2025_10_13 Hr 21 | 0 | 1.5e-05 | 0.000423 | 3.8139 | 3.8193 | 3.8193 | 3.8097 | 3.8139 | 3.8139 | 86.823 | -14 | 0.08 | 64 | 0 | 89.5531 | 89.5531 | 173.7529 | 0 | 0 | 0.046 | 0.0275 | 1.0494 | 0 | 0.00282 | 0.1485 | 45.3461 | 6.0261 | 226.1846 | 0 | 0 | 0 | 0 | 17.4263 | 43.8264 | 0 | 0 | -310.0579 | 0.6747 | 10.003 | 0 | -1 | -4.2 | 9.9603 | 0 | 0 | 24.8853 | 24.8853 | 24.8853 | 24.8853 | 28.9364 | 18.8487 | 1.3368 | 0 | 6.3991 | 12.9398 | 1.7014 | 62.9821 | 66.5807 | 18.9426 | 1093.645 | 28.1535 | 48.9477 | 1.1346 | 0.3248 | 0 | 13.847 | 3.48 | 29.422 | 1027.492 | 265.1943 | -21.29 | 7.8604 | 4.06 | -2.09 | 11.8017 | 4.2247 | 44.6386 | 2025-10-13 | 2025_10_13 Hr 21 | 82.3728 | -0.000418 | -1027.492 | -310.0579 | 402.9948 | 782.8688 | 101.7917 | 15.25 | 34.6442 | 95.4755 | 215.4518 | 92.0674 | 22.8901 | 179.1062 | 173.7529 | 0 | 6.0261 | 45.3461 | 226.1846 | 0 | 129.5628 | 0
2025_10_13 Hr 22 | 0 | 0 | 0 | 3.8139 | 3.8193 | 3.8193 | 3.8097 | 3.8139 | 3.8139 | 72.3206 | -14 | 0.08 | 67 | 0 | 89.5531 | 89.5531 | 173.7529 | 0 | 0 | 0.046 | 0.0275 | 1.0494 | 0 | 0.00282 | 0.1485 | 45.3461 | 6.0261 | 226.1846 | 0 | 0 | 0 | 0 | 13.1369 | 32.0017 | 0 | 0 | -317.7912 | 0.6747 | 10.003 | 0 | -1 | -4.2 | 9.9603 | 0 | 0 | 19.3807 | 19.3807 | 19.3807 | 19.3807 | 22.5357 | 18.8487 | 1.3368 | 0 | 6.3991 | 12.9398 | 1.7014 | 62.9821 | 66.5807 | 14.0262 | 1034.609 | 26.096 | 45.3706 | 1.1346 | 0.3248 | 0 | 13.847 | 3.48 | 29.422 | 952 | 256.472 | -21.29 | 7.8604 | 4.06 | -2.09 | 10.9392 | 3.916 | 41.7604 | 2025-10-13 | 2025_10_13 Hr 22 | 81.2887 | -4.4e-05 | -952 | -317.7912 | 337.1533 | 782.8688 | 99.8749 | 15.25 | 34.6442 | 79.3614 | 172.5303 | 85.2616 | 22.8901 | 179.1062 | 173.7529 | 0 | 6.0261 | 45.3461 | 226.1846 | 0 | 129.5628 | 0
2025_10_13 Hr 23 | 0 | 0 | 0 | 3.8139 | 3.8193 | 3.8193 | 3.8097 | 3.8139 | 3.8139 | 61.0837 | 0 | 0.08 | 60 | 0 | 89.5531 | 89.5531 | 176.4163 | 0 | 0 | 0.046 | 0.0275 | 1.0494 | 0 | 0.00282 | 0.1485 | 45.3461 | 6.0261 | 228.977 | 0 | 0 | 0 | 0 | 9.8133 | 22.8395 | 0 | 0 | -364.1122 | 0.6747 | 10.003 | 0 | -1 | -4.2 | 9.9603 | 0 | 0 | 15.1155 | 15.1155 | 15.1155 | 15.1155 | 17.5762 | 19.9017 | 1.3368 | 0 | 6.3991 | 12.9398 | 1.7014 | 64.2243 | 67.8938 | 27.9078 | 996.8774 | 24.5018 | 42.5988 | 1.1346 | 0.3248 | 0 | 13.847 | 3.48 | 29.422 | 884.6083 | 259.1332 | -7.29 | 7.8604 | 4.06 | -2.09 | 10.2709 | 3.6768 | 39.7097 | 2025-10-13 | 2025_10_13 Hr 23 | 94.8939 | 7.5e-05 | -884.6083 | -364.1122 | 300.137 | 790.8799 | 107.8095 | 15.25 | 34.6442 | 66.8757 | 139.2732 | 93.9882 | 22.8901 | 179.1062 | 176.4163 | 0 | 6.0261 | 45.3461 | 228.977 | 0 | 132.1181 | 0
2025_10_13 Hr 24 | 0 | 0 | 0 | 3.8139 | 3.8193 | 3.8193 | 3.8097 | 3.8139 | 3.8139 | 54.8218 | 0 | 0.08 | 54 | 0 | 89.5531 | 89.5531 | 176.4163 | 0 | 0 | 0.046 | 0.0275 | 1.0494 | 0 | 0.00282 | 0.1485 | 45.3461 | 6.0261 | 228.977 | 0 | 0 | 0 | 0 | 7.9612 | 17.7338 | 0 | 0 | -389.0265 | 0.6747 | 10.003 | 0 | -1 | -4.2 | 9.9603 | 0 | 0 | 12.7387 | 12.7387 | 12.7387 | 12.7387 | 14.8124 | 21.9024 | 1.3368 | 0 | 6.3991 | 12.9398 | 1.7014 | 64.2243 | 67.8938 | 18.9426 | 971.3865 | 23.6134 | 41.0543 | 1.1346 | 0.3248 | 0 | 13.847 | 3.48 | 29.422 | 818.3 | 243.23 | -7.29 | 7.8604 | 4.06 | -2.09 | 9.8985 | 3.5434 | 37.4201 | 2025-10-13 | 2025_10_13 Hr 24 | 82.1431 | -1.3e-05 | -818.3 | -389.0265 | 271.7074 | 790.8799 | 94.845 | 15.25 | 34.6442 | 59.9178 | 120.7401 | 91.0495 | 22.8901 | 179.1062 | 176.4163 | 0 | 6.0261 | 45.3461 | 228.977 | 0 | 132.1181 | 0
2025_10_14 Hr 01 | 0 | 0 | 0 | 3.8139 | 3.8193 | 3.8193 | 3.8097 | 3.8139 | 3.8139 | 47.6167 | 0 | 0.08 | 59 | 0 | 89.5531 | 89.5531 | 176.4163 | 0 | 0 | 0.046 | 0.0275 | 1.0494 | 0 | 0.00282 | 0.1485 | 45.3461 | 6.0261 | 228.977 | 0 | 0 | 0 | 0 | 5.6189 | 11.251 | 0 | 0 | -396.283 | 0.6747 | 10.0768 | 0 | -1 | -4.2 | 10.0448 | 0 | 0 | 9.8466 | 9.8466 | 9.8466 | 9.8466 | 11.4496 | 21.9024 | 1.3368 | 0 | 6.4482 | 13.2171 | 1.7014 | 64.2243 | 67.8938 | 14.0262 | 940.6619 | 22.9667 | 39.9105 | 1.1346 | 0.3248 | 0 | 13.847 | 3.48 | 29.422 | 778.5084 | 241.4195 | -7.29 | 7.8895 | 4.06 | -2.09 | 9.6182 | 3.4428 | 35.9449 | 2025-10-14 | 2025_10_14 Hr 01 | 78.3286 | -3.5e-05 | -778.5084 | -396.283 | 239.0887 | 790.8799 | 94.9286 | 15.25 | 34.6442 | 51.3292 | 98.6042 | 89.1554 | 22.8901 | 179.1062 | 176.4163 | 0 | 6.0261 | 45.3461 | 228.977 | 0 | 132.1181 | 0
2025_10_14 Hr 02 | 0 | 0 | 0 | 3.8139 | 3.8193 | 3.8193 | 3.8097 | 3.8139 | 3.8139 | 48.1522 | 0 | 0.08 | 55 | 0 | 89.5531 | 89.5531 | 176.4163 | 0 | 0 | 0.046 | 0.0275 | 1.0494 | 0 | 0.00282 | 0.1485 | 45.3461 | 6.0261 | 228.977 | 0 | 0 | 0 | 0 | 5.7753 | 11.6822 | 0 | 0 | -401.8732 | 0.6747 | 10.0768 | 0 | -1 | -4.2 | 10.0448 | 0 | 0 | 10.0495 | 10.0495 | 10.0495 | 10.0495 | 11.6855 | 19.9017 | 1.3368 | 0 | 6.4482 | 13.2171 | 1.7014 | 64.2243 | 67.8938 | 9.9774 | 942.8325 | 23.0431 | 40.0431 | 1.1346 | 0.3248 | 0 | 13.847 | 3.48 | 29.422 | 765.2917 | 231.6223 | -7.29 | 7.8895 | 4.06 | -2.09 | 9.6502 | 3.4543 | 35.4967 | 2025-10-14 | 2025_10_14 Hr 02 | 77.6072 | -4.4e-05 | -765.2917 | -401.8732 | 241.5117 | 790.8799 | 84.8791 | 15.25 | 34.6442 | 51.9168 | 100.1872 | 89.4077 | 22.8901 | 179.1062 | 176.4163 | 0 | 6.0261 | 45.3461 | 228.977 | 0 | 132.1181 | 0
2025_10_14 Hr 03 | 0 | 0 | 0 | 3.8139 | 3.8193 | 3.8193 | 3.8097 | 3.8139 | 3.8139 | 46.3161 | 0 | 0.08 | 43 | 0 | 89.5531 | 89.5531 | 176.4163 | 0 | 0 | 0.046 | 0.0275 | 1.0494 | 0 | 0.00282 | 0.1485 | 45.3461 | 6.0261 | 228.977 | 0 | 0 | 0 | 0 | 5.2389 | 10.204 | 0 | 0 | -413.7267 | 0.6747 | 10.0768 | 0 | -1 | -4.2 | 10.0448 | 0 | 0 | 9.3539 | 9.3539 | 9.3539 | 9.3539 | 10.8766 | 33.8013 | 1.3368 | 0 | 6.4482 | 13.2171 | 1.7014 | 64.2243 | 67.8938 | 17.9304 | 935.3903 | 22.7814 | 39.5884 | 1.1346 | 0.3248 | 0 | 13.847 | 3.48 | 29.422 | 754.9833 | 240.6097 | -7.29 | 7.8895 | 4.06 | -2.09 | 9.5406 | 3.415 | 35.2457 | 2025-10-14 | 2025_10_14 Hr 03 | 77.0572 | 1.1e-05 | -754.9833 | -413.7267 | 233.2043 | 790.8799 | 94.7317 | 15.25 | 34.6442 | 49.9021 | 94.7596 | 88.5425 | 22.8901 | 179.1062 | 176.4163 | 0 | 6.0261 | 45.3461 | 228.977 | 0 | 132.1181 | 0
2025_10_14 Hr 04 | 0 | 0 | 0 | 3.8139 | 3.8193 | 3.8193 | 3.8097 | 3.8139 | 3.8139 | 46.5839 | 0 | 0.08 | 38 | 0 | 89.5531 | 89.5531 | 176.4163 | 0 | 0 | 0.046 | 0.0275 | 1.0494 | 0 | 0.00282 | 0.1485 | 45.3461 | 6.0261 | 228.977 | 0 | 0 | 0 | 0 | 5.3171 | 10.4195 | 0 | 0 | -421.7584 | 0.6747 | 10.0768 | 0 | -1 | -4.2 | 10.0448 | 0 | 0 | 9.4553 | 9.4553 | 9.4553 | 9.4553 | 10.9946 | 37.6974 | 1.3368 | 0 | 6.4482 | 13.2171 | 1.7014 | 64.2243 | 67.8938 | 24.8712 | 936.4756 | 22.8195 | 39.6547 | 1.1346 | 0.3248 | 0 | 13.847 | 3.48 | 29.422 | 754 | 246.5728 | -7.29 | 7.8895 | 4.06 | -2.09 | 9.5566 | 3.4208 | 35.3126 | 2025-10-14 | 2025_10_14 Hr 04 | 85.0828 | 4e-06 | -754 | -421.7584 | 234.4158 | 790.8799 | 100.5686 | 15.25 | 34.6442 | 50.1959 | 95.5511 | 88.6687 | 22.8901 | 179.1062 | 176.4163 | 0 | 6.0261 | 45.3461 | 228.977 | 0 | 132.1181 | 0
2025_10_14 Hr 05 | 0 | 0 | 0 | 3.8139 | 3.8193 | 3.8193 | 3.8097 | 3.8139 | 3.8139 | 56.0896 | 0 | 0.08 | 32 | 0 | 89.5531 | 89.5531 | 176.4163 | 0 | 0 | 0.046 | 0.0275 | 1.0494 | 0 | 0.00282 | 0.1485 | 45.3461 | 6.0261 | 228.977 | 0 | 0 | 0 | 0 | 8.0944 | 18.0725 | 0 | 0 | -394.8933 | 0.6747 | 10.0768 | 0 | -1 | -4.2 | 10.0448 | 0 | 0 | 13.0567 | 13.0567 | 13.0567 | 13.0567 | 15.1822 | 33.8013 | 1.3368 | 0 | 6.4482 | 13.2171 | 1.7014 | 64.2243 | 67.8938 | 14.8938 | 975.0049 | 24.1742 | 42.0088 | 1.1346 | 0.3248 | 0 | 13.847 | 3.48 | 29.422 | 804 | 231.1785 | -7.29 | 7.8895 | 4.06 | -2.09 | 10.1239 | 3.6238 | 36.9328 | 2025-10-14 | 2025_10_14 Hr 05 | 87.9413 | 2.7e-05 | -804 | -394.8933 | 277.4242 | 790.8799 | 80.6951 | 15.25 | 34.6442 | 60.6262 | 123.6501 | 93.1478 | 22.8901 | 179.1062 | 176.4163 | 0 | 6.0261 | 45.3461 | 228.977 | 0 | 132.1181 | 0
2025_10_14 Hr 06 | 0 | 0 | 0 | 3.8139 | 3.8193 | 3.8193 | 3.8097 | 3.8139 | 3.8139 | 74.2978 | 0 | 0.08 | 29 | 0 | 89.5531 | 89.5531 | 176.4163 | 0 | 0 | 0.046 | 0.0275 | 1.0494 | 0 | 0.00282 | 0.1485 | 44.9548 | 6.0261 | 228.977 | 0 | 0 | 0 | 0 | 13.4143 | 32.7317 | 0 | 0 | -393.9945 | 0.6747 | 10.0768 | 0 | -1 | -4.2 | 10.0448 | 0 | 0 | 19.9552 | 19.9552 | 19.9552 | 19.9552 | 23.2037 | 33.8013 | 1.3368 | 0 | 6.4482 | 13.2171 | 1.7014 | 64.2243 | 67.8938 | 26.8956 | 1048.416 | 26.7691 | 46.5181 | 1.1346 | 0.3248 | 0 | 13.847 | 3.48 | 29.422 | 895.8917 | 248.7601 | -7.29 | 7.8895 | 4.06 | -2.09 | 11.2106 | 4.0128 | 40.5483 | 2025-10-14 | 2025_10_14 Hr 06 | 101.125 | -2.7e-05 | -895.8917 | -393.9945 | 359.8065 | 790.4886 | 89.6969 | 15.25 | 34.6442 | 80.6053 | 177.4735 | 101.7276 | 22.8901 | 179.1062 | 176.4163 | 0 | 6.0261 | 44.9548 | 228.977 | 0 | 132.1181 | 0
2025_10_14 Hr 07 | 0 | 0 | 0 | 3.8139 | 3.8193 | 3.8193 | 3.8097 | 3.8139 | 3.8139 | 97.5935 | -14 | 0.08 | 59 | 0 | 89.5531 | 89.5531 | 173.7529 | 0 | 0 | 0.046 | 0.0275 | 1.0494 | 0 | 0.00282 | 0.1485 | 45.3461 | 6.0261 | 226.1846 | 0 | 0 | 0 | 0 | 20.2207 | 51.4868 | 0 | 0 | -386.4244 | 0.6747 | 10.0768 | 0 | -1 | -4.2 | 10.0448 | 0 | 0 | 28.7811 | 28.7811 | 28.7811 | 28.7811 | 33.4664 | 38.7504 | 1.3368 | 0 | 6.4482 | 13.2171 | 1.7014 | 62.9821 | 66.5807 | 24.0036 | 1135.22 | 30.089 | 52.2872 | 1.1346 | 0.3248 | 0 | 13.847 | 3.48 | 29.422 | 1019.3 | 291.7942 | -21.29 | 7.8895 | 4.06 | -2.09 | 12.601 | 4.5105 | 45.3201 | 2025-10-14 | 2025_10_14 Hr 07 | 92.2956 | -9.7e-05 | -1019.3 | -386.4244 | 451.2073 | 782.8688 | 121.754 | 15.25 | 34.6442 | 106.1668 | 246.3358 | 98.7047 | 22.8901 | 179.1062 | 173.7529 | 0 | 6.0261 | 45.3461 | 226.1846 | 0 | 129.5628 | 0
2025_10_14 Hr 08 | 1.0282 | 1.5e-05 | 0.000423 | 3.8139 | 3.8193 | 3.8193 | 3.8097 | 3.8139 | 3.8139 | 109.1649 | -14 | 0.08 | 84 | 0 | 89.5531 | 89.5531 | 173.7529 | 0 | 0 | 0.046 | 0.0275 | 1.0494 | 0 | 0.00282 | 0.1485 | 45.3461 | 6.0261 | 226.1846 | 0 | 0 | 0 | 0 | 23.6015 | 60.8028 | 0 | 0 | -395.3345 | 0.6747 | 10.0768 | 0 | -1 | -4.2 | 10.0448 | 0 | 0 | 33.1651 | 33.1651 | 33.1651 | 33.1651 | 38.5641 | 37.6974 | 1.3368 | 0 | 6.4482 | 13.2171 | 1.7014 | 62.9821 | 66.5807 | 24.0036 | 1182.122 | 31.738 | 55.1529 | 1.1346 | 0.3248 | -1.0282 | 13.847 | 3.48 | 29.422 | 1086.692 | 322.2219 | -22.3182 | 7.8895 | 4.06 | -2.09 | 13.2916 | 4.7577 | 48.0975 | 2025-10-14 | 2025_10_14 Hr 08 | 94.4807 | -0.000499 | -1086.692 | -395.3345 | 503.5616 | 782.8688 | 145.7014 | 15.25 | 34.6442 | 118.8636 | 280.5408 | 104.1572 | 22.8901 | 179.1062 | 173.7529 | 0 | 6.0261 | 45.3461 | 226.1846 | 0 | 129.5628 | 0
2025_10_14 Hr 09 | 11.9184 | 0.000885 | 0.024957 | 3.8139 | 3.8193 | 3.8193 | 3.8097 | 3.8139 | 3.8139 | 100.9598 | -14 | 0.08 | 81 | 0 | 89.5531 | 89.5531 | 173.7529 | 0 | 0 | 0.046 | 0.0275 | 1.0494 | 0 | 0.00282 | 0.1485 | 45.3461 | 6.0261 | 226.1846 | 0 | 0 | 0 | 0 | 21.2042 | 54.1969 | 0 | 0 | -367.667 | 0.6747 | 10.0768 | 0 | -1 | -4.2 | 10.0448 | 0 | 0 | 30.0565 | 30.0565 | 30.0565 | 30.0565 | 34.9494 | 34.749 | 1.3368 | 0 | 6.4482 | 13.2171 | 1.7014 | 62.9821 | 66.5807 | 22.9914 | 1148.889 | 30.5687 | 53.1209 | 1.1346 | 0.3248 | -11.9184 | 13.847 | 3.48 | 29.422 | 1070.3 | 322.2861 | -33.2084 | 7.8895 | 4.06 | -2.09 | 12.8019 | 4.5824 | 47.0864 | 2025-10-14 | 2025_10_14 Hr 09 | 90.4576 | -0.000102 | -1070.3 | -367.667 | 466.4377 | 782.8688 | 138.7662 | 15.25 | 34.6442 | 109.8604 | 256.2864 | 100.2909 | 22.8901 | 179.1062 | 173.7529 | 0 | 6.0261 | 45.3461 | 226.1846 | 0 | 129.5628 | 0
2025_10_14 Hr 10 | 18.0924 | 0.00357 | 0.10067 | 3.8139 | 3.8193 | 3.8193 | 3.8097 | 3.8139 | 3.8139 | 95.3749 | -14 | 0.08 | 65 | 0 | 89.5531 | 89.5531 | 173.7529 | 0 | 0 | 0.046 | 0.0275 | 1.0494 | 0 | 0.00282 | 0.1485 | 45.3461 | 6.0261 | 226.1846 | 0 | 0 | 0 | 0 | 19.5725 | 49.7006 | 0 | 0 | -348.9522 | 0.6747 | 10.0768 | 0 | -1 | -4.2 | 10.0448 | 0 | 0 | 27.9406 | 27.9406 | 27.9406 | 27.9406 | 32.489 | 35.802 | 1.3368 | 0 | 6.4482 | 13.2171 | 1.7014 | 62.9821 | 66.5807 | 17.9304 | 1126.328 | 29.7728 | 51.7378 | 1.1346 | 0.3248 | -18.0924 | 13.847 | 3.48 | 29.422 | 1043.817 | 305.8232 | -39.3824 | 7.8895 | 4.06 | -2.09 | 12.4685 | 4.4631 | 45.7948 | 2025-10-14 | 2025_10_14 Hr 10 | 86.9258 | -0.00042 | -1043.817 | -348.9522 | 441.1692 | 782.8688 | 118.8366 | 15.25 | 34.6442 | 103.7324 | 239.7775 | 97.6593 | 22.8901 | 179.1062 | 173.7529 | 0 | 6.0261 | 45.3461 | 226.1846 | 0 | 129.5628 | 0
2025_10_14 Hr 11 | 17.5684 | 0.005445 | 0.15355 | 3.8139 | 3.8193 | 3.8193 | 3.8097 | 3.8139 | 3.8139 | 93.9404 | -14 | 0.08 | 71 | 0 | 89.5531 | 89.5531 | 173.7529 | 0 | 0 | 0.046 | 0.0275 | 1.0494 | 0 | 0.00282 | 0.1485 | 45.3461 | 6.0261 | 226.1846 | 0 | 0 | 0 | 0 | 19.1534 | 48.5457 | 0 | 0 | -359.809 | 0.6747 | 10.0768 | 0 | -1 | -4.2 | 10.0448 | 0 | 0 | 27.3971 | 27.3971 | 27.3971 | 27.3971 | 31.8571 | 35.802 | 1.3368 | 0 | 6.4482 | 13.2171 | 1.7014 | 62.9821 | 66.5807 | 15.906 | 1120.567 | 29.5684 | 51.3825 | 1.1346 | 0.3248 | -17.5684 | 13.847 | 3.48 | 29.422 | 1030.5 | 308.6007 | -38.8584 | 7.8895 | 4.06 | -2.09 | 12.3829 | 4.4324 | 45.412 | 2025-10-14 | 2025_10_14 Hr 11 | 87.0867 | -0.000105 | -1030.5 | -359.809 | 434.6789 | 782.8688 | 122.867 | 15.25 | 34.6442 | 102.1584 | 235.5372 | 96.9833 | 22.8901 | 179.1062 | 173.7529 | 0 | 6.0261 | 45.3461 | 226.1846 | 0 | 129.5628 | 0
2025_10_14 Hr 12 | 17.0875 | 0.008985 | 0.25338 | 3.8139 | 3.8193 | 3.8193 | 3.8097 | 3.8139 | 3.8139 | 88.872 | -14 | 0.08 | 81 | 0 | 89.5531 | 89.5531 | 173.7529 | 0 | 0 | 0.046 | 0.0275 | 1.0494 | 0 | 0.00282 | 0.1485 | 45.3461 | 6.0261 | 226.1846 | 0 | 0 | 0 | 0 | 17.6725 | 44.4652 | 0 | 0 | -361.4754 | 0.6747 | 10.0768 | 0 | -1 | -4.2 | 10.0448 | 0 | 0 | 25.4768 | 25.4768 | 25.4768 | 25.4768 | 29.6242 | 33.8013 | 1.3368 | 0 | 6.4482 | 13.2171 | 1.7014 | 62.9821 | 66.5807 | 12.0018 | 1100.123 | 28.8461 | 50.1273 | 1.1346 | 0.3248 | -17.0875 | 13.847 | 3.48 | 29.422 | 1010.1 | 309.8301 | -38.3775 | 7.8895 | 4.06 | -2.09 | 12.0804 | 4.3242 | 44.6286 | 2025-10-14 | 2025_10_14 Hr 12 | 88.12 | -3.5e-05 | -1010.1 | -361.4754 | 411.7469 | 782.8688 | 127.0655 | 15.25 | 34.6442 | 96.597 | 220.5549 | 94.5951 | 22.8901 | 179.1062 | 173.7529 | 0 | 6.0261 | 45.3461 | 226.1846 | 0 | 129.5628 | 0
2025_10_14 Hr 13 | 15.5402 | 0.00996 | 0.28087 | 3.8139 | 3.8193 | 3.8193 | 3.8097 | 3.8139 | 3.8139 | 83.6697 | -14 | 0.08 | 91 | 0 | 89.5531 | 89.5531 | 173.7529 | 0 | 0 | 0.046 | 0.0275 | 1.0494 | 0 | 0.00282 | 0.1485 | 45.3461 | 6.0261 | 226.1846 | 0 | 0 | 0 | 0 | 16.1525 | 40.2769 | 0 | 0 | -327.5413 | 0.6747 | 10.0768 | 0 | -1 | -4.2 | 10.0448 | 0 | 0 | 23.5058 | 23.5058 | 23.5058 | 23.5058 | 27.3324 | 30.7476 | 1.3368 | 0 | 6.4482 | 13.2171 | 1.7014 | 62.9821 | 66.5807 | 13.014 | 1079.064 | 28.1047 | 48.839 | 1.1346 | 0.3248 | -15.5402 | 13.847 | 3.48 | 29.422 | 1028.483 | 313.791 | -36.8302 | 7.8895 | 4.06 | -2.09 | 11.7699 | 4.213 | 44.9078 | 2025-10-14 | 2025_10_14 Hr 13 | 83.4081 | 0.000207 | -1028.483 | -327.5413 | 388.2091 | 782.8688 | 135.0524 | 15.25 | 34.6442 | 90.8887 | 205.1767 | 92.1437 | 22.8901 | 179.1062 | 173.7529 | 0 | 6.0261 | 45.3461 | 226.1846 | 0 | 129.5628 | 0
2025_10_14 Hr 14 | 15.5386 | 0.009975 | 0.2813 | 3.8139 | 3.8193 | 3.8193 | 3.8097 | 3.8139 | 3.8139 | 81.3171 | -14 | 0.08 | 93 | 0 | 89.5531 | 89.5531 | 173.7529 | 0 | 0 | 0.046 | 0.0275 | 1.0494 | 0 | 0.00282 | 0.1485 | 45.3461 | 6.0261 | 226.1846 | 0 | 0 | 0 | 0 | 15.4652 | 38.3829 | 0 | 0 | -342.0804 | 0.6747 | 10.0768 | 0 | -1 | -4.2 | 10.0448 | 0 | 0 | 22.6146 | 22.6146 | 22.6146 | 22.6146 | 26.296 | 34.749 | 1.3368 | 0 | 6.4482 | 13.2171 | 1.7014 | 62.9821 | 66.5807 | 24.0036 | 1069.529 | 27.7694 | 48.2564 | 1.1346 | 0.3248 | -15.5386 | 13.847 | 3.48 | 29.422 | 1020.292 | 329.6718 | -36.8286 | 7.8895 | 4.06 | -2.09 | 11.6296 | 4.1628 | 44.7757 | 2025-10-14 | 2025_10_14 Hr 14 | 82.5696 | -0.000372 | -1020.292 | -342.0804 | 377.5652 | 782.8688 | 152.0439 | 15.25 | 34.6442 | 88.3073 | 198.2227 | 91.0352 | 22.8901 | 179.1062 | 173.7529 | 0 | 6.0261 | 45.3461 | 226.1846 | 0 | 129.5628 | 0
2025_10_14 Hr 15 | 16.5784 | 0.00981 | 0.27664 | 3.8139 | 3.8193 | 3.8193 | 3.8097 | 3.8139 | 3.8139 | 77.0328 | -14 | 0.08 | 93 | 0 | 89.5531 | 89.5531 | 173.7529 | 0 | 0 | 0.046 | 0.0275 | 1.0494 | 0 | 0.00282 | 0.1485 | 45.3461 | 6.0261 | 226.1846 | 0 | 0 | 0 | 0 | 14.2134 | 34.9336 | 0 | 0 | -322.7233 | 0.6747 | 10.0768 | 0 | -1 | -4.2 | 10.0448 | 0 | 0 | 20.9914 | 20.9914 | 20.9914 | 20.9914 | 24.4086 | 33.8013 | 1.3368 | 0 | 6.4482 | 13.2171 | 1.7014 | 62.9821 | 66.5807 | 22.9914 | 1052.159 | 27.1589 | 47.1954 | 1.1346 | 0.3248 | -16.5784 | 13.847 | 3.48 | 29.422 | 1018.3 | 326.7328 | -37.8684 | 7.8895 | 4.06 | -2.09 | 11.3738 | 4.0712 | 44.4424 | 2025-10-14 | 2025_10_14 Hr 15 | 83.7299 | -6.5e-05 | -1018.3 | -322.7233 | 358.1811 | 782.8688 | 150.0792 | 15.25 | 34.6442 | 83.6064 | 185.5584 | 89.0164 | 22.8901 | 179.1062 | 173.7529 | 0 | 6.0261 | 45.3461 | 226.1846 | 0 | 129.5628 | 0
2025_10_14 Hr 16 | 17.0908 | 0.009855 | 0.27791 | 3.8139 | 3.8193 | 3.8193 | 3.8097 | 3.8139 | 3.8139 | 76.2487 | -14 | 0.08 | 92 | 0 | 89.5531 | 89.5531 | 173.7529 | 0 | 0 | 0.046 | 0.0275 | 1.0494 | 0 | 0.00282 | 0.1485 | 45.3461 | 6.0261 | 226.1846 | 0 | 0 | 0 | 0 | 13.9843 | 34.3023 | 0 | 0 | -310.218 | 0.6747 | 10.0768 | 0 | -1 | -4.2 | 10.0448 | 0 | 0 | 20.6943 | 20.6943 | 20.6943 | 20.6943 | 24.0631 | 27.7992 | 1.3368 | 0 | 6.4482 | 13.2171 | 1.7014 | 62.9821 | 66.5807 | 16.9182 | 1048.982 | 27.0471 | 47.0012 | 1.1346 | 0.3248 | -17.0908 | 13.847 | 3.48 | 29.422 | 1014.183 | 313.8004 | -38.3808 | 7.8895 | 4.06 | -2.09 | 11.327 | 4.0545 | 44.1154 | 2025-10-14 | 2025_10_14 Hr 16 | 93.9529 | 0.000266 | -1014.183 | -310.218 | 354.6331 | 782.8688 | 137.0052 | 15.25 | 34.6442 | 82.7459 | 183.2403 | 88.6469 | 22.8901 | 179.1062 | 173.7529 | 0 | 6.0261 | 45.3461 | 226.1846 | 0 | 129.5628 | 0
2025_10_14 Hr 17 | 12.4425 | 0.00783 | 0.22081 | 3.8139 | 3.8193 | 3.8193 | 3.8097 | 3.8139 | 3.8139 | 79.5001 | -14 | 0.08 | 85 | 0 | 89.5531 | 89.5531 | 173.7529 | 0 | 0 | 0.046 | 0.0275 | 1.0494 | 0 | 0.00282 | 0.1485 | 45.3461 | 6.0261 | 226.1846 | 0 | 0 | 0 | 0 | 14.9343 | 36.92 | 0 | 0 | -280.4278 | 0.6747 | 10.0768 | 0 | -1 | -4.2 | 10.0448 | 0 | 0 | 21.9262 | 21.9262 | 21.9262 | 21.9262 | 25.4955 | 23.7978 | 1.3368 | 0 | 6.4482 | 13.2171 | 1.7014 | 62.9821 | 66.5807 | 9.9774 | 1062.104 | 27.5105 | 47.8064 | 1.1346 | 0.3248 | -12.4425 | 13.847 | 3.48 | 29.422 | 1040.683 | 292.74 | -33.7325 | 7.8895 | 4.06 | -2.09 | 11.5211 | 4.124 | 44.7694 | 2025-10-14 | 2025_10_14 Hr 17 | 100.7775 | 0.000238 | -1040.683 | -280.4278 | 369.3442 | 782.8688 | 119.0038 | 15.25 | 34.6442 | 86.3136 | 192.8516 | 90.179 | 22.8901 | 179.1062 | 173.7529 | 0 | 6.0261 | 45.3461 | 226.1846 | 0 | 129.5628 | 0
2025_10_14 Hr 18 | 2.0713 | 0.005835 | 0.16455 | 3.8139 | 3.8193 | 3.8193 | 3.8097 | 3.8139 | 3.8139 | 82.6177 | -14 | 0.08 | 82 | 0 | 89.5531 | 89.5531 | 173.7529 | 0 | 0 | 0.046 | 0.0275 | 1.0494 | 0 | 0.00282 | 0.1485 | 45.3461 | 6.0261 | 226.1846 | 0 | 0 | 0 | 0 | 15.8452 | 39.4299 | 0 | 0 | -268.2217 | 0.6747 | 10.0768 | 0 | -1 | -4.2 | 10.0448 | 0 | 0 | 23.1073 | 23.1073 | 23.1073 | 23.1073 | 26.869 | 19.9017 | 1.3368 | 0 | 6.4482 | 13.2171 | 1.7014 | 62.9821 | 66.5807 | 5.9286 | 1074.684 | 27.9548 | 48.5785 | 1.1346 | 0.3248 | -2.0713 | 13.847 | 3.48 | 29.422 | 1055.992 | 272.8909 | -23.3613 | 7.8895 | 4.06 | -2.09 | 11.7072 | 4.1906 | 45.2131 | 2025-10-14 | 2025_10_14 Hr 18 | 104.4533 | -0.000395 | -1055.992 | -268.2217 | 383.4497 | 782.8688 | 108.0007 | 15.25 | 34.6442 | 89.7344 | 202.0672 | 91.648 | 22.8901 | 179.1062 | 173.7529 | 0 | 6.0261 | 45.3461 | 226.1846 | 0 | 129.5628 | 0
2025_10_14 Hr 19 | 0 | 0.002325 | 0.065565 | 3.8139 | 3.8193 | 3.8193 | 3.8097 | 3.8139 | 3.8139 | 89.9048 | -14 | 0.08 | 77 | 0 | 89.5531 | 89.5531 | 173.7529 | 0 | 0 | 0.046 | 0.0275 | 1.0494 | 0 | 0.00282 | 0.1485 | 45.3461 | 6.0261 | 226.1846 | 0 | 0 | 0 | 0 | 17.9743 | 45.2967 | 0 | 0 | -280.4982 | 0.6747 | 10.0768 | 0 | -1 | -4.2 | 10.0448 | 0 | 0 | 25.8681 | 25.8681 | 25.8681 | 25.8681 | 30.0792 | 22.8501 | 1.3368 | 0 | 6.4482 | 13.2171 | 1.7014 | 62.9821 | 66.5807 | 13.014 | 1104.121 | 28.9933 | 50.3831 | 1.1346 | 0.3248 | 0 | 13.847 | 3.48 | 29.422 | 1081.617 | 279.2837 | -21.29 | 7.8895 | 4.06 | -2.09 | 12.1421 | 4.3462 | 46.3862 | 2025-10-14 | 2025_10_14 Hr 19 | 101.743 | -0.000393 | -1081.617 | -280.4982 | 416.4199 | 782.8688 | 112.932 | 15.25 | 34.6442 | 97.7302 | 223.6079 | 95.0817 | 22.8901 | 179.1062 | 173.7529 | 0 | 6.0261 | 45.3461 | 226.1846 | 0 | 129.5628 | 0
2025_10_14 Hr 20 | 0 | 0.00036 | 0.010152 | 3.8139 | 3.8193 | 3.8193 | 3.8097 | 3.8139 | 3.8139 | 88.2217 | -14 | 0.08 | 85 | 0 | 89.5531 | 89.5531 | 173.7529 | 0 | 0 | 0.046 | 0.0275 | 1.0494 | 0 | 0.00282 | 0.1485 | 45.3461 | 6.0261 | 226.1846 | 0 | 0 | 0 | 0 | 17.4825 | 43.9417 | 0 | 0 | -322.042 | 0.6747 | 10.0768 | 0 | -1 | -4.2 | 10.0448 | 0 | 0 | 25.2305 | 25.2305 | 25.2305 | 25.2305 | 29.3377 | 30.7476 | 1.3368 | 0 | 6.4482 | 13.2171 | 1.7014 | 62.9821 | 66.5807 | 27.9078 | 1097.244 | 28.7534 | 49.9663 | 1.1346 | 0.3248 | 0 | 13.847 | 3.48 | 29.422 | 1063.192 | 309.2799 | -21.29 | 7.8895 | 4.06 | -2.09 | 12.0416 | 4.3103 | 46.2055 | 2025-10-14 | 2025_10_14 Hr 20 | 100.8283 | -0.000427 | -1063.192 | -322.042 | 408.8047 | 782.8688 | 143.6659 | 15.25 | 34.6442 | 95.8834 | 218.6326 | 94.2887 | 22.8901 | 179.1062 | 173.7529 | 0 | 6.0261 | 45.3461 | 226.1846 | 0 | 129.5628 | 0
2025_10_14 Hr 21 | 0 | 0 | 0 | 3.8139 | 3.8193 | 3.8193 | 3.8097 | 3.8139 | 3.8139 | 80.1504 | -14 | 0.08 | 85 | 0 | 89.5531 | 89.5531 | 173.7529 | 0 | 0 | 0.046 | 0.0275 | 1.0494 | 0 | 0.00282 | 0.1485 | 45.3461 | 0 | 226.1846 | 0 | 0 | 0 | 0 | 15.1243 | 37.4436 | 0 | 0 | -343.2914 | 0.6747 | 10.0768 | 0 | -1 | -4.2 | 10.0448 | 0 | 0 | 22.1725 | 22.1725 | 22.1725 | 22.1725 | 25.782 | 41.6988 | 1.3368 | 0 | 6.4482 | 13.2171 | 1.7014 | 62.9821 | 66.5807 | 35.8608 | 1058.493 | 27.6031 | 47.9674 | 1.1346 | 0.3248 | 0 | 13.847 | 3.48 | 29.422 | 1018.292 | 324.3806 | -21.29 | 7.8895 | 4.06 | -2.09 | 11.5599 | 4.1378 | 44.7127 | 2025-10-14 | 2025_10_14 Hr 21 | 88.5472 | -0.000426 | -1018.292 | -343.2914 | 372.2865 | 776.8427 | 162.5596 | 15.25 | 34.6442 | 87.0272 | 194.7739 | 90.4854 | 22.8901 | 179.1062 | 173.7529 | 0 | 0 | 45.3461 | 226.1846 | 0 | 129.5628 | 0
2025_10_14 Hr 22 | 0 | 0 | 0 | 3.8139 | 3.8193 | 3.8193 | 3.8097 | 3.8139 | 3.8139 | 68.5599 | -14 | 0.08 | 90 | 0 | 89.5531 | 89.5531 | 173.7529 | 0 | 0 | 0.046 | 0.0275 | 1.0494 | 0 | 0.00282 | 0.1485 | 45.3461 | 0 | 226.1846 | 0 | 0 | 0 | 0 | 11.7379 | 28.1122 | 0 | 0 | -357.1618 | 0.6747 | 10.0768 | 0 | -1 | -4.2 | 10.0448 | 0 | 0 | 17.7813 | 17.7813 | 17.7813 | 17.7813 | 20.6759 | 40.7511 | 1.3368 | 0 | 6.4482 | 13.2171 | 1.7014 | 62.9821 | 66.5807 | 33.8364 | 1011.513 | 25.9514 | 45.0971 | 1.1346 | 0.3248 | 0 | 13.847 | 3.48 | 29.422 | 954.0084 | 320.9469 | -21.29 | 7.8895 | 4.06 | -2.09 | 10.8682 | 3.8902 | 42.3577 | 2025-10-14 | 2025_10_14 Hr 22 | 92.096 | -0.000165 | -954.0084 | -357.1618 | 319.8457 | 776.8427 | 164.5875 | 15.25 | 34.6442 | 74.3094 | 160.5124 | 85.0239 | 22.8901 | 179.1062 | 173.7529 | 0 | 0 | 45.3461 | 226.1846 | 0 | 129.5628 | 0
2025_10_14 Hr 23 | 0 | 0 | 0 | 3.8139 | 3.8193 | 3.8193 | 3.8097 | 3.8139 | 3.8139 | 56.0705 | 0 | 0.08 | 89 | 0 | 89.5531 | 89.5531 | 176.4163 | 0 | 0 | 0.046 | 0.0275 | 1.0494 | 0 | 0.00282 | 0.1485 | 45.3461 | 0 | 228.977 | 0 | 0 | 0 | 0 | 8.0888 | 18.0571 | 0 | 0 | -383.0452 | 0.6747 | 10.0768 | 0 | -1 | -4.2 | 10.0448 | 0 | 0 | 13.0495 | 13.0495 | 13.0495 | 13.0495 | 15.1738 | 42.7518 | 1.3368 | 0 | 6.4482 | 13.2171 | 1.7014 | 64.2243 | 67.8938 | 27.9078 | 968.9012 | 24.1715 | 42.0041 | 1.1346 | 0.3248 | 0 | 13.847 | 3.48 | 29.422 | 888.7 | 310.1339 | -7.29 | 7.8895 | 4.06 | -2.09 | 10.1228 | 3.6234 | 40.1203 | 2025-10-14 | 2025_10_14 Hr 23 | 97.6713 | 2e-05 | -888.7 | -383.0452 | 277.3376 | 784.8538 | 159.6596 | 15.25 | 34.6442 | 60.6052 | 123.5936 | 93.1388 | 22.8901 | 179.1062 | 176.4163 | 0 | 0 | 45.3461 | 228.977 | 0 | 132.1181 | 0
2025_10_14 Hr 24 | 0 | 0 | 0 | 3.8139 | 3.8193 | 3.8193 | 3.8097 | 3.8139 | 3.8139 | 48.4009 | 0 | 0.08 | 91 | 0 | 89.5531 | 89.5531 | 176.4163 | 0 | 0 | 0.046 | 0.0275 | 1.0494 | 0 | 0.00282 | 0.1485 | 45.3461 | 0 | 228.977 | 0 | 0 | 0 | 0 | 5.848 | 11.8824 | 0 | 0 | -420.6241 | 0.6747 | 10.0768 | 0 | -1 | -4.2 | 10.0448 | 0 | 0 | 10.1437 | 10.1437 | 10.1437 | 10.1437 | 11.795 | 38.7504 | 1.3368 | 0 | 6.4482 | 13.2171 | 1.7014 | 64.2243 | 67.8938 | 38.8974 | 937.8143 | 23.0785 | 40.1047 | 1.1346 | 0.3248 | 0 | 13.847 | 3.48 | 29.422 | 825.4083 | 315.5082 | -7.29 | 7.8895 | 4.06 | -2.09 | 9.665 | 3.4596 | 38.1164 | 2025-10-14 | 2025_10_14 Hr 24 | 96.8777 | 6.3e-05 | -825.4083 | -420.6241 | 242.6367 | 784.8538 | 168.6478 | 15.25 | 34.6442 | 52.1896 | 100.9222 | 89.5249 | 22.8901 | 179.1062 | 176.4163 | 0 | 0 | 45.3461 | 228.977 | 0 | 132.1181 | 0
2025_10_15 Hr 01 | 0 | 0 | 0 | 3.8139 | 3.8193 | 3.8193 | 3.8097 | 3.8139 | 3.8139 | 48.8904 | 0 | 0.08 | 89 | 0 | 89.5531 | 89.5531 | 176.4163 | 0 | 0 | 0.046 | 0.0275 | 1.0494 | 0 | 0.00282 | 0.1485 | 45.3461 | 6.0261 | 228.977 | 0 | 0 | 0 | 0 | 7.346 | 15.9827 | 0 | 0 | -463.921 | 0.6747 | 10.1506 | 0 | -1 | -4.2 | 10.1293 | 0 | 0 | 11.0016 | 11.0016 | 11.0016 | 11.0016 | 12.7925 | 31.8006 | 1.3368 | 0 | 6.4972 | 12.1495 | 1.7014 | 64.2243 | 67.8938 | 52.9236 | 954.5935 | 21.8782 | 38.0003 | 1.1346 | 0.3248 | 0 | 13.847 | 3.48 | 29.422 | 798.9 | 315.5175 | -7.29 | 7.9187 | 4.06 | -2.09 | 9.1536 | 3.2762 | 37.6397 | 2025-10-15 | 2025_10_15 Hr 01 | 99.1321 | -4.7e-05 | -798.9 | -463.921 | 248.3227 | 790.8799 | 173.7242 | 15.25 | 34.6442 | 58.0244 | 105.8405 | 84.4577 | 22.8901 | 179.1062 | 176.4163 | 0 | 6.0261 | 45.3461 | 228.977 | 0 | 132.1181 | 0
2025_10_15 Hr 02 | 0 | 0 | 0 | 3.8139 | 3.8193 | 3.8193 | 3.8097 | 3.8139 | 3.8139 | 45.1387 | 0 | 0.08 | 86 | 0 | 89.5531 | 89.5531 | 176.4163 | 0 | 0 | 0.046 | 0.0275 | 1.0494 | 0 | 0.00282 | 0.1485 | 45.3461 | 6.0261 | 228.977 | 0 | 0 | 0 | 0 | 6.1428 | 12.6687 | 0 | 0 | -472.9118 | 0.6747 | 10.1506 | 0 | -1 | -4.2 | 10.1293 | 0 | 0 | 9.5829 | 9.5829 | 9.5829 | 9.5829 | 11.1428 | 31.8006 | 1.3368 | 0 | 6.4972 | 12.1495 | 1.7014 | 64.2243 | 67.8938 | 53.7912 | 939.0002 | 21.3411 | 37.0674 | 1.1346 | 0.3248 | 0 | 13.847 | 3.48 | 29.422 | 770.4083 | 311.61 | -7.29 | 7.9187 | 4.06 | -2.09 | 8.9289 | 3.1958 | 36.6334 | 2025-10-15 | 2025_10_15 Hr 02 | 99.105 | 6.2e-05 | -770.4083 | -472.9118 | 230.9543 | 790.8799 | 171.5918 | 15.25 | 34.6442 | 53.5073 | 94.7643 | 82.6827 | 22.8901 | 179.1062 | 176.4163 | 0 | 6.0261 | 45.3461 | 228.977 | 0 | 132.1181 | 0
2025_10_15 Hr 03 | 0 | 0 | 0 | 3.8139 | 3.8193 | 3.8193 | 3.8097 | 3.8139 | 3.8139 | 43.958 | 0 | 0.08 | 84 | 0 | 89.5531 | 89.5531 | 176.4163 | 0 | 0 | 0.046 | 0.0275 | 1.0494 | 0 | 0.00282 | 0.1485 | 45.3461 | 6.0261 | 228.977 | 0 | 0 | 0 | 0 | 5.7641 | 11.6258 | 0 | 0 | -460.3661 | 0.6747 | 10.1506 | 0 | -1 | -4.2 | 10.1293 | 0 | 0 | 9.1363 | 9.1363 | 9.1363 | 9.1363 | 10.6237 | 31.8006 | 1.3368 | 0 | 6.4972 | 12.1495 | 1.7014 | 64.2243 | 67.8938 | 54.8034 | 934.0926 | 21.1721 | 36.7739 | 1.1346 | 0.3248 | 0 | 13.847 | 3.48 | 29.422 | 776.5 | 310.0636 | -7.29 | 7.9187 | 4.06 | -2.09 | 8.8581 | 3.1705 | 36.7088 | 2025-10-15 | 2025_10_15 Hr 03 | 98.4017 | 7e-05 | -776.5 | -460.3661 | 225.4881 | 790.8799 | 170.604 | 15.25 | 34.6442 | 52.0857 | 91.2784 | 82.124 | 22.8901 | 179.1062 | 176.4163 | 0 | 6.0261 | 45.3461 | 228.977 | 0 | 132.1181 | 0
2025_10_15 Hr 04 | 0 | 0 | 0 | 3.8139 | 3.8193 | 3.8193 | 3.8097 | 3.8139 | 3.8139 | 44.4912 | 0 | 0.08 | 83 | 0 | 89.5531 | 89.5531 | 176.4163 | 0 | 0 | 0.046 | 0.0275 | 1.0494 | 0 | 0.00282 | 0.1485 | 45.3461 | 6.0261 | 228.977 | 0 | 0 | 0 | 0 | 5.9351 | 12.0968 | 0 | 0 | -462.0536 | 0.6747 | 10.1506 | 0 | -1 | -4.2 | 10.1293 | 0 | 0 | 9.338 | 9.338 | 9.338 | 9.338 | 10.8581 | 27.7992 | 1.3368 | 0 | 6.4972 | 12.1495 | 1.7014 | 64.2243 | 67.8938 | 52.9236 | 936.3089 | 21.2484 | 36.9064 | 1.1346 | 0.3248 | 0 | 13.847 | 3.48 | 29.422 | 770.4 | 303.4346 | -7.29 | 7.9187 | 4.06 | -2.09 | 8.8901 | 3.1819 | 36.4902 | 2025-10-15 | 2025_10_15 Hr 04 | 101.0168 | -3.7e-05 | -770.4 | -462.0536 | 227.9567 | 790.8799 | 163.7228 | 15.25 | 34.6442 | 52.7277 | 92.8527 | 82.3763 | 22.8901 | 179.1062 | 176.4163 | 0 | 6.0261 | 45.3461 | 228.977 | 0 | 132.1181 | 0
2025_10_15 Hr 05 | 0 | 0 | 0 | 3.8139 | 3.8193 | 3.8193 | 3.8097 | 3.8139 | 3.8139 | 48.3572 | 0 | 0.08 | 74 | 0 | 89.5531 | 89.5531 | 176.4163 | 0 | 0 | 0.046 | 0.0275 | 1.0494 | 0 | 0.00282 | 0.1485 | 45.3461 | 6.0261 | 228.977 | 0 | 0 | 0 | 0 | 7.175 | 15.5117 | 0 | 0 | -417.2482 | 0.6747 | 10.1506 | 0 | -1 | -4.2 | 10.1293 | 0 | 0 | 10.7999 | 10.7999 | 10.7999 | 10.7999 | 12.5581 | 21.9024 | 1.3368 | 0 | 6.4972 | 12.1495 | 1.7014 | 64.2243 | 67.8938 | 44.826 | 952.3772 | 21.8018 | 37.8677 | 1.1346 | 0.3248 | 0 | 13.847 | 3.48 | 29.422 | 810.1083 | 282.2693 | -7.29 | 7.9187 | 4.06 | -2.09 | 9.1216 | 3.2648 | 37.4681 | 2025-10-15 | 2025_10_15 Hr 05 | 124.5074 | 7.5e-05 | -810.1083 | -417.2482 | 245.8541 | 790.8799 | 140.7284 | 15.25 | 34.6442 | 57.3824 | 104.2663 | 84.2054 | 22.8901 | 179.1062 | 176.4163 | 0 | 6.0261 | 45.3461 | 228.977 | 0 | 132.1181 | 0
2025_10_15 Hr 06 | 0 | 0 | 0 | 3.8139 | 3.8193 | 3.8193 | 3.8097 | 3.8139 | 3.8139 | 61.3072 | 0 | 0.08 | 69 | 0 | 89.5531 | 89.5531 | 176.4163 | 0 | 0 | 0.046 | 0.0275 | 1.0494 | 0 | 0.00282 | 0.1485 | 45.3461 | 6.0261 | 228.977 | 0 | 0 | 0 | 0 | 11.328 | 26.9506 | 0 | 0 | -376.0226 | 0.6747 | 10.1506 | 0 | -1 | -4.2 | 10.1293 | 0 | 0 | 15.697 | 15.697 | 15.697 | 15.697 | 18.2524 | 29.7999 | 1.3368 | 0 | 6.4972 | 12.1495 | 1.7014 | 64.2243 | 67.8938 | 44.826 | 1006.202 | 23.6557 | 41.0876 | 1.1346 | 0.3248 | 0 | 13.847 | 3.48 | 29.422 | 914.1833 | 291.2939 | -7.29 | 7.9187 | 4.06 | -2.09 | 9.8973 | 3.5424 | 41.0339 | 2025-10-15 | 2025_10_15 Hr 06 | 129.3949 | 8e-06 | -914.1833 | -376.0226 | 305.806 | 790.8799 | 143.6259 | 15.25 | 34.6442 | 72.9745 | 142.499 | 90.3325 | 22.8901 | 179.1062 | 176.4163 | 0 | 6.0261 | 45.3461 | 228.977 | 0 | 132.1181 | 0
2025_10_15 Hr 07 | 0 | 0 | 0 | 3.8139 | 3.8193 | 3.8193 | 3.8097 | 3.8139 | 3.8139 | 83.0745 | -14 | 0.08 | 57 | 0 | 89.5531 | 89.5531 | 173.7529 | 0 | 0 | 0.046 | 0.0275 | 1.0494 | 0 | 0.00282 | 0.1485 | 45.3461 | 6.0261 | 226.1846 | 0 | 0 | 0 | 0 | 18.3089 | 46.1782 | 0 | 0 | -351.5504 | 0.6747 | 10.1506 | 0 | -1 | -4.2 | 10.1293 | 0 | 0 | 23.9285 | 23.9285 | 23.9285 | 23.9285 | 27.8239 | 26.8515 | 1.3368 | 0 | 6.4972 | 12.1495 | 1.7014 | 62.9821 | 66.5807 | 71.8662 | 1088.664 | 26.7718 | 46.5 | 1.1346 | 0.3248 | 0 | 13.847 | 3.48 | 29.422 | 1029.508 | 313.6846 | -21.29 | 7.9187 | 4.06 | -2.09 | 11.201 | 4.009 | 45.2642 | 2025-10-15 | 2025_10_15 Hr 07 | 122.6425 | 0.000187 | -1029.508 | -351.5504 | 392.5779 | 782.8688 | 155.7177 | 15.25 | 34.6442 | 99.1828 | 206.7637 | 86.6313 | 22.8901 | 179.1062 | 173.7529 | 0 | 6.0261 | 45.3461 | 226.1846 | 0 | 129.5628 | 0
2025_10_15 Hr 08 | 1.0282 | 3e-05 | 0.000846 | 3.8139 | 3.8193 | 3.8193 | 3.8097 | 3.8139 | 3.8139 | 92.787 | -14 | 0.08 | 39 | 0 | 89.5531 | 89.5531 | 173.7529 | 0 | 0 | 0.046 | 0.0275 | 1.0494 | 0 | 0.00282 | 0.1485 | 45.3461 | 6.0261 | 226.1846 | 0 | 0 | 0 | 0 | 21.4237 | 54.7574 | 0 | 0 | -313.3615 | 0.6747 | 10.1506 | 0 | -1 | -4.2 | 10.1293 | 0 | 0 | 27.6014 | 27.6014 | 27.6014 | 27.6014 | 32.0946 | 19.9017 | 1.3368 | 0 | 6.4972 | 12.1495 | 1.7014 | 62.9821 | 66.5807 | 70.854 | 1129.034 | 28.1622 | 48.915 | 1.1346 | 0.3248 | -1.0282 | 13.847 | 3.48 | 29.422 | 1086.7 | 293.346 | -22.3182 | 7.9187 | 4.06 | -2.09 | 11.7827 | 4.2172 | 47.0192 | 2025-10-15 | 2025_10_15 Hr 08 | 116.7306 | -0.000128 | -1086.7 | -313.3615 | 437.5418 | 782.8688 | 129.7566 | 15.25 | 34.6442 | 110.8769 | 235.4383 | 91.2266 | 22.8901 | 179.1062 | 173.7529 | 0 | 6.0261 | 45.3461 | 226.1846 | 0 | 129.5628 | 0
2025_10_15 Hr 09 | 9.3298 | 0.00099 | 0.027918 | 3.8139 | 3.8193 | 3.8193 | 3.8097 | 3.8139 | 3.8139 | 92.1395 | -14 | 0.08 | 21 | 0 | 89.5531 | 89.5531 | 173.7529 | 0 | 0 | 0.046 | 0.0275 | 1.0494 | 0 | 0.00282 | 0.1485 | 45.3461 | 6.0261 | 226.1846 | 0 | 0 | 0 | 0 | 21.2161 | 54.1854 | 0 | 0 | -276.3267 | 0.6747 | 10.1506 | 0 | -1 | -4.2 | 10.1293 | 0 | 0 | 27.3565 | 27.3565 | 27.3565 | 27.3565 | 31.8099 | 19.9017 | 1.3368 | 0 | 6.4972 | 12.1495 | 1.7014 | 62.9821 | 66.5807 | 61.8888 | 1126.369 | 28.0695 | 48.754 | 1.1346 | 0.3248 | -9.3298 | 13.847 | 3.48 | 29.422 | 1093.8 | 274.3771 | -30.6198 | 7.9187 | 4.06 | -2.09 | 11.7439 | 4.2034 | 46.8122 | 2025-10-15 | 2025_10_15 Hr 09 | 110.2259 | -0.000107 | -1093.8 | -276.3267 | 434.5442 | 782.8688 | 102.8194 | 15.25 | 34.6442 | 110.0973 | 233.5267 | 90.9203 | 22.8901 | 179.1062 | 173.7529 | 0 | 6.0261 | 45.3461 | 226.1846 | 0 | 129.5628 | 0
2025_10_15 Hr 10 | 13.469 | 0.00381 | 0.10744 | 3.8139 | 3.8193 | 3.8193 | 3.8097 | 3.8139 | 3.8139 | 84.6171 | -14 | 0.08 | 21 | 0 | 89.5531 | 89.5531 | 173.7529 | 0 | 0 | 0.046 | 0.0275 | 1.0494 | 0 | 0.00282 | 0.1485 | 45.3461 | 6.0261 | 226.1846 | 0 | 0 | 0 | 0 | 18.8036 | 47.5408 | 0 | 0 | -246.9817 | 0.6747 | 10.1506 | 0 | -1 | -4.2 | 10.1293 | 0 | 0 | 24.5118 | 24.5118 | 24.5118 | 24.5118 | 28.5022 | 25.7985 | 1.3368 | 0 | 6.4972 | 12.1495 | 1.7014 | 62.9821 | 66.5807 | 36.873 | 1095.183 | 26.9926 | 46.8836 | 1.1346 | 0.3248 | -13.469 | 13.847 | 3.48 | 29.422 | 1069.283 | 255.841 | -34.759 | 7.9187 | 4.06 | -2.09 | 11.2934 | 4.0421 | 45.4583 | 2025-10-15 | 2025_10_15 Hr 10 | 103.645 | 0.000308 | -1069.283 | -246.9817 | 399.7193 | 782.8688 | 83.7828 | 15.25 | 34.6442 | 101.0401 | 211.318 | 87.3612 | 22.8901 | 179.1062 | 173.7529 | 0 | 6.0261 | 45.3461 | 226.1846 | 0 | 129.5628 | 0
2025_10_15 Hr 11 | 15.5402 | 0.007005 | 0.19754 | 3.8139 | 3.8193 | 3.8193 | 3.8097 | 3.8139 | 3.8139 | 83.8363 | -14 | 0.08 | 7 | 0 | 89.5531 | 89.5531 | 173.7529 | 0 | 0 | 0.046 | 0.0275 | 1.0494 | 0 | 0.00282 | 0.1485 | 45.3461 | 6.0261 | 226.1846 | 0 | 0 | 0 | 0 | 18.5532 | 46.8511 | 0 | 0 | -246.7332 | 0.6747 | 10.1506 | 0 | -1 | -4.2 | 10.1293 | 0 | 0 | 24.2166 | 24.2166 | 24.2166 | 24.2166 | 28.1588 | 21.9024 | 1.3368 | 0 | 6.4972 | 12.1495 | 1.7014 | 62.9821 | 66.5807 | 46.8504 | 1092.028 | 26.8808 | 46.6894 | 1.1346 | 0.3248 | -15.5402 | 13.847 | 3.48 | 29.422 | 1058.092 | 249.6273 | -36.8302 | 7.9187 | 4.06 | -2.09 | 11.2466 | 4.0254 | 45.0133 | 2025-10-15 | 2025_10_15 Hr 11 | 107.2869 | -0.000367 | -1058.092 | -246.7332 | 396.1045 | 782.8688 | 75.9573 | 15.25 | 34.6442 | 100.1 | 209.0128 | 86.9917 | 22.8901 | 179.1062 | 173.7529 | 0 | 6.0261 | 45.3461 | 226.1846 | 0 | 129.5628 | 0
2025_10_15 Hr 12 | 14.5088 | 0.00921 | 0.25972 | 3.8139 | 3.8193 | 3.8193 | 3.8097 | 3.8139 | 3.8139 | 80.4655 | -14 | 0.08 | 3 | 0 | 89.5531 | 89.5531 | 173.7529 | 0 | 0 | 0.046 | 0.0275 | 1.0494 | 0 | 0.00282 | 0.1485 | 45.3461 | 6.0261 | 226.1846 | 0 | 0 | 0 | 0 | 17.4722 | 43.8736 | 0 | 0 | -258.6104 | 0.6747 | 10.1506 | 0 | -1 | -4.2 | 10.1293 | 0 | 0 | 22.9419 | 22.9419 | 22.9419 | 22.9419 | 26.6766 | 21.9024 | 1.3368 | 0 | 6.4972 | 12.1495 | 1.7014 | 62.9821 | 66.5807 | 60.8766 | 1078.08 | 26.3983 | 45.8513 | 1.1346 | 0.3248 | -14.5088 | 13.847 | 3.48 | 29.422 | 1040.7 | 257.0294 | -35.7988 | 7.9187 | 4.06 | -2.09 | 11.0447 | 3.9531 | 44.483 | 2025-10-15 | 2025_10_15 Hr 12 | 105.2542 | -9.1e-05 | -1040.7 | -258.6104 | 380.4994 | 782.8688 | 86.0479 | 15.25 | 34.6442 | 96.0415 | 199.061 | 85.3969 | 22.8901 | 179.1062 | 173.7529 | 0 | 6.0261 | 45.3461 | 226.1846 | 0 | 129.5628 | 0
2025_10_15 Hr 13 | 14.5088 | 0.01044 | 0.29441 | 3.8139 | 3.8193 | 3.8193 | 3.8097 | 3.8139 | 3.8139 | 77.3613 | -14 | 0.08 | 1 | 0 | 89.5531 | 89.5531 | 173.7529 | 0 | 0 | 0.046 | 0.0275 | 1.0494 | 0 | 0.00282 | 0.1485 | 45.3461 | 6.0261 | 226.1846 | 0 | 0 | 0 | 0 | 16.4767 | 41.1316 | 0 | 0 | -262.4567 | 0.6747 | 10.1506 | 0 | -1 | -4.2 | 10.1293 | 0 | 0 | 21.768 | 21.768 | 21.768 | 21.768 | 25.3117 | 19.9017 | 1.3368 | 0 | 6.4972 | 12.1495 | 1.7014 | 62.9821 | 66.5807 | 69.8418 | 1065.212 | 25.9539 | 45.0795 | 1.1346 | 0.3248 | -14.5088 | 13.847 | 3.48 | 29.422 | 1027.483 | 260.5265 | -35.7988 | 7.9187 | 4.06 | -2.09 | 10.8588 | 3.8866 | 44.0119 | 2025-10-15 | 2025_10_15 Hr 13 | 107.8686 | 0.000209 | -1027.483 | -262.4567 | 366.1286 | 782.8688 | 91.0483 | 15.25 | 34.6442 | 92.304 | 189.8964 | 83.9282 | 22.8901 | 179.1062 | 173.7529 | 0 | 6.0261 | 45.3461 | 226.1846 | 0 | 129.5628 | 0
2025_10_15 Hr 14 | 14.5121 | 0.009645 | 0.27199 | 3.8139 | 3.8193 | 3.8193 | 3.8097 | 3.8139 | 3.8139 | 74.1238 | -14 | 0.08 | 0 | 0 | 89.5531 | 89.5531 | 173.7529 | 0 | 0 | 0.046 | 0.0275 | 1.0494 | 0 | 0.00282 | 0.1485 | 45.3461 | 6.0261 | 226.1846 | 0 | 0 | 0 | 0 | 15.4384 | 38.2718 | 0 | 0 | -233.4207 | 0.6747 | 10.1506 | 0 | -1 | -4.2 | 10.1293 | 0 | 0 | 20.5437 | 20.5437 | 20.5437 | 20.5437 | 23.8881 | 18.8487 | 1.3368 | 0 | 6.4972 | 12.1495 | 1.7014 | 62.9821 | 66.5807 | 54.8034 | 1051.734 | 25.4905 | 44.2745 | 1.1346 | 0.3248 | -14.5121 | 13.847 | 3.48 | 29.422 | 1024.417 | 241.9058 | -35.8021 | 7.9187 | 4.06 | -2.09 | 10.6649 | 3.8172 | 43.5088 | 2025-10-15 | 2025_10_15 Hr 14 | 103.566 | -0.000377 | -1024.417 | -233.4207 | 351.1406 | 782.8688 | 73.9337 | 15.25 | 34.6442 | 88.406 | 180.3382 | 82.3965 | 22.8901 | 179.1062 | 173.7529 | 0 | 6.0261 | 45.3461 | 226.1846 | 0 | 129.5628 | 0
2025_10_15 Hr 15 | 13.4673 | 0.010335 | 0.29145 | 3.8139 | 3.8193 | 3.8193 | 3.8097 | 3.8139 | 3.8139 | 71.2862 | -14 | 0.08 | 0 | 0 | 89.5531 | 89.5531 | 173.7529 | 0 | 0 | 0.046 | 0.0275 | 1.0494 | 0 | 0.00282 | 0.1485 | 45.3461 | 6.0261 | 226.1846 | 0 | 0 | 0 | 0 | 14.5284 | 35.7653 | 0 | 0 | -209.2847 | 0.6747 | 10.1506 | 0 | -1 | -4.2 | 10.1293 | 0 | 0 | 19.4707 | 19.4707 | 19.4707 | 19.4707 | 22.6404 | 18.8487 | 1.3368 | 0 | 6.4972 | 12.1495 | 1.7014 | 62.9821 | 66.5807 | 46.8504 | 1039.959 | 25.0842 | 43.5689 | 1.1346 | 0.3248 | -13.4673 | 13.847 | 3.48 | 29.422 | 1027.483 | 231.5662 | -34.7573 | 7.9187 | 4.06 | -2.09 | 10.495 | 3.7563 | 43.3123 | 2025-10-15 | 2025_10_15 Hr 15 | 107.4197 | 0.000281 | -1027.483 | -209.2847 | 338.0041 | 782.8688 | 66.0009 | 15.25 | 34.6442 | 84.9895 | 171.9607 | 81.0539 | 22.8901 | 179.1062 | 173.7529 | 0 | 6.0261 | 45.3461 | 226.1846 | 0 | 129.5628 | 0
2025_10_15 Hr 16 | 10.8903 | 0.008565 | 0.24153 | 3.8139 | 3.8193 | 3.8193 | 3.8097 | 3.8139 | 3.8139 | 67.9155 | -14 | 0.08 | 1 | 0 | 89.5531 | 89.5531 | 173.7529 | 0 | 0 | 0.046 | 0.0275 | 1.0494 | 0 | 0.00282 | 0.1485 | 45.3461 | 6.0261 | 226.1846 | 0 | 0 | 0 | 0 | 13.4473 | 32.7879 | 0 | 0 | -188.7071 | 0.6747 | 10.1506 | 0 | -1 | -4.2 | 10.1293 | 0 | 0 | 18.196 | 18.196 | 18.196 | 18.196 | 21.1581 | 18.8487 | 1.3368 | 0 | 6.4972 | 12.1495 | 1.7014 | 62.9821 | 66.5807 | 42.9462 | 1025.899 | 24.6017 | 42.7308 | 1.1346 | 0.3248 | -10.8903 | 13.847 | 3.48 | 29.422 | 1029.5 | 224.4883 | -32.1803 | 7.9187 | 4.06 | -2.09 | 10.2931 | 3.6841 | 43.1212 | 2025-10-15 | 2025_10_15 Hr 16 | 110.7059 | -0.000124 | -1029.5 | -188.7071 | 322.399 | 782.8688 | 63.045 | 15.25 | 34.6442 | 80.931 | 162.009 | 79.4591 | 22.8901 | 179.1062 | 173.7529 | 0 | 6.0261 | 45.3461 | 226.1846 | 0 | 129.5628 | 0
2025_10_15 Hr 17 | 6.7511 | 0.00519 | 0.14636 | 3.8139 | 3.8193 | 3.8193 | 3.8097 | 3.8139 | 3.8139 | 73.4763 | -14 | 0.08 | 5 | 0 | 89.5531 | 89.5531 | 173.7529 | 0 | 0 | 0.046 | 0.0275 | 1.0494 | 0 | 0.00282 | 0.1485 | 45.3461 | 6.0261 | 226.1846 | 0 | 0 | 0 | 0 | 15.2307 | 37.6999 | 0 | 0 | -201.1041 | 0.6747 | 10.1506 | 0 | -1 | -4.2 | 10.1293 | 0 | 0 | 20.2989 | 20.2989 | 20.2989 | 20.2989 | 23.6034 | 19.9017 | 1.3368 | 0 | 6.4972 | 12.1495 | 1.7014 | 62.9821 | 66.5807 | 33.8364 | 1048.917 | 25.3978 | 44.1135 | 1.1346 | 0.3248 | -6.7511 | 13.847 | 3.48 | 29.422 | 1038.692 | 218.92 | -28.0411 | 7.9187 | 4.06 | -2.09 | 10.6261 | 3.8033 | 43.6471 | 2025-10-15 | 2025_10_15 Hr 17 | 113.2195 | -0.000434 | -1038.692 | -201.1041 | 348.1431 | 782.8688 | 58.8896 | 15.25 | 34.6442 | 87.6264 | 178.4266 | 82.0901 | 22.8901 | 179.1062 | 173.7529 | 0 | 6.0261 | 45.3461 | 226.1846 | 0 | 129.5628 | 0
2025_10_15 Hr 18 | 1.5472 | 0.00582 | 0.16412 | 3.8139 | 3.8193 | 3.8193 | 3.8097 | 3.8139 | 3.8139 | 76.4662 | -14 | 0.08 | 7 | 0 | 89.5531 | 89.5531 | 173.7529 | 0 | 0 | 0.046 | 0.0275 | 1.0494 | 0 | 0.00282 | 0.1485 | 45.3461 | 6.0261 | 226.1846 | 0 | 0 | 0 | 0 | 16.1896 | 40.3409 | 0 | 0 | -200.3702 | 0.6747 | 10.1506 | 0 | -1 | -4.2 | 10.1293 | 0 | 0 | 21.4295 | 21.4295 | 21.4295 | 21.4295 | 24.9181 | 18.8487 | 1.3368 | 0 | 6.4972 | 12.1495 | 1.7014 | 62.9821 | 66.5807 | 49.887 | 1061.362 | 25.8258 | 44.8569 | 1.1346 | 0.3248 | -1.5472 | 13.847 | 3.48 | 29.422 | 1070.283 | 232.129 | -22.8372 | 7.9187 | 4.06 | -2.09 | 10.8052 | 3.8674 | 44.8845 | 2025-10-15 | 2025_10_15 Hr 18 | 109.7215 | 0.000298 | -1070.283 | -200.3702 | 361.9849 | 782.8688 | 75.9056 | 15.25 | 34.6442 | 91.2263 | 187.2538 | 83.5047 | 22.8901 | 179.1062 | 173.7529 | 0 | 6.0261 | 45.3461 | 226.1846 | 0 | 129.5628 | 0
2025_10_15 Hr 19 | 0 | 0.001725 | 0.048645 | 3.8139 | 3.8193 | 3.8193 | 3.8097 | 3.8139 | 3.8139 | 85.5312 | -14 | 0.08 | 29 | 0 | 89.5531 | 89.5531 | 173.7529 | 0 | 0 | 0.046 | 0.0275 | 1.0494 | 0 | 0.00282 | 0.1485 | 45.3461 | 6.0261 | 226.1846 | 0 | 0 | 0 | 0 | 19.0968 | 48.3482 | 0 | 0 | -250.6264 | 0.6747 | 10.1506 | 0 | -1 | -4.2 | 10.1293 | 0 | 0 | 24.8575 | 24.8575 | 24.8575 | 24.8575 | 28.9041 | 22.8501 | 1.3368 | 0 | 6.4972 | 12.1495 | 1.7014 | 62.9821 | 66.5807 | 54.8034 | 1098.924 | 27.1235 | 47.1109 | 1.1346 | 0.3248 | 0 | 13.847 | 3.48 | 29.422 | 1092.792 | 265.7844 | -21.29 | 7.9187 | 4.06 | -2.09 | 11.3482 | 4.0617 | 46.4342 | 2025-10-15 | 2025_10_15 Hr 19 | 113.1687 | -0.000408 | -1092.792 | -250.6264 | 403.9512 | 782.8688 | 106.7039 | 15.25 | 34.6442 | 102.1408 | 214.0167 | 87.7937 | 22.8901 | 179.1062 | 173.7529 | 0 | 6.0261 | 45.3461 | 226.1846 | 0 | 129.5628 | 0
2025_10_15 Hr 20 | 0 | 0.00075 | 0.02115 | 3.8139 | 3.8193 | 3.8193 | 3.8097 | 3.8139 | 3.8139 | 85.017 | -14 | 0.08 | 64 | 0 | 89.5531 | 89.5531 | 173.7529 | 0 | 0 | 0.046 | 0.0275 | 1.0494 | 0 | 0.00282 | 0.1485 | 45.3461 | 6.0261 | 226.1846 | 0 | 0 | 0 | 0 | 18.9319 | 47.894 | 0 | 0 | -311.6716 | 0.6747 | 10.1506 | 0 | -1 | -4.2 | 10.1293 | 0 | 0 | 24.6631 | 24.6631 | 24.6631 | 24.6631 | 28.678 | 26.8515 | 1.3368 | 0 | 6.4972 | 12.1495 | 1.7014 | 62.9821 | 66.5807 | 59.8644 | 1096.759 | 27.0499 | 46.983 | 1.1346 | 0.3248 | 0 | 13.847 | 3.48 | 29.422 | 1073.4 | 309.6026 | -21.29 | 7.9187 | 4.06 | -2.09 | 11.3173 | 4.0507 | 46.472 | 2025-10-15 | 2025_10_15 Hr 20 | 108.4002 | -0.000121 | -1073.4 | -311.6716 | 401.5707 | 782.8688 | 150.7378 | 15.25 | 34.6442 | 101.5217 | 212.4987 | 87.5504 | 22.8901 | 179.1062 | 173.7529 | 0 | 6.0261 | 45.3461 | 226.1846 | 0 | 129.5628 | 0
2025_10_15 Hr 21 | 0 | 0 | 0 | 3.8139 | 3.8193 | 3.8193 | 3.8097 | 3.8139 | 3.8139 | 77.8945 | -14 | 0.08 | 79 | 0 | 89.5531 | 89.5531 | 173.7529 | 0 | 0 | 0.046 | 0.0275 | 1.0494 | 0 | 0.00282 | 0.1485 | 45.3461 | 6.0261 | 226.1846 | 0 | 0 | 0 | 0 | 16.6477 | 41.6026 | 0 | 0 | -342.3301 | 0.6747 | 10.1506 | 0 | -1 | -4.2 | 10.1293 | 0 | 0 | 21.9697 | 21.9697 | 21.9697 | 21.9697 | 25.5461 | 33.8013 | 1.3368 | 0 | 6.4972 | 12.1495 | 1.7014 | 62.9821 | 66.5807 | 63.7686 | 1067.134 | 26.0302 | 45.212 | 1.1346 | 0.3248 | 0 | 13.847 | 3.48 | 29.422 | 1035.6 | 332.0859 | -21.29 | 7.9187 | 4.06 | -2.09 | 10.8908 | 3.898 | 45.3833 | 2025-10-15 | 2025_10_15 Hr 21 | 102.9711 | -1.7e-05 | -1035.6 | -342.3301 | 368.5972 | 782.8688 | 176.5699 | 15.25 | 34.6442 | 92.946 | 191.4707 | 84.1805 | 22.8901 | 179.1062 | 173.7529 | 0 | 6.0261 | 45.3461 | 226.1846 | 0 | 129.5628 | 0
2025_10_15 Hr 22 | 0 | 0 | 0 | 3.8139 | 3.8193 | 3.8193 | 3.8097 | 3.8139 | 3.8139 | 64.8113 | -14 | 0.08 | 89 | 0 | 89.5531 | 89.5531 | 173.7529 | 0 | 0 | 0.046 | 0.0275 | 1.0494 | 0 | 0.00282 | 0.1485 | 45.3461 | 6.0261 | 226.1846 | 0 | 0 | 0 | 0 | 12.4518 | 30.0459 | 0 | 0 | -342.8783 | 0.6747 | 10.1506 | 0 | -1 | -4.2 | 10.1293 | 0 | 0 | 17.0221 | 17.0221 | 17.0221 | 17.0221 | 19.7932 | 30.7476 | 1.3368 | 0 | 6.4972 | 12.1495 | 1.7014 | 62.9821 | 66.5807 | 59.8644 | 1012.755 | 24.1573 | 41.9589 | 1.1346 | 0.3248 | 0 | 13.847 | 3.48 | 29.422 | 977.525 | 328.9379 | -21.29 | 7.9187 | 4.06 | -2.09 | 10.1071 | 3.6175 | 43.0981 | 2025-10-15 | 2025_10_15 Hr 22 | 98.9142 | -0.000147 | -977.525 | -342.8783 | 308.0282 | 782.8688 | 179.612 | 15.25 | 34.6442 | 77.1935 | 152.8443 | 77.9904 | 22.8901 | 179.1062 | 173.7529 | 0 | 6.0261 | 45.3461 | 226.1846 | 0 | 129.5628 | 0
2025_10_15 Hr 23 | 0 | 0 | 0 | 3.8139 | 3.8193 | 3.8193 | 3.8097 | 3.8139 | 3.8139 | 54.4323 | 0 | 0.08 | 93 | 0 | 89.5531 | 89.5531 | 176.4163 | 0 | 0 | 0.046 | 0.0275 | 1.0494 | 0 | 0.00282 | 0.1485 | 45.3461 | 6.0261 | 228.977 | 0 | 0 | 0 | 0 | 9.1232 | 20.8779 | 0 | 0 | -408.3925 | 0.6747 | 10.1506 | 0 | -1 | -4.2 | 10.1293 | 0 | 0 | 13.0973 | 13.0973 | 13.0973 | 13.0973 | 15.2294 | 40.7511 | 1.3368 | 0 | 6.4972 | 12.1495 | 1.7014 | 64.2243 | 67.8938 | 61.8888 | 977.6274 | 22.6715 | 39.3782 | 1.1346 | 0.3248 | 0 | 13.847 | 3.48 | 29.422 | 902 | 340.0551 | -7.29 | 7.9187 | 4.06 | -2.09 | 9.4855 | 3.395 | 40.9789 | 2025-10-15 | 2025_10_15 Hr 23 | 111.4681 | 2.7e-05 | -902 | -408.3925 | 273.9786 | 790.8799 | 195.6399 | 15.25 | 34.6442 | 64.6969 | 122.2019 | 87.0797 | 22.8901 | 179.1062 | 176.4163 | 0 | 6.0261 | 45.3461 | 228.977 | 0 | 132.1181 | 0
2025_10_15 Hr 24 | 0 | 0 | 0 | 3.8139 | 3.8193 | 3.8193 | 3.8097 | 3.8139 | 3.8139 | 45.6339 | 0 | 0.08 | 92 | 0 | 89.5531 | 89.5531 | 176.4163 | 0 | 0 | 0.046 | 0.0275 | 1.0494 | 0 | 0.00282 | 0.1485 | 45.3461 | 6.0261 | 228.977 | 0 | 0 | 0 | 0 | 6.3016 | 13.1061 | 0 | 0 | -435.932 | 0.6747 | 10.1506 | 0 | -1 | -4.2 | 10.1293 | 0 | 0 | 9.7701 | 9.7701 | 9.7701 | 9.7701 | 11.3606 | 40.7511 | 1.3368 | 0 | 6.4972 | 12.1495 | 1.7014 | 64.2243 | 67.8938 | 63.7686 | 941.0582 | 21.412 | 37.1905 | 1.1346 | 0.3248 | 0 | 13.847 | 3.48 | 29.422 | 834.6083 | 336.7722 | -7.29 | 7.9187 | 4.06 | -2.09 | 8.9585 | 3.2064 | 38.681 | 2025-10-15 | 2025_10_15 Hr 24 | 95.3087 | 2.1e-05 | -834.6083 | -435.932 | 233.2466 | 790.8799 | 196.5197 | 15.25 | 34.6442 | 54.1035 | 96.2261 | 82.9169 | 22.8901 | 179.1062 | 176.4163 | 0 | 6.0261 | 45.3461 | 228.977 | 0 | 132.1181 | 0
2025_10_16 Hr 01 | 0 | 0 | 0 | 3.8139 | 3.8193 | 3.8193 | 3.8097 | 3.8139 | 3.8139 | 38.1041 | 0 | 0.08 | 91 | 0 | 89.5531 | 89.5531 | 176.4163 | 0 | 0 | 0.046 | 0.0275 | 1.0494 | 0 | 0.00282 | 0.1485 | 45.3461 | 6.0261 | 228.977 | 0 | 0 | 0 | 0 | 3.6302 | 5.7255 | 0 | 0 | -430.7608 | 0.6747 | 10.2244 | 0 | -1 | -4.2 | 10.2137 | 0 | 0 | 6.7439 | 6.7439 | 6.7439 | 6.7439 | 7.8418 | 40.7511 | 1.3368 | 0 | 6.5463 | 12.4903 | 1.7014 | 64.2243 | 67.8938 | 66.8052 | 908.0895 | 20.7864 | 36.0864 | 1.1346 | 0.3248 | 0 | 13.847 | 3.48 | 29.422 | 807.0917 | 337.0529 | -7.29 | 7.9478 | 4.06 | -2.09 | 8.6885 | 3.1095 | 37.5268 | 2025-10-16 | 2025_10_16 Hr 01 | 94.1995 | -2.4e-05 | -807.0917 | -430.7608 | 198.5221 | 790.8799 | 198.5563 | 15.25 | 34.6442 | 44.288 | 73.073 | 81.1611 | 22.8901 | 179.1062 | 176.4163 | 0 | 6.0261 | 45.3461 | 228.977 | 0 | 132.1181 | 0
2025_10_16 Hr 02 | 0 | 0 | 0 | 3.8139 | 3.8193 | 3.8193 | 3.8097 | 3.8139 | 3.8139 | 38.5023 | 0 | 0.08 | 88 | 0 | 89.5531 | 89.5531 | 176.4163 | 0 | 0 | 0.046 | 0.0275 | 1.0494 | 0 | 0.00282 | 0.1485 | 45.3461 | 6.0261 | 228.977 | 0 | 0 | 0 | 0 | 3.7556 | 6.0706 | 0 | 0 | -450.9217 | 0.6747 | 10.2244 | 0 | -1 | -4.2 | 10.2137 | 0 | 0 | 6.8942 | 6.8942 | 6.8942 | 6.8942 | 8.0166 | 41.6988 | 1.3368 | 0 | 6.5463 | 12.4903 | 1.7014 | 64.2243 | 67.8938 | 65.793 | 909.7341 | 20.8437 | 36.1858 | 1.1346 | 0.3248 | 0 | 13.847 | 3.48 | 29.422 | 785.7 | 334.1776 | -7.29 | 7.9478 | 4.06 | -2.09 | 8.7124 | 3.1181 | 36.9477 | 2025-10-16 | 2025_10_16 Hr 02 | 93.1895 | 1.7e-05 | -785.7 | -450.9217 | 200.3559 | 790.8799 | 195.4918 | 15.25 | 34.6442 | 44.7584 | 74.2472 | 81.3503 | 22.8901 | 179.1062 | 176.4163 | 0 | 6.0261 | 45.3461 | 228.977 | 0 | 132.1181 | 0
2025_10_16 Hr 03 | 0 | 0 | 0 | 3.8139 | 3.8193 | 3.8193 | 3.8097 | 3.8139 | 3.8139 | 37.9903 | 0 | 0.08 | 86 | 0 | 89.5531 | 89.5531 | 176.4163 | 0 | 0 | 0.046 | 0.0275 | 1.0494 | 0 | 0.00282 | 0.1485 | 45.3461 | 6.0261 | 228.977 | 0 | 0 | 0 | 0 | 3.5944 | 5.6269 | 0 | 0 | -452.7961 | 0.6747 | 10.2244 | 0 | -1 | -4.2 | 10.2137 | 0 | 0 | 6.701 | 6.701 | 6.701 | 6.701 | 7.7919 | 44.6472 | 1.3368 | 0 | 6.5463 | 12.4903 | 1.7014 | 64.2243 | 67.8938 | 60.8766 | 907.6197 | 20.7701 | 36.058 | 1.1346 | 0.3248 | 0 | 13.847 | 3.48 | 29.422 | 777.5 | 329.9664 | -7.29 | 7.9478 | 4.06 | -2.09 | 8.6816 | 3.107 | 36.6486 | 2025-10-16 | 2025_10_16 Hr 03 | 86.5887 | -5.2e-05 | -777.5 | -452.7961 | 197.9982 | 790.8799 | 191.5238 | 15.25 | 34.6442 | 44.1536 | 72.7375 | 81.1071 | 22.8901 | 179.1062 | 176.4163 | 0 | 6.0261 | 45.3461 | 228.977 | 0 | 132.1181 | 0
2025_10_16 Hr 04 | 0 | 0 | 0 | 3.8139 | 3.8193 | 3.8193 | 3.8097 | 3.8139 | 3.8139 | 36.6934 | 0 | 0.08 | 78 | 0 | 89.5531 | 89.5531 | 176.4163 | 0 | 0 | 0.046 | 0.0275 | 1.0494 | 0 | 0.00282 | 0.1485 | 45.3461 | 6.0261 | 228.977 | 0 | 0 | 0 | 0 | 2.9439 | 3.8359 | 0 | 0 | -419.03 | 0.6747 | 10.2244 | 0 | -1 | -4.2 | 10.2137 | 0 | 0 | 5.9209 | 5.9209 | 5.9209 | 5.9209 | 6.8848 | 41.6988 | 1.3368 | 0 | 6.5463 | 12.4903 | 1.7014 | 64.2243 | 67.8938 | 52.9236 | 899.8536 | 20.4729 | 35.542 | 1.1346 | 0.3248 | 0 | 13.847 | 3.48 | 29.422 | 783.6166 | 310.0831 | -7.29 | 7.9478 | 4.06 | -2.09 | 8.5574 | 3.0626 | 36.4458 | 2025-10-16 | 2025_10_16 Hr 04 | 92.423 | 5e-05 | -783.6166 | -419.03 | 189.2502 | 790.8799 | 172.6224 | 15.25 | 34.6442 | 41.712 | 67.413 | 80.1252 | 22.8901 | 179.1062 | 176.4163 | 0 | 6.0261 | 45.3461 | 228.977 | 0 | 132.1181 | 0
2025_10_16 Hr 05 | 0 | 0 | 0 | 3.8139 | 3.8193 | 3.8193 | 3.8097 | 3.8139 | 3.8139 | 43.0152 | 0 | 0.08 | 56 | 0 | 89.5531 | 89.5531 | 176.4163 | 0 | 0 | 0.046 | 0.0275 | 1.0494 | 0 | 0.00282 | 0.1485 | 45.3461 | 6.0261 | 228.977 | 0 | 0 | 0 | 0 | 5.176 | 9.9813 | 0 | 0 | -404.0129 | 0.6747 | 10.2244 | 0 | -1 | -4.2 | 10.2137 | 0 | 0 | 8.5976 | 8.5976 | 8.5976 | 8.5976 | 9.9972 | 48.6486 | 1.3368 | 0 | 6.5463 | 12.4903 | 1.7014 | 64.2243 | 67.8938 | 58.8522 | 928.3723 | 21.4927 | 37.3125 | 1.1346 | 0.3248 | 0 | 13.847 | 3.48 | 29.422 | 821.4 | 304.3306 | -7.29 | 7.9478 | 4.06 | -2.09 | 8.9837 | 3.2151 | 37.7396 | 2025-10-16 | 2025_10_16 Hr 05 | 115.7785 | 4.8e-05 | -821.4 | -404.0129 | 221.1381 | 790.8799 | 163.5008 | 15.25 | 34.6442 | 50.0896 | 87.5542 | 83.4943 | 22.8901 | 179.1062 | 176.4163 | 0 | 6.0261 | 45.3461 | 228.977 | 0 | 132.1181 | 0
2025_10_16 Hr 06 | 0 | 0 | 0 | 3.8139 | 3.8193 | 3.8193 | 3.8097 | 3.8139 | 3.8139 | 56.554 | 0 | 0.08 | 63 | 0 | 89.5531 | 89.5531 | 176.4163 | 0 | 0 | 0.046 | 0.0275 | 1.0494 | 0 | 0.00282 | 0.1485 | 45.2808 | 6.0261 | 228.977 | 0 | 0 | 0 | 0 | 9.4374 | 21.7134 | 0 | 0 | -392.7578 | 0.6747 | 10.2244 | 0 | -1 | -4.2 | 10.2137 | 0 | 0 | 13.7077 | 13.7077 | 13.7077 | 13.7077 | 15.9392 | 48.6486 | 1.3368 | 0 | 6.5463 | 12.4903 | 1.7014 | 64.2243 | 67.8938 | 55.8156 | 984.2218 | 23.4396 | 40.6925 | 1.1346 | 0.3248 | 0 | 13.847 | 3.48 | 29.422 | 898.9 | 314.726 | -7.29 | 7.9478 | 4.06 | -2.09 | 9.7975 | 3.5064 | 40.6508 | 2025-10-16 | 2025_10_16 Hr 06 | 120.4676 | -9e-06 | -898.9 | -392.7578 | 283.4848 | 790.8146 | 167.4642 | 15.25 | 34.6442 | 66.0831 | 127.4754 | 89.9263 | 22.8901 | 179.1062 | 176.4163 | 0 | 6.0261 | 45.2808 | 228.977 | 0 | 132.1181 | 0
2025_10_16 Hr 07 | 0 | 0 | 0 | 3.8139 | 3.8193 | 3.8193 | 3.8097 | 3.8139 | 3.8139 | 76.8054 | -14 | 0.08 | 57 | 0 | 89.5531 | 89.5531 | 173.7529 | 0 | 0 | 0.046 | 0.0275 | 1.0494 | 0 | 0.00282 | 0.1485 | 45.3461 | 6.0261 | 226.1846 | 0 | 0 | 0 | 0 | 15.8116 | 39.2624 | 0 | 0 | -331.5911 | 0.6747 | 10.2244 | 0 | -1 | -4.2 | 10.2137 | 0 | 0 | 21.3514 | 21.3514 | 21.3514 | 21.3514 | 24.8272 | 45.7002 | 1.3368 | 0 | 6.5463 | 12.4903 | 1.7014 | 62.9821 | 66.5807 | 60.8766 | 1059.913 | 26.3518 | 45.7482 | 1.1346 | 0.3248 | 0 | 13.847 | 3.48 | 29.422 | 1027.492 | 320.4595 | -21.29 | 7.9478 | 4.06 | -2.09 | 11.0147 | 3.942 | 44.9219 | 2025-10-16 | 2025_10_16 Hr 07 | 111.8097 | -0.000376 | -1027.492 | -331.5911 | 362.743 | 782.8688 | 163.5768 | 15.25 | 34.6442 | 90.0062 | 187.1895 | 85.5472 | 22.8901 | 179.1062 | 173.7529 | 0 | 6.0261 | 45.3461 | 226.1846 | 0 | 129.5628 | 0
2025_10_16 Hr 08 | 0 | 0 | 0 | 3.8139 | 3.8193 | 3.8193 | 3.8097 | 3.8139 | 3.8139 | 89.453 | -14 | 0.08 | 65 | 0 | 89.5531 | 89.5531 | 173.7529 | 0 | 0 | 0.046 | 0.0275 | 1.0494 | 0 | 0.00282 | 0.1485 | 45.3461 | 6.0261 | 226.1846 | 0 | 0 | 0 | 0 | 19.7925 | 50.2222 | 0 | 0 | -335.5167 | 0.6747 | 10.2244 | 0 | -1 | -4.2 | 10.2137 | 0 | 0 | 26.1251 | 26.1251 | 26.1251 | 26.1251 | 30.3781 | 48.6486 | 1.3368 | 0 | 6.5463 | 12.4903 | 1.7014 | 62.9821 | 66.5807 | 56.8278 | 1112.147 | 28.1706 | 48.9057 | 1.1346 | 0.3248 | 0 | 13.847 | 3.48 | 29.422 | 1088.708 | 333.3677 | -21.29 | 7.9478 | 4.06 | -2.09 | 11.775 | 4.2141 | 47.39 | 2025-10-16 | 2025_10_16 Hr 08 | 98.182 | 0.00026 | -1088.708 | -335.5167 | 420.9856 | 782.8688 | 170.4764 | 15.25 | 34.6442 | 104.947 | 224.4829 | 91.5558 | 22.8901 | 179.1062 | 173.7529 | 0 | 6.0261 | 45.3461 | 226.1846 | 0 | 129.5628 | 0
2025_10_16 Hr 09 | 1.5505 | 0.00027 | 0.007614 | 3.8139 | 3.8193 | 3.8193 | 3.8097 | 3.8139 | 3.8139 | 91.1216 | -14 | 0.08 | 56 | 0 | 89.5531 | 89.5531 | 173.7529 | 0 | 0 | 0.046 | 0.0275 | 1.0494 | 0 | 0.00282 | 0.1485 | 45.3461 | 6.0261 | 226.1846 | 0 | 0 | 0 | 0 | 20.3177 | 51.6682 | 0 | 0 | -312.4796 | 0.6747 | 10.2244 | 0 | -1 | -4.2 | 10.2137 | 0 | 0 | 26.755 | 26.755 | 26.755 | 26.755 | 31.1104 | 31.8006 | 1.3368 | 0 | 6.5463 | 12.4903 | 1.7014 | 62.9821 | 66.5807 | 45.8382 | 1119.046 | 28.4106 | 49.3223 | 1.1346 | 0.3248 | -1.5505 | 13.847 | 3.48 | 29.422 | 1082.6 | 298.8737 | -22.8405 | 7.9478 | 4.06 | -2.09 | 11.8753 | 4.25 | 46.8458 | 2025-10-16 | 2025_10_16 Hr 09 | 94.0996 | -0.00014 | -1082.6 | -312.4796 | 428.6698 | 782.8688 | 133.6467 | 15.25 | 34.6442 | 106.9182 | 229.4031 | 92.3485 | 22.8901 | 179.1062 | 173.7529 | 0 | 6.0261 | 45.3461 | 226.1846 | 0 | 129.5628 | 0
2025_10_16 Hr 10 | 3.6185 | 0.00177 | 0.049914 | 3.8139 | 3.8193 | 3.8193 | 3.8097 | 3.8139 | 3.8139 | 91.899 | -14 | 0.08 | 33 | 0 | 89.5531 | 89.5531 | 173.7529 | 0 | 0 | 0.046 | 0.0275 | 1.0494 | 0 | 0.00282 | 0.1485 | 45.3461 | 6.0261 | 226.1846 | 0 | 0 | 0 | 0 | 20.5624 | 52.3419 | 0 | 0 | -292.2789 | 0.6747 | 10.2244 | 0 | -1 | -4.2 | 10.2137 | 0 | 0 | 27.0484 | 27.0484 | 27.0484 | 27.0484 | 31.4516 | 44.6472 | 1.3368 | 0 | 6.5463 | 12.4903 | 1.7014 | 62.9821 | 66.5807 | 20.967 | 1122.3 | 28.5224 | 49.5164 | 1.1346 | 0.3248 | -3.6185 | 13.847 | 3.48 | 29.422 | 1071.4 | 266.2878 | -24.9085 | 7.9478 | 4.06 | -2.09 | 11.922 | 4.2667 | 46.1379 | 2025-10-16 | 2025_10_16 Hr 10 | 93.1256 | -0.000116 | -1071.4 | -292.2789 | 432.2499 | 782.8688 | 98.6659 | 15.25 | 34.6442 | 107.8366 | 231.6955 | 92.7179 | 22.8901 | 179.1062 | 173.7529 | 0 | 6.0261 | 45.3461 | 226.1846 | 0 | 129.5628 | 0
2025_10_16 Hr 11 | 6.2121 | 0.004725 | 0.13325 | 3.8139 | 3.8193 | 3.8193 | 3.8097 | 3.8139 | 3.8139 | 88.6755 | -14 | 0.08 | 22 | 0 | 89.5531 | 89.5531 | 173.7529 | 0 | 0 | 0.046 | 0.0275 | 1.0494 | 0 | 0.00282 | 0.1485 | 45.3461 | 6.0261 | 226.1846 | 0 | 0 | 0 | 0 | 19.5478 | 49.5485 | 0 | 0 | -278.0802 | 0.6747 | 10.2244 | 0 | -1 | -4.2 | 10.2137 | 0 | 0 | 25.8317 | 25.8317 | 25.8317 | 25.8317 | 30.0369 | 45.7002 | 1.3368 | 0 | 6.5463 | 12.4903 | 1.7014 | 62.9821 | 66.5807 | 8.9652 | 1109.07 | 28.0588 | 48.7116 | 1.1346 | 0.3248 | -6.2121 | 13.847 | 3.48 | 29.422 | 1048.892 | 245.4042 | -27.5021 | 7.9478 | 4.06 | -2.09 | 11.7282 | 4.1974 | 45.0626 | 2025-10-16 | 2025_10_16 Hr 11 | 93.151 | -0.000374 | -1048.892 | -278.0802 | 417.4055 | 782.8688 | 76.8034 | 15.25 | 34.6442 | 104.0286 | 222.1905 | 91.1864 | 22.8901 | 179.1062 | 173.7529 | 0 | 6.0261 | 45.3461 | 226.1846 | 0 | 129.5628 | 0
2025_10_16 Hr 12 | 6.2105 | 0.008205 | 0.23138 | 3.8139 | 3.8193 | 3.8193 | 3.8097 | 3.8139 | 3.8139 | 87.8981 | -14 | 0.08 | 27 | 0 | 89.5531 | 89.5531 | 173.7529 | 0 | 0 | 0.046 | 0.0275 | 1.0494 | 0 | 0.00282 | 0.1485 | 45.3461 | 6.0261 | 226.1846 | 0 | 0 | 0 | 0 | 19.3031 | 48.8749 | 0 | 0 | -285.9034 | 0.6747 | 10.2244 | 0 | -1 | -4.2 | 10.2137 | 0 | 0 | 25.5383 | 25.5383 | 25.5383 | 25.5383 | 29.6957 | 44.6472 | 1.3368 | 0 | 6.5463 | 12.4903 | 1.7014 | 62.9821 | 66.5807 | 3.0366 | 1105.957 | 27.947 | 48.5176 | 1.1346 | 0.3248 | -6.2105 | 13.847 | 3.48 | 29.422 | 1035.608 | 243.0551 | -27.5005 | 7.9478 | 4.06 | -2.09 | 11.6815 | 4.1807 | 44.6412 | 2025-10-16 | 2025_10_16 Hr 12 | 75.9999 | 0.000297 | -1035.608 | -285.9034 | 413.8253 | 782.8688 | 74.9234 | 15.25 | 34.6442 | 103.1102 | 219.8981 | 90.8171 | 22.8901 | 179.1062 | 173.7529 | 0 | 6.0261 | 45.3461 | 226.1846 | 0 | 129.5628 | 0
2025_10_16 Hr 13 | 7.7809 | 0.0075 | 0.2115 | 3.8139 | 3.8193 | 3.8193 | 3.8097 | 3.8139 | 3.8139 | 82.7404 | -14 | 0.08 | 29 | 0 | 89.5531 | 89.5531 | 173.7529 | 0 | 0 | 0.046 | 0.0275 | 1.0494 | 0 | 0.00282 | 0.1485 | 45.3461 | 6.0261 | 226.1846 | 0 | 0 | 0 | 0 | 17.6797 | 44.4055 | 0 | 0 | -262.3311 | 0.6747 | 10.2244 | 0 | -1 | -4.2 | 10.2137 | 0 | 0 | 23.5916 | 23.5916 | 23.5916 | 23.5916 | 27.432 | 38.7504 | 1.3368 | 0 | 6.5463 | 12.4903 | 1.7014 | 62.9821 | 66.5807 | 2.0244 | 1084.636 | 27.2053 | 47.2299 | 1.1346 | 0.3248 | -7.7809 | 13.847 | 3.48 | 29.422 | 1030.5 | 237.2655 | -29.0709 | 7.9478 | 4.06 | -2.09 | 11.3715 | 4.0697 | 44.1294 | 2025-10-16 | 2025_10_16 Hr 13 | 75.6414 | -0.00013 | -1030.5 | -262.3311 | 390.0742 | 782.8688 | 69.9938 | 15.25 | 34.6442 | 97.0174 | 204.69 | 88.3668 | 22.8901 | 179.1062 | 173.7529 | 0 | 6.0261 | 45.3461 | 226.1846 | 0 | 129.5628 | 0
2025_10_16 Hr 14 | 7.2602 | 0.007185 | 0.20262 | 3.8139 | 3.8193 | 3.8193 | 3.8097 | 3.8139 | 3.8139 | 79.2704 | -14 | 0.08 | 25 | 0 | 89.5531 | 89.5531 | 173.7529 | 0 | 0 | 0.046 | 0.0275 | 1.0494 | 0 | 0.00282 | 0.1485 | 45.3461 | 6.0261 | 226.1846 | 0 | 0 | 0 | 0 | 16.5875 | 41.3985 | 0 | 0 | -247.4486 | 0.6747 | 10.2244 | 0 | -1 | -4.2 | 10.2137 | 0 | 0 | 22.2818 | 22.2818 | 22.2818 | 22.2818 | 25.9091 | 34.749 | 1.3368 | 0 | 6.5463 | 12.4903 | 1.7014 | 62.9821 | 66.5807 | 4.0488 | 1070.296 | 26.7063 | 46.3636 | 1.1346 | 0.3248 | -7.2602 | 13.847 | 3.48 | 29.422 | 1023.417 | 229.119 | -28.5502 | 7.9478 | 4.06 | -2.09 | 11.1629 | 3.9951 | 43.6539 | 2025-10-16 | 2025_10_16 Hr 14 | 75.5736 | -0.000435 | -1023.417 | -247.4486 | 374.0946 | 782.8688 | 64.0076 | 15.25 | 34.6442 | 92.9182 | 194.4581 | 86.7183 | 22.8901 | 179.1062 | 173.7529 | 0 | 6.0261 | 45.3461 | 226.1846 | 0 | 129.5628 | 0
2025_10_16 Hr 15 | 6.2105 | 0.004125 | 0.11632 | 3.8139 | 3.8193 | 3.8193 | 3.8097 | 3.8139 | 3.8139 | 76.9381 | -14 | 0.08 | 18 | 0 | 89.5531 | 89.5531 | 173.7529 | 0 | 0 | 0.046 | 0.0275 | 1.0494 | 0 | 0.00282 | 0.1485 | 45.3461 | 6.0261 | 226.1846 | 0 | 0 | 0 | 0 | 15.8534 | 39.3774 | 0 | 0 | -256.108 | 0.6747 | 10.2244 | 0 | -1 | -4.2 | 10.2137 | 0 | 0 | 21.4015 | 21.4015 | 21.4015 | 21.4015 | 24.8855 | 38.7504 | 1.3368 | 0 | 6.5463 | 12.4903 | 1.7014 | 62.9821 | 66.5807 | 3.0366 | 1060.578 | 26.3709 | 45.7814 | 1.1346 | 0.3248 | -6.2105 | 13.847 | 3.48 | 29.422 | 999.9167 | 222.9474 | -27.5005 | 7.9478 | 4.06 | -2.09 | 11.0227 | 3.9449 | 42.8402 | 2025-10-16 | 2025_10_16 Hr 15 | 82.7136 | -8e-05 | -999.9167 | -256.108 | 363.3542 | 782.8688 | 59.9074 | 15.25 | 34.6442 | 90.163 | 187.5809 | 85.6103 | 22.8901 | 179.1062 | 173.7529 | 0 | 6.0261 | 45.3461 | 226.1846 | 0 | 129.5628 | 0
2025_10_16 Hr 16 | 3.0978 | 0.00504 | 0.14213 | 3.8139 | 3.8193 | 3.8193 | 3.8097 | 3.8139 | 3.8139 | 73.98 | -14 | 0.08 | 8 | 0 | 89.5531 | 89.5531 | 173.7529 | 0 | 0 | 0.046 | 0.0275 | 1.0494 | 0 | 0.00282 | 0.1485 | 45.3461 | 6.0261 | 226.1846 | 0 | 0 | 0 | 0 | 14.9223 | 36.8141 | 0 | 0 | -227.5483 | 0.6747 | 10.2244 | 0 | -1 | -4.2 | 10.2137 | 0 | 0 | 20.285 | 20.285 | 20.285 | 20.285 | 23.5872 | 35.802 | 1.3368 | 0 | 6.5463 | 12.4903 | 1.7014 | 62.9821 | 66.5807 | 1.0122 | 1048.387 | 25.9456 | 45.0429 | 1.1346 | 0.3248 | -3.0978 | 13.847 | 3.48 | 29.422 | 999.9083 | 203.4575 | -24.3878 | 7.9478 | 4.06 | -2.09 | 10.8449 | 3.8813 | 42.4641 | 2025-10-16 | 2025_10_16 Hr 16 | 78.411 | -6.8e-05 | -999.9083 | -227.5483 | 349.7322 | 782.8688 | 44.9614 | 15.25 | 34.6442 | 86.6686 | 178.8586 | 84.205 | 22.8901 | 179.1062 | 173.7529 | 0 | 6.0261 | 45.3461 | 226.1846 | 0 | 129.5628 | 0
2025_10_16 Hr 17 | 4.1409 | 0.00201 | 0.056682 | 3.8139 | 3.8193 | 3.8193 | 3.8097 | 3.8139 | 3.8139 | 80.6736 | -14 | 0.08 | 5 | 0 | 89.5531 | 89.5531 | 173.7529 | 0 | 0 | 0.046 | 0.0275 | 1.0494 | 0 | 0.00282 | 0.1485 | 45.3461 | 6.0261 | 226.1846 | 0 | 0 | 0 | 0 | 17.0292 | 42.6144 | 0 | 0 | -237.1758 | 0.6747 | 10.2244 | 0 | -1 | -4.2 | 10.2137 | 0 | 0 | 22.8114 | 22.8114 | 22.8114 | 22.8114 | 26.5249 | 23.7978 | 1.3368 | 0 | 6.5463 | 12.4903 | 1.7014 | 62.9821 | 66.5807 | 0 | 1075.946 | 26.9081 | 46.7139 | 1.1346 | 0.3248 | -4.1409 | 13.847 | 3.48 | 29.422 | 1005 | 191.6611 | -25.4309 | 7.9478 | 4.06 | -2.09 | 11.2472 | 4.0253 | 42.7918 | 2025-10-16 | 2025_10_16 Hr 17 | 109.8994 | -5e-05 | -1005 | -237.1758 | 380.5563 | 782.8688 | 28.8565 | 15.25 | 34.6442 | 94.5758 | 198.5956 | 87.3849 | 22.8901 | 179.1062 | 173.7529 | 0 | 6.0261 | 45.3461 | 226.1846 | 0 | 129.5628 | 0
2025_10_16 Hr 18 | 0.51906 | 0.00348 | 0.098136 | 3.8139 | 3.8193 | 3.8193 | 3.8097 | 3.8139 | 3.8139 | 85.7174 | -14 | 0.08 | 1 | 0 | 89.5531 | 89.5531 | 173.7529 | 0 | 0 | 0.046 | 0.0275 | 1.0494 | 0 | 0.00282 | 0.1485 | 45.3461 | 6.0261 | 226.1846 | 0 | 0 | 0 | 0 | 18.6167 | 46.9852 | 0 | 0 | -224.8983 | 0.6747 | 10.2244 | 0 | -1 | -4.2 | 10.2137 | 0 | 0 | 24.7152 | 24.7152 | 24.7152 | 24.7152 | 28.7386 | 22.8501 | 1.3368 | 0 | 6.5463 | 12.4903 | 1.7014 | 62.9821 | 66.5807 | 0 | 1096.818 | 27.6334 | 47.9732 | 1.1346 | 0.3248 | -0.51906 | 13.847 | 3.48 | 29.422 | 1035.6 | 185.4893 | -21.8091 | 7.9478 | 4.06 | -2.09 | 11.5504 | 4.1338 | 43.8381 | 2025-10-16 | 2025_10_16 Hr 18 | 109.5944 | -0.000142 | -1035.6 | -224.8983 | 403.7835 | 782.8688 | 23.9517 | 15.25 | 34.6442 | 100.5342 | 213.4682 | 89.7811 | 22.8901 | 179.1062 | 173.7529 | 0 | 6.0261 | 45.3461 | 226.1846 | 0 | 129.5628 | 0
2025_10_16 Hr 19 | 0 | 0.001965 | 0.055413 | 3.8139 | 3.8193 | 3.8193 | 3.8097 | 3.8139 | 3.8139 | 90.2304 | -14 | 0.08 | 1 | 0 | 89.5531 | 89.5531 | 173.7529 | 0 | 0 | 0.046 | 0.0275 | 1.0494 | 0 | 0.00282 | 0.1485 | 45.3461 | 6.0261 | 226.1846 | 0 | 0 | 0 | 0 | 20.0372 | 50.8959 | 0 | 0 | -226.1289 | 0.6747 | 10.2244 | 0 | -1 | -4.2 | 10.2137 | 0 | 0 | 26.4186 | 26.4186 | 26.4186 | 26.4186 | 30.7193 | 23.7978 | 1.3368 | 0 | 6.5463 | 12.4903 | 1.7014 | 62.9821 | 66.5807 | 3.0366 | 1115.414 | 28.2824 | 49.0998 | 1.1346 | 0.3248 | 0 | 13.847 | 3.48 | 29.422 | 1059.092 | 191.097 | -21.29 | 7.9478 | 4.06 | -2.09 | 11.8217 | 4.2308 | 44.7816 | 2025-10-16 | 2025_10_16 Hr 19 | 104.4025 | -0.000418 | -1059.092 | -226.1289 | 424.5657 | 782.8688 | 27.8918 | 15.25 | 34.6442 | 105.8654 | 226.7752 | 91.9251 | 22.8901 | 179.1062 | 173.7529 | 0 | 6.0261 | 45.3461 | 226.1846 | 0 | 129.5628 | 0
2025_10_16 Hr 20 | 0 | 0.000675 | 0.019035 | 3.8139 | 3.8193 | 3.8193 | 3.8097 | 3.8139 | 3.8139 | 89.5857 | -14 | 0.08 | 7 | 0 | 89.5531 | 89.5531 | 173.7529 | 0 | 0 | 0.046 | 0.0275 | 1.0494 | 0 | 0.00282 | 0.1485 | 45.3461 | 6.0261 | 226.1846 | 0 | 0 | 0 | 0 | 19.8343 | 50.3373 | 0 | 0 | -249.3304 | 0.6747 | 10.2244 | 0 | -1 | -4.2 | 10.2137 | 0 | 0 | 26.1752 | 26.1752 | 26.1752 | 26.1752 | 30.4363 | 23.7978 | 1.3368 | 0 | 6.5463 | 12.4903 | 1.7014 | 62.9821 | 66.5807 | 7.953 | 1112.715 | 28.1897 | 48.9389 | 1.1346 | 0.3248 | 0 | 13.847 | 3.48 | 29.422 | 1043.8 | 201.7058 | -21.29 | 7.9478 | 4.06 | -2.09 | 11.7829 | 4.217 | 44.4833 | 2025-10-16 | 2025_10_16 Hr 20 | 101.9463 | -6.5e-05 | -1043.8 | -249.3304 | 421.5969 | 782.8688 | 38.7705 | 15.25 | 34.6442 | 105.1038 | 224.8742 | 91.6188 | 22.8901 | 179.1062 | 173.7529 | 0 | 6.0261 | 45.3461 | 226.1846 | 0 | 129.5628 | 0
2025_10_16 Hr 21 | 0 | 1.5e-05 | 0.000423 | 3.8139 | 3.8193 | 3.8193 | 3.8097 | 3.8139 | 3.8139 | 83.2524 | -14 | 0.08 | 44 | 0 | 89.5531 | 89.5531 | 173.7529 | 0 | 0 | 0.046 | 0.0275 | 1.0494 | 0 | 0.00282 | 0.1485 | 45.3461 | 6.0261 | 226.1846 | 0 | 0 | 0 | 0 | 17.8408 | 44.8491 | 0 | 0 | -293.6285 | 0.6747 | 10.2244 | 0 | -1 | -4.2 | 10.2137 | 0 | 0 | 23.7848 | 23.7848 | 23.7848 | 23.7848 | 27.6567 | 22.8501 | 1.3368 | 0 | 6.5463 | 12.4903 | 1.7014 | 62.9821 | 66.5807 | 22.9914 | 1086.54 | 27.279 | 47.3578 | 1.1346 | 0.3248 | 0 | 13.847 | 3.48 | 29.422 | 1021.408 | 249.7871 | -21.29 | 7.9478 | 4.06 | -2.09 | 11.4023 | 4.0807 | 44.1823 | 2025-10-16 | 2025_10_16 Hr 21 | 74.2843 | 0.00025 | -1021.408 | -293.6285 | 392.4319 | 782.8688 | 89.8419 | 15.25 | 34.6442 | 97.6222 | 206.1996 | 88.61 | 22.8901 | 179.1062 | 173.7529 | 0 | 6.0261 | 45.3461 | 226.1846 | 0 | 129.5628 | 0
2025_10_16 Hr 22 | 0 | 0 | 0 | 3.8139 | 3.8193 | 3.8193 | 3.8097 | 3.8139 | 3.8139 | 74.0938 | -14 | 0.08 | 73 | 0 | 89.5531 | 89.5531 | 173.7529 | 0 | 0 | 0.046 | 0.0275 | 1.0494 | 0 | 0.00282 | 0.1485 | 45.3461 | 6.0261 | 226.1846 | 0 | 0 | 0 | 0 | 14.9581 | 36.9126 | 0 | 0 | -343.7753 | 0.6747 | 10.2244 | 0 | -1 | -4.2 | 10.2137 | 0 | 0 | 20.328 | 20.328 | 20.328 | 20.328 | 23.6372 | 22.8501 | 1.3368 | 0 | 6.5463 | 12.4903 | 1.7014 | 62.9821 | 66.5807 | 15.906 | 1048.715 | 25.9619 | 45.0713 | 1.1346 | 0.3248 | 0 | 13.847 | 3.48 | 29.422 | 951 | 267.3506 | -21.29 | 7.9478 | 4.06 | -2.09 | 10.8517 | 3.8837 | 42.0628 | 2025-10-16 | 2025_10_16 Hr 22 | 73.2256 | -0.00014 | -951 | -343.7753 | 350.2561 | 782.8688 | 111.7561 | 15.25 | 34.6442 | 86.803 | 179.1941 | 84.259 | 22.8901 | 179.1062 | 173.7529 | 0 | 6.0261 | 45.3461 | 226.1846 | 0 | 129.5628 | 0
2025_10_16 Hr 23 | 0 | 0 | 0 | 3.8139 | 3.8193 | 3.8193 | 3.8097 | 3.8139 | 3.8139 | 59.6448 | 0 | 0.08 | 87 | 0 | 89.5531 | 89.5531 | 176.4163 | 0 | 0 | 0.046 | 0.0275 | 1.0494 | 0 | 0.00282 | 0.1485 | 45.3461 | 6.0261 | 228.977 | 0 | 0 | 0 | 0 | 10.4103 | 24.3918 | 0 | 0 | -385.8959 | 0.6747 | 10.2244 | 0 | -1 | -4.2 | 10.2137 | 0 | 0 | 14.8743 | 14.8743 | 14.8743 | 14.8743 | 17.2957 | 19.9017 | 1.3368 | 0 | 6.5463 | 12.4903 | 1.7014 | 64.2243 | 67.8938 | 14.8938 | 997.0519 | 23.8841 | 41.4641 | 1.1346 | 0.3248 | 0 | 13.847 | 3.48 | 29.422 | 874.3917 | 270.5257 | -7.29 | 7.9478 | 4.06 | -2.09 | 9.9832 | 3.5729 | 39.593 | 2025-10-16 | 2025_10_16 Hr 23 | 84.1269 | -3.3e-05 | -874.3917 | -385.8959 | 297.718 | 790.8799 | 121.7955 | 15.25 | 34.6442 | 69.7343 | 136.5891 | 91.3946 | 22.8901 | 179.1062 | 176.4163 | 0 | 6.0261 | 45.3461 | 228.977 | 0 | 132.1181 | 0
2025_10_16 Hr 24 | 0 | 0 | 0 | 3.8139 | 3.8193 | 3.8193 | 3.8097 | 3.8139 | 3.8139 | 49.7278 | 0 | 0.08 | 88 | 0 | 89.5531 | 89.5531 | 176.4163 | 0 | 0 | 0.046 | 0.0275 | 1.0494 | 0 | 0.00282 | 0.1485 | 45.3461 | 6.0261 | 228.977 | 0 | 0 | 0 | 0 | 7.2888 | 15.7981 | 0 | 0 | -414.5482 | 0.6747 | 10.2244 | 0 | -1 | -4.2 | 10.2137 | 0 | 0 | 11.1312 | 11.1312 | 11.1312 | 11.1312 | 12.9433 | 25.7985 | 1.3368 | 0 | 6.5463 | 12.4903 | 1.7014 | 64.2243 | 67.8938 | 14.0262 | 956.0948 | 22.458 | 38.9883 | 1.1346 | 0.3248 | 0 | 13.847 | 3.48 | 29.422 | 806.1 | 271.8435 | -7.29 | 7.9478 | 4.06 | -2.09 | 9.3871 | 3.3595 | 37.2743 | 2025-10-16 | 2025_10_16 Hr 24 | 86.8051 | 6.7e-05 | -806.1 | -414.5482 | 252.0495 | 790.8799 | 127.8247 | 15.25 | 34.6442 | 58.0191 | 107.3471 | 86.6833 | 22.8901 | 179.1062 | 176.4163 | 0 | 6.0261 | 45.3461 | 228.977 | 0 | 132.1181 | 0
2025_10_17 Hr 01 | 0 | 0 | 0 | 3.8139 | 3.8193 | 3.8193 | 3.8097 | 3.8139 | 3.8139 | 40.6314 | 0 | 0.08 | 78 | 0 | 89.5531 | 89.5531 | 176.4163 | 0 | 0 | 0.046 | 0.0275 | 1.0494 | 0 | 0.00282 | 0.1485 | 45.3461 | 6.0261 | 228.977 | 0 | 0 | 0 | 0 | 4.2947 | 7.5313 | 0 | 0 | -396.9305 | 0.6747 | 10.3011 | 0 | -1 | -4.2 | 10.2982 | 0 | 0 | 7.6944 | 7.6944 | 7.6944 | 7.6944 | 8.947 | 31.8006 | 1.3368 | 0 | 6.5954 | 12.7001 | 1.7014 | 64.2243 | 67.8938 | 18.9426 | 918.2336 | 21.4425 | 37.2071 | 1.1346 | 0.3248 | 0 | 13.847 | 3.48 | 29.422 | 783.6 | 269.5868 | -7.29 | 7.977 | 4.06 | -2.09 | 8.9541 | 3.2043 | 36.1544 | 2025-10-17 | 2025_10_17 Hr 01 | 86.2731 | -3.7e-05 | -783.6 | -396.9305 | 211.0132 | 790.8799 | 128.7432 | 15.25 | 34.6442 | 46.9977 | 80.5075 | 83.5081 | 22.8901 | 179.1062 | 176.4163 | 0 | 6.0261 | 45.3461 | 228.977 | 0 | 132.1181 | 0
2025_10_17 Hr 02 | 0 | 0 | 0 | 3.8139 | 3.8193 | 3.8193 | 3.8097 | 3.8139 | 3.8139 | 42.8026 | 0 | 0.08 | 71 | 0 | 89.5531 | 89.5531 | 176.4163 | 0 | 0 | 0.046 | 0.0275 | 1.0494 | 0 | 0.00282 | 0.1485 | 45.3461 | 6.0261 | 228.977 | 0 | 0 | 0 | 0 | 4.9729 | 9.3975 | 0 | 0 | -438.5153 | 0.6747 | 10.3011 | 0 | -1 | -4.2 | 10.2982 | 0 | 0 | 8.5229 | 8.5229 | 8.5229 | 8.5229 | 9.9104 | 29.7999 | 1.3368 | 0 | 6.5954 | 12.7001 | 1.7014 | 64.2243 | 67.8938 | 27.9078 | 927.2266 | 21.7561 | 37.7514 | 1.1346 | 0.3248 | 0 | 13.847 | 3.48 | 29.422 | 752.0084 | 270.587 | -7.29 | 7.977 | 4.06 | -2.09 | 9.0851 | 3.2512 | 35.4545 | 2025-10-17 | 2025_10_17 Hr 02 | 84.7221 | -8.7e-05 | -752.0084 | -438.5153 | 221.0419 | 790.8799 | 128.7077 | 15.25 | 34.6442 | 49.542 | 86.9561 | 84.5438 | 22.8901 | 179.1062 | 176.4163 | 0 | 6.0261 | 45.3461 | 228.977 | 0 | 132.1181 | 0
2025_10_17 Hr 03 | 0 | 0 | 0 | 3.8139 | 3.8193 | 3.8193 | 3.8097 | 3.8139 | 3.8139 | 40.2349 | 0 | 0.08 | 72 | 0 | 89.5531 | 89.5531 | 176.4163 | 0 | 0 | 0.046 | 0.0275 | 1.0494 | 0 | 0.00282 | 0.1485 | 45.3461 | 6.0261 | 228.977 | 0 | 0 | 0 | 0 | 4.1709 | 7.1905 | 0 | 0 | -448.6225 | 0.6747 | 10.3011 | 0 | -1 | -4.2 | 10.2982 | 0 | 0 | 7.5431 | 7.5431 | 7.5431 | 7.5431 | 8.7711 | 37.6974 | 1.3368 | 0 | 6.5954 | 12.7001 | 1.7014 | 64.2243 | 67.8938 | 35.8608 | 916.5914 | 21.3852 | 37.1078 | 1.1346 | 0.3248 | 0 | 13.847 | 3.48 | 29.422 | 746.8917 | 286.2127 | -7.29 | 7.977 | 4.06 | -2.09 | 8.9302 | 3.1957 | 35.3855 | 2025-10-17 | 2025_10_17 Hr 03 | 83.8925 | -6.8e-05 | -746.8917 | -448.6225 | 209.1819 | 790.8799 | 145.5582 | 15.25 | 34.6442 | 46.533 | 79.3299 | 83.319 | 22.8901 | 179.1062 | 176.4163 | 0 | 6.0261 | 45.3461 | 228.977 | 0 | 132.1181 | 0
2025_10_17 Hr 04 | 0 | 0 | 0 | 3.8139 | 3.8193 | 3.8193 | 3.8097 | 3.8139 | 3.8139 | 36.6934 | 0 | 0.08 | 71 | 0 | 89.5531 | 89.5531 | 176.4163 | 0 | 0 | 0.046 | 0.0275 | 1.0494 | 0 | 0.00282 | 0.1485 | 45.3461 | 6.0261 | 228.977 | 0 | 0 | 0 | 0 | 2.6495 | 3.0038 | 0 | 0 | -418.3201 | 0.6747 | 10.3011 | 0 | -1 | -4.2 | 10.2982 | 0 | 0 | 5.6844 | 5.6844 | 5.6844 | 5.6844 | 6.6098 | 37.6974 | 1.3368 | 0 | 6.5954 | 12.7001 | 1.7014 | 64.2243 | 67.8938 | 33.8364 | 897.7455 | 20.6816 | 35.8868 | 1.1346 | 0.3248 | 0 | 13.847 | 3.48 | 29.422 | 753 | 280.8647 | -7.29 | 7.977 | 4.06 | -2.09 | 8.6363 | 3.0906 | 35.2279 | 2025-10-17 | 2025_10_17 Hr 04 | 83.1711 | 1.1e-05 | -753 | -418.3201 | 188.0123 | 790.8799 | 142.5338 | 15.25 | 34.6442 | 40.8249 | 66.1921 | 80.9953 | 22.8901 | 179.1062 | 176.4163 | 0 | 6.0261 | 45.3461 | 228.977 | 0 | 132.1181 | 0
2025_10_17 Hr 05 | 0 | 0 | 0 | 3.8139 | 3.8193 | 3.8193 | 3.8097 | 3.8139 | 3.8139 | 41.6509 | 0 | 0.08 | 71 | 0 | 89.5531 | 89.5531 | 176.4163 | 0 | 0 | 0.046 | 0.0275 | 1.0494 | 0 | 0.00282 | 0.1485 | 45.3461 | 6.0261 | 228.977 | 0 | 0 | 0 | 0 | 4.6132 | 8.4076 | 0 | 0 | -413.6818 | 0.6747 | 10.3011 | 0 | -1 | -4.2 | 10.2982 | 0 | 0 | 8.0835 | 8.0835 | 8.0835 | 8.0835 | 9.3994 | 35.802 | 1.3368 | 0 | 6.5954 | 12.7001 | 1.7014 | 64.2243 | 67.8938 | 25.8834 | 922.4564 | 21.5898 | 37.4627 | 1.1346 | 0.3248 | 0 | 13.847 | 3.48 | 29.422 | 775.5 | 274.0154 | -7.29 | 7.977 | 4.06 | -2.09 | 9.0156 | 3.2263 | 36.055 | 2025-10-17 | 2025_10_17 Hr 05 | 97.4819 | -2.9e-05 | -775.5 | -413.6818 | 215.7223 | 790.8799 | 132.6854 | 15.25 | 34.6442 | 48.1924 | 83.5355 | 83.9944 | 22.8901 | 179.1062 | 176.4163 | 0 | 6.0261 | 45.3461 | 228.977 | 0 | 132.1181 | 0
2025_10_17 Hr 06 | 0 | 0 | 0 | 3.8139 | 3.8193 | 3.8193 | 3.8097 | 3.8139 | 3.8139 | 58.7371 | 0 | 0.08 | 65 | 0 | 89.5531 | 89.5531 | 176.4163 | 0 | 0 | 0.046 | 0.0275 | 1.0494 | 0 | 0.00282 | 0.1485 | 45.1502 | 6.0261 | 228.977 | 0 | 0 | 0 | 0 | 9.9498 | 23.0937 | 0 | 0 | -419.1188 | 0.6747 | 10.3011 | 0 | -1 | -4.2 | 10.2982 | 0 | 0 | 14.6035 | 14.6035 | 14.6035 | 14.6035 | 16.9808 | 37.6974 | 1.3368 | 0 | 6.5954 | 12.7001 | 1.7014 | 64.2243 | 67.8938 | 22.9914 | 993.031 | 24.058 | 41.7456 | 1.1346 | 0.3248 | 0 | 13.847 | 3.48 | 29.422 | 841.7917 | 275.1695 | -7.29 | 7.977 | 4.06 | -2.09 | 10.0463 | 3.5951 | 38.7433 | 2025-10-17 | 2025_10_17 Hr 06 | 106.6978 | 1.4e-05 | -841.7917 | -419.1188 | 294.6435 | 790.684 | 125.6888 | 15.25 | 34.6442 | 68.2151 | 134.2832 | 92.1452 | 22.8901 | 179.1062 | 176.4163 | 0 | 6.0261 | 45.1502 | 228.977 | 0 | 132.1181 | 0
2025_10_17 Hr 07 | 0 | 0 | 0 | 3.8139 | 3.8193 | 3.8193 | 3.8097 | 3.8139 | 3.8139 | 79.1461 | -14 | 0.08 | 67 | 0 | 89.5531 | 89.5531 | 173.7529 | 0 | 0 | 0.046 | 0.0275 | 1.0494 | 0 | 0.00282 | 0.1485 | 45.3461 | 6.0261 | 226.1846 | 0 | 0 | 0 | 0 | 16.3243 | 40.6359 | 0 | 0 | -393.685 | 0.6747 | 10.3011 | 0 | -1 | -4.2 | 10.2982 | 0 | 0 | 22.3915 | 22.3915 | 22.3915 | 22.3915 | 26.0366 | 38.7504 | 1.3368 | 0 | 6.5954 | 12.7001 | 1.7014 | 62.9821 | 66.5807 | 20.967 | 1069.749 | 27.0063 | 46.8615 | 1.1346 | 0.3248 | 0 | 13.847 | 3.48 | 29.422 | 940.7083 | 285.934 | -21.29 | 7.977 | 4.06 | -2.09 | 11.2775 | 4.0357 | 42.3133 | 2025-10-17 | 2025_10_17 Hr 07 | 94.5316 | -6.9e-05 | -940.7083 | -393.685 | 374.9129 | 782.8688 | 126.7174 | 15.25 | 34.6442 | 92.1318 | 194.9 | 87.8811 | 22.8901 | 179.1062 | 173.7529 | 0 | 6.0261 | 45.3461 | 226.1846 | 0 | 129.5628 | 0
2025_10_17 Hr 08 | 1.0282 | 0 | 0 | 3.8139 | 3.8193 | 3.8193 | 3.8097 | 3.8139 | 3.8139 | 93.1548 | -14 | 0.08 | 66 | 0 | 89.5531 | 89.5531 | 173.7529 | 0 | 0 | 0.046 | 0.0275 | 1.0494 | 0 | 0.00282 | 0.1485 | 45.3461 | 6.0261 | 226.1846 | 0 | 0 | 0 | 0 | 20.6997 | 52.6769 | 0 | 0 | -395.215 | 0.6747 | 10.3011 | 0 | -1 | -4.2 | 10.2982 | 0 | 0 | 27.7372 | 27.7372 | 27.7372 | 27.7372 | 32.2526 | 35.802 | 1.3368 | 0 | 6.5954 | 12.7001 | 1.7014 | 62.9821 | 66.5807 | 17.9304 | 1127.773 | 29.03 | 50.373 | 1.1346 | 0.3248 | -1.0282 | 13.847 | 3.48 | 29.422 | 996.9 | 286.6599 | -22.3182 | 7.977 | 4.06 | -2.09 | 12.1225 | 4.3381 | 44.5515 | 2025-10-17 | 2025_10_17 Hr 08 | 82.3775 | -0.000137 | -996.9 | -395.215 | 439.6195 | 782.8688 | 119.7324 | 15.25 | 34.6442 | 108.5482 | 236.5075 | 94.5638 | 22.8901 | 179.1062 | 173.7529 | 0 | 6.0261 | 45.3461 | 226.1846 | 0 | 129.5628 | 0
2025_10_17 Hr 09 | 7.2585 | 0.00096 | 0.027072 | 3.8139 | 3.8193 | 3.8193 | 3.8097 | 3.8139 | 3.8139 | 94.6841 | -14 | 0.08 | 76 | 0 | 89.5531 | 89.5531 | 173.7529 | 0 | 0 | 0.046 | 0.0275 | 1.0494 | 0 | 0.00282 | 0.1485 | 45.3461 | 6.0261 | 226.1846 | 0 | 0 | 0 | 0 | 21.1774 | 53.9913 | 0 | 0 | -379.67 | 0.6747 | 10.3011 | 0 | -1 | -4.2 | 10.2982 | 0 | 0 | 28.3208 | 28.3208 | 28.3208 | 28.3208 | 32.9311 | 35.802 | 1.3368 | 0 | 6.5954 | 12.7001 | 1.7014 | 62.9821 | 66.5807 | 14.8938 | 1134.135 | 29.2509 | 50.7564 | 1.1346 | 0.3248 | -7.2585 | 13.847 | 3.48 | 29.422 | 1026.5 | 300.5841 | -28.5485 | 7.977 | 4.06 | -2.09 | 12.2148 | 4.3712 | 45.5154 | 2025-10-17 | 2025_10_17 Hr 09 | 82.9196 | -4e-05 | -1026.5 | -379.67 | 446.6832 | 782.8688 | 126.7238 | 15.25 | 34.6442 | 110.3403 | 241.0496 | 95.2933 | 22.8901 | 179.1062 | 173.7529 | 0 | 6.0261 | 45.3461 | 226.1846 | 0 | 129.5628 | 0
2025_10_17 Hr 10 | 17.381 | 0.004065 | 0.11463 | 3.8139 | 3.8193 | 3.8193 | 3.8097 | 3.8139 | 3.8139 | 90.3229 | -14 | 0.08 | 54 | 0 | 89.5531 | 89.5531 | 173.7529 | 0 | 0 | 0.046 | 0.0275 | 1.0494 | 0 | 0.00282 | 0.1485 | 45.3461 | 6.0261 | 226.1846 | 0 | 0 | 0 | 0 | 19.8152 | 50.2427 | 0 | 0 | -307.4712 | 0.6747 | 10.3011 | 0 | -1 | -4.2 | 10.2982 | 0 | 0 | 26.6565 | 26.6565 | 26.6565 | 26.6565 | 30.996 | 35.802 | 1.3368 | 0 | 6.5954 | 12.7001 | 1.7014 | 62.9821 | 66.5807 | 4.0488 | 1116.158 | 28.6209 | 49.6632 | 1.1346 | 0.3248 | -17.381 | 13.847 | 3.48 | 29.422 | 1045.8 | 275.7842 | -38.671 | 7.977 | 4.06 | -2.09 | 11.9517 | 4.277 | 45.3273 | 2025-10-17 | 2025_10_17 Hr 10 | 77.8801 | -0.000122 | -1045.8 | -307.4712 | 426.5386 | 782.8688 | 93.9695 | 15.25 | 34.6442 | 105.2295 | 228.0963 | 93.2128 | 22.8901 | 179.1062 | 173.7529 | 0 | 6.0261 | 45.3461 | 226.1846 | 0 | 129.5628 | 0
2025_10_17 Hr 11 | 17.5684 | 0.0072 | 0.20304 | 3.8139 | 3.8193 | 3.8193 | 3.8097 | 3.8139 | 3.8139 | 86.9811 | -14 | 0.08 | 24 | 0 | 89.5531 | 89.5531 | 173.7529 | 0 | 0 | 0.046 | 0.0275 | 1.0494 | 0 | 0.00282 | 0.1485 | 45.3461 | 6.0261 | 226.1846 | 0 | 0 | 0 | 0 | 18.7715 | 47.3704 | 0 | 0 | -231.7181 | 0.6747 | 10.3011 | 0 | -1 | -4.2 | 10.2982 | 0 | 0 | 25.3814 | 25.3814 | 25.3814 | 25.3814 | 29.5132 | 29.7999 | 1.3368 | 0 | 6.5954 | 12.7001 | 1.7014 | 62.9821 | 66.5807 | 0 | 1102.405 | 28.1381 | 48.8255 | 1.1346 | 0.3248 | -17.5684 | 13.847 | 3.48 | 29.422 | 1066.158 | 234.3297 | -38.8584 | 7.977 | 4.06 | -2.09 | 11.7501 | 4.2049 | 45.1341 | 2025-10-17 | 2025_10_17 Hr 11 | 70.4268 | 0.00024 | -1066.158 | -231.7181 | 411.1032 | 782.8688 | 54.0101 | 15.25 | 34.6442 | 101.3135 | 218.1711 | 91.6187 | 22.8901 | 179.1062 | 173.7529 | 0 | 6.0261 | 45.3461 | 226.1846 | 0 | 129.5628 | 0
2025_10_17 Hr 12 | 16.0593 | 0.009165 | 0.25845 | 3.8139 | 3.8193 | 3.8193 | 3.8097 | 3.8139 | 3.8139 | 87.6419 | -14 | 0.08 | 25 | 0 | 89.5531 | 89.5531 | 173.7529 | 0 | 0 | 0.046 | 0.0275 | 1.0494 | 0 | 0.00282 | 0.1485 | 45.3461 | 6.0261 | 226.1846 | 0 | 0 | 0 | 0 | 18.9778 | 47.9384 | 0 | 0 | -214.242 | 0.6747 | 10.3011 | 0 | -1 | -4.2 | 10.2982 | 0 | 0 | 25.6335 | 25.6335 | 25.6335 | 25.6335 | 29.8064 | 30.7476 | 1.3368 | 0 | 6.5954 | 12.7001 | 1.7014 | 62.9821 | 66.5807 | 0 | 1105.198 | 28.2336 | 48.9911 | 1.1346 | 0.3248 | -16.0593 | 13.847 | 3.48 | 29.422 | 1088.692 | 235.0855 | -37.3493 | 7.977 | 4.06 | -2.09 | 11.79 | 4.2191 | 45.7936 | 2025-10-17 | 2025_10_17 Hr 12 | 68.4703 | -0.000411 | -1088.692 | -214.242 | 414.1554 | 782.8688 | 56.0152 | 15.25 | 34.6442 | 102.0878 | 220.1337 | 91.9339 | 22.8901 | 179.1062 | 173.7529 | 0 | 6.0261 | 45.3461 | 226.1846 | 0 | 129.5628 | 0
2025_10_17 Hr 13 | 13.988 | 0.010425 | 0.29398 | 3.8139 | 3.8193 | 3.8193 | 3.8097 | 3.8139 | 3.8139 | 81.4683 | -14 | 0.08 | 22 | 0 | 89.5531 | 89.5531 | 173.7529 | 0 | 0 | 0.046 | 0.0275 | 1.0494 | 0 | 0.00282 | 0.1485 | 44.1062 | 6.0261 | 226.1846 | 0 | 0 | 0 | 0 | 17.0496 | 42.6319 | 0 | 0 | -179.2301 | 0.6747 | 10.3011 | 0 | -1 | -4.2 | 10.2982 | 0 | 0 | 23.2777 | 23.2777 | 23.2777 | 23.2777 | 27.067 | 40.7511 | 1.3368 | 0 | 6.5954 | 12.7001 | 1.7014 | 62.9821 | 66.5807 | 1.0122 | 1078.422 | 27.3418 | 47.4436 | 1.1346 | 0.3248 | -13.988 | 13.847 | 3.48 | 29.422 | 1102 | 238.0861 | -35.278 | 7.977 | 4.06 | -2.09 | 11.4175 | 4.0859 | 45.8583 | 2025-10-17 | 2025_10_17 Hr 13 | 65.1643 | -0.000135 | -1102 | -179.2301 | 385.6392 | 781.6289 | 64.0677 | 15.25 | 34.6442 | 94.8531 | 201.7972 | 88.9888 | 22.8901 | 179.1062 | 173.7529 | 0 | 6.0261 | 44.1062 | 226.1846 | 0 | 129.5628 | 0
2025_10_17 Hr 14 | 10.8919 | 0.01074 | 0.30287 | 3.8139 | 3.8193 | 3.8193 | 3.8097 | 3.8139 | 3.8139 | 80.9585 | -14 | 0.08 | 13 | 0 | 89.5531 | 89.5531 | 173.7529 | 0 | 0 | 0.046 | 0.0275 | 1.0494 | 0 | 0.00282 | 0.1485 | 14.5107 | 6.0261 | 226.1846 | 0 | 0 | 0 | 0 | 16.8904 | 42.1938 | 0 | 0 | -111.0464 | 0.6747 | 10.3011 | 0 | -1 | -4.2 | 10.2982 | 0 | 0 | 23.0831 | 23.0831 | 23.0831 | 23.0831 | 26.8408 | 29.7999 | 1.3368 | 0 | 6.5954 | 12.7001 | 1.7014 | 62.9821 | 66.5807 | 1.0122 | 1046.724 | 27.2681 | 47.3158 | 1.1346 | 0.3248 | -10.8919 | 13.847 | 3.48 | 29.422 | 1118.292 | 214.796 | -32.1819 | 7.977 | 4.06 | -2.09 | 11.3868 | 4.0749 | 45.6042 | 2025-10-17 | 2025_10_17 Hr 14 | 59.6252 | -0.000461 | -1118.292 | -111.0464 | 383.2846 | 752.0334 | 44.1257 | 15.25 | 34.6442 | 94.2557 | 200.2832 | 88.7457 | 22.8901 | 179.1062 | 173.7529 | 0 | 6.0261 | 14.5107 | 226.1846 | 0 | 129.5628 | 0
2025_10_17 Hr 15 | 7.7809 | 0.01062 | 0.29948 | 3.8139 | 3.8193 | 3.8193 | 3.8097 | 3.8139 | 3.8139 | 80.6942 | -14 | 0.08 | 11 | 0 | 89.5531 | 89.5531 | 173.7529 | 0 | 0 | 0.046 | 0.0275 | 1.0494 | 0 | 0.00282 | 0.1485 | 14.5107 | 6.0261 | 226.1846 | 0 | 0 | 0 | 0 | 16.8078 | 41.9666 | 0 | 0 | -130.3098 | 0.6747 | 10.3011 | 0 | -1 | -4.2 | 10.2982 | 0 | 0 | 22.9823 | 22.9823 | 22.9823 | 22.9823 | 26.7236 | 29.7999 | 1.3368 | 0 | 6.5954 | 12.7001 | 1.7014 | 62.9821 | 66.5807 | 0 | 1045.626 | 27.2299 | 47.2496 | 1.1346 | 0.3248 | -7.7809 | 13.847 | 3.48 | 29.422 | 1094.792 | 208.5465 | -29.0709 | 7.977 | 4.06 | -2.09 | 11.3709 | 4.0691 | 44.9301 | 2025-10-17 | 2025_10_17 Hr 15 | 59.947 | -0.000411 | -1094.792 | -130.3098 | 382.0638 | 752.0334 | 41.11 | 15.25 | 34.6442 | 93.946 | 199.4982 | 88.6196 | 22.8901 | 179.1062 | 173.7529 | 0 | 6.0261 | 14.5107 | 226.1846 | 0 | 129.5628 | 0
2025_10_17 Hr 16 | 3.6218 | 0.00888 | 0.25042 | 3.8139 | 3.8193 | 3.8193 | 3.8097 | 3.8139 | 3.8139 | 80.1844 | -14 | 0.08 | 14 | 0 | 89.5531 | 89.5531 | 173.7529 | 0 | 0 | 0.046 | 0.0275 | 1.0494 | 0 | 0.00282 | 0.1485 | 19.6049 | 6.0261 | 226.1846 | 0 | 0 | 0 | 0 | 16.6486 | 41.5284 | 0 | 0 | -118.999 | 0.6747 | 10.3011 | 0 | -1 | -4.2 | 10.2982 | 0 | 0 | 22.7877 | 22.7877 | 22.7877 | 22.7877 | 26.4974 | 15.9003 | 1.3368 | 0 | 6.5954 | 12.7001 | 1.7014 | 62.9821 | 66.5807 | 0 | 1048.56 | 27.1563 | 47.1218 | 1.1346 | 0.3248 | -3.6218 | 13.847 | 3.48 | 29.422 | 1097.892 | 193.2429 | -24.9118 | 7.977 | 4.06 | -2.09 | 11.3401 | 4.0581 | 44.9036 | 2025-10-17 | 2025_10_17 Hr 16 | 65.1559 | -0.000421 | -1097.892 | -118.999 | 379.7092 | 757.1276 | 30.1596 | 15.25 | 34.6442 | 93.3486 | 197.9841 | 88.3764 | 22.8901 | 179.1062 | 173.7529 | 0 | 6.0261 | 19.6049 | 226.1846 | 0 | 129.5628 | 0
2025_10_17 Hr 17 | 5.6914 | 0.006915 | 0.195 | 3.8139 | 3.8193 | 3.8193 | 3.8097 | 3.8139 | 3.8139 | 79.0328 | -14 | 0.08 | 21 | 0 | 89.5531 | 89.5531 | 173.7529 | 0 | 0 | 0.046 | 0.0275 | 1.0494 | 0 | 0.00282 | 0.1485 | 29.0103 | 6.0261 | 226.1846 | 0 | 0 | 0 | 0 | 16.2889 | 40.5386 | 0 | 0 | -117.6714 | 0.6747 | 10.3011 | 0 | -1 | -4.2 | 10.2982 | 0 | 0 | 22.3483 | 22.3483 | 22.3483 | 22.3483 | 25.9864 | 18.8487 | 1.3368 | 0 | 6.5954 | 12.7001 | 1.7014 | 62.9821 | 66.5807 | 1.0122 | 1053.139 | 26.9899 | 46.8331 | 1.1346 | 0.3248 | -5.6914 | 13.847 | 3.48 | 29.422 | 1114.208 | 205.7218 | -26.9814 | 7.977 | 4.06 | -2.09 | 11.2706 | 4.0333 | 45.5302 | 2025-10-17 | 2025_10_17 Hr 17 | 74.2334 | 0.00029 | -1114.208 | -117.6714 | 374.3897 | 766.533 | 41.0628 | 15.25 | 34.6442 | 91.999 | 194.5636 | 87.827 | 22.8901 | 179.1062 | 173.7529 | 0 | 6.0261 | 29.0103 | 226.1846 | 0 | 129.5628 | 0
2025_10_17 Hr 18 | 1.5472 | 0.004905 | 0.13832 | 3.8139 | 3.8193 | 3.8193 | 3.8097 | 3.8139 | 3.8139 | 85.6973 | -14 | 0.08 | 15 | 0 | 89.5531 | 89.5531 | 173.7529 | 0 | 0 | 0.046 | 0.0275 | 1.0494 | 0 | 0.00282 | 0.1485 | 41.4759 | 6.0261 | 226.1846 | 0 | 0 | 0 | 0 | 18.3705 | 46.267 | 0 | 0 | -174.1306 | 0.6747 | 10.3011 | 0 | -1 | -4.2 | 10.2982 | 0 | 0 | 24.8914 | 24.8914 | 24.8914 | 24.8914 | 28.9435 | 17.901 | 1.3368 | 0 | 6.5954 | 12.7001 | 1.7014 | 62.9821 | 66.5807 | 5.9286 | 1093.153 | 27.9527 | 48.5037 | 1.1346 | 0.3248 | -1.5472 | 13.847 | 3.48 | 29.422 | 1098.908 | 202.7235 | -22.8372 | 7.977 | 4.06 | -2.09 | 11.6727 | 4.1772 | 45.6692 | 2025-10-17 | 2025_10_17 Hr 18 | 86.2011 | 0.000292 | -1098.908 | -174.1306 | 405.1733 | 778.9986 | 38.9728 | 15.25 | 34.6442 | 99.809 | 214.358 | 91.0063 | 22.8901 | 179.1062 | 173.7529 | 0 | 6.0261 | 41.4759 | 226.1846 | 0 | 129.5628 | 0
2025_10_17 Hr 19 | 0 | 0.002775 | 0.078255 | 3.8139 | 3.8193 | 3.8193 | 3.8097 | 3.8139 | 3.8139 | 89.1712 | -14 | 0.08 | 34 | 0 | 89.5531 | 89.5531 | 173.7529 | 0 | 0 | 0.046 | 0.0275 | 1.0494 | 0 | 0.00282 | 0.1485 | 45.3461 | 6.0261 | 226.1846 | 0 | 0 | 0 | 0 | 19.4555 | 49.2529 | 0 | 0 | -232.2001 | 0.6747 | 10.3011 | 0 | -1 | -4.2 | 10.2982 | 0 | 0 | 26.2171 | 26.2171 | 26.2171 | 26.2171 | 30.485 | 21.9024 | 1.3368 | 0 | 6.5954 | 12.7001 | 1.7014 | 62.9821 | 66.5807 | 14.0262 | 1111.351 | 28.4545 | 49.3745 | 1.1346 | 0.3248 | 0 | 13.847 | 3.48 | 29.422 | 1091.792 | 233.9303 | -21.29 | 7.977 | 4.06 | -2.09 | 11.8822 | 4.2521 | 46.1523 | 2025-10-17 | 2025_10_17 Hr 19 | 73.2256 | -0.000421 | -1091.792 | -232.2001 | 421.2191 | 782.8688 | 70.0096 | 15.25 | 34.6442 | 103.8799 | 224.6757 | 92.6634 | 22.8901 | 179.1062 | 173.7529 | 0 | 6.0261 | 45.3461 | 226.1846 | 0 | 129.5628 | 0
2025_10_17 Hr 20 | 0 | 0.00054 | 0.015228 | 3.8139 | 3.8193 | 3.8193 | 3.8097 | 3.8139 | 3.8139 | 86.226 | -14 | 0.08 | 86 | 0 | 89.5531 | 89.5531 | 173.7529 | 0 | 0 | 0.046 | 0.0275 | 1.0494 | 0 | 0.00282 | 0.1485 | 14.5107 | 6.0261 | 226.1846 | 0 | 0 | 0 | 0 | 18.5356 | 46.7213 | 0 | 0 | -254.8742 | 0.6747 | 10.3011 | 0 | -1 | -4.2 | 10.2982 | 0 | 0 | 25.0932 | 25.0932 | 25.0932 | 25.0932 | 29.1781 | 23.7978 | 1.3368 | 0 | 6.5954 | 12.7001 | 1.7014 | 62.9821 | 66.5807 | 14.0262 | 1068.254 | 28.0291 | 48.6362 | 1.1346 | 0.3248 | 0 | 13.847 | 3.48 | 29.422 | 1078.508 | 286.4185 | -21.29 | 7.977 | 4.06 | -2.09 | 11.7045 | 4.1886 | 45.9263 | 2025-10-17 | 2025_10_17 Hr 20 | 58.3866 | 0.00021 | -1078.508 | -254.8742 | 407.615 | 752.0334 | 123.8398 | 15.25 | 34.6442 | 100.4285 | 215.9281 | 91.2585 | 22.8901 | 179.1062 | 173.7529 | 0 | 6.0261 | 14.5107 | 226.1846 | 0 | 129.5628 | 0
2025_10_17 Hr 21 | 0 | 0 | 0 | 3.8139 | 3.8193 | 3.8193 | 3.8097 | 3.8139 | 3.8139 | 79.4104 | -14 | 0.08 | 83 | 0 | 89.5531 | 89.5531 | 173.7529 | 0 | 0 | 0.046 | 0.0275 | 1.0494 | 0 | 0.00282 | 0.1485 | 14.5107 | 0 | 226.1846 | 0 | 0 | 0 | 0 | 16.4068 | 40.8631 | 0 | 0 | -267.3019 | 0.6747 | 10.3011 | 0 | -1 | -4.2 | 10.2982 | 0 | 0 | 22.4924 | 22.4924 | 22.4924 | 22.4924 | 26.1539 | 33.8013 | 1.3368 | 0 | 6.5954 | 12.7001 | 1.7014 | 62.9821 | 66.5807 | 8.9652 | 1033.983 | 27.0445 | 46.9278 | 1.1346 | 0.3248 | 0 | 13.847 | 3.48 | 29.422 | 1030.5 | 285.1092 | -21.29 | 7.977 | 4.06 | -2.09 | 11.2934 | 4.0414 | 44.1948 | 2025-10-17 | 2025_10_17 Hr 21 | 54.7447 | -0.000134 | -1030.5 | -267.3019 | 376.1337 | 746.0073 | 125.7665 | 15.25 | 34.6442 | 92.4415 | 195.685 | 88.0072 | 22.8901 | 179.1062 | 173.7529 | 0 | 0 | 14.5107 | 226.1846 | 0 | 129.5628 | 0
2025_10_17 Hr 22 | 0 | 0 | 0 | 3.8139 | 3.8193 | 3.8193 | 3.8097 | 3.8139 | 3.8139 | 73.501 | -14 | 0.08 | 86 | 0 | 89.5531 | 89.5531 | 173.7529 | 0 | 0 | 0.046 | 0.0275 | 1.0494 | 0 | 0.00282 | 0.1485 | 14.5107 | 0 | 226.1846 | 0 | 0 | 0 | 0 | 14.5611 | 35.7838 | 0 | 0 | -292.8543 | 0.6747 | 10.3011 | 0 | -1 | -4.2 | 10.2982 | 0 | 0 | 20.2374 | 20.2374 | 20.2374 | 20.2374 | 23.5318 | 33.8013 | 1.3368 | 0 | 6.5954 | 12.7001 | 1.7014 | 60.9777 | 64.3696 | 5.9286 | 1005.291 | 26.1908 | 45.4465 | 1.1346 | 0.3248 | 0 | 13.847 | 3.48 | 29.422 | 973.4 | 282.2536 | -21.29 | 7.977 | 4.06 | -2.09 | 10.9369 | 3.9139 | 42.277 | 2025-10-17 | 2025_10_17 Hr 22 | 48.8667 | -5.6e-05 | -973.4 | -292.8543 | 348.8383 | 741.7918 | 125.7299 | 15.25 | 34.6442 | 85.5165 | 178.1336 | 85.1882 | 22.8901 | 179.1062 | 173.7529 | 0 | 0 | 14.5107 | 226.1846 | 0 | 125.3473 | 0
2025_10_17 Hr 23 | 0 | 0 | 0 | 3.8139 | 3.8193 | 3.8193 | 3.8097 | 3.8139 | 3.8139 | 62.2109 | 0 | 0.08 | 79 | 0 | 89.5531 | 89.5531 | 176.4163 | 0 | 0 | 0.046 | 0.0275 | 1.0494 | 0 | 0.00282 | 0.1485 | 14.5107 | 0 | 228.977 | 0 | 0 | 0 | 0 | 11.0348 | 26.0796 | 0 | 0 | -330.0371 | 0.6747 | 10.3011 | 0 | -1 | -4.2 | 10.2982 | 0 | 0 | 15.9291 | 15.9291 | 15.9291 | 15.9291 | 18.5222 | 30.7476 | 1.3368 | 0 | 6.5954 | 12.7001 | 1.7014 | 64.2243 | 67.8938 | 21.9792 | 970.7541 | 24.5599 | 42.6164 | 1.1346 | 0.3248 | 0 | 13.847 | 3.48 | 29.422 | 916.2917 | 282.8647 | -7.29 | 7.977 | 4.06 | -2.09 | 10.2559 | 3.6701 | 40.512 | 2025-10-17 | 2025_10_17 Hr 23 | 56.7858 | 7e-06 | -916.2917 | -330.0371 | 310.6894 | 754.0184 | 131.7268 | 15.25 | 34.6442 | 72.286 | 144.601 | 93.8024 | 22.8901 | 179.1062 | 176.4163 | 0 | 0 | 14.5107 | 228.977 | 0 | 132.1181 | 0
2025_10_17 Hr 24 | 0 | 0 | 0 | 3.8139 | 3.8193 | 3.8193 | 3.8097 | 3.8139 | 3.8139 | 52.6955 | 0 | 0.08 | 82 | 0 | 89.5531 | 89.5531 | 176.4163 | 0 | 0 | 0.046 | 0.0275 | 1.0494 | 0 | 0.00282 | 0.1485 | 14.5107 | 0 | 228.977 | 0 | 0 | 0 | 0 | 8.0628 | 17.9008 | 0 | 0 | -328.0216 | 0.6747 | 10.3011 | 0 | -1 | -4.2 | 10.2982 | 0 | 0 | 12.2981 | 12.2981 | 12.2981 | 12.2981 | 14.3001 | 34.749 | 1.3368 | 0 | 6.5954 | 12.7001 | 1.7014 | 64.2243 | 67.8938 | 13.014 | 931.3416 | 23.1853 | 40.2312 | 1.1346 | 0.3248 | 0 | 13.847 | 3.48 | 29.422 | 872.3917 | 276.3617 | -7.29 | 7.977 | 4.06 | -2.09 | 9.6818 | 3.4647 | 38.7526 | 2025-10-17 | 2025_10_17 Hr 24 | 49.5988 | -4.7e-05 | -872.3917 | -328.0216 | 266.7376 | 754.0184 | 129.763 | 15.25 | 34.6442 | 61.1353 | 116.3392 | 89.2632 | 22.8901 | 179.1062 | 176.4163 | 0 | 0 | 14.5107 | 228.977 | 0 | 132.1181 | 0
2025_10_18 Hr 01 | 0 | 0 | 0 | 3.8139 | 3.8193 | 3.8193 | 3.8097 | 3.8139 | 3.8139 | 48.0217 | 0 | 0.08 | 82 | 0 | 89.5531 | 89.5531 | 176.4163 | 0 | 0 | 0.046 | 0.0275 | 1.0494 | 0 | 0.00282 | 0.1485 | 14.5107 | 0 | 228.977 | 0 | 0 | 0 | 0 | 6.9545 | 14.8242 | 0 | 0 | -351.2646 | 0.6747 | 10.3778 | 0 | -1 | -4.2 | 10.4134 | 0 | 0 | 10.7821 | 10.7821 | 10.7821 | 10.7821 | 12.5373 | 37.6974 | 1.3368 | 0 | 6.6444 | 12.4742 | 1.7014 | 64.2243 | 67.8938 | 3.0366 | 914.9264 | 22.2625 | 38.6111 | 1.1346 | 0.3248 | 0 | 13.847 | 3.48 | 29.422 | 822.4 | 266.0282 | -7.29 | 8.0061 | 4.06 | -2.09 | 9.2876 | 3.3234 | 37.0851 | 2025-10-18 | 2025_10_18 Hr 01 | 49.7492 | 3e-06 | -822.4 | -351.2646 | 247.018 | 754.0184 | 122.734 | 15.25 | 34.6442 | 57.2205 | 103.8388 | 85.9587 | 22.8901 | 179.1062 | 176.4163 | 0 | 0 | 14.5107 | 228.977 | 0 | 132.1181 | 0
2025_10_18 Hr 02 | 0 | 0 | 0 | 3.8139 | 3.8193 | 3.8193 | 3.8097 | 3.8139 | 3.8139 | 47.0066 | 0 | 0.08 | 69 | 0 | 89.5531 | 89.5531 | 176.4163 | 0 | 0 | 0.046 | 0.0275 | 1.0494 | 0 | 0.00282 | 0.1485 | 14.5107 | 0 | 228.977 | 0 | 0 | 0 | 0 | 6.6288 | 13.9283 | 0 | 0 | -363.9567 | 0.6747 | 10.3778 | 0 | -1 | -4.2 | 10.4134 | 0 | 0 | 10.3905 | 10.3905 | 10.3905 | 10.3905 | 12.082 | 38.7504 | 1.3368 | 0 | 6.6444 | 12.4742 | 1.7014 | 64.2243 | 67.8938 | 5.9286 | 910.668 | 22.1152 | 38.3556 | 1.1346 | 0.3248 | 0 | 13.847 | 3.48 | 29.422 | 795.9083 | 256.487 | -7.29 | 8.0061 | 4.06 | -2.09 | 9.2261 | 3.3014 | 36.2063 | 2025-10-18 | 2025_10_18 Hr 02 | 49.2622 | -2.2e-05 | -795.9083 | -363.9567 | 242.2734 | 754.0184 | 113.679 | 15.25 | 34.6442 | 55.9989 | 100.802 | 85.4724 | 22.8901 | 179.1062 | 176.4163 | 0 | 0 | 14.5107 | 228.977 | 0 | 132.1181 | 0
2025_10_18 Hr 03 | 0 | 0 | 0 | 3.8139 | 3.8193 | 3.8193 | 3.8097 | 3.8139 | 3.8139 | 44.187 | 0 | 0.08 | 73 | 0 | 89.5531 | 89.5531 | 176.4163 | 0 | 0 | 0.046 | 0.0275 | 1.0494 | 0 | 0.00282 | 0.1485 | 14.5107 | 0 | 228.977 | 0 | 0 | 0 | 0 | 5.7242 | 11.4398 | 0 | 0 | -376.0788 | 0.6747 | 10.3778 | 0 | -1 | -4.2 | 10.4134 | 0 | 0 | 9.3027 | 9.3027 | 9.3027 | 9.3027 | 10.8171 | 41.6988 | 1.3368 | 0 | 6.6444 | 12.4742 | 1.7014 | 64.2243 | 67.8938 | 8.9652 | 898.8392 | 21.706 | 37.646 | 1.1346 | 0.3248 | 0 | 13.847 | 3.48 | 29.422 | 780.5917 | 265.1213 | -7.29 | 8.0061 | 4.06 | -2.09 | 9.0554 | 3.2403 | 35.7612 | 2025-10-18 | 2025_10_18 Hr 03 | 49.4155 | -6e-06 | -780.5917 | -376.0788 | 229.0939 | 754.0184 | 123.664 | 15.25 | 34.6442 | 52.6057 | 92.3664 | 84.1218 | 22.8901 | 179.1062 | 176.4163 | 0 | 0 | 14.5107 | 228.977 | 0 | 132.1181 | 0
2025_10_18 Hr 04 | 0 | 0 | 0 | 3.8139 | 3.8193 | 3.8193 | 3.8097 | 3.8139 | 3.8139 | 41.6305 | 0 | 0.08 | 69 | 0 | 89.5531 | 89.5531 | 176.4163 | 0 | 0 | 0.046 | 0.0275 | 1.0494 | 0 | 0.00282 | 0.1485 | 14.5107 | 0 | 228.977 | 0 | 0 | 0 | 0 | 4.9039 | 9.1835 | 0 | 0 | -371.4286 | 0.6747 | 10.3778 | 0 | -1 | -4.2 | 10.4134 | 0 | 0 | 8.3165 | 8.3165 | 8.3165 | 8.3165 | 9.6703 | 44.6472 | 1.3368 | 0 | 6.6444 | 12.4742 | 1.7014 | 64.2243 | 67.8938 | 2.0244 | 888.1143 | 21.335 | 37.0025 | 1.1346 | 0.3248 | 0 | 13.847 | 3.48 | 29.422 | 765.3 | 255.9043 | -7.29 | 8.0061 | 4.06 | -2.09 | 8.9006 | 3.1849 | 35.0964 | 2025-10-18 | 2025_10_18 Hr 04 | 49.154 | 4.6e-05 | -765.3 | -371.4286 | 217.1444 | 754.0184 | 115.6716 | 15.25 | 34.6442 | 49.5291 | 84.7181 | 82.8972 | 22.8901 | 179.1062 | 176.4163 | 0 | 0 | 14.5107 | 228.977 | 0 | 132.1181 | 0
2025_10_18 Hr 05 | 0 | 0 | 0 | 3.8139 | 3.8193 | 3.8193 | 3.8097 | 3.8139 | 3.8139 | 40.747 | 0 | 0.08 | 69 | 0 | 89.5531 | 89.5531 | 176.4163 | 0 | 0 | 0.046 | 0.0275 | 1.0494 | 0 | 0.00282 | 0.1485 | 0 | 0 | 228.977 | 0 | 0 | 0 | 0 | 4.6204 | 8.4037 | 0 | 0 | -331.9036 | 0.6747 | 10.3778 | 0.55 | -1 | -4.2 | 10.4134 | 0 | 0 | 7.9756 | 7.9756 | 7.9756 | 7.9756 | 9.274 | 45.7002 | 1.3368 | 0 | 6.6444 | 12.4742 | 1.7014 | 64.2243 | 67.8938 | 3.0366 | 869.8972 | 21.2068 | 36.7801 | 1.1346 | 0.3248 | 0 | 13.847 | 3.48 | 29.422 | 788.25 | 257.5463 | -7.29 | 8.0061 | 4.06 | -2.09 | 8.8472 | 3.1658 | 35.4895 | 2025-10-18 | 2025_10_18 Hr 05 | 54.7088 | -4.6e-05 | -788.25 | -331.9036 | 213.0149 | 739.5077 | 117.7368 | 15.25 | 34.6442 | 48.4659 | 82.0749 | 82.474 | 22.8901 | 179.1062 | 176.4163 | 0 | 0 | 0 | 228.977 | 0 | 132.1181 | 0
2025_10_18 Hr 06 | 0 | 0 | 0 | 3.8139 | 3.8193 | 3.8193 | 3.8097 | 3.8139 | 3.8139 | 50.4466 | 0 | 0.08 | 73 | 0 | 89.5531 | 89.5531 | 176.4163 | 0 | 0 | 0.046 | 0.0275 | 1.0494 | 0 | 0.00282 | 0.1485 | 0 | 0 | 228.977 | 0 | 0 | 0 | 0 | 7.7325 | 16.9643 | 0 | 0 | -356.7533 | 0.6747 | 10.3778 | 0.55 | -1 | -4.2 | 10.4134 | 0 | 0 | 11.7176 | 11.7176 | 11.7176 | 11.7176 | 13.6251 | 40.7511 | 1.3368 | 0 | 6.6444 | 12.4742 | 1.7014 | 64.2243 | 67.8938 | 10.9896 | 910.5885 | 22.6144 | 39.2214 | 1.1346 | 0.3248 | 0 | 13.847 | 3.48 | 29.422 | 815.7416 | 269.1965 | -7.29 | 8.0061 | 4.06 | -2.09 | 9.4344 | 3.3759 | 36.9017 | 2025-10-18 | 2025_10_18 Hr 06 | 72.0405 | 6.1e-05 | -815.7416 | -356.7533 | 258.3524 | 739.5077 | 124.7407 | 15.25 | 34.6442 | 60.1386 | 111.0935 | 87.1203 | 22.8901 | 179.1062 | 176.4163 | 0 | 0 | 0 | 228.977 | 0 | 132.1181 | 0
2025_10_18 Hr 07 | 0 | 0 | 0 | 3.8139 | 3.8193 | 3.8193 | 3.8097 | 3.8139 | 3.8139 | 59.413 | -14 | 0.08 | 69 | 0 | 89.5531 | 89.5531 | 173.7529 | 0 | 0 | 0.046 | 0.0275 | 1.0494 | 0 | 0.00282 | 0.1485 | 0 | 0 | 226.1846 | 0 | 0 | 0 | 0 | 10.6094 | 24.878 | 0 | 0 | -343.7544 | 0.6747 | 10.3778 | 0.55 | -1 | -4.2 | 10.4134 | 0 | 0 | 15.1768 | 15.1768 | 15.1768 | 15.1768 | 17.6474 | 35.802 | 1.3368 | 0 | 6.6444 | 12.4742 | 1.7014 | 62.9821 | 66.5807 | 31.9566 | 940.1933 | 23.9156 | 41.4782 | 1.1346 | 0.3248 | 0 | 13.847 | 3.48 | 29.422 | 860.6583 | 285.5095 | -21.29 | 8.0061 | 4.06 | -2.09 | 9.9772 | 3.5701 | 38.5037 | 2025-10-18 | 2025_10_18 Hr 07 | 61.6701 | -6.7e-05 | -860.6583 | -343.7544 | 286.2632 | 731.4966 | 136.7586 | 15.25 | 34.6442 | 70.9291 | 137.9188 | 77.4153 | 22.8901 | 179.1062 | 173.7529 | 0 | 0 | 0 | 226.1846 | 0 | 129.5628 | 0
2025_10_18 Hr 08 | 0.51574 | 0 | 0 | 3.8139 | 3.8193 | 3.8193 | 3.8097 | 3.8139 | 3.8139 | 66.9508 | -14 | 0.08 | 78 | 0 | 89.5531 | 89.5531 | 173.7529 | 0 | 0 | 0.046 | 0.0275 | 1.0494 | 0 | 0.00282 | 0.1485 | 0 | 0 | 226.1846 | 0 | 0 | 0 | 0 | 13.0279 | 31.5307 | 0 | 0 | -304.6562 | 0.6747 | 10.3778 | 0.55 | -1 | -4.2 | 10.4134 | 0 | 0 | 18.0848 | 18.0848 | 18.0848 | 18.0848 | 21.0288 | 31.8006 | 1.3368 | 0 | 6.6444 | 12.4742 | 1.7014 | 62.9821 | 66.5807 | 16.9182 | 971.8157 | 25.0095 | 43.3754 | 1.1346 | 0.3248 | -0.51574 | 13.847 | 3.48 | 29.422 | 924.95 | 279.5961 | -21.8057 | 8.0061 | 4.06 | -2.09 | 10.4336 | 3.7334 | 40.5271 | 2025-10-18 | 2025_10_18 Hr 08 | 67.5651 | -0.000157 | -924.95 | -304.6562 | 321.4964 | 731.4966 | 126.7188 | 15.25 | 34.6442 | 80.0004 | 160.47 | 81.0261 | 22.8901 | 179.1062 | 173.7529 | 0 | 0 | 0 | 226.1846 | 0 | 129.5628 | 0
2025_10_18 Hr 09 | 6.2105 | 0.00075 | 0.02115 | 3.8139 | 3.8193 | 3.8193 | 3.8097 | 3.8139 | 3.8139 | 74.8834 | -14 | 0.08 | 64 | 0 | 89.5531 | 89.5531 | 173.7529 | 0 | 0 | 0.046 | 0.0275 | 1.0494 | 0 | 0.00282 | 0.1485 | 0 | 0 | 226.1846 | 0 | 0 | 0 | 0 | 15.5731 | 38.5318 | 0 | 0 | -241.5257 | 0.6747 | 10.3778 | 0.55 | -1 | -4.2 | 10.4134 | 0 | 0 | 21.1451 | 21.1451 | 21.1451 | 21.1451 | 24.5873 | 26.8515 | 1.3368 | 0 | 6.6444 | 12.4742 | 1.7014 | 62.9821 | 66.5807 | 3.0366 | 1005.115 | 26.1607 | 45.372 | 1.1346 | 0.3248 | -6.2105 | 13.847 | 3.48 | 29.422 | 992.35 | 256.2607 | -27.5005 | 8.0061 | 4.06 | -2.09 | 10.9139 | 3.9053 | 42.3569 | 2025-10-18 | 2025_10_18 Hr 09 | 68.0563 | -5.8e-05 | -992.35 | -241.5257 | 358.5748 | 731.4966 | 93.91 | 15.25 | 34.6442 | 89.5467 | 184.2023 | 84.8259 | 22.8901 | 179.1062 | 173.7529 | 0 | 0 | 0 | 226.1846 | 0 | 129.5628 | 0
2025_10_18 Hr 10 | 3.1011 | 0.004035 | 0.11379 | 3.8139 | 3.8193 | 3.8193 | 3.8097 | 3.8139 | 3.8139 | 83.4363 | -14 | 0.08 | 70 | 0 | 89.5531 | 89.5531 | 173.7529 | 0 | 0 | 0.046 | 0.0275 | 1.0494 | 0 | 0.00282 | 0.1485 | 0 | 0 | 226.1846 | 0 | 0 | 0 | 0 | 18.3173 | 46.0805 | 0 | 0 | -240.6873 | 0.6747 | 10.3778 | 0.55 | -1 | -4.2 | 10.4134 | 0 | 0 | 24.4447 | 24.4447 | 24.4447 | 24.4447 | 28.424 | 26.8515 | 1.3368 | 0 | 6.6444 | 12.4742 | 1.7014 | 62.9821 | 66.5807 | 2.0244 | 1041.089 | 27.4019 | 47.5247 | 1.1346 | 0.3248 | -3.1011 | 13.847 | 3.48 | 29.422 | 1038.25 | 262.2394 | -24.3911 | 8.0061 | 4.06 | -2.09 | 11.4317 | 4.0906 | 44.1577 | 2025-10-18 | 2025_10_18 Hr 10 | 68.2087 | -5.9e-05 | -1038.25 | -240.6873 | 398.5527 | 731.4966 | 98.9937 | 15.25 | 34.6442 | 99.8395 | 209.7903 | 88.9229 | 22.8901 | 179.1062 | 173.7529 | 0 | 0 | 0 | 226.1846 | 0 | 129.5628 | 0
2025_10_18 Hr 11 | 7.2552 | 0.007245 | 0.20431 | 3.8139 | 3.8193 | 3.8193 | 3.8097 | 3.8139 | 3.8139 | 86.8951 | -14 | 0.08 | 73 | 0 | 89.5531 | 89.5531 | 173.7529 | 0 | 0 | 0.046 | 0.0275 | 1.0494 | 0 | 0.00282 | 0.1485 | 0 | 0 | 226.1846 | 0 | 0 | 0 | 0 | 19.427 | 49.1331 | 0 | 0 | -248.3565 | 0.6747 | 10.3778 | 0.55 | -1 | -4.2 | 10.4134 | 0 | 0 | 25.779 | 25.779 | 25.779 | 25.779 | 29.9756 | 30.7476 | 1.3368 | 0 | 6.6444 | 12.4742 | 1.7014 | 62.9821 | 66.5807 | 5.9286 | 1055.69 | 27.9038 | 48.3952 | 1.1346 | 0.3248 | -7.2552 | 13.847 | 3.48 | 29.422 | 1057.642 | 278.8539 | -28.5452 | 8.0061 | 4.06 | -2.09 | 11.6411 | 4.1655 | 45.0241 | 2025-10-18 | 2025_10_18 Hr 11 | 64.1094 | -0.000398 | -1057.642 | -248.3565 | 414.7195 | 731.4966 | 109.8878 | 15.25 | 34.6442 | 104.0018 | 220.138 | 90.5797 | 22.8901 | 179.1062 | 173.7529 | 0 | 0 | 0 | 226.1846 | 0 | 129.5628 | 0
2025_10_18 Hr 12 | 11.3994 | 0.009405 | 0.26522 | 3.8139 | 3.8193 | 3.8193 | 3.8097 | 3.8139 | 3.8139 | 86.8951 | -14 | 0.08 | 74 | 0 | 89.5531 | 89.5531 | 173.7529 | 0 | 0 | 0.046 | 0.0275 | 1.0494 | 0 | 0.00282 | 0.1485 | 0 | 0 | 226.1846 | 0 | 0 | 0 | 0 | 19.427 | 49.1331 | 0 | 0 | -260.734 | 0.6747 | 10.3778 | 0.55 | -1 | -4.2 | 10.4134 | 0 | 0 | 25.779 | 25.779 | 25.779 | 25.779 | 29.9756 | 27.7992 | 1.3368 | 0 | 6.6444 | 12.4742 | 1.7014 | 62.9821 | 66.5807 | 4.9164 | 1055.75 | 27.9038 | 48.3952 | 1.1346 | 0.3248 | -11.3994 | 13.847 | 3.48 | 29.422 | 1042.367 | 280.0396 | -32.6894 | 8.0061 | 4.06 | -2.09 | 11.6411 | 4.1655 | 44.584 | 2025-10-18 | 2025_10_18 Hr 12 | 68.4036 | -0.000426 | -1042.367 | -260.734 | 414.7195 | 731.4966 | 106.9902 | 15.25 | 34.6442 | 104.0018 | 220.138 | 90.5797 | 22.8901 | 179.1062 | 173.7529 | 0 | 0 | 0 | 226.1846 | 0 | 129.5628 | 0
2025_10_18 Hr 13 | 8.2966 | 0.010725 | 0.30245 | 3.8139 | 3.8193 | 3.8193 | 3.8097 | 3.8139 | 3.8139 | 83.8311 | -14 | 0.08 | 73 | 0 | 89.5531 | 89.5531 | 173.7529 | 0 | 0 | 0.046 | 0.0275 | 1.0494 | 0 | 0.00282 | 0.1485 | 0 | 6.0261 | 226.1846 | 0 | 0 | 0 | 0 | 18.4439 | 46.4289 | 0 | 0 | -254.6497 | 0.6747 | 10.3778 | 0.55 | -1 | -4.2 | 10.4134 | 0 | 0 | 24.5969 | 24.5969 | 24.5969 | 24.5969 | 28.6011 | 26.8515 | 1.3368 | 0 | 6.6444 | 12.4742 | 1.7014 | 62.9821 | 66.5807 | 5.9286 | 1048.96 | 27.4592 | 47.624 | 1.1346 | 0.3248 | -8.2966 | 13.847 | 3.48 | 29.422 | 1039.258 | 274.535 | -29.5866 | 8.0061 | 4.06 | -2.09 | 11.4556 | 4.0991 | 44.3813 | 2025-10-18 | 2025_10_18 Hr 13 | 79.9111 | 0.000239 | -1039.258 | -254.6497 | 400.3978 | 737.5227 | 106.0933 | 15.25 | 34.6442 | 100.3145 | 210.9713 | 89.112 | 22.8901 | 179.1062 | 173.7529 | 0 | 6.0261 | 0 | 226.1846 | 0 | 129.5628 | 0
2025_10_18 Hr 14 | 6.7511 | 0.01131 | 0.31894 | 3.8139 | 3.8193 | 3.8193 | 3.8097 | 3.8139 | 3.8139 | 83.9626 | -14 | 0.08 | 73 | 0 | 89.5531 | 89.5531 | 173.7529 | 0 | 0 | 0.046 | 0.0275 | 1.0494 | 0 | 0.00282 | 0.1485 | 0 | 6.0261 | 226.1846 | 0 | 0 | 0 | 0 | 18.4861 | 46.545 | 0 | 0 | -292.0351 | 0.6747 | 10.3778 | 0.55 | -1 | -4.2 | 10.4134 | 0 | 0 | 24.6477 | 24.6477 | 24.6477 | 24.6477 | 28.6601 | 26.8515 | 1.3368 | 0 | 6.6444 | 12.4742 | 1.7014 | 62.9821 | 66.5807 | 8.9652 | 1049.528 | 27.4782 | 47.6571 | 1.1346 | 0.3248 | -6.7511 | 13.847 | 3.48 | 29.422 | 1005.542 | 276.0896 | -28.0411 | 8.0061 | 4.06 | -2.09 | 11.4635 | 4.102 | 43.5422 | 2025-10-18 | 2025_10_18 Hr 14 | 68.6464 | -0.000389 | -1005.542 | -292.0351 | 401.0129 | 737.5227 | 109.147 | 15.25 | 34.6442 | 100.4729 | 211.365 | 89.175 | 22.8901 | 179.1062 | 173.7529 | 0 | 6.0261 | 0 | 226.1846 | 0 | 129.5628 | 0
2025_10_18 Hr 15 | 4.1375 | 0.011265 | 0.31767 | 3.8139 | 3.8193 | 3.8193 | 3.8097 | 3.8139 | 3.8139 | 82.5528 | -14 | 0.08 | 75 | 0 | 89.5531 | 89.5531 | 173.7529 | 0 | 0 | 0.046 | 0.0275 | 1.0494 | 0 | 0.00282 | 0.1485 | 0 | 6.0261 | 226.1846 | 0 | 0 | 0 | 0 | 18.0338 | 45.3007 | 0 | 0 | -297.4196 | 0.6747 | 10.3778 | 0.55 | -1 | -4.2 | 10.4134 | 0 | 0 | 24.1038 | 24.1038 | 24.1038 | 24.1038 | 28.0277 | 30.7476 | 1.3368 | 0 | 6.6444 | 12.4742 | 1.7014 | 62.9821 | 66.5807 | 7.953 | 1043.613 | 27.2736 | 47.3023 | 1.1346 | 0.3248 | -4.1375 | 13.847 | 3.48 | 29.422 | 998.45 | 277.6846 | -25.4275 | 8.0061 | 4.06 | -2.09 | 11.3782 | 4.0714 | 43.3332 | 2025-10-18 | 2025_10_18 Hr 15 | 69.1631 | -6.6e-05 | -998.45 | -297.4196 | 394.4231 | 737.5227 | 114.0295 | 15.25 | 34.6442 | 98.7763 | 207.1472 | 88.4997 | 22.8901 | 179.1062 | 173.7529 | 0 | 6.0261 | 0 | 226.1846 | 0 | 129.5628 | 0
2025_10_18 Hr 16 | 2.5887 | 0.01056 | 0.29779 | 3.8139 | 3.8193 | 3.8193 | 3.8097 | 3.8139 | 3.8139 | 83.5679 | -14 | 0.08 | 89 | 0 | 89.5531 | 89.5531 | 173.7529 | 0 | 0 | 0.046 | 0.0275 | 1.0494 | 0 | 0.00282 | 0.1485 | 0 | 6.0261 | 226.1846 | 0 | 0 | 0 | 0 | 18.3595 | 46.1966 | 0 | 0 | -321.2892 | 0.6747 | 10.3778 | 0.55 | -1 | -4.2 | 10.4134 | 0 | 0 | 24.4954 | 24.4954 | 24.4954 | 24.4954 | 28.4831 | 37.6974 | 1.3368 | 0 | 6.6444 | 12.4742 | 1.7014 | 62.9821 | 66.5807 | 4.0488 | 1047.851 | 27.421 | 47.5578 | 1.1346 | 0.3248 | -2.5887 | 13.847 | 3.48 | 29.422 | 996.35 | 293.6669 | -23.8787 | 8.0061 | 4.06 | -2.09 | 11.4396 | 4.0934 | 43.5643 | 2025-10-18 | 2025_10_18 Hr 16 | 76.032 | -3.2e-05 | -996.35 | -321.2892 | 399.1677 | 737.5227 | 131.0546 | 15.25 | 34.6442 | 99.9978 | 210.184 | 88.9859 | 22.8901 | 179.1062 | 173.7529 | 0 | 6.0261 | 0 | 226.1846 | 0 | 129.5628 | 0
2025_10_18 Hr 17 | 2.0696 | 0.009135 | 0.25761 | 3.8139 | 3.8193 | 3.8193 | 3.8097 | 3.8139 | 3.8139 | 85.4852 | -14 | 0.08 | 83 | 0 | 89.5531 | 89.5531 | 173.7529 | 0 | 0 | 0.046 | 0.0275 | 1.0494 | 0 | 0.00282 | 0.1485 | 0 | 6.0261 | 226.1846 | 0 | 0 | 0 | 0 | 18.9746 | 47.8888 | 0 | 0 | -300.7275 | 0.6747 | 10.3778 | 0.55 | -1 | -4.2 | 10.4134 | 0 | 0 | 25.2351 | 25.2351 | 25.2351 | 25.2351 | 29.3432 | 30.7476 | 1.3368 | 0 | 6.6444 | 12.4742 | 1.7014 | 62.9821 | 66.5807 | 4.9164 | 1055.854 | 27.6992 | 48.0403 | 1.1346 | 0.3248 | -2.0696 | 13.847 | 3.48 | 29.422 | 1013.75 | 281.9826 | -23.3596 | 8.0061 | 4.06 | -2.09 | 11.5557 | 4.135 | 43.9806 | 2025-10-18 | 2025_10_18 Hr 17 | 89.6832 | -8.2e-05 | -1013.75 | -300.7275 | 408.1298 | 737.5227 | 118.9307 | 15.25 | 34.6442 | 102.3052 | 215.9202 | 89.9044 | 22.8901 | 179.1062 | 173.7529 | 0 | 6.0261 | 0 | 226.1846 | 0 | 129.5628 | 0
2025_10_18 Hr 18 | 0.51906 | 0.00684 | 0.19289 | 3.8139 | 3.8193 | 3.8193 | 3.8097 | 3.8139 | 3.8139 | 85.8612 | -14 | 0.08 | 83 | 0 | 89.5531 | 89.5531 | 173.7529 | 0 | 0 | 0.046 | 0.0275 | 1.0494 | 0 | 0.00282 | 0.1485 | 0 | 6.0261 | 226.1846 | 0 | 0 | 0 | 0 | 19.0953 | 48.2206 | 0 | 0 | -279.2018 | 0.6747 | 10.3778 | 0.55 | -1 | -4.2 | 10.4134 | 0 | 0 | 25.3802 | 25.3802 | 25.3802 | 25.3802 | 29.5118 | 27.7992 | 1.3368 | 0 | 6.6444 | 12.4742 | 1.7014 | 62.9821 | 66.5807 | 4.0488 | 1057.367 | 27.7538 | 48.135 | 1.1346 | 0.3248 | -0.51906 | 13.847 | 3.48 | 29.422 | 1033.15 | 276.7939 | -21.8091 | 8.0061 | 4.06 | -2.09 | 11.5785 | 4.1431 | 44.4632 | 2025-10-18 | 2025_10_18 Hr 18 | 97.7633 | -0.000111 | -1033.15 | -279.2018 | 409.8871 | 737.5227 | 115.0477 | 15.25 | 34.6442 | 102.7576 | 217.045 | 90.0845 | 22.8901 | 179.1062 | 173.7529 | 0 | 6.0261 | 0 | 226.1846 | 0 | 129.5628 | 0
2025_10_18 Hr 19 | 0 | 0.00375 | 0.10575 | 3.8139 | 3.8193 | 3.8193 | 3.8097 | 3.8139 | 3.8139 | 90.3538 | -14 | 0.08 | 79 | 0 | 89.5531 | 89.5531 | 173.7529 | 0 | 0 | 0.046 | 0.0275 | 1.0494 | 0 | 0.00282 | 0.1485 | 0 | 6.0261 | 226.1846 | 0 | 0 | 0 | 0 | 20.5367 | 52.1857 | 0 | 0 | -269.5391 | 0.6747 | 10.3778 | 0.55 | -1 | -4.2 | 10.4134 | 0 | 0 | 27.1134 | 27.1134 | 27.1134 | 27.1134 | 31.5272 | 26.8515 | 1.3368 | 0 | 6.6444 | 12.4742 | 1.7014 | 62.9821 | 66.5807 | 4.9164 | 1076.127 | 28.4057 | 49.2657 | 1.1346 | 0.3248 | 0 | 13.847 | 3.48 | 29.422 | 1059.642 | 274.3437 | -21.29 | 8.0061 | 4.06 | -2.09 | 11.8505 | 4.2404 | 45.3818 | 2025-10-18 | 2025_10_18 Hr 19 | 100.5837 | -0.000373 | -1059.642 | -269.5391 | 430.8864 | 737.5227 | 110.8774 | 15.25 | 34.6442 | 108.1642 | 230.4857 | 92.2365 | 22.8901 | 179.1062 | 173.7529 | 0 | 6.0261 | 0 | 226.1846 | 0 | 129.5628 | 0
2025_10_18 Hr 20 | 0 | 0.000765 | 0.021573 | 3.8139 | 3.8193 | 3.8193 | 3.8097 | 3.8139 | 3.8139 | 86.7635 | -14 | 0.08 | 86 | 0 | 89.5531 | 89.5531 | 173.7529 | 0 | 0 | 0.046 | 0.0275 | 1.0494 | 0 | 0.00282 | 0.1485 | 0 | 6.0261 | 226.1846 | 0 | 0 | 0 | 0 | 19.3848 | 49.017 | 0 | 0 | -282.0146 | 0.6747 | 10.3778 | 0.55 | -1 | -4.2 | 10.4134 | 0 | 0 | 25.7282 | 25.7282 | 25.7282 | 25.7282 | 29.9166 | 25.7985 | 1.3368 | 0 | 6.6444 | 12.4742 | 1.7014 | 62.9821 | 66.5807 | 13.014 | 1060.981 | 27.8847 | 48.3621 | 1.1346 | 0.3248 | 0 | 13.847 | 3.48 | 29.422 | 1044.342 | 286.6655 | -21.29 | 8.0061 | 4.06 | -2.09 | 11.6331 | 4.1626 | 44.942 | 2025-10-18 | 2025_10_18 Hr 20 | 108.9179 | -0.000355 | -1044.342 | -282.0146 | 414.1045 | 737.5227 | 124.8348 | 15.25 | 34.6442 | 103.8435 | 219.7444 | 90.5167 | 22.8901 | 179.1062 | 173.7529 | 0 | 6.0261 | 0 | 226.1846 | 0 | 129.5628 | 0
2025_10_18 Hr 21 | 0 | 0 | 0 | 3.8139 | 3.8193 | 3.8193 | 3.8097 | 3.8139 | 3.8139 | 82.1581 | -14 | 0.08 | 84 | 0 | 89.5531 | 89.5531 | 173.7529 | 0 | 0 | 0.046 | 0.0275 | 1.0494 | 0 | 0.00282 | 0.1485 | 0 | 6.0261 | 226.1846 | 0 | 0 | 0 | 0 | 17.9071 | 44.9523 | 0 | 0 | -306.1209 | 0.6747 | 10.3778 | 0.55 | -1 | -4.2 | 10.4134 | 0 | 0 | 23.9515 | 23.9515 | 23.9515 | 23.9515 | 27.8506 | 31.8006 | 1.3368 | 0 | 6.6444 | 12.4742 | 1.7014 | 62.9821 | 66.5807 | 20.967 | 1041.639 | 27.2164 | 47.2029 | 1.1346 | 0.3248 | 0 | 13.847 | 3.48 | 29.422 | 1010.642 | 296.4137 | -21.29 | 8.0061 | 4.06 | -2.09 | 11.3543 | 4.0629 | 43.9289 | 2025-10-18 | 2025_10_18 Hr 21 | 100.0755 | -0.000422 | -1010.642 | -306.1209 | 392.578 | 737.5227 | 136.7676 | 15.25 | 34.6442 | 98.3012 | 205.9662 | 88.3106 | 22.8901 | 179.1062 | 173.7529 | 0 | 6.0261 | 0 | 226.1846 | 0 | 129.5628 | 0
2025_10_18 Hr 22 | 0 | 0 | 0 | 3.8139 | 3.8193 | 3.8193 | 3.8097 | 3.8139 | 3.8139 | 72.8345 | -14 | 0.08 | 90 | 0 | 89.5531 | 89.5531 | 173.7529 | 0 | 0 | 0.046 | 0.0275 | 1.0494 | 0 | 0.00282 | 0.1485 | 0 | 6.0261 | 226.1846 | 0 | 0 | 0 | 0 | 14.9157 | 36.7235 | 0 | 0 | -313.2717 | 0.6747 | 10.3778 | 0.55 | -1 | -4.2 | 10.4134 | 0 | 0 | 20.3546 | 20.3546 | 20.3546 | 20.3546 | 23.6681 | 27.7992 | 1.3368 | 0 | 6.6444 | 12.4742 | 1.7014 | 62.9821 | 66.5807 | 27.9078 | 1002.525 | 25.8633 | 44.8563 | 1.1346 | 0.3248 | 0 | 13.847 | 3.48 | 29.422 | 968.85 | 300.887 | -21.29 | 8.0061 | 4.06 | -2.09 | 10.7898 | 3.8609 | 42.3733 | 2025-10-18 | 2025_10_18 Hr 22 | 95.8661 | -0.000126 | -968.85 | -313.2717 | 348.9977 | 737.5227 | 145.707 | 15.25 | 34.6442 | 87.0809 | 178.0723 | 83.8444 | 22.8901 | 179.1062 | 173.7529 | 0 | 6.0261 | 0 | 226.1846 | 0 | 129.5628 | 0
2025_10_18 Hr 23 | 0 | 0 | 0 | 3.8139 | 3.8193 | 3.8193 | 3.8097 | 3.8139 | 3.8139 | 62.853 | 0 | 0.08 | 93 | 0 | 89.5531 | 89.5531 | 176.4163 | 0 | 0 | 0.046 | 0.0275 | 1.0494 | 0 | 0.00282 | 0.1485 | 0 | 6.0261 | 228.977 | 0 | 0 | 0 | 0 | 11.7131 | 27.914 | 0 | 0 | -328.5493 | 0.6747 | 10.3778 | 0.55 | -1 | -4.2 | 10.4134 | 0 | 0 | 16.5038 | 16.5038 | 16.5038 | 16.5038 | 19.1905 | 22.8501 | 1.3368 | 0 | 6.6444 | 12.4742 | 1.7014 | 64.2243 | 67.8938 | 26.8956 | 968.6616 | 24.4148 | 42.344 | 1.1346 | 0.3248 | 0 | 13.847 | 3.48 | 29.422 | 925.9667 | 293.1443 | -7.29 | 8.0061 | 4.06 | -2.09 | 10.1855 | 3.6447 | 40.8816 | 2025-10-18 | 2025_10_18 Hr 23 | 92.6005 | -0.000111 | -925.9667 | -328.5493 | 316.3422 | 745.5338 | 142.7457 | 15.25 | 34.6442 | 75.0689 | 148.2102 | 93.0631 | 22.8901 | 179.1062 | 176.4163 | 0 | 6.0261 | 0 | 228.977 | 0 | 132.1181 | 0
2025_10_18 Hr 24 | 0 | 0 | 0 | 3.8139 | 3.8193 | 3.8193 | 3.8097 | 3.8139 | 3.8139 | 55.4279 | 0 | 0.08 | 93 | 0 | 89.5531 | 89.5531 | 176.4163 | 0 | 0 | 0.046 | 0.0275 | 1.0494 | 0 | 0.00282 | 0.1485 | 0 | 6.0261 | 228.977 | 0 | 0 | 0 | 0 | 9.3308 | 21.3608 | 0 | 0 | -332.7507 | 0.6747 | 10.3778 | 0.55 | -1 | -4.2 | 10.4134 | 0 | 0 | 13.6394 | 13.6394 | 13.6394 | 13.6394 | 15.8597 | 23.7978 | 1.3368 | 0 | 6.6444 | 12.4742 | 1.7014 | 64.2243 | 67.8938 | 17.9304 | 937.5123 | 23.3373 | 40.4752 | 1.1346 | 0.3248 | 0 | 13.847 | 3.48 | 29.422 | 879.0417 | 281.5701 | -7.29 | 8.0061 | 4.06 | -2.09 | 9.736 | 3.4838 | 39.0846 | 2025-10-18 | 2025_10_18 Hr 24 | 84.9536 | -5.2e-05 | -879.0417 | -332.7507 | 281.6362 | 745.5338 | 134.7282 | 15.25 | 34.6442 | 66.1333 | 125.9964 | 89.5064 | 22.8901 | 179.1062 | 176.4163 | 0 | 6.0261 | 0 | 228.977 | 0 | 132.1181 | 0
2025_10_19 Hr 01 | 0 | 0 | 0 | 3.8139 | 3.8193 | 3.8193 | 3.8097 | 3.8139 | 3.8139 | 49.1991 | 0 | 0.08 | 88 | 0 | 89.5531 | 89.5531 | 176.4163 | 0 | 0 | 0.046 | 0.0275 | 1.0494 | 0 | 0.00282 | 0.1485 | 0 | 6.0261 | 228.977 | 0 | 0 | 0 | 0 | 7.2821 | 15.6984 | 0 | 0 | -323.4232 | 0.6747 | 10.4545 | 0.55 | -1 | -4.2 | 10.5287 | 0 | 0 | 11.3174 | 11.3174 | 11.3174 | 11.3174 | 13.1598 | 25.7985 | 1.3368 | 0 | 6.7423 | 12.5942 | 1.7014 | 64.2243 | 67.8938 | 12.0018 | 911.9036 | 22.619 | 39.2102 | 1.1346 | 0.3248 | 0 | 13.847 | 3.48 | 29.422 | 851.55 | 270.3595 | -7.29 | 8.0353 | 4.06 | -2.09 | 9.4272 | 3.373 | 37.8766 | 2025-10-19 | 2025_10_19 Hr 01 | 75.882 | -2.6e-05 | -851.55 | -323.4232 | 253.7449 | 745.5338 | 125.8003 | 15.25 | 34.6442 | 58.7413 | 107.7798 | 87.2237 | 22.8901 | 179.1062 | 176.4163 | 0 | 6.0261 | 0 | 228.977 | 0 | 132.1181 | 0
2025_10_19 Hr 02 | 0 | 0 | 0 | 3.8139 | 3.8193 | 3.8193 | 3.8097 | 3.8139 | 3.8139 | 46.1484 | 0 | 0.08 | 88 | 0 | 89.5531 | 89.5531 | 176.4163 | 0 | 0 | 0.046 | 0.0275 | 1.0494 | 0 | 0.00282 | 0.1485 | 0 | 6.0261 | 228.977 | 0 | 0 | 0 | 0 | 6.304 | 13.0089 | 0 | 0 | -348.7004 | 0.6747 | 10.4545 | 0.55 | -1 | -4.2 | 10.5287 | 0 | 0 | 10.1276 | 10.1276 | 10.1276 | 10.1276 | 11.7763 | 29.7999 | 1.3368 | 0 | 6.7423 | 12.5942 | 1.7014 | 64.2243 | 67.8938 | 15.906 | 899.0427 | 22.1742 | 38.4393 | 1.1346 | 0.3248 | 0 | 13.847 | 3.48 | 29.422 | 819.85 | 276.7977 | -7.29 | 8.0353 | 4.06 | -2.09 | 9.2419 | 3.3067 | 36.9579 | 2025-10-19 | 2025_10_19 Hr 02 | 76.0082 | 3.7e-05 | -819.85 | -348.7004 | 239.4166 | 745.5338 | 133.7059 | 15.25 | 34.6442 | 55.0736 | 98.5866 | 85.7563 | 22.8901 | 179.1062 | 176.4163 | 0 | 6.0261 | 0 | 228.977 | 0 | 132.1181 | 0
2025_10_19 Hr 03 | 0 | 0 | 0 | 3.8139 | 3.8193 | 3.8193 | 3.8097 | 3.8139 | 3.8139 | 47.0468 | 0 | 0.08 | 87 | 0 | 89.5531 | 89.5531 | 176.4163 | 0 | 0 | 0.046 | 0.0275 | 1.0494 | 0 | 0.00282 | 0.1485 | 0 | 6.0261 | 228.977 | 0 | 0 | 0 | 0 | 6.592 | 13.8009 | 0 | 0 | -360.0013 | 0.6747 | 10.4545 | 0.55 | -1 | -4.2 | 10.5287 | 0 | 0 | 10.478 | 10.478 | 10.478 | 10.478 | 12.1837 | 29.7999 | 1.3368 | 0 | 6.7423 | 12.5942 | 1.7014 | 64.2243 | 67.8938 | 21.9792 | 902.83 | 22.3052 | 38.6663 | 1.1346 | 0.3248 | 0 | 13.847 | 3.48 | 29.422 | 817.8417 | 282.303 | -7.29 | 8.0353 | 4.06 | -2.09 | 9.2965 | 3.3263 | 37.0273 | 2025-10-19 | 2025_10_19 Hr 03 | 75.891 | 7e-06 | -817.8417 | -360.0013 | 243.6359 | 745.5338 | 138.7791 | 15.25 | 34.6442 | 56.1537 | 101.2938 | 86.1884 | 22.8901 | 179.1062 | 176.4163 | 0 | 6.0261 | 0 | 228.977 | 0 | 132.1181 | 0
2025_10_19 Hr 04 | 0 | 0 | 0 | 3.8139 | 3.8193 | 3.8193 | 3.8097 | 3.8139 | 3.8139 | 42.5925 | 0 | 0.08 | 88 | 0 | 89.5531 | 89.5531 | 176.4163 | 0 | 0 | 0.046 | 0.0275 | 1.0494 | 0 | 0.00282 | 0.1485 | 0 | 6.0261 | 228.977 | 0 | 0 | 0 | 0 | 5.1638 | 9.8739 | 0 | 0 | -333.121 | 0.6747 | 10.4545 | 0.55 | -1 | -4.2 | 10.5287 | 0 | 0 | 8.7408 | 8.7408 | 8.7408 | 8.7408 | 10.1637 | 23.7978 | 1.3368 | 0 | 6.7423 | 12.5942 | 1.7014 | 64.2243 | 67.8938 | 17.9304 | 884.0515 | 21.6558 | 37.5406 | 1.1346 | 0.3248 | 0 | 13.847 | 3.48 | 29.422 | 814.75 | 271.1096 | -7.29 | 8.0353 | 4.06 | -2.09 | 9.0258 | 3.2294 | 36.5516 | 2025-10-19 | 2025_10_19 Hr 04 | 71.5806 | 2.2e-05 | -814.75 | -333.121 | 222.7148 | 745.5338 | 129.7282 | 15.25 | 34.6442 | 50.7984 | 87.8705 | 84.0459 | 22.8901 | 179.1062 | 176.4163 | 0 | 6.0261 | 0 | 228.977 | 0 | 132.1181 | 0
2025_10_19 Hr 05 | 0 | 0 | 0 | 3.8139 | 3.8193 | 3.8193 | 3.8097 | 3.8139 | 3.8139 | 44.3705 | 0 | 0.08 | 87 | 0 | 89.5531 | 89.5531 | 176.4163 | 0 | 0 | 0.046 | 0.0275 | 1.0494 | 0 | 0.00282 | 0.1485 | 18.8237 | 6.0261 | 228.977 | 0 | 0 | 0 | 0 | 5.7339 | 11.4414 | 0 | 0 | -342.8312 | 0.6747 | 10.4545 | 0 | -1 | -4.2 | 10.5287 | 0 | 0 | 9.4342 | 9.4342 | 9.4342 | 9.4342 | 10.97 | 18.8487 | 1.3368 | 0 | 6.7423 | 12.5942 | 1.7014 | 64.2243 | 67.8938 | 8.9652 | 910.3707 | 21.915 | 37.9899 | 1.1346 | 0.3248 | 0 | 13.847 | 3.48 | 29.422 | 817.3 | 257.0505 | -7.29 | 8.0353 | 4.06 | -2.09 | 9.1338 | 3.2681 | 36.7728 | 2025-10-19 | 2025_10_19 Hr 05 | 79.6062 | 2.5e-05 | -817.3 | -342.8312 | 231.0657 | 764.3574 | 114.8139 | 15.25 | 34.6442 | 52.936 | 93.2286 | 84.9011 | 22.8901 | 179.1062 | 176.4163 | 0 | 6.0261 | 18.8237 | 228.977 | 0 | 132.1181 | 0
2025_10_19 Hr 06 | 0 | 0 | 0 | 3.8139 | 3.8193 | 3.8193 | 3.8097 | 3.8139 | 3.8139 | 51.37 | 0 | 0.08 | 84 | 0 | 89.5531 | 89.5531 | 176.4163 | 0 | 0 | 0.046 | 0.0275 | 1.0494 | 0 | 0.00282 | 0.1485 | 36.0419 | 6.0261 | 228.977 | 0 | 0 | 0 | 0 | 7.9783 | 17.6125 | 0 | 0 | -360.1387 | 0.6747 | 10.4545 | 0 | -1 | -4.2 | 10.5287 | 0 | 0 | 12.1641 | 12.1641 | 12.1641 | 12.1641 | 14.1443 | 25.7985 | 1.3368 | 0 | 6.7423 | 12.5942 | 1.7014 | 64.2243 | 67.8938 | 5.9286 | 957.0981 | 22.9355 | 39.7589 | 1.1346 | 0.3248 | 0 | 13.847 | 3.48 | 29.422 | 851 | 261.3306 | -7.29 | 8.0353 | 4.06 | -2.09 | 9.5592 | 3.4202 | 38.3308 | 2025-10-19 | 2025_10_19 Hr 06 | 83.2673 | -4.5e-05 | -851 | -360.1387 | 263.9417 | 781.5757 | 115.7271 | 15.25 | 34.6442 | 61.3515 | 114.3222 | 88.268 | 22.8901 | 179.1062 | 176.4163 | 0 | 6.0261 | 36.0419 | 228.977 | 0 | 132.1181 | 0
2025_10_19 Hr 07 | 0 | 0 | 0 | 3.8139 | 3.8193 | 3.8193 | 3.8097 | 3.8139 | 3.8139 | 58.1076 | 0 | 0.08 | 86 | 0 | 89.5531 | 89.5531 | 173.7529 | 0 | 0 | 0.046 | 0.0275 | 1.0494 | 0 | 0.00282 | 0.1485 | 44.5417 | 6.0261 | 226.1846 | 0 | 0 | 0 | 0 | 10.1386 | 23.5526 | 0 | 0 | -344.1634 | 0.6747 | 10.4545 | 0 | -1 | -4.2 | 10.5287 | 0 | 0 | 14.7919 | 14.7919 | 14.7919 | 14.7919 | 17.1999 | 33.8013 | 1.3368 | 0 | 6.7423 | 12.5942 | 1.7014 | 62.9821 | 66.5807 | 4.9164 | 985.9914 | 23.9177 | 41.4616 | 1.1346 | 0.3248 | 0 | 13.847 | 3.48 | 29.422 | 908.1 | 273.562 | -7.29 | 8.0353 | 4.06 | -2.09 | 9.9685 | 3.5667 | 40.3745 | 2025-10-19 | 2025_10_19 Hr 07 | 76.1055 | -8.8e-05 | -908.1 | -344.1634 | 295.5871 | 782.0644 | 124.7177 | 15.25 | 34.6442 | 69.4519 | 134.6263 | 91.5088 | 22.8901 | 179.1062 | 173.7529 | 0 | 6.0261 | 44.5417 | 226.1846 | 0 | 129.5628 | 0
2025_10_19 Hr 08 | 0 | 1.5e-05 | 0.000423 | 3.8139 | 3.8193 | 3.8193 | 3.8097 | 3.8139 | 3.8139 | 69.5801 | 0 | 0.08 | 83 | 0 | 89.5531 | 89.5531 | 173.7529 | 0 | 0 | 0.046 | 0.0275 | 1.0494 | 0 | 0.00282 | 0.1485 | 45.3461 | 6.0261 | 226.1846 | 0 | 0 | 0 | 0 | 13.8172 | 33.6672 | 0 | 0 | -337.0198 | 0.6747 | 10.4545 | 0 | -1 | -4.2 | 10.5287 | 0 | 0 | 19.2664 | 19.2664 | 19.2664 | 19.2664 | 22.4028 | 26.8515 | 1.3368 | 0 | 6.7423 | 12.5942 | 1.7014 | 62.9821 | 66.5807 | 2.0244 | 1035.163 | 25.5903 | 44.361 | 1.1346 | 0.3248 | 0 | 13.847 | 3.48 | 29.422 | 957.0917 | 266.2387 | -7.29 | 8.0353 | 4.06 | -2.09 | 10.6656 | 3.8161 | 42.2144 | 2025-10-19 | 2025_10_19 Hr 08 | 79.0362 | -0.000119 | -957.0917 | -337.0198 | 349.4721 | 782.8688 | 111.8763 | 15.25 | 34.6442 | 83.2451 | 169.1997 | 97.0273 | 22.8901 | 179.1062 | 173.7529 | 0 | 6.0261 | 45.3461 | 226.1846 | 0 | 129.5628 | 0
2025_10_19 Hr 09 | 3.6201 | 0.000825 | 0.023265 | 3.8139 | 3.8193 | 3.8193 | 3.8097 | 3.8139 | 3.8139 | 77.216 | 0 | 0.08 | 61 | 0 | 89.5531 | 89.5531 | 173.7529 | 0 | 0 | 0.046 | 0.0275 | 1.0494 | 0 | 0.00282 | 0.1485 | 45.3461 | 6.0261 | 226.1846 | 0 | 0 | 0 | 0 | 16.2656 | 40.3993 | 0 | 0 | -286.7424 | 0.6747 | 10.4545 | 0 | -1 | -4.2 | 10.5287 | 0 | 0 | 22.2445 | 22.2445 | 22.2445 | 22.2445 | 25.8657 | 21.9024 | 1.3368 | 0 | 6.7423 | 12.5942 | 1.7014 | 62.9821 | 66.5807 | 2.0244 | 1067.377 | 26.7035 | 46.2908 | 1.1346 | 0.3248 | -3.6201 | 13.847 | 3.48 | 29.422 | 1016.308 | 246.5835 | -10.9101 | 8.0353 | 4.06 | -2.09 | 11.1296 | 3.9821 | 43.8904 | 2025-10-19 | 2025_10_19 Hr 09 | 83.7524 | 0.00028 | -1016.308 | -286.7424 | 385.3368 | 782.8688 | 84.9509 | 15.25 | 34.6442 | 92.4256 | 192.211 | 100.7002 | 22.8901 | 179.1062 | 173.7529 | 0 | 6.0261 | 45.3461 | 226.1846 | 0 | 129.5628 | 0
2025_10_19 Hr 10 | 7.2585 | 0.00327 | 0.092214 | 3.8139 | 3.8193 | 3.8193 | 3.8097 | 3.8139 | 3.8139 | 82.3066 | 0 | 0.08 | 55 | 0 | 89.5531 | 89.5531 | 173.7529 | 0 | 0 | 0.046 | 0.0275 | 1.0494 | 0 | 0.00282 | 0.1485 | 45.3461 | 6.0261 | 226.1846 | 0 | 0 | 0 | 0 | 17.8978 | 44.8874 | 0 | 0 | -264.0978 | 0.6747 | 10.4545 | 0 | -1 | -4.2 | 10.5287 | 0 | 0 | 24.2299 | 24.2299 | 24.2299 | 24.2299 | 28.1743 | 17.901 | 1.3368 | 0 | 6.7423 | 12.5942 | 1.7014 | 62.9821 | 66.5807 | 0 | 1088.908 | 27.4456 | 47.5773 | 1.1346 | 0.3248 | -7.2585 | 13.847 | 3.48 | 29.422 | 1050.908 | 240.6472 | -14.5485 | 8.0353 | 4.06 | -2.09 | 11.4389 | 4.0928 | 44.9582 | 2025-10-19 | 2025_10_19 Hr 10 | 84.2754 | 0.000286 | -1050.908 | -264.0978 | 409.2466 | 782.8688 | 72.9965 | 15.25 | 34.6442 | 98.5459 | 207.5518 | 103.1489 | 22.8901 | 179.1062 | 173.7529 | 0 | 6.0261 | 45.3461 | 226.1846 | 0 | 129.5628 | 0
2025_10_19 Hr 11 | 3.6201 | 0.00642 | 0.18104 | 3.8139 | 3.8193 | 3.8193 | 3.8097 | 3.8139 | 3.8139 | 85.6192 | 0 | 0.08 | 38 | 0 | 89.5531 | 89.5531 | 173.7529 | 0 | 0 | 0.046 | 0.0275 | 1.0494 | 0 | 0.00282 | 0.1485 | 45.3461 | 6.0261 | 226.1846 | 0 | 0 | 0 | 0 | 18.96 | 47.8079 | 0 | 0 | -267.9384 | 0.6747 | 10.4545 | 0 | -1 | -4.2 | 10.5287 | 0 | 0 | 25.5219 | 25.5219 | 25.5219 | 25.5219 | 29.6766 | 11.8989 | 1.3368 | 0 | 6.7423 | 12.5942 | 1.7014 | 62.9821 | 66.5807 | 0 | 1102.962 | 27.9286 | 48.4145 | 1.1346 | 0.3248 | -3.6201 | 13.847 | 3.48 | 29.422 | 1039.717 | 215.6033 | -10.9101 | 8.0353 | 4.06 | -2.09 | 11.6402 | 4.1648 | 44.567 | 2025-10-19 | 2025_10_19 Hr 11 | 82.0661 | -0.000476 | -1039.717 | -267.9384 | 424.8056 | 782.8688 | 50.0864 | 15.25 | 34.6442 | 102.5286 | 217.5347 | 104.7423 | 22.8901 | 179.1062 | 173.7529 | 0 | 6.0261 | 45.3461 | 226.1846 | 0 | 129.5628 | 0
2025_10_19 Hr 12 | 3.1011 | 0.007665 | 0.21615 | 3.8139 | 3.8193 | 3.8193 | 3.8097 | 3.8139 | 3.8139 | 79.6303 | 0 | 0.08 | 22 | 0 | 89.5531 | 89.5531 | 173.7529 | 0 | 0 | 0.046 | 0.0275 | 1.0494 | 0 | 0.00282 | 0.1485 | 45.3461 | 6.0261 | 226.1846 | 0 | 0 | 0 | 0 | 17.0397 | 42.5279 | 0 | 0 | -242.2978 | 0.6747 | 10.4545 | 0 | -1 | -4.2 | 10.5287 | 0 | 0 | 23.1861 | 23.1861 | 23.1861 | 23.1861 | 26.9606 | 10.9512 | 1.3368 | 0 | 6.7423 | 12.5942 | 1.7014 | 62.9821 | 66.5807 | 0 | 1077.749 | 27.0555 | 46.9009 | 1.1346 | 0.3248 | -3.1011 | 13.847 | 3.48 | 29.422 | 1020.317 | 195.257 | -10.3911 | 8.0353 | 4.06 | -2.09 | 11.2763 | 4.0346 | 43.4638 | 2025-10-19 | 2025_10_19 Hr 12 | 83.8155 | -0.000414 | -1020.317 | -242.2978 | 396.6764 | 782.8688 | 33.175 | 15.25 | 34.6442 | 95.3283 | 199.4866 | 101.8615 | 22.8901 | 179.1062 | 173.7529 | 0 | 6.0261 | 45.3461 | 226.1846 | 0 | 129.5628 | 0
2025_10_19 Hr 13 | 3.6185 | 0.007365 | 0.20769 | 3.8139 | 3.8193 | 3.8193 | 3.8097 | 3.8139 | 3.8139 | 78.4887 | 0 | 0.08 | 19 | 0 | 89.5531 | 89.5531 | 173.7529 | 0 | 0 | 0.046 | 0.0275 | 1.0494 | 0 | 0.00282 | 0.1485 | 45.3461 | 6.0261 | 226.1846 | 0 | 0 | 0 | 0 | 16.6736 | 41.5213 | 0 | 0 | -245.1899 | 0.6747 | 10.4545 | 0 | -1 | -4.2 | 10.5287 | 0 | 0 | 22.7408 | 22.7408 | 22.7408 | 22.7408 | 26.4428 | 7.8975 | 1.3368 | 0 | 6.7423 | 12.5942 | 1.7014 | 62.9821 | 66.5807 | 0 | 1072.927 | 26.889 | 46.6124 | 1.1346 | 0.3248 | -3.6185 | 13.847 | 3.48 | 29.422 | 1006 | 189.1712 | -10.9085 | 8.0353 | 4.06 | -2.09 | 11.2069 | 4.0098 | 42.9367 | 2025-10-19 | 2025_10_19 Hr 13 | 74.2876 | -0.000124 | -1006 | -245.1899 | 391.3143 | 782.8688 | 27.1126 | 15.25 | 34.6442 | 93.9557 | 196.0462 | 101.3124 | 22.8901 | 179.1062 | 173.7529 | 0 | 6.0261 | 45.3461 | 226.1846 | 0 | 129.5628 | 0
2025_10_19 Hr 14 | 3.6201 | 0.007365 | 0.20769 | 3.8139 | 3.8193 | 3.8193 | 3.8097 | 3.8139 | 3.8139 | 77.8523 | 0 | 0.08 | 15 | 0 | 89.5531 | 89.5531 | 173.7529 | 0 | 0 | 0.046 | 0.0275 | 1.0494 | 0 | 0.00282 | 0.1485 | 41.7583 | 6.0261 | 226.1846 | 0 | 0 | 0 | 0 | 16.4696 | 40.9603 | 0 | 0 | -246.9733 | 0.6747 | 10.4545 | 0 | -1 | -4.2 | 10.5287 | 0 | 0 | 22.4927 | 22.4927 | 22.4927 | 22.4927 | 26.1543 | 4.9491 | 1.3368 | 0 | 6.7423 | 12.5942 | 1.7014 | 62.9821 | 66.5807 | 0 | 1066.657 | 26.7962 | 46.4516 | 1.1346 | 0.3248 | -3.6201 | 13.847 | 3.48 | 29.422 | 990.6917 | 181.9184 | -10.9101 | 8.0353 | 4.06 | -2.09 | 11.1683 | 3.996 | 42.3559 | 2025-10-19 | 2025_10_19 Hr 14 | 65.8562 | -0.00012 | -990.6917 | -246.9733 | 388.3255 | 779.281 | 20.1642 | 15.25 | 34.6442 | 93.1907 | 194.1286 | 101.0063 | 22.8901 | 179.1062 | 173.7529 | 0 | 6.0261 | 41.7583 | 226.1846 | 0 | 129.5628 | 0
2025_10_19 Hr 15 | 5.169 | 0.005805 | 0.1637 | 3.8139 | 3.8193 | 3.8193 | 3.8097 | 3.8139 | 3.8139 | 75.5503 | 0 | 0.08 | 15 | 0 | 89.5531 | 89.5531 | 173.7529 | 0 | 0 | 0.046 | 0.0275 | 1.0494 | 0 | 0.00282 | 0.1485 | 42.4102 | 6.0261 | 226.1846 | 0 | 0 | 0 | 0 | 15.7315 | 38.9308 | 0 | 0 | -249.8773 | 0.6747 | 10.4545 | 0 | -1 | -4.2 | 10.5287 | 0 | 0 | 21.5949 | 21.5949 | 21.5949 | 21.5949 | 25.1103 | 8.9505 | 1.3368 | 0 | 6.7423 | 12.5942 | 1.7014 | 62.9821 | 66.5807 | 0 | 1057.56 | 26.4606 | 45.8698 | 1.1346 | 0.3248 | -5.169 | 13.847 | 3.48 | 29.422 | 981.5833 | 186.3599 | -12.459 | 8.0353 | 4.06 | -2.09 | 11.0284 | 3.9459 | 42.0346 | 2025-10-19 | 2025_10_19 Hr 15 | 67.2269 | -8.9e-05 | -981.5833 | -249.8773 | 377.5134 | 779.9329 | 24.12 | 15.25 | 34.6442 | 90.423 | 187.1914 | 99.899 | 22.8901 | 179.1062 | 173.7529 | 0 | 6.0261 | 42.4102 | 226.1846 | 0 | 129.5628 | 0
2025_10_19 Hr 16 | 2.0696 | 0.00219 | 0.061758 | 3.8139 | 3.8193 | 3.8193 | 3.8097 | 3.8139 | 3.8139 | 80.2666 | 0 | 0.08 | 10 | 0 | 89.5531 | 89.5531 | 173.7529 | 0 | 0 | 0.046 | 0.0275 | 1.0494 | 0 | 0.00282 | 0.1485 | 42.4098 | 6.0261 | 226.1846 | 0 | 0 | 0 | 0 | 17.2437 | 43.0889 | 0 | 0 | -258.5562 | 0.6747 | 10.4545 | 0 | -1 | -4.2 | 10.5287 | 0 | 0 | 23.4343 | 23.4343 | 23.4343 | 23.4343 | 27.2492 | 15.9003 | 1.3368 | 0 | 6.7423 | 12.5942 | 1.7014 | 62.9821 | 66.5807 | 0 | 1077.341 | 27.1482 | 47.0617 | 1.1346 | 0.3248 | -2.0696 | 13.847 | 3.48 | 29.422 | 996.9 | 187.4752 | -9.3596 | 8.0353 | 4.06 | -2.09 | 11.315 | 4.0485 | 42.7534 | 2025-10-19 | 2025_10_19 Hr 16 | 69.6346 | -0.000106 | -996.9 | -258.5562 | 399.6651 | 779.9325 | 25.9642 | 15.25 | 34.6442 | 96.0933 | 201.4042 | 102.1676 | 22.8901 | 179.1062 | 173.7529 | 0 | 6.0261 | 42.4098 | 226.1846 | 0 | 129.5628 | 0
2025_10_19 Hr 17 | 1.5489 | 0.00339 | 0.095598 | 3.8139 | 3.8193 | 3.8193 | 3.8097 | 3.8139 | 3.8139 | 84.5899 | 0 | 0.08 | 5 | 0 | 89.5531 | 89.5531 | 173.7529 | 0 | 0 | 0.046 | 0.0275 | 1.0494 | 0 | 0.00282 | 0.1485 | 43.5195 | 6.0261 | 226.1846 | 0 | 0 | 0 | 0 | 18.6299 | 46.9004 | 0 | 0 | -255.7417 | 0.6747 | 10.4545 | 0 | -1 | -4.2 | 10.5287 | 0 | 0 | 25.1204 | 25.1204 | 25.1204 | 25.1204 | 29.2098 | 12.9519 | 1.3368 | 0 | 6.7423 | 12.5942 | 1.7014 | 62.9821 | 66.5807 | 0 | 1096.71 | 27.7785 | 48.1543 | 1.1346 | 0.3248 | -1.5489 | 13.847 | 3.48 | 29.422 | 1013.217 | 181.0868 | -8.8389 | 8.0353 | 4.06 | -2.09 | 11.5777 | 4.1425 | 43.3604 | 2025-10-19 | 2025_10_19 Hr 17 | 75.3879 | -0.000483 | -1013.217 | -255.7417 | 419.9709 | 781.0422 | 18.0509 | 15.25 | 34.6442 | 101.2911 | 214.4327 | 104.2471 | 22.8901 | 179.1062 | 173.7529 | 0 | 6.0261 | 43.5195 | 226.1846 | 0 | 129.5628 | 0
2025_10_19 Hr 18 | 0 | 0.005895 | 0.16624 | 3.8139 | 3.8193 | 3.8193 | 3.8097 | 3.8139 | 3.8139 | 93.6294 | 0 | 0.08 | 2 | 0 | 89.5531 | 89.5531 | 173.7529 | 0 | 0 | 0.046 | 0.0275 | 1.0494 | 0 | 0.00282 | 0.1485 | 45.2808 | 6.0261 | 226.1846 | 0 | 0 | 0 | 0 | 21.5284 | 54.87 | 0 | 0 | -235.8566 | 0.6747 | 10.4545 | 0 | -1 | -4.2 | 10.5287 | 0 | 0 | 28.646 | 28.646 | 28.646 | 28.646 | 33.3093 | 8.9505 | 1.3368 | 0 | 6.7423 | 12.5942 | 1.7014 | 62.9821 | 66.5807 | 2.0244 | 1136.652 | 29.0963 | 50.4388 | 1.1346 | 0.3248 | 0 | 13.847 | 3.48 | 29.422 | 1072.417 | 178.9116 | -7.29 | 8.0353 | 4.06 | -2.09 | 12.1269 | 4.339 | 45.4356 | 2025-10-19 | 2025_10_19 Hr 18 | 72.854 | -0.000443 | -1072.417 | -235.8566 | 462.4284 | 782.8035 | 13.147 | 15.25 | 34.6442 | 112.1592 | 241.674 | 108.5953 | 22.8901 | 179.1062 | 173.7529 | 0 | 6.0261 | 45.2808 | 226.1846 | 0 | 129.5628 | 0
2025_10_19 Hr 19 | 0 | 0.00342 | 0.096444 | 3.8139 | 3.8193 | 3.8193 | 3.8097 | 3.8139 | 3.8139 | 98.982 | 0 | 0.08 | 26 | 0 | 89.5531 | 89.5531 | 173.7529 | 0 | 0 | 0.046 | 0.0275 | 1.0494 | 0 | 0.00282 | 0.1485 | 45.3461 | 6.0261 | 226.1846 | 0 | 0 | 0 | 0 | 23.2447 | 59.5891 | 0 | 0 | -241.1074 | 0.6747 | 10.4545 | 0 | -1 | -4.2 | 10.5287 | 0 | 0 | 30.7336 | 30.7336 | 30.7336 | 30.7336 | 35.7367 | 10.9512 | 1.3368 | 0 | 6.7423 | 12.5942 | 1.7014 | 62.9821 | 66.5807 | 2.0244 | 1159.213 | 29.8767 | 51.7915 | 1.1346 | 0.3248 | 0 | 13.847 | 3.48 | 29.422 | 1118.3 | 207.4845 | -7.29 | 8.0353 | 4.06 | -2.09 | 12.4521 | 4.4553 | 47.3159 | 2025-10-19 | 2025_10_19 Hr 19 | 71.7087 | -6.3e-05 | -1118.3 | -241.1074 | 487.5689 | 782.8688 | 39.0755 | 15.25 | 34.6442 | 118.5945 | 257.8045 | 111.1699 | 22.8901 | 179.1062 | 173.7529 | 0 | 6.0261 | 45.3461 | 226.1846 | 0 | 129.5628 | 0
2025_10_19 Hr 20 | 0 | 0.00063 | 0.017766 | 3.8139 | 3.8193 | 3.8193 | 3.8097 | 3.8139 | 3.8139 | 93.8915 | 0 | 0.08 | 70 | 0 | 89.5531 | 89.5531 | 173.7529 | 0 | 0 | 0.046 | 0.0275 | 1.0494 | 0 | 0.00282 | 0.1485 | 45.3461 | 6.0261 | 226.1846 | 0 | 0 | 0 | 0 | 21.6124 | 55.101 | 0 | 0 | -298.6475 | 0.6747 | 10.4545 | 0 | -1 | -4.2 | 10.5287 | 0 | 0 | 28.7482 | 28.7482 | 28.7482 | 28.7482 | 33.4281 | 11.8989 | 1.3368 | 0 | 6.7423 | 12.5942 | 1.7014 | 62.9821 | 66.5807 | 4.9164 | 1137.673 | 29.1345 | 50.505 | 1.1346 | 0.3248 | 0 | 13.847 | 3.48 | 29.422 | 1084.608 | 252.8728 | -7.29 | 8.0353 | 4.06 | -2.09 | 12.1428 | 4.3447 | 46.7431 | 2025-10-19 | 2025_10_19 Hr 20 | 71.4743 | 0.000257 | -1084.608 | -298.6475 | 463.6591 | 782.8688 | 86.8337 | 15.25 | 34.6442 | 112.4742 | 242.4636 | 108.7213 | 22.8901 | 179.1062 | 173.7529 | 0 | 6.0261 | 45.3461 | 226.1846 | 0 | 129.5628 | 0
2025_10_19 Hr 21 | 0 | 0 | 0 | 3.8139 | 3.8193 | 3.8193 | 3.8097 | 3.8139 | 3.8139 | 90.3355 | 0 | 0.08 | 78 | 0 | 89.5531 | 89.5531 | 173.7529 | 0 | 0 | 0.046 | 0.0275 | 1.0494 | 0 | 0.00282 | 0.1485 | 45.3461 | 6.0261 | 226.1846 | 0 | 0 | 0 | 0 | 20.4722 | 51.966 | 0 | 0 | -328.4984 | 0.6747 | 10.4545 | 0 | -1 | -4.2 | 10.5287 | 0 | 0 | 27.3613 | 27.3613 | 27.3613 | 27.3613 | 31.8155 | 14.8473 | 1.3368 | 0 | 6.7423 | 12.5942 | 1.7014 | 62.9821 | 66.5807 | 13.014 | 1122.664 | 28.6161 | 49.6064 | 1.1346 | 0.3248 | 0 | 13.847 | 3.48 | 29.422 | 1057.083 | 270.2077 | -7.29 | 8.0353 | 4.06 | -2.09 | 11.9268 | 4.2674 | 46.0493 | 2025-10-19 | 2025_10_19 Hr 21 | 70.7258 | 0.000224 | -1057.083 | -328.4984 | 446.9574 | 782.8688 | 105.8613 | 15.25 | 34.6442 | 108.1989 | 231.7476 | 107.0109 | 22.8901 | 179.1062 | 173.7529 | 0 | 6.0261 | 45.3461 | 226.1846 | 0 | 129.5628 | 0
2025_10_19 Hr 22 | 0 | 0 | 0 | 3.8139 | 3.8193 | 3.8193 | 3.8097 | 3.8139 | 3.8139 | 77.5903 | 0 | 0.08 | 84 | 0 | 89.5531 | 89.5531 | 173.7529 | 0 | 0 | 0.046 | 0.0275 | 1.0494 | 0 | 0.00282 | 0.1485 | 45.3461 | 6.0261 | 226.1846 | 0 | 0 | 0 | 0 | 16.3856 | 40.7293 | 0 | 0 | -348.819 | 0.6747 | 10.4545 | 0 | -1 | -4.2 | 10.5287 | 0 | 0 | 22.3905 | 22.3905 | 22.3905 | 22.3905 | 26.0354 | 21.9024 | 1.3368 | 0 | 6.7423 | 12.5942 | 1.7014 | 62.9821 | 66.5807 | 20.967 | 1068.932 | 26.758 | 46.3854 | 1.1346 | 0.3248 | 0 | 13.847 | 3.48 | 29.422 | 997.9083 | 285.0852 | -7.29 | 8.0353 | 4.06 | -2.09 | 11.1523 | 3.9903 | 43.9808 | 2025-10-19 | 2025_10_19 Hr 22 | 69.8241 | -4.2e-05 | -997.9083 | -348.819 | 387.0949 | 782.8688 | 126.8694 | 15.25 | 34.6442 | 92.8756 | 193.339 | 100.8803 | 22.8901 | 179.1062 | 173.7529 | 0 | 6.0261 | 45.3461 | 226.1846 | 0 | 129.5628 | 0
2025_10_19 Hr 23 | 0 | 0 | 0 | 3.8139 | 3.8193 | 3.8193 | 3.8097 | 3.8139 | 3.8139 | 60.2599 | 0 | 0.08 | 82 | 0 | 89.5531 | 89.5531 | 176.4163 | 0 | 0 | 0.046 | 0.0275 | 1.0494 | 0 | 0.00282 | 0.1485 | 45.3461 | 6.0261 | 228.977 | 0 | 0 | 0 | 0 | 10.8287 | 25.4501 | 0 | 0 | -350.8871 | 0.6747 | 10.4545 | 0 | -1 | -4.2 | 10.5287 | 0 | 0 | 15.6313 | 15.6313 | 15.6313 | 15.6313 | 18.1759 | 22.8501 | 1.3368 | 0 | 6.7423 | 12.5942 | 1.7014 | 64.2243 | 67.8938 | 20.967 | 1003.88 | 24.2315 | 42.0055 | 1.1346 | 0.3248 | 0 | 13.847 | 3.48 | 29.422 | 921.4 | 275.6967 | -7.29 | 8.0353 | 4.06 | -2.09 | 10.0993 | 3.6135 | 40.988 | 2025-10-19 | 2025_10_19 Hr 23 | 76.0172 | 4.6e-05 | -921.4 | -350.8871 | 305.696 | 790.8799 | 125.8171 | 15.25 | 34.6442 | 72.0395 | 141.1124 | 92.5441 | 22.8901 | 179.1062 | 176.4163 | 0 | 6.0261 | 45.3461 | 228.977 | 0 | 132.1181 | 0
2025_10_19 Hr 24 | 0 | 0 | 0 | 3.8139 | 3.8193 | 3.8193 | 3.8097 | 3.8139 | 3.8139 | 50.6027 | 0 | 0.08 | 78 | 0 | 89.5531 | 89.5531 | 176.4163 | 0 | 0 | 0.046 | 0.0275 | 1.0494 | 0 | 0.00282 | 0.1485 | 45.3461 | 0 | 228.977 | 0 | 0 | 0 | 0 | 7.7322 | 16.936 | 0 | 0 | -340.7059 | 0.6747 | 10.4545 | 0 | -1 | -4.2 | 10.5287 | 0 | 0 | 11.8649 | 11.8649 | 11.8649 | 11.8649 | 13.7964 | 21.9024 | 1.3368 | 0 | 6.7423 | 12.5942 | 1.7014 | 64.2243 | 67.8938 | 14.0262 | 957.1412 | 22.8236 | 39.565 | 1.1346 | 0.3248 | 0 | 13.847 | 3.48 | 29.422 | 868.3083 | 259.163 | -7.29 | 8.0353 | 4.06 | -2.09 | 9.5125 | 3.4036 | 38.7583 | 2025-10-19 | 2025_10_19 Hr 24 | 75.4942 | 0 | -868.3083 | -340.7059 | 260.3376 | 784.8538 | 113.9286 | 15.25 | 34.6442 | 60.4289 | 112.0098 | 87.8989 | 22.8901 | 179.1062 | 176.4163 | 0 | 0 | 45.3461 | 228.977 | 0 | 132.1181 | 0
2025_10_20 Hr 01 | 0 | 0 | 0 | 3.8139 | 3.8193 | 3.8193 | 3.8097 | 3.8139 | 3.8139 | 42.9101 | 0 | 0.08 | 74 | 0 | 89.5531 | 89.5531 | 176.4163 | 0 | 0 | 0.046 | 0.0275 | 1.0494 | 0 | 0.00282 | 0.1485 | 45.3461 | 0 | 228.977 | 0 | 0 | 0 | 0 | 4.377 | 7.687 | 0 | 0 | -346.1526 | 0.6747 | 10.5311 | 0 | -1 | -4.2 | 10.644 | 0 | 0 | 8.2912 | 8.2912 | 8.2912 | 8.2912 | 9.6409 | 26.8515 | 1.3368 | 0 | 6.8402 | 13.3693 | 1.7014 | 64.2243 | 67.8938 | 13.014 | 918.7134 | 22.6072 | 39.1706 | 1.1346 | 0.3248 | 0 | 13.847 | 3.48 | 29.422 | 824.4 | 259.1292 | -7.29 | 8.0644 | 4.06 | -2.09 | 9.4133 | 3.3678 | 37.0968 | 2025-10-20 | 2025_10_20 Hr 01 | 71.3761 | -2.7e-05 | -824.4 | -346.1526 | 221.9391 | 784.8538 | 113.8655 | 15.25 | 34.6442 | 48.1438 | 85.8671 | 87.9282 | 22.8901 | 179.1062 | 176.4163 | 0 | 0 | 45.3461 | 228.977 | 0 | 132.1181 | 0
2025_10_20 Hr 02 | 0 | 0 | 0 | 3.8139 | 3.8193 | 3.8193 | 3.8097 | 3.8139 | 3.8139 | 40.7206 | 0 | 0.08 | 69 | 0 | 89.5531 | 89.5531 | 176.4163 | 0 | 0 | 0.046 | 0.0275 | 1.0494 | 0 | 0.00282 | 0.1485 | 45.3461 | 0 | 228.977 | 0 | 0 | 0 | 0 | 3.7183 | 5.8765 | 0 | 0 | -353.1001 | 0.6747 | 10.5311 | 0 | -1 | -4.2 | 10.644 | 0 | 0 | 7.439 | 7.439 | 7.439 | 7.439 | 8.65 | 33.8013 | 1.3368 | 0 | 6.8402 | 13.3693 | 1.7014 | 64.2243 | 67.8938 | 15.906 | 909.6548 | 22.2906 | 38.6221 | 1.1346 | 0.3248 | 0 | 13.847 | 3.48 | 29.422 | 812.1917 | 262.9269 | -7.29 | 8.0644 | 4.06 | -2.09 | 9.2815 | 3.3206 | 36.7062 | 2025-10-20 | 2025_10_20 Hr 02 | 68.2921 | -8e-06 | -812.1917 | -353.1001 | 211.8365 | 784.8538 | 118.7073 | 15.25 | 34.6442 | 45.6746 | 79.2778 | 86.8841 | 22.8901 | 179.1062 | 176.4163 | 0 | 0 | 45.3461 | 228.977 | 0 | 132.1181 | 0
2025_10_20 Hr 03 | 0 | 0 | 0 | 3.8139 | 3.8193 | 3.8193 | 3.8097 | 3.8139 | 3.8139 | 39.4372 | 0 | 0.08 | 31 | 0 | 89.5531 | 89.5531 | 176.4163 | 0 | 0 | 0.046 | 0.0275 | 1.0494 | 0 | 0.00282 | 0.1485 | 45.3461 | 0 | 228.977 | 0 | 0 | 0 | 0 | 3.3322 | 4.8152 | 0 | 0 | -317.0646 | 0.6747 | 10.5311 | 0 | -1 | -4.2 | 10.644 | 0 | 0 | 6.9394 | 6.9394 | 6.9394 | 6.9394 | 8.0691 | 45.7002 | 1.3368 | 0 | 6.8402 | 13.3693 | 1.7014 | 64.2243 | 67.8938 | 14.8938 | 904.3447 | 22.105 | 38.3006 | 1.1346 | 0.3248 | 0 | 13.847 | 3.48 | 29.422 | 815.1917 | 235.2016 | -7.29 | 8.0644 | 4.06 | -2.09 | 9.2042 | 3.293 | 36.3505 | 2025-10-20 | 2025_10_20 Hr 03 | 71.7458 | 0 | -815.1917 | -317.0646 | 205.9143 | 784.8538 | 91.594 | 15.25 | 34.6442 | 44.2271 | 75.4151 | 86.2721 | 22.8901 | 179.1062 | 176.4163 | 0 | 0 | 45.3461 | 228.977 | 0 | 132.1181 | 0
2025_10_20 Hr 04 | 0 | 0 | 0 | 3.8139 | 3.8193 | 3.8193 | 3.8097 | 3.8139 | 3.8139 | 39.8146 | 0 | 0.08 | 21 | 0 | 89.5531 | 89.5531 | 176.4163 | 0 | 0 | 0.046 | 0.0275 | 1.0494 | 0 | 0.00282 | 0.1485 | 45.3461 | 6.0261 | 228.977 | 0 | 0 | 0 | 0 | 3.4457 | 5.1273 | 0 | 0 | -339.9507 | 0.6747 | 10.5311 | 0 | -1 | -4.2 | 10.644 | 0 | 0 | 7.0863 | 7.0863 | 7.0863 | 7.0863 | 8.2399 | 50.6493 | 1.3368 | 0 | 6.8402 | 13.3693 | 1.7014 | 64.2243 | 67.8938 | 24.8712 | 911.9326 | 22.1596 | 38.3952 | 1.1346 | 0.3248 | 0 | 13.847 | 3.48 | 29.422 | 805 | 240.3081 | -7.29 | 8.0644 | 4.06 | -2.09 | 9.2269 | 3.3011 | 36.2493 | 2025-10-20 | 2025_10_20 Hr 04 | 73.4411 | -1e-06 | -805 | -339.9507 | 207.6561 | 790.8799 | 96.5205 | 15.25 | 34.6442 | 44.6528 | 76.5512 | 86.4521 | 22.8901 | 179.1062 | 176.4163 | 0 | 6.0261 | 45.3461 | 228.977 | 0 | 132.1181 | 0
2025_10_20 Hr 05 | 0 | 0 | 0 | 3.8139 | 3.8193 | 3.8193 | 3.8097 | 3.8139 | 3.8139 | 44.571 | 0 | 0.08 | 69 | 0 | 89.5531 | 89.5531 | 176.4163 | 0 | 0 | 0.046 | 0.0275 | 1.0494 | 0 | 0.00282 | 0.1485 | 45.3461 | 6.0261 | 228.977 | 0 | 0 | 0 | 0 | 4.8768 | 9.0605 | 0 | 0 | -374.7337 | 0.6747 | 10.5311 | 0 | -1 | -4.2 | 10.644 | 0 | 0 | 8.9377 | 8.9377 | 8.9377 | 8.9377 | 10.3927 | 56.6514 | 1.3368 | 0 | 6.8402 | 13.3693 | 1.7014 | 64.2243 | 67.8938 | 40.9218 | 931.6115 | 22.8473 | 39.5867 | 1.1346 | 0.3248 | 0 | 13.847 | 3.48 | 29.422 | 862.2167 | 312.6289 | -7.29 | 8.0644 | 4.06 | -2.09 | 9.5133 | 3.4035 | 38.9656 | 2025-10-20 | 2025_10_20 Hr 05 | 73.1706 | -4.7e-05 | -862.2167 | -374.7337 | 229.6031 | 790.8799 | 166.5732 | 15.25 | 34.6442 | 50.017 | 90.8659 | 88.7202 | 22.8901 | 179.1062 | 176.4163 | 0 | 6.0261 | 45.3461 | 228.977 | 0 | 132.1181 | 0
2025_10_20 Hr 06 | 0 | 0 | 0 | 3.8139 | 3.8193 | 3.8193 | 3.8097 | 3.8139 | 3.8139 | 63.9553 | 0 | 0.08 | 72 | 0 | 89.5531 | 89.5531 | 176.4163 | 0 | 0 | 0.046 | 0.0275 | 1.0494 | 0 | 0.00282 | 0.1485 | 43.9765 | 6.0261 | 228.977 | 0 | 0 | 0 | 0 | 10.7088 | 25.0896 | 0 | 0 | -404.9197 | 0.6747 | 10.5311 | 0 | -1 | -4.2 | 10.644 | 0 | 0 | 16.4828 | 16.4828 | 16.4828 | 16.4828 | 19.1661 | 58.6521 | 1.3368 | 0 | 6.8402 | 13.3693 | 1.7014 | 64.2243 | 67.8938 | 67.8174 | 1010.441 | 25.65 | 44.4429 | 1.1346 | 0.3248 | 0 | 13.847 | 3.48 | 29.422 | 952 | 353.7686 | -7.29 | 8.0644 | 4.06 | -2.09 | 10.6803 | 3.8211 | 42.9068 | 2025-10-20 | 2025_10_20 Hr 06 | 77.481 | -7e-06 | -952 | -404.9197 | 319.0457 | 789.5103 | 198.4695 | 15.25 | 34.6442 | 71.8782 | 149.204 | 97.9636 | 22.8901 | 179.1062 | 176.4163 | 0 | 6.0261 | 43.9765 | 228.977 | 0 | 132.1181 | 0
2025_10_20 Hr 07 | 0 | 0 | 0 | 3.8139 | 3.8193 | 3.8193 | 3.8097 | 3.8139 | 3.8139 | 86.435 | -14 | 0.08 | 74 | 0 | 89.5531 | 89.5531 | 173.7529 | 0 | 0 | 0.046 | 0.0275 | 1.0494 | 0 | 0.00282 | 0.1485 | 43.52 | 6.0261 | 226.1846 | 0 | 0 | 0 | 0 | 17.4722 | 43.6784 | 0 | 0 | -334.9409 | 0.6747 | 10.5311 | 0 | -1 | -4.2 | 10.644 | 0 | 0 | 25.2328 | 25.2328 | 25.2328 | 25.2328 | 29.3405 | 61.6005 | 1.3368 | 0 | 6.8402 | 13.3693 | 1.7014 | 62.9821 | 66.5807 | 29.9322 | 1094.98 | 28.9003 | 50.0745 | 1.1346 | 0.3248 | 0 | 13.847 | 3.48 | 29.422 | 1070.3 | 331.5512 | -21.29 | 8.0644 | 4.06 | -2.09 | 12.0336 | 4.3052 | 46.6558 | 2025-10-20 | 2025_10_20 Hr 07 | 67.852 | -5.5e-05 | -1070.3 | -334.9409 | 408.7713 | 781.0427 | 165.5327 | 15.25 | 34.6442 | 97.2303 | 216.858 | 94.683 | 22.8901 | 179.1062 | 173.7529 | 0 | 6.0261 | 43.52 | 226.1846 | 0 | 129.5628 | 0
2025_10_20 Hr 08 | 1.0282 | 0 | 0 | 3.8139 | 3.8193 | 3.8193 | 3.8097 | 3.8139 | 3.8139 | 97.4767 | -14 | 0.08 | 88 | 0 | 89.5531 | 89.5531 | 173.7529 | 0 | 0 | 0.046 | 0.0275 | 1.0494 | 0 | 0.00282 | 0.1485 | 35.0676 | 6.0261 | 226.1846 | 0 | 0 | 0 | 0 | 20.7942 | 52.8089 | 0 | 0 | -310.7818 | 0.6747 | 10.5311 | 0 | -1 | -4.2 | 10.644 | 0 | 0 | 29.5307 | 29.5307 | 29.5307 | 29.5307 | 34.338 | 61.6005 | 1.3368 | 0 | 6.8402 | 13.3693 | 1.7014 | 62.9821 | 66.5807 | 32.9688 | 1132.211 | 30.4968 | 52.8406 | 1.1346 | 0.3248 | -1.0282 | 13.847 | 3.48 | 29.422 | 1153.992 | 354.8811 | -22.3182 | 8.0644 | 4.06 | -2.09 | 12.6984 | 4.5431 | 49.6415 | 2025-10-20 | 2025_10_20 Hr 08 | 68.8853 | -0.00038 | -1153.992 | -310.7818 | 459.7196 | 772.5903 | 182.5693 | 15.25 | 34.6442 | 109.6829 | 250.0886 | 99.9482 | 22.8901 | 179.1062 | 173.7529 | 0 | 6.0261 | 35.0676 | 226.1846 | 0 | 129.5628 | 0
2025_10_20 Hr 09 | 6.7494 | 0.00036 | 0.010152 | 3.8139 | 3.8193 | 3.8193 | 3.8097 | 3.8139 | 3.8139 | 95.1551 | -14 | 0.08 | 87 | 0 | 89.5531 | 89.5531 | 173.7529 | 0 | 0 | 0.046 | 0.0275 | 1.0494 | 0 | 0.00282 | 0.1485 | 16.5377 | 6.0261 | 226.1846 | 0 | 0 | 0 | 0 | 20.0957 | 50.8892 | 0 | 0 | -251.8871 | 0.6747 | 10.5311 | 0 | -1 | -4.2 | 10.644 | 0 | 0 | 28.627 | 28.627 | 28.627 | 28.627 | 33.2872 | 66.5496 | 1.3368 | 0 | 6.8402 | 13.3693 | 1.7014 | 62.9821 | 66.5807 | 31.9566 | 1104.086 | 30.1611 | 52.259 | 1.1346 | 0.3248 | -6.7494 | 13.847 | 3.48 | 29.422 | 1186.592 | 362.4326 | -28.0394 | 8.0644 | 4.06 | -2.09 | 12.5586 | 4.4931 | 50.1534 | 2025-10-20 | 2025_10_20 Hr 09 | 67.0135 | -0.000423 | -1186.592 | -251.8871 | 449.0074 | 754.0604 | 185.5167 | 15.25 | 34.6442 | 107.0646 | 243.1017 | 98.8411 | 22.8901 | 179.1062 | 173.7529 | 0 | 6.0261 | 16.5377 | 226.1846 | 0 | 129.5628 | 0
2025_10_20 Hr 10 | 10.3679 | 0.003405 | 0.096021 | 3.8139 | 3.8193 | 3.8193 | 3.8097 | 3.8139 | 3.8139 | 96.3253 | -14 | 0.08 | 76 | 0 | 89.5531 | 89.5531 | 173.7529 | 0 | 0 | 0.046 | 0.0275 | 1.0494 | 0 | 0.00282 | 0.1485 | 19.6074 | 6.0261 | 226.1846 | 0 | 0 | 0 | 0 | 20.4478 | 51.8568 | 0 | 0 | -255.7452 | 0.6747 | 10.5311 | 0 | -1 | -4.2 | 10.644 | 0 | 0 | 29.0825 | 29.0825 | 29.0825 | 29.0825 | 33.8169 | 66.5496 | 1.3368 | 0 | 6.8402 | 13.3693 | 1.7014 | 62.9821 | 66.5807 | 62.7564 | 1112.083 | 30.3303 | 52.5522 | 1.1346 | 0.3248 | -10.3679 | 13.847 | 3.48 | 29.422 | 1211.092 | 386.412 | -31.6579 | 8.0644 | 4.06 | -2.09 | 12.629 | 4.5183 | 51.1713 | 2025-10-20 | 2025_10_20 Hr 10 | 68.9446 | -0.000472 | -1211.092 | -255.7452 | 454.407 | 757.1301 | 205.4054 | 15.25 | 34.6442 | 108.3844 | 246.6235 | 99.3991 | 22.8901 | 179.1062 | 173.7529 | 0 | 6.0261 | 19.6074 | 226.1846 | 0 | 129.5628 | 0
2025_10_20 Hr 11 | 11.3994 | 0.004305 | 0.1214 | 3.8139 | 3.8193 | 3.8193 | 3.8097 | 3.8139 | 3.8139 | 93.0978 | -14 | 0.08 | 76 | 0 | 89.5531 | 89.5531 | 173.7529 | 0 | 0 | 0.046 | 0.0275 | 1.0494 | 0 | 0.00282 | 0.1485 | 29.0116 | 6.0261 | 226.1846 | 0 | 0 | 0 | 0 | 19.4768 | 49.1879 | 0 | 0 | -197.6371 | 0.6747 | 10.5311 | 0 | -1 | -4.2 | 10.644 | 0 | 0 | 27.8262 | 27.8262 | 27.8262 | 27.8262 | 32.3561 | 65.6019 | 1.3368 | 0 | 6.8402 | 13.3693 | 1.7014 | 62.9821 | 66.5807 | 48.8748 | 1108.159 | 29.8636 | 51.7436 | 1.1346 | 0.3248 | -11.3994 | 13.847 | 3.48 | 29.422 | 1248.908 | 371.076 | -32.6894 | 8.0644 | 4.06 | -2.09 | 12.4347 | 4.4487 | 51.8995 | 2025-10-20 | 2025_10_20 Hr 11 | 65.3365 | 0.000208 | -1248.908 | -197.6371 | 439.5144 | 766.5343 | 190.6024 | 15.25 | 34.6442 | 104.7444 | 236.91 | 97.8601 | 22.8901 | 179.1062 | 173.7529 | 0 | 6.0261 | 29.0116 | 226.1846 | 0 | 129.5628 | 0
2025_10_20 Hr 12 | 10.8903 | 0.004995 | 0.14086 | 3.8139 | 3.8193 | 3.8193 | 3.8097 | 3.8139 | 3.8139 | 92.8524 | -14 | 0.08 | 52 | 0 | 89.5531 | 89.5531 | 173.7529 | 0 | 0 | 0.046 | 0.0275 | 1.0494 | 0 | 0.00282 | 0.1485 | 38.417 | 6.0261 | 226.1846 | 0 | 0 | 0 | 0 | 19.4029 | 48.985 | 0 | 0 | -197.9908 | 0.6747 | 10.5311 | 0 | -1 | -4.2 | 10.644 | 0 | 0 | 27.7307 | 27.7307 | 27.7307 | 27.7307 | 32.245 | 57.5991 | 1.3368 | 0 | 6.8402 | 13.3693 | 1.7014 | 62.9821 | 66.5807 | 68.8296 | 1116.568 | 29.8282 | 51.6821 | 1.1346 | 0.3248 | -10.8903 | 13.847 | 3.48 | 29.422 | 1244.8 | 358.4026 | -32.1803 | 8.0644 | 4.06 | -2.09 | 12.42 | 4.4435 | 51.742 | 2025-10-20 | 2025_10_20 Hr 12 | 67.5894 | -0.000137 | -1244.8 | -197.9908 | 438.3822 | 775.9397 | 178.5746 | 15.25 | 34.6442 | 104.4677 | 236.1715 | 97.7431 | 22.8901 | 179.1062 | 173.7529 | 0 | 6.0261 | 38.417 | 226.1846 | 0 | 129.5628 | 0
2025_10_20 Hr 13 | 7.2585 | 0.008835 | 0.24915 | 3.8139 | 3.8193 | 3.8193 | 3.8097 | 3.8139 | 3.8139 | 90.6629 | -14 | 0.08 | 69 | 0 | 89.5531 | 89.5531 | 173.7529 | 0 | 0 | 0.046 | 0.0275 | 1.0494 | 0 | 0.00282 | 0.1485 | 45.0186 | 6.0261 | 226.1846 | 0 | 0 | 0 | 0 | 18.7442 | 47.1745 | 0 | 0 | -222.7239 | 0.6747 | 10.5311 | 0 | -1 | -4.2 | 10.644 | 0 | 0 | 26.8785 | 26.8785 | 26.8785 | 26.8785 | 31.254 | 56.6514 | 1.3368 | 0 | 6.8402 | 13.3693 | 1.7014 | 62.9821 | 66.5807 | 76.7826 | 1114.22 | 29.5116 | 51.1336 | 1.1346 | 0.3248 | -7.2585 | 13.847 | 3.48 | 29.422 | 1240.683 | 377.7359 | -28.5485 | 8.0644 | 4.06 | -2.09 | 12.2882 | 4.3963 | 51.9049 | 2025-10-20 | 2025_10_20 Hr 13 | 66.943 | 0.000292 | -1240.683 | -222.7239 | 428.2797 | 782.5413 | 202.692 | 15.25 | 34.6442 | 101.9984 | 229.5822 | 96.699 | 22.8901 | 179.1062 | 173.7529 | 0 | 6.0261 | 45.0186 | 226.1846 | 0 | 129.5628 | 0
2025_10_20 Hr 14 | 6.7511 | 0.00912 | 0.25718 | 3.8139 | 3.8193 | 3.8193 | 3.8097 | 3.8139 | 3.8139 | 88.4735 | -14 | 0.08 | 64 | 0 | 89.5531 | 89.5531 | 173.7529 | 0 | 0 | 0.046 | 0.0275 | 1.0494 | 0 | 0.00282 | 0.1485 | 43.9757 | 6.0261 | 226.1846 | 0 | 0 | 0 | 0 | 18.0855 | 45.364 | 0 | 0 | -191.4811 | 0.6747 | 10.5311 | 0 | -1 | -4.2 | 10.644 | 0 | 0 | 26.0263 | 26.0263 | 26.0263 | 26.0263 | 30.2631 | 58.6521 | 1.3368 | 0 | 6.8402 | 13.3693 | 1.7014 | 62.9821 | 66.5807 | 65.793 | 1104.126 | 29.195 | 50.5851 | 1.1346 | 0.3248 | -6.7511 | 13.847 | 3.48 | 29.422 | 1246.8 | 362.1958 | -28.0411 | 8.0644 | 4.06 | -2.09 | 12.1563 | 4.3491 | 51.7353 | 2025-10-20 | 2025_10_20 Hr 14 | 65.3761 | -2.7e-05 | -1246.8 | -191.4811 | 418.1771 | 781.4983 | 188.7114 | 15.25 | 34.6442 | 99.5292 | 222.9929 | 95.655 | 22.8901 | 179.1062 | 173.7529 | 0 | 6.0261 | 43.9757 | 226.1846 | 0 | 129.5628 | 0
2025_10_20 Hr 15 | 4.6632 | 0.006285 | 0.17724 | 3.8139 | 3.8193 | 3.8193 | 3.8097 | 3.8139 | 3.8139 | 85.2648 | -14 | 0.08 | 60 | 0 | 89.5531 | 89.5531 | 173.7529 | 0 | 0 | 0.046 | 0.0275 | 1.0494 | 0 | 0.00282 | 0.1485 | 16.3406 | 6.0261 | 226.1846 | 0 | 0 | 0 | 0 | 17.1201 | 42.7107 | 0 | 0 | -182.626 | 0.6747 | 10.5311 | 0 | -1 | -4.2 | 10.644 | 0 | 0 | 24.7773 | 24.7773 | 24.7773 | 24.7773 | 28.8108 | 64.5489 | 1.3368 | 0 | 6.8402 | 13.3693 | 1.7014 | 62.9821 | 66.5807 | 59.8644 | 1063.136 | 28.7311 | 49.7813 | 1.1346 | 0.3248 | -4.6632 | 13.847 | 3.48 | 29.422 | 1209.1 | 354.5433 | -25.9532 | 8.0644 | 4.06 | -2.09 | 11.9632 | 4.28 | 50.1306 | 2025-10-20 | 2025_10_20 Hr 15 | 62.9707 | -7.1e-05 | -1209.1 | -182.626 | 403.3716 | 753.8633 | 184.5968 | 15.25 | 34.6442 | 95.9105 | 213.3362 | 94.1249 | 22.8901 | 179.1062 | 173.7529 | 0 | 6.0261 | 16.3406 | 226.1846 | 0 | 129.5628 | 0
2025_10_20 Hr 16 | 5.6897 | 0.005835 | 0.16455 | 3.8139 | 3.8193 | 3.8193 | 3.8097 | 3.8139 | 3.8139 | 82.6978 | -14 | 0.08 | 61 | 0 | 89.5531 | 89.5531 | 173.7529 | 0 | 0 | 0.046 | 0.0275 | 1.0494 | 0 | 0.00282 | 0.1485 | 25.0937 | 6.0261 | 226.1846 | 0 | 0 | 0 | 0 | 16.3478 | 40.5881 | 0 | 0 | -184.6804 | 0.6747 | 10.5311 | 0 | -1 | -4.2 | 10.644 | 0 | 0 | 23.7782 | 23.7782 | 23.7782 | 23.7782 | 27.649 | 62.5482 | 1.3368 | 0 | 6.8402 | 13.3693 | 1.7014 | 62.9821 | 66.5807 | 55.8156 | 1061.256 | 28.3599 | 49.1382 | 1.1346 | 0.3248 | -5.6897 | 13.847 | 3.48 | 29.422 | 1198.892 | 349.2958 | -26.9797 | 8.0644 | 4.06 | -2.09 | 11.8086 | 4.2247 | 49.7547 | 2025-10-20 | 2025_10_20 Hr 16 | 66.8075 | -0.000459 | -1198.892 | -184.6804 | 391.5272 | 762.6164 | 179.5342 | 15.25 | 34.6442 | 93.0156 | 205.6107 | 92.9009 | 22.8901 | 179.1062 | 173.7529 | 0 | 6.0261 | 25.0937 | 226.1846 | 0 | 129.5628 | 0
2025_10_20 Hr 17 | 3.1011 | 0.007635 | 0.21531 | 3.8139 | 3.8193 | 3.8193 | 3.8097 | 3.8139 | 3.8139 | 85.6611 | -14 | 0.08 | 58 | 0 | 89.5531 | 89.5531 | 173.7529 | 0 | 0 | 0.046 | 0.0275 | 1.0494 | 0 | 0.00282 | 0.1485 | 34.4991 | 6.0261 | 226.1846 | 0 | 0 | 0 | 0 | 17.2394 | 43.0385 | 0 | 0 | -202.7169 | 0.6747 | 10.5311 | 0 | -1 | -4.2 | 10.644 | 0 | 0 | 24.9316 | 24.9316 | 24.9316 | 24.9316 | 28.9902 | 66.5496 | 1.3368 | 0 | 6.8402 | 13.3693 | 1.7014 | 62.9821 | 66.5807 | 56.8278 | 1082.972 | 28.7884 | 49.8806 | 1.1346 | 0.3248 | -3.1011 | 13.847 | 3.48 | 29.422 | 1206 | 350.1356 | -24.3911 | 8.0644 | 4.06 | -2.09 | 11.987 | 4.2886 | 50.2726 | 2025-10-20 | 2025_10_20 Hr 17 | 77.6552 | -6.1e-05 | -1206 | -202.7169 | 405.2005 | 772.0218 | 181.6003 | 15.25 | 34.6442 | 96.3575 | 214.529 | 94.3139 | 22.8901 | 179.1062 | 173.7529 | 0 | 6.0261 | 34.4991 | 226.1846 | 0 | 129.5628 | 0
2025_10_20 Hr 18 | 0.51906 | 0.003735 | 0.10533 | 3.8139 | 3.8193 | 3.8193 | 3.8097 | 3.8139 | 3.8139 | 93.8716 | -14 | 0.08 | 54 | 0 | 89.5531 | 89.5531 | 173.7529 | 0 | 0 | 0.046 | 0.0275 | 1.0494 | 0 | 0.00282 | 0.1485 | 43.3414 | 6.0261 | 226.1846 | 0 | 0 | 0 | 0 | 19.7096 | 49.8278 | 0 | 0 | -212.1007 | 0.6747 | 10.5311 | 0 | -1 | -4.2 | 10.644 | 0 | 0 | 28.1274 | 28.1274 | 28.1274 | 28.1274 | 32.7063 | 65.6019 | 1.3368 | 0 | 6.8402 | 13.3693 | 1.7014 | 62.9821 | 66.5807 | 42.9462 | 1125.674 | 29.9755 | 51.9375 | 1.1346 | 0.3248 | -0.51906 | 13.847 | 3.48 | 29.422 | 1224.4 | 332.6355 | -21.8091 | 8.0644 | 4.06 | -2.09 | 12.4813 | 4.4654 | 51.1224 | 2025-10-20 | 2025_10_20 Hr 18 | 76.6643 | -6.5e-05 | -1224.4 | -212.1007 | 443.0852 | 780.8641 | 162.6572 | 15.25 | 34.6442 | 105.6171 | 239.2389 | 98.2291 | 22.8901 | 179.1062 | 173.7529 | 0 | 6.0261 | 43.3414 | 226.1846 | 0 | 129.5628 | 0
2025_10_20 Hr 19 | 0 | 0.001335 | 0.037647 | 3.8139 | 3.8193 | 3.8193 | 3.8097 | 3.8139 | 3.8139 | 98.628 | -14 | 0.08 | 39 | 0 | 89.5531 | 89.5531 | 173.7529 | 0 | 0 | 0.046 | 0.0275 | 1.0494 | 0 | 0.00282 | 0.1485 | 45.3461 | 6.0261 | 226.1846 | 0 | 0 | 0 | 0 | 21.1406 | 53.761 | 0 | 0 | -217.2835 | 0.6747 | 10.5311 | 0 | -1 | -4.2 | 10.644 | 0 | 0 | 29.9788 | 29.9788 | 29.9788 | 29.9788 | 34.8591 | 66.5496 | 1.3368 | 0 | 6.8402 | 13.3693 | 1.7014 | 62.9821 | 66.5807 | 22.9914 | 1147.29 | 30.6632 | 53.1291 | 1.1346 | 0.3248 | 0 | 13.847 | 3.48 | 29.422 | 1209.092 | 300.375 | -21.29 | 8.0644 | 4.06 | -2.09 | 12.7677 | 4.5679 | 50.5863 | 2025-10-20 | 2025_10_20 Hr 19 | 76.2154 | -0.000407 | -1209.092 | -217.2835 | 465.0321 | 782.8688 | 128.58 | 15.25 | 34.6442 | 110.9813 | 253.5537 | 100.4972 | 22.8901 | 179.1062 | 173.7529 | 0 | 6.0261 | 45.3461 | 226.1846 | 0 | 129.5628 | 0
2025_10_20 Hr 20 | 0 | 0.00027 | 0.007614 | 3.8139 | 3.8193 | 3.8193 | 3.8097 | 3.8139 | 3.8139 | 92.7202 | -14 | 0.08 | 14 | 0 | 89.5531 | 89.5531 | 173.7529 | 0 | 0 | 0.046 | 0.0275 | 1.0494 | 0 | 0.00282 | 0.1485 | 45.3461 | 6.0261 | 226.1846 | 0 | 0 | 0 | 0 | 19.3632 | 48.8757 | 0 | 0 | -207.9604 | 0.6747 | 10.5311 | 0 | -1 | -4.2 | 10.644 | 0 | 0 | 27.6793 | 27.6793 | 27.6793 | 27.6793 | 32.1852 | 72.5517 | 1.3368 | 0 | 6.8402 | 13.3693 | 1.7014 | 62.9821 | 66.5807 | 8.9652 | 1122.818 | 29.809 | 51.649 | 1.1346 | 0.3248 | 0 | 13.847 | 3.48 | 29.422 | 1158.1 | 264.5327 | -21.29 | 8.0644 | 4.06 | -2.09 | 12.412 | 4.4406 | 48.4508 | 2025-10-20 | 2025_10_20 Hr 20 | 70.7016 | -3.2e-05 | -1158.1 | -207.9604 | 437.7726 | 782.8688 | 95.5248 | 15.25 | 34.6442 | 104.3187 | 235.7739 | 97.6801 | 22.8901 | 179.1062 | 173.7529 | 0 | 6.0261 | 45.3461 | 226.1846 | 0 | 129.5628 | 0
2025_10_20 Hr 21 | 0 | 0 | 0 | 3.8139 | 3.8193 | 3.8193 | 3.8097 | 3.8139 | 3.8139 | 84.2455 | -14 | 0.08 | 6 | 0 | 89.5531 | 89.5531 | 173.7529 | 0 | 0 | 0.046 | 0.0275 | 1.0494 | 0 | 0.00282 | 0.1485 | 37.6372 | 6.0261 | 226.1846 | 0 | 0 | 0 | 0 | 16.8134 | 41.8679 | 0 | 0 | -190.7889 | 0.6747 | 10.5311 | 0 | -1 | -4.2 | 10.644 | 0 | 0 | 24.3806 | 24.3806 | 24.3806 | 24.3806 | 28.3495 | 77.5008 | 1.3368 | 0 | 6.8402 | 13.3693 | 1.7014 | 62.9821 | 66.5807 | 8.9652 | 1080.038 | 28.5837 | 49.526 | 1.1346 | 0.3248 | 0 | 13.847 | 3.48 | 29.422 | 1125.4 | 257.4404 | -21.29 | 8.0644 | 4.06 | -2.09 | 11.9018 | 4.2581 | 46.9341 | 2025-10-20 | 2025_10_20 Hr 21 | 70.7693 | -0.000104 | -1125.4 | -190.7889 | 398.6687 | 775.1599 | 92.466 | 15.25 | 34.6442 | 94.7611 | 210.2687 | 93.6389 | 22.8901 | 179.1062 | 173.7529 | 0 | 6.0261 | 37.6372 | 226.1846 | 0 | 129.5628 | 0
2025_10_20 Hr 22 | 0 | 0 | 0 | 3.8139 | 3.8193 | 3.8193 | 3.8097 | 3.8139 | 3.8139 | 71.1465 | -14 | 0.08 | 5 | 0 | 89.5531 | 89.5531 | 173.7529 | 0 | 0 | 0.046 | 0.0275 | 1.0494 | 0 | 0.00282 | 0.1485 | 16.3414 | 6.0261 | 226.1846 | 0 | 0 | 0 | 0 | 12.8724 | 31.0361 | 0 | 0 | -176.7018 | 0.6747 | 10.5311 | 0 | -1 | -4.2 | 10.644 | 0 | 0 | 19.2819 | 19.2819 | 19.2819 | 19.2819 | 22.4209 | 65.6019 | 1.3368 | 0 | 6.8402 | 13.3693 | 1.7014 | 62.9821 | 66.5807 | 13.014 | 1004.548 | 26.6898 | 46.2444 | 1.1346 | 0.3248 | 0 | 13.847 | 3.48 | 29.422 | 1048.9 | 242.3441 | -21.29 | 8.0644 | 4.06 | -2.09 | 11.1132 | 3.9759 | 43.729 | 2025-10-20 | 2025_10_20 Hr 22 | 66.0856 | -0.000142 | -1048.9 | -176.7018 | 338.2274 | 753.8641 | 83.6159 | 15.25 | 34.6442 | 79.9883 | 170.8465 | 87.3927 | 22.8901 | 179.1062 | 173.7529 | 0 | 6.0261 | 16.3414 | 226.1846 | 0 | 129.5628 | 0
2025_10_20 Hr 23 | 0 | 0 | 0 | 3.8139 | 3.8193 | 3.8193 | 3.8097 | 3.8139 | 3.8139 | 61.5205 | 0 | 0.08 | 0 | 0 | 89.5531 | 89.5531 | 176.4163 | 0 | 0 | 0.046 | 0.0275 | 1.0494 | 0 | 0.00282 | 0.1485 | 19.6074 | 6.0261 | 228.977 | 0 | 0 | 0 | 0 | 9.9763 | 23.0762 | 0 | 0 | -219.8605 | 0.6747 | 10.5311 | 0 | -1 | -4.2 | 10.644 | 0 | 0 | 15.5351 | 15.5351 | 15.5351 | 15.5351 | 18.0641 | 64.5489 | 1.3368 | 0 | 6.8402 | 13.3693 | 1.7014 | 64.2243 | 67.8938 | 8.9652 | 975.9984 | 25.298 | 43.8329 | 1.1346 | 0.3248 | 0 | 13.847 | 3.48 | 29.422 | 976.5 | 227.6521 | -7.29 | 8.0644 | 4.06 | -2.09 | 10.5337 | 3.7686 | 41.439 | 2025-10-20 | 2025_10_20 Hr 23 | 74.0273 | -3.7e-05 | -976.5 | -219.8605 | 307.811 | 765.1412 | 73.5141 | 15.25 | 34.6442 | 69.1322 | 141.8763 | 96.8025 | 22.8901 | 179.1062 | 176.4163 | 0 | 6.0261 | 19.6074 | 228.977 | 0 | 132.1181 | 0
2025_10_20 Hr 24 | 0 | 0 | 0 | 3.8139 | 3.8193 | 3.8193 | 3.8097 | 3.8139 | 3.8139 | 47.5155 | 0 | 0.08 | 5 | 0 | 89.5531 | 89.5531 | 176.4163 | 0 | 0 | 0.046 | 0.0275 | 1.0494 | 0 | 0.00282 | 0.1485 | 29.0124 | 6.0261 | 228.977 | 0 | 0 | 0 | 0 | 5.7627 | 11.4953 | 0 | 0 | -240.2037 | 0.6747 | 10.5311 | 0 | -1 | -4.2 | 10.644 | 0 | 0 | 10.0838 | 10.0838 | 10.0838 | 10.0838 | 11.7254 | 66.5496 | 1.3368 | 0 | 6.8402 | 13.3693 | 1.7014 | 64.2243 | 67.8938 | 2.0244 | 927.46 | 23.2731 | 40.3244 | 1.1346 | 0.3248 | 0 | 13.847 | 3.48 | 29.422 | 901 | 221.0338 | -7.29 | 8.0644 | 4.06 | -2.09 | 9.6905 | 3.467 | 38.7264 | 2025-10-20 | 2025_10_20 Hr 24 | 75.9931 | 2.4e-05 | -901 | -240.2037 | 243.1893 | 774.5462 | 73.574 | 15.25 | 34.6442 | 53.3377 | 99.7274 | 90.1242 | 22.8901 | 179.1062 | 176.4163 | 0 | 6.0261 | 29.0124 | 228.977 | 0 | 132.1181 | 0
2025_10_21 Hr 01 | 0 | 0 | 0 | 3.8139 | 3.8193 | 3.8193 | 3.8097 | 3.8139 | 3.8139 | 47.9349 | 0 | 0.08 | 11 | 0 | 89.5531 | 89.5531 | 176.4163 | 0 | 0 | 0.046 | 0.0275 | 1.0494 | 0 | 0.00282 | 0.1485 | 38.4174 | 6.0261 | 228.977 | 0 | 0 | 0 | 0 | 6.7322 | 14.1339 | 0 | 0 | -302.309 | 0.6747 | 10.6078 | 0 | -1 | -4.2 | 10.7593 | 0 | 0 | 10.6744 | 10.6744 | 10.6744 | 10.6744 | 12.4121 | 60.5475 | 1.3368 | 0 | 6.9381 | 12.5488 | 1.7014 | 64.2243 | 67.8938 | 24.8712 | 944.2605 | 22.276 | 38.578 | 1.1346 | 0.3248 | 0 | 13.847 | 3.48 | 29.422 | 874.4 | 239.7385 | -7.29 | 8.0936 | 4.06 | -2.09 | 9.2665 | 3.315 | 38.4935 | 2025-10-21 | 2025_10_21 Hr 01 | 73.5403 | 1e-06 | -874.4 | -302.309 | 246.4449 | 783.9512 | 96.4187 | 15.25 | 34.6442 | 57.2648 | 103.1959 | 85.9843 | 22.8901 | 179.1062 | 176.4163 | 0 | 6.0261 | 38.4174 | 228.977 | 0 | 132.1181 | 0
2025_10_21 Hr 02 | 0 | 0 | 0 | 3.8139 | 3.8193 | 3.8193 | 3.8097 | 3.8139 | 3.8139 | 42.358 | 0 | 0.08 | 31 | 0 | 89.5531 | 89.5531 | 176.4163 | 0 | 0 | 0.046 | 0.0275 | 1.0494 | 0 | 0.00282 | 0.1485 | 45.0839 | 6.0261 | 228.977 | 0 | 0 | 0 | 0 | 4.9515 | 9.2418 | 0 | 0 | -351.6238 | 0.6747 | 10.6078 | 0 | -1 | -4.2 | 10.7593 | 0 | 0 | 8.5079 | 8.5079 | 8.5079 | 8.5079 | 9.8929 | 61.6005 | 1.3368 | 0 | 6.9381 | 12.5488 | 1.7014 | 64.2243 | 67.8938 | 42.9462 | 927.4922 | 21.4763 | 37.1929 | 1.1346 | 0.3248 | 0 | 13.847 | 3.48 | 29.422 | 844.8083 | 276.2299 | -7.29 | 8.0936 | 4.06 | -2.09 | 8.9338 | 3.1959 | 37.9743 | 2025-10-21 | 2025_10_21 Hr 02 | 76.0562 | 3.5e-05 | -844.8083 | -351.6238 | 220.3736 | 790.6177 | 135.5467 | 15.25 | 34.6442 | 50.5921 | 86.4338 | 83.3477 | 22.8901 | 179.1062 | 176.4163 | 0 | 6.0261 | 45.0839 | 228.977 | 0 | 132.1181 | 0
2025_10_21 Hr 03 | 0 | 0 | 0 | 3.8139 | 3.8193 | 3.8193 | 3.8097 | 3.8139 | 3.8139 | 39.7694 | 0 | 0.08 | 26 | 0 | 89.5531 | 89.5531 | 176.4163 | 0 | 0 | 0.046 | 0.0275 | 1.0494 | 0 | 0.00282 | 0.1485 | 45.3461 | 6.0261 | 228.977 | 0 | 0 | 0 | 0 | 4.125 | 6.9711 | 0 | 0 | -361.7906 | 0.6747 | 10.6078 | 0 | -1 | -4.2 | 10.7593 | 0 | 0 | 7.5023 | 7.5023 | 7.5023 | 7.5023 | 8.7236 | 56.6514 | 1.3368 | 0 | 6.9381 | 12.5488 | 1.7014 | 64.2243 | 67.8938 | 65.793 | 916.8768 | 21.105 | 36.55 | 1.1346 | 0.3248 | 0 | 13.847 | 3.48 | 29.422 | 835.7 | 287.9039 | -7.29 | 8.0936 | 4.06 | -2.09 | 8.7794 | 3.1407 | 37.7486 | 2025-10-21 | 2025_10_21 Hr 03 | 77.1023 | 3.7e-05 | -835.7 | -361.7906 | 208.2722 | 790.8799 | 148.4444 | 15.25 | 34.6442 | 47.4948 | 78.6534 | 82.124 | 22.8901 | 179.1062 | 176.4163 | 0 | 6.0261 | 45.3461 | 228.977 | 0 | 132.1181 | 0
2025_10_21 Hr 04 | 0 | 0 | 0 | 3.8139 | 3.8193 | 3.8193 | 3.8097 | 3.8139 | 3.8139 | 45.0798 | 0 | 0.08 | 15 | 0 | 89.5531 | 89.5531 | 176.4163 | 0 | 0 | 0.046 | 0.0275 | 1.0494 | 0 | 0.00282 | 0.1485 | 45.3461 | 6.0261 | 228.977 | 0 | 0 | 0 | 0 | 5.8206 | 11.6294 | 0 | 0 | -400.7263 | 0.6747 | 10.6078 | 0 | -1 | -4.2 | 10.7593 | 0 | 0 | 9.5653 | 9.5653 | 9.5653 | 9.5653 | 11.1224 | 60.5475 | 1.3368 | 0 | 6.9381 | 12.5488 | 1.7014 | 64.2243 | 67.8938 | 78.807 | 939.1918 | 21.8666 | 37.8689 | 1.1346 | 0.3248 | 0 | 13.847 | 3.48 | 29.422 | 827.5 | 296.3245 | -7.29 | 8.0936 | 4.06 | -2.09 | 9.0961 | 3.254 | 37.9372 | 2025-10-21 | 2025_10_21 Hr 04 | 78.2745 | 3.3e-05 | -827.5 | -400.7263 | 233.0978 | 790.8799 | 154.3545 | 15.25 | 34.6442 | 53.8487 | 94.6146 | 84.6345 | 22.8901 | 179.1062 | 176.4163 | 0 | 6.0261 | 45.3461 | 228.977 | 0 | 132.1181 | 0
2025_10_21 Hr 05 | 0 | 0 | 0 | 3.8139 | 3.8193 | 3.8193 | 3.8097 | 3.8139 | 3.8139 | 46.2599 | 0 | 0.08 | 12 | 0 | 89.5531 | 89.5531 | 176.4163 | 0 | 0 | 0.046 | 0.0275 | 1.0494 | 0 | 0.00282 | 0.1485 | 45.3461 | 6.0261 | 228.977 | 0 | 0 | 0 | 0 | 6.1974 | 12.6646 | 0 | 0 | -357.2895 | 0.6747 | 10.6078 | 0 | -1 | -4.2 | 10.7593 | 0 | 0 | 10.0237 | 10.0237 | 10.0237 | 10.0237 | 11.6555 | 64.5489 | 1.3368 | 0 | 6.9381 | 12.5488 | 1.7014 | 64.2243 | 67.8938 | 81.8436 | 944.1508 | 22.0358 | 38.162 | 1.1346 | 0.3248 | 0 | 13.847 | 3.48 | 29.422 | 880.4916 | 300.9204 | -7.29 | 8.0936 | 4.06 | -2.09 | 9.1665 | 3.2792 | 39.4574 | 2025-10-21 | 2025_10_21 Hr 05 | 77.2285 | 4.7e-05 | -880.4916 | -357.2895 | 238.6146 | 790.8799 | 158.3925 | 15.25 | 34.6442 | 55.2607 | 98.1615 | 85.1924 | 22.8901 | 179.1062 | 176.4163 | 0 | 6.0261 | 45.3461 | 228.977 | 0 | 132.1181 | 0
2025_10_21 Hr 06 | 0 | 0 | 0 | 3.8139 | 3.8193 | 3.8193 | 3.8097 | 3.8139 | 3.8139 | 64.7609 | 0 | 0.08 | 17 | 0 | 89.5531 | 89.5531 | 176.4163 | 0 | 0 | 0.046 | 0.0275 | 1.0494 | 0 | 0.00282 | 0.1485 | 44.3677 | 6.0261 | 228.977 | 0 | 0 | 0 | 0 | 12.1046 | 28.8935 | 0 | 0 | -354.5011 | 0.6747 | 10.6078 | 0 | -1 | -4.2 | 10.7593 | 0 | 0 | 17.2109 | 17.2109 | 17.2109 | 17.2109 | 20.0126 | 64.5489 | 1.3368 | 0 | 6.9381 | 12.5488 | 1.7014 | 62.587 | 66.2565 | 84.7356 | 1017.641 | 24.689 | 42.7567 | 1.1346 | 0.3248 | 0 | 13.847 | 3.48 | 29.422 | 973.4083 | 317.5588 | -7.29 | 8.0936 | 4.06 | -2.09 | 10.2702 | 3.674 | 43.0885 | 2025-10-21 | 2025_10_21 Hr 06 | 79.3837 | 5.8e-05 | -973.4083 | -354.5011 | 325.1038 | 786.6269 | 166.2845 | 15.25 | 34.6442 | 77.3969 | 153.7682 | 93.9388 | 22.8901 | 179.1062 | 176.4163 | 0 | 6.0261 | 44.3677 | 228.977 | 0 | 128.8435 | 0
2025_10_21 Hr 07 | 0 | 0 | 0 | 3.8139 | 3.8193 | 3.8193 | 3.8097 | 3.8139 | 3.8139 | 84.3086 | -14 | 0.08 | 28 | 0 | 89.5531 | 89.5531 | 173.7529 | 0 | 0 | 0.046 | 0.0275 | 1.0494 | 0 | 0.00282 | 0.1485 | 44.6937 | 6.0261 | 226.1846 | 0 | 0 | 0 | 0 | 18.3461 | 46.0408 | 0 | 0 | -298.7264 | 0.6747 | 10.6078 | 0 | -1 | -4.2 | 10.7593 | 0 | 0 | 24.8047 | 24.8047 | 24.8047 | 24.8047 | 28.8426 | 62.5482 | 1.3368 | 0 | 6.9381 | 12.5488 | 1.7014 | 62.9821 | 66.5807 | 87.7722 | 1095.372 | 27.4922 | 47.6115 | 1.1346 | 0.3248 | 0 | 13.847 | 3.48 | 29.422 | 1114.192 | 338.836 | -21.29 | 8.0936 | 4.06 | -2.09 | 11.4363 | 4.0912 | 47.9119 | 2025-10-21 | 2025_10_21 Hr 07 | 73.5775 | -0.000424 | -1114.192 | -298.7264 | 402.487 | 782.2164 | 178.3204 | 15.25 | 34.6442 | 100.7856 | 212.5213 | 89.1801 | 22.8901 | 179.1062 | 173.7529 | 0 | 6.0261 | 44.6937 | 226.1846 | 0 | 129.5628 | 0
2025_10_21 Hr 08 | 1.0282 | 0 | 0 | 3.8139 | 3.8193 | 3.8193 | 3.8097 | 3.8139 | 3.8139 | 93.3878 | -14 | 0.08 | 25 | 0 | 89.5531 | 89.5531 | 173.7529 | 0 | 0 | 0.046 | 0.0275 | 1.0494 | 0 | 0.00282 | 0.1485 | 40.2069 | 6.0261 | 226.1846 | 0 | 0 | 0 | 0 | 21.245 | 54.005 | 0 | 0 | -270.4025 | 0.6747 | 10.6078 | 0 | -1 | -4.2 | 10.7593 | 0 | 0 | 28.3317 | 28.3317 | 28.3317 | 28.3317 | 32.9438 | 60.5475 | 1.3368 | 0 | 6.9381 | 12.5488 | 1.7014 | 62.9821 | 66.5807 | 90.8088 | 1129.037 | 28.7942 | 49.8663 | 1.1346 | 0.3248 | -1.0282 | 13.847 | 3.48 | 29.422 | 1178.508 | 342.1923 | -22.3182 | 8.0936 | 4.06 | -2.09 | 11.9779 | 4.285 | 50.078 | 2025-10-21 | 2025_10_21 Hr 08 | 77.1263 | 0.000261 | -1178.508 | -270.4025 | 444.9307 | 777.7295 | 176.3563 | 15.25 | 34.6442 | 111.6487 | 239.8098 | 93.4723 | 22.8901 | 179.1062 | 173.7529 | 0 | 6.0261 | 40.2069 | 226.1846 | 0 | 129.5628 | 0
2025_10_21 Hr 09 | 1.5505 | 0.000375 | 0.010575 | 3.8139 | 3.8193 | 3.8193 | 3.8097 | 3.8139 | 3.8139 | 90.152 | -14 | 0.08 | 15 | 0 | 89.5531 | 89.5531 | 173.7529 | 0 | 0 | 0.046 | 0.0275 | 1.0494 | 0 | 0.00282 | 0.1485 | 19.6074 | 6.0261 | 226.1846 | 0 | 0 | 0 | 0 | 20.2118 | 51.1666 | 0 | 0 | -213.6228 | 0.6747 | 10.6078 | 0 | -1 | -4.2 | 10.7593 | 0 | 0 | 27.0747 | 27.0747 | 27.0747 | 27.0747 | 31.4822 | 57.5991 | 1.3368 | 0 | 6.9381 | 12.5488 | 1.7014 | 62.9821 | 66.5807 | 88.7844 | 1094.851 | 28.3302 | 49.0627 | 1.1346 | 0.3248 | -1.5505 | 13.847 | 3.48 | 29.422 | 1184.6 | 326.2125 | -22.8405 | 8.0936 | 4.06 | -2.09 | 11.7849 | 4.2159 | 49.5714 | 2025-10-21 | 2025_10_21 Hr 09 | 74.3313 | -3.1e-05 | -1184.6 | -213.6228 | 429.804 | 757.1301 | 161.3945 | 15.25 | 34.6442 | 107.7771 | 230.0843 | 91.9426 | 22.8901 | 179.1062 | 173.7529 | 0 | 6.0261 | 19.6074 | 226.1846 | 0 | 129.5628 | 0
2025_10_21 Hr 10 | 3.6185 | 0.00363 | 0.10237 | 3.8139 | 3.8193 | 3.8193 | 3.8097 | 3.8139 | 3.8139 | 87.1637 | -14 | 0.08 | 16 | 0 | 89.5531 | 89.5531 | 173.7529 | 0 | 0 | 0.046 | 0.0275 | 1.0494 | 0 | 0.00282 | 0.1485 | 29.0124 | 6.0261 | 226.1846 | 0 | 0 | 0 | 0 | 19.2577 | 48.5453 | 0 | 0 | -201.6884 | 0.6747 | 10.6078 | 0 | -1 | -4.2 | 10.7593 | 0 | 0 | 25.9138 | 25.9138 | 25.9138 | 25.9138 | 30.1323 | 49.7016 | 1.3368 | 0 | 6.9381 | 12.5488 | 1.7014 | 62.9821 | 66.5807 | 67.8174 | 1091.79 | 27.9017 | 48.3205 | 1.1346 | 0.3248 | -3.6185 | 13.847 | 3.48 | 29.422 | 1164.2 | 299.0064 | -24.9085 | 8.0936 | 4.06 | -2.09 | 11.6066 | 4.1521 | 48.6091 | 2025-10-21 | 2025_10_21 Hr 10 | 69.1733 | -6.1e-05 | -1164.2 | -201.6884 | 415.834 | 766.5351 | 133.625 | 15.25 | 34.6442 | 104.2016 | 221.1026 | 90.5298 | 22.8901 | 179.1062 | 173.7529 | 0 | 6.0261 | 29.0124 | 226.1846 | 0 | 129.5628 | 0
2025_10_21 Hr 11 | 3.6201 | 0.00705 | 0.19881 | 3.8139 | 3.8193 | 3.8193 | 3.8097 | 3.8139 | 3.8139 | 85.089 | -14 | 0.08 | 25 | 0 | 89.5531 | 89.5531 | 173.7529 | 0 | 0 | 0.046 | 0.0275 | 1.0494 | 0 | 0.00282 | 0.1485 | 38.4174 | 6.0261 | 226.1846 | 0 | 0 | 0 | 0 | 18.5952 | 46.7253 | 0 | 0 | -202.3407 | 0.6747 | 10.6078 | 0 | -1 | -4.2 | 10.7593 | 0 | 0 | 25.1078 | 25.1078 | 25.1078 | 25.1078 | 29.1952 | 46.6479 | 1.3368 | 0 | 6.9381 | 12.5488 | 1.7014 | 62.9821 | 66.5807 | 67.8174 | 1092.574 | 27.6041 | 47.8053 | 1.1346 | 0.3248 | -3.6201 | 13.847 | 3.48 | 29.422 | 1169.3 | 303.977 | -24.9101 | 8.0936 | 4.06 | -2.09 | 11.4829 | 4.1079 | 48.819 | 2025-10-21 | 2025_10_21 Hr 11 | 71.8158 | -7.8e-05 | -1169.3 | -202.3407 | 406.1352 | 775.9401 | 139.6712 | 15.25 | 34.6442 | 101.7193 | 214.8669 | 89.549 | 22.8901 | 179.1062 | 173.7529 | 0 | 6.0261 | 38.4174 | 226.1846 | 0 | 129.5628 | 0
2025_10_21 Hr 12 | 8.8207 | 0.00768 | 0.21658 | 3.8139 | 3.8193 | 3.8193 | 3.8097 | 3.8139 | 3.8139 | 80.2925 | -14 | 0.08 | 27 | 0 | 89.5531 | 89.5531 | 173.7529 | 0 | 0 | 0.046 | 0.0275 | 1.0494 | 0 | 0.00282 | 0.1485 | 45.0839 | 6.0261 | 226.1846 | 0 | 0 | 0 | 0 | 17.0637 | 42.5178 | 0 | 0 | -214.9584 | 0.6747 | 10.6078 | 0 | -1 | -4.2 | 10.7593 | 0 | 0 | 23.2445 | 23.2445 | 23.2445 | 23.2445 | 27.0285 | 45.7002 | 1.3368 | 0 | 6.9381 | 12.5488 | 1.7014 | 62.9821 | 66.5807 | 73.746 | 1079.103 | 26.9163 | 46.6141 | 1.1346 | 0.3248 | -8.8207 | 13.847 | 3.48 | 29.422 | 1147.925 | 313.8915 | -30.1107 | 8.0936 | 4.06 | -2.09 | 11.1967 | 4.0055 | 48.1412 | 2025-10-21 | 2025_10_21 Hr 12 | 70.8587 | -0.000135 | -1147.925 | -214.9584 | 383.712 | 782.6066 | 146.6705 | 15.25 | 34.6442 | 95.9803 | 200.4503 | 87.2814 | 22.8901 | 179.1062 | 173.7529 | 0 | 6.0261 | 45.0839 | 226.1846 | 0 | 129.5628 | 0
2025_10_21 Hr 13 | 9.8538 | 0.0093 | 0.26226 | 3.8139 | 3.8193 | 3.8193 | 3.8097 | 3.8139 | 3.8139 | 79.6453 | -14 | 0.08 | 38 | 0 | 89.5531 | 89.5531 | 173.7529 | 0 | 0 | 0.046 | 0.0275 | 1.0494 | 0 | 0.00282 | 0.1485 | 45.3461 | 6.0261 | 226.1846 | 0 | 0 | 0 | 0 | 16.8571 | 41.9502 | 0 | 0 | -230.5672 | 0.6747 | 10.6078 | 0 | -1 | -4.2 | 10.7593 | 0 | 0 | 22.9931 | 22.9931 | 22.9931 | 22.9931 | 26.7362 | 45.7002 | 1.3368 | 0 | 6.9381 | 12.5488 | 1.7014 | 62.9821 | 66.5807 | 70.854 | 1076.691 | 26.8235 | 46.4533 | 1.1346 | 0.3248 | -9.8538 | 13.847 | 3.48 | 29.422 | 1137.708 | 322.7283 | -31.1438 | 8.0936 | 4.06 | -2.09 | 11.1581 | 3.9917 | 47.9433 | 2025-10-21 | 2025_10_21 Hr 13 | 71.3303 | 0.000209 | -1137.708 | -230.5672 | 380.6867 | 782.8688 | 154.8258 | 15.25 | 34.6442 | 95.206 | 198.5052 | 86.9755 | 22.8901 | 179.1062 | 173.7529 | 0 | 6.0261 | 45.3461 | 226.1846 | 0 | 129.5628 | 0
2025_10_21 Hr 14 | 8.8207 | 0.00678 | 0.1912 | 3.8139 | 3.8193 | 3.8193 | 3.8097 | 3.8139 | 3.8139 | 80.8254 | -14 | 0.08 | 48 | 0 | 89.5531 | 89.5531 | 173.7529 | 0 | 0 | 0.046 | 0.0275 | 1.0494 | 0 | 0.00282 | 0.1485 | 45.3461 | 6.0261 | 226.1846 | 0 | 0 | 0 | 0 | 17.2339 | 42.9853 | 0 | 0 | -239.7536 | 0.6747 | 10.6078 | 0 | -1 | -4.2 | 10.7593 | 0 | 0 | 23.4515 | 23.4515 | 23.4515 | 23.4515 | 27.2692 | 48.6486 | 1.3368 | 0 | 6.9381 | 12.5488 | 1.7014 | 62.9821 | 66.5807 | 29.9322 | 1081.579 | 26.9927 | 46.7464 | 1.1346 | 0.3248 | -8.8207 | 13.847 | 3.48 | 29.422 | 1105.992 | 294.2772 | -30.1107 | 8.0936 | 4.06 | -2.09 | 11.2285 | 4.0169 | 46.8122 | 2025-10-21 | 2025_10_21 Hr 14 | 70.5765 | -0.000372 | -1105.992 | -239.7536 | 386.2035 | 782.8688 | 126.7788 | 15.25 | 34.6442 | 96.618 | 202.0522 | 87.5334 | 22.8901 | 179.1062 | 173.7529 | 0 | 6.0261 | 45.3461 | 226.1846 | 0 | 129.5628 | 0
2025_10_21 Hr 15 | 7.2635 | 0.0033 | 0.09306 | 3.8139 | 3.8193 | 3.8193 | 3.8097 | 3.8139 | 3.8139 | 73.821 | -14 | 0.08 | 51 | 0 | 89.5531 | 89.5531 | 173.7529 | 0 | 0 | 0.046 | 0.0275 | 1.0494 | 0 | 0.00282 | 0.1485 | 44.3677 | 6.0261 | 226.1846 | 0 | 0 | 0 | 0 | 14.9974 | 36.841 | 0 | 0 | -224.3636 | 0.6747 | 10.6078 | 0 | -1 | -4.2 | 10.7593 | 0 | 0 | 20.7305 | 20.7305 | 20.7305 | 20.7305 | 24.1052 | 48.6486 | 1.3368 | 0 | 6.9381 | 12.5488 | 1.7014 | 62.9821 | 66.5807 | 20.967 | 1051.069 | 25.9882 | 45.0068 | 1.1346 | 0.3248 | -7.2635 | 13.847 | 3.48 | 29.422 | 1081.592 | 283.4399 | -28.5535 | 8.0936 | 4.06 | -2.09 | 10.8107 | 3.8674 | 45.6466 | 2025-10-21 | 2025_10_21 Hr 15 | 66.5449 | -0.000402 | -1081.592 | -224.3636 | 353.4586 | 781.8904 | 120.712 | 15.25 | 34.6442 | 88.2372 | 180.9994 | 84.222 | 22.8901 | 179.1062 | 173.7529 | 0 | 6.0261 | 44.3677 | 226.1846 | 0 | 129.5628 | 0
2025_10_21 Hr 16 | 7.2585 | 0.00444 | 0.12521 | 3.8139 | 3.8193 | 3.8193 | 3.8097 | 3.8139 | 3.8139 | 72.4125 | -14 | 0.08 | 48 | 0 | 89.5531 | 89.5531 | 173.7529 | 0 | 0 | 0.046 | 0.0275 | 1.0494 | 0 | 0.00282 | 0.1485 | 41.0398 | 6.0261 | 226.1846 | 0 | 0 | 0 | 0 | 14.5477 | 35.6055 | 0 | 0 | -219.5252 | 0.6747 | 10.6078 | 0 | -1 | -4.2 | 10.7593 | 0 | 0 | 20.1833 | 20.1833 | 20.1833 | 20.1833 | 23.469 | 48.6486 | 1.3368 | 0 | 6.9381 | 12.5488 | 1.7014 | 62.9821 | 66.5807 | 27.9078 | 1041.854 | 25.7862 | 44.657 | 1.1346 | 0.3248 | -7.2585 | 13.847 | 3.48 | 29.422 | 1080.492 | 286.711 | -28.5485 | 8.0936 | 4.06 | -2.09 | 10.7267 | 3.8373 | 45.5395 | 2025-10-21 | 2025_10_21 Hr 16 | 65.4184 | -0.0004 | -1080.492 | -219.5252 | 346.874 | 778.5625 | 124.686 | 15.25 | 34.6442 | 86.5519 | 176.766 | 83.5561 | 22.8901 | 179.1062 | 173.7529 | 0 | 6.0261 | 41.0398 | 226.1846 | 0 | 129.5628 | 0
2025_10_21 Hr 17 | 6.2105 | 0.0027 | 0.07614 | 3.8139 | 3.8193 | 3.8193 | 3.8097 | 3.8139 | 3.8139 | 75.7624 | -14 | 0.08 | 36 | 0 | 89.5531 | 89.5531 | 173.7529 | 0 | 0 | 0.046 | 0.0275 | 1.0494 | 0 | 0.00282 | 0.1485 | 41.0394 | 6.0261 | 226.1846 | 0 | 0 | 0 | 0 | 15.6173 | 38.5441 | 0 | 0 | -224.0678 | 0.6747 | 10.6078 | 0 | -1 | -4.2 | 10.7593 | 0 | 0 | 21.4847 | 21.4847 | 21.4847 | 21.4847 | 24.9822 | 42.7518 | 1.3368 | 0 | 6.9381 | 12.5488 | 1.7014 | 62.9821 | 66.5807 | 42.9462 | 1055.882 | 26.2666 | 45.489 | 1.1346 | 0.3248 | -6.2105 | 13.847 | 3.48 | 29.422 | 1088.7 | 284.3865 | -27.5005 | 8.0936 | 4.06 | -2.09 | 10.9265 | 3.9088 | 45.9233 | 2025-10-21 | 2025_10_21 Hr 17 | 64.5272 | -2.7e-05 | -1088.7 | -224.0678 | 362.5347 | 778.5621 | 121.7768 | 15.25 | 34.6442 | 90.5601 | 186.8347 | 85.1398 | 22.8901 | 179.1062 | 173.7529 | 0 | 6.0261 | 41.0394 | 226.1846 | 0 | 129.5628 | 0
2025_10_21 Hr 18 | 0.51906 | 0.0018 | 0.05076 | 3.8139 | 3.8193 | 3.8193 | 3.8097 | 3.8139 | 3.8139 | 79.2647 | -14 | 0.08 | 34 | 0 | 89.5531 | 89.5531 | 173.7529 | 0 | 0 | 0.046 | 0.0275 | 1.0494 | 0 | 0.00282 | 0.1485 | 15.1639 | 6.0261 | 226.1846 | 0 | 0 | 0 | 0 | 16.7356 | 41.6162 | 0 | 0 | -160.0243 | 0.6747 | 10.6078 | 0 | -1 | -4.2 | 10.7593 | 0 | 0 | 22.8452 | 22.8452 | 22.8452 | 22.8452 | 26.5642 | 41.6988 | 1.3368 | 0 | 6.9381 | 12.5488 | 1.7014 | 62.9821 | 66.5807 | 60.8766 | 1044.698 | 26.7689 | 46.3588 | 1.1346 | 0.3248 | -0.51906 | 13.847 | 3.48 | 29.422 | 1158.092 | 295.2273 | -21.8091 | 8.0936 | 4.06 | -2.09 | 11.1354 | 3.9836 | 47.8197 | 2025-10-21 | 2025_10_21 Hr 18 | 59.6994 | -0.000436 | -1158.092 | -160.0243 | 378.9071 | 752.6866 | 136.628 | 15.25 | 34.6442 | 94.7505 | 197.3611 | 86.7955 | 22.8901 | 179.1062 | 173.7529 | 0 | 6.0261 | 15.1639 | 226.1846 | 0 | 129.5628 | 0
2025_10_21 Hr 19 | 0 | 0.00108 | 0.030456 | 3.8139 | 3.8193 | 3.8193 | 3.8097 | 3.8139 | 3.8139 | 89.6191 | -14 | 0.08 | 30 | 0 | 89.5531 | 89.5531 | 173.7529 | 0 | 0 | 0.046 | 0.0275 | 1.0494 | 0 | 0.00282 | 0.1485 | 14.5107 | 0 | 226.1846 | 0 | 0 | 0 | 0 | 20.0417 | 50.6991 | 0 | 0 | -181.6916 | 0.6747 | 10.6078 | 0 | -1 | -4.2 | 10.7593 | 0 | 0 | 26.8677 | 26.8677 | 26.8677 | 26.8677 | 31.2415 | 35.802 | 1.3368 | 0 | 6.9381 | 12.5488 | 1.7014 | 62.9821 | 66.5807 | 58.8522 | 1081.509 | 28.2538 | 48.9303 | 1.1346 | 0.3248 | 0 | 13.847 | 3.48 | 29.422 | 1166.208 | 287.6814 | -21.29 | 8.0936 | 4.06 | -2.09 | 11.7531 | 4.2045 | 48.4252 | 2025-10-21 | 2025_10_21 Hr 19 | 57.0992 | 0.000232 | -1166.208 | -181.6916 | 427.3125 | 746.0074 | 124.6857 | 15.25 | 34.6442 | 107.1395 | 228.4825 | 91.6906 | 22.8901 | 179.1062 | 173.7529 | 0 | 0 | 14.5107 | 226.1846 | 0 | 129.5628 | 0
2025_10_21 Hr 20 | 0 | 0.00039 | 0.010998 | 3.8139 | 3.8193 | 3.8193 | 3.8097 | 3.8139 | 3.8139 | 86.9163 | -14 | 0.08 | 27 | 0 | 89.5531 | 89.5531 | 173.7529 | 0 | 0 | 0.046 | 0.0275 | 1.0494 | 0 | 0.00282 | 0.1485 | 14.5107 | 0 | 226.1846 | 0 | 0 | 0 | 0 | 19.1787 | 48.3282 | 0 | 0 | -181.909 | 0.6747 | 10.6078 | 0 | -1 | -4.2 | 10.7593 | 0 | 0 | 25.8177 | 25.8177 | 25.8177 | 25.8177 | 30.0206 | 37.6974 | 1.3368 | 0 | 6.9381 | 12.5488 | 1.7014 | 62.9821 | 66.5807 | 68.8296 | 1070.132 | 27.8662 | 48.2591 | 1.1346 | 0.3248 | 0 | 13.847 | 3.48 | 29.422 | 1162.208 | 295.2758 | -21.29 | 8.0936 | 4.06 | -2.09 | 11.5919 | 4.1468 | 48.2702 | 2025-10-21 | 2025_10_21 Hr 20 | 60.4617 | 0.000255 | -1162.208 | -181.909 | 414.6773 | 746.0074 | 133.5384 | 15.25 | 34.6442 | 103.9056 | 220.3589 | 90.4128 | 22.8901 | 179.1062 | 173.7529 | 0 | 0 | 14.5107 | 226.1846 | 0 | 129.5628 | 0
2025_10_21 Hr 21 | 0 | 0 | 0 | 3.8139 | 3.8193 | 3.8193 | 3.8097 | 3.8139 | 3.8139 | 85.2223 | -14 | 0.08 | 39 | 0 | 89.5531 | 89.5531 | 173.7529 | 0 | 0 | 0.046 | 0.0275 | 1.0494 | 0 | 0.00282 | 0.1485 | 14.5107 | 0 | 226.1846 | 0 | 0 | 0 | 0 | 18.6378 | 46.8422 | 0 | 0 | -227.9707 | 0.6747 | 10.6078 | 0 | -1 | -4.2 | 10.7593 | 0 | 0 | 25.1596 | 25.1596 | 25.1596 | 25.1596 | 29.2553 | 35.802 | 1.3368 | 0 | 6.9381 | 12.5488 | 1.7014 | 62.9821 | 66.5807 | 67.8174 | 1063.002 | 27.6232 | 47.8384 | 1.1346 | 0.3248 | 0 | 13.847 | 3.48 | 29.422 | 1117.308 | 303.5669 | -21.29 | 8.0936 | 4.06 | -2.09 | 11.4908 | 4.1107 | 47.1039 | 2025-10-21 | 2025_10_21 Hr 21 | 54.6346 | 0.000274 | -1117.308 | -227.9707 | 406.758 | 746.0073 | 142.6194 | 15.25 | 34.6442 | 101.8787 | 215.2673 | 89.612 | 22.8901 | 179.1062 | 173.7529 | 0 | 0 | 14.5107 | 226.1846 | 0 | 129.5628 | 0
2025_10_21 Hr 22 | 0 | 0 | 0 | 3.8139 | 3.8193 | 3.8193 | 3.8097 | 3.8139 | 3.8139 | 74.2207 | -14 | 0.08 | 62 | 0 | 89.5531 | 89.5531 | 173.7529 | 0 | 0 | 0.046 | 0.0275 | 1.0494 | 0 | 0.00282 | 0.1485 | 14.5107 | 0 | 226.1846 | 0 | 0 | 0 | 0 | 15.1251 | 37.1917 | 0 | 0 | -248.2958 | 0.6747 | 10.6078 | 0 | -1 | -4.2 | 10.7593 | 0 | 0 | 20.8858 | 20.8858 | 20.8858 | 20.8858 | 24.2858 | 41.6988 | 1.3368 | 0 | 6.9381 | 12.5488 | 1.7014 | 48.5403 | 51.3137 | 63.7686 | 987.0636 | 26.0455 | 45.1061 | 1.1346 | 0.3248 | 0 | 13.847 | 3.48 | 29.422 | 1040.692 | 323.2139 | -21.29 | 8.0936 | 4.06 | -2.09 | 10.8345 | 3.8759 | 44.347 | 2025-10-21 | 2025_10_21 Hr 22 | 38.2711 | -0.00043 | -1040.692 | -248.2958 | 355.3272 | 716.2986 | 167.4674 | 15.25 | 34.6442 | 88.7154 | 182.2008 | 84.4109 | 22.8901 | 179.1062 | 173.7529 | 0 | 0 | 14.5107 | 226.1846 | 0 | 99.8541 | 0
2025_10_21 Hr 23 | 0 | 0 | 0 | 3.8139 | 3.8193 | 3.8193 | 3.8097 | 3.8139 | 3.8139 | 60.6305 | 0 | 0.08 | 71 | 0 | 89.5531 | 89.5531 | 176.4163 | 0 | 0 | 0.046 | 0.0275 | 1.0494 | 0 | 0.00282 | 0.1485 | 14.5107 | 0 | 228.977 | 0 | 0 | 0 | 0 | 10.7858 | 25.2704 | 0 | 0 | -308.0781 | 0.6747 | 10.6078 | 0 | -1 | -4.2 | 10.7593 | 0 | 0 | 15.6063 | 15.6063 | 15.6063 | 15.6063 | 18.1469 | 44.6472 | 1.3368 | 0 | 6.9381 | 12.5488 | 1.7014 | 62.4248 | 65.8971 | 56.8278 | 963.8798 | 24.0966 | 41.7309 | 1.1346 | 0.3248 | 0 | 13.847 | 3.48 | 29.422 | 970.3083 | 321.7967 | -7.29 | 8.0936 | 4.06 | -2.09 | 10.0238 | 3.5859 | 42.3553 | 2025-10-21 | 2025_10_21 Hr 23 | 51.3211 | 1.3e-05 | -970.3083 | -308.0781 | 305.795 | 750.2222 | 172.475 | 15.25 | 34.6442 | 72.4549 | 141.3539 | 91.9861 | 22.8901 | 179.1062 | 176.4163 | 0 | 0 | 14.5107 | 228.977 | 0 | 128.3219 | 0
2025_10_21 Hr 24 | 0 | 0 | 0 | 3.8139 | 3.8193 | 3.8193 | 3.8097 | 3.8139 | 3.8139 | 53.5118 | 0 | 0.08 | 78 | 0 | 89.5531 | 89.5531 | 176.4163 | 0 | 0 | 0.046 | 0.0275 | 1.0494 | 0 | 0.00282 | 0.1485 | 14.5107 | 0 | 228.977 | 0 | 0 | 0 | 0 | 8.5129 | 19.0259 | 0 | 0 | -340.8705 | 0.6747 | 10.6078 | 0 | -1 | -4.2 | 10.7593 | 0 | 0 | 12.8409 | 12.8409 | 12.8409 | 12.8409 | 14.9313 | 38.7504 | 1.3368 | 0 | 6.9381 | 12.5488 | 1.7014 | 64.2243 | 67.8938 | 53.7912 | 937.7626 | 23.0758 | 39.963 | 1.1346 | 0.3248 | 0 | 13.847 | 3.48 | 29.422 | 906.1 | 316.4979 | -7.29 | 8.0936 | 4.06 | -2.09 | 9.5992 | 3.434 | 40.2522 | 2025-10-21 | 2025_10_21 Hr 24 | 53.7469 | -6.7e-05 | -906.1 | -340.8705 | 272.5162 | 754.0184 | 170.5416 | 15.25 | 34.6442 | 63.9375 | 119.9579 | 88.6208 | 22.8901 | 179.1062 | 176.4163 | 0 | 0 | 14.5107 | 228.977 | 0 | 132.1181 | 0
2025_10_22 Hr 01 | 0 | 0 | 0 | 3.8139 | 3.8193 | 3.8193 | 3.8097 | 3.8139 | 3.8139 | 43.9887 | 0 | 0.08 | 89 | 0 | 89.5531 | 89.5531 | 176.4163 | 0 | 0 | 0.046 | 0.0275 | 1.0494 | 0 | 0.00282 | 0.1485 | 14.5107 | 0 | 228.977 | 0 | 0 | 0 | 0 | 5.0952 | 9.6122 | 0 | 0 | -334.627 | 0.6747 | 10.6845 | 0 | -1 | -4.2 | 10.8746 | 0 | 0 | 8.8908 | 8.8908 | 8.8908 | 8.8908 | 10.3381 | 44.6472 | 1.3368 | 0 | 7.036 | 12.8081 | 1.7014 | 64.2243 | 67.8938 | 47.8626 | 895.3334 | 21.9829 | 38.0518 | 1.1346 | 0.3248 | 0 | 13.847 | 3.48 | 29.422 | 877.5084 | 324.0919 | -7.29 | 8.1227 | 4.06 | -2.09 | 9.1358 | 3.2679 | 39.0415 | 2025-10-22 | 2025_10_22 Hr 01 | 53.5665 | -8.7e-05 | -877.5084 | -334.627 | 226.7129 | 754.0184 | 181.5098 | 15.25 | 34.6442 | 51.4251 | 90.0413 | 85.2465 | 22.8901 | 179.1062 | 176.4163 | 0 | 0 | 14.5107 | 228.977 | 0 | 132.1181 | 0
2025_10_22 Hr 02 | 0 | 0 | 0 | 3.8139 | 3.8193 | 3.8193 | 3.8097 | 3.8139 | 3.8139 | 40.2076 | 0 | 0.08 | 87 | 0 | 89.5531 | 89.5531 | 176.4163 | 0 | 0 | 0.046 | 0.0275 | 1.0494 | 0 | 0.00282 | 0.1485 | 14.5107 | 0 | 228.977 | 0 | 0 | 0 | 0 | 3.9169 | 6.3764 | 0 | 0 | -346.1181 | 0.6747 | 10.6845 | 0 | -1 | -4.2 | 10.8746 | 0 | 0 | 7.4248 | 7.4248 | 7.4248 | 7.4248 | 8.6335 | 42.7518 | 1.3368 | 0 | 7.036 | 12.8081 | 1.7014 | 64.2243 | 67.8938 | 37.8852 | 879.5697 | 21.4451 | 37.1208 | 1.1346 | 0.3248 | 0 | 13.847 | 3.48 | 29.422 | 834.6083 | 308.4468 | -7.29 | 8.1227 | 4.06 | -2.09 | 8.9122 | 3.188 | 37.4993 | 2025-10-22 | 2025_10_22 Hr 02 | 51.7089 | 4e-05 | -834.6083 | -346.1181 | 209.1768 | 754.0184 | 167.637 | 15.25 | 34.6442 | 47.011 | 78.6916 | 83.4742 | 22.8901 | 179.1062 | 176.4163 | 0 | 0 | 14.5107 | 228.977 | 0 | 132.1181 | 0
2025_10_22 Hr 03 | 0 | 0 | 0 | 3.8139 | 3.8193 | 3.8193 | 3.8097 | 3.8139 | 3.8139 | 41.2441 | 0 | 0.08 | 88 | 0 | 89.5531 | 89.5531 | 176.4163 | 0 | 0 | 0.046 | 0.0275 | 1.0494 | 0 | 0.00282 | 0.1485 | 14.5107 | 6.0261 | 228.977 | 0 | 0 | 0 | 0 | 4.2399 | 7.2633 | 0 | 0 | -364.7 | 0.6747 | 10.6845 | 0 | -1 | -4.2 | 10.8746 | 0 | 0 | 7.8266 | 7.8266 | 7.8266 | 7.8266 | 9.1007 | 44.6472 | 1.3368 | 0 | 7.036 | 12.8081 | 1.7014 | 64.2243 | 67.8938 | 43.8138 | 889.9168 | 21.5925 | 37.376 | 1.1346 | 0.3248 | 0 | 13.847 | 3.48 | 29.422 | 835.6833 | 317.7566 | -7.29 | 8.1227 | 4.06 | -2.09 | 8.9735 | 3.2099 | 37.7862 | 2025-10-22 | 2025_10_22 Hr 03 | 54.324 | 7.8e-05 | -835.6833 | -364.7 | 213.9837 | 760.0445 | 176.461 | 15.25 | 34.6442 | 48.2209 | 81.8027 | 83.9601 | 22.8901 | 179.1062 | 176.4163 | 0 | 6.0261 | 14.5107 | 228.977 | 0 | 132.1181 | 0
2025_10_22 Hr 04 | 0 | 0 | 0 | 3.8139 | 3.8193 | 3.8193 | 3.8097 | 3.8139 | 3.8139 | 44.3917 | 0 | 0.08 | 89 | 0 | 89.5531 | 89.5531 | 176.4163 | 0 | 0 | 0.046 | 0.0275 | 1.0494 | 0 | 0.00282 | 0.1485 | 14.5107 | 6.0261 | 228.977 | 0 | 0 | 0 | 0 | 5.2208 | 9.9571 | 0 | 0 | -408.5934 | 0.6747 | 10.6845 | 0 | -1 | -4.2 | 10.8746 | 0 | 0 | 9.0471 | 9.0471 | 9.0471 | 9.0471 | 10.5198 | 48.6486 | 1.3368 | 0 | 7.036 | 12.8081 | 1.7014 | 64.2243 | 67.8938 | 55.8156 | 903.0399 | 22.0403 | 38.151 | 1.1346 | 0.3248 | 0 | 13.847 | 3.48 | 29.422 | 823.3917 | 336.2352 | -7.29 | 8.1227 | 4.06 | -2.09 | 9.1596 | 3.2764 | 37.8785 | 2025-10-22 | 2025_10_22 Hr 04 | 60.8707 | 8e-06 | -823.3917 | -408.5934 | 228.5822 | 760.0445 | 193.4642 | 15.25 | 34.6442 | 51.8956 | 91.2511 | 85.4354 | 22.8901 | 179.1062 | 176.4163 | 0 | 6.0261 | 14.5107 | 228.977 | 0 | 132.1181 | 0
2025_10_22 Hr 05 | 0 | 0 | 0 | 3.8139 | 3.8193 | 3.8193 | 3.8097 | 3.8139 | 3.8139 | 52.472 | 0 | 0.08 | 84 | 0 | 89.5531 | 89.5531 | 176.4163 | 0 | 0 | 0.046 | 0.0275 | 1.0494 | 0 | 0.00282 | 0.1485 | 19.6074 | 6.0261 | 228.977 | 0 | 0 | 0 | 0 | 7.7389 | 16.8722 | 0 | 0 | -397.202 | 0.6747 | 10.6845 | 0 | -1 | -4.2 | 10.8746 | 0 | 0 | 12.18 | 12.18 | 12.18 | 12.18 | 14.1628 | 49.7016 | 1.3368 | 0 | 7.036 | 12.8081 | 1.7014 | 64.2243 | 67.8938 | 55.8156 | 941.8246 | 23.1897 | 40.1406 | 1.1346 | 0.3248 | 0 | 13.847 | 3.48 | 29.422 | 873.4083 | 336.0756 | -7.29 | 8.1227 | 4.06 | -2.09 | 9.6372 | 3.4473 | 39.703 | 2025-10-22 | 2025_10_22 Hr 05 | 69.9964 | -3.4e-05 | -873.4083 | -397.202 | 266.0577 | 765.1412 | 189.5172 | 15.25 | 34.6442 | 61.3287 | 115.5061 | 89.2229 | 22.8901 | 179.1062 | 176.4163 | 0 | 6.0261 | 19.6074 | 228.977 | 0 | 132.1181 | 0
2025_10_22 Hr 06 | 0 | 0 | 0 | 3.8139 | 3.8193 | 3.8193 | 3.8097 | 3.8139 | 3.8139 | 67.9993 | 0 | 0.08 | 78 | 0 | 89.5531 | 89.5531 | 176.4163 | 0 | 0 | 0.046 | 0.0275 | 1.0494 | 0 | 0.00282 | 0.1485 | 36.6503 | 6.0261 | 228.977 | 0 | 0 | 0 | 0 | 12.5776 | 30.1603 | 0 | 0 | -372.3568 | 0.6747 | 10.6845 | 0 | -1 | -4.2 | 10.8746 | 0 | 0 | 18.2003 | 18.2003 | 18.2003 | 18.2003 | 21.1631 | 53.5977 | 1.3368 | 0 | 7.036 | 12.8081 | 1.7014 | 64.2243 | 67.8938 | 39.9096 | 1023.603 | 25.3983 | 43.9637 | 1.1346 | 0.3248 | 0 | 13.847 | 3.48 | 29.422 | 969.3 | 325.3438 | -7.29 | 8.1227 | 4.06 | -2.09 | 10.5551 | 3.7756 | 43.1613 | 2025-10-22 | 2025_10_22 Hr 06 | 83.0899 | -2.2e-05 | -969.3 | -372.3568 | 338.0712 | 782.1841 | 171.5073 | 15.25 | 34.6442 | 79.4556 | 162.1147 | 96.5009 | 22.8901 | 179.1062 | 176.4163 | 0 | 6.0261 | 36.6503 | 228.977 | 0 | 132.1181 | 0
2025_10_22 Hr 07 | 0 | 0 | 0 | 3.8139 | 3.8193 | 3.8193 | 3.8097 | 3.8139 | 3.8139 | 93.8524 | -14 | 0.08 | 72 | 0 | 89.5531 | 89.5531 | 173.7529 | 0 | 0 | 0.046 | 0.0275 | 1.0494 | 0 | 0.00282 | 0.1485 | 17.4507 | 6.0261 | 226.1846 | 0 | 0 | 0 | 0 | 20.6342 | 52.2852 | 0 | 0 | -343.6488 | 0.6747 | 10.6845 | 0 | -1 | -4.2 | 10.8746 | 0 | 0 | 28.2241 | 28.2241 | 28.2241 | 28.2241 | 32.8187 | 52.65 | 1.3368 | 0 | 7.036 | 12.8081 | 1.7014 | 62.9821 | 66.5807 | 59.8644 | 1104.178 | 29.0758 | 50.3293 | 1.1346 | 0.3248 | 0 | 13.847 | 3.48 | 29.422 | 1089.708 | 350.4689 | -21.29 | 8.1227 | 4.06 | -2.09 | 12.0834 | 4.3223 | 47.5365 | 2025-10-22 | 2025_10_22 Hr 07 | 61.9571 | 0.000226 | -1089.708 | -343.6488 | 443.975 | 754.9734 | 184.5144 | 15.25 | 34.6442 | 109.6371 | 239.7189 | 94.619 | 22.8901 | 179.1062 | 173.7529 | 0 | 6.0261 | 17.4507 | 226.1846 | 0 | 129.5628 | 0
2025_10_22 Hr 08 | 0 | 0 | 0 | 3.8139 | 3.8193 | 3.8193 | 3.8097 | 3.8139 | 3.8139 | 95.6757 | -14 | 0.08 | 41 | 0 | 89.5531 | 89.5531 | 173.7529 | 0 | 0 | 0.046 | 0.0275 | 1.0494 | 0 | 0.00282 | 0.1485 | 17.5169 | 6.0261 | 226.1846 | 0 | 0 | 0 | 0 | 21.2024 | 53.8456 | 0 | 0 | -232.7604 | 0.6747 | 10.6845 | 0 | -1 | -4.2 | 10.8746 | 0 | 0 | 28.9311 | 28.9311 | 28.9311 | 28.9311 | 33.6408 | 48.6486 | 1.3368 | 0 | 7.036 | 12.8081 | 1.7014 | 62.9821 | 66.5807 | 45.8382 | 1111.846 | 29.3352 | 50.7783 | 1.1346 | 0.3248 | 0 | 13.847 | 3.48 | 29.422 | 1160.092 | 302.296 | -21.29 | 8.1227 | 4.06 | -2.09 | 12.1912 | 4.3609 | 48.8557 | 2025-10-22 | 2025_10_22 Hr 08 | 61.6522 | -0.000407 | -1160.092 | -232.7604 | 452.4315 | 755.0395 | 135.4868 | 15.25 | 34.6442 | 111.7657 | 245.1921 | 95.4736 | 22.8901 | 179.1062 | 173.7529 | 0 | 6.0261 | 17.5169 | 226.1846 | 0 | 129.5628 | 0
2025_10_22 Hr 09 | 10.3696 | 0.00018 | 0.005076 | 3.8139 | 3.8193 | 3.8193 | 3.8097 | 3.8139 | 3.8139 | 92.2785 | -14 | 0.08 | 28 | 0 | 89.5531 | 89.5531 | 173.7529 | 0 | 0 | 0.046 | 0.0275 | 1.0494 | 0 | 0.00282 | 0.1485 | 15.492 | 6.0261 | 226.1846 | 0 | 0 | 0 | 0 | 20.1438 | 50.9383 | 0 | 0 | -168.6063 | 0.6747 | 10.6845 | 0 | -1 | -4.2 | 10.8746 | 0 | 0 | 27.6139 | 27.6139 | 27.6139 | 27.6139 | 32.1092 | 44.6472 | 1.3368 | 0 | 7.036 | 12.8081 | 1.7014 | 62.9821 | 66.5807 | 35.8608 | 1095.663 | 28.8519 | 49.9418 | 1.1346 | 0.3248 | -10.3696 | 13.847 | 3.48 | 29.422 | 1179.492 | 284.0945 | -31.6596 | 8.1227 | 4.06 | -2.09 | 11.9904 | 4.289 | 48.7774 | 2025-10-22 | 2025_10_22 Hr 09 | 64.8622 | -0.000451 | -1179.492 | -168.6063 | 436.6757 | 753.0147 | 108.5133 | 15.25 | 34.6442 | 107.7998 | 234.9947 | 93.8813 | 22.8901 | 179.1062 | 173.7529 | 0 | 6.0261 | 15.492 | 226.1846 | 0 | 129.5628 | 0
2025_10_22 Hr 10 | 17.381 | 0.00078 | 0.021996 | 3.8139 | 3.8193 | 3.8193 | 3.8097 | 3.8139 | 3.8139 | 86.655 | -14 | 0.08 | 14 | 0 | 89.5531 | 89.5531 | 173.7529 | 0 | 0 | 0.046 | 0.0275 | 1.0494 | 0 | 0.00282 | 0.1485 | 17.4516 | 6.0261 | 226.1846 | 0 | 0 | 0 | 0 | 18.3913 | 46.1257 | 0 | 0 | -112.3405 | 0.6747 | 10.6845 | 0 | -1 | -4.2 | 10.8746 | 0 | 0 | 25.4335 | 25.4335 | 25.4335 | 25.4335 | 29.5739 | 44.6472 | 1.3368 | 0 | 7.036 | 12.8081 | 1.7014 | 62.9821 | 66.5807 | 27.9078 | 1074.194 | 28.052 | 48.5572 | 1.1346 | 0.3248 | -17.381 | 13.847 | 3.48 | 29.422 | 1189.7 | 266.5177 | -38.671 | 8.1227 | 4.06 | -2.09 | 11.658 | 4.1701 | 48.44 | 2025-10-22 | 2025_10_22 Hr 10 | 65.2349 | -4.7e-05 | -1189.7 | -112.3405 | 410.5942 | 754.9743 | 86.5778 | 15.25 | 34.6442 | 101.2347 | 218.1142 | 91.2454 | 22.8901 | 179.1062 | 173.7529 | 0 | 6.0261 | 17.4516 | 226.1846 | 0 | 129.5628 | 0
2025_10_22 Hr 11 | 17.5684 | 0.002055 | 0.057951 | 3.8139 | 3.8193 | 3.8193 | 3.8097 | 3.8139 | 3.8139 | 83.6608 | -14 | 0.08 | 9 | 0 | 89.5531 | 89.5531 | 173.7529 | 0 | 0 | 0.046 | 0.0275 | 1.0494 | 0 | 0.00282 | 0.1485 | 19.6074 | 6.0261 | 226.1846 | 0 | 0 | 0 | 0 | 17.4582 | 43.5633 | 0 | 0 | -109.6995 | 0.6747 | 10.6845 | 0 | -1 | -4.2 | 10.8746 | 0 | 0 | 24.2726 | 24.2726 | 24.2726 | 24.2726 | 28.224 | 49.7016 | 1.3368 | 0 | 7.036 | 12.8081 | 1.7014 | 62.9821 | 66.5807 | 38.8974 | 1063.903 | 27.6261 | 47.82 | 1.1346 | 0.3248 | -17.5684 | 13.847 | 3.48 | 29.422 | 1191.692 | 276.3469 | -38.8584 | 8.1227 | 4.06 | -2.09 | 11.481 | 4.1068 | 48.4839 | 2025-10-22 | 2025_10_22 Hr 11 | 73.6283 | -0.000393 | -1191.692 | -109.6995 | 396.7078 | 757.1301 | 97.659 | 15.25 | 34.6442 | 97.7392 | 209.1266 | 89.8419 | 22.8901 | 179.1062 | 173.7529 | 0 | 6.0261 | 19.6074 | 226.1846 | 0 | 129.5628 | 0
2025_10_22 Hr 12 | 16.0593 | 0.00345 | 0.09729 | 3.8139 | 3.8193 | 3.8193 | 3.8097 | 3.8139 | 3.8139 | 83.277 | -14 | 0.08 | 11 | 0 | 89.5531 | 89.5531 | 173.7529 | 0 | 0 | 0.046 | 0.0275 | 1.0494 | 0 | 0.00282 | 0.1485 | 29.0112 | 6.0261 | 226.1846 | 0 | 0 | 0 | 0 | 17.3386 | 43.2348 | 0 | 0 | -126.0658 | 0.6747 | 10.6845 | 0 | -1 | -4.2 | 10.8746 | 0 | 0 | 24.1238 | 24.1238 | 24.1238 | 24.1238 | 28.0509 | 54.6507 | 1.3368 | 0 | 7.036 | 12.8081 | 1.7014 | 62.9821 | 66.5807 | 46.8504 | 1071.745 | 27.5715 | 47.7254 | 1.1346 | 0.3248 | -16.0593 | 13.847 | 3.48 | 29.422 | 1197.892 | 289.5614 | -37.3493 | 8.1227 | 4.06 | -2.09 | 11.4583 | 4.0987 | 48.944 | 2025-10-22 | 2025_10_22 Hr 12 | 66.6239 | -0.000412 | -1197.892 | -126.0658 | 394.9275 | 766.5338 | 112.6018 | 15.25 | 34.6442 | 97.2911 | 207.9744 | 89.662 | 22.8901 | 179.1062 | 173.7529 | 0 | 6.0261 | 29.0112 | 226.1846 | 0 | 129.5628 | 0
2025_10_22 Hr 13 | 15.5402 | 0.00381 | 0.10744 | 3.8139 | 3.8193 | 3.8193 | 3.8097 | 3.8139 | 3.8139 | 78.8434 | -14 | 0.08 | 19 | 0 | 89.5531 | 89.5531 | 173.7529 | 0 | 0 | 0.046 | 0.0275 | 1.0494 | 0 | 0.00282 | 0.1485 | 38.4141 | 6.0261 | 226.1846 | 0 | 0 | 0 | 0 | 15.957 | 39.4406 | 0 | 0 | -180.7553 | 0.6747 | 10.6845 | 0 | -1 | -4.2 | 10.8746 | 0 | 0 | 22.4048 | 22.4048 | 22.4048 | 22.4048 | 26.0521 | 64.5489 | 1.3368 | 0 | 7.036 | 12.8081 | 1.7014 | 62.9821 | 66.5807 | 50.8992 | 1062.674 | 26.9409 | 46.6338 | 1.1346 | 0.3248 | -15.5402 | 13.847 | 3.48 | 29.422 | 1154 | 308.9115 | -36.8302 | 8.1227 | 4.06 | -2.09 | 11.1962 | 4.005 | 47.931 | 2025-10-22 | 2025_10_22 Hr 13 | 65.0542 | -7.1e-05 | -1154 | -180.7553 | 374.3649 | 775.9368 | 134.5594 | 15.25 | 34.6442 | 92.1152 | 194.6658 | 87.5839 | 22.8901 | 179.1062 | 173.7529 | 0 | 6.0261 | 38.4141 | 226.1846 | 0 | 129.5628 | 0
2025_10_22 Hr 14 | 13.9914 | 0.00834 | 0.23519 | 3.8139 | 3.8193 | 3.8193 | 3.8097 | 3.8139 | 3.8139 | 74.3906 | -14 | 0.08 | 21 | 0 | 89.5531 | 89.5531 | 173.7529 | 0 | 0 | 0.046 | 0.0275 | 1.0494 | 0 | 0.00282 | 0.1485 | 43.7135 | 6.0261 | 226.1846 | 0 | 0 | 0 | 0 | 14.5693 | 35.6299 | 0 | 0 | -196.77 | 0.6747 | 10.6845 | 0 | -1 | -4.2 | 10.8746 | 0 | 0 | 20.6783 | 20.6783 | 20.6783 | 20.6783 | 24.0446 | 65.6019 | 1.3368 | 0 | 7.036 | 12.8081 | 1.7014 | 62.9821 | 66.5807 | 64.7808 | 1049.537 | 26.3075 | 45.5374 | 1.1346 | 0.3248 | -13.9914 | 13.847 | 3.48 | 29.422 | 1139.7 | 322.2146 | -35.2814 | 8.1227 | 4.06 | -2.09 | 10.9329 | 3.9108 | 47.5772 | 2025-10-22 | 2025_10_22 Hr 14 | 65.3337 | -9.4e-05 | -1139.7 | -196.77 | 353.7133 | 781.2362 | 151.6262 | 15.25 | 34.6442 | 86.9169 | 181.2997 | 85.4967 | 22.8901 | 179.1062 | 173.7529 | 0 | 6.0261 | 43.7135 | 226.1846 | 0 | 129.5628 | 0
2025_10_22 Hr 15 | 11.9184 | 0.008085 | 0.228 | 3.8139 | 3.8193 | 3.8193 | 3.8097 | 3.8139 | 3.8139 | 72.4329 | -14 | 0.08 | 25 | 0 | 89.5531 | 89.5531 | 173.7529 | 0 | 0 | 0.046 | 0.0275 | 1.0494 | 0 | 0.00282 | 0.1485 | 45.3461 | 6.0261 | 226.1846 | 0 | 0 | 0 | 0 | 13.9593 | 33.9545 | 0 | 0 | -167.2287 | 0.6747 | 10.6845 | 0 | -1 | -4.2 | 10.8746 | 0 | 0 | 19.9193 | 19.9193 | 19.9193 | 19.9193 | 23.1619 | 61.6005 | 1.3368 | 0 | 7.036 | 12.8081 | 1.7014 | 62.9821 | 66.5807 | 49.887 | 1043 | 26.029 | 45.0554 | 1.1346 | 0.3248 | -11.9184 | 13.847 | 3.48 | 29.422 | 1146.892 | 304.3286 | -33.2084 | 8.1227 | 4.06 | -2.09 | 10.8172 | 3.8694 | 47.4724 | 2025-10-22 | 2025_10_22 Hr 15 | 68.3744 | -0.000394 | -1146.892 | -167.2287 | 344.6338 | 782.8688 | 136.7236 | 15.25 | 34.6442 | 84.6315 | 175.4232 | 84.5791 | 22.8901 | 179.1062 | 173.7529 | 0 | 6.0261 | 45.3461 | 226.1846 | 0 | 129.5628 | 0
2025_10_22 Hr 16 | 11.9201 | 0.004905 | 0.13832 | 3.8139 | 3.8193 | 3.8193 | 3.8097 | 3.8139 | 3.8139 | 72.9703 | -14 | 0.08 | 19 | 0 | 89.5531 | 89.5531 | 173.7529 | 0 | 0 | 0.046 | 0.0275 | 1.0494 | 0 | 0.00282 | 0.1485 | 45.3461 | 6.0261 | 226.1846 | 0 | 0 | 0 | 0 | 14.1267 | 34.4144 | 0 | 0 | -209.3698 | 0.6747 | 10.6845 | 0 | -1 | -4.2 | 10.8746 | 0 | 0 | 20.1276 | 20.1276 | 20.1276 | 20.1276 | 23.4042 | 68.5503 | 1.3368 | 0 | 7.036 | 12.8081 | 1.7014 | 62.9821 | 66.5807 | 49.887 | 1045.151 | 26.1054 | 45.1877 | 1.1346 | 0.3248 | -11.9201 | 13.847 | 3.48 | 29.422 | 1108.1 | 305.5288 | -33.2101 | 8.1227 | 4.06 | -2.09 | 10.849 | 3.8808 | 46.4956 | 2025-10-22 | 2025_10_22 Hr 16 | 80.8756 | -0.000144 | -1108.1 | -209.3698 | 347.1262 | 782.8688 | 137.5805 | 15.25 | 34.6442 | 85.2588 | 177.0363 | 84.831 | 22.8901 | 179.1062 | 173.7529 | 0 | 6.0261 | 45.3461 | 226.1846 | 0 | 129.5628 | 0
2025_10_22 Hr 17 | 12.4425 | 0.00267 | 0.075294 | 3.8139 | 3.8193 | 3.8193 | 3.8097 | 3.8139 | 3.8139 | 72.8359 | -14 | 0.08 | 24 | 0 | 89.5531 | 89.5531 | 173.7529 | 0 | 0 | 0.046 | 0.0275 | 1.0494 | 0 | 0.00282 | 0.1485 | 45.3461 | 6.0261 | 226.1846 | 0 | 0 | 0 | 0 | 14.0848 | 34.2994 | 0 | 0 | -186.386 | 0.6747 | 10.6845 | 0 | -1 | -4.2 | 10.8746 | 0 | 0 | 20.0755 | 20.0755 | 20.0755 | 20.0755 | 23.3437 | 54.6507 | 1.3368 | 0 | 7.036 | 12.8081 | 1.7014 | 62.9821 | 66.5807 | 53.7912 | 1044.528 | 26.0863 | 45.1546 | 1.1346 | 0.3248 | -12.4425 | 13.847 | 3.48 | 29.422 | 1125.4 | 300.9906 | -33.7325 | 8.1227 | 4.06 | -2.09 | 10.841 | 3.8779 | 46.8761 | 2025-10-22 | 2025_10_22 Hr 17 | 105.0886 | -0.000106 | -1125.4 | -186.386 | 346.5031 | 782.8688 | 132.5199 | 15.25 | 34.6442 | 85.102 | 176.6331 | 84.768 | 22.8901 | 179.1062 | 173.7529 | 0 | 6.0261 | 45.3461 | 226.1846 | 0 | 129.5628 | 0
2025_10_22 Hr 18 | 1.0331 | 0.002535 | 0.071487 | 3.8139 | 3.8193 | 3.8193 | 3.8097 | 3.8139 | 3.8139 | 85.7721 | -14 | 0.08 | 79 | 0 | 89.5531 | 89.5531 | 173.7529 | 0 | 0 | 0.046 | 0.0275 | 1.0494 | 0 | 0.00282 | 0.1485 | 45.3461 | 6.0261 | 226.1846 | 0 | 0 | 0 | 0 | 18.1161 | 45.3701 | 0 | 0 | -257.4663 | 0.6747 | 10.6845 | 0 | -1 | -4.2 | 10.8746 | 0 | 0 | 25.0912 | 25.0912 | 25.0912 | 25.0912 | 29.1758 | 50.6493 | 1.3368 | 0 | 7.036 | 12.8081 | 1.7014 | 62.9821 | 66.5807 | 61.8888 | 1098.457 | 27.9264 | 48.3398 | 1.1346 | 0.3248 | -1.0331 | 13.847 | 3.48 | 29.422 | 1173.408 | 354.7408 | -22.3231 | 8.1227 | 4.06 | -2.09 | 11.6058 | 4.1515 | 49.7065 | 2025-10-22 | 2025_10_22 Hr 18 | 107.8497 | 0.000256 | -1173.408 | -257.4663 | 406.4995 | 782.8688 | 191.6121 | 15.25 | 34.6442 | 100.204 | 215.464 | 90.8315 | 22.8901 | 179.1062 | 173.7529 | 0 | 6.0261 | 45.3461 | 226.1846 | 0 | 129.5628 | 0
2025_10_22 Hr 19 | 0 | 0.001125 | 0.031725 | 3.8139 | 3.8193 | 3.8193 | 3.8097 | 3.8139 | 3.8139 | 93.4685 | -14 | 0.08 | 91 | 0 | 89.5531 | 89.5531 | 173.7529 | 0 | 0 | 0.046 | 0.0275 | 1.0494 | 0 | 0.00282 | 0.1485 | 45.3461 | 6.0261 | 226.1846 | 0 | 0 | 0 | 0 | 20.5146 | 51.9567 | 0 | 0 | -303.8945 | 0.6747 | 10.6845 | 0 | -1 | -4.2 | 10.8746 | 0 | 0 | 28.0753 | 28.0753 | 28.0753 | 28.0753 | 32.6457 | 61.6005 | 1.3368 | 0 | 7.036 | 12.8081 | 1.7014 | 62.9821 | 66.5807 | 54.8034 | 1130.505 | 29.0212 | 50.2348 | 1.1346 | 0.3248 | 0 | 13.847 | 3.48 | 29.422 | 1178.5 | 373.1796 | -21.29 | 8.1227 | 4.06 | -2.09 | 12.0607 | 4.3142 | 50.5183 | 2025-10-22 | 2025_10_22 Hr 19 | 108.4849 | -0.000129 | -1178.5 | -303.8945 | 442.1947 | 782.8688 | 207.4367 | 15.25 | 34.6442 | 109.189 | 238.5666 | 94.4391 | 22.8901 | 179.1062 | 173.7529 | 0 | 6.0261 | 45.3461 | 226.1846 | 0 | 129.5628 | 0
2025_10_22 Hr 20 | 0 | 0.000405 | 0.011421 | 3.8139 | 3.8193 | 3.8193 | 3.8097 | 3.8139 | 3.8139 | 95.1767 | -14 | 0.08 | 93 | 0 | 89.5531 | 89.5531 | 173.7529 | 0 | 0 | 0.046 | 0.0275 | 1.0494 | 0 | 0.00282 | 0.1485 | 45.3461 | 6.0261 | 226.1846 | 0 | 0 | 0 | 0 | 21.0469 | 53.4185 | 0 | 0 | -336.3328 | 0.6747 | 10.6845 | 0 | -1 | -4.2 | 10.8746 | 0 | 0 | 28.7376 | 28.7376 | 28.7376 | 28.7376 | 33.4158 | 58.6521 | 1.3368 | 0 | 7.036 | 12.8081 | 1.7014 | 62.9821 | 66.5807 | 61.8888 | 1137.606 | 29.2642 | 50.6554 | 1.1346 | 0.3248 | 0 | 13.847 | 3.48 | 29.422 | 1160.1 | 380.1166 | -21.29 | 8.1227 | 4.06 | -2.09 | 12.1617 | 4.3503 | 50.2189 | 2025-10-22 | 2025_10_22 Hr 20 | 95.9413 | -5.2e-05 | -1160.1 | -336.3328 | 450.1171 | 782.8688 | 213.5527 | 15.25 | 34.6442 | 111.1831 | 243.6942 | 95.2397 | 22.8901 | 179.1062 | 173.7529 | 0 | 6.0261 | 45.3461 | 226.1846 | 0 | 129.5628 | 0
2025_10_22 Hr 21 | 0 | 0 | 0 | 3.8139 | 3.8193 | 3.8193 | 3.8097 | 3.8139 | 3.8139 | 88.7854 | -14 | 0.08 | 95 | 0 | 89.5531 | 89.5531 | 173.7529 | 0 | 0 | 0.046 | 0.0275 | 1.0494 | 0 | 0.00282 | 0.1485 | 45.3461 | 6.0261 | 226.1846 | 0 | 0 | 0 | 0 | 19.0552 | 47.9489 | 0 | 0 | -357.6175 | 0.6747 | 10.6845 | 0 | -1 | -4.2 | 10.8746 | 0 | 0 | 26.2595 | 26.2595 | 26.2595 | 26.2595 | 30.5343 | 57.5991 | 1.3368 | 0 | 7.036 | 12.8081 | 1.7014 | 62.9821 | 66.5807 | 61.8888 | 1110.948 | 28.355 | 49.0817 | 1.1346 | 0.3248 | 0 | 13.847 | 3.48 | 29.422 | 1110.108 | 378.0674 | -21.29 | 8.1227 | 4.06 | -2.09 | 11.7839 | 4.2152 | 48.5256 | 2025-10-22 | 2025_10_22 Hr 21 | 78.2396 | 0.000273 | -1110.108 | -357.6175 | 420.4749 | 782.8688 | 214.4879 | 15.25 | 34.6442 | 103.7218 | 224.5092 | 92.244 | 22.8901 | 179.1062 | 173.7529 | 0 | 6.0261 | 45.3461 | 226.1846 | 0 | 129.5628 | 0
2025_10_22 Hr 22 | 0 | 0 | 0 | 3.8139 | 3.8193 | 3.8193 | 3.8097 | 3.8139 | 3.8139 | 81.7223 | -14 | 0.08 | 95 | 0 | 89.5531 | 89.5531 | 173.7529 | 0 | 0 | 0.046 | 0.0275 | 1.0494 | 0 | 0.00282 | 0.1485 | 45.2808 | 6.0261 | 226.1846 | 0 | 0 | 0 | 0 | 16.8541 | 41.9044 | 0 | 0 | -380.7755 | 0.6747 | 10.6845 | 0 | -1 | -4.2 | 10.8746 | 0 | 0 | 23.521 | 23.521 | 23.521 | 23.521 | 27.35 | 56.6514 | 1.3368 | 0 | 7.036 | 12.8081 | 1.7014 | 62.9821 | 66.5807 | 67.8174 | 1081.436 | 27.3504 | 47.3427 | 1.1346 | 0.3248 | 0 | 13.847 | 3.48 | 29.422 | 1059.108 | 379.7376 | -21.29 | 8.1227 | 4.06 | -2.09 | 11.3664 | 4.0658 | 46.8171 | 2025-10-22 | 2025_10_22 Hr 22 | 70.295 | 0.000216 | -1059.108 | -380.7755 | 387.7172 | 782.8035 | 219.4688 | 15.25 | 34.6442 | 95.4762 | 203.3077 | 88.9333 | 22.8901 | 179.1062 | 173.7529 | 0 | 6.0261 | 45.2808 | 226.1846 | 0 | 129.5628 | 0
2025_10_22 Hr 23 | 0 | 0 | 0 | 3.8139 | 3.8193 | 3.8193 | 3.8097 | 3.8139 | 3.8139 | 68.5367 | 0 | 0.08 | 95 | 0 | 89.5531 | 89.5531 | 176.4163 | 0 | 0 | 0.046 | 0.0275 | 1.0494 | 0 | 0.00282 | 0.1485 | 45.3461 | 6.0261 | 228.977 | 0 | 0 | 0 | 0 | 12.7451 | 30.6202 | 0 | 0 | -401.966 | 0.6747 | 10.6845 | 0 | -1 | -4.2 | 10.8746 | 0 | 0 | 18.4086 | 18.4086 | 18.4086 | 18.4086 | 21.4054 | 56.6514 | 1.3368 | 0 | 7.036 | 12.8081 | 1.7014 | 64.2243 | 67.8938 | 63.7686 | 1034.539 | 25.4748 | 44.0961 | 1.1346 | 0.3248 | 0 | 13.847 | 3.48 | 29.422 | 994.7917 | 369.5084 | -7.29 | 8.1227 | 4.06 | -2.09 | 10.5869 | 3.787 | 44.5571 | 2025-10-22 | 2025_10_22 Hr 23 | 76.3538 | -2.1e-05 | -994.7917 | -401.966 | 340.5636 | 790.8799 | 215.42 | 15.25 | 34.6442 | 80.0829 | 163.7278 | 96.7528 | 22.8901 | 179.1062 | 176.4163 | 0 | 6.0261 | 45.3461 | 228.977 | 0 | 132.1181 | 0
2025_10_22 Hr 24 | 0 | 0 | 0 | 3.8139 | 3.8193 | 3.8193 | 3.8097 | 3.8139 | 3.8139 | 58.23 | 0 | 0.08 | 94 | 0 | 89.5531 | 89.5531 | 176.4163 | 0 | 0 | 0.046 | 0.0275 | 1.0494 | 0 | 0.00282 | 0.1485 | 37.6372 | 6.0261 | 228.977 | 0 | 0 | 0 | 0 | 9.5332 | 21.7998 | 0 | 0 | -411.9312 | 0.6747 | 10.6845 | 0 | -1 | -4.2 | 10.8746 | 0 | 0 | 14.4125 | 14.4125 | 14.4125 | 14.4125 | 16.7587 | 56.6514 | 1.3368 | 0 | 7.036 | 12.8081 | 1.7014 | 64.2243 | 67.8938 | 58.8522 | 983.8602 | 24.0087 | 41.5583 | 1.1346 | 0.3248 | 0 | 13.847 | 3.48 | 29.422 | 923.4 | 358.7609 | -7.29 | 8.1227 | 4.06 | -2.09 | 9.9776 | 3.5691 | 41.8702 | 2025-10-22 | 2025_10_22 Hr 24 | 67.21 | -4.6e-05 | -923.4 | -411.9312 | 292.7623 | 783.171 | 209.5036 | 15.25 | 34.6442 | 68.0507 | 132.7899 | 91.9218 | 22.8901 | 179.1062 | 176.4163 | 0 | 6.0261 | 37.6372 | 228.977 | 0 | 132.1181 | 0
2025_10_23 Hr 01 | 0 | 0 | 0 | 3.8139 | 3.8193 | 3.8193 | 3.8097 | 3.8139 | 3.8139 | 51.632 | 0 | 0.08 | 89 | 0 | 89.5531 | 89.5531 | 176.4163 | 0 | 0 | 0.046 | 0.0275 | 1.0494 | 0 | 0.00282 | 0.1485 | 15.492 | 6.0261 | 228.977 | 0 | 0 | 0 | 0 | 6.7996 | 14.2666 | 0 | 0 | -376.528 | 0.6747 | 10.7612 | 0 | -1 | -4.2 | 10.9899 | 0 | 0 | 11.4561 | 11.4561 | 11.4561 | 11.4561 | 13.3211 | 58.6521 | 1.3368 | 0 | 7.1338 | 13.286 | 1.7014 | 64.2243 | 67.8938 | 53.7912 | 929.9062 | 23.604 | 40.8378 | 1.1346 | 0.3248 | 0 | 13.847 | 3.48 | 29.422 | 895.9 | 349.8118 | -7.29 | 8.1518 | 4.06 | -2.09 | 9.8 | 3.5052 | 40.3188 | 2025-10-23 | 2025_10_23 Hr 01 | 63.4317 | -4.6e-05 | -895.9 | -376.528 | 260.0647 | 761.0258 | 201.4433 | 15.25 | 34.6442 | 58.1029 | 110.9289 | 91.033 | 22.8901 | 179.1062 | 176.4163 | 0 | 6.0261 | 15.492 | 228.977 | 0 | 132.1181 | 0
2025_10_23 Hr 02 | 0 | 0 | 0 | 3.8139 | 3.8193 | 3.8193 | 3.8097 | 3.8139 | 3.8139 | 48.8647 | 0 | 0.08 | 91 | 0 | 89.5531 | 89.5531 | 176.4163 | 0 | 0 | 0.046 | 0.0275 | 1.0494 | 0 | 0.00282 | 0.1485 | 14.5107 | 6.0261 | 228.977 | 0 | 0 | 0 | 0 | 5.9713 | 11.9931 | 0 | 0 | -397.1165 | 0.6747 | 10.7612 | 0 | -1 | -4.2 | 10.9899 | 0 | 0 | 10.3852 | 10.3852 | 10.3852 | 10.3852 | 12.0758 | 56.6514 | 1.3368 | 0 | 7.1338 | 13.286 | 1.7014 | 64.2243 | 67.8938 | 73.746 | 917.5268 | 23.2135 | 40.1622 | 1.1346 | 0.3248 | 0 | 13.847 | 3.48 | 29.422 | 881.6 | 368.4797 | -7.29 | 8.1518 | 4.06 | -2.09 | 9.6379 | 3.4472 | 40.0252 | 2025-10-23 | 2025_10_23 Hr 02 | 60.4559 | -2.5e-05 | -881.6 | -397.1165 | 247.3804 | 760.0445 | 221.3974 | 15.25 | 34.6442 | 55.0011 | 102.6325 | 89.7468 | 22.8901 | 179.1062 | 176.4163 | 0 | 6.0261 | 14.5107 | 228.977 | 0 | 132.1181 | 0
2025_10_23 Hr 03 | 0 | 0 | 0 | 3.8139 | 3.8193 | 3.8193 | 3.8097 | 3.8139 | 3.8139 | 47.5487 | 0 | 0.08 | 89 | 0 | 89.5531 | 89.5531 | 176.4163 | 0 | 0 | 0.046 | 0.0275 | 1.0494 | 0 | 0.00282 | 0.1485 | 14.5107 | 6.0261 | 228.977 | 0 | 0 | 0 | 0 | 5.5775 | 10.9119 | 0 | 0 | -385.5722 | 0.6747 | 10.7612 | 0 | -1 | -4.2 | 10.9899 | 0 | 0 | 9.8759 | 9.8759 | 9.8759 | 9.8759 | 11.4836 | 50.6493 | 1.3368 | 0 | 7.1338 | 13.286 | 1.7014 | 64.2243 | 67.8938 | 58.8522 | 912.1067 | 23.0278 | 39.8409 | 1.1346 | 0.3248 | 0 | 13.847 | 3.48 | 29.422 | 864.2167 | 344.9722 | -7.29 | 8.1518 | 4.06 | -2.09 | 9.5608 | 3.4197 | 39.1871 | 2025-10-23 | 2025_10_23 Hr 03 | 60.7805 | -3.6e-05 | -864.2167 | -385.5722 | 241.3486 | 760.0445 | 198.5015 | 15.25 | 34.6442 | 53.5261 | 98.6874 | 89.1352 | 22.8901 | 179.1062 | 176.4163 | 0 | 6.0261 | 14.5107 | 228.977 | 0 | 132.1181 | 0
2025_10_23 Hr 04 | 0 | 0 | 0 | 3.8139 | 3.8193 | 3.8193 | 3.8097 | 3.8139 | 3.8139 | 48.6131 | 0 | 0.08 | 75 | 0 | 89.5531 | 89.5531 | 176.4163 | 0 | 0 | 0.046 | 0.0275 | 1.0494 | 0 | 0.00282 | 0.1485 | 19.6074 | 6.0261 | 228.977 | 0 | 0 | 0 | 0 | 5.8961 | 11.7864 | 0 | 0 | -353.4777 | 0.6747 | 10.7612 | 0 | -1 | -4.2 | 10.9899 | 0 | 0 | 10.2878 | 10.2878 | 10.2878 | 10.2878 | 11.9626 | 49.7016 | 1.3368 | 0 | 7.1338 | 13.286 | 1.7014 | 64.2243 | 67.8938 | 40.9218 | 921.5873 | 23.178 | 40.1007 | 1.1346 | 0.3248 | 0 | 13.847 | 3.48 | 29.422 | 873.4083 | 312.5888 | -7.29 | 8.1518 | 4.06 | -2.09 | 9.6231 | 3.442 | 39.1277 | 2025-10-23 | 2025_10_23 Hr 04 | 72.2238 | 1.8e-05 | -873.4083 | -353.4777 | 246.2272 | 765.1412 | 165.6234 | 15.25 | 34.6442 | 54.7191 | 101.8783 | 89.6298 | 22.8901 | 179.1062 | 176.4163 | 0 | 6.0261 | 19.6074 | 228.977 | 0 | 132.1181 | 0
2025_10_23 Hr 05 | 0 | 0 | 0 | 3.8139 | 3.8193 | 3.8193 | 3.8097 | 3.8139 | 3.8139 | 58.7344 | 0 | 0.08 | 85 | 0 | 89.5531 | 89.5531 | 176.4163 | 0 | 0 | 0.046 | 0.0275 | 1.0494 | 0 | 0.00282 | 0.1485 | 29.0124 | 6.0261 | 228.977 | 0 | 0 | 0 | 0 | 8.9252 | 20.1015 | 0 | 0 | -385.4977 | 0.6747 | 10.7612 | 0 | -1 | -4.2 | 10.9899 | 0 | 0 | 14.2046 | 14.2046 | 14.2046 | 14.2046 | 16.517 | 52.65 | 1.3368 | 0 | 7.1338 | 13.286 | 1.7014 | 64.2243 | 67.8938 | 38.8974 | 972.6793 | 24.6061 | 42.5716 | 1.1346 | 0.3248 | 0 | 13.847 | 3.48 | 29.422 | 908.1083 | 328.2168 | -7.29 | 8.1518 | 4.06 | -2.09 | 10.2161 | 3.654 | 40.9187 | 2025-10-23 | 2025_10_23 Hr 05 | 78.1663 | 7.6e-05 | -908.1083 | -385.4977 | 292.6183 | 774.5462 | 176.5474 | 15.25 | 34.6442 | 66.0633 | 132.2211 | 94.3339 | 22.8901 | 179.1062 | 176.4163 | 0 | 6.0261 | 29.0124 | 228.977 | 0 | 132.1181 | 0
2025_10_23 Hr 06 | 0 | 0 | 0 | 3.8139 | 3.8193 | 3.8193 | 3.8097 | 3.8139 | 3.8139 | 73.7518 | 0 | 0.08 | 86 | 0 | 89.5531 | 89.5531 | 176.4163 | 0 | 0 | 0.046 | 0.0275 | 1.0494 | 0 | 0.00282 | 0.1485 | 38.4162 | 6.0261 | 228.977 | 0 | 0 | 0 | 0 | 13.4196 | 32.439 | 0 | 0 | -371.8194 | 0.6747 | 10.7612 | 0 | -1 | -4.2 | 10.9899 | 0 | 0 | 20.0161 | 20.0161 | 20.0161 | 20.0161 | 23.2745 | 49.7016 | 1.3368 | 0 | 7.1338 | 13.286 | 1.7014 | 62.587 | 66.2565 | 38.8974 | 1040.661 | 26.7251 | 46.2377 | 1.1346 | 0.3248 | 0 | 13.847 | 3.48 | 29.422 | 994.8 | 333.248 | -7.29 | 8.1518 | 4.06 | -2.09 | 11.0958 | 3.9687 | 44.1608 | 2025-10-23 | 2025_10_23 Hr 06 | 73.7658 | -4e-06 | -994.8 | -371.8194 | 361.4509 | 780.6753 | 174.599 | 15.25 | 34.6442 | 82.8953 | 177.2421 | 101.3135 | 22.8901 | 179.1062 | 176.4163 | 0 | 6.0261 | 38.4162 | 228.977 | 0 | 128.8435 | 0
2025_10_23 Hr 07 | 0 | 0 | 0 | 3.8139 | 3.8193 | 3.8193 | 3.8097 | 3.8139 | 3.8139 | 97.5745 | -14 | 0.08 | 61 | 0 | 89.5531 | 89.5531 | 173.7529 | 0 | 0 | 0.046 | 0.0275 | 1.0494 | 0 | 0.00282 | 0.1485 | 44.3677 | 6.0261 | 226.1846 | 0 | 0 | 0 | 0 | 20.5493 | 52.0105 | 0 | 0 | -306.6295 | 0.6747 | 10.7612 | 0 | -1 | -4.2 | 10.9899 | 0 | 0 | 29.2351 | 29.2351 | 29.2351 | 29.2351 | 33.9943 | 45.7002 | 1.3368 | 0 | 7.1338 | 13.286 | 1.7014 | 62.9821 | 66.5807 | 37.8852 | 1139.996 | 30.0866 | 52.0535 | 1.1346 | 0.3248 | 0 | 13.847 | 3.48 | 29.422 | 1126.383 | 314.3064 | -21.29 | 8.1518 | 4.06 | -2.09 | 12.4915 | 4.4679 | 48.4971 | 2025-10-23 | 2025_10_23 Hr 07 | 70.6978 | 0.000233 | -1126.383 | -306.6295 | 456.6427 | 781.8904 | 144.5854 | 15.25 | 34.6442 | 109.5965 | 248.6607 | 98.3855 | 22.8901 | 179.1062 | 173.7529 | 0 | 6.0261 | 44.3677 | 226.1846 | 0 | 129.5628 | 0
2025_10_23 Hr 08 | 0 | 0 | 0 | 3.8139 | 3.8193 | 3.8193 | 3.8097 | 3.8139 | 3.8139 | 106.7862 | -14 | 0.08 | 48 | 0 | 89.5531 | 89.5531 | 173.7529 | 0 | 0 | 0.046 | 0.0275 | 1.0494 | 0 | 0.00282 | 0.1485 | 0 | 0 | 226.1846 | 0 | 0 | 0 | 0 | 23.3062 | 59.5784 | 0 | 0 | -207.6141 | 0.6747 | 10.7612 | 0.55 | -1 | -4.2 | 10.9899 | 0 | 0 | 32.7999 | 32.7999 | 32.7999 | 32.7999 | 38.1394 | 42.7518 | 1.3368 | 0 | 7.1338 | 13.286 | 1.7014 | 62.9821 | 66.5807 | 31.9566 | 1127.543 | 31.3864 | 54.3023 | 1.1346 | 0.3248 | 0 | 13.847 | 3.48 | 29.422 | 1195.35 | 296.7107 | -21.29 | 8.1518 | 4.06 | -2.09 | 13.0311 | 4.6609 | 49.9239 | 2025-10-23 | 2025_10_23 Hr 08 | 72.7729 | -0.000172 | -1195.35 | -207.6141 | 498.8647 | 731.4966 | 122.7084 | 15.25 | 34.6442 | 119.9213 | 276.2767 | 102.6668 | 22.8901 | 179.1062 | 173.7529 | 0 | 0 | 0 | 226.1846 | 0 | 129.5628 | 0
2025_10_23 Hr 09 | 5.6881 | 0.000135 | 0.003807 | 3.8139 | 3.8193 | 3.8193 | 3.8097 | 3.8139 | 3.8139 | 103.2448 | -14 | 0.08 | 19 | 0 | 89.5531 | 89.5531 | 173.7529 | 0 | 0 | 0.046 | 0.0275 | 1.0494 | 0 | 0.00282 | 0.1485 | 0 | 0 | 226.1846 | 0 | 0 | 0 | 0 | 22.2463 | 56.6689 | 0 | 0 | -161.2978 | 0.6747 | 10.7612 | 0.55 | -1 | -4.2 | 10.9899 | 0 | 0 | 31.4294 | 31.4294 | 31.4294 | 31.4294 | 36.5459 | 42.7518 | 1.3368 | 0 | 7.1338 | 13.286 | 1.7014 | 62.9821 | 66.5807 | 32.9688 | 1112.961 | 30.8867 | 53.4378 | 1.1346 | 0.3248 | -5.6881 | 13.847 | 3.48 | 29.422 | 1197.45 | 272.7652 | -26.9781 | 8.1518 | 4.06 | -2.09 | 12.8236 | 4.5867 | 49.3973 | 2025-10-23 | 2025_10_23 Hr 09 | 72.6035 | -3.9e-05 | -1197.45 | -161.2978 | 482.6324 | 731.4966 | 94.7245 | 15.25 | 34.6442 | 115.9519 | 265.6597 | 101.0208 | 22.8901 | 179.1062 | 173.7529 | 0 | 0 | 0 | 226.1846 | 0 | 129.5628 | 0
2025_10_23 Hr 10 | 9.3281 | 0.001245 | 0.035109 | 3.8139 | 3.8193 | 3.8193 | 3.8097 | 3.8139 | 3.8139 | 100.8644 | -14 | 0.08 | 6 | 0 | 89.5531 | 89.5531 | 173.7529 | 0 | 0 | 0.046 | 0.0275 | 1.0494 | 0 | 0.00282 | 0.1485 | 0 | 0 | 226.1846 | 0 | 0 | 0 | 0 | 21.5339 | 54.7133 | 0 | 0 | -129.2937 | 0.6747 | 10.7612 | 0.55 | -1 | -4.2 | 10.9899 | 0 | 0 | 30.5083 | 30.5083 | 30.5083 | 30.5083 | 35.4747 | 41.6988 | 1.3368 | 0 | 7.1338 | 13.286 | 1.7014 | 62.9821 | 66.5807 | 26.8956 | 1103.188 | 30.5508 | 52.8567 | 1.1346 | 0.3248 | -9.3281 | 13.847 | 3.48 | 29.422 | 1198.45 | 255.1738 | -30.6181 | 8.1518 | 4.06 | -2.09 | 12.6842 | 4.5368 | 49.0157 | 2025-10-23 | 2025_10_23 Hr 10 | 68.4788 | -0.000134 | -1198.45 | -129.2937 | 471.722 | 731.4966 | 74.6308 | 15.25 | 34.6442 | 113.2839 | 258.5235 | 99.9145 | 22.8901 | 179.1062 | 173.7529 | 0 | 0 | 0 | 226.1846 | 0 | 129.5628 | 0
2025_10_23 Hr 11 | 9.3314 | 0.00309 | 0.087138 | 3.8139 | 3.8193 | 3.8193 | 3.8097 | 3.8139 | 3.8139 | 95.0781 | -14 | 0.08 | 7 | 0 | 89.5531 | 89.5531 | 173.7529 | 0 | 0 | 0.046 | 0.0275 | 1.0494 | 0 | 0.00282 | 0.1485 | 0 | 0 | 226.1846 | 0 | 0 | 0 | 0 | 19.8022 | 49.9596 | 0 | 0 | -107.4695 | 0.6747 | 10.7612 | 0.55 | -1 | -4.2 | 10.9899 | 0 | 0 | 28.269 | 28.269 | 28.269 | 28.269 | 32.871 | 37.6974 | 1.3368 | 0 | 7.1338 | 13.286 | 1.7014 | 62.9821 | 66.5807 | 6.9408 | 1079.407 | 29.7343 | 51.444 | 1.1346 | 0.3248 | -9.3314 | 13.847 | 3.48 | 29.422 | 1170.85 | 229.5335 | -30.6214 | 8.1518 | 4.06 | -2.09 | 12.3452 | 4.4156 | 47.6391 | 2025-10-23 | 2025_10_23 Hr 11 | 61.9232 | -8.8e-05 | -1170.85 | -107.4695 | 445.2002 | 731.4966 | 51.7284 | 15.25 | 34.6442 | 106.7984 | 241.1765 | 97.2252 | 22.8901 | 179.1062 | 173.7529 | 0 | 0 | 0 | 226.1846 | 0 | 129.5628 | 0
2025_10_23 Hr 12 | 8.8207 | 0.00459 | 0.12944 | 3.8139 | 3.8193 | 3.8193 | 3.8097 | 3.8139 | 3.8139 | 90.0658 | -14 | 0.08 | 9 | 0 | 89.5531 | 89.5531 | 173.7529 | 0 | 0 | 0.046 | 0.0275 | 1.0494 | 0 | 0.00282 | 0.1485 | 0 | 0 | 226.1846 | 0 | 0 | 0 | 0 | 18.3021 | 45.8418 | 0 | 1.2067 | -108.3181 | 0.6747 | 10.7612 | 0.55 | -1 | -4.2 | 10.9899 | 0 | 0 | 26.3294 | 26.3294 | 26.3294 | 26.3294 | 30.6156 | 35.802 | 1.3368 | 0 | 7.1338 | 13.286 | 1.7014 | 62.9821 | 66.5807 | 4.9164 | 1058.806 | 29.0271 | 50.2204 | 1.1346 | 0.3248 | -8.8207 | 13.847 | 3.48 | 29.422 | 1146.358 | 224.7749 | -30.1107 | 8.1518 | 4.06 | -2.09 | 12.0516 | 4.3106 | 46.6676 | 2025-10-23 | 2025_10_23 Hr 12 | 72.0699 | 0.000262 | -1146.358 | -107.1114 | 422.2264 | 731.4966 | 49.8524 | 15.25 | 34.6442 | 101.1806 | 226.1502 | 94.8957 | 22.8901 | 179.1062 | 173.7529 | 0 | 0 | 0 | 226.1846 | 0 | 129.5628 | 0
2025_10_23 Hr 13 | 8.2966 | 0.00651 | 0.18358 | 3.8139 | 3.8193 | 3.8193 | 3.8097 | 3.8139 | 3.8139 | 84.9374 | -14 | 0.08 | 20 | 0 | 89.5531 | 89.5531 | 173.7529 | 0 | 0 | 0.046 | 0.0275 | 1.0494 | 0 | 0.00282 | 0.1485 | 0 | 0 | 226.1846 | 0 | 0 | 0 | 0 | 16.7673 | 41.6286 | 0 | 0 | -124.126 | 0.6747 | 10.7612 | 0.55 | -1 | -4.2 | 10.9899 | 0 | 0 | 24.3448 | 24.3448 | 24.3448 | 24.3448 | 28.3079 | 38.7504 | 1.3368 | 0 | 7.1338 | 13.286 | 1.7014 | 62.9821 | 66.5807 | 6.9408 | 1037.737 | 28.3035 | 48.9685 | 1.1346 | 0.3248 | -8.2966 | 13.847 | 3.48 | 29.422 | 1121.867 | 237.8421 | -29.5866 | 8.1518 | 4.06 | -2.09 | 11.7511 | 4.2031 | 45.9247 | 2025-10-23 | 2025_10_23 Hr 13 | 66.7651 | -0.000441 | -1121.867 | -124.126 | 398.7205 | 731.4966 | 65.8813 | 15.25 | 34.6442 | 95.4325 | 210.7757 | 92.5122 | 22.8901 | 179.1062 | 173.7529 | 0 | 0 | 0 | 226.1846 | 0 | 129.5628 | 0
2025_10_23 Hr 14 | 8.2966 | 0.005565 | 0.15693 | 3.8139 | 3.8193 | 3.8193 | 3.8097 | 3.8139 | 3.8139 | 80.8541 | -14 | 0.08 | 49 | 0 | 89.5531 | 89.5531 | 173.7529 | 0 | 0 | 0.046 | 0.0275 | 1.0494 | 0 | 0.00282 | 0.1485 | 0 | 0 | 226.1846 | 0 | 0 | 0 | 0 | 15.5452 | 38.2739 | 0 | 5.6814 | -165.5048 | 0.6747 | 10.7612 | 0.55 | -1 | -4.2 | 10.9899 | 0 | 0 | 22.7646 | 22.7646 | 22.7646 | 22.7646 | 26.4704 | 38.7504 | 1.3368 | 0 | 7.1338 | 13.286 | 1.7014 | 62.9821 | 66.5807 | 8.9652 | 1020.892 | 27.7273 | 47.9716 | 1.1346 | 0.3248 | -8.2966 | 13.847 | 3.48 | 29.422 | 1098.45 | 266.9677 | -29.5866 | 8.1518 | 4.06 | -2.09 | 11.5119 | 4.1175 | 45.4701 | 2025-10-23 | 2025_10_23 Hr 14 | 69.323 | -0.000122 | -1098.45 | -159.8234 | 380.0044 | 731.4966 | 96.8781 | 15.25 | 34.6442 | 90.8558 | 198.5342 | 90.6144 | 22.8901 | 179.1062 | 173.7529 | 0 | 0 | 0 | 226.1846 | 0 | 129.5628 | 0
2025_10_23 Hr 15 | 8.8207 | 0.003075 | 0.086715 | 3.8139 | 3.8193 | 3.8193 | 3.8097 | 3.8139 | 3.8139 | 74.6807 | -14 | 0.08 | 68 | 0 | 89.5531 | 89.5531 | 173.7529 | 0 | 0 | 0.046 | 0.0275 | 1.0494 | 0 | 0.00282 | 0.1485 | 0 | 0 | 226.1846 | 0 | 0 | 0 | 0 | 13.6976 | 33.2022 | 0 | 0 | -182.8834 | 0.6747 | 10.7612 | 0.55 | -1 | -4.2 | 10.9899 | 0 | 0 | 20.3756 | 20.3756 | 20.3756 | 20.3756 | 23.6925 | 38.7504 | 1.3368 | 0 | 7.1338 | 13.286 | 1.7014 | 62.9821 | 66.5807 | 14.8938 | 995.3954 | 26.8562 | 46.4645 | 1.1346 | 0.3248 | -8.8207 | 13.847 | 3.48 | 29.422 | 1071.95 | 289.5487 | -30.1107 | 8.1518 | 4.06 | -2.09 | 11.1502 | 3.9882 | 44.7274 | 2025-10-23 | 2025_10_23 Hr 15 | 59.6929 | -7.3e-05 | -1071.95 | -182.8834 | 351.7085 | 731.4966 | 121.734 | 15.25 | 34.6442 | 83.9365 | 180.0269 | 87.7452 | 22.8901 | 179.1062 | 173.7529 | 0 | 0 | 0 | 226.1846 | 0 | 129.5628 | 0
2025_10_23 Hr 16 | 9.3331 | 0.00438 | 0.12352 | 3.8139 | 3.8193 | 3.8193 | 3.8097 | 3.8139 | 3.8139 | 73.8872 | -14 | 0.08 | 76 | 0 | 89.5531 | 89.5531 | 173.7529 | 0 | 0 | 0.046 | 0.0275 | 1.0494 | 0 | 0.00282 | 0.1485 | 0 | 0 | 226.1846 | 0 | 0 | 0 | 0 | 13.4602 | 32.5503 | 0 | 0 | -208.7151 | 0.6747 | 10.7612 | 0.55 | -1 | -4.2 | 10.9899 | 0 | 0 | 20.0685 | 20.0685 | 20.0685 | 20.0685 | 23.3355 | 37.6974 | 1.3368 | 0 | 7.1338 | 13.286 | 1.7014 | 62.9821 | 66.5807 | 14.8938 | 992.1642 | 26.7442 | 46.2708 | 1.1346 | 0.3248 | -9.3331 | 13.847 | 3.48 | 29.422 | 1049.467 | 296.6406 | -30.6231 | 8.1518 | 4.06 | -2.09 | 11.1038 | 3.9716 | 44.1798 | 2025-10-23 | 2025_10_23 Hr 16 | 59.2525 | -0.000439 | -1049.467 | -208.7151 | 348.0718 | 731.4966 | 128.7191 | 15.25 | 34.6442 | 83.0471 | 177.6482 | 87.3764 | 22.8901 | 179.1062 | 173.7529 | 0 | 0 | 0 | 226.1846 | 0 | 129.5628 | 0
2025_10_23 Hr 17 | 6.2105 | 0.00597 | 0.16835 | 3.8139 | 3.8193 | 3.8193 | 3.8097 | 3.8139 | 3.8139 | 76.1128 | -14 | 0.08 | 78 | 0 | 89.5531 | 89.5531 | 173.7529 | 0 | 0 | 0.046 | 0.0275 | 1.0494 | 0 | 0.00282 | 0.1485 | 0 | 2.5109 | 226.1846 | 0 | 0 | 0 | 0 | 14.1262 | 34.3787 | 0 | 0 | -225.2999 | 0.6747 | 10.7612 | 0.55 | -1 | -4.2 | 10.9899 | 0 | 0 | 20.9298 | 20.9298 | 20.9298 | 20.9298 | 24.3369 | 37.6974 | 1.3368 | 0 | 7.1338 | 13.286 | 1.7014 | 62.9821 | 66.5807 | 26.8956 | 1003.886 | 27.0583 | 46.8141 | 1.1346 | 0.3248 | -6.2105 | 13.847 | 3.48 | 29.422 | 1059.642 | 308.5557 | -27.5005 | 8.1518 | 4.06 | -2.09 | 11.2341 | 4.0182 | 44.7997 | 2025-10-23 | 2025_10_23 Hr 17 | 80.4671 | -0.000445 | -1059.642 | -225.2999 | 358.2725 | 734.0075 | 142.7673 | 15.25 | 34.6442 | 85.5416 | 184.3201 | 88.4108 | 22.8901 | 179.1062 | 173.7529 | 0 | 2.5109 | 0 | 226.1846 | 0 | 129.5628 | 0
2025_10_23 Hr 18 | 0.51906 | 0.00288 | 0.081216 | 3.8139 | 3.8193 | 3.8193 | 3.8097 | 3.8139 | 3.8139 | 83.3505 | -14 | 0.08 | 75 | 0 | 89.5531 | 89.5531 | 173.7529 | 0 | 0 | 0.046 | 0.0275 | 1.0494 | 0 | 0.00282 | 0.1485 | 0 | 6.0261 | 226.1846 | 0 | 0 | 0 | 0 | 16.2923 | 40.3248 | 0 | 0 | -202.0464 | 0.6747 | 10.7612 | 0.55 | -1 | -4.2 | 10.9899 | 0 | 0 | 23.7307 | 23.7307 | 23.7307 | 23.7307 | 27.5938 | 35.802 | 1.3368 | 0 | 7.1338 | 13.286 | 1.7014 | 62.9821 | 66.5807 | 19.9548 | 1037.125 | 28.0795 | 48.5811 | 1.1346 | 0.3248 | -0.51906 | 13.847 | 3.48 | 29.422 | 1107.658 | 294.3889 | -21.8091 | 8.1518 | 4.06 | -2.09 | 11.6582 | 4.1699 | 46.3891 | 2025-10-23 | 2025_10_23 Hr 18 | 81.7715 | 0.000312 | -1107.658 | -202.0464 | 391.4469 | 737.5227 | 130.8409 | 15.25 | 34.6442 | 93.6539 | 206.0184 | 91.7746 | 22.8901 | 179.1062 | 173.7529 | 0 | 6.0261 | 0 | 226.1846 | 0 | 129.5628 | 0
2025_10_23 Hr 19 | 0 | 0.001605 | 0.045261 | 3.8139 | 3.8193 | 3.8193 | 3.8097 | 3.8139 | 3.8139 | 92.5816 | -14 | 0.08 | 65 | 0 | 89.5531 | 89.5531 | 173.7529 | 0 | 0 | 0.046 | 0.0275 | 1.0494 | 0 | 0.00282 | 0.1485 | 0 | 6.0261 | 226.1846 | 0 | 0 | 0 | 0 | 19.055 | 47.9086 | 0 | 0 | -215.8276 | 0.6747 | 10.7612 | 0.55 | -1 | -4.2 | 10.9899 | 0 | 0 | 27.303 | 27.303 | 27.303 | 27.303 | 31.7476 | 37.6974 | 1.3368 | 0 | 7.1338 | 13.286 | 1.7014 | 62.9821 | 66.5807 | 20.967 | 1075.109 | 29.3821 | 50.8346 | 1.1346 | 0.3248 | 0 | 13.847 | 3.48 | 29.422 | 1129.058 | 291.0665 | -21.29 | 8.1518 | 4.06 | -2.09 | 12.1989 | 4.3633 | 47.4152 | 2025-10-23 | 2025_10_23 Hr 19 | 79.6117 | 0.00022 | -1129.058 | -215.8276 | 433.7577 | 737.5227 | 123.7113 | 15.25 | 34.6442 | 104.0003 | 233.6924 | 96.0649 | 22.8901 | 179.1062 | 173.7529 | 0 | 6.0261 | 0 | 226.1846 | 0 | 129.5628 | 0
2025_10_23 Hr 20 | 0 | 0.000135 | 0.003807 | 3.8139 | 3.8193 | 3.8193 | 3.8097 | 3.8139 | 3.8139 | 87.8403 | -14 | 0.08 | 71 | 0 | 89.5531 | 89.5531 | 173.7529 | 0 | 0 | 0.046 | 0.0275 | 1.0494 | 0 | 0.00282 | 0.1485 | 0 | 6.0261 | 226.1846 | 0 | 0 | 0 | 0 | 17.636 | 44.0134 | 0 | 0 | -226.9458 | 0.6747 | 10.7612 | 0.55 | -1 | -4.2 | 10.9899 | 0 | 0 | 25.4681 | 25.4681 | 25.4681 | 25.4681 | 29.6141 | 41.6988 | 1.3368 | 0 | 7.1338 | 13.286 | 1.7014 | 62.9821 | 66.5807 | 46.8504 | 1055.54 | 28.713 | 49.6771 | 1.1346 | 0.3248 | 0 | 13.847 | 3.48 | 29.422 | 1132.05 | 324.7462 | -21.29 | 8.1518 | 4.06 | -2.09 | 11.9212 | 4.2639 | 47.6795 | 2025-10-23 | 2025_10_23 Hr 20 | 68.1607 | -3.7e-05 | -1132.05 | -226.9458 | 412.0257 | 737.5227 | 159.5531 | 15.25 | 34.6442 | 98.6861 | 219.4783 | 93.8613 | 22.8901 | 179.1062 | 173.7529 | 0 | 6.0261 | 0 | 226.1846 | 0 | 129.5628 | 0
2025_10_23 Hr 21 | 0 | 0 | 0 | 3.8139 | 3.8193 | 3.8193 | 3.8097 | 3.8139 | 3.8139 | 83.3505 | -14 | 0.08 | 60 | 0 | 89.5531 | 89.5531 | 173.7529 | 0 | 0 | 0.046 | 0.0275 | 1.0494 | 0 | 0.00282 | 0.1485 | 0 | 6.0261 | 226.1846 | 0 | 0 | 0 | 0 | 16.2923 | 40.3248 | 0 | 0 | -239.6387 | 0.6747 | 10.7612 | 0.55 | -1 | -4.2 | 10.9899 | 0 | 0 | 23.7307 | 23.7307 | 23.7307 | 23.7307 | 27.5938 | 46.6479 | 1.3368 | 0 | 7.1338 | 13.286 | 1.7014 | 62.9821 | 66.5807 | 63.7686 | 1037.044 | 28.0795 | 48.5811 | 1.1346 | 0.3248 | 0 | 13.847 | 3.48 | 29.422 | 1109.642 | 333.5267 | -21.29 | 8.1518 | 4.06 | -2.09 | 11.6582 | 4.1699 | 46.962 | 2025-10-23 | 2025_10_23 Hr 21 | 64.0783 | -0.000388 | -1109.642 | -239.6387 | 391.4469 | 737.5227 | 170.4165 | 15.25 | 34.6442 | 93.6539 | 206.0184 | 91.7746 | 22.8901 | 179.1062 | 173.7529 | 0 | 6.0261 | 0 | 226.1846 | 0 | 129.5628 | 0
2025_10_23 Hr 22 | 0 | 0 | 0 | 3.8139 | 3.8193 | 3.8193 | 3.8097 | 3.8139 | 3.8139 | 74.2743 | -14 | 0.08 | 57 | 0 | 89.5531 | 89.5531 | 173.7529 | 0 | 0 | 0.046 | 0.0275 | 1.0494 | 0 | 0.00282 | 0.1485 | 0 | 0 | 226.1846 | 0 | 0 | 0 | 0 | 13.576 | 32.8683 | 0 | 0 | -240.2628 | 0.6747 | 10.7612 | 0.55 | -1 | -4.2 | 10.9899 | 0 | 0 | 20.2183 | 20.2183 | 20.2183 | 20.2183 | 23.5097 | 49.7016 | 1.3368 | 0 | 7.1338 | 13.286 | 1.7014 | 62.9821 | 66.5807 | 53.7912 | 993.6348 | 26.7989 | 46.3653 | 1.1346 | 0.3248 | 0 | 13.847 | 3.48 | 29.422 | 1051.467 | 319.3846 | -21.29 | 8.1518 | 4.06 | -2.09 | 11.1264 | 3.9797 | 44.6739 | 2025-10-23 | 2025_10_23 Hr 22 | 65.6621 | -0.000418 | -1051.467 | -240.2628 | 349.8458 | 731.4966 | 160.4928 | 15.25 | 34.6442 | 83.481 | 178.8085 | 87.5563 | 22.8901 | 179.1062 | 173.7529 | 0 | 0 | 0 | 226.1846 | 0 | 129.5628 | 0
2025_10_23 Hr 23 | 0 | 0 | 0 | 3.8139 | 3.8193 | 3.8193 | 3.8097 | 3.8139 | 3.8139 | 63.3402 | 0 | 0.08 | 59 | 0 | 89.5531 | 89.5531 | 176.4163 | 0 | 0 | 0.046 | 0.0275 | 1.0494 | 0 | 0.00282 | 0.1485 | 0 | 0 | 228.977 | 0 | 0 | 0 | 0 | 10.3036 | 23.8854 | 0 | 0 | -301.8523 | 0.6747 | 10.7612 | 0.55 | -1 | -4.2 | 10.9899 | 0 | 0 | 15.987 | 15.987 | 15.987 | 15.987 | 18.5895 | 56.6514 | 1.3368 | 0 | 7.1338 | 13.286 | 1.7014 | 64.2243 | 67.8938 | 51.9114 | 956.6111 | 25.256 | 43.696 | 1.1346 | 0.3248 | 0 | 13.847 | 3.48 | 29.422 | 968.8417 | 321.3728 | -7.29 | 8.1518 | 4.06 | -2.09 | 10.4859 | 3.7506 | 42.2227 | 2025-10-23 | 2025_10_23 Hr 23 | 78.9328 | -1.1e-05 | -968.8417 | -301.8523 | 313.7293 | 739.5077 | 167.5628 | 15.25 | 34.6442 | 71.2257 | 146.029 | 96.4745 | 22.8901 | 179.1062 | 176.4163 | 0 | 0 | 0 | 228.977 | 0 | 132.1181 | 0
2025_10_23 Hr 24 | 0 | 0 | 0 | 3.8139 | 3.8193 | 3.8193 | 3.8097 | 3.8139 | 3.8139 | 52.4255 | 0 | 0.08 | 56 | 0 | 89.5531 | 89.5531 | 176.4163 | 0 | 0 | 0.046 | 0.0275 | 1.0494 | 0 | 0.00282 | 0.1485 | 0 | 0 | 228.977 | 0 | 0 | 0 | 0 | 7.037 | 14.9184 | 0 | 0 | -328.2006 | 0.6747 | 10.7612 | 0.55 | -1 | -4.2 | 10.9899 | 0 | 0 | 11.7632 | 11.7632 | 11.7632 | 11.7632 | 13.6781 | 58.6521 | 1.3368 | 0 | 7.1338 | 13.286 | 1.7014 | 64.2243 | 67.8938 | 54.8034 | 911.6561 | 23.7159 | 41.0315 | 1.1346 | 0.3248 | 0 | 13.847 | 3.48 | 29.422 | 894.3583 | 318.1927 | -7.29 | 8.1518 | 4.06 | -2.09 | 9.8465 | 3.5219 | 39.6293 | 2025-10-23 | 2025_10_23 Hr 24 | 72.323 | 3e-06 | -894.3583 | -328.2006 | 263.7015 | 739.5077 | 169.4555 | 15.25 | 34.6442 | 58.9922 | 113.3076 | 91.4017 | 22.8901 | 179.1062 | 176.4163 | 0 | 0 | 0 | 228.977 | 0 | 132.1181 | 0
2025_10_24 Hr 01 | 0 | 0 | 0 | 3.8139 | 3.8193 | 3.8193 | 3.8097 | 3.8139 | 3.8139 | 52.2559 | 0 | 0.08 | 49 | 0 | 89.5531 | 89.5531 | 176.4163 | 0 | 0 | 0.046 | 0.0275 | 1.0494 | 0 | 0.00282 | 0.1485 | 0 | 0 | 228.977 | 0 | 0 | 0 | 0 | 7.5457 | 16.2879 | 0 | 0 | -351.6651 | 0.6747 | 10.8378 | 0.55 | -1 | -4.2 | 11.1051 | 0 | 0 | 11.9518 | 11.9518 | 11.9518 | 11.9518 | 13.8974 | 60.5475 | 1.3368 | 0 | 7.2317 | 12.7477 | 1.7014 | 64.2243 | 67.8938 | 59.8644 | 914.6576 | 22.9778 | 39.735 | 1.1346 | 0.3248 | 0 | 13.847 | 3.48 | 29.422 | 870.85 | 315.1475 | -7.29 | 8.181 | 4.06 | -2.09 | 9.5308 | 3.4087 | 39.0101 | 2025-10-24 | 2025_10_24 Hr 01 | 72.9362 | 3.7e-05 | -870.85 | -351.6651 | 263.7013 | 739.5077 | 169.4119 | 15.25 | 34.6442 | 61.1894 | 114.1119 | 88.4001 | 22.8901 | 179.1062 | 176.4163 | 0 | 0 | 0 | 228.977 | 0 | 132.1181 | 0
2025_10_24 Hr 02 | 0 | 0 | 0 | 3.8139 | 3.8193 | 3.8193 | 3.8097 | 3.8139 | 3.8139 | 50.4023 | 0 | 0.08 | 52 | 0 | 89.5531 | 89.5531 | 176.4163 | 0 | 0 | 0.046 | 0.0275 | 1.0494 | 0 | 0.00282 | 0.1485 | 0 | 6.0261 | 228.977 | 0 | 0 | 0 | 0 | 6.9697 | 14.7074 | 0 | 0 | -389.502 | 0.6747 | 10.8378 | 0.55 | -1 | -4.2 | 11.1051 | 0 | 0 | 11.2358 | 11.2358 | 11.2358 | 11.2358 | 13.0649 | 58.6521 | 1.3368 | 0 | 7.2317 | 12.7477 | 1.7014 | 64.2243 | 67.8938 | 80.8314 | 912.9772 | 22.7184 | 39.2863 | 1.1346 | 0.3248 | 0 | 13.847 | 3.48 | 29.422 | 852.55 | 336.3648 | -7.29 | 8.181 | 4.06 | -2.09 | 9.4232 | 3.3702 | 38.7856 | 2025-10-24 | 2025_10_24 Hr 02 | 67.9224 | -7e-06 | -852.55 | -389.502 | 255.1405 | 745.5338 | 191.4835 | 15.25 | 34.6442 | 59.0328 | 108.5619 | 87.5458 | 22.8901 | 179.1062 | 176.4163 | 0 | 6.0261 | 0 | 228.977 | 0 | 132.1181 | 0
2025_10_24 Hr 03 | 0 | 0 | 0 | 3.8139 | 3.8193 | 3.8193 | 3.8097 | 3.8139 | 3.8139 | 48.8024 | 0 | 0.08 | 57 | 0 | 89.5531 | 89.5531 | 176.4163 | 0 | 0 | 0.046 | 0.0275 | 1.0494 | 0 | 0.00282 | 0.1485 | 0 | 6.0261 | 228.977 | 0 | 0 | 0 | 0 | 6.4725 | 13.3431 | 0 | 0 | -410.3486 | 0.6747 | 10.8378 | 0.55 | -1 | -4.2 | 11.1051 | 0 | 0 | 10.6178 | 10.6178 | 10.6178 | 10.6178 | 12.3463 | 50.6493 | 1.3368 | 0 | 7.2317 | 12.7477 | 1.7014 | 64.2243 | 67.8938 | 98.7618 | 906.3252 | 22.4944 | 38.8991 | 1.1346 | 0.3248 | 0 | 13.847 | 3.48 | 29.422 | 839.2416 | 350.5551 | -7.29 | 8.181 | 4.06 | -2.09 | 9.3303 | 3.337 | 38.5345 | 2025-10-24 | 2025_10_24 Hr 03 | 73.0444 | 6.7e-05 | -839.2416 | -410.3486 | 247.7512 | 745.5338 | 206.4111 | 15.25 | 34.6442 | 57.1714 | 103.7714 | 86.8085 | 22.8901 | 179.1062 | 176.4163 | 0 | 6.0261 | 0 | 228.977 | 0 | 132.1181 | 0
2025_10_24 Hr 04 | 0 | 0 | 0 | 3.8139 | 3.8193 | 3.8193 | 3.8097 | 3.8139 | 3.8139 | 50.9291 | 0 | 0.08 | 29 | 0 | 89.5531 | 89.5531 | 176.4163 | 0 | 0 | 0.046 | 0.0275 | 1.0494 | 0 | 0.00282 | 0.1485 | 0 | 6.0261 | 228.977 | 0 | 0 | 0 | 0 | 7.1334 | 15.1566 | 0 | 0 | -384.9832 | 0.6747 | 10.8378 | 0.55 | -1 | -4.2 | 11.1051 | 0 | 0 | 11.4393 | 11.4393 | 11.4393 | 11.4393 | 13.3015 | 50.6493 | 1.3368 | 0 | 7.2317 | 12.7477 | 1.7014 | 64.2243 | 67.8938 | 99.774 | 915.1674 | 22.7921 | 39.4139 | 1.1346 | 0.3248 | 0 | 13.847 | 3.48 | 29.422 | 847.4417 | 324.5475 | -7.29 | 8.181 | 4.06 | -2.09 | 9.4538 | 3.3811 | 38.5245 | 2025-10-24 | 2025_10_24 Hr 04 | 73.4952 | -2.1e-05 | -847.4417 | -384.9832 | 257.5736 | 745.5338 | 179.4233 | 15.25 | 34.6442 | 59.6457 | 110.1393 | 87.7886 | 22.8901 | 179.1062 | 176.4163 | 0 | 6.0261 | 0 | 228.977 | 0 | 132.1181 | 0
2025_10_24 Hr 05 | 0 | 0 | 0 | 3.8139 | 3.8193 | 3.8193 | 3.8097 | 3.8139 | 3.8139 | 55.5729 | 0 | 0.08 | 65 | 0 | 89.5531 | 89.5531 | 176.4163 | 0 | 0 | 0.046 | 0.0275 | 1.0494 | 0 | 0.00282 | 0.1485 | 0 | 6.0261 | 228.977 | 0 | 0 | 0 | 0 | 8.5765 | 19.1163 | 0 | 0 | -385.7818 | 0.6747 | 10.8378 | 0.55 | -1 | -4.2 | 11.1051 | 0 | 0 | 13.233 | 13.233 | 13.233 | 13.233 | 15.3872 | 50.6493 | 1.3368 | 0 | 7.2317 | 12.7477 | 1.7014 | 64.2243 | 67.8938 | 72.7338 | 934.4744 | 23.4421 | 40.538 | 1.1346 | 0.3248 | 0 | 13.847 | 3.48 | 29.422 | 877.05 | 335.6474 | -7.29 | 8.181 | 4.06 | -2.09 | 9.7234 | 3.4775 | 39.7037 | 2025-10-24 | 2025_10_24 Hr 05 | 77.4089 | -6e-05 | -877.05 | -385.7818 | 279.0207 | 745.5338 | 188.3831 | 15.25 | 34.6442 | 65.0485 | 124.0434 | 89.9288 | 22.8901 | 179.1062 | 176.4163 | 0 | 6.0261 | 0 | 228.977 | 0 | 132.1181 | 0
2025_10_24 Hr 06 | 0 | 0 | 0 | 3.8139 | 3.8193 | 3.8193 | 3.8097 | 3.8139 | 3.8139 | 74.6747 | 0 | 0.08 | 54 | 0 | 89.5531 | 89.5531 | 176.4163 | 0 | 0 | 0.046 | 0.0275 | 1.0494 | 0 | 0.00282 | 0.1485 | 0 | 6.0261 | 228.977 | 0 | 0 | 0 | 0 | 14.5124 | 35.4042 | 0 | 0 | -377.5449 | 0.6747 | 10.8378 | 0.55 | -1 | -4.2 | 11.1051 | 0 | 0 | 20.6112 | 20.6112 | 20.6112 | 20.6112 | 23.9665 | 58.6521 | 1.3368 | 0 | 7.2317 | 12.7477 | 1.7014 | 64.2243 | 67.8938 | 59.8644 | 1013.892 | 26.116 | 45.1618 | 1.1346 | 0.3248 | 0 | 13.847 | 3.48 | 29.422 | 957.6417 | 328.5843 | -7.29 | 8.181 | 4.06 | -2.09 | 10.8325 | 3.8742 | 42.7766 | 2025-10-24 | 2025_10_24 Hr 06 | 76.9039 | 0 | -957.6417 | -377.5449 | 367.2421 | 745.5338 | 172.5165 | 15.25 | 34.6442 | 87.2724 | 181.2375 | 98.7323 | 22.8901 | 179.1062 | 176.4163 | 0 | 6.0261 | 0 | 228.977 | 0 | 132.1181 | 0
2025_10_24 Hr 07 | 0 | 0 | 0 | 3.8139 | 3.8193 | 3.8193 | 3.8097 | 3.8139 | 3.8139 | 96.0594 | -14 | 0.08 | 57 | 0 | 89.5531 | 89.5531 | 173.7529 | 0 | 0 | 0.046 | 0.0275 | 1.0494 | 0 | 0.00282 | 0.1485 | 0 | 6.0261 | 226.1846 | 0 | 0 | 0 | 0 | 21.1578 | 53.6388 | 0 | 0 | -371.0659 | 0.6747 | 10.8378 | 0.55 | -1 | -4.2 | 11.1051 | 0 | 0 | 28.8712 | 28.8712 | 28.8712 | 28.8712 | 33.5712 | 68.5503 | 1.3368 | 0 | 7.2317 | 12.7477 | 1.7014 | 62.9821 | 66.5807 | 69.8418 | 1094.79 | 29.1094 | 50.3383 | 1.1346 | 0.3248 | 0 | 13.847 | 3.48 | 29.422 | 1063.75 | 361.3155 | -21.29 | 8.181 | 4.06 | -2.09 | 12.0741 | 4.3183 | 46.8798 | 2025-10-24 | 2025_10_24 Hr 07 | 76.1608 | -5.3e-05 | -1063.75 | -371.0659 | 452.0069 | 737.5227 | 195.3921 | 15.25 | 34.6442 | 112.1522 | 245.2668 | 94.5878 | 22.8901 | 179.1062 | 173.7529 | 0 | 6.0261 | 0 | 226.1846 | 0 | 129.5628 | 0
2025_10_24 Hr 08 | 0 | 0 | 0 | 3.8139 | 3.8193 | 3.8193 | 3.8097 | 3.8139 | 3.8139 | 104.6835 | -14 | 0.08 | 70 | 0 | 89.5531 | 89.5531 | 173.7529 | 0 | 0 | 0.046 | 0.0275 | 1.0494 | 0 | 0.00282 | 0.1485 | 0 | 6.0261 | 226.1846 | 0 | 0 | 0 | 0 | 23.8377 | 60.9925 | 0 | 0 | -406.8414 | 0.6747 | 10.8378 | 0.55 | -1 | -4.2 | 11.1051 | 0 | 0 | 32.2024 | 32.2024 | 32.2024 | 32.2024 | 37.4446 | 65.6019 | 1.3368 | 0 | 7.2317 | 12.7477 | 1.7014 | 62.9821 | 66.5807 | 107.727 | 1130.646 | 30.3166 | 52.4259 | 1.1346 | 0.3248 | 0 | 13.847 | 3.48 | 29.422 | 1115.742 | 413.2269 | -21.29 | 8.181 | 4.06 | -2.09 | 12.5748 | 4.4973 | 49.4029 | 2025-10-24 | 2025_10_24 Hr 08 | 69.1733 | -0.000449 | -1115.742 | -406.8414 | 491.8372 | 737.5227 | 243.3289 | 15.25 | 34.6442 | 122.1859 | 271.0888 | 98.5624 | 22.8901 | 179.1062 | 173.7529 | 0 | 6.0261 | 0 | 226.1846 | 0 | 129.5628 | 0
2025_10_24 Hr 09 | 2.5887 | 0.000435 | 0.012267 | 3.8139 | 3.8193 | 3.8193 | 3.8097 | 3.8139 | 3.8139 | 104.2738 | -14 | 0.08 | 49 | 0 | 89.5531 | 89.5531 | 173.7529 | 0 | 0 | 0.046 | 0.0275 | 1.0494 | 0 | 0.00282 | 0.1485 | 0 | 0 | 226.1846 | 0 | 0 | 0 | 0 | 23.7104 | 60.6431 | 0 | 0 | -378.5457 | 0.6747 | 10.8378 | 0.55 | -1 | -4.2 | 11.1051 | 0 | 0 | 32.0441 | 32.0441 | 32.0441 | 32.0441 | 37.2606 | 73.4994 | 1.3368 | 0 | 7.2317 | 12.7477 | 1.7014 | 62.9821 | 66.5807 | 111.6312 | 1122.929 | 30.2593 | 52.3267 | 1.1346 | 0.3248 | -2.5887 | 13.847 | 3.48 | 29.422 | 1126.933 | 406.4288 | -23.8787 | 8.181 | 4.06 | -2.09 | 12.5511 | 4.4888 | 49.4723 | 2025-10-24 | 2025_10_24 Hr 09 | 69.944 | 0.000217 | -1126.933 | -378.5457 | 489.9448 | 731.4966 | 234.1433 | 15.25 | 34.6442 | 121.7092 | 269.862 | 98.3736 | 22.8901 | 179.1062 | 173.7529 | 0 | 0 | 0 | 226.1846 | 0 | 129.5628 | 0
2025_10_24 Hr 10 | 16.9813 | 0.003135 | 0.088407 | 3.8139 | 3.8193 | 3.8193 | 3.8097 | 3.8139 | 3.8139 | 98.4398 | -14 | 0.08 | 32 | 0 | 89.5531 | 89.5531 | 173.7529 | 0 | 0 | 0.046 | 0.0275 | 1.0494 | 0 | 0.00282 | 0.1485 | 0 | 0 | 226.1846 | 0 | 0 | 0 | 0 | 21.8975 | 55.6685 | 0 | 0 | -334.6566 | 0.6747 | 10.8378 | 0.55 | -1 | -4.2 | 11.1051 | 0 | 0 | 29.7907 | 29.7907 | 29.7907 | 29.7907 | 34.6403 | 72.5517 | 1.3368 | 0 | 7.2317 | 12.7477 | 1.7014 | 62.9821 | 66.5807 | 115.68 | 1098.75 | 29.4426 | 50.9145 | 1.1346 | 0.3248 | -16.9813 | 13.847 | 3.48 | 29.422 | 1130.058 | 404.2366 | -38.2713 | 8.181 | 4.06 | -2.09 | 12.2123 | 4.3677 | 49.0182 | 2025-10-24 | 2025_10_24 Hr 10 | 69.7577 | 0.000202 | -1130.058 | -334.6566 | 463.0007 | 731.4966 | 220.3232 | 15.25 | 34.6442 | 114.9217 | 252.3941 | 95.6849 | 22.8901 | 179.1062 | 173.7529 | 0 | 0 | 0 | 226.1846 | 0 | 129.5628 | 0
2025_10_24 Hr 11 | 17.0924 | 0.006465 | 0.18231 | 3.8139 | 3.8193 | 3.8193 | 3.8097 | 3.8139 | 3.8139 | 89.6791 | -14 | 0.08 | 28 | 0 | 89.5531 | 89.5531 | 173.7529 | 0 | 0 | 0.046 | 0.0275 | 1.0494 | 0 | 0.00282 | 0.1485 | 0 | 0 | 226.1846 | 0 | 0 | 0 | 0 | 19.1751 | 48.1984 | 0 | 0 | -319.9561 | 0.6747 | 10.8378 | 0.55 | -1 | -4.2 | 11.1051 | 0 | 0 | 26.4068 | 26.4068 | 26.4068 | 26.4068 | 30.7056 | 66.5496 | 1.3368 | 0 | 7.2317 | 12.7477 | 1.7014 | 62.9821 | 66.5807 | 119.7288 | 1062.42 | 28.2163 | 48.7938 | 1.1346 | 0.3248 | -17.0924 | 13.847 | 3.48 | 29.422 | 1098.442 | 394.3602 | -38.3824 | 8.181 | 4.06 | -2.09 | 11.7037 | 4.1858 | 47.5767 | 2025-10-24 | 2025_10_24 Hr 11 | 65.4127 | -0.000452 | -1098.442 | -319.9561 | 422.5397 | 731.4966 | 214.4672 | 15.25 | 34.6442 | 104.7291 | 226.1632 | 91.6474 | 22.8901 | 179.1062 | 173.7529 | 0 | 0 | 0 | 226.1846 | 0 | 129.5628 | 0
2025_10_24 Hr 12 | 12.9483 | 0.009615 | 0.27114 | 3.8139 | 3.8193 | 3.8193 | 3.8097 | 3.8139 | 3.8139 | 88.606 | -14 | 0.08 | 30 | 0 | 89.5531 | 89.5531 | 173.7529 | 0 | 0 | 0.046 | 0.0275 | 1.0494 | 0 | 0.00282 | 0.1485 | 0 | 0 | 226.1846 | 0 | 0 | 0 | 0 | 18.8416 | 47.2833 | 0 | 0 | -339.4585 | 0.6747 | 10.8378 | 0.55 | -1 | -4.2 | 11.1051 | 0 | 0 | 25.9923 | 25.9923 | 25.9923 | 25.9923 | 30.2236 | 61.6005 | 1.3368 | 0 | 7.2317 | 12.7477 | 1.7014 | 62.9821 | 66.5807 | 126.6696 | 1058.047 | 28.0661 | 48.5341 | 1.1346 | 0.3248 | -12.9483 | 13.847 | 3.48 | 29.422 | 1078.067 | 393.7163 | -34.2383 | 8.181 | 4.06 | -2.09 | 11.6414 | 4.1635 | 47.0291 | 2025-10-24 | 2025_10_24 Hr 12 | 65.6075 | -0.000456 | -1078.067 | -339.4585 | 417.5834 | 731.4966 | 218.5509 | 15.25 | 34.6442 | 103.4806 | 222.95 | 91.1528 | 22.8901 | 179.1062 | 173.7529 | 0 | 0 | 0 | 226.1846 | 0 | 129.5628 | 0
2025_10_24 Hr 13 | 11.9201 | 0.011025 | 0.3109 | 3.8139 | 3.8193 | 3.8193 | 3.8097 | 3.8139 | 3.8139 | 83.2988 | -14 | 0.08 | 29 | 0 | 89.5531 | 89.5531 | 173.7529 | 0 | 0 | 0.046 | 0.0275 | 1.0494 | 0 | 0.00282 | 0.1485 | 0 | 0 | 226.1846 | 0 | 0 | 0 | 0 | 17.1924 | 42.758 | 0 | 0 | -317.3043 | 0.6747 | 10.8378 | 0.55 | -1 | -4.2 | 11.1051 | 0 | 0 | 23.9424 | 23.9424 | 23.9424 | 23.9424 | 27.84 | 58.6521 | 1.3368 | 0 | 7.2317 | 12.7477 | 1.7014 | 62.9821 | 66.5807 | 121.6086 | 1036.022 | 27.3232 | 47.2494 | 1.1346 | 0.3248 | -11.9201 | 13.847 | 3.48 | 29.422 | 1066.742 | 381.2342 | -33.2101 | 8.181 | 4.06 | -2.09 | 11.3332 | 4.0533 | 46.2905 | 2025-10-24 | 2025_10_24 Hr 13 | 67.4935 | -0.00045 | -1066.742 | -317.3043 | 393.0724 | 731.4966 | 209.5826 | 15.25 | 34.6442 | 97.306 | 207.0595 | 88.7069 | 22.8901 | 179.1062 | 173.7529 | 0 | 0 | 0 | 226.1846 | 0 | 129.5628 | 0
2025_10_24 Hr 14 | 13.4723 | 0.011505 | 0.32444 | 3.8139 | 3.8193 | 3.8193 | 3.8097 | 3.8139 | 3.8139 | 81.972 | -14 | 0.08 | 35 | 0 | 89.5531 | 89.5531 | 173.7529 | 0 | 0 | 0.046 | 0.0275 | 1.0494 | 0 | 0.00282 | 0.1485 | 0 | 0 | 226.1846 | 0 | 0 | 0 | 0 | 16.7801 | 41.6266 | 0 | 0 | -322.4658 | 0.6747 | 10.8378 | 0.55 | -1 | -4.2 | 11.1051 | 0 | 0 | 23.4299 | 23.4299 | 23.4299 | 23.4299 | 27.244 | 58.6521 | 1.3368 | 0 | 7.2317 | 12.7477 | 1.7014 | 62.9821 | 66.5807 | 116.6922 | 1030.519 | 27.1375 | 46.9282 | 1.1346 | 0.3248 | -13.4723 | 13.847 | 3.48 | 29.422 | 1056.55 | 383.259 | -34.7623 | 8.181 | 4.06 | -2.09 | 11.2562 | 4.0257 | 45.9561 | 2025-10-24 | 2025_10_24 Hr 14 | 63.2671 | -6.5e-05 | -1056.55 | -322.4658 | 386.9447 | 731.4966 | 210.6802 | 15.25 | 34.6442 | 95.7624 | 203.0869 | 88.0954 | 22.8901 | 179.1062 | 173.7529 | 0 | 0 | 0 | 226.1846 | 0 | 129.5628 | 0
2025_10_24 Hr 15 | 16.061 | 0.00948 | 0.26734 | 3.8139 | 3.8193 | 3.8193 | 3.8097 | 3.8139 | 3.8139 | 75.8649 | -14 | 0.08 | 35 | 0 | 89.5531 | 89.5531 | 173.7529 | 0 | 0 | 0.046 | 0.0275 | 1.0494 | 0 | 0.00282 | 0.1485 | 0 | 0 | 226.1846 | 0 | 0 | 0 | 0 | 14.8823 | 36.4191 | 0 | 0 | -318.8585 | 0.6747 | 10.8378 | 0.55 | -1 | -4.2 | 11.1051 | 0 | 0 | 21.0709 | 21.0709 | 21.0709 | 21.0709 | 24.5011 | 57.5991 | 1.3368 | 0 | 7.2317 | 12.7477 | 1.7014 | 62.9821 | 66.5807 | 105.7026 | 1005.071 | 26.2826 | 45.4499 | 1.1346 | 0.3248 | -16.061 | 13.847 | 3.48 | 29.422 | 1019.85 | 370.9885 | -37.351 | 8.181 | 4.06 | -2.09 | 10.9016 | 3.8989 | 44.46 | 2025-10-24 | 2025_10_24 Hr 15 | 64.978 | -0.000142 | -1019.85 | -318.8585 | 358.739 | 731.4966 | 198.5785 | 15.25 | 34.6442 | 88.6571 | 184.8011 | 85.2808 | 22.8901 | 179.1062 | 173.7529 | 0 | 0 | 0 | 226.1846 | 0 | 129.5628 | 0
2025_10_24 Hr 16 | 17.5783 | 0.007605 | 0.21446 | 3.8139 | 3.8193 | 3.8193 | 3.8097 | 3.8139 | 3.8139 | 74.0113 | -14 | 0.08 | 39 | 0 | 89.5531 | 89.5531 | 173.7529 | 0 | 0 | 0.046 | 0.0275 | 1.0494 | 0 | 0.00282 | 0.1485 | 0 | 0 | 226.1846 | 0 | 0 | 0 | 0 | 14.3063 | 34.8386 | 0 | 0 | -313.321 | 0.6747 | 10.8378 | 0.55 | -1 | -4.2 | 11.1051 | 0 | 0 | 20.355 | 20.355 | 20.355 | 20.355 | 23.6686 | 53.5977 | 1.3368 | 0 | 7.2317 | 12.7477 | 1.7014 | 62.9821 | 66.5807 | 104.6904 | 997.3115 | 26.0232 | 45.0012 | 1.1346 | 0.3248 | -17.5783 | 13.847 | 3.48 | 29.422 | 1015.758 | 370.6361 | -38.8683 | 8.181 | 4.06 | -2.09 | 10.794 | 3.8604 | 44.2256 | 2025-10-24 | 2025_10_24 Hr 16 | 66.5703 | 0.000197 | -1015.758 | -313.321 | 350.1782 | 731.4966 | 197.5102 | 15.25 | 34.6442 | 86.5005 | 179.2511 | 84.4265 | 22.8901 | 179.1062 | 173.7529 | 0 | 0 | 0 | 226.1846 | 0 | 129.5628 | 0
2025_10_24 Hr 17 | 10.8903 | 0.003315 | 0.093483 | 3.8139 | 3.8193 | 3.8193 | 3.8097 | 3.8139 | 3.8139 | 74.8113 | -14 | 0.08 | 31 | 0 | 89.5531 | 89.5531 | 173.7529 | 0 | 0 | 0.046 | 0.0275 | 1.0494 | 0 | 0.00282 | 0.1485 | 0 | 1.0043 | 226.1846 | 0 | 0 | 0 | 0 | 14.5549 | 35.5207 | 0 | 0 | -309.0104 | 0.6747 | 10.8378 | 0.55 | -1 | -4.2 | 11.1051 | 0 | 0 | 20.664 | 20.664 | 20.664 | 20.664 | 24.0279 | 46.6479 | 1.3368 | 0 | 7.2317 | 12.7477 | 1.7014 | 62.9821 | 66.5807 | 108.7392 | 1001.521 | 26.1351 | 45.1949 | 1.1346 | 0.3248 | -10.8903 | 13.847 | 3.48 | 29.422 | 1013.742 | 353.4114 | -32.1803 | 8.181 | 4.06 | -2.09 | 10.8404 | 3.877 | 44.0893 | 2025-10-24 | 2025_10_24 Hr 17 | 68.9992 | -0.000433 | -1013.742 | -309.0104 | 353.8729 | 732.501 | 186.4839 | 15.25 | 34.6442 | 87.4313 | 181.6464 | 84.7952 | 22.8901 | 179.1062 | 173.7529 | 0 | 1.0043 | 0 | 226.1846 | 0 | 129.5628 | 0
2025_10_24 Hr 18 | 1.0331 | 0.006885 | 0.19416 | 3.8139 | 3.8193 | 3.8193 | 3.8097 | 3.8139 | 3.8139 | 78.2648 | -14 | 0.08 | 30 | 0 | 89.5531 | 89.5531 | 173.7529 | 0 | 0 | 0.046 | 0.0275 | 1.0494 | 0 | 0.00282 | 0.1485 | 0 | 6.0261 | 226.1846 | 0 | 0 | 0 | 0 | 15.6281 | 38.4655 | 0 | 1.8568 | -308.7747 | 0.6747 | 10.8378 | 0.55 | -1 | -4.2 | 11.1051 | 0 | 0 | 21.9979 | 21.9979 | 21.9979 | 21.9979 | 25.579 | 49.7016 | 1.3368 | 0 | 7.2317 | 12.7477 | 1.7014 | 62.9821 | 66.5807 | 95.7252 | 1021.002 | 26.6185 | 46.0309 | 1.1346 | 0.3248 | -1.0331 | 13.847 | 3.48 | 29.422 | 1025.95 | 334.1892 | -22.3231 | 8.181 | 4.06 | -2.09 | 11.0409 | 3.9488 | 44.5437 | 2025-10-24 | 2025_10_24 Hr 18 | 78.121 | -6.7e-05 | -1025.95 | -306.9179 | 369.8231 | 737.5227 | 175.6278 | 15.25 | 34.6442 | 91.4493 | 191.9869 | 86.3868 | 22.8901 | 179.1062 | 173.7529 | 0 | 6.0261 | 0 | 226.1846 | 0 | 129.5628 | 0
2025_10_24 Hr 19 | 0 | 0.003225 | 0.090945 | 3.8139 | 3.8193 | 3.8193 | 3.8097 | 3.8139 | 3.8139 | 83.9622 | -14 | 0.08 | 66 | 0 | 89.5531 | 89.5531 | 173.7529 | 0 | 0 | 0.046 | 0.0275 | 1.0494 | 0 | 0.00282 | 0.1485 | 0 | 6.0261 | 226.1846 | 0 | 0 | 0 | 0 | 17.3986 | 43.3236 | 0 | 0 | -348.1572 | 0.6747 | 10.8378 | 0.55 | -1 | -4.2 | 11.1051 | 0 | 0 | 24.1986 | 24.1986 | 24.1986 | 24.1986 | 28.1379 | 54.6507 | 1.3368 | 0 | 7.2317 | 12.7477 | 1.7014 | 62.9821 | 66.5807 | 67.8174 | 1044.586 | 27.4161 | 47.41 | 1.1346 | 0.3248 | 0 | 13.847 | 3.48 | 29.422 | 1023.958 | 348.8195 | -21.29 | 8.181 | 4.06 | -2.09 | 11.3717 | 4.0671 | 45.0077 | 2025-10-24 | 2025_10_24 Hr 19 | 80.1284 | 0.000266 | -1023.958 | -348.1572 | 396.1363 | 737.5227 | 188.5623 | 15.25 | 34.6442 | 98.0779 | 209.0458 | 89.0126 | 22.8901 | 179.1062 | 173.7529 | 0 | 6.0261 | 0 | 226.1846 | 0 | 129.5628 | 0
2025_10_24 Hr 20 | 0 | 0.000615 | 0.017343 | 3.8139 | 3.8193 | 3.8193 | 3.8097 | 3.8139 | 3.8139 | 76.2747 | -14 | 0.08 | 83 | 0 | 89.5531 | 89.5531 | 173.7529 | 0 | 0 | 0.046 | 0.0275 | 1.0494 | 0 | 0.00282 | 0.1485 | 0 | 6.0261 | 226.1846 | 0 | 0 | 0 | 0 | 15.0096 | 36.7685 | 0 | 0 | -337.853 | 0.6747 | 10.8378 | 0.55 | -1 | -4.2 | 11.1051 | 0 | 0 | 21.2292 | 21.2292 | 21.2292 | 21.2292 | 24.6851 | 66.5496 | 1.3368 | 0 | 7.2317 | 12.7477 | 1.7014 | 62.9821 | 66.5807 | 49.887 | 1012.551 | 26.34 | 45.5491 | 1.1346 | 0.3248 | 0 | 13.847 | 3.48 | 29.422 | 1009.65 | 356.2424 | -21.29 | 8.181 | 4.06 | -2.09 | 10.9254 | 3.9074 | 44.3073 | 2025-10-24 | 2025_10_24 Hr 20 | 68.6519 | -9.2e-05 | -1009.65 | -337.853 | 360.6315 | 737.5227 | 199.4546 | 15.25 | 34.6442 | 89.1338 | 186.028 | 85.4696 | 22.8901 | 179.1062 | 173.7529 | 0 | 6.0261 | 0 | 226.1846 | 0 | 129.5628 | 0
2025_10_24 Hr 21 | 0 | 0 | 0 | 3.8139 | 3.8193 | 3.8193 | 3.8097 | 3.8139 | 3.8139 | 70.9675 | -14 | 0.08 | 87 | 0 | 89.5531 | 89.5531 | 173.7529 | 0 | 0 | 0.046 | 0.0275 | 1.0494 | 0 | 0.00282 | 0.1485 | 0 | 0 | 226.1846 | 0 | 0 | 0 | 0 | 13.3604 | 32.2432 | 0 | 0 | -320.3622 | 0.6747 | 10.8378 | 0.55 | -1 | -4.2 | 11.1051 | 0 | 0 | 19.1793 | 19.1793 | 19.1793 | 19.1793 | 22.3015 | 65.6019 | 1.3368 | 0 | 7.2317 | 12.7477 | 1.7014 | 62.9821 | 66.5807 | 55.8156 | 984.4421 | 25.5971 | 44.2644 | 1.1346 | 0.3248 | 0 | 13.847 | 3.48 | 29.422 | 1005.567 | 362.7768 | -21.29 | 8.181 | 4.06 | -2.09 | 10.6173 | 3.7972 | 43.916 | 2025-10-24 | 2025_10_24 Hr 21 | 67.373 | -0.000425 | -1005.567 | -320.3622 | 336.1205 | 731.4966 | 208.4175 | 15.25 | 34.6442 | 82.9592 | 170.1375 | 83.0237 | 22.8901 | 179.1062 | 173.7529 | 0 | 0 | 0 | 226.1846 | 0 | 129.5628 | 0
2025_10_24 Hr 22 | 0 | 0 | 0 | 3.8139 | 3.8193 | 3.8193 | 3.8097 | 3.8139 | 3.8139 | 66.4408 | -14 | 0.08 | 87 | 0 | 89.5531 | 89.5531 | 173.7529 | 0 | 0 | 0.046 | 0.0275 | 1.0494 | 0 | 0.00282 | 0.1485 | 0 | 0 | 226.1846 | 0 | 0 | 0 | 0 | 11.9537 | 28.3833 | 0 | 0 | -398.3166 | 0.6747 | 10.8378 | 0.55 | -1 | -4.2 | 11.1051 | 0 | 0 | 17.4308 | 17.4308 | 17.4308 | 17.4308 | 20.2684 | 65.6019 | 1.3368 | 0 | 7.2317 | 12.7477 | 1.7014 | 62.9821 | 66.5807 | 109.7514 | 965.6219 | 24.9634 | 43.1687 | 1.1346 | 0.3248 | 0 | 13.847 | 3.48 | 29.422 | 960.6417 | 414.6263 | -21.29 | 8.181 | 4.06 | -2.09 | 10.3544 | 3.7032 | 43.1683 | 2025-10-24 | 2025_10_24 Hr 22 | 67.6948 | -9.4e-05 | -960.6417 | -398.3166 | 315.2141 | 731.4966 | 262.3533 | 15.25 | 34.6442 | 77.6927 | 156.5839 | 80.9375 | 22.8901 | 179.1062 | 173.7529 | 0 | 0 | 0 | 226.1846 | 0 | 129.5628 | 0
2025_10_24 Hr 23 | 0 | 0 | 0 | 3.8139 | 3.8193 | 3.8193 | 3.8097 | 3.8139 | 3.8139 | 58.4801 | 0 | 0.08 | 87 | 0 | 89.5531 | 89.5531 | 176.4163 | 0 | 0 | 0.046 | 0.0275 | 1.0494 | 0 | 0.00282 | 0.1485 | 0 | 0 | 228.977 | 0 | 0 | 0 | 0 | 9.4799 | 21.5953 | 0 | 0 | -401.3077 | 0.6747 | 10.8378 | 0.55 | -1 | -4.2 | 11.1051 | 0 | 0 | 14.3559 | 14.3559 | 14.3559 | 14.3559 | 16.6929 | 62.5482 | 1.3368 | 0 | 7.2317 | 12.7477 | 1.7014 | 64.2243 | 67.8938 | 86.76 | 940.5354 | 23.8491 | 41.2417 | 1.1346 | 0.3248 | 0 | 13.847 | 3.48 | 29.422 | 916.85 | 384.9124 | -7.29 | 8.181 | 4.06 | -2.09 | 9.8922 | 3.5379 | 41.4791 | 2025-10-24 | 2025_10_24 Hr 23 | 73.0173 | 4.4e-05 | -916.85 | -401.3077 | 292.4476 | 739.5077 | 236.3082 | 15.25 | 34.6442 | 68.4309 | 132.7481 | 91.2686 | 22.8901 | 179.1062 | 176.4163 | 0 | 0 | 0 | 228.977 | 0 | 132.1181 | 0
2025_10_24 Hr 24 | 0 | 0 | 0 | 3.8139 | 3.8193 | 3.8193 | 3.8097 | 3.8139 | 3.8139 | 51.5925 | 0 | 0.08 | 86 | 0 | 89.5531 | 89.5531 | 176.4163 | 0 | 0 | 0.046 | 0.0275 | 1.0494 | 0 | 0.00282 | 0.1485 | 18.8237 | 0 | 228.977 | 0 | 0 | 0 | 0 | 7.3396 | 15.7223 | 0 | 0 | -422.1259 | 0.6747 | 10.8378 | 0 | -1 | -4.2 | 11.1051 | 0 | 0 | 11.6956 | 11.6956 | 11.6956 | 11.6956 | 13.5995 | 61.6005 | 1.3368 | 0 | 7.2317 | 12.7477 | 1.7014 | 64.2243 | 67.8938 | 70.854 | 930.7231 | 22.885 | 39.5744 | 1.1346 | 0.3248 | 0 | 13.847 | 3.48 | 29.422 | 865.1917 | 363.8844 | -7.29 | 8.181 | 4.06 | -2.09 | 9.4923 | 3.3949 | 39.7066 | 2025-10-24 | 2025_10_24 Hr 24 | 72.7648 | -6.6e-05 | -865.1917 | -422.1259 | 260.6375 | 758.3314 | 218.4545 | 15.25 | 34.6442 | 60.4175 | 112.1256 | 88.0944 | 22.8901 | 179.1062 | 176.4163 | 0 | 0 | 18.8237 | 228.977 | 0 | 132.1181 | 0
2025_10_25 Hr 01 | 0 | 0 | 0 | 3.8139 | 3.8193 | 3.8193 | 3.8097 | 3.8139 | 3.8139 | 47.1967 | 0 | 0.08 | 86 | 0 | 89.5531 | 89.5531 | 176.4163 | 0 | 0 | 0.046 | 0.0275 | 1.0494 | 0 | 0.00282 | 0.1485 | 28.2291 | 6.0261 | 228.977 | 0 | 0 | 0 | 0 | 5.8668 | 11.656 | 0 | 0 | -469.0176 | 0.6747 | 10.9145 | 0 | -1 | -4.2 | 11.2204 | 0 | 0 | 9.9036 | 9.9036 | 9.9036 | 9.9036 | 11.5158 | 58.6521 | 1.3368 | 0 | 7.3296 | 12.7588 | 1.7014 | 64.2243 | 67.8938 | 91.6764 | 927.2871 | 22.2367 | 38.4346 | 1.1346 | 0.3248 | 0 | 13.847 | 3.48 | 29.422 | 830.5833 | 379.6039 | -7.29 | 8.2101 | 4.06 | -2.09 | 9.2145 | 3.2953 | 38.9575 | 2025-10-25 | 2025_10_25 Hr 01 | 75.1967 | 9.8e-05 | -830.5833 | -469.0176 | 239.6154 | 773.7629 | 236.3285 | 15.25 | 34.6442 | 55.1975 | 98.478 | 85.9399 | 22.8901 | 179.1062 | 176.4163 | 0 | 6.0261 | 28.2291 | 228.977 | 0 | 132.1181 | 0
2025_10_25 Hr 02 | 0 | 0 | 0 | 3.8139 | 3.8193 | 3.8193 | 3.8097 | 3.8139 | 3.8139 | 41.7282 | 0 | 0.08 | 82 | 0 | 89.5531 | 89.5531 | 176.4163 | 0 | 0 | 0.046 | 0.0275 | 1.0494 | 0 | 0.00282 | 0.1485 | 37.6341 | 6.0261 | 228.977 | 0 | 0 | 0 | 0 | 4.1752 | 7.0162 | 0 | 0 | -483.7122 | 0.6747 | 10.9145 | 0 | -1 | -4.2 | 11.2204 | 0 | 0 | 7.7952 | 7.7952 | 7.7952 | 7.7952 | 9.0642 | 65.6019 | 1.3368 | 0 | 7.3296 | 12.7588 | 1.7014 | 64.2243 | 67.8938 | 95.7252 | 914.0073 | 21.4773 | 37.122 | 1.1346 | 0.3248 | 0 | 13.847 | 3.48 | 29.422 | 807.1083 | 384.1032 | -7.29 | 8.2101 | 4.06 | -2.09 | 8.8998 | 3.1827 | 38.2242 | 2025-10-25 | 2025_10_25 Hr 02 | 74.9802 | 5e-06 | -807.1083 | -483.7122 | 214.4313 | 783.1679 | 243.3271 | 15.25 | 34.6442 | 48.8661 | 82.1247 | 83.4406 | 22.8901 | 179.1062 | 176.4163 | 0 | 6.0261 | 37.6341 | 228.977 | 0 | 132.1181 | 0
2025_10_25 Hr 03 | 0 | 0 | 0 | 3.8139 | 3.8193 | 3.8193 | 3.8097 | 3.8139 | 3.8139 | 41.7282 | 0 | 0.08 | 74 | 0 | 89.5531 | 89.5531 | 176.4163 | 0 | 0 | 0.046 | 0.0275 | 1.0494 | 0 | 0.00282 | 0.1485 | 44.866 | 6.0261 | 228.977 | 0 | 0 | 0 | 0 | 4.1752 | 7.0162 | 0 | 0 | -501.3876 | 0.6747 | 10.9145 | 0 | -1 | -4.2 | 11.2204 | 0 | 0 | 7.7952 | 7.7952 | 7.7952 | 7.7952 | 9.0642 | 61.6005 | 1.3368 | 0 | 7.3296 | 12.7588 | 1.7014 | 64.2243 | 67.8938 | 98.7618 | 921.2392 | 21.4773 | 37.122 | 1.1346 | 0.3248 | 0 | 13.847 | 3.48 | 29.422 | 787.7 | 375.1384 | -7.29 | 8.2101 | 4.06 | -2.09 | 8.8998 | 3.1827 | 37.6906 | 2025-10-25 | 2025_10_25 Hr 03 | 74.9983 | -1.5e-05 | -787.7 | -501.3876 | 214.4313 | 790.3997 | 234.3623 | 15.25 | 34.6442 | 48.8661 | 82.1247 | 83.4406 | 22.8901 | 179.1062 | 176.4163 | 0 | 6.0261 | 44.866 | 228.977 | 0 | 132.1181 | 0
2025_10_25 Hr 04 | 0 | 0 | 0 | 3.8139 | 3.8193 | 3.8193 | 3.8097 | 3.8139 | 3.8139 | 43.3215 | 0 | 0.08 | 74 | 0 | 89.5531 | 89.5531 | 176.4163 | 0 | 0 | 0.046 | 0.0275 | 1.0494 | 0 | 0.00282 | 0.1485 | 45.3461 | 6.0261 | 228.977 | 0 | 0 | 0 | 0 | 4.6681 | 8.3681 | 0 | 0 | -491.8754 | 0.6747 | 10.9145 | 0 | -1 | -4.2 | 11.2204 | 0 | 0 | 8.4095 | 8.4095 | 8.4095 | 8.4095 | 9.7785 | 60.5475 | 1.3368 | 0 | 7.3296 | 12.7588 | 1.7014 | 64.2243 | 67.8938 | 91.6764 | 928.3289 | 21.6985 | 37.5044 | 1.1346 | 0.3248 | 0 | 13.847 | 3.48 | 29.422 | 796.8917 | 367.7282 | -7.29 | 8.2101 | 4.06 | -2.09 | 8.9915 | 3.2155 | 37.9283 | 2025-10-25 | 2025_10_25 Hr 04 | 78.2446 | 0 | -796.8917 | -491.8754 | 221.7691 | 790.8799 | 226.2239 | 15.25 | 34.6442 | 50.7109 | 86.8895 | 84.1688 | 22.8901 | 179.1062 | 176.4163 | 0 | 6.0261 | 45.3461 | 228.977 | 0 | 132.1181 | 0
2025_10_25 Hr 05 | 0 | 0 | 0 | 3.8139 | 3.8193 | 3.8193 | 3.8097 | 3.8139 | 3.8139 | 48.4163 | 0 | 0.08 | 85 | 0 | 89.5531 | 89.5531 | 176.4163 | 0 | 0 | 0.046 | 0.0275 | 1.0494 | 0 | 0.00282 | 0.1485 | 45.3461 | 6.0261 | 228.977 | 0 | 0 | 0 | 0 | 6.2441 | 12.6908 | 0 | 0 | -499.3781 | 0.6747 | 10.9145 | 0 | -1 | -4.2 | 11.2204 | 0 | 0 | 10.3738 | 10.3738 | 10.3738 | 10.3738 | 12.0625 | 53.5977 | 1.3368 | 0 | 7.3296 | 12.7588 | 1.7014 | 64.2243 | 67.8938 | 76.7826 | 949.4633 | 22.4061 | 38.7274 | 1.1346 | 0.3248 | 0 | 13.847 | 3.48 | 29.422 | 802.0084 | 359.2131 | -7.29 | 8.2101 | 4.06 | -2.09 | 9.2847 | 3.3204 | 38.229 | 2025-10-25 | 2025_10_25 Hr 05 | 80.4268 | -0.00013 | -802.0084 | -499.3781 | 245.232 | 790.8799 | 215.3803 | 15.25 | 34.6442 | 56.6096 | 102.1252 | 86.4973 | 22.8901 | 179.1062 | 176.4163 | 0 | 6.0261 | 45.3461 | 228.977 | 0 | 132.1181 | 0
2025_10_25 Hr 06 | 0 | 0 | 0 | 3.8139 | 3.8193 | 3.8193 | 3.8097 | 3.8139 | 3.8139 | 57.6419 | 0 | 0.08 | 90 | 0 | 89.5531 | 89.5531 | 176.4163 | 0 | 0 | 0.046 | 0.0275 | 1.0494 | 0 | 0.00282 | 0.1485 | 45.3461 | 6.0261 | 228.977 | 0 | 0 | 0 | 0 | 9.0979 | 20.5184 | 0 | 0 | -529.5237 | 0.6747 | 10.9145 | 0 | -1 | -4.2 | 11.2204 | 0 | 0 | 13.9306 | 13.9306 | 13.9306 | 13.9306 | 16.1984 | 58.6521 | 1.3368 | 0 | 7.3296 | 12.7588 | 1.7014 | 64.2243 | 67.8938 | 75.7704 | 987.7336 | 23.6873 | 40.9418 | 1.1346 | 0.3248 | 0 | 13.847 | 3.48 | 29.422 | 823.3917 | 372.4717 | -7.29 | 8.2101 | 4.06 | -2.09 | 9.8156 | 3.5102 | 39.4697 | 2025-10-25 | 2025_10_25 Hr 06 | 83.592 | 3e-06 | -823.3917 | -529.5237 | 287.7188 | 790.8799 | 224.4225 | 15.25 | 34.6442 | 67.291 | 129.7141 | 90.7137 | 22.8901 | 179.1062 | 176.4163 | 0 | 6.0261 | 45.3461 | 228.977 | 0 | 132.1181 | 0
2025_10_25 Hr 07 | 0 | 0 | 0 | 3.8139 | 3.8193 | 3.8193 | 3.8097 | 3.8139 | 3.8139 | 70.9 | -14 | 0.08 | 95 | 0 | 89.5531 | 89.5531 | 173.7529 | 0 | 0 | 0.046 | 0.0275 | 1.0494 | 0 | 0.00282 | 0.1485 | 45.3461 | 6.0261 | 226.1846 | 0 | 0 | 0 | 0 | 13.1991 | 31.7675 | 0 | 0 | -482.0155 | 0.6747 | 10.9145 | 0 | -1 | -4.2 | 11.2204 | 0 | 0 | 19.0422 | 19.0422 | 19.0422 | 19.0422 | 22.1421 | 52.65 | 1.3368 | 0 | 7.3296 | 12.7588 | 1.7014 | 62.9821 | 66.5807 | 67.8174 | 1034.721 | 25.5285 | 44.1243 | 1.1346 | 0.3248 | 0 | 13.847 | 3.48 | 29.422 | 900.9916 | 369.5761 | -21.29 | 8.2101 | 4.06 | -2.09 | 10.5786 | 3.7831 | 41.9078 | 2025-10-25 | 2025_10_25 Hr 07 | 75.967 | -4.7e-05 | -900.9916 | -482.0155 | 334.7767 | 782.8688 | 215.4674 | 15.25 | 34.6442 | 82.6413 | 169.3622 | 82.7732 | 22.8901 | 179.1062 | 173.7529 | 0 | 6.0261 | 45.3461 | 226.1846 | 0 | 129.5628 | 0
2025_10_25 Hr 08 | 1.0282 | 0 | 0 | 3.8139 | 3.8193 | 3.8193 | 3.8097 | 3.8139 | 3.8139 | 83.0762 | -14 | 0.08 | 91 | 0 | 89.5531 | 89.5531 | 173.7529 | 0 | 0 | 0.046 | 0.0275 | 1.0494 | 0 | 0.00282 | 0.1485 | 42.7765 | 6.0261 | 226.1846 | 0 | 0 | 0 | 0 | 16.9657 | 42.0986 | 0 | 0 | -493.8722 | 0.6747 | 10.9145 | 0 | -1 | -4.2 | 11.2204 | 0 | 0 | 23.7367 | 23.7367 | 23.7367 | 23.7367 | 27.6008 | 49.7016 | 1.3368 | 0 | 7.3296 | 12.7588 | 1.7014 | 62.9821 | 66.5807 | 69.8418 | 1082.662 | 27.2195 | 47.047 | 1.1346 | 0.3248 | -1.0282 | 13.847 | 3.48 | 29.422 | 937.7167 | 371.2453 | -22.3182 | 8.2101 | 4.06 | -2.09 | 11.2793 | 4.0337 | 43.5134 | 2025-10-25 | 2025_10_25 Hr 08 | 74.4509 | -8.2e-05 | -937.7167 | -493.8722 | 390.8521 | 780.2992 | 210.5434 | 15.25 | 34.6442 | 96.739 | 205.7749 | 88.3382 | 22.8901 | 179.1062 | 173.7529 | 0 | 6.0261 | 42.7765 | 226.1846 | 0 | 129.5628 | 0
2025_10_25 Hr 09 | 9.8472 | 0.00066 | 0.018612 | 3.8139 | 3.8193 | 3.8193 | 3.8097 | 3.8139 | 3.8139 | 88.7021 | -14 | 0.08 | 85 | 0 | 89.5531 | 89.5531 | 173.7529 | 0 | 0 | 0.046 | 0.0275 | 1.0494 | 0 | 0.00282 | 0.1485 | 19.6074 | 6.0261 | 226.1846 | 0 | 0 | 0 | 0 | 18.7059 | 46.872 | 0 | 0 | -451.7855 | 0.6747 | 10.9145 | 0 | -1 | -4.2 | 11.2204 | 0 | 0 | 25.9057 | 25.9057 | 25.9057 | 25.9057 | 30.1228 | 44.6472 | 1.3368 | 0 | 7.3296 | 12.7588 | 1.7014 | 62.9821 | 66.5807 | 72.7338 | 1082.849 | 28.0008 | 48.3974 | 1.1346 | 0.3248 | -9.8472 | 13.847 | 3.48 | 29.422 | 974.4 | 374.4738 | -31.1372 | 8.2101 | 4.06 | -2.09 | 11.6031 | 4.1494 | 44.4077 | 2025-10-25 | 2025_10_25 Hr 09 | 75.2471 | -6e-05 | -974.4 | -451.7855 | 416.7609 | 757.1301 | 202.4003 | 15.25 | 34.6442 | 103.2526 | 222.5988 | 90.9094 | 22.8901 | 179.1062 | 173.7529 | 0 | 6.0261 | 19.6074 | 226.1846 | 0 | 129.5628 | 0
2025_10_25 Hr 10 | 17.381 | 0.003975 | 0.1121 | 3.8139 | 3.8193 | 3.8193 | 3.8097 | 3.8139 | 3.8139 | 92.8329 | -14 | 0.08 | 81 | 0 | 89.5531 | 89.5531 | 173.7529 | 0 | 0 | 0.046 | 0.0275 | 1.0494 | 0 | 0.00282 | 0.1485 | 29.0124 | 6.0261 | 226.1846 | 0 | 0 | 0 | 0 | 19.9838 | 50.3769 | 0 | 0 | -427.8325 | 0.6747 | 10.9145 | 0 | -1 | -4.2 | 11.2204 | 0 | 0 | 27.4983 | 27.4983 | 27.4983 | 27.4983 | 31.9747 | 41.6988 | 1.3368 | 0 | 7.3296 | 12.7588 | 1.7014 | 62.9821 | 66.5807 | 54.8034 | 1109.483 | 28.5744 | 49.389 | 1.1346 | 0.3248 | -17.381 | 13.847 | 3.48 | 29.422 | 1002 | 359.0201 | -38.671 | 8.2101 | 4.06 | -2.09 | 11.8408 | 4.2345 | 45.182 | 2025-10-25 | 2025_10_25 Hr 10 | 71.0969 | -8.9e-05 | -1002 | -427.8325 | 435.7848 | 766.5351 | 177.6183 | 15.25 | 34.6442 | 108.0353 | 234.9521 | 92.7974 | 22.8901 | 179.1062 | 173.7529 | 0 | 6.0261 | 29.0124 | 226.1846 | 0 | 129.5628 | 0
2025_10_25 Hr 11 | 15.0212 | 0.00702 | 0.19796 | 3.8139 | 3.8193 | 3.8193 | 3.8097 | 3.8139 | 3.8139 | 96.3147 | -14 | 0.08 | 84 | 0 | 89.5531 | 89.5531 | 173.7529 | 0 | 0 | 0.046 | 0.0275 | 1.0494 | 0 | 0.00282 | 0.1485 | 38.417 | 6.0261 | 226.1846 | 0 | 0 | 0 | 0 | 21.0608 | 53.331 | 0 | 0 | -443.6357 | 0.6747 | 10.9145 | 0 | -1 | -4.2 | 11.2204 | 0 | 0 | 28.8406 | 28.8406 | 28.8406 | 28.8406 | 33.5356 | 30.7476 | 1.3368 | 0 | 7.3296 | 12.7588 | 1.7014 | 62.9821 | 66.5807 | 45.8382 | 1133.417 | 29.058 | 50.2247 | 1.1346 | 0.3248 | -15.0212 | 13.847 | 3.48 | 29.422 | 994.8083 | 341.3382 | -36.3112 | 8.2101 | 4.06 | -2.09 | 12.0412 | 4.3061 | 45.1061 | 2025-10-25 | 2025_10_25 Hr 11 | 72.4182 | -3.1e-05 | -994.8083 | -443.6357 | 451.8193 | 775.9397 | 160.7908 | 15.25 | 34.6442 | 112.0665 | 245.3641 | 94.3887 | 22.8901 | 179.1062 | 173.7529 | 0 | 6.0261 | 38.417 | 226.1846 | 0 | 129.5628 | 0
2025_10_25 Hr 12 | 14.5088 | 0.009045 | 0.25507 | 3.8139 | 3.8193 | 3.8193 | 3.8097 | 3.8139 | 3.8139 | 95.2525 | -14 | 0.08 | 84 | 0 | 89.5531 | 89.5531 | 173.7529 | 0 | 0 | 0.046 | 0.0275 | 1.0494 | 0 | 0.00282 | 0.1485 | 42.5143 | 6.0261 | 226.1846 | 0 | 0 | 0 | 0 | 20.7322 | 52.4297 | 0 | 0 | -494.8445 | 0.6747 | 10.9145 | 0 | -1 | -4.2 | 11.2204 | 0 | 0 | 28.4311 | 28.4311 | 28.4311 | 28.4311 | 33.0594 | 35.802 | 1.3368 | 0 | 7.3296 | 12.7588 | 1.7014 | 62.9821 | 66.5807 | 51.9114 | 1133.165 | 28.9104 | 49.9697 | 1.1346 | 0.3248 | -14.5088 | 13.847 | 3.48 | 29.422 | 953.9916 | 351.4699 | -35.7988 | 8.2101 | 4.06 | -2.09 | 11.98 | 4.2843 | 44.1687 | 2025-10-25 | 2025_10_25 Hr 12 | 72.5876 | 3.8e-05 | -953.9916 | -494.8445 | 446.9274 | 780.037 | 171.9775 | 15.25 | 34.6442 | 110.8366 | 242.1876 | 93.9032 | 22.8901 | 179.1062 | 173.7529 | 0 | 6.0261 | 42.5143 | 226.1846 | 0 | 129.5628 | 0
2025_10_25 Hr 13 | 11.401 | 0.01029 | 0.29018 | 3.8139 | 3.8193 | 3.8193 | 3.8097 | 3.8139 | 3.8139 | 90.8265 | -14 | 0.08 | 81 | 0 | 89.5531 | 89.5531 | 173.7529 | 0 | 0 | 0.046 | 0.0275 | 1.0494 | 0 | 0.00282 | 0.1485 | 19.6074 | 6.0261 | 226.1846 | 0 | 0 | 0 | 0 | 19.3631 | 48.6745 | 0 | 0 | -511.1135 | 0.6747 | 10.9145 | 0 | -1 | -4.2 | 11.2204 | 0 | 0 | 26.7247 | 26.7247 | 26.7247 | 26.7247 | 31.0753 | 44.6472 | 1.3368 | 0 | 7.3296 | 12.7588 | 1.7014 | 62.9821 | 66.5807 | 66.8052 | 1091.933 | 28.2958 | 48.9073 | 1.1346 | 0.3248 | -11.401 | 13.847 | 3.48 | 29.422 | 915.2083 | 367.0797 | -32.691 | 8.2101 | 4.06 | -2.09 | 11.7253 | 4.1932 | 42.8518 | 2025-10-25 | 2025_10_25 Hr 13 | 72.1783 | 7e-06 | -915.2083 | -511.1135 | 426.5446 | 757.1301 | 192.7529 | 15.25 | 34.6442 | 105.7123 | 228.952 | 91.8804 | 22.8901 | 179.1062 | 173.7529 | 0 | 6.0261 | 19.6074 | 226.1846 | 0 | 129.5628 | 0
2025_10_25 Hr 14 | 11.3961 | 0.01089 | 0.3071 | 3.8139 | 3.8193 | 3.8193 | 3.8097 | 3.8139 | 3.8139 | 85.0827 | -14 | 0.08 | 83 | 0 | 89.5531 | 89.5531 | 173.7529 | 0 | 0 | 0.046 | 0.0275 | 1.0494 | 0 | 0.00282 | 0.1485 | 29.0116 | 6.0261 | 226.1846 | 0 | 0 | 0 | 0 | 17.5863 | 43.801 | 0 | 0 | -549.4437 | 0.6747 | 10.9145 | 0 | -1 | -4.2 | 11.2204 | 0 | 0 | 24.5102 | 24.5102 | 24.5102 | 24.5102 | 28.5002 | 40.7511 | 1.3368 | 0 | 7.3296 | 12.7588 | 1.7014 | 62.9821 | 66.5807 | 101.6538 | 1077.527 | 27.4981 | 47.5286 | 1.1346 | 0.3248 | -11.3961 | 13.847 | 3.48 | 29.422 | 892.8 | 397.4026 | -32.6861 | 8.2101 | 4.06 | -2.09 | 11.3948 | 4.075 | 42.4716 | 2025-10-25 | 2025_10_25 Hr 14 | 72.2037 | -8.2e-05 | -892.8 | -549.4437 | 400.0923 | 766.5343 | 225.7229 | 15.25 | 34.6442 | 99.062 | 211.775 | 89.2552 | 22.8901 | 179.1062 | 173.7529 | 0 | 6.0261 | 29.0116 | 226.1846 | 0 | 129.5628 | 0
2025_10_25 Hr 15 | 15.5369 | 0.01095 | 0.30879 | 3.8139 | 3.8193 | 3.8193 | 3.8097 | 3.8139 | 3.8139 | 77.3127 | -14 | 0.08 | 85 | 0 | 89.5531 | 89.5531 | 173.7529 | 0 | 0 | 0.046 | 0.0275 | 1.0494 | 0 | 0.00282 | 0.1485 | 38.4162 | 6.0261 | 226.1846 | 0 | 0 | 0 | 0 | 15.1828 | 37.2084 | 0 | 0 | -539.362 | 0.6747 | 10.9145 | 0 | -1 | -4.2 | 11.2204 | 0 | 0 | 21.5146 | 21.5146 | 21.5146 | 21.5146 | 25.0169 | 37.6974 | 1.3368 | 0 | 7.3296 | 12.7588 | 1.7014 | 62.9821 | 66.5807 | 105.7026 | 1054.701 | 26.4191 | 45.6635 | 1.1346 | 0.3248 | -15.5369 | 13.847 | 3.48 | 29.422 | 879.5 | 400.9874 | -36.8269 | 8.2101 | 4.06 | -2.09 | 10.9476 | 3.9151 | 41.814 | 2025-10-25 | 2025_10_25 Hr 15 | 74.3973 | -7.6e-05 | -879.5 | -539.362 | 364.3091 | 775.9389 | 228.7197 | 15.25 | 34.6442 | 90.0659 | 188.5392 | 85.7041 | 22.8901 | 179.1062 | 173.7529 | 0 | 6.0261 | 38.4162 | 226.1846 | 0 | 129.5628 | 0
2025_10_25 Hr 16 | 11.9201 | 0.009795 | 0.27622 | 3.8139 | 3.8193 | 3.8193 | 3.8097 | 3.8139 | 3.8139 | 77.7258 | -14 | 0.08 | 88 | 0 | 89.5531 | 89.5531 | 173.7529 | 0 | 0 | 0.046 | 0.0275 | 1.0494 | 0 | 0.00282 | 0.1485 | 43.9761 | 6.0261 | 226.1846 | 0 | 0 | 0 | 0 | 15.3106 | 37.5589 | 0 | 0 | -543.835 | 0.6747 | 10.9145 | 0 | -1 | -4.2 | 11.2204 | 0 | 0 | 21.6738 | 21.6738 | 21.6738 | 21.6738 | 25.2021 | 33.8013 | 1.3368 | 0 | 7.3296 | 12.7588 | 1.7014 | 62.9821 | 66.5807 | 109.7514 | 1061.942 | 26.4764 | 45.7627 | 1.1346 | 0.3248 | -11.9201 | 13.847 | 3.48 | 29.422 | 885.6083 | 400.711 | -33.2101 | 8.2101 | 4.06 | -2.09 | 10.9714 | 3.9236 | 42.114 | 2025-10-25 | 2025_10_25 Hr 16 | 78.4628 | -0.000101 | -885.6083 | -543.835 | 366.2115 | 781.4988 | 231.8387 | 15.25 | 34.6442 | 90.5442 | 189.7745 | 85.8929 | 22.8901 | 179.1062 | 173.7529 | 0 | 6.0261 | 43.9761 | 226.1846 | 0 | 129.5628 | 0
2025_10_25 Hr 17 | 5.6914 | 0.00822 | 0.2318 | 3.8139 | 3.8193 | 3.8193 | 3.8097 | 3.8139 | 3.8139 | 80.2633 | -14 | 0.08 | 91 | 0 | 89.5531 | 89.5531 | 173.7529 | 0 | 0 | 0.046 | 0.0275 | 1.0494 | 0 | 0.00282 | 0.1485 | 44.6937 | 6.0261 | 226.1846 | 0 | 0 | 0 | 0 | 16.0955 | 39.712 | 0 | 0 | -520.8598 | 0.6747 | 10.9145 | 0 | -1 | -4.2 | 11.2204 | 0 | 0 | 22.6521 | 22.6521 | 22.6521 | 22.6521 | 26.3397 | 30.7476 | 1.3368 | 0 | 7.3296 | 12.7588 | 1.7014 | 62.9821 | 66.5807 | 87.7722 | 1073.142 | 26.8288 | 46.3718 | 1.1346 | 0.3248 | -5.6914 | 13.847 | 3.48 | 29.422 | 898.9083 | 373.6075 | -26.9814 | 8.2101 | 4.06 | -2.09 | 11.1174 | 3.9758 | 42.3366 | 2025-10-25 | 2025_10_25 Hr 17 | 80.3411 | 3e-06 | -898.9083 | -520.8598 | 377.8977 | 782.2164 | 209.7598 | 15.25 | 34.6442 | 93.4821 | 197.3629 | 87.0526 | 22.8901 | 179.1062 | 173.7529 | 0 | 6.0261 | 44.6937 | 226.1846 | 0 | 129.5628 | 0
2025_10_25 Hr 18 | 0.51906 | 0.005895 | 0.16624 | 3.8139 | 3.8193 | 3.8193 | 3.8097 | 3.8139 | 3.8139 | 86.2826 | -14 | 0.08 | 90 | 0 | 89.5531 | 89.5531 | 173.7529 | 0 | 0 | 0.046 | 0.0275 | 1.0494 | 0 | 0.00282 | 0.1485 | 45.3461 | 6.0261 | 226.1846 | 0 | 0 | 0 | 0 | 17.9575 | 44.8191 | 0 | 0 | -498.3969 | 0.6747 | 10.9145 | 0 | -1 | -4.2 | 11.2204 | 0 | 0 | 24.9728 | 24.9728 | 24.9728 | 24.9728 | 29.0382 | 29.7999 | 1.3368 | 0 | 7.3296 | 12.7588 | 1.7014 | 62.9821 | 66.5807 | 81.8436 | 1098.698 | 27.6648 | 47.8166 | 1.1346 | 0.3248 | -0.51906 | 13.847 | 3.48 | 29.422 | 941.8 | 363.3076 | -21.8091 | 8.2101 | 4.06 | -2.09 | 11.4638 | 4.0997 | 43.7342 | 2025-10-25 | 2025_10_25 Hr 18 | 80.1463 | -3.1e-05 | -941.8 | -498.3969 | 405.6183 | 782.8688 | 201.8156 | 15.25 | 34.6442 | 100.4513 | 215.3634 | 89.8036 | 22.8901 | 179.1062 | 173.7529 | 0 | 6.0261 | 45.3461 | 226.1846 | 0 | 129.5628 | 0
2025_10_25 Hr 19 | 0 | 0.00237 | 0.066834 | 3.8139 | 3.8193 | 3.8193 | 3.8097 | 3.8139 | 3.8139 | 94.446 | -14 | 0.08 | 88 | 0 | 89.5531 | 89.5531 | 173.7529 | 0 | 0 | 0.046 | 0.0275 | 1.0494 | 0 | 0.00282 | 0.1485 | 45.3461 | 6.0261 | 226.1846 | 0 | 0 | 0 | 0 | 20.4827 | 51.7454 | 0 | 0 | -504.1918 | 0.6747 | 10.9145 | 0 | -1 | -4.2 | 11.2204 | 0 | 0 | 28.1202 | 28.1202 | 28.1202 | 28.1202 | 32.6979 | 25.7985 | 1.3368 | 0 | 7.3296 | 12.7588 | 1.7014 | 62.9821 | 66.5807 | 85.7478 | 1132.463 | 28.7984 | 49.7761 | 1.1346 | 0.3248 | 0 | 13.847 | 3.48 | 29.422 | 971.4 | 364.4188 | -21.29 | 8.2101 | 4.06 | -2.09 | 11.9336 | 4.2677 | 44.9788 | 2025-10-25 | 2025_10_25 Hr 19 | 79.3332 | -8.9e-05 | -971.4 | -504.1918 | 443.2132 | 782.8688 | 199.6155 | 15.25 | 34.6442 | 109.9029 | 239.7758 | 93.5346 | 22.8901 | 179.1062 | 173.7529 | 0 | 6.0261 | 45.3461 | 226.1846 | 0 | 129.5628 | 0
2025_10_25 Hr 20 | 0 | 0.0003 | 0.00846 | 3.8139 | 3.8193 | 3.8193 | 3.8097 | 3.8139 | 3.8139 | 96.4524 | -14 | 0.08 | 89 | 0 | 89.5531 | 89.5531 | 173.7529 | 0 | 0 | 0.046 | 0.0275 | 1.0494 | 0 | 0.00282 | 0.1485 | 45.3461 | 6.0261 | 226.1846 | 0 | 0 | 0 | 0 | 21.1034 | 53.4478 | 0 | 0 | -538.8416 | 0.6747 | 10.9145 | 0 | -1 | -4.2 | 11.2204 | 0 | 0 | 28.8937 | 28.8937 | 28.8937 | 28.8937 | 33.5973 | 27.7992 | 1.3368 | 0 | 7.3296 | 12.7588 | 1.7014 | 62.9821 | 66.5807 | 90.8088 | 1140.728 | 29.0771 | 50.2578 | 1.1346 | 0.3248 | 0 | 13.847 | 3.48 | 29.422 | 953.9916 | 373.3954 | -21.29 | 8.2101 | 4.06 | -2.09 | 12.0491 | 4.3089 | 44.7476 | 2025-10-25 | 2025_10_25 Hr 20 | 74.0735 | -3.1e-05 | -953.9916 | -538.8416 | 452.4534 | 782.8688 | 207.6168 | 15.25 | 34.6442 | 112.2259 | 245.7759 | 94.4516 | 22.8901 | 179.1062 | 173.7529 | 0 | 6.0261 | 45.3461 | 226.1846 | 0 | 129.5628 | 0
2025_10_25 Hr 21 | 0 | 0 | 0 | 3.8139 | 3.8193 | 3.8193 | 3.8097 | 3.8139 | 3.8139 | 87.2268 | -14 | 0.08 | 81 | 0 | 89.5531 | 89.5531 | 173.7529 | 0 | 0 | 0.046 | 0.0275 | 1.0494 | 0 | 0.00282 | 0.1485 | 45.3461 | 6.0261 | 226.1846 | 0 | 0 | 0 | 0 | 18.2496 | 45.6202 | 0 | 0 | -518.8091 | 0.6747 | 10.9145 | 0 | -1 | -4.2 | 11.2204 | 0 | 0 | 25.3369 | 25.3369 | 25.3369 | 25.3369 | 29.4615 | 27.7992 | 1.3368 | 0 | 7.3296 | 12.7588 | 1.7014 | 62.9821 | 66.5807 | 92.6886 | 1102.449 | 27.7959 | 48.0433 | 1.1346 | 0.3248 | 0 | 13.847 | 3.48 | 29.422 | 925.4083 | 363.0585 | -21.29 | 8.2101 | 4.06 | -2.09 | 11.5182 | 4.1191 | 43.3557 | 2025-10-25 | 2025_10_25 Hr 21 | 71.0583 | -1.4e-05 | -925.4083 | -518.8091 | 409.9666 | 782.8688 | 201.4878 | 15.25 | 34.6442 | 101.5445 | 218.187 | 90.2352 | 22.8901 | 179.1062 | 173.7529 | 0 | 6.0261 | 45.3461 | 226.1846 | 0 | 129.5628 | 0
2025_10_25 Hr 22 | 0 | 0 | 0 | 3.8139 | 3.8193 | 3.8193 | 3.8097 | 3.8139 | 3.8139 | 80.9321 | -14 | 0.08 | 84 | 0 | 89.5531 | 89.5531 | 173.7529 | 0 | 0 | 0.046 | 0.0275 | 1.0494 | 0 | 0.00282 | 0.1485 | 45.3461 | 6.0261 | 226.1846 | 0 | 0 | 0 | 0 | 16.3024 | 40.2794 | 0 | 0 | -519.7358 | 0.6747 | 10.9145 | 0 | -1 | -4.2 | 11.2204 | 0 | 0 | 22.91 | 22.91 | 22.91 | 22.91 | 26.6395 | 26.8515 | 1.3368 | 0 | 7.3296 | 12.7588 | 1.7014 | 62.9821 | 66.5807 | 81.8436 | 1076.337 | 26.9217 | 46.5323 | 1.1346 | 0.3248 | 0 | 13.847 | 3.48 | 29.422 | 886.7 | 351.3889 | -21.29 | 8.2101 | 4.06 | -2.09 | 11.1559 | 3.9895 | 41.84 | 2025-10-25 | 2025_10_25 Hr 22 | 71.7698 | -7e-06 | -886.7 | -519.7358 | 380.9777 | 782.8688 | 192.6951 | 15.25 | 34.6442 | 94.2565 | 199.363 | 87.3583 | 22.8901 | 179.1062 | 173.7529 | 0 | 6.0261 | 45.3461 | 226.1846 | 0 | 129.5628 | 0
2025_10_25 Hr 23 | 0 | 0 | 0 | 3.8139 | 3.8193 | 3.8193 | 3.8097 | 3.8139 | 3.8139 | 75.8374 | 0 | 0.08 | 85 | 0 | 89.5531 | 89.5531 | 176.4163 | 0 | 0 | 0.046 | 0.0275 | 1.0494 | 0 | 0.00282 | 0.1485 | 45.3461 | 6.0261 | 228.977 | 0 | 0 | 0 | 0 | 14.7264 | 35.9567 | 0 | 0 | -554.8679 | 0.6747 | 10.9145 | 0 | -1 | -4.2 | 11.2204 | 0 | 0 | 20.9458 | 20.9458 | 20.9458 | 20.9458 | 24.3555 | 30.7476 | 1.3368 | 0 | 7.3296 | 12.7588 | 1.7014 | 64.2243 | 67.8938 | 80.8314 | 1063.214 | 26.2142 | 45.3094 | 1.1346 | 0.3248 | 0 | 13.847 | 3.48 | 29.422 | 854 | 352.9443 | -7.29 | 8.2101 | 4.06 | -2.09 | 10.8627 | 3.8847 | 41.0114 | 2025-10-25 | 2025_10_25 Hr 23 | 82.2123 | -7e-06 | -854 | -554.8679 | 371.5148 | 790.8799 | 196.579 | 15.25 | 34.6442 | 88.3578 | 184.1273 | 99.0298 | 22.8901 | 179.1062 | 176.4163 | 0 | 6.0261 | 45.3461 | 228.977 | 0 | 132.1181 | 0
2025_10_25 Hr 24 | 0 | 0 | 0 | 3.8139 | 3.8193 | 3.8193 | 3.8097 | 3.8139 | 3.8139 | 67.2806 | 0 | 0.08 | 89 | 0 | 89.5531 | 89.5531 | 176.4163 | 0 | 0 | 0.046 | 0.0275 | 1.0494 | 0 | 0.00282 | 0.1485 | 45.3461 | 6.0261 | 228.977 | 0 | 0 | 0 | 0 | 12.0795 | 28.6965 | 0 | 0 | -584.4233 | 0.6747 | 10.9145 | 0 | -1 | -4.2 | 11.2204 | 0 | 0 | 17.6468 | 17.6468 | 17.6468 | 17.6468 | 20.5195 | 29.7999 | 1.3368 | 0 | 7.3296 | 12.7588 | 1.7014 | 64.2243 | 67.8938 | 97.7496 | 1027.718 | 25.0258 | 43.2555 | 1.1346 | 0.3248 | 0 | 13.847 | 3.48 | 29.422 | 805.0084 | 369.004 | -7.29 | 8.2101 | 4.06 | -2.09 | 10.3703 | 3.7086 | 39.4664 | 2025-10-25 | 2025_10_25 Hr 24 | 76.1615 | -6.5e-05 | -805.0084 | -584.4233 | 332.1081 | 790.8799 | 216.5495 | 15.25 | 34.6442 | 78.4507 | 158.5384 | 95.119 | 22.8901 | 179.1062 | 176.4163 | 0 | 6.0261 | 45.3461 | 228.977 | 0 | 132.1181 | 0
2025_10_26 Hr 01 | 0 | 0 | 0 | 3.8139 | 3.8193 | 3.8193 | 3.8097 | 3.8139 | 3.8139 | 59.3206 | 0 | 0.08 | 87 | 0 | 89.5531 | 89.5531 | 176.4163 | 0 | 0 | 0.046 | 0.0275 | 1.0494 | 0 | 0.00282 | 0.1485 | 45.3461 | 6.0261 | 228.977 | 0 | 0 | 0 | 0 | 8.7241 | 19.4653 | 0 | 0 | -574.6701 | 0.6747 | 10.9912 | 0 | -1 | -4.2 | 11.3357 | 0 | 0 | 14.1079 | 14.1079 | 14.1079 | 14.1079 | 16.4046 | 38.7504 | 1.3368 | 0 | 7.4275 | 13.332 | 1.7014 | 64.2243 | 67.8938 | 121.6086 | 989.2198 | 24.5664 | 42.4406 | 1.1346 | 0.3248 | 0 | 13.847 | 3.48 | 29.422 | 806.1 | 398.8403 | -7.29 | 8.2393 | 4.06 | -2.09 | 10.1701 | 3.6367 | 39.3812 | 2025-10-26 | 2025_10_26 Hr 01 | 83.2673 | -1.1e-05 | -806.1 | -574.6701 | 292.637 | 790.8799 | 247.359 | 15.25 | 34.6442 | 66.183 | 132.3082 | 94.1458 | 22.8901 | 179.1062 | 176.4163 | 0 | 6.0261 | 45.3461 | 228.977 | 0 | 132.1181 | 0
2025_10_26 Hr 02 | 0 | 0 | 0 | 3.8139 | 3.8193 | 3.8193 | 3.8097 | 3.8139 | 3.8139 | 58.3687 | 0 | 0.08 | 90 | 0 | 89.5531 | 89.5531 | 176.4163 | 0 | 0 | 0.046 | 0.0275 | 1.0494 | 0 | 0.00282 | 0.1485 | 45.3461 | 6.0261 | 228.977 | 0 | 0 | 0 | 0 | 8.4434 | 18.6955 | 0 | 0 | -592.687 | 0.6747 | 10.9912 | 0 | -1 | -4.2 | 11.3357 | 0 | 0 | 13.7416 | 13.7416 | 13.7416 | 13.7416 | 15.9786 | 42.7518 | 1.3368 | 0 | 7.4275 | 13.332 | 1.7014 | 64.2243 | 67.8938 | 125.6574 | 985.3263 | 24.4353 | 42.214 | 1.1346 | 0.3248 | 0 | 13.847 | 3.48 | 29.422 | 794.8083 | 409.4591 | -7.29 | 8.2393 | 4.06 | -2.09 | 10.1158 | 3.6173 | 39.1725 | 2025-10-26 | 2025_10_26 Hr 02 | 85.3684 | 7.3e-05 | -794.8083 | -592.687 | 288.3121 | 790.8799 | 258.4092 | 15.25 | 34.6442 | 65.1325 | 129.4652 | 93.7144 | 22.8901 | 179.1062 | 176.4163 | 0 | 6.0261 | 45.3461 | 228.977 | 0 | 132.1181 | 0
2025_10_26 Hr 03 | 0 | 0 | 0 | 3.8139 | 3.8193 | 3.8193 | 3.8097 | 3.8139 | 3.8139 | 56.7427 | 0 | 0.08 | 90 | 0 | 89.5531 | 89.5531 | 176.4163 | 0 | 0 | 0.046 | 0.0275 | 1.0494 | 0 | 0.00282 | 0.1485 | 45.3461 | 6.0261 | 228.977 | 0 | 0 | 0 | 0 | 7.9638 | 17.3805 | 0 | 0 | -621.8055 | 0.6747 | 10.9912 | 0 | -1 | -4.2 | 11.3357 | 0 | 0 | 13.1159 | 13.1159 | 13.1159 | 13.1159 | 15.251 | 49.7016 | 1.3368 | 0 | 7.4275 | 13.332 | 1.7014 | 64.2243 | 67.8938 | 129.7062 | 978.6749 | 24.2112 | 41.827 | 1.1346 | 0.3248 | 0 | 13.847 | 3.48 | 29.422 | 769.3 | 419.7206 | -7.29 | 8.2393 | 4.06 | -2.09 | 10.0231 | 3.5841 | 38.5488 | 2025-10-26 | 2025_10_26 Hr 03 | 82.9427 | 2.9e-05 | -769.3 | -621.8055 | 280.9237 | 790.8799 | 269.4078 | 15.25 | 34.6442 | 63.3379 | 124.6084 | 92.9773 | 22.8901 | 179.1062 | 176.4163 | 0 | 6.0261 | 45.3461 | 228.977 | 0 | 132.1181 | 0
2025_10_26 Hr 04 | 0 | 0 | 0 | 3.8139 | 3.8193 | 3.8193 | 3.8097 | 3.8139 | 3.8139 | 58.9042 | 0 | 0.08 | 91 | 0 | 89.5531 | 89.5531 | 176.4163 | 0 | 0 | 0.046 | 0.0275 | 1.0494 | 0 | 0.00282 | 0.1485 | 45.3461 | 6.0261 | 228.977 | 0 | 0 | 0 | 0 | 8.6013 | 19.1285 | 0 | 0 | -629.5051 | 0.6747 | 10.9912 | 0 | -1 | -4.2 | 11.3357 | 0 | 0 | 13.9477 | 13.9477 | 13.9477 | 13.9477 | 16.2182 | 50.6493 | 1.3368 | 0 | 7.4275 | 13.332 | 1.7014 | 64.2243 | 67.8938 | 124.6452 | 987.5164 | 24.509 | 42.3415 | 1.1346 | 0.3248 | 0 | 13.847 | 3.48 | 29.422 | 768.3083 | 417.5871 | -7.29 | 8.2393 | 4.06 | -2.09 | 10.1464 | 3.6282 | 38.6109 | 2025-10-26 | 2025_10_26 Hr 04 | 84.124 | 1.6e-05 | -768.3083 | -629.5051 | 290.7449 | 790.8799 | 266.2945 | 15.25 | 34.6442 | 65.7234 | 131.0644 | 93.957 | 22.8901 | 179.1062 | 176.4163 | 0 | 6.0261 | 45.3461 | 228.977 | 0 | 132.1181 | 0
2025_10_26 Hr 05 | 0 | 0 | 0 | 3.8139 | 3.8193 | 3.8193 | 3.8097 | 3.8139 | 3.8139 | 60.669 | 0 | 0.08 | 94 | 0 | 89.5531 | 89.5531 | 176.4163 | 0 | 0 | 0.046 | 0.0275 | 1.0494 | 0 | 0.00282 | 0.1485 | 45.3461 | 6.0261 | 228.977 | 0 | 0 | 0 | 0 | 9.1219 | 20.5557 | 0 | 0 | -618.0186 | 0.6747 | 10.9912 | 0 | -1 | -4.2 | 11.3357 | 0 | 0 | 14.6269 | 14.6269 | 14.6269 | 14.6269 | 17.008 | 56.6514 | 1.3368 | 0 | 7.4275 | 13.332 | 1.7014 | 64.2243 | 67.8938 | 122.6208 | 994.7356 | 24.7522 | 42.7616 | 1.1346 | 0.3248 | 0 | 13.847 | 3.48 | 29.422 | 794.7917 | 425.3647 | -7.29 | 8.2393 | 4.06 | -2.09 | 10.247 | 3.6642 | 39.5052 | 2025-10-26 | 2025_10_26 Hr 05 | 83.078 | 2.5e-05 | -794.7917 | -618.0186 | 298.7641 | 790.8799 | 273.2722 | 15.25 | 34.6442 | 67.6712 | 136.3358 | 94.757 | 22.8901 | 179.1062 | 176.4163 | 0 | 6.0261 | 45.3461 | 228.977 | 0 | 132.1181 | 0
2025_10_26 Hr 06 | 0 | 0 | 0 | 3.8139 | 3.8193 | 3.8193 | 3.8097 | 3.8139 | 3.8139 | 67.6889 | 0 | 0.08 | 93 | 0 | 89.5531 | 89.5531 | 176.4163 | 0 | 0 | 0.046 | 0.0275 | 1.0494 | 0 | 0.00282 | 0.1485 | 45.3461 | 6.0261 | 228.977 | 0 | 0 | 0 | 0 | 11.1924 | 26.2327 | 0 | 0 | -650.8716 | 0.6747 | 10.9912 | 0 | -1 | -4.2 | 11.3357 | 0 | 0 | 17.3284 | 17.3284 | 17.3284 | 17.3284 | 20.1493 | 56.6514 | 1.3368 | 0 | 7.4275 | 13.332 | 1.7014 | 64.2243 | 67.8938 | 128.694 | 1023.45 | 25.7195 | 44.4326 | 1.1346 | 0.3248 | 0 | 13.847 | 3.48 | 29.422 | 798.9083 | 433.6198 | -7.29 | 8.2393 | 4.06 | -2.09 | 10.6475 | 3.8074 | 40.1 | 2025-10-26 | 2025_10_26 Hr 06 | 87.5777 | 7.5e-05 | -798.9083 | -650.8716 | 330.6605 | 790.8799 | 278.3454 | 15.25 | 34.6442 | 75.4187 | 157.3029 | 97.9389 | 22.8901 | 179.1062 | 176.4163 | 0 | 6.0261 | 45.3461 | 228.977 | 0 | 132.1181 | 0
2025_10_26 Hr 07 | 0 | 0 | 0 | 3.8139 | 3.8193 | 3.8193 | 3.8097 | 3.8139 | 3.8139 | 79.9637 | 0 | 0.08 | 91 | 0 | 89.5531 | 89.5531 | 173.7529 | 0 | 0 | 0.046 | 0.0275 | 1.0494 | 0 | 0.00282 | 0.1485 | 45.3461 | 6.0261 | 226.1846 | 0 | 0 | 0 | 0 | 14.8129 | 36.1593 | 0 | 0 | -650.6517 | 0.6747 | 10.9912 | 0 | -1 | -4.2 | 11.3357 | 0 | 0 | 22.0522 | 22.0522 | 22.0522 | 22.0522 | 25.6421 | 58.6521 | 1.3368 | 0 | 7.4275 | 13.332 | 1.7014 | 62.9821 | 66.5807 | 128.694 | 1065.649 | 27.4108 | 47.3545 | 1.1346 | 0.3248 | 0 | 13.847 | 3.48 | 29.422 | 846.8917 | 439.1843 | -7.29 | 8.2393 | 4.06 | -2.09 | 11.3476 | 4.0578 | 41.9911 | 2025-10-26 | 2025_10_26 Hr 07 | 81.7505 | -6.1e-05 | -846.8917 | -650.6517 | 386.4343 | 782.8688 | 278.3461 | 15.25 | 34.6442 | 88.9659 | 193.9658 | 103.5026 | 22.8901 | 179.1062 | 173.7529 | 0 | 6.0261 | 45.3461 | 226.1846 | 0 | 129.5628 | 0
2025_10_26 Hr 08 | 0.51574 | 0 | 0 | 3.8139 | 3.8193 | 3.8193 | 3.8097 | 3.8139 | 3.8139 | 91.4254 | 0 | 0.08 | 90 | 0 | 89.5531 | 89.5531 | 173.7529 | 0 | 0 | 0.046 | 0.0275 | 1.0494 | 0 | 0.00282 | 0.1485 | 45.3461 | 6.0261 | 226.1846 | 0 | 0 | 0 | 0 | 18.1936 | 45.4284 | 0 | 0 | -667.963 | 0.6747 | 10.9912 | 0 | -1 | -4.2 | 11.3357 | 0 | 0 | 26.4631 | 26.4631 | 26.4631 | 26.4631 | 30.771 | 61.6005 | 1.3368 | 0 | 7.4275 | 13.332 | 1.7014 | 62.9821 | 66.5807 | 128.694 | 1112.533 | 28.9901 | 50.0829 | 1.1346 | 0.3248 | -0.51574 | 13.847 | 3.48 | 29.422 | 883.6083 | 446.8436 | -7.8057 | 8.2393 | 4.06 | -2.09 | 12.0014 | 4.2915 | 43.6683 | 2025-10-26 | 2025_10_26 Hr 08 | 83.2654 | -2.1e-05 | -883.6083 | -667.963 | 438.5138 | 782.8688 | 280.2945 | 15.25 | 34.6442 | 101.6157 | 228.2002 | 108.6979 | 22.8901 | 179.1062 | 173.7529 | 0 | 6.0261 | 45.3461 | 226.1846 | 0 | 129.5628 | 0
2025_10_26 Hr 09 | 5.6881 | 0.000525 | 0.014805 | 3.8139 | 3.8193 | 3.8193 | 3.8097 | 3.8139 | 3.8139 | 101.8164 | 0 | 0.08 | 92 | 0 | 89.5531 | 89.5531 | 173.7529 | 0 | 0 | 0.046 | 0.0275 | 1.0494 | 0 | 0.00282 | 0.1485 | 45.3461 | 6.0261 | 226.1846 | 0 | 0 | 0 | 0 | 21.2585 | 53.8316 | 0 | 0 | -639.8867 | 0.6747 | 10.9912 | 0 | -1 | -4.2 | 11.3357 | 0 | 0 | 30.4619 | 30.4619 | 30.4619 | 30.4619 | 35.4209 | 61.6005 | 1.3368 | 0 | 7.4275 | 13.332 | 1.7014 | 62.9821 | 66.5807 | 115.68 | 1155.052 | 30.4218 | 52.5563 | 1.1346 | 0.3248 | -5.6881 | 13.847 | 3.48 | 29.422 | 947.9 | 445.7124 | -12.9781 | 8.2393 | 4.06 | -2.09 | 12.5942 | 4.5035 | 45.8367 | 2025-10-26 | 2025_10_26 Hr 09 | 83.2113 | -0.000103 | -947.9 | -639.8867 | 485.7278 | 782.8688 | 269.2958 | 15.25 | 34.6442 | 113.0837 | 259.2363 | 113.4077 | 22.8901 | 179.1062 | 173.7529 | 0 | 6.0261 | 45.3461 | 226.1846 | 0 | 129.5628 | 0
2025_10_26 Hr 10 | 10.3679 | 0.00303 | 0.085446 | 3.8139 | 3.8193 | 3.8193 | 3.8097 | 3.8139 | 3.8139 | 97.3546 | 0 | 0.08 | 93 | 0 | 89.5531 | 89.5531 | 173.7529 | 0 | 0 | 0.046 | 0.0275 | 1.0494 | 0 | 0.00282 | 0.1485 | 45.3461 | 6.0261 | 226.1846 | 0 | 0 | 0 | 0 | 19.9425 | 50.2233 | 0 | 0 | -562.1761 | 0.6747 | 10.9912 | 0 | -1 | -4.2 | 11.3357 | 0 | 0 | 28.7449 | 28.7449 | 28.7449 | 28.7449 | 33.4243 | 50.6493 | 1.3368 | 0 | 7.4275 | 13.332 | 1.7014 | 62.9821 | 66.5807 | 96.7374 | 1136.872 | 29.807 | 51.4942 | 1.1346 | 0.3248 | -10.3679 | 13.847 | 3.48 | 29.422 | 976.5167 | 419.4785 | -17.6579 | 8.2393 | 4.06 | -2.09 | 12.3397 | 4.4125 | 45.9438 | 2025-10-26 | 2025_10_26 Hr 10 | 83.5179 | -8.5e-05 | -976.5167 | -562.1761 | 465.4546 | 782.8688 | 240.4752 | 15.25 | 34.6442 | 108.1595 | 245.9097 | 111.3854 | 22.8901 | 179.1062 | 173.7529 | 0 | 6.0261 | 45.3461 | 226.1846 | 0 | 129.5628 | 0
2025_10_26 Hr 11 | 12.4375 | 0.0057 | 0.16074 | 3.8139 | 3.8193 | 3.8193 | 3.8097 | 3.8139 | 3.8139 | 91.2866 | 0 | 0.08 | 93 | 0 | 89.5531 | 89.5531 | 173.7529 | 0 | 0 | 0.046 | 0.0275 | 1.0494 | 0 | 0.00282 | 0.1485 | 45.3461 | 6.0261 | 226.1846 | 0 | 0 | 0 | 0 | 18.1527 | 45.3162 | 0 | 0 | -524.5944 | 0.6747 | 10.9912 | 0 | -1 | -4.2 | 11.3357 | 0 | 0 | 26.4097 | 26.4097 | 26.4097 | 26.4097 | 30.7089 | 49.7016 | 1.3368 | 0 | 7.4275 | 13.332 | 1.7014 | 62.9821 | 66.5807 | 92.6886 | 1112.126 | 28.9709 | 50.0498 | 1.1346 | 0.3248 | -12.4375 | 13.847 | 3.48 | 29.422 | 981.6083 | 413.8039 | -19.7275 | 8.2393 | 4.06 | -2.09 | 11.9935 | 4.2887 | 45.6503 | 2025-10-26 | 2025_10_26 Hr 11 | 85.114 | -1.3e-05 | -981.6083 | -524.5944 | 437.8831 | 782.8688 | 235.5566 | 15.25 | 34.6442 | 101.4625 | 227.7856 | 108.6349 | 22.8901 | 179.1062 | 173.7529 | 0 | 6.0261 | 45.3461 | 226.1846 | 0 | 129.5628 | 0
2025_10_26 Hr 12 | 10.3712 | 0.00819 | 0.23096 | 3.8139 | 3.8193 | 3.8193 | 3.8097 | 3.8139 | 3.8139 | 86.2895 | 0 | 0.08 | 93 | 0 | 89.5531 | 89.5531 | 173.7529 | 0 | 0 | 0.046 | 0.0275 | 1.0494 | 0 | 0.00282 | 0.1485 | 45.3461 | 6.0261 | 226.1846 | 0 | 0 | 0 | 0 | 16.6787 | 41.2749 | 0 | 0 | -478.6591 | 0.6747 | 10.9912 | 0 | -1 | -4.2 | 11.3357 | 0 | 0 | 24.4866 | 24.4866 | 24.4866 | 24.4866 | 28.4728 | 48.6486 | 1.3368 | 0 | 7.4275 | 13.332 | 1.7014 | 62.9821 | 66.5807 | 85.7478 | 1091.756 | 28.2824 | 48.8603 | 1.1346 | 0.3248 | -10.3712 | 13.847 | 3.48 | 29.422 | 996.9167 | 401.4812 | -17.6612 | 8.2393 | 4.06 | -2.09 | 11.7085 | 4.1868 | 45.6501 | 2025-10-26 | 2025_10_26 Hr 12 | 81.4168 | -0.000194 | -996.9167 | -478.6591 | 415.1771 | 782.8688 | 227.6355 | 15.25 | 34.6442 | 95.9473 | 212.8599 | 106.3699 | 22.8901 | 179.1062 | 173.7529 | 0 | 6.0261 | 45.3461 | 226.1846 | 0 | 129.5628 | 0
2025_10_26 Hr 13 | 10.3729 | 0.009795 | 0.27622 | 3.8139 | 3.8193 | 3.8193 | 3.8097 | 3.8139 | 3.8139 | 82.9183 | 0 | 0.08 | 92 | 0 | 89.5531 | 89.5531 | 173.7529 | 0 | 0 | 0.046 | 0.0275 | 1.0494 | 0 | 0.00282 | 0.1485 | 45.3461 | 6.0261 | 226.1846 | 0 | 0 | 0 | 0 | 15.6844 | 38.5487 | 0 | 0 | -482.447 | 0.6747 | 10.9912 | 0 | -1 | -4.2 | 11.3357 | 0 | 0 | 23.1893 | 23.1893 | 23.1893 | 23.1893 | 26.9642 | 46.6479 | 1.3368 | 0 | 7.4275 | 13.332 | 1.7014 | 62.9821 | 66.5807 | 104.6904 | 1078.011 | 27.8179 | 48.0578 | 1.1346 | 0.3248 | -10.3729 | 13.847 | 3.48 | 29.422 | 993.8 | 415.8984 | -17.6629 | 8.2393 | 4.06 | -2.09 | 11.5162 | 4.118 | 45.5769 | 2025-10-26 | 2025_10_26 Hr 13 | 75.7755 | -0.000109 | -993.8 | -482.447 | 399.8596 | 782.8688 | 243.6243 | 15.25 | 34.6442 | 92.2268 | 202.7909 | 104.8419 | 22.8901 | 179.1062 | 173.7529 | 0 | 6.0261 | 45.3461 | 226.1846 | 0 | 129.5628 | 0
2025_10_26 Hr 14 | 11.9218 | 0.010605 | 0.29906 | 3.8139 | 3.8193 | 3.8193 | 3.8097 | 3.8139 | 3.8139 | 77.5246 | 0 | 0.08 | 93 | 0 | 89.5531 | 89.5531 | 173.7529 | 0 | 0 | 0.046 | 0.0275 | 1.0494 | 0 | 0.00282 | 0.1485 | 45.1506 | 6.0261 | 226.1846 | 0 | 0 | 0 | 0 | 14.0935 | 34.1868 | 0 | 0 | -460.0787 | 0.6747 | 10.9912 | 0 | -1 | -4.2 | 11.3357 | 0 | 0 | 21.1135 | 21.1135 | 21.1135 | 21.1135 | 24.5506 | 45.7002 | 1.3368 | 0 | 7.4275 | 13.332 | 1.7014 | 62.9821 | 66.5807 | 97.7496 | 1055.776 | 27.0747 | 46.7739 | 1.1346 | 0.3248 | -11.9218 | 13.847 | 3.48 | 29.422 | 984.6 | 408.1147 | -19.2118 | 8.2393 | 4.06 | -2.09 | 11.2085 | 4.008 | 44.9195 | 2025-10-26 | 2025_10_26 Hr 14 | 74.1704 | -9.6e-05 | -984.6 | -460.0787 | 375.3516 | 782.6733 | 236.7595 | 15.25 | 34.6442 | 86.2739 | 186.6806 | 102.3971 | 22.8901 | 179.1062 | 173.7529 | 0 | 6.0261 | 45.1506 | 226.1846 | 0 | 129.5628 | 0
2025_10_26 Hr 15 | 10.8886 | 0.01056 | 0.29779 | 3.8139 | 3.8193 | 3.8193 | 3.8097 | 3.8139 | 3.8139 | 72.5274 | 0 | 0.08 | 92 | 0 | 89.5531 | 89.5531 | 173.7529 | 0 | 0 | 0.046 | 0.0275 | 1.0494 | 0 | 0.00282 | 0.1485 | 44.6937 | 6.0261 | 226.1846 | 0 | 0 | 0 | 0 | 12.6196 | 30.1456 | 0 | 0 | -426.9922 | 0.6747 | 10.9912 | 0 | -1 | -4.2 | 11.3357 | 0 | 0 | 19.1904 | 19.1904 | 19.1904 | 19.1904 | 22.3144 | 45.7002 | 1.3368 | 0 | 7.4275 | 13.332 | 1.7014 | 62.9821 | 66.5807 | 84.7356 | 1034.877 | 26.3862 | 45.5844 | 1.1346 | 0.3248 | -10.8886 | 13.847 | 3.48 | 29.422 | 980.5084 | 390.8025 | -18.1786 | 8.2393 | 4.06 | -2.09 | 10.9235 | 3.9061 | 44.3226 | 2025-10-26 | 2025_10_26 Hr 15 | 74.477 | -0.000201 | -980.5084 | -426.9922 | 352.6456 | 782.2164 | 222.7442 | 15.25 | 34.6442 | 80.7588 | 171.7548 | 100.132 | 22.8901 | 179.1062 | 173.7529 | 0 | 6.0261 | 44.6937 | 226.1846 | 0 | 129.5628 | 0
2025_10_26 Hr 16 | 9.8488 | 0.009675 | 0.27283 | 3.8139 | 3.8193 | 3.8193 | 3.8097 | 3.8139 | 3.8139 | 71.8532 | 0 | 0.08 | 91 | 0 | 89.5531 | 89.5531 | 173.7529 | 0 | 0 | 0.046 | 0.0275 | 1.0494 | 0 | 0.00282 | 0.1485 | 43.5195 | 6.0261 | 226.1846 | 0 | 0 | 0 | 0 | 12.4207 | 29.6003 | 0 | 0 | -414.74 | 0.6747 | 10.9912 | 0 | -1 | -4.2 | 11.3357 | 0 | 0 | 18.9309 | 18.9309 | 18.9309 | 18.9309 | 22.0127 | 46.6479 | 1.3368 | 0 | 7.4275 | 13.332 | 1.7014 | 62.9821 | 66.5807 | 76.7826 | 1030.92 | 26.2933 | 45.4239 | 1.1346 | 0.3248 | -9.8488 | 13.847 | 3.48 | 29.422 | 980.4916 | 381.451 | -17.1388 | 8.2393 | 4.06 | -2.09 | 10.885 | 3.8923 | 44.1607 | 2025-10-26 | 2025_10_26 Hr 16 | 77.1191 | -2.5e-05 | -980.4916 | -414.74 | 349.5821 | 781.0422 | 214.713 | 15.25 | 34.6442 | 80.0147 | 169.741 | 99.8264 | 22.8901 | 179.1062 | 173.7529 | 0 | 6.0261 | 43.5195 | 226.1846 | 0 | 129.5628 | 0
2025_10_26 Hr 17 | 5.6914 | 0.0081 | 0.22842 | 3.8139 | 3.8193 | 3.8193 | 3.8097 | 3.8139 | 3.8139 | 76.8504 | 0 | 0.08 | 74 | 0 | 89.5531 | 89.5531 | 173.7529 | 0 | 0 | 0.046 | 0.0275 | 1.0494 | 0 | 0.00282 | 0.1485 | 45.3461 | 6.0261 | 226.1846 | 0 | 0 | 0 | 0 | 13.8946 | 33.6416 | 0 | 0 | -437.5407 | 0.6747 | 10.9912 | 0 | -1 | -4.2 | 11.3357 | 0 | 0 | 20.8541 | 20.8541 | 20.8541 | 20.8541 | 24.2489 | 48.6486 | 1.3368 | 0 | 7.4275 | 13.332 | 1.7014 | 62.9821 | 66.5807 | 117.7044 | 1053.143 | 26.9818 | 46.6134 | 1.1346 | 0.3248 | -5.6914 | 13.847 | 3.48 | 29.422 | 1008.1 | 405.4795 | -12.9814 | 8.2393 | 4.06 | -2.09 | 11.17 | 3.9942 | 45.5505 | 2025-10-26 | 2025_10_26 Hr 17 | 83.8824 | -9.5e-05 | -1008.1 | -437.5407 | 372.2881 | 782.8688 | 240.5895 | 15.25 | 34.6442 | 85.5298 | 184.6668 | 102.0915 | 22.8901 | 179.1062 | 173.7529 | 0 | 6.0261 | 45.3461 | 226.1846 | 0 | 129.5628 | 0
2025_10_26 Hr 18 | 1.0331 | 0.00573 | 0.16159 | 3.8139 | 3.8193 | 3.8193 | 3.8097 | 3.8139 | 3.8139 | 90.2158 | 0 | 0.08 | 79 | 0 | 89.5531 | 89.5531 | 173.7529 | 0 | 0 | 0.046 | 0.0275 | 1.0494 | 0 | 0.00282 | 0.1485 | 45.3461 | 6.0261 | 226.1846 | 0 | 0 | 0 | 0 | 17.8368 | 44.4502 | 0 | 0 | -450.559 | 0.6747 | 10.9912 | 0 | -1 | -4.2 | 11.3357 | 0 | 0 | 25.9976 | 25.9976 | 25.9976 | 25.9976 | 30.2298 | 50.6493 | 1.3368 | 0 | 7.4275 | 13.332 | 1.7014 | 62.9821 | 66.5807 | 98.7618 | 1107.747 | 28.8234 | 49.7949 | 1.1346 | 0.3248 | -1.0331 | 13.847 | 3.48 | 29.422 | 1043.8 | 394.9351 | -8.3231 | 8.2393 | 4.06 | -2.09 | 11.9324 | 4.2669 | 47.131 | 2025-10-26 | 2025_10_26 Hr 18 | 88.5264 | -0.000108 | -1043.8 | -450.559 | 433.0175 | 782.8688 | 228.5784 | 15.25 | 34.6442 | 100.2807 | 224.5872 | 108.1496 | 22.8901 | 179.1062 | 173.7529 | 0 | 6.0261 | 45.3461 | 226.1846 | 0 | 129.5628 | 0
2025_10_26 Hr 19 | 0 | 0.00279 | 0.078678 | 3.8139 | 3.8193 | 3.8193 | 3.8097 | 3.8139 | 3.8139 | 100.7257 | 0 | 0.08 | 79 | 0 | 89.5531 | 89.5531 | 173.7529 | 0 | 0 | 0.046 | 0.0275 | 1.0494 | 0 | 0.00282 | 0.1485 | 45.3461 | 6.0261 | 226.1846 | 0 | 0 | 0 | 0 | 20.9368 | 52.9496 | 0 | 0 | -467.4881 | 0.6747 | 10.9912 | 0 | -1 | -4.2 | 11.3357 | 0 | 0 | 30.0422 | 30.0422 | 30.0422 | 30.0422 | 34.9328 | 54.6507 | 1.3368 | 0 | 7.4275 | 13.332 | 1.7014 | 62.9821 | 66.5807 | 96.7374 | 1150.655 | 30.2715 | 52.2967 | 1.1346 | 0.3248 | 0 | 13.847 | 3.48 | 29.422 | 1076.517 | 400.6398 | -7.29 | 8.2393 | 4.06 | -2.09 | 12.532 | 4.4812 | 48.6452 | 2025-10-26 | 2025_10_26 Hr 19 | 85.6228 | -0.000492 | -1076.517 | -467.4881 | 480.7721 | 782.8688 | 230.4696 | 15.25 | 34.6442 | 111.88 | 255.9787 | 112.9134 | 22.8901 | 179.1062 | 173.7529 | 0 | 6.0261 | 45.3461 | 226.1846 | 0 | 129.5628 | 0
2025_10_26 Hr 20 | 0 | 0.00051 | 0.014382 | 3.8139 | 3.8193 | 3.8193 | 3.8097 | 3.8139 | 3.8139 | 100.3291 | 0 | 0.08 | 77 | 0 | 89.5531 | 89.5531 | 173.7529 | 0 | 0 | 0.046 | 0.0275 | 1.0494 | 0 | 0.00282 | 0.1485 | 45.3461 | 6.0261 | 226.1846 | 0 | 0 | 0 | 0 | 20.8198 | 52.6288 | 0 | 0 | -506.4152 | 0.6747 | 10.9912 | 0 | -1 | -4.2 | 11.3357 | 0 | 0 | 29.8896 | 29.8896 | 29.8896 | 29.8896 | 34.7553 | 53.5977 | 1.3368 | 0 | 7.4275 | 13.332 | 1.7014 | 62.9821 | 66.5807 | 100.7862 | 1148.968 | 30.2169 | 52.2023 | 1.1346 | 0.3248 | 0 | 13.847 | 3.48 | 29.422 | 1036.717 | 401.4536 | -7.29 | 8.2393 | 4.06 | -2.09 | 12.5093 | 4.4732 | 47.5864 | 2025-10-26 | 2025_10_26 Hr 20 | 79.2835 | -0.000417 | -1036.717 | -506.4152 | 478.97 | 782.8688 | 231.3988 | 15.25 | 34.6442 | 111.4423 | 254.7941 | 112.7336 | 22.8901 | 179.1062 | 173.7529 | 0 | 6.0261 | 45.3461 | 226.1846 | 0 | 129.5628 | 0
2025_10_26 Hr 21 | 0 | 0 | 0 | 3.8139 | 3.8193 | 3.8193 | 3.8097 | 3.8139 | 3.8139 | 96.5416 | 0 | 0.08 | 90 | 0 | 89.5531 | 89.5531 | 173.7529 | 0 | 0 | 0.046 | 0.0275 | 1.0494 | 0 | 0.00282 | 0.1485 | 45.3461 | 6.0261 | 226.1846 | 0 | 0 | 0 | 0 | 19.7027 | 49.5658 | 0 | 0 | -526.7297 | 0.6747 | 10.9912 | 0 | -1 | -4.2 | 11.3357 | 0 | 0 | 28.432 | 28.432 | 28.432 | 28.432 | 33.0605 | 48.6486 | 1.3368 | 0 | 7.4275 | 13.332 | 1.7014 | 62.9821 | 66.5807 | 102.666 | 1133.461 | 29.695 | 51.3007 | 1.1346 | 0.3248 | 0 | 13.847 | 3.48 | 29.422 | 1009.108 | 409.667 | -7.29 | 8.2393 | 4.06 | -2.09 | 12.2933 | 4.3959 | 46.7639 | 2025-10-26 | 2025_10_26 Hr 21 | 80.9607 | 0.000265 | -1009.108 | -526.7297 | 461.7604 | 782.8688 | 241.3146 | 15.25 | 34.6442 | 107.2622 | 243.4814 | 111.0169 | 22.8901 | 179.1062 | 173.7529 | 0 | 6.0261 | 45.3461 | 226.1846 | 0 | 129.5628 | 0
2025_10_26 Hr 22 | 0 | 0 | 0 | 3.8139 | 3.8193 | 3.8193 | 3.8097 | 3.8139 | 3.8139 | 83.3348 | 0 | 0.08 | 87 | 0 | 89.5531 | 89.5531 | 173.7529 | 0 | 0 | 0.046 | 0.0275 | 1.0494 | 0 | 0.00282 | 0.1485 | 45.3461 | 6.0261 | 226.1846 | 0 | 0 | 0 | 0 | 15.8072 | 38.8855 | 0 | 0 | -536.1619 | 0.6747 | 10.9912 | 0 | -1 | -4.2 | 11.3357 | 0 | 0 | 23.3495 | 23.3495 | 23.3495 | 23.3495 | 27.1506 | 49.7016 | 1.3368 | 0 | 7.4275 | 13.332 | 1.7014 | 62.9821 | 66.5807 | 101.6538 | 1079.439 | 27.8753 | 48.157 | 1.1346 | 0.3248 | 0 | 13.847 | 3.48 | 29.422 | 936.7083 | 400.7216 | -7.29 | 8.2393 | 4.06 | -2.09 | 11.5399 | 4.1265 | 44.0301 | 2025-10-26 | 2025_10_26 Hr 22 | 69.7339 | -5.9e-05 | -936.7083 | -536.1619 | 401.7518 | 782.8688 | 238.3554 | 15.25 | 34.6442 | 92.6864 | 204.0347 | 105.0306 | 22.8901 | 179.1062 | 173.7529 | 0 | 6.0261 | 45.3461 | 226.1846 | 0 | 129.5628 | 0
2025_10_26 Hr 23 | 0 | 0 | 0 | 3.8139 | 3.8193 | 3.8193 | 3.8097 | 3.8139 | 3.8139 | 75.1053 | 0 | 0.08 | 84 | 0 | 89.5531 | 89.5531 | 176.4163 | 0 | 0 | 0.046 | 0.0275 | 1.0494 | 0 | 0.00282 | 0.1485 | 45.3461 | 6.0261 | 228.977 | 0 | 0 | 0 | 0 | 13.3799 | 32.2303 | 0 | 0 | -569.925 | 0.6747 | 10.9912 | 0 | -1 | -4.2 | 11.3357 | 0 | 0 | 20.1825 | 20.1825 | 20.1825 | 20.1825 | 23.468 | 53.5977 | 1.3368 | 0 | 7.4275 | 13.332 | 1.7014 | 64.2243 | 67.8938 | 105.7026 | 1053.787 | 26.7414 | 46.198 | 1.1346 | 0.3248 | 0 | 13.847 | 3.48 | 29.422 | 878.5084 | 401.9363 | -7.29 | 8.2393 | 4.06 | -2.09 | 11.0705 | 3.9587 | 42.177 | 2025-10-26 | 2025_10_26 Hr 23 | 76.8018 | 2.1e-05 | -878.5084 | -569.925 | 364.3591 | 790.8799 | 243.3003 | 15.25 | 34.6442 | 83.6039 | 179.4546 | 101.3005 | 22.8901 | 179.1062 | 176.4163 | 0 | 6.0261 | 45.3461 | 228.977 | 0 | 132.1181 | 0
2025_10_26 Hr 24 | 0 | 0 | 0 | 3.8139 | 3.8193 | 3.8193 | 3.8097 | 3.8139 | 3.8139 | 65.7852 | 0 | 0.08 | 79 | 0 | 89.5531 | 89.5531 | 176.4163 | 0 | 0 | 0.046 | 0.0275 | 1.0494 | 0 | 0.00282 | 0.1485 | 45.3461 | 6.0261 | 228.977 | 0 | 0 | 0 | 0 | 10.6309 | 24.6932 | 0 | 0 | -599.7551 | 0.6747 | 10.9912 | 0 | -1 | -4.2 | 11.3357 | 0 | 0 | 16.5958 | 16.5958 | 16.5958 | 16.5958 | 19.2974 | 60.5475 | 1.3368 | 0 | 7.4275 | 13.332 | 1.7014 | 64.2243 | 67.8938 | 111.6312 | 1015.663 | 25.4572 | 43.9794 | 1.1346 | 0.3248 | 0 | 13.847 | 3.48 | 29.422 | 814.2083 | 405.5902 | -7.29 | 8.2393 | 4.06 | -2.09 | 10.5389 | 3.7685 | 40.0313 | 2025-10-26 | 2025_10_26 Hr 24 | 72.5275 | -1.5e-05 | -814.2083 | -599.7551 | 322.0106 | 790.8799 | 251.1787 | 15.25 | 34.6442 | 73.3177 | 151.6169 | 97.076 | 22.8901 | 179.1062 | 176.4163 | 0 | 6.0261 | 45.3461 | 228.977 | 0 | 132.1181 | 0
2025_10_27 Hr 01 | 0 | 0 | 0 | 3.8139 | 3.8193 | 3.8193 | 3.8097 | 3.8139 | 3.8139 | 49.8987 | 0 | 0.08 | 77 | 0 | 89.5531 | 89.5531 | 176.4163 | 0 | 0 | 0.046 | 0.0275 | 1.0494 | 0 | 0.00282 | 0.1485 | 45.3461 | 6.0261 | 228.977 | 0 | 0 | 0 | 0 | 4.6244 | 8.2013 | 0 | 0 | -578.116 | 0.6747 | 11.0679 | 0 | -1 | -4.2 | 11.451 | 0 | 0 | 9.59 | 9.59 | 9.59 | 9.59 | 11.1512 | 72.5517 | 1.3368 | 0 | 7.5254 | 14.55 | 1.7014 | 64.2243 | 67.8938 | 114.6678 | 941.4283 | 24.719 | 42.6833 | 1.1346 | 0.3248 | 0 | 13.847 | 3.48 | 29.422 | 773.4083 | 417.3861 | -7.29 | 8.2684 | 4.06 | -2.09 | 10.2234 | 3.6554 | 38.1361 | 2025-10-27 | 2025_10_27 Hr 01 | 72.6025 | 6.5e-05 | -773.4083 | -578.116 | 246.5308 | 790.8799 | 264.2195 | 15.25 | 34.6442 | 51.1383 | 99.5614 | 95.8311 | 22.8901 | 179.1062 | 176.4163 | 0 | 6.0261 | 45.3461 | 228.977 | 0 | 132.1181 | 0
2025_10_27 Hr 02 | 0 | 0 | 0 | 3.8139 | 3.8193 | 3.8193 | 3.8097 | 3.8139 | 3.8139 | 46.9203 | 0 | 0.08 | 69 | 0 | 89.5531 | 89.5531 | 176.4163 | 0 | 0 | 0.046 | 0.0275 | 1.0494 | 0 | 0.00282 | 0.1485 | 45.3461 | 6.0261 | 228.977 | 0 | 0 | 0 | 0 | 3.8224 | 6.0031 | 0 | 0 | -569.9797 | 0.6747 | 11.0679 | 0 | -1 | -4.2 | 11.451 | 0 | 0 | 8.4459 | 8.4459 | 8.4459 | 8.4459 | 9.8208 | 68.5503 | 1.3368 | 0 | 7.5254 | 14.55 | 1.7014 | 64.2243 | 67.8938 | 125.6574 | 929.5427 | 24.3118 | 41.9801 | 1.1346 | 0.3248 | 0 | 13.847 | 3.48 | 29.422 | 767.3083 | 415.0353 | -7.29 | 8.2684 | 4.06 | -2.09 | 10.055 | 3.5952 | 37.7882 | 2025-10-27 | 2025_10_27 Hr 02 | 79.1853 | 2.5e-05 | -767.3083 | -569.9797 | 233.3063 | 790.8799 | 263.2077 | 15.25 | 34.6442 | 48.1381 | 90.6761 | 94.4921 | 22.8901 | 179.1062 | 176.4163 | 0 | 6.0261 | 45.3461 | 228.977 | 0 | 132.1181 | 0
2025_10_27 Hr 03 | 0 | 0 | 0 | 3.8139 | 3.8193 | 3.8193 | 3.8097 | 3.8139 | 3.8139 | 44.4616 | 0 | 0.08 | 68 | 0 | 89.5531 | 89.5531 | 176.4163 | 0 | 0 | 0.046 | 0.0275 | 1.0494 | 0 | 0.00282 | 0.1485 | 45.3461 | 6.0261 | 228.977 | 0 | 0 | 0 | 0 | 3.1603 | 4.1885 | 0 | 0 | -553.3394 | 0.6747 | 11.0679 | 0 | -1 | -4.2 | 11.451 | 0 | 0 | 7.5014 | 7.5014 | 7.5014 | 7.5014 | 8.7226 | 61.6005 | 1.3368 | 0 | 7.5254 | 14.55 | 1.7014 | 64.2243 | 67.8938 | 116.6922 | 919.7311 | 23.9756 | 41.3997 | 1.1346 | 0.3248 | 0 | 13.847 | 3.48 | 29.422 | 756.1166 | 397.015 | -7.29 | 8.2684 | 4.06 | -2.09 | 9.916 | 3.5455 | 37.1275 | 2025-10-27 | 2025_10_27 Hr 03 | 77.3728 | 9.9e-05 | -756.1166 | -553.3394 | 222.3893 | 790.8799 | 246.2927 | 15.25 | 34.6442 | 45.6614 | 83.3412 | 93.3868 | 22.8901 | 179.1062 | 176.4163 | 0 | 6.0261 | 45.3461 | 228.977 | 0 | 132.1181 | 0
2025_10_27 Hr 04 | 0 | 0 | 0 | 3.8139 | 3.8193 | 3.8193 | 3.8097 | 3.8139 | 3.8139 | 44.8814 | 0 | 0.08 | 67 | 0 | 89.5531 | 89.5531 | 176.4163 | 0 | 0 | 0.046 | 0.0275 | 1.0494 | 0 | 0.00282 | 0.1485 | 45.3461 | 6.0261 | 228.977 | 0 | 0 | 0 | 0 | 3.2733 | 4.4983 | 0 | 0 | -550.9485 | 0.6747 | 11.0679 | 0 | -1 | -4.2 | 11.451 | 0 | 0 | 7.6627 | 7.6627 | 7.6627 | 7.6627 | 8.9101 | 61.6005 | 1.3368 | 0 | 7.5254 | 14.55 | 1.7014 | 64.2243 | 67.8938 | 122.6208 | 921.4062 | 24.033 | 41.4988 | 1.1346 | 0.3248 | 0 | 13.847 | 3.48 | 29.422 | 765.3 | 402.1323 | -7.29 | 8.2684 | 4.06 | -2.09 | 9.9397 | 3.554 | 37.4585 | 2025-10-27 | 2025_10_27 Hr 04 | 83.6941 | 6.8e-05 | -765.3 | -550.9485 | 224.2532 | 790.8799 | 251.2213 | 15.25 | 34.6442 | 46.0843 | 84.5935 | 93.5755 | 22.8901 | 179.1062 | 176.4163 | 0 | 6.0261 | 45.3461 | 228.977 | 0 | 132.1181 | 0
2025_10_27 Hr 05 | 0 | 0 | 0 | 3.8139 | 3.8193 | 3.8193 | 3.8097 | 3.8139 | 3.8139 | 55.2159 | 0 | 0.08 | 66 | 0 | 89.5531 | 89.5531 | 176.4163 | 0 | 0 | 0.046 | 0.0275 | 1.0494 | 0 | 0.00282 | 0.1485 | 45.3461 | 6.0261 | 228.977 | 0 | 0 | 0 | 0 | 6.0563 | 12.1255 | 0 | 0 | -551.0867 | 0.6747 | 11.0679 | 0 | -1 | -4.2 | 11.451 | 0 | 0 | 11.6326 | 11.6326 | 11.6326 | 11.6326 | 13.5263 | 58.6521 | 1.3368 | 0 | 7.5254 | 14.55 | 1.7014 | 64.2243 | 67.8938 | 122.6208 | 962.6469 | 25.4459 | 43.9385 | 1.1346 | 0.3248 | 0 | 13.847 | 3.48 | 29.422 | 807.1 | 402.8298 | -7.29 | 8.2684 | 4.06 | -2.09 | 10.5241 | 3.7629 | 39.1103 | 2025-10-27 | 2025_10_27 Hr 05 | 83.5318 | -3.2e-05 | -807.1 | -551.0867 | 270.1397 | 790.8799 | 247.2729 | 15.25 | 34.6442 | 56.4944 | 115.4239 | 98.2214 | 22.8901 | 179.1062 | 176.4163 | 0 | 6.0261 | 45.3461 | 228.977 | 0 | 132.1181 | 0
2025_10_27 Hr 06 | 0 | 0 | 0 | 3.8139 | 3.8193 | 3.8193 | 3.8097 | 3.8139 | 3.8139 | 70.5677 | 0 | 0.08 | 67 | 0 | 89.5531 | 89.5531 | 176.4163 | 0 | 0 | 0.046 | 0.0275 | 1.0494 | 0 | 0.00282 | 0.1485 | 44.6941 | 6.0261 | 228.977 | 0 | 0 | 0 | 0 | 10.1903 | 23.4557 | 0 | 0 | -508.9394 | 0.6747 | 11.0679 | 0 | -1 | -4.2 | 11.451 | 0 | 0 | 17.5299 | 17.5299 | 17.5299 | 17.5299 | 20.3836 | 56.6514 | 1.3368 | 0 | 7.5254 | 14.55 | 1.7014 | 64.2243 | 67.8938 | 101.6538 | 1023.258 | 27.5448 | 47.5627 | 1.1346 | 0.3248 | 0 | 13.847 | 3.48 | 29.422 | 894.7917 | 387.7636 | -7.29 | 8.2684 | 4.06 | -2.09 | 11.3921 | 4.0733 | 42.0173 | 2025-10-27 | 2025_10_27 Hr 06 | 84.2441 | -2e-05 | -894.7917 | -508.9394 | 338.3038 | 790.2279 | 225.3052 | 15.25 | 34.6442 | 71.9587 | 161.2222 | 105.1229 | 22.8901 | 179.1062 | 176.4163 | 0 | 6.0261 | 44.6941 | 228.977 | 0 | 132.1181 | 0
2025_10_27 Hr 07 | 0 | 0 | 0 | 3.8139 | 3.8193 | 3.8193 | 3.8097 | 3.8139 | 3.8139 | 94.9146 | -14 | 0.08 | 63 | 0 | 89.5531 | 89.5531 | 173.7529 | 0 | 0 | 0.046 | 0.0275 | 1.0494 | 0 | 0.00282 | 0.1485 | 44.6937 | 6.0261 | 226.1846 | 0 | 0 | 0 | 0 | 16.7467 | 41.4246 | 0 | 0 | -495.9996 | 0.6747 | 11.0679 | 0 | -1 | -4.2 | 11.451 | 0 | 0 | 26.8827 | 26.8827 | 26.8827 | 26.8827 | 31.2589 | 52.65 | 1.3368 | 0 | 7.5254 | 14.55 | 1.7014 | 62.9821 | 66.5807 | 111.6312 | 1112.405 | 30.8734 | 53.3104 | 1.1346 | 0.3248 | 0 | 13.847 | 3.48 | 29.422 | 995.8 | 400.6849 | -21.29 | 8.2684 | 4.06 | -2.09 | 12.7688 | 4.5655 | 45.8342 | 2025-10-27 | 2025_10_27 Hr 07 | 74.5685 | -2.4e-05 | -995.8 | -495.9996 | 432.4078 | 782.2164 | 227.2812 | 15.25 | 34.6442 | 96.484 | 233.8556 | 102.0682 | 22.8901 | 179.1062 | 173.7529 | 0 | 6.0261 | 44.6937 | 226.1846 | 0 | 129.5628 | 0
2025_10_27 Hr 08 | 0 | 0 | 0 | 3.8139 | 3.8193 | 3.8193 | 3.8097 | 3.8139 | 3.8139 | 108.2475 | -14 | 0.08 | 76 | 0 | 89.5531 | 89.5531 | 173.7529 | 0 | 0 | 0.046 | 0.0275 | 1.0494 | 0 | 0.00282 | 0.1485 | 37.6372 | 6.0261 | 226.1846 | 0 | 0 | 0 | 0 | 20.3371 | 51.2648 | 0 | 0 | -493.5448 | 0.6747 | 11.0679 | 0 | -1 | -4.2 | 11.451 | 0 | 0 | 32.0044 | 32.0044 | 32.0044 | 32.0044 | 37.2145 | 52.65 | 1.3368 | 0 | 7.5254 | 14.55 | 1.7014 | 62.9821 | 66.5807 | 123.633 | 1158.554 | 32.6963 | 56.458 | 1.1346 | 0.3248 | 0 | 13.847 | 3.48 | 29.422 | 1075.4 | 431.6806 | -21.29 | 8.2684 | 4.06 | -2.09 | 13.5227 | 4.8351 | 48.944 | 2025-10-27 | 2025_10_27 Hr 08 | 70.791 | -6.5e-05 | -1075.4 | -493.5448 | 491.6076 | 775.1599 | 252.283 | 15.25 | 34.6442 | 109.9145 | 273.6311 | 108.0621 | 22.8901 | 179.1062 | 173.7529 | 0 | 6.0261 | 37.6372 | 226.1846 | 0 | 129.5628 | 0
2025_10_27 Hr 09 | 9.3298 | 0.000525 | 0.014805 | 3.8139 | 3.8193 | 3.8193 | 3.8097 | 3.8139 | 3.8139 | 108.3674 | -14 | 0.08 | 82 | 0 | 89.5531 | 89.5531 | 173.7529 | 0 | 0 | 0.046 | 0.0275 | 1.0494 | 0 | 0.00282 | 0.1485 | 15.492 | 6.0261 | 226.1846 | 0 | 0 | 0 | 0 | 20.3694 | 51.3533 | 0 | 0 | -446.6135 | 0.6747 | 11.0679 | 0 | -1 | -4.2 | 11.451 | 0 | 0 | 32.0505 | 32.0505 | 32.0505 | 32.0505 | 37.268 | 53.5977 | 1.3368 | 0 | 7.5254 | 14.55 | 1.7014 | 62.9821 | 66.5807 | 109.7514 | 1136.902 | 32.7127 | 56.4863 | 1.1346 | 0.3248 | -9.3298 | 13.847 | 3.48 | 29.422 | 1093.8 | 434.1309 | -30.6198 | 8.2684 | 4.06 | -2.09 | 13.5295 | 4.8375 | 49.0528 | 2025-10-27 | 2025_10_27 Hr 09 | 64.5488 | -0.000119 | -1093.8 | -446.6135 | 492.1401 | 753.0147 | 245.3644 | 15.25 | 34.6442 | 110.0353 | 273.9888 | 108.116 | 22.8901 | 179.1062 | 173.7529 | 0 | 6.0261 | 15.492 | 226.1846 | 0 | 129.5628 | 0
2025_10_27 Hr 10 | 16.9813 | 0.00267 | 0.075294 | 3.8139 | 3.8193 | 3.8193 | 3.8097 | 3.8139 | 3.8139 | 105.7888 | -14 | 0.08 | 87 | 0 | 89.5531 | 89.5531 | 173.7529 | 0 | 0 | 0.046 | 0.0275 | 1.0494 | 0 | 0.00282 | 0.1485 | 14.5764 | 6.0261 | 226.1846 | 0 | 0 | 0 | 0 | 19.675 | 49.4502 | 0 | 0 | -435.2655 | 0.6747 | 11.0679 | 0 | -1 | -4.2 | 11.451 | 0 | 0 | 31.06 | 31.06 | 31.06 | 31.06 | 36.1162 | 46.6479 | 1.3368 | 0 | 7.5254 | 14.55 | 1.7014 | 62.9821 | 66.5807 | 113.6556 | 1125.757 | 32.3601 | 55.8776 | 1.1346 | 0.3248 | -16.9813 | 13.847 | 3.48 | 29.422 | 1094.8 | 442.5797 | -38.2713 | 8.2684 | 4.06 | -2.09 | 13.3837 | 4.7854 | 48.943 | 2025-10-27 | 2025_10_27 Hr 10 | 60.1192 | -3.1e-05 | -1094.8 | -435.2655 | 480.6907 | 752.0991 | 247.3815 | 15.25 | 34.6442 | 107.4378 | 266.2961 | 106.9567 | 22.8901 | 179.1062 | 173.7529 | 0 | 6.0261 | 14.5764 | 226.1846 | 0 | 129.5628 | 0
2025_10_27 Hr 11 | 17.0924 | 0.00618 | 0.17428 | 3.8139 | 3.8193 | 3.8193 | 3.8097 | 3.8139 | 3.8139 | 100.0718 | -14 | 0.08 | 81 | 0 | 89.5531 | 89.5531 | 173.7529 | 0 | 0 | 0.046 | 0.0275 | 1.0494 | 0 | 0.00282 | 0.1485 | 14.5107 | 6.0261 | 226.1846 | 0 | 0 | 0 | 0 | 18.1355 | 45.2309 | 0 | 0 | -394.9869 | 0.6747 | 11.0679 | 0 | -1 | -4.2 | 11.451 | 0 | 0 | 28.8638 | 28.8638 | 28.8638 | 28.8638 | 33.5626 | 45.7002 | 1.3368 | 0 | 7.5254 | 14.55 | 1.7014 | 62.9821 | 66.5807 | 110.7636 | 1102.976 | 31.5785 | 54.5279 | 1.1346 | 0.3248 | -17.0924 | 13.847 | 3.48 | 29.422 | 1099.892 | 430.2846 | -38.3824 | 8.2684 | 4.06 | -2.09 | 13.0604 | 4.6698 | 48.614 | 2025-10-27 | 2025_10_27 Hr 11 | 51.3615 | -0.000416 | -1099.892 | -394.9869 | 455.3066 | 752.0334 | 237.6443 | 15.25 | 34.6442 | 101.679 | 249.241 | 104.3866 | 22.8901 | 179.1062 | 173.7529 | 0 | 6.0261 | 14.5107 | 226.1846 | 0 | 129.5628 | 0
2025_10_27 Hr 12 | 16.0593 | 0.008445 | 0.23815 | 3.8139 | 3.8193 | 3.8193 | 3.8097 | 3.8139 | 3.8139 | 94.6347 | -14 | 0.08 | 71 | 0 | 89.5531 | 89.5531 | 173.7529 | 0 | 0 | 0.046 | 0.0275 | 1.0494 | 0 | 0.00282 | 0.1485 | 14.5107 | 6.0261 | 226.1846 | 0 | 0 | 0 | 0 | 16.6713 | 41.2181 | 0 | 0 | -349.3347 | 0.6747 | 11.0679 | 0 | -1 | -4.2 | 11.451 | 0 | 0 | 26.7752 | 26.7752 | 26.7752 | 26.7752 | 31.1339 | 41.6988 | 1.3368 | 0 | 7.5254 | 14.55 | 1.7014 | 62.9821 | 66.5807 | 120.5964 | 1081.343 | 30.8352 | 53.2444 | 1.1346 | 0.3248 | -16.0593 | 13.847 | 3.48 | 29.422 | 1117.3 | 422.6408 | -37.3493 | 8.2684 | 4.06 | -2.09 | 12.753 | 4.5599 | 48.7004 | 2025-10-27 | 2025_10_27 Hr 12 | 49.2864 | -0.000104 | -1117.3 | -349.3347 | 431.1652 | 752.0334 | 233.5418 | 15.25 | 34.6442 | 96.2021 | 233.0207 | 101.9424 | 22.8901 | 179.1062 | 173.7529 | 0 | 6.0261 | 14.5107 | 226.1846 | 0 | 129.5628 | 0
2025_10_27 Hr 13 | 13.988 | 0.009855 | 0.27791 | 3.8139 | 3.8193 | 3.8193 | 3.8097 | 3.8139 | 3.8139 | 89.0577 | -14 | 0.08 | 69 | 0 | 89.5531 | 89.5531 | 173.7529 | 0 | 0 | 0.046 | 0.0275 | 1.0494 | 0 | 0.00282 | 0.1485 | 14.5107 | 6.0261 | 226.1846 | 0 | 0 | 0 | 0 | 15.1695 | 37.102 | 0 | 0 | -323.6898 | 0.6747 | 11.0679 | 0 | -1 | -4.2 | 11.451 | 0 | 0 | 24.6328 | 24.6328 | 24.6328 | 24.6328 | 28.6428 | 40.7511 | 1.3368 | 0 | 7.5254 | 14.55 | 1.7014 | 62.9821 | 66.5807 | 122.6208 | 1059.127 | 30.0727 | 51.9278 | 1.1346 | 0.3248 | -13.988 | 13.847 | 3.48 | 29.422 | 1117.3 | 417.1405 | -35.278 | 8.2684 | 4.06 | -2.09 | 12.4376 | 4.4471 | 48.363 | 2025-10-27 | 2025_10_27 Hr 13 | 45.9974 | -7.3e-05 | -1117.3 | -323.6898 | 406.4024 | 752.0334 | 232.6597 | 15.25 | 34.6442 | 90.5842 | 216.383 | 99.4352 | 22.8901 | 179.1062 | 173.7529 | 0 | 6.0261 | 14.5107 | 226.1846 | 0 | 129.5628 | 0
2025_10_27 Hr 14 | 14.5121 | 0.010575 | 0.29822 | 3.8139 | 3.8193 | 3.8193 | 3.8097 | 3.8139 | 3.8139 | 85.7995 | -14 | 0.08 | 71 | 0 | 89.5531 | 89.5531 | 173.7529 | 0 | 0 | 0.046 | 0.0275 | 1.0494 | 0 | 0.00282 | 0.1485 | 14.5107 | 6.0261 | 226.1846 | 0 | 0 | 0 | 0 | 14.2921 | 34.6974 | 0 | 0 | -316.6388 | 0.6747 | 11.0679 | 0 | -1 | -4.2 | 11.451 | 0 | 0 | 23.3812 | 23.3812 | 23.3812 | 23.3812 | 27.1874 | 38.7504 | 1.3368 | 0 | 7.5254 | 14.55 | 1.7014 | 62.9821 | 66.5807 | 118.7166 | 1046.145 | 29.6272 | 51.1586 | 1.1346 | 0.3248 | -14.5121 | 13.847 | 3.48 | 29.422 | 1106 | 412.2956 | -35.8021 | 8.2684 | 4.06 | -2.09 | 12.2534 | 4.3813 | 47.8242 | 2025-10-27 | 2025_10_27 Hr 14 | 45.8196 | -5.4e-05 | -1106 | -316.6388 | 391.9353 | 752.0334 | 228.7758 | 15.25 | 34.6442 | 87.3021 | 206.6628 | 97.9704 | 22.8901 | 179.1062 | 173.7529 | 0 | 6.0261 | 14.5107 | 226.1846 | 0 | 129.5628 | 0
2025_10_27 Hr 15 | 16.5784 | 0.010335 | 0.29145 | 3.8139 | 3.8193 | 3.8193 | 3.8097 | 3.8139 | 3.8139 | 88.1182 | -14 | 0.08 | 56 | 0 | 89.5531 | 89.5531 | 173.7529 | 0 | 0 | 0.046 | 0.0275 | 1.0494 | 0 | 0.00282 | 0.1485 | 14.5107 | 6.0261 | 226.1846 | 0 | 0 | 0 | 0 | 14.9165 | 36.4087 | 0 | 0 | -314.1173 | 0.6747 | 11.0679 | 0 | -1 | -4.2 | 11.451 | 0 | 0 | 24.2719 | 24.2719 | 24.2719 | 24.2719 | 28.2231 | 38.7504 | 1.3368 | 0 | 7.5254 | 14.55 | 1.7014 | 62.9821 | 66.5807 | 106.7148 | 1055.392 | 29.9443 | 51.706 | 1.1346 | 0.3248 | -16.5784 | 13.847 | 3.48 | 29.422 | 1091.808 | 388.4023 | -37.8684 | 8.2684 | 4.06 | -2.09 | 12.3845 | 4.4281 | 47.2308 | 2025-10-27 | 2025_10_27 Hr 15 | 40.4667 | 0.000241 | -1091.808 | -314.1173 | 402.231 | 752.0334 | 201.767 | 15.25 | 34.6442 | 89.6378 | 213.5803 | 99.0129 | 22.8901 | 179.1062 | 173.7529 | 0 | 6.0261 | 14.5107 | 226.1846 | 0 | 129.5628 | 0
2025_10_27 Hr 16 | 17.0908 | 0.00948 | 0.26734 | 3.8139 | 3.8193 | 3.8193 | 3.8097 | 3.8139 | 3.8139 | 85.2598 | -14 | 0.08 | 65 | 0 | 89.5531 | 89.5531 | 173.7529 | 0 | 0 | 0.046 | 0.0275 | 1.0494 | 0 | 0.00282 | 0.1485 | 14.5107 | 6.0261 | 226.1846 | 0 | 0 | 0 | 0 | 14.1468 | 34.299 | 0 | 0 | -317.1179 | 0.6747 | 11.0679 | 0 | -1 | -4.2 | 11.451 | 0 | 0 | 23.1738 | 23.1738 | 23.1738 | 23.1738 | 26.9463 | 34.749 | 1.3368 | 0 | 7.5254 | 14.55 | 1.7014 | 62.9821 | 66.5807 | 90.8088 | 1043.961 | 29.5535 | 51.0312 | 1.1346 | 0.3248 | -17.0908 | 13.847 | 3.48 | 29.422 | 1065.183 | 376.7214 | -38.3808 | 8.2684 | 4.06 | -2.09 | 12.2229 | 4.3703 | 46.2193 | 2025-10-27 | 2025_10_27 Hr 16 | 47.7083 | 0.000286 | -1065.183 | -317.1179 | 389.539 | 752.0334 | 190.8346 | 15.25 | 34.6442 | 86.7584 | 205.0527 | 97.7278 | 22.8901 | 179.1062 | 173.7529 | 0 | 6.0261 | 14.5107 | 226.1846 | 0 | 129.5628 | 0
2025_10_27 Hr 17 | 9.3281 | 0.00798 | 0.22504 | 3.8139 | 3.8193 | 3.8193 | 3.8097 | 3.8139 | 3.8139 | 98.0329 | -14 | 0.08 | 50 | 0 | 89.5531 | 89.5531 | 173.7529 | 0 | 0 | 0.046 | 0.0275 | 1.0494 | 0 | 0.00282 | 0.1485 | 15.4912 | 0 | 226.1846 | 0 | 0 | 0 | 0 | 17.5864 | 43.7261 | 0 | 0 | -323.0878 | 0.6747 | 11.0679 | 0 | -1 | -4.2 | 11.451 | 0 | 0 | 28.0806 | 28.0806 | 28.0806 | 28.0806 | 32.6518 | 35.802 | 1.3368 | 0 | 7.5254 | 14.55 | 1.7014 | 62.9821 | 66.5807 | 90.8088 | 1089.845 | 31.2998 | 54.0466 | 1.1346 | 0.3248 | -9.3281 | 13.847 | 3.48 | 29.422 | 1096.892 | 360.7525 | -30.6181 | 8.2684 | 4.06 | -2.09 | 12.9451 | 4.6286 | 47.5495 | 2025-10-27 | 2025_10_27 Hr 17 | 53.2963 | -0.000422 | -1096.892 | -323.0878 | 446.2536 | 746.9878 | 176.8438 | 15.25 | 34.6442 | 99.6251 | 243.1584 | 103.4701 | 22.8901 | 179.1062 | 173.7529 | 0 | 0 | 15.4912 | 226.1846 | 0 | 129.5628 | 0
2025_10_27 Hr 18 | 0.51906 | 0.004845 | 0.13663 | 3.8139 | 3.8193 | 3.8193 | 3.8097 | 3.8139 | 3.8139 | 110.5462 | -14 | 0.08 | 30 | 0 | 89.5531 | 89.5531 | 173.7529 | 0 | 0 | 0.046 | 0.0275 | 1.0494 | 0 | 0.00282 | 0.1485 | 14.707 | 0 | 226.1846 | 0 | 0 | 0 | 0 | 20.9561 | 52.9613 | 0 | 0 | -359.8948 | 0.6747 | 11.0679 | 0 | -1 | -4.2 | 11.451 | 0 | 0 | 32.8875 | 32.8875 | 32.8875 | 32.8875 | 38.2413 | 37.6974 | 1.3368 | 0 | 7.5254 | 14.55 | 1.7014 | 62.9821 | 66.5807 | 81.8436 | 1138.908 | 33.0106 | 57.0007 | 1.1346 | 0.3248 | -0.51906 | 13.847 | 3.48 | 29.422 | 1087.7 | 330.4959 | -21.8091 | 8.2684 | 4.06 | -2.09 | 13.6527 | 4.8816 | 47.671 | 2025-10-27 | 2025_10_27 Hr 18 | 57.2348 | -0.000154 | -1087.7 | -359.8948 | 501.8144 | 746.2036 | 149.6825 | 15.25 | 34.6442 | 112.2301 | 280.4888 | 109.0955 | 22.8901 | 179.1062 | 173.7529 | 0 | 0 | 14.707 | 226.1846 | 0 | 129.5628 | 0
2025_10_27 Hr 19 | 0 | 0.002385 | 0.067257 | 3.8139 | 3.8193 | 3.8193 | 3.8097 | 3.8139 | 3.8139 | 119.3815 | -14 | 0.08 | 40 | 0 | 89.5531 | 89.5531 | 173.7529 | 0 | 0 | 0.046 | 0.0275 | 1.0494 | 0 | 0.00282 | 0.1485 | 14.9037 | 0 | 226.1846 | 0 | 0 | 0 | 0 | 23.3353 | 59.4821 | 0 | 0 | -469.0227 | 0.6747 | 11.0679 | 0 | -1 | -4.2 | 11.451 | 0 | 0 | 36.2815 | 36.2815 | 36.2815 | 36.2815 | 42.1878 | 37.6974 | 1.3368 | 0 | 7.5254 | 14.55 | 1.7014 | 62.9821 | 66.5807 | 95.7252 | 1174.293 | 34.2185 | 59.0865 | 1.1346 | 0.3248 | 0 | 13.847 | 3.48 | 29.422 | 1041.808 | 357.8279 | -21.29 | 8.2684 | 4.06 | -2.09 | 14.1523 | 5.0602 | 47.2954 | 2025-10-27 | 2025_10_27 Hr 19 | 62.7147 | 0.000303 | -1041.808 | -469.0227 | 541.0443 | 746.4003 | 173.4922 | 15.25 | 34.6442 | 121.1301 | 306.8468 | 113.0674 | 22.8901 | 179.1062 | 173.7529 | 0 | 0 | 14.9037 | 226.1846 | 0 | 129.5628 | 0
2025_10_27 Hr 20 | 0 | 0.00057 | 0.016074 | 3.8139 | 3.8193 | 3.8193 | 3.8097 | 3.8139 | 3.8139 | 114.2242 | -14 | 0.08 | 59 | 0 | 89.5531 | 89.5531 | 173.7529 | 0 | 0 | 0.046 | 0.0275 | 1.0494 | 0 | 0.00282 | 0.1485 | 15.8841 | 0 | 226.1846 | 0 | 0 | 0 | 0 | 21.9466 | 55.6759 | 0 | 0 | -471.7769 | 0.6747 | 11.0679 | 0 | -1 | -4.2 | 11.451 | 0 | 0 | 34.3004 | 34.3004 | 34.3004 | 34.3004 | 39.8842 | 34.749 | 1.3368 | 0 | 7.5254 | 14.55 | 1.7014 | 62.9821 | 66.5807 | 76.7826 | 1154.642 | 33.5134 | 57.869 | 1.1346 | 0.3248 | 0 | 13.847 | 3.48 | 29.422 | 1014.192 | 352.6166 | -21.29 | 8.2684 | 4.06 | -2.09 | 13.8606 | 4.9559 | 46.2415 | 2025-10-27 | 2025_10_27 Hr 20 | 64.2477 | -0.000433 | -1014.192 | -471.7769 | 518.1453 | 747.3807 | 170.5482 | 15.25 | 34.6442 | 115.9351 | 291.4613 | 110.749 | 22.8901 | 179.1062 | 173.7529 | 0 | 0 | 15.8841 | 226.1846 | 0 | 129.5628 | 0
2025_10_27 Hr 21 | 0 | 0 | 0 | 3.8139 | 3.8193 | 3.8193 | 3.8097 | 3.8139 | 3.8139 | 111.3658 | -14 | 0.08 | 65 | 0 | 89.5531 | 89.5531 | 173.7529 | 0 | 0 | 0.046 | 0.0275 | 1.0494 | 0 | 0.00282 | 0.1485 | 14.5107 | 0 | 226.1846 | 0 | 0 | 0 | 0 | 21.1768 | 53.5662 | 0 | 0 | -467.7142 | 0.6747 | 11.0679 | 0 | -1 | -4.2 | 11.451 | 0 | 0 | 33.2023 | 33.2023 | 33.2023 | 33.2023 | 38.6074 | 38.7504 | 1.3368 | 0 | 7.5254 | 14.55 | 1.7014 | 62.9821 | 66.5807 | 72.7338 | 1141.846 | 33.1226 | 57.1942 | 1.1346 | 0.3248 | 0 | 13.847 | 3.48 | 29.422 | 1010.125 | 357.2836 | -21.29 | 8.2684 | 4.06 | -2.09 | 13.699 | 4.8982 | 46.0275 | 2025-10-27 | 2025_10_27 Hr 21 | 55.778 | -1.8e-05 | -1010.125 | -467.7142 | 505.4534 | 746.0074 | 176.4842 | 15.25 | 34.6442 | 113.0557 | 282.9339 | 109.4639 | 22.8901 | 179.1062 | 173.7529 | 0 | 0 | 14.5107 | 226.1846 | 0 | 129.5628 | 0
2025_10_27 Hr 22 | 0 | 0 | 0 | 3.8139 | 3.8193 | 3.8193 | 3.8097 | 3.8139 | 3.8139 | 100.7715 | -14 | 0.08 | 74 | 0 | 89.5531 | 89.5531 | 173.7529 | 0 | 0 | 0.046 | 0.0275 | 1.0494 | 0 | 0.00282 | 0.1485 | 17.452 | 6.0261 | 226.1846 | 0 | 0 | 0 | 0 | 18.3239 | 45.7472 | 0 | 0 | -462.3791 | 0.6747 | 11.0679 | 0 | -1 | -4.2 | 11.451 | 0 | 0 | 29.1326 | 29.1326 | 29.1326 | 29.1326 | 33.8751 | 34.749 | 1.3368 | 0 | 7.5254 | 14.55 | 1.7014 | 62.9821 | 66.5807 | 62.7564 | 1108.535 | 31.6742 | 54.6931 | 1.1346 | 0.3248 | 0 | 13.847 | 3.48 | 29.422 | 972.4083 | 347.5421 | -21.29 | 8.2684 | 4.06 | -2.09 | 13.1 | 4.684 | 44.4685 | 2025-10-27 | 2025_10_27 Hr 22 | 68.0506 | -2.3e-05 | -972.4083 | -462.3791 | 458.4131 | 754.9747 | 171.5054 | 15.25 | 34.6442 | 102.3837 | 251.3282 | 104.7012 | 22.8901 | 179.1062 | 173.7529 | 0 | 6.0261 | 17.452 | 226.1846 | 0 | 129.5628 | 0
2025_10_27 Hr 23 | 0 | 0 | 0 | 3.8139 | 3.8193 | 3.8193 | 3.8097 | 3.8139 | 3.8139 | 87.1588 | 0 | 0.08 | 78 | 0 | 89.5531 | 89.5531 | 176.4163 | 0 | 0 | 0.046 | 0.0275 | 1.0494 | 0 | 0.00282 | 0.1485 | 14.707 | 6.0261 | 228.977 | 0 | 0 | 0 | 0 | 14.6581 | 35.7005 | 0 | 0 | -497.5536 | 0.6747 | 11.0679 | 0 | -1 | -4.2 | 11.451 | 0 | 0 | 23.9033 | 23.9033 | 23.9033 | 23.9033 | 27.7946 | 40.7511 | 1.3368 | 0 | 7.5254 | 14.55 | 1.7014 | 64.2243 | 67.8938 | 66.8052 | 1059.479 | 29.8131 | 51.4795 | 1.1346 | 0.3248 | 0 | 13.847 | 3.48 | 29.422 | 910.1083 | 355.4733 | -7.29 | 8.2684 | 4.06 | -2.09 | 12.3302 | 4.4087 | 42.4721 | 2025-10-27 | 2025_10_27 Hr 23 | 59.2385 | 3.7e-05 | -910.1083 | -497.5536 | 411.9707 | 760.2408 | 185.5563 | 15.25 | 34.6442 | 88.6713 | 210.7179 | 112.5815 | 22.8901 | 179.1062 | 176.4163 | 0 | 6.0261 | 14.707 | 228.977 | 0 | 132.1181 | 0
2025_10_27 Hr 24 | 0 | 0 | 0 | 3.8139 | 3.8193 | 3.8193 | 3.8097 | 3.8139 | 3.8139 | 80.7822 | 0 | 0.08 | 77 | 0 | 89.5531 | 89.5531 | 176.4163 | 0 | 0 | 0.046 | 0.0275 | 1.0494 | 0 | 0.00282 | 0.1485 | 19.607 | 6.0261 | 228.977 | 0 | 0 | 0 | 0 | 12.941 | 30.9944 | 0 | 0 | -537.2322 | 0.6747 | 11.0679 | 0 | -1 | -4.2 | 11.451 | 0 | 0 | 21.4538 | 21.4538 | 21.4538 | 21.4538 | 24.9462 | 37.6974 | 1.3368 | 0 | 7.5254 | 14.55 | 1.7014 | 64.2243 | 67.8938 | 72.7338 | 1038.932 | 28.9413 | 49.9741 | 1.1346 | 0.3248 | 0 | 13.847 | 3.48 | 29.422 | 848.8917 | 354.4816 | -7.29 | 8.2684 | 4.06 | -2.09 | 11.9697 | 4.2798 | 40.5777 | 2025-10-27 | 2025_10_27 Hr 24 | 68.3913 | 3e-05 | -848.8917 | -537.2322 | 383.6578 | 765.1408 | 187.4312 | 15.25 | 34.6442 | 82.248 | 191.6949 | 109.7149 | 22.8901 | 179.1062 | 176.4163 | 0 | 6.0261 | 19.607 | 228.977 | 0 | 132.1181 | 0
2025_10_28 Hr 01 | 0 | 0 | 0 | 3.8139 | 3.8193 | 3.8193 | 3.8097 | 3.8139 | 3.8139 | 61.1533 | 0 | 0.08 | 74 | 0 | 89.5531 | 89.5531 | 176.4163 | 0 | 0 | 0.046 | 0.0275 | 1.0494 | 0 | 0.00282 | 0.1485 | 29.0124 | 6.0261 | 228.977 | 0 | 0 | 0 | 0 | 6.2447 | 12.6167 | 0 | 0 | -494.8963 | 0.6747 | 11.1445 | 0 | -1 | -4.2 | 11.5663 | 0 | 0 | 12.9735 | 12.9735 | 12.9735 | 12.9735 | 15.0854 | 25.7985 | 1.3368 | 0 | 7.6233 | 15.8142 | 1.7014 | 64.2243 | 67.8938 | 80.8314 | 960.1719 | 27.7554 | 47.9029 | 1.1346 | 0.3248 | 0 | 13.847 | 3.48 | 29.422 | 802.9916 | 345.0061 | -7.29 | 8.2976 | 4.06 | -2.09 | 11.4681 | 4.1001 | 38.2088 | 2025-10-28 | 2025_10_28 Hr 01 | 68.752 | 9.7e-05 | -802.9916 | -494.8963 | 292.8177 | 774.5462 | 180.6299 | 15.25 | 34.6442 | 57.493 | 128.284 | 107.0407 | 22.8901 | 179.1062 | 176.4163 | 0 | 6.0261 | 29.0124 | 228.977 | 0 | 132.1181 | 0
2025_10_28 Hr 02 | 0 | 0 | 0 | 3.8139 | 3.8193 | 3.8193 | 3.8097 | 3.8139 | 3.8139 | 62.6644 | 0 | 0.08 | 89 | 0 | 89.5531 | 89.5531 | 176.4163 | 0 | 0 | 0.046 | 0.0275 | 1.0494 | 0 | 0.00282 | 0.1485 | 38.4174 | 6.0261 | 228.977 | 0 | 0 | 0 | 0 | 6.6177 | 13.6388 | 0 | 0 | -519.202 | 0.6747 | 11.1445 | 0 | -1 | -4.2 | 11.5663 | 0 | 0 | 13.553 | 13.553 | 13.553 | 13.553 | 15.7592 | 26.8515 | 1.3368 | 0 | 7.6233 | 15.8142 | 1.7014 | 64.2243 | 67.8938 | 55.8156 | 975.4748 | 27.9604 | 48.2567 | 1.1346 | 0.3248 | 0 | 13.847 | 3.48 | 29.422 | 785.7 | 336.7171 | -7.29 | 8.2976 | 4.06 | -2.09 | 11.5528 | 4.1304 | 37.8461 | 2025-10-28 | 2025_10_28 Hr 02 | 70.1768 | -4.2e-05 | -785.7 | -519.202 | 299.3895 | 783.9512 | 171.6671 | 15.25 | 34.6442 | 58.8881 | 132.7868 | 107.7145 | 22.8901 | 179.1062 | 176.4163 | 0 | 6.0261 | 38.4174 | 228.977 | 0 | 132.1181 | 0
2025_10_28 Hr 03 | 0 | 0 | 0 | 3.8139 | 3.8193 | 3.8193 | 3.8097 | 3.8139 | 3.8139 | 61.4353 | 0 | 0.08 | 88 | 0 | 89.5531 | 89.5531 | 176.4163 | 0 | 0 | 0.046 | 0.0275 | 1.0494 | 0 | 0.00282 | 0.1485 | 45.0839 | 6.0261 | 228.977 | 0 | 0 | 0 | 0 | 6.3143 | 12.8075 | 0 | 0 | -533.9509 | 0.6747 | 11.1445 | 0 | -1 | -4.2 | 11.5663 | 0 | 0 | 13.0817 | 13.0817 | 13.0817 | 13.0817 | 15.2112 | 27.7992 | 1.3368 | 0 | 7.6233 | 15.8142 | 1.7014 | 64.2243 | 67.8938 | 49.887 | 977.3443 | 27.7936 | 47.9689 | 1.1346 | 0.3248 | 0 | 13.847 | 3.48 | 29.422 | 766.2917 | 330.1882 | -7.29 | 8.2976 | 4.06 | -2.09 | 11.4839 | 4.1058 | 37.274 | 2025-10-28 | 2025_10_28 Hr 03 | 69.3201 | -7.1e-05 | -766.2917 | -533.9509 | 294.0445 | 790.6177 | 165.6862 | 15.25 | 34.6442 | 57.7534 | 129.1245 | 107.1665 | 22.8901 | 179.1062 | 176.4163 | 0 | 6.0261 | 45.0839 | 228.977 | 0 | 132.1181 | 0
2025_10_28 Hr 04 | 0 | 0 | 0 | 3.8139 | 3.8193 | 3.8193 | 3.8097 | 3.8139 | 3.8139 | 65.0016 | 0 | 0.08 | 81 | 0 | 89.5531 | 89.5531 | 176.4163 | 0 | 0 | 0.046 | 0.0275 | 1.0494 | 0 | 0.00282 | 0.1485 | 44.9548 | 6.0261 | 228.977 | 0 | 0 | 0 | 0 | 7.1948 | 15.2196 | 0 | 0 | -532.1465 | 0.6747 | 11.1445 | 0 | -1 | -4.2 | 11.5663 | 0 | 0 | 14.4492 | 14.4492 | 14.4492 | 14.4492 | 16.8014 | 25.7985 | 1.3368 | 0 | 7.6233 | 15.8142 | 1.7014 | 64.2243 | 67.8938 | 51.9114 | 991.1343 | 28.2774 | 48.804 | 1.1346 | 0.3248 | 0 | 13.847 | 3.48 | 29.422 | 776.5 | 324.8021 | -7.29 | 8.2976 | 4.06 | -2.09 | 11.6838 | 4.1773 | 37.6532 | 2025-10-28 | 2025_10_28 Hr 04 | 67.0928 | -1.1e-05 | -776.5 | -532.1465 | 309.5538 | 790.4886 | 158.7099 | 15.25 | 34.6442 | 61.0459 | 139.7511 | 108.7567 | 22.8901 | 179.1062 | 176.4163 | 0 | 6.0261 | 44.9548 | 228.977 | 0 | 132.1181 | 0
2025_10_28 Hr 05 | 0 | 0 | 0 | 3.8139 | 3.8193 | 3.8193 | 3.8097 | 3.8139 | 3.8139 | 76.9295 | 0 | 0.08 | 71 | 0 | 89.5531 | 89.5531 | 176.4163 | 0 | 0 | 0.046 | 0.0275 | 1.0494 | 0 | 0.00282 | 0.1485 | 45.3461 | 6.0261 | 228.977 | 0 | 0 | 0 | 0 | 10.1395 | 23.287 | 0 | 0 | -546.7579 | 0.6747 | 11.1445 | 0 | -1 | -4.2 | 11.5663 | 0 | 0 | 19.0231 | 19.0231 | 19.0231 | 19.0231 | 22.1199 | 30.7476 | 1.3368 | 0 | 7.6233 | 15.8142 | 1.7014 | 64.2243 | 67.8938 | 44.826 | 1038.08 | 29.8956 | 51.5968 | 1.1346 | 0.3248 | 0 | 13.847 | 3.48 | 29.422 | 802.0167 | 317.9845 | -7.29 | 8.2976 | 4.06 | -2.09 | 12.3525 | 4.4163 | 38.8527 | 2025-10-28 | 2025_10_28 Hr 05 | 76.435 | -8.5e-05 | -802.0167 | -546.7579 | 361.4269 | 790.8799 | 146.5736 | 15.25 | 34.6442 | 72.0582 | 175.2933 | 114.0754 | 22.8901 | 179.1062 | 176.4163 | 0 | 6.0261 | 45.3461 | 228.977 | 0 | 132.1181 | 0
2025_10_28 Hr 06 | 0 | 0 | 0 | 3.8139 | 3.8193 | 3.8193 | 3.8097 | 3.8139 | 3.8139 | 97.0781 | 0 | 0.08 | 72 | 0 | 89.5531 | 89.5531 | 176.4163 | 0 | 0 | 0.046 | 0.0275 | 1.0494 | 0 | 0.00282 | 0.1485 | 44.6941 | 6.0261 | 228.977 | 0 | 0 | 0 | 0 | 15.1137 | 36.9145 | 0 | 0 | -545.6133 | 0.6747 | 11.1445 | 0 | -1 | -4.2 | 11.5663 | 0 | 0 | 26.7494 | 26.7494 | 26.7494 | 26.7494 | 31.1039 | 29.7999 | 1.3368 | 0 | 7.6233 | 15.8142 | 1.7014 | 62.587 | 66.2565 | 55.8156 | 1112.793 | 32.6291 | 56.3144 | 1.1346 | 0.3248 | 0 | 13.847 | 3.48 | 29.422 | 897.9 | 338.0107 | -7.29 | 8.2976 | 4.06 | -2.09 | 13.4819 | 4.8201 | 42.6225 | 2025-10-28 | 2025_10_28 Hr 06 | 87.1748 | -5e-06 | -897.9 | -545.6133 | 449.0503 | 786.9533 | 157.6155 | 15.25 | 34.6442 | 90.6599 | 235.3307 | 123.0597 | 22.8901 | 179.1062 | 176.4163 | 0 | 6.0261 | 44.6941 | 228.977 | 0 | 128.8435 | 0
2025_10_28 Hr 07 | 0 | 0 | 0 | 3.8139 | 3.8193 | 3.8193 | 3.8097 | 3.8139 | 3.8139 | 119.9668 | -14 | 0.08 | 64 | 0 | 89.5531 | 89.5531 | 173.7529 | 0 | 0 | 0.046 | 0.0275 | 1.0494 | 0 | 0.00282 | 0.1485 | 45.1502 | 0 | 226.1846 | 0 | 0 | 0 | 0 | 20.7645 | 52.3953 | 0 | 0 | -494.2872 | 0.6747 | 11.1445 | 0 | -1 | -4.2 | 11.5663 | 0 | 0 | 35.5264 | 35.5264 | 35.5264 | 35.5264 | 41.3097 | 27.7992 | 1.3368 | 0 | 7.6233 | 15.8142 | 1.7014 | 62.9821 | 66.5807 | 62.7564 | 1191.82 | 35.7343 | 61.6737 | 1.1346 | 0.3248 | 0 | 13.847 | 3.48 | 29.422 | 1021.4 | 345.157 | -21.29 | 8.2976 | 4.06 | -2.09 | 14.7649 | 5.2788 | 46.8222 | 2025-10-28 | 2025_10_28 Hr 07 | 78.0072 | -1.6e-05 | -1021.4 | -494.2872 | 534.5905 | 776.6469 | 154.5556 | 15.25 | 34.6442 | 111.7914 | 303.5333 | 119.2659 | 22.8901 | 179.1062 | 173.7529 | 0 | 0 | 45.1502 | 226.1846 | 0 | 129.5628 | 0
2025_10_28 Hr 08 | 0 | 0 | 0 | 3.8139 | 3.8193 | 3.8193 | 3.8097 | 3.8139 | 3.8139 | 135.1789 | -14 | 0.08 | 66 | 0 | 89.5531 | 89.5531 | 173.7529 | 0 | 0 | 0.046 | 0.0275 | 1.0494 | 0 | 0.00282 | 0.1485 | 37.6372 | 0 | 226.1846 | 0 | 0 | 0 | 0 | 24.52 | 62.6841 | 0 | 0 | -460.0198 | 0.6747 | 11.1445 | 0 | -1 | -4.2 | 11.5663 | 0 | 0 | 41.3597 | 41.3597 | 41.3597 | 41.3597 | 48.0926 | 27.7992 | 1.3368 | 0 | 7.6233 | 15.8142 | 1.7014 | 62.9821 | 66.5807 | 68.8296 | 1243.68 | 37.798 | 65.2355 | 1.1346 | 0.3248 | 0 | 13.847 | 3.48 | 29.422 | 1122.383 | 360.0133 | -21.29 | 8.2976 | 4.06 | -2.09 | 15.6176 | 5.5837 | 50.3575 | 2025-10-28 | 2025_10_28 Hr 08 | 71.6888 | 0.000216 | -1122.383 | -460.0198 | 600.7462 | 769.1339 | 162.6288 | 15.25 | 34.6442 | 125.8357 | 348.8615 | 126.049 | 22.8901 | 179.1062 | 173.7529 | 0 | 0 | 37.6372 | 226.1846 | 0 | 129.5628 | 0
2025_10_28 Hr 09 | 2.0679 | 0.000615 | 0.017343 | 3.8139 | 3.8193 | 3.8193 | 3.8097 | 3.8139 | 3.8139 | 130.9276 | -14 | 0.08 | 46 | 0 | 89.5531 | 89.5531 | 173.7529 | 0 | 0 | 0.046 | 0.0275 | 1.0494 | 0 | 0.00282 | 0.1485 | 19.6074 | 0 | 226.1846 | 0 | 0 | 0 | 0 | 23.4704 | 59.8087 | 0 | 0 | -424.0851 | 0.6747 | 11.1445 | 0 | -1 | -4.2 | 11.5663 | 0 | 0 | 39.7294 | 39.7294 | 39.7294 | 39.7294 | 46.197 | 26.8515 | 1.3368 | 0 | 7.6233 | 15.8142 | 1.7014 | 62.9821 | 66.5807 | 109.7514 | 1209.074 | 37.2213 | 64.24 | 1.1346 | 0.3248 | -2.0679 | 13.847 | 3.48 | 29.422 | 1141.792 | 380.1603 | -23.3579 | 8.2976 | 4.06 | -2.09 | 15.3793 | 5.4985 | 50.6508 | 2025-10-28 | 2025_10_28 Hr 09 | 76.1184 | -0.000344 | -1141.792 | -424.0851 | 582.2577 | 751.104 | 182.6209 | 15.25 | 34.6442 | 121.9107 | 336.1936 | 124.1533 | 22.8901 | 179.1062 | 173.7529 | 0 | 0 | 19.6074 | 226.1846 | 0 | 129.5628 | 0
2025_10_28 Hr 10 | 6.2088 | 0.00285 | 0.08037 | 3.8139 | 3.8193 | 3.8193 | 3.8097 | 3.8139 | 3.8139 | 121.5988 | -14 | 0.08 | 46 | 0 | 89.5531 | 89.5531 | 173.7529 | 0 | 0 | 0.046 | 0.0275 | 1.0494 | 0 | 0.00282 | 0.1485 | 29.0124 | 0 | 226.1846 | 0 | 0 | 0 | 0 | 21.1674 | 53.4992 | 0 | 0 | -390.8054 | 0.6747 | 11.1445 | 0 | -1 | -4.2 | 11.5663 | 0 | 0 | 36.1522 | 36.1522 | 36.1522 | 36.1522 | 42.0374 | 19.9017 | 1.3368 | 0 | 7.6233 | 15.8142 | 1.7014 | 62.9821 | 66.5807 | 122.6208 | 1182.133 | 35.9557 | 62.0558 | 1.1346 | 0.3248 | -6.2088 | 13.847 | 3.48 | 29.422 | 1149.892 | 386.0632 | -27.4988 | 8.2976 | 4.06 | -2.09 | 14.8564 | 5.3115 | 50.5326 | 2025-10-28 | 2025_10_28 Hr 10 | 74.687 | -0.000479 | -1149.892 | -390.8054 | 541.688 | 760.509 | 188.6057 | 15.25 | 34.6442 | 113.2981 | 308.3963 | 119.9936 | 22.8901 | 179.1062 | 173.7529 | 0 | 0 | 29.0124 | 226.1846 | 0 | 129.5628 | 0
2025_10_28 Hr 11 | 7.7776 | 0.006765 | 0.19077 | 3.8139 | 3.8193 | 3.8193 | 3.8097 | 3.8139 | 3.8139 | 111.3231 | -14 | 0.08 | 40 | 0 | 89.5531 | 89.5531 | 173.7529 | 0 | 0 | 0.046 | 0.0275 | 1.0494 | 0 | 0.00282 | 0.1485 | 38.4174 | 0 | 226.1846 | 0 | 0 | 0 | 0 | 18.6305 | 46.5491 | 0 | 0 | -339.3427 | 0.6747 | 11.1445 | 0 | -1 | -4.2 | 11.5663 | 0 | 0 | 32.2118 | 32.2118 | 32.2118 | 32.2118 | 37.4556 | 18.8487 | 1.3368 | 0 | 7.6233 | 15.8142 | 1.7014 | 62.9821 | 66.5807 | 120.5964 | 1151.542 | 34.5616 | 59.6498 | 1.1346 | 0.3248 | -7.7776 | 13.847 | 3.48 | 29.422 | 1157.108 | 373.9766 | -29.0676 | 8.2976 | 4.06 | -2.09 | 14.2804 | 5.1056 | 50.1404 | 2025-10-28 | 2025_10_28 Hr 11 | 80.1331 | 0.000214 | -1157.108 | -339.3427 | 497.0001 | 769.914 | 179.6426 | 15.25 | 34.6442 | 103.8113 | 277.7772 | 115.4116 | 22.8901 | 179.1062 | 173.7529 | 0 | 0 | 38.4174 | 226.1846 | 0 | 129.5628 | 0
2025_10_28 Hr 12 | 12.4392 | 0.00954 | 0.26903 | 3.8139 | 3.8193 | 3.8193 | 3.8097 | 3.8139 | 3.8139 | 104.8755 | -14 | 0.08 | 55 | 0 | 89.5531 | 89.5531 | 173.7529 | 0 | 0 | 0.046 | 0.0275 | 1.0494 | 0 | 0.00282 | 0.1485 | 45.0839 | 0 | 226.1846 | 0 | 0 | 0 | 0 | 17.0388 | 42.1883 | 0 | 0 | -324.1437 | 0.6747 | 11.1445 | 0 | -1 | -4.2 | 11.5663 | 0 | 0 | 29.7394 | 29.7394 | 29.7394 | 29.7394 | 34.5807 | 17.901 | 1.3368 | 0 | 7.6233 | 15.8142 | 1.7014 | 62.9821 | 66.5807 | 119.7288 | 1133.122 | 33.6869 | 58.1401 | 1.1346 | 0.3248 | -12.4392 | 13.847 | 3.48 | 29.422 | 1164.2 | 388.9506 | -33.7292 | 8.2976 | 4.06 | -2.09 | 13.919 | 4.9764 | 50.2203 | 2025-10-28 | 2025_10_28 Hr 12 | 72.6459 | -0.000121 | -1164.2 | -324.1437 | 468.9605 | 776.5805 | 192.9084 | 15.25 | 34.6442 | 97.8587 | 258.5652 | 112.5366 | 22.8901 | 179.1062 | 173.7529 | 0 | 0 | 45.0839 | 226.1846 | 0 | 129.5628 | 0
2025_10_28 Hr 13 | 11.9201 | 0.01128 | 0.3181 | 3.8139 | 3.8193 | 3.8193 | 3.8097 | 3.8139 | 3.8139 | 98.428 | -14 | 0.08 | 81 | 0 | 89.5531 | 89.5531 | 173.7529 | 0 | 0 | 0.046 | 0.0275 | 1.0494 | 0 | 0.00282 | 0.1485 | 14.5107 | 0 | 226.1846 | 0 | 0 | 0 | 0 | 15.447 | 37.8276 | 0 | 0 | -269.4306 | 0.6747 | 11.1445 | 0 | -1 | -4.2 | 11.5663 | 0 | 0 | 27.267 | 27.267 | 27.267 | 27.267 | 31.7058 | 15.9003 | 1.3368 | 0 | 7.6233 | 15.8142 | 1.7014 | 62.9821 | 66.5807 | 103.6782 | 1077.434 | 32.8122 | 56.6305 | 1.1346 | 0.3248 | -11.9201 | 13.847 | 3.48 | 29.422 | 1168.3 | 393.507 | -33.2101 | 8.2976 | 4.06 | -2.09 | 13.5576 | 4.8472 | 49.6622 | 2025-10-28 | 2025_10_28 Hr 13 | 58.2785 | -0.000113 | -1168.3 | -269.4306 | 440.9211 | 746.0073 | 200.9079 | 15.25 | 34.6442 | 91.9062 | 239.3533 | 109.6616 | 22.8901 | 179.1062 | 173.7529 | 0 | 0 | 14.5107 | 226.1846 | 0 | 129.5628 | 0
2025_10_28 Hr 14 | 14.5121 | 0.01155 | 0.32571 | 3.8139 | 3.8193 | 3.8193 | 3.8097 | 3.8139 | 3.8139 | 93.4916 | -14 | 0.08 | 87 | 0 | 89.5531 | 89.5531 | 173.7529 | 0 | 0 | 0.046 | 0.0275 | 1.0494 | 0 | 0.00282 | 0.1485 | 15.1648 | 0 | 226.1846 | 0 | 0 | 0 | 0 | 14.2283 | 34.4888 | 0 | 0 | -267.7502 | 0.6747 | 11.1445 | 0 | -1 | -4.2 | 11.5663 | 0 | 0 | 25.3741 | 25.3741 | 25.3741 | 25.3741 | 29.5048 | 18.8487 | 1.3368 | 0 | 7.6233 | 15.8142 | 1.7014 | 62.9821 | 66.5807 | 110.7636 | 1058.829 | 32.1425 | 55.4747 | 1.1346 | 0.3248 | -14.5121 | 13.847 | 3.48 | 29.422 | 1165.208 | 409.9319 | -35.8021 | 8.2976 | 4.06 | -2.09 | 13.2808 | 4.7482 | 49.5181 | 2025-10-28 | 2025_10_28 Hr 14 | 62.8691 | 0.000237 | -1165.208 | -267.7502 | 419.4533 | 746.6614 | 216.9496 | 15.25 | 34.6442 | 87.3487 | 224.6441 | 107.4605 | 22.8901 | 179.1062 | 173.7529 | 0 | 0 | 15.1648 | 226.1846 | 0 | 129.5628 | 0
2025_10_28 Hr 15 | 14.5121 | 0.01095 | 0.30879 | 3.8139 | 3.8193 | 3.8193 | 3.8097 | 3.8139 | 3.8139 | 87.8903 | -14 | 0.08 | 90 | 0 | 89.5531 | 89.5531 | 173.7529 | 0 | 0 | 0.046 | 0.0275 | 1.0494 | 0 | 0.00282 | 0.1485 | 14.5107 | 0 | 226.1846 | 0 | 0 | 0 | 0 | 12.8455 | 30.7004 | 0 | 0 | -250.9197 | 0.6747 | 11.1445 | 0 | -1 | -4.2 | 11.5663 | 0 | 0 | 23.2262 | 23.2262 | 23.2262 | 23.2262 | 27.0072 | 19.9017 | 1.3368 | 0 | 7.6233 | 15.8142 | 1.7014 | 62.9821 | 66.5807 | 105.7026 | 1036.296 | 31.3826 | 54.1632 | 1.1346 | 0.3248 | -14.5121 | 13.847 | 3.48 | 29.422 | 1156 | 406.4257 | -35.8021 | 8.2976 | 4.06 | -2.09 | 12.9669 | 4.636 | 48.9332 | 2025-10-28 | 2025_10_28 Hr 15 | 60.5822 | -0.000108 | -1156 | -250.9197 | 395.094 | 746.0074 | 215.924 | 15.25 | 34.6442 | 82.1775 | 207.9537 | 104.9629 | 22.8901 | 179.1062 | 173.7529 | 0 | 0 | 14.5107 | 226.1846 | 0 | 129.5628 | 0
2025_10_28 Hr 16 | 15.5369 | 0.010035 | 0.28299 | 3.8139 | 3.8193 | 3.8193 | 3.8097 | 3.8139 | 3.8139 | 85.1501 | -14 | 0.08 | 91 | 0 | 89.5531 | 89.5531 | 173.7529 | 0 | 0 | 0.046 | 0.0275 | 1.0494 | 0 | 0.00282 | 0.1485 | 18.8216 | 0 | 226.1846 | 0 | 0 | 0 | 0 | 12.169 | 28.847 | 0 | 0 | -245.4706 | 0.6747 | 11.1445 | 0 | -1 | -4.2 | 11.5663 | 0 | 0 | 22.1754 | 22.1754 | 22.1754 | 22.1754 | 25.7854 | 19.9017 | 1.3368 | 0 | 7.6233 | 15.8142 | 1.7014 | 62.9821 | 66.5807 | 100.7862 | 1029.886 | 31.0109 | 53.5216 | 1.1346 | 0.3248 | -15.5369 | 13.847 | 3.48 | 29.422 | 1149.9 | 402.3114 | -36.8269 | 8.2976 | 4.06 | -2.09 | 12.8133 | 4.5811 | 48.6207 | 2025-10-28 | 2025_10_28 Hr 16 | 64.0379 | -9.1e-05 | -1149.9 | -245.4706 | 383.1772 | 750.3182 | 211.9809 | 15.25 | 34.6442 | 79.6476 | 199.7886 | 103.741 | 22.8901 | 179.1062 | 173.7529 | 0 | 0 | 18.8216 | 226.1846 | 0 | 129.5628 | 0
2025_10_28 Hr 17 | 6.7511 | 0.008685 | 0.24492 | 3.8139 | 3.8193 | 3.8193 | 3.8097 | 3.8139 | 3.8139 | 89.5224 | -14 | 0.08 | 90 | 0 | 89.5531 | 89.5531 | 173.7529 | 0 | 0 | 0.046 | 0.0275 | 1.0494 | 0 | 0.00282 | 0.1485 | 28.227 | 0 | 226.1846 | 0 | 0 | 0 | 0 | 13.2484 | 31.8042 | 0 | 0 | -264.2408 | 0.6747 | 11.1445 | 0 | -1 | -4.2 | 11.5663 | 0 | 0 | 23.852 | 23.852 | 23.852 | 23.852 | 27.7349 | 19.9017 | 1.3368 | 0 | 7.6233 | 15.8142 | 1.7014 | 62.9821 | 66.5807 | 114.6678 | 1056.318 | 31.604 | 54.5453 | 1.1346 | 0.3248 | -6.7511 | 13.847 | 3.48 | 29.422 | 1172.392 | 408.3554 | -28.0411 | 8.2976 | 4.06 | -2.09 | 13.0583 | 4.6687 | 49.7555 | 2025-10-28 | 2025_10_28 Hr 17 | 71.8789 | -0.000425 | -1172.392 | -264.2408 | 402.1915 | 759.7236 | 224.8231 | 15.25 | 34.6442 | 83.6842 | 212.8167 | 105.6906 | 22.8901 | 179.1062 | 173.7529 | 0 | 0 | 28.227 | 226.1846 | 0 | 129.5628 | 0
2025_10_28 Hr 18 | 1.0331 | 0.00621 | 0.17512 | 3.8139 | 3.8193 | 3.8193 | 3.8097 | 3.8139 | 3.8139 | 100.9063 | -14 | 0.08 | 83 | 0 | 89.5531 | 89.5531 | 173.7529 | 0 | 0 | 0.046 | 0.0275 | 1.0494 | 0 | 0.00282 | 0.1485 | 37.6316 | 0 | 226.1846 | 0 | 0 | 0 | 0 | 16.0588 | 39.5037 | 0 | 0 | -251.273 | 0.6747 | 11.1445 | 0 | -1 | -4.2 | 11.5663 | 0 | 0 | 28.2173 | 28.2173 | 28.2173 | 28.2173 | 32.8109 | 21.9024 | 1.3368 | 0 | 7.6233 | 15.8142 | 1.7014 | 62.9821 | 66.5807 | 91.6764 | 1110.084 | 33.1484 | 57.2108 | 1.1346 | 0.3248 | -1.0331 | 13.847 | 3.48 | 29.422 | 1216.208 | 379.7204 | -22.3231 | 8.2976 | 4.06 | -2.09 | 13.6965 | 4.8968 | 51.3145 | 2025-10-28 | 2025_10_28 Hr 18 | 65.2302 | 0.000243 | -1216.208 | -251.273 | 451.6987 | 769.1282 | 196.7601 | 15.25 | 34.6442 | 94.1942 | 246.7378 | 110.7667 | 22.8901 | 179.1062 | 173.7529 | 0 | 0 | 37.6316 | 226.1846 | 0 | 129.5628 | 0
2025_10_28 Hr 19 | 0 | 0.00303 | 0.085446 | 3.8139 | 3.8193 | 3.8193 | 3.8097 | 3.8139 | 3.8139 | 116.6624 | -14 | 0.08 | 81 | 0 | 89.5531 | 89.5531 | 173.7529 | 0 | 0 | 0.046 | 0.0275 | 1.0494 | 0 | 0.00282 | 0.1485 | 44.866 | 0 | 226.1846 | 0 | 0 | 0 | 0 | 19.9487 | 50.1604 | 0 | 0 | -333.0562 | 0.6747 | 11.1445 | 0 | -1 | -4.2 | 11.5663 | 0 | 0 | 34.2593 | 34.2593 | 34.2593 | 34.2593 | 39.8364 | 25.7985 | 1.3368 | 0 | 7.6233 | 15.8142 | 1.7014 | 62.9821 | 66.5807 | 90.8088 | 1178.725 | 35.286 | 60.9 | 1.1346 | 0.3248 | 0 | 13.847 | 3.48 | 29.422 | 1211.117 | 386.7383 | -21.29 | 8.2976 | 4.06 | -2.09 | 14.5797 | 5.2126 | 52.1896 | 2025-10-28 | 2025_10_28 Hr 19 | 68.9145 | -0.000423 | -1211.117 | -333.0562 | 520.2202 | 776.3626 | 197.6958 | 15.25 | 34.6442 | 108.7407 | 293.6871 | 117.7924 | 22.8901 | 179.1062 | 173.7529 | 0 | 0 | 44.866 | 226.1846 | 0 | 129.5628 | 0
2025_10_28 Hr 20 | 0 | 0.000405 | 0.011421 | 3.8139 | 3.8193 | 3.8193 | 3.8097 | 3.8139 | 3.8139 | 115.2923 | -14 | 0.08 | 80 | 0 | 89.5531 | 89.5531 | 173.7529 | 0 | 0 | 0.046 | 0.0275 | 1.0494 | 0 | 0.00282 | 0.1485 | 45.3461 | 0 | 226.1846 | 0 | 0 | 0 | 0 | 19.6104 | 49.2338 | 0 | 0 | -366.0037 | 0.6747 | 11.1445 | 0 | -1 | -4.2 | 11.5663 | 0 | 0 | 33.7339 | 33.7339 | 33.7339 | 33.7339 | 39.2254 | 31.8006 | 1.3368 | 0 | 7.6233 | 15.8142 | 1.7014 | 62.9821 | 66.5807 | 93.7008 | 1173.783 | 35.1001 | 60.5792 | 1.1346 | 0.3248 | 0 | 13.847 | 3.48 | 29.422 | 1180.508 | 394.0188 | -21.29 | 8.2976 | 4.06 | -2.09 | 14.5029 | 5.1851 | 51.4149 | 2025-10-28 | 2025_10_28 Hr 20 | 71.3199 | 0.000239 | -1180.508 | -366.0037 | 514.2618 | 776.8427 | 205.5132 | 15.25 | 34.6442 | 107.4758 | 289.6045 | 117.1815 | 22.8901 | 179.1062 | 173.7529 | 0 | 0 | 45.3461 | 226.1846 | 0 | 129.5628 | 0
2025_10_28 Hr 21 | 0 | 0 | 0 | 0 | 0 | 0 | 0 | 0 | 0 | 110.497 | -14 | 0.08 | 81 | 0 | 89.5531 | 89.5531 | 173.7529 | 0 | 0 | 0.046 | 0.0275 | 1.0494 | 0 | 0.00282 | 0.1485 | 35.0676 | 0 | 226.1846 | 0 | 0 | 0 | 0 | 18.4266 | 45.9904 | 0 | 0 | -356.8971 | 0.6747 | 11.1445 | 0.06 | -1 | -4.2 | 11.5663 | 0 | 0 | 31.895 | 31.895 | 31.895 | 31.895 | 37.0872 | 33.8013 | 1.3368 | 0 | 7.6233 | 15.8142 | 1.7014 | 62.9821 | 66.5807 | 89.7966 | 1121.887 | 34.4496 | 59.4564 | 1.1346 | 0.3248 | 0 | 13.847 | 3.48 | 29.422 | 1134.677 | 390.9767 | -21.29 | 8.2976 | 4.06 | -2.09 | 14.2341 | 5.089 | 49.4867 | 2025-10-28 | 2025_10_28 Hr 21 | 66.7378 | -0.000363 | -1134.677 | -356.8971 | 493.4075 | 743.6741 | 204.5979 | 15.25 | 34.6442 | 103.0486 | 275.3157 | 115.0432 | 0 | 179.1062 | 173.7529 | 0 | 0 | 35.0676 | 226.1846 | 0 | 129.5628 | 0
2025_10_28 Hr 22 | 0 | 0 | 0 | 0 | 0 | 0 | 0 | 0 | 0 | 96.5139 | -14 | 0.08 | 82 | 0 | 89.5531 | 89.5531 | 173.7529 | 0 | 0 | 0.046 | 0.0275 | 1.0494 | 0 | 0.00282 | 0.1485 | 17.452 | 0 | 226.1846 | 0 | 0 | 0 | 0 | 14.9744 | 36.5329 | 0 | 0 | -330.5426 | 0.6747 | 11.1445 | 0.06 | -1 | -4.2 | 11.5663 | 0 | 0 | 26.533 | 26.533 | 26.533 | 26.533 | 30.8524 | 33.8013 | 1.3368 | 0 | 7.6233 | 15.8142 | 1.7014 | 62.9821 | 66.5807 | 86.76 | 1049.696 | 32.5525 | 56.1823 | 1.1346 | 0.3248 | 0 | 13.847 | 3.48 | 29.422 | 1080.568 | 382.705 | -21.29 | 8.2976 | 4.06 | -2.09 | 13.4503 | 4.8088 | 47.0041 | 2025-10-28 | 2025_10_28 Hr 22 | 68.6265 | 0.000243 | -1080.568 | -330.5426 | 432.5968 | 726.0585 | 202.5613 | 15.25 | 34.6442 | 90.139 | 233.6497 | 108.8081 | 0 | 179.1062 | 173.7529 | 0 | 0 | 17.452 | 226.1846 | 0 | 129.5628 | 0
2025_10_28 Hr 23 | 0 | 0 | 0 | 0 | 0 | 0 | 0 | 0 | 0 | 82.1279 | 0 | 0.08 | 79 | 0 | 89.5531 | 89.5531 | 176.4163 | 0 | 0 | 0.046 | 0.0275 | 1.0494 | 0 | 0.00282 | 0.1485 | 19.6074 | 0 | 228.977 | 0 | 0 | 0 | 0 | 11.4229 | 26.8029 | 0 | 0 | -374.6086 | 0.6747 | 11.1445 | 0.06 | -1 | -4.2 | 11.5663 | 0 | 0 | 21.0165 | 21.0165 | 21.0165 | 21.0165 | 24.4378 | 30.7476 | 1.3368 | 0 | 7.6233 | 15.8142 | 1.7014 | 64.2243 | 67.8938 | 91.6764 | 1003.714 | 30.6009 | 52.8139 | 1.1346 | 0.3248 | 0 | 13.847 | 3.48 | 29.422 | 996.9683 | 375.1529 | -7.29 | 8.2976 | 4.06 | -2.09 | 12.6439 | 4.5205 | 44.2839 | 2025-10-28 | 2025_10_28 Hr 23 | 77.1834 | 2.3e-05 | -996.9683 | -374.6086 | 384.0337 | 736.225 | 201.424 | 15.25 | 34.6442 | 76.8574 | 190.783 | 116.3933 | 0 | 179.1062 | 176.4163 | 0 | 0 | 19.6074 | 228.977 | 0 | 132.1181 | 0
2025_10_28 Hr 24 | 0 | 0 | 0 | 0 | 0 | 0 | 0 | 0 | 0 | 70.341 | 0 | 0.08 | 78 | 0 | 89.5531 | 89.5531 | 176.4163 | 0 | 0 | 0.046 | 0.0275 | 1.0494 | 0 | 0.00282 | 0.1485 | 29.0124 | 0 | 228.977 | 0 | 0 | 0 | 0 | 8.5129 | 18.8308 | 0 | 0 | -377.0723 | 0.6747 | 11.1445 | 0.06 | -1 | -4.2 | 11.5663 | 0 | 0 | 16.4966 | 16.4966 | 16.4966 | 16.4966 | 19.1822 | 30.7476 | 1.3368 | 0 | 7.6233 | 15.8142 | 1.7014 | 64.2243 | 67.8938 | 77.7948 | 967.1152 | 29.0018 | 50.0541 | 1.1346 | 0.3248 | 0 | 13.847 | 3.48 | 29.422 | 937.7683 | 355.0155 | -7.29 | 8.2976 | 4.06 | -2.09 | 11.9831 | 4.2843 | 41.9794 | 2025-10-28 | 2025_10_28 Hr 24 | 71.5204 | -1.2e-05 | -937.7683 | -377.0723 | 332.774 | 745.63 | 186.5424 | 15.25 | 34.6442 | 65.9754 | 155.661 | 111.1375 | 0 | 179.1062 | 176.4163 | 0 | 0 | 29.0124 | 228.977 | 0 | 132.1181 | 0
2025_10_29 Hr 01 | 0 | 0 | 0 | 3.8139 | 3.8193 | 3.8193 | 3.8097 | 3.8139 | 3.8139 | 73.0587 | 0 | 0.08 | 76 | 0 | 89.5531 | 89.5531 | 176.4163 | 0 | 0 | 0.046 | 0.0275 | 1.0494 | 0 | 0.00282 | 0.1485 | 38.4174 | 6.0261 | 228.977 | 0 | 0 | 0 | 0 | 9.0592 | 20.2992 | 0 | 0 | -456.9552 | 0.6747 | 11.2212 | 0 | -1 | -4.2 | 11.6815 | 0 | 0 | 17.4113 | 17.4113 | 17.4113 | 17.4113 | 20.2457 | 37.6974 | 1.3368 | 0 | 7.7211 | 15.8329 | 1.7014 | 64.2243 | 67.8938 | 67.8174 | 1015.21 | 29.3248 | 50.5868 | 1.1346 | 0.3248 | 0 | 13.847 | 3.48 | 29.422 | 901.9916 | 351.0272 | -7.29 | 8.3267 | 4.06 | -2.09 | 12.1049 | 4.3274 | 41.6175 | 2025-10-29 | 2025_10_29 Hr 01 | 73.3059 | 8.1e-05 | -901.9916 | -456.9552 | 343.5867 | 783.9512 | 181.5148 | 15.25 | 34.6442 | 68.309 | 163.1009 | 112.1769 | 22.8901 | 179.1062 | 176.4163 | 0 | 6.0261 | 38.4174 | 228.977 | 0 | 132.1181 | 0
2025_10_29 Hr 02 | 0 | 0 | 0 | 3.8139 | 3.8193 | 3.8193 | 3.8097 | 3.8139 | 3.8139 | 67.9411 | 0 | 0.08 | 74 | 0 | 89.5531 | 89.5531 | 176.4163 | 0 | 0 | 0.046 | 0.0275 | 1.0494 | 0 | 0.00282 | 0.1485 | 45.0839 | 6.0261 | 228.977 | 0 | 0 | 0 | 0 | 7.8017 | 16.8555 | 0 | 0 | -445.3951 | 0.6747 | 11.2212 | 0 | -1 | -4.2 | 11.6815 | 0 | 0 | 15.4523 | 15.4523 | 15.4523 | 15.4523 | 17.9678 | 38.7504 | 1.3368 | 0 | 7.7211 | 15.8329 | 1.7014 | 64.2243 | 67.8938 | 72.7338 | 1001.944 | 28.6359 | 49.3983 | 1.1346 | 0.3248 | 0 | 13.847 | 3.48 | 29.422 | 901.9916 | 352.7331 | -7.29 | 8.3267 | 4.06 | -2.09 | 11.8205 | 4.2258 | 41.4654 | 2025-10-29 | 2025_10_29 Hr 02 | 73.2698 | 0.000128 | -901.9916 | -445.3951 | 321.3908 | 790.6177 | 185.4842 | 15.25 | 34.6442 | 63.6078 | 147.8696 | 109.9133 | 22.8901 | 179.1062 | 176.4163 | 0 | 6.0261 | 45.0839 | 228.977 | 0 | 132.1181 | 0
2025_10_29 Hr 03 | 0 | 0 | 0 | 3.8139 | 3.8193 | 3.8193 | 3.8097 | 3.8139 | 3.8139 | 70.0125 | 0 | 0.08 | 82 | 0 | 89.5531 | 89.5531 | 176.4163 | 0 | 0 | 0.046 | 0.0275 | 1.0494 | 0 | 0.00282 | 0.1485 | 45.3461 | 6.0261 | 228.977 | 0 | 0 | 0 | 0 | 8.3107 | 18.2494 | 0 | 0 | -495.3164 | 0.6747 | 11.2212 | 0 | -1 | -4.2 | 11.6815 | 0 | 0 | 16.2452 | 16.2452 | 16.2452 | 16.2452 | 18.8898 | 38.7504 | 1.3368 | 0 | 7.7211 | 15.8329 | 1.7014 | 64.2243 | 67.8938 | 72.7338 | 1010.274 | 28.9147 | 49.8794 | 1.1346 | 0.3248 | 0 | 13.847 | 3.48 | 29.422 | 869.3167 | 361.6492 | -7.29 | 8.3267 | 4.06 | -2.09 | 11.9356 | 4.2669 | 40.8325 | 2025-10-29 | 2025_10_29 Hr 03 | 75.9931 | -4.1e-05 | -869.3167 | -495.3164 | 330.3748 | 790.8798 | 193.4842 | 15.25 | 34.6442 | 65.5107 | 154.0346 | 110.8295 | 22.8901 | 179.1062 | 176.4163 | 0 | 6.0261 | 45.3461 | 228.977 | 0 | 132.1181 | 0
2025_10_29 Hr 04 | 0 | 0 | 0 | 3.8139 | 3.8193 | 3.8193 | 3.8097 | 3.8139 | 3.8139 | 74.0131 | 0 | 0.08 | 83 | 0 | 89.5531 | 89.5531 | 176.4163 | 0 | 0 | 0.046 | 0.0275 | 1.0494 | 0 | 0.00282 | 0.1485 | 45.3461 | 6.0261 | 228.977 | 0 | 0 | 0 | 0 | 9.2937 | 20.9415 | 0 | 0 | -478.5502 | 0.6747 | 11.2212 | 0 | -1 | -4.2 | 11.6815 | 0 | 0 | 17.7767 | 17.7767 | 17.7767 | 17.7767 | 20.6705 | 46.6479 | 1.3368 | 0 | 7.7211 | 15.8329 | 1.7014 | 64.2243 | 67.8938 | 37.8852 | 1025.856 | 29.4533 | 50.8085 | 1.1346 | 0.3248 | 0 | 13.847 | 3.48 | 29.422 | 877.4833 | 337.4677 | -7.29 | 8.3267 | 4.06 | -2.09 | 12.1579 | 4.3464 | 40.9342 | 2025-10-29 | 2025_10_29 Hr 04 | 77.8146 | 5.9e-05 | -877.4833 | -478.5502 | 347.7264 | 790.8799 | 167.5331 | 15.25 | 34.6442 | 69.1858 | 165.9416 | 112.599 | 22.8901 | 179.1062 | 176.4163 | 0 | 6.0261 | 45.3461 | 228.977 | 0 | 132.1181 | 0
2025_10_29 Hr 05 | 0 | 0 | 0 | 3.8139 | 3.8193 | 3.8193 | 3.8097 | 3.8139 | 3.8139 | 83.4156 | 0 | 0.08 | 78 | 0 | 89.5531 | 89.5531 | 176.4163 | 0 | 0 | 0.046 | 0.0275 | 1.0494 | 0 | 0.00282 | 0.1485 | 45.3461 | 6.0261 | 228.977 | 0 | 0 | 0 | 0 | 11.6041 | 27.2685 | 0 | 0 | -463.76 | 0.6747 | 11.2212 | 0 | -1 | -4.2 | 11.6815 | 0 | 0 | 21.3759 | 21.3759 | 21.3759 | 21.3759 | 24.8557 | 46.6479 | 1.3368 | 0 | 7.7211 | 15.8329 | 1.7014 | 64.2243 | 67.8938 | 15.906 | 1062.478 | 30.7191 | 52.9922 | 1.1346 | 0.3248 | 0 | 13.847 | 3.48 | 29.422 | 906.075 | 314.6472 | -7.29 | 8.3267 | 4.06 | -2.09 | 12.6805 | 4.5332 | 41.8682 | 2025-10-29 | 2025_10_29 Hr 05 | 89.6907 | 2.2e-05 | -906.075 | -463.76 | 388.5071 | 790.8799 | 140.5539 | 15.25 | 34.6442 | 77.8232 | 193.9261 | 116.7578 | 22.8901 | 179.1062 | 176.4163 | 0 | 6.0261 | 45.3461 | 228.977 | 0 | 132.1181 | 0
2025_10_29 Hr 06 | 0 | 0 | 0 | 3.8139 | 3.8193 | 3.8193 | 3.8097 | 3.8139 | 3.8139 | 103.439 | 0 | 0.08 | 75 | 0 | 89.5531 | 89.5531 | 176.4163 | 0 | 0 | 0.046 | 0.0275 | 1.0494 | 0 | 0.00282 | 0.1485 | 44.6941 | 6.0261 | 228.977 | 0 | 0 | 0 | 0 | 16.5242 | 40.7426 | 0 | 0 | -441.8587 | 0.6747 | 11.2212 | 0 | -1 | -4.2 | 11.6815 | 0 | 0 | 29.0407 | 29.0407 | 29.0407 | 29.0407 | 33.7683 | 46.6479 | 1.3368 | 0 | 7.7211 | 15.8329 | 1.7014 | 62.587 | 66.2565 | 12.0018 | 1136.541 | 33.4149 | 57.6424 | 1.1346 | 0.3248 | 0 | 13.847 | 3.48 | 29.422 | 1003.992 | 316.5996 | -7.29 | 8.3267 | 4.06 | -2.09 | 13.7932 | 4.931 | 45.4452 | 2025-10-29 | 2025_10_29 Hr 06 | 90.6646 | -0.000391 | -1003.992 | -441.8587 | 475.3531 | 786.9533 | 133.6497 | 15.25 | 34.6442 | 96.2173 | 253.5214 | 125.6144 | 22.8901 | 179.1062 | 176.4163 | 0 | 6.0261 | 44.6941 | 228.977 | 0 | 128.8435 | 0
2025_10_29 Hr 07 | 0 | 0 | 0 | 3.8139 | 3.8193 | 3.8193 | 3.8097 | 3.8139 | 3.8139 | 130.3874 | -14 | 0.08 | 78 | 0 | 89.5531 | 89.5531 | 173.7529 | 0 | 0 | 0.046 | 0.0275 | 1.0494 | 0 | 0.00282 | 0.1485 | 45.3461 | 6.0261 | 226.1846 | 0 | 0 | 0 | 0 | 23.1459 | 58.8765 | 0 | 0 | -421.3662 | 0.6747 | 11.2212 | 0 | -1 | -4.2 | 11.6815 | 0 | 0 | 39.3564 | 39.3564 | 39.3564 | 39.3564 | 45.7632 | 40.7511 | 1.3368 | 0 | 7.7211 | 15.8329 | 1.7014 | 62.9821 | 66.5807 | 14.0262 | 1237.418 | 37.0429 | 63.9009 | 1.1346 | 0.3248 | 0 | 13.847 | 3.48 | 29.422 | 1122.408 | 327.6467 | -21.29 | 8.3267 | 4.06 | -2.09 | 15.2908 | 5.4664 | 49.8499 | 2025-10-29 | 2025_10_29 Hr 07 | 82.1743 | 0.000265 | -1122.408 | -421.3662 | 578.2342 | 782.8688 | 132.7773 | 15.25 | 34.6442 | 120.973 | 333.7274 | 123.5339 | 22.8901 | 179.1062 | 173.7529 | 0 | 6.0261 | 45.3461 | 226.1846 | 0 | 129.5628 | 0
2025_10_29 Hr 08 | 0 | 0 | 0 | 3.8139 | 3.8193 | 3.8193 | 3.8097 | 3.8139 | 3.8139 | 143.7905 | -14 | 0.08 | 76 | 0 | 89.5531 | 89.5531 | 173.7529 | 0 | 0 | 0.046 | 0.0275 | 1.0494 | 0 | 0.00282 | 0.1485 | 45.3461 | 0 | 226.1846 | 0 | 0 | 0 | 0 | 26.4393 | 67.8956 | 0 | 0 | -393.7881 | 0.6747 | 11.2212 | 0 | -1 | -4.2 | 11.6815 | 0 | 0 | 44.487 | 44.487 | 44.487 | 44.487 | 51.729 | 38.7504 | 1.3368 | 0 | 7.7211 | 15.8329 | 1.7014 | 62.9821 | 66.5807 | 18.9426 | 1283.596 | 38.8473 | 67.0137 | 1.1346 | 0.3248 | 0 | 13.847 | 3.48 | 29.422 | 1203.008 | 334.4907 | -21.29 | 8.3267 | 4.06 | -2.09 | 16.0357 | 5.7327 | 52.6686 | 2025-10-29 | 2025_10_29 Hr 08 | 89.238 | 0.000225 | -1203.008 | -393.7881 | 636.3664 | 776.8427 | 133.693 | 15.25 | 34.6442 | 133.2855 | 373.6188 | 129.4622 | 22.8901 | 179.1062 | 173.7529 | 0 | 0 | 45.3461 | 226.1846 | 0 | 129.5628 | 0
2025_10_29 Hr 09 | 7.7842 | 0.00075 | 0.02115 | 3.8139 | 3.8193 | 3.8193 | 3.8097 | 3.8139 | 3.8139 | 134.1037 | -14 | 0.08 | 76 | 0 | 89.5531 | 89.5531 | 173.7529 | 0 | 0 | 0.046 | 0.0275 | 1.0494 | 0 | 0.00282 | 0.1485 | 45.3461 | 0 | 226.1846 | 0 | 0 | 0 | 0 | 24.059 | 61.3772 | 0 | 0 | -396.1976 | 0.6747 | 11.2212 | 0 | -1 | -4.2 | 11.6815 | 0 | 0 | 40.7789 | 40.7789 | 40.7789 | 40.7789 | 47.4174 | 26.8515 | 1.3368 | 0 | 7.7211 | 15.8329 | 1.7014 | 62.9821 | 66.5807 | 14.0262 | 1245.888 | 37.5432 | 64.764 | 1.1346 | 0.3248 | -7.7842 | 13.847 | 3.48 | 29.422 | 1141.792 | 321.1758 | -29.0742 | 8.3267 | 4.06 | -2.09 | 15.4973 | 5.5402 | 50.2839 | 2025-10-29 | 2025_10_29 Hr 09 | 85.3419 | -0.000451 | -1141.792 | -396.1976 | 594.3527 | 776.8427 | 116.8996 | 15.25 | 34.6442 | 124.3869 | 344.7881 | 125.1776 | 22.8901 | 179.1062 | 173.7529 | 0 | 0 | 45.3461 | 226.1846 | 0 | 129.5628 | 0
2025_10_29 Hr 10 | 17.381 | 0.002595 | 0.073179 | 3.8139 | 3.8193 | 3.8193 | 3.8097 | 3.8139 | 3.8139 | 125.2699 | -14 | 0.08 | 88 | 0 | 89.5531 | 89.5531 | 173.7529 | 0 | 0 | 0.046 | 0.0275 | 1.0494 | 0 | 0.00282 | 0.1485 | 45.3461 | 0 | 226.1846 | 0 | 0 | 0 | 0 | 21.8884 | 55.4328 | 0 | 0 | -330.2677 | 0.6747 | 11.2212 | 0 | -1 | -4.2 | 11.6815 | 0 | 0 | 37.3974 | 37.3974 | 37.3974 | 37.3974 | 43.4853 | 26.8515 | 1.3368 | 0 | 7.7211 | 15.8329 | 1.7014 | 62.9821 | 66.5807 | 8.9652 | 1211.533 | 36.3539 | 62.7124 | 1.1346 | 0.3248 | -17.381 | 13.847 | 3.48 | 29.422 | 1176.4 | 333.8061 | -38.671 | 8.3267 | 4.06 | -2.09 | 15.0064 | 5.3647 | 50.7825 | 2025-10-29 | 2025_10_29 Hr 10 | 84.5881 | -5.9e-05 | -1176.4 | -330.2677 | 556.0383 | 776.8427 | 123.8925 | 15.25 | 34.6442 | 116.2718 | 318.4961 | 121.2703 | 22.8901 | 179.1062 | 173.7529 | 0 | 0 | 45.3461 | 226.1846 | 0 | 129.5628 | 0
2025_10_29 Hr 11 | 16.58 | 0.00456 | 0.12859 | 3.8139 | 3.8193 | 3.8193 | 3.8097 | 3.8139 | 3.8139 | 112.0089 | -14 | 0.08 | 86 | 0 | 89.5531 | 89.5531 | 173.7529 | 0 | 0 | 0.046 | 0.0275 | 1.0494 | 0 | 0.00282 | 0.1485 | 45.3461 | 0 | 226.1846 | 0 | 0 | 0 | 0 | 18.63 | 46.5093 | 0 | 0 | -267.4619 | 0.6747 | 11.2212 | 0 | -1 | -4.2 | 11.6815 | 0 | 0 | 32.3212 | 32.3212 | 32.3212 | 32.3212 | 37.5828 | 34.749 | 1.3368 | 0 | 7.7211 | 15.8329 | 1.7014 | 62.9821 | 66.5807 | 5.9286 | 1159.938 | 34.5686 | 59.6327 | 1.1346 | 0.3248 | -16.58 | 13.847 | 3.48 | 29.422 | 1184.608 | 330.0026 | -37.87 | 8.3267 | 4.06 | -2.09 | 14.2695 | 5.1013 | 50.2801 | 2025-10-29 | 2025_10_29 Hr 11 | 84.5881 | 0.000275 | -1184.608 | -267.4619 | 498.5225 | 776.8427 | 126.8108 | 15.25 | 34.6442 | 104.0899 | 279.0278 | 115.4049 | 22.8901 | 179.1062 | 173.7529 | 0 | 0 | 45.3461 | 226.1846 | 0 | 129.5628 | 0
2025_10_29 Hr 12 | 15.5402 | 0.007305 | 0.206 | 3.8139 | 3.8193 | 3.8193 | 3.8097 | 3.8139 | 3.8139 | 103.5812 | -14 | 0.08 | 83 | 0 | 89.5531 | 89.5531 | 173.7529 | 0 | 0 | 0.046 | 0.0275 | 1.0494 | 0 | 0.00282 | 0.1485 | 45.3461 | 6.0261 | 226.1846 | 0 | 0 | 0 | 0 | 16.5591 | 40.8382 | 0 | 0 | -237.9624 | 0.6747 | 11.2212 | 0 | -1 | -4.2 | 11.6815 | 0 | 0 | 29.0951 | 29.0951 | 29.0951 | 29.0951 | 33.8315 | 35.802 | 1.3368 | 0 | 7.7211 | 15.8329 | 1.7014 | 62.9821 | 66.5807 | 15.906 | 1133.216 | 33.434 | 57.6754 | 1.1346 | 0.3248 | -15.5402 | 13.847 | 3.48 | 29.422 | 1191.692 | 333.2683 | -36.8302 | 8.3267 | 4.06 | -2.09 | 13.8011 | 4.9338 | 50.1715 | 2025-10-29 | 2025_10_29 Hr 12 | 83.216 | -0.000425 | -1191.692 | -237.9624 | 461.9697 | 782.8688 | 134.9213 | 15.25 | 34.6442 | 96.3479 | 253.9445 | 111.6772 | 22.8901 | 179.1062 | 173.7529 | 0 | 6.0261 | 45.3461 | 226.1846 | 0 | 129.5628 | 0
2025_10_29 Hr 13 | 14.5088 | 0.005145 | 0.14509 | 3.8139 | 3.8193 | 3.8193 | 3.8097 | 3.8139 | 3.8139 | 97.5092 | -14 | 0.08 | 80 | 0 | 89.5531 | 89.5531 | 173.7529 | 0 | 0 | 0.046 | 0.0275 | 1.0494 | 0 | 0.00282 | 0.1485 | 45.3461 | 6.0261 | 226.1846 | 0 | 0 | 0 | 0 | 15.0671 | 36.7523 | 0 | 0 | -54.9955 | 0.6747 | 11.2212 | 0 | -1 | -4.2 | 11.6815 | 0 | 0 | 26.7708 | 26.7708 | 26.7708 | 26.7708 | 31.1288 | 35.802 | 1.3368 | 0 | 7.7211 | 15.8329 | 1.7014 | 62.9821 | 66.5807 | 42.9462 | 1109.505 | 32.6165 | 56.2653 | 1.1346 | 0.3248 | -14.5088 | 13.847 | 3.48 | 29.422 | 1372.3 | 353.5892 | -35.7988 | 8.3267 | 4.06 | -2.09 | 13.4637 | 4.8132 | 54.8934 | 2025-10-29 | 2025_10_29 Hr 13 | 79.1478 | -9.9e-05 | -1372.3 | -54.9955 | 435.634 | 782.8688 | 158.8984 | 15.25 | 34.6442 | 90.77 | 235.8725 | 108.9915 | 22.8901 | 179.1062 | 173.7529 | 0 | 6.0261 | 45.3461 | 226.1846 | 0 | 129.5628 | 0
2025_10_29 Hr 14 | 14.5121 | 0.009825 | 0.27707 | 3.8139 | 3.8193 | 3.8193 | 3.8097 | 3.8139 | 3.8139 | 90.0359 | -14 | 0.08 | 36 | 0 | 89.5531 | 89.5531 | 173.7529 | 0 | 0 | 0.046 | 0.0275 | 1.0494 | 0 | 0.00282 | 0.1485 | 45.3461 | 6.0261 | 226.1846 | 0 | 0 | 0 | 0 | 13.2308 | 31.7234 | 0 | 0 | -145.0068 | 0.6747 | 11.2212 | 0 | -1 | -4.2 | 11.6815 | 0 | 0 | 23.9101 | 23.9101 | 23.9101 | 23.9101 | 27.8024 | 35.802 | 1.3368 | 0 | 7.7211 | 15.8329 | 1.7014 | 62.9821 | 66.5807 | 41.934 | 1080.529 | 31.6104 | 54.5297 | 1.1346 | 0.3248 | -14.5121 | 13.847 | 3.48 | 29.422 | 1205 | 305.2795 | -35.8021 | 8.3267 | 4.06 | -2.09 | 13.0484 | 4.6647 | 49.4738 | 2025-10-29 | 2025_10_29 Hr 14 | 76.5476 | -7.7e-05 | -1205 | -145.0068 | 403.2209 | 782.8688 | 114.0229 | 15.25 | 34.6442 | 83.9048 | 213.63 | 105.6861 | 22.8901 | 179.1062 | 173.7529 | 0 | 6.0261 | 45.3461 | 226.1846 | 0 | 129.5628 | 0
2025_10_29 Hr 15 | 16.5784 | 0.009105 | 0.25676 | 3.8139 | 3.8193 | 3.8193 | 3.8097 | 3.8139 | 3.8139 | 87.0101 | -14 | 0.08 | 79 | 0 | 89.5531 | 89.5531 | 173.7529 | 0 | 0 | 0.046 | 0.0275 | 1.0494 | 0 | 0.00282 | 0.1485 | 45.3461 | 6.0261 | 226.1846 | 0 | 0 | 0 | 0 | 12.4873 | 29.6873 | 0 | 0 | -208.5652 | 0.6747 | 11.2212 | 0 | -1 | -4.2 | 11.6815 | 0 | 0 | 22.7518 | 22.7518 | 22.7518 | 22.7518 | 26.4556 | 33.8013 | 1.3368 | 0 | 7.7211 | 15.8329 | 1.7014 | 62.9821 | 66.5807 | 42.9462 | 1068.724 | 31.2031 | 53.8269 | 1.1346 | 0.3248 | -16.5784 | 13.847 | 3.48 | 29.422 | 1170.308 | 348.0182 | -37.8684 | 8.3267 | 4.06 | -2.09 | 12.8802 | 4.6046 | 48.9407 | 2025-10-29 | 2025_10_29 Hr 15 | 76.6493 | 0.000226 | -1170.308 | -208.5652 | 390.0971 | 782.8688 | 156.0134 | 15.25 | 34.6442 | 81.1252 | 204.6242 | 104.3477 | 22.8901 | 179.1062 | 173.7529 | 0 | 6.0261 | 45.3461 | 226.1846 | 0 | 129.5628 | 0
2025_10_29 Hr 16 | 17.0908 | 0.00471 | 0.13282 | 3.8139 | 3.8193 | 3.8193 | 3.8097 | 3.8139 | 3.8139 | 82.7251 | -14 | 0.08 | 79 | 0 | 89.5531 | 89.5531 | 173.7529 | 0 | 0 | 0.046 | 0.0275 | 1.0494 | 0 | 0.00282 | 0.1485 | 45.2808 | 6.0261 | 226.1846 | 0 | 0 | 0 | 0 | 11.4344 | 26.8039 | 0 | 0 | -220.1413 | 0.6747 | 11.2212 | 0 | -1 | -4.2 | 11.6815 | 0 | 0 | 21.1116 | 21.1116 | 21.1116 | 21.1116 | 24.5483 | 25.7985 | 1.3368 | 0 | 7.7211 | 15.8329 | 1.7014 | 62.9821 | 66.5807 | 54.8034 | 1051.845 | 30.6262 | 52.8318 | 1.1346 | 0.3248 | -17.0908 | 13.847 | 3.48 | 29.422 | 1143.808 | 350.4854 | -38.3808 | 8.3267 | 4.06 | -2.09 | 12.6421 | 4.5195 | 48.0469 | 2025-10-29 | 2025_10_29 Hr 16 | 75.6414 | 0.000173 | -1143.808 | -220.1413 | 371.5124 | 782.8035 | 159.7394 | 15.25 | 34.6442 | 77.1889 | 191.871 | 102.4524 | 22.8901 | 179.1062 | 173.7529 | 0 | 6.0261 | 45.2808 | 226.1846 | 0 | 129.5628 | 0
2025_10_29 Hr 17 | 9.8505 | 0.006645 | 0.18739 | 3.8139 | 3.8193 | 3.8193 | 3.8097 | 3.8139 | 3.8139 | 87.4162 | -14 | 0.08 | 73 | 0 | 89.5531 | 89.5531 | 173.7529 | 0 | 0 | 0.046 | 0.0275 | 1.0494 | 0 | 0.00282 | 0.1485 | 44.3677 | 6.0261 | 226.1846 | 0 | 0 | 0 | 0 | 12.5871 | 29.9606 | 0 | 0 | -229.7344 | 0.6747 | 11.2212 | 0 | -1 | -4.2 | 11.6815 | 0 | 0 | 22.9073 | 22.9073 | 22.9073 | 22.9073 | 26.6364 | 23.7978 | 1.3368 | 0 | 7.7211 | 15.8329 | 1.7014 | 62.9821 | 66.5807 | 50.8992 | 1069.258 | 31.2578 | 53.9213 | 1.1346 | 0.3248 | -9.8505 | 13.847 | 3.48 | 29.422 | 1141.8 | 333.417 | -31.1405 | 8.3267 | 4.06 | -2.09 | 12.9028 | 4.6127 | 48.0939 | 2025-10-29 | 2025_10_29 Hr 17 | 80.8737 | -6.7e-05 | -1141.8 | -229.7344 | 391.8587 | 781.8904 | 147.891 | 15.25 | 34.6442 | 81.4983 | 205.833 | 104.5273 | 22.8901 | 179.1062 | 173.7529 | 0 | 6.0261 | 44.3677 | 226.1846 | 0 | 129.5628 | 0
2025_10_29 Hr 18 | 0.51906 | 0.001935 | 0.054567 | 3.8139 | 3.8193 | 3.8193 | 3.8097 | 3.8139 | 3.8139 | 97.367 | -14 | 0.08 | 66 | 0 | 89.5531 | 89.5531 | 173.7529 | 0 | 0 | 0.046 | 0.0275 | 1.0494 | 0 | 0.00282 | 0.1485 | 45.3461 | 6.0261 | 226.1846 | 0 | 0 | 0 | 0 | 15.0322 | 36.6566 | 0 | 0 | -201.494 | 0.6747 | 11.2212 | 0 | -1 | -4.2 | 11.6815 | 0 | 0 | 26.7164 | 26.7164 | 26.7164 | 26.7164 | 31.0656 | 26.8515 | 1.3368 | 0 | 7.7211 | 15.8329 | 1.7014 | 62.9821 | 66.5807 | 43.8138 | 1108.861 | 32.5974 | 56.2322 | 1.1346 | 0.3248 | -0.51906 | 13.847 | 3.48 | 29.422 | 1203.008 | 317.4505 | -21.8091 | 8.3267 | 4.06 | -2.09 | 13.4558 | 4.8104 | 50.1384 | 2025-10-29 | 2025_10_29 Hr 18 | 84.3124 | 0.000233 | -1203.008 | -201.494 | 435.0175 | 782.8688 | 136.7218 | 15.25 | 34.6442 | 90.6394 | 235.4494 | 108.9287 | 22.8901 | 179.1062 | 173.7529 | 0 | 6.0261 | 45.3461 | 226.1846 | 0 | 129.5628 | 0
2025_10_29 Hr 19 | 0 | 0.001275 | 0.035955 | 3.8139 | 3.8193 | 3.8193 | 3.8097 | 3.8139 | 3.8139 | 108.9627 | -14 | 0.08 | 70 | 0 | 89.5531 | 89.5531 | 173.7529 | 0 | 0 | 0.046 | 0.0275 | 1.0494 | 0 | 0.00282 | 0.1485 | 45.3461 | 6.0261 | 226.1846 | 0 | 0 | 0 | 0 | 17.8815 | 44.4595 | 0 | 0 | -196.1848 | 0.6747 | 11.2212 | 0 | -1 | -4.2 | 11.6815 | 0 | 0 | 31.1551 | 31.1551 | 31.1551 | 31.1551 | 36.2269 | 25.7985 | 1.3368 | 0 | 7.7211 | 15.8329 | 1.7014 | 62.9821 | 66.5807 | 20.967 | 1154.007 | 34.1585 | 58.9252 | 1.1346 | 0.3248 | 0 | 13.847 | 3.48 | 29.422 | 1238.692 | 302.1599 | -21.29 | 8.3267 | 4.06 | -2.09 | 14.1002 | 5.0407 | 51.4771 | 2025-10-29 | 2025_10_29 Hr 19 | 79.4254 | -0.000476 | -1238.692 | -196.1848 | 485.3106 | 782.8688 | 116.8027 | 15.25 | 34.6442 | 101.2916 | 269.9615 | 114.0575 | 22.8901 | 179.1062 | 173.7529 | 0 | 6.0261 | 45.3461 | 226.1846 | 0 | 129.5628 | 0
2025_10_29 Hr 20 | 0 | 0.00021 | 0.005922 | 3.8139 | 3.8193 | 3.8193 | 3.8097 | 3.8139 | 3.8139 | 106.6274 | -14 | 0.08 | 75 | 0 | 89.5531 | 89.5531 | 173.7529 | 0 | 0 | 0.046 | 0.0275 | 1.0494 | 0 | 0.00282 | 0.1485 | 45.3461 | 6.0261 | 226.1846 | 0 | 0 | 0 | 0 | 17.3076 | 42.888 | 0 | 0 | -217.4442 | 0.6747 | 11.2212 | 0 | -1 | -4.2 | 11.6815 | 0 | 0 | 30.2612 | 30.2612 | 30.2612 | 30.2612 | 35.1874 | 23.7978 | 1.3368 | 0 | 7.7211 | 15.8329 | 1.7014 | 62.9821 | 66.5807 | 26.8956 | 1144.88 | 33.8441 | 58.3829 | 1.1346 | 0.3248 | 0 | 13.847 | 3.48 | 29.422 | 1216.2 | 310.0537 | -21.29 | 8.3267 | 4.06 | -2.09 | 13.9704 | 4.9943 | 50.869 | 2025-10-29 | 2025_10_29 Hr 20 | 71.6078 | -0.000106 | -1216.2 | -217.4442 | 475.1816 | 782.8688 | 125.6995 | 15.25 | 34.6442 | 99.1462 | 263.0108 | 113.0246 | 22.8901 | 179.1062 | 173.7529 | 0 | 6.0261 | 45.3461 | 226.1846 | 0 | 129.5628 | 0
2025_10_29 Hr 21 | 0 | 0 | 0 | 3.8139 | 3.8193 | 3.8193 | 3.8097 | 3.8139 | 3.8139 | 101.2255 | -14 | 0.08 | 70 | 0 | 89.5531 | 89.5531 | 173.7529 | 0 | 0 | 0.046 | 0.0275 | 1.0494 | 0 | 0.00282 | 0.1485 | 35.0676 | 0 | 226.1846 | 0 | 0 | 0 | 0 | 15.9803 | 39.253 | 0 | 0 | -198.9146 | 0.6747 | 11.2212 | 0 | -1 | -4.2 | 11.6815 | 0 | 0 | 28.1934 | 28.1934 | 28.1934 | 28.1934 | 32.783 | 23.7978 | 1.3368 | 0 | 7.7211 | 15.8329 | 1.7014 | 62.9821 | 66.5807 | 38.8974 | 1107.53 | 33.1169 | 57.1283 | 1.1346 | 0.3248 | 0 | 13.847 | 3.48 | 29.422 | 1201.992 | 314.666 | -21.29 | 8.3267 | 4.06 | -2.09 | 13.6702 | 4.887 | 50.0643 | 2025-10-29 | 2025_10_29 Hr 21 | 67.6356 | -0.000456 | -1201.992 | -198.9146 | 451.7525 | 766.5642 | 132.6952 | 15.25 | 34.6442 | 94.1839 | 246.9333 | 110.6353 | 22.8901 | 179.1062 | 173.7529 | 0 | 0 | 35.0676 | 226.1846 | 0 | 129.5628 | 0
2025_10_29 Hr 22 | 0 | 0 | 0 | 3.8139 | 3.8193 | 3.8193 | 3.8097 | 3.8139 | 3.8139 | 91.8433 | -14 | 0.08 | 62 | 0 | 89.5531 | 89.5531 | 173.7529 | 0 | 0 | 0.046 | 0.0275 | 1.0494 | 0 | 0.00282 | 0.1485 | 19.6074 | 0 | 226.1846 | 0 | 0 | 0 | 0 | 13.6749 | 32.9396 | 0 | 0 | -238.4532 | 0.6747 | 11.2212 | 0 | -1 | -4.2 | 11.6815 | 0 | 0 | 24.6019 | 24.6019 | 24.6019 | 24.6019 | 28.6069 | 23.7978 | 1.3368 | 0 | 7.7211 | 15.8329 | 1.7014 | 62.9821 | 66.5807 | 61.8888 | 1055.527 | 31.8538 | 54.9494 | 1.1346 | 0.3248 | 0 | 13.847 | 3.48 | 29.422 | 1121.292 | 325.5076 | -21.29 | 8.3267 | 4.06 | -2.09 | 13.1488 | 4.7006 | 47.3991 | 2025-10-29 | 2025_10_29 Hr 22 | 76.029 | -0.000436 | -1121.292 | -238.4532 | 411.0599 | 751.104 | 147.6866 | 15.25 | 34.6442 | 85.5651 | 219.0093 | 106.4855 | 22.8901 | 179.1062 | 173.7529 | 0 | 0 | 19.6074 | 226.1846 | 0 | 129.5628 | 0
2025_10_29 Hr 23 | 0 | 0 | 0 | 3.8139 | 3.8193 | 3.8193 | 3.8097 | 3.8139 | 3.8139 | 77.2014 | 0 | 0.08 | 59 | 0 | 89.5531 | 89.5531 | 176.4163 | 0 | 0 | 0.046 | 0.0275 | 1.0494 | 0 | 0.00282 | 0.1485 | 29.0124 | 0 | 228.977 | 0 | 0 | 0 | 0 | 10.0771 | 23.0869 | 0 | 0 | -319.7646 | 0.6747 | 11.2212 | 0 | -1 | -4.2 | 11.6815 | 0 | 0 | 18.9971 | 18.9971 | 18.9971 | 18.9971 | 22.0897 | 25.7985 | 1.3368 | 0 | 7.7211 | 15.8329 | 1.7014 | 64.2243 | 67.8938 | 92.6886 | 1015.914 | 29.8825 | 51.549 | 1.1346 | 0.3248 | 0 | 13.847 | 3.48 | 29.422 | 1037.692 | 348.8319 | -7.29 | 8.3267 | 4.06 | -2.09 | 12.3351 | 4.4097 | 45.1689 | 2025-10-29 | 2025_10_29 Hr 23 | 78.6984 | -0.000325 | -1037.692 | -319.7646 | 361.5549 | 768.5201 | 177.4871 | 15.25 | 34.6442 | 72.1147 | 175.4309 | 114.0093 | 22.8901 | 179.1062 | 176.4163 | 0 | 0 | 29.0124 | 228.977 | 0 | 132.1181 | 0
2025_10_29 Hr 24 | 0 | 0 | 0 | 3.8139 | 3.8193 | 3.8193 | 3.8097 | 3.8139 | 3.8139 | 67.2506 | 0 | 0.08 | 62 | 0 | 89.5531 | 89.5531 | 176.4163 | 0 | 0 | 0.046 | 0.0275 | 1.0494 | 0 | 0.00282 | 0.1485 | 38.4174 | 0 | 228.977 | 0 | 0 | 0 | 0 | 7.632 | 16.3909 | 0 | 0 | -352.4545 | 0.6747 | 11.2212 | 0 | -1 | -4.2 | 11.6815 | 0 | 0 | 15.188 | 15.188 | 15.188 | 15.188 | 17.6605 | 19.9017 | 1.3368 | 0 | 7.7211 | 15.8329 | 1.7014 | 64.2243 | 67.8938 | 96.7374 | 986.5619 | 28.5429 | 49.238 | 1.1346 | 0.3248 | 0 | 13.847 | 3.48 | 29.422 | 972.4 | 345.5826 | -7.29 | 8.3267 | 4.06 | -2.09 | 11.7821 | 4.212 | 43.0218 | 2025-10-29 | 2025_10_29 Hr 24 | 79.7444 | -5.2e-05 | -972.4 | -352.4545 | 318.396 | 777.9251 | 178.6391 | 15.25 | 34.6442 | 62.9735 | 145.8146 | 109.6079 | 22.8901 | 179.1062 | 176.4163 | 0 | 0 | 38.4174 | 228.977 | 0 | 132.1181 | 0
2025_10_30 Hr 01 | 0 | 0 | 0 | 3.8139 | 3.8193 | 3.8193 | 3.8097 | 3.8139 | 3.8139 | 66.0664 | 0 | 0.08 | 66 | 0 | 89.5531 | 89.5531 | 176.4163 | 0 | 0 | 0.046 | 0.0275 | 1.0494 | 0 | 0.00282 | 0.1485 | 45.0839 | 0 | 228.977 | 0 | 0 | 0 | 0 | 8.2253 | 17.9884 | 0 | 0 | -396.827 | 0.6747 | 11.2979 | 0 | -1 | -4.2 | 11.7968 | 0 | 0 | 15.2321 | 15.2321 | 15.2321 | 15.2321 | 17.7117 | 21.9024 | 1.3368 | 0 | 7.819 | 14.9279 | 1.7014 | 64.2243 | 67.8938 | 87.7722 | 994.7812 | 28.736 | 46.9135 | 1.1346 | 0.3248 | 0 | 13.847 | 3.48 | 29.422 | 929.4833 | 338.8191 | -7.29 | 8.3559 | 4.06 | -2.09 | 11.2206 | 4.0109 | 41.9115 | 2025-10-30 | 2025_10_30 Hr 01 | 82.4947 | 2.6e-05 | -929.4833 | -396.827 | 316.1499 | 784.5916 | 175.6746 | 15.25 | 34.6442 | 65.4833 | 144.8577 | 105.809 | 22.8901 | 179.1062 | 176.4163 | 0 | 0 | 45.0839 | 228.977 | 0 | 132.1181 | 0
2025_10_30 Hr 02 | 0 | 0 | 0 | 3.8139 | 3.8193 | 3.8193 | 3.8097 | 3.8139 | 3.8139 | 66.7623 | 0 | 0.08 | 76 | 0 | 89.5531 | 89.5531 | 176.4163 | 0 | 0 | 0.046 | 0.0275 | 1.0494 | 0 | 0.00282 | 0.1485 | 45.3461 | 0 | 228.977 | 0 | 0 | 0 | 0 | 8.406 | 18.4831 | 0 | 0 | -416.0349 | 0.6747 | 11.2979 | 0 | -1 | -4.2 | 11.7968 | 0 | 0 | 15.498 | 15.498 | 15.498 | 15.498 | 18.0209 | 23.7978 | 1.3368 | 0 | 7.819 | 14.9279 | 1.7014 | 64.2243 | 67.8938 | 88.7844 | 997.7876 | 28.8342 | 47.0738 | 1.1346 | 0.3248 | 0 | 13.847 | 3.48 | 29.422 | 926.5 | 352.0372 | -7.29 | 8.3559 | 4.06 | -2.09 | 11.2589 | 4.0246 | 42.0465 | 2025-10-30 | 2025_10_30 Hr 02 | 79.8075 | -5.3e-05 | -926.5 | -416.0349 | 319.2047 | 784.8538 | 188.5822 | 15.25 | 34.6442 | 66.1587 | 146.9264 | 106.1195 | 22.8901 | 179.1062 | 176.4163 | 0 | 0 | 45.3461 | 228.977 | 0 | 132.1181 | 0
2025_10_30 Hr 03 | 0 | 0 | 0 | 3.8139 | 3.8193 | 3.8193 | 3.8097 | 3.8139 | 3.8139 | 65.3705 | 0 | 0.08 | 77 | 0 | 89.5531 | 89.5531 | 176.4163 | 0 | 0 | 0.046 | 0.0275 | 1.0494 | 0 | 0.00282 | 0.1485 | 45.3461 | 0 | 228.977 | 0 | 0 | 0 | 0 | 8.0446 | 17.4937 | 0 | 0 | -427.6053 | 0.6747 | 11.2979 | 0 | -1 | -4.2 | 11.7968 | 0 | 0 | 14.9661 | 14.9661 | 14.9661 | 14.9661 | 17.4025 | 29.7999 | 1.3368 | 0 | 7.819 | 14.9279 | 1.7014 | 64.2243 | 67.8938 | 70.854 | 992.2992 | 28.6378 | 46.7532 | 1.1346 | 0.3248 | 0 | 13.847 | 3.48 | 29.422 | 897.8917 | 340.4878 | -7.29 | 8.3559 | 4.06 | -2.09 | 11.1822 | 3.9972 | 41.0695 | 2025-10-30 | 2025_10_30 Hr 03 | 78.7344 | -3e-06 | -897.8917 | -427.6053 | 313.0951 | 784.8538 | 177.6539 | 15.25 | 34.6442 | 64.8078 | 142.7889 | 105.4984 | 22.8901 | 179.1062 | 176.4163 | 0 | 0 | 45.3461 | 228.977 | 0 | 132.1181 | 0
2025_10_30 Hr 04 | 0 | 0 | 0 | 3.8139 | 3.8193 | 3.8193 | 3.8097 | 3.8139 | 3.8139 | 69.4025 | 0 | 0.08 | 71 | 0 | 89.5531 | 89.5531 | 176.4163 | 0 | 0 | 0.046 | 0.0275 | 1.0494 | 0 | 0.00282 | 0.1485 | 45.3461 | 0 | 228.977 | 0 | 0 | 0 | 0 | 9.0917 | 20.3602 | 0 | 0 | -413.206 | 0.6747 | 11.2979 | 0 | -1 | -4.2 | 11.7968 | 0 | 0 | 16.5069 | 16.5069 | 16.5069 | 16.5069 | 19.1941 | 31.8006 | 1.3368 | 0 | 7.819 | 14.9279 | 1.7014 | 64.2243 | 67.8938 | 47.8626 | 1008.199 | 29.2068 | 47.6821 | 1.1346 | 0.3248 | 0 | 13.847 | 3.48 | 29.422 | 903 | 315.2965 | -7.29 | 8.3559 | 4.06 | -2.09 | 11.4044 | 4.0766 | 41.0817 | 2025-10-30 | 2025_10_30 Hr 04 | 76.6965 | -4.3e-05 | -903 | -413.206 | 330.7948 | 784.8538 | 150.6632 | 15.25 | 34.6442 | 68.7215 | 154.7755 | 107.2978 | 22.8901 | 179.1062 | 176.4163 | 0 | 0 | 45.3461 | 228.977 | 0 | 132.1181 | 0
2025_10_30 Hr 05 | 0 | 0 | 0 | 3.8139 | 3.8193 | 3.8193 | 3.8097 | 3.8139 | 3.8139 | 75.3993 | 0 | 0.08 | 71 | 0 | 89.5531 | 89.5531 | 176.4163 | 0 | 0 | 0.046 | 0.0275 | 1.0494 | 0 | 0.00282 | 0.1485 | 45.3461 | 0 | 228.977 | 0 | 0 | 0 | 0 | 10.6491 | 24.6237 | 0 | 0 | -392.3764 | 0.6747 | 11.2979 | 0 | -1 | -4.2 | 11.7968 | 0 | 0 | 18.7985 | 18.7985 | 18.7985 | 18.7985 | 21.8587 | 37.6974 | 1.3368 | 0 | 7.819 | 14.9279 | 1.7014 | 64.2243 | 67.8938 | 51.9114 | 1031.848 | 30.053 | 49.0635 | 1.1346 | 0.3248 | 0 | 13.847 | 3.48 | 29.422 | 960.1 | 327.9183 | -7.29 | 8.3559 | 4.06 | -2.09 | 11.7348 | 4.1948 | 43.0615 | 2025-10-30 | 2025_10_30 Hr 05 | 80.1322 | 9e-06 | -960.1 | -392.3764 | 357.1196 | 784.8538 | 160.6088 | 15.25 | 34.6442 | 74.5424 | 172.6033 | 109.974 | 22.8901 | 179.1062 | 176.4163 | 0 | 0 | 45.3461 | 228.977 | 0 | 132.1181 | 0
2025_10_30 Hr 06 | 0 | 0 | 0 | 3.8139 | 3.8193 | 3.8193 | 3.8097 | 3.8139 | 3.8139 | 91.8139 | 0 | 0.08 | 76 | 0 | 89.5531 | 89.5531 | 176.4163 | 0 | 0 | 0.046 | 0.0275 | 1.0494 | 0 | 0.00282 | 0.1485 | 44.6941 | 0 | 228.977 | 0 | 0 | 0 | 0 | 14.9121 | 36.2936 | 0 | 0 | -421.7796 | 0.6747 | 11.2979 | 0 | -1 | -4.2 | 11.7968 | 0 | 0 | 25.071 | 25.071 | 25.071 | 25.071 | 29.1523 | 38.7504 | 1.3368 | 0 | 7.819 | 14.9279 | 1.7014 | 62.587 | 66.2565 | 83.7234 | 1092.653 | 32.3692 | 52.8449 | 1.1346 | 0.3248 | 0 | 13.847 | 3.48 | 29.422 | 1036.692 | 373.1086 | -7.29 | 8.3559 | 4.06 | -2.09 | 12.6392 | 4.5181 | 46.4718 | 2025-10-30 | 2025_10_30 Hr 06 | 88.293 | -0.000322 | -1036.692 | -421.7796 | 429.176 | 780.9272 | 198.4738 | 15.25 | 34.6442 | 90.4753 | 221.4015 | 117.2993 | 22.8901 | 179.1062 | 176.4163 | 0 | 0 | 44.6941 | 228.977 | 0 | 128.8435 | 0
2025_10_30 Hr 07 | 0 | 0 | 0 | 3.8139 | 3.8193 | 3.8193 | 3.8097 | 3.8139 | 3.8139 | 114.7983 | -14 | 0.08 | 80 | 0 | 89.5531 | 89.5531 | 173.7529 | 0 | 0 | 0.046 | 0.0275 | 1.0494 | 0 | 0.00282 | 0.1485 | 45.1502 | 0 | 226.1846 | 0 | 0 | 0 | 0 | 20.8813 | 52.6343 | 0 | 0 | -382.8477 | 0.6747 | 11.2979 | 0 | -1 | -4.2 | 11.7968 | 0 | 0 | 33.8541 | 33.8541 | 33.8541 | 33.8541 | 39.3652 | 31.8006 | 1.3368 | 0 | 7.819 | 14.9279 | 1.7014 | 62.9821 | 66.5807 | 97.7496 | 1179.012 | 35.6125 | 58.1398 | 1.1346 | 0.3248 | 0 | 13.847 | 3.48 | 29.422 | 1169.317 | 394.4422 | -21.29 | 8.3559 | 4.06 | -2.09 | 13.9056 | 4.9707 | 51.1947 | 2025-10-30 | 2025_10_30 Hr 07 | 79.4301 | -0.000455 | -1169.317 | -382.8477 | 516.073 | 776.6469 | 209.5502 | 15.25 | 34.6442 | 112.7853 | 289.7312 | 113.5565 | 22.8901 | 179.1062 | 173.7529 | 0 | 0 | 45.1502 | 226.1846 | 0 | 129.5628 | 0
2025_10_30 Hr 08 | 0 | 0 | 0 | 3.8139 | 3.8193 | 3.8193 | 3.8097 | 3.8139 | 3.8139 | 125.0932 | -14 | 0.08 | 82 | 0 | 89.5531 | 89.5531 | 173.7529 | 0 | 0 | 0.046 | 0.0275 | 1.0494 | 0 | 0.00282 | 0.1485 | 42.7765 | 0 | 226.1846 | 0 | 0 | 0 | 0 | 23.555 | 59.9535 | 0 | 0 | -395.6653 | 0.6747 | 11.2979 | 0 | -1 | -4.2 | 11.7968 | 0 | 0 | 37.7881 | 37.7881 | 37.7881 | 37.7881 | 43.9397 | 38.7504 | 1.3368 | 0 | 7.819 | 14.9279 | 1.7014 | 62.9821 | 66.5807 | 104.6904 | 1217.237 | 37.0652 | 60.5114 | 1.1346 | 0.3248 | 0 | 13.847 | 3.48 | 29.422 | 1215.208 | 414.9271 | -21.29 | 8.3559 | 4.06 | -2.09 | 14.4728 | 5.1735 | 53.1749 | 2025-10-30 | 2025_10_30 Hr 08 | 79.9467 | 0.000249 | -1215.208 | -395.6653 | 561.2655 | 774.2731 | 225.4408 | 15.25 | 34.6442 | 122.7781 | 320.3366 | 118.1508 | 22.8901 | 179.1062 | 173.7529 | 0 | 0 | 42.7765 | 226.1846 | 0 | 129.5628 | 0
2025_10_30 Hr 09 | 4.6583 | 0.00027 | 0.007614 | 3.8139 | 3.8193 | 3.8193 | 3.8097 | 3.8139 | 3.8139 | 121.6138 | -14 | 0.08 | 65 | 0 | 89.5531 | 89.5531 | 173.7529 | 0 | 0 | 0.046 | 0.0275 | 1.0494 | 0 | 0.00282 | 0.1485 | 19.6074 | 0 | 226.1846 | 0 | 0 | 0 | 0 | 22.6513 | 57.4798 | 0 | 0 | -335.2856 | 0.6747 | 11.2979 | 0 | -1 | -4.2 | 11.7968 | 0 | 0 | 36.4585 | 36.4585 | 36.4585 | 36.4585 | 42.3936 | 38.7504 | 1.3368 | 0 | 7.819 | 14.9279 | 1.7014 | 62.9821 | 66.5807 | 96.7374 | 1180.354 | 36.5742 | 59.7099 | 1.1346 | 0.3248 | -4.6583 | 13.847 | 3.48 | 29.422 | 1212.2 | 393.0799 | -25.9483 | 8.3559 | 4.06 | -2.09 | 14.2811 | 5.105 | 52.2617 | 2025-10-30 | 2025_10_30 Hr 09 | 78.0834 | -2.5e-05 | -1212.2 | -335.2856 | 545.9917 | 751.104 | 200.4957 | 15.25 | 34.6442 | 119.4008 | 309.9929 | 116.598 | 22.8901 | 179.1062 | 173.7529 | 0 | 0 | 19.6074 | 226.1846 | 0 | 129.5628 | 0
2025_10_30 Hr 10 | 9.3281 | 0.00069 | 0.019458 | 3.8139 | 3.8193 | 3.8193 | 3.8097 | 3.8139 | 3.8139 | 119.3829 | -14 | 0.08 | 47 | 0 | 89.5531 | 89.5531 | 173.7529 | 0 | 0 | 0.046 | 0.0275 | 1.0494 | 0 | 0.00282 | 0.1485 | 29.0124 | 0 | 226.1846 | 0 | 0 | 0 | 0 | 22.072 | 55.8938 | 0 | 0 | -280.9793 | 0.6747 | 11.2979 | 0 | -1 | -4.2 | 11.7968 | 0 | 0 | 35.606 | 35.606 | 35.606 | 35.606 | 41.4024 | 27.7992 | 1.3368 | 0 | 7.819 | 14.9279 | 1.7014 | 62.9821 | 66.5807 | 74.7582 | 1180.973 | 36.2594 | 59.1959 | 1.1346 | 0.3248 | -9.3281 | 13.847 | 3.48 | 29.422 | 1215.2 | 345.8242 | -30.6181 | 8.3559 | 4.06 | -2.09 | 14.1582 | 5.061 | 51.6655 | 2025-10-30 | 2025_10_30 Hr 10 | 77.5922 | -5e-05 | -1215.2 | -280.9793 | 536.1985 | 760.509 | 149.5775 | 15.25 | 34.6442 | 117.2353 | 303.3607 | 115.6025 | 22.8901 | 179.1062 | 173.7529 | 0 | 0 | 29.0124 | 226.1846 | 0 | 129.5628 | 0
2025_10_30 Hr 11 | 10.8919 | 0.003315 | 0.093483 | 3.8139 | 3.8193 | 3.8193 | 3.8097 | 3.8139 | 3.8139 | 113.12 | -14 | 0.08 | 35 | 0 | 89.5531 | 89.5531 | 173.7529 | 0 | 0 | 0.046 | 0.0275 | 1.0494 | 0 | 0.00282 | 0.1485 | 38.4174 | 0 | 226.1846 | 0 | 0 | 0 | 0 | 20.4454 | 51.4412 | 0 | 0 | -254.8441 | 0.6747 | 11.2979 | 0 | -1 | -4.2 | 11.7968 | 0 | 0 | 33.2128 | 33.2128 | 33.2128 | 33.2128 | 38.6195 | 23.7978 | 1.3368 | 0 | 7.819 | 14.9279 | 1.7014 | 62.9821 | 66.5807 | 84.7356 | 1165.754 | 35.3757 | 57.7532 | 1.1346 | 0.3248 | -10.8919 | 13.847 | 3.48 | 29.422 | 1217.3 | 338.5717 | -32.1819 | 8.3559 | 4.06 | -2.09 | 13.8131 | 4.9377 | 51.4045 | 2025-10-30 | 2025_10_30 Hr 11 | 79.8959 | -6.2e-05 | -1217.3 | -254.8441 | 508.7056 | 769.914 | 143.6302 | 15.25 | 34.6442 | 111.1562 | 284.7419 | 112.8075 | 22.8901 | 179.1062 | 173.7529 | 0 | 0 | 38.4174 | 226.1846 | 0 | 129.5628 | 0
2025_10_30 Hr 12 | 15.5402 | 0.001365 | 0.038493 | 3.8139 | 3.8193 | 3.8193 | 3.8097 | 3.8139 | 3.8139 | 108.3717 | -14 | 0.08 | 33 | 0 | 89.5531 | 89.5531 | 173.7529 | 0 | 0 | 0.046 | 0.0275 | 1.0494 | 0 | 0.00282 | 0.1485 | 45.0839 | 0 | 226.1846 | 0 | 0 | 0 | 0 | 19.2123 | 48.0653 | 0 | 0 | -270.3279 | 0.6747 | 11.2979 | 0 | -1 | -4.2 | 11.7968 | 0 | 0 | 31.3983 | 31.3983 | 31.3983 | 31.3983 | 36.5096 | 29.7999 | 1.3368 | 0 | 7.819 | 14.9279 | 1.7014 | 62.9821 | 66.5807 | 81.8436 | 1153.641 | 34.7056 | 56.6593 | 1.1346 | 0.3248 | -15.5402 | 13.847 | 3.48 | 29.422 | 1188.692 | 342.2091 | -36.8302 | 8.3559 | 4.06 | -2.09 | 13.5515 | 4.8442 | 50.479 | 2025-10-30 | 2025_10_30 Hr 12 | 82.4029 | -0.000443 | -1188.692 | -270.3279 | 487.8614 | 776.5805 | 144.6834 | 15.25 | 34.6442 | 106.5472 | 270.6257 | 110.6885 | 22.8901 | 179.1062 | 173.7529 | 0 | 0 | 45.0839 | 226.1846 | 0 | 129.5628 | 0
2025_10_30 Hr 13 | 13.988 | 0.00222 | 0.062604 | 3.8139 | 3.8193 | 3.8193 | 3.8097 | 3.8139 | 3.8139 | 99.6118 | -14 | 0.08 | 32 | 0 | 89.5531 | 89.5531 | 173.7529 | 0 | 0 | 0.046 | 0.0275 | 1.0494 | 0 | 0.00282 | 0.1485 | 45.3461 | 0 | 226.1846 | 0 | 0 | 0 | 0 | 16.9373 | 41.8375 | 0 | 0 | -247.4091 | 0.6747 | 11.2979 | 0 | -1 | -4.2 | 11.7968 | 0 | 0 | 28.0508 | 28.0508 | 28.0508 | 28.0508 | 32.6173 | 33.8013 | 1.3368 | 0 | 7.819 | 14.9279 | 1.7014 | 62.9821 | 66.5807 | 78.807 | 1119.382 | 33.4695 | 54.6413 | 1.1346 | 0.3248 | -13.988 | 13.847 | 3.48 | 29.422 | 1173.408 | 336.7133 | -35.278 | 8.3559 | 4.06 | -2.09 | 13.0688 | 4.6716 | 49.5741 | 2025-10-30 | 2025_10_30 Hr 13 | 80.6385 | 0.000212 | -1173.408 | -247.4091 | 449.4073 | 776.8427 | 144.6731 | 15.25 | 34.6442 | 98.0444 | 244.5837 | 106.7792 | 22.8901 | 179.1062 | 173.7529 | 0 | 0 | 45.3461 | 226.1846 | 0 | 129.5628 | 0
2025_10_30 Hr 14 | 13.4723 | 0.001545 | 0.043569 | 3.8139 | 3.8193 | 3.8193 | 3.8097 | 3.8139 | 3.8139 | 91.4045 | -14 | 0.08 | 27 | 0 | 89.5531 | 89.5531 | 173.7529 | 0 | 0 | 0.046 | 0.0275 | 1.0494 | 0 | 0.00282 | 0.1485 | 45.3461 | 0 | 226.1846 | 0 | 0 | 0 | 0 | 14.8058 | 36.0025 | 0 | 0 | -220.6061 | 0.6747 | 11.2979 | 0 | -1 | -4.2 | 11.7968 | 0 | 0 | 24.9146 | 24.9146 | 24.9146 | 24.9146 | 28.9704 | 33.8013 | 1.3368 | 0 | 7.819 | 14.9279 | 1.7014 | 62.9821 | 66.5807 | 81.8436 | 1086.998 | 32.3114 | 52.7506 | 1.1346 | 0.3248 | -13.4723 | 13.847 | 3.48 | 29.422 | 1162.2 | 330.5708 | -34.7623 | 8.3559 | 4.06 | -2.09 | 12.6166 | 4.51 | 48.779 | 2025-10-30 | 2025_10_30 Hr 14 | 83.9417 | -8.5e-05 | -1162.2 | -220.6061 | 413.3791 | 776.8427 | 142.69 | 15.25 | 34.6442 | 90.0779 | 220.1846 | 103.1166 | 22.8901 | 179.1062 | 173.7529 | 0 | 0 | 45.3461 | 226.1846 | 0 | 129.5628 | 0
2025_10_30 Hr 15 | 13.9914 | 0.00222 | 0.062604 | 3.8139 | 3.8193 | 3.8193 | 3.8097 | 3.8139 | 3.8139 | 86.1036 | -14 | 0.08 | 25 | 0 | 89.5531 | 89.5531 | 173.7529 | 0 | 0 | 0.046 | 0.0275 | 1.0494 | 0 | 0.00282 | 0.1485 | 45.3461 | 0 | 226.1846 | 0 | 0 | 0 | 0 | 13.4291 | 32.2338 | 0 | 0 | -200.5428 | 0.6747 | 11.2979 | 0 | -1 | -4.2 | 11.7968 | 0 | 0 | 22.8889 | 22.8889 | 22.8889 | 22.8889 | 26.615 | 31.8006 | 1.3368 | 0 | 7.819 | 14.9279 | 1.7014 | 62.9821 | 66.5807 | 80.8314 | 1066.112 | 31.5634 | 51.5294 | 1.1346 | 0.3248 | -13.9914 | 13.847 | 3.48 | 29.422 | 1154 | 323.712 | -35.2814 | 8.3559 | 4.06 | -2.09 | 12.3246 | 4.4056 | 48.1914 | 2025-10-30 | 2025_10_30 Hr 15 | 81.3754 | -5e-05 | -1154 | -200.5428 | 390.109 | 776.8427 | 137.6968 | 15.25 | 34.6442 | 84.9325 | 204.4256 | 100.7509 | 22.8901 | 179.1062 | 173.7529 | 0 | 0 | 45.3461 | 226.1846 | 0 | 129.5628 | 0
2025_10_30 Hr 16 | 14.5104 | 0.00366 | 0.10321 | 3.8139 | 3.8193 | 3.8193 | 3.8097 | 3.8139 | 3.8139 | 81.6418 | -14 | 0.08 | 21 | 0 | 89.5531 | 89.5531 | 173.7529 | 0 | 0 | 0.046 | 0.0275 | 1.0494 | 0 | 0.00282 | 0.1485 | 45.3461 | 3.013 | 226.1846 | 0 | 0 | 0 | 0 | 12.2703 | 29.0617 | 0 | 0 | -178.5745 | 0.6747 | 11.2979 | 0 | -1 | -4.2 | 11.7968 | 0 | 0 | 21.1839 | 21.1839 | 21.1839 | 21.1839 | 24.6325 | 40.7511 | 1.3368 | 0 | 7.819 | 14.9279 | 1.7014 | 62.9821 | 66.5807 | 84.7356 | 1051.571 | 30.9338 | 50.5016 | 1.1346 | 0.3248 | -14.5104 | 13.847 | 3.48 | 29.422 | 1168.292 | 331.0961 | -35.8004 | 8.3559 | 4.06 | -2.09 | 12.0787 | 4.3177 | 48.4665 | 2025-10-30 | 2025_10_30 Hr 16 | 85.6356 | -0.000371 | -1168.292 | -178.5745 | 370.5226 | 779.8557 | 146.5936 | 15.25 | 34.6442 | 80.6016 | 191.1612 | 98.7598 | 22.8901 | 179.1062 | 173.7529 | 0 | 3.013 | 45.3461 | 226.1846 | 0 | 129.5628 | 0
2025_10_30 Hr 17 | 7.7776 | 0.00339 | 0.095598 | 3.8139 | 3.8193 | 3.8193 | 3.8097 | 3.8139 | 3.8139 | 83.8727 | -14 | 0.08 | 22 | 0 | 89.5531 | 89.5531 | 173.7529 | 0 | 0 | 0.046 | 0.0275 | 1.0494 | 0 | 0.00282 | 0.1485 | 45.1502 | 6.0261 | 226.1846 | 0 | 0 | 0 | 0 | 12.8497 | 30.6478 | 0 | 3.6374 | -39.5668 | 0.6747 | 11.2979 | 0 | -1 | -4.2 | 11.7968 | 0 | 0 | 22.0364 | 22.0364 | 22.0364 | 22.0364 | 25.6237 | 38.7504 | 1.3368 | 0 | 7.819 | 14.9279 | 1.7014 | 62.9821 | 66.5807 | 92.6886 | 1063.178 | 31.2486 | 51.0155 | 1.1346 | 0.3248 | -7.7776 | 13.847 | 3.48 | 29.422 | 1330.492 | 332.3109 | -29.0676 | 8.3559 | 4.06 | -2.09 | 12.2017 | 4.3616 | 52.9922 | 2025-10-30 | 2025_10_30 Hr 17 | 85.4643 | -0.000409 | -1330.492 | -35.9294 | 380.3158 | 782.6729 | 153.538 | 15.25 | 34.6442 | 82.7671 | 197.7934 | 99.7554 | 22.8901 | 179.1062 | 173.7529 | 0 | 6.0261 | 45.1502 | 226.1846 | 0 | 129.5628 | 0
2025_10_30 Hr 18 | 0.51906 | 0.001905 | 0.053721 | 3.8139 | 3.8193 | 3.8193 | 3.8097 | 3.8139 | 3.8139 | 90.4221 | -14 | 0.08 | 25 | 0 | 89.5531 | 89.5531 | 173.7529 | 0 | 0 | 0.046 | 0.0275 | 1.0494 | 0 | 0.00282 | 0.1485 | 45.3461 | 6.0261 | 226.1846 | 0 | 0 | 0 | 0 | 14.5506 | 35.3041 | 0 | 0 | -249.9608 | 0.6747 | 11.2979 | 0 | -1 | -4.2 | 11.7968 | 0 | 0 | 24.5392 | 24.5392 | 24.5392 | 24.5392 | 28.5339 | 53.5977 | 1.3368 | 0 | 7.819 | 14.9279 | 1.7014 | 62.9821 | 66.5807 | 100.7862 | 1089.16 | 32.1728 | 52.5243 | 1.1346 | 0.3248 | -0.51906 | 13.847 | 3.48 | 29.422 | 1171.308 | 353.9185 | -21.8091 | 8.3559 | 4.06 | -2.09 | 12.5625 | 4.4906 | 49.5248 | 2025-10-30 | 2025_10_30 Hr 18 | 89.462 | 0.000198 | -1171.308 | -249.9608 | 409.0665 | 782.8688 | 179.4395 | 15.25 | 34.6442 | 89.1243 | 217.264 | 102.6782 | 22.8901 | 179.1062 | 173.7529 | 0 | 6.0261 | 45.3461 | 226.1846 | 0 | 129.5628 | 0
2025_10_30 Hr 19 | 0 | 0.0012 | 0.03384 | 3.8139 | 3.8193 | 3.8193 | 3.8097 | 3.8139 | 3.8139 | 96.4189 | -14 | 0.08 | 50 | 0 | 89.5531 | 89.5531 | 173.7529 | 0 | 0 | 0.046 | 0.0275 | 1.0494 | 0 | 0.00282 | 0.1485 | 45.3461 | 6.0261 | 226.1846 | 0 | 0 | 0 | 0 | 16.1081 | 39.5675 | 0 | 0 | -348.769 | 0.6747 | 11.2979 | 0 | -1 | -4.2 | 11.7968 | 0 | 0 | 26.8307 | 26.8307 | 26.8307 | 26.8307 | 31.1986 | 54.6507 | 1.3368 | 0 | 7.819 | 14.9279 | 1.7014 | 62.9821 | 66.5807 | 119.7288 | 1112.788 | 33.019 | 53.9058 | 1.1346 | 0.3248 | 0 | 13.847 | 3.48 | 29.422 | 1143.8 | 401.0706 | -21.29 | 8.3559 | 4.06 | -2.09 | 12.8929 | 4.6088 | 49.7391 | 2025-10-30 | 2025_10_30 Hr 19 | 87.1667 | -0.000127 | -1143.8 | -348.769 | 435.3914 | 782.8688 | 224.4145 | 15.25 | 34.6442 | 94.9452 | 235.0918 | 105.3544 | 22.8901 | 179.1062 | 173.7529 | 0 | 6.0261 | 45.3461 | 226.1846 | 0 | 129.5628 | 0
2025_10_30 Hr 20 | 0 | 0.00021 | 0.005922 | 3.8139 | 3.8193 | 3.8193 | 3.8097 | 3.8139 | 3.8139 | 93.9015 | -14 | 0.08 | 62 | 0 | 89.5531 | 89.5531 | 173.7529 | 0 | 0 | 0.046 | 0.0275 | 1.0494 | 0 | 0.00282 | 0.1485 | 45.3461 | 6.0261 | 226.1846 | 0 | 0 | 0 | 0 | 15.4543 | 37.7778 | 0 | 0 | -266.7229 | 0.6747 | 11.2979 | 0 | -1 | -4.2 | 11.7968 | 0 | 0 | 25.8688 | 25.8688 | 25.8688 | 25.8688 | 30.08 | 58.6521 | 1.3368 | 0 | 7.819 | 14.9279 | 1.7014 | 62.9821 | 66.5807 | 126.6696 | 1102.833 | 32.6638 | 53.3258 | 1.1346 | 0.3248 | 0 | 13.847 | 3.48 | 29.422 | 1237.708 | 422.8883 | -21.29 | 8.3559 | 4.06 | -2.09 | 12.7542 | 4.5592 | 52.3664 | 2025-10-30 | 2025_10_30 Hr 20 | 88.4033 | 0.000232 | -1237.708 | -266.7229 | 424.3403 | 782.8688 | 247.3278 | 15.25 | 34.6442 | 92.5016 | 227.6078 | 104.2309 | 22.8901 | 179.1062 | 173.7529 | 0 | 6.0261 | 45.3461 | 226.1846 | 0 | 129.5628 | 0
2025_10_30 Hr 21 | 0 | 0 | 0 | 3.8139 | 3.8193 | 3.8193 | 3.8097 | 3.8139 | 3.8139 | 96.9715 | -14 | 0.08 | 74 | 0 | 89.5531 | 89.5531 | 173.7529 | 0 | 0 | 0.046 | 0.0275 | 1.0494 | 0 | 0.00282 | 0.1485 | 45.3461 | 6.0261 | 226.1846 | 0 | 0 | 0 | 0 | 16.2516 | 39.9604 | 0 | 0 | -310.4459 | 0.6747 | 11.2979 | 0 | -1 | -4.2 | 11.7968 | 0 | 0 | 27.0419 | 27.0419 | 27.0419 | 27.0419 | 31.4441 | 61.6005 | 1.3368 | 0 | 7.819 | 14.9279 | 1.7014 | 62.9821 | 66.5807 | 127.6818 | 1114.934 | 33.097 | 54.0331 | 1.1346 | 0.3248 | 0 | 13.847 | 3.48 | 29.422 | 1223.417 | 440.2188 | -21.29 | 8.3559 | 4.06 | -2.09 | 12.9234 | 4.6196 | 52.3776 | 2025-10-30 | 2025_10_30 Hr 21 | 83.3214 | -0.000445 | -1223.417 | -310.4459 | 437.8172 | 782.8688 | 263.2823 | 15.25 | 34.6442 | 95.4816 | 236.7346 | 105.601 | 22.8901 | 179.1062 | 173.7529 | 0 | 6.0261 | 45.3461 | 226.1846 | 0 | 129.5628 | 0
2025_10_30 Hr 22 | 0 | 0 | 0 | 3.8139 | 3.8193 | 3.8193 | 3.8097 | 3.8139 | 3.8139 | 92.1004 | -14 | 0.08 | 80 | 0 | 89.5531 | 89.5531 | 173.7529 | 0 | 0 | 0.046 | 0.0275 | 1.0494 | 0 | 0.00282 | 0.1485 | 45.3461 | 6.0261 | 226.1846 | 0 | 0 | 0 | 0 | 14.9865 | 36.4973 | 0 | 0 | -349.5203 | 0.6747 | 11.2979 | 0 | -1 | -4.2 | 11.7968 | 0 | 0 | 25.1805 | 25.1805 | 25.1805 | 25.1805 | 29.2797 | 50.6493 | 1.3368 | 0 | 7.819 | 14.9279 | 1.7014 | 62.9821 | 66.5807 | 125.6574 | 1095.724 | 32.4096 | 52.9109 | 1.1346 | 0.3248 | 0 | 13.847 | 3.48 | 29.422 | 1155.983 | 431.0693 | -21.29 | 8.3559 | 4.06 | -2.09 | 12.655 | 4.5237 | 50.2299 | 2025-10-30 | 2025_10_30 Hr 22 | 84.6427 | 0.000236 | -1155.983 | -349.5203 | 416.4339 | 782.8688 | 256.3067 | 15.25 | 34.6442 | 90.7534 | 222.2534 | 103.4271 | 22.8901 | 179.1062 | 173.7529 | 0 | 6.0261 | 45.3461 | 226.1846 | 0 | 129.5628 | 0
2025_10_30 Hr 23 | 0 | 0 | 0 | 3.8139 | 3.8193 | 3.8193 | 3.8097 | 3.8139 | 3.8139 | 81.2529 | 0 | 0.08 | 71 | 0 | 89.5531 | 89.5531 | 176.4163 | 0 | 0 | 0.046 | 0.0275 | 1.0494 | 0 | 0.00282 | 0.1485 | 45.3461 | 6.0261 | 228.977 | 0 | 0 | 0 | 0 | 12.1693 | 28.7853 | 0 | 0 | -399.3134 | 0.6747 | 11.2979 | 0 | -1 | -4.2 | 11.7968 | 0 | 0 | 21.0353 | 21.0353 | 21.0353 | 21.0353 | 24.4597 | 57.5991 | 1.3368 | 0 | 7.819 | 14.9279 | 1.7014 | 64.2243 | 67.8938 | 123.633 | 1060.958 | 30.879 | 50.412 | 1.1346 | 0.3248 | 0 | 13.847 | 3.48 | 29.422 | 1076.508 | 422.1538 | -7.29 | 8.3559 | 4.06 | -2.09 | 12.0573 | 4.31 | 47.7479 | 2025-10-30 | 2025_10_30 Hr 23 | 93.4871 | 0.000329 | -1076.508 | -399.3134 | 382.8156 | 790.8799 | 252.2321 | 15.25 | 34.6442 | 80.2242 | 190.0052 | 112.5862 | 22.8901 | 179.1062 | 176.4163 | 0 | 6.0261 | 45.3461 | 228.977 | 0 | 132.1181 | 0
2025_10_30 Hr 24 | 0 | 0 | 0 | 3.8139 | 3.8193 | 3.8193 | 3.8097 | 3.8139 | 3.8139 | 70.3849 | 0 | 0.08 | 80 | 0 | 89.5531 | 89.5531 | 176.4163 | 0 | 0 | 0.046 | 0.0275 | 1.0494 | 0 | 0.00282 | 0.1485 | 45.3461 | 6.0261 | 228.977 | 0 | 0 | 0 | 0 | 9.3468 | 21.0587 | 0 | 0 | -470.7772 | 0.6747 | 11.2979 | 0 | -1 | -4.2 | 11.7968 | 0 | 0 | 16.8823 | 16.8823 | 16.8823 | 16.8823 | 19.6306 | 68.5503 | 1.3368 | 0 | 7.819 | 14.9279 | 1.7014 | 64.2243 | 67.8938 | 119.7288 | 1018.1 | 29.3454 | 47.9084 | 1.1346 | 0.3248 | 0 | 13.847 | 3.48 | 29.422 | 973.3834 | 433.3508 | -7.29 | 8.3559 | 4.06 | -2.09 | 11.4585 | 4.096 | 44.6175 | 2025-10-30 | 2025_10_30 Hr 24 | 92.2247 | -6.3e-05 | -973.3834 | -470.7772 | 335.1074 | 790.8799 | 268.2791 | 15.25 | 34.6442 | 69.6751 | 157.6961 | 107.7362 | 22.8901 | 179.1062 | 176.4163 | 0 | 6.0261 | 45.3461 | 228.977 | 0 | 132.1181 | 0
2025_10_31 Hr 01 | 0 | 0 | 0 | 3.8139 | 3.8193 | 3.8193 | 3.8097 | 3.8139 | 3.8139 | 69.3242 | 0 | 0.08 | 77 | 0 | 89.5531 | 89.5531 | 176.4163 | 0 | 0 | 0.046 | 0.0275 | 1.0494 | 0 | 0.00282 | 0.1485 | 45.3461 | 6.0261 | 228.977 | 0 | 0 | 0 | 0 | 8.1813 | 17.841 | 0 | 0 | -468.5439 | 0.6747 | 11.3746 | 0 | -1 | -4.2 | 11.9121 | 0 | 0 | 15.9066 | 15.9066 | 15.9066 | 15.9066 | 18.496 | 69.498 | 1.3368 | 0 | 7.9169 | 18.1077 | 1.7014 | 64.2243 | 67.8938 | 125.6574 | 1007.937 | 31.6165 | 56.3419 | 1.1346 | 0.3248 | 0 | 13.847 | 3.48 | 29.422 | 986.7167 | 454.6134 | -7.29 | 8.385 | 4.06 | -2.09 | 14.1088 | 4.9477 | 45.1144 | 2025-10-31 | 2025_10_31 Hr 01 | 85.3804 | 3.2e-05 | -986.7167 | -468.5439 | 342.3312 | 790.8799 | 272.1554 | 15.25 | 34.6442 | 65.6109 | 151.5978 | 125.1225 | 22.8901 | 179.1062 | 176.4163 | 0 | 6.0261 | 45.3461 | 228.977 | 0 | 132.1181 | 0
2025_10_31 Hr 02 | 0 | 0 | 0 | 3.8139 | 3.8193 | 3.8193 | 3.8097 | 3.8139 | 3.8139 | 68.0041 | 0 | 0.08 | 80 | 0 | 89.5531 | 89.5531 | 176.4163 | 0 | 0 | 0.046 | 0.0275 | 1.0494 | 0 | 0.00282 | 0.1485 | 45.3461 | 6.0261 | 228.977 | 0 | 0 | 0 | 0 | 7.8547 | 16.9471 | 0 | 0 | -508.5869 | 0.6747 | 11.3746 | 0 | -1 | -4.2 | 11.9121 | 0 | 0 | 15.403 | 15.403 | 15.403 | 15.403 | 17.9105 | 73.4994 | 1.3368 | 0 | 7.9169 | 18.1077 | 1.7014 | 64.2243 | 67.8938 | 127.6818 | 1002.797 | 31.4218 | 55.9949 | 1.1346 | 0.3248 | 0 | 13.847 | 3.48 | 29.422 | 949.9 | 462.9802 | -7.29 | 8.385 | 4.06 | -2.09 | 14.0219 | 4.9172 | 44.188 | 2025-10-31 | 2025_10_31 Hr 02 | 85.0647 | 6.9e-05 | -949.9 | -508.5869 | 336.5317 | 790.8799 | 281.1812 | 15.25 | 34.6442 | 64.3904 | 147.6779 | 124.4635 | 22.8901 | 179.1062 | 176.4163 | 0 | 6.0261 | 45.3461 | 228.977 | 0 | 132.1181 | 0
2025_10_31 Hr 03 | 0 | 0 | 0 | 3.8139 | 3.8193 | 3.8193 | 3.8097 | 3.8139 | 3.8139 | 69.7574 | 0 | 0.08 | 87 | 0 | 89.5531 | 89.5531 | 176.4163 | 0 | 0 | 0.046 | 0.0275 | 1.0494 | 0 | 0.00282 | 0.1485 | 45.3461 | 6.0261 | 228.977 | 0 | 0 | 0 | 0 | 8.2885 | 18.1343 | 0 | 0 | -534.632 | 0.6747 | 11.3746 | 0 | -1 | -4.2 | 11.9121 | 0 | 0 | 16.0718 | 16.0718 | 16.0718 | 16.0718 | 18.6882 | 68.5503 | 1.3368 | 0 | 7.9169 | 18.1077 | 1.7014 | 64.2243 | 67.8938 | 127.6818 | 1009.624 | 31.6804 | 56.4557 | 1.1346 | 0.3248 | 0 | 13.847 | 3.48 | 29.422 | 933.6083 | 465.9063 | -7.29 | 8.385 | 4.06 | -2.09 | 14.1373 | 4.9577 | 43.8876 | 2025-10-31 | 2025_10_31 Hr 03 | 84.0367 | -2e-05 | -933.6083 | -534.632 | 344.2341 | 790.8799 | 283.2321 | 15.25 | 34.6442 | 66.0113 | 152.8841 | 125.3387 | 22.8901 | 179.1062 | 176.4163 | 0 | 6.0261 | 45.3461 | 228.977 | 0 | 132.1181 | 0
2025_10_31 Hr 04 | 0 | 0 | 0 | 3.8139 | 3.8193 | 3.8193 | 3.8097 | 3.8139 | 3.8139 | 72.8719 | 0 | 0.08 | 89 | 0 | 89.5531 | 89.5531 | 176.4163 | 0 | 0 | 0.046 | 0.0275 | 1.0494 | 0 | 0.00282 | 0.1485 | 45.3461 | 6.0261 | 228.977 | 0 | 0 | 0 | 0 | 9.0592 | 20.2432 | 0 | 0 | -551.3778 | 0.6747 | 11.3746 | 0 | -1 | -4.2 | 11.9121 | 0 | 0 | 17.26 | 17.26 | 17.26 | 17.26 | 20.0697 | 66.5496 | 1.3368 | 0 | 7.9169 | 18.1077 | 1.7014 | 64.2243 | 67.8938 | 124.6452 | 1021.752 | 32.1397 | 57.2743 | 1.1346 | 0.3248 | 0 | 13.847 | 3.48 | 29.422 | 927.5084 | 464.4239 | -7.29 | 8.385 | 4.06 | -2.09 | 14.3423 | 5.0296 | 43.8671 | 2025-10-31 | 2025_10_31 Hr 04 | 94.0282 | -5.4e-05 | -927.5084 | -551.3778 | 357.9173 | 790.8799 | 280.1948 | 15.25 | 34.6442 | 68.891 | 162.1328 | 126.8935 | 22.8901 | 179.1062 | 176.4163 | 0 | 6.0261 | 45.3461 | 228.977 | 0 | 132.1181 | 0
2025_10_31 Hr 05 | 0 | 0 | 0 | 3.8139 | 3.8193 | 3.8193 | 3.8097 | 3.8139 | 3.8139 | 86.0108 | 0 | 0.08 | 91 | 0 | 89.5531 | 89.5531 | 176.4163 | 0 | 0 | 0.046 | 0.0275 | 1.0494 | 0 | 0.00282 | 0.1485 | 45.3461 | 6.0261 | 228.977 | 0 | 0 | 0 | 0 | 12.3103 | 29.1398 | 0 | 0 | -565.2615 | 0.6747 | 11.3746 | 0 | -1 | -4.2 | 11.9121 | 0 | 0 | 22.2722 | 22.2722 | 22.2722 | 22.2722 | 25.8979 | 65.6019 | 1.3368 | 0 | 7.9169 | 18.1077 | 1.7014 | 64.2243 | 67.8938 | 124.6452 | 1072.916 | 34.0776 | 60.7276 | 1.1346 | 0.3248 | 0 | 13.847 | 3.48 | 29.422 | 972.4 | 472.0352 | -7.29 | 8.385 | 4.06 | -2.09 | 15.207 | 5.3328 | 45.8219 | 2025-10-31 | 2025_10_31 Hr 05 | 97.563 | -2.8e-05 | -972.4 | -565.2615 | 415.6403 | 790.8799 | 281.2471 | 15.25 | 34.6442 | 81.0388 | 201.1489 | 133.4526 | 22.8901 | 179.1062 | 176.4163 | 0 | 6.0261 | 45.3461 | 228.977 | 0 | 132.1181 | 0
2025_10_31 Hr 06 | 0 | 0 | 0 | 3.8139 | 3.8193 | 3.8193 | 3.8097 | 3.8139 | 3.8139 | 103.4193 | 0 | 0.08 | 85 | 0 | 89.5531 | 89.5531 | 176.4163 | 0 | 0 | 0.046 | 0.0275 | 1.0494 | 0 | 0.00282 | 0.1485 | 44.9548 | 6.0261 | 228.977 | 0 | 0 | 0 | 0 | 16.618 | 40.9276 | 0 | 0 | -555.6276 | 0.6747 | 11.3746 | 0 | -1 | -4.2 | 11.9121 | 0 | 0 | 28.9133 | 28.9133 | 28.9133 | 28.9133 | 33.6201 | 68.5503 | 1.3368 | 0 | 7.9169 | 18.1077 | 1.7014 | 64.2243 | 67.8938 | 127.6818 | 1140.315 | 36.6451 | 65.303 | 1.1346 | 0.3248 | 0 | 13.847 | 3.48 | 29.422 | 1058.108 | 480.7108 | -7.29 | 8.385 | 4.06 | -2.09 | 16.3528 | 5.7346 | 49.0783 | 2025-10-31 | 2025_10_31 Hr 06 | 102.7662 | 0.00028 | -1058.108 | -555.6276 | 492.121 | 790.4886 | 281.2321 | 15.25 | 34.6442 | 97.1341 | 252.8437 | 142.1431 | 22.8901 | 179.1062 | 176.4163 | 0 | 6.0261 | 44.9548 | 228.977 | 0 | 132.1181 | 0
2025_10_31 Hr 07 | 0 | 0 | 0 | 3.8139 | 3.8193 | 3.8193 | 3.8097 | 3.8139 | 3.8139 | 127.7995 | -14 | 0.08 | 86 | 0 | 89.5531 | 89.5531 | 173.7529 | 0 | 0 | 0.046 | 0.0275 | 1.0494 | 0 | 0.00282 | 0.1485 | 45.3461 | 6.0261 | 226.1846 | 0 | 0 | 0 | 0 | 22.6507 | 57.436 | 0 | 0 | -514.6125 | 0.6747 | 11.3746 | 0 | -1 | -4.2 | 11.9121 | 0 | 0 | 38.2139 | 38.2139 | 38.2139 | 38.2139 | 44.4347 | 66.5496 | 1.3368 | 0 | 7.9169 | 18.1077 | 1.7014 | 62.9821 | 66.5807 | 126.6696 | 1227.634 | 40.2408 | 71.7108 | 1.1346 | 0.3248 | 0 | 13.847 | 3.48 | 29.422 | 1182.6 | 490.8687 | -21.29 | 8.385 | 4.06 | -2.09 | 17.9574 | 6.2973 | 53.4528 | 2025-10-31 | 2025_10_31 Hr 07 | 95.5733 | -8.3e-05 | -1182.6 | -514.6125 | 585.2303 | 782.8688 | 279.2192 | 15.25 | 34.6442 | 119.6753 | 325.241 | 140.314 | 22.8901 | 179.1062 | 173.7529 | 0 | 6.0261 | 45.3461 | 226.1846 | 0 | 129.5628 | 0
2025_10_31 Hr 08 | 0 | 0 | 0 | 3.8139 | 3.8193 | 3.8193 | 3.8097 | 3.8139 | 3.8139 | 140.2578 | -14 | 0.08 | 94 | 0 | 89.5531 | 89.5531 | 173.7529 | 0 | 0 | 0.046 | 0.0275 | 1.0494 | 0 | 0.00282 | 0.1485 | 45.3461 | 6.0261 | 226.1846 | 0 | 0 | 0 | 0 | 25.7334 | 65.8717 | 0 | 0 | -485.87 | 0.6747 | 11.3746 | 0 | -1 | -4.2 | 11.9121 | 0 | 0 | 42.9665 | 42.9665 | 42.9665 | 42.9665 | 49.961 | 58.6521 | 1.3368 | 0 | 7.9169 | 18.1077 | 1.7014 | 62.9821 | 66.5807 | 121.6086 | 1276.147 | 42.0782 | 74.9852 | 1.1346 | 0.3248 | 0 | 13.847 | 3.48 | 29.422 | 1261.117 | 492.1295 | -21.29 | 8.385 | 4.06 | -2.09 | 18.7773 | 6.5849 | 56.1739 | 2025-10-31 | 2025_10_31 Hr 08 | 90.7287 | -0.000354 | -1261.117 | -485.87 | 639.963 | 782.8688 | 274.2607 | 15.25 | 34.6442 | 131.1937 | 362.236 | 146.5332 | 22.8901 | 179.1062 | 173.7529 | 0 | 6.0261 | 45.3461 | 226.1846 | 0 | 129.5628 | 0
2025_10_31 Hr 09 | 4.1425 | 6e-05 | 0.001692 | 3.8139 | 3.8193 | 3.8193 | 3.8097 | 3.8139 | 3.8139 | 135.4106 | -14 | 0.08 | 90 | 0 | 89.5531 | 89.5531 | 173.7529 | 0 | 0 | 0.046 | 0.0275 | 1.0494 | 0 | 0.00282 | 0.1485 | 45.3461 | 0 | 226.1846 | 0 | 0 | 0 | 0 | 24.534 | 62.5896 | 0 | 0 | -413.9408 | 0.6747 | 11.3746 | 0 | -1 | -4.2 | 11.9121 | 0 | 0 | 41.1174 | 41.1174 | 41.1174 | 41.1174 | 47.8109 | 57.5991 | 1.3368 | 0 | 7.9169 | 18.1077 | 1.7014 | 62.9821 | 66.5807 | 112.6434 | 1251.248 | 41.3634 | 73.7112 | 1.1346 | 0.3248 | -4.1425 | 13.847 | 3.48 | 29.422 | 1291.708 | 479.8341 | -25.4325 | 8.385 | 4.06 | -2.09 | 18.4583 | 6.473 | 56.4351 | 2025-10-31 | 2025_10_31 Hr 09 | 85.037 | 0.000286 | -1291.708 | -413.9408 | 618.668 | 776.8427 | 260.2443 | 15.25 | 34.6442 | 126.7122 | 347.8422 | 144.1135 | 22.8901 | 179.1062 | 173.7529 | 0 | 0 | 45.3461 | 226.1846 | 0 | 129.5628 | 0
2025_10_31 Hr 10 | 9.8522 | 0.000795 | 0.022419 | 3.8139 | 3.8193 | 3.8193 | 3.8097 | 3.8139 | 3.8139 | 131.801 | -14 | 0.08 | 79 | 0 | 89.5531 | 89.5531 | 173.7529 | 0 | 0 | 0.046 | 0.0275 | 1.0494 | 0 | 0.00282 | 0.1485 | 45.3461 | 0 | 226.1846 | 0 | 0 | 0 | 0 | 23.6409 | 60.1454 | 0 | 0 | -302.3017 | 0.6747 | 11.3746 | 0 | -1 | -4.2 | 11.9121 | 0 | 0 | 39.7404 | 39.7404 | 39.7404 | 39.7404 | 46.2097 | 53.5977 | 1.3368 | 0 | 7.9169 | 18.1077 | 1.7014 | 62.9821 | 66.5807 | 72.7338 | 1237.212 | 40.831 | 72.7625 | 1.1346 | 0.3248 | -9.8522 | 13.847 | 3.48 | 29.422 | 1332.6 | 428.8315 | -31.1422 | 8.385 | 4.06 | -2.09 | 18.2207 | 6.3897 | 56.5803 | 2025-10-31 | 2025_10_31 Hr 10 | 87.3238 | -0.000133 | -1332.6 | -302.3017 | 602.81 | 776.8427 | 205.3547 | 15.25 | 34.6442 | 123.3749 | 337.1235 | 142.3115 | 22.8901 | 179.1062 | 173.7529 | 0 | 0 | 45.3461 | 226.1846 | 0 | 129.5628 | 0
2025_10_31 Hr 11 | 11.3994 | 0.001725 | 0.048645 | 3.8139 | 3.8193 | 3.8193 | 3.8097 | 3.8139 | 3.8139 | 119.2603 | -14 | 0.08 | 62 | 0 | 89.5531 | 89.5531 | 173.7529 | 0 | 0 | 0.046 | 0.0275 | 1.0494 | 0 | 0.00282 | 0.1485 | 45.3461 | 0 | 226.1846 | 0 | 0 | 0 | 0 | 20.5377 | 51.6538 | 0 | 0 | -207.9699 | 0.6747 | 11.3746 | 0 | -1 | -4.2 | 11.9121 | 0 | 0 | 34.9563 | 34.9563 | 34.9563 | 34.9563 | 40.6469 | 57.5991 | 1.3368 | 0 | 7.9169 | 18.1077 | 1.7014 | 62.9821 | 66.5807 | 63.7686 | 1188.404 | 38.9814 | 69.4664 | 1.1346 | 0.3248 | -11.3994 | 13.847 | 3.48 | 29.422 | 1349.9 | 402.1554 | -32.6894 | 8.385 | 4.06 | -2.09 | 17.3954 | 6.1002 | 56.022 | 2025-10-31 | 2025_10_31 Hr 11 | 89.0178 | -5.1e-05 | -1349.9 | -207.9699 | 547.7149 | 776.8427 | 183.4181 | 15.25 | 34.6442 | 111.7801 | 299.8837 | 136.0511 | 22.8901 | 179.1062 | 173.7529 | 0 | 0 | 45.3461 | 226.1846 | 0 | 129.5628 | 0
2025_10_31 Hr 12 | 12.9483 | 0.004005 | 0.11294 | 3.8139 | 3.8193 | 3.8193 | 3.8097 | 3.8139 | 3.8139 | 111.1335 | -14 | 0.08 | 64 | 0 | 89.5531 | 89.5531 | 173.7529 | 0 | 0 | 0.046 | 0.0275 | 1.0494 | 0 | 0.00282 | 0.1485 | 45.3461 | 0 | 226.1846 | 0 | 0 | 0 | 0 | 18.5268 | 46.151 | 0 | 0 | -173.5131 | 0.6747 | 11.3746 | 0 | -1 | -4.2 | 11.9121 | 0 | 0 | 31.8561 | 31.8561 | 31.8561 | 31.8561 | 37.042 | 57.5991 | 1.3368 | 0 | 7.9169 | 18.1077 | 1.7014 | 62.9821 | 66.5807 | 57.84 | 1156.822 | 37.7828 | 67.3305 | 1.1346 | 0.3248 | -12.9483 | 13.847 | 3.48 | 29.422 | 1344.792 | 395.721 | -34.2383 | 8.385 | 4.06 | -2.09 | 16.8605 | 5.9127 | 55.3669 | 2025-10-31 | 2025_10_31 Hr 12 | 79.4555 | -0.000452 | -1344.792 | -173.5131 | 512.0117 | 776.8427 | 179.556 | 15.25 | 34.6442 | 104.2664 | 275.7511 | 131.9941 | 22.8901 | 179.1062 | 173.7529 | 0 | 0 | 45.3461 | 226.1846 | 0 | 129.5628 | 0
2025_10_31 Hr 13 | 11.9201 | 0.003135 | 0.088407 | 3.8139 | 3.8193 | 3.8193 | 3.8097 | 3.8139 | 3.8139 | 101.2742 | -14 | 0.08 | 67 | 0 | 89.5531 | 89.5531 | 173.7529 | 0 | 0 | 0.046 | 0.0275 | 1.0494 | 0 | 0.00282 | 0.1485 | 45.3461 | 6.0261 | 226.1846 | 0 | 0 | 0 | 0 | 16.0872 | 39.4751 | 0 | 0 | -157.4408 | 0.6747 | 11.3746 | 0 | -1 | -4.2 | 11.9121 | 0 | 0 | 28.0949 | 28.0949 | 28.0949 | 28.0949 | 32.6685 | 61.6005 | 1.3368 | 0 | 7.9169 | 18.1077 | 1.7014 | 62.9821 | 66.5807 | 61.8888 | 1124.431 | 36.3287 | 64.7392 | 1.1346 | 0.3248 | -11.9201 | 13.847 | 3.48 | 29.422 | 1334.6 | 400.8203 | -33.2101 | 8.385 | 4.06 | -2.09 | 16.2116 | 5.6851 | 54.7532 | 2025-10-31 | 2025_10_31 Hr 13 | 76.7424 | -0.000167 | -1334.6 | -157.4408 | 468.6968 | 782.8688 | 190.5808 | 15.25 | 34.6442 | 95.1508 | 246.4738 | 127.0723 | 22.8901 | 179.1062 | 173.7529 | 0 | 6.0261 | 45.3461 | 226.1846 | 0 | 129.5628 | 0
2025_10_31 Hr 14 | 13.4723 | 0.006165 | 0.17385 | 3.8139 | 3.8193 | 3.8193 | 3.8097 | 3.8139 | 3.8139 | 93.6013 | -14 | 0.08 | 60 | 0 | 89.5531 | 89.5531 | 173.7529 | 0 | 0 | 0.046 | 0.0275 | 1.0494 | 0 | 0.00282 | 0.1485 | 45.3461 | 6.0261 | 226.1846 | 0 | 0 | 0 | 0 | 14.1885 | 34.2795 | 0 | 0 | -114.8747 | 0.6747 | 11.3746 | 0 | -1 | -4.2 | 11.9121 | 0 | 0 | 25.1678 | 25.1678 | 25.1678 | 25.1678 | 29.2649 | 66.5496 | 1.3368 | 0 | 7.9169 | 18.1077 | 1.7014 | 62.9821 | 66.5807 | 51.9114 | 1094.637 | 35.197 | 62.7225 | 1.1346 | 0.3248 | -13.4723 | 13.847 | 3.48 | 29.422 | 1331.517 | 386.5168 | -34.7623 | 8.385 | 4.06 | -2.09 | 15.7066 | 5.508 | 54.0714 | 2025-10-31 | 2025_10_31 Hr 14 | 72.1518 | -0.000357 | -1331.517 | -114.8747 | 434.9874 | 782.8688 | 178.641 | 15.25 | 34.6442 | 88.0567 | 223.6889 | 123.2418 | 22.8901 | 179.1062 | 173.7529 | 0 | 6.0261 | 45.3461 | 226.1846 | 0 | 129.5628 | 0
2025_10_31 Hr 15 | 14.5121 | 0.008145 | 0.22969 | 3.8139 | 3.8193 | 3.8193 | 3.8097 | 3.8139 | 3.8139 | 86.6502 | -14 | 0.08 | 70 | 0 | 89.5531 | 89.5531 | 173.7529 | 0 | 0 | 0.046 | 0.0275 | 1.0494 | 0 | 0.00282 | 0.1485 | 45.3461 | 6.0261 | 226.1846 | 0 | 0 | 0 | 0 | 12.4685 | 29.5728 | 0 | 0 | -100.5165 | 0.6747 | 11.3746 | 0 | -1 | -4.2 | 11.9121 | 0 | 0 | 22.5161 | 22.5161 | 22.5161 | 22.5161 | 26.1816 | 68.5503 | 1.3368 | 0 | 7.9169 | 18.1077 | 1.7014 | 62.9821 | 66.5807 | 50.8992 | 1067.625 | 34.1718 | 60.8956 | 1.1346 | 0.3248 | -14.5121 | 13.847 | 3.48 | 29.422 | 1326.383 | 395.0771 | -35.8021 | 8.385 | 4.06 | -2.09 | 15.2491 | 5.3476 | 53.6798 | 2025-10-31 | 2025_10_31 Hr 15 | 76.3613 | 0.000209 | -1326.383 | -100.5165 | 404.4494 | 782.8688 | 189.6873 | 15.25 | 34.6442 | 81.6299 | 203.0477 | 119.7718 | 22.8901 | 179.1062 | 173.7529 | 0 | 6.0261 | 45.3461 | 226.1846 | 0 | 129.5628 | 0
2025_10_31 Hr 16 | 13.469 | 0.00714 | 0.20135 | 3.8139 | 3.8193 | 3.8193 | 3.8097 | 3.8139 | 3.8139 | 80.318 | -14 | 0.08 | 60 | 0 | 89.5531 | 89.5531 | 173.7529 | 0 | 0 | 0.046 | 0.0275 | 1.0494 | 0 | 0.00282 | 0.1485 | 45.3461 | 6.0261 | 226.1846 | 0 | 0 | 0 | 0 | 10.9017 | 25.2851 | 0 | 0 | -69.8054 | 0.6747 | 11.3746 | 0 | -1 | -4.2 | 11.9121 | 0 | 0 | 20.1005 | 20.1005 | 20.1005 | 20.1005 | 23.3727 | 61.6005 | 1.3368 | 0 | 7.9169 | 18.1077 | 1.7014 | 62.9821 | 66.5807 | 54.8034 | 1042.938 | 33.2379 | 59.2313 | 1.1346 | 0.3248 | -13.469 | 13.847 | 3.48 | 29.422 | 1316.2 | 377.8262 | -34.759 | 8.385 | 4.06 | -2.09 | 14.8323 | 5.2014 | 52.8738 | 2025-10-31 | 2025_10_31 Hr 16 | 78.8937 | -8.6e-05 | -1316.2 | -69.8054 | 376.63 | 782.8688 | 176.6124 | 15.25 | 34.6442 | 75.7754 | 184.244 | 116.6107 | 22.8901 | 179.1062 | 173.7529 | 0 | 6.0261 | 45.3461 | 226.1846 | 0 | 129.5628 | 0
2025_10_31 Hr 17 | 6.7511 | 0.00339 | 0.095598 | 3.8139 | 3.8193 | 3.8193 | 3.8097 | 3.8139 | 3.8139 | 82.69 | -14 | 0.08 | 65 | 0 | 89.5531 | 89.5531 | 173.7529 | 0 | 0 | 0.046 | 0.0275 | 1.0494 | 0 | 0.00282 | 0.1485 | 45.3461 | 6.0261 | 226.1846 | 0 | 0 | 0 | 0 | 11.4886 | 26.8912 | 0 | 0 | -85.9346 | 0.6747 | 11.3746 | 0 | -1 | -4.2 | 11.9121 | 0 | 0 | 21.0054 | 21.0054 | 21.0054 | 21.0054 | 24.4249 | 64.5489 | 1.3368 | 0 | 7.9169 | 18.1077 | 1.7014 | 62.9821 | 66.5807 | 59.8644 | 1052.069 | 33.5878 | 59.8548 | 1.1346 | 0.3248 | -6.7511 | 13.847 | 3.48 | 29.422 | 1323.392 | 385.2981 | -28.0411 | 8.385 | 4.06 | -2.09 | 14.9885 | 5.2562 | 53.3699 | 2025-10-31 | 2025_10_31 Hr 17 | 95.2383 | -0.000418 | -1323.392 | -85.9346 | 387.051 | 782.8688 | 189.5123 | 15.25 | 34.6442 | 77.9684 | 191.2877 | 117.7948 | 22.8901 | 179.1062 | 173.7529 | 0 | 6.0261 | 45.3461 | 226.1846 | 0 | 129.5628 | 0
2025_10_31 Hr 18 | 0.51906 | 0.00213 | 0.060066 | 3.8139 | 3.8193 | 3.8193 | 3.8097 | 3.8139 | 3.8139 | 94.0344 | -14 | 0.08 | 71 | 0 | 89.5531 | 89.5531 | 173.7529 | 0 | 0 | 0.046 | 0.0275 | 1.0494 | 0 | 0.00282 | 0.1485 | 45.3461 | 6.0261 | 226.1846 | 0 | 0 | 0 | 0 | 14.2957 | 34.5728 | 0 | 0 | -134.5212 | 0.6747 | 11.3746 | 0 | -1 | -4.2 | 11.9121 | 0 | 0 | 25.3331 | 25.3331 | 25.3331 | 25.3331 | 29.4571 | 66.5496 | 1.3368 | 0 | 7.9169 | 18.1077 | 1.7014 | 62.9821 | 66.5807 | 59.8644 | 1096.21 | 35.2609 | 62.8364 | 1.1346 | 0.3248 | -0.51906 | 13.847 | 3.48 | 29.422 | 1332.608 | 392.7288 | -21.8091 | 8.385 | 4.06 | -2.09 | 15.7351 | 5.518 | 54.373 | 2025-10-31 | 2025_10_31 Hr 18 | 95.4416 | 0.000275 | -1332.608 | -134.5212 | 436.8903 | 782.8688 | 197.4762 | 15.25 | 34.6442 | 88.4571 | 224.9751 | 123.4581 | 22.8901 | 179.1062 | 173.7529 | 0 | 6.0261 | 45.3461 | 226.1846 | 0 | 129.5628 | 0
2025_10_31 Hr 19 | 0 | 0.0006 | 0.01692 | 3.8139 | 3.8193 | 3.8193 | 3.8097 | 3.8139 | 3.8139 | 106.0182 | -14 | 0.08 | 69 | 0 | 89.5531 | 89.5531 | 173.7529 | 0 | 0 | 0.046 | 0.0275 | 1.0494 | 0 | 0.00282 | 0.1485 | 45.3461 | 6.0261 | 226.1846 | 0 | 0 | 0 | 0 | 17.261 | 42.6873 | 0 | 0 | -210.1029 | 0.6747 | 11.3746 | 0 | -1 | -4.2 | 11.9121 | 0 | 0 | 29.9047 | 29.9047 | 29.9047 | 29.9047 | 34.7729 | 66.5496 | 1.3368 | 0 | 7.9169 | 18.1077 | 1.7014 | 62.9821 | 66.5807 | 41.934 | 1142.833 | 37.0284 | 65.9861 | 1.1346 | 0.3248 | 0 | 13.847 | 3.48 | 29.422 | 1289.7 | 378.2603 | -21.29 | 8.385 | 4.06 | -2.09 | 16.5238 | 5.7946 | 53.6737 | 2025-10-31 | 2025_10_31 Hr 19 | 93.8493 | -8.1e-05 | -1289.7 | -210.1029 | 489.5387 | 782.8688 | 177.5011 | 15.25 | 34.6442 | 99.537 | 260.5612 | 129.4405 | 22.8901 | 179.1062 | 173.7529 | 0 | 6.0261 | 45.3461 | 226.1846 | 0 | 129.5628 | 0
2025_10_31 Hr 20 | 0 | 1.5e-05 | 0.000423 | 3.8139 | 3.8193 | 3.8193 | 3.8097 | 3.8139 | 3.8139 | 102.7593 | -14 | 0.08 | 75 | 0 | 89.5531 | 89.5531 | 173.7529 | 0 | 0 | 0.046 | 0.0275 | 1.0494 | 0 | 0.00282 | 0.1485 | 45.3461 | 6.0261 | 226.1846 | 0 | 0 | 0 | 0 | 16.4546 | 40.4806 | 0 | 0 | -264.4817 | 0.6747 | 11.3746 | 0 | -1 | -4.2 | 11.9121 | 0 | 0 | 28.6615 | 28.6615 | 28.6615 | 28.6615 | 33.3273 | 64.5489 | 1.3368 | 0 | 7.9169 | 18.1077 | 1.7014 | 62.9821 | 66.5807 | 62.7564 | 1130.126 | 36.5477 | 65.1295 | 1.1346 | 0.3248 | 0 | 13.847 | 3.48 | 29.422 | 1245.808 | 401.4545 | -21.29 | 8.385 | 4.06 | -2.09 | 16.3093 | 5.7194 | 52.6567 | 2025-10-31 | 2025_10_31 Hr 20 | 87.1159 | 0.00029 | -1245.808 | -264.4817 | 475.2213 | 782.8688 | 202.3057 | 15.25 | 34.6442 | 96.5239 | 250.8838 | 127.8136 | 22.8901 | 179.1062 | 173.7529 | 0 | 6.0261 | 45.3461 | 226.1846 | 0 | 129.5628 | 0
2025_10_31 Hr 21 | 0 | 0 | 0 | 3.8139 | 3.8193 | 3.8193 | 3.8097 | 3.8139 | 3.8139 | 99.356 | -14 | 0.08 | 79 | 0 | 89.5531 | 89.5531 | 173.7529 | 0 | 0 | 0.046 | 0.0275 | 1.0494 | 0 | 0.00282 | 0.1485 | 45.3461 | 6.0261 | 226.1846 | 0 | 0 | 0 | 0 | 15.6125 | 38.1762 | 0 | 0 | -312.8305 | 0.6747 | 11.3746 | 0 | -1 | -4.2 | 11.9121 | 0 | 0 | 27.3632 | 27.3632 | 27.3632 | 27.3632 | 31.8176 | 61.6005 | 1.3368 | 0 | 7.9169 | 18.1077 | 1.7014 | 62.9821 | 66.5807 | 64.7808 | 1116.872 | 36.0458 | 64.235 | 1.1346 | 0.3248 | 0 | 13.847 | 3.48 | 29.422 | 1185.583 | 402.8315 | -21.29 | 8.385 | 4.06 | -2.09 | 16.0853 | 5.6408 | 50.9155 | 2025-10-31 | 2025_10_31 Hr 21 | 82.3305 | 0.00025 | -1185.583 | -312.8305 | 460.2695 | 782.8688 | 205.3813 | 15.25 | 34.6442 | 93.3773 | 240.7776 | 126.1147 | 22.8901 | 179.1062 | 173.7529 | 0 | 6.0261 | 45.3461 | 226.1846 | 0 | 129.5628 | 0
2025_10_31 Hr 22 | 0 | 0 | 0 | 3.8139 | 3.8193 | 3.8193 | 3.8097 | 3.8139 | 3.8139 | 90.7961 | -14 | 0.08 | 83 | 0 | 89.5531 | 89.5531 | 173.7529 | 0 | 0 | 0.046 | 0.0275 | 1.0494 | 0 | 0.00282 | 0.1485 | 45.3461 | 6.0261 | 226.1846 | 0 | 0 | 0 | 0 | 13.4944 | 32.3801 | 0 | 0 | -323.5575 | 0.6747 | 11.3746 | 0 | -1 | -4.2 | 11.9121 | 0 | 0 | 24.0977 | 24.0977 | 24.0977 | 24.0977 | 28.0206 | 57.5991 | 1.3368 | 0 | 7.9169 | 18.1077 | 1.7014 | 62.9821 | 66.5807 | 52.9236 | 1083.539 | 34.7833 | 61.9853 | 1.1346 | 0.3248 | 0 | 13.847 | 3.48 | 29.422 | 1125.392 | 386.6997 | -21.29 | 8.385 | 4.06 | -2.09 | 15.522 | 5.4433 | 48.6807 | 2025-10-31 | 2025_10_31 Hr 22 | 76.5965 | -0.000397 | -1125.392 | -323.5575 | 422.6634 | 782.8688 | 193.5227 | 15.25 | 34.6442 | 85.4631 | 215.3589 | 121.8415 | 22.8901 | 179.1062 | 173.7529 | 0 | 6.0261 | 45.3461 | 226.1846 | 0 | 129.5628 | 0
2025_10_31 Hr 23 | 0 | 0 | 0 | 3.8139 | 3.8193 | 3.8193 | 3.8097 | 3.8139 | 3.8139 | 79.5342 | 0 | 0.08 | 88 | 0 | 89.5531 | 89.5531 | 176.4163 | 0 | 0 | 0.046 | 0.0275 | 1.0494 | 0 | 0.00282 | 0.1485 | 45.3461 | 6.0261 | 228.977 | 0 | 0 | 0 | 0 | 10.7077 | 24.7544 | 0 | 0 | -362.561 | 0.6747 | 11.3746 | 0 | -1 | -4.2 | 11.9121 | 0 | 0 | 19.8015 | 19.8015 | 19.8015 | 19.8015 | 23.025 | 57.5991 | 1.3368 | 0 | 7.9169 | 18.1077 | 1.7014 | 64.2243 | 67.8938 | 39.9096 | 1047.696 | 33.1223 | 59.0253 | 1.1346 | 0.3248 | 0 | 13.847 | 3.48 | 29.422 | 1050.908 | 373.0636 | -7.29 | 8.385 | 4.06 | -2.09 | 14.7808 | 5.1833 | 46.2538 | 2025-10-31 | 2025_10_31 Hr 23 | 86.9765 | 0.000349 | -1050.908 | -362.561 | 387.1866 | 790.8799 | 185.5087 | 15.25 | 34.6442 | 75.0507 | 181.9165 | 130.2194 | 22.8901 | 179.1062 | 176.4163 | 0 | 6.0261 | 45.3461 | 228.977 | 0 | 132.1181 | 0
2025_10_31 Hr 24 | 0 | 0 | 0 | 3.8139 | 3.8193 | 3.8193 | 3.8097 | 3.8139 | 3.8139 | 68.6229 | 0 | 0.08 | 88 | 0 | 89.5531 | 89.5531 | 176.4163 | 0 | 0 | 0.046 | 0.0275 | 1.0494 | 0 | 0.00282 | 0.1485 | 45.3461 | 6.0261 | 228.977 | 0 | 0 | 0 | 0 | 8.0078 | 17.3661 | 0 | 0 | -400.3169 | 0.6747 | 11.3746 | 0 | -1 | -4.2 | 11.9121 | 0 | 0 | 15.639 | 15.639 | 15.639 | 15.639 | 18.1849 | 57.5991 | 1.3368 | 0 | 7.9169 | 18.1077 | 1.7014 | 64.2243 | 67.8938 | 37.8852 | 1005.206 | 31.5131 | 56.1576 | 1.1346 | 0.3248 | 0 | 13.847 | 3.48 | 29.422 | 963.1917 | 365.5922 | -7.29 | 8.385 | 4.06 | -2.09 | 14.0626 | 4.9315 | 43.2881 | 2025-10-31 | 2025_10_31 Hr 24 | 80.2043 | -5.7e-05 | -963.1917 | -400.3169 | 339.2502 | 790.8799 | 183.4843 | 15.25 | 34.6442 | 64.9625 | 149.5153 | 124.7724 | 22.8901 | 179.1062 | 176.4163 | 0 | 6.0261 | 45.3461 | 228.977 | 0 | 132.1181 | 0
2025_11_01 Hr 01 | 0 | 0 | 0 | 3.5474 | 3.5621 | 3.5609 | 3.8089 | 3.8089 | 3.8089 | 56.3063 | 0 | 0.1104 | 91 | 0 | 91.3493 | 91.3493 | 268.5753 | 0 | 0.00615 | 0.074 | 0.02596 | 0 | 0 | 0.0705 | 0.2574 | 46.06 | 7.2612 | 244.0691 | 0 | 0 | 0 | 0 | 14.0482 | 34.1711 | 0 | 0 | -632.4543 | 0.8541 | 11.3746 | 0 | -1 | -4.2 | 11.9121 | 0 | 0 | 15.3416 | 15.3416 | 15.3416 | 15.3416 | 17.8391 | 64.5489 | 0 | 0 | 7.9169 | 15.1379 | 0 | 73.8469 | 69.6985 | 26.8956 | 1137.627 | 28.9181 | 51.5136 | 0 | 0.5292 | 0 | 8.626 | 3.074 | 0 | 813.6917 | 315.4392 | -6.92 | 8.385 | 6.38 | -1.72 | 12.8941 | 4.5232 | 40.4412 | 2025-11-01 | 2025_11_01 Hr 01 | 69.4948 | 6e-06 | -813.6917 | -632.4543 | 336.6349 | 914.3068 | 182.4445 | 12.7598 | 0 | 87.808 | 135.8399 | 112.987 | 22.0972 | 182.6985 | 268.5753 | 0 | 7.2612 | 46.06 | 244.0691 | 0 | 143.5454 | 0
2025_11_01 Hr 02 | 0 | 0 | 0 | 3.5474 | 3.5621 | 3.5609 | 3.8089 | 3.8089 | 3.8089 | 52.5497 | 0 | 0.1104 | 91 | 0 | 91.3864 | 91.3864 | 283.5925 | 0 | 0.00615 | 0.074 | 0.02596 | 0 | 0 | 0.0705 | 0.2574 | 46.06 | 7.2612 | 245.025 | 0 | 0 | 0 | 0 | 13.9092 | 33.8328 | 0 | 0 | -649.7808 | 0.8541 | 11.3746 | 0 | -1 | -4.2 | 11.9121 | 0 | 0 | 14.3181 | 14.3181 | 14.3181 | 14.3181 | 16.6489 | 61.6005 | 0 | 0 | 7.9169 | 15.1379 | 0 | 74.1091 | 69.6985 | 8.9652 | 1144.418 | 28.7794 | 51.2666 | 0 | 0.5292 | 0 | 8.626 | 3.074 | 0 | 781.8083 | 294.0911 | -6.92 | 8.385 | 6.38 | -1.72 | 12.8323 | 4.5015 | 39.4106 | 2025-11-01 | 2025_11_01 Hr 02 | 69.9242 | 9.4e-05 | -781.8083 | -649.7808 | 326.6473 | 930.6164 | 161.5657 | 12.7598 | 0 | 87.3306 | 126.799 | 112.5177 | 22.0972 | 182.7729 | 283.5925 | 0 | 7.2612 | 46.06 | 245.025 | 0 | 143.8077 | 0
2025_11_01 Hr 03 | 0 | 0 | 0 | 3.5474 | 3.5621 | 3.5609 | 3.8089 | 3.8089 | 3.8089 | 48.2672 | 0 | 0.1104 | 91 | 0 | 91.3864 | 91.3864 | 283.5925 | 0 | 0.00615 | 0.074 | 0.02596 | 0 | 0 | 0.0705 | 0.2574 | 46.06 | 7.2612 | 245.025 | 0 | 0 | 0 | 0 | 13.7506 | 33.4471 | 0 | 0 | -679.837 | 0.8541 | 11.3746 | 0 | -1 | -4.2 | 11.9121 | 0 | 0 | 13.1512 | 13.1512 | 13.1512 | 13.1512 | 15.2921 | 68.5503 | 0 | 0 | 7.9169 | 15.1379 | 0 | 74.1091 | 69.6985 | 6.9408 | 1133.567 | 28.6213 | 50.9849 | 0 | 0.5292 | 0 | 8.626 | 3.074 | 0 | 745.2917 | 298.4816 | -6.92 | 8.385 | 6.38 | -1.72 | 12.7618 | 4.4768 | 38.3646 | 2025-11-01 | 2025_11_01 Hr 03 | 69.9374 | -4.5e-05 | -745.2917 | -679.837 | 315.2613 | 930.6164 | 166.4911 | 12.7598 | 0 | 86.7863 | 116.4922 | 111.9827 | 22.0972 | 182.7729 | 283.5925 | 0 | 7.2612 | 46.06 | 245.025 | 0 | 143.8077 | 0
2025_11_01 Hr 04 | 0 | 0 | 0 | 3.5474 | 3.5621 | 3.5609 | 3.8089 | 3.8089 | 3.8089 | 56.9074 | 0 | 0.1104 | 88 | 0 | 91.3864 | 91.3864 | 283.5925 | 0 | 0.00615 | 0.074 | 0.02596 | 0 | 0 | 0.0705 | 0.2574 | 46.06 | 7.2612 | 245.025 | 0 | 0 | 0 | 0 | 14.0705 | 34.2253 | 0 | 0 | -691.4271 | 0.8541 | 11.3746 | 0 | -1 | -4.2 | 11.9121 | 0 | 0 | 15.5054 | 15.5054 | 15.5054 | 15.5054 | 18.0296 | 79.5015 | 0 | 0 | 7.9169 | 15.1379 | 0 | 74.1091 | 69.6985 | 4.9164 | 1155.459 | 28.9402 | 51.5532 | 0 | 0.5292 | 0 | 8.626 | 3.074 | 0 | 762.6 | 305.4877 | -6.92 | 8.385 | 6.38 | -1.72 | 12.904 | 4.5267 | 39.2004 | 2025-11-01 | 2025_11_01 Hr 04 | 69.5807 | -6.2e-05 | -762.6 | -691.4271 | 338.2329 | 930.6164 | 172.4179 | 12.7598 | 0 | 87.8844 | 137.2865 | 113.0621 | 22.0972 | 182.7729 | 283.5925 | 0 | 7.2612 | 46.06 | 245.025 | 0 | 143.8077 | 0
2025_11_01 Hr 05 | 0 | 0 | 0 | 3.5474 | 3.5621 | 3.5609 | 3.8089 | 3.8089 | 3.8089 | 55.4798 | 0 | 0.1104 | 83 | 0 | 91.3864 | 91.3864 | 283.5925 | 0 | 0.00615 | 0.074 | 0.02596 | 0 | 0 | 0.0705 | 0.2574 | 46.06 | 7.2612 | 245.025 | 0 | 0 | 0 | 0 | 14.0176 | 34.0967 | 0 | 0 | -652.9006 | 0.8541 | 11.3746 | 0 | -1 | -4.2 | 11.9121 | 0 | 0 | 15.1165 | 15.1165 | 15.1165 | 15.1165 | 17.5773 | 82.4499 | 0 | 0 | 7.9169 | 15.1379 | 0 | 74.1091 | 69.6985 | 5.9286 | 1151.842 | 28.8875 | 51.4593 | 0 | 0.5292 | 0 | 8.626 | 3.074 | 0 | 796.2917 | 304.27 | -6.92 | 8.385 | 6.38 | -1.72 | 12.8805 | 4.5185 | 40.0234 | 2025-11-01 | 2025_11_01 Hr 05 | 76.418 | 5e-06 | -796.2917 | -652.9006 | 334.4376 | 930.6164 | 171.3785 | 12.7598 | 0 | 87.703 | 133.8509 | 112.8837 | 22.0972 | 182.7729 | 283.5925 | 0 | 7.2612 | 46.06 | 245.025 | 0 | 143.8077 | 0
2025_11_01 Hr 06 | 0 | 0 | 0 | 3.5474 | 3.5621 | 3.5609 | 3.8089 | 3.8089 | 3.8089 | 72.7602 | 0 | 0.1104 | 82 | 0 | 91.3864 | 91.3864 | 283.5925 | 0 | 0.00615 | 0.074 | 0.02596 | 0 | 0 | 0.0705 | 0.2574 | 46.06 | 7.2612 | 245.025 | 0 | 0 | 0 | 0 | 14.6575 | 35.653 | 0 | 0 | -637.593 | 0.8541 | 11.3746 | 0 | -1 | -4.2 | 11.9121 | 0 | 0 | 19.8248 | 19.8248 | 19.8248 | 19.8248 | 23.0521 | 73.4994 | 0 | 0 | 7.9169 | 15.1379 | 0 | 74.1091 | 69.6985 | 3.0366 | 1195.627 | 29.5255 | 52.5957 | 0 | 0.5292 | 0 | 8.626 | 3.074 | 0 | 844.7 | 293.5861 | -6.92 | 8.385 | 6.38 | -1.72 | 13.165 | 4.6183 | 41.7328 | 2025-11-01 | 2025_11_01 Hr 06 | 78.6179 | 2.1e-05 | -844.7 | -637.593 | 380.3808 | 930.6164 | 158.536 | 12.7598 | 0 | 89.8991 | 175.4393 | 115.0424 | 22.0972 | 182.7729 | 283.5925 | 0 | 7.2612 | 46.06 | 245.025 | 0 | 143.8077 | 0
2025_11_01 Hr 07 | 0 | 0 | 0 | 3.5474 | 3.5621 | 3.5609 | 3.8089 | 3.8089 | 3.8089 | 74.7887 | -14.5 | 0.1104 | 84 | 0 | 91.3864 | 91.3864 | 281.7479 | 0 | 0.00615 | 0.074 | 0.02596 | 0 | 0 | 0.0705 | 0.2574 | 33.0097 | 7.2612 | 244.0449 | 0 | 0 | 0 | 0 | 14.7326 | 35.8357 | 0 | 0 | -554.9813 | 0.8541 | 11.3746 | 0 | -1 | -4.2 | 11.9121 | 0 | 0 | 20.3775 | 20.3775 | 20.3775 | 20.3775 | 23.6948 | 73.4994 | 0 | 0 | 7.9169 | 15.1379 | 0 | 73.4131 | 69.0439 | 4.0488 | 1183.541 | 29.6004 | 52.7291 | 0 | 0.5292 | 0 | 8.626 | 3.074 | 0 | 903.9916 | 296.8517 | -21.42 | 8.385 | 6.38 | -1.72 | 13.1984 | 4.63 | 42.9863 | 2025-11-01 | 2025_11_01 Hr 07 | 69.6444 | 2e-06 | -903.9916 | -554.9813 | 371.2741 | 913.3908 | 161.5482 | 12.7598 | 0 | 90.1569 | 180.3215 | 100.7958 | 22.0972 | 182.7729 | 281.7479 | 0 | 7.2612 | 33.0097 | 244.0449 | 0 | 142.457 | 0
2025_11_01 Hr 08 | 3.6185 | 0 | 0 | 3.5474 | 3.5621 | 3.5609 | 3.8089 | 3.8089 | 3.8089 | 129.2218 | -14.5 | 0.1104 | 85 | 0 | 91.3864 | 91.3864 | 281.7479 | 0 | 0.00615 | 0.074 | 0.02596 | 0 | 0 | 0.0705 | 0.2574 | 16.5699 | 7.2612 | 244.0449 | 0 | 0 | 0 | 0 | 16.748 | 40.7381 | 0 | 0 | -630.9557 | 0.8541 | 11.3746 | 0 | -1 | -4.2 | 11.9121 | 0 | 0 | 35.2087 | 35.2087 | 35.2087 | 35.2087 | 40.9404 | 72.5517 | 0 | 0 | 7.9169 | 15.1379 | 0 | 73.4131 | 69.0439 | 10.9896 | 1305.023 | 31.61 | 56.3089 | 0 | 0.5292 | -3.6185 | 8.626 | 3.074 | 0 | 963.2917 | 314.263 | -25.0385 | 8.385 | 6.38 | -1.72 | 14.0944 | 4.9443 | 46.3267 | 2025-11-01 | 2025_11_01 Hr 08 | 67.9877 | -7e-05 | -963.2917 | -630.9557 | 515.9952 | 896.951 | 168.5413 | 12.7598 | 0 | 97.0747 | 311.3251 | 107.5955 | 22.0972 | 182.7729 | 281.7479 | 0 | 7.2612 | 16.5699 | 244.0449 | 0 | 142.457 | 0
2025_11_01 Hr 09 | 11.8306 | 0 | 0 | 3.5474 | 3.5621 | 3.5609 | 3.8089 | 3.8089 | 3.8089 | 126.2541 | -14.5 | 0.1104 | 83 | 0 | 91.3864 | 91.3864 | 281.7479 | 0 | 0.00615 | 0.074 | 0.02596 | 0 | 0 | 0.0705 | 0.2574 | 15.1321 | 7.2612 | 244.0449 | 0 | 0 | 0 | 0 | 16.6381 | 40.4708 | 0 | 0 | -582.2291 | 0.8541 | 11.3746 | 0 | -1 | -4.2 | 11.9121 | 0 | 0 | 34.4001 | 34.4001 | 34.4001 | 34.4001 | 40.0002 | 75.5001 | 0 | 0 | 7.9169 | 15.1379 | 0 | 73.4131 | 69.0439 | 18.9426 | 1296.066 | 31.5004 | 56.1137 | 0 | 0.5292 | -11.8306 | 8.626 | 3.074 | 0 | 1011.592 | 331.0057 | -33.2505 | 8.385 | 6.38 | -1.72 | 14.0456 | 4.9272 | 47.5922 | 2025-11-01 | 2025_11_01 Hr 09 | 62.1123 | -0.000347 | -1011.592 | -582.2291 | 508.105 | 895.5132 | 177.4427 | 12.7598 | 0 | 96.6976 | 304.1827 | 107.2248 | 22.0972 | 182.7729 | 281.7479 | 0 | 7.2612 | 15.1321 | 244.0449 | 0 | 142.457 | 0
2025_11_01 Hr 10 | 15.6215 | 0.000645 | 0.018189 | 3.5474 | 3.5621 | 3.5609 | 3.8089 | 3.8089 | 3.8089 | 129.1842 | -14.5 | 0.1104 | 83 | 0 | 91.3864 | 91.3864 | 281.7479 | 0 | 0.00615 | 0.074 | 0.02596 | 0 | 0 | 0.0705 | 0.2574 | 15.1321 | 7.2612 | 244.0449 | 0 | 0 | 0 | 0 | 16.7466 | 40.7347 | 0 | 0 | -563.6202 | 0.8541 | 11.3746 | 0 | -1 | -4.2 | 11.9121 | 0 | 0 | 35.1985 | 35.1985 | 35.1985 | 35.1985 | 40.9285 | 72.5517 | 0 | 0 | 7.9169 | 15.1379 | 0 | 73.4131 | 69.0439 | 10.9896 | 1303.508 | 31.6086 | 56.3064 | 0 | 0.5292 | -15.6215 | 8.626 | 3.074 | 0 | 1027.108 | 324.2619 | -37.0415 | 8.385 | 6.38 | -1.72 | 14.0938 | 4.9441 | 47.9598 | 2025-11-01 | 2025_11_01 Hr 10 | 58.8913 | 0.000299 | -1027.108 | -563.6202 | 515.8954 | 895.5132 | 166.5601 | 12.7598 | 0 | 97.0699 | 311.2346 | 107.5908 | 22.0972 | 182.7729 | 281.7479 | 0 | 7.2612 | 15.1321 | 244.0449 | 0 | 142.457 | 0
2025_11_01 Hr 11 | 16.061 | 0.002595 | 0.073179 | 3.5474 | 3.5621 | 3.5609 | 3.8089 | 3.8089 | 3.8089 | 121.3705 | -14.5 | 0.1104 | 86 | 0 | 91.3864 | 91.3864 | 281.7479 | 0 | 0.00615 | 0.074 | 0.02596 | 0 | 0 | 0.0705 | 0.2574 | 14.8049 | 7.2612 | 244.0449 | 0 | 0 | 0 | 0 | 16.4573 | 40.031 | 0 | 0 | -553.1173 | 0.8541 | 11.3746 | 0 | -1 | -4.2 | 11.9121 | 0 | 0 | 33.0695 | 33.0695 | 33.0695 | 33.0695 | 38.4529 | 67.4973 | 0 | 0 | 7.9169 | 15.1379 | 0 | 73.4131 | 69.0439 | 9.9774 | 1283.438 | 31.3201 | 55.7926 | 0 | 0.5292 | -16.061 | 8.626 | 3.074 | 0 | 1013.5 | 320.6607 | -37.481 | 8.385 | 6.38 | -1.72 | 13.9652 | 4.899 | 47.2844 | 2025-11-01 | 2025_11_01 Hr 11 | 57.0622 | 2.2e-05 | -1013.5 | -553.1173 | 495.1211 | 895.186 | 163.5505 | 12.7598 | 0 | 96.0769 | 292.4294 | 106.6147 | 22.0972 | 182.7729 | 281.7479 | 0 | 7.2612 | 14.8049 | 244.0449 | 0 | 142.457 | 0
2025_11_01 Hr 12 | 13.993 | 0.00357 | 0.10067 | 3.5474 | 3.5621 | 3.5609 | 3.8089 | 3.8089 | 3.8089 | 109.0113 | -14.5 | 0.1104 | 81 | 0 | 91.3864 | 91.3864 | 281.7479 | 0 | 0.00615 | 0.074 | 0.02596 | 0 | 0 | 0.0705 | 0.2574 | 14.7392 | 7.2612 | 244.0449 | 0 | 0 | 0 | 0 | 15.9997 | 38.9179 | 0 | 0 | -518.3629 | 0.8541 | 11.3746 | 0 | -1 | -4.2 | 11.9121 | 0 | 0 | 29.702 | 29.702 | 29.702 | 29.702 | 34.5373 | 72.5517 | 0 | 0 | 7.9169 | 15.1379 | 0 | 73.4131 | 69.0439 | 8.9652 | 1252.084 | 30.8638 | 54.9798 | 0 | 0.5292 | -13.993 | 8.626 | 3.074 | 0 | 1014.4 | 316.092 | -35.413 | 8.385 | 6.38 | -1.72 | 13.7617 | 4.8276 | 46.8627 | 2025-11-01 | 2025_11_01 Hr 12 | 54.7342 | 2e-05 | -1014.4 | -518.3629 | 462.2617 | 895.1203 | 162.6211 | 12.7598 | 0 | 94.5062 | 262.6847 | 105.0708 | 22.0972 | 182.7729 | 281.7479 | 0 | 7.2612 | 14.7392 | 244.0449 | 0 | 142.457 | 0
2025_11_01 Hr 13 | 13.4706 | 0.00375 | 0.10575 | 3.5474 | 3.5621 | 3.5609 | 3.8089 | 3.8089 | 3.8089 | 86.7347 | -14.5 | 0.1104 | 82 | 0 | 91.3864 | 91.3864 | 281.7479 | 0 | 0.00615 | 0.074 | 0.02596 | 0 | 0 | 0.0705 | 0.2574 | 14.7392 | 7.2612 | 244.0449 | 0 | 0 | 0 | 0 | 15.1749 | 36.9116 | 0 | 0 | -476.4564 | 0.8541 | 11.3746 | 0 | -1 | -4.2 | 11.9121 | 0 | 0 | 23.6324 | 23.6324 | 23.6324 | 23.6324 | 27.4795 | 73.4994 | 0 | 0 | 7.9169 | 15.1379 | 0 | 73.4131 | 69.0439 | 6.9408 | 1195.645 | 30.0414 | 53.5147 | 0 | 0.5292 | -13.4706 | 8.626 | 3.074 | 0 | 997.0084 | 312.7104 | -34.8906 | 8.385 | 6.38 | -1.72 | 13.395 | 4.699 | 45.6248 | 2025-11-01 | 2025_11_01 Hr 13 | 53.8836 | -0.000129 | -997.0084 | -476.4564 | 403.0349 | 895.1203 | 162.5497 | 12.7598 | 0 | 91.6751 | 209.0717 | 102.2881 | 22.0972 | 182.7729 | 281.7479 | 0 | 7.2612 | 14.7392 | 244.0449 | 0 | 142.457 | 0
2025_11_01 Hr 14 | 14.4756 | 0.004575 | 0.12901 | 3.5474 | 3.5621 | 3.5609 | 3.8089 | 3.8089 | 3.8089 | 72.0089 | -14.5 | 0.1104 | 80 | 0 | 91.3864 | 91.3864 | 281.7479 | 0 | 0.00615 | 0.074 | 0.02596 | 0 | 0 | 0.0705 | 0.2574 | 14.7392 | 0 | 244.0449 | 0 | 0 | 0 | 0 | 14.6296 | 35.5854 | 0 | 0 | -431.0414 | 0.8541 | 11.3746 | 0 | -1 | -4.2 | 11.9121 | 0 | 0 | 19.6201 | 19.6201 | 19.6201 | 19.6201 | 22.8141 | 78.4485 | 0 | 0 | 7.9169 | 15.1379 | 0 | 73.4131 | 69.0439 | 4.0488 | 1151.095 | 29.4978 | 52.5463 | 0 | 0.5292 | -14.4756 | 8.626 | 3.074 | 0 | 996.0917 | 311.9337 | -35.8956 | 8.385 | 6.38 | -1.72 | 13.1526 | 4.6139 | 44.991 | 2025-11-01 | 2025_11_01 Hr 14 | 54.8013 | -7.5e-05 | -996.0917 | -431.0414 | 363.8833 | 887.8591 | 162.6309 | 12.7598 | 0 | 89.8036 | 173.6311 | 100.4485 | 22.0972 | 182.7729 | 281.7479 | 0 | 0 | 14.7392 | 244.0449 | 0 | 142.457 | 0
2025_11_01 Hr 15 | 15.3611 | 0.005955 | 0.16793 | 3.5474 | 3.5621 | 3.5609 | 3.8089 | 3.8089 | 3.8089 | 64.4206 | -14.5 | 0.1104 | 78 | 0 | 91.3864 | 91.3864 | 281.7479 | 0 | 0.00615 | 0.074 | 0.02596 | 0 | 0 | 0.0705 | 0.2574 | 0 | 0 | 244.0449 | 0 | 0 | 0 | 0 | 14.3487 | 34.9019 | 0 | 0 | -369.2761 | 0.8541 | 11.3746 | 0.55 | -1 | -4.2 | 11.9121 | 0 | 0 | 17.5525 | 17.5525 | 17.5525 | 17.5525 | 20.4099 | 62.5482 | 0 | 0 | 7.9169 | 15.1379 | 0 | 73.4131 | 69.0439 | 2.0244 | 1117.167 | 29.2176 | 52.0473 | 0 | 0.5292 | -15.3611 | 8.626 | 3.074 | 0 | 1003.058 | 291.948 | -36.7811 | 8.385 | 6.38 | -1.72 | 13.0277 | 4.5701 | 44.4605 | 2025-11-01 | 2025_11_01 Hr 15 | 55.1893 | 0.000279 | -1003.058 | -369.2761 | 343.7082 | 873.1199 | 142.7465 | 12.7598 | 0 | 88.8392 | 155.3684 | 99.5006 | 22.0972 | 182.7729 | 281.7479 | 0 | 0 | 0 | 244.0449 | 0 | 142.457 | 0
2025_11_01 Hr 16 | 10.6465 | 0.00363 | 0.10237 | 3.5474 | 3.5621 | 3.5609 | 3.8089 | 3.8089 | 3.8089 | 55.0666 | -14.5 | 0.1104 | 73 | 0 | 91.3864 | 91.3864 | 281.7479 | 0 | 0.00615 | 0.074 | 0.02596 | 0 | 0 | 0.0705 | 0.2574 | 0 | 0 | 244.0449 | 0 | 0 | 0 | 0 | 14.0023 | 34.0595 | 0 | 0 | -317.2794 | 0.8541 | 11.3746 | 0.55 | -1 | -4.2 | 11.9121 | 0 | 0 | 15.0039 | 15.0039 | 15.0039 | 15.0039 | 17.4464 | 42.7518 | 0 | 0 | 7.9169 | 15.1379 | 0 | 73.4131 | 69.0439 | 7.953 | 1093.401 | 28.8723 | 51.4321 | 0 | 0.5292 | -10.6465 | 8.626 | 3.074 | 0 | 1011.25 | 267.1948 | -32.0665 | 8.385 | 6.38 | -1.72 | 12.8737 | 4.5161 | 44.0997 | 2025-11-01 | 2025_11_01 Hr 16 | 56.6551 | 2.4e-05 | -1011.25 | -317.2794 | 318.839 | 873.1199 | 123.8108 | 12.7598 | 0 | 87.6505 | 132.8564 | 98.3321 | 22.0972 | 182.7729 | 281.7479 | 0 | 0 | 0 | 244.0449 | 0 | 142.457 | 0
2025_11_01 Hr 17 | 4.0895 | 0.00339 | 0.095598 | 3.5474 | 3.5621 | 3.5609 | 3.8089 | 3.8089 | 3.8089 | 65.4724 | -14.5 | 0.1104 | 71 | 0 | 91.3864 | 91.3864 | 281.7479 | 0 | 0.00615 | 0.074 | 0.02596 | 0 | 0 | 0.0705 | 0.2574 | 0 | 0 | 244.0449 | 0 | 0 | 0 | 0 | 14.3876 | 34.9967 | 0 | 0 | -323.6599 | 0.8541 | 11.3746 | 0.55 | -1 | -4.2 | 11.9121 | 0 | 0 | 17.8391 | 17.8391 | 17.8391 | 17.8391 | 20.7431 | 45.7002 | 0 | 0 | 7.9169 | 15.1379 | 0 | 73.4131 | 69.0439 | 14.0262 | 1119.76 | 29.2565 | 52.1164 | 0 | 0.5292 | -4.0895 | 8.626 | 3.074 | 0 | 1039.55 | 268.959 | -25.5095 | 8.385 | 6.38 | -1.72 | 13.045 | 4.5762 | 45.3008 | 2025-11-01 | 2025_11_01 Hr 17 | 57.507 | -5.7e-05 | -1039.55 | -323.6599 | 346.5048 | 873.1199 | 130.8254 | 12.7598 | 0 | 88.9729 | 157.8999 | 99.632 | 22.0972 | 182.7729 | 281.7479 | 0 | 0 | 0 | 244.0449 | 0 | 142.457 | 0
2025_11_01 Hr 18 | 0.52072 | 0.00132 | 0.037224 | 3.5474 | 3.5621 | 3.5609 | 3.8089 | 3.8089 | 3.8089 | 86.2464 | -14.5 | 0.1104 | 72 | 0 | 91.3864 | 91.3864 | 281.7479 | 0 | 0.00615 | 0.074 | 0.02596 | 0 | 0 | 0.0705 | 0.2574 | 0 | 0 | 244.0449 | 0 | 0 | 0 | 0 | 15.1568 | 36.8676 | 0 | 0 | -350.3448 | 0.8541 | 11.3746 | 0.55 | -1 | -4.2 | 11.9121 | 0 | 0 | 23.4993 | 23.4993 | 23.4993 | 23.4993 | 27.3248 | 45.7002 | 0 | 0 | 7.9169 | 15.1379 | 0 | 73.4131 | 69.0439 | 31.9566 | 1172.339 | 30.0234 | 53.4826 | 0 | 0.5292 | -0.52072 | 8.626 | 3.074 | 0 | 1086.967 | 286.9136 | -21.9407 | 8.385 | 6.38 | -1.72 | 13.387 | 4.6961 | 47.5236 | 2025-11-01 | 2025_11_01 Hr 18 | 59.4224 | -0.00027 | -1086.967 | -350.3448 | 401.7365 | 873.1199 | 149.6953 | 12.7598 | 0 | 91.613 | 207.8964 | 102.2271 | 22.0972 | 182.7729 | 281.7479 | 0 | 0 | 0 | 244.0449 | 0 | 142.457 | 0
2025_11_01 Hr 19 | 0 | 0.000975 | 0.027495 | 3.5474 | 3.5621 | 3.5609 | 3.8089 | 3.8089 | 3.8089 | 113.4065 | -14.5 | 0.1104 | 67 | 0 | 91.3864 | 91.3864 | 281.7479 | 0 | 0.00615 | 0.074 | 0.02596 | 0 | 0 | 0.0705 | 0.2574 | 0 | 0 | 244.0449 | 0 | 0 | 0 | 0 | 16.1624 | 39.3137 | 0 | 0 | -393.3908 | 0.8541 | 11.3746 | 0.55 | -1 | -4.2 | 11.9121 | 0 | 0 | 30.8996 | 30.8996 | 30.8996 | 30.8996 | 35.9298 | 45.7002 | 0 | 0 | 7.9169 | 15.1379 | 0 | 73.4131 | 69.0439 | 37.8852 | 1241.147 | 31.0261 | 55.2688 | 0 | 0.5292 | 0 | 8.626 | 3.074 | 0 | 1117.05 | 290.7139 | -21.42 | 8.385 | 6.38 | -1.72 | 13.8341 | 4.853 | 49.2775 | 2025-11-01 | 2025_11_01 Hr 19 | 57.4331 | -4.6e-05 | -1117.05 | -393.3908 | 473.9472 | 873.1199 | 150.6139 | 12.7598 | 0 | 95.0648 | 273.2626 | 105.6199 | 22.0972 | 182.7729 | 281.7479 | 0 | 0 | 0 | 244.0449 | 0 | 142.457 | 0
2025_11_01 Hr 20 | 0 | 4.5e-05 | 0.001269 | 3.5474 | 3.5621 | 3.5609 | 3.8089 | 3.8089 | 3.8089 | 94.2854 | -14.5 | 0.1104 | 59 | 0 | 91.3864 | 91.3864 | 281.7479 | 0 | 0.00615 | 0.074 | 0.02596 | 0 | 0 | 0.0705 | 0.2574 | 0 | 0 | 244.0449 | 0 | 0 | 0 | 0 | 15.4545 | 37.5916 | 0 | 0 | -356.4025 | 0.8541 | 11.3746 | 0.55 | -1 | -4.2 | 11.9121 | 0 | 0 | 25.6897 | 25.6897 | 25.6897 | 25.6897 | 29.8718 | 42.7518 | 0 | 0 | 7.9169 | 15.1379 | 0 | 73.4131 | 69.0439 | 39.9096 | 1192.672 | 30.3202 | 54.0113 | 0 | 0.5292 | 0 | 8.626 | 3.074 | 0 | 1094.25 | 279.4005 | -21.42 | 8.385 | 6.38 | -1.72 | 13.5193 | 4.7426 | 47.8908 | 2025-11-01 | 2025_11_01 Hr 20 | 57.1005 | -5.8e-05 | -1094.25 | -356.4025 | 423.11 | 873.1199 | 141.6627 | 12.7598 | 0 | 92.6347 | 227.244 | 103.2313 | 22.0972 | 182.7729 | 281.7479 | 0 | 0 | 0 | 244.0449 | 0 | 142.457 | 0
2025_11_01 Hr 21 | 0 | 0 | 0 | 3.5474 | 3.5621 | 3.5609 | 3.8089 | 3.8089 | 3.8089 | 89.7024 | -14.5 | 0.1104 | 50 | 0 | 91.3864 | 91.3864 | 281.7479 | 0 | 0.00615 | 0.074 | 0.02596 | 0 | 0 | 0.0705 | 0.2574 | 0 | 0 | 244.0449 | 0 | 0 | 0 | 0 | 15.2848 | 37.1789 | 0 | 0 | -349.066 | 0.8541 | 11.3746 | 0.55 | -1 | -4.2 | 11.9121 | 0 | 0 | 24.441 | 24.441 | 24.441 | 24.441 | 28.4198 | 38.7504 | 0 | 0 | 7.9169 | 15.1379 | 0 | 73.4131 | 69.0439 | 35.8608 | 1181.058 | 30.151 | 53.7099 | 0 | 0.5292 | 0 | 8.626 | 3.074 | 0 | 1072.35 | 261.7777 | -21.42 | 8.385 | 6.38 | -1.72 | 13.4439 | 4.7161 | 46.9298 | 2025-11-01 | 2025_11_01 Hr 21 | 51.9765 | -1.7e-05 | -1072.35 | -349.066 | 410.9251 | 873.1199 | 124.6112 | 12.7598 | 0 | 92.0523 | 216.2141 | 102.6588 | 22.0972 | 182.7729 | 281.7479 | 0 | 0 | 0 | 244.0449 | 0 | 142.457 | 0
2025_11_01 Hr 22 | 0 | 0 | 0 | 3.5474 | 3.5621 | 3.5609 | 3.8089 | 3.8089 | 3.8089 | 80.7993 | -14.5 | 0.1104 | 62 | 0 | 91.3864 | 91.3864 | 281.7479 | 0 | 0.00615 | 0.074 | 0.02596 | 0 | 0 | 0.0705 | 0.2574 | 0 | 0 | 244.0449 | 0 | 0 | 0 | 0 | 14.9551 | 36.377 | 0 | 0 | -380.2828 | 0.8541 | 11.3746 | 0.55 | -1 | -4.2 | 11.9121 | 0 | 0 | 22.0152 | 22.0152 | 22.0152 | 22.0152 | 25.5991 | 28.8522 | 0 | 0 | 7.9169 | 15.1379 | 0 | 73.4131 | 69.0439 | 45.8382 | 1158.5 | 29.8223 | 53.1244 | 0 | 0.5292 | 0 | 8.626 | 3.074 | 0 | 1029.542 | 272.7447 | -21.42 | 8.385 | 6.38 | -1.72 | 13.2973 | 4.6647 | 45.6508 | 2025-11-01 | 2025_11_01 Hr 22 | 49.6423 | -0.000336 | -1029.542 | -380.2828 | 387.2544 | 873.1199 | 136.6904 | 12.7598 | 0 | 90.9208 | 194.787 | 101.5466 | 22.0972 | 182.7729 | 281.7479 | 0 | 0 | 0 | 244.0449 | 0 | 142.457 | 0
2025_11_01 Hr 23 | 0 | 0 | 0 | 3.5474 | 3.5621 | 3.5609 | 3.8089 | 3.8089 | 3.8089 | 59.3116 | 0 | 0.1104 | 63 | 0 | 91.3864 | 91.3864 | 283.5925 | 0 | 0.00615 | 0.074 | 0.02596 | 0 | 0 | 0.0705 | 0.2574 | 0 | 0 | 245.025 | 0 | 0 | 0 | 0 | 14.1595 | 34.4418 | 0 | 0 | -408.3079 | 0.8541 | 11.3746 | 0.55 | -1 | -4.2 | 11.9121 | 0 | 0 | 16.1605 | 16.1605 | 16.1605 | 16.1605 | 18.7913 | 28.8522 | 0 | 0 | 7.9169 | 15.1379 | 0 | 74.1091 | 69.6985 | 41.934 | 1108.23 | 29.029 | 51.7113 | 0 | 0.5292 | 0 | 8.626 | 3.074 | 0 | 960.1583 | 267.1563 | -6.92 | 8.385 | 6.38 | -1.72 | 12.9436 | 4.5406 | 43.2807 | 2025-11-01 | 2025_11_01 Hr 23 | 56.778 | 9e-06 | -960.1583 | -408.3079 | 344.625 | 877.2952 | 133.7862 | 12.7598 | 0 | 88.1899 | 143.0727 | 113.3624 | 22.0972 | 182.7729 | 283.5925 | 0 | 0 | 0 | 245.025 | 0 | 143.8077 | 0
2025_11_01 Hr 24 | 0 | 0 | 0 | 3.5474 | 3.5621 | 3.5609 | 3.8089 | 3.8089 | 3.8089 | 39.1011 | 0 | 0.1104 | 68 | 0 | 91.3864 | 91.3864 | 283.5925 | 0 | 0.00615 | 0.074 | 0.02596 | 0 | 0 | 0.0705 | 0.2574 | 0 | 0 | 245.025 | 0 | 0 | 0 | 0 | 13.4112 | 32.6216 | 0 | 0 | -413.555 | 0.8541 | 11.3746 | 0.55 | -1 | -4.2 | 11.9121 | 0 | 0 | 10.6538 | 10.6538 | 10.6538 | 10.6538 | 12.3881 | 34.749 | 0 | 0 | 7.9169 | 15.1379 | 0 | 74.1091 | 69.6985 | 39.9096 | 1057.021 | 28.2829 | 50.3821 | 0 | 0.5292 | 0 | 8.626 | 3.074 | 0 | 910.05 | 273.504 | -6.92 | 8.385 | 6.38 | -1.72 | 12.6109 | 4.4239 | 41.3718 | 2025-11-01 | 2025_11_01 Hr 24 | 46.4063 | 4.3e-05 | -910.05 | -413.555 | 290.8914 | 877.2952 | 142.6586 | 12.7598 | 0 | 85.6214 | 94.4323 | 110.8377 | 22.0972 | 182.7729 | 283.5925 | 0 | 0 | 0 | 245.025 | 0 | 143.8077 | 0
2025_11_02 Hr 01 | 0 | 0 | 0 | 3.5474 | 3.5621 | 3.5609 | 3.8089 | 3.8089 | 3.8089 | 42.8492 | 0 | 0.1104 | 74 | 0 | 91.3864 | 91.3864 | 283.5925 | 0 | 0.00615 | 0.074 | 0.02596 | 0 | 0 | 0.0705 | 0.2574 | 0 | 0 | 245.025 | 0 | 0 | 0 | 0 | 13.646 | 33.1806 | 0 | 0 | -499.2203 | 0.8541 | 11.752 | 0.55 | -1 | -4.2 | 12.175 | 0 | 0 | 11.7725 | 11.7725 | 11.7725 | 11.7725 | 13.689 | 38.7504 | 0 | 0 | 8.156 | 15.0871 | 0 | 74.1091 | 69.6985 | 35.8608 | 1068.882 | 28.3652 | 50.6017 | 0 | 0.5292 | 0 | 8.626 | 3.074 | 0 | 842.5417 | 279.8001 | -6.92 | 9.0491 | 6.38 | -1.72 | 12.6625 | 4.4646 | 39.8342 | 2025-11-02 | 2025_11_02 Hr 01 | 47.5558 | 1.4e-05 | -842.5417 | -499.2203 | 303.0958 | 877.2952 | 148.6112 | 12.7598 | 0 | 87.9586 | 103.956 | 111.1812 | 22.0972 | 182.7729 | 283.5925 | 0 | 0 | 0 | 245.025 | 0 | 143.8077 | 0
2025_11_02 Hr 02 | 0 | 0 | 0 | 3.5474 | 3.5621 | 3.5609 | 3.8089 | 3.8089 | 3.8089 | 36.6934 | 0 | 0.1104 | 74 | 0 | 91.3864 | 91.3864 | 283.5925 | 0 | 0.00615 | 0.074 | 0.02596 | 0 | 0 | 0.0705 | 0.2574 | 0 | 0 | 245.025 | 0 | 0 | 0 | 0 | 13.3114 | 32.3671 | 0 | 0 | -487.6557 | 0.8541 | 11.752 | 0.55 | -1 | -4.2 | 12.175 | 0 | 0 | 9.363 | 9.363 | 9.363 | 9.363 | 10.8872 | 31.8006 | 0 | 0 | 8.156 | 15.0871 | 0 | 74.1091 | 69.6985 | 33.8364 | 1049.138 | 28.0341 | 50.011 | 0 | 0.5292 | 0 | 8.626 | 3.074 | 0 | 824.2667 | 269.7041 | -6.92 | 9.0491 | 6.38 | -1.72 | 12.5147 | 4.4125 | 38.9606 | 2025-11-02 | 2025_11_02 Hr 02 | 51.1099 | -5.2e-05 | -824.2667 | -487.6557 | 282.2303 | 877.2952 | 139.637 | 12.7598 | 0 | 86.8106 | 85.3604 | 110.0594 | 22.0972 | 182.7729 | 283.5925 | 0 | 0 | 0 | 245.025 | 0 | 143.8077 | 0
2025_11_02 Hr 03 | 0 | 0 | 0 | 3.5474 | 3.5621 | 3.5609 | 3.8089 | 3.8089 | 3.8089 | 37.2016 | 0 | 0.1104 | 75 | 0 | 91.3864 | 91.3864 | 283.5925 | 0 | 0.00615 | 0.074 | 0.02596 | 0 | 0 | 0.0705 | 0.2574 | 0 | 0 | 245.025 | 0 | 0 | 0 | 0 | 13.4324 | 32.6613 | 0 | 0 | -514.2812 | 0.8541 | 11.752 | 0.55 | -1 | -4.2 | 12.175 | 0 | 0 | 10.2345 | 10.2345 | 10.2345 | 10.2345 | 11.9006 | 28.8522 | 0 | 0 | 8.156 | 15.0871 | 0 | 74.1091 | 69.6985 | 31.9566 | 1054.561 | 28.1539 | 50.2246 | 0 | 0.5292 | 0 | 8.626 | 3.074 | 0 | 799.6417 | 266.2816 | -6.92 | 9.0491 | 6.38 | -1.72 | 12.5681 | 4.4314 | 38.3389 | 2025-11-02 | 2025_11_02 Hr 03 | 50.1586 | -1.5e-05 | -799.6417 | -514.2812 | 288.0591 | 877.2952 | 135.8088 | 12.7598 | 0 | 87.2258 | 90.3681 | 110.4651 | 22.0972 | 182.7729 | 283.5925 | 0 | 0 | 0 | 245.025 | 0 | 143.8077 | 0
2025_11_02 Hr 04 | 0 | 0 | 0 | 3.5474 | 3.5621 | 3.5609 | 3.8089 | 3.8089 | 3.8089 | 43.1127 | 0 | 0.1104 | 77 | 0 | 91.3864 | 91.3864 | 283.5925 | 0 | 0.00615 | 0.074 | 0.02596 | 0 | 0 | 0.0705 | 0.2574 | 0 | 0 | 245.025 | 0 | 0 | 0 | 0 | 13.6559 | 33.2048 | 0 | 0 | -529.9149 | 0.8541 | 11.752 | 0.55 | -1 | -4.2 | 12.175 | 0 | 0 | 11.8443 | 11.8443 | 11.8443 | 11.8443 | 13.7724 | 25.7985 | 0 | 0 | 8.156 | 15.0871 | 0 | 74.1091 | 69.6985 | 43.8138 | 1069.55 | 28.3751 | 50.6193 | 0 | 0.5292 | 0 | 8.626 | 3.074 | 0 | 810.55 | 277.8346 | -6.92 | 9.0491 | 6.38 | -1.72 | 12.6669 | 4.4662 | 38.9752 | 2025-11-02 | 2025_11_02 Hr 04 | 50.9315 | -5.6e-05 | -810.55 | -529.9149 | 303.7975 | 877.2952 | 146.6123 | 12.7598 | 0 | 87.9928 | 104.5901 | 111.2146 | 22.0972 | 182.7729 | 283.5925 | 0 | 0 | 0 | 245.025 | 0 | 143.8077 | 0
2025_11_02 Hr 05 | 0 | 0 | 0 | 3.5474 | 3.5621 | 3.5609 | 3.8089 | 3.8089 | 3.8089 | 53.0901 | 0 | 0.1104 | 86 | 0 | 91.3864 | 91.3864 | 283.5925 | 0 | 0.00615 | 0.074 | 0.02596 | 0 | 0 | 0.0705 | 0.2574 | 0 | 0 | 245.025 | 0 | 0 | 0 | 0 | 14.0332 | 34.1221 | 0 | 0 | -540.5209 | 0.8541 | 11.752 | 0.55 | -1 | -4.2 | 12.175 | 0 | 0 | 14.5614 | 14.5614 | 14.5614 | 14.5614 | 16.9319 | 27.7992 | 0 | 0 | 8.156 | 15.0871 | 0 | 74.1091 | 69.6985 | 47.8626 | 1094.85 | 28.7485 | 51.2854 | 0 | 0.5292 | 0 | 8.626 | 3.074 | 0 | 841.5583 | 294.149 | -6.92 | 9.0491 | 6.38 | -1.72 | 12.8336 | 4.5249 | 40.3388 | 2025-11-02 | 2025_11_02 Hr 05 | 51.024 | -2.5e-05 | -841.5583 | -540.5209 | 330.3624 | 877.2952 | 161.6618 | 12.7598 | 0 | 89.2874 | 128.5954 | 112.4795 | 22.0972 | 182.7729 | 283.5925 | 0 | 0 | 0 | 245.025 | 0 | 143.8077 | 0
2025_11_02 Hr 06 | 0 | 0 | 0 | 3.5474 | 3.5621 | 3.5609 | 3.8089 | 3.8089 | 3.8089 | 76.8851 | 0 | 0.1104 | 86 | 0 | 91.3864 | 91.3864 | 283.5925 | 0 | 0.00615 | 0.074 | 0.02596 | 0 | 0 | 0.0705 | 0.2574 | 0 | 0 | 245.025 | 0 | 0 | 0 | 0 | 14.933 | 36.31 | 0 | 0 | -580.4996 | 0.8541 | 11.752 | 0.55 | -1 | -4.2 | 12.175 | 0 | 0 | 21.0415 | 21.0415 | 21.0415 | 21.0415 | 24.4668 | 41.6988 | 0 | 0 | 8.156 | 15.0871 | 0 | 74.1091 | 69.6985 | 49.887 | 1155.188 | 29.639 | 52.874 | 0 | 0.5292 | 0 | 8.626 | 3.074 | 0 | 880.8583 | 313.0898 | -6.92 | 9.0491 | 6.38 | -1.72 | 13.2311 | 4.6651 | 42.4161 | 2025-11-02 | 2025_11_02 Hr 06 | 49.716 | -1.9e-05 | -880.8583 | -580.4996 | 393.7171 | 877.2952 | 177.5858 | 12.7598 | 0 | 92.375 | 185.8457 | 115.4963 | 22.0972 | 182.7729 | 283.5925 | 0 | 0 | 0 | 245.025 | 0 | 143.8077 | 0
2025_11_02 Hr 07 | 0 | 0 | 0 | 3.5474 | 3.5621 | 3.5609 | 3.8089 | 3.8089 | 3.8089 | 94.1289 | 0 | 0.1104 | 87 | 0 | 91.3864 | 91.3864 | 281.7479 | 0 | 0.00615 | 0.074 | 0.02596 | 0 | 0 | 0.0705 | 0.2574 | 0 | 0 | 244.0449 | 0 | 0 | 0 | 0 | 15.585 | 37.8954 | 0 | 0 | -553.6014 | 0.8541 | 11.752 | 0.55 | -1 | -4.2 | 12.175 | 0 | 0 | 25.7375 | 25.7375 | 25.7375 | 25.7375 | 29.9273 | 41.6988 | 0 | 0 | 8.156 | 15.0871 | 0 | 70.9856 | 66.7609 | 47.8626 | 1190.028 | 30.2843 | 54.0252 | 0 | 0.5292 | 0 | 8.626 | 3.074 | 0 | 943.7584 | 314.2517 | -6.92 | 9.0491 | 6.38 | -1.72 | 13.5192 | 4.7667 | 44.5451 | 2025-11-02 | 2025_11_02 Hr 07 | 48.3759 | -0.00016 | -943.7584 | -553.6014 | 439.6291 | 868.4093 | 176.5614 | 12.7598 | 0 | 94.6125 | 227.334 | 117.6826 | 22.0972 | 182.7729 | 281.7479 | 0 | 0 | 0 | 244.0449 | 0 | 137.7464 | 0
2025_11_02 Hr 08 | 3.0994 | 0 | 0 | 3.5474 | 3.5621 | 3.5609 | 3.8089 | 3.8089 | 3.8089 | 110.2809 | 0 | 0.1104 | 82 | 0 | 91.3864 | 91.3864 | 281.7479 | 0 | 0.00615 | 0.074 | 0.02596 | 0 | 0 | 0.0705 | 0.2574 | 0 | 0 | 244.0449 | 0 | 0 | 0 | 0 | 16.1958 | 39.3805 | 0 | 0 | -537.9128 | 0.8541 | 11.752 | 0.55 | -1 | -4.2 | 12.175 | 0 | 0 | 30.1362 | 30.1362 | 30.1362 | 30.1362 | 35.042 | 48.6486 | 0 | 0 | 8.156 | 15.0871 | 0 | 66.5876 | 62.7232 | 45.8382 | 1222.55 | 30.8888 | 55.1035 | 0 | 0.5292 | -3.0994 | 8.626 | 3.074 | 0 | 993.9417 | 319.3243 | -10.0194 | 9.0491 | 6.38 | -1.72 | 13.789 | 4.8618 | 46.3196 | 2025-11-02 | 2025_11_02 Hr 08 | 43.2826 | -1e-06 | -993.9417 | -537.9128 | 482.6342 | 859.9737 | 176.4868 | 12.7598 | 0 | 96.7084 | 266.1955 | 119.7304 | 22.0972 | 182.7729 | 281.7479 | 0 | 0 | 0 | 244.0449 | 0 | 129.3108 | 0
2025_11_02 Hr 09 | 9.8488 | 0.00078 | 0.021996 | 3.5474 | 3.5621 | 3.5609 | 3.8089 | 3.8089 | 3.8089 | 119.4299 | 0 | 0.1104 | 79 | 0 | 91.3864 | 91.3864 | 281.7479 | 0 | 0.00615 | 0.074 | 0.02596 | 0 | 0 | 0.0705 | 0.2574 | 0 | 0 | 244.0449 | 0 | 0 | 0 | 0 | 16.5417 | 40.2217 | 0 | 0 | -547.0648 | 0.8541 | 11.752 | 0.55 | -1 | -4.2 | 12.175 | 0 | 0 | 32.6277 | 32.6277 | 32.6277 | 32.6277 | 37.9392 | 59.5998 | 0 | 0 | 8.156 | 15.0871 | 0 | 71.4427 | 67.2893 | 58.8522 | 1255.192 | 31.2312 | 55.7144 | 0 | 0.5292 | -9.8488 | 8.626 | 3.074 | 0 | 1039.558 | 348.1996 | -16.7688 | 9.0491 | 6.38 | -1.72 | 13.9419 | 4.9157 | 48.2407 | 2025-11-02 | 2025_11_02 Hr 09 | 42.5823 | 0.00027 | -1039.558 | -547.0648 | 506.9937 | 869.3948 | 197.4748 | 12.7598 | 0 | 97.8955 | 288.2078 | 120.8903 | 22.0972 | 182.7729 | 281.7479 | 0 | 0 | 0 | 244.0449 | 0 | 138.732 | 0
2025_11_02 Hr 10 | 11.3994 | 0.00378 | 0.1066 | 3.5474 | 3.5621 | 3.5609 | 3.8089 | 3.8089 | 3.8089 | 118.9404 | 0 | 0.1104 | 67 | 0 | 91.3864 | 91.3864 | 281.7479 | 0 | 0.00615 | 0.074 | 0.02596 | 0 | 0 | 0.0705 | 0.2574 | 0 | 0 | 244.0449 | 0 | 0 | 0 | 0 | 16.5232 | 40.1767 | 0 | 0 | -502.7712 | 0.8541 | 11.752 | 0.55 | -1 | -4.2 | 12.175 | 0 | 0 | 32.4944 | 32.4944 | 32.4944 | 32.4944 | 37.7842 | 61.6005 | 0 | 0 | 8.156 | 15.0871 | 0 | 68.5589 | 64.4778 | 58.8522 | 1248.34 | 31.2129 | 55.6817 | 0 | 0.5292 | -11.3994 | 8.626 | 3.074 | 0 | 1066.942 | 339.6918 | -18.3194 | 9.0491 | 6.38 | -1.72 | 13.9337 | 4.9128 | 48.7388 | 2025-11-02 | 2025_11_02 Hr 10 | 44.1017 | -0.000338 | -1066.942 | -502.7712 | 505.6904 | 863.6995 | 187.5631 | 12.7598 | 0 | 97.832 | 287.0302 | 120.8283 | 22.0972 | 182.7729 | 281.7479 | 0 | 0 | 0 | 244.0449 | 0 | 133.0367 | 0
2025_11_02 Hr 11 | 10.3712 | 0.007065 | 0.19923 | 3.5474 | 0 | 0 | 0 | 0 | 0 | 106.5158 | 0 | 0.1104 | 63 | 0 | 91.3864 | 91.3864 | 281.7479 | 0 | 0.00615 | 0.074 | 0.02596 | 0 | 0 | 0.0705 | 0.2574 | 0 | 0 | 244.0449 | 0 | 0 | 0 | 0 | 16.0534 | 39.0343 | 0 | 0 | -446.3394 | 0.8541 | 11.752 | 0.6 | -1 | -4.2 | 12.175 | 0 | 0 | 29.1108 | 29.1108 | 29.1108 | 29.1108 | 33.8498 | 55.5984 | 0 | 0 | 8.156 | 15.0871 | 0 | 72.1993 | 67.9024 | 46.8504 | 1205.443 | 30.7479 | 54.8522 | 0 | 0.5292 | -10.3712 | 8.626 | 3.074 | 0 | 1056.9 | 315.0878 | -17.2912 | 9.0491 | 6.38 | -1.72 | 13.7262 | 4.8396 | 47.6005 | 2025-11-02 | 2025_11_02 Hr 11 | 45.892 | -7.2831e-14 | -1056.9 | -446.3394 | 472.6097 | 852.2148 | 165.6551 | 12.7598 | 0 | 96.2198 | 257.1368 | 119.253 | 3.5474 | 182.7729 | 281.7479 | 0 | 0 | 0 | 244.0449 | 0 | 140.1017 | 0
2025_11_02 Hr 12 | 13.4706 | 0.009195 | 0.2593 | 3.5474 | 0 | 0 | 0 | 0 | 0 | 92.7735 | 0 | 0.1104 | 66 | 0 | 91.3864 | 91.3864 | 281.7479 | 0 | 0.00615 | 0.074 | 0.02596 | 0 | 0 | 0.0705 | 0.2574 | 0 | 0 | 244.0449 | 0 | 0 | 0 | 0 | 15.5338 | 37.7708 | 0 | 0 | -414.4842 | 0.8541 | 11.752 | 0.6 | -1 | -4.2 | 12.175 | 0 | 0 | 25.3684 | 25.3684 | 25.3684 | 25.3684 | 29.4981 | 50.6493 | 0 | 0 | 8.156 | 15.0871 | 0 | 72.0998 | 67.8742 | 50.8992 | 1170.528 | 30.2336 | 53.9347 | 0 | 0.5292 | -13.4706 | 8.626 | 3.074 | 0 | 1054.2 | 318.5468 | -20.3906 | 9.0491 | 6.38 | -1.72 | 13.4966 | 4.7587 | 47.0748 | 2025-11-02 | 2025_11_02 Hr 12 | 43.4609 | -3e-06 | -1054.2 | -414.4842 | 436.0204 | 852.087 | 167.817 | 12.7598 | 0 | 94.4367 | 224.073 | 117.5107 | 3.5474 | 182.7729 | 281.7479 | 0 | 0 | 0 | 244.0449 | 0 | 139.974 | 0
2025_11_02 Hr 13 | 12.4408 | 0.009045 | 0.25507 | 0 | 0 | 0 | 0 | 0 | 0 | 72.8941 | 0 | 0.1104 | 69 | 0 | 91.3864 | 91.3864 | 281.7479 | 0 | 0.00615 | 0.074 | 0.02596 | 0 | 0 | 0.0705 | 0.2574 | 0 | 0 | 244.0449 | 0 | 0 | 0 | 0 | 14.7821 | 35.943 | 0 | 0 | -393.7038 | 0.8541 | 11.752 | 0.61 | -1 | -4.2 | 12.175 | 0 | 0 | 19.9546 | 19.9546 | 19.9546 | 19.9546 | 23.2031 | 58.6521 | 0 | 0 | 8.156 | 15.0871 | 0 | 73.4131 | 69.0439 | 55.8156 | 1119.051 | 29.4896 | 52.6075 | 0 | 0.5292 | -12.4408 | 8.626 | 3.074 | 0 | 1036.902 | 330.9156 | -19.3608 | 9.0491 | 6.38 | -1.72 | 13.1645 | 4.6416 | 46.1187 | 2025-11-02 | 2025_11_02 Hr 13 | 40.6055 | -0.000369 | -1036.902 | -393.7038 | 383.0911 | 851.0227 | 183.7318 | 12.7598 | 0 | 91.8572 | 176.2436 | 114.9904 | 0 | 182.7729 | 281.7479 | 0 | 0 | 0 | 244.0449 | 0 | 142.457 | 0
2025_11_02 Hr 14 | 13.9914 | 0.007875 | 0.22207 | 0 | 0 | 0 | 0 | 0 | 0 | 69.0914 | 0 | 0.1104 | 61 | 0 | 91.3864 | 91.3864 | 281.7479 | 0 | 0.00615 | 0.074 | 0.02596 | 0 | 0 | 0.0705 | 0.2574 | 0 | 0 | 244.0449 | 0 | 0 | 0 | 0 | 14.6383 | 35.5934 | 0 | 0 | -391.3183 | 0.8541 | 11.752 | 0.61 | -1 | -4.2 | 12.175 | 0 | 0 | 18.919 | 18.919 | 18.919 | 18.919 | 21.9989 | 61.6005 | 0 | 0 | 8.156 | 15.0871 | 0 | 71.7435 | 67.3739 | 40.9218 | 1106.036 | 29.3473 | 52.3537 | 0 | 0.5292 | -13.9914 | 8.626 | 3.074 | 0 | 1005.843 | 312.0375 | -20.9114 | 9.0491 | 6.38 | -1.72 | 13.1009 | 4.6192 | 44.8613 | 2025-11-02 | 2025_11_02 Hr 14 | 43.2744 | 0.000277 | -1005.843 | -391.3183 | 372.9664 | 847.6831 | 163.7523 | 12.7598 | 0 | 91.3637 | 167.0944 | 114.5082 | 0 | 182.7729 | 281.7479 | 0 | 0 | 0 | 244.0449 | 0 | 139.1174 | 0
2025_11_02 Hr 15 | 14.9018 | 0.00861 | 0.2428 | 0 | 0.59368 | 0.59391 | 0.63482 | 0.63482 | 0.63482 | 66.6442 | 0 | 0.1104 | 51 | 0 | 91.3864 | 91.3864 | 281.7479 | 0 | 0.00615 | 0.074 | 0.02596 | 0 | 0 | 0.0705 | 0.2574 | 0 | 0 | 244.0449 | 0 | 0 | 0 | 0 | 14.5457 | 35.3684 | 0 | 0 | -374.1814 | 0.8541 | 11.752 | 0.60083 | -1 | -4.2 | 12.175 | 0 | 0 | 18.2526 | 18.2526 | 18.2526 | 18.2526 | 21.2239 | 65.6019 | 0 | 0 | 8.156 | 15.0871 | 0 | 69.0147 | 65.0063 | 31.9566 | 1097.846 | 29.2557 | 52.1903 | 0 | 0.5292 | -14.9018 | 8.626 | 3.074 | 0 | 999.5175 | 297.6746 | -21.8218 | 9.0491 | 6.38 | -1.72 | 13.06 | 4.6048 | 44.386 | 2025-11-02 | 2025_11_02 Hr 15 | 46.9474 | 9.1e-06 | -999.5175 | -374.1814 | 366.4505 | 845.6787 | 148.8099 | 12.7598 | 0 | 91.0462 | 161.2063 | 114.198 | 3.092 | 182.7729 | 281.7479 | 0 | 0 | 0 | 244.0449 | 0 | 134.021 | 0
2025_11_02 Hr 16 | 10.6465 | 0.009525 | 0.2686 | 0 | 3.5621 | 3.5609 | 3.8089 | 3.8089 | 3.8089 | 71.8776 | 0 | 0.1104 | 40 | 0 | 91.3864 | 91.3864 | 281.7479 | 0 | 0.00615 | 0.074 | 0.02596 | 0 | 0 | 0.0705 | 0.2574 | 0 | 0 | 244.0449 | 0 | 0 | 0 | 0 | 14.7436 | 35.8495 | 0 | 0 | -369.187 | 0.8541 | 11.752 | 0.56 | -1 | -4.2 | 12.175 | 0 | 0 | 19.6778 | 19.6778 | 19.6778 | 19.6778 | 22.8812 | 67.4973 | 0 | 0 | 8.156 | 15.0871 | 0 | 73.4131 | 69.0439 | 19.9548 | 1135.036 | 29.4516 | 52.5397 | 0 | 0.5292 | -10.6465 | 8.626 | 3.074 | 0 | 1021.26 | 272.9773 | -17.5665 | 9.0491 | 6.38 | -1.72 | 13.1475 | 4.6356 | 45.178 | 2025-11-02 | 2025_11_02 Hr 16 | 47.1059 | -3.3e-05 | -1021.26 | -369.187 | 380.3845 | 869.5724 | 127.7302 | 12.7598 | 0 | 91.7253 | 173.7978 | 114.8615 | 18.5497 | 182.7729 | 281.7479 | 0 | 0 | 0 | 244.0449 | 0 | 142.457 | 0
2025_11_02 Hr 17 | 3.5339 | 0.00708 | 0.19966 | 3.5474 | 3.5621 | 3.5609 | 3.8089 | 3.8089 | 3.8089 | 102.2237 | 0 | 0.1104 | 29 | 0 | 91.3864 | 91.3864 | 281.7479 | 0 | 0.00615 | 0.074 | 0.02596 | 0 | 0 | 0.0705 | 0.2574 | 0 | 0 | 244.0449 | 0 | 0 | 0 | 0 | 15.8911 | 38.6397 | 0 | 0 | -391.4331 | 0.8541 | 11.752 | 0.55 | -1 | -4.2 | 12.175 | 0 | 0 | 27.9419 | 27.9419 | 27.9419 | 27.9419 | 32.4906 | 61.6005 | 0 | 0 | 8.156 | 15.0871 | 0 | 73.4131 | 69.0439 | 15.906 | 1215.465 | 30.5873 | 54.5656 | 0 | 0.5292 | -3.5339 | 8.626 | 3.074 | 0 | 1062.342 | 248.7641 | -10.4539 | 9.0491 | 6.38 | -1.72 | 13.6544 | 4.8144 | 47.0922 | 2025-11-02 | 2025_11_02 Hr 17 | 50.2868 | -0.000419 | -1062.342 | -391.4331 | 461.1818 | 873.1199 | 106.7132 | 12.7598 | 0 | 95.6629 | 246.81 | 118.7088 | 22.0972 | 182.7729 | 281.7479 | 0 | 0 | 0 | 244.0449 | 0 | 142.457 | 0
2025_11_02 Hr 18 | 0 | 0.00462 | 0.13028 | 3.5474 | 3.5621 | 3.5609 | 3.8089 | 3.8089 | 3.8089 | 128.1648 | 0 | 0.1104 | 37 | 0 | 91.3864 | 91.3864 | 281.7479 | 0 | 0.00615 | 0.074 | 0.02596 | 0 | 0 | 0.0705 | 0.2574 | 0 | 0 | 244.0449 | 0 | 0 | 0 | 0 | 16.872 | 41.0248 | 0 | 0 | -429.0452 | 0.8541 | 11.752 | 0.55 | -1 | -4.2 | 12.175 | 0 | 0 | 35.0065 | 35.0065 | 35.0065 | 35.0065 | 40.7052 | 64.5489 | 0 | 0 | 8.156 | 15.0871 | 0 | 73.4131 | 69.0439 | 10.9896 | 1281.175 | 31.5581 | 56.2975 | 0 | 0.5292 | 0 | 8.626 | 3.074 | 0 | 1099.758 | 254.5486 | -6.92 | 9.0491 | 6.38 | -1.72 | 14.0878 | 4.9672 | 49.0641 | 2025-11-02 | 2025_11_02 Hr 18 | 54.1052 | 0.000335 | -1099.758 | -429.0452 | 530.2504 | 873.1199 | 112.6734 | 12.7598 | 0 | 99.0289 | 309.2238 | 121.9977 | 22.0972 | 182.7729 | 281.7479 | 0 | 0 | 0 | 244.0449 | 0 | 142.457 | 0
2025_11_02 Hr 19 | 0 | 0.002205 | 0.062181 | 3.5474 | 3.5621 | 3.5609 | 0 | 0 | 0 | 121.1242 | 0 | 0.1104 | 35 | 0 | 91.3864 | 91.3864 | 281.7479 | 0 | 0.00615 | 0.074 | 0.02596 | 0 | 0 | 0.0705 | 0.2574 | 0 | 0 | 244.0449 | 0 | 0 | 0 | 0 | 16.6058 | 40.3775 | 0 | 0 | -428.0461 | 0.8541 | 11.752 | 0.58 | -1 | -4.2 | 12.175 | 0 | 0 | 33.0891 | 33.0891 | 33.0891 | 33.0891 | 38.4757 | 70.551 | 0 | 0 | 8.156 | 15.0871 | 0 | 73.4131 | 69.0439 | 7.953 | 1251.827 | 31.2946 | 55.8275 | 0 | 0.5292 | 0 | 8.626 | 3.074 | 0 | 1071.48 | 254.619 | -6.92 | 9.0491 | 6.38 | -1.72 | 13.9702 | 4.9257 | 47.9351 | 2025-11-02 | 2025_11_02 Hr 19 | 53.0217 | -2.2e-05 | -1071.48 | -428.0461 | 511.5047 | 861.6932 | 113.5684 | 12.7598 | 0 | 98.1154 | 292.2842 | 121.1051 | 10.6705 | 182.7729 | 281.7479 | 0 | 0 | 0 | 244.0449 | 0 | 142.457 | 0
2025_11_02 Hr 20 | 0 | 0.000135 | 0.003807 | 3.5474 | 3.5621 | 3.5609 | 0 | 0 | 0 | 105.7628 | 0 | 0.1104 | 28 | 0 | 91.3864 | 91.3864 | 281.7479 | 0 | 0.00615 | 0.074 | 0.02596 | 0 | 0 | 0.0705 | 0.2574 | 0 | 0 | 244.0449 | 0 | 0 | 0 | 0 | 16.0249 | 38.9651 | 0 | 0 | -412.7972 | 0.8541 | 11.752 | 0.58 | -1 | -4.2 | 12.175 | 0 | 0 | 28.9058 | 28.9058 | 28.9058 | 28.9058 | 33.6114 | 68.5503 | 0 | 0 | 8.156 | 15.0871 | 0 | 73.4131 | 69.0439 | 8.9652 | 1212.816 | 30.7197 | 54.8019 | 0 | 0.5292 | 0 | 8.626 | 3.074 | 0 | 1037.78 | 244.6809 | -6.92 | 9.0491 | 6.38 | -1.72 | 13.7136 | 4.8352 | 46.4042 | 2025-11-02 | 2025_11_02 Hr 20 | 50.2075 | -2.1e-05 | -1037.78 | -412.7972 | 470.6048 | 861.6932 | 105.5194 | 12.7598 | 0 | 96.1221 | 255.3251 | 119.1576 | 10.6705 | 182.7729 | 281.7479 | 0 | 0 | 0 | 244.0449 | 0 | 142.457 | 0
2025_11_02 Hr 21 | 0 | 0 | 0 | 3.5474 | 3.5621 | 3.5609 | 0 | 0 | 0 | 92.0581 | 0 | 0.1104 | 21 | 0 | 91.3864 | 91.3864 | 281.7479 | 0 | 0.00615 | 0.074 | 0.02596 | 0 | 0 | 0.0705 | 0.2574 | 0 | 0 | 244.0449 | 0 | 0 | 0 | 0 | 15.5067 | 37.705 | 0 | 0 | -398.9102 | 0.8541 | 11.752 | 0.58 | -1 | -4.2 | 12.175 | 0 | 0 | 25.1736 | 25.1736 | 25.1736 | 25.1736 | 29.2716 | 48.6486 | 0 | 0 | 8.156 | 15.0871 | 0 | 73.4131 | 69.0439 | 10.9896 | 1178.061 | 30.2068 | 53.887 | 0 | 0.5292 | 0 | 8.626 | 3.074 | 0 | 990.2967 | 218.0659 | -6.92 | 9.0491 | 6.38 | -1.72 | 13.4846 | 4.7545 | 44.3471 | 2025-11-02 | 2025_11_02 Hr 21 | 49.7781 | -2.3e-05 | -990.2967 | -398.9102 | 434.1157 | 861.6932 | 80.6382 | 12.7598 | 0 | 94.3438 | 222.3518 | 117.42 | 10.6705 | 182.7729 | 281.7479 | 0 | 0 | 0 | 244.0449 | 0 | 142.457 | 0
2025_11_02 Hr 22 | 0 | 0 | 0 | 3.5474 | 3.5621 | 3.5609 | 0 | 0 | 0 | 64.5357 | 0 | 0.1104 | 8 | 0 | 91.3864 | 91.3864 | 281.7479 | 0 | 0.00615 | 0.074 | 0.02596 | 0 | 0 | 0.0705 | 0.2574 | 0 | 0 | 244.0449 | 0 | 0 | 0 | 0 | 14.466 | 35.1745 | 0 | 0 | -369.2365 | 0.8541 | 11.752 | 0.58 | -1 | -4.2 | 12.175 | 0 | 0 | 17.6784 | 17.6784 | 17.6784 | 17.6784 | 20.5563 | 50.6493 | 0 | 0 | 8.156 | 15.0871 | 0 | 73.4131 | 69.0439 | 9.9774 | 1108.271 | 29.1768 | 52.0495 | 0 | 0.5292 | 0 | 8.626 | 3.074 | 0 | 934.68 | 202.5651 | -6.92 | 9.0491 | 6.38 | -1.72 | 13.0248 | 4.5924 | 41.7613 | 2025-11-02 | 2025_11_02 Hr 22 | 52.0771 | -2e-05 | -934.68 | -369.2365 | 360.8368 | 861.6932 | 68.6267 | 12.7598 | 0 | 90.7726 | 156.1335 | 113.9307 | 10.6705 | 182.7729 | 281.7479 | 0 | 0 | 0 | 244.0449 | 0 | 142.457 | 0
2025_11_02 Hr 23 | 0 | 0 | 0 | 3.5474 | 3.5621 | 3.5609 | 3.8089 | 3.8089 | 3.8089 | 42.9245 | 0 | 0.1104 | 10 | 0 | 91.3864 | 91.3864 | 283.5925 | 0 | 0.00615 | 0.074 | 0.02596 | 0 | 0 | 0.0705 | 0.2574 | 0 | 0 | 245.025 | 0 | 0 | 0 | 0 | 13.6488 | 33.1875 | 0 | 0 | -394.6997 | 0.8541 | 11.752 | 0.55 | -1 | -4.2 | 12.175 | 0 | 0 | 11.793 | 11.793 | 11.793 | 11.793 | 13.7128 | 50.6493 | 0 | 0 | 8.156 | 15.0871 | 0 | 74.1091 | 69.6985 | 6.9408 | 1069.073 | 28.3681 | 50.6067 | 0 | 0.5292 | 0 | 8.626 | 3.074 | 0 | 866.2416 | 198.7885 | -6.92 | 9.0491 | 6.38 | -1.72 | 12.6638 | 4.4651 | 39.3944 | 2025-11-02 | 2025_11_02 Hr 23 | 58.7862 | 9.5e-05 | -866.2416 | -394.6997 | 303.2963 | 877.2952 | 67.5901 | 12.7598 | 0 | 87.9684 | 104.1372 | 111.1907 | 22.0972 | 182.7729 | 283.5925 | 0 | 0 | 0 | 245.025 | 0 | 143.8077 | 0
2025_11_02 Hr 24 | 0 | 0 | 0 | 3.5474 | 3.5621 | 3.5609 | 3.8089 | 3.8089 | 3.8089 | 36.6934 | 0 | 0.1104 | 29 | 0 | 91.3864 | 91.3864 | 283.5925 | 0 | 0.00615 | 0.074 | 0.02596 | 0 | 0 | 0.0705 | 0.2574 | 0 | 0 | 245.025 | 0 | 0 | 0 | 0 | 13.1705 | 32.0243 | 0 | 0 | -411.1192 | 0.8541 | 11.752 | 0.55 | -1 | -4.2 | 12.175 | 0 | 0 | 8.3479 | 8.3479 | 8.3479 | 8.3479 | 9.7069 | 62.5482 | 0 | 0 | 8.156 | 15.0871 | 0 | 74.1091 | 69.6985 | 6.9408 | 1043.414 | 27.8946 | 49.7621 | 0 | 0.5292 | 0 | 8.626 | 3.074 | 0 | 853.4583 | 228.0836 | -6.92 | 9.0491 | 6.38 | -1.72 | 12.4524 | 4.3905 | 39.1058 | 2025-11-02 | 2025_11_02 Hr 24 | 56.5335 | 2e-06 | -853.4583 | -411.1192 | 276.0335 | 877.2952 | 98.489 | 12.7598 | 0 | 86.3269 | 80.1197 | 109.5868 | 22.0972 | 182.7729 | 283.5925 | 0 | 0 | 0 | 245.025 | 0 | 143.8077 | 0
2025_11_03 Hr 01 | 0 | 0 | 0 | 3.5474 | 3.5621 | 3.5609 | 3.8089 | 3.8089 | 3.8089 | 36.6934 | 0 | 0.1104 | 49 | 0 | 91.3864 | 91.3864 | 283.5925 | 0 | 0.00615 | 0.074 | 0.02596 | 0 | 0 | 0.0705 | 0.2574 | 0 | 0 | 245.025 | 0 | 0 | 0 | 0 | 12.8607 | 31.2599 | 0 | 0 | -481.0454 | 0.8541 | 12.1295 | 0.55 | -1 | -4.2 | 12.4379 | 0 | 0 | 5.8292 | 5.8292 | 5.8292 | 5.8292 | 6.7781 | 61.6005 | 0 | 0 | 8.3952 | 15.512 | 0 | 74.1091 | 69.6985 | 7.953 | 1030.212 | 28.311 | 50.5753 | 0 | 0.5292 | 0 | 8.626 | 3.074 | 0 | 792.3417 | 250.0951 | -6.92 | 9.0454 | 6.38 | -1.72 | 12.6527 | 4.483 | 37.6134 | 2025-11-03 | 2025_11_03 Hr 01 | 54.1017 | -3.7e-05 | -792.3417 | -481.0454 | 264.7785 | 877.2952 | 118.5535 | 12.7598 | 0 | 86.1284 | 67.1162 | 111.5339 | 22.0972 | 182.7729 | 283.5925 | 0 | 0 | 0 | 245.025 | 0 | 143.8077 | 0
2025_11_03 Hr 02 | 0 | 0 | 0 | 3.5474 | 3.5621 | 3.5609 | 3.8089 | 3.8089 | 3.8089 | 36.6934 | 0 | 0.1104 | 53 | 0 | 91.3864 | 91.3864 | 283.5925 | 0 | 0.00615 | 0.074 | 0.02596 | 0 | 0 | 0.0705 | 0.2574 | 0 | 0 | 245.025 | 0 | 0 | 0 | 0 | 12.8607 | 31.2599 | 0 | 0 | -496.2653 | 0.8541 | 12.1295 | 0.55 | -1 | -4.2 | 12.4379 | 0 | 0 | 5.8292 | 5.8292 | 5.8292 | 5.8292 | 6.7781 | 61.6005 | 0 | 0 | 8.3952 | 15.512 | 0 | 74.1091 | 69.6985 | 10.9896 | 1030.212 | 28.311 | 50.5753 | 0 | 0.5292 | 0 | 8.626 | 3.074 | 0 | 784.1583 | 257.1317 | -6.92 | 9.0454 | 6.38 | -1.72 | 12.6527 | 4.483 | 37.4907 | 2025-11-03 | 2025_11_03 Hr 02 | 54.1017 | 6.3e-05 | -784.1583 | -496.2653 | 264.7785 | 877.2952 | 125.5901 | 12.7598 | 0 | 86.1284 | 67.1162 | 111.5339 | 22.0972 | 182.7729 | 283.5925 | 0 | 0 | 0 | 245.025 | 0 | 143.8077 | 0
2025_11_03 Hr 03 | 0 | 0 | 0 | 3.5474 | 3.5621 | 3.5609 | 3.8089 | 3.8089 | 3.8089 | 36.6934 | 0 | 0.1104 | 53 | 0 | 91.3864 | 91.3864 | 283.5925 | 0 | 0.00615 | 0.074 | 0.02596 | 0 | 0 | 0.0705 | 0.2574 | 0 | 0 | 245.025 | 0 | 0 | 0 | 0 | 12.872 | 31.2873 | 0 | 0 | -496.6136 | 0.8541 | 12.1295 | 0.55 | -1 | -4.2 | 12.4379 | 0 | 0 | 5.9114 | 5.9114 | 5.9114 | 5.9114 | 6.8737 | 51.7023 | 0 | 0 | 8.3952 | 15.512 | 0 | 74.1091 | 69.6985 | 18.9426 | 1030.675 | 28.3224 | 50.5957 | 0 | 0.5292 | 0 | 8.626 | 3.074 | 0 | 782.3666 | 255.2253 | -6.92 | 9.0454 | 6.38 | -1.72 | 12.6578 | 4.4848 | 37.4245 | 2025-11-03 | 2025_11_03 Hr 03 | 54.1017 | 6.7e-05 | -782.3666 | -496.6136 | 265.2803 | 877.2952 | 123.6449 | 12.7598 | 0 | 86.1672 | 67.5404 | 111.5727 | 22.0972 | 182.7729 | 283.5925 | 0 | 0 | 0 | 245.025 | 0 | 143.8077 | 0
2025_11_03 Hr 04 | 0 | 0 | 0 | 3.5474 | 3.5621 | 3.5609 | 3.8089 | 3.8089 | 3.8089 | 36.6934 | 0 | 0.1104 | 57 | 0 | 91.3864 | 91.3864 | 283.5925 | 0 | 0.00615 | 0.074 | 0.02596 | 0 | 0 | 0.0705 | 0.2574 | 0 | 0 | 245.025 | 0 | 0 | 0 | 0 | 12.8847 | 31.3182 | 0 | 0 | -465.3422 | 0.8541 | 12.1295 | 0.55 | -1 | -4.2 | 12.4379 | 0 | 0 | 6.0038 | 6.0038 | 6.0038 | 6.0038 | 6.9812 | 36.7497 | 0 | 0 | 8.3952 | 15.512 | 0 | 74.1091 | 69.6985 | 18.9426 | 1031.196 | 28.3353 | 50.6187 | 0 | 0.5292 | 0 | 8.626 | 3.074 | 0 | 803.25 | 244.3164 | -6.92 | 9.0454 | 6.38 | -1.72 | 12.6635 | 4.4869 | 37.8374 | 2025-11-03 | 2025_11_03 Hr 04 | 54.1017 | -6e-06 | -803.25 | -465.3422 | 265.8449 | 877.2952 | 112.6923 | 12.7598 | 0 | 86.2108 | 68.0177 | 111.6164 | 22.0972 | 182.7729 | 283.5925 | 0 | 0 | 0 | 245.025 | 0 | 143.8077 | 0
2025_11_03 Hr 05 | 0 | 0 | 0 | 3.5474 | 3.5621 | 3.5609 | 3.8089 | 3.8089 | 3.8089 | 39.8474 | 0 | 0.1104 | 60 | 0 | 91.3864 | 91.3864 | 283.5925 | 0 | 0.00615 | 0.074 | 0.02596 | 0 | 0 | 0.0705 | 0.2574 | 0 | 0 | 245.025 | 0 | 0 | 0 | 0 | 13.6727 | 33.2336 | 0 | 0 | -437.7846 | 0.8541 | 12.1295 | 0.55 | -1 | -4.2 | 12.4379 | 0 | 0 | 11.7351 | 11.7351 | 11.7351 | 11.7351 | 13.6454 | 34.749 | 0 | 0 | 8.3952 | 15.512 | 0 | 74.1091 | 69.6985 | 17.9304 | 1066.642 | 29.1339 | 52.0454 | 0 | 0.5292 | 0 | 8.626 | 3.074 | 0 | 868.95 | 247.0121 | -6.92 | 9.0454 | 6.38 | -1.72 | 13.0204 | 4.6133 | 40.0682 | 2025-11-03 | 2025_11_03 Hr 05 | 58.2702 | 3e-05 | -868.95 | -437.7846 | 304.0002 | 877.2952 | 112.6794 | 12.7598 | 0 | 88.9141 | 100.761 | 114.325 | 22.0972 | 182.7729 | 283.5925 | 0 | 0 | 0 | 245.025 | 0 | 143.8077 | 0
2025_11_03 Hr 06 | 0 | 0 | 0 | 3.5474 | 3.5621 | 3.5609 | 3.8089 | 3.8089 | 3.8089 | 78.7896 | 0 | 0.1104 | 57 | 0 | 91.3864 | 91.3864 | 283.5925 | 0 | 0.00615 | 0.074 | 0.02596 | 0 | 0 | 0.0705 | 0.2574 | 0 | 0 | 245.025 | 0 | 0 | 0 | 0 | 15.1301 | 36.7759 | 0 | 0 | -422.5635 | 0.8541 | 12.1295 | 0.55 | -1 | -4.2 | 12.4379 | 0 | 0 | 22.3348 | 22.3348 | 22.3348 | 22.3348 | 25.9708 | 31.8006 | 0 | 0 | 8.3952 | 15.512 | 0 | 74.1091 | 69.6985 | 8.9652 | 1165.309 | 30.6109 | 54.6839 | 0 | 0.5292 | 0 | 8.626 | 3.074 | 0 | 972.9333 | 237.108 | -6.92 | 9.0454 | 6.38 | -1.72 | 13.6805 | 4.8472 | 43.9725 | 2025-11-03 | 2025_11_03 Hr 06 | 70.1084 | 3.1e-05 | -972.9333 | -422.5635 | 407.676 | 877.2952 | 97.7658 | 12.7598 | 0 | 93.9138 | 194.4276 | 119.3345 | 22.0972 | 182.7729 | 283.5925 | 0 | 0 | 0 | 245.025 | 0 | 143.8077 | 0
2025_11_03 Hr 07 | 0 | 0 | 0 | 3.5474 | 3.5621 | 3.5609 | 3.8089 | 3.8089 | 3.8089 | 119.8826 | -14.5 | 0.1104 | 65 | 0 | 91.3864 | 91.3864 | 281.7479 | 0 | 0.00615 | 0.074 | 0.02596 | 0 | 0 | 0.0705 | 0.2574 | 0 | 0 | 244.0449 | 0 | 0 | 0 | 0 | 16.6679 | 40.5139 | 0 | 0 | -411.2824 | 0.8541 | 12.1295 | 0.55 | -1 | -4.2 | 12.4379 | 0 | 0 | 33.5201 | 33.5201 | 33.5201 | 33.5201 | 38.9768 | 38.7504 | 0 | 0 | 8.3952 | 15.512 | 0 | 73.4131 | 69.0439 | 6.9408 | 1265.249 | 32.1695 | 57.4682 | 0 | 0.5292 | 0 | 8.626 | 3.074 | 0 | 1087.867 | 255.3196 | -21.42 | 9.0454 | 6.38 | -1.72 | 14.3771 | 5.094 | 48.361 | 2025-11-03 | 2025_11_03 Hr 07 | 62.0023 | -0.00041 | -1087.867 | -411.2824 | 502.5781 | 873.1199 | 110.6912 | 12.7598 | 0 | 99.1897 | 293.2677 | 110.1207 | 22.0972 | 182.7729 | 281.7479 | 0 | 0 | 0 | 244.0449 | 0 | 142.457 | 0
2025_11_03 Hr 08 | 3.6185 | 0 | 0 | 3.5474 | 3.5621 | 3.5609 | 3.8089 | 3.8089 | 3.8089 | 138.7877 | -14.5 | 0.1104 | 69 | 0 | 91.3864 | 91.3864 | 281.7479 | 0 | 0.00615 | 0.074 | 0.02596 | 0 | 0 | 0.0705 | 0.2574 | 0 | 0 | 244.0449 | 0 | 0 | 0 | 0 | 17.3754 | 42.2336 | 0 | 0 | -406.2492 | 0.8541 | 12.1295 | 0.55 | -1 | -4.2 | 12.4379 | 0 | 0 | 38.6659 | 38.6659 | 38.6659 | 38.6659 | 44.9604 | 51.7023 | 0 | 0 | 8.3952 | 15.512 | 0 | 73.4131 | 69.0439 | 4.9164 | 1313.149 | 32.8865 | 58.7491 | 0 | 0.5292 | -3.6185 | 8.626 | 3.074 | 0 | 1158.158 | 276.2976 | -25.0385 | 9.0454 | 6.38 | -1.72 | 14.6975 | 5.2076 | 51.0694 | 2025-11-03 | 2025_11_03 Hr 08 | 66.2272 | 0.000351 | -1158.158 | -406.2492 | 552.9092 | 873.1199 | 125.6187 | 12.7598 | 0 | 101.6169 | 338.7396 | 112.5527 | 22.0972 | 182.7729 | 281.7479 | 0 | 0 | 0 | 244.0449 | 0 | 142.457 | 0
2025_11_03 Hr 09 | 7.7792 | 6e-05 | 0.001692 | 3.5474 | 3.5621 | 3.5609 | 3.8089 | 3.8089 | 3.8089 | 129.354 | -14.5 | 0.1104 | 69 | 0 | 91.3864 | 91.3864 | 281.7479 | 0 | 0.00615 | 0.074 | 0.02596 | 0 | 0 | 0.0705 | 0.2574 | 0 | 0 | 244.0449 | 0 | 0 | 0 | 0 | 17.0224 | 41.3755 | 0 | 0 | -381.4538 | 0.8541 | 12.1295 | 0.55 | -1 | -4.2 | 12.4379 | 0 | 0 | 36.0981 | 36.0981 | 36.0981 | 36.0981 | 41.9746 | 45.7002 | 0 | 0 | 8.3952 | 15.512 | 0 | 73.4131 | 69.0439 | 3.0366 | 1289.248 | 32.5287 | 58.1099 | 0 | 0.5292 | -7.7792 | 8.626 | 3.074 | 0 | 1149.958 | 271.3629 | -29.1992 | 9.0454 | 6.38 | -1.72 | 14.5376 | 5.1509 | 50.4195 | 2025-11-03 | 2025_11_03 Hr 09 | 58.7013 | 0.000286 | -1149.958 | -381.4538 | 527.7939 | 873.1199 | 117.7386 | 12.7598 | 0 | 100.4057 | 316.049 | 111.3391 | 22.0972 | 182.7729 | 281.7479 | 0 | 0 | 0 | 244.0449 | 0 | 142.457 | 0
2025_11_03 Hr 10 | 9.3281 | 0.000825 | 0.023265 | 3.5474 | 3.5621 | 3.5609 | 3.8089 | 3.8089 | 3.8089 | 113.5809 | -14.5 | 0.1104 | 78 | 0 | 91.3864 | 91.3864 | 281.7479 | 0 | 0.00615 | 0.074 | 0.02596 | 0 | 0 | 0.0705 | 0.2574 | 0 | 0 | 244.0449 | 0 | 0 | 0 | 0 | 16.4321 | 39.9407 | 0 | 0 | -313.2897 | 0.8541 | 12.1295 | 0.55 | -1 | -4.2 | 12.4379 | 0 | 0 | 31.8048 | 31.8048 | 31.8048 | 31.8048 | 36.9823 | 39.6981 | 0 | 0 | 8.3952 | 15.512 | 0 | 73.4131 | 69.0439 | 3.0366 | 1249.306 | 31.9305 | 57.0412 | 0 | 0.5292 | -9.3281 | 8.626 | 3.074 | 0 | 1179.15 | 273.8814 | -30.7481 | 9.0454 | 6.38 | -1.72 | 14.2703 | 5.0562 | 50.6749 | 2025-11-03 | 2025_11_03 Hr 10 | 62.5443 | -0.000107 | -1179.15 | -313.2897 | 485.8011 | 873.1199 | 120.7588 | 12.7598 | 0 | 98.3806 | 278.1104 | 109.3101 | 22.0972 | 182.7729 | 281.7479 | 0 | 0 | 0 | 244.0449 | 0 | 142.457 | 0
2025_11_03 Hr 11 | 8.3 | 0.00243 | 0.068526 | 3.5474 | 3.5621 | 3.5609 | 3.8089 | 3.8089 | 3.8089 | 96.7135 | -14.5 | 0.1104 | 71 | 0 | 91.3864 | 91.3864 | 281.7479 | 0 | 0.00615 | 0.074 | 0.02596 | 0 | 0 | 0.0705 | 0.2574 | 0 | 0 | 244.0449 | 0 | 0 | 0 | 0 | 15.8008 | 38.4064 | 0 | 0 | -293.0632 | 0.8541 | 12.1295 | 0.55 | -1 | -4.2 | 12.4379 | 0 | 0 | 27.2136 | 27.2136 | 27.2136 | 27.2136 | 31.6438 | 44.6472 | 0 | 0 | 8.3952 | 15.512 | 0 | 73.4131 | 69.0439 | 5.9286 | 1206.615 | 31.2907 | 55.8984 | 0 | 0.5292 | -8.3 | 8.626 | 3.074 | 0 | 1155.358 | 271.5262 | -29.72 | 9.0454 | 6.38 | -1.72 | 13.9844 | 4.9549 | 49.4696 | 2025-11-03 | 2025_11_03 Hr 11 | 53.5095 | 0.000296 | -1155.358 | -293.0632 | 440.8951 | 873.1199 | 121.6468 | 12.7598 | 0 | 96.2151 | 237.5397 | 107.1403 | 22.0972 | 182.7729 | 281.7479 | 0 | 0 | 0 | 244.0449 | 0 | 142.457 | 0
2025_11_03 Hr 12 | 9.3314 | 0.006 | 0.1692 | 3.5474 | 3.5621 | 3.5609 | 3.8089 | 3.8089 | 3.8089 | 86.5629 | -14.5 | 0.1104 | 65 | 0 | 91.3864 | 91.3864 | 281.7479 | 0 | 0.00615 | 0.074 | 0.02596 | 0 | 0 | 0.0705 | 0.2574 | 0 | 0 | 244.0449 | 0 | 0 | 0 | 0 | 15.421 | 37.483 | 0 | 0 | -284.6901 | 0.8541 | 12.1295 | 0.55 | -1 | -4.2 | 12.4379 | 0 | 0 | 24.4507 | 24.4507 | 24.4507 | 24.4507 | 28.431 | 45.7002 | 0 | 0 | 8.3952 | 15.512 | 0 | 73.4131 | 69.0439 | 13.014 | 1180.998 | 30.9057 | 55.2106 | 0 | 0.5292 | -9.3314 | 8.626 | 3.074 | 0 | 1138.95 | 273.3939 | -30.7514 | 9.0454 | 6.38 | -1.72 | 13.8123 | 4.8939 | 48.7117 | 2025-11-03 | 2025_11_03 Hr 12 | 59.0893 | -3e-06 | -1138.95 | -284.6901 | 413.871 | 873.1199 | 123.8894 | 12.7598 | 0 | 94.9118 | 213.1247 | 105.8345 | 22.0972 | 182.7729 | 281.7479 | 0 | 0 | 0 | 244.0449 | 0 | 142.457 | 0
2025_11_03 Hr 13 | 8.819 | 0.00846 | 0.23857 | 3.5474 | 3.5621 | 3.5609 | 3.8089 | 3.8089 | 3.8089 | 76.9406 | -14.5 | 0.1104 | 63 | 0 | 91.3864 | 91.3864 | 281.7479 | 0 | 0.00615 | 0.074 | 0.02596 | 0 | 0 | 0.0705 | 0.2574 | 0 | 0 | 244.0449 | 0 | 0 | 0 | 0 | 15.0609 | 36.6077 | 0 | 0 | -282.804 | 0.8541 | 12.1295 | 0.55 | -1 | -4.2 | 12.4379 | 0 | 0 | 21.8316 | 21.8316 | 21.8316 | 21.8316 | 25.3855 | 42.7518 | 0 | 0 | 8.3952 | 15.512 | 0 | 73.4131 | 69.0439 | 17.9304 | 1156.687 | 30.5408 | 54.5586 | 0 | 0.5292 | -8.819 | 8.626 | 3.074 | 0 | 1115.258 | 271.6141 | -30.239 | 9.0454 | 6.38 | -1.72 | 13.6492 | 4.8361 | 47.7517 | 2025-11-03 | 2025_11_03 Hr 13 | 55.2333 | 0.000358 | -1115.258 | -282.804 | 388.2534 | 873.1199 | 123.9292 | 12.7598 | 0 | 93.6765 | 189.9803 | 104.5967 | 22.0972 | 182.7729 | 281.7479 | 0 | 0 | 0 | 244.0449 | 0 | 142.457 | 0
2025_11_03 Hr 14 | 8.8223 | 0.00717 | 0.20219 | 3.5474 | 3.5621 | 3.5609 | 3.8089 | 3.8089 | 3.8089 | 74.752 | -14.5 | 0.1104 | 62 | 0 | 91.3864 | 91.3864 | 281.7479 | 0 | 0.00615 | 0.074 | 0.02596 | 0 | 0 | 0.0705 | 0.2574 | 0 | 0 | 244.0449 | 0 | 0 | 0 | 0 | 14.9789 | 36.4086 | 0 | 0 | -265.4424 | 0.8541 | 12.1295 | 0.55 | -1 | -4.2 | 12.4379 | 0 | 0 | 21.2358 | 21.2358 | 21.2358 | 21.2358 | 24.6928 | 33.8013 | 0 | 0 | 8.3952 | 15.512 | 0 | 73.4131 | 69.0439 | 20.967 | 1151.106 | 30.4578 | 54.4104 | 0 | 0.5292 | -8.8223 | 8.626 | 3.074 | 0 | 1119.842 | 264.4207 | -30.2423 | 9.0454 | 6.38 | -1.72 | 13.6121 | 4.823 | 47.7042 | 2025-11-03 | 2025_11_03 Hr 14 | 53.6874 | -0.000355 | -1119.842 | -265.4424 | 382.4267 | 873.1199 | 116.9777 | 12.7598 | 0 | 93.3955 | 184.7161 | 104.3151 | 22.0972 | 182.7729 | 281.7479 | 0 | 0 | 0 | 244.0449 | 0 | 142.457 | 0
2025_11_03 Hr 15 | 6.7478 | 0.007095 | 0.20008 | 3.5474 | 3.5621 | 3.5609 | 3.8089 | 3.8089 | 3.8089 | 68.7899 | -14.5 | 0.1104 | 62 | 0 | 91.3864 | 91.3864 | 281.7479 | 0 | 0.00615 | 0.074 | 0.02596 | 0 | 0 | 0.0705 | 0.2574 | 0 | 0 | 244.0449 | 0 | 0 | 0 | 0 | 14.7558 | 35.8663 | 0 | 0 | -267.8159 | 0.8541 | 12.1295 | 0.55 | -1 | -4.2 | 12.4379 | 0 | 0 | 19.613 | 19.613 | 19.613 | 19.613 | 22.8058 | 28.8522 | 0 | 0 | 8.3952 | 15.512 | 0 | 73.4131 | 69.0439 | 36.873 | 1135.998 | 30.2316 | 54.0064 | 0 | 0.5292 | -6.7478 | 8.626 | 3.074 | 0 | 1112.55 | 272.5359 | -28.1678 | 9.0454 | 6.38 | -1.72 | 13.511 | 4.7872 | 47.4476 | 2025-11-03 | 2025_11_03 Hr 15 | 53.8168 | 5.5067e-14 | -1112.55 | -267.8159 | 366.5539 | 873.1199 | 127.9324 | 12.7598 | 0 | 92.63 | 170.3757 | 103.5482 | 22.0972 | 182.7729 | 281.7479 | 0 | 0 | 0 | 244.0449 | 0 | 142.457 | 0
2025_11_03 Hr 16 | 2.5887 | 0.005325 | 0.15016 | 3.5474 | 3.5621 | 3.5609 | 3.8089 | 3.8089 | 3.8089 | 68.4503 | -14.5 | 0.1104 | 56 | 0 | 91.3864 | 91.3864 | 281.7479 | 0 | 0.00615 | 0.074 | 0.02596 | 0 | 0 | 0.0705 | 0.2574 | 0 | 0 | 244.0449 | 0 | 0 | 0 | 0 | 14.7431 | 35.8354 | 0 | 0 | -267.6407 | 0.8541 | 12.1295 | 0.55 | -1 | -4.2 | 12.4379 | 0 | 0 | 19.5206 | 19.5206 | 19.5206 | 19.5206 | 22.6983 | 25.7985 | 0 | 0 | 8.3952 | 15.512 | 0 | 73.4131 | 69.0439 | 55.8156 | 1135.087 | 30.2188 | 53.9834 | 0 | 0.5292 | -2.5887 | 8.626 | 3.074 | 0 | 1121.658 | 278.2203 | -24.0087 | 9.0454 | 6.38 | -1.72 | 13.5053 | 4.7851 | 47.8048 | 2025-11-03 | 2025_11_03 Hr 16 | 58.3988 | 0.000245 | -1121.658 | -267.6407 | 365.6497 | 873.1199 | 137.7696 | 12.7598 | 0 | 92.5864 | 169.5588 | 103.5045 | 22.0972 | 182.7729 | 281.7479 | 0 | 0 | 0 | 244.0449 | 0 | 142.457 | 0
2025_11_03 Hr 17 | 0 | 0.00702 | 0.19796 | 3.5474 | 3.5621 | 3.5609 | 3.8089 | 3.8089 | 3.8089 | 89.0157 | -14.5 | 0.1104 | 58 | 0 | 91.3864 | 91.3864 | 281.7479 | 0 | 0.00615 | 0.074 | 0.02596 | 0 | 0 | 0.0705 | 0.2574 | 0 | 0 | 244.0449 | 0 | 0 | 0 | 0 | 15.5128 | 37.7061 | 0 | 0 | -248.9163 | 0.8541 | 12.1295 | 0.55 | -1 | -4.2 | 12.4379 | 0 | 0 | 25.1183 | 25.1183 | 25.1183 | 25.1183 | 29.2074 | 18.8487 | 0 | 0 | 8.3952 | 15.512 | 0 | 73.4131 | 69.0439 | 52.9236 | 1187.241 | 30.9988 | 55.3768 | 0 | 0.5292 | 0 | 8.626 | 3.074 | 0 | 1187.342 | 270.437 | -21.42 | 9.0454 | 6.38 | -1.72 | 13.8539 | 4.9086 | 50.1512 | 2025-11-03 | 2025_11_03 Hr 17 | 60.772 | -0.000359 | -1187.342 | -248.9163 | 420.401 | 873.1199 | 129.9773 | 12.7598 | 0 | 95.2267 | 219.0242 | 106.15 | 22.0972 | 182.7729 | 281.7479 | 0 | 0 | 0 | 244.0449 | 0 | 142.457 | 0
2025_11_03 Hr 18 | 0 | 0.006045 | 0.17047 | 3.5474 | 3.5621 | 3.5609 | 3.8089 | 3.8089 | 3.8089 | 124.1089 | -14.5 | 0.1104 | 66 | 0 | 91.3864 | 91.3864 | 281.7479 | 0 | 0.00615 | 0.074 | 0.02596 | 0 | 0 | 0.0705 | 0.2574 | 0 | 0 | 244.0449 | 0 | 0 | 0 | 0 | 16.8261 | 40.8984 | 0 | 0 | -308.5602 | 0.8541 | 12.1295 | 0.55 | -1 | -4.2 | 12.4379 | 0 | 0 | 34.6705 | 34.6705 | 34.6705 | 34.6705 | 40.3145 | 21.9024 | 0 | 0 | 8.3952 | 15.512 | 0 | 73.4131 | 69.0439 | 40.9218 | 1276.128 | 32.3298 | 57.7545 | 0 | 0.5292 | 0 | 8.626 | 3.074 | 0 | 1220.15 | 274.0023 | -21.42 | 9.0454 | 6.38 | -1.72 | 14.4487 | 5.1194 | 52.2311 | 2025-11-03 | 2025_11_03 Hr 18 | 72.0486 | -1.4e-05 | -1220.15 | -308.5602 | 513.8298 | 873.1199 | 129.0007 | 12.7598 | 0 | 99.7323 | 303.4331 | 110.6644 | 22.0972 | 182.7729 | 281.7479 | 0 | 0 | 0 | 244.0449 | 0 | 142.457 | 0
2025_11_03 Hr 19 | 0 | 0.00261 | 0.073602 | 3.5474 | 3.5621 | 3.5609 | 3.8089 | 3.8089 | 3.8089 | 116.2224 | -14.5 | 0.1104 | 68 | 0 | 91.3864 | 91.3864 | 281.7479 | 0 | 0.00615 | 0.074 | 0.02596 | 0 | 0 | 0.0705 | 0.2574 | 0 | 0 | 244.0449 | 0 | 0 | 0 | 0 | 16.5309 | 40.181 | 0 | 0 | -318.6928 | 0.8541 | 12.1295 | 0.55 | -1 | -4.2 | 12.4379 | 0 | 0 | 32.5238 | 32.5238 | 32.5238 | 32.5238 | 37.8184 | 27.7992 | 0 | 0 | 8.3952 | 15.512 | 0 | 73.4131 | 69.0439 | 47.8626 | 1256.049 | 32.0307 | 57.2202 | 0 | 0.5292 | 0 | 8.626 | 3.074 | 0 | 1203.758 | 287.822 | -21.42 | 9.0454 | 6.38 | -1.72 | 14.315 | 5.072 | 51.7174 | 2025-11-03 | 2025_11_03 Hr 19 | 72.6891 | 0.000359 | -1203.758 | -318.6928 | 492.8335 | 873.1199 | 143.738 | 12.7598 | 0 | 98.7198 | 284.4638 | 109.6499 | 22.0972 | 182.7729 | 281.7479 | 0 | 0 | 0 | 244.0449 | 0 | 142.457 | 0
2025_11_03 Hr 20 | 0 | 0.000225 | 0.006345 | 3.5474 | 3.5621 | 3.5609 | 3.8089 | 3.8089 | 3.8089 | 115.4677 | -14.5 | 0.1104 | 68 | 0 | 91.3864 | 91.3864 | 281.7479 | 0 | 0.00615 | 0.074 | 0.02596 | 0 | 0 | 0.0705 | 0.2574 | 0 | 0 | 244.0449 | 0 | 0 | 0 | 0 | 16.5027 | 40.1123 | 0 | 0 | -352.7481 | 0.8541 | 12.1295 | 0.55 | -1 | -4.2 | 12.4379 | 0 | 0 | 32.3184 | 32.3184 | 32.3184 | 32.3184 | 37.5795 | 31.8006 | 0 | 0 | 8.3952 | 15.512 | 0 | 73.4131 | 69.0439 | 49.887 | 1254.07 | 32.002 | 57.169 | 0 | 0.5292 | 0 | 8.626 | 3.074 | 0 | 1173.65 | 293.7483 | -21.42 | 9.0454 | 6.38 | -1.72 | 14.3023 | 5.0675 | 50.977 | 2025-11-03 | 2025_11_03 Hr 20 | 72.4366 | 4e-06 | -1173.65 | -352.7481 | 490.8243 | 873.1199 | 149.6942 | 12.7598 | 0 | 98.6229 | 282.6486 | 109.5528 | 22.0972 | 182.7729 | 281.7479 | 0 | 0 | 0 | 244.0449 | 0 | 142.457 | 0
2025_11_03 Hr 21 | 0 | 0 | 0 | 3.5474 | 3.5621 | 3.5609 | 3.8089 | 3.8089 | 3.8089 | 93.2797 | -14.5 | 0.1104 | 63 | 0 | 91.3864 | 91.3864 | 281.7479 | 0 | 0.00615 | 0.074 | 0.02596 | 0 | 0 | 0.0705 | 0.2574 | 0 | 0 | 244.0449 | 0 | 0 | 0 | 0 | 15.6723 | 38.094 | 0 | 0 | -361.161 | 0.8541 | 12.1295 | 0.55 | -1 | -4.2 | 12.4379 | 0 | 0 | 26.279 | 26.279 | 26.279 | 26.279 | 30.5569 | 33.8013 | 0 | 0 | 8.3952 | 15.512 | 0 | 73.4131 | 69.0439 | 63.7686 | 1197.847 | 31.1605 | 55.6657 | 0 | 0.5292 | 0 | 8.626 | 3.074 | 0 | 1117.042 | 301.7762 | -21.42 | 9.0454 | 6.38 | -1.72 | 13.9262 | 4.9342 | 48.8531 | 2025-11-03 | 2025_11_03 Hr 21 | 66.5057 | -0.000314 | -1117.042 | -361.161 | 431.7531 | 873.1199 | 160.5699 | 12.7598 | 0 | 95.7742 | 229.2804 | 106.6985 | 22.0972 | 182.7729 | 281.7479 | 0 | 0 | 0 | 244.0449 | 0 | 142.457 | 0
2025_11_03 Hr 22 | 0 | 0 | 0 | 3.5474 | 3.5621 | 3.5609 | 3.8089 | 3.8089 | 3.8089 | 79.9971 | -14.5 | 0.1104 | 59 | 0 | 91.3864 | 91.3864 | 281.7479 | 0 | 0.00615 | 0.074 | 0.02596 | 0 | 0 | 0.0705 | 0.2574 | 0 | 7.2612 | 244.0449 | 0 | 0 | 0 | 0 | 15.1752 | 36.8858 | 0 | 0 | -381.1958 | 0.8541 | 12.1295 | 0.55 | -1 | -4.2 | 12.4379 | 0 | 0 | 22.6635 | 22.6635 | 22.6635 | 22.6635 | 26.3529 | 31.8006 | 0 | 0 | 8.3952 | 15.512 | 0 | 73.4131 | 69.0439 | 66.8052 | 1171.454 | 30.6567 | 54.7657 | 0 | 0.5292 | 0 | 8.626 | 3.074 | 0 | 1065.942 | 297.1034 | -21.42 | 9.0454 | 6.38 | -1.72 | 13.701 | 4.8545 | 47.0996 | 2025-11-03 | 2025_11_03 Hr 22 | 63.2108 | -0.000318 | -1065.942 | -381.1958 | 396.3908 | 880.3811 | 157.6058 | 12.7598 | 0 | 94.0689 | 197.332 | 104.9899 | 22.0972 | 182.7729 | 281.7479 | 0 | 7.2612 | 0 | 244.0449 | 0 | 142.457 | 0
2025_11_03 Hr 23 | 0 | 0 | 0 | 3.5474 | 3.5621 | 3.5609 | 3.8089 | 3.8089 | 3.8089 | 39.3946 | 0 | 0.1104 | 57 | 0 | 91.3864 | 91.3864 | 283.5925 | 0 | 0.00615 | 0.074 | 0.02596 | 0 | 0 | 0.0705 | 0.2574 | 0 | 7.2612 | 245.025 | 0 | 0 | 0 | 0 | 13.6557 | 33.1924 | 0 | 0 | -346.2259 | 0.8541 | 12.1295 | 0.55 | -1 | -4.2 | 12.4379 | 0 | 0 | 11.6118 | 11.6118 | 11.6118 | 11.6118 | 13.5021 | 30.7476 | 0 | 0 | 8.3952 | 15.512 | 0 | 74.1091 | 69.6985 | 67.8174 | 1072.756 | 29.1167 | 52.0147 | 0 | 0.5292 | 0 | 8.626 | 3.074 | 0 | 1009.45 | 289.8395 | -6.92 | 9.0454 | 6.38 | -1.72 | 13.0128 | 4.6106 | 44.4096 | 2025-11-03 | 2025_11_03 Hr 23 | 69.5535 | -2.7e-05 | -1009.45 | -346.2259 | 302.7946 | 884.5564 | 155.565 | 12.7598 | 0 | 88.856 | 99.6719 | 114.2668 | 22.0972 | 182.7729 | 283.5925 | 0 | 7.2612 | 0 | 245.025 | 0 | 143.8077 | 0
2025_11_03 Hr 24 | 0 | 0 | 0 | 3.5474 | 3.5621 | 3.5609 | 3.8089 | 3.8089 | 3.8089 | 36.6934 | 0 | 0.1104 | 48 | 0 | 91.3864 | 91.3864 | 283.5925 | 0 | 0.00615 | 0.074 | 0.02596 | 0 | 0 | 0.0705 | 0.2574 | 0 | 7.2612 | 245.025 | 0 | 0 | 0 | 0 | 13.362 | 32.4784 | 0 | 0 | -373.2156 | 0.8541 | 12.1295 | 0.55 | -1 | -4.2 | 12.4379 | 0 | 0 | 9.4754 | 9.4754 | 9.4754 | 9.4754 | 11.018 | 34.749 | 0 | 0 | 8.3952 | 15.512 | 0 | 74.1091 | 69.6985 | 70.854 | 1058.018 | 28.8191 | 51.4829 | 0 | 0.5292 | 0 | 8.626 | 3.074 | 0 | 964.75 | 286.8678 | -6.92 | 9.0454 | 6.38 | -1.72 | 12.8797 | 4.5635 | 43.0002 | 2025-11-03 | 2025_11_03 Hr 24 | 62.8813 | 4.2e-05 | -964.75 | -373.2156 | 287.0464 | 884.5564 | 153.603 | 12.7598 | 0 | 87.8483 | 85.941 | 113.2571 | 22.0972 | 182.7729 | 283.5925 | 0 | 7.2612 | 0 | 245.025 | 0 | 143.8077 | 0
2025_11_04 Hr 01 | 0 | 0 | 0 | 3.5474 | 3.5621 | 3.5609 | 3.8089 | 3.8089 | 3.8089 | 36.6934 | 0 | 0.1104 | 40 | 0 | 91.3864 | 91.3864 | 283.5925 | 0 | 0.00615 | 0.074 | 0.02596 | 0 | 0 | 0.0705 | 0.2574 | 0 | 7.2612 | 245.025 | 0 | 0 | 0 | 0 | 13.0876 | 31.7999 | 0 | 0 | -381.9184 | 0.8541 | 12.5069 | 0.55 | -1 | -4.2 | 12.7008 | 0 | 0 | 7.1714 | 7.1714 | 7.1714 | 7.1714 | 8.3388 | 34.749 | 0 | 0 | 8.6343 | 15.8778 | 0 | 74.1091 | 69.6985 | 67.8174 | 1046.045 | 29.1585 | 52.1596 | 0 | 0.5292 | 0 | 8.626 | 3.074 | 0 | 934.6667 | 277.4599 | -6.92 | 9.0416 | 6.38 | -1.72 | 13.0458 | 4.6441 | 41.9272 | 2025-11-04 | 2025_11_04 Hr 01 | 64.1629 | 4e-06 | -934.6667 | -381.9184 | 276.7025 | 884.5564 | 142.5664 | 12.7598 | 0 | 87.7712 | 74.0456 | 114.8857 | 22.0972 | 182.7729 | 283.5925 | 0 | 7.2612 | 0 | 245.025 | 0 | 143.8077 | 0
2025_11_04 Hr 02 | 0 | 0 | 0 | 3.5474 | 3.5621 | 3.5609 | 3.8089 | 3.8089 | 3.8089 | 36.6934 | 0 | 0.1104 | 31 | 0 | 91.3864 | 91.3864 | 283.5925 | 0 | 0.00615 | 0.074 | 0.02596 | 0 | 0 | 0.0705 | 0.2574 | 0 | 7.2612 | 245.025 | 0 | 0 | 0 | 0 | 13.1115 | 31.858 | 0 | 0 | -378.1312 | 0.8541 | 12.5069 | 0.55 | -1 | -4.2 | 12.7008 | 0 | 0 | 7.3463 | 7.3463 | 7.3463 | 7.3463 | 8.5422 | 31.8006 | 0 | 0 | 8.6343 | 15.8778 | 0 | 74.1091 | 69.6985 | 65.793 | 1047.03 | 29.1832 | 52.2037 | 0 | 0.5292 | 0 | 8.626 | 3.074 | 0 | 925.55 | 263.571 | -6.92 | 9.0416 | 6.38 | -1.72 | 13.0568 | 4.648 | 41.5175 | 2025-11-04 | 2025_11_04 Hr 02 | 67.2611 | 4.2e-05 | -925.55 | -378.1312 | 277.7714 | 884.5564 | 128.5936 | 12.7598 | 0 | 87.8532 | 74.9486 | 114.9696 | 22.0972 | 182.7729 | 283.5925 | 0 | 7.2612 | 0 | 245.025 | 0 | 143.8077 | 0
2025_11_04 Hr 03 | 0 | 0 | 0 | 3.5474 | 3.5621 | 3.5609 | 3.8089 | 3.8089 | 3.8089 | 36.6934 | 0 | 0.1104 | 20 | 0 | 91.3864 | 91.3864 | 283.5925 | 0 | 0.00615 | 0.074 | 0.02596 | 0 | 0 | 0.0705 | 0.2574 | 0 | 7.2612 | 245.025 | 0 | 0 | 0 | 0 | 13.141 | 31.9298 | 0 | 0 | -383.1576 | 0.8541 | 12.5069 | 0.55 | -1 | -4.2 | 12.7008 | 0 | 0 | 7.5623 | 7.5623 | 7.5623 | 7.5623 | 8.7934 | 41.6988 | 0 | 0 | 8.6343 | 15.8778 | 0 | 74.1091 | 69.6985 | 67.8174 | 1048.247 | 29.2137 | 52.2584 | 0 | 0.5292 | 0 | 8.626 | 3.074 | 0 | 922.7667 | 264.5972 | -6.92 | 9.0416 | 6.38 | -1.72 | 13.0705 | 4.6529 | 41.4738 | 2025-11-04 | 2025_11_04 Hr 03 | 58.3296 | 5e-06 | -922.7667 | -383.1576 | 279.0919 | 884.5564 | 129.5162 | 12.7598 | 0 | 87.9545 | 76.0641 | 115.0733 | 22.0972 | 182.7729 | 283.5925 | 0 | 7.2612 | 0 | 245.025 | 0 | 143.8077 | 0
2025_11_04 Hr 04 | 0 | 0 | 0 | 3.5474 | 3.5621 | 3.5609 | 3.8089 | 3.8089 | 3.8089 | 36.6934 | 0 | 0.1104 | 10 | 0 | 91.3864 | 91.3864 | 283.5925 | 0 | 0.00615 | 0.074 | 0.02596 | 0 | 0 | 0.0705 | 0.2574 | 0 | 7.2612 | 245.025 | 0 | 0 | 0 | 0 | 13.0932 | 31.8136 | 0 | 0 | -386.7372 | 0.8541 | 12.5069 | 0.55 | -1 | -4.2 | 12.7008 | 0 | 0 | 7.2125 | 7.2125 | 7.2125 | 7.2125 | 8.3867 | 51.7023 | 0 | 0 | 8.6343 | 15.8778 | 0 | 74.1091 | 69.6985 | 80.8314 | 1046.277 | 29.1643 | 52.17 | 0 | 0.5292 | 0 | 8.626 | 3.074 | 0 | 930.0667 | 277.4469 | -6.92 | 9.0416 | 6.38 | -1.72 | 13.0484 | 4.645 | 41.809 | 2025-11-04 | 2025_11_04 Hr 04 | 63.1587 | 2.8e-05 | -930.0667 | -386.7372 | 276.954 | 884.5564 | 142.5337 | 12.7598 | 0 | 87.7905 | 74.258 | 114.9055 | 22.0972 | 182.7729 | 283.5925 | 0 | 7.2612 | 0 | 245.025 | 0 | 143.8077 | 0
2025_11_04 Hr 05 | 0 | 0 | 0 | 3.5474 | 3.5621 | 3.5609 | 3.8089 | 3.8089 | 3.8089 | 42.5501 | 0 | 0.1104 | 6 | 0 | 91.3864 | 91.3864 | 283.5925 | 0 | 0.00615 | 0.074 | 0.02596 | 0 | 0 | 0.0705 | 0.2574 | 0 | 7.2612 | 245.025 | 0 | 0 | 0 | 0 | 13.7698 | 33.4576 | 0 | 0 | -389.6132 | 0.8541 | 12.5069 | 0.55 | -1 | -4.2 | 12.7008 | 0 | 0 | 12.1615 | 12.1615 | 12.1615 | 12.1615 | 14.1413 | 58.6521 | 0 | 0 | 8.6343 | 15.8778 | 0 | 74.1091 | 69.6985 | 85.7478 | 1080.005 | 29.8634 | 53.4205 | 0 | 0.5292 | 0 | 8.626 | 3.074 | 0 | 971.1583 | 287.6868 | -6.92 | 9.0416 | 6.38 | -1.72 | 13.3612 | 4.7564 | 43.4689 | 2025-11-04 | 2025_11_04 Hr 05 | 66.3693 | 8.3e-05 | -971.1583 | -389.6132 | 313.0554 | 884.5564 | 150.3999 | 12.7598 | 0 | 90.1111 | 105.6652 | 117.2792 | 22.0972 | 182.7729 | 283.5925 | 0 | 7.2612 | 0 | 245.025 | 0 | 143.8077 | 0
2025_11_04 Hr 06 | 0 | 0 | 0 | 3.5474 | 3.5621 | 3.5609 | 3.8089 | 3.8089 | 3.8089 | 92.2821 | 0 | 0.1104 | 3 | 0 | 91.3864 | 91.3864 | 283.5925 | 0 | 0.00615 | 0.074 | 0.02596 | 0 | 0 | 0.0705 | 0.2574 | 0 | 7.2612 | 245.025 | 0 | 0 | 0 | 0 | 15.6195 | 37.9521 | 0 | 0 | -421.7725 | 0.8541 | 12.5069 | 0.55 | -1 | -4.2 | 12.7008 | 0 | 0 | 25.6914 | 25.6914 | 25.6914 | 25.6914 | 29.8737 | 48.6486 | 0 | 0 | 8.6343 | 15.8778 | 0 | 74.1091 | 69.6985 | 88.7844 | 1205.933 | 31.7745 | 56.8392 | 0 | 0.5292 | 0 | 8.626 | 3.074 | 0 | 1061.45 | 284.2093 | -6.92 | 9.0416 | 6.38 | -1.72 | 14.2162 | 5.0608 | 47.4562 | 2025-11-04 | 2025_11_04 Hr 06 | 71.4759 | -7.2831e-14 | -1061.45 | -421.7725 | 445.4733 | 884.5564 | 140.433 | 12.7598 | 0 | 96.4553 | 225.2494 | 123.7686 | 22.0972 | 182.7729 | 283.5925 | 0 | 7.2612 | 0 | 245.025 | 0 | 143.8077 | 0
2025_11_04 Hr 07 | 0 | 0 | 0 | 3.5474 | 3.5621 | 3.5609 | 3.8089 | 3.8089 | 3.8089 | 133.9966 | -14.5 | 0.1104 | 3 | 0 | 91.3864 | 91.3864 | 281.7479 | 0 | 0.00615 | 0.074 | 0.02596 | 0 | 0 | 0.0705 | 0.2574 | 0 | 0 | 244.0449 | 0 | 0 | 0 | 0 | 17.1711 | 41.722 | 0 | 0 | -366.6155 | 0.8541 | 12.5069 | 0.55 | -1 | -4.2 | 12.7008 | 0 | 0 | 37.0401 | 37.0401 | 37.0401 | 37.0401 | 43.0698 | 47.7009 | 0 | 0 | 8.6343 | 15.8778 | 0 | 73.4131 | 69.0439 | 69.8418 | 1300.123 | 33.3776 | 59.7068 | 0 | 0.5292 | 0 | 8.626 | 3.074 | 0 | 1181.85 | 269.7622 | -21.42 | 9.0416 | 6.38 | -1.72 | 14.9335 | 5.3161 | 51.4831 | 2025-11-04 | 2025_11_04 Hr 07 | 70.1257 | 6e-05 | -1181.85 | -366.6155 | 542.0432 | 873.1199 | 120.5427 | 12.7598 | 0 | 101.7768 | 325.5546 | 114.7118 | 22.0972 | 182.7729 | 281.7479 | 0 | 0 | 0 | 244.0449 | 0 | 142.457 | 0
2025_11_04 Hr 08 | 2.5887 | 0 | 0 | 3.5474 | 3.5621 | 3.5609 | 3.8089 | 3.8089 | 3.8089 | 151.2421 | -14.5 | 0.1104 | 1 | 0 | 91.3864 | 91.3864 | 281.7479 | 0 | 0.00615 | 0.074 | 0.02596 | 0 | 0 | 0.0705 | 0.2574 | 0 | 0 | 244.0449 | 0 | 0 | 0 | 0 | 17.8125 | 43.2806 | 0 | 0 | -386.3066 | 0.8541 | 12.5069 | 0.55 | -1 | -4.2 | 12.7008 | 0 | 0 | 41.7318 | 41.7318 | 41.7318 | 41.7318 | 48.5254 | 50.6493 | 0 | 0 | 8.6343 | 15.8778 | 0 | 73.4131 | 69.0439 | 71.8662 | 1343.791 | 34.0403 | 60.8924 | 0 | 0.5292 | -2.5887 | 8.626 | 3.074 | 0 | 1211.05 | 277.574 | -24.0087 | 9.0416 | 6.38 | -1.72 | 15.23 | 5.4217 | 52.8948 | 2025-11-04 | 2025_11_04 Hr 08 | 66.0548 | 2.5e-05 | -1211.05 | -386.3066 | 587.9614 | 873.1199 | 123.5155 | 12.7598 | 0 | 103.9768 | 367.0226 | 116.9621 | 22.0972 | 182.7729 | 281.7479 | 0 | 0 | 0 | 244.0449 | 0 | 142.457 | 0
2025_11_04 Hr 09 | 5.6897 | 0.00039 | 0.010998 | 3.5474 | 3.5621 | 3.5609 | 3.8089 | 3.8089 | 3.8089 | 134.2235 | -14.5 | 0.1104 | 1 | 0 | 91.3864 | 91.3864 | 281.7479 | 0 | 0.00615 | 0.074 | 0.02596 | 0 | 0 | 0.0705 | 0.2574 | 0 | 0 | 244.0449 | 0 | 0 | 0 | 0 | 17.1795 | 41.7426 | 0 | 0 | -376.6403 | 0.8541 | 12.5069 | 0.55 | -1 | -4.2 | 12.7008 | 0 | 0 | 37.1018 | 37.1018 | 37.1018 | 37.1018 | 43.1416 | 50.6493 | 0 | 0 | 8.6343 | 15.8778 | 0 | 73.4131 | 69.0439 | 105.7026 | 1300.709 | 33.3863 | 59.7224 | 0 | 0.5292 | -5.6897 | 8.626 | 3.074 | 0 | 1209.25 | 312.2911 | -27.1097 | 9.0416 | 6.38 | -1.72 | 14.9374 | 5.3175 | 52.6966 | 2025-11-04 | 2025_11_04 Hr 09 | 66.7261 | -3e-06 | -1209.25 | -376.6403 | 542.6473 | 873.1199 | 157.3633 | 12.7598 | 0 | 101.8057 | 326.1002 | 114.7414 | 22.0972 | 182.7729 | 281.7479 | 0 | 0 | 0 | 244.0449 | 0 | 142.457 | 0
2025_11_04 Hr 10 | 7.7842 | 0.00327 | 0.092214 | 3.5474 | 3.5621 | 3.5609 | 3.8089 | 3.8089 | 3.8089 | 123.9745 | -14.5 | 0.1104 | 0 | 0 | 91.3864 | 91.3864 | 281.7479 | 0 | 0.00615 | 0.074 | 0.02596 | 0 | 0 | 0.0705 | 0.2574 | 0 | 0 | 244.0449 | 0 | 0 | 0 | 0 | 16.7983 | 40.8163 | 0 | 0 | -332.6984 | 0.8541 | 12.5069 | 0.55 | -1 | -4.2 | 12.7008 | 0 | 0 | 34.3135 | 34.3135 | 34.3135 | 34.3135 | 39.8994 | 45.7002 | 0 | 0 | 8.6343 | 15.8778 | 0 | 73.4131 | 69.0439 | 106.7148 | 1274.838 | 32.9924 | 59.0179 | 0 | 0.5292 | -7.7842 | 8.626 | 3.074 | 0 | 1221.05 | 308.1143 | -29.2042 | 9.0416 | 6.38 | -1.72 | 14.7611 | 5.2548 | 52.5842 | 2025-11-04 | 2025_11_04 Hr 10 | 67.2434 | -8.8e-05 | -1221.05 | -332.6984 | 515.3581 | 873.1199 | 152.5105 | 12.7598 | 0 | 100.4983 | 301.4558 | 113.404 | 22.0972 | 182.7729 | 281.7479 | 0 | 0 | 0 | 244.0449 | 0 | 142.457 | 0
2025_11_04 Hr 11 | 9.3298 | 0.005055 | 0.14255 | 3.5474 | 3.5621 | 3.5609 | 3.8089 | 3.8089 | 3.8089 | 95.7993 | -14.5 | 0.1104 | 0 | 0 | 91.3864 | 91.3864 | 281.7479 | 0 | 0.00615 | 0.074 | 0.02596 | 0 | 0 | 0.0705 | 0.2574 | 0 | 0 | 244.0449 | 0 | 0 | 0 | 0 | 15.7504 | 38.27 | 0 | 0 | -263.4829 | 0.8541 | 12.5069 | 0.55 | -1 | -4.2 | 12.7008 | 0 | 0 | 26.6483 | 26.6483 | 26.6483 | 26.6483 | 30.9864 | 41.6988 | 0 | 0 | 8.6343 | 15.8778 | 0 | 73.4131 | 69.0439 | 81.8436 | 1203.545 | 31.9097 | 57.081 | 0 | 0.5292 | -9.3298 | 8.626 | 3.074 | 0 | 1186.425 | 277.1125 | -30.7498 | 9.0416 | 6.38 | -1.72 | 14.2767 | 5.0823 | 50.3067 | 2025-11-04 | 2025_11_04 Hr 11 | 66.7692 | -1.8e-05 | -1186.425 | -263.4829 | 440.3382 | 873.1199 | 123.69 | 12.7598 | 0 | 96.904 | 233.7066 | 109.7275 | 22.0972 | 182.7729 | 281.7479 | 0 | 0 | 0 | 244.0449 | 0 | 142.457 | 0
2025_11_04 Hr 12 | 7.7759 | 0.00513 | 0.14467 | 3.5474 | 3.5621 | 3.5609 | 3.8089 | 3.8089 | 3.8089 | 92.32 | -14.5 | 0.1104 | 0 | 0 | 91.3864 | 91.3864 | 281.7479 | 0 | 0.00615 | 0.074 | 0.02596 | 0 | 0 | 0.0705 | 0.2574 | 0 | 0 | 244.0449 | 0 | 0 | 0 | 0 | 15.621 | 37.9555 | 0 | 0 | -282.0502 | 0.8541 | 12.5069 | 0.55 | -1 | -4.2 | 12.7008 | 0 | 0 | 25.7017 | 25.7017 | 25.7017 | 25.7017 | 29.8857 | 39.6981 | 0 | 0 | 8.6343 | 15.8778 | 0 | 73.4131 | 69.0439 | 78.807 | 1194.737 | 31.776 | 56.8418 | 0 | 0.5292 | -7.7759 | 8.626 | 3.074 | 0 | 1153.558 | 270.0674 | -29.1959 | 9.0416 | 6.38 | -1.72 | 14.2169 | 5.061 | 49.2536 | 2025-11-04 | 2025_11_04 Hr 12 | 66.6337 | 0.000356 | -1153.558 | -282.0502 | 431.074 | 873.1199 | 118.6549 | 12.7598 | 0 | 96.4601 | 225.3403 | 109.2735 | 22.0972 | 182.7729 | 281.7479 | 0 | 0 | 0 | 244.0449 | 0 | 142.457 | 0
2025_11_04 Hr 13 | 7.7809 | 0.00435 | 0.12267 | 3.5474 | 3.5621 | 3.5609 | 3.8089 | 3.8089 | 3.8089 | 79.1211 | -14.5 | 0.1104 | 0 | 0 | 91.3864 | 91.3864 | 281.7479 | 0 | 0.00615 | 0.074 | 0.02596 | 0 | 0 | 0.0705 | 0.2574 | 0 | 0 | 244.0449 | 0 | 0 | 0 | 0 | 15.13 | 36.7627 | 0 | 0 | -289.542 | 0.8541 | 12.5069 | 0.55 | -1 | -4.2 | 12.7008 | 0 | 0 | 22.1109 | 22.1109 | 22.1109 | 22.1109 | 25.7103 | 41.6988 | 0 | 0 | 8.6343 | 15.8778 | 0 | 73.4131 | 69.0439 | 85.7478 | 1161.294 | 31.2688 | 55.9345 | 0 | 0.5292 | -7.7809 | 8.626 | 3.074 | 0 | 1119.842 | 277.2908 | -29.2009 | 9.0416 | 6.38 | -1.72 | 13.9899 | 4.9802 | 48.0213 | 2025-11-04 | 2025_11_04 Hr 13 | 65.5553 | -0.000317 | -1119.842 | -289.542 | 395.9304 | 873.1199 | 127.5736 | 12.7598 | 0 | 94.7764 | 193.6027 | 107.5512 | 22.0972 | 182.7729 | 281.7479 | 0 | 0 | 0 | 244.0449 | 0 | 142.457 | 0
2025_11_04 Hr 14 | 8.3016 | 0.00498 | 0.14044 | 3.5474 | 3.5621 | 3.5609 | 3.8089 | 3.8089 | 3.8089 | 68.6074 | -14.5 | 0.1104 | 1 | 0 | 91.3864 | 91.3864 | 281.7479 | 0 | 0.00615 | 0.074 | 0.02596 | 0 | 0 | 0.0705 | 0.2574 | 0 | 0 | 244.0449 | 0 | 0 | 0 | 0 | 14.739 | 35.8125 | 0 | 0 | -323.5411 | 0.8541 | 12.5069 | 0.55 | -1 | -4.2 | 12.7008 | 0 | 0 | 19.2505 | 19.2505 | 19.2505 | 19.2505 | 22.3844 | 47.7009 | 0 | 0 | 8.6343 | 15.8778 | 0 | 73.4131 | 69.0439 | 119.7288 | 1134.689 | 30.8647 | 55.2118 | 0 | 0.5292 | -8.3016 | 8.626 | 3.074 | 0 | 1098.85 | 317.4233 | -29.7216 | 9.0416 | 6.38 | -1.72 | 13.8092 | 4.9159 | 47.64 | 2025-11-04 | 2025_11_04 Hr 14 | 70.1497 | 2.8e-05 | -1098.85 | -323.5411 | 367.9363 | 873.1199 | 168.5751 | 12.7598 | 0 | 93.4352 | 168.3218 | 106.1793 | 22.0972 | 182.7729 | 281.7479 | 0 | 0 | 0 | 244.0449 | 0 | 142.457 | 0
2025_11_04 Hr 15 | 8.3 | 0.00504 | 0.14213 | 3.5474 | 3.5621 | 3.5609 | 3.8089 | 3.8089 | 3.8089 | 62.8211 | -14.5 | 0.1104 | 2 | 0 | 91.3864 | 91.3864 | 281.7479 | 0 | 0.00615 | 0.074 | 0.02596 | 0 | 0 | 0.0705 | 0.2574 | 0 | 3.0259 | 244.0449 | 0 | 0 | 0 | 0 | 14.5238 | 35.2896 | 0 | 0 | -340.5164 | 0.8541 | 12.5069 | 0.55 | -1 | -4.2 | 12.7008 | 0 | 0 | 17.6763 | 17.6763 | 17.6763 | 17.6763 | 20.5539 | 51.7023 | 0 | 0 | 8.6343 | 15.8778 | 0 | 73.4131 | 69.0439 | 127.6818 | 1123.065 | 30.6424 | 54.814 | 0 | 0.5292 | -8.3 | 8.626 | 3.074 | 0 | 1082.45 | 329.6211 | -29.72 | 9.0416 | 6.38 | -1.72 | 13.7097 | 4.8805 | 47.216 | 2025-11-04 | 2025_11_04 Hr 15 | 71.7078 | 6e-06 | -1082.45 | -340.5164 | 352.5295 | 876.1458 | 181.5313 | 12.7598 | 0 | 92.697 | 154.4082 | 105.4243 | 22.0972 | 182.7729 | 281.7479 | 0 | 3.0259 | 0 | 244.0449 | 0 | 142.457 | 0
2025_11_04 Hr 16 | 4.6566 | 0.00384 | 0.10829 | 3.5474 | 3.5621 | 3.5609 | 3.8089 | 3.8089 | 3.8089 | 61.8 | -14.5 | 0.1104 | 2 | 0 | 91.3864 | 91.3864 | 281.7479 | 0 | 0.00615 | 0.074 | 0.02596 | 0 | 0 | 0.0705 | 0.2574 | 0 | 7.2612 | 244.0449 | 0 | 0 | 0 | 0 | 14.4858 | 35.1973 | 0 | 0 | -326.01 | 0.8541 | 12.5069 | 0.55 | -1 | -4.2 | 12.7008 | 0 | 0 | 17.3985 | 17.3985 | 17.3985 | 17.3985 | 20.2309 | 55.5984 | 0 | 0 | 8.6343 | 15.8778 | 0 | 73.4131 | 69.0439 | 129.7062 | 1124.681 | 30.6031 | 54.7438 | 0 | 0.5292 | -4.6566 | 8.626 | 3.074 | 0 | 1104.358 | 331.7638 | -26.0766 | 9.0416 | 6.38 | -1.72 | 13.6921 | 4.8742 | 47.8899 | 2025-11-04 | 2025_11_04 Hr 16 | 75.8649 | 0.000326 | -1104.358 | -326.01 | 349.8107 | 880.3811 | 187.4167 | 12.7598 | 0 | 92.5667 | 151.9529 | 105.2911 | 22.0972 | 182.7729 | 281.7479 | 0 | 7.2612 | 0 | 244.0449 | 0 | 142.457 | 0
2025_11_04 Hr 17 | 0.51906 | 0.003825 | 0.10787 | 3.5474 | 3.5621 | 3.5609 | 3.8089 | 3.8089 | 3.8089 | 84.3023 | -14.5 | 0.1104 | 2 | 0 | 91.3864 | 91.3864 | 281.7479 | 0 | 0.00615 | 0.074 | 0.02596 | 0 | 0 | 0.0705 | 0.2574 | 8.704 | 7.2612 | 244.0449 | 0 | 0 | 0 | 0 | 15.3227 | 37.2309 | 0 | 0 | -327.711 | 0.8541 | 12.5069 | 0.1375 | -1 | -4.2 | 12.7008 | 0 | 0 | 23.5204 | 23.5204 | 23.5204 | 23.5204 | 27.3494 | 56.6514 | 0 | 0 | 8.6343 | 15.8778 | 0 | 73.4131 | 69.0439 | 129.7062 | 1190.364 | 31.4679 | 56.2907 | 0 | 0.5292 | -0.51906 | 8.626 | 3.074 | 0 | 1172.329 | 331.6155 | -21.9391 | 9.0416 | 6.38 | -1.72 | 14.079 | 5.0119 | 50.59 | 2025-11-04 | 2025_11_04 Hr 17 | 83.3621 | 0.00016 | -1172.329 | -327.711 | 409.726 | 889.0851 | 188.4693 | 12.7598 | 0 | 95.4373 | 206.0613 | 108.2273 | 22.0972 | 182.7729 | 281.7479 | 0 | 7.2612 | 8.704 | 244.0449 | 0 | 142.457 | 0
2025_11_04 Hr 18 | 0 | 0.001515 | 0.042723 | 3.5474 | 3.5621 | 3.5609 | 3.8089 | 3.8089 | 3.8089 | 117.0914 | -14.5 | 0.1104 | 2 | 0 | 91.3864 | 91.3864 | 281.7479 | 0 | 0.00615 | 0.074 | 0.02596 | 0 | 0 | 0.0705 | 0.2574 | 34.6012 | 7.2612 | 244.0449 | 0 | 0 | 0 | 0 | 16.5423 | 40.1942 | 0 | 0 | -391.8675 | 0.8541 | 12.5069 | 0 | -1 | -4.2 | 12.7008 | 0 | 0 | 32.4409 | 32.4409 | 32.4409 | 32.4409 | 37.722 | 58.6521 | 0 | 0 | 8.6343 | 15.8778 | 0 | 73.4131 | 69.0439 | 129.7062 | 1299.222 | 32.7279 | 58.5447 | 0 | 0.5292 | 0 | 8.626 | 3.074 | 0 | 1223.308 | 337.3734 | -21.42 | 9.0416 | 6.38 | -1.72 | 14.6428 | 5.2126 | 53.4446 | 2025-11-04 | 2025_11_04 Hr 18 | 86.6878 | 0.000279 | -1223.308 | -391.8675 | 497.0311 | 914.9823 | 190.4025 | 12.7598 | 0 | 99.6202 | 284.905 | 112.5059 | 22.0972 | 182.7729 | 281.7479 | 0 | 7.2612 | 34.6012 | 244.0449 | 0 | 142.457 | 0
2025_11_04 Hr 19 | 0 | 0.000315 | 0.008883 | 3.5474 | 3.5621 | 3.5609 | 3.8089 | 3.8089 | 3.8089 | 109.2629 | -14.5 | 0.1104 | 4 | 0 | 91.3864 | 91.3864 | 281.7479 | 0 | 0.00615 | 0.074 | 0.02596 | 0 | 0 | 0.0705 | 0.2574 | 44.1611 | 7.2612 | 244.0449 | 0 | 0 | 0 | 0 | 16.2511 | 39.4868 | 0 | 0 | -418.59 | 0.8541 | 12.5069 | 0 | -1 | -4.2 | 12.7008 | 0 | 0 | 30.3111 | 30.3111 | 30.3111 | 30.3111 | 35.2455 | 65.6019 | 0 | 0 | 8.6343 | 15.8778 | 0 | 73.4131 | 69.0439 | 127.6818 | 1288.926 | 32.4271 | 58.0065 | 0 | 0.5292 | 0 | 8.626 | 3.074 | 0 | 1192.192 | 343.2761 | -21.42 | 9.0416 | 6.38 | -1.72 | 14.5082 | 5.1647 | 52.568 | 2025-11-04 | 2025_11_04 Hr 19 | 87.1497 | -0.000387 | -1192.192 | -418.59 | 476.1867 | 924.5422 | 197.2929 | 12.7598 | 0 | 98.6215 | 266.0808 | 111.4844 | 22.0972 | 182.7729 | 281.7479 | 0 | 7.2612 | 44.1611 | 244.0449 | 0 | 142.457 | 0
2025_11_04 Hr 20 | 0 | 0 | 0 | 3.5474 | 3.5621 | 3.5609 | 3.8089 | 3.8089 | 3.8089 | 104.9515 | -14.5 | 0.1104 | 5 | 0 | 91.3864 | 91.3864 | 281.7479 | 0 | 0.00615 | 0.074 | 0.02596 | 0 | 0 | 0.0705 | 0.2574 | 46.06 | 7.2612 | 244.0449 | 0 | 0 | 0 | 0 | 16.0908 | 39.0971 | 0 | 0 | -415.1791 | 0.8541 | 12.5069 | 0 | -1 | -4.2 | 12.7008 | 0 | 0 | 29.1382 | 29.1382 | 29.1382 | 29.1382 | 33.8816 | 68.5503 | 0 | 0 | 8.6343 | 15.8778 | 0 | 73.4131 | 69.0439 | 122.6208 | 1279.899 | 32.2614 | 57.7102 | 0 | 0.5292 | 0 | 8.626 | 3.074 | 0 | 1184.9 | 341.6006 | -21.42 | 9.0416 | 6.38 | -1.72 | 14.4341 | 5.1383 | 52.2353 | 2025-11-04 | 2025_11_04 Hr 20 | 87.2175 | -4.4e-05 | -1184.9 | -415.1791 | 464.7071 | 926.4411 | 196.1711 | 12.7598 | 0 | 98.0715 | 255.7137 | 110.9218 | 22.0972 | 182.7729 | 281.7479 | 0 | 7.2612 | 46.06 | 244.0449 | 0 | 142.457 | 0
2025_11_04 Hr 21 | 0 | 0 | 0 | 3.5474 | 3.5621 | 3.5609 | 3.8089 | 3.8089 | 3.8089 | 92.1687 | -14.5 | 0.1104 | 8 | 0 | 91.3864 | 91.3864 | 281.7479 | 0 | 0.00615 | 0.074 | 0.02596 | 0 | 0 | 0.0705 | 0.2574 | 46.06 | 7.2612 | 244.0449 | 0 | 0 | 0 | 0 | 15.6153 | 37.9419 | 0 | 0 | -417.5268 | 0.8541 | 12.5069 | 0 | -1 | -4.2 | 12.7008 | 0 | 0 | 25.6605 | 25.6605 | 25.6605 | 25.6605 | 29.8378 | 68.5503 | 0 | 0 | 8.6343 | 15.8778 | 0 | 73.4131 | 69.0439 | 117.7044 | 1247.531 | 31.7702 | 56.8314 | 0 | 0.5292 | 0 | 8.626 | 3.074 | 0 | 1146.6 | 338.0162 | -21.42 | 9.0416 | 6.38 | -1.72 | 14.2143 | 5.0601 | 50.7543 | 2025-11-04 | 2025_11_04 Hr 21 | 79.2974 | -3.4e-05 | -1146.6 | -417.5268 | 430.6712 | 926.4411 | 194.2547 | 12.7598 | 0 | 96.4408 | 224.9765 | 109.2538 | 22.0972 | 182.7729 | 281.7479 | 0 | 7.2612 | 46.06 | 244.0449 | 0 | 142.457 | 0
2025_11_04 Hr 22 | 0 | 0 | 0 | 3.5474 | 3.5621 | 3.5609 | 3.8089 | 3.8089 | 3.8089 | 72.3515 | -14.5 | 0.1104 | 18 | 0 | 91.3864 | 91.3864 | 281.7479 | 0 | 0.00615 | 0.074 | 0.02596 | 0 | 0 | 0.0705 | 0.2574 | 46.06 | 7.2612 | 244.0449 | 0 | 0 | 0 | 0 | 14.8782 | 36.1509 | 0 | 0 | -419.0126 | 0.8541 | 12.5069 | 0 | -1 | -4.2 | 12.7008 | 0 | 0 | 20.2691 | 20.2691 | 20.2691 | 20.2691 | 23.5688 | 70.551 | 0 | 0 | 8.6343 | 15.8778 | 0 | 73.4131 | 69.0439 | 110.7636 | 1197.351 | 31.0086 | 55.4691 | 0 | 0.5292 | 0 | 8.626 | 3.074 | 0 | 1097.408 | 340.4902 | -21.42 | 9.0416 | 6.38 | -1.72 | 13.8735 | 4.9388 | 48.8321 | 2025-11-04 | 2025_11_04 Hr 22 | 76.218 | 0.000291 | -1097.408 | -419.0126 | 377.9054 | 926.4411 | 199.3146 | 12.7598 | 0 | 93.9128 | 177.3247 | 106.6679 | 22.0972 | 182.7729 | 281.7479 | 0 | 7.2612 | 46.06 | 244.0449 | 0 | 142.457 | 0
2025_11_04 Hr 23 | 0 | 0 | 0 | 3.5474 | 3.5621 | 3.5609 | 3.8089 | 3.8089 | 3.8089 | 50.719 | 0 | 0.1104 | 21 | 0 | 91.3864 | 91.3864 | 283.5925 | 0 | 0.00615 | 0.074 | 0.02596 | 0 | 0 | 0.0705 | 0.2574 | 46.06 | 7.2612 | 245.025 | 0 | 0 | 0 | 0 | 14.0736 | 34.1959 | 0 | 0 | -450.7276 | 0.8541 | 12.5069 | 0 | -1 | -4.2 | 12.7008 | 0 | 0 | 14.3839 | 14.3839 | 14.3839 | 14.3839 | 16.7254 | 68.5503 | 0 | 0 | 8.6343 | 15.8778 | 0 | 74.1091 | 69.6985 | 103.6782 | 1146.75 | 30.1773 | 53.982 | 0 | 0.5292 | 0 | 8.626 | 3.074 | 0 | 1020.683 | 331.5813 | -6.92 | 9.0416 | 6.38 | -1.72 | 13.5016 | 4.8064 | 46.2208 | 2025-11-04 | 2025_11_04 Hr 23 | 79.9846 | 0.000314 | -1020.683 | -450.7276 | 334.8062 | 930.6164 | 193.2285 | 12.7598 | 0 | 91.1532 | 125.3079 | 118.3451 | 22.0972 | 182.7729 | 283.5925 | 0 | 7.2612 | 46.06 | 245.025 | 0 | 143.8077 | 0
2025_11_04 Hr 24 | 0 | 0 | 0 | 3.5474 | 3.5621 | 3.5609 | 3.8089 | 3.8089 | 3.8089 | 36.6934 | 0 | 0.1104 | 31 | 0 | 91.3864 | 91.3864 | 283.5925 | 0 | 0.00615 | 0.074 | 0.02596 | 0 | 0 | 0.0705 | 0.2574 | 46.06 | 7.2612 | 245.025 | 0 | 0 | 0 | 0 | 13.4055 | 32.5724 | 0 | 0 | -442.5346 | 0.8541 | 12.5069 | 0 | -1 | -4.2 | 12.7008 | 0 | 0 | 9.4967 | 9.4967 | 9.4967 | 9.4967 | 11.0426 | 65.6019 | 0 | 0 | 8.6343 | 15.8778 | 0 | 74.1091 | 69.6985 | 86.76 | 1105.201 | 29.4869 | 52.7471 | 0 | 0.5292 | 0 | 8.626 | 3.074 | 0 | 975.1166 | 319.3706 | -6.92 | 9.0416 | 6.38 | -1.72 | 13.1927 | 4.6964 | 44.3143 | 2025-11-04 | 2025_11_04 Hr 24 | 79.7533 | 4.2e-05 | -975.1166 | -442.5346 | 290.9131 | 930.6164 | 183.3619 | 12.7598 | 0 | 88.8615 | 86.0506 | 116.001 | 22.0972 | 182.7729 | 283.5925 | 0 | 7.2612 | 46.06 | 245.025 | 0 | 143.8077 | 0
2025_11_05 Hr 01 | 0 | 0 | 0 | 3.5474 | 3.5621 | 3.5609 | 3.8089 | 3.8089 | 3.8089 | 36.6934 | 0 | 0.1104 | 42 | 0 | 91.3864 | 91.3864 | 283.5925 | 0 | 0.00615 | 0.074 | 0.02596 | 0 | 0 | 0.0705 | 0.2574 | 46.06 | 7.2612 | 245.025 | 0 | 0 | 0 | 0 | 12.9305 | 31.4071 | 0 | 0 | -448.3377 | 0.8541 | 12.5139 | 0 | -1 | -4.2 | 12.9637 | 0 | 0 | 5.7213 | 5.7213 | 5.7213 | 5.7213 | 6.6526 | 64.5489 | 0 | 0 | 8.8734 | 16.2969 | 0 | 74.1091 | 69.6985 | 73.746 | 1084.574 | 29.7056 | 53.2077 | 0 | 0.5292 | 0 | 8.626 | 3.074 | 0 | 946.8917 | 317.5753 | -6.92 | 9.0379 | 6.38 | -1.72 | 13.3047 | 4.7578 | 43.2765 | 2025-11-05 | 2025_11_05 Hr 01 | 79.4693 | -4.2e-05 | -946.8917 | -448.3377 | 271.5582 | 930.6164 | 180.2949 | 12.7598 | 0 | 87.7266 | 66.5589 | 117.2727 | 22.0972 | 182.7729 | 283.5925 | 0 | 7.2612 | 46.06 | 245.025 | 0 | 143.8077 | 0
2025_11_05 Hr 02 | 0 | 0 | 0 | 3.5474 | 3.5621 | 3.5609 | 3.8089 | 3.8089 | 3.8089 | 36.6934 | 0 | 0.1104 | 41 | 0 | 91.3864 | 91.3864 | 283.5925 | 0 | 0.00615 | 0.074 | 0.02596 | 0 | 0 | 0.0705 | 0.2574 | 46.06 | 7.2612 | 245.025 | 0 | 0 | 0 | 0 | 13.0352 | 31.6616 | 0 | 0 | -493.2359 | 0.8541 | 12.5139 | 0 | -1 | -4.2 | 12.9637 | 0 | 0 | 6.4943 | 6.4943 | 6.4943 | 6.4943 | 7.5515 | 62.5482 | 0 | 0 | 8.8734 | 16.2969 | 0 | 74.1091 | 69.6985 | 107.727 | 1088.924 | 29.8162 | 53.4059 | 0 | 0.5292 | 0 | 8.626 | 3.074 | 0 | 937.7 | 348.9318 | -6.92 | 9.0379 | 6.38 | -1.72 | 13.3543 | 4.7756 | 43.5044 | 2025-11-05 | 2025_11_05 Hr 02 | 79.5221 | 4.6e-05 | -937.7 | -493.2359 | 276.2845 | 930.6164 | 211.2752 | 12.7598 | 0 | 88.0858 | 70.5498 | 117.6489 | 22.0972 | 182.7729 | 283.5925 | 0 | 7.2612 | 46.06 | 245.025 | 0 | 143.8077 | 0
2025_11_05 Hr 03 | 0 | 0 | 0 | 3.5474 | 3.5621 | 3.5609 | 3.8089 | 3.8089 | 3.8089 | 36.6934 | 0 | 0.1104 | 36 | 0 | 91.3864 | 91.3864 | 283.5925 | 0 | 0.00615 | 0.074 | 0.02596 | 0 | 0 | 0.0705 | 0.2574 | 46.06 | 7.2612 | 245.025 | 0 | 0 | 0 | 0 | 13.0827 | 31.7769 | 0 | 0 | -502.8746 | 0.8541 | 12.5139 | 0 | -1 | -4.2 | 12.9637 | 0 | 0 | 6.8447 | 6.8447 | 6.8447 | 6.8447 | 7.9589 | 67.4973 | 0 | 0 | 8.8734 | 16.2969 | 0 | 74.1091 | 69.6985 | 99.774 | 1090.896 | 29.8664 | 53.4958 | 0 | 0.5292 | 0 | 8.626 | 3.074 | 0 | 922.2 | 341.0984 | -6.92 | 9.0379 | 6.38 | -1.72 | 13.3768 | 4.7836 | 43.0194 | 2025-11-05 | 2025_11_05 Hr 03 | 79.5221 | 2.7e-05 | -922.2 | -502.8746 | 278.4271 | 930.6164 | 203.2713 | 12.7598 | 0 | 88.2487 | 72.359 | 117.8194 | 22.0972 | 182.7729 | 283.5925 | 0 | 7.2612 | 46.06 | 245.025 | 0 | 143.8077 | 0
2025_11_05 Hr 04 | 0 | 0 | 0 | 3.5474 | 3.5621 | 3.5609 | 3.8089 | 3.8089 | 3.8089 | 36.6934 | 0 | 0.1104 | 28 | 0 | 91.3864 | 91.3864 | 283.5925 | 0 | 0.00615 | 0.074 | 0.02596 | 0 | 0 | 0.0705 | 0.2574 | 46.06 | 7.2612 | 245.025 | 0 | 0 | 0 | 0 | 13.0744 | 31.7566 | 0 | 0 | -496.8859 | 0.8541 | 12.5139 | 0 | -1 | -4.2 | 12.9637 | 0 | 0 | 6.7828 | 6.7828 | 6.7828 | 6.7828 | 7.887 | 62.5482 | 0 | 0 | 8.8734 | 16.2969 | 0 | 74.1091 | 69.6985 | 122.6208 | 1090.548 | 29.8575 | 53.4799 | 0 | 0.5292 | 0 | 8.626 | 3.074 | 0 | 937.7083 | 350.966 | -6.92 | 9.0379 | 6.38 | -1.72 | 13.3728 | 4.7822 | 43.5528 | 2025-11-05 | 2025_11_05 Hr 04 | 79.8194 | 3.2e-05 | -937.7083 | -496.8859 | 278.049 | 930.6164 | 213.169 | 12.7598 | 0 | 88.22 | 72.0397 | 117.7893 | 22.0972 | 182.7729 | 283.5925 | 0 | 7.2612 | 46.06 | 245.025 | 0 | 143.8077 | 0
2025_11_05 Hr 05 | 0 | 0 | 0 | 3.5474 | 3.5621 | 3.5609 | 3.8089 | 3.8089 | 3.8089 | 43.2044 | 0 | 0.1104 | 26 | 0 | 91.3864 | 91.3864 | 283.5925 | 0 | 0.00615 | 0.074 | 0.02596 | 0 | 0 | 0.0705 | 0.2574 | 46.06 | 7.2612 | 245.025 | 0 | 0 | 0 | 0 | 13.8427 | 33.6228 | 0 | 0 | -478.6859 | 0.8541 | 12.5139 | 0 | -1 | -4.2 | 12.9637 | 0 | 0 | 12.4515 | 12.4515 | 12.4515 | 12.4515 | 14.4785 | 59.5998 | 0 | 0 | 8.8734 | 16.2969 | 0 | 74.1091 | 69.6985 | 104.6904 | 1128.96 | 30.6691 | 54.9335 | 0 | 0.5292 | 0 | 8.626 | 3.074 | 0 | 974.2 | 330.8459 | -6.92 | 9.0379 | 6.38 | -1.72 | 13.7363 | 4.9122 | 44.7538 | 2025-11-05 | 2025_11_05 Hr 05 | 80.6518 | 3.5e-05 | -974.2 | -478.6859 | 319.2195 | 930.6164 | 190.2902 | 12.7598 | 0 | 90.8545 | 107.817 | 120.5479 | 22.0972 | 182.7729 | 283.5925 | 0 | 7.2612 | 46.06 | 245.025 | 0 | 143.8077 | 0
2025_11_05 Hr 06 | 0 | 0 | 0 | 3.5474 | 3.5621 | 3.5609 | 3.8089 | 3.8089 | 3.8089 | 86.8313 | 0 | 0.1104 | 25 | 0 | 91.3864 | 91.3864 | 283.5925 | 0 | 0.00615 | 0.074 | 0.02596 | 0 | 0 | 0.0705 | 0.2574 | 46.06 | 7.2612 | 245.025 | 0 | 0 | 0 | 0 | 15.4506 | 37.5284 | 0 | 0 | -493.1604 | 0.8541 | 12.5139 | 0 | -1 | -4.2 | 12.9637 | 0 | 0 | 24.3146 | 24.3146 | 24.3146 | 24.3146 | 28.2727 | 64.5489 | 0 | 0 | 8.8734 | 16.2969 | 0 | 74.1091 | 69.6985 | 85.7478 | 1239.347 | 32.3674 | 57.9755 | 0 | 0.5292 | 0 | 8.626 | 3.074 | 0 | 1060.892 | 321.6254 | -6.92 | 9.0379 | 6.38 | -1.72 | 14.497 | 5.1842 | 48.3663 | 2025-11-05 | 2025_11_05 Hr 06 | 99.4 | -0.000339 | -1060.892 | -493.1604 | 435.3791 | 930.6164 | 175.2967 | 12.7598 | 0 | 96.368 | 212.6902 | 126.321 | 22.0972 | 182.7729 | 283.5925 | 0 | 7.2612 | 46.06 | 245.025 | 0 | 143.8077 | 0
2025_11_05 Hr 07 | 0 | 0 | 0 | 3.5474 | 3.5621 | 3.5609 | 3.8089 | 3.8089 | 3.8089 | 136.2953 | -14.5 | 0.1104 | 21 | 0 | 91.3864 | 91.3864 | 281.7479 | 0 | 0.00615 | 0.074 | 0.02596 | 0 | 0 | 0.0705 | 0.2574 | 35.6197 | 7.2612 | 244.0449 | 0 | 0 | 0 | 0 | 17.2737 | 41.9564 | 0 | 0 | -455.8759 | 0.8541 | 12.5139 | 0 | -1 | -4.2 | 12.9637 | 0 | 0 | 37.7648 | 37.7648 | 37.7648 | 37.7648 | 43.9126 | 62.5482 | 0 | 0 | 8.8734 | 16.2969 | 0 | 73.4131 | 69.0439 | 77.7948 | 1349.887 | 34.293 | 61.4245 | 0 | 0.5292 | 0 | 8.626 | 3.074 | 0 | 1186.808 | 314.2171 | -21.42 | 9.0379 | 6.38 | -1.72 | 15.3594 | 5.4926 | 52.8461 | 2025-11-05 | 2025_11_05 Hr 07 | 67.5328 | 0.000255 | -1186.808 | -455.8759 | 552.5805 | 916.0008 | 161.343 | 12.7598 | 0 | 102.6191 | 331.595 | 118.3664 | 22.0972 | 182.7729 | 281.7479 | 0 | 7.2612 | 35.6197 | 244.0449 | 0 | 142.457 | 0
2025_11_05 Hr 08 | 2.0696 | 0 | 0 | 3.5474 | 3.5621 | 3.5609 | 3.8089 | 3.8089 | 3.8089 | 149.9405 | -14.5 | 0.1104 | 13 | 0 | 91.3864 | 91.3864 | 281.7479 | 0 | 0.00615 | 0.074 | 0.02596 | 0 | 0 | 0.0705 | 0.2574 | 17.0925 | 7.2612 | 244.0449 | 0 | 0 | 0 | 0 | 17.7766 | 43.178 | 0 | 0 | -403.7055 | 0.8541 | 12.5139 | 0 | -1 | -4.2 | 12.9637 | 0 | 0 | 41.4752 | 41.4752 | 41.4752 | 41.4752 | 48.227 | 65.6019 | 0 | 0 | 8.8734 | 16.2969 | 0 | 73.4131 | 69.0439 | 74.7582 | 1365.886 | 34.8242 | 62.376 | 0 | 0.5292 | -2.0696 | 8.626 | 3.074 | 0 | 1248.8 | 310.1094 | -23.4896 | 9.0379 | 6.38 | -1.72 | 15.5973 | 5.5777 | 54.6067 | 2025-11-05 | 2025_11_05 Hr 08 | 72.4044 | -4.3e-05 | -1248.8 | -403.7055 | 588.9119 | 897.4736 | 153.3601 | 12.7598 | 0 | 104.3436 | 364.3963 | 120.172 | 22.0972 | 182.7729 | 281.7479 | 0 | 7.2612 | 17.0925 | 244.0449 | 0 | 142.457 | 0
2025_11_05 Hr 09 | 8.2983 | 0.000105 | 0.002961 | 3.5474 | 3.5621 | 3.5609 | 3.8089 | 3.8089 | 3.8089 | 133.4146 | -14.5 | 0.1104 | 9 | 0 | 91.3864 | 91.3864 | 281.7479 | 0 | 0.00615 | 0.074 | 0.02596 | 0 | 0 | 0.0705 | 0.2574 | 18.3336 | 7.2612 | 244.0449 | 0 | 0 | 0 | 0 | 17.1675 | 41.6985 | 0 | 0 | -395.233 | 0.8541 | 12.5139 | 0 | -1 | -4.2 | 12.9637 | 0 | 0 | 36.9815 | 36.9815 | 36.9815 | 36.9815 | 43.0017 | 68.5503 | 0 | 0 | 8.8734 | 16.2969 | 0 | 73.4131 | 69.0439 | 82.7112 | 1325.315 | 34.1808 | 61.2237 | 0 | 0.5292 | -8.2983 | 8.626 | 3.074 | 0 | 1221.417 | 321.0528 | -29.7183 | 9.0379 | 6.38 | -1.72 | 15.3092 | 5.4746 | 53.4143 | 2025-11-05 | 2025_11_05 Hr 09 | 70.3535 | -0.000387 | -1221.417 | -395.233 | 544.9105 | 898.7147 | 160.2646 | 12.7598 | 0 | 102.2551 | 324.6702 | 117.9852 | 22.0972 | 182.7729 | 281.7479 | 0 | 7.2612 | 18.3336 | 244.0449 | 0 | 142.457 | 0
2025_11_05 Hr 10 | 10.3679 | 0.00057 | 0.016074 | 3.5474 | 3.5621 | 3.5609 | 3.8089 | 3.8089 | 3.8089 | 115.3726 | -14.5 | 0.1104 | 8 | 0 | 91.3864 | 91.3864 | 281.7479 | 0 | 0.00615 | 0.074 | 0.02596 | 0 | 0 | 0.0705 | 0.2574 | 14.7392 | 7.2612 | 244.0449 | 0 | 0 | 0 | 0 | 16.5025 | 40.0834 | 0 | 0 | -340.2607 | 0.8541 | 12.5139 | 0 | -1 | -4.2 | 12.9637 | 0 | 0 | 32.0755 | 32.0755 | 32.0755 | 32.0755 | 37.2971 | 58.6521 | 0 | 0 | 8.8734 | 16.2969 | 0 | 73.4131 | 69.0439 | 85.7478 | 1276.083 | 33.4785 | 59.9656 | 0 | 0.5292 | -10.3679 | 8.626 | 3.074 | 0 | 1216.908 | 312.8738 | -31.7879 | 9.0379 | 6.38 | -1.72 | 14.9946 | 5.3621 | 52.513 | 2025-11-05 | 2025_11_05 Hr 10 | 51.9636 | 0.000261 | -1216.908 | -340.2607 | 496.8724 | 895.1203 | 152.4165 | 12.7598 | 0 | 99.975 | 281.2996 | 115.5978 | 22.0972 | 182.7729 | 281.7479 | 0 | 7.2612 | 14.7392 | 244.0449 | 0 | 142.457 | 0
2025_11_05 Hr 11 | 8.3 | 0.00141 | 0.039762 | 3.5474 | 3.5621 | 3.5609 | 3.8089 | 3.8089 | 3.8089 | 96.6104 | -14.5 | 0.1104 | 7 | 0 | 91.3864 | 91.3864 | 281.7479 | 0 | 0.00615 | 0.074 | 0.02596 | 0 | 0 | 0.0705 | 0.2574 | 15.1321 | 0 | 244.0449 | 0 | 0 | 0 | 0 | 15.811 | 38.4038 | 0 | 0 | -304.8001 | 0.8541 | 12.5139 | 0 | -1 | -4.2 | 12.9637 | 0 | 0 | 26.9737 | 26.9737 | 26.9737 | 26.9737 | 31.3648 | 47.7009 | 0 | 0 | 8.8734 | 16.2969 | 0 | 73.4131 | 69.0439 | 68.8296 | 1221.766 | 32.7481 | 58.6574 | 0 | 0.5292 | -8.3 | 8.626 | 3.074 | 0 | 1166.7 | 279.4546 | -29.72 | 9.0379 | 6.38 | -1.72 | 14.6675 | 5.2451 | 50.0645 | 2025-11-05 | 2025_11_05 Hr 11 | 63.2587 | 2.4e-05 | -1166.7 | -304.8001 | 446.9166 | 888.252 | 123.5717 | 12.7598 | 0 | 97.6038 | 236.1978 | 113.115 | 22.0972 | 182.7729 | 281.7479 | 0 | 0 | 15.1321 | 244.0449 | 0 | 142.457 | 0
2025_11_05 Hr 12 | 7.7759 | 0.003615 | 0.10194 | 3.5474 | 3.5621 | 3.5609 | 3.8089 | 3.8089 | 3.8089 | 88.7265 | -14.5 | 0.1104 | 7 | 0 | 91.3864 | 91.3864 | 281.7479 | 0 | 0.00615 | 0.074 | 0.02596 | 0 | 0 | 0.0705 | 0.2574 | 15.1321 | 0 | 244.0449 | 0 | 0 | 0 | 0 | 15.5205 | 37.698 | 0 | 0 | -309.495 | 0.8541 | 12.5139 | 0 | -1 | -4.2 | 12.9637 | 0 | 0 | 24.8299 | 24.8299 | 24.8299 | 24.8299 | 28.872 | 50.6493 | 0 | 0 | 8.8734 | 16.2969 | 0 | 73.4131 | 69.0439 | 77.7948 | 1201.879 | 32.4412 | 58.1077 | 0 | 0.5292 | -7.7759 | 8.626 | 3.074 | 0 | 1152.992 | 289.8031 | -29.1959 | 9.0379 | 6.38 | -1.72 | 14.53 | 5.196 | 49.5851 | 2025-11-05 | 2025_11_05 Hr 12 | 65.4574 | -0.000417 | -1152.992 | -309.495 | 425.9251 | 888.252 | 135.5497 | 12.7598 | 0 | 96.6075 | 217.2459 | 112.0717 | 22.0972 | 182.7729 | 281.7479 | 0 | 0 | 15.1321 | 244.0449 | 0 | 142.457 | 0
2025_11_05 Hr 13 | 7.2618 | 0.004485 | 0.12648 | 3.5474 | 3.5621 | 3.5609 | 3.8089 | 3.8089 | 3.8089 | 74.7022 | -14.5 | 0.1104 | 6 | 0 | 91.3864 | 91.3864 | 281.7479 | 0 | 0.00615 | 0.074 | 0.02596 | 0 | 0 | 0.0705 | 0.2574 | 16.2427 | 0 | 244.0449 | 0 | 0 | 0 | 0 | 15.0036 | 36.4425 | 0 | 0 | -310.1513 | 0.8541 | 12.5139 | 0 | -1 | -4.2 | 12.9637 | 0 | 0 | 21.0164 | 21.0164 | 21.0164 | 21.0164 | 24.4377 | 51.7023 | 0 | 0 | 8.8734 | 16.2969 | 0 | 73.4131 | 69.0439 | 82.7112 | 1167.53 | 31.8953 | 57.1298 | 0 | 0.5292 | -7.2618 | 8.626 | 3.074 | 0 | 1121.1 | 292.4035 | -28.6818 | 9.0379 | 6.38 | -1.72 | 14.2855 | 5.1085 | 48.3349 | 2025-11-05 | 2025_11_05 Hr 13 | 66.8794 | 3.5e-05 | -1121.1 | -310.1513 | 388.5845 | 889.3625 | 140.5445 | 12.7598 | 0 | 94.8351 | 183.5334 | 110.216 | 22.0972 | 182.7729 | 281.7479 | 0 | 0 | 16.2427 | 244.0449 | 0 | 142.457 | 0
2025_11_05 Hr 14 | 7.7826 | 0.004545 | 0.12817 | 3.5474 | 3.5621 | 3.5609 | 3.8089 | 3.8089 | 3.8089 | 63.9755 | -14.5 | 0.1104 | 4 | 0 | 91.3864 | 91.3864 | 281.7479 | 0 | 0.00615 | 0.074 | 0.02596 | 0 | 0 | 0.0705 | 0.2574 | 17.6784 | 0 | 244.0449 | 0 | 0 | 0 | 0 | 14.6082 | 35.4823 | 0 | 0 | -311.2819 | 0.8541 | 12.5139 | 0 | -1 | -4.2 | 12.9637 | 0 | 0 | 18.0996 | 18.0996 | 18.0996 | 18.0996 | 21.0461 | 47.7009 | 0 | 0 | 8.8734 | 16.2969 | 0 | 73.4131 | 69.0439 | 97.7496 | 1141.826 | 31.4777 | 56.3818 | 0 | 0.5292 | -7.7826 | 8.626 | 3.074 | 0 | 1101.883 | 300.5418 | -29.2026 | 9.0379 | 6.38 | -1.72 | 14.0984 | 5.0417 | 47.5912 | 2025-11-05 | 2025_11_05 Hr 14 | 64.3358 | 0.000336 | -1101.883 | -311.2819 | 360.024 | 890.7982 | 149.5832 | 12.7598 | 0 | 93.4795 | 157.7479 | 108.7965 | 22.0972 | 182.7729 | 281.7479 | 0 | 0 | 17.6784 | 244.0449 | 0 | 142.457 | 0
2025_11_05 Hr 15 | 8.3 | 0.002415 | 0.068103 | 3.5474 | 3.5621 | 3.5609 | 3.8089 | 3.8089 | 3.8089 | 59.3892 | -14.5 | 0.1104 | 4 | 0 | 91.3864 | 91.3864 | 281.7479 | 0 | 0.00615 | 0.074 | 0.02596 | 0 | 0 | 0.0705 | 0.2574 | 19.0496 | 0 | 244.0449 | 0 | 0 | 0 | 0 | 14.4392 | 35.0717 | 0 | 0 | -316.2166 | 0.8541 | 12.5139 | 0 | -1 | -4.2 | 12.9637 | 0 | 0 | 16.8525 | 16.8525 | 16.8525 | 16.8525 | 19.5959 | 38.7504 | 0 | 0 | 8.8734 | 16.2969 | 0 | 73.4131 | 69.0439 | 101.6538 | 1131.533 | 31.2991 | 56.062 | 0 | 0.5292 | -8.3 | 8.626 | 3.074 | 0 | 1081 | 295.4039 | -29.72 | 9.0379 | 6.38 | -1.72 | 14.0185 | 5.0131 | 46.8318 | 2025-11-05 | 2025_11_05 Hr 15 | 65.3274 | -2e-06 | -1081 | -316.2166 | 347.8126 | 892.1695 | 144.4747 | 12.7598 | 0 | 92.8999 | 146.723 | 108.1896 | 22.0972 | 182.7729 | 281.7479 | 0 | 0 | 19.0496 | 244.0449 | 0 | 142.457 | 0
2025_11_05 Hr 16 | 3.1011 | 0.004725 | 0.13325 | 3.5474 | 3.5621 | 3.5609 | 3.8089 | 3.8089 | 3.8089 | 62.8763 | -14.5 | 0.1104 | 4 | 0 | 91.3864 | 91.3864 | 281.7479 | 0 | 0.00615 | 0.074 | 0.02596 | 0 | 0 | 0.0705 | 0.2574 | 28.4554 | 1.2102 | 244.0449 | 0 | 0 | 0 | 0 | 14.5677 | 35.3839 | 0 | 0 | -317.8434 | 0.8541 | 12.5139 | 0 | -1 | -4.2 | 12.9637 | 0 | 0 | 17.8007 | 17.8007 | 17.8007 | 17.8007 | 20.6985 | 42.7518 | 0 | 0 | 8.8734 | 16.2969 | 0 | 73.4131 | 69.0439 | 105.7026 | 1151.037 | 31.4349 | 56.3052 | 0 | 0.5292 | -3.1011 | 8.626 | 3.074 | 0 | 1107.392 | 298.719 | -24.5211 | 9.0379 | 6.38 | -1.72 | 14.0793 | 5.0348 | 47.895 | 2025-11-05 | 2025_11_05 Hr 16 | 70.1373 | -0.000409 | -1107.392 | -317.8434 | 357.0973 | 902.7855 | 152.5924 | 12.7598 | 0 | 93.3406 | 155.1056 | 108.6511 | 22.0972 | 182.7729 | 281.7479 | 0 | 1.2102 | 28.4554 | 244.0449 | 0 | 142.457 | 0
2025_11_05 Hr 17 | 0 | 0.0063 | 0.17766 | 3.5474 | 3.5621 | 3.5609 | 3.8089 | 3.8089 | 3.8089 | 93.4644 | -14.5 | 0.1104 | 2 | 0 | 91.3864 | 91.3864 | 281.7479 | 0 | 0.00615 | 0.074 | 0.02596 | 0 | 0 | 0.0705 | 0.2574 | 37.8609 | 7.2612 | 244.0449 | 0 | 0 | 0 | 0 | 15.6951 | 38.1222 | 0 | 0 | -348.4451 | 0.8541 | 12.5139 | 0 | -1 | -4.2 | 12.9637 | 0 | 0 | 26.1182 | 26.1182 | 26.1182 | 26.1182 | 30.37 | 50.6493 | 0 | 0 | 8.8734 | 16.2969 | 0 | 73.4131 | 69.0439 | 103.6782 | 1243.933 | 32.6256 | 58.438 | 0 | 0.5292 | 0 | 8.626 | 3.074 | 0 | 1177.608 | 303.5402 | -21.42 | 9.0379 | 6.38 | -1.72 | 14.6126 | 5.2255 | 51.0694 | 2025-11-05 | 2025_11_05 Hr 17 | 70.0224 | 0.000335 | -1177.608 | -348.4451 | 438.5402 | 918.242 | 156.5115 | 12.7598 | 0 | 97.2063 | 228.6353 | 112.6987 | 22.0972 | 182.7729 | 281.7479 | 0 | 7.2612 | 37.8609 | 244.0449 | 0 | 142.457 | 0
2025_11_05 Hr 18 | 0 | 0.003015 | 0.085023 | 3.5474 | 3.5621 | 3.5609 | 3.8089 | 3.8089 | 3.8089 | 117.1161 | -14.5 | 0.1104 | 4 | 0 | 91.3864 | 91.3864 | 281.7479 | 0 | 0.00615 | 0.074 | 0.02596 | 0 | 0 | 0.0705 | 0.2574 | 45.4181 | 7.2612 | 244.0449 | 0 | 0 | 0 | 0 | 16.5668 | 40.2395 | 0 | 0 | -375.1216 | 0.8541 | 12.5139 | 0 | -1 | -4.2 | 12.9637 | 0 | 0 | 32.5496 | 32.5496 | 32.5496 | 32.5496 | 37.8484 | 56.6514 | 0 | 0 | 8.8734 | 16.2969 | 0 | 73.4131 | 69.0439 | 95.7252 | 1311.243 | 33.5464 | 60.0872 | 0 | 0.5292 | 0 | 8.626 | 3.074 | 0 | 1221.417 | 306.7158 | -21.42 | 9.0379 | 6.38 | -1.72 | 15.025 | 5.373 | 53.1496 | 2025-11-05 | 2025_11_05 Hr 18 | 80.2705 | -0.000333 | -1221.417 | -375.1216 | 501.5147 | 925.7992 | 156.4646 | 12.7598 | 0 | 100.1953 | 285.4909 | 115.8285 | 22.0972 | 182.7729 | 281.7479 | 0 | 7.2612 | 45.4181 | 244.0449 | 0 | 142.457 | 0
2025_11_05 Hr 19 | 0 | 0.00084 | 0.023688 | 3.5474 | 3.5621 | 3.5609 | 3.8089 | 3.8089 | 3.8089 | 116.8508 | -14.5 | 0.1104 | 1 | 0 | 91.3864 | 91.3864 | 281.7479 | 0 | 0.00615 | 0.074 | 0.02596 | 0 | 0 | 0.0705 | 0.2574 | 46.06 | 7.2612 | 244.0449 | 0 | 0 | 0 | 0 | 16.557 | 40.2157 | 0 | 0 | -383.9308 | 0.8541 | 12.5139 | 0 | -1 | -4.2 | 12.9637 | 0 | 0 | 32.4775 | 32.4775 | 32.4775 | 32.4775 | 37.7645 | 56.6514 | 0 | 0 | 8.8734 | 16.2969 | 0 | 73.4131 | 69.0439 | 96.7374 | 1311.152 | 33.5361 | 60.0687 | 0 | 0.5292 | 0 | 8.626 | 3.074 | 0 | 1210.492 | 304.6907 | -21.42 | 9.0379 | 6.38 | -1.72 | 15.0204 | 5.3713 | 52.8343 | 2025-11-05 | 2025_11_05 Hr 19 | 90.574 | -0.000348 | -1210.492 | -383.9308 | 500.8082 | 926.4411 | 154.4133 | 12.7598 | 0 | 100.1618 | 284.8531 | 115.7934 | 22.0972 | 182.7729 | 281.7479 | 0 | 7.2612 | 46.06 | 244.0449 | 0 | 142.457 | 0
2025_11_05 Hr 20 | 0 | 7.5e-05 | 0.002115 | 3.5474 | 3.5621 | 3.5609 | 3.8089 | 3.8089 | 3.8089 | 107.8298 | -14.5 | 0.1104 | 29 | 0 | 91.3864 | 91.3864 | 281.7479 | 0 | 0.00615 | 0.074 | 0.02596 | 0 | 0 | 0.0705 | 0.2574 | 46.06 | 0 | 244.0449 | 0 | 0 | 0 | 0 | 16.2246 | 39.4082 | 0 | 0 | -390.0359 | 0.8541 | 12.5139 | 0 | -1 | -4.2 | 12.9637 | 0 | 0 | 30.0245 | 30.0245 | 30.0245 | 30.0245 | 34.9122 | 44.6472 | 0 | 0 | 8.8734 | 16.2969 | 0 | 73.4131 | 69.0439 | 102.666 | 1281.044 | 33.1849 | 59.4397 | 0 | 0.5292 | 0 | 8.626 | 3.074 | 0 | 1195.008 | 325.4206 | -21.42 | 9.0379 | 6.38 | -1.72 | 14.8631 | 5.3151 | 52.3034 | 2025-11-05 | 2025_11_05 Hr 20 | 92.7788 | 0.000296 | -1195.008 | -390.0359 | 476.7891 | 919.1799 | 176.3154 | 12.7598 | 0 | 99.0217 | 263.1678 | 114.5996 | 22.0972 | 182.7729 | 281.7479 | 0 | 0 | 46.06 | 244.0449 | 0 | 142.457 | 0
2025_11_05 Hr 21 | 0 | 0 | 0 | 3.5474 | 3.5621 | 3.5609 | 3.8089 | 3.8089 | 3.8089 | 103.2814 | -14.5 | 0.1104 | 27 | 0 | 91.3864 | 91.3864 | 281.7479 | 0 | 0.00615 | 0.074 | 0.02596 | 0 | 0 | 0.0705 | 0.2574 | 46.06 | 0 | 244.0449 | 0 | 0 | 0 | 0 | 16.0569 | 39.001 | 0 | 0 | -393.242 | 0.8541 | 12.5139 | 0 | -1 | -4.2 | 12.9637 | 0 | 0 | 28.7877 | 28.7877 | 28.7877 | 28.7877 | 33.474 | 44.6472 | 0 | 0 | 8.8734 | 16.2969 | 0 | 73.4131 | 69.0439 | 91.6764 | 1269.533 | 33.0078 | 59.1225 | 0 | 0.5292 | 0 | 8.626 | 3.074 | 0 | 1166.7 | 311.8291 | -21.42 | 9.0379 | 6.38 | -1.72 | 14.7838 | 5.2867 | 51.2282 | 2025-11-05 | 2025_11_05 Hr 21 | 76.5321 | -2.4e-05 | -1166.7 | -393.242 | 464.6787 | 919.1799 | 163.3236 | 12.7598 | 0 | 98.4469 | 252.234 | 113.9978 | 22.0972 | 182.7729 | 281.7479 | 0 | 0 | 46.06 | 244.0449 | 0 | 142.457 | 0
2025_11_05 Hr 22 | 0 | 0 | 0 | 3.5474 | 3.5621 | 3.5609 | 3.8089 | 3.8089 | 3.8089 | 83.42 | -14.5 | 0.1104 | 56 | 0 | 91.3864 | 91.3864 | 281.7479 | 0 | 0.00615 | 0.074 | 0.02596 | 0 | 0 | 0.0705 | 0.2574 | 38.2298 | 0 | 244.0449 | 0 | 0 | 0 | 0 | 15.3249 | 37.223 | 0 | 0 | -411.02 | 0.8541 | 12.5139 | 0 | -1 | -4.2 | 12.9637 | 0 | 0 | 23.3869 | 23.3869 | 23.3869 | 23.3869 | 27.1941 | 38.7504 | 0 | 0 | 8.8734 | 16.2969 | 0 | 73.4131 | 69.0439 | 87.7722 | 1211.448 | 32.2346 | 57.7377 | 0 | 0.5292 | 0 | 8.626 | 3.074 | 0 | 1107.408 | 328.3999 | -21.42 | 9.0379 | 6.38 | -1.72 | 14.4375 | 5.1629 | 49.1217 | 2025-11-05 | 2025_11_05 Hr 22 | 69.1663 | 0.000329 | -1107.408 | -411.02 | 411.7962 | 911.3497 | 182.5226 | 12.7598 | 0 | 95.9369 | 204.4898 | 111.3696 | 22.0972 | 182.7729 | 281.7479 | 0 | 0 | 38.2298 | 244.0449 | 0 | 142.457 | 0
2025_11_05 Hr 23 | 0 | 0 | 0 | 3.5474 | 3.5621 | 3.5609 | 3.8089 | 3.8089 | 3.8089 | 57.3803 | 0 | 0.1104 | 83 | 0 | 91.3864 | 91.3864 | 283.5925 | 0 | 0.00615 | 0.074 | 0.02596 | 0 | 0 | 0.0705 | 0.2574 | 29.7233 | 0 | 245.025 | 0 | 0 | 0 | 0 | 14.3652 | 34.8919 | 0 | 0 | -445.8458 | 0.8541 | 12.5139 | 0 | -1 | -4.2 | 12.9637 | 0 | 0 | 16.3062 | 16.3062 | 16.3062 | 16.3062 | 18.9608 | 41.6988 | 0 | 0 | 8.8734 | 16.2969 | 0 | 74.1091 | 69.6985 | 89.7966 | 1141.231 | 31.2209 | 55.922 | 0 | 0.5292 | 0 | 8.626 | 3.074 | 0 | 1045.392 | 356.9269 | -6.92 | 9.0379 | 6.38 | -1.72 | 13.9834 | 5.0005 | 47.1319 | 2025-11-05 | 2025_11_05 Hr 23 | 85.5866 | -0.00034 | -1045.392 | -445.8458 | 356.9638 | 907.0185 | 214.4954 | 12.7598 | 0 | 92.646 | 141.8939 | 122.4238 | 22.0972 | 182.7729 | 283.5925 | 0 | 0 | 29.7233 | 245.025 | 0 | 143.8077 | 0
2025_11_05 Hr 24 | 0 | 0 | 0 | 3.5474 | 3.5621 | 3.5609 | 3.8089 | 3.8089 | 3.8089 | 41.3092 | 0 | 0.1104 | 86 | 0 | 91.3864 | 91.3864 | 283.5925 | 0 | 0.00615 | 0.074 | 0.02596 | 0 | 0 | 0.0705 | 0.2574 | 40.0271 | 7.2612 | 245.025 | 0 | 0 | 0 | 0 | 13.7729 | 33.4532 | 0 | 0 | -441.3528 | 0.8541 | 12.5139 | 0 | -1 | -4.2 | 12.9637 | 0 | 0 | 11.9362 | 11.9362 | 11.9362 | 11.9362 | 13.8793 | 50.6493 | 0 | 0 | 8.8734 | 16.2969 | 0 | 74.1091 | 69.6985 | 54.8034 | 1118.132 | 30.5953 | 54.8014 | 0 | 0.5292 | 0 | 8.626 | 3.074 | 0 | 1001.617 | 331.7576 | -6.92 | 9.0379 | 6.38 | -1.72 | 13.7033 | 4.9003 | 45.3448 | 2025-11-05 | 2025_11_05 Hr 24 | 84.5758 | -0.000293 | -1001.617 | -441.3528 | 314.1734 | 924.5836 | 191.4527 | 12.7598 | 0 | 90.615 | 103.2613 | 120.2972 | 22.0972 | 182.7729 | 283.5925 | 0 | 7.2612 | 40.0271 | 245.025 | 0 | 143.8077 | 0
2025_11_06 Hr 01 | 0 | 0 | 0 | 3.5474 | 3.5621 | 3.5609 | 3.8089 | 3.8089 | 3.8089 | 36.6934 | 0 | 0.1104 | 87 | 0 | 91.3864 | 91.3864 | 283.5925 | 0 | 0.00615 | 0.074 | 0.02596 | 0 | 0 | 0.0705 | 0.2574 | 45.9692 | 7.2612 | 245.025 | 0 | 0 | 0 | 0 | 13.2302 | 32.1237 | 0 | 0 | -433.5046 | 0.8541 | 12.5209 | 0 | -1 | -4.2 | 13.2266 | 0 | 0 | 7.6453 | 7.6453 | 7.6453 | 7.6453 | 8.8899 | 45.7002 | 0 | 0 | 9.1126 | 16.7245 | 0 | 74.1091 | 69.6985 | 51.9114 | 1095.938 | 30.7517 | 55.1512 | 0 | 0.5292 | 0 | 8.626 | 3.074 | 0 | 981.5 | 325.9863 | -6.92 | 9.0342 | 6.38 | -1.72 | 13.7875 | 4.9521 | 44.4474 | 2025-11-06 | 2025_11_06 Hr 01 | 84.4701 | 2.9e-05 | -981.5 | -433.5046 | 287.1076 | 930.5257 | 184.6116 | 12.7598 | 0 | 89.2482 | 76.4924 | 121.367 | 22.0972 | 182.7729 | 283.5925 | 0 | 7.2612 | 45.9692 | 245.025 | 0 | 143.8077 | 0
2025_11_06 Hr 02 | 0 | 0 | 0 | 3.5474 | 3.5621 | 3.5609 | 3.8089 | 3.8089 | 3.8089 | 36.6934 | 0 | 0.1104 | 77 | 0 | 91.3864 | 91.3864 | 283.5925 | 0 | 0.00615 | 0.074 | 0.02596 | 0 | 0 | 0.0705 | 0.2574 | 46.06 | 7.2612 | 245.025 | 0 | 0 | 0 | 0 | 13.011 | 31.5915 | 0 | 0 | -420.7008 | 0.8541 | 12.5209 | 0 | -1 | -4.2 | 13.2266 | 0 | 0 | 6.014 | 6.014 | 6.014 | 6.014 | 6.9931 | 45.7002 | 0 | 0 | 9.1126 | 16.7245 | 0 | 74.1091 | 69.6985 | 49.887 | 1086.856 | 30.515 | 54.7268 | 0 | 0.5292 | 0 | 8.626 | 3.074 | 0 | 972.3917 | 313.1566 | -6.92 | 9.0342 | 6.38 | -1.72 | 13.6814 | 4.914 | 43.9194 | 2025-11-06 | 2025_11_06 Hr 02 | 87.608 | -4.8e-05 | -972.3917 | -420.7008 | 277.129 | 930.6164 | 172.5872 | 12.7598 | 0 | 88.4968 | 68.0705 | 120.5618 | 22.0972 | 182.7729 | 283.5925 | 0 | 7.2612 | 46.06 | 245.025 | 0 | 143.8077 | 0
2025_11_06 Hr 03 | 0 | 0 | 0 | 3.5474 | 3.5621 | 3.5609 | 3.8089 | 3.8089 | 3.8089 | 36.6934 | 0 | 0.1104 | 74 | 0 | 91.3864 | 91.3864 | 283.5925 | 0 | 0.00615 | 0.074 | 0.02596 | 0 | 0 | 0.0705 | 0.2574 | 46.06 | 7.2612 | 245.025 | 0 | 0 | 0 | 0 | 13.0207 | 31.6151 | 0 | 0 | -408.8741 | 0.8541 | 12.5209 | 0 | -1 | -4.2 | 13.2266 | 0 | 0 | 6.0863 | 6.0863 | 6.0863 | 6.0863 | 7.0771 | 45.7002 | 0 | 0 | 9.1126 | 16.7245 | 0 | 74.1091 | 69.6985 | 16.9182 | 1087.262 | 30.5255 | 54.7456 | 0 | 0.5292 | 0 | 8.626 | 3.074 | 0 | 948.6917 | 277.2235 | -6.92 | 9.0342 | 6.38 | -1.72 | 13.6861 | 4.9157 | 42.8283 | 2025-11-06 | 2025_11_06 Hr 03 | 93.1043 | -7e-05 | -948.6917 | -408.8741 | 277.5711 | 930.6164 | 136.6184 | 12.7598 | 0 | 88.5301 | 68.4436 | 120.5974 | 22.0972 | 182.7729 | 283.5925 | 0 | 7.2612 | 46.06 | 245.025 | 0 | 143.8077 | 0
2025_11_06 Hr 04 | 0 | 0 | 0 | 3.5474 | 3.5621 | 3.5609 | 3.8089 | 3.8089 | 3.8089 | 36.6934 | 0 | 0.1104 | 58 | 0 | 91.3864 | 91.3864 | 283.5925 | 0 | 0.00615 | 0.074 | 0.02596 | 0 | 0 | 0.0705 | 0.2574 | 46.06 | 7.2612 | 245.025 | 0 | 0 | 0 | 0 | 13.2496 | 32.1708 | 0 | 0 | -388.9351 | 0.8541 | 12.5209 | 0 | -1 | -4.2 | 13.2266 | 0 | 0 | 7.7898 | 7.7898 | 7.7898 | 7.7898 | 9.058 | 50.6493 | 0 | 0 | 9.1126 | 16.7245 | 0 | 74.1091 | 69.6985 | 14.0262 | 1096.842 | 30.7726 | 55.1888 | 0 | 0.5292 | 0 | 8.626 | 3.074 | 0 | 965.1083 | 264.1216 | -6.92 | 9.0342 | 6.38 | -1.72 | 13.7969 | 4.9555 | 43.2139 | 2025-11-06 | 2025_11_06 Hr 04 | 93.9367 | 5.1e-05 | -965.1083 | -388.9351 | 287.9917 | 930.6164 | 122.6755 | 12.7598 | 0 | 89.3148 | 77.2386 | 121.4383 | 22.0972 | 182.7729 | 283.5925 | 0 | 7.2612 | 46.06 | 245.025 | 0 | 143.8077 | 0
2025_11_06 Hr 05 | 0 | 0 | 0 | 3.5474 | 3.5621 | 3.5609 | 3.8089 | 3.8089 | 3.8089 | 47.7135 | 0 | 0.1104 | 36 | 0 | 91.3864 | 91.3864 | 283.5925 | 0 | 0.00615 | 0.074 | 0.02596 | 0 | 0 | 0.0705 | 0.2574 | 46.06 | 7.2612 | 245.025 | 0 | 0 | 0 | 0 | 14.0556 | 34.1278 | 0 | 0 | -387.6731 | 0.8541 | 12.5209 | 0 | -1 | -4.2 | 13.2266 | 0 | 0 | 13.7884 | 13.7884 | 13.7884 | 13.7884 | 16.033 | 50.6493 | 0 | 0 | 9.1126 | 16.7245 | 0 | 74.1091 | 69.6985 | 18.9426 | 1141.594 | 31.6428 | 56.7494 | 0 | 0.5292 | 0 | 8.626 | 3.074 | 0 | 997 | 249.9989 | -6.92 | 9.0342 | 6.38 | -1.72 | 14.1871 | 5.0956 | 44.4562 | 2025-11-06 | 2025_11_06 Hr 05 | 92.4239 | 5.3e-05 | -997 | -387.6731 | 335.705 | 930.6164 | 105.5919 | 12.7598 | 0 | 92.0777 | 119.2279 | 124.3993 | 22.0972 | 182.7729 | 283.5925 | 0 | 7.2612 | 46.06 | 245.025 | 0 | 143.8077 | 0
2025_11_06 Hr 06 | 0 | 0 | 0 | 3.5474 | 3.5621 | 3.5609 | 3.8089 | 3.8089 | 3.8089 | 88.7403 | 0 | 0.1104 | 21 | 0 | 91.3864 | 91.3864 | 283.5925 | 0 | 0.00615 | 0.074 | 0.02596 | 0 | 0 | 0.0705 | 0.2574 | 46.06 | 7.2612 | 245.025 | 0 | 0 | 0 | 0 | 15.5538 | 37.7656 | 0 | 0 | -430.8018 | 0.8541 | 12.5209 | 0 | -1 | -4.2 | 13.2266 | 0 | 0 | 24.9389 | 24.9389 | 24.9389 | 24.9389 | 28.9987 | 58.6521 | 0 | 0 | 9.1126 | 16.7245 | 0 | 74.1091 | 69.6985 | 41.934 | 1245.325 | 33.2603 | 59.6503 | 0 | 0.5292 | 0 | 8.626 | 3.074 | 0 | 1079.1 | 271.4973 | -6.92 | 9.0342 | 6.38 | -1.72 | 14.9123 | 5.3561 | 48.2645 | 2025-11-06 | 2025_11_06 Hr 06 | 104.9029 | 5.8e-05 | -1079.1 | -430.8018 | 444.9395 | 930.6164 | 121.5861 | 12.7598 | 0 | 97.2137 | 217.8223 | 129.9035 | 22.0972 | 182.7729 | 283.5925 | 0 | 7.2612 | 46.06 | 245.025 | 0 | 143.8077 | 0
2025_11_06 Hr 07 | 0 | 0 | 0 | 3.5474 | 3.5621 | 3.5609 | 3.8089 | 3.8089 | 3.8089 | 132.3123 | -14.5 | 0.1104 | 21 | 0 | 91.3864 | 91.3864 | 281.7479 | 0 | 0.00615 | 0.074 | 0.02596 | 0 | 0 | 0.0705 | 0.2574 | 46.06 | 7.2612 | 244.0449 | 0 | 0 | 0 | 0 | 17.145 | 41.6291 | 0 | 0 | -412.6505 | 0.8541 | 12.5209 | 0 | -1 | -4.2 | 13.2266 | 0 | 0 | 36.7811 | 36.7811 | 36.7811 | 36.7811 | 42.7687 | 48.6486 | 0 | 0 | 9.1126 | 16.7245 | 0 | 73.4131 | 69.0439 | 46.8504 | 1351.315 | 34.9782 | 62.7312 | 0 | 0.5292 | 0 | 8.626 | 3.074 | 0 | 1189.5 | 272.2557 | -21.42 | 9.0342 | 6.38 | -1.72 | 15.6825 | 5.6327 | 52.3836 | 2025-11-06 | 2025_11_06 Hr 07 | 100.3588 | -3.7e-05 | -1189.5 | -412.6505 | 546.4506 | 926.4411 | 116.499 | 12.7598 | 0 | 102.6684 | 322.5332 | 121.249 | 22.0972 | 182.7729 | 281.7479 | 0 | 7.2612 | 46.06 | 244.0449 | 0 | 142.457 | 0
2025_11_06 Hr 08 | 2.5887 | 0 | 0 | 3.5474 | 3.5621 | 3.5609 | 3.8089 | 3.8089 | 3.8089 | 151.1163 | -14.5 | 0.1104 | 14 | 0 | 91.3864 | 91.3864 | 281.7479 | 0 | 0.00615 | 0.074 | 0.02596 | 0 | 0 | 0.0705 | 0.2574 | 46.06 | 7.2612 | 244.0449 | 0 | 0 | 0 | 0 | 17.8316 | 43.2964 | 0 | 0 | -397.358 | 0.8541 | 12.5209 | 0 | -1 | -4.2 | 13.2266 | 0 | 0 | 41.8917 | 41.8917 | 41.8917 | 41.8917 | 48.7113 | 42.7518 | 0 | 0 | 9.1126 | 16.7245 | 0 | 73.4131 | 69.0439 | 61.8888 | 1398.858 | 35.7195 | 64.0607 | 0 | 0.5292 | -2.5887 | 8.626 | 3.074 | 0 | 1257 | 279.5087 | -24.0087 | 9.0342 | 6.38 | -1.72 | 16.0149 | 5.7521 | 54.8468 | 2025-11-06 | 2025_11_06 Hr 08 | 129.5634 | -0.000112 | -1257 | -397.358 | 596.5164 | 926.4411 | 118.6406 | 12.7598 | 0 | 105.0224 | 367.7223 | 123.7717 | 22.0972 | 182.7729 | 281.7479 | 0 | 7.2612 | 46.06 | 244.0449 | 0 | 142.457 | 0
2025_11_06 Hr 09 | 8.2983 | 0.00015 | 0.00423 | 3.5474 | 3.5621 | 3.5609 | 3.8089 | 3.8089 | 3.8089 | 135.4274 | -14.5 | 0.1104 | 8 | 0 | 91.3864 | 91.3864 | 281.7479 | 0 | 0.00615 | 0.074 | 0.02596 | 0 | 0 | 0.0705 | 0.2574 | 46.06 | 7.2612 | 244.0449 | 0 | 0 | 0 | 0 | 17.2587 | 41.9053 | 0 | 0 | -370.1422 | 0.8541 | 12.5209 | 0 | -1 | -4.2 | 13.2266 | 0 | 0 | 37.6277 | 37.6277 | 37.6277 | 37.6277 | 43.7531 | 38.7504 | 0 | 0 | 9.1126 | 16.7245 | 0 | 73.4131 | 69.0439 | 72.7338 | 1359.195 | 35.101 | 62.9514 | 0 | 0.5292 | -8.2983 | 8.626 | 3.074 | 0 | 1243.292 | 283.9573 | -29.7183 | 9.0342 | 6.38 | -1.72 | 15.7375 | 5.6525 | 53.9476 | 2025-11-06 | 2025_11_06 Hr 09 | 99.7614 | -0.00032 | -1243.292 | -370.1422 | 554.7444 | 926.4411 | 119.4886 | 12.7598 | 0 | 103.0583 | 330.0191 | 121.6669 | 22.0972 | 182.7729 | 281.7479 | 0 | 7.2612 | 46.06 | 244.0449 | 0 | 142.457 | 0
2025_11_06 Hr 10 | 8.3016 | 0.0006 | 0.01692 | 3.5474 | 3.5621 | 3.5609 | 3.8089 | 3.8089 | 3.8089 | 111.1911 | -14.5 | 0.1104 | 2 | 0 | 91.3864 | 91.3864 | 281.7479 | 0 | 0.00615 | 0.074 | 0.02596 | 0 | 0 | 0.0705 | 0.2574 | 46.06 | 7.2612 | 244.0449 | 0 | 0 | 0 | 0 | 16.3736 | 39.7563 | 0 | 0 | -283.0609 | 0.8541 | 12.5209 | 0 | -1 | -4.2 | 13.2266 | 0 | 0 | 31.0406 | 31.0406 | 31.0406 | 31.0406 | 36.0938 | 34.749 | 0 | 0 | 9.1126 | 16.7245 | 0 | 73.4131 | 69.0439 | 54.8034 | 1297.93 | 34.1454 | 61.2377 | 0 | 0.5292 | -8.3016 | 8.626 | 3.074 | 0 | 1237.925 | 252.7777 | -29.7216 | 9.0342 | 6.38 | -1.72 | 15.3091 | 5.4986 | 52.59 | 2025-11-06 | 2025_11_06 Hr 10 | 88.0906 | -4.4e-05 | -1237.925 | -283.0609 | 490.215 | 926.4411 | 91.5699 | 12.7598 | 0 | 100.0243 | 271.7753 | 118.4154 | 22.0972 | 182.7729 | 281.7479 | 0 | 7.2612 | 46.06 | 244.0449 | 0 | 142.457 | 0
2025_11_06 Hr 11 | 8.3 | 0.001845 | 0.052029 | 3.5474 | 3.5621 | 3.5609 | 3.8089 | 3.8089 | 3.8089 | 103.1377 | -14.5 | 0.1104 | 0 | 0 | 91.3864 | 91.3864 | 281.7479 | 0 | 0.00615 | 0.074 | 0.02596 | 0 | 0 | 0.0705 | 0.2574 | 46.06 | 7.2612 | 244.0449 | 0 | 0 | 0 | 0 | 16.0796 | 39.0422 | 0 | 0 | -287.5586 | 0.8541 | 12.5209 | 0 | -1 | -4.2 | 13.2266 | 0 | 0 | 28.8518 | 28.8518 | 28.8518 | 28.8518 | 33.5487 | 36.7497 | 0 | 0 | 9.1126 | 16.7245 | 0 | 73.4131 | 69.0439 | 36.873 | 1277.603 | 33.8279 | 60.6683 | 0 | 0.5292 | -8.3 | 8.626 | 3.074 | 0 | 1194.092 | 233.7672 | -29.72 | 9.0342 | 6.38 | -1.72 | 15.1668 | 5.4475 | 50.9189 | 2025-11-06 | 2025_11_06 Hr 11 | 87.2469 | -0.00038 | -1194.092 | -287.5586 | 468.7727 | 926.4411 | 73.6766 | 12.7598 | 0 | 99.0161 | 252.4217 | 117.335 | 22.0972 | 182.7729 | 281.7479 | 0 | 7.2612 | 46.06 | 244.0449 | 0 | 142.457 | 0
2025_11_06 Hr 12 | 7.7759 | 0.003 | 0.0846 | 3.5474 | 3.5621 | 3.5609 | 3.8089 | 3.8089 | 3.8089 | 95.6161 | -14.5 | 0.1104 | 0 | 0 | 91.3864 | 91.3864 | 281.7479 | 0 | 0.00615 | 0.074 | 0.02596 | 0 | 0 | 0.0705 | 0.2574 | 46.06 | 7.2612 | 244.0449 | 0 | 0 | 0 | 0 | 15.8049 | 38.3753 | 0 | 0 | -302.1368 | 0.8541 | 12.5209 | 0 | -1 | -4.2 | 13.2266 | 0 | 0 | 26.8076 | 26.8076 | 26.8076 | 26.8076 | 31.1716 | 31.8006 | 0 | 0 | 9.1126 | 16.7245 | 0 | 73.4131 | 69.0439 | 39.9096 | 1258.618 | 33.5314 | 60.1365 | 0 | 0.5292 | -7.7759 | 8.626 | 3.074 | 0 | 1157.608 | 230.3227 | -29.1959 | 9.0342 | 6.38 | -1.72 | 15.0338 | 5.3997 | 49.6705 | 2025-11-06 | 2025_11_06 Hr 12 | 85.3746 | 0.000282 | -1157.608 | -302.1368 | 448.7464 | 926.4411 | 71.7978 | 12.7598 | 0 | 98.0745 | 234.346 | 116.3259 | 22.0972 | 182.7729 | 281.7479 | 0 | 7.2612 | 46.06 | 244.0449 | 0 | 142.457 | 0
2025_11_06 Hr 13 | 7.7809 | 0.00321 | 0.090522 | 3.5474 | 3.5621 | 3.5609 | 3.8089 | 3.8089 | 3.8089 | 80.6869 | -14.5 | 0.1104 | 0 | 0 | 91.3864 | 91.3864 | 281.7479 | 0 | 0.00615 | 0.074 | 0.02596 | 0 | 0 | 0.0705 | 0.2574 | 46.06 | 7.2612 | 244.0449 | 0 | 0 | 0 | 0 | 15.2597 | 37.0515 | 0 | 0 | -295.1432 | 0.8541 | 12.5209 | 0 | -1 | -4.2 | 13.2266 | 0 | 0 | 22.7501 | 22.7501 | 22.7501 | 22.7501 | 26.4536 | 28.8522 | 0 | 0 | 9.1126 | 16.7245 | 0 | 73.4131 | 69.0439 | 50.8992 | 1220.878 | 32.9428 | 59.0809 | 0 | 0.5292 | -7.7809 | 8.626 | 3.074 | 0 | 1132.9 | 236.3662 | -29.2009 | 9.0342 | 6.38 | -1.72 | 14.7699 | 5.3049 | 48.6032 | 2025-11-06 | 2025_11_06 Hr 13 | 78.6795 | -3e-06 | -1132.9 | -295.1432 | 408.9972 | 926.4411 | 79.8451 | 12.7598 | 0 | 96.2056 | 198.4686 | 114.323 | 22.0972 | 182.7729 | 281.7479 | 0 | 7.2612 | 46.06 | 244.0449 | 0 | 142.457 | 0
2025_11_06 Hr 14 | 9.3298 | 0.002865 | 0.080793 | 3.5474 | 3.5621 | 3.5609 | 3.8089 | 3.8089 | 3.8089 | 74.7228 | -14.5 | 0.1104 | 0 | 0 | 91.3864 | 91.3864 | 281.7479 | 0 | 0.00615 | 0.074 | 0.02596 | 0 | 0 | 0.0705 | 0.2574 | 46.06 | 7.2612 | 244.0449 | 0 | 0 | 0 | 0 | 15.0419 | 36.5227 | 0 | 0 | -325.9793 | 0.8541 | 12.5209 | 0 | -1 | -4.2 | 13.2266 | 0 | 0 | 21.1291 | 21.1291 | 21.1291 | 21.1291 | 24.5687 | 22.8501 | 0 | 0 | 9.1126 | 16.7245 | 0 | 73.4131 | 69.0439 | 81.8436 | 1205.789 | 32.7077 | 58.6591 | 0 | 0.5292 | -9.3298 | 8.626 | 3.074 | 0 | 1111.117 | 262.0569 | -30.7498 | 9.0342 | 6.38 | -1.72 | 14.6645 | 5.2671 | 48.1491 | 2025-11-06 | 2025_11_06 Hr 14 | 76.5116 | -0.000343 | -1111.117 | -325.9793 | 393.1177 | 926.4411 | 104.7774 | 12.7598 | 0 | 95.4589 | 184.1359 | 113.5229 | 22.0972 | 182.7729 | 281.7479 | 0 | 7.2612 | 46.06 | 244.0449 | 0 | 142.457 | 0
2025_11_06 Hr 15 | 8.8207 | 0.00447 | 0.12605 | 3.5474 | 3.5621 | 3.5609 | 3.8089 | 3.8089 | 3.8089 | 69.5944 | -14.5 | 0.1104 | 0 | 0 | 91.3864 | 91.3864 | 281.7479 | 0 | 0.00615 | 0.074 | 0.02596 | 0 | 0 | 0.0705 | 0.2574 | 18.3311 | 7.2612 | 244.0449 | 0 | 0 | 0 | 0 | 14.8546 | 36.068 | 0 | 0 | -294.0806 | 0.8541 | 12.5209 | 0 | -1 | -4.2 | 13.2266 | 0 | 0 | 19.7353 | 19.7353 | 19.7353 | 19.7353 | 22.948 | 13.8996 | 0 | 0 | 9.1126 | 16.7245 | 0 | 73.4131 | 69.0439 | 83.7234 | 1165.139 | 32.5055 | 58.2965 | 0 | 0.5292 | -8.8207 | 8.626 | 3.074 | 0 | 1094.608 | 253.7907 | -30.2407 | 9.0342 | 6.38 | -1.72 | 14.5738 | 5.2345 | 47.0777 | 2025-11-06 | 2025_11_06 Hr 15 | 64.9024 | 0.00032 | -1094.608 | -294.0806 | 379.4634 | 898.7122 | 97.7535 | 12.7598 | 0 | 94.8169 | 171.8116 | 112.8349 | 22.0972 | 182.7729 | 281.7479 | 0 | 7.2612 | 18.3311 | 244.0449 | 0 | 142.457 | 0
2025_11_06 Hr 16 | 3.6185 | 0.004455 | 0.12563 | 3.5474 | 3.5621 | 3.5609 | 3.8089 | 3.8089 | 3.8089 | 67.3152 | -14.5 | 0.1104 | 0 | 0 | 91.3864 | 91.3864 | 281.7479 | 0 | 0.00615 | 0.074 | 0.02596 | 0 | 0 | 0.0705 | 0.2574 | 17.6788 | 7.2612 | 244.0449 | 0 | 0 | 0 | 0 | 14.7714 | 35.8659 | 0 | 0 | -270.5376 | 0.8541 | 12.5209 | 0 | -1 | -4.2 | 13.2266 | 0 | 0 | 19.1158 | 19.1158 | 19.1158 | 19.1158 | 22.2277 | 10.9512 | 0 | 0 | 9.1126 | 16.7245 | 0 | 73.4131 | 69.0439 | 69.8418 | 1158.723 | 32.4156 | 58.1354 | 0 | 0.5292 | -3.6185 | 8.626 | 3.074 | 0 | 1094.6 | 231.4527 | -25.0385 | 9.0342 | 6.38 | -1.72 | 14.5335 | 5.22 | 46.7676 | 2025-11-06 | 2025_11_06 Hr 16 | 64.1203 | -5.9e-05 | -1094.6 | -270.5376 | 373.3948 | 898.0598 | 80.9231 | 12.7598 | 0 | 94.5316 | 166.3341 | 112.5291 | 22.0972 | 182.7729 | 281.7479 | 0 | 7.2612 | 17.6788 | 244.0449 | 0 | 142.457 | 0
2025_11_06 Hr 17 | 0.51906 | 0.003915 | 0.1104 | 3.5474 | 3.5621 | 3.5609 | 3.8089 | 3.8089 | 3.8089 | 100.8584 | -14.5 | 0.1104 | 4 | 0 | 91.3864 | 91.3864 | 281.7479 | 0 | 0.00615 | 0.074 | 0.02596 | 0 | 0 | 0.0705 | 0.2574 | 26.8892 | 7.2612 | 244.0449 | 0 | 0 | 0 | 0 | 15.9963 | 38.8401 | 0 | 0 | -280.8824 | 0.8541 | 12.5209 | 0 | -1 | -4.2 | 13.2266 | 0 | 0 | 28.2324 | 28.2324 | 28.2324 | 28.2324 | 32.8284 | 4.9491 | 0 | 0 | 9.1126 | 16.7245 | 0 | 73.4131 | 69.0439 | 65.793 | 1252.728 | 33.7381 | 60.5071 | 0 | 0.5292 | -0.51906 | 8.626 | 3.074 | 0 | 1176.708 | 226.802 | -21.9391 | 9.0342 | 6.38 | -1.72 | 15.1265 | 5.433 | 50.1448 | 2025-11-06 | 2025_11_06 Hr 17 | 71.4697 | 0.000258 | -1176.708 | -280.8824 | 462.7041 | 907.2703 | 74.8564 | 12.7598 | 0 | 98.7308 | 246.9442 | 117.0292 | 22.0972 | 182.7729 | 281.7479 | 0 | 7.2612 | 26.8892 | 244.0449 | 0 | 142.457 | 0
2025_11_06 Hr 18 | 0 | 0.001815 | 0.051183 | 3.5474 | 3.5621 | 3.5609 | 3.8089 | 3.8089 | 3.8089 | 117.649 | -14.5 | 0.1104 | 9 | 0 | 91.3864 | 91.3864 | 281.7479 | 0 | 0.00615 | 0.074 | 0.02596 | 0 | 0 | 0.0705 | 0.2574 | 36.2959 | 7.2612 | 244.0449 | 0 | 0 | 0 | 0 | 16.6095 | 40.3289 | 0 | 0 | -298.9998 | 0.8541 | 12.5209 | 0 | -1 | -4.2 | 13.2266 | 0 | 0 | 32.7958 | 32.7958 | 32.7958 | 32.7958 | 38.1347 | 2.9484 | 0 | 0 | 9.1126 | 16.7245 | 0 | 73.4131 | 69.0439 | 58.8522 | 1304.528 | 34.4001 | 61.6944 | 0 | 0.5292 | 0 | 8.626 | 3.074 | 0 | 1208.7 | 224.5919 | -21.42 | 9.0342 | 6.38 | -1.72 | 15.4233 | 5.5396 | 51.6461 | 2025-11-06 | 2025_11_06 Hr 18 | 78.2689 | -9.7e-05 | -1208.7 | -298.9998 | 507.4093 | 916.677 | 70.8536 | 12.7598 | 0 | 100.8327 | 287.2948 | 119.2818 | 22.0972 | 182.7729 | 281.7479 | 0 | 7.2612 | 36.2959 | 244.0449 | 0 | 142.457 | 0
2025_11_06 Hr 19 | 0 | 0.000675 | 0.019035 | 3.5474 | 3.5621 | 3.5609 | 3.8089 | 3.8089 | 3.8089 | 118.7507 | -14.5 | 0.1104 | 20 | 0 | 91.3864 | 91.3864 | 281.7479 | 0 | 0.00615 | 0.074 | 0.02596 | 0 | 0 | 0.0705 | 0.2574 | 44.7054 | 7.2612 | 244.0449 | 0 | 0 | 0 | 0 | 16.6497 | 40.4266 | 0 | 0 | -362.3299 | 0.8541 | 12.5209 | 0 | -1 | -4.2 | 13.2266 | 0 | 0 | 33.0952 | 33.0952 | 33.0952 | 33.0952 | 38.4828 | 4.9491 | 0 | 0 | 9.1126 | 16.7245 | 0 | 73.4131 | 69.0439 | 87.7722 | 1315.691 | 34.4435 | 61.7723 | 0 | 0.5292 | 0 | 8.626 | 3.074 | 0 | 1198.6 | 266.6593 | -21.42 | 9.0342 | 6.38 | -1.72 | 15.4428 | 5.5466 | 52.0807 | 2025-11-06 | 2025_11_06 Hr 19 | 76.1318 | -3.3e-05 | -1198.6 | -362.3299 | 510.3425 | 925.0865 | 112.741 | 12.7598 | 0 | 100.9706 | 289.9423 | 119.4296 | 22.0972 | 182.7729 | 281.7479 | 0 | 7.2612 | 44.7054 | 244.0449 | 0 | 142.457 | 0
2025_11_06 Hr 20 | 0 | 4.5e-05 | 0.001269 | 3.5474 | 3.5621 | 3.5609 | 3.8089 | 3.8089 | 3.8089 | 103.5556 | -14.5 | 0.1104 | 23 | 0 | 91.3864 | 91.3864 | 281.7479 | 0 | 0.00615 | 0.074 | 0.02596 | 0 | 0 | 0.0705 | 0.2574 | 46.06 | 0 | 244.0449 | 0 | 0 | 0 | 0 | 16.0948 | 39.0793 | 0 | 0 | -371.9126 | 0.8541 | 12.5209 | 0 | -1 | -4.2 | 13.2266 | 0 | 0 | 28.9654 | 28.9654 | 28.9654 | 28.9654 | 33.6807 | 4.9491 | 0 | 0 | 9.1126 | 16.7245 | 0 | 73.4131 | 69.0439 | 119.7288 | 1271.348 | 33.8444 | 60.6979 | 0 | 0.5292 | 0 | 8.626 | 3.074 | 0 | 1177.592 | 299.5767 | -21.42 | 9.0342 | 6.38 | -1.72 | 15.1742 | 5.4501 | 51.3775 | 2025-11-06 | 2025_11_06 Hr 20 | 71.4574 | -0.000339 | -1177.592 | -371.9126 | 469.8854 | 919.1799 | 147.6792 | 12.7598 | 0 | 99.0684 | 253.4259 | 117.391 | 22.0972 | 182.7729 | 281.7479 | 0 | 0 | 46.06 | 244.0449 | 0 | 142.457 | 0
2025_11_06 Hr 21 | 0 | 0 | 0 | 3.5474 | 3.5621 | 3.5609 | 3.8089 | 3.8089 | 3.8089 | 100.2126 | -14.5 | 0.1104 | 41 | 0 | 91.3864 | 91.3864 | 281.7479 | 0 | 0.00615 | 0.074 | 0.02596 | 0 | 0 | 0.0705 | 0.2574 | 27.7895 | 0 | 244.0449 | 0 | 0 | 0 | 0 | 15.9727 | 38.7828 | 0 | 0 | -399.515 | 0.8541 | 12.5209 | 0 | -1 | -4.2 | 13.2266 | 0 | 0 | 28.0569 | 28.0569 | 28.0569 | 28.0569 | 32.6243 | 7.8975 | 0 | 0 | 9.1126 | 16.7245 | 0 | 73.4131 | 69.0439 | 110.7636 | 1244.624 | 33.7126 | 60.4615 | 0 | 0.5292 | 0 | 8.626 | 3.074 | 0 | 1134.8 | 311.1114 | -21.42 | 9.0342 | 6.38 | -1.72 | 15.1151 | 5.4289 | 50.0515 | 2025-11-06 | 2025_11_06 Hr 21 | 64.9661 | 1.2e-05 | -1134.8 | -399.515 | 460.9847 | 900.9094 | 159.6611 | 12.7598 | 0 | 98.6499 | 245.3922 | 116.9426 | 22.0972 | 182.7729 | 281.7479 | 0 | 0 | 27.7895 | 244.0449 | 0 | 142.457 | 0
2025_11_06 Hr 22 | 0 | 0 | 0 | 3.5474 | 3.5621 | 3.5609 | 3.8089 | 3.8089 | 3.8089 | 79.6232 | -14.5 | 0.1104 | 65 | 0 | 91.3864 | 91.3864 | 281.7479 | 0 | 0.00615 | 0.074 | 0.02596 | 0 | 0 | 0.0705 | 0.2574 | 15.7204 | 0 | 244.0449 | 0 | 0 | 0 | 0 | 15.2208 | 36.9572 | 0 | 0 | -374.2475 | 0.8541 | 12.5209 | 0 | -1 | -4.2 | 13.2266 | 0 | 0 | 22.461 | 22.461 | 22.461 | 22.461 | 26.1174 | 13.8996 | 0 | 0 | 9.1126 | 16.7245 | 0 | 73.4131 | 69.0439 | 76.7826 | 1180.497 | 32.9009 | 59.0057 | 0 | 0.5292 | 0 | 8.626 | 3.074 | 0 | 1089.2 | 304.3702 | -21.42 | 9.0342 | 6.38 | -1.72 | 14.7511 | 5.2982 | 47.919 | 2025-11-06 | 2025_11_06 Hr 22 | 65.1324 | 1.3e-05 | -1089.2 | -374.2475 | 406.1652 | 888.8403 | 155.6822 | 12.7598 | 0 | 96.0724 | 195.9125 | 114.1803 | 22.0972 | 182.7729 | 281.7479 | 0 | 0 | 15.7204 | 244.0449 | 0 | 142.457 | 0
2025_11_06 Hr 23 | 0 | 0 | 0 | 3.5474 | 3.5621 | 3.5609 | 3.8089 | 3.8089 | 3.8089 | 43.2689 | 0 | 0.1104 | 70 | 0 | 91.3864 | 91.3864 | 283.5925 | 0 | 0.00615 | 0.074 | 0.02596 | 0 | 0 | 0.0705 | 0.2574 | 19.8359 | 0 | 245.025 | 0 | 0 | 0 | 0 | 13.8933 | 33.7337 | 0 | 0 | -358.6669 | 0.8541 | 12.5209 | 0 | -1 | -4.2 | 13.2266 | 0 | 0 | 12.5804 | 12.5804 | 12.5804 | 12.5804 | 14.6284 | 24.8508 | 0 | 0 | 9.1126 | 16.7245 | 0 | 74.1091 | 69.6985 | 70.854 | 1096.871 | 31.4676 | 56.4351 | 0 | 0.5292 | 0 | 8.626 | 3.074 | 0 | 1040.8 | 309.5156 | -6.92 | 9.0342 | 6.38 | -1.72 | 14.1085 | 5.0674 | 45.8035 | 2025-11-06 | 2025_11_06 Hr 23 | 72.8433 | 4.3e-05 | -1040.8 | -358.6669 | 323.8712 | 897.1311 | 165.7048 | 12.7598 | 0 | 91.5213 | 108.5469 | 123.8031 | 22.0972 | 182.7729 | 283.5925 | 0 | 0 | 19.8359 | 245.025 | 0 | 143.8077 | 0
2025_11_06 Hr 24 | 0 | 0 | 0 | 3.5474 | 3.5621 | 3.5609 | 3.8089 | 3.8089 | 3.8089 | 36.6934 | 0 | 0.1104 | 76 | 0 | 91.3864 | 91.3864 | 283.5925 | 0 | 0.00615 | 0.074 | 0.02596 | 0 | 0 | 0.0705 | 0.2574 | 29.2409 | 0 | 245.025 | 0 | 0 | 0 | 0 | 13.1081 | 31.8272 | 0 | 0 | -406.7548 | 0.8541 | 12.5209 | 0 | -1 | -4.2 | 13.2266 | 0 | 0 | 6.7367 | 6.7367 | 6.7367 | 6.7367 | 7.8334 | 34.749 | 0 | 0 | 9.1126 | 16.7245 | 0 | 74.1091 | 69.6985 | 86.76 | 1066.84 | 30.6199 | 54.9148 | 0 | 0.5292 | 0 | 8.626 | 3.074 | 0 | 991.6 | 338.4352 | -6.92 | 9.0342 | 6.38 | -1.72 | 13.7284 | 4.9309 | 44.4941 | 2025-11-06 | 2025_11_06 Hr 24 | 74.0655 | -2.7e-05 | -991.6 | -406.7548 | 281.5499 | 906.5361 | 197.509 | 12.7598 | 0 | 88.8297 | 71.8017 | 120.9185 | 22.0972 | 182.7729 | 283.5925 | 0 | 0 | 29.2409 | 245.025 | 0 | 143.8077 | 0
2025_11_07 Hr 01 | 0 | 0 | 0 | 3.5474 | 3.5621 | 3.5609 | 3.8089 | 3.8089 | 3.8089 | 36.6934 | 0 | 0.1104 | 78 | 0 | 91.3864 | 91.3864 | 283.5925 | 0 | 0.00615 | 0.074 | 0.02596 | 0 | 0 | 0.0705 | 0.2574 | 38.6459 | 0 | 245.025 | 0 | 0 | 0 | 0 | 13.4338 | 32.6069 | 0 | 0 | -440.5253 | 0.8541 | 12.528 | 0 | -1 | -4.2 | 13.4895 | 0 | 0 | 8.5534 | 8.5534 | 8.5534 | 8.5534 | 9.9459 | 38.7504 | 0 | 0 | 9.1277 | 16.5244 | 0 | 74.1091 | 69.6985 | 73.746 | 1087.01 | 30.5431 | 54.8445 | 0 | 0.5292 | 0 | 8.626 | 3.074 | 0 | 970.6334 | 331.0681 | -6.92 | 9.0305 | 6.38 | -1.72 | 13.7078 | 4.9442 | 44.1109 | 2025-11-07 | 2025_11_07 Hr 01 | 70.5708 | -2.2e-05 | -970.6334 | -440.5253 | 291.9614 | 915.9411 | 190.4964 | 12.7598 | 0 | 90.2164 | 81.1809 | 120.564 | 22.0972 | 182.7729 | 283.5925 | 0 | 0 | 38.6459 | 245.025 | 0 | 143.8077 | 0
2025_11_07 Hr 02 | 0 | 0 | 0 | 3.5474 | 3.5621 | 3.5609 | 3.8089 | 3.8089 | 3.8089 | 36.6934 | 0 | 0.1104 | 83 | 0 | 91.3864 | 91.3864 | 283.5925 | 0 | 0.00615 | 0.074 | 0.02596 | 0 | 0 | 0.0705 | 0.2574 | 45.6765 | 0 | 245.025 | 0 | 0 | 0 | 0 | 13.1478 | 31.9124 | 0 | 0 | -522.1145 | 0.8541 | 12.528 | 0 | -1 | -4.2 | 13.4895 | 0 | 0 | 6.485 | 6.485 | 6.485 | 6.485 | 7.5407 | 36.7497 | 0 | 0 | 9.1277 | 16.5244 | 0 | 74.1091 | 69.6985 | 139.6836 | 1082.382 | 30.2392 | 54.2987 | 0 | 0.5292 | 0 | 8.626 | 3.074 | 0 | 952.3167 | 398.9696 | -6.92 | 9.0305 | 6.38 | -1.72 | 13.5714 | 4.895 | 44.4614 | 2025-11-07 | 2025_11_07 Hr 02 | 70.584 | -9e-06 | -952.3167 | -522.1145 | 279.2664 | 922.9717 | 259.4333 | 12.7598 | 0 | 89.2359 | 70.5019 | 119.5286 | 22.0972 | 182.7729 | 283.5925 | 0 | 0 | 45.6765 | 245.025 | 0 | 143.8077 | 0
2025_11_07 Hr 03 | 0 | 0 | 0 | 3.5474 | 3.5621 | 3.5609 | 3.8089 | 3.8089 | 3.8089 | 36.6934 | 0 | 0.1104 | 87 | 0 | 91.3864 | 91.3864 | 283.5925 | 0 | 0.00615 | 0.074 | 0.02596 | 0 | 0 | 0.0705 | 0.2574 | 46.06 | 0 | 245.025 | 0 | 0 | 0 | 0 | 13.0548 | 31.6868 | 0 | 0 | -462.5548 | 0.8541 | 12.528 | 0 | -1 | -4.2 | 13.4895 | 0 | 0 | 5.8127 | 5.8127 | 5.8127 | 5.8127 | 6.759 | 30.7476 | 0 | 0 | 9.1277 | 16.5244 | 0 | 74.1091 | 69.6985 | 86.76 | 1078.976 | 30.1404 | 54.1213 | 0 | 0.5292 | 0 | 8.626 | 3.074 | 0 | 953.2083 | 343.7074 | -6.92 | 9.0305 | 6.38 | -1.72 | 13.527 | 4.879 | 43.7129 | 2025-11-07 | 2025_11_07 Hr 03 | 70.5378 | 4.8e-05 | -953.2083 | -462.5548 | 275.1405 | 923.3552 | 204.5076 | 12.7598 | 0 | 88.9172 | 67.0312 | 119.1921 | 22.0972 | 182.7729 | 283.5925 | 0 | 0 | 46.06 | 245.025 | 0 | 143.8077 | 0
2025_11_07 Hr 04 | 0 | 0 | 0 | 3.5474 | 3.5621 | 3.5609 | 3.8089 | 3.8089 | 3.8089 | 36.6934 | 0 | 0.1104 | 91 | 0 | 91.3864 | 91.3864 | 283.5925 | 0 | 0.00615 | 0.074 | 0.02596 | 0 | 0 | 0.0705 | 0.2574 | 46.06 | 0 | 245.025 | 0 | 0 | 0 | 0 | 13.3809 | 32.4784 | 0 | 0 | -478.0213 | 0.8541 | 12.528 | 0 | -1 | -4.2 | 13.4895 | 0 | 0 | 8.1708 | 8.1708 | 8.1708 | 8.1708 | 9.5009 | 33.8013 | 0 | 0 | 9.1277 | 16.5244 | 0 | 74.1091 | 69.6985 | 90.8088 | 1092.268 | 30.4869 | 54.7435 | 0 | 0.5292 | 0 | 8.626 | 3.074 | 0 | 963.3167 | 355.9903 | -6.92 | 9.0305 | 6.38 | -1.72 | 13.6825 | 4.9351 | 44.3154 | 2025-11-07 | 2025_11_07 Hr 04 | 71.7863 | -5.9e-05 | -963.3167 | -478.0213 | 289.6128 | 923.3552 | 215.6101 | 12.7598 | 0 | 90.035 | 79.2053 | 120.3725 | 22.0972 | 182.7729 | 283.5925 | 0 | 0 | 46.06 | 245.025 | 0 | 143.8077 | 0
2025_11_07 Hr 05 | 0 | 0 | 0 | 3.5474 | 3.5621 | 3.5609 | 3.8089 | 3.8089 | 3.8089 | 47.7267 | 0 | 0.1104 | 92 | 0 | 91.3864 | 91.3864 | 283.5925 | 0 | 0.00615 | 0.074 | 0.02596 | 0 | 0 | 0.0705 | 0.2574 | 45.6688 | 0 | 245.025 | 0 | 0 | 0 | 0 | 14.1191 | 34.27 | 0 | 0 | -494.9697 | 0.8541 | 12.528 | 0 | -1 | -4.2 | 13.4895 | 0 | 0 | 13.5074 | 13.5074 | 13.5074 | 13.5074 | 15.7063 | 33.8013 | 0 | 0 | 9.1277 | 16.5244 | 0 | 74.1091 | 69.6985 | 101.6538 | 1132.991 | 31.2711 | 56.1518 | 0 | 0.5292 | 0 | 8.626 | 3.074 | 0 | 1001.608 | 370.5067 | -6.92 | 9.0305 | 6.38 | -1.72 | 14.0345 | 5.0621 | 46.0499 | 2025-11-07 | 2025_11_07 Hr 05 | 72.2157 | 0.000372 | -1001.608 | -494.9697 | 333.3992 | 922.964 | 227.4551 | 12.7598 | 0 | 92.5648 | 117.7905 | 123.0439 | 22.0972 | 182.7729 | 283.5925 | 0 | 0 | 45.6688 | 245.025 | 0 | 143.8077 | 0
2025_11_07 Hr 06 | 0 | 0 | 0 | 3.5474 | 3.5621 | 3.5609 | 3.8089 | 3.8089 | 3.8089 | 79.8977 | 0 | 0.1104 | 91 | 0 | 91.3864 | 91.3864 | 283.5925 | 0 | 0.00615 | 0.074 | 0.02596 | 0 | 0 | 0.0705 | 0.2574 | 46.06 | 0.6051 | 245.025 | 0 | 0 | 0 | 0 | 15.3278 | 37.204 | 0 | 0 | -510.922 | 0.8541 | 12.528 | 0 | -1 | -4.2 | 13.4895 | 0 | 0 | 22.2467 | 22.2467 | 22.2467 | 22.2467 | 25.8682 | 28.8522 | 0 | 0 | 9.1277 | 16.5244 | 0 | 74.1091 | 69.6985 | 109.7514 | 1215.42 | 32.5554 | 58.4579 | 0 | 0.5292 | 0 | 8.626 | 3.074 | 0 | 1074.608 | 377.0299 | -6.92 | 9.0305 | 6.38 | -1.72 | 14.6109 | 5.27 | 49.1414 | 2025-11-07 | 2025_11_07 Hr 06 | 86.3265 | 0.0002894 | -1074.608 | -510.922 | 419.2066 | 923.9603 | 229.6036 | 12.7598 | 0 | 96.7075 | 195.0804 | 127.4186 | 22.0972 | 182.7729 | 283.5925 | 0 | 0.6051 | 46.06 | 245.025 | 0 | 143.8077 | 0
2025_11_07 Hr 07 | 0 | 0 | 0 | 3.5474 | 3.5621 | 3.5609 | 3.8089 | 3.8089 | 3.8089 | 124.328 | -14.5 | 0.1104 | 89 | 0 | 91.3864 | 91.3864 | 281.7479 | 0 | 0.00615 | 0.074 | 0.02596 | 0 | 0 | 0.0705 | 0.2574 | 46.06 | 0 | 244.0449 | 0 | 0 | 0 | 0 | 16.9972 | 41.256 | 0 | 0 | -523.9746 | 0.8541 | 12.528 | 0 | -1 | -4.2 | 13.4895 | 0 | 0 | 34.3161 | 34.3161 | 34.3161 | 34.3161 | 39.9025 | 24.8508 | 0 | 0 | 9.1277 | 16.5244 | 0 | 73.4131 | 69.0439 | 110.7636 | 1323.104 | 34.3291 | 61.6428 | 0 | 0.5292 | 0 | 8.626 | 3.074 | 0 | 1155.792 | 378.0824 | -21.42 | 9.0305 | 6.38 | -1.72 | 15.4069 | 5.5571 | 52.5178 | 2025-11-07 | 2025_11_07 Hr 07 | 91.3116 | -0.000322 | -1155.792 | -523.9746 | 523.2122 | 919.1799 | 224.6144 | 12.7598 | 0 | 102.4289 | 301.8229 | 118.9603 | 22.0972 | 182.7729 | 281.7479 | 0 | 0 | 46.06 | 244.0449 | 0 | 142.457 | 0
2025_11_07 Hr 08 | 2.5887 | 0 | 0 | 3.5474 | 3.5621 | 3.5609 | 3.8089 | 3.8089 | 3.8089 | 141.4985 | -14.5 | 0.1104 | 76 | 0 | 91.3864 | 91.3864 | 281.7479 | 0 | 0.00615 | 0.074 | 0.02596 | 0 | 0 | 0.0705 | 0.2574 | 46.06 | 1.2102 | 244.0449 | 0 | 0 | 0 | 0 | 17.6424 | 42.8219 | 0 | 0 | -502.1018 | 0.8541 | 12.528 | 0 | -1 | -4.2 | 13.4895 | 0 | 0 | 38.9805 | 38.9805 | 38.9805 | 38.9805 | 45.3262 | 21.9024 | 0 | 0 | 9.1277 | 16.5244 | 0 | 73.4131 | 69.0439 | 111.6312 | 1367.777 | 35.0146 | 62.8736 | 0 | 0.5292 | -2.5887 | 8.626 | 3.074 | 0 | 1209.592 | 367.9252 | -24.0087 | 9.0305 | 6.38 | -1.72 | 15.7146 | 5.6681 | 54.3537 | 2025-11-07 | 2025_11_07 Hr 08 | 89.8643 | -0.000391 | -1209.592 | -502.1018 | 569.0099 | 920.3901 | 209.5336 | 12.7598 | 0 | 104.64 | 343.0747 | 121.2952 | 22.0972 | 182.7729 | 281.7479 | 0 | 1.2102 | 46.06 | 244.0449 | 0 | 142.457 | 0
2025_11_07 Hr 09 | 10.8903 | 9e-05 | 0.002538 | 3.5474 | 3.5621 | 3.5609 | 3.8089 | 3.8089 | 3.8089 | 132.4373 | -14.5 | 0.1104 | 53 | 0 | 91.3864 | 91.3864 | 281.7479 | 0 | 0.00615 | 0.074 | 0.02596 | 0 | 0 | 0.0705 | 0.2574 | 46.06 | 0 | 244.0449 | 0 | 0 | 0 | 0 | 17.3019 | 41.9955 | 0 | 0 | -440.3264 | 0.8541 | 12.528 | 0 | -1 | -4.2 | 13.4895 | 0 | 0 | 36.5191 | 36.5191 | 36.5191 | 36.5191 | 42.464 | 18.8487 | 0 | 0 | 9.1277 | 16.5244 | 0 | 73.4131 | 69.0439 | 107.727 | 1343.633 | 34.6529 | 62.2241 | 0 | 0.5292 | -10.8903 | 8.626 | 3.074 | 0 | 1216.033 | 345.0368 | -32.3103 | 9.0305 | 6.38 | -1.72 | 15.5522 | 5.6095 | 53.7951 | 2025-11-07 | 2025_11_07 Hr 09 | 79.2837 | 0.000281 | -1216.033 | -440.3264 | 544.8417 | 919.1799 | 179.5783 | 12.7598 | 0 | 103.4732 | 321.3055 | 120.063 | 22.0972 | 182.7729 | 281.7479 | 0 | 0 | 46.06 | 244.0449 | 0 | 142.457 | 0
2025_11_07 Hr 10 | 14.3761 | 0.00063 | 0.017766 | 3.5474 | 3.5621 | 3.5609 | 3.8089 | 3.8089 | 3.8089 | 116.98 | -14.5 | 0.1104 | 7 | 0 | 91.3864 | 91.3864 | 281.7479 | 0 | 0.00615 | 0.074 | 0.02596 | 0 | 0 | 0.0705 | 0.2574 | 46.06 | 4.2357 | 244.0449 | 0 | 0 | 0 | 0 | 16.7212 | 40.5859 | 0 | 0 | -348.074 | 0.8541 | 12.528 | 0 | -1 | -4.2 | 13.4895 | 0 | 0 | 32.3201 | 32.3201 | 32.3201 | 32.3201 | 37.5815 | 16.848 | 0 | 0 | 9.1277 | 16.5244 | 0 | 73.4131 | 69.0439 | 107.727 | 1308.758 | 34.0358 | 61.1161 | 0 | 0.5292 | -14.3761 | 8.626 | 3.074 | 0 | 1223.308 | 298.4206 | -35.7961 | 9.0305 | 6.38 | -1.72 | 15.2753 | 5.5096 | 52.8684 | 2025-11-07 | 2025_11_07 Hr 10 | 92.9067 | 0.000326 | -1223.308 | -348.074 | 503.6135 | 923.4156 | 131.5934 | 12.7598 | 0 | 101.4827 | 284.1697 | 117.9611 | 22.0972 | 182.7729 | 281.7479 | 0 | 4.2357 | 46.06 | 244.0449 | 0 | 142.457 | 0
2025_11_07 Hr 11 | 12.9483 | 0.00114 | 0.032148 | 3.5474 | 3.5621 | 3.5609 | 3.8089 | 3.8089 | 3.8089 | 103.0837 | -14.5 | 0.1104 | 5 | 0 | 91.3864 | 91.3864 | 281.7479 | 0 | 0.00615 | 0.074 | 0.02596 | 0 | 0 | 0.0705 | 0.2574 | 46.06 | 7.2612 | 244.0449 | 0 | 0 | 0 | 0 | 16.199 | 39.3185 | 0 | 0 | -346.1059 | 0.8541 | 12.528 | 0 | -1 | -4.2 | 13.4895 | 0 | 0 | 28.5451 | 28.5451 | 28.5451 | 28.5451 | 33.192 | 10.9512 | 0 | 0 | 9.1277 | 16.5244 | 0 | 73.4131 | 69.0439 | 115.68 | 1276.623 | 33.481 | 60.1199 | 0 | 0.5292 | -12.9483 | 8.626 | 3.074 | 0 | 1191.308 | 295.1598 | -34.3683 | 9.0305 | 6.38 | -1.72 | 15.0263 | 5.4198 | 51.5794 | 2025-11-07 | 2025_11_07 Hr 11 | 86.009 | 0.000321 | -1191.308 | -346.1059 | 466.5488 | 926.4411 | 131.6645 | 12.7598 | 0 | 99.6932 | 250.7841 | 116.0715 | 22.0972 | 182.7729 | 281.7479 | 0 | 7.2612 | 46.06 | 244.0449 | 0 | 142.457 | 0
2025_11_07 Hr 12 | 10.8903 | 0.00219 | 0.061758 | 3.5474 | 3.5621 | 3.5609 | 3.8089 | 3.8089 | 3.8089 | 88.6162 | -14.5 | 0.1104 | 6 | 0 | 91.3864 | 91.3864 | 281.7479 | 0 | 0.00615 | 0.074 | 0.02596 | 0 | 0 | 0.0705 | 0.2574 | 46.06 | 7.2612 | 244.0449 | 0 | 0 | 0 | 0 | 15.6554 | 37.9991 | 0 | 0 | -321.5869 | 0.8541 | 12.528 | 0 | -1 | -4.2 | 13.4895 | 0 | 0 | 24.6151 | 24.6151 | 24.6151 | 24.6151 | 28.6222 | 7.8975 | 0 | 0 | 9.1277 | 16.5244 | 0 | 73.4131 | 69.0439 | 110.7636 | 1240.032 | 32.9035 | 59.0829 | 0 | 0.5292 | -10.8903 | 8.626 | 3.074 | 0 | 1170.3 | 284.1654 | -32.3103 | 9.0305 | 6.38 | -1.72 | 14.7671 | 5.3263 | 50.4275 | 2025-11-07 | 2025_11_07 Hr 12 | 82.7325 | -8e-05 | -1170.3 | -321.5869 | 427.9609 | 926.4411 | 124.725 | 12.7598 | 0 | 97.8302 | 216.0265 | 114.1042 | 22.0972 | 182.7729 | 281.7479 | 0 | 7.2612 | 46.06 | 244.0449 | 0 | 142.457 | 0
2025_11_07 Hr 13 | 10.3662 | 0.00426 | 0.12013 | 3.5474 | 3.5621 | 3.5609 | 3.8089 | 3.8089 | 3.8089 | 83.5145 | -14.5 | 0.1104 | 9 | 0 | 91.3864 | 91.3864 | 281.7479 | 0 | 0.00615 | 0.074 | 0.02596 | 0 | 0 | 0.0705 | 0.2574 | 46.06 | 7.2612 | 244.0449 | 0 | 0 | 0 | 0 | 15.4637 | 37.5338 | 0 | 0 | -298.9963 | 0.8541 | 12.528 | 0 | -1 | -4.2 | 13.4895 | 0 | 0 | 23.2292 | 23.2292 | 23.2292 | 23.2292 | 27.0107 | 6.0021 | 0 | 0 | 9.1277 | 16.5244 | 0 | 73.4131 | 69.0439 | 78.807 | 1227.177 | 32.6998 | 58.7171 | 0 | 0.5292 | -10.3662 | 8.626 | 3.074 | 0 | 1148.492 | 252.0977 | -31.7862 | 9.0305 | 6.38 | -1.72 | 14.6757 | 5.2934 | 49.2694 | 2025-11-07 | 2025_11_07 Hr 13 | 78.6487 | -0.000354 | -1148.492 | -298.9963 | 414.3536 | 926.4411 | 93.9335 | 12.7598 | 0 | 97.1733 | 203.7698 | 113.4104 | 22.0972 | 182.7729 | 281.7479 | 0 | 7.2612 | 46.06 | 244.0449 | 0 | 142.457 | 0
2025_11_07 Hr 14 | 9.8488 | 0.002895 | 0.081639 | 3.5474 | 3.5621 | 3.5609 | 3.8089 | 3.8089 | 3.8089 | 79.0982 | -14.5 | 0.1104 | 19 | 0 | 91.3864 | 91.3864 | 281.7479 | 0 | 0.00615 | 0.074 | 0.02596 | 0 | 0 | 0.0705 | 0.2574 | 46.06 | 7.2612 | 244.0449 | 0 | 0 | 0 | 0 | 15.2978 | 37.1311 | 0 | 0 | -296.3504 | 0.8541 | 12.528 | 0 | -1 | -4.2 | 13.4895 | 0 | 0 | 22.0295 | 22.0295 | 22.0295 | 22.0295 | 25.6157 | 4.9491 | 0 | 0 | 9.1277 | 16.5244 | 0 | 73.4131 | 69.0439 | 69.8418 | 1215.959 | 32.5235 | 58.4006 | 0 | 0.5292 | -9.8488 | 8.626 | 3.074 | 0 | 1139.3 | 250.9602 | -31.2688 | 9.0305 | 6.38 | -1.72 | 14.5966 | 5.2648 | 48.8717 | 2025-11-07 | 2025_11_07 Hr 14 | 79.5725 | -2e-06 | -1139.3 | -296.3504 | 402.5741 | 926.4411 | 93.8754 | 12.7598 | 0 | 96.6046 | 193.1596 | 112.8099 | 22.0972 | 182.7729 | 281.7479 | 0 | 7.2612 | 46.06 | 244.0449 | 0 | 142.457 | 0
2025_11_07 Hr 15 | 6.7478 | 0.002835 | 0.079947 | 3.5474 | 3.5621 | 3.5609 | 3.8089 | 3.8089 | 3.8089 | 78.489 | -14.5 | 0.1104 | 25 | 0 | 91.3864 | 91.3864 | 281.7479 | 0 | 0.00615 | 0.074 | 0.02596 | 0 | 0 | 0.0705 | 0.2574 | 45.8642 | 7.2612 | 244.0449 | 0 | 0 | 0 | 0 | 15.2749 | 37.0755 | 0 | 0 | -308.0382 | 0.8541 | 12.528 | 0 | -1 | -4.2 | 13.4895 | 0 | 0 | 21.864 | 21.864 | 21.864 | 21.864 | 25.4232 | 4.9491 | 0 | 0 | 9.1277 | 16.5244 | 0 | 73.4131 | 69.0439 | 63.7686 | 1214.22 | 32.4992 | 58.3569 | 0 | 0.5292 | -6.7478 | 8.626 | 3.074 | 0 | 1125.717 | 247.703 | -28.1678 | 9.0305 | 6.38 | -1.72 | 14.5857 | 5.2609 | 48.4893 | 2025-11-07 | 2025_11_07 Hr 15 | 79.1722 | -0.000313 | -1125.717 | -308.0382 | 400.9493 | 926.2453 | 93.8005 | 12.7598 | 0 | 96.5261 | 191.6962 | 112.727 | 22.0972 | 182.7729 | 281.7479 | 0 | 7.2612 | 45.8642 | 244.0449 | 0 | 142.457 | 0
2025_11_07 Hr 16 | 3.1011 | 0.00246 | 0.069372 | 3.5474 | 3.5621 | 3.5609 | 3.8089 | 3.8089 | 3.8089 | 79.5931 | -14.5 | 0.1104 | 30 | 0 | 91.3864 | 91.3864 | 281.7479 | 0 | 0.00615 | 0.074 | 0.02596 | 0 | 0 | 0.0705 | 0.2574 | 46.06 | 7.2612 | 244.0449 | 0 | 0 | 0 | 0 | 15.3164 | 37.1762 | 0 | 0 | -312.9537 | 0.8541 | 12.528 | 0 | -1 | -4.2 | 13.4895 | 0 | 0 | 22.1639 | 22.1639 | 22.1639 | 22.1639 | 25.772 | 6.0021 | 0 | 0 | 9.1277 | 16.5244 | 0 | 73.4131 | 69.0439 | 65.793 | 1217.2 | 32.5433 | 58.4361 | 0 | 0.5292 | -3.1011 | 8.626 | 3.074 | 0 | 1132.008 | 252.2835 | -24.5211 | 9.0305 | 6.38 | -1.72 | 14.6054 | 5.268 | 48.8023 | 2025-11-07 | 2025_11_07 Hr 16 | 89.8822 | 0.000315 | -1132.008 | -312.9537 | 403.8942 | 926.4411 | 101.8669 | 12.7598 | 0 | 96.6683 | 194.3487 | 112.8772 | 22.0972 | 182.7729 | 281.7479 | 0 | 7.2612 | 46.06 | 244.0449 | 0 | 142.457 | 0
2025_11_07 Hr 17 | 0.51906 | 0.00177 | 0.049914 | 3.5474 | 3.5621 | 3.5609 | 3.8089 | 3.8089 | 3.8089 | 100.0379 | -14.5 | 0.1104 | 40 | 0 | 91.3864 | 91.3864 | 281.7479 | 0 | 0.00615 | 0.074 | 0.02596 | 0 | 0 | 0.0705 | 0.2574 | 46.06 | 7.2612 | 244.0449 | 0 | 0 | 0 | 0 | 16.0846 | 39.0408 | 0 | 0 | -311.9726 | 0.8541 | 12.528 | 0 | -1 | -4.2 | 13.4895 | 0 | 0 | 27.7177 | 27.7177 | 27.7177 | 27.7177 | 32.2299 | 13.8996 | 0 | 0 | 9.1277 | 16.5244 | 0 | 73.4131 | 69.0439 | 49.887 | 1268.931 | 33.3595 | 59.9016 | 0 | 0.5292 | -0.51906 | 8.626 | 3.074 | 0 | 1189.492 | 254.4724 | -21.9391 | 9.0305 | 6.38 | -1.72 | 14.9717 | 5.4001 | 51.0585 | 2025-11-07 | 2025_11_07 Hr 17 | 100.3602 | -0.000344 | -1189.492 | -311.9726 | 458.4251 | 926.4411 | 103.8383 | 12.7598 | 0 | 99.301 | 243.4667 | 115.6573 | 22.0972 | 182.7729 | 281.7479 | 0 | 7.2612 | 46.06 | 244.0449 | 0 | 142.457 | 0
2025_11_07 Hr 18 | 0 | 0.000765 | 0.021573 | 3.5474 | 3.5621 | 3.5609 | 3.8089 | 3.8089 | 3.8089 | 112.8682 | -14.5 | 0.1104 | 52 | 0 | 91.3864 | 91.3864 | 281.7479 | 0 | 0.00615 | 0.074 | 0.02596 | 0 | 0 | 0.0705 | 0.2574 | 46.06 | 7.2612 | 244.0449 | 0 | 0 | 0 | 0 | 16.5666 | 40.2109 | 0 | 0 | -379.2579 | 0.8541 | 12.528 | 0 | -1 | -4.2 | 13.4895 | 0 | 0 | 31.2031 | 31.2031 | 31.2031 | 31.2031 | 36.2827 | 19.9017 | 0 | 0 | 9.1277 | 16.5244 | 0 | 73.4131 | 69.0439 | 77.7948 | 1301.379 | 33.8716 | 60.8213 | 0 | 0.5292 | 0 | 8.626 | 3.074 | 0 | 1202.308 | 301.607 | -21.42 | 9.0305 | 6.38 | -1.72 | 15.2016 | 5.4831 | 52.4498 | 2025-11-07 | 2025_11_07 Hr 18 | 97.4594 | 0.000263 | -1202.308 | -379.2579 | 492.6464 | 926.4411 | 149.7188 | 12.7598 | 0 | 100.9532 | 274.2912 | 117.402 | 22.0972 | 182.7729 | 281.7479 | 0 | 7.2612 | 46.06 | 244.0449 | 0 | 142.457 | 0
2025_11_07 Hr 19 | 0 | 0.00024 | 0.006768 | 3.5474 | 3.5621 | 3.5609 | 3.8089 | 3.8089 | 3.8089 | 107.0812 | -14.5 | 0.1104 | 64 | 0 | 91.3864 | 91.3864 | 281.7479 | 0 | 0.00615 | 0.074 | 0.02596 | 0 | 0 | 0.0705 | 0.2574 | 46.06 | 7.2612 | 244.0449 | 0 | 0 | 0 | 0 | 16.3492 | 39.6831 | 0 | 0 | -417.2726 | 0.8541 | 12.528 | 0 | -1 | -4.2 | 13.4895 | 0 | 0 | 29.6311 | 29.6311 | 29.6311 | 29.6311 | 34.4547 | 18.8487 | 0 | 0 | 9.1277 | 16.5244 | 0 | 73.4131 | 69.0439 | 94.713 | 1286.716 | 33.6406 | 60.4065 | 0 | 0.5292 | 0 | 8.626 | 3.074 | 0 | 1176.708 | 328.6847 | -21.42 | 9.0305 | 6.38 | -1.72 | 15.0979 | 5.4457 | 51.9395 | 2025-11-07 | 2025_11_07 Hr 19 | 97.4286 | 0.000216 | -1176.708 | -417.2726 | 477.2112 | 926.4411 | 177.5687 | 12.7598 | 0 | 100.208 | 260.3881 | 116.6151 | 22.0972 | 182.7729 | 281.7479 | 0 | 7.2612 | 46.06 | 244.0449 | 0 | 142.457 | 0
2025_11_07 Hr 20 | 0 | 0 | 0 | 3.5474 | 3.5621 | 3.5609 | 3.8089 | 3.8089 | 3.8089 | 90.1772 | -14.5 | 0.1104 | 67 | 0 | 91.3864 | 91.3864 | 281.7479 | 0 | 0.00615 | 0.074 | 0.02596 | 0 | 0 | 0.0705 | 0.2574 | 46.06 | 7.2612 | 244.0449 | 0 | 0 | 0 | 0 | 15.7141 | 38.1415 | 0 | 0 | -368.7153 | 0.8541 | 12.528 | 0 | -1 | -4.2 | 13.4895 | 0 | 0 | 25.0391 | 25.0391 | 25.0391 | 25.0391 | 29.1152 | 22.8501 | 0 | 0 | 9.1277 | 16.5244 | 0 | 73.4131 | 69.0439 | 57.84 | 1243.921 | 32.9658 | 59.1947 | 0 | 0.5292 | 0 | 8.626 | 3.074 | 0 | 1150.3 | 296.5142 | -21.42 | 9.0305 | 6.38 | -1.72 | 14.7951 | 5.3364 | 50.2581 | 2025-11-07 | 2025_11_07 Hr 20 | 97.4286 | 4e-05 | -1150.3 | -368.7153 | 432.1243 | 926.4411 | 147.6901 | 12.7598 | 0 | 98.0313 | 219.7767 | 114.3164 | 22.0972 | 182.7729 | 281.7479 | 0 | 7.2612 | 46.06 | 244.0449 | 0 | 142.457 | 0
2025_11_07 Hr 21 | 0 | 0 | 0 | 3.5474 | 3.5621 | 3.5609 | 3.8089 | 3.8089 | 3.8089 | 88.5401 | -14.5 | 0.1104 | 72 | 0 | 91.3864 | 91.3864 | 281.7479 | 0 | 0.00615 | 0.074 | 0.02596 | 0 | 0 | 0.0705 | 0.2574 | 46.06 | 7.2612 | 244.0449 | 0 | 0 | 0 | 0 | 15.6526 | 37.9922 | 0 | 0 | -447.7974 | 0.8541 | 12.528 | 0 | -1 | -4.2 | 13.4895 | 0 | 0 | 24.5944 | 24.5944 | 24.5944 | 24.5944 | 28.5981 | 27.7992 | 0 | 0 | 9.1277 | 16.5244 | 0 | 73.4131 | 69.0439 | 85.7478 | 1239.777 | 32.9004 | 59.0774 | 0 | 0.5292 | 0 | 8.626 | 3.074 | 0 | 1104.708 | 334.1485 | -21.42 | 9.0305 | 6.38 | -1.72 | 14.7657 | 5.3258 | 49.499 | 2025-11-07 | 2025_11_07 Hr 21 | 91.5409 | 0.00028 | -1104.708 | -447.7974 | 427.7578 | 926.4411 | 185.547 | 12.7598 | 0 | 97.8204 | 215.8436 | 114.0938 | 22.0972 | 182.7729 | 281.7479 | 0 | 7.2612 | 46.06 | 244.0449 | 0 | 142.457 | 0
2025_11_07 Hr 22 | 0 | 0 | 0 | 3.5474 | 3.5621 | 3.5609 | 3.8089 | 3.8089 | 3.8089 | 70.1893 | -14.5 | 0.1104 | 80 | 0 | 91.3864 | 91.3864 | 281.7479 | 0 | 0.00615 | 0.074 | 0.02596 | 0 | 0 | 0.0705 | 0.2574 | 46.06 | 7.2612 | 244.0449 | 0 | 0 | 0 | 0 | 14.9631 | 36.3186 | 0 | 0 | -445.8864 | 0.8541 | 12.528 | 0 | -1 | -4.2 | 13.4895 | 0 | 0 | 19.6094 | 19.6094 | 19.6094 | 19.6094 | 22.8016 | 33.8013 | 0 | 0 | 9.1277 | 16.5244 | 0 | 73.4131 | 69.0439 | 87.7722 | 1193.327 | 32.1679 | 57.7619 | 0 | 0.5292 | 0 | 8.626 | 3.074 | 0 | 1073.7 | 347.6796 | -21.42 | 9.0305 | 6.38 | -1.72 | 14.437 | 5.2073 | 48.2498 | 2025-11-07 | 2025_11_07 Hr 22 | 83.6885 | 2.3e-05 | -1073.7 | -445.8864 | 378.812 | 926.4411 | 201.5735 | 12.7598 | 0 | 95.4574 | 171.7563 | 111.5984 | 22.0972 | 182.7729 | 281.7479 | 0 | 7.2612 | 46.06 | 244.0449 | 0 | 142.457 | 0
2025_11_07 Hr 23 | 0 | 0 | 0 | 3.5474 | 3.5621 | 3.5609 | 3.8089 | 3.8089 | 3.8089 | 48.1455 | 0 | 0.1104 | 86 | 0 | 91.3864 | 91.3864 | 283.5925 | 0 | 0.00615 | 0.074 | 0.02596 | 0 | 0 | 0.0705 | 0.2574 | 46.06 | 7.2612 | 245.025 | 0 | 0 | 0 | 0 | 14.1348 | 34.3082 | 0 | 0 | -499.8468 | 0.8541 | 12.528 | 0 | -1 | -4.2 | 13.4895 | 0 | 0 | 13.6212 | 13.6212 | 13.6212 | 13.6212 | 15.8386 | 42.7518 | 0 | 0 | 9.1277 | 16.5244 | 0 | 74.1091 | 69.6985 | 105.7026 | 1141.704 | 31.2879 | 56.1818 | 0 | 0.5292 | 0 | 8.626 | 3.074 | 0 | 1012.5 | 377.563 | -6.92 | 9.0305 | 6.38 | -1.72 | 14.042 | 5.0648 | 46.544 | 2025-11-07 | 2025_11_07 Hr 23 | 88.2356 | 3.1e-05 | -1012.5 | -499.8468 | 334.5162 | 930.6164 | 234.4544 | 12.7598 | 0 | 92.6187 | 118.7966 | 123.1008 | 22.0972 | 182.7729 | 283.5925 | 0 | 7.2612 | 46.06 | 245.025 | 0 | 143.8077 | 0
2025_11_07 Hr 24 | 0 | 0 | 0 | 3.5474 | 3.5621 | 3.5609 | 3.8089 | 3.8089 | 3.8089 | 37.2188 | 0 | 0.1104 | 87 | 0 | 91.3864 | 91.3864 | 283.5925 | 0 | 0.00615 | 0.074 | 0.02596 | 0 | 0 | 0.0705 | 0.2574 | 46.06 | 7.2612 | 245.025 | 0 | 0 | 0 | 0 | 13.7242 | 33.3117 | 0 | 0 | -525.2376 | 0.8541 | 12.528 | 0 | -1 | -4.2 | 13.4895 | 0 | 0 | 10.6529 | 10.6529 | 10.6529 | 10.6529 | 12.3871 | 41.6988 | 0 | 0 | 9.1277 | 16.5244 | 0 | 74.1091 | 69.6985 | 104.6904 | 1114.046 | 30.8517 | 55.3985 | 0 | 0.5292 | 0 | 8.626 | 3.074 | 0 | 956.9 | 375.0119 | -6.92 | 9.0305 | 6.38 | -1.72 | 13.8462 | 4.9942 | 44.6834 | 2025-11-07 | 2025_11_07 Hr 24 | 86.5577 | 9e-06 | -956.9 | -525.2376 | 305.3722 | 930.6164 | 233.3892 | 12.7598 | 0 | 91.2117 | 92.5455 | 121.615 | 22.0972 | 182.7729 | 283.5925 | 0 | 7.2612 | 46.06 | 245.025 | 0 | 143.8077 | 0
2025_11_08 Hr 01 | 0 | 0 | 0 | 3.5474 | 3.5621 | 3.5609 | 3.8089 | 3.8089 | 3.8089 | 45.7711 | 0 | 0.1104 | 90 | 0 | 91.3864 | 91.3864 | 283.5925 | 0 | 0.00615 | 0.074 | 0.02596 | 0 | 0 | 0.0705 | 0.2574 | 46.06 | 7.2612 | 245.025 | 0 | 0 | 0 | 0 | 14.1378 | 34.3037 | 0 | 0 | -562.1073 | 0.8541 | 12.535 | 0 | -1 | -4.2 | 13.5114 | 0 | 0 | 12.5136 | 12.5136 | 12.5136 | 12.5136 | 14.5508 | 38.7504 | 0 | 0 | 9.1428 | 15.8132 | 0 | 74.1091 | 69.6985 | 99.774 | 1133.65 | 29.4982 | 53.7298 | 0 | 0.5292 | 0 | 8.626 | 3.074 | 0 | 930.4 | 365.777 | -6.92 | 9.0268 | 6.38 | -1.72 | 13.4262 | 4.7774 | 44.1225 | 2025-11-08 | 2025_11_08 Hr 01 | 80.4345 | 1.4e-05 | -930.4 | -562.1073 | 320.6067 | 930.6164 | 228.5244 | 12.7598 | 0 | 92.6574 | 110.7043 | 117.2449 | 22.0972 | 182.7729 | 283.5925 | 0 | 7.2612 | 46.06 | 245.025 | 0 | 143.8077 | 0
2025_11_08 Hr 02 | 0 | 0 | 0 | 3.5474 | 3.5621 | 3.5609 | 3.8089 | 3.8089 | 3.8089 | 39.2845 | 0 | 0.1104 | 90 | 0 | 91.3864 | 91.3864 | 283.5925 | 0 | 0.00615 | 0.074 | 0.02596 | 0 | 0 | 0.0705 | 0.2574 | 46.06 | 7.2612 | 245.025 | 0 | 0 | 0 | 0 | 13.879 | 33.6756 | 0 | 0 | -550.9102 | 0.8541 | 12.535 | 0 | -1 | -4.2 | 13.5114 | 0 | 0 | 10.7524 | 10.7524 | 10.7524 | 10.7524 | 12.5028 | 38.7504 | 0 | 0 | 9.1428 | 15.8132 | 0 | 74.1091 | 69.6985 | 97.7496 | 1117.184 | 29.2394 | 53.2586 | 0 | 0.5292 | 0 | 8.626 | 3.074 | 0 | 922.2167 | 362.8629 | -6.92 | 9.0268 | 6.38 | -1.72 | 13.3085 | 4.7355 | 43.6521 | 2025-11-08 | 2025_11_08 Hr 02 | 82.3305 | -3.1e-05 | -922.2167 | -550.9102 | 303.2506 | 930.6164 | 226.5 | 12.7598 | 0 | 91.7705 | 95.1249 | 116.3553 | 22.0972 | 182.7729 | 283.5925 | 0 | 7.2612 | 46.06 | 245.025 | 0 | 143.8077 | 0
2025_11_08 Hr 03 | 0 | 0 | 0 | 3.5474 | 3.5621 | 3.5609 | 3.8089 | 3.8089 | 3.8089 | 36.6934 | 0 | 0.1104 | 90 | 0 | 91.3864 | 91.3864 | 283.5925 | 0 | 0.00615 | 0.074 | 0.02596 | 0 | 0 | 0.0705 | 0.2574 | 46.06 | 7.2612 | 245.025 | 0 | 0 | 0 | 0 | 13.7693 | 33.4096 | 0 | 0 | -549.842 | 0.8541 | 12.535 | 0 | -1 | -4.2 | 13.5114 | 0 | 0 | 10.0065 | 10.0065 | 10.0065 | 10.0065 | 11.6355 | 36.7497 | 0 | 0 | 9.1428 | 15.8132 | 0 | 74.1091 | 69.6985 | 86.76 | 1110.366 | 29.1299 | 53.059 | 0 | 0.5292 | 0 | 8.626 | 3.074 | 0 | 903.1 | 349.4958 | -6.92 | 9.0268 | 6.38 | -1.72 | 13.2586 | 4.7178 | 42.8835 | 2025-11-08 | 2025_11_08 Hr 03 | 82.9581 | -1.8e-05 | -903.1 | -549.842 | 296.056 | 930.6164 | 213.5097 | 12.7598 | 0 | 91.3949 | 88.6827 | 115.9784 | 22.0972 | 182.7729 | 283.5925 | 0 | 7.2612 | 46.06 | 245.025 | 0 | 143.8077 | 0
2025_11_08 Hr 04 | 0 | 0 | 0 | 3.5474 | 3.5621 | 3.5609 | 3.8089 | 3.8089 | 3.8089 | 36.6934 | 0 | 0.1104 | 93 | 0 | 91.3864 | 91.3864 | 283.5925 | 0 | 0.00615 | 0.074 | 0.02596 | 0 | 0 | 0.0705 | 0.2574 | 46.06 | 7.2612 | 245.025 | 0 | 0 | 0 | 0 | 13.5516 | 32.8813 | 0 | 0 | -536.1763 | 0.8541 | 12.535 | 0 | -1 | -4.2 | 13.5114 | 0 | 0 | 8.525 | 8.525 | 8.525 | 8.525 | 9.9128 | 41.6988 | 0 | 0 | 9.1428 | 15.8132 | 0 | 74.1091 | 69.6985 | 89.7966 | 1101.971 | 28.9122 | 52.6625 | 0 | 0.5292 | 0 | 8.626 | 3.074 | 0 | 918.6083 | 359.7332 | -6.92 | 9.0268 | 6.38 | -1.72 | 13.1595 | 4.6825 | 43.3158 | 2025-11-08 | 2025_11_08 Hr 04 | 87.8731 | -1.2e-05 | -918.6083 | -536.1763 | 286.913 | 930.6164 | 224.4954 | 12.7598 | 0 | 90.6488 | 81.0341 | 115.2301 | 22.0972 | 182.7729 | 283.5925 | 0 | 7.2612 | 46.06 | 245.025 | 0 | 143.8077 | 0
2025_11_08 Hr 05 | 0 | 0 | 0 | 3.5474 | 3.5621 | 3.5609 | 3.8089 | 3.8089 | 3.8089 | 36.6934 | 0 | 0.1104 | 93 | 0 | 91.3864 | 91.3864 | 283.5925 | 0 | 0.00615 | 0.074 | 0.02596 | 0 | 0 | 0.0705 | 0.2574 | 46.06 | 7.2612 | 245.025 | 0 | 0 | 0 | 0 | 13.7495 | 33.3616 | 0 | 0 | -561.6108 | 0.8541 | 12.535 | 0 | -1 | -4.2 | 13.5114 | 0 | 0 | 9.8718 | 9.8718 | 9.8718 | 9.8718 | 11.4788 | 47.7009 | 0 | 0 | 9.1428 | 15.8132 | 0 | 74.1091 | 69.6985 | 90.8088 | 1109.603 | 29.1101 | 53.0229 | 0 | 0.5292 | 0 | 8.626 | 3.074 | 0 | 908.5 | 367.4278 | -6.92 | 9.0268 | 6.38 | -1.72 | 13.2496 | 4.7146 | 43.2515 | 2025-11-08 | 2025_11_08 Hr 05 | 97.3727 | -1.3e-05 | -908.5 | -561.6108 | 295.2249 | 930.6164 | 231.5097 | 12.7598 | 0 | 91.3271 | 87.9874 | 115.9104 | 22.0972 | 182.7729 | 283.5925 | 0 | 7.2612 | 46.06 | 245.025 | 0 | 143.8077 | 0
2025_11_08 Hr 06 | 0 | 0 | 0 | 3.5474 | 3.5621 | 3.5609 | 3.8089 | 3.8089 | 3.8089 | 60.0798 | 0 | 0.1104 | 94 | 0 | 91.3864 | 91.3864 | 283.5925 | 0 | 0.00615 | 0.074 | 0.02596 | 0 | 0 | 0.0705 | 0.2574 | 46.06 | 7.2612 | 245.025 | 0 | 0 | 0 | 0 | 14.7088 | 35.6891 | 0 | 0 | -604.987 | 0.8541 | 12.535 | 0 | -1 | -4.2 | 13.5114 | 0 | 0 | 16.3987 | 16.3987 | 16.3987 | 16.3987 | 19.0682 | 48.6486 | 0 | 0 | 9.1428 | 15.8132 | 0 | 74.1091 | 69.6985 | 98.7618 | 1169.973 | 30.0689 | 54.7694 | 0 | 0.5292 | 0 | 8.626 | 3.074 | 0 | 938.6917 | 380.6256 | -6.92 | 9.0268 | 6.38 | -1.72 | 13.686 | 4.8699 | 45.014 | 2025-11-08 | 2025_11_08 Hr 06 | 100.3719 | -5e-05 | -938.6917 | -604.987 | 358.892 | 930.6164 | 241.4104 | 12.7598 | 0 | 94.6139 | 145.0707 | 119.2075 | 22.0972 | 182.7729 | 283.5925 | 0 | 7.2612 | 46.06 | 245.025 | 0 | 143.8077 | 0
2025_11_08 Hr 07 | 0 | 0 | 0 | 3.5474 | 3.5621 | 3.5609 | 3.8089 | 3.8089 | 3.8089 | 75.4188 | -14.5 | 0.1104 | 93 | 0 | 91.3864 | 91.3864 | 281.7479 | 0 | 0.00615 | 0.074 | 0.02596 | 0 | 0 | 0.0705 | 0.2574 | 45.9947 | 7.2612 | 244.0449 | 0 | 0 | 0 | 0 | 15.3209 | 37.1743 | 0 | 0 | -556.4138 | 0.8541 | 12.535 | 0 | -1 | -4.2 | 13.5114 | 0 | 0 | 20.5634 | 20.5634 | 20.5634 | 20.5634 | 23.911 | 45.7002 | 0 | 0 | 9.1428 | 15.8132 | 0 | 73.4131 | 69.0439 | 84.7356 | 1204.671 | 30.6807 | 55.8839 | 0 | 0.5292 | 0 | 8.626 | 3.074 | 0 | 991.5917 | 364.7549 | -21.42 | 9.0268 | 6.38 | -1.72 | 13.9645 | 4.969 | 46.463 | 2025-11-08 | 2025_11_08 Hr 07 | 89.1121 | -0.000121 | -991.5917 | -556.4138 | 385.434 | 926.3758 | 223.4358 | 12.7598 | 0 | 96.7112 | 181.9115 | 106.8113 | 22.0972 | 182.7729 | 281.7479 | 0 | 7.2612 | 45.9947 | 244.0449 | 0 | 142.457 | 0
2025_11_08 Hr 08 | 2.5887 | 0 | 0 | 3.5474 | 3.5621 | 3.5609 | 3.8089 | 3.8089 | 3.8089 | 91.4827 | -14.5 | 0.1104 | 93 | 0 | 91.3864 | 91.3864 | 281.7479 | 0 | 0.00615 | 0.074 | 0.02596 | 0 | 0 | 0.0705 | 0.2574 | 43.4499 | 7.2612 | 244.0449 | 0 | 0 | 0 | 0 | 15.962 | 38.7297 | 0 | 0 | -543.3859 | 0.8541 | 12.535 | 0 | -1 | -4.2 | 13.5114 | 0 | 0 | 24.9251 | 24.9251 | 24.9251 | 24.9251 | 28.9826 | 42.7518 | 0 | 0 | 9.1428 | 15.8132 | 0 | 73.4131 | 69.0439 | 79.8192 | 1242.904 | 31.3215 | 57.051 | 0 | 0.5292 | -2.5887 | 8.626 | 3.074 | 0 | 1037.192 | 361.682 | -24.0087 | 9.0268 | 6.38 | -1.72 | 14.2561 | 5.0727 | 48.0916 | 2025-11-08 | 2025_11_08 Hr 08 | 87.8865 | -0.000377 | -1037.192 | -543.3859 | 428.4157 | 923.831 | 215.571 | 12.7598 | 0 | 98.9076 | 220.4935 | 109.0146 | 22.0972 | 182.7729 | 281.7479 | 0 | 7.2612 | 43.4499 | 244.0449 | 0 | 142.457 | 0
2025_11_08 Hr 09 | 4.1392 | 1.5e-05 | 0.000423 | 3.5474 | 3.5621 | 3.5609 | 3.8089 | 3.8089 | 3.8089 | 106.7835 | -14.5 | 0.1104 | 93 | 0 | 91.3864 | 91.3864 | 281.7479 | 0 | 0.00615 | 0.074 | 0.02596 | 0 | 0 | 0.0705 | 0.2574 | 29.7233 | 0 | 244.0449 | 0 | 0 | 0 | 0 | 16.5725 | 40.2112 | 0 | 0 | -531.6686 | 0.8541 | 12.535 | 0 | -1 | -4.2 | 13.5114 | 0 | 0 | 29.0795 | 29.0795 | 29.0795 | 29.0795 | 33.8133 | 42.7518 | 0 | 0 | 9.1428 | 15.8132 | 0 | 73.4131 | 69.0439 | 71.8662 | 1260.758 | 31.9318 | 58.1626 | 0 | 0.5292 | -4.1392 | 8.626 | 3.074 | 0 | 1060.908 | 357.3781 | -25.5592 | 9.0268 | 6.38 | -1.72 | 14.5339 | 5.1716 | 48.8736 | 2025-11-08 | 2025_11_08 Hr 09 | 87.3446 | 0.000336 | -1060.908 | -531.6686 | 469.3555 | 902.8431 | 207.6184 | 12.7598 | 0 | 100.9997 | 257.2426 | 111.1132 | 22.0972 | 182.7729 | 281.7479 | 0 | 0 | 29.7233 | 244.0449 | 0 | 142.457 | 0
2025_11_08 Hr 10 | 5.6914 | 0.00147 | 0.041454 | 3.5474 | 3.5621 | 3.5609 | 3.8089 | 3.8089 | 3.8089 | 118.3068 | -14.5 | 0.1104 | 90 | 0 | 91.3864 | 91.3864 | 281.7479 | 0 | 0.00615 | 0.074 | 0.02596 | 0 | 0 | 0.0705 | 0.2574 | 40.0263 | 0 | 244.0449 | 0 | 0 | 0 | 0 | 17.0324 | 41.327 | 0 | 0 | -547.6385 | 0.8541 | 12.535 | 0 | -1 | -4.2 | 13.5114 | 0 | 0 | 32.2082 | 32.2082 | 32.2082 | 32.2082 | 37.4514 | 45.7002 | 0 | 0 | 9.1428 | 15.8132 | 0 | 73.4131 | 69.0439 | 65.793 | 1300.354 | 32.3915 | 58.9999 | 0 | 0.5292 | -5.6914 | 8.626 | 3.074 | 0 | 1079.992 | 354.3875 | -27.1114 | 9.0268 | 6.38 | -1.72 | 14.7431 | 5.246 | 49.837 | 2025-11-08 | 2025_11_08 Hr 10 | 85.1151 | -0.000376 | -1079.992 | -547.6385 | 500.188 | 913.1462 | 201.5361 | 12.7598 | 0 | 102.5753 | 284.919 | 112.6937 | 22.0972 | 182.7729 | 281.7479 | 0 | 0 | 40.0263 | 244.0449 | 0 | 142.457 | 0
2025_11_08 Hr 11 | 4.1375 | 0.002295 | 0.064719 | 3.5474 | 3.5621 | 3.5609 | 3.8089 | 3.8089 | 3.8089 | 108.9966 | -14.5 | 0.1104 | 87 | 0 | 91.3864 | 91.3864 | 281.7479 | 0 | 0.00615 | 0.074 | 0.02596 | 0 | 0 | 0.0705 | 0.2574 | 43.3592 | 0 | 244.0449 | 0 | 0 | 0 | 0 | 16.6609 | 40.4255 | 0 | 0 | -554.8231 | 0.8541 | 12.535 | 0 | -1 | -4.2 | 13.5114 | 0 | 0 | 29.6804 | 29.6804 | 29.6804 | 29.6804 | 34.512 | 44.6472 | 0 | 0 | 9.1428 | 15.8132 | 0 | 73.4131 | 69.0439 | 65.793 | 1280.076 | 32.0201 | 58.3234 | 0 | 0.5292 | -4.1375 | 8.626 | 3.074 | 0 | 1047.2 | 347.5045 | -25.5575 | 9.0268 | 6.38 | -1.72 | 14.5741 | 5.1859 | 48.6371 | 2025-11-08 | 2025_11_08 Hr 11 | 78.6669 | 1.9e-05 | -1047.2 | -554.8231 | 475.277 | 916.4791 | 197.5072 | 12.7598 | 0 | 101.3023 | 262.558 | 111.4168 | 22.0972 | 182.7729 | 281.7479 | 0 | 0 | 43.3592 | 244.0449 | 0 | 142.457 | 0
2025_11_08 Hr 12 | 7.7759 | 0.002295 | 0.064719 | 3.5474 | 3.5621 | 3.5609 | 3.8089 | 3.8089 | 3.8089 | 101.0981 | -14.5 | 0.1104 | 82 | 0 | 91.3864 | 91.3864 | 281.7479 | 0 | 0.00615 | 0.074 | 0.02596 | 0 | 0 | 0.0705 | 0.2574 | 19.835 | 0 | 244.0449 | 0 | 0 | 0 | 0 | 16.3457 | 39.6607 | 0 | 0 | -535.1533 | 0.8541 | 12.535 | 0 | -1 | -4.2 | 13.5114 | 0 | 0 | 27.5358 | 27.5358 | 27.5358 | 27.5358 | 32.0184 | 42.7518 | 0 | 0 | 9.1428 | 15.8132 | 0 | 73.4131 | 69.0439 | 65.793 | 1236.502 | 31.705 | 57.7496 | 0 | 0.5292 | -7.7759 | 8.626 | 3.074 | 0 | 1015.317 | 343.1642 | -29.1959 | 9.0268 | 6.38 | -1.72 | 14.4307 | 5.1349 | 47.1198 | 2025-11-08 | 2025_11_08 Hr 12 | 76.2589 | -0.000376 | -1015.317 | -535.1533 | 454.1434 | 892.9549 | 190.6118 | 12.7598 | 0 | 100.2223 | 243.5876 | 110.3334 | 22.0972 | 182.7729 | 281.7479 | 0 | 0 | 19.835 | 244.0449 | 0 | 142.457 | 0
2025_11_08 Hr 13 | 7.2618 | 0.004335 | 0.12225 | 3.5474 | 3.5621 | 3.5609 | 3.8089 | 3.8089 | 3.8089 | 93.9629 | -14.5 | 0.1104 | 79 | 0 | 91.3864 | 91.3864 | 281.7479 | 0 | 0.00615 | 0.074 | 0.02596 | 0 | 0 | 0.0705 | 0.2574 | 29.2409 | 0 | 244.0449 | 0 | 0 | 0 | 0 | 16.0609 | 38.9699 | 0 | 0 | -538.5399 | 0.8541 | 12.535 | 0 | -1 | -4.2 | 13.5114 | 0 | 0 | 25.5985 | 25.5985 | 25.5985 | 25.5985 | 29.7657 | 41.6988 | 0 | 0 | 9.1428 | 15.8132 | 0 | 73.4131 | 69.0439 | 72.7338 | 1227.852 | 31.4204 | 57.2312 | 0 | 0.5292 | -7.2618 | 8.626 | 3.074 | 0 | 1005.192 | 344.5613 | -28.6818 | 9.0268 | 6.38 | -1.72 | 14.3012 | 5.0888 | 46.7647 | 2025-11-08 | 2025_11_08 Hr 13 | 71.128 | -0.000342 | -1005.192 | -538.5399 | 435.0518 | 902.3607 | 193.5592 | 12.7598 | 0 | 99.2467 | 226.4503 | 109.3548 | 22.0972 | 182.7729 | 281.7479 | 0 | 0 | 29.2409 | 244.0449 | 0 | 142.457 | 0
2025_11_08 Hr 14 | 5.1674 | 0.00423 | 0.11929 | 3.5474 | 3.5621 | 3.5609 | 3.8089 | 3.8089 | 3.8089 | 84.1948 | -14.5 | 0.1104 | 79 | 0 | 91.3864 | 91.3864 | 281.7479 | 0 | 0.00615 | 0.074 | 0.02596 | 0 | 0 | 0.0705 | 0.2574 | 38.6442 | 1.8153 | 244.0449 | 0 | 0 | 0 | 0 | 15.6711 | 38.0241 | 0 | 0 | -550.6655 | 0.8541 | 12.535 | 0 | -1 | -4.2 | 13.5114 | 0 | 0 | 22.9463 | 22.9463 | 22.9463 | 22.9463 | 26.6817 | 41.6988 | 0 | 0 | 9.1428 | 15.8132 | 0 | 73.4131 | 69.0439 | 89.7966 | 1214.271 | 31.0308 | 56.5215 | 0 | 0.5292 | -5.1674 | 8.626 | 3.074 | 0 | 995.2083 | 358.1897 | -26.5874 | 9.0268 | 6.38 | -1.72 | 14.1238 | 5.0257 | 46.5301 | 2025-11-08 | 2025_11_08 Hr 14 | 73.8317 | -2e-05 | -995.2083 | -550.6655 | 408.9157 | 913.5794 | 210.6189 | 12.7598 | 0 | 97.9111 | 202.9895 | 108.015 | 22.0972 | 182.7729 | 281.7479 | 0 | 1.8153 | 38.6442 | 244.0449 | 0 | 142.457 | 0
2025_11_08 Hr 15 | 2.5887 | 0.00804 | 0.22673 | 3.5474 | 3.5621 | 3.5609 | 3.8089 | 3.8089 | 3.8089 | 85.6066 | -14.5 | 0.1104 | 80 | 0 | 91.3864 | 91.3864 | 281.7479 | 0 | 0.00615 | 0.074 | 0.02596 | 0 | 0 | 0.0705 | 0.2574 | 42.4718 | 7.2612 | 244.0449 | 0 | 0 | 0 | 0 | 15.7275 | 38.1608 | 0 | 0 | -598.3044 | 0.8541 | 12.535 | 0 | -1 | -4.2 | 13.5114 | 0 | 0 | 23.3296 | 23.3296 | 23.3296 | 23.3296 | 27.1274 | 39.6981 | 0 | 0 | 9.1428 | 15.8132 | 0 | 73.4131 | 69.0439 | 99.774 | 1227.236 | 31.0871 | 56.624 | 0 | 0.5292 | -2.5887 | 8.626 | 3.074 | 0 | 969.7083 | 364.7852 | -24.0087 | 9.0268 | 6.38 | -1.72 | 14.1495 | 5.0348 | 46.1504 | 2025-11-08 | 2025_11_08 Hr 15 | 72.5137 | 1.1e-05 | -969.7083 | -598.3044 | 412.6931 | 922.8529 | 219.7069 | 12.7598 | 0 | 98.1042 | 206.3803 | 108.2087 | 22.0972 | 182.7729 | 281.7479 | 0 | 7.2612 | 42.4718 | 244.0449 | 0 | 142.457 | 0
2025_11_08 Hr 16 | 1.0282 | 0.00516 | 0.14551 | 3.5474 | 3.5621 | 3.5609 | 3.8089 | 3.8089 | 3.8089 | 89.9564 | -14.5 | 0.1104 | 84 | 0 | 91.3864 | 91.3864 | 281.7479 | 0 | 0.00615 | 0.074 | 0.02596 | 0 | 0 | 0.0705 | 0.2574 | 45.0812 | 7.2612 | 244.0449 | 0 | 0 | 0 | 0 | 15.9011 | 38.5819 | 0 | 0 | -591.8208 | 0.8541 | 12.535 | 0 | -1 | -4.2 | 13.5114 | 0 | 0 | 24.5107 | 24.5107 | 24.5107 | 24.5107 | 28.5008 | 38.7504 | 0 | 0 | 9.1428 | 15.8132 | 0 | 73.4131 | 69.0439 | 99.774 | 1240.807 | 31.2606 | 56.9401 | 0 | 0.5292 | -1.0282 | 8.626 | 3.074 | 0 | 993.4083 | 366.8707 | -22.4482 | 9.0268 | 6.38 | -1.72 | 14.2284 | 5.0629 | 47.0006 | 2025-11-08 | 2025_11_08 Hr 16 | 76.6216 | 3.5e-05 | -993.4083 | -591.8208 | 424.3319 | 925.4623 | 222.6751 | 12.7598 | 0 | 98.6989 | 216.8277 | 108.8053 | 22.0972 | 182.7729 | 281.7479 | 0 | 7.2612 | 45.0812 | 244.0449 | 0 | 142.457 | 0
2025_11_08 Hr 17 | 0 | 0.0033 | 0.09306 | 3.5474 | 3.5621 | 3.5609 | 3.8089 | 3.8089 | 3.8089 | 108.3097 | -14.5 | 0.1104 | 86 | 0 | 91.3864 | 91.3864 | 281.7479 | 0 | 0.00615 | 0.074 | 0.02596 | 0 | 0 | 0.0705 | 0.2574 | 46.06 | 7.2612 | 244.0449 | 0 | 0 | 0 | 0 | 16.6335 | 40.359 | 0 | 0 | -553.2195 | 0.8541 | 12.535 | 0 | -1 | -4.2 | 13.5114 | 0 | 0 | 29.4939 | 29.4939 | 29.4939 | 29.4939 | 34.2952 | 36.7497 | 0 | 0 | 9.1428 | 15.8132 | 0 | 73.4131 | 69.0439 | 118.7166 | 1288.323 | 31.9927 | 58.2735 | 0 | 0.5292 | 0 | 8.626 | 3.074 | 0 | 1100.983 | 387.2999 | -21.42 | 9.0268 | 6.38 | -1.72 | 14.5617 | 5.1814 | 50.7391 | 2025-11-08 | 2025_11_08 Hr 17 | 90.1482 | 0.00029 | -1100.983 | -553.2195 | 473.4392 | 926.4411 | 241.5627 | 12.7598 | 0 | 101.2084 | 260.9083 | 111.3226 | 22.0972 | 182.7729 | 281.7479 | 0 | 7.2612 | 46.06 | 244.0449 | 0 | 142.457 | 0
2025_11_08 Hr 18 | 0 | 0.003195 | 0.090099 | 3.5474 | 3.5621 | 3.5609 | 3.8089 | 3.8089 | 3.8089 | 111.8201 | -14.5 | 0.1104 | 84 | 0 | 91.3864 | 91.3864 | 281.7479 | 0 | 0.00615 | 0.074 | 0.02596 | 0 | 0 | 0.0705 | 0.2574 | 46.06 | 7.2612 | 244.0449 | 0 | 0 | 0 | 0 | 16.7735 | 40.6989 | 0 | 0 | -517.2448 | 0.8541 | 12.535 | 0 | -1 | -4.2 | 13.5114 | 0 | 0 | 30.447 | 30.447 | 30.447 | 30.447 | 35.4035 | 34.749 | 0 | 0 | 9.1428 | 15.8132 | 0 | 73.4131 | 69.0439 | 126.6696 | 1297.231 | 32.1327 | 58.5286 | 0 | 0.5292 | 0 | 8.626 | 3.074 | 0 | 1150.3 | 391.7336 | -21.42 | 9.0268 | 6.38 | -1.72 | 14.6254 | 5.2041 | 52.2124 | 2025-11-08 | 2025_11_08 Hr 18 | 92.4454 | -0.000108 | -1150.3 | -517.2448 | 482.8319 | 926.4411 | 245.5119 | 12.7598 | 0 | 101.6884 | 269.3395 | 111.804 | 22.0972 | 182.7729 | 281.7479 | 0 | 7.2612 | 46.06 | 244.0449 | 0 | 142.457 | 0
2025_11_08 Hr 19 | 0 | 0.00183 | 0.051606 | 3.5474 | 3.5621 | 3.5609 | 3.8089 | 3.8089 | 3.8089 | 97.9312 | -14.5 | 0.1104 | 89 | 0 | 91.3864 | 91.3864 | 281.7479 | 0 | 0.00615 | 0.074 | 0.02596 | 0 | 0 | 0.0705 | 0.2574 | 46.06 | 0 | 244.0449 | 0 | 0 | 0 | 0 | 16.2193 | 39.3541 | 0 | 0 | -488.5089 | 0.8541 | 12.535 | 0 | -1 | -4.2 | 13.5114 | 0 | 0 | 26.6759 | 26.6759 | 26.6759 | 26.6759 | 31.0185 | 30.7476 | 0 | 0 | 9.1428 | 15.8132 | 0 | 73.4131 | 69.0439 | 127.6818 | 1254.674 | 31.5787 | 57.5195 | 0 | 0.5292 | 0 | 8.626 | 3.074 | 0 | 1136.583 | 391.838 | -21.42 | 9.0268 | 6.38 | -1.72 | 14.3732 | 5.1144 | 51.2929 | 2025-11-08 | 2025_11_08 Hr 19 | 90.8749 | 0.000237 | -1136.583 | -488.5089 | 445.6696 | 919.1799 | 247.4828 | 12.7598 | 0 | 99.7893 | 235.9812 | 109.8991 | 22.0972 | 182.7729 | 281.7479 | 0 | 0 | 46.06 | 244.0449 | 0 | 142.457 | 0
2025_11_08 Hr 20 | 0 | 3e-05 | 0.000846 | 3.5474 | 3.5621 | 3.5609 | 3.8089 | 3.8089 | 3.8089 | 90.5669 | -14.5 | 0.1104 | 85 | 0 | 91.3864 | 91.3864 | 281.7479 | 0 | 0.00615 | 0.074 | 0.02596 | 0 | 0 | 0.0705 | 0.2574 | 46.06 | 0 | 244.0449 | 0 | 0 | 0 | 0 | 15.9254 | 38.641 | 0 | 0 | -474.4278 | 0.8541 | 12.535 | 0 | -1 | -4.2 | 13.5114 | 0 | 0 | 24.6764 | 24.6764 | 24.6764 | 24.6764 | 28.6935 | 33.8013 | 0 | 0 | 9.1428 | 15.8132 | 0 | 73.4131 | 69.0439 | 119.7288 | 1235.929 | 31.285 | 56.9844 | 0 | 0.5292 | 0 | 8.626 | 3.074 | 0 | 1122.008 | 381.9268 | -21.42 | 9.0268 | 6.38 | -1.72 | 14.2395 | 5.0668 | 50.5323 | 2025-11-08 | 2025_11_08 Hr 20 | 89.8279 | 0.000294 | -1122.008 | -474.4278 | 425.9654 | 919.1799 | 238.531 | 12.7598 | 0 | 98.7824 | 218.294 | 108.889 | 22.0972 | 182.7729 | 281.7479 | 0 | 0 | 46.06 | 244.0449 | 0 | 142.457 | 0
2025_11_08 Hr 21 | 0 | 0 | 0 | 3.5474 | 3.5621 | 3.5609 | 3.8089 | 3.8089 | 3.8089 | 85.3776 | -14.5 | 0.1104 | 82 | 0 | 91.3864 | 91.3864 | 281.7479 | 0 | 0.00615 | 0.074 | 0.02596 | 0 | 0 | 0.0705 | 0.2574 | 46.06 | 0 | 244.0449 | 0 | 0 | 0 | 0 | 15.7183 | 38.1386 | 0 | 0 | -492.3984 | 0.8541 | 12.535 | 0 | -1 | -4.2 | 13.5114 | 0 | 0 | 23.2674 | 23.2674 | 23.2674 | 23.2674 | 27.0552 | 34.749 | 0 | 0 | 9.1428 | 15.8132 | 0 | 73.4131 | 69.0439 | 122.6208 | 1222.755 | 31.078 | 56.6074 | 0 | 0.5292 | 0 | 8.626 | 3.074 | 0 | 1090.992 | 382.0548 | -21.42 | 9.0268 | 6.38 | -1.72 | 14.1453 | 5.0333 | 49.5444 | 2025-11-08 | 2025_11_08 Hr 21 | 86.2189 | -0.000346 | -1090.992 | -492.3984 | 412.0806 | 919.1799 | 239.3698 | 12.7598 | 0 | 98.0729 | 205.8305 | 108.1773 | 22.0972 | 182.7729 | 281.7479 | 0 | 0 | 46.06 | 244.0449 | 0 | 142.457 | 0
2025_11_08 Hr 22 | 0 | 0 | 0 | 3.5474 | 3.5621 | 3.5609 | 3.8089 | 3.8089 | 3.8089 | 63.7047 | -14.5 | 0.1104 | 65 | 0 | 91.3864 | 91.3864 | 281.7479 | 0 | 0.00615 | 0.074 | 0.02596 | 0 | 0 | 0.0705 | 0.2574 | 46.06 | 0 | 244.0449 | 0 | 0 | 0 | 0 | 14.8535 | 36.0401 | 0 | 0 | -464.7733 | 0.8541 | 12.535 | 0 | -1 | -4.2 | 13.5114 | 0 | 0 | 17.3829 | 17.3829 | 17.3829 | 17.3829 | 20.2127 | 38.7504 | 0 | 0 | 9.1428 | 15.8132 | 0 | 73.4131 | 69.0439 | 116.6922 | 1167.738 | 30.2135 | 55.0328 | 0 | 0.5292 | 0 | 8.626 | 3.074 | 0 | 1041.7 | 360.155 | -21.42 | 9.0268 | 6.38 | -1.72 | 13.7518 | 4.8933 | 47.2352 | 2025-11-08 | 2025_11_08 Hr 22 | 83.8971 | -2.5e-05 | -1041.7 | -464.7733 | 354.091 | 919.1799 | 220.4426 | 12.7598 | 0 | 95.1095 | 153.7768 | 105.2047 | 22.0972 | 182.7729 | 281.7479 | 0 | 0 | 46.06 | 244.0449 | 0 | 142.457 | 0
2025_11_08 Hr 23 | 0 | 0 | 0 | 3.5474 | 3.5621 | 3.5609 | 3.8089 | 3.8089 | 3.8089 | 43.7488 | 0 | 0.1104 | 59 | 0 | 91.3864 | 91.3864 | 283.5925 | 0 | 0.00615 | 0.074 | 0.02596 | 0 | 0 | 0.0705 | 0.2574 | 46.06 | 7.2612 | 245.025 | 0 | 0 | 0 | 0 | 14.0571 | 34.1079 | 0 | 0 | -490.8988 | 0.8541 | 12.535 | 0 | -1 | -4.2 | 13.5114 | 0 | 0 | 11.9645 | 11.9645 | 11.9645 | 11.9645 | 13.9123 | 39.6981 | 0 | 0 | 9.1428 | 15.8132 | 0 | 74.1091 | 69.6985 | 119.7288 | 1128.517 | 29.4175 | 53.5829 | 0 | 0.5292 | 0 | 8.626 | 3.074 | 0 | 986.1 | 355.4022 | -6.92 | 9.0268 | 6.38 | -1.72 | 13.3895 | 4.7644 | 45.3842 | 2025-11-08 | 2025_11_08 Hr 23 | 99.4734 | -2e-06 | -986.1 | -490.8988 | 315.1957 | 930.6164 | 218.4269 | 12.7598 | 0 | 92.3809 | 105.8472 | 116.9676 | 22.0972 | 182.7729 | 283.5925 | 0 | 7.2612 | 46.06 | 245.025 | 0 | 143.8077 | 0
2025_11_08 Hr 24 | 0 | 0 | 0 | 3.5474 | 3.5621 | 3.5609 | 3.8089 | 3.8089 | 3.8089 | 36.6934 | 0 | 0.1104 | 59 | 0 | 91.3864 | 91.3864 | 283.5925 | 0 | 0.00615 | 0.074 | 0.02596 | 0 | 0 | 0.0705 | 0.2574 | 46.06 | 7.2612 | 245.025 | 0 | 0 | 0 | 0 | 13.7282 | 33.3098 | 0 | 0 | -507.2186 | 0.8541 | 12.535 | 0 | -1 | -4.2 | 13.5114 | 0 | 0 | 9.7268 | 9.7268 | 9.7268 | 9.7268 | 11.3102 | 45.7002 | 0 | 0 | 9.1428 | 15.8132 | 0 | 74.1091 | 69.6985 | 122.6208 | 1108.781 | 29.0888 | 52.9841 | 0 | 0.5292 | 0 | 8.626 | 3.074 | 0 | 957.8083 | 363.1658 | -6.92 | 9.0268 | 6.38 | -1.72 | 13.2399 | 4.7111 | 44.4822 | 2025-11-08 | 2025_11_08 Hr 24 | 99.4734 | 7.2e-05 | -957.8083 | -507.2186 | 294.3297 | 930.6164 | 227.321 | 12.7598 | 0 | 91.254 | 87.2386 | 115.8371 | 22.0972 | 182.7729 | 283.5925 | 0 | 7.2612 | 46.06 | 245.025 | 0 | 143.8077 | 0
2025_11_09 Hr 01 | 0 | 0 | 0 | 3.5474 | 3.5621 | 3.5609 | 3.8089 | 3.8089 | 3.8089 | 36.6934 | 0 | 0.1104 | 59 | 0 | 91.3864 | 91.3864 | 283.5925 | 0 | 0.00615 | 0.074 | 0.02596 | 0 | 0 | 0.0705 | 0.2574 | 46.06 | 7.2612 | 245.025 | 0 | 0 | 0 | 0 | 13.2722 | 32.1923 | 0 | 0 | -524.9258 | 0.8541 | 12.542 | 0 | -1 | -4.2 | 13.5331 | 0 | 0 | 6.1749 | 6.1749 | 6.1749 | 6.1749 | 7.1801 | 47.7009 | 0 | 0 | 9.1579 | 15.7612 | 0 | 74.1091 | 69.6985 | 126.6696 | 1088.91 | 28.1212 | 51.2409 | 0 | 0.5292 | 0 | 8.626 | 3.074 | 0 | 923.1 | 366.0358 | -6.92 | 9.0231 | 6.38 | -1.72 | 12.9777 | 4.5567 | 43.3451 | 2025-11-09 | 2025_11_09 Hr 01 | 92.8673 | 5.4e-05 | -923.1 | -524.9258 | 271.2791 | 930.6164 | 233.3705 | 12.7598 | 0 | 89.7207 | 68.9008 | 112.6576 | 22.0972 | 182.7729 | 283.5925 | 0 | 7.2612 | 46.06 | 245.025 | 0 | 143.8077 | 0
2025_11_09 Hr 02 | 0 | 0 | 0 | 3.5474 | 3.5621 | 3.5609 | 3.8089 | 3.8089 | 3.8089 | 36.6934 | 0 | 0.1104 | 69 | 0 | 91.3864 | 91.3864 | 283.5925 | 0 | 0.00615 | 0.074 | 0.02596 | 0 | 0 | 0.0705 | 0.2574 | 46.06 | 7.2612 | 245.025 | 0 | 0 | 0 | 0 | 13.336 | 32.347 | 0 | 0 | -521.6813 | 0.8541 | 12.542 | 0 | -1 | -4.2 | 13.5331 | 0 | 0 | 6.6004 | 6.6004 | 6.6004 | 6.6004 | 7.6748 | 47.7009 | 0 | 0 | 9.1579 | 15.7612 | 0 | 74.1091 | 69.6985 | 100.7862 | 1091.325 | 28.1837 | 51.3547 | 0 | 0.5292 | 0 | 8.626 | 3.074 | 0 | 913.0917 | 350.3677 | -6.92 | 9.0231 | 6.38 | -1.72 | 13.0066 | 4.5668 | 42.9073 | 2025-11-09 | 2025_11_09 Hr 02 | 89.9342 | -4e-06 | -913.0917 | -521.6813 | 273.9097 | 930.6164 | 217.4871 | 12.7598 | 0 | 89.9392 | 71.0976 | 112.8729 | 22.0972 | 182.7729 | 283.5925 | 0 | 7.2612 | 46.06 | 245.025 | 0 | 143.8077 | 0
2025_11_09 Hr 03 | 0 | 0 | 0 | 3.5474 | 3.5621 | 3.5609 | 3.8089 | 3.8089 | 3.8089 | 36.6934 | 0 | 0.1104 | 78 | 0 | 91.3864 | 91.3864 | 283.5925 | 0 | 0.00615 | 0.074 | 0.02596 | 0 | 0 | 0.0705 | 0.2574 | 46.06 | 7.2612 | 245.025 | 0 | 0 | 0 | 0 | 13.4574 | 32.6414 | 0 | 0 | -539.4835 | 0.8541 | 12.542 | 0 | -1 | -4.2 | 13.5331 | 0 | 0 | 7.4098 | 7.4098 | 7.4098 | 7.4098 | 8.6161 | 42.7518 | 0 | 0 | 9.1579 | 15.7612 | 0 | 74.1091 | 69.6985 | 97.7496 | 1095.92 | 28.3025 | 51.5713 | 0 | 0.5292 | 0 | 8.626 | 3.074 | 0 | 901.3083 | 351.7916 | -6.92 | 9.0231 | 6.38 | -1.72 | 13.0614 | 4.586 | 42.6764 | 2025-11-09 | 2025_11_09 Hr 03 | 89.4057 | -2.6e-05 | -901.3083 | -539.4835 | 278.9141 | 930.6164 | 218.5014 | 12.7598 | 0 | 90.3549 | 75.2767 | 113.2825 | 22.0972 | 182.7729 | 283.5925 | 0 | 7.2612 | 46.06 | 245.025 | 0 | 143.8077 | 0
2025_11_09 Hr 04 | 0 | 0 | 0 | 3.5474 | 3.5621 | 3.5609 | 3.8089 | 3.8089 | 3.8089 | 36.6934 | 0 | 0.1104 | 88 | 0 | 91.3864 | 91.3864 | 283.5925 | 0 | 0.00615 | 0.074 | 0.02596 | 0 | 0 | 0.0705 | 0.2574 | 46.06 | 7.2612 | 245.025 | 0 | 0 | 0 | 0 | 13.3796 | 32.4527 | 0 | 0 | -529.4228 | 0.8541 | 12.542 | 0 | -1 | -4.2 | 13.5331 | 0 | 0 | 6.8909 | 6.8909 | 6.8909 | 6.8909 | 8.0127 | 42.7518 | 0 | 0 | 9.1579 | 15.7612 | 0 | 74.1091 | 69.6985 | 92.6886 | 1092.975 | 28.2263 | 51.4325 | 0 | 0.5292 | 0 | 8.626 | 3.074 | 0 | 913.1 | 356.468 | -6.92 | 9.0231 | 6.38 | -1.72 | 13.0262 | 4.5737 | 43.0095 | 2025-11-09 | 2025_11_09 Hr 04 | 88.7385 | -2.5e-05 | -913.1 | -529.4228 | 275.7061 | 930.6164 | 223.4404 | 12.7598 | 0 | 90.0885 | 72.5978 | 113.0199 | 22.0972 | 182.7729 | 283.5925 | 0 | 7.2612 | 46.06 | 245.025 | 0 | 143.8077 | 0
2025_11_09 Hr 05 | 0 | 0 | 0 | 3.5474 | 3.5621 | 3.5609 | 3.8089 | 3.8089 | 3.8089 | 36.6934 | 0 | 0.1104 | 92 | 0 | 91.3864 | 91.3864 | 283.5925 | 0 | 0.00615 | 0.074 | 0.02596 | 0 | 0 | 0.0705 | 0.2574 | 46.06 | 7.2612 | 245.025 | 0 | 0 | 0 | 0 | 13.5383 | 32.8376 | 0 | 0 | -525.6705 | 0.8541 | 12.542 | 0 | -1 | -4.2 | 13.5331 | 0 | 0 | 7.9495 | 7.9495 | 7.9495 | 7.9495 | 9.2436 | 45.7002 | 0 | 0 | 9.1579 | 15.7612 | 0 | 74.1091 | 69.6985 | 81.8436 | 1098.983 | 28.3818 | 51.7157 | 0 | 0.5292 | 0 | 8.626 | 3.074 | 0 | 919.5 | 353.1071 | -6.92 | 9.0231 | 6.38 | -1.72 | 13.098 | 4.5989 | 43.2128 | 2025-11-09 | 2025_11_09 Hr 05 | 92.7946 | -4e-06 | -919.5 | -525.6705 | 282.2505 | 930.6164 | 219.5438 | 12.7598 | 0 | 90.6321 | 78.0628 | 113.5556 | 22.0972 | 182.7729 | 283.5925 | 0 | 7.2612 | 46.06 | 245.025 | 0 | 143.8077 | 0
2025_11_09 Hr 06 | 0 | 0 | 0 | 3.5474 | 3.5621 | 3.5609 | 3.8089 | 3.8089 | 3.8089 | 36.6934 | 0 | 0.1104 | 91 | 0 | 91.3864 | 91.3864 | 283.5925 | 0 | 0.00615 | 0.074 | 0.02596 | 0 | 0 | 0.0705 | 0.2574 | 46.06 | 7.2612 | 245.025 | 0 | 0 | 0 | 0 | 13.8805 | 33.6678 | 0 | 0 | -509.7684 | 0.8541 | 12.542 | 0 | -1 | -4.2 | 13.5331 | 0 | 0 | 10.2326 | 10.2326 | 10.2326 | 10.2326 | 11.8984 | 33.8013 | 0 | 0 | 9.1579 | 15.7612 | 0 | 74.1091 | 69.6985 | 95.7252 | 1111.943 | 28.7171 | 52.3267 | 0 | 0.5292 | 0 | 8.626 | 3.074 | 0 | 950.5 | 355.2451 | -6.92 | 9.0231 | 6.38 | -1.72 | 13.2527 | 4.6532 | 44.2272 | 2025-11-09 | 2025_11_09 Hr 06 | 93.6798 | -1e-05 | -950.5 | -509.7684 | 296.3657 | 930.6164 | 220.5265 | 12.7598 | 0 | 91.8045 | 89.8502 | 114.7109 | 22.0972 | 182.7729 | 283.5925 | 0 | 7.2612 | 46.06 | 245.025 | 0 | 143.8077 | 0
2025_11_09 Hr 07 | 0 | 0 | 0 | 3.5474 | 3.5621 | 3.5609 | 3.8089 | 3.8089 | 3.8089 | 46.2499 | 0 | 0.1104 | 92 | 0 | 91.3864 | 91.3864 | 281.7479 | 0 | 0.00615 | 0.074 | 0.02596 | 0 | 0 | 0.0705 | 0.2574 | 46.06 | 7.2612 | 244.0449 | 0 | 0 | 0 | 0 | 14.3488 | 34.8036 | 0 | 0 | -453.1413 | 0.8541 | 12.542 | 0 | -1 | -4.2 | 13.5331 | 0 | 0 | 13.3564 | 13.3564 | 13.3564 | 13.3564 | 15.5307 | 31.8006 | 0 | 0 | 9.1579 | 15.7612 | 0 | 73.4131 | 69.0439 | 61.8888 | 1135.056 | 29.1758 | 53.1626 | 0 | 0.5292 | 0 | 8.626 | 3.074 | 0 | 996.9833 | 321.9887 | -6.92 | 9.0231 | 6.38 | -1.72 | 13.4644 | 4.7275 | 45.317 | 2025-11-09 | 2025_11_09 Hr 07 | 93.3703 | 3e-06 | -996.9833 | -453.1413 | 325.2343 | 926.4411 | 185.6894 | 12.7598 | 0 | 93.4086 | 115.534 | 116.2916 | 22.0972 | 182.7729 | 281.7479 | 0 | 7.2612 | 46.06 | 244.0449 | 0 | 142.457 | 0
2025_11_09 Hr 08 | 2.5887 | 0 | 0 | 3.5474 | 3.5621 | 3.5609 | 3.8089 | 3.8089 | 3.8089 | 70.9918 | 0 | 0.1104 | 91 | 0 | 91.3864 | 91.3864 | 281.7479 | 0 | 0.00615 | 0.074 | 0.02596 | 0 | 0 | 0.0705 | 0.2574 | 43.4499 | 7.2612 | 244.0449 | 0 | 0 | 0 | 0 | 15.3554 | 37.2451 | 0 | 0 | -463.1832 | 0.8541 | 12.542 | 0 | -1 | -4.2 | 13.5331 | 0 | 0 | 20.0709 | 20.0709 | 20.0709 | 20.0709 | 23.3382 | 33.8013 | 0 | 0 | 9.1579 | 15.7612 | 0 | 73.4131 | 69.0439 | 54.8034 | 1195.301 | 30.1619 | 54.9594 | 0 | 0.5292 | -2.5887 | 8.626 | 3.074 | 0 | 1044.5 | 321.8904 | -9.5087 | 9.0231 | 6.38 | -1.72 | 13.9195 | 4.8873 | 47.3248 | 2025-11-09 | 2025_11_09 Hr 08 | 87.1539 | 1.5e-05 | -1044.5 | -463.1832 | 391.4877 | 923.831 | 179.6047 | 12.7598 | 0 | 96.8567 | 174.9416 | 119.6894 | 22.0972 | 182.7729 | 281.7479 | 0 | 7.2612 | 43.4499 | 244.0449 | 0 | 142.457 | 0
2025_11_09 Hr 09 | 7.7792 | 0.000135 | 0.003807 | 3.5474 | 3.5621 | 3.5609 | 3.8089 | 3.8089 | 3.8089 | 89.3093 | 0 | 0.1104 | 91 | 0 | 91.3864 | 91.3864 | 281.7479 | 0 | 0.00615 | 0.074 | 0.02596 | 0 | 0 | 0.0705 | 0.2574 | 19.8359 | 7.2612 | 244.0449 | 0 | 0 | 0 | 0 | 16.1006 | 39.0527 | 0 | 0 | -453.7758 | 0.8541 | 12.542 | 0 | -1 | -4.2 | 13.5331 | 0 | 0 | 25.0419 | 25.0419 | 25.0419 | 25.0419 | 29.1185 | 28.8522 | 0 | 0 | 9.1579 | 15.7612 | 0 | 73.4131 | 69.0439 | 66.8052 | 1218.226 | 30.892 | 56.2897 | 0 | 0.5292 | -7.7792 | 8.626 | 3.074 | 0 | 1086.4 | 336.6494 | -14.6992 | 9.0231 | 6.38 | -1.72 | 14.2564 | 5.0056 | 48.855 | 2025-11-09 | 2025_11_09 Hr 09 | 83.5338 | 1.3e-05 | -1086.4 | -453.7758 | 440.5377 | 900.217 | 186.6613 | 12.7598 | 0 | 99.4095 | 218.9234 | 122.2049 | 22.0972 | 182.7729 | 281.7479 | 0 | 7.2612 | 19.8359 | 244.0449 | 0 | 142.457 | 0
2025_11_09 Hr 10 | 9.8488 | 0.003615 | 0.10194 | 3.5474 | 3.5621 | 3.5609 | 3.8089 | 3.8089 | 3.8089 | 94.2806 | 0 | 0.1104 | 91 | 0 | 91.3864 | 91.3864 | 281.7479 | 0 | 0.00615 | 0.074 | 0.02596 | 0 | 0 | 0.0705 | 0.2574 | 29.2396 | 7.2612 | 244.0449 | 0 | 0 | 0 | 0 | 16.3029 | 39.5432 | 0 | 0 | -410.4069 | 0.8541 | 12.542 | 0 | -1 | -4.2 | 13.5331 | 0 | 0 | 26.391 | 26.391 | 26.391 | 26.391 | 30.6873 | 25.7985 | 0 | 0 | 9.1579 | 15.7612 | 0 | 73.4131 | 69.0439 | 64.7808 | 1240.357 | 31.0901 | 56.6507 | 0 | 0.5292 | -9.8488 | 8.626 | 3.074 | 0 | 1147.508 | 334.327 | -16.7688 | 9.0231 | 6.38 | -1.72 | 14.3479 | 5.0377 | 50.6965 | 2025-11-09 | 2025_11_09 Hr 10 | 82.272 | 0.00029 | -1147.508 | -410.4069 | 453.8498 | 909.6207 | 181.6849 | 12.7598 | 0 | 100.1023 | 230.86 | 122.8876 | 22.0972 | 182.7729 | 281.7479 | 0 | 7.2612 | 29.2396 | 244.0449 | 0 | 142.457 | 0
2025_11_09 Hr 11 | 8.3 | 0.00504 | 0.14213 | 3.5474 | 3.5621 | 3.5609 | 3.8089 | 3.8089 | 3.8089 | 96.0014 | 0 | 0.1104 | 91 | 0 | 91.3864 | 91.3864 | 281.7479 | 0 | 0.00615 | 0.074 | 0.02596 | 0 | 0 | 0.0705 | 0.2574 | 42.1494 | 7.2612 | 244.0449 | 0 | 0 | 0 | 0 | 16.3729 | 39.713 | 0 | 0 | -443.6552 | 0.8541 | 12.542 | 0 | -1 | -4.2 | 13.5331 | 0 | 0 | 26.8581 | 26.8581 | 26.8581 | 26.8581 | 31.2303 | 24.8508 | 0 | 0 | 9.1579 | 15.7612 | 0 | 73.4131 | 69.0439 | 67.8174 | 1257.679 | 31.1587 | 56.7757 | 0 | 0.5292 | -8.3 | 8.626 | 3.074 | 0 | 1133.908 | 335.1048 | -15.22 | 9.0231 | 6.38 | -1.72 | 14.3795 | 5.0488 | 50.5971 | 2025-11-09 | 2025_11_09 Hr 11 | 88.1845 | 0.000306 | -1133.908 | -443.6552 | 458.4579 | 922.5305 | 183.8154 | 12.7598 | 0 | 100.3421 | 234.9919 | 123.1239 | 22.0972 | 182.7729 | 281.7479 | 0 | 7.2612 | 42.1494 | 244.0449 | 0 | 142.457 | 0
2025_11_09 Hr 12 | 9.3314 | 0.00564 | 0.15905 | 3.5474 | 3.5621 | 3.5609 | 3.8089 | 3.8089 | 3.8089 | 93.2481 | 0 | 0.1104 | 90 | 0 | 91.3864 | 91.3864 | 281.7479 | 0 | 0.00615 | 0.074 | 0.02596 | 0 | 0 | 0.0705 | 0.2574 | 46.06 | 7.2612 | 244.0449 | 0 | 0 | 0 | 0 | 16.2609 | 39.4413 | 0 | 0 | -422.6226 | 0.8541 | 12.542 | 0 | -1 | -4.2 | 13.5331 | 0 | 0 | 26.1108 | 26.1108 | 26.1108 | 26.1108 | 30.3615 | 22.8501 | 0 | 0 | 9.1579 | 15.7612 | 0 | 73.4131 | 69.0439 | 66.8052 | 1254.611 | 31.049 | 56.5757 | 0 | 0.5292 | -9.3314 | 8.626 | 3.074 | 0 | 1147.483 | 331.7459 | -16.2514 | 9.0231 | 6.38 | -1.72 | 14.3289 | 5.0311 | 50.8562 | 2025-11-09 | 2025_11_09 Hr 12 | 86.3084 | 0.000306 | -1147.483 | -422.6226 | 451.085 | 926.4411 | 179.82 | 12.7598 | 0 | 99.9584 | 228.3808 | 122.7458 | 22.0972 | 182.7729 | 281.7479 | 0 | 7.2612 | 46.06 | 244.0449 | 0 | 142.457 | 0
2025_11_09 Hr 13 | 7.7809 | 0.008265 | 0.23307 | 3.5474 | 3.5621 | 3.5609 | 3.8089 | 3.8089 | 3.8089 | 87.0148 | 0 | 0.1104 | 89 | 0 | 91.3864 | 91.3864 | 281.7479 | 0 | 0.00615 | 0.074 | 0.02596 | 0 | 0 | 0.0705 | 0.2574 | 46.06 | 7.2612 | 244.0449 | 0 | 0 | 0 | 0 | 16.0073 | 38.8263 | 0 | 0 | -415.1833 | 0.8541 | 12.542 | 0 | -1 | -4.2 | 13.5331 | 0 | 0 | 24.4193 | 24.4193 | 24.4193 | 24.4193 | 28.3945 | 19.9017 | 0 | 0 | 9.1579 | 15.7612 | 0 | 73.4131 | 69.0439 | 70.854 | 1238.85 | 30.8005 | 56.123 | 0 | 0.5292 | -7.7809 | 8.626 | 3.074 | 0 | 1138.408 | 329.4424 | -14.7009 | 9.0231 | 6.38 | -1.72 | 14.2142 | 4.9908 | 50.4001 | 2025-11-09 | 2025_11_09 Hr 13 | 85.0185 | 0.000282 | -1138.408 | -415.1833 | 434.3936 | 926.4411 | 179.997 | 12.7598 | 0 | 99.0897 | 213.4142 | 121.8898 | 22.0972 | 182.7729 | 281.7479 | 0 | 7.2612 | 46.06 | 244.0449 | 0 | 142.457 | 0
2025_11_09 Hr 14 | 5.1674 | 0.011745 | 0.33121 | 3.5474 | 3.5621 | 3.5609 | 3.8089 | 3.8089 | 3.8089 | 77.0721 | 0 | 0.1104 | 88 | 0 | 91.3864 | 91.3864 | 281.7479 | 0 | 0.00615 | 0.074 | 0.02596 | 0 | 0 | 0.0705 | 0.2574 | 45.9947 | 7.2612 | 244.0449 | 0 | 0 | 0 | 0 | 15.6028 | 37.8451 | 0 | 0 | -399.604 | 0.8541 | 12.542 | 0 | -1 | -4.2 | 13.5331 | 0 | 0 | 21.721 | 21.721 | 21.721 | 21.721 | 25.257 | 19.9017 | 0 | 0 | 9.1579 | 15.7612 | 0 | 73.4131 | 69.0439 | 73.746 | 1213.624 | 30.4043 | 55.401 | 0 | 0.5292 | -5.1674 | 8.626 | 3.074 | 0 | 1129.292 | 327.3589 | -12.0874 | 9.0231 | 6.38 | -1.72 | 14.0313 | 4.9266 | 49.8353 | 2025-11-09 | 2025_11_09 Hr 14 | 86.0227 | -0.000323 | -1129.292 | -399.604 | 407.7694 | 926.3758 | 181.9907 | 12.7598 | 0 | 97.7041 | 189.541 | 120.5244 | 22.0972 | 182.7729 | 281.7479 | 0 | 7.2612 | 45.9947 | 244.0449 | 0 | 142.457 | 0
2025_11_09 Hr 15 | 2.5887 | 0.011535 | 0.32529 | 3.5474 | 3.5621 | 3.5609 | 3.8089 | 3.8089 | 3.8089 | 78.4488 | 0 | 0.1104 | 90 | 0 | 91.3864 | 91.3864 | 281.7479 | 0 | 0.00615 | 0.074 | 0.02596 | 0 | 0 | 0.0705 | 0.2574 | 45.0817 | 7.2612 | 244.0449 | 0 | 0 | 0 | 0 | 15.6588 | 37.981 | 0 | 0 | -412.0358 | 0.8541 | 12.542 | 0 | -1 | -4.2 | 13.5331 | 0 | 0 | 22.0946 | 22.0946 | 22.0946 | 22.0946 | 25.6914 | 22.8501 | 0 | 0 | 9.1579 | 15.7612 | 0 | 73.4131 | 69.0439 | 75.7704 | 1216.203 | 30.4591 | 55.501 | 0 | 0.5292 | -2.5887 | 8.626 | 3.074 | 0 | 1126.6 | 331.9418 | -9.5087 | 9.0231 | 6.38 | -1.72 | 14.0567 | 4.9355 | 49.8926 | 2025-11-09 | 2025_11_09 Hr 15 | 86.102 | -6.6e-05 | -1126.6 | -412.0358 | 411.4558 | 925.4628 | 188.9573 | 12.7598 | 0 | 97.8959 | 192.8465 | 120.7134 | 22.0972 | 182.7729 | 281.7479 | 0 | 7.2612 | 45.0817 | 244.0449 | 0 | 142.457 | 0
2025_11_09 Hr 16 | 1.5505 | 0.0105 | 0.2961 | 3.5474 | 3.5621 | 3.5609 | 3.8089 | 3.8089 | 3.8089 | 78.4488 | 0 | 0.1104 | 86 | 0 | 91.3864 | 91.3864 | 281.7479 | 0 | 0.00615 | 0.074 | 0.02596 | 0 | 0 | 0.0705 | 0.2574 | 46.06 | 7.2612 | 244.0449 | 0 | 0 | 0 | 0 | 15.6588 | 37.981 | 0 | 0 | -373.5771 | 0.8541 | 12.542 | 0 | -1 | -4.2 | 13.5331 | 0 | 0 | 22.0946 | 22.0946 | 22.0946 | 22.0946 | 25.6914 | 25.7985 | 0 | 0 | 9.1579 | 15.7612 | 0 | 73.4131 | 69.0439 | 52.9236 | 1217.152 | 30.4591 | 55.501 | 0 | 0.5292 | -1.5505 | 8.626 | 3.074 | 0 | 1142.108 | 307.0043 | -8.4705 | 9.0231 | 6.38 | -1.72 | 14.0567 | 4.9355 | 49.9987 | 2025-11-09 | 2025_11_09 Hr 16 | 93.4546 | 0.000345 | -1142.108 | -373.5771 | 411.4558 | 926.4411 | 165.0287 | 12.7598 | 0 | 97.8959 | 192.8465 | 120.7134 | 22.0972 | 182.7729 | 281.7479 | 0 | 7.2612 | 46.06 | 244.0449 | 0 | 142.457 | 0
2025_11_09 Hr 17 | 0 | 0.00873 | 0.24619 | 3.5474 | 3.5621 | 3.5609 | 3.8089 | 3.8089 | 3.8089 | 104.185 | 0 | 0.1104 | 81 | 0 | 91.3864 | 91.3864 | 281.7479 | 0 | 0.00615 | 0.074 | 0.02596 | 0 | 0 | 0.0705 | 0.2574 | 46.06 | 7.2612 | 244.0449 | 0 | 0 | 0 | 0 | 16.7058 | 40.5206 | 0 | 0 | -410.66 | 0.8541 | 12.542 | 0 | -1 | -4.2 | 13.5331 | 0 | 0 | 29.0789 | 29.0789 | 29.0789 | 29.0789 | 33.8127 | 31.8006 | 0 | 0 | 9.1579 | 15.7612 | 0 | 73.4131 | 69.0439 | 52.9236 | 1282.483 | 31.4849 | 57.37 | 0 | 0.5292 | 0 | 8.626 | 3.074 | 0 | 1174.892 | 309.9884 | -6.92 | 9.0231 | 6.38 | -1.72 | 14.53 | 5.1017 | 51.7807 | 2025-11-09 | 2025_11_09 Hr 17 | 99.7271 | -0.000355 | -1174.892 | -410.66 | 480.3716 | 926.4411 | 165.9791 | 12.7598 | 0 | 101.4826 | 254.6413 | 124.2477 | 22.0972 | 182.7729 | 281.7479 | 0 | 7.2612 | 46.06 | 244.0449 | 0 | 142.457 | 0
2025_11_09 Hr 18 | 0 | 0.004365 | 0.12309 | 3.5474 | 3.5621 | 3.5609 | 3.8089 | 3.8089 | 3.8089 | 125.7147 | 0 | 0.1104 | 74 | 0 | 91.3864 | 91.3864 | 281.7479 | 0 | 0.00615 | 0.074 | 0.02596 | 0 | 0 | 0.0705 | 0.2574 | 46.06 | 7.2612 | 244.0449 | 0 | 0 | 0 | 0 | 17.5817 | 42.6451 | 0 | 0 | -455.6526 | 0.8541 | 12.542 | 0 | -1 | -4.2 | 13.5331 | 0 | 0 | 34.9217 | 34.9217 | 34.9217 | 34.9217 | 40.6066 | 34.749 | 0 | 0 | 9.1579 | 15.7612 | 0 | 73.4131 | 69.0439 | 81.8436 | 1337.055 | 32.3429 | 58.9335 | 0 | 0.5292 | 0 | 8.626 | 3.074 | 0 | 1212.292 | 337.809 | -6.92 | 9.0231 | 6.38 | -1.72 | 14.926 | 5.2407 | 53.8491 | 2025-11-09 | 2025_11_09 Hr 18 | 100.6256 | -0.000275 | -1212.292 | -455.6526 | 538.0234 | 926.4411 | 190.7201 | 12.7598 | 0 | 104.483 | 306.336 | 127.2043 | 22.0972 | 182.7729 | 281.7479 | 0 | 7.2612 | 46.06 | 244.0449 | 0 | 142.457 | 0
2025_11_09 Hr 19 | 0 | 0.002055 | 0.057951 | 3.5474 | 3.5621 | 3.5609 | 3.8089 | 3.8089 | 3.8089 | 120.055 | 0 | 0.1104 | 64 | 0 | 91.3864 | 91.3864 | 281.7479 | 0 | 0.00615 | 0.074 | 0.02596 | 0 | 0 | 0.0705 | 0.2574 | 46.06 | 7.2612 | 244.0449 | 0 | 0 | 0 | 0 | 17.3514 | 42.0866 | 0 | 0 | -460.9215 | 0.8541 | 12.542 | 0 | -1 | -4.2 | 13.5331 | 0 | 0 | 33.3858 | 33.3858 | 33.3858 | 33.3858 | 38.8207 | 38.7504 | 0 | 0 | 9.1579 | 15.7612 | 0 | 73.4131 | 69.0439 | 72.7338 | 1322.612 | 32.1174 | 58.5225 | 0 | 0.5292 | 0 | 8.626 | 3.074 | 0 | 1176.692 | 321.9211 | -6.92 | 9.0231 | 6.38 | -1.72 | 14.8219 | 5.2042 | 52.5131 | 2025-11-09 | 2025_11_09 Hr 19 | 99.9253 | -0.000387 | -1176.692 | -460.9215 | 522.868 | 926.4411 | 175.5442 | 12.7598 | 0 | 103.6943 | 292.7466 | 126.4271 | 22.0972 | 182.7729 | 281.7479 | 0 | 7.2612 | 46.06 | 244.0449 | 0 | 142.457 | 0
2025_11_09 Hr 20 | 0 | 0.000105 | 0.002961 | 3.5474 | 3.5621 | 3.5609 | 3.8089 | 3.8089 | 3.8089 | 111.5273 | 0 | 0.1104 | 53 | 0 | 91.3864 | 91.3864 | 281.7479 | 0 | 0.00615 | 0.074 | 0.02596 | 0 | 0 | 0.0705 | 0.2574 | 46.06 | 7.2612 | 244.0449 | 0 | 0 | 0 | 0 | 17.0045 | 41.2451 | 0 | 0 | -441.6431 | 0.8541 | 12.542 | 0 | -1 | -4.2 | 13.5331 | 0 | 0 | 31.0715 | 31.0715 | 31.0715 | 31.0715 | 36.1296 | 33.8013 | 0 | 0 | 9.1579 | 15.7612 | 0 | 73.4131 | 69.0439 | 66.8052 | 1300.893 | 31.7775 | 57.9032 | 0 | 0.5292 | 0 | 8.626 | 3.074 | 0 | 1151.2 | 298.8703 | -6.92 | 9.0231 | 6.38 | -1.72 | 14.6651 | 5.1491 | 51.2532 | 2025-11-09 | 2025_11_09 Hr 20 | 99.0533 | 1e-06 | -1151.2 | -441.6431 | 500.0326 | 926.4411 | 153.6096 | 12.7598 | 0 | 102.5058 | 272.2708 | 125.256 | 22.0972 | 182.7729 | 281.7479 | 0 | 7.2612 | 46.06 | 244.0449 | 0 | 142.457 | 0
2025_11_09 Hr 21 | 0 | 0 | 0 | 3.5474 | 3.5621 | 3.5609 | 3.8089 | 3.8089 | 3.8089 | 103.076 | 0 | 0.1104 | 46 | 0 | 91.3864 | 91.3864 | 281.7479 | 0 | 0.00615 | 0.074 | 0.02596 | 0 | 0 | 0.0705 | 0.2574 | 46.06 | 7.2612 | 244.0449 | 0 | 0 | 0 | 0 | 16.6607 | 40.4111 | 0 | 0 | -435.0902 | 0.8541 | 12.542 | 0 | -1 | -4.2 | 13.5331 | 0 | 0 | 28.778 | 28.778 | 28.778 | 28.778 | 33.4628 | 39.6981 | 0 | 0 | 9.1579 | 15.7612 | 0 | 73.4131 | 69.0439 | 64.7808 | 1279.42 | 31.4407 | 57.2895 | 0 | 0.5292 | 0 | 8.626 | 3.074 | 0 | 1131.992 | 294.582 | -6.92 | 9.0231 | 6.38 | -1.72 | 14.5096 | 5.0945 | 50.4088 | 2025-11-09 | 2025_11_09 Hr 21 | 89.2828 | -0.000413 | -1131.992 | -435.0902 | 477.402 | 926.4411 | 150.4789 | 12.7598 | 0 | 101.328 | 251.9785 | 124.0954 | 22.0972 | 182.7729 | 281.7479 | 0 | 7.2612 | 46.06 | 244.0449 | 0 | 142.457 | 0
2025_11_09 Hr 22 | 0 | 0 | 0 | 3.5474 | 3.5621 | 3.5609 | 3.8089 | 3.8089 | 3.8089 | 96.6898 | 0 | 0.1104 | 31 | 0 | 91.3864 | 91.3864 | 281.7479 | 0 | 0.00615 | 0.074 | 0.02596 | 0 | 0 | 0.0705 | 0.2574 | 46.06 | 7.2612 | 244.0449 | 0 | 0 | 0 | 0 | 16.4009 | 39.781 | 0 | 0 | -492.3404 | 0.8541 | 12.542 | 0 | -1 | -4.2 | 13.5331 | 0 | 0 | 27.0449 | 27.0449 | 27.0449 | 27.0449 | 31.4475 | 50.6493 | 0 | 0 | 9.1579 | 15.7612 | 0 | 73.4131 | 69.0439 | 64.7808 | 1263.196 | 31.1861 | 56.8257 | 0 | 0.5292 | 0 | 8.626 | 3.074 | 0 | 1053.592 | 289.6562 | -6.92 | 9.0231 | 6.38 | -1.72 | 14.3922 | 5.0533 | 48.0673 | 2025-11-09 | 2025_11_09 Hr 22 | 87.6313 | -0.000325 | -1053.592 | -492.3404 | 460.3011 | 926.4411 | 146.4301 | 12.7598 | 0 | 100.438 | 236.6446 | 123.2184 | 22.0972 | 182.7729 | 281.7479 | 0 | 7.2612 | 46.06 | 244.0449 | 0 | 142.457 | 0
2025_11_09 Hr 23 | 0 | 0 | 0 | 3.5474 | 3.5621 | 3.5609 | 3.8089 | 3.8089 | 3.8089 | 72.0626 | 0 | 0.1104 | 26 | 0 | 91.3864 | 91.3864 | 283.5925 | 0 | 0.00615 | 0.074 | 0.02596 | 0 | 0 | 0.0705 | 0.2574 | 46.06 | 7.2612 | 245.025 | 0 | 0 | 0 | 0 | 15.399 | 37.3508 | 0 | 0 | -481.0045 | 0.8541 | 12.542 | 0 | -1 | -4.2 | 13.5331 | 0 | 0 | 20.3615 | 20.3615 | 20.3615 | 20.3615 | 23.6761 | 47.7009 | 0 | 0 | 9.1579 | 15.7612 | 0 | 74.1091 | 69.6985 | 64.7808 | 1204.807 | 30.2046 | 55.0372 | 0 | 0.5292 | 0 | 8.626 | 3.074 | 0 | 995.2083 | 278.3258 | -6.92 | 9.0231 | 6.38 | -1.72 | 13.9392 | 4.8942 | 45.6135 | 2025-11-09 | 2025_11_09 Hr 23 | 99.229 | 4.3e-05 | -995.2083 | -481.0045 | 394.3549 | 930.6164 | 138.4817 | 12.7598 | 0 | 97.0059 | 177.5125 | 119.8364 | 22.0972 | 182.7729 | 283.5925 | 0 | 7.2612 | 46.06 | 245.025 | 0 | 143.8077 | 0
2025_11_09 Hr 24 | 0 | 0 | 0 | 3.5474 | 3.5621 | 3.5609 | 3.8089 | 3.8089 | 3.8089 | 56.3456 | 0 | 0.1104 | 20 | 0 | 91.3864 | 91.3864 | 283.5925 | 0 | 0.00615 | 0.074 | 0.02596 | 0 | 0 | 0.0705 | 0.2574 | 46.06 | 7.2612 | 245.025 | 0 | 0 | 0 | 0 | 14.7596 | 35.7998 | 0 | 0 | -486.2397 | 0.8541 | 12.542 | 0 | -1 | -4.2 | 13.5331 | 0 | 0 | 16.0962 | 16.0962 | 16.0962 | 16.0962 | 18.7165 | 51.7023 | 0 | 0 | 9.1579 | 15.7612 | 0 | 74.1091 | 69.6985 | 65.793 | 1164.879 | 29.5782 | 53.8958 | 0 | 0.5292 | 0 | 8.626 | 3.074 | 0 | 946.9 | 275.181 | -6.92 | 9.0231 | 6.38 | -1.72 | 13.6501 | 4.7927 | 43.7755 | 2025-11-09 | 2025_11_09 Hr 24 | 102.3999 | -3.8e-05 | -946.9 | -486.2397 | 352.2681 | 930.6164 | 137.4953 | 12.7598 | 0 | 94.8156 | 139.7745 | 117.678 | 22.0972 | 182.7729 | 283.5925 | 0 | 7.2612 | 46.06 | 245.025 | 0 | 143.8077 | 0
2025_11_10 Hr 01 | 0 | 0 | 0 | 3.5474 | 3.5621 | 3.5609 | 3.8089 | 3.8089 | 3.8089 | 36.6934 | 0 | 0.1104 | 15 | 0 | 91.3864 | 91.3864 | 283.5925 | 0 | 0.00615 | 0.074 | 0.02596 | 0 | 0 | 0.0705 | 0.2574 | 46.06 | 7.2612 | 245.025 | 0 | 0 | 0 | 0 | 12.7257 | 30.856 | 0 | 0 | -422.9615 | 0.8541 | 12.549 | 0 | -1 | -4.2 | 13.5549 | 0 | 0 | 2.4607 | 2.4607 | 2.4607 | 2.4607 | 2.8612 | 59.5998 | 0 | 0 | 9.173 | 17.6355 | 0 | 74.1091 | 69.6985 | 64.7808 | 1067.892 | 30.7771 | 56.1013 | 0 | 0.5292 | 0 | 8.626 | 3.074 | 0 | 921.3 | 283.2897 | -6.92 | 9.0194 | 6.38 | -1.72 | 14.3979 | 4.9894 | 41.9324 | 2025-11-10 | 2025_11_10 Hr 01 | 98.931 | 2.8e-05 | -921.3 | -422.9615 | 261.5047 | 930.6164 | 139.3806 | 12.7598 | 0 | 87.8781 | 49.7252 | 123.9014 | 22.0972 | 182.7729 | 283.5925 | 0 | 7.2612 | 46.06 | 245.025 | 0 | 143.8077 | 0
2025_11_10 Hr 02 | 0 | 0 | 0 | 3.5474 | 3.5621 | 3.5609 | 3.8089 | 3.8089 | 3.8089 | 36.6934 | 0 | 0.1104 | 15 | 0 | 91.3864 | 91.3864 | 283.5925 | 0 | 0.00615 | 0.074 | 0.02596 | 0 | 0 | 0.0705 | 0.2574 | 46.06 | 7.2612 | 245.025 | 0 | 0 | 0 | 0 | 12.8992 | 31.2768 | 0 | 0 | -445.51 | 0.8541 | 12.549 | 0 | -1 | -4.2 | 13.5549 | 0 | 0 | 3.7497 | 3.7497 | 3.7497 | 3.7497 | 4.3602 | 50.6493 | 0 | 0 | 9.173 | 17.6355 | 0 | 74.1091 | 69.6985 | 63.7686 | 1075.141 | 30.9664 | 56.4463 | 0 | 0.5292 | 0 | 8.626 | 3.074 | 0 | 896.6917 | 273.9804 | -6.92 | 9.0194 | 6.38 | -1.72 | 14.4864 | 5.0201 | 41.2577 | 2025-11-10 | 2025_11_10 Hr 02 | 95.5222 | 1.4e-05 | -896.6917 | -445.51 | 269.4076 | 930.6164 | 129.4179 | 12.7598 | 0 | 88.4724 | 56.3804 | 124.5548 | 22.0972 | 182.7729 | 283.5925 | 0 | 7.2612 | 46.06 | 245.025 | 0 | 143.8077 | 0
2025_11_10 Hr 03 | 0 | 0 | 0 | 3.5474 | 3.5621 | 3.5609 | 3.8089 | 3.8089 | 3.8089 | 36.6934 | 0 | 0.1104 | 16 | 0 | 91.3864 | 91.3864 | 283.5925 | 0 | 0.00615 | 0.074 | 0.02596 | 0 | 0 | 0.0705 | 0.2574 | 46.06 | 7.2612 | 245.025 | 0 | 0 | 0 | 0 | 12.8544 | 31.1682 | 0 | 0 | -447.0532 | 0.8541 | 12.549 | 0 | -1 | -4.2 | 13.5549 | 0 | 0 | 3.4171 | 3.4171 | 3.4171 | 3.4171 | 3.9733 | 48.6486 | 0 | 0 | 9.173 | 17.6355 | 0 | 74.1091 | 69.6985 | 63.7686 | 1073.271 | 30.9175 | 56.3573 | 0 | 0.5292 | 0 | 8.626 | 3.074 | 0 | 892.1083 | 272.8111 | -6.92 | 9.0194 | 6.38 | -1.72 | 14.4636 | 5.0122 | 41.0971 | 2025-11-10 | 2025_11_10 Hr 03 | 107.7105 | 5.6e-05 | -892.1083 | -447.0532 | 267.3681 | 930.6164 | 128.4172 | 12.7598 | 0 | 88.319 | 54.6629 | 124.3862 | 22.0972 | 182.7729 | 283.5925 | 0 | 7.2612 | 46.06 | 245.025 | 0 | 143.8077 | 0
2025_11_10 Hr 04 | 0 | 0 | 0 | 3.5474 | 3.5621 | 3.5609 | 3.8089 | 3.8089 | 3.8089 | 36.6934 | 0 | 0.1104 | 34 | 0 | 91.3864 | 91.3864 | 283.5925 | 0 | 0.00615 | 0.074 | 0.02596 | 0 | 0 | 0.0705 | 0.2574 | 46.06 | 7.2612 | 245.025 | 0 | 0 | 0 | 0 | 13.0755 | 31.7043 | 0 | 0 | -461.3599 | 0.8541 | 12.549 | 0 | -1 | -4.2 | 13.5549 | 0 | 0 | 5.0596 | 5.0596 | 5.0596 | 5.0596 | 5.8833 | 48.6486 | 0 | 0 | 9.173 | 17.6355 | 0 | 74.1091 | 69.6985 | 61.8888 | 1082.508 | 31.1587 | 56.7969 | 0 | 0.5292 | 0 | 8.626 | 3.074 | 0 | 903.9916 | 289.7639 | -6.92 | 9.0194 | 6.38 | -1.72 | 14.5764 | 5.0513 | 41.7544 | 2025-11-10 | 2025_11_10 Hr 04 | 108.9327 | 7.7e-05 | -903.9916 | -461.3599 | 277.4379 | 930.6164 | 144.5374 | 12.7598 | 0 | 89.0762 | 63.1429 | 125.2188 | 22.0972 | 182.7729 | 283.5925 | 0 | 7.2612 | 46.06 | 245.025 | 0 | 143.8077 | 0
2025_11_10 Hr 05 | 0 | 0 | 0 | 3.5474 | 3.5621 | 3.5609 | 3.8089 | 3.8089 | 3.8089 | 36.6934 | 0 | 0.1104 | 48 | 0 | 91.3864 | 91.3864 | 283.5925 | 0 | 0.00615 | 0.074 | 0.02596 | 0 | 0 | 0.0705 | 0.2574 | 46.06 | 7.2612 | 245.025 | 0 | 0 | 0 | 0 | 13.9277 | 33.7706 | 0 | 0 | -482.5991 | 0.8541 | 12.549 | 0 | -1 | -4.2 | 13.5549 | 0 | 0 | 11.3906 | 11.3906 | 11.3906 | 11.3906 | 13.2449 | 58.6521 | 0 | 0 | 9.173 | 17.6355 | 0 | 74.1091 | 69.6985 | 56.8278 | 1118.112 | 32.0881 | 58.4911 | 0 | 0.5292 | 0 | 8.626 | 3.074 | 0 | 940.5084 | 311.9156 | -6.92 | 9.0194 | 6.38 | -1.72 | 15.0112 | 5.202 | 43.4753 | 2025-11-10 | 2025_11_10 Hr 05 | 107.3406 | -7.8e-05 | -940.5084 | -482.5991 | 316.2513 | 930.6164 | 163.4799 | 12.7598 | 0 | 91.9948 | 95.8285 | 128.428 | 22.0972 | 182.7729 | 283.5925 | 0 | 7.2612 | 46.06 | 245.025 | 0 | 143.8077 | 0
2025_11_10 Hr 06 | 0 | 0 | 0 | 3.5474 | 3.5621 | 3.5609 | 3.8089 | 3.8089 | 3.8089 | 62.4177 | 0 | 0.1104 | 35 | 0 | 91.3864 | 91.3864 | 283.5925 | 0 | 0.00615 | 0.074 | 0.02596 | 0 | 0 | 0.0705 | 0.2574 | 46.06 | 7.2612 | 245.025 | 0 | 0 | 0 | 0 | 14.8709 | 36.0575 | 0 | 0 | -420.2549 | 0.8541 | 12.549 | 0 | -1 | -4.2 | 13.5549 | 0 | 0 | 18.3973 | 18.3973 | 18.3973 | 18.3973 | 21.3922 | 55.5984 | 0 | 0 | 9.173 | 17.6355 | 0 | 74.1091 | 69.6985 | 34.8486 | 1183.24 | 33.1168 | 60.3662 | 0 | 0.5292 | 0 | 8.626 | 3.074 | 0 | 1033.5 | 277.4344 | -6.92 | 9.0194 | 6.38 | -1.72 | 15.4924 | 5.3687 | 46.3257 | 2025-11-10 | 2025_11_10 Hr 06 | 108.391 | -5.5e-05 | -1033.5 | -420.2549 | 384.9316 | 930.6164 | 125.447 | 12.7598 | 0 | 95.2248 | 157.7271 | 131.9797 | 22.0972 | 182.7729 | 283.5925 | 0 | 7.2612 | 46.06 | 245.025 | 0 | 143.8077 | 0
2025_11_10 Hr 07 | 0 | 0 | 0 | 3.5474 | 3.5621 | 3.5609 | 3.8089 | 3.8089 | 3.8089 | 103.3109 | -14.5 | 0.1104 | 34 | 0 | 91.3864 | 91.3864 | 281.7479 | 0 | 0.00615 | 0.074 | 0.02596 | 0 | 0 | 0.0705 | 0.2574 | 46.06 | 7.2612 | 244.0449 | 0 | 0 | 0 | 0 | 16.364 | 39.6779 | 0 | 0 | -409.2859 | 0.8541 | 12.549 | 0 | -1 | -4.2 | 13.5549 | 0 | 0 | 29.4896 | 29.4896 | 29.4896 | 29.4896 | 34.2902 | 55.5984 | 0 | 0 | 9.173 | 17.6355 | 0 | 73.4131 | 69.0439 | 46.8504 | 1282.339 | 34.7453 | 63.3346 | 0 | 0.5292 | 0 | 8.626 | 3.074 | 0 | 1145.692 | 294.059 | -21.42 | 9.0194 | 6.38 | -1.72 | 16.2543 | 5.6327 | 50.61 | 2025-11-10 | 2025_11_10 Hr 07 | 95.7213 | -0.000334 | -1145.692 | -409.2859 | 479.3279 | 926.4411 | 136.4488 | 12.7598 | 0 | 100.3383 | 255.8872 | 123.1024 | 22.0972 | 182.7729 | 281.7479 | 0 | 7.2612 | 46.06 | 244.0449 | 0 | 142.457 | 0
2025_11_10 Hr 08 | 1.0315 | 0 | 0 | 3.5474 | 3.5621 | 3.5609 | 3.8089 | 3.8089 | 3.8089 | 125.8078 | -14.5 | 0.1104 | 46 | 0 | 91.3864 | 91.3864 | 281.7479 | 0 | 0.00615 | 0.074 | 0.02596 | 0 | 0 | 0.0705 | 0.2574 | 46.06 | 7.2612 | 244.0449 | 0 | 0 | 0 | 0 | 17.1854 | 41.6696 | 0 | 0 | -417.8632 | 0.8541 | 12.549 | 0 | -1 | -4.2 | 13.5549 | 0 | 0 | 35.5918 | 35.5918 | 35.5918 | 35.5918 | 41.3859 | 51.7023 | 0 | 0 | 9.173 | 17.6355 | 0 | 73.4131 | 69.0439 | 55.8156 | 1339.154 | 35.6412 | 64.9677 | 0 | 0.5292 | -1.0315 | 8.626 | 3.074 | 0 | 1214.092 | 315.2528 | -22.4515 | 9.0194 | 6.38 | -1.72 | 16.6734 | 5.778 | 53.4229 | 2025-11-10 | 2025_11_10 Hr 08 | 93.9599 | -0.000386 | -1214.092 | -417.8632 | 539.236 | 926.4411 | 153.5179 | 12.7598 | 0 | 103.1514 | 309.8889 | 126.1957 | 22.0972 | 182.7729 | 281.7479 | 0 | 7.2612 | 46.06 | 244.0449 | 0 | 142.457 | 0
2025_11_10 Hr 09 | 5.6897 | 0.000375 | 0.010575 | 3.5474 | 3.5621 | 3.5609 | 3.8089 | 3.8089 | 3.8089 | 127.9924 | -14.5 | 0.1104 | 54 | 0 | 91.3864 | 91.3864 | 281.7479 | 0 | 0.00615 | 0.074 | 0.02596 | 0 | 0 | 0.0705 | 0.2574 | 46.06 | 7.2612 | 244.0449 | 0 | 0 | 0 | 0 | 17.2651 | 41.863 | 0 | 0 | -414.765 | 0.8541 | 12.549 | 0 | -1 | -4.2 | 13.5549 | 0 | 0 | 36.1844 | 36.1844 | 36.1844 | 36.1844 | 42.0749 | 51.7023 | 0 | 0 | 9.173 | 17.6355 | 0 | 73.4131 | 69.0439 | 38.8974 | 1344.681 | 35.7282 | 65.1262 | 0 | 0.5292 | -5.6897 | 8.626 | 3.074 | 0 | 1214.1 | 311.2936 | -27.1097 | 9.0194 | 6.38 | -1.72 | 16.7141 | 5.7921 | 53.3824 | 2025-11-10 | 2025_11_10 Hr 09 | 92.6727 | -8.3e-05 | -1214.1 | -414.765 | 545.0534 | 926.4411 | 144.6106 | 12.7598 | 0 | 103.4245 | 315.1327 | 126.4961 | 22.0972 | 182.7729 | 281.7479 | 0 | 7.2612 | 46.06 | 244.0449 | 0 | 142.457 | 0
2025_11_10 Hr 10 | 5.1707 | 0.00342 | 0.096444 | 3.5474 | 3.5621 | 3.5609 | 3.8089 | 3.8089 | 3.8089 | 125.2713 | -14.5 | 0.1104 | 46 | 0 | 91.3864 | 91.3864 | 281.7479 | 0 | 0.00615 | 0.074 | 0.02596 | 0 | 0 | 0.0705 | 0.2574 | 46.06 | 7.2612 | 244.0449 | 0 | 0 | 0 | 0 | 17.1658 | 41.6221 | 0 | 0 | -359.1613 | 0.8541 | 12.549 | 0 | -1 | -4.2 | 13.5549 | 0 | 0 | 35.4463 | 35.4463 | 35.4463 | 35.4463 | 41.2166 | 50.6493 | 0 | 0 | 9.173 | 17.6355 | 0 | 73.4131 | 69.0439 | 26.8956 | 1337.895 | 35.6198 | 64.9287 | 0 | 0.5292 | -5.1707 | 8.626 | 3.074 | 0 | 1241.492 | 289.3487 | -26.5907 | 9.0194 | 6.38 | -1.72 | 16.6634 | 5.7745 | 53.7321 | 2025-11-10 | 2025_11_10 Hr 10 | 87.8012 | -0.000356 | -1241.492 | -359.1613 | 537.8073 | 926.4411 | 123.6448 | 12.7598 | 0 | 103.0843 | 308.601 | 126.122 | 22.0972 | 182.7729 | 281.7479 | 0 | 7.2612 | 46.06 | 244.0449 | 0 | 142.457 | 0
2025_11_10 Hr 11 | 5.1674 | 0.007095 | 0.20008 | 3.5474 | 3.5621 | 3.5609 | 3.8089 | 3.8089 | 3.8089 | 113.1988 | -14.5 | 0.1104 | 46 | 0 | 91.3864 | 91.3864 | 281.7479 | 0 | 0.00615 | 0.074 | 0.02596 | 0 | 0 | 0.0705 | 0.2574 | 46.06 | 7.2612 | 244.0449 | 0 | 0 | 0 | 0 | 16.725 | 40.5533 | 0 | 0 | -349.6334 | 0.8541 | 12.549 | 0 | -1 | -4.2 | 13.5549 | 0 | 0 | 32.1716 | 32.1716 | 32.1716 | 32.1716 | 37.4089 | 48.6486 | 0 | 0 | 9.173 | 17.6355 | 0 | 73.4131 | 69.0439 | 14.0262 | 1307.51 | 35.139 | 64.0524 | 0 | 0.5292 | -5.1674 | 8.626 | 3.074 | 0 | 1204.108 | 272.819 | -26.5874 | 9.0194 | 6.38 | -1.72 | 16.4385 | 5.6966 | 52.131 | 2025-11-10 | 2025_11_10 Hr 11 | 81.1559 | 0.000315 | -1204.108 | -349.6334 | 505.6588 | 926.4411 | 108.882 | 12.7598 | 0 | 101.5747 | 279.6221 | 124.462 | 22.0972 | 182.7729 | 281.7479 | 0 | 7.2612 | 46.06 | 244.0449 | 0 | 142.457 | 0
2025_11_10 Hr 12 | 5.169 | 0.009525 | 0.2686 | 3.5474 | 3.5621 | 3.5609 | 3.8089 | 3.8089 | 3.8089 | 103.5791 | -14.5 | 0.1104 | 51 | 0 | 91.3864 | 91.3864 | 281.7479 | 0 | 0.00615 | 0.074 | 0.02596 | 0 | 0 | 0.0705 | 0.2574 | 46.06 | 7.2612 | 244.0449 | 0 | 0 | 0 | 0 | 16.3738 | 39.7016 | 0 | 0 | -345.27 | 0.8541 | 12.549 | 0 | -1 | -4.2 | 13.5549 | 0 | 0 | 29.5623 | 29.5623 | 29.5623 | 29.5623 | 34.3748 | 44.6472 | 0 | 0 | 9.173 | 17.6355 | 0 | 73.4131 | 69.0439 | 16.9182 | 1283.285 | 34.756 | 63.3541 | 0 | 0.5292 | -5.169 | 8.626 | 3.074 | 0 | 1186.817 | 275.391 | -26.589 | 9.0194 | 6.38 | -1.72 | 16.2593 | 5.6345 | 51.3911 | 2025-11-10 | 2025_11_10 Hr 12 | 78.7355 | -0.000352 | -1186.817 | -345.27 | 480.0422 | 926.4411 | 112.8435 | 12.7598 | 0 | 100.3718 | 256.5311 | 123.1393 | 22.0972 | 182.7729 | 281.7479 | 0 | 7.2612 | 46.06 | 244.0449 | 0 | 142.457 | 0
2025_11_10 Hr 13 | 5.169 | 0.01095 | 0.30879 | 3.5474 | 3.5621 | 3.5609 | 3.8089 | 3.8089 | 3.8089 | 92.3881 | -14.5 | 0.1104 | 49 | 0 | 91.3864 | 91.3864 | 281.7479 | 0 | 0.00615 | 0.074 | 0.02596 | 0 | 0 | 0.0705 | 0.2574 | 46.06 | 7.2612 | 244.0449 | 0 | 0 | 0 | 0 | 15.9652 | 38.7109 | 0 | 0 | -345.0987 | 0.8541 | 12.549 | 0 | -1 | -4.2 | 13.5549 | 0 | 0 | 26.5268 | 26.5268 | 26.5268 | 26.5268 | 30.8451 | 51.7023 | 0 | 0 | 9.173 | 17.6355 | 0 | 73.4131 | 69.0439 | 14.0262 | 1255.063 | 34.3103 | 62.5417 | 0 | 0.5292 | -5.169 | 8.626 | 3.074 | 0 | 1159.392 | 276.0168 | -26.589 | 9.0194 | 6.38 | -1.72 | 16.0508 | 5.5622 | 50.3062 | 2025-11-10 | 2025_11_10 Hr 13 | 76.4747 | -0.00034 | -1159.392 | -345.0987 | 450.2412 | 926.4411 | 115.0482 | 12.7598 | 0 | 98.9724 | 229.6682 | 121.6006 | 22.0972 | 182.7729 | 281.7479 | 0 | 7.2612 | 46.06 | 244.0449 | 0 | 142.457 | 0
2025_11_10 Hr 14 | 4.6583 | 0.0111 | 0.31302 | 3.5474 | 3.5621 | 3.5609 | 3.8089 | 3.8089 | 3.8089 | 79.5108 | -14.5 | 0.1104 | 29 | 0 | 91.3864 | 91.3864 | 281.7479 | 0 | 0.00615 | 0.074 | 0.02596 | 0 | 0 | 0.0705 | 0.2574 | 46.06 | 7.2612 | 244.0449 | 0 | 0 | 0 | 0 | 15.495 | 37.5708 | 0 | 0 | -305.1398 | 0.8541 | 12.549 | 0 | -1 | -4.2 | 13.5549 | 0 | 0 | 23.0338 | 23.0338 | 23.0338 | 23.0338 | 26.7835 | 56.6514 | 0 | 0 | 9.173 | 17.6355 | 0 | 73.4131 | 69.0439 | 17.9304 | 1222.546 | 33.7975 | 61.607 | 0 | 0.5292 | -4.6583 | 8.626 | 3.074 | 0 | 1153.917 | 262.5889 | -26.0783 | 9.0194 | 6.38 | -1.72 | 15.8109 | 5.4791 | 49.5643 | 2025-11-10 | 2025_11_10 Hr 14 | 74.4361 | -0.000397 | -1153.917 | -305.1398 | 415.9496 | 926.4411 | 103.9059 | 12.7598 | 0 | 97.3622 | 198.7574 | 119.83 | 22.0972 | 182.7729 | 281.7479 | 0 | 7.2612 | 46.06 | 244.0449 | 0 | 142.457 | 0
2025_11_10 Hr 15 | 8.8207 | 0.011055 | 0.31175 | 3.5474 | 3.5621 | 3.5609 | 3.8089 | 3.8089 | 3.8089 | 85.2213 | -14.5 | 0.1104 | 30 | 0 | 91.3864 | 91.3864 | 281.7479 | 0 | 0.00615 | 0.074 | 0.02596 | 0 | 0 | 0.0705 | 0.2574 | 45.0812 | 7.2612 | 244.0449 | 0 | 0 | 0 | 0 | 15.7035 | 38.0764 | 0 | 0 | -331.3649 | 0.8541 | 12.549 | 0 | -1 | -4.2 | 13.5549 | 0 | 0 | 24.5828 | 24.5828 | 24.5828 | 24.5828 | 28.5846 | 55.5984 | 0 | 0 | 9.173 | 17.6355 | 0 | 73.4131 | 69.0439 | 8.9652 | 1235.987 | 34.0249 | 62.0215 | 0 | 0.5292 | -8.8207 | 8.626 | 3.074 | 0 | 1132.9 | 258.5182 | -30.2407 | 9.0194 | 6.38 | -1.72 | 15.9173 | 5.516 | 49.0798 | 2025-11-10 | 2025_11_10 Hr 15 | 75.0212 | -3.5e-05 | -1132.9 | -331.3649 | 431.1563 | 925.4623 | 94.8864 | 12.7598 | 0 | 98.0763 | 212.4649 | 120.6152 | 22.0972 | 182.7729 | 281.7479 | 0 | 7.2612 | 45.0812 | 244.0449 | 0 | 142.457 | 0
2025_11_10 Hr 16 | 3.1011 | 0.010365 | 0.29229 | 3.5474 | 3.5621 | 3.5609 | 3.8089 | 3.8089 | 3.8089 | 97.0255 | -14.5 | 0.1104 | 22 | 0 | 91.3864 | 91.3864 | 281.7479 | 0 | 0.00615 | 0.074 | 0.02596 | 0 | 0 | 0.0705 | 0.2574 | 46.06 | 7.2612 | 244.0449 | 0 | 0 | 0 | 0 | 16.1345 | 39.1214 | 0 | 0 | -352.3533 | 0.8541 | 12.549 | 0 | -1 | -4.2 | 13.5549 | 0 | 0 | 27.7846 | 27.7846 | 27.7846 | 27.7846 | 32.3077 | 51.7023 | 0 | 0 | 9.173 | 17.6355 | 0 | 73.4131 | 69.0439 | 4.0488 | 1266.758 | 34.495 | 62.8784 | 0 | 0.5292 | -3.1011 | 8.626 | 3.074 | 0 | 1127.492 | 237.6085 | -24.5211 | 9.0194 | 6.38 | -1.72 | 16.1372 | 5.5922 | 49.1425 | 2025-11-10 | 2025_11_10 Hr 16 | 83.9329 | -0.000375 | -1127.492 | -352.3533 | 462.5903 | 926.4411 | 78.0538 | 12.7598 | 0 | 99.5523 | 240.7997 | 122.2382 | 22.0972 | 182.7729 | 281.7479 | 0 | 7.2612 | 46.06 | 244.0449 | 0 | 142.457 | 0
2025_11_10 Hr 17 | 0 | 0.006735 | 0.18993 | 3.5474 | 3.5621 | 3.5609 | 3.8089 | 3.8089 | 3.8089 | 121.4387 | -14.5 | 0.1104 | 31 | 0 | 91.3864 | 91.3864 | 281.7479 | 0 | 0.00615 | 0.074 | 0.02596 | 0 | 0 | 0.0705 | 0.2574 | 46.06 | 7.2612 | 244.0449 | 0 | 0 | 0 | 0 | 17.0259 | 41.2828 | 0 | 0 | -345.0992 | 0.8541 | 12.549 | 0 | -1 | -4.2 | 13.5549 | 0 | 0 | 34.4067 | 34.4067 | 34.4067 | 34.4067 | 40.0078 | 45.7002 | 0 | 0 | 9.173 | 17.6355 | 0 | 73.4131 | 69.0439 | 0 | 1328.31 | 35.4672 | 64.6505 | 0 | 0.5292 | 0 | 8.626 | 3.074 | 0 | 1198.6 | 236.8096 | -21.42 | 9.0194 | 6.38 | -1.72 | 16.592 | 5.7498 | 51.8539 | 2025-11-10 | 2025_11_10 Hr 17 | 98.6604 | -5.1e-05 | -1198.6 | -345.0992 | 527.6014 | 926.4411 | 76.8969 | 12.7598 | 0 | 102.6051 | 299.4013 | 125.595 | 22.0972 | 182.7729 | 281.7479 | 0 | 7.2612 | 46.06 | 244.0449 | 0 | 142.457 | 0
2025_11_10 Hr 18 | 0 | 0.00288 | 0.081216 | 3.5474 | 3.5621 | 3.5609 | 3.8089 | 3.8089 | 3.8089 | 135.9257 | -14.5 | 0.1104 | 32 | 0 | 91.3864 | 91.3864 | 281.7479 | 0 | 0.00615 | 0.074 | 0.02596 | 0 | 0 | 0.0705 | 0.2574 | 46.06 | 7.2612 | 244.0449 | 0 | 0 | 0 | 0 | 17.5548 | 42.5653 | 0 | 0 | -318.6163 | 0.8541 | 12.549 | 0 | -1 | -4.2 | 13.5549 | 0 | 0 | 38.3363 | 38.3363 | 38.3363 | 38.3363 | 44.5771 | 42.7518 | 0 | 0 | 9.173 | 17.6355 | 0 | 73.4131 | 69.0439 | 0 | 1364.787 | 36.0441 | 65.7021 | 0 | 0.5292 | 0 | 8.626 | 3.074 | 0 | 1261.6 | 236.8493 | -21.42 | 9.0194 | 6.38 | -1.72 | 16.8619 | 5.8433 | 53.9923 | 2025-11-10 | 2025_11_10 Hr 18 | 100.7667 | -8.1e-05 | -1261.6 | -318.6163 | 566.1794 | 926.4411 | 74.8359 | 12.7598 | 0 | 104.4166 | 334.1759 | 127.5869 | 22.0972 | 182.7729 | 281.7479 | 0 | 7.2612 | 46.06 | 244.0449 | 0 | 142.457 | 0
2025_11_10 Hr 19 | 0 | 0.000735 | 0.020727 | 3.5474 | 3.5621 | 3.5609 | 3.8089 | 3.8089 | 3.8089 | 127.4941 | -14.5 | 0.1104 | 47 | 0 | 91.3864 | 91.3864 | 281.7479 | 0 | 0.00615 | 0.074 | 0.02596 | 0 | 0 | 0.0705 | 0.2574 | 46.06 | 7.2612 | 244.0449 | 0 | 0 | 0 | 0 | 17.247 | 41.8189 | 0 | 0 | -310.8077 | 0.8541 | 12.549 | 0 | -1 | -4.2 | 13.5549 | 0 | 0 | 36.0493 | 36.0493 | 36.0493 | 36.0493 | 41.9177 | 38.7504 | 0 | 0 | 9.173 | 17.6355 | 0 | 73.4131 | 69.0439 | 0 | 1343.433 | 35.7083 | 65.0901 | 0 | 0.5292 | 0 | 8.626 | 3.074 | 0 | 1257.892 | 246.6864 | -21.42 | 9.0194 | 6.38 | -1.72 | 16.7048 | 5.7889 | 53.7432 | 2025-11-10 | 2025_11_10 Hr 19 | 99.9044 | -0.000378 | -1257.892 | -310.8077 | 543.7266 | 926.4411 | 85.7719 | 12.7598 | 0 | 103.3622 | 313.9367 | 126.4276 | 22.0972 | 182.7729 | 281.7479 | 0 | 7.2612 | 46.06 | 244.0449 | 0 | 142.457 | 0
2025_11_10 Hr 20 | 0 | 3e-05 | 0.000846 | 3.5474 | 3.5621 | 3.5609 | 3.8089 | 3.8089 | 3.8089 | 108.868 | -14.5 | 0.1104 | 60 | 0 | 91.3864 | 91.3864 | 281.7479 | 0 | 0.00615 | 0.074 | 0.02596 | 0 | 0 | 0.0705 | 0.2574 | 46.06 | 7.2612 | 244.0449 | 0 | 0 | 0 | 0 | 16.5669 | 40.1699 | 0 | 0 | -288.0422 | 0.8541 | 12.549 | 0 | -1 | -4.2 | 13.5549 | 0 | 0 | 30.9969 | 30.9969 | 30.9969 | 30.9969 | 36.0429 | 39.6981 | 0 | 0 | 9.173 | 17.6355 | 0 | 73.4131 | 69.0439 | 2.0244 | 1296.374 | 34.9666 | 63.738 | 0 | 0.5292 | 0 | 8.626 | 3.074 | 0 | 1247.008 | 260.0968 | -21.42 | 9.0194 | 6.38 | -1.72 | 16.3578 | 5.6686 | 53.014 | 2025-11-10 | 2025_11_10 Hr 20 | 97.9152 | 0.000339 | -1247.008 | -288.0422 | 494.1263 | 926.4411 | 101.7234 | 12.7598 | 0 | 101.0332 | 269.2266 | 123.8666 | 22.0972 | 182.7729 | 281.7479 | 0 | 7.2612 | 46.06 | 244.0449 | 0 | 142.457 | 0
2025_11_10 Hr 21 | 0 | 0 | 0 | 3.5474 | 3.5621 | 3.5609 | 3.8089 | 3.8089 | 3.8089 | 90.3952 | -14.5 | 0.1104 | 64 | 0 | 91.3864 | 91.3864 | 281.7479 | 0 | 0.00615 | 0.074 | 0.02596 | 0 | 0 | 0.0705 | 0.2574 | 46.06 | 7.2612 | 244.0449 | 0 | 0 | 0 | 0 | 15.8924 | 38.5344 | 0 | 0 | -306.1127 | 0.8541 | 12.549 | 0 | -1 | -4.2 | 13.5549 | 0 | 0 | 25.9862 | 25.9862 | 25.9862 | 25.9862 | 30.2165 | 45.7002 | 0 | 0 | 9.173 | 17.6355 | 0 | 73.4131 | 69.0439 | 9.9774 | 1249.721 | 34.2309 | 62.3971 | 0 | 0.5292 | 0 | 8.626 | 3.074 | 0 | 1197.7 | 275.5119 | -21.42 | 9.0194 | 6.38 | -1.72 | 16.0137 | 5.5494 | 51.3054 | 2025-11-10 | 2025_11_10 Hr 21 | 96.7635 | -2.6e-05 | -1197.7 | -306.1127 | 444.9342 | 926.4411 | 119.6776 | 12.7598 | 0 | 98.7232 | 224.8844 | 121.3266 | 22.0972 | 182.7729 | 281.7479 | 0 | 7.2612 | 46.06 | 244.0449 | 0 | 142.457 | 0
2025_11_10 Hr 22 | 0 | 0 | 0 | 3.5474 | 3.5621 | 3.5609 | 3.8089 | 3.8089 | 3.8089 | 69.6229 | -14.5 | 0.1104 | 76 | 0 | 91.3864 | 91.3864 | 281.7479 | 0 | 0.00615 | 0.074 | 0.02596 | 0 | 0 | 0.0705 | 0.2574 | 46.06 | 7.2612 | 244.0449 | 0 | 0 | 0 | 0 | 15.134 | 36.6954 | 0 | 0 | -328.2386 | 0.8541 | 12.549 | 0 | -1 | -4.2 | 13.5549 | 0 | 0 | 20.3517 | 20.3517 | 20.3517 | 20.3517 | 23.6648 | 47.7009 | 0 | 0 | 9.173 | 17.6355 | 0 | 73.4131 | 69.0439 | 16.9182 | 1197.261 | 33.4037 | 60.8892 | 0 | 0.5292 | 0 | 8.626 | 3.074 | 0 | 1141.2 | 293.5972 | -21.42 | 9.0194 | 6.38 | -1.72 | 15.6267 | 5.4153 | 49.3663 | 2025-11-10 | 2025_11_10 Hr 22 | 95.6734 | -9e-06 | -1141.2 | -328.2386 | 389.6186 | 926.4411 | 140.6191 | 12.7598 | 0 | 96.1258 | 175.0224 | 118.4704 | 22.0972 | 182.7729 | 281.7479 | 0 | 7.2612 | 46.06 | 244.0449 | 0 | 142.457 | 0
2025_11_10 Hr 23 | 0 | 0 | 0 | 3.5474 | 3.5621 | 3.5609 | 3.8089 | 3.8089 | 3.8089 | 47.1259 | 0 | 0.1104 | 74 | 0 | 91.3864 | 91.3864 | 283.5925 | 0 | 0.00615 | 0.074 | 0.02596 | 0 | 0 | 0.0705 | 0.2574 | 46.06 | 7.2612 | 245.025 | 0 | 0 | 0 | 0 | 14.3125 | 34.7037 | 0 | 0 | -338.3991 | 0.8541 | 12.549 | 0 | -1 | -4.2 | 13.5549 | 0 | 0 | 14.2494 | 14.2494 | 14.2494 | 14.2494 | 16.5691 | 41.6988 | 0 | 0 | 9.173 | 17.6355 | 0 | 74.1091 | 69.6985 | 17.9304 | 1144.622 | 32.5078 | 59.2562 | 0 | 0.5292 | 0 | 8.626 | 3.074 | 0 | 1082.817 | 283.514 | -6.92 | 9.0194 | 6.38 | -1.72 | 15.2076 | 5.27 | 47.1954 | 2025-11-10 | 2025_11_10 Hr 23 | 83.8293 | -0.000307 | -1082.817 | -338.3991 | 344.2104 | 930.6164 | 133.6292 | 12.7598 | 0 | 93.3127 | 121.0206 | 129.8771 | 22.0972 | 182.7729 | 283.5925 | 0 | 7.2612 | 46.06 | 245.025 | 0 | 143.8077 | 0
2025_11_10 Hr 24 | 0 | 0 | 0 | 3.5474 | 3.5621 | 3.5609 | 3.8089 | 3.8089 | 3.8089 | 36.6934 | 0 | 0.1104 | 70 | 0 | 91.3864 | 91.3864 | 283.5925 | 0 | 0.00615 | 0.074 | 0.02596 | 0 | 0 | 0.0705 | 0.2574 | 46.06 | 7.2612 | 245.025 | 0 | 0 | 0 | 0 | 13.3694 | 32.4168 | 0 | 0 | -331.7448 | 0.8541 | 12.549 | 0 | -1 | -4.2 | 13.5549 | 0 | 0 | 7.2427 | 7.2427 | 7.2427 | 7.2427 | 8.4217 | 45.7002 | 0 | 0 | 9.173 | 17.6355 | 0 | 74.1091 | 69.6985 | 19.9548 | 1094.785 | 31.4792 | 57.3811 | 0 | 0.5292 | 0 | 8.626 | 3.074 | 0 | 1038.108 | 281.9881 | -6.92 | 9.0194 | 6.38 | -1.72 | 14.7264 | 5.1033 | 45.343 | 2025-11-10 | 2025_11_10 Hr 24 | 83.8293 | 0.000285 | -1038.108 | -331.7448 | 290.8218 | 930.6164 | 135.655 | 12.7598 | 0 | 90.0826 | 74.4138 | 126.3254 | 22.0972 | 182.7729 | 283.5925 | 0 | 7.2612 | 46.06 | 245.025 | 0 | 143.8077 | 0
2025_11_11 Hr 01 | 0 | 0 | 0 | 3.5474 | 3.5621 | 3.5609 | 3.8089 | 3.8089 | 3.8089 | 36.6934 | 0 | 0.1104 | 66 | 0 | 91.3864 | 91.3864 | 283.5925 | 0 | 0.00615 | 0.074 | 0.02596 | 0 | 0 | 0.0705 | 0.2574 | 46.06 | 7.2612 | 245.025 | 0 | 0 | 0 | 0 | 12.9251 | 31.3289 | 0 | 0 | -351.5016 | 0.8541 | 12.5561 | 0 | -1 | -4.2 | 13.5768 | 0 | 0 | 3.6069 | 3.6069 | 3.6069 | 3.6069 | 4.1941 | 51.7023 | 0 | 0 | 9.1882 | 17.8205 | 0 | 74.1091 | 69.6985 | 22.9914 | 1074.522 | 31.2293 | 56.9468 | 0 | 0.5292 | 0 | 8.626 | 3.074 | 0 | 1002.5 | 286.3995 | -6.92 | 9.0157 | 6.38 | -1.72 | 14.6363 | 5.0652 | 44.1974 | 2025-11-11 | 2025_11_11 Hr 01 | 80.5263 | -4.1e-05 | -1002.5 | -351.5016 | 269.9316 | 930.6164 | 140.6937 | 12.7598 | 0 | 88.5906 | 55.643 | 125.6981 | 22.0972 | 182.7729 | 283.5925 | 0 | 7.2612 | 46.06 | 245.025 | 0 | 143.8077 | 0
2025_11_11 Hr 02 | 0 | 0 | 0 | 3.5474 | 3.5621 | 3.5609 | 3.8089 | 3.8089 | 3.8089 | 36.6934 | 0 | 0.1104 | 48 | 0 | 91.3864 | 91.3864 | 283.5925 | 0 | 0.00615 | 0.074 | 0.02596 | 0 | 0 | 0.0705 | 0.2574 | 46.06 | 7.2612 | 245.025 | 0 | 0 | 0 | 0 | 12.7648 | 30.9404 | 0 | 0 | -324.7973 | 0.8541 | 12.5561 | 0 | -1 | -4.2 | 13.5768 | 0 | 0 | 2.4093 | 2.4093 | 2.4093 | 2.4093 | 2.8016 | 53.5977 | 0 | 0 | 9.1882 | 17.8205 | 0 | 74.1091 | 69.6985 | 17.9304 | 1067.791 | 31.0535 | 56.6263 | 0 | 0.5292 | 0 | 8.626 | 3.074 | 0 | 1000.7 | 264.6268 | -6.92 | 9.0157 | 6.38 | -1.72 | 14.5539 | 5.0367 | 43.775 | 2025-11-11 | 2025_11_11 Hr 02 | 80.5263 | 3.5e-05 | -1000.7 | -324.7973 | 262.593 | 930.6164 | 119.5281 | 12.7598 | 0 | 88.0418 | 49.4602 | 125.091 | 22.0972 | 182.7729 | 283.5925 | 0 | 7.2612 | 46.06 | 245.025 | 0 | 143.8077 | 0
2025_11_11 Hr 03 | 0 | 0 | 0 | 3.5474 | 3.5621 | 3.5609 | 3.8089 | 3.8089 | 3.8089 | 36.6934 | 0 | 0.1104 | 41 | 0 | 91.3864 | 91.3864 | 283.5925 | 0 | 0.00615 | 0.074 | 0.02596 | 0 | 0 | 0.0705 | 0.2574 | 46.06 | 7.2612 | 245.025 | 0 | 0 | 0 | 0 | 12.7968 | 31.0181 | 0 | 0 | -318.0164 | 0.8541 | 12.5561 | 0 | -1 | -4.2 | 13.5768 | 0 | 0 | 2.6489 | 2.6489 | 2.6489 | 2.6489 | 3.0801 | 51.7023 | 0 | 0 | 9.1882 | 17.8205 | 0 | 74.1091 | 69.6985 | 14.8938 | 1069.137 | 31.0887 | 56.6904 | 0 | 0.5292 | 0 | 8.626 | 3.074 | 0 | 997.0167 | 252.8162 | -6.92 | 9.0157 | 6.38 | -1.72 | 14.5704 | 5.0424 | 43.5403 | 2025-11-11 | 2025_11_11 Hr 03 | 83.8293 | -3.5e-05 | -997.0167 | -318.0164 | 264.0607 | 930.6164 | 107.5961 | 12.7598 | 0 | 88.1516 | 50.6968 | 125.2124 | 22.0972 | 182.7729 | 283.5925 | 0 | 7.2612 | 46.06 | 245.025 | 0 | 143.8077 | 0
2025_11_11 Hr 04 | 0 | 0 | 0 | 3.5474 | 3.5621 | 3.5609 | 3.8089 | 3.8089 | 3.8089 | 36.6934 | 0 | 0.1104 | 29 | 0 | 91.3864 | 91.3864 | 283.5925 | 0 | 0.00615 | 0.074 | 0.02596 | 0 | 0 | 0.0705 | 0.2574 | 46.06 | 7.2612 | 245.025 | 0 | 0 | 0 | 0 | 12.7453 | 30.8931 | 0 | 0 | -297.7981 | 0.8541 | 12.5561 | 0 | -1 | -4.2 | 13.5768 | 0 | 0 | 2.2636 | 2.2636 | 2.2636 | 2.2636 | 2.632 | 50.6493 | 0 | 0 | 9.1882 | 17.8205 | 0 | 74.1091 | 69.6985 | 10.9896 | 1066.971 | 31.0321 | 56.5872 | 0 | 0.5292 | 0 | 8.626 | 3.074 | 0 | 997.9167 | 235.6637 | -6.92 | 9.0157 | 6.38 | -1.72 | 14.5439 | 5.0332 | 43.3098 | 2025-11-11 | 2025_11_11 Hr 04 | 97.6626 | -6.5e-05 | -997.9167 | -297.7981 | 261.6996 | 930.6164 | 90.6389 | 12.7598 | 0 | 87.975 | 48.7076 | 125.017 | 22.0972 | 182.7729 | 283.5925 | 0 | 7.2612 | 46.06 | 245.025 | 0 | 143.8077 | 0
2025_11_11 Hr 05 | 0 | 0 | 0 | 3.5474 | 3.5621 | 3.5609 | 3.8089 | 3.8089 | 3.8089 | 36.6934 | 0 | 0.1104 | 23 | 0 | 91.3864 | 91.3864 | 283.5925 | 0 | 0.00615 | 0.074 | 0.02596 | 0 | 0 | 0.0705 | 0.2574 | 46.06 | 7.2612 | 245.025 | 0 | 0 | 0 | 0 | 13.4449 | 32.5889 | 0 | 0 | -276.6024 | 0.8541 | 12.5561 | 0 | -1 | -4.2 | 13.5768 | 0 | 0 | 7.4911 | 7.4911 | 7.4911 | 7.4911 | 8.7106 | 39.6981 | 0 | 0 | 9.1882 | 17.8205 | 0 | 74.1091 | 69.6985 | 14.8938 | 1096.355 | 31.7994 | 57.9863 | 0 | 0.5292 | 0 | 8.626 | 3.074 | 0 | 1038.1 | 225.2669 | -6.92 | 9.0157 | 6.38 | -1.72 | 14.9035 | 5.1577 | 44.6171 | 2025-11-11 | 2025_11_11 Hr 05 | 109.2299 | 3.2e-05 | -1038.1 | -276.6024 | 293.7343 | 930.6164 | 77.5919 | 12.7598 | 0 | 90.3705 | 75.6965 | 127.6673 | 22.0972 | 182.7729 | 283.5925 | 0 | 7.2612 | 46.06 | 245.025 | 0 | 143.8077 | 0
2025_11_11 Hr 06 | 0 | 0 | 0 | 3.5474 | 3.5621 | 3.5609 | 3.8089 | 3.8089 | 3.8089 | 56.2829 | 0 | 0.1104 | 19 | 0 | 91.3864 | 91.3864 | 283.5925 | 0 | 0.00615 | 0.074 | 0.02596 | 0 | 0 | 0.0705 | 0.2574 | 46.06 | 7.2612 | 245.025 | 0 | 0 | 0 | 0 | 14.7424 | 35.734 | 0 | 0 | -267.9339 | 0.8541 | 12.5561 | 0 | -1 | -4.2 | 13.5768 | 0 | 0 | 17.1861 | 17.1861 | 17.1861 | 17.1861 | 19.9839 | 42.7518 | 0 | 0 | 9.1882 | 17.8205 | 0 | 74.1091 | 69.6985 | 24.8712 | 1170.441 | 33.2222 | 60.5809 | 0 | 0.5292 | 0 | 8.626 | 3.074 | 0 | 1134.8 | 239.2132 | -6.92 | 9.0157 | 6.38 | -1.72 | 15.5703 | 5.3885 | 48.3202 | 2025-11-11 | 2025_11_11 Hr 06 | 107.7568 | 4.7e-05 | -1134.8 | -267.9339 | 372.7347 | 930.6164 | 86.623 | 12.7598 | 0 | 94.813 | 145.3392 | 132.5825 | 22.0972 | 182.7729 | 283.5925 | 0 | 7.2612 | 46.06 | 245.025 | 0 | 143.8077 | 0
2025_11_11 Hr 07 | 0 | 0 | 0 | 3.5474 | 3.5621 | 3.5609 | 3.8089 | 3.8089 | 3.8089 | 100.3004 | -14.5 | 0.1104 | 13 | 0 | 91.3864 | 91.3864 | 281.7479 | 0 | 0.00615 | 0.074 | 0.02596 | 0 | 0 | 0.0705 | 0.2574 | 46.06 | 7.2612 | 244.0449 | 0 | 0 | 0 | 0 | 16.3396 | 39.6053 | 0 | 0 | -252.5367 | 0.8541 | 12.5561 | 0 | -1 | -4.2 | 13.5768 | 0 | 0 | 29.12 | 29.12 | 29.12 | 29.12 | 33.8605 | 48.6486 | 0 | 0 | 9.1882 | 17.8205 | 0 | 73.4131 | 69.0439 | 26.8956 | 1277.364 | 34.9737 | 63.7747 | 0 | 0.5292 | 0 | 8.626 | 3.074 | 0 | 1250.592 | 247.1846 | -21.42 | 9.0157 | 6.38 | -1.72 | 16.3912 | 5.6725 | 52.6883 | 2025-11-11 | 2025_11_11 Hr 07 | 93.9537 | -0.000374 | -1250.592 | -252.5367 | 475.3832 | 926.4411 | 88.5442 | 12.7598 | 0 | 100.2816 | 250.969 | 124.1327 | 22.0972 | 182.7729 | 281.7479 | 0 | 7.2612 | 46.06 | 244.0449 | 0 | 142.457 | 0
2025_11_11 Hr 08 | 2.5887 | 0 | 0 | 3.5474 | 3.5621 | 3.5609 | 3.8089 | 3.8089 | 3.8089 | 117.2775 | -14.5 | 0.1104 | 9 | 0 | 91.3864 | 91.3864 | 281.7479 | 0 | 0.00615 | 0.074 | 0.02596 | 0 | 0 | 0.0705 | 0.2574 | 46.06 | 7.2612 | 244.0449 | 0 | 0 | 0 | 0 | 16.9556 | 41.0984 | 0 | 0 | -250.2601 | 0.8541 | 12.5561 | 0 | -1 | -4.2 | 13.5768 | 0 | 0 | 33.7228 | 33.7228 | 33.7228 | 33.7228 | 39.2126 | 48.6486 | 0 | 0 | 9.1882 | 17.8205 | 0 | 73.4131 | 69.0439 | 30.9444 | 1320.213 | 35.6492 | 65.0066 | 0 | 0.5292 | -2.5887 | 8.626 | 3.074 | 0 | 1298.1 | 252.1556 | -24.0087 | 9.0157 | 6.38 | -1.72 | 16.7078 | 5.7821 | 54.5337 | 2025-11-11 | 2025_11_11 Hr 08 | 106.7823 | -2.8e-05 | -1298.1 | -250.2601 | 520.5662 | 926.4411 | 88.593 | 12.7598 | 0 | 102.3907 | 291.7093 | 126.4662 | 22.0972 | 182.7729 | 281.7479 | 0 | 7.2612 | 46.06 | 244.0449 | 0 | 142.457 | 0
2025_11_11 Hr 09 | 10.3696 | 0.00012 | 0.003384 | 3.5474 | 3.5621 | 3.5609 | 3.8089 | 3.8089 | 3.8089 | 116.4709 | -14.5 | 0.1104 | 11 | 0 | 91.3864 | 91.3864 | 281.7479 | 0 | 0.00615 | 0.074 | 0.02596 | 0 | 0 | 0.0705 | 0.2574 | 46.06 | 7.2612 | 244.0449 | 0 | 0 | 0 | 0 | 16.9263 | 41.0275 | 0 | 0 | -258.313 | 0.8541 | 12.5561 | 0 | -1 | -4.2 | 13.5768 | 0 | 0 | 33.5041 | 33.5041 | 33.5041 | 33.5041 | 38.9583 | 48.6486 | 0 | 0 | 9.1882 | 17.8205 | 0 | 73.4131 | 69.0439 | 29.9322 | 1318.181 | 35.6171 | 64.948 | 0 | 0.5292 | -10.3696 | 8.626 | 3.074 | 0 | 1288.892 | 260.8135 | -31.7896 | 9.0157 | 6.38 | -1.72 | 16.6928 | 5.7769 | 54.2762 | 2025-11-11 | 2025_11_11 Hr 09 | 97.5011 | -0.00036 | -1288.892 | -258.313 | 518.4194 | 926.4411 | 89.5843 | 12.7598 | 0 | 102.2905 | 289.7736 | 126.3553 | 22.0972 | 182.7729 | 281.7479 | 0 | 7.2612 | 46.06 | 244.0449 | 0 | 142.457 | 0
2025_11_11 Hr 10 | 13.4624 | 0.002385 | 0.067257 | 3.5474 | 3.5621 | 3.5609 | 3.8089 | 3.8089 | 3.8089 | 113.2061 | -14.5 | 0.1104 | 4 | 0 | 91.3864 | 91.3864 | 281.7479 | 0 | 0.00615 | 0.074 | 0.02596 | 0 | 0 | 0.0705 | 0.2574 | 46.06 | 7.2612 | 244.0449 | 0 | 0 | 0 | 0 | 16.8079 | 40.7404 | 0 | 0 | -238.609 | 0.8541 | 12.5561 | 0 | -1 | -4.2 | 13.5768 | 0 | 0 | 32.619 | 32.619 | 32.619 | 32.619 | 37.929 | 45.7002 | 0 | 0 | 9.1882 | 17.8205 | 0 | 73.4131 | 69.0439 | 27.9078 | 1310.004 | 35.4872 | 64.7111 | 0 | 0.5292 | -13.4624 | 8.626 | 3.074 | 0 | 1288 | 251.487 | -34.8824 | 9.0157 | 6.38 | -1.72 | 16.6319 | 5.7558 | 53.9817 | 2025-11-11 | 2025_11_11 Hr 10 | 90.7327 | -1.2e-05 | -1288 | -238.609 | 509.7305 | 926.4411 | 77.6776 | 12.7598 | 0 | 101.8849 | 281.939 | 125.9066 | 22.0972 | 182.7729 | 281.7479 | 0 | 7.2612 | 46.06 | 244.0449 | 0 | 142.457 | 0
2025_11_11 Hr 11 | 10.3712 | 0.00675 | 0.19035 | 3.5474 | 3.5621 | 3.5609 | 3.8089 | 3.8089 | 3.8089 | 106.5996 | -14.5 | 0.1104 | 3 | 0 | 91.3864 | 91.3864 | 281.7479 | 0 | 0.00615 | 0.074 | 0.02596 | 0 | 0 | 0.0705 | 0.2574 | 46.06 | 7.2612 | 244.0449 | 0 | 0 | 0 | 0 | 16.5682 | 40.1593 | 0 | 0 | -270.6093 | 0.8541 | 12.5561 | 0 | -1 | -4.2 | 13.5768 | 0 | 0 | 30.8279 | 30.8279 | 30.8279 | 30.8279 | 35.8463 | 45.7002 | 0 | 0 | 9.1882 | 17.8205 | 0 | 73.4131 | 69.0439 | 19.9548 | 1293.453 | 35.2244 | 64.2318 | 0 | 0.5292 | -10.3712 | 8.626 | 3.074 | 0 | 1229.592 | 238.5392 | -31.7912 | 9.0157 | 6.38 | -1.72 | 16.5087 | 5.7132 | 52.0972 | 2025-11-11 | 2025_11_11 Hr 11 | 86.3723 | -0.000401 | -1229.592 | -270.6093 | 492.1479 | 926.4411 | 68.8521 | 12.7598 | 0 | 101.0641 | 266.0852 | 124.9985 | 22.0972 | 182.7729 | 281.7479 | 0 | 7.2612 | 46.06 | 244.0449 | 0 | 142.457 | 0
2025_11_11 Hr 12 | 6.2088 | 0.00909 | 0.25634 | 3.5474 | 3.5621 | 3.5609 | 3.8089 | 3.8089 | 3.8089 | 118.1225 | -14.5 | 0.1104 | 3 | 0 | 91.3864 | 91.3864 | 281.7479 | 0 | 0.00615 | 0.074 | 0.02596 | 0 | 0 | 0.0705 | 0.2574 | 46.06 | 7.2612 | 244.0449 | 0 | 0 | 0 | 0 | 16.9863 | 41.1728 | 0 | 0 | -303.7646 | 0.8541 | 12.5561 | 0 | -1 | -4.2 | 13.5768 | 0 | 0 | 33.9519 | 33.9519 | 33.9519 | 33.9519 | 39.479 | 48.6486 | 0 | 0 | 9.1882 | 17.8205 | 0 | 73.4131 | 69.0439 | 14.0262 | 1322.602 | 35.6829 | 65.0679 | 0 | 0.5292 | -6.2088 | 8.626 | 3.074 | 0 | 1224.192 | 232.9828 | -27.6288 | 9.0157 | 6.38 | -1.72 | 16.7236 | 5.7876 | 52.3203 | 2025-11-11 | 2025_11_11 Hr 12 | 74.1411 | -0.000443 | -1224.192 | -303.7646 | 522.815 | 926.4411 | 65.9402 | 12.7598 | 0 | 102.4957 | 293.737 | 126.5824 | 22.0972 | 182.7729 | 281.7479 | 0 | 7.2612 | 46.06 | 244.0449 | 0 | 142.457 | 0
2025_11_11 Hr 13 | 5.6914 | 0.010845 | 0.30583 | 3.5474 | 3.5621 | 3.5609 | 3.8089 | 3.8089 | 3.8089 | 106.8301 | -14.5 | 0.1104 | 4 | 0 | 91.3864 | 91.3864 | 281.7479 | 0 | 0.00615 | 0.074 | 0.02596 | 0 | 0 | 0.0705 | 0.2574 | 46.06 | 7.2612 | 244.0449 | 0 | 0 | 0 | 0 | 16.5765 | 40.1796 | 0 | 0 | -313.7254 | 0.8541 | 12.5561 | 0 | -1 | -4.2 | 13.5768 | 0 | 0 | 30.8903 | 30.8903 | 30.8903 | 30.8903 | 35.919 | 48.6486 | 0 | 0 | 9.1882 | 17.8205 | 0 | 73.4131 | 69.0439 | 10.9896 | 1294.15 | 35.2335 | 64.2485 | 0 | 0.5292 | -5.6914 | 8.626 | 3.074 | 0 | 1182.192 | 228.8784 | -27.1114 | 9.0157 | 6.38 | -1.72 | 16.513 | 5.7147 | 50.7934 | 2025-11-11 | 2025_11_11 Hr 13 | 79.7265 | -0.000325 | -1182.192 | -313.7254 | 492.7613 | 926.4411 | 63.9549 | 12.7598 | 0 | 101.0928 | 266.6384 | 125.0302 | 22.0972 | 182.7729 | 281.7479 | 0 | 7.2612 | 46.06 | 244.0449 | 0 | 142.457 | 0
2025_11_11 Hr 14 | 6.2105 | 0.01131 | 0.31894 | 3.5474 | 3.5621 | 3.5609 | 3.8089 | 3.8089 | 3.8089 | 109.0194 | -14.5 | 0.1104 | 11 | 0 | 91.3864 | 91.3864 | 281.7479 | 0 | 0.00615 | 0.074 | 0.02596 | 0 | 0 | 0.0705 | 0.2574 | 46.06 | 7.2612 | 244.0449 | 0 | 0 | 0 | 0 | 16.656 | 40.3721 | 0 | 0 | -366.1028 | 0.8541 | 12.5561 | 0 | -1 | -4.2 | 13.5768 | 0 | 0 | 31.4839 | 31.4839 | 31.4839 | 31.4839 | 36.6092 | 51.7023 | 0 | 0 | 9.1882 | 17.8205 | 0 | 73.4131 | 69.0439 | 10.9896 | 1299.689 | 35.3206 | 64.4074 | 0 | 0.5292 | -6.2105 | 8.626 | 3.074 | 0 | 1145.708 | 239.7525 | -27.6305 | 9.0157 | 6.38 | -1.72 | 16.5538 | 5.7288 | 50.0425 | 2025-11-11 | 2025_11_11 Hr 14 | 78.7472 | 0.000284 | -1145.708 | -366.1028 | 498.588 | 926.4411 | 74.0222 | 12.7598 | 0 | 101.3648 | 271.8921 | 125.3311 | 22.0972 | 182.7729 | 281.7479 | 0 | 7.2612 | 46.06 | 244.0449 | 0 | 142.457 | 0
2025_11_11 Hr 15 | 9.8505 | 0.01095 | 0.30879 | 3.5474 | 3.5621 | 3.5609 | 3.8089 | 3.8089 | 3.8089 | 103.0275 | -14.5 | 0.1104 | 21 | 0 | 91.3864 | 91.3864 | 281.7479 | 0 | 0.00615 | 0.074 | 0.02596 | 0 | 0 | 0.0705 | 0.2574 | 45.6688 | 7.2612 | 244.0449 | 0 | 0 | 0 | 0 | 16.4385 | 39.8452 | 0 | 0 | -374.4255 | 0.8541 | 12.5561 | 0 | -1 | -4.2 | 13.5768 | 0 | 0 | 29.8594 | 29.8594 | 29.8594 | 29.8594 | 34.7202 | 50.6493 | 0 | 0 | 9.1882 | 17.8205 | 0 | 73.4131 | 69.0439 | 13.014 | 1284.164 | 35.0822 | 63.9726 | 0 | 0.5292 | -9.8505 | 8.626 | 3.074 | 0 | 1132.008 | 253.54 | -31.2705 | 9.0157 | 6.38 | -1.72 | 16.4421 | 5.6901 | 49.6112 | 2025-11-11 | 2025_11_11 Hr 15 | 78.3654 | 0.000311 | -1132.008 | -374.4255 | 482.6411 | 926.0498 | 84.983 | 12.7598 | 0 | 100.6204 | 257.5132 | 124.5075 | 22.0972 | 182.7729 | 281.7479 | 0 | 7.2612 | 45.6688 | 244.0449 | 0 | 142.457 | 0
2025_11_11 Hr 16 | 3.1011 | 0.010125 | 0.28552 | 3.5474 | 3.5621 | 3.5609 | 3.8089 | 3.8089 | 3.8089 | 95.9601 | -14.5 | 0.1104 | 52 | 0 | 91.3864 | 91.3864 | 281.7479 | 0 | 0.00615 | 0.074 | 0.02596 | 0 | 0 | 0.0705 | 0.2574 | 46.06 | 7.2612 | 244.0449 | 0 | 0 | 0 | 0 | 16.1821 | 39.2236 | 0 | 0 | -357.9496 | 0.8541 | 12.5561 | 0 | -1 | -4.2 | 13.5768 | 0 | 0 | 27.9433 | 27.9433 | 27.9433 | 27.9433 | 32.4922 | 41.6988 | 0 | 0 | 9.1882 | 17.8205 | 0 | 73.4131 | 69.0439 | 13.014 | 1266.695 | 34.801 | 63.4598 | 0 | 0.5292 | -3.1011 | 8.626 | 3.074 | 0 | 1152.092 | 267.8679 | -24.5211 | 9.0157 | 6.38 | -1.72 | 16.3103 | 5.6445 | 50.1872 | 2025-11-11 | 2025_11_11 Hr 16 | 84.4317 | -0.000309 | -1152.092 | -357.9496 | 463.8319 | 926.4411 | 107.0084 | 12.7598 | 0 | 99.7423 | 240.5535 | 123.5361 | 22.0972 | 182.7729 | 281.7479 | 0 | 7.2612 | 46.06 | 244.0449 | 0 | 142.457 | 0
2025_11_11 Hr 17 | 0 | 0.00825 | 0.23265 | 3.5474 | 3.5621 | 3.5609 | 3.8089 | 3.8089 | 3.8089 | 115.2418 | -14.5 | 0.1104 | 61 | 0 | 91.3864 | 91.3864 | 281.7479 | 0 | 0.00615 | 0.074 | 0.02596 | 0 | 0 | 0.0705 | 0.2574 | 46.06 | 7.2612 | 244.0449 | 0 | 0 | 0 | 0 | 16.8817 | 40.9194 | 0 | 0 | -333.5605 | 0.8541 | 12.5561 | 0 | -1 | -4.2 | 13.5768 | 0 | 0 | 33.1709 | 33.1709 | 33.1709 | 33.1709 | 38.5708 | 28.8522 | 0 | 0 | 9.1882 | 17.8205 | 0 | 73.4131 | 69.0439 | 16.9182 | 1315.308 | 35.5682 | 64.8589 | 0 | 0.5292 | 0 | 8.626 | 3.074 | 0 | 1227.8 | 267.4728 | -21.42 | 9.0157 | 6.38 | -1.72 | 16.6699 | 5.769 | 52.8548 | 2025-11-11 | 2025_11_11 Hr 17 | 93.0498 | 2.4e-05 | -1227.8 | -333.5605 | 515.1483 | 926.4411 | 107.0113 | 12.7598 | 0 | 102.1378 | 286.8241 | 126.1864 | 22.0972 | 182.7729 | 281.7479 | 0 | 7.2612 | 46.06 | 244.0449 | 0 | 142.457 | 0
2025_11_11 Hr 18 | 0 | 0.00549 | 0.15482 | 3.5474 | 3.5621 | 3.5609 | 3.8089 | 3.8089 | 3.8089 | 135.7526 | -14.5 | 0.1104 | 74 | 0 | 91.3864 | 91.3864 | 281.7479 | 0 | 0.00615 | 0.074 | 0.02596 | 0 | 0 | 0.0705 | 0.2574 | 46.06 | 7.2612 | 244.0449 | 0 | 0 | 0 | 0 | 17.626 | 42.7233 | 0 | 0 | -372.2916 | 0.8541 | 12.5561 | 0 | -1 | -4.2 | 13.5768 | 0 | 0 | 38.7317 | 38.7317 | 38.7317 | 38.7317 | 45.0369 | 28.8522 | 0 | 0 | 9.1882 | 17.8205 | 0 | 73.4131 | 69.0439 | 41.934 | 1366.998 | 36.3844 | 66.3471 | 0 | 0.5292 | 0 | 8.626 | 3.074 | 0 | 1281.592 | 308.305 | -21.42 | 9.0157 | 6.38 | -1.72 | 17.0524 | 5.9013 | 55.4877 | 2025-11-11 | 2025_11_11 Hr 18 | 89.9335 | -0.000356 | -1281.592 | -372.2916 | 569.7358 | 926.4411 | 144.9465 | 12.7598 | 0 | 104.686 | 336.0443 | 129.0056 | 22.0972 | 182.7729 | 281.7479 | 0 | 7.2612 | 46.06 | 244.0449 | 0 | 142.457 | 0
2025_11_11 Hr 19 | 0 | 0.0021 | 0.05922 | 3.5474 | 3.5621 | 3.5609 | 3.8089 | 3.8089 | 3.8089 | 129.9911 | -14.5 | 0.1104 | 86 | 0 | 91.3864 | 91.3864 | 281.7479 | 0 | 0.00615 | 0.074 | 0.02596 | 0 | 0 | 0.0705 | 0.2574 | 46.06 | 7.2612 | 244.0449 | 0 | 0 | 0 | 0 | 17.4169 | 42.2166 | 0 | 0 | -415.1517 | 0.8541 | 12.5561 | 0 | -1 | -4.2 | 13.5768 | 0 | 0 | 37.1697 | 37.1697 | 37.1697 | 37.1697 | 43.2206 | 44.6472 | 0 | 0 | 9.1882 | 17.8205 | 0 | 73.4131 | 69.0439 | 57.84 | 1352.361 | 36.1551 | 65.929 | 0 | 0.5292 | 0 | 8.626 | 3.074 | 0 | 1267 | 351.2107 | -21.42 | 9.0157 | 6.38 | -1.72 | 16.9449 | 5.8642 | 55.4757 | 2025-11-11 | 2025_11_11 Hr 19 | 91.8735 | -7.8e-05 | -1267 | -415.1517 | 554.4022 | 926.4411 | 188.5485 | 12.7598 | 0 | 103.9702 | 322.2183 | 128.2137 | 22.0972 | 182.7729 | 281.7479 | 0 | 7.2612 | 46.06 | 244.0449 | 0 | 142.457 | 0
2025_11_11 Hr 20 | 0 | 6e-05 | 0.001692 | 3.5474 | 3.5621 | 3.5609 | 3.8089 | 3.8089 | 3.8089 | 109.3267 | -14.5 | 0.1104 | 86 | 0 | 91.3864 | 91.3864 | 281.7479 | 0 | 0.00615 | 0.074 | 0.02596 | 0 | 0 | 0.0705 | 0.2574 | 46.06 | 7.2612 | 244.0449 | 0 | 0 | 0 | 0 | 16.6671 | 40.3992 | 0 | 0 | -397.4319 | 0.8541 | 12.5561 | 0 | -1 | -4.2 | 13.5768 | 0 | 0 | 31.5672 | 31.5672 | 31.5672 | 31.5672 | 36.7061 | 59.5998 | 0 | 0 | 9.1882 | 17.8205 | 0 | 73.4131 | 69.0439 | 52.9236 | 1300.147 | 35.3329 | 64.4297 | 0 | 0.5292 | 0 | 8.626 | 3.074 | 0 | 1239.7 | 358.4045 | -21.42 | 9.0157 | 6.38 | -1.72 | 16.5595 | 5.7308 | 54.1649 | 2025-11-11 | 2025_11_11 Hr 20 | 88.4923 | 1.1e-05 | -1239.7 | -397.4319 | 499.4059 | 926.4411 | 198.5252 | 12.7598 | 0 | 101.4029 | 272.6295 | 125.3734 | 22.0972 | 182.7729 | 281.7479 | 0 | 7.2612 | 46.06 | 244.0449 | 0 | 142.457 | 0
2025_11_11 Hr 21 | 0 | 0 | 0 | 3.5474 | 3.5621 | 3.5609 | 3.8089 | 3.8089 | 3.8089 | 92.6953 | -14.5 | 0.1104 | 86 | 0 | 91.3864 | 91.3864 | 281.7479 | 0 | 0.00615 | 0.074 | 0.02596 | 0 | 0 | 0.0705 | 0.2574 | 46.06 | 7.2612 | 244.0449 | 0 | 0 | 0 | 0 | 16.0636 | 38.9364 | 0 | 0 | -365.888 | 0.8541 | 12.5561 | 0 | -1 | -4.2 | 13.5768 | 0 | 0 | 27.0582 | 27.0582 | 27.0582 | 27.0582 | 31.463 | 59.5998 | 0 | 0 | 9.1882 | 17.8205 | 0 | 73.4131 | 69.0439 | 30.9444 | 1258.169 | 34.6711 | 63.2229 | 0 | 0.5292 | 0 | 8.626 | 3.074 | 0 | 1205 | 334.1393 | -21.42 | 9.0157 | 6.38 | -1.72 | 16.2494 | 5.6235 | 52.3801 | 2025-11-11 | 2025_11_11 Hr 21 | 87.5254 | 2.4e-05 | -1205 | -365.888 | 455.1429 | 926.4411 | 176.5442 | 12.7598 | 0 | 99.3367 | 232.7188 | 123.0874 | 22.0972 | 182.7729 | 281.7479 | 0 | 7.2612 | 46.06 | 244.0449 | 0 | 142.457 | 0
2025_11_11 Hr 22 | 0 | 0 | 0 | 3.5474 | 3.5621 | 3.5609 | 3.8089 | 3.8089 | 3.8089 | 70.0336 | -14.5 | 0.1104 | 85 | 0 | 91.3864 | 91.3864 | 281.7479 | 0 | 0.00615 | 0.074 | 0.02596 | 0 | 0 | 0.0705 | 0.2574 | 46.06 | 7.2612 | 244.0449 | 0 | 0 | 0 | 0 | 15.2414 | 36.9433 | 0 | 0 | -347.7522 | 0.8541 | 12.5561 | 0 | -1 | -4.2 | 13.5768 | 0 | 0 | 20.9142 | 20.9142 | 20.9142 | 20.9142 | 24.3188 | 55.5984 | 0 | 0 | 9.1882 | 17.8205 | 0 | 73.4131 | 69.0439 | 17.9304 | 1200.972 | 33.7694 | 61.5786 | 0 | 0.5292 | 0 | 8.626 | 3.074 | 0 | 1144.808 | 313.009 | -21.42 | 9.0157 | 6.38 | -1.72 | 15.8268 | 5.4772 | 49.7655 | 2025-11-11 | 2025_11_11 Hr 22 | 86.4908 | 0.00035 | -1144.808 | -347.7522 | 394.8309 | 926.4411 | 158.5288 | 12.7598 | 0 | 96.5214 | 178.337 | 119.9725 | 22.0972 | 182.7729 | 281.7479 | 0 | 7.2612 | 46.06 | 244.0449 | 0 | 142.457 | 0
2025_11_11 Hr 23 | 0 | 0 | 0 | 3.5474 | 3.5621 | 3.5609 | 3.8089 | 3.8089 | 3.8089 | 41.1494 | 0 | 0.1104 | 79 | 0 | 91.3864 | 91.3864 | 283.5925 | 0 | 0.00615 | 0.074 | 0.02596 | 0 | 0 | 0.0705 | 0.2574 | 46.06 | 7.2612 | 245.025 | 0 | 0 | 0 | 0 | 14.1933 | 34.403 | 0 | 0 | -347.5893 | 0.8541 | 12.5561 | 0 | -1 | -4.2 | 13.5768 | 0 | 0 | 13.0832 | 13.0832 | 13.0832 | 13.0832 | 15.213 | 48.6486 | 0 | 0 | 9.1882 | 17.8205 | 0 | 74.1091 | 69.6985 | 15.906 | 1132.245 | 32.6201 | 59.4829 | 0 | 0.5292 | 0 | 8.626 | 3.074 | 0 | 1071.8 | 294.0647 | -6.92 | 9.0157 | 6.38 | -1.72 | 15.2881 | 5.2908 | 46.8814 | 2025-11-11 | 2025_11_11 Hr 23 | 95.8789 | 3.9e-05 | -1071.8 | -347.5893 | 332.4585 | 930.6164 | 143.5546 | 12.7598 | 0 | 92.9329 | 109.0232 | 130.5024 | 22.0972 | 182.7729 | 283.5925 | 0 | 7.2612 | 46.06 | 245.025 | 0 | 143.8077 | 0
2025_11_11 Hr 24 | 0 | 0 | 0 | 3.5474 | 3.5621 | 3.5609 | 3.8089 | 3.8089 | 3.8089 | 36.6934 | 0 | 0.1104 | 84 | 0 | 91.3864 | 91.3864 | 283.5925 | 0 | 0.00615 | 0.074 | 0.02596 | 0 | 0 | 0.0705 | 0.2574 | 46.06 | 7.2612 | 245.025 | 0 | 0 | 0 | 0 | 13.3237 | 32.295 | 0 | 0 | -339.5589 | 0.8541 | 12.5561 | 0 | -1 | -4.2 | 13.5768 | 0 | 0 | 6.5852 | 6.5852 | 6.5852 | 6.5852 | 7.6572 | 55.5984 | 0 | 0 | 9.1882 | 17.8205 | 0 | 74.1091 | 69.6985 | 12.0018 | 1091.263 | 31.6664 | 57.7438 | 0 | 0.5292 | 0 | 8.626 | 3.074 | 0 | 1043.6 | 298.8159 | -6.92 | 9.0157 | 6.38 | -1.72 | 14.8412 | 5.1361 | 45.6626 | 2025-11-11 | 2025_11_11 Hr 24 | 95.0333 | -1.3e-05 | -1043.6 | -339.5589 | 288.1825 | 930.6164 | 151.6002 | 12.7598 | 0 | 89.9553 | 71.0191 | 127.208 | 22.0972 | 182.7729 | 283.5925 | 0 | 7.2612 | 46.06 | 245.025 | 0 | 143.8077 | 0
2025_11_12 Hr 01 | 0 | 0 | 0 | 3.5474 | 3.5621 | 3.5609 | 3.8089 | 3.8089 | 3.8089 | 36.6934 | 0 | 0.1104 | 82 | 0 | 91.3864 | 91.3864 | 283.5925 | 0 | 0.00615 | 0.074 | 0.02596 | 0 | 0 | 0.0705 | 0.2574 | 46.06 | 7.2612 | 245.025 | 0 | 0 | 0 | 0 | 13.1584 | 31.8837 | 0 | 0 | -354.6916 | 0.8541 | 12.5631 | 0 | -1 | -4.2 | 13.5985 | 0 | 0 | 4.8172 | 4.8172 | 4.8172 | 4.8172 | 5.6014 | 53.5977 | 0 | 0 | 9.2033 | 17.2743 | 0 | 74.1091 | 69.6985 | 9.9774 | 1081.599 | 30.4319 | 55.5133 | 0 | 0.5292 | 0 | 8.626 | 3.074 | 0 | 1008.017 | 288.0292 | -6.92 | 9.012 | 6.38 | -1.72 | 14.2887 | 4.9383 | 44.4571 | 2025-11-12 | 2025_11_12 Hr 01 | 87.1985 | -0.000345 | -1008.017 | -354.6916 | 273.7569 | 930.6164 | 145.5751 | 12.7598 | 0 | 89.419 | 61.8914 | 122.4464 | 22.0972 | 182.7729 | 283.5925 | 0 | 7.2612 | 46.06 | 245.025 | 0 | 143.8077 | 0
2025_11_12 Hr 02 | 0 | 0 | 0 | 3.5474 | 3.5621 | 3.5609 | 3.8089 | 3.8089 | 3.8089 | 36.6934 | 0 | 0.1104 | 81 | 0 | 91.3864 | 91.3864 | 283.5925 | 0 | 0.00615 | 0.074 | 0.02596 | 0 | 0 | 0.0705 | 0.2574 | 46.06 | 7.2612 | 245.025 | 0 | 0 | 0 | 0 | 13.157 | 31.8802 | 0 | 0 | -362.5156 | 0.8541 | 12.5631 | 0 | -1 | -4.2 | 13.5985 | 0 | 0 | 4.8068 | 4.8068 | 4.8068 | 4.8068 | 5.5893 | 48.6486 | 0 | 0 | 9.2033 | 17.2743 | 0 | 74.1091 | 69.6985 | 10.9896 | 1081.54 | 30.4304 | 55.5105 | 0 | 0.5292 | 0 | 8.626 | 3.074 | 0 | 995.1917 | 283.0871 | -6.92 | 9.012 | 6.38 | -1.72 | 14.288 | 4.938 | 44.0538 | 2025-11-12 | 2025_11_12 Hr 02 | 87.2315 | -4e-05 | -995.1917 | -362.5156 | 273.6928 | 930.6164 | 140.6382 | 12.7598 | 0 | 89.4141 | 61.8376 | 122.4411 | 22.0972 | 182.7729 | 283.5925 | 0 | 7.2612 | 46.06 | 245.025 | 0 | 143.8077 | 0
2025_11_12 Hr 03 | 0 | 0 | 0 | 3.5474 | 3.5621 | 3.5609 | 3.8089 | 3.8089 | 3.8089 | 36.6934 | 0 | 0.1104 | 91 | 0 | 91.3864 | 91.3864 | 283.5925 | 0 | 0.00615 | 0.074 | 0.02596 | 0 | 0 | 0.0705 | 0.2574 | 46.06 | 7.2612 | 245.025 | 0 | 0 | 0 | 0 | 13.157 | 31.8802 | 0 | 0 | -372.3711 | 0.8541 | 12.5631 | 0 | -1 | -4.2 | 13.5985 | 0 | 0 | 4.8068 | 4.8068 | 4.8068 | 4.8068 | 5.5893 | 45.7002 | 0 | 0 | 9.2033 | 17.2743 | 0 | 74.1091 | 69.6985 | 12.0018 | 1081.54 | 30.4304 | 55.5105 | 0 | 0.5292 | 0 | 8.626 | 3.074 | 0 | 993.4 | 291.1508 | -6.92 | 9.012 | 6.38 | -1.72 | 14.288 | 4.938 | 44.1128 | 2025-11-12 | 2025_11_12 Hr 03 | 87.0994 | -4e-05 | -993.4 | -372.3711 | 273.6928 | 930.6164 | 148.702 | 12.7598 | 0 | 89.4141 | 61.8376 | 122.4411 | 22.0972 | 182.7729 | 283.5925 | 0 | 7.2612 | 46.06 | 245.025 | 0 | 143.8077 | 0
2025_11_12 Hr 04 | 0 | 0 | 0 | 3.5474 | 3.5621 | 3.5609 | 3.8089 | 3.8089 | 3.8089 | 36.6934 | 0 | 0.1104 | 92 | 0 | 91.3864 | 91.3864 | 283.5925 | 0 | 0.00615 | 0.074 | 0.02596 | 0 | 0 | 0.0705 | 0.2574 | 46.06 | 7.2612 | 245.025 | 0 | 0 | 0 | 0 | 13.1367 | 31.8312 | 0 | 0 | -337.3737 | 0.8541 | 12.5631 | 0 | -1 | -4.2 | 13.5985 | 0 | 0 | 4.6607 | 4.6607 | 4.6607 | 4.6607 | 5.4194 | 34.749 | 0 | 0 | 9.2033 | 17.2743 | 0 | 74.1091 | 69.6985 | 7.953 | 1080.717 | 30.4089 | 55.4714 | 0 | 0.5292 | 0 | 8.626 | 3.074 | 0 | 1013.5 | 277.0768 | -6.92 | 9.012 | 6.38 | -1.72 | 14.2779 | 4.9346 | 44.4457 | 2025-11-12 | 2025_11_12 Hr 04 | 87.8525 | -2e-06 | -1013.5 | -337.3737 | 272.7955 | 930.6164 | 134.702 | 12.7598 | 0 | 89.3448 | 61.0836 | 122.3671 | 22.0972 | 182.7729 | 283.5925 | 0 | 7.2612 | 46.06 | 245.025 | 0 | 143.8077 | 0
2025_11_12 Hr 05 | 0 | 0 | 0 | 3.5474 | 3.5621 | 3.5609 | 3.8089 | 3.8089 | 3.8089 | 36.6934 | 0 | 0.1104 | 94 | 0 | 91.3864 | 91.3864 | 283.5925 | 0 | 0.00615 | 0.074 | 0.02596 | 0 | 0 | 0.0705 | 0.2574 | 46.06 | 7.2612 | 245.025 | 0 | 0 | 0 | 0 | 13.73 | 33.2686 | 0 | 0 | -320.4528 | 0.8541 | 12.5631 | 0 | -1 | -4.2 | 13.5985 | 0 | 0 | 8.9376 | 8.9376 | 8.9376 | 8.9376 | 10.3925 | 28.8522 | 0 | 0 | 9.2033 | 17.2743 | 0 | 74.1091 | 69.6985 | 6.9408 | 1104.828 | 31.0364 | 56.6161 | 0 | 0.5292 | 0 | 8.626 | 3.074 | 0 | 1051.792 | 274.3364 | -6.92 | 9.012 | 6.38 | -1.72 | 14.5725 | 5.0364 | 45.7346 | 2025-11-12 | 2025_11_12 Hr 05 | 94.7096 | -0.000357 | -1051.792 | -320.4528 | 299.0752 | 930.6164 | 129.793 | 12.7598 | 0 | 91.3755 | 83.1641 | 124.5357 | 22.0972 | 182.7729 | 283.5925 | 0 | 7.2612 | 46.06 | 245.025 | 0 | 143.8077 | 0
2025_11_12 Hr 06 | 0 | 0 | 0 | 3.5474 | 3.5621 | 3.5609 | 3.8089 | 3.8089 | 3.8089 | 64.5907 | 0 | 0.1104 | 95 | 0 | 91.3864 | 91.3864 | 283.5925 | 0 | 0.00615 | 0.074 | 0.02596 | 0 | 0 | 0.0705 | 0.2574 | 46.06 | 7.2612 | 245.025 | 0 | 0 | 0 | 0 | 15.0872 | 36.5573 | 0 | 0 | -328.3564 | 0.8541 | 12.5631 | 0 | -1 | -4.2 | 13.5985 | 0 | 0 | 18.7221 | 18.7221 | 18.7221 | 18.7221 | 21.7699 | 28.8522 | 0 | 0 | 9.2033 | 17.2743 | 0 | 74.1091 | 69.6985 | 6.9408 | 1187.887 | 32.472 | 59.2348 | 0 | 0.5292 | 0 | 8.626 | 3.074 | 0 | 1132.908 | 280.2977 | -6.92 | 9.012 | 6.38 | -1.72 | 15.2466 | 5.2693 | 49.0406 | 2025-11-12 | 2025_11_12 Hr 06 | 112.6057 | 0.000284 | -1132.908 | -328.3564 | 387.0954 | 930.6164 | 130.793 | 12.7598 | 0 | 96.0213 | 161.5771 | 129.497 | 22.0972 | 182.7729 | 283.5925 | 0 | 7.2612 | 46.06 | 245.025 | 0 | 143.8077 | 0
2025_11_12 Hr 07 | 0 | 0 | 0 | 3.5474 | 3.5621 | 3.5609 | 3.8089 | 3.8089 | 3.8089 | 109.7443 | -14.5 | 0.1104 | 87 | 0 | 91.3864 | 91.3864 | 281.7479 | 0 | 0.00615 | 0.074 | 0.02596 | 0 | 0 | 0.0705 | 0.2574 | 46.06 | 7.2612 | 244.0449 | 0 | 0 | 0 | 0 | 16.7844 | 40.6698 | 0 | 0 | -317.0917 | 0.8541 | 12.5631 | 0 | -1 | -4.2 | 13.5985 | 0 | 0 | 30.9581 | 30.9581 | 30.9581 | 30.9581 | 35.9978 | 27.7992 | 0 | 0 | 9.2033 | 17.2743 | 0 | 73.4131 | 69.0439 | 8.9652 | 1297.847 | 34.2672 | 62.5096 | 0 | 0.5292 | 0 | 8.626 | 3.074 | 0 | 1238.808 | 279.4733 | -21.42 | 9.012 | 6.38 | -1.72 | 16.0895 | 5.5606 | 53.0726 | 2025-11-12 | 2025_11_12 Hr 07 | 113.446 | 0.00035 | -1238.808 | -317.0917 | 492.9348 | 926.4411 | 123.7644 | 12.7598 | 0 | 101.8311 | 269.9024 | 121.2012 | 22.0972 | 182.7729 | 281.7479 | 0 | 7.2612 | 46.06 | 244.0449 | 0 | 142.457 | 0
2025_11_12 Hr 08 | 1.0315 | 0 | 0 | 3.5474 | 3.5621 | 3.5609 | 3.8089 | 3.8089 | 3.8089 | 123.4482 | -14.5 | 0.1104 | 86 | 0 | 91.3864 | 91.3864 | 281.7479 | 0 | 0.00615 | 0.074 | 0.02596 | 0 | 0 | 0.0705 | 0.2574 | 46.06 | 7.2612 | 244.0449 | 0 | 0 | 0 | 0 | 17.2995 | 41.918 | 0 | 0 | -297.4142 | 0.8541 | 12.5631 | 0 | -1 | -4.2 | 13.5985 | 0 | 0 | 34.6716 | 34.6716 | 34.6716 | 34.6716 | 40.3159 | 28.8522 | 0 | 0 | 9.2033 | 17.2743 | 0 | 73.4131 | 69.0439 | 1.0122 | 1332.486 | 34.812 | 63.5035 | 0 | 0.5292 | -1.0315 | 8.626 | 3.074 | 0 | 1287.108 | 274.4878 | -22.4515 | 9.012 | 6.38 | -1.72 | 16.3453 | 5.6491 | 54.7203 | 2025-11-12 | 2025_11_12 Hr 08 | 108.7716 | 0.000243 | -1287.108 | -297.4142 | 529.4571 | 926.4411 | 115.8644 | 12.7598 | 0 | 103.5944 | 302.7786 | 123.0842 | 22.0972 | 182.7729 | 281.7479 | 0 | 7.2612 | 46.06 | 244.0449 | 0 | 142.457 | 0
2025_11_12 Hr 09 | 1.5472 | 0.000105 | 0.002961 | 3.5474 | 3.5621 | 3.5609 | 3.8089 | 3.8089 | 3.8089 | 115.3644 | -14.5 | 0.1104 | 91 | 0 | 91.3864 | 91.3864 | 281.7479 | 0 | 0.00615 | 0.074 | 0.02596 | 0 | 0 | 0.0705 | 0.2574 | 46.06 | 7.2612 | 244.0449 | 0 | 0 | 0 | 0 | 16.9957 | 41.1817 | 0 | 0 | -275.6299 | 0.8541 | 12.5631 | 0 | -1 | -4.2 | 13.5985 | 0 | 0 | 32.4811 | 32.4811 | 32.4811 | 32.4811 | 37.7687 | 31.8006 | 0 | 0 | 9.2033 | 17.2743 | 0 | 73.4131 | 69.0439 | 1.0122 | 1312.056 | 34.4907 | 62.9172 | 0 | 0.5292 | -1.5472 | 8.626 | 3.074 | 0 | 1295.3 | 281.8413 | -22.9672 | 9.012 | 6.38 | -1.72 | 16.1944 | 5.5969 | 54.757 | 2025-11-12 | 2025_11_12 Hr 09 | 93.9537 | -0.000145 | -1295.3 | -275.6299 | 507.913 | 926.4411 | 123.8159 | 12.7598 | 0 | 102.5543 | 283.3853 | 121.9734 | 22.0972 | 182.7729 | 281.7479 | 0 | 7.2612 | 46.06 | 244.0449 | 0 | 142.457 | 0
2025_11_12 Hr 10 | 3.0978 | 0.001755 | 0.049491 | 3.5474 | 3.5621 | 3.5609 | 3.8089 | 3.8089 | 3.8089 | 110.6297 | -14.5 | 0.1104 | 83 | 0 | 91.3864 | 91.3864 | 281.7479 | 0 | 0.00615 | 0.074 | 0.02596 | 0 | 0 | 0.0705 | 0.2574 | 46.06 | 7.2612 | 244.0449 | 0 | 0 | 0 | 0 | 16.8177 | 40.7505 | 0 | 0 | -243.0092 | 0.8541 | 12.5631 | 0 | -1 | -4.2 | 13.5985 | 0 | 0 | 31.198 | 31.198 | 31.198 | 31.198 | 36.2768 | 33.8013 | 0 | 0 | 9.2033 | 17.2743 | 0 | 73.4131 | 69.0439 | 7.953 | 1300.134 | 34.3024 | 62.5738 | 0 | 0.5292 | -3.0978 | 8.626 | 3.074 | 0 | 1316.292 | 283.6844 | -24.5178 | 9.012 | 6.38 | -1.72 | 16.106 | 5.5664 | 55.1564 | 2025-11-12 | 2025_11_12 Hr 10 | 80.152 | -0.000372 | -1316.292 | -243.0092 | 495.2944 | 926.4411 | 124.8055 | 12.7598 | 0 | 101.9451 | 272.0265 | 121.3229 | 22.0972 | 182.7729 | 281.7479 | 0 | 7.2612 | 46.06 | 244.0449 | 0 | 142.457 | 0
2025_11_12 Hr 11 | 3.6201 | 0.006135 | 0.17301 | 3.5474 | 3.5621 | 3.5609 | 3.8089 | 3.8089 | 3.8089 | 98.8505 | -14.5 | 0.1104 | 71 | 0 | 91.3864 | 91.3864 | 281.7479 | 0 | 0.00615 | 0.074 | 0.02596 | 0 | 0 | 0.0705 | 0.2574 | 46.06 | 7.2612 | 244.0449 | 0 | 0 | 0 | 0 | 16.3749 | 39.6776 | 0 | 0 | -250.3743 | 0.8541 | 12.5631 | 0 | -1 | -4.2 | 13.5985 | 0 | 0 | 28.006 | 28.006 | 28.006 | 28.006 | 32.5652 | 33.8013 | 0 | 0 | 9.2033 | 17.2743 | 0 | 73.4131 | 69.0439 | 22.9914 | 1270.483 | 33.8341 | 61.7195 | 0 | 0.5292 | -3.6201 | 8.626 | 3.074 | 0 | 1280.7 | 285.631 | -25.0401 | 9.012 | 6.38 | -1.72 | 15.8861 | 5.4904 | 53.8484 | 2025-11-12 | 2025_11_12 Hr 11 | 77.5531 | -8.2e-05 | -1280.7 | -250.3743 | 463.9015 | 926.4411 | 127.9718 | 12.7598 | 0 | 100.4295 | 243.7677 | 119.7044 | 22.0972 | 182.7729 | 281.7479 | 0 | 7.2612 | 46.06 | 244.0449 | 0 | 142.457 | 0
2025_11_12 Hr 12 | 5.169 | 0.00423 | 0.11929 | 3.5474 | 3.5621 | 3.5609 | 3.8089 | 3.8089 | 3.8089 | 92.4219 | -14.5 | 0.1104 | 62 | 0 | 91.3864 | 91.3864 | 281.7479 | 0 | 0.00615 | 0.074 | 0.02596 | 0 | 0 | 0.0705 | 0.2574 | 46.06 | 7.2612 | 244.0449 | 0 | 0 | 0 | 0 | 16.1333 | 39.0921 | 0 | 0 | -263.0034 | 0.8541 | 12.5631 | 0 | -1 | -4.2 | 13.5985 | 0 | 0 | 26.264 | 26.264 | 26.264 | 26.264 | 30.5395 | 36.7497 | 0 | 0 | 9.2033 | 17.2743 | 0 | 73.4131 | 69.0439 | 58.8522 | 1254.18 | 33.5785 | 61.2533 | 0 | 0.5292 | -5.169 | 8.626 | 3.074 | 0 | 1280.692 | 316.1039 | -26.589 | 9.012 | 6.38 | -1.72 | 15.7661 | 5.4489 | 54.0142 | 2025-11-12 | 2025_11_12 Hr 12 | 75.4653 | -0.000306 | -1280.692 | -263.0034 | 446.7688 | 926.4411 | 157.7254 | 12.7598 | 0 | 99.6023 | 228.3454 | 118.8211 | 22.0972 | 182.7729 | 281.7479 | 0 | 7.2612 | 46.06 | 244.0449 | 0 | 142.457 | 0
2025_11_12 Hr 13 | 7.7809 | 0.004785 | 0.13494 | 3.5474 | 3.5621 | 3.5609 | 3.8089 | 3.8089 | 3.8089 | 91.5366 | -14.5 | 0.1104 | 66 | 0 | 91.3864 | 91.3864 | 281.7479 | 0 | 0.00615 | 0.074 | 0.02596 | 0 | 0 | 0.0705 | 0.2574 | 46.06 | 7.2612 | 244.0449 | 0 | 0 | 0 | 0 | 16.1 | 39.0115 | 0 | 0 | -280.9987 | 0.8541 | 12.5631 | 0 | -1 | -4.2 | 13.5985 | 0 | 0 | 26.0241 | 26.0241 | 26.0241 | 26.0241 | 30.2606 | 42.7518 | 0 | 0 | 9.2033 | 17.2743 | 0 | 73.4131 | 69.0439 | 61.8888 | 1251.958 | 33.5433 | 61.1891 | 0 | 0.5292 | -7.7809 | 8.626 | 3.074 | 0 | 1273.392 | 331.6334 | -29.2009 | 9.012 | 6.38 | -1.72 | 15.7496 | 5.4432 | 53.9628 | 2025-11-12 | 2025_11_12 Hr 13 | 72.8841 | -0.000293 | -1273.392 | -280.9987 | 444.4092 | 926.4411 | 170.7803 | 12.7598 | 0 | 99.4884 | 226.2214 | 118.6994 | 22.0972 | 182.7729 | 281.7479 | 0 | 7.2612 | 46.06 | 244.0449 | 0 | 142.457 | 0
2025_11_12 Hr 14 | 6.2105 | 0.00588 | 0.16582 | 3.5474 | 3.5621 | 3.5609 | 3.8089 | 3.8089 | 3.8089 | 93.6538 | -14.5 | 0.1104 | 58 | 0 | 91.3864 | 91.3864 | 281.7479 | 0 | 0.00615 | 0.074 | 0.02596 | 0 | 0 | 0.0705 | 0.2574 | 45.0817 | 7.2612 | 244.0449 | 0 | 0 | 0 | 0 | 16.1796 | 39.2043 | 0 | 0 | -278.7213 | 0.8541 | 12.5631 | 0 | -1 | -4.2 | 13.5985 | 0 | 0 | 26.5978 | 26.5978 | 26.5978 | 26.5978 | 30.9277 | 44.6472 | 0 | 0 | 9.2033 | 17.2743 | 0 | 73.4131 | 69.0439 | 51.9114 | 1256.362 | 33.6275 | 61.3426 | 0 | 0.5292 | -6.2105 | 8.626 | 3.074 | 0 | 1264.283 | 314.273 | -27.6305 | 9.012 | 6.38 | -1.72 | 15.7891 | 5.4568 | 53.5733 | 2025-11-12 | 2025_11_12 Hr 14 | 71.7756 | 0.00023 | -1264.283 | -278.7213 | 450.0517 | 925.4628 | 154.7303 | 12.7598 | 0 | 99.7608 | 231.3005 | 118.9903 | 22.0972 | 182.7729 | 281.7479 | 0 | 7.2612 | 45.0817 | 244.0449 | 0 | 142.457 | 0
2025_11_12 Hr 15 | 7.2585 | 0.00921 | 0.25972 | 3.5474 | 3.5621 | 3.5609 | 3.8089 | 3.8089 | 3.8089 | 91.1132 | -14.5 | 0.1104 | 52 | 0 | 91.3864 | 91.3864 | 281.7479 | 0 | 0.00615 | 0.074 | 0.02596 | 0 | 0 | 0.0705 | 0.2574 | 44.2335 | 7.2612 | 244.0449 | 0 | 0 | 0 | 0 | 16.0841 | 38.9729 | 0 | 0 | -277.4164 | 0.8541 | 12.5631 | 0 | -1 | -4.2 | 13.5985 | 0 | 0 | 25.9093 | 25.9093 | 25.9093 | 25.9093 | 30.1271 | 41.6988 | 0 | 0 | 9.2033 | 17.2743 | 0 | 73.4131 | 69.0439 | 37.8852 | 1249.186 | 33.5265 | 61.1584 | 0 | 0.5292 | -7.2585 | 8.626 | 3.074 | 0 | 1235.092 | 292.0007 | -28.6785 | 9.012 | 6.38 | -1.72 | 15.7417 | 5.4404 | 52.4038 | 2025-11-12 | 2025_11_12 Hr 15 | 73.7156 | -0.000454 | -1235.092 | -277.4164 | 443.2807 | 924.6146 | 131.8529 | 12.7598 | 0 | 99.4339 | 225.2055 | 118.6412 | 22.0972 | 182.7729 | 281.7479 | 0 | 7.2612 | 44.2335 | 244.0449 | 0 | 142.457 | 0
2025_11_12 Hr 16 | 3.1011 | 0.009765 | 0.27537 | 3.5474 | 3.5621 | 3.5609 | 3.8089 | 3.8089 | 3.8089 | 87.5332 | -14.5 | 0.1104 | 52 | 0 | 91.3864 | 91.3864 | 281.7479 | 0 | 0.00615 | 0.074 | 0.02596 | 0 | 0 | 0.0705 | 0.2574 | 45.6688 | 7.2612 | 244.0449 | 0 | 0 | 0 | 0 | 15.9496 | 38.6469 | 0 | 0 | -269.2248 | 0.8541 | 12.5631 | 0 | -1 | -4.2 | 13.5985 | 0 | 0 | 24.9392 | 24.9392 | 24.9392 | 24.9392 | 28.9991 | 36.7497 | 0 | 0 | 9.2033 | 17.2743 | 0 | 73.4131 | 69.0439 | 29.9322 | 1241.588 | 33.3841 | 60.8987 | 0 | 0.5292 | -3.1011 | 8.626 | 3.074 | 0 | 1222.292 | 274.4498 | -24.5211 | 9.012 | 6.38 | -1.72 | 15.6748 | 5.4173 | 51.7908 | 2025-11-12 | 2025_11_12 Hr 16 | 77.0536 | -0.000404 | -1222.292 | -269.2248 | 433.7397 | 926.0498 | 118.967 | 12.7598 | 0 | 98.9733 | 216.6171 | 118.1493 | 22.0972 | 182.7729 | 281.7479 | 0 | 7.2612 | 45.6688 | 244.0449 | 0 | 142.457 | 0
2025_11_12 Hr 17 | 0 | 0.001635 | 0.046107 | 3.5474 | 3.5621 | 3.5609 | 3.8089 | 3.8089 | 3.8089 | 108.166 | -14.5 | 0.1104 | 53 | 0 | 91.3864 | 91.3864 | 281.7479 | 0 | 0.00615 | 0.074 | 0.02596 | 0 | 0 | 0.0705 | 0.2574 | 46.06 | 7.2612 | 244.0449 | 0 | 0 | 0 | 0 | 16.7251 | 40.5261 | 0 | 0 | -286.4344 | 0.8541 | 12.5631 | 0 | -1 | -4.2 | 13.5985 | 0 | 0 | 30.5304 | 30.5304 | 30.5304 | 30.5304 | 35.5005 | 30.7476 | 0 | 0 | 9.2033 | 17.2743 | 0 | 73.4131 | 69.0439 | 39.9096 | 1293.903 | 34.2045 | 62.3951 | 0 | 0.5292 | 0 | 8.626 | 3.074 | 0 | 1265.2 | 279.1509 | -21.42 | 9.012 | 6.38 | -1.72 | 16.06 | 5.5505 | 53.711 | 2025-11-12 | 2025_11_12 Hr 17 | 88.209 | -0.00012 | -1265.2 | -286.4344 | 488.7284 | 926.4411 | 123.7049 | 12.7598 | 0 | 101.6281 | 266.116 | 120.9844 | 22.0972 | 182.7729 | 281.7479 | 0 | 7.2612 | 46.06 | 244.0449 | 0 | 142.457 | 0
2025_11_12 Hr 18 | 0 | 0.006015 | 0.16962 | 3.5474 | 3.5621 | 3.5609 | 3.8089 | 3.8089 | 3.8089 | 128.8759 | -14.5 | 0.1104 | 40 | 0 | 91.3864 | 91.3864 | 281.7479 | 0 | 0.00615 | 0.074 | 0.02596 | 0 | 0 | 0.0705 | 0.2574 | 46.06 | 7.2612 | 244.0449 | 0 | 0 | 0 | 0 | 17.5036 | 42.4123 | 0 | 0 | -304.5918 | 0.8541 | 12.5631 | 0 | -1 | -4.2 | 13.5985 | 0 | 0 | 36.1425 | 36.1425 | 36.1425 | 36.1425 | 42.0261 | 27.7992 | 0 | 0 | 9.2033 | 17.2743 | 0 | 73.4131 | 69.0439 | 37.8852 | 1346.375 | 35.0278 | 63.8971 | 0 | 0.5292 | 0 | 8.626 | 3.074 | 0 | 1284.392 | 264.0281 | -21.42 | 9.012 | 6.38 | -1.72 | 16.4466 | 5.6841 | 54.7075 | 2025-11-12 | 2025_11_12 Hr 18 | 93.0128 | -0.000341 | -1284.392 | -304.5918 | 543.9225 | 926.4411 | 105.86 | 12.7598 | 0 | 104.2928 | 315.7998 | 123.83 | 22.0972 | 182.7729 | 281.7479 | 0 | 7.2612 | 46.06 | 244.0449 | 0 | 142.457 | 0
2025_11_12 Hr 19 | 0 | 0.002235 | 0.063027 | 3.5474 | 3.5621 | 3.5609 | 3.8089 | 3.8089 | 3.8089 | 125.2959 | -14.5 | 0.1104 | 42 | 0 | 91.3864 | 91.3864 | 281.7479 | 0 | 0.00615 | 0.074 | 0.02596 | 0 | 0 | 0.0705 | 0.2574 | 46.06 | 7.2612 | 244.0449 | 0 | 0 | 0 | 0 | 17.369 | 42.0863 | 0 | 0 | -352.4155 | 0.8541 | 12.5631 | 0 | -1 | -4.2 | 13.5985 | 0 | 0 | 35.1724 | 35.1724 | 35.1724 | 35.1724 | 40.8981 | 28.8522 | 0 | 0 | 9.2033 | 17.2743 | 0 | 73.4131 | 69.0439 | 55.8156 | 1337.22 | 34.8855 | 63.6375 | 0 | 0.5292 | 0 | 8.626 | 3.074 | 0 | 1247.9 | 284.5158 | -21.42 | 9.012 | 6.38 | -1.72 | 16.3798 | 5.661 | 53.8963 | 2025-11-12 | 2025_11_12 Hr 19 | 91.9597 | -1.4e-05 | -1247.9 | -352.4155 | 534.3815 | 926.4411 | 126.7331 | 12.7598 | 0 | 103.8321 | 307.2113 | 123.3381 | 22.0972 | 182.7729 | 281.7479 | 0 | 7.2612 | 46.06 | 244.0449 | 0 | 142.457 | 0
2025_11_12 Hr 20 | 0 | 6e-05 | 0.001692 | 3.5474 | 3.5621 | 3.5609 | 3.8089 | 3.8089 | 3.8089 | 116.9812 | -14.5 | 0.1104 | 43 | 0 | 91.3864 | 91.3864 | 281.7479 | 0 | 0.00615 | 0.074 | 0.02596 | 0 | 0 | 0.0705 | 0.2574 | 46.06 | 7.2612 | 244.0449 | 0 | 0 | 0 | 0 | 17.0565 | 41.329 | 0 | 0 | -364.8854 | 0.8541 | 12.5631 | 0 | -1 | -4.2 | 13.5985 | 0 | 0 | 32.9192 | 32.9192 | 32.9192 | 32.9192 | 38.2781 | 31.8006 | 0 | 0 | 9.2033 | 17.2743 | 0 | 73.4131 | 69.0439 | 63.7686 | 1316.141 | 34.5549 | 63.0345 | 0 | 0.5292 | 0 | 8.626 | 3.074 | 0 | 1225.108 | 295.2726 | -21.42 | 9.012 | 6.38 | -1.72 | 16.2246 | 5.6073 | 53.1607 | 2025-11-12 | 2025_11_12 Hr 20 | 91.1652 | 0.000332 | -1225.108 | -364.8854 | 512.2219 | 926.4411 | 138.571 | 12.7598 | 0 | 102.7623 | 287.264 | 122.1956 | 22.0972 | 182.7729 | 281.7479 | 0 | 7.2612 | 46.06 | 244.0449 | 0 | 142.457 | 0
2025_11_12 Hr 21 | 0 | 0 | 0 | 3.5474 | 3.5621 | 3.5609 | 3.8089 | 3.8089 | 3.8089 | 94.0772 | -14.5 | 0.1104 | 54 | 0 | 91.3864 | 91.3864 | 281.7479 | 0 | 0.00615 | 0.074 | 0.02596 | 0 | 0 | 0.0705 | 0.2574 | 46.06 | 7.2612 | 244.0449 | 0 | 0 | 0 | 0 | 16.1955 | 39.2429 | 0 | 0 | -356.7548 | 0.8541 | 12.5631 | 0 | -1 | -4.2 | 13.5985 | 0 | 0 | 26.7126 | 26.7126 | 26.7126 | 26.7126 | 31.0611 | 41.6988 | 0 | 0 | 9.2033 | 17.2743 | 0 | 73.4131 | 69.0439 | 74.7582 | 1258.245 | 33.6443 | 61.3733 | 0 | 0.5292 | 0 | 8.626 | 3.074 | 0 | 1204.083 | 324.0132 | -21.42 | 9.012 | 6.38 | -1.72 | 15.797 | 5.4596 | 52.2238 | 2025-11-12 | 2025_11_12 Hr 21 | 82.814 | 0.000311 | -1204.083 | -356.7548 | 451.1802 | 926.4411 | 170.457 | 12.7598 | 0 | 99.8153 | 232.3164 | 119.0485 | 22.0972 | 182.7729 | 281.7479 | 0 | 7.2612 | 46.06 | 244.0449 | 0 | 142.457 | 0
2025_11_12 Hr 22 | 0 | 0 | 0 | 3.5474 | 3.5621 | 3.5609 | 3.8089 | 3.8089 | 3.8089 | 74.4452 | -14.5 | 0.1104 | 61 | 0 | 91.3864 | 91.3864 | 281.7479 | 0 | 0.00615 | 0.074 | 0.02596 | 0 | 0 | 0.0705 | 0.2574 | 46.06 | 7.2612 | 244.0449 | 0 | 0 | 0 | 0 | 15.4576 | 37.4548 | 0 | 0 | -373.3554 | 0.8541 | 12.5631 | 0 | -1 | -4.2 | 13.5985 | 0 | 0 | 21.3926 | 21.3926 | 21.3926 | 21.3926 | 24.8751 | 47.7009 | 0 | 0 | 9.2033 | 17.2743 | 0 | 73.4131 | 69.0439 | 77.7948 | 1208.621 | 32.8638 | 59.9495 | 0 | 0.5292 | 0 | 8.626 | 3.074 | 0 | 1151.2 | 337.3544 | -21.42 | 9.012 | 6.38 | -1.72 | 15.4305 | 5.3329 | 50.3547 | 2025-11-12 | 2025_11_12 Hr 22 | 78.3674 | -4e-05 | -1151.2 | -373.3554 | 398.8588 | 926.4411 | 186.4957 | 12.7598 | 0 | 97.2893 | 185.2185 | 116.351 | 22.0972 | 182.7729 | 281.7479 | 0 | 7.2612 | 46.06 | 244.0449 | 0 | 142.457 | 0
2025_11_12 Hr 23 | 0 | 0 | 0 | 3.5474 | 3.5621 | 3.5609 | 3.8089 | 3.8089 | 3.8089 | 46.8449 | 0 | 0.1104 | 61 | 0 | 91.3864 | 91.3864 | 283.5925 | 0 | 0.00615 | 0.074 | 0.02596 | 0 | 0 | 0.0705 | 0.2574 | 46.06 | 7.2612 | 245.025 | 0 | 0 | 0 | 0 | 14.4201 | 34.941 | 0 | 0 | -369.1725 | 0.8541 | 12.5631 | 0 | -1 | -4.2 | 13.5985 | 0 | 0 | 13.9133 | 13.9133 | 13.9133 | 13.9133 | 16.1783 | 45.7002 | 0 | 0 | 9.2033 | 17.2743 | 0 | 74.1091 | 69.6985 | 54.8034 | 1143.031 | 31.7664 | 57.9478 | 0 | 0.5292 | 0 | 8.626 | 3.074 | 0 | 1075.508 | 308.5699 | -6.92 | 9.012 | 6.38 | -1.72 | 14.9153 | 5.1548 | 47.3118 | 2025-11-12 | 2025_11_12 Hr 23 | 86.1679 | 0.000304 | -1075.508 | -369.1725 | 339.801 | 930.6164 | 161.5036 | 12.7598 | 0 | 93.738 | 119.0043 | 127.0586 | 22.0972 | 182.7729 | 283.5925 | 0 | 7.2612 | 46.06 | 245.025 | 0 | 143.8077 | 0
2025_11_12 Hr 24 | 0 | 0 | 0 | 3.5474 | 3.5621 | 3.5609 | 3.8089 | 3.8089 | 3.8089 | 36.6934 | 0 | 0.1104 | 53 | 0 | 91.3864 | 91.3864 | 283.5925 | 0 | 0.00615 | 0.074 | 0.02596 | 0 | 0 | 0.0705 | 0.2574 | 46.06 | 7.2612 | 245.025 | 0 | 0 | 0 | 0 | 13.8341 | 33.5211 | 0 | 0 | -391.502 | 0.8541 | 12.5631 | 0 | -1 | -4.2 | 13.5985 | 0 | 0 | 9.6886 | 9.6886 | 9.6886 | 9.6886 | 11.2658 | 48.6486 | 0 | 0 | 9.2033 | 17.2743 | 0 | 74.1091 | 69.6985 | 49.887 | 1109.062 | 31.1466 | 56.8171 | 0 | 0.5292 | 0 | 8.626 | 3.074 | 0 | 1007.1 | 296.4598 | -6.92 | 9.012 | 6.38 | -1.72 | 14.6243 | 5.0543 | 44.9053 | 2025-11-12 | 2025_11_12 Hr 24 | 80.0704 | 1.4e-05 | -1007.1 | -391.502 | 303.6902 | 930.6164 | 151.5356 | 12.7598 | 0 | 91.7321 | 87.0416 | 124.9165 | 22.0972 | 182.7729 | 283.5925 | 0 | 7.2612 | 46.06 | 245.025 | 0 | 143.8077 | 0
2025_11_13 Hr 01 | 0 | 0 | 0 | 3.5474 | 3.5621 | 3.5609 | 3.8089 | 3.8089 | 3.8089 | 36.6934 | 0 | 0.1104 | 51 | 0 | 91.3864 | 91.3864 | 283.5925 | 0 | 0.00615 | 0.074 | 0.02596 | 0 | 0 | 0.0705 | 0.2574 | 46.06 | 7.2612 | 245.025 | 0 | 0 | 0 | 0 | 13.7829 | 33.3858 | 0 | 0 | -395.2802 | 0.8541 | 12.5701 | 0 | -1 | -4.2 | 13.6204 | 0 | 0 | 8.7633 | 8.7633 | 8.7633 | 8.7633 | 10.1899 | 51.7023 | 0 | 0 | 9.2184 | 16.9469 | 0 | 74.1091 | 69.6985 | 33.8364 | 1104.139 | 30.4141 | 55.5014 | 0 | 0.5292 | 0 | 8.626 | 3.074 | 0 | 980.5917 | 278.6529 | -6.92 | 9.0082 | 6.38 | -1.72 | 14.3064 | 4.9378 | 43.9086 | 2025-11-13 | 2025_11_13 Hr 01 | 84.0539 | -9.2e-05 | -980.5917 | -395.2802 | 295.9569 | 930.6164 | 136.5387 | 12.7598 | 0 | 91.5858 | 82.2646 | 122.1065 | 22.0972 | 182.7729 | 283.5925 | 0 | 7.2612 | 46.06 | 245.025 | 0 | 143.8077 | 0
2025_11_13 Hr 02 | 0 | 0 | 0 | 3.5474 | 3.5621 | 3.5609 | 3.8089 | 3.8089 | 3.8089 | 36.6934 | 0 | 0.1104 | 54 | 0 | 91.3864 | 91.3864 | 283.5925 | 0 | 0.00615 | 0.074 | 0.02596 | 0 | 0 | 0.0705 | 0.2574 | 46.06 | 7.2612 | 245.025 | 0 | 0 | 0 | 0 | 13.63 | 33.0155 | 0 | 0 | -395.6939 | 0.8541 | 12.5701 | 0 | -1 | -4.2 | 13.6204 | 0 | 0 | 7.6871 | 7.6871 | 7.6871 | 7.6871 | 8.9385 | 55.5984 | 0 | 0 | 9.2184 | 16.9469 | 0 | 74.1091 | 69.6985 | 24.8712 | 1098.059 | 30.2562 | 55.2133 | 0 | 0.5292 | 0 | 8.626 | 3.074 | 0 | 971.4833 | 276.038 | -6.92 | 9.0082 | 6.38 | -1.72 | 14.2321 | 4.9121 | 43.5545 | 2025-11-13 | 2025_11_13 Hr 02 | 81.9268 | 9e-06 | -971.4833 | -395.6939 | 289.3314 | 930.6164 | 134.4696 | 12.7598 | 0 | 91.0626 | 76.7081 | 121.5607 | 22.0972 | 182.7729 | 283.5925 | 0 | 7.2612 | 46.06 | 245.025 | 0 | 143.8077 | 0
2025_11_13 Hr 03 | 0 | 0 | 0 | 3.5474 | 3.5621 | 3.5609 | 3.8089 | 3.8089 | 3.8089 | 36.6934 | 0 | 0.1104 | 58 | 0 | 91.3864 | 91.3864 | 283.5925 | 0 | 0.00615 | 0.074 | 0.02596 | 0 | 0 | 0.0705 | 0.2574 | 46.06 | 7.2612 | 245.025 | 0 | 0 | 0 | 0 | 13.4297 | 32.5301 | 0 | 0 | -430.4029 | 0.8541 | 12.5701 | 0 | -1 | -4.2 | 13.6204 | 0 | 0 | 6.2764 | 6.2764 | 6.2764 | 6.2764 | 7.2982 | 56.6514 | 0 | 0 | 9.2184 | 16.9469 | 0 | 74.1091 | 69.6985 | 56.8278 | 1090.091 | 30.0493 | 54.8357 | 0 | 0.5292 | 0 | 8.626 | 3.074 | 0 | 965.1 | 312.3322 | -6.92 | 9.0082 | 6.38 | -1.72 | 14.1348 | 4.8786 | 43.7593 | 2025-11-13 | 2025_11_13 Hr 03 | 81.9664 | 6e-06 | -965.1 | -430.4029 | 280.6475 | 930.6164 | 171.4792 | 12.7598 | 0 | 90.3769 | 69.4253 | 120.8453 | 22.0972 | 182.7729 | 283.5925 | 0 | 7.2612 | 46.06 | 245.025 | 0 | 143.8077 | 0
2025_11_13 Hr 04 | 0 | 0 | 0 | 3.5474 | 3.5621 | 3.5609 | 3.8089 | 3.8089 | 3.8089 | 36.6934 | 0 | 0.1104 | 70 | 0 | 91.3864 | 91.3864 | 283.5925 | 0 | 0.00615 | 0.074 | 0.02596 | 0 | 0 | 0.0705 | 0.2574 | 46.06 | 7.2612 | 245.025 | 0 | 0 | 0 | 0 | 13.3985 | 32.4546 | 0 | 0 | -419.7583 | 0.8541 | 12.5701 | 0 | -1 | -4.2 | 13.6204 | 0 | 0 | 6.057 | 6.057 | 6.057 | 6.057 | 7.043 | 56.6514 | 0 | 0 | 9.2184 | 16.9469 | 0 | 74.1091 | 69.6985 | 41.934 | 1088.851 | 30.0172 | 54.777 | 0 | 0.5292 | 0 | 8.626 | 3.074 | 0 | 971.5 | 309.3271 | -6.92 | 9.0082 | 6.38 | -1.72 | 14.1196 | 4.8733 | 43.8718 | 2025-11-13 | 2025_11_13 Hr 04 | 86.7492 | -3.1e-05 | -971.5 | -419.7583 | 279.2966 | 930.6164 | 168.5854 | 12.7598 | 0 | 90.2702 | 68.2924 | 120.734 | 22.0972 | 182.7729 | 283.5925 | 0 | 7.2612 | 46.06 | 245.025 | 0 | 143.8077 | 0
2025_11_13 Hr 05 | 0 | 0 | 0 | 3.5474 | 3.5621 | 3.5609 | 3.8089 | 3.8089 | 3.8089 | 36.6934 | 0 | 0.1104 | 72 | 0 | 91.3864 | 91.3864 | 283.5925 | 0 | 0.00615 | 0.074 | 0.02596 | 0 | 0 | 0.0705 | 0.2574 | 46.06 | 7.2612 | 245.025 | 0 | 0 | 0 | 0 | 14.0189 | 33.9574 | 0 | 0 | -396.152 | 0.8541 | 12.5701 | 0 | -1 | -4.2 | 13.6204 | 0 | 0 | 10.4247 | 10.4247 | 10.4247 | 10.4247 | 12.1218 | 59.5998 | 0 | 0 | 9.2184 | 16.9469 | 0 | 74.1091 | 69.6985 | 22.9914 | 1113.524 | 30.6578 | 55.946 | 0 | 0.5292 | 0 | 8.626 | 3.074 | 0 | 1008 | 297.5479 | -6.92 | 9.0082 | 6.38 | -1.72 | 14.421 | 4.9773 | 45.002 | 2025-11-13 | 2025_11_13 Hr 05 | 94.9937 | 3e-06 | -1008 | -396.152 | 306.1846 | 930.6164 | 154.5912 | 12.7598 | 0 | 92.3935 | 90.8421 | 122.949 | 22.0972 | 182.7729 | 283.5925 | 0 | 7.2612 | 46.06 | 245.025 | 0 | 143.8077 | 0
2025_11_13 Hr 06 | 0 | 0 | 0 | 3.5474 | 3.5621 | 3.5609 | 3.8089 | 3.8089 | 3.8089 | 54.9683 | 0 | 0.1104 | 67 | 0 | 91.3864 | 91.3864 | 283.5925 | 0 | 0.00615 | 0.074 | 0.02596 | 0 | 0 | 0.0705 | 0.2574 | 46.06 | 7.2612 | 245.025 | 0 | 0 | 0 | 0 | 14.7477 | 35.7227 | 0 | 0 | -334.5339 | 0.8541 | 12.5701 | 0 | -1 | -4.2 | 13.6204 | 0 | 0 | 15.5553 | 15.5553 | 15.5553 | 15.5553 | 18.0875 | 61.6005 | 0 | 0 | 9.2184 | 16.9469 | 0 | 74.1091 | 69.6985 | 13.014 | 1160.781 | 31.4103 | 57.3192 | 0 | 0.5292 | 0 | 8.626 | 3.074 | 0 | 1106.5 | 287.173 | -6.92 | 9.0082 | 6.38 | -1.72 | 14.7749 | 5.0995 | 48.0794 | 2025-11-13 | 2025_11_13 Hr 06 | 101.5272 | 1.1e-05 | -1106.5 | -334.5339 | 356.0432 | 930.6164 | 141.6145 | 12.7598 | 0 | 94.8875 | 135.6048 | 125.5508 | 22.0972 | 182.7729 | 283.5925 | 0 | 7.2612 | 46.06 | 245.025 | 0 | 143.8077 | 0
2025_11_13 Hr 07 | 0 | 0 | 0 | 3.5474 | 3.5621 | 3.5609 | 3.8089 | 3.8089 | 3.8089 | 99.7579 | -14.5 | 0.1104 | 62 | 0 | 91.3864 | 91.3864 | 281.7479 | 0 | 0.00615 | 0.074 | 0.02596 | 0 | 0 | 0.0705 | 0.2574 | 46.06 | 7.2612 | 244.0449 | 0 | 0 | 0 | 0 | 16.4709 | 39.8968 | 0 | 0 | -324.0165 | 0.8541 | 12.5701 | 0 | -1 | -4.2 | 13.6204 | 0 | 0 | 27.6867 | 27.6867 | 27.6867 | 27.6867 | 32.1939 | 62.5482 | 0 | 0 | 9.2184 | 16.9469 | 0 | 73.4131 | 69.0439 | 7.953 | 1269.925 | 33.1896 | 60.5662 | 0 | 0.5292 | 0 | 8.626 | 3.074 | 0 | 1208.7 | 284.2119 | -21.42 | 9.0082 | 6.38 | -1.72 | 15.6119 | 5.3884 | 51.9752 | 2025-11-13 | 2025_11_13 Hr 07 | 97.5073 | 2.6e-05 | -1208.7 | -324.0165 | 461.0144 | 926.4411 | 132.5012 | 12.7598 | 0 | 100.7849 | 243.0266 | 117.203 | 22.0972 | 182.7729 | 281.7479 | 0 | 7.2612 | 46.06 | 244.0449 | 0 | 142.457 | 0
2025_11_13 Hr 08 | 0 | 0 | 0 | 3.5474 | 3.5621 | 3.5609 | 3.8089 | 3.8089 | 3.8089 | 116.1152 | -14.5 | 0.1104 | 39 | 0 | 91.3864 | 91.3864 | 281.7479 | 0 | 0.00615 | 0.074 | 0.02596 | 0 | 0 | 0.0705 | 0.2574 | 46.06 | 7.2612 | 244.0449 | 0 | 0 | 0 | 0 | 17.1002 | 41.4212 | 0 | 0 | -290.7115 | 0.8541 | 12.5701 | 0 | -1 | -4.2 | 13.6204 | 0 | 0 | 32.1172 | 32.1172 | 32.1172 | 32.1172 | 37.3455 | 59.5998 | 0 | 0 | 9.2184 | 16.9469 | 0 | 73.4131 | 69.0439 | 8.9652 | 1311.309 | 33.8394 | 61.752 | 0 | 0.5292 | 0 | 8.626 | 3.074 | 0 | 1260.7 | 261.5225 | -21.42 | 9.0082 | 6.38 | -1.72 | 15.9176 | 5.4939 | 53.5896 | 2025-11-13 | 2025_11_13 Hr 08 | 103.7276 | -3.7e-05 | -1260.7 | -290.7115 | 504.6456 | 926.4411 | 107.565 | 12.7598 | 0 | 102.9386 | 282.2572 | 119.4497 | 22.0972 | 182.7729 | 281.7479 | 0 | 7.2612 | 46.06 | 244.0449 | 0 | 142.457 | 0
2025_11_13 Hr 09 | 0.52238 | 0.000255 | 0.007191 | 3.5474 | 3.5621 | 3.5609 | 3.8089 | 3.8089 | 3.8089 | 110.2899 | -14.5 | 0.1104 | 25 | 0 | 91.3864 | 91.3864 | 281.7479 | 0 | 0.00615 | 0.074 | 0.02596 | 0 | 0 | 0.0705 | 0.2574 | 46.06 | 7.2612 | 244.0449 | 0 | 0 | 0 | 0 | 16.8761 | 40.8783 | 0 | 0 | -302.7666 | 0.8541 | 12.5701 | 0 | -1 | -4.2 | 13.6204 | 0 | 0 | 30.5393 | 30.5393 | 30.5393 | 30.5393 | 35.5108 | 50.6493 | 0 | 0 | 9.2184 | 16.9469 | 0 | 73.4131 | 69.0439 | 12.0018 | 1296.578 | 33.608 | 61.3297 | 0 | 0.5292 | -0.52238 | 8.626 | 3.074 | 0 | 1213.2 | 241.331 | -21.9424 | 9.0082 | 6.38 | -1.72 | 15.8087 | 5.4563 | 51.8732 | 2025-11-13 | 2025_11_13 Hr 09 | 89.347 | 8e-06 | -1213.2 | -302.7666 | 489.1072 | 926.4411 | 87.6585 | 12.7598 | 0 | 102.1716 | 268.286 | 118.6496 | 22.0972 | 182.7729 | 281.7479 | 0 | 7.2612 | 46.06 | 244.0449 | 0 | 142.457 | 0
2025_11_13 Hr 10 | 1.5489 | 0.003195 | 0.090099 | 3.5474 | 3.5621 | 3.5609 | 3.8089 | 3.8089 | 3.8089 | 102.5356 | -14.5 | 0.1104 | 8 | 0 | 91.3864 | 91.3864 | 281.7479 | 0 | 0.00615 | 0.074 | 0.02596 | 0 | 0 | 0.0705 | 0.2574 | 46.06 | 7.2612 | 244.0449 | 0 | 0 | 0 | 0 | 16.5778 | 40.1557 | 0 | 0 | -254.3237 | 0.8541 | 12.5701 | 0 | -1 | -4.2 | 13.6204 | 0 | 0 | 28.4391 | 28.4391 | 28.4391 | 28.4391 | 33.0687 | 53.5977 | 0 | 0 | 9.2184 | 16.9469 | 0 | 73.4131 | 69.0439 | 0 | 1277.042 | 33.2999 | 60.7676 | 0 | 0.5292 | -1.5489 | 8.626 | 3.074 | 0 | 1214.992 | 215.242 | -22.9689 | 9.0082 | 6.38 | -1.72 | 15.6638 | 5.4063 | 51.3066 | 2025-11-13 | 2025_11_13 Hr 10 | 81.0389 | -0.000337 | -1214.992 | -254.3237 | 468.4235 | 926.4411 | 61.691 | 12.7598 | 0 | 101.1506 | 249.6884 | 117.5845 | 22.0972 | 182.7729 | 281.7479 | 0 | 7.2612 | 46.06 | 244.0449 | 0 | 142.457 | 0
2025_11_13 Hr 11 | 2.0679 | 0.007185 | 0.20262 | 3.5474 | 3.5621 | 3.5609 | 3.8089 | 3.8089 | 3.8089 | 93.624 | -14.5 | 0.1104 | 6 | 0 | 91.3864 | 91.3864 | 281.7479 | 0 | 0.00615 | 0.074 | 0.02596 | 0 | 0 | 0.0705 | 0.2574 | 46.06 | 7.2612 | 244.0449 | 0 | 0 | 0 | 0 | 16.2349 | 39.3252 | 0 | 0 | -255.5155 | 0.8541 | 12.5701 | 0 | -1 | -4.2 | 13.6204 | 0 | 0 | 26.0253 | 26.0253 | 26.0253 | 26.0253 | 30.262 | 58.6521 | 0 | 0 | 9.2184 | 16.9469 | 0 | 73.4131 | 69.0439 | 0 | 1254.608 | 32.9459 | 60.1215 | 0 | 0.5292 | -2.0679 | 8.626 | 3.074 | 0 | 1193.2 | 217.5954 | -23.4879 | 9.0082 | 6.38 | -1.72 | 15.4973 | 5.3488 | 50.462 | 2025-11-13 | 2025_11_13 Hr 11 | 76.58 | -1.9e-05 | -1193.2 | -255.5155 | 444.6527 | 926.4411 | 64.8619 | 12.7598 | 0 | 99.9772 | 228.315 | 116.3604 | 22.0972 | 182.7729 | 281.7479 | 0 | 7.2612 | 46.06 | 244.0449 | 0 | 142.457 | 0
2025_11_13 Hr 12 | 2.5903 | 0.00975 | 0.27495 | 3.5474 | 3.5621 | 3.5609 | 3.8089 | 3.8089 | 3.8089 | 96.9031 | -14.5 | 0.1104 | 6 | 0 | 91.3864 | 91.3864 | 281.7479 | 0 | 0.00615 | 0.074 | 0.02596 | 0 | 0 | 0.0705 | 0.2574 | 46.06 | 7.2612 | 244.0449 | 0 | 0 | 0 | 0 | 16.3611 | 39.6308 | 0 | 0 | -284.6773 | 0.8541 | 12.5701 | 0 | -1 | -4.2 | 13.6204 | 0 | 0 | 26.9135 | 26.9135 | 26.9135 | 26.9135 | 31.2947 | 61.6005 | 0 | 0 | 9.2184 | 16.9469 | 0 | 73.4131 | 69.0439 | 0 | 1262.977 | 33.0762 | 60.3593 | 0 | 0.5292 | -2.5903 | 8.626 | 3.074 | 0 | 1175.808 | 221.5191 | -24.0103 | 9.0082 | 6.38 | -1.72 | 15.5586 | 5.37 | 50.1592 | 2025-11-13 | 2025_11_13 Hr 12 | 72.971 | 0.000328 | -1175.808 | -284.6773 | 453.3995 | 926.4411 | 67.8852 | 12.7598 | 0 | 100.409 | 236.1797 | 116.8108 | 22.0972 | 182.7729 | 281.7479 | 0 | 7.2612 | 46.06 | 244.0449 | 0 | 142.457 | 0
2025_11_13 Hr 13 | 7.2618 | 0.01107 | 0.31217 | 3.5474 | 3.5621 | 3.5609 | 3.8089 | 3.8089 | 3.8089 | 90.6534 | -14.5 | 0.1104 | 7 | 0 | 91.3864 | 91.3864 | 281.7479 | 0 | 0.00615 | 0.074 | 0.02596 | 0 | 0 | 0.0705 | 0.2574 | 46.06 | 7.2612 | 244.0449 | 0 | 0 | 0 | 0 | 16.1206 | 39.0483 | 0 | 0 | -288.9531 | 0.8541 | 12.5701 | 0 | -1 | -4.2 | 13.6204 | 0 | 0 | 25.2207 | 25.2207 | 25.2207 | 25.2207 | 29.3264 | 59.5998 | 0 | 0 | 9.2184 | 16.9469 | 0 | 73.4131 | 69.0439 | 0 | 1247.202 | 32.8279 | 59.9062 | 0 | 0.5292 | -7.2618 | 8.626 | 3.074 | 0 | 1153.9 | 224.3328 | -28.6818 | 9.0082 | 6.38 | -1.72 | 15.4418 | 5.3297 | 49.3507 | 2025-11-13 | 2025_11_13 Hr 13 | 71.4861 | -4.7e-05 | -1153.9 | -288.9531 | 436.7291 | 926.4411 | 66.923 | 12.7598 | 0 | 99.5861 | 221.1906 | 115.9524 | 22.0972 | 182.7729 | 281.7479 | 0 | 7.2612 | 46.06 | 244.0449 | 0 | 142.457 | 0
2025_11_13 Hr 14 | 6.7511 | 0.01152 | 0.32486 | 3.5474 | 3.5621 | 3.5609 | 3.8089 | 3.8089 | 3.8089 | 81.1631 | -14.5 | 0.1104 | 8 | 0 | 91.3864 | 91.3864 | 281.7479 | 0 | 0.00615 | 0.074 | 0.02596 | 0 | 0 | 0.0705 | 0.2574 | 45.0817 | 0 | 244.0449 | 0 | 0 | 0 | 0 | 15.7555 | 38.1639 | 0 | 0 | -264.6769 | 0.8541 | 12.5701 | 0 | -1 | -4.2 | 13.6204 | 0 | 0 | 22.6502 | 22.6502 | 22.6502 | 22.6502 | 26.3375 | 58.6521 | 0 | 0 | 9.2184 | 16.9469 | 0 | 73.4131 | 69.0439 | 1.0122 | 1214.964 | 32.4509 | 59.2182 | 0 | 0.5292 | -6.7511 | 8.626 | 3.074 | 0 | 1145.7 | 223.5835 | -28.1711 | 9.0082 | 6.38 | -1.72 | 15.2644 | 5.2685 | 48.7076 | 2025-11-13 | 2025_11_13 Hr 14 | 71.4553 | -6.1e-05 | -1145.7 | -264.6769 | 411.4148 | 918.2015 | 68.0007 | 12.7598 | 0 | 98.3365 | 198.4294 | 114.6489 | 22.0972 | 182.7729 | 281.7479 | 0 | 0 | 45.0817 | 244.0449 | 0 | 142.457 | 0
2025_11_13 Hr 15 | 5.6897 | 0.011415 | 0.3219 | 3.5474 | 3.5621 | 3.5609 | 3.8089 | 3.8089 | 3.8089 | 72.7144 | -14.5 | 0.1104 | 9 | 0 | 91.3864 | 91.3864 | 281.7479 | 0 | 0.00615 | 0.074 | 0.02596 | 0 | 0 | 0.0705 | 0.2574 | 43.1242 | 0 | 244.0449 | 0 | 0 | 0 | 0 | 15.4305 | 37.3765 | 0 | 0 | -250.5968 | 0.8541 | 12.5701 | 0 | -1 | -4.2 | 13.6204 | 0 | 0 | 20.3619 | 20.3619 | 20.3619 | 20.3619 | 23.6766 | 58.6521 | 0 | 0 | 9.2184 | 16.9469 | 0 | 73.4131 | 69.0439 | 5.9286 | 1191.629 | 32.1153 | 58.6057 | 0 | 0.5292 | -5.6897 | 8.626 | 3.074 | 0 | 1141.2 | 227.2779 | -27.1097 | 9.0082 | 6.38 | -1.72 | 15.1065 | 5.214 | 48.3447 | 2025-11-13 | 2025_11_13 Hr 15 | 70.8271 | -1.3e-05 | -1141.2 | -250.5968 | 388.8789 | 916.244 | 73.914 | 12.7598 | 0 | 97.2241 | 178.1664 | 113.4884 | 22.0972 | 182.7729 | 281.7479 | 0 | 0 | 43.1242 | 244.0449 | 0 | 142.457 | 0
2025_11_13 Hr 16 | 3.1011 | 0.010455 | 0.29483 | 3.5474 | 3.5621 | 3.5609 | 3.8089 | 3.8089 | 3.8089 | 87.0656 | -14.5 | 0.1104 | 8 | 0 | 91.3864 | 91.3864 | 281.7479 | 0 | 0.00615 | 0.074 | 0.02596 | 0 | 0 | 0.0705 | 0.2574 | 45.8642 | 0 | 244.0449 | 0 | 0 | 0 | 0 | 15.9826 | 38.714 | 0 | 0 | -273.6056 | 0.8541 | 12.5701 | 0 | -1 | -4.2 | 13.6204 | 0 | 0 | 24.249 | 24.249 | 24.249 | 24.249 | 28.1965 | 62.5482 | 0 | 0 | 9.2184 | 16.9469 | 0 | 73.4131 | 69.0439 | 6.9408 | 1230.651 | 32.6854 | 59.6461 | 0 | 0.5292 | -3.1011 | 8.626 | 3.074 | 0 | 1163.092 | 230.5678 | -24.5211 | 9.0082 | 6.38 | -1.72 | 15.3747 | 5.3065 | 49.5116 | 2025-11-13 | 2025_11_13 Hr 16 | 77.8419 | -0.000371 | -1163.092 | -273.6056 | 427.1591 | 918.984 | 77.7943 | 12.7598 | 0 | 99.1137 | 212.5858 | 115.4596 | 22.0972 | 182.7729 | 281.7479 | 0 | 0 | 45.8642 | 244.0449 | 0 | 142.457 | 0
2025_11_13 Hr 17 | 0 | 0.00849 | 0.23942 | 3.5474 | 3.5621 | 3.5609 | 3.8089 | 3.8089 | 3.8089 | 113.4533 | -14.5 | 0.1104 | 8 | 0 | 91.3864 | 91.3864 | 281.7479 | 0 | 0.00615 | 0.074 | 0.02596 | 0 | 0 | 0.0705 | 0.2574 | 46.06 | 0 | 244.0449 | 0 | 0 | 0 | 0 | 16.9978 | 41.1732 | 0 | 0 | -256.5449 | 0.8541 | 12.5701 | 0 | -1 | -4.2 | 13.6204 | 0 | 0 | 31.3962 | 31.3962 | 31.3962 | 31.3962 | 36.5072 | 65.6019 | 0 | 0 | 9.2184 | 16.9469 | 0 | 73.4131 | 69.0439 | 12.0018 | 1297.552 | 33.7336 | 61.5591 | 0 | 0.5292 | 0 | 8.626 | 3.074 | 0 | 1258.792 | 239.204 | -21.42 | 9.0082 | 6.38 | -1.72 | 15.8678 | 5.4767 | 53.0647 | 2025-11-13 | 2025_11_13 Hr 17 | 90.1921 | -0.000379 | -1258.792 | -256.5449 | 497.5452 | 919.1799 | 85.8516 | 12.7598 | 0 | 102.5881 | 275.873 | 119.0841 | 22.0972 | 182.7729 | 281.7479 | 0 | 0 | 46.06 | 244.0449 | 0 | 142.457 | 0
2025_11_13 Hr 18 | 0 | 0.0057 | 0.16074 | 3.5474 | 3.5621 | 3.5609 | 3.8089 | 3.8089 | 3.8089 | 134.2085 | -14.5 | 0.1104 | 9 | 0 | 91.3864 | 91.3864 | 281.7479 | 0 | 0.00615 | 0.074 | 0.02596 | 0 | 0 | 0.0705 | 0.2574 | 46.06 | 0 | 244.0449 | 0 | 0 | 0 | 0 | 17.7964 | 43.1074 | 0 | 0 | -282.6989 | 0.8541 | 12.5701 | 0 | -1 | -4.2 | 13.6204 | 0 | 0 | 37.0178 | 37.0178 | 37.0178 | 37.0178 | 43.044 | 70.551 | 0 | 0 | 9.2184 | 16.9469 | 0 | 73.4131 | 69.0439 | 18.9426 | 1349.985 | 34.5582 | 63.0637 | 0 | 0.5292 | 0 | 8.626 | 3.074 | 0 | 1300.808 | 254.942 | -21.42 | 9.0082 | 6.38 | -1.72 | 16.2557 | 5.6106 | 55.0674 | 2025-11-13 | 2025_11_13 Hr 18 | 95.3901 | 0.000225 | -1300.808 | -282.6989 | 552.9074 | 919.1799 | 98.66 | 12.7598 | 0 | 105.3209 | 325.6515 | 121.935 | 22.0972 | 182.7729 | 281.7479 | 0 | 0 | 46.06 | 244.0449 | 0 | 142.457 | 0
2025_11_13 Hr 19 | 0 | 0.0021 | 0.05922 | 3.5474 | 3.5621 | 3.5609 | 3.8089 | 3.8089 | 3.8089 | 130.0421 | -14.5 | 0.1104 | 11 | 0 | 91.3864 | 91.3864 | 281.7479 | 0 | 0.00615 | 0.074 | 0.02596 | 0 | 0 | 0.0705 | 0.2574 | 46.06 | 0 | 244.0449 | 0 | 0 | 0 | 0 | 17.6361 | 42.7191 | 0 | 0 | -276.6187 | 0.8541 | 12.5701 | 0 | -1 | -4.2 | 13.6204 | 0 | 0 | 35.8893 | 35.8893 | 35.8893 | 35.8893 | 41.7317 | 67.4973 | 0 | 0 | 9.2184 | 16.9469 | 0 | 73.4131 | 69.0439 | 16.9182 | 1339.342 | 34.3927 | 62.7617 | 0 | 0.5292 | 0 | 8.626 | 3.074 | 0 | 1292.592 | 251.288 | -21.42 | 9.0082 | 6.38 | -1.72 | 16.1778 | 5.5837 | 54.6631 | 2025-11-13 | 2025_11_13 Hr 19 | 97.4471 | -0.000297 | -1292.592 | -276.6187 | 541.7939 | 919.1799 | 95.4768 | 12.7598 | 0 | 104.7723 | 315.6589 | 121.3627 | 22.0972 | 182.7729 | 281.7479 | 0 | 0 | 46.06 | 244.0449 | 0 | 142.457 | 0
2025_11_13 Hr 20 | 0 | 4.5e-05 | 0.001269 | 3.5474 | 3.5621 | 3.5609 | 3.8089 | 3.8089 | 3.8089 | 118.0442 | -14.5 | 0.1104 | 11 | 0 | 91.3864 | 91.3864 | 281.7479 | 0 | 0.00615 | 0.074 | 0.02596 | 0 | 0 | 0.0705 | 0.2574 | 46.06 | 0 | 244.0449 | 0 | 0 | 0 | 0 | 17.1745 | 41.601 | 0 | 0 | -249.8599 | 0.8541 | 12.5701 | 0 | -1 | -4.2 | 13.6204 | 0 | 0 | 32.6396 | 32.6396 | 32.6396 | 32.6396 | 37.953 | 65.6019 | 0 | 0 | 9.2184 | 16.9469 | 0 | 73.4131 | 69.0439 | 14.0262 | 1308.929 | 33.916 | 61.8919 | 0 | 0.5292 | 0 | 8.626 | 3.074 | 0 | 1282.5 | 244.8505 | -21.42 | 9.0082 | 6.38 | -1.72 | 15.9536 | 5.5063 | 53.9126 | 2025-11-13 | 2025_11_13 Hr 20 | 94.066 | 5.6e-05 | -1282.5 | -249.8599 | 509.7909 | 919.1799 | 90.6294 | 12.7598 | 0 | 103.1926 | 286.8836 | 119.7147 | 22.0972 | 182.7729 | 281.7479 | 0 | 0 | 46.06 | 244.0449 | 0 | 142.457 | 0
2025_11_13 Hr 21 | 0 | 0 | 0 | 3.5474 | 3.5621 | 3.5609 | 3.8089 | 3.8089 | 3.8089 | 98.2534 | -14.5 | 0.1104 | 19 | 0 | 91.3864 | 91.3864 | 281.7479 | 0 | 0.00615 | 0.074 | 0.02596 | 0 | 0 | 0.0705 | 0.2574 | 46.06 | 0 | 244.0449 | 0 | 0 | 0 | 0 | 16.413 | 39.7566 | 0 | 0 | -253.5527 | 0.8541 | 12.5701 | 0 | -1 | -4.2 | 13.6204 | 0 | 0 | 27.2792 | 27.2792 | 27.2792 | 27.2792 | 31.72 | 65.6019 | 0 | 0 | 9.2184 | 16.9469 | 0 | 73.4131 | 69.0439 | 16.9182 | 1258.857 | 33.1298 | 60.4571 | 0 | 0.5292 | 0 | 8.626 | 3.074 | 0 | 1236.908 | 253.0241 | -21.42 | 9.0082 | 6.38 | -1.72 | 15.5838 | 5.3787 | 52.1615 | 2025-11-13 | 2025_11_13 Hr 21 | 84.9634 | 0.00026 | -1236.908 | -253.5527 | 457.0012 | 919.1799 | 101.5201 | 12.7598 | 0 | 100.5868 | 239.4181 | 116.9963 | 22.0972 | 182.7729 | 281.7479 | 0 | 0 | 46.06 | 244.0449 | 0 | 142.457 | 0
2025_11_13 Hr 22 | 0 | 0 | 0 | 3.5474 | 3.5621 | 3.5609 | 3.8089 | 3.8089 | 3.8089 | 82.1662 | -14.5 | 0.1104 | 20 | 0 | 91.3864 | 91.3864 | 281.7479 | 0 | 0.00615 | 0.074 | 0.02596 | 0 | 0 | 0.0705 | 0.2574 | 46.06 | 0 | 244.0449 | 0 | 0 | 0 | 0 | 15.7941 | 38.2574 | 0 | 0 | -257.4216 | 0.8541 | 12.5701 | 0 | -1 | -4.2 | 13.6204 | 0 | 0 | 22.9219 | 22.9219 | 22.9219 | 22.9219 | 26.6534 | 59.5998 | 0 | 0 | 9.2184 | 16.9469 | 0 | 73.4131 | 69.0439 | 25.8834 | 1218.156 | 32.4907 | 59.2909 | 0 | 0.5292 | 0 | 8.626 | 3.074 | 0 | 1194.092 | 254.7775 | -21.42 | 9.0082 | 6.38 | -1.72 | 15.2832 | 5.2749 | 50.5223 | 2025-11-13 | 2025_11_13 Hr 22 | 79.7347 | -0.000406 | -1194.092 | -257.4216 | 414.0903 | 919.1799 | 105.4832 | 12.7598 | 0 | 98.4686 | 200.8351 | 114.7866 | 22.0972 | 182.7729 | 281.7479 | 0 | 0 | 46.06 | 244.0449 | 0 | 142.457 | 0
2025_11_13 Hr 23 | 0 | 0 | 0 | 3.5474 | 3.5621 | 3.5609 | 3.8089 | 3.8089 | 3.8089 | 53.1937 | 0 | 0.1104 | 27 | 0 | 91.3864 | 91.3864 | 283.5925 | 0 | 0.00615 | 0.074 | 0.02596 | 0 | 0 | 0.0705 | 0.2574 | 46.06 | 7.2612 | 245.025 | 0 | 0 | 0 | 0 | 14.6794 | 35.5573 | 0 | 0 | -293.5594 | 0.8541 | 12.5701 | 0 | -1 | -4.2 | 13.6204 | 0 | 0 | 15.0746 | 15.0746 | 15.0746 | 15.0746 | 17.5286 | 61.6005 | 0 | 0 | 9.2184 | 16.9469 | 0 | 74.1091 | 69.6985 | 36.873 | 1156.291 | 31.3398 | 57.1906 | 0 | 0.5292 | 0 | 8.626 | 3.074 | 0 | 1126.6 | 270.7883 | -6.92 | 9.0082 | 6.38 | -1.72 | 14.7418 | 5.0881 | 48.3337 | 2025-11-13 | 2025_11_13 Hr 23 | 89.8145 | -5.5e-05 | -1126.6 | -293.5594 | 351.3096 | 930.6164 | 125.4735 | 12.7598 | 0 | 94.6539 | 131.3487 | 125.3071 | 22.0972 | 182.7729 | 283.5925 | 0 | 7.2612 | 46.06 | 245.025 | 0 | 143.8077 | 0
2025_11_13 Hr 24 | 0 | 0 | 0 | 3.5474 | 3.5621 | 3.5609 | 3.8089 | 3.8089 | 3.8089 | 36.6934 | 0 | 0.1104 | 38 | 0 | 91.3864 | 91.3864 | 283.5925 | 0 | 0.00615 | 0.074 | 0.02596 | 0 | 0 | 0.0705 | 0.2574 | 46.06 | 7.2612 | 245.025 | 0 | 0 | 0 | 0 | 13.7339 | 33.2671 | 0 | 0 | -283.7857 | 0.8541 | 12.5701 | 0 | -1 | -4.2 | 13.6204 | 0 | 0 | 8.4185 | 8.4185 | 8.4185 | 8.4185 | 9.789 | 61.6005 | 0 | 0 | 9.2184 | 16.9469 | 0 | 74.1091 | 69.6985 | 48.8748 | 1102.191 | 30.3635 | 55.4091 | 0 | 0.5292 | 0 | 8.626 | 3.074 | 0 | 1101.9 | 290.4146 | -6.92 | 9.0082 | 6.38 | -1.72 | 14.2826 | 4.9296 | 47.2301 | 2025-11-13 | 2025_11_13 Hr 24 | 80.5263 | -1.7e-05 | -1101.9 | -283.7857 | 293.8341 | 930.6164 | 148.4753 | 12.7598 | 0 | 91.4182 | 80.4843 | 121.9316 | 22.0972 | 182.7729 | 283.5925 | 0 | 7.2612 | 46.06 | 245.025 | 0 | 143.8077 | 0
2025_11_14 Hr 01 | 0 | 0 | 0 | 3.5474 | 3.5621 | 3.5609 | 3.8089 | 3.8089 | 3.8089 | 36.6934 | 0 | 0.1104 | 40 | 0 | 91.3864 | 91.3864 | 283.5925 | 0 | 0.00615 | 0.074 | 0.02596 | 0 | 0 | 0.0705 | 0.2574 | 46.06 | 7.2612 | 245.025 | 0 | 0 | 0 | 0 | 13.3672 | 32.3681 | 0 | 0 | -316.1659 | 0.8541 | 12.5772 | 0 | -1 | -4.2 | 13.6422 | 0 | 0 | 5.582 | 5.582 | 5.582 | 5.582 | 6.4907 | 56.6514 | 0 | 0 | 9.2335 | 17.2798 | 0 | 74.1091 | 69.6985 | 63.7686 | 1086.321 | 30.486 | 55.6531 | 0 | 0.5292 | 0 | 8.626 | 3.074 | 0 | 1066.4 | 303.1645 | -6.92 | 9.0045 | 6.38 | -1.72 | 14.3662 | 4.9518 | 46.2548 | 2025-11-14 | 2025_11_14 Hr 01 | 80.6187 | -3.3e-05 | -1066.4 | -316.1659 | 278.7696 | 930.6164 | 160.42 | 12.7598 | 0 | 90.1927 | 65.8401 | 122.7368 | 22.0972 | 182.7729 | 283.5925 | 0 | 7.2612 | 46.06 | 245.025 | 0 | 143.8077 | 0
2025_11_14 Hr 02 | 0 | 0 | 0 | 3.5474 | 3.5621 | 3.5609 | 3.8089 | 3.8089 | 3.8089 | 36.6934 | 0 | 0.1104 | 19 | 0 | 91.3864 | 91.3864 | 283.5925 | 0 | 0.00615 | 0.074 | 0.02596 | 0 | 0 | 0.0705 | 0.2574 | 46.06 | 7.2612 | 245.025 | 0 | 0 | 0 | 0 | 13.2163 | 32.0028 | 0 | 0 | -289.0961 | 0.8541 | 12.5772 | 0 | -1 | -4.2 | 13.6422 | 0 | 0 | 4.5039 | 4.5039 | 4.5039 | 4.5039 | 5.2371 | 51.7023 | 0 | 0 | 9.2335 | 17.2798 | 0 | 74.1091 | 69.6985 | 63.7686 | 1080.239 | 30.3279 | 55.3645 | 0 | 0.5292 | 0 | 8.626 | 3.074 | 0 | 1060.892 | 276.6686 | -6.92 | 9.0045 | 6.38 | -1.72 | 14.2917 | 4.9262 | 45.6812 | 2025-11-14 | 2025_11_14 Hr 02 | 81.0283 | -0.000353 | -1060.892 | -289.0961 | 272.1406 | 930.6164 | 134.4709 | 12.7598 | 0 | 89.6765 | 60.2741 | 122.19 | 22.0972 | 182.7729 | 283.5925 | 0 | 7.2612 | 46.06 | 245.025 | 0 | 143.8077 | 0
2025_11_14 Hr 03 | 0 | 0 | 0 | 3.5474 | 3.5621 | 3.5609 | 3.8089 | 3.8089 | 3.8089 | 36.6934 | 0 | 0.1104 | 36 | 0 | 91.3864 | 91.3864 | 283.5925 | 0 | 0.00615 | 0.074 | 0.02596 | 0 | 0 | 0.0705 | 0.2574 | 46.06 | 7.2612 | 245.025 | 0 | 0 | 0 | 0 | 13.1856 | 31.9283 | 0 | 0 | -283.4348 | 0.8541 | 12.5772 | 0 | -1 | -4.2 | 13.6422 | 0 | 0 | 4.2841 | 4.2841 | 4.2841 | 4.2841 | 4.9815 | 47.7009 | 0 | 0 | 9.2335 | 17.2798 | 0 | 74.1091 | 69.6985 | 63.7686 | 1078.999 | 30.2957 | 55.3057 | 0 | 0.5292 | 0 | 8.626 | 3.074 | 0 | 1078.2 | 289.5558 | -6.92 | 9.0045 | 6.38 | -1.72 | 14.2765 | 4.9209 | 46.2899 | 2025-11-14 | 2025_11_14 Hr 03 | 81.0283 | -1e-05 | -1078.2 | -283.4348 | 270.7891 | 930.6164 | 147.4695 | 12.7598 | 0 | 89.5712 | 59.1393 | 122.0785 | 22.0972 | 182.7729 | 283.5925 | 0 | 7.2612 | 46.06 | 245.025 | 0 | 143.8077 | 0
2025_11_14 Hr 04 | 0 | 0 | 0 | 3.5474 | 3.5621 | 3.5609 | 3.8089 | 3.8089 | 3.8089 | 36.6934 | 0 | 0.1104 | 58 | 0 | 91.3864 | 91.3864 | 283.5925 | 0 | 0.00615 | 0.074 | 0.02596 | 0 | 0 | 0.0705 | 0.2574 | 46.06 | 7.2612 | 245.025 | 0 | 0 | 0 | 0 | 13.1533 | 31.8502 | 0 | 0 | -300.5161 | 0.8541 | 12.5772 | 0 | -1 | -4.2 | 13.6422 | 0 | 0 | 4.0538 | 4.0538 | 4.0538 | 4.0538 | 4.7138 | 39.6981 | 0 | 0 | 9.2335 | 17.2798 | 0 | 74.1091 | 69.6985 | 63.7686 | 1077.7 | 30.2619 | 55.244 | 0 | 0.5292 | 0 | 8.626 | 3.074 | 0 | 1073.7 | 303.4362 | -6.92 | 9.0045 | 6.38 | -1.72 | 14.2606 | 4.9154 | 46.337 | 2025-11-14 | 2025_11_14 Hr 04 | 81.788 | -2.1e-05 | -1073.7 | -300.5161 | 269.3731 | 930.6164 | 161.4667 | 12.7598 | 0 | 89.461 | 57.9504 | 121.9617 | 22.0972 | 182.7729 | 283.5925 | 0 | 7.2612 | 46.06 | 245.025 | 0 | 143.8077 | 0
2025_11_14 Hr 05 | 0 | 0 | 0 | 3.5474 | 3.5621 | 3.5609 | 3.8089 | 3.8089 | 3.8089 | 36.6934 | 0 | 0.1104 | 63 | 0 | 91.3864 | 91.3864 | 283.5925 | 0 | 0.00615 | 0.074 | 0.02596 | 0 | 0 | 0.0705 | 0.2574 | 46.06 | 7.2612 | 245.025 | 0 | 0 | 0 | 0 | 13.6968 | 33.1662 | 0 | 0 | -276.8311 | 0.8541 | 12.5772 | 0 | -1 | -4.2 | 13.6422 | 0 | 0 | 7.9371 | 7.9371 | 7.9371 | 7.9371 | 9.2292 | 27.7992 | 0 | 0 | 9.2335 | 17.2798 | 0 | 74.1091 | 69.6985 | 66.8052 | 1099.608 | 30.8313 | 56.2834 | 0 | 0.5292 | 0 | 8.626 | 3.074 | 0 | 1117.4 | 301.5434 | -6.92 | 9.0045 | 6.38 | -1.72 | 14.5289 | 5.0079 | 47.7504 | 2025-11-14 | 2025_11_14 Hr 05 | 95.2646 | 5.1e-05 | -1117.4 | -276.8311 | 293.2505 | 930.6164 | 157.6044 | 12.7598 | 0 | 91.3204 | 77.9988 | 123.9313 | 22.0972 | 182.7729 | 283.5925 | 0 | 7.2612 | 46.06 | 245.025 | 0 | 143.8077 | 0
2025_11_14 Hr 06 | 0 | 0 | 0 | 3.5474 | 3.5621 | 3.5609 | 3.8089 | 3.8089 | 3.8089 | 52.71 | 0 | 0.1104 | 66 | 0 | 91.3864 | 91.3864 | 283.5925 | 0 | 0.00615 | 0.074 | 0.02596 | 0 | 0 | 0.0705 | 0.2574 | 46.06 | 7.2612 | 245.025 | 0 | 0 | 0 | 0 | 14.7896 | 35.8124 | 0 | 0 | -258.6209 | 0.8541 | 12.5772 | 0 | -1 | -4.2 | 13.6422 | 0 | 0 | 15.7454 | 15.7454 | 15.7454 | 15.7454 | 18.3086 | 27.7992 | 0 | 0 | 9.2335 | 17.2798 | 0 | 74.1091 | 69.6985 | 71.8662 | 1159.676 | 31.9762 | 58.3734 | 0 | 0.5292 | 0 | 8.626 | 3.074 | 0 | 1207.7 | 313.5648 | -6.92 | 9.0045 | 6.38 | -1.72 | 15.0684 | 5.1939 | 51.0753 | 2025-11-14 | 2025_11_14 Hr 06 | 104.0111 | 5.6e-05 | -1207.7 | -258.6209 | 357.2793 | 930.6164 | 165.6654 | 12.7598 | 0 | 95.0595 | 134.3282 | 127.8917 | 22.0972 | 182.7729 | 283.5925 | 0 | 7.2612 | 46.06 | 245.025 | 0 | 143.8077 | 0
2025_11_14 Hr 07 | 0 | 0 | 0 | 3.5474 | 3.5621 | 3.5609 | 3.8089 | 3.8089 | 3.8089 | 97.0177 | -14.5 | 0.1104 | 65 | 0 | 91.3864 | 91.3864 | 281.7479 | 0 | 0.00615 | 0.074 | 0.02596 | 0 | 0 | 0.0705 | 0.2574 | 46.06 | 7.2612 | 244.0449 | 0 | 0 | 0 | 0 | 16.4684 | 39.8775 | 0 | 0 | -247.0943 | 0.8541 | 12.5772 | 0 | -1 | -4.2 | 13.6422 | 0 | 0 | 27.7405 | 27.7405 | 27.7405 | 27.7405 | 32.2564 | 31.8006 | 0 | 0 | 9.2335 | 17.2798 | 0 | 73.4131 | 69.0439 | 74.7582 | 1267.481 | 33.7349 | 61.5841 | 0 | 0.5292 | 0 | 8.626 | 3.074 | 0 | 1324.508 | 325.542 | -21.42 | 9.0045 | 6.38 | -1.72 | 15.8972 | 5.4796 | 55.5345 | 2025-11-14 | 2025_11_14 Hr 07 | 99.0778 | 0.000339 | -1324.508 | -247.0943 | 460.8429 | 926.4411 | 171.5588 | 12.7598 | 0 | 100.8033 | 240.5641 | 119.4755 | 22.0972 | 182.7729 | 281.7479 | 0 | 7.2612 | 46.06 | 244.0449 | 0 | 142.457 | 0
2025_11_14 Hr 08 | 1.5489 | 0 | 0 | 3.5474 | 3.5621 | 3.5609 | 3.8089 | 3.8089 | 3.8089 | 110.8977 | -14.5 | 0.1104 | 69 | 0 | 91.3864 | 91.3864 | 281.7479 | 0 | 0.00615 | 0.074 | 0.02596 | 0 | 0 | 0.0705 | 0.2574 | 46.06 | 7.2612 | 244.0449 | 0 | 0 | 0 | 0 | 16.9943 | 41.151 | 0 | 0 | -240.8835 | 0.8541 | 12.5772 | 0 | -1 | -4.2 | 13.6422 | 0 | 0 | 31.4981 | 31.4981 | 31.4981 | 31.4981 | 36.6257 | 30.7476 | 0 | 0 | 9.2335 | 17.2798 | 0 | 73.4131 | 69.0439 | 78.807 | 1302.56 | 34.2859 | 62.5899 | 0 | 0.5292 | -1.5489 | 8.626 | 3.074 | 0 | 1374.7 | 335.9926 | -22.9689 | 9.0045 | 6.38 | -1.72 | 16.1568 | 5.569 | 57.434 | 2025-11-14 | 2025_11_14 Hr 08 | 96.1893 | -1e-05 | -1374.7 | -240.8835 | 497.828 | 926.4411 | 178.5546 | 12.7598 | 0 | 102.6027 | 273.844 | 121.3814 | 22.0972 | 182.7729 | 281.7479 | 0 | 7.2612 | 46.06 | 244.0449 | 0 | 142.457 | 0
2025_11_14 Hr 09 | 7.2569 | 0.000255 | 0.007191 | 3.5474 | 3.5621 | 3.5609 | 3.8089 | 3.8089 | 3.8089 | 110.859 | -14.5 | 0.1104 | 65 | 0 | 91.3864 | 91.3864 | 281.7479 | 0 | 0.00615 | 0.074 | 0.02596 | 0 | 0 | 0.0705 | 0.2574 | 46.06 | 7.2612 | 244.0449 | 0 | 0 | 0 | 0 | 16.9929 | 41.1474 | 0 | 0 | -271.6604 | 0.8541 | 12.5772 | 0 | -1 | -4.2 | 13.6422 | 0 | 0 | 31.4877 | 31.4877 | 31.4877 | 31.4877 | 36.6136 | 34.749 | 0 | 0 | 9.2335 | 17.2798 | 0 | 73.4131 | 69.0439 | 77.7948 | 1302.469 | 34.2843 | 62.5871 | 0 | 0.5292 | -7.2569 | 8.626 | 3.074 | 0 | 1342.817 | 340.6847 | -28.6769 | 9.0045 | 6.38 | -1.72 | 16.1561 | 5.5688 | 56.5804 | 2025-11-14 | 2025_11_14 Hr 09 | 88.9836 | -0.000323 | -1342.817 | -271.6604 | 497.7249 | 926.4411 | 177.5512 | 12.7598 | 0 | 102.5977 | 273.7512 | 121.3761 | 22.0972 | 182.7729 | 281.7479 | 0 | 7.2612 | 46.06 | 244.0449 | 0 | 142.457 | 0
2025_11_14 Hr 10 | 8.3016 | 0.003285 | 0.092637 | 3.5474 | 3.5621 | 3.5609 | 3.8089 | 3.8089 | 3.8089 | 113.9907 | -14.5 | 0.1104 | 51 | 0 | 91.3864 | 91.3864 | 281.7479 | 0 | 0.00615 | 0.074 | 0.02596 | 0 | 0 | 0.0705 | 0.2574 | 46.06 | 7.2612 | 244.0449 | 0 | 0 | 0 | 0 | 17.1115 | 41.4348 | 0 | 0 | -290.3222 | 0.8541 | 12.5772 | 0 | -1 | -4.2 | 13.6422 | 0 | 0 | 32.3355 | 32.3355 | 32.3355 | 32.3355 | 37.5994 | 33.8013 | 0 | 0 | 9.2335 | 17.2798 | 0 | 73.4131 | 69.0439 | 73.746 | 1310.469 | 34.4086 | 62.814 | 0 | 0.5292 | -8.3016 | 8.626 | 3.074 | 0 | 1313.592 | 323.166 | -29.7216 | 9.0045 | 6.38 | -1.72 | 16.2147 | 5.589 | 55.6723 | 2025-11-14 | 2025_11_14 Hr 10 | 83.9089 | -0.000335 | -1313.592 | -290.3222 | 506.0697 | 926.4411 | 158.6432 | 12.7598 | 0 | 103.0036 | 281.26 | 121.8061 | 22.0972 | 182.7729 | 281.7479 | 0 | 7.2612 | 46.06 | 244.0449 | 0 | 142.457 | 0
2025_11_14 Hr 11 | 7.2602 | 0.006825 | 0.19246 | 3.5474 | 3.5621 | 3.5609 | 3.8089 | 3.8089 | 3.8089 | 113.0628 | -14.5 | 0.1104 | 28 | 0 | 91.3864 | 91.3864 | 281.7479 | 0 | 0.00615 | 0.074 | 0.02596 | 0 | 0 | 0.0705 | 0.2574 | 46.06 | 7.2612 | 244.0449 | 0 | 0 | 0 | 0 | 17.0764 | 41.3496 | 0 | 0 | -306.5555 | 0.8541 | 12.5772 | 0 | -1 | -4.2 | 13.6422 | 0 | 0 | 32.0843 | 32.0843 | 32.0843 | 32.0843 | 37.3073 | 34.749 | 0 | 0 | 9.2335 | 17.2798 | 0 | 73.4131 | 69.0439 | 67.8174 | 1308.224 | 34.3718 | 62.7468 | 0 | 0.5292 | -7.2602 | 8.626 | 3.074 | 0 | 1267.008 | 294.0198 | -28.6802 | 9.0045 | 6.38 | -1.72 | 16.1973 | 5.583 | 54.0471 | 2025-11-14 | 2025_11_14 Hr 11 | 76.4938 | 0.000275 | -1267.008 | -306.5555 | 503.5972 | 926.4411 | 130.7657 | 12.7598 | 0 | 102.8833 | 279.0352 | 121.6787 | 22.0972 | 182.7729 | 281.7479 | 0 | 7.2612 | 46.06 | 244.0449 | 0 | 142.457 | 0
2025_11_14 Hr 12 | 6.2088 | 0.009195 | 0.2593 | 3.5474 | 3.5621 | 3.5609 | 3.8089 | 3.8089 | 3.8089 | 112.3282 | -14.5 | 0.1104 | 18 | 0 | 91.3864 | 91.3864 | 281.7479 | 0 | 0.00615 | 0.074 | 0.02596 | 0 | 0 | 0.0705 | 0.2574 | 46.06 | 7.2612 | 244.0449 | 0 | 0 | 0 | 0 | 17.0485 | 41.2822 | 0 | 0 | -302.1097 | 0.8541 | 12.5772 | 0 | -1 | -4.2 | 13.6422 | 0 | 0 | 31.8854 | 31.8854 | 31.8854 | 31.8854 | 37.0761 | 27.7992 | 0 | 0 | 9.2335 | 17.2798 | 0 | 73.4131 | 69.0439 | 65.793 | 1306.434 | 34.3426 | 62.6935 | 0 | 0.5292 | -6.2088 | 8.626 | 3.074 | 0 | 1250.592 | 273.8957 | -27.6288 | 9.0045 | 6.38 | -1.72 | 16.1836 | 5.5783 | 53.3406 | 2025-11-14 | 2025_11_14 Hr 12 | 76.4938 | -0.000346 | -1250.592 | -302.1097 | 501.6398 | 926.4411 | 111.8607 | 12.7598 | 0 | 102.7881 | 277.2738 | 121.5778 | 22.0972 | 182.7729 | 281.7479 | 0 | 7.2612 | 46.06 | 244.0449 | 0 | 142.457 | 0
2025_11_14 Hr 13 | 3.6185 | 0.01059 | 0.29864 | 3.5474 | 3.5621 | 3.5609 | 3.8089 | 3.8089 | 3.8089 | 110.9363 | -14.5 | 0.1104 | 15 | 0 | 91.3864 | 91.3864 | 281.7479 | 0 | 0.00615 | 0.074 | 0.02596 | 0 | 0 | 0.0705 | 0.2574 | 46.06 | 7.2612 | 244.0449 | 0 | 0 | 0 | 0 | 16.9958 | 41.1545 | 0 | 0 | -333.7177 | 0.8541 | 12.5772 | 0 | -1 | -4.2 | 13.6422 | 0 | 0 | 31.5086 | 31.5086 | 31.5086 | 31.5086 | 36.6379 | 24.8508 | 0 | 0 | 9.2335 | 17.2798 | 0 | 73.4131 | 69.0439 | 67.8174 | 1302.956 | 34.2874 | 62.5927 | 0 | 0.5292 | -3.6185 | 8.626 | 3.074 | 0 | 1211.392 | 267.1917 | -25.0385 | 9.0045 | 6.38 | -1.72 | 16.1575 | 5.5693 | 52.2091 | 2025-11-14 | 2025_11_14 Hr 13 | 76.4315 | -0.000436 | -1211.392 | -333.7177 | 497.9309 | 926.4411 | 107.9774 | 12.7598 | 0 | 102.6077 | 273.9366 | 121.3867 | 22.0972 | 182.7729 | 281.7479 | 0 | 7.2612 | 46.06 | 244.0449 | 0 | 142.457 | 0
2025_11_14 Hr 14 | 2.0729 | 0.011085 | 0.3126 | 3.5474 | 3.5621 | 3.5609 | 3.8089 | 3.8089 | 3.8089 | 113.952 | -14.5 | 0.1104 | 12 | 0 | 91.3864 | 91.3864 | 281.7479 | 0 | 0.00615 | 0.074 | 0.02596 | 0 | 0 | 0.0705 | 0.2574 | 46.06 | 7.2612 | 244.0449 | 0 | 0 | 0 | 0 | 17.1101 | 41.4312 | 0 | 0 | -369.5101 | 0.8541 | 12.5772 | 0 | -1 | -4.2 | 13.6422 | 0 | 0 | 32.325 | 32.325 | 32.325 | 32.325 | 37.5872 | 24.8508 | 0 | 0 | 9.2335 | 17.2798 | 0 | 73.4131 | 69.0439 | 65.793 | 1310.592 | 34.4071 | 62.8112 | 0 | 0.5292 | -2.0729 | 8.626 | 3.074 | 0 | 1178.625 | 261.0363 | -23.4929 | 9.0045 | 6.38 | -1.72 | 16.214 | 5.5887 | 51.3867 | 2025-11-14 | 2025_11_14 Hr 14 | 76.0312 | -9e-06 | -1178.625 | -369.5101 | 505.9667 | 926.4411 | 102.9675 | 12.7598 | 0 | 102.9986 | 281.1673 | 121.8008 | 22.0972 | 182.7729 | 281.7479 | 0 | 7.2612 | 46.06 | 244.0449 | 0 | 142.457 | 0
2025_11_14 Hr 15 | 1.0331 | 0.011025 | 0.3109 | 3.5474 | 3.5621 | 3.5609 | 3.8089 | 3.8089 | 3.8089 | 103.629 | -14.5 | 0.1104 | 8 | 0 | 91.3864 | 91.3864 | 281.7479 | 0 | 0.00615 | 0.074 | 0.02596 | 0 | 0 | 0.0705 | 0.2574 | 45.4081 | 7.2612 | 244.0449 | 0 | 0 | 0 | 0 | 16.7189 | 40.4841 | 0 | 0 | -364.9092 | 0.8541 | 12.5772 | 0 | -1 | -4.2 | 13.6422 | 0 | 0 | 29.5304 | 29.5304 | 29.5304 | 29.5304 | 34.3376 | 34.749 | 0 | 0 | 9.2335 | 17.2798 | 0 | 73.4131 | 69.0439 | 68.8296 | 1283.849 | 33.9973 | 62.0632 | 0 | 0.5292 | -1.0331 | 8.626 | 3.074 | 0 | 1164 | 267.5138 | -22.4531 | 9.0045 | 6.38 | -1.72 | 16.0208 | 5.5222 | 50.7488 | 2025-11-14 | 2025_11_14 Hr 15 | 76.5978 | -4.8e-05 | -1164 | -364.9092 | 478.4597 | 925.7891 | 111.9005 | 12.7598 | 0 | 101.6604 | 256.416 | 120.3833 | 22.0972 | 182.7729 | 281.7479 | 0 | 7.2612 | 45.4081 | 244.0449 | 0 | 142.457 | 0
2025_11_14 Hr 16 | 0 | 0.010035 | 0.28299 | 3.5474 | 3.5621 | 3.5609 | 3.8089 | 3.8089 | 3.8089 | 111.091 | -14.5 | 0.1104 | 12 | 0 | 91.3864 | 91.3864 | 281.7479 | 0 | 0.00615 | 0.074 | 0.02596 | 0 | 0 | 0.0705 | 0.2574 | 46.06 | 7.2612 | 244.0449 | 0 | 0 | 0 | 0 | 17.0017 | 41.1687 | 0 | 0 | -370.7615 | 0.8541 | 12.5772 | 0 | -1 | -4.2 | 13.6422 | 0 | 0 | 31.5505 | 31.5505 | 31.5505 | 31.5505 | 36.6866 | 41.6988 | 0 | 0 | 9.2335 | 17.2798 | 0 | 73.4131 | 69.0439 | 67.8174 | 1303.331 | 34.2935 | 62.6039 | 0 | 0.5292 | 0 | 8.626 | 3.074 | 0 | 1188.592 | 277.4419 | -21.42 | 9.0045 | 6.38 | -1.72 | 16.1604 | 5.5703 | 51.7965 | 2025-11-14 | 2025_11_14 Hr 16 | 84.5672 | -0.000304 | -1188.592 | -370.7615 | 498.3431 | 926.4411 | 121.8092 | 12.7598 | 0 | 102.6277 | 274.3074 | 121.4079 | 22.0972 | 182.7729 | 281.7479 | 0 | 7.2612 | 46.06 | 244.0449 | 0 | 142.457 | 0
2025_11_14 Hr 17 | 0 | 0.00816 | 0.23011 | 3.5474 | 3.5621 | 3.5609 | 3.8089 | 3.8089 | 3.8089 | 118.8236 | -14.5 | 0.1104 | 12 | 0 | 91.3864 | 91.3864 | 281.7479 | 0 | 0.00615 | 0.074 | 0.02596 | 0 | 0 | 0.0705 | 0.2574 | 46.06 | 7.2612 | 244.0449 | 0 | 0 | 0 | 0 | 17.2946 | 41.8781 | 0 | 0 | -313.5071 | 0.8541 | 12.5772 | 0 | -1 | -4.2 | 13.6422 | 0 | 0 | 33.6439 | 33.6439 | 33.6439 | 33.6439 | 39.1208 | 42.7518 | 0 | 0 | 9.2335 | 17.2798 | 0 | 73.4131 | 69.0439 | 63.7686 | 1322.821 | 34.6005 | 63.1642 | 0 | 0.5292 | 0 | 8.626 | 3.074 | 0 | 1263.4 | 275.506 | -21.42 | 9.0045 | 6.38 | -1.72 | 16.3051 | 5.6201 | 53.9962 | 2025-11-14 | 2025_11_14 Hr 17 | 98.3216 | 6.5e-05 | -1263.4 | -313.5071 | 518.9476 | 926.4411 | 118.7587 | 12.7598 | 0 | 103.6301 | 292.8478 | 122.4697 | 22.0972 | 182.7729 | 281.7479 | 0 | 7.2612 | 46.06 | 244.0449 | 0 | 142.457 | 0
2025_11_14 Hr 18 | 0 | 0.00531 | 0.14974 | 3.5474 | 3.5621 | 3.5609 | 3.8089 | 3.8089 | 3.8089 | 127.6774 | -14.5 | 0.1104 | 22 | 0 | 91.3864 | 91.3864 | 281.7479 | 0 | 0.00615 | 0.074 | 0.02596 | 0 | 0 | 0.0705 | 0.2574 | 46.06 | 7.2612 | 244.0449 | 0 | 0 | 0 | 0 | 17.6301 | 42.6905 | 0 | 0 | -295.4651 | 0.8541 | 12.5772 | 0 | -1 | -4.2 | 13.6422 | 0 | 0 | 36.0408 | 36.0408 | 36.0408 | 36.0408 | 41.9079 | 47.7009 | 0 | 0 | 9.2335 | 17.2798 | 0 | 73.4131 | 69.0439 | 63.7686 | 1345.117 | 34.9519 | 63.8058 | 0 | 0.5292 | 0 | 8.626 | 3.074 | 0 | 1319.9 | 291.6679 | -21.42 | 9.0045 | 6.38 | -1.72 | 16.4707 | 5.6772 | 55.989 | 2025-11-14 | 2025_11_14 Hr 18 | 99.2639 | 5.9e-05 | -1319.9 | -295.4651 | 542.5397 | 926.4411 | 133.6246 | 12.7598 | 0 | 104.7779 | 314.0764 | 123.6854 | 22.0972 | 182.7729 | 281.7479 | 0 | 7.2612 | 46.06 | 244.0449 | 0 | 142.457 | 0
2025_11_14 Hr 19 | 0 | 0.001875 | 0.052875 | 3.5474 | 3.5621 | 3.5609 | 3.8089 | 3.8089 | 3.8089 | 110.627 | -14.5 | 0.1104 | 38 | 0 | 91.3864 | 91.3864 | 281.7479 | 0 | 0.00615 | 0.074 | 0.02596 | 0 | 0 | 0.0705 | 0.2574 | 46.06 | 7.2612 | 244.0449 | 0 | 0 | 0 | 0 | 16.9841 | 41.1262 | 0 | 0 | -292.1396 | 0.8541 | 12.5772 | 0 | -1 | -4.2 | 13.6422 | 0 | 0 | 31.4249 | 31.4249 | 31.4249 | 31.4249 | 36.5406 | 45.7002 | 0 | 0 | 9.2335 | 17.2798 | 0 | 73.4131 | 69.0439 | 63.7686 | 1301.929 | 34.2751 | 62.5703 | 0 | 0.5292 | 0 | 8.626 | 3.074 | 0 | 1291.692 | 303.3226 | -21.42 | 9.0045 | 6.38 | -1.72 | 16.1517 | 5.5673 | 54.8318 | 2025-11-14 | 2025_11_14 Hr 19 | 95.3408 | -0.000365 | -1291.692 | -292.1396 | 497.1068 | 926.4411 | 147.5236 | 12.7598 | 0 | 102.5676 | 273.195 | 121.3442 | 22.0972 | 182.7729 | 281.7479 | 0 | 7.2612 | 46.06 | 244.0449 | 0 | 142.457 | 0
2025_11_14 Hr 20 | 0 | 3e-05 | 0.000846 | 3.5474 | 3.5621 | 3.5609 | 3.8089 | 3.8089 | 3.8089 | 88.0479 | -14.5 | 0.1104 | 51 | 0 | 91.3864 | 91.3864 | 281.7479 | 0 | 0.00615 | 0.074 | 0.02596 | 0 | 0 | 0.0705 | 0.2574 | 46.06 | 0 | 244.0449 | 0 | 0 | 0 | 0 | 16.1286 | 39.0546 | 0 | 0 | -242.6323 | 0.8541 | 12.5772 | 0 | -1 | -4.2 | 13.6422 | 0 | 0 | 25.3122 | 25.3122 | 25.3122 | 25.3122 | 29.4328 | 48.6486 | 0 | 0 | 9.2335 | 17.2798 | 0 | 73.4131 | 69.0439 | 65.793 | 1237.551 | 33.3789 | 60.9341 | 0 | 0.5292 | 0 | 8.626 | 3.074 | 0 | 1291.692 | 318.1932 | -21.42 | 9.0045 | 6.38 | -1.72 | 15.7294 | 5.4217 | 54.1804 | 2025-11-14 | 2025_11_14 Hr 20 | 95.3347 | -0.000389 | -1291.692 | -242.6323 | 436.9418 | 919.1799 | 165.4425 | 12.7598 | 0 | 99.6405 | 219.0573 | 118.2439 | 22.0972 | 182.7729 | 281.7479 | 0 | 0 | 46.06 | 244.0449 | 0 | 142.457 | 0
2025_11_14 Hr 21 | 0 | 0 | 0 | 3.5474 | 3.5621 | 3.5609 | 3.8089 | 3.8089 | 3.8089 | 82.4418 | -14.5 | 0.1104 | 57 | 0 | 91.3864 | 91.3864 | 281.7479 | 0 | 0.00615 | 0.074 | 0.02596 | 0 | 0 | 0.0705 | 0.2574 | 46.06 | 0 | 244.0449 | 0 | 0 | 0 | 0 | 15.9162 | 38.5403 | 0 | 0 | -255.4559 | 0.8541 | 12.5772 | 0 | -1 | -4.2 | 13.6422 | 0 | 0 | 23.7945 | 23.7945 | 23.7945 | 23.7945 | 27.668 | 48.6486 | 0 | 0 | 9.2335 | 17.2798 | 0 | 73.4131 | 69.0439 | 64.7808 | 1223.381 | 33.1563 | 60.5279 | 0 | 0.5292 | 0 | 8.626 | 3.074 | 0 | 1268.917 | 322.4112 | -21.42 | 9.0045 | 6.38 | -1.72 | 15.6245 | 5.3856 | 53.4501 | 2025-11-14 | 2025_11_14 Hr 21 | 89.952 | -0.000331 | -1268.917 | -255.4559 | 422.0035 | 919.1799 | 170.4294 | 12.7598 | 0 | 98.9138 | 205.6156 | 117.4741 | 22.0972 | 182.7729 | 281.7479 | 0 | 0 | 46.06 | 244.0449 | 0 | 142.457 | 0
2025_11_14 Hr 22 | 0 | 0 | 0 | 3.5474 | 3.5621 | 3.5609 | 3.8089 | 3.8089 | 3.8089 | 56.1124 | -14.5 | 0.1104 | 47 | 0 | 91.3864 | 91.3864 | 281.7479 | 0 | 0.00615 | 0.074 | 0.02596 | 0 | 0 | 0.0705 | 0.2574 | 46.06 | 0 | 244.0449 | 0 | 0 | 0 | 0 | 14.9186 | 36.1246 | 0 | 0 | -224.3577 | 0.8541 | 12.5772 | 0 | -1 | -4.2 | 13.6422 | 0 | 0 | 16.6665 | 16.6665 | 16.6665 | 16.6665 | 19.3797 | 45.7002 | 0 | 0 | 9.2335 | 17.2798 | 0 | 73.4131 | 69.0439 | 64.7808 | 1156.839 | 32.1112 | 58.62 | 0 | 0.5292 | 0 | 8.626 | 3.074 | 0 | 1216.908 | 305.8475 | -21.42 | 9.0045 | 6.38 | -1.72 | 15.132 | 5.2158 | 50.9879 | 2025-11-14 | 2025_11_14 Hr 22 | 82.0996 | 0.00027 | -1216.908 | -224.3577 | 351.8453 | 919.1799 | 157.481 | 12.7598 | 0 | 95.5005 | 142.4859 | 113.8588 | 22.0972 | 182.7729 | 281.7479 | 0 | 0 | 46.06 | 244.0449 | 0 | 142.457 | 0
2025_11_14 Hr 23 | 0 | 0 | 0 | 3.5474 | 3.5621 | 3.5609 | 3.8089 | 3.8089 | 3.8089 | 38.7141 | 0 | 0.1104 | 45 | 0 | 91.3864 | 91.3864 | 283.5925 | 0 | 0.00615 | 0.074 | 0.02596 | 0 | 0 | 0.0705 | 0.2574 | 46.06 | 0 | 245.025 | 0 | 0 | 0 | 0 | 14.2593 | 34.5284 | 0 | 0 | -224.4181 | 0.8541 | 12.5772 | 0 | -1 | -4.2 | 13.6422 | 0 | 0 | 11.9564 | 11.9564 | 11.9564 | 11.9564 | 13.9028 | 34.749 | 0 | 0 | 9.2335 | 17.2798 | 0 | 74.1091 | 69.6985 | 58.8522 | 1117.043 | 31.4206 | 57.3593 | 0 | 0.5292 | 0 | 8.626 | 3.074 | 0 | 1170.283 | 284.5788 | -6.92 | 9.0045 | 6.38 | -1.72 | 14.8066 | 5.1036 | 49.1483 | 2025-11-14 | 2025_11_14 Hr 23 | 85.5073 | 0.000355 | -1170.283 | -224.4181 | 319.9852 | 923.3552 | 138.6012 | 12.7598 | 0 | 93.2451 | 100.7703 | 125.9699 | 22.0972 | 182.7729 | 283.5925 | 0 | 0 | 46.06 | 245.025 | 0 | 143.8077 | 0
2025_11_14 Hr 24 | 0 | 0 | 0 | 3.5474 | 3.5621 | 3.5609 | 3.8089 | 3.8089 | 3.8089 | 36.6934 | 0 | 0.1104 | 39 | 0 | 91.3864 | 91.3864 | 283.5925 | 0 | 0.00615 | 0.074 | 0.02596 | 0 | 0 | 0.0705 | 0.2574 | 46.06 | 0 | 245.025 | 0 | 0 | 0 | 0 | 13.521 | 32.7406 | 0 | 0 | -221.7655 | 0.8541 | 12.5772 | 0 | -1 | -4.2 | 13.6422 | 0 | 0 | 6.681 | 6.681 | 6.681 | 6.681 | 7.7687 | 38.7504 | 0 | 0 | 9.2335 | 17.2798 | 0 | 74.1091 | 69.6985 | 59.8644 | 1085.26 | 30.6471 | 55.9472 | 0 | 0.5292 | 0 | 8.626 | 3.074 | 0 | 1137.492 | 280.9167 | -6.92 | 9.0045 | 6.38 | -1.72 | 14.4421 | 4.978 | 47.819 | 2025-11-14 | 2025_11_14 Hr 24 | 79.9119 | -0.000286 | -1137.492 | -221.7655 | 285.5274 | 923.3552 | 137.6148 | 12.7598 | 0 | 90.719 | 71.5141 | 123.2943 | 22.0972 | 182.7729 | 283.5925 | 0 | 0 | 46.06 | 245.025 | 0 | 143.8077 | 0
2025_11_15 Hr 01 | 0 | 0 | 0 | 3.5474 | 3.5621 | 3.5609 | 3.8089 | 3.8089 | 3.8089 | 39.0875 | 0 | 0.1104 | 33 | 0 | 91.3864 | 91.3864 | 283.5925 | 0 | 0.00615 | 0.074 | 0.02596 | 0 | 0 | 0.0705 | 0.2574 | 46.06 | 0 | 245.025 | 0 | 0 | 0 | 0 | 14.3744 | 34.7955 | 0 | 0 | -286.8053 | 0.8541 | 12.5842 | 0 | -1 | -4.2 | 13.664 | 0 | 0 | 11.4095 | 11.4095 | 11.4095 | 11.4095 | 13.2668 | 47.7009 | 0 | 0 | 9.2486 | 15.926 | 0 | 74.1091 | 69.6985 | 62.7564 | 1115.015 | 28.9849 | 52.9323 | 0 | 0.5292 | 0 | 8.626 | 3.074 | 0 | 1100.992 | 279.7019 | -6.92 | 9.0008 | 6.38 | -1.72 | 13.6835 | 4.7103 | 47.234 | 2025-11-15 | 2025_11_15 Hr 01 | 81.1414 | -0.000354 | -1100.992 | -286.8053 | 308.2246 | 923.3552 | 143.4573 | 12.7598 | 0 | 93.6676 | 98.3202 | 116.2369 | 22.0972 | 182.7729 | 283.5925 | 0 | 0 | 46.06 | 245.025 | 0 | 143.8077 | 0
2025_11_15 Hr 02 | 0 | 0 | 0 | 3.5474 | 3.5621 | 3.5609 | 3.8089 | 3.8089 | 3.8089 | 36.6934 | 0 | 0.1104 | 31 | 0 | 91.3864 | 91.3864 | 283.5925 | 0 | 0.00615 | 0.074 | 0.02596 | 0 | 0 | 0.0705 | 0.2574 | 46.06 | 0 | 245.025 | 0 | 0 | 0 | 0 | 13.6898 | 33.1384 | 0 | 0 | -254.8773 | 0.8541 | 12.5842 | 0 | -1 | -4.2 | 13.664 | 0 | 0 | 6.922 | 6.922 | 6.922 | 6.922 | 8.0489 | 45.7002 | 0 | 0 | 9.2486 | 15.926 | 0 | 74.1091 | 69.6985 | 67.8174 | 1087.111 | 28.3271 | 51.7311 | 0 | 0.5292 | 0 | 8.626 | 3.074 | 0 | 1103.8 | 278.4858 | -6.92 | 9.0008 | 6.38 | -1.72 | 13.3729 | 4.6034 | 46.9247 | 2025-11-15 | 2025_11_15 Hr 02 | 82.1323 | -3.3e-05 | -1103.8 | -254.8773 | 278.0446 | 923.3552 | 144.5176 | 12.7598 | 0 | 91.3259 | 72.7583 | 113.9605 | 22.0972 | 182.7729 | 283.5925 | 0 | 0 | 46.06 | 245.025 | 0 | 143.8077 | 0
2025_11_15 Hr 03 | 0 | 0 | 0 | 3.5474 | 3.5621 | 3.5609 | 3.8089 | 3.8089 | 3.8089 | 36.6934 | 0 | 0.1104 | 33 | 0 | 91.3864 | 91.3864 | 283.5925 | 0 | 0.00615 | 0.074 | 0.02596 | 0 | 0 | 0.0705 | 0.2574 | 46.06 | 0 | 245.025 | 0 | 0 | 0 | 0 | 13.4371 | 32.5267 | 0 | 0 | -267.7407 | 0.8541 | 12.5842 | 0 | -1 | -4.2 | 13.664 | 0 | 0 | 5.2654 | 5.2654 | 5.2654 | 5.2654 | 6.1226 | 50.6493 | 0 | 0 | 9.2486 | 15.926 | 0 | 74.1091 | 69.6985 | 64.7808 | 1077.694 | 28.0843 | 51.2876 | 0 | 0.5292 | 0 | 8.626 | 3.074 | 0 | 1084.592 | 281.558 | -6.92 | 9.0008 | 6.38 | -1.72 | 13.2583 | 4.5639 | 46.3357 | 2025-11-15 | 2025_11_15 Hr 03 | 80.9036 | -0.000345 | -1084.592 | -267.7407 | 267.7872 | 923.3552 | 148.4301 | 12.7598 | 0 | 90.4614 | 64.2056 | 113.1202 | 22.0972 | 182.7729 | 283.5925 | 0 | 0 | 46.06 | 245.025 | 0 | 143.8077 | 0
2025_11_15 Hr 04 | 0 | 0 | 0 | 3.5474 | 3.5621 | 3.5609 | 3.8089 | 3.8089 | 3.8089 | 36.6934 | 0 | 0.1104 | 41 | 0 | 91.3864 | 91.3864 | 283.5925 | 0 | 0.00615 | 0.074 | 0.02596 | 0 | 0 | 0.0705 | 0.2574 | 46.06 | 7.2612 | 245.025 | 0 | 0 | 0 | 0 | 13.6419 | 33.0223 | 0 | 0 | -264.4099 | 0.8541 | 12.5842 | 0 | -1 | -4.2 | 13.664 | 0 | 0 | 6.6075 | 6.6075 | 6.6075 | 6.6075 | 7.6831 | 56.6514 | 0 | 0 | 9.2486 | 15.926 | 0 | 74.1091 | 69.6985 | 63.7686 | 1092.585 | 28.281 | 51.6469 | 0 | 0.5292 | 0 | 8.626 | 3.074 | 0 | 1116.483 | 295.2287 | -6.92 | 9.0008 | 6.38 | -1.72 | 13.3512 | 4.5959 | 47.5508 | 2025-11-15 | 2025_11_15 Hr 04 | 85.9573 | 0.00039 | -1116.483 | -264.4099 | 276.0971 | 930.6164 | 161.42 | 12.7598 | 0 | 91.1617 | 71.1343 | 113.801 | 22.0972 | 182.7729 | 283.5925 | 0 | 7.2612 | 46.06 | 245.025 | 0 | 143.8077 | 0
2025_11_15 Hr 05 | 0 | 0 | 0 | 3.5474 | 3.5621 | 3.5609 | 3.8089 | 3.8089 | 3.8089 | 36.6934 | 0 | 0.1104 | 48 | 0 | 91.3864 | 91.3864 | 283.5925 | 0 | 0.00615 | 0.074 | 0.02596 | 0 | 0 | 0.0705 | 0.2574 | 46.06 | 7.2612 | 245.025 | 0 | 0 | 0 | 0 | 13.6643 | 33.0765 | 0 | 0 | -257.9029 | 0.8541 | 12.5842 | 0 | -1 | -4.2 | 13.664 | 0 | 0 | 6.7543 | 6.7543 | 6.7543 | 6.7543 | 7.8538 | 58.6521 | 0 | 0 | 9.2486 | 15.926 | 0 | 74.1091 | 69.6985 | 63.7686 | 1093.419 | 28.3026 | 51.6862 | 0 | 0.5292 | 0 | 8.626 | 3.074 | 0 | 1132.9 | 304.3038 | -6.92 | 9.0008 | 6.38 | -1.72 | 13.3613 | 4.5994 | 48.1132 | 2025-11-15 | 2025_11_15 Hr 05 | 93.8252 | -3.6e-05 | -1132.9 | -257.9029 | 277.0059 | 930.6164 | 170.4207 | 12.7598 | 0 | 91.2383 | 71.8922 | 113.8754 | 22.0972 | 182.7729 | 283.5925 | 0 | 7.2612 | 46.06 | 245.025 | 0 | 143.8077 | 0
2025_11_15 Hr 06 | 0 | 0 | 0 | 3.5474 | 3.5621 | 3.5609 | 3.8089 | 3.8089 | 3.8089 | 42.4198 | 0 | 0.1104 | 58 | 0 | 91.3864 | 91.3864 | 283.5925 | 0 | 0.00615 | 0.074 | 0.02596 | 0 | 0 | 0.0705 | 0.2574 | 46.06 | 7.2612 | 245.025 | 0 | 0 | 0 | 0 | 14.512 | 35.1285 | 0 | 0 | -254.3425 | 0.8541 | 12.5842 | 0 | -1 | -4.2 | 13.664 | 0 | 0 | 12.3112 | 12.3112 | 12.3112 | 12.3112 | 14.3153 | 50.6493 | 0 | 0 | 9.2486 | 15.926 | 0 | 74.1091 | 69.6985 | 63.7686 | 1130.734 | 29.1171 | 53.1736 | 0 | 0.5292 | 0 | 8.626 | 3.074 | 0 | 1178.592 | 309.1199 | -6.92 | 9.0008 | 6.38 | -1.72 | 13.7458 | 4.7318 | 49.87 | 2025-11-15 | 2025_11_15 Hr 06 | 102.6312 | -0.000325 | -1178.592 | -254.3425 | 317.14 | 930.6164 | 172.4179 | 12.7598 | 0 | 94.1381 | 106.3077 | 116.6943 | 22.0972 | 182.7729 | 283.5925 | 0 | 7.2612 | 46.06 | 245.025 | 0 | 143.8077 | 0
2025_11_15 Hr 07 | 0 | 0 | 0 | 3.5474 | 3.5621 | 3.5609 | 3.8089 | 3.8089 | 3.8089 | 60.4372 | -14.5 | 0.1104 | 63 | 0 | 91.3864 | 91.3864 | 281.7479 | 0 | 0.00615 | 0.074 | 0.02596 | 0 | 0 | 0.0705 | 0.2574 | 46.06 | 7.2612 | 244.0449 | 0 | 0 | 0 | 0 | 15.2557 | 36.9289 | 0 | 0 | -238.4361 | 0.8541 | 12.5842 | 0 | -1 | -4.2 | 13.664 | 0 | 0 | 17.1866 | 17.1866 | 17.1866 | 17.1866 | 19.9844 | 47.7009 | 0 | 0 | 9.2486 | 15.926 | 0 | 73.4131 | 69.0439 | 61.8888 | 1172.291 | 29.8317 | 54.4786 | 0 | 0.5292 | 0 | 8.626 | 3.074 | 0 | 1224.2 | 311.7648 | -21.42 | 9.0008 | 6.38 | -1.72 | 14.0832 | 4.8479 | 51.461 | 2025-11-15 | 2025_11_15 Hr 07 | 98.3563 | -5.6e-05 | -1224.2 | -238.4361 | 350.8455 | 926.4411 | 172.5897 | 12.7598 | 0 | 96.6822 | 149.4958 | 104.6674 | 22.0972 | 182.7729 | 281.7479 | 0 | 7.2612 | 46.06 | 244.0449 | 0 | 142.457 | 0
2025_11_15 Hr 08 | 1.5489 | 0 | 0 | 3.5474 | 3.5621 | 3.5609 | 3.8089 | 3.8089 | 3.8089 | 79.8108 | -14.5 | 0.1104 | 56 | 0 | 91.3864 | 91.3864 | 281.7479 | 0 | 0.00615 | 0.074 | 0.02596 | 0 | 0 | 0.0705 | 0.2574 | 46.06 | 7.2612 | 244.0449 | 0 | 0 | 0 | 0 | 16.0555 | 38.8648 | 0 | 0 | -233.9768 | 0.8541 | 12.5842 | 0 | -1 | -4.2 | 13.664 | 0 | 0 | 22.429 | 22.429 | 22.429 | 22.429 | 26.0802 | 48.6486 | 0 | 0 | 9.2486 | 15.926 | 0 | 73.4131 | 69.0439 | 62.7564 | 1221.466 | 30.6001 | 55.8819 | 0 | 0.5292 | -1.5489 | 8.626 | 3.074 | 0 | 1275.308 | 310.7883 | -22.9689 | 9.0008 | 6.38 | -1.72 | 14.446 | 4.9728 | 53.4198 | 2025-11-15 | 2025_11_15 Hr 08 | 92.5117 | 0.000335 | -1275.308 | -233.9768 | 402.6792 | 926.4411 | 167.405 | 12.7598 | 0 | 99.4178 | 195.9347 | 107.3267 | 22.0972 | 182.7729 | 281.7479 | 0 | 7.2612 | 46.06 | 244.0449 | 0 | 142.457 | 0
2025_11_15 Hr 09 | 7.2569 | 0.00021 | 0.005922 | 3.5474 | 3.5621 | 3.5609 | 3.8089 | 3.8089 | 3.8089 | 97.5183 | -14.5 | 0.1104 | 47 | 0 | 91.3864 | 91.3864 | 281.7479 | 0 | 0.00615 | 0.074 | 0.02596 | 0 | 0 | 0.0705 | 0.2574 | 46.06 | 7.2612 | 244.0449 | 0 | 0 | 0 | 0 | 16.7864 | 40.6342 | 0 | 0 | -272.3145 | 0.8541 | 12.5842 | 0 | -1 | -4.2 | 13.664 | 0 | 0 | 27.2205 | 27.2205 | 27.2205 | 27.2205 | 31.6517 | 45.7002 | 0 | 0 | 9.2486 | 15.926 | 0 | 73.4131 | 69.0439 | 63.7686 | 1266.417 | 31.3024 | 57.1645 | 0 | 0.5292 | -7.2569 | 8.626 | 3.074 | 0 | 1273.417 | 307.9908 | -28.6769 | 9.0008 | 6.38 | -1.72 | 14.7775 | 5.0869 | 53.8495 | 2025-11-15 | 2025_11_15 Hr 09 | 84.5239 | -0.000339 | -1273.417 | -272.3145 | 450.0553 | 926.4411 | 156.4749 | 12.7598 | 0 | 101.9182 | 238.3799 | 109.7573 | 22.0972 | 182.7729 | 281.7479 | 0 | 7.2612 | 46.06 | 244.0449 | 0 | 142.457 | 0
2025_11_15 Hr 10 | 7.2585 | 0.00306 | 0.086292 | 3.5474 | 3.5621 | 3.5609 | 3.8089 | 3.8089 | 3.8089 | 102.5555 | -14.5 | 0.1104 | 31 | 0 | 91.3864 | 91.3864 | 281.7479 | 0 | 0.00615 | 0.074 | 0.02596 | 0 | 0 | 0.0705 | 0.2574 | 23.5498 | 7.2612 | 244.0449 | 0 | 0 | 0 | 0 | 16.9944 | 41.1375 | 0 | 0 | -254.7778 | 0.8541 | 12.5842 | 0 | -1 | -4.2 | 13.664 | 0 | 0 | 28.5835 | 28.5835 | 28.5835 | 28.5835 | 33.2366 | 47.7009 | 0 | 0 | 9.2486 | 15.926 | 0 | 73.4131 | 69.0439 | 62.7564 | 1256.773 | 31.5022 | 57.5293 | 0 | 0.5292 | -7.2585 | 8.626 | 3.074 | 0 | 1266.992 | 293.6753 | -28.6785 | 9.0008 | 6.38 | -1.72 | 14.8718 | 5.1194 | 53.3652 | 2025-11-15 | 2025_11_15 Hr 10 | 74.2573 | -0.000343 | -1266.992 | -254.7778 | 463.5321 | 903.9309 | 141.5467 | 12.7598 | 0 | 102.6294 | 250.454 | 110.4487 | 22.0972 | 182.7729 | 281.7479 | 0 | 7.2612 | 23.5498 | 244.0449 | 0 | 142.457 | 0
2025_11_15 Hr 11 | 6.7511 | 0.006645 | 0.18739 | 3.5474 | 3.5621 | 3.5609 | 3.8089 | 3.8089 | 3.8089 | 107.9026 | -14.5 | 0.1104 | 19 | 0 | 91.3864 | 91.3864 | 281.7479 | 0 | 0.00615 | 0.074 | 0.02596 | 0 | 0 | 0.0705 | 0.2574 | 22.647 | 7.2612 | 244.0449 | 0 | 0 | 0 | 0 | 17.2151 | 41.6718 | 0 | 0 | -262.9216 | 0.8541 | 12.5842 | 0 | -1 | -4.2 | 13.664 | 0 | 0 | 30.0304 | 30.0304 | 30.0304 | 30.0304 | 34.919 | 44.6472 | 0 | 0 | 9.2486 | 15.926 | 0 | 73.4131 | 69.0439 | 47.8626 | 1269.543 | 31.7143 | 57.9166 | 0 | 0.5292 | -6.7511 | 8.626 | 3.074 | 0 | 1242.408 | 263.9579 | -28.1711 | 9.0008 | 6.38 | -1.72 | 14.9719 | 5.1538 | 52.5019 | 2025-11-15 | 2025_11_15 Hr 11 | 72.8223 | 0.000329 | -1242.408 | -262.9216 | 477.8382 | 903.0281 | 111.7038 | 12.7598 | 0 | 103.3845 | 263.2711 | 111.1826 | 22.0972 | 182.7729 | 281.7479 | 0 | 7.2612 | 22.647 | 244.0449 | 0 | 142.457 | 0
2025_11_15 Hr 12 | 6.7527 | 0.009255 | 0.26099 | 3.5474 | 3.5621 | 3.5609 | 3.8089 | 3.8089 | 3.8089 | 103.7179 | -14.5 | 0.1104 | 17 | 0 | 91.3864 | 91.3864 | 281.7479 | 0 | 0.00615 | 0.074 | 0.02596 | 0 | 0 | 0.0705 | 0.2574 | 17.2231 | 7.2612 | 244.0449 | 0 | 0 | 0 | 0 | 17.0423 | 41.2536 | 0 | 0 | -307.1375 | 0.8541 | 12.5842 | 0 | -1 | -4.2 | 13.664 | 0 | 0 | 28.898 | 28.898 | 28.898 | 28.898 | 33.6024 | 47.7009 | 0 | 0 | 9.2486 | 15.926 | 0 | 73.4131 | 69.0439 | 63.7686 | 1253.571 | 31.5483 | 57.6135 | 0 | 0.5292 | -6.7527 | 8.626 | 3.074 | 0 | 1198.608 | 280.3474 | -28.1727 | 9.0008 | 6.38 | -1.72 | 14.8936 | 5.1268 | 51.3548 | 2025-11-15 | 2025_11_15 Hr 12 | 73.6291 | 0.00034 | -1198.608 | -307.1375 | 466.6421 | 897.6042 | 128.7397 | 12.7598 | 0 | 102.7936 | 253.2403 | 110.6082 | 22.0972 | 182.7729 | 281.7479 | 0 | 7.2612 | 17.2231 | 244.0449 | 0 | 142.457 | 0
2025_11_15 Hr 13 | 7.2618 | 0.01071 | 0.30202 | 3.5474 | 3.5621 | 3.5609 | 3.8089 | 3.8089 | 3.8089 | 86.2816 | -14.5 | 0.1104 | 17 | 0 | 91.3864 | 91.3864 | 281.7479 | 0 | 0.00615 | 0.074 | 0.02596 | 0 | 0 | 0.0705 | 0.2574 | 22.9725 | 7.2612 | 244.0449 | 0 | 0 | 0 | 0 | 16.3226 | 39.5113 | 0 | 0 | -290.4585 | 0.8541 | 12.5842 | 0 | -1 | -4.2 | 13.664 | 0 | 0 | 24.1799 | 24.1799 | 24.1799 | 24.1799 | 28.1162 | 42.7518 | 0 | 0 | 9.2486 | 15.926 | 0 | 73.4131 | 69.0439 | 61.8888 | 1215.105 | 30.8567 | 56.3506 | 0 | 0.5292 | -7.2618 | 8.626 | 3.074 | 0 | 1167.6 | 271.6357 | -28.6818 | 9.0008 | 6.38 | -1.72 | 14.5671 | 5.0145 | 49.9113 | 2025-11-15 | 2025_11_15 Hr 13 | 68.7446 | -4.1e-05 | -1167.6 | -290.4585 | 419.9917 | 903.3536 | 121.9533 | 12.7598 | 0 | 100.3315 | 211.4453 | 108.2149 | 22.0972 | 182.7729 | 281.7479 | 0 | 7.2612 | 22.9725 | 244.0449 | 0 | 142.457 | 0
2025_11_15 Hr 14 | 5.6881 | 0.011025 | 0.3109 | 3.5474 | 3.5621 | 3.5609 | 3.8089 | 3.8089 | 3.8089 | 87.8703 | -14.5 | 0.1104 | 22 | 0 | 91.3864 | 91.3864 | 281.7479 | 0 | 0.00615 | 0.074 | 0.02596 | 0 | 0 | 0.0705 | 0.2574 | 32.3771 | 7.2612 | 244.0449 | 0 | 0 | 0 | 0 | 16.3881 | 39.6701 | 0 | 0 | -344.8957 | 0.8541 | 12.5842 | 0 | -1 | -4.2 | 13.664 | 0 | 0 | 24.6098 | 24.6098 | 24.6098 | 24.6098 | 28.616 | 38.7504 | 0 | 0 | 9.2486 | 15.926 | 0 | 72.8564 | 68.4873 | 60.8766 | 1227.437 | 30.9197 | 56.4656 | 0 | 0.5292 | -5.6881 | 8.626 | 3.074 | 0 | 1125.7 | 270.2668 | -27.1081 | 9.0008 | 6.38 | -1.72 | 14.5969 | 5.0247 | 48.9736 | 2025-11-15 | 2025_11_15 Hr 14 | 68.7939 | 1.3e-05 | -1125.7 | -344.8957 | 424.2421 | 911.6449 | 121.9489 | 12.7598 | 0 | 100.5558 | 215.2533 | 108.4329 | 22.0972 | 182.7729 | 281.7479 | 0 | 7.2612 | 32.3771 | 244.0449 | 0 | 141.3437 | 0
2025_11_15 Hr 15 | 7.2585 | 0.010725 | 0.30245 | 3.5474 | 3.5621 | 3.5609 | 3.8089 | 3.8089 | 3.8089 | 81.322 | -14.5 | 0.1104 | 23 | 0 | 91.3864 | 91.3864 | 281.7479 | 0 | 0.00615 | 0.074 | 0.02596 | 0 | 0 | 0.0705 | 0.2574 | 41.779 | 7.2612 | 244.0449 | 0 | 0 | 0 | 0 | 16.1179 | 39.0158 | 0 | 0 | -342.5101 | 0.8541 | 12.5842 | 0 | -1 | -4.2 | 13.664 | 0 | 0 | 22.8379 | 22.8379 | 22.8379 | 22.8379 | 26.5556 | 39.6981 | 0 | 0 | 9.2486 | 15.926 | 0 | 70.5293 | 66.2324 | 63.7686 | 1215.628 | 30.66 | 55.9913 | 0 | 0.5292 | -7.2585 | 8.626 | 3.074 | 0 | 1120.217 | 275.7778 | -28.6785 | 9.0008 | 6.38 | -1.72 | 14.4742 | 4.9825 | 48.7258 | 2025-11-15 | 2025_11_15 Hr 15 | 70.9063 | -0.000356 | -1120.217 | -342.5101 | 406.7223 | 916.4648 | 126.7799 | 12.7598 | 0 | 99.6312 | 199.557 | 107.5341 | 22.0972 | 182.7729 | 281.7479 | 0 | 7.2612 | 41.779 | 244.0449 | 0 | 136.7617 | 0
2025_11_15 Hr 16 | 2.0696 | 0.00975 | 0.27495 | 3.5474 | 3.5621 | 3.5609 | 3.8089 | 3.8089 | 3.8089 | 92.9074 | -14.5 | 0.1104 | 17 | 0 | 91.3864 | 91.3864 | 281.7479 | 0 | 0.00615 | 0.074 | 0.02596 | 0 | 0 | 0.0705 | 0.2574 | 44.2335 | 7.2612 | 244.0449 | 0 | 0 | 0 | 0 | 16.5961 | 40.1734 | 0 | 0 | -332.1882 | 0.8541 | 12.5842 | 0 | -1 | -4.2 | 13.664 | 0 | 0 | 25.9728 | 25.9728 | 25.9728 | 25.9728 | 30.2009 | 36.7497 | 0 | 0 | 9.2486 | 15.926 | 0 | 73.4131 | 69.0439 | 58.8522 | 1253.156 | 31.1195 | 56.8305 | 0 | 0.5292 | -2.0696 | 8.626 | 3.074 | 0 | 1155.792 | 258.3133 | -23.4896 | 9.0008 | 6.38 | -1.72 | 14.6912 | 5.0572 | 49.9943 | 2025-11-15 | 2025_11_15 Hr 16 | 73.0249 | -0.00037 | -1155.792 | -332.1882 | 437.7189 | 924.6145 | 112.8866 | 12.7598 | 0 | 101.2671 | 227.3274 | 109.1244 | 22.0972 | 182.7729 | 281.7479 | 0 | 7.2612 | 44.2335 | 244.0449 | 0 | 142.457 | 0
2025_11_15 Hr 17 | 0 | 0.007905 | 0.22292 | 3.5474 | 3.5621 | 3.5609 | 3.8089 | 3.8089 | 3.8089 | 114.4896 | -14.5 | 0.1104 | 22 | 0 | 91.3864 | 91.3864 | 281.7479 | 0 | 0.00615 | 0.074 | 0.02596 | 0 | 0 | 0.0705 | 0.2574 | 46.06 | 7.2612 | 244.0449 | 0 | 0 | 0 | 0 | 17.487 | 42.33 | 0 | 0 | -279.2231 | 0.8541 | 12.5842 | 0 | -1 | -4.2 | 13.664 | 0 | 0 | 31.8128 | 31.8128 | 31.8128 | 31.8128 | 36.9916 | 28.8522 | 0 | 0 | 9.2486 | 15.926 | 0 | 73.4131 | 69.0439 | 35.8608 | 1309.711 | 31.9755 | 58.3937 | 0 | 0.5292 | 0 | 8.626 | 3.074 | 0 | 1242.383 | 233.3154 | -21.42 | 9.0008 | 6.38 | -1.72 | 15.0953 | 5.1963 | 52.7154 | 2025-11-15 | 2025_11_15 Hr 17 | 87.6908 | 0.000293 | -1242.383 | -279.2231 | 495.4617 | 926.4411 | 86.9438 | 12.7598 | 0 | 104.3146 | 279.0603 | 112.0868 | 22.0972 | 182.7729 | 281.7479 | 0 | 7.2612 | 46.06 | 244.0449 | 0 | 142.457 | 0
2025_11_15 Hr 18 | 0 | 0.005115 | 0.14424 | 3.5474 | 3.5621 | 3.5609 | 3.8089 | 3.8089 | 3.8089 | 127.8187 | -14.5 | 0.1104 | 32 | 0 | 91.3864 | 91.3864 | 281.7479 | 0 | 0.00615 | 0.074 | 0.02596 | 0 | 0 | 0.0705 | 0.2574 | 46.06 | 7.2612 | 244.0449 | 0 | 0 | 0 | 0 | 18.0372 | 43.6619 | 0 | 0 | -322.5296 | 0.8541 | 12.5842 | 0 | -1 | -4.2 | 13.664 | 0 | 0 | 35.4195 | 35.4195 | 35.4195 | 35.4195 | 41.1855 | 24.8508 | 0 | 0 | 9.2486 | 15.926 | 0 | 73.4131 | 69.0439 | 66.8052 | 1343.464 | 32.5042 | 59.3592 | 0 | 0.5292 | 0 | 8.626 | 3.074 | 0 | 1271.6 | 272.0852 | -21.42 | 9.0008 | 6.38 | -1.72 | 15.3449 | 5.2822 | 54.4385 | 2025-11-15 | 2025_11_15 Hr 18 | 84.2912 | 6e-06 | -1271.6 | -322.5296 | 531.1234 | 926.4411 | 123.8054 | 12.7598 | 0 | 106.1967 | 311.0103 | 113.9164 | 22.0972 | 182.7729 | 281.7479 | 0 | 7.2612 | 46.06 | 244.0449 | 0 | 142.457 | 0
2025_11_15 Hr 19 | 0 | 0.001725 | 0.048645 | 3.5474 | 3.5621 | 3.5609 | 3.8089 | 3.8089 | 3.8089 | 112.901 | -14.5 | 0.1104 | 36 | 0 | 91.3864 | 91.3864 | 281.7479 | 0 | 0.00615 | 0.074 | 0.02596 | 0 | 0 | 0.0705 | 0.2574 | 46.06 | 7.2612 | 244.0449 | 0 | 0 | 0 | 0 | 17.4214 | 42.1713 | 0 | 0 | -289.3774 | 0.8541 | 12.5842 | 0 | -1 | -4.2 | 13.664 | 0 | 0 | 31.3829 | 31.3829 | 31.3829 | 31.3829 | 36.4918 | 27.7992 | 0 | 0 | 9.2486 | 15.926 | 0 | 73.4131 | 69.0439 | 55.8156 | 1305.504 | 31.9125 | 58.2787 | 0 | 0.5292 | 0 | 8.626 | 3.074 | 0 | 1260.7 | 265.993 | -21.42 | 9.0008 | 6.38 | -1.72 | 15.0655 | 5.186 | 53.5721 | 2025-11-15 | 2025_11_15 Hr 19 | 88.3129 | 8e-06 | -1260.7 | -289.3774 | 491.2113 | 926.4411 | 119.6652 | 12.7598 | 0 | 104.0903 | 275.2523 | 111.8687 | 22.0972 | 182.7729 | 281.7479 | 0 | 7.2612 | 46.06 | 244.0449 | 0 | 142.457 | 0
2025_11_15 Hr 20 | 0 | 1.5e-05 | 0.000423 | 3.5474 | 3.5621 | 3.5609 | 3.8089 | 3.8089 | 3.8089 | 97.6346 | -14.5 | 0.1104 | 41 | 0 | 91.3864 | 91.3864 | 281.7479 | 0 | 0.00615 | 0.074 | 0.02596 | 0 | 0 | 0.0705 | 0.2574 | 46.06 | 7.2612 | 244.0449 | 0 | 0 | 0 | 0 | 16.7912 | 40.6458 | 0 | 0 | -289.2046 | 0.8541 | 12.5842 | 0 | -1 | -4.2 | 13.664 | 0 | 0 | 27.2519 | 27.2519 | 27.2519 | 27.2519 | 31.6883 | 28.8522 | 0 | 0 | 9.2486 | 15.926 | 0 | 73.4131 | 69.0439 | 65.793 | 1266.707 | 31.307 | 57.1729 | 0 | 0.5292 | 0 | 8.626 | 3.074 | 0 | 1236.008 | 279.9261 | -21.42 | 9.0008 | 6.38 | -1.72 | 14.7797 | 5.0876 | 52.5951 | 2025-11-15 | 2025_11_15 Hr 20 | 82.0556 | 0.000237 | -1236.008 | -289.2046 | 450.3663 | 926.4411 | 135.6456 | 12.7598 | 0 | 101.9346 | 238.6585 | 109.7732 | 22.0972 | 182.7729 | 281.7479 | 0 | 7.2612 | 46.06 | 244.0449 | 0 | 142.457 | 0
2025_11_15 Hr 21 | 0 | 0 | 0 | 3.5474 | 3.5621 | 3.5609 | 3.8089 | 3.8089 | 3.8089 | 91.3188 | -14.5 | 0.1104 | 64 | 0 | 91.3864 | 91.3864 | 281.7479 | 0 | 0.00615 | 0.074 | 0.02596 | 0 | 0 | 0.0705 | 0.2574 | 46.06 | 7.2612 | 244.0449 | 0 | 0 | 0 | 0 | 16.5305 | 40.0147 | 0 | 0 | -327.6107 | 0.8541 | 12.5842 | 0 | -1 | -4.2 | 13.664 | 0 | 0 | 25.5429 | 25.5429 | 25.5429 | 25.5429 | 29.7011 | 27.7992 | 0 | 0 | 9.2486 | 15.926 | 0 | 73.4131 | 69.0439 | 72.7338 | 1250.675 | 31.0565 | 56.7154 | 0 | 0.5292 | 0 | 8.626 | 3.074 | 0 | 1209.592 | 307.947 | -21.42 | 9.0008 | 6.38 | -1.72 | 14.6614 | 5.0469 | 52.0577 | 2025-11-15 | 2025_11_15 Hr 21 | 77.7076 | -0.000292 | -1209.592 | -327.6107 | 433.4685 | 926.4411 | 164.533 | 12.7598 | 0 | 101.0428 | 223.5194 | 108.9063 | 22.0972 | 182.7729 | 281.7479 | 0 | 7.2612 | 46.06 | 244.0449 | 0 | 142.457 | 0
2025_11_15 Hr 22 | 0 | 0 | 0 | 3.5474 | 3.5621 | 3.5609 | 3.8089 | 3.8089 | 3.8089 | 76.2848 | -14.5 | 0.1104 | 73 | 0 | 91.3864 | 91.3864 | 281.7479 | 0 | 0.00615 | 0.074 | 0.02596 | 0 | 0 | 0.0705 | 0.2574 | 46.06 | 7.2612 | 244.0449 | 0 | 0 | 0 | 0 | 15.9099 | 38.5124 | 0 | 0 | -331.663 | 0.8541 | 12.5842 | 0 | -1 | -4.2 | 13.664 | 0 | 0 | 21.4748 | 21.4748 | 21.4748 | 21.4748 | 24.9707 | 27.7992 | 0 | 0 | 9.2486 | 15.926 | 0 | 73.4131 | 69.0439 | 67.8174 | 1212.516 | 30.4602 | 55.6265 | 0 | 0.5292 | 0 | 8.626 | 3.074 | 0 | 1169.4 | 309.967 | -21.42 | 9.0008 | 6.38 | -1.72 | 14.3799 | 4.95 | 50.5245 | 2025-11-15 | 2025_11_15 Hr 22 | 72.9777 | -3.4e-05 | -1169.4 | -331.663 | 393.2455 | 926.4411 | 168.6166 | 12.7598 | 0 | 98.9199 | 187.4828 | 106.8427 | 22.0972 | 182.7729 | 281.7479 | 0 | 7.2612 | 46.06 | 244.0449 | 0 | 142.457 | 0
2025_11_15 Hr 23 | 0 | 0 | 0 | 3.5474 | 3.5621 | 3.5609 | 3.8089 | 3.8089 | 3.8089 | 50.5954 | 0 | 0.1104 | 80 | 0 | 91.3864 | 91.3864 | 283.5925 | 0 | 0.00615 | 0.074 | 0.02596 | 0 | 0 | 0.0705 | 0.2574 | 46.06 | 7.2612 | 245.025 | 0 | 0 | 0 | 0 | 14.8495 | 35.9455 | 0 | 0 | -318.1698 | 0.8541 | 12.5842 | 0 | -1 | -4.2 | 13.664 | 0 | 0 | 14.5235 | 14.5235 | 14.5235 | 14.5235 | 16.8877 | 27.7992 | 0 | 0 | 9.2486 | 15.926 | 0 | 74.1091 | 69.6985 | 61.8888 | 1151.486 | 29.4413 | 53.7658 | 0 | 0.5292 | 0 | 8.626 | 3.074 | 0 | 1133.908 | 307.5122 | -6.92 | 9.0008 | 6.38 | -1.72 | 13.8989 | 4.7844 | 48.946 | 2025-11-15 | 2025_11_15 Hr 23 | 114.9318 | 0.000341 | -1133.908 | -318.1698 | 339.0139 | 930.6164 | 169.688 | 12.7598 | 0 | 95.2925 | 125.9049 | 117.8165 | 22.0972 | 182.7729 | 283.5925 | 0 | 7.2612 | 46.06 | 245.025 | 0 | 143.8077 | 0
2025_11_15 Hr 24 | 0 | 0 | 0 | 3.5474 | 3.5621 | 3.5609 | 3.8089 | 3.8089 | 3.8089 | 36.6934 | 0 | 0.1104 | 89 | 0 | 91.3864 | 91.3864 | 283.5925 | 0 | 0.00615 | 0.074 | 0.02596 | 0 | 0 | 0.0705 | 0.2574 | 46.06 | 7.2612 | 245.025 | 0 | 0 | 0 | 0 | 13.8962 | 33.6379 | 0 | 0 | -323.4265 | 0.8541 | 12.5842 | 0 | -1 | -4.2 | 13.664 | 0 | 0 | 8.2746 | 8.2746 | 8.2746 | 8.2746 | 9.6216 | 27.7992 | 0 | 0 | 9.2486 | 15.926 | 0 | 74.1091 | 69.6985 | 57.84 | 1102.061 | 28.5254 | 52.0931 | 0 | 0.5292 | 0 | 8.626 | 3.074 | 0 | 1081.008 | 309.2935 | -6.92 | 9.0008 | 6.38 | -1.72 | 13.4665 | 4.6356 | 46.927 | 2025-11-15 | 2025_11_15 Hr 24 | 103.2323 | 0.0003 | -1081.008 | -323.4265 | 286.4194 | 930.6164 | 174.6392 | 12.7598 | 0 | 92.0317 | 79.7411 | 114.6466 | 22.0972 | 182.7729 | 283.5925 | 0 | 7.2612 | 46.06 | 245.025 | 0 | 143.8077 | 0
2025_11_16 Hr 01 | 0 | 0 | 0 | 3.5474 | 3.5621 | 3.5609 | 3.8089 | 3.8089 | 3.8089 | 36.6934 | 0 | 0.1104 | 89 | 0 | 91.3864 | 91.3864 | 283.5925 | 0 | 0.00615 | 0.074 | 0.02596 | 0 | 0 | 0.0705 | 0.2574 | 46.06 | 7.2612 | 245.025 | 0 | 0 | 0 | 0 | 13.9286 | 33.7053 | 0 | 0 | -328.9758 | 0.8541 | 12.5912 | 0 | -1 | -4.2 | 13.6858 | 0 | 0 | 8.0607 | 8.0607 | 8.0607 | 8.0607 | 9.3729 | 24.8508 | 0 | 0 | 9.2637 | 15.7792 | 0 | 74.1091 | 69.6985 | 64.7808 | 1101.097 | 28.2117 | 51.5391 | 0 | 0.5292 | 0 | 8.626 | 3.074 | 0 | 1077.3 | 312.0985 | -6.92 | 8.9971 | 6.38 | -1.72 | 13.3424 | 4.5868 | 46.8536 | 2025-11-16 | 2025_11_16 Hr 01 | 86.0498 | -2.1e-05 | -1077.3 | -328.9758 | 284.2679 | 930.6164 | 178.6316 | 12.7598 | 0 | 92.1717 | 78.637 | 113.4592 | 22.0972 | 182.7729 | 283.5925 | 0 | 7.2612 | 46.06 | 245.025 | 0 | 143.8077 | 0
2025_11_16 Hr 02 | 0 | 0 | 0 | 3.5474 | 3.5621 | 3.5609 | 3.8089 | 3.8089 | 3.8089 | 36.6934 | 0 | 0.1104 | 90 | 0 | 91.3864 | 91.3864 | 283.5925 | 0 | 0.00615 | 0.074 | 0.02596 | 0 | 0 | 0.0705 | 0.2574 | 46.06 | 7.2612 | 245.025 | 0 | 0 | 0 | 0 | 13.3681 | 32.349 | 0 | 0 | -316.5496 | 0.8541 | 12.5912 | 0 | -1 | -4.2 | 13.6858 | 0 | 0 | 4.4373 | 4.4373 | 4.4373 | 4.4373 | 5.1597 | 25.7985 | 0 | 0 | 9.2637 | 15.7792 | 0 | 74.1091 | 69.6985 | 63.7686 | 1080.474 | 27.6808 | 50.5692 | 0 | 0.5292 | 0 | 8.626 | 3.074 | 0 | 1068.2 | 311.1958 | -6.92 | 8.9971 | 6.38 | -1.72 | 13.0913 | 4.5005 | 46.3309 | 2025-11-16 | 2025_11_16 Hr 02 | 85.7128 | -2e-05 | -1068.2 | -316.5496 | 261.8062 | 930.6164 | 179.5671 | 12.7598 | 0 | 90.255 | 59.9303 | 111.621 | 22.0972 | 182.7729 | 283.5925 | 0 | 7.2612 | 46.06 | 245.025 | 0 | 143.8077 | 0
2025_11_16 Hr 03 | 0 | 0 | 0 | 3.5474 | 3.5621 | 3.5609 | 3.8089 | 3.8089 | 3.8089 | 36.6934 | 0 | 0.1104 | 91 | 0 | 91.3864 | 91.3864 | 283.5925 | 0 | 0.00615 | 0.074 | 0.02596 | 0 | 0 | 0.0705 | 0.2574 | 46.06 | 7.2612 | 245.025 | 0 | 0 | 0 | 0 | 13.2187 | 31.9874 | 0 | 0 | -304.0793 | 0.8541 | 12.5912 | 0 | -1 | -4.2 | 13.6858 | 0 | 0 | 3.4711 | 3.4711 | 3.4711 | 3.4711 | 4.0362 | 33.8013 | 0 | 0 | 9.2637 | 15.7792 | 0 | 74.1091 | 69.6985 | 63.7686 | 1074.974 | 27.5392 | 50.3105 | 0 | 0.5292 | 0 | 8.626 | 3.074 | 0 | 1083.683 | 319.7084 | -6.92 | 8.9971 | 6.38 | -1.72 | 13.0243 | 4.4775 | 46.778 | 2025-11-16 | 2025_11_16 Hr 03 | 83.8499 | 0.000292 | -1083.683 | -304.0793 | 255.8165 | 930.6164 | 188.5699 | 12.7598 | 0 | 89.7439 | 54.9418 | 111.1307 | 22.0972 | 182.7729 | 283.5925 | 0 | 7.2612 | 46.06 | 245.025 | 0 | 143.8077 | 0
2025_11_16 Hr 04 | 0 | 0 | 0 | 3.5474 | 3.5621 | 3.5609 | 3.8089 | 3.8089 | 3.8089 | 36.6934 | 0 | 0.1104 | 93 | 0 | 91.3864 | 91.3864 | 283.5925 | 0 | 0.00615 | 0.074 | 0.02596 | 0 | 0 | 0.0705 | 0.2574 | 46.06 | 7.2612 | 245.025 | 0 | 0 | 0 | 0 | 13.2658 | 32.1014 | 0 | 0 | -316.13 | 0.8541 | 12.5912 | 0 | -1 | -4.2 | 13.6858 | 0 | 0 | 3.7757 | 3.7757 | 3.7757 | 3.7757 | 4.3903 | 42.7518 | 0 | 0 | 9.2637 | 15.7792 | 0 | 74.1091 | 69.6985 | 64.7808 | 1076.708 | 27.5838 | 50.3921 | 0 | 0.5292 | 0 | 8.626 | 3.074 | 0 | 1085.483 | 331.8256 | -6.92 | 8.9971 | 6.38 | -1.72 | 13.0454 | 4.4847 | 47.0076 | 2025-11-16 | 2025_11_16 Hr 04 | 83.3809 | 0.000365 | -1085.483 | -316.13 | 257.7045 | 930.6164 | 200.5326 | 12.7598 | 0 | 89.905 | 56.5143 | 111.2853 | 22.0972 | 182.7729 | 283.5925 | 0 | 7.2612 | 46.06 | 245.025 | 0 | 143.8077 | 0
2025_11_16 Hr 05 | 0 | 0 | 0 | 3.5474 | 3.5621 | 3.5609 | 3.8089 | 3.8089 | 3.8089 | 36.6934 | 0 | 0.1104 | 89 | 0 | 91.3864 | 91.3864 | 283.5925 | 0 | 0.00615 | 0.074 | 0.02596 | 0 | 0 | 0.0705 | 0.2574 | 46.06 | 7.2612 | 245.025 | 0 | 0 | 0 | 0 | 13.6021 | 32.9151 | 0 | 0 | -304.1768 | 0.8541 | 12.5912 | 0 | -1 | -4.2 | 13.6858 | 0 | 0 | 5.9497 | 5.9497 | 5.9497 | 5.9497 | 6.9182 | 38.7504 | 0 | 0 | 9.2637 | 15.7792 | 0 | 74.1091 | 69.6985 | 63.7686 | 1089.082 | 27.9024 | 50.974 | 0 | 0.5292 | 0 | 8.626 | 3.074 | 0 | 1101.9 | 323.9149 | -6.92 | 8.9971 | 6.38 | -1.72 | 13.1961 | 4.5365 | 47.4984 | 2025-11-16 | 2025_11_16 Hr 05 | 83.1166 | -1e-06 | -1101.9 | -304.1768 | 271.1816 | 930.6164 | 191.519 | 12.7598 | 0 | 91.055 | 67.7383 | 112.3882 | 22.0972 | 182.7729 | 283.5925 | 0 | 7.2612 | 46.06 | 245.025 | 0 | 143.8077 | 0
2025_11_16 Hr 06 | 0 | 0 | 0 | 3.5474 | 3.5621 | 3.5609 | 3.8089 | 3.8089 | 3.8089 | 36.6934 | 0 | 0.1104 | 88 | 0 | 91.3864 | 91.3864 | 283.5925 | 0 | 0.00615 | 0.074 | 0.02596 | 0 | 0 | 0.0705 | 0.2574 | 46.06 | 7.2612 | 245.025 | 0 | 0 | 0 | 0 | 14.0537 | 34.008 | 0 | 0 | -302.6345 | 0.8541 | 12.5912 | 0 | -1 | -4.2 | 13.6858 | 0 | 0 | 8.8694 | 8.8694 | 8.8694 | 8.8694 | 10.3133 | 45.7002 | 0 | 0 | 9.2637 | 15.7792 | 0 | 74.1091 | 69.6985 | 63.7686 | 1105.7 | 28.3302 | 51.7556 | 0 | 0.5292 | 0 | 8.626 | 3.074 | 0 | 1127.492 | 331.346 | -6.92 | 8.9971 | 6.38 | -1.72 | 13.3984 | 4.6061 | 48.4883 | 2025-11-16 | 2025_11_16 Hr 06 | 85.409 | -0.000319 | -1127.492 | -302.6345 | 289.2811 | 930.6164 | 197.4688 | 12.7598 | 0 | 92.5995 | 82.8121 | 113.8695 | 22.0972 | 182.7729 | 283.5925 | 0 | 7.2612 | 46.06 | 245.025 | 0 | 143.8077 | 0
2025_11_16 Hr 07 | 0 | 0 | 0 | 3.5474 | 3.5621 | 3.5609 | 3.8089 | 3.8089 | 3.8089 | 48.9266 | 0 | 0.1104 | 93 | 0 | 91.3864 | 91.3864 | 281.7479 | 0 | 0.00615 | 0.074 | 0.02596 | 0 | 0 | 0.0705 | 0.2574 | 40.9056 | 7.2612 | 244.0449 | 0 | 0 | 0 | 0 | 14.9732 | 36.233 | 0 | 0 | -294.3641 | 0.8541 | 12.5912 | 0 | -1 | -4.2 | 13.6858 | 0 | 0 | 14.8138 | 14.8138 | 14.8138 | 14.8138 | 17.2254 | 47.7009 | 0 | 0 | 9.2637 | 15.7792 | 0 | 73.4131 | 69.0439 | 58.8522 | 1142.438 | 29.2012 | 53.3469 | 0 | 0.5292 | 0 | 8.626 | 3.074 | 0 | 1177.6 | 336.4462 | -6.92 | 8.9971 | 6.38 | -1.72 | 13.8103 | 4.7477 | 50.3574 | 2025-11-16 | 2025_11_16 Hr 07 | 88.4884 | 1.1e-05 | -1177.6 | -294.3641 | 338.3646 | 921.2866 | 199.5531 | 12.7598 | 0 | 95.744 | 125.7352 | 116.8854 | 22.0972 | 182.7729 | 281.7479 | 0 | 7.2612 | 40.9056 | 244.0449 | 0 | 142.457 | 0
2025_11_16 Hr 08 | 0 | 0 | 0 | 3.5474 | 3.5621 | 3.5609 | 3.8089 | 3.8089 | 3.8089 | 64.1874 | 0 | 0.1104 | 93 | 0 | 91.3864 | 91.3864 | 281.7479 | 0 | 0.00615 | 0.074 | 0.02596 | 0 | 0 | 0.0705 | 0.2574 | 18.9906 | 7.2612 | 244.0449 | 0 | 0 | 0 | 0 | 15.6116 | 37.7779 | 0 | 0 | -271.5093 | 0.8541 | 12.5912 | 0 | -1 | -4.2 | 13.6858 | 0 | 0 | 18.9413 | 18.9413 | 18.9413 | 18.9413 | 22.0248 | 47.7009 | 0 | 0 | 9.2637 | 15.7792 | 0 | 73.4131 | 69.0439 | 62.7564 | 1159.277 | 29.806 | 54.4517 | 0 | 0.5292 | 0 | 8.626 | 3.074 | 0 | 1223.292 | 342.4444 | -6.92 | 8.9971 | 6.38 | -1.72 | 14.0964 | 4.846 | 51.8603 | 2025-11-16 | 2025_11_16 Hr 08 | 83.144 | -0.000317 | -1223.292 | -271.5093 | 379.2122 | 899.3717 | 203.4573 | 12.7598 | 0 | 97.9273 | 162.3055 | 118.9794 | 22.0972 | 182.7729 | 281.7479 | 0 | 7.2612 | 18.9906 | 244.0449 | 0 | 142.457 | 0
2025_11_16 Hr 09 | 1.0298 | 0.00015 | 0.00423 | 3.5474 | 3.5621 | 3.5609 | 3.8089 | 3.8089 | 3.8089 | 81.3898 | 0 | 0.1104 | 91 | 0 | 91.3864 | 91.3864 | 281.7479 | 0 | 0.00615 | 0.074 | 0.02596 | 0 | 0 | 0.0705 | 0.2574 | 19.8359 | 7.2612 | 244.0449 | 0 | 0 | 0 | 0 | 16.3312 | 39.5194 | 0 | 0 | -301.1624 | 0.8541 | 12.5912 | 0 | -1 | -4.2 | 13.6858 | 0 | 0 | 23.594 | 23.594 | 23.594 | 23.594 | 27.4348 | 47.7009 | 0 | 0 | 9.2637 | 15.7792 | 0 | 73.4131 | 69.0439 | 52.9236 | 1203.81 | 30.4878 | 55.6972 | 0 | 0.5292 | -1.0298 | 8.626 | 3.074 | 0 | 1228.7 | 334.002 | -7.9498 | 8.9971 | 6.38 | -1.72 | 14.4188 | 4.9569 | 52.464 | 2025-11-16 | 2025_11_16 Hr 09 | 81.0697 | -6e-06 | -1228.7 | -301.1624 | 425.2568 | 900.217 | 191.6289 | 12.7598 | 0 | 100.3885 | 203.5284 | 121.3399 | 22.0972 | 182.7729 | 281.7479 | 0 | 7.2612 | 19.8359 | 244.0449 | 0 | 142.457 | 0
2025_11_16 Hr 10 | 2.0713 | 0.00267 | 0.075294 | 3.5474 | 3.5621 | 3.5609 | 3.8089 | 3.8089 | 3.8089 | 103.9122 | 0 | 0.1104 | 88 | 0 | 91.3864 | 91.3864 | 281.7479 | 0 | 0.00615 | 0.074 | 0.02596 | 0 | 0 | 0.0705 | 0.2574 | 29.2388 | 7.2612 | 244.0449 | 0 | 0 | 0 | 0 | 17.2735 | 41.7994 | 0 | 0 | -343.4881 | 0.8541 | 12.5912 | 0 | -1 | -4.2 | 13.6858 | 0 | 0 | 29.6854 | 29.6854 | 29.6854 | 29.6854 | 34.5179 | 41.6988 | 0 | 0 | 9.2637 | 15.7792 | 0 | 73.4131 | 69.0439 | 50.8992 | 1270.478 | 31.3803 | 57.3278 | 0 | 0.5292 | -2.0713 | 8.626 | 3.074 | 0 | 1245.108 | 327.11 | -8.9913 | 8.9971 | 6.38 | -1.72 | 14.8409 | 5.102 | 53.6686 | 2025-11-16 | 2025_11_16 Hr 10 | 77.8063 | 0.000312 | -1245.108 | -343.4881 | 485.5408 | 909.6199 | 180.676 | 12.7598 | 0 | 103.6107 | 257.4998 | 124.4303 | 22.0972 | 182.7729 | 281.7479 | 0 | 7.2612 | 29.2388 | 244.0449 | 0 | 142.457 | 0
2025_11_16 Hr 11 | 4.1375 | 0.006315 | 0.17808 | 3.5474 | 3.5621 | 3.5609 | 3.8089 | 3.8089 | 3.8089 | 101.7765 | 0 | 0.1104 | 91 | 0 | 91.3864 | 91.3864 | 281.7479 | 0 | 0.00615 | 0.074 | 0.02596 | 0 | 0 | 0.0705 | 0.2574 | 36.2946 | 7.2612 | 244.0449 | 0 | 0 | 0 | 0 | 17.1841 | 41.5832 | 0 | 0 | -386.5656 | 0.8541 | 12.5912 | 0 | -1 | -4.2 | 13.6858 | 0 | 0 | 29.1078 | 29.1078 | 29.1078 | 29.1078 | 33.8463 | 39.6981 | 0 | 0 | 9.2637 | 15.7792 | 0 | 73.4131 | 69.0439 | 57.84 | 1272.213 | 31.2957 | 57.1732 | 0 | 0.5292 | -4.1375 | 8.626 | 3.074 | 0 | 1211.417 | 336.8269 | -11.0575 | 8.9971 | 6.38 | -1.72 | 14.8009 | 5.0882 | 52.9055 | 2025-11-16 | 2025_11_16 Hr 11 | 78.5792 | -0.000348 | -1211.417 | -386.5656 | 479.8242 | 916.6757 | 188.7225 | 12.7598 | 0 | 103.3052 | 252.3818 | 124.1373 | 22.0972 | 182.7729 | 281.7479 | 0 | 7.2612 | 36.2946 | 244.0449 | 0 | 142.457 | 0
2025_11_16 Hr 12 | 4.1392 | 0.008955 | 0.25253 | 3.5474 | 3.5621 | 3.5609 | 3.8089 | 3.8089 | 3.8089 | 98.0875 | 0 | 0.1104 | 91 | 0 | 91.3864 | 91.3864 | 281.7479 | 0 | 0.00615 | 0.074 | 0.02596 | 0 | 0 | 0.0705 | 0.2574 | 19.835 | 7.2612 | 244.0449 | 0 | 0 | 0 | 0 | 17.0298 | 41.2098 | 0 | 0 | -376.8218 | 0.8541 | 12.5912 | 0 | -1 | -4.2 | 13.6858 | 0 | 0 | 28.1101 | 28.1101 | 28.1101 | 28.1101 | 32.6861 | 34.749 | 0 | 0 | 9.2637 | 15.7792 | 0 | 73.4131 | 69.0439 | 63.7686 | 1246.46 | 31.1495 | 56.9061 | 0 | 0.5292 | -4.1392 | 8.626 | 3.074 | 0 | 1195.883 | 337.3045 | -11.0592 | 8.9971 | 6.38 | -1.72 | 14.7318 | 5.0645 | 52.1641 | 2025-11-16 | 2025_11_16 Hr 12 | 77.2712 | 0.000308 | -1195.883 | -376.8218 | 469.9501 | 900.2161 | 189.7791 | 12.7598 | 0 | 102.7774 | 243.5417 | 123.6311 | 22.0972 | 182.7729 | 281.7479 | 0 | 7.2612 | 19.835 | 244.0449 | 0 | 142.457 | 0
2025_11_16 Hr 13 | 3.6185 | 0.010425 | 0.29398 | 3.5474 | 3.5621 | 3.5609 | 3.8089 | 3.8089 | 3.8089 | 96.1847 | 0 | 0.1104 | 90 | 0 | 91.3864 | 91.3864 | 281.7479 | 0 | 0.00615 | 0.074 | 0.02596 | 0 | 0 | 0.0705 | 0.2574 | 29.2409 | 7.2612 | 244.0449 | 0 | 0 | 0 | 0 | 16.9502 | 41.0171 | 0 | 0 | -400.6028 | 0.8541 | 12.5912 | 0 | -1 | -4.2 | 13.6858 | 0 | 0 | 27.5954 | 27.5954 | 27.5954 | 27.5954 | 32.0877 | 27.7992 | 0 | 0 | 9.2637 | 15.7792 | 0 | 73.4131 | 69.0439 | 63.7686 | 1251.075 | 31.0741 | 56.7683 | 0 | 0.5292 | -3.6185 | 8.626 | 3.074 | 0 | 1168.508 | 328.5744 | -10.5385 | 8.9971 | 6.38 | -1.72 | 14.6961 | 5.0522 | 51.3964 | 2025-11-16 | 2025_11_16 Hr 13 | 71.2183 | 0.000319 | -1168.508 | -400.6028 | 464.8571 | 909.6219 | 181.8722 | 12.7598 | 0 | 102.5051 | 238.982 | 123.37 | 22.0972 | 182.7729 | 281.7479 | 0 | 7.2612 | 29.2409 | 244.0449 | 0 | 142.457 | 0
2025_11_16 Hr 14 | 2.0729 | 0.01089 | 0.3071 | 3.5474 | 3.5621 | 3.5609 | 3.8089 | 3.8089 | 3.8089 | 94.2043 | 0 | 0.1104 | 76 | 0 | 91.3864 | 91.3864 | 281.7479 | 0 | 0.00615 | 0.074 | 0.02596 | 0 | 0 | 0.0705 | 0.2574 | 38.6446 | 7.2612 | 244.0449 | 0 | 0 | 0 | 0 | 16.8673 | 40.8167 | 0 | 0 | -385.0269 | 0.8541 | 12.5912 | 0 | -1 | -4.2 | 13.6858 | 0 | 0 | 27.0598 | 27.0598 | 27.0598 | 27.0598 | 31.4649 | 25.7985 | 0 | 0 | 9.2637 | 15.7792 | 0 | 73.4131 | 69.0439 | 63.7686 | 1255.463 | 30.9956 | 56.625 | 0 | 0.5292 | -2.0729 | 8.626 | 3.074 | 0 | 1172.2 | 310.7568 | -8.9929 | 8.9971 | 6.38 | -1.72 | 14.659 | 5.0394 | 51.3372 | 2025-11-16 | 2025_11_16 Hr 14 | 75.1159 | 8e-06 | -1172.2 | -385.0269 | 459.5563 | 919.0257 | 165.8851 | 12.7598 | 0 | 102.2218 | 234.2363 | 123.0982 | 22.0972 | 182.7729 | 281.7479 | 0 | 7.2612 | 38.6446 | 244.0449 | 0 | 142.457 | 0
2025_11_16 Hr 15 | 1.5505 | 0.010605 | 0.29906 | 3.5474 | 3.5621 | 3.5609 | 3.8089 | 3.8089 | 3.8089 | 93.1558 | 0 | 0.1104 | 76 | 0 | 91.3864 | 91.3864 | 281.7479 | 0 | 0.00615 | 0.074 | 0.02596 | 0 | 0 | 0.0705 | 0.2574 | 43.1242 | 7.2612 | 244.0449 | 0 | 0 | 0 | 0 | 16.8235 | 40.7105 | 0 | 0 | -395.4384 | 0.8541 | 12.5912 | 0 | -1 | -4.2 | 13.6858 | 0 | 0 | 26.7762 | 26.7762 | 26.7762 | 26.7762 | 31.1351 | 22.8501 | 0 | 0 | 9.2637 | 15.7792 | 0 | 72.8564 | 68.4873 | 63.7686 | 1256.159 | 30.9541 | 56.5491 | 0 | 0.5292 | -1.5505 | 8.626 | 3.074 | 0 | 1159.392 | 307.1419 | -8.4705 | 8.9971 | 6.38 | -1.72 | 14.6393 | 5.0327 | 50.9686 | 2025-11-16 | 2025_11_16 Hr 15 | 74.4487 | -0.000316 | -1159.392 | -395.4384 | 456.75 | 922.3919 | 162.9284 | 12.7598 | 0 | 102.0718 | 231.7238 | 122.9544 | 22.0972 | 182.7729 | 281.7479 | 0 | 7.2612 | 43.1242 | 244.0449 | 0 | 141.3437 | 0
2025_11_16 Hr 16 | 0.52072 | 0.00951 | 0.26818 | 3.5474 | 3.5621 | 3.5609 | 3.8089 | 3.8089 | 3.8089 | 97.0002 | 0 | 0.1104 | 87 | 0 | 91.3864 | 91.3864 | 281.7479 | 0 | 0.00615 | 0.074 | 0.02596 | 0 | 0 | 0.0705 | 0.2574 | 44.69 | 7.2612 | 244.0449 | 0 | 0 | 0 | 0 | 16.9843 | 41.0997 | 0 | 0 | -377.7593 | 0.8541 | 12.5912 | 0 | -1 | -4.2 | 13.6858 | 0 | 0 | 27.816 | 27.816 | 27.816 | 27.816 | 32.3442 | 22.8501 | 0 | 0 | 9.2637 | 15.7792 | 0 | 73.4131 | 69.0439 | 35.8608 | 1268.569 | 31.1064 | 56.8274 | 0 | 0.5292 | -0.52072 | 8.626 | 3.074 | 0 | 1173.1 | 289.7307 | -7.4407 | 8.9971 | 6.38 | -1.72 | 14.7114 | 5.0575 | 51.2771 | 2025-11-16 | 2025_11_16 Hr 16 | 75.334 | 3.8e-05 | -1173.1 | -377.7593 | 467.0399 | 925.0711 | 145.9886 | 12.7598 | 0 | 102.6218 | 240.9362 | 123.4819 | 22.0972 | 182.7729 | 281.7479 | 0 | 7.2612 | 44.69 | 244.0449 | 0 | 142.457 | 0
2025_11_16 Hr 17 | 0 | 0.007605 | 0.21446 | 3.5474 | 3.5621 | 3.5609 | 3.8089 | 3.8089 | 3.8089 | 107.6012 | 0 | 0.1104 | 86 | 0 | 91.3864 | 91.3864 | 281.7479 | 0 | 0.00615 | 0.074 | 0.02596 | 0 | 0 | 0.0705 | 0.2574 | 46.06 | 7.2612 | 244.0449 | 0 | 0 | 0 | 0 | 17.4278 | 42.1729 | 0 | 0 | -284.6071 | 0.8541 | 12.5912 | 0 | -1 | -4.2 | 13.6858 | 0 | 0 | 30.6832 | 30.6832 | 30.6832 | 30.6832 | 35.6781 | 18.8487 | 0 | 0 | 9.2637 | 15.7792 | 0 | 73.4131 | 69.0439 | 1.0122 | 1296.806 | 31.5265 | 57.5949 | 0 | 0.5292 | 0 | 8.626 | 3.074 | 0 | 1256.092 | 250.8127 | -6.92 | 8.9971 | 6.38 | -1.72 | 14.9101 | 5.1258 | 53.3274 | 2025-11-16 | 2025_11_16 Hr 17 | 76.6519 | -0.000341 | -1256.092 | -284.6071 | 495.4149 | 926.4411 | 106.083 | 12.7598 | 0 | 104.1385 | 266.3399 | 124.9365 | 22.0972 | 182.7729 | 281.7479 | 0 | 7.2612 | 46.06 | 244.0449 | 0 | 142.457 | 0
2025_11_16 Hr 18 | 0 | 0.00486 | 0.13705 | 3.5474 | 3.5621 | 3.5609 | 3.8089 | 3.8089 | 3.8089 | 129.0751 | 0 | 0.1104 | 85 | 0 | 91.3864 | 91.3864 | 281.7479 | 0 | 0.00615 | 0.074 | 0.02596 | 0 | 0 | 0.0705 | 0.2574 | 46.06 | 7.2612 | 244.0449 | 0 | 0 | 0 | 0 | 18.3261 | 44.3468 | 0 | 0 | -299.726 | 0.8541 | 12.5912 | 0 | -1 | -4.2 | 13.6858 | 0 | 0 | 36.4911 | 36.4911 | 36.4911 | 36.4911 | 42.4315 | 22.8501 | 0 | 0 | 9.2637 | 15.7792 | 0 | 73.4131 | 69.0439 | 4.0488 | 1351.26 | 32.3776 | 59.1496 | 0 | 0.5292 | 0 | 8.626 | 3.074 | 0 | 1304.408 | 259.7946 | -6.92 | 8.9971 | 6.38 | -1.72 | 15.3125 | 5.2641 | 55.4336 | 2025-11-16 | 2025_11_16 Hr 18 | 78.0194 | 0.000363 | -1304.408 | -299.726 | 552.8927 | 926.4411 | 112.0408 | 12.7598 | 0 | 107.2108 | 317.7988 | 127.8831 | 22.0972 | 182.7729 | 281.7479 | 0 | 7.2612 | 46.06 | 244.0449 | 0 | 142.457 | 0
2025_11_16 Hr 19 | 0 | 0.001575 | 0.044415 | 3.5474 | 3.5621 | 3.5609 | 3.8089 | 3.8089 | 3.8089 | 119.8332 | 0 | 0.1104 | 81 | 0 | 91.3864 | 91.3864 | 281.7479 | 0 | 0.00615 | 0.074 | 0.02596 | 0 | 0 | 0.0705 | 0.2574 | 46.06 | 7.2612 | 244.0449 | 0 | 0 | 0 | 0 | 17.9395 | 43.4112 | 0 | 0 | -301.9153 | 0.8541 | 12.5912 | 0 | -1 | -4.2 | 13.6858 | 0 | 0 | 33.9915 | 33.9915 | 33.9915 | 33.9915 | 39.525 | 28.8522 | 0 | 0 | 9.2637 | 15.7792 | 0 | 73.4131 | 69.0439 | 9.9774 | 1327.698 | 32.0113 | 58.4805 | 0 | 0.5292 | 0 | 8.626 | 3.074 | 0 | 1285.317 | 266.4538 | -6.92 | 8.9971 | 6.38 | -1.72 | 15.1393 | 5.2046 | 54.7088 | 2025-11-16 | 2025_11_16 Hr 19 | 78.9508 | -0.000418 | -1285.317 | -301.9153 | 528.1554 | 926.4411 | 119.8756 | 12.7598 | 0 | 105.8885 | 295.6519 | 126.6149 | 22.0972 | 182.7729 | 281.7479 | 0 | 7.2612 | 46.06 | 244.0449 | 0 | 142.457 | 0
2025_11_16 Hr 20 | 0 | 1.5e-05 | 0.000423 | 3.5474 | 3.5621 | 3.5609 | 3.8089 | 3.8089 | 3.8089 | 107.64 | 0 | 0.1104 | 70 | 0 | 91.3864 | 91.3864 | 281.7479 | 0 | 0.00615 | 0.074 | 0.02596 | 0 | 0 | 0.0705 | 0.2574 | 46.06 | 7.2612 | 244.0449 | 0 | 0 | 0 | 0 | 17.4294 | 42.1768 | 0 | 0 | -277.7986 | 0.8541 | 12.5912 | 0 | -1 | -4.2 | 13.6858 | 0 | 0 | 30.6937 | 30.6937 | 30.6937 | 30.6937 | 35.6903 | 28.8522 | 0 | 0 | 9.2637 | 15.7792 | 0 | 73.4131 | 69.0439 | 14.0262 | 1296.691 | 31.5281 | 57.5977 | 0 | 0.5292 | 0 | 8.626 | 3.074 | 0 | 1269.8 | 257.828 | -6.92 | 8.9971 | 6.38 | -1.72 | 14.9108 | 5.126 | 53.7789 | 2025-11-16 | 2025_11_16 Hr 20 | 78.9707 | -7.5e-05 | -1269.8 | -277.7986 | 495.5188 | 926.4411 | 112.8788 | 12.7598 | 0 | 104.1441 | 266.4329 | 124.9418 | 22.0972 | 182.7729 | 281.7479 | 0 | 7.2612 | 46.06 | 244.0449 | 0 | 142.457 | 0
2025_11_16 Hr 21 | 0 | 0 | 0 | 3.5474 | 3.5621 | 3.5609 | 3.8089 | 3.8089 | 3.8089 | 95.6411 | 0 | 0.1104 | 61 | 0 | 91.3864 | 91.3864 | 281.7479 | 0 | 0.00615 | 0.074 | 0.02596 | 0 | 0 | 0.0705 | 0.2574 | 46.06 | 7.2612 | 244.0449 | 0 | 0 | 0 | 0 | 16.9274 | 40.9621 | 0 | 0 | -261.4973 | 0.8541 | 12.5912 | 0 | -1 | -4.2 | 13.6858 | 0 | 0 | 27.4484 | 27.4484 | 27.4484 | 27.4484 | 31.9167 | 31.8006 | 0 | 0 | 9.2637 | 15.7792 | 0 | 73.4131 | 69.0439 | 14.8938 | 1266.22 | 31.0526 | 56.729 | 0 | 0.5292 | 0 | 8.626 | 3.074 | 0 | 1248.8 | 250.9975 | -6.92 | 8.9971 | 6.38 | -1.72 | 14.6859 | 5.0487 | 52.7355 | 2025-11-16 | 2025_11_16 Hr 21 | 76.3282 | 1.2612e-13 | -1248.8 | -261.4973 | 463.402 | 926.4411 | 107.6944 | 12.7598 | 0 | 102.4274 | 237.6793 | 123.2954 | 22.0972 | 182.7729 | 281.7479 | 0 | 7.2612 | 46.06 | 244.0449 | 0 | 142.457 | 0
2025_11_16 Hr 22 | 0 | 0 | 0 | 3.5474 | 3.5621 | 3.5609 | 3.8089 | 3.8089 | 3.8089 | 74.7496 | 0 | 0.1104 | 53 | 0 | 91.3864 | 91.3864 | 281.7479 | 0 | 0.00615 | 0.074 | 0.02596 | 0 | 0 | 0.0705 | 0.2574 | 46.06 | 0 | 244.0449 | 0 | 0 | 0 | 0 | 16.0535 | 38.8472 | 0 | 0 | -263.0931 | 0.8541 | 12.5912 | 0 | -1 | -4.2 | 13.6858 | 0 | 0 | 21.798 | 21.798 | 21.798 | 21.798 | 25.3465 | 28.8522 | 0 | 0 | 9.2637 | 15.7792 | 0 | 73.4131 | 69.0439 | 14.0262 | 1205.907 | 30.2246 | 55.2165 | 0 | 0.5292 | 0 | 8.626 | 3.074 | 0 | 1172.208 | 236.3148 | -6.92 | 8.9971 | 6.38 | -1.72 | 14.2943 | 4.9141 | 49.7331 | 2025-11-16 | 2025_11_16 Hr 22 | 75.3967 | 0.0003 | -1172.208 | -263.0931 | 407.4833 | 919.1799 | 95.8784 | 12.7598 | 0 | 99.4384 | 187.6162 | 120.4287 | 22.0972 | 182.7729 | 281.7479 | 0 | 0 | 46.06 | 244.0449 | 0 | 142.457 | 0
2025_11_16 Hr 23 | 0 | 0 | 0 | 3.5474 | 3.5621 | 3.5609 | 3.8089 | 3.8089 | 3.8089 | 48.6159 | 0 | 0.1104 | 58 | 0 | 91.3864 | 91.3864 | 283.5925 | 0 | 0.00615 | 0.074 | 0.02596 | 0 | 0 | 0.0705 | 0.2574 | 46.06 | 0 | 245.025 | 0 | 0 | 0 | 0 | 14.9602 | 36.2015 | 0 | 0 | -244.3079 | 0.8541 | 12.5912 | 0 | -1 | -4.2 | 13.6858 | 0 | 0 | 14.7298 | 14.7298 | 14.7298 | 14.7298 | 17.1277 | 25.7985 | 0 | 0 | 9.2637 | 15.7792 | 0 | 74.1091 | 69.6985 | 7.953 | 1143.718 | 29.1889 | 53.3244 | 0 | 0.5292 | 0 | 8.626 | 3.074 | 0 | 1121.092 | 228.602 | -6.92 | 8.9971 | 6.38 | -1.72 | 13.8045 | 4.7457 | 47.4682 | 2025-11-16 | 2025_11_16 Hr 23 | 82.9383 | -0.000329 | -1121.092 | -244.3079 | 337.533 | 923.3552 | 91.7515 | 12.7598 | 0 | 95.6995 | 124.9908 | 116.8428 | 22.0972 | 182.7729 | 283.5925 | 0 | 0 | 46.06 | 245.025 | 0 | 143.8077 | 0
2025_11_16 Hr 24 | 0 | 0 | 0 | 3.5474 | 3.5621 | 3.5609 | 3.8089 | 3.8089 | 3.8089 | 36.6934 | 0 | 0.1104 | 62 | 0 | 91.3864 | 91.3864 | 283.5925 | 0 | 0.00615 | 0.074 | 0.02596 | 0 | 0 | 0.0705 | 0.2574 | 46.06 | 0 | 245.025 | 0 | 0 | 0 | 0 | 13.9237 | 33.6935 | 0 | 0 | -254.4287 | 0.8541 | 12.5912 | 0 | -1 | -4.2 | 13.6858 | 0 | 0 | 8.0292 | 8.0292 | 8.0292 | 8.0292 | 9.3363 | 31.8006 | 0 | 0 | 9.2637 | 15.7792 | 0 | 74.1091 | 69.6985 | 4.0488 | 1093.657 | 28.2071 | 51.5307 | 0 | 0.5292 | 0 | 8.626 | 3.074 | 0 | 1063.608 | 231.3004 | -6.92 | 8.9971 | 6.38 | -1.72 | 13.3402 | 4.5861 | 45.3323 | 2025-11-16 | 2025_11_16 Hr 24 | 81.7029 | 0.000357 | -1063.608 | -254.4287 | 284.0726 | 923.3552 | 97.8494 | 12.7598 | 0 | 92.155 | 78.4743 | 113.4433 | 22.0972 | 182.7729 | 283.5925 | 0 | 0 | 46.06 | 245.025 | 0 | 143.8077 | 0
2025_11_17 Hr 01 | 0 | 0 | 0 | 3.5474 | 3.5621 | 3.5609 | 3.8089 | 3.8089 | 3.8089 | 36.6934 | 0 | 0.1104 | 63 | 0 | 91.3864 | 91.3864 | 283.5925 | 0 | 0.00615 | 0.074 | 0.02596 | 0 | 0 | 0.0705 | 0.2574 | 46.06 | 0 | 245.025 | 0 | 0 | 0 | 0 | 13.1484 | 31.807 | 0 | 0 | -264.6505 | 0.8541 | 12.5982 | 0 | -1 | -4.2 | 13.7076 | 0 | 0 | 2.8051 | 2.8051 | 2.8051 | 2.8051 | 3.2617 | 38.7504 | 0 | 0 | 9.2789 | 16.4242 | 0 | 74.1091 | 69.6985 | 4.0488 | 1064.064 | 28.5149 | 52.1121 | 0 | 0.5292 | 0 | 8.626 | 3.074 | 0 | 1033.5 | 241.0064 | -6.92 | 8.9934 | 6.38 | -1.72 | 13.5099 | 4.6383 | 44.2783 | 2025-11-17 | 2025_11_17 Hr 01 | 76.7079 | 4e-06 | -1033.5 | -264.6505 | 256.2363 | 923.3552 | 105.7992 | 12.7598 | 0 | 89.5335 | 51.5033 | 115.1995 | 22.0972 | 182.7729 | 283.5925 | 0 | 0 | 46.06 | 245.025 | 0 | 143.8077 | 0
2025_11_17 Hr 02 | 0 | 0 | 0 | 3.5474 | 3.5621 | 3.5609 | 3.8089 | 3.8089 | 3.8089 | 36.6934 | 0 | 0.1104 | 70 | 0 | 91.3864 | 91.3864 | 283.5925 | 0 | 0.00615 | 0.074 | 0.02596 | 0 | 0 | 0.0705 | 0.2574 | 46.06 | 0 | 245.025 | 0 | 0 | 0 | 0 | 12.8108 | 30.9902 | 0 | 0 | -256.7899 | 0.8541 | 12.5982 | 0 | -1 | -4.2 | 13.7076 | 0 | 0 | 0.5432 | 0.5432 | 0.5432 | 0.5432 | 0.63163 | 39.6981 | 0 | 0 | 9.2789 | 16.4242 | 0 | 74.1091 | 69.6985 | 5.9286 | 1051.232 | 28.1836 | 51.5066 | 0 | 0.5292 | 0 | 8.626 | 3.074 | 0 | 1037.208 | 249.6862 | -6.92 | 8.9934 | 6.38 | -1.72 | 13.3529 | 4.5844 | 44.3212 | 2025-11-17 | 2025_11_17 Hr 02 | 76.9127 | 0.000328 | -1037.208 | -256.7899 | 242.2565 | 923.3552 | 115.6267 | 12.7598 | 0 | 88.379 | 39.8257 | 114.0517 | 22.0972 | 182.7729 | 283.5925 | 0 | 0 | 46.06 | 245.025 | 0 | 143.8077 | 0
2025_11_17 Hr 03 | 0 | 0 | 0 | 3.5474 | 3.5621 | 3.5609 | 3.8089 | 3.8089 | 3.8089 | 36.6934 | 0 | 0.1104 | 72 | 0 | 91.3864 | 91.3864 | 283.5925 | 0 | 0.00615 | 0.074 | 0.02596 | 0 | 0 | 0.0705 | 0.2574 | 46.06 | 0 | 245.025 | 0 | 0 | 0 | 0 | 12.7511 | 30.8458 | 0 | 0 | -284.0556 | 0.8541 | 12.5982 | 0 | -1 | -4.2 | 13.7076 | 0 | 0 | 0.14343 | 0.14343 | 0.14343 | 0.14343 | 0.16678 | 39.6981 | 0 | 0 | 9.2789 | 16.4242 | 0 | 74.1091 | 69.6985 | 8.9652 | 1048.964 | 28.1251 | 51.3996 | 0 | 0.5292 | 0 | 8.626 | 3.074 | 0 | 1012.508 | 254.5199 | -6.92 | 8.9934 | 6.38 | -1.72 | 13.3252 | 4.5749 | 43.705 | 2025-11-17 | 2025_11_17 Hr 03 | 79.3636 | 0.000399 | -1012.508 | -284.0556 | 239.7857 | 923.3552 | 120.6633 | 12.7598 | 0 | 88.175 | 37.7618 | 113.8489 | 22.0972 | 182.7729 | 283.5925 | 0 | 0 | 46.06 | 245.025 | 0 | 143.8077 | 0
2025_11_17 Hr 04 | 0 | 0 | 0 | 3.5474 | 3.5621 | 3.5609 | 3.8089 | 3.8089 | 3.8089 | 36.6934 | 0 | 0.1104 | 73 | 0 | 91.3864 | 91.3864 | 283.5925 | 0 | 0.00615 | 0.074 | 0.02596 | 0 | 0 | 0.0705 | 0.2574 | 46.06 | 7.2612 | 245.025 | 0 | 0 | 0 | 0 | 12.9929 | 31.4309 | 0 | 0 | -307.5661 | 0.8541 | 12.5982 | 0 | -1 | -4.2 | 13.7076 | 0 | 0 | 1.7636 | 1.7636 | 1.7636 | 1.7636 | 2.0507 | 42.7518 | 0 | 0 | 9.2789 | 16.4242 | 0 | 74.1091 | 69.6985 | 13.014 | 1065.417 | 28.3624 | 51.8333 | 0 | 0.5292 | 0 | 8.626 | 3.074 | 0 | 1014.375 | 263.4445 | -6.92 | 8.9934 | 6.38 | -1.72 | 13.4376 | 4.6135 | 44.088 | 2025-11-17 | 2025_11_17 Hr 04 | 82.8252 | 2e-05 | -1014.375 | -307.5661 | 249.7991 | 930.6164 | 128.7658 | 12.7598 | 0 | 89.0019 | 46.1262 | 114.671 | 22.0972 | 182.7729 | 283.5925 | 0 | 7.2612 | 46.06 | 245.025 | 0 | 143.8077 | 0
2025_11_17 Hr 05 | 0 | 0 | 0 | 3.5474 | 3.5621 | 3.5609 | 3.8089 | 3.8089 | 3.8089 | 36.6934 | 0 | 0.1104 | 80 | 0 | 91.3864 | 91.3864 | 283.5925 | 0 | 0.00615 | 0.074 | 0.02596 | 0 | 0 | 0.0705 | 0.2574 | 46.06 | 7.2612 | 245.025 | 0 | 0 | 0 | 0 | 13.351 | 32.2971 | 0 | 0 | -306.5828 | 0.8541 | 12.5982 | 0 | -1 | -4.2 | 13.7076 | 0 | 0 | 4.1622 | 4.1622 | 4.1622 | 4.1622 | 4.8398 | 42.7518 | 0 | 0 | 9.2789 | 16.4242 | 0 | 74.1091 | 69.6985 | 13.014 | 1079.025 | 28.7137 | 52.4754 | 0 | 0.5292 | 0 | 8.626 | 3.074 | 0 | 1037.183 | 271.6616 | -6.92 | 8.9934 | 6.38 | -1.72 | 13.6041 | 4.6707 | 44.9754 | 2025-11-17 | 2025_11_17 Hr 05 | 84.8731 | 0.000385 | -1037.183 | -306.5828 | 264.6241 | 930.6164 | 135.7658 | 12.7598 | 0 | 90.2262 | 58.5099 | 115.8881 | 22.0972 | 182.7729 | 283.5925 | 0 | 7.2612 | 46.06 | 245.025 | 0 | 143.8077 | 0
2025_11_17 Hr 06 | 0 | 0 | 0 | 3.5474 | 3.5621 | 3.5609 | 3.8089 | 3.8089 | 3.8089 | 46.8572 | 0 | 0.1104 | 74 | 0 | 91.3864 | 91.3864 | 283.5925 | 0 | 0.00615 | 0.074 | 0.02596 | 0 | 0 | 0.0705 | 0.2574 | 46.06 | 7.2612 | 245.025 | 0 | 0 | 0 | 0 | 14.9812 | 36.2407 | 0 | 0 | -283.6413 | 0.8541 | 12.5982 | 0 | -1 | -4.2 | 13.7076 | 0 | 0 | 15.0823 | 15.0823 | 15.0823 | 15.0823 | 17.5376 | 44.6472 | 0 | 0 | 9.2789 | 16.4242 | 0 | 74.1091 | 69.6985 | 5.9286 | 1151.14 | 30.3133 | 55.3988 | 0 | 0.5292 | 0 | 8.626 | 3.074 | 0 | 1126.592 | 266.0126 | -6.92 | 8.9934 | 6.38 | -1.72 | 14.3619 | 4.9309 | 48.2028 | 2025-11-17 | 2025_11_17 Hr 06 | 93.0449 | -0.000281 | -1126.592 | -283.6413 | 342.281 | 930.6164 | 124.5758 | 12.7598 | 0 | 95.8 | 125.0519 | 121.4291 | 22.0972 | 182.7729 | 283.5925 | 0 | 7.2612 | 46.06 | 245.025 | 0 | 143.8077 | 0
2025_11_17 Hr 07 | 0 | 0 | 0 | 3.5474 | 3.5621 | 3.5609 | 3.8089 | 3.8089 | 3.8089 | 93.9455 | -14.5 | 0.1104 | 76 | 0 | 91.3864 | 91.3864 | 281.7479 | 0 | 0.00615 | 0.074 | 0.02596 | 0 | 0 | 0.0705 | 0.2574 | 43.4499 | 7.2612 | 244.0449 | 0 | 0 | 0 | 0 | 16.8815 | 40.8378 | 0 | 0 | -307.8644 | 0.8541 | 12.5982 | 0 | -1 | -4.2 | 13.7076 | 0 | 0 | 27.8119 | 27.8119 | 27.8119 | 27.8119 | 32.3394 | 41.6988 | 0 | 0 | 9.2789 | 16.4242 | 0 | 73.4131 | 69.0439 | 5.9286 | 1263.661 | 32.178 | 58.8065 | 0 | 0.5292 | 0 | 8.626 | 3.074 | 0 | 1205.9 | 271.5233 | -21.42 | 8.9934 | 6.38 | -1.72 | 15.2454 | 5.2342 | 51.6522 | 2025-11-17 | 2025_11_17 Hr 07 | 74.1411 | 1.6e-05 | -1205.9 | -307.8644 | 453.5462 | 923.831 | 123.6274 | 12.7598 | 0 | 102.2974 | 237.8606 | 113.3882 | 22.0972 | 182.7729 | 281.7479 | 0 | 7.2612 | 43.4499 | 244.0449 | 0 | 142.457 | 0
2025_11_17 Hr 08 | 0 | 0 | 0 | 3.5474 | 3.5621 | 3.5609 | 3.8089 | 3.8089 | 3.8089 | 111.0297 | -14.5 | 0.1104 | 74 | 0 | 91.3864 | 91.3864 | 281.7479 | 0 | 0.00615 | 0.074 | 0.02596 | 0 | 0 | 0.0705 | 0.2574 | 17.6805 | 0 | 244.0449 | 0 | 0 | 0 | 0 | 17.571 | 42.5056 | 0 | 0 | -285.2473 | 0.8541 | 12.5982 | 0 | -1 | -4.2 | 13.7076 | 0 | 0 | 32.4304 | 32.4304 | 32.4304 | 32.4304 | 37.7097 | 39.6981 | 0 | 0 | 9.2789 | 16.4242 | 0 | 73.4131 | 69.0439 | 13.014 | 1273.916 | 32.8545 | 60.0429 | 0 | 0.5292 | 0 | 8.626 | 3.074 | 0 | 1244.2 | 276.9514 | -21.42 | 8.9934 | 6.38 | -1.72 | 15.5659 | 5.3442 | 52.8664 | 2025-11-17 | 2025_11_17 Hr 08 | 74.9541 | 2.2e-05 | -1244.2 | -285.2473 | 499.1751 | 890.8003 | 126.7121 | 12.7598 | 0 | 104.6547 | 278.7888 | 115.7316 | 22.0972 | 182.7729 | 281.7479 | 0 | 0 | 17.6805 | 244.0449 | 0 | 142.457 | 0
2025_11_17 Hr 09 | 0 | 0.00015 | 0.00423 | 3.5474 | 3.5621 | 3.5609 | 3.8089 | 3.8089 | 3.8089 | 107.8775 | -14.5 | 0.1104 | 76 | 0 | 91.3864 | 91.3864 | 281.7479 | 0 | 0.00615 | 0.074 | 0.02596 | 0 | 0 | 0.0705 | 0.2574 | 19.8359 | 0 | 244.0449 | 0 | 0 | 0 | 0 | 17.4438 | 42.1979 | 0 | 0 | -301.6517 | 0.8541 | 12.5982 | 0 | -1 | -4.2 | 13.7076 | 0 | 0 | 31.5782 | 31.5782 | 31.5782 | 31.5782 | 36.7189 | 36.7497 | 0 | 0 | 9.2789 | 16.4242 | 0 | 73.4131 | 69.0439 | 44.826 | 1268.089 | 32.7297 | 59.8147 | 0 | 0.5292 | 0 | 8.626 | 3.074 | 0 | 1252.4 | 307.3828 | -21.42 | 8.9934 | 6.38 | -1.72 | 15.5068 | 5.3239 | 53.4059 | 2025-11-17 | 2025_11_17 Hr 09 | 74.1227 | 2.8e-05 | -1252.4 | -301.6517 | 490.7561 | 892.9557 | 157.5801 | 12.7598 | 0 | 104.2197 | 271.2371 | 115.2993 | 22.0972 | 182.7729 | 281.7479 | 0 | 0 | 19.8359 | 244.0449 | 0 | 142.457 | 0
2025_11_17 Hr 10 | 1.0315 | 0.002895 | 0.081639 | 3.5474 | 3.5621 | 3.5609 | 3.8089 | 3.8089 | 3.8089 | 101.7677 | -14.5 | 0.1104 | 66 | 0 | 91.3864 | 91.3864 | 281.7479 | 0 | 0.00615 | 0.074 | 0.02596 | 0 | 0 | 0.0705 | 0.2574 | 29.2409 | 0 | 244.0449 | 0 | 0 | 0 | 0 | 17.1972 | 41.6014 | 0 | 0 | -289.74 | 0.8541 | 12.5982 | 0 | -1 | -4.2 | 13.7076 | 0 | 0 | 29.9265 | 29.9265 | 29.9265 | 29.9265 | 34.7983 | 34.749 | 0 | 0 | 9.2789 | 16.4242 | 0 | 73.4131 | 69.0439 | 62.7564 | 1262.091 | 32.4877 | 59.3726 | 0 | 0.5292 | -1.0315 | 8.626 | 3.074 | 0 | 1263.408 | 313.5086 | -22.4515 | 8.9934 | 6.38 | -1.72 | 15.3921 | 5.2846 | 53.6838 | 2025-11-17 | 2025_11_17 Hr 10 | 72.2073 | 0.000317 | -1263.408 | -289.74 | 474.4378 | 902.3607 | 163.5899 | 12.7598 | 0 | 103.3767 | 256.6 | 114.4612 | 22.0972 | 182.7729 | 281.7479 | 0 | 0 | 29.2409 | 244.0449 | 0 | 142.457 | 0
2025_11_17 Hr 11 | 1.5489 | 0.00651 | 0.18358 | 3.5474 | 3.5621 | 3.5609 | 3.8089 | 3.8089 | 3.8089 | 104.2583 | -14.5 | 0.1104 | 75 | 0 | 91.3864 | 91.3864 | 281.7479 | 0 | 0.00615 | 0.074 | 0.02596 | 0 | 0 | 0.0705 | 0.2574 | 38.6459 | 0 | 244.0449 | 0 | 0 | 0 | 0 | 17.2977 | 41.8445 | 0 | 0 | -364.6406 | 0.8541 | 12.5982 | 0 | -1 | -4.2 | 13.7076 | 0 | 0 | 30.5998 | 30.5998 | 30.5998 | 30.5998 | 35.5812 | 28.8522 | 0 | 0 | 9.2789 | 16.4242 | 0 | 73.4131 | 69.0439 | 71.8662 | 1277.908 | 32.5864 | 59.5528 | 0 | 0.5292 | -1.5489 | 8.626 | 3.074 | 0 | 1216.883 | 326.5843 | -22.9689 | 8.9934 | 6.38 | -1.72 | 15.4389 | 5.3006 | 52.8328 | 2025-11-17 | 2025_11_17 Hr 11 | 70.5814 | 0.000278 | -1216.883 | -364.6406 | 481.0898 | 911.7657 | 175.9085 | 12.7598 | 0 | 103.7204 | 262.5667 | 114.8028 | 22.0972 | 182.7729 | 281.7479 | 0 | 0 | 38.6459 | 244.0449 | 0 | 142.457 | 0
2025_11_17 Hr 12 | 5.6897 | 0.00912 | 0.25718 | 3.5474 | 3.5621 | 3.5609 | 3.8089 | 3.8089 | 3.8089 | 100.6002 | -14.5 | 0.1104 | 60 | 0 | 91.3864 | 91.3864 | 281.7479 | 0 | 0.00615 | 0.074 | 0.02596 | 0 | 0 | 0.0705 | 0.2574 | 30.0161 | 0 | 244.0449 | 0 | 0 | 0 | 0 | 17.1501 | 41.4874 | 0 | 0 | -358.7199 | 0.8541 | 12.5982 | 0 | -1 | -4.2 | 13.7076 | 0 | 0 | 29.6109 | 29.6109 | 29.6109 | 29.6109 | 34.4313 | 14.8473 | 0 | 0 | 9.2789 | 16.4242 | 0 | 73.4131 | 69.0439 | 76.7826 | 1260.084 | 32.4415 | 59.2881 | 0 | 0.5292 | -5.6897 | 8.626 | 3.074 | 0 | 1180.392 | 306.1375 | -27.1097 | 8.9934 | 6.38 | -1.72 | 15.3702 | 5.277 | 51.3144 | 2025-11-17 | 2025_11_17 Hr 12 | 68.044 | -0.000273 | -1180.392 | -358.7199 | 471.3197 | 903.1359 | 151.8962 | 12.7598 | 0 | 103.2156 | 253.803 | 114.301 | 22.0972 | 182.7729 | 281.7479 | 0 | 0 | 30.0161 | 244.0449 | 0 | 142.457 | 0
2025_11_17 Hr 13 | 6.7511 | 0.006615 | 0.18654 | 3.5474 | 3.5621 | 3.5609 | 3.8089 | 3.8089 | 3.8089 | 90.0928 | -14.5 | 0.1104 | 66 | 0 | 91.3864 | 91.3864 | 281.7479 | 0 | 0.00615 | 0.074 | 0.02596 | 0 | 0 | 0.0705 | 0.2574 | 15.7853 | 0 | 244.0449 | 0 | 0 | 0 | 0 | 16.7261 | 40.4616 | 0 | 0 | -346.1326 | 0.8541 | 12.5982 | 0 | -1 | -4.2 | 13.7076 | 0 | 0 | 26.7704 | 26.7704 | 26.7704 | 26.7704 | 31.1284 | 11.8989 | 0 | 0 | 9.2789 | 16.4242 | 0 | 73.4131 | 69.0439 | 79.8192 | 1219.16 | 32.0254 | 58.5277 | 0 | 0.5292 | -6.7511 | 8.626 | 3.074 | 0 | 1156.7 | 311.8432 | -28.1711 | 8.9934 | 6.38 | -1.72 | 15.1731 | 5.2094 | 50.2136 | 2025-11-17 | 2025_11_17 Hr 13 | 66.2635 | -3e-05 | -1156.7 | -346.1326 | 443.2563 | 888.9052 | 157.9113 | 12.7598 | 0 | 101.7658 | 228.6308 | 112.8597 | 22.0972 | 182.7729 | 281.7479 | 0 | 0 | 15.7853 | 244.0449 | 0 | 142.457 | 0
2025_11_17 Hr 14 | 7.7826 | 0.00906 | 0.25549 | 3.5474 | 3.5621 | 3.5609 | 3.8089 | 3.8089 | 3.8089 | 89.5091 | -14.5 | 0.1104 | 65 | 0 | 91.3864 | 91.3864 | 281.7479 | 0 | 0.00615 | 0.074 | 0.02596 | 0 | 0 | 0.0705 | 0.2574 | 17.0909 | 0 | 244.0449 | 0 | 0 | 0 | 0 | 16.7025 | 40.4046 | 0 | 0 | -369.6265 | 0.8541 | 12.5982 | 0 | -1 | -4.2 | 13.7076 | 0 | 0 | 26.6126 | 26.6126 | 26.6126 | 26.6126 | 30.9449 | 8.9505 | 0 | 0 | 9.2789 | 16.4242 | 0 | 73.4131 | 69.0439 | 81.8436 | 1219.056 | 32.0023 | 58.4854 | 0 | 0.5292 | -7.7826 | 8.626 | 3.074 | 0 | 1131.1 | 310.8731 | -29.2026 | 8.9934 | 6.38 | -1.72 | 15.1622 | 5.2056 | 49.5122 | 2025-11-17 | 2025_11_17 Hr 14 | 64.0341 | -7.4e-05 | -1131.1 | -369.6265 | 441.6972 | 890.2107 | 156.0587 | 12.7598 | 0 | 101.6852 | 227.2323 | 112.7797 | 22.0972 | 182.7729 | 281.7479 | 0 | 0 | 17.0909 | 244.0449 | 0 | 142.457 | 0
2025_11_17 Hr 15 | 7.2585 | 0.00954 | 0.26903 | 3.5474 | 3.5621 | 3.5609 | 3.8089 | 3.8089 | 3.8089 | 84.4111 | -14.5 | 0.1104 | 69 | 0 | 91.3864 | 91.3864 | 281.7479 | 0 | 0.00615 | 0.074 | 0.02596 | 0 | 0 | 0.0705 | 0.2574 | 15.7196 | 0 | 244.0449 | 0 | 0 | 0 | 0 | 16.4968 | 39.907 | 0 | 0 | -376.9874 | 0.8541 | 12.5982 | 0 | -1 | -4.2 | 13.7076 | 0 | 0 | 25.2344 | 25.2344 | 25.2344 | 25.2344 | 29.3424 | 10.9512 | 0 | 0 | 9.2789 | 16.4242 | 0 | 69.3156 | 65.0909 | 79.8192 | 1196.731 | 31.8004 | 58.1165 | 0 | 0.5292 | -7.2585 | 8.626 | 3.074 | 0 | 1104.692 | 313.6265 | -28.6785 | 8.9934 | 6.38 | -1.72 | 15.0665 | 5.1728 | 48.5666 | 2025-11-17 | 2025_11_17 Hr 15 | 58.8361 | -0.000356 | -1104.692 | -376.9874 | 428.0814 | 880.7889 | 160.049 | 12.7598 | 0 | 100.9818 | 215.0192 | 112.0804 | 22.0972 | 182.7729 | 281.7479 | 0 | 0 | 15.7196 | 244.0449 | 0 | 134.4065 | 0
2025_11_17 Hr 16 | 2.0696 | 0.006345 | 0.17893 | 3.5474 | 3.5621 | 3.5609 | 3.8089 | 3.8089 | 3.8089 | 87.6801 | -14.5 | 0.1104 | 74 | 0 | 91.3864 | 91.3864 | 281.7479 | 0 | 0.00615 | 0.074 | 0.02596 | 0 | 0 | 0.0705 | 0.2574 | 18.3316 | 0 | 244.0449 | 0 | 0 | 0 | 0 | 16.6287 | 40.2261 | 0 | 0 | -378.9504 | 0.8541 | 12.5982 | 0 | -1 | -4.2 | 13.7076 | 0 | 0 | 26.1182 | 26.1182 | 26.1182 | 26.1182 | 30.3699 | 13.8996 | 0 | 0 | 9.2789 | 16.4242 | 0 | 73.4131 | 69.0439 | 72.7338 | 1215.586 | 31.9299 | 58.3531 | 0 | 0.5292 | -2.0696 | 8.626 | 3.074 | 0 | 1122.892 | 309.7458 | -23.4896 | 8.9934 | 6.38 | -1.72 | 15.1278 | 5.1938 | 49.3109 | 2025-11-17 | 2025_11_17 Hr 16 | 65.2966 | -0.000324 | -1122.892 | -378.9504 | 436.8122 | 891.4514 | 160.8187 | 12.7598 | 0 | 101.4329 | 222.8505 | 112.5288 | 22.0972 | 182.7729 | 281.7479 | 0 | 0 | 18.3316 | 244.0449 | 0 | 142.457 | 0
2025_11_17 Hr 17 | 0 | 0.00702 | 0.19796 | 3.5474 | 3.5621 | 3.5609 | 3.8089 | 3.8089 | 3.8089 | 113.8705 | -14.5 | 0.1104 | 83 | 0 | 91.3864 | 91.3864 | 281.7479 | 0 | 0.00615 | 0.074 | 0.02596 | 0 | 0 | 0.0705 | 0.2574 | 27.6742 | 0 | 244.0449 | 0 | 0 | 0 | 0 | 17.6856 | 42.783 | 0 | 0 | -408.9451 | 0.8541 | 12.5982 | 0 | -1 | -4.2 | 13.7076 | 0 | 0 | 33.1983 | 33.1983 | 33.1983 | 33.1983 | 38.6027 | 30.7476 | 0 | 0 | 9.2789 | 16.4242 | 0 | 73.4131 | 69.0439 | 88.7844 | 1291.305 | 32.967 | 60.2484 | 0 | 0.5292 | 0 | 8.626 | 3.074 | 0 | 1214.108 | 353.1681 | -21.42 | 8.9934 | 6.38 | -1.72 | 15.6192 | 5.3625 | 53.3062 | 2025-11-17 | 2025_11_17 Hr 17 | 75.8054 | 0.000315 | -1214.108 | -408.9451 | 506.7625 | 900.7941 | 202.737 | 12.7598 | 0 | 105.0467 | 285.5945 | 116.1213 | 22.0972 | 182.7729 | 281.7479 | 0 | 0 | 27.6742 | 244.0449 | 0 | 142.457 | 0
2025_11_17 Hr 18 | 0 | 0.004665 | 0.13155 | 3.5474 | 3.5621 | 3.5609 | 3.8089 | 3.8089 | 3.8089 | 126.6739 | -14.5 | 0.1104 | 84 | 0 | 91.3864 | 91.3864 | 281.7479 | 0 | 0.00615 | 0.074 | 0.02596 | 0 | 0 | 0.0705 | 0.2574 | 37.0792 | 0 | 244.0449 | 0 | 0 | 0 | 0 | 18.2023 | 44.0329 | 0 | 0 | -464.626 | 0.8541 | 12.5982 | 0 | -1 | -4.2 | 13.7076 | 0 | 0 | 36.6595 | 36.6595 | 36.6595 | 36.6595 | 42.6274 | 42.7518 | 0 | 0 | 9.2789 | 16.4242 | 0 | 73.4131 | 69.0439 | 122.6208 | 1333.083 | 33.474 | 61.175 | 0 | 0.5292 | 0 | 8.626 | 3.074 | 0 | 1248.8 | 401.7625 | -21.42 | 8.9934 | 6.38 | -1.72 | 15.8594 | 5.445 | 55.4082 | 2025-11-17 | 2025_11_17 Hr 18 | 80.8863 | -6e-05 | -1248.8 | -464.626 | 540.9582 | 910.1991 | 249.5088 | 12.7598 | 0 | 106.8133 | 316.2673 | 117.8776 | 22.0972 | 182.7729 | 281.7479 | 0 | 0 | 37.0792 | 244.0449 | 0 | 142.457 | 0
2025_11_17 Hr 19 | 0 | 0.00135 | 0.03807 | 3.5474 | 3.5621 | 3.5609 | 3.8089 | 3.8089 | 3.8089 | 115.2326 | -14.5 | 0.1104 | 91 | 0 | 91.3864 | 91.3864 | 281.7479 | 0 | 0.00615 | 0.074 | 0.02596 | 0 | 0 | 0.0705 | 0.2574 | 45.0944 | 0 | 244.0449 | 0 | 0 | 0 | 0 | 17.7406 | 42.9159 | 0 | 0 | -488.445 | 0.8541 | 12.5982 | 0 | -1 | -4.2 | 13.7076 | 0 | 0 | 33.5666 | 33.5666 | 33.5666 | 33.5666 | 39.0309 | 50.6493 | 0 | 0 | 9.2789 | 16.4242 | 0 | 73.4131 | 69.0439 | 127.6818 | 1312.017 | 33.0209 | 60.347 | 0 | 0.5292 | 0 | 8.626 | 3.074 | 0 | 1222.3 | 420.1483 | -21.42 | 8.9934 | 6.38 | -1.72 | 15.6448 | 5.3713 | 54.6756 | 2025-11-17 | 2025_11_17 Hr 19 | 74.2965 | 1.5e-05 | -1222.3 | -488.445 | 510.4004 | 918.2143 | 269.3705 | 12.7598 | 0 | 105.2346 | 288.8576 | 116.3082 | 22.0972 | 182.7729 | 281.7479 | 0 | 0 | 45.0944 | 244.0449 | 0 | 142.457 | 0
2025_11_17 Hr 20 | 0 | 0 | 0 | 3.5474 | 3.5621 | 3.5609 | 3.8089 | 3.8089 | 3.8089 | 106.243 | -14.5 | 0.1104 | 92 | 0 | 91.3864 | 91.3864 | 281.7479 | 0 | 0.00615 | 0.074 | 0.02596 | 0 | 0 | 0.0705 | 0.2574 | 46.06 | 0 | 244.0449 | 0 | 0 | 0 | 0 | 17.3778 | 42.0383 | 0 | 0 | -499.4267 | 0.8541 | 12.5982 | 0 | -1 | -4.2 | 13.7076 | 0 | 0 | 31.1364 | 31.1364 | 31.1364 | 31.1364 | 36.2051 | 51.7023 | 0 | 0 | 9.2789 | 16.4242 | 0 | 73.4131 | 69.0439 | 128.694 | 1290.168 | 32.665 | 59.6964 | 0 | 0.5292 | 0 | 8.626 | 3.074 | 0 | 1191.3 | 421.9791 | -21.42 | 8.9934 | 6.38 | -1.72 | 15.4761 | 5.3134 | 53.5964 | 2025-11-17 | 2025_11_17 Hr 20 | 73.1818 | -4e-05 | -1191.3 | -499.4267 | 486.3907 | 919.1799 | 272.3963 | 12.7598 | 0 | 103.9942 | 267.3214 | 115.0751 | 22.0972 | 182.7729 | 281.7479 | 0 | 0 | 46.06 | 244.0449 | 0 | 142.457 | 0
2025_11_17 Hr 21 | 0 | 0 | 0 | 3.5474 | 3.5621 | 3.5609 | 3.8089 | 3.8089 | 3.8089 | 93.9455 | -14.5 | 0.1104 | 91 | 0 | 91.3864 | 91.3864 | 281.7479 | 0 | 0.00615 | 0.074 | 0.02596 | 0 | 0 | 0.0705 | 0.2574 | 38.2298 | 0 | 244.0449 | 0 | 0 | 0 | 0 | 16.8815 | 40.8378 | 0 | 0 | -482.9732 | 0.8541 | 12.5982 | 0 | -1 | -4.2 | 13.7076 | 0 | 0 | 27.8119 | 27.8119 | 27.8119 | 27.8119 | 32.3394 | 47.7009 | 0 | 0 | 9.2789 | 16.4242 | 0 | 73.4131 | 69.0439 | 118.7166 | 1251.18 | 32.178 | 58.8065 | 0 | 0.5292 | 0 | 8.626 | 3.074 | 0 | 1152.1 | 405.3134 | -21.42 | 8.9934 | 6.38 | -1.72 | 15.2454 | 5.2342 | 51.8325 | 2025-11-17 | 2025_11_17 Hr 21 | 69.7206 | -2.2e-05 | -1152.1 | -482.9732 | 453.5462 | 911.3497 | 257.4175 | 12.7598 | 0 | 102.2974 | 237.8606 | 113.3882 | 22.0972 | 182.7729 | 281.7479 | 0 | 0 | 38.2298 | 244.0449 | 0 | 142.457 | 0
2025_11_17 Hr 22 | 0 | 0 | 0 | 3.5474 | 3.5621 | 3.5609 | 3.8089 | 3.8089 | 3.8089 | 61.7231 | -14.5 | 0.1104 | 92 | 0 | 91.3864 | 91.3864 | 281.7479 | 0 | 0.00615 | 0.074 | 0.02596 | 0 | 0 | 0.0705 | 0.2574 | 15.7204 | 0 | 244.0449 | 0 | 0 | 0 | 0 | 15.5811 | 37.692 | 0 | 0 | -426.2701 | 0.8541 | 12.5982 | 0 | -1 | -4.2 | 13.7076 | 0 | 0 | 19.1011 | 19.1011 | 19.1011 | 19.1011 | 22.2106 | 39.6981 | 0 | 0 | 9.2789 | 16.4242 | 0 | 73.4131 | 69.0439 | 103.6782 | 1147.03 | 30.902 | 56.4746 | 0 | 0.5292 | 0 | 8.626 | 3.074 | 0 | 1078.192 | 378.8522 | -21.42 | 8.9934 | 6.38 | -1.72 | 14.6409 | 5.0266 | 48.169 | 2025-11-17 | 2025_11_17 Hr 22 | 66.2471 | -0.000297 | -1078.192 | -426.2701 | 367.4854 | 888.8403 | 235.3763 | 12.7598 | 0 | 97.8512 | 160.6659 | 108.9682 | 22.0972 | 182.7729 | 281.7479 | 0 | 0 | 15.7204 | 244.0449 | 0 | 142.457 | 0
2025_11_17 Hr 23 | 0 | 0 | 0 | 3.5474 | 3.5621 | 3.5609 | 3.8089 | 3.8089 | 3.8089 | 36.6934 | 0 | 0.1104 | 94 | 0 | 91.3864 | 91.3864 | 283.5925 | 0 | 0.00615 | 0.074 | 0.02596 | 0 | 0 | 0.0705 | 0.2574 | 19.8359 | 0 | 245.025 | 0 | 0 | 0 | 0 | 14.5226 | 35.1313 | 0 | 0 | -431.1769 | 0.8541 | 12.5982 | 0 | -1 | -4.2 | 13.7076 | 0 | 0 | 12.0104 | 12.0104 | 12.0104 | 12.0104 | 13.9656 | 38.7504 | 0 | 0 | 9.2789 | 16.4242 | 0 | 74.1091 | 69.6985 | 89.7966 | 1090.064 | 29.8634 | 54.5764 | 0 | 0.5292 | 0 | 8.626 | 3.074 | 0 | 1014.392 | 362.425 | -6.92 | 8.9934 | 6.38 | -1.72 | 14.1487 | 4.8577 | 45.7152 | 2025-11-17 | 2025_11_17 Hr 23 | 76.186 | -0.000279 | -1014.392 | -431.1769 | 313.1307 | 897.1311 | 222.547 | 12.7598 | 0 | 94.232 | 99.0284 | 119.8703 | 22.0972 | 182.7729 | 283.5925 | 0 | 0 | 19.8359 | 245.025 | 0 | 143.8077 | 0
2025_11_17 Hr 24 | 0 | 0 | 0 | 3.5474 | 3.5621 | 3.5609 | 3.8089 | 3.8089 | 3.8089 | 36.6934 | 0 | 0.1104 | 95 | 0 | 91.3864 | 91.3864 | 283.5925 | 0 | 0.00615 | 0.074 | 0.02596 | 0 | 0 | 0.0705 | 0.2574 | 29.2409 | 0 | 245.025 | 0 | 0 | 0 | 0 | 13.7672 | 33.3039 | 0 | 0 | -456.5448 | 0.8541 | 12.5982 | 0 | -1 | -4.2 | 13.7076 | 0 | 0 | 6.9501 | 6.9501 | 6.9501 | 6.9501 | 8.0815 | 42.7518 | 0 | 0 | 9.2789 | 16.4242 | 0 | 74.1091 | 69.6985 | 72.7338 | 1070.76 | 29.1221 | 53.2218 | 0 | 0.5292 | 0 | 8.626 | 3.074 | 0 | 955.0917 | 347.796 | -6.92 | 8.9934 | 6.38 | -1.72 | 13.7976 | 4.7371 | 43.7082 | 2025-11-17 | 2025_11_17 Hr 24 | 74.5279 | 2.8e-05 | -955.0917 | -456.5448 | 281.855 | 906.5361 | 210.4856 | 12.7598 | 0 | 91.6492 | 72.9032 | 117.3027 | 22.0972 | 182.7729 | 283.5925 | 0 | 0 | 29.2409 | 245.025 | 0 | 143.8077 | 0
2025_11_18 Hr 01 | 0 | 0 | 0 | 3.5474 | 3.5621 | 3.5609 | 3.8089 | 3.8089 | 3.8089 | 36.6934 | 0 | 0.1104 | 95 | 0 | 91.3864 | 91.3864 | 283.5925 | 0 | 0.00615 | 0.074 | 0.02596 | 0 | 0 | 0.0705 | 0.2574 | 38.6459 | 0 | 245.025 | 0 | 0 | 0 | 0 | 13.1781 | 31.8685 | 0 | 0 | -473.207 | 0.8541 | 12.6053 | 0 | -1 | -4.2 | 13.7294 | 0 | 0 | 2.6175 | 2.6175 | 2.6175 | 2.6175 | 3.0436 | 44.6472 | 0 | 0 | 9.294 | 16.73 | 0 | 74.1091 | 69.6985 | 57.84 | 1055.813 | 28.9941 | 53.007 | 0 | 0.5292 | 0 | 8.626 | 3.074 | 0 | 910.3917 | 334.7058 | -6.92 | 8.9897 | 6.38 | -1.72 | 13.7614 | 4.7185 | 42.1629 | 2025-11-18 | 2025_11_18 Hr 01 | 74.6138 | 6e-06 | -910.3917 | -473.207 | 257.4106 | 915.9411 | 197.4872 | 12.7598 | 0 | 89.6649 | 50.5348 | 117.2109 | 22.0972 | 182.7729 | 283.5925 | 0 | 0 | 38.6459 | 245.025 | 0 | 143.8077 | 0
2025_11_18 Hr 02 | 0 | 0 | 0 | 3.5474 | 3.5621 | 3.5609 | 3.8089 | 3.8089 | 3.8089 | 36.6934 | 0 | 0.1104 | 94 | 0 | 91.3864 | 91.3864 | 283.5925 | 0 | 0.00615 | 0.074 | 0.02596 | 0 | 0 | 0.0705 | 0.2574 | 45.6765 | 0 | 245.025 | 0 | 0 | 0 | 0 | 12.7452 | 30.8217 | 0 | 0 | -427.5091 | 0.8541 | 12.6053 | 2.7 | -1 | -4.2 | 13.7294 | 0 | 0 | 0 | 0 | 0 | 0 | 0 | 48.6486 | 0 | 0 | 9.294 | 16.73 | 0 | 74.1091 | 69.6985 | 24.0036 | 1047.85 | 28.5635 | 52.2199 | 0 | 0.5292 | 0 | 8.626 | 3.074 | 0 | 915.8 | 302.3788 | -6.92 | 8.9897 | 6.38 | -1.72 | 13.557 | 4.6484 | 41.8107 | 2025-11-18 | 2025_11_18 Hr 02 | 74.4883 | 2.4e-05 | -915.8 | -427.5091 | 240.9254 | 922.9717 | 166.6522 | 12.7598 | 0 | 88.1853 | 37.0213 | 115.7189 | 22.0972 | 182.7729 | 283.5925 | 0 | 0 | 45.6765 | 245.025 | 0 | 143.8077 | 0
2025_11_18 Hr 03 | 0 | 0 | 0 | 3.5474 | 3.5621 | 3.5609 | 3.8089 | 3.8089 | 3.8089 | 36.6934 | 0 | 0.1104 | 94 | 0 | 91.3864 | 91.3864 | 283.5925 | 0 | 0.00615 | 0.074 | 0.02596 | 0 | 0 | 0.0705 | 0.2574 | 46.06 | 0 | 245.025 | 0 | 0 | 0 | 0 | 12.4892 | 30.2027 | 0 | 0 | -428.7097 | 0.8541 | 12.6053 | 2.7 | -1 | -4.2 | 13.7294 | 0 | 0 | 0 | 0 | 0 | 0 | 0 | 50.6493 | 0 | 0 | 9.294 | 16.73 | 0 | 74.1091 | 69.6985 | 9.9774 | 1047.359 | 28.3089 | 51.7544 | 0 | 0.5292 | 0 | 8.626 | 3.074 | 0 | 901.2 | 289.4709 | -6.92 | 8.9897 | 6.38 | -1.72 | 13.4361 | 4.607 | 41.2501 | 2025-11-18 | 2025_11_18 Hr 03 | 75.6377 | -3e-06 | -901.2 | -428.7097 | 239.168 | 923.3552 | 154.6267 | 12.7598 | 0 | 87.3102 | 37.0213 | 114.8365 | 22.0972 | 182.7729 | 283.5925 | 0 | 0 | 46.06 | 245.025 | 0 | 143.8077 | 0
2025_11_18 Hr 04 | 0 | 0 | 0 | 3.5474 | 3.5621 | 3.5609 | 3.8089 | 3.8089 | 3.8089 | 36.6934 | 0 | 0.1104 | 94 | 0 | 91.3864 | 91.3864 | 283.5925 | 0 | 0.00615 | 0.074 | 0.02596 | 0 | 0 | 0.0705 | 0.2574 | 46.06 | 0 | 245.025 | 0 | 0 | 0 | 0 | 12.7794 | 30.9043 | 0 | 0 | -420.7462 | 0.8541 | 12.6053 | 2.7 | -1 | -4.2 | 13.7294 | 0 | 0 | 0 | 0 | 0 | 0 | 0 | 51.7023 | 0 | 0 | 9.294 | 16.73 | 0 | 74.1091 | 69.6985 | 9.9774 | 1048.351 | 28.5975 | 52.282 | 0 | 0.5292 | 0 | 8.626 | 3.074 | 0 | 912.2083 | 291.5239 | -6.92 | 8.9897 | 6.38 | -1.72 | 13.5731 | 4.654 | 41.5799 | 2025-11-18 | 2025_11_18 Hr 04 | 75.6377 | -1.1e-05 | -912.2083 | -420.7462 | 241.1598 | 923.3552 | 155.6797 | 12.7598 | 0 | 88.3019 | 37.0213 | 115.8365 | 22.0972 | 182.7729 | 283.5925 | 0 | 0 | 46.06 | 245.025 | 0 | 143.8077 | 0
2025_11_18 Hr 05 | 0 | 0 | 0 | 3.5474 | 3.5621 | 3.5609 | 3.8089 | 3.8089 | 3.8089 | 36.6934 | 0 | 0.1104 | 90 | 0 | 91.3864 | 91.3864 | 283.5925 | 0 | 0.00615 | 0.074 | 0.02596 | 0 | 0 | 0.0705 | 0.2574 | 46.06 | 0 | 245.025 | 0 | 0 | 0 | 0 | 13.5691 | 32.814 | 0 | 0 | -431.5169 | 0.8541 | 12.6053 | 0 | -1 | -4.2 | 13.7294 | 0 | 0 | 5.2731 | 5.2731 | 5.2731 | 5.2731 | 6.1315 | 58.6521 | 0 | 0 | 9.294 | 16.73 | 0 | 74.1091 | 69.6985 | 7.953 | 1078.274 | 29.3829 | 53.718 | 0 | 0.5292 | 0 | 8.626 | 3.074 | 0 | 935.0084 | 295.1714 | -6.92 | 8.9897 | 6.38 | -1.72 | 13.9459 | 4.7818 | 42.5861 | 2025-11-18 | 2025_11_18 Hr 05 | 77.0646 | -7.4e-05 | -935.0084 | -431.5169 | 273.8051 | 923.3552 | 156.6051 | 12.7598 | 0 | 91.0013 | 64.2451 | 118.5586 | 22.0972 | 182.7729 | 283.5925 | 0 | 0 | 46.06 | 245.025 | 0 | 143.8077 | 0
2025_11_18 Hr 06 | 0 | 0 | 0 | 3.5474 | 3.5621 | 3.5609 | 3.8089 | 3.8089 | 3.8089 | 36.6934 | 0 | 0.1104 | 90 | 0 | 91.3864 | 91.3864 | 283.5925 | 0 | 0.00615 | 0.074 | 0.02596 | 0 | 0 | 0.0705 | 0.2574 | 46.06 | 0 | 245.025 | 0 | 0 | 0 | 0 | 14.5791 | 35.2565 | 0 | 0 | -375.1713 | 0.8541 | 12.6053 | 0 | -1 | -4.2 | 13.7294 | 0 | 0 | 12.1334 | 12.1334 | 12.1334 | 12.1334 | 14.1086 | 50.6493 | 0 | 0 | 9.294 | 16.73 | 0 | 74.1091 | 69.6985 | 2.0244 | 1117.145 | 30.3875 | 55.5546 | 0 | 0.5292 | 0 | 8.626 | 3.074 | 0 | 1019.775 | 284.7215 | -6.92 | 8.9897 | 6.38 | -1.72 | 14.4227 | 4.9453 | 45.1908 | 2025-11-18 | 2025_11_18 Hr 06 | 82.2901 | -3.5e-05 | -1019.775 | -375.1713 | 316.1575 | 923.3552 | 142.6737 | 12.7598 | 0 | 94.4538 | 99.6636 | 122.0401 | 22.0972 | 182.7729 | 283.5925 | 0 | 0 | 46.06 | 245.025 | 0 | 143.8077 | 0
2025_11_18 Hr 07 | 0 | 0 | 0 | 3.5474 | 3.5621 | 3.5609 | 3.8089 | 3.8089 | 3.8089 | 83.406 | -14.5 | 0.1104 | 88 | 0 | 91.3864 | 91.3864 | 281.7479 | 0 | 0.00615 | 0.074 | 0.02596 | 0 | 0 | 0.0705 | 0.2574 | 46.06 | 0 | 244.0449 | 0 | 0 | 0 | 0 | 16.4656 | 39.8188 | 0 | 0 | -392.4151 | 0.8541 | 12.6053 | 0 | -1 | -4.2 | 13.7294 | 0 | 0 | 24.9478 | 24.9478 | 24.9478 | 24.9478 | 29.0091 | 59.5998 | 0 | 0 | 9.294 | 16.73 | 0 | 73.4131 | 69.0439 | 1.0122 | 1232.289 | 32.264 | 58.9852 | 0 | 0.5292 | 0 | 8.626 | 3.074 | 0 | 1115.617 | 297.1629 | -21.42 | 8.9897 | 6.38 | -1.72 | 15.3133 | 5.2507 | 49.2009 | 2025-11-18 | 2025_11_18 Hr 07 | 76.3829 | -0.000375 | -1115.617 | -392.4151 | 427.48 | 919.1799 | 148.612 | 12.7598 | 0 | 100.9027 | 212.5342 | 114.0432 | 22.0972 | 182.7729 | 281.7479 | 0 | 0 | 46.06 | 244.0449 | 0 | 142.457 | 0
2025_11_18 Hr 08 | 0 | 0 | 0 | 3.5474 | 3.5621 | 3.5609 | 3.8089 | 3.8089 | 3.8089 | 111.6032 | -14.5 | 0.1104 | 90 | 0 | 91.3864 | 91.3864 | 281.7479 | 0 | 0.00615 | 0.074 | 0.02596 | 0 | 0 | 0.0705 | 0.2574 | 40.8399 | 0 | 244.0449 | 0 | 0 | 0 | 0 | 17.5873 | 42.5314 | 0 | 0 | -419.834 | 0.8541 | 12.6053 | 0 | -1 | -4.2 | 13.7294 | 0 | 0 | 32.5669 | 32.5669 | 32.5669 | 32.5669 | 37.8685 | 61.6005 | 0 | 0 | 9.294 | 16.73 | 0 | 73.4131 | 69.0439 | 0 | 1298.436 | 33.3797 | 61.0249 | 0 | 0.5292 | 0 | 8.626 | 3.074 | 0 | 1161.2 | 304.0179 | -21.42 | 8.9897 | 6.38 | -1.72 | 15.8429 | 5.4322 | 51.361 | 2025-11-18 | 2025_11_18 Hr 08 | 75.7855 | -8.6e-05 | -1161.2 | -419.834 | 502.7139 | 913.9597 | 151.6005 | 12.7598 | 0 | 104.737 | 280.0671 | 117.9097 | 22.0972 | 182.7729 | 281.7479 | 0 | 0 | 40.8399 | 244.0449 | 0 | 142.457 | 0
2025_11_18 Hr 09 | 2.0729 | 0.000135 | 0.003807 | 3.5474 | 3.5621 | 3.5609 | 3.8089 | 3.8089 | 3.8089 | 98.4991 | -14.5 | 0.1104 | 84 | 0 | 91.3864 | 91.3864 | 281.7479 | 0 | 0.00615 | 0.074 | 0.02596 | 0 | 0 | 0.0705 | 0.2574 | 19.8359 | 0 | 244.0449 | 0 | 0 | 0 | 0 | 17.066 | 41.2707 | 0 | 0 | -348.6001 | 0.8541 | 12.6053 | 0 | -1 | -4.2 | 13.7294 | 0 | 0 | 29.0261 | 29.0261 | 29.0261 | 29.0261 | 33.7512 | 53.5977 | 0 | 0 | 9.294 | 16.73 | 0 | 73.4131 | 69.0439 | 6.9408 | 1244.269 | 32.8612 | 60.077 | 0 | 0.5292 | -2.0729 | 8.626 | 3.074 | 0 | 1169.408 | 297.2321 | -23.4929 | 8.9897 | 6.38 | -1.72 | 15.5968 | 5.3479 | 50.7477 | 2025-11-18 | 2025_11_18 Hr 09 | 78.8218 | 0.000316 | -1169.408 | -348.6001 | 467.7504 | 892.9557 | 144.5424 | 12.7598 | 0 | 102.9551 | 248.6825 | 116.1128 | 22.0972 | 182.7729 | 281.7479 | 0 | 0 | 19.8359 | 244.0449 | 0 | 142.457 | 0
2025_11_18 Hr 10 | 2.0713 | 0.002835 | 0.079947 | 3.5474 | 3.5621 | 3.5609 | 3.8089 | 3.8089 | 3.8089 | 106.3772 | -14.5 | 0.1104 | 73 | 0 | 91.3864 | 91.3864 | 281.7479 | 0 | 0.00615 | 0.074 | 0.02596 | 0 | 0 | 0.0705 | 0.2574 | 19.6392 | 0 | 244.0449 | 0 | 0 | 0 | 0 | 17.3794 | 42.0286 | 0 | 0 | -342.2261 | 0.8541 | 12.6053 | 0 | -1 | -4.2 | 13.7294 | 0 | 0 | 31.1548 | 31.1548 | 31.1548 | 31.1548 | 36.2265 | 48.6486 | 0 | 0 | 9.294 | 16.73 | 0 | 73.4131 | 69.0439 | 13.014 | 1264.088 | 33.1729 | 60.6469 | 0 | 0.5292 | -2.0713 | 8.626 | 3.074 | 0 | 1186.808 | 288.4375 | -23.4913 | 8.9897 | 6.38 | -1.72 | 15.7447 | 5.3986 | 51.3507 | 2025-11-18 | 2025_11_18 Hr 10 | 66.3073 | 0.000329 | -1186.808 | -342.2261 | 488.7702 | 892.7591 | 134.7454 | 12.7598 | 0 | 104.0264 | 267.5507 | 117.1931 | 22.0972 | 182.7729 | 281.7479 | 0 | 0 | 19.6392 | 244.0449 | 0 | 142.457 | 0
2025_11_18 Hr 11 | 3.0994 | 0.006345 | 0.17893 | 3.5474 | 3.5621 | 3.5609 | 3.8089 | 3.8089 | 3.8089 | 99.6691 | -14.5 | 0.1104 | 69 | 0 | 91.3864 | 91.3864 | 281.7479 | 0 | 0.00615 | 0.074 | 0.02596 | 0 | 0 | 0.0705 | 0.2574 | 15.3284 | 0 | 244.0449 | 0 | 0 | 0 | 0 | 17.1126 | 41.3833 | 0 | 0 | -311.1574 | 0.8541 | 12.6053 | 0 | -1 | -4.2 | 13.7294 | 0 | 0 | 29.3422 | 29.3422 | 29.3422 | 29.3422 | 34.1189 | 45.7002 | 0 | 0 | 9.294 | 16.73 | 0 | 73.4131 | 69.0439 | 0 | 1242.898 | 32.9075 | 60.1616 | 0 | 0.5292 | -3.0994 | 8.626 | 3.074 | 0 | 1175.808 | 268.5869 | -24.5194 | 8.9897 | 6.38 | -1.72 | 15.6188 | 5.3554 | 50.5077 | 2025-11-18 | 2025_11_18 Hr 11 | 66.2888 | 0.000282 | -1175.808 | -311.1574 | 470.8722 | 888.4482 | 114.8855 | 12.7598 | 0 | 103.1142 | 251.4847 | 116.2732 | 22.0972 | 182.7729 | 281.7479 | 0 | 0 | 15.3284 | 244.0449 | 0 | 142.457 | 0
2025_11_18 Hr 12 | 2.5903 | 0.008655 | 0.24407 | 3.5474 | 3.5621 | 3.5609 | 3.8089 | 3.8089 | 3.8089 | 103.2572 | -14.5 | 0.1104 | 73 | 0 | 91.3864 | 91.3864 | 281.7479 | 0 | 0.00615 | 0.074 | 0.02596 | 0 | 0 | 0.0705 | 0.2574 | 16.1782 | 0 | 244.0449 | 0 | 0 | 0 | 0 | 17.2553 | 41.7285 | 0 | 0 | -351.6292 | 0.8541 | 12.6053 | 0 | -1 | -4.2 | 13.7294 | 0 | 0 | 30.3117 | 30.3117 | 30.3117 | 30.3117 | 35.2462 | 48.6486 | 0 | 0 | 9.294 | 16.73 | 0 | 73.4131 | 69.0439 | 2.0244 | 1252.895 | 33.0495 | 60.4211 | 0 | 0.5292 | -2.5903 | 8.626 | 3.074 | 0 | 1154.8 | 277.545 | -24.0103 | 8.9897 | 6.38 | -1.72 | 15.6862 | 5.3785 | 50.2109 | 2025-11-18 | 2025_11_18 Hr 12 | 69.3374 | -4.2e-05 | -1154.8 | -351.6292 | 480.4455 | 889.2981 | 123.9257 | 12.7598 | 0 | 103.6021 | 260.0782 | 116.7653 | 22.0972 | 182.7729 | 281.7479 | 0 | 0 | 16.1782 | 244.0449 | 0 | 142.457 | 0
2025_11_18 Hr 13 | 4.1392 | 0.01011 | 0.2851 | 3.5474 | 3.5621 | 3.5609 | 3.8089 | 3.8089 | 3.8089 | 106.3382 | -14.5 | 0.1104 | 76 | 0 | 91.3864 | 91.3864 | 281.7479 | 0 | 0.00615 | 0.074 | 0.02596 | 0 | 0 | 0.0705 | 0.2574 | 19.833 | 0 | 244.0449 | 0 | 0 | 0 | 0 | 17.3779 | 42.0249 | 0 | 0 | -355.7782 | 0.8541 | 12.6053 | 0 | -1 | -4.2 | 13.7294 | 0 | 0 | 31.1442 | 31.1442 | 31.1442 | 31.1442 | 36.2142 | 42.7518 | 0 | 0 | 9.294 | 16.73 | 0 | 73.4131 | 69.0439 | 9.9774 | 1264.388 | 33.1714 | 60.644 | 0 | 0.5292 | -4.1392 | 8.626 | 3.074 | 0 | 1167.625 | 284.574 | -25.5592 | 8.9897 | 6.38 | -1.72 | 15.744 | 5.3983 | 50.7718 | 2025-11-18 | 2025_11_18 Hr 13 | 67.4891 | -6.6e-05 | -1167.625 | -355.7782 | 488.6661 | 892.9528 | 129.0244 | 12.7598 | 0 | 104.0211 | 267.4573 | 117.1877 | 22.0972 | 182.7729 | 281.7479 | 0 | 0 | 19.833 | 244.0449 | 0 | 142.457 | 0
2025_11_18 Hr 14 | 2.0729 | 0.010755 | 0.30329 | 3.5474 | 3.5621 | 3.5609 | 3.8089 | 3.8089 | 3.8089 | 88.788 | -14.5 | 0.1104 | 70 | 0 | 91.3864 | 91.3864 | 281.7479 | 0 | 0.00615 | 0.074 | 0.02596 | 0 | 0 | 0.0705 | 0.2574 | 19.0496 | 0 | 244.0449 | 0 | 0 | 0 | 0 | 16.6797 | 40.3365 | 0 | 0 | -296.0489 | 0.8541 | 12.6053 | 0 | -1 | -4.2 | 13.7294 | 0 | 0 | 26.4021 | 26.4021 | 26.4021 | 26.4021 | 30.7001 | 30.7476 | 0 | 0 | 9.294 | 16.73 | 0 | 73.4131 | 69.0439 | 14.0262 | 1219.204 | 32.477 | 59.3745 | 0 | 0.5292 | -2.0729 | 8.626 | 3.074 | 0 | 1165.808 | 266.1464 | -23.4929 | 8.9897 | 6.38 | -1.72 | 15.4144 | 5.2853 | 49.9141 | 2025-11-18 | 2025_11_18 Hr 14 | 66.0788 | 0.000246 | -1165.808 | -296.0489 | 441.84 | 892.1695 | 115.0878 | 12.7598 | 0 | 101.6345 | 225.4243 | 114.7812 | 22.0972 | 182.7729 | 281.7479 | 0 | 0 | 19.0496 | 244.0449 | 0 | 142.457 | 0
2025_11_18 Hr 15 | 3.0978 | 0.01029 | 0.29018 | 3.5474 | 3.5621 | 3.5609 | 3.8089 | 3.8089 | 3.8089 | 89.295 | -14.5 | 0.1104 | 66 | 0 | 91.3864 | 91.3864 | 281.7479 | 0 | 0.00615 | 0.074 | 0.02596 | 0 | 0 | 0.0705 | 0.2574 | 19.0496 | 0 | 244.0449 | 0 | 0 | 0 | 0 | 16.6999 | 40.3853 | 0 | 0 | -299.1978 | 0.8541 | 12.6053 | 0 | -1 | -4.2 | 13.7294 | 0 | 0 | 26.5391 | 26.5391 | 26.5391 | 26.5391 | 30.8594 | 28.8522 | 0 | 0 | 9.294 | 16.73 | 0 | 71.4418 | 67.2893 | 29.9322 | 1216.748 | 32.497 | 59.4112 | 0 | 0.5292 | -3.0978 | 8.626 | 3.074 | 0 | 1170.283 | 277.2509 | -24.5178 | 8.9897 | 6.38 | -1.72 | 15.4239 | 5.2886 | 50.1322 | 2025-11-18 | 2025_11_18 Hr 15 | 65.8509 | 0.000283 | -1170.283 | -299.1978 | 443.1928 | 888.4436 | 125.0849 | 12.7598 | 0 | 101.7035 | 226.6386 | 114.8507 | 22.0972 | 182.7729 | 281.7479 | 0 | 0 | 19.0496 | 244.0449 | 0 | 138.7312 | 0
2025_11_18 Hr 16 | 0.52072 | 0.009315 | 0.26268 | 3.5474 | 3.5621 | 3.5609 | 3.8089 | 3.8089 | 3.8089 | 93.1951 | -14.5 | 0.1104 | 56 | 0 | 91.3864 | 91.3864 | 281.7479 | 0 | 0.00615 | 0.074 | 0.02596 | 0 | 0 | 0.0705 | 0.2574 | 28.4559 | 0 | 244.0449 | 0 | 0 | 0 | 0 | 16.855 | 40.7605 | 0 | 0 | -324.2922 | 0.8541 | 12.6053 | 0 | -1 | -4.2 | 13.7294 | 0 | 0 | 27.5929 | 27.5929 | 27.5929 | 27.5929 | 32.0847 | 31.8006 | 0 | 0 | 9.294 | 16.73 | 0 | 73.4131 | 69.0439 | 14.8938 | 1239.724 | 32.6513 | 59.6933 | 0 | 0.5292 | -0.52072 | 8.626 | 3.074 | 0 | 1146.608 | 253.1176 | -21.9407 | 8.9897 | 6.38 | -1.72 | 15.4972 | 5.3137 | 49.5279 | 2025-11-18 | 2025_11_18 Hr 16 | 72.0897 | 0.000311 | -1146.608 | -324.2922 | 453.5986 | 901.5757 | 102.9664 | 12.7598 | 0 | 102.2338 | 235.9792 | 115.3855 | 22.0972 | 182.7729 | 281.7479 | 0 | 0 | 28.4559 | 244.0449 | 0 | 142.457 | 0
2025_11_18 Hr 17 | 0 | 0.007515 | 0.21192 | 3.5474 | 3.5621 | 3.5609 | 3.8089 | 3.8089 | 3.8089 | 118.0383 | -14.5 | 0.1104 | 59 | 0 | 91.3864 | 91.3864 | 281.7479 | 0 | 0.00615 | 0.074 | 0.02596 | 0 | 0 | 0.0705 | 0.2574 | 41.4317 | 0 | 244.0449 | 0 | 0 | 0 | 0 | 17.8433 | 43.1504 | 0 | 0 | -393.1591 | 0.8541 | 12.6053 | 0 | -1 | -4.2 | 13.7294 | 0 | 0 | 34.3057 | 34.3057 | 34.3057 | 34.3057 | 39.8903 | 42.7518 | 0 | 0 | 9.294 | 16.73 | 0 | 73.4131 | 69.0439 | 39.9096 | 1315.527 | 33.6343 | 61.4904 | 0 | 0.5292 | 0 | 8.626 | 3.074 | 0 | 1195.917 | 294.9688 | -21.42 | 8.9897 | 6.38 | -1.72 | 15.9637 | 5.4737 | 52.3804 | 2025-11-18 | 2025_11_18 Hr 17 | 84.5816 | -0.0004 | -1195.917 | -393.1591 | 519.8834 | 914.5516 | 141.8808 | 12.7598 | 0 | 105.6121 | 295.4792 | 118.7921 | 22.0972 | 182.7729 | 281.7479 | 0 | 0 | 41.4317 | 244.0449 | 0 | 142.457 | 0
2025_11_18 Hr 18 | 0 | 0.00489 | 0.1379 | 3.5474 | 3.5621 | 3.5609 | 3.8089 | 3.8089 | 3.8089 | 131.8055 | -14.5 | 0.1104 | 64 | 0 | 91.3864 | 91.3864 | 281.7479 | 0 | 0.00615 | 0.074 | 0.02596 | 0 | 0 | 0.0705 | 0.2574 | 46.06 | 0 | 244.0449 | 0 | 0 | 0 | 0 | 18.391 | 44.4749 | 0 | 0 | -413.6018 | 0.8541 | 12.6053 | 0 | -1 | -4.2 | 13.7294 | 0 | 0 | 38.0256 | 38.0256 | 38.0256 | 38.0256 | 44.2159 | 48.6486 | 0 | 0 | 9.294 | 16.73 | 0 | 73.4131 | 69.0439 | 19.9548 | 1354.926 | 34.179 | 62.4863 | 0 | 0.5292 | 0 | 8.626 | 3.074 | 0 | 1207.7 | 287.7959 | -21.42 | 8.9897 | 6.38 | -1.72 | 16.2223 | 5.5623 | 53.1145 | 2025-11-18 | 2025_11_18 Hr 18 | 81.3298 | 1.1e-05 | -1207.7 | -413.6018 | 556.6159 | 919.1799 | 132.7462 | 12.7598 | 0 | 107.4841 | 328.4519 | 120.6799 | 22.0972 | 182.7729 | 281.7479 | 0 | 0 | 46.06 | 244.0449 | 0 | 142.457 | 0
2025_11_18 Hr 19 | 0 | 0.001425 | 0.040185 | 3.5474 | 3.5621 | 3.5609 | 3.8089 | 3.8089 | 3.8089 | 125.5654 | -14.5 | 0.1104 | 62 | 0 | 91.3864 | 91.3864 | 281.7479 | 0 | 0.00615 | 0.074 | 0.02596 | 0 | 0 | 0.0705 | 0.2574 | 46.06 | 0 | 244.0449 | 0 | 0 | 0 | 0 | 18.1427 | 43.8745 | 0 | 0 | -400.0269 | 0.8541 | 12.6053 | 0 | -1 | -4.2 | 13.7294 | 0 | 0 | 36.3395 | 36.3395 | 36.3395 | 36.3395 | 42.2553 | 48.6486 | 0 | 0 | 9.294 | 16.73 | 0 | 73.4131 | 69.0439 | 17.9304 | 1339.035 | 33.9322 | 62.0349 | 0 | 0.5292 | 0 | 8.626 | 3.074 | 0 | 1200.5 | 282.9124 | -21.42 | 8.9897 | 6.38 | -1.72 | 16.1051 | 5.5221 | 52.6517 | 2025-11-18 | 2025_11_18 Hr 19 | 80.8494 | 1e-06 | -1200.5 | -400.0269 | 539.9666 | 919.1799 | 128.6206 | 12.7598 | 0 | 106.6356 | 313.5067 | 119.8243 | 22.0972 | 182.7729 | 281.7479 | 0 | 0 | 46.06 | 244.0449 | 0 | 142.457 | 0
2025_11_18 Hr 20 | 0 | 1.5e-05 | 0.000423 | 3.5474 | 3.5621 | 3.5609 | 3.8089 | 3.8089 | 3.8089 | 107.6642 | -14.5 | 0.1104 | 48 | 0 | 91.3864 | 91.3864 | 281.7479 | 0 | 0.00615 | 0.074 | 0.02596 | 0 | 0 | 0.0705 | 0.2574 | 46.06 | 0 | 244.0449 | 0 | 0 | 0 | 0 | 17.4306 | 42.1524 | 0 | 0 | -362.1287 | 0.8541 | 12.6053 | 0 | -1 | -4.2 | 13.7294 | 0 | 0 | 31.5025 | 31.5025 | 31.5025 | 31.5025 | 36.6309 | 42.7518 | 0 | 0 | 9.294 | 16.73 | 0 | 73.4131 | 69.0439 | 2.0244 | 1293.687 | 33.2238 | 60.7399 | 0 | 0.5292 | 0 | 8.626 | 3.074 | 0 | 1154.792 | 244.6535 | -21.42 | 8.9897 | 6.38 | -1.72 | 15.7689 | 5.4069 | 50.3487 | 2025-11-18 | 2025_11_18 Hr 20 | 79.9687 | -0.000352 | -1154.792 | -362.1287 | 492.204 | 919.1799 | 92.7766 | 12.7598 | 0 | 104.2014 | 270.6331 | 117.3696 | 22.0972 | 182.7729 | 281.7479 | 0 | 0 | 46.06 | 244.0449 | 0 | 142.457 | 0
2025_11_18 Hr 21 | 0 | 0 | 0 | 3.5474 | 3.5621 | 3.5609 | 3.8089 | 3.8089 | 3.8089 | 92.3371 | -14.5 | 0.1104 | 31 | 0 | 91.3864 | 91.3864 | 281.7479 | 0 | 0.00615 | 0.074 | 0.02596 | 0 | 0 | 0.0705 | 0.2574 | 46.06 | 0 | 244.0449 | 0 | 0 | 0 | 0 | 16.8209 | 40.6779 | 0 | 0 | -335.7259 | 0.8541 | 12.6053 | 0 | -1 | -4.2 | 13.7294 | 0 | 0 | 27.361 | 27.361 | 27.361 | 27.361 | 31.8152 | 48.6486 | 0 | 0 | 9.294 | 16.73 | 0 | 73.4131 | 69.0439 | 3.0366 | 1254.893 | 32.6174 | 59.6312 | 0 | 0.5292 | 0 | 8.626 | 3.074 | 0 | 1130.208 | 232.4608 | -21.42 | 8.9897 | 6.38 | -1.72 | 15.4811 | 5.3082 | 49.0309 | 2025-11-18 | 2025_11_18 Hr 21 | 77.3081 | 0.000255 | -1130.208 | -335.7259 | 451.3093 | 919.1799 | 82.6852 | 12.7598 | 0 | 102.1171 | 233.9243 | 115.2678 | 22.0972 | 182.7729 | 281.7479 | 0 | 0 | 46.06 | 244.0449 | 0 | 142.457 | 0
2025_11_18 Hr 22 | 0 | 0 | 0 | 3.5474 | 3.5621 | 3.5609 | 3.8089 | 3.8089 | 3.8089 | 73.3049 | -14.5 | 0.1104 | 15 | 0 | 91.3864 | 91.3864 | 281.7479 | 0 | 0.00615 | 0.074 | 0.02596 | 0 | 0 | 0.0705 | 0.2574 | 46.06 | 0 | 244.0449 | 0 | 0 | 0 | 0 | 16.0638 | 38.847 | 0 | 0 | -334.0226 | 0.8541 | 12.6053 | 0 | -1 | -4.2 | 13.7294 | 0 | 0 | 22.2184 | 22.2184 | 22.2184 | 22.2184 | 25.8354 | 47.7009 | 0 | 0 | 9.294 | 16.73 | 0 | 73.4131 | 69.0439 | 7.953 | 1206.723 | 31.8643 | 58.2545 | 0 | 0.5292 | 0 | 8.626 | 3.074 | 0 | 1069.1 | 217.8197 | -21.42 | 8.9897 | 6.38 | -1.72 | 15.1237 | 5.1856 | 46.5963 | 2025-11-18 | 2025_11_18 Hr 22 | 72.3257 | 3.1e-05 | -1069.1 | -334.0226 | 400.529 | 919.1799 | 70.6539 | 12.7598 | 0 | 99.5291 | 188.3419 | 112.6581 | 22.0972 | 182.7729 | 281.7479 | 0 | 0 | 46.06 | 244.0449 | 0 | 142.457 | 0
2025_11_18 Hr 23 | 0 | 0 | 0 | 3.5474 | 3.5621 | 3.5609 | 3.8089 | 3.8089 | 3.8089 | 41.2075 | 0 | 0.1104 | 6 | 0 | 91.3864 | 91.3864 | 283.5925 | 0 | 0.00615 | 0.074 | 0.02596 | 0 | 0 | 0.0705 | 0.2574 | 46.06 | 0 | 245.025 | 0 | 0 | 0 | 0 | 14.7869 | 35.7592 | 0 | 0 | -329.9795 | 0.8541 | 12.6053 | 0 | -1 | -4.2 | 13.7294 | 0 | 0 | 13.5455 | 13.5455 | 13.5455 | 13.5455 | 15.7506 | 48.6486 | 0 | 0 | 9.294 | 16.73 | 0 | 74.1091 | 69.6985 | 16.9182 | 1129.66 | 30.5943 | 55.9326 | 0 | 0.5292 | 0 | 8.626 | 3.074 | 0 | 1007.092 | 214.3312 | -6.92 | 8.9897 | 6.38 | -1.72 | 14.5209 | 4.9789 | 44.0955 | 2025-11-18 | 2025_11_18 Hr 23 | 82.6204 | -0.000323 | -1007.092 | -329.9795 | 329.3894 | 923.3552 | 71.5668 | 12.7598 | 0 | 95.1645 | 111.4682 | 122.7567 | 22.0972 | 182.7729 | 283.5925 | 0 | 0 | 46.06 | 245.025 | 0 | 143.8077 | 0
2025_11_18 Hr 24 | 0 | 0 | 0 | 3.5474 | 3.5621 | 3.5609 | 3.8089 | 3.8089 | 3.8089 | 36.6934 | 0 | 0.1104 | 2 | 0 | 91.3864 | 91.3864 | 283.5925 | 0 | 0.00615 | 0.074 | 0.02596 | 0 | 0 | 0.0705 | 0.2574 | 46.06 | 0 | 245.025 | 0 | 0 | 0 | 0 | 14.0283 | 33.9246 | 0 | 0 | -332.2088 | 0.8541 | 12.6053 | 0 | -1 | -4.2 | 13.7294 | 0 | 0 | 8.3924 | 8.3924 | 8.3924 | 8.3924 | 9.7586 | 38.7504 | 0 | 0 | 9.294 | 16.73 | 0 | 74.1091 | 69.6985 | 10.9896 | 1095.948 | 29.8397 | 54.553 | 0 | 0.5292 | 0 | 8.626 | 3.074 | 0 | 948.7083 | 191.8893 | -6.92 | 8.9897 | 6.38 | -1.72 | 14.1627 | 4.8561 | 41.8202 | 2025-11-18 | 2025_11_18 Hr 24 | 79.2315 | 5e-05 | -948.7083 | -332.2088 | 293.0621 | 923.3552 | 51.74 | 12.7598 | 0 | 92.5711 | 80.3494 | 120.1416 | 22.0972 | 182.7729 | 283.5925 | 0 | 0 | 46.06 | 245.025 | 0 | 143.8077 | 0
2025_11_19 Hr 01 | 0 | 0 | 0 | 3.5474 | 3.5621 | 3.5609 | 3.8089 | 3.8089 | 3.8089 | 36.6934 | 0 | 0.1104 | 1 | 0 | 91.3864 | 91.3864 | 283.5925 | 0 | 0.00615 | 0.074 | 0.02596 | 0 | 0 | 0.0705 | 0.2574 | 46.06 | 0 | 245.025 | 0 | 0 | 0 | 0 | 13.24 | 32.0079 | 0 | 0 | -319.6844 | 0.8541 | 12.6123 | 0 | -1 | -4.2 | 13.7512 | 0 | 0 | 2.8726 | 2.8726 | 2.8726 | 2.8726 | 3.3403 | 36.7497 | 0 | 0 | 9.3091 | 17.1462 | 0 | 74.1091 | 69.6985 | 8.9652 | 1064.786 | 29.6953 | 54.3087 | 0 | 0.5292 | 0 | 8.626 | 3.074 | 0 | 925.0084 | 186.8269 | -6.92 | 8.986 | 6.38 | -1.72 | 14.1191 | 4.8349 | 40.7199 | 2025-11-19 | 2025_11_19 Hr 01 | 77.1241 | -9.4e-05 | -925.0084 | -319.6844 | 261.8628 | 923.3552 | 46.7149 | 12.7598 | 0 | 89.9064 | 51.8521 | 120.1043 | 22.0972 | 182.7729 | 283.5925 | 0 | 0 | 46.06 | 245.025 | 0 | 143.8077 | 0
2025_11_19 Hr 02 | 0 | 0 | 0 | 3.5474 | 3.5621 | 3.5609 | 3.8089 | 3.8089 | 3.8089 | 36.6934 | 0 | 0.1104 | 1 | 0 | 91.3864 | 91.3864 | 283.5925 | 0 | 0.00615 | 0.074 | 0.02596 | 0 | 0 | 0.0705 | 0.2574 | 46.06 | 0 | 245.025 | 0 | 0 | 0 | 0 | 13.1943 | 31.8974 | 0 | 0 | -347.9533 | 0.8541 | 12.6123 | 0 | -1 | -4.2 | 13.7512 | 0 | 0 | 2.5559 | 2.5559 | 2.5559 | 2.5559 | 2.972 | 41.6988 | 0 | 0 | 9.3091 | 17.1462 | 0 | 74.1091 | 69.6985 | 5.9286 | 1062.995 | 29.6489 | 54.2239 | 0 | 0.5292 | 0 | 8.626 | 3.074 | 0 | 896.7 | 188.5787 | -6.92 | 8.986 | 6.38 | -1.72 | 14.0971 | 4.8274 | 39.9744 | 2025-11-19 | 2025_11_19 Hr 02 | 76.8995 | 5.2e-05 | -896.7 | -347.9533 | 259.9109 | 923.3552 | 48.6274 | 12.7598 | 0 | 89.7502 | 50.2171 | 119.9436 | 22.0972 | 182.7729 | 283.5925 | 0 | 0 | 46.06 | 245.025 | 0 | 143.8077 | 0
2025_11_19 Hr 03 | 0 | 0 | 0 | 3.5474 | 3.5621 | 3.5609 | 3.8089 | 3.8089 | 3.8089 | 36.6934 | 0 | 0.1104 | 3 | 0 | 91.3864 | 91.3864 | 283.5925 | 0 | 0.00615 | 0.074 | 0.02596 | 0 | 0 | 0.0705 | 0.2574 | 46.06 | 0 | 245.025 | 0 | 0 | 0 | 0 | 13.3466 | 32.2657 | 0 | 0 | -349.5902 | 0.8541 | 12.6123 | 0 | -1 | -4.2 | 13.7512 | 0 | 0 | 3.6115 | 3.6115 | 3.6115 | 3.6115 | 4.1995 | 38.7504 | 0 | 0 | 9.3091 | 17.1462 | 0 | 74.1091 | 69.6985 | 2.0244 | 1068.965 | 29.8034 | 54.5065 | 0 | 0.5292 | 0 | 8.626 | 3.074 | 0 | 896.7167 | 184.2619 | -6.92 | 8.986 | 6.38 | -1.72 | 14.1706 | 4.8525 | 39.9966 | 2025-11-19 | 2025_11_19 Hr 03 | 77.0448 | 8e-06 | -896.7167 | -349.5902 | 266.4171 | 923.3552 | 43.7748 | 12.7598 | 0 | 90.2708 | 55.6669 | 120.4794 | 22.0972 | 182.7729 | 283.5925 | 0 | 0 | 46.06 | 245.025 | 0 | 143.8077 | 0
2025_11_19 Hr 04 | 0 | 0 | 0 | 3.5474 | 3.5621 | 3.5609 | 3.8089 | 3.8089 | 3.8089 | 36.6934 | 0 | 0.1104 | 8 | 0 | 91.3864 | 91.3864 | 283.5925 | 0 | 0.00615 | 0.074 | 0.02596 | 0 | 0 | 0.0705 | 0.2574 | 46.06 | 0 | 245.025 | 0 | 0 | 0 | 0 | 13.1958 | 31.9011 | 0 | 0 | -349.6574 | 0.8541 | 12.6123 | 0 | -1 | -4.2 | 13.7512 | 0 | 0 | 2.5665 | 2.5665 | 2.5665 | 2.5665 | 2.9843 | 36.7497 | 0 | 0 | 9.3091 | 17.1462 | 0 | 74.1091 | 69.6985 | 0 | 1063.054 | 29.6505 | 54.2268 | 0 | 0.5292 | 0 | 8.626 | 3.074 | 0 | 891.1833 | 184.7063 | -6.92 | 8.986 | 6.38 | -1.72 | 14.0978 | 4.8276 | 39.779 | 2025-11-19 | 2025_11_19 Hr 04 | 78.1877 | 1.2e-05 | -891.1833 | -349.6574 | 259.976 | 923.3552 | 44.7497 | 12.7598 | 0 | 89.7554 | 50.2716 | 119.9489 | 22.0972 | 182.7729 | 283.5925 | 0 | 0 | 46.06 | 245.025 | 0 | 143.8077 | 0
2025_11_19 Hr 05 | 0 | 0 | 0 | 3.5474 | 3.5621 | 3.5609 | 3.8089 | 3.8089 | 3.8089 | 36.6934 | 0 | 0.1104 | 19 | 0 | 91.3864 | 91.3864 | 283.5925 | 0 | 0.00615 | 0.074 | 0.02596 | 0 | 0 | 0.0705 | 0.2574 | 46.06 | 0 | 245.025 | 0 | 0 | 0 | 0 | 13.6436 | 32.9838 | 0 | 0 | -339.572 | 0.8541 | 12.6123 | 0 | -1 | -4.2 | 13.7512 | 0 | 0 | 5.67 | 5.67 | 5.67 | 5.67 | 6.593 | 34.749 | 0 | 0 | 9.3091 | 17.1462 | 0 | 74.1091 | 69.6985 | 1.0122 | 1080.607 | 30.1048 | 55.0576 | 0 | 0.5292 | 0 | 8.626 | 3.074 | 0 | 930.4083 | 196.293 | -6.92 | 8.986 | 6.38 | -1.72 | 14.3139 | 4.9016 | 41.1947 | 2025-11-19 | 2025_11_19 Hr 05 | 83.0234 | 1e-05 | -930.4083 | -339.572 | 279.1041 | 923.3552 | 54.7612 | 12.7598 | 0 | 91.2859 | 66.2941 | 121.5241 | 22.0972 | 182.7729 | 283.5925 | 0 | 0 | 46.06 | 245.025 | 0 | 143.8077 | 0
2025_11_19 Hr 06 | 0 | 0 | 0 | 3.5474 | 3.5621 | 3.5609 | 3.8089 | 3.8089 | 3.8089 | 62.3487 | 0 | 0.1104 | 33 | 0 | 91.3864 | 91.3864 | 283.5925 | 0 | 0.00615 | 0.074 | 0.02596 | 0 | 0 | 0.0705 | 0.2574 | 46.06 | 3.631 | 245.025 | 0 | 0 | 0 | 0 | 15.5004 | 37.4727 | 0 | 0 | -393.3585 | 0.8541 | 12.6123 | 0 | -1 | -4.2 | 13.7512 | 0 | 0 | 18.5376 | 18.5376 | 18.5376 | 18.5376 | 21.5554 | 39.6981 | 0 | 0 | 9.3091 | 17.1462 | 0 | 74.1091 | 69.6985 | 3.0366 | 1182.673 | 31.9885 | 58.5027 | 0 | 0.5292 | 0 | 8.626 | 3.074 | 0 | 1006.192 | 223.7976 | -6.92 | 8.986 | 6.38 | -1.72 | 15.2095 | 5.2083 | 44.8939 | 2025-11-19 | 2025_11_19 Hr 06 | 101.7452 | -0.000345 | -1006.192 | -393.3585 | 384.0694 | 926.9862 | 75.7347 | 12.7598 | 0 | 97.6316 | 158.3826 | 128.0552 | 22.0972 | 182.7729 | 283.5925 | 0 | 3.631 | 46.06 | 245.025 | 0 | 143.8077 | 0
2025_11_19 Hr 07 | 0 | 0 | 0 | 3.5474 | 3.5621 | 3.5609 | 3.8089 | 3.8089 | 3.8089 | 108.2342 | -14.5 | 0.1104 | 46 | 0 | 91.3864 | 91.3864 | 281.7479 | 0 | 0.00615 | 0.074 | 0.02596 | 0 | 0 | 0.0705 | 0.2574 | 46.06 | 7.2612 | 244.0449 | 0 | 0 | 0 | 0 | 17.2887 | 41.7959 | 0 | 0 | -450.1013 | 0.8541 | 12.6123 | 0 | -1 | -4.2 | 13.7512 | 0 | 0 | 30.9303 | 30.9303 | 30.9303 | 30.9303 | 35.9655 | 53.5977 | 0 | 0 | 9.3091 | 17.1462 | 0 | 73.4131 | 69.0439 | 4.0488 | 1298.105 | 33.8026 | 61.8205 | 0 | 0.5292 | 0 | 8.626 | 3.074 | 0 | 1084.583 | 257.9993 | -21.42 | 8.986 | 6.38 | -1.72 | 16.0721 | 5.5037 | 48.7349 | 2025-11-19 | 2025_11_19 Hr 07 | 87.8443 | 0.000269 | -1084.583 | -450.1013 | 491.8372 | 926.4411 | 103.6465 | 12.7598 | 0 | 103.7431 | 268.249 | 119.8451 | 22.0972 | 182.7729 | 281.7479 | 0 | 7.2612 | 46.06 | 244.0449 | 0 | 142.457 | 0
2025_11_19 Hr 08 | 0.51906 | 0 | 0 | 3.5474 | 3.5621 | 3.5609 | 3.8089 | 3.8089 | 3.8089 | 130.0826 | -14.5 | 0.1104 | 72 | 0 | 91.3864 | 91.3864 | 281.7479 | 0 | 0.00615 | 0.074 | 0.02596 | 0 | 0 | 0.0705 | 0.2574 | 46.06 | 7.2612 | 244.0449 | 0 | 0 | 0 | 0 | 18.1402 | 43.8543 | 0 | 0 | -481.499 | 0.8541 | 12.6123 | 0 | -1 | -4.2 | 13.7512 | 0 | 0 | 36.8311 | 36.8311 | 36.8311 | 36.8311 | 42.8269 | 51.7023 | 0 | 0 | 9.3091 | 17.1462 | 0 | 73.4131 | 69.0439 | 6.9408 | 1353.328 | 34.6664 | 63.4003 | 0 | 0.5292 | -0.51906 | 8.626 | 3.074 | 0 | 1138.4 | 288.5099 | -21.9391 | 8.986 | 6.38 | -1.72 | 16.4828 | 5.6443 | 51.2724 | 2025-11-19 | 2025_11_19 Hr 08 | 83.6564 | -9e-06 | -1138.4 | -481.499 | 550.055 | 926.4411 | 130.6431 | 12.7598 | 0 | 106.6531 | 320.5619 | 122.84 | 22.0972 | 182.7729 | 281.7479 | 0 | 7.2612 | 46.06 | 244.0449 | 0 | 142.457 | 0
2025_11_19 Hr 09 | 4.1392 | 0.00012 | 0.003384 | 3.5474 | 3.5621 | 3.5609 | 3.8089 | 3.8089 | 3.8089 | 118.9044 | -14.5 | 0.1104 | 73 | 0 | 91.3864 | 91.3864 | 281.7479 | 0 | 0.00615 | 0.074 | 0.02596 | 0 | 0 | 0.0705 | 0.2574 | 46.06 | 7.2612 | 244.0449 | 0 | 0 | 0 | 0 | 17.7046 | 42.8012 | 0 | 0 | -430.8881 | 0.8541 | 12.6123 | 0 | -1 | -4.2 | 13.7512 | 0 | 0 | 33.8121 | 33.8121 | 33.8121 | 33.8121 | 39.3164 | 50.6493 | 0 | 0 | 9.3091 | 17.1462 | 0 | 73.4131 | 69.0439 | 8.9652 | 1325.078 | 34.2245 | 62.592 | 0 | 0.5292 | -4.1392 | 8.626 | 3.074 | 0 | 1161.2 | 292.5693 | -25.5592 | 8.986 | 6.38 | -1.72 | 16.2726 | 5.5724 | 51.5064 | 2025-11-19 | 2025_11_19 Hr 09 | 76.543 | -3.4e-05 | -1161.2 | -430.8881 | 520.2692 | 926.4411 | 132.618 | 12.7598 | 0 | 105.1643 | 293.7971 | 121.3077 | 22.0972 | 182.7729 | 281.7479 | 0 | 7.2612 | 46.06 | 244.0449 | 0 | 142.457 | 0
2025_11_19 Hr 10 | 4.6599 | 0.002775 | 0.078255 | 3.5474 | 3.5621 | 3.5609 | 3.8089 | 3.8089 | 3.8089 | 111.361 | -14.5 | 0.1104 | 46 | 0 | 91.3864 | 91.3864 | 281.7479 | 0 | 0.00615 | 0.074 | 0.02596 | 0 | 0 | 0.0705 | 0.2574 | 46.06 | 0 | 244.0449 | 0 | 0 | 0 | 0 | 17.4106 | 42.0905 | 0 | 0 | -330.8118 | 0.8541 | 12.6123 | 0 | -1 | -4.2 | 13.7512 | 0 | 0 | 31.7748 | 31.7748 | 31.7748 | 31.7748 | 36.9475 | 48.6486 | 0 | 0 | 9.3091 | 17.1462 | 0 | 73.4131 | 69.0439 | 8.9652 | 1298.825 | 33.9262 | 62.0466 | 0 | 0.5292 | -4.6599 | 8.626 | 3.074 | 0 | 1204.992 | 263.0579 | -26.0799 | 8.986 | 6.38 | -1.72 | 16.1308 | 5.5238 | 51.9183 | 2025-11-19 | 2025_11_19 Hr 10 | 74.64 | -0.000364 | -1204.992 | -330.8118 | 500.1689 | 919.1799 | 103.6948 | 12.7598 | 0 | 104.1596 | 275.7356 | 120.2737 | 22.0972 | 182.7729 | 281.7479 | 0 | 0 | 46.06 | 244.0449 | 0 | 142.457 | 0
2025_11_19 Hr 11 | 8.3 | 0.00642 | 0.18104 | 3.5474 | 3.5621 | 3.5609 | 3.8089 | 3.8089 | 3.8089 | 95.9225 | -14.5 | 0.1104 | 33 | 0 | 91.3864 | 91.3864 | 281.7479 | 0 | 0.00615 | 0.074 | 0.02596 | 0 | 0 | 0.0705 | 0.2574 | 46.06 | 0 | 244.0449 | 0 | 0 | 0 | 0 | 16.8089 | 40.6359 | 0 | 0 | -284.5345 | 0.8541 | 12.6123 | 0 | -1 | -4.2 | 13.7512 | 0 | 0 | 27.6052 | 27.6052 | 27.6052 | 27.6052 | 32.0991 | 41.6988 | 0 | 0 | 9.3091 | 17.1462 | 0 | 73.4131 | 69.0439 | 9.9774 | 1259.907 | 33.3158 | 60.9303 | 0 | 0.5292 | -8.3 | 8.626 | 3.074 | 0 | 1191.3 | 245.6477 | -29.72 | 8.986 | 6.38 | -1.72 | 15.8406 | 5.4244 | 50.7689 | 2025-11-19 | 2025_11_19 Hr 11 | 75.5884 | -1e-06 | -1191.3 | -284.5345 | 459.0312 | 919.1799 | 84.8637 | 12.7598 | 0 | 102.1033 | 238.7704 | 118.1574 | 22.0972 | 182.7729 | 281.7479 | 0 | 0 | 46.06 | 244.0449 | 0 | 142.457 | 0
2025_11_19 Hr 12 | 12.4408 | 0.008775 | 0.24746 | 3.5474 | 3.5621 | 3.5609 | 3.8089 | 3.8089 | 3.8089 | 82.5946 | -14.5 | 0.1104 | 39 | 0 | 91.3864 | 91.3864 | 281.7479 | 0 | 0.00615 | 0.074 | 0.02596 | 0 | 0 | 0.0705 | 0.2574 | 46.06 | 0 | 244.0449 | 0 | 0 | 0 | 0 | 16.2895 | 39.3802 | 0 | 0 | -274.2776 | 0.8541 | 12.6123 | 0 | -1 | -4.2 | 13.7512 | 0 | 0 | 24.0056 | 24.0056 | 24.0056 | 24.0056 | 27.9135 | 38.7504 | 0 | 0 | 9.3091 | 17.1462 | 0 | 73.4131 | 69.0439 | 13.014 | 1226.286 | 32.7889 | 59.9666 | 0 | 0.5292 | -12.4408 | 8.626 | 3.074 | 0 | 1172.2 | 254.0521 | -33.8608 | 8.986 | 6.38 | -1.72 | 15.5901 | 5.3386 | 49.88 | 2025-11-19 | 2025_11_19 Hr 12 | 76.1858 | -5e-05 | -1172.2 | -274.2776 | 423.5172 | 919.1799 | 91.0206 | 12.7598 | 0 | 100.3282 | 206.8586 | 116.3304 | 22.0972 | 182.7729 | 281.7479 | 0 | 0 | 46.06 | 244.0449 | 0 | 142.457 | 0
2025_11_19 Hr 13 | 9.8488 | 0.00996 | 0.28087 | 3.5474 | 3.5621 | 3.5609 | 3.8089 | 3.8089 | 3.8089 | 84.2753 | -14.5 | 0.1104 | 46 | 0 | 91.3864 | 91.3864 | 281.7479 | 0 | 0.00615 | 0.074 | 0.02596 | 0 | 0 | 0.0705 | 0.2574 | 46.06 | 0 | 244.0449 | 0 | 0 | 0 | 0 | 16.355 | 39.5385 | 0 | 0 | -278.6755 | 0.8541 | 12.6123 | 0 | -1 | -4.2 | 13.7512 | 0 | 0 | 24.4595 | 24.4595 | 24.4595 | 24.4595 | 28.4413 | 30.7476 | 0 | 0 | 9.3091 | 17.1462 | 0 | 73.4131 | 69.0439 | 12.0018 | 1230.568 | 32.8554 | 60.0881 | 0 | 0.5292 | -9.8488 | 8.626 | 3.074 | 0 | 1170.3 | 249.6767 | -31.2688 | 8.986 | 6.38 | -1.72 | 15.6217 | 5.3494 | 49.8628 | 2025-11-19 | 2025_11_19 Hr 13 | 72.0773 | -6.9e-05 | -1170.3 | -278.6755 | 427.9955 | 919.1799 | 89.0402 | 12.7598 | 0 | 100.552 | 210.8827 | 116.5608 | 22.0972 | 182.7729 | 281.7479 | 0 | 0 | 46.06 | 244.0449 | 0 | 142.457 | 0
2025_11_19 Hr 14 | 10.8886 | 0.010575 | 0.29822 | 3.5474 | 3.5621 | 3.5609 | 3.8089 | 3.8089 | 3.8089 | 72.8234 | -14.5 | 0.1104 | 53 | 0 | 91.3864 | 91.3864 | 281.7479 | 0 | 0.00615 | 0.074 | 0.02596 | 0 | 0 | 0.0705 | 0.2574 | 45.4081 | 0 | 244.0449 | 0 | 0 | 0 | 0 | 15.9087 | 38.4596 | 0 | 0 | -262.3103 | 0.8541 | 12.6123 | 0 | -1 | -4.2 | 13.7512 | 0 | 0 | 21.3666 | 21.3666 | 21.3666 | 21.3666 | 24.8449 | 31.8006 | 0 | 0 | 9.3091 | 17.1462 | 0 | 73.4131 | 69.0439 | 6.9408 | 1200.988 | 32.4026 | 59.26 | 0 | 0.5292 | -10.8886 | 8.626 | 3.074 | 0 | 1158.508 | 252.1393 | -32.3086 | 8.986 | 6.38 | -1.72 | 15.4064 | 5.2757 | 49.182 | 2025-11-19 | 2025_11_19 Hr 14 | 72.4099 | 0.00026 | -1158.508 | -262.3103 | 397.4806 | 918.5279 | 92.0502 | 12.7598 | 0 | 99.0268 | 183.4629 | 114.991 | 22.0972 | 182.7729 | 281.7479 | 0 | 0 | 45.4081 | 244.0449 | 0 | 142.457 | 0
2025_11_19 Hr 15 | 11.401 | 0.010305 | 0.2906 | 3.5474 | 3.5621 | 3.5609 | 3.8089 | 3.8089 | 3.8089 | 72.0808 | -14.5 | 0.1104 | 56 | 0 | 91.3864 | 91.3864 | 281.7479 | 0 | 0.00615 | 0.074 | 0.02596 | 0 | 0 | 0.0705 | 0.2574 | 44.69 | 0 | 244.0449 | 0 | 0 | 0 | 0 | 15.8797 | 38.3896 | 0 | 0 | -272.2791 | 0.8541 | 12.6123 | 0 | -1 | -4.2 | 13.7512 | 0 | 0 | 21.1661 | 21.1661 | 21.1661 | 21.1661 | 24.6117 | 36.7497 | 0 | 0 | 9.3091 | 17.1462 | 0 | 73.4131 | 69.0439 | 8.9652 | 1198.385 | 32.3732 | 59.2064 | 0 | 0.5292 | -11.401 | 8.626 | 3.074 | 0 | 1155.808 | 262.5232 | -32.821 | 8.986 | 6.38 | -1.72 | 15.3924 | 5.2709 | 49.2066 | 2025-11-19 | 2025_11_19 Hr 15 | 74.6825 | 0.000261 | -1155.808 | -272.2791 | 395.5019 | 917.8099 | 102.0158 | 12.7598 | 0 | 98.9279 | 181.6848 | 114.8892 | 22.0972 | 182.7729 | 281.7479 | 0 | 0 | 44.69 | 244.0449 | 0 | 142.457 | 0
2025_11_19 Hr 16 | 3.6185 | 0.009315 | 0.26268 | 3.5474 | 3.5621 | 3.5609 | 3.8089 | 3.8089 | 3.8089 | 80.7967 | -14.5 | 0.1104 | 55 | 0 | 91.3864 | 91.3864 | 281.7479 | 0 | 0.00615 | 0.074 | 0.02596 | 0 | 0 | 0.0705 | 0.2574 | 46.06 | 0 | 244.0449 | 0 | 0 | 0 | 0 | 16.2194 | 39.2108 | 0 | 0 | -300.1754 | 0.8541 | 12.6123 | 0 | -1 | -4.2 | 13.7512 | 0 | 0 | 23.5201 | 23.5201 | 23.5201 | 23.5201 | 27.3489 | 30.7476 | 0 | 0 | 9.3091 | 17.1462 | 0 | 73.4131 | 69.0439 | 10.9896 | 1221.757 | 32.7178 | 59.8366 | 0 | 0.5292 | -3.6185 | 8.626 | 3.074 | 0 | 1147.5 | 250.9567 | -25.0385 | 8.986 | 6.38 | -1.72 | 15.5563 | 5.327 | 49.2457 | 2025-11-19 | 2025_11_19 Hr 16 | 83.588 | -4.6e-05 | -1147.5 | -300.1754 | 418.7265 | 919.1799 | 97.0092 | 12.7598 | 0 | 100.0887 | 202.5538 | 116.084 | 22.0972 | 182.7729 | 281.7479 | 0 | 0 | 46.06 | 244.0449 | 0 | 142.457 | 0
2025_11_19 Hr 17 | 0 | 0.00753 | 0.21235 | 3.5474 | 3.5621 | 3.5609 | 3.8089 | 3.8089 | 3.8089 | 100.3782 | -14.5 | 0.1104 | 53 | 0 | 91.3864 | 91.3864 | 281.7479 | 0 | 0.00615 | 0.074 | 0.02596 | 0 | 0 | 0.0705 | 0.2574 | 46.06 | 7.2612 | 244.0449 | 0 | 0 | 0 | 0 | 16.9825 | 41.0557 | 0 | 0 | -333.804 | 0.8541 | 12.6123 | 0 | -1 | -4.2 | 13.7512 | 0 | 0 | 28.8086 | 28.8086 | 28.8086 | 28.8086 | 33.4984 | 34.749 | 0 | 0 | 9.3091 | 17.1462 | 0 | 73.4131 | 69.0439 | 17.9304 | 1278.461 | 33.492 | 61.2525 | 0 | 0.5292 | 0 | 8.626 | 3.074 | 0 | 1182.2 | 258.9628 | -21.42 | 8.986 | 6.38 | -1.72 | 15.9244 | 5.4531 | 51.0579 | 2025-11-19 | 2025_11_19 Hr 17 | 88.9666 | -4.7e-05 | -1182.2 | -333.804 | 470.9038 | 926.4411 | 105.8993 | 12.7598 | 0 | 102.6968 | 249.4388 | 118.7682 | 22.0972 | 182.7729 | 281.7479 | 0 | 7.2612 | 46.06 | 244.0449 | 0 | 142.457 | 0
2025_11_19 Hr 18 | 0 | 0.0048 | 0.13536 | 3.5474 | 3.5621 | 3.5609 | 3.8089 | 3.8089 | 3.8089 | 129.7699 | -14.5 | 0.1104 | 56 | 0 | 91.3864 | 91.3864 | 281.7479 | 0 | 0.00615 | 0.074 | 0.02596 | 0 | 0 | 0.0705 | 0.2574 | 46.06 | 7.2612 | 244.0449 | 0 | 0 | 0 | 0 | 18.128 | 43.8249 | 0 | 0 | -393.2395 | 0.8541 | 12.6123 | 0 | -1 | -4.2 | 13.7512 | 0 | 0 | 36.7467 | 36.7467 | 36.7467 | 36.7467 | 42.7287 | 38.7504 | 0 | 0 | 9.3091 | 17.1462 | 0 | 73.4131 | 69.0439 | 14.0262 | 1352.673 | 34.6541 | 63.3777 | 0 | 0.5292 | 0 | 8.626 | 3.074 | 0 | 1204.1 | 266.0863 | -21.42 | 8.986 | 6.38 | -1.72 | 16.4769 | 5.6423 | 52.7045 | 2025-11-19 | 2025_11_19 Hr 18 | 81.2189 | -5.1e-05 | -1204.1 | -393.2395 | 549.2218 | 926.4411 | 108.9168 | 12.7598 | 0 | 106.6115 | 319.8132 | 122.7972 | 22.0972 | 182.7729 | 281.7479 | 0 | 7.2612 | 46.06 | 244.0449 | 0 | 142.457 | 0
2025_11_19 Hr 19 | 0 | 0.001365 | 0.038493 | 3.5474 | 3.5621 | 3.5609 | 3.8089 | 3.8089 | 3.8089 | 120.7023 | -14.5 | 0.1104 | 66 | 0 | 91.3864 | 91.3864 | 281.7479 | 0 | 0.00615 | 0.074 | 0.02596 | 0 | 0 | 0.0705 | 0.2574 | 46.06 | 7.2612 | 244.0449 | 0 | 0 | 0 | 0 | 17.7746 | 42.9706 | 0 | 0 | -406.7515 | 0.8541 | 12.6123 | 0 | -1 | -4.2 | 13.7512 | 0 | 0 | 34.2977 | 34.2977 | 34.2977 | 34.2977 | 39.881 | 34.749 | 0 | 0 | 9.3091 | 17.1462 | 0 | 73.4131 | 69.0439 | 12.0018 | 1329.657 | 34.2956 | 62.722 | 0 | 0.5292 | 0 | 8.626 | 3.074 | 0 | 1170.3 | 268.8141 | -21.42 | 8.986 | 6.38 | -1.72 | 16.3064 | 5.5839 | 51.5481 | 2025-11-19 | 2025_11_19 Hr 19 | 68.8892 | -9e-06 | -1170.3 | -406.7515 | 525.0599 | 926.4411 | 112.7907 | 12.7598 | 0 | 105.4037 | 298.102 | 121.5542 | 22.0972 | 182.7729 | 281.7479 | 0 | 7.2612 | 46.06 | 244.0449 | 0 | 142.457 | 0
2025_11_19 Hr 20 | 0 | 0 | 0 | 3.5474 | 3.5621 | 3.5609 | 3.8089 | 3.8089 | 3.8089 | 116.9892 | -14.5 | 0.1104 | 71 | 0 | 91.3864 | 91.3864 | 281.7479 | 0 | 0.00615 | 0.074 | 0.02596 | 0 | 0 | 0.0705 | 0.2574 | 46.06 | 7.2612 | 244.0449 | 0 | 0 | 0 | 0 | 17.6299 | 42.6207 | 0 | 0 | -467.2453 | 0.8541 | 12.6123 | 0 | -1 | -4.2 | 13.7512 | 0 | 0 | 33.2949 | 33.2949 | 33.2949 | 33.2949 | 38.715 | 28.8522 | 0 | 0 | 9.3091 | 17.1462 | 0 | 73.4131 | 69.0439 | 14.0262 | 1320.234 | 34.1487 | 62.4535 | 0 | 0.5292 | 0 | 8.626 | 3.074 | 0 | 1101 | 269.4313 | -21.42 | 8.986 | 6.38 | -1.72 | 16.2366 | 5.56 | 49.6085 | 2025-11-19 | 2025_11_19 Hr 20 | 75.4112 | -5.9e-05 | -1101 | -467.2453 | 515.166 | 926.4411 | 113.8784 | 12.7598 | 0 | 104.9092 | 289.2115 | 121.0452 | 22.0972 | 182.7729 | 281.7479 | 0 | 7.2612 | 46.06 | 244.0449 | 0 | 142.457 | 0
2025_11_19 Hr 21 | 0 | 0 | 0 | 3.5474 | 3.5621 | 3.5609 | 3.8089 | 3.8089 | 3.8089 | 104.0912 | -14.5 | 0.1104 | 53 | 0 | 91.3864 | 91.3864 | 281.7479 | 0 | 0.00615 | 0.074 | 0.02596 | 0 | 0 | 0.0705 | 0.2574 | 33.0097 | 0 | 244.0449 | 0 | 0 | 0 | 0 | 17.1273 | 41.4055 | 0 | 0 | -315.6062 | 0.8541 | 12.6123 | 0 | -1 | -4.2 | 13.7512 | 0 | 0 | 29.8114 | 29.8114 | 29.8114 | 29.8114 | 34.6644 | 33.8013 | 0 | 0 | 9.3091 | 17.1462 | 0 | 73.4131 | 69.0439 | 14.0262 | 1267.322 | 33.6388 | 61.5209 | 0 | 0.5292 | 0 | 8.626 | 3.074 | 0 | 1184.908 | 254.6124 | -21.42 | 8.986 | 6.38 | -1.72 | 15.9942 | 5.477 | 50.9254 | 2025-11-19 | 2025_11_19 Hr 21 | 66.98 | 0.000304 | -1184.908 | -315.6062 | 480.7977 | 906.1295 | 100.8275 | 12.7598 | 0 | 103.1913 | 258.3292 | 119.2772 | 22.0972 | 182.7729 | 281.7479 | 0 | 0 | 33.0097 | 244.0449 | 0 | 142.457 | 0
2025_11_19 Hr 22 | 0 | 0 | 0 | 3.5474 | 3.5621 | 3.5609 | 3.8089 | 3.8089 | 3.8089 | 89.239 | -14.5 | 0.1104 | 36 | 0 | 91.3864 | 91.3864 | 281.7479 | 0 | 0.00615 | 0.074 | 0.02596 | 0 | 0 | 0.0705 | 0.2574 | 15.1321 | 0 | 244.0449 | 0 | 0 | 0 | 0 | 16.5484 | 40.0062 | 0 | 0 | -349.5815 | 0.8541 | 12.6123 | 0 | -1 | -4.2 | 13.7512 | 0 | 0 | 25.8001 | 25.8001 | 25.8001 | 25.8001 | 30.0002 | 36.7497 | 0 | 0 | 9.3091 | 17.1462 | 0 | 73.4131 | 69.0439 | 10.9896 | 1211.905 | 33.0516 | 60.447 | 0 | 0.5292 | 0 | 8.626 | 3.074 | 0 | 1076.392 | 235.4883 | -21.42 | 8.986 | 6.38 | -1.72 | 15.715 | 5.3814 | 47.0889 | 2025-11-19 | 2025_11_19 Hr 22 | 62.5395 | -0.000315 | -1076.392 | -349.5815 | 441.2221 | 888.252 | 83.7393 | 12.7598 | 0 | 101.2132 | 222.7677 | 117.2412 | 22.0972 | 182.7729 | 281.7479 | 0 | 0 | 15.1321 | 244.0449 | 0 | 142.457 | 0
2025_11_19 Hr 23 | 0 | 0 | 0 | 3.5474 | 3.5621 | 3.5609 | 3.8089 | 3.8089 | 3.8089 | 61.2934 | 0 | 0.1104 | 14 | 0 | 91.3864 | 91.3864 | 283.5925 | 0 | 0.00615 | 0.074 | 0.02596 | 0 | 0 | 0.0705 | 0.2574 | 17.0925 | 0 | 245.025 | 0 | 0 | 0 | 0 | 15.4593 | 37.3732 | 0 | 0 | -335.3296 | 0.8541 | 12.6123 | 0 | -1 | -4.2 | 13.7512 | 0 | 0 | 18.2526 | 18.2526 | 18.2526 | 18.2526 | 21.224 | 44.6472 | 0 | 0 | 9.3091 | 17.1462 | 0 | 74.1091 | 69.6985 | 9.9774 | 1147.407 | 31.9467 | 58.4263 | 0 | 0.5292 | 0 | 8.626 | 3.074 | 0 | 1021.7 | 216.5428 | -6.92 | 8.986 | 6.38 | -1.72 | 15.1897 | 5.2015 | 44.7425 | 2025-11-19 | 2025_11_19 Hr 23 | 68.9589 | 9e-06 | -1021.7 | -335.3296 | 381.2575 | 894.3877 | 68.6246 | 12.7598 | 0 | 97.4911 | 155.8559 | 127.9105 | 22.0972 | 182.7729 | 283.5925 | 0 | 0 | 17.0925 | 245.025 | 0 | 143.8077 | 0
2025_11_19 Hr 24 | 0 | 0 | 0 | 3.5474 | 3.5621 | 3.5609 | 3.8089 | 3.8089 | 3.8089 | 49.1771 | 0 | 0.1104 | 13 | 0 | 91.3864 | 91.3864 | 283.5925 | 0 | 0.00615 | 0.074 | 0.02596 | 0 | 0 | 0.0705 | 0.2574 | 17.0925 | 0 | 245.025 | 0 | 0 | 0 | 0 | 14.9871 | 36.2317 | 0 | 0 | -358.4794 | 0.8541 | 12.6123 | 0 | -1 | -4.2 | 13.7512 | 0 | 0 | 14.9803 | 14.9803 | 14.9803 | 14.9803 | 17.4189 | 55.5984 | 0 | 0 | 9.3091 | 17.1462 | 0 | 74.1091 | 69.6985 | 7.953 | 1116.782 | 31.4677 | 57.5503 | 0 | 0.5292 | 0 | 8.626 | 3.074 | 0 | 974.1917 | 222.8087 | -6.92 | 8.986 | 6.38 | -1.72 | 14.9619 | 5.1235 | 43.1718 | 2025-11-19 | 2025_11_19 Hr 24 | 67.38 | -3.7e-05 | -974.1917 | -358.4794 | 348.9721 | 894.3877 | 76.5514 | 12.7598 | 0 | 95.8773 | 126.8452 | 126.2496 | 22.0972 | 182.7729 | 283.5925 | 0 | 0 | 17.0925 | 245.025 | 0 | 143.8077 | 0
2025_11_20 Hr 01 | 0 | 0 | 0 | 3.5474 | 3.5621 | 3.5609 | 3.8089 | 3.8089 | 3.8089 | 36.6934 | 0 | 0.1104 | 26 | 0 | 91.3864 | 91.3864 | 283.5925 | 0 | 0.00615 | 0.074 | 0.02596 | 0 | 0 | 0.0705 | 0.2574 | 14.7392 | 0 | 245.025 | 0 | 0 | 0 | 0 | 13.9809 | 33.7883 | 0 | 0 | -346.6266 | 0.8541 | 12.6193 | 0 | -1 | -4.2 | 13.773 | 0 | 0 | 8.0547 | 8.0547 | 8.0547 | 8.0547 | 9.366 | 53.5977 | 0 | 0 | 9.3242 | 18.0754 | 0 | 74.1091 | 69.6985 | 8.9652 | 1062.781 | 32.0059 | 58.5558 | 0 | 0.5292 | 0 | 8.626 | 3.074 | 0 | 946.9 | 237.666 | -6.92 | 8.9823 | 6.38 | -1.72 | 15.2446 | 5.2136 | 41.9385 | 2025-11-20 | 2025_11_20 Hr 01 | 62.2339 | 3.4e-05 | -946.9 | -346.6266 | 300.1695 | 892.0344 | 88.5629 | 12.7598 | 0 | 92.468 | 78.6062 | 129.0953 | 22.0972 | 182.7729 | 283.5925 | 0 | 0 | 14.7392 | 245.025 | 0 | 143.8077 | 0
2025_11_20 Hr 02 | 0 | 0 | 0 | 3.5474 | 3.5621 | 3.5609 | 3.8089 | 3.8089 | 3.8089 | 36.6934 | 0 | 0.1104 | 50 | 0 | 91.3864 | 91.3864 | 283.5925 | 0 | 0.00615 | 0.074 | 0.02596 | 0 | 0 | 0.0705 | 0.2574 | 14.7392 | 0 | 245.025 | 0 | 0 | 0 | 0 | 13.8049 | 33.3631 | 0 | 0 | -369.3539 | 0.8541 | 12.6193 | 0 | -1 | -4.2 | 13.773 | 0 | 0 | 6.7753 | 6.7753 | 6.7753 | 6.7753 | 7.8783 | 47.7009 | 0 | 0 | 9.3242 | 18.0754 | 0 | 74.1091 | 69.6985 | 5.9286 | 1055.574 | 31.8187 | 58.2132 | 0 | 0.5292 | 0 | 8.626 | 3.074 | 0 | 931.3834 | 252.0831 | -6.92 | 8.9823 | 6.38 | -1.72 | 15.1555 | 5.1831 | 41.6251 | 2025-11-20 | 2025_11_20 Hr 02 | 61.3222 | -3.2e-05 | -931.3834 | -369.3539 | 292.3136 | 892.0344 | 103.6295 | 12.7598 | 0 | 91.8669 | 72.0008 | 128.4459 | 22.0972 | 182.7729 | 283.5925 | 0 | 0 | 14.7392 | 245.025 | 0 | 143.8077 | 0
2025_11_20 Hr 03 | 0 | 0 | 0 | 3.5474 | 3.5621 | 3.5609 | 3.8089 | 3.8089 | 3.8089 | 36.6934 | 0 | 0.1104 | 58 | 0 | 91.3864 | 91.3864 | 283.5925 | 0 | 0.00615 | 0.074 | 0.02596 | 0 | 0 | 0.0705 | 0.2574 | 14.7392 | 0 | 245.025 | 0 | 0 | 0 | 0 | 13.773 | 33.2859 | 0 | 0 | -398.5999 | 0.8541 | 12.6193 | 0 | -1 | -4.2 | 13.773 | 0 | 0 | 6.5427 | 6.5427 | 6.5427 | 6.5427 | 7.6078 | 45.7002 | 0 | 0 | 9.3242 | 18.0754 | 0 | 74.1091 | 69.6985 | 5.9286 | 1054.264 | 31.7846 | 58.151 | 0 | 0.5292 | 0 | 8.626 | 3.074 | 0 | 906.7083 | 257.9643 | -6.92 | 8.9823 | 6.38 | -1.72 | 15.1393 | 5.1776 | 41.0359 | 2025-11-20 | 2025_11_20 Hr 03 | 62.333 | 4.1e-05 | -906.7083 | -398.5999 | 290.8852 | 892.0344 | 109.6288 | 12.7598 | 0 | 91.7576 | 70.7998 | 128.3278 | 22.0972 | 182.7729 | 283.5925 | 0 | 0 | 14.7392 | 245.025 | 0 | 143.8077 | 0
2025_11_20 Hr 04 | 0 | 0 | 0 | 3.5474 | 3.5621 | 3.5609 | 3.8089 | 3.8089 | 3.8089 | 36.6934 | 0 | 0.1104 | 63 | 0 | 91.3864 | 91.3864 | 283.5925 | 0 | 0.00615 | 0.074 | 0.02596 | 0 | 0 | 0.0705 | 0.2574 | 14.7392 | 0 | 245.025 | 0 | 0 | 0 | 0 | 13.991 | 33.8129 | 0 | 0 | -412.8198 | 0.8541 | 12.6193 | 0 | -1 | -4.2 | 13.773 | 0 | 0 | 8.1287 | 8.1287 | 8.1287 | 8.1287 | 9.452 | 48.6486 | 0 | 0 | 9.3242 | 18.0754 | 0 | 74.1091 | 69.6985 | 7.953 | 1063.198 | 32.0168 | 58.5756 | 0 | 0.5292 | 0 | 8.626 | 3.074 | 0 | 912.2 | 268.7422 | -6.92 | 8.9823 | 6.38 | -1.72 | 15.2498 | 5.2154 | 41.4397 | 2025-11-20 | 2025_11_20 Hr 04 | 62.4321 | 6e-06 | -912.2 | -412.8198 | 300.624 | 892.0344 | 119.6016 | 12.7598 | 0 | 92.5028 | 78.9883 | 129.1329 | 22.0972 | 182.7729 | 283.5925 | 0 | 0 | 14.7392 | 245.025 | 0 | 143.8077 | 0
2025_11_20 Hr 05 | 0 | 0 | 0 | 3.5474 | 3.5621 | 3.5609 | 3.8089 | 3.8089 | 3.8089 | 49.2322 | 0 | 0.1104 | 75 | 0 | 91.3864 | 91.3864 | 283.5925 | 0 | 0.00615 | 0.074 | 0.02596 | 0 | 0 | 0.0705 | 0.2574 | 19.8342 | 0 | 245.025 | 0 | 0 | 0 | 0 | 14.7703 | 35.6963 | 0 | 0 | -474.511 | 0.8541 | 12.6193 | 0 | -1 | -4.2 | 13.773 | 0 | 0 | 13.7963 | 13.7963 | 13.7963 | 13.7963 | 16.0422 | 50.6493 | 0 | 0 | 9.3242 | 18.0754 | 0 | 74.1091 | 69.6985 | 16.9182 | 1112.754 | 32.8462 | 60.093 | 0 | 0.5292 | 0 | 8.626 | 3.074 | 0 | 925.9083 | 294.5851 | -6.92 | 8.9823 | 6.38 | -1.72 | 15.6448 | 5.3505 | 42.7926 | 2025-11-20 | 2025_11_20 Hr 05 | 69.4544 | 9.8e-05 | -925.9083 | -474.511 | 347.9627 | 897.1294 | 142.5675 | 12.7598 | 0 | 95.1654 | 120.7874 | 132.0099 | 22.0972 | 182.7729 | 283.5925 | 0 | 0 | 19.8342 | 245.025 | 0 | 143.8077 | 0
2025_11_20 Hr 06 | 0 | 0 | 0 | 3.5474 | 3.5621 | 3.5609 | 3.8089 | 3.8089 | 3.8089 | 85.0328 | 0 | 0.1104 | 84 | 0 | 91.3864 | 91.3864 | 283.5925 | 0 | 0.00615 | 0.074 | 0.02596 | 0 | 0 | 0.0705 | 0.2574 | 29.2396 | 0 | 245.025 | 0 | 0 | 0 | 0 | 16.0992 | 38.9079 | 0 | 0 | -564.1747 | 0.8541 | 12.6193 | 0 | -1 | -4.2 | 13.773 | 0 | 0 | 23.4607 | 23.4607 | 23.4607 | 23.4607 | 27.2799 | 48.6486 | 0 | 0 | 9.3242 | 18.0754 | 0 | 74.1091 | 69.6985 | 16.9182 | 1212.396 | 34.2605 | 62.6805 | 0 | 0.5292 | 0 | 8.626 | 3.074 | 0 | 947.7917 | 306.4903 | -6.92 | 8.9823 | 6.38 | -1.72 | 16.3185 | 5.5809 | 44.8362 | 2025-11-20 | 2025_11_20 Hr 06 | 73.2133 | 3e-06 | -947.7917 | -564.1747 | 443.105 | 906.5348 | 149.5668 | 12.7598 | 0 | 99.7059 | 206.4833 | 136.9158 | 22.0972 | 182.7729 | 283.5925 | 0 | 0 | 29.2396 | 245.025 | 0 | 143.8077 | 0
2025_11_20 Hr 07 | 0 | 0 | 0 | 3.5474 | 3.5621 | 3.5609 | 3.8089 | 3.8089 | 3.8089 | 123.301 | -14.5 | 0.1104 | 88 | 0 | 91.3864 | 91.3864 | 281.7479 | 0 | 0.00615 | 0.074 | 0.02596 | 0 | 0 | 0.0705 | 0.2574 | 27.542 | 0 | 244.0449 | 0 | 0 | 0 | 0 | 17.5197 | 42.3408 | 0 | 0 | -609.419 | 0.8541 | 12.6193 | 0 | -1 | -4.2 | 13.773 | 0 | 0 | 33.7912 | 33.7912 | 33.7912 | 33.7912 | 39.2921 | 50.6493 | 0 | 0 | 9.3242 | 18.0754 | 0 | 73.4131 | 69.0439 | 14.0262 | 1302.979 | 35.7723 | 65.4464 | 0 | 0.5292 | 0 | 8.626 | 3.074 | 0 | 986.9833 | 314.843 | -21.42 | 8.9823 | 6.38 | -1.72 | 17.0386 | 5.8271 | 46.9785 | 2025-11-20 | 2025_11_20 Hr 07 | 66.2888 | -4.4e-05 | -986.9833 | -609.419 | 530.3051 | 900.6619 | 152.6755 | 12.7598 | 0 | 104.5593 | 298.086 | 127.6598 | 22.0972 | 182.7729 | 281.7479 | 0 | 0 | 27.542 | 244.0449 | 0 | 142.457 | 0
2025_11_20 Hr 08 | 2.0696 | 0 | 0 | 3.5474 | 3.5621 | 3.5609 | 3.8089 | 3.8089 | 3.8089 | 134.3859 | -14.5 | 0.1104 | 88 | 0 | 91.3864 | 91.3864 | 281.7479 | 0 | 0.00615 | 0.074 | 0.02596 | 0 | 0 | 0.0705 | 0.2574 | 15.7204 | 0 | 244.0449 | 0 | 0 | 0 | 0 | 17.9312 | 43.3352 | 0 | 0 | -571.7789 | 0.8541 | 12.6193 | 0 | -1 | -4.2 | 13.773 | 0 | 0 | 36.7836 | 36.7836 | 36.7836 | 36.7836 | 42.7717 | 55.5984 | 0 | 0 | 9.3242 | 18.0754 | 0 | 73.4131 | 69.0439 | 4.9164 | 1319.098 | 36.2102 | 66.2476 | 0 | 0.5292 | -2.0696 | 8.626 | 3.074 | 0 | 1038.1 | 314.2709 | -23.4896 | 8.9823 | 6.38 | -1.72 | 17.2472 | 5.8985 | 48.501 | 2025-11-20 | 2025_11_20 Hr 08 | 65.6421 | -8.7e-05 | -1038.1 | -571.7789 | 559.7639 | 888.8403 | 148.5148 | 12.7598 | 0 | 105.9652 | 324.6199 | 129.1788 | 22.0972 | 182.7729 | 281.7479 | 0 | 0 | 15.7204 | 244.0449 | 0 | 142.457 | 0
2025_11_20 Hr 09 | 12.2766 | 0.000105 | 0.002961 | 3.5474 | 3.5621 | 3.5609 | 3.8089 | 3.8089 | 3.8089 | 122.9094 | -14.5 | 0.1104 | 85 | 0 | 91.3864 | 91.3864 | 281.7479 | 0 | 0.00615 | 0.074 | 0.02596 | 0 | 0 | 0.0705 | 0.2574 | 19.8359 | 0 | 244.0449 | 0 | 0 | 0 | 0 | 17.5052 | 42.3057 | 0 | 0 | -463.1143 | 0.8541 | 12.6193 | 0 | -1 | -4.2 | 13.773 | 0 | 0 | 33.6855 | 33.6855 | 33.6855 | 33.6855 | 39.1692 | 55.5984 | 0 | 0 | 9.3242 | 18.0754 | 0 | 73.4131 | 69.0439 | 4.9164 | 1294.289 | 35.7568 | 65.4181 | 0 | 0.5292 | -12.2766 | 8.626 | 3.074 | 0 | 1117.383 | 319.9054 | -33.6966 | 8.9823 | 6.38 | -1.72 | 17.0312 | 5.8246 | 50.2009 | 2025-11-20 | 2025_11_20 Hr 09 | 74.6154 | 0.000403 | -1117.383 | -463.1143 | 529.2643 | 892.9557 | 145.5179 | 12.7598 | 0 | 104.5096 | 297.1485 | 127.6061 | 22.0972 | 182.7729 | 281.7479 | 0 | 0 | 19.8359 | 244.0449 | 0 | 142.457 | 0
2025_11_20 Hr 10 | 13.4624 | 0.001875 | 0.052875 | 3.5474 | 3.5621 | 3.5609 | 3.8089 | 3.8089 | 3.8089 | 114.9972 | -14.5 | 0.1104 | 76 | 0 | 91.3864 | 91.3864 | 281.7479 | 0 | 0.00615 | 0.074 | 0.02596 | 0 | 0 | 0.0705 | 0.2574 | 14.7392 | 0 | 244.0449 | 0 | 0 | 0 | 0 | 17.2115 | 41.5959 | 0 | 0 | -353.5928 | 0.8541 | 12.6193 | 0 | -1 | -4.2 | 13.773 | 0 | 0 | 31.5496 | 31.5496 | 31.5496 | 31.5496 | 36.6856 | 50.6493 | 0 | 0 | 9.3242 | 18.0754 | 0 | 73.4131 | 69.0439 | 2.0244 | 1269.299 | 35.4442 | 64.8463 | 0 | 0.5292 | -13.4624 | 8.626 | 3.074 | 0 | 1183.992 | 303.1675 | -34.8824 | 8.9823 | 6.38 | -1.72 | 16.8823 | 5.7737 | 51.389 | 2025-11-20 | 2025_11_20 Hr 10 | 61.097 | -0.000303 | -1183.992 | -353.5928 | 508.2372 | 887.8591 | 128.7285 | 12.7598 | 0 | 103.5062 | 278.2091 | 126.5219 | 22.0972 | 182.7729 | 281.7479 | 0 | 0 | 14.7392 | 244.0449 | 0 | 142.457 | 0
2025_11_20 Hr 11 | 12.4392 | 0.00537 | 0.15143 | 3.5474 | 3.5621 | 3.5609 | 3.8089 | 3.8089 | 3.8089 | 97.6453 | -14.5 | 0.1104 | 71 | 0 | 91.3864 | 91.3864 | 281.7479 | 0 | 0.00615 | 0.074 | 0.02596 | 0 | 0 | 0.0705 | 0.2574 | 19.8359 | 0 | 244.0449 | 0 | 0 | 0 | 0 | 16.5674 | 40.0393 | 0 | 0 | -310.145 | 0.8541 | 12.6193 | 0 | -1 | -4.2 | 13.773 | 0 | 0 | 26.8654 | 26.8654 | 26.8654 | 26.8654 | 31.2389 | 50.6493 | 0 | 0 | 9.3242 | 18.0754 | 0 | 73.4131 | 69.0439 | 0 | 1230.759 | 34.7587 | 63.5921 | 0 | 0.5292 | -12.4392 | 8.626 | 3.074 | 0 | 1179.5 | 292.7456 | -33.8592 | 8.9823 | 6.38 | -1.72 | 16.5558 | 5.662 | 50.6401 | 2025-11-20 | 2025_11_20 Hr 11 | 73.4144 | 2.1e-05 | -1179.5 | -310.145 | 462.1234 | 892.9557 | 121.8061 | 12.7598 | 0 | 101.3055 | 236.6738 | 124.1441 | 22.0972 | 182.7729 | 281.7479 | 0 | 0 | 19.8359 | 244.0449 | 0 | 142.457 | 0
2025_11_20 Hr 12 | 11.3977 | 0.008595 | 0.24238 | 3.5474 | 3.5621 | 3.5609 | 3.8089 | 3.8089 | 3.8089 | 87.5788 | -14.5 | 0.1104 | 61 | 0 | 91.3864 | 91.3864 | 281.7479 | 0 | 0.00615 | 0.074 | 0.02596 | 0 | 0 | 0.0705 | 0.2574 | 29.2409 | 0 | 244.0449 | 0 | 0 | 0 | 0 | 16.1937 | 39.1363 | 0 | 0 | -284.3616 | 0.8541 | 12.6193 | 0 | -1 | -4.2 | 13.773 | 0 | 0 | 24.148 | 24.148 | 24.148 | 24.148 | 28.079 | 55.5984 | 0 | 0 | 9.3242 | 18.0754 | 0 | 73.4131 | 69.0439 | 1.0122 | 1214.882 | 34.361 | 62.8646 | 0 | 0.5292 | -11.3977 | 8.626 | 3.074 | 0 | 1183.992 | 286.2893 | -32.8177 | 8.9823 | 6.38 | -1.72 | 16.3664 | 5.5972 | 50.4781 | 2025-11-20 | 2025_11_20 Hr 12 | 75.2374 | -0.000399 | -1183.992 | -284.3616 | 435.3711 | 902.3607 | 117.8616 | 12.7598 | 0 | 100.0288 | 212.5776 | 122.7647 | 22.0972 | 182.7729 | 281.7479 | 0 | 0 | 29.2409 | 244.0449 | 0 | 142.457 | 0
2025_11_20 Hr 13 | 11.9201 | 0.01002 | 0.28256 | 3.5474 | 3.5621 | 3.5609 | 3.8089 | 3.8089 | 3.8089 | 77.434 | -14.5 | 0.1104 | 48 | 0 | 91.3864 | 91.3864 | 281.7479 | 0 | 0.00615 | 0.074 | 0.02596 | 0 | 0 | 0.0705 | 0.2574 | 38.6459 | 0 | 244.0449 | 0 | 0 | 0 | 0 | 15.8172 | 38.2262 | 0 | 0 | -290.5451 | 0.8541 | 12.6193 | 0 | -1 | -4.2 | 13.773 | 0 | 0 | 21.4094 | 21.4094 | 21.4094 | 21.4094 | 24.8946 | 45.7002 | 0 | 0 | 9.3242 | 18.0754 | 0 | 73.4131 | 69.0439 | 2.0244 | 1198.757 | 33.9603 | 62.1313 | 0 | 0.5292 | -11.9201 | 8.626 | 3.074 | 0 | 1138.408 | 263.5369 | -33.3401 | 8.9823 | 6.38 | -1.72 | 16.1755 | 5.532 | 48.7601 | 2025-11-20 | 2025_11_20 Hr 13 | 71.4553 | 0.000277 | -1138.408 | -290.5451 | 408.4106 | 911.7657 | 96.0172 | 12.7598 | 0 | 98.7422 | 188.294 | 121.3745 | 22.0972 | 182.7729 | 281.7479 | 0 | 0 | 38.6459 | 244.0449 | 0 | 142.457 | 0
2025_11_20 Hr 14 | 13.4706 | 0.0105 | 0.2961 | 3.5474 | 3.5621 | 3.5609 | 3.8089 | 3.8089 | 3.8089 | 61.6488 | -14.5 | 0.1104 | 41 | 0 | 91.3864 | 91.3864 | 281.7479 | 0 | 0.00615 | 0.074 | 0.02596 | 0 | 0 | 0.0705 | 0.2574 | 44.2335 | 0 | 244.0449 | 0 | 0 | 0 | 0 | 15.2312 | 36.8102 | 0 | 0 | -284.814 | 0.8541 | 12.6193 | 0 | -1 | -4.2 | 13.773 | 0 | 0 | 17.1482 | 17.1482 | 17.1482 | 17.1482 | 19.9397 | 47.7009 | 0 | 0 | 9.3242 | 18.0754 | 0 | 73.4131 | 69.0439 | 2.0244 | 1164.571 | 33.3367 | 60.9904 | 0 | 0.5292 | -13.4706 | 8.626 | 3.074 | 0 | 1102.792 | 257.9255 | -34.8906 | 8.9823 | 6.38 | -1.72 | 15.8785 | 5.4304 | 47.2788 | 2025-11-20 | 2025_11_20 Hr 14 | 70.55 | -0.000338 | -1102.792 | -284.814 | 366.4606 | 917.3533 | 91.0319 | 12.7598 | 0 | 96.7402 | 150.5091 | 119.2114 | 22.0972 | 182.7729 | 281.7479 | 0 | 0 | 44.2335 | 244.0449 | 0 | 142.457 | 0
2025_11_20 Hr 15 | 12.4375 | 0.010245 | 0.28891 | 3.5474 | 3.5621 | 3.5609 | 3.8089 | 3.8089 | 3.8089 | 61.688 | -14.5 | 0.1104 | 43 | 0 | 91.3864 | 91.3864 | 281.7479 | 0 | 0.00615 | 0.074 | 0.02596 | 0 | 0 | 0.0705 | 0.2574 | 19.0496 | 0 | 244.0449 | 0 | 0 | 0 | 0 | 15.2327 | 36.8137 | 0 | 0 | -323.7258 | 0.8541 | 12.6193 | 0 | -1 | -4.2 | 13.773 | 0 | 0 | 17.1587 | 17.1587 | 17.1587 | 17.1587 | 19.952 | 50.6493 | 0 | 0 | 9.3242 | 18.0754 | 0 | 73.4131 | 69.0439 | 0 | 1139.479 | 33.3382 | 60.9933 | 0 | 0.5292 | -12.4375 | 8.626 | 3.074 | 0 | 1041.717 | 259.8215 | -33.8575 | 8.9823 | 6.38 | -1.72 | 15.8792 | 5.4306 | 45.38 | 2025-11-20 | 2025_11_20 Hr 15 | 65.9248 | -0.00037 | -1041.717 | -323.7258 | 366.5647 | 892.1695 | 93.9485 | 12.7598 | 0 | 96.7451 | 150.6028 | 119.2167 | 22.0972 | 182.7729 | 281.7479 | 0 | 0 | 19.0496 | 244.0449 | 0 | 142.457 | 0
2025_11_20 Hr 16 | 3.6185 | 0.00915 | 0.25803 | 3.5474 | 3.5621 | 3.5609 | 3.8089 | 3.8089 | 3.8089 | 67.6417 | -14.5 | 0.1104 | 48 | 0 | 91.3864 | 91.3864 | 281.7479 | 0 | 0.00615 | 0.074 | 0.02596 | 0 | 0 | 0.0705 | 0.2574 | 28.4554 | 0 | 244.0449 | 0 | 0 | 0 | 0 | 15.4537 | 37.3478 | 0 | 0 | -340.938 | 0.8541 | 12.6193 | 0 | -1 | -4.2 | 13.773 | 0 | 0 | 18.7659 | 18.7659 | 18.7659 | 18.7659 | 21.8209 | 48.6486 | 0 | 0 | 9.3242 | 18.0754 | 0 | 73.4131 | 69.0439 | 0 | 1163.86 | 33.5734 | 61.4236 | 0 | 0.5292 | -3.6185 | 8.626 | 3.074 | 0 | 1052.7 | 254.8165 | -25.0385 | 8.9823 | 6.38 | -1.72 | 15.9913 | 5.4689 | 46.04 | 2025-11-20 | 2025_11_20 Hr 16 | 70.3344 | -6.8e-05 | -1052.7 | -340.938 | 382.387 | 901.5753 | 96.9158 | 12.7598 | 0 | 97.5002 | 164.8542 | 120.0326 | 22.0972 | 182.7729 | 281.7479 | 0 | 0 | 28.4554 | 244.0449 | 0 | 142.457 | 0
2025_11_20 Hr 17 | 0 | 0.00723 | 0.20389 | 3.5474 | 3.5621 | 3.5609 | 3.8089 | 3.8089 | 3.8089 | 102.5414 | -14.5 | 0.1104 | 45 | 0 | 91.3864 | 91.3864 | 281.7479 | 0 | 0.00615 | 0.074 | 0.02596 | 0 | 0 | 0.0705 | 0.2574 | 41.4317 | 0 | 244.0449 | 0 | 0 | 0 | 0 | 16.7491 | 40.4785 | 0 | 0 | -431.4561 | 0.8541 | 12.6193 | 0 | -1 | -4.2 | 13.773 | 0 | 0 | 28.1872 | 28.1872 | 28.1872 | 28.1872 | 32.7758 | 55.5984 | 0 | 0 | 9.3242 | 18.0754 | 0 | 73.4131 | 69.0439 | 0 | 1264.748 | 34.9522 | 63.946 | 0 | 0.5292 | 0 | 8.626 | 3.074 | 0 | 1071.8 | 259.9284 | -21.42 | 8.9823 | 6.38 | -1.72 | 16.648 | 5.6935 | 47.9849 | 2025-11-20 | 2025_11_20 Hr 17 | 85.8503 | 1.2612e-13 | -1071.8 | -431.4561 | 475.1352 | 914.5516 | 100.8095 | 12.7598 | 0 | 101.9264 | 248.3937 | 124.815 | 22.0972 | 182.7729 | 281.7479 | 0 | 0 | 41.4317 | 244.0449 | 0 | 142.457 | 0
2025_11_20 Hr 18 | 0 | 0.004425 | 0.12478 | 3.5474 | 3.5621 | 3.5609 | 3.8089 | 3.8089 | 3.8089 | 132.0749 | -14.5 | 0.1104 | 28 | 0 | 91.3864 | 91.3864 | 281.7479 | 0 | 0.00615 | 0.074 | 0.02596 | 0 | 0 | 0.0705 | 0.2574 | 46.06 | 0 | 244.0449 | 0 | 0 | 0 | 0 | 17.8454 | 43.1279 | 0 | 0 | -498.0935 | 0.8541 | 12.6193 | 0 | -1 | -4.2 | 13.773 | 0 | 0 | 36.1598 | 36.1598 | 36.1598 | 36.1598 | 42.0462 | 51.7023 | 0 | 0 | 9.3242 | 18.0754 | 0 | 73.4131 | 69.0439 | 0 | 1343.737 | 36.1189 | 66.0806 | 0 | 0.5292 | 0 | 8.626 | 3.074 | 0 | 1067.3 | 243.0766 | -21.42 | 8.9823 | 6.38 | -1.72 | 17.2037 | 5.8836 | 48.6841 | 2025-11-20 | 2025_11_20 Hr 18 | 84.6124 | -1.1e-05 | -1067.3 | -498.0935 | 553.6223 | 919.1799 | 79.8315 | 12.7598 | 0 | 105.6721 | 319.0881 | 128.8621 | 22.0972 | 182.7729 | 281.7479 | 0 | 0 | 46.06 | 244.0449 | 0 | 142.457 | 0
2025_11_20 Hr 19 | 0 | 0.00111 | 0.031302 | 3.5474 | 3.5621 | 3.5609 | 3.8089 | 3.8089 | 3.8089 | 132.5058 | -14.5 | 0.1104 | 17 | 0 | 91.3864 | 91.3864 | 281.7479 | 0 | 0.00615 | 0.074 | 0.02596 | 0 | 0 | 0.0705 | 0.2574 | 46.06 | 0 | 244.0449 | 0 | 0 | 0 | 0 | 17.8614 | 43.1665 | 0 | 0 | -515.6372 | 0.8541 | 12.6193 | 0 | -1 | -4.2 | 13.773 | 0 | 0 | 36.2761 | 36.2761 | 36.2761 | 36.2761 | 42.1815 | 53.5977 | 0 | 0 | 9.3242 | 18.0754 | 0 | 73.4131 | 69.0439 | 0 | 1344.729 | 36.1359 | 66.1117 | 0 | 0.5292 | 0 | 8.626 | 3.074 | 0 | 1041.7 | 234.0277 | -21.42 | 8.9823 | 6.38 | -1.72 | 17.2118 | 5.8864 | 47.9044 | 2025-11-20 | 2025_11_20 Hr 19 | 84.8156 | -4.6e-05 | -1041.7 | -515.6372 | 554.7674 | 919.1799 | 70.6301 | 12.7598 | 0 | 105.7267 | 320.1195 | 128.9212 | 22.0972 | 182.7729 | 281.7479 | 0 | 0 | 46.06 | 244.0449 | 0 | 142.457 | 0
2025_11_20 Hr 20 | 0 | 0 | 0 | 3.5474 | 3.5621 | 3.5609 | 3.8089 | 3.8089 | 3.8089 | 130.3515 | -14.5 | 0.1104 | 24 | 0 | 91.3864 | 91.3864 | 281.7479 | 0 | 0.00615 | 0.074 | 0.02596 | 0 | 0 | 0.0705 | 0.2574 | 46.06 | 0 | 244.0449 | 0 | 0 | 0 | 0 | 17.7814 | 42.9733 | 0 | 0 | -503.8741 | 0.8541 | 12.6193 | 0 | -1 | -4.2 | 13.773 | 0 | 0 | 35.6945 | 35.6945 | 35.6945 | 35.6945 | 41.5053 | 61.6005 | 0 | 0 | 9.3242 | 18.0754 | 0 | 73.4131 | 69.0439 | 0 | 1339.268 | 36.0508 | 65.956 | 0 | 0.5292 | 0 | 8.626 | 3.074 | 0 | 1062.708 | 248.7342 | -21.42 | 8.9823 | 6.38 | -1.72 | 17.1713 | 5.8725 | 48.5789 | 2025-11-20 | 2025_11_20 Hr 20 | 81.3359 | 0.000259 | -1062.708 | -503.8741 | 549.0422 | 919.1799 | 85.6005 | 12.7598 | 0 | 105.4535 | 314.9627 | 128.6259 | 22.0972 | 182.7729 | 281.7479 | 0 | 0 | 46.06 | 244.0449 | 0 | 142.457 | 0
2025_11_20 Hr 21 | 0 | 0 | 0 | 3.5474 | 3.5621 | 3.5609 | 3.8089 | 3.8089 | 3.8089 | 123.066 | -14.5 | 0.1104 | 23 | 0 | 91.3864 | 91.3864 | 281.7479 | 0 | 0.00615 | 0.074 | 0.02596 | 0 | 0 | 0.0705 | 0.2574 | 46.06 | 0 | 244.0449 | 0 | 0 | 0 | 0 | 17.511 | 42.3197 | 0 | 0 | -499.8835 | 0.8541 | 12.6193 | 0 | -1 | -4.2 | 13.773 | 0 | 0 | 33.7278 | 33.7278 | 33.7278 | 33.7278 | 39.2184 | 70.551 | 0 | 0 | 9.3242 | 18.0754 | 0 | 73.4131 | 69.0439 | 1.0122 | 1320.905 | 35.763 | 65.4294 | 0 | 0.5292 | 0 | 8.626 | 3.074 | 0 | 1056.3 | 256.6985 | -21.42 | 8.9823 | 6.38 | -1.72 | 17.0342 | 5.8256 | 48.2735 | 2025-11-20 | 2025_11_20 Hr 21 | 79.0141 | -4.5e-05 | -1056.3 | -499.8835 | 529.6806 | 919.1799 | 94.5632 | 12.7598 | 0 | 104.5295 | 297.5235 | 127.6276 | 22.0972 | 182.7729 | 281.7479 | 0 | 0 | 46.06 | 244.0449 | 0 | 142.457 | 0
2025_11_20 Hr 22 | 0 | 0 | 0 | 3.5474 | 3.5621 | 3.5609 | 3.8089 | 3.8089 | 3.8089 | 100.6221 | -14.5 | 0.1104 | 11 | 0 | 91.3864 | 91.3864 | 281.7479 | 0 | 0.00615 | 0.074 | 0.02596 | 0 | 0 | 0.0705 | 0.2574 | 22.5694 | 0 | 244.0449 | 0 | 0 | 0 | 0 | 16.6779 | 40.3063 | 0 | 0 | -435.2809 | 0.8541 | 12.6193 | 0 | -1 | -4.2 | 13.773 | 0 | 0 | 27.669 | 27.669 | 27.669 | 27.669 | 32.1733 | 67.4973 | 0 | 0 | 9.3242 | 18.0754 | 0 | 73.4131 | 69.0439 | 0 | 1240.844 | 34.8763 | 63.8073 | 0 | 0.5292 | 0 | 8.626 | 3.074 | 0 | 1021.7 | 237.557 | -21.42 | 8.9823 | 6.38 | -1.72 | 16.6118 | 5.6812 | 46.0577 | 2025-11-20 | 2025_11_20 Hr 22 | 63.9006 | -1.3e-05 | -1021.7 | -435.2809 | 470.0345 | 895.6893 | 78.4973 | 12.7598 | 0 | 101.683 | 243.7995 | 124.552 | 22.0972 | 182.7729 | 281.7479 | 0 | 0 | 22.5694 | 244.0449 | 0 | 142.457 | 0
2025_11_20 Hr 23 | 0 | 0 | 0 | 3.5474 | 3.5621 | 3.5609 | 3.8089 | 3.8089 | 3.8089 | 76.4939 | 0 | 0.1104 | 6 | 0 | 91.3864 | 91.3864 | 283.5925 | 0 | 0.00615 | 0.074 | 0.02596 | 0 | 0 | 0.0705 | 0.2574 | 19.8359 | 7.2612 | 245.025 | 0 | 0 | 0 | 0 | 15.7823 | 38.1419 | 0 | 0 | -429.458 | 0.8541 | 12.6193 | 0 | -1 | -4.2 | 13.773 | 0 | 0 | 21.1556 | 21.1556 | 21.1556 | 21.1556 | 24.5996 | 65.6019 | 0 | 0 | 9.3242 | 18.0754 | 0 | 74.1091 | 69.6985 | 0 | 1188.731 | 33.9231 | 62.0634 | 0 | 0.5292 | 0 | 8.626 | 3.074 | 0 | 979.7083 | 227.3553 | -6.92 | 8.9823 | 6.38 | -1.72 | 16.1578 | 5.5259 | 44.3235 | 2025-11-20 | 2025_11_20 Hr 23 | 75.4594 | 7e-05 | -979.7083 | -429.458 | 420.4124 | 904.3923 | 71.6019 | 12.7598 | 0 | 98.6229 | 186.0438 | 135.7457 | 22.0972 | 182.7729 | 283.5925 | 0 | 7.2612 | 19.8359 | 245.025 | 0 | 143.8077 | 0
2025_11_20 Hr 24 | 0 | 0 | 0 | 3.5474 | 3.5621 | 3.5609 | 3.8089 | 3.8089 | 3.8089 | 52.9532 | 0 | 0.1104 | 4 | 0 | 91.3864 | 91.3864 | 283.5925 | 0 | 0.00615 | 0.074 | 0.02596 | 0 | 0 | 0.0705 | 0.2574 | 29.2409 | 7.2612 | 245.025 | 0 | 0 | 0 | 0 | 14.9085 | 36.0301 | 0 | 0 | -409.4719 | 0.8541 | 12.6193 | 0 | -1 | -4.2 | 13.773 | 0 | 0 | 14.8008 | 14.8008 | 14.8008 | 14.8008 | 17.2102 | 70.551 | 0 | 0 | 9.3242 | 18.0754 | 0 | 74.1091 | 69.6985 | 1.0122 | 1138.801 | 32.9932 | 60.362 | 0 | 0.5292 | 0 | 8.626 | 3.074 | 0 | 950.5 | 228.0907 | -6.92 | 8.9823 | 6.38 | -1.72 | 15.7149 | 5.3744 | 42.9075 | 2025-11-20 | 2025_11_20 Hr 24 | 73.9201 | 8e-05 | -950.5 | -409.4719 | 357.8517 | 913.7973 | 75.5632 | 12.7598 | 0 | 95.6374 | 129.6945 | 132.5198 | 22.0972 | 182.7729 | 283.5925 | 0 | 7.2612 | 29.2409 | 245.025 | 0 | 143.8077 | 0
2025_11_21 Hr 01 | 0 | 0 | 0 | 3.5474 | 3.5621 | 3.5609 | 3.8089 | 3.8089 | 3.8089 | 36.6934 | 0 | 0.1104 | 1 | 0 | 91.3864 | 91.3864 | 283.5925 | 0 | 0.00615 | 0.074 | 0.02596 | 0 | 0 | 0.0705 | 0.2574 | 38.6459 | 7.2612 | 245.025 | 0 | 0 | 0 | 0 | 14.0578 | 33.9635 | 0 | 0 | -401.3947 | 0.8541 | 12.6263 | 0 | -1 | -4.2 | 13.7948 | 0 | 0 | 8.6575 | 8.6575 | 8.6575 | 8.6575 | 10.0669 | 73.4994 | 0 | 0 | 9.3393 | 19.0171 | 0 | 74.1091 | 69.6985 | 1.0122 | 1097.353 | 33.6642 | 61.612 | 0 | 0.5292 | 0 | 8.626 | 3.074 | 0 | 920.4 | 231.3616 | -6.92 | 8.9786 | 6.38 | -1.72 | 16.0627 | 5.4863 | 41.6131 | 2025-11-21 | 2025_11_21 Hr 01 | 77.9829 | -5.3e-05 | -920.4 | -401.3947 | 310.3209 | 923.2023 | 75.5116 | 12.7598 | 0 | 92.7603 | 81.7183 | 135.8423 | 22.0972 | 182.7729 | 283.5925 | 0 | 7.2612 | 38.6459 | 245.025 | 0 | 143.8077 | 0
2025_11_21 Hr 02 | 0 | 0 | 0 | 3.5474 | 3.5621 | 3.5609 | 3.8089 | 3.8089 | 3.8089 | 36.6934 | 0 | 0.1104 | 3 | 0 | 91.3864 | 91.3864 | 283.5925 | 0 | 0.00615 | 0.074 | 0.02596 | 0 | 0 | 0.0705 | 0.2574 | 45.6765 | 7.2612 | 245.025 | 0 | 0 | 0 | 0 | 13.7992 | 33.3387 | 0 | 0 | -406.683 | 0.8541 | 12.6263 | 0 | -1 | -4.2 | 13.7948 | 0 | 0 | 6.6875 | 6.6875 | 6.6875 | 6.6875 | 7.7762 | 73.4994 | 0 | 0 | 9.3393 | 19.0171 | 0 | 74.1091 | 69.6985 | 2.0244 | 1093.329 | 33.376 | 61.0845 | 0 | 0.5292 | 0 | 8.626 | 3.074 | 0 | 913.1 | 233.3736 | -6.92 | 8.9786 | 6.38 | -1.72 | 15.9252 | 5.4393 | 41.3945 | 2025-11-21 | 2025_11_21 Hr 02 | 78.5444 | -4.4e-05 | -913.1 | -406.683 | 298.2665 | 930.2329 | 78.5238 | 12.7598 | 0 | 91.8768 | 71.5475 | 134.8421 | 22.0972 | 182.7729 | 283.5925 | 0 | 7.2612 | 45.6765 | 245.025 | 0 | 143.8077 | 0
2025_11_21 Hr 03 | 0 | 0 | 0 | 3.5474 | 3.5621 | 3.5609 | 3.8089 | 3.8089 | 3.8089 | 36.6934 | 0 | 0.1104 | 3 | 0 | 91.3864 | 91.3864 | 283.5925 | 0 | 0.00615 | 0.074 | 0.02596 | 0 | 0 | 0.0705 | 0.2574 | 46.06 | 7.2612 | 245.025 | 0 | 0 | 0 | 0 | 13.6685 | 33.0229 | 0 | 0 | -428.3068 | 0.8541 | 12.6263 | 0 | -1 | -4.2 | 13.7948 | 0 | 0 | 5.6919 | 5.6919 | 5.6919 | 5.6919 | 6.6185 | 76.4478 | 0 | 0 | 9.3393 | 19.0171 | 0 | 74.1091 | 69.6985 | 0 | 1088.126 | 33.2304 | 60.8179 | 0 | 0.5292 | 0 | 8.626 | 3.074 | 0 | 886.6917 | 233.7922 | -6.92 | 8.9786 | 6.38 | -1.72 | 15.8557 | 5.4156 | 40.6366 | 2025-11-21 | 2025_11_21 Hr 03 | 78.0291 | -4.9e-05 | -886.6917 | -428.3068 | 292.1744 | 930.6164 | 79.4478 | 12.7598 | 0 | 91.4304 | 66.4074 | 134.3367 | 22.0972 | 182.7729 | 283.5925 | 0 | 7.2612 | 46.06 | 245.025 | 0 | 143.8077 | 0
2025_11_21 Hr 04 | 0 | 0 | 0 | 3.5474 | 3.5621 | 3.5609 | 3.8089 | 3.8089 | 3.8089 | 36.6934 | 0 | 0.1104 | 6 | 0 | 91.3864 | 91.3864 | 283.5925 | 0 | 0.00615 | 0.074 | 0.02596 | 0 | 0 | 0.0705 | 0.2574 | 46.06 | 7.2612 | 245.025 | 0 | 0 | 0 | 0 | 13.8284 | 33.4092 | 0 | 0 | -420.8706 | 0.8541 | 12.6263 | 0 | -1 | -4.2 | 13.7948 | 0 | 0 | 6.9099 | 6.9099 | 6.9099 | 6.9099 | 8.0348 | 68.5503 | 0 | 0 | 9.3393 | 19.0171 | 0 | 74.1091 | 69.6985 | 0 | 1094.961 | 33.4086 | 61.144 | 0 | 0.5292 | 0 | 8.626 | 3.074 | 0 | 896.6833 | 229.513 | -6.92 | 8.9786 | 6.38 | -1.72 | 15.9407 | 5.4447 | 40.9332 | 2025-11-21 | 2025_11_21 Hr 04 | 77.5601 | 7.1e-05 | -896.6833 | -420.8706 | 299.6274 | 930.6164 | 74.5503 | 12.7598 | 0 | 91.9766 | 72.6958 | 134.955 | 22.0972 | 182.7729 | 283.5925 | 0 | 7.2612 | 46.06 | 245.025 | 0 | 143.8077 | 0
2025_11_21 Hr 05 | 0 | 0 | 0 | 3.5474 | 3.5621 | 3.5609 | 3.8089 | 3.8089 | 3.8089 | 41.1131 | 0 | 0.1104 | 7 | 0 | 91.3864 | 91.3864 | 283.5925 | 0 | 0.00615 | 0.074 | 0.02596 | 0 | 0 | 0.0705 | 0.2574 | 46.06 | 7.2612 | 245.025 | 0 | 0 | 0 | 0 | 14.4541 | 34.9209 | 0 | 0 | -425.5385 | 0.8541 | 12.6263 | 0 | -1 | -4.2 | 13.7948 | 0 | 0 | 11.6761 | 11.6761 | 11.6761 | 11.6761 | 13.5769 | 70.551 | 0 | 0 | 9.3393 | 19.0171 | 0 | 74.1091 | 69.6985 | 0 | 1126.125 | 34.1058 | 62.4202 | 0 | 0.5292 | 0 | 8.626 | 3.074 | 0 | 928.6 | 234.9335 | -6.92 | 8.9786 | 6.38 | -1.72 | 16.2734 | 5.5583 | 42.2545 | 2025-11-21 | 2025_11_21 Hr 05 | 78.5048 | 4.2e-05 | -928.6 | -425.5385 | 333.2113 | 930.6164 | 77.551 | 12.7598 | 0 | 94.114 | 101.7225 | 137.3748 | 22.0972 | 182.7729 | 283.5925 | 0 | 7.2612 | 46.06 | 245.025 | 0 | 143.8077 | 0
2025_11_21 Hr 06 | 0 | 0 | 0 | 3.5474 | 3.5621 | 3.5609 | 3.8089 | 3.8089 | 3.8089 | 77.7367 | 0 | 0.1104 | 7 | 0 | 91.3864 | 91.3864 | 283.5925 | 0 | 0.00615 | 0.074 | 0.02596 | 0 | 0 | 0.0705 | 0.2574 | 46.06 | 7.2612 | 245.025 | 0 | 0 | 0 | 0 | 15.7514 | 38.0552 | 0 | 0 | -496.3857 | 0.8541 | 12.6263 | 0 | -1 | -4.2 | 13.7948 | 0 | 0 | 21.5581 | 21.5581 | 21.5581 | 21.5581 | 25.0675 | 73.4994 | 0 | 0 | 9.3393 | 19.0171 | 0 | 74.1091 | 69.6985 | 0 | 1218.198 | 35.5515 | 65.0661 | 0 | 0.5292 | 0 | 8.626 | 3.074 | 0 | 957.7917 | 242.8989 | -6.92 | 8.9786 | 6.38 | -1.72 | 16.9632 | 5.7939 | 44.339 | 2025-11-21 | 2025_11_21 Hr 06 | 91.8756 | 3e-06 | -957.7917 | -496.3857 | 430.3018 | 930.6164 | 80.4994 | 12.7598 | 0 | 98.5457 | 189.3643 | 142.3918 | 22.0972 | 182.7729 | 283.5925 | 0 | 7.2612 | 46.06 | 245.025 | 0 | 143.8077 | 0
2025_11_21 Hr 07 | 0 | 0 | 0 | 3.5474 | 3.5621 | 3.5609 | 3.8089 | 3.8089 | 3.8089 | 122.4072 | -14.5 | 0.1104 | 7 | 0 | 91.3864 | 91.3864 | 281.7479 | 0 | 0.00615 | 0.074 | 0.02596 | 0 | 0 | 0.0705 | 0.2574 | 46.06 | 7.2612 | 244.0449 | 0 | 0 | 0 | 0 | 17.3338 | 41.8782 | 0 | 0 | -547.577 | 0.8541 | 12.6263 | 0 | -1 | -4.2 | 13.7948 | 0 | 0 | 33.6112 | 33.6112 | 33.6112 | 33.6112 | 39.0828 | 70.551 | 0 | 0 | 9.3393 | 19.0171 | 0 | 73.4131 | 69.0439 | 0 | 1326.327 | 37.3149 | 68.2933 | 0 | 0.5292 | 0 | 8.626 | 3.074 | 0 | 1003.4 | 246.0699 | -21.42 | 8.9786 | 6.38 | -1.72 | 17.8046 | 6.0813 | 46.8128 | 2025-11-21 | 2025_11_21 Hr 07 | 89.7473 | -4.3e-05 | -1003.4 | -547.577 | 534.2251 | 926.4411 | 77.551 | 12.7598 | 0 | 103.951 | 296.2629 | 134.0111 | 22.0972 | 182.7729 | 281.7479 | 0 | 7.2612 | 46.06 | 244.0449 | 0 | 142.457 | 0
2025_11_21 Hr 08 | 1.5489 | 0 | 0 | 3.5474 | 3.5621 | 3.5609 | 3.8089 | 3.8089 | 3.8089 | 142.6228 | -14.5 | 0.1104 | 9 | 0 | 91.3864 | 91.3864 | 281.7479 | 0 | 0.00615 | 0.074 | 0.02596 | 0 | 0 | 0.0705 | 0.2574 | 46.06 | 7.2612 | 244.0449 | 0 | 0 | 0 | 0 | 18.0499 | 43.6083 | 0 | 0 | -545.6776 | 0.8541 | 12.6263 | 0 | -1 | -4.2 | 13.7948 | 0 | 0 | 39.0659 | 39.0659 | 39.0659 | 39.0659 | 45.4255 | 70.551 | 0 | 0 | 9.3393 | 19.0171 | 0 | 73.4131 | 69.0439 | 0 | 1377.15 | 38.1129 | 69.7538 | 0 | 0.5292 | -1.5489 | 8.626 | 3.074 | 0 | 1060.892 | 252.388 | -22.9689 | 8.9786 | 6.38 | -1.72 | 18.1853 | 6.2113 | 49.0573 | 2025-11-21 | 2025_11_21 Hr 08 | 90.4248 | -0.000343 | -1060.892 | -545.6776 | 587.8174 | 926.4411 | 79.551 | 12.7598 | 0 | 106.3972 | 344.6397 | 136.7804 | 22.0972 | 182.7729 | 281.7479 | 0 | 7.2612 | 46.06 | 244.0449 | 0 | 142.457 | 0
2025_11_21 Hr 09 | 12.2766 | 6e-05 | 0.001692 | 3.5474 | 3.5621 | 3.5609 | 3.8089 | 3.8089 | 3.8089 | 140.6994 | -14.5 | 0.1104 | 11 | 0 | 91.3864 | 91.3864 | 281.7479 | 0 | 0.00615 | 0.074 | 0.02596 | 0 | 0 | 0.0705 | 0.2574 | 46.06 | 7.2612 | 244.0449 | 0 | 0 | 0 | 0 | 17.9817 | 43.4437 | 0 | 0 | -517.9636 | 0.8541 | 12.6263 | 0 | -1 | -4.2 | 13.7948 | 0 | 0 | 38.5469 | 38.5469 | 38.5469 | 38.5469 | 44.822 | 70.551 | 0 | 0 | 9.3393 | 19.0171 | 0 | 73.4131 | 69.0439 | 0 | 1372.316 | 38.037 | 69.6149 | 0 | 0.5292 | -12.2766 | 8.626 | 3.074 | 0 | 1085.508 | 264.8524 | -33.6966 | 8.9786 | 6.38 | -1.72 | 18.1491 | 6.1989 | 49.6643 | 2025-11-21 | 2025_11_21 Hr 09 | 87.3516 | 0.000387 | -1085.508 | -517.9636 | 582.7183 | 926.4411 | 81.5528 | 12.7598 | 0 | 106.1645 | 340.0369 | 136.5169 | 22.0972 | 182.7729 | 281.7479 | 0 | 7.2612 | 46.06 | 244.0449 | 0 | 142.457 | 0
2025_11_21 Hr 10 | 14.8172 | 0.002445 | 0.068949 | 3.5474 | 3.5621 | 3.5609 | 3.8089 | 3.8089 | 3.8089 | 130.0224 | -14.5 | 0.1104 | 17 | 0 | 91.3864 | 91.3864 | 281.7479 | 0 | 0.00615 | 0.074 | 0.02596 | 0 | 0 | 0.0705 | 0.2574 | 46.06 | 7.2612 | 244.0449 | 0 | 0 | 0 | 0 | 17.6035 | 42.53 | 0 | 0 | -423.6449 | 0.8541 | 12.6263 | 0 | -1 | -4.2 | 13.7948 | 0 | 0 | 35.666 | 35.666 | 35.666 | 35.666 | 41.4721 | 70.551 | 0 | 0 | 9.3393 | 19.0171 | 0 | 73.4131 | 69.0439 | 0 | 1345.541 | 37.6155 | 68.8435 | 0 | 0.5292 | -14.8172 | 8.626 | 3.074 | 0 | 1157.592 | 271.9327 | -36.2372 | 8.9786 | 6.38 | -1.72 | 17.948 | 6.1303 | 51.2687 | 2025-11-21 | 2025_11_21 Hr 10 | 72.6877 | -0.000385 | -1157.592 | -423.6449 | 554.4132 | 926.4411 | 87.6224 | 12.7598 | 0 | 104.8725 | 314.4864 | 135.0543 | 22.0972 | 182.7729 | 281.7479 | 0 | 7.2612 | 46.06 | 244.0449 | 0 | 142.457 | 0
2025_11_21 Hr 11 | 12.9483 | 0.00612 | 0.17258 | 3.5474 | 3.5621 | 3.5609 | 3.8089 | 3.8089 | 3.8089 | 115.1453 | -14.5 | 0.1104 | 17 | 0 | 91.3864 | 91.3864 | 281.7479 | 0 | 0.00615 | 0.074 | 0.02596 | 0 | 0 | 0.0705 | 0.2574 | 46.06 | 0 | 244.0449 | 0 | 0 | 0 | 0 | 17.0765 | 41.2567 | 0 | 0 | -373.2339 | 0.8541 | 12.6263 | 0 | -1 | -4.2 | 13.7948 | 0 | 0 | 31.6518 | 31.6518 | 31.6518 | 31.6518 | 36.8044 | 68.5503 | 0 | 0 | 9.3393 | 19.0171 | 0 | 73.4131 | 69.0439 | 0 | 1300.982 | 37.0282 | 67.7687 | 0 | 0.5292 | -12.9483 | 8.626 | 3.074 | 0 | 1159.408 | 266.0287 | -34.3683 | 8.9786 | 6.38 | -1.72 | 17.6678 | 6.0346 | 50.6771 | 2025-11-21 | 2025_11_21 Hr 11 | 71.2158 | 0.000232 | -1159.408 | -373.2339 | 514.9734 | 919.1799 | 85.729 | 12.7598 | 0 | 103.0723 | 278.8848 | 133.0163 | 22.0972 | 182.7729 | 281.7479 | 0 | 0 | 46.06 | 244.0449 | 0 | 142.457 | 0
2025_11_21 Hr 12 | 11.3977 | 0.00867 | 0.24449 | 3.5474 | 3.5621 | 3.5609 | 3.8089 | 3.8089 | 3.8089 | 112.5153 | -14.5 | 0.1104 | 17 | 0 | 91.3864 | 91.3864 | 281.7479 | 0 | 0.00615 | 0.074 | 0.02596 | 0 | 0 | 0.0705 | 0.2574 | 30.5958 | 0 | 244.0449 | 0 | 0 | 0 | 0 | 16.9834 | 41.0317 | 0 | 0 | -349.4222 | 0.8541 | 12.6263 | 0 | -1 | -4.2 | 13.7948 | 0 | 0 | 30.9422 | 30.9422 | 30.9422 | 30.9422 | 35.9793 | 61.6005 | 0 | 0 | 9.3393 | 19.0171 | 0 | 73.4131 | 69.0439 | 0 | 1278.978 | 36.9244 | 67.5787 | 0 | 0.5292 | -11.3977 | 8.626 | 3.074 | 0 | 1153.908 | 257.1707 | -32.8177 | 8.9786 | 6.38 | -1.72 | 17.6182 | 6.0176 | 50.1467 | 2025-11-21 | 2025_11_21 Hr 12 | 69.5221 | 0.000283 | -1153.908 | -349.4222 | 508.0013 | 903.7157 | 78.8537 | 12.7598 | 0 | 102.7541 | 272.5912 | 132.6561 | 22.0972 | 182.7729 | 281.7479 | 0 | 0 | 30.5958 | 244.0449 | 0 | 142.457 | 0
2025_11_21 Hr 13 | 11.9201 | 0.010275 | 0.28975 | 3.5474 | 3.5621 | 3.5609 | 3.8089 | 3.8089 | 3.8089 | 99.915 | -14.5 | 0.1104 | 17 | 0 | 91.3864 | 91.3864 | 281.7479 | 0 | 0.00615 | 0.074 | 0.02596 | 0 | 0 | 0.0705 | 0.2574 | 15.4589 | 0 | 244.0449 | 0 | 0 | 0 | 0 | 16.537 | 39.9533 | 0 | 0 | -312.7447 | 0.8541 | 12.6263 | 0 | -1 | -4.2 | 13.7948 | 0 | 0 | 27.5423 | 27.5423 | 27.5423 | 27.5423 | 32.0259 | 61.6005 | 0 | 0 | 9.3393 | 19.0171 | 0 | 73.4131 | 69.0439 | 0 | 1232.208 | 36.427 | 66.6684 | 0 | 0.5292 | -11.9201 | 8.626 | 3.074 | 0 | 1142.092 | 255.9686 | -33.3401 | 8.9786 | 6.38 | -1.72 | 17.3809 | 5.9366 | 49.1976 | 2025-11-21 | 2025_11_21 Hr 13 | 66.0172 | -0.000378 | -1142.092 | -312.7447 | 474.5972 | 888.5788 | 78.9005 | 12.7598 | 0 | 101.2293 | 242.4379 | 130.93 | 22.0972 | 182.7729 | 281.7479 | 0 | 0 | 15.4589 | 244.0449 | 0 | 142.457 | 0
2025_11_21 Hr 14 | 12.9499 | 0.01092 | 0.30794 | 3.5474 | 3.5621 | 3.5609 | 3.8089 | 3.8089 | 3.8089 | 92.8886 | -14.5 | 0.1104 | 15 | 0 | 91.3864 | 91.3864 | 281.7479 | 0 | 0.00615 | 0.074 | 0.02596 | 0 | 0 | 0.0705 | 0.2574 | 18.3316 | 0 | 244.0449 | 0 | 0 | 0 | 0 | 16.2881 | 39.352 | 0 | 0 | -294.8916 | 0.8541 | 12.6263 | 0 | -1 | -4.2 | 13.7948 | 0 | 0 | 25.6464 | 25.6464 | 25.6464 | 25.6464 | 29.8214 | 59.5998 | 0 | 0 | 9.3393 | 19.0171 | 0 | 73.4131 | 69.0439 | 0 | 1217.434 | 36.1497 | 66.1607 | 0 | 0.5292 | -12.9499 | 8.626 | 3.074 | 0 | 1140.208 | 252.0358 | -34.3699 | 8.9786 | 6.38 | -1.72 | 17.2486 | 5.8914 | 48.8884 | 2025-11-21 | 2025_11_21 Hr 14 | 65.506 | 0.000269 | -1140.208 | -294.8916 | 455.97 | 891.4514 | 74.9187 | 12.7598 | 0 | 100.3791 | 225.6234 | 129.9674 | 22.0972 | 182.7729 | 281.7479 | 0 | 0 | 18.3316 | 244.0449 | 0 | 142.457 | 0
2025_11_21 Hr 15 | 12.9499 | 0.01074 | 0.30287 | 3.5474 | 3.5621 | 3.5609 | 3.8089 | 3.8089 | 3.8089 | 90.6511 | -14.5 | 0.1104 | 9 | 0 | 91.3864 | 91.3864 | 281.7479 | 0 | 0.00615 | 0.074 | 0.02596 | 0 | 0 | 0.0705 | 0.2574 | 18.3311 | 0 | 244.0449 | 0 | 0 | 0 | 0 | 16.2089 | 39.1605 | 0 | 0 | -272.6711 | 0.8541 | 12.6263 | 0 | -1 | -4.2 | 13.7948 | 0 | 0 | 25.0427 | 25.0427 | 25.0427 | 25.0427 | 29.1194 | 53.5977 | 0 | 0 | 9.3393 | 19.0171 | 0 | 70.2281 | 66.1478 | 0 | 1205.722 | 36.0613 | 65.9991 | 0 | 0.5292 | -12.9499 | 8.626 | 3.074 | 0 | 1138.408 | 239.727 | -34.3699 | 8.9786 | 6.38 | -1.72 | 17.2064 | 5.877 | 48.5249 | 2025-11-21 | 2025_11_21 Hr 15 | 64.6684 | 0.000253 | -1138.408 | -272.6711 | 450.0384 | 885.3698 | 62.9113 | 12.7598 | 0 | 100.1084 | 220.2691 | 129.6609 | 22.0972 | 182.7729 | 281.7479 | 0 | 0 | 18.3311 | 244.0449 | 0 | 136.3759 | 0
2025_11_21 Hr 16 | 3.6185 | 0.009585 | 0.2703 | 3.5474 | 3.5621 | 3.5609 | 3.8089 | 3.8089 | 3.8089 | 90.8866 | -14.5 | 0.1104 | 16 | 0 | 91.3864 | 91.3864 | 281.7479 | 0 | 0.00615 | 0.074 | 0.02596 | 0 | 0 | 0.0705 | 0.2574 | 27.6742 | 0 | 244.0449 | 0 | 0 | 0 | 0 | 16.2172 | 39.1806 | 0 | 0 | -286.695 | 0.8541 | 12.6263 | 0 | -1 | -4.2 | 13.7948 | 0 | 0 | 25.1062 | 25.1062 | 25.1062 | 25.1062 | 29.1933 | 55.5984 | 0 | 0 | 9.3393 | 19.0171 | 0 | 73.4131 | 69.0439 | 0 | 1221.706 | 36.0706 | 66.0161 | 0 | 0.5292 | -3.6185 | 8.626 | 3.074 | 0 | 1149.4 | 239.4274 | -25.0385 | 8.9786 | 6.38 | -1.72 | 17.2109 | 5.8785 | 49.1434 | 2025-11-21 | 2025_11_21 Hr 16 | 81.0259 | -8.1e-05 | -1149.4 | -286.695 | 450.6628 | 900.7941 | 71.8783 | 12.7598 | 0 | 100.1369 | 220.8327 | 129.6932 | 22.0972 | 182.7729 | 281.7479 | 0 | 0 | 27.6742 | 244.0449 | 0 | 142.457 | 0
2025_11_21 Hr 17 | 0 | 0.00747 | 0.21065 | 3.5474 | 3.5621 | 3.5609 | 3.8089 | 3.8089 | 3.8089 | 122.7213 | -14.5 | 0.1104 | 26 | 0 | 91.3864 | 91.3864 | 281.7479 | 0 | 0.00615 | 0.074 | 0.02596 | 0 | 0 | 0.0705 | 0.2574 | 37.0792 | 0 | 244.0449 | 0 | 0 | 0 | 0 | 17.3449 | 41.9051 | 0 | 0 | -383.2694 | 0.8541 | 12.6263 | 0 | -1 | -4.2 | 13.7948 | 0 | 0 | 33.696 | 33.696 | 33.696 | 33.696 | 39.1814 | 56.6514 | 0 | 0 | 9.3393 | 19.0171 | 0 | 73.4131 | 69.0439 | 0 | 1311.085 | 37.3273 | 68.316 | 0 | 0.5292 | 0 | 8.626 | 3.074 | 0 | 1157.617 | 251.2207 | -21.42 | 8.9786 | 6.38 | -1.72 | 17.8105 | 6.0833 | 50.7384 | 2025-11-21 | 2025_11_21 Hr 17 | 83.0788 | -0.00037 | -1157.617 | -383.2694 | 535.0576 | 910.1991 | 82.8695 | 12.7598 | 0 | 103.989 | 297.0145 | 134.0541 | 22.0972 | 182.7729 | 281.7479 | 0 | 0 | 37.0792 | 244.0449 | 0 | 142.457 | 0
2025_11_21 Hr 18 | 0 | 0.0045 | 0.1269 | 3.5474 | 3.5621 | 3.5609 | 3.8089 | 3.8089 | 3.8089 | 138.1086 | -14.5 | 0.1104 | 39 | 0 | 91.3864 | 91.3864 | 281.7479 | 0 | 0.00615 | 0.074 | 0.02596 | 0 | 0 | 0.0705 | 0.2574 | 45.0944 | 0 | 244.0449 | 0 | 0 | 0 | 0 | 17.89 | 43.222 | 0 | 0 | -469.6618 | 0.8541 | 12.6263 | 0 | -1 | -4.2 | 13.7948 | 0 | 0 | 37.8479 | 37.8479 | 37.8479 | 37.8479 | 44.0091 | 55.5984 | 0 | 0 | 9.3393 | 19.0171 | 0 | 73.4131 | 69.0439 | 2.0244 | 1357.701 | 37.9347 | 69.4277 | 0 | 0.5292 | 0 | 8.626 | 3.074 | 0 | 1133.917 | 267.2971 | -21.42 | 8.9786 | 6.38 | -1.72 | 18.1003 | 6.1823 | 50.9396 | 2025-11-21 | 2025_11_21 Hr 18 | 81.4591 | -0.000424 | -1133.917 | -469.6618 | 575.8501 | 918.2143 | 96.7542 | 12.7598 | 0 | 105.851 | 333.8371 | 136.162 | 22.0972 | 182.7729 | 281.7479 | 0 | 0 | 45.0944 | 244.0449 | 0 | 142.457 | 0
2025_11_21 Hr 19 | 0 | 0.00108 | 0.030456 | 3.5474 | 3.5621 | 3.5609 | 3.8089 | 3.8089 | 3.8089 | 122.9568 | -14.5 | 0.1104 | 56 | 0 | 91.3864 | 91.3864 | 281.7479 | 0 | 0.00615 | 0.074 | 0.02596 | 0 | 0 | 0.0705 | 0.2574 | 46.06 | 0 | 244.0449 | 0 | 0 | 0 | 0 | 17.3532 | 41.9253 | 0 | 0 | -463.0935 | 0.8541 | 12.6263 | 0 | -1 | -4.2 | 13.7948 | 0 | 0 | 33.7595 | 33.7595 | 33.7595 | 33.7595 | 39.2553 | 48.6486 | 0 | 0 | 9.3393 | 19.0171 | 0 | 73.4131 | 69.0439 | 0 | 1320.478 | 37.3366 | 68.333 | 0 | 0.5292 | 0 | 8.626 | 3.074 | 0 | 1109.208 | 273.2438 | -21.42 | 8.9786 | 6.38 | -1.72 | 17.8149 | 6.0848 | 49.8779 | 2025-11-21 | 2025_11_21 Hr 19 | 81.4591 | 0.000357 | -1109.208 | -463.0935 | 535.682 | 919.1799 | 104.6801 | 12.7598 | 0 | 104.0175 | 297.5781 | 134.0864 | 22.0972 | 182.7729 | 281.7479 | 0 | 0 | 46.06 | 244.0449 | 0 | 142.457 | 0
2025_11_21 Hr 20 | 0 | 0 | 0 | 3.5474 | 3.5621 | 3.5609 | 3.8089 | 3.8089 | 3.8089 | 113.1041 | -14.5 | 0.1104 | 61 | 0 | 91.3864 | 91.3864 | 281.7479 | 0 | 0.00615 | 0.074 | 0.02596 | 0 | 0 | 0.0705 | 0.2574 | 46.06 | 0 | 244.0449 | 0 | 0 | 0 | 0 | 17.0042 | 41.0821 | 0 | 0 | -472.9265 | 0.8541 | 12.6263 | 0 | -1 | -4.2 | 13.7948 | 0 | 0 | 31.101 | 31.101 | 31.101 | 31.101 | 36.164 | 45.7002 | 0 | 0 | 9.3393 | 19.0171 | 0 | 73.4131 | 69.0439 | 2.0244 | 1295.677 | 36.9477 | 67.6212 | 0 | 0.5292 | 0 | 8.626 | 3.074 | 0 | 1077.3 | 275.969 | -21.42 | 8.9786 | 6.38 | -1.72 | 17.6293 | 6.0214 | 48.7477 | 2025-11-21 | 2025_11_21 Hr 20 | 78.1765 | -1.3e-05 | -1077.3 | -472.9265 | 509.5622 | 919.1799 | 108.7246 | 12.7598 | 0 | 102.8253 | 274.0002 | 132.7367 | 22.0972 | 182.7729 | 281.7479 | 0 | 0 | 46.06 | 244.0449 | 0 | 142.457 | 0
2025_11_21 Hr 21 | 0 | 0 | 0 | 3.5474 | 3.5621 | 3.5609 | 3.8089 | 3.8089 | 3.8089 | 104.6646 | -14.5 | 0.1104 | 73 | 0 | 91.3864 | 91.3864 | 281.7479 | 0 | 0.00615 | 0.074 | 0.02596 | 0 | 0 | 0.0705 | 0.2574 | 46.06 | 0 | 244.0449 | 0 | 0 | 0 | 0 | 16.7053 | 40.3598 | 0 | 0 | -479.4395 | 0.8541 | 12.6263 | 0 | -1 | -4.2 | 13.7948 | 0 | 0 | 28.8239 | 28.8239 | 28.8239 | 28.8239 | 33.5161 | 41.6988 | 0 | 0 | 9.3393 | 19.0171 | 0 | 73.4131 | 69.0439 | 1.0122 | 1274.46 | 36.6145 | 67.0115 | 0 | 0.5292 | 0 | 8.626 | 3.074 | 0 | 1055.4 | 281.7993 | -21.42 | 8.9786 | 6.38 | -1.72 | 17.4704 | 5.9671 | 47.9689 | 2025-11-21 | 2025_11_21 Hr 21 | 75.2819 | -6.6e-05 | -1055.4 | -479.4395 | 487.1888 | 919.1799 | 115.711 | 12.7598 | 0 | 101.8041 | 253.804 | 131.5806 | 22.0972 | 182.7729 | 281.7479 | 0 | 0 | 46.06 | 244.0449 | 0 | 142.457 | 0
2025_11_21 Hr 22 | 0 | 0 | 0 | 3.5474 | 3.5621 | 3.5609 | 3.8089 | 3.8089 | 3.8089 | 82.4864 | -14.5 | 0.1104 | 76 | 0 | 91.3864 | 91.3864 | 281.7479 | 0 | 0.00615 | 0.074 | 0.02596 | 0 | 0 | 0.0705 | 0.2574 | 46.06 | 0 | 244.0449 | 0 | 0 | 0 | 0 | 15.9197 | 38.4617 | 0 | 0 | -454.5152 | 0.8541 | 12.6263 | 0 | -1 | -4.2 | 13.7948 | 0 | 0 | 22.8396 | 22.8396 | 22.8396 | 22.8396 | 26.5577 | 41.6988 | 0 | 0 | 9.3393 | 19.0171 | 0 | 73.4131 | 69.0439 | 0 | 1218.703 | 35.739 | 65.4092 | 0 | 0.5292 | 0 | 8.626 | 3.074 | 0 | 1023.517 | 280.749 | -21.42 | 8.9786 | 6.38 | -1.72 | 17.0526 | 5.8244 | 46.3824 | 2025-11-21 | 2025_11_21 Hr 22 | 78.4044 | -0.000343 | -1023.517 | -454.5152 | 428.3934 | 919.1799 | 117.6988 | 12.7598 | 0 | 99.1204 | 200.7305 | 128.5425 | 22.0972 | 182.7729 | 281.7479 | 0 | 0 | 46.06 | 244.0449 | 0 | 142.457 | 0
2025_11_21 Hr 23 | 0 | 0 | 0 | 3.5474 | 3.5621 | 3.5609 | 3.8089 | 3.8089 | 3.8089 | 61.368 | 0 | 0.1104 | 77 | 0 | 91.3864 | 91.3864 | 283.5925 | 0 | 0.00615 | 0.074 | 0.02596 | 0 | 0 | 0.0705 | 0.2574 | 46.06 | 0 | 245.025 | 0 | 0 | 0 | 0 | 15.1716 | 36.6544 | 0 | 0 | -479.5699 | 0.8541 | 12.6263 | 0 | -1 | -4.2 | 13.7948 | 0 | 0 | 17.1414 | 17.1414 | 17.1414 | 17.1414 | 19.9318 | 44.6472 | 0 | 0 | 9.3393 | 19.0171 | 0 | 74.1091 | 69.6985 | 0 | 1169.786 | 34.9054 | 63.8835 | 0 | 0.5292 | 0 | 8.626 | 3.074 | 0 | 965.1 | 281.8044 | -6.92 | 8.9786 | 6.38 | -1.72 | 16.6549 | 5.6886 | 44.4062 | 2025-11-21 | 2025_11_21 Hr 23 | 82.3958 | -4.2e-05 | -965.1 | -479.5699 | 386.9076 | 923.3552 | 121.6472 | 12.7598 | 0 | 96.565 | 150.1932 | 140.1495 | 22.0972 | 182.7729 | 283.5925 | 0 | 0 | 46.06 | 245.025 | 0 | 143.8077 | 0
2025_11_21 Hr 24 | 0 | 0 | 0 | 3.5474 | 3.5621 | 3.5609 | 3.8089 | 3.8089 | 3.8089 | 39.8178 | 0 | 0.1104 | 77 | 0 | 91.3864 | 91.3864 | 283.5925 | 0 | 0.00615 | 0.074 | 0.02596 | 0 | 0 | 0.0705 | 0.2574 | 46.06 | 0 | 245.025 | 0 | 0 | 0 | 0 | 14.4082 | 34.8101 | 0 | 0 | -466.7415 | 0.8541 | 12.6263 | 0 | -1 | -4.2 | 13.7948 | 0 | 0 | 11.3266 | 11.3266 | 11.3266 | 11.3266 | 13.1705 | 50.6493 | 0 | 0 | 9.3393 | 19.0171 | 0 | 74.1091 | 69.6985 | 0 | 1115.607 | 34.0547 | 62.3266 | 0 | 0.5292 | 0 | 8.626 | 3.074 | 0 | 926.8 | 284.8544 | -6.92 | 8.9786 | 6.38 | -1.72 | 16.249 | 5.55 | 42.7256 | 2025-11-21 | 2025_11_21 Hr 24 | 79.6278 | 6.1e-05 | -926.8 | -466.7415 | 329.7772 | 923.3552 | 127.6493 | 12.7598 | 0 | 93.9573 | 98.6226 | 137.1974 | 22.0972 | 182.7729 | 283.5925 | 0 | 0 | 46.06 | 245.025 | 0 | 143.8077 | 0
2025_11_22 Hr 01 | 0 | 0 | 0 | 3.5474 | 3.5621 | 3.5609 | 3.8089 | 3.8089 | 3.8089 | 44.875 | 0 | 0.1104 | 70 | 0 | 91.3864 | 91.3864 | 283.5925 | 0 | 0.00615 | 0.074 | 0.02596 | 0 | 0 | 0.0705 | 0.2574 | 46.06 | 0 | 245.025 | 0 | 0 | 0 | 0 | 14.9235 | 36.054 | 0 | 0 | -492.1491 | 0.8541 | 12.6334 | 0 | -1 | -4.2 | 13.8166 | 0 | 0 | 12.2093 | 12.2093 | 12.2093 | 12.2093 | 14.1968 | 47.7009 | 0 | 0 | 9.3545 | 17.9409 | 0 | 74.1091 | 69.6985 | 0 | 1127.021 | 32.3165 | 59.1666 | 0 | 0.5292 | 0 | 8.626 | 3.074 | 0 | 895.8 | 267.8483 | -6.92 | 8.9749 | 6.38 | -1.72 | 15.4466 | 5.2691 | 41.8362 | 2025-11-22 | 2025_11_22 Hr 01 | 81.3528 | 5.2e-05 | -895.8 | -492.1491 | 334.1332 | 923.3552 | 117.7009 | 12.7598 | 0 | 95.7568 | 108.2367 | 130.1397 | 22.0972 | 182.7729 | 283.5925 | 0 | 0 | 46.06 | 245.025 | 0 | 143.8077 | 0
2025_11_22 Hr 02 | 0 | 0 | 0 | 3.5474 | 3.5621 | 3.5609 | 3.8089 | 3.8089 | 3.8089 | 42.3181 | 0 | 0.1104 | 72 | 0 | 91.3864 | 91.3864 | 283.5925 | 0 | 0.00615 | 0.074 | 0.02596 | 0 | 0 | 0.0705 | 0.2574 | 46.06 | 0 | 245.025 | 0 | 0 | 0 | 0 | 14.8255 | 35.8172 | 0 | 0 | -510.1469 | 0.8541 | 12.6334 | 0 | -1 | -4.2 | 13.8166 | 0 | 0 | 11.5196 | 11.5196 | 11.5196 | 11.5196 | 13.3949 | 47.7009 | 0 | 0 | 9.3545 | 17.9409 | 0 | 74.1091 | 69.6985 | 0 | 1120.569 | 32.2156 | 58.9819 | 0 | 0.5292 | 0 | 8.626 | 3.074 | 0 | 873 | 269.4982 | -6.92 | 8.9749 | 6.38 | -1.72 | 15.3984 | 5.2527 | 41.173 | 2025-11-22 | 2025_11_22 Hr 02 | 80.5204 | -2.2e-05 | -873 | -510.1469 | 327.331 | 923.3552 | 119.7009 | 12.7598 | 0 | 95.4219 | 102.1195 | 129.7896 | 22.0972 | 182.7729 | 283.5925 | 0 | 0 | 46.06 | 245.025 | 0 | 143.8077 | 0
2025_11_22 Hr 03 | 0 | 0 | 0 | 3.5474 | 3.5621 | 3.5609 | 3.8089 | 3.8089 | 3.8089 | 36.6934 | 0 | 0.1104 | 70 | 0 | 91.3864 | 91.3864 | 283.5925 | 0 | 0.00615 | 0.074 | 0.02596 | 0 | 0 | 0.0705 | 0.2574 | 46.06 | 0 | 245.025 | 0 | 0 | 0 | 0 | 14.2464 | 34.4182 | 0 | 0 | -473.3319 | 0.8541 | 12.6334 | 0 | -1 | -4.2 | 13.8166 | 0 | 0 | 7.4456 | 7.4456 | 7.4456 | 7.4456 | 8.6577 | 41.6988 | 0 | 0 | 9.3545 | 17.9409 | 0 | 74.1091 | 69.6985 | 0 | 1091.933 | 31.6198 | 57.8911 | 0 | 0.5292 | 0 | 8.626 | 3.074 | 0 | 871.1083 | 259.4275 | -6.92 | 8.9749 | 6.38 | -1.72 | 15.1136 | 5.1556 | 40.6139 | 2025-11-22 | 2025_11_22 Hr 03 | 80.5138 | 1.2e-05 | -871.1083 | -473.3319 | 296.6264 | 923.3552 | 111.6988 | 12.7598 | 0 | 93.4438 | 75.4616 | 127.7209 | 22.0972 | 182.7729 | 283.5925 | 0 | 0 | 46.06 | 245.025 | 0 | 143.8077 | 0
2025_11_22 Hr 04 | 0 | 0 | 0 | 3.5474 | 3.5621 | 3.5609 | 3.8089 | 3.8089 | 3.8089 | 52.5459 | 0 | 0.1104 | 64 | 0 | 91.3864 | 91.3864 | 283.5925 | 0 | 0.00615 | 0.074 | 0.02596 | 0 | 0 | 0.0705 | 0.2574 | 46.06 | 0 | 245.025 | 0 | 0 | 0 | 0 | 15.2176 | 36.7645 | 0 | 0 | -525.2985 | 0.8541 | 12.6334 | 0 | -1 | -4.2 | 13.8166 | 0 | 0 | 14.2781 | 14.2781 | 14.2781 | 14.2781 | 16.6024 | 42.7518 | 0 | 0 | 9.3545 | 17.9409 | 0 | 74.1091 | 69.6985 | 0 | 1146.377 | 32.6191 | 59.7206 | 0 | 0.5292 | 0 | 8.626 | 3.074 | 0 | 872.1083 | 257.9497 | -6.92 | 8.9749 | 6.38 | -1.72 | 15.5912 | 5.3185 | 41.3372 | 2025-11-22 | 2025_11_22 Hr 04 | 80.1108 | 2.5e-05 | -872.1083 | -525.2985 | 354.54 | 923.3552 | 106.7518 | 12.7598 | 0 | 96.7613 | 126.5885 | 131.1902 | 22.0972 | 182.7729 | 283.5925 | 0 | 0 | 46.06 | 245.025 | 0 | 143.8077 | 0
2025_11_22 Hr 05 | 0 | 0 | 0 | 3.5474 | 3.5621 | 3.5609 | 3.8089 | 3.8089 | 3.8089 | 41.5313 | 0 | 0.1104 | 58 | 0 | 91.3864 | 91.3864 | 283.5925 | 0 | 0.00615 | 0.074 | 0.02596 | 0 | 0 | 0.0705 | 0.2574 | 46.06 | 0 | 245.025 | 0 | 0 | 0 | 0 | 14.7953 | 35.7443 | 0 | 0 | -475.5002 | 0.8541 | 12.6334 | 0 | -1 | -4.2 | 13.8166 | 0 | 0 | 11.3074 | 11.3074 | 11.3074 | 11.3074 | 13.1482 | 44.6472 | 0 | 0 | 9.3545 | 17.9409 | 0 | 74.1091 | 69.6985 | 0 | 1118.583 | 32.1846 | 58.9251 | 0 | 0.5292 | 0 | 8.626 | 3.074 | 0 | 888.5 | 252.3367 | -6.92 | 8.9749 | 6.38 | -1.72 | 15.3835 | 5.2476 | 41.3289 | 2025-11-22 | 2025_11_22 Hr 05 | 81.5246 | -2.2e-05 | -888.5 | -475.5002 | 325.238 | 923.3552 | 102.6472 | 12.7598 | 0 | 95.3189 | 100.2372 | 129.6818 | 22.0972 | 182.7729 | 283.5925 | 0 | 0 | 46.06 | 245.025 | 0 | 143.8077 | 0
2025_11_22 Hr 06 | 0 | 0 | 0 | 3.5474 | 3.5621 | 3.5609 | 3.8089 | 3.8089 | 3.8089 | 63.2458 | 0 | 0.1104 | 76 | 0 | 91.3864 | 91.3864 | 283.5925 | 0 | 0.00615 | 0.074 | 0.02596 | 0 | 0 | 0.0705 | 0.2574 | 46.06 | 4.2361 | 245.025 | 0 | 0 | 0 | 0 | 15.6277 | 37.7554 | 0 | 0 | -514.6562 | 0.8541 | 12.6334 | 0 | -1 | -4.2 | 13.8166 | 0 | 0 | 17.1638 | 17.1638 | 17.1638 | 17.1638 | 19.9579 | 45.7002 | 0 | 0 | 9.3545 | 17.9409 | 0 | 74.1091 | 69.6985 | 0 | 1177.613 | 33.0411 | 60.4933 | 0 | 0.5292 | 0 | 8.626 | 3.074 | 0 | 930.4 | 274.3634 | -6.92 | 8.9749 | 6.38 | -1.72 | 15.7929 | 5.3873 | 43.4981 | 2025-11-22 | 2025_11_22 Hr 06 | 84.8408 | 2.3e-05 | -930.4 | -514.6562 | 383.0049 | 927.5913 | 121.7002 | 12.7598 | 0 | 98.1624 | 152.187 | 132.6555 | 22.0972 | 182.7729 | 283.5925 | 0 | 4.2361 | 46.06 | 245.025 | 0 | 143.8077 | 0
2025_11_22 Hr 07 | 0 | 0 | 0 | 3.5474 | 3.5621 | 3.5609 | 3.8089 | 3.8089 | 3.8089 | 81.774 | -14.5 | 0.1104 | 81 | 0 | 91.3864 | 91.3864 | 281.7479 | 0 | 0.00615 | 0.074 | 0.02596 | 0 | 0 | 0.0705 | 0.2574 | 35.6197 | 7.2612 | 244.0449 | 0 | 0 | 0 | 0 | 16.338 | 39.4714 | 0 | 0 | -503.1581 | 0.8541 | 12.6334 | 0 | -1 | -4.2 | 13.8166 | 0 | 0 | 22.1608 | 22.1608 | 22.1608 | 22.1608 | 25.7684 | 51.7023 | 0 | 0 | 9.3545 | 17.9409 | 0 | 73.4131 | 69.0439 | 0 | 1212.775 | 33.7719 | 61.8313 | 0 | 0.5292 | 0 | 8.626 | 3.074 | 0 | 976.1 | 287.9028 | -21.42 | 8.9749 | 6.38 | -1.72 | 16.1422 | 5.5065 | 45.1508 | 2025-11-22 | 2025_11_22 Hr 07 | 75.877 | -7.3e-05 | -976.1 | -503.1581 | 417.7951 | 916.0008 | 132.7023 | 12.7598 | 0 | 100.5887 | 196.5136 | 120.6928 | 22.0972 | 182.7729 | 281.7479 | 0 | 7.2612 | 35.6197 | 244.0449 | 0 | 142.457 | 0
2025_11_22 Hr 08 | 1.5489 | 0 | 0 | 3.5474 | 3.5621 | 3.5609 | 3.8089 | 3.8089 | 3.8089 | 103.1738 | -14.5 | 0.1104 | 83 | 0 | 91.3864 | 91.3864 | 281.7479 | 0 | 0.00615 | 0.074 | 0.02596 | 0 | 0 | 0.0705 | 0.2574 | 16.5699 | 7.2612 | 244.0449 | 0 | 0 | 0 | 0 | 17.1584 | 41.4534 | 0 | 0 | -499.9621 | 0.8541 | 12.6334 | 0 | -1 | -4.2 | 13.8166 | 0 | 0 | 27.9323 | 27.9323 | 27.9323 | 27.9323 | 32.4794 | 55.5984 | 0 | 0 | 9.3545 | 17.9409 | 0 | 72.1993 | 67.9024 | 0 | 1245.369 | 34.616 | 63.3767 | 0 | 0.5292 | -1.5489 | 8.626 | 3.074 | 0 | 1020.717 | 298.2783 | -22.9689 | 8.9749 | 6.38 | -1.72 | 16.5457 | 5.6441 | 46.8699 | 2025-11-22 | 2025_11_22 Hr 08 | 72.6622 | -0.00042 | -1020.717 | -499.9621 | 474.7248 | 894.5957 | 138.5984 | 12.7598 | 0 | 103.391 | 247.7104 | 123.6233 | 22.0972 | 182.7729 | 281.7479 | 0 | 7.2612 | 16.5699 | 244.0449 | 0 | 140.1017 | 0
2025_11_22 Hr 09 | 9.3298 | 1.5e-05 | 0.000423 | 3.5474 | 3.5621 | 3.5609 | 3.8089 | 3.8089 | 3.8089 | 111.6315 | -14.5 | 0.1104 | 81 | 0 | 91.3864 | 91.3864 | 281.7479 | 0 | 0.00615 | 0.074 | 0.02596 | 0 | 0 | 0.0705 | 0.2574 | 17.0925 | 7.2612 | 244.0449 | 0 | 0 | 0 | 0 | 17.4826 | 42.2367 | 0 | 0 | -470.2888 | 0.8541 | 12.6334 | 0 | -1 | -4.2 | 13.8166 | 0 | 0 | 30.2133 | 30.2133 | 30.2133 | 30.2133 | 35.1318 | 47.7009 | 0 | 0 | 9.3545 | 17.9409 | 0 | 72.6556 | 68.4309 | 0 | 1268.219 | 34.9496 | 63.9874 | 0 | 0.5292 | -9.3298 | 8.626 | 3.074 | 0 | 1064.5 | 297.32 | -30.7498 | 8.9749 | 6.38 | -1.72 | 16.7051 | 5.6985 | 48.2077 | 2025-11-22 | 2025_11_22 Hr 09 | 66.6205 | -1.9e-05 | -1064.5 | -470.2888 | 497.2246 | 896.103 | 128.7013 | 12.7598 | 0 | 104.4986 | 267.9445 | 124.7816 | 22.0972 | 182.7729 | 281.7479 | 0 | 7.2612 | 17.0925 | 244.0449 | 0 | 141.0864 | 0
2025_11_22 Hr 10 | 11.3994 | 0.00075 | 0.02115 | 3.5474 | 3.5621 | 3.5609 | 3.8089 | 3.8089 | 3.8089 | 124.3376 | -14.5 | 0.1104 | 75 | 0 | 91.3864 | 91.3864 | 281.7479 | 0 | 0.00615 | 0.074 | 0.02596 | 0 | 0 | 0.0705 | 0.2574 | 15.1321 | 0 | 244.0449 | 0 | 0 | 0 | 0 | 17.9697 | 43.4135 | 0 | 0 | -431.6113 | 0.8541 | 12.6334 | 0 | -1 | -4.2 | 13.8166 | 0 | 0 | 33.6401 | 33.6401 | 33.6401 | 33.6401 | 39.1165 | 53.5977 | 0 | 0 | 9.3545 | 17.9409 | 0 | 69.3156 | 65.0909 | 1.0122 | 1284.4 | 35.4508 | 64.905 | 0 | 0.5292 | -11.3994 | 8.626 | 3.074 | 0 | 1122.008 | 302.0393 | -32.8194 | 8.9749 | 6.38 | -1.72 | 16.9447 | 5.7802 | 49.9689 | 2025-11-22 | 2025_11_22 Hr 10 | 64.3295 | 0.000299 | -1122.008 | -431.6113 | 531.0266 | 880.2014 | 129.6318 | 12.7598 | 0 | 106.1624 | 298.3426 | 126.5216 | 22.0972 | 182.7729 | 281.7479 | 0 | 0 | 15.1321 | 244.0449 | 0 | 134.4065 | 0
2025_11_22 Hr 11 | 11.3994 | 0.005595 | 0.15778 | 3.5474 | 3.5621 | 3.5609 | 3.8089 | 3.8089 | 3.8089 | 111.3168 | -14.5 | 0.1104 | 74 | 0 | 91.3864 | 91.3864 | 281.7479 | 0 | 0.00615 | 0.074 | 0.02596 | 0 | 0 | 0.0705 | 0.2574 | 16.3075 | 0 | 244.0449 | 0 | 0 | 0 | 0 | 17.4705 | 42.2075 | 0 | 0 | -395.885 | 0.8541 | 12.6334 | 0 | -1 | -4.2 | 13.8166 | 0 | 0 | 30.1285 | 30.1285 | 30.1285 | 30.1285 | 35.0331 | 55.5984 | 0 | 0 | 9.3545 | 17.9409 | 0 | 72.1993 | 67.9024 | 1.0122 | 1258.551 | 34.9372 | 63.9647 | 0 | 0.5292 | -11.3994 | 8.626 | 3.074 | 0 | 1131.108 | 301.2617 | -32.8194 | 8.9749 | 6.38 | -1.72 | 16.6992 | 5.6964 | 49.858 | 2025-11-22 | 2025_11_22 Hr 11 | 64.7113 | 0.000321 | -1131.108 | -395.885 | 496.3874 | 887.0721 | 130.774 | 12.7598 | 0 | 104.4573 | 267.1916 | 124.7384 | 22.0972 | 182.7729 | 281.7479 | 0 | 0 | 16.3075 | 244.0449 | 0 | 140.1017 | 0
2025_11_22 Hr 12 | 9.8488 | 0.008655 | 0.24407 | 3.5474 | 3.5621 | 3.5609 | 3.8089 | 3.8089 | 3.8089 | 105.7308 | -14.5 | 0.1104 | 75 | 0 | 91.3864 | 91.3864 | 281.7479 | 0 | 0.00615 | 0.074 | 0.02596 | 0 | 0 | 0.0705 | 0.2574 | 15.5899 | 0 | 244.0449 | 0 | 0 | 0 | 0 | 17.2564 | 41.6902 | 0 | 0 | -364.7722 | 0.8541 | 12.6334 | 0 | -1 | -4.2 | 13.8166 | 0 | 0 | 28.6219 | 28.6219 | 28.6219 | 28.6219 | 33.2813 | 55.5984 | 0 | 0 | 9.3545 | 17.9409 | 0 | 72.0989 | 67.8742 | 0 | 1243.696 | 34.7169 | 63.5613 | 0 | 0.5292 | -9.8488 | 8.626 | 3.074 | 0 | 1146.592 | 298.9371 | -31.2688 | 8.9749 | 6.38 | -1.72 | 16.5939 | 5.6605 | 50.0598 | 2025-11-22 | 2025_11_22 Hr 12 | 63.5596 | -0.000324 | -1146.592 | -364.7722 | 481.5271 | 886.2259 | 130.8511 | 12.7598 | 0 | 103.7259 | 253.8277 | 123.9735 | 22.0972 | 182.7729 | 281.7479 | 0 | 0 | 15.5899 | 244.0449 | 0 | 139.9731 | 0
2025_11_22 Hr 13 | 9.3298 | 0.010095 | 0.28468 | 3.5474 | 3.5621 | 3.5609 | 3.8089 | 3.8089 | 3.8089 | 95.0309 | -14.5 | 0.1104 | 65 | 0 | 91.3864 | 91.3864 | 281.7479 | 0 | 0.00615 | 0.074 | 0.02596 | 0 | 0 | 0.0705 | 0.2574 | 14.7392 | 0 | 244.0449 | 0 | 0 | 0 | 0 | 16.8462 | 40.6992 | 0 | 0 | -346.2948 | 0.8541 | 12.6334 | 0 | -1 | -4.2 | 13.8166 | 0 | 0 | 25.7362 | 25.7362 | 25.7362 | 25.7362 | 29.9258 | 55.5984 | 0 | 0 | 9.3545 | 17.9409 | 0 | 73.4131 | 69.0439 | 1.0122 | 1218.37 | 34.2948 | 62.7886 | 0 | 0.5292 | -9.3298 | 8.626 | 3.074 | 0 | 1129.292 | 287.9664 | -30.7498 | 8.9749 | 6.38 | -1.72 | 16.3922 | 5.5917 | 49.1338 | 2025-11-22 | 2025_11_22 Hr 13 | 62.124 | -0.000345 | -1129.292 | -346.2948 | 453.0622 | 887.8591 | 121.9054 | 12.7598 | 0 | 102.3247 | 228.2293 | 122.5082 | 22.0972 | 182.7729 | 281.7479 | 0 | 0 | 14.7392 | 244.0449 | 0 | 142.457 | 0
2025_11_22 Hr 14 | 8.8223 | 0 | 0 | 3.5474 | 3.5621 | 3.5609 | 3.8089 | 3.8089 | 3.8089 | 88.1467 | -14.5 | 0.1104 | 48 | 0 | 91.3864 | 91.3864 | 281.7479 | 0 | 0.00615 | 0.074 | 0.02596 | 0 | 0 | 0.0705 | 0.2574 | 17.0909 | 0 | 244.0449 | 0 | 0 | 0 | 0 | 16.5823 | 40.0616 | 0 | 0 | -323.5083 | 0.8541 | 12.6334 | 0 | -1 | -4.2 | 13.8166 | 0 | 0 | 23.8795 | 23.8795 | 23.8795 | 23.8795 | 27.7669 | 53.5977 | 0 | 0 | 9.3545 | 17.9409 | 0 | 68.6589 | 64.506 | 20.967 | 1193.774 | 34.0233 | 62.2915 | 0 | 0.5292 | -8.8223 | 8.626 | 3.074 | 0 | 1127.483 | 287.4602 | -30.2423 | 8.9749 | 6.38 | -1.72 | 16.2624 | 5.5474 | 48.7626 | 2025-11-22 | 2025_11_22 Hr 14 | 61.2803 | 0.000238 | -1127.483 | -323.5083 | 434.7484 | 880.9186 | 122.5647 | 12.7598 | 0 | 101.4232 | 211.7597 | 121.5655 | 22.0972 | 182.7729 | 281.7479 | 0 | 0 | 17.0909 | 244.0449 | 0 | 133.1649 | 0
2025_11_22 Hr 15 | 7.7792 | 0 | 0 | 3.5474 | 3.5621 | 3.5609 | 3.8089 | 3.8089 | 3.8089 | 98.9647 | -14.5 | 0.1104 | 62 | 0 | 91.3864 | 91.3864 | 281.7479 | 0 | 0.00615 | 0.074 | 0.02596 | 0 | 0 | 0.0705 | 0.2574 | 18.3316 | 0 | 244.0449 | 0 | 0 | 0 | 0 | 16.997 | 41.0635 | 0 | 0 | -358.5266 | 0.8541 | 12.6334 | 0 | -1 | -4.2 | 13.8166 | 0 | 0 | 26.7971 | 26.7971 | 26.7971 | 26.7971 | 31.1594 | 55.5984 | 0 | 0 | 9.3545 | 17.9409 | 0 | 68.1018 | 63.9493 | 1.0122 | 1221.198 | 34.45 | 63.0727 | 0 | 0.5292 | -7.7792 | 8.626 | 3.074 | 0 | 1117.417 | 283.9445 | -29.1992 | 8.9749 | 6.38 | -1.72 | 16.4663 | 5.617 | 48.826 | 2025-11-22 | 2025_11_22 Hr 15 | 64.452 | -0.00038 | -1117.417 | -358.5266 | 463.5272 | 881.0456 | 118.6106 | 12.7598 | 0 | 102.8398 | 237.6405 | 123.0469 | 22.0972 | 182.7729 | 281.7479 | 0 | 0 | 18.3316 | 244.0449 | 0 | 132.0512 | 0
2025_11_22 Hr 16 | 2.0696 | 0 | 0 | 3.5474 | 3.5621 | 3.5609 | 3.8089 | 3.8089 | 3.8089 | 103.1345 | -14.5 | 0.1104 | 77 | 0 | 91.3864 | 91.3864 | 281.7479 | 0 | 0.00615 | 0.074 | 0.02596 | 0 | 0 | 0.0705 | 0.2574 | 27.6721 | 0 | 244.0449 | 0 | 0 | 0 | 0 | 17.1569 | 41.4497 | 0 | 0 | -388.1801 | 0.8541 | 12.6334 | 0 | -1 | -4.2 | 13.8166 | 0 | 0 | 27.9217 | 27.9217 | 27.9217 | 27.9217 | 32.4671 | 59.5998 | 0 | 0 | 9.3545 | 17.9409 | 0 | 73.4131 | 69.0439 | 0 | 1251.466 | 34.6145 | 63.3738 | 0 | 0.5292 | -2.0696 | 8.626 | 3.074 | 0 | 1136.592 | 296.7951 | -23.4896 | 8.9749 | 6.38 | -1.72 | 16.545 | 5.6438 | 49.9731 | 2025-11-22 | 2025_11_22 Hr 16 | 68.603 | -0.000328 | -1136.592 | -388.1801 | 474.6202 | 900.792 | 136.5998 | 12.7598 | 0 | 103.3859 | 247.6164 | 123.618 | 22.0972 | 182.7729 | 281.7479 | 0 | 0 | 27.6721 | 244.0449 | 0 | 142.457 | 0
2025_11_22 Hr 17 | 0 | 0 | 0 | 3.5474 | 3.5621 | 3.5609 | 3.8089 | 3.8089 | 3.8089 | 119.2237 | -14.5 | 0.1104 | 91 | 0 | 91.3864 | 91.3864 | 281.7479 | 0 | 0.00615 | 0.074 | 0.02596 | 0 | 0 | 0.0705 | 0.2574 | 37.0792 | 0 | 244.0449 | 0 | 0 | 0 | 0 | 17.7737 | 42.9398 | 0 | 0 | -436.0668 | 0.8541 | 12.6334 | 0 | -1 | -4.2 | 13.8166 | 0 | 0 | 32.2609 | 32.2609 | 32.2609 | 32.2609 | 37.5127 | 64.5489 | 0 | 0 | 9.3545 | 17.9409 | 0 | 73.4131 | 69.0439 | 5.9286 | 1301.472 | 35.2491 | 64.5357 | 0 | 0.5292 | 0 | 8.626 | 3.074 | 0 | 1165.792 | 321.8065 | -21.42 | 8.9749 | 6.38 | -1.72 | 16.8483 | 5.7473 | 51.7558 | 2025-11-22 | 2025_11_22 Hr 17 | 76.9501 | -0.000317 | -1165.792 | -436.0668 | 517.4221 | 910.1991 | 161.4775 | 12.7598 | 0 | 105.4928 | 286.1081 | 125.8212 | 22.0972 | 182.7729 | 281.7479 | 0 | 0 | 37.0792 | 244.0449 | 0 | 142.457 | 0
2025_11_22 Hr 18 | 0 | 0 | 0 | 3.5474 | 3.5621 | 3.5609 | 3.8089 | 3.8089 | 3.8089 | 129.845 | -14.5 | 0.1104 | 92 | 0 | 91.3864 | 91.3864 | 281.7479 | 0 | 0.00615 | 0.074 | 0.02596 | 0 | 0 | 0.0705 | 0.2574 | 45.0944 | 0 | 244.0449 | 0 | 0 | 0 | 0 | 18.1808 | 43.9235 | 0 | 0 | -486.8838 | 0.8541 | 12.6334 | 0 | -1 | -4.2 | 13.8166 | 0 | 0 | 35.1255 | 35.1255 | 35.1255 | 35.1255 | 40.8436 | 59.5998 | 0 | 0 | 9.3545 | 17.9409 | 0 | 73.4131 | 69.0439 | 29.9322 | 1336.288 | 35.668 | 65.3027 | 0 | 0.5292 | 0 | 8.626 | 3.074 | 0 | 1171.3 | 343.3155 | -21.42 | 8.9749 | 6.38 | -1.72 | 17.0485 | 5.8156 | 52.6419 | 2025-11-22 | 2025_11_22 Hr 18 | 77.9601 | 1.2612e-13 | -1171.3 | -486.8838 | 545.6777 | 918.2143 | 181.532 | 12.7598 | 0 | 106.8836 | 311.5183 | 127.2758 | 22.0972 | 182.7729 | 281.7479 | 0 | 0 | 45.0944 | 244.0449 | 0 | 142.457 | 0
2025_11_22 Hr 19 | 0 | 0 | 0 | 3.5474 | 3.5621 | 3.5609 | 3.8089 | 3.8089 | 3.8089 | 117.2568 | -14.5 | 0.1104 | 94 | 0 | 91.3864 | 91.3864 | 281.7479 | 0 | 0.00615 | 0.074 | 0.02596 | 0 | 0 | 0.0705 | 0.2574 | 46.06 | 0 | 244.0449 | 0 | 0 | 0 | 0 | 17.6983 | 42.7577 | 0 | 0 | -522.6493 | 0.8541 | 12.6334 | 0 | -1 | -4.2 | 13.8166 | 0 | 0 | 31.7305 | 31.7305 | 31.7305 | 31.7305 | 36.8959 | 61.6005 | 0 | 0 | 9.3545 | 17.9409 | 0 | 73.4131 | 69.0439 | 56.8278 | 1305.49 | 35.1715 | 64.3937 | 0 | 0.5292 | 0 | 8.626 | 3.074 | 0 | 1133.908 | 372.4879 | -21.42 | 8.9749 | 6.38 | -1.72 | 16.8112 | 5.7346 | 51.6365 | 2025-11-22 | 2025_11_22 Hr 19 | 73.1132 | 0.000254 | -1133.908 | -522.6493 | 512.1896 | 919.1799 | 212.4283 | 12.7598 | 0 | 105.2352 | 281.4025 | 125.5519 | 22.0972 | 182.7729 | 281.7479 | 0 | 0 | 46.06 | 244.0449 | 0 | 142.457 | 0
2025_11_22 Hr 20 | 0 | 0 | 0 | 3.5474 | 3.5621 | 3.5609 | 3.8089 | 3.8089 | 3.8089 | 111.8675 | -14.5 | 0.1104 | 95 | 0 | 91.3864 | 91.3864 | 281.7479 | 0 | 0.00615 | 0.074 | 0.02596 | 0 | 0 | 0.0705 | 0.2574 | 14.7392 | 0 | 244.0449 | 0 | 0 | 0 | 0 | 17.4917 | 42.2585 | 0 | 0 | -481.9557 | 0.8541 | 12.6334 | 0 | -1 | -4.2 | 13.8166 | 0 | 0 | 30.277 | 30.277 | 30.277 | 30.277 | 35.2058 | 68.5503 | 0 | 0 | 9.3545 | 17.9409 | 0 | 73.4131 | 69.0439 | 41.934 | 1260.57 | 34.9589 | 64.0045 | 0 | 0.5292 | 0 | 8.626 | 3.074 | 0 | 1122 | 364.8059 | -21.42 | 8.9749 | 6.38 | -1.72 | 16.7096 | 5.7 | 50.631 | 2025-11-22 | 2025_11_22 Hr 20 | 57.1929 | -4e-05 | -1122 | -481.9557 | 497.8525 | 887.8591 | 205.4843 | 12.7598 | 0 | 104.5295 | 268.5092 | 124.8139 | 22.0972 | 182.7729 | 281.7479 | 0 | 0 | 14.7392 | 244.0449 | 0 | 142.457 | 0
2025_11_22 Hr 21 | 0 | 0 | 0 | 3.5474 | 3.5621 | 3.5609 | 3.8089 | 3.8089 | 3.8089 | 100.2628 | -14.5 | 0.1104 | 95 | 0 | 91.3864 | 91.3864 | 281.7479 | 0 | 0.00615 | 0.074 | 0.02596 | 0 | 0 | 0.0705 | 0.2574 | 17.0925 | 0 | 244.0449 | 0 | 0 | 0 | 0 | 17.0468 | 41.1838 | 0 | 0 | -478.4137 | 0.8541 | 12.6334 | 0 | -1 | -4.2 | 13.8166 | 0 | 0 | 27.1472 | 27.1472 | 27.1472 | 27.1472 | 31.5665 | 78.4485 | 0 | 0 | 9.3545 | 17.9409 | 0 | 73.4131 | 69.0439 | 26.8956 | 1233.641 | 34.5012 | 63.1664 | 0 | 0.5292 | 0 | 8.626 | 3.074 | 0 | 1091.883 | 358.0765 | -21.42 | 8.9749 | 6.38 | -1.72 | 16.4908 | 5.6254 | 49.3956 | 2025-11-22 | 2025_11_22 Hr 21 | 68.1246 | 0.000302 | -1091.883 | -478.4137 | 466.9807 | 890.2124 | 200.3441 | 12.7598 | 0 | 103.0098 | 240.7462 | 123.2247 | 22.0972 | 182.7729 | 281.7479 | 0 | 0 | 17.0925 | 244.0449 | 0 | 142.457 | 0
2025_11_22 Hr 22 | 0 | 0 | 0 | 3.5474 | 3.5621 | 3.5609 | 3.8089 | 3.8089 | 3.8089 | 79.1777 | -14.5 | 0.1104 | 92 | 0 | 91.3864 | 91.3864 | 281.7479 | 0 | 0.00615 | 0.074 | 0.02596 | 0 | 0 | 0.0705 | 0.2574 | 15.1321 | 0 | 244.0449 | 0 | 0 | 0 | 0 | 16.2385 | 39.231 | 0 | 0 | -445.374 | 0.8541 | 12.6334 | 0 | -1 | -4.2 | 13.8166 | 0 | 0 | 21.4606 | 21.4606 | 21.4606 | 21.4606 | 24.9542 | 76.4478 | 0 | 0 | 9.3545 | 17.9409 | 0 | 73.4131 | 69.0439 | 14.0262 | 1178.475 | 33.6695 | 61.6438 | 0 | 0.5292 | 0 | 8.626 | 3.074 | 0 | 1049 | 337.3189 | -21.42 | 8.9749 | 6.38 | -1.72 | 16.0933 | 5.4898 | 47.2681 | 2025-11-22 | 2025_11_22 Hr 22 | 63.0375 | -2.2e-05 | -1049 | -445.374 | 410.8882 | 888.252 | 182.474 | 12.7598 | 0 | 100.2487 | 190.3022 | 120.3372 | 22.0972 | 182.7729 | 281.7479 | 0 | 0 | 15.1321 | 244.0449 | 0 | 142.457 | 0
2025_11_22 Hr 23 | 0 | 0 | 0 | 3.5474 | 3.5621 | 3.5609 | 3.8089 | 3.8089 | 3.8089 | 57.7779 | 0 | 0.1104 | 75 | 0 | 91.3864 | 91.3864 | 283.5925 | 0 | 0.00615 | 0.074 | 0.02596 | 0 | 0 | 0.0705 | 0.2574 | 29.7233 | 0 | 245.025 | 0 | 0 | 0 | 0 | 15.4181 | 37.249 | 0 | 0 | -434.4522 | 0.8541 | 12.6334 | 0 | -1 | -4.2 | 13.8166 | 0 | 0 | 15.6891 | 15.6891 | 15.6891 | 15.6891 | 18.2432 | 73.4994 | 0 | 0 | 9.3545 | 17.9409 | 0 | 74.1091 | 69.6985 | 2.0244 | 1143.242 | 32.8254 | 60.0984 | 0 | 0.5292 | 0 | 8.626 | 3.074 | 0 | 1004.308 | 302.4382 | -6.92 | 8.9749 | 6.38 | -1.72 | 15.6898 | 5.3521 | 45.3602 | 2025-11-22 | 2025_11_22 Hr 23 | 86.8689 | 0.000373 | -1004.308 | -434.4522 | 368.4585 | 907.0185 | 150.5238 | 12.7598 | 0 | 97.4464 | 139.1054 | 131.9067 | 22.0972 | 182.7729 | 283.5925 | 0 | 0 | 29.7233 | 245.025 | 0 | 143.8077 | 0
2025_11_22 Hr 24 | 0 | 0 | 0 | 3.5474 | 3.5621 | 3.5609 | 3.8089 | 3.8089 | 3.8089 | 44.2456 | 0 | 0.1104 | 80 | 0 | 91.3864 | 91.3864 | 283.5925 | 0 | 0.00615 | 0.074 | 0.02596 | 0 | 0 | 0.0705 | 0.2574 | 42.2645 | 0 | 245.025 | 0 | 0 | 0 | 0 | 14.8994 | 35.9957 | 0 | 0 | -461.6261 | 0.8541 | 12.6334 | 0 | -1 | -4.2 | 13.8166 | 0 | 0 | 12.0395 | 12.0395 | 12.0395 | 12.0395 | 13.9994 | 76.4478 | 0 | 0 | 9.3545 | 17.9409 | 0 | 74.1091 | 69.6985 | 0 | 1121.637 | 32.2917 | 59.1212 | 0 | 0.5292 | 0 | 8.626 | 3.074 | 0 | 959.6 | 306.509 | -6.92 | 8.9749 | 6.38 | -1.72 | 15.4347 | 5.2651 | 43.953 | 2025-11-22 | 2025_11_22 Hr 24 | 86.4461 | 2.4e-05 | -959.6 | -461.6261 | 332.4588 | 919.5597 | 156.4478 | 12.7598 | 0 | 95.6743 | 106.731 | 130.0535 | 22.0972 | 182.7729 | 283.5925 | 0 | 0 | 42.2645 | 245.025 | 0 | 143.8077 | 0
2025_11_23 Hr 01 | 0 | 0 | 0 | 3.5474 | 3.5621 | 3.5609 | 3.8089 | 3.8089 | 3.8089 | 39.7682 | 0 | 0.1104 | 80 | 0 | 91.3864 | 91.3864 | 283.5925 | 0 | 0.00615 | 0.074 | 0.02596 | 0 | 0 | 0.0705 | 0.2574 | 46.06 | 0 | 245.025 | 0 | 0 | 0 | 0 | 15.0898 | 36.4549 | 0 | 0 | -494.563 | 0.8541 | 12.6404 | 0 | -1 | -4.2 | 13.8384 | 0 | 0 | 10.782 | 10.782 | 10.782 | 10.782 | 12.5372 | 85.3983 | 0 | 0 | 9.3696 | 17.171 | 0 | 74.1091 | 69.6985 | 0 | 1115.153 | 30.7654 | 56.3469 | 0 | 0.5292 | 0 | 8.626 | 3.074 | 0 | 923.1083 | 309.4387 | -6.92 | 8.9711 | 6.38 | -1.72 | 14.7308 | 5.0186 | 42.9459 | 2025-11-23 | 2025_11_23 Hr 01 | 76.4643 | 4.1e-05 | -923.1083 | -494.563 | 316.158 | 923.3552 | 165.3983 | 12.7598 | 0 | 96.3642 | 95.7611 | 124.0327 | 22.0972 | 182.7729 | 283.5925 | 0 | 0 | 46.06 | 245.025 | 0 | 143.8077 | 0
2025_11_23 Hr 02 | 0 | 0 | 0 | 3.5474 | 3.5621 | 3.5609 | 3.8089 | 3.8089 | 3.8089 | 38.0731 | 0 | 0.1104 | 75 | 0 | 91.3864 | 91.3864 | 283.5925 | 0 | 0.00615 | 0.074 | 0.02596 | 0 | 0 | 0.0705 | 0.2574 | 46.06 | 0 | 245.025 | 0 | 0 | 0 | 0 | 15.0205 | 36.2875 | 0 | 0 | -489.3998 | 0.8541 | 12.6404 | 0 | -1 | -4.2 | 13.8384 | 0 | 0 | 10.325 | 10.325 | 10.325 | 10.325 | 12.0058 | 82.4499 | 0 | 0 | 9.3696 | 17.171 | 0 | 74.1091 | 69.6985 | 0 | 1110.862 | 30.6986 | 56.2245 | 0 | 0.5292 | 0 | 8.626 | 3.074 | 0 | 915.8 | 301.2582 | -6.92 | 8.9711 | 6.38 | -1.72 | 14.6988 | 5.0077 | 42.5895 | 2025-11-23 | 2025_11_23 Hr 02 | 83.2884 | 1.2e-05 | -915.8 | -489.3998 | 311.6349 | 923.3552 | 157.4499 | 12.7598 | 0 | 96.1275 | 91.7068 | 123.8006 | 22.0972 | 182.7729 | 283.5925 | 0 | 0 | 46.06 | 245.025 | 0 | 143.8077 | 0
2025_11_23 Hr 03 | 0 | 0 | 0 | 3.5474 | 3.5621 | 3.5609 | 3.8089 | 3.8089 | 3.8089 | 36.6934 | 0 | 0.1104 | 90 | 0 | 91.3864 | 91.3864 | 283.5925 | 0 | 0.00615 | 0.074 | 0.02596 | 0 | 0 | 0.0705 | 0.2574 | 46.06 | 0 | 245.025 | 0 | 0 | 0 | 0 | 14.811 | 35.7814 | 0 | 0 | -501.8432 | 0.8541 | 12.6404 | 0 | -1 | -4.2 | 13.8384 | 0 | 0 | 8.9435 | 8.9435 | 8.9435 | 8.9435 | 10.3994 | 81.5022 | 0 | 0 | 9.3696 | 17.171 | 0 | 74.1091 | 69.6985 | 1.0122 | 1101.634 | 30.4966 | 55.8546 | 0 | 0.5292 | 0 | 8.626 | 3.074 | 0 | 908.4916 | 315.6211 | -6.92 | 8.9711 | 6.38 | -1.72 | 14.6021 | 4.9747 | 42.4647 | 2025-11-23 | 2025_11_23 Hr 03 | 81.2669 | 9.3e-05 | -908.4916 | -501.8432 | 301.7055 | 923.3552 | 172.5144 | 12.7598 | 0 | 95.4119 | 83.1945 | 123.099 | 22.0972 | 182.7729 | 283.5925 | 0 | 0 | 46.06 | 245.025 | 0 | 143.8077 | 0
2025_11_23 Hr 04 | 0 | 0 | 0 | 3.5474 | 3.5621 | 3.5609 | 3.8089 | 3.8089 | 3.8089 | 36.6934 | 0 | 0.1104 | 91 | 0 | 91.3864 | 91.3864 | 283.5925 | 0 | 0.00615 | 0.074 | 0.02596 | 0 | 0 | 0.0705 | 0.2574 | 46.06 | 0 | 245.025 | 0 | 0 | 0 | 0 | 14.9287 | 36.0656 | 0 | 0 | -512.1986 | 0.8541 | 12.6404 | 0 | -1 | -4.2 | 13.8384 | 0 | 0 | 9.7192 | 9.7192 | 9.7192 | 9.7192 | 11.3015 | 78.4485 | 0 | 0 | 9.3696 | 17.171 | 0 | 74.1091 | 69.6985 | 5.9286 | 1106.041 | 30.61 | 56.0623 | 0 | 0.5292 | 0 | 8.626 | 3.074 | 0 | 905.8 | 318.8778 | -6.92 | 8.9711 | 6.38 | -1.72 | 14.6564 | 4.9932 | 42.4947 | 2025-11-23 | 2025_11_23 Hr 04 | 84.4114 | -7e-06 | -905.8 | -512.1986 | 306.5065 | 923.3552 | 175.3771 | 12.7598 | 0 | 95.8138 | 87.1997 | 123.493 | 22.0972 | 182.7729 | 283.5925 | 0 | 0 | 46.06 | 245.025 | 0 | 143.8077 | 0
2025_11_23 Hr 05 | 0 | 0 | 0 | 3.5474 | 3.5621 | 3.5609 | 3.8089 | 3.8089 | 3.8089 | 36.6934 | 0 | 0.1104 | 91 | 0 | 91.3864 | 91.3864 | 283.5925 | 0 | 0.00615 | 0.074 | 0.02596 | 0 | 0 | 0.0705 | 0.2574 | 46.06 | 0 | 245.025 | 0 | 0 | 0 | 0 | 14.9287 | 36.0656 | 0 | 0 | -508.1714 | 0.8541 | 12.6404 | 0 | -1 | -4.2 | 13.8384 | 0 | 0 | 9.7192 | 9.7192 | 9.7192 | 9.7192 | 11.3015 | 76.4478 | 0 | 0 | 9.3696 | 17.171 | 0 | 74.1091 | 69.6985 | 14.8938 | 1106.041 | 30.61 | 56.0623 | 0 | 0.5292 | 0 | 8.626 | 3.074 | 0 | 916.7917 | 325.8423 | -6.92 | 8.9711 | 6.38 | -1.72 | 14.6564 | 4.9932 | 42.8756 | 2025-11-23 | 2025_11_23 Hr 05 | 80.4676 | -7e-06 | -916.7917 | -508.1714 | 306.5065 | 923.3552 | 182.3416 | 12.7598 | 0 | 95.8138 | 87.1997 | 123.493 | 22.0972 | 182.7729 | 283.5925 | 0 | 0 | 46.06 | 245.025 | 0 | 143.8077 | 0
2025_11_23 Hr 06 | 0 | 0 | 0 | 3.5474 | 3.5621 | 3.5609 | 3.8089 | 3.8089 | 3.8089 | 47.1402 | 0 | 0.1104 | 95 | 0 | 91.3864 | 91.3864 | 283.5925 | 0 | 0.00615 | 0.074 | 0.02596 | 0 | 0 | 0.0705 | 0.2574 | 46.06 | 0.6051 | 245.025 | 0 | 0 | 0 | 0 | 15.3912 | 37.1829 | 0 | 0 | -518.8153 | 0.8541 | 12.6404 | 0 | -1 | -4.2 | 13.8384 | 0 | 0 | 12.7692 | 12.7692 | 12.7692 | 12.7692 | 14.848 | 78.4485 | 0 | 0 | 9.3696 | 17.171 | 0 | 74.1091 | 69.6985 | 16.9182 | 1134.419 | 31.0559 | 56.879 | 0 | 0.5292 | 0 | 8.626 | 3.074 | 0 | 944.1 | 335.4163 | -6.92 | 8.9711 | 6.38 | -1.72 | 14.8699 | 5.066 | 44.0936 | 2025-11-23 | 2025_11_23 Hr 06 | 89.7162 | -3.36e-05 | -944.1 | -518.8153 | 335.8284 | 923.9603 | 190.3667 | 12.7598 | 0 | 97.3936 | 113.393 | 125.0419 | 22.0972 | 182.7729 | 283.5925 | 0 | 0.6051 | 46.06 | 245.025 | 0 | 143.8077 | 0
2025_11_23 Hr 07 | 0 | 0 | 0 | 3.5474 | 3.5621 | 3.5609 | 3.8089 | 3.8089 | 3.8089 | 71.6609 | 0 | 0.1104 | 95 | 0 | 91.3864 | 91.3864 | 281.7479 | 0 | 0.00615 | 0.074 | 0.02596 | 0 | 0 | 0.0705 | 0.2574 | 35.6197 | 0 | 244.0449 | 0 | 0 | 0 | 0 | 16.3935 | 39.6044 | 0 | 0 | -527.518 | 0.8541 | 12.6404 | 0 | -1 | -4.2 | 13.8384 | 0 | 0 | 19.3793 | 19.3793 | 19.3793 | 19.3793 | 22.5341 | 79.5015 | 0 | 0 | 9.3696 | 17.171 | 0 | 73.4131 | 69.0439 | 9.9774 | 1181.269 | 32.0223 | 58.6491 | 0 | 0.5292 | 0 | 8.626 | 3.074 | 0 | 979.7167 | 332.8853 | -6.92 | 8.9711 | 6.38 | -1.72 | 15.3326 | 5.2236 | 45.6141 | 2025-11-23 | 2025_11_23 Hr 07 | 73.7369 | -4.3e-05 | -979.7167 | -527.518 | 401.2564 | 908.7396 | 184.4789 | 12.7598 | 0 | 100.8174 | 172.0402 | 128.3987 | 22.0972 | 182.7729 | 281.7479 | 0 | 0 | 35.6197 | 244.0449 | 0 | 142.457 | 0
2025_11_23 Hr 08 | 0.51906 | 0 | 0 | 3.5474 | 3.5621 | 3.5609 | 3.8089 | 3.8089 | 3.8089 | 84.1183 | 0 | 0.1104 | 95 | 0 | 91.3864 | 91.3864 | 281.7479 | 0 | 0.00615 | 0.074 | 0.02596 | 0 | 0 | 0.0705 | 0.2574 | 17.6805 | 0 | 244.0449 | 0 | 0 | 0 | 0 | 16.9027 | 40.8346 | 0 | 0 | -504.382 | 0.8541 | 12.6404 | 0 | -1 | -4.2 | 13.8384 | 0 | 0 | 22.7375 | 22.7375 | 22.7375 | 22.7375 | 26.439 | 73.4994 | 0 | 0 | 9.3696 | 17.171 | 0 | 73.4131 | 69.0439 | 14.0262 | 1194.865 | 32.5133 | 59.5483 | 0 | 0.5292 | -0.51906 | 8.626 | 3.074 | 0 | 1016.2 | 333.1565 | -7.4391 | 8.9711 | 6.38 | -1.72 | 15.5677 | 5.3037 | 46.7498 | 2025-11-23 | 2025_11_23 Hr 08 | 82.893 | -4.5e-05 | -1016.2 | -504.382 | 434.4962 | 890.8003 | 182.5256 | 12.7598 | 0 | 102.5569 | 201.8353 | 130.1041 | 22.0972 | 182.7729 | 281.7479 | 0 | 0 | 17.6805 | 244.0449 | 0 | 142.457 | 0
2025_11_23 Hr 09 | 0.52238 | 0 | 0 | 3.5474 | 3.5621 | 3.5609 | 3.8089 | 3.8089 | 3.8089 | 99.0988 | 0 | 0.1104 | 95 | 0 | 91.3864 | 91.3864 | 281.7479 | 0 | 0.00615 | 0.074 | 0.02596 | 0 | 0 | 0.0705 | 0.2574 | 29.7233 | 0 | 244.0449 | 0 | 0 | 0 | 0 | 17.5151 | 42.314 | 0 | 0 | -543.3279 | 0.8541 | 12.6404 | 0 | -1 | -4.2 | 13.8384 | 0 | 0 | 26.7758 | 26.7758 | 26.7758 | 26.7758 | 31.1347 | 81.5022 | 0 | 0 | 9.3696 | 17.171 | 0 | 73.4131 | 69.0439 | 24.8712 | 1244.829 | 33.1037 | 60.6297 | 0 | 0.5292 | -0.52238 | 8.626 | 3.074 | 0 | 1048.117 | 354.0584 | -7.4424 | 8.9711 | 6.38 | -1.72 | 15.8504 | 5.4 | 48.5221 | 2025-11-23 | 2025_11_23 Hr 09 | 98.3117 | -0.000312 | -1048.117 | -543.3279 | 474.4682 | 902.8431 | 201.3734 | 12.7598 | 0 | 104.6486 | 237.6647 | 132.1549 | 22.0972 | 182.7729 | 281.7479 | 0 | 0 | 29.7233 | 244.0449 | 0 | 142.457 | 0
2025_11_23 Hr 10 | 3.0978 | 0 | 0 | 3.5474 | 3.5621 | 3.5609 | 3.8089 | 3.8089 | 3.8089 | 108.1265 | 0 | 0.1104 | 93 | 0 | 91.3864 | 91.3864 | 281.7479 | 0 | 0.00615 | 0.074 | 0.02596 | 0 | 0 | 0.0705 | 0.2574 | 40.0255 | 0.6051 | 244.0449 | 0 | 0 | 0 | 0 | 17.8841 | 43.2055 | 0 | 0 | -558.2423 | 0.8541 | 12.6404 | 0 | -1 | -4.2 | 13.8384 | 0 | 0 | 29.2095 | 29.2095 | 29.2095 | 29.2095 | 33.9645 | 85.3983 | 0 | 0 | 9.3696 | 17.171 | 0 | 73.4131 | 69.0439 | 32.9688 | 1278.588 | 33.4596 | 61.2813 | 0 | 0.5292 | -3.0978 | 8.626 | 3.074 | 0 | 1078.192 | 367.8633 | -10.0178 | 8.9711 | 6.38 | -1.72 | 16.0208 | 5.4581 | 49.9055 | 2025-11-23 | 2025_11_23 Hr 10 | 79.2728 | -0.0003256 | -1078.192 | -558.2423 | 498.5566 | 913.7504 | 211.3671 | 12.7598 | 0 | 105.9091 | 259.2567 | 133.3908 | 22.0972 | 182.7729 | 281.7479 | 0 | 0.6051 | 40.0255 | 244.0449 | 0 | 142.457 | 0
2025_11_23 Hr 11 | 4.1375 | 0 | 0 | 3.5474 | 3.5621 | 3.5609 | 3.8089 | 3.8089 | 3.8089 | 93.1854 | 0 | 0.1104 | 91 | 0 | 91.3864 | 91.3864 | 281.7479 | 0 | 0.00615 | 0.074 | 0.02596 | 0 | 0 | 0.0705 | 0.2574 | 43.3592 | 0 | 244.0449 | 0 | 0 | 0 | 0 | 17.2734 | 41.73 | 0 | 0 | -529.6688 | 0.8541 | 12.6404 | 0 | -1 | -4.2 | 13.8384 | 0 | 0 | 25.1818 | 25.1818 | 25.1818 | 25.1818 | 29.2811 | 81.5022 | 0 | 0 | 9.3696 | 17.171 | 0 | 73.4131 | 69.0439 | 42.9462 | 1243.496 | 32.8707 | 60.2028 | 0 | 0.5292 | -4.1375 | 8.626 | 3.074 | 0 | 1073.708 | 370.939 | -11.0575 | 8.9711 | 6.38 | -1.72 | 15.7388 | 5.362 | 49.3526 | 2025-11-23 | 2025_11_23 Hr 11 | 82.6089 | 0.00028 | -1073.708 | -529.6688 | 458.6898 | 916.4791 | 215.4484 | 12.7598 | 0 | 103.8229 | 223.5215 | 131.3454 | 22.0972 | 182.7729 | 281.7479 | 0 | 0 | 43.3592 | 244.0449 | 0 | 142.457 | 0
2025_11_23 Hr 12 | 4.1392 | 0 | 0 | 3.5474 | 3.5621 | 3.5609 | 3.8089 | 3.8089 | 3.8089 | 82.502 | 0 | 0.1104 | 90 | 0 | 91.3864 | 91.3864 | 281.7479 | 0 | 0.00615 | 0.074 | 0.02596 | 0 | 0 | 0.0705 | 0.2574 | 19.835 | 0 | 244.0449 | 0 | 0 | 0 | 0 | 16.8367 | 40.675 | 0 | 0 | -500.7779 | 0.8541 | 12.6404 | 0 | -1 | -4.2 | 13.8384 | 0 | 0 | 22.3018 | 22.3018 | 22.3018 | 22.3018 | 25.9323 | 76.4478 | 0 | 0 | 9.3696 | 17.171 | 0 | 73.4131 | 69.0439 | 52.9236 | 1192.928 | 32.4496 | 59.4316 | 0 | 0.5292 | -4.1392 | 8.626 | 3.074 | 0 | 1054.492 | 373.4011 | -11.0592 | 8.9711 | 6.38 | -1.72 | 15.5372 | 5.2933 | 48.2139 | 2025-11-23 | 2025_11_23 Hr 12 | 76.4058 | -0.000316 | -1054.492 | -500.7779 | 430.1835 | 892.9549 | 219.3714 | 12.7598 | 0 | 102.3312 | 197.9695 | 129.8828 | 22.0972 | 182.7729 | 281.7479 | 0 | 0 | 19.835 | 244.0449 | 0 | 142.457 | 0
2025_11_23 Hr 13 | 3.0978 | 0 | 0 | 3.5474 | 3.5621 | 3.5609 | 3.8089 | 3.8089 | 3.8089 | 82.6991 | 0 | 0.1104 | 90 | 0 | 91.3864 | 91.3864 | 281.7479 | 0 | 0.00615 | 0.074 | 0.02596 | 0 | 0 | 0.0705 | 0.2574 | 29.2409 | 0 | 244.0449 | 0 | 0 | 0 | 0 | 16.8447 | 40.6945 | 0 | 0 | -523.0215 | 0.8541 | 12.6404 | 0 | -1 | -4.2 | 13.8384 | 0 | 0 | 22.3549 | 22.3549 | 22.3549 | 22.3549 | 25.9941 | 75.5001 | 0 | 0 | 9.3696 | 17.171 | 0 | 73.4131 | 69.0439 | 48.8748 | 1202.833 | 32.4574 | 59.4459 | 0 | 0.5292 | -3.0978 | 8.626 | 3.074 | 0 | 1037.183 | 367.3902 | -10.0178 | 8.9711 | 6.38 | -1.72 | 15.5409 | 5.2946 | 47.8233 | 2025-11-23 | 2025_11_23 Hr 13 | 76.8269 | 0.000342 | -1037.183 | -523.0215 | 430.7094 | 902.3607 | 214.3749 | 12.7598 | 0 | 102.3587 | 198.4409 | 129.9098 | 22.0972 | 182.7729 | 281.7479 | 0 | 0 | 29.2409 | 244.0449 | 0 | 142.457 | 0
2025_11_23 Hr 14 | 2.0729 | 0 | 0 | 3.5474 | 3.5621 | 3.5609 | 3.8089 | 3.8089 | 3.8089 | 78.7963 | 0 | 0.1104 | 91 | 0 | 91.3864 | 91.3864 | 281.7479 | 0 | 0.00615 | 0.074 | 0.02596 | 0 | 0 | 0.0705 | 0.2574 | 38.6446 | 0 | 244.0449 | 0 | 0 | 0 | 0 | 16.6852 | 40.3091 | 0 | 0 | -512.8827 | 0.8541 | 12.6404 | 0 | -1 | -4.2 | 13.8384 | 0 | 0 | 21.3028 | 21.3028 | 21.3028 | 21.3028 | 24.7708 | 75.5001 | 0 | 0 | 9.3696 | 17.171 | 0 | 73.4131 | 69.0439 | 47.8626 | 1202.357 | 32.3036 | 59.1641 | 0 | 0.5292 | -2.0729 | 8.626 | 3.074 | 0 | 1046.3 | 365.8188 | -8.9929 | 8.9711 | 6.38 | -1.72 | 15.4673 | 5.2695 | 48.0498 | 2025-11-23 | 2025_11_23 Hr 14 | 76.5759 | -9.1e-05 | -1046.3 | -512.8827 | 420.2956 | 911.7645 | 214.3627 | 12.7598 | 0 | 101.8137 | 189.1064 | 129.3755 | 22.0972 | 182.7729 | 281.7479 | 0 | 0 | 38.6446 | 244.0449 | 0 | 142.457 | 0
2025_11_23 Hr 15 | 1.5505 | 0 | 0 | 3.5474 | 3.5621 | 3.5609 | 3.8089 | 3.8089 | 3.8089 | 77.5348 | 0 | 0.1104 | 92 | 0 | 91.3864 | 91.3864 | 281.7479 | 0 | 0.00615 | 0.074 | 0.02596 | 0 | 0 | 0.0705 | 0.2574 | 43.7117 | 1.2102 | 244.0449 | 0 | 0 | 0 | 0 | 16.6336 | 40.1845 | 0 | 0 | -499.4393 | 0.8541 | 12.6404 | 0 | -1 | -4.2 | 13.8384 | 0 | 0 | 20.9628 | 20.9628 | 20.9628 | 20.9628 | 24.3753 | 78.4485 | 0 | 0 | 9.3696 | 17.171 | 0 | 72.8564 | 68.4873 | 36.873 | 1204.327 | 32.2538 | 59.0731 | 0 | 0.5292 | -1.5505 | 8.626 | 3.074 | 0 | 1054.5 | 358.0826 | -8.4705 | 8.9711 | 6.38 | -1.72 | 15.4435 | 5.2614 | 48.1966 | 2025-11-23 | 2025_11_23 Hr 15 | 75.77 | -1.8e-05 | -1054.5 | -499.4393 | 416.9296 | 916.9284 | 207.3215 | 12.7598 | 0 | 101.6376 | 186.0891 | 129.2028 | 22.0972 | 182.7729 | 281.7479 | 0 | 1.2102 | 43.7117 | 244.0449 | 0 | 141.3437 | 0
2025_11_23 Hr 16 | 0.52072 | 0 | 0 | 3.5474 | 3.5621 | 3.5609 | 3.8089 | 3.8089 | 3.8089 | 85.8529 | 0 | 0.1104 | 90 | 0 | 91.3864 | 91.3864 | 281.7479 | 0 | 0.00615 | 0.074 | 0.02596 | 0 | 0 | 0.0705 | 0.2574 | 46.06 | 7.2612 | 244.0449 | 0 | 0 | 0 | 0 | 16.9736 | 41.0059 | 0 | 0 | -462.1104 | 0.8541 | 12.6404 | 0 | -1 | -4.2 | 13.8384 | 0 | 0 | 23.2051 | 23.2051 | 23.2051 | 23.2051 | 26.9827 | 73.4994 | 0 | 0 | 9.3696 | 17.171 | 0 | 73.4131 | 69.0439 | 14.8938 | 1234.896 | 32.5817 | 59.6735 | 0 | 0.5292 | -0.52072 | 8.626 | 3.074 | 0 | 1094.608 | 329.2632 | -7.4407 | 8.9711 | 6.38 | -1.72 | 15.6004 | 5.3149 | 49.2886 | 2025-11-23 | 2025_11_23 Hr 16 | 83.2877 | 0.000217 | -1094.608 | -462.1104 | 439.1245 | 926.4411 | 178.3932 | 12.7598 | 0 | 102.7991 | 205.9839 | 130.3415 | 22.0972 | 182.7729 | 281.7479 | 0 | 7.2612 | 46.06 | 244.0449 | 0 | 142.457 | 0
2025_11_23 Hr 17 | 0 | 0 | 0 | 3.5474 | 3.5621 | 3.5609 | 3.8089 | 3.8089 | 3.8089 | 118.534 | 0 | 0.1104 | 91 | 0 | 91.3864 | 91.3864 | 281.7479 | 0 | 0.00615 | 0.074 | 0.02596 | 0 | 0 | 0.0705 | 0.2574 | 46.06 | 7.2612 | 244.0449 | 0 | 0 | 0 | 0 | 18.3096 | 44.2333 | 0 | 0 | -473.7449 | 0.8541 | 12.6404 | 0 | -1 | -4.2 | 13.8384 | 0 | 0 | 32.015 | 32.015 | 32.015 | 32.015 | 37.2268 | 73.4994 | 0 | 0 | 9.3696 | 17.171 | 0 | 73.4131 | 69.0439 | 14.0262 | 1317.624 | 33.8697 | 62.0326 | 0 | 0.5292 | 0 | 8.626 | 3.074 | 0 | 1170.308 | 333.3488 | -6.92 | 8.9711 | 6.38 | -1.72 | 16.2172 | 5.525 | 52.4299 | 2025-11-23 | 2025_11_23 Hr 17 | 93.6165 | 0.000263 | -1170.308 | -473.7449 | 526.3267 | 926.4411 | 178.5256 | 12.7598 | 0 | 107.3623 | 284.1488 | 134.8155 | 22.0972 | 182.7729 | 281.7479 | 0 | 7.2612 | 46.06 | 244.0449 | 0 | 142.457 | 0
2025_11_23 Hr 18 | 0 | 0 | 0 | 3.5474 | 3.5621 | 3.5609 | 3.8089 | 3.8089 | 3.8089 | 141.7537 | 0 | 0.1104 | 91 | 0 | 91.3864 | 91.3864 | 281.7479 | 0 | 0.00615 | 0.074 | 0.02596 | 0 | 0 | 0.0705 | 0.2574 | 46.06 | 7.2612 | 244.0449 | 0 | 0 | 0 | 0 | 19.2587 | 46.5263 | 0 | 0 | -502.7073 | 0.8541 | 12.6404 | 0 | -1 | -4.2 | 13.8384 | 0 | 0 | 38.2744 | 38.2744 | 38.2744 | 38.2744 | 44.5052 | 76.4478 | 0 | 0 | 9.3696 | 17.171 | 0 | 73.4131 | 69.0439 | 20.967 | 1376.402 | 34.7849 | 63.7087 | 0 | 0.5292 | 0 | 8.626 | 3.074 | 0 | 1213.192 | 346.4168 | -6.92 | 8.9711 | 6.38 | -1.72 | 16.6554 | 5.6743 | 54.5037 | 2025-11-23 | 2025_11_23 Hr 18 | 93.59 | -0.000343 | -1213.192 | -502.7073 | 588.2833 | 926.4411 | 188.4148 | 12.7598 | 0 | 110.6045 | 339.6845 | 137.9943 | 22.0972 | 182.7729 | 281.7479 | 0 | 7.2612 | 46.06 | 244.0449 | 0 | 142.457 | 0
2025_11_23 Hr 19 | 0 | 0 | 0 | 3.5474 | 3.5621 | 3.5609 | 3.8089 | 3.8089 | 3.8089 | 134.4212 | 0 | 0.1104 | 90 | 0 | 91.3864 | 91.3864 | 281.7479 | 0 | 0.00615 | 0.074 | 0.02596 | 0 | 0 | 0.0705 | 0.2574 | 46.06 | 7.2612 | 244.0449 | 0 | 0 | 0 | 0 | 18.959 | 45.8022 | 0 | 0 | -508.1833 | 0.8541 | 12.6404 | 0 | -1 | -4.2 | 13.8384 | 0 | 0 | 36.2978 | 36.2978 | 36.2978 | 36.2978 | 42.2067 | 79.5015 | 0 | 0 | 9.3696 | 17.171 | 0 | 73.4131 | 69.0439 | 24.8712 | 1357.841 | 34.4959 | 63.1794 | 0 | 0.5292 | 0 | 8.626 | 3.074 | 0 | 1194.108 | 351.3708 | -6.92 | 8.9711 | 6.38 | -1.72 | 16.517 | 5.6271 | 53.8225 | 2025-11-23 | 2025_11_23 Hr 19 | 95.6115 | 0.000375 | -1194.108 | -508.1833 | 568.7181 | 926.4411 | 194.3727 | 12.7598 | 0 | 109.5807 | 322.1469 | 136.9905 | 22.0972 | 182.7729 | 281.7479 | 0 | 7.2612 | 46.06 | 244.0449 | 0 | 142.457 | 0
2025_11_23 Hr 20 | 0 | 0 | 0 | 3.5474 | 3.5621 | 3.5609 | 3.8089 | 3.8089 | 3.8089 | 134.6577 | 0 | 0.1104 | 89 | 0 | 91.3864 | 91.3864 | 281.7479 | 0 | 0.00615 | 0.074 | 0.02596 | 0 | 0 | 0.0705 | 0.2574 | 46.06 | 7.2612 | 244.0449 | 0 | 0 | 0 | 0 | 18.9686 | 45.8256 | 0 | 0 | -508.2775 | 0.8541 | 12.6404 | 0 | -1 | -4.2 | 13.8384 | 0 | 0 | 36.3615 | 36.3615 | 36.3615 | 36.3615 | 42.2809 | 79.5015 | 0 | 0 | 9.3696 | 17.171 | 0 | 73.4131 | 69.0439 | 18.9426 | 1358.44 | 34.5052 | 63.1965 | 0 | 0.5292 | 0 | 8.626 | 3.074 | 0 | 1187.717 | 344.4746 | -6.92 | 8.9711 | 6.38 | -1.72 | 16.5215 | 5.6286 | 53.5714 | 2025-11-23 | 2025_11_23 Hr 20 | 80.794 | -0.000334 | -1187.717 | -508.2775 | 569.3492 | 926.4411 | 187.4441 | 12.7598 | 0 | 109.6137 | 322.7126 | 137.0228 | 22.0972 | 182.7729 | 281.7479 | 0 | 7.2612 | 46.06 | 244.0449 | 0 | 142.457 | 0
2025_11_23 Hr 21 | 0 | 0 | 0 | 3.5474 | 3.5621 | 3.5609 | 3.8089 | 3.8089 | 3.8089 | 117.6667 | 0 | 0.1104 | 82 | 0 | 91.3864 | 91.3864 | 281.7479 | 0 | 0.00615 | 0.074 | 0.02596 | 0 | 0 | 0.0705 | 0.2574 | 46.06 | 7.2612 | 244.0449 | 0 | 0 | 0 | 0 | 18.2741 | 44.1477 | 0 | 0 | -487.1494 | 0.8541 | 12.6404 | 0 | -1 | -4.2 | 13.8384 | 0 | 0 | 31.7812 | 31.7812 | 31.7812 | 31.7812 | 36.9549 | 78.4485 | 0 | 0 | 9.3696 | 17.171 | 0 | 73.4131 | 69.0439 | 21.9792 | 1315.429 | 33.8355 | 61.97 | 0 | 0.5292 | 0 | 8.626 | 3.074 | 0 | 1158.492 | 337.1322 | -6.92 | 8.9711 | 6.38 | -1.72 | 16.2008 | 5.5194 | 52.1398 | 2025-11-23 | 2025_11_23 Hr 21 | 78.3893 | -0.000316 | -1158.492 | -487.1494 | 524.0125 | 926.4411 | 182.4277 | 12.7598 | 0 | 107.2413 | 282.0745 | 134.6968 | 22.0972 | 182.7729 | 281.7479 | 0 | 7.2612 | 46.06 | 244.0449 | 0 | 142.457 | 0
2025_11_23 Hr 22 | 0 | 0 | 0 | 3.5474 | 3.5621 | 3.5609 | 3.8089 | 3.8089 | 3.8089 | 100.6757 | 0 | 0.1104 | 82 | 0 | 91.3864 | 91.3864 | 281.7479 | 0 | 0.00615 | 0.074 | 0.02596 | 0 | 0 | 0.0705 | 0.2574 | 46.06 | 7.2612 | 244.0449 | 0 | 0 | 0 | 0 | 17.5796 | 42.4697 | 0 | 0 | -520.4244 | 0.8541 | 12.6404 | 0 | -1 | -4.2 | 13.8384 | 0 | 0 | 27.2009 | 27.2009 | 27.2009 | 27.2009 | 31.629 | 79.5015 | 0 | 0 | 9.3696 | 17.171 | 0 | 73.4131 | 69.0439 | 42.9462 | 1272.418 | 33.1659 | 60.7435 | 0 | 0.5292 | 0 | 8.626 | 3.074 | 0 | 1101.9 | 356.8262 | -6.92 | 8.9711 | 6.38 | -1.72 | 15.8802 | 5.4102 | 50.3437 | 2025-11-23 | 2025_11_23 Hr 22 | 72.4834 | 3.2e-05 | -1101.9 | -520.4244 | 478.6758 | 926.4411 | 204.4477 | 12.7598 | 0 | 104.8688 | 241.4363 | 132.3708 | 22.0972 | 182.7729 | 281.7479 | 0 | 7.2612 | 46.06 | 244.0449 | 0 | 142.457 | 0
2025_11_23 Hr 23 | 0 | 0 | 0 | 3.5474 | 3.5621 | 3.5609 | 3.8089 | 3.8089 | 3.8089 | 69.9263 | 0 | 0.1104 | 81 | 0 | 91.3864 | 91.3864 | 283.5925 | 0 | 0.00615 | 0.074 | 0.02596 | 0 | 0 | 0.0705 | 0.2574 | 46.06 | 7.2612 | 245.025 | 0 | 0 | 0 | 0 | 16.3226 | 39.4331 | 0 | 0 | -508.1258 | 0.8541 | 12.6404 | 0 | -1 | -4.2 | 13.8384 | 0 | 0 | 18.9117 | 18.9117 | 18.9117 | 18.9117 | 21.9904 | 79.5015 | 0 | 0 | 9.3696 | 17.171 | 0 | 74.1091 | 69.6985 | 54.8034 | 1198.755 | 31.954 | 58.5239 | 0 | 0.5292 | 0 | 8.626 | 3.074 | 0 | 1047.183 | 363.4738 | -6.92 | 8.9711 | 6.38 | -1.72 | 15.2999 | 5.2125 | 48.0221 | 2025-11-23 | 2025_11_23 Hr 23 | 79.3049 | 0.000312 | -1047.183 | -508.1258 | 396.628 | 930.6164 | 215.3049 | 12.7598 | 0 | 100.5752 | 167.8915 | 128.1612 | 22.0972 | 182.7729 | 283.5925 | 0 | 7.2612 | 46.06 | 245.025 | 0 | 143.8077 | 0
2025_11_23 Hr 24 | 0 | 0 | 0 | 3.5474 | 3.5621 | 3.5609 | 3.8089 | 3.8089 | 3.8089 | 58.6515 | 0 | 0.1104 | 85 | 0 | 91.3864 | 91.3864 | 283.5925 | 0 | 0.00615 | 0.074 | 0.02596 | 0 | 0 | 0.0705 | 0.2574 | 46.06 | 7.2612 | 245.025 | 0 | 0 | 0 | 0 | 15.8617 | 38.3197 | 0 | 0 | -519.9193 | 0.8541 | 12.6404 | 0 | -1 | -4.2 | 13.8384 | 0 | 0 | 15.8724 | 15.8724 | 15.8724 | 15.8724 | 18.4563 | 84.4506 | 0 | 0 | 9.3696 | 17.171 | 0 | 74.1091 | 69.6985 | 34.8486 | 1170.215 | 31.5096 | 57.71 | 0 | 0.5292 | 0 | 8.626 | 3.074 | 0 | 994.3 | 350.9247 | -6.92 | 8.9711 | 6.38 | -1.72 | 15.0871 | 5.14 | 46.0897 | 2025-11-23 | 2025_11_23 Hr 24 | 84.7219 | -8.3e-05 | -994.3 | -519.9193 | 366.5438 | 930.6164 | 204.2992 | 12.7598 | 0 | 99.0009 | 140.9251 | 126.6177 | 22.0972 | 182.7729 | 283.5925 | 0 | 7.2612 | 46.06 | 245.025 | 0 | 143.8077 | 0
2025_11_24 Hr 01 | 0 | 0 | 0 | 3.5474 | 3.5621 | 3.5609 | 3.8089 | 3.8089 | 3.8089 | 36.6934 | 0 | 0.1104 | 88 | 0 | 91.3864 | 91.3864 | 283.5925 | 0 | 0.00615 | 0.074 | 0.02596 | 0 | 0 | 0.0705 | 0.2574 | 46.06 | 7.2612 | 245.025 | 0 | 0 | 0 | 0 | 14.1138 | 34.0962 | 0 | 0 | -461.5679 | 0.8541 | 12.6474 | 0 | -1 | -4.2 | 13.8602 | 0 | 0 | 2.7986 | 2.7986 | 2.7986 | 2.7986 | 3.2541 | 84.4506 | 0 | 0 | 9.3847 | 18.9668 | 0 | 74.1091 | 69.6985 | 24.0036 | 1074.828 | 32.6157 | 59.7572 | 0 | 0.5292 | 0 | 8.626 | 3.074 | 0 | 955.1083 | 348.7683 | -6.92 | 8.9674 | 6.38 | -1.72 | 15.6438 | 5.3229 | 43.7749 | 2025-11-24 | 2025_11_24 Hr 01 | 77.1373 | 5.5e-05 | -955.1083 | -461.5679 | 276.8458 | 930.6164 | 196.4542 | 12.7598 | 0 | 93.0697 | 51.4697 | 132.3064 | 22.0972 | 182.7729 | 283.5925 | 0 | 7.2612 | 46.06 | 245.025 | 0 | 143.8077 | 0
2025_11_24 Hr 02 | 0 | 0 | 0 | 3.5474 | 3.5621 | 3.5609 | 3.8089 | 3.8089 | 3.8089 | 36.6934 | 0 | 0.1104 | 91 | 0 | 91.3864 | 91.3864 | 283.5925 | 0 | 0.00615 | 0.074 | 0.02596 | 0 | 0 | 0.0705 | 0.2574 | 46.06 | 7.2612 | 245.025 | 0 | 0 | 0 | 0 | 14.1988 | 34.3015 | 0 | 0 | -454.1544 | 0.8541 | 12.6474 | 0 | -1 | -4.2 | 13.8602 | 0 | 0 | 3.4053 | 3.4053 | 3.4053 | 3.4053 | 3.9597 | 79.5015 | 0 | 0 | 9.3847 | 18.9668 | 0 | 74.1091 | 69.6985 | 22.9914 | 1078.251 | 32.7044 | 59.9197 | 0 | 0.5292 | 0 | 8.626 | 3.074 | 0 | 963.2917 | 346.1152 | -6.92 | 8.9674 | 6.38 | -1.72 | 15.6863 | 5.3374 | 44.0004 | 2025-11-24 | 2025_11_24 Hr 02 | 68.4767 | 2.5e-05 | -963.2917 | -454.1544 | 280.577 | 930.6164 | 193.4929 | 12.7598 | 0 | 93.3601 | 54.6023 | 132.6146 | 22.0972 | 182.7729 | 283.5925 | 0 | 7.2612 | 46.06 | 245.025 | 0 | 143.8077 | 0
2025_11_24 Hr 03 | 0 | 0 | 0 | 3.5474 | 3.5621 | 3.5609 | 3.8089 | 3.8089 | 3.8089 | 36.6934 | 0 | 0.1104 | 90 | 0 | 91.3864 | 91.3864 | 283.5925 | 0 | 0.00615 | 0.074 | 0.02596 | 0 | 0 | 0.0705 | 0.2574 | 46.06 | 7.2612 | 245.025 | 0 | 0 | 0 | 0 | 14.0616 | 33.97 | 0 | 0 | -450.5654 | 0.8541 | 12.6474 | 0 | -1 | -4.2 | 13.8602 | 0 | 0 | 2.426 | 2.426 | 2.426 | 2.426 | 2.8209 | 81.5022 | 0 | 0 | 9.3847 | 18.9668 | 0 | 74.1091 | 69.6985 | 29.9322 | 1072.726 | 32.5613 | 59.6574 | 0 | 0.5292 | 0 | 8.626 | 3.074 | 0 | 968.8 | 353.5593 | -6.92 | 8.9674 | 6.38 | -1.72 | 15.6177 | 5.314 | 44.1706 | 2025-11-24 | 2025_11_24 Hr 03 | 67.5981 | -7e-06 | -968.8 | -450.5654 | 274.5548 | 930.6164 | 201.4344 | 12.7598 | 0 | 92.8914 | 49.5462 | 132.1172 | 22.0972 | 182.7729 | 283.5925 | 0 | 7.2612 | 46.06 | 245.025 | 0 | 143.8077 | 0
2025_11_24 Hr 04 | 0 | 0 | 0 | 3.5474 | 3.5621 | 3.5609 | 3.8089 | 3.8089 | 3.8089 | 36.6934 | 0 | 0.1104 | 92 | 0 | 91.3864 | 91.3864 | 283.5925 | 0 | 0.00615 | 0.074 | 0.02596 | 0 | 0 | 0.0705 | 0.2574 | 44.2335 | 0 | 245.025 | 0 | 0 | 0 | 0 | 14.2898 | 34.5213 | 0 | 0 | -447.6609 | 0.8541 | 12.6474 | 0 | -1 | -4.2 | 13.8602 | 0 | 0 | 4.0547 | 4.0547 | 4.0547 | 4.0547 | 4.7147 | 82.4499 | 0 | 0 | 9.3847 | 18.9668 | 0 | 74.1091 | 69.6985 | 35.8608 | 1072.826 | 32.7993 | 60.0936 | 0 | 0.5292 | 0 | 8.626 | 3.074 | 0 | 981.5084 | 363.2628 | -6.92 | 8.9674 | 6.38 | -1.72 | 15.7319 | 5.3529 | 44.634 | 2025-11-24 | 2025_11_24 Hr 04 | 67.3536 | -0.000119 | -981.5084 | -447.6609 | 284.57 | 921.5287 | 210.3107 | 12.7598 | 0 | 93.6709 | 57.9547 | 132.9444 | 22.0972 | 182.7729 | 283.5925 | 0 | 0 | 44.2335 | 245.025 | 0 | 143.8077 | 0
2025_11_24 Hr 05 | 0 | 0 | 0 | 3.5474 | 3.5621 | 3.5609 | 3.8089 | 3.8089 | 3.8089 | 36.6934 | 0 | 0.1104 | 92 | 0 | 91.3864 | 91.3864 | 283.5925 | 0 | 0.00615 | 0.074 | 0.02596 | 0 | 0 | 0.0705 | 0.2574 | 42.4714 | 0 | 245.025 | 0 | 0 | 0 | 0 | 14.864 | 35.9085 | 0 | 0 | -447.497 | 0.8541 | 12.6474 | 0 | -1 | -4.2 | 13.8602 | 0 | 0 | 8.153 | 8.153 | 8.153 | 8.153 | 9.4802 | 79.5015 | 0 | 0 | 9.3847 | 18.9668 | 0 | 74.1091 | 69.6985 | 38.8974 | 1094.184 | 33.3983 | 61.191 | 0 | 0.5292 | 0 | 8.626 | 3.074 | 0 | 1005.2 | 365.4326 | -6.92 | 8.9674 | 6.38 | -1.72 | 16.0192 | 5.4506 | 45.5671 | 2025-11-24 | 2025_11_24 Hr 05 | 67.2744 | -2.4e-05 | -1005.2 | -447.497 | 309.7717 | 919.7666 | 210.3989 | 12.7598 | 0 | 95.6323 | 79.1134 | 135.026 | 22.0972 | 182.7729 | 283.5925 | 0 | 0 | 42.4714 | 245.025 | 0 | 143.8077 | 0
2025_11_24 Hr 06 | 0 | 0 | 0 | 3.5474 | 3.5621 | 3.5609 | 3.8089 | 3.8089 | 3.8089 | 67.9587 | 0 | 0.1104 | 92 | 0 | 91.3864 | 91.3864 | 283.5925 | 0 | 0.00615 | 0.074 | 0.02596 | 0 | 0 | 0.0705 | 0.2574 | 43.7112 | 0 | 245.025 | 0 | 0 | 0 | 0 | 16.4435 | 39.7242 | 0 | 0 | -468.6385 | 0.8541 | 12.6474 | 0 | -1 | -4.2 | 13.8602 | 0 | 0 | 19.426 | 19.426 | 19.426 | 19.426 | 22.5884 | 76.4478 | 0 | 0 | 9.3847 | 18.9668 | 0 | 74.1091 | 69.6985 | 48.8748 | 1190.285 | 35.046 | 64.2098 | 0 | 0.5292 | 0 | 8.626 | 3.074 | 0 | 1092.808 | 378.0819 | -6.92 | 8.9674 | 6.38 | -1.72 | 16.8094 | 5.7195 | 49.3035 | 2025-11-24 | 2025_11_24 Hr 06 | 69.1439 | 0.000286 | -1092.808 | -468.6385 | 410.3579 | 921.0065 | 217.3226 | 12.7598 | 0 | 101.0274 | 168.5789 | 140.7516 | 22.0972 | 182.7729 | 283.5925 | 0 | 0 | 43.7112 | 245.025 | 0 | 143.8077 | 0
2025_11_24 Hr 07 | 0 | 0 | 0 | 3.5474 | 3.5621 | 3.5609 | 3.8089 | 3.8089 | 3.8089 | 119.8515 | -14.5 | 0.1104 | 94 | 0 | 91.3864 | 91.3864 | 281.7479 | 0 | 0.00615 | 0.074 | 0.02596 | 0 | 0 | 0.0705 | 0.2574 | 14.7392 | 0 | 244.0449 | 0 | 0 | 0 | 0 | 18.366 | 44.3686 | 0 | 0 | -454.1264 | 0.8541 | 12.6474 | 0 | -1 | -4.2 | 13.8602 | 0 | 0 | 33.1474 | 33.1474 | 33.1474 | 33.1474 | 38.5434 | 78.4485 | 0 | 0 | 9.3847 | 18.9668 | 0 | 72.1993 | 67.9024 | 49.887 | 1284.082 | 37.0515 | 67.8842 | 0 | 0.5292 | 0 | 8.626 | 3.074 | 0 | 1198.6 | 390.0639 | -21.42 | 8.9674 | 6.38 | -1.72 | 17.7714 | 6.0468 | 53.2885 | 2025-11-24 | 2025_11_24 Hr 07 | 59.9761 | -2.6e-05 | -1198.6 | -454.1264 | 532.1273 | 885.5038 | 222.3355 | 12.7598 | 0 | 107.5944 | 291.3122 | 133.2207 | 22.0972 | 182.7729 | 281.7479 | 0 | 0 | 14.7392 | 244.0449 | 0 | 140.1017 | 0
2025_11_24 Hr 08 | 0.51906 | 0 | 0 | 3.5474 | 3.5621 | 3.5609 | 3.8089 | 3.8089 | 3.8089 | 137.1222 | -14.5 | 0.1104 | 94 | 0 | 91.3864 | 91.3864 | 281.7479 | 0 | 0.00615 | 0.074 | 0.02596 | 0 | 0 | 0.0705 | 0.2574 | 15.3936 | 0 | 244.0449 | 0 | 0 | 0 | 0 | 19.0059 | 45.9143 | 0 | 0 | -395.5037 | 0.8541 | 12.6474 | 0 | -1 | -4.2 | 13.8602 | 0 | 0 | 37.714 | 37.714 | 37.714 | 37.714 | 43.8535 | 67.4973 | 0 | 0 | 9.3847 | 18.9668 | 0 | 70.2281 | 66.1478 | 44.826 | 1324.044 | 37.7189 | 69.1071 | 0 | 0.5292 | -0.51906 | 8.626 | 3.074 | 0 | 1283.492 | 376.8902 | -21.9391 | 8.9674 | 6.38 | -1.72 | 18.0915 | 6.1558 | 55.8681 | 2025-11-24 | 2025_11_24 Hr 08 | 61.7621 | -0.000375 | -1283.492 | -395.5037 | 577.4799 | 882.4323 | 206.3233 | 12.7598 | 0 | 109.7799 | 332.1598 | 135.5401 | 22.0972 | 182.7729 | 281.7479 | 0 | 0 | 15.3936 | 244.0449 | 0 | 136.3759 | 0
2025_11_24 Hr 09 | 8.819 | 1.5e-05 | 0.000423 | 3.5474 | 3.5621 | 3.5609 | 3.8089 | 3.8089 | 3.8089 | 130.3186 | -14.5 | 0.1104 | 93 | 0 | 91.3864 | 91.3864 | 281.7479 | 0 | 0.00615 | 0.074 | 0.02596 | 0 | 0 | 0.0705 | 0.2574 | 14.8049 | 0 | 244.0449 | 0 | 0 | 0 | 0 | 18.7538 | 45.3054 | 0 | 0 | -358.853 | 0.8541 | 12.6474 | 0 | -1 | -4.2 | 13.8602 | 0 | 0 | 35.9151 | 35.9151 | 35.9151 | 35.9151 | 41.7617 | 55.5984 | 0 | 0 | 9.3847 | 18.9668 | 0 | 72.656 | 68.4309 | 44.826 | 1311.214 | 37.456 | 68.6254 | 0 | 0.5292 | -8.819 | 8.626 | 3.074 | 0 | 1293.5 | 371.3776 | -30.239 | 8.9674 | 6.38 | -1.72 | 17.9654 | 6.1128 | 55.781 | 2025-11-24 | 2025_11_24 Hr 09 | 62.0639 | -1.6e-05 | -1293.5 | -358.853 | 559.6137 | 886.5546 | 193.4248 | 12.7598 | 0 | 108.9189 | 316.0684 | 134.6264 | 22.0972 | 182.7729 | 281.7479 | 0 | 0 | 14.8049 | 244.0449 | 0 | 141.0869 | 0
2025_11_24 Hr 10 | 9.8488 | 0.00051 | 0.014382 | 3.5474 | 3.5621 | 3.5609 | 0 | 0 | 0 | 124.1188 | -14.5 | 0.1104 | 92 | 0 | 91.3864 | 91.3864 | 281.7479 | 0 | 0.00615 | 0.074 | 0.02596 | 0 | 0 | 0.0705 | 0.2574 | 14.7392 | 0 | 244.0449 | 0 | 0 | 0 | 0 | 18.5241 | 44.7505 | 0 | 0 | -307.2345 | 0.8541 | 12.6474 | 0.03 | -1 | -4.2 | 13.8602 | 0 | 0 | 34.2757 | 34.2757 | 34.2757 | 34.2757 | 39.8555 | 51.7023 | 0 | 0 | 9.3847 | 18.9668 | 0 | 73.4131 | 69.0439 | 40.9218 | 1285.658 | 37.2164 | 68.1864 | 0 | 0.5292 | -9.8488 | 8.626 | 3.074 | 0 | 1309.93 | 362.775 | -31.2688 | 8.9674 | 6.38 | -1.72 | 17.8505 | 6.0737 | 55.7507 | 2025-11-24 | 2025_11_24 Hr 10 | 61.4542 | -0.000106 | -1309.93 | -307.2345 | 543.3332 | 876.4324 | 184.639 | 12.7598 | 0 | 108.1344 | 301.4051 | 133.7938 | 10.6705 | 182.7729 | 281.7479 | 0 | 0 | 14.7392 | 244.0449 | 0 | 142.457 | 0
2025_11_24 Hr 11 | 8.3 | 0.001245 | 0.035109 | 3.5474 | 3.5621 | 3.5609 | 0 | 0 | 0 | 115.9867 | -14.5 | 0.1104 | 92 | 0 | 91.3864 | 91.3864 | 281.7479 | 0 | 0.00615 | 0.074 | 0.02596 | 0 | 0 | 0.0705 | 0.2574 | 14.7392 | 0 | 244.0449 | 0 | 0 | 0 | 0 | 18.2228 | 44.0227 | 0 | 0 | -277.0215 | 0.8541 | 12.6474 | 0.03 | -1 | -4.2 | 13.8602 | 0 | 0 | 32.1254 | 32.1254 | 32.1254 | 32.1254 | 37.3552 | 48.6486 | 0 | 0 | 9.3847 | 18.9668 | 0 | 64.1596 | 60.4402 | 33.8364 | 1247.559 | 36.9021 | 67.6106 | 0 | 0.5292 | -8.3 | 8.626 | 3.074 | 0 | 1290.813 | 349.9956 | -29.72 | 8.9674 | 6.38 | -1.72 | 17.6997 | 6.0225 | 54.5986 | 2025-11-24 | 2025_11_24 Hr 11 | 53.4848 | 0.000301 | -1290.813 | -277.0215 | 521.9785 | 858.5752 | 174.5214 | 12.7598 | 0 | 107.1053 | 282.1715 | 132.7017 | 10.6705 | 182.7729 | 281.7479 | 0 | 0 | 14.7392 | 244.0449 | 0 | 124.5998 | 0
2025_11_24 Hr 12 | 8.3 | 0.003465 | 0.097713 | 3.5474 | 3.5621 | 3.5609 | 0 | 0 | 0 | 109.6259 | -14.5 | 0.1104 | 91 | 0 | 91.3864 | 91.3864 | 281.7479 | 0 | 0.00615 | 0.074 | 0.02596 | 0 | 0 | 0.0705 | 0.2574 | 14.7392 | 0 | 244.0449 | 0 | 0 | 0 | 0 | 17.9872 | 43.4534 | 0 | 0 | -240.1056 | 0.8541 | 12.6474 | 0.03 | -1 | -4.2 | 13.8602 | 0 | 0 | 30.4435 | 30.4435 | 30.4435 | 30.4435 | 35.3995 | 44.6472 | 0 | 0 | 9.3847 | 18.9668 | 0 | 61.7325 | 58.1571 | 26.8956 | 1227.062 | 36.6563 | 67.1602 | 0 | 0.5292 | -8.3 | 8.626 | 3.074 | 0 | 1294.438 | 337.2014 | -29.72 | 8.9674 | 6.38 | -1.72 | 17.5818 | 5.9823 | 54.2559 | 2025-11-24 | 2025_11_24 Hr 12 | 51.6126 | 0.000316 | -1294.438 | -240.1056 | 505.2751 | 853.865 | 162.644 | 12.7598 | 0 | 106.3003 | 267.1274 | 131.8474 | 10.6705 | 182.7729 | 281.7479 | 0 | 0 | 14.7392 | 244.0449 | 0 | 119.8897 | 0
2025_11_24 Hr 13 | 10.3662 | 0.00282 | 0.079524 | 0 | 0 | 0 | 0 | 0 | 0 | 101.0106 | -14.5 | 0.1104 | 91 | 0 | 91.3864 | 91.3864 | 281.7479 | 0 | 0.00615 | 0.074 | 0.02596 | 0 | 0 | 0.0705 | 0.2574 | 14.7392 | 0 | 244.0449 | 0 | 0 | 0 | 0 | 17.668 | 42.6823 | 0 | 0 | -179.8024 | 0.8541 | 12.6474 | 0.06 | -1 | -4.2 | 13.8602 | 0 | 0 | 28.1655 | 28.1655 | 28.1655 | 28.1655 | 32.7506 | 38.7504 | 0 | 0 | 9.3847 | 18.9668 | 0 | 59.405 | 55.9023 | 15.906 | 1190.325 | 36.3233 | 66.5502 | 0 | 0.5292 | -10.3662 | 8.626 | 3.074 | 0 | 1299.96 | 321.2236 | -31.7862 | 8.9674 | 6.38 | -1.72 | 17.4221 | 5.928 | 53.6808 | 2025-11-24 | 2025_11_24 Hr 13 | 50.6943 | -5.3e-05 | -1299.96 | -179.8024 | 482.6516 | 838.6122 | 145.7387 | 12.7598 | 0 | 105.2101 | 246.7511 | 130.6904 | 0 | 182.7729 | 281.7479 | 0 | 0 | 14.7392 | 244.0449 | 0 | 115.3073 | 0
2025_11_24 Hr 14 | 10.3679 | 0.00249 | 0.070218 | 0 | 0 | 0 | 0 | 0 | 0 | 96.6627 | -14.5 | 0.1104 | 90 | 0 | 91.3864 | 91.3864 | 281.7479 | 0 | 0.00615 | 0.074 | 0.02596 | 0 | 0 | 0.0705 | 0.2574 | 14.7392 | 0 | 244.0449 | 0 | 0 | 0 | 0 | 17.5069 | 42.2932 | 0 | 0 | -186.3894 | 0.8541 | 12.6474 | 0.06 | -1 | -4.2 | 13.8602 | 0 | 0 | 27.0159 | 27.0159 | 27.0159 | 27.0159 | 31.4138 | 36.7497 | 0 | 0 | 9.3847 | 18.9668 | 0 | 63.2472 | 59.3832 | 15.906 | 1186.805 | 36.1553 | 66.2423 | 0 | 0.5292 | -10.3679 | 8.626 | 3.074 | 0 | 1286.268 | 317.6403 | -31.7879 | 8.9674 | 6.38 | -1.72 | 17.3415 | 5.9006 | 53.227 | 2025-11-24 | 2025_11_24 Hr 14 | 51.0453 | 0.000338 | -1286.268 | -186.3894 | 471.2342 | 845.9353 | 142.7284 | 12.7598 | 0 | 104.6599 | 236.4679 | 130.1065 | 0 | 182.7729 | 281.7479 | 0 | 0 | 14.7392 | 244.0449 | 0 | 122.6304 | 0
2025_11_24 Hr 15 | 9.8505 | 0.00228 | 0.064296 | 0 | 0 | 0 | 0 | 0 | 0 | 88.4501 | -14.5 | 0.1104 | 90 | 0 | 91.3864 | 91.3864 | 281.7479 | 0 | 0.00615 | 0.074 | 0.02596 | 0 | 0 | 0.0705 | 0.2574 | 14.7392 | 0 | 244.0449 | 0 | 0 | 0 | 0 | 17.2027 | 41.5582 | 0 | 0 | -159.3423 | 0.8541 | 12.6474 | 0.06 | -1 | -4.2 | 13.8602 | 0 | 0 | 24.8443 | 24.8443 | 24.8443 | 24.8443 | 28.8887 | 38.7504 | 0 | 0 | 9.3847 | 18.9668 | 0 | 63.2472 | 59.3832 | 13.014 | 1166.336 | 35.8379 | 65.6608 | 0 | 0.5292 | -9.8505 | 8.626 | 3.074 | 0 | 1290.852 | 315.1284 | -31.2705 | 8.9674 | 6.38 | -1.72 | 17.1893 | 5.8488 | 53.0521 | 2025-11-24 | 2025_11_24 Hr 15 | 49.5611 | -0.000333 | -1290.852 | -159.3423 | 449.6679 | 845.9353 | 141.831 | 12.7598 | 0 | 103.6206 | 217.0438 | 129.0035 | 0 | 182.7729 | 281.7479 | 0 | 0 | 14.7392 | 244.0449 | 0 | 122.6304 | 0
2025_11_24 Hr 16 | 2.5887 | 0.001575 | 0.044415 | 0 | 0 | 0 | 0 | 0 | 0 | 94.1265 | -14.5 | 0.1104 | 91 | 0 | 91.3864 | 91.3864 | 281.7479 | 0 | 0.00615 | 0.074 | 0.02596 | 0 | 0 | 0.0705 | 0.2574 | 14.7392 | 0 | 244.0449 | 0 | 0 | 0 | 0 | 17.413 | 42.0662 | 0 | 0 | -175.2825 | 0.8541 | 12.6474 | 0.06 | -1 | -4.2 | 13.8602 | 0 | 0 | 26.3452 | 26.3452 | 26.3452 | 26.3452 | 30.634 | 36.7497 | 0 | 0 | 9.3847 | 18.9668 | 0 | 65.3734 | 61.5817 | 7.953 | 1184.785 | 36.0573 | 66.0627 | 0 | 0.5292 | -2.5887 | 8.626 | 3.074 | 0 | 1288.06 | 302.5665 | -24.0087 | 8.9674 | 6.38 | -1.72 | 17.2945 | 5.8846 | 53.1516 | 2025-11-24 | 2025_11_24 Hr 16 | 53.1578 | 3.3e-05 | -1288.06 | -175.2825 | 464.574 | 850.26 | 135.7487 | 12.7598 | 0 | 104.3389 | 230.4692 | 129.7659 | 0 | 182.7729 | 281.7479 | 0 | 0 | 14.7392 | 244.0449 | 0 | 126.9551 | 0
2025_11_24 Hr 17 | 0 | 0.00072 | 0.020304 | 3.5474 | 3.5621 | 3.5609 | 0.63482 | 0.63523 | 0.63482 | 124.4006 | -14.5 | 0.1104 | 93 | 0 | 91.3864 | 91.3864 | 281.7479 | 0 | 0.00615 | 0.074 | 0.02596 | 0 | 0 | 0.0705 | 0.2574 | 14.7392 | 0 | 244.0449 | 0 | 0 | 0 | 0 | 18.5346 | 44.7758 | 0 | 0 | -221.7985 | 0.8541 | 12.6474 | 0.024167 | -1 | -4.2 | 13.8602 | 0 | 0 | 34.3502 | 34.3502 | 34.3502 | 34.3502 | 39.9421 | 34.749 | 0 | 0 | 9.3847 | 18.9668 | 0 | 69.316 | 65.0909 | 6.9408 | 1280.221 | 37.2273 | 68.2063 | 0 | 0.5292 | 0 | 8.626 | 3.074 | 0 | 1340.032 | 303.0299 | -21.42 | 8.9674 | 6.38 | -1.72 | 17.8557 | 6.0755 | 55.8147 | 2025-11-24 | 2025_11_24 Hr 17 | 58.9983 | 0.0004615 | -1340.032 | -221.7985 | 544.0733 | 870.2871 | 134.7108 | 12.7598 | 0 | 108.17 | 302.0716 | 133.8317 | 12.5753 | 182.7729 | 281.7479 | 0 | 0 | 14.7392 | 244.0449 | 0 | 134.4069 | 0
2025_11_24 Hr 18 | 0 | 0.000255 | 0.007191 | 3.5474 | 3.5621 | 3.5609 | 3.8089 | 3.8089 | 3.8089 | 146.6634 | -14.5 | 0.1104 | 93 | 0 | 91.3864 | 91.3864 | 281.7479 | 0 | 0.00615 | 0.074 | 0.02596 | 0 | 0 | 0.0705 | 0.2574 | 19.8359 | 0 | 244.0449 | 0 | 0 | 0 | 0 | 19.3593 | 46.7683 | 0 | 0 | -285.7487 | 0.8541 | 12.6474 | 0 | -1 | -4.2 | 13.8602 | 0 | 0 | 40.2369 | 40.2369 | 40.2369 | 40.2369 | 46.7871 | 38.7504 | 0 | 0 | 9.3847 | 18.9668 | 0 | 73.4131 | 69.0439 | 4.0488 | 1358.348 | 38.0877 | 69.7827 | 0 | 0.5292 | 0 | 8.626 | 3.074 | 0 | 1358.308 | 307.1287 | -21.42 | 8.9674 | 6.38 | -1.72 | 18.2684 | 6.2159 | 57.3773 | 2025-11-24 | 2025_11_24 Hr 18 | 69.776 | 0.000346 | -1358.308 | -285.7487 | 602.5348 | 892.9557 | 135.8066 | 12.7598 | 0 | 110.9873 | 354.726 | 136.8215 | 22.0972 | 182.7729 | 281.7479 | 0 | 0 | 19.8359 | 244.0449 | 0 | 142.457 | 0
2025_11_24 Hr 19 | 0 | 3e-05 | 0.000846 | 3.5474 | 3.5621 | 3.5609 | 3.8089 | 3.8089 | 3.8089 | 140.1013 | -14.5 | 0.1104 | 92 | 0 | 91.3864 | 91.3864 | 281.7479 | 0 | 0.00615 | 0.074 | 0.02596 | 0 | 0 | 0.0705 | 0.2574 | 29.2409 | 0 | 244.0449 | 0 | 0 | 0 | 0 | 19.1162 | 46.181 | 0 | 0 | -302.2041 | 0.8541 | 12.6474 | 0 | -1 | -4.2 | 13.8602 | 0 | 0 | 38.5018 | 38.5018 | 38.5018 | 38.5018 | 44.7695 | 44.6472 | 0 | 0 | 9.3847 | 18.9668 | 0 | 73.4131 | 69.0439 | 6.9408 | 1351.396 | 37.8341 | 69.3181 | 0 | 0.5292 | 0 | 8.626 | 3.074 | 0 | 1341.808 | 314.036 | -21.42 | 8.9674 | 6.38 | -1.72 | 18.1467 | 6.1745 | 56.9425 | 2025-11-24 | 2025_11_24 Hr 19 | 72.6645 | 0.000267 | -1341.808 | -302.2041 | 585.3029 | 902.3607 | 143.5889 | 12.7598 | 0 | 110.1569 | 339.2058 | 135.9402 | 22.0972 | 182.7729 | 281.7479 | 0 | 0 | 29.2409 | 244.0449 | 0 | 142.457 | 0
2025_11_24 Hr 20 | 0 | 0 | 0 | 3.5474 | 3.5621 | 3.5609 | 3.8089 | 3.8089 | 3.8089 | 123.4344 | -14.5 | 0.1104 | 92 | 0 | 91.3864 | 91.3864 | 281.7479 | 0 | 0.00615 | 0.074 | 0.02596 | 0 | 0 | 0.0705 | 0.2574 | 18.0709 | 0 | 244.0449 | 0 | 0 | 0 | 0 | 18.4988 | 44.6893 | 0 | 0 | -285.465 | 0.8541 | 12.6474 | 0 | -1 | -4.2 | 13.8602 | 0 | 0 | 34.0948 | 34.0948 | 34.0948 | 34.0948 | 39.6451 | 42.7518 | 0 | 0 | 9.3847 | 18.9668 | 0 | 73.4131 | 69.0439 | 16.9182 | 1298.697 | 37.19 | 68.1379 | 0 | 0.5292 | 0 | 8.626 | 3.074 | 0 | 1311.692 | 319.8796 | -21.42 | 8.9674 | 6.38 | -1.72 | 17.8378 | 6.0694 | 55.5334 | 2025-11-24 | 2025_11_24 Hr 20 | 65.0461 | -0.00037 | -1311.692 | -285.465 | 541.5361 | 891.1907 | 151.67 | 12.7598 | 0 | 108.0478 | 299.7864 | 133.7019 | 22.0972 | 182.7729 | 281.7479 | 0 | 0 | 18.0709 | 244.0449 | 0 | 142.457 | 0
2025_11_24 Hr 21 | 0 | 0 | 0 | 3.5474 | 3.5621 | 3.5609 | 3.8089 | 3.8089 | 3.8089 | 115.8256 | -14.5 | 0.1104 | 93 | 0 | 91.3864 | 91.3864 | 281.7479 | 0 | 0.00615 | 0.074 | 0.02596 | 0 | 0 | 0.0705 | 0.2574 | 17.0925 | 0 | 244.0449 | 0 | 0 | 0 | 0 | 18.2169 | 44.0083 | 0 | 0 | -319.9973 | 0.8541 | 12.6474 | 0 | -1 | -4.2 | 13.8602 | 0 | 0 | 32.0829 | 32.0829 | 32.0829 | 32.0829 | 37.3056 | 44.6472 | 0 | 0 | 9.3847 | 18.9668 | 0 | 73.4131 | 69.0439 | 13.014 | 1278.76 | 36.8959 | 67.5992 | 0 | 0.5292 | 0 | 8.626 | 3.074 | 0 | 1255.192 | 317.849 | -21.42 | 8.9674 | 6.38 | -1.72 | 17.6967 | 6.0214 | 53.7575 | 2025-11-24 | 2025_11_24 Hr 21 | 68.1255 | -0.000361 | -1255.192 | -319.9973 | 521.5555 | 890.2124 | 150.6612 | 12.7598 | 0 | 107.0849 | 281.7906 | 132.68 | 22.0972 | 182.7729 | 281.7479 | 0 | 0 | 17.0925 | 244.0449 | 0 | 142.457 | 0
2025_11_24 Hr 22 | 0 | 0 | 0 | 3.5474 | 3.5621 | 3.5609 | 3.8089 | 3.8089 | 3.8089 | 92.4356 | -14.5 | 0.1104 | 90 | 0 | 91.3864 | 91.3864 | 281.7479 | 0 | 0.00615 | 0.074 | 0.02596 | 0 | 0 | 0.0705 | 0.2574 | 17.0925 | 0 | 244.0449 | 0 | 0 | 0 | 0 | 17.3503 | 41.9149 | 0 | 0 | -310.3408 | 0.8541 | 12.6474 | 0 | -1 | -4.2 | 13.8602 | 0 | 0 | 25.8981 | 25.8981 | 25.8981 | 25.8981 | 30.1141 | 53.5977 | 0 | 0 | 9.3847 | 18.9668 | 0 | 73.4131 | 69.0439 | 5.9286 | 1220.48 | 35.9919 | 65.943 | 0 | 0.5292 | 0 | 8.626 | 3.074 | 0 | 1202.292 | 313.5728 | -21.42 | 8.9674 | 6.38 | -1.72 | 17.2632 | 5.8739 | 51.5423 | 2025-11-24 | 2025_11_24 Hr 22 | 68.5874 | -0.000397 | -1202.292 | -310.3408 | 460.1339 | 890.2124 | 149.5263 | 12.7598 | 0 | 104.1249 | 226.4702 | 129.5388 | 22.0972 | 182.7729 | 281.7479 | 0 | 0 | 17.0925 | 244.0449 | 0 | 142.457 | 0
2025_11_24 Hr 23 | 0 | 0 | 0 | 3.5474 | 3.5621 | 3.5609 | 3.8089 | 3.8089 | 3.8089 | 65.3419 | 0 | 0.1104 | 92 | 0 | 91.3864 | 91.3864 | 283.5925 | 0 | 0.00615 | 0.074 | 0.02596 | 0 | 0 | 0.0705 | 0.2574 | 17.6805 | 0 | 245.025 | 0 | 0 | 0 | 0 | 16.3466 | 39.49 | 0 | 0 | -326.5105 | 0.8541 | 12.6474 | 0 | -1 | -4.2 | 13.8602 | 0 | 0 | 18.7341 | 18.7341 | 18.7341 | 18.7341 | 21.7838 | 58.6521 | 0 | 0 | 9.3847 | 18.9668 | 0 | 74.1091 | 69.6985 | 3.0366 | 1157.734 | 34.9448 | 64.0245 | 0 | 0.5292 | 0 | 8.626 | 3.074 | 0 | 1138.4 | 314.0966 | -6.92 | 8.9674 | 6.38 | -1.72 | 16.7609 | 5.703 | 49.233 | 2025-11-24 | 2025_11_24 Hr 23 | 70.4123 | -2.4e-05 | -1138.4 | -326.5105 | 403.4863 | 894.9757 | 153.6887 | 12.7598 | 0 | 100.6963 | 162.3899 | 140.4002 | 22.0972 | 182.7729 | 283.5925 | 0 | 0 | 17.6805 | 245.025 | 0 | 143.8077 | 0
2025_11_24 Hr 24 | 0 | 0 | 0 | 3.5474 | 3.5621 | 3.5609 | 3.8089 | 3.8089 | 3.8089 | 45.3738 | 0 | 0.1104 | 93 | 0 | 91.3864 | 91.3864 | 283.5925 | 0 | 0.00615 | 0.074 | 0.02596 | 0 | 0 | 0.0705 | 0.2574 | 19.8359 | 0 | 245.025 | 0 | 0 | 0 | 0 | 15.6068 | 37.7029 | 0 | 0 | -333.5887 | 0.8541 | 12.6474 | 0 | -1 | -4.2 | 13.8602 | 0 | 0 | 13.4542 | 13.4542 | 13.4542 | 13.4542 | 15.6444 | 55.5984 | 0 | 0 | 9.3847 | 18.9668 | 0 | 74.1091 | 69.6985 | 4.0488 | 1110.135 | 34.1731 | 62.6106 | 0 | 0.5292 | 0 | 8.626 | 3.074 | 0 | 1080 | 310.3734 | -6.92 | 8.9674 | 6.38 | -1.72 | 16.3908 | 5.5771 | 47.0209 | 2025-11-24 | 2025_11_24 Hr 24 | 76.0275 | 3e-06 | -1080 | -333.5887 | 351.0506 | 897.1311 | 152.6472 | 12.7598 | 0 | 98.1694 | 115.1628 | 137.7185 | 22.0972 | 182.7729 | 283.5925 | 0 | 0 | 19.8359 | 245.025 | 0 | 143.8077 | 0
2025_11_25 Hr 01 | 0 | 0 | 0 | 3.5474 | 3.5621 | 3.5609 | 3.8089 | 3.8089 | 3.8089 | 36.6934 | 0 | 0.1104 | 94 | 0 | 91.3864 | 91.3864 | 283.5925 | 0 | 0.00615 | 0.074 | 0.02596 | 0 | 0 | 0.0705 | 0.2574 | 29.2409 | 0 | 245.025 | 0 | 0 | 0 | 0 | 14.7209 | 35.5618 | 0 | 0 | -306.5471 | 0.8541 | 12.6545 | 0 | -1 | -4.2 | 13.882 | 0 | 0 | 5.5299 | 5.5299 | 5.5299 | 5.5299 | 6.4302 | 53.5977 | 0 | 0 | 9.3998 | 19.9288 | 0 | 74.1091 | 69.6985 | 4.9164 | 1066.962 | 34.7983 | 63.3973 | 0 | 0.5292 | 0 | 8.626 | 3.074 | 0 | 1066.408 | 312.9135 | -6.92 | 8.9637 | 6.38 | -1.72 | 16.6195 | 5.6478 | 46.1286 | 2025-11-25 | 2025_11_25 Hr 01 | 78.3793 | 0.000343 | -1066.408 | -306.5471 | 301.1454 | 906.5361 | 152.5141 | 12.7598 | 0 | 95.1826 | 65.5712 | 140.3916 | 22.0972 | 182.7729 | 283.5925 | 0 | 0 | 29.2409 | 245.025 | 0 | 143.8077 | 0
2025_11_25 Hr 02 | 0 | 0 | 0 | 3.5474 | 3.5621 | 3.5609 | 3.8089 | 3.8089 | 3.8089 | 36.6934 | 0 | 0.1104 | 94 | 0 | 91.3864 | 91.3864 | 283.5925 | 0 | 0.00615 | 0.074 | 0.02596 | 0 | 0 | 0.0705 | 0.2574 | 38.6459 | 0 | 245.025 | 0 | 0 | 0 | 0 | 14.8166 | 35.7931 | 0 | 0 | -338.9817 | 0.8541 | 12.6545 | 0 | -1 | -4.2 | 13.882 | 0 | 0 | 6.2529 | 6.2529 | 6.2529 | 6.2529 | 7.2708 | 50.6493 | 0 | 0 | 9.3998 | 19.9288 | 0 | 74.1091 | 69.6985 | 9.9774 | 1080.427 | 34.9011 | 63.5858 | 0 | 0.5292 | 0 | 8.626 | 3.074 | 0 | 1049.908 | 315.3835 | -6.92 | 8.9637 | 6.38 | -1.72 | 16.6689 | 5.6646 | 45.904 | 2025-11-25 | 2025_11_25 Hr 02 | 69.93 | 0.000368 | -1049.908 | -338.9817 | 305.5625 | 915.9411 | 154.6267 | 12.7598 | 0 | 95.5096 | 69.3037 | 140.7491 | 22.0972 | 182.7729 | 283.5925 | 0 | 0 | 38.6459 | 245.025 | 0 | 143.8077 | 0
2025_11_25 Hr 03 | 0 | 0 | 0 | 3.5474 | 3.5621 | 3.5609 | 3.8089 | 3.8089 | 3.8089 | 36.6934 | 0 | 0.1104 | 93 | 0 | 91.3864 | 91.3864 | 283.5925 | 0 | 0.00615 | 0.074 | 0.02596 | 0 | 0 | 0.0705 | 0.2574 | 45.6765 | 0 | 245.025 | 0 | 0 | 0 | 0 | 14.5555 | 35.1623 | 0 | 0 | -323.791 | 0.8541 | 12.6545 | 0 | -1 | -4.2 | 13.882 | 0 | 0 | 4.2812 | 4.2812 | 4.2812 | 4.2812 | 4.9781 | 41.6988 | 0 | 0 | 9.3998 | 19.9288 | 0 | 74.1091 | 69.6985 | 7.953 | 1076.386 | 34.6207 | 63.0718 | 0 | 0.5292 | 0 | 8.626 | 3.074 | 0 | 1048.108 | 302.4337 | -6.92 | 8.9637 | 6.38 | -1.72 | 16.5341 | 5.6188 | 45.6331 | 2025-11-25 | 2025_11_25 Hr 03 | 70.5972 | 0.000373 | -1048.108 | -323.791 | 293.5161 | 922.9717 | 142.6518 | 12.7598 | 0 | 94.6178 | 59.1241 | 139.7742 | 22.0972 | 182.7729 | 283.5925 | 0 | 0 | 45.6765 | 245.025 | 0 | 143.8077 | 0
2025_11_25 Hr 04 | 0 | 0 | 0 | 3.5474 | 3.5621 | 3.5609 | 3.8089 | 3.8089 | 3.8089 | 36.6934 | 0 | 0.1104 | 92 | 0 | 91.3864 | 91.3864 | 283.5925 | 0 | 0.00615 | 0.074 | 0.02596 | 0 | 0 | 0.0705 | 0.2574 | 46.06 | 0 | 245.025 | 0 | 0 | 0 | 0 | 14.7325 | 35.5898 | 0 | 0 | -307.7247 | 0.8541 | 12.6545 | 0 | -1 | -4.2 | 13.882 | 0 | 0 | 5.6176 | 5.6176 | 5.6176 | 5.6176 | 6.5321 | 45.7002 | 0 | 0 | 9.3998 | 19.9288 | 0 | 74.1091 | 69.6985 | 5.9286 | 1084.273 | 34.8107 | 63.4202 | 0 | 0.5292 | 0 | 8.626 | 3.074 | 0 | 1073.7 | 304.0715 | -6.92 | 8.9637 | 6.38 | -1.72 | 16.6255 | 5.6498 | 46.4319 | 2025-11-25 | 2025_11_25 Hr 04 | 70.1348 | -1.6e-05 | -1073.7 | -307.7247 | 301.6809 | 923.3552 | 143.6288 | 12.7598 | 0 | 95.2223 | 66.0236 | 140.435 | 22.0972 | 182.7729 | 283.5925 | 0 | 0 | 46.06 | 245.025 | 0 | 143.8077 | 0
2025_11_25 Hr 05 | 0 | 0 | 0 | 3.5474 | 3.5621 | 3.5609 | 3.8089 | 3.8089 | 3.8089 | 36.6934 | 0 | 0.1104 | 91 | 0 | 91.3864 | 91.3864 | 283.5925 | 0 | 0.00615 | 0.074 | 0.02596 | 0 | 0 | 0.0705 | 0.2574 | 45.9947 | 0 | 245.025 | 0 | 0 | 0 | 0 | 15.3664 | 37.1212 | 0 | 0 | -312.2601 | 0.8541 | 12.6545 | 0 | -1 | -4.2 | 13.882 | 0 | 0 | 10.4045 | 10.4045 | 10.4045 | 10.4045 | 12.0982 | 56.6514 | 0 | 0 | 9.3998 | 19.9288 | 0 | 74.1091 | 69.6985 | 8.9652 | 1111.087 | 35.2419 | 64.668 | 0 | 0.5292 | 0 | 8.626 | 3.074 | 0 | 1111.083 | 319.1765 | -6.92 | 8.9637 | 6.38 | -1.72 | 16.9526 | 5.761 | 47.9672 | 2025-11-25 | 2025_11_25 Hr 05 | 72.916 | 0.000331 | -1111.083 | -312.2601 | 330.6771 | 923.2899 | 156.6166 | 12.7598 | 0 | 97.3876 | 90.7373 | 142.5522 | 22.0972 | 182.7729 | 283.5925 | 0 | 0 | 45.9947 | 245.025 | 0 | 143.8077 | 0
2025_11_25 Hr 06 | 0 | 0 | 0 | 3.5474 | 3.5621 | 3.5609 | 3.8089 | 3.8089 | 3.8089 | 75.0798 | 0 | 0.1104 | 89 | 0 | 91.3864 | 91.3864 | 283.5925 | 0 | 0.00615 | 0.074 | 0.02596 | 0 | 0 | 0.0705 | 0.2574 | 44.2335 | 0 | 245.025 | 0 | 0 | 0 | 0 | 16.7561 | 40.4783 | 0 | 0 | -312.3292 | 0.8541 | 12.6545 | 0 | -1 | -4.2 | 13.882 | 0 | 0 | 20.8984 | 20.8984 | 20.8984 | 20.8984 | 24.3004 | 55.5984 | 0 | 0 | 9.3998 | 19.9288 | 0 | 74.1091 | 69.6985 | 8.9652 | 1206.637 | 36.7344 | 67.4036 | 0 | 0.5292 | 0 | 8.626 | 3.074 | 0 | 1208.7 | 321.3124 | -6.92 | 8.9637 | 6.38 | -1.72 | 17.6697 | 6.0047 | 51.8214 | 2025-11-25 | 2025_11_25 Hr 06 | 70.6171 | -3e-05 | -1208.7 | -312.3292 | 433.1771 | 921.5287 | 153.5636 | 12.7598 | 0 | 102.1344 | 183.3016 | 147.7411 | 22.0972 | 182.7729 | 283.5925 | 0 | 0 | 44.2335 | 245.025 | 0 | 143.8077 | 0
2025_11_25 Hr 07 | 0 | 0 | 0 | 3.5474 | 3.5621 | 3.5609 | 3.8089 | 3.8089 | 3.8089 | 109.5988 | -14.5 | 0.1104 | 86 | 0 | 91.3864 | 91.3864 | 281.7479 | 0 | 0.00615 | 0.074 | 0.02596 | 0 | 0 | 0.0705 | 0.2574 | 43.4499 | 0 | 244.0449 | 0 | 0 | 0 | 0 | 17.9746 | 43.422 | 0 | 0 | -282.8101 | 0.8541 | 12.6545 | 0 | -1 | -4.2 | 13.882 | 0 | 0 | 30.0997 | 30.0997 | 30.0997 | 30.0997 | 34.9997 | 56.6514 | 0 | 0 | 9.3998 | 19.9288 | 0 | 73.4131 | 69.0439 | 4.9164 | 1287.864 | 38.0431 | 69.8022 | 0 | 0.5292 | 0 | 8.626 | 3.074 | 0 | 1303.5 | 319.8664 | -21.42 | 8.9637 | 6.38 | -1.72 | 18.2985 | 6.2183 | 55.1751 | 2025-11-25 | 2025_11_25 Hr 07 | 73.4144 | -9.2e-05 | -1303.5 | -282.8101 | 509.4126 | 916.5698 | 147.5678 | 12.7598 | 0 | 106.2965 | 265.3252 | 137.7909 | 22.0972 | 182.7729 | 281.7479 | 0 | 0 | 43.4499 | 244.0449 | 0 | 142.457 | 0
2025_11_25 Hr 08 | 0.51906 | 0 | 0 | 3.5474 | 3.5621 | 3.5609 | 3.8089 | 3.8089 | 3.8089 | 133.6799 | -14.5 | 0.1104 | 75 | 0 | 91.3864 | 91.3864 | 281.7479 | 0 | 0.00615 | 0.074 | 0.02596 | 0 | 0 | 0.0705 | 0.2574 | 17.0925 | 0 | 244.0449 | 0 | 0 | 0 | 0 | 18.8247 | 45.4755 | 0 | 0 | -255.6132 | 0.8541 | 12.6545 | 0 | -1 | -4.2 | 13.882 | 0 | 0 | 36.5187 | 36.5187 | 36.5187 | 36.5187 | 42.4636 | 58.6521 | 0 | 0 | 9.3998 | 19.9288 | 0 | 73.4131 | 69.0439 | 9.9774 | 1321.631 | 38.9561 | 71.4755 | 0 | 0.5292 | -0.51906 | 8.626 | 3.074 | 0 | 1363.7 | 319.6212 | -21.9391 | 8.9637 | 6.38 | -1.72 | 18.7371 | 6.3674 | 57.1936 | 2025-11-25 | 2025_11_25 Hr 08 | 73.4144 | -8.9e-05 | -1363.7 | -255.6132 | 572.7114 | 890.2124 | 143.6295 | 12.7598 | 0 | 109.2001 | 322.5464 | 140.9649 | 22.0972 | 182.7729 | 281.7479 | 0 | 0 | 17.0925 | 244.0449 | 0 | 142.457 | 0
2025_11_25 Hr 09 | 1.5472 | 0 | 0 | 3.5474 | 3.5621 | 3.5609 | 3.8089 | 3.8089 | 3.8089 | 128.0501 | -14.5 | 0.1104 | 67 | 0 | 91.3864 | 91.3864 | 281.7479 | 0 | 0.00615 | 0.074 | 0.02596 | 0 | 0 | 0.0705 | 0.2574 | 17.6805 | 0 | 244.0449 | 0 | 0 | 0 | 0 | 18.6259 | 44.9954 | 0 | 0 | -253.2998 | 0.8541 | 12.6545 | 0 | -1 | -4.2 | 13.882 | 0 | 0 | 35.018 | 35.018 | 35.018 | 35.018 | 40.7186 | 56.6514 | 0 | 0 | 9.3998 | 19.9288 | 0 | 73.4131 | 69.0439 | 20.967 | 1308.162 | 38.7426 | 71.0843 | 0 | 0.5292 | -1.5472 | 8.626 | 3.074 | 0 | 1352.792 | 320.8962 | -22.9672 | 8.9637 | 6.38 | -1.72 | 18.6346 | 6.3326 | 56.7326 | 2025-11-25 | 2025_11_25 Hr 09 | 69.8485 | -0.00029 | -1352.792 | -253.2998 | 557.913 | 890.8003 | 144.6184 | 12.7598 | 0 | 108.5213 | 309.1688 | 140.2229 | 22.0972 | 182.7729 | 281.7479 | 0 | 0 | 17.6805 | 244.0449 | 0 | 142.457 | 0
2025_11_25 Hr 10 | 1.5489 | 7.5e-05 | 0.002115 | 3.5474 | 3.5621 | 3.5609 | 3.8089 | 3.8089 | 3.8089 | 128.9952 | -14.5 | 0.1104 | 30 | 0 | 91.3864 | 91.3864 | 281.7479 | 0 | 0.00615 | 0.074 | 0.02596 | 0 | 0 | 0.0705 | 0.2574 | 16.5699 | 0 | 244.0449 | 0 | 0 | 0 | 0 | 18.6593 | 45.076 | 0 | 0 | -184.6041 | 0.8541 | 12.6545 | 0 | -1 | -4.2 | 13.882 | 0 | 0 | 35.27 | 35.27 | 35.27 | 35.27 | 41.0116 | 50.6493 | 0 | 0 | 9.3998 | 19.9288 | 0 | 73.4131 | 69.0439 | 13.014 | 1309.414 | 38.7785 | 71.15 | 0 | 0.5292 | -1.5489 | 8.626 | 3.074 | 0 | 1371.908 | 270.0674 | -22.9689 | 8.9637 | 6.38 | -1.72 | 18.6518 | 6.3384 | 56.5833 | 2025-11-25 | 2025_11_25 Hr 10 | 67.6252 | 0.000296 | -1371.908 | -184.6041 | 560.3973 | 889.6898 | 93.6655 | 12.7598 | 0 | 108.6353 | 311.4146 | 140.3475 | 22.0972 | 182.7729 | 281.7479 | 0 | 0 | 16.5699 | 244.0449 | 0 | 142.457 | 0
2025_11_25 Hr 11 | 4.1375 | 0.000375 | 0.010575 | 3.5474 | 3.5621 | 3.5609 | 3.8089 | 3.8089 | 3.8089 | 129.2007 | -14.5 | 0.1104 | 28 | 0 | 91.3864 | 91.3864 | 281.7479 | 0 | 0.00615 | 0.074 | 0.02596 | 0 | 0 | 0.0705 | 0.2574 | 19.8359 | 0 | 244.0449 | 0 | 0 | 0 | 0 | 18.6666 | 45.0935 | 0 | 0 | -230.0603 | 0.8541 | 12.6545 | 0 | -1 | -4.2 | 13.882 | 0 | 0 | 35.3248 | 35.3248 | 35.3248 | 35.3248 | 41.0753 | 51.7023 | 0 | 0 | 9.3998 | 19.9288 | 0 | 73.4131 | 69.0439 | 9.9774 | 1313.201 | 38.7863 | 71.1642 | 0 | 0.5292 | -4.1375 | 8.626 | 3.074 | 0 | 1326.283 | 268.6999 | -25.5575 | 8.9637 | 6.38 | -1.72 | 18.6555 | 6.3397 | 55.3804 | 2025-11-25 | 2025_11_25 Hr 11 | 72.2196 | 0.000359 | -1326.283 | -230.0603 | 560.9375 | 892.9557 | 89.6907 | 12.7598 | 0 | 108.66 | 311.9029 | 140.3745 | 22.0972 | 182.7729 | 281.7479 | 0 | 0 | 19.8359 | 244.0449 | 0 | 142.457 | 0
2025_11_25 Hr 12 | 3.6185 | 0.000735 | 0.020727 | 3.5474 | 3.5621 | 3.5609 | 3.8089 | 3.8089 | 3.8089 | 124.5571 | -14.5 | 0.1104 | 30 | 0 | 91.3864 | 91.3864 | 281.7479 | 0 | 0.00615 | 0.074 | 0.02596 | 0 | 0 | 0.0705 | 0.2574 | 20.815 | 0 | 244.0449 | 0 | 0 | 0 | 0 | 18.5026 | 44.6975 | 0 | 0 | -205.0907 | 0.8541 | 12.6545 | 0 | -1 | -4.2 | 13.882 | 0 | 0 | 34.087 | 34.087 | 34.087 | 34.087 | 39.636 | 36.7497 | 0 | 0 | 9.3998 | 19.9288 | 0 | 73.4131 | 69.0439 | 12.0018 | 1302.597 | 38.6102 | 70.8416 | 0 | 0.5292 | -3.6185 | 8.626 | 3.074 | 0 | 1329.108 | 256.6409 | -25.0385 | 8.9637 | 6.38 | -1.72 | 18.5709 | 6.3109 | 55.1634 | 2025-11-25 | 2025_11_25 Hr 12 | 68.937 | 0.000353 | -1329.108 | -205.0907 | 548.7314 | 893.9349 | 78.773 | 12.7598 | 0 | 108.1001 | 300.8688 | 139.7625 | 22.0972 | 182.7729 | 281.7479 | 0 | 0 | 20.815 | 244.0449 | 0 | 142.457 | 0
2025_11_25 Hr 13 | 4.1392 | 0.0021 | 0.05922 | 3.5474 | 3.5621 | 3.5609 | 3.8089 | 3.8089 | 3.8089 | 117.8176 | -14.5 | 0.1104 | 31 | 0 | 91.3864 | 91.3864 | 281.7479 | 0 | 0.00615 | 0.074 | 0.02596 | 0 | 0 | 0.0705 | 0.2574 | 19.8359 | 0 | 244.0449 | 0 | 0 | 0 | 0 | 18.2647 | 44.1228 | 0 | 0 | -200.3076 | 0.8541 | 12.6545 | 0 | -1 | -4.2 | 13.882 | 0 | 0 | 32.2905 | 32.2905 | 32.2905 | 32.2905 | 37.5471 | 31.8006 | 0 | 0 | 9.3998 | 19.9288 | 0 | 73.4131 | 69.0439 | 17.9304 | 1284.829 | 38.3547 | 70.3733 | 0 | 0.5292 | -4.1392 | 8.626 | 3.074 | 0 | 1317.217 | 258.2542 | -25.5592 | 8.9637 | 6.38 | -1.72 | 18.4482 | 6.2692 | 54.631 | 2025-11-25 | 2025_11_25 Hr 13 | 71.2459 | -0.000435 | -1317.217 | -200.3076 | 531.0163 | 892.9557 | 80.7923 | 12.7598 | 0 | 107.2875 | 284.8546 | 138.8742 | 22.0972 | 182.7729 | 281.7479 | 0 | 0 | 19.8359 | 244.0449 | 0 | 142.457 | 0
2025_11_25 Hr 14 | 2.0729 | 0.00165 | 0.04653 | 3.5474 | 3.5621 | 3.5609 | 3.8089 | 3.8089 | 3.8089 | 102.4485 | -14.5 | 0.1104 | 29 | 0 | 91.3864 | 91.3864 | 281.7479 | 0 | 0.00615 | 0.074 | 0.02596 | 0 | 0 | 0.0705 | 0.2574 | 29.24 | 0 | 244.0449 | 0 | 0 | 0 | 0 | 17.7222 | 42.8122 | 0 | 0 | -142.1724 | 0.8541 | 12.6545 | 0 | -1 | -4.2 | 13.882 | 0 | 0 | 28.1937 | 28.1937 | 28.1937 | 28.1937 | 32.7834 | 33.8013 | 0 | 0 | 9.3998 | 19.9288 | 0 | 73.4131 | 69.0439 | 9.9774 | 1255.848 | 37.772 | 69.3053 | 0 | 0.5292 | -2.0729 | 8.626 | 3.074 | 0 | 1336.392 | 246.2094 | -23.4929 | 8.9637 | 6.38 | -1.72 | 18.1682 | 6.1741 | 54.623 | 2025-11-25 | 2025_11_25 Hr 14 | 72.6501 | -0.000368 | -1336.392 | -142.1724 | 490.6174 | 902.3599 | 72.8269 | 12.7598 | 0 | 105.4344 | 248.3346 | 136.8484 | 22.0972 | 182.7729 | 281.7479 | 0 | 0 | 29.24 | 244.0449 | 0 | 142.457 | 0
2025_11_25 Hr 15 | 6.7478 | 0.00216 | 0.060912 | 3.5474 | 3.5621 | 3.5609 | 3.8089 | 3.8089 | 3.8089 | 103.3525 | -14.5 | 0.1104 | 27 | 0 | 91.3864 | 91.3864 | 281.7479 | 0 | 0.00615 | 0.074 | 0.02596 | 0 | 0 | 0.0705 | 0.2574 | 38.6438 | 0 | 244.0449 | 0 | 0 | 0 | 0 | 17.7541 | 42.8893 | 0 | 0 | -130.8405 | 0.8541 | 12.6545 | 0 | -1 | -4.2 | 13.882 | 0 | 0 | 28.4347 | 28.4347 | 28.4347 | 28.4347 | 33.0636 | 25.7985 | 0 | 0 | 9.3998 | 19.9288 | 0 | 70.5293 | 66.2324 | 8.9652 | 1261.828 | 37.8063 | 69.3681 | 0 | 0.5292 | -6.7478 | 8.626 | 3.074 | 0 | 1342.808 | 239.9889 | -28.1678 | 8.9637 | 6.38 | -1.72 | 18.1847 | 6.1797 | 54.7272 | 2025-11-25 | 2025_11_25 Hr 15 | 69.0165 | 0.000224 | -1342.808 | -130.8405 | 492.9938 | 906.0684 | 61.8268 | 12.7598 | 0 | 105.5434 | 250.4828 | 136.9676 | 22.0972 | 182.7729 | 281.7479 | 0 | 0 | 38.6438 | 244.0449 | 0 | 136.7617 | 0
2025_11_25 Hr 16 | 2.0696 | 0.001845 | 0.052029 | 3.5474 | 3.5621 | 3.5609 | 3.8089 | 3.8089 | 3.8089 | 111.5713 | -14.5 | 0.1104 | 22 | 0 | 91.3864 | 91.3864 | 281.7479 | 0 | 0.00615 | 0.074 | 0.02596 | 0 | 0 | 0.0705 | 0.2574 | 45.6765 | 0 | 244.0449 | 0 | 0 | 0 | 0 | 18.0442 | 43.5902 | 0 | 0 | -154.2695 | 0.8541 | 12.6545 | 0 | -1 | -4.2 | 13.882 | 0 | 0 | 30.6255 | 30.6255 | 30.6255 | 30.6255 | 35.611 | 31.8006 | 0 | 0 | 9.3998 | 19.9288 | 0 | 73.4131 | 69.0439 | 7.953 | 1295.067 | 38.1179 | 69.9392 | 0 | 0.5292 | -2.0696 | 8.626 | 3.074 | 0 | 1353.692 | 236.3837 | -23.4896 | 8.9637 | 6.38 | -1.72 | 18.3344 | 6.2306 | 55.4651 | 2025-11-25 | 2025_11_25 Hr 16 | 82.8612 | -0.000417 | -1353.692 | -154.2695 | 514.5975 | 918.7963 | 61.8075 | 12.7598 | 0 | 106.5344 | 270.0122 | 138.0509 | 22.0972 | 182.7729 | 281.7479 | 0 | 0 | 45.6765 | 244.0449 | 0 | 142.457 | 0
2025_11_25 Hr 17 | 0 | 0.00063 | 0.017766 | 3.5474 | 3.5621 | 3.5609 | 3.8089 | 3.8089 | 3.8089 | 135.5703 | -14.5 | 0.1104 | 32 | 0 | 91.3864 | 91.3864 | 281.7479 | 0 | 0.00615 | 0.074 | 0.02596 | 0 | 0 | 0.0705 | 0.2574 | 46.06 | 0 | 244.0449 | 0 | 0 | 0 | 0 | 18.8914 | 45.6367 | 0 | 0 | -193.7509 | 0.8541 | 12.6545 | 0 | -1 | -4.2 | 13.882 | 0 | 0 | 37.0226 | 37.0226 | 37.0226 | 37.0226 | 43.0496 | 41.6988 | 0 | 0 | 9.3998 | 19.9288 | 0 | 73.4131 | 69.0439 | 17.9304 | 1355.336 | 39.0277 | 71.6068 | 0 | 0.5292 | 0 | 8.626 | 3.074 | 0 | 1407.517 | 267.3516 | -21.42 | 8.9637 | 6.38 | -1.72 | 18.7716 | 6.3791 | 58.1092 | 2025-11-25 | 2025_11_25 Hr 17 | 85.4561 | -0.000316 | -1407.517 | -193.7509 | 577.6803 | 919.1799 | 91.6476 | 12.7598 | 0 | 109.428 | 327.0382 | 141.2141 | 22.0972 | 182.7729 | 281.7479 | 0 | 0 | 46.06 | 244.0449 | 0 | 142.457 | 0
2025_11_25 Hr 18 | 0 | 0.00012 | 0.003384 | 3.5474 | 3.5621 | 3.5609 | 3.8089 | 3.8089 | 3.8089 | 156.1173 | -14.5 | 0.1104 | 33 | 0 | 91.3864 | 91.3864 | 281.7479 | 0 | 0.00615 | 0.074 | 0.02596 | 0 | 0 | 0.0705 | 0.2574 | 46.06 | 0 | 244.0449 | 0 | 0 | 0 | 0 | 19.6167 | 47.3888 | 0 | 0 | -252.8817 | 0.8541 | 12.6545 | 0 | -1 | -4.2 | 13.882 | 0 | 0 | 42.4996 | 42.4996 | 42.4996 | 42.4996 | 49.4181 | 42.7518 | 0 | 0 | 9.3998 | 19.9288 | 0 | 73.4131 | 69.0439 | 43.8138 | 1406.623 | 39.8067 | 73.0346 | 0 | 0.5292 | 0 | 8.626 | 3.074 | 0 | 1430.317 | 297.9957 | -21.42 | 8.9637 | 6.38 | -1.72 | 19.1458 | 6.5063 | 59.7873 | 2025-11-25 | 2025_11_25 Hr 18 | 109.0932 | -0.000377 | -1430.317 | -252.8817 | 631.6895 | 919.1799 | 119.5691 | 12.7598 | 0 | 111.9055 | 375.8617 | 143.9223 | 22.0972 | 182.7729 | 281.7479 | 0 | 0 | 46.06 | 244.0449 | 0 | 142.457 | 0
2025_11_25 Hr 19 | 0 | 4.5e-05 | 0.001269 | 3.5474 | 3.5621 | 3.5609 | 3.8089 | 3.8089 | 3.8089 | 148.1451 | -14.5 | 0.1104 | 34 | 0 | 91.3864 | 91.3864 | 281.7479 | 0 | 0.00615 | 0.074 | 0.02596 | 0 | 0 | 0.0705 | 0.2574 | 46.06 | 0 | 244.0449 | 0 | 0 | 0 | 0 | 19.3353 | 46.709 | 0 | 0 | -282.2557 | 0.8541 | 12.6545 | 0 | -1 | -4.2 | 13.882 | 0 | 0 | 40.3745 | 40.3745 | 40.3745 | 40.3745 | 46.9471 | 45.7002 | 0 | 0 | 9.3998 | 19.9288 | 0 | 73.4131 | 69.0439 | 61.8888 | 1386.716 | 39.5045 | 72.4806 | 0 | 0.5292 | 0 | 8.626 | 3.074 | 0 | 1402.008 | 318.9683 | -21.42 | 8.9637 | 6.38 | -1.72 | 19.0006 | 6.457 | 59.0563 | 2025-11-25 | 2025_11_25 Hr 19 | 96.1723 | 0.000303 | -1402.008 | -282.2557 | 610.734 | 919.1799 | 141.5903 | 12.7598 | 0 | 110.9443 | 356.9183 | 142.8715 | 22.0972 | 182.7729 | 281.7479 | 0 | 0 | 46.06 | 244.0449 | 0 | 142.457 | 0
2025_11_25 Hr 20 | 0 | 0 | 0 | 3.5474 | 3.5621 | 3.5609 | 3.8089 | 3.8089 | 3.8089 | 140.8303 | -14.5 | 0.1104 | 29 | 0 | 91.3864 | 91.3864 | 281.7479 | 0 | 0.00615 | 0.074 | 0.02596 | 0 | 0 | 0.0705 | 0.2574 | 46.06 | 7.2612 | 244.0449 | 0 | 0 | 0 | 0 | 19.0771 | 46.0852 | 0 | 0 | -307.658 | 0.8541 | 12.6545 | 0 | -1 | -4.2 | 13.882 | 0 | 0 | 38.4247 | 38.4247 | 38.4247 | 38.4247 | 44.6799 | 51.7023 | 0 | 0 | 9.3998 | 19.9288 | 0 | 73.4131 | 69.0439 | 62.7564 | 1375.713 | 39.2272 | 71.9723 | 0 | 0.5292 | 0 | 8.626 | 3.074 | 0 | 1366.508 | 319.8738 | -21.42 | 8.9637 | 6.38 | -1.72 | 18.8674 | 6.4117 | 57.9892 | 2025-11-25 | 2025_11_25 Hr 20 | 99.8059 | 0.00024 | -1366.508 | -307.658 | 591.5066 | 926.4411 | 143.4587 | 12.7598 | 0 | 110.0623 | 339.537 | 141.9074 | 22.0972 | 182.7729 | 281.7479 | 0 | 7.2612 | 46.06 | 244.0449 | 0 | 142.457 | 0
2025_11_25 Hr 21 | 0 | 0 | 0 | 3.5474 | 3.5621 | 3.5609 | 3.8089 | 3.8089 | 3.8089 | 125.6666 | -14.5 | 0.1104 | 30 | 0 | 91.3864 | 91.3864 | 281.7479 | 0 | 0.00615 | 0.074 | 0.02596 | 0 | 0 | 0.0705 | 0.2574 | 46.06 | 7.2612 | 244.0449 | 0 | 0 | 0 | 0 | 18.5418 | 44.7921 | 0 | 0 | -315.0726 | 0.8541 | 12.6545 | 0 | -1 | -4.2 | 13.882 | 0 | 0 | 34.3827 | 34.3827 | 34.3827 | 34.3827 | 39.9799 | 56.6514 | 0 | 0 | 9.3998 | 19.9288 | 0 | 73.4131 | 69.0439 | 64.7808 | 1337.852 | 38.6523 | 70.9187 | 0 | 0.5292 | 0 | 8.626 | 3.074 | 0 | 1327.208 | 325.8486 | -21.42 | 8.9637 | 6.38 | -1.72 | 18.5912 | 6.3178 | 56.5355 | 2025-11-25 | 2025_11_25 Hr 21 | 103.883 | 0.000344 | -1327.208 | -315.0726 | 551.6478 | 926.4411 | 151.4322 | 12.7598 | 0 | 108.2339 | 303.5052 | 139.9087 | 22.0972 | 182.7729 | 281.7479 | 0 | 7.2612 | 46.06 | 244.0449 | 0 | 142.457 | 0
2025_11_25 Hr 22 | 0 | 0 | 0 | 3.5474 | 3.5621 | 3.5609 | 3.8089 | 3.8089 | 3.8089 | 103.2703 | -14.5 | 0.1104 | 26 | 0 | 91.3864 | 91.3864 | 281.7479 | 0 | 0.00615 | 0.074 | 0.02596 | 0 | 0 | 0.0705 | 0.2574 | 46.06 | 7.2612 | 244.0449 | 0 | 0 | 0 | 0 | 17.7512 | 42.8823 | 0 | 0 | -319.827 | 0.8541 | 12.6545 | 0 | -1 | -4.2 | 13.882 | 0 | 0 | 28.4128 | 28.4128 | 28.4128 | 28.4128 | 33.0381 | 56.6514 | 0 | 0 | 9.3998 | 19.9288 | 0 | 73.4131 | 69.0439 | 66.8052 | 1281.934 | 37.8032 | 69.3624 | 0 | 0.5292 | 0 | 8.626 | 3.074 | 0 | 1261.608 | 320.9211 | -21.42 | 8.9637 | 6.38 | -1.72 | 18.1832 | 6.1792 | 54.0086 | 2025-11-25 | 2025_11_25 Hr 22 | 113.3058 | 0.000236 | -1261.608 | -319.827 | 492.7777 | 926.4411 | 149.4566 | 12.7598 | 0 | 105.5335 | 250.2875 | 136.9568 | 22.0972 | 182.7729 | 281.7479 | 0 | 7.2612 | 46.06 | 244.0449 | 0 | 142.457 | 0
2025_11_25 Hr 23 | 0 | 0 | 0 | 3.5474 | 3.5621 | 3.5609 | 3.8089 | 3.8089 | 3.8089 | 71.0115 | 0 | 0.1104 | 22 | 0 | 91.3864 | 91.3864 | 283.5925 | 0 | 0.00615 | 0.074 | 0.02596 | 0 | 0 | 0.0705 | 0.2574 | 46.06 | 7.2612 | 245.025 | 0 | 0 | 0 | 0 | 16.6125 | 40.1314 | 0 | 0 | -327.5207 | 0.8541 | 12.6545 | 0 | -1 | -4.2 | 13.882 | 0 | 0 | 19.8139 | 19.8139 | 19.8139 | 19.8139 | 23.0394 | 58.6521 | 0 | 0 | 9.3998 | 19.9288 | 0 | 74.1091 | 69.6985 | 67.8174 | 1205.567 | 36.5802 | 67.1209 | 0 | 0.5292 | 0 | 8.626 | 3.074 | 0 | 1186.808 | 315.6821 | -6.92 | 8.9637 | 6.38 | -1.72 | 17.5956 | 5.9795 | 51.1572 | 2025-11-25 | 2025_11_25 Hr 23 | 124.5958 | 0.000317 | -1186.808 | -327.5207 | 422.4833 | 930.6164 | 148.4695 | 12.7598 | 0 | 101.6439 | 173.6345 | 147.2049 | 22.0972 | 182.7729 | 283.5925 | 0 | 7.2612 | 46.06 | 245.025 | 0 | 143.8077 | 0
2025_11_25 Hr 24 | 0 | 0 | 0 | 3.5474 | 3.5621 | 3.5609 | 3.8089 | 3.8089 | 3.8089 | 49.2316 | 0 | 0.1104 | 23 | 0 | 91.3864 | 91.3864 | 283.5925 | 0 | 0.00615 | 0.074 | 0.02596 | 0 | 0 | 0.0705 | 0.2574 | 46.06 | 7.2612 | 245.025 | 0 | 0 | 0 | 0 | 15.8437 | 38.2741 | 0 | 0 | -335.9753 | 0.8541 | 12.6545 | 0 | -1 | -4.2 | 13.882 | 0 | 0 | 14.0083 | 14.0083 | 14.0083 | 14.0083 | 16.2887 | 58.6521 | 0 | 0 | 9.3998 | 19.9288 | 0 | 74.1091 | 69.6985 | 66.8052 | 1151.188 | 35.7544 | 65.6075 | 0 | 0.5292 | 0 | 8.626 | 3.074 | 0 | 1121.092 | 312.7992 | -6.92 | 8.9637 | 6.38 | -1.72 | 17.1989 | 5.8447 | 48.6743 | 2025-11-25 | 2025_11_25 Hr 24 | 118.4191 | -0.000295 | -1121.092 | -335.9753 | 365.2335 | 930.6164 | 148.4573 | 12.7598 | 0 | 99.0177 | 121.8815 | 144.3342 | 22.0972 | 182.7729 | 283.5925 | 0 | 7.2612 | 46.06 | 245.025 | 0 | 143.8077 | 0
2025_11_26 Hr 01 | 0 | 0 | 0 | 3.5474 | 3.5621 | 3.5609 | 3.8089 | 3.8089 | 3.8089 | 36.6934 | 0 | 0.1104 | 23 | 0 | 91.3864 | 91.3864 | 283.5925 | 0 | 0.00615 | 0.074 | 0.02596 | 0 | 0 | 0.0705 | 0.2574 | 46.06 | 7.2612 | 245.025 | 0 | 0 | 0 | 0 | 15.356 | 37.0951 | 0 | 0 | -323.5649 | 0.8541 | 12.6615 | 0 | -1 | -4.2 | 13.9038 | 0 | 0 | 8.4356 | 8.4356 | 8.4356 | 8.4356 | 9.8088 | 55.5984 | 0 | 0 | 9.4149 | 20.0973 | 0 | 74.1091 | 69.6985 | 64.7808 | 1108.252 | 35.1664 | 64.5768 | 0 | 0.5292 | 0 | 8.626 | 3.074 | 0 | 1083.7 | 305.9326 | -6.92 | 8.96 | 6.38 | -1.72 | 16.9517 | 5.7535 | 47.0351 | 2025-11-26 | 2025_11_26 Hr 01 | 100.7609 | 6.1e-05 | -1083.7 | -323.5649 | 320.5095 | 930.6164 | 143.3792 | 12.7598 | 0 | 97.3913 | 80.5726 | 142.5457 | 22.0972 | 182.7729 | 283.5925 | 0 | 7.2612 | 46.06 | 245.025 | 0 | 143.8077 | 0
2025_11_26 Hr 02 | 0 | 0 | 0 | 3.5474 | 3.5621 | 3.5609 | 3.8089 | 3.8089 | 3.8089 | 36.6934 | 0 | 0.1104 | 25 | 0 | 91.3864 | 91.3864 | 283.5925 | 0 | 0.00615 | 0.074 | 0.02596 | 0 | 0 | 0.0705 | 0.2574 | 46.06 | 7.2612 | 245.025 | 0 | 0 | 0 | 0 | 15.237 | 36.8076 | 0 | 0 | -348.7244 | 0.8541 | 12.6615 | 0 | -1 | -4.2 | 13.9038 | 0 | 0 | 7.5233 | 7.5233 | 7.5233 | 7.5233 | 8.748 | 59.5998 | 0 | 0 | 9.4149 | 20.0973 | 0 | 74.1091 | 69.6985 | 63.7686 | 1103.136 | 35.1664 | 64.3451 | 0 | 0.5292 | 0 | 8.626 | 3.074 | 0 | 1058.1 | 310.6086 | -6.92 | 8.96 | 6.38 | -1.72 | 16.8909 | 5.7328 | 46.3556 | 2025-11-26 | 2025_11_26 Hr 02 | 101.9764 | 3.5e-05 | -1058.1 | -348.7244 | 315.0798 | 930.6164 | 148.3684 | 12.7598 | 0 | 96.9848 | 75.8625 | 142.2325 | 22.0972 | 182.7729 | 283.5925 | 0 | 7.2612 | 46.06 | 245.025 | 0 | 143.8077 | 0
2025_11_26 Hr 03 | 0 | 0 | 0 | 3.5474 | 3.5621 | 3.5609 | 3.8089 | 3.8089 | 3.8089 | 36.6934 | 0 | 0.1104 | 19 | 0 | 91.3864 | 91.3864 | 283.5925 | 0 | 0.00615 | 0.074 | 0.02596 | 0 | 0 | 0.0705 | 0.2574 | 46.06 | 7.2612 | 245.025 | 0 | 0 | 0 | 0 | 15.1958 | 36.7082 | 0 | 0 | -346.2475 | 0.8541 | 12.6615 | 0 | -1 | -4.2 | 13.9038 | 0 | 0 | 7.2079 | 7.2079 | 7.2079 | 7.2079 | 8.3813 | 59.5998 | 0 | 0 | 9.4149 | 20.0973 | 0 | 74.1091 | 69.6985 | 63.7686 | 1101.367 | 35.1664 | 64.265 | 0 | 0.5292 | 0 | 8.626 | 3.074 | 0 | 1052.7 | 304.5004 | -6.92 | 8.96 | 6.38 | -1.72 | 16.8699 | 5.7257 | 46.1098 | 2025-11-26 | 2025_11_26 Hr 03 | 101.0515 | -1.9e-05 | -1052.7 | -346.2475 | 313.2028 | 930.6164 | 142.3684 | 12.7598 | 0 | 96.8442 | 74.2344 | 142.1243 | 22.0972 | 182.7729 | 283.5925 | 0 | 7.2612 | 46.06 | 245.025 | 0 | 143.8077 | 0
2025_11_26 Hr 04 | 0 | 0 | 0 | 3.5474 | 3.5621 | 3.5609 | 3.8089 | 3.8089 | 3.8089 | 36.6934 | 0 | 0.1104 | 17 | 0 | 91.3864 | 91.3864 | 283.5925 | 0 | 0.00615 | 0.074 | 0.02596 | 0 | 0 | 0.0705 | 0.2574 | 46.06 | 7.2612 | 245.025 | 0 | 0 | 0 | 0 | 14.8211 | 35.803 | 0 | 0 | -318.9539 | 0.8541 | 12.6615 | 0 | -1 | -4.2 | 13.9038 | 0 | 0 | 4.3359 | 4.3359 | 4.3359 | 4.3359 | 5.0417 | 59.5998 | 0 | 0 | 9.4149 | 20.0973 | 0 | 74.1091 | 69.6985 | 63.7686 | 1085.259 | 35.1664 | 63.5356 | 0 | 0.5292 | 0 | 8.626 | 3.074 | 0 | 1060.9 | 301.5145 | -6.92 | 8.96 | 6.38 | -1.72 | 16.6784 | 5.6607 | 46.0744 | 2025-11-26 | 2025_11_26 Hr 04 | 101.0515 | -4e-05 | -1060.9 | -318.9539 | 296.1092 | 930.6164 | 140.3684 | 12.7598 | 0 | 95.5643 | 59.4065 | 141.1384 | 22.0972 | 182.7729 | 283.5925 | 0 | 7.2612 | 46.06 | 245.025 | 0 | 143.8077 | 0
2025_11_26 Hr 05 | 0 | 0 | 0 | 3.5474 | 3.5621 | 3.5609 | 3.8089 | 3.8089 | 3.8089 | 36.6934 | 0 | 0.1104 | 10 | 0 | 91.3864 | 91.3864 | 283.5925 | 0 | 0.00615 | 0.074 | 0.02596 | 0 | 0 | 0.0705 | 0.2574 | 46.06 | 7.2612 | 245.025 | 0 | 0 | 0 | 0 | 15.3339 | 37.0419 | 0 | 0 | -309.832 | 0.8541 | 12.6615 | 0 | -1 | -4.2 | 13.9038 | 0 | 0 | 8.2667 | 8.2667 | 8.2667 | 8.2667 | 9.6124 | 59.5998 | 0 | 0 | 9.4149 | 20.0973 | 0 | 74.1091 | 69.6985 | 63.7686 | 1107.305 | 35.1664 | 64.5339 | 0 | 0.5292 | 0 | 8.626 | 3.074 | 0 | 1086.417 | 295.8638 | -6.92 | 8.96 | 6.38 | -1.72 | 16.9404 | 5.7496 | 46.9616 | 2025-11-26 | 2025_11_26 Hr 05 | 102.7097 | -0.000349 | -1086.417 | -309.832 | 319.504 | 930.6164 | 133.3684 | 12.7598 | 0 | 97.316 | 79.7003 | 142.4877 | 22.0972 | 182.7729 | 283.5925 | 0 | 7.2612 | 46.06 | 245.025 | 0 | 143.8077 | 0
2025_11_26 Hr 06 | 0 | 0 | 0 | 3.5474 | 3.5621 | 3.5609 | 3.8089 | 3.8089 | 3.8089 | 66.787 | 0 | 0.1104 | 9 | 0 | 91.3864 | 91.3864 | 283.5925 | 0 | 0.00615 | 0.074 | 0.02596 | 0 | 0 | 0.0705 | 0.2574 | 46.06 | 7.2612 | 245.025 | 0 | 0 | 0 | 0 | 16.6888 | 40.3148 | 0 | 0 | -347.4325 | 0.8541 | 12.6615 | 0 | -1 | -4.2 | 13.9038 | 0 | 0 | 18.6511 | 18.6511 | 18.6511 | 18.6511 | 21.6874 | 58.6521 | 0 | 0 | 9.4149 | 20.0973 | 0 | 74.1091 | 69.6985 | 63.7686 | 1195.639 | 36.5909 | 67.1711 | 0 | 0.5292 | 0 | 8.626 | 3.074 | 0 | 1140.192 | 298.9051 | -6.92 | 8.96 | 6.38 | -1.72 | 17.6327 | 5.9846 | 49.5791 | 2025-11-26 | 2025_11_26 Hr 06 | 116.5297 | -0.000337 | -1140.192 | -347.4325 | 412.8272 | 930.6164 | 131.4207 | 12.7598 | 0 | 101.9438 | 163.4068 | 147.4767 | 22.0972 | 182.7729 | 283.5925 | 0 | 7.2612 | 46.06 | 245.025 | 0 | 143.8077 | 0
2025_11_26 Hr 07 | 0 | 0 | 0 | 3.5474 | 3.5621 | 3.5609 | 3.8089 | 3.8089 | 3.8089 | 110.9812 | -14.5 | 0.1104 | 8 | 0 | 91.3864 | 91.3864 | 281.7479 | 0 | 0.00615 | 0.074 | 0.02596 | 0 | 0 | 0.0705 | 0.2574 | 46.06 | 7.2612 | 244.0449 | 0 | 0 | 0 | 0 | 18.2376 | 44.0562 | 0 | 0 | -350.308 | 0.8541 | 12.6615 | 0 | -1 | -4.2 | 13.9038 | 0 | 0 | 30.5223 | 30.5223 | 30.5223 | 30.5223 | 35.4911 | 59.5998 | 0 | 0 | 9.4149 | 20.0973 | 0 | 73.4131 | 69.0439 | 63.7686 | 1302.237 | 38.2463 | 70.186 | 0 | 0.5292 | 0 | 8.626 | 3.074 | 0 | 1235.092 | 304.583 | -21.42 | 8.96 | 6.38 | -1.72 | 18.4242 | 6.2532 | 53.3629 | 2025-11-26 | 2025_11_26 Hr 07 | 124.4393 | -0.00031 | -1235.092 | -350.308 | 514.8304 | 926.4411 | 131.3684 | 12.7598 | 0 | 107.2341 | 268.8895 | 138.7069 | 22.0972 | 182.7729 | 281.7479 | 0 | 7.2612 | 46.06 | 244.0449 | 0 | 142.457 | 0
2025_11_26 Hr 08 | 0.51906 | 0 | 0 | 3.5474 | 3.5621 | 3.5609 | 3.8089 | 3.8089 | 3.8089 | 127.837 | -14.5 | 0.1104 | 7 | 0 | 91.3864 | 91.3864 | 281.7479 | 0 | 0.00615 | 0.074 | 0.02596 | 0 | 0 | 0.0705 | 0.2574 | 46.06 | 7.2612 | 244.0449 | 0 | 0 | 0 | 0 | 18.8283 | 45.4833 | 0 | 0 | -346.3345 | 0.8541 | 12.6615 | 0 | -1 | -4.2 | 13.9038 | 0 | 0 | 35.05 | 35.05 | 35.05 | 35.05 | 40.7559 | 59.5998 | 0 | 0 | 9.4149 | 20.0973 | 0 | 73.4131 | 69.0439 | 63.7686 | 1344.486 | 38.8776 | 71.3359 | 0 | 0.5292 | -0.51906 | 8.626 | 3.074 | 0 | 1282.5 | 306.2876 | -21.9391 | 8.96 | 6.38 | -1.72 | 18.726 | 6.3557 | 55.182 | 2025-11-26 | 2025_11_26 Hr 08 | 122.6287 | -1.2e-05 | -1282.5 | -346.3345 | 559.2652 | 926.4411 | 130.3684 | 12.7598 | 0 | 109.2518 | 309.121 | 140.8924 | 22.0972 | 182.7729 | 281.7479 | 0 | 7.2612 | 46.06 | 244.0449 | 0 | 142.457 | 0
2025_11_26 Hr 09 | 4.1392 | 1.5e-05 | 0.000423 | 3.5474 | 3.5621 | 3.5609 | 3.8089 | 3.8089 | 3.8089 | 129.3465 | -14.5 | 0.1104 | 4 | 0 | 91.3864 | 91.3864 | 281.7479 | 0 | 0.00615 | 0.074 | 0.02596 | 0 | 0 | 0.0705 | 0.2574 | 46.06 | 7.2612 | 244.0449 | 0 | 0 | 0 | 0 | 18.8812 | 45.611 | 0 | 0 | -339.2542 | 0.8541 | 12.6615 | 0 | -1 | -4.2 | 13.9038 | 0 | 0 | 35.4555 | 35.4555 | 35.4555 | 35.4555 | 41.2273 | 62.5482 | 0 | 0 | 9.4149 | 20.0973 | 0 | 73.4131 | 69.0439 | 63.7686 | 1348.27 | 38.9342 | 71.4388 | 0 | 0.5292 | -4.1392 | 8.626 | 3.074 | 0 | 1293.508 | 310.0518 | -25.5592 | 8.96 | 6.38 | -1.72 | 18.753 | 6.3648 | 55.5234 | 2025-11-26 | 2025_11_26 Hr 09 | 118.102 | 0.00034 | -1293.508 | -339.2542 | 563.2444 | 926.4411 | 130.3172 | 12.7598 | 0 | 109.4325 | 312.7238 | 141.0881 | 22.0972 | 182.7729 | 281.7479 | 0 | 7.2612 | 46.06 | 244.0449 | 0 | 142.457 | 0
2025_11_26 Hr 10 | 6.2088 | 0.002295 | 0.064719 | 3.5474 | 3.5621 | 3.5609 | 3.8089 | 3.8089 | 3.8089 | 132.3235 | -14.5 | 0.1104 | 0 | 0 | 91.3864 | 91.3864 | 281.7479 | 0 | 0.00615 | 0.074 | 0.02596 | 0 | 0 | 0.0705 | 0.2574 | 46.06 | 7.2612 | 244.0449 | 0 | 0 | 0 | 0 | 18.9856 | 45.8631 | 0 | 0 | -318.3799 | 0.8541 | 12.6615 | 0 | -1 | -4.2 | 13.9038 | 0 | 0 | 36.2552 | 36.2552 | 36.2552 | 36.2552 | 42.1572 | 70.551 | 0 | 0 | 9.4149 | 20.0973 | 0 | 73.4131 | 69.0439 | 63.7686 | 1355.796 | 39.0457 | 71.6419 | 0 | 0.5292 | -6.2088 | 8.626 | 3.074 | 0 | 1326.3 | 316.5125 | -27.6288 | 8.96 | 6.38 | -1.72 | 18.8063 | 6.3829 | 56.5432 | 2025-11-26 | 2025_11_26 Hr 10 | 107.2873 | -9e-05 | -1326.3 | -318.3799 | 571.0923 | 926.4411 | 134.3866 | 12.7598 | 0 | 109.7889 | 319.8293 | 141.4741 | 22.0972 | 182.7729 | 281.7479 | 0 | 7.2612 | 46.06 | 244.0449 | 0 | 142.457 | 0
2025_11_26 Hr 11 | 4.6583 | 0.00618 | 0.17428 | 3.5474 | 3.5621 | 3.5609 | 3.8089 | 3.8089 | 3.8089 | 137.9002 | -14.5 | 0.1104 | 0 | 0 | 91.3864 | 91.3864 | 281.7479 | 0 | 0.00615 | 0.074 | 0.02596 | 0 | 0 | 0.0705 | 0.2574 | 46.06 | 7.2612 | 244.0449 | 0 | 0 | 0 | 0 | 19.181 | 46.3352 | 0 | 0 | -332.2944 | 0.8541 | 12.6615 | 0 | -1 | -4.2 | 13.9038 | 0 | 0 | 37.7532 | 37.7532 | 37.7532 | 37.7532 | 43.899 | 70.551 | 0 | 0 | 9.4149 | 20.0973 | 0 | 73.4131 | 69.0439 | 63.7686 | 1369.884 | 39.2546 | 72.0224 | 0 | 0.5292 | -4.6583 | 8.626 | 3.074 | 0 | 1327.2 | 315.689 | -26.0783 | 8.96 | 6.38 | -1.72 | 18.9062 | 6.4168 | 56.7618 | 2025-11-26 | 2025_11_26 Hr 11 | 102.89 | -4.3e-05 | -1327.2 | -332.2944 | 585.7934 | 926.4411 | 134.5001 | 12.7598 | 0 | 110.4564 | 333.1398 | 142.1972 | 22.0972 | 182.7729 | 281.7479 | 0 | 7.2612 | 46.06 | 244.0449 | 0 | 142.457 | 0
2025_11_26 Hr 12 | 7.7759 | 0.008745 | 0.24661 | 3.5474 | 3.5621 | 3.5609 | 3.8089 | 3.8089 | 3.8089 | 134.5458 | -14.5 | 0.1104 | 0 | 0 | 91.3864 | 91.3864 | 281.7479 | 0 | 0.00615 | 0.074 | 0.02596 | 0 | 0 | 0.0705 | 0.2574 | 46.06 | 7.2612 | 244.0449 | 0 | 0 | 0 | 0 | 19.0634 | 46.0512 | 0 | 0 | -324.792 | 0.8541 | 12.6615 | 0 | -1 | -4.2 | 13.9038 | 0 | 0 | 36.8521 | 36.8521 | 36.8521 | 36.8521 | 42.8513 | 70.551 | 0 | 0 | 9.4149 | 20.0973 | 0 | 73.4131 | 69.0439 | 67.8174 | 1361.548 | 39.1289 | 71.7935 | 0 | 0.5292 | -7.7759 | 8.626 | 3.074 | 0 | 1329.983 | 322.4231 | -29.1959 | 8.96 | 6.38 | -1.72 | 18.8461 | 6.3964 | 56.7729 | 2025-11-26 | 2025_11_26 Hr 12 | 112.5592 | 0.000307 | -1329.983 | -324.792 | 576.9507 | 926.4411 | 138.6238 | 12.7598 | 0 | 110.0549 | 325.1335 | 141.7623 | 22.0972 | 182.7729 | 281.7479 | 0 | 7.2612 | 46.06 | 244.0449 | 0 | 142.457 | 0
2025_11_26 Hr 13 | 10.3662 | 0.00957 | 0.26987 | 3.5474 | 3.5621 | 3.5609 | 3.8089 | 3.8089 | 3.8089 | 130.3528 | -14.5 | 0.1104 | 0 | 0 | 91.3864 | 91.3864 | 281.7479 | 0 | 0.00615 | 0.074 | 0.02596 | 0 | 0 | 0.0705 | 0.2574 | 46.06 | 7.2612 | 244.0449 | 0 | 0 | 0 | 0 | 18.9165 | 45.6962 | 0 | 0 | -321.6736 | 0.8541 | 12.6615 | 0 | -1 | -4.2 | 13.9038 | 0 | 0 | 35.7258 | 35.7258 | 35.7258 | 35.7258 | 41.5417 | 67.4973 | 0 | 0 | 9.4149 | 20.0973 | 0 | 73.4131 | 69.0439 | 78.807 | 1351.062 | 38.9719 | 71.5075 | 0 | 0.5292 | -10.3662 | 8.626 | 3.074 | 0 | 1330.008 | 332.4064 | -31.7862 | 8.96 | 6.38 | -1.72 | 18.771 | 6.371 | 56.7329 | 2025-11-26 | 2025_11_26 Hr 13 | 110.7725 | 0.000293 | -1330.008 | -321.6736 | 565.8973 | 926.4411 | 146.5837 | 12.7598 | 0 | 109.5529 | 315.1257 | 141.2186 | 22.0972 | 182.7729 | 281.7479 | 0 | 7.2612 | 46.06 | 244.0449 | 0 | 142.457 | 0
2025_11_26 Hr 14 | 12.4392 | 0.010395 | 0.29314 | 3.5474 | 3.5621 | 3.5609 | 3.8089 | 3.8089 | 3.8089 | 124.818 | -14.5 | 0.1104 | 0 | 0 | 91.3864 | 91.3864 | 281.7479 | 0 | 0.00615 | 0.074 | 0.02596 | 0 | 0 | 0.0705 | 0.2574 | 46.06 | 7.2612 | 244.0449 | 0 | 0 | 0 | 0 | 18.7225 | 45.2277 | 0 | 0 | -324.8487 | 0.8541 | 12.6615 | 0 | -1 | -4.2 | 13.9038 | 0 | 0 | 34.2391 | 34.2391 | 34.2391 | 34.2391 | 39.8129 | 65.6019 | 0 | 0 | 9.4149 | 20.0973 | 0 | 73.4131 | 69.0439 | 84.7356 | 1337.212 | 38.7645 | 71.1299 | 0 | 0.5292 | -12.4392 | 8.626 | 3.074 | 0 | 1316.3 | 337.7957 | -33.8592 | 8.96 | 6.38 | -1.72 | 18.6719 | 6.3373 | 56.2335 | 2025-11-26 | 2025_11_26 Hr 14 | 111.3391 | -0.000117 | -1316.3 | -324.8487 | 551.3067 | 926.4411 | 150.641 | 12.7598 | 0 | 108.8904 | 301.9153 | 140.501 | 22.0972 | 182.7729 | 281.7479 | 0 | 7.2612 | 46.06 | 244.0449 | 0 | 142.457 | 0
2025_11_26 Hr 15 | 8.8207 | 0.01071 | 0.30202 | 3.5474 | 3.5621 | 3.5609 | 3.8089 | 3.8089 | 3.8089 | 123.3505 | -14.5 | 0.1104 | 1 | 0 | 91.3864 | 91.3864 | 281.7479 | 0 | 0.00615 | 0.074 | 0.02596 | 0 | 0 | 0.0705 | 0.2574 | 46.06 | 7.2612 | 244.0449 | 0 | 0 | 0 | 0 | 18.6711 | 45.1034 | 0 | 0 | -321.0024 | 0.8541 | 12.6615 | 0 | -1 | -4.2 | 13.9038 | 0 | 0 | 33.8449 | 33.8449 | 33.8449 | 33.8449 | 39.3545 | 58.6521 | 0 | 0 | 9.4149 | 20.0973 | 0 | 73.4131 | 69.0439 | 78.807 | 1333.542 | 38.7096 | 71.0298 | 0 | 0.5292 | -8.8207 | 8.626 | 3.074 | 0 | 1304.408 | 322.1089 | -30.2407 | 8.96 | 6.38 | -1.72 | 18.6457 | 6.3284 | 55.7135 | 2025-11-26 | 2025_11_26 Hr 15 | 123.3301 | 0.000352 | -1304.408 | -321.0024 | 547.438 | 926.4411 | 138.7718 | 12.7598 | 0 | 108.7147 | 298.4126 | 140.3107 | 22.0972 | 182.7729 | 281.7479 | 0 | 7.2612 | 46.06 | 244.0449 | 0 | 142.457 | 0
2025_11_26 Hr 16 | 2.5887 | 0.009585 | 0.2703 | 3.5474 | 3.5621 | 3.5609 | 3.8089 | 3.8089 | 3.8089 | 129.5561 | -14.5 | 0.1104 | 2 | 0 | 91.3864 | 91.3864 | 281.7479 | 0 | 0.00615 | 0.074 | 0.02596 | 0 | 0 | 0.0705 | 0.2574 | 46.06 | 7.2612 | 244.0449 | 0 | 0 | 0 | 0 | 18.8886 | 45.6288 | 0 | 0 | -368.1938 | 0.8541 | 12.6615 | 0 | -1 | -4.2 | 13.9038 | 0 | 0 | 35.5118 | 35.5118 | 35.5118 | 35.5118 | 41.2928 | 58.6521 | 0 | 0 | 9.4149 | 20.0973 | 0 | 73.4131 | 69.0439 | 87.7722 | 1349.065 | 38.942 | 71.4531 | 0 | 0.5292 | -2.5887 | 8.626 | 3.074 | 0 | 1283.508 | 326.6456 | -24.0087 | 8.96 | 6.38 | -1.72 | 18.7568 | 6.3661 | 55.5095 | 2025-11-26 | 2025_11_26 Hr 16 | 163.7621 | 0.000329 | -1283.508 | -368.1938 | 563.7971 | 926.4411 | 148.7042 | 12.7598 | 0 | 109.4576 | 313.2241 | 141.1153 | 22.0972 | 182.7729 | 281.7479 | 0 | 7.2612 | 46.06 | 244.0449 | 0 | 142.457 | 0
2025_11_26 Hr 17 | 0 | 0.006855 | 0.19331 | 3.5474 | 3.5621 | 3.5609 | 3.8089 | 3.8089 | 3.8089 | 152.6595 | -14.5 | 0.1104 | 3 | 0 | 91.3864 | 91.3864 | 281.7479 | 0 | 0.00615 | 0.074 | 0.02596 | 0 | 0 | 0.0705 | 0.2574 | 46.06 | 7.2612 | 244.0449 | 0 | 0 | 0 | 0 | 19.6983 | 47.5847 | 0 | 0 | -397.838 | 0.8541 | 12.6615 | 0 | -1 | -4.2 | 13.9038 | 0 | 0 | 41.7177 | 41.7177 | 41.7177 | 41.7177 | 48.509 | 59.5998 | 0 | 0 | 9.4149 | 20.0973 | 0 | 73.4131 | 69.0439 | 84.7356 | 1406.897 | 39.8074 | 73.0292 | 0 | 0.5292 | 0 | 8.626 | 3.074 | 0 | 1313.6 | 325.9609 | -21.42 | 8.96 | 6.38 | -1.72 | 19.1705 | 6.5065 | 57.0874 | 2025-11-26 | 2025_11_26 Hr 17 | 165.8088 | -6.8e-05 | -1313.6 | -397.838 | 624.7015 | 926.4411 | 147.5356 | 12.7598 | 0 | 112.2232 | 368.3674 | 144.1109 | 22.0972 | 182.7729 | 281.7479 | 0 | 7.2612 | 46.06 | 244.0449 | 0 | 142.457 | 0
2025_11_26 Hr 18 | 0 | 0.003075 | 0.086715 | 3.5474 | 3.5621 | 3.5609 | 3.8089 | 3.8089 | 3.8089 | 153.2885 | -14.5 | 0.1104 | 3 | 0 | 91.3864 | 91.3864 | 281.7479 | 0 | 0.00615 | 0.074 | 0.02596 | 0 | 0 | 0.0705 | 0.2574 | 46.06 | 7.2612 | 244.0449 | 0 | 0 | 0 | 0 | 19.7203 | 47.638 | 0 | 0 | -402.7357 | 0.8541 | 12.6615 | 0 | -1 | -4.2 | 13.9038 | 0 | 0 | 41.8867 | 41.8867 | 41.8867 | 41.8867 | 48.7054 | 68.5503 | 0 | 0 | 9.4149 | 20.0973 | 0 | 73.4131 | 69.0439 | 81.8436 | 1408.367 | 39.831 | 73.0721 | 0 | 0.5292 | 0 | 8.626 | 3.074 | 0 | 1316.308 | 332.0971 | -21.42 | 8.96 | 6.38 | -1.72 | 19.1818 | 6.5104 | 57.2587 | 2025-11-26 | 2025_11_26 Hr 18 | 178.6374 | 0.000389 | -1316.308 | -402.7357 | 626.3595 | 926.4411 | 153.4837 | 12.7598 | 0 | 112.2985 | 369.8686 | 144.1925 | 22.0972 | 182.7729 | 281.7479 | 0 | 7.2612 | 46.06 | 244.0449 | 0 | 142.457 | 0
2025_11_26 Hr 19 | 0 | 0.00027 | 0.007614 | 3.5474 | 3.5621 | 3.5609 | 3.8089 | 3.8089 | 3.8089 | 152.7014 | -14.5 | 0.1104 | 4 | 0 | 91.3864 | 91.3864 | 281.7479 | 0 | 0.00615 | 0.074 | 0.02596 | 0 | 0 | 0.0705 | 0.2574 | 46.06 | 7.2612 | 244.0449 | 0 | 0 | 0 | 0 | 19.6997 | 47.5883 | 0 | 0 | -419.8693 | 0.8541 | 12.6615 | 0 | -1 | -4.2 | 13.9038 | 0 | 0 | 41.729 | 41.729 | 41.729 | 41.729 | 48.5221 | 70.551 | 0 | 0 | 9.4149 | 20.0973 | 0 | 73.4131 | 69.0439 | 64.7808 | 1406.817 | 39.809 | 73.0321 | 0 | 0.5292 | 0 | 8.626 | 3.074 | 0 | 1283.483 | 317.9561 | -21.42 | 8.96 | 6.38 | -1.72 | 19.1713 | 6.5068 | 56.1884 | 2025-11-26 | 2025_11_26 Hr 19 | 177.7505 | 0.000235 | -1283.483 | -419.8693 | 624.812 | 926.4411 | 139.3397 | 12.7598 | 0 | 112.2282 | 368.4674 | 144.1164 | 22.0972 | 182.7729 | 281.7479 | 0 | 7.2612 | 46.06 | 244.0449 | 0 | 142.457 | 0
2025_11_26 Hr 20 | 0 | 0 | 0 | 3.5474 | 3.5621 | 3.5609 | 3.8089 | 3.8089 | 3.8089 | 128.5498 | -14.5 | 0.1104 | 6 | 0 | 91.3864 | 91.3864 | 281.7479 | 0 | 0.00615 | 0.074 | 0.02596 | 0 | 0 | 0.0705 | 0.2574 | 46.06 | 7.2612 | 244.0449 | 0 | 0 | 0 | 0 | 18.8533 | 45.5436 | 0 | 0 | -402.7424 | 0.8541 | 12.6615 | 0 | -1 | -4.2 | 13.9038 | 0 | 0 | 35.2415 | 35.2415 | 35.2415 | 35.2415 | 40.9785 | 64.5489 | 0 | 0 | 9.4149 | 20.0973 | 0 | 73.4131 | 69.0439 | 57.84 | 1346.273 | 38.9043 | 71.3845 | 0 | 0.5292 | 0 | 8.626 | 3.074 | 0 | 1225.992 | 303.8814 | -21.42 | 8.96 | 6.38 | -1.72 | 18.7388 | 6.36 | 53.6936 | 2025-11-26 | 2025_11_26 Hr 20 | 178.9453 | -0.00035 | -1225.992 | -402.7424 | 561.1443 | 926.4411 | 128.3889 | 12.7598 | 0 | 109.3371 | 310.8223 | 140.9848 | 22.0972 | 182.7729 | 281.7479 | 0 | 7.2612 | 46.06 | 244.0449 | 0 | 142.457 | 0
2025_11_26 Hr 21 | 0 | 0 | 0 | 3.5474 | 3.5621 | 3.5609 | 3.8089 | 3.8089 | 3.8089 | 119.7864 | -14.5 | 0.1104 | 10 | 0 | 91.3864 | 91.3864 | 281.7479 | 0 | 0.00615 | 0.074 | 0.02596 | 0 | 0 | 0.0705 | 0.2574 | 46.06 | 7.2612 | 244.0449 | 0 | 0 | 0 | 0 | 18.5462 | 44.8017 | 0 | 0 | -418.9467 | 0.8541 | 12.6615 | 0 | -1 | -4.2 | 13.9038 | 0 | 0 | 32.8875 | 32.8875 | 32.8875 | 32.8875 | 38.2413 | 70.551 | 0 | 0 | 9.4149 | 20.0973 | 0 | 73.4131 | 69.0439 | 58.8522 | 1324.307 | 38.5761 | 70.7867 | 0 | 0.5292 | 0 | 8.626 | 3.074 | 0 | 1197.7 | 313.7595 | -21.42 | 8.96 | 6.38 | -1.72 | 18.5818 | 6.3067 | 52.7901 | 2025-11-26 | 2025_11_26 Hr 21 | 168.5741 | -7.2e-05 | -1197.7 | -418.9467 | 538.0425 | 926.4411 | 139.4032 | 12.7598 | 0 | 108.2881 | 289.9058 | 139.8486 | 22.0972 | 182.7729 | 281.7479 | 0 | 7.2612 | 46.06 | 244.0449 | 0 | 142.457 | 0
2025_11_26 Hr 22 | 0 | 0 | 0 | 3.5474 | 3.5621 | 3.5609 | 3.8089 | 3.8089 | 3.8089 | 94.5027 | -14.5 | 0.1104 | 29 | 0 | 91.3864 | 91.3864 | 281.7479 | 0 | 0.00615 | 0.074 | 0.02596 | 0 | 0 | 0.0705 | 0.2574 | 46.06 | 7.2612 | 244.0449 | 0 | 0 | 0 | 0 | 17.6601 | 42.6612 | 0 | 0 | -433.9475 | 0.8541 | 12.6615 | 0 | -1 | -4.2 | 13.9038 | 0 | 0 | 26.096 | 26.096 | 26.096 | 26.096 | 30.3441 | 70.551 | 0 | 0 | 9.4149 | 20.0973 | 0 | 73.4131 | 69.0439 | 66.8052 | 1260.933 | 37.629 | 69.0619 | 0 | 0.5292 | 0 | 8.626 | 3.074 | 0 | 1143 | 337.4342 | -21.42 | 8.96 | 6.38 | -1.72 | 18.1291 | 6.1531 | 50.8283 | 2025-11-26 | 2025_11_26 Hr 22 | 149.9624 | 6e-06 | -1143 | -433.9475 | 471.3904 | 926.4411 | 166.3562 | 12.7598 | 0 | 105.2615 | 229.5586 | 136.5703 | 22.0972 | 182.7729 | 281.7479 | 0 | 7.2612 | 46.06 | 244.0449 | 0 | 142.457 | 0
2025_11_26 Hr 23 | 0 | 0 | 0 | 3.5474 | 3.5621 | 3.5609 | 3.8089 | 3.8089 | 3.8089 | 64.1454 | 0 | 0.1104 | 36 | 0 | 91.3864 | 91.3864 | 283.5925 | 0 | 0.00615 | 0.074 | 0.02596 | 0 | 0 | 0.0705 | 0.2574 | 46.06 | 7.2612 | 245.025 | 0 | 0 | 0 | 0 | 16.5962 | 40.0911 | 0 | 0 | -455.5207 | 0.8541 | 12.6615 | 0 | -1 | -4.2 | 13.9038 | 0 | 0 | 17.9416 | 17.9416 | 17.9416 | 17.9416 | 20.8623 | 75.5001 | 0 | 0 | 9.4149 | 20.0973 | 0 | 74.1091 | 69.6985 | 64.7808 | 1189.018 | 36.492 | 66.9909 | 0 | 0.5292 | 0 | 8.626 | 3.074 | 0 | 1070 | 343.4228 | -6.92 | 8.96 | 6.38 | -1.72 | 17.5854 | 5.9686 | 48.2305 | 2025-11-26 | 2025_11_26 Hr 23 | 158.2343 | 4.8e-05 | -1070 | -455.5207 | 405.8636 | 930.6164 | 176.2809 | 12.7598 | 0 | 101.6276 | 157.1019 | 147.1342 | 22.0972 | 182.7729 | 283.5925 | 0 | 7.2612 | 46.06 | 245.025 | 0 | 143.8077 | 0
2025_11_26 Hr 24 | 0 | 0 | 0 | 3.5474 | 3.5621 | 3.5609 | 3.8089 | 3.8089 | 3.8089 | 43.6836 | 0 | 0.1104 | 40 | 0 | 91.3864 | 91.3864 | 283.5925 | 0 | 0.00615 | 0.074 | 0.02596 | 0 | 0 | 0.0705 | 0.2574 | 46.06 | 7.2612 | 245.025 | 0 | 0 | 0 | 0 | 15.8791 | 38.3589 | 0 | 0 | -458.7437 | 0.8541 | 12.6615 | 0 | -1 | -4.2 | 13.9038 | 0 | 0 | 12.4452 | 12.4452 | 12.4452 | 12.4452 | 14.4712 | 76.4478 | 0 | 0 | 9.4149 | 20.0973 | 0 | 74.1091 | 69.6985 | 66.8052 | 1137.73 | 35.7255 | 65.5951 | 0 | 0.5292 | 0 | 8.626 | 3.074 | 0 | 1019.808 | 347.7418 | -6.92 | 8.96 | 6.38 | -1.72 | 17.219 | 5.8442 | 46.2917 | 2025-11-26 | 2025_11_26 Hr 24 | 151.747 | 0.000403 | -1019.808 | -458.7437 | 351.9229 | 930.6164 | 183.253 | 12.7598 | 0 | 99.1782 | 108.2636 | 144.4811 | 22.0972 | 182.7729 | 283.5925 | 0 | 7.2612 | 46.06 | 245.025 | 0 | 143.8077 | 0
2025_11_27 Hr 01 | 0 | 0 | 0 | 3.5474 | 3.5621 | 3.5609 | 3.8089 | 3.8089 | 3.8089 | 65.0055 | 0 | 0.1104 | 42 | 0 | 91.3864 | 91.3864 | 283.5925 | 0 | 0.00615 | 0.074 | 0.02596 | 0 | 0 | 0.0705 | 0.2574 | 46.06 | 7.2612 | 245.025 | 0 | 0 | 0 | 0 | 16.9571 | 40.962 | 0 | 0 | -546.0469 | 0.8541 | 12.6685 | 0 | -1 | -4.2 | 13.9256 | 0 | 0 | 17.5898 | 17.5898 | 17.5898 | 17.5898 | 20.4533 | 78.4485 | 0 | 0 | 9.4301 | 18.8273 | 0 | 74.1091 | 69.6985 | 65.793 | 1189.334 | 34.2413 | 62.8025 | 0 | 0.5292 | 0 | 8.626 | 3.074 | 0 | 980.5917 | 344.2245 | -6.92 | 8.9563 | 6.38 | -1.72 | 16.5083 | 5.596 | 45.8924 | 2025-11-27 | 2025_11_27 Hr 01 | 109.4942 | -5e-05 | -980.5917 | -546.0469 | 397.0208 | 930.6164 | 186.2415 | 12.7598 | 0 | 102.8995 | 156.146 | 137.9753 | 22.0972 | 182.7729 | 283.5925 | 0 | 7.2612 | 46.06 | 245.025 | 0 | 143.8077 | 0
2025_11_27 Hr 02 | 0 | 0 | 0 | 3.5474 | 3.5621 | 3.5609 | 3.8089 | 3.8089 | 3.8089 | 54.8272 | 0 | 0.1104 | 42 | 0 | 91.3864 | 91.3864 | 283.5925 | 0 | 0.00615 | 0.074 | 0.02596 | 0 | 0 | 0.0705 | 0.2574 | 46.06 | 7.2612 | 245.025 | 0 | 0 | 0 | 0 | 16.5758 | 40.041 | 0 | 0 | -535.1917 | 0.8541 | 12.6685 | 0 | -1 | -4.2 | 13.9256 | 0 | 0 | 14.8357 | 14.8357 | 14.8357 | 14.8357 | 17.2508 | 73.4994 | 0 | 0 | 9.4301 | 18.8273 | 0 | 74.1091 | 69.6985 | 66.8052 | 1163.635 | 33.8695 | 62.1205 | 0 | 0.5292 | 0 | 8.626 | 3.074 | 0 | 960.5167 | 338.9939 | -6.92 | 8.9563 | 6.38 | -1.72 | 16.329 | 5.5352 | 44.9571 | 2025-11-27 | 2025_11_27 Hr 02 | 107.2283 | 6e-06 | -960.5167 | -535.1917 | 370.0276 | 930.6164 | 182.3046 | 12.7598 | 0 | 101.5973 | 131.7487 | 136.6816 | 22.0972 | 182.7729 | 283.5925 | 0 | 7.2612 | 46.06 | 245.025 | 0 | 143.8077 | 0
2025_11_27 Hr 03 | 0 | 0 | 0 | 3.5474 | 3.5621 | 3.5609 | 3.8089 | 3.8089 | 3.8089 | 53.2876 | 0 | 0.1104 | 49 | 0 | 91.3864 | 91.3864 | 283.5925 | 0 | 0.00615 | 0.074 | 0.02596 | 0 | 0 | 0.0705 | 0.2574 | 46.06 | 7.2612 | 245.025 | 0 | 0 | 0 | 0 | 16.5182 | 39.9017 | 0 | 0 | -535.0209 | 0.8541 | 12.6685 | 0 | -1 | -4.2 | 13.9256 | 0 | 0 | 14.4191 | 14.4191 | 14.4191 | 14.4191 | 16.7664 | 62.5482 | 0 | 0 | 9.4301 | 18.8273 | 0 | 74.1091 | 69.6985 | 63.7686 | 1159.747 | 33.8133 | 62.0174 | 0 | 0.5292 | 0 | 8.626 | 3.074 | 0 | 949.6166 | 331.8104 | -6.92 | 8.9563 | 6.38 | -1.72 | 16.3019 | 5.526 | 44.5246 | 2025-11-27 | 2025_11_27 Hr 03 | 98.1514 | 8.8e-05 | -949.6166 | -535.0209 | 365.9446 | 930.6164 | 175.3168 | 12.7598 | 0 | 101.4003 | 128.0583 | 136.4859 | 22.0972 | 182.7729 | 283.5925 | 0 | 7.2612 | 46.06 | 245.025 | 0 | 143.8077 | 0
2025_11_27 Hr 04 | 0 | 0 | 0 | 3.5474 | 3.5621 | 3.5609 | 3.8089 | 3.8089 | 3.8089 | 52.9455 | 0 | 0.1104 | 56 | 0 | 91.3864 | 91.3864 | 283.5925 | 0 | 0.00615 | 0.074 | 0.02596 | 0 | 0 | 0.0705 | 0.2574 | 46.06 | 7.2612 | 245.025 | 0 | 0 | 0 | 0 | 16.5053 | 39.8708 | 0 | 0 | -540.439 | 0.8541 | 12.6685 | 0 | -1 | -4.2 | 13.9256 | 0 | 0 | 14.3265 | 14.3265 | 14.3265 | 14.3265 | 16.6588 | 59.5998 | 0 | 0 | 9.4301 | 18.8273 | 0 | 74.1091 | 69.6985 | 67.8174 | 1158.883 | 33.8008 | 61.9945 | 0 | 0.5292 | 0 | 8.626 | 3.074 | 0 | 951.3917 | 339.8673 | -6.92 | 8.9563 | 6.38 | -1.72 | 16.2959 | 5.524 | 44.666 | 2025-11-27 | 2025_11_27 Hr 04 | 95.2712 | -5.4e-05 | -951.3917 | -540.439 | 365.0372 | 930.6164 | 183.4172 | 12.7598 | 0 | 101.3566 | 127.2382 | 136.4424 | 22.0972 | 182.7729 | 283.5925 | 0 | 7.2612 | 46.06 | 245.025 | 0 | 143.8077 | 0
2025_11_27 Hr 05 | 0 | 0 | 0 | 3.5474 | 3.5621 | 3.5609 | 3.8089 | 3.8089 | 3.8089 | 57.2649 | 0 | 0.1104 | 62 | 0 | 91.3864 | 91.3864 | 283.5925 | 0 | 0.00615 | 0.074 | 0.02596 | 0 | 0 | 0.0705 | 0.2574 | 46.06 | 7.2612 | 245.025 | 0 | 0 | 0 | 0 | 16.6671 | 40.2616 | 0 | 0 | -523.4987 | 0.8541 | 12.6685 | 0 | -1 | -4.2 | 13.9256 | 0 | 0 | 15.4953 | 15.4953 | 15.4953 | 15.4953 | 18.0178 | 61.6005 | 0 | 0 | 9.4301 | 18.8273 | 0 | 74.1091 | 69.6985 | 68.8296 | 1169.789 | 33.9586 | 62.2838 | 0 | 0.5292 | 0 | 8.626 | 3.074 | 0 | 988.8 | 349.4292 | -6.92 | 8.9563 | 6.38 | -1.72 | 16.372 | 5.5498 | 45.9197 | 2025-11-27 | 2025_11_27 Hr 05 | 104.0045 | -5.4e-05 | -988.8 | -523.4987 | 376.4923 | 930.6164 | 192.4301 | 12.7598 | 0 | 101.9092 | 137.5917 | 136.9914 | 22.0972 | 182.7729 | 283.5925 | 0 | 7.2612 | 46.06 | 245.025 | 0 | 143.8077 | 0
2025_11_27 Hr 06 | 0 | 0 | 0 | 3.5474 | 3.5621 | 3.5609 | 3.8089 | 3.8089 | 3.8089 | 76.3812 | 0 | 0.1104 | 65 | 0 | 91.3864 | 91.3864 | 283.5925 | 0 | 0.00615 | 0.074 | 0.02596 | 0 | 0 | 0.0705 | 0.2574 | 46.06 | 0 | 245.025 | 0 | 0 | 0 | 0 | 17.3832 | 41.9912 | 0 | 0 | -479.6704 | 0.8541 | 12.6685 | 0 | -1 | -4.2 | 13.9256 | 0 | 0 | 20.668 | 20.668 | 20.668 | 20.668 | 24.0325 | 48.6486 | 0 | 0 | 9.4301 | 18.8273 | 0 | 74.1091 | 69.6985 | 72.7338 | 1210.796 | 34.6569 | 63.5646 | 0 | 0.5292 | 0 | 8.626 | 3.074 | 0 | 1070.017 | 345.8114 | -6.92 | 8.9563 | 6.38 | -1.72 | 16.7086 | 5.6639 | 48.549 | 2025-11-27 | 2025_11_27 Hr 06 | 128.6586 | -0.00028 | -1070.017 | -479.6704 | 427.1897 | 923.3552 | 186.3824 | 12.7598 | 0 | 104.3548 | 183.4136 | 139.4213 | 22.0972 | 182.7729 | 283.5925 | 0 | 0 | 46.06 | 245.025 | 0 | 143.8077 | 0
2025_11_27 Hr 07 | 0 | 0 | 0 | 3.5474 | 3.5621 | 3.5609 | 3.8089 | 3.8089 | 3.8089 | 87.0726 | -14.5 | 0.1104 | 65 | 0 | 91.3864 | 91.3864 | 281.7479 | 0 | 0.00615 | 0.074 | 0.02596 | 0 | 0 | 0.0705 | 0.2574 | 46.06 | 0 | 244.0449 | 0 | 0 | 0 | 0 | 17.7836 | 42.9586 | 0 | 0 | -376.4008 | 0.8541 | 12.6685 | 0 | -1 | -4.2 | 13.9256 | 0 | 0 | 23.561 | 23.561 | 23.561 | 23.561 | 27.3965 | 48.6486 | 0 | 0 | 9.4301 | 18.8273 | 0 | 73.4131 | 69.0439 | 63.7686 | 1233.616 | 35.0474 | 64.2809 | 0 | 0.5292 | 0 | 8.626 | 3.074 | 0 | 1174 | 338.2052 | -21.42 | 8.9563 | 6.38 | -1.72 | 16.8969 | 5.7277 | 51.2948 | 2025-11-27 | 2025_11_27 Hr 07 | 132.1562 | -1.2e-05 | -1174 | -376.4008 | 441.0439 | 919.1799 | 177.4172 | 12.7598 | 0 | 105.7227 | 209.041 | 126.2803 | 22.0972 | 182.7729 | 281.7479 | 0 | 0 | 46.06 | 244.0449 | 0 | 142.457 | 0
2025_11_27 Hr 08 | 0 | 0 | 0 | 3.5474 | 3.5621 | 3.5609 | 3.8089 | 3.8089 | 3.8089 | 110.7222 | -14.5 | 0.1104 | 51 | 0 | 91.3864 | 91.3864 | 281.7479 | 0 | 0.00615 | 0.074 | 0.02596 | 0 | 0 | 0.0705 | 0.2574 | 46.06 | 0 | 244.0449 | 0 | 0 | 0 | 0 | 18.6694 | 45.0984 | 0 | 0 | -328.6868 | 0.8541 | 12.6685 | 0 | -1 | -4.2 | 13.9256 | 0 | 0 | 29.9603 | 29.9603 | 29.9603 | 29.9603 | 34.8376 | 45.7002 | 0 | 0 | 9.4301 | 18.8273 | 0 | 73.4131 | 69.0439 | 25.8834 | 1293.329 | 35.9113 | 65.8654 | 0 | 0.5292 | 0 | 8.626 | 3.074 | 0 | 1229.6 | 286.3777 | -21.42 | 8.9563 | 6.38 | -1.72 | 17.3134 | 5.8689 | 52.8617 | 2025-11-27 | 2025_11_27 Hr 08 | 106.0494 | 4e-06 | -1229.6 | -328.6868 | 503.7635 | 919.1799 | 122.5836 | 12.7598 | 0 | 108.7483 | 265.7289 | 129.2864 | 22.0972 | 182.7729 | 281.7479 | 0 | 0 | 46.06 | 244.0449 | 0 | 142.457 | 0
2025_11_27 Hr 09 | 3.0994 | 0 | 0 | 3.5474 | 3.5621 | 3.5609 | 3.8089 | 3.8089 | 3.8089 | 133.388 | -14.5 | 0.1104 | 51 | 0 | 91.3864 | 91.3864 | 281.7479 | 0 | 0.00615 | 0.074 | 0.02596 | 0 | 0 | 0.0705 | 0.2574 | 46.06 | 0 | 244.0449 | 0 | 0 | 0 | 0 | 19.5184 | 47.1492 | 0 | 0 | -456.717 | 0.8541 | 12.6685 | 0 | -1 | -4.2 | 13.9256 | 0 | 0 | 36.0935 | 36.0935 | 36.0935 | 36.0935 | 41.9691 | 53.5977 | 0 | 0 | 9.4301 | 18.8273 | 0 | 73.4131 | 69.0439 | 66.8052 | 1350.559 | 36.7393 | 67.384 | 0 | 0.5292 | -3.0994 | 8.626 | 3.074 | 0 | 1210.5 | 341.1775 | -24.5194 | 8.9563 | 6.38 | -1.72 | 17.7126 | 6.0042 | 53.7923 | 2025-11-27 | 2025_11_27 Hr 09 | 121.6926 | -2.3e-05 | -1210.5 | -456.717 | 563.8744 | 919.1799 | 171.4029 | 12.7598 | 0 | 111.6481 | 320.0589 | 132.1675 | 22.0972 | 182.7729 | 281.7479 | 0 | 0 | 46.06 | 244.0449 | 0 | 142.457 | 0
2025_11_27 Hr 10 | 7.7842 | 1.5e-05 | 0.000423 | 3.5474 | 3.5621 | 3.5609 | 3.8089 | 3.8089 | 3.8089 | 142.5827 | -14.5 | 0.1104 | 63 | 0 | 91.3864 | 91.3864 | 281.7479 | 0 | 0.00615 | 0.074 | 0.02596 | 0 | 0 | 0.0705 | 0.2574 | 46.06 | 7.2612 | 244.0449 | 0 | 0 | 0 | 0 | 19.8628 | 47.9811 | 0 | 0 | -477.558 | 0.8541 | 12.6685 | 0 | -1 | -4.2 | 13.9256 | 0 | 0 | 38.5814 | 38.5814 | 38.5814 | 38.5814 | 44.8621 | 50.6493 | 0 | 0 | 9.4301 | 18.8273 | 0 | 73.4131 | 69.0439 | 57.84 | 1381.036 | 37.0752 | 68.0001 | 0 | 0.5292 | -7.7842 | 8.626 | 3.074 | 0 | 1221.392 | 347.1174 | -29.2042 | 8.9563 | 6.38 | -1.72 | 17.8745 | 6.0591 | 54.4965 | 2025-11-27 | 2025_11_27 Hr 10 | 95.4133 | -0.000297 | -1221.392 | -477.558 | 588.2591 | 926.4411 | 171.4897 | 12.7598 | 0 | 112.8244 | 342.0985 | 133.3362 | 22.0972 | 182.7729 | 281.7479 | 0 | 7.2612 | 46.06 | 244.0449 | 0 | 142.457 | 0
2025_11_27 Hr 11 | 7.7776 | 6e-05 | 0.001692 | 3.5474 | 3.5621 | 3.5609 | 3.8089 | 3.8089 | 3.8089 | 151.7346 | -14.5 | 0.1104 | 70 | 0 | 91.3864 | 91.3864 | 281.7479 | 0 | 0.00615 | 0.074 | 0.02596 | 0 | 0 | 0.0705 | 0.2574 | 46.06 | 7.2612 | 244.0449 | 0 | 0 | 0 | 0 | 20.2056 | 48.8092 | 0 | 0 | -522.6996 | 0.8541 | 12.6685 | 0 | -1 | -4.2 | 13.9256 | 0 | 0 | 41.0579 | 41.0579 | 41.0579 | 41.0579 | 47.7417 | 44.6472 | 0 | 0 | 9.4301 | 18.8273 | 0 | 73.4131 | 69.0439 | 56.8278 | 1404.146 | 37.4095 | 68.6132 | 0 | 0.5292 | -7.7776 | 8.626 | 3.074 | 0 | 1200.508 | 348.2598 | -29.1976 | 8.9563 | 6.38 | -1.72 | 18.0357 | 6.1138 | 54.2661 | 2025-11-27 | 2025_11_27 Hr 11 | 104.3743 | 0.000346 | -1200.508 | -522.6996 | 612.5303 | 926.4411 | 171.4768 | 12.7598 | 0 | 113.9952 | 364.0356 | 134.4995 | 22.0972 | 182.7729 | 281.7479 | 0 | 7.2612 | 46.06 | 244.0449 | 0 | 142.457 | 0
2025_11_27 Hr 12 | 8.819 | 0.000225 | 0.006345 | 3.5474 | 3.5621 | 3.5609 | 3.8089 | 3.8089 | 3.8089 | 148.3988 | -14.5 | 0.1104 | 79 | 0 | 91.3864 | 91.3864 | 281.7479 | 0 | 0.00615 | 0.074 | 0.02596 | 0 | 0 | 0.0705 | 0.2574 | 46.06 | 7.2612 | 244.0449 | 0 | 0 | 0 | 0 | 20.0807 | 48.5074 | 0 | 0 | -512.7028 | 0.8541 | 12.6685 | 0 | -1 | -4.2 | 13.9256 | 0 | 0 | 40.1552 | 40.1552 | 40.1552 | 40.1552 | 46.6921 | 45.7002 | 0 | 0 | 9.4301 | 18.8273 | 0 | 73.4131 | 69.0439 | 51.9114 | 1395.728 | 37.2876 | 68.3898 | 0 | 0.5292 | -8.819 | 8.626 | 3.074 | 0 | 1206.8 | 354.014 | -30.239 | 8.9563 | 6.38 | -1.72 | 17.977 | 6.0938 | 54.3829 | 2025-11-27 | 2025_11_27 Hr 12 | 100.0508 | -3.2e-05 | -1206.8 | -512.7028 | 603.6837 | 926.4411 | 176.6182 | 12.7598 | 0 | 113.5685 | 356.0398 | 134.0755 | 22.0972 | 182.7729 | 281.7479 | 0 | 7.2612 | 46.06 | 244.0449 | 0 | 142.457 | 0
2025_11_27 Hr 13 | 7.2618 | 0.000405 | 0.011421 | 3.5474 | 3.5621 | 3.5609 | 3.8089 | 3.8089 | 3.8089 | 124.2789 | -14.5 | 0.1104 | 86 | 0 | 91.3864 | 91.3864 | 281.7479 | 0 | 0.00615 | 0.074 | 0.02596 | 0 | 0 | 0.0705 | 0.2574 | 46.06 | 7.2612 | 244.0449 | 0 | 0 | 0 | 0 | 19.1772 | 46.325 | 0 | 0 | -445.4256 | 0.8541 | 12.6685 | 0 | -1 | -4.2 | 13.9256 | 0 | 0 | 33.6286 | 33.6286 | 33.6286 | 33.6286 | 39.1031 | 42.7518 | 0 | 0 | 9.4301 | 18.8273 | 0 | 73.4131 | 69.0439 | 30.9444 | 1334.832 | 36.4065 | 66.7737 | 0 | 0.5292 | -7.2618 | 8.626 | 3.074 | 0 | 1193.2 | 332.4757 | -28.6818 | 8.9563 | 6.38 | -1.72 | 17.5522 | 5.9498 | 52.9609 | 2025-11-27 | 2025_11_27 Hr 13 | 95.1663 | -8.2e-05 | -1193.2 | -445.4256 | 539.7166 | 926.4411 | 159.708 | 12.7598 | 0 | 110.4827 | 298.2243 | 131.0096 | 22.0972 | 182.7729 | 281.7479 | 0 | 7.2612 | 46.06 | 244.0449 | 0 | 142.457 | 0
2025_11_27 Hr 14 | 7.7826 | 0.000735 | 0.020727 | 3.5474 | 3.5621 | 3.5609 | 3.8089 | 3.8089 | 3.8089 | 102.8532 | -14.5 | 0.1104 | 91 | 0 | 91.3864 | 91.3864 | 281.7479 | 0 | 0.00615 | 0.074 | 0.02596 | 0 | 0 | 0.0705 | 0.2574 | 46.06 | 7.2612 | 244.0449 | 0 | 0 | 0 | 0 | 18.3747 | 44.3864 | 0 | 0 | -403.5089 | 0.8541 | 12.6685 | 0 | -1 | -4.2 | 13.9256 | 0 | 0 | 27.8311 | 27.8311 | 27.8311 | 27.8311 | 32.3617 | 36.7497 | 0 | 0 | 9.4301 | 18.8273 | 0 | 73.4131 | 69.0439 | 46.8504 | 1280.743 | 35.6239 | 65.3382 | 0 | 0.5292 | -7.7826 | 8.626 | 3.074 | 0 | 1193.208 | 345.1773 | -29.2026 | 8.9563 | 6.38 | -1.72 | 17.1748 | 5.8219 | 52.4097 | 2025-11-27 | 2025_11_27 Hr 14 | 99.9024 | 0.000257 | -1193.208 | -403.5089 | 482.8947 | 926.4411 | 174.6216 | 12.7598 | 0 | 107.7416 | 246.867 | 128.2862 | 22.0972 | 182.7729 | 281.7479 | 0 | 7.2612 | 46.06 | 244.0449 | 0 | 142.457 | 0
2025_11_27 Hr 15 | 6.2088 | 0.00045 | 0.01269 | 3.5474 | 3.5621 | 3.5609 | 3.8089 | 3.8089 | 3.8089 | 79.2893 | -14.5 | 0.1104 | 93 | 0 | 91.3864 | 91.3864 | 281.7479 | 0 | 0.00615 | 0.074 | 0.02596 | 0 | 0 | 0.0705 | 0.2574 | 46.06 | 7.2612 | 244.0449 | 0 | 0 | 0 | 0 | 17.4921 | 42.2544 | 0 | 0 | -361.1728 | 0.8541 | 12.6685 | 0 | -1 | -4.2 | 13.9256 | 0 | 0 | 21.4549 | 21.4549 | 21.4549 | 21.4549 | 24.9475 | 31.8006 | 0 | 0 | 9.4301 | 18.8273 | 0 | 73.4131 | 69.0439 | 59.8644 | 1221.237 | 34.7631 | 63.7595 | 0 | 0.5292 | -6.2088 | 8.626 | 3.074 | 0 | 1183.108 | 350.6729 | -27.6288 | 8.9563 | 6.38 | -1.72 | 16.7599 | 5.6813 | 51.4539 | 2025-11-27 | 2025_11_27 Hr 15 | 103.7331 | 0.000289 | -1183.108 | -361.1728 | 420.4021 | 926.4411 | 184.6781 | 12.7598 | 0 | 104.7269 | 190.3842 | 125.2909 | 22.0972 | 182.7729 | 281.7479 | 0 | 7.2612 | 46.06 | 244.0449 | 0 | 142.457 | 0
2025_11_27 Hr 16 | 1.0282 | 0.000975 | 0.027495 | 3.5474 | 3.5621 | 3.5609 | 3.8089 | 3.8089 | 3.8089 | 91.0926 | -14.5 | 0.1104 | 94 | 0 | 91.3864 | 91.3864 | 281.7479 | 0 | 0.00615 | 0.074 | 0.02596 | 0 | 0 | 0.0705 | 0.2574 | 46.06 | 7.2612 | 244.0449 | 0 | 0 | 0 | 0 | 17.9342 | 43.3223 | 0 | 0 | -383.2405 | 0.8541 | 12.6685 | 0 | -1 | -4.2 | 13.9256 | 0 | 0 | 24.6487 | 24.6487 | 24.6487 | 24.6487 | 28.6613 | 30.7476 | 0 | 0 | 9.4301 | 18.8273 | 0 | 73.4131 | 69.0439 | 69.8418 | 1251.055 | 35.1943 | 64.5503 | 0 | 0.5292 | -1.0282 | 8.626 | 3.074 | 0 | 1202.283 | 356.9175 | -22.4482 | 8.9563 | 6.38 | -1.72 | 16.9677 | 5.7517 | 52.5012 | 2025-11-27 | 2025_11_27 Hr 16 | 116.4077 | 0.000367 | -1202.283 | -383.2405 | 451.7051 | 926.4411 | 194.6179 | 12.7598 | 0 | 106.237 | 218.6769 | 126.7913 | 22.0972 | 182.7729 | 281.7479 | 0 | 7.2612 | 46.06 | 244.0449 | 0 | 142.457 | 0
2025_11_27 Hr 17 | 0 | 0.00273 | 0.076986 | 3.5474 | 3.5621 | 3.5609 | 3.8089 | 3.8089 | 3.8089 | 107.3009 | -14.5 | 0.1104 | 93 | 0 | 91.3864 | 91.3864 | 281.7479 | 0 | 0.00615 | 0.074 | 0.02596 | 0 | 0 | 0.0705 | 0.2574 | 46.06 | 7.2612 | 244.0449 | 0 | 0 | 0 | 0 | 18.5413 | 44.7888 | 0 | 0 | -319.6053 | 0.8541 | 12.6685 | 0 | -1 | -4.2 | 13.9256 | 0 | 0 | 29.0345 | 29.0345 | 29.0345 | 29.0345 | 33.7611 | 30.7476 | 0 | 0 | 9.4301 | 18.8273 | 0 | 73.4131 | 69.0439 | 49.887 | 1292.029 | 35.7863 | 65.6362 | 0 | 0.5292 | 0 | 8.626 | 3.074 | 0 | 1288 | 336.9966 | -21.42 | 8.9563 | 6.38 | -1.72 | 17.2532 | 5.8485 | 55.0474 | 2025-11-27 | 2025_11_27 Hr 17 | 140.6443 | 4.7e-05 | -1288 | -319.6053 | 494.6901 | 926.4411 | 173.7143 | 12.7598 | 0 | 108.3106 | 257.5281 | 128.8515 | 22.0972 | 182.7729 | 281.7479 | 0 | 7.2612 | 46.06 | 244.0449 | 0 | 142.457 | 0
2025_11_27 Hr 18 | 0 | 0.00234 | 0.065988 | 3.5474 | 3.5621 | 3.5609 | 3.8089 | 3.8089 | 3.8089 | 106.0607 | -14.5 | 0.1104 | 94 | 0 | 91.3864 | 91.3864 | 281.7479 | 0 | 0.00615 | 0.074 | 0.02596 | 0 | 0 | 0.0705 | 0.2574 | 46.06 | 7.2612 | 244.0449 | 0 | 0 | 0 | 0 | 18.4948 | 44.6766 | 0 | 0 | -274.938 | 0.8541 | 12.6685 | 0 | -1 | -4.2 | 13.9256 | 0 | 0 | 28.6989 | 28.6989 | 28.6989 | 28.6989 | 33.3709 | 27.7992 | 0 | 0 | 9.4301 | 18.8273 | 0 | 73.4131 | 69.0439 | 37.8852 | 1288.886 | 35.741 | 65.5531 | 0 | 0.5292 | 0 | 8.626 | 3.074 | 0 | 1315.417 | 322.8883 | -21.42 | 8.9563 | 6.38 | -1.72 | 17.2313 | 5.8411 | 55.5419 | 2025-11-27 | 2025_11_27 Hr 18 | 154.0149 | -0.000335 | -1315.417 | -274.938 | 491.401 | 926.4411 | 159.7527 | 12.7598 | 0 | 108.1519 | 254.5553 | 128.6939 | 22.0972 | 182.7729 | 281.7479 | 0 | 7.2612 | 46.06 | 244.0449 | 0 | 142.457 | 0
2025_11_27 Hr 19 | 0 | 0.000465 | 0.013113 | 3.5474 | 3.5621 | 3.5609 | 3.8089 | 3.8089 | 3.8089 | 105.0343 | -14.5 | 0.1104 | 95 | 0 | 91.3864 | 91.3864 | 281.7479 | 0 | 0.00615 | 0.074 | 0.02596 | 0 | 0 | 0.0705 | 0.2574 | 46.06 | 7.2612 | 244.0449 | 0 | 0 | 0 | 0 | 18.4564 | 44.5838 | 0 | 0 | -284.1613 | 0.8541 | 12.6685 | 0 | -1 | -4.2 | 13.9256 | 0 | 0 | 28.4212 | 28.4212 | 28.4212 | 28.4212 | 33.0479 | 27.7992 | 0 | 0 | 9.4301 | 18.8273 | 0 | 73.4131 | 69.0439 | 37.8852 | 1286.242 | 35.7035 | 65.4844 | 0 | 0.5292 | 0 | 8.626 | 3.074 | 0 | 1304.417 | 323.756 | -21.42 | 8.9563 | 6.38 | -1.72 | 17.2132 | 5.835 | 55.2291 | 2025-11-27 | 2025_11_27 Hr 19 | 140.6135 | -0.000423 | -1304.417 | -284.1613 | 488.679 | 926.4411 | 160.698 | 12.7598 | 0 | 108.0206 | 252.095 | 128.5634 | 22.0972 | 182.7729 | 281.7479 | 0 | 7.2612 | 46.06 | 244.0449 | 0 | 142.457 | 0
2025_11_27 Hr 20 | 0 | 0 | 0 | 3.5474 | 3.5621 | 3.5609 | 3.8089 | 3.8089 | 3.8089 | 114.229 | -14.5 | 0.1104 | 93 | 0 | 91.3864 | 91.3864 | 281.7479 | 0 | 0.00615 | 0.074 | 0.02596 | 0 | 0 | 0.0705 | 0.2574 | 46.06 | 7.2612 | 244.0449 | 0 | 0 | 0 | 0 | 18.8008 | 45.4157 | 0 | 0 | -342.9191 | 0.8541 | 12.6685 | 0 | -1 | -4.2 | 13.9256 | 0 | 0 | 30.9092 | 30.9092 | 30.9092 | 30.9092 | 35.9409 | 25.7985 | 0 | 0 | 9.4301 | 18.8273 | 0 | 73.4131 | 69.0439 | 59.8644 | 1309.445 | 36.0394 | 66.1004 | 0 | 0.5292 | 0 | 8.626 | 3.074 | 0 | 1288.008 | 342.9027 | -21.42 | 8.9563 | 6.38 | -1.72 | 17.3752 | 5.8898 | 55.3545 | 2025-11-27 | 2025_11_27 Hr 20 | 141.4326 | 0.000401 | -1288.008 | -342.9191 | 513.0637 | 926.4411 | 178.6629 | 12.7598 | 0 | 109.1969 | 274.1346 | 129.7321 | 22.0972 | 182.7729 | 281.7479 | 0 | 7.2612 | 46.06 | 244.0449 | 0 | 142.457 | 0
2025_11_27 Hr 21 | 0 | 0 | 0 | 3.5474 | 3.5621 | 3.5609 | 3.8089 | 3.8089 | 3.8089 | 113.9724 | -14.5 | 0.1104 | 89 | 0 | 91.3864 | 91.3864 | 281.7479 | 0 | 0.00615 | 0.074 | 0.02596 | 0 | 0 | 0.0705 | 0.2574 | 46.06 | 7.2612 | 244.0449 | 0 | 0 | 0 | 0 | 18.7912 | 45.3925 | 0 | 0 | -385.1756 | 0.8541 | 12.6685 | 0 | -1 | -4.2 | 13.9256 | 0 | 0 | 30.8398 | 30.8398 | 30.8398 | 30.8398 | 35.8602 | 25.7985 | 0 | 0 | 9.4301 | 18.8273 | 0 | 73.4131 | 69.0439 | 65.793 | 1308.797 | 36.03 | 66.0832 | 0 | 0.5292 | 0 | 8.626 | 3.074 | 0 | 1247 | 344.7987 | -21.42 | 8.9563 | 6.38 | -1.72 | 17.3707 | 5.8883 | 54.2918 | 2025-11-27 | 2025_11_27 Hr 21 | 127.9635 | -1.1e-05 | -1247 | -385.1756 | 512.3832 | 926.4411 | 180.5915 | 12.7598 | 0 | 109.1641 | 273.5196 | 129.6995 | 22.0972 | 182.7729 | 281.7479 | 0 | 7.2612 | 46.06 | 244.0449 | 0 | 142.457 | 0
2025_11_27 Hr 22 | 0 | 0 | 0 | 3.5474 | 3.5621 | 3.5609 | 3.8089 | 3.8089 | 3.8089 | 98.6194 | -14.5 | 0.1104 | 87 | 0 | 91.3864 | 91.3864 | 281.7479 | 0 | 0.00615 | 0.074 | 0.02596 | 0 | 0 | 0.0705 | 0.2574 | 46.06 | 7.2612 | 244.0449 | 0 | 0 | 0 | 0 | 18.2161 | 44.0033 | 0 | 0 | -395.6718 | 0.8541 | 12.6685 | 0 | -1 | -4.2 | 13.9256 | 0 | 0 | 26.6854 | 26.6854 | 26.6854 | 26.6854 | 31.0296 | 27.7992 | 0 | 0 | 9.4301 | 18.8273 | 0 | 73.4131 | 69.0439 | 66.8052 | 1270.032 | 35.4692 | 65.0546 | 0 | 0.5292 | 0 | 8.626 | 3.074 | 0 | 1196.8 | 343.8601 | -21.42 | 8.9563 | 6.38 | -1.72 | 17.1003 | 5.7967 | 52.4483 | 2025-11-27 | 2025_11_27 Hr 22 | 124.9704 | -2.7e-05 | -1196.8 | -395.6718 | 471.6665 | 926.4411 | 181.6044 | 12.7598 | 0 | 107.1999 | 236.7186 | 127.748 | 22.0972 | 182.7729 | 281.7479 | 0 | 7.2612 | 46.06 | 244.0449 | 0 | 142.457 | 0
2025_11_27 Hr 23 | 0 | 0 | 0 | 3.5474 | 3.5621 | 3.5609 | 3.8089 | 3.8089 | 3.8089 | 80.4867 | 0 | 0.1104 | 89 | 0 | 91.3864 | 91.3864 | 283.5925 | 0 | 0.00615 | 0.074 | 0.02596 | 0 | 0 | 0.0705 | 0.2574 | 46.06 | 7.2612 | 245.025 | 0 | 0 | 0 | 0 | 17.5369 | 42.3627 | 0 | 0 | -443.4396 | 0.8541 | 12.6685 | 0 | -1 | -4.2 | 13.9256 | 0 | 0 | 21.7789 | 21.7789 | 21.7789 | 21.7789 | 25.3243 | 28.8522 | 0 | 0 | 9.4301 | 18.8273 | 0 | 74.1091 | 69.6985 | 69.8418 | 1228.423 | 34.8068 | 63.8397 | 0 | 0.5292 | 0 | 8.626 | 3.074 | 0 | 1125.708 | 347.6449 | -6.92 | 8.9563 | 6.38 | -1.72 | 16.7809 | 5.6884 | 50.2706 | 2025-11-27 | 2025_11_27 Hr 23 | 124.0673 | 0.000342 | -1125.708 | -443.4396 | 438.0777 | 930.6164 | 187.694 | 12.7598 | 0 | 104.8801 | 193.2545 | 139.9432 | 22.0972 | 182.7729 | 283.5925 | 0 | 7.2612 | 46.06 | 245.025 | 0 | 143.8077 | 0
2025_11_27 Hr 24 | 0 | 0 | 0 | 3.5474 | 3.5621 | 3.5609 | 3.8089 | 3.8089 | 3.8089 | 69.4531 | 0 | 0.1104 | 89 | 0 | 91.3864 | 91.3864 | 283.5925 | 0 | 0.00615 | 0.074 | 0.02596 | 0 | 0 | 0.0705 | 0.2574 | 46.06 | 7.2612 | 245.025 | 0 | 0 | 0 | 0 | 17.1237 | 41.3644 | 0 | 0 | -471.8459 | 0.8541 | 12.6685 | 0 | -1 | -4.2 | 13.9256 | 0 | 0 | 18.7933 | 18.7933 | 18.7933 | 18.7933 | 21.8527 | 27.7992 | 0 | 0 | 9.4301 | 18.8273 | 0 | 74.1091 | 69.6985 | 73.746 | 1200.564 | 34.4038 | 63.1005 | 0 | 0.5292 | 0 | 8.626 | 3.074 | 0 | 1070.892 | 349.0936 | -6.92 | 8.9563 | 6.38 | -1.72 | 16.5866 | 5.6225 | 48.4805 | 2025-11-27 | 2025_11_27 Hr 24 | 124.391 | -0.000298 | -1070.892 | -471.8459 | 408.8162 | 930.6164 | 190.5452 | 12.7598 | 0 | 103.4685 | 166.807 | 138.5407 | 22.0972 | 182.7729 | 283.5925 | 0 | 7.2612 | 46.06 | 245.025 | 0 | 143.8077 | 0
2025_11_28 Hr 01 | 0 | 0 | 0 | 3.5474 | 3.5621 | 3.5609 | 3.8089 | 3.8089 | 3.8089 | 45.3472 | 0 | 0.1104 | 90 | 0 | 91.3864 | 91.3864 | 283.5925 | 0 | 0.00615 | 0.074 | 0.02596 | 0 | 0 | 0.0705 | 0.2574 | 46.06 | 7.2612 | 245.025 | 0 | 0 | 0 | 0 | 16.3961 | 39.606 | 0 | 0 | -451.9837 | 0.8541 | 12.6755 | 0 | -1 | -4.2 | 13.9474 | 0 | 0 | 12.3567 | 12.3567 | 12.3567 | 12.3567 | 14.3682 | 34.749 | 0 | 0 | 9.4452 | 19.9242 | 0 | 74.1091 | 69.6985 | 66.8052 | 1140.781 | 35.3143 | 64.7933 | 0 | 0.5292 | 0 | 8.626 | 3.074 | 0 | 1036.3 | 354.4224 | -6.92 | 8.9526 | 6.38 | -1.72 | 17.0546 | 5.774 | 46.8537 | 2025-11-28 | 2025_11_28 Hr 01 | 109.8839 | -2.2e-05 | -1036.3 | -451.9837 | 353.3532 | 930.6164 | 191.5542 | 12.7598 | 0 | 101.0228 | 109.4699 | 142.8605 | 22.0972 | 182.7729 | 283.5925 | 0 | 7.2612 | 46.06 | 245.025 | 0 | 143.8077 | 0
2025_11_28 Hr 02 | 0 | 0 | 0 | 3.5474 | 3.5621 | 3.5609 | 3.8089 | 3.8089 | 3.8089 | 47.9197 | 0 | 0.1104 | 89 | 0 | 91.3864 | 91.3864 | 283.5925 | 0 | 0.00615 | 0.074 | 0.02596 | 0 | 0 | 0.0705 | 0.2574 | 46.06 | 7.2612 | 245.025 | 0 | 0 | 0 | 0 | 16.4873 | 39.8263 | 0 | 0 | -469.9968 | 0.8541 | 12.6755 | 0 | -1 | -4.2 | 13.9474 | 0 | 0 | 13.0576 | 13.0576 | 13.0576 | 13.0576 | 15.1833 | 33.8013 | 0 | 0 | 9.4452 | 19.9242 | 0 | 74.1091 | 69.6985 | 69.8418 | 1147.284 | 35.4066 | 64.9627 | 0 | 0.5292 | 0 | 8.626 | 3.074 | 0 | 1026.2 | 355.8326 | -6.92 | 8.9526 | 6.38 | -1.72 | 17.0992 | 5.7891 | 46.6921 | 2025-11-28 | 2025_11_28 Hr 02 | 108.6023 | -3.2e-05 | -1026.2 | -469.9968 | 360.1774 | 930.6164 | 192.6431 | 12.7598 | 0 | 101.3342 | 115.6614 | 143.1818 | 22.0972 | 182.7729 | 283.5925 | 0 | 7.2612 | 46.06 | 245.025 | 0 | 143.8077 | 0
2025_11_28 Hr 03 | 0 | 0 | 0 | 3.5474 | 3.5621 | 3.5609 | 3.8089 | 3.8089 | 3.8089 | 43.8648 | 0 | 0.1104 | 77 | 0 | 91.3864 | 91.3864 | 283.5925 | 0 | 0.00615 | 0.074 | 0.02596 | 0 | 0 | 0.0705 | 0.2574 | 46.06 | 7.2612 | 245.025 | 0 | 0 | 0 | 0 | 16.3436 | 39.4791 | 0 | 0 | -461.7135 | 0.8541 | 12.6755 | 0 | -1 | -4.2 | 13.9474 | 0 | 0 | 11.9527 | 11.9527 | 11.9527 | 11.9527 | 13.8985 | 33.8013 | 0 | 0 | 9.4452 | 19.9242 | 0 | 74.1091 | 69.6985 | 78.807 | 1137.034 | 35.2611 | 64.6958 | 0 | 0.5292 | 0 | 8.626 | 3.074 | 0 | 1020.692 | 352.2914 | -6.92 | 8.9526 | 6.38 | -1.72 | 17.0289 | 5.7653 | 46.3656 | 2025-11-28 | 2025_11_28 Hr 03 | 112.4801 | -0.000299 | -1020.692 | -461.7135 | 349.4207 | 930.6164 | 189.6083 | 12.7598 | 0 | 100.8434 | 105.9019 | 142.6753 | 22.0972 | 182.7729 | 283.5925 | 0 | 7.2612 | 46.06 | 245.025 | 0 | 143.8077 | 0
2025_11_28 Hr 04 | 0 | 0 | 0 | 3.5474 | 3.5621 | 3.5609 | 3.8089 | 3.8089 | 3.8089 | 45.3472 | 0 | 0.1104 | 78 | 0 | 91.3864 | 91.3864 | 283.5925 | 0 | 0.00615 | 0.074 | 0.02596 | 0 | 0 | 0.0705 | 0.2574 | 46.06 | 7.2612 | 245.025 | 0 | 0 | 0 | 0 | 16.3961 | 39.606 | 0 | 0 | -446.4482 | 0.8541 | 12.6755 | 0 | -1 | -4.2 | 13.9474 | 0 | 0 | 12.3567 | 12.3567 | 12.3567 | 12.3567 | 14.3682 | 33.8013 | 0 | 0 | 9.4452 | 19.9242 | 0 | 74.1091 | 69.6985 | 67.8174 | 1140.781 | 35.3143 | 64.7933 | 0 | 0.5292 | 0 | 8.626 | 3.074 | 0 | 1029.9 | 342.4869 | -6.92 | 8.9526 | 6.38 | -1.72 | 17.0546 | 5.774 | 46.5283 | 2025-11-28 | 2025_11_28 Hr 04 | 112.1036 | -2.2e-05 | -1029.9 | -446.4482 | 353.3532 | 930.6164 | 179.6187 | 12.7598 | 0 | 101.0228 | 109.4699 | 142.8605 | 22.0972 | 182.7729 | 283.5925 | 0 | 7.2612 | 46.06 | 245.025 | 0 | 143.8077 | 0
2025_11_28 Hr 05 | 0 | 0 | 0 | 3.5474 | 3.5621 | 3.5609 | 3.8089 | 3.8089 | 3.8089 | 70.0258 | 0 | 0.1104 | 75 | 0 | 91.3864 | 91.3864 | 283.5925 | 0 | 0.00615 | 0.074 | 0.02596 | 0 | 0 | 0.0705 | 0.2574 | 46.06 | 7.2612 | 245.025 | 0 | 0 | 0 | 0 | 17.2707 | 41.7186 | 0 | 0 | -467.9142 | 0.8541 | 12.6755 | 0 | -1 | -4.2 | 13.9474 | 0 | 0 | 19.0813 | 19.0813 | 19.0813 | 19.0813 | 22.1876 | 33.8013 | 0 | 0 | 9.4452 | 19.9242 | 0 | 74.1091 | 69.6985 | 67.8174 | 1203.165 | 36.1997 | 66.4179 | 0 | 0.5292 | 0 | 8.626 | 3.074 | 0 | 1070.9 | 342.5692 | -6.92 | 8.9526 | 6.38 | -1.72 | 17.4822 | 5.9188 | 48.4291 | 2025-11-28 | 2025_11_28 Hr 05 | 112.7972 | 5e-06 | -1070.9 | -467.9142 | 418.8193 | 930.6164 | 176.6187 | 12.7598 | 0 | 104.01 | 168.8665 | 145.9428 | 22.0972 | 182.7729 | 283.5925 | 0 | 7.2612 | 46.06 | 245.025 | 0 | 143.8077 | 0
2025_11_28 Hr 06 | 0 | 0 | 0 | 3.5474 | 3.5621 | 3.5609 | 3.8089 | 3.8089 | 3.8089 | 89.385 | 0 | 0.1104 | 82 | 0 | 91.3864 | 91.3864 | 283.5925 | 0 | 0.00615 | 0.074 | 0.02596 | 0 | 0 | 0.0705 | 0.2574 | 46.06 | 7.2612 | 245.025 | 0 | 0 | 0 | 0 | 17.9568 | 43.3759 | 0 | 0 | -440.5814 | 0.8541 | 12.6755 | 0 | -1 | -4.2 | 13.9474 | 0 | 0 | 24.3565 | 24.3565 | 24.3565 | 24.3565 | 28.3215 | 33.8013 | 0 | 0 | 9.4452 | 19.9242 | 0 | 74.1091 | 69.6985 | 68.8296 | 1252.102 | 36.8943 | 67.6922 | 0 | 0.5292 | 0 | 8.626 | 3.074 | 0 | 1157.6 | 352.9993 | -6.92 | 8.9526 | 6.38 | -1.72 | 17.8176 | 6.0323 | 51.4919 | 2025-11-28 | 2025_11_28 Hr 06 | 126.7692 | -2e-06 | -1157.6 | -440.5814 | 470.1743 | 930.6164 | 184.6309 | 12.7598 | 0 | 106.3533 | 215.4602 | 148.3607 | 22.0972 | 182.7729 | 283.5925 | 0 | 7.2612 | 46.06 | 245.025 | 0 | 143.8077 | 0
2025_11_28 Hr 07 | 0 | 0 | 0 | 3.5474 | 3.5621 | 3.5609 | 3.8089 | 3.8089 | 3.8089 | 116.5488 | -14.5 | 0.1104 | 82 | 0 | 91.3864 | 91.3864 | 281.7479 | 0 | 0.00615 | 0.074 | 0.02596 | 0 | 0 | 0.0705 | 0.2574 | 46.06 | 7.2612 | 244.0449 | 0 | 0 | 0 | 0 | 18.9194 | 45.7013 | 0 | 0 | -385.0259 | 0.8541 | 12.6755 | 0 | -1 | -4.2 | 13.9474 | 0 | 0 | 31.7583 | 31.7583 | 31.7583 | 31.7583 | 36.9283 | 36.7497 | 0 | 0 | 9.4452 | 19.9242 | 0 | 73.4131 | 69.0439 | 72.7338 | 1316.593 | 37.8689 | 69.4803 | 0 | 0.5292 | 0 | 8.626 | 3.074 | 0 | 1273.392 | 363.2446 | -21.42 | 8.9526 | 6.38 | -1.72 | 18.2883 | 6.1917 | 55.3316 | 2025-11-28 | 2025_11_28 Hr 07 | 125.2461 | -0.000355 | -1273.392 | -385.0259 | 527.7331 | 926.4411 | 191.4835 | 12.7598 | 0 | 109.6414 | 280.8384 | 137.2534 | 22.0972 | 182.7729 | 281.7479 | 0 | 7.2612 | 46.06 | 244.0449 | 0 | 142.457 | 0
2025_11_28 Hr 08 | 0 | 0 | 0 | 3.5474 | 3.5621 | 3.5609 | 3.8089 | 3.8089 | 3.8089 | 133.6843 | -14.5 | 0.1104 | 84 | 0 | 91.3864 | 91.3864 | 281.7479 | 0 | 0.00615 | 0.074 | 0.02596 | 0 | 0 | 0.0705 | 0.2574 | 46.06 | 7.2612 | 244.0449 | 0 | 0 | 0 | 0 | 19.5267 | 47.1682 | 0 | 0 | -363.8438 | 0.8541 | 12.6755 | 0 | -1 | -4.2 | 13.9474 | 0 | 0 | 36.4276 | 36.4276 | 36.4276 | 36.4276 | 42.3576 | 28.8522 | 0 | 0 | 9.4452 | 19.9242 | 0 | 73.4131 | 69.0439 | 65.793 | 1359.909 | 38.4836 | 70.6083 | 0 | 0.5292 | 0 | 8.626 | 3.074 | 0 | 1327.192 | 352.5465 | -21.42 | 8.9526 | 6.38 | -1.72 | 18.5852 | 6.2922 | 57.1766 | 2025-11-28 | 2025_11_28 Hr 08 | 121.7911 | -0.000427 | -1327.192 | -363.8438 | 573.1893 | 926.4411 | 178.6452 | 12.7598 | 0 | 111.7155 | 322.0802 | 139.3936 | 22.0972 | 182.7729 | 281.7479 | 0 | 7.2612 | 46.06 | 244.0449 | 0 | 142.457 | 0
2025_11_28 Hr 09 | 1.0298 | 0 | 0 | 3.5474 | 3.5621 | 3.5609 | 3.8089 | 3.8089 | 3.8089 | 146.852 | -14.5 | 0.1104 | 81 | 0 | 91.3864 | 91.3864 | 281.7479 | 0 | 0.00615 | 0.074 | 0.02596 | 0 | 0 | 0.0705 | 0.2574 | 46.06 | 7.2612 | 244.0449 | 0 | 0 | 0 | 0 | 19.9933 | 48.2954 | 0 | 0 | -425.7371 | 0.8541 | 12.6755 | 0 | -1 | -4.2 | 13.9474 | 0 | 0 | 40.0157 | 40.0157 | 40.0157 | 40.0157 | 46.5298 | 30.7476 | 0 | 0 | 9.4452 | 19.9242 | 0 | 73.4131 | 69.0439 | 63.7686 | 1393.195 | 38.9561 | 71.4751 | 0 | 0.5292 | -1.0298 | 8.626 | 3.074 | 0 | 1297.1 | 352.0919 | -22.4498 | 8.9526 | 6.38 | -1.72 | 18.8133 | 6.3694 | 56.8031 | 2025-11-28 | 2025_11_28 Hr 09 | 118.5454 | -8.3e-05 | -1297.1 | -425.7371 | 608.1199 | 926.4411 | 175.5162 | 12.7598 | 0 | 113.3094 | 353.7723 | 141.0382 | 22.0972 | 182.7729 | 281.7479 | 0 | 7.2612 | 46.06 | 244.0449 | 0 | 142.457 | 0
2025_11_28 Hr 10 | 6.7494 | 9e-05 | 0.002538 | 3.5474 | 3.5621 | 3.5609 | 3.8089 | 3.8089 | 3.8089 | 148.7269 | -14.5 | 0.1104 | 79 | 0 | 91.3864 | 91.3864 | 281.7479 | 0 | 0.00615 | 0.074 | 0.02596 | 0 | 0 | 0.0705 | 0.2574 | 46.06 | 7.2612 | 244.0449 | 0 | 0 | 0 | 0 | 20.0598 | 48.4559 | 0 | 0 | -415.7721 | 0.8541 | 12.6755 | 0 | -1 | -4.2 | 13.9474 | 0 | 0 | 40.5265 | 40.5265 | 40.5265 | 40.5265 | 47.1239 | 39.6981 | 0 | 0 | 9.4452 | 19.9242 | 0 | 73.4131 | 69.0439 | 63.7686 | 1397.937 | 39.0233 | 71.5985 | 0 | 0.5292 | -6.7494 | 8.626 | 3.074 | 0 | 1318.992 | 364.9963 | -28.1694 | 8.9526 | 6.38 | -1.72 | 18.8458 | 6.3804 | 57.5361 | 2025-11-28 | 2025_11_28 Hr 10 | 118.2683 | -0.000366 | -1318.992 | -415.7721 | 613.0935 | 926.4411 | 182.4693 | 12.7598 | 0 | 113.5364 | 358.2848 | 141.2724 | 22.0972 | 182.7729 | 281.7479 | 0 | 7.2612 | 46.06 | 244.0449 | 0 | 142.457 | 0
2025_11_28 Hr 11 | 8.819 | 0.000405 | 0.011421 | 3.5474 | 3.5621 | 3.5609 | 3.8089 | 3.8089 | 3.8089 | 133.7715 | -14.5 | 0.1104 | 73 | 0 | 91.3864 | 91.3864 | 281.7479 | 0 | 0.00615 | 0.074 | 0.02596 | 0 | 0 | 0.0705 | 0.2574 | 46.06 | 7.2612 | 244.0449 | 0 | 0 | 0 | 0 | 19.5298 | 47.1756 | 0 | 0 | -407.8168 | 0.8541 | 12.6755 | 0 | -1 | -4.2 | 13.9474 | 0 | 0 | 36.4513 | 36.4513 | 36.4513 | 36.4513 | 42.3853 | 41.6988 | 0 | 0 | 9.4452 | 19.9242 | 0 | 73.4131 | 69.0439 | 65.793 | 1360.141 | 38.4868 | 70.6141 | 0 | 0.5292 | -8.819 | 8.626 | 3.074 | 0 | 1285.308 | 363.2234 | -30.239 | 8.9526 | 6.38 | -1.72 | 18.5867 | 6.2927 | 56.1019 | 2025-11-28 | 2025_11_28 Hr 11 | 105.9878 | 0.000322 | -1285.308 | -407.8168 | 573.4206 | 926.4411 | 180.5036 | 12.7598 | 0 | 111.7261 | 322.29 | 139.4045 | 22.0972 | 182.7729 | 281.7479 | 0 | 7.2612 | 46.06 | 244.0449 | 0 | 142.457 | 0
2025_11_28 Hr 12 | 7.7759 | 0.00126 | 0.035532 | 3.5474 | 3.5621 | 3.5609 | 3.8089 | 3.8089 | 3.8089 | 120.3858 | -14.5 | 0.1104 | 65 | 0 | 91.3864 | 91.3864 | 281.7479 | 0 | 0.00615 | 0.074 | 0.02596 | 0 | 0 | 0.0705 | 0.2574 | 46.06 | 0 | 244.0449 | 0 | 0 | 0 | 0 | 19.0554 | 46.0297 | 0 | 0 | -360.2926 | 0.8541 | 12.6755 | 0 | -1 | -4.2 | 13.9474 | 0 | 0 | 32.8039 | 32.8039 | 32.8039 | 32.8039 | 38.144 | 33.8013 | 0 | 0 | 9.4452 | 19.9242 | 0 | 73.4131 | 69.0439 | 77.7948 | 1319.067 | 38.0065 | 69.7329 | 0 | 0.5292 | -7.7759 | 8.626 | 3.074 | 0 | 1286.192 | 356.6136 | -29.1959 | 8.9526 | 6.38 | -1.72 | 18.3548 | 6.2142 | 55.5114 | 2025-11-28 | 2025_11_28 Hr 12 | 112.9041 | -0.000347 | -1286.192 | -360.2926 | 537.9117 | 919.1799 | 176.6329 | 12.7598 | 0 | 110.1058 | 290.0732 | 137.7326 | 22.0972 | 182.7729 | 281.7479 | 0 | 0 | 46.06 | 244.0449 | 0 | 142.457 | 0
2025_11_28 Hr 13 | 8.2983 | 0.00201 | 0.056682 | 3.5474 | 3.5621 | 3.5609 | 3.8089 | 3.8089 | 3.8089 | 116.6796 | -14.5 | 0.1104 | 51 | 0 | 91.3864 | 91.3864 | 281.7479 | 0 | 0.00615 | 0.074 | 0.02596 | 0 | 0 | 0.0705 | 0.2574 | 46.06 | 0 | 244.0449 | 0 | 0 | 0 | 0 | 18.9241 | 45.7125 | 0 | 0 | -352.3026 | 0.8541 | 12.6755 | 0 | -1 | -4.2 | 13.9474 | 0 | 0 | 31.794 | 31.794 | 31.794 | 31.794 | 36.9697 | 31.8006 | 0 | 0 | 9.4452 | 19.9242 | 0 | 73.4131 | 69.0439 | 83.7234 | 1309.719 | 37.8736 | 69.489 | 0 | 0.5292 | -8.2983 | 8.626 | 3.074 | 0 | 1274.3 | 346.6017 | -29.7183 | 8.9526 | 6.38 | -1.72 | 18.2905 | 6.1924 | 54.9369 | 2025-11-28 | 2025_11_28 Hr 13 | 106.4429 | -6.8e-05 | -1274.3 | -352.3026 | 528.0802 | 919.1799 | 166.5827 | 12.7598 | 0 | 109.6572 | 281.1532 | 137.2697 | 22.0972 | 182.7729 | 281.7479 | 0 | 0 | 46.06 | 244.0449 | 0 | 142.457 | 0
2025_11_28 Hr 14 | 10.8886 | 0.003 | 0.0846 | 3.5474 | 3.5621 | 3.5609 | 3.8089 | 3.8089 | 3.8089 | 109.8342 | -14.5 | 0.1104 | 40 | 0 | 91.3864 | 91.3864 | 281.7479 | 0 | 0.00615 | 0.074 | 0.02596 | 0 | 0 | 0.0705 | 0.2574 | 46.06 | 0 | 244.0449 | 0 | 0 | 0 | 0 | 18.6815 | 45.1265 | 0 | 0 | -321.6887 | 0.8541 | 12.6755 | 0 | -1 | -4.2 | 13.9474 | 0 | 0 | 29.9287 | 29.9287 | 29.9287 | 29.9287 | 34.8008 | 28.8522 | 0 | 0 | 9.4452 | 19.9242 | 0 | 73.4131 | 69.0439 | 89.7966 | 1292.443 | 37.628 | 69.0383 | 0 | 0.5292 | -10.8886 | 8.626 | 3.074 | 0 | 1278.908 | 340.4629 | -32.3086 | 8.9526 | 6.38 | -1.72 | 18.1719 | 6.1523 | 54.716 | 2025-11-28 | 2025_11_28 Hr 14 | 107.9703 | 0.000304 | -1278.908 | -321.6887 | 509.9209 | 919.1799 | 158.7364 | 12.7598 | 0 | 108.8286 | 264.6776 | 136.4148 | 22.0972 | 182.7729 | 281.7479 | 0 | 0 | 46.06 | 244.0449 | 0 | 142.457 | 0
2025_11_28 Hr 15 | 9.3314 | 0.00348 | 0.098136 | 3.5474 | 3.5621 | 3.5609 | 3.8089 | 3.8089 | 3.8089 | 117.5953 | -14.5 | 0.1104 | 32 | 0 | 91.3864 | 91.3864 | 281.7479 | 0 | 0.00615 | 0.074 | 0.02596 | 0 | 0 | 0.0705 | 0.2574 | 46.06 | 0 | 244.0449 | 0 | 0 | 0 | 0 | 18.9565 | 45.7909 | 0 | 0 | -355.1842 | 0.8541 | 12.6755 | 0 | -1 | -4.2 | 13.9474 | 0 | 0 | 32.0435 | 32.0435 | 32.0435 | 32.0435 | 37.2599 | 25.7985 | 0 | 0 | 9.4452 | 19.9242 | 0 | 73.4131 | 69.0439 | 81.8436 | 1312.075 | 37.9064 | 69.5492 | 0 | 0.5292 | -9.3314 | 8.626 | 3.074 | 0 | 1247.008 | 320.8688 | -30.7514 | 8.9526 | 6.38 | -1.72 | 18.3064 | 6.1978 | 53.8975 | 2025-11-28 | 2025_11_28 Hr 15 | 104.466 | 0.000368 | -1247.008 | -355.1842 | 530.5092 | 919.1799 | 139.7437 | 12.7598 | 0 | 109.768 | 283.357 | 137.3841 | 22.0972 | 182.7729 | 281.7479 | 0 | 0 | 46.06 | 244.0449 | 0 | 142.457 | 0
2025_11_28 Hr 16 | 2.5887 | 0.00246 | 0.069372 | 3.5474 | 3.5621 | 3.5609 | 3.8089 | 3.8089 | 3.8089 | 127.3184 | -14.5 | 0.1104 | 27 | 0 | 91.3864 | 91.3864 | 281.7479 | 0 | 0.00615 | 0.074 | 0.02596 | 0 | 0 | 0.0705 | 0.2574 | 46.06 | 7.2612 | 244.0449 | 0 | 0 | 0 | 0 | 19.3011 | 46.6232 | 0 | 0 | -381.4409 | 0.8541 | 12.6755 | 0 | -1 | -4.2 | 13.9474 | 0 | 0 | 34.693 | 34.693 | 34.693 | 34.693 | 40.3406 | 24.8508 | 0 | 0 | 9.4452 | 19.9242 | 0 | 73.4131 | 69.0439 | 83.7234 | 1343.886 | 38.2553 | 70.1893 | 0 | 0.5292 | -2.5887 | 8.626 | 3.074 | 0 | 1249.708 | 311.2715 | -24.0087 | 8.9526 | 6.38 | -1.72 | 18.4749 | 6.2549 | 54.3496 | 2025-11-28 | 2025_11_28 Hr 16 | 137.3966 | 0.000282 | -1249.708 | -381.4409 | 556.3023 | 926.4411 | 135.646 | 12.7598 | 0 | 110.945 | 306.7588 | 138.5985 | 22.0972 | 182.7729 | 281.7479 | 0 | 7.2612 | 46.06 | 244.0449 | 0 | 142.457 | 0
2025_11_28 Hr 17 | 0 | 0.00321 | 0.090522 | 3.5474 | 3.5621 | 3.5609 | 3.8089 | 3.8089 | 3.8089 | 143.2767 | -14.5 | 0.1104 | 18 | 0 | 91.3864 | 91.3864 | 281.7479 | 0 | 0.00615 | 0.074 | 0.02596 | 0 | 0 | 0.0705 | 0.2574 | 46.06 | 7.2612 | 244.0449 | 0 | 0 | 0 | 0 | 19.8666 | 47.9893 | 0 | 0 | -336.7997 | 0.8541 | 12.6755 | 0 | -1 | -4.2 | 13.9474 | 0 | 0 | 39.0414 | 39.0414 | 39.0414 | 39.0414 | 45.397 | 27.7992 | 0 | 0 | 9.4452 | 19.9242 | 0 | 73.4131 | 69.0439 | 75.7704 | 1384.248 | 38.8278 | 71.2398 | 0 | 0.5292 | 0 | 8.626 | 3.074 | 0 | 1322.7 | 296.6721 | -21.42 | 8.9526 | 6.38 | -1.72 | 18.7514 | 6.3485 | 56.6434 | 2025-11-28 | 2025_11_28 Hr 17 | 147.7576 | -2.4e-05 | -1322.7 | -336.7997 | 598.6354 | 926.4411 | 121.6633 | 12.7598 | 0 | 112.8766 | 345.1672 | 140.5916 | 22.0972 | 182.7729 | 281.7479 | 0 | 7.2612 | 46.06 | 244.0449 | 0 | 142.457 | 0
2025_11_28 Hr 18 | 0 | 0.003405 | 0.096021 | 3.5474 | 3.5621 | 3.5609 | 3.8089 | 3.8089 | 3.8089 | 143.2331 | -14.5 | 0.1104 | 15 | 0 | 91.3864 | 91.3864 | 281.7479 | 0 | 0.00615 | 0.074 | 0.02596 | 0 | 0 | 0.0705 | 0.2574 | 46.06 | 7.2612 | 244.0449 | 0 | 0 | 0 | 0 | 19.8651 | 47.9856 | 0 | 0 | -294.1072 | 0.8541 | 12.6755 | 0 | -1 | -4.2 | 13.9474 | 0 | 0 | 39.0295 | 39.0295 | 39.0295 | 39.0295 | 45.3832 | 31.8006 | 0 | 0 | 9.4452 | 19.9242 | 0 | 73.4131 | 69.0439 | 77.7948 | 1384.143 | 38.8262 | 71.2369 | 0 | 0.5292 | 0 | 8.626 | 3.074 | 0 | 1368.308 | 299.6927 | -21.42 | 8.9526 | 6.38 | -1.72 | 18.7506 | 6.3482 | 57.882 | 2025-11-28 | 2025_11_28 Hr 18 | 136.1608 | 0.000374 | -1368.308 | -294.1072 | 598.5199 | 926.4411 | 124.6948 | 12.7598 | 0 | 112.8714 | 345.0623 | 140.5862 | 22.0972 | 182.7729 | 281.7479 | 0 | 7.2612 | 46.06 | 244.0449 | 0 | 142.457 | 0
2025_11_28 Hr 19 | 0 | 0.00081 | 0.022842 | 3.5474 | 3.5621 | 3.5609 | 3.8089 | 3.8089 | 3.8089 | 133.1611 | -14.5 | 0.1104 | 1 | 0 | 91.3864 | 91.3864 | 281.7479 | 0 | 0.00615 | 0.074 | 0.02596 | 0 | 0 | 0.0705 | 0.2574 | 46.06 | 7.2612 | 244.0449 | 0 | 0 | 0 | 0 | 19.5082 | 47.1234 | 0 | 0 | -290.3791 | 0.8541 | 12.6755 | 0 | -1 | -4.2 | 13.9474 | 0 | 0 | 36.285 | 36.285 | 36.285 | 36.285 | 42.1919 | 33.8013 | 0 | 0 | 9.4452 | 19.9242 | 0 | 73.4131 | 69.0439 | 81.8436 | 1358.609 | 38.4649 | 70.5739 | 0 | 0.5292 | 0 | 8.626 | 3.074 | 0 | 1337.292 | 290.4817 | -21.42 | 8.9526 | 6.38 | -1.72 | 18.5761 | 6.2891 | 56.6086 | 2025-11-28 | 2025_11_28 Hr 19 | 136.4317 | -0.000313 | -1337.292 | -290.3791 | 571.8013 | 926.4411 | 116.6686 | 12.7598 | 0 | 111.6522 | 320.8209 | 139.3282 | 22.0972 | 182.7729 | 281.7479 | 0 | 7.2612 | 46.06 | 244.0449 | 0 | 142.457 | 0
2025_11_28 Hr 20 | 0 | 0 | 0 | 3.5474 | 3.5621 | 3.5609 | 3.8089 | 3.8089 | 3.8089 | 124.0919 | -14.5 | 0.1104 | 7 | 0 | 91.3864 | 91.3864 | 281.7479 | 0 | 0.00615 | 0.074 | 0.02596 | 0 | 0 | 0.0705 | 0.2574 | 46.06 | 7.2612 | 244.0449 | 0 | 0 | 0 | 0 | 19.1867 | 46.347 | 0 | 0 | -283.7231 | 0.8541 | 12.6755 | 0 | -1 | -4.2 | 13.9474 | 0 | 0 | 33.8138 | 33.8138 | 33.8138 | 33.8138 | 39.3183 | 30.7476 | 0 | 0 | 9.4452 | 19.9242 | 0 | 73.4131 | 69.0439 | 80.8314 | 1335.661 | 38.1395 | 69.9769 | 0 | 0.5292 | 0 | 8.626 | 3.074 | 0 | 1321.8 | 291.2822 | -21.42 | 8.9526 | 6.38 | -1.72 | 18.419 | 6.2359 | 55.9095 | 2025-11-28 | 2025_11_28 Hr 20 | 121.6878 | -8.6e-05 | -1321.8 | -283.7231 | 547.7431 | 926.4411 | 118.579 | 12.7598 | 0 | 110.5544 | 298.9932 | 138.1955 | 22.0972 | 182.7729 | 281.7479 | 0 | 7.2612 | 46.06 | 244.0449 | 0 | 142.457 | 0
2025_11_28 Hr 21 | 0 | 0 | 0 | 3.5474 | 3.5621 | 3.5609 | 3.8089 | 3.8089 | 3.8089 | 116.3744 | -14.5 | 0.1104 | 0 | 0 | 91.3864 | 91.3864 | 281.7479 | 0 | 0.00615 | 0.074 | 0.02596 | 0 | 0 | 0.0705 | 0.2574 | 46.06 | 7.2612 | 244.0449 | 0 | 0 | 0 | 0 | 18.9133 | 45.6863 | 0 | 0 | -278.5745 | 0.8541 | 12.6755 | 0 | -1 | -4.2 | 13.9474 | 0 | 0 | 31.7108 | 31.7108 | 31.7108 | 31.7108 | 36.873 | 34.749 | 0 | 0 | 9.4452 | 19.9242 | 0 | 73.4131 | 69.0439 | 70.854 | 1316.152 | 37.8626 | 69.4689 | 0 | 0.5292 | 0 | 8.626 | 3.074 | 0 | 1293.5 | 277.3423 | -21.42 | 8.9526 | 6.38 | -1.72 | 18.2853 | 6.1907 | 54.7247 | 2025-11-28 | 2025_11_28 Hr 21 | 113.1703 | -8.8e-05 | -1293.5 | -278.5745 | 527.2705 | 926.4411 | 105.603 | 12.7598 | 0 | 109.6203 | 280.4186 | 137.2316 | 22.0972 | 182.7729 | 281.7479 | 0 | 7.2612 | 46.06 | 244.0449 | 0 | 142.457 | 0
2025_11_28 Hr 22 | 0 | 0 | 0 | 3.5474 | 3.5621 | 3.5609 | 3.8089 | 3.8089 | 3.8089 | 93.2219 | -14.5 | 0.1104 | 7 | 0 | 91.3864 | 91.3864 | 281.7479 | 0 | 0.00615 | 0.074 | 0.02596 | 0 | 0 | 0.0705 | 0.2574 | 46.06 | 7.2612 | 244.0449 | 0 | 0 | 0 | 0 | 18.0927 | 43.7044 | 0 | 0 | -267.6204 | 0.8541 | 12.6755 | 0 | -1 | -4.2 | 13.9474 | 0 | 0 | 25.402 | 25.402 | 25.402 | 25.402 | 29.5372 | 39.6981 | 0 | 0 | 9.4452 | 19.9242 | 0 | 73.4131 | 69.0439 | 63.7686 | 1257.626 | 37.032 | 67.9448 | 0 | 0.5292 | 0 | 8.626 | 3.074 | 0 | 1247.9 | 279.3143 | -21.42 | 8.9526 | 6.38 | -1.72 | 17.8841 | 6.0548 | 52.7805 | 2025-11-28 | 2025_11_28 Hr 22 | 105.0593 | -8.7e-05 | -1247.9 | -267.6204 | 465.8527 | 926.4411 | 110.4667 | 12.7598 | 0 | 106.8178 | 224.695 | 134.3399 | 22.0972 | 182.7729 | 281.7479 | 0 | 7.2612 | 46.06 | 244.0449 | 0 | 142.457 | 0
2025_11_28 Hr 23 | 0 | 0 | 0 | 3.5474 | 3.5621 | 3.5609 | 3.8089 | 3.8089 | 3.8089 | 77.6561 | 0 | 0.1104 | 7 | 0 | 91.3864 | 91.3864 | 283.5925 | 0 | 0.00615 | 0.074 | 0.02596 | 0 | 0 | 0.0705 | 0.2574 | 46.06 | 7.2612 | 245.025 | 0 | 0 | 0 | 0 | 17.5411 | 42.3719 | 0 | 0 | -317.6613 | 0.8541 | 12.6755 | 0 | -1 | -4.2 | 13.9474 | 0 | 0 | 21.1605 | 21.1605 | 21.1605 | 21.1605 | 24.6052 | 41.6988 | 0 | 0 | 9.4452 | 19.9242 | 0 | 74.1091 | 69.6985 | 67.8174 | 1222.453 | 36.4735 | 66.9201 | 0 | 0.5292 | 0 | 8.626 | 3.074 | 0 | 1181.292 | 283.4197 | -6.92 | 8.9526 | 6.38 | -1.72 | 17.6144 | 5.9635 | 50.8097 | 2025-11-28 | 2025_11_28 Hr 23 | 133.7255 | -0.000315 | -1181.292 | -317.6613 | 439.0605 | 930.6164 | 116.5162 | 12.7598 | 0 | 104.9336 | 187.2311 | 146.8958 | 22.0972 | 182.7729 | 283.5925 | 0 | 7.2612 | 46.06 | 245.025 | 0 | 143.8077 | 0
2025_11_28 Hr 24 | 0 | 0 | 0 | 3.5474 | 3.5621 | 3.5609 | 3.8089 | 3.8089 | 3.8089 | 59.5614 | 0 | 0.1104 | 4 | 0 | 91.3864 | 91.3864 | 283.5925 | 0 | 0.00615 | 0.074 | 0.02596 | 0 | 0 | 0.0705 | 0.2574 | 46.06 | 7.2612 | 245.025 | 0 | 0 | 0 | 0 | 16.8999 | 40.8228 | 0 | 0 | -327.238 | 0.8541 | 12.6755 | 0 | -1 | -4.2 | 13.9474 | 0 | 0 | 16.2299 | 16.2299 | 16.2299 | 16.2299 | 18.8719 | 42.7518 | 0 | 0 | 9.4452 | 19.9242 | 0 | 74.1091 | 69.6985 | 69.8418 | 1176.713 | 35.8243 | 65.729 | 0 | 0.5292 | 0 | 8.626 | 3.074 | 0 | 1123.792 | 281.2371 | -6.92 | 8.9526 | 6.38 | -1.72 | 17.3009 | 5.8574 | 48.666 | 2025-11-28 | 2025_11_28 Hr 24 | 126.9872 | -0.00033 | -1123.792 | -327.238 | 391.0598 | 930.6164 | 116.5936 | 12.7598 | 0 | 102.7434 | 143.6807 | 144.6358 | 22.0972 | 182.7729 | 283.5925 | 0 | 7.2612 | 46.06 | 245.025 | 0 | 143.8077 | 0
2025_11_29 Hr 01 | 0 | 0 | 0 | 3.5474 | 3.5621 | 3.5609 | 3.8089 | 3.8089 | 3.8089 | 50.5833 | 0 | 0.1104 | 3 | 0 | 91.3864 | 91.3864 | 283.5925 | 0 | 0.00615 | 0.074 | 0.02596 | 0 | 0 | 0.0705 | 0.2574 | 46.06 | 7.2612 | 245.025 | 0 | 0 | 0 | 0 | 16.8893 | 40.7965 | 0 | 0 | -318.3907 | 0.8541 | 12.6826 | 0 | -1 | -4.2 | 13.9692 | 0 | 0 | 13.8759 | 13.8759 | 13.8759 | 13.8759 | 16.1348 | 41.6988 | 0 | 0 | 9.4603 | 19.5065 | 0 | 74.1091 | 69.6985 | 63.7686 | 1155.585 | 34.7291 | 63.7421 | 0 | 0.5292 | 0 | 8.626 | 3.074 | 0 | 1099.208 | 268.9343 | -6.92 | 8.9489 | 6.38 | -1.72 | 16.8004 | 5.6809 | 47.5792 | 2025-11-29 | 2025_11_29 Hr 01 | 112.3158 | 0.000417 | -1099.208 | -318.3907 | 365.7555 | 930.6164 | 108.4674 | 12.7598 | 0 | 102.7467 | 122.5496 | 140.4592 | 22.0972 | 182.7729 | 283.5925 | 0 | 7.2612 | 46.06 | 245.025 | 0 | 143.8077 | 0
2025_11_29 Hr 02 | 0 | 0 | 0 | 3.5474 | 3.5621 | 3.5609 | 3.8089 | 3.8089 | 3.8089 | 50.8944 | 0 | 0.1104 | 8 | 0 | 91.3864 | 91.3864 | 283.5925 | 0 | 0.00615 | 0.074 | 0.02596 | 0 | 0 | 0.0705 | 0.2574 | 46.06 | 7.2612 | 245.025 | 0 | 0 | 0 | 0 | 16.9006 | 40.8237 | 0 | 0 | -307.7719 | 0.8541 | 12.6826 | 0 | -1 | -4.2 | 13.9692 | 0 | 0 | 13.9612 | 13.9612 | 13.9612 | 13.9612 | 16.234 | 39.6981 | 0 | 0 | 9.4603 | 19.5065 | 0 | 74.1091 | 69.6985 | 43.8138 | 1156.375 | 34.7401 | 63.7623 | 0 | 0.5292 | 0 | 8.626 | 3.074 | 0 | 1093.7 | 252.017 | -6.92 | 8.9489 | 6.38 | -1.72 | 16.8057 | 5.6827 | 47.222 | 2025-11-29 | 2025_11_29 Hr 02 | 114.2514 | 1.1e-05 | -1093.7 | -307.7719 | 366.5838 | 930.6164 | 91.5119 | 12.7598 | 0 | 102.7852 | 123.3012 | 140.4973 | 22.0972 | 182.7729 | 283.5925 | 0 | 7.2612 | 46.06 | 245.025 | 0 | 143.8077 | 0
2025_11_29 Hr 03 | 0 | 0 | 0 | 3.5474 | 3.5621 | 3.5609 | 3.8089 | 3.8089 | 3.8089 | 48.9391 | 0 | 0.1104 | 8 | 0 | 91.3864 | 91.3864 | 283.5925 | 0 | 0.00615 | 0.074 | 0.02596 | 0 | 0 | 0.0705 | 0.2574 | 46.06 | 7.2612 | 245.025 | 0 | 0 | 0 | 0 | 16.8297 | 40.6525 | 0 | 0 | -311.4027 | 0.8541 | 12.6826 | 0 | -1 | -4.2 | 13.9692 | 0 | 0 | 13.4249 | 13.4249 | 13.4249 | 13.4249 | 15.6103 | 36.7497 | 0 | 0 | 9.4603 | 19.5065 | 0 | 74.1091 | 69.6985 | 53.7912 | 1151.409 | 34.6712 | 63.6358 | 0 | 0.5292 | 0 | 8.626 | 3.074 | 0 | 1091.892 | 258.8059 | -6.92 | 8.9489 | 6.38 | -1.72 | 16.7724 | 5.6715 | 47.1984 | 2025-11-29 | 2025_11_29 Hr 03 | 113.5247 | -0.000263 | -1091.892 | -311.4027 | 361.3773 | 930.6164 | 98.5409 | 12.7598 | 0 | 102.5431 | 118.5769 | 140.2573 | 22.0972 | 182.7729 | 283.5925 | 0 | 7.2612 | 46.06 | 245.025 | 0 | 143.8077 | 0
2025_11_29 Hr 04 | 0 | 0 | 0 | 3.5474 | 3.5621 | 3.5609 | 3.8089 | 3.8089 | 3.8089 | 54.9826 | 0 | 0.1104 | 7 | 0 | 91.3864 | 91.3864 | 283.5925 | 0 | 0.00615 | 0.074 | 0.02596 | 0 | 0 | 0.0705 | 0.2574 | 46.06 | 7.2612 | 245.025 | 0 | 0 | 0 | 0 | 17.0487 | 41.1816 | 0 | 0 | -342.6426 | 0.8541 | 12.6826 | 0 | -1 | -4.2 | 13.9692 | 0 | 0 | 15.0827 | 15.0827 | 15.0827 | 15.0827 | 17.538 | 38.7504 | 0 | 0 | 9.4603 | 19.5065 | 0 | 74.1091 | 69.6985 | 47.8626 | 1166.759 | 34.8842 | 64.0268 | 0 | 0.5292 | 0 | 8.626 | 3.074 | 0 | 1071.817 | 254.62 | -6.92 | 8.9489 | 6.38 | -1.72 | 16.8754 | 5.7063 | 46.817 | 2025-11-29 | 2025_11_29 Hr 04 | 113.9871 | -0.000335 | -1071.817 | -342.6426 | 377.47 | 930.6164 | 93.613 | 12.7598 | 0 | 103.2913 | 133.1795 | 140.9993 | 22.0972 | 182.7729 | 283.5925 | 0 | 7.2612 | 46.06 | 245.025 | 0 | 143.8077 | 0
2025_11_29 Hr 05 | 0 | 0 | 0 | 3.5474 | 3.5621 | 3.5609 | 3.8089 | 3.8089 | 3.8089 | 62.8925 | 0 | 0.1104 | 14 | 0 | 91.3864 | 91.3864 | 283.5925 | 0 | 0.00615 | 0.074 | 0.02596 | 0 | 0 | 0.0705 | 0.2574 | 46.06 | 7.2612 | 245.025 | 0 | 0 | 0 | 0 | 17.3355 | 41.8742 | 0 | 0 | -355.9451 | 0.8541 | 12.6826 | 0 | -1 | -4.2 | 13.9692 | 0 | 0 | 17.2525 | 17.2525 | 17.2525 | 17.2525 | 20.0611 | 39.6981 | 0 | 0 | 9.4603 | 19.5065 | 0 | 74.1091 | 69.6985 | 45.8382 | 1186.851 | 35.163 | 64.5385 | 0 | 0.5292 | 0 | 8.626 | 3.074 | 0 | 1085.5 | 261.5143 | -6.92 | 8.9489 | 6.38 | -1.72 | 17.0103 | 5.7519 | 47.5322 | 2025-11-29 | 2025_11_29 Hr 05 | 122.5949 | -2.5e-05 | -1085.5 | -355.9451 | 398.5325 | 930.6164 | 99.5363 | 12.7598 | 0 | 104.2705 | 152.2917 | 141.9703 | 22.0972 | 182.7729 | 283.5925 | 0 | 7.2612 | 46.06 | 245.025 | 0 | 143.8077 | 0
2025_11_29 Hr 06 | 0 | 0 | 0 | 3.5474 | 3.5621 | 3.5609 | 3.8089 | 3.8089 | 3.8089 | 76.2682 | 0 | 0.1104 | 16 | 0 | 91.3864 | 91.3864 | 283.5925 | 0 | 0.00615 | 0.074 | 0.02596 | 0 | 0 | 0.0705 | 0.2574 | 46.06 | 7.2612 | 245.025 | 0 | 0 | 0 | 0 | 17.8203 | 43.0452 | 0 | 0 | -353.852 | 0.8541 | 12.6826 | 0 | -1 | -4.2 | 13.9692 | 0 | 0 | 20.9217 | 20.9217 | 20.9217 | 20.9217 | 24.3276 | 45.7002 | 0 | 0 | 9.4603 | 19.5065 | 0 | 74.1091 | 69.6985 | 44.826 | 1220.826 | 35.6345 | 65.4039 | 0 | 0.5292 | 0 | 8.626 | 3.074 | 0 | 1130.2 | 270.1464 | -6.92 | 8.9489 | 6.38 | -1.72 | 17.2384 | 5.829 | 49.2691 | 2025-11-29 | 2025_11_29 Hr 06 | 160.5868 | -8e-06 | -1130.2 | -353.852 | 434.1496 | 930.6164 | 106.5262 | 12.7598 | 0 | 105.9264 | 184.6107 | 143.6124 | 22.0972 | 182.7729 | 283.5925 | 0 | 7.2612 | 46.06 | 245.025 | 0 | 143.8077 | 0
2025_11_29 Hr 07 | 0 | 0 | 0 | 3.5474 | 3.5621 | 3.5609 | 3.8089 | 3.8089 | 3.8089 | 98.8425 | -14.5 | 0.1104 | 17 | 0 | 91.3864 | 91.3864 | 281.7479 | 0 | 0.00615 | 0.074 | 0.02596 | 0 | 0 | 0.0705 | 0.2574 | 46.06 | 7.2612 | 244.0449 | 0 | 0 | 0 | 0 | 18.6385 | 45.0216 | 0 | 0 | -336.4126 | 0.8541 | 12.6826 | 0 | -1 | -4.2 | 13.9692 | 0 | 0 | 27.1143 | 27.1143 | 27.1143 | 27.1143 | 31.5282 | 42.7518 | 0 | 0 | 9.4603 | 19.5065 | 0 | 73.4131 | 69.0439 | 50.8992 | 1273.99 | 36.4303 | 66.8645 | 0 | 0.5292 | 0 | 8.626 | 3.074 | 0 | 1193.2 | 277.0426 | -21.42 | 8.9489 | 6.38 | -1.72 | 17.6234 | 5.9592 | 51.5265 | 2025-11-29 | 2025_11_29 Hr 07 | 135.5118 | -8e-05 | -1193.2 | -336.4126 | 479.7606 | 926.4411 | 110.651 | 12.7598 | 0 | 108.721 | 239.1557 | 131.8839 | 22.0972 | 182.7729 | 281.7479 | 0 | 7.2612 | 46.06 | 244.0449 | 0 | 142.457 | 0
2025_11_29 Hr 08 | 0 | 0 | 0 | 3.5474 | 3.5621 | 3.5609 | 3.8089 | 3.8089 | 3.8089 | 120.7947 | -14.5 | 0.1104 | 15 | 0 | 91.3864 | 91.3864 | 281.7479 | 0 | 0.00615 | 0.074 | 0.02596 | 0 | 0 | 0.0705 | 0.2574 | 46.06 | 7.2612 | 244.0449 | 0 | 0 | 0 | 0 | 19.4341 | 46.9436 | 0 | 0 | -358.136 | 0.8541 | 12.6826 | 0 | -1 | -4.2 | 13.9692 | 0 | 0 | 33.1362 | 33.1362 | 33.1362 | 33.1362 | 38.5304 | 44.6472 | 0 | 0 | 9.4603 | 19.5065 | 0 | 73.4131 | 69.0439 | 59.8644 | 1329.749 | 37.2041 | 68.2847 | 0 | 0.5292 | 0 | 8.626 | 3.074 | 0 | 1238.792 | 288.5982 | -21.42 | 8.9489 | 6.38 | -1.72 | 17.9977 | 6.0858 | 53.612 | 2025-11-29 | 2025_11_29 Hr 08 | 145.5505 | -0.000378 | -1238.792 | -358.136 | 538.2151 | 926.4411 | 119.5116 | 12.7598 | 0 | 111.4386 | 292.1976 | 134.5789 | 22.0972 | 182.7729 | 281.7479 | 0 | 7.2612 | 46.06 | 244.0449 | 0 | 142.457 | 0
2025_11_29 Hr 09 | 10.3696 | 0 | 0 | 3.5474 | 3.5621 | 3.5609 | 3.8089 | 3.8089 | 3.8089 | 133.2372 | -14.5 | 0.1104 | 13 | 0 | 91.3864 | 91.3864 | 281.7479 | 0 | 0.00615 | 0.074 | 0.02596 | 0 | 0 | 0.0705 | 0.2574 | 46.06 | 0 | 244.0449 | 0 | 0 | 0 | 0 | 19.8851 | 48.0329 | 0 | 0 | -360.7874 | 0.8541 | 12.6826 | 0 | -1 | -4.2 | 13.9692 | 0 | 0 | 36.5493 | 36.5493 | 36.5493 | 36.5493 | 42.4993 | 47.7009 | 0 | 0 | 9.4603 | 19.5065 | 0 | 73.4131 | 69.0439 | 53.7912 | 1354.093 | 37.6427 | 69.0898 | 0 | 0.5292 | -10.3696 | 8.626 | 3.074 | 0 | 1256.992 | 295.4758 | -31.7896 | 8.9489 | 6.38 | -1.72 | 18.2099 | 6.1575 | 54.3653 | 2025-11-29 | 2025_11_29 Hr 09 | 163.7249 | -0.000464 | -1256.992 | -360.7874 | 571.3472 | 919.1799 | 114.4921 | 12.7598 | 0 | 112.979 | 322.2618 | 136.1064 | 22.0972 | 182.7729 | 281.7479 | 0 | 0 | 46.06 | 244.0449 | 0 | 142.457 | 0
2025_11_29 Hr 10 | 11.9201 | 0.00048 | 0.013536 | 3.5474 | 3.5621 | 3.5609 | 3.8089 | 3.8089 | 3.8089 | 138.3031 | -14.5 | 0.1104 | 13 | 0 | 91.3864 | 91.3864 | 281.7479 | 0 | 0.00615 | 0.074 | 0.02596 | 0 | 0 | 0.0705 | 0.2574 | 46.06 | 0 | 244.0449 | 0 | 0 | 0 | 0 | 20.0687 | 48.4765 | 0 | 0 | -351.8871 | 0.8541 | 12.6826 | 0 | -1 | -4.2 | 13.9692 | 0 | 0 | 37.939 | 37.939 | 37.939 | 37.939 | 44.1151 | 33.8013 | 0 | 0 | 9.4603 | 19.5065 | 0 | 73.4131 | 69.0439 | 49.887 | 1366.974 | 37.8213 | 69.4175 | 0 | 0.5292 | -11.9201 | 8.626 | 3.074 | 0 | 1261.592 | 279.845 | -33.3401 | 8.9489 | 6.38 | -1.72 | 18.2963 | 6.1867 | 54.4298 | 2025-11-29 | 2025_11_29 Hr 10 | 169.2123 | -0.000397 | -1261.592 | -351.8871 | 584.8367 | 919.1799 | 96.7023 | 12.7598 | 0 | 113.6061 | 334.5022 | 136.7284 | 22.0972 | 182.7729 | 281.7479 | 0 | 0 | 46.06 | 244.0449 | 0 | 142.457 | 0
2025_11_29 Hr 11 | 11.9184 | 0.001065 | 0.030033 | 3.5474 | 3.5621 | 3.5609 | 3.8089 | 3.8089 | 3.8089 | 131.3708 | -14.5 | 0.1104 | 14 | 0 | 91.3864 | 91.3864 | 281.7479 | 0 | 0.00615 | 0.074 | 0.02596 | 0 | 0 | 0.0705 | 0.2574 | 46.06 | 0 | 244.0449 | 0 | 0 | 0 | 0 | 19.8175 | 47.8695 | 0 | 0 | -330.4846 | 0.8541 | 12.6826 | 0 | -1 | -4.2 | 13.9692 | 0 | 0 | 36.0374 | 36.0374 | 36.0374 | 36.0374 | 41.9039 | 25.7985 | 0 | 0 | 9.4603 | 19.5065 | 0 | 73.4131 | 69.0439 | 42.9462 | 1349.382 | 37.5769 | 68.969 | 0 | 0.5292 | -11.9184 | 8.626 | 3.074 | 0 | 1250.608 | 265.0492 | -33.3384 | 8.9489 | 6.38 | -1.72 | 18.1781 | 6.1468 | 53.7146 | 2025-11-29 | 2025_11_29 Hr 11 | 152.7131 | 0.000192 | -1250.608 | -330.4846 | 566.3773 | 919.1799 | 82.7758 | 12.7598 | 0 | 112.7479 | 317.7521 | 135.8773 | 22.0972 | 182.7729 | 281.7479 | 0 | 0 | 46.06 | 244.0449 | 0 | 142.457 | 0
2025_11_29 Hr 12 | 10.3696 | 0.00114 | 0.032148 | 3.5474 | 3.5621 | 3.5609 | 3.8089 | 3.8089 | 3.8089 | 117.6396 | -14.5 | 0.1104 | 16 | 0 | 91.3864 | 91.3864 | 281.7479 | 0 | 0.00615 | 0.074 | 0.02596 | 0 | 0 | 0.0705 | 0.2574 | 46.06 | 0 | 244.0449 | 0 | 0 | 0 | 0 | 19.3198 | 46.6673 | 0 | 0 | -316.5573 | 0.8541 | 12.6826 | 0 | -1 | -4.2 | 13.9692 | 0 | 0 | 32.2707 | 32.2707 | 32.2707 | 32.2707 | 37.524 | 19.9017 | 0 | 0 | 9.4603 | 19.5065 | 0 | 73.4131 | 69.0439 | 32.9688 | 1314.506 | 37.0929 | 68.0806 | 0 | 0.5292 | -10.3696 | 8.626 | 3.074 | 0 | 1214.1 | 247.9405 | -31.7896 | 8.9489 | 6.38 | -1.72 | 17.9439 | 6.0676 | 52.0902 | 2025-11-29 | 2025_11_29 Hr 12 | 151.389 | -9.5e-05 | -1214.1 | -316.5573 | 529.8137 | 919.1799 | 68.9038 | 12.7598 | 0 | 111.048 | 284.5742 | 134.1915 | 22.0972 | 182.7729 | 281.7479 | 0 | 0 | 46.06 | 244.0449 | 0 | 142.457 | 0
2025_11_29 Hr 13 | 9.3298 | 0.00201 | 0.056682 | 3.5474 | 3.5621 | 3.5609 | 3.8089 | 3.8089 | 3.8089 | 102.7975 | -14.5 | 0.1104 | 19 | 0 | 91.3864 | 91.3864 | 281.7479 | 0 | 0.00615 | 0.074 | 0.02596 | 0 | 0 | 0.0705 | 0.2574 | 46.06 | 7.2612 | 244.0449 | 0 | 0 | 0 | 0 | 18.7818 | 45.3679 | 0 | 0 | -306.7886 | 0.8541 | 12.6826 | 0 | -1 | -4.2 | 13.9692 | 0 | 0 | 28.1992 | 28.1992 | 28.1992 | 28.1992 | 32.7897 | 11.8989 | 0 | 0 | 9.4603 | 19.5065 | 0 | 73.4131 | 69.0439 | 45.8382 | 1284.092 | 36.5697 | 67.1203 | 0 | 0.5292 | -9.3298 | 8.626 | 3.074 | 0 | 1199.5 | 252.946 | -30.7498 | 8.9489 | 6.38 | -1.72 | 17.6908 | 5.982 | 51.3854 | 2025-11-29 | 2025_11_29 Hr 13 | 150.1012 | 3.7e-05 | -1199.5 | -306.7886 | 490.2919 | 926.4411 | 76.7958 | 12.7598 | 0 | 109.2106 | 248.7119 | 132.3694 | 22.0972 | 182.7729 | 281.7479 | 0 | 7.2612 | 46.06 | 244.0449 | 0 | 142.457 | 0
2025_11_29 Hr 14 | 9.3298 | 0.002715 | 0.076563 | 3.5474 | 3.5621 | 3.5609 | 3.8089 | 3.8089 | 3.8089 | 86.8444 | -14.5 | 0.1104 | 23 | 0 | 91.3864 | 91.3864 | 281.7479 | 0 | 0.00615 | 0.074 | 0.02596 | 0 | 0 | 0.0705 | 0.2574 | 46.06 | 7.2612 | 244.0449 | 0 | 0 | 0 | 0 | 18.2036 | 43.9712 | 0 | 0 | -290.6355 | 0.8541 | 12.6826 | 0 | -1 | -4.2 | 13.9692 | 0 | 0 | 23.823 | 23.823 | 23.823 | 23.823 | 27.7011 | 13.8996 | 0 | 0 | 9.4603 | 19.5065 | 0 | 73.4131 | 69.0439 | 58.8522 | 1243.591 | 36.0074 | 66.0882 | 0 | 0.5292 | -9.3298 | 8.626 | 3.074 | 0 | 1192.208 | 270.0029 | -30.7498 | 8.9489 | 6.38 | -1.72 | 17.4188 | 5.89 | 50.885 | 2025-11-29 | 2025_11_29 Hr 14 | 150.5261 | 0.000305 | -1192.208 | -290.6355 | 447.8118 | 926.4411 | 95.8311 | 12.7598 | 0 | 107.2357 | 210.1653 | 130.4109 | 22.0972 | 182.7729 | 281.7479 | 0 | 7.2612 | 46.06 | 244.0449 | 0 | 142.457 | 0
2025_11_29 Hr 15 | 9.3314 | 0.007485 | 0.21108 | 3.5474 | 3.5621 | 3.5609 | 3.8089 | 3.8089 | 3.8089 | 81.7785 | -14.5 | 0.1104 | 6 | 0 | 91.3864 | 91.3864 | 281.7479 | 0 | 0.00615 | 0.074 | 0.02596 | 0 | 0 | 0.0705 | 0.2574 | 46.06 | 7.2612 | 244.0449 | 0 | 0 | 0 | 0 | 18.02 | 43.5277 | 0 | 0 | -265.5679 | 0.8541 | 12.6826 | 0 | -1 | -4.2 | 13.9692 | 0 | 0 | 22.4333 | 22.4333 | 22.4333 | 22.4333 | 26.0852 | 11.8989 | 0 | 0 | 9.4603 | 19.5065 | 0 | 73.4131 | 69.0439 | 58.8522 | 1230.858 | 35.8288 | 65.7604 | 0 | 0.5292 | -9.3314 | 8.626 | 3.074 | 0 | 1184.925 | 250.3867 | -30.7514 | 8.9489 | 6.38 | -1.72 | 17.3324 | 5.8608 | 50.2677 | 2025-11-29 | 2025_11_29 Hr 15 | 150.3968 | 1.8e-05 | -1184.925 | -265.5679 | 434.3224 | 926.4411 | 76.9697 | 12.7598 | 0 | 106.6086 | 197.9249 | 129.7889 | 22.0972 | 182.7729 | 281.7479 | 0 | 7.2612 | 46.06 | 244.0449 | 0 | 142.457 | 0
2025_11_29 Hr 16 | 2.5887 | 0.00381 | 0.10744 | 3.5474 | 3.5621 | 3.5609 | 3.8089 | 3.8089 | 3.8089 | 97.065 | -14.5 | 0.1104 | 10 | 0 | 91.3864 | 91.3864 | 281.7479 | 0 | 0.00615 | 0.074 | 0.02596 | 0 | 0 | 0.0705 | 0.2574 | 46.06 | 7.2612 | 244.0449 | 0 | 0 | 0 | 0 | 18.574 | 44.866 | 0 | 0 | -294.5908 | 0.8541 | 12.6826 | 0 | -1 | -4.2 | 13.9692 | 0 | 0 | 26.6267 | 26.6267 | 26.6267 | 26.6267 | 30.9612 | 11.8989 | 0 | 0 | 9.4603 | 19.5065 | 0 | 73.4131 | 69.0439 | 58.8522 | 1269.583 | 36.3676 | 66.7494 | 0 | 0.5292 | -2.5887 | 8.626 | 3.074 | 0 | 1200.5 | 249.5169 | -24.0087 | 8.9489 | 6.38 | -1.72 | 17.5931 | 5.949 | 51.2644 | 2025-11-29 | 2025_11_29 Hr 16 | 160.5402 | -7.7e-05 | -1200.5 | -294.5908 | 475.0275 | 926.4411 | 80.8624 | 12.7598 | 0 | 108.501 | 234.8609 | 131.6656 | 22.0972 | 182.7729 | 281.7479 | 0 | 7.2612 | 46.06 | 244.0449 | 0 | 142.457 | 0
2025_11_29 Hr 17 | 0 | 0.002985 | 0.084177 | 3.5474 | 3.5621 | 3.5609 | 3.8089 | 3.8089 | 3.8089 | 140.3917 | -14.5 | 0.1104 | 11 | 0 | 91.3864 | 91.3864 | 281.7479 | 0 | 0.00615 | 0.074 | 0.02596 | 0 | 0 | 0.0705 | 0.2574 | 46.06 | 7.2612 | 244.0449 | 0 | 0 | 0 | 0 | 20.1444 | 48.6593 | 0 | 0 | -338.0599 | 0.8541 | 12.6826 | 0 | -1 | -4.2 | 13.9692 | 0 | 0 | 38.5119 | 38.5119 | 38.5119 | 38.5119 | 44.7813 | 11.8989 | 0 | 0 | 9.4603 | 19.5065 | 0 | 73.4131 | 69.0439 | 48.8748 | 1379.611 | 37.8949 | 69.5526 | 0 | 0.5292 | 0 | 8.626 | 3.074 | 0 | 1263.4 | 243.2692 | -21.42 | 8.9489 | 6.38 | -1.72 | 18.3319 | 6.1988 | 54.3192 | 2025-11-29 | 2025_11_29 Hr 17 | 170.0574 | 3.4e-05 | -1263.4 | -338.0599 | 590.3982 | 926.4411 | 71.8609 | 12.7598 | 0 | 113.8647 | 339.5487 | 136.9848 | 22.0972 | 182.7729 | 281.7479 | 0 | 7.2612 | 46.06 | 244.0449 | 0 | 142.457 | 0
2025_11_29 Hr 18 | 0 | 0.003855 | 0.10871 | 3.5474 | 3.5621 | 3.5609 | 3.8089 | 3.8089 | 3.8089 | 158.8333 | -14.5 | 0.1104 | 13 | 0 | 91.3864 | 91.3864 | 281.7479 | 0 | 0.00615 | 0.074 | 0.02596 | 0 | 0 | 0.0705 | 0.2574 | 46.06 | 7.2612 | 244.0449 | 0 | 0 | 0 | 0 | 20.8129 | 50.2739 | 0 | 0 | -369.7622 | 0.8541 | 12.6826 | 0 | -1 | -4.2 | 13.9692 | 0 | 0 | 43.5708 | 43.5708 | 43.5708 | 43.5708 | 50.6637 | 18.8487 | 0 | 0 | 9.4603 | 19.5065 | 0 | 73.4131 | 69.0439 | 49.887 | 1426.478 | 38.545 | 70.7458 | 0 | 0.5292 | 0 | 8.626 | 3.074 | 0 | 1290.792 | 255.4961 | -21.42 | 8.9489 | 6.38 | -1.72 | 18.6464 | 6.3051 | 55.8176 | 2025-11-29 | 2025_11_29 Hr 18 | 182.4672 | -0.000363 | -1290.792 | -369.7622 | 639.5047 | 926.4411 | 81.8483 | 12.7598 | 0 | 116.1477 | 384.1082 | 139.2488 | 22.0972 | 182.7729 | 281.7479 | 0 | 7.2612 | 46.06 | 244.0449 | 0 | 142.457 | 0
2025_11_29 Hr 19 | 0 | 0.00069 | 0.019458 | 3.5474 | 3.5621 | 3.5609 | 3.8089 | 3.8089 | 3.8089 | 155.2783 | -14.5 | 0.1104 | 20 | 0 | 91.3864 | 91.3864 | 281.7479 | 0 | 0.00615 | 0.074 | 0.02596 | 0 | 0 | 0.0705 | 0.2574 | 46.06 | 7.2612 | 244.0449 | 0 | 0 | 0 | 0 | 20.684 | 49.9626 | 0 | 0 | -399.9743 | 0.8541 | 12.6826 | 0 | -1 | -4.2 | 13.9692 | 0 | 0 | 42.5956 | 42.5956 | 42.5956 | 42.5956 | 49.5298 | 24.8508 | 0 | 0 | 9.4603 | 19.5065 | 0 | 73.4131 | 69.0439 | 64.7808 | 1417.359 | 38.4197 | 70.5158 | 0 | 0.5292 | 0 | 8.626 | 3.074 | 0 | 1278.917 | 282.9524 | -21.42 | 8.9489 | 6.38 | -1.72 | 18.5858 | 6.2846 | 55.7464 | 2025-11-29 | 2025_11_29 Hr 19 | 173.0013 | -0.00028 | -1278.917 | -399.9743 | 630.0384 | 926.4411 | 109.6517 | 12.7598 | 0 | 115.7076 | 375.5184 | 138.8124 | 22.0972 | 182.7729 | 281.7479 | 0 | 7.2612 | 46.06 | 244.0449 | 0 | 142.457 | 0
2025_11_29 Hr 20 | 0 | 0 | 0 | 3.5474 | 3.5621 | 3.5609 | 3.8089 | 3.8089 | 3.8089 | 144.5688 | -14.5 | 0.1104 | 31 | 0 | 91.3864 | 91.3864 | 281.7479 | 0 | 0.00615 | 0.074 | 0.02596 | 0 | 0 | 0.0705 | 0.2574 | 46.06 | 7.2612 | 244.0449 | 0 | 0 | 0 | 0 | 20.2958 | 49.025 | 0 | 0 | -399.4313 | 0.8541 | 12.6826 | 0 | -1 | -4.2 | 13.9692 | 0 | 0 | 39.6578 | 39.6578 | 39.6578 | 39.6578 | 46.1137 | 24.8508 | 0 | 0 | 9.4603 | 19.5065 | 0 | 73.4131 | 69.0439 | 69.8418 | 1390.137 | 38.0422 | 69.8229 | 0 | 0.5292 | 0 | 8.626 | 3.074 | 0 | 1266.983 | 297.6979 | -21.42 | 8.9489 | 6.38 | -1.72 | 18.4031 | 6.2229 | 55.2682 | 2025-11-29 | 2025_11_29 Hr 20 | 167.6679 | 0.000259 | -1266.983 | -399.4313 | 601.5211 | 926.4411 | 125.6926 | 12.7598 | 0 | 114.3818 | 349.6417 | 137.4976 | 22.0972 | 182.7729 | 281.7479 | 0 | 7.2612 | 46.06 | 244.0449 | 0 | 142.457 | 0
2025_11_29 Hr 21 | 0 | 0 | 0 | 3.5474 | 3.5621 | 3.5609 | 3.8089 | 3.8089 | 3.8089 | 138.7475 | -14.5 | 0.1104 | 32 | 0 | 91.3864 | 91.3864 | 281.7479 | 0 | 0.00615 | 0.074 | 0.02596 | 0 | 0 | 0.0705 | 0.2574 | 46.06 | 7.2612 | 244.0449 | 0 | 0 | 0 | 0 | 20.0848 | 48.5154 | 0 | 0 | -410.0543 | 0.8541 | 12.6826 | 0 | -1 | -4.2 | 13.9692 | 0 | 0 | 38.0609 | 38.0609 | 38.0609 | 38.0609 | 44.2569 | 24.8508 | 0 | 0 | 9.4603 | 19.5065 | 0 | 73.4131 | 69.0439 | 76.7826 | 1375.35 | 37.837 | 69.4463 | 0 | 0.5292 | 0 | 8.626 | 3.074 | 0 | 1248.8 | 304.924 | -21.42 | 8.9489 | 6.38 | -1.72 | 18.3039 | 6.1893 | 54.6902 | 2025-11-29 | 2025_11_29 Hr 21 | 143.187 | 2e-06 | -1248.8 | -410.0543 | 586.02 | 926.4411 | 133.6334 | 12.7598 | 0 | 113.6611 | 335.576 | 136.7829 | 22.0972 | 182.7729 | 281.7479 | 0 | 7.2612 | 46.06 | 244.0449 | 0 | 142.457 | 0
2025_11_29 Hr 22 | 0 | 0 | 0 | 3.5474 | 3.5621 | 3.5609 | 3.8089 | 3.8089 | 3.8089 | 117.7285 | -14.5 | 0.1104 | 20 | 0 | 91.3864 | 91.3864 | 281.7479 | 0 | 0.00615 | 0.074 | 0.02596 | 0 | 0 | 0.0705 | 0.2574 | 46.06 | 7.2612 | 244.0449 | 0 | 0 | 0 | 0 | 19.323 | 46.6751 | 0 | 0 | -409.5517 | 0.8541 | 12.6826 | 0 | -1 | -4.2 | 13.9692 | 0 | 0 | 32.295 | 32.295 | 32.295 | 32.295 | 37.5524 | 24.8508 | 0 | 0 | 9.4603 | 19.5065 | 0 | 73.4131 | 69.0439 | 97.7496 | 1321.961 | 37.096 | 68.0864 | 0 | 0.5292 | 0 | 8.626 | 3.074 | 0 | 1202.3 | 311.3106 | -21.42 | 8.9489 | 6.38 | -1.72 | 17.9454 | 6.0681 | 52.8481 | 2025-11-29 | 2025_11_29 Hr 22 | 116.8339 | 2.1e-05 | -1202.3 | -409.5517 | 530.0504 | 926.4411 | 142.6004 | 12.7598 | 0 | 111.059 | 284.7889 | 134.2025 | 22.0972 | 182.7729 | 281.7479 | 0 | 7.2612 | 46.06 | 244.0449 | 0 | 142.457 | 0
2025_11_29 Hr 23 | 0 | 0 | 0 | 3.5474 | 3.5621 | 3.5609 | 3.8089 | 3.8089 | 3.8089 | 104.3528 | 0 | 0.1104 | 32 | 0 | 91.3864 | 91.3864 | 283.5925 | 0 | 0.00615 | 0.074 | 0.02596 | 0 | 0 | 0.0705 | 0.2574 | 46.06 | 7.2612 | 245.025 | 0 | 0 | 0 | 0 | 18.8382 | 45.5041 | 0 | 0 | -439.4699 | 0.8541 | 12.6826 | 0 | -1 | -4.2 | 13.9692 | 0 | 0 | 28.6258 | 28.6258 | 28.6258 | 28.6258 | 33.2859 | 25.7985 | 0 | 0 | 9.4603 | 19.5065 | 0 | 74.1091 | 69.6985 | 98.7618 | 1292.162 | 36.6245 | 67.221 | 0 | 0.5292 | 0 | 8.626 | 3.074 | 0 | 1169.4 | 323.6284 | -6.92 | 8.9489 | 6.38 | -1.72 | 17.7173 | 5.991 | 51.943 | 2025-11-29 | 2025_11_29 Hr 23 | 155.6256 | 7.4e-05 | -1169.4 | -439.4699 | 508.9334 | 930.6164 | 156.5603 | 12.7598 | 0 | 109.4032 | 252.4699 | 147.0603 | 22.0972 | 182.7729 | 283.5925 | 0 | 7.2612 | 46.06 | 245.025 | 0 | 143.8077 | 0
2025_11_29 Hr 24 | 0 | 0 | 0 | 3.5474 | 3.5621 | 3.5609 | 3.8089 | 3.8089 | 3.8089 | 79.2011 | 0 | 0.1104 | 28 | 0 | 91.3864 | 91.3864 | 283.5925 | 0 | 0.00615 | 0.074 | 0.02596 | 0 | 0 | 0.0705 | 0.2574 | 46.06 | 7.2612 | 245.025 | 0 | 0 | 0 | 0 | 17.9266 | 43.302 | 0 | 0 | -411.9408 | 0.8541 | 12.6826 | 0 | -1 | -4.2 | 13.9692 | 0 | 0 | 21.7263 | 21.7263 | 21.7263 | 21.7263 | 25.2631 | 30.7476 | 0 | 0 | 9.4603 | 19.5065 | 0 | 74.1091 | 69.6985 | 102.666 | 1228.275 | 35.7379 | 65.5937 | 0 | 0.5292 | 0 | 8.626 | 3.074 | 0 | 1134.808 | 325.3938 | -6.92 | 8.9489 | 6.38 | -1.72 | 17.2884 | 5.846 | 50.2154 | 2025-11-29 | 2025_11_29 Hr 24 | 135.8072 | 0.000294 | -1134.808 | -411.9408 | 441.9593 | 930.6164 | 161.4136 | 12.7598 | 0 | 106.2895 | 191.6973 | 143.9725 | 22.0972 | 182.7729 | 283.5925 | 0 | 7.2612 | 46.06 | 245.025 | 0 | 143.8077 | 0
2025_11_30 Hr 01 | 0 | 0 | 0 | 3.5474 | 3.5621 | 3.5609 | 3.8089 | 3.8089 | 3.8089 | 45.6583 | 0 | 0.1104 | 18 | 0 | 91.3864 | 91.3864 | 283.5925 | 0 | 0.00615 | 0.074 | 0.02596 | 0 | 0 | 0.0705 | 0.2574 | 46.06 | 7.2612 | 245.025 | 0 | 0 | 0 | 0 | 16.9641 | 40.9764 | 0 | 0 | -357.8154 | 0.8541 | 12.6896 | 0 | -1 | -4.2 | 13.991 | 0 | 0 | 12.6282 | 12.6282 | 12.6282 | 12.6282 | 14.6839 | 31.8006 | 0 | 0 | 9.4754 | 19.7293 | 0 | 74.1091 | 69.6985 | 104.6904 | 1144.513 | 34.8717 | 64.0263 | 0 | 0.5292 | 0 | 8.626 | 3.074 | 0 | 1095.508 | 315.7307 | -6.92 | 8.9452 | 6.38 | -1.72 | 16.8979 | 5.7069 | 47.9519 | 2025-11-30 | 2025_11_30 Hr 01 | 122.6478 | 0.00037 | -1095.508 | -357.8154 | 355.4565 | 930.6164 | 154.491 | 12.7598 | 0 | 103.0417 | 111.1829 | 141.2319 | 22.0972 | 182.7729 | 283.5925 | 0 | 7.2612 | 46.06 | 245.025 | 0 | 143.8077 | 0
2025_11_30 Hr 02 | 0 | 0 | 0 | 3.5474 | 3.5621 | 3.5609 | 3.8089 | 3.8089 | 3.8089 | 49.7329 | 0 | 0.1104 | 22 | 0 | 91.3864 | 91.3864 | 283.5925 | 0 | 0.00615 | 0.074 | 0.02596 | 0 | 0 | 0.0705 | 0.2574 | 46.06 | 7.2612 | 245.025 | 0 | 0 | 0 | 0 | 17.1103 | 41.3296 | 0 | 0 | -367.4015 | 0.8541 | 12.6896 | 0 | -1 | -4.2 | 13.991 | 0 | 0 | 13.7531 | 13.7531 | 13.7531 | 13.7531 | 15.992 | 30.7476 | 0 | 0 | 9.4754 | 19.7293 | 0 | 74.1091 | 69.6985 | 108.7392 | 1154.895 | 35.0129 | 64.2854 | 0 | 0.5292 | 0 | 8.626 | 3.074 | 0 | 1103.792 | 323.2183 | -6.92 | 8.9452 | 6.38 | -1.72 | 16.9663 | 5.73 | 48.4049 | 2025-11-30 | 2025_11_30 Hr 02 | 122.6478 | -0.000327 | -1103.792 | -367.4015 | 366.3301 | 930.6164 | 161.4868 | 12.7598 | 0 | 103.5411 | 121.0653 | 141.7238 | 22.0972 | 182.7729 | 283.5925 | 0 | 7.2612 | 46.06 | 245.025 | 0 | 143.8077 | 0
2025_11_30 Hr 03 | 0 | 0 | 0 | 3.5474 | 3.5621 | 3.5609 | 3.8089 | 3.8089 | 3.8089 | 50.6837 | 0 | 0.1104 | 28 | 0 | 91.3864 | 91.3864 | 283.5925 | 0 | 0.00615 | 0.074 | 0.02596 | 0 | 0 | 0.0705 | 0.2574 | 46.06 | 7.2612 | 245.025 | 0 | 0 | 0 | 0 | 17.1444 | 41.412 | 0 | 0 | -385.8639 | 0.8541 | 12.6896 | 0 | -1 | -4.2 | 13.991 | 0 | 0 | 14.0156 | 14.0156 | 14.0156 | 14.0156 | 16.2972 | 24.8508 | 0 | 0 | 9.4754 | 19.7293 | 0 | 74.1091 | 69.6985 | 100.7862 | 1157.317 | 35.0458 | 64.3459 | 0 | 0.5292 | 0 | 8.626 | 3.074 | 0 | 1080.017 | 315.4833 | -6.92 | 8.9452 | 6.38 | -1.72 | 16.9822 | 5.7354 | 47.7094 | 2025-11-30 | 2025_11_30 Hr 03 | 122.2118 | -0.000366 | -1080.017 | -385.8639 | 368.8673 | 930.6164 | 153.637 | 12.7598 | 0 | 103.6576 | 123.3712 | 141.8386 | 22.0972 | 182.7729 | 283.5925 | 0 | 7.2612 | 46.06 | 245.025 | 0 | 143.8077 | 0
2025_11_30 Hr 04 | 0 | 0 | 0 | 3.5474 | 3.5621 | 3.5609 | 3.8089 | 3.8089 | 3.8089 | 54.7583 | 0 | 0.1104 | 46 | 0 | 91.3864 | 91.3864 | 283.5925 | 0 | 0.00615 | 0.074 | 0.02596 | 0 | 0 | 0.0705 | 0.2574 | 46.06 | 7.2612 | 245.025 | 0 | 0 | 0 | 0 | 17.2907 | 41.7651 | 0 | 0 | -432.8841 | 0.8541 | 12.6896 | 0 | -1 | -4.2 | 13.991 | 0 | 0 | 15.1405 | 15.1405 | 15.1405 | 15.1405 | 17.6052 | 28.8522 | 0 | 0 | 9.4754 | 19.7293 | 0 | 74.1091 | 69.6985 | 106.7148 | 1167.699 | 35.187 | 64.6051 | 0 | 0.5292 | 0 | 8.626 | 3.074 | 0 | 1071.8 | 343.9052 | -6.92 | 8.9452 | 6.38 | -1.72 | 17.0506 | 5.7585 | 48.0037 | 2025-11-30 | 2025_11_30 Hr 04 | 120.6197 | -3e-06 | -1071.8 | -432.8841 | 379.7409 | 930.6164 | 181.567 | 12.7598 | 0 | 104.157 | 133.2534 | 142.3305 | 22.0972 | 182.7729 | 283.5925 | 0 | 7.2612 | 46.06 | 245.025 | 0 | 143.8077 | 0
2025_11_30 Hr 05 | 0 | 0 | 0 | 3.5474 | 3.5621 | 3.5609 | 3.8089 | 3.8089 | 3.8089 | 60.4175 | 0 | 0.1104 | 59 | 0 | 91.3864 | 91.3864 | 283.5925 | 0 | 0.00615 | 0.074 | 0.02596 | 0 | 0 | 0.0705 | 0.2574 | 46.06 | 7.2612 | 245.025 | 0 | 0 | 0 | 0 | 17.4937 | 42.2557 | 0 | 0 | -437.787 | 0.8541 | 12.6896 | 0 | -1 | -4.2 | 13.991 | 0 | 0 | 16.7029 | 16.7029 | 16.7029 | 16.7029 | 19.422 | 34.749 | 0 | 0 | 9.4754 | 19.7293 | 0 | 74.1091 | 69.6985 | 107.727 | 1182.118 | 35.383 | 64.9651 | 0 | 0.5292 | 0 | 8.626 | 3.074 | 0 | 1101.908 | 364.4973 | -6.92 | 8.9452 | 6.38 | -1.72 | 17.1456 | 5.7906 | 49.2567 | 2025-11-30 | 2025_11_30 Hr 05 | 120.9896 | 0.000284 | -1101.908 | -437.787 | 394.843 | 930.6164 | 201.476 | 12.7598 | 0 | 104.8506 | 146.9789 | 143.0136 | 22.0972 | 182.7729 | 283.5925 | 0 | 7.2612 | 46.06 | 245.025 | 0 | 143.8077 | 0
2025_11_30 Hr 06 | 0 | 0 | 0 | 3.5474 | 3.5621 | 3.5609 | 3.8089 | 3.8089 | 3.8089 | 76.4443 | 0 | 0.1104 | 29 | 0 | 91.3864 | 91.3864 | 283.5925 | 0 | 0.00615 | 0.074 | 0.02596 | 0 | 0 | 0.0705 | 0.2574 | 46.06 | 7.2612 | 245.025 | 0 | 0 | 0 | 0 | 18.0689 | 43.6448 | 0 | 0 | -418.1765 | 0.8541 | 12.6896 | 0 | -1 | -4.2 | 13.991 | 0 | 0 | 21.1275 | 21.1275 | 21.1275 | 21.1275 | 24.5669 | 33.8013 | 0 | 0 | 9.4754 | 19.7293 | 0 | 74.1091 | 69.6985 | 103.6782 | 1222.953 | 35.9383 | 65.9846 | 0 | 0.5292 | 0 | 8.626 | 3.074 | 0 | 1129.292 | 331.4355 | -6.92 | 8.9452 | 6.38 | -1.72 | 17.4147 | 5.8814 | 50.0796 | 2025-11-30 | 2025_11_30 Hr 06 | 121.4454 | -0.000334 | -1129.292 | -418.1765 | 437.6124 | 930.6164 | 166.4795 | 12.7598 | 0 | 106.8148 | 185.8493 | 144.9483 | 22.0972 | 182.7729 | 283.5925 | 0 | 7.2612 | 46.06 | 245.025 | 0 | 143.8077 | 0
2025_11_30 Hr 07 | 0 | 0 | 0 | 3.5474 | 3.5621 | 3.5609 | 3.8089 | 3.8089 | 3.8089 | 98.9452 | 0 | 0.1104 | 65 | 0 | 91.3864 | 91.3864 | 281.7479 | 0 | 0.00615 | 0.074 | 0.02596 | 0 | 0 | 0.0705 | 0.2574 | 46.06 | 7.2612 | 244.0449 | 0 | 0 | 0 | 0 | 18.8763 | 45.5951 | 0 | 0 | -477.5963 | 0.8541 | 12.6896 | 0 | -1 | -4.2 | 13.991 | 0 | 0 | 27.3396 | 27.3396 | 27.3396 | 27.3396 | 31.7902 | 33.8013 | 0 | 0 | 9.4754 | 19.7293 | 0 | 73.4131 | 69.0439 | 107.727 | 1276.107 | 36.7179 | 67.416 | 0 | 0.5292 | 0 | 8.626 | 3.074 | 0 | 1165.792 | 374.2006 | -6.92 | 8.9452 | 6.38 | -1.72 | 17.7925 | 6.009 | 52.3023 | 2025-11-30 | 2025_11_30 Hr 07 | 107.5999 | -0.000361 | -1165.792 | -477.5963 | 497.6588 | 926.4411 | 206.5283 | 12.7598 | 0 | 109.5726 | 240.4215 | 147.6646 | 22.0972 | 182.7729 | 281.7479 | 0 | 7.2612 | 46.06 | 244.0449 | 0 | 142.457 | 0
2025_11_30 Hr 08 | 0.51906 | 0 | 0 | 3.5474 | 3.5621 | 3.5609 | 3.8089 | 3.8089 | 3.8089 | 115.8775 | 0 | 0.1104 | 72 | 0 | 91.3864 | 91.3864 | 281.7479 | 0 | 0.00615 | 0.074 | 0.02596 | 0 | 0 | 0.0705 | 0.2574 | 46.06 | 7.2612 | 244.0449 | 0 | 0 | 0 | 0 | 19.4839 | 47.0628 | 0 | 0 | -480.1321 | 0.8541 | 12.6896 | 0 | -1 | -4.2 | 13.991 | 0 | 0 | 32.0142 | 32.0142 | 32.0142 | 32.0142 | 37.2258 | 45.7002 | 0 | 0 | 9.4754 | 19.7293 | 0 | 73.4131 | 69.0439 | 103.6782 | 1319.249 | 37.3045 | 68.4931 | 0 | 0.5292 | -0.51906 | 8.626 | 3.074 | 0 | 1223.292 | 391.6138 | -7.4391 | 8.9452 | 6.38 | -1.72 | 18.0768 | 6.105 | 54.6054 | 2025-11-30 | 2025_11_30 Hr 08 | 123.6925 | -0.00031 | -1223.292 | -480.1321 | 542.8445 | 926.4411 | 221.3784 | 12.7598 | 0 | 111.6478 | 281.488 | 149.7087 | 22.0972 | 182.7729 | 281.7479 | 0 | 7.2612 | 46.06 | 244.0449 | 0 | 142.457 | 0
2025_11_30 Hr 09 | 4.1392 | 0 | 0 | 3.5474 | 3.5621 | 3.5609 | 3.8089 | 3.8089 | 3.8089 | 124.6605 | 0 | 0.1104 | 80 | 0 | 91.3864 | 91.3864 | 281.7479 | 0 | 0.00615 | 0.074 | 0.02596 | 0 | 0 | 0.0705 | 0.2574 | 46.06 | 7.2612 | 244.0449 | 0 | 0 | 0 | 0 | 19.7991 | 47.8241 | 0 | 0 | -474.793 | 0.8541 | 12.6896 | 0 | -1 | -4.2 | 13.991 | 0 | 0 | 34.439 | 34.439 | 34.439 | 34.439 | 40.0454 | 39.6981 | 0 | 0 | 9.4754 | 19.7293 | 0 | 73.4131 | 69.0439 | 105.7026 | 1341.627 | 37.6088 | 69.0518 | 0 | 0.5292 | -4.1392 | 8.626 | 3.074 | 0 | 1256.092 | 400.3165 | -11.0592 | 8.9452 | 6.38 | -1.72 | 18.2242 | 6.1548 | 55.8299 | 2025-11-30 | 2025_11_30 Hr 09 | 120.0261 | -0.000367 | -1256.092 | -474.793 | 566.283 | 926.4411 | 225.4007 | 12.7598 | 0 | 112.7243 | 302.7898 | 150.7689 | 22.0972 | 182.7729 | 281.7479 | 0 | 7.2612 | 46.06 | 244.0449 | 0 | 142.457 | 0
2025_11_30 Hr 10 | 8.819 | 1.5e-05 | 0.000423 | 3.5474 | 3.5621 | 3.5609 | 3.8089 | 3.8089 | 3.8089 | 134.0774 | 0 | 0.1104 | 78 | 0 | 91.3864 | 91.3864 | 281.7479 | 0 | 0.00615 | 0.074 | 0.02596 | 0 | 0 | 0.0705 | 0.2574 | 46.06 | 7.2612 | 244.0449 | 0 | 0 | 0 | 0 | 20.137 | 48.6403 | 0 | 0 | -434.7532 | 0.8541 | 12.6896 | 0 | -1 | -4.2 | 13.991 | 0 | 0 | 37.0388 | 37.0388 | 37.0388 | 37.0388 | 43.0684 | 33.8013 | 0 | 0 | 9.4754 | 19.7293 | 0 | 73.4131 | 69.0439 | 96.7374 | 1365.621 | 37.9351 | 69.6508 | 0 | 0.5292 | -8.819 | 8.626 | 3.074 | 0 | 1304.4 | 389.2711 | -15.739 | 8.9452 | 6.38 | -1.72 | 18.3823 | 6.2082 | 57.2099 | 2025-11-30 | 2025_11_30 Hr 10 | 110.8502 | -8.9e-05 | -1304.4 | -434.7532 | 591.4131 | 926.4411 | 208.5391 | 12.7598 | 0 | 113.8784 | 325.6289 | 151.9057 | 22.0972 | 182.7729 | 281.7479 | 0 | 7.2612 | 46.06 | 244.0449 | 0 | 142.457 | 0
2025_11_30 Hr 11 | 7.7776 | 9e-05 | 0.002538 | 3.5474 | 3.5621 | 3.5609 | 3.8089 | 3.8089 | 3.8089 | 139.4197 | 0 | 0.1104 | 78 | 0 | 91.3864 | 91.3864 | 281.7479 | 0 | 0.00615 | 0.074 | 0.02596 | 0 | 0 | 0.0705 | 0.2574 | 46.06 | 7.2612 | 244.0449 | 0 | 0 | 0 | 0 | 20.3287 | 49.1034 | 0 | 0 | -434.4971 | 0.8541 | 12.6896 | 0 | -1 | -4.2 | 13.991 | 0 | 0 | 38.5137 | 38.5137 | 38.5137 | 38.5137 | 44.7834 | 30.7476 | 0 | 0 | 9.4754 | 19.7293 | 0 | 73.4131 | 69.0439 | 91.6764 | 1379.235 | 38.1202 | 69.9907 | 0 | 0.5292 | -7.7776 | 8.626 | 3.074 | 0 | 1310.8 | 380.76 | -14.6976 | 8.9452 | 6.38 | -1.72 | 18.472 | 6.2385 | 57.4592 | 2025-11-30 | 2025_11_30 Hr 11 | 114.794 | 1.4e-05 | -1310.8 | -434.4971 | 605.6696 | 926.4411 | 200.4266 | 12.7598 | 0 | 114.5332 | 338.5858 | 152.5506 | 22.0972 | 182.7729 | 281.7479 | 0 | 7.2612 | 46.06 | 244.0449 | 0 | 142.457 | 0
2025_11_30 Hr 12 | 7.2585 | 0.00015 | 0.00423 | 3.5474 | 3.5621 | 3.5609 | 3.8089 | 3.8089 | 3.8089 | 130.3197 | 0 | 0.1104 | 78 | 0 | 91.3864 | 91.3864 | 281.7479 | 0 | 0.00615 | 0.074 | 0.02596 | 0 | 0 | 0.0705 | 0.2574 | 46.06 | 7.2612 | 244.0449 | 0 | 0 | 0 | 0 | 20.0021 | 48.3146 | 0 | 0 | -428.4405 | 0.8541 | 12.6896 | 0 | -1 | -4.2 | 13.991 | 0 | 0 | 36.0014 | 36.0014 | 36.0014 | 36.0014 | 41.8621 | 21.9024 | 0 | 0 | 9.4754 | 19.7293 | 0 | 73.4131 | 69.0439 | 108.7392 | 1356.051 | 37.8049 | 69.4118 | 0 | 0.5292 | -7.2585 | 8.626 | 3.074 | 0 | 1300.792 | 387.3601 | -14.1785 | 8.9452 | 6.38 | -1.72 | 18.3192 | 6.1869 | 56.9844 | 2025-11-30 | 2025_11_30 Hr 12 | 113.05 | -0.000363 | -1300.792 | -428.4405 | 581.3853 | 926.4411 | 208.646 | 12.7598 | 0 | 113.4179 | 316.5153 | 151.4521 | 22.0972 | 182.7729 | 281.7479 | 0 | 7.2612 | 46.06 | 244.0449 | 0 | 142.457 | 0
2025_11_30 Hr 13 | 10.3662 | 0.000375 | 0.010575 | 3.5474 | 3.5621 | 3.5609 | 3.8089 | 3.8089 | 3.8089 | 135.0734 | 0 | 0.1104 | 77 | 0 | 91.3864 | 91.3864 | 281.7479 | 0 | 0.00615 | 0.074 | 0.02596 | 0 | 0 | 0.0705 | 0.2574 | 46.06 | 7.2612 | 244.0449 | 0 | 0 | 0 | 0 | 20.1727 | 48.7266 | 0 | 0 | -433.8179 | 0.8541 | 12.6896 | 0 | -1 | -4.2 | 13.991 | 0 | 0 | 37.3138 | 37.3138 | 37.3138 | 37.3138 | 43.3881 | 13.8996 | 0 | 0 | 9.4754 | 19.7293 | 0 | 73.4131 | 69.0439 | 107.727 | 1368.169 | 37.9696 | 69.7142 | 0 | 0.5292 | -10.3662 | 8.626 | 3.074 | 0 | 1298.092 | 381.0269 | -17.2862 | 8.9452 | 6.38 | -1.72 | 18.399 | 6.2139 | 56.9486 | 2025-11-30 | 2025_11_30 Hr 13 | 110.941 | -0.000396 | -1298.092 | -433.8179 | 594.0711 | 926.4411 | 198.6376 | 12.7598 | 0 | 114.0005 | 328.0446 | 152.0259 | 22.0972 | 182.7729 | 281.7479 | 0 | 7.2612 | 46.06 | 244.0449 | 0 | 142.457 | 0
2025_11_30 Hr 14 | 11.3977 | 0.000615 | 0.017343 | 3.5474 | 3.5621 | 3.5609 | 3.8089 | 3.8089 | 3.8089 | 134.7565 | 0 | 0.1104 | 81 | 0 | 91.3864 | 91.3864 | 281.7479 | 0 | 0.00615 | 0.074 | 0.02596 | 0 | 0 | 0.0705 | 0.2574 | 46.06 | 7.2612 | 244.0449 | 0 | 0 | 0 | 0 | 20.1613 | 48.6992 | 0 | 0 | -447.8824 | 0.8541 | 12.6896 | 0 | -1 | -4.2 | 13.991 | 0 | 0 | 37.2263 | 37.2263 | 37.2263 | 37.2263 | 43.2864 | 11.8989 | 0 | 0 | 9.4754 | 19.7293 | 0 | 73.4131 | 69.0439 | 108.7392 | 1367.368 | 37.9586 | 69.694 | 0 | 0.5292 | -11.3977 | 8.626 | 3.074 | 0 | 1286.2 | 385.0318 | -18.3177 | 8.9452 | 6.38 | -1.72 | 18.3937 | 6.2121 | 56.6642 | 2025-11-30 | 2025_11_30 Hr 14 | 109.3225 | -8.9e-05 | -1286.2 | -447.8824 | 593.2254 | 926.4411 | 201.6561 | 12.7598 | 0 | 113.9617 | 327.276 | 151.9877 | 22.0972 | 182.7729 | 281.7479 | 0 | 7.2612 | 46.06 | 244.0449 | 0 | 142.457 | 0
2025_11_30 Hr 15 | 11.401 | 0.00051 | 0.014382 | 3.5474 | 3.5621 | 3.5609 | 3.8089 | 3.8089 | 3.8089 | 129.369 | 0 | 0.1104 | 78 | 0 | 91.3864 | 91.3864 | 281.7479 | 0 | 0.00615 | 0.074 | 0.02596 | 0 | 0 | 0.0705 | 0.2574 | 46.06 | 7.2612 | 244.0449 | 0 | 0 | 0 | 0 | 19.968 | 48.2322 | 0 | 0 | -430.1371 | 0.8541 | 12.6896 | 0 | -1 | -4.2 | 13.991 | 0 | 0 | 35.7389 | 35.7389 | 35.7389 | 35.7389 | 41.5569 | 10.9512 | 0 | 0 | 9.4754 | 19.7293 | 0 | 72.8564 | 68.4873 | 107.727 | 1352.525 | 37.772 | 69.3513 | 0 | 0.5292 | -11.401 | 8.626 | 3.074 | 0 | 1283.492 | 379.4248 | -18.321 | 8.9452 | 6.38 | -1.72 | 18.3032 | 6.1815 | 56.3238 | 2025-11-30 | 2025_11_30 Hr 15 | 113.8477 | -0.000332 | -1283.492 | -430.1371 | 578.8481 | 925.3278 | 196.6931 | 12.7598 | 0 | 113.3014 | 314.2094 | 151.3373 | 22.0972 | 182.7729 | 281.7479 | 0 | 7.2612 | 46.06 | 244.0449 | 0 | 141.3437 | 0
2025_11_30 Hr 16 | 2.5887 | 0.00042 | 0.011844 | 3.5474 | 3.5621 | 3.5609 | 3.8089 | 3.8089 | 3.8089 | 138.4689 | 0 | 0.1104 | 76 | 0 | 91.3864 | 91.3864 | 281.7479 | 0 | 0.00615 | 0.074 | 0.02596 | 0 | 0 | 0.0705 | 0.2574 | 46.06 | 7.2612 | 244.0449 | 0 | 0 | 0 | 0 | 20.2946 | 49.021 | 0 | 0 | -431.6436 | 0.8541 | 12.6896 | 0 | -1 | -4.2 | 13.991 | 0 | 0 | 38.2512 | 38.2512 | 38.2512 | 38.2512 | 44.4782 | 8.9505 | 0 | 0 | 9.4754 | 19.7293 | 0 | 73.4131 | 69.0439 | 108.7392 | 1376.822 | 38.0873 | 69.9302 | 0 | 0.5292 | -2.5887 | 8.626 | 3.074 | 0 | 1304.392 | 368.7223 | -9.5087 | 8.9452 | 6.38 | -1.72 | 18.456 | 6.2331 | 57.1687 | 2025-11-30 | 2025_11_30 Hr 16 | 113.5438 | -0.000382 | -1304.392 | -431.6436 | 603.1324 | 926.4411 | 193.702 | 12.7598 | 0 | 114.4167 | 336.2798 | 152.4358 | 22.0972 | 182.7729 | 281.7479 | 0 | 7.2612 | 46.06 | 244.0449 | 0 | 142.457 | 0
2025_11_30 Hr 17 | 0 | 0.00018 | 0.005076 | 3.5474 | 3.5621 | 3.5609 | 3.8089 | 3.8089 | 3.8089 | 160.7435 | 0 | 0.1104 | 66 | 0 | 91.3864 | 91.3864 | 281.7479 | 0 | 0.00615 | 0.074 | 0.02596 | 0 | 0 | 0.0705 | 0.2574 | 46.06 | 7.2612 | 244.0449 | 0 | 0 | 0 | 0 | 21.0939 | 50.9517 | 0 | 0 | -431.915 | 0.8541 | 12.6896 | 0 | -1 | -4.2 | 13.991 | 0 | 0 | 44.4008 | 44.4008 | 44.4008 | 44.4008 | 51.6288 | 11.8989 | 0 | 0 | 9.4754 | 19.7293 | 0 | 73.4131 | 69.0439 | 107.727 | 1433.568 | 38.859 | 71.3471 | 0 | 0.5292 | 0 | 8.626 | 3.074 | 0 | 1355.492 | 360.7586 | -6.92 | 8.9452 | 6.38 | -1.72 | 18.83 | 6.3594 | 59.1893 | 2025-11-30 | 2025_11_30 Hr 17 | 127.4333 | -0.000311 | -1355.492 | -431.915 | 662.5746 | 926.4411 | 185.6312 | 12.7598 | 0 | 117.1467 | 390.3032 | 155.1248 | 22.0972 | 182.7729 | 281.7479 | 0 | 7.2612 | 46.06 | 244.0449 | 0 | 142.457 | 0
2025_11_30 Hr 18 | 0 | 6e-05 | 0.001692 | 3.5474 | 3.5621 | 3.5609 | 3.8089 | 3.8089 | 3.8089 | 163.5957 | 0 | 0.1104 | 54 | 0 | 91.3864 | 91.3864 | 281.7479 | 0 | 0.00615 | 0.074 | 0.02596 | 0 | 0 | 0.0705 | 0.2574 | 46.06 | 7.2612 | 244.0449 | 0 | 0 | 0 | 0 | 21.1962 | 51.1989 | 0 | 0 | -429.4304 | 0.8541 | 12.6896 | 0 | -1 | -4.2 | 13.991 | 0 | 0 | 45.1882 | 45.1882 | 45.1882 | 45.1882 | 52.5444 | 21.9024 | 0 | 0 | 9.4754 | 19.7293 | 0 | 73.4131 | 69.0439 | 108.7392 | 1440.832 | 38.9578 | 71.5286 | 0 | 0.5292 | 0 | 8.626 | 3.074 | 0 | 1364.6 | 360.1185 | -6.92 | 8.9452 | 6.38 | -1.72 | 18.8779 | 6.3756 | 59.5162 | 2025-11-30 | 2025_11_30 Hr 18 | 118.482 | -3.2e-05 | -1364.6 | -429.4304 | 670.1861 | 926.4411 | 184.6434 | 12.7598 | 0 | 117.4963 | 397.2208 | 155.4691 | 22.0972 | 182.7729 | 281.7479 | 0 | 7.2612 | 46.06 | 244.0449 | 0 | 142.457 | 0
2025_11_30 Hr 19 | 0 | 0 | 0 | 3.5474 | 3.5621 | 3.5609 | 3.8089 | 3.8089 | 3.8089 | 158.2534 | 0 | 0.1104 | 44 | 0 | 91.3864 | 91.3864 | 281.7479 | 0 | 0.00615 | 0.074 | 0.02596 | 0 | 0 | 0.0705 | 0.2574 | 46.06 | 7.2612 | 244.0449 | 0 | 0 | 0 | 0 | 21.0045 | 50.7358 | 0 | 0 | -428.9045 | 0.8541 | 12.6896 | 0 | -1 | -4.2 | 13.991 | 0 | 0 | 43.7133 | 43.7133 | 43.7133 | 43.7133 | 50.8294 | 24.8508 | 0 | 0 | 9.4754 | 19.7293 | 0 | 73.4131 | 69.0439 | 106.7148 | 1427.219 | 38.7727 | 71.1887 | 0 | 0.5292 | 0 | 8.626 | 3.074 | 0 | 1341.792 | 350.3975 | -6.92 | 8.9452 | 6.38 | -1.72 | 18.7882 | 6.3453 | 58.6089 | 2025-11-30 | 2025_11_30 Hr 19 | 132.5795 | -0.000385 | -1341.792 | -428.9045 | 655.9296 | 926.4411 | 175.5656 | 12.7598 | 0 | 116.8415 | 384.2639 | 154.8242 | 22.0972 | 182.7729 | 281.7479 | 0 | 7.2612 | 46.06 | 244.0449 | 0 | 142.457 | 0
2025_11_30 Hr 20 | 0 | 0 | 0 | 3.5474 | 3.5621 | 3.5609 | 3.8089 | 3.8089 | 3.8089 | 150.6928 | 0 | 0.1104 | 36 | 0 | 91.3864 | 91.3864 | 281.7479 | 0 | 0.00615 | 0.074 | 0.02596 | 0 | 0 | 0.0705 | 0.2574 | 46.06 | 7.2612 | 244.0449 | 0 | 0 | 0 | 0 | 20.7332 | 50.0805 | 0 | 0 | -413.542 | 0.8541 | 12.6896 | 0 | -1 | -4.2 | 13.991 | 0 | 0 | 41.626 | 41.626 | 41.626 | 41.626 | 48.4023 | 19.9017 | 0 | 0 | 9.4754 | 19.7293 | 0 | 73.4131 | 69.0439 | 100.7862 | 1407.955 | 38.5108 | 70.7078 | 0 | 0.5292 | 0 | 8.626 | 3.074 | 0 | 1318.1 | 330.6071 | -6.92 | 8.9452 | 6.38 | -1.72 | 18.6612 | 6.3024 | 57.4716 | 2025-11-30 | 2025_11_30 Hr 20 | 121.8511 | -5.4e-05 | -1318.1 | -413.542 | 635.7532 | 926.4411 | 156.6879 | 12.7598 | 0 | 115.9149 | 365.9268 | 153.9115 | 22.0972 | 182.7729 | 281.7479 | 0 | 7.2612 | 46.06 | 244.0449 | 0 | 142.457 | 0
2025_11_30 Hr 21 | 0 | 0 | 0 | 3.5474 | 3.5621 | 3.5609 | 3.8089 | 3.8089 | 3.8089 | 124.072 | 0 | 0.1104 | 23 | 0 | 91.3864 | 91.3864 | 281.7479 | 0 | 0.00615 | 0.074 | 0.02596 | 0 | 0 | 0.0705 | 0.2574 | 46.06 | 7.2612 | 244.0449 | 0 | 0 | 0 | 0 | 19.7779 | 47.7731 | 0 | 0 | -387.2751 | 0.8541 | 12.6896 | 0 | -1 | -4.2 | 13.991 | 0 | 0 | 34.2765 | 34.2765 | 34.2765 | 34.2765 | 39.8564 | 13.8996 | 0 | 0 | 9.4754 | 19.7293 | 0 | 73.4131 | 69.0439 | 101.6538 | 1340.128 | 37.5885 | 69.0144 | 0 | 0.5292 | 0 | 8.626 | 3.074 | 0 | 1255.192 | 309.259 | -6.92 | 8.9452 | 6.38 | -1.72 | 18.2143 | 6.1515 | 54.6428 | 2025-11-30 | 2025_11_30 Hr 21 | 112.7082 | -0.000314 | -1255.192 | -387.2751 | 564.7125 | 926.4411 | 138.5534 | 12.7598 | 0 | 112.6522 | 301.3625 | 150.6979 | 22.0972 | 182.7729 | 281.7479 | 0 | 7.2612 | 46.06 | 244.0449 | 0 | 142.457 | 0
2025_11_30 Hr 22 | 0 | 0 | 0 | 3.5474 | 3.5621 | 3.5609 | 3.8089 | 3.8089 | 3.8089 | 92.0636 | 0 | 0.1104 | 12 | 0 | 91.3864 | 91.3864 | 281.7479 | 0 | 0.00615 | 0.074 | 0.02596 | 0 | 0 | 0.0705 | 0.2574 | 46.06 | 0 | 244.0449 | 0 | 0 | 0 | 0 | 18.6293 | 44.9987 | 0 | 0 | -351.5601 | 0.8541 | 12.6896 | 0 | -1 | -4.2 | 13.991 | 0 | 0 | 25.4397 | 25.4397 | 25.4397 | 25.4397 | 29.5811 | 11.8989 | 0 | 0 | 9.4754 | 19.7293 | 0 | 73.4131 | 69.0439 | 107.727 | 1251.313 | 36.4795 | 66.9782 | 0 | 0.5292 | 0 | 8.626 | 3.074 | 0 | 1191.3 | 298.4675 | -6.92 | 8.9452 | 6.38 | -1.72 | 17.6769 | 5.97 | 51.6508 | 2025-11-30 | 2025_11_30 Hr 22 | 105.3754 | -2.4e-05 | -1191.3 | -351.5601 | 479.2945 | 919.1799 | 131.6259 | 12.7598 | 0 | 108.7292 | 223.7314 | 146.8339 | 22.0972 | 182.7729 | 281.7479 | 0 | 0 | 46.06 | 244.0449 | 0 | 142.457 | 0
2025_11_30 Hr 23 | 0 | 0 | 0 | 3.5474 | 3.5621 | 3.5609 | 3.8089 | 3.8089 | 3.8089 | 57.2483 | 0 | 0.1104 | 5 | 0 | 91.3864 | 91.3864 | 283.5925 | 0 | 0.00615 | 0.074 | 0.02596 | 0 | 0 | 0.0705 | 0.2574 | 46.06 | 0 | 245.025 | 0 | 0 | 0 | 0 | 17.38 | 41.981 | 0 | 0 | -318.5989 | 0.8541 | 12.6896 | 0 | -1 | -4.2 | 13.991 | 0 | 0 | 15.8279 | 15.8279 | 15.8279 | 15.8279 | 18.4046 | 8.9505 | 0 | 0 | 9.4754 | 19.7293 | 0 | 74.1091 | 69.6985 | 108.7392 | 1166.782 | 35.2732 | 64.7635 | 0 | 0.5292 | 0 | 8.626 | 3.074 | 0 | 1126.592 | 285.3285 | -6.92 | 8.9452 | 6.38 | -1.72 | 17.0924 | 5.7726 | 48.6628 | 2025-11-30 | 2025_11_30 Hr 23 | 109.8252 | -0.000337 | -1126.592 | -318.5989 | 386.3858 | 923.3552 | 122.6897 | 12.7598 | 0 | 104.4621 | 139.2926 | 142.6311 | 22.0972 | 182.7729 | 283.5925 | 0 | 0 | 46.06 | 245.025 | 0 | 143.8077 | 0
2025_11_30 Hr 24 | 0 | 0 | 0 | 3.5474 | 3.5621 | 3.5609 | 3.8089 | 3.8089 | 3.8089 | 36.6934 | 0 | 0.1104 | 1 | 0 | 91.3864 | 91.3864 | 283.5925 | 0 | 0.00615 | 0.074 | 0.02596 | 0 | 0 | 0.0705 | 0.2574 | 46.06 | 0 | 245.025 | 0 | 0 | 0 | 0 | 16.571 | 40.0267 | 0 | 0 | -318.6154 | 0.8541 | 12.6896 | 0 | -1 | -4.2 | 13.991 | 0 | 0 | 9.6034 | 9.6034 | 9.6034 | 9.6034 | 11.1668 | 10.9512 | 0 | 0 | 9.4754 | 19.7293 | 0 | 74.1091 | 69.6985 | 108.7392 | 1111.328 | 34.4921 | 63.3293 | 0 | 0.5292 | 0 | 8.626 | 3.074 | 0 | 1066.4 | 280.6074 | -6.92 | 8.9452 | 6.38 | -1.72 | 16.7139 | 5.6447 | 46.287 | 2025-11-30 | 2025_11_30 Hr 24 | 109.0325 | 8e-06 | -1066.4 | -318.6154 | 328.21 | 923.3552 | 120.6904 | 12.7598 | 0 | 101.6989 | 86.6018 | 139.9093 | 22.0972 | 182.7729 | 283.5925 | 0 | 0 | 46.06 | 245.025 | 0 | 143.8077 | 0
2025_12_01 Hr 01 | 0 | 0 | 0 | 3.8622 | 3.8622 | 3.8116 | 3.8622 | 3.8622 | 3.8622 | 57.6822 | 0 | 0.084 | 1 | 0 | 95.6014 | 95.6022 | 286.6375 | 15.29 | 0.00697 | 0.084 | 0.03454 | 0 | 0 | 0.29046 | 0.2376 | 14.7392 | 0 | 247.9653 | 0 | 0 | 0 | 0 | 16.3093 | 39.3946 | 0 | 0 | -308.7933 | 0.7527 | 12.6896 | 0 | -1 | -4.2 | 13.991 | 0 | 0 | 11.6582 | 11.6582 | 11.6582 | 11.6582 | 13.556 | 10.9512 | 0 | 0 | 9.4754 | 19.2279 | 0 | 71.2258 | 77.5976 | 108.7392 | 1146.458 | 30.6766 | 56.336 | 0 | 0.5138 | 0 | 14.074 | 3.248 | 0 | 1100.525 | 269.8407 | -6.98 | 8.9452 | 7.395 | -1.78 | 14.8787 | 1.31 | 47.5048 | 2025-12-01 | 2025_12_01 Hr 01 | 57.8658 | 1.6e-05 | -1100.525 | -308.7933 | 341.6333 | 927.7816 | 120.6904 | 19.213 | 0 | 100.805 | 118.3991 | 122.4292 | 23.1226 | 191.2036 | 286.6375 | 15.29 | 0 | 14.7392 | 247.9653 | 0 | 148.8234 | 0
2025_12_01 Hr 02 | 0 | 0 | 0 | 3.8622 | 3.8622 | 3.8116 | 3.8622 | 3.8622 | 3.8622 | 53.7828 | 0 | 0.084 | 3 | 0 | 96.0814 | 96.0814 | 286.6375 | 15.29 | 0.00697 | 0.084 | 0.03454 | 0 | 0 | 0.29046 | 0.2376 | 14.7392 | 7.2532 | 247.9653 | 0 | 0 | 0 | 0 | 16.0699 | 38.8165 | 0 | 0 | -316.0379 | 0.7527 | 12.6896 | 0 | -1 | -4.2 | 13.991 | 0 | 0 | 10.2231 | 10.2231 | 10.2231 | 10.2231 | 11.8873 | 11.8989 | 0 | 0 | 9.4754 | 19.2279 | 0 | 71.2258 | 77.6894 | 108.7392 | 1142.636 | 30.2265 | 55.5093 | 0 | 0.5138 | 0 | 14.074 | 3.248 | 0 | 1090.892 | 271.274 | -6.98 | 8.9452 | 7.395 | -1.78 | 14.6603 | 1.2908 | 47.2199 | 2025-12-01 | 2025_12_01 Hr 02 | 58.2092 | -0.000273 | -1090.892 | -316.0379 | 327.9928 | 936.0857 | 123.6381 | 19.213 | 0 | 99.9876 | 107.0904 | 120.9148 | 23.1226 | 192.1628 | 286.6375 | 15.29 | 7.2532 | 14.7392 | 247.9653 | 0 | 148.9151 | 0
2025_12_01 Hr 03 | 0 | 0 | 0 | 3.8622 | 3.8622 | 3.8116 | 3.8622 | 3.8622 | 3.8622 | 51.9003 | 0 | 0.084 | 8 | 0 | 96.0814 | 96.0814 | 286.6375 | 0 | 0.00697 | 0.084 | 0.03454 | 0 | 0 | 0.29046 | 0.2376 | 0 | 7.2532 | 247.9653 | 0 | 0 | 0 | 0 | 15.9544 | 38.5374 | 0 | 0 | -284.595 | 0.7527 | 12.6896 | 0.55 | -1 | -4.2 | 13.991 | 0 | 0 | 9.5303 | 9.5303 | 9.5303 | 9.5303 | 11.0817 | 9.8982 | 0 | 0 | 9.4754 | 19.2279 | 0 | 71.2258 | 77.6894 | 100.7862 | 1106.752 | 30.0091 | 55.1102 | 0 | 0.5138 | 0 | 14.074 | 3.248 | 0 | 1080.767 | 265.5891 | -6.98 | 8.9452 | 7.395 | -1.78 | 14.5549 | 1.2815 | 46.4138 | 2025-12-01 | 2025_12_01 Hr 03 | 56.6463 | -0.000335 | -1080.767 | -284.595 | 321.4077 | 906.0565 | 118.6844 | 19.213 | 0 | 99.593 | 101.6311 | 120.1837 | 23.1226 | 192.1628 | 286.6375 | 0 | 7.2532 | 0 | 247.9653 | 0 | 148.9151 | 0
2025_12_01 Hr 04 | 0 | 0 | 0 | 3.8622 | 3.8622 | 3.8116 | 3.8622 | 3.8622 | 3.8622 | 54.5089 | 0 | 0.084 | 22 | 0 | 96.0814 | 96.0814 | 286.6375 | 15.29 | 0.00697 | 0.084 | 0.03454 | 0 | 0 | 0.29046 | 0.2376 | 0 | 7.2532 | 247.9653 | 0 | 0 | 0 | 0 | 16.1145 | 38.9242 | 0 | 0 | -320.6086 | 0.7527 | 12.6896 | 0.55 | -1 | -4.2 | 13.991 | 0 | 0 | 10.4903 | 10.4903 | 10.4903 | 10.4903 | 12.198 | 9.8982 | 0 | 0 | 9.4754 | 19.2279 | 0 | 71.2258 | 77.6894 | 91.6764 | 1130.154 | 30.3103 | 55.6633 | 0 | 0.5138 | 0 | 14.074 | 3.248 | 0 | 1074.058 | 271.4924 | -6.98 | 8.9452 | 7.395 | -1.78 | 14.701 | 1.2943 | 46.6228 | 2025-12-01 | 2025_12_01 Hr 04 | 56.7656 | 0.000297 | -1074.058 | -320.6086 | 330.5328 | 921.3465 | 123.5746 | 19.213 | 0 | 100.1398 | 109.1962 | 121.1968 | 23.1226 | 192.1628 | 286.6375 | 15.29 | 7.2532 | 0 | 247.9653 | 0 | 148.9151 | 0
2025_12_01 Hr 05 | 0 | 0 | 0 | 3.8622 | 3.8622 | 3.8116 | 3.8622 | 3.8622 | 3.8622 | 67.74 | 0 | 0.084 | 29 | 0 | 96.0814 | 96.0814 | 286.6375 | 15.29 | 0.00697 | 0.084 | 0.03454 | 0 | 0 | 0.29046 | 0.2376 | 0 | 7.2532 | 247.9653 | 0 | 0 | 0 | 0 | 16.9266 | 40.8857 | 0 | 0 | -285.4186 | 0.7527 | 12.6896 | 0.55 | -1 | -4.2 | 13.991 | 0 | 0 | 15.3598 | 15.3598 | 15.3598 | 15.3598 | 17.8603 | 8.9505 | 0 | 0 | 9.4754 | 19.2279 | 0 | 71.2258 | 77.6894 | 72.7338 | 1171.299 | 31.8378 | 58.4684 | 0 | 0.5138 | 0 | 14.074 | 3.248 | 0 | 1142.642 | 263.7408 | -6.98 | 8.9452 | 7.395 | -1.78 | 15.4418 | 1.3596 | 48.867 | 2025-12-01 | 2025_12_01 Hr 05 | 56.5677 | -0.000287 | -1142.642 | -285.4186 | 376.8165 | 921.3465 | 110.6843 | 19.213 | 0 | 102.9135 | 147.5676 | 126.3354 | 23.1226 | 192.1628 | 286.6375 | 15.29 | 7.2532 | 0 | 247.9653 | 0 | 148.9151 | 0
2025_12_01 Hr 06 | 0 | 0 | 0 | 3.8622 | 3.8622 | 3.8116 | 3.8622 | 3.8622 | 3.8622 | 86.5379 | 0 | 0.084 | 37 | 0 | 96.0814 | 96.0814 | 286.6375 | 15.29 | 0.00697 | 0.084 | 0.03454 | 0 | 0 | 0.29046 | 0.2376 | 0 | 0 | 247.9653 | 0 | 0 | 0 | 0 | 18.0803 | 43.6726 | 0 | 0 | -275.835 | 0.7527 | 12.6896 | 0.55 | -1 | -4.2 | 13.991 | 0 | 0 | 22.2781 | 22.2781 | 22.2781 | 22.2781 | 25.9048 | 14.8473 | 0 | 0 | 9.4754 | 19.2279 | 0 | 71.2258 | 77.6894 | 74.7582 | 1222.502 | 34.0079 | 62.4537 | 0 | 0.5138 | 0 | 14.074 | 3.248 | 0 | 1226.65 | 286.9626 | -6.98 | 8.9452 | 7.395 | -1.78 | 16.4944 | 1.4522 | 52.057 | 2025-12-01 | 2025_12_01 Hr 06 | 62.6945 | -2e-05 | -1226.65 | -275.835 | 442.5732 | 914.0933 | 126.6055 | 19.213 | 0 | 106.8541 | 202.083 | 133.6361 | 23.1226 | 192.1628 | 286.6375 | 15.29 | 0 | 0 | 247.9653 | 0 | 148.9151 | 0
2025_12_01 Hr 07 | 0 | 0 | 0 | 3.8622 | 3.8622 | 3.8116 | 3.8622 | 3.8622 | 3.8622 | 119.5081 | -14.3 | 0.084 | 43 | 0 | 96.0814 | 96.0814 | 285.811 | 15.21 | 0.00697 | 0.084 | 0.03454 | 0 | 0 | 0.29046 | 0.2376 | 0 | 0 | 247.9653 | 0 | 0 | 0 | 0 | 20.1039 | 48.5605 | 0 | 0 | -272.9677 | 0.7527 | 12.6896 | 0.55 | -1 | -4.2 | 13.991 | 0 | 0 | 34.4123 | 34.4123 | 34.4123 | 34.4123 | 40.0143 | 15.9003 | 0 | 0 | 9.4754 | 19.2279 | 0 | 70.8723 | 77.3038 | 72.7338 | 1323.385 | 37.8141 | 69.4437 | 0 | 0.5138 | 0 | 14.074 | 3.248 | 0 | 1333.933 | 304.7961 | -21.28 | 8.9452 | 7.395 | -1.78 | 18.3405 | 1.6148 | 56.2542 | 2025-12-01 | 2025_12_01 Hr 07 | 57.8861 | 0.000377 | -1333.933 | -272.9677 | 543.6061 | 912.4478 | 131.6341 | 19.213 | 0 | 113.7656 | 297.6996 | 132.1409 | 23.1226 | 192.1628 | 285.811 | 15.21 | 0 | 0 | 247.9653 | 0 | 148.1762 | 0
2025_12_01 Hr 08 | 0.5174 | 0 | 0 | 3.8622 | 3.8622 | 3.8116 | 3.8622 | 3.8622 | 3.8622 | 137.3916 | -14.3 | 0.084 | 58 | 0 | 96.0814 | 96.0814 | 285.811 | 15.21 | 0.00697 | 0.084 | 0.03454 | 0 | 0 | 0.29046 | 0.2376 | 0 | 0 | 247.9653 | 0 | 0 | 0 | 0 | 21.2016 | 51.2118 | 0 | 0 | -285.0351 | 0.7527 | 12.6896 | 0.55 | -1 | -4.2 | 13.991 | 0 | 0 | 40.9941 | 40.9941 | 40.9941 | 40.9941 | 47.6675 | 19.9017 | 0 | 0 | 9.4754 | 19.2279 | 0 | 70.8723 | 77.3038 | 74.7582 | 1378.998 | 39.8787 | 73.2352 | 0 | 0.5138 | -0.5174 | 14.074 | 3.248 | 0 | 1405.45 | 333.2849 | -21.7974 | 8.9452 | 7.395 | -1.78 | 19.3418 | 1.7029 | 59.236 | 2025-12-01 | 2025_12_01 Hr 08 | 62.6594 | -1.1e-05 | -1405.45 | -285.0351 | 606.1644 | 912.4478 | 152.6599 | 19.213 | 0 | 117.5145 | 349.5634 | 139.0865 | 23.1226 | 192.1628 | 285.811 | 15.21 | 0 | 0 | 247.9653 | 0 | 148.1762 | 0
2025_12_01 Hr 09 | 5.6897 | 0 | 0 | 3.8622 | 3.8622 | 3.8116 | 3.8622 | 3.8622 | 3.8622 | 132.9274 | -14.3 | 0.084 | 64 | 0 | 96.0814 | 96.0814 | 285.811 | 15.21 | 0.00697 | 0.084 | 0.03454 | 0 | 0 | 0.29046 | 0.2376 | 0 | 0 | 247.9653 | 0 | 0 | 0 | 0 | 20.9276 | 50.55 | 0 | 0 | -255.1072 | 0.7527 | 12.6896 | 0.55 | -1 | -4.2 | 13.991 | 0 | 0 | 39.3511 | 39.3511 | 39.3511 | 39.3511 | 45.7571 | 21.9024 | 0 | 0 | 9.4754 | 19.2279 | 0 | 70.8723 | 77.3038 | 70.854 | 1365.115 | 39.3633 | 72.2887 | 0 | 0.5138 | -5.6897 | 14.074 | 3.248 | 0 | 1423.858 | 340.8199 | -26.9697 | 8.9452 | 7.395 | -1.78 | 19.0919 | 1.6809 | 59.5688 | 2025-12-01 | 2025_12_01 Hr 09 | 59.6337 | 0.000332 | -1423.858 | -255.1072 | 590.5483 | 912.4478 | 156.7564 | 19.213 | 0 | 116.5787 | 336.6169 | 137.3527 | 23.1226 | 192.1628 | 285.811 | 15.21 | 0 | 0 | 247.9653 | 0 | 148.1762 | 0
2025_12_01 Hr 10 | 6.7478 | 0.000165 | 0.004653 | 3.8622 | 3.8622 | 3.8116 | 3.8622 | 3.8622 | 3.8622 | 131.4483 | -14.3 | 0.084 | 63 | 0 | 96.0814 | 96.0814 | 285.811 | 15.21 | 0.00697 | 0.084 | 0.03454 | 0 | 0 | 0.29046 | 0.2376 | 0 | 0 | 247.9653 | 0 | 0 | 0 | 0 | 20.8368 | 50.3307 | 0 | 0 | -237.192 | 0.7527 | 12.6896 | 0.55 | -1 | -4.2 | 13.991 | 0 | 0 | 38.8067 | 38.8067 | 38.8067 | 38.8067 | 45.1241 | 16.848 | 0 | 0 | 9.4754 | 19.2279 | 0 | 70.8723 | 77.3038 | 70.854 | 1360.521 | 39.1926 | 71.9751 | 0 | 0.5138 | -6.7478 | 14.074 | 3.248 | 0 | 1430.55 | 335.2493 | -28.0278 | 8.9452 | 7.395 | -1.78 | 19.009 | 1.6736 | 59.5973 | 2025-12-01 | 2025_12_01 Hr 10 | 60.0607 | -6.2e-05 | -1430.55 | -237.192 | 585.3743 | 912.4478 | 150.7068 | 19.213 | 0 | 116.2686 | 332.3274 | 136.7783 | 23.1226 | 192.1628 | 285.811 | 15.21 | 0 | 0 | 247.9653 | 0 | 148.1762 | 0
2025_12_01 Hr 11 | 6.7494 | 0.000615 | 0.017343 | 3.8622 | 3.8622 | 3.8116 | 3.8622 | 3.8622 | 3.8622 | 129.4045 | -14.3 | 0.084 | 56 | 0 | 96.0814 | 96.0814 | 285.811 | 15.21 | 0.00697 | 0.084 | 0.03454 | 0 | 0 | 0.29046 | 0.2376 | 0 | 0 | 247.9653 | 0 | 0 | 0 | 0 | 20.7113 | 50.0277 | 0 | 0 | -235.6678 | 0.7527 | 12.6896 | 0.55 | -1 | -4.2 | 13.991 | 0 | 0 | 38.0545 | 38.0545 | 38.0545 | 38.0545 | 44.2495 | 16.848 | 0 | 0 | 9.4754 | 19.2279 | 0 | 70.8723 | 77.3038 | 71.8662 | 1354.177 | 38.9566 | 71.5418 | 0 | 0.5138 | -6.7494 | 14.074 | 3.248 | 0 | 1418.95 | 328.4698 | -28.0294 | 8.9452 | 7.395 | -1.78 | 18.8946 | 1.6636 | 59.1193 | 2025-12-01 | 2025_12_01 Hr 11 | 57.4591 | 3e-06 | -1418.95 | -235.6678 | 578.2248 | 912.4478 | 144.7322 | 19.213 | 0 | 115.8402 | 326.4001 | 135.9845 | 23.1226 | 192.1628 | 285.811 | 15.21 | 0 | 0 | 247.9653 | 0 | 148.1762 | 0
2025_12_01 Hr 12 | 6.2105 | 0.000945 | 0.026649 | 3.8622 | 3.8622 | 3.8116 | 3.8622 | 3.8622 | 3.8622 | 126.0429 | -14.3 | 0.084 | 51 | 0 | 96.0814 | 96.0814 | 285.811 | 15.21 | 0.00697 | 0.084 | 0.03454 | 0 | 0 | 0.29046 | 0.2376 | 0 | 0 | 247.9653 | 0 | 0 | 0 | 0 | 20.505 | 49.5293 | 0 | 0 | -214.9383 | 0.7527 | 12.6896 | 0.55 | -1 | -4.2 | 13.991 | 0 | 0 | 36.8174 | 36.8174 | 36.8174 | 36.8174 | 42.8109 | 15.9003 | 0 | 0 | 9.4754 | 19.2279 | 0 | 70.8723 | 77.3038 | 72.7338 | 1343.733 | 38.5686 | 70.8291 | 0 | 0.5138 | -6.2105 | 14.074 | 3.248 | 0 | 1422.85 | 321.5455 | -27.4905 | 8.9452 | 7.395 | -1.78 | 18.7064 | 1.647 | 59.0005 | 2025-12-01 | 2025_12_01 Hr 12 | 56.6278 | -5.3e-05 | -1422.85 | -214.9383 | 566.4657 | 912.4478 | 139.6617 | 19.213 | 0 | 115.1355 | 316.6513 | 134.6789 | 23.1226 | 192.1628 | 285.811 | 15.21 | 0 | 0 | 247.9653 | 0 | 148.1762 | 0
2025_12_01 Hr 13 | 6.2088 | 0.001005 | 0.028341 | 3.8622 | 3.8622 | 3.8116 | 3.8622 | 3.8622 | 3.8622 | 121.5788 | -14.3 | 0.084 | 57 | 0 | 96.0814 | 96.0814 | 285.811 | 15.21 | 0.00697 | 0.084 | 0.03454 | 0 | 0 | 0.29046 | 0.2376 | 0 | 0 | 247.9653 | 0 | 0 | 0 | 0 | 20.231 | 48.8675 | 0 | 0 | -220.9442 | 0.7527 | 12.6896 | 0.55 | -1 | -4.2 | 13.991 | 0 | 0 | 35.1744 | 35.1744 | 35.1744 | 35.1744 | 40.9004 | 10.9512 | 0 | 0 | 9.4754 | 19.2279 | 0 | 70.8723 | 77.3038 | 77.7948 | 1329.853 | 38.0532 | 69.8827 | 0 | 0.5138 | -6.2088 | 14.074 | 3.248 | 0 | 1407.342 | 325.922 | -27.4888 | 8.9452 | 7.395 | -1.78 | 18.4564 | 1.625 | 58.4674 | 2025-12-01 | 2025_12_01 Hr 13 | 55.8915 | -0.000309 | -1407.342 | -220.9442 | 550.8497 | 912.4478 | 145.7753 | 19.213 | 0 | 114.1997 | 303.7049 | 132.9452 | 23.1226 | 192.1628 | 285.811 | 15.21 | 0 | 0 | 247.9653 | 0 | 148.1762 | 0
2025_12_01 Hr 14 | 6.2121 | 0.000945 | 0.026649 | 3.8622 | 3.8622 | 3.8116 | 3.8622 | 3.8622 | 3.8622 | 113.4035 | -14.3 | 0.084 | 66 | 0 | 96.0814 | 96.0814 | 285.811 | 15.21 | 0.00697 | 0.084 | 0.03454 | 0 | 0 | 0.29046 | 0.2376 | 0 | 0 | 247.9653 | 0 | 0 | 0 | 0 | 19.7293 | 47.6555 | 0 | 0 | -189.1566 | 0.7527 | 12.6896 | 0.55 | -1 | -4.2 | 13.991 | 0 | 0 | 32.1656 | 32.1656 | 32.1656 | 32.1656 | 37.4018 | 4.9491 | 0 | 0 | 9.4754 | 19.2279 | 0 | 70.8723 | 77.3038 | 67.8174 | 1304.428 | 37.1094 | 68.1495 | 0 | 0.5138 | -6.2121 | 14.074 | 3.248 | 0 | 1403.55 | 315.7707 | -27.4921 | 8.9452 | 7.395 | -1.78 | 17.9987 | 1.5847 | 57.8994 | 2025-12-01 | 2025_12_01 Hr 14 | 57.673 | -1.4e-05 | -1403.55 | -189.1566 | 522.2517 | 912.4478 | 138.7941 | 19.213 | 0 | 112.4859 | 279.9957 | 129.7701 | 23.1226 | 192.1628 | 285.811 | 15.21 | 0 | 0 | 247.9653 | 0 | 148.1762 | 0
2025_12_01 Hr 15 | 6.7494 | 0.000615 | 0.017343 | 3.8622 | 3.8622 | 3.8116 | 3.8622 | 3.8622 | 3.8622 | 107.6216 | -14.3 | 0.084 | 61 | 0 | 96.0814 | 96.0814 | 285.811 | 15.21 | 0.00697 | 0.084 | 0.03454 | 0 | 0 | 0.29046 | 0.2376 | 0 | 1.2093 | 247.9653 | 0 | 0 | 0 | 0 | 19.3744 | 46.7983 | 0 | 0 | -194.1791 | 0.7527 | 12.6896 | 0.55 | -1 | -4.2 | 13.991 | 0 | 0 | 30.0376 | 30.0376 | 30.0376 | 30.0376 | 34.9275 | 4.0014 | 0 | 0 | 9.4754 | 19.2279 | 0 | 70.8723 | 77.3038 | 66.8052 | 1287.648 | 36.4419 | 66.9236 | 0 | 0.5138 | -6.7494 | 14.074 | 3.248 | 0 | 1372.542 | 307.1022 | -28.0294 | 8.9452 | 7.395 | -1.78 | 17.6749 | 1.5562 | 56.7415 | 2025-12-01 | 2025_12_01 Hr 15 | 57.5373 | -0.000335 | -1372.542 | -194.1791 | 502.0261 | 913.6571 | 131.8246 | 19.213 | 0 | 111.2738 | 263.2278 | 127.5245 | 23.1226 | 192.1628 | 285.811 | 15.21 | 1.2093 | 0 | 247.9653 | 0 | 148.1762 | 0
2025_12_01 Hr 16 | 1.5472 | 0.000465 | 0.013113 | 3.8622 | 3.8622 | 3.8116 | 3.8622 | 3.8622 | 3.8622 | 111.3327 | -14.3 | 0.084 | 60 | 0 | 96.0814 | 96.0814 | 285.811 | 15.21 | 0.00697 | 0.084 | 0.03454 | 0 | 0 | 0.29046 | 0.2376 | 0 | 7.2532 | 247.9653 | 0 | 0 | 0 | 0 | 19.6022 | 47.3485 | 0 | 0 | -185.931 | 0.7527 | 12.6896 | 0.55 | -1 | -4.2 | 13.991 | 0 | 0 | 31.4035 | 31.4035 | 31.4035 | 31.4035 | 36.5157 | 2.9484 | 0 | 0 | 9.4754 | 19.2279 | 0 | 70.8723 | 77.3038 | 66.8052 | 1305.228 | 36.8703 | 67.7104 | 0 | 0.5138 | -1.5472 | 14.074 | 3.248 | 0 | 1397.758 | 301.2882 | -22.8272 | 8.9452 | 7.395 | -1.78 | 17.8827 | 1.5745 | 57.6284 | 2025-12-01 | 2025_12_01 Hr 16 | 58.807 | 0.000234 | -1397.758 | -185.931 | 515.008 | 919.701 | 129.7672 | 19.213 | 0 | 112.0518 | 273.9904 | 128.9658 | 23.1226 | 192.1628 | 285.811 | 15.21 | 7.2532 | 0 | 247.9653 | 0 | 148.1762 | 0
2025_12_01 Hr 17 | 0 | 0.00021 | 0.005922 | 3.8622 | 3.8622 | 3.8116 | 3.8622 | 3.8622 | 3.8622 | 130.3457 | -14.3 | 0.084 | 70 | 0 | 96.0814 | 96.0814 | 285.811 | 15.21 | 0.00697 | 0.084 | 0.03454 | 0 | 0 | 0.29046 | 0.2376 | 0 | 7.2532 | 247.9653 | 0 | 0 | 0 | 0 | 20.7691 | 50.1672 | 0 | 0 | -234.3488 | 0.7527 | 12.6896 | 0.55 | -1 | -4.2 | 13.991 | 0 | 0 | 38.4009 | 38.4009 | 38.4009 | 38.4009 | 44.6523 | 0.9477 | 0 | 0 | 9.4754 | 19.2279 | 0 | 70.8723 | 77.3038 | 66.8052 | 1364.346 | 39.0653 | 71.7414 | 0 | 0.5138 | 0 | 14.074 | 3.248 | 0 | 1423.842 | 315.1242 | -21.28 | 8.9452 | 7.395 | -1.78 | 18.9473 | 1.6682 | 59.295 | 2025-12-01 | 2025_12_01 Hr 17 | 74.3764 | -0.000419 | -1423.842 | -234.3488 | 581.5173 | 919.701 | 137.759 | 19.213 | 0 | 116.0375 | 329.1298 | 136.35 | 23.1226 | 192.1628 | 285.811 | 15.21 | 7.2532 | 0 | 247.9653 | 0 | 148.1762 | 0
2025_12_01 Hr 18 | 0 | 3e-05 | 0.000846 | 3.8622 | 3.8622 | 3.8116 | 3.8622 | 3.8622 | 3.8622 | 137.2302 | -14.3 | 0.084 | 73 | 0 | 96.0814 | 96.0814 | 285.811 | 15.21 | 0.00697 | 0.084 | 0.03454 | 0 | 0 | 0.29046 | 0.2376 | 0 | 7.2532 | 247.9653 | 0 | 0 | 0 | 0 | 21.1917 | 51.1879 | 0 | 0 | -236.4356 | 0.7527 | 12.6896 | 0.55 | -1 | -4.2 | 13.991 | 0 | 0 | 40.9347 | 40.9347 | 40.9347 | 40.9347 | 47.5984 | 6.0021 | 0 | 0 | 9.4754 | 19.2279 | 0 | 70.8723 | 77.3038 | 63.7686 | 1385.75 | 39.8601 | 73.2009 | 0 | 0.5138 | 0 | 14.074 | 3.248 | 0 | 1450.85 | 322.8156 | -21.28 | 8.9452 | 7.395 | -1.78 | 19.3328 | 1.7021 | 60.3886 | 2025-12-01 | 2025_12_01 Hr 18 | 74.3934 | -6.6e-05 | -1450.85 | -236.4356 | 605.5999 | 919.701 | 142.7716 | 19.213 | 0 | 117.4807 | 349.0954 | 139.0238 | 23.1226 | 192.1628 | 285.811 | 15.21 | 7.2532 | 0 | 247.9653 | 0 | 148.1762 | 0
2025_12_01 Hr 19 | 0 | 0 | 0 | 3.8622 | 3.8622 | 3.8116 | 3.8622 | 3.8622 | 3.8622 | 136.6655 | -14.3 | 0.084 | 74 | 0 | 96.0814 | 96.0814 | 285.811 | 15.21 | 0.00697 | 0.084 | 0.03454 | 0 | 0 | 0.29046 | 0.2376 | 0 | 7.2532 | 247.9653 | 0 | 0 | 0 | 0 | 21.157 | 51.1041 | 0 | 0 | -247.1076 | 0.7527 | 12.6896 | 0.55 | -1 | -4.2 | 13.991 | 0 | 0 | 40.7268 | 40.7268 | 40.7268 | 40.7268 | 47.3568 | 8.9505 | 0 | 0 | 9.4754 | 19.2279 | 0 | 70.8723 | 77.3038 | 63.7686 | 1383.993 | 39.7949 | 73.0812 | 0 | 0.5138 | 0 | 14.074 | 3.248 | 0 | 1442.15 | 326.5446 | -21.28 | 8.9452 | 7.395 | -1.78 | 19.3012 | 1.6993 | 60.1856 | 2025-12-01 | 2025_12_01 Hr 19 | 75.8808 | -6e-06 | -1442.15 | -247.1076 | 603.6244 | 919.701 | 146.7191 | 19.213 | 0 | 117.3623 | 347.4577 | 138.8045 | 23.1226 | 192.1628 | 285.811 | 15.21 | 7.2532 | 0 | 247.9653 | 0 | 148.1762 | 0
2025_12_01 Hr 20 | 0 | 0 | 0 | 3.8622 | 3.8622 | 3.8116 | 3.8622 | 3.8622 | 3.8622 | 127.7372 | -14.3 | 0.084 | 82 | 0 | 96.0814 | 96.0814 | 285.811 | 15.21 | 0.00697 | 0.084 | 0.03454 | 0 | 0 | 0.29046 | 0.2376 | 0 | 7.2532 | 247.9653 | 0 | 0 | 0 | 0 | 20.609 | 49.7805 | 0 | 0 | -261.5671 | 0.7527 | 12.6896 | 0.55 | -1 | -4.2 | 13.991 | 0 | 0 | 37.4409 | 37.4409 | 37.4409 | 37.4409 | 43.5359 | 8.9505 | 0 | 0 | 9.4754 | 19.2279 | 0 | 70.8723 | 77.3038 | 63.7686 | 1356.228 | 38.7641 | 71.1883 | 0 | 0.5138 | 0 | 14.074 | 3.248 | 0 | 1404.458 | 331.0771 | -21.28 | 8.9452 | 7.395 | -1.78 | 18.8012 | 1.6553 | 58.888 | 2025-12-01 | 2025_12_01 Hr 20 | 73.8052 | 0.000389 | -1404.458 | -261.5671 | 572.3923 | 919.701 | 154.7191 | 19.213 | 0 | 115.4907 | 321.5647 | 135.3369 | 23.1226 | 192.1628 | 285.811 | 15.21 | 7.2532 | 0 | 247.9653 | 0 | 148.1762 | 0
2025_12_01 Hr 21 | 0 | 0 | 0 | 3.8622 | 3.8622 | 3.8116 | 3.8622 | 3.8622 | 3.8622 | 116.7381 | -14.3 | 0.084 | 81 | 0 | 96.0814 | 96.0814 | 285.811 | 15.21 | 0.00697 | 0.084 | 0.03454 | 0 | 0 | 0.29046 | 0.2376 | 0 | 7.2532 | 247.9653 | 0 | 0 | 0 | 0 | 19.9339 | 48.1499 | 0 | 0 | -279.2691 | 0.7527 | 12.6896 | 0.55 | -1 | -4.2 | 13.991 | 0 | 0 | 33.3929 | 33.3929 | 33.3929 | 33.3929 | 38.8289 | 13.8996 | 0 | 0 | 9.4754 | 19.2279 | 0 | 70.8723 | 77.3038 | 61.8888 | 1322.024 | 37.4943 | 68.8564 | 0 | 0.5138 | 0 | 14.074 | 3.248 | 0 | 1350.35 | 328.8746 | -21.28 | 8.9452 | 7.395 | -1.78 | 18.1854 | 1.6011 | 56.9851 | 2025-12-01 | 2025_12_01 Hr 21 | 69.2072 | -2.4e-05 | -1350.35 | -279.2691 | 533.9166 | 919.701 | 156.7884 | 19.213 | 0 | 113.1849 | 289.6665 | 131.0652 | 23.1226 | 192.1628 | 285.811 | 15.21 | 7.2532 | 0 | 247.9653 | 0 | 148.1762 | 0
2025_12_01 Hr 22 | 0 | 0 | 0 | 3.8622 | 3.8622 | 3.8116 | 3.8622 | 3.8622 | 3.8622 | 103.507 | -14.3 | 0.084 | 76 | 0 | 96.0814 | 96.0814 | 285.811 | 15.21 | 0.00697 | 0.084 | 0.03454 | 0 | 0 | 0.29046 | 0.2376 | 0 | 7.2532 | 247.9653 | 0 | 0 | 0 | 0 | 19.1218 | 46.1883 | 0 | 0 | -290.5443 | 0.7527 | 12.6896 | 0.55 | -1 | -4.2 | 13.991 | 0 | 0 | 28.5234 | 28.5234 | 28.5234 | 28.5234 | 33.1667 | 11.8989 | 0 | 0 | 9.4754 | 19.2279 | 0 | 70.8723 | 77.3038 | 57.84 | 1280.879 | 35.9669 | 66.0513 | 0 | 0.5138 | 0 | 14.074 | 3.248 | 0 | 1281.742 | 312.6865 | -21.28 | 8.9452 | 7.395 | -1.78 | 17.4445 | 1.5359 | 54.4252 | 2025-12-01 | 2025_12_01 Hr 22 | 66.6565 | -0.000381 | -1281.742 | -290.5443 | 487.633 | 919.701 | 145.7389 | 19.213 | 0 | 110.4113 | 251.2951 | 125.9265 | 23.1226 | 192.1628 | 285.811 | 15.21 | 7.2532 | 0 | 247.9653 | 0 | 148.1762 | 0
2025_12_01 Hr 23 | 0 | 0 | 0 | 3.8622 | 3.8622 | 3.8116 | 3.8622 | 3.8622 | 3.8622 | 80.4333 | 0 | 0.084 | 80 | 0 | 96.0814 | 96.0814 | 286.6375 | 15.29 | 0.00697 | 0.084 | 0.03454 | 0 | 0 | 0.29046 | 0.2376 | 0 | 7.2532 | 247.9653 | 0 | 0 | 0 | 0 | 17.7057 | 42.7675 | 0 | 0 | -312.6664 | 0.7527 | 12.6896 | 0.55 | -1 | -4.2 | 13.991 | 0 | 0 | 20.0314 | 20.0314 | 20.0314 | 20.0314 | 23.2923 | 14.8473 | 0 | 0 | 9.4754 | 19.2279 | 0 | 71.2258 | 77.6894 | 50.8992 | 1210.772 | 33.3031 | 61.1595 | 0 | 0.5138 | 0 | 14.074 | 3.248 | 0 | 1194.858 | 303.7328 | -6.98 | 8.9452 | 7.395 | -1.78 | 16.1526 | 1.4221 | 51.2867 | 2025-12-01 | 2025_12_01 Hr 23 | 69.9098 | 0.000359 | -1194.858 | -312.6664 | 421.2187 | 921.3465 | 145.7465 | 19.213 | 0 | 105.5743 | 184.3792 | 131.2652 | 23.1226 | 192.1628 | 286.6375 | 15.29 | 7.2532 | 0 | 247.9653 | 0 | 148.9151 | 0
2025_12_01 Hr 24 | 0 | 0 | 0 | 3.8622 | 3.8622 | 3.8116 | 3.8622 | 3.8622 | 3.8622 | 61.0438 | 0 | 0.084 | 84 | 0 | 96.0814 | 96.0814 | 286.6375 | 15.29 | 0.00697 | 0.084 | 0.03454 | 0 | 0 | 0.29046 | 0.2376 | 0 | 7.2532 | 247.9653 | 0 | 0 | 0 | 0 | 16.5156 | 39.893 | 0 | 0 | -301.2095 | 0.7527 | 12.6896 | 0.55 | -1 | -4.2 | 13.991 | 0 | 0 | 12.8954 | 12.8954 | 12.8954 | 12.8954 | 14.9946 | 15.9003 | 0 | 0 | 9.4754 | 19.2279 | 0 | 71.2258 | 77.6894 | 55.8156 | 1150.476 | 31.0647 | 57.0487 | 0 | 0.5138 | 0 | 14.074 | 3.248 | 0 | 1148.458 | 306.1718 | -6.98 | 8.9452 | 7.395 | -1.78 | 15.0669 | 1.3265 | 49.3044 | 2025-12-01 | 2025_12_01 Hr 24 | 69.4732 | 0.000332 | -1148.458 | -301.2095 | 353.3924 | 921.3465 | 155.7159 | 19.213 | 0 | 101.5097 | 128.1479 | 123.7348 | 23.1226 | 192.1628 | 286.6375 | 15.29 | 7.2532 | 0 | 247.9653 | 0 | 148.9151 | 0
2025_12_02 Hr 01 | 0 | 0 | 0 | 3.8622 | 3.8622 | 3.8116 | 3.8622 | 3.8622 | 3.8622 | 63.9644 | 0 | 0.084 | 86 | 0 | 96.0814 | 96.0814 | 286.6375 | 15.29 | 0.00697 | 0.084 | 0.03454 | 0 | 0 | 0.29046 | 0.2376 | 0 | 7.2532 | 247.9653 | 0 | 0 | 0 | 0 | 17.1321 | 41.5226 | 0 | 0 | -367.9359 | 0.7527 | 12.6991 | 0.55 | -1 | -4.2 | 14.0156 | 0 | 0 | 14.1889 | 14.1889 | 14.1889 | 14.1889 | 16.4987 | 18.8487 | 0 | 0 | 9.8397 | 18.5131 | 0 | 71.2258 | 77.6894 | 66.8052 | 1162.718 | 30.3524 | 55.7635 | 0 | 0.5138 | 0 | 14.074 | 3.248 | 0 | 1106.85 | 319.0479 | -6.98 | 8.944 | 7.395 | -1.78 | 14.7471 | 1.2969 | 48.5399 | 2025-12-02 | 2025_12_02 Hr 01 | 66.7751 | -1.5e-05 | -1106.85 | -367.9359 | 362.5724 | 921.3465 | 171.6539 | 19.213 | 0 | 104.153 | 137.7465 | 120.6729 | 23.1226 | 192.1628 | 286.6375 | 15.29 | 7.2532 | 0 | 247.9653 | 0 | 148.9151 | 0
2025_12_02 Hr 02 | 0 | 0 | 0 | 3.8622 | 3.8622 | 3.8116 | 3.8622 | 3.8622 | 3.8622 | 56.3714 | 0 | 0.084 | 88 | 0 | 96.0814 | 96.0814 | 286.6375 | 0 | 0.00697 | 0.084 | 0.03454 | 0 | 0 | 0.29046 | 0.2376 | 0 | 7.2532 | 247.9653 | 0 | 0 | 0 | 0 | 16.646 | 40.3447 | 0 | 0 | -333.7003 | 0.7527 | 12.6991 | 0.55 | -1 | -4.2 | 14.0156 | 0 | 0 | 11.3909 | 11.3909 | 11.3909 | 11.3909 | 13.2452 | 18.8487 | 0 | 0 | 9.8397 | 18.5131 | 0 | 71.2258 | 77.6894 | 63.7686 | 1123.726 | 29.4913 | 54.1815 | 0 | 0.5138 | 0 | 14.074 | 3.248 | 0 | 1098.158 | 315.113 | -6.98 | 8.944 | 7.395 | -1.78 | 14.3287 | 1.2601 | 47.7464 | 2025-12-02 | 2025_12_02 Hr 02 | 66.4899 | 0.000322 | -1098.158 | -333.7003 | 335.9718 | 906.0565 | 170.6173 | 19.213 | 0 | 102.489 | 115.7081 | 117.7747 | 23.1226 | 192.1628 | 286.6375 | 0 | 7.2532 | 0 | 247.9653 | 0 | 148.9151 | 0
2025_12_02 Hr 03 | 0 | 0 | 0 | 3.8622 | 3.8622 | 3.8116 | 3.8622 | 3.8622 | 3.8622 | 56.5633 | 0 | 0.084 | 89 | 0 | 96.0814 | 96.0814 | 286.6375 | 0 | 0.00697 | 0.084 | 0.03454 | 0 | 0 | 0.29046 | 0.2376 | 0 | 7.2532 | 247.9653 | 0 | 0 | 0 | 0 | 16.6583 | 40.3744 | 0 | 0 | -351.0384 | 0.7527 | 12.6991 | 0.55 | -1 | -4.2 | 14.0156 | 0 | 0 | 11.4616 | 11.4616 | 11.4616 | 11.4616 | 13.3274 | 21.9024 | 0 | 0 | 9.8397 | 18.5131 | 0 | 71.2258 | 77.6894 | 64.7808 | 1124.325 | 29.5131 | 54.2215 | 0 | 0.5138 | 0 | 14.074 | 3.248 | 0 | 1086.558 | 320.2522 | -6.98 | 8.944 | 7.395 | -1.78 | 14.3393 | 1.261 | 47.5166 | 2025-12-02 | 2025_12_02 Hr 03 | 66.4433 | 0.000352 | -1086.558 | -351.0384 | 336.644 | 906.0565 | 175.6832 | 19.213 | 0 | 102.531 | 116.2651 | 117.8479 | 23.1226 | 192.1628 | 286.6375 | 0 | 7.2532 | 0 | 247.9653 | 0 | 148.9151 | 0
2025_12_02 Hr 04 | 0 | 0 | 0 | 3.8622 | 3.8622 | 3.8116 | 3.8622 | 3.8622 | 3.8622 | 55.4394 | 0 | 0.084 | 88 | 0 | 96.0814 | 96.0814 | 286.6375 | 0 | 0.00697 | 0.084 | 0.03454 | 0 | 0 | 0.29046 | 0.2376 | 0 | 7.2532 | 247.9653 | 0 | 0 | 0 | 0 | 16.5864 | 40.2001 | 0 | 0 | -319.5759 | 0.7527 | 12.6991 | 0.55 | -1 | -4.2 | 14.0156 | 0 | 0 | 11.0474 | 11.0474 | 11.0474 | 11.0474 | 12.8459 | 22.8501 | 0 | 0 | 9.8397 | 18.5131 | 0 | 71.2258 | 77.6894 | 53.7912 | 1120.816 | 29.3856 | 53.9873 | 0 | 0.5138 | 0 | 14.074 | 3.248 | 0 | 1103.042 | 308.7813 | -6.98 | 8.944 | 7.395 | -1.78 | 14.2774 | 1.2556 | 47.7533 | 2025-12-02 | 2025_12_02 Hr 04 | 66.2337 | -0.000294 | -1103.042 | -319.5759 | 332.7068 | 906.0565 | 164.6413 | 19.213 | 0 | 102.2847 | 113.0031 | 117.419 | 23.1226 | 192.1628 | 286.6375 | 0 | 7.2532 | 0 | 247.9653 | 0 | 148.9151 | 0
2025_12_02 Hr 05 | 0 | 0 | 0 | 3.8622 | 3.8622 | 3.8116 | 3.8622 | 3.8622 | 3.8622 | 73.0923 | 0 | 0.084 | 89 | 0 | 96.0814 | 96.0814 | 286.6375 | 15.29 | 0.00697 | 0.084 | 0.03454 | 0 | 0 | 0.29046 | 0.2376 | 0 | 7.2532 | 247.9653 | 0 | 0 | 0 | 0 | 17.7163 | 42.9387 | 0 | 0 | -363.0344 | 0.7527 | 12.6991 | 0.55 | -1 | -4.2 | 14.0156 | 0 | 0 | 17.5525 | 17.5525 | 17.5525 | 17.5525 | 20.4099 | 22.8501 | 0 | 0 | 9.8397 | 18.5131 | 0 | 71.2258 | 77.6894 | 55.8156 | 1191.212 | 31.3876 | 57.6653 | 0 | 0.5138 | 0 | 14.074 | 3.248 | 0 | 1139.742 | 318.5438 | -6.98 | 8.944 | 7.395 | -1.78 | 15.25 | 1.3411 | 49.7738 | 2025-12-02 | 2025_12_02 Hr 05 | 73.8217 | -0.000305 | -1139.742 | -363.0344 | 394.5509 | 921.3465 | 167.6657 | 19.213 | 0 | 106.1534 | 164.2404 | 124.1571 | 23.1226 | 192.1628 | 286.6375 | 15.29 | 7.2532 | 0 | 247.9653 | 0 | 148.9151 | 0
2025_12_02 Hr 06 | 0 | 0 | 0 | 3.8622 | 3.8622 | 3.8116 | 3.8622 | 3.8622 | 3.8622 | 92.4447 | 0 | 0.084 | 87 | 0 | 96.0814 | 96.0814 | 286.6375 | 15.29 | 0.00697 | 0.084 | 0.03454 | 0 | 0 | 0.29046 | 0.2376 | 0 | 7.2532 | 247.9653 | 0 | 0 | 0 | 0 | 18.9551 | 45.9411 | 0 | 0 | -346.9775 | 0.7527 | 12.6991 | 0.55 | -1 | -4.2 | 14.0156 | 0 | 0 | 24.6839 | 24.6839 | 24.6839 | 24.6839 | 28.7022 | 24.8508 | 0 | 0 | 9.8397 | 18.5131 | 0 | 71.2258 | 77.6894 | 60.8766 | 1251.624 | 33.5822 | 61.6974 | 0 | 0.5138 | 0 | 14.074 | 3.248 | 0 | 1228.658 | 330.9923 | -6.98 | 8.944 | 7.395 | -1.78 | 16.3163 | 1.4349 | 53.0724 | 2025-12-02 | 2025_12_02 Hr 06 | 84.716 | 0.000388 | -1228.658 | -346.9775 | 462.3489 | 921.3465 | 172.7274 | 19.213 | 0 | 110.3945 | 220.4106 | 131.5439 | 23.1226 | 192.1628 | 286.6375 | 15.29 | 7.2532 | 0 | 247.9653 | 0 | 148.9151 | 0
2025_12_02 Hr 07 | 0 | 0 | 0 | 3.8622 | 3.8622 | 3.8116 | 3.8622 | 3.8622 | 3.8622 | 126.051 | -14.3 | 0.084 | 87 | 0 | 96.0814 | 96.0814 | 285.811 | 15.21 | 0.00697 | 0.084 | 0.03454 | 0 | 0 | 0.29046 | 0.2376 | 0 | 7.2532 | 247.9653 | 0 | 0 | 0 | 0 | 21.1063 | 51.1548 | 0 | 0 | -343.8718 | 0.7527 | 12.6991 | 0.55 | -1 | -4.2 | 14.0156 | 0 | 0 | 37.0678 | 37.0678 | 37.0678 | 37.0678 | 43.1021 | 25.7985 | 0 | 0 | 9.8397 | 18.5131 | 0 | 70.8723 | 77.3038 | 44.826 | 1354.885 | 37.3934 | 68.6992 | 0 | 0.5138 | 0 | 14.074 | 3.248 | 0 | 1318.45 | 328.7169 | -21.28 | 8.944 | 7.395 | -1.78 | 18.168 | 1.5977 | 56.5759 | 2025-12-02 | 2025_12_02 Hr 07 | 77.1972 | 0 | -1318.45 | -343.8718 | 565.7832 | 919.701 | 157.6245 | 19.213 | 0 | 117.7594 | 317.9524 | 130.0714 | 23.1226 | 192.1628 | 285.811 | 15.21 | 7.2532 | 0 | 247.9653 | 0 | 148.1762 | 0
2025_12_02 Hr 08 | 0 | 0 | 0 | 3.8622 | 3.8622 | 3.8116 | 3.8622 | 3.8622 | 3.8622 | 136.4948 | -14.3 | 0.084 | 91 | 0 | 96.0814 | 96.0814 | 285.811 | 15.21 | 0.00697 | 0.084 | 0.03454 | 0 | 0 | 0.29046 | 0.2376 | 0 | 7.2532 | 247.9653 | 0 | 0 | 0 | 0 | 21.7748 | 52.7751 | 0 | 0 | -333.3887 | 0.7527 | 12.6991 | 0.55 | -1 | -4.2 | 14.0156 | 0 | 0 | 40.9163 | 40.9163 | 40.9163 | 40.9163 | 47.5771 | 27.7992 | 0 | 0 | 9.8397 | 18.5131 | 0 | 70.8723 | 77.3038 | 47.8626 | 1387.486 | 38.5777 | 70.8752 | 0 | 0.5138 | 0 | 14.074 | 3.248 | 0 | 1374.558 | 341.7406 | -21.28 | 8.944 | 7.395 | -1.78 | 18.7435 | 1.6483 | 58.6528 | 2025-12-02 | 2025_12_02 Hr 08 | 77.7005 | 0.000386 | -1374.558 | -333.3887 | 602.3712 | 919.701 | 166.6618 | 19.213 | 0 | 120.0482 | 348.2653 | 134.0578 | 23.1226 | 192.1628 | 285.811 | 15.21 | 7.2532 | 0 | 247.9653 | 0 | 148.1762 | 0
2025_12_02 Hr 09 | 5.6897 | 0 | 0 | 3.8622 | 3.8622 | 3.8116 | 3.8622 | 3.8622 | 3.8622 | 130.2724 | -14.3 | 0.084 | 92 | 0 | 96.0814 | 96.0814 | 285.811 | 15.21 | 0.00697 | 0.084 | 0.03454 | 0 | 0 | 0.29046 | 0.2376 | 0 | 7.2532 | 247.9653 | 0 | 0 | 0 | 0 | 21.3765 | 51.8097 | 0 | 0 | -300.9335 | 0.7527 | 12.6991 | 0.55 | -1 | -4.2 | 14.0156 | 0 | 0 | 38.6234 | 38.6234 | 38.6234 | 38.6234 | 44.9109 | 24.8508 | 0 | 0 | 9.8397 | 18.5131 | 0 | 70.8723 | 77.3038 | 45.8382 | 1368.062 | 37.8721 | 69.5787 | 0 | 0.5138 | -5.6897 | 14.074 | 3.248 | 0 | 1381.242 | 341.0825 | -26.9697 | 8.944 | 7.395 | -1.78 | 18.4006 | 1.6182 | 58.4896 | 2025-12-02 | 2025_12_02 Hr 09 | 70.5518 | -0.000345 | -1381.242 | -300.9335 | 580.5721 | 919.701 | 162.689 | 19.213 | 0 | 118.6845 | 330.2049 | 131.6827 | 23.1226 | 192.1628 | 285.811 | 15.21 | 7.2532 | 0 | 247.9653 | 0 | 148.1762 | 0
2025_12_02 Hr 10 | 6.7478 | 6e-05 | 0.001692 | 3.8622 | 3.8622 | 3.8116 | 3.8622 | 3.8622 | 3.8622 | 124.1871 | -14.3 | 0.084 | 91 | 0 | 96.0814 | 96.0814 | 285.811 | 15.21 | 0.00697 | 0.084 | 0.03454 | 0 | 0 | 0.29046 | 0.2376 | 0 | 7.2532 | 247.9653 | 0 | 0 | 0 | 0 | 20.987 | 50.8656 | 0 | 0 | -221.0727 | 0.7527 | 12.6991 | 0.55 | -1 | -4.2 | 14.0156 | 0 | 0 | 36.3809 | 36.3809 | 36.3809 | 36.3809 | 42.3034 | 16.848 | 0 | 0 | 9.8397 | 18.5131 | 0 | 70.8723 | 77.3038 | 38.8974 | 1349.068 | 37.182 | 68.3109 | 0 | 0.5138 | -6.7478 | 14.074 | 3.248 | 0 | 1423.842 | 323.8742 | -28.0278 | 8.944 | 7.395 | -1.78 | 18.0653 | 1.5887 | 59.1204 | 2025-12-02 | 2025_12_02 Hr 10 | 73.1449 | -0.00033 | -1423.842 | -221.0727 | 559.2532 | 919.701 | 146.7472 | 19.213 | 0 | 117.3509 | 312.5423 | 129.3599 | 23.1226 | 192.1628 | 285.811 | 15.21 | 7.2532 | 0 | 247.9653 | 0 | 148.1762 | 0
2025_12_02 Hr 11 | 5.6914 | 0.001185 | 0.033417 | 3.8622 | 3.8622 | 3.8116 | 3.8622 | 3.8622 | 3.8622 | 121.9119 | -14.3 | 0.084 | 90 | 0 | 96.0814 | 96.0814 | 285.811 | 15.21 | 0.00697 | 0.084 | 0.03454 | 0 | 0 | 0.29046 | 0.2376 | 0 | 7.2532 | 247.9653 | 0 | 0 | 0 | 0 | 20.8413 | 50.5127 | 0 | 0 | -183.612 | 0.7527 | 12.6991 | 0.55 | -1 | -4.2 | 14.0156 | 0 | 0 | 35.5425 | 35.5425 | 35.5425 | 35.5425 | 41.3285 | 10.9512 | 0 | 0 | 9.8397 | 18.5131 | 0 | 70.8723 | 77.3038 | 24.8712 | 1341.997 | 36.924 | 67.8368 | 0 | 0.5138 | -5.6914 | 14.074 | 3.248 | 0 | 1432.442 | 301.0276 | -26.9714 | 8.944 | 7.395 | -1.78 | 17.9399 | 1.5777 | 58.9669 | 2025-12-02 | 2025_12_02 Hr 11 | 73.6228 | -0.000414 | -1432.442 | -183.612 | 551.2825 | 919.701 | 125.857 | 19.213 | 0 | 116.8523 | 305.9387 | 128.4915 | 23.1226 | 192.1628 | 285.811 | 15.21 | 7.2532 | 0 | 247.9653 | 0 | 148.1762 | 0
2025_12_02 Hr 12 | 5.169 | 0.00162 | 0.045684 | 3.8622 | 3.8622 | 3.8116 | 3.8622 | 3.8622 | 3.8622 | 114.0997 | -14.3 | 0.084 | 88 | 0 | 96.0814 | 96.0814 | 285.811 | 15.21 | 0.00697 | 0.084 | 0.03454 | 0 | 0 | 0.29046 | 0.2376 | 0 | 7.2532 | 247.9653 | 0 | 0 | 0 | 0 | 20.3413 | 49.3007 | 0 | 0 | -253.8112 | 0.7527 | 12.6991 | 0.55 | -1 | -4.2 | 14.0156 | 0 | 0 | 32.6638 | 32.6638 | 32.6638 | 32.6638 | 37.9811 | 6.9498 | 0 | 0 | 9.8397 | 18.5131 | 0 | 70.8723 | 77.3038 | 33.8364 | 1317.623 | 36.038 | 66.2092 | 0 | 0.5138 | -5.169 | 14.074 | 3.248 | 0 | 1337.85 | 300.4875 | -26.449 | 8.944 | 7.395 | -1.78 | 17.5095 | 1.5398 | 56.1567 | 2025-12-02 | 2025_12_02 Hr 12 | 69.9636 | 4.3e-05 | -1337.85 | -253.8112 | 523.9137 | 919.701 | 128.8335 | 19.213 | 0 | 115.1402 | 283.2639 | 125.5096 | 23.1226 | 192.1628 | 285.811 | 15.21 | 7.2532 | 0 | 247.9653 | 0 | 148.1762 | 0
2025_12_02 Hr 13 | 5.1707 | 0.00267 | 0.075294 | 3.8622 | 3.8622 | 3.8116 | 3.8622 | 3.8622 | 3.8622 | 108.2337 | -14.3 | 0.084 | 88 | 0 | 96.0814 | 96.0814 | 285.811 | 15.21 | 0.00697 | 0.084 | 0.03454 | 0 | 0 | 0.29046 | 0.2376 | 0 | 7.2532 | 247.9653 | 0 | 0 | 0 | 0 | 19.9658 | 48.3906 | 0 | 0 | -308.0888 | 0.7527 | 12.6991 | 0.55 | -1 | -4.2 | 14.0156 | 0 | 0 | 30.5021 | 30.5021 | 30.5021 | 30.5021 | 35.4676 | 6.9498 | 0 | 0 | 9.8397 | 18.5131 | 0 | 70.8723 | 77.3038 | 41.934 | 1299.341 | 35.3728 | 64.987 | 0 | 0.5138 | -5.1707 | 14.074 | 3.248 | 0 | 1271.15 | 306.3487 | -26.4507 | 8.944 | 7.395 | -1.78 | 17.1863 | 1.5114 | 54.238 | 2025-12-02 | 2025_12_02 Hr 13 | 64.5333 | -1e-06 | -1271.15 | -308.0888 | 503.363 | 919.701 | 136.9618 | 19.213 | 0 | 113.8547 | 266.2378 | 123.2705 | 23.1226 | 192.1628 | 285.811 | 15.21 | 7.2532 | 0 | 247.9653 | 0 | 148.1762 | 0
2025_12_02 Hr 14 | 6.2121 | 0.003225 | 0.090945 | 3.8622 | 3.8622 | 3.8116 | 3.8622 | 3.8622 | 3.8622 | 108.4256 | -14.3 | 0.084 | 89 | 0 | 96.0814 | 96.0814 | 285.811 | 15.21 | 0.00697 | 0.084 | 0.03454 | 0 | 0 | 0.29046 | 0.2376 | 0 | 7.2532 | 247.9653 | 0 | 0 | 0 | 0 | 19.978 | 48.4204 | 0 | 0 | -321.189 | 0.7527 | 12.6991 | 0.55 | -1 | -4.2 | 14.0156 | 0 | 0 | 30.5728 | 30.5728 | 30.5728 | 30.5728 | 35.5498 | 6.0021 | 0 | 0 | 9.8397 | 18.5131 | 0 | 70.8723 | 77.3038 | 37.8852 | 1299.955 | 35.3945 | 65.0269 | 0 | 0.5138 | -6.2121 | 14.074 | 3.248 | 0 | 1254.742 | 303.4675 | -27.4921 | 8.944 | 7.395 | -1.78 | 17.1969 | 1.5123 | 53.7627 | 2025-12-02 | 2025_12_02 Hr 14 | 61.072 | -0.000255 | -1254.742 | -321.189 | 504.0352 | 919.701 | 132.9815 | 19.213 | 0 | 113.8967 | 266.7947 | 123.3438 | 23.1226 | 192.1628 | 285.811 | 15.21 | 7.2532 | 0 | 247.9653 | 0 | 148.1762 | 0
2025_12_02 Hr 15 | 5.6897 | 0.003135 | 0.088407 | 3.8622 | 3.8622 | 3.8116 | 3.8622 | 3.8622 | 3.8622 | 108.6174 | -14.3 | 0.084 | 88 | 0 | 96.0814 | 96.0814 | 285.811 | 15.21 | 0.00697 | 0.084 | 0.03454 | 0 | 0 | 0.29046 | 0.2376 | 0 | 7.2532 | 247.9653 | 0 | 0 | 0 | 0 | 19.9903 | 48.4502 | 0 | 129.217 | 0 | 0.7527 | 12.6991 | 0.55 | -1 | -4.2 | 14.0156 | 0 | 0 | 30.6435 | 30.6435 | 30.6435 | 30.6435 | 35.632 | 9.8982 | 0 | 0 | 9.8397 | 18.5131 | 0 | 70.8723 | 77.3038 | 40.9218 | 1300.552 | 35.4163 | 65.0669 | 0 | 0.5138 | -5.6897 | 14.074 | 3.248 | 0 | 1711.75 | 308.9509 | -26.9697 | 8.944 | 7.395 | -1.78 | 17.2074 | 1.5133 | 65.8761 | 2025-12-02 | 2025_12_02 Hr 15 | 59.9946 | -3.6e-05 | -1711.75 | 129.217 | 504.7074 | 919.701 | 138.9115 | 19.213 | 0 | 113.9388 | 267.3516 | 123.417 | 23.1226 | 192.1628 | 285.811 | 15.21 | 7.2532 | 0 | 247.9653 | 0 | 148.1762 | 0
2025_12_02 Hr 16 | 1.5472 | 0.00399 | 0.11252 | 3.8622 | 3.8622 | 3.8116 | 3.8622 | 3.8622 | 3.8622 | 112.0439 | -14.3 | 0.084 | 87 | 0 | 96.0814 | 96.0814 | 285.811 | 15.21 | 0.00697 | 0.084 | 0.03454 | 0 | 0 | 0.29046 | 0.2376 | 0 | 7.2532 | 247.9653 | 0 | 0 | 0 | 0 | 20.2097 | 48.9817 | 0 | 0 | -220.3074 | 0.7527 | 12.6991 | 0.55 | -1 | -4.2 | 14.0156 | 0 | 0 | 31.9062 | 31.9062 | 31.9062 | 31.9062 | 37.1002 | 19.9017 | 0 | 0 | 9.8397 | 18.5131 | 0 | 70.8723 | 77.3038 | 43.8138 | 1311.272 | 35.8049 | 65.7808 | 0 | 0.5138 | -1.5472 | 14.074 | 3.248 | 0 | 1386.15 | 318.0126 | -22.8272 | 8.944 | 7.395 | -1.78 | 17.3962 | 1.5299 | 57.6225 | 2025-12-02 | 2025_12_02 Hr 16 | 62.4068 | -7e-06 | -1386.15 | -220.3074 | 516.7113 | 919.701 | 150.832 | 19.213 | 0 | 114.6897 | 277.2968 | 124.7248 | 23.1226 | 192.1628 | 285.811 | 15.21 | 7.2532 | 0 | 247.9653 | 0 | 148.1762 | 0
2025_12_02 Hr 17 | 0 | 0.00558 | 0.15736 | 3.8622 | 3.8622 | 3.8116 | 3.8622 | 3.8622 | 3.8622 | 128.3536 | -14.3 | 0.084 | 91 | 0 | 96.0814 | 96.0814 | 285.811 | 15.21 | 0.00697 | 0.084 | 0.03454 | 0 | 0 | 0.29046 | 0.2376 | 0 | 7.2532 | 247.9653 | 0 | 0 | 0 | 0 | 21.2537 | 51.512 | 0 | 0 | -238.8592 | 0.7527 | 12.6991 | 0.55 | -1 | -4.2 | 14.0156 | 0 | 0 | 37.9163 | 37.9163 | 37.9163 | 37.9163 | 44.0887 | 16.848 | 0 | 0 | 9.8397 | 18.5131 | 0 | 70.8723 | 77.3038 | 44.826 | 1362.23 | 37.6545 | 69.179 | 0 | 0.5138 | 0 | 14.074 | 3.248 | 0 | 1426.742 | 324.6509 | -21.28 | 8.944 | 7.395 | -1.78 | 18.2949 | 1.6089 | 59.4689 | 2025-12-02 | 2025_12_02 Hr 17 | 73.3471 | -0.000286 | -1426.742 | -238.8592 | 573.8499 | 919.701 | 152.8369 | 19.213 | 0 | 118.264 | 324.6356 | 130.9503 | 23.1226 | 192.1628 | 285.811 | 15.21 | 7.2532 | 0 | 247.9653 | 0 | 148.1762 | 0
2025_12_02 Hr 18 | 0 | 0.00099 | 0.027918 | 3.8622 | 3.8622 | 3.8116 | 3.8622 | 3.8622 | 3.8622 | 134.7953 | -14.3 | 0.084 | 93 | 0 | 96.0814 | 96.0814 | 285.811 | 15.21 | 0.00697 | 0.084 | 0.03454 | 0 | 0 | 0.29046 | 0.2376 | 0 | 7.2532 | 247.9653 | 0 | 0 | 0 | 0 | 21.666 | 52.5114 | 0 | 0 | -237.3648 | 0.7527 | 12.6991 | 0.55 | -1 | -4.2 | 14.0156 | 0 | 0 | 40.2901 | 40.2901 | 40.2901 | 40.2901 | 46.8489 | 15.9003 | 0 | 0 | 9.8397 | 18.5131 | 0 | 70.8723 | 77.3038 | 47.8626 | 1382.209 | 38.385 | 70.5211 | 0 | 0.5138 | 0 | 14.074 | 3.248 | 0 | 1454.758 | 331.194 | -21.28 | 8.944 | 7.395 | -1.78 | 18.6498 | 1.6401 | 60.5551 | 2025-12-02 | 2025_12_02 Hr 18 | 71.5769 | 0.000349 | -1454.758 | -237.3648 | 596.4173 | 919.701 | 156.7918 | 19.213 | 0 | 119.6757 | 343.3325 | 133.4091 | 23.1226 | 192.1628 | 285.811 | 15.21 | 7.2532 | 0 | 247.9653 | 0 | 148.1762 | 0
2025_12_02 Hr 19 | 0 | 0.00039 | 0.010998 | 3.8622 | 3.8622 | 3.8116 | 3.8622 | 3.8622 | 3.8622 | 126.8186 | -14.3 | 0.084 | 94 | 0 | 96.0814 | 96.0814 | 285.811 | 15.21 | 0.00697 | 0.084 | 0.03454 | 0 | 0 | 0.29046 | 0.2376 | 0 | 7.2532 | 247.9653 | 0 | 0 | 0 | 0 | 21.1554 | 51.2739 | 0 | 0 | -240.1732 | 0.7527 | 12.6991 | 0.55 | -1 | -4.2 | 14.0156 | 0 | 0 | 37.3507 | 37.3507 | 37.3507 | 37.3507 | 43.431 | 13.8996 | 0 | 0 | 9.8397 | 18.5131 | 0 | 70.8723 | 77.3038 | 44.826 | 1357.292 | 37.4804 | 68.8591 | 0 | 0.5138 | 0 | 14.074 | 3.248 | 0 | 1419.95 | 324.1114 | -21.28 | 8.944 | 7.395 | -1.78 | 18.2103 | 1.6015 | 59.2181 | 2025-12-02 | 2025_12_02 Hr 19 | 70.4882 | 4.7e-05 | -1419.95 | -240.1732 | 568.4722 | 919.701 | 152.737 | 19.213 | 0 | 117.9276 | 320.1802 | 130.3644 | 23.1226 | 192.1628 | 285.811 | 15.21 | 7.2532 | 0 | 247.9653 | 0 | 148.1762 | 0
2025_12_02 Hr 20 | 0 | 0 | 0 | 3.8622 | 3.8622 | 3.8116 | 3.8622 | 3.8622 | 3.8622 | 123.8033 | -14.3 | 0.084 | 94 | 0 | 96.0814 | 96.0814 | 285.811 | 15.21 | 0.00697 | 0.084 | 0.03454 | 0 | 0 | 0.29046 | 0.2376 | 0 | 7.2532 | 247.9653 | 0 | 0 | 0 | 0 | 20.9624 | 50.8061 | 0 | 0 | -234.9606 | 0.7527 | 12.6991 | 0.55 | -1 | -4.2 | 14.0156 | 0 | 0 | 36.2395 | 36.2395 | 36.2395 | 36.2395 | 42.139 | 14.8473 | 0 | 0 | 9.8397 | 18.5131 | 0 | 70.8723 | 77.3038 | 29.9322 | 1347.868 | 37.1385 | 68.2309 | 0 | 0.5138 | 0 | 14.074 | 3.248 | 0 | 1400.642 | 309.014 | -21.28 | 8.944 | 7.395 | -1.78 | 18.0442 | 1.5868 | 58.3873 | 2025-12-02 | 2025_12_02 Hr 20 | 65.8732 | -0.000341 | -1400.642 | -234.9606 | 557.9087 | 919.701 | 138.7795 | 19.213 | 0 | 117.2668 | 311.4285 | 129.2134 | 23.1226 | 192.1628 | 285.811 | 15.21 | 7.2532 | 0 | 247.9653 | 0 | 148.1762 | 0
2025_12_02 Hr 21 | 0 | 0 | 0 | 3.8622 | 3.8622 | 3.8116 | 3.8622 | 3.8622 | 3.8622 | 116.5941 | -14.3 | 0.084 | 94 | 0 | 96.0814 | 96.0814 | 285.811 | 15.21 | 0.00697 | 0.084 | 0.03454 | 0 | 0 | 0.29046 | 0.2376 | 0 | 7.2532 | 247.9653 | 0 | 0 | 0 | 0 | 20.5009 | 49.6877 | 0 | 0 | -245.0943 | 0.7527 | 12.6991 | 0.55 | -1 | -4.2 | 14.0156 | 0 | 0 | 33.5829 | 33.5829 | 33.5829 | 33.5829 | 39.0499 | 14.8473 | 0 | 0 | 9.8397 | 18.5131 | 0 | 70.8723 | 77.3038 | 17.9304 | 1325.364 | 36.3209 | 66.7289 | 0 | 0.5138 | 0 | 14.074 | 3.248 | 0 | 1353.25 | 294.2605 | -21.28 | 8.944 | 7.395 | -1.78 | 17.6469 | 1.5519 | 56.6499 | 2025-12-02 | 2025_12_02 Hr 21 | 63.512 | -0.000104 | -1353.25 | -245.0943 | 532.6524 | 919.701 | 126.7777 | 19.213 | 0 | 115.6869 | 290.5038 | 126.4617 | 23.1226 | 192.1628 | 285.811 | 15.21 | 7.2532 | 0 | 247.9653 | 0 | 148.1762 | 0
2025_12_02 Hr 22 | 0 | 0 | 0 | 3.8622 | 3.8622 | 3.8116 | 3.8622 | 3.8622 | 3.8622 | 94.7473 | -14.3 | 0.084 | 94 | 0 | 96.0814 | 96.0814 | 285.811 | 15.21 | 0.00697 | 0.084 | 0.03454 | 0 | 0 | 0.29046 | 0.2376 | 0 | 7.2532 | 247.9653 | 0 | 0 | 0 | 0 | 19.1025 | 46.2983 | 0 | 0 | -236.2379 | 0.7527 | 12.6991 | 0.55 | -1 | -4.2 | 14.0156 | 0 | 0 | 25.5324 | 25.5324 | 25.5324 | 25.5324 | 29.6888 | 18.8487 | 0 | 0 | 9.8397 | 18.5131 | 0 | 70.8723 | 77.3038 | 14.0262 | 1257.166 | 33.8433 | 62.1771 | 0 | 0.5138 | 0 | 14.074 | 3.248 | 0 | 1285.667 | 286.0187 | -21.28 | 8.944 | 7.395 | -1.78 | 16.4432 | 1.4461 | 53.8656 | 2025-12-02 | 2025_12_02 Hr 22 | 58.125 | -0.000376 | -1285.667 | -236.2379 | 456.1156 | 919.701 | 126.8749 | 19.213 | 0 | 110.8991 | 227.0937 | 118.1228 | 23.1226 | 192.1628 | 285.811 | 15.21 | 7.2532 | 0 | 247.9653 | 0 | 148.1762 | 0
2025_12_02 Hr 23 | 0 | 0 | 0 | 3.8622 | 3.8622 | 3.8116 | 3.8622 | 3.8622 | 3.8622 | 73.8599 | 0 | 0.084 | 94 | 0 | 96.0814 | 96.0814 | 286.6375 | 15.29 | 0.00697 | 0.084 | 0.03454 | 0 | 0 | 0.29046 | 0.2376 | 0 | 7.2532 | 247.9653 | 0 | 0 | 0 | 0 | 17.7655 | 43.0578 | 0 | 0 | -270.9406 | 0.7527 | 12.6991 | 0.55 | -1 | -4.2 | 14.0156 | 0 | 0 | 17.8354 | 17.8354 | 17.8354 | 17.8354 | 20.7388 | 18.8487 | 0 | 0 | 9.8397 | 18.5131 | 0 | 71.2258 | 77.6894 | 18.9426 | 1193.608 | 31.4746 | 57.8252 | 0 | 0.5138 | 0 | 14.074 | 3.248 | 0 | 1198.65 | 282.9624 | -6.98 | 8.944 | 7.395 | -1.78 | 15.2923 | 1.3448 | 50.8874 | 2025-12-02 | 2025_12_02 Hr 23 | 67.0138 | -6e-06 | -1198.65 | -270.9406 | 397.2398 | 921.3465 | 131.7913 | 19.213 | 0 | 106.3216 | 166.4681 | 124.45 | 23.1226 | 192.1628 | 286.6375 | 15.29 | 7.2532 | 0 | 247.9653 | 0 | 148.9151 | 0
2025_12_02 Hr 24 | 0 | 0 | 0 | 3.8622 | 3.8622 | 3.8116 | 3.8622 | 3.8622 | 3.8622 | 56.9745 | 0 | 0.084 | 95 | 0 | 96.0814 | 96.0814 | 286.6375 | 0 | 0.00697 | 0.084 | 0.03454 | 0 | 0 | 0.29046 | 0.2376 | 0 | 7.2532 | 247.9653 | 0 | 0 | 0 | 0 | 16.6846 | 40.4382 | 0 | 0 | -273.8068 | 0.7527 | 12.6991 | 0.55 | -1 | -4.2 | 14.0156 | 0 | 0 | 11.6131 | 11.6131 | 11.6131 | 11.6131 | 13.5036 | 16.848 | 0 | 0 | 9.8397 | 18.5131 | 0 | 71.2258 | 77.6894 | 19.9548 | 1125.608 | 29.5597 | 54.3072 | 0 | 0.5138 | 0 | 14.074 | 3.248 | 0 | 1121.35 | 276.5287 | -6.98 | 8.944 | 7.395 | -1.78 | 14.3619 | 1.263 | 47.8738 | 2025-12-02 | 2025_12_02 Hr 24 | 65.2063 | 4.4e-05 | -1121.35 | -273.8068 | 338.0845 | 906.0565 | 131.8028 | 19.213 | 0 | 102.6212 | 117.4585 | 118.0049 | 23.1226 | 192.1628 | 286.6375 | 0 | 7.2532 | 0 | 247.9653 | 0 | 148.9151 | 0
2025_12_03 Hr 01 | 0 | 0 | 0 | 3.8622 | 3.8622 | 3.8116 | 3.8622 | 3.8622 | 3.8622 | 57.5936 | 0 | 0.084 | 95 | 0 | 96.0814 | 96.0814 | 286.6375 | 0 | 0.00697 | 0.084 | 0.03454 | 0 | 0 | 0.29046 | 0.2376 | 0 | 7.2532 | 247.9653 | 0 | 0 | 0 | 0 | 17.1477 | 41.6957 | 0 | 0 | -323.2902 | 0.7527 | 12.7086 | 0.55 | -1 | -4.2 | 14.0402 | 0 | 0 | 12.0482 | 12.0482 | 12.0482 | 12.0482 | 14.0096 | 18.8487 | 0 | 0 | 9.8381 | 17.8396 | 0 | 71.2258 | 77.6894 | 26.8956 | 1130.226 | 28.6514 | 52.6601 | 0 | 0.5138 | 0 | 14.074 | 3.248 | 0 | 1081.742 | 281.7862 | -6.98 | 8.9429 | 7.395 | -1.78 | 13.9448 | 1.2249 | 46.9614 | 2025-12-03 | 2025_12_03 Hr 01 | 72.7476 | -0.000333 | -1081.742 | -323.2902 | 339.018 | 906.0565 | 140.7443 | 19.213 | 0 | 104.3731 | 120.3241 | 114.3208 | 23.1226 | 192.1628 | 286.6375 | 0 | 7.2532 | 0 | 247.9653 | 0 | 148.9151 | 0
2025_12_03 Hr 02 | 0 | 0 | 0 | 3.8622 | 3.8622 | 3.8116 | 3.8622 | 3.8622 | 3.8622 | 50.2479 | 0 | 0.084 | 94 | 0 | 96.0814 | 96.0814 | 286.6375 | 0 | 0.00697 | 0.084 | 0.03454 | 0 | 0 | 0.29046 | 0.2376 | 0 | 7.2532 | 247.9653 | 0 | 0 | 0 | 0 | 16.6578 | 40.5044 | 0 | 0 | -302.1412 | 0.7527 | 12.7086 | 0.55 | -1 | -4.2 | 14.0402 | 0 | 0 | 9.3381 | 9.3381 | 9.3381 | 9.3381 | 10.8582 | 13.8996 | 0 | 0 | 9.8381 | 17.8396 | 0 | 71.2258 | 77.6894 | 24.8712 | 1107.207 | 27.8328 | 51.1555 | 0 | 0.5138 | 0 | 14.074 | 3.248 | 0 | 1069.142 | 271.0561 | -6.98 | 8.9429 | 7.395 | -1.78 | 13.5464 | 1.1899 | 46.1857 | 2025-12-03 | 2025_12_03 Hr 02 | 73.0125 | -0.000281 | -1069.142 | -302.1412 | 313.2426 | 906.0565 | 132.7708 | 19.213 | 0 | 102.6919 | 98.9865 | 111.5642 | 23.1226 | 192.1628 | 286.6375 | 0 | 7.2532 | 0 | 247.9653 | 0 | 148.9151 | 0
2025_12_03 Hr 03 | 0 | 0 | 0 | 3.8622 | 3.8622 | 3.8116 | 3.8622 | 3.8622 | 3.8622 | 48.0973 | 0 | 0.084 | 93 | 0 | 96.0814 | 96.0814 | 286.6375 | 0 | 0.00697 | 0.084 | 0.03454 | 0 | 0 | 0.29046 | 0.2376 | 0 | 7.2532 | 247.9653 | 0 | 0 | 0 | 0 | 16.5144 | 40.1556 | 0 | 0 | -308.0827 | 0.7527 | 12.7086 | 0.55 | -1 | -4.2 | 14.0402 | 0 | 0 | 8.5446 | 8.5446 | 8.5446 | 8.5446 | 9.9356 | 15.9003 | 0 | 0 | 9.8381 | 17.8396 | 0 | 71.2258 | 77.6894 | 25.8834 | 1100.467 | 27.5932 | 50.715 | 0 | 0.5138 | 0 | 14.074 | 3.248 | 0 | 1057.667 | 272.2619 | -6.98 | 8.9429 | 7.395 | -1.78 | 13.4297 | 1.1797 | 45.8109 | 2025-12-03 | 2025_12_03 Hr 03 | 74.267 | -0.000327 | -1057.667 | -308.0827 | 305.6961 | 906.0565 | 134.7837 | 19.213 | 0 | 102.1997 | 92.7393 | 110.7572 | 23.1226 | 192.1628 | 286.6375 | 0 | 7.2532 | 0 | 247.9653 | 0 | 148.9151 | 0
2025_12_03 Hr 04 | 0 | 0 | 0 | 3.8622 | 3.8622 | 3.8116 | 3.8622 | 3.8622 | 3.8622 | 48.2928 | 0 | 0.084 | 93 | 0 | 96.0814 | 96.0814 | 286.6375 | 0 | 0.00697 | 0.084 | 0.03454 | 0 | 0 | 0.29046 | 0.2376 | 0 | 7.2532 | 247.9653 | 0 | 0 | 0 | 0 | 16.5274 | 40.1873 | 0 | 0 | -315.6937 | 0.7527 | 12.7086 | 0.55 | -1 | -4.2 | 14.0402 | 0 | 0 | 8.6167 | 8.6167 | 8.6167 | 8.6167 | 10.0195 | 14.8473 | 0 | 0 | 9.8381 | 17.8396 | 0 | 71.2258 | 77.6894 | 33.8364 | 1101.08 | 27.6149 | 50.755 | 0 | 0.5138 | 0 | 14.074 | 3.248 | 0 | 1057.642 | 279.2353 | -6.98 | 8.9429 | 7.395 | -1.78 | 13.4403 | 1.1806 | 45.9101 | 2025-12-03 | 2025_12_03 Hr 04 | 74.0807 | -0.000286 | -1057.642 | -315.6937 | 306.3822 | 906.0565 | 141.6837 | 19.213 | 0 | 102.2444 | 93.3072 | 110.8305 | 23.1226 | 192.1628 | 286.6375 | 0 | 7.2532 | 0 | 247.9653 | 0 | 148.9151 | 0
2025_12_03 Hr 05 | 0 | 0 | 0 | 3.8622 | 3.8622 | 3.8116 | 3.8622 | 3.8622 | 3.8622 | 58.7387 | 0 | 0.084 | 92 | 0 | 96.0814 | 96.0814 | 286.6375 | 0 | 0.00697 | 0.084 | 0.03454 | 0 | 0 | 0.29046 | 0.2376 | 0 | 7.2532 | 247.9653 | 0 | 0 | 0 | 0 | 17.2241 | 41.8814 | 0 | 0 | -313.1426 | 0.7527 | 12.7086 | 0.55 | -1 | -4.2 | 14.0402 | 0 | 0 | 12.4707 | 12.4707 | 12.4707 | 12.4707 | 14.5008 | 19.9017 | 0 | 0 | 9.8381 | 17.8396 | 0 | 71.2258 | 77.6894 | 37.8852 | 1133.814 | 28.7791 | 52.8946 | 0 | 0.5138 | 0 | 14.074 | 3.248 | 0 | 1104.95 | 291.2585 | -6.98 | 8.9429 | 7.395 | -1.78 | 14.0069 | 1.2304 | 47.744 | 2025-12-03 | 2025_12_03 Hr 05 | 70.3959 | 9.3e-05 | -1104.95 | -313.1426 | 343.0363 | 906.0565 | 149.7869 | 19.213 | 0 | 104.6352 | 123.6504 | 114.7506 | 23.1226 | 192.1628 | 286.6375 | 0 | 7.2532 | 0 | 247.9653 | 0 | 148.9151 | 0
2025_12_03 Hr 06 | 0 | 0 | 0 | 3.8622 | 3.8622 | 3.8116 | 3.8622 | 3.8622 | 3.8622 | 84.4624 | 0 | 0.084 | 89 | 0 | 96.0814 | 96.0814 | 286.6375 | 15.29 | 0.00697 | 0.084 | 0.03454 | 0 | 0 | 0.29046 | 0.2376 | 0 | 7.2532 | 247.9653 | 0 | 0 | 0 | 0 | 18.9398 | 46.0532 | 0 | 0 | -311.8047 | 0.7527 | 12.7086 | 0.55 | -1 | -4.2 | 14.0402 | 0 | 0 | 21.9614 | 21.9614 | 21.9614 | 21.9614 | 25.5365 | 15.9003 | 0 | 0 | 9.8381 | 17.8396 | 0 | 71.2258 | 77.6894 | 26.8956 | 1229.714 | 31.6457 | 58.1635 | 0 | 0.5138 | 0 | 14.074 | 3.248 | 0 | 1193.85 | 282.9209 | -6.98 | 8.9429 | 7.395 | -1.78 | 15.4022 | 1.3529 | 51.2356 | 2025-12-03 | 2025_12_03 Hr 06 | 75.862 | 6.3e-05 | -1193.85 | -311.8047 | 433.2993 | 921.3465 | 131.7959 | 19.213 | 0 | 110.5228 | 198.3726 | 124.4039 | 23.1226 | 192.1628 | 286.6375 | 15.29 | 7.2532 | 0 | 247.9653 | 0 | 148.9151 | 0
2025_12_03 Hr 07 | 0 | 0 | 0 | 3.8622 | 3.8622 | 3.8116 | 3.8622 | 3.8622 | 3.8622 | 119.2913 | -14.3 | 0.084 | 92 | 0 | 96.0814 | 96.0814 | 285.811 | 15.21 | 0.00697 | 0.084 | 0.03454 | 0 | 0 | 0.29046 | 0.2376 | 0 | 7.2532 | 247.9653 | 0 | 0 | 0 | 0 | 21.2628 | 51.7017 | 0 | 0 | -327.3728 | 0.7527 | 12.7086 | 0.55 | -1 | -4.2 | 14.0402 | 0 | 0 | 34.8115 | 34.8115 | 34.8115 | 34.8115 | 40.4785 | 22.8501 | 0 | 0 | 9.8381 | 17.8396 | 0 | 70.8723 | 77.3038 | 19.9548 | 1337.211 | 35.5271 | 65.2974 | 0 | 0.5138 | 0 | 14.074 | 3.248 | 0 | 1287.558 | 299.0002 | -21.28 | 8.9429 | 7.395 | -1.78 | 17.2913 | 1.5189 | 55.1394 | 2025-12-03 | 2025_12_03 Hr 07 | 63.1571 | 0.000374 | -1287.558 | -327.3728 | 541.2122 | 919.701 | 134.8049 | 19.213 | 0 | 118.4943 | 299.5437 | 123.1742 | 23.1226 | 192.1628 | 285.811 | 15.21 | 7.2532 | 0 | 247.9653 | 0 | 148.1762 | 0
2025_12_03 Hr 08 | 0 | 0 | 0 | 3.8622 | 3.8622 | 3.8116 | 3.8622 | 3.8622 | 3.8622 | 130.7148 | -14.3 | 0.084 | 93 | 0 | 96.0814 | 96.0814 | 285.811 | 15.21 | 0.00697 | 0.084 | 0.03454 | 0 | 0 | 0.29046 | 0.2376 | 0 | 7.2532 | 247.9653 | 0 | 0 | 0 | 0 | 22.0248 | 53.5544 | 0 | 0 | -281.2651 | 0.7527 | 12.7086 | 0.55 | -1 | -4.2 | 14.0402 | 0 | 0 | 39.0261 | 39.0261 | 39.0261 | 39.0261 | 45.3792 | 21.9024 | 0 | 0 | 9.8381 | 17.8396 | 0 | 70.8723 | 77.3038 | 14.8938 | 1373.008 | 36.8002 | 67.6372 | 0 | 0.5138 | 0 | 14.074 | 3.248 | 0 | 1368.742 | 298.2784 | -21.28 | 8.9429 | 7.395 | -1.78 | 17.9109 | 1.5733 | 57.7374 | 2025-12-03 | 2025_12_03 Hr 08 | 58.9663 | -0.000322 | -1368.742 | -281.2651 | 581.2965 | 919.701 | 129.7962 | 19.213 | 0 | 121.1088 | 332.7265 | 127.4611 | 23.1226 | 192.1628 | 285.811 | 15.21 | 7.2532 | 0 | 247.9653 | 0 | 148.1762 | 0
2025_12_03 Hr 09 | 5.1723 | 0 | 0 | 3.8622 | 3.8622 | 3.8116 | 3.8622 | 3.8622 | 3.8622 | 119.2355 | -14.3 | 0.084 | 91 | 0 | 96.0814 | 96.0814 | 285.811 | 15.21 | 0.00697 | 0.084 | 0.03454 | 0 | 0 | 0.29046 | 0.2376 | 0 | 7.2532 | 247.9653 | 0 | 0 | 0 | 0 | 21.2591 | 51.6927 | 0 | 0 | -250.6649 | 0.7527 | 12.7086 | 0.55 | -1 | -4.2 | 14.0402 | 0 | 0 | 34.7909 | 34.7909 | 34.7909 | 34.7909 | 40.4545 | 22.8501 | 0 | 0 | 9.8381 | 17.8396 | 0 | 70.8723 | 77.3038 | 14.0262 | 1337.036 | 35.5209 | 65.2859 | 0 | 0.5138 | -5.1723 | 14.074 | 3.248 | 0 | 1357.142 | 297.223 | -26.4523 | 8.9429 | 7.395 | -1.78 | 17.2882 | 1.5186 | 56.8768 | 2025-12-03 | 2025_12_03 Hr 09 | 62.8546 | -0.000275 | -1357.142 | -250.6649 | 541.0163 | 919.701 | 127.8763 | 19.213 | 0 | 118.4815 | 299.3815 | 123.1533 | 23.1226 | 192.1628 | 285.811 | 15.21 | 7.2532 | 0 | 247.9653 | 0 | 148.1762 | 0
2025_12_03 Hr 10 | 6.7478 | 0.00012 | 0.003384 | 3.8622 | 3.8622 | 3.8116 | 3.8622 | 3.8622 | 3.8622 | 108.0634 | -14.3 | 0.084 | 87 | 0 | 96.0814 | 96.0814 | 285.811 | 15.21 | 0.00697 | 0.084 | 0.03454 | 0 | 0 | 0.29046 | 0.2376 | 0 | 7.2532 | 247.9653 | 0 | 0 | 0 | 0 | 20.514 | 49.8808 | 0 | 0 | -185.2056 | 0.7527 | 12.7086 | 0.55 | -1 | -4.2 | 14.0402 | 0 | 0 | 30.6689 | 30.6689 | 30.6689 | 30.6689 | 35.6616 | 19.9017 | 0 | 0 | 9.8381 | 17.8396 | 0 | 70.8723 | 77.3038 | 13.014 | 1302.03 | 34.2759 | 62.9976 | 0 | 0.5138 | -6.7478 | 14.074 | 3.248 | 0 | 1375.442 | 286.6454 | -28.0278 | 8.9429 | 7.395 | -1.78 | 16.6823 | 1.4654 | 56.7379 | 2025-12-03 | 2025_12_03 Hr 10 | 61.5029 | -0.000319 | -1375.442 | -185.2056 | 501.814 | 919.701 | 119.9192 | 19.213 | 0 | 115.9245 | 266.9288 | 118.9607 | 23.1226 | 192.1628 | 285.811 | 15.21 | 7.2532 | 0 | 247.9653 | 0 | 148.1762 | 0
2025_12_03 Hr 11 | 6.2105 | 0.001005 | 0.028341 | 3.8622 | 3.8622 | 3.8116 | 3.8622 | 3.8622 | 3.8622 | 111.7222 | -14.3 | 0.084 | 82 | 0 | 96.0814 | 96.0814 | 285.811 | 15.21 | 0.00697 | 0.084 | 0.03454 | 0 | 0 | 0.29046 | 0.2376 | 0 | 7.2532 | 247.9653 | 0 | 0 | 0 | 0 | 20.758 | 50.4742 | 0 | 0 | -213.7176 | 0.7527 | 12.7086 | 0.55 | -1 | -4.2 | 14.0402 | 0 | 0 | 32.0189 | 32.0189 | 32.0189 | 32.0189 | 37.2313 | 14.8473 | 0 | 0 | 9.8381 | 17.8396 | 0 | 70.8723 | 77.3038 | 6.9408 | 1313.52 | 34.6836 | 63.747 | 0 | 0.5138 | -6.2105 | 14.074 | 3.248 | 0 | 1343.667 | 271.3544 | -27.4905 | 8.9429 | 7.395 | -1.78 | 16.8807 | 1.4828 | 55.8588 | 2025-12-03 | 2025_12_03 Hr 11 | 60.3237 | -0.000434 | -1343.667 | -213.7176 | 514.6527 | 919.701 | 103.8174 | 19.213 | 0 | 116.7619 | 277.557 | 120.3338 | 23.1226 | 192.1628 | 285.811 | 15.21 | 7.2532 | 0 | 247.9653 | 0 | 148.1762 | 0
2025_12_03 Hr 12 | 4.6599 | 0.0027 | 0.07614 | 3.8622 | 3.8622 | 3.8116 | 3.8622 | 3.8622 | 3.8622 | 109.9347 | -14.3 | 0.084 | 90 | 0 | 96.0814 | 96.0814 | 285.811 | 15.21 | 0.00697 | 0.084 | 0.03454 | 0 | 0 | 0.29046 | 0.2376 | 0 | 7.2532 | 247.9653 | 0 | 0 | 0 | 0 | 20.6388 | 50.1843 | 0 | 0 | -229.1358 | 0.7527 | 12.7086 | 0.55 | -1 | -4.2 | 14.0402 | 0 | 0 | 31.3594 | 31.3594 | 31.3594 | 31.3594 | 36.4644 | 10.9512 | 0 | 0 | 9.8381 | 17.8396 | 0 | 70.8723 | 77.3038 | 7.953 | 1307.967 | 34.4844 | 63.3809 | 0 | 0.5138 | -4.6599 | 14.074 | 3.248 | 0 | 1327.142 | 274.2509 | -25.9399 | 8.9429 | 7.395 | -1.78 | 16.7838 | 1.4743 | 55.4094 | 2025-12-03 | 2025_12_03 Hr 12 | 60.0126 | -0.000328 | -1327.142 | -229.1358 | 508.3804 | 919.701 | 108.983 | 19.213 | 0 | 116.3528 | 272.3646 | 119.663 | 23.1226 | 192.1628 | 285.811 | 15.21 | 7.2532 | 0 | 247.9653 | 0 | 148.1762 | 0
2025_12_03 Hr 13 | 5.6914 | 0.00384 | 0.10829 | 3.8622 | 3.8622 | 3.8116 | 3.8622 | 3.8622 | 3.8622 | 109.6833 | -14.3 | 0.084 | 91 | 0 | 96.0814 | 96.0814 | 285.811 | 15.21 | 0.00697 | 0.084 | 0.03454 | 0 | 0 | 0.29046 | 0.2376 | 0 | 7.2532 | 247.9653 | 0 | 0 | 0 | 0 | 20.622 | 50.1435 | 0 | 0 | -245.6819 | 0.7527 | 12.7086 | 0.55 | -1 | -4.2 | 14.0402 | 0 | 0 | 31.2666 | 31.2666 | 31.2666 | 31.2666 | 36.3565 | 8.9505 | 0 | 0 | 9.8381 | 17.8396 | 0 | 70.8723 | 77.3038 | 8.9652 | 1307.211 | 34.4564 | 63.3294 | 0 | 0.5138 | -5.6914 | 14.074 | 3.248 | 0 | 1309.758 | 275.2007 | -26.9714 | 8.9429 | 7.395 | -1.78 | 16.7701 | 1.4731 | 54.9409 | 2025-12-03 | 2025_12_03 Hr 13 | 57.8342 | 0.000241 | -1309.758 | -245.6819 | 507.4983 | 919.701 | 109.0278 | 19.213 | 0 | 116.2952 | 271.6344 | 119.5686 | 23.1226 | 192.1628 | 285.811 | 15.21 | 7.2532 | 0 | 247.9653 | 0 | 148.1762 | 0
2025_12_03 Hr 14 | 5.6897 | 0.003885 | 0.10956 | 3.8622 | 3.8622 | 3.8116 | 3.8622 | 3.8622 | 3.8622 | 110.242 | -14.3 | 0.084 | 93 | 0 | 96.0814 | 96.0814 | 285.811 | 15.21 | 0.00697 | 0.084 | 0.03454 | 0 | 0 | 0.29046 | 0.2376 | 0 | 7.2532 | 247.9653 | 0 | 0 | 0 | 0 | 20.6593 | 50.2341 | 0 | 0 | -247.8476 | 0.7527 | 12.7086 | 0.55 | -1 | -4.2 | 14.0402 | 0 | 0 | 31.4727 | 31.4727 | 31.4727 | 31.4727 | 36.5962 | 6.0021 | 0 | 0 | 9.8381 | 17.8396 | 0 | 70.8723 | 77.3038 | 14.0262 | 1308.963 | 34.5187 | 63.4438 | 0 | 0.5138 | -5.6897 | 14.074 | 3.248 | 0 | 1313.667 | 279.5213 | -26.9697 | 8.9429 | 7.395 | -1.78 | 16.8004 | 1.4758 | 55.1236 | 2025-12-03 | 2025_12_03 Hr 14 | 58.1622 | -0.000313 | -1313.667 | -247.8476 | 509.4585 | 919.701 | 113.1417 | 19.213 | 0 | 116.4231 | 273.2571 | 119.7783 | 23.1226 | 192.1628 | 285.811 | 15.21 | 7.2532 | 0 | 247.9653 | 0 | 148.1762 | 0
2025_12_03 Hr 15 | 5.6897 | 0.003165 | 0.089253 | 3.8622 | 3.8622 | 3.8116 | 3.8622 | 3.8622 | 3.8622 | 112.5322 | -14.3 | 0.084 | 94 | 0 | 96.0814 | 96.0814 | 285.811 | 15.21 | 0.00697 | 0.084 | 0.03454 | 0 | 0 | 0.29046 | 0.2376 | 0 | 7.2532 | 247.9653 | 0 | 0 | 0 | 0 | 20.812 | 50.6055 | 0 | 0 | -287.8232 | 0.7527 | 12.7086 | 0.55 | -1 | -4.2 | 14.0402 | 0 | 0 | 32.3177 | 32.3177 | 32.3177 | 32.3177 | 37.5787 | 6.9498 | 0 | 0 | 9.8381 | 17.8396 | 0 | 70.8723 | 77.3038 | 17.9304 | 1316.119 | 34.7739 | 63.9129 | 0 | 0.5138 | -5.6897 | 14.074 | 3.248 | 0 | 1287.558 | 286.2319 | -26.9697 | 8.9429 | 7.395 | -1.78 | 16.9246 | 1.4867 | 54.6191 | 2025-12-03 | 2025_12_03 Hr 15 | 56.129 | 0.00034 | -1287.558 | -287.8232 | 517.4949 | 919.701 | 118.9726 | 19.213 | 0 | 116.9473 | 279.9098 | 120.6377 | 23.1226 | 192.1628 | 285.811 | 15.21 | 7.2532 | 0 | 247.9653 | 0 | 148.1762 | 0
2025_12_03 Hr 16 | 1.5472 | 0.00276 | 0.077832 | 3.8622 | 3.8622 | 3.8116 | 3.8622 | 3.8622 | 3.8622 | 118.9003 | -14.3 | 0.084 | 93 | 0 | 96.0814 | 96.0814 | 285.811 | 15.21 | 0.00697 | 0.084 | 0.03454 | 0 | 0 | 0.29046 | 0.2376 | 0 | 7.2532 | 247.9653 | 0 | 0 | 0 | 0 | 21.2368 | 51.6383 | 0 | 0 | -298.9116 | 0.7527 | 12.7086 | 0.55 | -1 | -4.2 | 14.0402 | 0 | 0 | 34.6672 | 34.6672 | 34.6672 | 34.6672 | 40.3107 | 14.8473 | 0 | 0 | 9.8381 | 17.8396 | 0 | 70.8723 | 77.3038 | 24.8712 | 1336.063 | 35.4836 | 65.2173 | 0 | 0.5138 | -1.5472 | 14.074 | 3.248 | 0 | 1312.642 | 298.317 | -22.8272 | 8.9429 | 7.395 | -1.78 | 17.2701 | 1.517 | 55.7551 | 2025-12-03 | 2025_12_03 Hr 16 | 58.626 | -0.0003 | -1312.642 | -298.9116 | 539.8402 | 919.701 | 132.7991 | 19.213 | 0 | 118.4048 | 298.4079 | 123.0275 | 23.1226 | 192.1628 | 285.811 | 15.21 | 7.2532 | 0 | 247.9653 | 0 | 148.1762 | 0
2025_12_03 Hr 17 | 0 | 0.003525 | 0.099405 | 3.8622 | 3.8622 | 3.8116 | 3.8622 | 3.8622 | 3.8622 | 135.9098 | -14.3 | 0.084 | 93 | 0 | 96.0814 | 96.0814 | 285.811 | 15.21 | 0.00697 | 0.084 | 0.03454 | 0 | 0 | 0.29046 | 0.2376 | 0 | 7.2532 | 247.9653 | 0 | 0 | 0 | 0 | 22.3712 | 54.3969 | 0 | 0 | -306.6815 | 0.7527 | 12.7086 | 0.55 | -1 | -4.2 | 14.0402 | 0 | 0 | 40.9428 | 40.9428 | 40.9428 | 40.9428 | 47.6079 | 19.9017 | 0 | 0 | 9.8381 | 17.8396 | 0 | 70.8723 | 77.3038 | 26.8956 | 1389.387 | 37.3792 | 68.7012 | 0 | 0.5138 | 0 | 14.074 | 3.248 | 0 | 1371.658 | 310.2326 | -21.28 | 8.9429 | 7.395 | -1.78 | 18.1926 | 1.5981 | 58.1869 | 2025-12-03 | 2025_12_03 Hr 17 | 59.1911 | 0.000319 | -1371.658 | -306.6815 | 599.5255 | 919.701 | 139.9002 | 19.213 | 0 | 122.2978 | 347.817 | 129.4107 | 23.1226 | 192.1628 | 285.811 | 15.21 | 7.2532 | 0 | 247.9653 | 0 | 148.1762 | 0
2025_12_03 Hr 18 | 0 | 0.000705 | 0.019881 | 3.8622 | 3.8622 | 3.8116 | 3.8622 | 3.8622 | 3.8622 | 141.1327 | -14.3 | 0.084 | 91 | 0 | 96.0814 | 96.0814 | 285.811 | 15.21 | 0.00697 | 0.084 | 0.03454 | 0 | 0 | 0.29046 | 0.2376 | 0 | 7.2532 | 247.9653 | 0 | 0 | 0 | 0 | 22.7196 | 55.2439 | 0 | 0 | -296.1269 | 0.7527 | 12.7086 | 0.55 | -1 | -4.2 | 14.0402 | 0 | 0 | 42.8698 | 42.8698 | 42.8698 | 42.8698 | 49.8486 | 20.8494 | 0 | 0 | 9.8381 | 17.8396 | 0 | 70.8723 | 77.3038 | 34.8486 | 1405.675 | 37.9612 | 69.771 | 0 | 0.5138 | 0 | 14.074 | 3.248 | 0 | 1407.358 | 319.0905 | -21.28 | 8.9429 | 7.395 | -1.78 | 18.4759 | 1.623 | 59.4573 | 2025-12-03 | 2025_12_03 Hr 18 | 62.921 | 0.000243 | -1407.358 | -296.1269 | 617.8525 | 919.701 | 146.7186 | 19.213 | 0 | 123.4932 | 362.9886 | 131.3707 | 23.1226 | 192.1628 | 285.811 | 15.21 | 7.2532 | 0 | 247.9653 | 0 | 148.1762 | 0
2025_12_03 Hr 19 | 0 | 1.5e-05 | 0.000423 | 3.8622 | 3.8622 | 3.8116 | 3.8622 | 3.8622 | 3.8622 | 137.0828 | -14.3 | 0.084 | 89 | 0 | 96.0814 | 96.0814 | 285.811 | 15.21 | 0.00697 | 0.084 | 0.03454 | 0 | 0 | 0.29046 | 0.2376 | 0 | 7.2532 | 247.9653 | 0 | 0 | 0 | 0 | 22.4495 | 54.5871 | 0 | 0 | -334.1539 | 0.7527 | 12.7086 | 0.55 | -1 | -4.2 | 14.0402 | 0 | 0 | 41.3756 | 41.3756 | 41.3756 | 41.3756 | 48.1112 | 24.8508 | 0 | 0 | 9.8381 | 17.8396 | 0 | 70.8723 | 77.3038 | 66.8052 | 1392.964 | 37.5099 | 68.9415 | 0 | 0.5138 | 0 | 14.074 | 3.248 | 0 | 1389.058 | 351.528 | -21.28 | 8.9429 | 7.395 | -1.78 | 18.2563 | 1.6037 | 59.2353 | 2025-12-03 | 2025_12_03 Hr 19 | 63.2066 | 0.000309 | -1389.058 | -334.1539 | 603.6417 | 919.701 | 180.6564 | 19.213 | 0 | 122.5663 | 351.2245 | 129.8509 | 23.1226 | 192.1628 | 285.811 | 15.21 | 7.2532 | 0 | 247.9653 | 0 | 148.1762 | 0
2025_12_03 Hr 20 | 0 | 0 | 0 | 3.8622 | 3.8622 | 3.8116 | 3.8622 | 3.8622 | 3.8622 | 127.81 | -14.3 | 0.084 | 89 | 0 | 96.0814 | 96.0814 | 285.811 | 15.21 | 0.00697 | 0.084 | 0.03454 | 0 | 0 | 0.29046 | 0.2376 | 0 | 7.2532 | 247.9653 | 0 | 0 | 0 | 0 | 21.831 | 53.0833 | 0 | 0 | -318.2699 | 0.7527 | 12.7086 | 0.55 | -1 | -4.2 | 14.0402 | 0 | 0 | 37.9544 | 37.9544 | 37.9544 | 37.9544 | 44.133 | 31.8006 | 0 | 0 | 9.8381 | 17.8396 | 0 | 70.8723 | 77.3038 | 65.793 | 1363.906 | 36.4765 | 67.0422 | 0 | 0.5138 | 0 | 14.074 | 3.248 | 0 | 1378.342 | 353.9857 | -21.28 | 8.9429 | 7.395 | -1.78 | 17.7533 | 1.5595 | 58.6032 | 2025-12-03 | 2025_12_03 Hr 20 | 61.7927 | -0.000339 | -1378.342 | -318.2699 | 571.1039 | 919.701 | 186.5936 | 19.213 | 0 | 120.444 | 324.2888 | 126.3711 | 23.1226 | 192.1628 | 285.811 | 15.21 | 7.2532 | 0 | 247.9653 | 0 | 148.1762 | 0
2025_12_03 Hr 21 | 0 | 0 | 0 | 3.8622 | 3.8622 | 3.8116 | 3.8622 | 3.8622 | 3.8622 | 117.3641 | -14.3 | 0.084 | 87 | 0 | 96.0814 | 96.0814 | 285.811 | 15.21 | 0.00697 | 0.084 | 0.03454 | 0 | 0 | 0.29046 | 0.2376 | 0 | 7.2532 | 247.9653 | 0 | 0 | 0 | 0 | 21.1343 | 51.3892 | 0 | 0 | -322.9193 | 0.7527 | 12.7086 | 0.55 | -1 | -4.2 | 14.0402 | 0 | 0 | 34.1004 | 34.1004 | 34.1004 | 34.1004 | 39.6517 | 34.749 | 0 | 0 | 9.8381 | 17.8396 | 0 | 70.8723 | 77.3038 | 62.7564 | 1331.172 | 35.3124 | 64.9026 | 0 | 0.5138 | 0 | 14.074 | 3.248 | 0 | 1334.95 | 347.9775 | -21.28 | 8.9429 | 7.395 | -1.78 | 17.1867 | 1.5097 | 56.9516 | 2025-12-03 | 2025_12_03 Hr 21 | 56.5245 | -2.5e-05 | -1334.95 | -322.9193 | 534.4498 | 919.701 | 184.5054 | 19.213 | 0 | 118.0532 | 293.9456 | 122.451 | 23.1226 | 192.1628 | 285.811 | 15.21 | 7.2532 | 0 | 247.9653 | 0 | 148.1762 | 0
2025_12_03 Hr 22 | 0 | 0 | 0 | 3.8622 | 3.8622 | 3.8116 | 3.8622 | 3.8622 | 3.8622 | 98.7906 | -14.3 | 0.084 | 88 | 0 | 96.0814 | 96.0814 | 285.811 | 15.21 | 0.00697 | 0.084 | 0.03454 | 0 | 0 | 0.29046 | 0.2376 | 0 | 0 | 247.9653 | 0 | 0 | 0 | 0 | 19.8955 | 48.3769 | 0 | 0 | -310.3914 | 0.7527 | 12.7086 | 0.55 | -1 | -4.2 | 14.0402 | 0 | 0 | 27.2478 | 27.2478 | 27.2478 | 27.2478 | 31.6834 | 32.7483 | 0 | 0 | 9.8381 | 17.8396 | 0 | 70.8723 | 77.3038 | 59.8644 | 1265.715 | 33.2425 | 61.0983 | 0 | 0.5138 | 0 | 14.074 | 3.248 | 0 | 1271.158 | 337.1147 | -21.28 | 8.9429 | 7.395 | -1.78 | 16.1793 | 1.4212 | 54.2686 | 2025-12-03 | 2025_12_03 Hr 22 | 58.6086 | 0.000295 | -1271.158 | -310.3914 | 469.2762 | 912.4478 | 180.6127 | 19.213 | 0 | 113.8021 | 239.9931 | 115.4809 | 23.1226 | 192.1628 | 285.811 | 15.21 | 0 | 0 | 247.9653 | 0 | 148.1762 | 0
2025_12_03 Hr 23 | 0 | 0 | 0 | 3.8622 | 3.8622 | 3.8116 | 3.8622 | 3.8622 | 3.8622 | 75.9996 | 0 | 0.084 | 87 | 0 | 96.0814 | 96.0814 | 286.6375 | 15.29 | 0.00697 | 0.084 | 0.03454 | 0 | 0 | 0.29046 | 0.2376 | 0 | 0 | 247.9653 | 0 | 0 | 0 | 0 | 18.3754 | 44.6807 | 0 | 0 | -339.3469 | 0.7527 | 12.7086 | 0.55 | -1 | -4.2 | 14.0402 | 0 | 0 | 18.8391 | 18.8391 | 18.8391 | 18.8391 | 21.9059 | 35.802 | 0 | 0 | 9.8381 | 17.8396 | 0 | 71.2258 | 77.6894 | 60.8766 | 1195.941 | 30.7026 | 56.4301 | 0 | 0.5138 | 0 | 14.074 | 3.248 | 0 | 1181.242 | 331.6277 | -6.98 | 8.9429 | 7.395 | -1.78 | 14.9431 | 1.3126 | 51.1003 | 2025-12-03 | 2025_12_03 Hr 23 | 65.7768 | -0.000332 | -1181.242 | -339.3469 | 403.6037 | 914.0933 | 183.6786 | 19.213 | 0 | 108.5858 | 173.7897 | 121.2281 | 23.1226 | 192.1628 | 286.6375 | 15.29 | 0 | 0 | 247.9653 | 0 | 148.9151 | 0
2025_12_03 Hr 24 | 0 | 0 | 0 | 3.8622 | 3.8622 | 3.8116 | 3.8622 | 3.8622 | 3.8622 | 62.202 | 0 | 0.084 | 88 | 0 | 96.0814 | 96.0814 | 286.6375 | 0 | 0.00697 | 0.084 | 0.03454 | 0 | 0 | 0.29046 | 0.2376 | 0 | 0 | 247.9653 | 0 | 0 | 0 | 0 | 17.4551 | 42.4431 | 0 | 0 | -343.2854 | 0.7527 | 12.7086 | 0.55 | -1 | -4.2 | 14.0402 | 0 | 0 | 13.7485 | 13.7485 | 13.7485 | 13.7485 | 15.9866 | 36.7497 | 0 | 0 | 9.8381 | 17.8396 | 0 | 71.2258 | 77.6894 | 61.8888 | 1137.414 | 29.165 | 53.604 | 0 | 0.5138 | 0 | 14.074 | 3.248 | 0 | 1116.558 | 329.4099 | -6.98 | 8.9429 | 7.395 | -1.78 | 14.1948 | 1.2469 | 48.5988 | 2025-12-03 | 2025_12_03 Hr 24 | 64.0857 | 0.00034 | -1116.558 | -343.2854 | 355.1889 | 898.8033 | 186.6385 | 19.213 | 0 | 105.4279 | 133.7107 | 116.0503 | 23.1226 | 192.1628 | 286.6375 | 0 | 0 | 0 | 247.9653 | 0 | 148.9151 | 0
2025_12_04 Hr 01 | 0 | 0 | 0 | 3.8622 | 3.8622 | 3.8116 | 3.8622 | 3.8622 | 3.8622 | 48.6186 | 0 | 0.084 | 87 | 0 | 96.0814 | 96.0814 | 286.6375 | 0 | 0.00697 | 0.084 | 0.03454 | 0 | 0 | 0.29046 | 0.2376 | 0 | 0 | 247.9653 | 0 | 0 | 0 | 0 | 16.8018 | 40.9814 | 0 | 0 | -309.0046 | 0.7527 | 12.7181 | 0.55 | -1 | -4.2 | 14.0647 | 0 | 0 | 8.5142 | 8.5142 | 8.5142 | 8.5142 | 9.9002 | 32.7483 | 0 | 0 | 9.8366 | 18.0004 | 0 | 71.2258 | 77.6894 | 54.8034 | 1094.723 | 27.7345 | 50.9957 | 0 | 0.5138 | 0 | 14.074 | 3.248 | 0 | 1091.45 | 312.7117 | -6.98 | 8.9417 | 7.395 | -1.78 | 13.5219 | 1.1864 | 47.1566 | 2025-12-04 | 2025_12_04 Hr 01 | 63.7714 | 6.6e-05 | -1091.45 | -309.0046 | 307.8867 | 898.8033 | 174.5517 | 19.213 | 0 | 103.3443 | 93.1034 | 111.4389 | 23.1226 | 192.1628 | 286.6375 | 0 | 0 | 0 | 247.9653 | 0 | 148.9151 | 0
2025_12_04 Hr 02 | 0 | 0 | 0 | 3.8622 | 3.8622 | 3.8116 | 3.8622 | 3.8622 | 3.8622 | 47.822 | 0 | 0.084 | 77 | 0 | 96.0814 | 96.0814 | 286.6375 | 0 | 0.00697 | 0.084 | 0.03454 | 0 | 0 | 0.29046 | 0.2376 | 0 | 0 | 247.9653 | 0 | 0 | 0 | 0 | 16.7489 | 40.8525 | 0 | 0 | -312.8752 | 0.7527 | 12.7181 | 0.55 | -1 | -4.2 | 14.0647 | 0 | 0 | 8.2199 | 8.2199 | 8.2199 | 8.2199 | 9.558 | 35.802 | 0 | 0 | 9.8366 | 18.0004 | 0 | 71.2258 | 77.6894 | 54.8034 | 1092.225 | 27.6472 | 50.8352 | 0 | 0.5138 | 0 | 14.074 | 3.248 | 0 | 1077.842 | 305.4714 | -6.98 | 8.9417 | 7.395 | -1.78 | 13.4793 | 1.1827 | 46.6704 | 2025-12-04 | 2025_12_04 Hr 02 | 63.3988 | -0.000301 | -1077.842 | -312.8752 | 305.0952 | 898.8033 | 167.6054 | 19.213 | 0 | 103.1625 | 90.7878 | 111.1449 | 23.1226 | 192.1628 | 286.6375 | 0 | 0 | 0 | 247.9653 | 0 | 148.9151 | 0
2025_12_04 Hr 03 | 0 | 0 | 0 | 3.8622 | 3.8622 | 3.8116 | 3.8622 | 3.8622 | 3.8622 | 47.0254 | 0 | 0.084 | 84 | 0 | 96.0814 | 96.0814 | 286.6375 | 0 | 0.00697 | 0.084 | 0.03454 | 0 | 0 | 0.29046 | 0.2376 | 0 | 0 | 247.9653 | 0 | 0 | 0 | 0 | 16.696 | 40.7235 | 0 | 0 | -345.4537 | 0.7527 | 12.7181 | 0.55 | -1 | -4.2 | 14.0647 | 0 | 0 | 7.9257 | 7.9257 | 7.9257 | 7.9257 | 9.2159 | 41.6988 | 0 | 0 | 9.8366 | 18.0004 | 0 | 71.2258 | 77.6894 | 60.8766 | 1089.728 | 27.56 | 50.6748 | 0 | 0.5138 | 0 | 14.074 | 3.248 | 0 | 1061.442 | 324.1474 | -6.98 | 8.9417 | 7.395 | -1.78 | 13.4368 | 1.179 | 46.4517 | 2025-12-04 | 2025_12_04 Hr 03 | 63.2358 | -0.000248 | -1061.442 | -345.4537 | 302.3037 | 898.8033 | 186.5754 | 19.213 | 0 | 102.9807 | 88.4721 | 110.8509 | 23.1226 | 192.1628 | 286.6375 | 0 | 0 | 0 | 247.9653 | 0 | 148.9151 | 0
2025_12_04 Hr 04 | 0 | 0 | 0 | 3.8622 | 3.8622 | 3.8116 | 3.8622 | 3.8622 | 3.8622 | 53.7109 | 0 | 0.084 | 83 | 0 | 96.0814 | 96.0814 | 286.6375 | 0 | 0.00697 | 0.084 | 0.03454 | 0 | 0 | 0.29046 | 0.2376 | 0 | 0 | 247.9653 | 0 | 0 | 0 | 0 | 17.1397 | 41.8058 | 0 | 0 | -363.61 | 0.7527 | 12.7181 | 0.55 | -1 | -4.2 | 14.0647 | 0 | 0 | 10.3952 | 10.3952 | 10.3952 | 10.3952 | 12.0874 | 50.6493 | 0 | 0 | 9.8366 | 18.0004 | 0 | 71.2258 | 77.6894 | 70.854 | 1110.689 | 28.2924 | 52.0214 | 0 | 0.5138 | 0 | 14.074 | 3.248 | 0 | 1084.642 | 344.5428 | -6.98 | 8.9417 | 7.395 | -1.78 | 13.7939 | 1.2103 | 47.6064 | 2025-12-04 | 2025_12_04 Hr 04 | 63.2096 | -0.000306 | -1084.642 | -363.61 | 325.7321 | 898.8033 | 204.5033 | 19.213 | 0 | 104.5066 | 107.9071 | 113.3184 | 23.1226 | 192.1628 | 286.6375 | 0 | 0 | 0 | 247.9653 | 0 | 148.9151 | 0
2025_12_04 Hr 05 | 0 | 0 | 0 | 3.8622 | 3.8622 | 3.8116 | 3.8622 | 3.8622 | 3.8622 | 58.0352 | 0 | 0.084 | 85 | 0 | 96.0814 | 96.0814 | 286.6375 | 0 | 0.00697 | 0.084 | 0.03454 | 0 | 0 | 0.29046 | 0.2376 | 0 | 0 | 247.9653 | 0 | 0 | 0 | 0 | 17.4267 | 42.5057 | 0 | 0 | -358.7376 | 0.7527 | 12.7181 | 0.55 | -1 | -4.2 | 14.0647 | 0 | 0 | 11.9925 | 11.9925 | 11.9925 | 11.9925 | 13.9447 | 58.6521 | 0 | 0 | 9.8366 | 18.0004 | 0 | 71.2258 | 77.6894 | 69.8418 | 1124.247 | 28.7661 | 52.8925 | 0 | 0.5138 | 0 | 14.074 | 3.248 | 0 | 1113.658 | 355.1293 | -6.98 | 8.9417 | 7.395 | -1.78 | 14.0248 | 1.2306 | 48.6877 | 2025-12-04 | 2025_12_04 Hr 05 | 65.5527 | 0.000349 | -1113.658 | -358.7376 | 340.8857 | 898.8033 | 213.4939 | 19.213 | 0 | 105.4936 | 120.4778 | 114.9144 | 23.1226 | 192.1628 | 286.6375 | 0 | 0 | 0 | 247.9653 | 0 | 148.9151 | 0
2025_12_04 Hr 06 | 0 | 0 | 0 | 3.8622 | 3.8622 | 3.8116 | 3.8622 | 3.8622 | 3.8622 | 85.2324 | 0 | 0.084 | 79 | 0 | 96.0814 | 96.0814 | 286.6375 | 15.29 | 0.00697 | 0.084 | 0.03454 | 0 | 0 | 0.29046 | 0.2376 | 0 | 0 | 247.9653 | 0 | 0 | 0 | 0 | 19.2317 | 46.9083 | 0 | 0 | -350.8975 | 0.7527 | 12.7181 | 0.55 | -1 | -4.2 | 14.0647 | 0 | 0 | 22.0386 | 22.0386 | 22.0386 | 22.0386 | 25.6262 | 52.65 | 0 | 0 | 9.8366 | 18.0004 | 0 | 71.2258 | 77.6894 | 66.8052 | 1224.807 | 31.7456 | 58.3708 | 0 | 0.5138 | 0 | 14.074 | 3.248 | 0 | 1217.058 | 350.1285 | -6.98 | 8.9417 | 7.395 | -1.78 | 15.4774 | 1.358 | 52.6661 | 2025-12-04 | 2025_12_04 Hr 06 | 68.0325 | 0.000314 | -1217.058 | -350.8975 | 436.1943 | 914.0933 | 198.4552 | 19.213 | 0 | 111.7011 | 199.541 | 124.9522 | 23.1226 | 192.1628 | 286.6375 | 15.29 | 0 | 0 | 247.9653 | 0 | 148.9151 | 0
2025_12_04 Hr 07 | 0 | 0 | 0 | 3.8622 | 3.8622 | 3.8116 | 3.8622 | 3.8622 | 3.8622 | 118.7454 | -14.3 | 0.084 | 91 | 0 | 96.0814 | 96.0814 | 285.811 | 15.21 | 0.00697 | 0.084 | 0.03454 | 0 | 0 | 0.29046 | 0.2376 | 0 | 0 | 247.9653 | 0 | 0 | 0 | 0 | 21.4558 | 52.3332 | 0 | 0 | -342.5409 | 0.7527 | 12.7181 | 0.55 | -1 | -4.2 | 14.0647 | 0 | 0 | 34.4175 | 34.4175 | 34.4175 | 34.4175 | 40.0204 | 53.5977 | 0 | 0 | 9.8366 | 18.0004 | 0 | 70.8723 | 77.3038 | 61.8888 | 1328.234 | 35.4169 | 65.1213 | 0 | 0.5138 | 0 | 14.074 | 3.248 | 0 | 1334.942 | 370.5287 | -21.28 | 8.9417 | 7.395 | -1.78 | 17.2674 | 1.5151 | 57.2094 | 2025-12-04 | 2025_12_04 Hr 07 | 68.3122 | -0.000334 | -1334.942 | -342.5409 | 539.3352 | 912.4478 | 206.4865 | 19.213 | 0 | 119.3501 | 296.964 | 123.0211 | 23.1226 | 192.1628 | 285.811 | 15.21 | 0 | 0 | 247.9653 | 0 | 148.1762 | 0
2025_12_04 Hr 08 | 0 | 0 | 0 | 3.8622 | 3.8622 | 3.8116 | 3.8622 | 3.8622 | 3.8622 | 126.7111 | -14.3 | 0.084 | 91 | 0 | 96.0814 | 96.0814 | 285.811 | 15.21 | 0.00697 | 0.084 | 0.03454 | 0 | 0 | 0.29046 | 0.2376 | 0 | 0 | 247.9653 | 0 | 0 | 0 | 0 | 21.9845 | 53.6226 | 0 | 0 | -306.8364 | 0.7527 | 12.7181 | 0.55 | -1 | -4.2 | 14.0647 | 0 | 0 | 37.3599 | 37.3599 | 37.3599 | 37.3599 | 43.4418 | 52.65 | 0 | 0 | 9.8366 | 18.0004 | 0 | 70.8723 | 77.3038 | 67.8174 | 1353.208 | 36.2895 | 66.7259 | 0 | 0.5138 | 0 | 14.074 | 3.248 | 0 | 1403.542 | 378.4496 | -21.28 | 8.9417 | 7.395 | -1.78 | 17.6928 | 1.5524 | 59.4475 | 2025-12-04 | 2025_12_04 Hr 08 | 68.3292 | -0.000324 | -1403.542 | -306.8364 | 567.2498 | 912.4478 | 211.4674 | 19.213 | 0 | 121.1682 | 320.1206 | 125.9611 | 23.1226 | 192.1628 | 285.811 | 15.21 | 0 | 0 | 247.9653 | 0 | 148.1762 | 0
2025_12_04 Hr 09 | 4.6599 | 4.5e-05 | 0.001269 | 3.8622 | 3.8622 | 3.8116 | 3.8622 | 3.8622 | 3.8622 | 127.024 | -14.3 | 0.084 | 92 | 0 | 96.0814 | 96.0814 | 285.811 | 15.21 | 0.00697 | 0.084 | 0.03454 | 0 | 0 | 0.29046 | 0.2376 | 0 | 0 | 247.9653 | 0 | 0 | 0 | 0 | 22.0052 | 53.6733 | 0 | 0 | -320.4378 | 0.7527 | 12.7181 | 0.55 | -1 | -4.2 | 14.0647 | 0 | 0 | 37.4755 | 37.4755 | 37.4755 | 37.4755 | 43.5762 | 55.5984 | 0 | 0 | 9.8366 | 18.0004 | 0 | 70.8723 | 77.3038 | 64.7808 | 1354.191 | 36.3238 | 66.7889 | 0 | 0.5138 | -4.6599 | 14.074 | 3.248 | 0 | 1391.95 | 384.1368 | -25.9399 | 8.9417 | 7.395 | -1.78 | 17.7096 | 1.5539 | 59.1689 | 2025-12-04 | 2025_12_04 Hr 09 | 68.8947 | 1.6e-05 | -1391.95 | -320.4378 | 568.3465 | 912.4478 | 212.3805 | 19.213 | 0 | 121.2396 | 321.0303 | 126.0766 | 23.1226 | 192.1628 | 285.811 | 15.21 | 0 | 0 | 247.9653 | 0 | 148.1762 | 0
2025_12_04 Hr 10 | 6.2071 | 0.001395 | 0.039339 | 3.8622 | 3.8622 | 3.8116 | 3.8622 | 3.8622 | 3.8622 | 126.6257 | -14.3 | 0.084 | 82 | 0 | 96.0814 | 96.0814 | 285.811 | 15.21 | 0.00697 | 0.084 | 0.03454 | 0 | 0 | 0.29046 | 0.2376 | 0 | 0 | 247.9653 | 0 | 0 | 0 | 0 | 21.9788 | 53.6088 | 0 | 0 | -290.1299 | 0.7527 | 12.7181 | 0.55 | -1 | -4.2 | 14.0647 | 0 | 0 | 37.3284 | 37.3284 | 37.3284 | 37.3284 | 43.4051 | 53.5977 | 0 | 0 | 9.8366 | 18.0004 | 0 | 70.8723 | 77.3038 | 45.8382 | 1352.98 | 36.2802 | 66.7087 | 0 | 0.5138 | -6.2071 | 14.074 | 3.248 | 0 | 1389.958 | 354.5951 | -27.4871 | 8.9417 | 7.395 | -1.78 | 17.6883 | 1.552 | 58.6915 | 2025-12-04 | 2025_12_04 Hr 10 | 65.2865 | 0.0003 | -1389.958 | -290.1299 | 566.9507 | 912.4478 | 181.4766 | 19.213 | 0 | 121.1487 | 319.8724 | 125.9296 | 23.1226 | 192.1628 | 285.811 | 15.21 | 0 | 0 | 247.9653 | 0 | 148.1762 | 0
2025_12_04 Hr 11 | 5.6914 | 0.005985 | 0.16878 | 3.8622 | 3.8622 | 3.8116 | 3.8622 | 3.8622 | 3.8622 | 125.8292 | -14.3 | 0.084 | 78 | 0 | 96.0814 | 96.0814 | 285.811 | 15.21 | 0.00697 | 0.084 | 0.03454 | 0 | 0 | 0.29046 | 0.2376 | 0 | 0 | 247.9653 | 0 | 0 | 0 | 0 | 21.9259 | 53.4799 | 0 | 0 | -300.5432 | 0.7527 | 12.7181 | 0.55 | -1 | -4.2 | 14.0647 | 0 | 0 | 37.0341 | 37.0341 | 37.0341 | 37.0341 | 43.063 | 52.65 | 0 | 0 | 9.8366 | 18.0004 | 0 | 70.8723 | 77.3038 | 31.9566 | 1350.612 | 36.1929 | 66.5482 | 0 | 0.5138 | -5.6914 | 14.074 | 3.248 | 0 | 1358.058 | 334.9606 | -26.9714 | 8.9417 | 7.395 | -1.78 | 17.6457 | 1.5483 | 57.5693 | 2025-12-04 | 2025_12_04 Hr 11 | 66.3893 | 0.000315 | -1358.058 | -300.5432 | 564.1593 | 912.4478 | 162.7814 | 19.213 | 0 | 120.9669 | 317.5568 | 125.6356 | 23.1226 | 192.1628 | 285.811 | 15.21 | 0 | 0 | 247.9653 | 0 | 148.1762 | 0
2025_12_04 Hr 12 | 5.169 | 0.01044 | 0.29441 | 3.8622 | 3.8622 | 3.8116 | 3.8622 | 3.8622 | 3.8622 | 120.1394 | -14.3 | 0.084 | 70 | 0 | 96.0814 | 96.0814 | 285.811 | 15.21 | 0.00697 | 0.084 | 0.03454 | 0 | 0 | 0.29046 | 0.2376 | 0 | 0 | 247.9653 | 0 | 0 | 0 | 0 | 21.5483 | 52.5588 | 0 | 0 | -255.632 | 0.7527 | 12.7181 | 0.55 | -1 | -4.2 | 14.0647 | 0 | 0 | 34.9325 | 34.9325 | 34.9325 | 34.9325 | 40.6191 | 51.7023 | 0 | 0 | 9.8366 | 18.0004 | 0 | 70.8723 | 77.3038 | 14.8938 | 1332.899 | 35.5696 | 65.4021 | 0 | 0.5138 | -5.169 | 14.074 | 3.248 | 0 | 1357.15 | 306.3322 | -26.449 | 8.9417 | 7.395 | -1.78 | 17.3418 | 1.5216 | 56.9425 | 2025-12-04 | 2025_12_04 Hr 12 | 65.6117 | 8.7e-05 | -1357.15 | -255.632 | 544.2203 | 912.4478 | 136.9009 | 19.213 | 0 | 119.6683 | 301.0164 | 123.5356 | 23.1226 | 192.1628 | 285.811 | 15.21 | 0 | 0 | 247.9653 | 0 | 148.1762 | 0
2025_12_04 Hr 13 | 5.1707 | 0.002415 | 0.068103 | 3.8622 | 3.8622 | 3.8116 | 3.8622 | 3.8622 | 3.8622 | 119.9402 | -14.3 | 0.084 | 80 | 0 | 96.0814 | 96.0814 | 285.811 | 15.21 | 0.00697 | 0.084 | 0.03454 | 0 | 0 | 0.29046 | 0.2376 | 0 | 0 | 247.9653 | 0 | 0 | 0 | 0 | 21.5351 | 52.5266 | 0 | 0 | -265.5532 | 0.7527 | 12.7181 | 0.55 | -1 | -4.2 | 14.0647 | 0 | 0 | 34.8589 | 34.8589 | 34.8589 | 34.8589 | 40.5336 | 46.6479 | 0 | 0 | 9.8366 | 18.0004 | 0 | 70.8723 | 77.3038 | 16.9182 | 1332.048 | 35.5478 | 65.362 | 0 | 0.5138 | -5.1707 | 14.074 | 3.248 | 0 | 1353.267 | 313.2224 | -26.4507 | 8.9417 | 7.395 | -1.78 | 17.3312 | 1.5207 | 56.9198 | 2025-12-04 | 2025_12_04 Hr 13 | 71.122 | -0.000367 | -1353.267 | -265.5532 | 543.5224 | 912.4478 | 143.6366 | 19.213 | 0 | 119.6228 | 300.4375 | 123.4621 | 23.1226 | 192.1628 | 285.811 | 15.21 | 0 | 0 | 247.9653 | 0 | 148.1762 | 0
2025_12_04 Hr 14 | 5.6897 | 0 | 0 | 3.8622 | 3.8622 | 3.8116 | 3.8622 | 3.8622 | 3.8622 | 112.4297 | -14.3 | 0.084 | 79 | 0 | 96.0814 | 96.0814 | 285.811 | 15.21 | 0.00697 | 0.084 | 0.03454 | 0 | 0 | 0.29046 | 0.2376 | 0 | 0 | 247.9653 | 0 | 0 | 0 | 0 | 21.0367 | 51.3108 | 0 | 0 | -240.2164 | 0.7527 | 12.7181 | 0.55 | -1 | -4.2 | 14.0647 | 0 | 0 | 32.0847 | 32.0847 | 32.0847 | 32.0847 | 37.3077 | 46.6479 | 0 | 0 | 9.8366 | 18.0004 | 0 | 70.8723 | 77.3038 | 19.9548 | 1308.432 | 34.725 | 63.8492 | 0 | 0.5138 | -5.6897 | 14.074 | 3.248 | 0 | 1354.25 | 313.0036 | -26.9697 | 8.9417 | 7.395 | -1.78 | 16.9301 | 1.4855 | 56.6252 | 2025-12-04 | 2025_12_04 Hr 14 | 65.424 | 2.9e-05 | -1354.25 | -240.2164 | 517.2029 | 912.4478 | 145.6027 | 19.213 | 0 | 117.9086 | 278.6042 | 120.6901 | 23.1226 | 192.1628 | 285.811 | 15.21 | 0 | 0 | 247.9653 | 0 | 148.1762 | 0
2025_12_04 Hr 15 | 5.6897 | 0 | 0 | 3.8622 | 3.8622 | 3.8116 | 3.8622 | 3.8622 | 3.8622 | 111.0641 | -14.3 | 0.084 | 78 | 0 | 96.0814 | 96.0814 | 285.811 | 15.21 | 0.00697 | 0.084 | 0.03454 | 0 | 0 | 0.29046 | 0.2376 | 0 | 0 | 247.9653 | 0 | 0 | 0 | 0 | 20.946 | 51.0898 | 0 | 0 | -248.2454 | 0.7527 | 12.7181 | 0.55 | -1 | -4.2 | 14.0647 | 0 | 0 | 31.5802 | 31.5802 | 31.5802 | 31.5802 | 36.7212 | 47.7009 | 0 | 0 | 9.8366 | 18.0004 | 0 | 70.8723 | 77.3038 | 27.9078 | 1304.151 | 34.5754 | 63.5741 | 0 | 0.5138 | -5.6897 | 14.074 | 3.248 | 0 | 1349.442 | 320.5056 | -26.9697 | 8.9417 | 7.395 | -1.78 | 16.8571 | 1.4791 | 56.541 | 2025-12-04 | 2025_12_04 Hr 15 | 65.1497 | -0.000401 | -1349.442 | -248.2454 | 512.4175 | 912.4478 | 153.6087 | 19.213 | 0 | 117.5969 | 274.6344 | 120.1861 | 23.1226 | 192.1628 | 285.811 | 15.21 | 0 | 0 | 247.9653 | 0 | 148.1762 | 0
2025_12_04 Hr 16 | 1.5472 | 0 | 0 | 3.8622 | 3.8622 | 3.8116 | 3.8622 | 3.8622 | 3.8622 | 118.9445 | -14.3 | 0.084 | 72 | 0 | 96.0814 | 96.0814 | 285.811 | 15.21 | 0.00697 | 0.084 | 0.03454 | 0 | 0 | 0.29046 | 0.2376 | 0 | 7.2532 | 247.9653 | 0 | 0 | 0 | 0 | 21.469 | 52.3654 | 0 | 0 | -269.4779 | 0.7527 | 12.7181 | 0.55 | -1 | -4.2 | 14.0647 | 0 | 0 | 34.4911 | 34.4911 | 34.4911 | 34.4911 | 40.1059 | 53.5977 | 0 | 0 | 9.8366 | 18.0004 | 0 | 70.8723 | 77.3038 | 22.9914 | 1336.111 | 35.4387 | 65.1615 | 0 | 0.5138 | -1.5472 | 14.074 | 3.248 | 0 | 1358.058 | 314.252 | -22.8272 | 8.9417 | 7.395 | -1.78 | 17.278 | 1.516 | 57.1606 | 2025-12-04 | 2025_12_04 Hr 16 | 77.544 | 0.000323 | -1358.058 | -269.4779 | 540.0331 | 919.701 | 148.5891 | 19.213 | 0 | 119.3956 | 297.5429 | 123.0946 | 23.1226 | 192.1628 | 285.811 | 15.21 | 7.2532 | 0 | 247.9653 | 0 | 148.1762 | 0
2025_12_04 Hr 17 | 0 | 0 | 0 | 3.8622 | 3.8622 | 3.8116 | 3.8622 | 3.8622 | 3.8622 | 135.9001 | -14.3 | 0.084 | 83 | 0 | 96.0814 | 96.0814 | 285.811 | 15.21 | 0.00697 | 0.084 | 0.03454 | 0 | 0 | 0.29046 | 0.2376 | 0 | 7.2532 | 247.9653 | 0 | 0 | 0 | 0 | 22.5943 | 55.1101 | 0 | 0 | -281.6163 | 0.7527 | 12.7181 | 0.55 | -1 | -4.2 | 14.0647 | 0 | 0 | 40.7542 | 40.7542 | 40.7542 | 40.7542 | 47.3886 | 57.5991 | 0 | 0 | 9.8366 | 18.0004 | 0 | 70.8723 | 77.3038 | 12.0018 | 1389.272 | 37.2962 | 68.5768 | 0 | 0.5138 | 0 | 14.074 | 3.248 | 0 | 1409.35 | 322.9745 | -21.28 | 8.9417 | 7.395 | -1.78 | 18.1836 | 1.5955 | 59.3449 | 2025-12-04 | 2025_12_04 Hr 17 | 83.3858 | 3.2e-05 | -1409.35 | -281.6163 | 599.4514 | 919.701 | 152.6009 | 19.213 | 0 | 123.2655 | 346.8333 | 129.3525 | 23.1226 | 192.1628 | 285.811 | 15.21 | 7.2532 | 0 | 247.9653 | 0 | 148.1762 | 0
2025_12_04 Hr 18 | 0 | 0 | 0 | 3.8622 | 3.8622 | 3.8116 | 3.8622 | 3.8622 | 3.8622 | 142.8132 | -14.3 | 0.084 | 88 | 0 | 96.0814 | 96.0814 | 285.811 | 15.21 | 0.00697 | 0.084 | 0.03454 | 0 | 0 | 0.29046 | 0.2376 | 0 | 7.2532 | 247.9653 | 0 | 0 | 0 | 0 | 23.0531 | 56.2291 | 0 | 0 | -307.8221 | 0.7527 | 12.7181 | 0.55 | -1 | -4.2 | 14.0647 | 0 | 0 | 43.3077 | 43.3077 | 43.3077 | 43.3077 | 50.3578 | 58.6521 | 0 | 0 | 9.8366 | 18.0004 | 0 | 70.8723 | 77.3038 | 5.9286 | 1410.946 | 38.0535 | 69.9693 | 0 | 0.5138 | 0 | 14.074 | 3.248 | 0 | 1407.35 | 325.5058 | -21.28 | 8.9417 | 7.395 | -1.78 | 18.5529 | 1.6278 | 59.6108 | 2025-12-04 | 2025_12_04 Hr 18 | 83.1737 | -6.1e-05 | -1407.35 | -307.8221 | 623.6773 | 919.701 | 152.5807 | 19.213 | 0 | 124.8434 | 366.9299 | 131.904 | 23.1226 | 192.1628 | 285.811 | 15.21 | 7.2532 | 0 | 247.9653 | 0 | 148.1762 | 0
2025_12_04 Hr 19 | 0 | 0 | 0 | 3.8622 | 3.8622 | 3.8116 | 3.8622 | 3.8622 | 3.8622 | 135.132 | -14.3 | 0.084 | 88 | 0 | 96.0814 | 96.0814 | 285.811 | 15.21 | 0.00697 | 0.084 | 0.03454 | 0 | 0 | 0.29046 | 0.2376 | 0 | 7.2532 | 247.9653 | 0 | 0 | 0 | 0 | 22.5433 | 54.9858 | 0 | 0 | -303.834 | 0.7527 | 12.7181 | 0.55 | -1 | -4.2 | 14.0647 | 0 | 0 | 40.4704 | 40.4704 | 40.4704 | 40.4704 | 47.0586 | 51.7023 | 0 | 0 | 9.8366 | 18.0004 | 0 | 70.8723 | 77.3038 | 4.9164 | 1386.864 | 37.2121 | 68.4221 | 0 | 0.5138 | 0 | 14.074 | 3.248 | 0 | 1376.458 | 314.7088 | -21.28 | 8.9417 | 7.395 | -1.78 | 18.1426 | 1.5919 | 58.3389 | 2025-12-04 | 2025_12_04 Hr 19 | 83.8043 | 0.000383 | -1376.458 | -303.834 | 596.7596 | 919.701 | 144.6187 | 19.213 | 0 | 123.0902 | 344.6004 | 129.069 | 23.1226 | 192.1628 | 285.811 | 15.21 | 7.2532 | 0 | 247.9653 | 0 | 148.1762 | 0
2025_12_04 Hr 20 | 0 | 0 | 0 | 3.8622 | 3.8622 | 3.8116 | 3.8622 | 3.8622 | 3.8622 | 125.8576 | -14.3 | 0.084 | 89 | 0 | 96.0814 | 96.0814 | 285.811 | 15.21 | 0.00697 | 0.084 | 0.03454 | 0 | 0 | 0.29046 | 0.2376 | 0 | 7.2532 | 247.9653 | 0 | 0 | 0 | 0 | 21.9278 | 53.4845 | 0 | 0 | -291.4964 | 0.7527 | 12.7181 | 0.55 | -1 | -4.2 | 14.0647 | 0 | 0 | 37.0447 | 37.0447 | 37.0447 | 37.0447 | 43.0752 | 48.6486 | 0 | 0 | 9.8366 | 18.0004 | 0 | 70.8723 | 77.3038 | 4.9164 | 1357.786 | 36.196 | 66.554 | 0 | 0.5138 | 0 | 14.074 | 3.248 | 0 | 1354.242 | 309.2321 | -21.28 | 8.9417 | 7.395 | -1.78 | 17.6473 | 1.5484 | 57.2996 | 2025-12-04 | 2025_12_04 Hr 20 | 82.0454 | -0.00037 | -1354.242 | -291.4964 | 564.259 | 919.701 | 142.565 | 19.213 | 0 | 120.9734 | 317.6395 | 125.6461 | 23.1226 | 192.1628 | 285.811 | 15.21 | 7.2532 | 0 | 247.9653 | 0 | 148.1762 | 0
2025_12_04 Hr 21 | 0 | 0 | 0 | 3.8622 | 3.8622 | 3.8116 | 3.8622 | 3.8622 | 3.8622 | 116.9815 | -14.3 | 0.084 | 88 | 0 | 96.0814 | 96.0814 | 285.811 | 15.21 | 0.00697 | 0.084 | 0.03454 | 0 | 0 | 0.29046 | 0.2376 | 0 | 7.2532 | 247.9653 | 0 | 0 | 0 | 0 | 21.3387 | 52.0476 | 0 | 0 | -301.149 | 0.7527 | 12.7181 | 0.55 | -1 | -4.2 | 14.0647 | 0 | 0 | 33.766 | 33.766 | 33.766 | 33.766 | 39.2628 | 51.7023 | 0 | 0 | 9.8366 | 18.0004 | 0 | 70.8723 | 77.3038 | 5.9286 | 1329.957 | 35.2237 | 64.766 | 0 | 0.5138 | 0 | 14.074 | 3.248 | 0 | 1316.55 | 309.0221 | -21.28 | 8.9417 | 7.395 | -1.78 | 17.1732 | 1.5068 | 55.9388 | 2025-12-04 | 2025_12_04 Hr 21 | 85.8912 | -6e-06 | -1316.55 | -301.149 | 533.154 | 919.701 | 145.6309 | 19.213 | 0 | 118.9475 | 291.8364 | 122.3701 | 23.1226 | 192.1628 | 285.811 | 15.21 | 7.2532 | 0 | 247.9653 | 0 | 148.1762 | 0
2025_12_04 Hr 22 | 0 | 0 | 0 | 3.8622 | 3.8622 | 3.8116 | 3.8622 | 3.8622 | 3.8622 | 100.0259 | -14.3 | 0.084 | 88 | 0 | 96.0814 | 96.0814 | 285.811 | 15.21 | 0.00697 | 0.084 | 0.03454 | 0 | 0 | 0.29046 | 0.2376 | 0 | 7.2532 | 247.9653 | 0 | 0 | 0 | 0 | 20.2135 | 49.303 | 0 | 0 | -318.3642 | 0.7527 | 12.7181 | 0.55 | -1 | -4.2 | 14.0647 | 0 | 0 | 27.503 | 27.503 | 27.503 | 27.503 | 31.9802 | 52.65 | 0 | 0 | 9.8366 | 18.0004 | 0 | 70.8723 | 77.3038 | 15.906 | 1276.797 | 33.3662 | 61.3507 | 0 | 0.5138 | 0 | 14.074 | 3.248 | 0 | 1250.842 | 313.6892 | -21.28 | 8.9417 | 7.395 | -1.78 | 16.2676 | 1.4273 | 53.5716 | 2025-12-04 | 2025_12_04 Hr 22 | 73.6921 | -0.000365 | -1250.842 | -318.3642 | 473.7358 | 919.701 | 156.556 | 19.213 | 0 | 115.0776 | 242.546 | 116.1122 | 23.1226 | 192.1628 | 285.811 | 15.21 | 7.2532 | 0 | 247.9653 | 0 | 148.1762 | 0
2025_12_04 Hr 23 | 0 | 0 | 0 | 3.8622 | 3.8622 | 3.8116 | 3.8622 | 3.8622 | 3.8622 | 81.5056 | 0 | 0.084 | 90 | 0 | 96.0814 | 96.0814 | 286.6375 | 15.29 | 0.00697 | 0.084 | 0.03454 | 0 | 0 | 0.29046 | 0.2376 | 0 | 7.2532 | 247.9653 | 0 | 0 | 0 | 0 | 18.9843 | 46.305 | 0 | 0 | -380.9082 | 0.7527 | 12.7181 | 0.55 | -1 | -4.2 | 14.0647 | 0 | 0 | 20.662 | 20.662 | 20.662 | 20.662 | 24.0255 | 53.5977 | 0 | 0 | 9.8366 | 18.0004 | 0 | 71.2258 | 77.6894 | 25.8834 | 1220.376 | 31.3373 | 57.6201 | 0 | 0.5138 | 0 | 14.074 | 3.248 | 0 | 1152.267 | 319.7789 | -6.98 | 8.9417 | 7.395 | -1.78 | 15.2784 | 1.3405 | 50.5034 | 2025-12-04 | 2025_12_04 Hr 23 | 87.1172 | -0.000327 | -1152.267 | -380.9082 | 423.1342 | 921.3465 | 169.4811 | 19.213 | 0 | 110.8505 | 188.707 | 123.5768 | 23.1226 | 192.1628 | 286.6375 | 15.29 | 7.2532 | 0 | 247.9653 | 0 | 148.9151 | 0
2025_12_04 Hr 24 | 0 | 0 | 0 | 3.8622 | 3.8622 | 3.8116 | 3.8622 | 3.8622 | 3.8622 | 68.476 | 0 | 0.084 | 90 | 0 | 96.0814 | 96.0814 | 286.6375 | 0 | 0.00697 | 0.084 | 0.03454 | 0 | 0 | 0.29046 | 0.2376 | 0 | 7.2532 | 247.9653 | 0 | 0 | 0 | 0 | 18.1196 | 44.1958 | 0 | 0 | -387.6265 | 0.7527 | 12.7181 | 0.55 | -1 | -4.2 | 14.0647 | 0 | 0 | 15.8491 | 15.8491 | 15.8491 | 15.8491 | 18.4291 | 47.7009 | 0 | 0 | 9.8366 | 18.0004 | 0 | 71.2258 | 77.6894 | 29.9322 | 1164.234 | 29.9099 | 54.9956 | 0 | 0.5138 | 0 | 14.074 | 3.248 | 0 | 1082.75 | 313.122 | -6.98 | 8.9417 | 7.395 | -1.78 | 14.5825 | 1.2795 | 47.8477 | 2025-12-04 | 2025_12_04 Hr 24 | 84.1019 | 2e-06 | -1082.75 | -387.6265 | 377.4739 | 906.0565 | 167.6331 | 19.213 | 0 | 107.8766 | 150.8295 | 118.7678 | 23.1226 | 192.1628 | 286.6375 | 0 | 7.2532 | 0 | 247.9653 | 0 | 148.9151 | 0
2025_12_05 Hr 01 | 0 | 0 | 0 | 3.8622 | 3.8622 | 3.8116 | 3.8622 | 3.8622 | 3.8622 | 54.8216 | 0 | 0.084 | 91 | 0 | 96.0814 | 96.0814 | 286.6375 | 0 | 0.00697 | 0.084 | 0.03454 | 0 | 0 | 0.29046 | 0.2376 | 0 | 7.2532 | 247.9653 | 0 | 0 | 0 | 0 | 17.4415 | 42.6685 | 0 | 0 | -358.1619 | 0.7527 | 12.7276 | 0.55 | -1 | -4.2 | 14.0893 | 0 | 0 | 10.5213 | 10.5213 | 10.5213 | 10.5213 | 12.2341 | 37.6974 | 0 | 0 | 9.8351 | 18.2757 | 0 | 71.2258 | 77.6894 | 22.9914 | 1120.9 | 28.6313 | 52.6661 | 0 | 0.5138 | 0 | 14.074 | 3.248 | 0 | 1048.95 | 293.1917 | -6.98 | 8.9406 | 7.395 | -1.78 | 13.9831 | 1.2255 | 46.1258 | 2025-12-05 | 2025_12_05 Hr 01 | 79.2033 | -5e-06 | -1048.95 | -358.1619 | 330.1536 | 906.0565 | 151.6888 | 19.213 | 0 | 105.7025 | 109.6692 | 114.7818 | 23.1226 | 192.1628 | 286.6375 | 0 | 7.2532 | 0 | 247.9653 | 0 | 148.9151 | 0
2025_12_05 Hr 02 | 0 | 0 | 0 | 3.8622 | 3.8622 | 3.8116 | 3.8622 | 3.8622 | 3.8622 | 49.4046 | 0 | 0.084 | 85 | 0 | 96.0814 | 96.0814 | 286.6375 | 0 | 0.00697 | 0.084 | 0.03454 | 0 | 0 | 0.29046 | 0.2376 | 0 | 7.2532 | 247.9653 | 0 | 0 | 0 | 0 | 17.086 | 41.7989 | 0 | 0 | -351.5214 | 0.7527 | 12.7276 | 0.55 | -1 | -4.2 | 14.0893 | 0 | 0 | 8.5182 | 8.5182 | 8.5182 | 8.5182 | 9.9049 | 29.7999 | 0 | 0 | 9.8351 | 18.2757 | 0 | 71.2258 | 77.6894 | 27.9078 | 1103.916 | 28.0478 | 51.5927 | 0 | 0.5138 | 0 | 14.074 | 3.248 | 0 | 1027.658 | 282.2436 | -6.98 | 8.9406 | 7.395 | -1.78 | 13.6981 | 1.2005 | 45.198 | 2025-12-05 | 2025_12_05 Hr 02 | 78.889 | 0.000398 | -1027.658 | -351.5214 | 311.2026 | 906.0565 | 142.7077 | 19.213 | 0 | 104.4774 | 93.9103 | 112.8149 | 23.1226 | 192.1628 | 286.6375 | 0 | 7.2532 | 0 | 247.9653 | 0 | 148.9151 | 0
2025_12_05 Hr 03 | 0 | 0 | 0 | 3.8622 | 3.8622 | 3.8116 | 3.8622 | 3.8622 | 3.8622 | 52.8229 | 0 | 0.084 | 84 | 0 | 96.0814 | 96.0814 | 286.6375 | 0 | 0.00697 | 0.084 | 0.03454 | 0 | 0 | 0.29046 | 0.2376 | 0 | 7.2532 | 247.9653 | 0 | 0 | 0 | 0 | 17.3103 | 42.3476 | 0 | 0 | -374.3011 | 0.7527 | 12.7276 | 0.55 | -1 | -4.2 | 14.0893 | 0 | 0 | 9.7822 | 9.7822 | 9.7822 | 9.7822 | 11.3747 | 30.7476 | 0 | 0 | 9.8351 | 18.2757 | 0 | 71.2258 | 77.6894 | 36.873 | 1114.633 | 28.416 | 52.27 | 0 | 0.5138 | 0 | 14.074 | 3.248 | 0 | 1025.75 | 292.3977 | -6.98 | 8.9406 | 7.395 | -1.78 | 13.878 | 1.2163 | 45.4224 | 2025-12-05 | 2025_12_05 Hr 03 | 81.7559 | -1.1e-05 | -1025.75 | -374.3011 | 323.161 | 906.0565 | 151.6206 | 19.213 | 0 | 105.2505 | 103.8544 | 114.056 | 23.1226 | 192.1628 | 286.6375 | 0 | 7.2532 | 0 | 247.9653 | 0 | 148.9151 | 0
2025_12_05 Hr 04 | 0 | 0 | 0 | 3.8622 | 3.8622 | 3.8116 | 3.8622 | 3.8622 | 3.8622 | 57.4287 | 0 | 0.084 | 80 | 0 | 96.0814 | 96.0814 | 286.6375 | 0 | 0.00697 | 0.084 | 0.03454 | 0 | 0 | 0.29046 | 0.2376 | 0 | 7.2532 | 247.9653 | 0 | 0 | 0 | 0 | 17.6125 | 43.0871 | 0 | 0 | -378.5507 | 0.7527 | 12.7276 | 0.55 | -1 | -4.2 | 14.0893 | 0 | 0 | 11.4855 | 11.4855 | 11.4855 | 11.4855 | 13.3552 | 34.749 | 0 | 0 | 9.8351 | 18.2757 | 0 | 71.2258 | 77.6894 | 27.9078 | 1129.074 | 28.9122 | 53.1827 | 0 | 0.5138 | 0 | 14.074 | 3.248 | 0 | 1028.65 | 285.1063 | -6.98 | 8.9406 | 7.395 | -1.78 | 14.1203 | 1.2375 | 45.5928 | 2025-12-05 | 2025_12_05 Hr 04 | 80.6412 | 3.6e-05 | -1028.65 | -378.5507 | 339.2744 | 906.0565 | 142.6568 | 19.213 | 0 | 106.2922 | 117.2538 | 115.7285 | 23.1226 | 192.1628 | 286.6375 | 0 | 7.2532 | 0 | 247.9653 | 0 | 148.9151 | 0
2025_12_05 Hr 05 | 0 | 0 | 0 | 3.8622 | 3.8622 | 3.8116 | 3.8622 | 3.8622 | 3.8622 | 64.0334 | 0 | 0.084 | 85 | 0 | 96.0814 | 96.0814 | 286.6375 | 0 | 0.00697 | 0.084 | 0.03454 | 0 | 0 | 0.29046 | 0.2376 | 0 | 7.2532 | 247.9653 | 0 | 0 | 0 | 0 | 18.046 | 44.1474 | 0 | 0 | -346.3779 | 0.7527 | 12.7276 | 0.55 | -1 | -4.2 | 14.0893 | 0 | 0 | 13.9278 | 13.9278 | 13.9278 | 13.9278 | 16.1951 | 30.7476 | 0 | 0 | 9.8351 | 18.2757 | 0 | 71.2258 | 77.6894 | 17.9304 | 1149.782 | 29.6237 | 54.4915 | 0 | 0.5138 | 0 | 14.074 | 3.248 | 0 | 1074.95 | 278.5257 | -6.98 | 8.9406 | 7.395 | -1.78 | 14.4678 | 1.268 | 46.9971 | 2025-12-05 | 2025_12_05 Hr 05 | 80.2046 | 6e-05 | -1074.95 | -346.3779 | 362.3804 | 906.0565 | 133.678 | 19.213 | 0 | 107.7859 | 136.4679 | 118.1266 | 23.1226 | 192.1628 | 286.6375 | 0 | 7.2532 | 0 | 247.9653 | 0 | 148.9151 | 0
2025_12_05 Hr 06 | 0 | 0 | 0 | 3.8622 | 3.8622 | 3.8116 | 3.8622 | 3.8622 | 3.8622 | 89.3513 | 0 | 0.084 | 79 | 0 | 96.0814 | 96.0814 | 286.6375 | 15.29 | 0.00697 | 0.084 | 0.03454 | 0 | 0 | 0.29046 | 0.2376 | 0 | 7.2532 | 247.9653 | 0 | 0 | 0 | 0 | 19.7074 | 48.2119 | 0 | 0 | -366.0663 | 0.7527 | 12.7276 | 0.55 | -1 | -4.2 | 14.0893 | 0 | 0 | 23.2903 | 23.2903 | 23.2903 | 23.2903 | 27.0817 | 32.7483 | 0 | 0 | 9.8351 | 18.2757 | 0 | 71.2258 | 77.6894 | 19.9548 | 1244.452 | 32.3511 | 59.5084 | 0 | 0.5138 | 0 | 14.074 | 3.248 | 0 | 1157.15 | 285.7439 | -6.98 | 8.9406 | 7.395 | -1.78 | 15.7998 | 1.3847 | 50.5009 | 2025-12-05 | 2025_12_05 Hr 06 | 89.4195 | 4e-05 | -1157.15 | -366.0663 | 450.9537 | 921.3465 | 131.7031 | 19.213 | 0 | 113.5119 | 210.1221 | 127.3197 | 23.1226 | 192.1628 | 286.6375 | 15.29 | 7.2532 | 0 | 247.9653 | 0 | 148.9151 | 0
2025_12_05 Hr 07 | 0 | 0 | 0 | 3.8622 | 3.8622 | 3.8116 | 3.8622 | 3.8622 | 3.8622 | 118.8406 | -14.3 | 0.084 | 65 | 0 | 96.0814 | 96.0814 | 285.811 | 15.21 | 0.00697 | 0.084 | 0.03454 | 0 | 0 | 0.29046 | 0.2376 | 0 | 7.2532 | 247.9653 | 0 | 0 | 0 | 0 | 21.6426 | 52.9462 | 0 | 0 | -346.8619 | 0.7527 | 12.7276 | 0.55 | -1 | -4.2 | 14.0893 | 0 | 0 | 34.1952 | 34.1952 | 34.1952 | 34.1952 | 39.7619 | 39.6981 | 0 | 0 | 9.8351 | 18.2757 | 0 | 70.8723 | 77.3038 | 24.8712 | 1335.266 | 35.5278 | 65.3519 | 0 | 0.5138 | 0 | 14.074 | 3.248 | 0 | 1261.442 | 294.3178 | -21.28 | 8.9406 | 7.395 | -1.78 | 17.3513 | 1.5207 | 54.365 | 2025-12-05 | 2025_12_05 Hr 07 | 92.849 | -0.000276 | -1261.442 | -346.8619 | 539.8203 | 919.701 | 129.5693 | 19.213 | 0 | 120.1813 | 295.9115 | 123.7274 | 23.1226 | 192.1628 | 285.811 | 15.21 | 7.2532 | 0 | 247.9653 | 0 | 148.1762 | 0
2025_12_05 Hr 08 | 0 | 0 | 0 | 3.8622 | 3.8622 | 3.8116 | 3.8622 | 3.8622 | 3.8622 | 135.6998 | -14.3 | 0.084 | 43 | 0 | 96.0814 | 96.0814 | 285.811 | 15.21 | 0.00697 | 0.084 | 0.03454 | 0 | 0 | 0.29046 | 0.2376 | 0 | 7.2532 | 247.9653 | 0 | 0 | 0 | 0 | 22.749 | 55.6528 | 0 | 0 | -313.2506 | 0.7527 | 12.7276 | 0.55 | -1 | -4.2 | 14.0893 | 0 | 0 | 40.4297 | 40.4297 | 40.4297 | 40.4297 | 47.0113 | 35.802 | 0 | 0 | 9.8351 | 18.2757 | 0 | 70.8723 | 77.3038 | 22.9914 | 1388.125 | 37.344 | 68.6927 | 0 | 0.5138 | 0 | 14.074 | 3.248 | 0 | 1326.258 | 272.6635 | -21.28 | 8.9406 | 7.395 | -1.78 | 18.2383 | 1.5984 | 56.4813 | 2025-12-05 | 2025_12_05 Hr 08 | 94.7238 | 0.000301 | -1326.258 | -313.2506 | 598.8014 | 919.701 | 101.7934 | 19.213 | 0 | 123.9943 | 344.958 | 129.8491 | 23.1226 | 192.1628 | 285.811 | 15.21 | 7.2532 | 0 | 247.9653 | 0 | 148.1762 | 0
2025_12_05 Hr 09 | 2.0713 | 0.000495 | 0.013959 | 3.8622 | 3.8622 | 3.8116 | 3.8622 | 3.8622 | 3.8622 | 132.0789 | -14.3 | 0.084 | 32 | 0 | 96.0814 | 96.0814 | 285.811 | 15.21 | 0.00697 | 0.084 | 0.03454 | 0 | 0 | 0.29046 | 0.2376 | 0 | 7.2532 | 247.9653 | 0 | 0 | 0 | 0 | 22.5114 | 55.0714 | 0 | 0 | -274.763 | 0.7527 | 12.7276 | 0.55 | -1 | -4.2 | 14.0893 | 0 | 0 | 39.0907 | 39.0907 | 39.0907 | 39.0907 | 45.4543 | 29.7999 | 0 | 0 | 9.8351 | 18.2757 | 0 | 70.8723 | 77.3038 | 18.9426 | 1376.786 | 36.9539 | 67.9751 | 0 | 0.5138 | -2.0713 | 14.074 | 3.248 | 0 | 1331.042 | 252.3696 | -23.3513 | 8.9406 | 7.395 | -1.78 | 18.0478 | 1.5817 | 56.1637 | 2025-12-05 | 2025_12_05 Hr 09 | 86.0142 | -0.000261 | -1331.042 | -274.763 | 586.1337 | 919.701 | 80.757 | 19.213 | 0 | 123.1754 | 334.4241 | 128.5343 | 23.1226 | 192.1628 | 285.811 | 15.21 | 7.2532 | 0 | 247.9653 | 0 | 148.1762 | 0
2025_12_05 Hr 10 | 1.0315 | 0.00363 | 0.10237 | 3.8622 | 3.8622 | 3.8116 | 3.8622 | 3.8622 | 3.8622 | 135.0915 | -14.3 | 0.084 | 23 | 0 | 96.0814 | 96.0814 | 285.811 | 15.21 | 0.00697 | 0.084 | 0.03454 | 0 | 0 | 0.29046 | 0.2376 | 0 | 7.2532 | 247.9653 | 0 | 0 | 0 | 0 | 22.7091 | 55.5551 | 0 | 0 | -283.1535 | 0.7527 | 12.7276 | 0.55 | -1 | -4.2 | 14.0893 | 0 | 0 | 40.2048 | 40.2048 | 40.2048 | 40.2048 | 46.7497 | 31.8006 | 0 | 0 | 9.8351 | 18.2757 | 0 | 70.8723 | 77.3038 | 14.0262 | 1386.32 | 37.2785 | 68.5721 | 0 | 0.5138 | -1.0315 | 14.074 | 3.248 | 0 | 1321.367 | 240.5112 | -22.3115 | 8.9406 | 7.395 | -1.78 | 18.2063 | 1.5956 | 55.8922 | 2025-12-05 | 2025_12_05 Hr 10 | 70.5518 | -0.00034 | -1321.367 | -283.1535 | 596.6733 | 919.701 | 68.9328 | 19.213 | 0 | 123.8567 | 343.1884 | 129.6282 | 23.1226 | 192.1628 | 285.811 | 15.21 | 7.2532 | 0 | 247.9653 | 0 | 148.1762 | 0
2025_12_05 Hr 11 | 1.5505 | 0.00159 | 0.044838 | 3.8622 | 3.8622 | 3.8116 | 3.8622 | 3.8622 | 3.8622 | 131.8761 | -14.3 | 0.084 | 12 | 0 | 96.0814 | 96.0814 | 285.811 | 15.21 | 0.00697 | 0.084 | 0.03454 | 0 | 0 | 0.29046 | 0.2376 | 0 | 7.2532 | 247.9653 | 0 | 0 | 0 | 0 | 22.4981 | 55.0389 | 0 | 0 | -249.8656 | 0.7527 | 12.7276 | 0.55 | -1 | -4.2 | 14.0893 | 0 | 0 | 39.0157 | 39.0157 | 39.0157 | 39.0157 | 45.3671 | 35.802 | 0 | 0 | 9.8351 | 18.2757 | 0 | 70.8723 | 77.3038 | 1.0122 | 1376.181 | 36.9321 | 67.935 | 0 | 0.5138 | -1.5505 | 14.074 | 3.248 | 0 | 1323.333 | 219.8481 | -22.8305 | 8.9406 | 7.395 | -1.78 | 18.0371 | 1.5808 | 55.5318 | 2025-12-05 | 2025_12_05 Hr 11 | 78.5602 | 0.000368 | -1323.333 | -249.8656 | 585.4243 | 919.701 | 48.8606 | 19.213 | 0 | 123.1295 | 333.8341 | 128.4607 | 23.1226 | 192.1628 | 285.811 | 15.21 | 7.2532 | 0 | 247.9653 | 0 | 148.1762 | 0
2025_12_05 Hr 12 | 2.0696 | 0.006195 | 0.1747 | 3.8622 | 3.8622 | 3.8116 | 3.8622 | 3.8622 | 3.8622 | 128.2841 | -14.3 | 0.084 | 6 | 0 | 96.0814 | 96.0814 | 285.811 | 15.21 | 0.00697 | 0.084 | 0.03454 | 0 | 0 | 0.29046 | 0.2376 | 0 | 7.2532 | 247.9653 | 0 | 0 | 0 | 0 | 22.2623 | 54.4622 | 0 | 0 | -244.279 | 0.7527 | 12.7276 | 0.55 | -1 | -4.2 | 14.0893 | 0 | 0 | 37.6874 | 37.6874 | 37.6874 | 37.6874 | 43.8226 | 42.7518 | 0 | 0 | 9.8351 | 18.2757 | 0 | 70.8723 | 77.3038 | 2.0244 | 1365.049 | 36.5451 | 67.2232 | 0 | 0.5138 | -2.0696 | 14.074 | 3.248 | 0 | 1318.45 | 221.0294 | -23.3496 | 8.9406 | 7.395 | -1.78 | 17.8481 | 1.5642 | 55.2655 | 2025-12-05 | 2025_12_05 Hr 12 | 78.9645 | -1.8e-05 | -1318.45 | -244.279 | 572.8578 | 919.701 | 50.9571 | 19.213 | 0 | 122.3171 | 323.3843 | 127.1564 | 23.1226 | 192.1628 | 285.811 | 15.21 | 7.2532 | 0 | 247.9653 | 0 | 148.1762 | 0
2025_12_05 Hr 13 | 1.0315 | 0.00426 | 0.12013 | 3.8622 | 3.8622 | 3.8116 | 3.8622 | 3.8622 | 3.8622 | 126.2563 | -14.3 | 0.084 | 2 | 0 | 96.0814 | 96.0814 | 285.811 | 15.21 | 0.00697 | 0.084 | 0.03454 | 0 | 0 | 0.29046 | 0.2376 | 0 | 7.2532 | 247.9653 | 0 | 0 | 0 | 0 | 22.1293 | 54.1367 | 0 | 0 | -255.4779 | 0.7527 | 12.7276 | 0.55 | -1 | -4.2 | 14.0893 | 0 | 0 | 36.9376 | 36.9376 | 36.9376 | 36.9376 | 42.9507 | 47.7009 | 0 | 0 | 9.8351 | 18.2757 | 0 | 70.8723 | 77.3038 | 4.9164 | 1358.637 | 36.3267 | 66.8214 | 0 | 0.5138 | -1.0315 | 14.074 | 3.248 | 0 | 1303.942 | 223.0942 | -22.3115 | 8.9406 | 7.395 | -1.78 | 17.7414 | 1.5549 | 54.8402 | 2025-12-05 | 2025_12_05 Hr 13 | 78.7118 | -0.00032 | -1303.942 | -255.4779 | 565.7638 | 919.701 | 54.7417 | 19.213 | 0 | 121.8585 | 317.4852 | 126.4201 | 23.1226 | 192.1628 | 285.811 | 15.21 | 7.2532 | 0 | 247.9653 | 0 | 148.1762 | 0
2025_12_05 Hr 14 | 0.51906 | 0.00333 | 0.093906 | 3.8622 | 3.8622 | 3.8116 | 3.8622 | 3.8622 | 3.8622 | 120.8683 | -14.3 | 0.084 | 0 | 0 | 96.0814 | 96.0814 | 285.811 | 15.21 | 0.00697 | 0.084 | 0.03454 | 0 | 0 | 0.29046 | 0.2376 | 2.5222 | 7.2532 | 247.9653 | 0 | 0 | 0 | 0 | 21.7757 | 53.2717 | 0 | 0 | -251.2823 | 0.7527 | 12.7276 | 0.45833 | -1 | -4.2 | 14.0893 | 0 | 0 | 34.9451 | 34.9451 | 34.9451 | 34.9451 | 40.6338 | 37.6974 | 0 | 0 | 9.8351 | 18.2757 | 0 | 70.8723 | 77.3038 | 1.0122 | 1344.24 | 35.7463 | 65.7537 | 0 | 0.5138 | -0.51906 | 14.074 | 3.248 | 0 | 1275.875 | 204.7167 | -21.7991 | 8.9406 | 7.395 | -1.78 | 17.458 | 1.53 | 53.6759 | 2025-12-05 | 2025_12_05 Hr 14 | 79.0285 | -2e-06 | -1275.875 | -251.2823 | 546.9142 | 922.2233 | 38.8068 | 19.213 | 0 | 120.6399 | 301.8105 | 124.4637 | 23.1226 | 192.1628 | 285.811 | 15.21 | 7.2532 | 2.5222 | 247.9653 | 0 | 148.1762 | 0
2025_12_05 Hr 15 | 0.52072 | 0.002055 | 0.057951 | 3.8622 | 3.8622 | 3.8116 | 3.8622 | 3.8622 | 3.8622 | 123.0699 | -14.3 | 0.084 | 0 | 0 | 96.0814 | 96.0814 | 285.811 | 15.21 | 0.00697 | 0.084 | 0.03454 | 0 | 0 | 0.29046 | 0.2376 | 20.6225 | 7.2532 | 247.9653 | 0 | 0 | 0 | 0 | 21.9202 | 53.6251 | 0 | 0 | -272.6019 | 0.7527 | 12.7276 | 0 | -1 | -4.2 | 14.0893 | 0 | 0 | 35.7592 | 35.7592 | 35.7592 | 35.7592 | 41.5805 | 37.6974 | 0 | 0 | 9.8351 | 18.2757 | 0 | 70.8723 | 77.3038 | 0 | 1369.207 | 35.9834 | 66.1899 | 0 | 0.5138 | -0.52072 | 14.074 | 3.248 | 0 | 1279.308 | 204.5043 | -21.8007 | 8.9406 | 7.395 | -1.78 | 17.5738 | 1.5402 | 54.0859 | 2025-12-05 | 2025_12_05 Hr 15 | 81.5594 | 0.000349 | -1279.308 | -272.6019 | 554.6163 | 940.3236 | 37.7574 | 19.213 | 0 | 121.1379 | 308.2153 | 125.2631 | 23.1226 | 192.1628 | 285.811 | 15.21 | 7.2532 | 20.6225 | 247.9653 | 0 | 148.1762 | 0
2025_12_05 Hr 16 | 0 | 0.00105 | 0.02961 | 3.8622 | 3.8622 | 3.8116 | 3.8622 | 3.8622 | 3.8622 | 124.8659 | -14.3 | 0.084 | 0 | 0 | 96.0814 | 96.0814 | 285.811 | 15.21 | 0.00697 | 0.084 | 0.03454 | 0 | 0 | 0.29046 | 0.2376 | 30.0275 | 7.2532 | 247.9653 | 0 | 0 | 0 | 0 | 22.038 | 53.9135 | 0 | 0 | -289.4151 | 0.7527 | 12.7276 | 0 | -1 | -4.2 | 14.0893 | 0 | 0 | 36.4234 | 36.4234 | 36.4234 | 36.4234 | 42.3528 | 42.7518 | 0 | 0 | 9.8351 | 18.2757 | 0 | 70.8723 | 77.3038 | 0 | 1384.214 | 36.1769 | 66.5458 | 0 | 0.5138 | 0 | 14.074 | 3.248 | 0 | 1283.208 | 209.6891 | -21.28 | 8.9406 | 7.395 | -1.78 | 17.6683 | 1.5485 | 54.4611 | 2025-12-05 | 2025_12_05 Hr 16 | 83.8415 | 0.000416 | -1283.208 | -289.4151 | 560.8995 | 949.7286 | 42.7825 | 19.213 | 0 | 121.5441 | 313.4402 | 125.9152 | 23.1226 | 192.1628 | 285.811 | 15.21 | 7.2532 | 30.0275 | 247.9653 | 0 | 148.1762 | 0
2025_12_05 Hr 17 | 0 | 0.000525 | 0.014805 | 3.8622 | 3.8622 | 3.8116 | 3.8622 | 3.8622 | 3.8622 | 137.2931 | -14.3 | 0.084 | 0 | 0 | 96.0814 | 96.0814 | 285.811 | 15.21 | 0.00697 | 0.084 | 0.03454 | 0 | 0 | 0.29046 | 0.2376 | 42.8021 | 7.2532 | 247.9653 | 0 | 0 | 0 | 0 | 22.8535 | 55.9085 | 0 | 0 | -269.1966 | 0.7527 | 12.7276 | 0 | -1 | -4.2 | 14.0893 | 0 | 0 | 41.0189 | 41.0189 | 41.0189 | 41.0189 | 47.6964 | 39.6981 | 0 | 0 | 9.8351 | 18.2757 | 0 | 70.8723 | 77.3038 | 0 | 1435.938 | 37.5156 | 69.0084 | 0 | 0.5138 | 0 | 14.074 | 3.248 | 0 | 1356.608 | 211.1473 | -21.28 | 8.9406 | 7.395 | -1.78 | 18.3221 | 1.6058 | 57.0924 | 2025-12-05 | 2025_12_05 Hr 17 | 98.8736 | 0.000378 | -1356.608 | -269.1966 | 604.3753 | 962.5032 | 39.7134 | 19.213 | 0 | 124.3546 | 349.5931 | 130.4276 | 23.1226 | 192.1628 | 285.811 | 15.21 | 7.2532 | 42.8021 | 247.9653 | 0 | 148.1762 | 0
2025_12_05 Hr 18 | 0 | 0.00012 | 0.003384 | 3.8622 | 3.8622 | 3.8116 | 3.8622 | 3.8622 | 3.8622 | 142.3045 | -14.3 | 0.084 | 4 | 0 | 96.0814 | 96.0814 | 285.811 | 15.21 | 0.00697 | 0.084 | 0.03454 | 0 | 0 | 0.29046 | 0.2376 | 46.06 | 7.2532 | 247.9653 | 0 | 0 | 0 | 0 | 23.1824 | 56.7131 | 0 | 0 | -287.3076 | 0.7527 | 12.7276 | 0 | -1 | -4.2 | 14.0893 | 0 | 0 | 42.8721 | 42.8721 | 42.8721 | 42.8721 | 49.8513 | 39.6981 | 0 | 0 | 9.8351 | 18.2757 | 0 | 70.8723 | 77.3038 | 2.0244 | 1454.897 | 38.0555 | 70.0014 | 0 | 0.5138 | 0 | 14.074 | 3.248 | 0 | 1365.3 | 218.991 | -21.28 | 8.9406 | 7.395 | -1.78 | 18.5858 | 1.6289 | 57.6738 | 2025-12-05 | 2025_12_05 Hr 18 | 104.1644 | -2.1e-05 | -1365.3 | -287.3076 | 621.9075 | 965.761 | 45.726 | 19.213 | 0 | 125.4881 | 364.1722 | 132.2473 | 23.1226 | 192.1628 | 285.811 | 15.21 | 7.2532 | 46.06 | 247.9653 | 0 | 148.1762 | 0
2025_12_05 Hr 19 | 0 | 0 | 0 | 3.8622 | 3.8622 | 3.8116 | 3.8622 | 3.8622 | 3.8622 | 133.2955 | -14.3 | 0.084 | 8 | 0 | 96.0814 | 96.0814 | 285.811 | 15.21 | 0.00697 | 0.084 | 0.03454 | 0 | 0 | 0.29046 | 0.2376 | 46.06 | 7.2532 | 247.9653 | 0 | 0 | 0 | 0 | 22.5912 | 55.2668 | 0 | 0 | -289.8113 | 0.7527 | 12.7276 | 0 | -1 | -4.2 | 14.0893 | 0 | 0 | 39.5406 | 39.5406 | 39.5406 | 39.5406 | 45.9775 | 44.6472 | 0 | 0 | 9.8351 | 18.2757 | 0 | 70.8723 | 77.3038 | 0 | 1426.647 | 37.085 | 68.2162 | 0 | 0.5138 | 0 | 14.074 | 3.248 | 0 | 1338.2 | 222.6443 | -21.28 | 8.9406 | 7.395 | -1.78 | 18.1118 | 1.5873 | 56.637 | 2025-12-05 | 2025_12_05 Hr 19 | 100.1065 | 1.5e-05 | -1338.2 | -289.8113 | 590.3901 | 965.761 | 52.6472 | 19.213 | 0 | 123.4505 | 337.9635 | 128.9761 | 23.1226 | 192.1628 | 285.811 | 15.21 | 7.2532 | 46.06 | 247.9653 | 0 | 148.1762 | 0
2025_12_05 Hr 20 | 0 | 0 | 0 | 3.8622 | 3.8622 | 3.8116 | 3.8622 | 3.8622 | 3.8622 | 115.6251 | -14.3 | 0.084 | 12 | 0 | 96.0814 | 96.0814 | 285.811 | 15.21 | 0.00697 | 0.084 | 0.03454 | 0 | 0 | 0.29046 | 0.2376 | 46.06 | 7.2532 | 247.9653 | 0 | 0 | 0 | 0 | 21.4316 | 52.43 | 0 | 0 | -243.7782 | 0.7527 | 12.7276 | 0 | -1 | -4.2 | 14.0893 | 0 | 0 | 33.0062 | 33.0062 | 33.0062 | 33.0062 | 38.3793 | 45.7002 | 0 | 0 | 9.8351 | 18.2757 | 0 | 70.8723 | 77.3038 | 2.0244 | 1371.244 | 35.1814 | 64.7147 | 0 | 0.5138 | 0 | 14.074 | 3.248 | 0 | 1329.492 | 223.3055 | -21.28 | 8.9406 | 7.395 | -1.78 | 17.1821 | 1.5059 | 55.6876 | 2025-12-05 | 2025_12_05 Hr 20 | 97.6379 | -0.000352 | -1329.492 | -243.7782 | 528.5712 | 965.761 | 59.7246 | 19.213 | 0 | 119.4541 | 286.5572 | 122.5599 | 23.1226 | 192.1628 | 285.811 | 15.21 | 7.2532 | 46.06 | 247.9653 | 0 | 148.1762 | 0
2025_12_05 Hr 21 | 0 | 0 | 0 | 3.8622 | 3.8622 | 3.8116 | 3.8622 | 3.8622 | 3.8622 | 112.0331 | -14.3 | 0.084 | 27 | 0 | 96.0814 | 96.0814 | 285.811 | 15.21 | 0.00697 | 0.084 | 0.03454 | 0 | 0 | 0.29046 | 0.2376 | 46.06 | 7.2532 | 247.9653 | 0 | 0 | 0 | 0 | 21.1959 | 51.8533 | 0 | 0 | -287.6424 | 0.7527 | 12.7276 | 0 | -1 | -4.2 | 14.0893 | 0 | 0 | 31.6779 | 31.6779 | 31.6779 | 31.6779 | 36.8347 | 44.6472 | 0 | 0 | 9.8351 | 18.2757 | 0 | 70.8723 | 77.3038 | 4.9164 | 1359.982 | 34.7945 | 64.0029 | 0 | 0.5138 | 0 | 14.074 | 3.248 | 0 | 1289.9 | 238.8403 | -21.28 | 8.9406 | 7.395 | -1.78 | 16.9931 | 1.4893 | 54.7019 | 2025-12-05 | 2025_12_05 Hr 21 | 97.9263 | -5e-06 | -1289.9 | -287.6424 | 516.0047 | 965.761 | 76.5636 | 19.213 | 0 | 118.6417 | 276.1074 | 121.2556 | 23.1226 | 192.1628 | 285.811 | 15.21 | 7.2532 | 46.06 | 247.9653 | 0 | 148.1762 | 0
2025_12_05 Hr 22 | 0 | 0 | 0 | 3.8622 | 3.8622 | 3.8116 | 3.8622 | 3.8622 | 3.8622 | 98.5631 | -14.3 | 0.084 | 35 | 0 | 96.0814 | 96.0814 | 285.811 | 15.21 | 0.00697 | 0.084 | 0.03454 | 0 | 0 | 0.29046 | 0.2376 | 46.06 | 7.2532 | 247.9653 | 0 | 0 | 0 | 0 | 20.3119 | 49.6908 | 0 | 0 | -298.8465 | 0.7527 | 12.7276 | 0 | -1 | -4.2 | 14.0893 | 0 | 0 | 26.6967 | 26.6967 | 26.6967 | 26.6967 | 31.0427 | 40.7511 | 0 | 0 | 9.8351 | 18.2757 | 0 | 70.8723 | 77.3038 | 6.9408 | 1317.749 | 33.3434 | 61.3338 | 0 | 0.5138 | 0 | 14.074 | 3.248 | 0 | 1237.7 | 240.0775 | -21.28 | 8.9406 | 7.395 | -1.78 | 16.2844 | 1.4272 | 52.7888 | 2025-12-05 | 2025_12_05 Hr 22 | 90.6249 | -5e-06 | -1237.7 | -298.8465 | 468.8805 | 965.761 | 82.6919 | 19.213 | 0 | 115.5953 | 236.9207 | 116.3645 | 23.1226 | 192.1628 | 285.811 | 15.21 | 7.2532 | 46.06 | 247.9653 | 0 | 148.1762 | 0
2025_12_05 Hr 23 | 0 | 0 | 0 | 3.8622 | 3.8622 | 3.8116 | 3.8622 | 3.8622 | 3.8622 | 83.9343 | 0 | 0.084 | 55 | 0 | 96.0814 | 96.0814 | 286.6375 | 15.29 | 0.00697 | 0.084 | 0.03454 | 0 | 0 | 0.29046 | 0.2376 | 46.06 | 7.2532 | 247.9653 | 0 | 0 | 0 | 0 | 19.3519 | 47.3423 | 0 | 0 | -359.6921 | 0.7527 | 12.7276 | 0 | -1 | -4.2 | 14.0893 | 0 | 0 | 21.2871 | 21.2871 | 21.2871 | 21.2871 | 24.7524 | 36.7497 | 0 | 0 | 9.8351 | 18.2757 | 0 | 71.2258 | 77.6894 | 5.9286 | 1273.528 | 31.7675 | 58.435 | 0 | 0.5138 | 0 | 14.074 | 3.248 | 0 | 1156.608 | 249.7521 | -6.98 | 8.9406 | 7.395 | -1.78 | 15.5148 | 1.3597 | 50.3884 | 2025-12-05 | 2025_12_05 Hr 23 | 98.5471 | 0.000392 | -1156.608 | -359.6921 | 432.0027 | 967.4065 | 97.6783 | 19.213 | 0 | 112.2868 | 194.3631 | 125.3527 | 23.1226 | 192.1628 | 286.6375 | 15.29 | 7.2532 | 46.06 | 247.9653 | 0 | 148.9151 | 0
2025_12_05 Hr 24 | 0 | 0 | 0 | 3.8622 | 3.8622 | 3.8116 | 3.8622 | 3.8622 | 3.8622 | 63.6568 | 0 | 0.084 | 55 | 0 | 96.0814 | 96.0814 | 286.6375 | 0 | 0.00697 | 0.084 | 0.03454 | 0 | 0 | 0.29046 | 0.2376 | 46.06 | 7.2532 | 247.9653 | 0 | 0 | 0 | 0 | 18.0213 | 44.0869 | 0 | 0 | -332.4541 | 0.7527 | 12.7276 | 0 | -1 | -4.2 | 14.0893 | 0 | 0 | 13.7886 | 13.7886 | 13.7886 | 13.7886 | 16.0332 | 36.7497 | 0 | 0 | 9.8351 | 18.2757 | 0 | 71.2258 | 77.6894 | 5.9286 | 1194.661 | 29.5831 | 54.4168 | 0 | 0.5138 | 0 | 14.074 | 3.248 | 0 | 1097.617 | 242.3893 | -6.98 | 8.9406 | 7.395 | -1.78 | 14.448 | 1.2662 | 47.7014 | 2025-12-05 | 2025_12_05 Hr 24 | 94.5276 | -0.000276 | -1097.617 | -332.4541 | 361.063 | 952.1165 | 97.6783 | 19.213 | 0 | 107.7007 | 135.3723 | 117.9899 | 23.1226 | 192.1628 | 286.6375 | 0 | 7.2532 | 46.06 | 247.9653 | 0 | 148.9151 | 0
2025_12_06 Hr 01 | 0 | 0 | 0 | 3.8622 | 3.8622 | 3.8116 | 3.8622 | 3.8622 | 3.8622 | 66.1992 | 0 | 0.084 | 54 | 0 | 96.0814 | 96.0814 | 286.6375 | 0 | 0.00697 | 0.084 | 0.03454 | 0 | 0 | 0.29046 | 0.2376 | 46.06 | 7.2532 | 247.9653 | 0 | 0 | 0 | 0 | 18.7542 | 46.0112 | 0 | 0 | -380.2893 | 0.7527 | 12.737 | 0 | -1 | -4.2 | 14.1139 | 0 | 0 | 15.1928 | 15.1928 | 15.1928 | 15.1928 | 17.6661 | 37.6974 | 0 | 0 | 9.8336 | 17.1711 | 0 | 71.2258 | 77.6894 | 6.9408 | 1207.142 | 28.343 | 52.1569 | 0 | 0.5138 | 0 | 14.074 | 3.248 | 0 | 1057.983 | 238.1102 | -6.98 | 8.9394 | 7.395 | -1.78 | 13.866 | 1.2139 | 46.7663 | 2025-12-06 | 2025_12_06 Hr 01 | 100.164 | 0.000394 | -1057.983 | -380.2893 | 368.305 | 952.1165 | 98.6382 | 19.213 | 0 | 110.3894 | 145.1647 | 112.7509 | 23.1226 | 192.1628 | 286.6375 | 0 | 7.2532 | 46.06 | 247.9653 | 0 | 148.9151 | 0
2025_12_06 Hr 02 | 0 | 0 | 0 | 3.8622 | 3.8622 | 3.8116 | 3.8622 | 3.8622 | 3.8622 | 63.7518 | 0 | 0.084 | 60 | 0 | 96.0814 | 96.0814 | 286.6375 | 0 | 0.00697 | 0.084 | 0.03454 | 0 | 0 | 0.29046 | 0.2376 | 46.06 | 7.2532 | 247.9653 | 0 | 0 | 0 | 0 | 18.5826 | 45.5902 | 0 | 0 | -395.9321 | 0.7527 | 12.737 | 0 | -1 | -4.2 | 14.1139 | 0 | 0 | 14.2868 | 14.2868 | 14.2868 | 14.2868 | 16.6126 | 34.749 | 0 | 0 | 9.8336 | 17.1711 | 0 | 71.2258 | 77.6894 | 6.9408 | 1199.425 | 28.0837 | 51.6797 | 0 | 0.5138 | 0 | 14.074 | 3.248 | 0 | 1036.8 | 240.2872 | -6.98 | 8.9394 | 7.395 | -1.78 | 13.7392 | 1.2028 | 46.136 | 2025-12-06 | 2025_12_06 Hr 02 | 95.3615 | 4.7e-05 | -1036.8 | -395.9321 | 359.7128 | 952.1165 | 101.6898 | 19.213 | 0 | 109.7968 | 138.0397 | 111.8763 | 23.1226 | 192.1628 | 286.6375 | 0 | 7.2532 | 46.06 | 247.9653 | 0 | 148.9151 | 0
2025_12_06 Hr 03 | 0 | 0 | 0 | 3.8622 | 3.8622 | 3.8116 | 3.8622 | 3.8622 | 3.8622 | 64.9903 | 0 | 0.084 | 66 | 0 | 96.0814 | 96.0814 | 286.6375 | 0 | 0.00697 | 0.084 | 0.03454 | 0 | 0 | 0.29046 | 0.2376 | 46.06 | 7.2532 | 247.9653 | 0 | 0 | 0 | 0 | 18.6695 | 45.8032 | 0 | 0 | -402.2664 | 0.7527 | 12.737 | 0 | -1 | -4.2 | 14.1139 | 0 | 0 | 14.7453 | 14.7453 | 14.7453 | 14.7453 | 17.1457 | 30.7476 | 0 | 0 | 9.8336 | 17.1711 | 0 | 71.2258 | 77.6894 | 5.9286 | 1203.33 | 28.2149 | 51.9212 | 0 | 0.5138 | 0 | 14.074 | 3.248 | 0 | 1035.8 | 241.7162 | -6.98 | 8.9394 | 7.395 | -1.78 | 13.8034 | 1.2084 | 46.1798 | 2025-12-06 | 2025_12_06 Hr 03 | 95.3644 | -2.3e-05 | -1035.8 | -402.2664 | 364.0606 | 952.1165 | 102.6762 | 19.213 | 0 | 110.0966 | 141.6451 | 112.3189 | 23.1226 | 192.1628 | 286.6375 | 0 | 7.2532 | 46.06 | 247.9653 | 0 | 148.9151 | 0
2025_12_06 Hr 04 | 0 | 0 | 0 | 3.8622 | 3.8622 | 3.8116 | 3.8622 | 3.8622 | 3.8622 | 61.098 | 0 | 0.084 | 67 | 0 | 96.0814 | 96.0814 | 286.6375 | 0 | 0.00697 | 0.084 | 0.03454 | 0 | 0 | 0.29046 | 0.2376 | 46.06 | 7.2532 | 247.9653 | 0 | 0 | 0 | 0 | 18.3966 | 45.1337 | 0 | 0 | -402.2104 | 0.7527 | 12.737 | 0 | -1 | -4.2 | 14.1139 | 0 | 0 | 13.3044 | 13.3044 | 13.3044 | 13.3044 | 15.4702 | 32.7483 | 0 | 0 | 9.8336 | 17.1711 | 0 | 71.2258 | 77.6894 | 3.0366 | 1191.057 | 27.8025 | 51.1622 | 0 | 0.5138 | 0 | 14.074 | 3.248 | 0 | 1022.3 | 240.434 | -6.98 | 8.9394 | 7.395 | -1.78 | 13.6016 | 1.1907 | 45.6462 | 2025-12-06 | 2025_12_06 Hr 04 | 97.169 | 0.000103 | -1022.3 | -402.2104 | 350.3961 | 952.1165 | 102.7849 | 19.213 | 0 | 109.1542 | 130.3139 | 110.928 | 23.1226 | 192.1628 | 286.6375 | 0 | 7.2532 | 46.06 | 247.9653 | 0 | 148.9151 | 0
2025_12_06 Hr 05 | 0 | 0 | 0 | 3.8622 | 3.8622 | 3.8116 | 3.8622 | 3.8622 | 3.8622 | 65.1967 | 0 | 0.084 | 66 | 0 | 96.0814 | 96.0814 | 286.6375 | 0 | 0.00697 | 0.084 | 0.03454 | 0 | 0 | 0.29046 | 0.2376 | 46.06 | 7.2532 | 247.9653 | 0 | 0 | 0 | 0 | 18.6839 | 45.8387 | 0 | 0 | -406.0412 | 0.7527 | 12.737 | 0 | -1 | -4.2 | 14.1139 | 0 | 0 | 14.8217 | 14.8217 | 14.8217 | 14.8217 | 17.2345 | 35.802 | 0 | 0 | 9.8336 | 17.1711 | 0 | 71.2258 | 77.6894 | 2.0244 | 1203.981 | 28.2368 | 51.9614 | 0 | 0.5138 | 0 | 14.074 | 3.248 | 0 | 1033.9 | 242.9401 | -6.98 | 8.9394 | 7.395 | -1.78 | 13.8141 | 1.2093 | 46.1545 | 2025-12-06 | 2025_12_06 Hr 05 | 97.1893 | 2.4e-05 | -1033.9 | -406.0412 | 364.7853 | 952.1165 | 103.8264 | 19.213 | 0 | 110.1466 | 142.246 | 112.3926 | 23.1226 | 192.1628 | 286.6375 | 0 | 7.2532 | 46.06 | 247.9653 | 0 | 148.9151 | 0
2025_12_06 Hr 06 | 0 | 0 | 0 | 3.8622 | 3.8622 | 3.8116 | 3.8622 | 3.8622 | 3.8622 | 74.9862 | 0 | 0.084 | 60 | 0 | 96.0814 | 96.0814 | 286.6375 | 0 | 0.00697 | 0.084 | 0.03454 | 0 | 0 | 0.29046 | 0.2376 | 46.06 | 7.2532 | 247.9653 | 0 | 0 | 0 | 0 | 19.3703 | 47.5227 | 0 | 0 | -400.6696 | 0.7527 | 12.737 | 0 | -1 | -4.2 | 14.1139 | 0 | 0 | 18.4458 | 18.4458 | 18.4458 | 18.4458 | 21.4486 | 36.7497 | 0 | 0 | 9.8336 | 17.1711 | 0 | 71.2258 | 77.6894 | 3.0366 | 1234.851 | 29.2741 | 53.8704 | 0 | 0.5138 | 0 | 14.074 | 3.248 | 0 | 1069.6 | 242.3983 | -6.98 | 8.9394 | 7.395 | -1.78 | 14.3216 | 1.2537 | 47.493 | 2025-12-06 | 2025_12_06 Hr 06 | 112.956 | 5.2e-05 | -1069.6 | -400.6696 | 399.1538 | 952.1165 | 99.7863 | 19.213 | 0 | 112.517 | 170.7459 | 115.8909 | 23.1226 | 192.1628 | 286.6375 | 0 | 7.2532 | 46.06 | 247.9653 | 0 | 148.9151 | 0
2025_12_06 Hr 07 | 0 | 0 | 0 | 3.8622 | 3.8622 | 3.8116 | 3.8622 | 3.8622 | 3.8622 | 90.9385 | -14.3 | 0.084 | 57 | 0 | 96.0814 | 96.0814 | 285.811 | 15.21 | 0.00697 | 0.084 | 0.03454 | 0 | 0 | 0.29046 | 0.2376 | 46.06 | 7.2532 | 247.9653 | 0 | 0 | 0 | 0 | 20.4889 | 50.2669 | 0 | 0 | -416.302 | 0.7527 | 12.737 | 0 | -1 | -4.2 | 14.1139 | 0 | 0 | 24.3512 | 24.3512 | 24.3512 | 24.3512 | 28.3154 | 36.7497 | 0 | 0 | 9.8336 | 17.1711 | 0 | 70.8723 | 77.3038 | 5.9286 | 1298.8 | 30.9645 | 56.9811 | 0 | 0.5138 | 0 | 14.074 | 3.248 | 0 | 1109.208 | 247.9907 | -21.28 | 8.9394 | 7.395 | -1.78 | 15.1486 | 1.3261 | 49.2622 | 2025-12-06 | 2025_12_06 Hr 07 | 105.7267 | 0.000337 | -1109.208 | -416.302 | 440.858 | 965.761 | 99.6783 | 19.213 | 0 | 116.3797 | 217.1869 | 107.2913 | 23.1226 | 192.1628 | 285.811 | 15.21 | 7.2532 | 46.06 | 247.9653 | 0 | 148.1762 | 0
2025_12_06 Hr 08 | 0 | 0 | 0 | 3.8622 | 3.8622 | 3.8116 | 3.8622 | 3.8622 | 3.8622 | 103.3819 | -14.3 | 0.084 | 59 | 0 | 96.0814 | 96.0814 | 285.811 | 15.21 | 0.00697 | 0.084 | 0.03454 | 0 | 0 | 0.29046 | 0.2376 | 38.2955 | 7.2532 | 247.9653 | 0 | 0 | 0 | 0 | 21.3613 | 52.4074 | 0 | 0 | -395.3203 | 0.7527 | 12.737 | 0 | -1 | -4.2 | 14.1139 | 0 | 0 | 28.9577 | 28.9577 | 28.9577 | 28.9577 | 33.6718 | 40.7511 | 0 | 0 | 9.8336 | 17.1711 | 0 | 70.8723 | 77.3038 | 4.9164 | 1330.274 | 32.2831 | 59.4075 | 0 | 0.5138 | 0 | 14.074 | 3.248 | 0 | 1171.1 | 257.4265 | -21.28 | 8.9394 | 7.395 | -1.78 | 15.7936 | 1.3826 | 51.4292 | 2025-12-06 | 2025_12_06 Hr 08 | 103.9311 | -1e-06 | -1171.1 | -395.3203 | 484.5433 | 957.9965 | 104.6675 | 19.213 | 0 | 119.3927 | 253.4127 | 111.7379 | 23.1226 | 192.1628 | 285.811 | 15.21 | 7.2532 | 38.2955 | 247.9653 | 0 | 148.1762 | 0
2025_12_06 Hr 09 | 0.33996 | 0.000195 | 0.005499 | 3.8622 | 3.8622 | 3.8116 | 3.8622 | 3.8622 | 3.8622 | 110.5472 | -14.3 | 0.084 | 65 | 0 | 96.0814 | 96.0814 | 285.811 | 15.21 | 0.00697 | 0.084 | 0.03454 | 0 | 0 | 0.29046 | 0.2376 | 30.3364 | 7.2532 | 247.9653 | 0 | 0 | 0 | 0 | 21.8637 | 53.64 | 0 | 0 | -377.0141 | 0.7527 | 12.737 | 0 | -1 | -4.2 | 14.1139 | 0 | 0 | 31.6103 | 31.6103 | 31.6103 | 31.6103 | 36.7561 | 44.6472 | 0 | 0 | 9.8336 | 17.1711 | 0 | 70.8723 | 77.3038 | 1.0122 | 1344.915 | 33.0424 | 60.8047 | 0 | 0.5138 | -0.33996 | 14.074 | 3.248 | 0 | 1212.6 | 266.319 | -21.62 | 8.9394 | 7.395 | -1.78 | 16.1651 | 1.4151 | 52.8265 | 2025-12-06 | 2025_12_06 Hr 09 | 104.3298 | 1e-05 | -1212.6 | -377.0141 | 509.6985 | 950.0375 | 110.6651 | 19.213 | 0 | 121.1277 | 274.2725 | 114.2983 | 23.1226 | 192.1628 | 285.811 | 15.21 | 7.2532 | 30.3364 | 247.9653 | 0 | 148.1762 | 0
2025_12_06 Hr 10 | 0.33664 | 0.000735 | 0.020727 | 3.8622 | 3.8622 | 3.8116 | 3.8622 | 3.8622 | 3.8622 | 124.0521 | -14.3 | 0.084 | 60 | 0 | 96.0814 | 96.0814 | 285.811 | 15.21 | 0.00697 | 0.084 | 0.03454 | 0 | 0 | 0.29046 | 0.2376 | 44.2709 | 7.2532 | 247.9653 | 0 | 0 | 0 | 0 | 22.8106 | 55.9631 | 0 | 0 | -402.3597 | 0.7527 | 12.737 | 0 | -1 | -4.2 | 14.1139 | 0 | 0 | 36.6097 | 36.6097 | 36.6097 | 36.6097 | 42.5695 | 40.7511 | 0 | 0 | 9.8336 | 17.1711 | 0 | 70.8723 | 77.3038 | 0 | 1401.451 | 34.4734 | 63.4382 | 0 | 0.5138 | -0.33664 | 14.074 | 3.248 | 0 | 1238.708 | 261.2338 | -21.6166 | 8.9394 | 7.395 | -1.78 | 16.8652 | 1.4764 | 54.1906 | 2025-12-06 | 2025_12_06 Hr 10 | 103.1308 | 0.000417 | -1238.708 | -402.3597 | 557.1106 | 963.972 | 100.7726 | 19.213 | 0 | 124.3977 | 313.5886 | 119.1242 | 23.1226 | 192.1628 | 285.811 | 15.21 | 7.2532 | 44.2709 | 247.9653 | 0 | 148.1762 | 0
2025_12_06 Hr 11 | 1.0282 | 0.00147 | 0.041454 | 3.8622 | 3.8622 | 3.8116 | 3.8622 | 3.8622 | 3.8622 | 123.2854 | -14.3 | 0.084 | 48 | 0 | 96.0814 | 96.0814 | 285.811 | 15.21 | 0.00697 | 0.084 | 0.03454 | 0 | 0 | 0.29046 | 0.2376 | 46.06 | 7.2532 | 247.9653 | 0 | 0 | 0 | 0 | 22.7569 | 55.8312 | 0 | 0 | -359.6279 | 0.7527 | 12.737 | 0 | -1 | -4.2 | 14.1139 | 0 | 0 | 36.3259 | 36.3259 | 36.3259 | 36.3259 | 42.2395 | 45.7002 | 0 | 0 | 9.8336 | 17.1711 | 0 | 70.8723 | 77.3038 | 0 | 1400.843 | 34.3922 | 63.2886 | 0 | 0.5138 | -1.0282 | 14.074 | 3.248 | 0 | 1273.508 | 254.6012 | -22.3082 | 8.9394 | 7.395 | -1.78 | 16.8254 | 1.4729 | 55.002 | 2025-12-06 | 2025_12_06 Hr 11 | 97.7269 | 0.00028 | -1273.508 | -359.6279 | 554.419 | 965.761 | 93.7431 | 19.213 | 0 | 124.2121 | 311.3566 | 118.8503 | 23.1226 | 192.1628 | 285.811 | 15.21 | 7.2532 | 46.06 | 247.9653 | 0 | 148.1762 | 0
2025_12_06 Hr 12 | 0.69982 | 0.00213 | 0.060066 | 3.8622 | 3.8622 | 3.8116 | 3.8622 | 3.8622 | 3.8622 | 119.5406 | -14.3 | 0.084 | 48 | 0 | 96.0814 | 96.0814 | 285.811 | 15.21 | 0.00697 | 0.084 | 0.03454 | 0 | 0 | 0.29046 | 0.2376 | 46.06 | 7.2532 | 247.9653 | 0 | 0 | 0 | 0 | 22.4943 | 55.187 | 0 | 0 | -344.4427 | 0.7527 | 12.737 | 0 | -1 | -4.2 | 14.1139 | 0 | 0 | 34.9396 | 34.9396 | 34.9396 | 34.9396 | 40.6275 | 40.7511 | 0 | 0 | 9.8336 | 17.1711 | 0 | 70.8723 | 77.3038 | 0 | 1389.053 | 33.9954 | 62.5584 | 0 | 0.5138 | -0.69982 | 14.074 | 3.248 | 0 | 1270.617 | 247.9862 | -21.9798 | 8.9394 | 7.395 | -1.78 | 16.6313 | 1.4559 | 54.6881 | 2025-12-06 | 2025_12_06 Hr 12 | 98.2331 | -0.000333 | -1270.617 | -344.4427 | 541.272 | 965.761 | 88.8133 | 19.213 | 0 | 123.3053 | 300.4546 | 117.5121 | 23.1226 | 192.1628 | 285.811 | 15.21 | 7.2532 | 46.06 | 247.9653 | 0 | 148.1762 | 0
2025_12_06 Hr 13 | 1.3698 | 0.002115 | 0.059643 | 3.8622 | 3.8622 | 3.8116 | 3.8622 | 3.8622 | 3.8622 | 116.2381 | -14.3 | 0.084 | 54 | 0 | 96.0814 | 96.0814 | 285.811 | 15.21 | 0.00697 | 0.084 | 0.03454 | 0 | 0 | 0.29046 | 0.2376 | 46.06 | 7.2532 | 247.9653 | 0 | 0 | 0 | 0 | 22.2628 | 54.6189 | 0 | 0 | -349.5571 | 0.7527 | 12.737 | 0 | -1 | -4.2 | 14.1139 | 0 | 0 | 33.717 | 33.717 | 33.717 | 33.717 | 39.2059 | 42.7518 | 0 | 0 | 9.8336 | 17.1711 | 0 | 70.8723 | 77.3038 | 0 | 1378.639 | 33.6454 | 61.9144 | 0 | 0.5138 | -1.3698 | 14.074 | 3.248 | 0 | 1261.908 | 255.4767 | -22.6498 | 8.9394 | 7.395 | -1.78 | 16.4601 | 1.441 | 54.4116 | 2025-12-06 | 2025_12_06 Hr 13 | 101.8177 | 0.000331 | -1261.908 | -349.5571 | 529.6778 | 965.761 | 96.8136 | 19.213 | 0 | 122.5057 | 290.8402 | 116.332 | 23.1226 | 192.1628 | 285.811 | 15.21 | 7.2532 | 46.06 | 247.9653 | 0 | 148.1762 | 0
2025_12_06 Hr 14 | 1.0315 | 0.003135 | 0.088407 | 3.8622 | 3.8622 | 3.8116 | 3.8622 | 3.8622 | 3.8622 | 113.3779 | -14.3 | 0.084 | 52 | 0 | 96.0814 | 96.0814 | 285.811 | 15.21 | 0.00697 | 0.084 | 0.03454 | 0 | 0 | 0.29046 | 0.2376 | 46.06 | 7.2532 | 247.9653 | 0 | 0 | 0 | 0 | 22.0622 | 54.1269 | 0 | 0 | -351.1858 | 0.7527 | 12.737 | 0 | -1 | -4.2 | 14.1139 | 0 | 0 | 32.6582 | 32.6582 | 32.6582 | 32.6582 | 37.9747 | 44.6472 | 0 | 0 | 9.8336 | 17.1711 | 0 | 70.8723 | 77.3038 | 3.0366 | 1369.648 | 33.3423 | 61.3567 | 0 | 0.5138 | -1.0315 | 14.074 | 3.248 | 0 | 1253.2 | 257.0493 | -22.3115 | 8.9394 | 7.395 | -1.78 | 16.3118 | 1.428 | 54.0893 | 2025-12-06 | 2025_12_06 Hr 14 | 104.2383 | 5e-06 | -1253.2 | -351.1858 | 519.6364 | 965.761 | 99.7753 | 19.213 | 0 | 121.8131 | 282.5134 | 115.3099 | 23.1226 | 192.1628 | 285.811 | 15.21 | 7.2532 | 46.06 | 247.9653 | 0 | 148.1762 | 0
2025_12_06 Hr 15 | 1.3698 | 0.00132 | 0.037224 | 3.8622 | 3.8622 | 3.8116 | 3.8622 | 3.8622 | 3.8622 | 116.2086 | -14.3 | 0.084 | 51 | 0 | 96.0814 | 96.0814 | 285.811 | 15.21 | 0.00697 | 0.084 | 0.03454 | 0 | 0 | 0.29046 | 0.2376 | 46.06 | 7.2532 | 247.9653 | 0 | 0 | 0 | 0 | 22.2607 | 54.6139 | 0 | 0 | -369.8919 | 0.7527 | 12.737 | 0 | -1 | -4.2 | 14.1139 | 0 | 0 | 33.7061 | 33.7061 | 33.7061 | 33.7061 | 39.1932 | 46.6479 | 0 | 0 | 9.8336 | 17.1711 | 0 | 70.8723 | 77.3038 | 4.0488 | 1378.523 | 33.6423 | 61.9087 | 0 | 0.5138 | -1.3698 | 14.074 | 3.248 | 0 | 1246.392 | 260.4103 | -22.6498 | 8.9394 | 7.395 | -1.78 | 16.4586 | 1.4408 | 54.0667 | 2025-12-06 | 2025_12_06 Hr 15 | 104.4475 | -0.000306 | -1246.392 | -369.8919 | 529.5743 | 965.761 | 101.7352 | 19.213 | 0 | 122.4985 | 290.7543 | 116.3214 | 23.1226 | 192.1628 | 285.811 | 15.21 | 7.2532 | 46.06 | 247.9653 | 0 | 148.1762 | 0
2025_12_06 Hr 16 | 0 | 0.001125 | 0.031725 | 3.8622 | 3.8622 | 3.8116 | 3.8622 | 3.8622 | 3.8622 | 124.6123 | -14.3 | 0.084 | 63 | 0 | 96.0814 | 96.0814 | 285.811 | 15.21 | 0.00697 | 0.084 | 0.03454 | 0 | 0 | 0.29046 | 0.2376 | 46.06 | 7.2532 | 247.9653 | 0 | 0 | 0 | 0 | 22.8499 | 56.0595 | 0 | 0 | -427.2515 | 0.7527 | 12.737 | 0 | -1 | -4.2 | 14.1139 | 0 | 0 | 36.8171 | 36.8171 | 36.8171 | 36.8171 | 42.8106 | 50.6493 | 0 | 0 | 9.8336 | 17.1711 | 0 | 70.8723 | 77.3038 | 14.0262 | 1405.018 | 34.5328 | 63.5474 | 0 | 0.5138 | 0 | 14.074 | 3.248 | 0 | 1244.508 | 288.0221 | -21.28 | 8.9394 | 7.395 | -1.78 | 16.8942 | 1.479 | 54.7471 | 2025-12-06 | 2025_12_06 Hr 16 | 110.2615 | 0.000298 | -1244.508 | -427.2515 | 559.0774 | 965.761 | 127.7083 | 19.213 | 0 | 124.5334 | 315.2196 | 119.3244 | 23.1226 | 192.1628 | 285.811 | 15.21 | 7.2532 | 46.06 | 247.9653 | 0 | 148.1762 | 0
2025_12_06 Hr 17 | 0.34162 | 0.00048 | 0.013536 | 3.8622 | 3.8622 | 3.8116 | 3.8622 | 3.8622 | 3.8622 | 136.0237 | -14.3 | 0.084 | 69 | 0 | 96.0814 | 96.0814 | 285.811 | 15.21 | 0.00697 | 0.084 | 0.03454 | 0 | 0 | 0.29046 | 0.2376 | 46.06 | 7.2532 | 247.9653 | 0 | 0 | 0 | 0 | 23.6501 | 58.0225 | 0 | 0 | -417.2877 | 0.7527 | 12.737 | 0 | -1 | -4.2 | 14.1139 | 0 | 0 | 41.0416 | 41.0416 | 41.0416 | 41.0416 | 47.7228 | 52.65 | 0 | 0 | 9.8336 | 17.1711 | 0 | 70.8723 | 77.3038 | 12.0018 | 1440.984 | 35.742 | 65.7726 | 0 | 0.5138 | -0.34162 | 14.074 | 3.248 | 0 | 1300.492 | 298.4171 | -21.6216 | 8.9394 | 7.395 | -1.78 | 17.4858 | 1.5307 | 56.8258 | 2025-12-06 | 2025_12_06 Hr 17 | 117.2627 | -0.000299 | -1300.492 | -417.2877 | 599.1395 | 965.761 | 133.6658 | 19.213 | 0 | 127.2965 | 348.4409 | 123.4022 | 23.1226 | 192.1628 | 285.811 | 15.21 | 7.2532 | 46.06 | 247.9653 | 0 | 148.1762 | 0
2025_12_06 Hr 18 | 0 | 3e-05 | 0.000846 | 3.8622 | 3.8622 | 3.8116 | 3.8622 | 3.8622 | 3.8622 | 133.3993 | -14.3 | 0.084 | 63 | 0 | 96.0814 | 96.0814 | 285.811 | 15.21 | 0.00697 | 0.084 | 0.03454 | 0 | 0 | 0.29046 | 0.2376 | 46.06 | 7.2532 | 247.9653 | 0 | 0 | 0 | 0 | 23.466 | 57.571 | 0 | 0 | -407.4944 | 0.7527 | 12.737 | 0 | -1 | -4.2 | 14.1139 | 0 | 0 | 40.0701 | 40.0701 | 40.0701 | 40.0701 | 46.5931 | 48.6486 | 0 | 0 | 9.8336 | 17.1711 | 0 | 70.8723 | 77.3038 | 7.953 | 1432.696 | 35.4639 | 65.2609 | 0 | 0.5138 | 0 | 14.074 | 3.248 | 0 | 1287.008 | 283.0871 | -21.28 | 8.9394 | 7.395 | -1.78 | 17.3498 | 1.5188 | 56.1647 | 2025-12-06 | 2025_12_06 Hr 18 | 119.0074 | 0.000352 | -1287.008 | -407.4944 | 589.9262 | 965.761 | 119.6025 | 19.213 | 0 | 126.6611 | 340.8007 | 122.4644 | 23.1226 | 192.1628 | 285.811 | 15.21 | 7.2532 | 46.06 | 247.9653 | 0 | 148.1762 | 0
2025_12_06 Hr 19 | 0 | 0 | 0 | 3.8622 | 3.8622 | 3.8116 | 3.8622 | 3.8622 | 3.8622 | 128.0918 | -14.3 | 0.084 | 61 | 0 | 96.0814 | 96.0814 | 285.811 | 15.21 | 0.00697 | 0.084 | 0.03454 | 0 | 0 | 0.29046 | 0.2376 | 46.06 | 7.2532 | 247.9653 | 0 | 0 | 0 | 0 | 23.0939 | 56.658 | 0 | 0 | -414.7991 | 0.7527 | 12.737 | 0 | -1 | -4.2 | 14.1139 | 0 | 0 | 38.1052 | 38.1052 | 38.1052 | 38.1052 | 44.3084 | 45.7002 | 0 | 0 | 9.8336 | 17.1711 | 0 | 70.8723 | 77.3038 | 4.0488 | 1415.958 | 34.9015 | 64.2259 | 0 | 0.5138 | 0 | 14.074 | 3.248 | 0 | 1252.217 | 272.3378 | -21.28 | 8.9394 | 7.395 | -1.78 | 17.0746 | 1.4947 | 54.8875 | 2025-12-06 | 2025_12_06 Hr 19 | 117.1439 | -0.000242 | -1252.217 | -414.7991 | 571.2928 | 965.761 | 110.749 | 19.213 | 0 | 125.3759 | 325.3491 | 120.5678 | 23.1226 | 192.1628 | 285.811 | 15.21 | 7.2532 | 46.06 | 247.9653 | 0 | 148.1762 | 0
2025_12_06 Hr 20 | 0 | 0 | 0 | 3.8622 | 3.8622 | 3.8116 | 3.8622 | 3.8622 | 3.8622 | 120.956 | -14.3 | 0.084 | 64 | 0 | 96.0814 | 96.0814 | 285.811 | 15.21 | 0.00697 | 0.084 | 0.03454 | 0 | 0 | 0.29046 | 0.2376 | 46.06 | 7.2532 | 247.9653 | 0 | 0 | 0 | 0 | 22.5936 | 55.4305 | 0 | 0 | -421.4822 | 0.7527 | 12.737 | 0 | -1 | -4.2 | 14.1139 | 0 | 0 | 35.4636 | 35.4636 | 35.4636 | 35.4636 | 41.2367 | 40.7511 | 0 | 0 | 9.8336 | 17.1711 | 0 | 70.8723 | 77.3038 | 2.0244 | 1393.456 | 34.1453 | 62.8344 | 0 | 0.5138 | 0 | 14.074 | 3.248 | 0 | 1216.508 | 265.8144 | -21.28 | 8.9394 | 7.395 | -1.78 | 16.7047 | 1.4624 | 53.5659 | 2025-12-06 | 2025_12_06 Hr 20 | 108.8415 | 0.000354 | -1216.508 | -421.4822 | 546.241 | 965.761 | 106.7755 | 19.213 | 0 | 123.648 | 304.5751 | 118.0179 | 23.1226 | 192.1628 | 285.811 | 15.21 | 7.2532 | 46.06 | 247.9653 | 0 | 148.1762 | 0
2025_12_06 Hr 21 | 0 | 0 | 0 | 3.8622 | 3.8622 | 3.8116 | 3.8622 | 3.8622 | 3.8622 | 111.9625 | -14.3 | 0.084 | 67 | 0 | 96.0814 | 96.0814 | 285.811 | 15.21 | 0.00697 | 0.084 | 0.03454 | 0 | 0 | 0.29046 | 0.2376 | 46.06 | 7.2532 | 247.9653 | 0 | 0 | 0 | 0 | 21.963 | 53.8835 | 0 | 0 | -405.347 | 0.7527 | 12.737 | 0 | -1 | -4.2 | 14.1139 | 0 | 0 | 32.1342 | 32.1342 | 32.1342 | 32.1342 | 37.3654 | 32.7483 | 0 | 0 | 9.8336 | 17.1711 | 0 | 70.8723 | 77.3038 | 4.0488 | 1365.096 | 33.1923 | 61.0807 | 0 | 0.5138 | 0 | 14.074 | 3.248 | 0 | 1198.092 | 259.6223 | -21.28 | 8.9394 | 7.395 | -1.78 | 16.2385 | 1.4216 | 52.6266 | 2025-12-06 | 2025_12_06 Hr 21 | 108.6407 | -0.00041 | -1198.092 | -405.347 | 514.6674 | 965.761 | 103.7971 | 19.213 | 0 | 121.4704 | 278.3929 | 114.8041 | 23.1226 | 192.1628 | 285.811 | 15.21 | 7.2532 | 46.06 | 247.9653 | 0 | 148.1762 | 0
2025_12_06 Hr 22 | 0 | 0 | 0 | 3.8622 | 3.8622 | 3.8116 | 3.8622 | 3.8622 | 3.8622 | 95.8333 | -14.3 | 0.084 | 66 | 0 | 96.0814 | 96.0814 | 285.811 | 15.21 | 0.00697 | 0.084 | 0.03454 | 0 | 0 | 0.29046 | 0.2376 | 46.06 | 7.2532 | 247.9653 | 0 | 0 | 0 | 0 | 20.8321 | 51.1089 | 0 | 0 | -406.5448 | 0.7527 | 12.737 | 0 | -1 | -4.2 | 14.1139 | 0 | 0 | 26.1633 | 26.1633 | 26.1633 | 26.1633 | 30.4224 | 29.7999 | 0 | 0 | 9.8336 | 17.1711 | 0 | 70.8723 | 77.3038 | 5.9286 | 1314.235 | 31.4832 | 57.9355 | 0 | 0.5138 | 0 | 14.074 | 3.248 | 0 | 1138.2 | 251.79 | -21.28 | 8.9394 | 7.395 | -1.78 | 15.4023 | 1.3484 | 50.2782 | 2025-12-06 | 2025_12_06 Hr 22 | 108.1855 | -9e-06 | -1138.2 | -406.5448 | 458.0422 | 965.761 | 101.7285 | 19.213 | 0 | 117.5649 | 231.4369 | 109.0405 | 23.1226 | 192.1628 | 285.811 | 15.21 | 7.2532 | 46.06 | 247.9653 | 0 | 148.1762 | 0
2025_12_06 Hr 23 | 0 | 0 | 0 | 3.8622 | 3.8622 | 3.8116 | 3.8622 | 3.8622 | 3.8622 | 80.9131 | 0 | 0.084 | 67 | 0 | 96.0814 | 96.0814 | 286.6375 | 0 | 0.00697 | 0.084 | 0.03454 | 0 | 0 | 0.29046 | 0.2376 | 46.06 | 7.2532 | 247.9653 | 0 | 0 | 0 | 0 | 19.7859 | 48.5423 | 0 | 0 | -411.8603 | 0.7527 | 12.737 | 0 | -1 | -4.2 | 14.1139 | 0 | 0 | 20.6398 | 20.6398 | 20.6398 | 20.6398 | 23.9998 | 34.749 | 0 | 0 | 9.8336 | 17.1711 | 0 | 71.2258 | 77.6894 | 1.0122 | 1253.541 | 29.9022 | 55.0261 | 0 | 0.5138 | 0 | 14.074 | 3.248 | 0 | 1082.192 | 247.4911 | -6.98 | 8.9394 | 7.395 | -1.78 | 14.6288 | 1.2806 | 48.1373 | 2025-12-06 | 2025_12_06 Hr 23 | 111.6957 | -0.000311 | -1082.192 | -411.8603 | 419.9613 | 952.1165 | 102.7612 | 19.213 | 0 | 113.9522 | 188.0003 | 118.0088 | 23.1226 | 192.1628 | 286.6375 | 0 | 7.2532 | 46.06 | 247.9653 | 0 | 148.9151 | 0
2025_12_06 Hr 24 | 0 | 0 | 0 | 3.8622 | 3.8622 | 3.8116 | 3.8622 | 3.8622 | 3.8622 | 69.7081 | 0 | 0.084 | 74 | 0 | 96.0814 | 96.0814 | 286.6375 | 0 | 0.00697 | 0.084 | 0.03454 | 0 | 0 | 0.29046 | 0.2376 | 46.06 | 7.2532 | 247.9653 | 0 | 0 | 0 | 0 | 19.0003 | 46.6148 | 0 | 0 | -423.0905 | 0.7527 | 12.737 | 0 | -1 | -4.2 | 14.1139 | 0 | 0 | 16.4918 | 16.4918 | 16.4918 | 16.4918 | 19.1765 | 31.8006 | 0 | 0 | 9.8336 | 17.1711 | 0 | 71.2258 | 77.6894 | 3.0366 | 1218.207 | 28.7148 | 52.8412 | 0 | 0.5138 | 0 | 14.074 | 3.248 | 0 | 1037.7 | 249.563 | -6.98 | 8.9394 | 7.395 | -1.78 | 14.048 | 1.2298 | 46.5288 | 2025-12-06 | 2025_12_06 Hr 24 | 111.329 | 4.8e-05 | -1037.7 | -423.0905 | 380.6238 | 952.1165 | 108.8372 | 19.213 | 0 | 111.239 | 155.38 | 114.0048 | 23.1226 | 192.1628 | 286.6375 | 0 | 7.2532 | 46.06 | 247.9653 | 0 | 148.9151 | 0
2025_12_07 Hr 01 | 0 | 0 | 0 | 3.8622 | 3.8622 | 3.8116 | 3.8622 | 3.8622 | 3.8622 | 59.2859 | 0 | 0.084 | 76 | 0 | 96.0814 | 96.0814 | 286.6375 | 0 | 0.00697 | 0.084 | 0.03454 | 0 | 0 | 0.29046 | 0.2376 | 46.06 | 7.2532 | 247.9653 | 0 | 0 | 0 | 0 | 18.5065 | 45.5281 | 0 | 0 | -439.0891 | 0.7527 | 12.7465 | 0 | -1 | -4.2 | 14.1385 | 0 | 0 | 12.3962 | 12.3962 | 12.3962 | 12.3962 | 14.4142 | 31.8006 | 0 | 0 | 9.8321 | 17.369 | 0 | 71.2258 | 77.6894 | 2.0244 | 1185.091 | 27.7316 | 51.0525 | 0 | 0.5138 | 0 | 14.074 | 3.248 | 0 | 986.5 | 247.4777 | -6.98 | 8.9383 | 7.395 | -1.78 | 13.5901 | 1.1884 | 44.7183 | 2025-12-07 | 2025_12_07 Hr 01 | 118.5705 | 1.1e-05 | -986.5 | -439.0891 | 344.4346 | 952.1165 | 109.825 | 19.213 | 0 | 109.6899 | 123.813 | 110.9316 | 23.1226 | 192.1628 | 286.6375 | 0 | 7.2532 | 46.06 | 247.9653 | 0 | 148.9151 | 0
2025_12_07 Hr 02 | 0 | 0 | 0 | 3.8622 | 3.8622 | 3.8116 | 3.8622 | 3.8622 | 3.8622 | 52.2346 | 0 | 0.084 | 78 | 0 | 96.0814 | 96.0814 | 286.6375 | 0 | 0.00697 | 0.084 | 0.03454 | 0 | 0 | 0.29046 | 0.2376 | 46.06 | 7.2532 | 247.9653 | 0 | 0 | 0 | 0 | 18.0159 | 44.321 | 0 | 0 | -425.0457 | 0.7527 | 12.7465 | 0 | -1 | -4.2 | 14.1385 | 0 | 0 | 9.7831 | 9.7831 | 9.7831 | 9.7831 | 11.3757 | 35.802 | 0 | 0 | 9.8321 | 17.369 | 0 | 71.2258 | 77.6894 | 0 | 1162.852 | 26.9964 | 49.699 | 0 | 0.5138 | 0 | 14.074 | 3.248 | 0 | 979.8 | 248.9742 | -6.98 | 8.9383 | 7.395 | -1.78 | 13.2298 | 1.1569 | 44.269 | 2025-12-07 | 2025_12_07 Hr 02 | 120.7593 | 4.3e-05 | -979.8 | -425.0457 | 319.7142 | 952.1165 | 113.802 | 19.213 | 0 | 107.9923 | 103.2708 | 108.4511 | 23.1226 | 192.1628 | 286.6375 | 0 | 7.2532 | 46.06 | 247.9653 | 0 | 148.9151 | 0
2025_12_07 Hr 03 | 0 | 0 | 0 | 3.8622 | 3.8622 | 3.8116 | 3.8622 | 3.8622 | 3.8622 | 48.4539 | 0 | 0.084 | 82 | 0 | 96.0814 | 96.0814 | 286.6375 | 0 | 0.00697 | 0.084 | 0.03454 | 0 | 0 | 0.29046 | 0.2376 | 46.06 | 7.2532 | 247.9653 | 0 | 0 | 0 | 0 | 17.7528 | 43.6738 | 0 | 0 | -426.3461 | 0.7527 | 12.7465 | 0 | -1 | -4.2 | 14.1385 | 0 | 0 | 8.3821 | 8.3821 | 8.3821 | 8.3821 | 9.7466 | 32.7483 | 0 | 0 | 9.8321 | 17.369 | 0 | 71.2258 | 77.6894 | 0 | 1150.927 | 26.6022 | 48.9733 | 0 | 0.5138 | 0 | 14.074 | 3.248 | 0 | 966.1917 | 248.5905 | -6.98 | 8.9383 | 7.395 | -1.78 | 13.0366 | 1.14 | 43.749 | 2025-12-07 | 2025_12_07 Hr 03 | 121.4462 | -6.1e-05 | -966.1917 | -426.3461 | 306.4599 | 952.1165 | 114.7483 | 19.213 | 0 | 107.082 | 92.2568 | 107.1211 | 23.1226 | 192.1628 | 286.6375 | 0 | 7.2532 | 46.06 | 247.9653 | 0 | 148.9151 | 0
2025_12_07 Hr 04 | 0 | 0 | 0 | 3.8622 | 3.8622 | 3.8116 | 3.8622 | 3.8622 | 3.8622 | 51.9945 | 0 | 0.084 | 85 | 0 | 96.0814 | 96.0814 | 286.6375 | 0 | 0.00697 | 0.084 | 0.03454 | 0 | 0 | 0.29046 | 0.2376 | 46.06 | 7.2532 | 247.9653 | 0 | 0 | 0 | 0 | 17.9992 | 44.2799 | 0 | 0 | -434.0111 | 0.7527 | 12.7465 | 0 | -1 | -4.2 | 14.1385 | 0 | 0 | 9.6942 | 9.6942 | 9.6942 | 9.6942 | 11.2723 | 31.8006 | 0 | 0 | 9.8321 | 17.369 | 0 | 71.2258 | 77.6894 | 0 | 1162.094 | 26.9714 | 49.6529 | 0 | 0.5138 | 0 | 14.074 | 3.248 | 0 | 972.9916 | 251.8883 | -6.98 | 8.9383 | 7.395 | -1.78 | 13.2175 | 1.1558 | 44.1183 | 2025-12-07 | 2025_12_07 Hr 04 | 120.1714 | 0.000107 | -972.9916 | -434.0111 | 318.8727 | 952.1165 | 116.8006 | 19.213 | 0 | 107.9345 | 102.5716 | 108.3666 | 23.1226 | 192.1628 | 286.6375 | 0 | 7.2532 | 46.06 | 247.9653 | 0 | 148.9151 | 0
2025_12_07 Hr 05 | 0 | 0 | 0 | 3.8622 | 3.8622 | 3.8116 | 3.8622 | 3.8622 | 3.8622 | 51.7845 | 0 | 0.084 | 85 | 0 | 96.0814 | 96.0814 | 286.6375 | 0 | 0.00697 | 0.084 | 0.03454 | 0 | 0 | 0.29046 | 0.2376 | 46.06 | 7.2532 | 247.9653 | 0 | 0 | 0 | 0 | 17.9846 | 44.244 | 0 | 0 | -422.6141 | 0.7527 | 12.7465 | 0 | -1 | -4.2 | 14.1385 | 0 | 0 | 9.6163 | 9.6163 | 9.6163 | 9.6163 | 11.1818 | 32.7483 | 0 | 0 | 9.8321 | 17.369 | 0 | 71.2258 | 77.6894 | 0 | 1161.432 | 26.9495 | 49.6126 | 0 | 0.5138 | 0 | 14.074 | 3.248 | 0 | 984.6 | 252.7621 | -6.98 | 8.9383 | 7.395 | -1.78 | 13.2068 | 1.1549 | 44.4265 | 2025-12-07 | 2025_12_07 Hr 05 | 123.7252 | 5e-05 | -984.6 | -422.6141 | 318.1363 | 952.1165 | 117.7483 | 19.213 | 0 | 107.8839 | 101.9597 | 108.2928 | 23.1226 | 192.1628 | 286.6375 | 0 | 7.2532 | 46.06 | 247.9653 | 0 | 148.9151 | 0
2025_12_07 Hr 06 | 0 | 0 | 0 | 3.8622 | 3.8622 | 3.8116 | 3.8622 | 3.8622 | 3.8622 | 59.2859 | 0 | 0.084 | 85 | 0 | 96.0814 | 96.0814 | 286.6375 | 0 | 0.00697 | 0.084 | 0.03454 | 0 | 0 | 0.29046 | 0.2376 | 46.06 | 7.2532 | 247.9653 | 0 | 0 | 0 | 0 | 18.5065 | 45.5281 | 0 | 0 | -429.7455 | 0.7527 | 12.7465 | 0 | -1 | -4.2 | 14.1385 | 0 | 0 | 12.3962 | 12.3962 | 12.3962 | 12.3962 | 14.4142 | 39.6981 | 0 | 0 | 9.8321 | 17.369 | 0 | 71.2258 | 77.6894 | 0 | 1185.091 | 27.7316 | 51.0525 | 0 | 0.5138 | 0 | 14.074 | 3.248 | 0 | 1010.717 | 262.3508 | -6.98 | 8.9383 | 7.395 | -1.78 | 13.5901 | 1.1884 | 45.5513 | 2025-12-07 | 2025_12_07 Hr 06 | 136.8316 | -0.000289 | -1010.717 | -429.7455 | 344.4346 | 952.1165 | 124.6981 | 19.213 | 0 | 109.6899 | 123.813 | 110.9316 | 23.1226 | 192.1628 | 286.6375 | 0 | 7.2532 | 46.06 | 247.9653 | 0 | 148.9151 | 0
2025_12_07 Hr 07 | 0 | 0 | 0 | 3.8622 | 3.8622 | 3.8116 | 3.8622 | 3.8622 | 3.8622 | 84.0104 | 0 | 0.084 | 84 | 0 | 96.0814 | 96.0814 | 285.811 | 0 | 0.00697 | 0.084 | 0.03454 | 0 | 0 | 0.29046 | 0.2376 | 46.06 | 7.2532 | 247.9653 | 0 | 0 | 0 | 0 | 20.2269 | 49.7604 | 0 | 0 | -486.9286 | 0.7527 | 12.7465 | 0 | -1 | -4.2 | 14.1385 | 0 | 0 | 21.5587 | 21.5587 | 21.5587 | 21.5587 | 25.0683 | 40.7511 | 0 | 0 | 9.8321 | 17.369 | 0 | 70.8723 | 77.3038 | 0 | 1261.507 | 30.3096 | 55.7984 | 0 | 0.5138 | 0 | 14.074 | 3.248 | 0 | 1038.7 | 271.1014 | -6.98 | 8.9383 | 7.395 | -1.78 | 14.8534 | 1.2988 | 47.4083 | 2025-12-07 | 2025_12_07 Hr 07 | 126.5612 | 6.2e-05 | -1038.7 | -486.9286 | 431.1135 | 950.551 | 124.7511 | 19.213 | 0 | 115.6426 | 195.8417 | 119.6292 | 23.1226 | 192.1628 | 285.811 | 0 | 7.2532 | 46.06 | 247.9653 | 0 | 148.1762 | 0
2025_12_07 Hr 08 | 0 | 0 | 0 | 3.8622 | 3.8622 | 3.8116 | 3.8622 | 3.8622 | 3.8622 | 93.5522 | 0 | 0.084 | 88 | 0 | 96.0814 | 96.0814 | 285.811 | 15.21 | 0.00697 | 0.084 | 0.03454 | 0 | 0 | 0.29046 | 0.2376 | 46.06 | 7.2532 | 247.9653 | 0 | 0 | 0 | 0 | 20.8908 | 51.3937 | 0 | 0 | -493.0886 | 0.7527 | 12.7465 | 0 | -1 | -4.2 | 14.1385 | 0 | 0 | 25.0948 | 25.0948 | 25.0948 | 25.0948 | 29.1799 | 36.7497 | 0 | 0 | 9.8321 | 17.369 | 0 | 70.8723 | 77.3038 | 0 | 1306.812 | 31.3044 | 57.6299 | 0 | 0.5138 | 0 | 14.074 | 3.248 | 0 | 1081.2 | 274.4566 | -6.98 | 8.9383 | 7.395 | -1.78 | 15.341 | 1.3415 | 49.1669 | 2025-12-07 | 2025_12_07 Hr 08 | 139.9208 | -5e-06 | -1081.2 | -493.0886 | 464.5648 | 965.761 | 124.7497 | 19.213 | 0 | 117.9399 | 223.6392 | 122.9858 | 23.1226 | 192.1628 | 285.811 | 15.21 | 7.2532 | 46.06 | 247.9653 | 0 | 148.1762 | 0
2025_12_07 Hr 09 | 0 | 4.5e-05 | 0.001269 | 3.8622 | 3.8622 | 3.8116 | 3.8622 | 3.8622 | 3.8622 | 109.3651 | 0 | 0.084 | 89 | 0 | 96.0814 | 96.0814 | 285.811 | 15.21 | 0.00697 | 0.084 | 0.03454 | 0 | 0 | 0.29046 | 0.2376 | 46.06 | 7.2532 | 247.9653 | 0 | 0 | 0 | 0 | 21.9911 | 54.1005 | 0 | 0 | -509.8789 | 0.7527 | 12.7465 | 0 | -1 | -4.2 | 14.1385 | 0 | 0 | 30.9548 | 30.9548 | 30.9548 | 30.9548 | 35.9939 | 35.802 | 0 | 0 | 9.8321 | 17.369 | 0 | 70.8723 | 77.3038 | 0 | 1356.687 | 32.9532 | 60.6652 | 0 | 0.5138 | 0 | 14.074 | 3.248 | 0 | 1119.9 | 280.0716 | -6.98 | 8.9383 | 7.395 | -1.78 | 16.149 | 1.4121 | 50.9155 | 2025-12-07 | 2025_12_07 Hr 09 | 115.3147 | -7e-06 | -1119.9 | -509.8789 | 520.0015 | 965.761 | 124.8033 | 19.213 | 0 | 121.747 | 269.7061 | 128.5485 | 23.1226 | 192.1628 | 285.811 | 15.21 | 7.2532 | 46.06 | 247.9653 | 0 | 148.1762 | 0
2025_12_07 Hr 10 | 0.69982 | 0.00042 | 0.011844 | 3.8622 | 3.8622 | 3.8116 | 3.8622 | 3.8622 | 3.8622 | 116.2363 | 0 | 0.084 | 88 | 0 | 96.0814 | 96.0814 | 285.811 | 15.21 | 0.00697 | 0.084 | 0.03454 | 0 | 0 | 0.29046 | 0.2376 | 46.06 | 7.2532 | 247.9653 | 0 | 0 | 0 | 0 | 22.4692 | 55.2767 | 0 | 0 | -506.8577 | 0.7527 | 12.7465 | 0 | -1 | -4.2 | 14.1385 | 0 | 0 | 33.5011 | 33.5011 | 33.5011 | 33.5011 | 38.9548 | 37.6974 | 0 | 0 | 9.8321 | 17.369 | 0 | 70.8723 | 77.3038 | 0 | 1378.37 | 33.6696 | 61.9841 | 0 | 0.5138 | -0.69982 | 14.074 | 3.248 | 0 | 1147.917 | 284.0844 | -7.6798 | 8.9383 | 7.395 | -1.78 | 16.5001 | 1.4428 | 51.9817 | 2025-12-07 | 2025_12_07 Hr 10 | 112.5904 | -0.000346 | -1147.917 | -506.8577 | 544.0906 | 965.761 | 125.7097 | 19.213 | 0 | 123.4013 | 289.7237 | 130.9656 | 23.1226 | 192.1628 | 285.811 | 15.21 | 7.2532 | 46.06 | 247.9653 | 0 | 148.1762 | 0
2025_12_07 Hr 11 | 0 | 0.001215 | 0.034263 | 3.8622 | 3.8622 | 3.8116 | 3.8622 | 3.8622 | 3.8622 | 121.4273 | 0 | 0.084 | 81 | 0 | 96.0814 | 96.0814 | 285.811 | 15.21 | 0.00697 | 0.084 | 0.03454 | 0 | 0 | 0.29046 | 0.2376 | 46.06 | 7.2532 | 247.9653 | 0 | 0 | 0 | 0 | 22.8304 | 56.1653 | 0 | 0 | -521.1217 | 0.7527 | 12.7465 | 0 | -1 | -4.2 | 14.1385 | 0 | 0 | 35.4248 | 35.4248 | 35.4248 | 35.4248 | 41.1916 | 39.6981 | 0 | 0 | 9.8321 | 17.369 | 0 | 70.8723 | 77.3038 | 0 | 1394.765 | 34.2109 | 62.9805 | 0 | 0.5138 | 0 | 14.074 | 3.248 | 0 | 1146.875 | 280.2121 | -6.98 | 8.9383 | 7.395 | -1.78 | 16.7653 | 1.466 | 52.1283 | 2025-12-07 | 2025_12_07 Hr 11 | 111.5309 | -1.9e-05 | -1146.875 | -521.1217 | 562.289 | 965.761 | 120.7336 | 19.213 | 0 | 124.6511 | 304.8462 | 132.7917 | 23.1226 | 192.1628 | 285.811 | 15.21 | 7.2532 | 46.06 | 247.9653 | 0 | 148.1762 | 0
2025_12_07 Hr 12 | 1.0282 | 0.001665 | 0.046953 | 3.8622 | 3.8622 | 3.8116 | 3.8622 | 3.8622 | 3.8622 | 116.6264 | 0 | 0.084 | 79 | 0 | 96.0814 | 96.0814 | 285.811 | 15.21 | 0.00697 | 0.084 | 0.03454 | 0 | 0 | 0.29046 | 0.2376 | 46.06 | 7.2532 | 247.9653 | 0 | 0 | 0 | 0 | 22.4964 | 55.3435 | 0 | 0 | -516.6782 | 0.7527 | 12.7465 | 0 | -1 | -4.2 | 14.1385 | 0 | 0 | 33.6457 | 33.6457 | 33.6457 | 33.6457 | 39.1229 | 37.6974 | 0 | 0 | 9.8321 | 17.369 | 0 | 70.8723 | 77.3038 | 0 | 1379.635 | 33.7103 | 62.059 | 0 | 0.5138 | -1.0282 | 14.074 | 3.248 | 0 | 1130.5 | 275.5512 | -8.0082 | 8.9383 | 7.395 | -1.78 | 16.52 | 1.4446 | 51.4234 | 2025-12-07 | 2025_12_07 Hr 12 | 112.9454 | 3.1e-05 | -1130.5 | -516.6782 | 545.4582 | 965.761 | 116.746 | 19.213 | 0 | 123.4952 | 290.8601 | 131.1029 | 23.1226 | 192.1628 | 285.811 | 15.21 | 7.2532 | 46.06 | 247.9653 | 0 | 148.1762 | 0
2025_12_07 Hr 13 | 0.34327 | 0.0015 | 0.0423 | 3.8622 | 3.8622 | 3.8116 | 3.8622 | 3.8622 | 3.8622 | 111.6455 | 0 | 0.084 | 75 | 0 | 96.0814 | 96.0814 | 285.811 | 15.21 | 0.00697 | 0.084 | 0.03454 | 0 | 0 | 0.29046 | 0.2376 | 46.06 | 7.2532 | 247.9653 | 0 | 0 | 0 | 0 | 22.1498 | 54.4909 | 0 | 0 | -500.0387 | 0.7527 | 12.7465 | 0 | -1 | -4.2 | 14.1385 | 0 | 0 | 31.7998 | 31.7998 | 31.7998 | 31.7998 | 36.9766 | 36.7497 | 0 | 0 | 9.8321 | 17.369 | 0 | 70.8723 | 77.3038 | 0 | 1363.921 | 33.191 | 61.1029 | 0 | 0.5138 | -0.34327 | 14.074 | 3.248 | 0 | 1124.725 | 268.1662 | -7.3233 | 8.9383 | 7.395 | -1.78 | 16.2655 | 1.4223 | 50.9765 | 2025-12-07 | 2025_12_07 Hr 13 | 111.9194 | 1.8e-05 | -1124.725 | -500.0387 | 527.9962 | 965.761 | 111.7935 | 19.213 | 0 | 122.296 | 276.3495 | 129.3507 | 23.1226 | 192.1628 | 285.811 | 15.21 | 7.2532 | 46.06 | 247.9653 | 0 | 148.1762 | 0
2025_12_07 Hr 14 | 1.0315 | 0.002505 | 0.070641 | 3.8622 | 3.8622 | 3.8116 | 3.8622 | 3.8622 | 3.8622 | 105.1943 | 0 | 0.084 | 73 | 0 | 96.0814 | 96.0814 | 285.811 | 15.21 | 0.00697 | 0.084 | 0.03454 | 0 | 0 | 0.29046 | 0.2376 | 46.06 | 7.2532 | 247.9653 | 0 | 0 | 0 | 0 | 21.7009 | 53.3866 | 0 | 0 | -470.6243 | 0.7527 | 12.7465 | 0 | -1 | -4.2 | 14.1385 | 0 | 0 | 29.4091 | 29.4091 | 29.4091 | 29.4091 | 34.1967 | 37.6974 | 0 | 0 | 9.8321 | 17.369 | 0 | 70.8723 | 77.3038 | 0 | 1343.602 | 32.5183 | 59.8646 | 0 | 0.5138 | -1.0315 | 14.074 | 3.248 | 0 | 1130.5 | 265.5337 | -8.0115 | 8.9383 | 7.395 | -1.78 | 15.9359 | 1.3935 | 50.8174 | 2025-12-07 | 2025_12_07 Hr 14 | 111.4828 | -3.1e-05 | -1130.5 | -470.6243 | 505.3797 | 965.761 | 110.7705 | 19.213 | 0 | 120.7428 | 257.5555 | 127.0813 | 23.1226 | 192.1628 | 285.811 | 15.21 | 7.2532 | 46.06 | 247.9653 | 0 | 148.1762 | 0
2025_12_07 Hr 15 | 0 | 0.00519 | 0.14636 | 3.8622 | 3.8622 | 3.8116 | 3.8622 | 3.8622 | 3.8622 | 111.6455 | 0 | 0.084 | 77 | 0 | 96.0814 | 96.0814 | 285.811 | 15.21 | 0.00697 | 0.084 | 0.03454 | 0 | 0 | 0.29046 | 0.2376 | 46.06 | 7.2532 | 247.9653 | 0 | 0 | 0 | 0 | 22.1498 | 54.4909 | 0 | 0 | -493.5199 | 0.7527 | 12.7465 | 0 | -1 | -4.2 | 14.1385 | 0 | 0 | 31.7998 | 31.7998 | 31.7998 | 31.7998 | 36.9766 | 39.6981 | 0 | 0 | 9.8321 | 17.369 | 0 | 70.8723 | 77.3038 | 0 | 1364.025 | 33.191 | 61.1029 | 0 | 0.5138 | 0 | 14.074 | 3.248 | 0 | 1136.3 | 272.775 | -6.98 | 8.9383 | 7.395 | -1.78 | 16.2655 | 1.4223 | 51.3476 | 2025-12-07 | 2025_12_07 Hr 15 | 107.1548 | -3.4e-05 | -1136.3 | -493.5199 | 527.9962 | 965.761 | 116.8496 | 19.213 | 0 | 122.296 | 276.3495 | 129.3507 | 23.1226 | 192.1628 | 285.811 | 15.21 | 7.2532 | 46.06 | 247.9653 | 0 | 148.1762 | 0
2025_12_07 Hr 16 | 0.3383 | 0.00696 | 0.19627 | 3.8622 | 3.8622 | 3.8116 | 3.8622 | 3.8622 | 3.8622 | 117.6766 | 0 | 0.084 | 78 | 0 | 96.0814 | 96.0814 | 285.811 | 15.21 | 0.00697 | 0.084 | 0.03454 | 0 | 0 | 0.29046 | 0.2376 | 46.06 | 7.2532 | 247.9653 | 0 | 0 | 0 | 0 | 22.5694 | 55.5233 | 0 | 0 | -479.007 | 0.7527 | 12.7465 | 0 | -1 | -4.2 | 14.1385 | 0 | 0 | 34.0349 | 34.0349 | 34.0349 | 34.0349 | 39.5754 | 39.6981 | 0 | 0 | 9.8321 | 17.369 | 0 | 70.8723 | 77.3038 | 0 | 1383.097 | 33.8198 | 62.2606 | 0 | 0.5138 | -0.3383 | 14.074 | 3.248 | 0 | 1173.008 | 276.2367 | -7.3183 | 8.9383 | 7.395 | -1.78 | 16.5737 | 1.4493 | 52.6057 | 2025-12-07 | 2025_12_07 Hr 16 | 128.6931 | 0.000337 | -1173.008 | -479.007 | 549.1399 | 965.761 | 117.9013 | 19.213 | 0 | 123.7481 | 293.9196 | 131.4723 | 23.1226 | 192.1628 | 285.811 | 15.21 | 7.2532 | 46.06 | 247.9653 | 0 | 148.1762 | 0
2025_12_07 Hr 17 | 0 | 0.0033 | 0.09306 | 3.8622 | 3.8622 | 3.8116 | 3.8622 | 3.8622 | 3.8622 | 147.382 | 0 | 0.084 | 80 | 0 | 96.0814 | 96.0814 | 285.811 | 15.21 | 0.00697 | 0.084 | 0.03454 | 0 | 0 | 0.29046 | 0.2376 | 46.06 | 7.2532 | 247.9653 | 0 | 0 | 0 | 0 | 24.6364 | 60.6082 | 0 | 0 | -504.9501 | 0.7527 | 12.7465 | 0 | -1 | -4.2 | 14.1385 | 0 | 0 | 45.0432 | 45.0432 | 45.0432 | 45.0432 | 52.3758 | 41.6988 | 0 | 0 | 9.8321 | 17.369 | 0 | 70.8723 | 77.3038 | 0 | 1476.685 | 36.9171 | 67.9625 | 0 | 0.5138 | 0 | 14.074 | 3.248 | 0 | 1255.1 | 290.3453 | -6.98 | 8.9383 | 7.395 | -1.78 | 18.0915 | 1.582 | 56.1875 | 2025-12-07 | 2025_12_07 Hr 17 | 137.043 | -9e-06 | -1255.1 | -504.9501 | 653.2809 | 965.761 | 121.7952 | 19.213 | 0 | 130.8999 | 380.4588 | 141.9221 | 23.1226 | 192.1628 | 285.811 | 15.21 | 7.2532 | 46.06 | 247.9653 | 0 | 148.1762 | 0
2025_12_07 Hr 18 | 0 | 0.000255 | 0.007191 | 3.8622 | 3.8622 | 3.8116 | 3.8622 | 3.8622 | 3.8622 | 156.1136 | 0 | 0.084 | 79 | 0 | 96.0814 | 96.0814 | 285.811 | 15.21 | 0.00697 | 0.084 | 0.03454 | 0 | 0 | 0.29046 | 0.2376 | 46.06 | 7.2532 | 247.9653 | 0 | 0 | 0 | 0 | 25.244 | 62.1028 | 0 | 0 | -523.9744 | 0.7527 | 12.7465 | 0 | -1 | -4.2 | 14.1385 | 0 | 0 | 48.279 | 48.279 | 48.279 | 48.279 | 56.1384 | 47.7009 | 0 | 0 | 9.8321 | 17.369 | 0 | 70.8723 | 77.3038 | 0 | 1504.139 | 37.8275 | 69.6385 | 0 | 0.5138 | 0 | 14.074 | 3.248 | 0 | 1271.6 | 298.4159 | -6.98 | 8.9383 | 7.395 | -1.78 | 18.5376 | 1.621 | 57.0891 | 2025-12-07 | 2025_12_07 Hr 18 | 135.6488 | -9e-06 | -1271.6 | -523.9744 | 683.892 | 965.761 | 126.7083 | 19.213 | 0 | 133.0022 | 405.8961 | 144.9937 | 23.1226 | 192.1628 | 285.811 | 15.21 | 7.2532 | 46.06 | 247.9653 | 0 | 148.1762 | 0
2025_12_07 Hr 19 | 0 | 0 | 0 | 3.8622 | 3.8622 | 3.8116 | 3.8622 | 3.8622 | 3.8622 | 152.783 | 0 | 0.084 | 72 | 0 | 96.0814 | 96.0814 | 285.811 | 15.21 | 0.00697 | 0.084 | 0.03454 | 0 | 0 | 0.29046 | 0.2376 | 46.06 | 7.2532 | 247.9653 | 0 | 0 | 0 | 0 | 25.0122 | 61.5327 | 0 | 0 | -524.5899 | 0.7527 | 12.7465 | 0 | -1 | -4.2 | 14.1385 | 0 | 0 | 47.0448 | 47.0448 | 47.0448 | 47.0448 | 54.7032 | 45.7002 | 0 | 0 | 9.8321 | 17.369 | 0 | 70.8723 | 77.3038 | 0 | 1493.627 | 37.4802 | 68.9992 | 0 | 0.5138 | 0 | 14.074 | 3.248 | 0 | 1250.3 | 288.2433 | -6.98 | 8.9383 | 7.395 | -1.78 | 18.3675 | 1.6061 | 56.2565 | 2025-12-07 | 2025_12_07 Hr 19 | 142.6721 | -4.7e-05 | -1250.3 | -524.5899 | 672.2156 | 965.761 | 117.7002 | 19.213 | 0 | 132.2003 | 396.1932 | 143.8221 | 23.1226 | 192.1628 | 285.811 | 15.21 | 7.2532 | 46.06 | 247.9653 | 0 | 148.1762 | 0
2025_12_07 Hr 20 | 0 | 0 | 0 | 3.8622 | 3.8622 | 3.8116 | 3.8622 | 3.8622 | 3.8622 | 150.3226 | 0 | 0.084 | 49 | 0 | 96.0814 | 96.0814 | 285.811 | 15.21 | 0.00697 | 0.084 | 0.03454 | 0 | 0 | 0.29046 | 0.2376 | 46.06 | 7.2532 | 247.9653 | 0 | 0 | 0 | 0 | 24.841 | 61.1115 | 0 | 0 | -522.0208 | 0.7527 | 12.7465 | 0 | -1 | -4.2 | 14.1385 | 0 | 0 | 46.1329 | 46.1329 | 46.1329 | 46.1329 | 53.643 | 48.6486 | 0 | 0 | 9.8321 | 17.369 | 0 | 70.8723 | 77.3038 | 0 | 1485.866 | 37.2237 | 68.5269 | 0 | 0.5138 | 0 | 14.074 | 3.248 | 0 | 1224.192 | 267.3262 | -6.98 | 8.9383 | 7.395 | -1.78 | 18.2417 | 1.5951 | 55.1921 | 2025-12-07 | 2025_12_07 Hr 20 | 134.6825 | -0.00033 | -1224.192 | -522.0208 | 663.5898 | 965.761 | 97.6486 | 19.213 | 0 | 131.6079 | 389.0254 | 142.9565 | 23.1226 | 192.1628 | 285.811 | 15.21 | 7.2532 | 46.06 | 247.9653 | 0 | 148.1762 | 0
2025_12_07 Hr 21 | 0 | 0 | 0 | 3.8622 | 3.8622 | 3.8116 | 3.8622 | 3.8622 | 3.8622 | 141.771 | 0 | 0.084 | 25 | 0 | 96.0814 | 96.0814 | 285.811 | 15.21 | 0.00697 | 0.084 | 0.03454 | 0 | 0 | 0.29046 | 0.2376 | 46.06 | 7.2532 | 247.9653 | 0 | 0 | 0 | 0 | 24.246 | 59.6477 | 0 | 0 | -497.9325 | 0.7527 | 12.7465 | 0 | -1 | -4.2 | 14.1385 | 0 | 0 | 42.9639 | 42.9639 | 42.9639 | 42.9639 | 49.958 | 48.6486 | 0 | 0 | 9.8321 | 17.369 | 0 | 70.8723 | 77.3038 | 0 | 1458.895 | 36.3321 | 66.8855 | 0 | 0.5138 | 0 | 14.074 | 3.248 | 0 | 1194.3 | 240.3179 | -6.98 | 8.9383 | 7.395 | -1.78 | 17.8048 | 1.5569 | 53.6952 | 2025-12-07 | 2025_12_07 Hr 21 | 133.5328 | -2.9e-05 | -1194.3 | -497.9325 | 633.6098 | 965.761 | 73.6486 | 19.213 | 0 | 129.549 | 364.1125 | 139.9482 | 23.1226 | 192.1628 | 285.811 | 15.21 | 7.2532 | 46.06 | 247.9653 | 0 | 148.1762 | 0
2025_12_07 Hr 22 | 0 | 0 | 0 | 3.8622 | 3.8622 | 3.8116 | 3.8622 | 3.8622 | 3.8622 | 126.4082 | 0 | 0.084 | 6 | 0 | 96.0814 | 96.0814 | 285.811 | 15.21 | 0.00697 | 0.084 | 0.03454 | 0 | 0 | 0.29046 | 0.2376 | 46.06 | 7.2532 | 247.9653 | 0 | 0 | 0 | 0 | 23.177 | 57.0179 | 0 | 0 | -481.9807 | 0.7527 | 12.7465 | 0 | -1 | -4.2 | 14.1385 | 0 | 0 | 37.2707 | 37.2707 | 37.2707 | 37.2707 | 43.338 | 44.6472 | 0 | 0 | 9.8321 | 17.369 | 0 | 70.8723 | 77.3038 | 0 | 1410.44 | 34.7302 | 63.9366 | 0 | 0.5138 | 0 | 14.074 | 3.248 | 0 | 1133.392 | 211.9122 | -6.98 | 8.9383 | 7.395 | -1.78 | 17.0198 | 1.4883 | 51.081 | 2025-12-07 | 2025_12_07 Hr 22 | 123.0023 | -0.000371 | -1133.392 | -481.9807 | 579.7511 | 965.761 | 50.6472 | 19.213 | 0 | 125.8503 | 319.3569 | 134.5439 | 23.1226 | 192.1628 | 285.811 | 15.21 | 7.2532 | 46.06 | 247.9653 | 0 | 148.1762 | 0
2025_12_07 Hr 23 | 0 | 0 | 0 | 3.8622 | 3.8622 | 3.8116 | 3.8622 | 3.8622 | 3.8622 | 105.1943 | 0 | 0.084 | 3 | 0 | 96.0814 | 96.0814 | 286.6375 | 15.29 | 0.00697 | 0.084 | 0.03454 | 0 | 0 | 0.29046 | 0.2376 | 46.06 | 7.2532 | 247.9653 | 0 | 0 | 0 | 0 | 21.7009 | 53.3866 | 0 | 0 | -490.3387 | 0.7527 | 12.7465 | 0 | -1 | -4.2 | 14.1385 | 0 | 0 | 29.4091 | 29.4091 | 29.4091 | 29.4091 | 34.1967 | 46.6479 | 0 | 0 | 9.8321 | 17.369 | 0 | 71.2258 | 77.6894 | 0 | 1345.177 | 32.5183 | 59.8646 | 0 | 0.5138 | 0 | 14.074 | 3.248 | 0 | 1051.308 | 203.4502 | -6.98 | 8.9383 | 7.395 | -1.78 | 15.9359 | 1.3935 | 47.9508 | 2025-12-07 | 2025_12_07 Hr 23 | 133.5339 | 0.000403 | -1051.308 | -490.3387 | 505.3797 | 967.4065 | 49.6479 | 19.213 | 0 | 120.7428 | 257.5555 | 127.0813 | 23.1226 | 192.1628 | 286.6375 | 15.29 | 7.2532 | 46.06 | 247.9653 | 0 | 148.9151 | 0
2025_12_07 Hr 24 | 0 | 0 | 0 | 3.8622 | 3.8622 | 3.8116 | 3.8622 | 3.8622 | 3.8622 | 89.8015 | 0 | 0.084 | 2 | 0 | 96.0814 | 96.0814 | 286.6375 | 15.29 | 0.00697 | 0.084 | 0.03454 | 0 | 0 | 0.29046 | 0.2376 | 46.06 | 7.2532 | 247.9653 | 0 | 0 | 0 | 0 | 20.6299 | 50.7516 | 0 | 0 | -486.9089 | 0.7527 | 12.7465 | 0 | -1 | -4.2 | 14.1385 | 0 | 0 | 23.7048 | 23.7048 | 23.7048 | 23.7048 | 27.5637 | 50.6493 | 0 | 0 | 9.8321 | 17.369 | 0 | 71.2258 | 77.6894 | 2.0244 | 1296.628 | 30.9134 | 56.91 | 0 | 0.5138 | 0 | 14.074 | 3.248 | 0 | 1005.8 | 203.0612 | -6.98 | 8.9383 | 7.395 | -1.78 | 15.1493 | 1.3247 | 46.1093 | 2025-12-07 | 2025_12_07 Hr 24 | 130.8969 | 4.7e-05 | -1005.8 | -486.9089 | 451.4157 | 967.4065 | 54.6737 | 19.213 | 0 | 117.0369 | 212.7125 | 121.6664 | 23.1226 | 192.1628 | 286.6375 | 15.29 | 7.2532 | 46.06 | 247.9653 | 0 | 148.9151 | 0
2025_12_08 Hr 01 | 0 | 0 | 0 | 3.8622 | 3.8622 | 3.8116 | 3.8622 | 3.8622 | 3.8622 | 50.3185 | 0 | 0.084 | 5 | 0 | 96.0814 | 96.0814 | 286.6375 | 0 | 0.00697 | 0.084 | 0.03454 | 0 | 0 | 0.29046 | 0.2376 | 46.06 | 7.2532 | 247.9653 | 0 | 0 | 0 | 0 | 17.7504 | 42.9441 | 0 | 0 | -386.6784 | 0.7527 | 12.756 | 0 | -1 | -4.2 | 14.1631 | 0 | 0 | 7.6407 | 7.6407 | 7.6407 | 7.6407 | 8.8846 | 48.6486 | 0 | 0 | 9.8306 | 19.6887 | 0 | 71.2258 | 77.6894 | 4.0488 | 1148.264 | 29.5651 | 54.4499 | 0 | 0.5138 | 0 | 14.074 | 3.248 | 0 | 958.5084 | 203.903 | -6.98 | 8.9371 | 7.395 | -1.78 | 14.5132 | 1.2677 | 42.9237 | 2025-12-08 | 2025_12_08 Hr 01 | 125.1819 | -3.1e-05 | -958.5084 | -386.6784 | 316.1598 | 952.1165 | 57.6974 | 19.213 | 0 | 106.3813 | 90.294 | 119.4845 | 23.1226 | 192.1628 | 286.6375 | 0 | 7.2532 | 46.06 | 247.9653 | 0 | 148.9151 | 0
2025_12_08 Hr 02 | 0 | 0 | 0 | 3.8622 | 3.8622 | 3.8116 | 3.8622 | 3.8622 | 3.8622 | 49.8912 | 0 | 0.084 | 18 | 0 | 96.0814 | 96.0814 | 286.6375 | 0 | 0.00697 | 0.084 | 0.03454 | 0 | 0 | 0.29046 | 0.2376 | 46.06 | 7.2532 | 247.9653 | 0 | 0 | 0 | 0 | 17.7241 | 42.8804 | 0 | 0 | -418.9563 | 0.7527 | 12.756 | 0 | -1 | -4.2 | 14.1631 | 0 | 0 | 7.4822 | 7.4822 | 7.4822 | 7.4822 | 8.7002 | 44.6472 | 0 | 0 | 9.8306 | 19.6887 | 0 | 71.2258 | 77.6894 | 24.0036 | 1146.928 | 29.5212 | 54.3691 | 0 | 0.5138 | 0 | 14.074 | 3.248 | 0 | 953.7 | 232.7084 | -6.98 | 8.9371 | 7.395 | -1.78 | 14.4917 | 1.2658 | 43.1586 | 2025-12-08 | 2025_12_08 Hr 02 | 123.127 | 2.6e-05 | -953.7 | -418.9563 | 314.676 | 952.1165 | 86.6508 | 19.213 | 0 | 106.2913 | 89.0482 | 119.3365 | 23.1226 | 192.1628 | 286.6375 | 0 | 7.2532 | 46.06 | 247.9653 | 0 | 148.9151 | 0
2025_12_08 Hr 03 | 0 | 0 | 0 | 3.8622 | 3.8622 | 3.8116 | 3.8622 | 3.8622 | 3.8622 | 51.1732 | 0 | 0.084 | 16 | 0 | 96.0814 | 96.0814 | 286.6375 | 0 | 0.00697 | 0.084 | 0.03454 | 0 | 0 | 0.29046 | 0.2376 | 46.06 | 7.2532 | 247.9653 | 0 | 0 | 0 | 0 | 17.8031 | 43.0715 | 0 | 0 | -426.2201 | 0.7527 | 12.756 | 0 | -1 | -4.2 | 14.1631 | 0 | 0 | 7.9578 | 7.9578 | 7.9578 | 7.9578 | 9.2532 | 50.6493 | 0 | 0 | 9.8306 | 19.6887 | 0 | 71.2258 | 77.6894 | 17.9304 | 1150.935 | 29.6528 | 54.6114 | 0 | 0.5138 | 0 | 14.074 | 3.248 | 0 | 948.8167 | 231.0814 | -6.98 | 8.9371 | 7.395 | -1.78 | 14.5563 | 1.2714 | 43.0615 | 2025-12-08 | 2025_12_08 Hr 03 | 122.1171 | -3.2e-05 | -948.8167 | -426.2201 | 319.1275 | 952.1165 | 84.5797 | 19.213 | 0 | 106.5614 | 92.7856 | 119.7806 | 23.1226 | 192.1628 | 286.6375 | 0 | 7.2532 | 46.06 | 247.9653 | 0 | 148.9151 | 0
2025_12_08 Hr 04 | 0 | 0 | 0 | 3.8622 | 3.8622 | 3.8116 | 3.8622 | 3.8622 | 3.8622 | 51.3869 | 0 | 0.084 | 15 | 0 | 96.0814 | 96.0814 | 286.6375 | 0 | 0.00697 | 0.084 | 0.03454 | 0 | 0 | 0.29046 | 0.2376 | 46.06 | 7.2532 | 247.9653 | 0 | 0 | 0 | 0 | 17.8162 | 43.1034 | 0 | 0 | -412.6037 | 0.7527 | 12.756 | 0 | -1 | -4.2 | 14.1631 | 0 | 0 | 8.037 | 8.037 | 8.037 | 8.037 | 9.3454 | 52.65 | 0 | 0 | 9.8306 | 19.6887 | 0 | 71.2258 | 77.6894 | 19.9548 | 1151.603 | 29.6747 | 54.6518 | 0 | 0.5138 | 0 | 14.074 | 3.248 | 0 | 966.2 | 234.1805 | -6.98 | 8.9371 | 7.395 | -1.78 | 14.567 | 1.2724 | 43.5685 | 2025-12-08 | 2025_12_08 Hr 04 | 124.4543 | 8.6e-05 | -966.2 | -412.6037 | 319.8694 | 952.1165 | 87.6048 | 19.213 | 0 | 106.6064 | 93.4084 | 119.8546 | 23.1226 | 192.1628 | 286.6375 | 0 | 7.2532 | 46.06 | 247.9653 | 0 | 148.9151 | 0
2025_12_08 Hr 05 | 0 | 0 | 0 | 3.8622 | 3.8622 | 3.8116 | 3.8622 | 3.8622 | 3.8622 | 68.6942 | 0 | 0.084 | 18 | 0 | 96.0814 | 96.0814 | 286.6375 | 15.29 | 0.00697 | 0.084 | 0.03454 | 0 | 0 | 0.29046 | 0.2376 | 46.06 | 7.2532 | 247.9653 | 0 | 0 | 0 | 0 | 18.8826 | 45.6833 | 0 | 0 | -445.9102 | 0.7527 | 12.756 | 0 | -1 | -4.2 | 14.1631 | 0 | 0 | 14.4573 | 14.4573 | 14.4573 | 14.4573 | 16.8108 | 53.5977 | 0 | 0 | 9.8306 | 19.6887 | 0 | 71.2258 | 77.6894 | 33.8364 | 1220.993 | 31.4509 | 57.9229 | 0 | 0.5138 | 0 | 14.074 | 3.248 | 0 | 1026.108 | 258.0052 | -6.98 | 8.9371 | 7.395 | -1.78 | 15.4389 | 1.3485 | 46.3715 | 2025-12-08 | 2025_12_08 Hr 05 | 122.2713 | 0.000414 | -1026.108 | -445.9102 | 379.965 | 967.4065 | 105.4341 | 19.213 | 0 | 110.2527 | 143.8623 | 125.85 | 23.1226 | 192.1628 | 286.6375 | 15.29 | 7.2532 | 46.06 | 247.9653 | 0 | 148.9151 | 0
2025_12_08 Hr 06 | 0 | 0 | 0 | 3.8622 | 3.8622 | 3.8116 | 3.8622 | 3.8622 | 3.8622 | 99.1575 | 0 | 0.084 | 13 | 0 | 96.0814 | 96.0814 | 286.6375 | 15.29 | 0.00697 | 0.084 | 0.03454 | 0 | 0 | 0.29046 | 0.2376 | 46.06 | 7.2532 | 247.9653 | 0 | 0 | 0 | 0 | 20.7596 | 50.2243 | 0 | 0 | -476.1393 | 0.7527 | 12.756 | 0 | -1 | -4.2 | 14.1631 | 0 | 0 | 25.7579 | 25.7579 | 25.7579 | 25.7579 | 29.9511 | 53.5977 | 0 | 0 | 9.8306 | 19.6887 | 0 | 71.2258 | 77.6894 | 61.8888 | 1316.217 | 34.5772 | 63.6806 | 0 | 0.5138 | 0 | 14.074 | 3.248 | 0 | 1124.708 | 291.6103 | -6.98 | 8.9371 | 7.395 | -1.78 | 16.9736 | 1.4826 | 50.6614 | 2025-12-08 | 2025_12_08 Hr 06 | 122.2713 | 0.00033 | -1124.708 | -476.1393 | 485.7416 | 967.4065 | 128.4865 | 19.213 | 0 | 116.6707 | 232.6682 | 136.4027 | 23.1226 | 192.1628 | 286.6375 | 15.29 | 7.2532 | 46.06 | 247.9653 | 0 | 148.9151 | 0
2025_12_08 Hr 07 | 0 | 0 | 0 | 3.8622 | 3.8622 | 3.8116 | 3.8622 | 3.8622 | 3.8622 | 137.0076 | -14.3 | 0.084 | 13 | 0 | 96.0814 | 96.0814 | 285.811 | 15.21 | 0.00697 | 0.084 | 0.03454 | 0 | 0 | 0.29046 | 0.2376 | 46.06 | 7.2532 | 247.9653 | 0 | 0 | 0 | 0 | 23.0917 | 55.8665 | 0 | 0 | -463.0995 | 0.7527 | 12.756 | 0 | -1 | -4.2 | 14.1631 | 0 | 0 | 39.7987 | 39.7987 | 39.7987 | 39.7987 | 46.2776 | 53.5977 | 0 | 0 | 9.8306 | 19.6887 | 0 | 70.8723 | 77.3038 | 63.7686 | 1432.886 | 38.4616 | 70.8344 | 0 | 0.5138 | 0 | 14.074 | 3.248 | 0 | 1255.108 | 306.6016 | -21.28 | 8.9371 | 7.395 | -1.78 | 18.8804 | 1.6491 | 55.6372 | 2025-12-08 | 2025_12_08 Hr 07 | 112.9688 | 0.000261 | -1255.108 | -463.0995 | 602.8674 | 965.761 | 130.3663 | 19.213 | 0 | 124.6449 | 343.0082 | 135.2142 | 23.1226 | 192.1628 | 285.811 | 15.21 | 7.2532 | 46.06 | 247.9653 | 0 | 148.1762 | 0
2025_12_08 Hr 08 | 0 | 0 | 0 | 3.8622 | 3.8622 | 3.8116 | 3.8622 | 3.8622 | 3.8622 | 157.3063 | -14.3 | 0.084 | 13 | 0 | 96.0814 | 96.0814 | 285.811 | 15.21 | 0.00697 | 0.084 | 0.03454 | 0 | 0 | 0.29046 | 0.2376 | 46.06 | 7.2532 | 247.9653 | 0 | 0 | 0 | 0 | 24.3424 | 58.8923 | 0 | 0 | -451.2536 | 0.7527 | 12.756 | 0 | -1 | -4.2 | 14.1631 | 0 | 0 | 47.3287 | 47.3287 | 47.3287 | 47.3287 | 55.0334 | 48.6486 | 0 | 0 | 9.8306 | 19.6887 | 0 | 70.8723 | 77.3038 | 59.8644 | 1496.337 | 40.5447 | 74.671 | 0 | 0.5138 | 0 | 14.074 | 3.248 | 0 | 1328.583 | 304.7799 | -21.28 | 8.9371 | 7.395 | -1.78 | 19.903 | 1.7384 | 58.3816 | 2025-12-08 | 2025_12_08 Hr 08 | 112.9688 | 0.000301 | -1328.583 | -451.2536 | 673.3498 | 965.761 | 121.513 | 19.213 | 0 | 128.9215 | 402.1825 | 142.2458 | 23.1226 | 192.1628 | 285.811 | 15.21 | 7.2532 | 46.06 | 247.9653 | 0 | 148.1762 | 0
2025_12_08 Hr 09 | 0.33996 | 0.00078 | 0.021996 | 3.8622 | 3.8622 | 3.8116 | 3.8622 | 3.8622 | 3.8622 | 156.879 | -14.3 | 0.084 | 19 | 0 | 96.0814 | 96.0814 | 285.811 | 15.21 | 0.00697 | 0.084 | 0.03454 | 0 | 0 | 0.29046 | 0.2376 | 46.06 | 7.2532 | 247.9653 | 0 | 0 | 0 | 0 | 24.3161 | 58.8286 | 0 | 0 | -452.0815 | 0.7527 | 12.756 | 0 | -1 | -4.2 | 14.1631 | 0 | 0 | 47.1702 | 47.1702 | 47.1702 | 47.1702 | 54.849 | 52.65 | 0 | 0 | 9.8306 | 19.6887 | 0 | 70.8723 | 77.3038 | 63.7686 | 1495.023 | 40.5009 | 74.5902 | 0 | 0.5138 | -0.33996 | 14.074 | 3.248 | 0 | 1340.2 | 318.8782 | -21.62 | 8.9371 | 7.395 | -1.78 | 19.8815 | 1.7366 | 58.8511 | 2025-12-08 | 2025_12_08 Hr 09 | 113.6757 | -4.3e-05 | -1340.2 | -452.0815 | 671.866 | 965.761 | 135.4414 | 19.213 | 0 | 128.8314 | 400.9368 | 142.0978 | 23.1226 | 192.1628 | 285.811 | 15.21 | 7.2532 | 46.06 | 247.9653 | 0 | 148.1762 | 0
2025_12_08 Hr 10 | 0.69982 | 0.004935 | 0.13917 | 3.8622 | 3.8622 | 3.8116 | 3.8622 | 3.8622 | 3.8622 | 147.5691 | -14.3 | 0.084 | 53 | 0 | 96.0814 | 96.0814 | 285.811 | 15.21 | 0.00697 | 0.084 | 0.03454 | 0 | 0 | 0.29046 | 0.2376 | 46.06 | 7.2532 | 247.9653 | 0 | 0 | 0 | 0 | 23.7424 | 57.4408 | 0 | 0 | -468.3672 | 0.7527 | 12.756 | 0 | -1 | -4.2 | 14.1631 | 0 | 0 | 43.7166 | 43.7166 | 43.7166 | 43.7166 | 50.8332 | 50.6493 | 0 | 0 | 9.8306 | 19.6887 | 0 | 70.8723 | 77.3038 | 63.7686 | 1466.039 | 39.5454 | 72.8306 | 0 | 0.5138 | -0.69982 | 14.074 | 3.248 | 0 | 1323.708 | 348.0165 | -21.9798 | 8.9371 | 7.395 | -1.78 | 19.4125 | 1.6956 | 58.4144 | 2025-12-08 | 2025_12_08 Hr 10 | 114.3827 | 0.000407 | -1323.708 | -468.3672 | 639.5395 | 965.761 | 167.562 | 19.213 | 0 | 126.87 | 373.7967 | 138.8728 | 23.1226 | 192.1628 | 285.811 | 15.21 | 7.2532 | 46.06 | 247.9653 | 0 | 148.1762 | 0
2025_12_08 Hr 11 | 1.0282 | 0.008415 | 0.2373 | 3.8622 | 3.8622 | 3.8116 | 3.8622 | 3.8622 | 3.8622 | 149.4616 | -14.3 | 0.084 | 58 | 0 | 96.0814 | 96.0814 | 285.811 | 15.21 | 0.00697 | 0.084 | 0.03454 | 0 | 0 | 0.29046 | 0.2376 | 46.06 | 7.2532 | 247.9653 | 0 | 0 | 0 | 0 | 23.859 | 57.7229 | 0 | 0 | -513.0098 | 0.7527 | 12.756 | 0 | -1 | -4.2 | 14.1631 | 0 | 0 | 44.4186 | 44.4186 | 44.4186 | 44.4186 | 51.6496 | 51.7023 | 0 | 0 | 9.8306 | 19.6887 | 0 | 70.8723 | 77.3038 | 63.7686 | 1472.053 | 39.7396 | 73.1883 | 0 | 0.5138 | -1.0282 | 14.074 | 3.248 | 0 | 1291.792 | 355.0569 | -22.3082 | 8.9371 | 7.395 | -1.78 | 19.5078 | 1.7039 | 57.7419 | 2025-12-08 | 2025_12_08 Hr 11 | 109.4708 | -0.00032 | -1291.792 | -513.0098 | 646.1108 | 965.761 | 173.7166 | 19.213 | 0 | 127.2687 | 379.3137 | 139.5284 | 23.1226 | 192.1628 | 285.811 | 15.21 | 7.2532 | 46.06 | 247.9653 | 0 | 148.1762 | 0
2025_12_08 Hr 12 | 1.3731 | 0.01017 | 0.28679 | 3.8622 | 3.8622 | 3.8116 | 3.8622 | 3.8622 | 3.8622 | 142.0747 | -14.3 | 0.084 | 68 | 0 | 96.0814 | 96.0814 | 285.811 | 15.21 | 0.00697 | 0.084 | 0.03454 | 0 | 0 | 0.29046 | 0.2376 | 46.06 | 7.2532 | 247.9653 | 0 | 0 | 0 | 0 | 23.4039 | 56.6218 | 0 | 0 | -519.4421 | 0.7527 | 12.756 | 0 | -1 | -4.2 | 14.1631 | 0 | 0 | 41.6784 | 41.6784 | 41.6784 | 41.6784 | 48.4633 | 50.6493 | 0 | 0 | 9.8306 | 19.6887 | 0 | 70.8723 | 77.3038 | 63.7686 | 1449.012 | 38.9816 | 71.7921 | 0 | 0.5138 | -1.3731 | 14.074 | 3.248 | 0 | 1268.708 | 361.7917 | -22.6531 | 8.9371 | 7.395 | -1.78 | 19.1357 | 1.6714 | 56.9154 | 2025-12-08 | 2025_12_08 Hr 12 | 110.141 | 0.000402 | -1268.708 | -519.4421 | 620.4616 | 965.761 | 182.7149 | 19.213 | 0 | 125.7125 | 357.7796 | 136.9695 | 23.1226 | 192.1628 | 285.811 | 15.21 | 7.2532 | 46.06 | 247.9653 | 0 | 148.1762 | 0
2025_12_08 Hr 13 | 1.3698 | 0.010845 | 0.30583 | 3.8622 | 3.8622 | 3.8116 | 3.8622 | 3.8622 | 3.8622 | 132.5511 | -14.3 | 0.084 | 80 | 0 | 96.0814 | 96.0814 | 285.811 | 15.21 | 0.00697 | 0.084 | 0.03454 | 0 | 0 | 0.29046 | 0.2376 | 46.06 | 7.2532 | 247.9653 | 0 | 0 | 0 | 0 | 22.8171 | 55.2022 | 0 | 0 | -513.8533 | 0.7527 | 12.756 | 0 | -1 | -4.2 | 14.1631 | 0 | 0 | 38.1456 | 38.1456 | 38.1456 | 38.1456 | 44.3553 | 47.7009 | 0 | 0 | 9.8306 | 19.6887 | 0 | 70.8723 | 77.3038 | 63.7686 | 1419.261 | 38.0042 | 69.9921 | 0 | 0.5138 | -1.3698 | 14.074 | 3.248 | 0 | 1250.3 | 367.5417 | -22.6498 | 8.9371 | 7.395 | -1.78 | 18.6559 | 1.6295 | 56.1152 | 2025-12-08 | 2025_12_08 Hr 13 | 106.2348 | 8.5e-05 | -1250.3 | -513.8533 | 587.3932 | 965.761 | 191.7862 | 19.213 | 0 | 123.706 | 330.0167 | 133.6705 | 23.1226 | 192.1628 | 285.811 | 15.21 | 7.2532 | 46.06 | 247.9653 | 0 | 148.1762 | 0
2025_12_08 Hr 14 | 0.70147 | 0.010695 | 0.3016 | 3.8622 | 3.8622 | 3.8116 | 3.8622 | 3.8622 | 3.8622 | 129.8039 | -14.3 | 0.084 | 79 | 0 | 96.0814 | 96.0814 | 285.811 | 15.21 | 0.00697 | 0.084 | 0.03454 | 0 | 0 | 0.29046 | 0.2376 | 46.06 | 7.2532 | 247.9653 | 0 | 0 | 0 | 0 | 22.6478 | 54.7926 | 0 | 0 | -491.5609 | 0.7527 | 12.756 | 0 | -1 | -4.2 | 14.1631 | 0 | 0 | 37.1264 | 37.1264 | 37.1264 | 37.1264 | 43.1703 | 42.7518 | 0 | 0 | 9.8306 | 19.6887 | 0 | 70.8723 | 77.3038 | 63.7686 | 1410.67 | 37.7223 | 69.4729 | 0 | 0.5138 | -0.70147 | 14.074 | 3.248 | 0 | 1257.1 | 359.9725 | -21.9815 | 8.9371 | 7.395 | -1.78 | 18.5175 | 1.6174 | 56.0903 | 2025-12-08 | 2025_12_08 Hr 14 | 106.2857 | -3e-06 | -1257.1 | -491.5609 | 577.8541 | 965.761 | 185.8327 | 19.213 | 0 | 123.1273 | 322.0081 | 132.7188 | 23.1226 | 192.1628 | 285.811 | 15.21 | 7.2532 | 46.06 | 247.9653 | 0 | 148.1762 | 0
2025_12_08 Hr 15 | 1.7313 | 0.00252 | 0.071064 | 3.8622 | 3.8622 | 3.8116 | 3.8622 | 3.8622 | 3.8622 | 128.5219 | -14.3 | 0.084 | 77 | 0 | 96.0814 | 96.0814 | 285.811 | 15.21 | 0.00697 | 0.084 | 0.03454 | 0 | 0 | 0.29046 | 0.2376 | 46.06 | 7.2532 | 247.9653 | 0 | 0 | 0 | 0 | 22.5689 | 54.6015 | 0 | 0 | -508.9253 | 0.7527 | 12.756 | 0 | -1 | -4.2 | 14.1631 | 0 | 0 | 36.6509 | 36.6509 | 36.6509 | 36.6509 | 42.6173 | 39.6981 | 0 | 0 | 9.8306 | 19.6887 | 0 | 70.8723 | 77.3038 | 63.7686 | 1406.432 | 37.5907 | 69.2306 | 0 | 0.5138 | -1.7313 | 14.074 | 3.248 | 0 | 1229.992 | 355.4963 | -23.0113 | 8.9371 | 7.395 | -1.78 | 18.4529 | 1.6118 | 55.2487 | 2025-12-08 | 2025_12_08 Hr 15 | 104.0857 | -0.000284 | -1229.992 | -508.9253 | 573.4027 | 965.761 | 180.5403 | 19.213 | 0 | 122.8572 | 318.2708 | 132.2747 | 23.1226 | 192.1628 | 285.811 | 15.21 | 7.2532 | 46.06 | 247.9653 | 0 | 148.1762 | 0
2025_12_08 Hr 16 | 0.3383 | 0 | 0 | 3.8622 | 3.8622 | 3.8116 | 3.8622 | 3.8622 | 3.8622 | 133.4363 | -14.3 | 0.084 | 89 | 0 | 96.0814 | 96.0814 | 285.811 | 15.21 | 0.00697 | 0.084 | 0.03454 | 0 | 0 | 0.29046 | 0.2376 | 46.06 | 7.2532 | 247.9653 | 0 | 0 | 0 | 0 | 22.8716 | 55.3341 | 0 | 0 | -506.7577 | 0.7527 | 12.756 | 0 | -1 | -4.2 | 14.1631 | 0 | 0 | 38.4739 | 38.4739 | 38.4739 | 38.4739 | 44.7371 | 32.7483 | 0 | 0 | 9.8306 | 19.6887 | 0 | 70.8723 | 77.3038 | 63.7686 | 1421.723 | 38.0951 | 70.1594 | 0 | 0.5138 | -0.3383 | 14.074 | 3.248 | 0 | 1254.2 | 360.8534 | -21.6183 | 8.9371 | 7.395 | -1.78 | 18.7005 | 1.6334 | 56.1758 | 2025-12-08 | 2025_12_08 Hr 16 | 128.3849 | 4.7e-05 | -1254.2 | -506.7577 | 590.4668 | 965.761 | 185.5169 | 19.213 | 0 | 123.8925 | 332.5972 | 133.9771 | 23.1226 | 192.1628 | 285.811 | 15.21 | 7.2532 | 46.06 | 247.9653 | 0 | 148.1762 | 0
2025_12_08 Hr 17 | 0.34162 | 0 | 0 | 3.8622 | 3.8622 | 3.8116 | 3.8622 | 3.8622 | 3.8622 | 155.8412 | -14.3 | 0.084 | 81 | 0 | 96.0814 | 96.0814 | 285.811 | 15.21 | 0.00697 | 0.084 | 0.03454 | 0 | 0 | 0.29046 | 0.2376 | 46.06 | 7.2532 | 247.9653 | 0 | 0 | 0 | 0 | 24.2521 | 58.6739 | 0 | 0 | -539.0868 | 0.7527 | 12.756 | 0 | -1 | -4.2 | 14.1631 | 0 | 0 | 46.7852 | 46.7852 | 46.7852 | 46.7852 | 54.4014 | 34.749 | 0 | 0 | 9.8306 | 19.6887 | 0 | 70.8723 | 77.3038 | 65.793 | 1491.757 | 40.3944 | 74.394 | 0 | 0.5138 | -0.34162 | 14.074 | 3.248 | 0 | 1295.692 | 364.643 | -21.6216 | 8.9371 | 7.395 | -1.78 | 19.8292 | 1.732 | 58.239 | 2025-12-08 | 2025_12_08 Hr 17 | 155.11 | -0.000296 | -1295.692 | -539.0868 | 668.2624 | 965.761 | 181.542 | 19.213 | 0 | 128.6128 | 397.9114 | 141.7383 | 23.1226 | 192.1628 | 285.811 | 15.21 | 7.2532 | 46.06 | 247.9653 | 0 | 148.1762 | 0
2025_12_08 Hr 18 | 0 | 0 | 0 | 3.8622 | 3.8622 | 3.8116 | 3.8622 | 3.8622 | 3.8622 | 167.6846 | -14.3 | 0.084 | 73 | 0 | 96.0814 | 96.0814 | 285.811 | 15.21 | 0.00697 | 0.084 | 0.03454 | 0 | 0 | 0.29046 | 0.2376 | 46.06 | 7.2532 | 247.9653 | 0 | 0 | 0 | 0 | 24.9818 | 60.4393 | 0 | 0 | -516.8884 | 0.7527 | 12.756 | 0 | -1 | -4.2 | 14.1631 | 0 | 0 | 51.1786 | 51.1786 | 51.1786 | 51.1786 | 59.51 | 30.7476 | 0 | 0 | 9.8306 | 19.6887 | 0 | 70.8723 | 77.3038 | 64.7808 | 1528.778 | 41.6098 | 76.6325 | 0 | 0.5138 | 0 | 14.074 | 3.248 | 0 | 1346 | 355.3904 | -21.28 | 8.9371 | 7.395 | -1.78 | 20.4258 | 1.7841 | 59.9327 | 2025-12-08 | 2025_12_08 Hr 18 | 163.189 | 2.8e-05 | -1346 | -516.8884 | 709.386 | 965.761 | 168.5284 | 19.213 | 0 | 131.108 | 432.4371 | 145.8409 | 23.1226 | 192.1628 | 285.811 | 15.21 | 7.2532 | 46.06 | 247.9653 | 0 | 148.1762 | 0
2025_12_08 Hr 19 | 0 | 0 | 0 | 3.8622 | 3.8622 | 3.8116 | 3.8622 | 3.8622 | 3.8622 | 157.7642 | -14.3 | 0.084 | 53 | 0 | 96.0814 | 96.0814 | 285.811 | 15.21 | 0.00697 | 0.084 | 0.03454 | 0 | 0 | 0.29046 | 0.2376 | 46.06 | 7.2532 | 247.9653 | 0 | 0 | 0 | 0 | 24.3706 | 58.9605 | 0 | 0 | -496.7547 | 0.7527 | 12.756 | 0 | -1 | -4.2 | 14.1631 | 0 | 0 | 47.4986 | 47.4986 | 47.4986 | 47.4986 | 55.2309 | 42.7518 | 0 | 0 | 9.8306 | 19.6887 | 0 | 70.8723 | 77.3038 | 64.7808 | 1497.768 | 40.5917 | 74.7575 | 0 | 0.5138 | 0 | 14.074 | 3.248 | 0 | 1323.692 | 343.9581 | -21.28 | 8.9371 | 7.395 | -1.78 | 19.9261 | 1.7405 | 58.7872 | 2025-12-08 | 2025_12_08 Hr 19 | 149.1292 | -0.000334 | -1323.692 | -496.7547 | 674.9397 | 965.761 | 160.5326 | 19.213 | 0 | 129.0179 | 403.5173 | 142.4044 | 23.1226 | 192.1628 | 285.811 | 15.21 | 7.2532 | 46.06 | 247.9653 | 0 | 148.1762 | 0
2025_12_08 Hr 20 | 0 | 0 | 0 | 3.8622 | 3.8622 | 3.8116 | 3.8622 | 3.8622 | 3.8622 | 156.4822 | -14.3 | 0.084 | 21 | 0 | 96.0814 | 96.0814 | 285.811 | 15.21 | 0.00697 | 0.084 | 0.03454 | 0 | 0 | 0.29046 | 0.2376 | 46.06 | 7.2532 | 247.9653 | 0 | 0 | 0 | 0 | 24.2916 | 58.7694 | 0 | 0 | -476.7885 | 0.7527 | 12.756 | 0 | -1 | -4.2 | 14.1631 | 0 | 0 | 47.023 | 47.023 | 47.023 | 47.023 | 54.6779 | 50.6493 | 0 | 0 | 9.8306 | 19.6887 | 0 | 70.8723 | 77.3038 | 63.7686 | 1493.761 | 40.4601 | 74.5152 | 0 | 0.5138 | 0 | 14.074 | 3.248 | 0 | 1314.092 | 318.3993 | -21.28 | 8.9371 | 7.395 | -1.78 | 19.8615 | 1.7348 | 58.1456 | 2025-12-08 | 2025_12_08 Hr 20 | 148.0405 | -0.000335 | -1314.092 | -476.7885 | 670.4882 | 965.761 | 135.4179 | 19.213 | 0 | 128.7478 | 399.78 | 141.9603 | 23.1226 | 192.1628 | 285.811 | 15.21 | 7.2532 | 46.06 | 247.9653 | 0 | 148.1762 | 0
2025_12_08 Hr 21 | 0 | 0 | 0 | 3.8622 | 3.8622 | 3.8116 | 3.8622 | 3.8622 | 3.8622 | 141.0063 | -14.3 | 0.084 | 7 | 0 | 96.0814 | 96.0814 | 285.811 | 15.21 | 0.00697 | 0.084 | 0.03454 | 0 | 0 | 0.29046 | 0.2376 | 46.06 | 7.2532 | 247.9653 | 0 | 0 | 0 | 0 | 23.3381 | 56.4625 | 0 | 0 | -430.5175 | 0.7527 | 12.756 | 0 | -1 | -4.2 | 14.1631 | 0 | 0 | 41.2821 | 41.2821 | 41.2821 | 41.2821 | 48.0024 | 51.7023 | 0 | 0 | 9.8306 | 19.6887 | 0 | 70.8723 | 77.3038 | 64.7808 | 1445.385 | 38.8719 | 71.5902 | 0 | 0.5138 | 0 | 14.074 | 3.248 | 0 | 1294.692 | 301.1036 | -21.28 | 8.9371 | 7.395 | -1.78 | 19.0818 | 1.6667 | 56.771 | 2025-12-08 | 2025_12_08 Hr 21 | 137.9651 | -0.000393 | -1294.692 | -430.5175 | 616.7519 | 965.761 | 123.4831 | 19.213 | 0 | 125.4874 | 354.6651 | 136.5994 | 23.1226 | 192.1628 | 285.811 | 15.21 | 7.2532 | 46.06 | 247.9653 | 0 | 148.1762 | 0
2025_12_08 Hr 22 | 0 | 0 | 0 | 3.8622 | 3.8622 | 3.8116 | 3.8622 | 3.8622 | 3.8622 | 120.0972 | -14.3 | 0.084 | 6 | 0 | 96.0814 | 96.0814 | 285.811 | 15.21 | 0.00697 | 0.084 | 0.03454 | 0 | 0 | 0.29046 | 0.2376 | 46.06 | 7.2532 | 247.9653 | 0 | 0 | 0 | 0 | 22.0498 | 53.3457 | 0 | 0 | -411.8417 | 0.7527 | 12.756 | 0 | -1 | -4.2 | 14.1631 | 0 | 0 | 33.5257 | 33.5257 | 33.5257 | 33.5257 | 38.9833 | 50.6493 | 0 | 0 | 9.8306 | 19.6887 | 0 | 70.8723 | 77.3038 | 63.7686 | 1380.026 | 36.7261 | 67.6383 | 0 | 0.5138 | 0 | 14.074 | 3.248 | 0 | 1237.7 | 290.7953 | -21.28 | 8.9371 | 7.395 | -1.78 | 18.0285 | 1.5747 | 54.2755 | 2025-12-08 | 2025_12_08 Hr 22 | 129.4477 | 7.1e-05 | -1237.7 | -411.8417 | 544.1498 | 965.761 | 120.4179 | 19.213 | 0 | 121.0822 | 293.7112 | 129.3563 | 23.1226 | 192.1628 | 285.811 | 15.21 | 7.2532 | 46.06 | 247.9653 | 0 | 148.1762 | 0
2025_12_08 Hr 23 | 0 | 0 | 0 | 3.8622 | 3.8622 | 3.8116 | 3.8622 | 3.8622 | 3.8622 | 93.6631 | 0 | 0.084 | 6 | 0 | 96.0814 | 96.0814 | 286.6375 | 15.29 | 0.00697 | 0.084 | 0.03454 | 0 | 0 | 0.29046 | 0.2376 | 46.06 | 7.2532 | 247.9653 | 0 | 0 | 0 | 0 | 20.421 | 49.4053 | 0 | 0 | -411.4826 | 0.7527 | 12.756 | 0 | -1 | -4.2 | 14.1631 | 0 | 0 | 23.7197 | 23.7197 | 23.7197 | 23.7197 | 27.5811 | 51.7023 | 0 | 0 | 9.8306 | 19.6887 | 0 | 71.2258 | 77.6894 | 61.8888 | 1299.043 | 34.0133 | 62.6422 | 0 | 0.5138 | 0 | 14.074 | 3.248 | 0 | 1161.392 | 280.8116 | -6.98 | 8.9371 | 7.395 | -1.78 | 16.6968 | 1.4584 | 51.2587 | 2025-12-08 | 2025_12_08 Hr 23 | 129.5478 | -0.000306 | -1161.392 | -411.4826 | 466.6637 | 967.4065 | 119.5911 | 19.213 | 0 | 115.5131 | 216.6512 | 134.4994 | 23.1226 | 192.1628 | 286.6375 | 15.29 | 7.2532 | 46.06 | 247.9653 | 0 | 148.9151 | 0
2025_12_08 Hr 24 | 0 | 0 | 0 | 3.8622 | 3.8622 | 3.8116 | 3.8622 | 3.8622 | 3.8622 | 75.4706 | 0 | 0.084 | 7 | 0 | 96.0814 | 96.0814 | 286.6375 | 15.29 | 0.00697 | 0.084 | 0.03454 | 0 | 0 | 0.29046 | 0.2376 | 46.06 | 7.2532 | 247.9653 | 0 | 0 | 0 | 0 | 19.3001 | 46.6934 | 0 | 0 | -387.1223 | 0.7527 | 12.756 | 0 | -1 | -4.2 | 14.1631 | 0 | 0 | 16.9711 | 16.9711 | 16.9711 | 16.9711 | 19.7338 | 56.6514 | 0 | 0 | 9.8306 | 19.6887 | 0 | 71.2258 | 77.6894 | 34.8486 | 1242.176 | 32.1463 | 59.2037 | 0 | 0.5138 | 0 | 14.074 | 3.248 | 0 | 1101.492 | 253.4185 | -6.98 | 8.9371 | 7.395 | -1.78 | 15.7803 | 1.3783 | 48.5737 | 2025-12-08 | 2025_12_08 Hr 24 | 125.9096 | -0.000328 | -1101.492 | -387.1223 | 403.4944 | 967.4065 | 98.5 | 19.213 | 0 | 111.6803 | 163.6167 | 128.1974 | 23.1226 | 192.1628 | 286.6375 | 15.29 | 7.2532 | 46.06 | 247.9653 | 0 | 148.9151 | 0
2025_12_09 Hr 01 | 0 | 0 | 0 | 3.8622 | 3.8622 | 3.8116 | 3.8622 | 3.8622 | 3.8622 | 64.8707 | 0 | 0.084 | 8 | 0 | 96.0814 | 96.0814 | 286.6375 | 15.29 | 0.00697 | 0.084 | 0.03454 | 0 | 0 | 0.29046 | 0.2376 | 46.06 | 7.2532 | 247.9653 | 0 | 0 | 0 | 0 | 18.687 | 45.1844 | 0 | 0 | -390.1543 | 0.7527 | 12.7655 | 0 | -1 | -4.2 | 14.1876 | 0 | 0 | 13.0402 | 13.0402 | 13.0402 | 13.0402 | 15.163 | 58.6521 | 0 | 0 | 9.8291 | 19.4259 | 0 | 71.2258 | 77.6894 | 24.0036 | 1209.191 | 30.6033 | 56.3847 | 0 | 0.5138 | 0 | 14.074 | 3.248 | 0 | 1052.208 | 240.1519 | -6.98 | 8.936 | 7.395 | -1.78 | 15.0483 | 1.3129 | 46.6681 | 2025-12-09 | 2025_12_09 Hr 01 | 127.4755 | 0.000392 | -1052.208 | -390.1543 | 365.0875 | 967.4065 | 90.6557 | 19.213 | 0 | 109.5896 | 132.7227 | 122.7752 | 23.1226 | 192.1628 | 286.6375 | 15.29 | 7.2532 | 46.06 | 247.9653 | 0 | 148.9151 | 0
2025_12_09 Hr 02 | 0 | 0 | 0 | 3.8622 | 3.8622 | 3.8116 | 3.8622 | 3.8622 | 3.8622 | 63.1323 | 0 | 0.084 | 8 | 0 | 96.0814 | 96.0814 | 286.6375 | 0 | 0.00697 | 0.084 | 0.03454 | 0 | 0 | 0.29046 | 0.2376 | 46.06 | 7.2532 | 247.9653 | 0 | 0 | 0 | 0 | 18.5797 | 44.9251 | 0 | 0 | -373.5826 | 0.7527 | 12.7655 | 0 | -1 | -4.2 | 14.1876 | 0 | 0 | 12.3947 | 12.3947 | 12.3947 | 12.3947 | 14.4124 | 61.6005 | 0 | 0 | 9.8291 | 19.4259 | 0 | 71.2258 | 77.6894 | 21.9792 | 1188.463 | 30.4277 | 56.0611 | 0 | 0.5138 | 0 | 14.074 | 3.248 | 0 | 1048.383 | 240.4828 | -6.98 | 8.936 | 7.395 | -1.78 | 14.9619 | 1.3054 | 46.2991 | 2025-12-09 | 2025_12_09 Hr 02 | 127.9412 | 0.000286 | -1048.383 | -373.5826 | 359.0566 | 952.1165 | 91.5797 | 19.213 | 0 | 109.223 | 127.6516 | 122.182 | 23.1226 | 192.1628 | 286.6375 | 0 | 7.2532 | 46.06 | 247.9653 | 0 | 148.9151 | 0
2025_12_09 Hr 03 | 0 | 0 | 0 | 3.8622 | 3.8622 | 3.8116 | 3.8622 | 3.8622 | 3.8622 | 58.4138 | 0 | 0.084 | 14 | 0 | 96.0814 | 96.0814 | 286.6375 | 0 | 0.00697 | 0.084 | 0.03454 | 0 | 0 | 0.29046 | 0.2376 | 46.06 | 7.2532 | 247.9653 | 0 | 0 | 0 | 0 | 18.2886 | 44.2212 | 0 | 0 | -398.7274 | 0.7527 | 12.7655 | 0 | -1 | -4.2 | 14.1876 | 0 | 0 | 10.6426 | 10.6426 | 10.6426 | 10.6426 | 12.3751 | 63.6012 | 0 | 0 | 9.8291 | 19.4259 | 0 | 71.2258 | 77.6894 | 44.826 | 1173.704 | 29.9509 | 55.1827 | 0 | 0.5138 | 0 | 14.074 | 3.248 | 0 | 1037.717 | 269.7202 | -6.98 | 8.936 | 7.395 | -1.78 | 14.7275 | 1.285 | 46.2089 | 2025-12-09 | 2025_12_09 Hr 03 | 128.4883 | -0.000307 | -1037.717 | -398.7274 | 342.6874 | 952.1165 | 122.4272 | 19.213 | 0 | 108.228 | 113.8874 | 120.572 | 23.1226 | 192.1628 | 286.6375 | 0 | 7.2532 | 46.06 | 247.9653 | 0 | 148.9151 | 0
2025_12_09 Hr 04 | 0 | 0 | 0 | 3.8622 | 3.8622 | 3.8116 | 3.8622 | 3.8622 | 3.8622 | 63.1323 | 0 | 0.084 | 31 | 0 | 96.0814 | 96.0814 | 286.6375 | 0 | 0.00697 | 0.084 | 0.03454 | 0 | 0 | 0.29046 | 0.2376 | 46.06 | 7.2532 | 247.9653 | 0 | 0 | 0 | 0 | 18.5797 | 44.9251 | 0 | 0 | -426.5311 | 0.7527 | 12.7655 | 0 | -1 | -4.2 | 14.1876 | 0 | 0 | 12.3947 | 12.3947 | 12.3947 | 12.3947 | 14.4124 | 66.5496 | 0 | 0 | 9.8291 | 19.4259 | 0 | 71.2258 | 77.6894 | 49.887 | 1188.463 | 30.4277 | 56.0611 | 0 | 0.5138 | 0 | 14.074 | 3.248 | 0 | 1051.292 | 296.3397 | -6.98 | 8.936 | 7.395 | -1.78 | 14.9619 | 1.3054 | 47.1106 | 2025-12-09 | 2025_12_09 Hr 04 | 117.9054 | -0.000314 | -1051.292 | -426.5311 | 359.0566 | 952.1165 | 147.4366 | 19.213 | 0 | 109.223 | 127.6516 | 122.182 | 23.1226 | 192.1628 | 286.6375 | 0 | 7.2532 | 46.06 | 247.9653 | 0 | 148.9151 | 0
2025_12_09 Hr 05 | 0 | 0 | 0 | 3.8622 | 3.8622 | 3.8116 | 3.8622 | 3.8622 | 3.8622 | 78.7781 | 0 | 0.084 | 63 | 0 | 96.0814 | 96.0814 | 286.6375 | 15.29 | 0.00697 | 0.084 | 0.03454 | 0 | 0 | 0.29046 | 0.2376 | 46.06 | 7.2532 | 247.9653 | 0 | 0 | 0 | 0 | 19.545 | 47.2591 | 0 | 0 | -486.3683 | 0.7527 | 12.7655 | 0 | -1 | -4.2 | 14.1876 | 0 | 0 | 18.2043 | 18.2043 | 18.2043 | 18.2043 | 21.1678 | 67.4973 | 0 | 0 | 9.8291 | 19.4259 | 0 | 71.2258 | 77.6894 | 44.826 | 1252.692 | 32.0085 | 58.9736 | 0 | 0.5138 | 0 | 14.074 | 3.248 | 0 | 1088.908 | 329.5649 | -6.98 | 8.936 | 7.395 | -1.78 | 15.7393 | 1.3732 | 49.3828 | 2025-12-09 | 2025_12_09 Hr 05 | 130.6567 | 0.000417 | -1088.908 | -486.3683 | 413.3339 | 967.4065 | 175.3233 | 19.213 | 0 | 112.5223 | 173.291 | 127.5205 | 23.1226 | 192.1628 | 286.6375 | 15.29 | 7.2532 | 46.06 | 247.9653 | 0 | 148.9151 | 0
2025_12_09 Hr 06 | 0 | 0 | 0 | 3.8622 | 3.8622 | 3.8116 | 3.8622 | 3.8622 | 3.8622 | 110.5973 | 0 | 0.084 | 78 | 0 | 96.0814 | 96.0814 | 286.6375 | 15.29 | 0.00697 | 0.084 | 0.03454 | 0 | 0 | 0.29046 | 0.2376 | 46.06 | 7.2532 | 247.9653 | 0 | 0 | 0 | 0 | 21.5081 | 52.0058 | 0 | 0 | -529.6097 | 0.7527 | 12.7655 | 0 | -1 | -4.2 | 14.1876 | 0 | 0 | 30.0194 | 30.0194 | 30.0194 | 30.0194 | 34.9063 | 66.5496 | 0 | 0 | 9.8291 | 19.4259 | 0 | 71.2258 | 77.6894 | 45.8382 | 1352.22 | 35.2235 | 64.897 | 0 | 0.5138 | 0 | 14.074 | 3.248 | 0 | 1171.117 | 355.4865 | -6.98 | 8.936 | 7.395 | -1.78 | 17.3201 | 1.5112 | 53.1968 | 2025-12-09 | 2025_12_09 Hr 06 | 135.9074 | -0.000285 | -1171.117 | -529.6097 | 523.7191 | 967.4065 | 190.3878 | 19.213 | 0 | 119.2322 | 266.1092 | 138.3777 | 23.1226 | 192.1628 | 286.6375 | 15.29 | 7.2532 | 46.06 | 247.9653 | 0 | 148.9151 | 0
2025_12_09 Hr 07 | 0 | 0 | 0 | 3.8622 | 3.8622 | 3.8116 | 3.8622 | 3.8622 | 3.8622 | 149.929 | -14.3 | 0.084 | 80 | 0 | 96.0814 | 96.0814 | 285.811 | 15.21 | 0.00697 | 0.084 | 0.03454 | 0 | 0 | 0.29046 | 0.2376 | 46.06 | 7.2532 | 247.9653 | 0 | 0 | 0 | 0 | 23.9348 | 57.8733 | 0 | 0 | -519.7631 | 0.7527 | 12.7655 | 0 | -1 | -4.2 | 14.1876 | 0 | 0 | 44.624 | 44.624 | 44.624 | 44.624 | 51.8884 | 62.5482 | 0 | 0 | 9.8291 | 19.4259 | 0 | 70.8723 | 77.3038 | 48.8748 | 1473.601 | 39.1975 | 72.2189 | 0 | 0.5138 | 0 | 14.074 | 3.248 | 0 | 1302.5 | 369.9422 | -21.28 | 8.936 | 7.395 | -1.78 | 19.2742 | 1.6816 | 58.2535 | 2025-12-09 | 2025_12_09 Hr 07 | 122.7841 | -9.3e-05 | -1302.5 | -519.7631 | 645.8659 | 965.761 | 191.423 | 19.213 | 0 | 127.5262 | 380.8416 | 137.4981 | 23.1226 | 192.1628 | 285.811 | 15.21 | 7.2532 | 46.06 | 247.9653 | 0 | 148.1762 | 0
2025_12_09 Hr 08 | 0 | 0 | 0 | 3.8622 | 3.8622 | 3.8116 | 3.8622 | 3.8622 | 3.8622 | 168.0582 | -14.3 | 0.084 | 83 | 0 | 96.0814 | 96.0814 | 285.811 | 15.21 | 0.00697 | 0.084 | 0.03454 | 0 | 0 | 0.29046 | 0.2376 | 46.06 | 7.2532 | 247.9653 | 0 | 0 | 0 | 0 | 25.0532 | 60.5778 | 0 | 0 | -524.767 | 0.7527 | 12.7655 | 0 | -1 | -4.2 | 14.1876 | 0 | 0 | 51.3558 | 51.3558 | 51.3558 | 51.3558 | 59.716 | 61.6005 | 0 | 0 | 9.8291 | 19.4259 | 0 | 70.8723 | 77.3038 | 46.8504 | 1530.308 | 41.0292 | 75.5938 | 0 | 0.5138 | 0 | 14.074 | 3.248 | 0 | 1360.417 | 376.156 | -21.28 | 8.936 | 7.395 | -1.78 | 20.1749 | 1.7602 | 60.6055 | 2025-12-09 | 2025_12_09 Hr 08 | 131.0356 | -0.000437 | -1360.417 | -524.767 | 708.7586 | 965.761 | 191.4509 | 19.213 | 0 | 131.3492 | 433.7253 | 143.6841 | 23.1226 | 192.1628 | 285.811 | 15.21 | 7.2532 | 46.06 | 247.9653 | 0 | 148.1762 | 0
2025_12_09 Hr 09 | 0.70147 | 0.00012 | 0.003384 | 3.8622 | 3.8622 | 3.8116 | 3.8622 | 3.8622 | 3.8622 | 155.1753 | -14.3 | 0.084 | 87 | 0 | 96.0814 | 96.0814 | 285.811 | 15.21 | 0.00697 | 0.084 | 0.03454 | 0 | 0 | 0.29046 | 0.2376 | 46.06 | 7.2532 | 247.9653 | 0 | 0 | 0 | 0 | 24.2584 | 58.6559 | 0 | 0 | -474.8183 | 0.7527 | 12.7655 | 0 | -1 | -4.2 | 14.1876 | 0 | 0 | 46.5721 | 46.5721 | 46.5721 | 46.5721 | 54.1536 | 48.6486 | 0 | 0 | 9.8291 | 19.4259 | 0 | 70.8723 | 77.3038 | 44.826 | 1490.014 | 39.7276 | 73.1955 | 0 | 0.5138 | -0.70147 | 14.074 | 3.248 | 0 | 1354.7 | 361.4855 | -21.9815 | 8.936 | 7.395 | -1.78 | 19.5349 | 1.7044 | 59.7226 | 2025-12-09 | 2025_12_09 Hr 09 | 127.9731 | -4.7e-05 | -1354.7 | -474.8183 | 664.0661 | 965.761 | 180.4781 | 19.213 | 0 | 128.6325 | 396.1453 | 139.2882 | 23.1226 | 192.1628 | 285.811 | 15.21 | 7.2532 | 46.06 | 247.9653 | 0 | 148.1762 | 0
2025_12_09 Hr 10 | 0.33664 | 0.00036 | 0.010152 | 3.8622 | 3.8622 | 3.8116 | 3.8622 | 3.8622 | 3.8622 | 139.7469 | -14.3 | 0.084 | 84 | 0 | 96.0814 | 96.0814 | 285.811 | 15.21 | 0.00697 | 0.084 | 0.03454 | 0 | 0 | 0.29046 | 0.2376 | 46.06 | 7.2532 | 247.9653 | 0 | 0 | 0 | 0 | 23.3066 | 56.3543 | 0 | 0 | -428.4243 | 0.7527 | 12.7655 | 0 | -1 | -4.2 | 14.1876 | 0 | 0 | 40.8432 | 40.8432 | 40.8432 | 40.8432 | 47.4921 | 51.7023 | 0 | 0 | 9.8291 | 19.4259 | 0 | 70.8723 | 77.3038 | 51.9114 | 1441.762 | 38.1687 | 70.3234 | 0 | 0.5138 | -0.33664 | 14.074 | 3.248 | 0 | 1354.717 | 362.9956 | -21.6166 | 8.936 | 7.395 | -1.78 | 18.7684 | 1.6375 | 59.1128 | 2025-12-09 | 2025_12_09 Hr 10 | 116.1331 | -0.000258 | -1354.717 | -428.4243 | 610.5428 | 965.761 | 187.6242 | 19.213 | 0 | 125.3791 | 351.1399 | 134.0239 | 23.1226 | 192.1628 | 285.811 | 15.21 | 7.2532 | 46.06 | 247.9653 | 0 | 148.1762 | 0
2025_12_09 Hr 11 | 3.1027 | 0.00075 | 0.02115 | 3.8622 | 3.8622 | 3.8116 | 3.8622 | 3.8622 | 3.8622 | 135.0904 | -14.3 | 0.084 | 83 | 0 | 96.0814 | 96.0814 | 285.811 | 15.21 | 0.00697 | 0.084 | 0.03454 | 0 | 0 | 0.29046 | 0.2376 | 46.06 | 7.2532 | 247.9653 | 0 | 0 | 0 | 0 | 23.0193 | 55.6597 | 0 | 0 | -406.9552 | 0.7527 | 12.7655 | 0 | -1 | -4.2 | 14.1876 | 0 | 0 | 39.1142 | 39.1142 | 39.1142 | 39.1142 | 45.4816 | 48.6486 | 0 | 0 | 9.8291 | 19.4259 | 0 | 70.8723 | 77.3038 | 40.9218 | 1427.208 | 37.6982 | 69.4566 | 0 | 0.5138 | -3.1027 | 14.074 | 3.248 | 0 | 1345 | 349.13 | -24.3827 | 8.936 | 7.395 | -1.78 | 18.537 | 1.6173 | 58.4468 | 2025-12-09 | 2025_12_09 Hr 11 | 106.2754 | -2.4e-05 | -1345 | -406.9552 | 594.3888 | 965.761 | 172.5923 | 19.213 | 0 | 124.3971 | 337.5567 | 132.435 | 23.1226 | 192.1628 | 285.811 | 15.21 | 7.2532 | 46.06 | 247.9653 | 0 | 148.1762 | 0
2025_12_09 Hr 12 | 3.4626 | 0.001185 | 0.033417 | 3.8622 | 3.8622 | 3.8116 | 3.8622 | 3.8622 | 3.8622 | 123.0767 | -14.3 | 0.084 | 65 | 0 | 96.0814 | 96.0814 | 285.811 | 15.21 | 0.00697 | 0.084 | 0.03454 | 0 | 0 | 0.29046 | 0.2376 | 46.06 | 7.2532 | 247.9653 | 0 | 0 | 0 | 0 | 22.2781 | 53.8675 | 0 | 0 | -345.4074 | 0.7527 | 12.7655 | 0 | -1 | -4.2 | 14.1876 | 0 | 0 | 34.6532 | 34.6532 | 34.6532 | 34.6532 | 40.2944 | 48.6486 | 0 | 0 | 9.8291 | 19.4259 | 0 | 70.8723 | 77.3038 | 40.9218 | 1389.642 | 36.4844 | 67.2201 | 0 | 0.5138 | -3.4626 | 14.074 | 3.248 | 0 | 1346.883 | 327.3911 | -24.7426 | 8.936 | 7.395 | -1.78 | 17.9401 | 1.5652 | 57.7113 | 2025-12-09 | 2025_12_09 Hr 12 | 113.6559 | 0.000321 | -1346.883 | -345.4074 | 552.7117 | 965.761 | 154.605 | 19.213 | 0 | 121.8637 | 302.5121 | 128.3358 | 23.1226 | 192.1628 | 285.811 | 15.21 | 7.2532 | 46.06 | 247.9653 | 0 | 148.1762 | 0
2025_12_09 Hr 13 | 3.1011 | 0.00111 | 0.031302 | 3.8622 | 3.8622 | 3.8116 | 3.8622 | 3.8622 | 3.8622 | 114.9123 | -14.3 | 0.084 | 22 | 0 | 96.0814 | 96.0814 | 285.811 | 15.21 | 0.00697 | 0.084 | 0.03454 | 0 | 0 | 0.29046 | 0.2376 | 46.06 | 7.2532 | 247.9653 | 0 | 0 | 0 | 0 | 21.7743 | 52.6495 | 0 | 0 | -266.9959 | 0.7527 | 12.7655 | 0 | -1 | -4.2 | 14.1876 | 0 | 0 | 31.6216 | 31.6216 | 31.6216 | 31.6216 | 36.7694 | 48.6486 | 0 | 0 | 9.8291 | 19.4259 | 0 | 70.8723 | 77.3038 | 35.8608 | 1364.103 | 35.6595 | 65.7003 | 0 | 0.5138 | -3.1011 | 14.074 | 3.248 | 0 | 1348.908 | 276.1827 | -24.3811 | 8.936 | 7.395 | -1.78 | 17.5345 | 1.5299 | 56.7595 | 2025-12-09 | 2025_12_09 Hr 13 | 98.7355 | 0.000331 | -1348.908 | -266.9959 | 524.3884 | 965.761 | 106.5418 | 19.213 | 0 | 120.1421 | 278.6963 | 125.55 | 23.1226 | 192.1628 | 285.811 | 15.21 | 7.2532 | 46.06 | 247.9653 | 0 | 148.1762 | 0
2025_12_09 Hr 14 | 6.2121 | 0.001245 | 0.035109 | 3.8622 | 3.8622 | 3.8116 | 3.8622 | 3.8622 | 3.8622 | 109.9454 | -14.3 | 0.084 | 23 | 0 | 96.0814 | 96.0814 | 285.811 | 15.21 | 0.00697 | 0.084 | 0.03454 | 0 | 0 | 0.29046 | 0.2376 | 46.06 | 7.2532 | 247.9653 | 0 | 0 | 0 | 0 | 21.4679 | 51.9086 | 0 | 0 | -259.7502 | 0.7527 | 12.7655 | 0 | -1 | -4.2 | 14.1876 | 0 | 0 | 29.7773 | 29.7773 | 29.7773 | 29.7773 | 34.6248 | 46.6479 | 0 | 0 | 9.8291 | 19.4259 | 0 | 70.8723 | 77.3038 | 44.826 | 1348.57 | 35.1576 | 64.7757 | 0 | 0.5138 | -6.2121 | 14.074 | 3.248 | 0 | 1346.892 | 285.5636 | -27.4921 | 8.936 | 7.395 | -1.78 | 17.2877 | 1.5083 | 56.5846 | 2025-12-09 | 2025_12_09 Hr 14 | 99.7167 | -0.000367 | -1346.892 | -259.7502 | 507.1575 | 965.761 | 114.5103 | 19.213 | 0 | 119.0947 | 264.2076 | 123.8552 | 23.1226 | 192.1628 | 285.811 | 15.21 | 7.2532 | 46.06 | 247.9653 | 0 | 148.1762 | 0
2025_12_09 Hr 15 | 3.4593 | 0.0006 | 0.01692 | 3.8622 | 3.8622 | 3.8116 | 3.8622 | 3.8622 | 3.8622 | 107.3378 | -14.3 | 0.084 | 50 | 0 | 96.0814 | 96.0814 | 285.811 | 15.21 | 0.00697 | 0.084 | 0.03454 | 0 | 0 | 0.29046 | 0.2376 | 46.06 | 7.2532 | 247.9653 | 0 | 0 | 0 | 0 | 21.307 | 51.5196 | 0 | 0 | -307.9466 | 0.7527 | 12.7655 | 0 | -1 | -4.2 | 14.1876 | 0 | 0 | 28.8091 | 28.8091 | 28.8091 | 28.8091 | 33.4989 | 48.6486 | 0 | 0 | 9.8291 | 19.4259 | 0 | 70.8723 | 77.3038 | 54.8034 | 1340.396 | 34.8942 | 64.2902 | 0 | 0.5138 | -3.4593 | 14.074 | 3.248 | 0 | 1328.608 | 320.8984 | -24.7393 | 8.936 | 7.395 | -1.78 | 17.1582 | 1.497 | 56.497 | 2025-12-09 | 2025_12_09 Hr 15 | 106.2008 | 0.000335 | -1328.608 | -307.9466 | 498.1114 | 965.761 | 153.4695 | 19.213 | 0 | 118.5448 | 256.6011 | 122.9655 | 23.1226 | 192.1628 | 285.811 | 15.21 | 7.2532 | 46.06 | 247.9653 | 0 | 148.1762 | 0
2025_12_09 Hr 16 | 1.3698 | 9e-05 | 0.002538 | 3.8622 | 3.8622 | 3.8116 | 3.8622 | 3.8622 | 3.8622 | 120.438 | -14.3 | 0.084 | 87 | 0 | 96.0814 | 96.0814 | 285.811 | 15.21 | 0.00697 | 0.084 | 0.03454 | 0 | 0 | 0.29046 | 0.2376 | 46.06 | 7.2532 | 247.9653 | 0 | 0 | 0 | 0 | 22.1153 | 53.4739 | 0 | 0 | -377.9509 | 0.7527 | 12.7655 | 0 | -1 | -4.2 | 14.1876 | 0 | 0 | 33.6734 | 33.6734 | 33.6734 | 33.6734 | 39.1552 | 47.7009 | 0 | 0 | 9.8291 | 19.4259 | 0 | 70.8723 | 77.3038 | 55.8156 | 1381.358 | 36.2178 | 66.7289 | 0 | 0.5138 | -1.3698 | 14.074 | 3.248 | 0 | 1341.1 | 360.3429 | -22.6498 | 8.936 | 7.395 | -1.78 | 17.809 | 1.5538 | 57.9112 | 2025-12-09 | 2025_12_09 Hr 16 | 117.6449 | 1.9e-05 | -1341.1 | -377.9509 | 543.5577 | 965.761 | 190.5191 | 19.213 | 0 | 121.3073 | 294.815 | 127.4354 | 23.1226 | 192.1628 | 285.811 | 15.21 | 7.2532 | 46.06 | 247.9653 | 0 | 148.1762 | 0
2025_12_09 Hr 17 | 0.34162 | 0 | 0 | 3.8622 | 3.8622 | 3.8116 | 3.8622 | 3.8622 | 3.8622 | 152.816 | -14.3 | 0.084 | 83 | 0 | 96.0814 | 96.0814 | 285.811 | 15.21 | 0.00697 | 0.084 | 0.03454 | 0 | 0 | 0.29046 | 0.2376 | 46.06 | 7.2532 | 247.9653 | 0 | 0 | 0 | 0 | 24.1129 | 58.304 | 0 | 0 | -468.5185 | 0.7527 | 12.7655 | 0 | -1 | -4.2 | 14.1876 | 0 | 0 | 45.696 | 45.696 | 45.696 | 45.696 | 53.1349 | 47.7009 | 0 | 0 | 9.8291 | 19.4259 | 0 | 70.8723 | 77.3038 | 75.7704 | 1482.631 | 39.4892 | 72.7563 | 0 | 0.5138 | -0.34162 | 14.074 | 3.248 | 0 | 1378.808 | 386.3172 | -21.6216 | 8.936 | 7.395 | -1.78 | 19.4177 | 1.6942 | 60.5914 | 2025-12-09 | 2025_12_09 Hr 17 | 139.526 | 0.000242 | -1378.808 | -468.5185 | 655.8814 | 965.761 | 206.4713 | 19.213 | 0 | 128.135 | 389.2631 | 138.4832 | 23.1226 | 192.1628 | 285.811 | 15.21 | 7.2532 | 46.06 | 247.9653 | 0 | 148.1762 | 0
2025_12_09 Hr 18 | 0 | 0 | 0 | 3.8622 | 3.8622 | 3.8116 | 3.8622 | 3.8622 | 3.8622 | 165.016 | -14.3 | 0.084 | 80 | 0 | 96.0814 | 96.0814 | 285.811 | 15.21 | 0.00697 | 0.084 | 0.03454 | 0 | 0 | 0.29046 | 0.2376 | 46.06 | 7.2532 | 247.9653 | 0 | 0 | 0 | 0 | 24.8655 | 60.1239 | 0 | 0 | -495.4104 | 0.7527 | 12.7655 | 0 | -1 | -4.2 | 14.1876 | 0 | 0 | 50.2261 | 50.2261 | 50.2261 | 50.2261 | 58.4025 | 45.7002 | 0 | 0 | 9.8291 | 19.4259 | 0 | 70.8723 | 77.3038 | 80.8314 | 1520.792 | 40.7219 | 75.0274 | 0 | 0.5138 | 0 | 14.074 | 3.248 | 0 | 1394.3 | 390.1987 | -21.28 | 8.936 | 7.395 | -1.78 | 20.0238 | 1.747 | 61.5567 | 2025-12-09 | 2025_12_09 Hr 18 | 143.4086 | 5e-06 | -1394.3 | -495.4104 | 698.2047 | 965.761 | 206.5316 | 19.213 | 0 | 130.7077 | 424.851 | 142.646 | 23.1226 | 192.1628 | 285.811 | 15.21 | 7.2532 | 46.06 | 247.9653 | 0 | 148.1762 | 0
2025_12_09 Hr 19 | 0 | 0 | 0 | 3.8622 | 3.8622 | 3.8116 | 3.8622 | 3.8622 | 3.8622 | 166.3198 | -14.3 | 0.084 | 70 | 0 | 96.0814 | 96.0814 | 285.811 | 15.21 | 0.00697 | 0.084 | 0.03454 | 0 | 0 | 0.29046 | 0.2376 | 46.06 | 7.2532 | 247.9653 | 0 | 0 | 0 | 0 | 24.946 | 60.3184 | 0 | 0 | -514.6912 | 0.7527 | 12.7655 | 0 | -1 | -4.2 | 14.1876 | 0 | 0 | 50.7103 | 50.7103 | 50.7103 | 50.7103 | 58.9654 | 44.6472 | 0 | 0 | 9.8291 | 19.4259 | 0 | 70.8723 | 77.3038 | 72.7338 | 1524.87 | 40.8536 | 75.2701 | 0 | 0.5138 | 0 | 14.074 | 3.248 | 0 | 1360.392 | 371.493 | -21.28 | 8.936 | 7.395 | -1.78 | 20.0886 | 1.7527 | 60.4719 | 2025-12-09 | 2025_12_09 Hr 19 | 138.3581 | -0.000313 | -1360.392 | -514.6912 | 702.7278 | 965.761 | 187.381 | 19.213 | 0 | 130.9826 | 428.6543 | 143.0909 | 23.1226 | 192.1628 | 285.811 | 15.21 | 7.2532 | 46.06 | 247.9653 | 0 | 148.1762 | 0
2025_12_09 Hr 20 | 0 | 0 | 0 | 3.8622 | 3.8622 | 3.8116 | 3.8622 | 3.8622 | 3.8622 | 156.8517 | -14.3 | 0.084 | 54 | 0 | 96.0814 | 96.0814 | 285.811 | 15.21 | 0.00697 | 0.084 | 0.03454 | 0 | 0 | 0.29046 | 0.2376 | 46.06 | 7.2532 | 247.9653 | 0 | 0 | 0 | 0 | 24.3618 | 58.906 | 0 | 0 | -493.359 | 0.7527 | 12.7655 | 0 | -1 | -4.2 | 14.1876 | 0 | 0 | 47.1945 | 47.1945 | 47.1945 | 47.1945 | 54.8774 | 42.7518 | 0 | 0 | 9.8291 | 19.4259 | 0 | 70.8723 | 77.3038 | 86.76 | 1495.254 | 39.8969 | 73.5076 | 0 | 0.5138 | 0 | 14.074 | 3.248 | 0 | 1345.008 | 364.3931 | -21.28 | 8.936 | 7.395 | -1.78 | 19.6182 | 1.7117 | 59.584 | 2025-12-09 | 2025_12_09 Hr 20 | 143.468 | 0.000405 | -1345.008 | -493.359 | 669.8815 | 965.761 | 183.5118 | 19.213 | 0 | 128.986 | 401.0353 | 139.8602 | 23.1226 | 192.1628 | 285.811 | 15.21 | 7.2532 | 46.06 | 247.9653 | 0 | 148.1762 | 0
2025_12_09 Hr 21 | 0 | 0 | 0 | 3.8622 | 3.8622 | 3.8116 | 3.8622 | 3.8622 | 3.8622 | 140.0883 | -14.3 | 0.084 | 33 | 0 | 96.0814 | 96.0814 | 285.811 | 15.21 | 0.00697 | 0.084 | 0.03454 | 0 | 0 | 0.29046 | 0.2376 | 46.06 | 7.2532 | 247.9653 | 0 | 0 | 0 | 0 | 23.3276 | 56.4053 | 0 | 0 | -451.9408 | 0.7527 | 12.7655 | 0 | -1 | -4.2 | 14.1876 | 0 | 0 | 40.97 | 40.97 | 40.97 | 40.97 | 47.6395 | 40.7511 | 0 | 0 | 9.8291 | 19.4259 | 0 | 70.8723 | 77.3038 | 89.7966 | 1442.82 | 38.2032 | 70.387 | 0 | 0.5138 | 0 | 14.074 | 3.248 | 0 | 1308.308 | 338.7091 | -21.28 | 8.936 | 7.395 | -1.78 | 18.7853 | 1.639 | 57.5903 | 2025-12-09 | 2025_12_09 Hr 21 | 116.2278 | 0.00025 | -1308.308 | -451.9408 | 611.7273 | 965.761 | 163.5477 | 19.213 | 0 | 125.4511 | 352.1359 | 134.1404 | 23.1226 | 192.1628 | 285.811 | 15.21 | 7.2532 | 46.06 | 247.9653 | 0 | 148.1762 | 0
2025_12_09 Hr 22 | 0 | 0 | 0 | 3.8622 | 3.8622 | 3.8116 | 3.8622 | 3.8622 | 3.8622 | 122.6731 | -14.3 | 0.084 | 24 | 0 | 96.0814 | 96.0814 | 285.811 | 15.21 | 0.00697 | 0.084 | 0.03454 | 0 | 0 | 0.29046 | 0.2376 | 46.06 | 7.2532 | 247.9653 | 0 | 0 | 0 | 0 | 22.2532 | 53.8073 | 0 | 0 | -429.1382 | 0.7527 | 12.7655 | 0 | -1 | -4.2 | 14.1876 | 0 | 0 | 34.5034 | 34.5034 | 34.5034 | 34.5034 | 40.1202 | 35.802 | 0 | 0 | 9.8291 | 19.4259 | 0 | 70.8723 | 77.3038 | 72.7338 | 1388.347 | 36.4436 | 67.145 | 0 | 0.5138 | 0 | 14.074 | 3.248 | 0 | 1239.683 | 301.7549 | -21.28 | 8.936 | 7.395 | -1.78 | 17.9201 | 1.5635 | 54.5814 | 2025-12-09 | 2025_12_09 Hr 22 | 120.9757 | 0.00027 | -1239.683 | -429.1382 | 551.3116 | 965.761 | 132.5358 | 19.213 | 0 | 121.7786 | 301.3349 | 128.1981 | 23.1226 | 192.1628 | 285.811 | 15.21 | 7.2532 | 46.06 | 247.9653 | 0 | 148.1762 | 0
2025_12_09 Hr 23 | 0 | 0 | 0 | 3.8622 | 3.8622 | 3.8116 | 3.8622 | 3.8622 | 3.8622 | 105.6615 | 0 | 0.084 | 13 | 0 | 96.0814 | 96.0814 | 286.6375 | 15.29 | 0.00697 | 0.084 | 0.03454 | 0 | 0 | 0.29046 | 0.2376 | 46.06 | 7.2532 | 247.9653 | 0 | 0 | 0 | 0 | 21.2036 | 51.2695 | 0 | 0 | -426.7797 | 0.7527 | 12.7655 | 0 | -1 | -4.2 | 14.1876 | 0 | 0 | 28.1866 | 28.1866 | 28.1866 | 28.1866 | 32.7751 | 29.7999 | 0 | 0 | 9.8291 | 19.4259 | 0 | 71.2258 | 77.6894 | 59.8644 | 1336.781 | 34.7248 | 63.9782 | 0 | 0.5138 | 0 | 14.074 | 3.248 | 0 | 1169.1 | 266.0789 | -6.98 | 8.936 | 7.395 | -1.78 | 17.0749 | 1.4898 | 51.7642 | 2025-12-09 | 2025_12_09 Hr 23 | 118.9911 | 8.9e-05 | -1169.1 | -426.7797 | 506.596 | 967.4065 | 102.6643 | 19.213 | 0 | 118.1913 | 251.7111 | 136.6935 | 23.1226 | 192.1628 | 286.6375 | 15.29 | 7.2532 | 46.06 | 247.9653 | 0 | 148.9151 | 0
2025_12_09 Hr 24 | 0 | 0 | 0 | 3.8622 | 3.8622 | 3.8116 | 3.8622 | 3.8622 | 3.8622 | 84.1486 | 0 | 0.084 | 4 | 0 | 96.0814 | 96.0814 | 286.6375 | 15.29 | 0.00697 | 0.084 | 0.03454 | 0 | 0 | 0.29046 | 0.2376 | 46.06 | 7.2532 | 247.9653 | 0 | 0 | 0 | 0 | 19.8763 | 48.0603 | 0 | 0 | -403.4781 | 0.7527 | 12.7655 | 0 | -1 | -4.2 | 14.1876 | 0 | 0 | 20.1984 | 20.1984 | 20.1984 | 20.1984 | 23.4866 | 30.7476 | 0 | 0 | 9.8291 | 19.4259 | 0 | 71.2258 | 77.6894 | 42.9462 | 1269.49 | 32.5511 | 59.9734 | 0 | 0.5138 | 0 | 14.074 | 3.248 | 0 | 1092.8 | 233.7679 | -6.98 | 8.936 | 7.395 | -1.78 | 16.0061 | 1.3965 | 48.4458 | 2025-12-09 | 2025_12_09 Hr 24 | 114.9949 | -3.4e-05 | -1092.8 | -403.4781 | 431.9647 | 967.4065 | 77.6938 | 19.213 | 0 | 113.6548 | 188.9569 | 129.353 | 23.1226 | 192.1628 | 286.6375 | 15.29 | 7.2532 | 46.06 | 247.9653 | 0 | 148.9151 | 0
2025_12_10 Hr 01 | 0 | 0 | 0 | 3.8622 | 3.8622 | 3.8116 | 3.8622 | 3.8622 | 3.8622 | 72.2437 | 0 | 0.084 | 0 | 0 | 96.0814 | 96.0814 | 286.6375 | 15.29 | 0.00697 | 0.084 | 0.03454 | 0 | 0 | 0.29046 | 0.2376 | 46.06 | 7.2532 | 247.9653 | 0 | 0 | 0 | 0 | 19.1098 | 46.1806 | 0 | 0 | -400.4997 | 0.7527 | 12.775 | 0 | -1 | -4.2 | 14.2122 | 0 | 0 | 15.5981 | 15.5981 | 15.5981 | 15.5981 | 18.1373 | 29.7999 | 0 | 0 | 9.8275 | 19.4891 | 0 | 71.2258 | 77.6894 | 44.826 | 1231.22 | 31.2893 | 57.6716 | 0 | 0.5138 | 0 | 14.074 | 3.248 | 0 | 1050.292 | 226.5516 | -6.98 | 8.9348 | 7.395 | -1.78 | 15.4115 | 1.3431 | 46.7286 | 2025-12-10 | 2025_12_10 Hr 01 | 115.9932 | -0.000307 | -1050.292 | -400.4997 | 389.546 | 967.4065 | 74.6259 | 19.213 | 0 | 111.0399 | 153.3014 | 125.2046 | 23.1226 | 192.1628 | 286.6375 | 15.29 | 7.2532 | 46.06 | 247.9653 | 0 | 148.9151 | 0
2025_12_10 Hr 02 | 0 | 0 | 0 | 3.8622 | 3.8622 | 3.8116 | 3.8622 | 3.8622 | 3.8622 | 74.3899 | 0 | 0.084 | 0 | 0 | 96.0814 | 96.0814 | 286.6375 | 15.29 | 0.00697 | 0.084 | 0.03454 | 0 | 0 | 0.29046 | 0.2376 | 46.06 | 7.2532 | 247.9653 | 0 | 0 | 0 | 0 | 19.2402 | 46.4958 | 0 | 0 | -463.8545 | 0.7527 | 12.775 | 0 | -1 | -4.2 | 14.2122 | 0 | 0 | 16.3958 | 16.3958 | 16.3958 | 16.3958 | 19.0648 | 32.7483 | 0 | 0 | 9.8275 | 19.4891 | 0 | 71.2258 | 77.6894 | 67.8174 | 1237.93 | 31.5028 | 58.0652 | 0 | 0.5138 | 0 | 14.074 | 3.248 | 0 | 1020.308 | 253.213 | -6.98 | 8.9348 | 7.395 | -1.78 | 15.5167 | 1.3523 | 46.3787 | 2025-12-10 | 2025_12_10 Hr 02 | 116.8576 | 0.00032 | -1020.308 | -463.8545 | 396.9776 | 967.4065 | 100.5657 | 19.213 | 0 | 111.4856 | 159.5658 | 125.9262 | 23.1226 | 192.1628 | 286.6375 | 15.29 | 7.2532 | 46.06 | 247.9653 | 0 | 148.9151 | 0
2025_12_10 Hr 03 | 0 | 0 | 0 | 3.8622 | 3.8622 | 3.8116 | 3.8622 | 3.8622 | 3.8622 | 71.9912 | 0 | 0.084 | 1 | 0 | 96.0814 | 96.0814 | 286.6375 | 15.29 | 0.00697 | 0.084 | 0.03454 | 0 | 0 | 0.29046 | 0.2376 | 46.06 | 7.2532 | 247.9653 | 0 | 0 | 0 | 0 | 19.0944 | 46.1435 | 0 | 0 | -462.2683 | 0.7527 | 12.775 | 0 | -1 | -4.2 | 14.2122 | 0 | 0 | 15.5042 | 15.5042 | 15.5042 | 15.5042 | 18.0282 | 30.7476 | 0 | 0 | 9.8275 | 19.4891 | 0 | 71.2258 | 77.6894 | 68.8296 | 1230.43 | 31.2641 | 57.6253 | 0 | 0.5138 | 0 | 14.074 | 3.248 | 0 | 1013.6 | 252.418 | -6.98 | 8.9348 | 7.395 | -1.78 | 15.3991 | 1.3421 | 46.093 | 2025-12-10 | 2025_12_10 Hr 03 | 116.8605 | 0.000104 | -1013.6 | -462.2683 | 388.6717 | 967.4065 | 100.5772 | 19.213 | 0 | 110.9875 | 152.5644 | 125.1198 | 23.1226 | 192.1628 | 286.6375 | 15.29 | 7.2532 | 46.06 | 247.9653 | 0 | 148.9151 | 0
2025_12_10 Hr 04 | 0 | 0 | 0 | 3.8622 | 3.8622 | 3.8116 | 3.8622 | 3.8622 | 3.8622 | 72.8749 | 0 | 0.084 | 1 | 0 | 96.0814 | 96.0814 | 286.6375 | 15.29 | 0.00697 | 0.084 | 0.03454 | 0 | 0 | 0.29046 | 0.2376 | 46.06 | 7.2532 | 247.9653 | 0 | 0 | 0 | 0 | 19.1481 | 46.2733 | 0 | 0 | -434.0266 | 0.7527 | 12.775 | 0 | -1 | -4.2 | 14.2122 | 0 | 0 | 15.8327 | 15.8327 | 15.8327 | 15.8327 | 18.4101 | 30.7476 | 0 | 0 | 9.8275 | 19.4891 | 0 | 71.2258 | 77.6894 | 56.8278 | 1233.193 | 31.3521 | 57.7874 | 0 | 0.5138 | 0 | 14.074 | 3.248 | 0 | 1032.9 | 240.7133 | -6.98 | 8.9348 | 7.395 | -1.78 | 15.4424 | 1.3458 | 46.4832 | 2025-12-10 | 2025_12_10 Hr 04 | 118.5458 | 6.9e-05 | -1032.9 | -434.0266 | 391.7317 | 967.4065 | 88.5754 | 19.213 | 0 | 111.171 | 155.1438 | 125.4169 | 23.1226 | 192.1628 | 286.6375 | 15.29 | 7.2532 | 46.06 | 247.9653 | 0 | 148.9151 | 0
2025_12_10 Hr 05 | 0 | 0 | 0 | 3.8622 | 3.8622 | 3.8116 | 3.8622 | 3.8622 | 3.8622 | 78.5876 | 0 | 0.084 | 2 | 0 | 96.0814 | 96.0814 | 286.6375 | 15.29 | 0.00697 | 0.084 | 0.03454 | 0 | 0 | 0.29046 | 0.2376 | 46.06 | 7.2532 | 247.9653 | 0 | 0 | 0 | 0 | 19.4953 | 47.1123 | 0 | 0 | -426.1784 | 0.7527 | 12.775 | 0 | -1 | -4.2 | 14.2122 | 0 | 0 | 17.9559 | 17.9559 | 17.9559 | 17.9559 | 20.879 | 35.802 | 0 | 0 | 9.8275 | 19.4891 | 0 | 71.2258 | 77.6894 | 58.8522 | 1251.054 | 31.9205 | 58.8351 | 0 | 0.5138 | 0 | 14.074 | 3.248 | 0 | 1068.608 | 250.7127 | -6.98 | 8.9348 | 7.395 | -1.78 | 15.7224 | 1.3702 | 47.7895 | 2025-12-10 | 2025_12_10 Hr 05 | 126.4218 | 0.00037 | -1068.608 | -426.1784 | 411.513 | 967.4065 | 96.6542 | 19.213 | 0 | 112.3572 | 171.8185 | 127.3374 | 23.1226 | 192.1628 | 286.6375 | 15.29 | 7.2532 | 46.06 | 247.9653 | 0 | 148.9151 | 0
2025_12_10 Hr 06 | 0 | 0 | 0 | 3.8622 | 3.8622 | 3.8116 | 3.8622 | 3.8622 | 3.8622 | 106.7094 | 0 | 0.084 | 7 | 0 | 96.0814 | 96.0814 | 286.6375 | 15.29 | 0.00697 | 0.084 | 0.03454 | 0 | 0 | 0.29046 | 0.2376 | 46.06 | 7.2532 | 247.9653 | 0 | 0 | 0 | 0 | 21.2043 | 51.2422 | 0 | 0 | -433.7185 | 0.7527 | 12.775 | 0 | -1 | -4.2 | 14.2122 | 0 | 0 | 28.4079 | 28.4079 | 28.4079 | 28.4079 | 33.0325 | 34.749 | 0 | 0 | 9.8275 | 19.4891 | 0 | 71.2258 | 77.6894 | 58.8522 | 1338.976 | 34.7187 | 63.9927 | 0 | 0.5138 | 0 | 14.074 | 3.248 | 0 | 1162.392 | 264.1139 | -6.98 | 8.9348 | 7.395 | -1.78 | 17.1007 | 1.4904 | 51.5907 | 2025-12-10 | 2025_12_10 Hr 06 | 136.6118 | -0.000312 | -1162.392 | -433.7185 | 508.8894 | 967.4065 | 100.6012 | 19.213 | 0 | 118.1961 | 253.9017 | 136.7917 | 23.1226 | 192.1628 | 286.6375 | 15.29 | 7.2532 | 46.06 | 247.9653 | 0 | 148.9151 | 0
2025_12_10 Hr 07 | 0 | 0 | 0 | 3.8622 | 3.8622 | 3.8116 | 3.8622 | 3.8622 | 3.8622 | 129.2762 | -14.3 | 0.084 | 22 | 0 | 96.0814 | 96.0814 | 285.811 | 15.21 | 0.00697 | 0.084 | 0.03454 | 0 | 0 | 0.29046 | 0.2376 | 46.06 | 7.2532 | 247.9653 | 0 | 0 | 0 | 0 | 22.5757 | 54.5564 | 0 | 0 | -395.3917 | 0.7527 | 12.775 | 0 | -1 | -4.2 | 14.2122 | 0 | 0 | 36.7953 | 36.7953 | 36.7953 | 36.7953 | 42.7853 | 34.749 | 0 | 0 | 9.8275 | 19.4891 | 0 | 70.8723 | 77.3038 | 73.746 | 1407.886 | 36.9642 | 68.1316 | 0 | 0.5138 | 0 | 14.074 | 3.248 | 0 | 1292.808 | 301.5945 | -21.28 | 8.9348 | 7.395 | -1.78 | 18.2067 | 1.5867 | 56.2344 | 2025-12-10 | 2025_12_10 Hr 07 | 143.5712 | 0.000349 | -1292.808 | -395.3917 | 572.731 | 965.761 | 130.495 | 19.213 | 0 | 122.8817 | 319.7709 | 130.0784 | 23.1226 | 192.1628 | 285.811 | 15.21 | 7.2532 | 46.06 | 247.9653 | 0 | 148.1762 | 0
2025_12_10 Hr 08 | 0 | 0 | 0 | 3.8622 | 3.8622 | 3.8116 | 3.8622 | 3.8622 | 3.8622 | 141.5223 | -14.3 | 0.084 | 27 | 0 | 96.0814 | 96.0814 | 285.811 | 15.21 | 0.00697 | 0.084 | 0.03454 | 0 | 0 | 0.29046 | 0.2376 | 46.06 | 7.2532 | 247.9653 | 0 | 0 | 0 | 0 | 23.3199 | 56.3548 | 0 | 0 | -372.1868 | 0.7527 | 12.775 | 0 | -1 | -4.2 | 14.2122 | 0 | 0 | 41.3468 | 41.3468 | 41.3468 | 41.3468 | 48.0777 | 32.7483 | 0 | 0 | 9.8275 | 19.4891 | 0 | 70.8723 | 77.3038 | 73.746 | 1446.173 | 38.1828 | 70.3775 | 0 | 0.5138 | 0 | 14.074 | 3.248 | 0 | 1361.417 | 308.7108 | -21.28 | 8.9348 | 7.395 | -1.78 | 18.8069 | 1.6391 | 58.6373 | 2025-12-10 | 2025_12_10 Hr 08 | 144.7193 | -0.000273 | -1361.417 | -372.1868 | 615.1352 | 965.761 | 133.4943 | 19.213 | 0 | 125.4244 | 355.5154 | 134.1954 | 23.1226 | 192.1628 | 285.811 | 15.21 | 7.2532 | 46.06 | 247.9653 | 0 | 148.1762 | 0
2025_12_10 Hr 09 | 0.33996 | 0 | 0 | 3.8622 | 3.8622 | 3.8116 | 3.8622 | 3.8622 | 3.8622 | 137.6086 | -14.3 | 0.084 | 36 | 0 | 96.0814 | 96.0814 | 285.811 | 15.21 | 0.00697 | 0.084 | 0.03454 | 0 | 0 | 0.29046 | 0.2376 | 46.06 | 7.2532 | 247.9653 | 0 | 0 | 0 | 0 | 23.0821 | 55.7801 | 0 | 0 | -402.4555 | 0.7527 | 12.775 | 0 | -1 | -4.2 | 14.2122 | 0 | 0 | 39.8922 | 39.8922 | 39.8922 | 39.8922 | 46.3863 | 32.7483 | 0 | 0 | 9.8275 | 19.4891 | 0 | 70.8723 | 77.3038 | 74.7582 | 1433.937 | 37.7933 | 69.6597 | 0 | 0.5138 | -0.33996 | 14.074 | 3.248 | 0 | 1327.608 | 317.7472 | -21.62 | 8.9348 | 7.395 | -1.78 | 18.6151 | 1.6223 | 57.7011 | 2025-12-10 | 2025_12_10 Hr 09 | 146.0908 | 0.00037 | -1327.608 | -402.4555 | 601.5833 | 965.761 | 143.5065 | 19.213 | 0 | 124.6118 | 344.0919 | 132.8796 | 23.1226 | 192.1628 | 285.811 | 15.21 | 7.2532 | 46.06 | 247.9653 | 0 | 148.1762 | 0
2025_12_10 Hr 10 | 0.33664 | 0 | 0 | 3.8622 | 3.8622 | 3.8116 | 3.8622 | 3.8622 | 3.8622 | 134.1052 | -14.3 | 0.084 | 29 | 0 | 96.0814 | 96.0814 | 285.811 | 15.21 | 0.00697 | 0.084 | 0.03454 | 0 | 0 | 0.29046 | 0.2376 | 46.06 | 7.2532 | 247.9653 | 0 | 0 | 0 | 0 | 22.8692 | 55.2656 | 0 | 0 | -364.9 | 0.7527 | 12.775 | 0 | -1 | -4.2 | 14.2122 | 0 | 0 | 38.5901 | 38.5901 | 38.5901 | 38.5901 | 44.8722 | 27.7992 | 0 | 0 | 9.8275 | 19.4891 | 0 | 70.8723 | 77.3038 | 71.8662 | 1422.983 | 37.4447 | 69.0172 | 0 | 0.5138 | -0.33664 | 14.074 | 3.248 | 0 | 1338.192 | 301.7249 | -21.6166 | 8.9348 | 7.395 | -1.78 | 18.4434 | 1.6074 | 57.6247 | 2025-12-10 | 2025_12_10 Hr 10 | 130.4672 | -0.000314 | -1338.192 | -364.9 | 589.4522 | 965.761 | 128.6654 | 19.213 | 0 | 123.8844 | 333.866 | 131.7018 | 23.1226 | 192.1628 | 285.811 | 15.21 | 7.2532 | 46.06 | 247.9653 | 0 | 148.1762 | 0
2025_12_10 Hr 11 | 1.3698 | 7.5e-05 | 0.002115 | 3.8622 | 3.8622 | 3.8116 | 3.8622 | 3.8622 | 3.8622 | 129.3078 | -14.3 | 0.084 | 30 | 0 | 96.0814 | 96.0814 | 285.811 | 15.21 | 0.00697 | 0.084 | 0.03454 | 0 | 0 | 0.29046 | 0.2376 | 46.06 | 7.2532 | 247.9653 | 0 | 0 | 0 | 0 | 22.5776 | 54.561 | 0 | 0 | -352.9588 | 0.7527 | 12.775 | 0 | -1 | -4.2 | 14.2122 | 0 | 0 | 36.8071 | 36.8071 | 36.8071 | 36.8071 | 42.7989 | 34.749 | 0 | 0 | 9.8275 | 19.4891 | 0 | 70.8723 | 77.3038 | 60.8766 | 1407.986 | 36.9674 | 68.1373 | 0 | 0.5138 | -1.3698 | 14.074 | 3.248 | 0 | 1330.483 | 298.1055 | -22.6498 | 8.9348 | 7.395 | -1.78 | 18.2082 | 1.5869 | 57.1633 | 2025-12-10 | 2025_12_10 Hr 11 | 130.3795 | 0.000374 | -1330.483 | -352.9588 | 572.8403 | 965.761 | 125.6278 | 19.213 | 0 | 122.8883 | 319.8631 | 130.089 | 23.1226 | 192.1628 | 285.811 | 15.21 | 7.2532 | 46.06 | 247.9653 | 0 | 148.1762 | 0
2025_12_10 Hr 12 | 3.0994 | 0.00021 | 0.005922 | 3.8622 | 3.8622 | 3.8116 | 3.8622 | 3.8622 | 3.8622 | 128.424 | -14.3 | 0.084 | 34 | 0 | 96.0814 | 96.0814 | 285.811 | 15.21 | 0.00697 | 0.084 | 0.03454 | 0 | 0 | 0.29046 | 0.2376 | 46.06 | 7.2532 | 247.9653 | 0 | 0 | 0 | 0 | 22.5239 | 54.4312 | 0 | 0 | -350.5486 | 0.7527 | 12.775 | 0 | -1 | -4.2 | 14.2122 | 0 | 0 | 36.4786 | 36.4786 | 36.4786 | 36.4786 | 42.417 | 31.8006 | 0 | 0 | 9.8275 | 19.4891 | 0 | 70.8723 | 77.3038 | 47.8626 | 1405.227 | 36.8794 | 67.9753 | 0 | 0.5138 | -3.0994 | 14.074 | 3.248 | 0 | 1317.875 | 287.5758 | -24.3794 | 8.9348 | 7.395 | -1.78 | 18.1649 | 1.5831 | 56.6339 | 2025-12-10 | 2025_12_10 Hr 12 | 114.838 | -3.9e-05 | -1317.875 | -350.5486 | 569.7802 | 965.761 | 113.6693 | 19.213 | 0 | 122.7048 | 317.2835 | 129.7919 | 23.1226 | 192.1628 | 285.811 | 15.21 | 7.2532 | 46.06 | 247.9653 | 0 | 148.1762 | 0
2025_12_10 Hr 13 | 2.0729 | 0.0006 | 0.01692 | 3.8622 | 3.8622 | 3.8116 | 3.8622 | 3.8622 | 3.8622 | 129.7181 | -14.3 | 0.084 | 30 | 0 | 96.0814 | 96.0814 | 285.811 | 15.21 | 0.00697 | 0.084 | 0.03454 | 0 | 0 | 0.29046 | 0.2376 | 46.06 | 7.2532 | 247.9653 | 0 | 0 | 0 | 0 | 22.6026 | 54.6213 | 0 | 0 | -380.7271 | 0.7527 | 12.775 | 0 | -1 | -4.2 | 14.2122 | 0 | 0 | 36.9596 | 36.9596 | 36.9596 | 36.9596 | 42.9762 | 29.7999 | 0 | 0 | 9.8275 | 19.4891 | 0 | 70.8723 | 77.3038 | 71.8662 | 1409.284 | 37.0082 | 68.2126 | 0 | 0.5138 | -2.0729 | 14.074 | 3.248 | 0 | 1310.192 | 304.9876 | -23.3529 | 8.9348 | 7.395 | -1.78 | 18.2284 | 1.5886 | 56.7277 | 2025-12-10 | 2025_12_10 Hr 13 | 110.9572 | -0.000323 | -1310.192 | -380.7271 | 574.2611 | 965.761 | 131.6836 | 19.213 | 0 | 122.9735 | 321.0607 | 130.2269 | 23.1226 | 192.1628 | 285.811 | 15.21 | 7.2532 | 46.06 | 247.9653 | 0 | 148.1762 | 0
2025_12_10 Hr 14 | 0.70147 | 0.001755 | 0.049491 | 3.8622 | 3.8622 | 3.8116 | 3.8622 | 3.8622 | 3.8622 | 129.4656 | -14.3 | 0.084 | 34 | 0 | 96.0814 | 96.0814 | 285.811 | 15.21 | 0.00697 | 0.084 | 0.03454 | 0 | 0 | 0.29046 | 0.2376 | 46.06 | 7.2532 | 247.9653 | 0 | 0 | 0 | 0 | 22.5872 | 54.5842 | 0 | 0 | -385.0994 | 0.7527 | 12.775 | 0 | -1 | -4.2 | 14.2122 | 0 | 0 | 36.8657 | 36.8657 | 36.8657 | 36.8657 | 42.8671 | 30.7476 | 0 | 0 | 9.8275 | 19.4891 | 0 | 70.8723 | 77.3038 | 80.8314 | 1408.527 | 36.9831 | 68.1663 | 0 | 0.5138 | -0.70147 | 14.074 | 3.248 | 0 | 1318.892 | 317.4453 | -21.9815 | 8.9348 | 7.395 | -1.78 | 18.216 | 1.5876 | 57.1286 | 2025-12-10 | 2025_12_10 Hr 14 | 110.1371 | -0.000346 | -1318.892 | -385.0994 | 573.3867 | 965.761 | 145.6302 | 19.213 | 0 | 122.921 | 320.3237 | 130.142 | 23.1226 | 192.1628 | 285.811 | 15.21 | 7.2532 | 46.06 | 247.9653 | 0 | 148.1762 | 0
2025_12_10 Hr 15 | 0.69816 | 0.004425 | 0.12478 | 3.8622 | 3.8622 | 3.8116 | 3.8622 | 3.8622 | 3.8622 | 136.3145 | -14.3 | 0.084 | 49 | 0 | 96.0814 | 96.0814 | 285.811 | 15.21 | 0.00697 | 0.084 | 0.03454 | 0 | 0 | 0.29046 | 0.2376 | 46.06 | 7.2532 | 247.9653 | 0 | 0 | 0 | 0 | 23.0034 | 55.59 | 0 | 0 | -428.3413 | 0.7527 | 12.775 | 0 | -1 | -4.2 | 14.2122 | 0 | 0 | 39.4113 | 39.4113 | 39.4113 | 39.4113 | 45.8271 | 25.7985 | 0 | 0 | 9.8275 | 19.4891 | 0 | 70.8723 | 77.3038 | 75.7704 | 1430.016 | 37.6646 | 69.4224 | 0 | 0.5138 | -0.69816 | 14.074 | 3.248 | 0 | 1304.433 | 324.7372 | -21.9782 | 8.9348 | 7.395 | -1.78 | 18.5516 | 1.6168 | 57.1268 | 2025-12-10 | 2025_12_10 Hr 15 | 117.9475 | 0.000262 | -1304.433 | -428.3413 | 597.1024 | 965.761 | 150.6981 | 19.213 | 0 | 124.3431 | 340.3147 | 132.4446 | 23.1226 | 192.1628 | 285.811 | 15.21 | 7.2532 | 46.06 | 247.9653 | 0 | 148.1762 | 0
2025_12_10 Hr 16 | 0 | 0.00615 | 0.17343 | 3.8622 | 3.8622 | 3.8116 | 3.8622 | 3.8622 | 3.8622 | 146.1303 | -14.3 | 0.084 | 54 | 0 | 96.0814 | 96.0814 | 285.811 | 15.21 | 0.00697 | 0.084 | 0.03454 | 0 | 0 | 0.29046 | 0.2376 | 46.06 | 7.2532 | 247.9653 | 0 | 0 | 0 | 0 | 23.6 | 57.0316 | 0 | 0 | -451.7532 | 0.7527 | 12.775 | 0 | -1 | -4.2 | 14.2122 | 0 | 0 | 43.0595 | 43.0595 | 43.0595 | 43.0595 | 50.0692 | 27.7992 | 0 | 0 | 9.8275 | 19.4891 | 0 | 70.8723 | 77.3038 | 67.8174 | 1460.753 | 38.6413 | 71.2227 | 0 | 0.5138 | 0 | 14.074 | 3.248 | 0 | 1314.108 | 326.3884 | -21.28 | 8.9348 | 7.395 | -1.78 | 19.0327 | 1.6587 | 57.8168 | 2025-12-10 | 2025_12_10 Hr 16 | 134.7786 | 0.000309 | -1314.108 | -451.7532 | 631.0913 | 965.761 | 149.7962 | 19.213 | 0 | 126.3812 | 368.9656 | 135.7446 | 23.1226 | 192.1628 | 285.811 | 15.21 | 7.2532 | 46.06 | 247.9653 | 0 | 148.1762 | 0
2025_12_10 Hr 17 | 0 | 0.002835 | 0.079947 | 3.8622 | 3.8622 | 3.8116 | 3.8622 | 3.8622 | 3.8622 | 163.6157 | -14.3 | 0.084 | 58 | 0 | 96.0814 | 96.0814 | 285.811 | 15.21 | 0.00697 | 0.084 | 0.03454 | 0 | 0 | 0.29046 | 0.2376 | 46.06 | 7.2532 | 247.9653 | 0 | 0 | 0 | 0 | 24.6626 | 59.5995 | 0 | 0 | -465.5018 | 0.7527 | 12.775 | 0 | -1 | -4.2 | 14.2122 | 0 | 0 | 49.5583 | 49.5583 | 49.5583 | 49.5583 | 57.6259 | 31.8006 | 0 | 0 | 9.8275 | 19.4891 | 0 | 70.8723 | 77.3038 | 78.807 | 1515.327 | 40.3811 | 74.4295 | 0 | 0.5138 | 0 | 14.074 | 3.248 | 0 | 1379.8 | 351.2545 | -21.28 | 8.9348 | 7.395 | -1.78 | 19.8897 | 1.7334 | 60.5908 | 2025-12-10 | 2025_12_10 Hr 17 | 153.2465 | 1.7e-05 | -1379.8 | -465.5018 | 691.6374 | 965.761 | 168.6904 | 19.213 | 0 | 130.0117 | 420.0027 | 141.6229 | 23.1226 | 192.1628 | 285.811 | 15.21 | 7.2532 | 46.06 | 247.9653 | 0 | 148.1762 | 0
2025_12_10 Hr 18 | 0 | 0.00012 | 0.003384 | 3.8622 | 3.8622 | 3.8116 | 3.8622 | 3.8622 | 3.8622 | 168.8865 | -14.3 | 0.084 | 50 | 0 | 96.0814 | 96.0814 | 285.811 | 15.21 | 0.00697 | 0.084 | 0.03454 | 0 | 0 | 0.29046 | 0.2376 | 46.06 | 7.2532 | 247.9653 | 0 | 0 | 0 | 0 | 24.9829 | 60.3736 | 0 | 0 | -450.6982 | 0.7527 | 12.775 | 0 | -1 | -4.2 | 14.2122 | 0 | 0 | 51.5173 | 51.5173 | 51.5173 | 51.5173 | 59.9038 | 31.8006 | 0 | 0 | 9.8275 | 19.4891 | 0 | 70.8723 | 77.3038 | 80.8314 | 1531.73 | 40.9056 | 75.3962 | 0 | 0.5138 | 0 | 14.074 | 3.248 | 0 | 1406.8 | 347.0482 | -21.28 | 8.9348 | 7.395 | -1.78 | 20.148 | 1.7559 | 61.4618 | 2025-12-10 | 2025_12_10 Hr 18 | 151.1454 | -6.7e-05 | -1406.8 | -450.6982 | 709.8886 | 965.761 | 162.6355 | 19.213 | 0 | 131.1061 | 435.3875 | 143.3949 | 23.1226 | 192.1628 | 285.811 | 15.21 | 7.2532 | 46.06 | 247.9653 | 0 | 148.1762 | 0
2025_12_10 Hr 19 | 0 | 0 | 0 | 3.8622 | 3.8622 | 3.8116 | 3.8622 | 3.8622 | 3.8622 | 162.3216 | -14.3 | 0.084 | 33 | 0 | 96.0814 | 96.0814 | 285.811 | 15.21 | 0.00697 | 0.084 | 0.03454 | 0 | 0 | 0.29046 | 0.2376 | 46.06 | 7.2532 | 247.9653 | 0 | 0 | 0 | 0 | 24.5839 | 59.4094 | 0 | 0 | -434.1058 | 0.7527 | 12.775 | 0 | -1 | -4.2 | 14.2122 | 0 | 0 | 49.0773 | 49.0773 | 49.0773 | 49.0773 | 57.0667 | 32.7483 | 0 | 0 | 9.8275 | 19.4891 | 0 | 70.8723 | 77.3038 | 81.8436 | 1511.202 | 40.2524 | 74.1922 | 0 | 0.5138 | 0 | 14.074 | 3.248 | 0 | 1385.617 | 329.8009 | -21.28 | 8.9348 | 7.395 | -1.78 | 19.8263 | 1.7279 | 60.4073 | 2025-12-10 | 2025_12_10 Hr 19 | 153.3426 | -0.000352 | -1385.617 | -434.1058 | 687.1565 | 965.761 | 147.5919 | 19.213 | 0 | 129.743 | 416.2256 | 141.1879 | 23.1226 | 192.1628 | 285.811 | 15.21 | 7.2532 | 46.06 | 247.9653 | 0 | 148.1762 | 0
2025_12_10 Hr 20 | 0 | 0 | 0 | 3.8622 | 3.8622 | 3.8116 | 3.8622 | 3.8622 | 3.8622 | 155.3149 | -14.3 | 0.084 | 34 | 0 | 96.0814 | 96.0814 | 285.811 | 15.21 | 0.00697 | 0.084 | 0.03454 | 0 | 0 | 0.29046 | 0.2376 | 46.06 | 7.2532 | 247.9653 | 0 | 0 | 0 | 0 | 24.1581 | 58.3804 | 0 | 0 | -431.738 | 0.7527 | 12.775 | 0 | -1 | -4.2 | 14.2122 | 0 | 0 | 46.4731 | 46.4731 | 46.4731 | 46.4731 | 54.0385 | 27.7992 | 0 | 0 | 9.8275 | 19.4891 | 0 | 70.8723 | 77.3038 | 75.7704 | 1489.295 | 39.5552 | 72.9071 | 0 | 0.5138 | 0 | 14.074 | 3.248 | 0 | 1353.7 | 317.423 | -21.28 | 8.9348 | 7.395 | -1.78 | 19.4829 | 1.698 | 59.1163 | 2025-12-10 | 2025_12_10 Hr 20 | 153.2776 | 5e-05 | -1353.7 | -431.738 | 662.8944 | 965.761 | 137.5696 | 19.213 | 0 | 128.2882 | 395.7739 | 138.8323 | 23.1226 | 192.1628 | 285.811 | 15.21 | 7.2532 | 46.06 | 247.9653 | 0 | 148.1762 | 0
2025_12_10 Hr 21 | 0 | 0 | 0 | 3.8622 | 3.8622 | 3.8116 | 3.8622 | 3.8622 | 3.8622 | 140.6701 | -14.3 | 0.084 | 22 | 0 | 96.0814 | 96.0814 | 285.811 | 15.21 | 0.00697 | 0.084 | 0.03454 | 0 | 0 | 0.29046 | 0.2376 | 46.06 | 7.2532 | 247.9653 | 0 | 0 | 0 | 0 | 23.2681 | 56.2297 | 0 | 0 | -388.1346 | 0.7527 | 12.775 | 0 | -1 | -4.2 | 14.2122 | 0 | 0 | 41.0301 | 41.0301 | 41.0301 | 41.0301 | 47.7094 | 19.9017 | 0 | 0 | 9.8275 | 19.4891 | 0 | 70.8723 | 77.3038 | 71.8662 | 1443.508 | 38.098 | 70.2212 | 0 | 0.5138 | 0 | 14.074 | 3.248 | 0 | 1322.792 | 288.6978 | -21.28 | 8.9348 | 7.395 | -1.78 | 18.7651 | 1.6354 | 57.3225 | 2025-12-10 | 2025_12_10 Hr 21 | 149.938 | -0.000303 | -1322.792 | -388.1346 | 612.1843 | 965.761 | 113.7679 | 19.213 | 0 | 125.2475 | 353.028 | 133.9089 | 23.1226 | 192.1628 | 285.811 | 15.21 | 7.2532 | 46.06 | 247.9653 | 0 | 148.1762 | 0
2025_12_10 Hr 22 | 0 | 0 | 0 | 3.8622 | 3.8622 | 3.8116 | 3.8622 | 3.8622 | 3.8622 | 124.0685 | -14.3 | 0.084 | 7 | 0 | 96.0814 | 96.0814 | 285.811 | 15.21 | 0.00697 | 0.084 | 0.03454 | 0 | 0 | 0.29046 | 0.2376 | 46.06 | 7.2532 | 247.9653 | 0 | 0 | 0 | 0 | 22.2592 | 53.7916 | 0 | 0 | -385.2814 | 0.7527 | 12.775 | 0 | -1 | -4.2 | 14.2122 | 0 | 0 | 34.8598 | 34.8598 | 34.8598 | 34.8598 | 40.5346 | 29.7999 | 0 | 0 | 9.8275 | 19.4891 | 0 | 70.8723 | 77.3038 | 67.8174 | 1391.604 | 36.446 | 67.1765 | 0 | 0.5138 | 0 | 14.074 | 3.248 | 0 | 1259.008 | 273.966 | -21.28 | 8.9348 | 7.395 | -1.78 | 17.9515 | 1.5645 | 54.7672 | 2025-12-10 | 2025_12_10 Hr 22 | 145.8631 | 0.000305 | -1259.008 | -385.2814 | 554.6983 | 965.761 | 104.6173 | 19.213 | 0 | 121.8004 | 304.5703 | 128.3276 | 23.1226 | 192.1628 | 285.811 | 15.21 | 7.2532 | 46.06 | 247.9653 | 0 | 148.1762 | 0
2025_12_10 Hr 23 | 0 | 0 | 0 | 3.8622 | 3.8622 | 3.8116 | 3.8622 | 3.8622 | 3.8622 | 94.3371 | 0 | 0.084 | 4 | 0 | 96.0814 | 96.0814 | 286.6375 | 15.29 | 0.00697 | 0.084 | 0.03454 | 0 | 0 | 0.29046 | 0.2376 | 46.06 | 7.2532 | 247.9653 | 0 | 0 | 0 | 0 | 20.4524 | 49.4252 | 0 | 0 | -367.7163 | 0.7527 | 12.775 | 0 | -1 | -4.2 | 14.2122 | 0 | 0 | 23.8095 | 23.8095 | 23.8095 | 23.8095 | 27.6855 | 25.7985 | 0 | 0 | 9.8275 | 19.4891 | 0 | 71.2258 | 77.6894 | 69.8418 | 1300.294 | 33.4876 | 61.7236 | 0 | 0.5138 | 0 | 14.074 | 3.248 | 0 | 1184.592 | 258.9936 | -6.98 | 8.9348 | 7.395 | -1.78 | 16.4943 | 1.4375 | 51.5986 | 2025-12-10 | 2025_12_10 Hr 23 | 150.9872 | -0.000258 | -1184.592 | -367.7163 | 466.0482 | 967.4065 | 99.6403 | 19.213 | 0 | 115.6272 | 217.7887 | 132.6322 | 23.1226 | 192.1628 | 286.6375 | 15.29 | 7.2532 | 46.06 | 247.9653 | 0 | 148.9151 | 0
2025_12_10 Hr 24 | 0 | 0 | 0 | 3.8622 | 3.8622 | 3.8116 | 3.8622 | 3.8622 | 3.8622 | 78.6192 | 0 | 0.084 | 4 | 0 | 96.0814 | 96.0814 | 286.6375 | 15.29 | 0.00697 | 0.084 | 0.03454 | 0 | 0 | 0.29046 | 0.2376 | 46.06 | 7.2532 | 247.9653 | 0 | 0 | 0 | 0 | 19.4972 | 47.1169 | 0 | 0 | -376.8487 | 0.7527 | 12.775 | 0 | -1 | -4.2 | 14.2122 | 0 | 0 | 17.9677 | 17.9677 | 17.9677 | 17.9677 | 20.8926 | 19.9017 | 0 | 0 | 9.8275 | 19.4891 | 0 | 71.2258 | 77.6894 | 66.8052 | 1251.153 | 31.9236 | 58.8409 | 0 | 0.5138 | 0 | 14.074 | 3.248 | 0 | 1112.1 | 244.776 | -6.98 | 8.9348 | 7.395 | -1.78 | 15.724 | 1.3704 | 48.8572 | 2025-12-10 | 2025_12_10 Hr 24 | 150.8504 | 6.5e-05 | -1112.1 | -376.8487 | 411.6223 | 967.4065 | 90.7069 | 19.213 | 0 | 112.3637 | 171.9106 | 127.348 | 23.1226 | 192.1628 | 286.6375 | 15.29 | 7.2532 | 46.06 | 247.9653 | 0 | 148.9151 | 0
2025_12_11 Hr 01 | 0 | 0 | 0 | 3.8622 | 3.8622 | 3.8116 | 3.8622 | 3.8622 | 3.8622 | 64.6527 | 0 | 0.084 | 6 | 0 | 96.0814 | 96.0814 | 286.6375 | 0 | 0.00697 | 0.084 | 0.03454 | 0 | 0 | 0.29046 | 0.2376 | 46.06 | 7.2532 | 247.9653 | 0 | 0 | 0 | 0 | 18.7124 | 45.195 | 0 | 0 | -346.2056 | 0.7527 | 12.7845 | 0 | -1 | -4.2 | 14.2368 | 0 | 0 | 12.8454 | 12.8454 | 12.8454 | 12.8454 | 14.9366 | 20.8494 | 0 | 0 | 9.826 | 19.122 | 0 | 71.2258 | 77.6894 | 63.7686 | 1192.776 | 29.958 | 55.24 | 0 | 0.5138 | 0 | 14.074 | 3.248 | 0 | 1077.317 | 237.7264 | -6.98 | 8.9337 | 7.395 | -1.78 | 14.7806 | 1.2867 | 47.081 | 2025-12-11 | 2025_12_11 Hr 01 | 145.1631 | -0.000263 | -1077.317 | -346.2056 | 361.5748 | 952.1165 | 90.618 | 19.213 | 0 | 109.6884 | 131.4991 | 120.3873 | 23.1226 | 192.1628 | 286.6375 | 0 | 7.2532 | 46.06 | 247.9653 | 0 | 148.9151 | 0
2025_12_11 Hr 02 | 0 | 0 | 0 | 3.8622 | 3.8622 | 3.8116 | 3.8622 | 3.8622 | 3.8622 | 60.1934 | 0 | 0.084 | 10 | 0 | 96.0814 | 96.0814 | 286.6375 | 0 | 0.00697 | 0.084 | 0.03454 | 0 | 0 | 0.29046 | 0.2376 | 46.06 | 7.2532 | 247.9653 | 0 | 0 | 0 | 0 | 18.4394 | 44.5356 | 0 | 0 | -354.2992 | 0.7527 | 12.7845 | 0 | -1 | -4.2 | 14.2368 | 0 | 0 | 11.1866 | 11.1866 | 11.1866 | 11.1866 | 13.0076 | 26.8515 | 0 | 0 | 9.826 | 19.122 | 0 | 71.2258 | 77.6894 | 63.7686 | 1178.82 | 29.5209 | 54.434 | 0 | 0.5138 | 0 | 14.074 | 3.248 | 0 | 1063.792 | 246.251 | -6.98 | 8.9337 | 7.395 | -1.78 | 14.5649 | 1.268 | 46.6536 | 2025-12-11 | 2025_12_11 Hr 02 | 145.2592 | -0.000296 | -1063.792 | -354.2992 | 346.1413 | 952.1165 | 100.6201 | 19.213 | 0 | 108.756 | 118.4754 | 118.9099 | 23.1226 | 192.1628 | 286.6375 | 0 | 7.2532 | 46.06 | 247.9653 | 0 | 148.9151 | 0
2025_12_11 Hr 03 | 0 | 0 | 0 | 3.8622 | 3.8622 | 3.8116 | 3.8622 | 3.8622 | 3.8622 | 61.0917 | 0 | 0.084 | 21 | 0 | 96.0814 | 96.0814 | 286.6375 | 0 | 0.00697 | 0.084 | 0.03454 | 0 | 0 | 0.29046 | 0.2376 | 46.06 | 7.2532 | 247.9653 | 0 | 0 | 0 | 0 | 18.4944 | 44.6684 | 0 | 0 | -386.8726 | 0.7527 | 12.7845 | 0 | -1 | -4.2 | 14.2368 | 0 | 0 | 11.5207 | 11.5207 | 11.5207 | 11.5207 | 13.3962 | 29.7999 | 0 | 0 | 9.826 | 19.122 | 0 | 71.2258 | 77.6894 | 65.793 | 1181.631 | 29.609 | 54.5964 | 0 | 0.5138 | 0 | 14.074 | 3.248 | 0 | 1050.3 | 262.5214 | -6.98 | 8.9337 | 7.395 | -1.78 | 14.6083 | 1.2717 | 46.5496 | 2025-12-11 | 2025_12_11 Hr 03 | 149.3951 | 1.5e-05 | -1050.3 | -386.8726 | 349.2502 | 952.1165 | 116.5929 | 19.213 | 0 | 108.9438 | 121.0989 | 119.2075 | 23.1226 | 192.1628 | 286.6375 | 0 | 7.2532 | 46.06 | 247.9653 | 0 | 148.9151 | 0
2025_12_11 Hr 04 | 0 | 0 | 0 | 3.8622 | 3.8622 | 3.8116 | 3.8622 | 3.8622 | 3.8622 | 64.8452 | 0 | 0.084 | 35 | 0 | 96.0814 | 96.0814 | 286.6375 | 0 | 0.00697 | 0.084 | 0.03454 | 0 | 0 | 0.29046 | 0.2376 | 46.06 | 7.2532 | 247.9653 | 0 | 0 | 0 | 0 | 18.7242 | 45.2234 | 0 | 0 | -417.9081 | 0.7527 | 12.7845 | 0 | -1 | -4.2 | 14.2368 | 0 | 0 | 12.917 | 12.917 | 12.917 | 12.917 | 15.0198 | 29.7999 | 0 | 0 | 9.826 | 19.122 | 0 | 71.2258 | 77.6894 | 73.746 | 1193.378 | 29.9769 | 55.2748 | 0 | 0.5138 | 0 | 14.074 | 3.248 | 0 | 1054.208 | 285.7181 | -6.98 | 8.9337 | 7.395 | -1.78 | 14.7899 | 1.2875 | 47.1123 | 2025-12-11 | 2025_12_11 Hr 04 | 149.7793 | 0.000347 | -1054.208 | -417.9081 | 362.241 | 952.1165 | 138.5459 | 19.213 | 0 | 109.7287 | 132.0613 | 120.4511 | 23.1226 | 192.1628 | 286.6375 | 0 | 7.2532 | 46.06 | 247.9653 | 0 | 148.9151 | 0
2025_12_11 Hr 05 | 0 | 0 | 0 | 3.8622 | 3.8622 | 3.8116 | 3.8622 | 3.8622 | 3.8622 | 80.8535 | 0 | 0.084 | 53 | 0 | 96.0814 | 96.0814 | 286.6375 | 15.29 | 0.00697 | 0.084 | 0.03454 | 0 | 0 | 0.29046 | 0.2376 | 46.06 | 7.2532 | 247.9653 | 0 | 0 | 0 | 0 | 19.7043 | 47.5906 | 0 | 0 | -450.6476 | 0.7527 | 12.7845 | 0 | -1 | -4.2 | 14.2368 | 0 | 0 | 18.8723 | 18.8723 | 18.8723 | 18.8723 | 21.9445 | 27.7992 | 0 | 0 | 9.826 | 19.122 | 0 | 71.2258 | 77.6894 | 76.7826 | 1258.77 | 31.546 | 58.1681 | 0 | 0.5138 | 0 | 14.074 | 3.248 | 0 | 1111.2 | 310.058 | -6.98 | 8.9337 | 7.395 | -1.78 | 15.564 | 1.3549 | 49.7927 | 2025-12-11 | 2025_12_11 Hr 05 | 150.5332 | 2.3e-05 | -1111.2 | -450.6476 | 417.6463 | 967.4065 | 157.5818 | 19.213 | 0 | 113.076 | 178.8152 | 125.7551 | 23.1226 | 192.1628 | 286.6375 | 15.29 | 7.2532 | 46.06 | 247.9653 | 0 | 148.9151 | 0
2025_12_11 Hr 06 | 0 | 0 | 0 | 3.8622 | 3.8622 | 3.8116 | 3.8622 | 3.8622 | 3.8622 | 104.4008 | 0 | 0.084 | 66 | 0 | 96.0814 | 96.0814 | 286.6375 | 15.29 | 0.00697 | 0.084 | 0.03454 | 0 | 0 | 0.29046 | 0.2376 | 46.06 | 7.2532 | 247.9653 | 0 | 0 | 0 | 0 | 21.146 | 51.0726 | 0 | 0 | -462.3483 | 0.7527 | 12.7845 | 0 | -1 | -4.2 | 14.2368 | 0 | 0 | 27.6321 | 27.6321 | 27.6321 | 27.6321 | 32.1303 | 35.802 | 0 | 0 | 9.826 | 19.122 | 0 | 71.2258 | 77.6894 | 76.7826 | 1332.466 | 33.8541 | 62.4241 | 0 | 0.5138 | 0 | 14.074 | 3.248 | 0 | 1202 | 338.8627 | -6.98 | 8.9337 | 7.395 | -1.78 | 16.7028 | 1.4541 | 53.5309 | 2025-12-11 | 2025_12_11 Hr 06 | 148.4463 | 8e-06 | -1202 | -462.3483 | 499.1442 | 967.4065 | 178.5846 | 19.213 | 0 | 117.9997 | 247.5875 | 133.557 | 23.1226 | 192.1628 | 286.6375 | 15.29 | 7.2532 | 46.06 | 247.9653 | 0 | 148.9151 | 0
2025_12_11 Hr 07 | 0 | 0 | 0 | 3.8622 | 3.8622 | 3.8116 | 3.8622 | 3.8622 | 3.8622 | 137.7328 | -14.3 | 0.084 | 72 | 0 | 96.0814 | 96.0814 | 285.811 | 15.21 | 0.00697 | 0.084 | 0.03454 | 0 | 0 | 0.29046 | 0.2376 | 46.06 | 7.2532 | 247.9653 | 0 | 0 | 0 | 0 | 23.1867 | 56.0015 | 0 | 0 | -452.604 | 0.7527 | 12.7845 | 0 | -1 | -4.2 | 14.2368 | 0 | 0 | 40.0318 | 40.0318 | 40.0318 | 40.0318 | 46.5487 | 37.6974 | 0 | 0 | 9.826 | 19.122 | 0 | 70.8723 | 77.3038 | 72.7338 | 1435.139 | 37.1213 | 68.4484 | 0 | 0.5138 | 0 | 14.074 | 3.248 | 0 | 1315.008 | 353.7531 | -21.28 | 8.9337 | 7.395 | -1.78 | 18.3147 | 1.5944 | 57.8635 | 2025-12-11 | 2025_12_11 Hr 07 | 163.8437 | 0.000326 | -1315.008 | -452.604 | 600.2071 | 965.761 | 182.4312 | 19.213 | 0 | 124.9693 | 344.9369 | 130.3009 | 23.1226 | 192.1628 | 285.811 | 15.21 | 7.2532 | 46.06 | 247.9653 | 0 | 148.1762 | 0
2025_12_11 Hr 08 | 0 | 0 | 0 | 3.8622 | 3.8622 | 3.8116 | 3.8622 | 3.8622 | 3.8622 | 150.8539 | -14.3 | 0.084 | 72 | 0 | 96.0814 | 96.0814 | 285.811 | 15.21 | 0.00697 | 0.084 | 0.03454 | 0 | 0 | 0.29046 | 0.2376 | 46.06 | 7.2532 | 247.9653 | 0 | 0 | 0 | 0 | 23.9901 | 57.9418 | 0 | 0 | -432.3014 | 0.7527 | 12.7845 | 0 | -1 | -4.2 | 14.2368 | 0 | 0 | 44.913 | 44.913 | 44.913 | 44.913 | 52.2244 | 41.6988 | 0 | 0 | 9.826 | 19.122 | 0 | 70.8723 | 77.3038 | 67.8174 | 1476.204 | 38.4074 | 70.8199 | 0 | 0.5138 | 0 | 14.074 | 3.248 | 0 | 1379.808 | 357.1855 | -21.28 | 8.9337 | 7.395 | -1.78 | 18.9493 | 1.6496 | 60.1543 | 2025-12-11 | 2025_12_11 Hr 08 | 168.4445 | 0.000276 | -1379.808 | -432.3014 | 645.6194 | 965.761 | 181.5162 | 19.213 | 0 | 127.7129 | 383.2583 | 134.6482 | 23.1226 | 192.1628 | 285.811 | 15.21 | 7.2532 | 46.06 | 247.9653 | 0 | 148.1762 | 0
2025_12_11 Hr 09 | 0 | 4.5e-05 | 0.001269 | 3.8622 | 3.8622 | 3.8116 | 3.8622 | 3.8622 | 3.8622 | 154.4149 | -14.3 | 0.084 | 57 | 0 | 96.0814 | 96.0814 | 285.811 | 15.21 | 0.00697 | 0.084 | 0.03454 | 0 | 0 | 0.29046 | 0.2376 | 46.06 | 7.2532 | 247.9653 | 0 | 0 | 0 | 0 | 24.2081 | 58.4683 | 0 | 0 | -410.3593 | 0.7527 | 12.7845 | 0 | -1 | -4.2 | 14.2368 | 0 | 0 | 46.2377 | 46.2377 | 46.2377 | 46.2377 | 53.7648 | 39.6981 | 0 | 0 | 9.826 | 19.122 | 0 | 70.8723 | 77.3038 | 69.8418 | 1487.35 | 38.7565 | 71.4635 | 0 | 0.5138 | 0 | 14.074 | 3.248 | 0 | 1399.1 | 343.3891 | -21.28 | 8.9337 | 7.395 | -1.78 | 19.1215 | 1.6646 | 60.6271 | 2025-12-11 | 2025_12_11 Hr 09 | 162.0905 | 5.2e-05 | -1399.1 | -410.3593 | 657.9441 | 965.761 | 166.5412 | 19.213 | 0 | 128.4575 | 393.6585 | 135.8281 | 23.1226 | 192.1628 | 285.811 | 15.21 | 7.2532 | 46.06 | 247.9653 | 0 | 148.1762 | 0
2025_12_11 Hr 10 | 0.69982 | 0.000375 | 0.010575 | 3.8622 | 3.8622 | 3.8116 | 3.8622 | 3.8622 | 3.8622 | 147.1004 | -14.3 | 0.084 | 45 | 0 | 96.0814 | 96.0814 | 285.811 | 15.21 | 0.00697 | 0.084 | 0.03454 | 0 | 0 | 0.29046 | 0.2376 | 46.06 | 7.2532 | 247.9653 | 0 | 0 | 0 | 0 | 23.7603 | 57.3867 | 0 | 0 | -357.7888 | 0.7527 | 12.7845 | 0 | -1 | -4.2 | 14.2368 | 0 | 0 | 43.5167 | 43.5167 | 43.5167 | 43.5167 | 50.6008 | 32.7483 | 0 | 0 | 9.826 | 19.122 | 0 | 70.8723 | 77.3038 | 81.8436 | 1464.468 | 38.0395 | 70.1415 | 0 | 0.5138 | -0.69982 | 14.074 | 3.248 | 0 | 1419.417 | 334.7178 | -21.9798 | 8.9337 | 7.395 | -1.78 | 18.7678 | 1.6338 | 60.7374 | 2025-12-11 | 2025_12_11 Hr 10 | 134.3582 | -0.000326 | -1419.417 | -357.7888 | 632.6286 | 965.761 | 159.6028 | 19.213 | 0 | 126.928 | 372.2959 | 133.4046 | 23.1226 | 192.1628 | 285.811 | 15.21 | 7.2532 | 46.06 | 247.9653 | 0 | 148.1762 | 0
2025_12_11 Hr 11 | 0 | 0.000675 | 0.019035 | 3.8622 | 3.8622 | 3.8116 | 3.8622 | 3.8622 | 3.8622 | 140.6522 | -14.3 | 0.084 | 33 | 0 | 96.0814 | 96.0814 | 285.811 | 15.21 | 0.00697 | 0.084 | 0.03454 | 0 | 0 | 0.29046 | 0.2376 | 46.06 | 7.2532 | 247.9653 | 0 | 0 | 0 | 0 | 23.3655 | 56.4332 | 0 | 0 | -340.1612 | 0.7527 | 12.7845 | 0 | -1 | -4.2 | 14.2368 | 0 | 0 | 41.1179 | 41.1179 | 41.1179 | 41.1179 | 47.8115 | 30.7476 | 0 | 0 | 9.826 | 19.122 | 0 | 70.8723 | 77.3038 | 90.8088 | 1444.295 | 37.4074 | 68.9761 | 0 | 0.5138 | 0 | 14.074 | 3.248 | 0 | 1409.7 | 326.8463 | -21.28 | 8.9337 | 7.395 | -1.78 | 18.4559 | 1.6067 | 60.1219 | 2025-12-11 | 2025_12_11 Hr 11 | 126.7091 | 2.7e-05 | -1409.7 | -340.1612 | 610.3111 | 965.761 | 154.5761 | 19.213 | 0 | 125.5797 | 353.4632 | 131.2681 | 23.1226 | 192.1628 | 285.811 | 15.21 | 7.2532 | 46.06 | 247.9653 | 0 | 148.1762 | 0
2025_12_11 Hr 12 | 1.3731 | 0.001425 | 0.040185 | 3.8622 | 3.8622 | 3.8116 | 3.8622 | 3.8622 | 3.8622 | 134.4285 | -14.3 | 0.084 | 27 | 0 | 96.0814 | 96.0814 | 285.811 | 15.21 | 0.00697 | 0.084 | 0.03454 | 0 | 0 | 0.29046 | 0.2376 | 46.06 | 7.2532 | 247.9653 | 0 | 0 | 0 | 0 | 22.9844 | 55.5129 | 0 | 0 | -302.5051 | 0.7527 | 12.7845 | 0 | -1 | -4.2 | 14.2368 | 0 | 0 | 38.8026 | 38.8026 | 38.8026 | 38.8026 | 45.1193 | 27.7992 | 0 | 0 | 9.826 | 19.122 | 0 | 70.8723 | 77.3038 | 82.7112 | 1424.838 | 36.7974 | 67.8512 | 0 | 0.5138 | -1.3731 | 14.074 | 3.248 | 0 | 1408.792 | 309.112 | -22.6531 | 8.9337 | 7.395 | -1.78 | 18.1549 | 1.5805 | 59.5905 | 2025-12-11 | 2025_12_11 Hr 12 | 122.1337 | -0.000305 | -1408.792 | -302.5051 | 588.7707 | 965.761 | 137.552 | 19.213 | 0 | 124.2784 | 335.2863 | 129.206 | 23.1226 | 192.1628 | 285.811 | 15.21 | 7.2532 | 46.06 | 247.9653 | 0 | 148.1762 | 0
2025_12_11 Hr 13 | 0.69816 | 0.002055 | 0.057951 | 3.8622 | 3.8622 | 3.8116 | 3.8622 | 3.8622 | 3.8622 | 130.643 | -14.3 | 0.084 | 15 | 0 | 96.0814 | 96.0814 | 285.811 | 15.21 | 0.00697 | 0.084 | 0.03454 | 0 | 0 | 0.29046 | 0.2376 | 46.06 | 7.2532 | 247.9653 | 0 | 0 | 0 | 0 | 22.7527 | 54.9531 | 0 | 0 | -292.7332 | 0.7527 | 12.7845 | 0 | -1 | -4.2 | 14.2368 | 0 | 0 | 37.3944 | 37.3944 | 37.3944 | 37.3944 | 43.4818 | 26.8515 | 0 | 0 | 9.826 | 19.122 | 0 | 70.8723 | 77.3038 | 75.7704 | 1413.008 | 36.4263 | 67.167 | 0 | 0.5138 | -0.69816 | 14.074 | 3.248 | 0 | 1385.592 | 287.295 | -21.9782 | 8.9337 | 7.395 | -1.78 | 17.9719 | 1.5645 | 58.5462 | 2025-12-11 | 2025_12_11 Hr 13 | 110.6857 | -0.000326 | -1385.592 | -292.7332 | 575.6689 | 965.761 | 117.6819 | 19.213 | 0 | 123.4868 | 324.2303 | 127.9518 | 23.1226 | 192.1628 | 285.811 | 15.21 | 7.2532 | 46.06 | 247.9653 | 0 | 148.1762 | 0
2025_12_11 Hr 14 | 1.728 | 0.00189 | 0.053298 | 3.8622 | 3.8622 | 3.8116 | 3.8622 | 3.8622 | 3.8622 | 127.3066 | -14.3 | 0.084 | 7 | 0 | 96.0814 | 96.0814 | 285.811 | 15.21 | 0.00697 | 0.084 | 0.03454 | 0 | 0 | 0.29046 | 0.2376 | 46.06 | 7.2532 | 247.9653 | 0 | 0 | 0 | 0 | 22.5484 | 54.4598 | 0 | 0 | -284.065 | 0.7527 | 12.7845 | 0 | -1 | -4.2 | 14.2368 | 0 | 0 | 36.1532 | 36.1532 | 36.1532 | 36.1532 | 42.0386 | 27.7992 | 0 | 0 | 9.826 | 19.122 | 0 | 70.8723 | 77.3038 | 83.7234 | 1402.561 | 36.0993 | 66.564 | 0 | 0.5138 | -1.728 | 14.074 | 3.248 | 0 | 1383.608 | 288.1199 | -23.008 | 8.9337 | 7.395 | -1.78 | 17.8105 | 1.5505 | 58.3538 | 2025-12-11 | 2025_12_11 Hr 14 | 108.6497 | 0.00037 | -1383.608 | -284.065 | 564.1215 | 965.761 | 118.5778 | 19.213 | 0 | 122.7892 | 314.486 | 126.8463 | 23.1226 | 192.1628 | 285.811 | 15.21 | 7.2532 | 46.06 | 247.9653 | 0 | 148.1762 | 0
2025_12_11 Hr 15 | 0.3383 | 0.00147 | 0.041454 | 3.8622 | 3.8622 | 3.8116 | 3.8622 | 3.8622 | 3.8622 | 129.071 | -14.3 | 0.084 | 5 | 0 | 96.0814 | 96.0814 | 285.811 | 15.21 | 0.00697 | 0.084 | 0.03454 | 0 | 0 | 0.29046 | 0.2376 | 46.06 | 7.2532 | 247.9653 | 0 | 0 | 0 | 0 | 22.6564 | 54.7207 | 0 | 0 | -294.7483 | 0.7527 | 12.7845 | 0 | -1 | -4.2 | 14.2368 | 0 | 0 | 36.8096 | 36.8096 | 36.8096 | 36.8096 | 42.8018 | 34.749 | 0 | 0 | 9.826 | 19.122 | 0 | 70.8723 | 77.3038 | 70.854 | 1408.072 | 36.2723 | 66.8829 | 0 | 0.5138 | -0.3383 | 14.074 | 3.248 | 0 | 1371.1 | 279.3948 | -21.6183 | 8.9337 | 7.395 | -1.78 | 17.8958 | 1.5579 | 58.0006 | 2025-12-11 | 2025_12_11 Hr 15 | 107.8579 | -3.6e-05 | -1371.1 | -294.7483 | 570.2283 | 965.761 | 110.6459 | 19.213 | 0 | 123.1581 | 319.6392 | 127.431 | 23.1226 | 192.1628 | 285.811 | 15.21 | 7.2532 | 46.06 | 247.9653 | 0 | 148.1762 | 0
2025_12_11 Hr 16 | 0.3383 | 0.002805 | 0.079101 | 3.8622 | 3.8622 | 3.8116 | 3.8622 | 3.8622 | 3.8622 | 133.9473 | -14.3 | 0.084 | 6 | 0 | 96.0814 | 96.0814 | 285.811 | 15.21 | 0.00697 | 0.084 | 0.03454 | 0 | 0 | 0.29046 | 0.2376 | 46.06 | 7.2532 | 247.9653 | 0 | 0 | 0 | 0 | 22.955 | 55.4417 | 0 | 0 | -355.2053 | 0.7527 | 12.7845 | 0 | -1 | -4.2 | 14.2368 | 0 | 0 | 38.6236 | 38.6236 | 38.6236 | 38.6236 | 44.9112 | 40.7511 | 0 | 0 | 9.826 | 19.122 | 0 | 70.8723 | 77.3038 | 65.793 | 1423.371 | 36.7502 | 67.7642 | 0 | 0.5138 | -0.3383 | 14.074 | 3.248 | 0 | 1329.5 | 282.9529 | -21.6183 | 8.9337 | 7.395 | -1.78 | 18.1317 | 1.5785 | 57.154 | 2025-12-11 | 2025_12_11 Hr 16 | 121.3578 | 2.5e-05 | -1329.5 | -355.2053 | 587.1053 | 965.761 | 112.626 | 19.213 | 0 | 124.1777 | 333.8809 | 129.0466 | 23.1226 | 192.1628 | 285.811 | 15.21 | 7.2532 | 46.06 | 247.9653 | 0 | 148.1762 | 0
2025_12_11 Hr 17 | 0 | 0.002565 | 0.072333 | 3.8622 | 3.8622 | 3.8116 | 3.8622 | 3.8622 | 3.8622 | 157.5267 | -14.3 | 0.084 | 9 | 0 | 96.0814 | 96.0814 | 285.811 | 15.21 | 0.00697 | 0.084 | 0.03454 | 0 | 0 | 0.29046 | 0.2376 | 46.06 | 7.2532 | 247.9653 | 0 | 0 | 0 | 0 | 24.3986 | 58.9285 | 0 | 0 | -376.8139 | 0.7527 | 12.7845 | 0 | -1 | -4.2 | 14.2368 | 0 | 0 | 47.3953 | 47.3953 | 47.3953 | 47.3953 | 55.1108 | 41.6988 | 0 | 0 | 9.826 | 19.122 | 0 | 70.8723 | 77.3038 | 63.7686 | 1497.16 | 39.0615 | 72.026 | 0 | 0.5138 | 0 | 14.074 | 3.248 | 0 | 1391.417 | 292.3502 | -21.28 | 8.9337 | 7.395 | -1.78 | 19.272 | 1.6777 | 59.8824 | 2025-12-11 | 2025_12_11 Hr 17 | 148.5608 | -0.000343 | -1391.417 | -376.8139 | 668.7142 | 965.761 | 114.5423 | 19.213 | 0 | 129.1081 | 402.7469 | 136.8591 | 23.1226 | 192.1628 | 285.811 | 15.21 | 7.2532 | 46.06 | 247.9653 | 0 | 148.1762 | 0
2025_12_11 Hr 18 | 0 | 0.000135 | 0.003807 | 3.8622 | 3.8622 | 3.8116 | 3.8622 | 3.8622 | 3.8622 | 155.0886 | -14.3 | 0.084 | 14 | 0 | 96.0814 | 96.0814 | 285.811 | 15.21 | 0.00697 | 0.084 | 0.03454 | 0 | 0 | 0.29046 | 0.2376 | 46.06 | 7.2532 | 247.9653 | 0 | 0 | 0 | 0 | 24.2493 | 58.568 | 0 | 0 | -375.3741 | 0.7527 | 12.7845 | 0 | -1 | -4.2 | 14.2368 | 0 | 0 | 46.4883 | 46.4883 | 46.4883 | 46.4883 | 54.0562 | 42.7518 | 0 | 0 | 9.826 | 19.122 | 0 | 70.8723 | 77.3038 | 63.7686 | 1489.461 | 38.8225 | 71.5853 | 0 | 0.5138 | 0 | 14.074 | 3.248 | 0 | 1390.4 | 297.5929 | -21.28 | 8.9337 | 7.395 | -1.78 | 19.1541 | 1.6675 | 59.8233 | 2025-12-11 | 2025_12_11 Hr 18 | 153.0457 | 6.7e-05 | -1390.4 | -375.3741 | 660.2758 | 965.761 | 120.5243 | 19.213 | 0 | 128.5983 | 395.6261 | 136.0513 | 23.1226 | 192.1628 | 285.811 | 15.21 | 7.2532 | 46.06 | 247.9653 | 0 | 148.1762 | 0
2025_12_11 Hr 19 | 0 | 0 | 0 | 3.8622 | 3.8622 | 3.8116 | 3.8622 | 3.8622 | 3.8622 | 160.6385 | -14.3 | 0.084 | 25 | 0 | 96.0814 | 96.0814 | 285.811 | 15.21 | 0.00697 | 0.084 | 0.03454 | 0 | 0 | 0.29046 | 0.2376 | 46.06 | 7.2532 | 247.9653 | 0 | 0 | 0 | 0 | 24.5892 | 59.3886 | 0 | 0 | -429.8272 | 0.7527 | 12.7845 | 0 | -1 | -4.2 | 14.2368 | 0 | 0 | 48.553 | 48.553 | 48.553 | 48.553 | 56.4569 | 45.7002 | 0 | 0 | 9.826 | 19.122 | 0 | 70.8723 | 77.3038 | 63.7686 | 1506.827 | 39.3665 | 72.5884 | 0 | 0.5138 | 0 | 14.074 | 3.248 | 0 | 1369.1 | 313.38 | -21.28 | 8.9337 | 7.395 | -1.78 | 19.4225 | 1.6908 | 59.699 | 2025-12-11 | 2025_12_11 Hr 19 | 158.9275 | -2e-05 | -1369.1 | -429.8272 | 679.4843 | 965.761 | 134.4688 | 19.213 | 0 | 129.7588 | 411.8353 | 137.8902 | 23.1226 | 192.1628 | 285.811 | 15.21 | 7.2532 | 46.06 | 247.9653 | 0 | 148.1762 | 0
2025_12_11 Hr 20 | 0 | 0 | 0 | 3.8622 | 3.8622 | 3.8116 | 3.8622 | 3.8622 | 3.8622 | 154.1903 | -14.3 | 0.084 | 52 | 0 | 96.0814 | 96.0814 | 285.811 | 15.21 | 0.00697 | 0.084 | 0.03454 | 0 | 0 | 0.29046 | 0.2376 | 46.06 | 7.2532 | 247.9653 | 0 | 0 | 0 | 0 | 24.1944 | 58.4351 | 0 | 0 | -477.0187 | 0.7527 | 12.7845 | 0 | -1 | -4.2 | 14.2368 | 0 | 0 | 46.1542 | 46.1542 | 46.1542 | 46.1542 | 53.6676 | 47.7009 | 0 | 0 | 9.826 | 19.122 | 0 | 70.8723 | 77.3038 | 63.7686 | 1486.646 | 38.7344 | 71.4229 | 0 | 0.5138 | 0 | 14.074 | 3.248 | 0 | 1328.592 | 340.2443 | -21.28 | 8.9337 | 7.395 | -1.78 | 19.1106 | 1.6637 | 58.721 | 2025-12-11 | 2025_12_11 Hr 20 | 152.0418 | -0.000327 | -1328.592 | -477.0187 | 657.1668 | 965.761 | 163.4695 | 19.213 | 0 | 128.4105 | 393.0026 | 135.7537 | 23.1226 | 192.1628 | 285.811 | 15.21 | 7.2532 | 46.06 | 247.9653 | 0 | 148.1762 | 0
2025_12_11 Hr 21 | 0 | 0 | 0 | 3.8622 | 3.8622 | 3.8116 | 3.8622 | 3.8622 | 3.8622 | 143.5395 | -14.3 | 0.084 | 59 | 0 | 96.0814 | 96.0814 | 285.811 | 15.21 | 0.00697 | 0.084 | 0.03454 | 0 | 0 | 0.29046 | 0.2376 | 46.06 | 7.2532 | 247.9653 | 0 | 0 | 0 | 0 | 23.5423 | 56.8602 | 0 | 0 | -453.8786 | 0.7527 | 12.7845 | 0 | -1 | -4.2 | 14.2368 | 0 | 0 | 42.192 | 42.192 | 42.192 | 42.192 | 49.0604 | 48.6486 | 0 | 0 | 9.826 | 19.122 | 0 | 70.8723 | 77.3038 | 63.7686 | 1453.312 | 37.6904 | 69.4979 | 0 | 0.5138 | 0 | 14.074 | 3.248 | 0 | 1322.817 | 344.663 | -21.28 | 8.9337 | 7.395 | -1.78 | 18.5955 | 1.6188 | 58.1885 | 2025-12-11 | 2025_12_11 Hr 21 | 146.5022 | -0.000317 | -1322.817 | -453.8786 | 620.304 | 965.761 | 171.4172 | 19.213 | 0 | 126.1834 | 361.8958 | 132.2248 | 23.1226 | 192.1628 | 285.811 | 15.21 | 7.2532 | 46.06 | 247.9653 | 0 | 148.1762 | 0
2025_12_11 Hr 22 | 0 | 0 | 0 | 3.8622 | 3.8622 | 3.8116 | 3.8622 | 3.8622 | 3.8622 | 123.9702 | -14.3 | 0.084 | 64 | 0 | 96.0814 | 96.0814 | 285.811 | 15.21 | 0.00697 | 0.084 | 0.03454 | 0 | 0 | 0.29046 | 0.2376 | 46.06 | 7.2532 | 247.9653 | 0 | 0 | 0 | 0 | 22.3441 | 53.9664 | 0 | 0 | -419.2177 | 0.7527 | 12.7845 | 0 | -1 | -4.2 | 14.2368 | 0 | 0 | 34.912 | 34.912 | 34.912 | 34.912 | 40.5954 | 47.7009 | 0 | 0 | 9.826 | 19.122 | 0 | 70.8723 | 77.3038 | 63.7686 | 1392.066 | 35.7723 | 65.961 | 0 | 0.5138 | 0 | 14.074 | 3.248 | 0 | 1293.8 | 342.2314 | -21.28 | 8.9337 | 7.395 | -1.78 | 17.6492 | 1.5365 | 56.5871 | 2025-12-11 | 2025_12_11 Hr 22 | 126.4814 | 5e-06 | -1293.8 | -419.2177 | 552.5741 | 965.761 | 175.4695 | 19.213 | 0 | 122.0915 | 304.7417 | 125.7409 | 23.1226 | 192.1628 | 285.811 | 15.21 | 7.2532 | 46.06 | 247.9653 | 0 | 148.1762 | 0
2025_12_11 Hr 23 | 0 | 0 | 0 | 3.8622 | 3.8622 | 3.8116 | 3.8622 | 3.8622 | 3.8622 | 96.2202 | 0 | 0.084 | 60 | 0 | 96.0814 | 96.0814 | 286.6375 | 15.29 | 0.00697 | 0.084 | 0.03454 | 0 | 0 | 0.29046 | 0.2376 | 46.06 | 7.2532 | 247.9653 | 0 | 0 | 0 | 0 | 20.6451 | 49.8629 | 0 | 0 | -416.1823 | 0.7527 | 12.7845 | 0 | -1 | -4.2 | 14.2368 | 0 | 0 | 24.5888 | 24.5888 | 24.5888 | 24.5888 | 28.5917 | 40.7511 | 0 | 0 | 9.826 | 19.122 | 0 | 71.2258 | 77.6894 | 64.7808 | 1306.863 | 33.0523 | 60.9455 | 0 | 0.5138 | 0 | 14.074 | 3.248 | 0 | 1206.8 | 323.0995 | -6.98 | 8.9337 | 7.395 | -1.78 | 16.3072 | 1.4196 | 53.1129 | 2025-12-11 | 2025_12_11 Hr 23 | 148.7024 | 7e-06 | -1206.8 | -416.1823 | 470.8309 | 967.4065 | 165.5319 | 19.213 | 0 | 116.2891 | 223.6952 | 130.8465 | 23.1226 | 192.1628 | 286.6375 | 15.29 | 7.2532 | 46.06 | 247.9653 | 0 | 148.9151 | 0
2025_12_11 Hr 24 | 0 | 0 | 0 | 3.8622 | 3.8622 | 3.8116 | 3.8622 | 3.8622 | 3.8622 | 78.4154 | 0 | 0.084 | 48 | 0 | 96.0814 | 96.0814 | 286.6375 | 15.29 | 0.00697 | 0.084 | 0.03454 | 0 | 0 | 0.29046 | 0.2376 | 46.06 | 7.2532 | 247.9653 | 0 | 0 | 0 | 0 | 19.555 | 47.2301 | 0 | 0 | -430.2933 | 0.7527 | 12.7845 | 0 | -1 | -4.2 | 14.2368 | 0 | 0 | 17.9653 | 17.9653 | 17.9653 | 17.9653 | 20.8898 | 37.6974 | 0 | 0 | 9.826 | 19.122 | 0 | 71.2258 | 77.6894 | 63.7686 | 1251.139 | 31.307 | 57.7275 | 0 | 0.5138 | 0 | 14.074 | 3.248 | 0 | 1115 | 301.1344 | -6.98 | 8.9337 | 7.395 | -1.78 | 15.4461 | 1.3447 | 49.6749 | 2025-12-11 | 2025_12_11 Hr 24 | 140.8875 | 2.8e-05 | -1115 | -430.2933 | 409.2078 | 967.4065 | 149.466 | 19.213 | 0 | 112.5661 | 171.6944 | 124.9473 | 23.1226 | 192.1628 | 286.6375 | 15.29 | 7.2532 | 46.06 | 247.9653 | 0 | 148.9151 | 0
2025_12_12 Hr 01 | 0 | 0 | 0 | 3.8622 | 3.8622 | 3.8116 | 3.8622 | 3.8622 | 3.8622 | 66.4001 | 0 | 0.084 | 26 | 0 | 96.0814 | 96.0814 | 286.6375 | 0 | 0.00697 | 0.084 | 0.03454 | 0 | 0 | 0.29046 | 0.2376 | 46.06 | 7.2532 | 247.9653 | 0 | 0 | 0 | 0 | 18.8669 | 45.5426 | 0 | 0 | -367.8882 | 0.7527 | 12.794 | 0 | -1 | -4.2 | 14.2614 | 0 | 0 | 13.5165 | 13.5165 | 13.5165 | 13.5165 | 15.7168 | 36.7497 | 0 | 0 | 9.8245 | 18.8469 | 0 | 71.2258 | 77.6894 | 49.887 | 1198.521 | 29.6686 | 54.7282 | 0 | 0.5138 | 0 | 14.074 | 3.248 | 0 | 1082.192 | 258.5387 | -6.98 | 8.9325 | 7.395 | -1.78 | 14.6622 | 1.275 | 47.5587 | 2025-12-12 | 2025_12_12 Hr 01 | 128.5611 | -0.000253 | -1082.192 | -367.8882 | 366.1137 | 952.1165 | 112.6367 | 19.213 | 0 | 110.222 | 136.7107 | 119.181 | 23.1226 | 192.1628 | 286.6375 | 0 | 7.2532 | 46.06 | 247.9653 | 0 | 148.9151 | 0
2025_12_12 Hr 02 | 0 | 0 | 0 | 3.8622 | 3.8622 | 3.8116 | 3.8622 | 3.8622 | 3.8622 | 66.1719 | 0 | 0.084 | 10 | 0 | 96.0814 | 96.0814 | 286.6375 | 0 | 0.00697 | 0.084 | 0.03454 | 0 | 0 | 0.29046 | 0.2376 | 46.06 | 7.2532 | 247.9653 | 0 | 0 | 0 | 0 | 18.8529 | 45.5088 | 0 | 0 | -382.1757 | 0.7527 | 12.794 | 0 | -1 | -4.2 | 14.2614 | 0 | 0 | 13.4315 | 13.4315 | 13.4315 | 13.4315 | 15.618 | 35.802 | 0 | 0 | 9.8245 | 18.8469 | 0 | 71.2258 | 77.6894 | 51.9114 | 1197.806 | 29.6466 | 54.6876 | 0 | 0.5138 | 0 | 14.074 | 3.248 | 0 | 1052.192 | 243.5409 | -6.98 | 8.9325 | 7.395 | -1.78 | 14.6513 | 1.2741 | 46.5625 | 2025-12-12 | 2025_12_12 Hr 02 | 130.4559 | -0.00032 | -1052.192 | -382.1757 | 365.3244 | 952.1165 | 97.7134 | 19.213 | 0 | 110.1741 | 136.0439 | 119.1064 | 23.1226 | 192.1628 | 286.6375 | 0 | 7.2532 | 46.06 | 247.9653 | 0 | 148.9151 | 0
2025_12_12 Hr 03 | 0 | 0 | 0 | 3.8622 | 3.8622 | 3.8116 | 3.8622 | 3.8622 | 3.8622 | 60.956 | 0 | 0.084 | 6 | 0 | 96.0814 | 96.0814 | 286.6375 | 0 | 0.00697 | 0.084 | 0.03454 | 0 | 0 | 0.29046 | 0.2376 | 46.06 | 7.2532 | 247.9653 | 0 | 0 | 0 | 0 | 18.5326 | 44.7355 | 0 | 0 | -369.9119 | 0.7527 | 12.794 | 0 | -1 | -4.2 | 14.2614 | 0 | 0 | 11.4894 | 11.4894 | 11.4894 | 11.4894 | 13.3598 | 36.7497 | 0 | 0 | 9.8245 | 18.8469 | 0 | 71.2258 | 77.6894 | 62.7564 | 1181.47 | 29.1428 | 53.7583 | 0 | 0.5138 | 0 | 14.074 | 3.248 | 0 | 1054.208 | 249.63 | -6.98 | 8.9325 | 7.395 | -1.78 | 14.4024 | 1.2524 | 46.4808 | 2025-12-12 | 2025_12_12 Hr 03 | 123.7266 | 0.000381 | -1054.208 | -369.9119 | 347.2846 | 952.1165 | 105.5061 | 19.213 | 0 | 109.0805 | 120.8014 | 117.4028 | 23.1226 | 192.1628 | 286.6375 | 0 | 7.2532 | 46.06 | 247.9653 | 0 | 148.9151 | 0
2025_12_12 Hr 04 | 0 | 0 | 0 | 3.8622 | 3.8622 | 3.8116 | 3.8622 | 3.8622 | 3.8622 | 60.7278 | 0 | 0.084 | 7 | 0 | 96.0814 | 96.0814 | 286.6375 | 0 | 0.00697 | 0.084 | 0.03454 | 0 | 0 | 0.29046 | 0.2376 | 46.06 | 7.2532 | 247.9653 | 0 | 0 | 0 | 0 | 18.5185 | 44.7017 | 0 | 0 | -375.9146 | 0.7527 | 12.794 | 0 | -1 | -4.2 | 14.2614 | 0 | 0 | 11.4044 | 11.4044 | 11.4044 | 11.4044 | 13.261 | 31.8006 | 0 | 0 | 9.8245 | 18.8469 | 0 | 71.2258 | 77.6894 | 64.7808 | 1180.756 | 29.1208 | 53.7176 | 0 | 0.5138 | 0 | 14.074 | 3.248 | 0 | 1045.492 | 247.6307 | -6.98 | 8.9325 | 7.395 | -1.78 | 14.3915 | 1.2515 | 46.2157 | 2025-12-12 | 2025_12_12 Hr 04 | 123.7266 | -0.000287 | -1045.492 | -375.9146 | 346.4954 | 952.1165 | 103.5814 | 19.213 | 0 | 109.0326 | 120.1345 | 117.3282 | 23.1226 | 192.1628 | 286.6375 | 0 | 7.2532 | 46.06 | 247.9653 | 0 | 148.9151 | 0
2025_12_12 Hr 05 | 0 | 0 | 0 | 3.8622 | 3.8622 | 3.8116 | 3.8622 | 3.8622 | 3.8622 | 69.7579 | 0 | 0.084 | 7 | 0 | 96.0814 | 96.0814 | 286.6375 | 0 | 0.00697 | 0.084 | 0.03454 | 0 | 0 | 0.29046 | 0.2376 | 46.06 | 7.2532 | 247.9653 | 0 | 0 | 0 | 0 | 19.0731 | 46.0404 | 0 | 0 | -367.5576 | 0.7527 | 12.794 | 0 | -1 | -4.2 | 14.2614 | 0 | 0 | 14.7667 | 14.7667 | 14.7667 | 14.7667 | 17.1705 | 29.7999 | 0 | 0 | 9.8245 | 18.8469 | 0 | 71.2258 | 77.6894 | 65.793 | 1209.038 | 29.9929 | 55.3264 | 0 | 0.5138 | 0 | 14.074 | 3.248 | 0 | 1084.092 | 249.5917 | -6.98 | 8.9325 | 7.395 | -1.78 | 14.8225 | 1.289 | 47.6294 | 2025-12-12 | 2025_12_12 Hr 05 | 137.1939 | -0.000316 | -1084.092 | -367.5576 | 377.7268 | 952.1165 | 102.5929 | 19.213 | 0 | 110.926 | 146.5231 | 120.2777 | 23.1226 | 192.1628 | 286.6375 | 0 | 7.2532 | 46.06 | 247.9653 | 0 | 148.9151 | 0
2025_12_12 Hr 06 | 0 | 0 | 0 | 3.8622 | 3.8622 | 3.8116 | 3.8622 | 3.8622 | 3.8622 | 102.2923 | 0 | 0.084 | 17 | 0 | 96.0814 | 96.0814 | 286.6375 | 15.29 | 0.00697 | 0.084 | 0.03454 | 0 | 0 | 0.29046 | 0.2376 | 46.06 | 7.2532 | 247.9653 | 0 | 0 | 0 | 0 | 21.0714 | 50.8639 | 0 | 0 | -409.5292 | 0.7527 | 12.794 | 0 | -1 | -4.2 | 14.2614 | 0 | 0 | 26.8804 | 26.8804 | 26.8804 | 26.8804 | 31.2563 | 27.7992 | 0 | 0 | 9.8245 | 18.8469 | 0 | 71.2258 | 77.6894 | 63.7686 | 1326.224 | 33.1352 | 61.1228 | 0 | 0.5138 | 0 | 14.074 | 3.248 | 0 | 1175.908 | 266.1931 | -6.98 | 8.9325 | 7.395 | -1.78 | 16.3754 | 1.424 | 51.806 | 2025-12-12 | 2025_12_12 Hr 06 | 141.9178 | 0.000323 | -1175.908 | -409.5292 | 490.2502 | 967.4065 | 108.5678 | 19.213 | 0 | 117.7477 | 241.5983 | 130.9042 | 23.1226 | 192.1628 | 286.6375 | 15.29 | 7.2532 | 46.06 | 247.9653 | 0 | 148.9151 | 0
2025_12_12 Hr 07 | 0 | 0 | 0 | 3.8622 | 3.8622 | 3.8116 | 3.8622 | 3.8622 | 3.8622 | 134.7942 | -14.3 | 0.084 | 22 | 0 | 96.0814 | 96.0814 | 285.811 | 15.21 | 0.00697 | 0.084 | 0.03454 | 0 | 0 | 0.29046 | 0.2376 | 46.06 | 7.2532 | 247.9653 | 0 | 0 | 0 | 0 | 23.0676 | 55.6825 | 0 | 0 | -389.3598 | 0.7527 | 12.794 | 0 | -1 | -4.2 | 14.2614 | 0 | 0 | 38.982 | 38.982 | 38.982 | 38.982 | 45.3279 | 32.7483 | 0 | 0 | 9.8245 | 18.8469 | 0 | 70.8723 | 77.3038 | 60.8766 | 1426.374 | 36.2742 | 66.9133 | 0 | 0.5138 | 0 | 14.074 | 3.248 | 0 | 1299.6 | 283.866 | -21.28 | 8.9325 | 7.395 | -1.78 | 17.9267 | 1.5589 | 56.4231 | 2025-12-12 | 2025_12_12 Hr 07 | 136.1737 | 3.7e-05 | -1299.6 | -389.3598 | 588.3609 | 965.761 | 115.6249 | 19.213 | 0 | 124.5626 | 336.5783 | 127.22 | 23.1226 | 192.1628 | 285.811 | 15.21 | 7.2532 | 46.06 | 247.9653 | 0 | 148.1762 | 0
2025_12_12 Hr 08 | 0 | 0 | 0 | 3.8622 | 3.8622 | 3.8116 | 3.8622 | 3.8622 | 3.8622 | 155.1038 | -14.3 | 0.084 | 31 | 0 | 96.0814 | 96.0814 | 285.811 | 15.21 | 0.00697 | 0.084 | 0.03454 | 0 | 0 | 0.29046 | 0.2376 | 46.06 | 7.2532 | 247.9653 | 0 | 0 | 0 | 0 | 24.315 | 58.6936 | 0 | 0 | -408.8226 | 0.7527 | 12.794 | 0 | -1 | -4.2 | 14.2614 | 0 | 0 | 46.544 | 46.544 | 46.544 | 46.544 | 54.121 | 37.6974 | 0 | 0 | 9.8245 | 18.8469 | 0 | 70.8723 | 77.3038 | 59.8644 | 1489.983 | 38.2358 | 70.5316 | 0 | 0.5138 | 0 | 14.074 | 3.248 | 0 | 1363.317 | 303.4365 | -21.28 | 8.9325 | 7.395 | -1.78 | 18.8961 | 1.6432 | 59.1944 | 2025-12-12 | 2025_12_12 Hr 08 | 139.5755 | -0.000325 | -1363.317 | -408.8226 | 658.6034 | 965.761 | 128.5618 | 19.213 | 0 | 128.821 | 395.9289 | 133.8536 | 23.1226 | 192.1628 | 285.811 | 15.21 | 7.2532 | 46.06 | 247.9653 | 0 | 148.1762 | 0
2025_12_12 Hr 09 | 0.33996 | 7.5e-05 | 0.002115 | 3.8622 | 3.8622 | 3.8116 | 3.8622 | 3.8622 | 3.8622 | 151.7134 | -14.3 | 0.084 | 41 | 0 | 96.0814 | 96.0814 | 285.811 | 15.21 | 0.00697 | 0.084 | 0.03454 | 0 | 0 | 0.29046 | 0.2376 | 46.06 | 7.2532 | 247.9653 | 0 | 0 | 0 | 0 | 24.1067 | 58.1909 | 0 | 0 | -397.4379 | 0.7527 | 12.794 | 0 | -1 | -4.2 | 14.2614 | 0 | 0 | 45.2817 | 45.2817 | 45.2817 | 45.2817 | 52.6531 | 42.7518 | 0 | 0 | 9.8245 | 18.8469 | 0 | 70.8723 | 77.3038 | 55.8156 | 1479.366 | 37.9083 | 69.9276 | 0 | 0.5138 | -0.33996 | 14.074 | 3.248 | 0 | 1373.983 | 313.6747 | -21.62 | 8.9325 | 7.395 | -1.78 | 18.7343 | 1.6291 | 59.4656 | 2025-12-12 | 2025_12_12 Hr 09 | 129.896 | 0.000263 | -1373.983 | -397.4379 | 646.8775 | 965.761 | 139.5696 | 19.213 | 0 | 128.1101 | 386.0212 | 132.7462 | 23.1226 | 192.1628 | 285.811 | 15.21 | 7.2532 | 46.06 | 247.9653 | 0 | 148.1762 | 0
2025_12_12 Hr 10 | 3.4593 | 0.000765 | 0.021573 | 3.8622 | 3.8622 | 3.8116 | 3.8622 | 3.8622 | 3.8622 | 149.6922 | -14.3 | 0.084 | 44 | 0 | 96.0814 | 96.0814 | 285.811 | 15.21 | 0.00697 | 0.084 | 0.03454 | 0 | 0 | 0.29046 | 0.2376 | 46.06 | 7.2532 | 247.9653 | 0 | 0 | 0 | 0 | 23.9826 | 57.8913 | 0 | 0 | -350.3194 | 0.7527 | 12.794 | 0 | -1 | -4.2 | 14.2614 | 0 | 0 | 44.5291 | 44.5291 | 44.5291 | 44.5291 | 51.778 | 37.6974 | 0 | 0 | 9.8245 | 18.8469 | 0 | 70.8723 | 77.3038 | 40.9218 | 1473.056 | 37.7131 | 69.5675 | 0 | 0.5138 | -3.4593 | 14.074 | 3.248 | 0 | 1397.183 | 299.1864 | -24.7393 | 8.9325 | 7.395 | -1.78 | 18.6378 | 1.6207 | 59.7614 | 2025-12-12 | 2025_12_12 Hr 10 | 111.7444 | 0.000252 | -1397.183 | -350.3194 | 639.8871 | 965.761 | 122.6415 | 19.213 | 0 | 127.6863 | 380.1147 | 132.0861 | 23.1226 | 192.1628 | 285.811 | 15.21 | 7.2532 | 46.06 | 247.9653 | 0 | 148.1762 | 0
2025_12_12 Hr 11 | 5.1707 | 0.005175 | 0.14594 | 3.8622 | 3.8622 | 3.8116 | 3.8622 | 3.8622 | 3.8622 | 148.3231 | -14.3 | 0.084 | 35 | 0 | 96.0814 | 96.0814 | 285.811 | 15.21 | 0.00697 | 0.084 | 0.03454 | 0 | 0 | 0.29046 | 0.2376 | 46.06 | 7.2532 | 247.9653 | 0 | 0 | 0 | 0 | 23.8985 | 57.6883 | 0 | 0 | -357.2664 | 0.7527 | 12.794 | 0 | -1 | -4.2 | 14.2614 | 0 | 0 | 44.0193 | 44.0193 | 44.0193 | 44.0193 | 51.1852 | 35.802 | 0 | 0 | 9.8245 | 18.8469 | 0 | 70.8723 | 77.3038 | 47.8626 | 1468.892 | 37.5809 | 69.3235 | 0 | 0.5138 | -5.1707 | 14.074 | 3.248 | 0 | 1381.675 | 296.5004 | -26.4507 | 8.9325 | 7.395 | -1.78 | 18.5725 | 1.6151 | 59.2407 | 2025-12-12 | 2025_12_12 Hr 11 | 108.7045 | 8.1e-05 | -1381.675 | -357.2664 | 635.1517 | 965.761 | 118.8157 | 19.213 | 0 | 127.3992 | 376.1136 | 131.6388 | 23.1226 | 192.1628 | 285.811 | 15.21 | 7.2532 | 46.06 | 247.9653 | 0 | 148.1762 | 0
2025_12_12 Hr 12 | 5.5289 | 0.00816 | 0.23011 | 3.8622 | 3.8622 | 3.8116 | 3.8622 | 3.8622 | 3.8622 | 142.4225 | -14.3 | 0.084 | 28 | 0 | 96.0814 | 96.0814 | 285.811 | 15.21 | 0.00697 | 0.084 | 0.03454 | 0 | 0 | 0.29046 | 0.2376 | 46.06 | 7.2532 | 247.9653 | 0 | 0 | 0 | 0 | 23.5361 | 56.8135 | 0 | 0 | -344.5679 | 0.7527 | 12.794 | 0 | -1 | -4.2 | 14.2614 | 0 | 0 | 41.8223 | 41.8223 | 41.8223 | 41.8223 | 48.6306 | 36.7497 | 0 | 0 | 9.8245 | 18.8469 | 0 | 70.8723 | 77.3038 | 54.8034 | 1450.496 | 37.011 | 68.2723 | 0 | 0.5138 | -5.5289 | 14.074 | 3.248 | 0 | 1374.942 | 295.8228 | -26.8089 | 8.9325 | 7.395 | -1.78 | 18.2908 | 1.5906 | 58.8078 | 2025-12-12 | 2025_12_12 Hr 12 | 96.692 | -0.00039 | -1374.942 | -344.5679 | 614.7441 | 965.761 | 119.7914 | 19.213 | 0 | 126.162 | 358.8705 | 129.7116 | 23.1226 | 192.1628 | 285.811 | 15.21 | 7.2532 | 46.06 | 247.9653 | 0 | 148.1762 | 0
2025_12_12 Hr 13 | 1.7296 | 0.00618 | 0.17428 | 3.8622 | 3.8622 | 3.8116 | 3.8622 | 3.8622 | 3.8622 | 134.3052 | -14.3 | 0.084 | 28 | 0 | 96.0814 | 96.0814 | 285.811 | 15.21 | 0.00697 | 0.084 | 0.03454 | 0 | 0 | 0.29046 | 0.2376 | 46.06 | 7.2532 | 247.9653 | 0 | 0 | 0 | 0 | 23.0375 | 55.61 | 0 | 0 | -348.8445 | 0.7527 | 12.794 | 0 | -1 | -4.2 | 14.2614 | 0 | 0 | 38.8 | 38.8 | 38.8 | 38.8 | 45.1162 | 42.7518 | 0 | 0 | 9.8245 | 18.8469 | 0 | 70.8723 | 77.3038 | 63.7686 | 1425.017 | 36.227 | 66.8261 | 0 | 0.5138 | -1.7296 | 14.074 | 3.248 | 0 | 1357.5 | 304.3376 | -23.0096 | 8.9325 | 7.395 | -1.78 | 17.9034 | 1.5569 | 58.1756 | 2025-12-12 | 2025_12_12 Hr 13 | 94.8161 | 1.1e-05 | -1357.5 | -348.8445 | 586.6696 | 965.761 | 134.7009 | 19.213 | 0 | 124.46 | 335.1493 | 127.0603 | 23.1226 | 192.1628 | 285.811 | 15.21 | 7.2532 | 46.06 | 247.9653 | 0 | 148.1762 | 0
2025_12_12 Hr 14 | 2.4278 | 0.008325 | 0.23477 | 3.8622 | 3.8622 | 3.8116 | 3.8622 | 3.8622 | 3.8622 | 137.1088 | -14.3 | 0.084 | 26 | 0 | 96.0814 | 96.0814 | 285.811 | 15.21 | 0.00697 | 0.084 | 0.03454 | 0 | 0 | 0.29046 | 0.2376 | 46.06 | 7.2532 | 247.9653 | 0 | 0 | 0 | 0 | 23.2097 | 56.0257 | 0 | 0 | -353.6875 | 0.7527 | 12.794 | 0 | -1 | -4.2 | 14.2614 | 0 | 0 | 39.8438 | 39.8438 | 39.8438 | 39.8438 | 46.33 | 46.6479 | 0 | 0 | 9.8245 | 18.8469 | 0 | 70.8723 | 77.3038 | 62.7564 | 1433.858 | 36.4978 | 67.3256 | 0 | 0.5138 | -2.4278 | 14.074 | 3.248 | 0 | 1363.3 | 306.8375 | -23.7078 | 8.9325 | 7.395 | -1.78 | 18.0372 | 1.5685 | 58.4683 | 2025-12-12 | 2025_12_12 Hr 14 | 92.6416 | 4e-05 | -1363.3 | -353.6875 | 596.3661 | 965.761 | 135.6474 | 19.213 | 0 | 125.0479 | 343.3422 | 127.976 | 23.1226 | 192.1628 | 285.811 | 15.21 | 7.2532 | 46.06 | 247.9653 | 0 | 148.1762 | 0
2025_12_12 Hr 15 | 0.3383 | 0.009015 | 0.25422 | 3.8622 | 3.8622 | 3.8116 | 3.8622 | 3.8622 | 3.8622 | 131.2734 | -14.3 | 0.084 | 31 | 0 | 96.0814 | 96.0814 | 285.811 | 15.21 | 0.00697 | 0.084 | 0.03454 | 0 | 0 | 0.29046 | 0.2376 | 45.8646 | 7.2532 | 247.9653 | 0 | 0 | 0 | 0 | 22.8514 | 55.1606 | 0 | 0 | -338.1939 | 0.7527 | 12.794 | 0 | -1 | -4.2 | 14.2614 | 0 | 0 | 37.6711 | 37.6711 | 37.6711 | 37.6711 | 43.8036 | 53.5977 | 0 | 0 | 9.8245 | 18.8469 | 0 | 70.8723 | 77.3038 | 49.887 | 1415.406 | 35.9342 | 66.286 | 0 | 0.5138 | -0.3383 | 14.074 | 3.248 | 0 | 1357.517 | 301.9231 | -21.6183 | 8.9325 | 7.395 | -1.78 | 17.7587 | 1.5443 | 58.0361 | 2025-12-12 | 2025_12_12 Hr 15 | 92.421 | -0.000367 | -1357.517 | -338.1939 | 576.184 | 965.5656 | 134.7479 | 19.213 | 0 | 123.8243 | 326.2896 | 126.0701 | 23.1226 | 192.1628 | 285.811 | 15.21 | 7.2532 | 45.8646 | 247.9653 | 0 | 148.1762 | 0
2025_12_12 Hr 16 | 0.3383 | 0.006405 | 0.18062 | 3.8622 | 3.8622 | 3.8116 | 3.8622 | 3.8622 | 3.8622 | 138.7062 | -14.3 | 0.084 | 32 | 0 | 96.0814 | 96.0814 | 285.811 | 15.21 | 0.00697 | 0.084 | 0.03454 | 0 | 0 | 0.29046 | 0.2376 | 46.06 | 7.2532 | 247.9653 | 0 | 0 | 0 | 0 | 23.3078 | 56.2625 | 0 | 0 | -357.6151 | 0.7527 | 12.794 | 0 | -1 | -4.2 | 14.2614 | 0 | 0 | 40.4386 | 40.4386 | 40.4386 | 40.4386 | 47.0216 | 56.6514 | 0 | 0 | 9.8245 | 18.8469 | 0 | 70.8723 | 77.3038 | 24.0036 | 1438.807 | 36.6521 | 67.6102 | 0 | 0.5138 | -0.3383 | 14.074 | 3.248 | 0 | 1342.092 | 282.5185 | -21.6183 | 8.9325 | 7.395 | -1.78 | 18.1135 | 1.5751 | 57.6828 | 2025-12-12 | 2025_12_12 Hr 16 | 100.7008 | -0.000232 | -1342.092 | -357.6151 | 601.8908 | 965.761 | 112.842 | 19.213 | 0 | 125.3828 | 348.0102 | 128.4978 | 23.1226 | 192.1628 | 285.811 | 15.21 | 7.2532 | 46.06 | 247.9653 | 0 | 148.1762 | 0
2025_12_12 Hr 17 | 0.34162 | 0.00276 | 0.077832 | 3.8622 | 3.8622 | 3.8116 | 3.8622 | 3.8622 | 3.8622 | 152.0394 | -14.3 | 0.084 | 43 | 0 | 96.0814 | 96.0814 | 285.811 | 15.21 | 0.00697 | 0.084 | 0.03454 | 0 | 0 | 0.29046 | 0.2376 | 46.06 | 7.2532 | 247.9653 | 0 | 0 | 0 | 0 | 24.1268 | 58.2393 | 0 | 0 | -369.2827 | 0.7527 | 12.794 | 0 | -1 | -4.2 | 14.2614 | 0 | 0 | 45.403 | 45.403 | 45.403 | 45.403 | 52.7942 | 57.5991 | 0 | 0 | 9.8245 | 18.8469 | 0 | 70.8723 | 77.3038 | 29.9322 | 1480.463 | 37.9398 | 69.9857 | 0 | 0.5138 | -0.34162 | 14.074 | 3.248 | 0 | 1394.308 | 304.7495 | -21.6216 | 8.9325 | 7.395 | -1.78 | 18.7498 | 1.6305 | 59.8975 | 2025-12-12 | 2025_12_12 Hr 17 | 122.6582 | 0.000258 | -1394.308 | -369.2827 | 648.005 | 965.761 | 130.6119 | 19.213 | 0 | 128.1785 | 386.9739 | 132.8527 | 23.1226 | 192.1628 | 285.811 | 15.21 | 7.2532 | 46.06 | 247.9653 | 0 | 148.1762 | 0
2025_12_12 Hr 18 | 0 | 9e-05 | 0.002538 | 3.8622 | 3.8622 | 3.8116 | 3.8622 | 3.8622 | 3.8622 | 162.2105 | -14.3 | 0.084 | 39 | 0 | 96.0814 | 96.0814 | 285.811 | 15.21 | 0.00697 | 0.084 | 0.03454 | 0 | 0 | 0.29046 | 0.2376 | 46.06 | 7.2532 | 247.9653 | 0 | 0 | 0 | 0 | 24.7514 | 59.7472 | 0 | 0 | -399.3816 | 0.7527 | 12.794 | 0 | -1 | -4.2 | 14.2614 | 0 | 0 | 49.1901 | 49.1901 | 49.1901 | 49.1901 | 57.1978 | 55.5984 | 0 | 0 | 9.8245 | 18.8469 | 0 | 70.8723 | 77.3038 | 29.9322 | 1512.243 | 38.9222 | 71.7977 | 0 | 0.5138 | 0 | 14.074 | 3.248 | 0 | 1393.308 | 301.7266 | -21.28 | 8.9325 | 7.395 | -1.78 | 19.2353 | 1.6727 | 60.254 | 2025-12-12 | 2025_12_12 Hr 18 | 120.7325 | 0.000381 | -1393.308 | -399.3816 | 683.1827 | 965.761 | 124.5332 | 19.213 | 0 | 130.3111 | 416.6968 | 136.1748 | 23.1226 | 192.1628 | 285.811 | 15.21 | 7.2532 | 46.06 | 247.9653 | 0 | 148.1762 | 0
2025_12_12 Hr 19 | 0 | 0 | 0 | 3.8622 | 3.8622 | 3.8116 | 3.8622 | 3.8622 | 3.8622 | 153.865 | -14.3 | 0.084 | 42 | 0 | 96.0814 | 96.0814 | 285.811 | 15.21 | 0.00697 | 0.084 | 0.03454 | 0 | 0 | 0.29046 | 0.2376 | 46.06 | 7.2532 | 247.9653 | 0 | 0 | 0 | 0 | 24.2389 | 58.5099 | 0 | 0 | -370.1446 | 0.7527 | 12.794 | 0 | -1 | -4.2 | 14.2614 | 0 | 0 | 46.0828 | 46.0828 | 46.0828 | 46.0828 | 53.5846 | 52.65 | 0 | 0 | 9.8245 | 18.8469 | 0 | 70.8723 | 77.3038 | 16.9182 | 1486.103 | 38.1161 | 70.3109 | 0 | 0.5138 | 0 | 14.074 | 3.248 | 0 | 1380.717 | 286.0382 | -21.28 | 8.9325 | 7.395 | -1.78 | 18.837 | 1.6381 | 59.3723 | 2025-12-12 | 2025_12_12 Hr 19 | 119.6975 | -0.000367 | -1380.717 | -370.1446 | 654.319 | 965.761 | 111.5682 | 19.213 | 0 | 128.5612 | 392.3088 | 133.449 | 23.1226 | 192.1628 | 285.811 | 15.21 | 7.2532 | 46.06 | 247.9653 | 0 | 148.1762 | 0
2025_12_12 Hr 20 | 0 | 0 | 0 | 3.8622 | 3.8622 | 3.8116 | 3.8622 | 3.8622 | 3.8622 | 139.1626 | -14.3 | 0.084 | 74 | 0 | 96.0814 | 96.0814 | 285.811 | 15.21 | 0.00697 | 0.084 | 0.03454 | 0 | 0 | 0.29046 | 0.2376 | 46.06 | 7.2532 | 247.9653 | 0 | 0 | 0 | 0 | 23.3359 | 56.3302 | 0 | 0 | -387.6025 | 0.7527 | 12.794 | 0 | -1 | -4.2 | 14.2614 | 0 | 0 | 40.6085 | 40.6085 | 40.6085 | 40.6085 | 47.2192 | 51.7023 | 0 | 0 | 9.8245 | 18.8469 | 0 | 70.8723 | 77.3038 | 34.8486 | 1440.055 | 36.6961 | 67.6915 | 0 | 0.5138 | 0 | 14.074 | 3.248 | 0 | 1361.392 | 330.2188 | -21.28 | 8.9325 | 7.395 | -1.78 | 18.1352 | 1.577 | 58.8392 | 2025-12-12 | 2025_12_12 Hr 20 | 113.9033 | -0.000281 | -1361.392 | -387.6025 | 603.4693 | 965.761 | 160.5509 | 19.213 | 0 | 125.4785 | 349.344 | 128.6468 | 23.1226 | 192.1628 | 285.811 | 15.21 | 7.2532 | 46.06 | 247.9653 | 0 | 148.1762 | 0
2025_12_12 Hr 21 | 0 | 0 | 0 | 3.8622 | 3.8622 | 3.8116 | 3.8622 | 3.8622 | 3.8622 | 133.0664 | -14.3 | 0.084 | 83 | 0 | 96.0814 | 96.0814 | 285.811 | 15.21 | 0.00697 | 0.084 | 0.03454 | 0 | 0 | 0.29046 | 0.2376 | 46.06 | 7.2532 | 247.9653 | 0 | 0 | 0 | 0 | 22.9615 | 55.4264 | 0 | 0 | -399.9424 | 0.7527 | 12.794 | 0 | -1 | -4.2 | 14.2614 | 0 | 0 | 38.3387 | 38.3387 | 38.3387 | 38.3387 | 44.5799 | 53.5977 | 0 | 0 | 9.8245 | 18.8469 | 0 | 70.8723 | 77.3038 | 14.8938 | 1420.963 | 36.1074 | 66.6054 | 0 | 0.5138 | 0 | 14.074 | 3.248 | 0 | 1318.908 | 319.1682 | -21.28 | 8.9325 | 7.395 | -1.78 | 17.8443 | 1.5517 | 57.3246 | 2025-12-12 | 2025_12_12 Hr 21 | 109.7663 | 0.000326 | -1318.908 | -399.9424 | 582.3852 | 965.761 | 151.4915 | 19.213 | 0 | 124.2003 | 331.5292 | 126.6557 | 23.1226 | 192.1628 | 285.811 | 15.21 | 7.2532 | 46.06 | 247.9653 | 0 | 148.1762 | 0
2025_12_12 Hr 22 | 0 | 0 | 0 | 3.8622 | 3.8622 | 3.8116 | 3.8622 | 3.8622 | 3.8622 | 116.571 | -14.3 | 0.084 | 93 | 0 | 96.0814 | 96.0814 | 285.811 | 15.21 | 0.00697 | 0.084 | 0.03454 | 0 | 0 | 0.29046 | 0.2376 | 46.06 | 7.2532 | 247.9653 | 0 | 0 | 0 | 0 | 21.9483 | 52.9808 | 0 | 0 | -388.7238 | 0.7527 | 12.794 | 0 | -1 | -4.2 | 14.2614 | 0 | 0 | 32.1969 | 32.1969 | 32.1969 | 32.1969 | 37.4382 | 53.5977 | 0 | 0 | 9.8245 | 18.8469 | 0 | 70.8723 | 77.3038 | 14.0262 | 1369.299 | 34.5142 | 63.6666 | 0 | 0.5138 | 0 | 14.074 | 3.248 | 0 | 1282.208 | 322.9129 | -21.28 | 8.9325 | 7.395 | -1.78 | 17.0569 | 1.4833 | 55.7283 | 2025-12-12 | 2025_12_12 Hr 22 | 100.9181 | 0.000417 | -1282.208 | -388.7238 | 525.3343 | 965.761 | 160.6239 | 19.213 | 0 | 120.7416 | 283.3248 | 121.2679 | 23.1226 | 192.1628 | 285.811 | 15.21 | 7.2532 | 46.06 | 247.9653 | 0 | 148.1762 | 0
2025_12_12 Hr 23 | 0 | 0 | 0 | 3.8622 | 3.8622 | 3.8116 | 3.8622 | 3.8622 | 3.8622 | 100.3037 | 0 | 0.084 | 93 | 0 | 96.0814 | 96.0814 | 286.6375 | 15.29 | 0.00697 | 0.084 | 0.03454 | 0 | 0 | 0.29046 | 0.2376 | 46.06 | 7.2532 | 247.9653 | 0 | 0 | 0 | 0 | 20.9492 | 50.5691 | 0 | 0 | -423.825 | 0.7527 | 12.794 | 0 | -1 | -4.2 | 14.2614 | 0 | 0 | 26.14 | 26.14 | 26.14 | 26.14 | 30.3953 | 55.5984 | 0 | 0 | 9.8245 | 18.8469 | 0 | 71.2258 | 77.6894 | 14.0262 | 1319.996 | 32.9431 | 60.7685 | 0 | 0.5138 | 0 | 14.074 | 3.248 | 0 | 1208.792 | 319.6003 | -6.98 | 8.9325 | 7.395 | -1.78 | 16.2805 | 1.4157 | 53.2921 | 2025-12-12 | 2025_12_12 Hr 23 | 108.545 | -0.000351 | -1208.792 | -423.825 | 483.3725 | 967.4065 | 162.6246 | 19.213 | 0 | 117.3308 | 235.7871 | 130.2547 | 23.1226 | 192.1628 | 286.6375 | 15.29 | 7.2532 | 46.06 | 247.9653 | 0 | 148.9151 | 0
2025_12_12 Hr 24 | 0 | 0 | 0 | 3.8622 | 3.8622 | 3.8116 | 3.8622 | 3.8622 | 3.8622 | 82.4717 | 0 | 0.084 | 93 | 0 | 96.0814 | 96.0814 | 286.6375 | 15.29 | 0.00697 | 0.084 | 0.03454 | 0 | 0 | 0.29046 | 0.2376 | 46.06 | 7.2532 | 247.9653 | 0 | 0 | 0 | 0 | 19.854 | 47.9254 | 0 | 0 | -423.1921 | 0.7527 | 12.794 | 0 | -1 | -4.2 | 14.2614 | 0 | 0 | 19.5005 | 19.5005 | 19.5005 | 19.5005 | 22.675 | 60.5475 | 0 | 0 | 9.8245 | 18.8469 | 0 | 71.2258 | 77.6894 | 14.0262 | 1264.147 | 31.2208 | 57.5915 | 0 | 0.5138 | 0 | 14.074 | 3.248 | 0 | 1152.7 | 318.7251 | -6.98 | 8.9325 | 7.395 | -1.78 | 15.4293 | 1.3417 | 51.0696 | 2025-12-12 | 2025_12_12 Hr 24 | 105.3113 | 6.5e-05 | -1152.7 | -423.1921 | 421.6989 | 967.4065 | 167.5737 | 19.213 | 0 | 113.5918 | 183.6768 | 124.4303 | 23.1226 | 192.1628 | 286.6375 | 15.29 | 7.2532 | 46.06 | 247.9653 | 0 | 148.9151 | 0
2025_12_13 Hr 01 | 0 | 0 | 0 | 3.8622 | 3.8622 | 3.8116 | 3.8622 | 3.8622 | 3.8622 | 69.8773 | 0 | 0.084 | 92 | 0 | 96.0814 | 96.0814 | 286.6375 | 0 | 0.00697 | 0.084 | 0.03454 | 0 | 0 | 0.29046 | 0.2376 | 46.06 | 0 | 247.9653 | 0 | 0 | 0 | 0 | 19.132 | 46.1566 | 0 | 0 | -377.7763 | 0.7527 | 12.8035 | 0 | -1 | -4.2 | 14.286 | 0 | 0 | 14.8413 | 14.8413 | 14.8413 | 14.8413 | 17.2573 | 57.5991 | 0 | 0 | 9.823 | 18.5663 | 0 | 61.0266 | 66.4597 | 21.9792 | 1181.067 | 29.536 | 54.5053 | 0 | 0.5138 | 0 | 14.074 | 3.248 | 0 | 1113.108 | 316.7979 | -6.98 | 8.9313 | 7.395 | -1.78 | 14.621 | 1.27 | 48.9092 | 2025-12-13 | 2025_12_13 Hr 01 | 101.5814 | 0.000389 | -1113.108 | -377.7763 | 376.6589 | 923.4345 | 171.5783 | 19.213 | 0 | 111.1324 | 147.0279 | 118.4986 | 23.1226 | 192.1628 | 286.6375 | 0 | 0 | 46.06 | 247.9653 | 0 | 127.4863 | 0
2025_12_13 Hr 02 | 0 | 0 | 0 | 3.8622 | 3.8622 | 3.8116 | 3.8622 | 3.8622 | 3.8622 | 68.0226 | 0 | 0.084 | 88 | 0 | 96.0814 | 96.0814 | 286.6375 | 0 | 0.00697 | 0.084 | 0.03454 | 0 | 0 | 0.29046 | 0.2376 | 46.06 | 0 | 247.9653 | 0 | 0 | 0 | 0 | 19.0176 | 45.8808 | 0 | 0 | -410.3352 | 0.7527 | 12.8035 | 0 | -1 | -4.2 | 14.286 | 0 | 0 | 14.1502 | 14.1502 | 14.1502 | 14.1502 | 16.4537 | 53.5977 | 0 | 0 | 9.823 | 18.5663 | 0 | 65.6104 | 71.5119 | 43.8138 | 1184.89 | 29.3595 | 54.1795 | 0 | 0.5138 | 0 | 14.074 | 3.248 | 0 | 1097.608 | 330.0338 | -6.98 | 8.9313 | 7.395 | -1.78 | 14.5336 | 1.2625 | 48.7258 | 2025-12-13 | 2025_12_13 Hr 02 | 102.8737 | 0.000328 | -1097.608 | -410.3352 | 370.2485 | 933.0705 | 185.4115 | 19.213 | 0 | 110.7422 | 141.6051 | 117.9013 | 23.1226 | 192.1628 | 286.6375 | 0 | 0 | 46.06 | 247.9653 | 0 | 137.1223 | 0
2025_12_13 Hr 03 | 0 | 0 | 0 | 3.8622 | 3.8622 | 3.8116 | 3.8622 | 3.8622 | 3.8622 | 64.8101 | 0 | 0.084 | 77 | 0 | 96.0814 | 96.0814 | 286.6375 | 0 | 0.00697 | 0.084 | 0.03454 | 0 | 0 | 0.29046 | 0.2376 | 46.06 | 0 | 247.9653 | 0 | 0 | 0 | 0 | 18.8195 | 45.4029 | 0 | 0 | -399.2907 | 0.7527 | 12.8035 | 0 | -1 | -4.2 | 14.286 | 0 | 0 | 12.953 | 12.953 | 12.953 | 12.953 | 15.0617 | 47.7009 | 0 | 0 | 9.823 | 18.5663 | 0 | 66.0682 | 72.0634 | 58.8522 | 1175.83 | 29.0537 | 53.6152 | 0 | 0.5138 | 0 | 14.074 | 3.248 | 0 | 1096.7 | 327.1408 | -6.98 | 8.9313 | 7.395 | -1.78 | 14.3822 | 1.2493 | 48.5446 | 2025-12-13 | 2025_12_13 Hr 03 | 102.5885 | 3e-05 | -1096.7 | -399.2907 | 359.1448 | 934.0798 | 183.5531 | 19.213 | 0 | 110.0663 | 132.2119 | 116.8666 | 23.1226 | 192.1628 | 286.6375 | 0 | 0 | 46.06 | 247.9653 | 0 | 138.1316 | 0
2025_12_13 Hr 04 | 0 | 0 | 0 | 3.8622 | 3.8622 | 3.8116 | 3.8622 | 3.8622 | 3.8622 | 64.3796 | 0 | 0.084 | 71 | 0 | 96.0814 | 96.0814 | 286.6375 | 0 | 0.00697 | 0.084 | 0.03454 | 0 | 0 | 0.29046 | 0.2376 | 46.06 | 0 | 247.9653 | 0 | 0 | 0 | 0 | 18.793 | 45.3388 | 0 | 0 | -400.6655 | 0.7527 | 12.8035 | 0 | -1 | -4.2 | 14.286 | 0 | 0 | 12.7926 | 12.7926 | 12.7926 | 12.7926 | 14.8751 | 44.6472 | 0 | 0 | 9.823 | 18.5663 | 0 | 71.2258 | 77.6894 | 63.7686 | 1185.264 | 29.0127 | 53.5395 | 0 | 0.5138 | 0 | 14.074 | 3.248 | 0 | 1100.483 | 322.8648 | -6.98 | 8.9313 | 7.395 | -1.78 | 14.3619 | 1.2475 | 48.712 | 2025-12-13 | 2025_12_13 Hr 04 | 108.3631 | 0.000328 | -1100.483 | -400.6655 | 357.6567 | 944.8633 | 179.4158 | 19.213 | 0 | 109.9757 | 130.9531 | 116.728 | 23.1226 | 192.1628 | 286.6375 | 0 | 0 | 46.06 | 247.9653 | 0 | 148.9151 | 0
2025_12_13 Hr 05 | 0 | 0 | 0 | 3.8622 | 3.8622 | 3.8116 | 3.8622 | 3.8622 | 3.8622 | 68.2545 | 0 | 0.084 | 62 | 0 | 96.0814 | 96.0814 | 286.6375 | 0 | 0.00697 | 0.084 | 0.03454 | 0 | 0 | 0.29046 | 0.2376 | 46.06 | 0 | 247.9653 | 0 | 0 | 0 | 0 | 19.0319 | 45.9153 | 0 | 0 | -379.4191 | 0.7527 | 12.8035 | 0 | -1 | -4.2 | 14.286 | 0 | 0 | 14.2366 | 14.2366 | 14.2366 | 14.2366 | 16.5541 | 44.6472 | 0 | 0 | 9.823 | 18.5663 | 0 | 68.7052 | 74.8875 | 60.8766 | 1192.087 | 29.3815 | 54.2202 | 0 | 0.5138 | 0 | 14.074 | 3.248 | 0 | 1117.908 | 312.2208 | -6.98 | 8.9313 | 7.395 | -1.78 | 14.5445 | 1.2634 | 49.1203 | 2025-12-13 | 2025_12_13 Hr 05 | 104.9781 | 0.000408 | -1117.908 | -379.4191 | 371.0498 | 939.5409 | 167.5238 | 19.213 | 0 | 110.791 | 142.2829 | 117.9759 | 23.1226 | 192.1628 | 286.6375 | 0 | 0 | 46.06 | 247.9653 | 0 | 143.5927 | 0
2025_12_13 Hr 06 | 0 | 0 | 0 | 3.8622 | 3.8622 | 3.8116 | 3.8622 | 3.8622 | 3.8622 | 87.5294 | 0 | 0.084 | 55 | 0 | 96.0814 | 96.0814 | 286.6375 | 15.29 | 0.00697 | 0.084 | 0.03454 | 0 | 0 | 0.29046 | 0.2376 | 46.06 | 0 | 247.9653 | 0 | 0 | 0 | 0 | 20.2204 | 48.7825 | 0 | 0 | -417.0098 | 0.7527 | 12.8035 | 0 | -1 | -4.2 | 14.286 | 0 | 0 | 21.4194 | 21.4194 | 21.4194 | 21.4194 | 24.9063 | 46.6479 | 0 | 0 | 9.823 | 18.5663 | 0 | 71.2258 | 77.6894 | 52.9236 | 1273.114 | 31.2163 | 57.6061 | 0 | 0.5138 | 0 | 14.074 | 3.248 | 0 | 1154.6 | 305.4763 | -6.98 | 8.9313 | 7.395 | -1.78 | 15.4528 | 1.3423 | 51.0633 | 2025-12-13 | 2025_12_13 Hr 06 | 116.4283 | 3e-06 | -1154.6 | -417.0098 | 437.672 | 960.1533 | 154.5715 | 19.213 | 0 | 114.8467 | 198.6416 | 124.1837 | 23.1226 | 192.1628 | 286.6375 | 15.29 | 0 | 46.06 | 247.9653 | 0 | 148.9151 | 0
2025_12_13 Hr 07 | 0 | 0 | 0 | 3.8622 | 3.8622 | 3.8116 | 3.8622 | 3.8622 | 3.8622 | 102.6646 | -14.3 | 0.084 | 52 | 0 | 96.0814 | 96.0814 | 285.811 | 15.21 | 0.00697 | 0.084 | 0.03454 | 0 | 0 | 0.29046 | 0.2376 | 46.06 | 0 | 247.9653 | 0 | 0 | 0 | 0 | 21.1536 | 51.0339 | 0 | 0 | -390.2009 | 0.7527 | 12.8035 | 0 | -1 | -4.2 | 14.286 | 0 | 0 | 27.0596 | 27.0596 | 27.0596 | 27.0596 | 31.4647 | 48.6486 | 0 | 0 | 9.823 | 18.5663 | 0 | 70.8723 | 77.3038 | 42.9462 | 1318.907 | 32.657 | 60.2647 | 0 | 0.5138 | 0 | 14.074 | 3.248 | 0 | 1206.8 | 299.3741 | -21.28 | 8.9313 | 7.395 | -1.78 | 16.1659 | 1.4042 | 52.7711 | 2025-12-13 | 2025_12_13 Hr 07 | 126.2622 | -1.7e-05 | -1206.8 | -390.2009 | 475.6852 | 958.5078 | 143.5948 | 19.213 | 0 | 118.0313 | 242.8957 | 114.7582 | 23.1226 | 192.1628 | 285.811 | 15.21 | 0 | 46.06 | 247.9653 | 0 | 148.1762 | 0
2025_12_13 Hr 08 | 0 | 0 | 0 | 3.8622 | 3.8622 | 3.8116 | 3.8622 | 3.8622 | 3.8622 | 121.9396 | -14.3 | 0.084 | 54 | 0 | 96.0814 | 96.0814 | 285.811 | 15.21 | 0.00697 | 0.084 | 0.03454 | 0 | 0 | 0.29046 | 0.2376 | 46.06 | 1.2089 | 247.9653 | 0 | 0 | 0 | 0 | 22.3421 | 53.9012 | 0 | 0 | -364.7728 | 0.7527 | 12.8035 | 0 | -1 | -4.2 | 14.286 | 0 | 0 | 34.2425 | 34.2425 | 34.2425 | 34.2425 | 39.8168 | 51.7023 | 0 | 0 | 9.823 | 18.5663 | 0 | 66.6696 | 72.7197 | 24.0036 | 1371.743 | 34.4918 | 63.6506 | 0 | 0.5138 | 0 | 14.074 | 3.248 | 0 | 1277.383 | 291.6929 | -21.28 | 8.9313 | 7.395 | -1.78 | 17.0742 | 1.4831 | 55.2227 | 2025-12-13 | 2025_12_13 Hr 08 | 125.6599 | 0.000412 | -1277.383 | -364.7728 | 542.3075 | 950.9298 | 129.7059 | 19.213 | 0 | 122.087 | 299.2545 | 120.966 | 23.1226 | 192.1628 | 285.811 | 15.21 | 1.2089 | 46.06 | 247.9653 | 0 | 139.3893 | 0
2025_12_13 Hr 09 | 0.70147 | 0.00024 | 0.006768 | 3.8622 | 3.8622 | 3.8116 | 3.8622 | 3.8622 | 3.8622 | 132.2725 | -14.3 | 0.084 | 51 | 0 | 96.0814 | 96.0814 | 285.811 | 15.21 | 0.00697 | 0.084 | 0.03454 | 0 | 0 | 0.29046 | 0.2376 | 46.06 | 0 | 247.9653 | 0 | 0 | 0 | 0 | 22.9792 | 55.4382 | 0 | 0 | -345.8279 | 0.7527 | 12.8035 | 0 | -1 | -4.2 | 14.286 | 0 | 0 | 38.0931 | 38.0931 | 38.0931 | 38.0931 | 44.2943 | 50.6493 | 0 | 0 | 9.823 | 18.5663 | 0 | 69.3423 | 75.5789 | 0 | 1408.46 | 35.4754 | 65.4657 | 0 | 0.5138 | -0.70147 | 14.074 | 3.248 | 0 | 1308.317 | 267.6659 | -21.9815 | 8.9313 | 7.395 | -1.78 | 17.5611 | 1.5254 | 56.1945 | 2025-12-13 | 2025_12_13 Hr 09 | 120.9601 | -0.000409 | -1308.317 | -345.8279 | 578.0224 | 955.2528 | 101.6563 | 19.213 | 0 | 124.2612 | 329.4673 | 124.2938 | 23.1226 | 192.1628 | 285.811 | 15.21 | 0 | 46.06 | 247.9653 | 0 | 144.9212 | 0
2025_12_13 Hr 10 | 1.7296 | 0.001665 | 0.046953 | 3.8622 | 3.8622 | 3.8116 | 3.8622 | 3.8622 | 3.8622 | 147.6726 | -14.3 | 0.084 | 29 | 0 | 96.0814 | 96.0814 | 285.811 | 15.21 | 0.00697 | 0.084 | 0.03454 | 0 | 0 | 0.29046 | 0.2376 | 46.06 | 0 | 247.9653 | 0 | 0 | 0 | 0 | 23.9287 | 57.7291 | 0 | 0 | -302.2171 | 0.7527 | 12.8035 | 0 | -1 | -4.2 | 14.286 | 0 | 0 | 43.832 | 43.832 | 43.832 | 43.832 | 50.9674 | 47.7009 | 0 | 0 | 9.823 | 18.5663 | 0 | 59.7946 | 65.2769 | 0 | 1436.92 | 36.9413 | 68.1709 | 0 | 0.5138 | -1.7296 | 14.074 | 3.248 | 0 | 1360.4 | 248.7069 | -23.0096 | 8.9313 | 7.395 | -1.78 | 18.2868 | 1.5885 | 57.6765 | 2025-12-13 | 2025_12_13 Hr 10 | 92.5294 | -7.8e-05 | -1360.4 | -302.2171 | 631.2514 | 935.4031 | 76.7495 | 19.213 | 0 | 127.5016 | 374.4961 | 129.2537 | 23.1226 | 192.1628 | 285.811 | 15.21 | 0 | 46.06 | 247.9653 | 0 | 125.0714 | 0
2025_12_13 Hr 11 | 4.1409 | 0.003915 | 0.1104 | 3.8622 | 3.8622 | 3.8116 | 3.8622 | 3.8622 | 3.8622 | 149.4942 | -14.3 | 0.084 | 23 | 0 | 96.0814 | 96.0814 | 285.811 | 15.21 | 0.00697 | 0.084 | 0.03454 | 0 | 0 | 0.29046 | 0.2376 | 46.06 | 0 | 247.9653 | 0 | 0 | 0 | 0 | 24.041 | 58 | 0 | 0 | -296.901 | 0.7527 | 12.8035 | 0 | -1 | -4.2 | 14.286 | 0 | 0 | 44.5108 | 44.5108 | 44.5108 | 44.5108 | 51.7567 | 44.6472 | 0 | 0 | 9.823 | 18.5663 | 0 | 60.9368 | 66.4107 | 0 | 1444.969 | 37.1147 | 68.4908 | 0 | 0.5138 | -4.1409 | 14.074 | 3.248 | 0 | 1365.3 | 242.6534 | -25.4209 | 8.9313 | 7.395 | -1.78 | 18.3726 | 1.5959 | 57.8 | 2025-12-13 | 2025_12_13 Hr 11 | 92.4955 | 5.3e-05 | -1365.3 | -296.901 | 637.5474 | 937.6791 | 67.7615 | 19.213 | 0 | 127.8849 | 379.8222 | 129.8403 | 23.1226 | 192.1628 | 285.811 | 15.21 | 0 | 46.06 | 247.9653 | 0 | 127.3475 | 0
2025_12_13 Hr 12 | 3.4626 | 0.008145 | 0.22969 | 3.8622 | 3.8622 | 3.8116 | 3.8622 | 3.8622 | 3.8622 | 145.1556 | -14.3 | 0.084 | 19 | 0 | 96.0814 | 96.0814 | 285.811 | 15.21 | 0.00697 | 0.084 | 0.03454 | 0 | 0 | 0.29046 | 0.2376 | 46.06 | 0 | 247.9653 | 0 | 0 | 0 | 0 | 23.7735 | 57.3546 | 0 | 0 | -290.95 | 0.7527 | 12.8035 | 0 | -1 | -4.2 | 14.286 | 0 | 0 | 42.894 | 42.894 | 42.894 | 42.894 | 49.8768 | 45.7002 | 0 | 0 | 9.823 | 18.5663 | 0 | 58.2641 | 63.5515 | 0 | 1425.958 | 36.7017 | 67.7287 | 0 | 0.5138 | -3.4626 | 14.074 | 3.248 | 0 | 1347.9 | 237.635 | -24.7426 | 8.9313 | 7.395 | -1.78 | 18.1682 | 1.5782 | 57.0349 | 2025-12-13 | 2025_12_13 Hr 12 | 90.2926 | -9.5e-05 | -1347.9 | -290.95 | 622.5516 | 932.1473 | 64.938 | 19.213 | 0 | 126.972 | 367.1366 | 128.443 | 23.1226 | 192.1628 | 285.811 | 15.21 | 0 | 46.06 | 247.9653 | 0 | 121.8156 | 0
2025_12_13 Hr 13 | 2.4295 | 0.009705 | 0.27368 | 3.8622 | 3.8622 | 3.8116 | 3.8622 | 3.8622 | 3.8622 | 146.0498 | -14.3 | 0.084 | 15 | 0 | 96.0814 | 96.0814 | 285.811 | 15.21 | 0.00697 | 0.084 | 0.03454 | 0 | 0 | 0.29046 | 0.2376 | 46.06 | 0 | 247.9653 | 0 | 0 | 0 | 0 | 23.8287 | 57.4877 | 0 | 0 | -301.6378 | 0.7527 | 12.8035 | 0 | -1 | -4.2 | 14.286 | 0 | 0 | 43.2273 | 43.2273 | 43.2273 | 43.2273 | 50.2642 | 42.7518 | 0 | 0 | 9.823 | 18.5663 | 0 | 58.2641 | 63.5515 | 0 | 1428.804 | 36.7868 | 67.8858 | 0 | 0.5138 | -2.4295 | 14.074 | 3.248 | 0 | 1333.4 | 229.943 | -23.7095 | 8.9313 | 7.395 | -1.78 | 18.2103 | 1.5818 | 56.6031 | 2025-12-13 | 2025_12_13 Hr 13 | 91.9034 | -2.3e-05 | -1333.4 | -301.6378 | 625.6423 | 932.1473 | 58.0352 | 19.213 | 0 | 127.1602 | 369.7511 | 128.731 | 23.1226 | 192.1628 | 285.811 | 15.21 | 0 | 46.06 | 247.9653 | 0 | 121.8156 | 0
2025_12_13 Hr 14 | 2.7694 | 0.010815 | 0.30498 | 3.8622 | 3.8622 | 3.8116 | 3.8622 | 3.8622 | 3.8622 | 140.0885 | -14.3 | 0.084 | 11 | 0 | 96.0814 | 96.0814 | 285.811 | 15.21 | 0.00697 | 0.084 | 0.03454 | 0 | 0 | 0.29046 | 0.2376 | 46.06 | 0 | 247.9653 | 0 | 0 | 0 | 0 | 23.4611 | 56.6009 | 0 | 0 | -290.8077 | 0.7527 | 12.8035 | 0 | -1 | -4.2 | 14.286 | 0 | 0 | 41.0057 | 41.0057 | 41.0057 | 41.0057 | 47.6811 | 42.7518 | 0 | 0 | 9.823 | 18.5663 | 0 | 58.8354 | 64.1224 | 0 | 1411.293 | 36.2194 | 66.8386 | 0 | 0.5138 | -2.7694 | 14.074 | 3.248 | 0 | 1320.8 | 224.3642 | -24.0494 | 8.9313 | 7.395 | -1.78 | 17.9294 | 1.5574 | 55.9633 | 2025-12-13 | 2025_12_13 Hr 14 | 91.7338 | -4.1e-05 | -1320.8 | -290.8077 | 605.0376 | 933.2895 | 54.0676 | 19.213 | 0 | 125.9058 | 352.3207 | 126.8111 | 23.1226 | 192.1628 | 285.811 | 15.21 | 0 | 46.06 | 247.9653 | 0 | 122.9578 | 0
2025_12_13 Hr 15 | 3.8009 | 0.009465 | 0.26691 | 3.8622 | 3.8622 | 3.8116 | 3.8622 | 3.8622 | 3.8622 | 140.7509 | -14.3 | 0.084 | 9 | 0 | 96.0814 | 96.0814 | 285.811 | 10.14 | 0.00697 | 0.084 | 0.03454 | 0 | 0 | 0.29046 | 0.2376 | 44.2335 | 0 | 247.9653 | 0 | 0 | 0 | 0 | 23.502 | 56.6994 | 0 | 0 | -291.7822 | 0.7527 | 12.8035 | 0 | -1 | -4.2 | 14.286 | 0 | 0 | 41.2526 | 41.2526 | 41.2526 | 41.2526 | 47.9681 | 39.6981 | 0 | 0 | 9.823 | 18.5663 | 0 | 63.0382 | 68.7027 | 0 | 1415.217 | 36.2824 | 66.955 | 0 | 0.5138 | -3.8009 | 14.074 | 3.248 | 0 | 1318.908 | 220.5539 | -25.0809 | 8.9313 | 7.395 | -1.78 | 17.9606 | 1.5601 | 55.9014 | 2025-12-13 | 2025_12_13 Hr 15 | 91.4793 | 0.000302 | -1318.908 | -291.7822 | 607.327 | 935.176 | 48.9745 | 19.213 | 0 | 126.0452 | 354.2574 | 127.0244 | 23.1226 | 192.1628 | 285.811 | 10.14 | 0 | 44.2335 | 247.9653 | 0 | 131.7409 | 0
2025_12_13 Hr 16 | 0.69816 | 0.00711 | 0.2005 | 3.8622 | 3.8622 | 3.8116 | 3.8622 | 3.8622 | 3.8622 | 152.9054 | -14.3 | 0.084 | 9 | 0 | 96.0814 | 96.0814 | 285.811 | 15.21 | 0.00697 | 0.084 | 0.03454 | 0 | 0 | 0.29046 | 0.2376 | 46.06 | 0 | 247.9653 | 0 | 0 | 0 | 0 | 24.2514 | 58.5075 | 0 | 0 | -319.333 | 0.7527 | 12.8035 | 0 | -1 | -4.2 | 14.286 | 0 | 0 | 45.782 | 45.782 | 45.782 | 45.782 | 53.2349 | 39.6981 | 0 | 0 | 9.823 | 18.5663 | 0 | 63.0382 | 68.715 | 0 | 1460.156 | 37.4394 | 69.0901 | 0 | 0.5138 | -0.69816 | 14.074 | 3.248 | 0 | 1340.208 | 221.3634 | -21.9782 | 8.9313 | 7.395 | -1.78 | 18.5333 | 1.6099 | 57.1047 | 2025-12-13 | 2025_12_13 Hr 16 | 97.7004 | 0.000406 | -1340.208 | -319.333 | 649.3379 | 942.0848 | 48.9057 | 19.213 | 0 | 128.6027 | 389.7963 | 130.9389 | 23.1226 | 192.1628 | 285.811 | 15.21 | 0 | 46.06 | 247.9653 | 0 | 131.7531 | 0
2025_12_13 Hr 17 | 0 | 0.00303 | 0.085446 | 3.8622 | 3.8622 | 3.8116 | 3.8622 | 3.8622 | 3.8622 | 164.1657 | -14.3 | 0.084 | 7 | 0 | 96.0814 | 96.0814 | 285.811 | 15.21 | 0.00697 | 0.084 | 0.03454 | 0 | 0 | 0.29046 | 0.2376 | 46.06 | 0 | 247.9653 | 0 | 0 | 0 | 0 | 24.9457 | 60.1825 | 0 | 0 | -330.0738 | 0.7527 | 12.8035 | 0 | -1 | -4.2 | 14.286 | 0 | 0 | 49.9782 | 49.9782 | 49.9782 | 49.9782 | 58.1142 | 39.6981 | 0 | 0 | 9.823 | 18.5663 | 0 | 70.8723 | 77.3038 | 0 | 1511.758 | 38.5112 | 71.068 | 0 | 0.5138 | 0 | 14.074 | 3.248 | 0 | 1382.692 | 222.2877 | -21.28 | 8.9313 | 7.395 | -1.78 | 19.0639 | 1.656 | 58.923 | 2025-12-13 | 2025_12_13 Hr 17 | 120.9841 | -0.000299 | -1382.692 | -330.0738 | 688.2581 | 958.5078 | 46.7866 | 19.213 | 0 | 130.972 | 422.7206 | 134.5655 | 23.1226 | 192.1628 | 285.811 | 15.21 | 0 | 46.06 | 247.9653 | 0 | 148.1762 | 0
2025_12_13 Hr 18 | 0 | 4.5e-05 | 0.001269 | 3.8622 | 3.8622 | 3.8116 | 3.8622 | 3.8622 | 3.8622 | 165.093 | -14.3 | 0.084 | 6 | 0 | 96.0814 | 96.0814 | 285.811 | 15.21 | 0.00697 | 0.084 | 0.03454 | 0 | 0 | 0.29046 | 0.2376 | 46.06 | 0 | 247.9653 | 0 | 0 | 0 | 0 | 25.0028 | 60.3204 | 0 | 0 | -322.8029 | 0.7527 | 12.8035 | 0 | -1 | -4.2 | 14.286 | 0 | 0 | 50.3237 | 50.3237 | 50.3237 | 50.3237 | 58.516 | 47.7009 | 0 | 0 | 9.823 | 18.5663 | 0 | 70.8723 | 77.3038 | 0 | 1514.58 | 38.5995 | 71.2309 | 0 | 0.5138 | 0 | 14.074 | 3.248 | 0 | 1400.083 | 229.5861 | -21.28 | 8.9313 | 7.395 | -1.78 | 19.1076 | 1.6598 | 59.5138 | 2025-12-13 | 2025_12_13 Hr 18 | 120.8964 | 0.000405 | -1400.083 | -322.8029 | 691.4633 | 958.5078 | 53.7022 | 19.213 | 0 | 131.1671 | 425.432 | 134.8641 | 23.1226 | 192.1628 | 285.811 | 15.21 | 0 | 46.06 | 247.9653 | 0 | 148.1762 | 0
2025_12_13 Hr 19 | 0 | 0 | 0 | 3.8622 | 3.8622 | 3.8116 | 3.8622 | 3.8622 | 3.8622 | 158.8667 | -14.3 | 0.084 | 5 | 0 | 96.0814 | 96.0814 | 285.811 | 15.21 | 0.00697 | 0.084 | 0.03454 | 0 | 0 | 0.29046 | 0.2376 | 46.06 | 0 | 247.9653 | 0 | 0 | 0 | 0 | 24.619 | 59.3942 | 0 | 0 | -359.5149 | 0.7527 | 12.8035 | 0 | -1 | -4.2 | 14.286 | 0 | 0 | 48.0035 | 48.0035 | 48.0035 | 48.0035 | 55.818 | 56.6514 | 0 | 0 | 9.823 | 18.5663 | 0 | 70.8723 | 77.3038 | 0 | 1495.064 | 38.0069 | 70.1372 | 0 | 0.5138 | 0 | 14.074 | 3.248 | 0 | 1349.8 | 235.5313 | -21.28 | 8.9313 | 7.395 | -1.78 | 18.8142 | 1.6343 | 58.012 | 2025-12-13 | 2025_12_13 Hr 19 | 114.9015 | 6e-06 | -1349.8 | -359.5149 | 669.9427 | 958.5078 | 61.6514 | 19.213 | 0 | 129.857 | 407.2268 | 132.8589 | 23.1226 | 192.1628 | 285.811 | 15.21 | 0 | 46.06 | 247.9653 | 0 | 148.1762 | 0
2025_12_13 Hr 20 | 0 | 0 | 0 | 3.8622 | 3.8622 | 3.8116 | 3.8622 | 3.8622 | 3.8622 | 142.8373 | -14.3 | 0.084 | 4 | 0 | 96.0814 | 96.0814 | 285.811 | 15.21 | 0.00697 | 0.084 | 0.03454 | 0 | 0 | 0.29046 | 0.2376 | 46.06 | 0 | 247.9653 | 0 | 0 | 0 | 0 | 23.6306 | 57.0098 | 0 | 0 | -324.4153 | 0.7527 | 12.8035 | 0 | -1 | -4.2 | 14.286 | 0 | 0 | 42.0301 | 42.0301 | 42.0301 | 42.0301 | 48.8722 | 60.5475 | 0 | 0 | 9.823 | 18.5663 | 0 | 70.8723 | 77.3038 | 0 | 1444.822 | 36.481 | 67.3215 | 0 | 0.5138 | 0 | 14.074 | 3.248 | 0 | 1332.392 | 233.265 | -21.28 | 8.9313 | 7.395 | -1.78 | 18.0589 | 1.5687 | 56.863 | 2025-12-13 | 2025_12_13 Hr 20 | 108.8047 | -0.000334 | -1332.392 | -324.4153 | 614.5386 | 958.5078 | 64.5475 | 19.213 | 0 | 126.4842 | 360.358 | 127.6964 | 23.1226 | 192.1628 | 285.811 | 15.21 | 0 | 46.06 | 247.9653 | 0 | 148.1762 | 0
2025_12_13 Hr 21 | 0 | 0 | 0 | 3.8622 | 3.8622 | 3.8116 | 3.8622 | 3.8622 | 3.8622 | 136.6442 | -14.3 | 0.084 | 4 | 0 | 96.0814 | 96.0814 | 285.811 | 15.21 | 0.00697 | 0.084 | 0.03454 | 0 | 0 | 0.29046 | 0.2376 | 46.06 | 0 | 247.9653 | 0 | 0 | 0 | 0 | 23.2487 | 56.0885 | 0 | 0 | -331.927 | 0.7527 | 12.8035 | 0 | -1 | -4.2 | 14.286 | 0 | 0 | 39.7222 | 39.7222 | 39.7222 | 39.7222 | 46.1886 | 58.6521 | 0 | 0 | 9.823 | 18.5663 | 0 | 66.6696 | 72.7197 | 0 | 1416.624 | 35.8915 | 66.2336 | 0 | 0.5138 | 0 | 14.074 | 3.248 | 0 | 1292.792 | 229.375 | -21.28 | 8.9313 | 7.395 | -1.78 | 17.7671 | 1.5433 | 55.3987 | 2025-12-13 | 2025_12_13 Hr 21 | 104.1134 | -0.00033 | -1292.792 | -331.927 | 593.1326 | 949.721 | 62.6521 | 19.213 | 0 | 125.1811 | 342.2497 | 125.7018 | 23.1226 | 192.1628 | 285.811 | 15.21 | 0 | 46.06 | 247.9653 | 0 | 139.3893 | 0
2025_12_13 Hr 22 | 0 | 0 | 0 | 3.8622 | 3.8622 | 3.8116 | 3.8622 | 3.8622 | 3.8622 | 122.9 | -14.3 | 0.084 | 3 | 0 | 96.0814 | 96.0814 | 285.811 | 15.21 | 0.00697 | 0.084 | 0.03454 | 0 | 0 | 0.29046 | 0.2376 | 46.06 | 0 | 247.9653 | 0 | 0 | 0 | 0 | 22.4013 | 54.044 | 0 | 0 | -307.7299 | 0.7527 | 12.8035 | 0 | -1 | -4.2 | 14.286 | 0 | 0 | 34.6004 | 34.6004 | 34.6004 | 34.6004 | 40.233 | 57.5991 | 0 | 0 | 9.823 | 18.5663 | 0 | 59.8861 | 65.2646 | 0 | 1359.306 | 34.5832 | 63.8193 | 0 | 0.5138 | 0 | 14.074 | 3.248 | 0 | 1253.192 | 222.8955 | -21.28 | 8.9313 | 7.395 | -1.78 | 17.1195 | 1.4871 | 53.5172 | 2025-12-13 | 2025_12_13 Hr 22 | 97.8442 | -0.000288 | -1253.192 | -307.7299 | 545.6271 | 935.4824 | 60.5991 | 19.213 | 0 | 122.2891 | 302.0627 | 121.2753 | 23.1226 | 192.1628 | 285.811 | 15.21 | 0 | 46.06 | 247.9653 | 0 | 125.1507 | 0
2025_12_13 Hr 23 | 0 | 0 | 0 | 3.8622 | 3.8622 | 3.8116 | 3.8622 | 3.8622 | 3.8622 | 103.1614 | 0 | 0.084 | 3 | 0 | 96.0814 | 96.0814 | 286.6375 | 15.29 | 0.00697 | 0.084 | 0.03454 | 0 | 0 | 0.29046 | 0.2376 | 46.06 | 0 | 247.9653 | 0 | 0 | 0 | 0 | 21.1842 | 51.1078 | 0 | 0 | -303.2986 | 0.7527 | 12.8035 | 0 | -1 | -4.2 | 14.286 | 0 | 0 | 27.2447 | 27.2447 | 27.2447 | 27.2447 | 31.6799 | 52.65 | 0 | 0 | 9.823 | 18.5663 | 0 | 61.4841 | 67.0111 | 0 | 1301.689 | 32.7043 | 60.352 | 0 | 0.5138 | 0 | 14.074 | 3.248 | 0 | 1203 | 211.5893 | -6.98 | 8.9313 | 7.395 | -1.78 | 16.1894 | 1.4063 | 51.4776 | 2025-12-13 | 2025_12_13 Hr 23 | 99.0841 | 0.000105 | -1203 | -303.2986 | 491.7024 | 939.7333 | 55.65 | 19.213 | 0 | 118.1359 | 244.3483 | 129.2182 | 23.1226 | 192.1628 | 286.6375 | 15.29 | 0 | 46.06 | 247.9653 | 0 | 128.4952 | 0
2025_12_13 Hr 24 | 0 | 0 | 0 | 3.8622 | 3.8622 | 3.8116 | 3.8622 | 3.8622 | 3.8622 | 89.3841 | 0 | 0.084 | 3 | 0 | 96.0814 | 96.0814 | 286.6375 | 15.29 | 0.00697 | 0.084 | 0.03454 | 0 | 0 | 0.29046 | 0.2376 | 46.06 | 0 | 247.9653 | 0 | 0 | 0 | 0 | 20.3347 | 49.0584 | 0 | 0 | -315.3524 | 0.7527 | 12.8035 | 0 | -1 | -4.2 | 14.286 | 0 | 0 | 22.1106 | 22.1106 | 22.1106 | 22.1106 | 25.71 | 53.5977 | 0 | 0 | 9.823 | 18.5663 | 0 | 59.9951 | 65.3345 | 0 | 1255.341 | 31.3928 | 57.9318 | 0 | 0.5138 | 0 | 14.074 | 3.248 | 0 | 1141.108 | 208.0998 | -6.98 | 8.9313 | 7.395 | -1.78 | 15.5402 | 1.3499 | 49.1931 | 2025-12-13 | 2025_12_13 Hr 24 | 96.0513 | 0.000327 | -1141.108 | -315.3524 | 444.0823 | 936.5677 | 56.5977 | 19.213 | 0 | 115.2369 | 204.0644 | 124.781 | 23.1226 | 192.1628 | 286.6375 | 15.29 | 0 | 46.06 | 247.9653 | 0 | 125.3295 | 0
2025_12_14 Hr 01 | 0 | 0 | 0 | 3.8622 | 3.8622 | 3.8116 | 3.8622 | 3.8622 | 3.8622 | 68.1222 | 0 | 0.084 | 5 | 0 | 96.0814 | 96.0814 | 286.6375 | 0 | 0.00697 | 0.084 | 0.03454 | 0 | 0 | 0.29046 | 0.2376 | 46.06 | 0 | 247.9653 | 0 | 0 | 0 | 0 | 18.8907 | 45.5493 | 0 | 0 | -269.1456 | 0.7527 | 12.813 | 0 | -1 | -4.2 | 14.3106 | 0 | 0 | 13.7055 | 13.7055 | 13.7055 | 13.7055 | 15.9366 | 52.65 | 0 | 0 | 9.8215 | 19.1297 | 0 | 70.7683 | 77.1379 | 0 | 1193.05 | 29.9459 | 55.2836 | 0 | 0.5138 | 0 | 14.074 | 3.248 | 0 | 1121.792 | 204.867 | -6.98 | 8.9302 | 7.395 | -1.78 | 14.8484 | 1.2884 | 47.8226 | 2025-12-14 | 2025_12_14 Hr 01 | 108.8608 | -0.000311 | -1121.792 | -269.1456 | 370.2198 | 943.8544 | 57.65 | 19.213 | 0 | 110.3152 | 139.4087 | 120.496 | 23.1226 | 192.1628 | 286.6375 | 0 | 0 | 46.06 | 247.9653 | 0 | 147.9063 | 0
2025_12_14 Hr 02 | 0 | 0 | 0 | 3.8622 | 3.8622 | 3.8116 | 3.8622 | 3.8622 | 3.8622 | 63.0093 | 0 | 0.084 | 6 | 0 | 96.0814 | 96.0814 | 286.6375 | 0 | 0.00697 | 0.084 | 0.03454 | 0 | 0 | 0.29046 | 0.2376 | 46.06 | 0 | 247.9653 | 0 | 0 | 0 | 0 | 18.588 | 44.8195 | 0 | 0 | -269.8879 | 0.7527 | 12.813 | 0 | -1 | -4.2 | 14.3106 | 0 | 0 | 11.7986 | 11.7986 | 11.7986 | 11.7986 | 13.7193 | 55.5984 | 0 | 0 | 9.8215 | 19.1297 | 0 | 66.0678 | 72.0634 | 0 | 1167.285 | 29.4661 | 54.3978 | 0 | 0.5138 | 0 | 14.074 | 3.248 | 0 | 1097.608 | 207.1914 | -6.98 | 8.9302 | 7.395 | -1.78 | 14.6105 | 1.2678 | 46.8778 | 2025-12-14 | 2025_12_14 Hr 02 | 105.534 | 0.00039 | -1097.608 | -269.8879 | 352.6055 | 934.0794 | 61.5984 | 19.213 | 0 | 109.2827 | 124.4509 | 118.8719 | 23.1226 | 192.1628 | 286.6375 | 0 | 0 | 46.06 | 247.9653 | 0 | 138.1312 | 0
2025_12_14 Hr 03 | 0 | 0 | 0 | 3.8622 | 3.8622 | 3.8116 | 3.8622 | 3.8622 | 3.8622 | 65.5321 | 0 | 0.084 | 7 | 0 | 96.0814 | 96.0814 | 286.6375 | 0 | 0.00697 | 0.084 | 0.03454 | 0 | 0 | 0.29046 | 0.2376 | 46.06 | 0 | 247.9653 | 0 | 0 | 0 | 0 | 18.7374 | 45.1796 | 0 | 0 | -302.9633 | 0.7527 | 12.813 | 0 | -1 | -4.2 | 14.3106 | 0 | 0 | 12.7395 | 12.7395 | 12.7395 | 12.7395 | 14.8133 | 57.5991 | 0 | 0 | 9.8215 | 19.1297 | 0 | 70.7683 | 77.1379 | 0 | 1184.95 | 29.7028 | 54.8349 | 0 | 0.5138 | 0 | 14.074 | 3.248 | 0 | 1086 | 210.9934 | -6.98 | 8.9302 | 7.395 | -1.78 | 14.7279 | 1.2779 | 46.8548 | 2025-12-14 | 2025_12_14 Hr 03 | 104.6201 | 6.2e-05 | -1086 | -302.9633 | 361.2968 | 943.8544 | 64.5991 | 19.213 | 0 | 109.7922 | 131.8314 | 119.6732 | 23.1226 | 192.1628 | 286.6375 | 0 | 0 | 46.06 | 247.9653 | 0 | 147.9063 | 0
2025_12_14 Hr 04 | 0 | 0 | 0 | 3.8622 | 3.8622 | 3.8116 | 3.8622 | 3.8622 | 3.8622 | 64.8593 | 0 | 0.084 | 9 | 0 | 96.0814 | 96.0814 | 286.6375 | 0 | 0.00697 | 0.084 | 0.03454 | 0 | 0 | 0.29046 | 0.2376 | 46.06 | 0 | 247.9653 | 0 | 0 | 0 | 0 | 18.6975 | 45.0835 | 0 | 0 | -306.3289 | 0.7527 | 12.813 | 0 | -1 | -4.2 | 14.3106 | 0 | 0 | 12.4886 | 12.4886 | 12.4886 | 12.4886 | 14.5216 | 60.5475 | 0 | 0 | 9.8215 | 19.1297 | 0 | 69.7368 | 76.0127 | 0 | 1180.689 | 29.6397 | 54.7184 | 0 | 0.5138 | 0 | 14.074 | 3.248 | 0 | 1083.108 | 215.7281 | -6.98 | 8.9302 | 7.395 | -1.78 | 14.6966 | 1.2752 | 46.7849 | 2025-12-14 | 2025_12_14 Hr 04 | 104.233 | 0.000396 | -1083.108 | -306.3289 | 358.9791 | 941.6977 | 69.5475 | 19.213 | 0 | 109.6563 | 129.8632 | 119.4596 | 23.1226 | 192.1628 | 286.6375 | 0 | 0 | 46.06 | 247.9653 | 0 | 145.7495 | 0
2025_12_14 Hr 05 | 0 | 0 | 0 | 3.8622 | 3.8622 | 3.8116 | 3.8622 | 3.8622 | 3.8622 | 67.1803 | 0 | 0.084 | 8 | 0 | 96.0814 | 96.0814 | 286.6375 | 0 | 0.00697 | 0.084 | 0.03454 | 0 | 0 | 0.29046 | 0.2376 | 46.06 | 0 | 247.9653 | 0 | 0 | 0 | 0 | 18.8349 | 45.4148 | 0 | 0 | -304.6862 | 0.7527 | 12.813 | 0 | -1 | -4.2 | 14.3106 | 0 | 0 | 13.3542 | 13.3542 | 13.3542 | 13.3542 | 15.5281 | 61.6005 | 0 | 0 | 9.8215 | 19.1297 | 0 | 69.7368 | 76.0127 | 0 | 1187.948 | 29.8575 | 55.1204 | 0 | 0.5138 | 0 | 14.074 | 3.248 | 0 | 1092.8 | 216.5184 | -6.98 | 8.9302 | 7.395 | -1.78 | 14.8046 | 1.2846 | 47.1459 | 2025-12-14 | 2025_12_14 Hr 05 | 106.6808 | 6.6e-05 | -1092.8 | -304.6862 | 366.9751 | 941.6977 | 69.6005 | 19.213 | 0 | 110.125 | 136.6533 | 120.1968 | 23.1226 | 192.1628 | 286.6375 | 0 | 0 | 46.06 | 247.9653 | 0 | 145.7495 | 0
2025_12_14 Hr 06 | 0 | 0 | 0 | 3.8622 | 3.8622 | 3.8116 | 3.8622 | 3.8622 | 3.8622 | 80.4334 | 0 | 0.084 | 6 | 0 | 96.0814 | 96.0814 | 286.6375 | 15.29 | 0.00697 | 0.084 | 0.03454 | 0 | 0 | 0.29046 | 0.2376 | 46.06 | 0 | 247.9653 | 0 | 0 | 0 | 0 | 19.6195 | 47.3065 | 0 | 0 | -326.9467 | 0.7527 | 12.813 | 0 | -1 | -4.2 | 14.3106 | 0 | 0 | 18.2971 | 18.2971 | 18.2971 | 18.2971 | 21.2757 | 62.5482 | 0 | 0 | 9.8215 | 19.1297 | 0 | 65.6104 | 71.5119 | 0 | 1236.059 | 31.1012 | 57.4164 | 0 | 0.5138 | 0 | 14.074 | 3.248 | 0 | 1121.808 | 219.6759 | -6.98 | 8.9302 | 7.395 | -1.78 | 15.4213 | 1.3381 | 48.5838 | 2025-12-14 | 2025_12_14 Hr 06 | 102.5914 | 0.000338 | -1121.808 | -326.9467 | 412.6333 | 948.3605 | 68.5482 | 19.213 | 0 | 112.8012 | 175.4255 | 124.4066 | 23.1226 | 192.1628 | 286.6375 | 15.29 | 0 | 46.06 | 247.9653 | 0 | 137.1223 | 0
2025_12_14 Hr 07 | 0 | 0 | 0 | 3.8622 | 3.8622 | 3.8116 | 3.8622 | 3.8622 | 3.8622 | 96.5457 | 0 | 0.084 | 5 | 0 | 96.0814 | 96.0814 | 285.811 | 15.21 | 0.00697 | 0.084 | 0.03454 | 0 | 0 | 0.29046 | 0.2376 | 46.06 | 0 | 247.9653 | 0 | 0 | 0 | 0 | 20.5733 | 49.6063 | 0 | 0 | -333.0865 | 0.7527 | 12.813 | 0 | -1 | -4.2 | 14.3106 | 0 | 0 | 24.3063 | 24.3063 | 24.3063 | 24.3063 | 28.2632 | 65.6019 | 0 | 0 | 9.8215 | 19.1297 | 0 | 67.7203 | 73.8658 | 1.0122 | 1290.007 | 32.6131 | 60.2077 | 0 | 0.5138 | 0 | 14.074 | 3.248 | 0 | 1177.8 | 227.8598 | -6.98 | 8.9302 | 7.395 | -1.78 | 16.171 | 1.4032 | 50.8748 | 2025-12-14 | 2025_12_14 Hr 07 | 104.5629 | 3.6e-05 | -1177.8 | -333.0865 | 468.1417 | 951.9177 | 71.6141 | 19.213 | 0 | 116.0548 | 222.5623 | 129.5246 | 23.1226 | 192.1628 | 285.811 | 15.21 | 0 | 46.06 | 247.9653 | 0 | 141.586 | 0
2025_12_14 Hr 08 | 0 | 0 | 0 | 3.8622 | 3.8622 | 3.8116 | 3.8622 | 3.8622 | 3.8622 | 113.2971 | 0 | 0.084 | 7 | 0 | 96.0814 | 96.0814 | 285.811 | 12.675 | 0.00697 | 0.084 | 0.03454 | 0 | 0 | 0.29046 | 0.2376 | 38.2955 | 0 | 247.9653 | 0 | 0 | 0 | 0 | 21.5649 | 51.9973 | 0 | 0 | -314.5436 | 0.7527 | 12.813 | 0 | -1 | -4.2 | 14.3106 | 0 | 0 | 30.554 | 30.554 | 30.554 | 30.554 | 35.5279 | 67.4973 | 0 | 0 | 9.8215 | 19.1297 | 0 | 63.0382 | 68.7027 | 0 | 1322.251 | 34.1851 | 63.1097 | 0 | 0.5138 | 0 | 14.074 | 3.248 | 0 | 1236.792 | 236.064 | -6.98 | 8.9302 | 7.395 | -1.78 | 16.9504 | 1.4708 | 52.9594 | 2025-12-14 | 2025_12_14 Hr 08 | 102.0889 | -0.000354 | -1236.792 | -314.5436 | 525.8519 | 931.773 | 74.4973 | 19.213 | 0 | 119.4374 | 271.5689 | 134.8456 | 23.1226 | 192.1628 | 285.811 | 12.675 | 0 | 38.2955 | 247.9653 | 0 | 131.7409 | 0
2025_12_14 Hr 09 | 0.33996 | 0.00012 | 0.003384 | 3.8622 | 3.8622 | 3.8116 | 3.8622 | 3.8622 | 3.8622 | 135.935 | 0 | 0.084 | 7 | 0 | 96.0814 | 96.0814 | 285.811 | 15.21 | 0.00697 | 0.084 | 0.03454 | 0 | 0 | 0.29046 | 0.2376 | 30.3347 | 0 | 247.9653 | 0 | 0 | 0 | 0 | 22.905 | 55.2285 | 0 | 0 | -346.3902 | 0.7527 | 12.813 | 0 | -1 | -4.2 | 14.3106 | 0 | 0 | 38.997 | 38.997 | 38.997 | 38.997 | 45.3454 | 67.4973 | 0 | 0 | 9.8215 | 19.1297 | 0 | 62.4673 | 68.1238 | 1.0122 | 1386.478 | 36.3094 | 67.0314 | 0 | 0.5138 | -0.33996 | 14.074 | 3.248 | 0 | 1277.375 | 244.6071 | -7.32 | 8.9302 | 7.395 | -1.78 | 18.0038 | 1.5622 | 54.9805 | 2025-12-14 | 2025_12_14 Hr 09 | 95.8515 | -1.2e-05 | -1277.375 | -346.3902 | 603.8417 | 925.1974 | 75.513 | 19.213 | 0 | 124.0088 | 337.7965 | 142.0364 | 23.1226 | 192.1628 | 285.811 | 15.21 | 0 | 30.3347 | 247.9653 | 0 | 130.591 | 0
2025_12_14 Hr 10 | 0.69982 | 0.00111 | 0.031302 | 3.8622 | 3.8622 | 3.8116 | 3.8622 | 3.8622 | 3.8622 | 146.1608 | 0 | 0.084 | 7 | 0 | 96.0814 | 96.0814 | 285.811 | 15.21 | 0.00697 | 0.084 | 0.03454 | 0 | 0 | 0.29046 | 0.2376 | 42.3134 | 0 | 247.9653 | 0 | 0 | 0 | 0 | 23.5103 | 56.6881 | 0 | 0 | -329.1826 | 0.7527 | 12.813 | 0 | -1 | -4.2 | 14.3106 | 0 | 0 | 42.8108 | 42.8108 | 42.8108 | 42.8108 | 49.78 | 65.6019 | 0 | 0 | 9.8215 | 19.1297 | 0 | 59.7946 | 65.2769 | 0 | 1424.946 | 37.269 | 68.8029 | 0 | 0.5138 | -0.69982 | 14.074 | 3.248 | 0 | 1333.392 | 245.3085 | -7.6798 | 8.9302 | 7.395 | -1.78 | 18.4795 | 1.6035 | 56.9652 | 2025-12-14 | 2025_12_14 Hr 10 | 92.5102 | -0.00026 | -1333.392 | -329.1826 | 639.0705 | 931.6565 | 72.6343 | 19.213 | 0 | 126.0737 | 367.7122 | 145.2846 | 23.1226 | 192.1628 | 285.811 | 15.21 | 0 | 42.3134 | 247.9653 | 0 | 125.0714 | 0
2025_12_14 Hr 11 | 1.3698 | 0.001275 | 0.035955 | 3.8622 | 3.8622 | 3.8116 | 3.8622 | 3.8622 | 3.8622 | 148.4817 | 0 | 0.084 | 6 | 0 | 96.0814 | 96.0814 | 285.811 | 15.21 | 0.00697 | 0.084 | 0.03454 | 0 | 0 | 0.29046 | 0.2376 | 46.06 | 0 | 247.9653 | 0 | 0 | 0 | 0 | 23.6477 | 57.0194 | 0 | 0 | -268.7259 | 0.7527 | 12.813 | 0.05 | -1 | -4.2 | 14.3106 | 0 | 0 | 43.6765 | 43.6765 | 43.6765 | 43.6765 | 50.7866 | 57.5991 | 0 | 0 | 9.8215 | 19.1297 | 0 | 60.9368 | 0 | 0 | 1371.821 | 37.4868 | 69.205 | 0 | 0.5138 | -1.3698 | 14.074 | 3.248 | 0 | 1332.458 | 237.7131 | -8.3498 | 8.9302 | 7.395 | -1.78 | 18.5875 | 1.6128 | 56.1336 | 2025-12-14 | 2025_12_14 Hr 11 | 93.5027 | 0.000314 | -1332.458 | -268.7259 | 647.0664 | 871.2685 | 63.6363 | 19.213 | 0 | 126.5424 | 374.5022 | 146.0219 | 23.1226 | 192.1628 | 285.811 | 15.21 | 0 | 46.06 | 247.9653 | 0 | 60.9368 | 0
2025_12_14 Hr 12 | 2.0696 | 0.0012 | 0.03384 | 3.8622 | 3.8622 | 3.8116 | 3.8622 | 3.8622 | 3.8622 | 148.9527 | 0 | 0.084 | 3 | 0 | 96.0814 | 96.0814 | 285.811 | 15.21 | 0.00697 | 0.084 | 0.03454 | 0 | 0 | 0.29046 | 0.2376 | 46.06 | 0 | 247.9653 | 0 | 0 | 0 | 0 | 23.6756 | 57.0866 | 0 | 0 | -218.1614 | 0.7527 | 12.813 | 0.1 | -1 | -4.2 | 14.3106 | 0 | 0 | 43.8521 | 43.8521 | 43.8521 | 43.8521 | 50.9908 | 63.6012 | 0 | 0 | 9.8215 | 19.1297 | 0 | 0 | 0 | 0 | 1312.355 | 37.531 | 69.2866 | 0 | 0.5138 | -2.0696 | 14.074 | 3.248 | 0 | 1326.708 | 241.5645 | -9.0496 | 8.9302 | 7.395 | -1.78 | 18.6094 | 1.6147 | 55.2419 | 2025-12-14 | 2025_12_14 Hr 12 | 93.6802 | 0.00036 | -1326.708 | -218.1614 | 648.6889 | 810.3316 | 66.6362 | 19.213 | 0 | 126.6374 | 375.88 | 146.1715 | 23.1226 | 192.1628 | 285.811 | 15.21 | 0 | 46.06 | 247.9653 | 0 | 0 | 0
2025_12_14 Hr 13 | 1.3698 | 0.0009 | 0.02538 | 3.8622 | 3.8622 | 3.8116 | 3.8622 | 3.8622 | 3.8622 | 151.2736 | 0 | 0.084 | 2 | 0 | 96.0814 | 96.0814 | 285.811 | 15.21 | 0.00697 | 0.084 | 0.03454 | 0 | 0 | 0.29046 | 0.2376 | 46.06 | 0 | 247.9653 | 0 | 0 | 0 | 0 | 23.813 | 57.4179 | 0 | 0 | -201.8032 | 0.7527 | 12.813 | 0.1 | -1 | -4.2 | 14.3106 | 0 | 0 | 44.7177 | 44.7177 | 44.7177 | 44.7177 | 51.9974 | 60.5475 | 0 | 0 | 9.8215 | 19.1297 | 0 | 0 | 0 | 0 | 1319.605 | 37.7488 | 69.6887 | 0 | 0.5138 | -1.3698 | 14.074 | 3.248 | 0 | 1347 | 237.548 | -8.3498 | 8.9302 | 7.395 | -1.78 | 18.7174 | 1.6241 | 55.8277 | 2025-12-14 | 2025_12_14 Hr 13 | 90.4742 | 4e-05 | -1347 | -201.8032 | 656.6848 | 810.3316 | 62.5738 | 19.213 | 0 | 127.1061 | 382.67 | 146.9087 | 23.1226 | 192.1628 | 285.811 | 15.21 | 0 | 46.06 | 247.9653 | 0 | 0 | 0
2025_12_14 Hr 14 | 1.0315 | 0.00117 | 0.032994 | 3.8622 | 3.8622 | 3.8116 | 3.8622 | 3.8622 | 3.8622 | 148.4817 | 0 | 0.084 | 1 | 0 | 96.0814 | 96.0814 | 285.811 | 15.21 | 0.00697 | 0.084 | 0.03454 | 0 | 0 | 0.29046 | 0.2376 | 46.06 | 0 | 247.9653 | 0 | 0 | 0 | 0 | 23.6477 | 57.0194 | 0 | 0 | -199.8851 | 0.7527 | 12.813 | 0.1 | -1 | -4.2 | 14.3106 | 0 | 0 | 43.6765 | 43.6765 | 43.6765 | 43.6765 | 50.7866 | 62.5482 | 0 | 0 | 9.8215 | 19.1297 | 0 | 0 | 0 | 0 | 1310.881 | 37.4868 | 69.205 | 0 | 0.5138 | -1.0315 | 14.074 | 3.248 | 0 | 1340.308 | 237.3238 | -8.0115 | 8.9302 | 7.395 | -1.78 | 18.5875 | 1.6128 | 55.5383 | 2025-12-14 | 2025_12_14 Hr 14 | 90.3054 | 0.000333 | -1340.308 | -199.8851 | 647.0664 | 810.3316 | 63.5824 | 19.213 | 0 | 126.5424 | 374.5022 | 146.0219 | 23.1226 | 192.1628 | 285.811 | 15.21 | 0 | 46.06 | 247.9653 | 0 | 0 | 0
2025_12_14 Hr 15 | 1.7313 | 0.001365 | 0.038493 | 3.8622 | 3.8622 | 3.8116 | 3.8622 | 3.8622 | 3.8622 | 149.659 | 0 | 0.084 | 1 | 0 | 96.0814 | 96.0814 | 285.811 | 10.14 | 0.00697 | 0.084 | 0.03454 | 0 | 0 | 0.29046 | 0.2376 | 44.69 | 0 | 247.9653 | 0 | 0 | 0 | 0 | 23.7174 | 57.1874 | 0 | 0 | -181.8245 | 0.7527 | 12.813 | 0.1 | -1 | -4.2 | 14.3106 | 0 | 0 | 44.1155 | 44.1155 | 44.1155 | 44.1155 | 51.2972 | 50.6493 | 0 | 0 | 9.8215 | 19.1297 | 0 | 0 | 0 | 0 | 1308.129 | 37.5973 | 69.409 | 0 | 0.5138 | -1.7313 | 14.074 | 3.248 | 0 | 1344.092 | 226.4989 | -8.7113 | 8.9302 | 7.395 | -1.78 | 18.6423 | 1.6176 | 55.45 | 2025-12-14 | 2025_12_14 Hr 15 | 93.6351 | -0.000349 | -1344.092 | -181.8245 | 651.1223 | 803.8917 | 51.6892 | 19.213 | 0 | 126.7801 | 377.9464 | 146.3958 | 23.1226 | 192.1628 | 285.811 | 10.14 | 0 | 44.69 | 247.9653 | 0 | 0 | 0
2025_12_14 Hr 16 | 0 | 0.00138 | 0.038916 | 3.8622 | 3.8622 | 3.8116 | 3.8622 | 3.8622 | 3.8622 | 154.5701 | 0 | 0.084 | 1 | 0 | 96.0814 | 96.0814 | 285.811 | 15.21 | 0.00697 | 0.084 | 0.03454 | 0 | 0 | 0.29046 | 0.2376 | 46.06 | 0 | 247.9653 | 0 | 0 | 0 | 0 | 24.0081 | 57.8884 | 0 | 0 | -194.7656 | 0.7527 | 12.813 | 0.1 | -1 | -4.2 | 14.3106 | 0 | 0 | 45.9472 | 45.9472 | 45.9472 | 45.9472 | 53.427 | 60.5475 | 0 | 0 | 9.8215 | 19.1297 | 0 | 0 | 0 | 0 | 1329.928 | 38.0581 | 70.2598 | 0 | 0.5138 | 0 | 14.074 | 3.248 | 0 | 1364.408 | 236.2258 | -6.98 | 8.9302 | 7.395 | -1.78 | 18.8708 | 1.6374 | 56.4222 | 2025-12-14 | 2025_12_14 Hr 16 | 115.0367 | 0.000333 | -1364.408 | -194.7656 | 668.0415 | 810.3317 | 61.5878 | 19.213 | 0 | 127.7718 | 392.3139 | 147.9558 | 23.1226 | 192.1628 | 285.811 | 15.21 | 0 | 46.06 | 247.9653 | 0 | 0 | 0
2025_12_14 Hr 17 | 0 | 0.00045 | 0.01269 | 3.8622 | 3.8622 | 3.8116 | 3.8622 | 3.8622 | 3.8622 | 174.5843 | 0 | 0.084 | 3 | 0 | 96.0814 | 96.0814 | 285.811 | 15.21 | 0.00697 | 0.084 | 0.03454 | 0 | 0 | 0.29046 | 0.2376 | 46.06 | 0 | 247.9653 | 0 | 0 | 0 | 0 | 25.1929 | 60.7451 | 0 | 0 | -230.2005 | 0.7527 | 12.813 | 0.1 | -1 | -4.2 | 14.3106 | 0 | 0 | 53.4117 | 53.4117 | 53.4117 | 53.4117 | 62.1066 | 68.5503 | 0 | 0 | 9.8215 | 19.1297 | 0 | 0 | 0 | 0 | 1392.495 | 39.9363 | 73.727 | 0 | 0.5138 | 0 | 14.074 | 3.248 | 0 | 1407.9 | 252.5851 | -6.98 | 8.9302 | 7.395 | -1.78 | 19.8021 | 1.7182 | 58.6053 | 2025-12-14 | 2025_12_14 Hr 17 | 115.8277 | -3.2e-05 | -1407.9 | -230.2005 | 736.9924 | 810.3317 | 71.5634 | 19.213 | 0 | 131.8133 | 450.8658 | 154.3132 | 23.1226 | 192.1628 | 285.811 | 15.21 | 0 | 46.06 | 247.9653 | 0 | 0 | 0
2025_12_14 Hr 18 | 0 | 1.5e-05 | 0.000423 | 3.8622 | 3.8622 | 3.8116 | 3.8622 | 3.8622 | 3.8622 | 182.0518 | 0 | 0.084 | 3 | 0 | 96.0814 | 96.0814 | 285.811 | 15.21 | 0.00697 | 0.084 | 0.03454 | 0 | 0 | 0.29046 | 0.2376 | 46.06 | 0 | 247.9653 | 0 | 0 | 0 | 0 | 25.6349 | 61.811 | 0 | 0 | -262.0642 | 0.7527 | 12.813 | 0.1 | -1 | -4.2 | 14.3106 | 0 | 0 | 56.1968 | 56.1968 | 56.1968 | 56.1968 | 65.3451 | 72.5517 | 0 | 0 | 9.8215 | 19.1297 | 0 | 0 | 0 | 4.0488 | 1415.837 | 40.637 | 75.0207 | 0 | 0.5138 | 0 | 14.074 | 3.248 | 0 | 1409.8 | 263.0068 | -6.98 | 8.9302 | 7.395 | -1.78 | 20.1496 | 1.7484 | 59.0995 | 2025-12-14 | 2025_12_14 Hr 18 | 109.8173 | -5e-06 | -1409.8 | -262.0642 | 762.7186 | 810.3317 | 79.6009 | 19.213 | 0 | 133.3212 | 472.7121 | 156.6853 | 23.1226 | 192.1628 | 285.811 | 15.21 | 0 | 46.06 | 247.9653 | 0 | 0 | 0
2025_12_14 Hr 19 | 0 | 0 | 0 | 3.8622 | 3.8622 | 3.8116 | 3.8622 | 3.8622 | 3.8622 | 174.5843 | 0 | 0.084 | 3 | 0 | 96.0814 | 96.0814 | 285.811 | 15.21 | 0.00697 | 0.084 | 0.03454 | 0 | 0 | 0.29046 | 0.2376 | 46.06 | 0 | 247.9653 | 0 | 0 | 0 | 0 | 25.1929 | 60.7451 | 0 | 0 | -285.2721 | 0.7527 | 12.813 | 0.1 | -1 | -4.2 | 14.3106 | 0 | 0 | 53.4117 | 53.4117 | 53.4117 | 53.4117 | 62.1066 | 76.4478 | 0 | 0 | 9.8215 | 19.1297 | 0 | 0 | 0 | 26.8956 | 1392.483 | 39.9363 | 73.727 | 0 | 0.5138 | 0 | 14.074 | 3.248 | 0 | 1387.608 | 287.3777 | -6.98 | 8.9302 | 7.395 | -1.78 | 19.8021 | 1.7182 | 58.5289 | 2025-12-14 | 2025_12_14 Hr 19 | 109.6863 | 0.000328 | -1387.608 | -285.2721 | 736.9924 | 810.3317 | 106.3434 | 19.213 | 0 | 131.8133 | 450.8658 | 154.3132 | 23.1226 | 192.1628 | 285.811 | 15.21 | 0 | 46.06 | 247.9653 | 0 | 0 | 0
2025_12_14 Hr 20 | 0 | 0 | 0 | 3.8622 | 3.8622 | 3.8116 | 3.8622 | 3.8622 | 3.8622 | 165.3004 | 0 | 0.084 | 4 | 0 | 96.0814 | 96.0814 | 285.811 | 15.21 | 0.00697 | 0.084 | 0.03454 | 0 | 0 | 0.29046 | 0.2376 | 46.06 | 0 | 247.9653 | 0 | 0 | 0 | 0 | 24.6433 | 59.42 | 0 | 0 | -276.9175 | 0.7527 | 12.813 | 0.1 | -1 | -4.2 | 14.3106 | 0 | 0 | 49.9492 | 49.9492 | 49.9492 | 49.9492 | 58.0804 | 70.551 | 0 | 0 | 9.8215 | 19.1297 | 0 | 0 | 0 | 40.9218 | 1363.448 | 39.0651 | 72.1187 | 0 | 0.5138 | 0 | 14.074 | 3.248 | 0 | 1373.108 | 293.5581 | -6.98 | 8.9302 | 7.395 | -1.78 | 19.3701 | 1.6807 | 57.8466 | 2025-12-14 | 2025_12_14 Hr 20 | 114.0843 | 0.000365 | -1373.108 | -276.9175 | 705.0084 | 810.3317 | 115.4728 | 19.213 | 0 | 129.9386 | 423.7056 | 151.3642 | 23.1226 | 192.1628 | 285.811 | 15.21 | 0 | 46.06 | 247.9653 | 0 | 0 | 0
2025_12_14 Hr 21 | 0 | 0 | 0 | 3.8622 | 3.8622 | 3.8116 | 3.8622 | 3.8622 | 3.8622 | 159.9521 | 0 | 0.084 | 7 | 0 | 96.0814 | 96.0814 | 285.811 | 15.21 | 0.00697 | 0.084 | 0.03454 | 0 | 0 | 0.29046 | 0.2376 | 46.06 | 0 | 247.9653 | 0 | 0 | 0 | 0 | 24.3267 | 58.6566 | 0 | 0 | -304.7146 | 0.7527 | 12.813 | 0.1 | -1 | -4.2 | 14.3106 | 0 | 0 | 47.9545 | 47.9545 | 47.9545 | 47.9545 | 55.761 | 65.6019 | 0 | 0 | 9.8215 | 19.1297 | 0 | 0 | 0 | 37.8852 | 1346.721 | 38.5632 | 71.1921 | 0 | 0.5138 | 0 | 14.074 | 3.248 | 0 | 1321.9 | 286.8735 | -6.98 | 8.9302 | 7.395 | -1.78 | 19.1212 | 1.6592 | 56.191 | 2025-12-14 | 2025_12_14 Hr 21 | 106.1645 | 5.2e-05 | -1321.9 | -304.7146 | 686.5829 | 810.3317 | 110.4871 | 19.213 | 0 | 128.8586 | 408.0589 | 149.6654 | 23.1226 | 192.1628 | 285.811 | 15.21 | 0 | 46.06 | 247.9653 | 0 | 0 | 0
2025_12_14 Hr 22 | 0 | 0 | 0 | 3.8622 | 3.8622 | 3.8116 | 3.8622 | 3.8622 | 3.8622 | 145.2189 | 0 | 0.084 | 10 | 0 | 96.0814 | 96.0814 | 285.811 | 15.21 | 0.00697 | 0.084 | 0.03454 | 0 | 0 | 0.29046 | 0.2376 | 46.06 | 0 | 247.9653 | 0 | 0 | 0 | 0 | 23.4546 | 56.5537 | 0 | 0 | -290.1337 | 0.7527 | 12.813 | 0.1 | -1 | -4.2 | 14.3106 | 0 | 0 | 42.4596 | 42.4596 | 42.4596 | 42.4596 | 49.3716 | 61.6005 | 0 | 0 | 9.8215 | 19.1297 | 0 | 0 | 0 | 24.8712 | 1300.644 | 37.1806 | 68.6398 | 0 | 0.5138 | 0 | 14.074 | 3.248 | 0 | 1271.708 | 268.1782 | -6.98 | 8.9302 | 7.395 | -1.78 | 18.4357 | 1.5997 | 54.0179 | 2025-12-14 | 2025_12_14 Hr 22 | 103.0735 | 0.000368 | -1271.708 | -290.1337 | 635.8257 | 810.3317 | 96.4717 | 19.213 | 0 | 125.8835 | 364.9568 | 144.9854 | 23.1226 | 192.1628 | 285.811 | 15.21 | 0 | 46.06 | 247.9653 | 0 | 0 | 0
2025_12_14 Hr 23 | 0 | 0 | 0 | 3.8622 | 3.8622 | 3.8116 | 3.8622 | 3.8622 | 3.8622 | 112.8598 | 0 | 0.084 | 17 | 0 | 96.0814 | 96.0814 | 286.6375 | 15.29 | 0.00697 | 0.084 | 0.03454 | 0 | 0 | 0.29046 | 0.2376 | 46.06 | 0 | 247.9653 | 0 | 0 | 0 | 0 | 21.539 | 51.9349 | 0 | 0 | -255.309 | 0.7527 | 12.813 | 0.1 | -1 | -4.2 | 14.3106 | 0 | 0 | 30.3909 | 30.3909 | 30.3909 | 30.3909 | 35.3382 | 61.6005 | 0 | 0 | 9.8215 | 19.1297 | 0 | 0 | 0 | 24.0036 | 1200.349 | 34.1441 | 63.0339 | 0 | 0.5138 | 0 | 14.074 | 3.248 | 0 | 1202.092 | 264.0319 | -6.98 | 8.9302 | 7.395 | -1.78 | 16.9301 | 1.469 | 50.8116 | 2025-12-14 | 2025_12_14 Hr 23 | 102.2683 | -0.00033 | -1202.092 | -255.309 | 524.3454 | 811.2382 | 102.6041 | 19.213 | 0 | 119.3491 | 270.2896 | 134.7067 | 23.1226 | 192.1628 | 286.6375 | 15.29 | 0 | 46.06 | 247.9653 | 0 | 0 | 0
2025_12_14 Hr 24 | 0 | 0 | 0 | 3.8622 | 3.8622 | 3.8116 | 3.8622 | 3.8622 | 3.8622 | 94.8975 | 0 | 0.084 | 21 | 0 | 96.0814 | 96.0814 | 286.6375 | 15.29 | 0.00697 | 0.084 | 0.03454 | 0 | 0 | 0.29046 | 0.2376 | 46.06 | 0 | 247.9653 | 0 | 0 | 0 | 0 | 20.4757 | 49.371 | 0 | 0 | -267.2235 | 0.7527 | 12.813 | 0.1 | -1 | -4.2 | 14.3106 | 0 | 0 | 23.6916 | 23.6916 | 23.6916 | 23.6916 | 27.5484 | 62.5482 | 0 | 0 | 9.8215 | 19.1297 | 0 | 0 | 0 | 35.8608 | 1144.172 | 32.4585 | 59.9221 | 0 | 0.5138 | 0 | 14.074 | 3.248 | 0 | 1145.1 | 275.1311 | -6.98 | 8.9302 | 7.395 | -1.78 | 16.0943 | 1.3965 | 48.7187 | 2025-12-14 | 2025_12_14 Hr 24 | 101.6309 | 9e-05 | -1145.1 | -267.2235 | 462.4634 | 811.2382 | 119.409 | 19.213 | 0 | 115.722 | 217.7404 | 129.001 | 23.1226 | 192.1628 | 286.6375 | 15.29 | 0 | 46.06 | 247.9653 | 0 | 0 | 0
2025_12_15 Hr 01 | 0 | 0 | 0 | 0 | 0 | 0 | 0 | 0 | 0 | 66.6587 | 0 | 0.084 | 22 | 0 | 96.0814 | 96.0814 | 286.6375 | 15.29 | 0.00697 | 0.084 | 0.03454 | 0 | 0 | 0.29046 | 0.2376 | 46.06 | 0 | 247.9653 | 0 | 0 | 0 | 0 | 18.6564 | 44.9596 | 0 | 0 | -191.4259 | 0.7527 | 12.8225 | 0.16 | -1 | -4.2 | 14.3352 | 0 | 0 | 12.9073 | 12.9073 | 12.9073 | 12.9073 | 15.0085 | 62.5482 | 0 | 0 | 9.82 | 20.3693 | 0 | 0 | 0 | 39.9096 | 1030.934 | 31.3839 | 57.9612 | 0 | 0.5138 | 0 | 14.074 | 3.248 | 0 | 1110.36 | 277.8314 | -6.98 | 8.929 | 7.395 | -1.78 | 15.5871 | 1.351 | 46.3509 | 2025-12-15 | 2025_12_15 Hr 01 | 99.2748 | 7.9e-05 | -1110.36 | -191.4259 | 369.9996 | 788.1156 | 124.4578 | 19.213 | 0 | 109.5227 | 133.8244 | 126.6525 | 0 | 192.1628 | 286.6375 | 15.29 | 0 | 46.06 | 247.9653 | 0 | 0 | 0
2025_12_15 Hr 02 | 0 | 0 | 0 | 0 | 0 | 0 | 0 | 0 | 0 | 57.9073 | 0 | 0.084 | 15 | 0 | 96.0814 | 96.0814 | 286.6375 | 0 | 0.00697 | 0.084 | 0.03454 | 0 | 0 | 0.29046 | 0.2376 | 46.06 | 0 | 247.9653 | 0 | 0 | 0 | 0 | 18.1623 | 43.7688 | 0 | 0 | -130.3389 | 0.7527 | 12.8225 | 0.16 | -1 | -4.2 | 14.3352 | 0 | 0 | 9.5543 | 9.5543 | 9.5543 | 9.5543 | 11.1096 | 62.5482 | 0 | 0 | 9.82 | 20.3693 | 0 | 0 | 0 | 22.9914 | 987.8973 | 30.5527 | 56.4261 | 0 | 0.5138 | 0 | 14.074 | 3.248 | 0 | 1101.677 | 251.0983 | -6.98 | 8.929 | 7.395 | -1.78 | 15.1743 | 1.3152 | 45.2043 | 2025-12-15 | 2025_12_15 Hr 02 | 89.3147 | -0.0003 | -1101.677 | -130.3389 | 339.4374 | 772.8256 | 100.5396 | 19.213 | 0 | 107.8378 | 107.762 | 123.8376 | 0 | 192.1628 | 286.6375 | 0 | 0 | 46.06 | 247.9653 | 0 | 0 | 0
2025_12_15 Hr 03 | 0 | 0 | 0 | 0 | 0 | 0 | 0 | 0 | 0 | 60.9021 | 0 | 0.084 | 13 | 0 | 96.0814 | 96.0814 | 286.6375 | 15.29 | 0.00697 | 0.084 | 0.03454 | 0 | 0 | 0.29046 | 0.2376 | 46.06 | 0 | 247.9653 | 0 | 0 | 0 | 0 | 18.3314 | 44.1763 | 0 | 0 | -164.9055 | 0.7527 | 12.8225 | 0.16 | -1 | -4.2 | 14.3352 | 0 | 0 | 10.7017 | 10.7017 | 10.7017 | 10.7017 | 12.4438 | 66.5496 | 0 | 0 | 9.82 | 20.3693 | 0 | 0 | 0 | 22.9914 | 1012.683 | 30.8371 | 56.9514 | 0 | 0.5138 | 0 | 14.074 | 3.248 | 0 | 1094.86 | 254.063 | -6.98 | 8.929 | 7.395 | -1.78 | 15.3156 | 1.3275 | 45.3901 | 2025-12-15 | 2025_12_15 Hr 03 | 88.4474 | 2.1e-05 | -1094.86 | -164.9055 | 349.896 | 788.1156 | 102.541 | 19.213 | 0 | 108.4144 | 116.6807 | 124.8009 | 0 | 192.1628 | 286.6375 | 15.29 | 0 | 46.06 | 247.9653 | 0 | 0 | 0
2025_12_15 Hr 04 | 0 | 0 | 0 | 0 | 0 | 0 | 0 | 0 | 0 | 69.4206 | 0 | 0.084 | 19 | 0 | 96.0814 | 96.0814 | 286.6375 | 15.29 | 0.00697 | 0.084 | 0.03454 | 0 | 0 | 0.29046 | 0.2376 | 46.06 | 0 | 247.9653 | 0 | 0 | 0 | 0 | 18.8124 | 45.3354 | 0 | 0 | -191.9975 | 0.7527 | 12.8225 | 0.16 | -1 | -4.2 | 14.3352 | 0 | 0 | 13.9655 | 13.9655 | 13.9655 | 13.9655 | 16.2389 | 62.5482 | 0 | 0 | 9.82 | 20.3693 | 0 | 0 | 0 | 30.9444 | 1039.691 | 31.6462 | 58.4457 | 0 | 0.5138 | 0 | 14.074 | 3.248 | 0 | 1107.468 | 266.7546 | -6.98 | 8.929 | 7.395 | -1.78 | 15.7174 | 1.3623 | 46.2443 | 2025-12-15 | 2025_12_15 Hr 04 | 91.5675 | 0.000362 | -1107.468 | -191.9975 | 379.6447 | 788.1156 | 112.4926 | 19.213 | 0 | 110.0545 | 142.0493 | 127.5409 | 0 | 192.1628 | 286.6375 | 15.29 | 0 | 46.06 | 247.9653 | 0 | 0 | 0
2025_12_15 Hr 05 | 0 | 0 | 0 | 0 | 0 | 0 | 0 | 0 | 0 | 80.0021 | 0 | 0.084 | 23 | 0 | 96.0814 | 96.0814 | 286.6375 | 15.29 | 0.00697 | 0.084 | 0.03454 | 0 | 0 | 0.29046 | 0.2376 | 46.06 | 0 | 247.9653 | 0 | 0 | 0 | 0 | 19.4098 | 46.7752 | 0 | 0 | -202.1241 | 0.7527 | 12.8225 | 0.16 | -1 | -4.2 | 14.3352 | 0 | 0 | 18.0197 | 18.0197 | 18.0197 | 18.0197 | 20.9531 | 61.6005 | 0 | 0 | 9.82 | 20.3693 | 0 | 0 | 0 | 34.8486 | 1073.241 | 32.6512 | 60.3019 | 0 | 0.5138 | 0 | 14.074 | 3.248 | 0 | 1141.252 | 277.1147 | -6.98 | 8.929 | 7.395 | -1.78 | 16.2166 | 1.4056 | 47.711 | 2025-12-15 | 2025_12_15 Hr 05 | 92.5775 | -0.000243 | -1141.252 | -202.1241 | 416.5982 | 788.1156 | 119.4491 | 19.213 | 0 | 112.0917 | 173.5619 | 130.9445 | 0 | 192.1628 | 286.6375 | 15.29 | 0 | 46.06 | 247.9653 | 0 | 0 | 0
2025_12_15 Hr 06 | 0 | 0 | 0 | 0 | 0 | 0 | 0 | 0 | 0 | 110.8816 | 0 | 0.084 | 20 | 0 | 96.0814 | 96.0814 | 286.6375 | 15.29 | 0.00697 | 0.084 | 0.03454 | 0 | 0 | 0.29046 | 0.2376 | 46.06 | 0 | 247.9653 | 0 | 0 | 0 | 0 | 21.1534 | 50.9768 | 0 | 0 | -241.9894 | 0.7527 | 12.8225 | 0.16 | -1 | -4.2 | 14.3352 | 0 | 0 | 29.8508 | 29.8508 | 29.8508 | 29.8508 | 34.7103 | 56.6514 | 0 | 0 | 9.82 | 20.3693 | 0 | 0 | 0 | 29.9322 | 1171.148 | 35.5842 | 65.7186 | 0 | 0.5138 | 0 | 14.074 | 3.248 | 0 | 1196.36 | 274.1818 | -6.98 | 8.929 | 7.395 | -1.78 | 17.6732 | 1.5318 | 50.4109 | 2025-12-15 | 2025_12_15 Hr 06 | 99.9064 | 0.000117 | -1196.36 | -241.9894 | 524.4373 | 788.1156 | 106.5836 | 19.213 | 0 | 118.0369 | 265.5233 | 140.8772 | 0 | 192.1628 | 286.6375 | 15.29 | 0 | 46.06 | 247.9653 | 0 | 0 | 0
2025_12_15 Hr 07 | 0 | 0 | 0 | 0 | 0 | 0 | 0 | 0 | 0 | 154.2392 | -14.3 | 0.084 | 21 | 0 | 96.0814 | 96.0814 | 285.811 | 15.21 | 0.00697 | 0.084 | 0.03454 | 0 | 0 | 0.29046 | 0.2376 | 46.06 | 0 | 247.9653 | 0 | 0 | 0 | 0 | 23.6014 | 56.8764 | 0 | 0 | -260.7285 | 0.7527 | 12.8225 | 0.16 | -1 | -4.2 | 14.3352 | 0 | 0 | 46.4629 | 46.4629 | 46.4629 | 46.4629 | 54.0267 | 55.5984 | 0 | 0 | 9.82 | 20.3693 | 0 | 0 | 0 | 15.906 | 1307.711 | 39.7024 | 73.3242 | 0 | 0.5138 | 0 | 14.074 | 3.248 | 0 | 1299.752 | 274.049 | -21.28 | 8.929 | 7.395 | -1.78 | 19.7186 | 1.7091 | 54.7387 | 2025-12-15 | 2025_12_15 Hr 07 | 88.4433 | -0.000413 | -1299.752 | -260.7285 | 661.5536 | 787.2091 | 92.5044 | 19.213 | 0 | 126.3845 | 394.6456 | 140.5235 | 0 | 192.1628 | 285.811 | 15.21 | 0 | 46.06 | 247.9653 | 0 | 0 | 0
2025_12_15 Hr 08 | 0 | 0 | 0 | 0 | 0 | 0 | 0 | 0 | 0 | 171.7753 | -14.3 | 0.084 | 35 | 0 | 96.0814 | 96.0814 | 285.811 | 15.21 | 0.00697 | 0.084 | 0.03454 | 0 | 0 | 0.29046 | 0.2376 | 46.06 | 0 | 247.9653 | 0 | 0 | 0 | 0 | 24.5916 | 59.2625 | 0 | 0 | -240.2604 | 0.7527 | 12.8225 | 0.16 | -1 | -4.2 | 14.3352 | 0 | 0 | 53.1817 | 53.1817 | 53.1817 | 53.1817 | 61.8392 | 51.7023 | 0 | 0 | 9.82 | 20.3693 | 0 | 0 | 0 | 12.0018 | 1363.311 | 41.3679 | 76.4002 | 0 | 0.5138 | 0 | 14.074 | 3.248 | 0 | 1387.66 | 285.8893 | -21.28 | 8.929 | 7.395 | -1.78 | 20.5458 | 1.7808 | 57.9395 | 2025-12-15 | 2025_12_15 Hr 08 | 97.365 | -4.1e-05 | -1387.66 | -240.2604 | 722.7942 | 787.2091 | 98.7041 | 19.213 | 0 | 129.7607 | 446.8694 | 146.1641 | 0 | 192.1628 | 285.811 | 15.21 | 0 | 46.06 | 247.9653 | 0 | 0 | 0
2025_12_15 Hr 09 | 0.33996 | 3e-05 | 0.000846 | 3.8622 | 3.8622 | 3.8116 | 3.8622 | 3.8622 | 0 | 170.6107 | -14.3 | 0.084 | 30 | 0 | 96.0814 | 96.0814 | 285.811 | 15.21 | 0.00697 | 0.084 | 0.03454 | 0 | 0 | 0.29046 | 0.2376 | 46.06 | 0 | 247.9653 | 0 | 0 | 0 | 0 | 24.5258 | 59.104 | 0 | 0 | -220.2141 | 0.7527 | 12.8225 | 0.11 | -1 | -4.2 | 14.3352 | 0 | 0 | 52.7355 | 52.7355 | 52.7355 | 52.7355 | 61.3203 | 48.6486 | 0 | 0 | 9.82 | 20.3693 | 0 | 0 | 0 | 8.9652 | 1378.88 | 41.2573 | 76.1959 | 0 | 0.5138 | -0.33996 | 14.074 | 3.248 | 0 | 1411.81 | 274.7643 | -21.62 | 8.929 | 7.395 | -1.78 | 20.4909 | 1.7761 | 58.6283 | 2025-12-15 | 2025_12_15 Hr 09 | 98.629 | 5.3e-05 | -1411.81 | -220.2141 | 718.727 | 806.4695 | 87.6147 | 19.213 | 0 | 129.5365 | 443.4011 | 145.7895 | 19.2604 | 192.1628 | 285.811 | 15.21 | 0 | 46.06 | 247.9653 | 0 | 0 | 0
2025_12_15 Hr 10 | 3.4593 | 0.000465 | 0.013113 | 3.8622 | 3.8622 | 3.8116 | 3.8622 | 3.8622 | 3.8622 | 166.2184 | -14.3 | 0.084 | 22 | 0 | 96.0814 | 96.0814 | 285.811 | 15.21 | 0.00697 | 0.084 | 0.03454 | 0 | 0 | 0.29046 | 0.2376 | 46.06 | 0 | 247.9653 | 0 | 0 | 0 | 0 | 24.2778 | 58.5063 | 0 | 0 | -174.6553 | 0.7527 | 12.8225 | 0.1 | -1 | -4.2 | 14.3352 | 0 | 0 | 51.0526 | 51.0526 | 51.0526 | 51.0526 | 59.3635 | 46.6479 | 0 | 0 | 9.82 | 20.3693 | 0 | 0 | 0 | 7.953 | 1368.828 | 40.8401 | 75.4255 | 0 | 0.5138 | -3.4593 | 14.074 | 3.248 | 0 | 1434.892 | 265.4584 | -24.7393 | 8.929 | 7.395 | -1.78 | 20.2837 | 1.7581 | 58.9399 | 2025-12-15 | 2025_12_15 Hr 10 | 85.4289 | -0.000354 | -1434.892 | -174.6553 | 703.3878 | 810.3316 | 76.6145 | 19.213 | 0 | 128.6908 | 430.3204 | 144.3767 | 23.1226 | 192.1628 | 285.811 | 15.21 | 0 | 46.06 | 247.9653 | 0 | 0 | 0
2025_12_15 Hr 11 | 1.7313 | 0.00138 | 0.038916 | 3.8622 | 3.8622 | 3.8116 | 3.8622 | 3.8622 | 3.8622 | 159.2971 | -14.3 | 0.084 | 15 | 0 | 96.0814 | 96.0814 | 285.811 | 15.21 | 0.00697 | 0.084 | 0.03454 | 0 | 0 | 0.29046 | 0.2376 | 46.06 | 0 | 247.9653 | 0 | 0 | 0 | 0 | 23.887 | 57.5646 | 0 | 0 | -154.9875 | 0.7527 | 12.8225 | 0.1 | -1 | -4.2 | 14.3352 | 0 | 0 | 48.4008 | 48.4008 | 48.4008 | 48.4008 | 56.28 | 48.6486 | 0 | 0 | 9.82 | 20.3693 | 0 | 0 | 0 | 5.9286 | 1346.909 | 40.1827 | 74.2114 | 0 | 0.5138 | -1.7313 | 14.074 | 3.248 | 0 | 1423.392 | 254.4813 | -23.0113 | 8.929 | 7.395 | -1.78 | 19.9572 | 1.7298 | 58.2271 | 2025-12-15 | 2025_12_15 Hr 11 | 95.6485 | -0.000385 | -1423.392 | -154.9875 | 679.217 | 810.3316 | 69.6175 | 19.213 | 0 | 127.3583 | 409.7083 | 142.1504 | 23.1226 | 192.1628 | 285.811 | 15.21 | 0 | 46.06 | 247.9653 | 0 | 0 | 0
2025_12_15 Hr 12 | 5.8688 | 0.001935 | 0.054567 | 3.8622 | 3.8622 | 3.8116 | 3.8622 | 3.8622 | 3.8622 | 152.1762 | -14.3 | 0.084 | 16 | 0 | 96.0814 | 96.0814 | 285.811 | 5.07 | 0.00697 | 0.084 | 0.03454 | 0 | 0 | 0.29046 | 0.2376 | 27.7243 | 0 | 247.9653 | 0 | 0 | 0 | 0 | 23.485 | 56.5957 | 0 | 0 | -101.654 | 0.7527 | 12.8225 | 0.1 | -1 | -4.2 | 14.3352 | 0 | 0 | 45.6725 | 45.6725 | 45.6725 | 45.6725 | 53.1075 | 44.6472 | 0 | 0 | 9.82 | 20.3693 | 0 | 0 | 0 | 6.9408 | 1295.871 | 39.5064 | 72.9623 | 0 | 0.5138 | -5.8688 | 14.074 | 3.248 | 0 | 1421.408 | 254.3397 | -27.1488 | 8.929 | 7.395 | -1.78 | 19.6212 | 1.7007 | 57.4471 | 2025-12-15 | 2025_12_15 Hr 12 | 74.2987 | 0.000305 | -1421.408 | -101.654 | 654.3489 | 781.8559 | 67.6445 | 19.213 | 0 | 125.9873 | 388.5017 | 139.8599 | 23.1226 | 192.1628 | 285.811 | 5.07 | 0 | 27.7243 | 247.9653 | 0 | 0 | 0
2025_12_15 Hr 13 | 5.1707 | 0.00192 | 0.054144 | 0 | 0 | 0 | 0 | 0 | 3.8622 | 145.022 | -14.3 | 0.084 | 17 | 0 | 96.0814 | 96.0814 | 285.811 | 15.21 | 0.00697 | 0.084 | 0.03454 | 0 | 0 | 0.29046 | 0.2376 | 19.8359 | 0 | 247.9653 | 0 | 0 | 0 | 0 | 23.081 | 55.6222 | 0 | 0 | -47.2517 | 0.7527 | 12.8225 | 0.15 | -1 | -4.2 | 14.3352 | 0 | 0 | 42.9314 | 42.9314 | 42.9314 | 42.9314 | 49.9203 | 42.7518 | 0 | 0 | 9.82 | 20.3693 | 0 | 0 | 0 | 9.9774 | 1256.179 | 38.8269 | 71.7073 | 0 | 0.5138 | -5.1707 | 14.074 | 3.248 | 0 | 1435.958 | 253.4816 | -26.4507 | 8.929 | 7.395 | -1.78 | 19.2838 | 1.6714 | 57.3063 | 2025-12-15 | 2025_12_15 Hr 13 | 81.7263 | 0.00033 | -1435.958 | -47.2517 | 629.3646 | 764.8471 | 69.7853 | 19.213 | 0 | 124.6099 | 367.196 | 137.5587 | 3.8622 | 192.1628 | 285.811 | 15.21 | 0 | 19.8359 | 247.9653 | 0 | 0 | 0
2025_12_15 Hr 14 | 0.70147 | 0.00195 | 0.05499 | 0 | 0 | 0 | 0 | 0 | 3.8622 | 144.3232 | -14.3 | 0.084 | 16 | 0 | 96.0814 | 96.0814 | 285.811 | 10.14 | 0.00697 | 0.084 | 0.03454 | 0 | 0 | 0.29046 | 0.2376 | 29.2384 | 0 | 247.9653 | 0 | 0 | 0 | 0 | 23.0416 | 55.5271 | 0 | 0 | -29.8402 | 0.7527 | 12.8225 | 0.15 | -1 | -4.2 | 14.3352 | 0 | 0 | 42.6637 | 42.6637 | 42.6637 | 42.6637 | 49.609 | 39.6981 | 0 | 0 | 9.82 | 20.3693 | 0 | 0 | 0 | 16.9182 | 1258.297 | 38.7605 | 71.5847 | 0 | 0.5138 | -0.70147 | 14.074 | 3.248 | 0 | 1458.15 | 251.6747 | -21.9815 | 8.929 | 7.395 | -1.78 | 19.2508 | 1.6686 | 57.9532 | 2025-12-15 | 2025_12_15 Hr 14 | 75.5899 | -1.1e-05 | -1458.15 | -29.8402 | 626.9243 | 769.1796 | 72.6732 | 19.213 | 0 | 124.4754 | 365.115 | 137.3339 | 3.8622 | 192.1628 | 285.811 | 10.14 | 0 | 29.2384 | 247.9653 | 0 | 0 | 0
2025_12_15 Hr 15 | 3.1011 | 0.002535 | 0.071487 | 0 | 0 | 0 | 0 | 0 | 3.8622 | 138.7995 | -14.3 | 0.084 | 15 | 0 | 96.0814 | 96.0814 | 285.811 | 10.14 | 0.00697 | 0.084 | 0.03454 | 0 | 0 | 0.29046 | 0.2376 | 38.6442 | 0 | 247.9653 | 0 | 0 | 0 | 0 | 22.7297 | 54.7756 | 0 | 0.14315 | -21.277 | 0.7527 | 12.8225 | 0.15 | -1 | -4.2 | 14.3352 | 0 | 0 | 40.5473 | 40.5473 | 40.5473 | 40.5473 | 47.1481 | 39.6981 | 0 | 0 | 9.82 | 20.3693 | 0 | 0 | 0 | 21.9792 | 1250.206 | 38.2359 | 70.6158 | 0 | 0.5138 | -3.1011 | 14.074 | 3.248 | 0 | 1461.05 | 256.3592 | -24.3811 | 8.929 | 7.395 | -1.78 | 18.9902 | 1.646 | 57.9531 | 2025-12-15 | 2025_12_15 Hr 15 | 79.7157 | -2.57e-05 | -1461.05 | -21.1339 | 607.6341 | 778.5855 | 76.7513 | 19.213 | 0 | 123.4119 | 348.665 | 135.5572 | 3.8622 | 192.1628 | 285.811 | 10.14 | 0 | 38.6442 | 247.9653 | 0 | 0 | 0
2025_12_15 Hr 16 | 0 | 0.00111 | 0.031302 | 0 | 0 | 0 | 0 | 0 | 3.8622 | 146.1534 | -14.3 | 0.084 | 10 | 0 | 96.0814 | 96.0814 | 285.811 | 15.21 | 0.00697 | 0.084 | 0.03454 | 0 | 0 | 0.29046 | 0.2376 | 45.6765 | 0 | 247.9653 | 0 | 0 | 0 | 0 | 23.1449 | 55.7762 | 0 | 0 | -92.3907 | 0.7527 | 12.8225 | 0.12083 | -1 | -4.2 | 14.3352 | 0 | 0 | 43.3649 | 43.3649 | 43.3649 | 43.3649 | 50.4243 | 41.6988 | 0 | 0 | 9.82 | 20.3693 | 0 | 11.7777 | 12.8174 | 32.9688 | 1310.179 | 38.9344 | 71.9058 | 0 | 0.5138 | 0 | 14.074 | 3.248 | 0 | 1460.121 | 263.6124 | -21.28 | 8.929 | 7.395 | -1.78 | 19.3371 | 1.6761 | 58.8536 | 2025-12-15 | 2025_12_15 Hr 16 | 90.4302 | -0.000115 | -1460.121 | -92.3907 | 633.3157 | 815.2829 | 84.7 | 19.213 | 0 | 124.8277 | 370.5653 | 137.9226 | 3.8622 | 192.1628 | 285.811 | 15.21 | 0 | 45.6765 | 247.9653 | 0 | 24.5952 | 0
2025_12_15 Hr 17 | 0.70313 | 0.00018 | 0.005076 | 3.8622 | 3.8622 | 3.8116 | 3.8622 | 3.8622 | 3.8622 | 168.2814 | -14.3 | 0.084 | 7 | 0 | 96.0814 | 96.0814 | 285.811 | 15.21 | 0.00697 | 0.084 | 0.03454 | 0 | 0 | 0.29046 | 0.2376 | 46.06 | 0 | 247.9653 | 0 | 0 | 0 | 0 | 24.3943 | 58.7871 | 0 | 0 | -267.3022 | 0.7527 | 12.8225 | 0 | -1 | -4.2 | 14.3352 | 0 | 0 | 51.843 | 51.843 | 51.843 | 51.843 | 60.2826 | 44.6472 | 0 | 0 | 9.82 | 20.3693 | 0 | 66.0987 | 72.1408 | 36.873 | 1513.6 | 41.0361 | 75.7874 | 0 | 0.5138 | -0.70313 | 14.074 | 3.248 | 0 | 1499.6 | 275.2849 | -21.9831 | 8.929 | 7.395 | -1.78 | 20.381 | 1.7665 | 62.7119 | 2025-12-15 | 2025_12_15 Hr 17 | 104.5066 | -4.2e-05 | -1499.6 | -267.3022 | 710.5926 | 948.5711 | 88.5255 | 19.213 | 0 | 129.088 | 436.4643 | 145.0403 | 23.1226 | 192.1628 | 285.811 | 15.21 | 0 | 46.06 | 247.9653 | 0 | 138.2395 | 0
2025_12_15 Hr 18 | 0 | 0 | 0 | 3.8622 | 3.8622 | 3.8116 | 3.8622 | 3.8622 | 3.8622 | 185.5846 | -14.3 | 0.084 | 6 | 0 | 96.0814 | 96.0814 | 285.811 | 15.21 | 0.00697 | 0.084 | 0.03454 | 0 | 0 | 0.29046 | 0.2376 | 46.06 | 0 | 247.9653 | 0 | 0 | 0 | 0 | 25.3713 | 61.1414 | 0 | 0 | -321.2123 | 0.7527 | 12.8225 | 0 | -1 | -4.2 | 14.3352 | 0 | 0 | 58.4726 | 58.4726 | 58.4726 | 58.4726 | 67.9914 | 41.6988 | 0 | 0 | 9.82 | 20.3693 | 0 | 70.8723 | 77.3038 | 36.873 | 1578.393 | 42.6795 | 78.8226 | 0 | 0.5138 | 0 | 14.074 | 3.248 | 0 | 1512.1 | 276.1988 | -21.28 | 8.929 | 7.395 | -1.78 | 21.1972 | 1.8373 | 63.9146 | 2025-12-15 | 2025_12_15 Hr 18 | 104.2351 | 4.7e-05 | -1512.1 | -321.2123 | 771.0197 | 958.5078 | 84.5718 | 19.213 | 0 | 132.4194 | 487.9944 | 150.606 | 23.1226 | 192.1628 | 285.811 | 15.21 | 0 | 46.06 | 247.9653 | 0 | 148.1762 | 0
2025_12_15 Hr 19 | 0 | 0 | 0 | 3.8622 | 3.8622 | 3.8116 | 3.8622 | 3.8622 | 3.8622 | 177.9978 | -14.3 | 0.084 | 4 | 0 | 96.0814 | 96.0814 | 285.811 | 15.21 | 0.00697 | 0.084 | 0.03454 | 0 | 0 | 0.29046 | 0.2376 | 46.06 | 0 | 247.9653 | 0 | 0 | 0 | 0 | 24.9429 | 60.1091 | 0 | 0 | -286.5274 | 0.7527 | 12.8225 | 0 | -1 | -4.2 | 14.3352 | 0 | 0 | 55.5658 | 55.5658 | 55.5658 | 55.5658 | 64.6114 | 41.6988 | 0 | 0 | 9.82 | 20.3693 | 0 | 70.8723 | 77.3038 | 22.9914 | 1554.339 | 41.959 | 77.4917 | 0 | 0.5138 | 0 | 14.074 | 3.248 | 0 | 1504.408 | 257.8769 | -21.28 | 8.929 | 7.395 | -1.78 | 20.8393 | 1.8063 | 63.1546 | 2025-12-15 | 2025_12_15 Hr 19 | 107.8208 | 0.000336 | -1504.408 | -286.5274 | 744.5247 | 958.5078 | 68.6902 | 19.213 | 0 | 130.9587 | 465.4004 | 148.1656 | 23.1226 | 192.1628 | 285.811 | 15.21 | 0 | 46.06 | 247.9653 | 0 | 148.1762 | 0
2025_12_15 Hr 20 | 0 | 0 | 0 | 3.8622 | 3.8622 | 3.8116 | 3.8622 | 3.8622 | 3.8622 | 167.383 | -14.3 | 0.084 | 1 | 0 | 96.0814 | 96.0814 | 285.811 | 15.21 | 0.00697 | 0.084 | 0.03454 | 0 | 0 | 0.29046 | 0.2376 | 46.06 | 0 | 247.9653 | 0 | 0 | 0 | 0 | 24.3436 | 58.6648 | 0 | 0 | -288.7381 | 0.7527 | 12.8225 | 0 | -1 | -4.2 | 14.3352 | 0 | 0 | 51.4988 | 51.4988 | 51.4988 | 51.4988 | 59.8824 | 46.6479 | 0 | 0 | 9.82 | 20.3693 | 0 | 70.8723 | 77.3038 | 15.906 | 1520.683 | 40.9507 | 75.6298 | 0 | 0.5138 | 0 | 14.074 | 3.248 | 0 | 1459.992 | 249.3262 | -21.28 | 8.929 | 7.395 | -1.78 | 20.3386 | 1.7629 | 61.4304 | 2025-12-15 | 2025_12_15 Hr 20 | 107.6483 | -0.000316 | -1459.992 | -288.7381 | 707.455 | 958.5078 | 63.5539 | 19.213 | 0 | 128.915 | 433.7887 | 144.7513 | 23.1226 | 192.1628 | 285.811 | 15.21 | 0 | 46.06 | 247.9653 | 0 | 148.1762 | 0
2025_12_15 Hr 21 | 0 | 0 | 0 | 3.8622 | 3.8622 | 3.8116 | 3.8622 | 3.8622 | 3.8622 | 154.7051 | -14.3 | 0.084 | 0 | 0 | 96.0814 | 96.0814 | 285.811 | 15.21 | 0.00697 | 0.084 | 0.03454 | 0 | 0 | 0.29046 | 0.2376 | 46.06 | 0 | 247.9653 | 0 | 0 | 0 | 0 | 23.6277 | 56.9398 | 0 | 0 | -177.558 | 0.7527 | 12.8225 | 0.05 | -1 | -4.2 | 14.3352 | 0 | 0 | 46.6414 | 46.6414 | 46.6414 | 46.6414 | 54.2342 | 51.7023 | 0 | 0 | 9.82 | 20.3693 | 0 | 58.2641 | 0 | 4.9164 | 1390.575 | 39.7466 | 73.4059 | 0 | 0.5138 | 0 | 14.074 | 3.248 | 0 | 1430.05 | 238.3131 | -21.28 | 8.929 | 7.395 | -1.78 | 19.7405 | 1.711 | 58.7863 | 2025-12-15 | 2025_12_15 Hr 21 | 83.7364 | -1.7e-05 | -1430.05 | -177.558 | 663.1805 | 868.5958 | 56.6187 | 19.213 | 0 | 126.4742 | 396.033 | 140.6733 | 23.1226 | 192.1628 | 285.811 | 15.21 | 0 | 46.06 | 247.9653 | 0 | 58.2641 | 0
2025_12_15 Hr 22 | 0 | 0 | 0 | 3.8622 | 3.8622 | 3.8116 | 3.8622 | 3.8622 | 3.8622 | 129.8152 | -14.3 | 0.084 | 0 | 0 | 96.0814 | 96.0814 | 285.811 | 15.21 | 0.00697 | 0.084 | 0.03454 | 0 | 0 | 0.29046 | 0.2376 | 46.06 | 0 | 247.9653 | 0 | 0 | 0 | 0 | 22.2224 | 53.5531 | 0 | 0 | -95.0615 | 0.7527 | 12.8225 | 0.1 | -1 | -4.2 | 14.3352 | 0 | 0 | 37.1051 | 37.1051 | 37.1051 | 37.1051 | 43.1454 | 52.65 | 0 | 0 | 9.82 | 20.3693 | 0 | 0 | 0 | 0 | 1253.395 | 37.3825 | 69.0398 | 0 | 0.5138 | 0 | 14.074 | 3.248 | 0 | 1363.392 | 226.3384 | -21.28 | 8.929 | 7.395 | -1.78 | 18.5664 | 1.6093 | 55.0702 | 2025-12-15 | 2025_12_15 Hr 22 | 93.283 | -0.000336 | -1363.392 | -95.0615 | 576.2585 | 810.3316 | 52.65 | 19.213 | 0 | 121.6822 | 321.909 | 132.6673 | 23.1226 | 192.1628 | 285.811 | 15.21 | 0 | 46.06 | 247.9653 | 0 | 0 | 0
2025_12_15 Hr 23 | 0 | 0 | 0 | 0 | 0 | 3.8116 | 0 | 0 | 0 | 104.4594 | 0 | 0.084 | 0 | 0 | 96.0814 | 96.0814 | 286.6375 | 15.29 | 0.00697 | 0.084 | 0.03454 | 0 | 0 | 0.29046 | 0.2376 | 46.06 | 0 | 247.9653 | 0 | 0 | 0 | 0 | 20.7908 | 50.103 | 0 | 0 | -71.0343 | 0.7527 | 12.8225 | 0.15 | -1 | -4.2 | 14.3352 | 0 | 0 | 27.3903 | 27.3903 | 27.3903 | 27.3903 | 31.8491 | 53.5977 | 0 | 0 | 9.82 | 20.3693 | 0 | 0 | 0 | 5.9286 | 1154.597 | 34.9742 | 64.592 | 0 | 0.5138 | 0 | 14.074 | 3.248 | 0 | 1301.642 | 225.0588 | -6.98 | 8.929 | 7.395 | -1.78 | 17.3703 | 1.5056 | 52.3172 | 2025-12-15 | 2025_12_15 Hr 23 | 110.0934 | -0.000327 | -1301.642 | -71.0343 | 502.0095 | 791.9272 | 59.5263 | 19.213 | 0 | 116.8004 | 246.3976 | 138.8114 | 3.8116 | 192.1628 | 286.6375 | 15.29 | 0 | 46.06 | 247.9653 | 0 | 0 | 0
2025_12_15 Hr 24 | 0 | 0 | 0 | 0 | 0 | 3.8116 | 0 | 0 | 0 | 82.5643 | 0 | 0.084 | 3 | 0 | 96.0814 | 96.0814 | 286.6375 | 15.29 | 0.00697 | 0.084 | 0.03454 | 0 | 0 | 0.29046 | 0.2376 | 46.06 | 0 | 247.9653 | 0 | 0 | 0 | 0 | 19.5545 | 47.1238 | 0 | 0 | -79.0605 | 0.7527 | 12.8225 | 0.15 | -1 | -4.2 | 14.3352 | 0 | 0 | 19.0013 | 19.0013 | 19.0013 | 19.0013 | 22.0946 | 56.6514 | 0 | 0 | 9.82 | 20.3693 | 0 | 0 | 0 | 10.9896 | 1085.176 | 32.8946 | 60.7513 | 0 | 0.5138 | 0 | 14.074 | 3.248 | 0 | 1228.267 | 229.1308 | -6.98 | 8.929 | 7.395 | -1.78 | 16.3374 | 1.4161 | 49.5265 | 2025-12-15 | 2025_12_15 Hr 24 | 80.3647 | -0.000295 | -1228.267 | -79.0605 | 425.546 | 791.9272 | 70.641 | 19.213 | 0 | 112.585 | 181.1923 | 131.7687 | 3.8116 | 192.1628 | 286.6375 | 15.29 | 0 | 46.06 | 247.9653 | 0 | 0 | 0
2025_12_16 Hr 01 | 0 | 0 | 0 | 0 | 0 | 3.8116 | 0 | 0 | 0 | 68.3727 | 0 | 0.084 | 7 | 0 | 96.0814 | 96.0814 | 286.6375 | 15.29 | 0.00697 | 0.084 | 0.03454 | 0 | 0 | 0.29046 | 0.2376 | 46.06 | 0 | 247.9653 | 0 | 0 | 0 | 0 | 18.8116 | 45.3085 | 0 | 0 | -63.8457 | 0.7527 | 12.832 | 0.15 | -1 | -4.2 | 14.3597 | 0 | 0 | 13.5806 | 13.5806 | 13.5806 | 13.5806 | 15.7914 | 57.5991 | 0 | 0 | 9.8185 | 20.5635 | 0 | 0 | 0 | 6.9408 | 1040.472 | 31.8381 | 58.8233 | 0 | 0.5138 | 0 | 14.074 | 3.248 | 0 | 1196.342 | 226.6959 | -6.98 | 8.9279 | 7.395 | -1.78 | 15.8387 | 1.3714 | 48.0661 | 2025-12-16 | 2025_12_16 Hr 01 | 94.0357 | -0.000297 | -1196.342 | -63.8457 | 377.5074 | 791.9272 | 71.5399 | 19.213 | 0 | 110.0581 | 139.0144 | 128.4349 | 3.8116 | 192.1628 | 286.6375 | 15.29 | 0 | 46.06 | 247.9653 | 0 | 0 | 0
2025_12_16 Hr 02 | 0 | 0 | 0 | 0 | 0 | 3.8116 | 0 | 0 | 0 | 63.6002 | 0 | 0.084 | 23 | 0 | 96.0814 | 96.0814 | 286.6375 | 15.29 | 0.00697 | 0.084 | 0.03454 | 0 | 0 | 0.29046 | 0.2376 | 46.06 | 0 | 247.9653 | 0 | 0 | 0 | 0 | 18.5404 | 44.6555 | 0 | 0 | -73.824 | 0.7527 | 12.832 | 0.15 | -1 | -4.2 | 14.3597 | 0 | 0 | 11.7562 | 11.7562 | 11.7562 | 11.7562 | 13.6701 | 60.5475 | 0 | 0 | 9.8185 | 20.5635 | 0 | 0 | 0 | 4.0488 | 1025.356 | 31.3792 | 57.9755 | 0 | 0.5138 | 0 | 14.074 | 3.248 | 0 | 1185.75 | 241.1976 | -6.98 | 8.9279 | 7.395 | -1.78 | 15.6104 | 1.3516 | 47.7793 | 2025-12-16 | 2025_12_16 Hr 02 | 101.4868 | 3.8e-05 | -1185.75 | -73.824 | 360.8376 | 791.9272 | 87.5963 | 19.213 | 0 | 109.134 | 124.8234 | 126.8802 | 3.8116 | 192.1628 | 286.6375 | 15.29 | 0 | 46.06 | 247.9653 | 0 | 0 | 0
2025_12_16 Hr 03 | 0 | 0 | 0 | 3.8622 | 3.8622 | 3.8116 | 3.8622 | 3.8622 | 3.8622 | 61.5267 | 0 | 0.084 | 35 | 0 | 96.0814 | 96.0814 | 286.6375 | 15.29 | 0.00697 | 0.084 | 0.03454 | 0 | 0 | 0.29046 | 0.2376 | 46.06 | 0 | 247.9653 | 0 | 0 | 0 | 0 | 18.4227 | 44.3718 | 0 | 0 | -99.8148 | 0.7527 | 12.832 | 0.1 | -1 | -4.2 | 14.3597 | 0 | 0 | 10.9636 | 10.9636 | 10.9636 | 10.9636 | 12.7484 | 58.6521 | 0 | 0 | 9.8185 | 20.5635 | 0 | 0 | 0 | 0 | 1038.1 | 31.1799 | 57.6071 | 0 | 0.5138 | 0 | 14.074 | 3.248 | 0 | 1177.883 | 246.5779 | -6.98 | 8.9279 | 7.395 | -1.78 | 15.5112 | 1.343 | 47.8101 | 2025-12-16 | 2025_12_16 Hr 03 | 106.6298 | 0.000401 | -1177.883 | -99.8148 | 353.5949 | 811.2382 | 93.6521 | 19.213 | 0 | 108.7325 | 118.6576 | 126.2048 | 23.1226 | 192.1628 | 286.6375 | 15.29 | 0 | 46.06 | 247.9653 | 0 | 0 | 0
2025_12_16 Hr 04 | 0 | 0 | 0 | 3.8622 | 3.8622 | 3.8116 | 3.8622 | 3.8622 | 3.8622 | 65.6409 | 0 | 0.084 | 39 | 0 | 96.0814 | 96.0814 | 286.6375 | 15.29 | 0.00697 | 0.084 | 0.03454 | 0 | 0 | 0.29046 | 0.2376 | 46.06 | 0 | 247.9653 | 0 | 0 | 0 | 0 | 18.6564 | 44.9347 | 0 | 0 | -106.4679 | 0.7527 | 12.832 | 0.1 | -1 | -4.2 | 14.3597 | 0 | 0 | 12.5363 | 12.5363 | 12.5363 | 12.5363 | 14.5771 | 56.6514 | 0 | 0 | 9.8185 | 20.5635 | 0 | 0 | 0 | 0 | 1051.13 | 31.5754 | 58.338 | 0 | 0.5138 | 0 | 14.074 | 3.248 | 0 | 1187.6 | 249.9174 | -6.98 | 8.9279 | 7.395 | -1.78 | 15.708 | 1.36 | 48.2812 | 2025-12-16 | 2025_12_16 Hr 04 | 108.1055 | 5.9e-05 | -1187.6 | -106.4679 | 367.9654 | 811.2382 | 95.6514 | 19.213 | 0 | 109.5291 | 130.8913 | 127.545 | 23.1226 | 192.1628 | 286.6375 | 15.29 | 0 | 46.06 | 247.9653 | 0 | 0 | 0
2025_12_16 Hr 05 | 0 | 0 | 0 | 3.8622 | 3.8622 | 3.8116 | 3.8622 | 3.8622 | 3.8622 | 83.4469 | 0 | 0.084 | 58 | 0 | 96.0814 | 96.0814 | 286.6375 | 15.29 | 0.00697 | 0.084 | 0.03454 | 0 | 0 | 0.29046 | 0.2376 | 46.06 | 0 | 247.9653 | 0 | 0 | 0 | 0 | 19.6679 | 47.371 | 0 | 0 | -244.2651 | 0.7527 | 12.832 | 0.05 | -1 | -4.2 | 14.3597 | 0 | 0 | 19.3429 | 19.3429 | 19.3429 | 19.3429 | 22.4917 | 55.5984 | 0 | 0 | 9.8185 | 20.5635 | 0 | 0 | 76.0131 | 0 | 1183.539 | 33.2874 | 61.501 | 0 | 0.5138 | 0 | 14.074 | 3.248 | 0 | 1205.958 | 273.6649 | -6.98 | 8.9279 | 7.395 | -1.78 | 16.5597 | 1.4338 | 50.8183 | 2025-12-16 | 2025_12_16 Hr 05 | 111.7175 | 0.00043 | -1205.958 | -244.2651 | 430.1608 | 887.2513 | 113.5984 | 19.213 | 0 | 112.977 | 183.8384 | 133.3454 | 23.1226 | 192.1628 | 286.6375 | 15.29 | 0 | 46.06 | 247.9653 | 0 | 76.0131 | 0
2025_12_16 Hr 06 | 0 | 0 | 0 | 3.8622 | 3.8622 | 3.8116 | 3.8622 | 3.8622 | 3.8622 | 116.031 | 0 | 0.084 | 72 | 0 | 96.0814 | 96.0814 | 286.6375 | 15.29 | 0.00697 | 0.084 | 0.03454 | 0 | 0 | 0.29046 | 0.2376 | 46.06 | 0 | 247.9653 | 0 | 0 | 0 | 0 | 21.519 | 51.8293 | 0 | 0 | -364.3423 | 0.7527 | 12.832 | 0 | -1 | -4.2 | 14.3597 | 0 | 0 | 31.7986 | 31.7986 | 31.7986 | 31.7986 | 36.9751 | 55.5984 | 0 | 0 | 9.8185 | 20.5635 | 0 | 69.7368 | 77.6894 | 0 | 1358.151 | 36.4203 | 67.2892 | 0 | 0.5138 | 0 | 14.074 | 3.248 | 0 | 1285.108 | 298.2794 | -6.98 | 8.9279 | 7.395 | -1.78 | 18.1182 | 1.5687 | 55.5219 | 2025-12-16 | 2025_12_16 Hr 06 | 128.0809 | 0.000391 | -1285.108 | -364.3423 | 543.975 | 958.6643 | 127.5984 | 19.213 | 0 | 119.2864 | 280.7286 | 143.9599 | 23.1226 | 192.1628 | 286.6375 | 15.29 | 0 | 46.06 | 247.9653 | 0 | 147.4261 | 0
2025_12_16 Hr 07 | 0 | 0 | 0 | 3.8622 | 3.8622 | 3.8116 | 3.8622 | 3.8622 | 3.8622 | 153.4204 | -14.3 | 0.084 | 74 | 0 | 96.0814 | 96.0814 | 285.811 | 15.21 | 0.00697 | 0.084 | 0.03454 | 0 | 0 | 0.29046 | 0.2376 | 46.06 | 0 | 247.9653 | 0 | 0 | 0 | 0 | 23.643 | 56.9452 | 0 | 0 | -379.2022 | 0.7527 | 12.832 | 0 | -1 | -4.2 | 14.3597 | 0 | 0 | 46.0912 | 46.0912 | 46.0912 | 46.0912 | 53.5944 | 57.5991 | 0 | 0 | 9.8185 | 20.5635 | 0 | 70.8723 | 77.3038 | 0 | 1476.414 | 40.0152 | 73.931 | 0 | 0.5138 | 0 | 14.074 | 3.248 | 0 | 1390.392 | 314.46 | -21.28 | 8.9279 | 7.395 | -1.78 | 19.9066 | 1.7236 | 59.8734 | 2025-12-16 | 2025_12_16 Hr 07 | 115.6213 | -0.000367 | -1390.392 | -379.2022 | 660.2739 | 958.5078 | 131.5991 | 19.213 | 0 | 126.5263 | 391.9078 | 141.8398 | 23.1226 | 192.1628 | 285.811 | 15.21 | 0 | 46.06 | 247.9653 | 0 | 148.1762 | 0
2025_12_16 Hr 08 | 0 | 0 | 0 | 3.8622 | 3.8622 | 3.8116 | 3.8622 | 3.8622 | 3.8622 | 173.4646 | -14.3 | 0.084 | 83 | 0 | 96.0814 | 96.0814 | 285.811 | 15.21 | 0.00697 | 0.084 | 0.03454 | 0 | 0 | 0.29046 | 0.2376 | 46.06 | 0 | 247.9653 | 0 | 0 | 0 | 0 | 24.7817 | 59.6877 | 0 | 0 | -413.9679 | 0.7527 | 12.832 | 0 | -1 | -4.2 | 14.3597 | 0 | 0 | 53.7534 | 53.7534 | 53.7534 | 53.7534 | 62.5039 | 58.6521 | 0 | 0 | 9.8185 | 20.5635 | 0 | 70.8723 | 77.3038 | 4.9164 | 1539.897 | 41.9423 | 77.4917 | 0 | 0.5138 | 0 | 14.074 | 3.248 | 0 | 1440.608 | 335.959 | -21.28 | 8.9279 | 7.395 | -1.78 | 20.8653 | 1.8066 | 62.3131 | 2025-12-16 | 2025_12_16 Hr 08 | 120.2843 | 0.000332 | -1440.608 | -413.9679 | 730.2869 | 958.5078 | 146.5685 | 19.213 | 0 | 130.4075 | 451.51 | 148.3694 | 23.1226 | 192.1628 | 285.811 | 15.21 | 0 | 46.06 | 247.9653 | 0 | 148.1762 | 0
2025_12_16 Hr 09 | 0.33996 | 0.00015 | 0.00423 | 3.8622 | 3.8622 | 3.8116 | 3.8622 | 3.8622 | 3.8622 | 168.001 | -14.3 | 0.084 | 86 | 0 | 96.0814 | 96.0814 | 285.811 | 15.21 | 0.00697 | 0.084 | 0.03454 | 0 | 0 | 0.29046 | 0.2376 | 46.06 | 0 | 247.9653 | 0 | 0 | 0 | 0 | 24.4713 | 58.9402 | 0 | 0 | -367.9081 | 0.7527 | 12.832 | 0 | -1 | -4.2 | 14.3597 | 0 | 0 | 51.6648 | 51.6648 | 51.6648 | 51.6648 | 60.0754 | 56.6514 | 0 | 0 | 9.8185 | 20.5635 | 0 | 70.8723 | 77.3038 | 5.9286 | 1522.597 | 41.417 | 76.5211 | 0 | 0.5138 | -0.33996 | 14.074 | 3.248 | 0 | 1469.6 | 336.5308 | -21.62 | 8.9279 | 7.395 | -1.78 | 20.604 | 1.7839 | 62.8514 | 2025-12-16 | 2025_12_16 Hr 09 | 121.7689 | 2.5e-05 | -1469.6 | -367.9081 | 711.2029 | 958.5078 | 148.5844 | 19.213 | 0 | 129.3496 | 435.2638 | 146.5896 | 23.1226 | 192.1628 | 285.811 | 15.21 | 0 | 46.06 | 247.9653 | 0 | 148.1762 | 0
2025_12_16 Hr 10 | 1.0315 | 0.001305 | 0.036801 | 3.8622 | 3.8622 | 3.8116 | 3.8622 | 3.8622 | 3.8622 | 162.7678 | -14.3 | 0.084 | 82 | 0 | 96.0814 | 96.0814 | 285.811 | 15.21 | 0.00697 | 0.084 | 0.03454 | 0 | 0 | 0.29046 | 0.2376 | 46.06 | 0 | 247.9653 | 0 | 0 | 0 | 0 | 24.174 | 58.2242 | 0 | 0 | -357.3501 | 0.7527 | 12.832 | 0 | -1 | -4.2 | 14.3597 | 0 | 0 | 49.6644 | 49.6644 | 49.6644 | 49.6644 | 57.7493 | 55.5984 | 0 | 0 | 9.8185 | 20.5635 | 0 | 70.8723 | 77.3038 | 9.9774 | 1506.055 | 40.9139 | 75.5915 | 0 | 0.5138 | -1.0315 | 14.074 | 3.248 | 0 | 1460.908 | 334.5145 | -22.3115 | 8.9279 | 7.395 | -1.78 | 20.3537 | 1.7623 | 62.3694 | 2025-12-16 | 2025_12_16 Hr 10 | 115.5675 | 0.000309 | -1460.908 | -357.3501 | 692.9237 | 958.5078 | 147.6139 | 19.213 | 0 | 128.3362 | 419.7026 | 144.8848 | 23.1226 | 192.1628 | 285.811 | 15.21 | 0 | 46.06 | 247.9653 | 0 | 148.1762 | 0
2025_12_16 Hr 11 | 1.3698 | 0.00141 | 0.039762 | 3.8622 | 3.8622 | 3.8116 | 3.8622 | 3.8622 | 3.8622 | 155.0332 | -14.3 | 0.084 | 71 | 0 | 96.0814 | 96.0814 | 285.811 | 15.21 | 0.00697 | 0.084 | 0.03454 | 0 | 0 | 0.29046 | 0.2376 | 46.06 | 0 | 247.9653 | 0 | 0 | 0 | 0 | 23.7346 | 57.1658 | 0 | 0 | -348.2782 | 0.7527 | 12.832 | 0 | -1 | -4.2 | 14.3597 | 0 | 0 | 46.7077 | 46.7077 | 46.7077 | 46.7077 | 54.3113 | 62.5482 | 0 | 0 | 9.8185 | 20.5635 | 0 | 70.8723 | 77.3038 | 35.8608 | 1481.561 | 40.1702 | 74.2175 | 0 | 0.5138 | -1.3698 | 14.074 | 3.248 | 0 | 1464.8 | 354.1665 | -22.6498 | 8.9279 | 7.395 | -1.78 | 19.9837 | 1.7302 | 62.4037 | 2025-12-16 | 2025_12_16 Hr 11 | 113.6446 | -4.6e-05 | -1464.8 | -348.2782 | 665.9071 | 958.5078 | 169.4502 | 19.213 | 0 | 126.8386 | 396.7034 | 142.3652 | 23.1226 | 192.1628 | 285.811 | 15.21 | 0 | 46.06 | 247.9653 | 0 | 148.1762 | 0
2025_12_16 Hr 12 | 2.4278 | 0.003765 | 0.10617 | 3.8622 | 3.8622 | 3.8116 | 3.8622 | 3.8622 | 3.8622 | 154.342 | -14.3 | 0.084 | 78 | 0 | 96.0814 | 96.0814 | 285.811 | 15.21 | 0.00697 | 0.084 | 0.03454 | 0 | 0 | 0.29046 | 0.2376 | 46.06 | 0 | 247.9653 | 0 | 0 | 0 | 0 | 23.6954 | 57.0713 | 0 | 0 | -342.4269 | 0.7527 | 12.832 | 0 | -1 | -4.2 | 14.3597 | 0 | 0 | 46.4435 | 46.4435 | 46.4435 | 46.4435 | 54.0041 | 70.551 | 0 | 0 | 9.8185 | 20.5635 | 0 | 70.8723 | 77.3038 | 58.8522 | 1479.439 | 40.1038 | 74.0947 | 0 | 0.5138 | -2.4278 | 14.074 | 3.248 | 0 | 1506.3 | 392.9959 | -23.7078 | 8.9279 | 7.395 | -1.78 | 19.9507 | 1.7274 | 63.9648 | 2025-12-16 | 2025_12_16 Hr 12 | 105.4695 | -1.3e-05 | -1506.3 | -342.4269 | 663.4929 | 958.5078 | 207.5131 | 19.213 | 0 | 126.7047 | 394.6481 | 142.1401 | 23.1226 | 192.1628 | 285.811 | 15.21 | 0 | 46.06 | 247.9653 | 0 | 148.1762 | 0
2025_12_16 Hr 13 | 1.0315 | 0.00888 | 0.25042 | 3.8622 | 3.8622 | 3.8116 | 3.8622 | 3.8622 | 3.8622 | 147.7264 | -14.3 | 0.084 | 81 | 0 | 96.0814 | 96.0814 | 285.811 | 15.21 | 0.00697 | 0.084 | 0.03454 | 0 | 0 | 0.29046 | 0.2376 | 46.06 | 0 | 247.9653 | 0 | 0 | 0 | 0 | 23.3195 | 56.1661 | 0 | 0 | -325.5452 | 0.7527 | 12.832 | 0 | -1 | -4.2 | 14.3597 | 0 | 0 | 43.9146 | 43.9146 | 43.9146 | 43.9146 | 51.0635 | 73.4994 | 0 | 0 | 9.8185 | 20.5635 | 0 | 70.8723 | 77.3038 | 61.8888 | 1458.63 | 39.4677 | 72.9196 | 0 | 0.5138 | -1.0315 | 14.074 | 3.248 | 0 | 1509.208 | 398.4346 | -22.3115 | 8.9279 | 7.395 | -1.78 | 19.6342 | 1.7 | 63.8575 | 2025-12-16 | 2025_12_16 Hr 13 | 112.7161 | 0.000288 | -1509.208 | -325.5452 | 640.3852 | 958.5078 | 216.6475 | 19.213 | 0 | 125.4237 | 374.9764 | 139.985 | 23.1226 | 192.1628 | 285.811 | 15.21 | 0 | 46.06 | 247.9653 | 0 | 148.1762 | 0
2025_12_16 Hr 14 | 1.728 | 0.010395 | 0.29314 | 3.8622 | 3.8622 | 3.8116 | 3.8622 | 3.8622 | 3.8622 | 146.5745 | -14.3 | 0.084 | 80 | 0 | 96.0814 | 96.0814 | 285.811 | 15.21 | 0.00697 | 0.084 | 0.03454 | 0 | 0 | 0.29046 | 0.2376 | 46.06 | 0 | 247.9653 | 0 | 0 | 0 | 0 | 23.2541 | 56.0085 | 0 | 0 | -334.735 | 0.7527 | 12.832 | 0 | -1 | -4.2 | 14.3597 | 0 | 0 | 43.4743 | 43.4743 | 43.4743 | 43.4743 | 50.5515 | 67.4973 | 0 | 0 | 9.8185 | 20.5635 | 0 | 70.8723 | 77.3038 | 63.7686 | 1455.025 | 39.3569 | 72.7149 | 0 | 0.5138 | -1.728 | 14.074 | 3.248 | 0 | 1490.917 | 393.6351 | -23.008 | 8.9279 | 7.395 | -1.78 | 19.5791 | 1.6952 | 63.2564 | 2025-12-16 | 2025_12_16 Hr 14 | 118.7139 | -0.000265 | -1490.917 | -334.735 | 636.3615 | 958.5078 | 211.5694 | 19.213 | 0 | 125.2007 | 371.5511 | 139.6097 | 23.1226 | 192.1628 | 285.811 | 15.21 | 0 | 46.06 | 247.9653 | 0 | 148.1762 | 0
2025_12_16 Hr 15 | 1.0315 | 0.00759 | 0.21404 | 3.8622 | 3.8622 | 3.8116 | 3.8622 | 3.8622 | 3.8622 | 146.3441 | -14.3 | 0.084 | 75 | 0 | 96.0814 | 96.0814 | 285.811 | 15.21 | 0.00697 | 0.084 | 0.03454 | 0 | 0 | 0.29046 | 0.2376 | 46.06 | 3.0222 | 247.9653 | 0 | 0 | 0 | 0 | 23.241 | 55.977 | 0 | 0 | -348.2381 | 0.7527 | 12.832 | 0 | -1 | -4.2 | 14.3597 | 0 | 0 | 43.3862 | 43.3862 | 43.3862 | 43.3862 | 50.4491 | 62.5482 | 0 | 0 | 9.8185 | 20.5635 | 0 | 70.8723 | 77.3038 | 63.7686 | 1457.238 | 39.3348 | 72.674 | 0 | 0.5138 | -1.0315 | 14.074 | 3.248 | 0 | 1469.6 | 382.9116 | -22.3115 | 8.9279 | 7.395 | -1.78 | 19.5681 | 1.6943 | 62.5926 | 2025-12-16 | 2025_12_16 Hr 15 | 121.9234 | 5.1e-05 | -1469.6 | -348.2381 | 635.5567 | 961.53 | 201.5384 | 19.213 | 0 | 125.1561 | 370.866 | 139.5347 | 23.1226 | 192.1628 | 285.811 | 15.21 | 3.0222 | 46.06 | 247.9653 | 0 | 148.1762 | 0
2025_12_16 Hr 16 | 0.3383 | 0.00429 | 0.12098 | 3.8622 | 3.8622 | 3.8116 | 3.8622 | 3.8622 | 3.8622 | 144.7643 | -14.3 | 0.084 | 73 | 0 | 96.0814 | 96.0814 | 285.811 | 15.21 | 0.00697 | 0.084 | 0.03454 | 0 | 0 | 0.29046 | 0.2376 | 46.06 | 7.2532 | 247.9653 | 0 | 0 | 0 | 0 | 23.1513 | 55.7608 | 0 | 0 | -333.8932 | 0.7527 | 12.832 | 0 | -1 | -4.2 | 14.3597 | 0 | 0 | 42.7823 | 42.7823 | 42.7823 | 42.7823 | 49.7468 | 58.6521 | 0 | 0 | 9.8185 | 20.5635 | 0 | 70.8723 | 77.3038 | 54.8034 | 1456.372 | 39.1829 | 72.3934 | 0 | 0.5138 | -0.3383 | 14.074 | 3.248 | 0 | 1467.7 | 366.8392 | -21.6183 | 8.9279 | 7.395 | -1.78 | 19.4926 | 1.6877 | 62.3289 | 2025-12-16 | 2025_12_16 Hr 16 | 134.6089 | 0.000117 | -1467.7 | -333.8932 | 630.0385 | 965.761 | 186.5808 | 19.213 | 0 | 124.8501 | 366.1683 | 139.02 | 23.1226 | 192.1628 | 285.811 | 15.21 | 7.2532 | 46.06 | 247.9653 | 0 | 148.1762 | 0
2025_12_16 Hr 17 | 0 | 0.00264 | 0.074448 | 3.8622 | 3.8622 | 3.8116 | 3.8622 | 3.8622 | 3.8622 | 167.3427 | -14.3 | 0.084 | 77 | 0 | 96.0814 | 96.0814 | 285.811 | 15.21 | 0.00697 | 0.084 | 0.03454 | 0 | 0 | 0.29046 | 0.2376 | 46.06 | 7.2532 | 247.9653 | 0 | 0 | 0 | 0 | 24.4339 | 58.8501 | 0 | 0 | -362.5934 | 0.7527 | 12.832 | 0 | -1 | -4.2 | 14.3597 | 0 | 0 | 51.4132 | 51.4132 | 51.4132 | 51.4132 | 59.7828 | 56.6514 | 0 | 0 | 9.8185 | 20.5635 | 0 | 70.8723 | 77.3038 | 26.8956 | 1527.836 | 41.3537 | 76.4042 | 0 | 0.5138 | 0 | 14.074 | 3.248 | 0 | 1491.908 | 347.9459 | -21.28 | 8.9279 | 7.395 | -1.78 | 20.5725 | 1.7812 | 63.6621 | 2025-12-16 | 2025_12_16 Hr 17 | 137.2694 | 0.000351 | -1491.908 | -362.5934 | 708.9036 | 965.761 | 160.6241 | 19.213 | 0 | 129.2221 | 433.3064 | 146.3751 | 23.1226 | 192.1628 | 285.811 | 15.21 | 7.2532 | 46.06 | 247.9653 | 0 | 148.1762 | 0
2025_12_16 Hr 18 | 0 | 0.000135 | 0.003807 | 3.8622 | 3.8622 | 3.8116 | 3.8622 | 3.8622 | 3.8622 | 178.5003 | -14.3 | 0.084 | 81 | 0 | 96.0814 | 96.0814 | 285.811 | 15.21 | 0.00697 | 0.084 | 0.03454 | 0 | 0 | 0.29046 | 0.2376 | 46.06 | 7.2532 | 247.9653 | 0 | 0 | 0 | 0 | 25.0678 | 60.3768 | 0 | 0 | -351.8292 | 0.7527 | 12.832 | 0 | -1 | -4.2 | 14.3597 | 0 | 0 | 55.6783 | 55.6783 | 55.6783 | 55.6783 | 64.7422 | 48.6486 | 0 | 0 | 9.8185 | 20.5635 | 0 | 70.8723 | 77.3038 | 14.0262 | 1563.103 | 42.4265 | 78.3862 | 0 | 0.5138 | 0 | 14.074 | 3.248 | 0 | 1524.7 | 334.7058 | -21.28 | 8.9279 | 7.395 | -1.78 | 21.1062 | 1.8274 | 64.8149 | 2025-12-16 | 2025_12_16 Hr 18 | 144.1806 | -1.8e-05 | -1524.7 | -351.8292 | 747.8764 | 965.761 | 143.6787 | 19.213 | 0 | 131.3826 | 466.484 | 150.0098 | 23.1226 | 192.1628 | 285.811 | 15.21 | 7.2532 | 46.06 | 247.9653 | 0 | 148.1762 | 0
2025_12_16 Hr 19 | 0 | 0 | 0 | 3.8622 | 3.8622 | 3.8116 | 3.8622 | 3.8622 | 3.8622 | 171.6544 | -14.3 | 0.084 | 84 | 0 | 96.0814 | 96.0814 | 285.811 | 15.21 | 0.00697 | 0.084 | 0.03454 | 0 | 0 | 0.29046 | 0.2376 | 46.06 | 7.2532 | 247.9653 | 0 | 0 | 0 | 0 | 24.6789 | 59.4401 | 0 | 0 | -351.964 | 0.7527 | 12.832 | 0 | -1 | -4.2 | 14.3597 | 0 | 0 | 53.0614 | 53.0614 | 53.0614 | 53.0614 | 61.6993 | 48.6486 | 0 | 0 | 9.8185 | 20.5635 | 0 | 70.8723 | 77.3038 | 9.9774 | 1541.417 | 41.7683 | 77.1701 | 0 | 0.5138 | 0 | 14.074 | 3.248 | 0 | 1499.6 | 331.4268 | -21.28 | 8.9279 | 7.395 | -1.78 | 20.7787 | 1.7991 | 63.8258 | 2025-12-16 | 2025_12_16 Hr 19 | 142.9816 | -1e-06 | -1499.6 | -351.964 | 723.9639 | 965.761 | 142.626 | 19.213 | 0 | 130.057 | 446.1273 | 147.7797 | 23.1226 | 192.1628 | 285.811 | 15.21 | 7.2532 | 46.06 | 247.9653 | 0 | 148.1762 | 0
2025_12_16 Hr 20 | 0 | 0 | 0 | 3.8622 | 3.8622 | 3.8116 | 3.8622 | 3.8622 | 3.8622 | 159.8056 | -14.3 | 0.084 | 84 | 0 | 96.0814 | 96.0814 | 285.811 | 15.21 | 0.00697 | 0.084 | 0.03454 | 0 | 0 | 0.29046 | 0.2376 | 46.06 | 7.2532 | 247.9653 | 0 | 0 | 0 | 0 | 24.0057 | 57.8188 | 0 | 0 | -320.5265 | 0.7527 | 12.832 | 0 | -1 | -4.2 | 14.3597 | 0 | 0 | 48.532 | 48.532 | 48.532 | 48.532 | 56.4326 | 50.6493 | 0 | 0 | 9.8185 | 20.5635 | 0 | 70.8723 | 77.3038 | 14.0262 | 1503.89 | 40.6291 | 75.0653 | 0 | 0.5138 | 0 | 14.074 | 3.248 | 0 | 1495.7 | 333.6164 | -21.28 | 8.9279 | 7.395 | -1.78 | 20.212 | 1.75 | 63.2582 | 2025-12-16 | 2025_12_16 Hr 20 | 167.2215 | -5e-05 | -1495.7 | -320.5265 | 682.5769 | 965.761 | 148.6755 | 19.213 | 0 | 127.7627 | 410.8944 | 143.9199 | 23.1226 | 192.1628 | 285.811 | 15.21 | 7.2532 | 46.06 | 247.9653 | 0 | 148.1762 | 0
2025_12_16 Hr 21 | 0 | 0 | 0 | 3.8622 | 3.8622 | 3.8116 | 3.8622 | 3.8622 | 3.8622 | 152.071 | -14.3 | 0.084 | 89 | 0 | 96.0814 | 96.0814 | 285.811 | 15.21 | 0.00697 | 0.084 | 0.03454 | 0 | 0 | 0.29046 | 0.2376 | 46.06 | 7.2532 | 247.9653 | 0 | 0 | 0 | 0 | 23.5663 | 56.7606 | 0 | 0 | -329.4818 | 0.7527 | 12.832 | 0 | -1 | -4.2 | 14.3597 | 0 | 0 | 45.5754 | 45.5754 | 45.5754 | 45.5754 | 52.9946 | 47.7009 | 0 | 0 | 9.8185 | 20.5635 | 0 | 70.8723 | 77.3038 | 19.9548 | 1479.393 | 39.8854 | 73.6913 | 0 | 0.5138 | 0 | 14.074 | 3.248 | 0 | 1467.708 | 339.077 | -21.28 | 8.9279 | 7.395 | -1.78 | 19.842 | 1.718 | 62.2711 | 2025-12-16 | 2025_12_16 Hr 21 | 139.017 | 0.000348 | -1467.708 | -329.4818 | 655.5604 | 965.761 | 156.6557 | 19.213 | 0 | 126.265 | 387.8952 | 141.4003 | 23.1226 | 192.1628 | 285.811 | 15.21 | 7.2532 | 46.06 | 247.9653 | 0 | 148.1762 | 0
2025_12_16 Hr 22 | 0 | 0 | 0 | 3.8622 | 3.8622 | 3.8116 | 3.8622 | 3.8622 | 3.8622 | 127.1886 | -14.3 | 0.084 | 93 | 0 | 96.0814 | 96.0814 | 285.811 | 15.21 | 0.00697 | 0.084 | 0.03454 | 0 | 0 | 0.29046 | 0.2376 | 46.06 | 7.2532 | 247.9653 | 0 | 0 | 0 | 0 | 22.1528 | 53.356 | 0 | 0 | -304.8588 | 0.7527 | 12.832 | 0 | -1 | -4.2 | 14.3597 | 0 | 0 | 36.0637 | 36.0637 | 36.0637 | 36.0637 | 41.9346 | 47.7009 | 0 | 0 | 9.8185 | 20.5635 | 0 | 70.8723 | 77.3038 | 30.9444 | 1400.586 | 37.493 | 69.2712 | 0 | 0.5138 | 0 | 14.074 | 3.248 | 0 | 1420.408 | 345.961 | -21.28 | 8.9279 | 7.395 | -1.78 | 18.6519 | 1.6149 | 60.08 | 2025-12-16 | 2025_12_16 Hr 22 | 134.7046 | 0.000322 | -1420.408 | -304.8588 | 568.6478 | 965.761 | 171.6453 | 19.213 | 0 | 121.4469 | 313.9062 | 133.2946 | 23.1226 | 192.1628 | 285.811 | 15.21 | 7.2532 | 46.06 | 247.9653 | 0 | 148.1762 | 0
2025_12_16 Hr 23 | 0 | 0 | 0 | 3.8622 | 3.8622 | 3.8116 | 3.8622 | 3.8622 | 3.8622 | 101.9112 | 0 | 0.084 | 93 | 0 | 96.0814 | 96.0814 | 286.6375 | 15.29 | 0.00697 | 0.084 | 0.03454 | 0 | 0 | 0.29046 | 0.2376 | 46.06 | 7.2532 | 247.9653 | 0 | 0 | 0 | 0 | 20.7168 | 49.8974 | 0 | 0 | -292.7162 | 0.7527 | 12.832 | 0 | -1 | -4.2 | 14.3597 | 0 | 0 | 26.4011 | 26.4011 | 26.4011 | 26.4011 | 30.699 | 42.7518 | 0 | 0 | 9.8185 | 20.5635 | 0 | 71.2258 | 77.6894 | 15.906 | 1322.174 | 35.0627 | 64.781 | 0 | 0.5138 | 0 | 14.074 | 3.248 | 0 | 1340.217 | 317.7392 | -6.98 | 8.9279 | 7.395 | -1.78 | 17.4429 | 1.5103 | 56.7548 | 2025-12-16 | 2025_12_16 Hr 23 | 156.0167 | -0.000389 | -1340.217 | -292.7162 | 494.6555 | 967.4065 | 151.6578 | 19.213 | 0 | 116.5523 | 238.7428 | 139.3603 | 23.1226 | 192.1628 | 286.6375 | 15.29 | 7.2532 | 46.06 | 247.9653 | 0 | 148.9151 | 0
2025_12_16 Hr 24 | 0 | 0 | 0 | 3.8622 | 3.8622 | 3.8116 | 3.8622 | 3.8622 | 3.8622 | 83.6773 | 0 | 0.084 | 91 | 0 | 96.0814 | 96.0814 | 286.6375 | 15.29 | 0.00697 | 0.084 | 0.03454 | 0 | 0 | 0.29046 | 0.2376 | 46.06 | 7.2532 | 247.9653 | 0 | 0 | 0 | 0 | 19.681 | 47.4025 | 0 | 0 | -287.8348 | 0.7527 | 12.832 | 0 | -1 | -4.2 | 14.3597 | 0 | 0 | 19.431 | 19.431 | 19.431 | 19.431 | 22.5942 | 42.7518 | 0 | 0 | 9.8185 | 20.5635 | 0 | 71.2258 | 77.6894 | 10.9896 | 1264.423 | 33.3096 | 61.542 | 0 | 0.5138 | 0 | 14.074 | 3.248 | 0 | 1274.492 | 304.883 | -6.98 | 8.9279 | 7.395 | -1.78 | 16.5707 | 1.4347 | 54.0962 | 2025-12-16 | 2025_12_16 Hr 24 | 134.1494 | -0.000302 | -1274.492 | -287.8348 | 430.9656 | 967.4065 | 144.7414 | 19.213 | 0 | 113.0216 | 184.5234 | 133.4205 | 23.1226 | 192.1628 | 286.6375 | 15.29 | 7.2532 | 46.06 | 247.9653 | 0 | 148.9151 | 0
2025_12_17 Hr 01 | 0 | 0 | 0 | 3.8622 | 3.8622 | 3.8116 | 3.8622 | 3.8622 | 3.8622 | 75.9347 | 0 | 0.084 | 91 | 0 | 96.0814 | 96.0814 | 286.6375 | 15.29 | 0.00697 | 0.084 | 0.03454 | 0 | 0 | 0.29046 | 0.2376 | 46.06 | 0 | 247.9653 | 0 | 0 | 0 | 0 | 19.3986 | 46.6968 | 0 | 0 | -299.0802 | 0.7527 | 12.8415 | 0 | -1 | -4.2 | 14.3843 | 0 | 0 | 16.751 | 16.751 | 16.751 | 16.751 | 19.478 | 45.7002 | 0 | 0 | 9.8169 | 20.311 | 0 | 71.2258 | 77.6894 | 44.826 | 1234.635 | 32.3187 | 59.7347 | 0 | 0.5138 | 0 | 14.074 | 3.248 | 0 | 1266.683 | 338.1085 | -6.98 | 8.9267 | 7.395 | -1.78 | 16.1041 | 1.3928 | 53.9359 | 2025-12-17 | 2025_12_17 Hr 01 | 114.436 | 0.000369 | -1266.683 | -299.0802 | 404.8711 | 960.1533 | 181.5262 | 19.213 | 0 | 112.0649 | 162.9449 | 129.8612 | 23.1226 | 192.1628 | 286.6375 | 15.29 | 0 | 46.06 | 247.9653 | 0 | 148.9151 | 0
2025_12_17 Hr 02 | 0 | 0 | 0 | 3.8622 | 3.8622 | 3.8116 | 3.8622 | 3.8622 | 3.8622 | 70.9869 | 0 | 0.084 | 61 | 0 | 96.0814 | 96.0814 | 286.6375 | 15.29 | 0.00697 | 0.084 | 0.03454 | 0 | 0 | 0.29046 | 0.2376 | 46.06 | 0 | 247.9653 | 0 | 0 | 0 | 0 | 19.1095 | 46.0009 | 0 | 0 | -240.6979 | 0.7527 | 12.8415 | 0 | -1 | -4.2 | 14.3843 | 0 | 0 | 14.8641 | 14.8641 | 14.8641 | 14.8641 | 17.2839 | 41.6988 | 0 | 0 | 9.8169 | 20.311 | 0 | 71.2258 | 77.6894 | 32.9688 | 1218.961 | 31.8371 | 58.8445 | 0 | 0.5138 | 0 | 14.074 | 3.248 | 0 | 1261.9 | 290.6174 | -6.98 | 8.9267 | 7.395 | -1.78 | 15.8641 | 1.3721 | 52.9789 | 2025-12-17 | 2025_12_17 Hr 02 | 116.1213 | 4.3e-05 | -1261.9 | -240.6979 | 387.564 | 960.1533 | 135.6676 | 19.213 | 0 | 111.08 | 148.2553 | 128.2287 | 23.1226 | 192.1628 | 286.6375 | 15.29 | 0 | 46.06 | 247.9653 | 0 | 148.9151 | 0
2025_12_17 Hr 03 | 0 | 0 | 0 | 3.8622 | 3.8622 | 3.8116 | 3.8622 | 3.8622 | 3.8622 | 70.9869 | 0 | 0.084 | 83 | 0 | 96.0814 | 96.0814 | 286.6375 | 15.29 | 0.00697 | 0.084 | 0.03454 | 0 | 0 | 0.29046 | 0.2376 | 46.06 | 0 | 247.9653 | 0 | 0 | 0 | 0 | 19.1095 | 46.0009 | 0 | 0 | -272.8881 | 0.7527 | 12.8415 | 0 | -1 | -4.2 | 14.3843 | 0 | 0 | 14.8641 | 14.8641 | 14.8641 | 14.8641 | 17.2839 | 36.7497 | 0 | 0 | 9.8169 | 20.311 | 0 | 71.2258 | 77.6894 | 22.9914 | 1218.961 | 31.8371 | 58.8445 | 0 | 0.5138 | 0 | 14.074 | 3.248 | 0 | 1236.783 | 297.6909 | -6.98 | 8.9267 | 7.395 | -1.78 | 15.8641 | 1.3721 | 52.411 | 2025-12-17 | 2025_12_17 Hr 03 | 118.9649 | 0.000343 | -1236.783 | -272.8881 | 387.564 | 960.1533 | 142.7411 | 19.213 | 0 | 111.08 | 148.2553 | 128.2287 | 23.1226 | 192.1628 | 286.6375 | 15.29 | 0 | 46.06 | 247.9653 | 0 | 148.9151 | 0
2025_12_17 Hr 04 | 0 | 0 | 0 | 3.8622 | 3.8622 | 3.8116 | 3.8622 | 3.8622 | 3.8622 | 70.3033 | 0 | 0.084 | 79 | 0 | 96.0814 | 96.0814 | 286.6375 | 15.29 | 0.00697 | 0.084 | 0.03454 | 0 | 0 | 0.29046 | 0.2376 | 46.06 | 0 | 247.9653 | 0 | 0 | 0 | 0 | 19.0696 | 45.9048 | 0 | 0 | -266.7086 | 0.7527 | 12.8415 | 0 | -1 | -4.2 | 14.3843 | 0 | 0 | 14.6034 | 14.6034 | 14.6034 | 14.6034 | 16.9807 | 36.7497 | 0 | 0 | 9.8169 | 20.311 | 0 | 71.2258 | 77.6894 | 33.8364 | 1216.795 | 31.7705 | 58.7215 | 0 | 0.5138 | 0 | 14.074 | 3.248 | 0 | 1247.417 | 304.3104 | -6.98 | 8.9267 | 7.395 | -1.78 | 15.8309 | 1.3692 | 52.7495 | 2025-12-17 | 2025_12_17 Hr 04 | 123.4501 | -0.000235 | -1247.417 | -266.7086 | 385.173 | 960.1533 | 149.5861 | 19.213 | 0 | 110.9439 | 146.2259 | 128.0032 | 23.1226 | 192.1628 | 286.6375 | 15.29 | 0 | 46.06 | 247.9653 | 0 | 148.9151 | 0
2025_12_17 Hr 05 | 0 | 0 | 0 | 3.8622 | 3.8622 | 3.8116 | 3.8622 | 3.8622 | 3.8622 | 78.0505 | 0 | 0.084 | 91 | 0 | 96.0814 | 96.0814 | 286.6375 | 15.29 | 0.00697 | 0.084 | 0.03454 | 0 | 0 | 0.29046 | 0.2376 | 46.06 | 0 | 247.9653 | 0 | 0 | 0 | 0 | 19.5222 | 46.9944 | 0 | 0 | -291.9911 | 0.7527 | 12.8415 | 0 | -1 | -4.2 | 14.3843 | 0 | 0 | 17.558 | 17.558 | 17.558 | 17.558 | 20.4162 | 36.7497 | 0 | 0 | 9.8169 | 20.311 | 0 | 71.2258 | 77.6894 | 51.9114 | 1241.338 | 32.5246 | 60.1153 | 0 | 0.5138 | 0 | 14.074 | 3.248 | 0 | 1279.308 | 336.9415 | -6.98 | 8.9267 | 7.395 | -1.78 | 16.2067 | 1.4017 | 54.341 | 2025-12-17 | 2025_12_17 Hr 05 | 127.7287 | 0.000375 | -1279.308 | -291.9911 | 412.2721 | 960.1533 | 179.6611 | 19.213 | 0 | 112.4861 | 169.2266 | 130.5594 | 23.1226 | 192.1628 | 286.6375 | 15.29 | 0 | 46.06 | 247.9653 | 0 | 148.9151 | 0
2025_12_17 Hr 06 | 0 | 0 | 0 | 3.8622 | 3.8622 | 3.8116 | 3.8622 | 3.8622 | 3.8622 | 112.5222 | 0 | 0.084 | 91 | 0 | 96.0814 | 96.0814 | 286.6375 | 15.29 | 0.00697 | 0.084 | 0.03454 | 0 | 0 | 0.29046 | 0.2376 | 46.06 | 0.60485 | 247.9653 | 0 | 0 | 0 | 0 | 21.5363 | 51.8426 | 0 | 0 | -325.8254 | 0.7527 | 12.8415 | 0 | -1 | -4.2 | 14.3843 | 0 | 0 | 30.7043 | 30.7043 | 30.7043 | 30.7043 | 35.7027 | 37.6974 | 0 | 0 | 9.8169 | 20.311 | 0 | 71.2258 | 77.6894 | 40.9218 | 1351.149 | 35.8801 | 66.3172 | 0 | 0.5138 | 0 | 14.074 | 3.248 | 0 | 1356.617 | 338.2735 | -6.98 | 8.9267 | 7.395 | -1.78 | 17.8787 | 1.5463 | 57.8378 | 2025-12-17 | 2025_12_17 Hr 06 | 143.9261 | -0.0002134 | -1356.617 | -325.8254 | 532.8518 | 960.7582 | 169.6192 | 19.213 | 0 | 119.3484 | 271.5702 | 141.9333 | 23.1226 | 192.1628 | 286.6375 | 15.29 | 0.60485 | 46.06 | 247.9653 | 0 | 148.9151 | 0
2025_12_17 Hr 07 | 0 | 0 | 0 | 3.8622 | 3.8622 | 3.8116 | 3.8622 | 3.8622 | 3.8622 | 146.115 | -14.3 | 0.084 | 89 | 0 | 96.0814 | 96.0814 | 285.811 | 15.21 | 0.00697 | 0.084 | 0.03454 | 0 | 0 | 0.29046 | 0.2376 | 46.06 | 0 | 247.9653 | 0 | 0 | 0 | 0 | 23.499 | 56.5672 | 0 | 0 | -301.1707 | 0.7527 | 12.8415 | 0 | -1 | -4.2 | 14.3843 | 0 | 0 | 43.5155 | 43.5155 | 43.5155 | 43.5155 | 50.5994 | 42.7518 | 0 | 0 | 9.8169 | 20.311 | 0 | 70.8723 | 77.3038 | 6.9408 | 1455.32 | 39.15 | 72.361 | 0 | 0.5138 | 0 | 14.074 | 3.248 | 0 | 1451.3 | 318.4308 | -21.28 | 8.9267 | 7.395 | -1.78 | 19.508 | 1.6872 | 61.2509 | 2025-12-17 | 2025_12_17 Hr 07 | 143.8342 | 6e-06 | -1451.3 | -301.1707 | 636.0573 | 958.5078 | 138.6926 | 19.213 | 0 | 126.0357 | 371.3044 | 138.7172 | 23.1226 | 192.1628 | 285.811 | 15.21 | 0 | 46.06 | 247.9653 | 0 | 148.1762 | 0
2025_12_17 Hr 08 | 0 | 0 | 0 | 3.8622 | 3.8622 | 3.8116 | 3.8622 | 3.8622 | 3.8622 | 164.4087 | -14.3 | 0.084 | 90 | 0 | 96.0814 | 96.0814 | 285.811 | 15.21 | 0.00697 | 0.084 | 0.03454 | 0 | 0 | 0.29046 | 0.2376 | 46.06 | 1.2089 | 247.9653 | 0 | 0 | 0 | 0 | 24.5678 | 59.1401 | 0 | 0 | -292.1109 | 0.7527 | 12.8415 | 0 | -1 | -4.2 | 14.3843 | 0 | 0 | 50.4921 | 50.4921 | 50.4921 | 50.4921 | 58.7118 | 47.7009 | 0 | 0 | 9.8169 | 20.311 | 0 | 70.8723 | 77.3038 | 2.0244 | 1514.483 | 40.9307 | 75.6522 | 0 | 0.5138 | 0 | 14.074 | 3.248 | 0 | 1526.592 | 325.4995 | -21.28 | 8.9267 | 7.395 | -1.78 | 20.3953 | 1.764 | 64.1038 | 2025-12-17 | 2025_12_17 Hr 08 | 139.6886 | -0.000291 | -1526.592 | -292.1109 | 700.0476 | 959.7167 | 139.7253 | 19.213 | 0 | 129.6774 | 425.617 | 144.7532 | 23.1226 | 192.1628 | 285.811 | 15.21 | 1.2089 | 46.06 | 247.9653 | 0 | 148.1762 | 0
2025_12_17 Hr 09 | 0.33996 | 0.000435 | 0.012267 | 3.8622 | 3.8622 | 3.8116 | 3.8622 | 3.8622 | 3.8622 | 164.1809 | -14.3 | 0.084 | 89 | 0 | 96.0814 | 96.0814 | 285.811 | 15.21 | 0.00697 | 0.084 | 0.03454 | 0 | 0 | 0.29046 | 0.2376 | 46.06 | 1.8133 | 247.9653 | 0 | 0 | 0 | 0 | 24.5545 | 59.1081 | 0 | 0 | -257.9582 | 0.7527 | 12.8415 | 0 | -1 | -4.2 | 14.3843 | 0 | 0 | 50.4052 | 50.4052 | 50.4052 | 50.4052 | 58.6107 | 48.6486 | 0 | 0 | 9.8169 | 20.311 | 0 | 70.8723 | 77.3038 | 1.0122 | 1514.378 | 40.9085 | 75.6112 | 0 | 0.5138 | -0.33996 | 14.074 | 3.248 | 0 | 1559.5 | 324.7003 | -21.62 | 8.9267 | 7.395 | -1.78 | 20.3843 | 1.763 | 64.9534 | 2025-12-17 | 2025_12_17 Hr 09 | 142.1715 | 6e-05 | -1559.5 | -257.9582 | 699.2506 | 960.3211 | 138.6735 | 19.213 | 0 | 129.6321 | 424.9406 | 144.678 | 23.1226 | 192.1628 | 285.811 | 15.21 | 1.8133 | 46.06 | 247.9653 | 0 | 148.1762 | 0
2025_12_17 Hr 10 | 5.8705 | 0.0042 | 0.11844 | 3.8622 | 3.8622 | 3.8116 | 3.8622 | 3.8622 | 3.8622 | 152.4625 | -14.3 | 0.084 | 79 | 0 | 96.0814 | 96.0814 | 285.811 | 15.21 | 0.00697 | 0.084 | 0.03454 | 0 | 0 | 0.29046 | 0.2376 | 46.06 | 0 | 247.9653 | 0 | 0 | 0 | 0 | 23.8698 | 57.46 | 0 | 0 | -162.9061 | 0.7527 | 12.8415 | 0 | -1 | -4.2 | 14.3843 | 0 | 0 | 45.9362 | 45.9362 | 45.9362 | 45.9362 | 53.4142 | 51.7023 | 0 | 0 | 9.8169 | 20.311 | 0 | 70.8723 | 77.3038 | 0 | 1475.547 | 39.7678 | 73.5029 | 0 | 0.5138 | -5.8705 | 14.074 | 3.248 | 0 | 1603.9 | 318.4096 | -27.1505 | 8.9267 | 7.395 | -1.78 | 19.8159 | 1.7139 | 65.4553 | 2025-12-17 | 2025_12_17 Hr 10 | 137.7771 | 1.4e-05 | -1603.9 | -162.9061 | 658.2603 | 958.5078 | 130.8249 | 19.213 | 0 | 127.2993 | 390.1495 | 140.8115 | 23.1226 | 192.1628 | 285.811 | 15.21 | 0 | 46.06 | 247.9653 | 0 | 148.1762 | 0
2025_12_17 Hr 11 | 7.6001 | 0.00843 | 0.23773 | 3.8622 | 3.8622 | 3.8116 | 3.8622 | 3.8622 | 3.8622 | 150.2164 | -14.3 | 0.084 | 64 | 0 | 96.0814 | 96.0814 | 285.811 | 15.21 | 0.00697 | 0.084 | 0.03454 | 0 | 0 | 0.29046 | 0.2376 | 46.06 | 0 | 247.9653 | 0 | 0 | 0 | 0 | 23.7386 | 57.1441 | 0 | 0 | -146.8118 | 0.7527 | 12.8415 | 0 | -1 | -4.2 | 14.3843 | 0 | 0 | 45.0796 | 45.0796 | 45.0796 | 45.0796 | 52.4182 | 50.6493 | 0 | 0 | 9.8169 | 20.311 | 0 | 70.8723 | 77.3038 | 0 | 1468.551 | 39.5492 | 73.0989 | 0 | 0.5138 | -7.6001 | 14.074 | 3.248 | 0 | 1596.208 | 303.3494 | -28.8801 | 8.9267 | 7.395 | -1.78 | 19.707 | 1.7045 | 64.94 | 2025-12-17 | 2025_12_17 Hr 11 | 128.5811 | 0.000288 | -1596.208 | -146.8118 | 650.4038 | 958.5078 | 114.8955 | 19.213 | 0 | 126.8522 | 383.4812 | 140.0704 | 23.1226 | 192.1628 | 285.811 | 15.21 | 0 | 46.06 | 247.9653 | 0 | 148.1762 | 0
2025_12_17 Hr 12 | 7.2602 | 0.01029 | 0.29018 | 3.8622 | 3.8622 | 3.8116 | 3.8622 | 3.8622 | 3.8622 | 139.6048 | -14.3 | 0.084 | 54 | 0 | 96.0814 | 96.0814 | 285.811 | 15.21 | 0.00697 | 0.084 | 0.03454 | 0 | 0 | 0.29046 | 0.2376 | 46.06 | 0 | 247.9653 | 0 | 0 | 0 | 0 | 23.1186 | 55.6516 | 0 | 0 | -122.0562 | 0.7527 | 12.8415 | 0 | -1 | -4.2 | 14.3843 | 0 | 0 | 41.0327 | 41.0327 | 41.0327 | 41.0327 | 47.7124 | 52.65 | 0 | 0 | 9.8169 | 20.311 | 0 | 70.8723 | 77.3038 | 0 | 1434.986 | 38.5163 | 71.1897 | 0 | 0.5138 | -7.2602 | 14.074 | 3.248 | 0 | 1575.9 | 291.5107 | -28.5402 | 8.9267 | 7.395 | -1.78 | 19.1923 | 1.6599 | 63.8126 | 2025-12-17 | 2025_12_17 Hr 12 | 125.527 | 4.4e-05 | -1575.9 | -122.0562 | 613.2849 | 958.5078 | 106.9505 | 19.213 | 0 | 124.7397 | 351.9761 | 136.5691 | 23.1226 | 192.1628 | 285.811 | 15.21 | 0 | 46.06 | 247.9653 | 0 | 148.1762 | 0
2025_12_17 Hr 13 | 7.2602 | 0.010965 | 0.30921 | 3.8622 | 3.8622 | 3.8116 | 3.8622 | 3.8622 | 3.8622 | 131.0438 | -14.3 | 0.084 | 59 | 0 | 96.0814 | 96.0814 | 285.811 | 15.21 | 0.00697 | 0.084 | 0.03454 | 0 | 0 | 0.29046 | 0.2376 | 46.06 | 0 | 247.9653 | 0 | 0 | 0 | 0 | 22.6184 | 54.4476 | 0 | 0 | -106.7984 | 0.7527 | 12.8415 | 0 | -1 | -4.2 | 14.3843 | 0 | 0 | 37.7678 | 37.7678 | 37.7678 | 37.7678 | 43.9161 | 53.5977 | 0 | 0 | 9.8169 | 20.311 | 0 | 70.8723 | 77.3038 | 1.0122 | 1407.884 | 37.6829 | 69.6495 | 0 | 0.5138 | -7.2602 | 14.074 | 3.248 | 0 | 1568.192 | 295.6466 | -28.5402 | 8.9267 | 7.395 | -1.78 | 18.777 | 1.624 | 63.3075 | 2025-12-17 | 2025_12_17 Hr 13 | 124.5193 | -0.00029 | -1568.192 | -106.7984 | 583.3392 | 958.5078 | 113.9301 | 19.213 | 0 | 123.0355 | 326.5593 | 133.7445 | 23.1226 | 192.1628 | 285.811 | 15.21 | 0 | 46.06 | 247.9653 | 0 | 148.1762 | 0
2025_12_17 Hr 14 | 6.572 | 0.002745 | 0.077409 | 3.8622 | 3.8622 | 3.8116 | 3.8622 | 3.8622 | 3.8622 | 131.2717 | -14.3 | 0.084 | 62 | 0 | 96.0814 | 96.0814 | 285.811 | 15.21 | 0.00697 | 0.084 | 0.03454 | 0 | 0 | 0.29046 | 0.2376 | 46.06 | 0 | 247.9653 | 0 | 0 | 0 | 0 | 22.6317 | 54.4796 | 0 | 0 | -130.7642 | 0.7527 | 12.8415 | 0 | -1 | -4.2 | 14.3843 | 0 | 0 | 37.8547 | 37.8547 | 37.8547 | 37.8547 | 44.0171 | 51.7023 | 0 | 0 | 9.8169 | 20.311 | 0 | 70.8723 | 77.3038 | 4.9164 | 1408.374 | 37.7051 | 69.6905 | 0 | 0.5138 | -6.572 | 14.074 | 3.248 | 0 | 1549.792 | 300.0341 | -27.852 | 8.9267 | 7.395 | -1.78 | 18.7881 | 1.625 | 62.8966 | 2025-12-17 | 2025_12_17 Hr 14 | 121.5812 | -0.000238 | -1549.792 | -130.7642 | 584.1363 | 958.5078 | 118.6989 | 19.213 | 0 | 123.0808 | 327.2358 | 133.8196 | 23.1226 | 192.1628 | 285.811 | 15.21 | 0 | 46.06 | 247.9653 | 0 | 148.1762 | 0
2025_12_17 Hr 15 | 5.5305 | 0 | 0 | 3.8622 | 3.8622 | 3.8116 | 3.8622 | 3.8622 | 3.8622 | 132.3784 | -14.3 | 0.084 | 66 | 0 | 96.0814 | 96.0814 | 285.811 | 15.21 | 0.00697 | 0.084 | 0.03454 | 0 | 0 | 0.29046 | 0.2376 | 46.06 | 0 | 247.9653 | 0 | 0 | 0 | 0 | 22.6964 | 54.6353 | 0 | 0 | -116.1369 | 0.7527 | 12.8415 | 0 | -1 | -4.2 | 14.3843 | 0 | 0 | 38.2768 | 38.2768 | 38.2768 | 38.2768 | 44.5079 | 42.7518 | 0 | 0 | 9.8169 | 20.311 | 0 | 66.1902 | 72.153 | 10.9896 | 1401.97 | 37.8128 | 69.8896 | 0 | 0.5138 | -5.5305 | 14.074 | 3.248 | 0 | 1559.5 | 300.4778 | -26.8105 | 8.9267 | 7.395 | -1.78 | 18.8418 | 1.6296 | 63.0873 | 2025-12-17 | 2025_12_17 Hr 15 | 117.3226 | 5e-06 | -1559.5 | -116.1369 | 588.0076 | 948.6749 | 119.7414 | 19.213 | 0 | 123.3011 | 330.5216 | 134.1848 | 23.1226 | 192.1628 | 285.811 | 15.21 | 0 | 46.06 | 247.9653 | 0 | 138.3433 | 0
2025_12_17 Hr 16 | 1.0315 | 0 | 0 | 3.8622 | 3.8622 | 3.8116 | 3.8622 | 3.8622 | 3.8622 | 136.6426 | -14.3 | 0.084 | 64 | 0 | 96.0814 | 96.0814 | 285.811 | 15.21 | 0.00697 | 0.084 | 0.03454 | 0 | 0 | 0.29046 | 0.2376 | 46.06 | 1.2089 | 247.9653 | 0 | 0 | 0 | 0 | 22.9455 | 55.235 | 0 | 0 | -125.4363 | 0.7527 | 12.8415 | 0 | -1 | -4.2 | 14.3843 | 0 | 0 | 39.903 | 39.903 | 39.903 | 39.903 | 46.3989 | 46.6479 | 0 | 0 | 9.8169 | 20.311 | 0 | 68.2916 | 74.4451 | 22.9914 | 1421.081 | 38.2279 | 70.6568 | 0 | 0.5138 | -1.0315 | 14.074 | 3.248 | 0 | 1584.617 | 311.2836 | -22.3115 | 8.9267 | 7.395 | -1.78 | 19.0486 | 1.6475 | 64.2011 | 2025-12-17 | 2025_12_17 Hr 16 | 125.8597 | -0.00032 | -1584.617 | -125.4363 | 602.9234 | 954.2772 | 133.6393 | 19.213 | 0 | 124.15 | 343.1816 | 135.5918 | 23.1226 | 192.1628 | 285.811 | 15.21 | 1.2089 | 46.06 | 247.9653 | 0 | 142.7367 | 0
2025_12_17 Hr 17 | 0.34162 | 0 | 0 | 3.8622 | 3.8622 | 3.8116 | 3.8622 | 3.8622 | 3.8622 | 158.2891 | -14.3 | 0.084 | 71 | 0 | 96.0814 | 96.0814 | 285.811 | 15.21 | 0.00697 | 0.084 | 0.03454 | 0 | 0 | 0.29046 | 0.2376 | 46.06 | 7.2532 | 247.9653 | 0 | 0 | 0 | 0 | 24.2102 | 58.2794 | 0 | 0 | -156.7274 | 0.7527 | 12.8415 | 0 | -1 | -4.2 | 14.3843 | 0 | 0 | 48.1583 | 48.1583 | 48.1583 | 48.1583 | 55.998 | 48.6486 | 0 | 0 | 9.8169 | 20.311 | 0 | 70.8723 | 77.3038 | 19.9548 | 1501.141 | 40.335 | 74.5512 | 0 | 0.5138 | -0.34162 | 14.074 | 3.248 | 0 | 1646.492 | 323.7001 | -21.6216 | 8.9267 | 7.395 | -1.78 | 20.0985 | 1.7383 | 67.0553 | 2025-12-17 | 2025_12_17 Hr 17 | 137.3712 | -0.000401 | -1646.492 | -156.7274 | 678.6415 | 965.761 | 139.6034 | 19.213 | 0 | 128.4592 | 407.4483 | 142.734 | 23.1226 | 192.1628 | 285.811 | 15.21 | 7.2532 | 46.06 | 247.9653 | 0 | 148.1762 | 0
2025_12_17 Hr 18 | 0 | 0 | 0 | 3.8622 | 3.8622 | 3.8116 | 3.8622 | 3.8622 | 3.8622 | 172.7093 | -14.3 | 0.084 | 83 | 0 | 96.0814 | 96.0814 | 285.811 | 15.21 | 0.00697 | 0.084 | 0.03454 | 0 | 0 | 0.29046 | 0.2376 | 46.06 | 7.2532 | 247.9653 | 0 | 0 | 0 | 0 | 25.0528 | 60.3075 | 0 | 0 | -187.4491 | 0.7527 | 12.8415 | 0 | -1 | -4.2 | 14.3843 | 0 | 0 | 53.6577 | 53.6577 | 53.6577 | 53.6577 | 62.3926 | 47.7009 | 0 | 0 | 9.8169 | 20.311 | 0 | 70.8723 | 77.3038 | 25.8834 | 1546.823 | 41.7386 | 77.1456 | 0 | 0.5138 | 0 | 14.074 | 3.248 | 0 | 1683.192 | 345.0973 | -21.28 | 8.9267 | 7.395 | -1.78 | 20.7979 | 1.7988 | 68.9082 | 2025-12-17 | 2025_12_17 Hr 18 | 141.3924 | -0.000326 | -1683.192 | -187.4491 | 729.0824 | 965.761 | 156.5843 | 19.213 | 0 | 131.3298 | 450.2607 | 147.4919 | 23.1226 | 192.1628 | 285.811 | 15.21 | 7.2532 | 46.06 | 247.9653 | 0 | 148.1762 | 0
2025_12_17 Hr 19 | 0 | 0 | 0 | 3.8622 | 3.8622 | 3.8116 | 3.8622 | 3.8622 | 3.8622 | 172.0583 | -14.3 | 0.084 | 88 | 0 | 96.0814 | 96.0814 | 285.811 | 15.21 | 0.00697 | 0.084 | 0.03454 | 0 | 0 | 0.29046 | 0.2376 | 46.06 | 7.2532 | 247.9653 | 0 | 0 | 0 | 0 | 25.0147 | 60.216 | 0 | 0 | -181.2098 | 0.7527 | 12.8415 | 0 | -1 | -4.2 | 14.3843 | 0 | 0 | 53.4094 | 53.4094 | 53.4094 | 53.4094 | 62.1039 | 45.7002 | 0 | 0 | 9.8169 | 20.311 | 0 | 70.8723 | 77.3038 | 17.9304 | 1544.761 | 41.6752 | 77.0285 | 0 | 0.5138 | 0 | 14.074 | 3.248 | 0 | 1682.2 | 339.9288 | -21.28 | 8.9267 | 7.395 | -1.78 | 20.7664 | 1.7961 | 68.787 | 2025-12-17 | 2025_12_17 Hr 19 | 137.7756 | 5.3e-05 | -1682.2 | -181.2098 | 726.8052 | 965.761 | 151.6306 | 19.213 | 0 | 131.2002 | 448.3279 | 147.2771 | 23.1226 | 192.1628 | 285.811 | 15.21 | 7.2532 | 46.06 | 247.9653 | 0 | 148.1762 | 0
2025_12_17 Hr 20 | 0 | 0 | 0 | 3.8622 | 3.8622 | 3.8116 | 3.8622 | 3.8622 | 3.8622 | 158.0613 | -14.3 | 0.084 | 92 | 0 | 96.0814 | 96.0814 | 285.811 | 15.21 | 0.00697 | 0.084 | 0.03454 | 0 | 0 | 0.29046 | 0.2376 | 46.06 | 7.2532 | 247.9653 | 0 | 0 | 0 | 0 | 24.1969 | 58.2474 | 0 | 0 | -148.8572 | 0.7527 | 12.8415 | 0 | -1 | -4.2 | 14.3843 | 0 | 0 | 48.0714 | 48.0714 | 48.0714 | 48.0714 | 55.897 | 40.7511 | 0 | 0 | 9.8169 | 20.311 | 0 | 70.8723 | 77.3038 | 21.9792 | 1500.419 | 40.3128 | 74.5102 | 0 | 0.5138 | 0 | 14.074 | 3.248 | 0 | 1668.692 | 338.4102 | -21.28 | 8.9267 | 7.395 | -1.78 | 20.0875 | 1.7374 | 67.8281 | 2025-12-17 | 2025_12_17 Hr 20 | 135.2872 | -0.000246 | -1668.692 | -148.8572 | 677.8446 | 965.761 | 154.7303 | 19.213 | 0 | 128.4138 | 406.7719 | 142.6588 | 23.1226 | 192.1628 | 285.811 | 15.21 | 7.2532 | 46.06 | 247.9653 | 0 | 148.1762 | 0
2025_12_17 Hr 21 | 0 | 0 | 0 | 3.8622 | 3.8622 | 3.8116 | 3.8622 | 3.8622 | 3.8622 | 154.4481 | -14.3 | 0.084 | 93 | 0 | 96.0814 | 96.0814 | 285.811 | 15.21 | 0.00697 | 0.084 | 0.03454 | 0 | 0 | 0.29046 | 0.2376 | 46.06 | 7.2532 | 247.9653 | 0 | 0 | 0 | 0 | 23.9858 | 57.7392 | 0 | 0 | -145.8203 | 0.7527 | 12.8415 | 0 | -1 | -4.2 | 14.3843 | 0 | 0 | 46.6934 | 46.6934 | 46.6934 | 46.6934 | 54.2947 | 34.749 | 0 | 0 | 9.8169 | 20.311 | 0 | 70.8723 | 77.3038 | 22.9914 | 1488.972 | 39.9611 | 73.8602 | 0 | 0.5138 | 0 | 14.074 | 3.248 | 0 | 1655.1 | 333.2281 | -21.28 | 8.9267 | 7.395 | -1.78 | 19.9122 | 1.7222 | 67.2516 | 2025-12-17 | 2025_12_17 Hr 21 | 134.0627 | 4.6e-05 | -1655.1 | -145.8203 | 665.2059 | 965.761 | 150.7404 | 19.213 | 0 | 127.6946 | 396.0447 | 141.4667 | 23.1226 | 192.1628 | 285.811 | 15.21 | 7.2532 | 46.06 | 247.9653 | 0 | 148.1762 | 0
2025_12_17 Hr 22 | 0 | 0 | 0 | 3.8622 | 3.8622 | 3.8116 | 3.8622 | 3.8622 | 3.8622 | 133.2898 | -14.3 | 0.084 | 94 | 0 | 96.0814 | 96.0814 | 285.811 | 15.21 | 0.00697 | 0.084 | 0.03454 | 0 | 0 | 0.29046 | 0.2376 | 46.06 | 7.2532 | 247.9653 | 0 | 0 | 0 | 0 | 22.7496 | 54.7634 | 0 | 0 | -113.9286 | 0.7527 | 12.8415 | 0 | -1 | -4.2 | 14.3843 | 0 | 0 | 38.6244 | 38.6244 | 38.6244 | 38.6244 | 44.9121 | 35.802 | 0 | 0 | 9.8169 | 20.311 | 0 | 70.8723 | 77.3038 | 8.9652 | 1421.943 | 37.9016 | 70.0536 | 0 | 0.5138 | 0 | 14.074 | 3.248 | 0 | 1601.008 | 314.2738 | -21.28 | 8.9267 | 7.395 | -1.78 | 18.886 | 1.6334 | 64.6967 | 2025-12-17 | 2025_12_17 Hr 22 | 123.9081 | 0.000314 | -1601.008 | -113.9286 | 591.1957 | 965.761 | 138.7672 | 19.213 | 0 | 123.4826 | 333.2276 | 134.4855 | 23.1226 | 192.1628 | 285.811 | 15.21 | 7.2532 | 46.06 | 247.9653 | 0 | 148.1762 | 0
2025_12_17 Hr 23 | 0 | 0 | 0 | 3.8622 | 3.8622 | 3.8116 | 3.8622 | 3.8622 | 3.8622 | 107.3465 | 0 | 0.084 | 94 | 0 | 96.0814 | 96.0814 | 286.6375 | 15.29 | 0.00697 | 0.084 | 0.03454 | 0 | 0 | 0.29046 | 0.2376 | 46.06 | 7.2532 | 247.9653 | 0 | 0 | 0 | 0 | 21.2339 | 51.1147 | 0 | 0 | -96.9369 | 0.7527 | 12.8415 | 0 | -1 | -4.2 | 14.3843 | 0 | 0 | 28.7305 | 28.7305 | 28.7305 | 28.7305 | 33.4076 | 36.7497 | 0 | 0 | 9.8169 | 20.311 | 0 | 71.2258 | 77.6894 | 3.0366 | 1341.401 | 35.3763 | 65.3861 | 0 | 0.5138 | 0 | 14.074 | 3.248 | 0 | 1538.217 | 300.7329 | -6.98 | 8.9267 | 7.395 | -1.78 | 17.6276 | 1.5246 | 61.9946 | 2025-12-17 | 2025_12_17 Hr 23 | 136.4779 | -0.000326 | -1538.217 | -96.9369 | 514.7477 | 967.4065 | 133.7863 | 19.213 | 0 | 118.3181 | 256.2041 | 140.2256 | 23.1226 | 192.1628 | 286.6375 | 15.29 | 7.2532 | 46.06 | 247.9653 | 0 | 148.9151 | 0
2025_12_17 Hr 24 | 0 | 0 | 0 | 3.8622 | 3.8622 | 3.8116 | 3.8622 | 3.8622 | 3.8622 | 89.7364 | 0 | 0.084 | 95 | 0 | 96.0814 | 96.0814 | 286.6375 | 15.29 | 0.00697 | 0.084 | 0.03454 | 0 | 0 | 0.29046 | 0.2376 | 46.06 | 7.2532 | 247.9653 | 0 | 0 | 0 | 0 | 20.205 | 48.6379 | 0 | 0 | -93.4601 | 0.7527 | 12.8415 | 0 | -1 | -4.2 | 14.3843 | 0 | 0 | 22.0146 | 22.0146 | 22.0146 | 22.0146 | 25.5983 | 40.7511 | 0 | 0 | 9.8169 | 20.311 | 0 | 71.2258 | 77.6894 | 2.0244 | 1285.612 | 33.6621 | 62.2178 | 0 | 0.5138 | 0 | 14.074 | 3.248 | 0 | 1484.083 | 298.9117 | -6.98 | 8.9267 | 7.395 | -1.78 | 16.7735 | 1.4507 | 59.812 | 2025-12-17 | 2025_12_17 Hr 24 | 146.3739 | 0.000401 | -1484.083 | -93.4601 | 453.1485 | 967.4065 | 137.7755 | 19.213 | 0 | 114.8124 | 203.921 | 134.4151 | 23.1226 | 192.1628 | 286.6375 | 15.29 | 7.2532 | 46.06 | 247.9653 | 0 | 148.9151 | 0
2025_12_18 Hr 01 | 0 | 0 | 0 | 3.8622 | 3.8622 | 3.8116 | 3.8622 | 3.8622 | 3.8622 | 77.3183 | 0 | 0.084 | 95 | 0 | 96.0814 | 96.0814 | 286.6375 | 15.29 | 0.00697 | 0.084 | 0.03454 | 0 | 0 | 0.29046 | 0.2376 | 46.06 | 7.2532 | 247.9653 | 0 | 0 | 0 | 0 | 19.5393 | 47.0097 | 0 | 0 | -68.7072 | 0.7527 | 12.851 | 0 | -1 | -4.2 | 14.4089 | 0 | 0 | 17.2765 | 17.2765 | 17.2765 | 17.2765 | 20.089 | 31.8006 | 0 | 0 | 9.8154 | 20.5207 | 0 | 71.2258 | 77.6894 | 2.0244 | 1246.47 | 32.7782 | 60.6078 | 0 | 0.5138 | 0 | 14.074 | 3.248 | 0 | 1458.008 | 287.2258 | -6.98 | 8.9256 | 7.395 | -1.78 | 16.3596 | 1.4134 | 58.457 | 2025-12-18 | 2025_12_18 Hr 01 | 114.241 | 0.00038 | -1458.008 | -68.7072 | 411.2711 | 967.4065 | 128.825 | 19.213 | 0 | 112.5499 | 167.0414 | 131.6798 | 23.1226 | 192.1628 | 286.6375 | 15.29 | 7.2532 | 46.06 | 247.9653 | 0 | 148.9151 | 0
2025_12_18 Hr 02 | 0 | 0 | 0 | 3.8622 | 3.8622 | 3.8116 | 3.8622 | 3.8622 | 3.8622 | 70.6229 | 0 | 0.084 | 95 | 0 | 96.0814 | 96.0814 | 286.6375 | 15.29 | 0.00697 | 0.084 | 0.03454 | 0 | 0 | 0.29046 | 0.2376 | 46.06 | 7.2532 | 247.9653 | 0 | 0 | 0 | 0 | 19.1459 | 46.0633 | 0 | 0 | -43.3325 | 0.7527 | 12.851 | 0 | -1 | -4.2 | 14.4089 | 0 | 0 | 14.7293 | 14.7293 | 14.7293 | 14.7293 | 17.1271 | 34.749 | 0 | 0 | 9.8154 | 20.5207 | 0 | 71.2258 | 77.6894 | 0 | 1225.284 | 32.1183 | 59.3876 | 0 | 0.5138 | 0 | 14.074 | 3.248 | 0 | 1460.883 | 285.912 | -6.98 | 8.9256 | 7.395 | -1.78 | 16.0303 | 1.385 | 58.2366 | 2025-12-18 | 2025_12_18 Hr 02 | 114.9949 | 0.000375 | -1460.883 | -43.3325 | 387.8473 | 967.4065 | 129.749 | 19.213 | 0 | 111.2102 | 147.1952 | 129.4419 | 23.1226 | 192.1628 | 286.6375 | 15.29 | 7.2532 | 46.06 | 247.9653 | 0 | 148.9151 | 0
2025_12_18 Hr 03 | 0 | 0 | 0 | 3.8622 | 3.8622 | 3.8116 | 3.8622 | 3.8622 | 3.8622 | 73.4878 | 0 | 0.084 | 94 | 0 | 96.0814 | 96.0814 | 286.6375 | 15.29 | 0.00697 | 0.084 | 0.03454 | 0 | 0 | 0.29046 | 0.2376 | 46.06 | 7.2532 | 247.9653 | 0 | 0 | 0 | 0 | 19.3142 | 46.4683 | 0 | 0 | -63.3058 | 0.7527 | 12.851 | 0 | -1 | -4.2 | 14.4089 | 0 | 0 | 15.8192 | 15.8192 | 15.8192 | 15.8192 | 18.3944 | 45.7002 | 0 | 0 | 9.8154 | 20.5207 | 0 | 71.2258 | 77.6894 | 2.0244 | 1234.349 | 32.4006 | 59.9097 | 0 | 0.5138 | 0 | 14.074 | 3.248 | 0 | 1462.908 | 298.8451 | -6.98 | 8.9256 | 7.395 | -1.78 | 16.1712 | 1.3972 | 58.5794 | 2025-12-18 | 2025_12_18 Hr 03 | 113.6443 | 0.000341 | -1462.908 | -63.3058 | 397.87 | 967.4065 | 141.7246 | 19.213 | 0 | 111.7834 | 155.6871 | 130.3995 | 23.1226 | 192.1628 | 286.6375 | 15.29 | 7.2532 | 46.06 | 247.9653 | 0 | 148.9151 | 0
2025_12_18 Hr 04 | 0 | 0 | 0 | 3.8622 | 3.8622 | 3.8116 | 3.8622 | 3.8622 | 3.8622 | 73.2946 | 0 | 0.084 | 94 | 0 | 96.0814 | 96.0814 | 286.6375 | 15.29 | 0.00697 | 0.084 | 0.03454 | 0 | 0 | 0.29046 | 0.2376 | 46.06 | 7.2532 | 247.9653 | 0 | 0 | 0 | 0 | 19.3029 | 46.441 | 0 | 0 | -84.1921 | 0.7527 | 12.851 | 0 | -1 | -4.2 | 14.4089 | 0 | 0 | 15.7457 | 15.7457 | 15.7457 | 15.7457 | 18.309 | 47.7009 | 0 | 0 | 9.8154 | 20.5207 | 0 | 71.2258 | 77.6894 | 9.9774 | 1233.738 | 32.3816 | 59.8745 | 0 | 0.5138 | 0 | 14.074 | 3.248 | 0 | 1451.3 | 308.7343 | -6.98 | 8.9256 | 7.395 | -1.78 | 16.1617 | 1.3963 | 58.3959 | 2025-12-18 | 2025_12_18 Hr 04 | 121.9017 | 4e-05 | -1451.3 | -84.1921 | 397.1943 | 967.4065 | 151.6783 | 19.213 | 0 | 111.7448 | 155.1146 | 130.3349 | 23.1226 | 192.1628 | 286.6375 | 15.29 | 7.2532 | 46.06 | 247.9653 | 0 | 148.9151 | 0
2025_12_18 Hr 05 | 0 | 0 | 0 | 3.8622 | 3.8622 | 3.8116 | 3.8622 | 3.8622 | 3.8622 | 87.5544 | 0 | 0.084 | 94 | 0 | 96.0814 | 96.0814 | 286.6375 | 15.29 | 0.00697 | 0.084 | 0.03454 | 0 | 0 | 0.29046 | 0.2376 | 46.06 | 7.2532 | 247.9653 | 0 | 0 | 0 | 0 | 20.1407 | 48.4566 | 0 | 0 | -133.6224 | 0.7527 | 12.851 | 0 | -1 | -4.2 | 14.4089 | 0 | 0 | 21.1709 | 21.1709 | 21.1709 | 21.1709 | 24.6173 | 50.6493 | 0 | 0 | 9.8154 | 20.5207 | 0 | 71.2258 | 77.6894 | 24.8712 | 1278.86 | 33.787 | 62.4731 | 0 | 0.5138 | 0 | 14.074 | 3.248 | 0 | 1469.6 | 331.3426 | -6.98 | 8.9256 | 7.395 | -1.78 | 16.8632 | 1.4569 | 59.7687 | 2025-12-18 | 2025_12_18 Hr 05 | 120.688 | 4.3e-05 | -1469.6 | -133.6224 | 447.0824 | 967.4065 | 169.5205 | 19.213 | 0 | 114.5982 | 197.3832 | 135.101 | 23.1226 | 192.1628 | 286.6375 | 15.29 | 7.2532 | 46.06 | 247.9653 | 0 | 148.9151 | 0
2025_12_18 Hr 06 | 0 | 0 | 0 | 3.8622 | 3.8622 | 3.8116 | 3.8622 | 3.8622 | 3.8622 | 116.1061 | 0 | 0.084 | 92 | 0 | 96.0814 | 96.0814 | 286.6375 | 15.29 | 0.00697 | 0.084 | 0.03454 | 0 | 0 | 0.29046 | 0.2376 | 46.06 | 7.2532 | 247.9653 | 0 | 0 | 0 | 0 | 21.8181 | 52.4924 | 0 | 0 | -143.5307 | 0.7527 | 12.851 | 0 | -1 | -4.2 | 14.4089 | 0 | 0 | 32.0334 | 32.0334 | 32.0334 | 32.0334 | 37.2481 | 48.6486 | 0 | 0 | 9.8154 | 20.5207 | 0 | 71.2258 | 77.6894 | 22.9914 | 1369.206 | 36.601 | 67.6763 | 0 | 0.5138 | 0 | 14.074 | 3.248 | 0 | 1553.7 | 335.0051 | -6.98 | 8.9256 | 7.395 | -1.78 | 18.2676 | 1.5783 | 63.2188 | 2025-12-18 | 2025_12_18 Hr 06 | 123.0281 | -4.4e-05 | -1553.7 | -143.5307 | 546.9711 | 967.4065 | 163.64 | 19.213 | 0 | 120.3114 | 282.0158 | 144.644 | 23.1226 | 192.1628 | 286.6375 | 15.29 | 7.2532 | 46.06 | 247.9653 | 0 | 148.9151 | 0
2025_12_18 Hr 07 | 0 | 0 | 0 | 3.8622 | 3.8622 | 3.8116 | 3.8622 | 3.8622 | 3.8622 | 142.1793 | -14.3 | 0.084 | 92 | 0 | 96.0814 | 96.0814 | 285.811 | 15.21 | 0.00697 | 0.084 | 0.03454 | 0 | 0 | 0.29046 | 0.2376 | 46.06 | 7.2532 | 247.9653 | 0 | 0 | 0 | 0 | 23.3499 | 56.1778 | 0 | 0 | -139.0643 | 0.7527 | 12.851 | 0 | -1 | -4.2 | 14.4089 | 0 | 0 | 41.9529 | 41.9529 | 41.9529 | 41.9529 | 48.7825 | 48.6486 | 0 | 0 | 9.8154 | 20.5207 | 0 | 70.8723 | 77.3038 | 7.953 | 1450.063 | 39.1707 | 72.4278 | 0 | 0.5138 | 0 | 14.074 | 3.248 | 0 | 1618.4 | 328.6812 | -21.28 | 8.9256 | 7.395 | -1.78 | 19.5502 | 1.6891 | 65.714 | 2025-12-18 | 2025_12_18 Hr 07 | 117.0606 | -5e-06 | -1618.4 | -139.0643 | 623.8886 | 965.761 | 148.6016 | 19.213 | 0 | 125.5286 | 359.3015 | 139.0585 | 23.1226 | 192.1628 | 285.811 | 15.21 | 7.2532 | 46.06 | 247.9653 | 0 | 148.1762 | 0
2025_12_18 Hr 08 | 0 | 0 | 0 | 3.8622 | 3.8622 | 3.8116 | 3.8622 | 3.8622 | 3.8622 | 167.3834 | -14.3 | 0.084 | 93 | 0 | 96.0814 | 96.0814 | 285.811 | 15.21 | 0.00697 | 0.084 | 0.03454 | 0 | 0 | 0.29046 | 0.2376 | 46.06 | 7.2532 | 247.9653 | 0 | 0 | 0 | 0 | 24.8307 | 59.7404 | 0 | 0 | -141.2054 | 0.7527 | 12.851 | 0 | -1 | -4.2 | 14.4089 | 0 | 0 | 51.5418 | 51.5418 | 51.5418 | 51.5418 | 59.9323 | 50.6493 | 0 | 0 | 9.8154 | 20.5207 | 0 | 70.8723 | 77.3038 | 4.9164 | 1529.816 | 41.6548 | 77.0209 | 0 | 0.5138 | 0 | 14.074 | 3.248 | 0 | 1704.4 | 337.0694 | -21.28 | 8.9256 | 7.395 | -1.78 | 20.79 | 1.7962 | 69.1369 | 2025-12-18 | 2025_12_18 Hr 08 | 116.2321 | -6e-05 | -1704.4 | -141.2054 | 712.0656 | 965.761 | 148.5657 | 19.213 | 0 | 130.572 | 434.011 | 147.4826 | 23.1226 | 192.1628 | 285.811 | 15.21 | 7.2532 | 46.06 | 247.9653 | 0 | 148.1762 | 0
2025_12_18 Hr 09 | 1.0282 | 0.00018 | 0.005076 | 3.8622 | 3.8622 | 3.8116 | 3.8622 | 3.8622 | 3.8622 | 162.2654 | -14.3 | 0.084 | 92 | 0 | 96.0814 | 96.0814 | 285.811 | 15.21 | 0.00697 | 0.084 | 0.03454 | 0 | 0 | 0.29046 | 0.2376 | 46.06 | 7.2532 | 247.9653 | 0 | 0 | 0 | 0 | 24.53 | 59.0169 | 0 | 0 | -126.3813 | 0.7527 | 12.851 | 0 | -1 | -4.2 | 14.4089 | 0 | 0 | 49.5946 | 49.5946 | 49.5946 | 49.5946 | 57.6682 | 48.6486 | 0 | 0 | 9.8154 | 20.5207 | 0 | 70.8723 | 77.3038 | 12.0018 | 1513.626 | 41.1504 | 76.0882 | 0 | 0.5138 | -1.0282 | 14.074 | 3.248 | 0 | 1705.408 | 340.4718 | -22.3082 | 8.9256 | 7.395 | -1.78 | 20.5382 | 1.7745 | 68.9817 | 2025-12-18 | 2025_12_18 Hr 09 | 109.007 | 0.000395 | -1705.408 | -126.3813 | 694.16 | 965.761 | 152.6557 | 19.213 | 0 | 129.5478 | 418.8401 | 145.772 | 23.1226 | 192.1628 | 285.811 | 15.21 | 7.2532 | 46.06 | 247.9653 | 0 | 148.1762 | 0
2025_12_18 Hr 10 | 1.7296 | 0.002805 | 0.079101 | 3.8622 | 3.8622 | 3.8116 | 3.8622 | 3.8622 | 3.8622 | 151.8683 | -14.3 | 0.084 | 90 | 0 | 96.0814 | 96.0814 | 285.811 | 15.21 | 0.00697 | 0.084 | 0.03454 | 0 | 0 | 0.29046 | 0.2376 | 46.06 | 7.2532 | 247.9653 | 0 | 0 | 0 | 0 | 23.9192 | 57.5473 | 0 | 0 | -82.4051 | 0.7527 | 12.851 | 0 | -1 | -4.2 | 14.4089 | 0 | 0 | 45.6391 | 45.6391 | 45.6391 | 45.6391 | 53.0687 | 50.6493 | 0 | 0 | 9.8154 | 20.5207 | 0 | 70.8723 | 77.3038 | 15.906 | 1480.801 | 40.1257 | 74.1935 | 0 | 0.5138 | -1.7296 | 14.074 | 3.248 | 0 | 1716.992 | 341.6057 | -23.0096 | 8.9256 | 7.395 | -1.78 | 20.0268 | 1.7303 | 68.8603 | 2025-12-18 | 2025_12_18 Hr 10 | 102.8877 | -0.000282 | -1716.992 | -82.4051 | 657.7856 | 965.761 | 156.6372 | 19.213 | 0 | 127.4674 | 388.0213 | 142.2969 | 23.1226 | 192.1628 | 285.811 | 15.21 | 7.2532 | 46.06 | 247.9653 | 0 | 148.1762 | 0
2025_12_18 Hr 11 | 2.7694 | 0.00747 | 0.21065 | 3.8622 | 3.8622 | 3.8116 | 3.8622 | 3.8622 | 3.8622 | 151.6107 | -14.3 | 0.084 | 84 | 0 | 96.0814 | 96.0814 | 285.811 | 15.21 | 0.00697 | 0.084 | 0.03454 | 0 | 0 | 0.29046 | 0.2376 | 46.06 | 7.2532 | 247.9653 | 0 | 0 | 0 | 0 | 23.904 | 57.5109 | 0 | 0 | -55.468 | 0.7527 | 12.851 | 0 | -1 | -4.2 | 14.4089 | 0 | 0 | 45.5411 | 45.5411 | 45.5411 | 45.5411 | 52.9548 | 48.6486 | 0 | 0 | 9.8154 | 20.5207 | 0 | 70.8723 | 77.3038 | 18.9426 | 1480.117 | 40.1003 | 74.1465 | 0 | 0.5138 | -2.7694 | 14.074 | 3.248 | 0 | 1738.2 | 337.6 | -24.0494 | 8.9256 | 7.395 | -1.78 | 20.0141 | 1.7292 | 69.343 | 2025-12-18 | 2025_12_18 Hr 11 | 106.0944 | -3.8e-05 | -1738.2 | -55.468 | 656.8846 | 965.761 | 151.8093 | 19.213 | 0 | 127.4159 | 387.2579 | 142.2109 | 23.1226 | 192.1628 | 285.811 | 15.21 | 7.2532 | 46.06 | 247.9653 | 0 | 148.1762 | 0
2025_12_18 Hr 12 | 3.4626 | 0.009465 | 0.26691 | 3.8622 | 3.8622 | 3.8116 | 3.8622 | 3.8622 | 3.8622 | 144.0141 | -14.3 | 0.084 | 75 | 0 | 96.0814 | 96.0814 | 285.811 | 15.21 | 0.00697 | 0.084 | 0.03454 | 0 | 0 | 0.29046 | 0.2376 | 46.06 | 7.2532 | 247.9653 | 0 | 0 | 0 | 0 | 23.4577 | 56.4371 | 0 | 0 | -84.9507 | 0.7527 | 12.851 | 0 | -1 | -4.2 | 14.4089 | 0 | 0 | 42.651 | 42.651 | 42.651 | 42.651 | 49.5941 | 46.6479 | 0 | 0 | 9.8154 | 20.5207 | 0 | 70.8723 | 77.3038 | 33.8364 | 1456.136 | 39.3516 | 72.7622 | 0 | 0.5138 | -3.4626 | 14.074 | 3.248 | 0 | 1686.092 | 339.6492 | -24.7426 | 8.9256 | 7.395 | -1.78 | 19.6405 | 1.6969 | 67.674 | 2025-12-18 | 2025_12_18 Hr 12 | 107.4602 | -0.000309 | -1686.092 | -84.9507 | 630.3077 | 965.761 | 155.7607 | 19.213 | 0 | 125.8958 | 364.7401 | 139.6718 | 23.1226 | 192.1628 | 285.811 | 15.21 | 7.2532 | 46.06 | 247.9653 | 0 | 148.1762 | 0
2025_12_18 Hr 13 | 4.4991 | 0.010215 | 0.28806 | 3.8622 | 3.8622 | 3.8116 | 3.8622 | 3.8622 | 3.8622 | 140.8596 | -14.3 | 0.084 | 65 | 0 | 96.0814 | 96.0814 | 285.811 | 15.21 | 0.00697 | 0.084 | 0.03454 | 0 | 0 | 0.29046 | 0.2376 | 46.06 | 7.2532 | 247.9653 | 0 | 0 | 0 | 0 | 23.2724 | 55.9913 | 0 | 0 | -70.809 | 0.7527 | 12.851 | 0 | -1 | -4.2 | 14.4089 | 0 | 0 | 41.4508 | 41.4508 | 41.4508 | 41.4508 | 48.1986 | 45.7002 | 0 | 0 | 9.8154 | 20.5207 | 0 | 70.8723 | 77.3038 | 31.9566 | 1446.175 | 39.0407 | 72.1873 | 0 | 0.5138 | -4.4991 | 14.074 | 3.248 | 0 | 1676.392 | 326.8046 | -25.7791 | 8.9256 | 7.395 | -1.78 | 19.4853 | 1.6835 | 67.1051 | 2025-12-18 | 2025_12_18 Hr 13 | 105.9294 | -0.000306 | -1676.392 | -70.809 | 619.2715 | 965.761 | 142.9551 | 19.213 | 0 | 125.2645 | 355.3895 | 138.6174 | 23.1226 | 192.1628 | 285.811 | 15.21 | 7.2532 | 46.06 | 247.9653 | 0 | 148.1762 | 0
2025_12_18 Hr 14 | 6.2121 | 0.0099 | 0.27918 | 3.8622 | 3.8622 | 3.8116 | 3.8622 | 3.8622 | 3.8622 | 146.879 | -14.3 | 0.084 | 47 | 0 | 96.0814 | 96.0814 | 285.811 | 15.21 | 0.00697 | 0.084 | 0.03454 | 0 | 0 | 0.29046 | 0.2376 | 46.06 | 7.2532 | 247.9653 | 0 | 0 | 0 | 0 | 23.626 | 56.8421 | 0 | 0 | -146.0445 | 0.7527 | 12.851 | 0 | -1 | -4.2 | 14.4089 | 0 | 0 | 43.7409 | 43.7409 | 43.7409 | 43.7409 | 50.8615 | 41.6988 | 0 | 0 | 9.8154 | 20.5207 | 0 | 70.8723 | 77.3038 | 58.8522 | 1465.213 | 39.6339 | 73.2842 | 0 | 0.5138 | -6.2121 | 14.074 | 3.248 | 0 | 1627.1 | 335.4234 | -27.4921 | 8.9256 | 7.395 | -1.78 | 19.7814 | 1.7091 | 66.1493 | 2025-12-18 | 2025_12_18 Hr 14 | 105.0217 | 3.8e-05 | -1627.1 | -146.0445 | 640.3304 | 965.761 | 147.8401 | 19.213 | 0 | 126.469 | 373.2321 | 140.6293 | 23.1226 | 192.1628 | 285.811 | 15.21 | 7.2532 | 46.06 | 247.9653 | 0 | 148.1762 | 0
2025_12_18 Hr 15 | 6.9103 | 0.00228 | 0.064296 | 3.8622 | 3.8622 | 3.8116 | 3.8622 | 3.8622 | 3.8622 | 146.6536 | -14.3 | 0.084 | 45 | 0 | 96.0814 | 96.0814 | 285.811 | 15.21 | 0.00697 | 0.084 | 0.03454 | 0 | 0 | 0.29046 | 0.2376 | 46.06 | 7.2532 | 247.9653 | 0 | 0 | 0 | 0 | 23.6128 | 56.8102 | 0 | 0 | -148.8862 | 0.7527 | 12.851 | 0 | -1 | -4.2 | 14.4089 | 0 | 0 | 43.6552 | 43.6552 | 43.6552 | 43.6552 | 50.7618 | 39.6981 | 0 | 0 | 9.8154 | 20.5207 | 0 | 70.8723 | 77.3038 | 61.8888 | 1464.285 | 39.6117 | 73.2432 | 0 | 0.5138 | -6.9103 | 14.074 | 3.248 | 0 | 1622.283 | 335.0745 | -28.1903 | 8.9256 | 7.395 | -1.78 | 19.7703 | 1.7081 | 65.9965 | 2025-12-18 | 2025_12_18 Hr 15 | 107.4818 | 0.000376 | -1622.283 | -148.8862 | 639.542 | 965.761 | 146.6535 | 19.213 | 0 | 126.4239 | 372.5641 | 140.554 | 23.1226 | 192.1628 | 285.811 | 15.21 | 7.2532 | 46.06 | 247.9653 | 0 | 148.1762 | 0
2025_12_18 Hr 16 | 1.0315 | 0 | 0 | 3.8622 | 3.8622 | 3.8116 | 3.8622 | 3.8622 | 3.8622 | 148.8747 | -14.3 | 0.084 | 34 | 0 | 96.0814 | 96.0814 | 285.811 | 15.21 | 0.00697 | 0.084 | 0.03454 | 0 | 0 | 0.29046 | 0.2376 | 46.06 | 7.2532 | 247.9653 | 0 | 0 | 0 | 0 | 23.7433 | 57.1242 | 0 | 0 | -141.8347 | 0.7527 | 12.851 | 0 | -1 | -4.2 | 14.4089 | 0 | 0 | 44.5001 | 44.5001 | 44.5001 | 44.5001 | 51.7444 | 45.7002 | 0 | 0 | 9.8154 | 20.5207 | 0 | 70.8723 | 77.3038 | 62.7564 | 1471.249 | 39.8306 | 73.6479 | 0 | 0.5138 | -1.0315 | 14.074 | 3.248 | 0 | 1632.908 | 325.8055 | -22.3115 | 8.9256 | 7.395 | -1.78 | 19.8795 | 1.7175 | 66.3231 | 2025-12-18 | 2025_12_18 Hr 16 | 125.6731 | 0.00041 | -1632.908 | -141.8347 | 647.3125 | 965.761 | 142.4566 | 19.213 | 0 | 126.8684 | 379.1477 | 141.2964 | 23.1226 | 192.1628 | 285.811 | 15.21 | 7.2532 | 46.06 | 247.9653 | 0 | 148.1762 | 0
2025_12_18 Hr 17 | 0.70313 | 0 | 0 | 3.8622 | 3.8622 | 3.8116 | 3.8622 | 3.8622 | 3.8622 | 166.0315 | -14.3 | 0.084 | 34 | 0 | 96.0814 | 96.0814 | 285.811 | 15.21 | 0.00697 | 0.084 | 0.03454 | 0 | 0 | 0.29046 | 0.2376 | 46.06 | 7.2532 | 247.9653 | 0 | 0 | 0 | 0 | 24.7513 | 59.5493 | 0 | 0 | -118.8267 | 0.7527 | 12.851 | 0 | -1 | -4.2 | 14.4089 | 0 | 0 | 51.0275 | 51.0275 | 51.0275 | 51.0275 | 59.3342 | 48.6486 | 0 | 0 | 9.8154 | 20.5207 | 0 | 70.8723 | 77.3038 | 60.8766 | 1525.538 | 41.5216 | 76.7745 | 0 | 0.5138 | -0.70313 | 14.074 | 3.248 | 0 | 1717.008 | 332.2802 | -21.9831 | 8.9256 | 7.395 | -1.78 | 20.7235 | 1.7905 | 69.3401 | 2025-12-18 | 2025_12_18 Hr 17 | 133.9015 | 0.000375 | -1717.008 | -118.8267 | 707.3358 | 965.761 | 143.5252 | 19.213 | 0 | 130.3014 | 430.0036 | 147.0308 | 23.1226 | 192.1628 | 285.811 | 15.21 | 7.2532 | 46.06 | 247.9653 | 0 | 148.1762 | 0
2025_12_18 Hr 18 | 0 | 0 | 0 | 3.8622 | 3.8622 | 3.8116 | 3.8622 | 3.8622 | 3.8622 | 167.8341 | -14.3 | 0.084 | 37 | 0 | 96.0814 | 96.0814 | 285.811 | 15.21 | 0.00697 | 0.084 | 0.03454 | 0 | 0 | 0.29046 | 0.2376 | 46.06 | 7.2532 | 247.9653 | 0 | 0 | 0 | 0 | 24.8572 | 59.8041 | 0 | 0 | -108.6965 | 0.7527 | 12.851 | 0 | -1 | -4.2 | 14.4089 | 0 | 0 | 51.7133 | 51.7133 | 51.7133 | 51.7133 | 60.1317 | 48.6486 | 0 | 0 | 9.8154 | 20.5207 | 0 | 70.8723 | 77.3038 | 57.84 | 1531.242 | 41.6992 | 77.103 | 0 | 0.5138 | 0 | 14.074 | 3.248 | 0 | 1733.408 | 332.1429 | -21.28 | 8.9256 | 7.395 | -1.78 | 20.8122 | 1.7981 | 69.8542 | 2025-12-18 | 2025_12_18 Hr 18 | 138.7314 | 0.000386 | -1733.408 | -108.6965 | 713.6422 | 965.761 | 143.4886 | 19.213 | 0 | 130.6621 | 435.3468 | 147.6332 | 23.1226 | 192.1628 | 285.811 | 15.21 | 7.2532 | 46.06 | 247.9653 | 0 | 148.1762 | 0
2025_12_18 Hr 19 | 0 | 0 | 0 | 3.8622 | 3.8622 | 3.8116 | 3.8622 | 3.8622 | 3.8622 | 163.1666 | -14.3 | 0.084 | 36 | 0 | 96.0814 | 96.0814 | 285.811 | 15.21 | 0.00697 | 0.084 | 0.03454 | 0 | 0 | 0.29046 | 0.2376 | 46.06 | 7.2532 | 247.9653 | 0 | 0 | 0 | 0 | 24.583 | 59.1443 | 0 | 0 | -98.7336 | 0.7527 | 12.851 | 0 | -1 | -4.2 | 14.4089 | 0 | 0 | 49.9375 | 49.9375 | 49.9375 | 49.9375 | 58.0669 | 44.6472 | 0 | 0 | 9.8154 | 20.5207 | 0 | 70.8723 | 77.3038 | 50.8992 | 1516.473 | 41.2392 | 76.2524 | 0 | 0.5138 | 0 | 14.074 | 3.248 | 0 | 1715.1 | 318.6407 | -21.28 | 8.9256 | 7.395 | -1.78 | 20.5826 | 1.7783 | 69.0004 | 2025-12-18 | 2025_12_18 Hr 19 | 134.5632 | -3.1e-05 | -1715.1 | -98.7336 | 697.3131 | 965.761 | 131.5464 | 19.213 | 0 | 129.7282 | 421.5117 | 146.0732 | 23.1226 | 192.1628 | 285.811 | 15.21 | 7.2532 | 46.06 | 247.9653 | 0 | 148.1762 | 0
2025_12_18 Hr 20 | 0 | 0 | 0 | 3.8622 | 3.8622 | 3.8116 | 3.8622 | 3.8622 | 3.8622 | 152.8983 | -14.3 | 0.084 | 47 | 0 | 96.0814 | 96.0814 | 285.811 | 15.21 | 0.00697 | 0.084 | 0.03454 | 0 | 0 | 0.29046 | 0.2376 | 46.06 | 7.2532 | 247.9653 | 0 | 0 | 0 | 0 | 23.9797 | 57.6929 | 0 | 0 | -92.5103 | 0.7527 | 12.851 | 0 | -1 | -4.2 | 14.4089 | 0 | 0 | 46.0309 | 46.0309 | 46.0309 | 46.0309 | 53.5243 | 41.6988 | 0 | 0 | 9.8154 | 20.5207 | 0 | 70.8723 | 77.3038 | 31.9566 | 1483.981 | 40.2272 | 74.3812 | 0 | 0.5138 | 0 | 14.074 | 3.248 | 0 | 1674.508 | 304.3177 | -21.28 | 8.9256 | 7.395 | -1.78 | 20.0775 | 1.7346 | 67.3163 | 2025-12-18 | 2025_12_18 Hr 20 | 136.0733 | 0.0003 | -1674.508 | -92.5103 | 661.3892 | 965.761 | 120.6554 | 19.213 | 0 | 127.6735 | 391.0745 | 142.6412 | 23.1226 | 192.1628 | 285.811 | 15.21 | 7.2532 | 46.06 | 247.9653 | 0 | 148.1762 | 0
2025_12_18 Hr 21 | 0 | 0 | 0 | 3.8622 | 3.8622 | 3.8116 | 3.8622 | 3.8622 | 3.8622 | 132.8123 | -14.3 | 0.084 | 45 | 0 | 96.0814 | 96.0814 | 285.811 | 15.21 | 0.00697 | 0.084 | 0.03454 | 0 | 0 | 0.29046 | 0.2376 | 46.06 | 7.2532 | 247.9653 | 0 | 0 | 0 | 0 | 22.7996 | 54.8538 | 0 | 0 | -66.1899 | 0.7527 | 12.851 | 0 | -1 | -4.2 | 14.4089 | 0 | 0 | 38.3892 | 38.3892 | 38.3892 | 38.3892 | 44.6386 | 45.7002 | 0 | 0 | 9.8154 | 20.5207 | 0 | 70.8723 | 77.3038 | 15.906 | 1420.423 | 38.2475 | 70.7208 | 0 | 0.5138 | 0 | 14.074 | 3.248 | 0 | 1616.508 | 283.555 | -21.28 | 8.9256 | 7.395 | -1.78 | 19.0894 | 1.6493 | 64.6805 | 2025-12-18 | 2025_12_18 Hr 21 | 130.6241 | 0.000336 | -1616.508 | -66.1899 | 591.1179 | 965.761 | 106.6062 | 19.213 | 0 | 123.6543 | 331.5359 | 135.9278 | 23.1226 | 192.1628 | 285.811 | 15.21 | 7.2532 | 46.06 | 247.9653 | 0 | 148.1762 | 0
2025_12_18 Hr 22 | 0 | 0 | 0 | 3.8622 | 3.8622 | 3.8116 | 3.8622 | 3.8622 | 3.8622 | 120.9989 | -14.3 | 0.084 | 57 | 0 | 96.0814 | 96.0814 | 285.811 | 15.21 | 0.00697 | 0.084 | 0.03454 | 0 | 0 | 0.29046 | 0.2376 | 46.06 | 7.2532 | 247.9653 | 0 | 0 | 0 | 0 | 22.1056 | 53.184 | 0 | 0 | -108.7789 | 0.7527 | 12.851 | 0 | -1 | -4.2 | 14.4089 | 0 | 0 | 33.8948 | 33.8948 | 33.8948 | 33.8948 | 39.4126 | 45.7002 | 0 | 0 | 9.8154 | 20.5207 | 0 | 70.8723 | 77.3038 | 27.9078 | 1383.042 | 37.0832 | 68.5679 | 0 | 0.5138 | 0 | 14.074 | 3.248 | 0 | 1556.592 | 303.6084 | -21.28 | 8.9256 | 7.395 | -1.78 | 18.5083 | 1.5991 | 62.8757 | 2025-12-18 | 2025_12_18 Hr 22 | 120.2574 | -0.00029 | -1556.592 | -108.7789 | 549.7886 | 965.761 | 130.608 | 19.213 | 0 | 121.2904 | 296.5188 | 131.9793 | 23.1226 | 192.1628 | 285.811 | 15.21 | 7.2532 | 46.06 | 247.9653 | 0 | 148.1762 | 0
2025_12_18 Hr 23 | 0 | 0 | 0 | 3.8622 | 3.8622 | 3.8116 | 3.8622 | 3.8622 | 3.8622 | 92.0287 | 0 | 0.084 | 53 | 0 | 96.0814 | 96.0814 | 286.6375 | 15.29 | 0.00697 | 0.084 | 0.03454 | 0 | 0 | 0.29046 | 0.2376 | 46.06 | 7.2532 | 247.9653 | 0 | 0 | 0 | 0 | 20.4035 | 49.089 | 0 | 0 | -101.8964 | 0.7527 | 12.851 | 0 | -1 | -4.2 | 14.4089 | 0 | 0 | 22.8731 | 22.8731 | 22.8731 | 22.8731 | 26.5966 | 41.6988 | 0 | 0 | 9.8154 | 20.5207 | 0 | 71.2258 | 77.6894 | 41.934 | 1293.018 | 34.228 | 63.2885 | 0 | 0.5138 | 0 | 14.074 | 3.248 | 0 | 1484.092 | 299.9503 | -6.98 | 8.9256 | 7.395 | -1.78 | 17.0833 | 1.476 | 59.9233 | 2025-12-18 | 2025_12_18 Hr 23 | 121.2061 | -0.000292 | -1484.092 | -101.8964 | 462.7358 | 967.4065 | 136.6328 | 19.213 | 0 | 115.4935 | 210.6458 | 136.5965 | 23.1226 | 192.1628 | 286.6375 | 15.29 | 7.2532 | 46.06 | 247.9653 | 0 | 148.9151 | 0
2025_12_18 Hr 24 | 0 | 0 | 0 | 3.8622 | 3.8622 | 3.8116 | 3.8622 | 3.8622 | 3.8622 | 66.374 | 0 | 0.084 | 31 | 0 | 96.0814 | 96.0814 | 286.6375 | 15.29 | 0.00697 | 0.084 | 0.03454 | 0 | 0 | 0.29046 | 0.2376 | 46.06 | 7.2532 | 247.9653 | 0 | 0 | 0 | 0 | 18.8963 | 45.4627 | 0 | 0 | -40.23 | 0.7527 | 12.851 | 0 | -1 | -4.2 | 14.4089 | 0 | 0 | 13.1128 | 13.1128 | 13.1128 | 13.1128 | 15.2474 | 39.6981 | 0 | 0 | 9.8154 | 20.5207 | 0 | 71.2258 | 77.6894 | 40.9218 | 1211.839 | 31.6995 | 58.6133 | 0 | 0.5138 | 0 | 14.074 | 3.248 | 0 | 1430.992 | 266.3628 | -6.98 | 8.9256 | 7.395 | -1.78 | 15.8213 | 1.3669 | 57.0159 | 2025-12-18 | 2025_12_18 Hr 24 | 121.0984 | -0.000302 | -1430.992 | -40.23 | 372.9822 | 967.4065 | 111.6199 | 19.213 | 0 | 110.3599 | 134.6005 | 128.0218 | 23.1226 | 192.1628 | 286.6375 | 15.29 | 7.2532 | 46.06 | 247.9653 | 0 | 148.9151 | 0
2025_12_19 Hr 01 | 0 | 0 | 0 | 3.8622 | 3.8622 | 3.8116 | 3.8622 | 3.8622 | 3.8622 | 77.3256 | 0 | 0.084 | 13 | 0 | 96.0814 | 96.0814 | 286.6375 | 0 | 0.00697 | 0.084 | 0.03454 | 0 | 0 | 0.29046 | 0.2376 | 46.06 | 0 | 247.9653 | 0 | 0 | 0 | 0 | 20.1907 | 48.5506 | 0 | 0 | -57.2859 | 0.7527 | 12.8605 | 0 | -1 | -4.2 | 14.4335 | 0 | 0 | 18.6587 | 18.6587 | 18.6587 | 18.6587 | 21.6961 | 44.6472 | 0 | 0 | 9.8139 | 18.3597 | 0 | 71.2258 | 77.6894 | 25.8834 | 1233.293 | 30.202 | 55.8662 | 0 | 0.5138 | 0 | 14.074 | 3.248 | 0 | 1400.108 | 231.081 | -6.98 | 8.9244 | 7.395 | -1.78 | 15.0983 | 1.3031 | 56.0212 | 2025-12-19 | 2025_12_19 Hr 01 | 120.036 | 0.000389 | -1400.108 | -57.2859 | 409.7874 | 944.8633 | 83.5306 | 19.213 | 0 | 114.7736 | 174.1844 | 120.8293 | 23.1226 | 192.1628 | 286.6375 | 0 | 0 | 46.06 | 247.9653 | 0 | 148.9151 | 0
2025_12_19 Hr 02 | 0 | 0 | 0 | 3.8622 | 3.8622 | 3.8116 | 3.8622 | 3.8622 | 3.8622 | 74.684 | 0 | 0.084 | 14 | 0 | 96.0814 | 96.0814 | 286.6375 | 0 | 0.00697 | 0.084 | 0.03454 | 0 | 0 | 0.29046 | 0.2376 | 46.06 | 0 | 247.9653 | 0 | 0 | 0 | 0 | 20.0145 | 48.1268 | 0 | 0 | -38.3937 | 0.7527 | 12.8605 | 0 | -1 | -4.2 | 14.4335 | 0 | 0 | 17.6561 | 17.6561 | 17.6561 | 17.6561 | 20.5304 | 37.6974 | 0 | 0 | 9.8139 | 18.3597 | 0 | 71.2258 | 77.6894 | 33.8364 | 1224.876 | 29.9384 | 55.3785 | 0 | 0.5138 | 0 | 14.074 | 3.248 | 0 | 1411.692 | 232.1897 | -6.98 | 8.9244 | 7.395 | -1.78 | 14.9665 | 1.2917 | 56.2298 | 2025-12-19 | 2025_12_19 Hr 02 | 120.6792 | -0.000286 | -1411.692 | -38.3937 | 400.4752 | 944.8633 | 85.5338 | 19.213 | 0 | 114.1735 | 166.3669 | 119.9348 | 23.1226 | 192.1628 | 286.6375 | 0 | 0 | 46.06 | 247.9653 | 0 | 148.9151 | 0
2025_12_19 Hr 03 | 0 | 0 | 0 | 3.8622 | 3.8622 | 3.8116 | 3.8622 | 3.8622 | 3.8622 | 71.8195 | 0 | 0.084 | 18 | 0 | 96.0814 | 96.0814 | 286.6375 | 0 | 0.00697 | 0.084 | 0.03454 | 0 | 0 | 0.29046 | 0.2376 | 46.06 | 0 | 247.9653 | 0 | 0 | 0 | 0 | 19.8233 | 47.6672 | 0 | 0 | -54.6645 | 0.7527 | 12.8605 | 0 | -1 | -4.2 | 14.4335 | 0 | 0 | 16.569 | 16.569 | 16.569 | 16.569 | 19.2663 | 36.7497 | 0 | 0 | 9.8139 | 18.3597 | 0 | 71.2258 | 77.6894 | 35.8608 | 1215.748 | 29.6525 | 54.8497 | 0 | 0.5138 | 0 | 14.074 | 3.248 | 0 | 1390.4 | 236.2964 | -6.98 | 8.9244 | 7.395 | -1.78 | 14.8236 | 1.2794 | 55.6035 | 2025-12-19 | 2025_12_19 Hr 03 | 120.5162 | 3e-05 | -1390.4 | -54.6645 | 390.3778 | 944.8633 | 90.6105 | 19.213 | 0 | 113.5229 | 157.89 | 118.9649 | 23.1226 | 192.1628 | 286.6375 | 0 | 0 | 46.06 | 247.9653 | 0 | 148.9151 | 0
2025_12_19 Hr 04 | 0 | 0 | 0 | 3.8622 | 3.8622 | 3.8116 | 3.8622 | 3.8622 | 3.8622 | 65.1995 | 0 | 0.084 | 33 | 0 | 96.0814 | 96.0814 | 286.6375 | 0 | 0.00697 | 0.084 | 0.03454 | 0 | 0 | 0.29046 | 0.2376 | 46.06 | 0 | 247.9653 | 0 | 0 | 0 | 0 | 19.3816 | 46.6051 | 0 | 0 | -49.1445 | 0.7527 | 12.8605 | 0 | -1 | -4.2 | 14.4335 | 0 | 0 | 14.0566 | 14.0566 | 14.0566 | 14.0566 | 16.3449 | 42.7518 | 0 | 0 | 9.8139 | 18.3597 | 0 | 71.2258 | 77.6894 | 25.8834 | 1194.653 | 28.9918 | 53.6275 | 0 | 0.5138 | 0 | 14.074 | 3.248 | 0 | 1383.608 | 245.0795 | -6.98 | 8.9244 | 7.395 | -1.78 | 14.4933 | 1.2509 | 55.2628 | 2025-12-19 | 2025_12_19 Hr 04 | 121.046 | 0.000363 | -1383.608 | -49.1445 | 367.0414 | 944.8633 | 101.6352 | 19.213 | 0 | 112.019 | 138.2991 | 116.7232 | 23.1226 | 192.1628 | 286.6375 | 0 | 0 | 46.06 | 247.9653 | 0 | 148.9151 | 0
2025_12_19 Hr 05 | 0 | 0 | 0 | 3.8622 | 3.8622 | 3.8116 | 3.8622 | 3.8622 | 3.8622 | 64.8494 | 0 | 0.084 | 49 | 0 | 96.0814 | 96.0814 | 286.6375 | 0 | 0.00697 | 0.084 | 0.03454 | 0 | 0 | 0.29046 | 0.2376 | 46.06 | 7.2532 | 247.9653 | 0 | 0 | 0 | 0 | 19.3583 | 46.5489 | 0 | 0 | -52.7516 | 0.7527 | 12.8605 | 0 | -1 | -4.2 | 14.4335 | 0 | 0 | 13.9238 | 13.9238 | 13.9238 | 13.9238 | 16.1904 | 46.6479 | 0 | 0 | 9.8139 | 18.3597 | 0 | 71.2258 | 77.6894 | 20.967 | 1200.791 | 28.9568 | 53.5629 | 0 | 0.5138 | 0 | 14.074 | 3.248 | 0 | 1401 | 259.9406 | -6.98 | 8.9244 | 7.395 | -1.78 | 14.4759 | 1.2493 | 55.9967 | 2025-12-19 | 2025_12_19 Hr 05 | 128.0867 | 7e-05 | -1401 | -52.7516 | 365.8073 | 952.1165 | 116.6149 | 19.213 | 0 | 111.9395 | 137.2631 | 116.6047 | 23.1226 | 192.1628 | 286.6375 | 0 | 7.2532 | 46.06 | 247.9653 | 0 | 148.9151 | 0
2025_12_19 Hr 06 | 0 | 0 | 0 | 3.8622 | 3.8622 | 3.8116 | 3.8622 | 3.8622 | 3.8622 | 83.691 | 0 | 0.084 | 62 | 0 | 96.0814 | 96.0814 | 286.6375 | 15.29 | 0.00697 | 0.084 | 0.03454 | 0 | 0 | 0.29046 | 0.2376 | 46.06 | 7.2532 | 247.9653 | 0 | 0 | 0 | 0 | 20.6154 | 49.5718 | 0 | 0 | -97.6581 | 0.7527 | 12.8605 | 0 | -1 | -4.2 | 14.4335 | 0 | 0 | 21.0744 | 21.0744 | 21.0744 | 21.0744 | 24.5051 | 44.6472 | 0 | 0 | 9.8139 | 18.3597 | 0 | 71.2258 | 77.6894 | 8.9652 | 1276.12 | 30.8373 | 57.0413 | 0 | 0.5138 | 0 | 14.074 | 3.248 | 0 | 1436.8 | 265.3182 | -6.98 | 8.9244 | 7.395 | -1.78 | 15.4159 | 1.3305 | 58.0008 | 2025-12-19 | 2025_12_19 Hr 06 | 164.2391 | 5.3e-05 | -1436.8 | -97.6581 | 432.2262 | 967.4065 | 115.6124 | 19.213 | 0 | 116.2196 | 193.0219 | 122.9848 | 23.1226 | 192.1628 | 286.6375 | 15.29 | 7.2532 | 46.06 | 247.9653 | 0 | 148.9151 | 0
2025_12_19 Hr 07 | 0 | 0 | 0 | 3.8622 | 3.8622 | 3.8116 | 3.8622 | 3.8622 | 3.8622 | 117.1731 | -14.3 | 0.084 | 71 | 0 | 96.0814 | 96.0814 | 285.811 | 15.21 | 0.00697 | 0.084 | 0.03454 | 0 | 0 | 0.29046 | 0.2376 | 46.06 | 7.2532 | 247.9653 | 0 | 0 | 0 | 0 | 22.8494 | 54.9436 | 0 | 0 | -120.7535 | 0.7527 | 12.8605 | 0 | -1 | -4.2 | 14.4335 | 0 | 0 | 33.7813 | 33.7813 | 33.7813 | 33.7813 | 39.2805 | 45.7002 | 0 | 0 | 9.8139 | 18.3597 | 0 | 70.8723 | 77.3038 | 4.9164 | 1381.165 | 34.179 | 63.2226 | 0 | 0.5138 | 0 | 14.074 | 3.248 | 0 | 1521.792 | 282.66 | -21.28 | 8.9244 | 7.395 | -1.78 | 17.0865 | 1.4747 | 61.6596 | 2025-12-19 | 2025_12_19 Hr 07 | 169.9715 | -0.00035 | -1521.792 | -120.7535 | 535.9545 | 965.761 | 121.6166 | 19.213 | 0 | 123.8254 | 292.1067 | 120.0224 | 23.1226 | 192.1628 | 285.811 | 15.21 | 7.2532 | 46.06 | 247.9653 | 0 | 148.1762 | 0
2025_12_19 Hr 08 | 0.33996 | 0 | 0 | 3.8622 | 3.8622 | 3.8116 | 3.8622 | 3.8622 | 3.8622 | 138.1153 | -14.3 | 0.084 | 71 | 0 | 96.0814 | 96.0814 | 285.811 | 15.21 | 0.00697 | 0.084 | 0.03454 | 0 | 0 | 0.29046 | 0.2376 | 46.06 | 7.2532 | 247.9653 | 0 | 0 | 0 | 0 | 24.2467 | 58.3036 | 0 | 0 | -139.4368 | 0.7527 | 12.8605 | 0 | -1 | -4.2 | 14.4335 | 0 | 0 | 41.7291 | 41.7291 | 41.7291 | 41.7291 | 48.5222 | 42.7518 | 0 | 0 | 9.8139 | 18.3597 | 0 | 70.8723 | 77.3038 | 2.0244 | 1447.897 | 36.2691 | 67.0888 | 0 | 0.5138 | -0.33996 | 14.074 | 3.248 | 0 | 1571.092 | 284.251 | -21.62 | 8.9244 | 7.395 | -1.78 | 18.1313 | 1.5648 | 63.8515 | 2025-12-19 | 2025_12_19 Hr 08 | 200.3845 | -0.000291 | -1571.092 | -139.4368 | 609.7782 | 965.761 | 115.7762 | 19.213 | 0 | 128.5826 | 354.0819 | 127.1138 | 23.1226 | 192.1628 | 285.811 | 15.21 | 7.2532 | 46.06 | 247.9653 | 0 | 148.1762 | 0
2025_12_19 Hr 09 | 1.3698 | 0.000285 | 0.008037 | 3.8622 | 3.8622 | 3.8116 | 3.8622 | 3.8622 | 3.8622 | 140.0886 | -14.3 | 0.084 | 72 | 0 | 96.0814 | 96.0814 | 285.811 | 15.21 | 0.00697 | 0.084 | 0.03454 | 0 | 0 | 0.29046 | 0.2376 | 46.06 | 7.2532 | 247.9653 | 0 | 0 | 0 | 0 | 24.3784 | 58.6202 | 0 | 0 | -74.6664 | 0.7527 | 12.8605 | 0 | -1 | -4.2 | 14.4335 | 0 | 0 | 42.478 | 42.478 | 42.478 | 42.478 | 49.393 | 36.7497 | 0 | 0 | 9.8139 | 18.3597 | 0 | 70.8723 | 77.3038 | 0 | 1454.193 | 36.466 | 67.4531 | 0 | 0.5138 | -1.3698 | 14.074 | 3.248 | 0 | 1635.8 | 278.9228 | -22.6498 | 8.9244 | 7.395 | -1.78 | 18.2298 | 1.5733 | 65.5535 | 2025-12-19 | 2025_12_19 Hr 09 | 205.3501 | -2e-06 | -1635.8 | -74.6664 | 616.7343 | 965.761 | 108.758 | 19.213 | 0 | 129.0308 | 359.9215 | 127.782 | 23.1226 | 192.1628 | 285.811 | 15.21 | 7.2532 | 46.06 | 247.9653 | 0 | 148.1762 | 0
2025_12_19 Hr 10 | 1.7296 | 0.003525 | 0.099405 | 3.8622 | 3.8622 | 3.8116 | 3.8622 | 3.8622 | 3.8622 | 139.8658 | -14.3 | 0.084 | 65 | 0 | 96.0814 | 96.0814 | 285.811 | 15.21 | 0.00697 | 0.084 | 0.03454 | 0 | 0 | 0.29046 | 0.2376 | 46.06 | 7.2532 | 247.9653 | 0 | 0 | 0 | 0 | 24.3635 | 58.5844 | 0 | 0 | -45.7279 | 0.7527 | 12.8605 | 0 | -1 | -4.2 | 14.4335 | 0 | 0 | 42.3934 | 42.3934 | 42.3934 | 42.3934 | 49.2947 | 35.802 | 0 | 0 | 9.8139 | 18.3597 | 0 | 70.8723 | 77.3038 | 0 | 1453.575 | 36.4438 | 67.4119 | 0 | 0.5138 | -1.7296 | 14.074 | 3.248 | 0 | 1656.1 | 271.2628 | -23.0096 | 8.9244 | 7.395 | -1.78 | 18.2187 | 1.5724 | 65.9741 | 2025-12-19 | 2025_12_19 Hr 10 | 200.3986 | 7e-06 | -1656.1 | -45.7279 | 615.9489 | 965.761 | 100.9049 | 19.213 | 0 | 128.9802 | 359.2622 | 127.7065 | 23.1226 | 192.1628 | 285.811 | 15.21 | 7.2532 | 46.06 | 247.9653 | 0 | 148.1762 | 0
2025_12_19 Hr 11 | 3.4593 | 0.007815 | 0.22038 | 3.8622 | 3.8622 | 3.8116 | 3.8622 | 3.8622 | 3.8622 | 137.8607 | -14.3 | 0.084 | 36 | 0 | 96.0814 | 96.0814 | 285.811 | 15.21 | 0.00697 | 0.084 | 0.03454 | 0 | 0 | 0.29046 | 0.2376 | 46.06 | 7.2532 | 247.9653 | 0 | 0 | 0 | 0 | 24.2297 | 58.2627 | 0 | 26.9151 | 0 | 0.7527 | 12.8605 | 0 | -1 | -4.2 | 14.4335 | 0 | 0 | 41.6324 | 41.6324 | 41.6324 | 41.6324 | 48.4098 | 35.802 | 0 | 0 | 9.8139 | 18.3597 | 0 | 70.8723 | 77.3038 | 0 | 1447.307 | 36.2437 | 67.0418 | 0 | 0.5138 | -3.4593 | 14.074 | 3.248 | 0 | 1692.8 | 243.3177 | -24.7393 | 8.9244 | 7.395 | -1.78 | 18.1186 | 1.5637 | 66.4669 | 2025-12-19 | 2025_12_19 Hr 11 | 189.4607 | 1.1e-05 | -1692.8 | 26.9151 | 608.8807 | 965.761 | 72.0302 | 19.213 | 0 | 128.5248 | 353.3284 | 127.0276 | 23.1226 | 192.1628 | 285.811 | 15.21 | 7.2532 | 46.06 | 247.9653 | 0 | 148.1762 | 0
2025_12_19 Hr 12 | 2.7727 | 0.00981 | 0.27664 | 3.8622 | 3.8622 | 3.8116 | 3.8622 | 3.8622 | 3.8622 | 132.3546 | -14.3 | 0.084 | 15 | 0 | 96.0814 | 96.0814 | 285.811 | 15.21 | 0.00697 | 0.084 | 0.03454 | 0 | 0 | 0.29046 | 0.2376 | 46.06 | 7.2532 | 247.9653 | 0 | 0 | 0 | 0 | 23.8623 | 57.3794 | 0 | 31.571 | 0 | 0.7527 | 12.8605 | 0 | -1 | -4.2 | 14.4335 | 0 | 0 | 39.5428 | 39.5428 | 39.5428 | 39.5428 | 45.98 | 37.6974 | 0 | 0 | 9.8139 | 18.3597 | 0 | 70.8723 | 77.3038 | 0 | 1429.818 | 35.6942 | 66.0253 | 0 | 0.5138 | -2.7727 | 14.074 | 3.248 | 0 | 1659 | 221.6641 | -24.0527 | 8.9244 | 7.395 | -1.78 | 17.8439 | 1.54 | 65.0714 | 2025-12-19 | 2025_12_19 Hr 12 | 195.843 | 1.5e-05 | -1659 | 31.571 | 589.4711 | 965.761 | 52.9839 | 19.213 | 0 | 127.274 | 337.034 | 125.1631 | 23.1226 | 192.1628 | 285.811 | 15.21 | 7.2532 | 46.06 | 247.9653 | 0 | 148.1762 | 0
2025_12_19 Hr 13 | 2.4295 | 0.010575 | 0.29822 | 3.8622 | 3.8622 | 3.8116 | 3.8622 | 3.8622 | 3.8622 | 132.8002 | -14.3 | 0.084 | 13 | 0 | 96.0814 | 96.0814 | 285.811 | 15.21 | 0.00697 | 0.084 | 0.03454 | 0 | 0 | 0.29046 | 0.2376 | 46.06 | 7.2532 | 247.9653 | 0 | 0 | 0 | 0 | 23.8921 | 57.4508 | 0 | 10.6856 | 0 | 0.7527 | 12.8605 | 0 | -1 | -4.2 | 14.4335 | 0 | 0 | 39.7119 | 39.7119 | 39.7119 | 39.7119 | 46.1767 | 39.6981 | 0 | 0 | 9.8139 | 18.3597 | 0 | 70.8723 | 77.3038 | 0 | 1431.259 | 35.7386 | 66.1075 | 0 | 0.5138 | -2.4295 | 14.074 | 3.248 | 0 | 1639.708 | 221.4732 | -23.7095 | 8.9244 | 7.395 | -1.78 | 17.8662 | 1.5419 | 64.5847 | 2025-12-19 | 2025_12_19 Hr 13 | 196.6281 | 0.000362 | -1639.708 | 10.6856 | 591.0418 | 965.761 | 53.0069 | 19.213 | 0 | 127.3752 | 338.3526 | 125.314 | 23.1226 | 192.1628 | 285.811 | 15.21 | 7.2532 | 46.06 | 247.9653 | 0 | 148.1762 | 0
2025_12_19 Hr 14 | 1.0315 | 0.010335 | 0.29145 | 3.8622 | 3.8622 | 3.8116 | 3.8622 | 3.8622 | 3.8622 | 132.1318 | -14.3 | 0.084 | 12 | 0 | 96.0814 | 96.0814 | 285.811 | 15.21 | 0.00697 | 0.084 | 0.03454 | 0 | 0 | 0.29046 | 0.2376 | 46.06 | 7.2532 | 247.9653 | 0 | 0 | 0 | 0 | 23.8475 | 57.3436 | 0 | 0 | -7.0015 | 0.7527 | 12.8605 | 0 | -1 | -4.2 | 14.4335 | 0 | 0 | 39.4583 | 39.4583 | 39.4583 | 39.4583 | 45.8817 | 32.7483 | 0 | 0 | 9.8139 | 18.3597 | 0 | 70.8723 | 77.3038 | 0 | 1429.123 | 35.6719 | 65.9841 | 0 | 0.5138 | -1.0315 | 14.074 | 3.248 | 0 | 1611.708 | 211.8988 | -22.3115 | 8.9244 | 7.395 | -1.78 | 17.8328 | 1.5391 | 63.7122 | 2025-12-19 | 2025_12_19 Hr 14 | 195.9269 | 0.000318 | -1611.708 | -7.0015 | 588.6857 | 965.761 | 45.0501 | 19.213 | 0 | 127.2234 | 336.3747 | 125.0877 | 23.1226 | 192.1628 | 285.811 | 15.21 | 7.2532 | 46.06 | 247.9653 | 0 | 148.1762 | 0
2025_12_19 Hr 15 | 1.0315 | 0.009135 | 0.25761 | 3.8622 | 3.8622 | 3.8116 | 3.8622 | 3.8622 | 3.8622 | 127.0395 | -14.3 | 0.084 | 4 | 0 | 96.0814 | 96.0814 | 285.811 | 15.21 | 0.00697 | 0.084 | 0.03454 | 0 | 0 | 0.29046 | 0.2376 | 46.06 | 7.2532 | 247.9653 | 0 | 0 | 0 | 0 | 23.5077 | 56.5266 | 0 | 7.5483 | -1.2645 | 0.7527 | 12.8605 | 0 | -1 | -4.2 | 14.4335 | 0 | 0 | 37.5257 | 37.5257 | 37.5257 | 37.5257 | 43.6345 | 34.749 | 0 | 0 | 9.8139 | 18.3597 | 0 | 70.8723 | 77.3038 | 0 | 1412.862 | 35.1637 | 65.044 | 0 | 0.5138 | -1.0315 | 14.074 | 3.248 | 0 | 1601.008 | 204.174 | -22.3115 | 8.9244 | 7.395 | -1.78 | 17.5787 | 1.5171 | 63.115 | 2025-12-19 | 2025_12_19 Hr 15 | 194.9541 | 0.000392 | -1601.008 | 6.2839 | 570.7347 | 965.761 | 39.0157 | 19.213 | 0 | 126.0666 | 321.3048 | 123.3633 | 23.1226 | 192.1628 | 285.811 | 15.21 | 7.2532 | 46.06 | 247.9653 | 0 | 148.1762 | 0
2025_12_19 Hr 16 | 0 | 0.0066 | 0.18612 | 3.8622 | 3.8622 | 3.8116 | 3.8622 | 3.8622 | 3.8622 | 128.5035 | -14.3 | 0.084 | 10 | 0 | 96.0814 | 96.0814 | 285.811 | 15.21 | 0.00697 | 0.084 | 0.03454 | 0 | 0 | 0.29046 | 0.2376 | 46.06 | 7.2532 | 247.9653 | 0 | 0 | 0 | 0 | 23.6054 | 56.7615 | 0 | 6.6321 | -6.4867 | 0.7527 | 12.8605 | 0 | -1 | -4.2 | 14.4335 | 0 | 0 | 38.0813 | 38.0813 | 38.0813 | 38.0813 | 44.2806 | 31.8006 | 0 | 0 | 9.8139 | 18.3597 | 0 | 70.8723 | 77.3038 | 0 | 1417.456 | 35.3098 | 65.3143 | 0 | 0.5138 | 0 | 14.074 | 3.248 | 0 | 1603.008 | 206.6873 | -21.28 | 8.9244 | 7.395 | -1.78 | 17.6518 | 1.5234 | 63.2747 | 2025-12-19 | 2025_12_19 Hr 16 | 209.1355 | 0.000337 | -1603.008 | 0.14536 | 575.8956 | 965.761 | 41.9933 | 19.213 | 0 | 126.3992 | 325.6373 | 123.8591 | 23.1226 | 192.1628 | 285.811 | 15.21 | 7.2532 | 46.06 | 247.9653 | 0 | 148.1762 | 0
2025_12_19 Hr 17 | 0 | 0.002445 | 0.068949 | 3.8622 | 3.8622 | 3.8116 | 3.8622 | 3.8622 | 3.8622 | 146.1039 | -14.3 | 0.084 | 2 | 0 | 96.0814 | 96.0814 | 285.811 | 15.21 | 0.00697 | 0.084 | 0.03454 | 0 | 0 | 0.29046 | 0.2376 | 46.06 | 7.2532 | 247.9653 | 0 | 0 | 0 | 0 | 24.7797 | 59.5853 | 0 | 1.8174 | -27.663 | 0.7527 | 12.8605 | 0 | -1 | -4.2 | 14.4335 | 0 | 0 | 44.7608 | 44.7608 | 44.7608 | 44.7608 | 52.0475 | 34.749 | 0 | 0 | 9.8139 | 18.3597 | 0 | 70.8723 | 77.3038 | 1.0122 | 1473.422 | 37.0664 | 68.5636 | 0 | 0.5138 | 0 | 14.074 | 3.248 | 0 | 1634.9 | 208.6036 | -21.28 | 8.9244 | 7.395 | -1.78 | 18.5299 | 1.5992 | 64.8756 | 2025-12-19 | 2025_12_19 Hr 17 | 260.8809 | 6e-06 | -1634.9 | -25.8456 | 637.939 | 965.761 | 37.8326 | 19.213 | 0 | 130.3973 | 377.7229 | 129.8188 | 23.1226 | 192.1628 | 285.811 | 15.21 | 7.2532 | 46.06 | 247.9653 | 0 | 148.1762 | 0
2025_12_19 Hr 18 | 0 | 9e-05 | 0.002538 | 3.8622 | 3.8622 | 3.8116 | 3.8622 | 3.8622 | 3.8622 | 148.3 | -14.3 | 0.084 | 2 | 0 | 96.0814 | 96.0814 | 285.811 | 15.21 | 0.00697 | 0.084 | 0.03454 | 0 | 0 | 0.29046 | 0.2376 | 46.06 | 7.2532 | 247.9653 | 0 | 0 | 0 | 0 | 24.9262 | 59.9376 | 0 | 0 | -25.9434 | 0.7527 | 12.8605 | 0 | -1 | -4.2 | 14.4335 | 0 | 0 | 45.5943 | 45.5943 | 45.5943 | 45.5943 | 53.0166 | 36.7497 | 0 | 0 | 9.8139 | 18.3597 | 0 | 70.8723 | 77.3038 | 3.0366 | 1480.353 | 37.2856 | 68.969 | 0 | 0.5138 | 0 | 14.074 | 3.248 | 0 | 1646.5 | 213.3699 | -21.28 | 8.9244 | 7.395 | -1.78 | 18.6395 | 1.6087 | 65.3348 | 2025-12-19 | 2025_12_19 Hr 18 | 275.676 | 4.3e-05 | -1646.5 | -25.9434 | 645.6804 | 965.761 | 41.7889 | 19.213 | 0 | 130.8962 | 384.2218 | 130.5625 | 23.1226 | 192.1628 | 285.811 | 15.21 | 7.2532 | 46.06 | 247.9653 | 0 | 148.1762 | 0
2025_12_19 Hr 19 | 0 | 0 | 0 | 3.8622 | 3.8622 | 3.8116 | 3.8622 | 3.8622 | 3.8622 | 135.9511 | -14.3 | 0.084 | 0 | 0 | 96.0814 | 96.0814 | 285.811 | 15.21 | 0.00697 | 0.084 | 0.03454 | 0 | 0 | 0.29046 | 0.2376 | 46.06 | 7.2532 | 247.9653 | 0 | 0 | 0 | 0 | 24.1023 | 57.9564 | 0 | 0 | -37.5422 | 0.7527 | 12.8605 | 0 | -1 | -4.2 | 14.4335 | 0 | 0 | 40.9077 | 40.9077 | 40.9077 | 40.9077 | 47.5671 | 41.6988 | 0 | 0 | 9.8139 | 18.3597 | 0 | 70.8723 | 77.3038 | 5.9286 | 1441.001 | 36.0531 | 66.6892 | 0 | 0.5138 | 0 | 14.074 | 3.248 | 0 | 1597.208 | 215.0294 | -21.28 | 8.9244 | 7.395 | -1.78 | 18.0234 | 1.5555 | 63.5417 | 2025-12-19 | 2025_12_19 Hr 19 | 266.9522 | 0.0004 | -1597.208 | -37.5422 | 602.1491 | 965.761 | 47.6274 | 19.213 | 0 | 128.091 | 347.6772 | 126.3809 | 23.1226 | 192.1628 | 285.811 | 15.21 | 7.2532 | 46.06 | 247.9653 | 0 | 148.1762 | 0
2025_12_19 Hr 20 | 0 | 0 | 0 | 3.8622 | 3.8622 | 3.8116 | 3.8622 | 3.8622 | 3.8622 | 126.2438 | -14.3 | 0.084 | 0 | 0 | 96.0814 | 96.0814 | 285.811 | 15.21 | 0.00697 | 0.084 | 0.03454 | 0 | 0 | 0.29046 | 0.2376 | 46.06 | 7.2532 | 247.9653 | 0 | 0 | 0 | 0 | 23.4546 | 56.3989 | 0 | 0 | -37.2348 | 0.7527 | 12.8605 | 0 | -1 | -4.2 | 14.4335 | 0 | 0 | 37.2237 | 37.2237 | 37.2237 | 37.2237 | 43.2834 | 36.7497 | 0 | 0 | 9.8139 | 18.3597 | 0 | 70.8723 | 77.3038 | 10.9896 | 1410.069 | 35.0843 | 64.8971 | 0 | 0.5138 | 0 | 14.074 | 3.248 | 0 | 1563.408 | 211.8542 | -21.28 | 8.9244 | 7.395 | -1.78 | 17.539 | 1.5137 | 62.2034 | 2025-12-19 | 2025_12_19 Hr 20 | 254.2554 | 0.000349 | -1563.408 | -37.2348 | 567.9298 | 965.761 | 47.7393 | 19.213 | 0 | 125.8859 | 318.9501 | 123.0939 | 23.1226 | 192.1628 | 285.811 | 15.21 | 7.2532 | 46.06 | 247.9653 | 0 | 148.1762 | 0
2025_12_19 Hr 21 | 0 | 0 | 0 | 3.8622 | 3.8622 | 3.8116 | 3.8622 | 3.8622 | 3.8622 | 118.5417 | -14.3 | 0.084 | 1 | 0 | 96.0814 | 96.0814 | 285.811 | 15.21 | 0.00697 | 0.084 | 0.03454 | 0 | 0 | 0.29046 | 0.2376 | 46.06 | 7.2532 | 247.9653 | 0 | 0 | 0 | 0 | 22.9407 | 55.1632 | 0 | 0 | -45.0197 | 0.7527 | 12.8605 | 0 | -1 | -4.2 | 14.4335 | 0 | 0 | 34.3006 | 34.3006 | 34.3006 | 34.3006 | 39.8845 | 34.749 | 0 | 0 | 9.8139 | 18.3597 | 0 | 70.8723 | 77.3038 | 14.0262 | 1385.526 | 34.3156 | 63.4752 | 0 | 0.5138 | 0 | 14.074 | 3.248 | 0 | 1530.508 | 211.2821 | -21.28 | 8.9244 | 7.395 | -1.78 | 17.1547 | 1.4806 | 61.0072 | 2025-12-19 | 2025_12_19 Hr 21 | 200.7535 | 0.000403 | -1530.508 | -45.0197 | 540.7789 | 965.761 | 49.7752 | 19.213 | 0 | 124.1363 | 296.1568 | 120.4858 | 23.1226 | 192.1628 | 285.811 | 15.21 | 7.2532 | 46.06 | 247.9653 | 0 | 148.1762 | 0
2025_12_19 Hr 22 | 0 | 0 | 0 | 3.8622 | 3.8622 | 3.8116 | 3.8622 | 3.8622 | 3.8622 | 107.9433 | -14.3 | 0.084 | 1 | 0 | 96.0814 | 96.0814 | 285.811 | 15.21 | 0.00697 | 0.084 | 0.03454 | 0 | 0 | 0.29046 | 0.2376 | 46.06 | 7.2532 | 247.9653 | 0 | 0 | 0 | 0 | 22.2336 | 53.4628 | 0 | 0 | -81.0921 | 0.7527 | 12.8605 | 0 | -1 | -4.2 | 14.4335 | 0 | 0 | 30.2784 | 30.2784 | 30.2784 | 30.2784 | 35.2075 | 39.6981 | 0 | 0 | 9.8139 | 18.3597 | 0 | 70.8723 | 77.3038 | 12.0018 | 1351.754 | 33.2578 | 61.5186 | 0 | 0.5138 | 0 | 14.074 | 3.248 | 0 | 1460 | 210.618 | -21.28 | 8.9244 | 7.395 | -1.78 | 16.626 | 1.4349 | 58.6986 | 2025-12-19 | 2025_12_19 Hr 22 | 187.6212 | 7.6e-05 | -1460 | -81.0921 | 503.4182 | 965.761 | 52.6999 | 19.213 | 0 | 121.7287 | 264.7925 | 116.897 | 23.1226 | 192.1628 | 285.811 | 15.21 | 7.2532 | 46.06 | 247.9653 | 0 | 148.1762 | 0
2025_12_19 Hr 23 | 0 | 0 | 0 | 3.8622 | 3.8622 | 3.8116 | 3.8622 | 3.8622 | 3.8622 | 87.8922 | 0 | 0.084 | 6 | 0 | 96.0814 | 96.0814 | 286.6375 | 15.29 | 0.00697 | 0.084 | 0.03454 | 0 | 0 | 0.29046 | 0.2376 | 46.06 | 7.2532 | 247.9653 | 0 | 0 | 0 | 0 | 20.8957 | 50.2459 | 0 | 0 | -87.3504 | 0.7527 | 12.8605 | 0 | -1 | -4.2 | 14.4335 | 0 | 0 | 22.6688 | 22.6688 | 22.6688 | 22.6688 | 26.3591 | 37.6974 | 0 | 0 | 9.8139 | 18.3597 | 0 | 71.2258 | 77.6894 | 15.906 | 1289.507 | 31.2566 | 57.8169 | 0 | 0.5138 | 0 | 14.074 | 3.248 | 0 | 1405.908 | 210.7318 | -6.98 | 8.9244 | 7.395 | -1.78 | 15.6255 | 1.3486 | 56.6457 | 2025-12-19 | 2025_12_19 Hr 23 | 162.3269 | 0.000344 | -1405.908 | -87.3504 | 447.0358 | 967.4065 | 59.6034 | 19.213 | 0 | 117.1739 | 205.4545 | 124.4074 | 23.1226 | 192.1628 | 286.6375 | 15.29 | 7.2532 | 46.06 | 247.9653 | 0 | 148.9151 | 0
2025_12_19 Hr 24 | 0 | 0 | 0 | 3.8622 | 3.8622 | 3.8116 | 3.8622 | 3.8622 | 3.8622 | 68.9551 | 0 | 0.084 | 3 | 0 | 96.0814 | 96.0814 | 286.6375 | 0 | 0.00697 | 0.084 | 0.03454 | 0 | 0 | 0.29046 | 0.2376 | 46.06 | 7.2532 | 247.9653 | 0 | 0 | 0 | 0 | 19.6322 | 47.2076 | 0 | 0 | -73.8014 | 0.7527 | 12.8605 | 0 | -1 | -4.2 | 14.4335 | 0 | 0 | 15.4819 | 15.4819 | 15.4819 | 15.4819 | 18.0023 | 35.802 | 0 | 0 | 9.8139 | 18.3597 | 0 | 71.2258 | 77.6894 | 10.9896 | 1213.874 | 29.3666 | 54.3209 | 0 | 0.5138 | 0 | 14.074 | 3.248 | 0 | 1327.6 | 194.5076 | -6.98 | 8.9244 | 7.395 | -1.78 | 14.6807 | 1.267 | 53.3763 | 2025-12-19 | 2025_12_19 Hr 24 | 156.8404 | 6.9e-05 | -1327.6 | -73.8014 | 380.2803 | 952.1165 | 49.7916 | 19.213 | 0 | 112.8722 | 149.4132 | 117.9949 | 23.1226 | 192.1628 | 286.6375 | 0 | 7.2532 | 46.06 | 247.9653 | 0 | 148.9151 | 0
2025_12_20 Hr 01 | 0 | 0 | 0 | 3.8622 | 3.8622 | 3.8116 | 3.8622 | 3.8622 | 3.8622 | 72.9525 | 0 | 0.084 | 65 | 0 | 96.0814 | 96.0814 | 286.6375 | 0 | 0.00697 | 0.084 | 0.03454 | 0 | 0 | 0.29046 | 0.2376 | 46.06 | 7.2532 | 247.9653 | 0 | 0 | 0 | 0 | 20.3696 | 48.9541 | 0 | 0 | -195.8918 | 0.7527 | 12.8833 | 0 | -1 | -4.2 | 14.4581 | 0 | 0 | 17.8098 | 17.8098 | 17.8098 | 17.8098 | 20.7091 | 30.7476 | 0 | 0 | 9.8124 | 17.1233 | 0 | 71.2258 | 77.6894 | 14.0262 | 1232.418 | 28.3222 | 52.4093 | 0 | 0.5138 | 0 | 14.074 | 3.248 | 0 | 1279.3 | 249.7537 | -6.98 | 8.9233 | 7.395 | -1.78 | 14.1814 | 1.2226 | 53.0762 | 2025-12-20 | 2025_12_20 Hr 01 | 145.5954 | 0 | -1279.3 | -195.8918 | 394.0885 | 952.1165 | 109.7738 | 19.213 | 0 | 115.4008 | 165.4288 | 113.2589 | 23.1226 | 192.1628 | 286.6375 | 0 | 7.2532 | 46.06 | 247.9653 | 0 | 148.9151 | 0
2025_12_20 Hr 02 | 0 | 0 | 0 | 3.8622 | 3.8622 | 3.8116 | 3.8622 | 3.8622 | 3.8622 | 67.0685 | 0 | 0.084 | 70 | 0 | 96.0814 | 96.0814 | 286.6375 | 0 | 0.00697 | 0.084 | 0.03454 | 0 | 0 | 0.29046 | 0.2376 | 46.06 | 7.2532 | 247.9653 | 0 | 0 | 0 | 0 | 19.9418 | 47.9261 | 0 | 0 | -223.4854 | 0.7527 | 12.8833 | 0 | -1 | -4.2 | 14.4581 | 0 | 0 | 15.5824 | 15.5824 | 15.5824 | 15.5824 | 18.1191 | 32.7483 | 0 | 0 | 9.8124 | 17.1233 | 0 | 71.2258 | 77.6894 | 14.8938 | 1213.579 | 27.7274 | 51.3088 | 0 | 0.5138 | 0 | 14.074 | 3.248 | 0 | 1238.717 | 255.6032 | -6.98 | 8.9233 | 7.395 | -1.78 | 13.8836 | 1.197 | 51.8373 | 2025-12-20 | 2025_12_20 Hr 02 | 144.37 | -0.000345 | -1238.717 | -223.4854 | 373.2304 | 952.1165 | 117.6421 | 19.213 | 0 | 113.945 | 148.0453 | 111.2401 | 23.1226 | 192.1628 | 286.6375 | 0 | 7.2532 | 46.06 | 247.9653 | 0 | 148.9151 | 0
2025_12_20 Hr 03 | 0 | 0 | 0 | 3.8622 | 3.8622 | 3.8116 | 3.8622 | 3.8622 | 3.8622 | 60.5553 | 0 | 0.084 | 70 | 0 | 96.0814 | 96.0814 | 286.6375 | 0 | 0.00697 | 0.084 | 0.03454 | 0 | 0 | 0.29046 | 0.2376 | 46.06 | 7.2532 | 247.9653 | 0 | 0 | 0 | 0 | 19.4683 | 46.7882 | 0 | 0 | -188.971 | 0.7527 | 12.8833 | 0 | -1 | -4.2 | 14.4581 | 0 | 0 | 13.1168 | 13.1168 | 13.1168 | 13.1168 | 15.2521 | 35.802 | 0 | 0 | 9.8124 | 17.1233 | 0 | 71.2258 | 77.6894 | 10.9896 | 1192.725 | 27.069 | 50.0905 | 0 | 0.5138 | 0 | 14.074 | 3.248 | 0 | 1249.292 | 252.518 | -6.98 | 8.9233 | 7.395 | -1.78 | 13.554 | 1.1685 | 51.8006 | 2025-12-20 | 2025_12_20 Hr 03 | 143.9014 | -0.000316 | -1249.292 | -188.971 | 350.1415 | 952.1165 | 116.7916 | 19.213 | 0 | 112.3335 | 128.8026 | 109.0054 | 23.1226 | 192.1628 | 286.6375 | 0 | 7.2532 | 46.06 | 247.9653 | 0 | 148.9151 | 0
2025_12_20 Hr 04 | 0 | 0 | 0 | 3.8622 | 3.8622 | 3.8116 | 3.8622 | 3.8622 | 3.8622 | 60.3036 | 0 | 0.084 | 76 | 0 | 96.0814 | 96.0814 | 286.6375 | 0 | 0.00697 | 0.084 | 0.03454 | 0 | 0 | 0.29046 | 0.2376 | 46.06 | 7.2532 | 247.9653 | 0 | 0 | 0 | 0 | 19.45 | 46.7442 | 0 | 0 | -180.4459 | 0.7527 | 12.8833 | 0 | -1 | -4.2 | 14.4581 | 0 | 0 | 13.0215 | 13.0215 | 13.0215 | 13.0215 | 15.1413 | 35.802 | 0 | 0 | 9.8124 | 17.1233 | 0 | 71.2258 | 77.6894 | 8.9652 | 1191.919 | 27.0436 | 50.0434 | 0 | 0.5138 | 0 | 14.074 | 3.248 | 0 | 1260.9 | 256.4073 | -6.98 | 8.9233 | 7.395 | -1.78 | 13.5412 | 1.1675 | 52.1467 | 2025-12-20 | 2025_12_20 Hr 04 | 140.2894 | 6.6e-05 | -1260.9 | -180.4459 | 349.2492 | 952.1165 | 120.7672 | 19.213 | 0 | 112.2713 | 128.059 | 108.919 | 23.1226 | 192.1628 | 286.6375 | 0 | 7.2532 | 46.06 | 247.9653 | 0 | 148.9151 | 0
2025_12_20 Hr 05 | 0 | 0 | 0 | 3.8622 | 3.8622 | 3.8116 | 3.8622 | 3.8622 | 3.8622 | 62.0341 | 0 | 0.084 | 80 | 0 | 96.0814 | 96.0814 | 286.6375 | 0 | 0.00697 | 0.084 | 0.03454 | 0 | 0 | 0.29046 | 0.2376 | 46.06 | 7.2532 | 247.9653 | 0 | 0 | 0 | 0 | 19.5758 | 47.0466 | 0 | 0 | -211.8284 | 0.7527 | 12.8833 | 0 | -1 | -4.2 | 14.4581 | 0 | 0 | 13.6766 | 13.6766 | 13.6766 | 13.6766 | 15.9031 | 36.7497 | 0 | 0 | 9.8124 | 17.1233 | 0 | 71.2258 | 77.6894 | 8.9652 | 1197.46 | 27.2185 | 50.3671 | 0 | 0.5138 | 0 | 14.074 | 3.248 | 0 | 1240.6 | 261.9487 | -6.98 | 8.9233 | 7.395 | -1.78 | 13.6288 | 1.175 | 51.7583 | 2025-12-20 | 2025_12_20 Hr 05 | 138.1268 | 7e-06 | -1240.6 | -211.8284 | 355.384 | 952.1165 | 125.7149 | 19.213 | 0 | 112.6994 | 133.1718 | 109.5128 | 23.1226 | 192.1628 | 286.6375 | 0 | 7.2532 | 46.06 | 247.9653 | 0 | 148.9151 | 0
2025_12_20 Hr 06 | 0 | 0 | 0 | 3.8622 | 3.8622 | 3.8116 | 3.8622 | 3.8622 | 3.8622 | 73.6133 | 0 | 0.084 | 86 | 0 | 96.0814 | 96.0814 | 286.6375 | 0 | 0.00697 | 0.084 | 0.03454 | 0 | 0 | 0.29046 | 0.2376 | 46.06 | 7.2532 | 247.9653 | 0 | 0 | 0 | 0 | 20.4176 | 49.0696 | 0 | 0 | -227.6741 | 0.7527 | 12.8833 | 0 | -1 | -4.2 | 14.4581 | 0 | 0 | 18.0599 | 18.0599 | 18.0599 | 18.0599 | 20.9999 | 37.6974 | 0 | 0 | 9.8124 | 17.1233 | 0 | 71.2258 | 77.6894 | 4.9164 | 1234.534 | 28.3889 | 52.5329 | 0 | 0.5138 | 0 | 14.074 | 3.248 | 0 | 1268.7 | 268.8204 | -6.98 | 8.9233 | 7.395 | -1.78 | 14.2149 | 1.2255 | 53.076 | 2025-12-20 | 2025_12_20 Hr 06 | 144.5417 | 8.3e-05 | -1268.7 | -227.6741 | 396.4308 | 952.1165 | 128.6138 | 19.213 | 0 | 115.5642 | 167.381 | 113.4856 | 23.1226 | 192.1628 | 286.6375 | 0 | 7.2532 | 46.06 | 247.9653 | 0 | 148.9151 | 0
2025_12_20 Hr 07 | 0 | 0 | 0 | 3.8622 | 3.8622 | 3.8116 | 3.8622 | 3.8622 | 3.8622 | 84.2799 | -14.3 | 0.084 | 83 | 0 | 96.0814 | 96.0814 | 285.811 | 0 | 0.00697 | 0.084 | 0.03454 | 0 | 0 | 0.29046 | 0.2376 | 46.06 | 7.2532 | 247.9653 | 0 | 0 | 0 | 0 | 21.193 | 50.9332 | 0 | 0 | -187.8373 | 0.7527 | 12.8833 | 0 | -1 | -4.2 | 14.4581 | 0 | 0 | 22.0978 | 22.0978 | 22.0978 | 22.0978 | 25.6951 | 35.802 | 0 | 0 | 9.8124 | 17.1233 | 0 | 70.8723 | 77.3038 | 3.0366 | 1267.121 | 29.4671 | 54.5281 | 0 | 0.5138 | 0 | 14.074 | 3.248 | 0 | 1323.708 | 265.705 | -21.28 | 8.9233 | 7.395 | -1.78 | 14.7548 | 1.2721 | 54.7232 | 2025-12-20 | 2025_12_20 Hr 07 | 143.5626 | 0.000348 | -1323.708 | -187.8373 | 419.943 | 950.551 | 121.8386 | 19.213 | 0 | 118.2033 | 198.8944 | 102.8453 | 23.1226 | 192.1628 | 285.811 | 0 | 7.2532 | 46.06 | 247.9653 | 0 | 148.1762 | 0
2025_12_20 Hr 08 | 0 | 0 | 0 | 3.8622 | 3.8622 | 3.8116 | 3.8622 | 3.8622 | 3.8622 | 99.7607 | -14.3 | 0.084 | 74 | 0 | 96.0814 | 96.0814 | 285.811 | 15.21 | 0.00697 | 0.084 | 0.03454 | 0 | 0 | 0.29046 | 0.2376 | 46.06 | 7.2532 | 247.9653 | 0 | 0 | 0 | 0 | 22.3185 | 53.6379 | 0 | 0 | -198.5238 | 0.7527 | 12.8833 | 0 | -1 | -4.2 | 14.4581 | 0 | 0 | 27.9581 | 27.9581 | 27.9581 | 27.9581 | 32.5094 | 31.8006 | 0 | 0 | 9.8124 | 17.1233 | 0 | 70.8723 | 77.3038 | 3.0366 | 1331.897 | 31.0319 | 57.4237 | 0 | 0.5138 | 0 | 14.074 | 3.248 | 0 | 1370.108 | 258.0151 | -21.28 | 8.9233 | 7.395 | -1.78 | 15.5383 | 1.3396 | 56.6954 | 2025-12-20 | 2025_12_20 Hr 08 | 140.5086 | 0.000338 | -1370.108 | -198.5238 | 474.8209 | 965.761 | 108.8372 | 19.213 | 0 | 122.0334 | 244.6307 | 108.1568 | 23.1226 | 192.1628 | 285.811 | 15.21 | 7.2532 | 46.06 | 247.9653 | 0 | 148.1762 | 0
2025_12_20 Hr 09 | 0 | 0.000315 | 0.008883 | 3.8622 | 3.8622 | 3.8116 | 3.8622 | 3.8622 | 3.8622 | 115.2415 | -14.3 | 0.084 | 89 | 0 | 96.0814 | 96.0814 | 285.811 | 15.21 | 0.00697 | 0.084 | 0.03454 | 0 | 0 | 0.29046 | 0.2376 | 46.06 | 7.2532 | 247.9653 | 0 | 0 | 0 | 0 | 23.4439 | 56.3426 | 0 | 0 | -211.371 | 0.7527 | 12.8833 | 0 | -1 | -4.2 | 14.4581 | 0 | 0 | 33.8184 | 33.8184 | 33.8184 | 33.8184 | 39.3237 | 37.6974 | 0 | 0 | 9.8124 | 17.1233 | 0 | 70.8723 | 77.3038 | 0 | 1381.472 | 32.5967 | 60.3193 | 0 | 0.5138 | 0 | 14.074 | 3.248 | 0 | 1430.008 | 281.187 | -21.28 | 8.9233 | 7.395 | -1.78 | 16.3218 | 1.4072 | 59.2289 | 2025-12-20 | 2025_12_20 Hr 09 | 142.276 | 0.000407 | -1430.008 | -211.371 | 529.6988 | 965.761 | 126.7066 | 19.213 | 0 | 125.8635 | 290.3669 | 113.4683 | 23.1226 | 192.1628 | 285.811 | 15.21 | 7.2532 | 46.06 | 247.9653 | 0 | 148.1762 | 0
2025_12_20 Hr 10 | 1.0315 | 0.003675 | 0.10364 | 3.8622 | 3.8622 | 3.8116 | 3.8622 | 3.8622 | 3.8622 | 129.3693 | -14.3 | 0.084 | 87 | 0 | 96.0814 | 96.0814 | 285.811 | 15.21 | 0.00697 | 0.084 | 0.03454 | 0 | 0 | 0.29046 | 0.2376 | 46.06 | 7.2532 | 247.9653 | 0 | 0 | 0 | 0 | 24.4709 | 58.8109 | 0 | 0 | -192.7623 | 0.7527 | 12.8833 | 0 | -1 | -4.2 | 14.4581 | 0 | 0 | 39.1665 | 39.1665 | 39.1665 | 39.1665 | 45.5425 | 31.8006 | 0 | 0 | 9.8124 | 17.1233 | 0 | 70.8723 | 77.3038 | 0 | 1426.801 | 34.0247 | 62.9618 | 0 | 0.5138 | -1.0315 | 14.074 | 3.248 | 0 | 1490.9 | 279.1724 | -22.3115 | 8.9233 | 7.395 | -1.78 | 17.0369 | 1.4688 | 61.3877 | 2025-12-20 | 2025_12_20 Hr 10 | 125.2668 | 8.6e-05 | -1490.9 | -192.7623 | 579.7804 | 965.761 | 118.9079 | 19.213 | 0 | 129.3589 | 332.106 | 118.3155 | 23.1226 | 192.1628 | 285.811 | 15.21 | 7.2532 | 46.06 | 247.9653 | 0 | 148.1762 | 0
2025_12_20 Hr 11 | 1.3698 | 0.007905 | 0.22292 | 3.8622 | 3.8622 | 3.8116 | 3.8622 | 3.8622 | 3.8622 | 135.6937 | -14.3 | 0.084 | 87 | 0 | 96.0814 | 96.0814 | 285.811 | 15.21 | 0.00697 | 0.084 | 0.03454 | 0 | 0 | 0.29046 | 0.2376 | 46.06 | 7.2532 | 247.9653 | 0 | 0 | 0 | 0 | 24.9307 | 59.9159 | 0 | 0 | -214.1557 | 0.7527 | 12.8833 | 0 | -1 | -4.2 | 14.4581 | 0 | 0 | 41.5607 | 41.5607 | 41.5607 | 41.5607 | 48.3264 | 24.8508 | 0 | 0 | 9.8124 | 17.1233 | 0 | 70.8723 | 77.3038 | 0 | 1447.17 | 34.664 | 64.1448 | 0 | 0.5138 | -1.3698 | 14.074 | 3.248 | 0 | 1485.1 | 274.735 | -22.6498 | 8.9233 | 7.395 | -1.78 | 17.357 | 1.4964 | 61.4402 | 2025-12-20 | 2025_12_20 Hr 11 | 116.5911 | -8.1e-05 | -1485.1 | -214.1557 | 602.1999 | 965.761 | 112.0816 | 19.213 | 0 | 130.9237 | 350.7908 | 120.4855 | 23.1226 | 192.1628 | 285.811 | 15.21 | 7.2532 | 46.06 | 247.9653 | 0 | 148.1762 | 0
2025_12_20 Hr 12 | 1.3731 | 0.00963 | 0.27157 | 3.8622 | 3.8622 | 3.8116 | 3.8622 | 3.8622 | 3.8622 | 133.9632 | -14.3 | 0.084 | 91 | 0 | 96.0814 | 96.0814 | 285.811 | 15.21 | 0.00697 | 0.084 | 0.03454 | 0 | 0 | 0.29046 | 0.2376 | 46.06 | 7.2532 | 247.9653 | 0 | 0 | 0 | 0 | 24.8049 | 59.6135 | 0 | 0 | -215.9312 | 0.7527 | 12.8833 | 0 | -1 | -4.2 | 14.4581 | 0 | 0 | 40.9056 | 40.9056 | 40.9056 | 40.9056 | 47.5646 | 21.9024 | 0 | 0 | 9.8124 | 17.1233 | 0 | 70.8723 | 77.3038 | 0 | 1441.678 | 34.4891 | 63.8211 | 0 | 0.5138 | -1.3731 | 14.074 | 3.248 | 0 | 1478.292 | 275.1979 | -22.6531 | 8.9233 | 7.395 | -1.78 | 17.2694 | 1.4889 | 61.1948 | 2025-12-20 | 2025_12_20 Hr 12 | 112.8952 | -0.000242 | -1478.292 | -215.9312 | 596.0653 | 965.761 | 113.1836 | 19.213 | 0 | 130.4955 | 345.6781 | 119.8917 | 23.1226 | 192.1628 | 285.811 | 15.21 | 7.2532 | 46.06 | 247.9653 | 0 | 148.1762 | 0
2025_12_20 Hr 13 | 2.0729 | 0.010215 | 0.28806 | 3.8622 | 3.8622 | 3.8116 | 3.8622 | 3.8622 | 3.8622 | 126.9779 | -14.3 | 0.084 | 91 | 0 | 96.0814 | 96.0814 | 285.811 | 15.21 | 0.00697 | 0.084 | 0.03454 | 0 | 0 | 0.29046 | 0.2376 | 46.06 | 7.2532 | 247.9653 | 0 | 0 | 0 | 0 | 24.2971 | 58.3931 | 0 | 0 | -235.7755 | 0.7527 | 12.8833 | 0 | -1 | -4.2 | 14.4581 | 0 | 0 | 38.2613 | 38.2613 | 38.2613 | 38.2613 | 44.4899 | 29.7999 | 0 | 0 | 9.8124 | 17.1233 | 0 | 70.8723 | 77.3038 | 0 | 1419.329 | 33.783 | 62.5145 | 0 | 0.5138 | -2.0729 | 14.074 | 3.248 | 0 | 1441.6 | 281.3992 | -23.3529 | 8.9233 | 7.395 | -1.78 | 16.9158 | 1.4584 | 60.0076 | 2025-12-20 | 2025_12_20 Hr 13 | 110.9119 | 2e-05 | -1441.6 | -235.7755 | 571.3033 | 965.761 | 121.0982 | 19.213 | 0 | 128.7673 | 325.0409 | 117.4951 | 23.1226 | 192.1628 | 285.811 | 15.21 | 7.2532 | 46.06 | 247.9653 | 0 | 148.1762 | 0
2025_12_20 Hr 14 | 1.0315 | 0.01062 | 0.29948 | 3.8622 | 3.8622 | 3.8116 | 3.8622 | 3.8622 | 3.8622 | 123.5168 | -14.3 | 0.084 | 90 | 0 | 96.0814 | 96.0814 | 285.811 | 15.21 | 0.00697 | 0.084 | 0.03454 | 0 | 0 | 0.29046 | 0.2376 | 46.06 | 7.2532 | 247.9653 | 0 | 0 | 0 | 0 | 24.0455 | 57.7884 | 0 | 0 | -223.4695 | 0.7527 | 12.8833 | 0 | -1 | -4.2 | 14.4581 | 0 | 0 | 36.9511 | 36.9511 | 36.9511 | 36.9511 | 42.9663 | 26.8515 | 0 | 0 | 9.8124 | 17.1233 | 0 | 70.8723 | 77.3038 | 0 | 1408.259 | 33.4332 | 61.8672 | 0 | 0.5138 | -1.0315 | 14.074 | 3.248 | 0 | 1437.7 | 275.2222 | -22.3115 | 8.9233 | 7.395 | -1.78 | 16.7406 | 1.4433 | 59.6917 | 2025-12-20 | 2025_12_20 Hr 14 | 112.4841 | 5.3e-05 | -1437.7 | -223.4695 | 559.0339 | 965.761 | 117.1616 | 19.213 | 0 | 127.9109 | 314.8154 | 116.3075 | 23.1226 | 192.1628 | 285.811 | 15.21 | 7.2532 | 46.06 | 247.9653 | 0 | 148.1762 | 0
2025_12_20 Hr 15 | 0.69816 | 0.009285 | 0.26184 | 3.8622 | 3.8622 | 3.8116 | 3.8622 | 3.8622 | 3.8622 | 116.972 | -14.3 | 0.084 | 87 | 0 | 96.0814 | 96.0814 | 285.811 | 15.21 | 0.00697 | 0.084 | 0.03454 | 0 | 0 | 0.29046 | 0.2376 | 46.06 | 7.2532 | 247.9653 | 0 | 0 | 0 | 0 | 23.5697 | 56.645 | 0 | 0 | -205.9096 | 0.7527 | 12.8833 | 0 | -1 | -4.2 | 14.4581 | 0 | 0 | 34.4735 | 34.4735 | 34.4735 | 34.4735 | 40.0855 | 30.7476 | 0 | 0 | 9.8124 | 17.1233 | 0 | 70.8723 | 77.3038 | 0 | 1387.266 | 32.7716 | 60.643 | 0 | 0.5138 | -0.69816 | 14.074 | 3.248 | 0 | 1432.917 | 273.5381 | -21.9782 | 8.9233 | 7.395 | -1.78 | 16.4094 | 1.4147 | 59.2718 | 2025-12-20 | 2025_12_20 Hr 15 | 112.9168 | -0.000389 | -1432.917 | -205.9096 | 535.8334 | 965.761 | 118.0187 | 19.213 | 0 | 126.2917 | 295.4797 | 114.062 | 23.1226 | 192.1628 | 285.811 | 15.21 | 7.2532 | 46.06 | 247.9653 | 0 | 148.1762 | 0
2025_12_20 Hr 16 | 0 | 0.006855 | 0.19331 | 3.8622 | 3.8622 | 3.8116 | 3.8622 | 3.8622 | 3.8622 | 120.6849 | -14.3 | 0.084 | 89 | 0 | 96.0814 | 96.0814 | 285.811 | 15.21 | 0.00697 | 0.084 | 0.03454 | 0 | 0 | 0.29046 | 0.2376 | 46.06 | 7.2532 | 247.9653 | 0 | 0 | 0 | 0 | 23.8396 | 57.2937 | 0 | 0 | -258.7739 | 0.7527 | 12.8833 | 0 | -1 | -4.2 | 14.4581 | 0 | 0 | 35.879 | 35.879 | 35.879 | 35.879 | 41.7198 | 31.8006 | 0 | 0 | 9.8124 | 17.1233 | 0 | 70.8723 | 77.3038 | 1.0122 | 1399.086 | 33.1469 | 61.3375 | 0 | 0.5138 | 0 | 14.074 | 3.248 | 0 | 1397.208 | 278.1766 | -21.28 | 8.9233 | 7.395 | -1.78 | 16.5973 | 1.4309 | 58.5579 | 2025-12-20 | 2025_12_20 Hr 16 | 124.4372 | 0.000308 | -1397.208 | -258.7739 | 548.9952 | 965.761 | 122.013 | 19.213 | 0 | 127.2103 | 306.4489 | 115.3359 | 23.1226 | 192.1628 | 285.811 | 15.21 | 7.2532 | 46.06 | 247.9653 | 0 | 148.1762 | 0
2025_12_20 Hr 17 | 0 | 0.002355 | 0.066411 | 3.8622 | 3.8622 | 3.8116 | 3.8622 | 3.8622 | 3.8622 | 132.2326 | -14.3 | 0.084 | 94 | 0 | 96.0814 | 96.0814 | 285.811 | 15.21 | 0.00697 | 0.084 | 0.03454 | 0 | 0 | 0.29046 | 0.2376 | 46.06 | 7.2532 | 247.9653 | 0 | 0 | 0 | 0 | 24.6791 | 59.3112 | 0 | 0 | -300.7216 | 0.7527 | 12.8833 | 0 | -1 | -4.2 | 14.4581 | 0 | 0 | 40.2504 | 40.2504 | 40.2504 | 40.2504 | 46.8028 | 32.7483 | 0 | 0 | 9.8124 | 17.1233 | 0 | 70.8723 | 77.3038 | 0 | 1435.932 | 34.3142 | 63.4974 | 0 | 0.5138 | 0 | 14.074 | 3.248 | 0 | 1401 | 287.0697 | -21.28 | 8.9233 | 7.395 | -1.78 | 17.1818 | 1.4813 | 59.2595 | 2025-12-20 | 2025_12_20 Hr 17 | 142.4584 | 6.7e-05 | -1401 | -300.7216 | 589.9305 | 965.761 | 126.8171 | 19.213 | 0 | 130.0673 | 340.5653 | 119.2979 | 23.1226 | 192.1628 | 285.811 | 15.21 | 7.2532 | 46.06 | 247.9653 | 0 | 148.1762 | 0
2025_12_20 Hr 18 | 0 | 0 | 0 | 3.8622 | 3.8622 | 3.8116 | 3.8622 | 3.8622 | 3.8622 | 138.9976 | -14.3 | 0.084 | 94 | 0 | 96.0814 | 96.0814 | 285.811 | 15.21 | 0.00697 | 0.084 | 0.03454 | 0 | 0 | 0.29046 | 0.2376 | 46.06 | 7.2532 | 247.9653 | 0 | 0 | 0 | 0 | 25.1709 | 60.4931 | 0 | 0 | -348.7341 | 0.7527 | 12.8833 | 0 | -1 | -4.2 | 14.4581 | 0 | 0 | 42.8113 | 42.8113 | 42.8113 | 42.8113 | 49.7806 | 32.7483 | 0 | 0 | 9.8124 | 17.1233 | 0 | 70.8723 | 77.3038 | 0 | 1457.526 | 34.998 | 64.7628 | 0 | 0.5138 | 0 | 14.074 | 3.248 | 0 | 1376.9 | 289.3884 | -21.28 | 8.9233 | 7.395 | -1.78 | 17.5242 | 1.5108 | 58.9399 | 2025-12-20 | 2025_12_20 Hr 18 | 144.8818 | -1e-05 | -1376.9 | -348.7341 | 613.9117 | 965.761 | 126.7483 | 19.213 | 0 | 131.7411 | 360.5516 | 121.619 | 23.1226 | 192.1628 | 285.811 | 15.21 | 7.2532 | 46.06 | 247.9653 | 0 | 148.1762 | 0
2025_12_20 Hr 19 | 0 | 0 | 0 | 3.8622 | 3.8622 | 3.8116 | 3.8622 | 3.8622 | 3.8622 | 127.8904 | -14.3 | 0.084 | 95 | 0 | 96.0814 | 96.0814 | 285.811 | 15.21 | 0.00697 | 0.084 | 0.03454 | 0 | 0 | 0.29046 | 0.2376 | 46.06 | 7.2532 | 247.9653 | 0 | 0 | 0 | 0 | 24.3634 | 58.5526 | 0 | 0 | -368.6545 | 0.7527 | 12.8833 | 0 | -1 | -4.2 | 14.4581 | 0 | 0 | 38.6067 | 38.6067 | 38.6067 | 38.6067 | 44.8915 | 35.802 | 0 | 0 | 9.8124 | 17.1233 | 0 | 70.8723 | 77.3038 | 4.0488 | 1421.963 | 33.8753 | 62.6852 | 0 | 0.5138 | 0 | 14.074 | 3.248 | 0 | 1325.708 | 293.68 | -21.28 | 8.9233 | 7.395 | -1.78 | 16.962 | 1.4624 | 57.1813 | 2025-12-20 | 2025_12_20 Hr 19 | 134.0739 | 0.000313 | -1325.708 | -368.6545 | 574.538 | 965.761 | 134.8508 | 19.213 | 0 | 128.993 | 327.7368 | 117.8081 | 23.1226 | 192.1628 | 285.811 | 15.21 | 7.2532 | 46.06 | 247.9653 | 0 | 148.1762 | 0
2025_12_20 Hr 20 | 0 | 0 | 0 | 3.8622 | 3.8622 | 3.8116 | 3.8622 | 3.8622 | 3.8622 | 125.9396 | -14.3 | 0.084 | 94 | 0 | 96.0814 | 96.0814 | 285.811 | 15.21 | 0.00697 | 0.084 | 0.03454 | 0 | 0 | 0.29046 | 0.2376 | 46.06 | 7.2532 | 247.9653 | 0 | 0 | 0 | 0 | 24.2216 | 58.2117 | 0 | 0 | -386.8395 | 0.7527 | 12.8833 | 0 | -1 | -4.2 | 14.4581 | 0 | 0 | 37.8682 | 37.8682 | 37.8682 | 37.8682 | 44.0328 | 39.6981 | 0 | 0 | 9.8124 | 17.1233 | 0 | 70.8723 | 77.3038 | 3.0366 | 1415.717 | 33.6781 | 62.3203 | 0 | 0.5138 | 0 | 14.074 | 3.248 | 0 | 1302.492 | 294.8946 | -21.28 | 8.9233 | 7.395 | -1.78 | 16.8633 | 1.4539 | 56.5041 | 2025-12-20 | 2025_12_20 Hr 20 | 118.3118 | -0.000259 | -1302.492 | -386.8395 | 567.6225 | 965.761 | 136.7347 | 19.213 | 0 | 128.5104 | 321.9733 | 117.1388 | 23.1226 | 192.1628 | 285.811 | 15.21 | 7.2532 | 46.06 | 247.9653 | 0 | 148.1762 | 0
2025_12_20 Hr 21 | 0 | 0 | 0 | 3.8622 | 3.8622 | 3.8116 | 3.8622 | 3.8622 | 3.8622 | 113.0704 | -14.3 | 0.084 | 93 | 0 | 96.0814 | 96.0814 | 285.811 | 15.21 | 0.00697 | 0.084 | 0.03454 | 0 | 0 | 0.29046 | 0.2376 | 46.06 | 7.2532 | 247.9653 | 0 | 0 | 0 | 0 | 23.286 | 55.9633 | 0 | 0 | -383.7404 | 0.7527 | 12.8833 | 0 | -1 | -4.2 | 14.4581 | 0 | 0 | 32.9965 | 32.9965 | 32.9965 | 32.9965 | 38.3681 | 44.6472 | 0 | 0 | 9.8124 | 17.1233 | 0 | 70.8723 | 77.3038 | 0 | 1374.512 | 32.3773 | 59.9132 | 0 | 0.5138 | 0 | 14.074 | 3.248 | 0 | 1260.883 | 291.3916 | -21.28 | 8.9233 | 7.395 | -1.78 | 16.2119 | 1.3977 | 54.8209 | 2025-12-20 | 2025_12_20 Hr 21 | 122.2566 | 0.000316 | -1260.883 | -383.7404 | 522.0025 | 965.761 | 137.6472 | 19.213 | 0 | 125.3264 | 283.9527 | 112.7234 | 23.1226 | 192.1628 | 285.811 | 15.21 | 7.2532 | 46.06 | 247.9653 | 0 | 148.1762 | 0
2025_12_20 Hr 22 | 0 | 0 | 0 | 3.8622 | 3.8622 | 3.8116 | 3.8622 | 3.8622 | 3.8622 | 104.3546 | -14.3 | 0.084 | 94 | 0 | 96.0814 | 96.0814 | 285.811 | 15.21 | 0.00697 | 0.084 | 0.03454 | 0 | 0 | 0.29046 | 0.2376 | 46.06 | 7.2532 | 247.9653 | 0 | 0 | 0 | 0 | 22.6524 | 54.4405 | 0 | 0 | -360.5515 | 0.7527 | 12.8833 | 0 | -1 | -4.2 | 14.4581 | 0 | 0 | 29.6972 | 29.6972 | 29.6972 | 29.6972 | 34.5316 | 40.7511 | 0 | 0 | 9.8124 | 17.1233 | 0 | 70.8723 | 77.3038 | 1.0122 | 1346.606 | 31.4963 | 58.283 | 0 | 0.5138 | 0 | 14.074 | 3.248 | 0 | 1251.292 | 286.5173 | -21.28 | 8.9233 | 7.395 | -1.78 | 15.7708 | 1.3597 | 54.1372 | 2025-12-20 | 2025_12_20 Hr 22 | 115.7951 | -0.000336 | -1251.292 | -360.5515 | 491.1058 | 965.761 | 135.7633 | 19.213 | 0 | 123.17 | 258.2028 | 109.733 | 23.1226 | 192.1628 | 285.811 | 15.21 | 7.2532 | 46.06 | 247.9653 | 0 | 148.1762 | 0
2025_12_20 Hr 23 | 0 | 0 | 0 | 3.8622 | 3.8622 | 3.8116 | 3.8622 | 3.8622 | 3.8622 | 91.2651 | 0 | 0.084 | 93 | 0 | 96.0814 | 96.0814 | 286.6375 | 0 | 0.00697 | 0.084 | 0.03454 | 0 | 0 | 0.29046 | 0.2376 | 46.06 | 7.2532 | 247.9653 | 0 | 0 | 0 | 0 | 21.7009 | 52.1536 | 0 | 0 | -372.5319 | 0.7527 | 12.8833 | 0 | -1 | -4.2 | 14.4581 | 0 | 0 | 24.7421 | 24.7421 | 24.7421 | 24.7421 | 28.7699 | 37.6974 | 0 | 0 | 9.8124 | 17.1233 | 0 | 71.2258 | 77.6894 | 0 | 1291.051 | 30.1732 | 55.8346 | 0 | 0.5138 | 0 | 14.074 | 3.248 | 0 | 1188.5 | 276.9604 | -6.98 | 8.9233 | 7.395 | -1.78 | 15.1083 | 1.3026 | 51.8162 | 2025-12-20 | 2025_12_20 Hr 23 | 112.9065 | 8e-06 | -1188.5 | -372.5319 | 459.005 | 952.1165 | 130.6974 | 19.213 | 0 | 119.9315 | 219.5315 | 119.542 | 23.1226 | 192.1628 | 286.6375 | 0 | 7.2532 | 46.06 | 247.9653 | 0 | 148.9151 | 0
2025_12_20 Hr 24 | 0 | 0 | 0 | 3.8622 | 3.8622 | 3.8116 | 3.8622 | 3.8622 | 3.8622 | 70.1836 | 0 | 0.084 | 93 | 0 | 96.0814 | 96.0814 | 286.6375 | 0 | 0.00697 | 0.084 | 0.03454 | 0 | 0 | 0.29046 | 0.2376 | 46.06 | 7.2532 | 247.9653 | 0 | 0 | 0 | 0 | 20.1683 | 48.4704 | 0 | 0 | -345.2643 | 0.7527 | 12.8833 | 0 | -1 | -4.2 | 14.4581 | 0 | 0 | 16.7616 | 16.7616 | 16.7616 | 16.7616 | 19.4902 | 36.7497 | 0 | 0 | 9.8124 | 17.1233 | 0 | 71.2258 | 77.6894 | 1.0122 | 1223.552 | 28.0423 | 51.8914 | 0 | 0.5138 | 0 | 14.074 | 3.248 | 0 | 1141.1 | 269.7918 | -6.98 | 8.9233 | 7.395 | -1.78 | 14.0413 | 1.2106 | 49.5864 | 2025-12-20 | 2025_12_20 Hr 24 | 97.658 | 6.6e-05 | -1141.1 | -345.2643 | 384.2729 | 952.1165 | 130.7619 | 19.213 | 0 | 114.7157 | 157.2484 | 112.3089 | 23.1226 | 192.1628 | 286.6375 | 0 | 7.2532 | 46.06 | 247.9653 | 0 | 148.9151 | 0
2025_12_21 Hr 01 | 0 | 0 | 0 | 3.8622 | 3.8622 | 3.8116 | 3.8622 | 3.8622 | 3.8622 | 56.7473 | 0 | 0.084 | 93 | 0 | 96.0814 | 96.0814 | 286.6375 | 0 | 0.00697 | 0.084 | 0.03454 | 0 | 0 | 0.29046 | 0.2376 | 46.06 | 7.2532 | 247.9653 | 0 | 0 | 0 | 0 | 19.2617 | 46.2665 | 0 | 0 | -358.8376 | 0.7527 | 12.9061 | 0 | -1 | -4.2 | 14.5372 | 0 | 0 | 11.7061 | 11.7061 | 11.7061 | 11.7061 | 13.6118 | 27.7992 | 0 | 0 | 9.8109 | 17.3464 | 0 | 71.2258 | 77.6894 | 1.0122 | 1181.005 | 26.896 | 49.7897 | 0 | 0.5138 | 0 | 14.074 | 3.248 | 0 | 1072.492 | 257.3045 | -6.98 | 8.9221 | 7.395 | -1.78 | 13.5781 | 1.1617 | 47.0568 | 2025-12-21 | 2025_12_21 Hr 01 | 120.0666 | -0.000306 | -1072.492 | -358.8376 | 338.1884 | 952.1165 | 121.8114 | 19.213 | 0 | 111.7046 | 117.7118 | 108.772 | 23.1226 | 192.1628 | 286.6375 | 0 | 7.2532 | 46.06 | 247.9653 | 0 | 148.9151 | 0
2025_12_21 Hr 02 | 0 | 0 | 0 | 3.8622 | 3.8622 | 3.8116 | 3.8622 | 3.8622 | 3.8622 | 45.2704 | 0 | 0.084 | 93 | 0 | 96.0814 | 96.0814 | 286.6375 | 0 | 0.00697 | 0.084 | 0.03454 | 0 | 0 | 0.29046 | 0.2376 | 46.06 | 7.2532 | 247.9653 | 0 | 0 | 0 | 0 | 18.4201 | 44.2452 | 0 | 0 | -355.8029 | 0.7527 | 12.9061 | 0 | -1 | -4.2 | 14.5372 | 0 | 0 | 7.3728 | 7.3728 | 7.3728 | 7.3728 | 8.573 | 29.7999 | 0 | 0 | 9.8109 | 17.3464 | 0 | 71.2258 | 77.6894 | 0 | 1144.293 | 25.721 | 47.6144 | 0 | 0.5138 | 0 | 14.074 | 3.248 | 0 | 1035.808 | 254.2986 | -6.98 | 8.9221 | 7.395 | -1.78 | 12.9849 | 1.111 | 45.5688 | 2025-12-21 | 2025_12_21 Hr 02 | 112.8629 | 0.000367 | -1035.808 | -355.8029 | 297.4818 | 952.1165 | 122.7999 | 19.213 | 0 | 108.8417 | 83.8625 | 104.7777 | 23.1226 | 192.1628 | 286.6375 | 0 | 7.2532 | 46.06 | 247.9653 | 0 | 148.9151 | 0
2025_12_21 Hr 03 | 0 | 0 | 0 | 3.8622 | 3.8622 | 3.8116 | 3.8622 | 3.8622 | 3.8622 | 49.2826 | 0 | 0.084 | 93 | 0 | 96.0814 | 96.0814 | 286.6375 | 0 | 0.00697 | 0.084 | 0.03454 | 0 | 0 | 0.29046 | 0.2376 | 46.06 | 7.2532 | 247.9653 | 0 | 0 | 0 | 0 | 18.7143 | 44.9518 | 0 | 0 | -353.7468 | 0.7527 | 12.9061 | 0 | -1 | -4.2 | 14.5372 | 0 | 0 | 8.8877 | 8.8877 | 8.8877 | 8.8877 | 10.3345 | 30.7476 | 0 | 0 | 9.8109 | 17.3464 | 0 | 71.2258 | 77.6894 | 4.0488 | 1157.127 | 26.1318 | 48.3749 | 0 | 0.5138 | 0 | 14.074 | 3.248 | 0 | 1057.092 | 260.6915 | -6.98 | 8.9221 | 7.395 | -1.78 | 13.1923 | 1.1287 | 46.3819 | 2025-12-21 | 2025_12_21 Hr 03 | 112.1818 | -0.000316 | -1057.092 | -353.7468 | 311.7125 | 952.1165 | 127.7964 | 19.213 | 0 | 109.8425 | 95.696 | 106.1741 | 23.1226 | 192.1628 | 286.6375 | 0 | 7.2532 | 46.06 | 247.9653 | 0 | 148.9151 | 0
2025_12_21 Hr 04 | 0 | 0 | 0 | 3.8622 | 3.8622 | 3.8116 | 3.8622 | 3.8622 | 3.8622 | 58.5513 | 0 | 0.084 | 87 | 0 | 96.0814 | 96.0814 | 286.6375 | 0 | 0.00697 | 0.084 | 0.03454 | 0 | 0 | 0.29046 | 0.2376 | 46.06 | 7.2532 | 247.9653 | 0 | 0 | 0 | 0 | 19.3939 | 46.5842 | 0 | 0 | -389.567 | 0.7527 | 12.9061 | 0 | -1 | -4.2 | 14.5372 | 0 | 0 | 12.3873 | 12.3873 | 12.3873 | 12.3873 | 14.4038 | 35.802 | 0 | 0 | 9.8109 | 17.3464 | 0 | 71.2258 | 77.6894 | 4.0488 | 1186.775 | 27.0807 | 50.1316 | 0 | 0.5138 | 0 | 14.074 | 3.248 | 0 | 1053.2 | 262.9717 | -6.98 | 8.9221 | 7.395 | -1.78 | 13.6713 | 1.1697 | 46.6996 | 2025-12-21 | 2025_12_21 Hr 04 | 111.9169 | -9e-06 | -1053.2 | -389.567 | 344.5867 | 952.1165 | 126.8508 | 19.213 | 0 | 112.1546 | 123.0323 | 109.3998 | 23.1226 | 192.1628 | 286.6375 | 0 | 7.2532 | 46.06 | 247.9653 | 0 | 148.9151 | 0
2025_12_21 Hr 05 | 0 | 0 | 0 | 3.8622 | 3.8622 | 3.8116 | 3.8622 | 3.8622 | 3.8622 | 62.0037 | 0 | 0.084 | 85 | 0 | 96.0814 | 96.0814 | 286.6375 | 0 | 0.00697 | 0.084 | 0.03454 | 0 | 0 | 0.29046 | 0.2376 | 46.06 | 7.2532 | 247.9653 | 0 | 0 | 0 | 0 | 19.6471 | 47.1923 | 0 | 0 | -379.221 | 0.7527 | 12.9061 | 0 | -1 | -4.2 | 14.5372 | 0 | 0 | 13.6908 | 13.6908 | 13.6908 | 13.6908 | 15.9195 | 30.7476 | 0 | 0 | 9.8109 | 17.3464 | 0 | 71.2258 | 77.6894 | 1.0122 | 1197.819 | 27.4342 | 50.786 | 0 | 0.5138 | 0 | 14.074 | 3.248 | 0 | 1065.7 | 254.0822 | -6.98 | 8.9221 | 7.395 | -1.78 | 13.8498 | 1.185 | 47.0568 | 2025-12-21 | 2025_12_21 Hr 05 | 113.055 | 4.9e-05 | -1065.7 | -379.221 | 356.8317 | 952.1165 | 116.7598 | 19.213 | 0 | 113.0157 | 133.2146 | 110.6014 | 23.1226 | 192.1628 | 286.6375 | 0 | 7.2532 | 46.06 | 247.9653 | 0 | 148.9151 | 0
2025_12_21 Hr 06 | 0 | 0 | 0 | 3.8622 | 3.8622 | 3.8116 | 3.8622 | 3.8622 | 3.8622 | 73.854 | 0 | 0.084 | 84 | 0 | 96.0814 | 96.0814 | 286.6375 | 0 | 0.00697 | 0.084 | 0.03454 | 0 | 0 | 0.29046 | 0.2376 | 46.06 | 7.2532 | 247.9653 | 0 | 0 | 0 | 0 | 20.516 | 49.2794 | 0 | 0 | -404.8489 | 0.7527 | 12.9061 | 0 | -1 | -4.2 | 14.5372 | 0 | 0 | 18.1651 | 18.1651 | 18.1651 | 18.1651 | 21.1222 | 34.749 | 0 | 0 | 9.8109 | 17.3464 | 0 | 71.2258 | 77.6894 | 0 | 1235.725 | 28.6475 | 53.032 | 0 | 0.5138 | 0 | 14.074 | 3.248 | 0 | 1084.092 | 260.1957 | -6.98 | 8.9221 | 7.395 | -1.78 | 14.4623 | 1.2374 | 48.12 | 2025-12-21 | 2025_12_21 Hr 06 | 108.5523 | -0.000285 | -1084.092 | -404.8489 | 398.8621 | 952.1165 | 118.749 | 19.213 | 0 | 115.9717 | 168.1647 | 114.7256 | 23.1226 | 192.1628 | 286.6375 | 0 | 7.2532 | 46.06 | 247.9653 | 0 | 148.9151 | 0
2025_12_21 Hr 07 | 0 | 0 | 0 | 3.8622 | 3.8622 | 3.8116 | 3.8622 | 3.8622 | 3.8622 | 88.2857 | 0 | 0.084 | 83 | 0 | 96.0814 | 96.0814 | 285.811 | 0 | 0.00697 | 0.084 | 0.03454 | 0 | 0 | 0.29046 | 0.2376 | 46.06 | 7.2532 | 247.9653 | 0 | 0 | 0 | 0 | 21.5742 | 51.8212 | 0 | 0 | -405.0731 | 0.7527 | 12.9061 | 0 | -1 | -4.2 | 14.5372 | 0 | 0 | 23.6141 | 23.6141 | 23.6141 | 23.6141 | 27.4583 | 32.7483 | 0 | 0 | 9.8109 | 17.3464 | 0 | 70.8723 | 77.3038 | 1.0122 | 1280.323 | 30.1251 | 55.7673 | 0 | 0.5138 | 0 | 14.074 | 3.248 | 0 | 1131.5 | 263.2298 | -6.98 | 8.9221 | 7.395 | -1.78 | 15.2082 | 1.3012 | 49.9944 | 2025-12-21 | 2025_12_21 Hr 07 | 106.2074 | 5.7e-05 | -1131.5 | -405.0731 | 450.0486 | 950.551 | 116.7605 | 19.213 | 0 | 119.5717 | 210.7287 | 119.7483 | 23.1226 | 192.1628 | 285.811 | 0 | 7.2532 | 46.06 | 247.9653 | 0 | 148.1762 | 0
2025_12_21 Hr 08 | 0 | 0 | 0 | 3.8622 | 3.8622 | 3.8116 | 3.8622 | 3.8622 | 3.8622 | 104.8636 | 0 | 0.084 | 82 | 0 | 96.0814 | 96.0814 | 285.811 | 15.21 | 0.00697 | 0.084 | 0.03454 | 0 | 0 | 0.29046 | 0.2376 | 45.9947 | 7.2532 | 247.9653 | 0 | 0 | 0 | 0 | 22.7897 | 54.7409 | 0 | 0 | -418.3214 | 0.7527 | 12.9061 | 0 | -1 | -4.2 | 14.5372 | 0 | 0 | 29.8735 | 29.8735 | 29.8735 | 29.8735 | 34.7366 | 36.7497 | 0 | 0 | 9.8109 | 17.3464 | 0 | 70.8723 | 77.3038 | 2.0244 | 1348.497 | 31.8224 | 58.9094 | 0 | 0.5138 | 0 | 14.074 | 3.248 | 0 | 1196.208 | 273.013 | -6.98 | 8.9221 | 7.395 | -1.78 | 16.0651 | 1.3745 | 52.723 | 2025-12-21 | 2025_12_21 Hr 08 | 105.9135 | 0.000347 | -1196.208 | -418.3214 | 508.8469 | 965.6958 | 120.7741 | 19.213 | 0 | 123.7069 | 259.6221 | 125.5178 | 23.1226 | 192.1628 | 285.811 | 15.21 | 7.2532 | 45.9947 | 247.9653 | 0 | 148.1762 | 0
2025_12_21 Hr 09 | 1.733 | 0.00012 | 0.003384 | 3.8622 | 3.8622 | 3.8116 | 3.8622 | 3.8622 | 3.8622 | 117.7713 | 0 | 0.084 | 85 | 0 | 96.0814 | 96.0814 | 285.811 | 15.21 | 0.00697 | 0.084 | 0.03454 | 0 | 0 | 0.29046 | 0.2376 | 46.06 | 7.2532 | 247.9653 | 0 | 0 | 0 | 0 | 23.7361 | 57.0142 | 0 | 0 | -428.5234 | 0.7527 | 12.9061 | 0 | -1 | -4.2 | 14.5372 | 0 | 0 | 34.7471 | 34.7471 | 34.7471 | 34.7471 | 40.4036 | 37.6974 | 0 | 0 | 9.8109 | 17.3464 | 0 | 70.8723 | 77.3038 | 1.0122 | 1389.854 | 33.144 | 61.3558 | 0 | 0.5138 | -1.733 | 14.074 | 3.248 | 0 | 1234.792 | 282.1739 | -8.713 | 8.9221 | 7.395 | -1.78 | 16.7323 | 1.4316 | 54.3802 | 2025-12-21 | 2025_12_21 Hr 09 | 105.7737 | -0.000305 | -1234.792 | -428.5234 | 554.6279 | 965.761 | 123.7131 | 19.213 | 0 | 126.9267 | 297.6911 | 130.0101 | 23.1226 | 192.1628 | 285.811 | 15.21 | 7.2532 | 46.06 | 247.9653 | 0 | 148.1762 | 0
2025_12_21 Hr 10 | 3.7992 | 0.00102 | 0.028764 | 3.8622 | 3.8622 | 3.8116 | 3.8622 | 3.8622 | 3.8622 | 123.8364 | 0 | 0.084 | 85 | 0 | 96.0814 | 96.0814 | 285.811 | 15.21 | 0.00697 | 0.084 | 0.03454 | 0 | 0 | 0.29046 | 0.2376 | 46.06 | 7.2532 | 247.9653 | 0 | 0 | 0 | 0 | 24.1808 | 58.0824 | 0 | 0 | -434.4962 | 0.7527 | 12.9061 | 0 | -1 | -4.2 | 14.5372 | 0 | 0 | 37.0371 | 37.0371 | 37.0371 | 37.0371 | 43.0663 | 34.749 | 0 | 0 | 9.8109 | 17.3464 | 0 | 70.8723 | 77.3038 | 1.0122 | 1409.28 | 33.7649 | 62.5054 | 0 | 0.5138 | -3.7992 | 14.074 | 3.248 | 0 | 1247.408 | 283.4034 | -10.7792 | 8.9221 | 7.395 | -1.78 | 17.0458 | 1.4584 | 54.9569 | 2025-12-21 | 2025_12_21 Hr 10 | 101.0877 | 0.000386 | -1247.408 | -434.4962 | 576.1395 | 965.761 | 120.791 | 19.213 | 0 | 128.4396 | 315.579 | 132.1209 | 23.1226 | 192.1628 | 285.811 | 15.21 | 7.2532 | 46.06 | 247.9653 | 0 | 148.1762 | 0
2025_12_21 Hr 11 | 5.1707 | 0.002685 | 0.075717 | 3.8622 | 3.8622 | 3.8116 | 3.8622 | 3.8622 | 3.8622 | 118.8599 | 0 | 0.084 | 79 | 0 | 96.0814 | 96.0814 | 285.811 | 15.21 | 0.00697 | 0.084 | 0.03454 | 0 | 0 | 0.29046 | 0.2376 | 46.06 | 7.2532 | 247.9653 | 0 | 0 | 0 | 0 | 23.816 | 57.2059 | 0 | 0 | -406.9135 | 0.7527 | 12.9061 | 0 | -1 | -4.2 | 14.5372 | 0 | 0 | 35.1581 | 35.1581 | 35.1581 | 35.1581 | 40.8815 | 30.7476 | 0 | 0 | 9.8109 | 17.3464 | 0 | 70.8723 | 77.3038 | 2.0244 | 1393.409 | 33.2554 | 61.5622 | 0 | 0.5138 | -5.1707 | 14.074 | 3.248 | 0 | 1248.4 | 274.0554 | -12.1507 | 8.9221 | 7.395 | -1.78 | 16.7886 | 1.4364 | 54.6331 | 2025-12-21 | 2025_12_21 Hr 11 | 96.0873 | -5.4e-05 | -1248.4 | -406.9135 | 558.489 | 965.761 | 111.8504 | 19.213 | 0 | 127.1983 | 300.9018 | 130.389 | 23.1226 | 192.1628 | 285.811 | 15.21 | 7.2532 | 46.06 | 247.9653 | 0 | 148.1762 | 0
2025_12_21 Hr 12 | 6.5687 | 0.003525 | 0.099405 | 3.8622 | 3.8622 | 3.8116 | 3.8622 | 3.8622 | 3.8622 | 117.3359 | 0 | 0.084 | 66 | 0 | 96.0814 | 96.0814 | 285.811 | 15.21 | 0.00697 | 0.084 | 0.03454 | 0 | 0 | 0.29046 | 0.2376 | 46.06 | 7.2532 | 247.9653 | 0 | 0 | 0 | 0 | 23.7042 | 56.9375 | 0 | 0 | -384.7608 | 0.7527 | 12.9061 | 0 | -1 | -4.2 | 14.5372 | 0 | 0 | 34.5826 | 34.5826 | 34.5826 | 34.5826 | 40.2124 | 26.8515 | 0 | 0 | 9.8109 | 17.3464 | 0 | 70.8723 | 77.3038 | 4.0488 | 1388.557 | 33.0994 | 61.2733 | 0 | 0.5138 | -6.5687 | 14.074 | 3.248 | 0 | 1250.3 | 260.0521 | -13.5487 | 8.9221 | 7.395 | -1.78 | 16.7098 | 1.4297 | 54.4166 | 2025-12-21 | 2025_12_21 Hr 12 | 91.8378 | 2.3e-05 | -1250.3 | -384.7608 | 553.0835 | 965.761 | 97.0032 | 19.213 | 0 | 126.8181 | 296.4069 | 129.8585 | 23.1226 | 192.1628 | 285.811 | 15.21 | 7.2532 | 46.06 | 247.9653 | 0 | 148.1762 | 0
2025_12_21 Hr 13 | 6.9086 | 0.003675 | 0.10364 | 3.8622 | 3.8622 | 3.8116 | 3.8622 | 3.8622 | 3.8622 | 113.4791 | 0 | 0.084 | 58 | 0 | 96.0814 | 96.0814 | 285.811 | 15.21 | 0.00697 | 0.084 | 0.03454 | 0 | 0 | 0.29046 | 0.2376 | 46.06 | 7.2532 | 247.9653 | 0 | 0 | 0 | 0 | 23.4214 | 56.2583 | 0 | 0 | -371.6247 | 0.7527 | 12.9061 | 0 | -1 | -4.2 | 14.5372 | 0 | 0 | 33.1264 | 33.1264 | 33.1264 | 33.1264 | 38.5191 | 21.9024 | 0 | 0 | 9.8109 | 17.3464 | 0 | 70.8723 | 77.3038 | 3.0366 | 1376.225 | 32.7045 | 60.5423 | 0 | 0.5138 | -6.9086 | 14.074 | 3.248 | 0 | 1235.8 | 245.0887 | -13.8886 | 8.9221 | 7.395 | -1.78 | 16.5104 | 1.4126 | 53.6714 | 2025-12-21 | 2025_12_21 Hr 13 | 86.7777 | 3.5e-05 | -1235.8 | -371.6247 | 539.4044 | 965.761 | 83.0463 | 19.213 | 0 | 125.8561 | 285.032 | 128.5163 | 23.1226 | 192.1628 | 285.811 | 15.21 | 7.2532 | 46.06 | 247.9653 | 0 | 148.1762 | 0
2025_12_21 Hr 14 | 1.3698 | 0.00231 | 0.065142 | 3.8622 | 3.8622 | 3.8116 | 3.8622 | 3.8622 | 3.8622 | 113.6657 | 0 | 0.084 | 63 | 0 | 96.0814 | 96.0814 | 285.811 | 15.21 | 0.00697 | 0.084 | 0.03454 | 0 | 0 | 0.29046 | 0.2376 | 45.9947 | 0 | 247.9653 | 0 | 0 | 0 | 0 | 23.4351 | 56.2911 | 0 | 0 | -372.5893 | 0.7527 | 12.9061 | 0 | -1 | -4.2 | 14.5372 | 0 | 0 | 33.1969 | 33.1969 | 33.1969 | 33.1969 | 38.601 | 10.9512 | 0 | 0 | 9.8109 | 17.3464 | 0 | 70.8723 | 77.3038 | 4.0488 | 1369.465 | 32.7236 | 60.5777 | 0 | 0.5138 | -1.3698 | 14.074 | 3.248 | 0 | 1223.2 | 234.6744 | -8.3498 | 8.9221 | 7.395 | -1.78 | 16.5201 | 1.4134 | 53.1867 | 2025-12-21 | 2025_12_21 Hr 14 | 85.4825 | -6.7e-05 | -1223.2 | -372.5893 | 540.0662 | 958.4425 | 78.0675 | 19.213 | 0 | 125.9026 | 285.5824 | 128.5812 | 23.1226 | 192.1628 | 285.811 | 15.21 | 0 | 45.9947 | 247.9653 | 0 | 148.1762 | 0
2025_12_21 Hr 15 | 4.1392 | 0.00129 | 0.036378 | 3.8622 | 3.8622 | 3.8116 | 3.8622 | 3.8622 | 3.8622 | 112.7949 | 0 | 0.084 | 67 | 0 | 96.0814 | 96.0814 | 285.811 | 15.21 | 0.00697 | 0.084 | 0.03454 | 0 | 0 | 0.29046 | 0.2376 | 43.7112 | 0 | 247.9653 | 0 | 0 | 0 | 0 | 23.3712 | 56.1377 | 0 | 0 | -385.7876 | 0.7527 | 12.9061 | 0 | -1 | -4.2 | 14.5372 | 0 | 0 | 32.8681 | 32.8681 | 32.8681 | 32.8681 | 38.2187 | 10.9512 | 0 | 0 | 9.8109 | 17.3464 | 0 | 67.1494 | 73.2864 | 10.9896 | 1356.626 | 32.6345 | 60.4126 | 0 | 0.5138 | -4.1392 | 14.074 | 3.248 | 0 | 1207.8 | 248.0805 | -11.1192 | 8.9221 | 7.395 | -1.78 | 16.4751 | 1.4096 | 52.7525 | 2025-12-21 | 2025_12_21 Hr 15 | 85.0867 | 2.7e-05 | -1207.8 | -385.7876 | 536.9775 | 948.4187 | 88.9785 | 19.213 | 0 | 125.6854 | 283.014 | 128.2781 | 23.1226 | 192.1628 | 285.811 | 15.21 | 0 | 43.7112 | 247.9653 | 0 | 140.4358 | 0
2025_12_21 Hr 16 | 1.0315 | 0.0006 | 0.01692 | 3.8622 | 3.8622 | 3.8116 | 3.8622 | 3.8622 | 3.8622 | 122.3124 | 0 | 0.084 | 79 | 0 | 96.0814 | 96.0814 | 285.811 | 15.21 | 0.00697 | 0.084 | 0.03454 | 0 | 0 | 0.29046 | 0.2376 | 44.2335 | 0 | 247.9653 | 0 | 0 | 0 | 0 | 24.0691 | 57.814 | 0 | 0 | -429.9054 | 0.7527 | 12.9061 | 0 | -1 | -4.2 | 14.5372 | 0 | 0 | 36.4616 | 36.4616 | 36.4616 | 36.4616 | 42.3972 | 9.8982 | 0 | 0 | 9.8109 | 17.3464 | 0 | 70.8723 | 77.3038 | 7.953 | 1395.314 | 33.6089 | 62.2165 | 0 | 0.5138 | -1.0315 | 14.074 | 3.248 | 0 | 1213.592 | 256.1949 | -8.0115 | 8.9221 | 7.395 | -1.78 | 16.967 | 1.4517 | 53.5616 | 2025-12-21 | 2025_12_21 Hr 16 | 81.6085 | -0.000287 | -1213.592 | -429.9054 | 570.7341 | 956.6813 | 96.8687 | 19.213 | 0 | 128.0595 | 311.0841 | 131.5905 | 23.1226 | 192.1628 | 285.811 | 15.21 | 0 | 44.2335 | 247.9653 | 0 | 148.1762 | 0
2025_12_21 Hr 17 | 0 | 0.00015 | 0.00423 | 3.8622 | 3.8622 | 3.8116 | 3.8622 | 3.8622 | 3.8622 | 136.3087 | 0 | 0.084 | 87 | 0 | 96.0814 | 96.0814 | 285.811 | 15.21 | 0.00697 | 0.084 | 0.03454 | 0 | 0 | 0.29046 | 0.2376 | 46.06 | 0 | 247.9653 | 0 | 0 | 0 | 0 | 25.0953 | 60.2791 | 0 | 0 | -473.8651 | 0.7527 | 12.9061 | 0 | -1 | -4.2 | 14.5372 | 0 | 0 | 41.7462 | 41.7462 | 41.7462 | 41.7462 | 48.5421 | 14.8473 | 0 | 0 | 9.8109 | 17.3464 | 0 | 70.8723 | 77.3038 | 4.9164 | 1441.899 | 35.0419 | 64.8693 | 0 | 0.5138 | 0 | 14.074 | 3.248 | 0 | 1231 | 269.9466 | -6.98 | 8.9221 | 7.395 | -1.78 | 17.6904 | 1.5136 | 54.8272 | 2025-12-21 | 2025_12_21 Hr 17 | 111.5841 | -2.5e-05 | -1231 | -473.8651 | 620.3762 | 958.5078 | 106.7681 | 19.213 | 0 | 131.5508 | 352.3638 | 136.4616 | 23.1226 | 192.1628 | 285.811 | 15.21 | 0 | 46.06 | 247.9653 | 0 | 148.1762 | 0
2025_12_21 Hr 18 | 0 | 0 | 0 | 3.8622 | 3.8622 | 3.8116 | 3.8622 | 3.8622 | 3.8622 | 145.764 | 0 | 0.084 | 90 | 0 | 96.0814 | 96.0814 | 285.811 | 15.21 | 0.00697 | 0.084 | 0.03454 | 0 | 0 | 0.29046 | 0.2376 | 46.06 | 7.2532 | 247.9653 | 0 | 0 | 0 | 0 | 25.7887 | 61.9444 | 0 | 0 | -547.2433 | 0.7527 | 12.9061 | 0 | -1 | -4.2 | 14.5372 | 0 | 0 | 45.3163 | 45.3163 | 45.3163 | 45.3163 | 52.6933 | 34.749 | 0 | 0 | 9.8109 | 17.3464 | 0 | 70.8723 | 77.3038 | 4.9164 | 1479.393 | 36.01 | 66.6614 | 0 | 0.5138 | 0 | 14.074 | 3.248 | 0 | 1221.308 | 296.1388 | -6.98 | 8.9221 | 7.395 | -1.78 | 18.1791 | 1.5554 | 55.4101 | 2025-12-21 | 2025_12_21 Hr 18 | 112.9957 | 0.000344 | -1221.308 | -547.2433 | 653.9122 | 965.761 | 129.6654 | 19.213 | 0 | 133.9094 | 380.2505 | 139.7523 | 23.1226 | 192.1628 | 285.811 | 15.21 | 7.2532 | 46.06 | 247.9653 | 0 | 148.1762 | 0
2025_12_21 Hr 19 | 0 | 0 | 0 | 3.8622 | 3.8622 | 3.8116 | 3.8622 | 3.8622 | 3.8622 | 148.1278 | 0 | 0.084 | 86 | 0 | 96.0814 | 96.0814 | 285.811 | 15.21 | 0.00697 | 0.084 | 0.03454 | 0 | 0 | 0.29046 | 0.2376 | 46.06 | 7.2532 | 247.9653 | 0 | 0 | 0 | 0 | 25.962 | 62.3607 | 0 | 0 | -556.5601 | 0.7527 | 12.9061 | 0 | -1 | -4.2 | 14.5372 | 0 | 0 | 46.2088 | 46.2088 | 46.2088 | 46.2088 | 53.7311 | 34.749 | 0 | 0 | 9.8109 | 17.3464 | 0 | 70.8723 | 77.3038 | 6.9408 | 1486.954 | 36.252 | 67.1094 | 0 | 0.5138 | 0 | 14.074 | 3.248 | 0 | 1218.4 | 294.9859 | -6.98 | 8.9221 | 7.395 | -1.78 | 18.3013 | 1.5658 | 55.4179 | 2025-12-21 | 2025_12_21 Hr 19 | 102.8406 | -6.3e-05 | -1218.4 | -556.5601 | 662.2962 | 965.761 | 127.6898 | 19.213 | 0 | 134.499 | 387.2222 | 140.575 | 23.1226 | 192.1628 | 285.811 | 15.21 | 7.2532 | 46.06 | 247.9653 | 0 | 148.1762 | 0
2025_12_21 Hr 20 | 0 | 0 | 0 | 3.8622 | 3.8622 | 3.8116 | 3.8622 | 3.8622 | 3.8622 | 138.7036 | 0 | 0.084 | 71 | 0 | 96.0814 | 96.0814 | 285.811 | 15.21 | 0.00697 | 0.084 | 0.03454 | 0 | 0 | 0.29046 | 0.2376 | 46.06 | 7.2532 | 247.9653 | 0 | 0 | 0 | 0 | 25.271 | 60.7009 | 0 | 0 | -565.5808 | 0.7527 | 12.9061 | 0 | -1 | -4.2 | 14.5372 | 0 | 0 | 42.6505 | 42.6505 | 42.6505 | 42.6505 | 49.5936 | 35.802 | 0 | 0 | 9.8109 | 17.3464 | 0 | 70.8723 | 77.3038 | 18.9426 | 1456.808 | 35.2871 | 65.3232 | 0 | 0.5138 | 0 | 14.074 | 3.248 | 0 | 1174.008 | 289.7608 | -6.98 | 8.9221 | 7.395 | -1.78 | 17.8142 | 1.5242 | 53.7843 | 2025-12-21 | 2025_12_21 Hr 20 | 99.639 | 0.000341 | -1174.008 | -565.5808 | 628.8705 | 965.761 | 125.7446 | 19.213 | 0 | 132.1482 | 359.4272 | 137.2951 | 23.1226 | 192.1628 | 285.811 | 15.21 | 7.2532 | 46.06 | 247.9653 | 0 | 148.1762 | 0
2025_12_21 Hr 21 | 0 | 0 | 0 | 3.8622 | 3.8622 | 3.8116 | 3.8622 | 3.8622 | 3.8622 | 129.2172 | 0 | 0.084 | 84 | 0 | 96.0814 | 96.0814 | 285.811 | 15.21 | 0.00697 | 0.084 | 0.03454 | 0 | 0 | 0.29046 | 0.2376 | 46.06 | 7.2532 | 247.9653 | 0 | 0 | 0 | 0 | 24.5754 | 59.0301 | 0 | 0 | -570.1758 | 0.7527 | 12.9061 | 0 | -1 | -4.2 | 14.5372 | 0 | 0 | 39.0687 | 39.0687 | 39.0687 | 39.0687 | 45.4287 | 40.7511 | 0 | 0 | 9.8109 | 17.3464 | 0 | 70.8723 | 77.3038 | 16.9182 | 1426.464 | 34.3158 | 63.5252 | 0 | 0.5138 | 0 | 14.074 | 3.248 | 0 | 1151.692 | 302.384 | -6.98 | 8.9221 | 7.395 | -1.78 | 17.3239 | 1.4822 | 52.9638 | 2025-12-21 | 2025_12_21 Hr 21 | 88.8087 | -0.000286 | -1151.692 | -570.1758 | 595.2242 | 965.761 | 141.6693 | 19.213 | 0 | 129.7818 | 331.4487 | 133.9936 | 23.1226 | 192.1628 | 285.811 | 15.21 | 7.2532 | 46.06 | 247.9653 | 0 | 148.1762 | 0
2025_12_21 Hr 22 | 0 | 0 | 0 | 3.8622 | 3.8622 | 3.8116 | 3.8622 | 3.8622 | 3.8622 | 117.1182 | 0 | 0.084 | 89 | 0 | 96.0814 | 96.0814 | 285.811 | 15.21 | 0.00697 | 0.084 | 0.03454 | 0 | 0 | 0.29046 | 0.2376 | 46.06 | 0 | 247.9653 | 0 | 0 | 0 | 0 | 23.6882 | 56.8992 | 0 | 0 | -557.8137 | 0.7527 | 12.9061 | 0 | -1 | -4.2 | 14.5372 | 0 | 0 | 34.5004 | 34.5004 | 34.5004 | 34.5004 | 40.1168 | 40.7511 | 0 | 0 | 9.8109 | 17.3464 | 0 | 70.8723 | 77.3038 | 17.9304 | 1380.508 | 33.0771 | 61.232 | 0 | 0.5138 | 0 | 14.074 | 3.248 | 0 | 1119.9 | 304.1853 | -6.98 | 8.9221 | 7.395 | -1.78 | 16.6985 | 1.4287 | 51.5462 | 2025-12-21 | 2025_12_21 Hr 22 | 86.2852 | -3.1e-05 | -1119.9 | -557.8137 | 552.3113 | 958.5078 | 147.6815 | 19.213 | 0 | 126.7638 | 295.7648 | 129.7828 | 23.1226 | 192.1628 | 285.811 | 15.21 | 0 | 46.06 | 247.9653 | 0 | 148.1762 | 0
2025_12_21 Hr 23 | 0 | 0 | 0 | 3.8622 | 3.8622 | 3.8116 | 3.8622 | 3.8622 | 3.8622 | 97.7721 | 0 | 0.084 | 89 | 0 | 96.0814 | 96.0814 | 286.6375 | 15.29 | 0.00697 | 0.084 | 0.03454 | 0 | 0 | 0.29046 | 0.2376 | 46.06 | 0 | 247.9653 | 0 | 0 | 0 | 0 | 22.2697 | 53.4919 | 0 | 0 | -510.9364 | 0.7527 | 12.9061 | 0 | -1 | -4.2 | 14.5372 | 0 | 0 | 27.1959 | 27.1959 | 27.1959 | 27.1959 | 31.6232 | 39.6981 | 0 | 0 | 9.8109 | 17.3464 | 0 | 71.2258 | 77.6894 | 14.8938 | 1320.27 | 31.0964 | 57.5653 | 0 | 0.5138 | 0 | 14.074 | 3.248 | 0 | 1095.717 | 293.3628 | -6.98 | 8.9221 | 7.395 | -1.78 | 15.6986 | 1.3431 | 49.9748 | 2025-12-21 | 2025_12_21 Hr 23 | 88.1083 | -0.000286 | -1095.717 | -510.9364 | 483.6949 | 960.1533 | 143.5919 | 19.213 | 0 | 121.938 | 238.7071 | 123.0498 | 23.1226 | 192.1628 | 286.6375 | 15.29 | 0 | 46.06 | 247.9653 | 0 | 148.9151 | 0
2025_12_21 Hr 24 | 0 | 0 | 0 | 3.8622 | 3.8622 | 3.8116 | 3.8622 | 3.8622 | 3.8622 | 79.4525 | 0 | 0.084 | 88 | 0 | 96.0814 | 96.0814 | 286.6375 | 0 | 0.00697 | 0.084 | 0.03454 | 0 | 0 | 0.29046 | 0.2376 | 46.06 | 0 | 247.9653 | 0 | 0 | 0 | 0 | 20.9265 | 50.2654 | 0 | 0 | -507.8278 | 0.7527 | 12.9061 | 0 | -1 | -4.2 | 14.5372 | 0 | 0 | 20.279 | 20.279 | 20.279 | 20.279 | 23.5802 | 44.6472 | 0 | 0 | 9.8109 | 17.3464 | 0 | 71.2258 | 77.6894 | 32.9688 | 1246.38 | 29.2207 | 54.0931 | 0 | 0.5138 | 0 | 14.074 | 3.248 | 0 | 1040.583 | 309.0111 | -6.98 | 8.9221 | 7.395 | -1.78 | 14.7517 | 1.2621 | 47.7576 | 2025-12-21 | 2025_12_21 Hr 24 | 89.6335 | 0.000409 | -1040.583 | -507.8278 | 418.7189 | 944.8633 | 165.616 | 19.213 | 0 | 117.3683 | 184.6766 | 116.674 | 23.1226 | 192.1628 | 286.6375 | 0 | 0 | 46.06 | 247.9653 | 0 | 148.9151 | 0
2025_12_22 Hr 01 | 0 | 0 | 0 | 3.8622 | 3.8622 | 3.8116 | 3.8622 | 3.8622 | 3.8622 | 53.3833 | 0 | 0.084 | 87 | 0 | 96.0814 | 96.0814 | 286.6375 | 0 | 0.00697 | 0.084 | 0.03454 | 0 | 0 | 0.29046 | 0.2376 | 46.06 | 0 | 247.9653 | 0 | 0 | 0 | 0 | 18.8591 | 45.2753 | 0 | 0 | -451.6331 | 0.7527 | 12.929 | 0 | -1 | -4.2 | 14.6163 | 0 | 0 | 9.8888 | 9.8888 | 9.8888 | 9.8888 | 11.4986 | 37.6974 | 0 | 0 | 9.8094 | 18.6319 | 0 | 71.2258 | 77.6894 | 49.887 | 1159.71 | 28.0425 | 51.9322 | 0 | 0.5138 | 0 | 14.074 | 3.248 | 0 | 1016.5 | 315.4027 | -6.98 | 8.921 | 7.395 | -1.78 | 14.2721 | 1.2185 | 46.0675 | 2025-12-22 | 2025_12_22 Hr 01 | 81.916 | 7.5e-05 | -1016.5 | -451.6331 | 329.4725 | 944.8633 | 174.5844 | 19.213 | 0 | 110.4101 | 104.9651 | 114.0972 | 23.1226 | 192.1628 | 286.6375 | 0 | 0 | 46.06 | 247.9653 | 0 | 148.9151 | 0
2025_12_22 Hr 02 | 0 | 0 | 0 | 3.8622 | 3.8622 | 3.8116 | 3.8622 | 3.8622 | 3.8622 | 50.1862 | 0 | 0.084 | 89 | 0 | 96.0814 | 96.0814 | 286.6375 | 0 | 0.00697 | 0.084 | 0.03454 | 0 | 0 | 0.29046 | 0.2376 | 46.06 | 0 | 247.9653 | 0 | 0 | 0 | 0 | 18.6361 | 44.74 | 0 | 0 | -468.6595 | 0.7527 | 12.929 | 0 | -1 | -4.2 | 14.6163 | 0 | 0 | 8.6849 | 8.6849 | 8.6849 | 8.6849 | 10.0987 | 41.6988 | 0 | 0 | 9.8094 | 18.6319 | 0 | 71.2258 | 77.6894 | 54.8034 | 1149.54 | 27.7109 | 51.3181 | 0 | 0.5138 | 0 | 14.074 | 3.248 | 0 | 999.0917 | 325.1916 | -6.98 | 8.921 | 7.395 | -1.78 | 14.1033 | 1.2041 | 45.6044 | 2025-12-22 | 2025_12_22 Hr 02 | 81.4503 | -1.6e-05 | -999.0917 | -468.6595 | 318.1727 | 944.8633 | 185.5022 | 19.213 | 0 | 109.6518 | 95.5526 | 112.9684 | 23.1226 | 192.1628 | 286.6375 | 0 | 0 | 46.06 | 247.9653 | 0 | 148.9151 | 0
2025_12_22 Hr 03 | 0 | 0 | 0 | 3.8622 | 3.8622 | 3.8116 | 3.8622 | 3.8622 | 3.8622 | 48.0651 | 0 | 0.084 | 81 | 0 | 96.0814 | 96.0814 | 286.6375 | 0 | 0.00697 | 0.084 | 0.03454 | 0 | 0 | 0.29046 | 0.2376 | 46.06 | 0 | 247.9653 | 0 | 0 | 0 | 0 | 18.4882 | 44.3848 | 0 | 0 | -454.9412 | 0.7527 | 12.929 | 0 | -1 | -4.2 | 14.6163 | 0 | 0 | 7.8861 | 7.8861 | 7.8861 | 7.8861 | 9.1699 | 44.6472 | 0 | 0 | 9.8094 | 18.6319 | 0 | 71.2258 | 77.6894 | 46.8504 | 1142.792 | 27.4909 | 50.9107 | 0 | 0.5138 | 0 | 14.074 | 3.248 | 0 | 992.3083 | 311.4381 | -6.98 | 8.921 | 7.395 | -1.78 | 13.9913 | 1.1945 | 45.1561 | 2025-12-22 | 2025_12_22 Hr 03 | 79.9863 | 8.7e-05 | -992.3083 | -454.9412 | 310.6757 | 944.8633 | 172.4976 | 19.213 | 0 | 109.1486 | 89.3077 | 112.2194 | 23.1226 | 192.1628 | 286.6375 | 0 | 0 | 46.06 | 247.9653 | 0 | 148.9151 | 0
2025_12_22 Hr 04 | 0 | 0 | 0 | 3.8622 | 3.8622 | 3.8116 | 3.8622 | 3.8622 | 3.8622 | 51.877 | 0 | 0.084 | 79 | 0 | 96.0814 | 96.0814 | 286.6375 | 0 | 0.00697 | 0.084 | 0.03454 | 0 | 0 | 0.29046 | 0.2376 | 46.06 | 0 | 247.9653 | 0 | 0 | 0 | 0 | 18.7541 | 45.0231 | 0 | 0 | -482.0392 | 0.7527 | 12.929 | 0 | -1 | -4.2 | 14.6163 | 0 | 0 | 9.3216 | 9.3216 | 9.3216 | 9.3216 | 10.839 | 46.6479 | 0 | 0 | 9.8094 | 18.6319 | 0 | 71.2258 | 77.6894 | 48.8748 | 1154.918 | 27.8863 | 51.6429 | 0 | 0.5138 | 0 | 14.074 | 3.248 | 0 | 980.7083 | 314.8091 | -6.98 | 8.921 | 7.395 | -1.78 | 14.1925 | 1.2117 | 45.0548 | 2025-12-22 | 2025_12_22 Hr 04 | 80.3181 | 2.4e-05 | -980.7083 | -482.0392 | 324.1485 | 944.8633 | 174.5227 | 19.213 | 0 | 110.0528 | 100.5303 | 113.5654 | 23.1226 | 192.1628 | 286.6375 | 0 | 0 | 46.06 | 247.9653 | 0 | 148.9151 | 0
2025_12_22 Hr 05 | 0 | 0 | 0 | 3.8622 | 3.8622 | 3.8116 | 3.8622 | 3.8622 | 3.8622 | 60.6381 | 0 | 0.084 | 76 | 0 | 96.0814 | 96.0814 | 286.6375 | 0 | 0.00697 | 0.084 | 0.03454 | 0 | 0 | 0.29046 | 0.2376 | 45.8646 | 0 | 247.9653 | 0 | 0 | 0 | 0 | 19.3652 | 46.4902 | 0 | 0 | -473.9688 | 0.7527 | 12.929 | 0 | -1 | -4.2 | 14.6163 | 0 | 0 | 12.6207 | 12.6207 | 12.6207 | 12.6207 | 14.6753 | 41.6988 | 0 | 0 | 9.8094 | 18.6319 | 0 | 71.2258 | 77.6894 | 48.8748 | 1182.595 | 28.795 | 53.3257 | 0 | 0.5138 | 0 | 14.074 | 3.248 | 0 | 1011.6 | 309.9536 | -6.98 | 8.921 | 7.395 | -1.78 | 14.655 | 1.2512 | 46.168 | 2025-12-22 | 2025_12_22 Hr 05 | 80.1755 | -1.2e-05 | -1011.6 | -473.9688 | 355.1143 | 944.6679 | 166.5736 | 19.213 | 0 | 112.1311 | 126.3243 | 116.6589 | 23.1226 | 192.1628 | 286.6375 | 0 | 0 | 45.8646 | 247.9653 | 0 | 148.9151 | 0
2025_12_22 Hr 06 | 0 | 0 | 0 | 3.8622 | 3.8622 | 3.8116 | 3.8622 | 3.8622 | 3.8622 | 80.1894 | 0 | 0.084 | 73 | 0 | 96.0814 | 96.0814 | 286.6375 | 0 | 0.00697 | 0.084 | 0.03454 | 0 | 0 | 0.29046 | 0.2376 | 43.7117 | 0 | 247.9653 | 0 | 0 | 0 | 0 | 20.729 | 49.7643 | 0 | 0 | -526.8616 | 0.7527 | 12.929 | 0 | -1 | -4.2 | 14.6163 | 0 | 0 | 19.9831 | 19.9831 | 19.9831 | 19.9831 | 23.2361 | 37.6974 | 0 | 0 | 9.8094 | 18.6319 | 0 | 69.6204 | 75.9904 | 52.9236 | 1239.337 | 30.8229 | 57.0812 | 0 | 0.5138 | 0 | 14.074 | 3.248 | 0 | 1019.4 | 313.9044 | -6.98 | 8.921 | 7.395 | -1.78 | 15.6871 | 1.3393 | 47.1719 | 2025-12-22 | 2025_12_22 Hr 06 | 78.5921 | 0.000103 | -1019.4 | -526.8616 | 424.217 | 939.2107 | 163.621 | 19.213 | 0 | 116.7689 | 183.8858 | 123.5624 | 23.1226 | 192.1628 | 286.6375 | 0 | 0 | 43.7117 | 247.9653 | 0 | 145.6109 | 0
2025_12_22 Hr 07 | 0 | 0 | 0 | 3.8622 | 3.8622 | 3.8116 | 3.8622 | 3.8622 | 3.8622 | 103.8291 | -14.3 | 0.084 | 66 | 0 | 96.0814 | 96.0814 | 285.811 | 15.21 | 0.00697 | 0.084 | 0.03454 | 0 | 0 | 0.29046 | 0.2376 | 15.3928 | 0 | 247.9653 | 0 | 0 | 0 | 0 | 22.3779 | 53.723 | 0 | 0 | -554.8063 | 0.7527 | 12.929 | 0 | -1 | -4.2 | 14.6163 | 0 | 0 | 28.885 | 28.885 | 28.885 | 28.885 | 33.5872 | 37.6974 | 0 | 0 | 9.8094 | 18.6319 | 0 | 70.8723 | 77.3038 | 60.8766 | 1303.173 | 33.2748 | 61.6219 | 0 | 0.5138 | 0 | 14.074 | 3.248 | 0 | 1050.292 | 323.2045 | -21.28 | 8.921 | 7.395 | -1.78 | 16.935 | 1.4459 | 48.759 | 2025-12-22 | 2025_12_22 Hr 07 | 72.0562 | -0.000343 | -1050.292 | -554.8063 | 493.4703 | 927.8406 | 164.574 | 19.213 | 0 | 122.3766 | 253.4843 | 117.6095 | 23.1226 | 192.1628 | 285.811 | 15.21 | 0 | 15.3928 | 247.9653 | 0 | 148.1762 | 0
2025_12_22 Hr 08 | 0 | 0 | 0 | 3.8622 | 3.8622 | 3.8116 | 3.8622 | 3.8622 | 3.8622 | 122.7962 | -14.3 | 0.084 | 67 | 0 | 96.0814 | 96.0814 | 285.811 | 15.21 | 0.00697 | 0.084 | 0.03454 | 0 | 0 | 0.29046 | 0.2376 | 17.6817 | 0 | 247.9653 | 0 | 0 | 0 | 0 | 23.701 | 56.8992 | 0 | 0 | -579.9998 | 0.7527 | 12.929 | 0 | -1 | -4.2 | 14.6163 | 0 | 0 | 36.0274 | 36.0274 | 36.0274 | 36.0274 | 41.8923 | 36.7497 | 0 | 0 | 9.8094 | 18.6319 | 0 | 67.7203 | 73.8658 | 64.7808 | 1359.213 | 35.2421 | 65.2652 | 0 | 0.5138 | 0 | 14.074 | 3.248 | 0 | 1091.792 | 333.8582 | -21.28 | 8.921 | 7.395 | -1.78 | 17.9362 | 1.5313 | 50.7286 | 2025-12-22 | 2025_12_22 Hr 08 | 74.0866 | -0.000334 | -1091.792 | -579.9998 | 560.5086 | 923.5394 | 168.5305 | 19.213 | 0 | 126.8758 | 309.3261 | 124.3067 | 23.1226 | 192.1628 | 285.811 | 15.21 | 0 | 17.6817 | 247.9653 | 0 | 141.586 | 0
2025_12_22 Hr 09 | 2.4278 | 1.5e-05 | 0.000423 | 3.8622 | 3.8622 | 3.8116 | 3.8622 | 3.8622 | 3.8622 | 137.4596 | -14.3 | 0.084 | 71 | 0 | 96.0814 | 96.0814 | 285.811 | 15.21 | 0.00697 | 0.084 | 0.03454 | 0 | 0 | 0.29046 | 0.2376 | 15.7204 | 0 | 247.9653 | 0 | 0 | 0 | 0 | 24.7238 | 59.3547 | 0 | 0 | -640.9407 | 0.7527 | 12.929 | 0 | -1 | -4.2 | 14.6163 | 0 | 0 | 41.5491 | 41.5491 | 41.5491 | 41.5491 | 48.3129 | 44.6472 | 0 | 0 | 9.8094 | 18.6319 | 0 | 70.3925 | 76.7245 | 107.727 | 1409.433 | 36.763 | 68.0817 | 0 | 0.5138 | -2.4278 | 14.074 | 3.248 | 0 | 1141.092 | 396.3074 | -23.7078 | 8.921 | 7.395 | -1.78 | 18.7103 | 1.5974 | 53.4765 | 2025-12-22 | 2025_12_22 Hr 09 | 77.2396 | -0.00037 | -1141.092 | -640.9407 | 612.3356 | 927.1091 | 223.3746 | 19.213 | 0 | 130.3542 | 352.4971 | 129.4843 | 23.1226 | 192.1628 | 285.811 | 15.21 | 0 | 15.7204 | 247.9653 | 0 | 147.117 | 0
2025_12_22 Hr 10 | 10.3696 | 0.000165 | 0.004653 | 3.8622 | 3.8622 | 3.8116 | 3.8622 | 3.8622 | 3.8622 | 143.2389 | -14.3 | 0.084 | 70 | 0 | 96.0814 | 96.0814 | 285.811 | 15.21 | 0.00697 | 0.084 | 0.03454 | 0 | 0 | 0.29046 | 0.2376 | 17.68 | 0 | 247.9653 | 0 | 0 | 0 | 0 | 25.1269 | 60.3225 | 0 | 0 | -623.8764 | 0.7527 | 12.929 | 0 | -1 | -4.2 | 14.6163 | 0 | 0 | 43.7254 | 43.7254 | 43.7254 | 43.7254 | 50.8435 | 50.6493 | 0 | 0 | 9.8094 | 18.6319 | 0 | 70.8723 | 77.3038 | 105.7026 | 1430.842 | 37.3624 | 69.1918 | 0 | 0.5138 | -10.3696 | 14.074 | 3.248 | 0 | 1184.583 | 409.2676 | -31.6496 | 8.921 | 7.395 | -1.78 | 19.0153 | 1.6235 | 54.9688 | 2025-12-22 | 2025_12_22 Hr 10 | 77.6213 | 0.000312 | -1184.583 | -623.8764 | 632.7621 | 930.1278 | 226.3567 | 19.213 | 0 | 131.7251 | 369.5121 | 131.5249 | 23.1226 | 192.1628 | 285.811 | 15.21 | 0 | 17.68 | 247.9653 | 0 | 148.1762 | 0
2025_12_22 Hr 11 | 8.9683 | 0.00132 | 0.037224 | 3.8622 | 3.8622 | 3.8116 | 3.8622 | 3.8622 | 3.8622 | 133.8937 | -14.3 | 0.084 | 67 | 0 | 96.0814 | 96.0814 | 285.811 | 15.21 | 0.00697 | 0.084 | 0.03454 | 0 | 0 | 0.29046 | 0.2376 | 19.8346 | 0 | 247.9653 | 0 | 0 | 0 | 0 | 24.4751 | 58.7576 | 0 | 0 | -512.0262 | 0.7527 | 12.929 | 0 | -1 | -4.2 | 14.6163 | 0 | 0 | 40.2063 | 40.2063 | 40.2063 | 40.2063 | 46.7515 | 45.7002 | 0 | 0 | 9.8094 | 18.6319 | 0 | 70.8723 | 77.3038 | 86.76 | 1403.298 | 36.3931 | 67.3968 | 0 | 0.5138 | -8.9683 | 14.074 | 3.248 | 0 | 1238.7 | 377.676 | -30.2483 | 8.921 | 7.395 | -1.78 | 18.522 | 1.5814 | 55.6332 | 2025-12-22 | 2025_12_22 Hr 11 | 75.9812 | -3.4e-05 | -1238.7 | -512.0262 | 599.732 | 932.2824 | 199.4987 | 19.213 | 0 | 129.5083 | 341.9985 | 128.2252 | 23.1226 | 192.1628 | 285.811 | 15.21 | 0 | 19.8346 | 247.9653 | 0 | 148.1762 | 0
2025_12_22 Hr 12 | 7.9401 | 0.0063 | 0.17766 | 3.8622 | 3.8622 | 3.8116 | 3.8622 | 3.8622 | 3.8622 | 138.9967 | -14.3 | 0.084 | 58 | 0 | 96.0814 | 96.0814 | 285.811 | 15.21 | 0.00697 | 0.084 | 0.03454 | 0 | 0 | 0.29046 | 0.2376 | 16.5691 | 0 | 247.9653 | 0 | 0 | 0 | 0 | 24.831 | 59.6121 | 0 | 0 | -529.8165 | 0.7527 | 12.929 | 0 | -1 | -4.2 | 14.6163 | 0 | 0 | 42.1279 | 42.1279 | 42.1279 | 42.1279 | 48.986 | 52.65 | 0 | 0 | 9.8094 | 18.6319 | 0 | 70.8723 | 77.3038 | 88.7844 | 1416.408 | 36.9224 | 68.3769 | 0 | 0.5138 | -7.9401 | 14.074 | 3.248 | 0 | 1235.8 | 378.4289 | -29.2201 | 8.921 | 7.395 | -1.78 | 18.7914 | 1.6044 | 55.7529 | 2025-12-22 | 2025_12_22 Hr 12 | 72.2768 | -2.6e-05 | -1235.8 | -529.8165 | 617.7682 | 929.0169 | 199.6184 | 19.213 | 0 | 130.7188 | 357.0224 | 130.027 | 23.1226 | 192.1628 | 285.811 | 15.21 | 0 | 16.5691 | 247.9653 | 0 | 148.1762 | 0
2025_12_22 Hr 13 | 7.9418 | 0.00219 | 0.061758 | 3.8622 | 3.8622 | 3.8116 | 3.8622 | 3.8622 | 3.8622 | 136.4452 | -14.3 | 0.084 | 45 | 0 | 96.0814 | 96.0814 | 285.811 | 15.21 | 0.00697 | 0.084 | 0.03454 | 0 | 0 | 0.29046 | 0.2376 | 14.7392 | 0 | 247.9653 | 0 | 0 | 0 | 0 | 24.6531 | 59.1848 | 0 | 0 | -469.8255 | 0.7527 | 12.929 | 0 | -1 | -4.2 | 14.6163 | 0 | 0 | 41.1671 | 41.1671 | 41.1671 | 41.1671 | 47.8687 | 44.6472 | 0 | 0 | 9.8094 | 18.6319 | 0 | 66.1902 | 72.153 | 61.8888 | 1396.512 | 36.6578 | 67.8869 | 0 | 0.5138 | -7.9418 | 14.074 | 3.248 | 0 | 1227.092 | 329.6271 | -29.2218 | 8.921 | 7.395 | -1.78 | 18.6567 | 1.5929 | 54.6198 | 2025-12-22 | 2025_12_22 Hr 13 | 69.0747 | -0.000324 | -1227.092 | -469.8255 | 608.7501 | 917.3541 | 151.5999 | 19.213 | 0 | 130.1135 | 349.5105 | 129.1261 | 23.1226 | 192.1628 | 285.811 | 15.21 | 0 | 14.7392 | 247.9653 | 0 | 138.3433 | 0
2025_12_22 Hr 14 | 4.8407 | 0.00447 | 0.12605 | 3.8622 | 3.8622 | 3.8116 | 3.8622 | 3.8622 | 3.8622 | 134.1089 | -14.3 | 0.084 | 37 | 0 | 96.0814 | 96.0814 | 285.811 | 15.21 | 0.00697 | 0.084 | 0.03454 | 0 | 0 | 0.29046 | 0.2376 | 14.7392 | 0 | 247.9653 | 0 | 0 | 0 | 0 | 24.4901 | 58.7936 | 0 | 0 | -457.7711 | 0.7527 | 12.929 | 0 | -1 | -4.2 | 14.6163 | 0 | 0 | 40.2874 | 40.2874 | 40.2874 | 40.2874 | 46.8458 | 40.7511 | 0 | 0 | 9.8094 | 18.6319 | 0 | 64.0888 | 69.8487 | 58.8522 | 1384.738 | 36.4154 | 67.4381 | 0 | 0.5138 | -4.8407 | 14.074 | 3.248 | 0 | 1211.617 | 310.7707 | -26.1207 | 8.921 | 7.395 | -1.78 | 18.5334 | 1.5823 | 53.8503 | 2025-12-22 | 2025_12_22 Hr 14 | 67.9323 | -0.000252 | -1211.617 | -457.7711 | 600.4926 | 912.9484 | 136.7338 | 19.213 | 0 | 129.5593 | 342.6321 | 128.3011 | 23.1226 | 192.1628 | 285.811 | 15.21 | 0 | 14.7392 | 247.9653 | 0 | 133.9376 | 0
2025_12_22 Hr 15 | 6.2121 | 0.005745 | 0.16201 | 3.8622 | 3.8622 | 3.8116 | 3.8622 | 3.8622 | 3.8622 | 131.957 | -14.3 | 0.084 | 30 | 0 | 96.0814 | 96.0814 | 285.811 | 15.21 | 0.00697 | 0.084 | 0.03454 | 0 | 0 | 0.29046 | 0.2376 | 16.5686 | 0 | 247.9653 | 0 | 0 | 0 | 0 | 24.34 | 58.4332 | 0 | 0 | -417.2988 | 0.7527 | 12.929 | 0 | -1 | -4.2 | 14.6163 | 0 | 0 | 39.477 | 39.477 | 39.477 | 39.477 | 45.9035 | 25.7985 | 0 | 0 | 9.8094 | 18.6319 | 0 | 65.1391 | 71.007 | 42.9462 | 1381.966 | 36.1923 | 67.0248 | 0 | 0.5138 | -6.2121 | 14.074 | 3.248 | 0 | 1210.7 | 273.525 | -27.4921 | 8.921 | 7.395 | -1.78 | 18.4198 | 1.5726 | 53.2816 | 2025-12-22 | 2025_12_22 Hr 15 | 68.1302 | -4e-06 | -1210.7 | -417.2988 | 592.8869 | 916.9864 | 98.9125 | 19.213 | 0 | 129.0489 | 336.2967 | 127.5413 | 23.1226 | 192.1628 | 285.811 | 15.21 | 0 | 16.5686 | 247.9653 | 0 | 136.1461 | 0
2025_12_22 Hr 16 | 1.3698 | 0.00429 | 0.12098 | 3.8622 | 3.8622 | 3.8116 | 3.8622 | 3.8622 | 3.8622 | 131.957 | -14.3 | 0.084 | 21 | 0 | 96.0814 | 96.0814 | 285.811 | 15.21 | 0.00697 | 0.084 | 0.03454 | 0 | 0 | 0.29046 | 0.2376 | 25.3221 | 0 | 247.9653 | 0 | 0 | 0 | 0 | 24.34 | 58.4332 | 0 | 0 | -388.1766 | 0.7527 | 12.929 | 0 | -1 | -4.2 | 14.6163 | 0 | 0 | 39.477 | 39.477 | 39.477 | 39.477 | 45.9035 | 16.848 | 0 | 0 | 9.8094 | 18.6319 | 0 | 68.2 | 74.4324 | 32.9688 | 1397.165 | 36.1923 | 67.0248 | 0 | 0.5138 | -1.3698 | 14.074 | 3.248 | 0 | 1227.092 | 240.7533 | -22.6498 | 8.921 | 7.395 | -1.78 | 18.4198 | 1.5726 | 53.5454 | 2025-12-22 | 2025_12_22 Hr 16 | 76.5429 | -0.000359 | -1227.092 | -388.1766 | 592.8869 | 932.2263 | 70.9421 | 19.213 | 0 | 129.0489 | 336.2967 | 127.5413 | 23.1226 | 192.1628 | 285.811 | 15.21 | 0 | 25.3221 | 247.9653 | 0 | 142.6325 | 0
2025_12_22 Hr 17 | 0 | 0.00078 | 0.021996 | 3.8622 | 3.8622 | 3.8116 | 3.8622 | 3.8622 | 3.8622 | 138.5663 | -14.3 | 0.084 | 22 | 0 | 96.0814 | 96.0814 | 285.811 | 15.21 | 0.00697 | 0.084 | 0.03454 | 0 | 0 | 0.29046 | 0.2376 | 34.7284 | 0 | 247.9653 | 0 | 0 | 0 | 0 | 24.801 | 59.54 | 0 | 0 | -380.0487 | 0.7527 | 12.929 | 0 | -1 | -4.2 | 14.6163 | 0 | 0 | 41.9659 | 41.9659 | 41.9659 | 41.9659 | 48.7975 | 20.8494 | 0 | 0 | 9.8094 | 18.6319 | 0 | 70.8723 | 77.3038 | 34.8486 | 1433.042 | 36.8778 | 68.2943 | 0 | 0.5138 | 0 | 14.074 | 3.248 | 0 | 1280.308 | 248.5949 | -21.28 | 8.921 | 7.395 | -1.78 | 18.7687 | 1.6024 | 55.5391 | 2025-12-22 | 2025_12_22 Hr 17 | 80.3911 | 0.000367 | -1280.308 | -380.0487 | 616.2471 | 947.1762 | 77.7208 | 19.213 | 0 | 130.6167 | 355.7554 | 129.875 | 23.1226 | 192.1628 | 285.811 | 15.21 | 0 | 34.7284 | 247.9653 | 0 | 148.1762 | 0
2025_12_22 Hr 18 | 0 | 1.5e-05 | 0.000423 | 3.8622 | 3.8622 | 3.8116 | 3.8622 | 3.8622 | 3.8622 | 145.3908 | -14.3 | 0.084 | 16 | 0 | 96.0814 | 96.0814 | 285.811 | 15.21 | 0.00697 | 0.084 | 0.03454 | 0 | 0 | 0.29046 | 0.2376 | 43.7317 | 0 | 247.9653 | 0 | 0 | 0 | 0 | 25.277 | 60.6829 | 0 | 0 | -413.8629 | 0.7527 | 12.929 | 0 | -1 | -4.2 | 14.6163 | 0 | 0 | 44.5357 | 44.5357 | 44.5357 | 44.5357 | 51.7857 | 25.7985 | 0 | 0 | 9.8094 | 18.6319 | 0 | 70.8723 | 77.3038 | 24.0036 | 1463.735 | 37.5856 | 69.6051 | 0 | 0.5138 | 0 | 14.074 | 3.248 | 0 | 1267.7 | 239.1079 | -21.28 | 8.921 | 7.395 | -1.78 | 19.1289 | 1.6332 | 55.4864 | 2025-12-22 | 2025_12_22 Hr 18 | 78.3183 | 1.7e-05 | -1267.7 | -413.8629 | 640.3679 | 956.1795 | 65.8025 | 19.213 | 0 | 132.2355 | 375.8476 | 132.2847 | 23.1226 | 192.1628 | 285.811 | 15.21 | 0 | 43.7317 | 247.9653 | 0 | 148.1762 | 0
2025_12_22 Hr 19 | 0 | 0 | 0 | 3.8622 | 3.8622 | 3.8116 | 3.8622 | 3.8622 | 3.8622 | 133.8937 | -14.3 | 0.084 | 22 | 0 | 96.0814 | 96.0814 | 285.811 | 15.21 | 0.00697 | 0.084 | 0.03454 | 0 | 0 | 0.29046 | 0.2376 | 46.06 | 0 | 247.9653 | 0 | 0 | 0 | 0 | 24.4751 | 58.7576 | 0 | 0 | -445.8347 | 0.7527 | 12.929 | 0 | -1 | -4.2 | 14.6163 | 0 | 0 | 40.2063 | 40.2063 | 40.2063 | 40.2063 | 46.7515 | 36.7497 | 0 | 0 | 9.8094 | 18.6319 | 0 | 70.8723 | 77.3038 | 29.9322 | 1429.487 | 36.3931 | 67.3968 | 0 | 0.5138 | 0 | 14.074 | 3.248 | 0 | 1220.3 | 257.9281 | -21.28 | 8.921 | 7.395 | -1.78 | 18.522 | 1.5814 | 54.036 | 2025-12-22 | 2025_12_22 Hr 19 | 78.0978 | 2e-06 | -1220.3 | -445.8347 | 599.732 | 958.5078 | 88.6819 | 19.213 | 0 | 129.5083 | 341.9985 | 128.2252 | 23.1226 | 192.1628 | 285.811 | 15.21 | 0 | 46.06 | 247.9653 | 0 | 148.1762 | 0
2025_12_22 Hr 20 | 0 | 0 | 0 | 3.8622 | 3.8622 | 3.8116 | 3.8622 | 3.8622 | 3.8622 | 129.6207 | -14.3 | 0.084 | 45 | 0 | 96.0814 | 96.0814 | 285.811 | 15.21 | 0.00697 | 0.084 | 0.03454 | 0 | 0 | 0.29046 | 0.2376 | 43.4499 | 0 | 247.9653 | 0 | 0 | 0 | 0 | 24.177 | 58.042 | 0 | 0 | -481.7583 | 0.7527 | 12.929 | 0 | -1 | -4.2 | 14.6163 | 0 | 0 | 38.5973 | 38.5973 | 38.5973 | 38.5973 | 44.8805 | 44.6472 | 0 | 0 | 9.8094 | 18.6319 | 0 | 70.8723 | 77.3038 | 47.8626 | 1413.283 | 35.9499 | 66.576 | 0 | 0.5138 | 0 | 14.074 | 3.248 | 0 | 1215.492 | 305.2473 | -21.28 | 8.921 | 7.395 | -1.78 | 18.2965 | 1.5621 | 54.3189 | 2025-12-22 | 2025_12_22 Hr 20 | 77.9196 | -0.000405 | -1215.492 | -481.7583 | 584.6293 | 955.8978 | 137.5098 | 19.213 | 0 | 128.4947 | 329.4183 | 126.7164 | 23.1226 | 192.1628 | 285.811 | 15.21 | 0 | 43.4499 | 247.9653 | 0 | 148.1762 | 0
2025_12_22 Hr 21 | 0 | 0 | 0 | 3.8622 | 3.8622 | 3.8116 | 3.8622 | 3.8622 | 3.8622 | 123.4418 | -14.3 | 0.084 | 56 | 0 | 96.0814 | 96.0814 | 285.811 | 15.21 | 0.00697 | 0.084 | 0.03454 | 0 | 0 | 0.29046 | 0.2376 | 17.6805 | 0 | 247.9653 | 0 | 0 | 0 | 0 | 23.746 | 57.0073 | 0 | 0 | -500.0172 | 0.7527 | 12.929 | 0 | -1 | -4.2 | 14.6163 | 0 | 0 | 36.2705 | 36.2705 | 36.2705 | 36.2705 | 42.175 | 42.7518 | 0 | 0 | 9.8094 | 18.6319 | 0 | 70.8723 | 77.3038 | 72.7338 | 1367.856 | 35.309 | 65.3892 | 0 | 0.5138 | 0 | 14.074 | 3.248 | 0 | 1183.6 | 337.0413 | -21.28 | 8.921 | 7.395 | -1.78 | 17.9703 | 1.5343 | 53.3002 | 2025-12-22 | 2025_12_22 Hr 21 | 77.1674 | 1.7e-05 | -1183.6 | -500.0172 | 562.7903 | 930.1283 | 171.4856 | 19.213 | 0 | 127.029 | 311.2267 | 124.5346 | 23.1226 | 192.1628 | 285.811 | 15.21 | 0 | 17.6805 | 247.9653 | 0 | 148.1762 | 0
2025_12_22 Hr 22 | 0 | 0 | 0 | 3.8622 | 3.8622 | 3.8116 | 3.8622 | 3.8622 | 3.8622 | 109.6084 | -14.3 | 0.084 | 62 | 0 | 96.0814 | 96.0814 | 285.811 | 15.21 | 0.00697 | 0.084 | 0.03454 | 0 | 0 | 0.29046 | 0.2376 | 17.0925 | 0 | 247.9653 | 0 | 0 | 0 | 0 | 22.7811 | 54.6908 | 0 | 0 | -520.0975 | 0.7527 | 12.929 | 0 | -1 | -4.2 | 14.6163 | 0 | 0 | 31.0613 | 31.0613 | 31.0613 | 31.0613 | 36.1178 | 37.6974 | 0 | 0 | 9.8094 | 18.6319 | 0 | 70.8723 | 77.3038 | 74.7582 | 1323.259 | 33.8742 | 62.732 | 0 | 0.5138 | 0 | 14.074 | 3.248 | 0 | 1117.008 | 335.1268 | -21.28 | 8.921 | 7.395 | -1.78 | 17.2401 | 1.4719 | 50.9358 | 2025-12-22 | 2025_12_22 Hr 22 | 77.0883 | 0.000405 | -1117.008 | -520.0975 | 513.8969 | 929.5403 | 174.4556 | 19.213 | 0 | 123.7475 | 270.4993 | 119.6501 | 23.1226 | 192.1628 | 285.811 | 15.21 | 0 | 17.0925 | 247.9653 | 0 | 148.1762 | 0
2025_12_22 Hr 23 | 0 | 0 | 0 | 3.8622 | 3.8622 | 3.8116 | 3.8622 | 3.8622 | 3.8622 | 90.4261 | 0 | 0.084 | 76 | 0 | 96.0814 | 96.0814 | 286.6375 | 15.29 | 0.00697 | 0.084 | 0.03454 | 0 | 0 | 0.29046 | 0.2376 | 19.8359 | 0 | 247.9653 | 0 | 0 | 0 | 0 | 21.443 | 51.4785 | 0 | 0 | -536.1237 | 0.7527 | 12.929 | 0 | -1 | -4.2 | 14.6163 | 0 | 0 | 23.8379 | 23.8379 | 23.8379 | 23.8379 | 27.7184 | 36.7497 | 0 | 0 | 9.8094 | 18.6319 | 0 | 71.2258 | 77.6894 | 72.7338 | 1266.622 | 31.8846 | 59.0474 | 0 | 0.5138 | 0 | 14.074 | 3.248 | 0 | 1062.9 | 339.3815 | -6.98 | 8.921 | 7.395 | -1.78 | 16.2275 | 1.3855 | 49.0108 | 2025-12-22 | 2025_12_22 Hr 23 | 85.4029 | 5.9e-05 | -1062.9 | -536.1237 | 460.3981 | 933.9292 | 185.4835 | 19.213 | 0 | 119.1972 | 214.024 | 127.1769 | 23.1226 | 192.1628 | 286.6375 | 15.29 | 0 | 19.8359 | 247.9653 | 0 | 148.9151 | 0
2025_12_22 Hr 24 | 0 | 0 | 0 | 3.8622 | 3.8622 | 3.8116 | 3.8622 | 3.8622 | 3.8622 | 73.826 | 0 | 0.084 | 83 | 0 | 96.0814 | 96.0814 | 286.6375 | 0 | 0.00697 | 0.084 | 0.03454 | 0 | 0 | 0.29046 | 0.2376 | 29.2409 | 0 | 247.9653 | 0 | 0 | 0 | 0 | 20.2851 | 48.6987 | 0 | 0 | -534.566 | 0.7527 | 12.929 | 0 | -1 | -4.2 | 14.6163 | 0 | 0 | 17.5868 | 17.5868 | 17.5868 | 17.5868 | 20.4498 | 34.749 | 0 | 0 | 9.8094 | 18.6319 | 0 | 71.2258 | 77.6894 | 72.7338 | 1207.927 | 30.1629 | 55.8589 | 0 | 0.5138 | 0 | 14.074 | 3.248 | 0 | 1004.9 | 338.5193 | -6.98 | 8.921 | 7.395 | -1.78 | 15.3512 | 1.3106 | 46.7009 | 2025-12-22 | 2025_12_22 Hr 24 | 86.9455 | 2.4e-05 | -1004.9 | -534.566 | 401.726 | 928.0442 | 190.4828 | 19.213 | 0 | 115.2594 | 165.1512 | 121.3155 | 23.1226 | 192.1628 | 286.6375 | 0 | 0 | 29.2409 | 247.9653 | 0 | 148.9151 | 0
2025_12_23 Hr 01 | 0 | 0 | 0 | 3.8622 | 3.8622 | 3.8116 | 3.8622 | 3.8622 | 3.8622 | 67.5777 | 0 | 0.084 | 89 | 0 | 96.0814 | 96.0814 | 286.6375 | 0 | 0.00697 | 0.084 | 0.03454 | 0 | 0 | 0.29046 | 0.2376 | 42.7365 | 0 | 247.9653 | 0 | 0 | 0 | 0 | 20.0204 | 48.0375 | 0 | 0 | -527.2498 | 0.7527 | 12.9518 | 0 | -1 | -4.2 | 14.6955 | 0 | 0 | 15.4563 | 15.4563 | 15.4563 | 15.4563 | 17.9724 | 27.7992 | 0 | 0 | 9.8079 | 18.5042 | 0 | 71.2258 | 77.6894 | 51.9114 | 1203.348 | 29.4944 | 54.7234 | 0 | 0.5138 | 0 | 14.074 | 3.248 | 0 | 983.5917 | 314.4738 | -6.98 | 8.9198 | 7.395 | -1.78 | 15.0388 | 1.2813 | 45.7635 | 2025-12-23 | 2025_12_23 Hr 01 | 97.5313 | 2e-06 | -983.5917 | -527.2498 | 381.3781 | 941.5398 | 168.7106 | 19.213 | 0 | 114.4328 | 147.9032 | 119.0421 | 23.1226 | 192.1628 | 286.6375 | 0 | 0 | 42.7365 | 247.9653 | 0 | 148.9151 | 0
2025_12_23 Hr 02 | 0 | 0 | 0 | 3.8622 | 3.8622 | 3.8116 | 3.8622 | 3.8622 | 3.8622 | 51.2035 | 0 | 0.084 | 86 | 0 | 96.0814 | 96.0814 | 286.6375 | 0 | 0.00697 | 0.084 | 0.03454 | 0 | 0 | 0.29046 | 0.2376 | 46.06 | 0 | 247.9653 | 0 | 0 | 0 | 0 | 18.8452 | 45.2176 | 0 | 0 | -477.1138 | 0.7527 | 12.9518 | 0 | -1 | -4.2 | 14.6955 | 0 | 0 | 9.3071 | 9.3071 | 9.3071 | 9.3071 | 10.8222 | 25.7985 | 0 | 0 | 9.8079 | 18.5042 | 0 | 71.2258 | 77.6894 | 49.887 | 1154.555 | 27.763 | 51.5111 | 0 | 0.5138 | 0 | 14.074 | 3.248 | 0 | 972.0084 | 301.5469 | -6.98 | 8.9198 | 7.395 | -1.78 | 14.156 | 1.2061 | 44.6466 | 2025-12-23 | 2025_12_23 Hr 02 | 94.6207 | 3e-06 | -972.0084 | -477.1138 | 323.3604 | 944.8633 | 161.6855 | 19.213 | 0 | 110.4377 | 99.7823 | 113.1404 | 23.1226 | 192.1628 | 286.6375 | 0 | 0 | 46.06 | 247.9653 | 0 | 148.9151 | 0
2025_12_23 Hr 03 | 0 | 0 | 0 | 3.8622 | 3.8622 | 3.8116 | 3.8622 | 3.8622 | 3.8622 | 54.9705 | 0 | 0.084 | 85 | 0 | 96.0814 | 96.0814 | 286.6375 | 0 | 0.00697 | 0.084 | 0.03454 | 0 | 0 | 0.29046 | 0.2376 | 46.06 | 0 | 247.9653 | 0 | 0 | 0 | 0 | 19.1155 | 45.8663 | 0 | 0 | -502.8775 | 0.7527 | 12.9518 | 0 | -1 | -4.2 | 14.6955 | 0 | 0 | 10.7218 | 10.7218 | 10.7218 | 10.7218 | 12.4672 | 26.8515 | 0 | 0 | 9.8079 | 18.5042 | 0 | 71.2258 | 77.6894 | 46.8504 | 1166.545 | 28.1613 | 52.2501 | 0 | 0.5138 | 0 | 14.074 | 3.248 | 0 | 956.6083 | 299.9211 | -6.98 | 8.9198 | 7.395 | -1.78 | 14.3591 | 1.2234 | 44.3777 | 2025-12-23 | 2025_12_23 Hr 03 | 90.2548 | 0.000101 | -956.6083 | -502.8775 | 336.7077 | 944.8633 | 158.7019 | 19.213 | 0 | 111.3568 | 110.8528 | 114.4981 | 23.1226 | 192.1628 | 286.6375 | 0 | 0 | 46.06 | 247.9653 | 0 | 148.9151 | 0
2025_12_23 Hr 04 | 0 | 0 | 0 | 3.8622 | 3.8622 | 3.8116 | 3.8622 | 3.8622 | 3.8622 | 58.5249 | 0 | 0.084 | 88 | 0 | 96.0814 | 96.0814 | 286.6375 | 0 | 0.00697 | 0.084 | 0.03454 | 0 | 0 | 0.29046 | 0.2376 | 46.06 | 0 | 247.9653 | 0 | 0 | 0 | 0 | 19.3707 | 46.4784 | 0 | 0 | -520.3553 | 0.7527 | 12.9518 | 0 | -1 | -4.2 | 14.6955 | 0 | 0 | 12.0565 | 12.0565 | 12.0565 | 12.0565 | 14.0192 | 26.8515 | 0 | 0 | 9.8079 | 18.5042 | 0 | 71.2258 | 77.6894 | 44.826 | 1177.858 | 28.5371 | 52.9474 | 0 | 0.5138 | 0 | 14.074 | 3.248 | 0 | 952.7 | 302.1778 | -6.98 | 8.9198 | 7.395 | -1.78 | 14.5507 | 1.2397 | 44.4534 | 2025-12-23 | 2025_12_23 Hr 04 | 88.8665 | 3.7e-05 | -952.7 | -520.3553 | 349.3015 | 944.8633 | 159.6775 | 19.213 | 0 | 112.224 | 121.2983 | 115.7792 | 23.1226 | 192.1628 | 286.6375 | 0 | 0 | 46.06 | 247.9653 | 0 | 148.9151 | 0
2025_12_23 Hr 05 | 0 | 0 | 0 | 3.8622 | 3.8622 | 3.8116 | 3.8622 | 3.8622 | 3.8622 | 67.1524 | 0 | 0.084 | 87 | 0 | 96.0814 | 96.0814 | 286.6375 | 0 | 0.00697 | 0.084 | 0.03454 | 0 | 0 | 0.29046 | 0.2376 | 46.06 | 0 | 247.9653 | 0 | 0 | 0 | 0 | 19.9899 | 47.9642 | 0 | 0 | -522.7758 | 0.7527 | 12.9518 | 0 | -1 | -4.2 | 14.6955 | 0 | 0 | 15.2965 | 15.2965 | 15.2965 | 15.2965 | 17.7867 | 25.7985 | 0 | 0 | 9.8079 | 18.5042 | 0 | 71.2258 | 77.6894 | 45.8382 | 1205.318 | 29.4494 | 54.64 | 0 | 0.5138 | 0 | 14.074 | 3.248 | 0 | 979.8083 | 304.2466 | -6.98 | 8.9198 | 7.395 | -1.78 | 15.0159 | 1.2793 | 45.5553 | 2025-12-23 | 2025_12_23 Hr 05 | 94.7837 | 7.8e-05 | -979.8083 | -522.7758 | 379.8712 | 944.8633 | 158.6367 | 19.213 | 0 | 114.3291 | 146.6533 | 118.8888 | 23.1226 | 192.1628 | 286.6375 | 0 | 0 | 46.06 | 247.9653 | 0 | 148.9151 | 0
2025_12_23 Hr 06 | 0 | 0 | 0 | 3.8622 | 3.8622 | 3.8116 | 3.8622 | 3.8622 | 3.8622 | 77.2686 | 0 | 0.084 | 78 | 0 | 96.0814 | 96.0814 | 286.6375 | 0 | 0.00697 | 0.084 | 0.03454 | 0 | 0 | 0.29046 | 0.2376 | 46.06 | 0 | 247.9653 | 0 | 0 | 0 | 0 | 20.7159 | 49.7064 | 0 | 0 | -512.8676 | 0.7527 | 12.9518 | 0 | -1 | -4.2 | 14.6955 | 0 | 0 | 19.0955 | 19.0955 | 19.0955 | 19.0955 | 22.2041 | 22.8501 | 0 | 0 | 9.8079 | 18.5042 | 0 | 71.2258 | 77.6894 | 44.826 | 1237.515 | 30.5191 | 56.6247 | 0 | 0.5138 | 0 | 14.074 | 3.248 | 0 | 1012.6 | 294.9322 | -6.98 | 8.9198 | 7.395 | -1.78 | 15.5613 | 1.3258 | 46.7193 | 2025-12-23 | 2025_12_23 Hr 06 | 98.096 | -2.4e-05 | -1012.6 | -512.8676 | 415.7152 | 944.8633 | 145.6761 | 19.213 | 0 | 116.7973 | 176.3829 | 122.535 | 23.1226 | 192.1628 | 286.6375 | 0 | 0 | 46.06 | 247.9653 | 0 | 148.9151 | 0
2025_12_23 Hr 07 | 0 | 0 | 0 | 3.8622 | 3.8622 | 3.8116 | 3.8622 | 3.8622 | 3.8622 | 105.4602 | -14.3 | 0.084 | 64 | 0 | 96.0814 | 96.0814 | 285.811 | 15.21 | 0.00697 | 0.084 | 0.03454 | 0 | 0 | 0.29046 | 0.2376 | 46.06 | 0 | 247.9653 | 0 | 0 | 0 | 0 | 22.7394 | 54.5614 | 0 | 0 | -538.2703 | 0.7527 | 12.9518 | 0 | -1 | -4.2 | 14.6955 | 0 | 0 | 29.6825 | 29.6825 | 29.6825 | 29.6825 | 34.5146 | 25.7985 | 0 | 0 | 9.8079 | 18.5042 | 0 | 70.8723 | 77.3038 | 42.9462 | 1340.888 | 33.5 | 62.1554 | 0 | 0.5138 | 0 | 14.074 | 3.248 | 0 | 1073.5 | 292.1619 | -21.28 | 8.9198 | 7.395 | -1.78 | 17.0812 | 1.4553 | 49.4575 | 2025-12-23 | 2025_12_23 Hr 07 | 91.0929 | 4e-06 | -1073.5 | -538.2703 | 501.3048 | 958.5078 | 132.7447 | 19.213 | 0 | 123.6757 | 259.233 | 118.3961 | 23.1226 | 192.1628 | 285.811 | 15.21 | 0 | 46.06 | 247.9653 | 0 | 148.1762 | 0
2025_12_23 Hr 08 | 0.33996 | 0 | 0 | 3.8622 | 3.8622 | 3.8116 | 3.8622 | 3.8622 | 3.8622 | 123.9609 | -14.3 | 0.084 | 52 | 0 | 96.0814 | 96.0814 | 285.811 | 15.21 | 0.00697 | 0.084 | 0.03454 | 0 | 0 | 0.29046 | 0.2376 | 46.06 | 0 | 247.9653 | 0 | 0 | 0 | 0 | 24.0672 | 57.7475 | 0 | 0 | -544.5311 | 0.7527 | 12.9518 | 0 | -1 | -4.2 | 14.6955 | 0 | 0 | 36.6302 | 36.6302 | 36.6302 | 36.6302 | 42.5933 | 25.7985 | 0 | 0 | 9.8079 | 18.5042 | 0 | 70.8723 | 77.3038 | 42.9462 | 1399.773 | 35.4562 | 65.7849 | 0 | 0.5138 | -0.33996 | 14.074 | 3.248 | 0 | 1120.792 | 287.17 | -21.62 | 8.9198 | 7.395 | -1.78 | 18.0786 | 1.5403 | 51.4067 | 2025-12-23 | 2025_12_23 Hr 08 | 91.0562 | -0.000294 | -1120.792 | -544.5311 | 566.8573 | 958.5078 | 120.7447 | 19.213 | 0 | 128.1897 | 313.6033 | 125.0643 | 23.1226 | 192.1628 | 285.811 | 15.21 | 0 | 46.06 | 247.9653 | 0 | 148.1762 | 0
2025_12_23 Hr 09 | 1.733 | 1.5e-05 | 0.000423 | 3.8622 | 3.8622 | 3.8116 | 3.8622 | 3.8622 | 3.8622 | 134.2593 | -14.3 | 0.084 | 39 | 0 | 96.0814 | 96.0814 | 285.811 | 15.21 | 0.00697 | 0.084 | 0.03454 | 0 | 0 | 0.29046 | 0.2376 | 38.2298 | 0 | 247.9653 | 0 | 0 | 0 | 0 | 24.8064 | 59.5211 | 0 | 0 | -519.4016 | 0.7527 | 12.9518 | 0 | -1 | -4.2 | 14.6955 | 0 | 0 | 40.4977 | 40.4977 | 40.4977 | 40.4977 | 47.0903 | 24.8508 | 0 | 0 | 9.8079 | 18.5042 | 0 | 70.3014 | 76.733 | 42.9462 | 1423.579 | 36.5451 | 67.8053 | 0 | 0.5138 | -1.733 | 14.074 | 3.248 | 0 | 1159.492 | 278.3272 | -23.013 | 8.9198 | 7.395 | -1.78 | 18.6339 | 1.5876 | 52.6036 | 2025-12-23 | 2025_12_23 Hr 09 | 82.5473 | -0.000272 | -1159.492 | -519.4016 | 603.3471 | 949.5358 | 106.7974 | 19.213 | 0 | 130.7024 | 343.8685 | 128.7762 | 23.1226 | 192.1628 | 285.811 | 15.21 | 0 | 38.2298 | 247.9653 | 0 | 147.0344 | 0
2025_12_23 Hr 10 | 4.1425 | 0.00051 | 0.014382 | 3.8622 | 3.8622 | 3.8116 | 3.8622 | 3.8622 | 3.8622 | 141.2161 | -14.3 | 0.084 | 14 | 0 | 96.0814 | 96.0814 | 285.811 | 15.21 | 0.00697 | 0.084 | 0.03454 | 0 | 0 | 0.29046 | 0.2376 | 17.68 | 0 | 247.9653 | 0 | 0 | 0 | 0 | 25.3057 | 60.7191 | 0 | 0 | -453.2166 | 0.7527 | 12.9518 | 0 | -1 | -4.2 | 14.6955 | 0 | 0 | 43.1102 | 43.1102 | 43.1102 | 43.1102 | 50.1282 | 22.8501 | 0 | 0 | 9.8079 | 18.5042 | 0 | 67.1494 | 73.2949 | 42.9462 | 1418.595 | 37.2807 | 69.1702 | 0 | 0.5138 | -4.1425 | 14.074 | 3.248 | 0 | 1196.2 | 256.244 | -25.4225 | 8.9198 | 7.395 | -1.78 | 19.009 | 1.6196 | 53.1818 | 2025-12-23 | 2025_12_23 Hr 10 | 76.6033 | 7.8e-05 | -1196.2 | -453.2166 | 627.9966 | 922.3959 | 79.8112 | 19.213 | 0 | 132.3998 | 364.3132 | 131.2836 | 23.1226 | 192.1628 | 285.811 | 15.21 | 0 | 17.68 | 247.9653 | 0 | 140.4442 | 0
2025_12_23 Hr 11 | 5.8688 | 0.000435 | 0.012267 | 3.8622 | 3.8622 | 3.8116 | 3.8622 | 3.8622 | 3.8622 | 139.9705 | -14.3 | 0.084 | 19 | 0 | 96.0814 | 96.0814 | 285.811 | 15.21 | 0.00697 | 0.084 | 0.03454 | 0 | 0 | 0.29046 | 0.2376 | 14.8049 | 0 | 247.9653 | 0 | 0 | 0 | 0 | 25.2163 | 60.5046 | 0 | 0 | -422.0971 | 0.7527 | 12.9518 | 0 | -1 | -4.2 | 14.6955 | 0 | 0 | 42.6425 | 42.6425 | 42.6425 | 42.6425 | 49.5843 | 21.9024 | 0 | 0 | 9.8079 | 18.5042 | 0 | 59.8861 | 65.2769 | 42.9462 | 1396.472 | 37.149 | 68.9258 | 0 | 0.5138 | -5.8688 | 14.074 | 3.248 | 0 | 1208.8 | 261.5736 | -27.1488 | 8.9198 | 7.395 | -1.78 | 18.9418 | 1.6138 | 53.2697 | 2025-12-23 | 2025_12_23 Hr 11 | 72.1722 | 1.4e-05 | -1208.8 | -422.0971 | 623.5833 | 904.2395 | 83.8613 | 19.213 | 0 | 132.0959 | 360.6528 | 130.8347 | 23.1226 | 192.1628 | 285.811 | 15.21 | 0 | 14.8049 | 247.9653 | 0 | 125.163 | 0
2025_12_23 Hr 12 | 3.7992 | 0.00168 | 0.047376 | 3.8622 | 3.8622 | 3.8116 | 3.8622 | 3.8622 | 3.8622 | 135.353 | -14.3 | 0.084 | 9 | 0 | 96.0814 | 96.0814 | 285.811 | 15.21 | 0.00697 | 0.084 | 0.03454 | 0 | 0 | 0.29046 | 0.2376 | 14.7392 | 0 | 247.9653 | 0 | 0 | 0 | 0 | 24.8849 | 59.7094 | 0 | 0 | -369.0511 | 0.7527 | 12.9518 | 0 | -1 | -4.2 | 14.6955 | 0 | 0 | 40.9084 | 40.9084 | 40.9084 | 40.9084 | 47.5679 | 19.9017 | 0 | 0 | 9.8079 | 18.5042 | 0 | 58.2641 | 63.5515 | 43.8138 | 1378.397 | 36.6608 | 68.0199 | 0 | 0.5138 | -3.7992 | 14.074 | 3.248 | 0 | 1230.975 | 246.7079 | -25.0792 | 8.9198 | 7.395 | -1.78 | 18.6928 | 1.5926 | 53.447 | 2025-12-23 | 2025_12_23 Hr 12 | 66.7032 | 7.8e-05 | -1230.975 | -369.0511 | 607.2222 | 900.8265 | 72.7646 | 19.213 | 0 | 130.9692 | 347.0826 | 129.1704 | 23.1226 | 192.1628 | 285.811 | 15.21 | 0 | 14.7392 | 247.9653 | 0 | 121.8156 | 0
2025_12_23 Hr 13 | 8.2983 | 0.00159 | 0.044838 | 3.8622 | 3.8622 | 3.8116 | 3.8622 | 3.8622 | 3.8622 | 119.799 | -14.3 | 0.084 | 6 | 0 | 96.0814 | 96.0814 | 285.811 | 15.21 | 0.00697 | 0.084 | 0.03454 | 0 | 0 | 0.29046 | 0.2376 | 14.7392 | 0 | 247.9653 | 0 | 0 | 0 | 0 | 23.7685 | 57.0308 | 0 | 0 | -312.0114 | 0.7527 | 12.9518 | 0 | -1 | -4.2 | 14.6955 | 0 | 0 | 35.0673 | 35.0673 | 35.0673 | 35.0673 | 40.7759 | 19.9017 | 0 | 0 | 9.8079 | 18.5042 | 0 | 58.2641 | 63.5515 | 45.8382 | 1328.89 | 35.0161 | 64.9685 | 0 | 0.5138 | -8.2983 | 14.074 | 3.248 | 0 | 1231.925 | 244.6251 | -29.5783 | 8.9198 | 7.395 | -1.78 | 17.8543 | 1.5212 | 52.734 | 2025-12-23 | 2025_12_23 Hr 13 | 68.3197 | 3.3e-05 | -1231.925 | -312.0114 | 552.1106 | 900.8265 | 71.7863 | 19.213 | 0 | 127.1742 | 301.3722 | 123.5642 | 23.1226 | 192.1628 | 285.811 | 15.21 | 0 | 14.7392 | 247.9653 | 0 | 121.8156 | 0
2025_12_23 Hr 14 | 6.2121 | 0.002385 | 0.067257 | 3.8622 | 3.8622 | 3.8116 | 3.8622 | 3.8622 | 3.8622 | 122.1078 | -14.3 | 0.084 | 4 | 0 | 96.0814 | 96.0814 | 285.811 | 15.21 | 0.00697 | 0.084 | 0.03454 | 0 | 0 | 0.29046 | 0.2376 | 19.8359 | 0 | 247.9653 | 0 | 0 | 0 | 0 | 23.9342 | 57.4284 | 0 | 0 | -360.1982 | 0.7527 | 12.9518 | 0 | -1 | -4.2 | 14.6955 | 0 | 0 | 35.9343 | 35.9343 | 35.9343 | 35.9343 | 41.7841 | 20.8494 | 0 | 0 | 9.8079 | 18.5042 | 0 | 70.3925 | 76.7245 | 46.8504 | 1366.659 | 35.2602 | 65.4214 | 0 | 0.5138 | -6.2121 | 14.074 | 3.248 | 0 | 1222.3 | 243.3318 | -27.4921 | 8.9198 | 7.395 | -1.78 | 17.9787 | 1.5318 | 52.9881 | 2025-12-23 | 2025_12_23 Hr 14 | 80.072 | 2e-05 | -1222.3 | -360.1982 | 560.2912 | 931.2245 | 71.7694 | 19.213 | 0 | 127.7375 | 308.1573 | 124.3964 | 23.1226 | 192.1628 | 285.811 | 15.21 | 0 | 19.8359 | 247.9653 | 0 | 147.117 | 0
2025_12_23 Hr 15 | 5.5305 | 0.00186 | 0.052452 | 3.8622 | 3.8622 | 3.8116 | 3.8622 | 3.8622 | 3.8622 | 119.5559 | -14.3 | 0.084 | 3 | 0 | 96.0814 | 96.0814 | 285.811 | 15.21 | 0.00697 | 0.084 | 0.03454 | 0 | 0 | 0.29046 | 0.2376 | 29.2392 | 0 | 247.9653 | 0 | 0 | 0 | 0 | 23.7511 | 56.9889 | 0 | 0 | -361.7959 | 0.7527 | 12.9518 | 0 | -1 | -4.2 | 14.6955 | 0 | 0 | 34.976 | 34.976 | 34.976 | 34.976 | 40.6698 | 20.8494 | 0 | 0 | 9.8079 | 18.5042 | 0 | 67.2405 | 73.2991 | 47.8626 | 1361.348 | 34.9904 | 64.9208 | 0 | 0.5138 | -5.5305 | 14.074 | 3.248 | 0 | 1214.483 | 241.7421 | -26.8105 | 8.9198 | 7.395 | -1.78 | 17.8412 | 1.5201 | 52.7006 | 2025-12-23 | 2025_12_23 Hr 15 | 84.8312 | 0.000308 | -1214.483 | -361.7959 | 551.2495 | 934.0504 | 71.7663 | 19.213 | 0 | 127.1149 | 300.6579 | 123.4767 | 23.1226 | 192.1628 | 285.811 | 15.21 | 0 | 29.2392 | 247.9653 | 0 | 140.5396 | 0
2025_12_23 Hr 16 | 1.0315 | 0.000375 | 0.010575 | 3.8622 | 3.8622 | 3.8116 | 3.8622 | 3.8622 | 3.8622 | 121.6825 | -14.3 | 0.084 | 5 | 0 | 96.0814 | 96.0814 | 285.811 | 15.21 | 0.00697 | 0.084 | 0.03454 | 0 | 0 | 0.29046 | 0.2376 | 42.1494 | 0 | 247.9653 | 0 | 0 | 0 | 0 | 23.9037 | 57.3551 | 0 | 0 | -379.3743 | 0.7527 | 12.9518 | 0 | -1 | -4.2 | 14.6955 | 0 | 0 | 35.7746 | 35.7746 | 35.7746 | 35.7746 | 41.5984 | 21.9024 | 0 | 0 | 9.8079 | 18.5042 | 0 | 70.8723 | 77.3038 | 48.8748 | 1388.621 | 35.2153 | 65.338 | 0 | 0.5138 | -1.0315 | 14.074 | 3.248 | 0 | 1229.008 | 242.0732 | -22.3115 | 8.9198 | 7.395 | -1.78 | 17.9558 | 1.5298 | 53.5053 | 2025-12-23 | 2025_12_23 Hr 16 | 98.9419 | 0.00038 | -1229.008 | -379.3743 | 558.7843 | 954.5972 | 75.7882 | 19.213 | 0 | 127.6338 | 306.9074 | 124.2431 | 23.1226 | 192.1628 | 285.811 | 15.21 | 0 | 42.1494 | 247.9653 | 0 | 148.1762 | 0
2025_12_23 Hr 17 | 0 | 6e-05 | 0.001692 | 3.8622 | 3.8622 | 3.8116 | 3.8622 | 3.8622 | 3.8622 | 137.2364 | -14.3 | 0.084 | 6 | 0 | 96.0814 | 96.0814 | 285.811 | 15.21 | 0.00697 | 0.084 | 0.03454 | 0 | 0 | 0.29046 | 0.2376 | 46.06 | 7.2532 | 247.9653 | 0 | 0 | 0 | 0 | 25.0201 | 60.0338 | 0 | 0 | -387.6194 | 0.7527 | 12.9518 | 0 | -1 | -4.2 | 14.6955 | 0 | 0 | 41.6157 | 41.6157 | 41.6157 | 41.6157 | 48.3904 | 18.8487 | 0 | 0 | 9.8079 | 18.5042 | 0 | 70.8723 | 77.3038 | 50.8992 | 1449.281 | 36.8599 | 68.3894 | 0 | 0.5138 | 0 | 14.074 | 3.248 | 0 | 1287 | 246.6183 | -21.28 | 8.9198 | 7.395 | -1.78 | 18.7944 | 1.6013 | 55.9029 | 2025-12-23 | 2025_12_23 Hr 17 | 99.705 | 2.1e-05 | -1287 | -387.6194 | 613.8957 | 965.761 | 75.7497 | 19.213 | 0 | 131.4288 | 352.6177 | 129.8492 | 23.1226 | 192.1628 | 285.811 | 15.21 | 7.2532 | 46.06 | 247.9653 | 0 | 148.1762 | 0
2025_12_23 Hr 18 | 0 | 0 | 0 | 3.8622 | 3.8622 | 3.8116 | 3.8622 | 3.8622 | 3.8622 | 133.4391 | -14.3 | 0.084 | 5 | 0 | 96.0814 | 96.0814 | 285.811 | 15.21 | 0.00697 | 0.084 | 0.03454 | 0 | 0 | 0.29046 | 0.2376 | 46.06 | 7.2532 | 247.9653 | 0 | 0 | 0 | 0 | 24.7475 | 59.3798 | 0 | 0 | -370.415 | 0.7527 | 12.9518 | 0 | -1 | -4.2 | 14.6955 | 0 | 0 | 40.1897 | 40.1897 | 40.1897 | 40.1897 | 46.7322 | 16.848 | 0 | 0 | 9.8079 | 18.5042 | 0 | 70.8723 | 77.3038 | 58.8522 | 1437.193 | 36.4584 | 67.6444 | 0 | 0.5138 | 0 | 14.074 | 3.248 | 0 | 1295.7 | 250.2018 | -21.28 | 8.9198 | 7.395 | -1.78 | 18.5897 | 1.5838 | 56.0199 | 2025-12-23 | 2025_12_23 Hr 18 | 100.0245 | 7.8e-05 | -1295.7 | -370.415 | 600.4408 | 965.761 | 80.7002 | 19.213 | 0 | 130.5023 | 341.458 | 128.4805 | 23.1226 | 192.1628 | 285.811 | 15.21 | 7.2532 | 46.06 | 247.9653 | 0 | 148.1762 | 0
2025_12_23 Hr 19 | 0 | 0 | 0 | 3.8622 | 3.8622 | 3.8116 | 3.8622 | 3.8622 | 3.8622 | 123.5356 | -14.3 | 0.084 | 3 | 0 | 96.0814 | 96.0814 | 285.811 | 15.21 | 0.00697 | 0.084 | 0.03454 | 0 | 0 | 0.29046 | 0.2376 | 46.06 | 7.2532 | 247.9653 | 0 | 0 | 0 | 0 | 24.0367 | 57.6743 | 0 | 0 | -357.7866 | 0.7527 | 12.9518 | 0 | -1 | -4.2 | 14.6955 | 0 | 0 | 36.4705 | 36.4705 | 36.4705 | 36.4705 | 42.4076 | 18.8487 | 0 | 0 | 9.8079 | 18.5042 | 0 | 70.8723 | 77.3038 | 66.8052 | 1405.672 | 35.4112 | 65.7015 | 0 | 0.5138 | 0 | 14.074 | 3.248 | 0 | 1281.192 | 254.586 | -21.28 | 8.9198 | 7.395 | -1.78 | 18.0557 | 1.5383 | 55.2811 | 2025-12-23 | 2025_12_23 Hr 19 | 98.407 | -0.000333 | -1281.192 | -357.7866 | 565.3503 | 965.761 | 88.6539 | 19.213 | 0 | 128.0859 | 312.3534 | 124.911 | 23.1226 | 192.1628 | 285.811 | 15.21 | 7.2532 | 46.06 | 247.9653 | 0 | 148.1762 | 0
2025_12_23 Hr 20 | 0 | 0 | 0 | 3.8622 | 3.8622 | 3.8116 | 3.8622 | 3.8622 | 3.8622 | 118.28 | -14.3 | 0.084 | 0 | 0 | 96.0814 | 96.0814 | 285.811 | 15.21 | 0.00697 | 0.084 | 0.03454 | 0 | 0 | 0.29046 | 0.2376 | 46.06 | 7.2532 | 247.9653 | 0 | 0 | 0 | 0 | 23.6595 | 56.7692 | 0 | 0 | -369.8315 | 0.7527 | 12.9518 | 0 | -1 | -4.2 | 14.6955 | 0 | 0 | 34.4969 | 34.4969 | 34.4969 | 34.4969 | 40.1126 | 16.848 | 0 | 0 | 9.8079 | 18.5042 | 0 | 70.8723 | 77.3038 | 64.7808 | 1388.945 | 34.8555 | 64.6705 | 0 | 0.5138 | 0 | 14.074 | 3.248 | 0 | 1243.5 | 245.6666 | -21.28 | 8.9198 | 7.395 | -1.78 | 17.7724 | 1.5142 | 53.9517 | 2025-12-23 | 2025_12_23 Hr 20 | 95.1239 | -3e-05 | -1243.5 | -369.8315 | 546.7286 | 965.761 | 81.6288 | 19.213 | 0 | 126.8036 | 296.9082 | 123.0168 | 23.1226 | 192.1628 | 285.811 | 15.21 | 7.2532 | 46.06 | 247.9653 | 0 | 148.1762 | 0
2025_12_23 Hr 21 | 0 | 0 | 0 | 3.8622 | 3.8622 | 3.8116 | 3.8622 | 3.8622 | 3.8622 | 107.374 | -14.3 | 0.084 | 0 | 0 | 96.0814 | 96.0814 | 285.811 | 15.21 | 0.00697 | 0.084 | 0.03454 | 0 | 0 | 0.29046 | 0.2376 | 46.06 | 0 | 247.9653 | 0 | 0 | 0 | 0 | 22.8767 | 54.891 | 0 | 0 | -354.0607 | 0.7527 | 12.9518 | 0 | -1 | -4.2 | 14.6955 | 0 | 0 | 30.4013 | 30.4013 | 30.4013 | 30.4013 | 35.3503 | 18.8487 | 0 | 0 | 9.8079 | 18.5042 | 0 | 70.8723 | 77.3038 | 66.8052 | 1346.98 | 33.7023 | 62.5309 | 0 | 0.5138 | 0 | 14.074 | 3.248 | 0 | 1217.4 | 245.7609 | -21.28 | 8.9198 | 7.395 | -1.78 | 17.1844 | 1.4641 | 52.714 | 2025-12-23 | 2025_12_23 Hr 21 | 96.5096 | 3.5e-05 | -1217.4 | -354.0607 | 508.086 | 958.5078 | 85.6539 | 19.213 | 0 | 124.1427 | 264.8574 | 119.0859 | 23.1226 | 192.1628 | 285.811 | 15.21 | 0 | 46.06 | 247.9653 | 0 | 148.1762 | 0
2025_12_23 Hr 22 | 0 | 0 | 0 | 3.8622 | 3.8622 | 3.8116 | 3.8622 | 3.8622 | 3.8622 | 101.0552 | -14.3 | 0.084 | 4 | 0 | 96.0814 | 96.0814 | 285.811 | 15.21 | 0.00697 | 0.084 | 0.03454 | 0 | 0 | 0.29046 | 0.2376 | 46.06 | 0 | 247.9653 | 0 | 0 | 0 | 0 | 22.4232 | 53.8028 | 0 | 0 | -397.6369 | 0.7527 | 12.9518 | 0 | -1 | -4.2 | 14.6955 | 0 | 0 | 28.0283 | 28.0283 | 28.0283 | 28.0283 | 32.5911 | 19.9017 | 0 | 0 | 9.8079 | 18.5042 | 0 | 70.8723 | 77.3038 | 67.8174 | 1326.868 | 33.0342 | 61.2912 | 0 | 0.5138 | 0 | 14.074 | 3.248 | 0 | 1157.5 | 249.5486 | -21.28 | 8.9198 | 7.395 | -1.78 | 16.8437 | 1.4351 | 50.9229 | 2025-12-23 | 2025_12_23 Hr 22 | 99.8973 | -2e-05 | -1157.5 | -397.6369 | 485.6969 | 958.5078 | 91.7191 | 19.213 | 0 | 122.601 | 246.2876 | 116.8084 | 23.1226 | 192.1628 | 285.811 | 15.21 | 0 | 46.06 | 247.9653 | 0 | 148.1762 | 0
2025_12_23 Hr 23 | 0 | 0 | 0 | 3.8622 | 3.8622 | 3.8116 | 3.8622 | 3.8622 | 3.8622 | 95.7693 | 0 | 0.084 | 2 | 0 | 96.0814 | 96.0814 | 286.6375 | 15.29 | 0.00697 | 0.084 | 0.03454 | 0 | 0 | 0.29046 | 0.2376 | 46.06 | 0 | 247.9653 | 0 | 0 | 0 | 0 | 22.0438 | 52.8925 | 0 | 0 | -441.0081 | 0.7527 | 12.9518 | 0 | -1 | -4.2 | 14.6955 | 0 | 0 | 26.0433 | 26.0433 | 26.0433 | 26.0433 | 30.2828 | 19.9017 | 0 | 0 | 9.8079 | 18.5042 | 0 | 71.2258 | 77.6894 | 64.7808 | 1311.69 | 32.4753 | 60.2542 | 0 | 0.5138 | 0 | 14.074 | 3.248 | 0 | 1106.308 | 242.6068 | -6.98 | 8.9198 | 7.395 | -1.78 | 16.5587 | 1.4108 | 49.4728 | 2025-12-23 | 2025_12_23 Hr 23 | 105.3724 | 0.000399 | -1106.308 | -441.0081 | 481.2677 | 960.1533 | 86.6825 | 19.213 | 0 | 121.3112 | 230.7532 | 129.2032 | 23.1226 | 192.1628 | 286.6375 | 15.29 | 0 | 46.06 | 247.9653 | 0 | 148.9151 | 0
2025_12_23 Hr 24 | 0 | 0 | 0 | 3.8622 | 3.8622 | 3.8116 | 3.8622 | 3.8622 | 3.8622 | 79.5774 | 0 | 0.084 | 2 | 0 | 96.0814 | 96.0814 | 286.6375 | 0 | 0.00697 | 0.084 | 0.03454 | 0 | 0 | 0.29046 | 0.2376 | 46.06 | 0 | 247.9653 | 0 | 0 | 0 | 0 | 20.8817 | 50.104 | 0 | 0 | -415.6096 | 0.7527 | 12.9518 | 0 | -1 | -4.2 | 14.6955 | 0 | 0 | 19.9626 | 19.9626 | 19.9626 | 19.9626 | 23.2123 | 18.8487 | 0 | 0 | 9.8079 | 18.5042 | 0 | 71.2258 | 77.6894 | 61.8888 | 1244.864 | 30.7632 | 57.0776 | 0 | 0.5138 | 0 | 14.074 | 3.248 | 0 | 1055.1 | 232.8257 | -6.98 | 8.9198 | 7.395 | -1.78 | 15.6858 | 1.3364 | 47.1172 | 2025-12-23 | 2025_12_23 Hr 24 | 99.103 | -8e-06 | -1055.1 | -415.6096 | 423.8958 | 944.8633 | 82.7375 | 19.213 | 0 | 117.3606 | 183.168 | 123.3672 | 23.1226 | 192.1628 | 286.6375 | 0 | 0 | 46.06 | 247.9653 | 0 | 148.9151 | 0
2025_12_24 Hr 01 | 0 | 0 | 0 | 3.8622 | 3.8622 | 3.8116 | 3.8622 | 3.8622 | 3.8622 | 75.2821 | 0 | 0.084 | 8 | 0 | 96.0814 | 96.0814 | 286.6375 | 0 | 0.00697 | 0.084 | 0.03454 | 0 | 0 | 0.29046 | 0.2376 | 46.06 | 7.2532 | 247.9653 | 0 | 0 | 0 | 0 | 20.7799 | 49.8332 | 0 | 0 | -460.8708 | 0.7527 | 12.9746 | 0 | -1 | -4.2 | 14.7746 | 0 | 0 | 18.5811 | 18.5811 | 18.5811 | 18.5811 | 21.6059 | 20.8494 | 0 | 0 | 9.8063 | 18.3282 | 0 | 71.2258 | 77.6894 | 65.793 | 1240.416 | 30.2494 | 56.228 | 0 | 0.5138 | 0 | 14.074 | 3.248 | 0 | 1015.5 | 242.9348 | -6.98 | 8.9187 | 7.395 | -1.78 | 15.4519 | 1.3138 | 46.1496 | 2025-12-24 | 2025_12_24 Hr 01 | 84.6316 | 8.9e-05 | -1015.5 | -460.8708 | 410.399 | 952.1165 | 94.6424 | 19.213 | 0 | 117.0873 | 171.7403 | 121.5713 | 23.1226 | 192.1628 | 286.6375 | 0 | 7.2532 | 46.06 | 247.9653 | 0 | 148.9151 | 0
2025_12_24 Hr 02 | 0 | 0 | 0 | 3.8622 | 3.8622 | 3.8116 | 3.8622 | 3.8622 | 3.8622 | 68.2282 | 0 | 0.084 | 30 | 0 | 96.0814 | 96.0814 | 286.6375 | 0 | 0.00697 | 0.084 | 0.03454 | 0 | 0 | 0.29046 | 0.2376 | 46.06 | 7.2532 | 247.9653 | 0 | 0 | 0 | 0 | 20.2575 | 48.5804 | 0 | 0 | -464.5054 | 0.7527 | 12.9746 | 0 | -1 | -4.2 | 14.7746 | 0 | 0 | 15.9395 | 15.9395 | 15.9395 | 15.9395 | 18.5343 | 22.8501 | 0 | 0 | 9.8063 | 18.3282 | 0 | 71.2258 | 77.6894 | 59.8644 | 1217.949 | 29.489 | 54.8145 | 0 | 0.5138 | 0 | 14.074 | 3.248 | 0 | 1004.875 | 258.4114 | -6.98 | 8.9187 | 7.395 | -1.78 | 15.0635 | 1.2808 | 45.778 | 2025-12-24 | 2025_12_24 Hr 02 | 83.4237 | 9.2e-05 | -1004.875 | -464.5054 | 385.3365 | 952.1165 | 112.7145 | 19.213 | 0 | 115.3122 | 151.0484 | 118.9759 | 23.1226 | 192.1628 | 286.6375 | 0 | 7.2532 | 46.06 | 247.9653 | 0 | 148.9151 | 0
2025_12_24 Hr 03 | 0 | 0 | 0 | 3.8622 | 3.8622 | 3.8116 | 3.8622 | 3.8622 | 3.8622 | 65.7368 | 0 | 0.084 | 23 | 0 | 96.0814 | 96.0814 | 286.6375 | 0 | 0.00697 | 0.084 | 0.03454 | 0 | 0 | 0.29046 | 0.2376 | 46.06 | 7.2532 | 247.9653 | 0 | 0 | 0 | 0 | 20.073 | 48.138 | 0 | 0 | -443.7048 | 0.7527 | 12.9746 | 0 | -1 | -4.2 | 14.7746 | 0 | 0 | 15.0065 | 15.0065 | 15.0065 | 15.0065 | 17.4494 | 22.8501 | 0 | 0 | 9.8063 | 18.3282 | 0 | 71.2258 | 77.6894 | 55.8156 | 1210.014 | 29.2204 | 54.3152 | 0 | 0.5138 | 0 | 14.074 | 3.248 | 0 | 1005.775 | 246.446 | -6.98 | 8.9187 | 7.395 | -1.78 | 14.9263 | 1.2691 | 45.5399 | 2025-12-24 | 2025_12_24 Hr 03 | 77.3464 | -1e-05 | -1005.775 | -443.7048 | 376.4846 | 952.1165 | 101.6657 | 19.213 | 0 | 114.6852 | 143.7402 | 118.0592 | 23.1226 | 192.1628 | 286.6375 | 0 | 7.2532 | 46.06 | 247.9653 | 0 | 148.9151 | 0
2025_12_24 Hr 04 | 0 | 0 | 0 | 3.8622 | 3.8622 | 3.8116 | 3.8622 | 3.8622 | 3.8622 | 60.9641 | 0 | 0.084 | 27 | 0 | 96.0814 | 96.0814 | 286.6375 | 0 | 0.00697 | 0.084 | 0.03454 | 0 | 0 | 0.29046 | 0.2376 | 46.06 | 7.2532 | 247.9653 | 0 | 0 | 0 | 0 | 19.7195 | 47.2903 | 0 | 0 | -448.9132 | 0.7527 | 12.9746 | 0 | -1 | -4.2 | 14.7746 | 0 | 0 | 13.2192 | 13.2192 | 13.2192 | 13.2192 | 15.3712 | 20.8494 | 0 | 0 | 9.8063 | 18.3282 | 0 | 71.2258 | 77.6894 | 52.9236 | 1194.813 | 28.7059 | 53.3589 | 0 | 0.5138 | 0 | 14.074 | 3.248 | 0 | 982.7167 | 243.7972 | -6.98 | 8.9187 | 7.395 | -1.78 | 14.6635 | 1.2468 | 44.6982 | 2025-12-24 | 2025_12_24 Hr 04 | 89.6174 | 1e-05 | -982.7167 | -448.9132 | 359.5274 | 952.1165 | 100.773 | 19.213 | 0 | 113.4841 | 129.7401 | 116.3031 | 23.1226 | 192.1628 | 286.6375 | 0 | 7.2532 | 46.06 | 247.9653 | 0 | 148.9151 | 0
2025_12_24 Hr 05 | 0 | 0 | 0 | 3.8622 | 3.8622 | 3.8116 | 3.8622 | 3.8622 | 3.8622 | 69.4889 | 0 | 0.084 | 15 | 0 | 96.0814 | 96.0814 | 286.6375 | 0 | 0.00697 | 0.084 | 0.03454 | 0 | 0 | 0.29046 | 0.2376 | 45.4081 | 7.2532 | 247.9653 | 0 | 0 | 0 | 0 | 20.3509 | 48.8043 | 0 | 0 | -425.0663 | 0.7527 | 12.9746 | 0 | -1 | -4.2 | 14.7746 | 0 | 0 | 16.4116 | 16.4116 | 16.4116 | 16.4116 | 19.0832 | 20.8494 | 0 | 0 | 9.8063 | 18.3282 | 0 | 71.2258 | 77.6894 | 52.9236 | 1221.312 | 29.6249 | 55.0671 | 0 | 0.5138 | 0 | 14.074 | 3.248 | 0 | 1024.2 | 234.9338 | -6.98 | 8.9187 | 7.395 | -1.78 | 15.1329 | 1.2867 | 46.0219 | 2025-12-24 | 2025_12_24 Hr 05 | 79.3867 | -1.9e-05 | -1024.2 | -425.0663 | 389.8157 | 951.4646 | 88.773 | 19.213 | 0 | 115.6294 | 154.7465 | 119.4397 | 23.1226 | 192.1628 | 286.6375 | 0 | 7.2532 | 45.4081 | 247.9653 | 0 | 148.9151 | 0
2025_12_24 Hr 06 | 0 | 0 | 0 | 3.8622 | 3.8622 | 3.8116 | 3.8622 | 3.8622 | 3.8622 | 74.6818 | 0 | 0.084 | 7 | 0 | 96.0814 | 96.0814 | 286.6375 | 0 | 0.00697 | 0.084 | 0.03454 | 0 | 0 | 0.29046 | 0.2376 | 43.1242 | 7.2532 | 247.9653 | 0 | 0 | 0 | 0 | 20.7354 | 49.7266 | 0 | 0 | -387.7894 | 0.7527 | 12.9746 | 0 | -1 | -4.2 | 14.7746 | 0 | 0 | 18.3562 | 18.3562 | 18.3562 | 18.3562 | 21.3445 | 19.9017 | 0 | 0 | 9.8063 | 18.3282 | 0 | 71.2258 | 77.6894 | 51.9114 | 1235.568 | 30.1847 | 56.1077 | 0 | 0.5138 | 0 | 14.074 | 3.248 | 0 | 1067.683 | 226.8846 | -6.98 | 8.9187 | 7.395 | -1.78 | 15.4189 | 1.311 | 47.2479 | 2025-12-24 | 2025_12_24 Hr 06 | 77.0029 | 0.000365 | -1067.683 | -387.7894 | 408.266 | 949.1807 | 78.8131 | 19.213 | 0 | 116.9362 | 169.9793 | 121.3504 | 23.1226 | 192.1628 | 286.6375 | 0 | 7.2532 | 43.1242 | 247.9653 | 0 | 148.9151 | 0
2025_12_24 Hr 07 | 0 | 0 | 0 | 3.8622 | 3.8622 | 3.8116 | 3.8622 | 3.8622 | 3.8622 | 95.2433 | -14.3 | 0.084 | 6 | 0 | 96.0814 | 96.0814 | 285.811 | 15.21 | 0.00697 | 0.084 | 0.03454 | 0 | 0 | 0.29046 | 0.2376 | 17.0905 | 7.2532 | 247.9653 | 0 | 0 | 0 | 0 | 22.2581 | 53.3782 | 0 | 0 | -357.7893 | 0.7527 | 12.9746 | 0 | -1 | -4.2 | 14.7746 | 0 | 0 | 26.0562 | 26.0562 | 26.0562 | 26.0562 | 30.2979 | 18.8487 | 0 | 0 | 9.8063 | 18.3282 | 0 | 70.8723 | 77.3038 | 55.8156 | 1288.668 | 32.4013 | 60.228 | 0 | 0.5138 | 0 | 14.074 | 3.248 | 0 | 1145.9 | 236.3012 | -21.28 | 8.9187 | 7.395 | -1.78 | 16.5511 | 1.4073 | 49.9406 | 2025-12-24 | 2025_12_24 Hr 07 | 73.9933 | 3.5e-05 | -1145.9 | -357.7893 | 467.0205 | 936.7915 | 80.6643 | 19.213 | 0 | 122.1106 | 230.2941 | 114.6158 | 23.1226 | 192.1628 | 285.811 | 15.21 | 7.2532 | 17.0905 | 247.9653 | 0 | 148.1762 | 0
2025_12_24 Hr 08 | 0.33996 | 0 | 0 | 3.8622 | 3.8622 | 3.8116 | 3.8622 | 3.8622 | 3.8622 | 111.0621 | -14.3 | 0.084 | 4 | 0 | 96.0814 | 96.0814 | 285.811 | 15.21 | 0.00697 | 0.084 | 0.03454 | 0 | 0 | 0.29046 | 0.2376 | 19.2484 | 7.2532 | 247.9653 | 0 | 0 | 0 | 0 | 23.4296 | 56.1876 | 0 | 0 | -366.8917 | 0.7527 | 12.9746 | 0 | -1 | -4.2 | 14.7746 | 0 | 0 | 31.9801 | 31.9801 | 31.9801 | 31.9801 | 37.1862 | 18.8487 | 0 | 0 | 9.8063 | 18.3282 | 0 | 70.8723 | 77.3038 | 59.8644 | 1341.21 | 34.1066 | 63.3979 | 0 | 0.5138 | -0.33996 | 14.074 | 3.248 | 0 | 1197.208 | 244.5104 | -21.62 | 8.9187 | 7.395 | -1.78 | 17.4223 | 1.4813 | 52.0857 | 2025-12-24 | 2025_12_24 Hr 08 | 73.62 | 0.000342 | -1197.208 | -366.8917 | 523.2245 | 938.9494 | 82.7131 | 19.213 | 0 | 126.0914 | 276.6968 | 120.4362 | 23.1226 | 192.1628 | 285.811 | 15.21 | 7.2532 | 19.2484 | 247.9653 | 0 | 148.1762 | 0
2025_12_24 Hr 09 | 2.0713 | 0 | 0 | 3.8622 | 3.8622 | 3.8116 | 3.8622 | 3.8622 | 3.8622 | 120.4274 | -14.3 | 0.084 | 6 | 0 | 96.0814 | 96.0814 | 285.811 | 15.21 | 0.00697 | 0.084 | 0.03454 | 0 | 0 | 0.29046 | 0.2376 | 15.3936 | 7.2532 | 247.9653 | 0 | 0 | 0 | 0 | 24.1231 | 57.8509 | 0 | 0 | -330.2013 | 0.7527 | 12.9746 | 0 | -1 | -4.2 | 14.7746 | 0 | 0 | 35.4873 | 35.4873 | 35.4873 | 35.4873 | 41.2642 | 16.848 | 0 | 0 | 9.8063 | 18.3282 | 0 | 70.8723 | 77.3038 | 45.8382 | 1367.184 | 35.1163 | 65.2745 | 0 | 0.5138 | -2.0713 | 14.074 | 3.248 | 0 | 1249.292 | 235.6606 | -23.3513 | 8.9187 | 7.395 | -1.78 | 17.938 | 1.5252 | 53.6589 | 2025-12-24 | 2025_12_24 Hr 09 | 71.6462 | -0.000335 | -1249.292 | -330.2013 | 556.4991 | 935.0947 | 68.6862 | 19.213 | 0 | 128.4482 | 304.1687 | 123.8821 | 23.1226 | 192.1628 | 285.811 | 15.21 | 7.2532 | 15.3936 | 247.9653 | 0 | 148.1762 | 0
2025_12_24 Hr 10 | 4.1425 | 3e-05 | 0.000846 | 3.8622 | 3.8622 | 3.8116 | 3.8622 | 3.8622 | 3.8622 | 126.0405 | -14.3 | 0.084 | 7 | 0 | 96.0814 | 96.0814 | 285.811 | 15.21 | 0.00697 | 0.084 | 0.03454 | 0 | 0 | 0.29046 | 0.2376 | 14.7392 | 0 | 247.9653 | 0 | 0 | 0 | 0 | 24.5388 | 58.8477 | 0 | 0 | -305.4972 | 0.7527 | 12.9746 | 0 | -1 | -4.2 | 14.7746 | 0 | 0 | 37.5893 | 37.5893 | 37.5893 | 37.5893 | 43.7085 | 16.848 | 0 | 0 | 9.8063 | 18.3282 | 0 | 67.1494 | 73.2949 | 42.9462 | 1369.423 | 35.7214 | 66.3993 | 0 | 0.5138 | -4.1425 | 14.074 | 3.248 | 0 | 1276.408 | 237.9052 | -25.4225 | 8.9187 | 7.395 | -1.78 | 18.2471 | 1.5515 | 54.4042 | 2025-12-24 | 2025_12_24 Hr 10 | 60.5556 | 0.000352 | -1276.408 | -305.4972 | 576.4424 | 919.4551 | 66.7951 | 19.213 | 0 | 129.8608 | 320.6342 | 125.9474 | 23.1226 | 192.1628 | 285.811 | 15.21 | 0 | 14.7392 | 247.9653 | 0 | 140.4442 | 0
2025_12_24 Hr 11 | 4.8407 | 0.00039 | 0.010998 | 3.8622 | 3.8622 | 3.8116 | 3.8622 | 3.8622 | 3.8622 | 125.8304 | -14.3 | 0.084 | 8 | 0 | 96.0814 | 96.0814 | 285.811 | 15.21 | 0.00697 | 0.084 | 0.03454 | 0 | 0 | 0.29046 | 0.2376 | 14.7392 | 0 | 247.9653 | 0 | 0 | 0 | 0 | 24.5233 | 58.8104 | 0 | 0 | -244.6329 | 0.7527 | 12.9746 | 0 | -1 | -4.2 | 14.7746 | 0 | 0 | 37.5106 | 37.5106 | 37.5106 | 37.5106 | 43.617 | 16.848 | 0 | 0 | 9.8063 | 18.3282 | 0 | 58.2641 | 63.5515 | 45.8382 | 1350.135 | 35.6987 | 66.3572 | 0 | 0.5138 | -4.8407 | 14.074 | 3.248 | 0 | 1321.8 | 242.4184 | -26.1207 | 8.9187 | 7.395 | -1.78 | 18.2355 | 1.5505 | 55.3952 | 2025-12-24 | 2025_12_24 Hr 11 | 54.3881 | 1.4e-05 | -1321.8 | -244.6329 | 575.6959 | 900.8265 | 70.6976 | 19.213 | 0 | 129.8079 | 320.0178 | 125.8701 | 23.1226 | 192.1628 | 285.811 | 15.21 | 0 | 14.7392 | 247.9653 | 0 | 121.8156 | 0
2025_12_24 Hr 12 | 5.8688 | 0.00081 | 0.022842 | 3.8622 | 3.8622 | 3.8116 | 3.8622 | 3.8622 | 3.8622 | 116.255 | -14.3 | 0.084 | 7 | 0 | 96.0814 | 96.0814 | 285.811 | 15.21 | 0.00697 | 0.084 | 0.03454 | 0 | 0 | 0.29046 | 0.2376 | 14.7392 | 0 | 247.9653 | 0 | 0 | 0 | 0 | 23.8142 | 57.1099 | 0 | 0 | -249.6609 | 0.7527 | 12.9746 | 0 | -1 | -4.2 | 14.7746 | 0 | 0 | 33.9248 | 33.9248 | 33.9248 | 33.9248 | 39.4474 | 16.848 | 0 | 0 | 9.8063 | 18.3282 | 0 | 67.2409 | 73.2868 | 42.9462 | 1338.361 | 34.6664 | 64.4385 | 0 | 0.5138 | -5.8688 | 14.074 | 3.248 | 0 | 1297.583 | 236.0318 | -27.1488 | 8.9187 | 7.395 | -1.78 | 17.7082 | 1.5056 | 54.5054 | 2025-12-24 | 2025_12_24 Hr 12 | 59.7412 | 0.000316 | -1297.583 | -249.6609 | 541.6748 | 919.5386 | 66.8179 | 19.213 | 0 | 127.3983 | 291.9296 | 122.3469 | 23.1226 | 192.1628 | 285.811 | 15.21 | 0 | 14.7392 | 247.9653 | 0 | 140.5277 | 0
2025_12_24 Hr 13 | 4.1409 | 0.001275 | 0.035955 | 3.8622 | 3.8622 | 3.8116 | 3.8622 | 3.8622 | 3.8622 | 109.4112 | -14.3 | 0.084 | 8 | 0 | 96.0814 | 96.0814 | 285.811 | 15.21 | 0.00697 | 0.084 | 0.03454 | 0 | 0 | 0.29046 | 0.2376 | 14.7392 | 0 | 247.9653 | 0 | 0 | 0 | 0 | 23.3073 | 55.8944 | 0 | 0 | -238.7244 | 0.7527 | 12.9746 | 0 | -1 | -4.2 | 14.7746 | 0 | 0 | 31.3619 | 31.3619 | 31.3619 | 31.3619 | 36.4673 | 18.8487 | 0 | 0 | 9.8063 | 18.3282 | 0 | 70.3929 | 76.7249 | 42.9462 | 1323.167 | 33.9287 | 63.0671 | 0 | 0.5138 | -4.1409 | 14.074 | 3.248 | 0 | 1293.808 | 234.7869 | -25.4209 | 8.9187 | 7.395 | -1.78 | 17.3313 | 1.4736 | 54.2125 | 2025-12-24 | 2025_12_24 Hr 13 | 65.8001 | 0.000312 | -1293.808 | -238.7244 | 517.3589 | 926.1287 | 69.8321 | 19.213 | 0 | 125.676 | 271.8541 | 119.8288 | 23.1226 | 192.1628 | 285.811 | 15.21 | 0 | 14.7392 | 247.9653 | 0 | 147.1179 | 0
2025_12_24 Hr 14 | 5.1707 | 0.00138 | 0.038916 | 3.8622 | 3.8622 | 3.8116 | 3.8622 | 3.8622 | 3.8622 | 109.6213 | -14.3 | 0.084 | 9 | 0 | 96.0814 | 96.0814 | 285.811 | 15.21 | 0.00697 | 0.084 | 0.03454 | 0 | 0 | 0.29046 | 0.2376 | 14.7392 | 0 | 247.9653 | 0 | 0 | 0 | 0 | 23.3229 | 55.9317 | 0 | 0 | -252.2375 | 0.7527 | 12.9746 | 0 | -1 | -4.2 | 14.7746 | 0 | 0 | 31.4406 | 31.4406 | 31.4406 | 31.4406 | 36.5588 | 20.8494 | 0 | 0 | 9.8063 | 18.3282 | 0 | 70.8723 | 77.3038 | 41.934 | 1324.897 | 33.9513 | 63.1091 | 0 | 0.5138 | -5.1707 | 14.074 | 3.248 | 0 | 1284.092 | 237.8826 | -26.4507 | 8.9187 | 7.395 | -1.78 | 17.3429 | 1.4746 | 54.0067 | 2025-12-24 | 2025_12_24 Hr 14 | 67.5279 | -0.000403 | -1284.092 | -252.2375 | 518.1054 | 927.187 | 71.8237 | 19.213 | 0 | 125.7289 | 272.4704 | 119.9061 | 23.1226 | 192.1628 | 285.811 | 15.21 | 0 | 14.7392 | 247.9653 | 0 | 148.1762 | 0
2025_12_24 Hr 15 | 5.5305 | 0.00108 | 0.030456 | 3.8622 | 3.8622 | 3.8116 | 3.8622 | 3.8622 | 3.8622 | 108.5707 | -14.3 | 0.084 | 9 | 0 | 96.0814 | 96.0814 | 285.811 | 15.21 | 0.00697 | 0.084 | 0.03454 | 0 | 0 | 0.29046 | 0.2376 | 14.9359 | 0 | 247.9653 | 0 | 0 | 0 | 0 | 23.2451 | 55.7452 | 0 | 0 | -248.3638 | 0.7527 | 12.9746 | 0 | -1 | -4.2 | 14.7746 | 0 | 0 | 31.0471 | 31.0471 | 31.0471 | 31.0471 | 36.1013 | 22.8501 | 0 | 0 | 9.8063 | 18.3282 | 0 | 67.1494 | 73.2868 | 30.9444 | 1313.999 | 33.8381 | 62.8986 | 0 | 0.5138 | -5.5305 | 14.074 | 3.248 | 0 | 1267.692 | 228.8668 | -26.8105 | 8.9187 | 7.395 | -1.78 | 17.2851 | 1.4697 | 53.3084 | 2025-12-24 | 2025_12_24 Hr 15 | 62.9695 | -0.000398 | -1267.692 | -248.3638 | 514.3726 | 919.6437 | 62.826 | 19.213 | 0 | 125.4645 | 269.3886 | 119.5196 | 23.1226 | 192.1628 | 285.811 | 15.21 | 0 | 14.9359 | 247.9653 | 0 | 140.4362 | 0
2025_12_24 Hr 16 | 1.728 | 0.001065 | 0.030033 | 3.8622 | 3.8622 | 3.8116 | 3.8622 | 3.8622 | 3.8622 | 114.394 | -14.3 | 0.084 | 8 | 0 | 96.0814 | 96.0814 | 285.811 | 15.21 | 0.00697 | 0.084 | 0.03454 | 0 | 0 | 0.29046 | 0.2376 | 14.7392 | 0 | 247.9653 | 0 | 0 | 0 | 0 | 23.6763 | 56.7793 | 0 | 0 | -275.8405 | 0.7527 | 12.9746 | 0 | -1 | -4.2 | 14.7746 | 0 | 0 | 33.2278 | 33.2278 | 33.2278 | 33.2278 | 38.637 | 24.8508 | 0 | 0 | 9.8063 | 18.3282 | 0 | 60.8453 | 66.4229 | 26.8956 | 1319.181 | 34.4658 | 64.0655 | 0 | 0.5138 | -1.728 | 14.074 | 3.248 | 0 | 1244.492 | 224.1587 | -23.008 | 8.9187 | 7.395 | -1.78 | 17.6057 | 1.4969 | 52.7542 | 2025-12-24 | 2025_12_24 Hr 16 | 50.6205 | -0.000383 | -1244.492 | -275.8405 | 535.0626 | 906.279 | 59.7775 | 19.213 | 0 | 126.9299 | 286.4705 | 121.6622 | 23.1226 | 192.1628 | 285.811 | 15.21 | 0 | 14.7392 | 247.9653 | 0 | 127.2682 | 0
2025_12_24 Hr 17 | 0 | 0.00036 | 0.010152 | 3.8622 | 3.8622 | 3.8116 | 3.8622 | 3.8622 | 3.8622 | 122.2884 | -14.3 | 0.084 | 10 | 0 | 96.0814 | 96.0814 | 285.811 | 15.21 | 0.00697 | 0.084 | 0.03454 | 0 | 0 | 0.29046 | 0.2376 | 14.7392 | 0 | 247.9653 | 0 | 0 | 0 | 0 | 24.261 | 58.1814 | 0 | 0 | -291.5268 | 0.7527 | 12.9746 | 0 | -1 | -4.2 | 14.7746 | 0 | 0 | 36.1842 | 36.1842 | 36.1842 | 36.1842 | 42.0746 | 27.7992 | 0 | 0 | 9.8063 | 18.3282 | 0 | 70.8723 | 77.3038 | 38.8974 | 1365.214 | 35.3169 | 65.6475 | 0 | 0.5138 | 0 | 14.074 | 3.248 | 0 | 1294.692 | 242.2849 | -21.28 | 8.9187 | 7.395 | -1.78 | 18.0405 | 1.5339 | 54.9421 | 2025-12-24 | 2025_12_24 Hr 17 | 66.4699 | -0.000388 | -1294.692 | -291.5268 | 563.1113 | 927.187 | 76.7071 | 19.213 | 0 | 128.9166 | 309.6279 | 124.5669 | 23.1226 | 192.1628 | 285.811 | 15.21 | 0 | 14.7392 | 247.9653 | 0 | 148.1762 | 0
2025_12_24 Hr 18 | 0 | 0 | 0 | 3.8622 | 3.8622 | 3.8116 | 3.8622 | 3.8622 | 3.8622 | 131.8638 | -14.3 | 0.084 | 12 | 0 | 96.0814 | 96.0814 | 285.811 | 15.21 | 0.00697 | 0.084 | 0.03454 | 0 | 0 | 0.29046 | 0.2376 | 19.8359 | 0 | 247.9653 | 0 | 0 | 0 | 0 | 24.9701 | 59.8819 | 0 | 0 | -322.1978 | 0.7527 | 12.9746 | 0 | -1 | -4.2 | 14.7746 | 0 | 0 | 39.77 | 39.77 | 39.77 | 39.77 | 46.2442 | 30.7476 | 0 | 0 | 9.8063 | 18.3282 | 0 | 70.8723 | 77.3038 | 42.9462 | 1400.798 | 36.3491 | 67.5662 | 0 | 0.5138 | 0 | 14.074 | 3.248 | 0 | 1312.125 | 254.8049 | -21.28 | 8.9187 | 7.395 | -1.78 | 18.5678 | 1.5787 | 56.0339 | 2025-12-24 | 2025_12_24 Hr 18 | 77.3456 | 5.9e-05 | -1312.125 | -322.1978 | 597.1324 | 932.2837 | 85.6938 | 19.213 | 0 | 131.3262 | 337.7161 | 128.09 | 23.1226 | 192.1628 | 285.811 | 15.21 | 0 | 19.8359 | 247.9653 | 0 | 148.1762 | 0
2025_12_24 Hr 19 | 0 | 0 | 0 | 3.8622 | 3.8622 | 3.8116 | 3.8622 | 3.8622 | 3.8622 | 124.7798 | -14.3 | 0.084 | 8 | 0 | 96.0814 | 96.0814 | 285.811 | 15.21 | 0.00697 | 0.084 | 0.03454 | 0 | 0 | 0.29046 | 0.2376 | 14.7392 | 0 | 247.9653 | 0 | 0 | 0 | 0 | 24.4455 | 58.6238 | 0 | 0 | -298.5933 | 0.7527 | 12.9746 | 0 | -1 | -4.2 | 14.7746 | 0 | 0 | 37.1172 | 37.1172 | 37.1172 | 37.1172 | 43.1595 | 31.8006 | 0 | 0 | 9.8063 | 18.3282 | 0 | 70.8723 | 77.3038 | 42.9462 | 1373.139 | 35.5855 | 66.1467 | 0 | 0.5138 | 0 | 14.074 | 3.248 | 0 | 1302.517 | 249.2514 | -21.28 | 8.9187 | 7.395 | -1.78 | 18.1777 | 1.5456 | 55.344 | 2025-12-24 | 2025_12_24 Hr 19 | 64.7223 | -0.000321 | -1302.517 | -298.5933 | 571.9632 | 927.187 | 82.7468 | 19.213 | 0 | 129.5435 | 316.9361 | 125.4835 | 23.1226 | 192.1628 | 285.811 | 15.21 | 0 | 14.7392 | 247.9653 | 0 | 148.1762 | 0
2025_12_24 Hr 20 | 0 | 0 | 0 | 3.8622 | 3.8622 | 3.8116 | 3.8622 | 3.8622 | 3.8622 | 120.8176 | -14.3 | 0.084 | 6 | 0 | 96.0814 | 96.0814 | 285.811 | 15.21 | 0.00697 | 0.084 | 0.03454 | 0 | 0 | 0.29046 | 0.2376 | 18.3336 | 0 | 247.9653 | 0 | 0 | 0 | 0 | 24.152 | 57.9201 | 0 | 0 | -328.5904 | 0.7527 | 12.9746 | 0 | -1 | -4.2 | 14.7746 | 0 | 0 | 35.6334 | 35.6334 | 35.6334 | 35.6334 | 41.4342 | 30.7476 | 0 | 0 | 9.8063 | 18.3282 | 0 | 70.8723 | 77.3038 | 42.9462 | 1364.113 | 35.1583 | 65.3527 | 0 | 0.5138 | 0 | 14.074 | 3.248 | 0 | 1258.983 | 244.7406 | -21.28 | 8.9187 | 7.395 | -1.78 | 17.9595 | 1.527 | 54.0203 | 2025-12-24 | 2025_12_24 Hr 20 | 77.3456 | 0.000379 | -1258.983 | -328.5904 | 557.8855 | 930.7815 | 79.6938 | 19.213 | 0 | 128.5464 | 305.3134 | 124.0257 | 23.1226 | 192.1628 | 285.811 | 15.21 | 0 | 18.3336 | 247.9653 | 0 | 148.1762 | 0
2025_12_24 Hr 21 | 0 | 0 | 0 | 3.8622 | 3.8622 | 3.8116 | 3.8622 | 3.8622 | 3.8622 | 117.6958 | -14.3 | 0.084 | 6 | 0 | 96.0814 | 96.0814 | 285.811 | 15.21 | 0.00697 | 0.084 | 0.03454 | 0 | 0 | 0.29046 | 0.2376 | 19.8359 | 0 | 247.9653 | 0 | 0 | 0 | 0 | 23.9209 | 57.3657 | 0 | 0 | -345.9037 | 0.7527 | 12.9746 | 0 | -1 | -4.2 | 14.7746 | 0 | 0 | 34.4643 | 34.4643 | 34.4643 | 34.4643 | 40.0748 | 27.7992 | 0 | 0 | 9.8063 | 18.3282 | 0 | 70.8723 | 77.3038 | 43.8138 | 1355.673 | 34.8218 | 64.7272 | 0 | 0.5138 | 0 | 14.074 | 3.248 | 0 | 1230 | 241.5111 | -21.28 | 8.9187 | 7.395 | -1.78 | 17.7876 | 1.5124 | 53.104 | 2025-12-24 | 2025_12_24 Hr 21 | 84.4151 | -5.7e-05 | -1230 | -345.9037 | 546.7939 | 932.2837 | 77.613 | 19.213 | 0 | 127.7608 | 296.156 | 122.8771 | 23.1226 | 192.1628 | 285.811 | 15.21 | 0 | 19.8359 | 247.9653 | 0 | 148.1762 | 0
2025_12_24 Hr 22 | 0 | 0 | 0 | 3.8622 | 3.8622 | 3.8116 | 3.8622 | 3.8622 | 3.8622 | 111.8726 | -14.3 | 0.084 | 6 | 0 | 96.0814 | 96.0814 | 285.811 | 15.21 | 0.00697 | 0.084 | 0.03454 | 0 | 0 | 0.29046 | 0.2376 | 14.7392 | 0 | 247.9653 | 0 | 0 | 0 | 0 | 23.4896 | 56.3315 | 0 | 0 | -341.9642 | 0.7527 | 12.9746 | 0 | -1 | -4.2 | 14.7746 | 0 | 0 | 32.2836 | 32.2836 | 32.2836 | 32.2836 | 37.5391 | 25.7985 | 0 | 0 | 9.8063 | 18.3282 | 0 | 58.2641 | 63.5515 | 43.8138 | 1305.668 | 34.194 | 63.5603 | 0 | 0.5138 | 0 | 14.074 | 3.248 | 0 | 1179.792 | 237.3678 | -21.28 | 8.9187 | 7.395 | -1.78 | 17.4669 | 1.4851 | 51.0703 | 2025-12-24 | 2025_12_24 Hr 22 | 49.571 | -0.000356 | -1179.792 | -341.9642 | 526.1041 | 900.8265 | 75.6123 | 19.213 | 0 | 126.2954 | 279.0742 | 120.7344 | 23.1226 | 192.1628 | 285.811 | 15.21 | 0 | 14.7392 | 247.9653 | 0 | 121.8156 | 0
2025_12_24 Hr 23 | 0 | 0 | 0 | 3.8622 | 3.8622 | 3.8116 | 3.8622 | 3.8622 | 3.8622 | 98.1549 | 0 | 0.084 | 5 | 0 | 96.0814 | 96.0814 | 286.6375 | 15.29 | 0.00697 | 0.084 | 0.03454 | 0 | 0 | 0.29046 | 0.2376 | 16.5699 | 0 | 247.9653 | 0 | 0 | 0 | 0 | 22.4737 | 53.8953 | 0 | 0 | -386.3485 | 0.7527 | 12.9746 | 0 | -1 | -4.2 | 14.7746 | 0 | 0 | 27.1466 | 27.1466 | 27.1466 | 27.1466 | 31.5658 | 24.8508 | 0 | 0 | 9.8063 | 18.3282 | 0 | 69.7363 | 76.0127 | 43.8138 | 1288.647 | 32.7152 | 60.8114 | 0 | 0.5138 | 0 | 14.074 | 3.248 | 0 | 1125.692 | 230.3728 | -6.98 | 8.9187 | 7.395 | -1.78 | 16.7115 | 1.4209 | 49.5187 | 2025-12-24 | 2025_12_24 Hr 23 | 76.3364 | -0.000291 | -1125.692 | -386.3485 | 491.6655 | 927.4971 | 73.6646 | 19.213 | 0 | 122.8433 | 238.835 | 129.9871 | 23.1226 | 192.1628 | 286.6375 | 15.29 | 0 | 16.5699 | 247.9653 | 0 | 145.7491 | 0
2025_12_24 Hr 24 | 0 | 0 | 0 | 3.8622 | 3.8622 | 3.8116 | 3.8622 | 3.8622 | 3.8622 | 85.0676 | 0 | 0.084 | 4 | 0 | 96.0814 | 96.0814 | 286.6375 | 0 | 0.00697 | 0.084 | 0.03454 | 0 | 0 | 0.29046 | 0.2376 | 15.3936 | 0 | 247.9653 | 0 | 0 | 0 | 0 | 21.5045 | 51.5711 | 0 | 0 | -375.7397 | 0.7527 | 12.9746 | 0 | -1 | -4.2 | 14.7746 | 0 | 0 | 22.2456 | 22.2456 | 22.2456 | 22.2456 | 25.8669 | 20.8494 | 0 | 0 | 9.8063 | 18.3282 | 0 | 71.2258 | 77.6894 | 43.8138 | 1233.664 | 31.3043 | 58.1889 | 0 | 0.5138 | 0 | 14.074 | 3.248 | 0 | 1071.5 | 220.5561 | -6.98 | 8.9187 | 7.395 | -1.78 | 15.9908 | 1.3596 | 47.24 | 2025-12-24 | 2025_12_24 Hr 24 | 72.6749 | -3.7e-05 | -1071.5 | -375.7397 | 445.1665 | 914.1969 | 68.6632 | 19.213 | 0 | 119.5498 | 200.4449 | 125.1718 | 23.1226 | 192.1628 | 286.6375 | 0 | 0 | 15.3936 | 247.9653 | 0 | 148.9151 | 0
2025_12_25 Hr 01 | 0 | 0 | 0 | 0 | 0 | 0 | 0 | 0 | 0 | 53.6191 | 0 | 0.084 | 3 | 0 | 96.0814 | 96.0814 | 177.7152 | 0 | 0.00697 | 0.084 | 0.03454 | 0 | 0 | 0.29046 | 0.2376 | 14.7392 | 0 | 0 | 0 | 0 | 0 | 0 | 18.9312 | 45.3757 | 0 | 224.719 | 0 | 0.7527 | 12.9974 | 1.88 | -1 | -4.2 | 14.8537 | 0 | 0 | 9.6905 | 9.6905 | 9.6905 | 9.6905 | 11.268 | 24.8508 | 0 | 0 | 9.8048 | 20.1488 | 0 | 0 | 0 | 43.8138 | 599.1306 | 30.2235 | 56.2819 | 0 | 0.5138 | 0 | 14.074 | 3.248 | 0 | 1038.688 | 221.8187 | -6.98 | 8.9017 | 7.395 | -1.78 | 15.4664 | 1.3124 | 38.0688 | 2025-12-25 | 2025_12_25 Hr 01 | 67.3223 | 0.00029 | -1038.688 | 224.719 | 338.4745 | 384.6172 | 71.6646 | 19.213 | 0 | 110.8646 | 104.1769 | 123.433 | 0 | 192.1628 | 177.7152 | 0 | 0 | 14.7392 | 0 | 0 | 0 | 0
2025_12_25 Hr 02 | 0 | 0 | 0 | 0 | 0 | 0 | 0 | 0 | 0 | 51.7508 | 0 | 0.084 | 6 | 0 | 96.0814 | 96.0814 | 177.7152 | 0 | 0.00697 | 0.084 | 0.03454 | 0 | 0 | 0.29046 | 0.2376 | 14.7392 | 0 | 0 | 0 | 0 | 0 | 0 | 18.8026 | 45.0673 | 0 | 208.8626 | 0 | 0.7527 | 12.9974 | 1.88 | -1 | -4.2 | 14.8537 | 0 | 0 | 8.9928 | 8.9928 | 8.9928 | 8.9928 | 10.4568 | 27.7992 | 0 | 0 | 9.8048 | 20.1488 | 0 | 0 | 0 | 43.8138 | 593.2238 | 30.0182 | 55.8995 | 0 | 0.5138 | 0 | 14.074 | 3.248 | 0 | 1022.172 | 227.0653 | -6.98 | 8.9017 | 7.395 | -1.78 | 15.3613 | 1.3035 | 37.6254 | 2025-12-25 | 2025_12_25 Hr 02 | 68.2508 | -0.000323 | -1022.172 | 208.8626 | 331.8659 | 384.6172 | 77.613 | 19.213 | 0 | 110.4276 | 98.707 | 122.7312 | 0 | 192.1628 | 177.7152 | 0 | 0 | 14.7392 | 0 | 0 | 0 | 0
2025_12_25 Hr 03 | 0 | 0 | 0 | 0 | 0 | 0 | 0 | 0 | 0 | 49.9122 | 0 | 0.084 | 5 | 0 | 96.0814 | 96.0814 | 177.7152 | 0 | 0.00697 | 0.084 | 0.03454 | 0 | 0 | 0.29046 | 0.2376 | 14.7392 | 0 | 0 | 0 | 0 | 0 | 0 | 18.676 | 44.7639 | 0 | 215.37 | 0 | 0.7527 | 12.9974 | 1.88 | -1 | -4.2 | 14.8537 | 0 | 0 | 8.3063 | 8.3063 | 8.3063 | 8.3063 | 9.6585 | 29.7999 | 0 | 0 | 9.8048 | 20.1488 | 0 | 0 | 0 | 44.826 | 587.4108 | 29.8161 | 55.5232 | 0 | 0.5138 | 0 | 14.074 | 3.248 | 0 | 1024.188 | 228.3875 | -6.98 | 8.9017 | 7.395 | -1.78 | 15.2579 | 1.2947 | 37.6194 | 2025-12-25 | 2025_12_25 Hr 03 | 68.3032 | 0.000285 | -1024.188 | 215.37 | 325.3622 | 384.6172 | 79.6259 | 19.213 | 0 | 109.9976 | 93.324 | 122.0406 | 0 | 192.1628 | 177.7152 | 0 | 0 | 14.7392 | 0 | 0 | 0 | 0
2025_12_25 Hr 04 | 0 | 0 | 0 | 0 | 0 | 0 | 0 | 0 | 0 | 53.6191 | 0 | 0.084 | 5 | 0 | 96.0814 | 96.0814 | 177.7152 | 0 | 0.00697 | 0.084 | 0.03454 | 0 | 0 | 0.29046 | 0.2376 | 14.7392 | 0 | 0 | 0 | 0 | 0 | 0 | 18.9312 | 45.3757 | 0 | 204.3274 | 0 | 0.7527 | 12.9974 | 1.88 | -1 | -4.2 | 14.8537 | 0 | 0 | 9.6905 | 9.6905 | 9.6905 | 9.6905 | 11.268 | 24.8508 | 0 | 0 | 9.8048 | 20.1488 | 0 | 0 | 0 | 43.8138 | 599.1306 | 30.2235 | 56.2819 | 0 | 0.5138 | 0 | 14.074 | 3.248 | 0 | 1020.297 | 223.8187 | -6.98 | 8.9017 | 7.395 | -1.78 | 15.4664 | 1.3124 | 37.6111 | 2025-12-25 | 2025_12_25 Hr 04 | 68.8096 | -0.00031 | -1020.297 | 204.3274 | 338.4745 | 384.6172 | 73.6646 | 19.213 | 0 | 110.8646 | 104.1769 | 123.433 | 0 | 192.1628 | 177.7152 | 0 | 0 | 14.7392 | 0 | 0 | 0 | 0
2025_12_25 Hr 05 | 0 | 0 | 0 | 0 | 0 | 0 | 0 | 0 | 0 | 67.1713 | 0 | 0.084 | 9 | 0 | 96.0814 | 96.0814 | 192.0695 | 0 | 0.00697 | 0.084 | 0.03454 | 0 | 0 | 0.29046 | 0.2376 | 15.3928 | 0 | 0 | 0 | 0 | 0 | 0 | 19.8643 | 47.6121 | 0 | 143.0113 | 0 | 0.7527 | 12.9974 | 1.88 | -1 | -4.2 | 14.8537 | 0 | 0 | 14.7509 | 14.7509 | 14.7509 | 14.7509 | 17.1522 | 29.7999 | 0 | 0 | 9.8048 | 20.1488 | 0 | 0 | 0 | 44.826 | 656.9864 | 31.7132 | 59.056 | 0 | 0.5138 | 0 | 14.074 | 3.248 | 0 | 1031.888 | 238.8707 | -6.98 | 8.9017 | 7.395 | -1.78 | 16.2287 | 1.3771 | 38.8754 | 2025-12-25 | 2025_12_25 Hr 05 | 70.0408 | 0.000368 | -1031.888 | 143.0113 | 386.4131 | 399.6251 | 83.6259 | 19.213 | 0 | 114.0342 | 143.8553 | 128.5237 | 0 | 192.1628 | 192.0695 | 0 | 0 | 15.3928 | 0 | 0 | 0 | 0
2025_12_25 Hr 06 | 0 | 0 | 0 | 0 | 0 | 0 | 0 | 0 | 0 | 84.6379 | 0 | 0.084 | 8 | 0 | 96.0814 | 96.0814 | 215.3097 | 0 | 0.00697 | 0.084 | 0.03454 | 0 | 0 | 0.29046 | 0.2376 | 17.0909 | 0 | 0 | 0 | 0 | 0 | 0 | 21.0669 | 50.4946 | 0 | 127.606 | 0 | 0.7527 | 12.9974 | 1.88 | -1 | -4.2 | 14.8537 | 0 | 0 | 21.2731 | 21.2731 | 21.2731 | 21.2731 | 24.7361 | 34.749 | 0 | 0 | 9.8048 | 20.1488 | 0 | 0 | 0 | 46.8504 | 737.1487 | 33.6331 | 62.6312 | 0 | 0.5138 | 0 | 14.074 | 3.248 | 0 | 1109.18 | 251.4052 | -6.98 | 8.9017 | 7.395 | -1.78 | 17.2112 | 1.4604 | 42.1291 | 2025-12-25 | 2025_12_25 Hr 06 | 70.8761 | 2.6e-05 | -1109.18 | 127.606 | 448.1983 | 424.5633 | 89.5994 | 19.213 | 0 | 118.1192 | 194.9943 | 135.0848 | 0 | 192.1628 | 215.3097 | 0 | 0 | 17.0909 | 0 | 0 | 0 | 0
2025_12_25 Hr 07 | 0 | 0 | 0 | 0 | 0 | 0 | 0 | 0 | 0 | 103.528 | -14.3 | 0.084 | 7 | 0 | 96.0814 | 96.0814 | 177.2028 | 0 | 0.00697 | 0.084 | 0.03454 | 0 | 0 | 0.29046 | 0.2376 | 14.7392 | 0 | 0 | 0 | 0 | 0 | 0 | 22.3675 | 53.612 | 0 | 167.579 | 0 | 0.7527 | 12.9974 | 1.88 | -1 | -4.2 | 14.8537 | 0 | 0 | 28.3267 | 28.3267 | 28.3267 | 28.3267 | 32.938 | 35.802 | 0 | 0 | 9.8048 | 20.1488 | 0 | 0 | 0 | 47.8626 | 756.4148 | 35.7095 | 66.4979 | 0 | 0.5138 | 0 | 14.074 | 3.248 | 0 | 1162.28 | 259.5662 | -21.28 | 8.9017 | 7.395 | -1.78 | 18.2738 | 1.5506 | 43.6992 | 2025-12-25 | 2025_12_25 Hr 07 | 61.7913 | -1e-06 | -1162.28 | 167.579 | 500.7186 | 384.1048 | 90.6646 | 19.213 | 0 | 122.5372 | 250.3009 | 127.8805 | 0 | 192.1628 | 177.2028 | 0 | 0 | 14.7392 | 0 | 0 | 0 | 0
2025_12_25 Hr 08 | 0 | 0 | 0 | 0 | 0 | 0 | 0 | 0 | 0 | 118.9188 | -14.3 | 0.084 | 5 | 0 | 96.0814 | 96.0814 | 187.4267 | 0 | 0.00697 | 0.084 | 0.03454 | 0 | 0 | 0.29046 | 0.2376 | 15.3936 | 0 | 0 | 0 | 0 | 0 | 0 | 23.4271 | 56.1519 | 0 | 170.8741 | 0 | 0.7527 | 12.9974 | 1.88 | -1 | -4.2 | 14.8537 | 0 | 0 | 34.0737 | 34.0737 | 34.0737 | 34.0737 | 39.6206 | 36.7497 | 0 | 0 | 9.8048 | 20.1488 | 0 | 0 | 0 | 50.8992 | 815.9541 | 37.4013 | 69.6483 | 0 | 0.5138 | 0 | 14.074 | 3.248 | 0 | 1232.88 | 267.3318 | -21.28 | 8.9017 | 7.395 | -1.78 | 19.1395 | 1.6241 | 46.4427 | 2025-12-25 | 2025_12_25 Hr 08 | 69.1379 | 4.9e-05 | -1232.88 | 170.8741 | 555.1609 | 394.9831 | 92.6489 | 19.213 | 0 | 126.1368 | 295.3623 | 133.6619 | 0 | 192.1628 | 187.4267 | 0 | 0 | 15.3936 | 0 | 0 | 0 | 0
2025_12_25 Hr 09 | 1.0282 | 0.00015 | 0.00423 | 0 | 0 | 0 | 0 | 0 | 0 | 131.0476 | -14.3 | 0.084 | 5 | 0 | 96.0814 | 96.0814 | 184.0185 | 0 | 0.00697 | 0.084 | 0.03454 | 0 | 0 | 0.29046 | 0.2376 | 15.3936 | 0 | 0 | 0 | 0 | 0 | 0 | 24.2622 | 58.1535 | 0 | 170.9745 | 0 | 0.7527 | 12.9974 | 1.88 | -1 | -4.2 | 14.8537 | 0 | 0 | 38.6027 | 38.6027 | 38.6027 | 38.6027 | 44.8868 | 36.7497 | 0 | 0 | 9.8048 | 20.1488 | 0 | 0 | 0 | 50.8992 | 850.8975 | 38.7345 | 72.1309 | 0 | 0.5138 | -1.0282 | 14.074 | 3.248 | 0 | 1272.48 | 272.9162 | -22.3082 | 8.9017 | 7.395 | -1.78 | 19.8217 | 1.6819 | 48.0046 | 2025-12-25 | 2025_12_25 Hr 09 | 70.5518 | 9.9e-05 | -1272.48 | 170.9745 | 598.0644 | 391.5749 | 92.6533 | 19.213 | 0 | 128.9734 | 330.8731 | 138.2179 | 0 | 192.1628 | 184.0185 | 0 | 0 | 15.3936 | 0 | 0 | 0 | 0
2025_12_25 Hr 10 | 4.1425 | 0.000645 | 0.018189 | 0 | 0 | 0 | 0 | 0 | 0 | 138.4316 | -14.3 | 0.084 | 3 | 0 | 96.0814 | 96.0814 | 189.4718 | 0 | 0.00697 | 0.084 | 0.03454 | 0 | 0 | 0.29046 | 0.2376 | 15.0011 | 0 | 0 | 0 | 0 | 0 | 0 | 24.7706 | 59.372 | 0 | 137.9401 | 0 | 0.7527 | 12.9974 | 1.88 | -1 | -4.2 | 14.8537 | 0 | 0 | 41.3599 | 41.3599 | 41.3599 | 41.3599 | 48.0929 | 37.6974 | 0 | 0 | 9.8048 | 20.1488 | 0 | 0 | 0 | 50.8992 | 879.3184 | 39.5461 | 73.6424 | 0 | 0.5138 | -4.1425 | 14.074 | 3.248 | 0 | 1269.588 | 277.7524 | -25.4225 | 8.9017 | 7.395 | -1.78 | 20.2371 | 1.7172 | 48.3251 | 2025-12-25 | 2025_12_25 Hr 10 | 71.1796 | 0.000337 | -1269.588 | 137.9401 | 624.1841 | 396.6357 | 91.6154 | 19.213 | 0 | 130.7004 | 352.4921 | 140.9916 | 0 | 192.1628 | 189.4718 | 0 | 0 | 15.0011 | 0 | 0 | 0 | 0
2025_12_25 Hr 11 | 4.1409 | 0.00171 | 0.048222 | 0 | 0 | 0 | 0 | 0 | 0 | 139.8847 | -14.3 | 0.084 | 4 | 0 | 96.0814 | 96.0814 | 177.2028 | 0 | 0.00697 | 0.084 | 0.03454 | 0 | 0 | 0.29046 | 0.2376 | 14.7392 | 0 | 0 | 0 | 0 | 0 | 0 | 24.8707 | 59.6118 | 0 | 168.8132 | 0 | 0.7527 | 12.9974 | 1.88 | -1 | -4.2 | 14.8537 | 0 | 0 | 41.9025 | 41.9025 | 41.9025 | 41.9025 | 48.7238 | 34.749 | 0 | 0 | 9.8048 | 20.1488 | 0 | 0 | 0 | 44.826 | 871.4116 | 39.7058 | 73.9398 | 0 | 0.5138 | -4.1409 | 14.074 | 3.248 | 0 | 1285.08 | 270.276 | -25.4209 | 8.9017 | 7.395 | -1.78 | 20.3188 | 1.7241 | 48.5303 | 2025-12-25 | 2025_12_25 Hr 11 | 65.5664 | 3.1e-05 | -1285.08 | 168.8132 | 629.3241 | 384.1048 | 83.6249 | 19.213 | 0 | 131.0402 | 356.7465 | 141.5374 | 0 | 192.1628 | 177.2028 | 0 | 0 | 14.7392 | 0 | 0 | 0 | 0
2025_12_25 Hr 12 | 4.4991 | 0.00258 | 0.072756 | 0 | 0 | 0 | 0 | 0 | 0 | 132.6489 | -14.3 | 0.084 | 6 | 0 | 96.0814 | 96.0814 | 177.2028 | 0 | 0.00697 | 0.084 | 0.03454 | 0 | 0 | 0.29046 | 0.2376 | 14.7392 | 0 | 0 | 0 | 0 | 0 | 0 | 24.3725 | 58.4177 | 0 | 186.9948 | 0 | 0.7527 | 12.9974 | 1.88 | -1 | -4.2 | 14.8537 | 0 | 0 | 39.2006 | 39.2006 | 39.2006 | 39.2006 | 45.5821 | 20.8494 | 0 | 0 | 9.8048 | 20.1488 | 0 | 0 | 0 | 43.8138 | 848.559 | 38.9105 | 72.4587 | 0 | 0.5138 | -4.4991 | 14.074 | 3.248 | 0 | 1264.78 | 255.0053 | -25.7791 | 8.9017 | 7.395 | -1.78 | 19.9118 | 1.6896 | 47.4898 | 2025-12-25 | 2025_12_25 Hr 12 | 64.8566 | -3.1e-05 | -1264.78 | 186.9948 | 603.7289 | 384.1048 | 70.7385 | 19.213 | 0 | 129.3479 | 335.5615 | 138.8194 | 0 | 192.1628 | 177.2028 | 0 | 0 | 14.7392 | 0 | 0 | 0 | 0
2025_12_25 Hr 13 | 2.0729 | 0.00438 | 0.12352 | 0 | 0 | 0 | 0 | 0 | 0 | 128.7938 | -14.3 | 0.084 | 6 | 0 | 96.0814 | 96.0814 | 177.2028 | 0 | 0.00697 | 0.084 | 0.03454 | 0 | 0 | 0.29046 | 0.2376 | 14.7392 | 0 | 0 | 0 | 0 | 0 | 0 | 24.107 | 57.7815 | 0 | 169.2961 | 0 | 0.7527 | 12.9974 | 1.88 | -1 | -4.2 | 14.8537 | 0 | 0 | 37.7611 | 37.7611 | 37.7611 | 37.7611 | 43.9083 | 29.7999 | 0 | 0 | 9.8048 | 20.1488 | 0 | 0 | 0 | 42.9462 | 836.421 | 38.4867 | 71.6696 | 0 | 0.5138 | -2.0729 | 14.074 | 3.248 | 0 | 1241.58 | 259.2158 | -23.3529 | 8.9017 | 7.395 | -1.78 | 19.695 | 1.6712 | 46.8069 | 2025-12-25 | 2025_12_25 Hr 13 | 55.5522 | -6.2e-05 | -1241.58 | 169.2961 | 590.0921 | 384.1048 | 78.874 | 19.213 | 0 | 128.4463 | 324.2745 | 137.3713 | 0 | 192.1628 | 177.2028 | 0 | 0 | 14.7392 | 0 | 0 | 0 | 0
2025_12_25 Hr 14 | 3.7992 | 0.00648 | 0.18274 | 0 | 0 | 0 | 0 | 0 | 0 | 130.3655 | -14.3 | 0.084 | 8 | 0 | 96.0814 | 96.0814 | 177.2028 | 0 | 0.00697 | 0.084 | 0.03454 | 0 | 0 | 0.29046 | 0.2376 | 14.7392 | 0 | 0 | 0 | 0 | 0 | 0 | 24.2153 | 58.0409 | 0 | 164.5759 | 0 | 0.7527 | 12.9974 | 1.88 | -1 | -4.2 | 14.8537 | 0 | 0 | 38.348 | 38.348 | 38.348 | 38.348 | 44.5907 | 27.7992 | 0 | 0 | 9.8048 | 20.1488 | 0 | 0 | 0 | 42.9462 | 841.4495 | 38.6595 | 71.9913 | 0 | 0.5138 | -3.7992 | 14.074 | 3.248 | 0 | 1242.48 | 261.5339 | -25.0792 | 8.9017 | 7.395 | -1.78 | 19.7834 | 1.6787 | 46.9045 | 2025-12-25 | 2025_12_25 Hr 14 | 53.2956 | -3e-05 | -1242.48 | 164.5759 | 595.6517 | 384.1048 | 78.9346 | 19.213 | 0 | 128.8139 | 328.8761 | 137.9617 | 0 | 192.1628 | 177.2028 | 0 | 0 | 14.7392 | 0 | 0 | 0 | 0
2025_12_25 Hr 15 | 1.3698 | 0.00714 | 0.20135 | 0 | 0 | 0 | 0 | 0 | 0 | 130.929 | -14.3 | 0.084 | 15 | 0 | 96.0814 | 96.0814 | 177.2028 | 0 | 0.00697 | 0.084 | 0.03454 | 0 | 0 | 0.29046 | 0.2376 | 14.7392 | 0 | 0 | 0 | 0 | 0 | 0 | 24.254 | 58.1339 | 0 | 170.5772 | 0 | 0.7527 | 12.9974 | 1.88 | -1 | -4.2 | 14.8537 | 0 | 0 | 38.5584 | 38.5584 | 38.5584 | 38.5584 | 44.8353 | 32.7483 | 0 | 0 | 9.8048 | 20.1488 | 0 | 0 | 0 | 25.8834 | 843.2495 | 38.7214 | 72.1067 | 0 | 0.5138 | -1.3698 | 14.074 | 3.248 | 0 | 1245.38 | 254.203 | -22.6498 | 8.9017 | 7.395 | -1.78 | 19.8151 | 1.6814 | 46.94 | 2025-12-25 | 2025_12_25 Hr 15 | 53.4285 | -2.9e-05 | -1245.38 | 170.5772 | 597.6448 | 384.1048 | 73.8402 | 19.213 | 0 | 128.9457 | 330.5258 | 138.1733 | 0 | 192.1628 | 177.2028 | 0 | 0 | 14.7392 | 0 | 0 | 0 | 0
2025_12_25 Hr 16 | 0.69816 | 0.00591 | 0.16666 | 0 | 0 | 0 | 0 | 0 | 0 | 130.8696 | -14.3 | 0.084 | 19 | 0 | 96.0814 | 96.0814 | 177.2028 | 0 | 0.00697 | 0.084 | 0.03454 | 0 | 0 | 0.29046 | 0.2376 | 14.7392 | 0 | 0 | 0 | 0 | 0 | 0 | 24.25 | 58.1241 | 0 | 175.7952 | 0 | 0.7527 | 12.9974 | 1.88 | -1 | -4.2 | 14.8537 | 0 | 0 | 38.5362 | 38.5362 | 38.5362 | 38.5362 | 44.8096 | 34.749 | 0 | 0 | 9.8048 | 20.1488 | 0 | 0 | 0 | 14.8938 | 843.0273 | 38.7149 | 72.0945 | 0 | 0.5138 | -0.69816 | 14.074 | 3.248 | 0 | 1245.363 | 248.519 | -21.9782 | 8.9017 | 7.395 | -1.78 | 19.8117 | 1.6811 | 46.8707 | 2025-12-25 | 2025_12_25 Hr 16 | 55.0347 | 0.000292 | -1245.363 | 175.7952 | 597.4349 | 384.1048 | 68.8154 | 19.213 | 0 | 128.9318 | 330.3521 | 138.151 | 0 | 192.1628 | 177.2028 | 0 | 0 | 14.7392 | 0 | 0 | 0 | 0
2025_12_25 Hr 17 | 0.34162 | 0.00195 | 0.05499 | 0 | 0 | 0 | 0 | 0 | 0 | 147.8915 | -14.3 | 0.084 | 28 | 0 | 96.0814 | 96.0814 | 177.2028 | 0 | 0.00697 | 0.084 | 0.03454 | 0 | 0 | 0.29046 | 0.2376 | 14.7392 | 0 | 0 | 0 | 0 | 0 | 0 | 25.4219 | 60.9332 | 0 | 149.3165 | 0 | 0.7527 | 12.9974 | 1.88 | -1 | -4.2 | 14.8537 | 0 | 0 | 44.8922 | 44.8922 | 44.8922 | 44.8922 | 52.2003 | 32.7483 | 0 | 0 | 9.8048 | 20.1488 | 0 | 0 | 0 | 14.8938 | 896.7334 | 40.586 | 75.5787 | 0 | 0.5138 | -0.34162 | 14.074 | 3.248 | 0 | 1285.98 | 261.5518 | -21.6216 | 8.9017 | 7.395 | -1.78 | 20.7692 | 1.7623 | 48.8224 | 2025-12-25 | 2025_12_25 Hr 17 | 58.7443 | 4.5e-05 | -1285.98 | 149.3165 | 657.6467 | 384.1048 | 75.699 | 19.213 | 0 | 132.9128 | 380.1889 | 144.545 | 0 | 192.1628 | 177.2028 | 0 | 0 | 14.7392 | 0 | 0 | 0 | 0
2025_12_25 Hr 18 | 0 | 0 | 0 | 0 | 0 | 0 | 0 | 0 | 0 | 153.0514 | -14.3 | 0.084 | 33 | 0 | 96.0814 | 96.0814 | 177.2028 | 0 | 0.00697 | 0.084 | 0.03454 | 0 | 0 | 0.29046 | 0.2376 | 14.7392 | 0 | 0 | 0 | 0 | 0 | 0 | 25.7772 | 61.7847 | 0 | 152.2298 | 0 | 0.7527 | 12.9974 | 1.88 | -1 | -4.2 | 14.8537 | 0 | 0 | 46.819 | 46.819 | 46.819 | 46.819 | 54.4407 | 32.7483 | 0 | 0 | 9.8048 | 20.1488 | 0 | 0 | 0 | 12.0018 | 912.9925 | 41.1531 | 76.635 | 0 | 0.5138 | 0 | 14.074 | 3.248 | 0 | 1309.197 | 265.2545 | -21.28 | 8.9017 | 7.395 | -1.78 | 21.0594 | 1.787 | 49.7005 | 2025-12-25 | 2025_12_25 Hr 18 | 59.0299 | -0.000297 | -1309.197 | 152.2298 | 675.899 | 384.1048 | 77.7501 | 19.213 | 0 | 134.1196 | 395.2961 | 146.4833 | 0 | 192.1628 | 177.2028 | 0 | 0 | 14.7392 | 0 | 0 | 0 | 0
2025_12_25 Hr 19 | 0 | 0 | 0 | 0 | 0 | 0 | 0 | 0 | 0 | 147.0908 | -14.3 | 0.084 | 31 | 0 | 96.0814 | 96.0814 | 177.2028 | 0 | 0.00697 | 0.084 | 0.03454 | 0 | 0 | 0.29046 | 0.2376 | 14.7392 | 0 | 0 | 0 | 0 | 0 | 0 | 25.3668 | 60.801 | 0 | 140.2645 | 0 | 0.7527 | 12.9974 | 1.88 | -1 | -4.2 | 14.8537 | 0 | 0 | 44.5933 | 44.5933 | 44.5933 | 44.5933 | 51.8526 | 34.749 | 0 | 0 | 9.8048 | 20.1488 | 0 | 0 | 0 | 18.9426 | 894.1469 | 40.498 | 75.4149 | 0 | 0.5138 | 0 | 14.074 | 3.248 | 0 | 1283.088 | 269.9569 | -21.28 | 8.9017 | 7.395 | -1.78 | 20.7242 | 1.7585 | 48.8274 | 2025-12-25 | 2025_12_25 Hr 19 | 59.9914 | 0.000324 | -1283.088 | 140.2645 | 654.8145 | 384.1048 | 84.6916 | 19.213 | 0 | 132.7256 | 377.8446 | 144.2443 | 0 | 192.1628 | 177.2028 | 0 | 0 | 14.7392 | 0 | 0 | 0 | 0
2025_12_25 Hr 20 | 0 | 0 | 0 | 0 | 0 | 0 | 0 | 0 | 0 | 136.6227 | -14.3 | 0.084 | 27 | 0 | 96.0814 | 96.0814 | 177.2028 | 0 | 0.00697 | 0.084 | 0.03454 | 0 | 0 | 0.29046 | 0.2376 | 14.7392 | 0 | 0 | 0 | 0 | 0 | 0 | 24.6461 | 59.0735 | 0 | 152.7609 | 0 | 0.7527 | 12.9974 | 1.88 | -1 | -4.2 | 14.8537 | 0 | 0 | 40.6844 | 40.6844 | 40.6844 | 40.6844 | 47.3075 | 19.9017 | 0 | 0 | 9.8048 | 20.1488 | 0 | 0 | 0 | 15.906 | 861.0499 | 39.3473 | 73.2721 | 0 | 0.5138 | 0 | 14.074 | 3.248 | 0 | 1236.672 | 244.1408 | -21.28 | 8.9017 | 7.395 | -1.78 | 20.1353 | 1.7086 | 46.8307 | 2025-12-25 | 2025_12_25 Hr 20 | 59.16 | -0.000281 | -1236.672 | 152.7609 | 617.7853 | 384.1048 | 62.8077 | 19.213 | 0 | 130.2773 | 347.1959 | 140.3121 | 0 | 192.1628 | 177.2028 | 0 | 0 | 14.7392 | 0 | 0 | 0 | 0
2025_12_25 Hr 21 | 0 | 0 | 0 | 0 | 0 | 0 | 0 | 0 | 0 | 129.209 | -14.3 | 0.084 | 26 | 0 | 96.0814 | 96.0814 | 177.2028 | 0 | 0.00697 | 0.084 | 0.03454 | 0 | 0 | 0.29046 | 0.2376 | 14.7392 | 0 | 0 | 0 | 0 | 0 | 0 | 24.1356 | 57.85 | 0 | 156.9033 | 0 | 0.7527 | 12.9974 | 1.88 | -1 | -4.2 | 14.8537 | 0 | 0 | 37.9161 | 37.9161 | 37.9161 | 37.9161 | 44.0885 | 14.8473 | 0 | 0 | 9.8048 | 20.1488 | 0 | 0 | 0 | 18.9426 | 837.6102 | 38.5324 | 71.7546 | 0 | 0.5138 | 0 | 14.074 | 3.248 | 0 | 1211.572 | 238.3382 | -21.28 | 8.9017 | 7.395 | -1.78 | 19.7183 | 1.6732 | 45.7854 | 2025-12-25 | 2025_12_25 Hr 21 | 60.1639 | -0.000326 | -1211.572 | 156.9033 | 591.5607 | 384.1048 | 59.7899 | 19.213 | 0 | 128.5434 | 325.49 | 137.5272 | 0 | 192.1628 | 177.2028 | 0 | 0 | 14.7392 | 0 | 0 | 0 | 0
2025_12_25 Hr 22 | 0 | 0 | 0 | 0 | 0 | 0 | 0 | 0 | 0 | 113.403 | -14.3 | 0.084 | 43 | 0 | 96.0814 | 96.0814 | 177.2028 | 0 | 0.00697 | 0.084 | 0.03454 | 0 | 0 | 0.29046 | 0.2376 | 14.7392 | 0 | 0 | 0 | 0 | 0 | 0 | 23.0474 | 55.2416 | 0 | 128.0336 | 0 | 0.7527 | 12.9974 | 1.88 | -1 | -4.2 | 14.8537 | 0 | 0 | 32.0141 | 32.0141 | 32.0141 | 32.0141 | 37.2257 | 13.8996 | 0 | 0 | 9.8048 | 20.1488 | 0 | 0 | 0 | 21.9792 | 787.6365 | 36.795 | 68.5192 | 0 | 0.5138 | 0 | 14.074 | 3.248 | 0 | 1145.88 | 251.4898 | -21.28 | 8.9017 | 7.395 | -1.78 | 18.8292 | 1.5977 | 43.5722 | 2025-12-25 | 2025_12_25 Hr 22 | 57.6019 | -2.8e-05 | -1145.88 | 128.0336 | 535.6498 | 384.1048 | 78.8788 | 19.213 | 0 | 124.8467 | 279.2131 | 131.59 | 0 | 192.1628 | 177.2028 | 0 | 0 | 14.7392 | 0 | 0 | 0 | 0
2025_12_25 Hr 23 | 0 | 0 | 0 | 0 | 0 | 0 | 0 | 0 | 0 | 99.4653 | 0 | 0.084 | 58 | 0 | 96.0814 | 96.0814 | 177.7152 | 0 | 0.00697 | 0.084 | 0.03454 | 0 | 0 | 0.29046 | 0.2376 | 14.7392 | 0 | 0 | 0 | 0 | 0 | 0 | 22.0877 | 52.9415 | 0 | 83.2046 | 0 | 0.7527 | 12.9974 | 1.88 | -1 | -4.2 | 14.8537 | 0 | 0 | 26.8097 | 26.8097 | 26.8097 | 26.8097 | 31.174 | 15.9003 | 0 | 0 | 9.8048 | 20.1488 | 0 | 0 | 0 | 38.8974 | 744.0822 | 35.2629 | 65.6663 | 0 | 0.5138 | 0 | 14.074 | 3.248 | 0 | 1100.48 | 280.1732 | -6.98 | 8.9017 | 7.395 | -1.78 | 18.0452 | 1.5312 | 42.37 | 2025-12-25 | 2025_12_25 Hr 23 | 66.7256 | -2.3e-05 | -1100.48 | 83.2046 | 500.6475 | 384.6172 | 112.7977 | 19.213 | 0 | 121.587 | 238.4061 | 140.6544 | 0 | 192.1628 | 177.7152 | 0 | 0 | 14.7392 | 0 | 0 | 0 | 0
2025_12_25 Hr 24 | 0 | 0 | 0 | 0 | 0 | 0 | 0 | 0 | 0 | 83.2145 | 0 | 0.084 | 63 | 0 | 96.0814 | 96.0814 | 177.7152 | 0 | 0.00697 | 0.084 | 0.03454 | 0 | 0 | 0.29046 | 0.2376 | 14.7392 | 0 | 0 | 0 | 0 | 0 | 0 | 20.9688 | 50.2597 | 0 | 56.8642 | 0 | 0.7527 | 12.9974 | 1.88 | -1 | -4.2 | 14.8537 | 0 | 0 | 20.7415 | 20.7415 | 20.7415 | 20.7415 | 24.1181 | 31.8006 | 0 | 0 | 9.8048 | 20.1488 | 0 | 0 | 0 | 40.9218 | 692.7022 | 33.4766 | 62.3399 | 0 | 0.5138 | 0 | 14.074 | 3.248 | 0 | 1039.58 | 296.9936 | -6.98 | 8.9017 | 7.395 | -1.78 | 17.1311 | 1.4536 | 40.3126 | 2025-12-25 | 2025_12_25 Hr 24 | 67.4562 | -1.8e-05 | -1039.58 | 56.8642 | 443.1632 | 384.6172 | 135.7224 | 19.213 | 0 | 117.7863 | 190.8268 | 134.5501 | 0 | 192.1628 | 177.7152 | 0 | 0 | 14.7392 | 0 | 0 | 0 | 0
2025_12_26 Hr 01 | 0 | 0 | 0 | 0 | 0 | 0 | 0 | 0 | 0 | 60.7896 | 0 | 0.084 | 67 | 0 | 96.0814 | 96.0814 | 259.1089 | 15.2896 | 0.00697 | 0.084 | 0.03454 | 0 | 0 | 0.29046 | 0.2376 | 14.7392 | 0 | 211.6646 | 0 | 0 | 0 | 0 | 19.3818 | 46.4311 | 0 | 0 | -221.123 | 0.7527 | 13.0203 | 0.16 | -1 | -4.2 | 14.9329 | 0 | 0 | 12.1124 | 12.1124 | 12.1124 | 12.1124 | 14.0842 | 39.6981 | 0 | 0 | 9.8033 | 20.9853 | 0 | 0 | 0 | 44.826 | 928.7427 | 32.1509 | 59.9781 | 0 | 0.5138 | 0 | 14.074 | 3.248 | 0 | 1009.877 | 309.237 | -6.98 | 8.8848 | 7.395 | -1.78 | 16.4818 | 1.3958 | 42.7752 | 2025-12-26 | 2025_12_26 Hr 01 | 68.4924 | -0.000352 | -1009.877 | -221.123 | 367.2975 | 692.965 | 151.5241 | 19.213 | 0 | 112.4541 | 123.8516 | 130.9918 | 0 | 192.1628 | 259.1089 | 15.2896 | 0 | 14.7392 | 211.6646 | 0 | 0 | 0
2025_12_26 Hr 02 | 0 | 0 | 0 | 0 | 0 | 0 | 0 | 0 | 0 | 53.4958 | 0 | 0.084 | 64 | 0 | 96.0814 | 96.0814 | 286.6375 | 0 | 0.00697 | 0.084 | 0.03454 | 0 | 0 | 0.29046 | 0.2376 | 14.7392 | 0 | 247.9653 | 0 | 0 | 0 | 0 | 18.8889 | 45.2504 | 0 | 0 | -267.2653 | 0.7527 | 13.0203 | 0.16 | -1 | -4.2 | 14.9329 | 0 | 0 | 9.3969 | 9.3969 | 9.3969 | 9.3969 | 10.9266 | 46.6479 | 0 | 0 | 9.8033 | 20.9853 | 0 | 0 | 0 | 45.8382 | 954.2953 | 31.3333 | 58.4529 | 0 | 0.5138 | 0 | 14.074 | 3.248 | 0 | 991.4517 | 311.4016 | -6.98 | 8.8848 | 7.395 | -1.78 | 16.0626 | 1.3603 | 42.655 | 2025-12-26 | 2025_12_26 Hr 02 | 70.4366 | -2e-06 | -991.4517 | -267.2653 | 341.5131 | 741.5048 | 156.4861 | 19.213 | 0 | 110.7806 | 102.5381 | 128.1944 | 0 | 192.1628 | 286.6375 | 0 | 0 | 14.7392 | 247.9653 | 0 | 0 | 0
2025_12_26 Hr 03 | 0 | 0 | 0 | 0 | 0 | 0 | 0 | 0 | 0 | 57.5089 | 0 | 0.084 | 64 | 0 | 96.0814 | 96.0814 | 286.6375 | 0 | 0.00697 | 0.084 | 0.03454 | 0 | 0 | 0.29046 | 0.2376 | 14.7392 | 0 | 247.9653 | 0 | 0 | 0 | 0 | 19.1601 | 45.9 | 0 | 0 | -295.7714 | 0.7527 | 13.0203 | 0.16 | -1 | -4.2 | 14.9329 | 0 | 0 | 10.891 | 10.891 | 10.891 | 10.891 | 12.6639 | 45.7002 | 0 | 0 | 9.8033 | 20.9853 | 0 | 0 | 0 | 43.8138 | 966.9428 | 31.7832 | 59.2921 | 0 | 0.5138 | 0 | 14.074 | 3.248 | 0 | 974.16 | 309.9686 | -6.98 | 8.8848 | 7.395 | -1.78 | 16.2932 | 1.3798 | 42.3475 | 2025-12-26 | 2025_12_26 Hr 03 | 67.7967 | 0.000104 | -974.16 | -295.7714 | 355.6997 | 741.5048 | 153.514 | 19.213 | 0 | 111.7014 | 114.2648 | 129.7336 | 0 | 192.1628 | 286.6375 | 0 | 0 | 14.7392 | 247.9653 | 0 | 0 | 0
2025_12_26 Hr 04 | 0 | 0 | 0 | 0 | 0 | 3.8116 | 0 | 0 | 0 | 55.4877 | 0 | 0.084 | 64 | 0 | 96.0814 | 96.0814 | 286.6375 | 0 | 0.00697 | 0.084 | 0.03454 | 0 | 0 | 0.29046 | 0.2376 | 14.7392 | 0 | 247.9653 | 0 | 0 | 0 | 0 | 19.0235 | 45.5728 | 0 | 0 | -335.9203 | 0.7527 | 13.0203 | 0.1 | -1 | -4.2 | 14.9329 | 0 | 0 | 10.1385 | 10.1385 | 10.1385 | 10.1385 | 11.7889 | 42.7518 | 0 | 0 | 9.8033 | 20.9853 | 0 | 58.8467 | 0 | 42.9462 | 1023.231 | 31.5566 | 58.8694 | 0 | 0.5138 | 0 | 14.074 | 3.248 | 0 | 985.7083 | 305.3774 | -6.98 | 8.8848 | 7.395 | -1.78 | 16.1771 | 1.37 | 43.3309 | 2025-12-26 | 2025_12_26 Hr 04 | 66.5626 | 0.000139 | -985.7083 | -335.9203 | 348.5546 | 804.1631 | 149.698 | 19.213 | 0 | 111.2376 | 108.3587 | 128.9584 | 3.8116 | 192.1628 | 286.6375 | 0 | 0 | 14.7392 | 247.9653 | 0 | 58.8467 | 0
2025_12_26 Hr 05 | 0 | 0 | 0 | 3.8622 | 3.8622 | 3.8116 | 3.8622 | 3.8622 | 3.8622 | 68.2886 | 0 | 0.084 | 66 | 0 | 96.0814 | 96.0814 | 286.6375 | 15.29 | 0.00697 | 0.084 | 0.03454 | 0 | 0 | 0.29046 | 0.2376 | 14.9354 | 0 | 247.9653 | 0 | 0 | 0 | 0 | 19.8885 | 47.645 | 0 | 0 | -470.1247 | 0.7527 | 13.0203 | 0 | -1 | -4.2 | 14.9329 | 0 | 0 | 14.9043 | 14.9043 | 14.9043 | 14.9043 | 17.3305 | 45.7002 | 0 | 0 | 9.8033 | 20.9853 | 0 | 64.5788 | 70.3867 | 41.934 | 1174.49 | 32.9915 | 61.5461 | 0 | 0.5138 | 0 | 14.074 | 3.248 | 0 | 1011.608 | 314.2231 | -6.98 | 8.8848 | 7.395 | -1.78 | 16.9126 | 1.4322 | 46.1178 | 2025-12-26 | 2025_12_26 Hr 05 | 69.2724 | 0.000361 | -1011.608 | -470.1247 | 393.8067 | 915.0791 | 153.6342 | 19.213 | 0 | 114.1747 | 145.7642 | 133.8678 | 23.1226 | 192.1628 | 286.6375 | 15.29 | 0 | 14.9354 | 247.9653 | 0 | 134.9656 | 0
2025_12_26 Hr 06 | 0 | 0 | 0 | 3.8622 | 3.8622 | 3.8116 | 3.8622 | 3.8622 | 3.8622 | 87.9732 | 0 | 0.084 | 62 | 0 | 96.0814 | 96.0814 | 286.6375 | 15.29 | 0.00697 | 0.084 | 0.03454 | 0 | 0 | 0.29046 | 0.2376 | 21.405 | 0 | 247.9653 | 0 | 0 | 0 | 0 | 21.2186 | 50.8314 | 0 | 0 | -502.4882 | 0.7527 | 13.0203 | 0 | -1 | -4.2 | 14.9329 | 0 | 0 | 22.2328 | 22.2328 | 22.2328 | 22.2328 | 25.8522 | 42.7518 | 0 | 0 | 9.8033 | 20.9853 | 0 | 68.7048 | 74.8875 | 42.9462 | 1251.624 | 35.1979 | 65.6623 | 0 | 0.5138 | 0 | 14.074 | 3.248 | 0 | 1057.992 | 315.8363 | -6.98 | 8.8848 | 7.395 | -1.78 | 18.0437 | 1.528 | 48.3745 | 2025-12-26 | 2025_12_26 Hr 06 | 74.7821 | -0.000341 | -1057.992 | -502.4882 | 463.3934 | 930.1755 | 147.698 | 19.213 | 0 | 118.6913 | 203.2849 | 141.4172 | 23.1226 | 192.1628 | 286.6375 | 15.29 | 0 | 21.405 | 247.9653 | 0 | 143.5923 | 0
2025_12_26 Hr 07 | 0 | 0 | 0 | 3.8622 | 3.8622 | 3.8116 | 3.8622 | 3.8622 | 3.8622 | 113.5165 | -14.3 | 0.084 | 53 | 0 | 96.0814 | 96.0814 | 285.811 | 15.21 | 0.00697 | 0.084 | 0.03454 | 0 | 0 | 0.29046 | 0.2376 | 14.9354 | 0 | 247.9653 | 0 | 0 | 0 | 0 | 22.9446 | 54.9662 | 0 | 0 | -462.9016 | 0.7527 | 13.0203 | 0 | -1 | -4.2 | 14.9329 | 0 | 0 | 31.7426 | 31.7426 | 31.7426 | 31.7426 | 36.91 | 32.7483 | 0 | 0 | 9.8033 | 20.9853 | 0 | 63.4264 | 69.2821 | 44.826 | 1313.864 | 38.061 | 71.0035 | 0 | 0.5138 | 0 | 14.074 | 3.248 | 0 | 1138.192 | 308.5089 | -21.28 | 8.8848 | 7.395 | -1.78 | 19.5115 | 1.6523 | 51.0194 | 2025-12-26 | 2025_12_26 Hr 07 | 70.3115 | -0.000277 | -1138.192 | -462.9016 | 539.3905 | 911.9156 | 130.5743 | 19.213 | 0 | 124.5521 | 277.9248 | 136.9136 | 23.1226 | 192.1628 | 285.811 | 15.21 | 0 | 14.9354 | 247.9653 | 0 | 132.7085 | 0
2025_12_26 Hr 08 | 0 | 0 | 0 | 3.8622 | 3.8622 | 3.8116 | 3.8622 | 3.8622 | 3.8622 | 127.3133 | -14.3 | 0.084 | 46 | 0 | 96.0814 | 96.0814 | 285.811 | 15.21 | 0.00697 | 0.084 | 0.03454 | 0 | 0 | 0.29046 | 0.2376 | 15.9175 | 0 | 247.9653 | 0 | 0 | 0 | 0 | 23.8769 | 57.1996 | 0 | 0 | -449.8593 | 0.7527 | 13.0203 | 0 | -1 | -4.2 | 14.9329 | 0 | 0 | 36.8791 | 36.8791 | 36.8791 | 36.8791 | 42.8827 | 31.8006 | 0 | 0 | 9.8033 | 20.9853 | 0 | 64.5682 | 70.4277 | 38.8974 | 1360.615 | 39.6075 | 73.8884 | 0 | 0.5138 | 0 | 14.074 | 3.248 | 0 | 1189.4 | 299.924 | -21.28 | 8.8848 | 7.395 | -1.78 | 20.3043 | 1.7195 | 52.8692 | 2025-12-26 | 2025_12_26 Hr 08 | 69.0955 | -1.4e-05 | -1189.4 | -449.8593 | 588.1632 | 915.1851 | 116.698 | 19.213 | 0 | 127.7177 | 318.2406 | 142.2049 | 23.1226 | 192.1628 | 285.811 | 15.21 | 0 | 15.9175 | 247.9653 | 0 | 134.9959 | 0
2025_12_26 Hr 09 | 0.33996 | 7.5e-05 | 0.002115 | 3.8622 | 3.8622 | 3.8116 | 3.8622 | 3.8622 | 3.8622 | 133.2304 | -14.3 | 0.084 | 40 | 0 | 96.0814 | 96.0814 | 285.811 | 15.21 | 0.00697 | 0.084 | 0.03454 | 0 | 0 | 0.29046 | 0.2376 | 15.1321 | 0 | 247.9653 | 0 | 0 | 0 | 0 | 24.2767 | 58.1574 | 0 | 0 | -443.5075 | 0.7527 | 13.0203 | 0 | -1 | -4.2 | 14.9329 | 0 | 0 | 39.0821 | 39.0821 | 39.0821 | 39.0821 | 45.4443 | 35.802 | 0 | 0 | 9.8033 | 20.9853 | 0 | 61.9871 | 67.5563 | 47.8626 | 1373.028 | 40.2707 | 75.1257 | 0 | 0.5138 | -0.33996 | 14.074 | 3.248 | 0 | 1217.4 | 309.5 | -21.62 | 8.8848 | 7.395 | -1.78 | 20.6443 | 1.7483 | 53.8909 | 2025-12-26 | 2025_12_26 Hr 09 | 65.8633 | 3.8e-05 | -1217.4 | -443.5075 | 609.0806 | 908.9471 | 123.6668 | 19.213 | 0 | 129.0754 | 335.531 | 144.4743 | 23.1226 | 192.1628 | 285.811 | 15.21 | 0 | 15.1321 | 247.9653 | 0 | 129.5433 | 0
2025_12_26 Hr 10 | 2.7694 | 0.00066 | 0.018612 | 3.8622 | 3.8622 | 3.8116 | 3.8622 | 3.8622 | 3.8622 | 136.8627 | -14.3 | 0.084 | 15 | 0 | 96.0814 | 96.0814 | 285.811 | 13.9425 | 0.00697 | 0.084 | 0.03454 | 0 | 0 | 0.29046 | 0.2376 | 14.7392 | 0 | 247.9653 | 0 | 0 | 0 | 0 | 24.5221 | 58.7454 | 0 | 0 | -404.4354 | 0.7527 | 13.0203 | 0 | -1 | -4.2 | 14.9329 | 0 | 0 | 40.4344 | 40.4344 | 40.4344 | 40.4344 | 47.0167 | 32.7483 | 0 | 0 | 9.8033 | 20.9853 | 0 | 58.2641 | 63.5515 | 48.8748 | 1375.103 | 40.6779 | 75.8852 | 0 | 0.5138 | -2.7694 | 14.074 | 3.248 | 0 | 1232.9 | 286.2816 | -24.0494 | 8.8848 | 7.395 | -1.78 | 20.853 | 1.7659 | 53.9886 | 2025-12-26 | 2025_12_26 Hr 10 | 55.6437 | -7.1e-05 | -1232.9 | -404.4354 | 621.921 | 899.559 | 96.6424 | 19.213 | 0 | 129.9088 | 346.1449 | 145.8673 | 23.1226 | 192.1628 | 285.811 | 13.9425 | 0 | 14.7392 | 247.9653 | 0 | 121.8156 | 0
2025_12_26 Hr 11 | 1.3698 | 0.00123 | 0.034686 | 3.8622 | 3.8622 | 3.8116 | 3.8622 | 3.8622 | 3.8622 | 137.4779 | -14.3 | 0.084 | 6 | 0 | 96.0814 | 96.0814 | 285.811 | 15.21 | 0.00697 | 0.084 | 0.03454 | 0 | 0 | 0.29046 | 0.2376 | 14.7392 | 0 | 247.9653 | 0 | 0 | 0 | 0 | 24.5637 | 58.845 | 0 | 0 | -380.8241 | 0.7527 | 13.0203 | 0 | -1 | -4.2 | 14.9329 | 0 | 0 | 40.6634 | 40.6634 | 40.6634 | 40.6634 | 47.283 | 36.7497 | 0 | 0 | 9.8033 | 20.9853 | 0 | 58.2641 | 63.5515 | 54.8034 | 1378.325 | 40.7468 | 76.0139 | 0 | 0.5138 | -1.3698 | 14.074 | 3.248 | 0 | 1260.9 | 286.0484 | -22.6498 | 8.8848 | 7.395 | -1.78 | 20.8883 | 1.7689 | 54.7832 | 2025-12-26 | 2025_12_26 Hr 11 | 52.0467 | 1.6e-05 | -1260.9 | -380.8241 | 624.0956 | 900.8265 | 97.589 | 19.213 | 0 | 130.0499 | 347.9425 | 146.1032 | 23.1226 | 192.1628 | 285.811 | 15.21 | 0 | 14.7392 | 247.9653 | 0 | 121.8156 | 0
2025_12_26 Hr 12 | 1.7313 | 0.00144 | 0.040608 | 3.8622 | 3.8622 | 3.8116 | 3.8622 | 3.8622 | 3.8622 | 145.9728 | -14.3 | 0.084 | 5 | 0 | 96.0814 | 96.0814 | 285.811 | 12.675 | 0.00697 | 0.084 | 0.03454 | 0 | 0 | 0.29046 | 0.2376 | 14.7392 | 0 | 247.9653 | 0 | 0 | 0 | 0 | 25.1377 | 60.2201 | 0 | 0 | -434.2614 | 0.7527 | 13.0203 | 0 | -1 | -4.2 | 14.9329 | 0 | 0 | 43.826 | 43.826 | 43.826 | 43.826 | 50.9605 | 40.7511 | 0 | 0 | 9.8033 | 20.9853 | 0 | 58.2641 | 63.5515 | 45.8382 | 1402.568 | 41.699 | 77.7902 | 0 | 0.5138 | -1.7313 | 14.074 | 3.248 | 0 | 1229 | 283.7043 | -23.0113 | 8.8848 | 7.395 | -1.78 | 21.3764 | 1.8103 | 54.2271 | 2025-12-26 | 2025_12_26 Hr 12 | 53.076 | 6.5e-05 | -1229 | -434.2614 | 654.1257 | 898.2915 | 91.6313 | 19.213 | 0 | 131.999 | 372.7654 | 149.3612 | 23.1226 | 192.1628 | 285.811 | 12.675 | 0 | 14.7392 | 247.9653 | 0 | 121.8156 | 0
2025_12_26 Hr 13 | 1.7296 | 0.00168 | 0.047376 | 3.8622 | 3.8622 | 3.8116 | 3.8622 | 3.8622 | 3.8622 | 141.1102 | -14.3 | 0.084 | 5 | 0 | 96.0814 | 96.0814 | 285.811 | 6.3375 | 0.00697 | 0.084 | 0.03454 | 0 | 0 | 0.29046 | 0.2376 | 14.7392 | 0 | 247.9653 | 0 | 0 | 0 | 0 | 24.8091 | 59.4329 | 0 | 0 | -377.8876 | 0.7527 | 13.0203 | 0 | -1 | -4.2 | 14.9329 | 0 | 0 | 42.0157 | 42.0157 | 42.0157 | 42.0157 | 48.8554 | 37.6974 | 0 | 0 | 9.8033 | 20.9853 | 0 | 58.2641 | 63.5515 | 19.9548 | 1380.913 | 41.154 | 76.7734 | 0 | 0.5138 | -1.7296 | 14.074 | 3.248 | 0 | 1232.917 | 252.9009 | -23.0096 | 8.8848 | 7.395 | -1.78 | 21.097 | 1.7866 | 53.64 | 2025-12-26 | 2025_12_26 Hr 13 | 50.1285 | -0.000319 | -1232.917 | -377.8876 | 636.9361 | 891.954 | 62.7013 | 19.213 | 0 | 130.8833 | 358.5564 | 147.4963 | 23.1226 | 192.1628 | 285.811 | 6.3375 | 0 | 14.7392 | 247.9653 | 0 | 121.8156 | 0
2025_12_26 Hr 14 | 1.0315 | 0.001215 | 0.034263 | 3.8622 | 3.8622 | 3.8116 | 3.8622 | 3.8622 | 3.8622 | 138.8546 | -14.3 | 0.084 | 6 | 0 | 96.0814 | 96.0814 | 285.811 | 15.21 | 0.00697 | 0.084 | 0.03454 | 0 | 0 | 0.29046 | 0.2376 | 14.7392 | 0 | 247.9653 | 0 | 0 | 0 | 0 | 24.6567 | 59.0678 | 0 | 0 | -357.9298 | 0.7527 | 13.0203 | 0 | -1 | -4.2 | 14.9329 | 0 | 0 | 41.176 | 41.176 | 41.176 | 41.176 | 47.879 | 30.7476 | 0 | 0 | 9.8033 | 20.9853 | 0 | 58.2641 | 63.5515 | 7.953 | 1382.664 | 40.9011 | 76.3018 | 0 | 0.5138 | -1.0315 | 14.074 | 3.248 | 0 | 1235.808 | 233.3856 | -22.3115 | 8.8848 | 7.395 | -1.78 | 20.9674 | 1.7756 | 53.4915 | 2025-12-26 | 2025_12_26 Hr 14 | 54.3673 | 0.000278 | -1235.808 | -357.9298 | 628.9625 | 900.8265 | 44.7361 | 19.213 | 0 | 130.3658 | 351.9655 | 146.6313 | 23.1226 | 192.1628 | 285.811 | 15.21 | 0 | 14.7392 | 247.9653 | 0 | 121.8156 | 0
2025_12_26 Hr 15 | 0.3383 | 0.001035 | 0.029187 | 3.8622 | 3.8622 | 3.8116 | 3.8622 | 3.8622 | 3.8622 | 133.4062 | -14.3 | 0.084 | 6 | 0 | 96.0814 | 96.0814 | 285.811 | 10.14 | 0.00697 | 0.084 | 0.03454 | 0 | 0 | 0.29046 | 0.2376 | 14.7392 | 0 | 247.9653 | 0 | 0 | 0 | 0 | 24.2886 | 58.1859 | 0 | 0 | -354.7657 | 0.7527 | 13.0203 | 0 | -1 | -4.2 | 14.9329 | 0 | 0 | 39.1475 | 39.1475 | 39.1475 | 39.1475 | 45.5204 | 30.7476 | 0 | 0 | 9.8033 | 20.9853 | 0 | 58.2641 | 63.5515 | 4.9164 | 1360.418 | 40.2904 | 75.1625 | 0 | 0.5138 | -0.3383 | 14.074 | 3.248 | 0 | 1211.6 | 227.5661 | -21.6183 | 8.8848 | 7.395 | -1.78 | 20.6544 | 1.7491 | 52.4943 | 2025-12-26 | 2025_12_26 Hr 15 | 55.8689 | -4.1e-05 | -1211.6 | -354.7657 | 609.702 | 895.7565 | 41.6942 | 19.213 | 0 | 129.1157 | 336.0446 | 144.5417 | 23.1226 | 192.1628 | 285.811 | 10.14 | 0 | 14.7392 | 247.9653 | 0 | 121.8156 | 0
2025_12_26 Hr 16 | 0.3383 | 0.000495 | 0.013959 | 3.8622 | 3.8622 | 3.8116 | 3.8622 | 3.8622 | 3.8622 | 129.3638 | -14.3 | 0.084 | 6 | 0 | 96.0814 | 96.0814 | 285.811 | 10.14 | 0.00697 | 0.084 | 0.03454 | 0 | 0 | 0.29046 | 0.2376 | 14.7392 | 0 | 247.9653 | 0 | 0 | 0 | 0 | 24.0154 | 57.5315 | 0 | 0 | -339.7343 | 0.7527 | 13.0203 | 0 | -1 | -4.2 | 14.9329 | 0 | 0 | 37.6425 | 37.6425 | 37.6425 | 37.6425 | 43.7704 | 35.802 | 0 | 0 | 9.8033 | 20.9853 | 0 | 58.2641 | 63.5515 | 3.0366 | 1347.663 | 39.8373 | 74.3172 | 0 | 0.5138 | -0.3383 | 14.074 | 3.248 | 0 | 1215.5 | 229.1898 | -21.6183 | 8.8848 | 7.395 | -1.78 | 20.4221 | 1.7294 | 52.4504 | 2025-12-26 | 2025_12_26 Hr 16 | 56.0951 | 3.1e-05 | -1215.5 | -339.7343 | 595.4118 | 895.7565 | 44.8531 | 19.213 | 0 | 128.1882 | 324.2323 | 142.9913 | 23.1226 | 192.1628 | 285.811 | 10.14 | 0 | 14.7392 | 247.9653 | 0 | 121.8156 | 0
2025_12_26 Hr 17 | 0 | 0.00018 | 0.005076 | 3.8622 | 3.8622 | 3.8116 | 3.8622 | 3.8622 | 3.8622 | 148.4333 | -14.3 | 0.084 | 6 | 0 | 96.0814 | 96.0814 | 285.811 | 15.21 | 0.00697 | 0.084 | 0.03454 | 0 | 0 | 0.29046 | 0.2376 | 0 | 0 | 247.9653 | 0 | 0 | 0 | 0 | 25.304 | 60.6184 | 0 | 0 | -380.586 | 0.7527 | 13.0203 | 0.55 | -1 | -4.2 | 14.9329 | 0 | 0 | 44.7421 | 44.7421 | 44.7421 | 44.7421 | 52.0257 | 36.7497 | 0 | 0 | 9.8033 | 20.9853 | 0 | 58.2641 | 63.5515 | 8.9652 | 1398.083 | 41.9748 | 78.3047 | 0 | 0.5138 | 0 | 14.074 | 3.248 | 0 | 1239.258 | 243.041 | -21.28 | 8.8848 | 7.395 | -1.78 | 21.5178 | 1.8222 | 53.933 | 2025-12-26 | 2025_12_26 Hr 17 | 59.1685 | 0.000306 | -1239.258 | -380.586 | 662.8239 | 886.0873 | 51.7202 | 19.213 | 0 | 132.5636 | 379.9554 | 150.3049 | 23.1226 | 192.1628 | 285.811 | 15.21 | 0 | 0 | 247.9653 | 0 | 121.8156 | 0
2025_12_26 Hr 18 | 0 | 0 | 0 | 3.8622 | 3.8622 | 3.8116 | 3.8622 | 3.8622 | 3.8622 | 147.6131 | -14.3 | 0.084 | 7 | 0 | 96.0814 | 96.0814 | 285.811 | 15.21 | 0.00697 | 0.084 | 0.03454 | 0 | 0 | 0.29046 | 0.2376 | 0 | 0 | 247.9653 | 0 | 0 | 0 | 0 | 25.2486 | 60.4856 | 0 | 0 | -385.8671 | 0.7527 | 13.0203 | 0.55 | -1 | -4.2 | 14.9329 | 0 | 0 | 44.4367 | 44.4367 | 44.4367 | 44.4367 | 51.6706 | 31.8006 | 0 | 0 | 9.8033 | 20.9853 | 0 | 58.2641 | 63.5515 | 25.8834 | 1395.493 | 41.8829 | 78.1332 | 0 | 0.5138 | 0 | 14.074 | 3.248 | 0 | 1244.042 | 255.6954 | -21.28 | 8.8848 | 7.395 | -1.78 | 21.4707 | 1.8182 | 54.1913 | 2025-12-26 | 2025_12_26 Hr 18 | 59.6181 | -0.000411 | -1244.042 | -385.8671 | 659.9244 | 886.0873 | 64.684 | 19.213 | 0 | 132.3754 | 377.5587 | 149.9903 | 23.1226 | 192.1628 | 285.811 | 15.21 | 0 | 0 | 247.9653 | 0 | 121.8156 | 0
2025_12_26 Hr 19 | 0 | 0 | 0 | 3.8622 | 3.8622 | 3.8116 | 3.8622 | 3.8622 | 3.8622 | 147.4374 | -14.3 | 0.084 | 15 | 0 | 96.0814 | 96.0814 | 285.811 | 15.21 | 0.00697 | 0.084 | 0.03454 | 0 | 0 | 0.29046 | 0.2376 | 0 | 0 | 247.9653 | 0 | 0 | 0 | 0 | 25.2367 | 60.4571 | 0 | 0 | -353.8883 | 0.7527 | 13.0203 | 0.6 | -1 | -4.2 | 14.9329 | 0 | 0 | 44.3713 | 44.3713 | 44.3713 | 44.3713 | 51.5945 | 29.7999 | 0 | 0 | 9.8033 | 20.9853 | 0 | 58.2641 | 0 | 33.8364 | 1331.388 | 41.8632 | 78.0964 | 0 | 0.5138 | 0 | 14.074 | 3.248 | 0 | 1225.8 | 269.5803 | -21.28 | 8.8848 | 7.395 | -1.78 | 21.4606 | 1.8174 | 53.0512 | 2025-12-26 | 2025_12_26 Hr 19 | 58.1279 | -3.6e-05 | -1225.8 | -353.8883 | 659.3032 | 822.5358 | 78.6363 | 19.213 | 0 | 132.3351 | 377.0452 | 149.9229 | 23.1226 | 192.1628 | 285.811 | 15.21 | 0 | 0 | 247.9653 | 0 | 58.2641 | 0
2025_12_26 Hr 20 | 0 | 0 | 0 | 0 | 0 | 0 | 0 | 0 | 0 | 138.093 | -14.3 | 0.084 | 27 | 0 | 96.0814 | 96.0814 | 285.811 | 15.21 | 0.00697 | 0.084 | 0.03454 | 0 | 0 | 0.29046 | 0.2376 | 0 | 0 | 247.9653 | 0 | 0 | 0 | 0 | 24.6053 | 58.9445 | 0 | 0 | -281.3913 | 0.7527 | 13.0203 | 0.71 | -1 | -4.2 | 14.9329 | 0 | 0 | 40.8924 | 40.8924 | 40.8924 | 40.8924 | 47.5493 | 29.7999 | 0 | 0 | 9.8033 | 20.9853 | 0 | 0 | 0 | 35.8608 | 1220.552 | 40.8158 | 76.1425 | 0 | 0.5138 | 0 | 14.074 | 3.248 | 0 | 1197.902 | 280.0209 | -21.28 | 8.8848 | 7.395 | -1.78 | 20.9237 | 1.7719 | 50.9975 | 2025-12-26 | 2025_12_26 Hr 20 | 57.616 | -0.000337 | -1197.902 | -281.3913 | 626.2702 | 741.1491 | 92.6607 | 19.213 | 0 | 130.1911 | 349.74 | 146.3392 | 0 | 192.1628 | 285.811 | 15.21 | 0 | 0 | 247.9653 | 0 | 0 | 0
2025_12_26 Hr 21 | 0 | 0 | 0 | 0 | 0 | 0 | 0 | 0 | 0 | 120.8396 | -14.3 | 0.084 | 43 | 0 | 96.0814 | 96.0814 | 285.811 | 15.21 | 0.00697 | 0.084 | 0.03454 | 0 | 0 | 0.29046 | 0.2376 | 0 | 0 | 247.9653 | 0 | 0 | 0 | 0 | 23.4394 | 56.1516 | 0 | 0 | -256.6025 | 0.7527 | 13.0203 | 0.71 | -1 | -4.2 | 14.9329 | 0 | 0 | 34.469 | 34.469 | 34.469 | 34.469 | 40.0802 | 32.7483 | 0 | 0 | 9.8033 | 20.9853 | 0 | 0 | 0 | 29.9322 | 1166.177 | 38.8818 | 72.5348 | 0 | 0.5138 | 0 | 14.074 | 3.248 | 0 | 1174.718 | 286.4237 | -21.28 | 8.8848 | 7.395 | -1.78 | 19.9323 | 1.688 | 49.7561 | 2025-12-26 | 2025_12_26 Hr 21 | 57.8677 | 0.000336 | -1174.718 | -256.6025 | 565.2783 | 741.1491 | 105.6805 | 19.213 | 0 | 126.2323 | 299.3238 | 139.7221 | 0 | 192.1628 | 285.811 | 15.21 | 0 | 0 | 247.9653 | 0 | 0 | 0
2025_12_26 Hr 22 | 0 | 0 | 0 | 0 | 0 | 0 | 0 | 0 | 0 | 110.2943 | -14.3 | 0.084 | 57 | 0 | 96.0814 | 96.0814 | 285.811 | 13.9425 | 0.00697 | 0.084 | 0.03454 | 0 | 0 | 0.29046 | 0.2376 | 0 | 0 | 247.9653 | 0 | 0 | 0 | 0 | 22.7269 | 54.4446 | 0 | 0 | -280.0192 | 0.7527 | 13.0203 | 0.71 | -1 | -4.2 | 14.9329 | 0 | 0 | 30.543 | 30.543 | 30.543 | 30.543 | 35.5151 | 31.8006 | 0 | 0 | 9.8033 | 20.9853 | 0 | 0 | 0 | 18.9426 | 1131.675 | 37.6998 | 70.3297 | 0 | 0.5138 | 0 | 14.074 | 3.248 | 0 | 1114.818 | 284.4421 | -21.28 | 8.8848 | 7.395 | -1.78 | 19.3263 | 1.6366 | 47.6998 | 2025-12-26 | 2025_12_26 Hr 22 | 53.7193 | 0.000332 | -1114.818 | -280.0192 | 527.9998 | 739.8816 | 107.7432 | 19.213 | 0 | 123.8128 | 268.5092 | 135.6778 | 0 | 192.1628 | 285.811 | 13.9425 | 0 | 0 | 247.9653 | 0 | 0 | 0
2025_12_26 Hr 23 | 0 | 0 | 0 | 0 | 0 | 0 | 0 | 0 | 0 | 95.0621 | 0 | 0.084 | 63 | 0 | 96.0814 | 96.0814 | 286.6375 | 15.29 | 0.00697 | 0.084 | 0.03454 | 0 | 0 | 0.29046 | 0.2376 | 0 | 0 | 247.9653 | 0 | 0 | 0 | 0 | 21.6976 | 51.9789 | 0 | 0 | -313.9337 | 0.7527 | 13.0203 | 0.71 | -1 | -4.2 | 14.9329 | 0 | 0 | 24.872 | 24.872 | 24.872 | 24.872 | 28.921 | 34.749 | 0 | 0 | 9.8033 | 20.9853 | 0 | 0 | 0 | 31.9566 | 1085.844 | 35.9925 | 67.1446 | 0 | 0.5138 | 0 | 14.074 | 3.248 | 0 | 1065.493 | 300.5626 | -6.98 | 8.8848 | 7.395 | -1.78 | 18.4511 | 1.5625 | 46.199 | 2025-12-26 | 2025_12_26 Hr 23 | 61.9319 | 0.000371 | -1065.493 | -313.9337 | 488.4529 | 742.0556 | 129.7056 | 19.213 | 0 | 120.3178 | 223.9992 | 144.1359 | 0 | 192.1628 | 286.6375 | 15.29 | 0 | 0 | 247.9653 | 0 | 0 | 0
2025_12_26 Hr 24 | 0 | 0 | 0 | 0 | 0 | 0 | 0 | 0 | 0 | 84.1066 | 0 | 0.084 | 66 | 0 | 96.0814 | 96.0814 | 286.6375 | 15.29 | 0.00697 | 0.084 | 0.03454 | 0 | 0 | 0.29046 | 0.2376 | 0 | 0 | 247.9653 | 0 | 0 | 0 | 0 | 20.9573 | 50.2055 | 0 | 0 | -335.635 | 0.7527 | 13.0203 | 0.71 | -1 | -4.2 | 14.9329 | 0 | 0 | 20.7933 | 20.7933 | 20.7933 | 20.7933 | 24.1783 | 37.6974 | 0 | 0 | 9.8033 | 20.9853 | 0 | 0 | 0 | 42.9462 | 1051.318 | 34.7645 | 64.8537 | 0 | 0.5138 | 0 | 14.074 | 3.248 | 0 | 1022.002 | 313.299 | -6.98 | 8.8848 | 7.395 | -1.78 | 17.8216 | 1.5092 | 44.7678 | 2025-12-26 | 2025_12_26 Hr 24 | 61.1751 | -0.00024 | -1022.002 | -335.635 | 449.7246 | 742.0556 | 146.6436 | 19.213 | 0 | 117.8041 | 191.9862 | 139.9343 | 0 | 192.1628 | 286.6375 | 15.29 | 0 | 0 | 247.9653 | 0 | 0 | 0
2025_12_27 Hr 01 | 0 | 0 | 0 | 0 | 0 | 0 | 0 | 0 | 0 | 73.5834 | 0 | 0.084 | 69 | 0 | 96.0814 | 96.0814 | 286.6375 | 2.5483 | 0.00697 | 0.084 | 0.03454 | 0 | 0 | 0.29046 | 0.2376 | 0 | 0 | 247.9653 | 0 | 0 | 0 | 0 | 20.4979 | 49.0792 | 0 | 0 | -352.895 | 0.7527 | 13.0431 | 0.71 | -1 | -4.2 | 15.012 | 0 | 0 | 17.2399 | 17.2399 | 17.2399 | 17.2399 | 20.0465 | 46.6479 | 0 | 0 | 9.8018 | 20.5552 | 0 | 0 | 0 | 40.9218 | 1008.205 | 33.2266 | 62.0938 | 0 | 0.5138 | 0 | 14.074 | 3.248 | 0 | 966.0016 | 317.6712 | -6.98 | 8.8679 | 7.395 | -1.78 | 17.0628 | 1.4421 | 42.7843 | 2025-12-27 | 2025_12_27 Hr 01 | 61.2232 | 5.9e-05 | -966.0016 | -352.895 | 413.8001 | 729.3139 | 156.5697 | 19.213 | 0 | 116.3019 | 163.1177 | 134.3805 | 0 | 192.1628 | 286.6375 | 2.5483 | 0 | 0 | 247.9653 | 0 | 0 | 0
2025_12_27 Hr 02 | 0 | 0 | 0 | 0 | 0 | 0 | 0 | 0 | 0 | 65.5697 | 0 | 0.084 | 72 | 0 | 96.0814 | 96.0814 | 286.6375 | 7.645 | 0.00697 | 0.084 | 0.03454 | 0 | 0 | 0.29046 | 0.2376 | 0 | 0 | 247.9653 | 0 | 0 | 0 | 0 | 19.9328 | 47.726 | 0 | 0 | -361.0909 | 0.7527 | 13.0431 | 0.71 | -1 | -4.2 | 15.012 | 0 | 0 | 14.2655 | 14.2655 | 14.2655 | 14.2655 | 16.5878 | 47.7009 | 0 | 0 | 9.8018 | 20.5552 | 0 | 0 | 0 | 51.9114 | 988.0136 | 32.3105 | 60.3818 | 0 | 0.5138 | 0 | 14.074 | 3.248 | 0 | 949.5183 | 329.5756 | -6.98 | 8.8679 | 7.395 | -1.78 | 16.5923 | 1.4024 | 42.2415 | 2025-12-27 | 2025_12_27 Hr 02 | 61.1446 | 4.5e-05 | -949.5183 | -361.0909 | 385.3734 | 734.4106 | 171.6123 | 19.213 | 0 | 114.3836 | 139.7475 | 131.2423 | 0 | 192.1628 | 286.6375 | 7.645 | 0 | 0 | 247.9653 | 0 | 0 | 0
2025_12_27 Hr 03 | 0 | 0 | 0 | 0 | 0 | 0 | 0 | 0 | 0 | 62.7634 | 0 | 0.084 | 77 | 0 | 96.0814 | 96.0814 | 286.6375 | 0 | 0.00697 | 0.084 | 0.03454 | 0 | 0 | 0.29046 | 0.2376 | 0 | 0 | 247.9653 | 0 | 0 | 0 | 0 | 19.7349 | 47.2522 | 0 | 0 | -367.9406 | 0.7527 | 13.0431 | 0.71 | -1 | -4.2 | 15.012 | 0 | 0 | 13.2239 | 13.2239 | 13.2239 | 13.2239 | 15.3766 | 47.7009 | 0 | 0 | 9.8018 | 20.5552 | 0 | 0 | 0 | 58.8522 | 971.5131 | 31.9897 | 59.7823 | 0 | 0.5138 | 0 | 14.074 | 3.248 | 0 | 937.01 | 340.4175 | -6.98 | 8.8679 | 7.395 | -1.78 | 16.4276 | 1.3885 | 41.8379 | 2025-12-27 | 2025_12_27 Hr 03 | 61.1824 | -8e-06 | -937.01 | -367.9406 | 375.4189 | 726.7656 | 183.5531 | 19.213 | 0 | 113.7119 | 131.5637 | 130.1433 | 0 | 192.1628 | 286.6375 | 0 | 0 | 0 | 247.9653 | 0 | 0 | 0
2025_12_27 Hr 04 | 0 | 0 | 0 | 0 | 0 | 0 | 0 | 0 | 0 | 62.7634 | 0 | 0.084 | 82 | 0 | 96.0814 | 96.0814 | 286.6375 | 0 | 0.00697 | 0.084 | 0.03454 | 0 | 0 | 0.29046 | 0.2376 | 0 | 0 | 247.9653 | 0 | 0 | 0 | 0 | 19.7349 | 47.2522 | 0 | 0 | -378.4265 | 0.7527 | 13.0431 | 0.71 | -1 | -4.2 | 15.012 | 0 | 0 | 13.2239 | 13.2239 | 13.2239 | 13.2239 | 15.3766 | 46.6479 | 0 | 0 | 9.8018 | 20.5552 | 0 | 0 | 0 | 53.7912 | 971.5131 | 31.9897 | 59.7823 | 0 | 0.5138 | 0 | 14.074 | 3.248 | 0 | 925.41 | 339.3035 | -6.98 | 8.8679 | 7.395 | -1.78 | 16.4276 | 1.3885 | 41.518 | 2025-12-27 | 2025_12_27 Hr 04 | 61.1504 | 9.2e-05 | -925.41 | -378.4265 | 375.4189 | 726.7656 | 182.4391 | 19.213 | 0 | 113.7119 | 131.5637 | 130.1433 | 0 | 192.1628 | 286.6375 | 0 | 0 | 0 | 247.9653 | 0 | 0 | 0
2025_12_27 Hr 05 | 0 | 0 | 0 | 0 | 0 | 0 | 0 | 0 | 0 | 65.1936 | 0 | 0.084 | 87 | 0 | 96.0814 | 96.0814 | 286.6375 | 3.8225 | 0.00697 | 0.084 | 0.03454 | 0 | 0 | 0.29046 | 0.2376 | 0 | 0 | 247.9653 | 0 | 0 | 0 | 0 | 19.9063 | 47.6625 | 0 | 0 | -368.0028 | 0.7527 | 13.0431 | 0.71 | -1 | -4.2 | 15.012 | 0 | 0 | 14.1259 | 14.1259 | 14.1259 | 14.1259 | 16.4255 | 48.6486 | 0 | 0 | 9.8018 | 20.5552 | 0 | 0 | 0 | 55.8156 | 983.0043 | 32.2675 | 60.3015 | 0 | 0.5138 | 0 | 14.074 | 3.248 | 0 | 957.3017 | 349.2802 | -6.98 | 8.8679 | 7.395 | -1.78 | 16.5703 | 1.4005 | 42.6397 | 2025-12-27 | 2025_12_27 Hr 05 | 60.8506 | 5.9e-05 | -957.3017 | -368.0028 | 384.0393 | 730.5881 | 191.4642 | 19.213 | 0 | 114.2936 | 138.6507 | 131.095 | 0 | 192.1628 | 286.6375 | 3.8225 | 0 | 0 | 247.9653 | 0 | 0 | 0
2025_12_27 Hr 06 | 0 | 0 | 0 | 0 | 0 | 0 | 0 | 0 | 0 | 80.8161 | 0 | 0.084 | 89 | 0 | 96.0814 | 96.0814 | 286.6375 | 7.645 | 0.00697 | 0.084 | 0.03454 | 0 | 0 | 0.29046 | 0.2376 | 0 | 0 | 247.9653 | 0 | 0 | 0 | 0 | 21.008 | 50.3004 | 0 | 0 | -422.8323 | 0.7527 | 13.0431 | 0.71 | -1 | -4.2 | 15.012 | 0 | 0 | 19.9245 | 19.9245 | 19.9245 | 19.9245 | 23.168 | 51.7023 | 0 | 0 | 9.8018 | 20.5552 | 0 | 0 | 0 | 58.8522 | 1036.126 | 34.0534 | 63.6388 | 0 | 0.5138 | 0 | 14.074 | 3.248 | 0 | 969.8017 | 363.4883 | -6.98 | 8.8679 | 7.395 | -1.78 | 17.4873 | 1.478 | 43.8546 | 2025-12-27 | 2025_12_27 Hr 06 | 61.3949 | -1e-05 | -969.8017 | -422.8323 | 439.4559 | 734.4106 | 199.5545 | 19.213 | 0 | 118.0332 | 184.21 | 137.2128 | 0 | 192.1628 | 286.6375 | 7.645 | 0 | 0 | 247.9653 | 0 | 0 | 0
2025_12_27 Hr 07 | 0 | 0 | 0 | 0 | 0 | 0 | 0 | 0 | 0 | 94.0374 | -14.3 | 0.084 | 89 | 0 | 96.0814 | 96.0814 | 285.811 | 0 | 0.00697 | 0.084 | 0.03454 | 0 | 0 | 0.29046 | 0.2376 | 0 | 0 | 247.9653 | 0 | 0 | 0 | 0 | 21.9404 | 52.5328 | 0 | 0 | -401.5524 | 0.7527 | 13.0431 | 0.71 | -1 | -4.2 | 15.012 | 0 | 0 | 24.8317 | 24.8317 | 24.8317 | 24.8317 | 28.8741 | 58.6521 | 0 | 0 | 9.8018 | 20.5552 | 0 | 0 | 0 | 54.8034 | 1069.375 | 35.5647 | 66.4632 | 0 | 0.5138 | 0 | 14.074 | 3.248 | 0 | 1018.11 | 371.5668 | -21.28 | 8.8679 | 7.395 | -1.78 | 18.2635 | 1.5436 | 45.4815 | 2025-12-27 | 2025_12_27 Hr 07 | 59.0398 | -2.2e-05 | -1018.11 | -401.5524 | 472.0548 | 725.9391 | 202.4555 | 19.213 | 0 | 121.198 | 222.7666 | 128.0903 | 0 | 192.1628 | 285.811 | 0 | 0 | 0 | 247.9653 | 0 | 0 | 0
2025_12_27 Hr 08 | 0 | 0 | 0 | 0 | 0 | 0 | 0 | 0 | 0 | 105.06 | -14.3 | 0.084 | 87 | 0 | 96.0814 | 96.0814 | 249.6083 | 5.07 | 0.00697 | 0.084 | 0.03454 | 0 | 0 | 0.29046 | 0.2376 | 0 | 0 | 223.1688 | 0 | 0 | 0 | 0 | 22.7177 | 54.394 | 0 | 0 | -349.6818 | 0.7527 | 13.0431 | 0.71 | -1 | -4.2 | 15.012 | 0 | 0 | 28.9229 | 28.9229 | 28.9229 | 28.9229 | 33.6313 | 62.5482 | 0 | 0 | 9.8018 | 20.5552 | 0 | 0 | 0 | 48.8748 | 1048.229 | 36.8247 | 68.8179 | 0 | 0.5138 | 0 | 14.074 | 3.248 | 0 | 1049.118 | 371.8508 | -21.28 | 8.8679 | 7.395 | -1.78 | 18.9105 | 1.5983 | 46.023 | 2025-12-27 | 2025_12_27 Hr 08 | 56.4948 | 0.000396 | -1049.118 | -349.6818 | 511.1543 | 670.0099 | 198.423 | 19.213 | 0 | 123.8365 | 254.9111 | 132.4067 | 0 | 192.1628 | 249.6083 | 5.07 | 0 | 0 | 223.1688 | 0 | 0 | 0
2025_12_27 Hr 09 | 0.33996 | 0 | 0 | 0 | 0 | 0 | 0 | 0 | 0 | 116.2561 | -14.3 | 0.084 | 85 | 0 | 96.0814 | 96.0814 | 214.6926 | 2.535 | 0.00697 | 0.084 | 0.03454 | 0 | 0 | 0.29046 | 0.2376 | 0 | 0 | 211.6634 | 0 | 0 | 0 | 0 | 23.5072 | 56.2845 | 0 | 0 | -273.8097 | 0.7527 | 13.0431 | 0.71 | -1 | -4.2 | 15.012 | 0 | 0 | 33.0786 | 33.0786 | 33.0786 | 33.0786 | 38.4635 | 61.6005 | 0 | 0 | 9.8018 | 20.5552 | 0 | 0 | 0 | 53.7912 | 1034.604 | 38.1046 | 71.2097 | 0 | 0.5138 | -0.33996 | 14.074 | 3.248 | 0 | 1117.718 | 378.5439 | -21.62 | 8.8679 | 7.395 | -1.78 | 19.5678 | 1.6539 | 47.7326 | 2025-12-27 | 2025_12_27 Hr 09 | 54.8207 | 0.000296 | -1117.718 | -273.8097 | 550.8695 | 621.0538 | 200.3917 | 19.213 | 0 | 126.5165 | 287.5619 | 136.7911 | 0 | 192.1628 | 214.6926 | 2.535 | 0 | 0 | 211.6634 | 0 | 0 | 0
2025_12_27 Hr 10 | 0.33664 | 3e-05 | 0.000846 | 0 | 0 | 0 | 0 | 0 | 0 | 131.0975 | -14.3 | 0.084 | 73 | 0 | 96.0814 | 96.0814 | 214.6922 | 1.2675 | 0.00697 | 0.084 | 0.03454 | 0 | 0 | 0.29046 | 0.2376 | 0 | 0 | 211.6634 | 0 | 0 | 0 | 0 | 24.5539 | 58.7905 | 0 | 0 | -291.8274 | 0.7527 | 13.0431 | 0.71 | -1 | -4.2 | 15.012 | 0 | 0 | 38.5872 | 38.5872 | 38.5872 | 38.5872 | 44.8688 | 55.5984 | 0 | 0 | 9.8018 | 20.5552 | 0 | 0 | 0 | 55.8156 | 1080.171 | 39.8011 | 74.3802 | 0 | 0.5138 | -0.33664 | 14.074 | 3.248 | 0 | 1135.102 | 368.3748 | -21.6166 | 8.8679 | 7.395 | -1.78 | 20.439 | 1.7275 | 48.6558 | 2025-12-27 | 2025_12_27 Hr 10 | 52.5528 | -0.000343 | -1135.102 | -291.8274 | 603.5153 | 619.7859 | 184.4149 | 19.213 | 0 | 130.0691 | 330.8431 | 142.6031 | 0 | 192.1628 | 214.6922 | 1.2675 | 0 | 0 | 211.6634 | 0 | 0 | 0
2025_12_27 Hr 11 | 1.0282 | 0.000105 | 0.002961 | 0 | 0 | 0 | 0 | 0 | 0 | 135.5239 | -14.3 | 0.084 | 49 | 0 | 96.0814 | 96.0814 | 230.369 | 2.535 | 0.00697 | 0.084 | 0.03454 | 0 | 0 | 0.29046 | 0.2376 | 0 | 0 | 217.8625 | 0 | 0 | 0 | 0 | 24.866 | 59.5379 | 0 | 0 | -251.3197 | 0.7527 | 13.0431 | 0.71 | -1 | -4.2 | 15.012 | 0 | 0 | 40.2301 | 40.2301 | 40.2301 | 40.2301 | 46.7792 | 46.6479 | 0 | 0 | 9.8018 | 20.5552 | 0 | 0 | 0 | 51.9114 | 1117.284 | 40.3071 | 75.3258 | 0 | 0.5138 | -1.0282 | 14.074 | 3.248 | 0 | 1177.602 | 333.9451 | -22.3082 | 8.8679 | 7.395 | -1.78 | 20.6988 | 1.7495 | 49.8004 | 2025-12-27 | 2025_12_27 Hr 11 | 54.0798 | -0.000361 | -1177.602 | -251.3197 | 619.2167 | 642.9293 | 147.5624 | 19.213 | 0 | 131.1286 | 343.7516 | 144.3365 | 0 | 192.1628 | 230.369 | 2.535 | 0 | 0 | 217.8625 | 0 | 0 | 0
2025_12_27 Hr 12 | 2.7727 | 0.000225 | 0.006345 | 0 | 0 | 0 | 0 | 0 | 0 | 134.7139 | -14.3 | 0.084 | 34 | 0 | 96.0814 | 96.0814 | 284.9399 | 0 | 0.00697 | 0.084 | 0.03454 | 0 | 0 | 0.29046 | 0.2376 | 0 | 0 | 247.9653 | 0 | 0 | 0 | 0 | 24.8089 | 59.4011 | 0 | 0 | -322.308 | 0.7527 | 13.0431 | 0.71 | -1 | -4.2 | 15.012 | 0 | 0 | 39.9295 | 39.9295 | 39.9295 | 39.9295 | 46.4296 | 45.7002 | 0 | 0 | 9.8018 | 20.5552 | 0 | 0 | 0 | 49.887 | 1196.87 | 40.2145 | 75.1528 | 0 | 0.5138 | -2.7727 | 14.074 | 3.248 | 0 | 1167.91 | 317.4005 | -24.0527 | 8.8679 | 7.395 | -1.78 | 20.6513 | 1.7454 | 50.352 | 2025-12-27 | 2025_12_27 Hr 12 | 52.9402 | 7.4e-05 | -1167.91 | -322.308 | 616.3433 | 725.068 | 129.5938 | 19.213 | 0 | 130.9347 | 341.3893 | 144.0192 | 0 | 192.1628 | 284.9399 | 0 | 0 | 0 | 247.9653 | 0 | 0 | 0
2025_12_27 Hr 13 | 2.7711 | 0.00057 | 0.016074 | 0 | 0 | 0 | 0 | 0 | 0 | 133.9038 | -14.3 | 0.084 | 23 | 0 | 96.0814 | 96.0814 | 284.4479 | 0 | 0.00697 | 0.084 | 0.03454 | 0 | 0 | 0.29046 | 0.2376 | 0 | 0 | 247.9653 | 0 | 0 | 0 | 0 | 24.7518 | 59.2643 | 0 | 0 | -305.0209 | 0.7527 | 13.0431 | 0.71 | -1 | -4.2 | 15.012 | 0 | 0 | 39.6288 | 39.6288 | 39.6288 | 39.6288 | 46.08 | 42.7518 | 0 | 0 | 9.8018 | 20.5552 | 0 | 0 | 0 | 49.887 | 1193.832 | 40.1219 | 74.9797 | 0 | 0.5138 | -2.7711 | 14.074 | 3.248 | 0 | 1167.893 | 303.1335 | -24.0511 | 8.8679 | 7.395 | -1.78 | 20.6037 | 1.7414 | 50.1238 | 2025-12-27 | 2025_12_27 Hr 13 | 51.8392 | 0.000339 | -1167.893 | -305.0209 | 613.4698 | 724.576 | 115.6554 | 19.213 | 0 | 130.7408 | 339.027 | 143.702 | 0 | 192.1628 | 284.4479 | 0 | 0 | 0 | 247.9653 | 0 | 0 | 0
2025_12_27 Hr 14 | 4.5007 | 0.000195 | 0.005499 | 0 | 0 | 0 | 0 | 0 | 0 | 126.9026 | -14.3 | 0.084 | 18 | 0 | 96.0814 | 96.0814 | 278.9962 | 0 | 0.00697 | 0.084 | 0.03454 | 0 | 0 | 0.29046 | 0.2376 | 0 | 0 | 247.3855 | 0 | 0 | 0 | 0 | 24.258 | 58.0821 | 0 | 0 | -262.3141 | 0.7527 | 13.0431 | 0.71 | -1 | -4.2 | 15.012 | 0 | 0 | 37.0302 | 37.0302 | 37.0302 | 37.0302 | 43.0583 | 35.802 | 0 | 0 | 9.8018 | 20.5552 | 0 | 0 | 0 | 55.8156 | 1165.697 | 39.3216 | 73.4841 | 0 | 0.5138 | -4.5007 | 14.074 | 3.248 | 0 | 1173.702 | 296.0999 | -25.7807 | 8.8679 | 7.395 | -1.78 | 20.1927 | 1.7067 | 49.7912 | 2025-12-27 | 2025_12_27 Hr 14 | 53.2757 | -0.000378 | -1173.702 | -262.3141 | 588.635 | 718.5445 | 109.6233 | 19.213 | 0 | 129.065 | 318.6097 | 140.9603 | 0 | 192.1628 | 278.9962 | 0 | 0 | 0 | 247.3855 | 0 | 0 | 0
2025_12_27 Hr 15 | 2.0729 | 0.00027 | 0.007614 | 0 | 0 | 0 | 0 | 0 | 0 | 123.1127 | -14.3 | 0.084 | 11 | 0 | 96.0814 | 96.0814 | 248.3266 | 5.07 | 0.00697 | 0.084 | 0.03454 | 0 | 0 | 0.29046 | 0.2376 | 0 | 0 | 227.0928 | 0 | 0 | 0 | 0 | 23.9908 | 57.4422 | 0 | 0 | -219.211 | 0.7527 | 13.0431 | 0.71 | -1 | -4.2 | 15.012 | 0 | 0 | 35.6235 | 35.6235 | 35.6235 | 35.6235 | 41.4227 | 31.8006 | 0 | 0 | 9.8018 | 20.5552 | 0 | 0 | 0 | 59.8644 | 1107.847 | 38.8884 | 72.6745 | 0 | 0.5138 | -2.0729 | 14.074 | 3.248 | 0 | 1150.518 | 285.2354 | -23.3529 | 8.8679 | 7.395 | -1.78 | 19.9703 | 1.6879 | 48.3089 | 2025-12-27 | 2025_12_27 Hr 15 | 52.9194 | 0.000369 | -1150.518 | -219.211 | 575.1913 | 672.6522 | 102.6729 | 19.213 | 0 | 128.1577 | 307.5574 | 139.4762 | 0 | 192.1628 | 248.3266 | 5.07 | 0 | 0 | 227.0928 | 0 | 0 | 0
2025_12_27 Hr 16 | 3.1011 | 0.000165 | 0.004653 | 0 | 0 | 0 | 0 | 0 | 0 | 125.3114 | -14.3 | 0.084 | 19 | 0 | 96.0814 | 96.0814 | 261.2759 | 0 | 0.00697 | 0.084 | 0.03454 | 0 | 0 | 0.29046 | 0.2376 | 0 | 0 | 239.2684 | 0 | 0 | 0 | 0 | 24.1458 | 57.8135 | 0 | 0 | -271.0866 | 0.7527 | 13.0431 | 0.71 | -1 | -4.2 | 15.012 | 0 | 0 | 36.4396 | 36.4396 | 36.4396 | 36.4396 | 42.3716 | 35.802 | 0 | 0 | 9.8018 | 20.5552 | 0 | 0 | 0 | 70.854 | 1134.837 | 39.1397 | 73.1442 | 0 | 0.5138 | -3.1011 | 14.074 | 3.248 | 0 | 1149.485 | 310.1155 | -24.3811 | 8.8679 | 7.395 | -1.78 | 20.0993 | 1.6988 | 48.9507 | 2025-12-27 | 2025_12_27 Hr 16 | 53.0354 | -4.8e-05 | -1149.485 | -271.0866 | 582.9907 | 692.7071 | 125.6608 | 19.213 | 0 | 128.6841 | 313.9694 | 140.3372 | 0 | 192.1628 | 261.2759 | 0 | 0 | 0 | 239.2684 | 0 | 0 | 0
2025_12_27 Hr 17 | 0 | 1.5e-05 | 0.000423 | 0 | 0 | 0 | 0 | 0 | 0 | 141.5126 | -14.3 | 0.084 | 8 | 0 | 96.0814 | 96.0814 | 285.811 | 0 | 0.00697 | 0.084 | 0.03454 | 0 | 0 | 0.29046 | 0.2376 | 0 | 0 | 247.9653 | 0 | 0 | 0 | 0 | 25.2884 | 60.5491 | 0 | 0 | -286.9537 | 0.7527 | 13.0431 | 0.71 | -1 | -4.2 | 15.012 | 0 | 0 | 42.4529 | 42.4529 | 42.4529 | 42.4529 | 49.3638 | 37.6974 | 0 | 0 | 9.8018 | 20.5552 | 0 | 0 | 0 | 70.854 | 1219.19 | 40.9917 | 76.6052 | 0 | 0.5138 | 0 | 14.074 | 3.248 | 0 | 1215.21 | 304.2541 | -21.28 | 8.8679 | 7.395 | -1.78 | 21.0504 | 1.7792 | 51.7539 | 2025-12-27 | 2025_12_27 Hr 17 | 55.0511 | 4.3e-05 | -1215.21 | -286.9537 | 640.4598 | 725.9391 | 116.5518 | 19.213 | 0 | 132.5622 | 361.216 | 146.6816 | 0 | 192.1628 | 285.811 | 0 | 0 | 0 | 247.9653 | 0 | 0 | 0
2025_12_27 Hr 18 | 0 | 0 | 0 | 0 | 0 | 0 | 0 | 0 | 0 | 145.5629 | -14.3 | 0.084 | 6 | 0 | 96.0814 | 96.0814 | 285.811 | 1.2675 | 0.00697 | 0.084 | 0.03454 | 0 | 0 | 0.29046 | 0.2376 | 0 | 0 | 247.9653 | 0 | 0 | 0 | 0 | 25.574 | 61.2329 | 0 | 0 | -277.0744 | 0.7527 | 13.0431 | 0.71 | -1 | -4.2 | 15.012 | 0 | 0 | 43.9562 | 43.9562 | 43.9562 | 43.9562 | 51.1119 | 34.749 | 0 | 0 | 9.8018 | 20.5552 | 0 | 0 | 0 | 61.8888 | 1233.238 | 41.4547 | 77.4704 | 0 | 0.5138 | 0 | 14.074 | 3.248 | 0 | 1226.81 | 291.9266 | -21.28 | 8.8679 | 7.395 | -1.78 | 21.2881 | 1.7993 | 52.0818 | 2025-12-27 | 2025_12_27 Hr 18 | 59.3635 | 8.1e-05 | -1226.81 | -277.0744 | 654.8271 | 727.2066 | 102.6378 | 19.213 | 0 | 133.5317 | 373.0277 | 148.2677 | 0 | 192.1628 | 285.811 | 1.2675 | 0 | 0 | 247.9653 | 0 | 0 | 0
2025_12_27 Hr 19 | 0 | 0 | 0 | 0 | 0 | 0 | 0 | 0 | 0 | 141.1365 | -14.3 | 0.084 | 4 | 0 | 96.0814 | 96.0814 | 285.811 | 0 | 0.00697 | 0.084 | 0.03454 | 0 | 0 | 0.29046 | 0.2376 | 0 | 0 | 247.9653 | 0 | 0 | 0 | 0 | 25.2618 | 60.4855 | 0 | 0 | -297.5041 | 0.7527 | 13.0431 | 0.71 | -1 | -4.2 | 15.012 | 0 | 0 | 42.3133 | 42.3133 | 42.3133 | 42.3133 | 49.2015 | 30.7476 | 0 | 0 | 9.8018 | 20.5552 | 0 | 0 | 0 | 61.8888 | 1218.002 | 40.9487 | 76.5248 | 0 | 0.5138 | 0 | 14.074 | 3.248 | 0 | 1183.41 | 284.1918 | -21.28 | 8.8679 | 7.395 | -1.78 | 21.0283 | 1.7773 | 50.6374 | 2025-12-27 | 2025_12_27 Hr 19 | 58.3851 | 5.9e-05 | -1183.41 | -297.5041 | 639.1257 | 725.9391 | 96.6364 | 19.213 | 0 | 132.4721 | 360.1192 | 146.5343 | 0 | 192.1628 | 285.811 | 0 | 0 | 0 | 247.9653 | 0 | 0 | 0
2025_12_27 Hr 20 | 0 | 0 | 0 | 0 | 0 | 0 | 0 | 0 | 0 | 132.3126 | -14.3 | 0.084 | 4 | 0 | 96.0814 | 96.0814 | 285.811 | 0 | 0.00697 | 0.084 | 0.03454 | 0 | 0 | 0.29046 | 0.2376 | 0 | 0 | 247.9653 | 0 | 0 | 0 | 0 | 24.6396 | 58.9956 | 0 | 0 | -301.073 | 0.7527 | 13.0431 | 0.71 | -1 | -4.2 | 15.012 | 0 | 0 | 39.0382 | 39.0382 | 39.0382 | 39.0382 | 45.3932 | 34.749 | 0 | 0 | 9.8018 | 20.5552 | 0 | 0 | 0 | 62.7564 | 1190.158 | 39.94 | 74.6398 | 0 | 0.5138 | 0 | 14.074 | 3.248 | 0 | 1153.41 | 285.6054 | -21.28 | 8.8679 | 7.395 | -1.78 | 20.5103 | 1.7335 | 49.5002 | 2025-12-27 | 2025_12_27 Hr 20 | 59.2165 | -1e-05 | -1153.41 | -301.073 | 607.8255 | 725.9391 | 101.5054 | 19.213 | 0 | 130.36 | 334.3867 | 143.0789 | 0 | 192.1628 | 285.811 | 0 | 0 | 0 | 247.9653 | 0 | 0 | 0
2025_12_27 Hr 21 | 0 | 0 | 0 | 0 | 0 | 0 | 0 | 0 | 0 | 125.3114 | -14.3 | 0.084 | 4 | 0 | 96.0814 | 96.0814 | 285.1295 | 0 | 0.00697 | 0.084 | 0.03454 | 0 | 0 | 0.29046 | 0.2376 | 0 | 0 | 247.9653 | 0 | 0 | 0 | 0 | 24.1458 | 57.8135 | 0 | 0 | -312.4423 | 0.7527 | 13.0431 | 0.71 | -1 | -4.2 | 15.012 | 0 | 0 | 36.4396 | 36.4396 | 36.4396 | 36.4396 | 42.3716 | 35.802 | 0 | 0 | 9.8018 | 20.5552 | 0 | 0 | 0 | 64.7808 | 1167.383 | 39.1397 | 73.1442 | 0 | 0.5138 | 0 | 14.074 | 3.248 | 0 | 1119.602 | 285.9411 | -21.28 | 8.8679 | 7.395 | -1.78 | 20.0993 | 1.6988 | 48.3152 | 2025-12-27 | 2025_12_27 Hr 21 | 52.4609 | -0.000266 | -1119.602 | -312.4423 | 582.9907 | 725.2576 | 104.5828 | 19.213 | 0 | 128.6841 | 313.9694 | 140.3372 | 0 | 192.1628 | 285.1295 | 0 | 0 | 0 | 247.9653 | 0 | 0 | 0
2025_12_27 Hr 22 | 0 | 0 | 0 | 0 | 0 | 0 | 0 | 0 | 0 | 109.6889 | -14.3 | 0.084 | 2 | 0 | 96.0814 | 96.0814 | 285.1295 | 0 | 0.00697 | 0.084 | 0.03454 | 0 | 0 | 0.29046 | 0.2376 | 0 | 0 | 247.9653 | 0 | 0 | 0 | 0 | 23.0441 | 55.1756 | 0 | 0 | -296.4521 | 0.7527 | 13.0431 | 0.71 | -1 | -4.2 | 15.012 | 0 | 0 | 30.641 | 30.641 | 30.641 | 30.641 | 35.6291 | 34.749 | 0 | 0 | 9.8018 | 20.5552 | 0 | 0 | 0 | 63.7686 | 1118.084 | 37.3539 | 69.8068 | 0 | 0.5138 | 0 | 14.074 | 3.248 | 0 | 1076.11 | 275.7581 | -21.28 | 8.8679 | 7.395 | -1.78 | 19.1822 | 1.6213 | 46.388 | 2025-12-27 | 2025_12_27 Hr 22 | 53.3007 | 0.000142 | -1076.11 | -296.4521 | 527.5741 | 725.2576 | 100.5176 | 19.213 | 0 | 124.9445 | 268.4102 | 134.2194 | 0 | 192.1628 | 285.1295 | 0 | 0 | 0 | 247.9653 | 0 | 0 | 0
2025_12_27 Hr 23 | 0 | 0 | 0 | 0 | 0 | 0 | 0 | 0 | 0 | 93.2563 | 0 | 0.084 | 0 | 0 | 96.0814 | 96.0814 | 286.6375 | 3.8225 | 0.00697 | 0.084 | 0.03454 | 0 | 0 | 0.29046 | 0.2376 | 0 | 0 | 247.9653 | 0 | 0 | 0 | 0 | 21.8853 | 52.4009 | 0 | 0 | -275.2578 | 0.7527 | 13.0431 | 0.71 | -1 | -4.2 | 15.012 | 0 | 0 | 24.5418 | 24.5418 | 24.5418 | 24.5418 | 28.537 | 35.802 | 0 | 0 | 9.8018 | 20.5552 | 0 | 0 | 0 | 64.7808 | 1071.56 | 35.4754 | 66.2964 | 0 | 0.5138 | 0 | 14.074 | 3.248 | 0 | 1058.71 | 269.3882 | -6.98 | 8.8679 | 7.395 | -1.78 | 18.2176 | 1.5397 | 45.4223 | 2025-12-27 | 2025_12_27 Hr 23 | 58.3272 | 4.2e-05 | -1058.71 | -275.2578 | 483.584 | 730.5881 | 100.5828 | 19.213 | 0 | 121.011 | 220.4886 | 142.0844 | 0 | 192.1628 | 286.6375 | 3.8225 | 0 | 0 | 247.9653 | 0 | 0 | 0
2025_12_27 Hr 24 | 0 | 0 | 0 | 0 | 0 | 0 | 0 | 0 | 0 | 79.601 | 0 | 0.084 | 1 | 0 | 96.0814 | 96.0814 | 286.6375 | 2.5483 | 0.00697 | 0.084 | 0.03454 | 0 | 0 | 0.29046 | 0.2376 | 0 | 0 | 247.9653 | 0 | 0 | 0 | 0 | 20.9223 | 50.0952 | 0 | 0 | -273.6927 | 0.7527 | 13.0431 | 0.71 | -1 | -4.2 | 15.012 | 0 | 0 | 19.4735 | 19.4735 | 19.4735 | 19.4735 | 22.6436 | 34.749 | 0 | 0 | 9.8018 | 20.5552 | 0 | 0 | 0 | 59.8644 | 1027.195 | 33.9145 | 63.3793 | 0 | 0.5138 | 0 | 14.074 | 3.248 | 0 | 1005.593 | 259.0714 | -6.98 | 8.8679 | 7.395 | -1.78 | 17.416 | 1.472 | 43.305 | 2025-12-27 | 2025_12_27 Hr 24 | 58.0827 | 0.000355 | -1005.593 | -273.6927 | 435.1458 | 729.3139 | 95.6134 | 19.213 | 0 | 117.7423 | 180.6665 | 136.737 | 0 | 192.1628 | 286.6375 | 2.5483 | 0 | 0 | 247.9653 | 0 | 0 | 0
2025_12_28 Hr 01 | 0 | 0 | 0 | 0 | 0 | 0 | 0 | 0 | 0 | 72.5539 | 0 | 0.084 | 7 | 0 | 96.0814 | 96.0814 | 286.6375 | 0 | 0.00697 | 0.084 | 0.03454 | 0 | 0 | 0.29046 | 0.2376 | 0 | 0 | 247.9653 | 0 | 0 | 0 | 0 | 20.6412 | 49.3963 | 0 | 0 | -257.3429 | 0.7527 | 13.0659 | 0.71 | -1 | -4.2 | 15.0912 | 0 | 0 | 17.1265 | 17.1265 | 17.1265 | 17.1265 | 19.9145 | 30.7476 | 0 | 0 | 9.8003 | 20.296 | 0 | 0 | 0 | 57.84 | 1004.586 | 32.9587 | 61.6997 | 0 | 0.5138 | 0 | 14.074 | 3.248 | 0 | 995.91 | 255.6474 | -6.98 | 8.8509 | 7.395 | -1.78 | 16.9541 | 1.4302 | 42.7077 | 2025-12-28 | 2025_12_28 Hr 01 | 55.0324 | 5.4e-05 | -995.91 | -257.3429 | 411.6868 | 726.7656 | 95.5876 | 19.213 | 0 | 116.8458 | 161.5023 | 133.3388 | 0 | 192.1628 | 286.6375 | 0 | 0 | 0 | 247.9653 | 0 | 0 | 0
2025_12_28 Hr 02 | 0 | 0 | 0 | 0 | 0 | 0 | 0 | 0 | 0 | 64.269 | 0 | 0.084 | 32 | 0 | 96.0814 | 96.0814 | 286.6375 | 0 | 0.00697 | 0.084 | 0.03454 | 0 | 0 | 0.29046 | 0.2376 | 0 | 0 | 247.9653 | 0 | 0 | 0 | 0 | 20.0363 | 47.9486 | 0 | 0 | -263.3459 | 0.7527 | 13.0659 | 0.71 | -1 | -4.2 | 15.0912 | 0 | 0 | 14.061 | 14.061 | 14.061 | 14.061 | 16.35 | 30.7476 | 0 | 0 | 9.8003 | 20.296 | 0 | 0 | 0 | 51.9114 | 978.4218 | 31.9928 | 59.8914 | 0 | 0.5138 | 0 | 14.074 | 3.248 | 0 | 979.5016 | 271.4058 | -6.98 | 8.8509 | 7.395 | -1.78 | 16.4572 | 1.3883 | 42.139 | 2025-12-28 | 2025_12_28 Hr 02 | 55.4224 | 0.000118 | -979.5016 | -263.3459 | 382.21 | 726.7656 | 114.659 | 19.213 | 0 | 114.7932 | 137.3912 | 130.0257 | 0 | 192.1628 | 286.6375 | 0 | 0 | 0 | 247.9653 | 0 | 0 | 0
2025_12_28 Hr 03 | 0 | 0 | 0 | 0 | 0 | 0 | 0 | 0 | 0 | 63.869 | 0 | 0.084 | 53 | 0 | 96.0814 | 96.0814 | 286.6375 | 0 | 0.00697 | 0.084 | 0.03454 | 0 | 0 | 0.29046 | 0.2376 | 0 | 0 | 247.9653 | 0 | 0 | 0 | 0 | 20.0071 | 47.8787 | 0 | 0 | -307.0913 | 0.7527 | 13.0659 | 0.71 | -1 | -4.2 | 15.0912 | 0 | 0 | 13.913 | 13.913 | 13.913 | 13.913 | 16.178 | 35.802 | 0 | 0 | 9.8003 | 20.296 | 0 | 0 | 0 | 46.8504 | 977.1587 | 31.9461 | 59.8041 | 0 | 0.5138 | 0 | 14.074 | 3.248 | 0 | 955.3267 | 292.2393 | -6.98 | 8.8509 | 7.395 | -1.78 | 16.4333 | 1.3863 | 41.7603 | 2025-12-28 | 2025_12_28 Hr 03 | 54.0311 | 5e-06 | -955.3267 | -307.0913 | 380.787 | 726.7656 | 135.6524 | 19.213 | 0 | 114.6941 | 136.2272 | 129.8658 | 0 | 192.1628 | 286.6375 | 0 | 0 | 0 | 247.9653 | 0 | 0 | 0
2025_12_28 Hr 04 | 0 | 0 | 0 | 0 | 0 | 0 | 0 | 0 | 0 | 60.4979 | 0 | 0.084 | 66 | 0 | 96.0814 | 96.0814 | 286.6375 | 0 | 0.00697 | 0.084 | 0.03454 | 0 | 0 | 0.29046 | 0.2376 | 0 | 0 | 247.9653 | 0 | 0 | 0 | 0 | 19.7609 | 47.2897 | 0 | 0 | -311.8568 | 0.7527 | 13.0659 | 0.71 | -1 | -4.2 | 15.0912 | 0 | 0 | 12.6657 | 12.6657 | 12.6657 | 12.6657 | 14.7276 | 34.749 | 0 | 0 | 9.8003 | 20.296 | 0 | 0 | 0 | 42.9462 | 966.5128 | 31.5531 | 59.0684 | 0 | 0.5138 | 0 | 14.074 | 3.248 | 0 | 946.61 | 298.934 | -6.98 | 8.8509 | 7.395 | -1.78 | 16.2311 | 1.3692 | 41.4789 | 2025-12-28 | 2025_12_28 Hr 04 | 53.8507 | 1.9e-05 | -946.61 | -311.8568 | 368.793 | 726.7656 | 143.6952 | 19.213 | 0 | 113.8588 | 126.4165 | 128.5177 | 0 | 192.1628 | 286.6375 | 0 | 0 | 0 | 247.9653 | 0 | 0 | 0
2025_12_28 Hr 05 | 0 | 0 | 0 | 0 | 0 | 0 | 0 | 0 | 0 | 65.8117 | 0 | 0.084 | 70 | 0 | 96.0814 | 96.0814 | 286.6375 | 0 | 0.00697 | 0.084 | 0.03454 | 0 | 0 | 0.29046 | 0.2376 | 0 | 0 | 247.9653 | 0 | 0 | 0 | 0 | 20.1489 | 48.2182 | 0 | 0 | -328.0071 | 0.7527 | 13.0659 | 0.71 | -1 | -4.2 | 15.0912 | 0 | 0 | 14.6318 | 14.6318 | 14.6318 | 14.6318 | 17.0138 | 37.6974 | 0 | 0 | 9.8003 | 20.296 | 0 | 0 | 0 | 41.934 | 983.2936 | 32.1726 | 60.2281 | 0 | 0.5138 | 0 | 14.074 | 3.248 | 0 | 955.3017 | 306.9951 | -6.98 | 8.8509 | 7.395 | -1.78 | 16.5498 | 1.3961 | 42.0345 | 2025-12-28 | 2025_12_28 Hr 05 | 53.2132 | -1.7e-05 | -955.3017 | -328.0071 | 387.6988 | 726.7656 | 149.6314 | 19.213 | 0 | 115.1754 | 141.8808 | 130.6426 | 0 | 192.1628 | 286.6375 | 0 | 0 | 0 | 247.9653 | 0 | 0 | 0
2025_12_28 Hr 06 | 0 | 0 | 0 | 0 | 0 | 0 | 0 | 0 | 0 | 74.3251 | 0 | 0.084 | 72 | 0 | 96.0814 | 96.0814 | 286.6375 | 12.7417 | 0.00697 | 0.084 | 0.03454 | 0 | 0 | 0.29046 | 0.2376 | 0 | 0 | 247.9653 | 0 | 0 | 0 | 0 | 20.7706 | 49.7058 | 0 | 0 | -357.684 | 0.7527 | 13.0659 | 0.71 | -1 | -4.2 | 15.0912 | 0 | 0 | 17.7818 | 17.7818 | 17.7818 | 17.7818 | 20.6765 | 40.7511 | 0 | 0 | 9.8003 | 20.296 | 0 | 0 | 0 | 41.934 | 1022.921 | 33.1652 | 62.0863 | 0 | 0.5138 | 0 | 14.074 | 3.248 | 0 | 973.71 | 315.4532 | -6.98 | 8.8509 | 7.395 | -1.78 | 17.0604 | 1.4392 | 43.1516 | 2025-12-28 | 2025_12_28 Hr 06 | 65.0361 | 6.6e-05 | -973.71 | -357.684 | 417.9887 | 739.5072 | 154.6851 | 19.213 | 0 | 117.2846 | 166.657 | 134.0471 | 0 | 192.1628 | 286.6375 | 12.7417 | 0 | 0 | 247.9653 | 0 | 0 | 0
2025_12_28 Hr 07 | 0 | 0 | 0 | 0 | 0 | 0 | 0 | 0 | 0 | 87.5809 | 0 | 0.084 | 73 | 0 | 96.0814 | 96.0814 | 177.2028 | 0 | 0.00697 | 0.084 | 0.03454 | 0 | 0 | 0.29046 | 0.2376 | 0 | 0 | 173.5757 | 0 | 0 | 0 | 0 | 21.7385 | 52.0221 | 0 | 0 | -190.937 | 0.7527 | 13.0659 | 0.71 | -1 | -4.2 | 15.0912 | 0 | 0 | 22.6865 | 22.6865 | 22.6865 | 22.6865 | 26.3797 | 41.6988 | 0 | 0 | 9.8003 | 20.296 | 0 | 0 | 0 | 41.934 | 868.2169 | 34.7107 | 64.9796 | 0 | 0.5138 | 0 | 14.074 | 3.248 | 0 | 993.0016 | 322.7018 | -6.98 | 8.8509 | 7.395 | -1.78 | 17.8554 | 1.5062 | 41.7191 | 2025-12-28 | 2025_12_28 Hr 07 | 44.9774 | 1e-06 | -993.0016 | -190.937 | 465.1515 | 542.9413 | 156.6328 | 19.213 | 0 | 120.5689 | 205.2348 | 139.3479 | 0 | 192.1628 | 177.2028 | 0 | 0 | 0 | 173.5757 | 0 | 0 | 0
2025_12_28 Hr 08 | 0 | 0 | 0 | 0 | 0 | 0 | 0 | 0 | 0 | 101.2367 | 0 | 0.084 | 69 | 0 | 96.0814 | 96.0814 | 177.8848 | 0 | 0.00697 | 0.084 | 0.03454 | 0 | 0 | 0.29046 | 0.2376 | 0 | 0 | 175.3155 | 0 | 0 | 0 | 0 | 22.7356 | 54.4083 | 0 | 0 | -230.2686 | 0.7527 | 13.0659 | 0.71 | -1 | -4.2 | 15.0912 | 0 | 0 | 27.7392 | 27.7392 | 27.7392 | 27.7392 | 32.2549 | 46.6479 | 0 | 0 | 9.8003 | 20.296 | 0 | 0 | 0 | 41.934 | 913.7637 | 36.3029 | 67.9601 | 0 | 0.5138 | 0 | 14.074 | 3.248 | 0 | 1005.627 | 329.1117 | -6.98 | 8.8509 | 7.395 | -1.78 | 18.6744 | 1.5753 | 42.735 | 2025-12-28 | 2025_12_28 Hr 08 | 35.4452 | -0.00029 | -1005.627 | -230.2686 | 513.7373 | 545.3631 | 157.5819 | 19.213 | 0 | 123.9522 | 244.9765 | 144.8087 | 0 | 192.1628 | 177.8848 | 0 | 0 | 0 | 175.3155 | 0 | 0 | 0
2025_12_28 Hr 09 | 0 | 0 | 0 | 0 | 0 | 0 | 0 | 0 | 0 | 117.8636 | 0 | 0.084 | 56 | 0 | 96.0814 | 96.0814 | 177.2028 | 0 | 0.00697 | 0.084 | 0.03454 | 0 | 0 | 0.29046 | 0.2376 | 0 | 0 | 0 | 0 | 0 | 0 | 0 | 23.9496 | 57.3137 | 0 | 0 | -52.3901 | 0.7527 | 13.0659 | 2.43 | -1 | -4.2 | 15.0912 | 0 | 0 | 33.8912 | 33.8912 | 33.8912 | 33.8912 | 39.4084 | 52.65 | 0 | 0 | 9.8003 | 20.296 | 0 | 0 | 0 | 38.8974 | 790.274 | 38.2414 | 71.5891 | 0 | 0.5138 | 0 | 14.074 | 3.248 | 0 | 1056.63 | 325.726 | -6.98 | 8.8509 | 7.395 | -1.78 | 19.6716 | 1.6594 | 42.4304 | 2025-12-28 | 2025_12_28 Hr 09 | 36.6618 | -2.9e-05 | -1056.63 | -52.3901 | 572.8941 | 369.3656 | 147.5474 | 19.213 | 0 | 128.0716 | 293.3649 | 151.4576 | 0 | 192.1628 | 177.2028 | 0 | 0 | 0 | 0 | 0 | 0 | 0
2025_12_28 Hr 10 | 1.3698 | 1.5e-05 | 0.000423 | 0 | 0 | 0 | 0 | 0 | 0 | 127.5484 | 0 | 0.084 | 53 | 0 | 96.0814 | 96.0814 | 181.2926 | 1.2675 | 0.00697 | 0.084 | 0.03454 | 0 | 0 | 0.29046 | 0.2376 | 0 | 0 | 0 | 0 | 0 | 0 | 0 | 24.6568 | 59.006 | 0 | 0 | -30.0999 | 0.7527 | 13.0659 | 2.43 | -1 | -4.2 | 15.0912 | 0 | 0 | 37.4746 | 37.4746 | 37.4746 | 37.4746 | 43.5751 | 48.6486 | 0 | 0 | 9.8003 | 20.296 | 0 | 0 | 0 | 37.8852 | 826.2163 | 39.3706 | 73.703 | 0 | 0.5138 | -1.3698 | 14.074 | 3.248 | 0 | 1110.722 | 322.9551 | -8.3498 | 8.8509 | 7.395 | -1.78 | 20.2524 | 1.7084 | 44.2723 | 2025-12-28 | 2025_12_28 Hr 10 | 43.4115 | -0.000312 | -1110.722 | -30.0999 | 607.3515 | 374.7229 | 139.5342 | 19.213 | 0 | 130.4711 | 321.55 | 155.3304 | 0 | 192.1628 | 181.2926 | 1.2675 | 0 | 0 | 0 | 0 | 0 | 0
2025_12_28 Hr 11 | 1.3698 | 0.00045 | 0.01269 | 0 | 0 | 0 | 0 | 0 | 0 | 126.7484 | 0 | 0.084 | 53 | 0 | 96.0814 | 96.0814 | 181.293 | 0 | 0.00697 | 0.084 | 0.03454 | 0 | 0 | 0.29046 | 0.2376 | 0 | 0 | 0 | 0 | 0 | 0 | 0 | 24.5984 | 58.8662 | 0 | 0 | -8.7322 | 0.7527 | 13.0659 | 2.43 | -1 | -4.2 | 15.0912 | 0 | 0 | 37.1786 | 37.1786 | 37.1786 | 37.1786 | 43.231 | 48.6486 | 0 | 0 | 9.8003 | 20.296 | 0 | 0 | 0 | 39.9096 | 822.4353 | 39.2773 | 73.5284 | 0 | 0.5138 | -1.3698 | 14.074 | 3.248 | 0 | 1130.013 | 324.66 | -8.3498 | 8.8509 | 7.395 | -1.78 | 20.2045 | 1.7044 | 44.7527 | 2025-12-28 | 2025_12_28 Hr 11 | 43.6239 | 0.000237 | -1130.013 | -8.7322 | 604.5054 | 373.4558 | 141.5713 | 19.213 | 0 | 130.2729 | 319.2219 | 155.0105 | 0 | 192.1628 | 181.293 | 0 | 0 | 0 | 0 | 0 | 0 | 0
2025_12_28 Hr 12 | 2.7727 | 0.000795 | 0.022419 | 0 | 0 | 0 | 0 | 0 | 0 | 126.577 | 0 | 0.084 | 46 | 0 | 96.0814 | 96.0814 | 177.2028 | 0 | 0.00697 | 0.084 | 0.03454 | 0 | 0 | 0.29046 | 0.2376 | 0 | 0 | 0 | 0 | 0 | 0 | 0 | 24.5859 | 58.8362 | 0 | 4.3303 | -0.45656 | 0.7527 | 13.0659 | 2.43 | -1 | -4.2 | 15.0912 | 0 | 0 | 37.1152 | 37.1152 | 37.1152 | 37.1152 | 43.1572 | 50.6493 | 0 | 0 | 9.8003 | 20.296 | 0 | 0 | 0 | 39.9096 | 817.8135 | 39.2574 | 73.4909 | 0 | 0.5138 | -2.7727 | 14.074 | 3.248 | 0 | 1132.93 | 320.9955 | -9.7527 | 8.8509 | 7.395 | -1.78 | 20.1942 | 1.7035 | 44.7019 | 2025-12-28 | 2025_12_28 Hr 12 | 42.7857 | -4.91e-05 | -1132.93 | 3.8738 | 603.8955 | 369.3656 | 136.5821 | 19.213 | 0 | 130.2304 | 318.7231 | 154.942 | 0 | 192.1628 | 177.2028 | 0 | 0 | 0 | 0 | 0 | 0 | 0
2025_12_28 Hr 13 | 1.7296 | 0.0006 | 0.01692 | 0 | 0 | 0 | 0 | 0 | 0 | 123.4059 | 0 | 0.084 | 48 | 0 | 96.0814 | 96.0814 | 177.2028 | 0 | 0.00697 | 0.084 | 0.03454 | 0 | 0 | 0.29046 | 0.2376 | 0 | 0 | 0 | 0 | 0 | 0 | 0 | 24.3543 | 58.2821 | 0 | 20.978 | 0 | 0.7527 | 13.0659 | 2.43 | -1 | -4.2 | 15.0912 | 0 | 0 | 35.9419 | 35.9419 | 35.9419 | 35.9419 | 41.7929 | 50.6493 | 0 | 0 | 9.8003 | 20.296 | 0 | 0 | 0 | 37.8852 | 807.7936 | 38.8876 | 72.7988 | 0 | 0.5138 | -1.7296 | 14.074 | 3.248 | 0 | 1138.722 | 318.6597 | -8.7096 | 8.8509 | 7.395 | -1.78 | 20.004 | 1.6875 | 44.7055 | 2025-12-28 | 2025_12_28 Hr 13 | 41.0262 | -0.000368 | -1138.722 | 20.978 | 592.6131 | 369.3656 | 136.552 | 19.213 | 0 | 129.4448 | 309.4944 | 153.6739 | 0 | 192.1628 | 177.2028 | 0 | 0 | 0 | 0 | 0 | 0 | 0
2025_12_28 Hr 14 | 1.0315 | 0.001665 | 0.046953 | 0 | 0 | 0 | 0 | 0 | 0 | 115.721 | 0 | 0.084 | 56 | 0 | 96.0814 | 96.0814 | 177.2028 | 0 | 0.00697 | 0.084 | 0.03454 | 0 | 0 | 0.29046 | 0.2376 | 0 | 0 | 0 | 0 | 0 | 0 | 0 | 23.7932 | 56.9393 | 0 | 43.3229 | 0 | 0.7527 | 13.0659 | 2.43 | -1 | -4.2 | 15.0912 | 0 | 0 | 33.0984 | 33.0984 | 33.0984 | 33.0984 | 38.4866 | 48.6486 | 0 | 0 | 9.8003 | 20.296 | 0 | 0 | 0 | 32.9688 | 783.5546 | 37.9916 | 71.1215 | 0 | 0.5138 | -1.0315 | 14.074 | 3.248 | 0 | 1134.838 | 315.9724 | -8.0115 | 8.8509 | 7.395 | -1.78 | 19.5431 | 1.6486 | 44.2582 | 2025-12-28 | 2025_12_28 Hr 14 | 39.3119 | 0.000329 | -1134.838 | 43.3229 | 565.2709 | 369.3656 | 137.666 | 19.213 | 0 | 127.5408 | 287.1293 | 150.6008 | 0 | 192.1628 | 177.2028 | 0 | 0 | 0 | 0 | 0 | 0 | 0
2025_12_28 Hr 15 | 1.0315 | 0.001065 | 0.030033 | 0 | 0 | 0 | 0 | 0 | 0 | 119.2635 | 0 | 0.084 | 64 | 0 | 96.0814 | 96.0814 | 184.0197 | 0 | 0.00697 | 0.084 | 0.03454 | 0 | 0 | 0.29046 | 0.2376 | 0 | 0 | 0 | 0 | 0 | 0 | 0 | 24.0519 | 57.5583 | 0 | 22.4963 | -0.5923 | 0.7527 | 13.0659 | 2.43 | -1 | -4.2 | 15.0912 | 0 | 0 | 34.4092 | 34.4092 | 34.4092 | 34.4092 | 40.0107 | 47.7009 | 0 | 0 | 9.8003 | 20.296 | 0 | 0 | 0 | 29.9322 | 801.5417 | 38.4046 | 71.8947 | 0 | 0.5138 | -1.0315 | 14.074 | 3.248 | 0 | 1136.838 | 321.4041 | -8.0115 | 8.8509 | 7.395 | -1.78 | 19.7556 | 1.6665 | 44.619 | 2025-12-28 | 2025_12_28 Hr 15 | 38.9451 | 0.0003738 | -1136.838 | 21.904 | 577.8747 | 376.1825 | 141.6642 | 19.213 | 0 | 128.4184 | 297.4389 | 152.0174 | 0 | 192.1628 | 184.0197 | 0 | 0 | 0 | 0 | 0 | 0 | 0
2025_12_28 Hr 16 | 0 | 0.000555 | 0.015651 | 0 | 0 | 0 | 0 | 0 | 0 | 125.0058 | 0 | 0.084 | 63 | 0 | 96.0814 | 96.0814 | 177.2028 | 0 | 0.00697 | 0.084 | 0.03454 | 0 | 0 | 0.29046 | 0.2376 | 0 | 0 | 0 | 0 | 0 | 0 | 0 | 24.4712 | 58.5617 | 0 | 30.6775 | 0 | 0.7527 | 13.0659 | 2.43 | -1 | -4.2 | 15.0912 | 0 | 0 | 36.5338 | 36.5338 | 36.5338 | 36.5338 | 42.4812 | 48.6486 | 0 | 0 | 9.8003 | 20.296 | 0 | 0 | 0 | 26.8956 | 812.8447 | 39.0742 | 73.148 | 0 | 0.5138 | 0 | 14.074 | 3.248 | 0 | 1156.122 | 319.5795 | -6.98 | 8.8509 | 7.395 | -1.78 | 20.0999 | 1.6956 | 45.2647 | 2025-12-28 | 2025_12_28 Hr 16 | 37.679 | -0.000308 | -1156.122 | 30.6775 | 598.3052 | 369.3656 | 138.5604 | 19.213 | 0 | 129.8411 | 314.1504 | 154.3136 | 0 | 192.1628 | 177.2028 | 0 | 0 | 0 | 0 | 0 | 0 | 0
2025_12_28 Hr 17 | 0 | 0.000165 | 0.004653 | 0 | 0 | 0 | 0 | 0 | 0 | 139.2615 | 0 | 0.084 | 64 | 0 | 96.0814 | 96.0814 | 177.2028 | 0 | 0.00697 | 0.084 | 0.03454 | 0 | 0 | 0.29046 | 0.2376 | 0 | 0 | 0 | 0 | 0 | 0 | 0 | 25.5121 | 61.0527 | 0 | 22.3039 | -0.83921 | 0.7527 | 13.0659 | 2.43 | -1 | -4.2 | 15.0912 | 0 | 0 | 41.8085 | 41.8085 | 41.8085 | 41.8085 | 48.6145 | 48.6486 | 0 | 0 | 9.8003 | 20.296 | 0 | 0 | 0 | 27.9078 | 857.8533 | 40.7362 | 76.2595 | 0 | 0.5138 | 0 | 14.074 | 3.248 | 0 | 1199.63 | 327.292 | -6.98 | 8.8509 | 7.395 | -1.78 | 20.9549 | 1.7677 | 47.1034 | 2025-12-28 | 2025_12_28 Hr 17 | 38.9678 | 1.51e-05 | -1199.63 | 21.4647 | 649.0255 | 369.3656 | 140.5612 | 19.213 | 0 | 133.3731 | 355.6381 | 160.0143 | 0 | 192.1628 | 177.2028 | 0 | 0 | 0 | 0 | 0 | 0 | 0
2025_12_28 Hr 18 | 0 | 0 | 0 | 0 | 0 | 0 | 0 | 0 | 0 | 145.0038 | 0 | 0.084 | 63 | 0 | 96.0814 | 96.0814 | 177.2028 | 0 | 0.00697 | 0.084 | 0.03454 | 0 | 0 | 0.29046 | 0.2376 | 0 | 0 | 0 | 0 | 0 | 0 | 0 | 25.9314 | 62.0561 | 0 | 21.1133 | 0 | 0.7527 | 13.0659 | 2.43 | -1 | -4.2 | 15.0912 | 0 | 0 | 43.9332 | 43.9332 | 43.9332 | 43.9332 | 51.0851 | 57.5991 | 0 | 0 | 9.8003 | 20.296 | 0 | 0 | 0 | 22.9914 | 875.9828 | 41.4057 | 77.5128 | 0 | 0.5138 | 0 | 14.074 | 3.248 | 0 | 1222.738 | 332.6222 | -6.98 | 8.8509 | 7.395 | -1.78 | 21.2993 | 1.7967 | 48.0202 | 2025-12-28 | 2025_12_28 Hr 18 | 45.2022 | 0.000342 | -1222.738 | 21.1133 | 669.4559 | 369.3656 | 143.5905 | 19.213 | 0 | 134.7958 | 372.3496 | 162.3106 | 0 | 192.1628 | 177.2028 | 0 | 0 | 0 | 0 | 0 | 0 | 0
2025_12_28 Hr 19 | 0 | 0 | 0 | 0 | 0 | 0 | 0 | 0 | 0 | 134.8905 | 0 | 0.084 | 59 | 0 | 96.0814 | 96.0814 | 191.5182 | 0 | 0.00697 | 0.084 | 0.03454 | 0 | 0 | 0.29046 | 0.2376 | 0 | 0 | 0 | 0 | 0 | 0 | 0 | 25.1929 | 60.2889 | 0 | 28.782 | -0.28987 | 0.7527 | 13.0659 | 2.43 | -1 | -4.2 | 15.0912 | 0 | 0 | 40.1912 | 40.1912 | 40.1912 | 40.1912 | 46.734 | 57.5991 | 0 | 0 | 9.8003 | 20.296 | 0 | 0 | 0 | 21.9792 | 858.3604 | 40.2266 | 75.3055 | 0 | 0.5138 | 0 | 14.074 | 3.248 | 0 | 1203.438 | 323.5658 | -6.98 | 8.8509 | 7.395 | -1.78 | 20.6928 | 1.7456 | 47.1612 | 2025-12-28 | 2025_12_28 Hr 19 | 49.8155 | 0.0003827 | -1203.438 | 28.4921 | 633.474 | 383.681 | 138.5783 | 19.213 | 0 | 132.2901 | 342.9174 | 158.2664 | 0 | 192.1628 | 191.5182 | 0 | 0 | 0 | 0 | 0 | 0 | 0
2025_12_28 Hr 20 | 0 | 0 | 0 | 0 | 0 | 0 | 0 | 0 | 0 | 131.5194 | 0 | 0.084 | 58 | 0 | 96.0814 | 96.0814 | 177.2028 | 0 | 0.00697 | 0.084 | 0.03454 | 0 | 0 | 0.29046 | 0.2376 | 0 | 0 | 0 | 0 | 0 | 0 | 0 | 24.9468 | 59.6999 | 0 | 31.7092 | 0 | 0.7527 | 13.0659 | 2.43 | -1 | -4.2 | 15.0912 | 0 | 0 | 38.9439 | 38.9439 | 38.9439 | 38.9439 | 45.2836 | 57.5991 | 0 | 0 | 9.8003 | 20.296 | 0 | 0 | 0 | 19.9548 | 833.3991 | 39.8336 | 74.5697 | 0 | 0.5138 | 0 | 14.074 | 3.248 | 0 | 1177.322 | 319.1933 | -6.98 | 8.8509 | 7.395 | -1.78 | 20.4906 | 1.7285 | 46.088 | 2025-12-28 | 2025_12_28 Hr 20 | 47.7024 | -0.00035 | -1177.322 | 31.7092 | 621.48 | 369.3656 | 135.5539 | 19.213 | 0 | 131.4549 | 333.1067 | 156.9184 | 0 | 192.1628 | 177.2028 | 0 | 0 | 0 | 0 | 0 | 0 | 0
2025_12_28 Hr 21 | 0 | 0 | 0 | 0 | 0 | 0 | 0 | 0 | 0 | 117.4637 | 0 | 0.084 | 56 | 0 | 96.0814 | 96.0814 | 177.2028 | 0 | 0.00697 | 0.084 | 0.03454 | 0 | 0 | 0.29046 | 0.2376 | 0 | 0 | 0 | 0 | 0 | 0 | 0 | 23.9204 | 57.2438 | 0 | 55.8066 | 0 | 0.7527 | 13.0659 | 2.43 | -1 | -4.2 | 15.0912 | 0 | 0 | 33.7432 | 33.7432 | 33.7432 | 33.7432 | 39.2363 | 60.5475 | 0 | 0 | 9.8003 | 20.296 | 0 | 0 | 0 | 14.0262 | 789.011 | 38.1948 | 71.5018 | 0 | 0.5138 | 0 | 14.074 | 3.248 | 0 | 1146.43 | 308.5924 | -6.98 | 8.8509 | 7.395 | -1.78 | 19.6476 | 1.6574 | 44.5515 | 2025-12-28 | 2025_12_28 Hr 21 | 42.5129 | 1.8e-05 | -1146.43 | 55.8066 | 571.4712 | 369.3656 | 130.5737 | 19.213 | 0 | 127.9725 | 292.201 | 151.2976 | 0 | 192.1628 | 177.2028 | 0 | 0 | 0 | 0 | 0 | 0 | 0
2025_12_28 Hr 22 | 0 | 0 | 0 | 0 | 0 | 0 | 0 | 0 | 0 | 110.5501 | 0 | 0.084 | 55 | 0 | 96.0814 | 96.0814 | 177.2028 | 0 | 0.00697 | 0.084 | 0.03454 | 0 | 0 | 0.29046 | 0.2376 | 0 | 0 | 0 | 0 | 0 | 0 | 0 | 23.4156 | 56.0357 | 0 | 34.1372 | 0 | 0.7527 | 13.0659 | 2.43 | -1 | -4.2 | 15.0912 | 0 | 0 | 31.1852 | 31.1852 | 31.1852 | 31.1852 | 36.2618 | 60.5475 | 0 | 0 | 9.8003 | 20.296 | 0 | 0 | 0 | 12.0018 | 767.1778 | 37.3887 | 69.9929 | 0 | 0.5138 | 0 | 14.074 | 3.248 | 0 | 1097.138 | 302.8033 | -6.98 | 8.8509 | 7.395 | -1.78 | 19.233 | 1.6224 | 42.8909 | 2025-12-28 | 2025_12_28 Hr 22 | 42.3266 | 0.00036 | -1097.138 | 34.1372 | 546.8733 | 369.3656 | 127.5493 | 19.213 | 0 | 126.2596 | 272.0807 | 148.533 | 0 | 192.1628 | 177.2028 | 0 | 0 | 0 | 0 | 0 | 0 | 0
2025_12_28 Hr 23 | 0 | 0 | 0 | 0 | 0 | 0 | 0 | 0 | 0 | 90.952 | 0 | 0.084 | 51 | 0 | 96.0814 | 96.0814 | 179.7667 | 0 | 0.00697 | 0.084 | 0.03454 | 0 | 0 | 0.29046 | 0.2376 | 0 | 0 | 0 | 0 | 0 | 0 | 0 | 21.9846 | 52.6112 | 0 | 60.8961 | 0 | 0.7527 | 13.0659 | 2.43 | -1 | -4.2 | 15.0912 | 0 | 0 | 23.9338 | 23.9338 | 23.9338 | 23.9338 | 27.83 | 58.6521 | 0 | 0 | 9.8003 | 20.296 | 0 | 0 | 0 | 14.8938 | 707.8509 | 35.1038 | 65.7154 | 0 | 0.5138 | 0 | 14.074 | 3.248 | 0 | 1053.73 | 291.9629 | -6.98 | 8.8509 | 7.395 | -1.78 | 18.0576 | 1.5233 | 40.8253 | 2025-12-28 | 2025_12_28 Hr 23 | 46.6935 | 3.7e-05 | -1053.73 | 60.8961 | 477.1455 | 371.9295 | 124.5459 | 19.213 | 0 | 121.4041 | 215.0455 | 140.696 | 0 | 192.1628 | 179.7667 | 0 | 0 | 0 | 0 | 0 | 0 | 0
2025_12_28 Hr 24 | 0 | 0 | 0 | 0 | 0 | 0 | 0 | 0 | 0 | 79.6674 | 0 | 0.084 | 47 | 0 | 96.0814 | 96.0814 | 182.5012 | 0 | 0.00697 | 0.084 | 0.03454 | 0 | 0 | 0.29046 | 0.2376 | 0 | 0 | 0 | 0 | 0 | 0 | 0 | 21.1606 | 50.6393 | 0 | 42.0054 | 0 | 0.7527 | 13.0659 | 2.43 | -1 | -4.2 | 15.0912 | 0 | 0 | 19.7585 | 19.7585 | 19.7585 | 19.7585 | 22.975 | 60.5475 | 0 | 0 | 9.8003 | 20.296 | 0 | 0 | 0 | 26.8956 | 674.9487 | 33.7881 | 63.2523 | 0 | 0.5138 | 0 | 14.074 | 3.248 | 0 | 1007.322 | 297.3476 | -6.98 | 8.8509 | 7.395 | -1.78 | 17.3808 | 1.4662 | 39.242 | 2025-12-28 | 2025_12_28 Hr 24 | 47.3513 | -0.000346 | -1007.322 | 42.0054 | 436.9962 | 374.664 | 134.4431 | 19.213 | 0 | 118.6082 | 182.2045 | 136.1834 | 0 | 192.1628 | 182.5012 | 0 | 0 | 0 | 0 | 0 | 0 | 0
2025_12_29 Hr 01 | 0 | 0 | 0 | 0 | 0 | 0 | 0 | 0 | 0 | 52.9538 | 0 | 0.084 | 44 | 0 | 96.0814 | 96.0814 | 231.036 | 0 | 0.00697 | 0.084 | 0.03454 | 0 | 0 | 0.29046 | 0.2376 | 0 | 0 | 0 | 0 | 0 | 0 | 0 | 19.0683 | 45.6083 | 0 | 52.8516 | 0 | 0.7527 | 13.0887 | 2.43 | -1 | -4.2 | 15.1703 | 0 | 0 | 9.3564 | 9.3564 | 9.3564 | 9.3564 | 10.8796 | 62.5482 | 0 | 0 | 9.7988 | 21.7442 | 0 | 0 | 0 | 24.8712 | 636.0261 | 32.5427 | 61.0247 | 0 | 0.5138 | 0 | 14.074 | 3.248 | 0 | 973.53 | 291.6323 | -6.98 | 8.834 | 7.395 | -1.78 | 16.7683 | 1.4118 | 37.7654 | 2025-12-29 | 2025_12_29 Hr 01 | 53.5494 | 1.4e-05 | -973.53 | 52.8516 | 346.8472 | 423.1988 | 131.4194 | 19.213 | 0 | 111.5683 | 101.7871 | 133.4918 | 0 | 192.1628 | 231.036 | 0 | 0 | 0 | 0 | 0 | 0 | 0
2025_12_29 Hr 02 | 0 | 0 | 0 | 0 | 0 | 0 | 0 | 0 | 0 | 53.1513 | 0 | 0.084 | 47 | 0 | 96.0814 | 96.0814 | 286.4474 | 0 | 0.00697 | 0.084 | 0.03454 | 0 | 0 | 0.29046 | 0.2376 | 0 | 0 | 0 | 0 | 0 | 0 | 0 | 19.082 | 45.6412 | 0 | 1.238 | -4.204 | 0.7527 | 13.0887 | 2.43 | -1 | -4.2 | 15.1703 | 0 | 0 | 9.4292 | 9.4292 | 9.4292 | 9.4292 | 10.9642 | 60.5475 | 0 | 0 | 9.7988 | 21.7442 | 0 | 0 | 0 | 9.9774 | 692.0576 | 32.5662 | 61.0688 | 0 | 0.5138 | 0 | 14.074 | 3.248 | 0 | 959.93 | 277.8184 | -6.98 | 8.834 | 7.395 | -1.78 | 16.7804 | 1.4129 | 37.963 | 2025-12-29 | 2025_12_29 Hr 02 | 53.8725 | -4e-06 | -959.93 | -2.966 | 347.5479 | 478.6102 | 117.5249 | 19.213 | 0 | 111.615 | 102.3605 | 133.5724 | 0 | 192.1628 | 286.4474 | 0 | 0 | 0 | 0 | 0 | 0 | 0
2025_12_29 Hr 03 | 0 | 0 | 0 | 0 | 0 | 0 | 0 | 0 | 0 | 50.0203 | 0 | 0.084 | 50 | 0 | 96.0814 | 96.0814 | 286.6375 | 0 | 0.00697 | 0.084 | 0.03454 | 0 | 0 | 0.29046 | 0.2376 | 0 | 0 | 0 | 0 | 0 | 0 | 0 | 18.8638 | 45.1193 | 0 | 0.93173 | -1.9142 | 0.7527 | 13.0887 | 2.43 | -1 | -4.2 | 15.1703 | 0 | 0 | 8.2745 | 8.2745 | 8.2745 | 8.2745 | 9.6215 | 62.5482 | 0 | 0 | 9.7988 | 21.7442 | 0 | 0 | 0 | 15.906 | 682.4151 | 32.1939 | 60.3705 | 0 | 0.5138 | 0 | 14.074 | 3.248 | 0 | 961.9217 | 287.4691 | -6.98 | 8.834 | 7.395 | -1.78 | 16.5886 | 1.3967 | 38.0155 | 2025-12-29 | 2025_12_29 Hr 03 | 51.934 | 7e-07 | -961.9217 | -0.98252 | 336.4367 | 478.8003 | 128.4542 | 19.213 | 0 | 110.875 | 93.268 | 132.2938 | 0 | 192.1628 | 286.6375 | 0 | 0 | 0 | 0 | 0 | 0 | 0
2025_12_29 Hr 04 | 0 | 0 | 0 | 0 | 0 | 0 | 0 | 0 | 0 | 58.8208 | 0 | 0.084 | 61 | 0 | 96.0814 | 96.0814 | 286.6375 | 0 | 0.00697 | 0.084 | 0.03454 | 0 | 0 | 0.29046 | 0.2376 | 0 | 0 | 0 | 0 | 0 | 0 | 0 | 19.4771 | 46.5862 | 0 | 0 | -58.4373 | 0.7527 | 13.0887 | 2.43 | -1 | -4.2 | 15.1703 | 0 | 0 | 11.5202 | 11.5202 | 11.5202 | 11.5202 | 13.3956 | 61.6005 | 0 | 0 | 9.7988 | 21.7442 | 0 | 0 | 0 | 32.9688 | 710.0525 | 33.2405 | 62.3332 | 0 | 0.5138 | 0 | 14.074 | 3.248 | 0 | 962.8134 | 318.1782 | -6.98 | 8.834 | 7.395 | -1.78 | 17.1278 | 1.4421 | 38.8067 | 2025-12-29 | 2025_12_29 Hr 04 | 52.1698 | -3.3e-05 | -962.8134 | -58.4373 | 367.6681 | 478.8003 | 155.5693 | 19.213 | 0 | 112.9551 | 118.8253 | 135.8878 | 0 | 192.1628 | 286.6375 | 0 | 0 | 0 | 0 | 0 | 0 | 0
2025_12_29 Hr 05 | 0 | 0 | 0 | 0 | 0 | 0 | 0 | 0 | 0 | 71.3163 | 0 | 0.084 | 58 | 0 | 96.0814 | 96.0814 | 286.6375 | 0 | 0.00697 | 0.084 | 0.03454 | 0 | 0 | 0.29046 | 0.2376 | 0 | 0 | 0 | 0 | 0 | 0 | 0 | 20.3479 | 48.6689 | 0 | 0 | -70.5003 | 0.7527 | 13.0887 | 2.43 | -1 | -4.2 | 15.1703 | 0 | 0 | 16.1287 | 16.1287 | 16.1287 | 16.1287 | 18.7543 | 61.6005 | 0 | 0 | 9.7988 | 21.7442 | 0 | 0 | 0 | 26.8956 | 749.2941 | 34.7266 | 65.1199 | 0 | 0.5138 | 0 | 14.074 | 3.248 | 0 | 986.0217 | 314.208 | -6.98 | 8.834 | 7.395 | -1.78 | 17.8936 | 1.5066 | 39.8815 | 2025-12-29 | 2025_12_29 Hr 05 | 54.6554 | -1e-05 | -986.0217 | -70.5003 | 412.0127 | 478.8003 | 146.4961 | 19.213 | 0 | 115.9085 | 155.1133 | 140.9908 | 0 | 192.1628 | 286.6375 | 0 | 0 | 0 | 0 | 0 | 0 | 0
2025_12_29 Hr 06 | 0 | 0 | 0 | 0 | 0 | 0 | 0 | 0 | 0 | 94.1636 | 0 | 0.084 | 47 | 0 | 96.0814 | 96.0814 | 282.5367 | 3.8225 | 0.00697 | 0.084 | 0.03454 | 0 | 0 | 0.29046 | 0.2376 | 0 | 0 | 0 | 0 | 0 | 0 | 0 | 21.94 | 52.477 | 0 | 0 | -107.2708 | 0.7527 | 13.0887 | 2.43 | -1 | -4.2 | 15.1703 | 0 | 0 | 24.555 | 24.555 | 24.555 | 24.555 | 28.5523 | 66.5496 | 0 | 0 | 9.7988 | 21.7442 | 0 | 0 | 0 | 17.9304 | 820.7667 | 37.4438 | 70.2152 | 0 | 0.5138 | 0 | 14.074 | 3.248 | 0 | 1015.038 | 308.5224 | -6.98 | 8.834 | 7.395 | -1.78 | 19.2937 | 1.6245 | 41.5107 | 2025-12-29 | 2025_12_29 Hr 06 | 56.719 | 0.000315 | -1015.038 | -107.2708 | 493.0941 | 478.522 | 131.48 | 19.213 | 0 | 121.3088 | 221.464 | 150.3213 | 0 | 192.1628 | 282.5367 | 3.8225 | 0 | 0 | 0 | 0 | 0 | 0
2025_12_29 Hr 07 | 0 | 0 | 0 | 0 | 0 | 0 | 0 | 0 | 0 | 114.4722 | -14.3 | 0.084 | 43 | 0 | 96.0814 | 96.0814 | 179.2479 | 0 | 0.00697 | 0.084 | 0.03454 | 0 | 0 | 0.29046 | 0.2376 | 0 | 0 | 0 | 0 | 0 | 0 | 0 | 23.3553 | 55.862 | 0 | 1.2338 | -6.0661 | 0.7527 | 13.0887 | 2.43 | -1 | -4.2 | 15.1703 | 0 | 0 | 32.0451 | 32.0451 | 32.0451 | 32.0451 | 37.2617 | 67.4973 | 0 | 0 | 9.7988 | 21.7442 | 0 | 0 | 0 | 22.9914 | 777.434 | 39.8591 | 74.7444 | 0 | 0.5138 | 0 | 14.074 | 3.248 | 0 | 1070.147 | 318.8249 | -21.28 | 8.834 | 7.395 | -1.78 | 20.5382 | 1.7293 | 42.3382 | 2025-12-29 | 2025_12_29 Hr 07 | 46.5156 | -0.000369 | -1070.147 | -4.8323 | 550.8666 | 371.4107 | 133.4887 | 19.213 | 0 | 126.1091 | 280.4423 | 144.3152 | 0 | 192.1628 | 179.2479 | 0 | 0 | 0 | 0 | 0 | 0 | 0
2025_12_29 Hr 08 | 0 | 0 | 0 | 0 | 0 | 0 | 0 | 0 | 0 | 127.7857 | -14.3 | 0.084 | 36 | 0 | 96.0814 | 96.0814 | 199.6995 | 0 | 0.00697 | 0.084 | 0.03454 | 0 | 0 | 0.29046 | 0.2376 | 0 | 0 | 0 | 0 | 0 | 0 | 0 | 24.283 | 58.0811 | 0 | 4.3244 | -23.7389 | 0.7527 | 13.0887 | 2.43 | -1 | -4.2 | 15.1703 | 0 | 0 | 36.9552 | 36.9552 | 36.9552 | 36.9552 | 42.9712 | 65.6019 | 0 | 0 | 9.7988 | 21.7442 | 0 | 0 | 0 | 28.92 | 839.696 | 41.4424 | 77.7136 | 0 | 0.5138 | 0 | 14.074 | 3.248 | 0 | 1120.297 | 321.2952 | -21.28 | 8.834 | 7.395 | -1.78 | 21.3541 | 1.798 | 44.5097 | 2025-12-29 | 2025_12_29 Hr 08 | 49.3434 | -0.000315 | -1120.297 | -19.4145 | 598.114 | 391.8623 | 130.5219 | 19.213 | 0 | 129.2559 | 319.1059 | 149.7522 | 0 | 192.1628 | 199.6995 | 0 | 0 | 0 | 0 | 0 | 0 | 0
2025_12_29 Hr 09 | 0.33996 | 0 | 0 | 0 | 0 | 0 | 0 | 0 | 0 | 133.6245 | -14.3 | 0.084 | 34 | 0 | 96.0814 | 96.0814 | 187.4284 | 0 | 0.00697 | 0.084 | 0.03454 | 0 | 0 | 0.29046 | 0.2376 | 0 | 0 | 0 | 0 | 0 | 0 | 0 | 24.6899 | 59.0543 | 0 | 19.2386 | -4.4694 | 0.7527 | 13.0887 | 2.43 | -1 | -4.2 | 15.1703 | 0 | 0 | 39.1086 | 39.1086 | 39.1086 | 39.1086 | 45.4752 | 65.6019 | 0 | 0 | 9.7988 | 21.7442 | 0 | 0 | 0 | 28.92 | 845.7612 | 42.1368 | 79.0157 | 0 | 0.5138 | -0.33996 | 14.074 | 3.248 | 0 | 1160.93 | 322.0196 | -21.62 | 8.834 | 7.395 | -1.78 | 21.7119 | 1.8281 | 45.6638 | 2025-12-29 | 2025_12_29 Hr 09 | 49.3434 | 8.2e-05 | -1160.93 | 14.7691 | 618.8349 | 379.5912 | 128.5219 | 19.213 | 0 | 130.6359 | 336.0623 | 152.1367 | 0 | 192.1628 | 187.4284 | 0 | 0 | 0 | 0 | 0 | 0 | 0
2025_12_29 Hr 10 | 2.0696 | 0.00042 | 0.011844 | 0 | 0 | 0 | 0 | 0 | 0 | 141.4659 | -14.3 | 0.084 | 29 | 0 | 96.0814 | 96.0814 | 178.5668 | 0 | 0.00697 | 0.084 | 0.03454 | 0 | 0 | 0.29046 | 0.2376 | 0 | 0 | 0 | 0 | 0 | 0 | 0 | 25.2363 | 60.3613 | 0 | 59.9811 | 0 | 0.7527 | 13.0887 | 2.43 | -1 | -4.2 | 15.1703 | 0 | 0 | 42.0006 | 42.0006 | 42.0006 | 42.0006 | 48.8379 | 57.5991 | 0 | 0 | 9.7988 | 21.7442 | 0 | 0 | 0 | 29.9322 | 861.5371 | 43.0694 | 80.7645 | 0 | 0.5138 | -2.0696 | 14.074 | 3.248 | 0 | 1213.13 | 314.9614 | -23.3496 | 8.834 | 7.395 | -1.78 | 22.1924 | 1.8685 | 47.1295 | 2025-12-29 | 2025_12_29 Hr 10 | 46.5156 | 4.3e-05 | -1213.13 | 59.9811 | 646.6628 | 370.7296 | 116.5436 | 19.213 | 0 | 132.4894 | 358.8345 | 155.339 | 0 | 192.1628 | 178.5668 | 0 | 0 | 0 | 0 | 0 | 0 | 0
2025_12_29 Hr 11 | 3.1027 | 0.00108 | 0.030456 | 0 | 0 | 0 | 0 | 0 | 0 | 135.6271 | -14.3 | 0.084 | 29 | 0 | 96.0814 | 96.0814 | 230.3699 | 0 | 0.00697 | 0.084 | 0.03454 | 0 | 0 | 0.29046 | 0.2376 | 0 | 0 | 0 | 0 | 0 | 0 | 0 | 24.8294 | 59.3881 | 0 | 39.8734 | -0.1562 | 0.7527 | 13.0887 | 2.43 | -1 | -4.2 | 15.1703 | 0 | 0 | 39.8472 | 39.8472 | 39.8472 | 39.8472 | 46.334 | 55.5984 | 0 | 0 | 9.7988 | 21.7442 | 0 | 0 | 0 | 24.0036 | 895.0225 | 42.375 | 79.4624 | 0 | 0.5138 | -3.1027 | 14.074 | 3.248 | 0 | 1216.038 | 305.6814 | -24.3827 | 8.834 | 7.395 | -1.78 | 21.8346 | 1.8384 | 47.5109 | 2025-12-29 | 2025_12_29 Hr 11 | 51.9534 | 0.0003266 | -1216.038 | 39.7172 | 625.942 | 422.5327 | 108.6335 | 19.213 | 0 | 131.1093 | 341.8781 | 152.9545 | 0 | 192.1628 | 230.3699 | 0 | 0 | 0 | 0 | 0 | 0 | 0
2025_12_29 Hr 12 | 3.0994 | 0.0018 | 0.05076 | 0 | 0 | 0 | 0 | 0 | 0 | 135.3169 | -14.3 | 0.084 | 30 | 0 | 96.0814 | 96.0814 | 186.746 | 0 | 0.00697 | 0.084 | 0.03454 | 0 | 0 | 0.29046 | 0.2376 | 0 | 0 | 0 | 0 | 0 | 0 | 0 | 24.8078 | 59.3364 | 0 | 82.3653 | -1.5501 | 0.7527 | 13.0887 | 2.43 | -1 | -4.2 | 15.1703 | 0 | 0 | 39.7328 | 39.7328 | 39.7328 | 39.7328 | 46.2009 | 55.5984 | 0 | 0 | 9.7988 | 21.7442 | 0 | 0 | 0 | 14.0262 | 850.4445 | 42.3381 | 79.3932 | 0 | 0.5138 | -3.0994 | 14.074 | 3.248 | 0 | 1203.455 | 296.5747 | -24.3794 | 8.834 | 7.395 | -1.78 | 21.8156 | 1.8368 | 46.4734 | 2025-12-29 | 2025_12_29 Hr 12 | 46.5156 | 6.2e-05 | -1203.455 | 80.8152 | 624.8409 | 378.9088 | 99.6772 | 19.213 | 0 | 131.036 | 340.9771 | 152.8278 | 0 | 192.1628 | 186.746 | 0 | 0 | 0 | 0 | 0 | 0 | 0
2025_12_29 Hr 13 | 1.0315 | 0.000825 | 0.023265 | 0 | 0 | 0 | 0 | 0 | 0 | 131.5936 | -14.3 | 0.084 | 33 | 0 | 96.0814 | 96.0814 | 181.9754 | 0 | 0.00697 | 0.084 | 0.03454 | 0 | 0 | 0.29046 | 0.2376 | 0 | 0 | 0 | 0 | 0 | 0 | 0 | 24.5484 | 58.7158 | 0 | 93.3449 | 0 | 0.7527 | 13.0887 | 2.43 | -1 | -4.2 | 15.1703 | 0 | 0 | 38.3596 | 38.3596 | 38.3596 | 38.3596 | 44.6042 | 52.65 | 0 | 0 | 9.7988 | 21.7442 | 0 | 0 | 0 | 4.0488 | 833.9537 | 41.8953 | 78.5628 | 0 | 0.5138 | -1.0315 | 14.074 | 3.248 | 0 | 1188.047 | 283.0595 | -22.3115 | 8.834 | 7.395 | -1.78 | 21.5874 | 1.8176 | 45.7003 | 2025-12-29 | 2025_12_29 Hr 13 | 48.2649 | -0.000369 | -1188.047 | 93.3449 | 611.6276 | 374.1382 | 89.7229 | 19.213 | 0 | 130.1559 | 330.1644 | 151.3073 | 0 | 192.1628 | 181.9754 | 0 | 0 | 0 | 0 | 0 | 0 | 0
2025_12_29 Hr 14 | 3.4576 | 0.00627 | 0.17681 | 0 | 0 | 0 | 0 | 0 | 0 | 131.8757 | -14.3 | 0.084 | 33 | 0 | 96.0814 | 96.0814 | 201.7412 | 0 | 0.00697 | 0.084 | 0.03454 | 0 | 0 | 0.29046 | 0.2376 | 0 | 0 | 0 | 0 | 0 | 0 | 0 | 24.568 | 58.7628 | 0 | 41.9007 | -0.59131 | 0.7527 | 13.0887 | 2.43 | -1 | -4.2 | 15.1703 | 0 | 0 | 38.4637 | 38.4637 | 38.4637 | 38.4637 | 44.7252 | 56.6514 | 0 | 0 | 9.7988 | 21.7442 | 0 | 0 | 0 | 4.0488 | 854.7589 | 41.9288 | 78.6257 | 0 | 0.5138 | -3.4576 | 14.074 | 3.248 | 0 | 1160.938 | 289.6077 | -24.7376 | 8.834 | 7.395 | -1.78 | 21.6047 | 1.8191 | 45.3149 | 2025-12-29 | 2025_12_29 Hr 14 | 49.3961 | 0.0003428 | -1160.938 | 41.3094 | 612.6287 | 393.904 | 93.8833 | 19.213 | 0 | 130.2226 | 330.9836 | 151.4225 | 0 | 192.1628 | 201.7412 | 0 | 0 | 0 | 0 | 0 | 0 | 0
2025_12_29 Hr 15 | 2.4295 | 0.007365 | 0.20769 | 0 | 0 | 0 | 0 | 0 | 0 | 132.1013 | -14.3 | 0.084 | 46 | 0 | 96.0814 | 96.0814 | 261.2739 | 2.535 | 0.00697 | 0.084 | 0.03454 | 0 | 0 | 0.29046 | 0.2376 | 0 | 0 | 72.4735 | 0 | 0 | 0 | 0 | 24.5837 | 58.8004 | 0 | 0.30051 | -112.1076 | 0.7527 | 13.0887 | 1.4267 | -1 | -4.2 | 15.1703 | 0 | 0 | 38.5469 | 38.5469 | 38.5469 | 38.5469 | 44.822 | 55.5984 | 0 | 0 | 9.7988 | 21.7442 | 0 | 0 | 0 | 2.0244 | 990.0395 | 41.9557 | 78.676 | 0 | 0.5138 | -2.4295 | 14.074 | 3.248 | 0 | 1153.118 | 298.5953 | -23.7095 | 8.834 | 7.395 | -1.78 | 21.6185 | 1.8202 | 47.0077 | 2025-12-29 | 2025_12_29 Hr 15 | 53.9205 | 0.0003306 | -1153.118 | -111.8071 | 613.4294 | 528.4452 | 103.8379 | 19.213 | 0 | 130.2759 | 331.6388 | 151.5146 | 0 | 192.1628 | 261.2739 | 2.535 | 0 | 0 | 72.4735 | 0 | 0 | 0
2025_12_29 Hr 16 | 0 | 0.00261 | 0.073602 | 0 | 0 | 0 | 0 | 0 | 0 | 126.6292 | -14.3 | 0.084 | 37 | 0 | 96.0814 | 96.0814 | 196.2883 | 0 | 0.00697 | 0.084 | 0.03454 | 0 | 0 | 0.29046 | 0.2376 | 0 | 0 | 209.8776 | 0 | 0 | 0 | 0 | 24.2024 | 57.8883 | 0 | 0 | -136.5619 | 0.7527 | 13.0887 | 0.71 | -1 | -4.2 | 15.1703 | 0 | 0 | 36.5287 | 36.5287 | 36.5287 | 36.5287 | 42.4753 | 57.5991 | 0 | 0 | 9.7988 | 21.7442 | 0 | 0 | 0 | 3.0366 | 1042.604 | 41.3049 | 77.4557 | 0 | 0.5138 | 0 | 14.074 | 3.248 | 0 | 1172.702 | 287.9393 | -21.28 | 8.834 | 7.395 | -1.78 | 21.2832 | 1.792 | 48.0971 | 2025-12-29 | 2025_12_29 Hr 16 | 45.7623 | -0.000471 | -1172.702 | -136.5619 | 594.0098 | 598.3287 | 97.7119 | 19.213 | 0 | 128.9825 | 315.7474 | 149.2799 | 0 | 192.1628 | 196.2883 | 0 | 0 | 0 | 209.8776 | 0 | 0 | 0
2025_12_29 Hr 17 | 0.34162 | 0.00102 | 0.028764 | 0 | 0 | 0 | 0 | 0 | 0 | 143.4121 | -14.3 | 0.084 | 53 | 0 | 96.0814 | 96.0814 | 274.4505 | 0 | 0.00697 | 0.084 | 0.03454 | 0 | 0 | 0.29046 | 0.2376 | 0 | 0 | 247.9653 | 0 | 0 | 0 | 0 | 25.3719 | 60.6857 | 0 | 0 | -228.7049 | 0.7527 | 13.0887 | 0.71 | -1 | -4.2 | 15.1703 | 0 | 0 | 42.7184 | 42.7184 | 42.7184 | 42.7184 | 49.6726 | 57.5991 | 0 | 0 | 9.7988 | 21.7442 | 0 | 0 | 0 | 4.9164 | 1211.515 | 43.3009 | 81.1985 | 0 | 0.5138 | -0.34162 | 14.074 | 3.248 | 0 | 1274.202 | 313.0131 | -21.6216 | 8.834 | 7.395 | -1.78 | 22.3117 | 1.8786 | 53.316 | 2025-12-29 | 2025_12_29 Hr 17 | 56.7423 | -0.000305 | -1274.202 | -228.7049 | 653.5697 | 714.5786 | 115.5453 | 19.213 | 0 | 132.9494 | 364.4865 | 156.1338 | 0 | 192.1628 | 274.4505 | 0 | 0 | 0 | 247.9653 | 0 | 0 | 0
2025_12_29 Hr 18 | 0 | 0 | 0 | 0 | 0 | 0 | 0 | 0 | 0 | 151.2253 | -14.3 | 0.084 | 66 | 0 | 96.0814 | 96.0814 | 285.811 | 0 | 0.00697 | 0.084 | 0.03454 | 0 | 0 | 0.29046 | 0.2376 | 0 | 0 | 247.9653 | 0 | 0 | 0 | 0 | 25.9164 | 61.9879 | 0 | 0 | -232.4952 | 0.7527 | 13.0887 | 0.71 | -1 | -4.2 | 15.1703 | 0 | 0 | 45.6 | 45.6 | 45.6 | 45.6 | 53.0233 | 55.5984 | 0 | 0 | 9.7988 | 21.7442 | 0 | 0 | 0 | 4.0488 | 1247.384 | 44.2301 | 82.941 | 0 | 0.5138 | 0 | 14.074 | 3.248 | 0 | 1319.602 | 325.9929 | -21.28 | 8.834 | 7.395 | -1.78 | 22.7905 | 1.9189 | 55.158 | 2025-12-29 | 2025_12_29 Hr 18 | 55.3397 | -0.000365 | -1319.602 | -232.4952 | 681.2976 | 725.9391 | 125.6472 | 19.213 | 0 | 134.7961 | 387.1768 | 159.3246 | 0 | 192.1628 | 285.811 | 0 | 0 | 0 | 247.9653 | 0 | 0 | 0
2025_12_29 Hr 19 | 0 | 0 | 0 | 0 | 0 | 0 | 0 | 0 | 0 | 141.4659 | -14.3 | 0.084 | 68 | 0 | 96.0814 | 96.0814 | 285.811 | 0 | 0.00697 | 0.084 | 0.03454 | 0 | 0 | 0.29046 | 0.2376 | 0 | 0 | 247.9653 | 0 | 0 | 0 | 0 | 25.2363 | 60.3613 | 0 | 0 | -233.1915 | 0.7527 | 13.0887 | 0.71 | -1 | -4.2 | 15.1703 | 0 | 0 | 42.0006 | 42.0006 | 42.0006 | 42.0006 | 48.8379 | 58.6521 | 0 | 0 | 9.7988 | 21.7442 | 0 | 0 | 0 | 14.0262 | 1216.735 | 43.0694 | 80.7645 | 0 | 0.5138 | 0 | 14.074 | 3.248 | 0 | 1299.302 | 337.0384 | -21.28 | 8.834 | 7.395 | -1.78 | 22.1924 | 1.8685 | 54.3659 | 2025-12-29 | 2025_12_29 Hr 19 | 54.7232 | -0.000281 | -1299.302 | -233.1915 | 646.6628 | 725.9391 | 140.6783 | 19.213 | 0 | 132.4894 | 358.8345 | 155.339 | 0 | 192.1628 | 285.811 | 0 | 0 | 0 | 247.9653 | 0 | 0 | 0
2025_12_29 Hr 20 | 0 | 0 | 0 | 0 | 0 | 0 | 0 | 0 | 0 | 121.7495 | -14.3 | 0.084 | 71 | 0 | 96.0814 | 96.0814 | 285.811 | 0 | 0.00697 | 0.084 | 0.03454 | 0 | 0 | 0.29046 | 0.2376 | 0 | 0 | 247.9653 | 0 | 0 | 0 | 0 | 23.8624 | 57.075 | 0 | 0 | -187.662 | 0.7527 | 13.0887 | 0.71 | -1 | -4.2 | 15.1703 | 0 | 0 | 34.729 | 34.729 | 34.729 | 34.729 | 40.3826 | 58.6521 | 0 | 0 | 9.7988 | 21.7442 | 0 | 0 | 0 | 20.967 | 1154.816 | 40.7246 | 76.3674 | 0 | 0.5138 | 0 | 14.074 | 3.248 | 0 | 1284.802 | 338.9273 | -21.28 | 8.834 | 7.395 | -1.78 | 20.9842 | 1.7668 | 53.1944 | 2025-12-29 | 2025_12_29 Hr 20 | 57.551 | -0.000311 | -1284.802 | -187.662 | 576.6925 | 725.9391 | 150.6191 | 19.213 | 0 | 127.8291 | 301.5763 | 147.2871 | 0 | 192.1628 | 285.811 | 0 | 0 | 0 | 247.9653 | 0 | 0 | 0
2025_12_29 Hr 21 | 0 | 0 | 0 | 0 | 0 | 0 | 0 | 0 | 0 | 127.1934 | -14.3 | 0.084 | 68 | 0 | 96.0814 | 96.0814 | 285.811 | 0 | 0.00697 | 0.084 | 0.03454 | 0 | 0 | 0.29046 | 0.2376 | 0 | 0 | 247.9653 | 0 | 0 | 0 | 0 | 24.2417 | 57.9823 | 0 | 0 | -241.6927 | 0.7527 | 13.0887 | 0.71 | -1 | -4.2 | 15.1703 | 0 | 0 | 36.7368 | 36.7368 | 36.7368 | 36.7368 | 42.7172 | 56.6514 | 0 | 0 | 9.7988 | 21.7442 | 0 | 0 | 0 | 26.8956 | 1171.913 | 41.372 | 77.5815 | 0 | 0.5138 | 0 | 14.074 | 3.248 | 0 | 1251.018 | 342.0784 | -21.28 | 8.834 | 7.395 | -1.78 | 21.3178 | 1.7949 | 52.5718 | 2025-12-29 | 2025_12_29 Hr 21 | 54.7232 | 0.000318 | -1251.018 | -241.6927 | 596.0119 | 725.9391 | 151.547 | 19.213 | 0 | 129.1159 | 317.3858 | 149.5103 | 0 | 192.1628 | 285.811 | 0 | 0 | 0 | 247.9653 | 0 | 0 | 0
2025_12_29 Hr 22 | 0 | 0 | 0 | 0 | 0 | 0 | 0 | 0 | 0 | 107.2514 | -14.3 | 0.084 | 63 | 0 | 96.0814 | 96.0814 | 258.659 | 0 | 0.00697 | 0.084 | 0.03454 | 0 | 0 | 0.29046 | 0.2376 | 0 | 0 | 247.9653 | 0 | 0 | 0 | 0 | 22.852 | 54.6585 | 0 | 0 | -205.5779 | 0.7527 | 13.0887 | 0.71 | -1 | -4.2 | 15.1703 | 0 | 0 | 29.3819 | 29.3819 | 29.3819 | 29.3819 | 34.1651 | 55.5984 | 0 | 0 | 9.7988 | 21.7442 | 0 | 0 | 0 | 34.8486 | 1082.134 | 39.0003 | 73.1341 | 0 | 0.5138 | 0 | 14.074 | 3.248 | 0 | 1191.11 | 335.8343 | -21.28 | 8.834 | 7.395 | -1.78 | 20.0957 | 1.692 | 49.7318 | 2025-12-29 | 2025_12_29 Hr 22 | 52.6024 | 3.4e-05 | -1191.11 | -205.5779 | 525.2409 | 698.7871 | 153.447 | 19.213 | 0 | 124.4023 | 259.4723 | 141.3662 | 0 | 192.1628 | 258.659 | 0 | 0 | 0 | 247.9653 | 0 | 0 | 0
2025_12_29 Hr 23 | 0 | 0 | 0 | 0 | 0 | 0 | 0 | 0 | 0 | 89.6787 | 0 | 0.084 | 62 | 0 | 96.0814 | 96.0814 | 222.8331 | 6.3708 | 0.00697 | 0.084 | 0.03454 | 0 | 0 | 0.29046 | 0.2376 | 0 | 0 | 247.9653 | 0 | 0 | 0 | 0 | 21.6275 | 51.7295 | 0 | 0 | -201.7627 | 0.7527 | 13.0887 | 0.71 | -1 | -4.2 | 15.1703 | 0 | 0 | 22.901 | 22.901 | 22.901 | 22.901 | 26.629 | 58.6521 | 0 | 0 | 9.7988 | 21.7442 | 0 | 0 | 0 | 38.8974 | 997.4924 | 36.9104 | 69.215 | 0 | 0.5138 | 0 | 14.074 | 3.248 | 0 | 1123.51 | 334.7604 | -6.98 | 8.834 | 7.395 | -1.78 | 19.0188 | 1.6013 | 47.0132 | 2025-12-29 | 2025_12_29 Hr 23 | 60.6629 | -3.3e-05 | -1123.51 | -201.7627 | 477.1782 | 669.332 | 159.5495 | 19.213 | 0 | 120.2488 | 208.4396 | 148.4898 | 0 | 192.1628 | 222.8331 | 6.3708 | 0 | 0 | 247.9653 | 0 | 0 | 0
2025_12_29 Hr 24 | 0 | 0 | 0 | 0 | 0 | 0 | 0 | 0 | 0 | 75.237 | 0 | 0.084 | 66 | 0 | 96.0814 | 96.0814 | 285.5738 | 5.0967 | 0.00697 | 0.084 | 0.03454 | 0 | 0 | 0.29046 | 0.2376 | 0 | 0 | 247.9653 | 0 | 0 | 0 | 0 | 20.6211 | 49.3224 | 0 | 0 | -287.6031 | 0.7527 | 13.0887 | 0.71 | -1 | -4.2 | 15.1703 | 0 | 0 | 17.5747 | 17.5747 | 17.5747 | 17.5747 | 20.4357 | 65.6019 | 0 | 0 | 9.7988 | 21.7442 | 0 | 0 | 0 | 36.873 | 1013.605 | 35.1929 | 65.9943 | 0 | 0.5138 | 0 | 14.074 | 3.248 | 0 | 1056.81 | 337.7879 | -6.98 | 8.834 | 7.395 | -1.78 | 18.1338 | 1.5268 | 45.5098 | 2025-12-29 | 2025_12_29 Hr 24 | 60.4213 | 7e-06 | -1056.81 | -287.6031 | 425.9267 | 730.7985 | 168.4749 | 19.213 | 0 | 116.8353 | 166.4994 | 142.592 | 0 | 192.1628 | 285.5738 | 5.0967 | 0 | 0 | 247.9653 | 0 | 0 | 0
2025_12_30 Hr 01 | 0 | 0 | 0 | 0 | 0 | 0 | 0 | 0 | 0 | 65.6263 | 0 | 0.084 | 62 | 0 | 96.0814 | 96.0814 | 286.6375 | 15.29 | 0.00697 | 0.084 | 0.03454 | 0 | 0 | 0.29046 | 0.2376 | 0 | 0 | 247.9653 | 0 | 0 | 0 | 0 | 20.2498 | 48.4091 | 0 | 0 | -280.7115 | 0.7527 | 13.1116 | 0.71 | -1 | -4.2 | 15.2494 | 0 | 0 | 14.5149 | 14.5149 | 14.5149 | 14.5149 | 16.8778 | 65.6019 | 0 | 0 | 9.7973 | 21.0226 | 0 | 0 | 0 | 38.8974 | 998.2535 | 33.3338 | 62.6128 | 0 | 0.5138 | 0 | 14.074 | 3.248 | 0 | 1039.402 | 328.8397 | -6.98 | 8.817 | 7.395 | -1.78 | 17.2043 | 1.4459 | 44.7319 | 2025-12-30 | 2025_12_30 Hr 01 | 65.4915 | -0.000286 | -1039.402 | -280.7115 | 392.3453 | 742.0556 | 166.4993 | 19.213 | 0 | 115.6341 | 141.0919 | 135.6193 | 0 | 192.1628 | 286.6375 | 15.29 | 0 | 0 | 247.9653 | 0 | 0 | 0
2025_12_30 Hr 02 | 0 | 0 | 0 | 0 | 0 | 0 | 0 | 0 | 0 | 62.7305 | 0 | 0.084 | 44 | 0 | 96.0814 | 96.0814 | 286.6375 | 15.29 | 0.00697 | 0.084 | 0.03454 | 0 | 0 | 0.29046 | 0.2376 | 0 | 0 | 247.9653 | 0 | 0 | 0 | 0 | 20.0363 | 47.8988 | 0 | 0 | -273.6631 | 0.7527 | 13.1116 | 0.71 | -1 | -4.2 | 15.2494 | 0 | 0 | 13.4505 | 13.4505 | 13.4505 | 13.4505 | 15.6401 | 62.5482 | 0 | 0 | 9.7973 | 21.0226 | 0 | 0 | 0 | 41.934 | 989.1383 | 32.9824 | 61.9528 | 0 | 0.5138 | 0 | 14.074 | 3.248 | 0 | 1018.11 | 309.6147 | -6.98 | 8.817 | 7.395 | -1.78 | 17.023 | 1.4306 | 43.7987 | 2025-12-30 | 2025_12_30 Hr 02 | 66.3967 | 1.4e-05 | -1018.11 | -273.6631 | 382.0223 | 742.0556 | 148.4822 | 19.213 | 0 | 114.9105 | 132.7004 | 134.4115 | 0 | 192.1628 | 286.6375 | 15.29 | 0 | 0 | 247.9653 | 0 | 0 | 0
2025_12_30 Hr 03 | 0 | 0 | 0 | 0 | 0 | 0 | 0 | 0 | 0 | 63.5101 | 0 | 0.084 | 26 | 0 | 96.0814 | 96.0814 | 286.6375 | 15.29 | 0.00697 | 0.084 | 0.03454 | 0 | 0 | 0.29046 | 0.2376 | 0 | 0 | 247.9653 | 0 | 0 | 0 | 0 | 20.0938 | 48.0362 | 0 | 0 | -256.2012 | 0.7527 | 13.1116 | 0.71 | -1 | -4.2 | 15.2494 | 0 | 0 | 13.737 | 13.737 | 13.737 | 13.737 | 15.9733 | 60.5475 | 0 | 0 | 9.7973 | 21.0226 | 0 | 0 | 0 | 37.8852 | 991.5924 | 33.077 | 62.1305 | 0 | 0.5138 | 0 | 14.074 | 3.248 | 0 | 1014.302 | 285.8904 | -6.98 | 8.817 | 7.395 | -1.78 | 17.0718 | 1.4347 | 43.4186 | 2025-12-30 | 2025_12_30 Hr 03 | 66.519 | -0.000323 | -1014.302 | -256.2012 | 384.8016 | 742.0556 | 124.4327 | 19.213 | 0 | 115.1053 | 134.9597 | 134.7367 | 0 | 192.1628 | 286.6375 | 15.29 | 0 | 0 | 247.9653 | 0 | 0 | 0
2025_12_30 Hr 04 | 0 | 0 | 0 | 0 | 0 | 0 | 0 | 0 | 0 | 61.3939 | 0 | 0.084 | 76 | 0 | 96.0814 | 96.0814 | 286.6375 | 15.29 | 0.00697 | 0.084 | 0.03454 | 0 | 0 | 0.29046 | 0.2376 | 0 | 0 | 247.9653 | 0 | 0 | 0 | 0 | 19.9378 | 47.6633 | 0 | 0 | -275.6903 | 0.7527 | 13.1116 | 0.71 | -1 | -4.2 | 15.2494 | 0 | 0 | 12.9592 | 12.9592 | 12.9592 | 12.9592 | 15.0688 | 58.6521 | 0 | 0 | 9.7973 | 21.0226 | 0 | 0 | 0 | 40.9218 | 984.9313 | 32.8203 | 61.6482 | 0 | 0.5138 | 0 | 14.074 | 3.248 | 0 | 1038.41 | 336.149 | -6.98 | 8.817 | 7.395 | -1.78 | 16.9393 | 1.4236 | 44.6267 | 2025-12-30 | 2025_12_30 Hr 04 | 66.8188 | 5e-05 | -1038.41 | -275.6903 | 377.2579 | 742.0556 | 175.5739 | 19.213 | 0 | 114.5765 | 128.8274 | 133.854 | 0 | 192.1628 | 286.6375 | 15.29 | 0 | 0 | 247.9653 | 0 | 0 | 0
2025_12_30 Hr 05 | 0 | 0 | 0 | 0 | 0 | 0 | 0 | 0 | 0 | 71.2231 | 0 | 0.084 | 82 | 0 | 96.0814 | 96.0814 | 286.6375 | 12.7417 | 0.00697 | 0.084 | 0.03454 | 0 | 0 | 0.29046 | 0.2376 | 0 | 0 | 247.9653 | 0 | 0 | 0 | 0 | 20.6623 | 49.3952 | 0 | 0 | -270.1419 | 0.7527 | 13.1116 | 0.71 | -1 | -4.2 | 15.2494 | 0 | 0 | 16.5722 | 16.5722 | 16.5722 | 16.5722 | 19.27 | 58.6521 | 0 | 0 | 9.7973 | 21.0226 | 0 | 0 | 0 | 22.9914 | 1013.322 | 34.0128 | 63.8883 | 0 | 0.5138 | 0 | 14.074 | 3.248 | 0 | 1064.518 | 328.3184 | -6.98 | 8.817 | 7.395 | -1.78 | 17.5548 | 1.4753 | 45.5843 | 2025-12-30 | 2025_12_30 Hr 05 | 66.3735 | 0.000367 | -1064.518 | -270.1419 | 412.2965 | 739.5072 | 163.6435 | 19.213 | 0 | 117.0328 | 157.31 | 137.9538 | 0 | 192.1628 | 286.6375 | 12.7417 | 0 | 0 | 247.9653 | 0 | 0 | 0
2025_12_30 Hr 06 | 0 | 0 | 0 | 0 | 0 | 0 | 0 | 0 | 0 | 88.4031 | 0 | 0.084 | 85 | 0 | 96.0814 | 96.0814 | 286.6375 | 12.7417 | 0.00697 | 0.084 | 0.03454 | 0 | 0 | 0.29046 | 0.2376 | 0 | 0 | 247.9653 | 0 | 0 | 0 | 0 | 21.9286 | 52.4223 | 0 | 0 | -222.6299 | 0.7527 | 13.1116 | 0.71 | -1 | -4.2 | 15.2494 | 0 | 0 | 22.8874 | 22.8874 | 22.8874 | 22.8874 | 26.6132 | 60.5475 | 0 | 0 | 9.7973 | 21.0226 | 0 | 0 | 0 | 6.9408 | 1067.399 | 36.0972 | 67.8036 | 0 | 0.5138 | 0 | 14.074 | 3.248 | 0 | 1162.118 | 324.3291 | -6.98 | 8.817 | 7.395 | -1.78 | 18.6306 | 1.5657 | 48.8118 | 2025-12-30 | 2025_12_30 Hr 06 | 68.373 | 0.000379 | -1162.118 | -222.6299 | 473.5397 | 739.5072 | 152.4883 | 19.213 | 0 | 121.3261 | 207.0939 | 145.1197 | 0 | 192.1628 | 286.6375 | 12.7417 | 0 | 0 | 247.9653 | 0 | 0 | 0
2025_12_30 Hr 07 | 0 | 0 | 0 | 0 | 0 | 0 | 0 | 0 | 0 | 109.9825 | -14.3 | 0.084 | 84 | 0 | 96.0814 | 96.0814 | 285.811 | 15.21 | 0.00697 | 0.084 | 0.03454 | 0 | 0 | 0.29046 | 0.2376 | 0 | 0 | 247.9653 | 0 | 0 | 0 | 0 | 23.5191 | 56.2246 | 0 | 0 | -192.7448 | 0.7527 | 13.1116 | 0.71 | -1 | -4.2 | 15.2494 | 0 | 0 | 30.8197 | 30.8197 | 30.8197 | 30.8197 | 35.8369 | 60.5475 | 0 | 0 | 9.7973 | 21.0226 | 0 | 0 | 0 | 21.9792 | 1136.966 | 38.7154 | 72.7215 | 0 | 0.5138 | 0 | 14.074 | 3.248 | 0 | 1270.31 | 347.3684 | -21.28 | 8.817 | 7.395 | -1.78 | 19.9819 | 1.6793 | 52.6893 | 2025-12-30 | 2025_12_30 Hr 07 | 69.3613 | -6.6e-05 | -1270.31 | -192.7448 | 536.166 | 741.1491 | 166.5267 | 19.213 | 0 | 126.7189 | 269.6264 | 139.8207 | 0 | 192.1628 | 285.811 | 15.21 | 0 | 0 | 247.9653 | 0 | 0 | 0
2025_12_30 Hr 08 | 0 | 0 | 0 | 0 | 0 | 0 | 0 | 0 | 0 | 124.4617 | -14.3 | 0.084 | 82 | 0 | 96.0814 | 96.0814 | 285.811 | 12.675 | 0.00697 | 0.084 | 0.03454 | 0 | 0 | 0.29046 | 0.2376 | 0 | 0 | 247.9653 | 0 | 0 | 0 | 0 | 24.5862 | 58.7758 | 0 | 0 | -168.1809 | 0.7527 | 13.1116 | 0.71 | -1 | -4.2 | 15.2494 | 0 | 0 | 36.1421 | 36.1421 | 36.1421 | 36.1421 | 42.0257 | 62.5482 | 0 | 0 | 9.7973 | 21.0226 | 0 | 0 | 0 | 14.0262 | 1180.007 | 40.4721 | 76.0212 | 0 | 0.5138 | 0 | 14.074 | 3.248 | 0 | 1336.002 | 345.4555 | -21.28 | 8.817 | 7.395 | -1.78 | 20.8886 | 1.7555 | 54.9592 | 2025-12-30 | 2025_12_30 Hr 08 | 70.7441 | -0.000348 | -1336.002 | -168.1809 | 587.7811 | 738.6141 | 158.5744 | 19.213 | 0 | 130.3373 | 311.5838 | 145.86 | 0 | 192.1628 | 285.811 | 12.675 | 0 | 0 | 247.9653 | 0 | 0 | 0
2025_12_30 Hr 09 | 0 | 0 | 0 | 0 | 0 | 0 | 0 | 0 | 0 | 128.4991 | -14.3 | 0.084 | 78 | 0 | 96.0814 | 96.0814 | 285.811 | 11.4075 | 0.00697 | 0.084 | 0.03454 | 0 | 0 | 0.29046 | 0.2376 | 0 | 0 | 247.9653 | 0 | 0 | 0 | 0 | 24.8838 | 59.4872 | 0 | 0 | -187.1155 | 0.7527 | 13.1116 | 0.71 | -1 | -4.2 | 15.2494 | 0 | 0 | 37.6262 | 37.6262 | 37.6262 | 37.6262 | 43.7514 | 66.5496 | 0 | 0 | 9.7973 | 21.0226 | 0 | 0 | 0 | 18.9426 | 1191.448 | 40.962 | 76.9413 | 0 | 0.5138 | 0 | 14.074 | 3.248 | 0 | 1335.11 | 352.0573 | -21.28 | 8.817 | 7.395 | -1.78 | 21.1414 | 1.7767 | 55.1731 | 2025-12-30 | 2025_12_30 Hr 09 | 68.5695 | -2e-05 | -1335.11 | -187.1155 | 602.1737 | 737.3466 | 163.4922 | 19.213 | 0 | 131.3463 | 323.2834 | 147.5441 | 0 | 192.1628 | 285.811 | 11.4075 | 0 | 0 | 247.9653 | 0 | 0 | 0
2025_12_30 Hr 10 | 5.5305 | 0.00021 | 0.005922 | 0 | 0 | 0 | 0 | 0 | 0 | 130.2533 | -14.3 | 0.084 | 70 | 0 | 96.0814 | 96.0814 | 285.811 | 13.9425 | 0.00697 | 0.084 | 0.03454 | 0 | 0 | 0.29046 | 0.2376 | 0 | 0 | 247.9653 | 0 | 0 | 0 | 0 | 25.0131 | 59.7963 | 0 | 0 | -202.177 | 0.7527 | 13.1116 | 0.71 | -1 | -4.2 | 15.2494 | 0 | 0 | 38.271 | 38.271 | 38.271 | 38.271 | 44.5012 | 66.5496 | 0 | 0 | 9.7973 | 21.0226 | 0 | 0 | 0 | 39.9096 | 1199.511 | 41.1748 | 77.3411 | 0 | 0.5138 | -5.5305 | 14.074 | 3.248 | 0 | 1341.81 | 371.2868 | -26.8105 | 8.817 | 7.395 | -1.78 | 21.2513 | 1.786 | 55.6358 | 2025-12-30 | 2025_12_30 Hr 10 | 69.005 | -4.6e-05 | -1341.81 | -202.177 | 608.4271 | 739.8816 | 176.4653 | 19.213 | 0 | 131.7847 | 328.3666 | 148.2758 | 0 | 192.1628 | 285.811 | 13.9425 | 0 | 0 | 247.9653 | 0 | 0 | 0
2025_12_30 Hr 11 | 4.4991 | 0.000195 | 0.005499 | 0 | 0 | 0 | 0 | 0 | 0 | 136.045 | -14.3 | 0.084 | 49 | 0 | 96.0814 | 96.0814 | 285.811 | 15.21 | 0.00697 | 0.084 | 0.03454 | 0 | 0 | 0.29046 | 0.2376 | 0 | 0 | 247.9653 | 0 | 0 | 0 | 0 | 25.44 | 60.8167 | 0 | 0 | -203.3313 | 0.7527 | 13.1116 | 0.71 | -1 | -4.2 | 15.2494 | 0 | 0 | 40.4 | 40.4 | 40.4 | 40.4 | 46.9767 | 63.6012 | 0 | 0 | 9.7973 | 21.0226 | 0 | 0 | 0 | 50.8992 | 1219.008 | 41.8775 | 78.661 | 0 | 0.5138 | -4.4991 | 14.074 | 3.248 | 0 | 1349.61 | 359.7122 | -25.7791 | 8.817 | 7.395 | -1.78 | 21.614 | 1.8164 | 55.9588 | 2025-12-30 | 2025_12_30 Hr 11 | 71.5444 | -1.5e-05 | -1349.61 | -203.3313 | 629.0731 | 741.1491 | 163.5061 | 19.213 | 0 | 133.232 | 345.1496 | 150.6915 | 0 | 192.1628 | 285.811 | 15.21 | 0 | 0 | 247.9653 | 0 | 0 | 0
2025_12_30 Hr 12 | 3.0994 | 0.00048 | 0.013536 | 0 | 0 | 0 | 0 | 0 | 0 | 138.3282 | -14.3 | 0.084 | 40 | 0 | 96.0814 | 96.0814 | 285.811 | 15.21 | 0.00697 | 0.084 | 0.03454 | 0 | 0 | 0.29046 | 0.2376 | 0 | 0 | 247.9653 | 0 | 0 | 0 | 0 | 25.6083 | 61.219 | 0 | 0 | -217.0193 | 0.7527 | 13.1116 | 0.71 | -1 | -4.2 | 15.2494 | 0 | 0 | 41.2393 | 41.2393 | 41.2393 | 41.2393 | 47.9526 | 66.5496 | 0 | 0 | 9.7973 | 21.0226 | 0 | 0 | 0 | 53.7912 | 1226.203 | 42.1545 | 79.1814 | 0 | 0.5138 | -3.0994 | 14.074 | 3.248 | 0 | 1340.91 | 356.1057 | -24.3794 | 8.817 | 7.395 | -1.78 | 21.7569 | 1.8285 | 55.7955 | 2025-12-30 | 2025_12_30 Hr 12 | 67.9248 | -1.7e-05 | -1340.91 | -217.0193 | 637.2124 | 741.1491 | 160.3548 | 19.213 | 0 | 133.8026 | 351.7659 | 151.6439 | 0 | 192.1628 | 285.811 | 15.21 | 0 | 0 | 247.9653 | 0 | 0 | 0
2025_12_30 Hr 13 | 1.0315 | 0.000585 | 0.016497 | 0 | 0 | 0 | 0 | 0 | 0 | 134.2908 | -14.3 | 0.084 | 41 | 0 | 96.0814 | 96.0814 | 285.811 | 15.21 | 0.00697 | 0.084 | 0.03454 | 0 | 0 | 0.29046 | 0.2376 | 0 | 0 | 247.9653 | 0 | 0 | 0 | 0 | 25.3107 | 60.5076 | 0 | 0 | -197.6366 | 0.7527 | 13.1116 | 0.71 | -1 | -4.2 | 15.2494 | 0 | 0 | 39.7551 | 39.7551 | 39.7551 | 39.7551 | 46.2269 | 67.4973 | 0 | 0 | 9.7973 | 21.0226 | 0 | 0 | 0 | 46.8504 | 1213.497 | 41.6647 | 78.2612 | 0 | 0.5138 | -1.0315 | 14.074 | 3.248 | 0 | 1340.91 | 347.3607 | -22.3115 | 8.817 | 7.395 | -1.78 | 21.5041 | 1.8072 | 55.5405 | 2025-12-30 | 2025_12_30 Hr 13 | 66.8549 | 4.1e-05 | -1340.91 | -197.6366 | 622.8198 | 741.1491 | 155.3648 | 19.213 | 0 | 132.7936 | 340.0663 | 149.9598 | 0 | 192.1628 | 285.811 | 15.21 | 0 | 0 | 247.9653 | 0 | 0 | 0
2025_12_30 Hr 14 | 2.7694 | 0.0006 | 0.01692 | 0 | 0 | 0 | 0 | 0 | 0 | 126.7728 | -14.3 | 0.084 | 35 | 0 | 96.0814 | 96.0814 | 285.811 | 15.21 | 0.00697 | 0.084 | 0.03454 | 0 | 0 | 0.29046 | 0.2376 | 0 | 0 | 247.9653 | 0 | 0 | 0 | 0 | 24.7566 | 59.183 | 0 | 0 | -130.9813 | 0.7527 | 13.1116 | 0.71 | -1 | -4.2 | 15.2494 | 0 | 0 | 36.9916 | 36.9916 | 36.9916 | 36.9916 | 43.0135 | 68.5503 | 0 | 0 | 9.7973 | 21.0226 | 0 | 0 | 0 | 69.8418 | 1189.833 | 40.7525 | 76.5479 | 0 | 0.5138 | -2.7694 | 14.074 | 3.248 | 0 | 1398.81 | 364.0072 | -24.0494 | 8.817 | 7.395 | -1.78 | 21.0333 | 1.7677 | 56.949 | 2025-12-30 | 2025_12_30 Hr 14 | 66.8323 | 3.5e-05 | -1398.81 | -130.9813 | 596.0196 | 741.1491 | 173.4096 | 19.213 | 0 | 130.9149 | 318.2808 | 146.824 | 0 | 192.1628 | 285.811 | 15.21 | 0 | 0 | 247.9653 | 0 | 0 | 0
2025_12_30 Hr 15 | 1.0315 | 0.00093 | 0.026226 | 0 | 0 | 0 | 0 | 0 | 0 | 127.9422 | -14.3 | 0.084 | 28 | 0 | 96.0814 | 96.0814 | 285.811 | 10.14 | 0.00697 | 0.084 | 0.03454 | 0 | 0 | 0.29046 | 0.2376 | 0 | 0 | 247.9653 | 0 | 0 | 0 | 0 | 24.8428 | 59.389 | 0 | 0 | -191.802 | 0.7527 | 13.1116 | 0.71 | -1 | -4.2 | 15.2494 | 0 | 0 | 37.4215 | 37.4215 | 37.4215 | 37.4215 | 43.5134 | 67.4973 | 0 | 0 | 9.7973 | 21.0226 | 0 | 0 | 0 | 78.807 | 1188.454 | 40.8944 | 76.8144 | 0 | 0.5138 | -1.0315 | 14.074 | 3.248 | 0 | 1338.01 | 363.6696 | -22.3115 | 8.817 | 7.395 | -1.78 | 21.1066 | 1.7738 | 55.3492 | 2025-12-30 | 2025_12_30 Hr 15 | 66.8492 | 1.5e-05 | -1338.01 | -191.802 | 600.1885 | 736.0791 | 174.3315 | 19.213 | 0 | 131.2071 | 321.6696 | 147.3118 | 0 | 192.1628 | 285.811 | 10.14 | 0 | 0 | 247.9653 | 0 | 0 | 0
2025_12_30 Hr 16 | 0 | 0.00036 | 0.010152 | 0 | 0 | 0 | 0 | 0 | 0 | 132.1467 | -14.3 | 0.084 | 20 | 0 | 96.0814 | 96.0814 | 285.811 | 10.14 | 0.00697 | 0.084 | 0.03454 | 0 | 0 | 0.29046 | 0.2376 | 0 | 0 | 247.9653 | 0 | 0 | 0 | 0 | 25.1527 | 60.1299 | 0 | 0 | -187.9123 | 0.7527 | 13.1116 | 0.71 | -1 | -4.2 | 15.2494 | 0 | 0 | 38.967 | 38.967 | 38.967 | 38.967 | 45.3105 | 67.4973 | 0 | 0 | 9.7973 | 21.0226 | 0 | 0 | 0 | 70.854 | 1201.672 | 41.4045 | 77.7726 | 0 | 0.5138 | 0 | 14.074 | 3.248 | 0 | 1340.918 | 348.4383 | -21.28 | 8.817 | 7.395 | -1.78 | 21.3699 | 1.7959 | 55.4129 | 2025-12-30 | 2025_12_30 Hr 16 | 69.2868 | 0.000268 | -1340.918 | -187.9123 | 615.1767 | 736.0791 | 158.3618 | 19.213 | 0 | 132.2578 | 333.8533 | 149.0655 | 0 | 192.1628 | 285.811 | 10.14 | 0 | 0 | 247.9653 | 0 | 0 | 0
2025_12_30 Hr 17 | 0.34162 | 0 | 0 | 0 | 0 | 0 | 0 | 0 | 0 | 137.7713 | -14.3 | 0.084 | 25 | 0 | 96.0814 | 96.0814 | 285.811 | 15.21 | 0.00697 | 0.084 | 0.03454 | 0 | 0 | 0.29046 | 0.2376 | 0 | 0 | 247.9653 | 0 | 0 | 0 | 0 | 25.5672 | 61.1209 | 0 | 0 | -168.3044 | 0.7527 | 13.1116 | 0.71 | -1 | -4.2 | 15.2494 | 0 | 0 | 41.0346 | 41.0346 | 41.0346 | 41.0346 | 47.7146 | 67.4973 | 0 | 0 | 9.7973 | 21.0226 | 0 | 0 | 0 | 56.8278 | 1224.437 | 42.0869 | 79.0544 | 0 | 0.5138 | -0.34162 | 14.074 | 3.248 | 0 | 1376.61 | 342.0994 | -21.6216 | 8.817 | 7.395 | -1.78 | 21.7221 | 1.8255 | 56.5637 | 2025-12-30 | 2025_12_30 Hr 17 | 85.2125 | -5.4e-05 | -1376.61 | -168.3044 | 635.2272 | 741.1491 | 149.3251 | 19.213 | 0 | 133.6634 | 350.1522 | 151.4116 | 0 | 192.1628 | 285.811 | 15.21 | 0 | 0 | 247.9653 | 0 | 0 | 0
2025_12_30 Hr 18 | 0 | 0 | 0 | 0 | 0 | 0 | 0 | 0 | 0 | 134.2908 | -14.3 | 0.084 | 48 | 0 | 96.0814 | 96.0814 | 285.811 | 15.21 | 0.00697 | 0.084 | 0.03454 | 0 | 0 | 0.29046 | 0.2376 | 0 | 0 | 247.9653 | 0 | 0 | 0 | 0 | 25.3107 | 60.5076 | 0 | 0 | -148.607 | 0.7527 | 13.1116 | 0.71 | -1 | -4.2 | 15.2494 | 0 | 0 | 39.7551 | 39.7551 | 39.7551 | 39.7551 | 46.2269 | 62.5482 | 0 | 0 | 9.7973 | 21.0226 | 0 | 0 | 0 | 49.887 | 1213.481 | 41.6647 | 78.2612 | 0 | 0.5138 | 0 | 14.074 | 3.248 | 0 | 1395.01 | 351.4161 | -21.28 | 8.817 | 7.395 | -1.78 | 21.5041 | 1.8072 | 57.0309 | 2025-12-30 | 2025_12_30 Hr 18 | 85.0428 | 5.9e-05 | -1395.01 | -148.607 | 622.8198 | 741.1491 | 160.4352 | 19.213 | 0 | 132.7936 | 340.0663 | 149.9598 | 0 | 192.1628 | 285.811 | 15.21 | 0 | 0 | 247.9653 | 0 | 0 | 0
2025_12_30 Hr 19 | 0 | 0 | 0 | 0 | 0 | 0 | 0 | 0 | 0 | 125.0464 | -14.3 | 0.084 | 52 | 0 | 96.0814 | 96.0814 | 285.811 | 15.21 | 0.00697 | 0.084 | 0.03454 | 0 | 0 | 0.29046 | 0.2376 | 0 | 0 | 247.9653 | 0 | 0 | 0 | 0 | 24.6293 | 58.8788 | 0 | 0 | -128.8869 | 0.7527 | 13.1116 | 0.71 | -1 | -4.2 | 15.2494 | 0 | 0 | 36.357 | 36.357 | 36.357 | 36.357 | 42.2756 | 61.6005 | 0 | 0 | 9.7973 | 21.0226 | 0 | 0 | 0 | 32.9688 | 1184.383 | 40.5431 | 76.1545 | 0 | 0.5138 | 0 | 14.074 | 3.248 | 0 | 1367.91 | 333.6943 | -21.28 | 8.817 | 7.395 | -1.78 | 20.9252 | 1.7586 | 55.7017 | 2025-12-30 | 2025_12_30 Hr 19 | 85.3002 | 2e-05 | -1367.91 | -128.8869 | 589.8655 | 741.1491 | 146.5693 | 19.213 | 0 | 130.4834 | 313.2782 | 146.1039 | 0 | 192.1628 | 285.811 | 15.21 | 0 | 0 | 247.9653 | 0 | 0 | 0
2025_12_30 Hr 20 | 0 | 0 | 0 | 0 | 0 | 0 | 0 | 0 | 0 | 110.79 | -14.3 | 0.084 | 51 | 0 | 96.0814 | 96.0814 | 285.811 | 15.21 | 0.00697 | 0.084 | 0.03454 | 0 | 0 | 0.29046 | 0.2376 | 0 | 0 | 247.9653 | 0 | 0 | 0 | 0 | 23.5786 | 56.3668 | 0 | 0 | -108.9259 | 0.7527 | 13.1116 | 0.71 | -1 | -4.2 | 15.2494 | 0 | 0 | 31.1166 | 31.1166 | 31.1166 | 31.1166 | 36.182 | 58.6521 | 0 | 0 | 9.7973 | 21.0226 | 0 | 0 | 0 | 32.9688 | 1139.508 | 38.8134 | 72.9055 | 0 | 0.5138 | 0 | 14.074 | 3.248 | 0 | 1333.102 | 323.7994 | -21.28 | 8.817 | 7.395 | -1.78 | 20.0325 | 1.6835 | 54.065 | 2025-12-30 | 2025_12_30 Hr 20 | 85.9506 | -0.000396 | -1333.102 | -108.9259 | 539.0445 | 741.1491 | 142.6209 | 19.213 | 0 | 126.9207 | 271.9663 | 140.1575 | 0 | 192.1628 | 285.811 | 15.21 | 0 | 0 | 247.9653 | 0 | 0 | 0
2025_12_30 Hr 21 | 0 | 0 | 0 | 0 | 0 | 0 | 0 | 0 | 0 | 96.116 | -14.3 | 0.084 | 58 | 0 | 96.0814 | 96.0814 | 285.811 | 15.21 | 0.00697 | 0.084 | 0.03454 | 0 | 0 | 0.29046 | 0.2376 | 0 | 0 | 247.9653 | 0 | 0 | 0 | 0 | 22.497 | 53.7813 | 0 | 0 | -119.8529 | 0.7527 | 13.1116 | 0.71 | -1 | -4.2 | 15.2494 | 0 | 0 | 25.7226 | 25.7226 | 25.7226 | 25.7226 | 29.9099 | 62.5482 | 0 | 0 | 9.7973 | 21.0226 | 0 | 0 | 0 | 39.9096 | 1093.319 | 37.033 | 69.5613 | 0 | 0.5138 | 0 | 14.074 | 3.248 | 0 | 1287.702 | 335.5157 | -21.28 | 8.817 | 7.395 | -1.78 | 19.1136 | 1.6063 | 52.4167 | 2025-12-30 | 2025_12_30 Hr 21 | 80.6598 | -0.00034 | -1287.702 | -119.8529 | 486.7347 | 741.1491 | 160.4578 | 19.213 | 0 | 123.2536 | 229.4443 | 134.0368 | 0 | 192.1628 | 285.811 | 15.21 | 0 | 0 | 247.9653 | 0 | 0 | 0
2025_12_30 Hr 22 | 0 | 0 | 0 | 0 | 0 | 0 | 0 | 0 | 0 | 81.3027 | -14.3 | 0.084 | 62 | 0 | 96.0814 | 96.0814 | 285.811 | 15.21 | 0.00697 | 0.084 | 0.03454 | 0 | 0 | 0.29046 | 0.2376 | 0 | 0 | 247.9653 | 0 | 0 | 0 | 0 | 21.4052 | 51.1712 | 0 | 0 | -115.1886 | 0.7527 | 13.1116 | 0.71 | -1 | -4.2 | 15.2494 | 0 | 0 | 20.2774 | 20.2774 | 20.2774 | 20.2774 | 23.5784 | 56.6514 | 0 | 0 | 9.7973 | 21.0226 | 0 | 0 | 0 | 31.9566 | 1046.691 | 35.2357 | 66.1854 | 0 | 0.5138 | 0 | 14.074 | 3.248 | 0 | 1229.71 | 319.4872 | -21.28 | 8.817 | 7.395 | -1.78 | 18.186 | 1.5284 | 50.0662 | 2025-12-30 | 2025_12_30 Hr 22 | 81.5477 | 3.3e-05 | -1229.71 | -115.1886 | 433.9286 | 741.1491 | 150.608 | 19.213 | 0 | 119.5517 | 186.5187 | 127.8581 | 0 | 192.1628 | 285.811 | 15.21 | 0 | 0 | 247.9653 | 0 | 0 | 0
2025_12_30 Hr 23 | 0 | 0 | 0 | 0 | 0 | 0 | 0 | 0 | 0 | 67.0185 | 0 | 0.084 | 76 | 0 | 96.0814 | 96.0814 | 286.6375 | 15.29 | 0.00697 | 0.084 | 0.03454 | 0 | 0 | 0.29046 | 0.2376 | 0 | 0 | 247.9653 | 0 | 0 | 0 | 0 | 20.3524 | 48.6544 | 0 | 0 | -171.9164 | 0.7527 | 13.1116 | 0.71 | -1 | -4.2 | 15.2494 | 0 | 0 | 15.0267 | 15.0267 | 15.0267 | 15.0267 | 17.4729 | 58.6521 | 0 | 0 | 9.7973 | 21.0226 | 0 | 0 | 0 | 38.8974 | 1002.636 | 33.5027 | 62.9301 | 0 | 0.5138 | 0 | 14.074 | 3.248 | 0 | 1160.21 | 336.4706 | -6.98 | 8.817 | 7.395 | -1.78 | 17.2915 | 1.4532 | 48.0692 | 2025-12-30 | 2025_12_30 Hr 23 | 88.9654 | -3e-05 | -1160.21 | -171.9164 | 397.3083 | 742.0556 | 173.5495 | 19.213 | 0 | 115.9821 | 145.1262 | 136.2 | 0 | 192.1628 | 286.6375 | 15.29 | 0 | 0 | 247.9653 | 0 | 0 | 0
2025_12_30 Hr 24 | 0 | 0 | 0 | 0 | 0 | 0 | 0 | 0 | 0 | 55.4352 | 0 | 0.084 | 85 | 0 | 96.0814 | 96.0814 | 286.6375 | 0 | 0.00697 | 0.084 | 0.03454 | 0 | 0 | 0.29046 | 0.2376 | 0 | 0 | 247.9653 | 0 | 0 | 0 | 0 | 19.4987 | 46.6134 | 0 | 0 | -233.3671 | 0.7527 | 13.1116 | 0.71 | -1 | -4.2 | 15.2494 | 0 | 0 | 10.7688 | 10.7688 | 10.7688 | 10.7688 | 12.5219 | 63.6012 | 0 | 0 | 9.7973 | 21.0226 | 0 | 0 | 0 | 59.8644 | 950.8852 | 32.0973 | 60.2903 | 0 | 0.5138 | 0 | 14.074 | 3.248 | 0 | 1077.093 | 366.5552 | -6.98 | 8.817 | 7.395 | -1.78 | 16.5662 | 1.3922 | 45.5968 | 2025-12-30 | 2025_12_30 Hr 24 | 89.143 | 0.000352 | -1077.093 | -233.3671 | 356.0163 | 726.7656 | 208.4656 | 19.213 | 0 | 113.0874 | 111.5604 | 131.3686 | 0 | 192.1628 | 286.6375 | 0 | 0 | 0 | 247.9653 | 0 | 0 | 0
2025_12_31 Hr 01 | 0 | 0 | 0 | 3.8622 | 3.8622 | 3.8116 | 3.8622 | 3.8622 | 3.8622 | 63.3622 | 0 | 0.084 | 87 | 0 | 96.0814 | 96.0814 | 286.6375 | 0 | 0.00697 | 0.084 | 0.03454 | 0 | 0 | 0.29046 | 0.2376 | 0 | 0 | 247.9653 | 0 | 0 | 0 | 0 | 21.2428 | 50.7567 | 0 | 0 | -446.7944 | 0.7527 | 13.1344 | 0.55 | -1 | -4.2 | 15.3286 | 0 | 0 | 15.4778 | 15.4778 | 15.4778 | 15.4778 | 17.9975 | 63.6012 | 0 | 0 | 9.7958 | 17.3252 | 0 | 69.7368 | 76.0127 | 62.7564 | 1157.967 | 28.7506 | 54.0931 | 0 | 0.5138 | 0 | 14.074 | 3.248 | 0 | 1060.55 | 356.3574 | -6.98 | 8.8001 | 7.395 | -1.78 | 14.8631 | 1.2468 | 47.7499 | 2025-12-31 | 2025_12_31 Hr 01 | 81.5231 | 2e-05 | -1060.55 | -446.7944 | 379.1362 | 895.6377 | 213.3576 | 19.213 | 0 | 119.0583 | 143.7991 | 116.2787 | 23.1226 | 192.1628 | 286.6375 | 0 | 0 | 0 | 247.9653 | 0 | 145.7495 | 0
2025_12_31 Hr 02 | 0 | 0 | 0 | 3.8622 | 3.8622 | 3.8116 | 3.8622 | 3.8622 | 3.8622 | 60.6964 | 0 | 0.084 | 89 | 0 | 96.0814 | 96.0814 | 286.6375 | 0 | 0.00697 | 0.084 | 0.03454 | 0 | 0 | 0.29046 | 0.2376 | 0 | 0 | 247.9653 | 0 | 0 | 0 | 0 | 20.999 | 50.1741 | 0 | 0 | -436.7946 | 0.7527 | 13.1344 | 0.55 | -1 | -4.2 | 15.3286 | 0 | 0 | 14.5013 | 14.5013 | 14.5013 | 14.5013 | 16.8619 | 62.5482 | 0 | 0 | 9.7958 | 17.3252 | 0 | 71.2258 | 77.6894 | 43.8138 | 1152.599 | 28.4206 | 53.4722 | 0 | 0.5138 | 0 | 14.074 | 3.248 | 0 | 1046.05 | 337.226 | -6.98 | 8.8001 | 7.395 | -1.78 | 14.6925 | 1.2325 | 47.046 | 2025-12-31 | 2025_12_31 Hr 02 | 81.5231 | 4.9e-05 | -1046.05 | -436.7946 | 369.4663 | 898.8033 | 195.362 | 19.213 | 0 | 118.2319 | 136.0915 | 115.1429 | 23.1226 | 192.1628 | 286.6375 | 0 | 0 | 0 | 247.9653 | 0 | 148.9151 | 0
2025_12_31 Hr 03 | 0 | 0 | 0 | 3.8622 | 3.8622 | 3.8116 | 3.8622 | 3.8622 | 3.8622 | 52.3693 | 0 | 0.084 | 87 | 0 | 96.0814 | 96.0814 | 286.6375 | 0 | 0.00697 | 0.084 | 0.03454 | 0 | 0 | 0.29046 | 0.2376 | 0 | 0 | 247.9653 | 0 | 0 | 0 | 0 | 20.2374 | 48.3543 | 0 | 0 | -404.7256 | 0.7527 | 13.1344 | 0.55 | -1 | -4.2 | 15.3286 | 0 | 0 | 11.4507 | 11.4507 | 11.4507 | 11.4507 | 13.3148 | 62.5482 | 0 | 0 | 9.7958 | 17.3252 | 0 | 71.2258 | 77.6894 | 46.8504 | 1125.941 | 27.3898 | 51.5328 | 0 | 0.5138 | 0 | 14.074 | 3.248 | 0 | 1048.95 | 334.7148 | -6.98 | 8.8001 | 7.395 | -1.78 | 14.1596 | 1.1878 | 46.7385 | 2025-12-31 | 2025_12_31 Hr 03 | 80.4112 | 4.6e-05 | -1048.95 | -404.7256 | 339.2607 | 898.8033 | 196.3986 | 19.213 | 0 | 115.6505 | 112.0152 | 111.5951 | 23.1226 | 192.1628 | 286.6375 | 0 | 0 | 0 | 247.9653 | 0 | 148.9151 | 0
2025_12_31 Hr 04 | 0 | 0 | 0 | 3.8622 | 3.8622 | 3.8116 | 3.8622 | 3.8622 | 3.8622 | 51.5448 | 0 | 0.084 | 73 | 0 | 96.0814 | 96.0814 | 286.6375 | 0 | 0.00697 | 0.084 | 0.03454 | 0 | 0 | 0.29046 | 0.2376 | 0 | 0 | 247.9653 | 0 | 0 | 0 | 0 | 20.162 | 48.1741 | 0 | 0 | -396.6837 | 0.7527 | 13.1344 | 0.55 | -1 | -4.2 | 15.3286 | 0 | 0 | 11.1487 | 11.1487 | 11.1487 | 11.1487 | 12.9636 | 62.5482 | 0 | 0 | 9.7958 | 17.3252 | 0 | 71.2258 | 77.6894 | 50.8992 | 1123.301 | 27.2877 | 51.3408 | 0 | 0.5138 | 0 | 14.074 | 3.248 | 0 | 1044.05 | 324.4123 | -6.98 | 8.8001 | 7.395 | -1.78 | 14.1068 | 1.1834 | 46.4393 | 2025-12-31 | 2025_12_31 Hr 04 | 81.5231 | 0.0001 | -1044.05 | -396.6837 | 336.2701 | 898.8033 | 186.4474 | 19.213 | 0 | 115.3949 | 109.6314 | 111.2438 | 23.1226 | 192.1628 | 286.6375 | 0 | 0 | 0 | 247.9653 | 0 | 148.9151 | 0
2025_12_31 Hr 05 | 0 | 0 | 0 | 3.8622 | 3.8622 | 3.8116 | 3.8622 | 3.8622 | 3.8622 | 54.2381 | 0 | 0.084 | 61 | 0 | 96.0814 | 96.0814 | 286.6375 | 0 | 0.00697 | 0.084 | 0.03454 | 0 | 0 | 0.29046 | 0.2376 | 0 | 0 | 247.9653 | 0 | 0 | 0 | 0 | 20.4083 | 48.7627 | 0 | 0 | -379.569 | 0.7527 | 13.1344 | 0.55 | -1 | -4.2 | 15.3286 | 0 | 0 | 12.1354 | 12.1354 | 12.1354 | 12.1354 | 14.1109 | 66.5496 | 0 | 0 | 9.7958 | 17.3252 | 0 | 71.2258 | 77.6894 | 66.8052 | 1131.923 | 27.6211 | 51.968 | 0 | 0.5138 | 0 | 14.074 | 3.248 | 0 | 1078.842 | 333.4672 | -6.98 | 8.8001 | 7.395 | -1.78 | 14.2792 | 1.1978 | 47.5874 | 2025-12-31 | 2025_12_31 Hr 05 | 82.9085 | -0.000362 | -1078.842 | -379.569 | 346.0395 | 898.8033 | 194.3548 | 19.213 | 0 | 116.2298 | 117.4184 | 112.3913 | 23.1226 | 192.1628 | 286.6375 | 0 | 0 | 0 | 247.9653 | 0 | 148.9151 | 0
2025_12_31 Hr 06 | 0 | 0 | 0 | 3.8622 | 3.8622 | 3.8116 | 3.8622 | 3.8622 | 3.8622 | 60.0643 | 0 | 0.084 | 79 | 0 | 96.0814 | 96.0814 | 286.6375 | 0 | 0.00697 | 0.084 | 0.03454 | 0 | 0 | 0.29046 | 0.2376 | 0 | 0 | 247.9653 | 0 | 0 | 0 | 0 | 20.9412 | 50.036 | 0 | 0 | -332.8745 | 0.7527 | 13.1344 | 0.55 | -1 | -4.2 | 15.3286 | 0 | 0 | 14.2697 | 14.2697 | 14.2697 | 14.2697 | 16.5927 | 62.5482 | 0 | 0 | 9.7958 | 17.3252 | 0 | 71.2258 | 77.6894 | 77.7948 | 1150.575 | 28.3424 | 53.325 | 0 | 0.5138 | 0 | 14.074 | 3.248 | 0 | 1171.658 | 360.9377 | -6.98 | 8.8001 | 7.395 | -1.78 | 14.652 | 1.2291 | 50.6368 | 2025-12-31 | 2025_12_31 Hr 06 | 91.8702 | 0.000346 | -1171.658 | -332.8745 | 367.1735 | 898.8033 | 219.343 | 19.213 | 0 | 118.036 | 134.2639 | 114.8736 | 23.1226 | 192.1628 | 286.6375 | 0 | 0 | 0 | 247.9653 | 0 | 148.9151 | 0
2025_12_31 Hr 07 | 0 | 0 | 0 | 3.8622 | 3.8622 | 3.8116 | 3.8622 | 3.8622 | 3.8622 | 64.2966 | -14.3 | 0.084 | 79 | 0 | 96.0814 | 96.0814 | 285.811 | 0 | 0.00697 | 0.084 | 0.03454 | 0 | 0 | 0.29046 | 0.2376 | 0 | 0 | 247.9653 | 0 | 0 | 0 | 0 | 21.3283 | 50.9609 | 0 | 0 | -223.3192 | 0.7527 | 13.1344 | 0.55 | -1 | -4.2 | 15.3286 | 0 | 0 | 15.8201 | 15.8201 | 15.8201 | 15.8201 | 18.3955 | 65.6019 | 0 | 0 | 9.7958 | 17.3252 | 0 | 70.8723 | 77.3038 | 76.7826 | 1162.558 | 28.8663 | 54.3107 | 0 | 0.5138 | 0 | 14.074 | 3.248 | 0 | 1282.742 | 364.7824 | -21.28 | 8.8001 | 7.395 | -1.78 | 14.9229 | 1.2518 | 53.5802 | 2025-12-31 | 2025_12_31 Hr 07 | 81.699 | -0.000324 | -1282.742 | -223.3192 | 368.2255 | 897.2378 | 221.3845 | 19.213 | 0 | 119.348 | 146.5007 | 102.3768 | 23.1226 | 192.1628 | 285.811 | 0 | 0 | 0 | 247.9653 | 0 | 148.1762 | 0
2025_12_31 Hr 08 | 0 | 0 | 0 | 3.8622 | 3.8622 | 3.8116 | 3.8622 | 3.8622 | 3.8622 | 75.482 | -14.3 | 0.084 | 82 | 0 | 96.0814 | 96.0814 | 285.811 | 0 | 0.00697 | 0.084 | 0.03454 | 0 | 0 | 0.29046 | 0.2376 | 0 | 0 | 247.9653 | 0 | 0 | 0 | 0 | 22.3514 | 53.4053 | 0 | 0 | -201.7946 | 0.7527 | 13.1344 | 0.55 | -1 | -4.2 | 15.3286 | 0 | 0 | 19.9177 | 19.9177 | 19.9177 | 19.9177 | 23.1601 | 65.6019 | 0 | 0 | 9.7958 | 17.3252 | 0 | 70.8723 | 77.3038 | 65.793 | 1198.366 | 30.2509 | 56.9159 | 0 | 0.5138 | 0 | 14.074 | 3.248 | 0 | 1336.85 | 361.5584 | -21.28 | 8.8001 | 7.395 | -1.78 | 15.6387 | 1.3119 | 55.4328 | 2025-12-31 | 2025_12_31 Hr 08 | 87.7024 | -2.8e-05 | -1336.85 | -201.7946 | 408.7988 | 897.2378 | 213.3949 | 19.213 | 0 | 122.8155 | 178.8409 | 107.1424 | 23.1226 | 192.1628 | 285.811 | 0 | 0 | 0 | 247.9653 | 0 | 148.1762 | 0
2025_12_31 Hr 09 | 2.0713 | 1.5e-05 | 0.000423 | 3.8622 | 3.8622 | 3.8116 | 3.8622 | 3.8622 | 3.8622 | 82.7373 | -14.3 | 0.084 | 88 | 0 | 96.0814 | 96.0814 | 285.811 | 0 | 0.00697 | 0.084 | 0.03454 | 0 | 0 | 0.29046 | 0.2376 | 0 | 0 | 247.9653 | 0 | 0 | 0 | 0 | 23.0149 | 54.9909 | 0 | 0 | -222.3956 | 0.7527 | 13.1344 | 0.55 | -1 | -4.2 | 15.3286 | 0 | 0 | 22.5756 | 22.5756 | 22.5756 | 22.5756 | 26.2507 | 67.4973 | 0 | 0 | 9.7958 | 17.3252 | 0 | 70.8723 | 77.3038 | 61.8888 | 1221.593 | 31.149 | 58.6057 | 0 | 0.5138 | -2.0713 | 14.074 | 3.248 | 0 | 1346.558 | 370.7121 | -23.3513 | 8.8001 | 7.395 | -1.78 | 16.103 | 1.3508 | 56.0871 | 2025-12-31 | 2025_12_31 Hr 09 | 79.9514 | 0.000389 | -1346.558 | -222.3956 | 435.1166 | 897.2378 | 217.3865 | 19.213 | 0 | 125.0647 | 199.8183 | 110.2336 | 23.1226 | 192.1628 | 285.811 | 0 | 0 | 0 | 247.9653 | 0 | 148.1762 | 0
2025_12_31 Hr 10 | 5.1707 | 0.00033 | 0.009306 | 3.8622 | 3.8622 | 3.8116 | 3.8622 | 3.8622 | 3.8622 | 91.5042 | -14.3 | 0.084 | 87 | 0 | 96.0814 | 96.0814 | 285.811 | 0 | 0.00697 | 0.084 | 0.03454 | 0 | 0 | 0.29046 | 0.2376 | 0 | 0 | 247.9653 | 0 | 0 | 0 | 0 | 23.8168 | 56.9068 | 0 | 0 | -268.7136 | 0.7527 | 13.1344 | 0.55 | -1 | -4.2 | 15.3286 | 0 | 0 | 25.7872 | 25.7872 | 25.7872 | 25.7872 | 29.9851 | 63.6012 | 0 | 0 | 9.7958 | 17.3252 | 0 | 70.8723 | 77.3038 | 65.793 | 1249.667 | 32.2343 | 60.6475 | 0 | 0.5138 | -5.1707 | 14.074 | 3.248 | 0 | 1331.058 | 376.5551 | -26.4507 | 8.8001 | 7.395 | -1.78 | 16.664 | 1.3979 | 56.0847 | 2025-12-31 | 2025_12_31 Hr 10 | 81.863 | 0.00036 | -1331.058 | -268.7136 | 466.9173 | 897.2378 | 216.4038 | 19.213 | 0 | 127.7824 | 225.166 | 113.9689 | 23.1226 | 192.1628 | 285.811 | 0 | 0 | 0 | 247.9653 | 0 | 148.1762 | 0
2025_12_31 Hr 11 | 5.5305 | 0.00057 | 0.016074 | 3.8622 | 3.8622 | 3.8116 | 3.8622 | 3.8622 | 3.8622 | 97.7977 | -14.3 | 0.084 | 80 | 0 | 96.0814 | 96.0814 | 285.811 | 0 | 0.00697 | 0.084 | 0.03454 | 0 | 0 | 0.29046 | 0.2376 | 0 | 0 | 247.9653 | 0 | 0 | 0 | 0 | 24.3924 | 58.2822 | 0 | 0 | -308.3844 | 0.7527 | 13.1344 | 0.55 | -1 | -4.2 | 15.3286 | 0 | 0 | 28.0927 | 28.0927 | 28.0927 | 28.0927 | 32.6659 | 63.6012 | 0 | 0 | 9.7958 | 17.3252 | 0 | 70.8723 | 77.3038 | 51.9114 | 1269.822 | 33.0134 | 62.1133 | 0 | 0.5138 | -5.5305 | 14.074 | 3.248 | 0 | 1293.342 | 358.715 | -26.8105 | 8.8001 | 7.395 | -1.78 | 17.0668 | 1.4317 | 55.1179 | 2025-12-31 | 2025_12_31 Hr 11 | 77.6213 | -0.000357 | -1293.342 | -308.3844 | 489.746 | 897.2378 | 195.5292 | 19.213 | 0 | 129.7335 | 243.3623 | 116.6502 | 23.1226 | 192.1628 | 285.811 | 0 | 0 | 0 | 247.9653 | 0 | 148.1762 | 0
2025_12_31 Hr 12 | 5.8688 | 0.00117 | 0.032994 | 3.8622 | 3.8622 | 3.8116 | 3.8622 | 3.8622 | 3.8622 | 101.5353 | -14.3 | 0.084 | 81 | 0 | 96.0814 | 96.0814 | 285.811 | 15.21 | 0.00697 | 0.084 | 0.03454 | 0 | 0 | 0.29046 | 0.2376 | 0 | 0 | 247.9653 | 0 | 0 | 0 | 0 | 24.7343 | 59.099 | 0 | 0 | -362.935 | 0.7527 | 13.1344 | 0.55 | -1 | -4.2 | 15.3286 | 0 | 0 | 29.4619 | 29.4619 | 29.4619 | 29.4619 | 34.258 | 62.5482 | 0 | 0 | 9.7958 | 17.3252 | 0 | 70.8723 | 77.3038 | 45.8382 | 1297.014 | 33.476 | 62.9838 | 0 | 0.5138 | -5.8688 | 14.074 | 3.248 | 0 | 1261.45 | 354.5202 | -27.1488 | 8.8001 | 7.395 | -1.78 | 17.3059 | 1.4517 | 54.5768 | 2025-12-31 | 2025_12_31 Hr 12 | 76.0321 | 8e-06 | -1261.45 | -362.935 | 503.3036 | 912.4478 | 189.4206 | 19.213 | 0 | 130.8921 | 254.1688 | 118.2427 | 23.1226 | 192.1628 | 285.811 | 15.21 | 0 | 0 | 247.9653 | 0 | 148.1762 | 0
2025_12_31 Hr 13 | 6.2088 | 0.002505 | 0.070641 | 3.8622 | 3.8622 | 3.8116 | 3.8622 | 3.8622 | 3.8622 | 97.8801 | -14.3 | 0.084 | 71 | 0 | 96.0814 | 96.0814 | 285.811 | 0 | 0.00697 | 0.084 | 0.03454 | 0 | 0 | 0.29046 | 0.2376 | 0 | 0 | 0 | 0 | 0 | 0 | 0 | 24.4 | 58.3002 | 0 | 0 | -70.4012 | 0.7527 | 13.1344 | 2.27 | -1 | -4.2 | 15.3286 | 0 | 0 | 28.1229 | 28.1229 | 28.1229 | 28.1229 | 32.701 | 60.5475 | 0 | 0 | 9.7958 | 17.3252 | 0 | 70.8723 | 77.3038 | 28.92 | 1022.175 | 33.0236 | 62.1325 | 0 | 0.5138 | -6.2088 | 14.074 | 3.248 | 0 | 1248.67 | 324.3853 | -27.4888 | 8.8001 | 7.395 | -1.78 | 17.072 | 1.4321 | 50.2458 | 2025-12-31 | 2025_12_31 Hr 13 | 75.7398 | -2.2e-05 | -1248.67 | -70.4012 | 490.045 | 649.2725 | 160.5406 | 19.213 | 0 | 129.759 | 243.6006 | 116.6854 | 23.1226 | 192.1628 | 285.811 | 0 | 0 | 0 | 0 | 0 | 148.1762 | 0
2025_12_31 Hr 14 | 5.8722 | 0.00405 | 0.11421 | 3.8622 | 3.8622 | 3.8116 | 3.8622 | 3.8622 | 3.8622 | 93.6204 | -14.3 | 0.084 | 65 | 0 | 96.0814 | 96.0814 | 285.811 | 0 | 0.00697 | 0.084 | 0.03454 | 0 | 0 | 0.29046 | 0.2376 | 0 | 0 | 0 | 0 | 0 | 0 | 0 | 24.0103 | 57.3693 | 0 | 0 | -51.5221 | 0.7527 | 13.1344 | 2.27 | -1 | -4.2 | 15.3286 | 0 | 0 | 26.5624 | 26.5624 | 26.5624 | 26.5624 | 30.8865 | 63.6012 | 0 | 0 | 9.7958 | 17.3252 | 0 | 70.8723 | 77.3038 | 14.8938 | 1008.581 | 32.4963 | 61.1404 | 0 | 0.5138 | -5.8722 | 14.074 | 3.248 | 0 | 1235.17 | 305.2627 | -27.1522 | 8.8001 | 7.395 | -1.78 | 16.7994 | 1.4092 | 49.4645 | 2025-12-31 | 2025_12_31 Hr 14 | 72.7933 | 4e-06 | -1235.17 | -51.5221 | 474.5933 | 649.2725 | 143.6133 | 19.213 | 0 | 128.4385 | 231.2844 | 114.8705 | 23.1226 | 192.1628 | 285.811 | 0 | 0 | 0 | 0 | 0 | 148.1762 | 0
2025_12_31 Hr 15 | 5.1707 | 0.005745 | 0.16201 | 3.8622 | 3.8622 | 3.8116 | 3.8622 | 3.8622 | 3.8622 | 94.7197 | -14.3 | 0.084 | 66 | 0 | 96.0814 | 96.0814 | 285.811 | 0 | 0.00697 | 0.084 | 0.03454 | 0 | 0 | 0.29046 | 0.2376 | 0 | 0 | 0 | 0 | 0 | 0 | 0 | 24.1109 | 57.6095 | 0 | 0 | -90.4229 | 0.7527 | 13.1344 | 2.27 | -1 | -4.2 | 15.3286 | 0 | 0 | 26.9651 | 26.9651 | 26.9651 | 26.9651 | 31.3547 | 63.6012 | 0 | 0 | 9.7958 | 17.3252 | 0 | 67.2409 | 73.2991 | 14.8938 | 1004.512 | 32.6323 | 61.3964 | 0 | 0.5138 | -5.1707 | 14.074 | 3.248 | 0 | 1193.67 | 306.0313 | -26.4507 | 8.8001 | 7.395 | -1.78 | 16.8698 | 1.4151 | 48.3382 | 2025-12-31 | 2025_12_31 Hr 15 | 69.858 | 1.9e-05 | -1193.67 | -90.4229 | 478.5809 | 641.6363 | 144.6628 | 19.213 | 0 | 128.7792 | 234.4628 | 115.3388 | 23.1226 | 192.1628 | 285.811 | 0 | 0 | 0 | 0 | 0 | 140.54 | 0
2025_12_31 Hr 16 | 0 | 0.00462 | 0.13028 | 3.8622 | 3.8622 | 3.8116 | 3.8622 | 3.8622 | 3.8622 | 93.2081 | -14.3 | 0.084 | 78 | 0 | 96.0814 | 96.0814 | 285.811 | 0 | 0.00697 | 0.084 | 0.03454 | 0 | 0 | 0.29046 | 0.2376 | 0 | 0 | 0 | 0 | 0 | 0 | 0 | 23.9727 | 57.2792 | 0 | 0 | -62.1521 | 0.7527 | 13.1344 | 2.27 | -1 | -4.2 | 15.3286 | 0 | 0 | 26.4113 | 26.4113 | 26.4113 | 26.4113 | 30.7109 | 65.6019 | 0 | 0 | 9.7958 | 17.3252 | 0 | 70.8723 | 77.3038 | 12.0018 | 1007.278 | 32.4452 | 61.0444 | 0 | 0.5138 | 0 | 14.074 | 3.248 | 0 | 1235.17 | 311.3242 | -21.28 | 8.8001 | 7.395 | -1.78 | 16.7731 | 1.407 | 49.6044 | 2025-12-31 | 2025_12_31 Hr 16 | 72.7537 | -1.1e-05 | -1235.17 | -62.1521 | 473.0979 | 649.2725 | 155.7386 | 19.213 | 0 | 128.3107 | 230.0925 | 114.6948 | 23.1226 | 192.1628 | 285.811 | 0 | 0 | 0 | 0 | 0 | 148.1762 | 0
2025_12_31 Hr 17 | 1.3698 | 0.001065 | 0.030033 | 3.8622 | 3.8622 | 3.8116 | 3.8622 | 3.8622 | 3.8622 | 109.6151 | -14.3 | 0.084 | 84 | 0 | 96.0814 | 96.0814 | 285.811 | 15.21 | 0.00697 | 0.084 | 0.03454 | 0 | 0 | 0.29046 | 0.2376 | 0 | 0 | 0 | 0 | 0 | 0 | 0 | 25.4733 | 60.8648 | 0 | 0.48002 | -47.2416 | 0.7527 | 13.1344 | 2.27 | -1 | -4.2 | 15.3286 | 0 | 0 | 32.4218 | 32.4218 | 32.4218 | 32.4218 | 37.6997 | 62.5482 | 0 | 0 | 9.7958 | 17.3252 | 0 | 70.8723 | 77.3038 | 7.953 | 1074.911 | 34.4762 | 64.8656 | 0 | 0.5138 | -1.3698 | 14.074 | 3.248 | 0 | 1324.078 | 318.5783 | -22.6498 | 8.8001 | 7.395 | -1.78 | 17.823 | 1.4951 | 52.9114 | 2025-12-31 | 2025_12_31 Hr 17 | 80.1225 | 0.0003079 | -1324.078 | -46.7615 | 532.612 | 664.4825 | 154.5323 | 19.213 | 0 | 133.3969 | 277.53 | 121.6851 | 23.1226 | 192.1628 | 285.811 | 15.21 | 0 | 0 | 0 | 0 | 148.1762 | 0
2025_12_31 Hr 18 | 0 | 4.5e-05 | 0.001269 | 3.8622 | 3.8622 | 3.8116 | 3.8622 | 3.8622 | 3.8622 | 119.921 | -14.3 | 0.084 | 87 | 0 | 96.0814 | 96.0814 | 285.811 | 15.21 | 0.00697 | 0.084 | 0.03454 | 0 | 0 | 0.29046 | 0.2376 | 0 | 0 | 0 | 0 | 0 | 0 | 0 | 26.4159 | 63.117 | 0 | 0 | -55.5007 | 0.7527 | 13.1344 | 2.27 | -1 | -4.2 | 15.3286 | 0 | 0 | 36.1972 | 36.1972 | 36.1972 | 36.1972 | 42.0897 | 67.4973 | 0 | 0 | 9.7958 | 17.3252 | 0 | 70.8723 | 77.3038 | 10.9896 | 1107.875 | 35.752 | 67.2659 | 0 | 0.5138 | 0 | 14.074 | 3.248 | 0 | 1363.678 | 332.5841 | -21.28 | 8.8001 | 7.395 | -1.78 | 18.4825 | 1.5504 | 54.5895 | 2025-12-31 | 2025_12_31 Hr 18 | 81.6127 | 0.000308 | -1363.678 | -55.5007 | 569.9952 | 664.4825 | 165.4882 | 19.213 | 0 | 136.5918 | 307.3274 | 126.0761 | 23.1226 | 192.1628 | 285.811 | 15.21 | 0 | 0 | 0 | 0 | 148.1762 | 0
2025_12_31 Hr 19 | 0 | 4.5e-05 | 0.001269 | 3.8622 | 3.8622 | 3.8116 | 3.8622 | 3.8622 | 3.8622 | 116.7331 | -14.3 | 0.084 | 88 | 0 | 96.0814 | 96.0814 | 285.811 | 15.21 | 0.00697 | 0.084 | 0.03454 | 0 | 0 | 0.29046 | 0.2376 | 0 | 0 | 0 | 0 | 0 | 0 | 0 | 26.1243 | 62.4204 | 0 | 0 | -61.2361 | 0.7527 | 13.1344 | 2.27 | -1 | -4.2 | 15.3286 | 0 | 0 | 35.0293 | 35.0293 | 35.0293 | 35.0293 | 40.7317 | 61.6005 | 0 | 0 | 9.7958 | 17.3252 | 0 | 70.8723 | 77.3038 | 9.9774 | 1097.669 | 35.3574 | 66.5234 | 0 | 0.5138 | 0 | 14.074 | 3.248 | 0 | 1340.47 | 325.3168 | -21.28 | 8.8001 | 7.395 | -1.78 | 18.2785 | 1.5333 | 53.7489 | 2025-12-31 | 2025_12_31 Hr 19 | 80.3742 | 2.4e-05 | -1340.47 | -61.2361 | 558.4314 | 664.4825 | 159.5792 | 19.213 | 0 | 135.6035 | 298.1101 | 124.7178 | 23.1226 | 192.1628 | 285.811 | 15.21 | 0 | 0 | 0 | 0 | 148.1762 | 0
2025_12_31 Hr 20 | 0 | 4.5e-05 | 0.001269 | 3.8622 | 3.8622 | 3.8116 | 3.8622 | 3.8622 | 3.8622 | 107.1967 | -14.3 | 0.084 | 84 | 0 | 96.0814 | 96.0814 | 285.811 | 15.21 | 0.00697 | 0.084 | 0.03454 | 0 | 0 | 0.29046 | 0.2376 | 0 | 0 | 0 | 0 | 0 | 0 | 0 | 25.2521 | 60.3363 | 0 | 0 | -21.293 | 0.7527 | 13.1344 | 2.27 | -1 | -4.2 | 15.3286 | 0 | 0 | 31.5358 | 31.5358 | 31.5358 | 31.5358 | 36.6696 | 50.6493 | 0 | 0 | 9.7958 | 17.3252 | 0 | 70.8723 | 77.3038 | 9.9774 | 1067.14 | 34.1769 | 64.3024 | 0 | 0.5138 | 0 | 14.074 | 3.248 | 0 | 1330.87 | 306.3026 | -21.28 | 8.8001 | 7.395 | -1.78 | 17.6682 | 1.4821 | 52.8444 | 2025-12-31 | 2025_12_31 Hr 20 | 78.3919 | 2e-05 | -1330.87 | -21.293 | 523.8395 | 664.4825 | 144.628 | 19.213 | 0 | 132.6472 | 270.5376 | 120.6547 | 23.1226 | 192.1628 | 285.811 | 15.21 | 0 | 0 | 0 | 0 | 148.1762 | 0
2025_12_31 Hr 21 | 0 | 4.5e-05 | 0.001269 | 3.8622 | 3.8622 | 3.8116 | 3.8622 | 3.8622 | 3.8622 | 98.7046 | -14.3 | 0.084 | 84 | 0 | 96.0814 | 96.0814 | 285.811 | 15.21 | 0.00697 | 0.084 | 0.03454 | 0 | 0 | 0.29046 | 0.2376 | 0 | 0 | 0 | 0 | 0 | 0 | 0 | 24.4754 | 58.4804 | 0 | 0 | -37.9046 | 0.7527 | 13.1344 | 2.27 | -1 | -4.2 | 15.3286 | 0 | 0 | 28.4249 | 28.4249 | 28.4249 | 28.4249 | 33.0522 | 48.6486 | 0 | 0 | 9.7958 | 17.3252 | 0 | 70.8723 | 77.3038 | 12.0018 | 1039.955 | 33.1256 | 62.3245 | 0 | 0.5138 | 0 | 14.074 | 3.248 | 0 | 1283.478 | 302.7082 | -21.28 | 8.8001 | 7.395 | -1.78 | 17.1248 | 1.4365 | 51.1922 | 2025-12-31 | 2025_12_31 Hr 21 | 74.5036 | 0.000322 | -1283.478 | -37.9046 | 493.0357 | 664.4825 | 144.6517 | 19.213 | 0 | 130.0146 | 245.9844 | 117.0366 | 23.1226 | 192.1628 | 285.811 | 15.21 | 0 | 0 | 0 | 0 | 148.1762 | 0
2025_12_31 Hr 22 | 0 | 4.5e-05 | 0.001269 | 3.8622 | 3.8622 | 3.8116 | 3.8622 | 3.8622 | 3.8622 | 92.4661 | -14.3 | 0.084 | 75 | 0 | 96.0814 | 96.0814 | 285.811 | 0 | 0.00697 | 0.084 | 0.03454 | 0 | 0 | 0.29046 | 0.2376 | 0 | 0 | 0 | 0 | 0 | 0 | 0 | 23.9048 | 57.1171 | 0 | 0 | -71.3868 | 0.7527 | 13.1344 | 2.27 | -1 | -4.2 | 15.3286 | 0 | 0 | 26.1395 | 26.1395 | 26.1395 | 26.1395 | 30.3948 | 50.6493 | 0 | 0 | 9.7958 | 17.3252 | 0 | 70.8723 | 77.3038 | 15.906 | 1004.773 | 32.3534 | 60.8715 | 0 | 0.5138 | 0 | 14.074 | 3.248 | 0 | 1209.062 | 296.9551 | -21.28 | 8.8001 | 7.395 | -1.78 | 16.7256 | 1.403 | 48.6953 | 2025-12-31 | 2025_12_31 Hr 22 | 72.7674 | -0.000318 | -1209.062 | -71.3868 | 470.4064 | 649.2725 | 141.5566 | 19.213 | 0 | 128.0806 | 227.9471 | 114.3787 | 23.1226 | 192.1628 | 285.811 | 0 | 0 | 0 | 0 | 0 | 148.1762 | 0
2025_12_31 Hr 23 | 0 | 4.5e-05 | 0.001269 | 3.8622 | 3.8622 | 3.8116 | 3.8622 | 3.8622 | 3.8622 | 78.9447 | 0 | 0.084 | 88 | 0 | 96.0814 | 96.0814 | 286.6375 | 0 | 0.00697 | 0.084 | 0.03454 | 0 | 0 | 0.29046 | 0.2376 | 0 | 0 | 0 | 0 | 0 | 0 | 0 | 22.6681 | 54.1621 | 0 | 0 | -139.3665 | 0.7527 | 13.1344 | 2.27 | -1 | -4.2 | 15.3286 | 0 | 0 | 21.1862 | 21.1862 | 21.1862 | 21.1862 | 24.6351 | 50.6493 | 0 | 0 | 9.7958 | 17.3252 | 0 | 71.2258 | 77.6894 | 20.967 | 963.053 | 30.6796 | 57.7223 | 0 | 0.5138 | 0 | 14.074 | 3.248 | 0 | 1125.962 | 309.2552 | -6.98 | 8.8001 | 7.395 | -1.78 | 15.8603 | 1.3305 | 46.3095 | 2025-12-31 | 2025_12_31 Hr 23 | 78.1235 | -0.000275 | -1125.962 | -139.3665 | 435.6596 | 650.838 | 159.6176 | 19.213 | 0 | 123.889 | 188.8528 | 122.9178 | 23.1226 | 192.1628 | 286.6375 | 0 | 0 | 0 | 0 | 0 | 148.9151 | 0
2025_12_31 Hr 24 | 0 | 4.5e-05 | 0.001269 | 3.8622 | 3.8622 | 3.8116 | 3.8622 | 3.8622 | 3.8622 | 68.0617 | 0 | 0.084 | 85 | 0 | 96.0814 | 96.0814 | 286.6375 | 0 | 0.00697 | 0.084 | 0.03454 | 0 | 0 | 0.29046 | 0.2376 | 0 | 0 | 0 | 0 | 0 | 0 | 0 | 21.6727 | 51.7837 | 0 | 0 | -142.8146 | 0.7527 | 13.1344 | 2.27 | -1 | -4.2 | 15.3286 | 0 | 0 | 17.1994 | 17.1994 | 17.1994 | 17.1994 | 19.9993 | 49.1663 | 0 | 0 | 9.7958 | 17.3252 | 0 | 71.2258 | 77.6894 | 22.9914 | 928.2131 | 29.3324 | 55.1876 | 0 | 0.5138 | 0 | 14.074 | 3.248 | 0 | 1080.578 | 302.1598 | -6.98 | 8.8001 | 7.395 | -1.78 | 15.1638 | 1.272 | 44.5634 | 2025-12-31 | 2025_12_31 Hr 24 | 73.2366 | 0.000352 | -1080.578 | -142.8146 | 396.1829 | 650.838 | 157.159 | 19.213 | 0 | 120.5152 | 157.3867 | 118.281 | 23.1226 | 192.1628 | 286.6375 | 0 | 0 | 0 | 0 | 0 | 148.9151 | 0
Formulas:
Day = DATE(LEFT([Time_Period¦],4),MID([Time_Period¦],6,2),MID([Time_Period¦],9,2))

## Conf MTM
Rate Year 1 Total | -208472.4222 | -738923.7339 | -266043.3111 | 352453.5716 | 366718.5046 | 77322.5466 | 76423.2325 | 186812.4044 | 89217.9347 | 7616.9411 | 88585.7968 | 109464.9871 | 1596.7024 | 22784.6741 | 100404.1337 | 36265.2694 | 0 | -0.0027677 | -738923.7339 | -266043.3111 | 352703.6343 | 536636.5904 | 77358.6219 | 38268.1957 | 76423.2325 | 186812.4044 | 89467.9974 | 12010.8332 | 120536.9753 | 159255.1971 | 2591.4281 | 22784.6741 | 148468.5996 | 70988.8831 | 0 | -0.049502 | -9423946.8821 | -3801183.0659 | 5098114.0522 | 6511874.6944 | 1054828.6725 | 560312.4794 | 1102762.2715 | 2751101.9121 | 1244249.8686 | 131971.5919 | 1536788.9905 | 1933664.3506 | 25685.7409 | 256532.3175 | 1827462.2615 | 799769.4415 | 0
Rate Year 1 Avg | -23.7982 | -84.352 | -30.3702 | 40.2344 | 41.8628 | 8.8268 | 8.7241 | 21.3256 | 10.1847 | 0.86951 | 10.1125 | 12.496 | 0.18227 | 2.601 | 11.4617 | 4.1399 | 0 | -3.1594e-07 | -84.352 | -30.3702 | 40.263 | 61.2599 | 8.8309 | 4.3685 | 8.7241 | 21.3256 | 10.2132 | 1.3711 | 13.7599 | 18.1798 | 0.29583 | 2.601 | 16.9485 | 8.1038 | 0 | -5.651e-06 | -1075.793 | -433.925 | 581.9765 | 743.3647 | 120.4142 | 63.9626 | 125.8861 | 314.0527 | 142.0377 | 15.0653 | 175.4325 | 220.7379 | 2.9322 | 29.2845 | 208.6144 | 91.2979 | 0 |  |  |  | Removal of Colstrip Impact
| 208.4724 | 0 | 0 | 0.25006 | 169.9181 | 0.036075 | 0 | 0 | 0.25006 | 4.3939 | 31.9512 | 49.7902 | 0.99473 | 0 | 48.0645 | 34.7236 | 0 | [39 empty] | MTM Value of Power | 120536.9753
[57 empty] | Fuel Expense | -31951.1784
Date | Mark-to-Market Value of Power (Market Value Less Fuel Costs…does not include CCA Carbon Allowance Compliance Costs) | [16 empty] | Market Value of Power | [17 empty] | Generation | [20 empty] | Increase to NPS | 88585.7968
| Total | Load | Market | Hydro | Thermal | VER | Spokane | Clark Fork | Mid-C | BoulderPk | Colstrip | CS2&DB | KFCT | KFGS | Lan&DB | Rathdrum | Northeast | Total | Load | Market | Hydro | Thermal | VER | Other | Spokane | Clark Fork | Mid-C | BoulderPk | Colstrip | CS2&DB | KFCT | KFGS | Lan&DB | Rathdrum | Northeast | Total | Load | Market | Hydro | Thermal | VER | Other | Spokane | Clark Fork | Mid-C | BoulderPk | Colstrip | CS2&DB | KFCT | KFGS | Lan&DB | Rathdrum | Northeast
| ($000s) | ($000s) | ($000s) | ($000s) | ($000s) | ($000s) | ($000s) | ($000s) | ($000s) | ($000s) | ($000s) | ($000s) | ($000s) | ($000s) | ($000s) | ($000s) | ($000s) | ($000s) | ($000s) | ($000s) | ($000s) | ($000s) | ($000s) | ($000s) | ($000s) | ($000s) | ($000s) | ($000s) | ($000s) | ($000s) | ($000s) | ($000s) | ($000s) | ($000s) | ($000s) | (MWh) | (MWh) | (MWh) | (MWh) | (MWh) | (MWh) | (MWh) | (MWh) | (MWh) | (MWh) | (MWh) | (MWh) | (MWh) | (MWh) | (MWh) | (MWh) | (MWh) | (MWh)
2025-01-01 | -298.4643 | -3277.9143 | 459.6572 | 1404.9753 | 690.5996 | 424.2179 | 323.4121 | 698.1594 | 383.4038 | 0 | 392.5749 | 0 | 0 | 0 | 298.0248 | 0 | 0 | 0.00012793 | -3277.9143 | 459.6572 | 1405.3349 | 929.746 | 424.353 | 58.8235 | 323.4121 | 698.1594 | 383.7634 | 0 | 485.2537 | 0 | 0 | 0 | 444.4923 | 0 | 0 | 0.001421 | -30477.33 | 4604.4576 | 12805.5965 | 8567.0741 | 3948.4545 | 551.7487 | 3011.5522 | 6220.7146 | 3573.3296 | 0 | 4457.6705 | 0 | 0 | 0 | 4109.4036 | 0 | 0 | 2025-01-01 | 2025-01-01 | 2025-02-01 | 2025-03-01 | 2025-04-01 | 2025-05-01 | 2025-06-01 | 2025-07-01 | 2025-08-01 | 2025-09-01 | 2025-10-01 | 2025-11-01 | 2025-12-01
2025-01-02 | -819.9576 | -3079.0205 | -902.8088 | 1288.4079 | 1408.1985 | 465.2652 | 315.2568 | 624.3165 | 348.8346 | 22.0649 | 386.927 | 446.8674 | 0 | 107.9277 | 380.1723 | 64.2392 | 0 | 0.00025193 | -3079.0205 | -902.8088 | 1289.0825 | 2170.0067 | 465.4184 | 57.3219 | 315.2568 | 624.3165 | 349.5092 | 42.5469 | 483.7322 | 733.5759 | 0 | 107.9277 | 635.8902 | 166.3339 | 0 | 0.00249 | -29363.46 | -8388.1769 | 12100.3857 | 20621.2896 | 4478.2154 | 551.7487 | 3016.7251 | 5731.6952 | 3351.9654 | 382.3578 | 4656.1392 | 7035.6392 | 0 | 1030.3482 | 6034.7421 | 1482.0631 | 0 | 2025-01-01 | 12687.551 | 10165.5587 | 8413.2171 | 5791.8504 | 4272.4426 | 3559.7926 | 11832.6911 | 15560.5463 | 12522.9315 | 10646.694 | 11311.6236 | 13772.0764 | 120536.9753
2025-01-03 | -778.9155 | -2610.8999 | -1117.503 | 1117.2283 | 1348.2261 | 484.0329 | 280.2489 | 531.8023 | 305.1771 | 26.4591 | 332.7719 | 430.0399 | 0.13724 | 52.3182 | 371.4485 | 135.0513 | 0 | -5.0555e-05 | -2610.8999 | -1117.503 | 1117.8929 | 2075.3923 | 484.213 | 50.9045 | 280.2489 | 531.8023 | 305.8416 | 47.7494 | 429.5771 | 654.8706 | 0.25837 | 52.3182 | 576.1086 | 314.51 | 0 | -0.000673 | -28038.4963 | -12047.8223 | 11852.5436 | 22414.1616 | 5267.864 | 551.7487 | 3021.898 | 5528.6597 | 3301.9859 | 509.8104 | 4656.1392 | 7085.1833 | 2.4204 | 597.8017 | 6219.945 | 3342.8616 | 0 | 2025-01-01
2025-01-04 | -792.9354 | -2624.449 | -1135.6963 | 1102.4055 | 1361.4167 | 503.3878 | 287.1356 | 509.2165 | 306.0535 | 29.7007 | 344.1424 | 450.9478 | 1.6895 | 0 | 379.7496 | 155.1867 | 0 | 0.00015238 | -2624.449 | -1135.6963 | 1103.0567 | 2101.2676 | 503.5693 | 52.2519 | 287.1356 | 509.2165 | 306.7047 | 52.6694 | 440.9476 | 674.1406 | 3.3066 | 0 | 576.9403 | 353.2631 | 0 | 0.001621 | -27644.041 | -11959.2927 | 11568.9728 | 22177.3947 | 5305.2191 | 551.7487 | 3027.0709 | 5306.3625 | 3235.5394 | 556.1568 | 4656.1392 | 7114.1192 | 32.6763 | 0 | 6086.908 | 3731.3953 | 0 | 2025-01-01
2025-01-05 | -772.7135 | -2334.404 | -903.5752 | 995.1287 | 1159.6359 | 310.5011 | 259.6386 | 443.0909 | 292.3992 | 22.4592 | 301.4875 | 386.5881 | 0.022139 | 0 | 325.6121 | 123.4668 | 0 | 3.4516e-05 | -2334.404 | -903.5752 | 995.8174 | 1884.3401 | 310.6244 | 47.1974 | 259.6386 | 443.0909 | 293.0878 | 43.2358 | 398.2927 | 605.4927 | 0.05169 | 0 | 519.2509 | 318.0163 | 0 | 0.0004284 | -27264.9538 | -10505.6983 | 11592.1988 | 22020.5538 | 3606.1512 | 551.7487 | 3032.2438 | 5138.3298 | 3421.6252 | 509.8104 | 4656.1392 | 7078.6525 | 0.6051 | 0 | 6061.328 | 3714.0186 | 0 | 2025-01-01
2025-01-06 | -790.8893 | -2975.54 | -890.8983 | 1224.4277 | 1497.8154 | 353.3059 | 299.653 | 572.2961 | 352.4785 | 30.0319 | 359.7092 | 482.4546 | 3.1647 | 26.7372 | 423.0308 | 172.6869 | 0 | 9.8606e-05 | -2975.54 | -890.8983 | 1225.1483 | 2233.7638 | 353.4297 | 54.0966 | 299.653 | 572.2961 | 353.1991 | 50.6089 | 456.5144 | 701.6774 | 5.4183 | 26.7372 | 625.9911 | 366.8165 | 0 | 0.0009304 | -30055.27 | -9018.0519 | 12198.1497 | 22702.7523 | 3620.6722 | 551.7487 | 3037.4166 | 5580.3599 | 3580.3731 | 509.8104 | 4656.1392 | 7143.335 | 46.5928 | 238.7866 | 6366.1563 | 3741.932 | 0 | 2025-01-01
2025-01-07 | -787.0543 | -2641.0403 | -1121.1388 | 1155.2149 | 1375.4732 | 444.4367 | 273.658 | 536.4629 | 345.0941 | 27.4367 | 320.7023 | 423.1327 | 0.31363 | 93.6187 | 368.9885 | 141.2807 | 0 | 0.00018408 | -2641.0403 | -1121.1388 | 1155.9889 | 2112.1106 | 444.6055 | 49.4743 | 273.658 | 536.4629 | 345.868 | 49.8696 | 417.5074 | 643.592 | 0.60611 | 93.6187 | 572.1168 | 334.8 | 0 | 0.002062 | -29305.382 | -12441.5316 | 12724.656 | 23533.1494 | 4937.3616 | 551.7487 | 3042.5896 | 5836.5311 | 3845.5353 | 556.1568 | 4656.1392 | 7172.5392 | 6.051 | 1041.8226 | 6367.8142 | 3732.6264 | 0 | 2025-01-01
2025-01-08 | -1042.0207 | -2832.4668 | -909.1523 | 1159.8955 | 1119.8679 | 419.835 | 287.2518 | 529.1568 | 343.4869 | 14.2717 | 340.0729 | 333.0507 | 1.4144 | 100.3865 | 285.337 | 45.3348 | 0 | 0.00023515 | -2832.4668 | -909.1523 | 1160.6309 | 2109.2302 | 419.9885 | 51.7697 | 287.2518 | 529.1568 | 344.2223 | 38.6061 | 436.8781 | 665.2096 | 5.7143 | 100.3865 | 592.1109 | 270.3247 | 0 | 0.002316 | -29958.877 | -9595.2751 | 12141.0778 | 22372.0825 | 4489.2453 | 551.7487 | 3047.7625 | 5439.57 | 3653.7454 | 393.9443 | 4656.1392 | 7074.7533 | 58.0896 | 1066.8901 | 6288.7727 | 2833.4933 | 0 | 2025-01-01
2025-01-09 | -824.1111 | -2493.2592 | -746.2363 | 986.4011 | 1063.8012 | 365.1821 | 255.5933 | 435.0803 | 295.7275 | 16.3368 | 292.6569 | 332.4623 | 0 | 81.463 | 284.6221 | 56.2601 | 0 | 0.00010758 | -2493.2592 | -746.2363 | 987.1136 | 1840.9001 | 365.331 | 46.1509 | 255.5933 | 435.0803 | 296.44 | 38.7435 | 389.4621 | 592.9005 | 0 | 81.463 | 522.5661 | 215.765 | 0 | 0.001319 | -29783.765 | -8861.6477 | 11756.3481 | 21983.8329 | 4353.4843 | 551.7487 | 3052.9354 | 5163.5032 | 3539.9095 | 463.4639 | 4656.1392 | 7086.5184 | 0 | 969.6929 | 6242.0463 | 2565.9721 | 0 | 2025-01-01
2025-01-10 | -787.9174 | -2584.8832 | -888.2613 | 1089.2466 | 1332.3168 | 263.6636 | 279.5008 | 479.1794 | 330.5664 | 25.5567 | 327.8264 | 413.4486 | 2.2442 | 96.7402 | 358.8785 | 107.6222 | 0 | 0.00035175 | -2584.8832 | -888.2613 | 1089.9764 | 2069.0874 | 263.7625 | 50.3185 | 279.5008 | 479.1794 | 331.2962 | 48.715 | 424.6316 | 647.8613 | 4.7333 | 96.7402 | 574.6619 | 271.7442 | 0 | 0.00379 | -28258.5823 | -9652.9946 | 11847.6641 | 22619.6896 | 2892.4783 | 551.7487 | 3058.1082 | 5163.6383 | 3625.9175 | 532.9836 | 4656.1392 | 7096.3388 | 47.8038 | 1057.4273 | 6291.0746 | 2937.9222 | 0 | 2025-01-01
2025-01-11 | -844.405 | -2390.2744 | -1096.6332 | 1094.8802 | 1384.1207 | 163.5017 | 286.3526 | 477.6305 | 330.8971 | 27.0696 | 336.7825 | 423.8256 | 1.6707 | 100.2315 | 360.537 | 134.0037 | 0 | 0.00026404 | -2390.2744 | -1096.6332 | 1095.5953 | 2176.3692 | 163.5635 | 51.3798 | 286.3526 | 477.6305 | 331.6122 | 51.7903 | 433.5877 | 664.6185 | 3.4757 | 100.2315 | 575.8683 | 346.7973 | 0 | 0.002544 | -25499.8234 | -11787.9553 | 11589.7298 | 23338.0346 | 1808.2681 | 551.7487 | 3063.2811 | 4973.1401 | 3553.3086 | 556.1568 | 4656.1392 | 7128.095 | 33.8856 | 1075.5559 | 6163.648 | 3724.554 | 0 | 2025-01-01
2025-01-12 | -833.9203 | -2023.227 | -1170.7296 | 983.0595 | 1075.5254 | 301.4514 | 248.6411 | 416.2755 | 318.1428 | 16.9114 | 280.3037 | 336.8669 | 0 | 66.5524 | 288.1714 | 86.7195 | 0 | 3.5372e-05 | -2023.227 | -1170.7296 | 983.8515 | 1863.8385 | 301.5796 | 44.6871 | 248.6411 | 416.2755 | 318.9349 | 37.5668 | 377.1089 | 579.2986 | 0 | 66.5524 | 508.9967 | 294.3151 | 0 | 0.000592 | -24930.5647 | -14473.589 | 12122.9325 | 22982.7904 | 3746.6827 | 551.7487 | 3068.4538 | 5119.2488 | 3935.2298 | 463.4639 | 4656.1392 | 7152.2542 | 0 | 801.7982 | 6285.153 | 3623.9819 | 0 | 2025-01-01
2025-01-13 | -851.692 | -2591.9301 | -1077.7081 | 1210.4706 | 1403.054 | 204.4217 | 288.9004 | 540.6813 | 380.8889 | 27.3606 | 338.0838 | 428.6823 | 2.2216 | 94.6325 | 375.9061 | 136.1671 | 0 | 0.00019295 | -2591.9301 | -1077.7081 | 1211.289 | 2202.3173 | 204.4982 | 51.534 | 288.9004 | 540.6813 | 381.7073 | 51.9457 | 434.889 | 670.4221 | 4.6256 | 94.6325 | 599.2203 | 346.582 | 0 | 0.001896 | -27370.4321 | -11585.055 | 12645.3425 | 23522.4112 | 2235.9866 | 551.7487 | 3073.6267 | 5505.2859 | 4066.4299 | 556.1567 | 4656.1392 | 7176.7009 | 45.383 | 993.1128 | 6391.7359 | 3703.1827 | 0 | 2025-01-01
2025-01-14 | -927.1903 | -2864.1898 | -1011.6825 | 1279.4644 | 1459.5602 | 209.6574 | 305.1834 | 562.5265 | 411.7544 | 27.8129 | 363.3904 | 442.9443 | 0.16465 | 104.6609 | 386.4407 | 134.1464 | 0 | 4.4143e-05 | -2864.1898 | -1011.6825 | 1280.3025 | 2331.3082 | 209.7288 | 54.5328 | 305.1834 | 562.5265 | 412.5925 | 54.9685 | 460.1955 | 710.5058 | 0.30627 | 104.6609 | 633.5796 | 367.0917 | 0 | 0.000679 | -28845.3253 | -10166.0427 | 12803.506 | 23567.7478 | 2088.3661 | 551.7487 | 3078.7998 | 5560.4044 | 4164.3018 | 556.1568 | 4656.1392 | 7187.7854 | 2.4204 | 1056.6816 | 6396.8729 | 3711.6915 | 0 | 2025-01-01
2025-01-15 | -919.3306 | -3078.476 | -1203.4788 | 1371.3278 | 1710.6455 | 280.651 | 335.0827 | 595.8051 | 440.44 | 33.7601 | 407.5062 | 518.2038 | 5.9682 | 117.5878 | 451.6468 | 175.9726 | 0 | 7.9564e-05 | -3078.476 | -1203.4788 | 1372.1451 | 2569.311 | 280.7384 | 59.7605 | 335.0827 | 595.8051 | 441.2574 | 60.2379 | 504.3114 | 779.2243 | 12.044 | 117.5878 | 691.5111 | 404.3945 | 0 | 0.000707 | -28271.5336 | -11040.8681 | 12507.623 | 23698.9755 | 2554.0552 | 551.7487 | 3083.9724 | 5362.7407 | 4060.9099 | 556.1568 | 4656.1392 | 7191.8686 | 106.4982 | 1084.2545 | 6371.2929 | 3732.7654 | 0 | 2025-01-01
2025-01-16 | -854.3945 | -3217.5637 | -984.1294 | 1356.8472 | 1775.2135 | 215.2379 | 337.0144 | 584.0517 | 435.7811 | 36.0822 | 409.3553 | 537.047 | 7.0491 | 118.0667 | 471.8704 | 195.7429 | 0 | -7.4551e-05 | -3217.5637 | -984.1294 | 1357.653 | 2568.7527 | 215.3077 | 59.9796 | 337.0144 | 584.0517 | 436.5868 | 60.4588 | 506.1605 | 773.6371 | 12.5157 | 118.0667 | 691.6807 | 406.2332 | 0 | -0.000746 | -29345.8599 | -9150.2233 | 12319.0468 | 23582.5443 | 2042.7426 | 551.7487 | 3089.0734 | 5226.3068 | 4003.6666 | 556.1568 | 4656.1392 | 7100.4286 | 104.0774 | 1083.7984 | 6345.7129 | 3736.2311 | 0 | 2025-01-01
2025-01-17 | -1054.8302 | -3031.097 | -748.5735 | 1189.3764 | 1352.1253 | 183.3386 | 312.044 | 491.5466 | 385.7859 | 22.3888 | 374.3547 | 403.216 | 1.2304 | 107.8119 | 346.3641 | 96.7593 | 0 | 5.3947e-05 | -3031.097 | -748.5735 | 1190.1468 | 2350.2908 | 183.4008 | 55.8321 | 312.044 | 491.5466 | 386.5563 | 52.0698 | 471.1599 | 716.3457 | 3.2568 | 107.8119 | 635.6128 | 364.0339 | 0 | 0.000548 | -30108.862 | -7370.4963 | 11916.8584 | 23190.0173 | 1820.7344 | 551.7487 | 3094.174 | 4994.8727 | 3827.8117 | 509.8103 | 4656.1392 | 7076.0175 | 29.0448 | 1056.3912 | 6290.9044 | 3571.71 | 0 | 2025-01-01
2025-01-18 | -806.4286 | -2659.5055 | -786.2442 | 1060.036 | 1429.5369 | 149.7482 | 290.435 | 434.9391 | 334.6619 | 28.8252 | 340.4912 | 438.2554 | 5.565 | 98.541 | 369.3679 | 148.4912 | 0 | 0.00010932 | -2659.5055 | -786.2442 | 1060.7559 | 2183.3719 | 149.8028 | 51.8193 | 290.435 | 434.9391 | 335.3818 | 52.2333 | 437.2963 | 664.5306 | 11.1805 | 98.541 | 569.3521 | 350.238 | 0 | 0.001438 | -28384.466 | -8395.2175 | 11391.8076 | 23239.7982 | 1596.3304 | 551.7487 | 3099.2746 | 4715.916 | 3576.617 | 556.1568 | 4656.1392 | 7083.7092 | 111.3386 | 1041.9202 | 6061.328 | 3729.2064 | 0 | 2025-01-01
2025-01-19 | -797.174 | -2365.1495 | -681.5014 | 949.7516 | 1111.7168 | 188.0085 | 251.584 | 390.9135 | 307.2541 | 21.5344 | 279.6662 | 347.1271 | 0 | 66.3605 | 298.7933 | 98.2354 | 0 | 0.0001438 | -2365.1495 | -681.5014 | 950.5159 | 1863.4368 | 188.0868 | 44.6116 | 251.584 | 390.9135 | 308.0184 | 44.968 | 376.4714 | 573.9477 | 0 | 66.3605 | 506.4232 | 295.2661 | 0 | 0.001626 | -29042.924 | -8426.4075 | 11648.9652 | 22979.9533 | 2288.6658 | 551.7487 | 3104.3756 | 4747.0664 | 3797.5233 | 556.1566 | 4656.1392 | 7091.3642 | 0 | 782.867 | 6255.3097 | 3638.1166 | 0 | 2025-01-01
2025-01-20 | -815.7012 | -2987.2895 | -740.0355 | 1159.1523 | 1524.9564 | 227.5152 | 301.1219 | 485.6661 | 372.3643 | 30.7191 | 355.0911 | 464.8422 | 4.5711 | 103.297 | 404.7972 | 161.6386 | 0 | -5.5682e-05 | -2987.2895 | -740.0355 | 1159.9276 | 2286.2532 | 227.5948 | 53.5493 | 301.1219 | 485.6661 | 373.1396 | 53.9772 | 451.8963 | 691.6382 | 9.3017 | 103.297 | 614.4255 | 361.7174 | 0 | -0.000671 | -30937.76 | -7583.7339 | 12087.7559 | 23553.8444 | 2328.1442 | 551.7487 | 3111.8439 | 5123.6705 | 3852.2415 | 556.1568 | 4656.1392 | 7126.8192 | 94.3957 | 1055.8715 | 6342.2342 | 3722.2278 | 0 | 2025-01-01
2025-01-21 | -818.0192 | -2899.5002 | -860.4288 | 1205.745 | 1532.9874 | 203.1773 | 303.6991 | 520.4927 | 381.5532 | 30.7066 | 354.6229 | 467.9422 | 5.6278 | 103.9077 | 408.5012 | 161.679 | 0 | 0.00025279 | -2899.5002 | -860.4288 | 1206.5369 | 2296.6494 | 203.2492 | 53.4939 | 303.6991 | 520.4927 | 382.345 | 53.9212 | 451.4281 | 696.0842 | 10.8338 | 103.9077 | 618.7083 | 361.766 | 0 | 0.002577 | -29773.84 | -8850.8982 | 12320.3662 | 23652.7032 | 2099.9226 | 551.7487 | 3124.6083 | 5261.5955 | 3934.1624 | 556.1568 | 4656.1392 | 7172.5392 | 104.0773 | 1066.6315 | 6367.8142 | 3729.3449 | 0 | 2025-01-01
2025-01-22 | -971.4516 | -3293.0076 | -711.8784 | 1301.9514 | 1480.6945 | 250.7886 | 342.2492 | 559.4916 | 400.2106 | 23.1517 | 408.8746 | 457.5525 | 1.2166 | 117.7896 | 395.2931 | 76.8164 | 0 | 0.0003131 | -3293.0076 | -711.8784 | 1302.6916 | 2391.4053 | 250.8668 | 59.9226 | 342.2492 | 559.4916 | 400.9508 | 50.236 | 505.6798 | 773.6556 | 2.9116 | 117.7896 | 685.6484 | 255.4843 | 0 | 0.002757 | -30067.613 | -6570.8355 | 11787.8141 | 22012.8659 | 2286.0225 | 551.7487 | 3137.3729 | 4972.5037 | 3677.9375 | 463.4639 | 4656.1392 | 7111.585 | 24.2045 | 1083.7996 | 6294.5533 | 2379.1205 | 0 | 2025-01-01
2025-01-23 | -883.18 | -2198.8959 | -658.2831 | 907.8527 | 830.0844 | 236.062 | 237.6853 | 385.6255 | 284.5419 | 10.6845 | 254.7718 | 250.9979 | 0.94075 | 55.7998 | 216.5328 | 40.3569 | 0 | 0.00030482 | -2198.8959 | -658.2831 | 908.6128 | 1670.736 | 236.1689 | 41.6616 | 237.6853 | 385.6255 | 285.302 | 28.3263 | 351.577 | 521.3607 | 2.7577 | 55.7998 | 474.6793 | 236.2351 | 0 | 0.004775 | -29129.411 | -8304.8049 | 12060.3769 | 21695.419 | 3126.676 | 551.7487 | 3150.1372 | 5133.4474 | 3776.7924 | 337.9424 | 4656.1392 | 6805.2522 | 29.0448 | 682.579 | 6265.3244 | 2919.1371 | 0 | 2025-01-01
2025-01-24 | -473.2368 | -1296.8319 | -115.2001 | 526.1537 | 303.9525 | 108.6889 | 142.6122 | 220.683 | 162.8585 | 0 | 110.2191 | 103.309 | 0 | 0 | 90.4244 | 0 | 0 | 3.4586e-05 | -1296.8319 | -115.2001 | 526.8841 | 751.5075 | 108.7695 | 24.8708 | 142.6122 | 220.683 | 163.5889 | 0 | 202.7805 | 282.2167 | 0 | 0 | 266.5103 | 0 | 0 | 0.000758 | -28873.939 | -2276.5451 | 11778.7362 | 16463.3347 | 2356.6652 | 551.7487 | 3170.3723 | 4979.4062 | 3628.9577 | 0 | 4452.0252 | 6153.9601 | 0 | 0 | 5857.3494 | 0 | 0 | 2025-01-01
2025-01-25 | -486.1242 | -1554.4835 | -103.9603 | 581.0335 | 462.2667 | 129.0195 | 166.3637 | 239.7828 | 174.887 | 0 | 146.48 | 171.3715 | 0 | 0 | 144.4152 | 0 | 0 | 0.00012488 | -1554.4835 | -103.9603 | 581.7099 | 918.8032 | 129.1018 | 28.8291 | 166.3637 | 239.7828 | 175.5634 | 0 | 243.2852 | 359.7356 | 0 | 0 | 315.7824 | 0 | 0 | 0.0024912 | -29845.463 | -1885.7071 | 11219.3088 | 17553.409 | 2406.7061 | 551.7487 | 3190.6076 | 4667.6955 | 3361.0057 | 0 | 4656.1392 | 6858.1613 | 0 | 0 | 6039.1085 | 0 | 0 | 2025-01-01
2025-01-26 | -591.4332 | -2241.9293 | -152.1328 | 782.2471 | 792.2438 | 228.138 | 213.4455 | 329.4979 | 239.3037 | 9.5865 | 210.6074 | 263.0391 | 0.70991 | 27.4634 | 225.6951 | 55.1423 | 0 | 7.8539e-05 | -2241.9293 | -152.1328 | 782.972 | 1346.4079 | 228.254 | 36.4281 | 213.4455 | 329.4979 | 240.0286 | 16.0484 | 307.4126 | 466.2998 | 1.2614 | 27.4634 | 411.9541 | 115.9682 | 0 | 0.001432 | -33529.166 | -1584.032 | 11540.5169 | 19627.3726 | 3393.5612 | 551.7487 | 3210.843 | 4727.8043 | 3601.8697 | 169.9368 | 4656.1392 | 7038.0039 | 12.102 | 284.8466 | 6221.9872 | 1244.3568 | 0 | 2025-01-01
2025-01-27 | -775.5207 | -3549.3228 | -440.6707 | 1217.8355 | 1602.7782 | 393.8591 | 320.115 | 538.9927 | 358.7279 | 32.8766 | 360.0008 | 490.9941 | 4.8054 | 101.6381 | 433.211 | 179.2522 | 0 | -3.7205e-05 | -3549.3228 | -440.6707 | 1218.5668 | 2323.2999 | 393.9957 | 54.1311 | 320.115 | 538.9927 | 359.4591 | 54.5636 | 456.806 | 703.3396 | 10.2343 | 101.6381 | 630.2005 | 366.5179 | 0 | 5e-06 | -35647.818 | -4488.3875 | 11958.4443 | 23633.3495 | 3992.663 | 551.7487 | 3231.0783 | 5094.2439 | 3633.1221 | 556.1568 | 4656.1392 | 7158.575 | 116.1793 | 1018.3318 | 6391.7363 | 3736.2311 | 0 | 2025-01-01
2025-01-28 | -799.1065 | -2665.3206 | -515.834 | 942.2205 | 1067.9628 | 371.8648 | 256.8255 | 401.8507 | 283.5442 | 17.6193 | 270.9002 | 334.01 | 0.96266 | 63.9815 | 289.5022 | 90.9869 | 0 | 2.004e-05 | -2665.3206 | -515.834 | 942.9435 | 1822.6129 | 372.0255 | 43.5728 | 256.8255 | 401.8507 | 284.2673 | 36.2193 | 367.7054 | 563.0279 | 2.1573 | 63.9815 | 501.6757 | 287.8457 | 0 | 0.000458 | -33814.192 | -6350.5433 | 11922.2638 | 22991.7433 | 4698.98 | 551.7487 | 3251.3134 | 5078.487 | 3592.4634 | 440.2907 | 4656.1392 | 7120.6703 | 23.5993 | 774.9672 | 6350.5911 | 3625.4855 | 0 | 2025-01-01
2025-01-29 | -879.2262 | -2738.5962 | -527.5828 | 1048.3395 | 1071.2596 | 267.3537 | 277.6365 | 458.3261 | 312.3769 | 15.1228 | 296.6173 | 332.4934 | 0.031366 | 72.66 | 286.0039 | 68.331 | 0 | 9.0119e-06 | -2738.5962 | -527.5828 | 1049.0809 | 1903.019 | 267.4589 | 46.6202 | 277.6365 | 458.3261 | 313.1183 | 33.6905 | 393.4225 | 605.1119 | 0.067678 | 72.66 | 536.7219 | 261.3446 | 0 | -0.0002286 | -32279.706 | -5862.214 | 12194.2298 | 22321.3114 | 3074.6298 | 551.7487 | 3271.5487 | 5238.9582 | 3683.7229 | 370.7711 | 4656.1392 | 7141.0402 | 0.6051 | 822.3004 | 6331.9861 | 2998.4693 | 0 | 2025-01-01
2025-01-30 | -608.3254 | -2266.2329 | -229.0418 | 847.0004 | 860.8535 | 179.0955 | 243.4992 | 359.6143 | 243.8869 | 9.406 | 246.5965 | 306.866 | 0 | 0 | 261.5292 | 36.4559 | 0 | 0.00019966 | -2266.2329 | -229.0418 | 847.6643 | 1427.7378 | 179.18 | 40.6928 | 243.4992 | 359.6143 | 244.5508 | 17.8876 | 343.4017 | 524.2689 | 0 | 0 | 457.6439 | 84.5358 | 0 | 0.0026782 | -30547.035 | -2892.5889 | 11351.5689 | 19064.5588 | 2471.7501 | 551.7487 | 3291.784 | 4761.124 | 3298.6609 | 210.4899 | 4656.1392 | 7091.1152 | 0 | 0 | 6178.5061 | 928.3085 | 0 | 2025-01-01
2025-01-31 | -441.6305 | -1620.7579 | -402.9578 | 623.6875 | 778.3727 | 180.0251 | 177.738 | 261.6425 | 184.307 | 15.2453 | 151.3732 | 270.3785 | 0 | 0 | 238.5904 | 102.7852 | 0 | 0.0001025 | -1620.7579 | -402.9578 | 624.3877 | 1189.7797 | 180.1395 | 29.4089 | 177.738 | 261.6425 | 185.0073 | 23.8043 | 248.1784 | 378.9132 | 0 | 0 | 339.9036 | 198.9801 | 0 | 0.0019432 | -30531.984 | -7550.5184 | 11868.9031 | 22316.8891 | 3344.9634 | 551.7487 | 3346.0327 | 5043.5165 | 3479.3539 | 426.7731 | 4656.1392 | 7110.5613 | 0 | 0 | 6391.7359 | 3731.6796 | 0 | 2025-01-01
2025-02-01 | -257.8311 | -1636.0786 | 199.9262 | 611.5806 | 303.8719 | 262.8689 | 203.9826 | 242.9717 | 164.6263 | 0.0099212 | 186.8935 | 41.4609 | 0 | 38.6036 | 36.9039 | 0 | 0 | -0.00012762 | -1636.0786 | 199.9262 | 612.1251 | 526.9329 | 263.0159 | 34.0784 | 203.9826 | 242.9717 | 165.1708 | 0.10063 | 283.516 | 103.8313 | 0 | 38.6036 | 100.8814 | 0 | 0 | -0.002035 | -26857.6397 | 3421.2702 | 10053.5933 | 8525.6348 | 4298.4547 | 558.6847 | 3346.0327 | 4002.0332 | 2705.5275 | 1.8516 | 4647.3517 | 1649.3656 | 0 | 618.1865 | 1608.8795 | 0 | 0 | 2025-02-01
2025-02-02 | -595.0422 | -1488.4635 | -146.7922 | 554.1576 | 240.9447 | 245.111 | 182.506 | 208.6823 | 162.9693 | 0 | 157.7259 | 33.0513 | 0 | 30.4512 | 19.7164 | 0 | 0 | -3.415e-05 | -1488.4635 | -146.7922 | 554.7668 | 804.6519 | 245.2624 | 30.5745 | 182.506 | 208.6823 | 163.5785 | 0 | 254.2859 | 261.3651 | 0 | 30.4512 | 258.5498 | 0 | 0 | -0.00053234 | -27558.3487 | -2398.8179 | 10510.8984 | 14461.9309 | 4425.6521 | 558.6847 | 3365.2599 | 4118.9096 | 3026.7288 | 0 | 4644.3459 | 4664.9669 | 0 | 520.4415 | 4632.1766 | 0 | 0 | 2025-02-01
2025-02-03 | -186.5653 | -1471.2626 | 375.3158 | 581.3562 | 168.8253 | 159.1999 | 171.8716 | 246.5743 | 162.9104 | 0 | 138.289 | 5.5353 | 0 | 24.7913 | 0.20977 | 0 | 0 | 1.5267e-05 | -1471.2626 | 375.3158 | 582.0042 | 326.4266 | 159.3073 | 28.2087 | 171.8716 | 246.5743 | 163.5584 | 0 | 235.0941 | 59.1887 | 0 | 24.7913 | 7.3525 | 0 | 0 | -1.8e-05 | -28937.7398 | 7275.2183 | 11278.6809 | 6686.2954 | 3138.8605 | 558.6847 | 3384.4869 | 4674.5527 | 3219.6413 | 0 | 4656.1392 | 1392.0348 | 0 | 464.5457 | 173.5757 | 0 | 0 | 2025-02-01
2025-02-04 | -564.565 | -1619.5085 | -142.6796 | 628.1425 | 406.1671 | 163.3136 | 188.0728 | 259.4656 | 180.604 | 0 | 160.7557 | 116.7449 | 0 | 28.1904 | 100.4761 | 0 | 0 | 1.3998e-05 | -1619.5085 | -142.6796 | 628.8018 | 939.0667 | 163.4152 | 30.9044 | 188.0728 | 259.4656 | 181.2634 | 0 | 257.5609 | 337.3241 | 0 | 28.1904 | 315.9913 | 0 | 0 | 0.0002455 | -29349.9396 | -2493.9579 | 11417.725 | 16896.4578 | 2971.0302 | 558.6847 | 3403.7141 | 4737.8816 | 3276.1293 | 0 | 4656.1392 | 6051.4221 | 0 | 499.7613 | 5689.1352 | 0 | 0 | 2025-02-01
2025-02-05 | -316.9703 | -1730.4436 | 201.7187 | 691.1663 | 348.9038 | 171.6846 | 204.9306 | 290.9678 | 195.2679 | 0 | 181.0145 | 128.1595 | 0 | 39.7298 | 0 | 0 | 0 | 0.00010939 | -1730.4436 | 201.7187 | 691.8235 | 631.7839 | 171.7824 | 33.3353 | 204.9306 | 290.9678 | 195.9251 | 0 | 277.8197 | 314.2344 | 0 | 39.7298 | 0 | 0 | 0 | 0.0018854 | -28912.468 | 3688.9049 | 11398.5166 | 10406.3082 | 2860.0555 | 558.6847 | 3422.9411 | 4710.2356 | 3265.3399 | 0 | 4656.1392 | 5127.4139 | 0 | 622.7551 | 0 | 0 | 0 | 2025-02-01
2025-02-06 | -208.6567 | -1944.0298 | 418.5322 | 770.43 | 319.6465 | 226.7643 | 228.674 | 321.7605 | 219.9956 | 0 | 212.0039 | 56.7991 | 0 | 50.8435 | 0 | 0 | 0 | -6.3844e-05 | -1944.0298 | 418.5322 | 771.096 | 490.4669 | 226.8809 | 37.0536 | 228.674 | 321.7605 | 220.6616 | 0 | 308.8091 | 130.8143 | 0 | 50.8435 | 0 | 0 | 0 | -0.0008842 | -29376.619 | 6813.817 | 11505.7409 | 7088.4776 | 3409.8979 | 558.6847 | 3442.1682 | 4754.8056 | 3308.7671 | 0 | 4656.1392 | 1693.3124 | 0 | 739.0259 | 0 | 0 | 0 | 2025-02-01
2025-02-07 | -581.227 | -1857.7933 | -565.9011 | 712.8531 | 937.3678 | 192.2465 | 224.2788 | 286.9575 | 201.6168 | 15.5365 | 205.4259 | 299.1395 | 0 | 52.443 | 263.3802 | 101.4428 | 0 | -3.3182e-05 | -1857.7933 | -565.9011 | 713.4803 | 1481.6018 | 192.3478 | 36.2644 | 224.2788 | 286.9575 | 202.2441 | 27.5133 | 302.2311 | 453.713 | 0 | 52.443 | 407.6941 | 238.0074 | 0 | -0.0003349 | -28643.463 | -8711.1789 | 11061.2868 | 22772.2196 | 2962.4505 | 558.6847 | 3460.29 | 4484.4828 | 3116.5139 | 412.615 | 4656.1392 | 6986.3173 | 0 | 779.1598 | 6284.8044 | 3653.1839 | 0 | 2025-02-01
2025-02-08 | -523.215 | -1966.7747 | -738.3311 | 795.8152 | 1191.7545 | 194.321 | 249.9957 | 318.9928 | 226.8267 | 25.3797 | 238.1703 | 373.4321 | 7.4414 | 64.1431 | 333.2851 | 149.9029 | 0 | 7.8772e-05 | -1966.7747 | -738.3311 | 796.4514 | 1674.0141 | 194.4111 | 40.2294 | 249.9957 | 318.9928 | 227.4629 | 38.398 | 334.7927 | 503.1171 | 12.5486 | 64.1431 | 455.3883 | 265.6261 | 0 | 0.001384 | -27270.257 | -10266.556 | 11139.9021 | 23205.7763 | 2632.4513 | 558.6847 | 3478.4116 | 4500.5112 | 3160.9793 | 533.2524 | 4647.3517 | 6978.266 | 174.269 | 868.9731 | 6323.0272 | 3680.6369 | 0 | 2025-02-01
2025-02-09 | -524.7734 | -1957.7128 | -762.6383 | 827.4996 | 1212.3251 | 155.7529 | 254.0331 | 319.5283 | 253.9382 | 25.9047 | 242.6369 | 383.0469 | 5.365 | 56.9495 | 344.7584 | 153.6638 | 0 | -9.5751e-06 | -1957.7128 | -762.6383 | 828.2061 | 1695.5661 | 155.8218 | 40.7571 | 254.0331 | 319.5283 | 254.6448 | 38.9017 | 339.3171 | 513.5617 | 8.5518 | 56.9495 | 468.9749 | 269.3093 | 0 | -0.000444 | -26976.042 | -10381.2827 | 11598.587 | 23188.1236 | 2011.929 | 558.6847 | 3496.5331 | 4591.3845 | 3510.6693 | 533.2524 | 4650.1267 | 7028.9081 | 108.9182 | 755.3018 | 6427.4384 | 3684.178 | 0 | 2025-02-01
2025-02-10 | -504.7751 | -1429.4846 | -413.4673 | 568.1248 | 653.2999 | 116.7522 | 179.3953 | 223.2973 | 165.4321 | 10.9675 | 141.7383 | 227.834 | 0 | 0 | 200.9645 | 71.7956 | 0 | -4.2165e-05 | -1429.4846 | -413.4673 | 568.7775 | 1128.7219 | 116.83 | 28.6225 | 179.3953 | 223.2973 | 166.0849 | 20.3361 | 238.5434 | 358.8257 | 0 | 0 | 324.2997 | 186.7169 | 0 | -0.0007303 | -28151.1761 | -7958.2021 | 11294.3594 | 21982.1346 | 2274.1987 | 558.6847 | 3514.6546 | 4536.538 | 3243.1668 | 380.7992 | 4656.1392 | 6986.42 | 0 | 0 | 6331.7341 | 3627.0421 | 0 | 2025-02-01
2025-02-11 | -513.8838 | -2082.725 | -487.9885 | 769.3029 | 1112.949 | 174.5778 | 247.4893 | 310.8572 | 210.9564 | 24.4866 | 228.4213 | 364.2862 | 3.8667 | 23.5271 | 323.5626 | 144.7984 | 0 | -6.7725e-05 | -2082.725 | -487.9885 | 769.9112 | 1587.1149 | 174.6638 | 39.0235 | 247.4893 | 310.8572 | 211.5647 | 37.2471 | 325.2265 | 492.9498 | 5.9874 | 23.5271 | 443.1085 | 259.0686 | 0 | -0.0014166 | -29589.901 | -6958.0272 | 10833.2756 | 22640.8501 | 2515.1164 | 558.6847 | 3530.1347 | 4280.8054 | 3022.3355 | 533.2524 | 4656.1392 | 7060.8127 | 73.8227 | 284.3233 | 6324.6623 | 3707.8374 | 0 | 2025-02-01
2025-02-12 | -535.3012 | -2281.5889 | -526.6735 | 803.9852 | 1295.7943 | 173.1818 | 271.7859 | 313.389 | 218.8103 | 27.531 | 260.5239 | 404.3866 | 6.7445 | 76.569 | 354.8986 | 165.1406 | 0 | -0.00010967 | -2281.5889 | -526.6735 | 804.5593 | 1787.5692 | 173.2582 | 42.8755 | 271.7859 | 313.389 | 219.3845 | 40.9237 | 357.3291 | 538.3646 | 10.977 | 76.569 | 478.1306 | 285.2752 | 0 | -0.001293 | -29705.834 | -6851.9439 | 10483.6794 | 23280.8322 | 2234.5803 | 558.6847 | 3542.2789 | 4088.5898 | 2852.8107 | 533.2524 | 4656.1392 | 7015.2727 | 140.3834 | 995.047 | 6226.644 | 3714.0935 | 0 | 2025-02-01
2025-02-13 | -634.4175 | -2390.0493 | -654.5393 | 865.2868 | 1282.7027 | 262.1816 | 285.423 | 343.5751 | 236.2887 | 26.0583 | 276.7901 | 394.5588 | 4.3378 | 84.3124 | 348.839 | 147.8063 | 0 | -7.2195e-05 | -2390.0493 | -654.5393 | 865.8797 | 1871.5888 | 262.2927 | 44.8273 | 285.423 | 343.5751 | 236.8816 | 42.7867 | 373.5953 | 561.2136 | 7.7787 | 84.3124 | 504.5131 | 297.3891 | 0 | -0.000856 | -29653.292 | -8214.544 | 10741.9621 | 23317.9024 | 3249.2859 | 558.6847 | 3554.4232 | 4241.814 | 2945.7249 | 533.2524 | 4656.1392 | 6991.1617 | 91.3702 | 1055.7123 | 6287.863 | 3702.4037 | 0 | 2025-02-01
2025-02-14 | -627.8831 | -1795.0445 | -479.9168 | 660.5834 | 858.5289 | 127.966 | 226.6258 | 254.7098 | 179.2479 | 16.844 | 199.9367 | 273.0586 | 0.54517 | 48.3642 | 238.1763 | 81.6039 | 0 | -2.2624e-06 | -1795.0445 | -479.9168 | 661.1517 | 1450.1685 | 128.0354 | 35.6057 | 226.6258 | 254.7098 | 179.8161 | 33.9849 | 296.7419 | 442.8303 | 1.4324 | 48.3642 | 395.5253 | 231.2894 | 0 | -0.000156 | -28306.975 | -7501.598 | 10499.0362 | 22720.6595 | 2030.1925 | 558.6847 | 3566.568 | 4109.0169 | 2823.4513 | 533.2523 | 4656.1392 | 6954.1282 | 22.9938 | 725.9555 | 6212.3686 | 3615.8219 | 0 | 2025-02-01
2025-02-15 | -476.4372 | -1274.3789 | -292.0641 | 490.9773 | 446.031 | 152.9976 | 174.2934 | 186.8434 | 129.8404 | 3.7415 | 124.9063 | 161.4237 | 0.0010332 | 6.8113 | 137.0533 | 12.0939 | 0 | 5.9178e-06 | -1274.3789 | -292.0641 | 491.5146 | 894.5439 | 153.1037 | 27.2807 | 174.2934 | 186.8434 | 130.3778 | 9.5675 | 216.2014 | 322.4718 | 0.024546 | 6.8113 | 284.4476 | 55.0199 | 0 | 7.94e-05 | -26260.1543 | -5648.5742 | 10180.8362 | 18065.2221 | 3103.9856 | 558.6847 | 3578.7735 | 3932.0044 | 2670.0583 | 179.9861 | 4391.1132 | 6549.9914 | 0.6051 | 128.0728 | 5784.0927 | 1031.3607 | 0 | 2025-02-01
2025-02-16 | -404.9498 | -973.6464 | -129.4222 | 372.8035 | 221.1739 | 104.1413 | 129.6804 | 135.7293 | 107.3938 | 1.7706 | 67.9546 | 80.7506 | 0 | 0 | 66.8295 | 3.8686 | 0 | 3.154e-05 | -973.6464 | -129.4222 | 373.408 | 605.0276 | 104.2416 | 20.3914 | 129.6804 | 135.7293 | 107.9983 | 4.7664 | 148.7413 | 220.6417 | 0 | 0 | 201.6327 | 29.2456 | 0 | 0.000389 | -27173.1253 | -2802.7363 | 10698.4915 | 15787.117 | 2931.5688 | 558.6847 | 3590.9787 | 4104.2503 | 3003.2625 | 95.0278 | 3885.6792 | 5811.2074 | 0 | 0 | 5380.7313 | 614.4713 | 0 | 2025-02-01
2025-02-17 | -487.9527 | -1315.1483 | -335.7263 | 553.3382 | 441.0403 | 168.5434 | 170.6554 | 234.8291 | 147.8537 | 4.2623 | 121.7789 | 150.5225 | 0 | 7.1419 | 132.056 | 25.2786 | 0 | 1.2269e-05 | -1315.1483 | -335.7263 | 553.971 | 902.005 | 168.6697 | 26.229 | 170.6554 | 234.8291 | 148.4865 | 8.5854 | 218.5697 | 313.4661 | 0 | 7.1419 | 286.9662 | 67.2757 | 0 | -2.8e-05 | -27658.0217 | -6512.8271 | 11389.1038 | 18530.7024 | 3692.3579 | 558.6847 | 3608.4845 | 4636.7143 | 3143.905 | 133.313 | 4655.4455 | 6598.9853 | 0 | 107.9966 | 6029.5829 | 1005.3791 | 0 | 2025-02-01
2025-02-18 | -582.9983 | -1657.9965 | -279.7769 | 635.1206 | 585.0977 | 134.5569 | 201.1198 | 259.6105 | 174.3902 | 5.9811 | 161.4518 | 186.6856 | 0 | 38.4908 | 162.548 | 29.9405 | 0 | -9.5328e-06 | -1657.9965 | -279.7769 | 635.755 | 1136.3874 | 134.6431 | 30.9879 | 201.1198 | 259.6105 | 175.0247 | 12.2165 | 258.2569 | 375.413 | 0 | 38.4908 | 341.3277 | 110.6826 | 0 | -4.19e-05 | -29650.235 | -4768.0119 | 11459.6809 | 19879.5275 | 2520.3537 | 558.6847 | 3625.99 | 4681.4309 | 3152.2601 | 167.8567 | 4656.1392 | 6668.9616 | 0 | 612.2193 | 6086.1063 | 1688.2444 | 0 | 2025-02-01
2025-02-19 | -653.0422 | -3564.2581 | -518.6947 | 1164.8062 | 1818.4865 | 446.618 | 375.2148 | 483.5422 | 306.0492 | 37.8859 | 380.1878 | 555.5841 | 8.7667 | 110.861 | 494.8881 | 230.313 | 0 | -0.0003142 | -3564.2581 | -518.6947 | 1165.406 | 2413.5474 | 446.7653 | 57.2338 | 375.2148 | 483.5422 | 306.649 | 54.6284 | 476.993 | 724.8779 | 13.1912 | 110.861 | 652.5306 | 380.4654 | 0 | -0.002777 | -34278.752 | -5218.4323 | 11099.9371 | 23530.3159 | 4308.2439 | 558.6847 | 3643.4952 | 4476.2131 | 2980.2288 | 533.2524 | 4656.1392 | 7077.256 | 117.39 | 1080.5834 | 6352.3632 | 3713.3317 | 0 | 2025-02-01
2025-02-20 | -850.5488 | -4342.8284 | -272.9537 | 1323.8067 | 1994.1299 | 447.2967 | 433.2638 | 539.8894 | 350.6535 | 39.863 | 453.3565 | 602.0396 | 9.7771 | 130.2566 | 527.7396 | 231.0974 | 0 | -5.6158e-05 | -4342.8284 | -272.9537 | 1324.4034 | 2777.9398 | 447.4256 | 66.0133 | 433.2638 | 539.8894 | 351.2502 | 63.0082 | 550.1616 | 835.9722 | 17.3439 | 130.2566 | 742.7251 | 438.4721 | 0 | -0.0006383 | -36722.517 | -2217.3739 | 11112.2201 | 23499.2363 | 3769.7492 | 558.6847 | 3661.001 | 4486.4463 | 2964.7728 | 533.2524 | 4656.1392 | 7074.7293 | 145.2242 | 1102.3152 | 6277.784 | 3709.7919 | 0 | 2025-02-01
2025-02-21 | -871.8589 | -5296.4613 | -705.9519 | 1753.7393 | 2813.5213 | 563.2937 | 561.6047 | 725.3585 | 466.7762 | 58.1993 | 612.5378 | 845.1847 | 17.5106 | 168.0632 | 751.9267 | 360.099 | 0 | -3.4359e-05 | -5296.4613 | -705.9519 | 1754.3552 | 3599.5249 | 563.4198 | 85.1132 | 561.6047 | 725.3585 | 467.3921 | 81.2387 | 709.343 | 1078.1493 | 26.5492 | 168.0632 | 968.9417 | 567.2399 | 0 | -0.000258 | -34615.517 | -4643.0567 | 11391.135 | 23621.1846 | 3687.5692 | 558.6847 | 3678.5068 | 4652.4584 | 3060.1698 | 533.2524 | 4656.1392 | 7077.256 | 174.2691 | 1103.1638 | 6354.494 | 3722.61 | 0 | 2025-02-01
2025-02-22 | -753.9456 | -3966.8166 | -1035.5937 | 1349.8209 | 2268.6515 | 629.9923 | 467.3387 | 527.366 | 355.1163 | 47.7046 | 493.8415 | 685.9694 | 14.283 | 136.1338 | 598.4497 | 292.2694 | 0 | 2.3392e-05 | -3966.8166 | -1035.5937 | 1350.3842 | 2950.9791 | 630.1622 | 70.8848 | 467.3387 | 527.366 | 355.6796 | 67.658 | 590.6131 | 884.2754 | 22.1109 | 136.1338 | 779.5847 | 470.6031 | 0 | 0.00061 | -31004.141 | -8587.0893 | 10810.2348 | 23256.1063 | 4966.2051 | 558.6847 | 3696.0123 | 4315.2281 | 2798.9943 | 533.2524 | 4654.5205 | 6969.4515 | 174.2691 | 1077.8421 | 6146.1684 | 3700.6024 | 0 | 2025-02-01
2025-02-23 | -719.5308 | -2412.9558 | -878.1708 | 910.1508 | 1220.2291 | 441.216 | 305.8395 | 348.7275 | 255.5838 | 22.1306 | 288.3637 | 377.8191 | 2.6637 | 77.0355 | 326.082 | 126.1343 | 0 | -8.9416e-05 | -2412.9558 | -878.1708 | 910.7781 | 1892.7014 | 441.3951 | 46.252 | 305.8395 | 348.7275 | 256.2112 | 38.4868 | 384.9862 | 577.1386 | 4.6627 | 77.0355 | 509.4276 | 300.964 | 0 | -0.0014522 | -29520.71 | -10292.7724 | 11306.0047 | 22712.5839 | 5236.2077 | 558.6847 | 3713.5176 | 4475.3554 | 3117.1317 | 433.8822 | 4647.3517 | 6941.1417 | 44.1724 | 885.0576 | 6159.856 | 3601.1222 | 0 | 2025-02-01
2025-02-24 | -759.2441 | -3707.3366 | -1066.3083 | 1470.5176 | 2207.7379 | 336.1454 | 459.3352 | 624.3299 | 386.8524 | 45.518 | 473.7081 | 666.6023 | 12.7528 | 135.1383 | 596.0436 | 277.9748 | 0 | -2.7997e-05 | -3707.3366 | -1066.3083 | 1471.1513 | 2897.798 | 336.2404 | 68.4552 | 459.3352 | 624.3299 | 387.4862 | 65.339 | 570.5133 | 867.0238 | 19.8808 | 135.1383 | 783.6072 | 456.2955 | 0 | -0.000192 | -30072.975 | -8658.021 | 11759.1813 | 23634.383 | 2778.7468 | 558.6847 | 3731.0234 | 4879.1122 | 3149.0457 | 533.2524 | 4656.1392 | 7077.256 | 159.7466 | 1102.9027 | 6380.064 | 3725.022 | 0 | 2025-02-01
2025-02-25 | -748.4323 | -3106.3362 | -928.9551 | 1239.1978 | 1770.6826 | 276.9787 | 390.9868 | 519.6027 | 328.6083 | 35.7382 | 388.3695 | 536.8871 | 8.4328 | 112.6112 | 479.8578 | 208.786 | 0 | -0.00013192 | -3106.3362 | -928.9551 | 1239.8329 | 2460.1742 | 277.0685 | 58.2155 | 390.9868 | 519.6027 | 329.2434 | 55.5655 | 485.1747 | 737.328 | 14.4017 | 112.6112 | 668.9925 | 386.1006 | 0 | -0.001474 | -29781.559 | -8838.9808 | 11827.4692 | 23607.3684 | 2627.016 | 558.6847 | 3748.5289 | 4923.084 | 3155.8563 | 533.2524 | 4656.1392 | 7075.9927 | 133.7277 | 1080.5829 | 6424.8115 | 3702.862 | 0 | 2025-02-01
2025-02-26 | -818.4721 | -2803.5878 | -802.4182 | 1066.5369 | 1383.7095 | 337.2875 | 345.4988 | 438.0701 | 282.968 | 26.2447 | 330.9522 | 419.2475 | 6.0274 | 98.014 | 366.6603 | 136.5634 | 0 | 4.259e-05 | -2803.5878 | -802.4182 | 1067.1559 | 2150.112 | 337.4121 | 51.3261 | 345.4988 | 438.0701 | 283.587 | 48.9896 | 427.7574 | 648.1256 | 12.7197 | 98.014 | 579.6853 | 334.8203 | 0 | -0.000147 | -30554.175 | -8675.2312 | 11680.9282 | 23347.6138 | 3642.1793 | 558.6847 | 3766.0347 | 4839.7569 | 3075.1367 | 533.2523 | 4656.1392 | 7044.3573 | 130.7018 | 1053.8536 | 6320.1259 | 3609.1838 | 0 | 2025-02-01
2025-02-27 | -906.7561 | -3094.8114 | -764.8729 | 1202.9165 | 1400.0621 | 349.9496 | 387.2815 | 511.1921 | 304.4429 | 24.634 | 377.0471 | 429.0065 | 2.4772 | 111.963 | 378.817 | 76.1173 | 0 | -7.8363e-05 | -3094.8114 | -764.8729 | 1203.5166 | 2249.2451 | 350.0656 | 56.857 | 387.2815 | 511.1921 | 305.043 | 51.6038 | 473.8523 | 716.1076 | 6.6866 | 111.963 | 647.8144 | 241.2174 | 0 | -0.0009068 | -30134.631 | -7396.4784 | 11501.326 | 22079.458 | 3391.6397 | 558.6847 | 3783.5401 | 4736.1522 | 2981.6336 | 502.6421 | 4656.1392 | 7027.9139 | 65.3517 | 1099.5091 | 6340.1138 | 2387.7882 | 0 | 2025-02-01
2025-02-28 | -904.3497 | -2911.5652 | -583.7652 | 1225.1347 | 992.7432 | 373.1028 | 384.482 | 523.1293 | 317.5234 | 1.7298 | 372.7268 | 271.5601 | 0 | 108.6933 | 238.0331 | 0 | 0 | -0.00017651 | -2911.5652 | -583.7652 | 1225.7662 | 1839.9946 | 373.2308 | 56.3386 | 384.482 | 523.1293 | 318.155 | 6.0062 | 469.532 | 646.9262 | 0 | 108.6933 | 608.8368 | 0 | 0 | -0.0013098 | -28780.55 | -5311.2253 | 11938.6725 | 17852.1511 | 3742.2656 | 558.6847 | 3800.6786 | 4999.998 | 3137.9959 | 53.8986 | 4656.1392 | 6196.5957 | 0 | 1073.5333 | 5871.9843 | 0 | 0 | 2025-02-01
2025-03-01 | -727.9201 | -2019.0597 | -657.7545 | 973.2602 | 709.8676 | 265.7663 | 293.0972 | 415.0044 | 265.1586 | 2.8712 | 260.055 | 174.8326 | 0.025535 | 83.5491 | 181.1927 | 7.3414 | 0 | -9.539e-05 | -2019.0597 | -657.7545 | 973.9524 | 1375.1335 | 265.8827 | 61.8455 | 293.0972 | 415.0044 | 265.8508 | 12.656 | 356.2457 | 404.1367 | 0.19577 | 83.5491 | 444.1401 | 74.2102 | 0 | -0.000747 | -26156.622 | -8359.8603 | 12568.32 | 17741.9232 | 3403.0119 | 803.2265 | 3800.6787 | 5328.5024 | 3439.1389 | 167.8092 | 4626.5835 | 5220.9625 | 2.4204 | 1084.705 | 5751.5936 | 887.8489 | 0 | 2025-03-01
2025-03-02 | -725.9376 | -2088.3099 | -626.4619 | 1016.8625 | 717.0566 | 254.9151 | 298.5412 | 427.1119 | 291.2094 | 5.1689 | 263.5351 | 179.1495 | 0.010251 | 84.3661 | 186.7409 | -1.9142 | 0 | -4.7177e-05 | -2088.3099 | -626.4619 | 1017.6178 | 1379.6857 | 255.0259 | 62.4425 | 298.5412 | 427.1119 | 291.9647 | 16.3638 | 359.745 | 409.3883 | 0.13784 | 84.3661 | 451.2758 | 58.4088 | 0 | -0.0005439 | -26974.7403 | -7858.0606 | 13062.6369 | 17729.1967 | 3237.7402 | 803.2265 | 3838.1414 | 5471.7049 | 3752.7907 | 192.1214 | 4627.5085 | 5247.3697 | 1.8153 | 1084.8356 | 5797.4589 | 778.0873 | 0 | 2025-03-01
2025-03-03 | -819.9315 | -2406.9677 | -597.6652 | 1094.334 | 807.3067 | 283.0607 | 320.617 | 474.4381 | 299.2789 | 4.4536 | 285.8096 | 201.4646 | 0.43109 | 89.7792 | 209.0585 | 16.3101 | 0 | -8.876e-05 | -2406.9677 | -597.6652 | 1095.0638 | 1560.0887 | 283.1783 | 66.3021 | 320.617 | 474.4381 | 300.0087 | 14.0133 | 382.0339 | 440.4508 | 2.1267 | 89.7792 | 480.1919 | 151.4928 | 0 | -0.0010951 | -29093.64 | -7105.7341 | 13156.8391 | 18802.4312 | 3436.8763 | 803.2265 | 3875.6039 | 5655.2638 | 3625.9715 | 160.4824 | 4628.2022 | 5333.3937 | 23.5993 | 1087.6426 | 5815.4873 | 1753.6236 | 0 | 2025-03-01
2025-03-04 | -651.1644 | -2369.6269 | -793.6277 | 1090.7271 | 1111.3984 | 309.9648 | 327.9436 | 471.8214 | 290.9621 | 18.225 | 289.8517 | 294.381 | 2.5777 | 89.2941 | 313.4144 | 103.6544 | 0 | -0.00014547 | -2369.6269 | -793.6277 | 1091.427 | 1694.732 | 310.0918 | 67.0037 | 327.9436 | 471.8214 | 291.662 | 33.5013 | 386.076 | 448.6403 | 5.306 | 89.2941 | 487.8752 | 244.039 | 0 | -0.0017786 | -28104.356 | -9494.8529 | 12857.2559 | 20223.229 | 3715.4958 | 803.2265 | 3913.0664 | 5466.8093 | 3477.3802 | 400.5063 | 4628.2022 | 5379.2008 | 59.3003 | 1065.8929 | 5849.2368 | 2840.8896 | 0 | 2025-03-01
2025-03-05 | -771.5435 | -2327.3896 | -700.7694 | 1031.0118 | 990.4884 | 235.1153 | 323.0523 | 438.9809 | 268.9786 | 10.271 | 281.3524 | 256.2886 | 0 | 88.7318 | 270.7616 | 83.0831 | 0 | 3.9825e-05 | -2327.3896 | -700.7694 | 1031.6738 | 1695.7429 | 235.2137 | 65.5286 | 323.0523 | 438.9809 | 269.6406 | 22.4786 | 377.5767 | 438.7672 | 0 | 88.7318 | 477.1373 | 291.0513 | 0 | 0.0003764 | -28283.129 | -8620.8883 | 12451.2769 | 20775.1855 | 2874.3288 | 803.2265 | 3943.3415 | 5218.473 | 3289.4623 | 270.5583 | 4628.2022 | 5379.2008 | 0 | 1087.6426 | 5849.2368 | 3560.3448 | 0 | 2025-03-01
2025-03-06 | -803.8109 | -2160.7246 | -580.4852 | 994.2937 | 766.2 | 176.9051 | 315.5206 | 421.1484 | 257.6248 | 5.4031 | 271.3972 | 187.2972 | 0 | 86.3797 | 194.4976 | 21.2252 | 0 | -6.1999e-05 | -2160.7246 | -580.4852 | 994.9451 | 1505.4834 | 176.9804 | 63.8009 | 315.5206 | 421.1484 | 258.2761 | 15.3541 | 367.6215 | 421.8802 | 0 | 86.3797 | 462.0568 | 152.191 | 0 | -0.0012188 | -26989.2083 | -7090.6068 | 12360.8003 | 18714.4109 | 2201.3762 | 803.2265 | 3958.2494 | 5166.4866 | 3236.0644 | 169.155 | 4628.2022 | 5298.8851 | 0 | 1087.4467 | 5810.2422 | 1720.4796 | 0 | 2025-03-01
2025-03-07 | -594.9104 | -1663.2994 | -278.892 | 742.2383 | 418.314 | 186.7287 | 234.9351 | 314.1164 | 193.1868 | 0 | 176.9225 | 89.2277 | 0 | 61.7687 | 90.3951 | 0 | 0 | 5.2967e-05 | -1663.2994 | -278.892 | 742.8971 | 965.0538 | 186.8358 | 47.4048 | 234.9351 | 314.1164 | 193.8456 | 0 | 273.1468 | 295.038 | 0 | 61.7687 | 335.1003 | 0 | 0 | 0.001018 | -28216.822 | -4462.6085 | 12494.5959 | 16249.5333 | 3132.0759 | 803.2265 | 3973.1574 | 5248.3553 | 3273.0833 | 0 | 4628.2022 | 4939.5765 | 0 | 1035.8403 | 5645.9142 | 0 | 0 | 2025-03-01
2025-03-08 | -526.4925 | -1535.1181 | -423.4868 | 709.0042 | 594.8741 | 128.234 | 233.9323 | 295.6532 | 179.4187 | 4.0576 | 174.6251 | 163.3058 | 0.040132 | 60.4068 | 172.1809 | 20.2577 | 0 | -6.6351e-05 | -1535.1181 | -423.4868 | 709.6227 | 1073.6536 | 128.3078 | 47.0208 | 233.9323 | 295.6532 | 180.0372 | 9.8749 | 270.7966 | 310.6836 | 0.17504 | 60.4068 | 340.3649 | 81.3517 | 0 | -0.0010562 | -26148.4857 | -7048.5318 | 12037.3268 | 18199.7414 | 2156.7217 | 803.2265 | 3988.0654 | 4976.4047 | 3072.8567 | 157.3674 | 4625.6585 | 5297.8636 | 3.0255 | 1027.456 | 5812.1806 | 1276.1898 | 0 | 2025-03-01
2025-03-09 | -665.601 | -1624.6115 | -803.0373 | 827.6706 | 769.8164 | 164.5609 | 266.8102 | 337.4193 | 223.4411 | 9.153 | 212.4474 | 201.9532 | 1.3961 | 72.1918 | 213.1996 | 59.4753 | 0 | 4.3543e-05 | -1624.6115 | -803.0373 | 828.3476 | 1381.0755 | 164.6457 | 53.5802 | 266.8102 | 337.4193 | 224.1181 | 20.5934 | 308.6429 | 356.4985 | 3.3611 | 72.1918 | 388.4193 | 231.3686 | 0 | 0.0002084 | -24214.5507 | -12186.8746 | 12454.55 | 20664.8993 | 2478.7498 | 803.2265 | 4002.9734 | 5088.0968 | 3363.4799 | 297.466 | 4626.8148 | 5342.5 | 42.357 | 1081.4424 | 5821.911 | 3452.408 | 0 | 2025-03-01
2025-03-10 | -617.1069 | -1532.798 | -640.1544 | 764.3412 | 628.0453 | 163.459 | 241.0533 | 328.9178 | 194.3701 | 5.3668 | 180.398 | 167.6006 | 0 | 62.9328 | 175.5766 | 36.1706 | 0 | -5.4028e-05 | -1532.798 | -640.1544 | 764.9918 | 1196.4013 | 163.5513 | 48.0079 | 241.0533 | 328.9178 | 195.0207 | 13.3377 | 276.6223 | 321.4175 | 0 | 62.9328 | 349.5833 | 172.5077 | 0 | -0.0009748 | -25667.3481 | -10233.1412 | 12515.8286 | 19881.3718 | 2700.0613 | 803.2265 | 4013.2673 | 5269.9567 | 3232.6046 | 209.5061 | 4628.2022 | 5377.2049 | 0 | 1049.9695 | 5848.6685 | 2767.8207 | 0 | 2025-03-01
2025-03-11 | -599.4432 | -1747.6285 | -476.3966 | 815.0666 | 587.2637 | 222.2516 | 263.5145 | 347.473 | 204.079 | 1.6091 | 205.3636 | 150.9683 | 0 | 69.411 | 155.8856 | 4.0261 | 0 | -0.00015297 | -1747.6285 | -476.3966 | 815.6965 | 1133.619 | 222.3688 | 52.3407 | 263.5145 | 347.473 | 204.709 | 5.0108 | 301.588 | 347.4651 | 0 | 69.411 | 378.6582 | 31.4859 | 0 | -0.0020754 | -26580.7857 | -7288.5969 | 12295.4187 | 17344.6727 | 3426.0627 | 803.2265 | 4023.5613 | 5141.8687 | 3129.9887 | 69.4786 | 4628.2022 | 5335.3891 | 0 | 1065.8904 | 5813.0839 | 432.6284 | 0 | 2025-03-01
2025-03-12 | -535.9216 | -1576.1921 | -355.6909 | 713.9968 | 524.1046 | 157.8599 | 231.5757 | 306.2784 | 176.1427 | 1.6111 | 167.5277 | 140.5386 | 0 | 59.4019 | 146.5812 | 8.4441 | 0 | -1.4447e-05 | -1576.1921 | -355.6909 | 714.6168 | 1013.5358 | 157.9561 | 45.7743 | 231.5757 | 306.2784 | 176.7627 | 4.3135 | 263.7521 | 302.4311 | 0 | 59.4019 | 331.4268 | 52.2104 | 0 | -0.000371 | -27321.3251 | -6174.0882 | 12208.4825 | 17671.4401 | 2812.2639 | 803.2265 | 4033.8552 | 5093.8692 | 3080.7581 | 66.5192 | 4628.2022 | 5295.3194 | 0 | 1036.236 | 5813.0839 | 832.0793 | 0 | 2025-03-01
2025-03-13 | -545.894 | -1509.8471 | -461.6842 | 685.9387 | 522.7579 | 216.9407 | 224.0183 | 289.7868 | 172.1336 | 3.0007 | 159.9658 | 138.0527 | 0 | 55.7828 | 143.4043 | 22.5516 | 0 | 3.8626e-05 | -1509.8471 | -461.6842 | 686.5612 | 1023.4321 | 217.0757 | 44.4623 | 224.0183 | 289.7868 | 172.7561 | 6.8528 | 256.1854 | 292.2426 | 0 | 55.7828 | 319.7373 | 92.6312 | 0 | 0.000564 | -27143.6103 | -7911.6887 | 12270.744 | 18033.1188 | 3948.2103 | 803.2265 | 4037.9284 | 5139.7528 | 3093.0629 | 98.2103 | 4627.971 | 5218.8049 | 0 | 975.6077 | 5730.7211 | 1381.8038 | 0 | 2025-03-01
2025-03-14 | -455.3031 | -1291.493 | -489.5405 | 633.1686 | 538.1261 | 154.4356 | 208.9325 | 269.9078 | 154.3283 | 3.5449 | 138.9491 | 154.0332 | 0 | 50.6021 | 162.2863 | 28.7104 | 0 | -8.2026e-05 | -1291.493 | -489.5405 | 633.7675 | 951.4886 | 154.536 | 41.2413 | 208.9325 | 269.9078 | 154.9272 | 6.3299 | 229.7757 | 272.3733 | 0 | 50.6021 | 297.4618 | 94.9458 | 0 | -0.0017344 | -24877.9096 | -8940.42 | 12003.3053 | 18076.7655 | 2935.0306 | 803.2265 | 4042.0013 | 4985.7592 | 2975.5448 | 92.7149 | 4368.5792 | 5230.7802 | 0 | 944.9748 | 5737.321 | 1702.3954 | 0 | 2025-03-01
2025-03-15 | -490.7221 | -1051.167 | -592.5332 | 510.952 | 471.135 | 170.8911 | 183.5372 | 203.6006 | 123.8142 | 3.8483 | 114.4707 | 134.3895 | 0.00059055 | 39.259 | 141.5383 | 37.6286 | 0 | -1.2221e-05 | -1051.167 | -592.5332 | 511.4996 | 924.5872 | 171.0237 | 36.5896 | 183.5372 | 203.6006 | 124.3619 | 8.6895 | 210.5123 | 243.3771 | 0.83463 | 39.259 | 265.3306 | 156.5841 | 0 | -9.45e-05 | -23269.7555 | -12924.1848 | 11385.1682 | 20128.6163 | 3876.9293 | 803.2265 | 4046.0744 | 4617.8572 | 2721.2365 | 177.9358 | 4619.4148 | 5324.6218 | 25.4142 | 790.9975 | 5812.8498 | 3377.3825 | 0 | 2025-03-01
2025-03-16 | -461.5453 | -897.197 | -386.2659 | 430.0825 | 308.9547 | 82.8803 | 154.856 | 166.899 | 108.3275 | 0.45244 | 81.3715 | 95.9011 | -0.0055627 | 21.9488 | 100.6456 | 8.6409 | 0 | -4.8564e-05 | -897.197 | -386.2659 | 430.6566 | 739.016 | 82.9508 | 30.8394 | 154.856 | 166.899 | 108.9017 | 1.3566 | 177.4228 | 202.6176 | 0.033811 | 21.9488 | 223.3418 | 112.2948 | 0 | -0.0009465 | -23528.401 | -9953.6999 | 11386.1532 | 19232.4207 | 2060.2995 | 803.2265 | 4050.1476 | 4483.2945 | 2852.7111 | 33.5193 | 4619.8773 | 5254.6771 | 1.2102 | 544.0823 | 5811.0991 | 2967.9555 | 0 | 2025-03-01
2025-03-17 | -401.3283 | -1116.3962 | -340.1782 | 519.6374 | 456.3538 | 79.2548 | 186.2919 | 209.7434 | 123.6021 | 3.741 | 116.7793 | 141.2673 | 0 | 36.237 | 149.0414 | 9.2879 | 0 | -4.0302e-05 | -1116.3962 | -340.1782 | 520.1777 | 820.1156 | 79.312 | 36.969 | 186.2919 | 209.7434 | 124.1424 | 7.6018 | 212.9315 | 245.7092 | 0 | 36.237 | 267.7169 | 49.9191 | 0 | -0.0010686 | -24485.2367 | -7133.5228 | 11348.8557 | 17794.3146 | 1672.3617 | 803.2265 | 4054.2205 | 4610.0487 | 2684.5864 | 147.4928 | 4624.7335 | 5302.0445 | 0 | 734.2745 | 5788.1641 | 1197.6052 | 0 | 2025-03-01
2025-03-18 | -544.2948 | -1637.7016 | -732.7419 | 747.9758 | 869.7603 | 208.4125 | 267.937 | 307.6936 | 172.3452 | 13.5149 | 208.2169 | 233.6009 | 1.178 | 66.3016 | 248.8351 | 98.1128 | 0 | -0.00010596 | -1637.7016 | -732.7419 | 748.5037 | 1360.5841 | 208.5198 | 52.8359 | 267.937 | 307.6936 | 172.873 | 23.5886 | 304.4412 | 353.7002 | 2.3051 | 66.3016 | 384.6624 | 225.5849 | 0 | -0.0017059 | -24688.7572 | -10993.0145 | 11217.8996 | 20524.2398 | 3136.4041 | 803.2265 | 4058.3469 | 4537.0391 | 2622.5136 | 339.2275 | 4628.2022 | 5379.2008 | 31.4657 | 982.056 | 5849.2368 | 3314.8508 | 0 | 2025-03-01
2025-03-19 | -580.0447 | -1772.9279 | -749.7813 | 790.8757 | 959.9582 | 191.8306 | 288.2059 | 322.2415 | 180.4283 | 13.4198 | 231.3213 | 254.7239 | 2.9184 | 75.3572 | 271.4873 | 110.7304 | 0 | -0.00016339 | -1772.9279 | -749.7813 | 791.3873 | 1482.5516 | 191.9245 | 56.8457 | 288.2059 | 322.2415 | 180.9399 | 24.005 | 327.5456 | 380.7061 | 5.4649 | 75.3572 | 413.9679 | 255.5049 | 0 | -0.0023256 | -24870.7847 | -10631.8029 | 11037.8593 | 20914.8107 | 2746.6889 | 803.2265 | 4062.4731 | 4433.6066 | 2541.7796 | 339.8098 | 4628.2022 | 5379.2008 | 67.7713 | 1060.7585 | 5849.2368 | 3589.8312 | 0 | 2025-03-01
2025-03-20 | -430.6034 | -959.0469 | -289.1733 | 412.6176 | 271.3365 | 133.6627 | 156.6553 | 162.9319 | 93.0305 | 0.45729 | 82.2093 | 79.2767 | 0 | 22.464 | 81.9994 | 4.9298 | 0 | -3.0812e-06 | -959.0469 | -289.1733 | 413.1021 | 670.3737 | 133.7768 | 30.9676 | 156.6553 | 162.9319 | 93.515 | 1.5108 | 178.4288 | 199.4949 | 0 | 22.464 | 222.0388 | 46.4363 | 0 | 0.00011163 | -25157.353 | -6790.0413 | 10717.2754 | 17091.6871 | 3335.2055 | 803.2265 | 4066.5998 | 4243.3587 | 2407.3169 | 33.8313 | 4627.971 | 5118.9368 | 0 | 546.5569 | 5733.0354 | 1031.3557 | 0 | 2025-03-01
2025-03-21 | -437.6169 | -1100.4497 | -389.6682 | 466.0604 | 455.3734 | 131.0671 | 173.2298 | 187.7281 | 105.1024 | 3.8201 | 100.6155 | 133.5527 | 0.80919 | 30.3196 | 141.79 | 44.4662 | 0 | -4.8743e-05 | -1100.4497 | -389.6682 | 466.5557 | 858.2264 | 131.1726 | 34.1631 | 173.2298 | 187.7281 | 105.5977 | 6.507 | 196.811 | 226.8172 | 1.4909 | 30.3196 | 248.2248 | 148.0558 | 0 | -0.000985 | -26070.6203 | -8664.9405 | 10883.4048 | 19965.4595 | 3083.469 | 803.2265 | 4070.7259 | 4351.9989 | 2460.6801 | 115.0684 | 4626.8148 | 5308.1104 | 24.204 | 639.097 | 5825.3668 | 3426.798 | 0 | 2025-03-01
2025-03-22 | -418.0519 | -1338.3007 | -520.3058 | 543.6021 | 709.2948 | 187.6577 | 212.3498 | 213.1148 | 118.1374 | 11.6972 | 144.6956 | 196.757 | 2.0118 | 50.4649 | 210.9419 | 92.7264 | 0 | -0.00016287 | -1338.3007 | -520.3058 | 544.0607 | 1084.9392 | 187.7805 | 41.826 | 212.3498 | 213.1148 | 118.5961 | 18.697 | 240.8575 | 278.971 | 3.591 | 50.4649 | 304.2029 | 188.155 | 0 | -0.0030216 | -25681.2034 | -9924.135 | 10425.5533 | 20786.8003 | 3589.7553 | 803.2265 | 4074.8525 | 4071.9262 | 2278.7746 | 342.937 | 4625.196 | 5355.8902 | 64.1419 | 945.5575 | 5841.8347 | 3611.243 | 0 | 2025-03-01
2025-03-23 | -378.225 | -798.4496 | -305.7762 | 338.6485 | 271.3281 | 116.0242 | 129.6902 | 126.8079 | 82.1504 | 1.3927 | 52.2487 | 89.9387 | 0.013654 | 14.5497 | 94.7622 | 18.4224 | 0 | -1.5329e-05 | -798.4496 | -305.7762 | 339.1736 | 623.1287 | 116.1427 | 25.7807 | 129.6902 | 126.8079 | 82.6755 | 3.3722 | 148.1846 | 170.6664 | 0.05799 | 14.5497 | 186.8667 | 99.4312 | 0 | -0.0007699 | -25188.1779 | -9355.2192 | 10927.3625 | 19346.8755 | 3465.9318 | 803.2265 | 4078.979 | 4239.3025 | 2609.0811 | 97.7629 | 4614.3273 | 5297.9297 | 1.8153 | 433.5802 | 5811.1357 | 3090.3243 | 0 | 2025-03-01
2025-03-24 | -421.756 | -1728.1331 | -687.9546 | 753.2924 | 1002.7957 | 238.2435 | 273.7263 | 312.0217 | 167.5444 | 18.5339 | 211.7732 | 275.4144 | 5.238 | 65.6187 | 295.8915 | 130.3258 | 0 | -5.1967e-06 | -1728.1331 | -687.9546 | 753.7942 | 1370.4769 | 238.3635 | 53.4531 | 273.7263 | 312.0217 | 168.0462 | 26.1475 | 307.9976 | 357.9666 | 7.5624 | 65.6187 | 389.2655 | 215.9185 | 0 | -4e-06 | -25553.6093 | -10244.6296 | 10997.5675 | 20490.3992 | 3507.0457 | 803.2265 | 4083.1054 | 4421.3956 | 2493.0665 | 372.9499 | 4628.2022 | 5378.5355 | 94.3957 | 929.5197 | 5849.2368 | 3237.5593 | 0 | 2025-03-01
2025-03-25 | -478.2957 | -1687.8396 | -619.8909 | 719.8638 | 946.7393 | 162.8316 | 267.3637 | 290.0717 | 162.4284 | 17.1243 | 205.7682 | 254.9425 | 4.976 | 65.1298 | 273.0334 | 125.7651 | 0 | -6.8721e-05 | -1687.8396 | -619.8909 | 720.3644 | 1372.039 | 162.916 | 52.4109 | 267.3637 | 290.0717 | 162.929 | 26.5942 | 301.9925 | 350.9963 | 8.1483 | 65.1298 | 381.6661 | 237.5117 | 0 | -0.001251 | -25745.3207 | -9424.456 | 10941.3335 | 20957.0517 | 2468.1637 | 803.2265 | 4087.2318 | 4366.6414 | 2487.4603 | 398.7261 | 4628.2022 | 5379.2008 | 110.7334 | 956.6834 | 5849.2368 | 3634.269 | 0 | 2025-03-01
2025-03-26 | -456.9963 | -1759.7261 | -770.2147 | 803.0229 | 1076.2041 | 193.7174 | 286.415 | 331.4586 | 185.1493 | 21.814 | 226.1677 | 286.7546 | 7.362 | 74.295 | 308.0343 | 151.7764 | 0 | -0.00018148 | -1759.7261 | -770.2147 | 803.5572 | 1476.618 | 193.8141 | 55.9513 | 286.415 | 331.4586 | 185.6836 | 31.6945 | 322.3921 | 374.5783 | 11.7365 | 74.295 | 407.3591 | 254.5625 | 0 | -0.002519 | -25079.9685 | -11081.4568 | 11331.4661 | 21200.6308 | 2826.0994 | 803.2265 | 4091.3583 | 4585.4337 | 2654.6742 | 455.0011 | 4628.2022 | 5379.2008 | 167.0078 | 1065.8954 | 5849.2368 | 3656.0866 | 0 | 2025-03-01
2025-03-27 | -390.4683 | -1197.0786 | -586.3126 | 537.2464 | 668.572 | 187.1045 | 198.9004 | 205.7876 | 132.5584 | 11.573 | 130.9723 | 189.0474 | 1.5543 | 42.0989 | 202.1734 | 91.1527 | 0 | -0.00011122 | -1197.0786 | -586.3126 | 537.7948 | 1018.9389 | 187.227 | 39.4304 | 198.9004 | 205.7876 | 133.1068 | 17.747 | 227.1919 | 264.3342 | 2.3696 | 42.0989 | 287.3225 | 177.8749 | 0 | -0.0022422 | -24701.3634 | -11655.5739 | 11362.1378 | 20610.8949 | 3580.6759 | 803.2265 | 4095.4849 | 4541.9831 | 2724.6698 | 331.6181 | 4627.971 | 5378.5355 | 36.3061 | 789.7759 | 5848.6685 | 3598.0199 | 0 | 2025-03-01
2025-03-28 | -345.5941 | -1239.313 | -567.1437 | 571.3019 | 752.4332 | 137.1276 | 206.8801 | 226.5051 | 137.9166 | 14.3789 | 136.9425 | 210.1862 | 3.8693 | 48.2304 | 225.9008 | 112.9251 | 0 | -8.2123e-05 | -1239.313 | -567.1437 | 571.853 | 1056.9169 | 137.2205 | 40.4662 | 206.8801 | 226.5051 | 138.4678 | 20.0872 | 233.1669 | 271.0049 | 5.7462 | 48.2304 | 294.6842 | 183.9971 | 0 | -0.001945 | -24608.107 | -11074.7399 | 11256.5635 | 20905.2569 | 2717.7981 | 803.2265 | 4099.6111 | 4418.5529 | 2738.3995 | 379.5946 | 4628.2022 | 5379.2008 | 103.4722 | 915.0234 | 5849.2368 | 3650.5269 | 0 | 2025-03-01
2025-03-29 | -363.8703 | -772.776 | -313.8655 | 353.0867 | 275.0693 | 94.6152 | 132.7388 | 133.8538 | 86.4941 | 3.7347 | 53.6827 | 89.3569 | 1.0926 | 16.0933 | 94.3957 | 16.7135 | 0 | -2.0846e-05 | -772.776 | -313.8655 | 353.6217 | 612.2912 | 94.7168 | 26.0118 | 132.7388 | 133.8538 | 87.029 | 7.6961 | 149.1906 | 169.0238 | 2.7166 | 16.0933 | 186.7481 | 80.8225 | 0 | -0.000843 | -24350.5302 | -8906.1929 | 10930.266 | 18553.6838 | 2969.5459 | 803.2265 | 4103.7375 | 4168.4743 | 2658.0542 | 192.2718 | 4593.7461 | 5127.4704 | 65.3509 | 460.4961 | 5710.5473 | 2403.8013 | 0 | 2025-03-01
2025-03-30 | -398.9446 | -1038.9618 | -446.2924 | 500.1234 | 459.6257 | 126.5605 | 169.9855 | 210.0623 | 120.0756 | 3.1698 | 95.6453 | 138.179 | 0.019253 | 28.0514 | 146.8207 | 47.7404 | 0 | -7.1936e-05 | -1038.9618 | -446.2924 | 500.7103 | 824.5609 | 126.6636 | 33.3194 | 169.9855 | 210.0623 | 120.6625 | 6.0439 | 191.6966 | 222.1135 | 0.064946 | 28.0514 | 241.9873 | 134.6034 | 0 | -0.0017855 | -25102.1386 | -10657.2839 | 12152.4722 | 19790.9707 | 3012.7513 | 803.2265 | 4105.273 | 5131.2217 | 2915.9776 | 137.7277 | 4619.8773 | 5347.873 | 1.8153 | 640.4515 | 5828.7631 | 3214.4628 | 0 | 2025-03-01
2025-03-31 | -434.9983 | -1585.6351 | -770.2958 | 832.5354 | 855.5777 | 232.8195 | 243.4531 | 412.8768 | 176.2055 | 16.1573 | 176.4206 | 232.0413 | 3.4016 | 62.7298 | 248.7193 | 116.1077 | 0 | -3.0988e-06 | -1585.6351 | -770.2958 | 833.1364 | 1242.5211 | 232.9558 | 47.3176 | 243.4531 | 412.8768 | 176.8065 | 25.1126 | 272.6449 | 316.6589 | 5.845 | 62.7298 | 344.4182 | 215.1116 | 0 | -9.64e-05 | -26542.6457 | -13065.6366 | 13719.2837 | 21101.1087 | 3984.6634 | 803.2265 | 4106.8083 | 6626.1464 | 2986.3289 | 428.0167 | 4628.2022 | 5379.2008 | 96.8161 | 1064.6535 | 5849.2368 | 3654.9825 | 0 | 2025-03-01
2025-04-01 | -533.3438 | -1586.1461 | -547.755 | 880.4129 | 555.4746 | 164.6698 | 247.0441 | 432.6789 | 200.6899 | 8.9576 | 167.861 | 154.3 | 0.020575 | 43.2561 | 160.4776 | 20.6016 | 0 | 6.1339e-05 | -1586.1461 | -547.755 | 881.1008 | 959.6308 | 164.7635 | 128.406 | 247.0441 | 432.6789 | 201.3778 | 19.1081 | 259.2161 | 274.8453 | 0.045901 | 43.2561 | 295.6828 | 67.4764 | 0 | 0.0009677 | -26974.1563 | -9028.9267 | 14947.1294 | 16138.7703 | 2740.5616 | 2176.6226 | 4186.8618 | 7342.2756 | 3417.9919 | 294.5435 | 4393.9982 | 4659.116 | 0.6051 | 733.2384 | 5012.2752 | 1044.9938 | 0 | 2025-04-01
2025-04-02 | -577.4418 | -1765.4274 | -806.3088 | 1029.3124 | 743.2068 | 221.7753 | 289.083 | 506.724 | 233.5054 | 13.8907 | 212.7544 | 205.387 | 1.9941 | 50.7476 | 215.3798 | 43.0533 | 0 | -9.8929e-06 | -1765.4274 | -806.3088 | 1029.9978 | 1169.2107 | 221.8832 | 150.6445 | 289.083 | 506.724 | 234.1908 | 25.8081 | 304.1095 | 322.9404 | 3.7724 | 50.7476 | 347.2292 | 114.6036 | 0 | -0.000284 | -25625.9317 | -11557.8095 | 15019.952 | 16831.3234 | 3155.8429 | 2176.6226 | 4189.6069 | 7424.6244 | 3405.7207 | 354.6148 | 4393.9982 | 4659.116 | 43.5673 | 733.2384 | 5012.2752 | 1634.5136 | 0 | 2025-04-01
2025-04-03 | -546.4938 | -1487.1331 | -732.3032 | 911.1508 | 561.0651 | 200.7266 | 250.8518 | 454.2293 | 206.0698 | 6.7497 | 171.9455 | 154.8672 | 0.68688 | 43.9377 | 160.7741 | 22.104 | 0 | -9.7726e-05 | -1487.1331 | -732.3032 | 911.8453 | 976.3188 | 200.8429 | 130.4292 | 250.8518 | 454.2293 | 206.7642 | 14.2374 | 263.3005 | 279.4973 | 1.7604 | 43.9377 | 300.5609 | 73.0246 | 0 | -0.0015993 | -24897.616 | -12074.8675 | 15265.322 | 16131.689 | 3398.8483 | 2176.6226 | 4192.3512 | 7622.4357 | 3450.5351 | 210.1534 | 4393.9982 | 4659.116 | 24.8091 | 733.2384 | 5012.2752 | 1098.0986 | 0 | 2025-04-01
2025-04-04 | -446.5067 | -957.5082 | -540.3747 | 629.7644 | 254.629 | 166.9827 | 170.0747 | 317.0826 | 142.6071 | 2.4229 | 87.6526 | 65.5415 | 0 | 26.5448 | 65.5938 | 6.8734 | 0 | -3.1788e-06 | -957.5082 | -540.3747 | 630.4806 | 611.608 | 167.1206 | 88.6737 | 170.0747 | 317.0826 | 143.3233 | 6.2169 | 179.0076 | 173.5706 | 0 | 26.5448 | 194.263 | 32.0052 | 0 | 0.000367 | -24083.3273 | -12220.9374 | 15706.2092 | 14390.7484 | 4030.6849 | 2176.6226 | 4194.1079 | 7953.521 | 3558.5803 | 108.4779 | 4393.9982 | 4078.4402 | 0 | 615.3717 | 4641.6385 | 552.8218 | 0 | 2025-04-01
2025-04-05 | -406.8065 | -891.9847 | -575.599 | 640.5981 | 260.5806 | 159.5985 | 170.0769 | 326.3423 | 144.1789 | 0.013312 | 87.0573 | 72.2423 | 0 | 27.3966 | 73.8711 | 0 | 0 | -3.9799e-05 | -891.9847 | -575.599 | 641.3186 | 578.1548 | 159.7304 | 88.3799 | 170.0769 | 326.3423 | 144.8994 | 0.35869 | 178.4075 | 175.7457 | 0 | 27.3966 | 196.2463 | 0 | 0 | -0.001123 | -22120.9087 | -13829.2171 | 15880.4806 | 14037.3133 | 3855.7082 | 2176.6226 | 4195.8645 | 8104.802 | 3579.8141 | 10.6149 | 4393.767 | 4209.3647 | 0 | 657.0076 | 4766.5591 | 0 | 0 | 2025-04-01
2025-04-06 | -443.9482 | -863.3107 | -635.7071 | 660.3067 | 263.8103 | 130.9526 | 170.0124 | 335.4544 | 154.84 | 1.4435 | 87.3255 | 70.734 | 0 | 28.535 | 72.5076 | 3.2647 | 0 | -3.3577e-05 | -863.3107 | -635.7071 | 661.0906 | 618.3556 | 131.0549 | 88.5167 | 170.0124 | 335.4544 | 155.6238 | 4.5874 | 178.6613 | 176.3207 | 0 | 28.535 | 198.9854 | 31.2658 | 0 | -0.000796 | -21600.4284 | -14956.8797 | 16493.8054 | 14895.3704 | 2991.5089 | 2176.6226 | 4197.6209 | 8401.607 | 3894.5775 | 94.844 | 4393.0733 | 4215.2254 | 0 | 693.8736 | 4848.8708 | 649.4834 | 0 | 2025-04-01
2025-04-07 | -501.3049 | -1138.2046 | -972.349 | 904.3955 | 463.5718 | 241.2814 | 222.3246 | 476.7012 | 205.3696 | 5.1651 | 141.0598 | 128.9383 | 0 | 38.7837 | 133.35 | 16.2748 | 0 | -1.8694e-05 | -1138.2046 | -972.349 | 905.1781 | 848.8099 | 241.4359 | 115.1296 | 222.3246 | 476.7012 | 206.1523 | 10.5387 | 232.4149 | 246.3895 | 0 | 38.7837 | 265.0848 | 55.5984 | 0 | -0.0002823 | -21490.3103 | -18135.9529 | 17073.559 | 15858.1481 | 4517.9332 | 2176.6226 | 4199.3776 | 8985.5881 | 3888.5933 | 160.0351 | 4393.9982 | 4659.116 | 0 | 733.2384 | 5012.2752 | 899.4851 | 0 | 2025-04-01
2025-04-08 | -410.7699 | -749.904 | -504.6037 | 567.203 | 125.1073 | 151.4275 | 138.7965 | 299.3039 | 129.1026 | 0.21258 | 55.2178 | 27.5129 | 0 | 19.6668 | 22.5752 | -0.077981 | 0 | -6.5886e-05 | -749.904 | -504.6037 | 568.0046 | 462.6225 | 151.5785 | 72.302 | 138.7965 | 299.3039 | 129.9042 | 1.026 | 140.8722 | 129.5932 | 0 | 19.6668 | 149.3201 | 22.1442 | 0 | -0.001882 | -23764.2612 | -13291.4013 | 17488.05 | 12976.4722 | 4414.5158 | 2176.6226 | 4201.9019 | 9303.3475 | 3982.8006 | 21.9605 | 4119.808 | 3605.692 | 0 | 515.6819 | 4251.8257 | 461.5042 | 0 | 2025-04-01
2025-04-09 | -439.0121 | -1043.6474 | -554.9739 | 728.0895 | 258.0173 | 173.5023 | 173.6918 | 389.4554 | 164.9423 | 1.4259 | 90.5702 | 68.2274 | 0 | 26.6816 | 67.4174 | 3.6947 | 0 | 1.3921e-05 | -1043.6474 | -554.9739 | 728.8955 | 605.9546 | 173.6521 | 90.119 | 173.6918 | 389.4554 | 165.7483 | 3.9593 | 181.9253 | 179.3668 | 0 | 26.6816 | 197.1905 | 16.8311 | 0 | 8.8e-05 | -25268.2284 | -13073.5473 | 17672.5487 | 14112.4648 | 4380.1397 | 2176.6226 | 4204.4259 | 9463.3362 | 4004.7866 | 71.4831 | 4393.9982 | 4145.4486 | 0 | 601.0313 | 4615.6444 | 284.8591 | 0 | 2025-04-01
2025-04-10 | -445.7634 | -1072.0302 | -554.5335 | 750.0758 | 270.21 | 160.5144 | 177.8094 | 403.782 | 168.4845 | 0 | 94.6191 | 72.0261 | 0 | 31.034 | 72.5309 | 0 | 0 | -1.6586e-05 | -1072.0302 | -554.5335 | 750.8799 | 622.9159 | 160.6432 | 92.1246 | 177.8094 | 403.782 | 169.2886 | 0 | 185.9741 | 193.7407 | 0 | 31.034 | 212.1671 | 0 | 0 | -0.000692 | -25398.4403 | -12976.3751 | 17749.6002 | 14684.6585 | 3763.9333 | 2176.6226 | 4202.5356 | 9551.7683 | 3995.2963 | 0 | 4393.9982 | 4546.8169 | 0 | 733.2384 | 5010.605 | 0 | 0 | 2025-04-01
2025-04-11 | -433.8295 | -1113.8314 | -762.5665 | 828.4027 | 436.4426 | 177.723 | 198.094 | 445.9052 | 184.4035 | 4.7286 | 116.0965 | 126.9377 | 0 | 34.5188 | 132.213 | 21.9481 | 0 | 4.2551e-05 | -1113.8314 | -762.5665 | 829.1907 | 766.5933 | 177.8501 | 102.7637 | 198.094 | 445.9052 | 185.1915 | 8.2815 | 207.4515 | 220.1376 | 0 | 34.5188 | 236.8295 | 59.3744 | 0 | 0.001221 | -23579.6057 | -15909.6908 | 17593.3245 | 16002.7952 | 3716.5554 | 2176.6226 | 4200.6454 | 9477.3239 | 3915.3551 | 133.2393 | 4393.9982 | 4655.2077 | 0 | 729.5849 | 5012.2752 | 1078.4898 | 0 | 2025-04-01
2025-04-12 | -439.3726 | -1033.6549 | -766.9262 | 824.0615 | 432.3277 | 104.8191 | 198.0491 | 444.7975 | 181.215 | 6.2931 | 116.0356 | 126.3913 | 0 | 34.5655 | 131.6857 | 17.3565 | 0 | -2.4619e-05 | -1033.6549 | -766.9262 | 824.838 | 768.1146 | 104.8947 | 102.7336 | 198.0491 | 444.7975 | 181.9915 | 13.6888 | 207.3907 | 219.8691 | 0 | 34.5655 | 236.5847 | 56.0158 | 0 | -0.0004388 | -21888.3848 | -16184.6408 | 17506.1196 | 16179.1027 | 2211.1802 | 2176.6226 | 4198.7545 | 9449.3547 | 3858.0105 | 276.5302 | 4393.9982 | 4655.2077 | 0 | 732.1295 | 5010.6046 | 1110.6324 | 0 | 2025-04-01
2025-04-13 | -407.8201 | -862.3952 | -721.9125 | 704.5001 | 315.0845 | 156.903 | 167.1642 | 376.421 | 160.9149 | 3.509 | 84.1342 | 93.1322 | 0 | 27.6693 | 95.9634 | 10.6763 | 0 | 1.5688e-05 | -862.3952 | -721.9125 | 705.3229 | 635.0162 | 157.0378 | 86.9307 | 167.1642 | 376.421 | 161.7377 | 7.4138 | 175.2825 | 183.0923 | 0 | 27.6693 | 198.2899 | 43.2683 | 0 | 0.0005656 | -21893.1484 | -17581.6878 | 17802.7284 | 15552.4498 | 3943.036 | 2176.6226 | 4196.8642 | 9517.9093 | 4087.9549 | 147.1092 | 4384.0549 | 4504.7147 | 0 | 663.9852 | 4908.8514 | 943.7343 | 0 | 2025-04-01
2025-04-14 | -453.9286 | -1325.4209 | -890.1883 | 1016.8889 | 553.6901 | 191.1015 | 229.9517 | 561.27 | 225.6672 | 7.5977 | 148.9998 | 161.2536 | 0.97605 | 40.1087 | 169.2454 | 25.5089 | 0 | 1.5997e-05 | -1325.4209 | -890.1883 | 1017.7176 | 887.6049 | 191.2239 | 119.0628 | 229.9517 | 561.27 | 226.4959 | 13.1969 | 240.3548 | 254.7269 | 1.958 | 40.1087 | 274.0863 | 63.1733 | 0 | -6.91e-05 | -23959.0698 | -16406.1444 | 18488.2407 | 16121.1967 | 3579.1541 | 2176.6226 | 4194.974 | 10176.0919 | 4117.1748 | 209.5311 | 4393.9982 | 4659.116 | 30.2555 | 733.2384 | 5012.2752 | 1082.7823 | 0 | 2025-04-01
2025-04-15 | -490.6808 | -1537.9526 | -890.9282 | 1117.8763 | 652.8685 | 167.4552 | 257.2752 | 613.9694 | 246.6318 | 11.4589 | 178.3637 | 185.3833 | 0.87248 | 45.0087 | 194.7154 | 37.0661 | 0 | -0.00013372 | -1537.9526 | -890.9282 | 1118.6859 | 1009.0371 | 167.549 | 133.6086 | 257.2752 | 613.9694 | 247.4413 | 19.2377 | 269.7187 | 286.244 | 1.5294 | 45.0087 | 307.8421 | 79.4566 | 0 | -0.0015737 | -25261.109 | -14110.8493 | 18234.5781 | 16216.6801 | 2744.0759 | 2176.6226 | 4193.0833 | 10019.0889 | 4022.4059 | 269.7726 | 4393.9982 | 4659.116 | 18.7581 | 733.2384 | 5012.2752 | 1129.5216 | 0 | 2025-04-01
2025-04-16 | -509.9388 | -1560.2458 | -1077.1918 | 1139.6855 | 723.5675 | 264.2458 | 270.0511 | 621.8327 | 247.8016 | 13.1596 | 192.2124 | 204.4558 | 2.5384 | 47.3197 | 215.4204 | 48.4613 | 0 | 3.8268e-05 | -1560.2458 | -1077.1918 | 1140.4622 | 1092.1234 | 264.3832 | 140.4687 | 270.0511 | 621.8327 | 248.5783 | 23.0204 | 283.5675 | 300.9606 | 4.5051 | 47.3197 | 323.6615 | 109.0888 | 0 | 0.0006204 | -24218.1143 | -16623.8551 | 17744.8842 | 16901.7172 | 4018.7459 | 2176.6226 | 4191.1931 | 9694.4561 | 3859.2351 | 357.4157 | 4393.9982 | 4659.116 | 58.6948 | 733.2384 | 5012.2752 | 1686.9789 | 0 | 2025-04-01
2025-04-17 | -551.0267 | -1972.5522 | -1184.5923 | 1416.6949 | 959.8218 | 229.6012 | 330.2082 | 778.5142 | 307.9725 | 20.7143 | 254.5243 | 267.5389 | 5.2675 | 57.7178 | 283.2862 | 70.7728 | 0 | 0.00010522 | -1972.5522 | -1184.5923 | 1417.4824 | 1338.6274 | 229.6991 | 171.3357 | 330.2082 | 778.5142 | 308.76 | 32.168 | 345.8794 | 366.7188 | 8.2681 | 57.7178 | 394.5276 | 133.3478 | 0 | 0.001632 | -24977.0696 | -15011.5179 | 17966.2363 | 16983.9112 | 2861.819 | 2176.6226 | 4189.3025 | 9863.8942 | 3913.0395 | 403.9568 | 4393.9982 | 4659.116 | 87.1345 | 733.2384 | 5012.2752 | 1694.192 | 0 | 2025-04-01
2025-04-18 | -496.653 | -1866.1954 | -1240.8217 | 1319.6329 | 978.8752 | 311.856 | 320.4761 | 716.5573 | 282.5995 | 22.8925 | 245.4472 | 276.0222 | 6.5907 | 56.2031 | 293.0906 | 78.629 | 0 | -7.0829e-05 | -1866.1954 | -1240.8217 | 1320.381 | 1307.8038 | 311.9929 | 166.8393 | 320.4761 | 716.5573 | 283.3476 | 32.8753 | 336.8023 | 357.4384 | 10.0802 | 56.2031 | 384.4081 | 129.9965 | 0 | -0.001007 | -24554.0593 | -16015.007 | 17342.883 | 17045.1593 | 4004.4003 | 2176.6226 | 4187.8115 | 9437.9129 | 3717.1587 | 428.8989 | 4393.9982 | 4659.116 | 123.4406 | 733.2384 | 5012.2752 | 1694.192 | 0 | 2025-04-01
2025-04-19 | -425.0588 | -1297.702 | -1055.8433 | 963.4219 | 716.8259 | 248.2386 | 247.6881 | 515.9314 | 199.8025 | 16.8796 | 169.3912 | 206.8828 | 4.4348 | 43.496 | 219.2382 | 56.5034 | 0 | -1.0026e-05 | -1297.702 | -1055.8433 | 964.107 | 1011.8964 | 248.3779 | 129.1639 | 247.6881 | 515.9314 | 200.4875 | 25.4515 | 260.7462 | 276.7919 | 7.2695 | 43.496 | 297.6492 | 100.4921 | 0 | -2.86e-05 | -21898.6165 | -17782.6093 | 16398.0044 | 17033.5637 | 4073.035 | 2176.6226 | 4186.3204 | 8808.0275 | 3403.6566 | 428.8988 | 4393.9982 | 4659.116 | 116.7845 | 732.8467 | 5012.2752 | 1689.6443 | 0 | 2025-04-01
2025-04-20 | -360.8149 | -790.0022 | -621.5365 | 603.8414 | 323.8557 | 123.0267 | 152.8418 | 321.0626 | 129.9369 | 4.6958 | 69.7916 | 101.533 | 0 | 23.0776 | 106.1657 | 18.5921 | 0 | 5.6556e-06 | -790.0022 | -621.5365 | 604.5698 | 603.9897 | 123.1374 | 79.8418 | 152.8418 | 321.0626 | 130.6653 | 7.5276 | 160.9592 | 170.1463 | 0 | 23.0776 | 183.5936 | 58.6855 | 0 | 0.00031 | -22075.3933 | -16302.0868 | 16702.9657 | 16262.0914 | 3235.8007 | 2176.6226 | 4184.8293 | 8899.1203 | 3619.016 | 142.9663 | 4384.9795 | 4610.9149 | 0 | 578.626 | 4990.557 | 1554.0476 | 0 | 2025-04-01
2025-04-21 | -305.8249 | -620.9765 | -390.5878 | 483.4505 | 164.5969 | 57.6919 | 113.5181 | 268.6461 | 101.2863 | 1.2218 | 29.0383 | 56.8892 | 0 | 13.0057 | 58.8214 | 5.6207 | 0 | -2.893e-05 | -620.9765 | -390.5878 | 484.2095 | 410.5044 | 57.7654 | 59.0849 | 113.5181 | 268.6461 | 102.0453 | 2.6029 | 108.5404 | 121.1542 | 0 | 13.0057 | 133.8359 | 31.3653 | 0 | -0.0010543 | -23130.1394 | -13681.8961 | 17905.3545 | 14580.1576 | 2149.8997 | 2176.6226 | 4183.3379 | 9950.808 | 3771.2086 | 70.6852 | 3823.8966 | 4362.6085 | 0 | 425.8533 | 4884.8524 | 1012.2617 | 0 | 2025-04-01
2025-04-22 | -366.4492 | -1019.7346 | -724.5676 | 809.5325 | 460.054 | 108.2664 | 188.38 | 453.095 | 168.0575 | 5.9631 | 105.9126 | 140.8498 | 1.9504 | 31.1999 | 148.478 | 25.7002 | 0 | -2.3008e-05 | -1019.7346 | -724.5676 | 810.2826 | 727.9567 | 108.3437 | 97.719 | 188.38 | 453.095 | 168.8076 | 8.8548 | 197.2677 | 208.984 | 3.1529 | 31.1999 | 224.8982 | 53.5993 | 0 | -0.000585 | -22479.1486 | -15866.2214 | 17872.6781 | 16034.7212 | 2261.3474 | 2176.6226 | 4181.847 | 9963.7218 | 3727.1094 | 148.4564 | 4393.9982 | 4659.116 | 50.8285 | 669.6704 | 5012.2752 | 1100.3765 | 0 | 2025-04-01
2025-04-23 | -383.8177 | -1172.0733 | -881.5965 | 924.9697 | 594.3742 | 150.5082 | 213.045 | 519.5678 | 192.3569 | 12.8927 | 133.0594 | 175.5623 | 2.3857 | 37.4486 | 185.9094 | 47.1162 | 0 | -4.7781e-05 | -1172.0733 | -881.5965 | 925.7349 | 866.1609 | 150.6074 | 111.1665 | 213.045 | 519.5678 | 193.1221 | 19.6847 | 224.4144 | 238.1869 | 3.6488 | 37.4486 | 256.1499 | 86.6275 | 0 | -0.000574 | -23082.2353 | -17183.7833 | 18256.7058 | 16930.2857 | 2902.4039 | 2176.6226 | 4180.3559 | 10274.4164 | 3801.9335 | 379.3761 | 4393.9982 | 4659.116 | 58.0897 | 733.2384 | 5012.2752 | 1694.192 | 0 | 2025-04-01
2025-04-24 | -392.7065 | -841.5463 | -689.372 | 702.4415 | 313.687 | 122.0832 | 157.2808 | 398.8255 | 146.3351 | 4.0714 | 74.4103 | 96.8242 | 0 | 23.615 | 100.4326 | 14.3335 | 0 | -1.7103e-05 | -841.5463 | -689.372 | 703.2312 | 623.3795 | 122.1936 | 82.1139 | 157.2808 | 398.8255 | 147.1249 | 8.7556 | 165.7653 | 176.0266 | 0 | 23.615 | 189.2671 | 59.9499 | 0 | -0.00034 | -22674.179 | -17941.6615 | 18811.5253 | 16400.6507 | 3227.0415 | 2176.6226 | 4178.8646 | 10708.8163 | 3923.8445 | 206.875 | 4393.9982 | 4659.116 | 0 | 581.5726 | 5012.2752 | 1546.8136 | 0 | 2025-04-01
2025-04-25 | -361.7537 | -793.6594 | -624.9856 | 664.4251 | 295.7011 | 96.7651 | 149.377 | 377.568 | 137.4802 | 3.1986 | 66.6733 | 92.7222 | 0 | 20.7724 | 96.2142 | 16.1204 | 0 | -2.5083e-05 | -793.6594 | -624.9856 | 665.2135 | 578.2948 | 96.8553 | 78.2813 | 149.377 | 377.568 | 138.2686 | 5.7957 | 158.0283 | 167.7695 | 0 | 20.7724 | 180.5209 | 45.4081 | 0 | -0.000622 | -22634.7887 | -16831.383 | 18908.9377 | 15744.0564 | 2636.5543 | 2176.6226 | 4177.3735 | 10814.2133 | 3917.351 | 120.8586 | 4393.9982 | 4651.3002 | 0 | 518.2642 | 5012.2752 | 1047.3599 | 0 | 2025-04-01
2025-04-26 | -318.3082 | -690.0636 | -629.5069 | 606.1112 | 270.3903 | 124.7607 | 135.2511 | 346.4898 | 124.3704 | 4.1536 | 51.8092 | 87.9145 | 0 | 18.8084 | 91.8141 | 15.8905 | 0 | -6.4594e-05 | -690.0636 | -629.5069 | 606.8934 | 516.9743 | 124.8936 | 70.8091 | 135.2511 | 346.4898 | 125.1525 | 7.4246 | 136.9279 | 150.4275 | 0 | 18.8084 | 162.493 | 40.8929 | 0 | -0.0014533 | -21437.952 | -18953.8535 | 18914.6343 | 15414.3005 | 3886.2466 | 2176.6226 | 4175.8823 | 10852.5037 | 3886.2483 | 180.4279 | 4094.0429 | 4588.4342 | 0 | 516.8944 | 4974.7567 | 1059.7445 | 0 | 2025-04-01
2025-04-27 | -142.1708 | -332.4053 | -176.3663 | 293.4196 | 23.5766 | 49.6046 | 62.0294 | 168.9225 | 62.4677 | 0 | -1.8427 | 14.8506 | 0 | 4.9051 | 5.4825 | 0.18106 | 0 | -9.9396e-06 | -332.4053 | -176.3663 | 294.2775 | 132.4082 | 49.7114 | 32.3744 | 62.0294 | 168.9225 | 63.3256 | 0 | 40.461 | 57.83 | 0 | 4.9051 | 24.2305 | 4.9816 | 0 | -0.000697 | -22013.6766 | -10488.6276 | 19807.6983 | 7394.1115 | 3123.8711 | 2176.6226 | 4174.3912 | 11370.7734 | 4262.5336 | 0 | 2034.7256 | 3430.3347 | 0 | 274.4843 | 1428.19 | 226.3769 | 0 | 2025-04-01
2025-04-28 | -224.1727 | -465.9429 | -323.181 | 442.0418 | 63.9353 | 58.9742 | 86.2029 | 263.7626 | 92.0762 | 0 | 1.3902 | 34.8928 | 0 | 5.6349 | 21.9917 | 0.025589 | 0 | 1.2015e-06 | -465.9429 | -323.181 | 442.9474 | 242.1813 | 59.0715 | 44.9237 | 86.2029 | 263.7626 | 92.9819 | 0 | 74.6371 | 91.7365 | 0 | 5.6349 | 62.4247 | 7.7481 | 0 | -4.4e-05 | -22368.17 | -15567.6205 | 21408.0186 | 11505.4327 | 2845.7165 | 2176.6226 | 4172.9001 | 12735.2366 | 4499.8819 | 0 | 3523.0321 | 4392.4418 | 0 | 263.7777 | 2981.5988 | 344.5823 | 0 | 2025-04-01
2025-04-29 | -218.4355 | -441.7588 | -312.6739 | 423.6724 | 60.5315 | 51.7933 | 80.939 | 254.5399 | 88.1934 | 0 | -0.3484 | 28.0082 | 0 | 5.2206 | 28.4621 | -0.811 | 0 | -1.9604e-05 | -441.7588 | -312.6739 | 424.5935 | 235.7668 | 51.8839 | 42.1885 | 80.939 | 254.5399 | 89.1145 | 0 | 53.8063 | 79.9866 | 0 | 5.2206 | 91.1789 | 5.5744 | 0 | -0.001018 | -22862.7581 | -15543.7452 | 21822.6731 | 11756.3738 | 2650.8328 | 2176.6226 | 4171.4093 | 13074.5662 | 4576.6976 | 0 | 2604.7327 | 3999.7855 | 0 | 257.7654 | 4608.5936 | 285.4965 | 0 | 2025-04-01
2025-04-30 | -181.369 | -367.2384 | -226.1576 | 335.9809 | 33.3211 | 42.725 | 66.3345 | 200.4826 | 69.1638 | 0 | -5.5587 | 17.8297 | 0 | 3.8904 | 17.1596 | 0 | 0 | -1.695e-05 | -367.2384 | -226.1576 | 336.8651 | 179.0055 | 42.8126 | 34.7127 | 66.3345 | 200.4826 | 70.048 | 0 | 39.9603 | 62.7225 | 0 | 3.8904 | 72.4323 | 0 | 0 | -0.001075 | -23899.4239 | -12588.7011 | 21265.5883 | 10486.4804 | 2559.4326 | 2176.6226 | 4169.9179 | 12702.3092 | 4393.3612 | 0 | 2189.3715 | 3711.2542 | 0 | 239.7325 | 4346.1222 | 0 | 0 | 2025-04-01
2025-05-01 | -203.9082 | -594.9469 | -258.5019 | 572.6518 | 16.8706 | 60.0183 | 110.379 | 342.3859 | 119.8868 | 0 | 20.1904 | 2.2754 | 0 | 1.6724 | -7.2676 | 0 | 0 | 2.8396e-06 | -594.9469 | -258.5019 | 573.568 | 146.4135 | 60.1002 | 73.3671 | 110.379 | 342.3859 | 120.8031 | 0 | 83.9239 | 28.983 | 0 | 1.6724 | 31.8343 | 0 | 0 | 0.000263 | -22841.5765 | -9590.2785 | 21667.2033 | 5597.6389 | 2393.9703 | 2773.0428 | 4169.9179 | 12944.7112 | 4552.5741 | 0 | 3065.454 | 1047.0021 | 0 | 56.9603 | 1428.2225 | 0 | 0 | 2025-05-01
2025-05-02 | -161.2909 | -476.6851 | -321.9417 | 534.4773 | 42.7846 | 60.0741 | 94.0228 | 338.902 | 101.5525 | 0.32375 | 15.9668 | 6.2709 | 0.041943 | 1.4128 | 17.616 | 1.1524 | 0 | 3.303e-06 | -476.6851 | -321.9417 | 535.3948 | 141.0798 | 60.1626 | 61.9898 | 94.0228 | 338.902 | 102.47 | 0.60301 | 55.398 | 28.9242 | 0.096939 | 1.4128 | 51.9218 | 2.7229 | 0 | 0.000699 | -21756.9342 | -12556.3682 | 24161.8414 | 4790.8825 | 2587.5364 | 2773.0428 | 4168.9921 | 15434.2946 | 4558.5548 | 10.8238 | 1896.5671 | 1148.1299 | 1.74 | 48.8709 | 1638.1683 | 46.5824 | 0 | 2025-05-01
2025-05-03 | -231.7027 | -549.914 | -459.8544 | 597.4999 | 92.8227 | 87.7432 | 114.5592 | 363.5249 | 119.4158 | 2.8693 | 28.6514 | 12.8233 | 0.55631 | 1.712 | 37.4248 | 8.7856 | 0 | -1.1171e-05 | -549.914 | -459.8544 | 598.3811 | 247.9325 | 87.8548 | 75.6 | 114.5592 | 363.5249 | 120.297 | 5.303 | 69.5293 | 35.24 | 1.2153 | 1.712 | 111.5822 | 23.3508 | 0 | -0.000256 | -21290.9474 | -15027.7166 | 23053.6005 | 7229.915 | 3262.1054 | 2773.0428 | 4168.0663 | 14507.0431 | 4378.4911 | 94.4485 | 1966.1488 | 1136.3379 | 20.8752 | 47.6667 | 3531.8486 | 432.5892 | 0 | 2025-05-01
2025-05-04 | -81.5504 | -188.0993 | -168.4628 | 232.6432 | -2.8107 | 45.1792 | 38.5183 | 152.6246 | 41.5003 | 0.084117 | 2.9378 | -6.8055 | 0 | 0.79469 | 0 | 0.17817 | 0 | -1.9916e-06 | -188.0993 | -168.4628 | 233.5774 | 52.1155 | 45.2603 | 25.6089 | 38.5183 | 152.6246 | 42.4346 | 0.13098 | 36.7134 | 14.1418 | 0 | 0.79469 | 0 | 0.33463 | 0 | 0.0004833 | -20932.6306 | -8445.1902 | 21519.2373 | 2715.5646 | 2369.9766 | 2773.0428 | 4167.1404 | 12710.1977 | 4641.8992 | 1.804 | 1624.5379 | 1046.0993 | 0 | 38.5148 | 0 | 4.6086 | 0 | 2025-05-01
2025-05-05 | -406.6541 | -1160.2016 | -1021.8871 | 1277.8831 | 338.9536 | 158.5978 | 217.5941 | 805.3869 | 254.9021 | 7.8858 | 107.5892 | 46.9659 | 1.0766 | 4.4784 | 148.0771 | 22.8806 | 0 | -4.373e-05 | -1160.2016 | -1021.8871 | 1278.8696 | 600.0657 | 158.6982 | 144.4551 | 217.5941 | 805.3869 | 255.8886 | 14.5585 | 179.0508 | 78.6904 | 2.1953 | 4.4784 | 253.7674 | 67.325 | 0 | -0.0006707 | -22340.8629 | -19215.0967 | 24561.1994 | 11285.5419 | 2936.1747 | 2773.0428 | 4166.2147 | 15493.6521 | 4901.3327 | 237.2835 | 3437.1619 | 1504.3379 | 32.4726 | 85.6741 | 4784.5117 | 1204.1003 | 0 | 2025-05-01
2025-05-06 | -320.737 | -856.8411 | -732.686 | 943.6925 | 197.0782 | 128.0193 | 159.8593 | 591.8236 | 192.0097 | 5.0225 | 61.7431 | 28.9613 | 0.067334 | 2.862 | 95.1449 | 3.2771 | 0 | -4.9803e-07 | -856.8411 | -732.686 | 944.7076 | 410.7128 | 128.1256 | 105.9811 | 159.8593 | 591.8236 | 193.0247 | 9.8295 | 123.3649 | 54.7148 | 0.12142 | 2.862 | 192.1471 | 27.6731 | 0 | -0.000137 | -22651.4576 | -18187.9636 | 24862.6468 | 10095.8074 | 3107.9241 | 2773.0428 | 4165.2889 | 15653.8446 | 5043.5133 | 189.447 | 2963.8921 | 1342.973 | 1.74 | 64.8495 | 4798.9831 | 733.9227 | 0 | 2025-05-01
2025-05-07 | -301.6604 | -810.8185 | -811.5891 | 929.7583 | 250.3366 | 140.6522 | 167.0011 | 565.5857 | 197.1715 | 6.5338 | 71.7332 | 33.5215 | 0.81948 | 3.1173 | 109.7612 | 24.85 | 0 | -1.6645e-05 | -810.8185 | -811.5891 | 930.7717 | 441.9498 | 140.7717 | 108.9143 | 167.0011 | 565.5857 | 198.1848 | 9.4799 | 125.7031 | 57.4164 | 1.4949 | 3.1173 | 201.249 | 43.4893 | 0 | -0.0001557 | -21640.6418 | -18853.7554 | 24854.138 | 9372.9721 | 3494.2441 | 2773.0428 | 4164.363 | 15654.8699 | 5034.9051 | 120.8411 | 2595.8468 | 1293.2497 | 22.6149 | 63.2699 | 4692.7178 | 584.432 | 0 | 2025-05-01
2025-05-08 | -371.3443 | -1065.2922 | -1003.4949 | 1189.3431 | 376.9996 | 131.1001 | 206.4154 | 742.0005 | 240.9272 | 12.0453 | 98.6815 | 50.8324 | 1.2238 | 3.9959 | 172.9156 | 37.3052 | 0 | -6.6589e-05 | -1065.2922 | -1003.4949 | 1190.3223 | 610.0053 | 131.1905 | 137.2689 | 206.4154 | 742.0005 | 241.9065 | 18.9806 | 170.1382 | 74.3898 | 2.339 | 3.9959 | 259.7031 | 80.4587 | 0 | -0.000926 | -21461.2072 | -20150.7256 | 24079.5379 | 12117.5679 | 2641.7833 | 2773.0428 | 4163.4373 | 15050.5087 | 4865.5919 | 326.9114 | 3436.9307 | 1479.0998 | 42.9106 | 73.9613 | 5206.6634 | 1551.0907 | 0 | 2025-05-01
2025-05-09 | -352.0692 | -1032.5643 | -941.328 | 1138.6846 | 358.8036 | 124.3349 | 198.2906 | 705.1701 | 235.2239 | 13.0953 | 91.2957 | 48.287 | 2.3536 | 3.712 | 164.2251 | 35.835 | 0 | 7.0194e-05 | -1032.5643 | -941.328 | 1139.69 | 579.085 | 124.4194 | 130.698 | 198.2906 | 705.1701 | 236.2293 | 19.9155 | 157.4096 | 70.3338 | 3.879 | 3.712 | 246.6177 | 77.2174 | 0 | 0.0020074 | -22799.5167 | -18904.5657 | 24729.5487 | 11731.0201 | 2470.4728 | 2773.0428 | 4162.5114 | 15571.5415 | 4995.4957 | 333.5018 | 3179.9512 | 1432.9392 | 60.8862 | 68.1778 | 5112.4478 | 1543.1162 | 0 | 2025-05-01
2025-05-10 | -160.9888 | -452.9575 | -349.0483 | 508.7273 | 66.4341 | 65.8557 | 88.7812 | 316.2401 | 103.7059 | 2.205 | 17.4617 | 13.3407 | 0.50307 | 1.4925 | 26.0991 | 5.3322 | 0 | -2.4109e-05 | -452.9575 | -349.0483 | 509.7133 | 167.5448 | 65.9559 | 58.7918 | 88.7812 | 316.2401 | 104.692 | 4.538 | 60.418 | 30.2203 | 1.2885 | 1.4925 | 50.3403 | 19.2473 | 0 | 0.0005876 | -21888.9767 | -13631.3641 | 24100.4178 | 5717.9948 | 2928.8859 | 2773.0428 | 4161.5856 | 15039.5565 | 4899.2757 | 126.5989 | 2066.1133 | 1201.9417 | 34.7921 | 48.5293 | 1663.2615 | 576.7579 | 0 | 2025-05-01
2025-05-11 | -128.0316 | -684.6045 | -246.1748 | 654.6636 | 129.0977 | 18.9865 | 93.3777 | 437.0833 | 124.2025 | 7.4229 | 57.3033 | 22.6454 | 0.45606 | 2.2997 | 14.4869 | 24.4834 | 0 | 9.6059e-05 | -684.6045 | -246.1748 | 655.6774 | 190.2906 | 19.0512 | 65.7602 | 93.3777 | 437.0833 | 125.2164 | 8.7246 | 93.1353 | 38.5762 | 0.5612 | 2.2997 | 16.5192 | 30.4745 | 0 | 0.0012206 | -22728.0483 | -7330.9218 | 22043.9069 | 3349.9698 | 1892.0518 | 2773.0428 | 4130.1676 | 12876.463 | 5037.2763 | 70.3552 | 1723.4449 | 1124.2772 | 4.6389 | 44.3269 | 136.5053 | 246.4213 | 0 | 2025-05-01
2025-05-12 | -223.5015 | -1196.623 | -512.1493 | 1138.6397 | 276.4496 | 70.1815 | 176.3352 | 743.2346 | 219.0699 | 7.0247 | 84.8767 | 44.5803 | 2.1522 | 3.3976 | 113.1541 | 21.2639 | 0 | 2.8287e-05 | -1196.623 | -512.1493 | 1139.6575 | 378.3703 | 70.2442 | 120.5003 | 176.3352 | 743.2346 | 220.0877 | 8.4876 | 134.2042 | 62.8684 | 2.7283 | 3.3976 | 139.1888 | 27.4956 | 0 | 0.000901 | -24940.8647 | -10680.0718 | 25129.6196 | 5886.0233 | 1832.2517 | 2773.0428 | 4160.2913 | 15912.2987 | 5057.0296 | 79.3746 | 2372.5561 | 1311.5253 | 25.5142 | 61.6585 | 1778.091 | 257.3036 | 0 | 2025-05-01
2025-05-13 | -306.2568 | -1476.9838 | -824.9663 | 1438.075 | 402.1183 | 155.4999 | 227.7434 | 934.8091 | 275.5226 | 8.9572 | 133.1024 | 58.3627 | 2.7374 | 4.7171 | 167.3223 | 26.9193 | 0 | -0.00014184 | -1476.9838 | -824.9663 | 1439.0808 | 553.4182 | 155.6044 | 153.8465 | 227.7434 | 934.8091 | 276.5284 | 11.0499 | 188.981 | 83.2282 | 3.5089 | 4.7171 | 226.7464 | 35.1868 | 0 | -9.49e-05 | -24037.9555 | -13550.7291 | 24315.6632 | 7444.4372 | 3055.5413 | 2773.0428 | 4159.9228 | 15158.1193 | 4997.6211 | 84.7866 | 2687.65 | 1332.9576 | 25.5142 | 66.0774 | 2992.5651 | 254.8864 | 0 | 2025-05-01
2025-05-14 | -411.0493 | -1852.2978 | -1072.6901 | 1755.7446 | 590.2275 | 167.9664 | 284.9465 | 1127.2596 | 343.5385 | 16.3371 | 164.3225 | 77.3234 | 3.3497 | 5.5953 | 265.3856 | 57.9139 | 0 | 9.5138e-05 | -1852.2978 | -1072.6901 | 1756.7472 | 808.5203 | 168.0541 | 191.6664 | 284.9465 | 1127.2596 | 344.5411 | 22.6267 | 231.6078 | 101.7173 | 4.279 | 5.5953 | 358.3959 | 84.2983 | 0 | 0.001784 | -24547.3727 | -16508.671 | 24828.7335 | 10890.3312 | 2563.938 | 2773.0428 | 4158.7649 | 15688.506 | 4981.4626 | 269.2353 | 3236.2896 | 1385.086 | 32.4726 | 68.7084 | 5037.2575 | 861.2817 | 0 | 2025-05-01
2025-05-15 | -390.9323 | -1453.3177 | -807.2872 | 1303.6874 | 407.0225 | 158.9628 | 217.2842 | 830.9901 | 255.413 | 13.5724 | 108.9666 | 53.8122 | 3.188 | 4.1774 | 183.5922 | 39.7137 | 0 | -5.4655e-05 | -1453.3177 | -807.2872 | 1304.674 | 651.2943 | 159.0703 | 145.5663 | 217.2842 | 830.9901 | 256.3997 | 21.9221 | 180.4281 | 78.7839 | 5.9724 | 4.1774 | 275.4621 | 84.5483 | 0 | -0.000858 | -25769.8096 | -16893.9362 | 24474.6014 | 12273.2335 | 3142.8673 | 2773.0428 | 4157.607 | 15414.6694 | 4902.325 | 374.9219 | 3437.1619 | 1494.591 | 102.0572 | 71.1979 | 5258.6523 | 1534.6513 | 0 | 2025-05-01
2025-05-16 | -230.8954 | -640.3525 | -290.2408 | 550.0871 | 71.6554 | 77.9555 | 95.3719 | 345.6185 | 109.0967 | 1.9476 | 17.9633 | 11.6591 | -0.025691 | 1.3043 | 35.2408 | 3.5659 | 0 | -4.4772e-06 | -640.3525 | -290.2408 | 551.0582 | 238.0838 | 78.0688 | 63.3825 | 95.3719 | 345.6185 | 110.0679 | 5.6855 | 64.3311 | 30.4134 | 0.15179 | 1.3043 | 108.8839 | 27.3138 | 0 | -0.0012129 | -26768.1053 | -12308.965 | 24129.9575 | 8860.0482 | 3314.0206 | 2773.0428 | 4156.4491 | 15148.1388 | 4825.3696 | 179.5308 | 2230.1964 | 1180.5894 | 6.9584 | 41.8307 | 4360.4784 | 860.464 | 0 | 2025-05-01
2025-05-17 | -156.6759 | -710.6197 | -180.4108 | 586.4026 | 58.4637 | 89.4883 | 105.7767 | 365.76 | 114.8659 | 0.65666 | 27.2197 | 16.4265 | 0.016677 | 1.5273 | 7.2218 | 5.395 | 0 | -2.3324e-05 | -710.6197 | -180.4108 | 587.3258 | 143.793 | 89.6059 | 70.3058 | 105.7767 | 365.76 | 115.7891 | 2.1665 | 71.6776 | 34.8308 | 0.030833 | 1.5273 | 21.0887 | 12.4712 | 0 | -0.000984 | -25861.9097 | -8170.9572 | 23190.7691 | 4630.3572 | 3438.6968 | 2773.0428 | 4155.2786 | 14448.5004 | 4586.9901 | 75.7666 | 2138.3353 | 1212.9389 | 0.57987 | 42.2838 | 889.9224 | 270.5303 | 0 | 2025-05-01
2025-05-18 | -50.9286 | -76.9828 | -58.6882 | 93.2021 | -26.3209 | 17.8613 | 17.8419 | 57.325 | 18.0353 | 0 | -15.8107 | -10.6246 | 0 | 0.11442 | 0 | 0 | 0 | -2.6571e-06 | -76.9828 | -58.6882 | 94.1571 | 12.0452 | 17.9837 | 11.485 | 17.8419 | 57.325 | 18.9902 | 0 | 7.6723 | 4.2584 | 0 | 0.11442 | 0 | 0 | 0 | 0.0015826 | -24192.2254 | -5960.8555 | 21686.5239 | 2113.1113 | 3580.4045 | 2773.0428 | 4154.1082 | 12787.4725 | 4744.9431 | 0 | 1129.4905 | 955.9936 | 0 | 27.6272 | 0 | 0 | 0 | 2025-05-01
2025-05-19 | -73.861 | -269.68 | -107.5917 | 280.1372 | -1.6181 | 24.8916 | 43.3355 | 186.2962 | 50.5056 | 0 | -0.67967 | -1.6917 | 0 | 0.7533 | 0 | 0 | 0 | -3.0732e-07 | -269.68 | -107.5917 | 281.1134 | 41.6595 | 24.9629 | 29.5359 | 43.3355 | 186.2962 | 51.4818 | 0 | 26.5321 | 14.3741 | 0 | 0.7533 | 0 | 0 | 0 | 2.3e-05 | -22849.9363 | -8067.5215 | 23671.9282 | 2386.8739 | 2085.6129 | 2773.0428 | 4152.9378 | 14668.6059 | 4850.3845 | 0 | 1308.8336 | 1040.22 | 0 | 37.8203 | 0 | 0 | 0 | 2025-05-01
2025-05-20 | -226.6477 | -710.0703 | -509.8078 | 768.2749 | 137.5159 | 87.4398 | 128.7073 | 488.5518 | 151.0158 | 4.6651 | 39.7248 | 19.3433 | 0.95141 | 2.2654 | 60.4119 | 10.1539 | 0 | -3.3562e-06 | -710.0703 | -509.8078 | 769.2625 | 277.1969 | 87.5375 | 85.8813 | 128.7073 | 488.5518 | 152.0035 | 9.3537 | 84.7703 | 42.941 | 2.2474 | 2.2654 | 107.0125 | 28.6066 | 0 | -0.0007475 | -22413.1765 | -14512.3459 | 24664.6164 | 6630.2001 | 2857.6624 | 2773.0428 | 4151.7673 | 15605.6787 | 4907.1704 | 187.6127 | 2166.5967 | 1242.5856 | 42.3308 | 58.3211 | 2370.1724 | 562.5808 | 0 | 2025-05-01
2025-05-21 | -355.1725 | -1128.2987 | -955.9281 | 1237.1271 | 329.4443 | 162.4829 | 207.82 | 784.7655 | 244.5416 | 11.2904 | 100.6395 | 42.2205 | 3.2433 | 3.9382 | 138.3319 | 29.7805 | 0 | 9.4346e-06 | -1128.2987 | -955.9281 | 1238.1165 | 545.1608 | 162.6068 | 138.3426 | 207.82 | 784.7655 | 245.531 | 18.5907 | 166.787 | 70.1871 | 5.6161 | 3.9382 | 214.3136 | 65.728 | 0 | 0.000185 | -22102.2373 | -18177.2621 | 24740.9681 | 9140.3122 | 3625.1764 | 2773.0428 | 4150.5969 | 15674.5844 | 4915.7869 | 253.5189 | 3181.5689 | 1280.8548 | 67.2647 | 68.7729 | 3335.6079 | 952.7242 | 0 | 2025-05-01
2025-05-22 | -494.45 | -1650.1895 | -1585.8698 | 1825.841 | 649.3701 | 266.3982 | 310.7784 | 1146.837 | 368.2256 | 22.9193 | 184.1733 | 82.3082 | 6.5404 | 6.4211 | 280.8236 | 66.1841 | 0 | -4.4361e-06 | -1650.1895 | -1585.8698 | 1826.8374 | 936.4635 | 266.5165 | 206.2418 | 310.7784 | 1146.837 | 369.222 | 34.2736 | 255.6349 | 113.0617 | 10.6967 | 6.4211 | 392.6915 | 123.684 | 0 | 0.000471 | -22904.9883 | -20742.2421 | 24947.0761 | 12466.743 | 3460.3689 | 2773.0428 | 4149.4264 | 15847.1414 | 4950.5084 | 419.163 | 3437.1619 | 1514.5834 | 125.2515 | 86.3349 | 5265.6832 | 1618.5652 | 0 | 2025-05-01
2025-05-23 | -425.7832 | -1401.3365 | -1209.8933 | 1482.9304 | 501.3643 | 201.1519 | 260.8452 | 924.9981 | 297.0871 | 12.0487 | 142.8977 | 65.9159 | 2.7696 | 5.3451 | 224.1802 | 48.2071 | 0 | 1.4002e-05 | -1401.3365 | -1209.8933 | 1483.8885 | 753.1407 | 201.2593 | 172.9413 | 260.8452 | 924.9981 | 298.0452 | 19.0316 | 214.3592 | 94.8202 | 4.8675 | 5.3451 | 329.3214 | 85.3957 | 0 | 0.000813 | -23237.8 | -18562.1903 | 24127.3185 | 11758.6768 | 3140.953 | 2773.0428 | 4148.256 | 15218.7832 | 4760.2793 | 274.279 | 3437.1619 | 1514.5834 | 67.2647 | 84.8932 | 5265.6832 | 1114.8115 | 0 | 2025-05-01
2025-05-24 | -206.6284 | -617.1666 | -490.6571 | 690.5248 | 128.6217 | 82.0489 | 130.2168 | 421.4421 | 138.8658 | 3.6714 | 44.9615 | 20.7568 | 0.53642 | 2.3104 | 45.1873 | 11.1978 | 0 | 1.1211e-05 | -617.1666 | -490.6571 | 691.4167 | 247.6677 | 82.1403 | 86.5989 | 130.2168 | 421.4421 | 139.7577 | 6.8339 | 93.9013 | 43.9528 | 0.99133 | 2.3104 | 71.4276 | 28.2503 | 0 | 0.0005564 | -20430.7578 | -13527.9623 | 22828.5675 | 5683.4357 | 2673.6746 | 2773.0428 | 4142.7699 | 14254.0381 | 4431.7595 | 128.4028 | 2353.9076 | 1238.6995 | 15.0766 | 57.5946 | 1360.5704 | 529.1842 | 0 | 2025-05-01
2025-05-25 | -181.6292 | -715.3003 | -372.5879 | 784.0827 | 68.5811 | 53.5953 | 138.7123 | 492.1267 | 153.2437 | -0.19084 | 43.9675 | 22.2712 | 0 | 2.4832 | 0 | 0.050031 | 0 | -4.3765e-06 | -715.3003 | -372.5879 | 784.9991 | 155.8949 | 53.6556 | 93.3386 | 138.7123 | 492.1267 | 154.1601 | 0.92759 | 105.0495 | 47.2434 | 0 | 2.4832 | 0 | 0.1913 | 0 | -0.0002177 | -20457.9158 | -11099.8613 | 22636.405 | 4385.3659 | 1762.9632 | 2773.0428 | 4138.6235 | 13944.4582 | 4553.3233 | 45.0992 | 2937.9243 | 1332.201 | 0 | 65.8064 | 0 | 4.3349 | 0 | 2025-05-01
2025-05-26 | -351.3266 | -971.2959 | -764.0424 | 1018.3856 | 252.3399 | 113.2861 | 181.4405 | 639.1879 | 197.7572 | 5.2425 | 79.3889 | 36.9588 | 1.1883 | 3.6775 | 113.7476 | 12.1363 | 0 | -4.9261e-05 | -971.2959 | -764.0424 | 1019.2923 | 480.9721 | 113.3703 | 121.7035 | 181.4405 | 639.1879 | 198.6639 | 11.2394 | 150.8505 | 65.979 | 3.1779 | 3.6775 | 206.8006 | 39.2472 | 0 | -0.001051 | -22018.4737 | -17082.7986 | 23199.6754 | 10668.2505 | 2460.3025 | 2773.0428 | 4134.477 | 14560.0297 | 4505.1687 | 231.229 | 3437.1619 | 1491.37 | 62.6257 | 82.1492 | 4567.4395 | 796.2752 | 0 | 2025-05-01
2025-05-27 | -357.6169 | -977.1683 | -749.2394 | 1012.0678 | 233.6883 | 123.0347 | 166.8024 | 643.916 | 201.3494 | 6.6444 | 69.2959 | 32.4524 | 0.82349 | 3.1722 | 107.5445 | 13.7554 | 0 | 3.2757e-05 | -977.1683 | -749.2394 | 1013.0711 | 478.3545 | 123.1439 | 111.8383 | 166.8024 | 643.916 | 202.3527 | 14.3867 | 128.9867 | 59.0816 | 2.2753 | 3.1722 | 207.1263 | 63.3257 | 0 | 0.000755 | -24496.7077 | -17815.3779 | 25280.4462 | 11065.3686 | 3193.2288 | 2773.0428 | 4130.3305 | 16165.0075 | 4985.1081 | 303.0667 | 2871.0127 | 1382.0417 | 46.3894 | 69.6536 | 4913.6256 | 1479.5789 | 0 | 2025-05-01
2025-05-28 | -427.9163 | -1456.2139 | -1211.54 | 1621.5259 | 532.4652 | 85.8464 | 267.2892 | 1030.176 | 324.0606 | 16.0966 | 150.1088 | 69.8695 | 3.3531 | 5.5404 | 238.0273 | 49.4695 | 0 | -0.00011346 | -1456.2139 | -1211.54 | 1622.5367 | 780.5659 | 85.8919 | 178.7591 | 267.2892 | 1030.176 | 325.0714 | 23.7727 | 221.5704 | 98.019 | 5.8718 | 5.5404 | 340.4228 | 85.3689 | 0 | -0.001642 | -23120.9796 | -18283.1578 | 25499.0621 | 11800.4938 | 1331.5371 | 2773.0428 | 4126.184 | 16350.6438 | 5022.2342 | 309.5898 | 3437.1619 | 1514.5834 | 82.9216 | 85.5047 | 5265.6832 | 1105.0493 | 0 | 2025-05-01
2025-05-29 | -506.8839 | -1785.9993 | -1691.8038 | 2084.9046 | 749.7711 | 136.2434 | 340.1211 | 1327.967 | 416.8165 | 26.0287 | 209.4577 | 94.8836 | 5.9361 | 7.0562 | 324.7132 | 81.6956 | 0 | -1.2711e-05 | -1785.9993 | -1691.8038 | 2085.9329 | 1028.9315 | 136.2978 | 226.6409 | 340.1211 | 1327.967 | 417.8448 | 36.7976 | 280.9193 | 124.2598 | 9.024 | 7.0562 | 431.571 | 139.3035 | 0 | 3.53e-05 | -22596.2269 | -20250.6414 | 25968.0234 | 12514.8488 | 1590.9533 | 2773.0428 | 4122.0376 | 16736.9435 | 5109.0424 | 416.1925 | 3437.1619 | 1514.5834 | 97.4179 | 86.3349 | 5265.6832 | 1697.4751 | 0 | 2025-05-01
2025-05-30 | -431.8944 | -1659.4603 | -1386.6844 | 1831.4274 | 629.3085 | 153.5145 | 294.1009 | 1174.0735 | 363.253 | 19.8731 | 173.5196 | 82.8135 | 5.289 | 6.1535 | 283.527 | 58.1328 | 0 | -3.1082e-05 | -1659.4603 | -1386.6844 | 1832.4522 | 862.4617 | 153.5842 | 197.6466 | 294.1009 | 1174.0735 | 364.2778 | 27.8483 | 244.9812 | 108.2659 | 7.7734 | 6.1535 | 376.1116 | 91.3279 | 0 | 0.0007254 | -23609.4353 | -18999.8255 | 25915.9431 | 11879.9742 | 2040.3014 | 2773.0428 | 4117.891 | 16706.1117 | 5091.9404 | 355.7413 | 3437.1619 | 1514.5834 | 90.4594 | 86.3349 | 5265.6832 | 1130.0102 | 0 | 2025-05-01
2025-05-31 | -431.5248 | -1753.8224 | -1656.9475 | 2042.6377 | 730.8768 | 205.7306 | 324.021 | 1313.1468 | 405.4699 | 25.3974 | 195.1337 | 96.1718 | 5.6817 | 6.7202 | 330.2801 | 71.4919 | 0 | -0.00017363 | -1753.8224 | -1656.9475 | 2043.6779 | 943.9555 | 205.816 | 217.3203 | 324.021 | 1313.1468 | 406.5102 | 32.8322 | 264.4135 | 118.7448 | 7.7282 | 6.7202 | 412.4801 | 101.0366 | 0 | -0.0018838 | -23040.569 | -20295.757 | 26327.4151 | 11737.7665 | 2498.0997 | 2773.0428 | 4105.8093 | 17053.1972 | 5168.4085 | 371.6181 | 3332.223 | 1504.5435 | 83.501 | 85.3 | 5233.5681 | 1127.0129 | 0 | 2025-05-01
2025-06-01 | -246.0423 | -746.81 | -502.0381 | 774.3738 | 162.3427 | 66.0893 | 127.7286 | 491.4741 | 155.171 | 0.35362 | 39.3519 | 71.8147 | 0 | 15.4346 | 35.1156 | 0.27227 | 0 | 5.9822e-05 | -746.81 | -502.0381 | 775.3778 | 319.5099 | 66.1612 | 87.7992 | 127.7286 | 491.4741 | 156.175 | 1.2224 | 109.9289 | 130.0503 | 0 | 15.4346 | 59.9729 | 2.9009 | 0 | 0.00149 | -23423.3256 | -16024.4348 | 24695.8961 | 9802.8035 | 2103.614 | 2845.4484 | 4105.8094 | 15601.6798 | 4988.4068 | 46.2931 | 3394.6161 | 4126.8941 | 0 | 446.4206 | 1681.7906 | 106.789 | 0 | 2025-06-01
2025-06-02 | -381.6925 | -1267.5792 | -854.4704 | 1231.9648 | 427.6344 | 80.7579 | 201.6624 | 792.8285 | 237.4739 | 14.5037 | 109.8744 | 143.4297 | 3.4066 | 32.7844 | 102.9013 | 20.7343 | 0 | 5.8947e-05 | -1267.5792 | -854.4704 | 1232.9419 | 670.1162 | 80.818 | 138.1735 | 201.6624 | 792.8285 | 238.451 | 24.2011 | 192.1395 | 212.1395 | 6.605 | 32.7844 | 155.7695 | 46.4774 | 0 | 0.000784 | -25217.6069 | -18039.5623 | 24914.9365 | 13738.451 | 1758.334 | 2845.4484 | 4104.8634 | 15955.124 | 4854.9491 | 462.9309 | 3956.7874 | 4379.8576 | 123.4405 | 668.2594 | 3213.8944 | 933.2808 | 0 | 2025-06-01
2025-06-03 | -358.9501 | -1267.0504 | -772.9337 | 1174.0366 | 406.8158 | 100.1816 | 197.234 | 752.0217 | 224.7809 | 8.9754 | 106.0536 | 140.889 | 1.3738 | 32.8089 | 101.0494 | 15.6657 | 0 | 0.00011937 | -1267.0504 | -772.9337 | 1174.9821 | 629.3242 | 100.2521 | 135.4258 | 197.234 | 752.0217 | 225.7264 | 13.7198 | 188.3186 | 208.121 | 2.2942 | 32.8089 | 152.7805 | 31.281 | 0 | 0.00197 | -25623.906 | -16667.8676 | 24298.5794 | 13085.9827 | 2061.7651 | 2845.4484 | 4103.9169 | 15496.7988 | 4697.8637 | 231.4655 | 3956.7874 | 4379.8576 | 36.306 | 689.3525 | 3213.8944 | 578.3193 | 0 | 2025-06-01
2025-06-04 | -396.2638 | -1455.6376 | -734.5355 | 1244.3886 | 414.3375 | 135.1831 | 209.3202 | 798.1559 | 236.9126 | 8.4975 | 117.0638 | 139.9196 | 1.8132 | 34.4806 | 100.088 | 12.4748 | 0 | -3.2027e-05 | -1455.6376 | -734.5355 | 1245.3303 | 666.2154 | 135.2838 | 143.3436 | 209.3202 | 798.1559 | 237.8542 | 15.2622 | 199.3289 | 219.4005 | 3.7818 | 34.4806 | 161.5546 | 32.4068 | 0 | -0.000233 | -27638.88 | -15572.9385 | 24252.4432 | 13171.7761 | 2942.1506 | 2845.4484 | 4102.9711 | 15470.7531 | 4678.719 | 277.7585 | 3956.7874 | 4356.2057 | 65.3509 | 679.5866 | 3213.8944 | 622.1926 | 0 | 2025-06-01
2025-06-05 | -375.0277 | -1187.5025 | -724.7069 | 1059.3309 | 337.5948 | 140.256 | 188.6049 | 671.9168 | 198.8092 | 4.3402 | 96.9433 | 115.4723 | 0 | 30.6089 | 82.1254 | 8.1047 | 0 | -1.6444e-05 | -1187.5025 | -724.7069 | 1060.2053 | 582.7677 | 140.3622 | 128.8743 | 188.6049 | 671.9168 | 199.6835 | 8.1009 | 179.2084 | 197.0336 | 0 | 30.6089 | 145.2097 | 22.6063 | 0 | -0.000154 | -25303.3877 | -16326.1735 | 22895.7769 | 12785.0385 | 3103.2973 | 2845.4484 | 4102.0248 | 14449.4673 | 4344.2848 | 150.4529 | 3956.7874 | 4355.5508 | 0 | 667.8651 | 3213.8944 | 440.4879 | 0 | 2025-06-01
2025-06-06 | -336.6147 | -855.5888 | -676.6919 | 840.0984 | 236.6052 | 118.9623 | 147.3597 | 533.2072 | 159.5316 | 2.4829 | 60.1322 | 85.11 | 0.20937 | 24.7668 | 59.8491 | 4.0548 | 0 | 6.4868e-05 | -855.5888 | -676.6919 | 840.9965 | 469.808 | 119.074 | 102.4022 | 147.3597 | 533.2072 | 160.4296 | 7.0935 | 142.3972 | 157.7045 | 1.0045 | 24.7668 | 115.7064 | 21.1351 | 0 | 0.001885 | -23912.441 | -18679.2877 | 23417.0502 | 13062.6443 | 3266.5876 | 2845.4484 | 4101.0788 | 14853.9143 | 4462.057 | 208.3187 | 3956.7874 | 4379.8576 | 29.0448 | 687.8519 | 3213.8944 | 586.8895 | 0 | 2025-06-01
2025-06-07 | -293.7002 | -641.7152 | -553.5954 | 655.6199 | 157.4986 | 88.4918 | 121.7462 | 409.0303 | 124.8435 | 1.629 | 34.304 | 61.953 | 0.2227 | 14.3893 | 43.7848 | 1.2157 | 0 | 4.8449e-06 | -641.7152 | -553.5954 | 656.4703 | 365.3305 | 88.593 | 84.9169 | 121.7462 | 409.0303 | 125.6938 | 5.0314 | 111.7005 | 127.6253 | 1.1439 | 14.3893 | 95.1301 | 10.3099 | 0 | 8.6e-05 | -21670.3018 | -18773.1959 | 22461.2276 | 12179.4991 | 2957.3227 | 2845.4484 | 4100.1326 | 14135.8998 | 4225.1952 | 165.8694 | 3722.6196 | 4267.5557 | 36.306 | 468.1898 | 3182.2091 | 336.7496 | 0 | 2025-06-01
2025-06-08 | -206.321 | -531.7452 | -328.207 | 522.7166 | 63.6135 | 67.301 | 96.1111 | 322.1882 | 104.4173 | 0 | 11.6863 | 35.2277 | 0 | 7.7298 | 8.9581 | 0.011665 | 0 | -3.4356e-05 | -531.7452 | -328.207 | 523.6234 | 201.6831 | 67.3994 | 67.2463 | 96.1111 | 322.1882 | 105.324 | 0 | 78.6577 | 87.929 | 0 | 7.7298 | 27.1842 | 0.18231 | 0 | -0.00133 | -22985.583 | -14027.9806 | 22914.2039 | 8377.1844 | 2876.7256 | 2845.4484 | 4099.1866 | 14309.7401 | 4505.2771 | 0 | 3221.1955 | 3643.713 | 0 | 305.8019 | 1199.6462 | 6.8278 | 0 | 2025-06-01
2025-06-09 | -347.0128 | -1065.9455 | -604.54 | 966.4935 | 272.1412 | 84.838 | 158.2295 | 625.2122 | 183.0518 | 8.1726 | 67.7849 | 95.9167 | 0.29413 | 22.5683 | 68.1841 | 9.2205 | 0 | 0.000121 | -1065.9455 | -604.54 | 967.4502 | 510.2103 | 84.9197 | 107.9056 | 158.2295 | 625.2122 | 184.0085 | 17.9632 | 150.0499 | 164.9268 | 2.9534 | 22.5683 | 121.5606 | 30.1879 | 0 | 0.003013 | -26398.7971 | -16958.25 | 24730.642 | 13392.2739 | 2388.6859 | 2845.4484 | 4098.2403 | 15879.3107 | 4753.091 | 462.9307 | 3956.7874 | 4355.5546 | 101.6569 | 548.7137 | 3213.8944 | 752.7363 | 0 | 2025-06-01
2025-06-10 | -247.2199 | -623.1101 | -338.4121 | 595.0206 | 34.9308 | 84.351 | 95.4418 | 384.8758 | 114.7029 | 0 | 12.0575 | 7.8752 | 0 | 8.6265 | 6.3716 | 0 | 0 | -2.4315e-05 | -623.1101 | -338.4121 | 596.0203 | 214.2597 | 84.4707 | 66.7715 | 95.4418 | 384.8758 | 115.7027 | 0 | 80.3646 | 69.6092 | 0 | 8.6265 | 55.6594 | 0 | 0 | -0.001009 | -26928.9637 | -13845.326 | 25662.6486 | 8765.7157 | 3500.4759 | 2845.4484 | 4097.2943 | 16598.0381 | 4967.3162 | 0 | 3285.436 | 2916.9475 | 0 | 345.1385 | 2218.1936 | 0 | 0 | 2025-06-01
2025-06-11 | -87.8064 | -199.5531 | -128.4125 | 242.0833 | -29.7741 | 27.8501 | 37.5376 | 158.101 | 46.4447 | 0 | -12.2894 | -19.5734 | 0 | 2.0887 | 0 | 0 | 0 | 8.4518e-06 | -199.5531 | -128.4125 | 243.1188 | 29.9476 | 27.9573 | 26.942 | 37.5376 | 158.101 | 47.4803 | 0 | 11.3506 | 16.5083 | 0 | 2.0887 | 0 | 0 | 0 | 0.001187 | -22226.0542 | -13344.2838 | 26532.5089 | 3058.7609 | 3133.6209 | 2845.4484 | 4096.3481 | 17290.74 | 5145.4209 | 0 | 1137.0376 | 1701.1305 | 0 | 220.5928 | 0 | 0 | 0 | 2025-06-01
2025-06-12 | -233.2225 | -778.3851 | -583.7503 | 931.0221 | 144.3173 | 53.5734 | 140.5117 | 611.1553 | 179.3552 | 0 | 51.9435 | 41.2967 | 0 | 20.0932 | 29.334 | 1.6499 | 0 | 3.7955e-05 | -778.3851 | -583.7503 | 932.0848 | 280.2176 | 53.6263 | 96.2067 | 140.5117 | 611.1553 | 180.4178 | 0 | 124.7862 | 74.4404 | 0 | 20.0932 | 55.1033 | 5.7946 | 0 | 0.001066 | -22346.9234 | -16282.3616 | 27254.7943 | 6983.1271 | 1545.9163 | 2845.4484 | 4095.4023 | 17879.4578 | 5279.9342 | 0 | 3503.5913 | 1617.236 | 0 | 549.9295 | 1197.3899 | 114.9803 | 0 | 2025-06-01
2025-06-13 | -301.3266 | -711.9103 | -629.5057 | 801.3561 | 143.5 | 95.2333 | 126.7289 | 520.6468 | 153.9804 | 0.12084 | 40.8868 | 50.924 | -0.24135 | 18.2072 | 34.7054 | -1.1028 | 0 | 8.3366e-05 | -711.9103 | -629.5057 | 802.3652 | 355.2036 | 95.3417 | 88.5056 | 126.7289 | 520.6468 | 154.9895 | 2.4833 | 118.1256 | 124.7663 | 0.67533 | 18.2072 | 86.0131 | 4.9327 | 0 | 0.002583 | -23207.7779 | -19685.1339 | 25965.6703 | 10913.146 | 3168.6496 | 2845.4484 | 4094.456 | 16857.4977 | 5013.7166 | 92.5861 | 3715.0335 | 3827.1449 | 29.0448 | 533.1009 | 2536.8913 | 179.3445 | 0 | 2025-06-01
2025-06-14 | -211.473 | -491.6646 | -419.3729 | 552.7847 | 52.3537 | 94.426 | 93.9301 | 353.99 | 104.8647 | 0 | 10.6644 | 25.4124 | 0 | 7.1651 | 9.1118 | 0 | 0 | -1.4739e-05 | -491.6646 | -419.3729 | 553.713 | 196.7792 | 94.5617 | 65.9835 | 93.9301 | 353.99 | 105.7929 | 0 | 67.9193 | 78.8067 | 0 | 7.1651 | 42.8881 | 0 | 0 | -0.000488 | -21580.6069 | -17782.8397 | 24307.6474 | 8243.8138 | 3966.5365 | 2845.4484 | 4093.5098 | 15601.9876 | 4612.1501 | 0 | 2753.8502 | 3264.1311 | 0 | 291.7379 | 1934.0945 | 0 | 0 | 2025-06-01
2025-06-15 | -71.7001 | -236.8542 | -164.0779 | 294.9048 | -6.157 | 40.4843 | 48.916 | 187.949 | 58.0398 | 0 | -8.7149 | -0.074513 | 0 | 2.8612 | -0.22884 | 0 | 0 | -3.8122e-06 | -236.8542 | -164.0779 | 295.9143 | 29.4379 | 40.5893 | 34.9905 | 48.916 | 187.949 | 59.0493 | 0 | 21.977 | 2.3982 | 0 | 2.8612 | 2.2015 | 0 | 0 | -0.000385 | -19934.0886 | -13261.4367 | 25289.1222 | 1988.0101 | 3072.9443 | 2845.4484 | 4092.5636 | 16180.5871 | 5015.9715 | 0 | 1476.2218 | 148.5983 | 0 | 227.259 | 135.931 | 0 | 0 | 2025-06-01
2025-06-16 | -118.8078 | -228.7345 | -149.8027 | 286.1477 | -42.3195 | 15.9012 | 43.4032 | 188.4189 | 54.3257 | -1.3127 | -11.1758 | -14.5102 | -0.46123 | 2.3506 | -13.9599 | -3.2503 | 0 | 1.0587e-05 | -228.7345 | -149.8027 | 287.1958 | 45.0657 | 15.9552 | 30.3204 | 43.4032 | 188.4189 | 55.3738 | 1.251 | 13.5942 | 13.9194 | 0.309 | 2.3506 | 11.5098 | 2.1318 | 0 | 0.000999 | -21777.6946 | -14524.7131 | 27015.8095 | 4861.6076 | 1579.5432 | 2845.4484 | 4091.6178 | 17716.5819 | 5207.6099 | 119.5763 | 1191.3897 | 1701.1305 | 29.0448 | 220.5928 | 1408.4924 | 191.3812 | 0 | 2025-06-01
2025-06-17 | -145.0425 | -596.6817 | -418.8119 | 759.155 | 43.2332 | 68.0628 | 116.4261 | 497.4823 | 145.2466 | 0 | 30.6629 | 0 | 0 | 12.5703 | 0 | 0 | 0 | -4.2897e-06 | -596.6817 | -418.8119 | 760.192 | 107.7055 | 68.14 | 79.456 | 116.4261 | 497.4823 | 146.2836 | 0 | 95.1352 | 0 | 0 | 12.5703 | 0 | 0 | 0 | -0.000192 | -20990.0799 | -14346.7376 | 26762.5828 | 3469.0669 | 2259.7192 | 2845.4484 | 4090.6715 | 17519.7029 | 5152.2084 | 0 | 3100.9886 | 0 | 0 | 368.0782 | 0 | 0 | 0 | 2025-06-01
2025-06-18 | -280.2536 | -1034.9439 | -761.2759 | 1139.2455 | 257.2917 | 119.4291 | 192.5224 | 733.8511 | 212.8721 | 1.4459 | 102.9516 | 65.3272 | 0 | 31.6792 | 47.3236 | 8.5642 | 0 | 7.9139e-05 | -1034.9439 | -761.2759 | 1140.1619 | 403.342 | 119.521 | 133.195 | 192.5224 | 733.8511 | 213.7885 | 2.3857 | 185.2166 | 94.677 | 0 | 31.6792 | 70.1355 | 19.2479 | 0 | 0.0015698 | -21765.3767 | -15744.1347 | 24192.2276 | 7784.9295 | 2686.9074 | 2845.4484 | 4089.7256 | 15549.2627 | 4553.2394 | 38.5776 | 3956.7874 | 1606.9103 | 0 | 669.8875 | 1189.6454 | 323.1214 | 0 | 2025-06-01
2025-06-19 | -355.4919 | -732.9025 | -663.4983 | 780.8181 | 171.5475 | 88.5433 | 135.1835 | 500.4509 | 145.1837 | 0.81797 | 48.5986 | 59.7659 | 0.084342 | 21.7054 | 41.0518 | -0.47649 | 0 | 2.39e-05 | -732.9025 | -663.4983 | 781.7078 | 431.9517 | 88.6332 | 94.1081 | 135.1835 | 500.4509 | 146.0734 | 3.803 | 130.8637 | 143.3063 | 1.011 | 21.7054 | 105.8776 | 25.3847 | 0 | 0.000499 | -22073.7819 | -20091.1623 | 23661.6947 | 13030.7051 | 2627.0965 | 2845.4484 | 4088.7793 | 15152.2241 | 4420.6914 | 115.7326 | 3956.7874 | 4320.8998 | 29.0448 | 648.7256 | 3197.8703 | 761.6446 | 0 | 2025-06-01
2025-06-20 | -311.2401 | -811.0109 | -582.9328 | 801.5304 | 179.4296 | 101.7436 | 140.5837 | 513.1831 | 147.7635 | 0 | 53.2697 | 68.1889 | 0 | 21.2839 | 36.9693 | -0.2822 | 0 | 9.2291e-05 | -811.0109 | -582.9328 | 802.4005 | 392.2294 | 101.8466 | 97.4673 | 140.5837 | 513.1831 | 148.6337 | 0 | 135.5348 | 145.1133 | 0 | 21.2839 | 84.7397 | 5.5577 | 0 | 0.002681 | -23482.1803 | -17080.2457 | 23293.492 | 11411.0815 | 3012.4068 | 2845.4484 | 4087.8333 | 14882.2915 | 4323.3672 | 0 | 3956.7874 | 4190.1327 | 0 | 604.8482 | 2477.9626 | 181.3506 | 0 | 2025-06-01
2025-06-21 | -255.1081 | -666.3887 | -467.3107 | 683.9248 | 113.6821 | 80.9844 | 120.0916 | 440.6639 | 123.1693 | 0 | 31.9656 | 43.4769 | 0 | 12.6859 | 25.5537 | 0 | 0 | 6.2166e-05 | -666.3887 | -467.3107 | 684.7725 | 284.8224 | 81.0793 | 83.0254 | 120.0916 | 440.6639 | 124.0169 | 0 | 104.3644 | 107.8384 | 0 | 12.6859 | 59.9336 | 0 | 0 | 0.001807 | -22439.3916 | -15246.4536 | 22862.876 | 9204.8855 | 2772.6371 | 2845.4484 | 4086.887 | 14564.1198 | 4211.8692 | 0 | 3482.2387 | 3533.1247 | 0 | 383.3714 | 1806.1507 | 0 | 0 | 2025-06-01
2025-06-22 | -248.6276 | -624.2344 | -431.769 | 616.3836 | 93.87 | 97.1222 | 110.0209 | 389.0458 | 117.3169 | 0.93629 | 25.4944 | 34.9306 | -0.0010199 | 12.0209 | 20.0157 | 0.47313 | 0 | 6.0044e-06 | -624.2344 | -431.769 | 617.2639 | 265.2181 | 97.2455 | 76.2759 | 110.0209 | 389.0458 | 118.1972 | 3.7096 | 92.4432 | 100.2091 | 0.2142 | 12.0209 | 49.8694 | 6.7517 | 0 | 0.000415 | -22677.0054 | -15708.3907 | 22829.9327 | 9104.6066 | 3605.4089 | 2845.4484 | 4085.941 | 14370.0222 | 4373.9695 | 115.7326 | 3220.1071 | 3584.3254 | 7.2612 | 407.3321 | 1570.8289 | 199.0192 | 0 | 2025-06-01
2025-06-23 | -220.6122 | -803.3569 | -304.6332 | 739.9378 | 77.1663 | 70.2737 | 125.691 | 478.4187 | 135.828 | 0.38513 | 38.8563 | 12.9926 | -0.040108 | 16.0072 | 9.3869 | -0.42172 | 0 | -6.1671e-05 | -803.3569 | -304.6332 | 740.8298 | 209.7021 | 70.3557 | 87.1024 | 125.691 | 478.4187 | 136.72 | 2.6026 | 121.107 | 36.7251 | 0.60521 | 16.0072 | 29.0687 | 3.5865 | 0 | -0.00156 | -25629.6756 | -10618.6867 | 23966.5779 | 7038.8571 | 2397.4774 | 2845.4484 | 4084.9948 | 15449.6084 | 4431.9748 | 92.5861 | 3956.0936 | 1313.53 | 21.7836 | 485.7261 | 1041.5502 | 127.5874 | 0 | 2025-06-01
2025-06-24 | -370.0578 | -1029.5131 | -644.8706 | 960.4038 | 247.4562 | 96.4659 | 160.3037 | 624.6722 | 175.4279 | 3.4767 | 70.9985 | 83.1616 | 0 | 26.0326 | 58.3585 | 5.4284 | 0 | 4.138e-05 | -1029.5131 | -644.8706 | 961.3038 | 506.3135 | 96.5499 | 110.2166 | 160.3037 | 624.6722 | 176.3279 | 6.548 | 153.2636 | 168.0853 | 0 | 26.0326 | 124.2371 | 28.1469 | 0 | 0.000402 | -25504.8517 | -17009.2932 | 24254.7345 | 12956.8758 | 2457.0866 | 2845.4484 | 4084.049 | 15699.1526 | 4471.5329 | 117.662 | 3956.7874 | 4341.863 | 0 | 666.241 | 3213.8944 | 660.4281 | 0 | 2025-06-01
2025-06-25 | -382.344 | -1141.8006 | -597.8471 | 1018.2201 | 266.5161 | 72.5675 | 171.1905 | 662.5061 | 184.5235 | 3.7195 | 82.6132 | 87.147 | 0 | 28.1654 | 61.3952 | 3.4758 | 0 | 1.968e-05 | -1141.8006 | -597.8471 | 1019.1015 | 529.3474 | 72.6297 | 118.5691 | 171.1905 | 662.5061 | 185.4049 | 9.0227 | 164.8783 | 178.776 | 0 | 28.1654 | 133.6759 | 14.8291 | 0 | 0.000232 | -26420.0524 | -14798.0727 | 23963.1396 | 12591.0802 | 1818.4572 | 2845.4484 | 4060.7726 | 15522.7894 | 4379.5776 | 185.1722 | 3956.7874 | 4264.797 | 0 | 669.6842 | 3213.8944 | 300.745 | 0 | 2025-06-01
2025-06-26 | -392.9172 | -1355.2441 | -544.843 | 1091.9727 | 341.2646 | 73.9327 | 188.8501 | 708.1043 | 195.0183 | 4.2822 | 100.9901 | 114.138 | 0 | 31.9268 | 80.7041 | 9.2235 | 0 | 3.4616e-05 | -1355.2441 | -544.843 | 1092.8136 | 601.4989 | 73.9903 | 131.7844 | 188.8501 | 708.1043 | 195.8592 | 8.017 | 183.2551 | 202.3473 | 0 | 31.9268 | 148.576 | 27.3767 | 0 | 0.000919 | -28176.905 | -12421.6553 | 23178.2202 | 12890.9458 | 1683.9468 | 2845.4484 | 4028.5602 | 14971.5443 | 4178.1157 | 138.8793 | 3956.7874 | 4379.8576 | 0 | 689.3525 | 3213.8944 | 512.1748 | 0 | 2025-06-01
2025-06-27 | -371.4169 | -1329.0649 | -590.0476 | 1083.1543 | 319.4194 | 145.122 | 184.72 | 706.5568 | 191.8775 | 3.4863 | 97.6004 | 107.7674 | 0 | 29.3168 | 76.2255 | 5.0229 | 0 | -4.422e-05 | -1329.0649 | -590.0476 | 1083.9962 | 560.538 | 145.2315 | 129.3468 | 184.72 | 706.5568 | 192.7194 | 5.641 | 179.8655 | 192.6051 | 0 | 29.3168 | 142.9876 | 10.1221 | 0 | -0.000277 | -27578.015 | -13814.4893 | 23312.5558 | 12034.2432 | 3200.2567 | 2845.4484 | 3996.3475 | 15132.9996 | 4183.2087 | 79.084 | 3956.7874 | 4142.6872 | 0 | 614.4788 | 3099.3045 | 141.9013 | 0 | 2025-06-01
2025-06-28 | -346.4693 | -1042.2775 | -666.7468 | 979.7292 | 268.838 | 113.9879 | 165.7067 | 641.992 | 172.0304 | 5.8017 | 77.6186 | 89.9402 | 0.23082 | 23.8982 | 63.9929 | 7.3557 | 0 | 5.7743e-06 | -1042.2775 | -666.7468 | 980.5532 | 497.3217 | 114.0916 | 117.0579 | 165.7067 | 641.992 | 172.8545 | 10.9065 | 150.0103 | 167.0616 | 0.38775 | 23.8982 | 126.7498 | 18.3075 | 0 | 0.00027 | -23642.0648 | -16680.3492 | 23012.306 | 11432.1548 | 3032.5051 | 2845.4484 | 3944.8116 | 14972.9521 | 4094.5424 | 194.8167 | 3481.9025 | 3899.0164 | 4.8421 | 520.6555 | 3013.834 | 317.0876 | 0 | 2025-06-01
2025-06-29 | -225.0338 | -491.2161 | -368.4743 | 540.7335 | 47.1042 | 46.8189 | 89.0778 | 350.0788 | 101.5768 | -0.50699 | 13.9572 | 17.421 | -0.50312 | 9.0584 | 10.0264 | -2.3488 | 0 | 4.5787e-05 | -491.2161 | -368.4743 | 541.6203 | 206.082 | 46.8936 | 65.0946 | 89.0778 | 350.0788 | 102.4636 | 3.5 | 71.8506 | 79.2073 | 0.82955 | 9.0584 | 36.9939 | 4.6423 | 0 | 0.001804 | -21194.7261 | -15248.3548 | 23256.8831 | 8157.6792 | 2183.072 | 2845.4484 | 3863.7973 | 14986.9949 | 4406.0908 | 162.0257 | 2784.5579 | 3261.5928 | 43.5672 | 342.4938 | 1348.7536 | 214.6881 | 0 | 2025-06-01
2025-06-30 | -46.9537 | -37.3904 | -18.6981 | 35.9865 | -31.5226 | 4.671 | 6.5238 | 22.3846 | 7.078 | -0.77975 | -20.0544 | -4.1495 | -0.15913 | 0.44542 | -5.26 | -1.5652 | 0 | 8.4483e-07 | -37.3904 | -18.6981 | 36.862 | 8.7375 | 4.7434 | 5.7456 | 6.5238 | 22.3846 | 7.9536 | 0.36267 | 2.1572 | 2.5315 | 0.062512 | 0.44542 | 2.6784 | 0.49977 | 0 | -0.000194 | -19533.3 | -8053.2414 | 20487.1117 | 2134.9747 | 2119.0065 | 2845.4484 | 3635.614 | 12501.2077 | 4350.2899 | 46.2931 | 1068.3326 | 347.31 | 7.2612 | 220.5928 | 381.3913 | 63.7937 | 0 | 2025-06-01
2025-07-01 | -233.0058 | -1005.4142 | -579.5495 | 905.4021 | 351.1519 | 95.404 | 158.1562 | 565.7481 | 181.4978 | 4.4758 | 97.3541 | 116.7399 | 0 | 0 | 116.93 | 15.6521 | 0 | -6.8701e-05 | -1005.4142 | -579.5495 | 906.261 | 473.545 | 95.4822 | 109.6755 | 158.1562 | 565.7481 | 182.3567 | 5.2371 | 181.7298 | 132.1219 | 0 | 0 | 132.5808 | 21.8754 | 0 | -0.001271 | -22426.1738 | -11780.3031 | 20691.625 | 8598.1854 | 2286.0041 | 2630.6611 | 3635.614 | 12788.4671 | 4267.5439 | 75.2539 | 4058.3056 | 1994.9699 | 0 | 0 | 2004.8783 | 464.7776 | 0 | 2025-07-01
2025-07-02 | -440.7554 | -1934.4692 | -1536.256 | 1583.9166 | 1289.9274 | 156.1258 | 284.7554 | 979.1353 | 320.0258 | 33.0193 | 259.0895 | 448.0393 | 8.0156 | 64.6935 | 386.3128 | 90.7574 | 0 | -1.5498e-05 | -1934.4692 | -1536.256 | 1584.7419 | 1527.3185 | 156.1972 | 202.4676 | 284.7554 | 979.1353 | 320.8512 | 38.7002 | 354.9799 | 507.6959 | 9.7598 | 64.6935 | 438.4611 | 113.0281 | 0 | -0.000589 | -24105.5291 | -20127.5737 | 19873.5735 | 19641.3109 | 2087.5567 | 2630.6611 | 3594.816 | 12177.9179 | 4100.8395 | 476.6085 | 4612.1401 | 6588.1233 | 117.2961 | 762.7344 | 5673.1673 | 1411.2412 | 0 | 2025-07-01
2025-07-03 | -404.4436 | -1387.68 | -1108.62 | 1088.5687 | 884.0906 | 119.1971 | 206.6451 | 663.3283 | 218.5953 | 24.2926 | 166.3948 | 306.6184 | 5.8552 | 54.8279 | 262.5784 | 63.5233 | 0 | -6.3002e-05 | -1387.68 | -1108.62 | 1089.3323 | 1138.0776 | 119.2692 | 149.6208 | 206.6451 | 663.3283 | 219.359 | 31.607 | 262.2083 | 371.9459 | 7.7812 | 54.8279 | 318.3295 | 91.3777 | 0 | -0.000826 | -23507.2253 | -19580.4848 | 18536.1501 | 19812.8048 | 2108.0933 | 2630.6611 | 3554.0179 | 11187.8127 | 3794.3195 | 555.7211 | 4608.4401 | 6542.6534 | 117.2957 | 869.5508 | 5519.8073 | 1599.3364 | 0 | 2025-07-01
2025-07-04 | -421.2452 | -1634.1114 | -1170.4087 | 1305.3002 | 1009.3938 | 68.5809 | 234.1468 | 806.9315 | 264.222 | 25.2465 | 195.5431 | 348.7988 | 5.8809 | 59.692 | 300.818 | 73.4146 | 0 | 9.9624e-07 | -1634.1114 | -1170.4087 | 1306.1176 | 1263.5469 | 68.626 | 166.2295 | 234.1468 | 806.9315 | 265.0393 | 30.7771 | 291.419 | 414.1837 | 7.8037 | 59.692 | 357.9925 | 101.6789 | 0 | -0.0006601 | -24238.6721 | -18806.0411 | 19365.7724 | 19727.3431 | 1320.9359 | 2630.6611 | 3513.2201 | 11791.3193 | 4061.2331 | 418.7204 | 4611.4464 | 6529.0533 | 116.691 | 812.2287 | 5622.0473 | 1617.156 | 0 | 2025-07-01
2025-07-05 | -486.0782 | -1202.6404 | -991.6742 | 1028.0348 | 623.0374 | 57.1642 | 185.8057 | 633.143 | 209.0861 | 12.5581 | 139.1329 | 211.7638 | 2.361 | 43.1014 | 183.6951 | 30.4251 | 0 | -0.00010379 | -1202.6404 | -991.6742 | 1028.8321 | 974.1754 | 57.21 | 134.097 | 185.8057 | 633.143 | 209.8834 | 19.9004 | 231.6753 | 328.1146 | 3.9065 | 43.1014 | 286.9431 | 60.5341 | 0 | -0.001463 | -22112.4156 | -18860.8065 | 18814.4673 | 18189.1476 | 1338.9446 | 2630.6611 | 3472.422 | 11380.5709 | 3961.4744 | 301.0156 | 4451.1123 | 6280.7779 | 50.7878 | 691.3506 | 5482.7667 | 931.3368 | 0 | 2025-07-01
2025-07-06 | -200.0834 | -325.622 | -140.6054 | 268.5787 | -28.9009 | 26.4662 | 51.4317 | 158.0951 | 59.0518 | -1.0613 | -6.4343 | -3.2634 | -0.48512 | 0 | -12.9438 | -4.713 | 0 | -2.3401e-05 | -325.622 | -140.6054 | 269.3818 | 130.1101 | 26.5281 | 40.2074 | 51.4317 | 158.0951 | 59.855 | 0.90588 | 31.2603 | 64.0755 | 0.28385 | 0 | 31.5411 | 2.0434 | 0 | -0.002045 | -21930.8899 | -9395.1776 | 18132.7885 | 8753.914 | 1808.7018 | 2630.6611 | 3431.624 | 10710.7318 | 3990.4327 | 92.6201 | 1813.0352 | 4081.7571 | 29.0216 | 0 | 2497.553 | 239.9271 | 0 | 2025-07-01
2025-07-07 | -203.6687 | -1346.2658 | -43.7279 | 953.4549 | 153.1333 | 79.7369 | 168.9177 | 590.5957 | 193.9414 | 8.8031 | 129.7396 | -1.7787 | 0 | 0 | -8.2168 | 24.5861 | 0 | -3.2618e-05 | -1346.2658 | -43.7279 | 954.2646 | 237.566 | 79.8064 | 118.3566 | 168.9177 | 590.5957 | 194.7511 | 10.3313 | 193.3757 | 0.75623 | 0 | 0 | 2.4836 | 30.6192 | 0 | -0.00057 | -25364.7857 | -2150.4571 | 18680.2852 | 4169.9815 | 2034.3145 | 2630.6611 | 3390.8259 | 11266.1907 | 4023.2686 | 77.1835 | 3060.7711 | 163.9399 | 0 | 0 | 638.2683 | 229.8186 | 0 | 2025-07-01
2025-07-08 | -468.2561 | -2228.039 | -860.6757 | 1505.9026 | 1010.0516 | 104.5044 | 259.6218 | 932.3107 | 313.9701 | 22.7755 | 232.9993 | 332.2606 | 6.0643 | 61.0044 | 294.1259 | 60.8215 | 0 | -0.00012907 | -2228.039 | -860.6757 | 1506.7377 | 1289.8358 | 104.5535 | 187.5876 | 259.6218 | 932.3107 | 314.8052 | 28.4927 | 328.8801 | 413.4888 | 7.95 | 61.0044 | 366.7726 | 83.247 | 0 | -0.00072 | -27397.6569 | -10539.4074 | 18972.3448 | 14898.4891 | 1435.5686 | 2630.6611 | 3371.3134 | 11451.8661 | 4149.1653 | 246.9872 | 4611.678 | 4606.2909 | 65.2986 | 566.0702 | 4080.1402 | 722.024 | 0 | 2025-07-01
2025-07-09 | -587.8149 | -2221.4907 | -1172.9145 | 1530.6913 | 1117.7877 | 158.1113 | 267.5107 | 938.9646 | 324.216 | 28.0204 | 250.7847 | 368.6234 | 7.7465 | 71.906 | 323.4224 | 67.2843 | 0 | 0.00013761 | -2221.4907 | -1172.9145 | 1531.5243 | 1507.623 | 158.1803 | 197.0777 | 267.5107 | 938.9646 | 325.049 | 41.3438 | 343.6284 | 489.5833 | 12.9547 | 71.906 | 431.7217 | 116.4851 | 0 | 0.002399 | -26768.4157 | -16028.7528 | 18766.5865 | 19382.2661 | 2017.6572 | 2630.6611 | 3351.8008 | 11275.9042 | 4138.8815 | 532.5659 | 4465.6038 | 6352.7658 | 166.8742 | 781.0186 | 5597.5294 | 1485.9084 | 0 | 2025-07-01
2025-07-10 | -390.0036 | -1055.192 | -442.0918 | 719.44 | 327.1778 | 60.6624 | 129.7563 | 437.3527 | 152.331 | 5.9736 | 78.8091 | 121.463 | 0.72312 | 0.93276 | 104.9124 | 14.3638 | 0 | -4.2918e-06 | -1055.192 | -442.0918 | 720.2561 | 621.2177 | 60.7254 | 95.0846 | 129.7563 | 437.3527 | 153.147 | 10.119 | 152.257 | 223.8186 | 1.4613 | 0.93276 | 200.3084 | 32.3206 | 0 | -0.000368 | -26519.6472 | -11342.6483 | 18297.7694 | 15094.2341 | 1839.6305 | 2630.6611 | 3332.2882 | 10910.7856 | 4054.6956 | 173.6632 | 3532.7015 | 5595.7324 | 24.7901 | 88.4352 | 5111.5308 | 567.3809 | 0 | 2025-07-01
2025-07-11 | -461.3313 | -1503.9368 | -821.6939 | 1129.0139 | 677.3693 | 57.9163 | 195.0103 | 695.1262 | 238.8774 | 16.3242 | 153.3053 | 224.1816 | 3.7401 | 44.1657 | 195.3128 | 40.3396 | 0 | 4.9408e-05 | -1503.9368 | -821.6939 | 1129.8527 | 997.3002 | 57.9643 | 140.5136 | 195.0103 | 695.1262 | 239.7161 | 23.7891 | 220.6058 | 333.8972 | 5.5027 | 44.1657 | 298.4 | 70.9396 | 0 | 0.000497 | -25209.4857 | -12905.9792 | 18525.0184 | 15553.745 | 1406.0409 | 2630.6611 | 3312.7754 | 11044.6498 | 4167.5931 | 287.5085 | 3237.0215 | 5509.4533 | 54.4163 | 527.8475 | 5048.6197 | 888.8782 | 0 | 2025-07-01
2025-07-12 | -422.7563 | -988.1413 | -533.1164 | 726.1528 | 326.3187 | 46.0299 | 132.2094 | 435.8225 | 158.1209 | 5.3655 | 76.2943 | 112.002 | 0.65358 | 26.9077 | 95.2165 | 9.8791 | 0 | 8.9773e-06 | -988.1413 | -533.1164 | 726.9663 | 648.7893 | 46.0753 | 99.4268 | 132.2094 | 435.8225 | 158.9344 | 11.065 | 146.7178 | 229.6902 | 1.6347 | 26.9077 | 200.3279 | 32.446 | 0 | 2.94e-05 | -24405.9392 | -12948.5507 | 17920.5769 | 15476.2069 | 1327.045 | 2630.6611 | 3299.8002 | 10578.6669 | 4042.1098 | 210.3249 | 3387.2306 | 5671.5529 | 29.0216 | 594.5969 | 4955.3882 | 628.0919 | 0 | 2025-07-01
2025-07-13 | -280.1637 | -579.3614 | -238.6446 | 419.6918 | 70.0267 | 48.1238 | 81.4898 | 241.062 | 97.14 | -0.13396 | 16.9305 | 31.6074 | -0.29866 | 0 | 23.753 | -1.8315 | 0 | -1.5342e-05 | -579.3614 | -238.6446 | 420.4944 | 285.3971 | 48.1943 | 63.9202 | 81.4898 | 241.062 | 97.9426 | 2.15 | 80.7903 | 114.2388 | 0.59413 | 0 | 83.0937 | 4.5301 | 0 | -0.000599 | -23497.25 | -9056.8145 | 17005.3152 | 10857.5728 | 2060.5148 | 2630.6611 | 3286.825 | 9730.6292 | 3987.861 | 92.6201 | 3071.535 | 4368.4257 | 29.0216 | 0 | 3101.3942 | 194.5762 | 0 | 2025-07-01
2025-07-14 | -194.3933 | -859.8579 | -100.449 | 628.3569 | 79.884 | 57.6726 | 121.4421 | 369.4071 | 137.5078 | 0 | 67.8821 | 2.9998 | 0 | 4.8702 | 4.1318 | 0 | 0 | 3.4606e-05 | -859.8579 | -100.449 | 629.1309 | 181.6514 | 57.7364 | 91.7882 | 121.4421 | 369.4071 | 138.2818 | 0 | 149.0955 | 10.1305 | 0 | 4.8702 | 17.5552 | 0 | 0 | 0.000608 | -23155.2324 | -3471.8702 | 16961.3435 | 5171.9958 | 1863.1027 | 2630.6611 | 3273.8496 | 9841.9195 | 3845.5744 | 0 | 3906.2063 | 412.2782 | 0 | 119.7923 | 733.719 | 0 | 0 | 2025-07-01
2025-07-15 | -571.3488 | -1970.3922 | -930.8914 | 1269.6257 | 949.6828 | 110.6262 | 245.4529 | 748.466 | 275.7069 | 23.1725 | 224.6773 | 305.049 | 6.3395 | 67.3818 | 266.4563 | 56.6064 | 0 | -0.00022386 | -1970.3922 | -930.8914 | 1270.3908 | 1339.0629 | 110.6971 | 181.1326 | 245.4529 | 748.466 | 276.4719 | 33.7048 | 303.2394 | 439.3502 | 9.9076 | 67.3818 | 390.2828 | 95.1963 | 0 | -0.001867 | -25120.8827 | -13247.3383 | 16701.6668 | 16964.8145 | 2071.0767 | 2630.6611 | 3260.8745 | 9639.5612 | 3801.2312 | 347.3256 | 3778.6829 | 5782.5448 | 94.3202 | 769.1871 | 5232.1903 | 960.5636 | 0 | 2025-07-01
2025-07-16 | -807.1865 | -3730.5602 | -1559.2563 | 2179.8587 | 2111.7706 | 191.0007 | 436.897 | 1261.5596 | 481.4021 | 52.4391 | 490.0822 | 683.4051 | 13.5318 | 139.0589 | 594.9441 | 138.3094 | 0 | 0.00018604 | -3730.5602 | -1559.2563 | 2180.6043 | 2583.9359 | 191.0605 | 334.2159 | 436.897 | 1261.5596 | 482.1478 | 68.8666 | 585.9726 | 837.2591 | 18.8366 | 139.0589 | 729.8991 | 204.0429 | 0 | 0.000892 | -26500.2172 | -14366.6188 | 16268.3665 | 20218.2818 | 1749.5274 | 2630.6611 | 3247.8992 | 9315.5792 | 3704.8881 | 532.5661 | 4612.1401 | 6569.5333 | 137.8526 | 1082.5867 | 5673.1673 | 1610.4357 | 0 | 2025-07-01
2025-07-17 | -737.8037 | -3382.1257 | -1500.5101 | 2006.857 | 1874.7449 | 263.2303 | 394.9501 | 1164.1545 | 447.7524 | 45.0326 | 436.0508 | 612.0085 | 12.7763 | 127.463 | 533.5509 | 107.8628 | 0 | -0.00058276 | -3382.1257 | -1500.5101 | 2007.615 | 2308.3082 | 263.3115 | 303.4006 | 394.9501 | 1164.1545 | 448.5104 | 58.9567 | 531.9413 | 759.5187 | 17.907 | 127.463 | 662.9414 | 149.5802 | 0 | -0.003433 | -26631.7477 | -14376.3094 | 16366.149 | 19634.4635 | 2376.7801 | 2630.6611 | 3234.1526 | 9365.7364 | 3766.26 | 470.8193 | 4612.1401 | 6569.5333 | 139.0623 | 1105.0487 | 5673.1673 | 1064.6924 | 0 | 2025-07-01
2025-07-18 | -715.2227 | -2502.0471 | -1370.9412 | 1546.8698 | 1428.9642 | 181.9317 | 316.9266 | 884.1219 | 345.8213 | 31.7299 | 337.5248 | 462.8134 | 7.9737 | 103.5136 | 400.449 | 84.9597 | 0 | -0.00032842 | -2502.0471 | -1370.9412 | 1547.5972 | 1896.1795 | 182.0054 | 247.2059 | 316.9266 | 884.1219 | 346.5487 | 45.3527 | 433.4152 | 616.4119 | 12.5515 | 103.5136 | 534.4526 | 150.4819 | 0 | -0.002761 | -24946.9604 | -15618.1256 | 15752.1307 | 20026.7418 | 2155.5496 | 2630.6611 | 3220.4059 | 8917.4775 | 3614.2473 | 439.9459 | 4612.1401 | 6538.4411 | 118.5049 | 1098.1963 | 5620.4523 | 1599.0612 | 0 | 2025-07-01
2025-07-19 | -608.5445 | -1890.933 | -905.6086 | 1168.6425 | 961.6086 | 57.746 | 246.5192 | 663.6391 | 258.4843 | 20.9255 | 234.329 | 312.3396 | 5.0307 | 68.2722 | 270.2375 | 50.4741 | 0 | -0.00019607 | -1890.933 | -905.6086 | 1169.343 | 1381.0503 | 57.7835 | 188.3646 | 246.5192 | 663.6391 | 259.1848 | 30.9878 | 330.1329 | 456.2478 | 7.8637 | 68.2722 | 399.6075 | 87.9385 | 0 | -0.0018427 | -23937.0015 | -13175.7721 | 15167.504 | 18217.2824 | 1097.3243 | 2630.6611 | 3206.6593 | 8480.2585 | 3480.5862 | 324.1706 | 4607.9784 | 6087.0563 | 73.1586 | 814.7259 | 5399.511 | 910.6814 | 0 | 2025-07-01
2025-07-20 | -606.9665 | -1776.2803 | -1002.4023 | 1136.3859 | 909.6253 | 125.705 | 226.539 | 632.3847 | 277.4622 | 13.6206 | 227.1641 | 303.6445 | 1.765 | 74.6244 | 261.4245 | 27.3823 | 0 | -1.8335e-05 | -1776.2803 | -1002.4023 | 1137.1765 | 1331.4696 | 125.7688 | 184.2678 | 226.539 | 632.3847 | 278.2528 | 22.9308 | 323.0497 | 455.8305 | 3.4447 | 74.6244 | 395.0276 | 56.562 | 0 | -0.000385 | -24832.9852 | -14464.6866 | 15969.0378 | 18833.3633 | 1864.6092 | 2630.6611 | 3192.9126 | 8847.9365 | 3928.1886 | 301.0156 | 4611.9089 | 6495.7819 | 43.5324 | 1058.1488 | 5611.4213 | 711.5545 | 0 | 2025-07-01
2025-07-21 | -554.0296 | -2875.1436 | -809.0437 | 1738.3109 | 1208.9714 | 182.8753 | 322.7724 | 1003.6443 | 411.8943 | 10.5097 | 350.5852 | 370.7367 | 1.3968 | 106.6954 | 331.2978 | 37.7499 | 0 | -0.00019045 | -2875.1436 | -809.0437 | 1739.1427 | 1507.4456 | 182.9446 | 254.6542 | 322.7724 | 1003.6443 | 412.726 | 14.8321 | 446.4756 | 464.176 | 2.6965 | 106.6954 | 415.7617 | 56.8083 | 0 | -0.0017726 | -27930.4015 | -8184.3957 | 16975.3383 | 14482.8327 | 2025.9633 | 2630.6611 | 3175.5751 | 9667.1665 | 4132.5967 | 150.5082 | 4612.1401 | 4275.595 | 36.2774 | 1100.2065 | 3806.7997 | 501.3058 | 0 | 2025-07-01
2025-07-22 | -859.2124 | -3861.474 | -1562.4753 | 2341.2499 | 1946.5982 | 276.8888 | 409.5852 | 1372.676 | 558.9886 | 47.6448 | 464.6743 | 623.9729 | 13.1944 | 134.3316 | 543.9463 | 118.8338 | 0 | -6.6412e-05 | -3861.474 | -1562.4753 | 2342.1331 | 2485.1111 | 276.9775 | 319.7276 | 409.5852 | 1372.676 | 559.8718 | 67.5417 | 560.5647 | 804.9213 | 20.6481 | 134.3316 | 702.1169 | 194.9867 | 0 | -0.000672 | -29238.6834 | -14010.1923 | 17617.7756 | 20408.0858 | 2592.3525 | 2630.6611 | 3158.2373 | 10071.3656 | 4388.1727 | 555.7211 | 4612.1401 | 6640.795 | 166.8742 | 1105.1789 | 5720.0273 | 1607.3492 | 0 | 2025-07-01
2025-07-23 | -904.8389 | -4613.0695 | -1238.5623 | 2322.5455 | 2396.0767 | 228.1707 | 473.38 | 1299.8445 | 549.3211 | 56.6552 | 568.2816 | 772.0347 | 16.2303 | 159.1761 | 667.2503 | 156.4485 | 0 | -0.00015622 | -4613.0695 | -1238.5623 | 2323.2956 | 2921.2929 | 228.2307 | 378.8125 | 473.38 | 1299.8445 | 550.0712 | 73.0346 | 664.1768 | 949.0578 | 22.4196 | 159.1761 | 821.1719 | 232.2561 | 0 | -0.000989 | -30103.5241 | -9828.5404 | 15369.8784 | 20176.6302 | 1754.8937 | 2630.6611 | 3140.8997 | 8502.1348 | 3726.844 | 463.101 | 4612.3714 | 6588.1233 | 140.2711 | 1105.3747 | 5647.6073 | 1619.7814 | 0 | 2025-07-01
2025-07-24 | -922.6041 | -4948.573 | -1198.8007 | 2493.0102 | 2476.06 | 255.6993 | 484.6528 | 1407.8006 | 600.5568 | 57.3763 | 586.4914 | 796.4908 | 16.801 | 163.5407 | 693.4393 | 161.9204 | 0 | 0.00028966 | -4948.573 | -1198.8007 | 2493.7988 | 3008.6172 | 255.7595 | 389.1985 | 484.6528 | 1407.8006 | 601.3454 | 73.9587 | 682.3866 | 975.7088 | 23.3912 | 163.5407 | 850.9329 | 238.6982 | 0 | 0.001627 | -31350.2794 | -9089.8543 | 15814.5598 | 20235.6472 | 1759.2671 | 2630.6611 | 3102.1489 | 8794.099 | 3918.312 | 463.101 | 4612.3714 | 6588.1233 | 147.5265 | 1105.3747 | 5698.7273 | 1620.4231 | 0 | 2025-07-01
2025-07-25 | -938.8608 | -4604.7254 | -1346.6825 | 2416.9738 | 2321.1834 | 274.3899 | 455.7214 | 1367.5832 | 593.6692 | 57.5011 | 557.7247 | 742.5408 | 14.2761 | 156.6455 | 645.7705 | 146.7246 | 0 | -0.00027785 | -4604.7254 | -1346.6825 | 2417.7891 | 2886.3695 | 274.4576 | 372.7914 | 455.7214 | 1367.5832 | 594.4845 | 78.7513 | 653.6199 | 933.9292 | 20.8523 | 156.6455 | 813.9593 | 228.6118 | 0 | -0.001315 | -30943.4839 | -10049.1143 | 16065.0757 | 20316.5214 | 1980.3387 | 2630.6611 | 3063.3982 | 8950.6081 | 4051.0694 | 555.7212 | 4612.3714 | 6588.1233 | 137.8526 | 1105.3747 | 5698.7273 | 1618.3509 | 0 | 2025-07-01
2025-07-26 | -937.4873 | -4454.3718 | -1423.8753 | 2351.1263 | 2432.0693 | 157.5643 | 473.6892 | 1301.457 | 575.98 | 57.2953 | 594.5748 | 791.7561 | 15.2148 | 165.4552 | 682.8445 | 124.9287 | 0 | -1.8554e-05 | -4454.3718 | -1423.8753 | 2351.8837 | 2974.9394 | 157.6056 | 393.8185 | 473.6892 | 1301.457 | 576.7375 | 76.6001 | 690.4652 | 987.8182 | 21.671 | 165.4552 | 852.848 | 180.0818 | 0 | -0.000285 | -28190.1851 | -10322.0669 | 15020.1813 | 19653.5948 | 1207.8146 | 2630.6611 | 3024.6476 | 8231.8904 | 3763.6432 | 493.9321 | 4612.1401 | 6599.9263 | 132.4115 | 1105.1136 | 5644.9663 | 1065.1048 | 0 | 2025-07-01
2025-07-27 | -866.7586 | -3215.2739 | -1205.5918 | 1674.0771 | 1674.6362 | 205.3938 | 343.2114 | 898.2207 | 432.645 | 39.9012 | 417.246 | 533.5323 | 6.9705 | 122.9434 | 458.9953 | 95.0474 | 0 | -0.00013886 | -3215.2739 | -1205.5918 | 1674.8422 | 2247.8819 | 205.4606 | 292.6809 | 343.2114 | 898.2207 | 433.4101 | 61.8282 | 513.1364 | 729.377 | 11.6133 | 122.9434 | 629.7036 | 179.28 | 0 | -0.001129 | -27651.2256 | -11590.634 | 14514.8762 | 20142.9392 | 1953.382 | 2630.6611 | 2985.897 | 7727.5697 | 3801.4095 | 555.7211 | 4612.1401 | 6543.036 | 94.3202 | 1104.9831 | 5619.4063 | 1613.3324 | 0 | 2025-07-01
2025-07-28 | -806.5395 | -3924.577 | -1316.0059 | 2157.8292 | 1949.9481 | 326.2662 | 414.7478 | 1202.274 | 540.8074 | 37.3355 | 513.8989 | 681.2187 | 8.6671 | 146.1258 | 466.8521 | 95.8501 | 0 | 5.499e-05 | -3924.577 | -1316.0059 | 2158.6208 | 2407.8128 | 326.354 | 347.7954 | 414.7478 | 1202.274 | 541.599 | 49.1911 | 609.7941 | 870.88 | 12.9296 | 146.1258 | 578.1772 | 140.715 | 0 | 0.000483 | -28072.8104 | -9734.0405 | 15209.812 | 17397.4827 | 2568.8956 | 2630.6611 | 2947.1462 | 8329.5768 | 3933.0891 | 312.5931 | 4612.3714 | 6583.4758 | 90.0887 | 1105.1789 | 3800.4138 | 893.361 | 0 | 2025-07-01
2025-07-29 | -881.1445 | -3319.6209 | -1288.1496 | 1795.3941 | 1720.6846 | 210.5473 | 350.2394 | 990.6795 | 454.4752 | 39.843 | 426.9125 | 546.393 | 10.5383 | 125.2084 | 476.3981 | 95.3913 | 0 | -5.4042e-05 | -3319.6209 | -1288.1496 | 1796.177 | 2302.7888 | 210.6154 | 298.1894 | 350.2394 | 990.6795 | 455.2581 | 60.7471 | 522.8029 | 747.4152 | 18.1651 | 125.2084 | 653.362 | 175.0881 | 0 | -1e-05 | -27578.3483 | -12147.8955 | 14914.6397 | 20191.6148 | 1989.3282 | 2630.6611 | 2908.3956 | 8116.2696 | 3889.9745 | 520.981 | 4612.1401 | 6591.0584 | 152.3634 | 1104.0039 | 5710.4506 | 1500.6173 | 0 | 2025-07-01
2025-07-30 | -847.3467 | -2893.3341 | -1251.375 | 1575.6767 | 1451.7935 | 269.8922 | 287.463 | 876.77 | 411.4437 | 30.5732 | 375.3007 | 462.4149 | 6.8636 | 112.8773 | 399.6247 | 64.1391 | 0 | -8.9276e-05 | -2893.3341 | -1251.375 | 1576.4663 | 2029.5006 | 269.9896 | 268.7524 | 287.463 | 876.77 | 412.2333 | 49.4848 | 471.1911 | 674.3447 | 13.0454 | 112.8773 | 585.1444 | 123.4129 | 0 | -0.000577 | -27004.2387 | -12666.565 | 14561.3638 | 19631.3392 | 2847.439 | 2630.6611 | 2585.8495 | 8052.1116 | 3923.4027 | 447.6642 | 4612.1401 | 6600.1742 | 117.2961 | 1104.7224 | 5690.7423 | 1058.5999 | 0 | 2025-07-01
2025-07-31 | -862.8773 | -3102.4118 | -1615.1654 | 1858.6214 | 1799.2064 | 196.8721 | 309.507 | 1054.5667 | 494.5477 | 40.7041 | 445.813 | 577.6197 | 11.0146 | 129.7269 | 501.1262 | 93.2019 | 0 | -5.0093e-05 | -3102.4118 | -1615.1654 | 1859.4366 | 2352.2281 | 196.9431 | 308.9694 | 309.507 | 1054.5667 | 495.3629 | 59.0599 | 541.7034 | 777.9729 | 17.2332 | 129.7269 | 675.7166 | 150.8153 | 0 | -0.000838 | -24956.4822 | -13967.7895 | 14475.2775 | 19743.4357 | 2074.8966 | 2630.6611 | 2263.3035 | 8161.8147 | 4050.1593 | 463.1009 | 4612.1401 | 6638.3975 | 125.7603 | 1103.5469 | 5703.5323 | 1096.9576 | 0 | 2025-07-01
2025-08-01 | -677.8761 | -1660.7709 | -1027.6281 | 943.7964 | 954.05 | 112.6765 | 164.1131 | 511.5516 | 268.1317 | 17.0883 | 217.5149 | 306.6711 | 2.9793 | 51.3071 | 261.9972 | 96.4921 | 0 | 6.1955e-05 | -1660.7709 | -1027.6281 | 944.5683 | 1474.5034 | 112.7309 | 156.5965 | 164.1131 | 511.5516 | 268.9036 | 29.4009 | 311.5902 | 455.2108 | 5.9246 | 51.3071 | 397.3075 | 223.7623 | 0 | 0.000915 | -23583.4186 | -14364.8175 | 12759.7191 | 21324.49 | 1589.9719 | 2274.0559 | 2240.3165 | 6684.0552 | 3835.3474 | 416.2973 | 4524.8362 | 6608.7433 | 79.8733 | 691.936 | 5748.3437 | 3254.4604 | 0 | 2025-08-01
2025-08-02 | -752.0388 | -2323.3538 | -1360.7261 | 1075.217 | 1659.8126 | 197.0115 | 218.4249 | 495.9248 | 360.8674 | 38.2455 | 359.2012 | 512.2793 | 7.6962 | 106.2049 | 438.736 | 197.4495 | 0 | 4.536e-05 | -2323.3538 | -1360.7261 | 1075.933 | 2183.2414 | 197.08 | 227.8255 | 218.4249 | 495.9248 | 361.5834 | 53.9965 | 453.2669 | 660.8452 | 11.3151 | 106.2049 | 572.6936 | 324.9192 | 0 | 0.000406 | -22573.6769 | -13471.0159 | 10019.7751 | 21745.7027 | 2005.1595 | 2274.0559 | 2025.5849 | 4436.8353 | 3557.3549 | 531.9354 | 4524.3736 | 6602.7912 | 98.0264 | 1040.8311 | 5691.9371 | 3255.8079 | 0 | 2025-08-01
2025-08-03 | -665.2046 | -1825.437 | -854.1496 | 807.1257 | 1038.3222 | 168.9341 | 147.947 | 372.4469 | 286.7318 | 20.3069 | 245.911 | 346.3114 | 2.9787 | 35.0968 | 295.2741 | 92.4433 | 0 | -4.5666e-05 | -1825.437 | -854.1496 | 807.8772 | 1531.8167 | 169.0108 | 170.8819 | 147.947 | 372.4469 | 287.4833 | 33.9123 | 339.9766 | 492.2877 | 5.6416 | 35.0968 | 427.5803 | 197.3214 | 0 | -0.000391 | -23451.108 | -11428.7021 | 9946.478 | 20417.9378 | 2241.338 | 2274.0559 | 1810.8532 | 4401.9891 | 3733.6357 | 462.5525 | 4524.3736 | 6544.0945 | 72.6121 | 454.9172 | 5663.2204 | 2696.1675 | 0 | 2025-08-01
2025-08-04 | -640.9964 | -2389.6055 | -560.6385 | 954.7367 | 1180.6232 | 173.8877 | 148.8622 | 475.1047 | 330.7697 | 20.1984 | 281.3461 | 402.1553 | 5.1332 | 18.5902 | 346.6565 | 106.5434 | 0 | 0.00013119 | -2389.6055 | -560.6385 | 955.5167 | 1632.0922 | 173.9589 | 188.6763 | 148.8622 | 475.1047 | 331.5497 | 28.4159 | 375.4214 | 547.3436 | 7.8028 | 18.5902 | 479.3532 | 175.1651 | 0 | 0.0010179 | -27271.6718 | -6644.5022 | 10359.405 | 19201.0478 | 2081.6663 | 2274.0559 | 1596.1216 | 4887.7631 | 3875.5203 | 283.3134 | 4524.8362 | 6590.8133 | 73.8223 | 192.7266 | 5748.3437 | 1787.1924 | 0 | 2025-08-01
2025-08-05 | -750.9248 | -2838.611 | -928.6115 | 1178.864 | 1709.6907 | 127.7431 | 157.078 | 604.5971 | 417.1889 | 39.2183 | 364.9562 | 526.2129 | 8.3009 | 112.139 | 454.4437 | 204.4197 | 0 | 0.00012274 | -2838.611 | -928.6115 | 1179.6712 | 2229.0635 | 127.7916 | 230.6964 | 157.078 | 604.5971 | 417.9961 | 54.6694 | 459.0315 | 673.0592 | 12.5082 | 112.139 | 588.0062 | 329.6499 | 0 | 0.000991 | -26951.9428 | -9181.7771 | 10481.9207 | 21957.5274 | 1420.2169 | 2274.0559 | 1381.3899 | 5089.8769 | 4010.6539 | 531.9354 | 4524.8362 | 6644.6033 | 116.1794 | 1105.3747 | 5773.9037 | 3260.6947 | 0 | 2025-08-01
2025-08-06 | -737.2154 | -2994.1508 | -894.8673 | 1172.1449 | 1716.0599 | 263.598 | 150.6019 | 601.3955 | 420.1474 | 36.9237 | 363.2041 | 529.4197 | 9.0349 | 111.7156 | 458.4325 | 207.3293 | 0 | 3.7977e-05 | -2994.1508 | -894.8673 | 1172.9639 | 2222.5499 | 263.6886 | 229.8158 | 150.6019 | 601.3955 | 420.9665 | 50.5929 | 457.2794 | 672.1721 | 13.6211 | 111.7156 | 588.4996 | 328.6692 | 0 | 0.000119 | -28669.989 | -8843.3151 | 10620.3256 | 21969.3498 | 2649.5729 | 2274.0559 | 1347.9087 | 5202.9876 | 4069.4292 | 485.6801 | 4524.8362 | 6662.5333 | 130.7018 | 1105.44 | 5799.4637 | 3260.6947 | 0 | 2025-08-01
2025-08-07 | -754.1436 | -3246.8871 | -836.1741 | 1195.8426 | 1883.751 | 249.324 | 149.322 | 604.4293 | 442.0913 | 44.2202 | 400.1446 | 584.8928 | 10.9138 | 107.5058 | 501.2443 | 234.8295 | 0 | -0.00016649 | -3246.8871 | -836.1741 | 1196.6536 | 2388.6209 | 249.4054 | 248.3811 | 149.322 | 604.4293 | 442.9022 | 59.1091 | 494.2199 | 726.8613 | 15.4748 | 107.5058 | 629.947 | 355.5031 | 0 | -0.001342 | -29196.3375 | -7806.7587 | 10541.0485 | 21805.8051 | 2382.1854 | 2274.0559 | 1314.4276 | 5197.3624 | 4029.2585 | 531.9354 | 4524.8362 | 6662.5333 | 130.7018 | 921.2 | 5773.9037 | 3260.6947 | 0 | 2025-08-01
2025-08-08 | -757.4276 | -3037.0176 | -547.5658 | 1006.909 | 1616.4315 | 203.8152 | 139.628 | 513.6018 | 353.6793 | 38.1906 | 367.583 | 527.8325 | 9.7639 | 12.9593 | 456.3342 | 203.768 | 0 | 9.0482e-05 | -3037.0176 | -547.5658 | 1007.6022 | 2141.0695 | 203.8952 | 232.0165 | 139.628 | 513.6018 | 354.3725 | 52.5207 | 461.6583 | 677.4875 | 14.149 | 12.9593 | 591.3197 | 330.975 | 0 | 0.0011857 | -27886.9294 | -6915.3553 | 9248.5156 | 20940.1289 | 2339.5855 | 2274.0559 | 1280.9464 | 4523.1217 | 3444.4475 | 485.6801 | 4524.8362 | 6662.5329 | 119.2049 | 138.8364 | 5748.3437 | 3260.6947 | 0 | 2025-08-01
2025-08-09 | -717.9699 | -2278.3322 | -954.69 | 870.1105 | 1499.8965 | 145.0453 | 124.8762 | 443.2995 | 301.9349 | 33.7139 | 327.1093 | 466.1856 | 9.0098 | 87.5505 | 397.7666 | 178.5607 | 0 | -0.00014371 | -2278.3322 | -954.69 | 870.7551 | 2005.4718 | 145.1026 | 211.6925 | 124.8762 | 443.2995 | 302.5795 | 47.6384 | 421.175 | 607.9944 | 13.9413 | 87.5505 | 525.3401 | 301.8322 | 0 | -0.001128 | -24080.5484 | -9982.1592 | 8712.4785 | 21401.1893 | 1674.9828 | 2274.0559 | 1247.4652 | 4262.106 | 3202.9072 | 485.6801 | 4524.3736 | 6526.1645 | 137.963 | 865.1391 | 5609.9704 | 3251.8985 | 0 | 2025-08-01
2025-08-10 | -588.5425 | -1418.0922 | -430.2054 | 495.7343 | 667.9221 | 96.0986 | 74.4219 | 241.1387 | 180.1738 | 12.2914 | 169.7089 | 240.0911 | 1.6247 | 1.9185 | 191.8794 | 50.4081 | 0 | 9.2939e-05 | -1418.0922 | -430.2054 | 496.3498 | 1123.2054 | 96.1555 | 132.587 | 74.4219 | 241.1387 | 180.7892 | 24.0701 | 263.765 | 378.3349 | 2.9695 | 1.9185 | 310.7498 | 141.3977 | 0 | 0.0014692 | -23296.2762 | -7975.0575 | 8093.5351 | 19241.3843 | 1662.3599 | 2274.0559 | 1213.984 | 3821.5815 | 3057.9696 | 416.2971 | 4523.9111 | 6460.7322 | 38.1222 | 33.7913 | 5336.3037 | 2432.2268 | 0 | 2025-08-01
2025-08-11 | -602.7117 | -1984.0133 | -418.4582 | 669.4582 | 1002.0731 | 128.2284 | 95.5191 | 349.7715 | 224.1675 | 19.5557 | 225.5345 | 324.5079 | 5.0812 | 53.4763 | 278.0161 | 95.9014 | 0 | 0.0002234 | -1984.0133 | -418.4582 | 670.0788 | 1443.4788 | 128.2872 | 160.6269 | 95.5191 | 349.7715 | 224.7881 | 29.3106 | 319.6098 | 463.9138 | 7.3722 | 53.4763 | 404.0466 | 165.7495 | 0 | 0.002225 | -25979.9307 | -6045.8204 | 8441.7094 | 19591.9796 | 1718.0083 | 2274.0559 | 1180.5029 | 4177.6616 | 3083.545 | 346.9143 | 4524.8362 | 6539.1433 | 65.3509 | 593.2639 | 5646.1037 | 1876.3674 | 0 | 2025-08-01
2025-08-12 | -791.1289 | -3882.1018 | -866.5163 | 1385.2649 | 2177.1306 | 395.0937 | 185.6612 | 757.1576 | 442.446 | 50.755 | 489.8522 | 709.7852 | 14.0869 | 0.90012 | 614.4145 | 297.3365 | 0 | 0.00022303 | -3882.1018 | -866.5163 | 1385.9197 | 2674.0323 | 395.2006 | 293.4656 | 185.6612 | 757.1576 | 443.1009 | 63.7187 | 583.9275 | 849.1427 | 18.1465 | 0.90012 | 740.0297 | 418.1672 | 0 | 0.001433 | -27264.7562 | -7538.8437 | 8822.6046 | 20580.059 | 3126.8819 | 2274.0559 | 1147.0217 | 4421.8839 | 3253.6989 | 462.5525 | 4524.8362 | 6554.9533 | 116.1794 | 14.7392 | 5646.1037 | 3260.6947 | 0 | 2025-08-01
2025-08-13 | -879.1585 | -4862.7955 | -866.6563 | 1726.1785 | 2861.6643 | 262.4505 | 216.9156 | 952.8545 | 556.4084 | 69.2642 | 604.4605 | 870.8176 | 20.4739 | 163.4837 | 760.6151 | 372.5493 | 0 | 0.00014171 | -4862.7955 | -866.6563 | 1726.8665 | 3388.9947 | 262.5262 | 351.0645 | 216.9156 | 952.8545 | 557.0964 | 85.6896 | 698.5358 | 1018.9435 | 26.9033 | 163.4837 | 895.3093 | 500.1295 | 0 | 0.000401 | -28489.9837 | -7025.9591 | 9194.4698 | 21834.3902 | 2213.0273 | 2274.0559 | 1113.5406 | 4662.4784 | 3418.4508 | 555.063 | 4524.8362 | 6590.8133 | 174.2691 | 1005.9303 | 5722.7837 | 3260.6947 | 0 | 2025-08-01
2025-08-14 | -850.265 | -4441.0383 | -657.8999 | 1499.927 | 2576.5244 | 172.2217 | 189.582 | 825.9816 | 484.3635 | 61.9785 | 545.5224 | 783.5982 | 18.1821 | 156.2569 | 680.5547 | 330.4317 | 0 | -3.8269e-05 | -4441.0383 | -657.8999 | 1500.5875 | 3104.637 | 172.2697 | 321.4439 | 189.582 | 825.9816 | 485.024 | 78.4596 | 639.5977 | 932.2274 | 24.6334 | 156.2569 | 815.0167 | 458.4453 | 0 | -0.000286 | -28785.3429 | -5701.7046 | 8902.5492 | 21908.34 | 1402.1021 | 2274.0559 | 1101.1674 | 4519.607 | 3281.7747 | 555.063 | 4524.8362 | 6590.8133 | 174.2691 | 1105.44 | 5697.2237 | 3260.6947 | 0 | 2025-08-01
2025-08-15 | -798.7753 | -3200.2325 | -614.2758 | 1052.9494 | 1816.898 | 145.8856 | 134.7958 | 560.7273 | 357.4263 | 42.5203 | 394.4648 | 555.072 | 12.001 | 119.3528 | 477.9227 | 215.5645 | 0 | 1.9371e-05 | -3200.2325 | -614.2758 | 1053.6013 | 2369.4466 | 145.9339 | 245.5266 | 134.7958 | 560.7273 | 358.0782 | 59.9294 | 488.5401 | 712.0689 | 18.8156 | 119.3528 | 619.9548 | 350.7852 | 0 | 0.000672 | -28394.0668 | -6050.1643 | 8849.5134 | 21908.34 | 1412.3225 | 2274.0559 | 1114.6585 | 4495.8644 | 3238.9905 | 555.063 | 4524.8362 | 6590.8133 | 174.2691 | 1105.44 | 5697.2237 | 3260.6947 | 0 | 2025-08-01
2025-08-16 | -772.9985 | -2722.4702 | -698.3875 | 851.0748 | 1553.7636 | 243.0209 | 115.2244 | 442.6103 | 293.2401 | 36.1676 | 343.9342 | 476.6283 | 8.5193 | 103.8165 | 406.7014 | 177.9963 | 0 | 0.00018204 | -2722.4702 | -698.3875 | 851.6801 | 2105.9187 | 243.1073 | 220.1518 | 115.2244 | 442.6103 | 293.8455 | 53.7358 | 437.9999 | 633.7584 | 13.9635 | 103.8165 | 548.4787 | 314.166 | 0 | 0.001855 | -27447.5573 | -7446.3356 | 8362.1435 | 21730.8447 | 2526.8507 | 2274.0559 | 1128.1497 | 4226.3519 | 3007.6418 | 555.063 | 4524.3736 | 6545.8512 | 137.963 | 1070.7935 | 5642.9471 | 3253.8532 | 0 | 2025-08-01
2025-08-17 | -697.6712 | -1929.8847 | -504.3533 | 651.0744 | 913.455 | 172.0375 | 86.0671 | 334.0043 | 231.003 | 15.1376 | 217.1192 | 292.8989 | 3.0799 | 50.2552 | 247.84 | 87.1242 | 0 | 3.5968e-05 | -1929.8847 | -504.3533 | 651.7355 | 1453.9664 | 172.1268 | 156.4095 | 86.0671 | 334.0043 | 231.6641 | 27.3071 | 311.1849 | 448.3791 | 5.9381 | 50.2552 | 388.3155 | 222.5865 | 0 | 0.00041 | -27012.6403 | -7624.7902 | 8735.9373 | 21015.7909 | 2611.6468 | 2274.0559 | 1141.6408 | 4309.7229 | 3284.5736 | 385.4536 | 4524.3736 | 6502.7177 | 72.6121 | 676.1198 | 5609.4571 | 3245.057 | 0 | 2025-08-01
2025-08-18 | -658.927 | -1868.1867 | -611.6906 | 731.2003 | 960.9851 | 128.7648 | 92.7171 | 394.033 | 244.4502 | 19.561 | 226.2451 | 309.9412 | 3.8545 | 53.163 | 265.9198 | 82.3006 | 0 | 9.0767e-05 | -1868.1867 | -611.6906 | 731.8753 | 1458.1863 | 128.8317 | 160.9841 | 92.7171 | 394.033 | 245.1252 | 33.2723 | 320.3204 | 465.0924 | 7.2442 | 53.163 | 407.9457 | 171.1484 | 0 | 0.001191 | -25294.1164 | -8336.8314 | 9253.8757 | 20147.5325 | 1955.4848 | 2274.0559 | 1155.132 | 4745.0134 | 3353.7303 | 439.4248 | 4524.8362 | 6554.9533 | 87.1345 | 666.0312 | 5722.7837 | 2152.3689 | 0 | 2025-08-01
2025-08-19 | -725.6148 | -2751.084 | -697.2777 | 1038.3019 | 1506.9695 | 177.4755 | 129.8268 | 566.21 | 342.2652 | 31.9016 | 342.7262 | 477.4504 | 6.995 | 96.4842 | 411.3079 | 140.1042 | 0 | -1.3386e-05 | -2751.084 | -697.2777 | 1038.993 | 2012.3015 | 177.5429 | 219.5242 | 129.8268 | 566.21 | 342.9562 | 46.0365 | 436.8015 | 636.3732 | 10.444 | 96.4842 | 555.8198 | 230.3424 | 0 | -0.0003029 | -26921.0101 | -7280.5234 | 9488.0552 | 20467.8901 | 1971.5319 | 2274.0559 | 1168.6232 | 4885.8792 | 3433.5528 | 445.2076 | 4524.8362 | 6590.8133 | 87.1345 | 950.401 | 5722.7837 | 2146.7138 | 0 | 2025-08-01
2025-08-20 | -887.2777 | -3794.2706 | -1115.1821 | 1459.0007 | 2229.6196 | 333.5546 | 183.8281 | 814.9723 | 460.2003 | 52.562 | 488.9915 | 680.0872 | 13.5484 | 132.1434 | 591.95 | 270.3372 | 0 | 0.00013196 | -3794.2706 | -1115.1821 | 1459.6882 | 2823.0819 | 333.6497 | 293.033 | 183.8281 | 814.9723 | 460.8877 | 71.525 | 583.0668 | 851.6657 | 18.8062 | 132.1434 | 748.2471 | 417.6277 | 0 | 0.000935 | -27300.1416 | -9018.4715 | 9498.0056 | 21768.2202 | 2778.3323 | 2274.0559 | 1182.1143 | 4900.2067 | 3415.6846 | 555.063 | 4524.8362 | 6608.7433 | 123.4406 | 947.0988 | 5748.3437 | 3260.6947 | 0 | 2025-08-01
2025-08-21 | -858.9343 | -3733.0467 | -1068.7832 | 1285.7107 | 2290.1617 | 367.0231 | 171.2101 | 695.6999 | 418.8007 | 54.2799 | 493.0427 | 697.8348 | 15.6673 | 143.4358 | 602.3627 | 283.5385 | 0 | -0.00023283 | -3733.0467 | -1068.7832 | 1286.348 | 2853.284 | 367.1285 | 295.0691 | 171.2101 | 695.6999 | 419.438 | 72.0219 | 587.118 | 858.8971 | 22.6122 | 143.4358 | 747.8536 | 421.3453 | 0 | -0.00142 | -27323.7526 | -8999.677 | 8995.9613 | 21969.76 | 3083.651 | 2274.0559 | 1195.6055 | 4633.6281 | 3166.7277 | 555.063 | 4524.8362 | 6626.6733 | 174.2691 | 1105.44 | 5722.7837 | 3260.6947 | 0 | 2025-08-01
2025-08-22 | -825.0939 | -3315.8722 | -1199.0779 | 1165.6887 | 2074.7114 | 449.4562 | 158.9608 | 629.4744 | 377.2535 | 49.1613 | 448.6849 | 632.4507 | 14.0853 | 132.599 | 543.3487 | 254.3814 | 0 | 0.00033877 | -3315.8722 | -1199.0779 | 1166.3105 | 2626.2785 | 449.5854 | 272.7761 | 158.9608 | 629.4744 | 377.8753 | 66.5806 | 542.7602 | 789.018 | 20.9038 | 132.599 | 684.7353 | 389.6816 | 0 | 0.002033 | -26555.4486 | -10258.046 | 8894.1323 | 21864.85 | 3780.4584 | 2274.0559 | 1209.0966 | 4595.6224 | 3089.4133 | 555.063 | 4524.8362 | 6572.8833 | 174.2691 | 1105.44 | 5671.6637 | 3260.6947 | 0 | 2025-08-01
2025-08-23 | -704.3265 | -1724.0768 | -936.8599 | 654.0922 | 1149.0042 | 153.5138 | 94.7262 | 336.8031 | 222.5629 | 26.4851 | 258.3405 | 359.2495 | 5.9856 | 70.5188 | 304.2348 | 124.1899 | 0 | 2.7398e-05 | -1724.0768 | -936.8599 | 654.6709 | 1675.5472 | 153.5802 | 177.1385 | 94.7262 | 336.8031 | 223.1416 | 43.0097 | 352.3965 | 507.4216 | 10.8708 | 70.5188 | 438.3186 | 253.0111 | 0 | 0.000342 | -22113.5937 | -12044.7436 | 8462.7117 | 21480.2218 | 1941.3481 | 2274.0559 | 1222.5878 | 4364.7116 | 2875.4123 | 551.2074 | 4523.9111 | 6522.0411 | 130.7018 | 867.3996 | 5635.0171 | 3249.9438 | 0 | 2025-08-01
2025-08-24 | -552.9278 | -907.9262 | -440.7626 | 333.2884 | 389.4847 | 72.9879 | 49.1183 | 157.9983 | 126.1717 | 6.4051 | 101.9606 | 136.9623 | -0.17811 | 11.9102 | 112.1749 | 20.2497 | 0 | 8.6331e-05 | -907.9262 | -440.7626 | 333.886 | 841.8893 | 73.0403 | 99.8733 | 49.1183 | 157.9983 | 126.7693 | 18.1145 | 193.4475 | 276.1696 | 0.8899 | 11.9102 | 238.2067 | 103.1509 | 0 | 0.0023191 | -21412.3494 | -9658.1911 | 8432.5656 | 18832.0896 | 1531.8317 | 2274.0559 | 1236.079 | 4227.3326 | 2969.1541 | 397.0193 | 4400.3431 | 6236.3422 | 29.0448 | 248.7626 | 5394.0083 | 2126.5694 | 0 | 2025-08-01
2025-08-25 | -678.259 | -2042.0483 | -747.7457 | 748.2731 | 1170.3506 | 192.9114 | 107.9397 | 401.2262 | 239.1072 | 25.286 | 271.6434 | 384.3609 | 4.013 | 32.9995 | 329.4465 | 122.6013 | 0 | 5.1252e-05 | -2042.0483 | -747.7457 | 748.8614 | 1664.1369 | 192.9958 | 183.8 | 107.9397 | 401.2262 | 239.6955 | 38.3329 | 365.7187 | 532.4885 | 6.9697 | 32.9995 | 464.591 | 223.0367 | 0 | 0.000544 | -24501.0833 | -9206.4265 | 8739.5132 | 20226.1327 | 2467.8085 | 2274.0559 | 1249.5701 | 4567.0165 | 2922.9266 | 439.4249 | 4524.8362 | 6572.8833 | 79.8733 | 330.9066 | 5722.7837 | 2555.4248 | 0 | 2025-08-01
2025-08-26 | -884.6703 | -4035.1516 | -1416.801 | 1428.9057 | 2568.2956 | 570.081 | 204.4145 | 793.2173 | 431.2739 | 56.408 | 553.0744 | 781.9112 | 16.5595 | 158.1019 | 676.3191 | 325.9215 | 0 | 0.00028779 | -4035.1516 | -1416.801 | 1429.4954 | 3127.0047 | 570.2136 | 325.2393 | 204.4145 | 793.2173 | 431.8636 | 71.2581 | 647.1497 | 942.0818 | 22.3724 | 158.1019 | 821.7054 | 464.3354 | 0 | 0.001909 | -26462.5057 | -10298.2826 | 8840.2908 | 21768.8546 | 3877.5889 | 2274.0559 | 1263.0613 | 4647.5101 | 2929.7194 | 462.5525 | 4524.8362 | 6572.8833 | 145.2242 | 1105.44 | 5697.2237 | 3260.6947 | 0 | 2025-08-01
2025-08-27 | -1028.4596 | -5418.3466 | -1713.1533 | 1988.1719 | 3424.5465 | 690.322 | 275.5438 | 1127.2038 | 585.4243 | 82.8711 | 741.4482 | 1039.7741 | 24.4982 | 204.1226 | 885.1094 | 446.7229 | 0 | -0.00013185 | -5418.3466 | -1713.1533 | 1988.7842 | 4032.3444 | 690.4605 | 419.9107 | 275.5438 | 1127.2038 | 586.0367 | 102.4939 | 835.5235 | 1216.1474 | 32.1793 | 204.1226 | 1042.7391 | 599.1387 | 0 | -0.000393 | -27630.9094 | -9714.5869 | 9206.8918 | 21813.73 | 4050.8182 | 2274.0559 | 1276.5525 | 4887.8896 | 3042.4498 | 555.063 | 4524.8362 | 6572.8833 | 174.2691 | 1105.44 | 5620.5437 | 3260.6947 | 0 | 2025-08-01
2025-08-28 | -952.7142 | -5284.9797 | -1104.1831 | 1695.6031 | 3373.4123 | 367.4332 | 254.4839 | 935.142 | 505.9772 | 83.648 | 728.565 | 1043.4264 | 24.9247 | 200.9751 | 835.9073 | 455.9657 | 0 | 0.00015305 | -5284.9797 | -1104.1831 | 1696.1558 | 3912.0643 | 367.5069 | 413.436 | 254.4839 | 935.142 | 506.5299 | 100.9135 | 822.6403 | 1199.1286 | 31.6831 | 200.9751 | 966.6524 | 590.0713 | 0 | 0.000761 | -27546.3004 | -6984.1305 | 8552.6597 | 21550.5 | 2153.216 | 2274.0559 | 1290.0436 | 4516.6648 | 2745.9513 | 555.063 | 4524.8362 | 6590.8133 | 174.2691 | 1105.44 | 5339.3837 | 3260.6947 | 0 | 2025-08-01
2025-08-29 | -1153.4531 | -7822.589 | -1790.4851 | 2920.7964 | 5246.3365 | 292.4881 | 431.5828 | 1706.9866 | 782.2269 | 132.1475 | 1124.6354 | 1619.6199 | 40.1451 | 297.7371 | 1295.8748 | 736.1768 | 0 | -0.00042214 | -7822.589 | -1790.4851 | 2921.3519 | 5786.6985 | 292.5333 | 612.4898 | 431.5828 | 1706.9866 | 782.7825 | 149.4996 | 1218.7106 | 1775.5832 | 46.9373 | 297.7371 | 1427.2757 | 870.955 | 0 | -0.00104 | -25741.9268 | -8062.2174 | 8674.3693 | 21532.57 | 1323.148 | 2274.0559 | 1303.5347 | 4610.6361 | 2760.1984 | 555.063 | 4524.8362 | 6572.8833 | 174.2691 | 1105.44 | 5339.3837 | 3260.6947 | 0 | 2025-08-01
2025-08-30 | -947.1964 | -3712.417 | -2540.9369 | 1685.2862 | 3123.1582 | 497.7131 | 256.8942 | 957.3176 | 471.0744 | 77.139 | 681.6257 | 962.0265 | 22.8227 | 189.2315 | 774.4946 | 415.8182 | 0 | 0.00018666 | -3712.417 | -2540.9369 | 1685.8231 | 3679.853 | 497.8167 | 389.8614 | 256.8942 | 957.3176 | 471.6113 | 95.1593 | 775.6962 | 1123.2419 | 29.8765 | 189.2315 | 910.9449 | 555.7027 | 0 | 0.000992 | -21111.3831 | -14218.3969 | 8525.219 | 21501.3404 | 3029.1657 | 2274.0559 | 1317.0259 | 4540.5515 | 2667.6416 | 555.063 | 4524.6049 | 6547.6803 | 174.2691 | 1102.1127 | 5338.8704 | 3258.74 | 0 | 2025-08-01
2025-08-31 | -730.851 | -1766.4049 | -1020.9817 | 729.2244 | 1132.7884 | 194.5226 | 114.2638 | 391.0422 | 223.9184 | 22.8685 | 268.351 | 362.2155 | 4.5732 | 63.9393 | 290.4083 | 120.4327 | 0 | 6.4386e-05 | -1766.4049 | -1020.9817 | 729.7757 | 1680.8391 | 194.6123 | 182.1595 | 114.2638 | 391.0422 | 224.4697 | 37.8605 | 362.4166 | 521.8304 | 8.4855 | 63.9393 | 426.5995 | 259.7073 | 0 | 0.000659 | -21421.1482 | -12818.725 | 8422.2834 | 20920.923 | 2622.6116 | 2274.0559 | 1330.5171 | 4352.5352 | 2739.231 | 462.5525 | 4524.3736 | 6502.7177 | 96.8161 | 747.1888 | 5337.3304 | 3249.9438 | 0 | 2025-08-01
2025-09-01 | -713.7522 | -1827.9949 | -793.8477 | 757.4079 | 1004.4362 | 146.2464 | 116.7486 | 437.1619 | 203.4973 | 20.6311 | 243.5635 | 311.2054 | 4.3608 | 63.1206 | 263.8385 | 97.7164 | 0 | 8.9168e-05 | -1827.9949 | -793.8477 | 757.934 | 1583.6541 | 146.3176 | 133.9371 | 116.7486 | 437.1619 | 204.0234 | 37.5097 | 336.5303 | 477.0074 | 8.8268 | 63.1206 | 414.9604 | 245.699 | 0 | 0.00052 | -22847.0492 | -10936.7788 | 9008.6186 | 20914.0134 | 2081.5444 | 1779.6521 | 1351.5238 | 5043.245 | 2613.8499 | 484.8284 | 4471.5246 | 6355.382 | 104.4336 | 738.1585 | 5527.23 | 3232.4563 | 0 | 2025-09-01
2025-09-02 | -886.7127 | -4434.3043 | -1301.7604 | 1727.5178 | 2711.2733 | 410.561 | 263.4259 | 1051.2046 | 412.8873 | 64.393 | 600.2806 | 807.2603 | 16.8989 | 167.44 | 695.2552 | 359.7452 | 0 | 0.00028594 | -4434.3043 | -1301.7604 | 1728.0209 | 3321.4906 | 410.6557 | 275.8979 | 263.4259 | 1051.2046 | 413.3904 | 82.858 | 693.2523 | 980.4162 | 23.0199 | 167.44 | 853.0781 | 521.4261 | 0 | 0.001542 | -25425.4679 | -9709.0834 | 9160.1479 | 21426.8723 | 2767.8805 | 1779.6521 | 1349.356 | 5311.3724 | 2499.4194 | 507.9156 | 4471.7558 | 6356.0128 | 137.0692 | 1044.0406 | 5527.764 | 3382.3143 | 0 | 2025-09-01
2025-09-03 | -1224.7254 | -10376.8841 | -2545.9728 | 4092.986 | 6915.2733 | 689.8722 | 634.3215 | 2518.1844 | 940.4801 | 174.4605 | 1473.7743 | 2042.7214 | 48.0528 | 387.3073 | 1770.7518 | 1018.2053 | 0 | 0.0010759 | -10376.8841 | -2545.9728 | 4093.4835 | 7515.9044 | 689.9426 | 623.5275 | 634.3215 | 2518.1844 | 940.9776 | 194.1336 | 1566.746 | 2211.8335 | 54.8848 | 387.3073 | 1924.889 | 1176.1103 | 0 | 0.000563 | -26061.9757 | -8420.4512 | 9091.5264 | 21554.0272 | 2057.2218 | 1779.6521 | 1347.1883 | 5272.5795 | 2471.7586 | 554.0898 | 4471.7558 | 6356.0128 | 156.6505 | 1105.44 | 5527.764 | 3382.3143 | 0 | 2025-09-01
2025-09-04 | -802.9337 | -2554.263 | -1188.6597 | 985.1194 | 1664.7445 | 290.1251 | 147.3265 | 577.2452 | 260.5476 | 38.1576 | 382.3578 | 499.9243 | 9.4472 | 111.9578 | 427.6177 | 195.2821 | 0 | -9.1227e-05 | -2554.263 | -1188.6597 | 985.6131 | 2277.9127 | 290.2223 | 189.1745 | 147.3265 | 577.2452 | 261.0414 | 57.5894 | 475.3247 | 674.2076 | 15.902 | 111.9578 | 586.4701 | 356.4611 | 0 | -0.001166 | -23670.4759 | -11395.9309 | 9049.4117 | 21395.483 | 2841.8589 | 1779.6521 | 1345.0205 | 5251.2157 | 2453.1755 | 531.0027 | 4471.5246 | 6355.382 | 143.5963 | 1017.0892 | 5527.23 | 3349.6582 | 0 | 2025-09-01
2025-09-05 | -843.292 | -2931.8186 | -1286.8509 | 1181.6249 | 1983.947 | 209.8056 | 185.2938 | 703.9435 | 292.3876 | 45.432 | 455.0138 | 593.3325 | 11.4073 | 127.881 | 508.7629 | 242.1177 | 0 | -0.00034681 | -2931.8186 | -1286.8509 | 1182.0969 | 2608.6136 | 209.8736 | 218.0851 | 185.2938 | 703.9435 | 292.8596 | 62.8171 | 547.9855 | 774.9184 | 16.6041 | 127.881 | 674.2713 | 404.1362 | 0 | -0.001922 | -22452.2149 | -11169.3386 | 8741.7075 | 21112.1069 | 1988.0851 | 1779.6521 | 1342.8528 | 5053.9018 | 2344.9529 | 455.9697 | 4471.7558 | 6355.382 | 110.9607 | 959.5887 | 5527.23 | 3231.22 | 0 | 2025-09-01
2025-09-06 | -796.22 | -2349.9993 | -1255.7528 | 887.67 | 1660.489 | 261.373 | 144.7395 | 513.8813 | 229.0493 | 38.4411 | 378.4556 | 497.0221 | 9.3718 | 116.5391 | 425.2012 | 195.458 | 0 | 6.0676e-05 | -2349.9993 | -1255.7528 | 888.1093 | 2268.5661 | 261.46 | 187.6168 | 144.7395 | 513.8813 | 229.4885 | 58.414 | 471.4273 | 668.7109 | 16.019 | 116.5391 | 581.6868 | 355.769 | 0 | 0.000419 | -22037.2158 | -12104.314 | 8271.9355 | 21547.5001 | 2542.4426 | 1779.6521 | 1340.685 | 4748.7555 | 2182.495 | 554.0898 | 4471.7558 | 6356.0128 | 150.1234 | 1105.44 | 5527.764 | 3382.3143 | 0 | 2025-09-01
2025-09-07 | -745.947 | -1745.6365 | -925.3561 | 651.8698 | 1104.6733 | 168.5026 | 107.3993 | 362.2416 | 182.2289 | 24.2062 | 263.3929 | 335.0302 | 2.4576 | 86.2061 | 284.2109 | 109.1693 | 0 | 2.9918e-05 | -1745.6365 | -925.3561 | 652.3301 | 1708.2627 | 168.5752 | 141.8246 | 107.3993 | 362.2416 | 182.6892 | 44.1567 | 356.3646 | 506.527 | 5.6331 | 86.2061 | 440.5216 | 268.8537 | 0 | 0.000374 | -21764.0412 | -11710.1578 | 8136.6985 | 21434.3249 | 2123.5238 | 1779.6521 | 1338.5173 | 4511.0306 | 2287.1507 | 554.0897 | 4471.7558 | 6356.0128 | 71.7981 | 1080.0223 | 5527.764 | 3372.8821 | 0 | 2025-09-01
2025-09-08 | -763.9273 | -2115.931 | -878.0732 | 726.7299 | 1283.1935 | 220.1536 | 122.4089 | 421.0572 | 183.2638 | 28.7536 | 300.2279 | 386.1086 | 5.8326 | 97.1731 | 328.7193 | 136.3784 | 0 | -0.00023502 | -2115.931 | -878.0732 | 727.1485 | 1890.1341 | 220.2374 | 156.4841 | 122.4089 | 421.0572 | 183.6824 | 48.7209 | 393.1996 | 557.7333 | 11.6111 | 97.1731 | 485.1484 | 296.5478 | 0 | -0.002413 | -23517.4434 | -10226.2401 | 7988.1853 | 21524.4582 | 2451.3855 | 1779.6521 | 1336.3495 | 4572.1535 | 2079.6823 | 554.0897 | 4471.7558 | 6355.382 | 130.542 | 1105.1793 | 5527.23 | 3380.2793 | 0 | 2025-09-01
2025-09-09 | -822.0558 | -2982.8598 | -1131.5392 | 1031.1614 | 1975.6439 | 285.5379 | 172.5529 | 604.1457 | 254.4628 | 46.6132 | 444.3926 | 589.7163 | 11.558 | 132.8296 | 505.9054 | 244.6289 | 0 | 6.3527e-05 | -2982.8598 | -1131.5392 | 1031.5836 | 2583.335 | 285.6223 | 213.8581 | 172.5529 | 604.1457 | 254.8851 | 66.5841 | 537.3643 | 761.3888 | 17.9155 | 132.8296 | 662.3763 | 404.8764 | 0 | 8.8e-05 | -23939.8095 | -9901.2173 | 8053.2051 | 21539.8902 | 2468.2795 | 1779.6521 | 1334.1817 | 4621.0887 | 2097.9348 | 554.0897 | 4471.7558 | 6356.0128 | 143.5963 | 1105.3747 | 5527.764 | 3381.2968 | 0 | 2025-09-01
2025-09-10 | -728.8822 | -2208.1535 | -934.8221 | 787.9987 | 1433.0126 | 193.0821 | 130.0623 | 459.6102 | 198.3263 | 32.675 | 324.379 | 433.0402 | 7.9417 | 100.5875 | 370.069 | 164.3202 | 0 | -3.3121e-05 | -2208.1535 | -934.8221 | 788.4242 | 1995.2987 | 193.157 | 166.0956 | 130.0623 | 459.6102 | 198.7518 | 50.3995 | 417.3507 | 592.0115 | 13.8295 | 100.5875 | 514.9651 | 306.155 | 0 | -0.000354 | -23200.0002 | -10211.4614 | 8112.2863 | 21329.9155 | 2189.6074 | 1779.6521 | 1332.014 | 4666.1371 | 2114.1352 | 531.0027 | 4471.7558 | 6355.382 | 143.5963 | 1069.8632 | 5527.23 | 3231.0855 | 0 | 2025-09-01
2025-09-11 | -634.1539 | -2017.3578 | -805.967 | 750.9463 | 1276.5916 | 161.633 | 120.3296 | 442.0167 | 188.6 | 27.5351 | 290.5507 | 399.2457 | 6.0442 | 86.0109 | 341.2994 | 125.9056 | 0 | 5.7815e-05 | -2017.3578 | -805.967 | 751.3858 | 1757.6011 | 161.7 | 152.6379 | 120.3296 | 442.0167 | 189.0395 | 40.9599 | 383.5176 | 543.75 | 9.8149 | 86.0109 | 473.0094 | 220.5383 | 0 | 0.000452 | -22958.5077 | -9336.0181 | 8326.7936 | 20230.3356 | 1957.745 | 1779.6521 | 1325.4487 | 4817.6764 | 2183.6685 | 442.4556 | 4471.5246 | 6355.382 | 101.1701 | 963.4232 | 5527.23 | 2369.1501 | 0 | 2025-09-01
2025-09-12 | -673.468 | -1827.5775 | -897.219 | 674.4645 | 1190.4921 | 186.3718 | 108.7885 | 393.8875 | 171.7885 | 24.546 | 267.1995 | 363.998 | 5.4067 | 84.5385 | 310.4841 | 134.3193 | 0 | 8.7893e-05 | -1827.5775 | -897.219 | 674.8936 | 1720.111 | 186.4486 | 143.3434 | 108.7885 | 393.8875 | 172.2175 | 38.6954 | 360.1664 | 511.1518 | 9.5561 | 84.5385 | 444.609 | 271.3938 | 0 | 0.000936 | -22422.6906 | -11102.5437 | 8172.0305 | 21330.5144 | 2243.0382 | 1779.6521 | 1312.9394 | 4727.2881 | 2131.803 | 457.9403 | 4471.5246 | 6355.382 | 109.329 | 1035.154 | 5527.23 | 3373.9546 | 0 | 2025-09-01
2025-09-13 | -640.0924 | -1442.9812 | -826.604 | 546.3856 | 970 | 113.1072 | 90.9568 | 316.0601 | 139.3687 | 20.7325 | 218.1366 | 299.4889 | 3.1805 | 71.6612 | 254.5671 | 102.2333 | 0 | 3.1527e-06 | -1442.9812 | -826.604 | 546.7919 | 1485.8188 | 113.1608 | 123.8137 | 90.9568 | 316.0601 | 139.775 | 35.8681 | 311.1083 | 441.6941 | 6.2924 | 71.6612 | 384.18 | 235.0146 | 0 | 2.1e-05 | -20684.0473 | -11837.7911 | 7832.8008 | 21341.4479 | 1567.9376 | 1779.6521 | 1300.4302 | 4513.6359 | 2018.7348 | 506.9513 | 4471.7558 | 6356.0128 | 84.8523 | 1011.7973 | 5527.764 | 3382.3143 | 0 | 2025-09-01
2025-09-14 | -600.3484 | -1066.9564 | -583.0346 | 413.8055 | 546.5281 | 89.309 | 65.4131 | 232.2751 | 116.1173 | 10.1028 | 136.5844 | 184.4214 | 0.33345 | 20.1666 | 154.4571 | 40.4623 | 0 | -1.2992e-05 | -1066.9564 | -583.0346 | 414.2643 | 1055.001 | 89.3678 | 91.3578 | 65.4131 | 232.2751 | 116.5761 | 23.8618 | 229.5561 | 326.3498 | 1.2891 | 20.1666 | 283.8177 | 169.9599 | 0 | -0.000247 | -20872.973 | -11316.0409 | 8152.3353 | 20539.2549 | 1717.7714 | 1779.6521 | 1287.9209 | 4584.5524 | 2279.862 | 461.7412 | 4471.7558 | 6356.0128 | 26.1084 | 390.6577 | 5527.764 | 3305.215 | 0 | 2025-09-01
2025-09-15 | -633.1237 | -1607.1878 | -709.9705 | 574.7663 | 894.2249 | 215.0433 | 89.5329 | 340.9166 | 144.3168 | 20.4997 | 205.9221 | 281.6992 | 2.9371 | 51.9809 | 239.1366 | 92.0494 | 0 | -0.00019177 | -1607.1878 | -709.9705 | 575.1987 | 1407.8556 | 215.1512 | 118.9526 | 89.5329 | 340.9166 | 144.7492 | 37.0356 | 298.8938 | 423.8296 | 5.3298 | 51.9809 | 368.6829 | 222.103 | 0 | -0.002726 | -23182.8387 | -10955.382 | 8223.6764 | 20981.6502 | 3153.2393 | 1779.6521 | 1275.4116 | 4799.8139 | 2148.4509 | 554.0895 | 4471.7558 | 6355.382 | 65.271 | 693.8274 | 5527.23 | 3314.0944 | 0 | 2025-09-01
2025-09-16 | -673.5917 | -1987.2857 | -911.7523 | 717.4014 | 1263.8229 | 244.222 | 110.4424 | 426.3896 | 180.5694 | 29.5925 | 280.8729 | 386.2603 | 7.164 | 82.3133 | 330.0757 | 147.5442 | 0 | 9.3066e-05 | -1987.2857 | -911.7523 | 717.8345 | 1788.0929 | 244.3294 | 148.7812 | 110.4424 | 426.3896 | 181.0025 | 46.3226 | 373.8446 | 530.0606 | 12.732 | 82.3133 | 461.1546 | 281.6654 | 0 | 0.000831 | -23186.4406 | -11354.4522 | 8235.397 | 21385.6227 | 3140.2218 | 1779.6521 | 1262.9023 | 4820.3475 | 2152.1472 | 554.0897 | 4471.7558 | 6355.382 | 150.1234 | 948.2635 | 5527.764 | 3378.2443 | 0 | 2025-09-01
2025-09-17 | -695.8887 | -2200.0269 | -987.5493 | 788.9619 | 1435.714 | 267.0115 | 121.8589 | 470.2879 | 196.8151 | 32.929 | 318.3408 | 435.943 | 7.9499 | 94.8562 | 373.1978 | 172.4974 | 0 | -7.0536e-05 | -2200.0269 | -987.5493 | 789.3901 | 1967.3853 | 267.1081 | 163.6925 | 121.8589 | 470.2879 | 197.2433 | 49.3046 | 411.3125 | 582.8156 | 13.3895 | 94.8562 | 507.0772 | 308.6298 | 0 | -0.000438 | -23163.085 | -10937.862 | 8134.1336 | 21362.6669 | 2824.494 | 1779.6521 | 1251.1487 | 4755.3295 | 2127.6554 | 531.0026 | 4471.7558 | 6355.382 | 143.5963 | 976.0793 | 5527.764 | 3357.0869 | 0 | 2025-09-01
2025-09-18 | -706.7092 | -1997.5526 | -1025.4077 | 698.2769 | 1289.733 | 328.2412 | 111.4652 | 408.2583 | 178.5534 | 27.074 | 292.4458 | 392.5491 | 6.4673 | 89.633 | 335.0053 | 146.5585 | 0 | -7.7475e-06 | -1997.5526 | -1025.4077 | 698.6952 | 1842.502 | 328.3761 | 153.387 | 111.4652 | 408.2583 | 178.9717 | 42.8017 | 385.4175 | 547.0453 | 11.4091 | 89.633 | 475.8225 | 290.373 | 0 | -0.0001 | -22928.7882 | -12136.43 | 7991.4851 | 21348.8249 | 3945.256 | 1779.6521 | 1272.3779 | 4640.7786 | 2078.3286 | 484.8285 | 4471.7558 | 6355.382 | 124.015 | 1014.017 | 5527.23 | 3371.5966 | 0 | 2025-09-01
2025-09-19 | -598.3068 | -1362.6366 | -705.2335 | 506.1838 | 733.5315 | 229.848 | 80.8141 | 296.3962 | 128.9735 | 14.1335 | 175.8896 | 238.7303 | 2.5182 | 42.3277 | 201.705 | 58.2271 | 0 | -3.057e-05 | -1362.6366 | -705.2335 | 506.6154 | 1224.2679 | 229.9827 | 107.0041 | 80.8141 | 296.3962 | 129.4051 | 27.9788 | 268.8565 | 381.523 | 5.884 | 42.3277 | 331.8565 | 165.8415 | 0 | -0.000573 | -22365.6902 | -11867.2926 | 8209.0414 | 20307.4403 | 3936.8484 | 1779.6521 | 1306.3145 | 4758.1631 | 2144.5638 | 461.7413 | 4471.5246 | 6354.7512 | 91.3794 | 672.5627 | 5526.696 | 2728.7851 | 0 | 2025-09-01
2025-09-20 | -584.5052 | -1514.5868 | -887.3258 | 576.7746 | 966.3429 | 274.2898 | 97.7108 | 334.2288 | 144.835 | 23.2457 | 223.5465 | 319.5126 | 4.2971 | 13.9299 | 272.54 | 109.271 | 0 | -5.0916e-05 | -1514.5868 | -887.3258 | 577.1871 | 1424.33 | 274.4287 | 125.9667 | 97.7108 | 334.2288 | 145.2475 | 37.0582 | 316.5182 | 449.0404 | 7.6767 | 13.9299 | 390.598 | 209.5085 | 0 | -0.000681 | -21005.6371 | -12736.3336 | 7943.5823 | 19958.4832 | 4060.2524 | 1779.6521 | 1340.2511 | 4553.5326 | 2049.7986 | 507.9156 | 4471.7558 | 6356.0128 | 101.1705 | 192.7266 | 5527.764 | 2801.1379 | 0 | 2025-09-01
2025-09-21 | -609.9569 | -1532.5555 | -915.9949 | 590.7256 | 1036.5889 | 211.279 | 98.6143 | 329.0416 | 163.0697 | 24.062 | 223.6015 | 319.4863 | 5.0111 | 74.3493 | 272.4216 | 117.6571 | 0 | -7.6073e-05 | -1532.5555 | -915.9949 | 591.1882 | 1519.991 | 211.3825 | 125.9886 | 98.6143 | 329.0416 | 163.5323 | 39.2262 | 316.5732 | 449.8393 | 9.3996 | 74.3493 | 391.2318 | 239.3716 | 0 | -0.001007 | -21429.8842 | -13088.9855 | 8244.1458 | 21466.6376 | 3028.4332 | 1779.6521 | 1374.1877 | 4571.5637 | 2298.3945 | 554.0897 | 4471.7558 | 6356.0128 | 130.542 | 1044.1588 | 5527.764 | 3382.3143 | 0 | 2025-09-01
2025-09-22 | -618.8431 | -1835.3239 | -845.4304 | 661.8877 | 1131.3819 | 268.6417 | 110.2118 | 383.8299 | 167.8461 | 26.5478 | 243.6949 | 347.2437 | 6.5262 | 78.4621 | 296.6224 | 132.2848 | 0 | 0.00014525 | -1835.3239 | -845.4304 | 662.3348 | 1615.6686 | 268.7658 | 133.9853 | 110.2118 | 383.8299 | 168.2932 | 41.7159 | 336.6666 | 477.6185 | 11.7938 | 78.4621 | 415.454 | 253.9577 | 0 | 0.001785 | -23664.9014 | -11705.5566 | 8493.9538 | 21469.4489 | 3627.405 | 1779.6521 | 1408.1242 | 4864.1739 | 2221.6558 | 554.0897 | 4471.7558 | 6355.382 | 156.6504 | 1024.0616 | 5527.23 | 3380.2793 | 0 | 2025-09-01
2025-09-23 | -666.7514 | -2263.0608 | -783.6009 | 790.3 | 1386.8415 | 202.7688 | 135.2058 | 458.0042 | 197.0899 | 32.9163 | 302.7402 | 422.3462 | 8.2655 | 89.9961 | 361.6554 | 168.9219 | 0 | -1.5551e-05 | -2263.0608 | -783.6009 | 790.7454 | 1895.5782 | 202.8543 | 157.4839 | 135.2058 | 458.0042 | 197.5353 | 49.0322 | 395.7118 | 560.867 | 13.8622 | 89.9961 | 487.9117 | 298.1971 | 0 | -0.000616 | -24366.0922 | -9816.0571 | 8486.0694 | 21417.5917 | 2498.8355 | 1779.6521 | 1442.0608 | 4831.0088 | 2212.9998 | 554.0897 | 4471.7558 | 6355.382 | 156.6505 | 972.2043 | 5527.23 | 3380.2793 | 0 | 2025-09-01
2025-09-24 | -656.5531 | -2120.5905 | -980.9251 | 776.8999 | 1399.6654 | 268.3972 | 134.9711 | 445.0666 | 196.8622 | 33.1972 | 302.0404 | 425.0772 | 7.7688 | 95.7792 | 364.1146 | 171.688 | 0 | 6.32e-05 | -2120.5905 | -980.9251 | 777.3474 | 1898.4622 | 268.5006 | 157.2054 | 134.9711 | 445.0666 | 197.3098 | 48.9455 | 395.0121 | 560.4383 | 12.7821 | 95.7792 | 487.4909 | 298.0142 | 0 | 0.000583 | -23551.9995 | -11303.7115 | 8535.8248 | 21516.8939 | 3023.3409 | 1779.6521 | 1475.9974 | 4836.1087 | 2223.7187 | 554.0897 | 4471.7558 | 6355.382 | 143.5963 | 1084.5607 | 5527.23 | 3380.2793 | 0 | 2025-09-01
2025-09-25 | -636.4566 | -1842.8936 | -895.9224 | 698.3557 | 1225.245 | 178.7587 | 123.7654 | 396.647 | 177.9433 | 28.7637 | 264.7616 | 374.0571 | 6.2631 | 86.4105 | 319.7781 | 145.211 | 0 | 0.00012543 | -1842.8936 | -895.9224 | 698.803 | 1718.808 | 178.8359 | 142.3693 | 123.7654 | 396.647 | 178.3907 | 44.3263 | 357.7333 | 507.8226 | 10.7669 | 86.4105 | 441.7001 | 270.0482 | 0 | 0.001466 | -22815.8687 | -11270.1158 | 8550.6986 | 21500.2803 | 2255.355 | 1779.6521 | 1509.934 | 4818.0597 | 2222.7049 | 554.0897 | 4471.7558 | 6355.382 | 130.5421 | 1081.0013 | 5527.23 | 3380.2793 | 0 | 2025-09-01
2025-09-26 | -598.2793 | -1554.3831 | -979.9416 | 629.3916 | 1077.5589 | 229.0949 | 113.4218 | 354.1594 | 161.8104 | 23.657 | 231.1785 | 334.0131 | 4.9899 | 71.7059 | 285.2398 | 126.7746 | 0 | -1.8796e-05 | -1554.3831 | -979.9416 | 629.8416 | 1546.273 | 229.2028 | 129.0073 | 113.4218 | 354.1594 | 162.2604 | 36.5203 | 324.1454 | 460.3714 | 8.6061 | 71.7059 | 400.4104 | 244.5135 | 0 | -0.000292 | -21291.5883 | -13519.0228 | 8589.403 | 21288.3325 | 3153.2232 | 1779.6521 | 1543.8706 | 4809.8096 | 2235.7229 | 484.8285 | 4471.5246 | 6355.382 | 110.9608 | 963.4346 | 5527.23 | 3374.9721 | 0 | 2025-09-01
2025-09-27 | -550.7773 | -1533.8135 | -1089.8795 | 702.5261 | 1195.891 | 174.4986 | 124.6241 | 399.2652 | 178.6368 | 28.4069 | 243.6536 | 369.5491 | 7.2543 | 76.8039 | 316.9707 | 153.2526 | 0 | 3.6017e-06 | -1533.8135 | -1089.8795 | 703.001 | 1612.1397 | 174.5834 | 133.9688 | 124.6241 | 399.2652 | 179.1117 | 40.4389 | 336.6253 | 477.4743 | 11.4327 | 76.8039 | 415.3391 | 254.0255 | 0 | 1.4e-05 | -19973.8932 | -14660.586 | 8954.1422 | 21419.5342 | 2481.1507 | 1779.6521 | 1577.8071 | 5016.3818 | 2359.9533 | 531.0027 | 4471.7558 | 6356.0128 | 150.1234 | 1000.5612 | 5527.764 | 3382.3143 | 0 | 2025-09-01
2025-09-28 | -523.8246 | -1201.99 | -958.5552 | 563.4166 | 854.6421 | 218.662 | 95.7927 | 307.6275 | 159.9964 | 20.4904 | 173.7391 | 271.3131 | 4.9822 | 51.6419 | 231.4369 | 101.0384 | 0 | 1.2837e-05 | -1201.99 | -958.5552 | 563.959 | 1271.6538 | 218.788 | 106.1445 | 95.7927 | 307.6275 | 160.5388 | 33.0478 | 266.7108 | 379.2577 | 9.3432 | 51.6419 | 329.823 | 201.8295 | 0 | 0.000177 | -20156.5247 | -16101.4958 | 9485.4876 | 21308.6637 | 3684.2173 | 1779.6521 | 1611.7437 | 5178.7931 | 2694.9508 | 554.0897 | 4471.7558 | 6356.0128 | 156.6504 | 860.0766 | 5527.764 | 3382.3143 | 0 | 2025-09-01
2025-09-29 | -537.4426 | -1579.5679 | -761.8677 | 647.7443 | 1018.6832 | 137.5655 | 113.1472 | 364.0868 | 170.5103 | 24.7773 | 208.3272 | 319.7086 | 6.1942 | 59.4109 | 273.5891 | 126.6759 | 0 | 4.9623e-05 | -1579.5679 | -761.8677 | 648.2546 | 1435.624 | 137.6422 | 119.9149 | 113.1472 | 364.0868 | 171.0206 | 37.3352 | 301.294 | 427.6474 | 10.5553 | 59.4109 | 371.9711 | 227.4102 | 0 | 0.001022 | -22934.7237 | -11859.1695 | 9460.4893 | 21310.0119 | 2243.7409 | 1779.6521 | 1645.6803 | 5279.6639 | 2535.1451 | 554.0897 | 4471.5246 | 6355.382 | 156.6504 | 864.8558 | 5527.23 | 3380.2793 | 0 | 2025-09-01
2025-09-30 | -564.4665 | -1929.668 | -885.1755 | 784.1644 | 1290.2999 | 175.9126 | 138.3713 | 440.0293 | 205.7638 | 31.5865 | 264.7554 | 397.8344 | 7.8894 | 79.0906 | 341.5119 | 167.6317 | 0 | -0.00015032 | -1929.668 | -885.1755 | 784.6828 | 1711.8015 | 175.987 | 142.372 | 138.3713 | 440.0293 | 206.2822 | 44.3271 | 357.7223 | 507.3438 | 12.1296 | 79.0906 | 441.3254 | 269.8626 | 0 | -0.001839 | -23528.5098 | -11394.9809 | 9574.7016 | 21393.6591 | 2175.4761 | 1779.6521 | 1679.6169 | 5319.1396 | 2575.9451 | 554.0897 | 4471.5246 | 6355.382 | 150.1234 | 954.0125 | 5527.23 | 3381.2968 | 0 | 2025-09-01
2025-10-01 | -560.5809 | -2002.3598 | -556.7384 | 743.5181 | 1158.4571 | 96.5421 | 145.5535 | 405.0994 | 192.8652 | 26.1903 | 280.9674 | 265.5031 | 6.3939 | 93.7249 | 339.9012 | 145.7762 | 0 | -0.00011309 | -2002.3598 | -556.7384 | 743.9694 | 1615.3814 | 96.581 | 103.1663 | 145.5535 | 405.0994 | 193.3165 | 40.0862 | 370.3379 | 361.0422 | 11.0506 | 93.7249 | 469.5411 | 269.5984 | 0 | -0.00141 | -23118.8483 | -6548.5125 | 8589.8296 | 18742.9091 | 1137.1599 | 1197.4608 | 1679.6169 | 4667.6774 | 2242.5352 | 457.8021 | 4298.5478 | 4191.3768 | 126.5477 | 1087.9144 | 5450.7696 | 3129.9507 | 0 | 2025-10-01
2025-10-02 | -563.4679 | -2095.7749 | -518.2472 | 747.9406 | 1243.5364 | 59.0772 | 154.808 | 402.1713 | 190.9612 | 33.0692 | 298.008 | 283.4311 | 7.7871 | 98.0379 | 363.3036 | 159.8995 | 0 | -1.434e-06 | -2095.7749 | -518.2472 | 748.368 | 1698.6405 | 59.1003 | 107.9133 | 154.808 | 402.1713 | 191.3887 | 49.5077 | 387.3786 | 377.6144 | 13.0335 | 98.0379 | 491.1038 | 281.9646 | 0 | -0.000109 | -23066.5821 | -5909.5093 | 8250.7819 | 18852.5478 | 675.3008 | 1197.4608 | 1705.2204 | 4421.7654 | 2123.796 | 549.3625 | 4298.5478 | 4191.3768 | 144.6259 | 1087.9144 | 5450.7696 | 3129.9507 | 0 | 2025-10-01
2025-10-03 | -570.2512 | -1897.4466 | -637.8517 | 708.7334 | 1103.4068 | 152.9068 | 144.7664 | 380.1269 | 183.8401 | 28.7805 | 270.1853 | 252.2447 | 4.4262 | 90.9618 | 322.4738 | 134.3345 | 0 | 6.5743e-05 | -1897.4466 | -637.8517 | 709.1763 | 1572.9898 | 152.9695 | 100.1627 | 144.7664 | 380.1269 | 184.283 | 45.9519 | 359.5558 | 350.627 | 8.0797 | 90.9618 | 455.9718 | 261.8417 | 0 | 0.000744 | -22702.6148 | -7608.2834 | 8476.6437 | 18803.9479 | 1832.8466 | 1197.4608 | 1730.8239 | 4544.866 | 2200.9538 | 549.3625 | 4298.5478 | 4191.3768 | 96.4173 | 1087.5232 | 5450.7696 | 3129.9507 | 0 | 2025-10-01
2025-10-04 | -550.4901 | -1847.3382 | -750.9467 | 686.1809 | 1194.7562 | 166.8577 | 152.614 | 359.987 | 173.58 | 31.7891 | 284.7914 | 273.0265 | 7.1831 | 94.6496 | 349.87 | 153.4465 | 0 | -0.00012318 | -1847.3382 | -750.9467 | 686.5831 | 1640.5474 | 166.9228 | 104.2316 | 152.614 | 359.987 | 173.9821 | 47.8186 | 374.162 | 364.8665 | 12.0858 | 94.6496 | 474.4904 | 272.4746 | 0 | -0.001424 | -21249.2585 | -8597.5801 | 7899.4789 | 18845.9346 | 1903.9629 | 1197.4608 | 1756.4274 | 4144.8716 | 1998.1799 | 549.3625 | 4298.5478 | 4191.3768 | 138.5998 | 1087.3274 | 5450.7696 | 3129.9507 | 0 | 2025-10-01
2025-10-05 | -552.2484 | -1904.2502 | -921.1949 | 731.8043 | 1227.825 | 313.5673 | 159.1078 | 373.0565 | 199.64 | 32.7762 | 292.4918 | 280.4633 | 6.8589 | 96.6798 | 359.5646 | 158.9905 | 0 | -0.00017615 | -1904.2502 | -921.1949 | 732.2568 | 1673.1234 | 313.688 | 106.3767 | 159.1078 | 373.0565 | 200.0925 | 48.8027 | 381.8623 | 372.286 | 11.3344 | 96.6798 | 484.1617 | 277.9963 | 0 | -0.001969 | -21331.1171 | -10432.9916 | 8203.7262 | 18834.8608 | 3528.0589 | 1197.4608 | 1782.031 | 4173.2723 | 2248.4229 | 549.3625 | 4298.5478 | 4191.3768 | 126.5477 | 1088.3057 | 5450.7696 | 3129.9507 | 0 | 2025-10-01
2025-10-06 | -543.1924 | -1864.1061 | -699.3191 | 665.9312 | 1089.9188 | 264.3828 | 146.5135 | 348.2422 | 171.1754 | 28.7538 | 261.0063 | 249.8952 | 5.6441 | 88.6439 | 319.781 | 136.1946 | 0 | -5.1544e-05 | -1864.1061 | -699.3191 | 666.3549 | 1534.9708 | 264.4938 | 97.6056 | 146.5135 | 348.2422 | 171.5992 | 44.7788 | 350.3768 | 341.7094 | 9.9061 | 88.6439 | 444.3665 | 255.1893 | 0 | -0.000597 | -22940.091 | -8546.4852 | 8215.2461 | 18828.1175 | 3245.7512 | 1197.4608 | 1807.6345 | 4302.2036 | 2105.408 | 549.3625 | 4298.5478 | 4191.3768 | 120.5216 | 1087.5885 | 5450.7696 | 3129.9507 | 0 | 2025-10-01
2025-10-07 | -516.9195 | -1508.0775 | -487.8866 | 522.5623 | 786.6648 | 169.8175 | 118.7504 | 268.7074 | 135.1044 | 20.0019 | 196.9361 | 189.034 | 3.7429 | 44.6889 | 240.7077 | 91.5533 | 0 | -4.7637e-05 | -1508.0775 | -487.8866 | 522.9743 | 1223.3267 | 169.9057 | 79.7574 | 118.7504 | 268.7074 | 135.5164 | 34.4419 | 286.3066 | 279.2882 | 7.5135 | 44.6889 | 363.1764 | 207.9112 | 0 | -0.000908 | -22836.3447 | -7287.7997 | 8053.5069 | 18293.792 | 2579.3838 | 1197.4608 | 1833.238 | 4173.4178 | 2046.8511 | 503.5822 | 4298.5478 | 4191.3768 | 108.4694 | 627.5959 | 5450.7696 | 3113.4503 | 0 | 2025-10-01
2025-10-08 | -543.8653 | -1716.4663 | -613.08 | 670.6922 | 911.2709 | 203.718 | 141.2292 | 357.4279 | 172.0351 | 23.0004 | 226.9183 | 213.3589 | 4.9811 | 63.7982 | 272.1658 | 107.0482 | 0 | -4.5218e-05 | -1716.4663 | -613.08 | 671.1613 | 1366.4614 | 203.814 | 88.1096 | 141.2292 | 357.4279 | 172.5042 | 38.1733 | 316.2888 | 308.1939 | 9.3833 | 63.7982 | 400.8504 | 229.7734 | 0 | -0.000716 | -22977.8361 | -8407.2012 | 8860.3608 | 18518.6484 | 2808.5665 | 1197.4608 | 1858.8415 | 4670.9888 | 2330.5305 | 503.5823 | 4298.5478 | 4191.3768 | 120.5216 | 828.6132 | 5450.7696 | 3125.2371 | 0 | 2025-10-01
2025-10-09 | -647.3037 | -1827.1306 | -862.9397 | 753.5956 | 1005.6133 | 283.5577 | 155.9842 | 397.4903 | 200.1212 | 24.8054 | 267.0028 | 228.7357 | 2.9695 | 85.9657 | 290.7367 | 105.3976 | 0 | -0.00010112 | -1827.1306 | -862.9397 | 754.082 | 1553.0373 | 283.6749 | 99.2761 | 155.9842 | 397.4903 | 200.6075 | 45.5452 | 356.3733 | 347.5631 | 6.371 | 85.9657 | 451.9773 | 259.2417 | 0 | -0.001214 | -22083.1416 | -10372.6286 | 9104.6349 | 18726.7453 | 3426.9279 | 1197.4608 | 1884.4451 | 4803.7788 | 2416.4111 | 549.3625 | 4298.5478 | 4191.3768 | 74.3221 | 1035.6904 | 5450.7696 | 3126.6761 | 0 | 2025-10-01
2025-10-10 | -662.9032 | -1942.6358 | -847.5072 | 778.5418 | 1083.8788 | 264.8193 | 167.3642 | 407.2892 | 203.8884 | 26.8086 | 285.7952 | 244.6433 | 4.3562 | 94.9465 | 311.3289 | 116.0001 | 0 | -8.6874e-05 | -1942.6358 | -847.5072 | 779.013 | 1641.6963 | 264.9224 | 104.5112 | 167.3642 | 407.2892 | 204.3596 | 47.9469 | 375.1658 | 365.7538 | 9.416 | 94.9465 | 475.6674 | 272.8 | 0 | -0.001032 | -22167.6495 | -9755.2608 | 8895.7286 | 18813.1167 | 3016.6032 | 1197.4608 | 1910.0486 | 4644.168 | 2341.512 | 549.3625 | 4298.5478 | 4191.3768 | 108.4694 | 1087.9144 | 5450.7696 | 3126.6761 | 0 | 2025-10-01
2025-10-11 | -567.0869 | -1702.732 | -805.2367 | 684.7355 | 1070.1334 | 186.0129 | 158.5364 | 350.7364 | 175.4627 | 27.7932 | 261.5491 | 244.4575 | 6.3637 | 88.6984 | 312.3928 | 128.8786 | 0 | -0.00012634 | -1702.732 | -805.2367 | 685.1686 | 1538.9524 | 186.0908 | 97.7568 | 158.5364 | 350.7364 | 175.8958 | 44.8482 | 350.9196 | 342.1727 | 11.8068 | 88.6984 | 444.9855 | 255.5212 | 0 | -0.001574 | -20864.8083 | -9829.222 | 8366.7681 | 18851.0472 | 2278.7526 | 1197.4608 | 1935.6521 | 4279.3071 | 2151.8089 | 549.3625 | 4298.5478 | 4191.3768 | 144.6259 | 1086.4139 | 5450.7696 | 3129.9507 | 0 | 2025-10-01
2025-10-12 | -565.5338 | -1694.7936 | -773.2253 | 682.3596 | 1045.0385 | 175.0871 | 157.341 | 337.793 | 187.2257 | 27.0651 | 255.8517 | 238.8693 | 6.172 | 87.2479 | 305.1338 | 124.6986 | 0 | -6.7193e-05 | -1694.7936 | -773.2253 | 682.8292 | 1513.8574 | 175.1625 | 96.1697 | 157.341 | 337.793 | 187.6953 | 44.1201 | 345.2223 | 336.5844 | 11.6151 | 87.2479 | 437.7265 | 251.3411 | 0 | -0.000854 | -21040.3078 | -9678.0505 | 8464.0746 | 18850.9171 | 2205.905 | 1197.4608 | 1949.6347 | 4181.2551 | 2333.1848 | 549.3625 | 4298.5478 | 4191.3768 | 144.6259 | 1086.2837 | 5450.7696 | 3129.9507 | 0 | 2025-10-01
2025-10-13 | -564.7698 | -1842.5058 | -549.1153 | 672.9742 | 1032.0402 | 121.8369 | 156.5534 | 342.54 | 173.8807 | 26.8066 | 253.8243 | 236.9474 | 6.104 | 82.5947 | 302.6216 | 123.1417 | 0 | -0.00011439 | -1842.5058 | -549.1153 | 673.4133 | 1500.714 | 121.8887 | 95.6049 | 156.5534 | 342.54 | 174.3198 | 43.8609 | 343.1948 | 334.6592 | 11.5469 | 82.5947 | 435.2097 | 249.6478 | 0 | -0.001471 | -23079.7336 | -6858.1351 | 8431.6388 | 18793.5661 | 1515.2016 | 1197.4608 | 1960.4653 | 4289.3319 | 2181.8416 | 549.3625 | 4298.5478 | 4191.3768 | 144.6259 | 1032.2073 | 5450.7696 | 3126.6761 | 0 | 2025-10-01
2025-10-14 | -559.1056 | -2094.8494 | -774.8314 | 780.3604 | 1254.4987 | 275.7162 | 179.8957 | 398.414 | 202.0507 | 33.4904 | 299.8564 | 286.3389 | 6.5119 | 98.5049 | 367.1334 | 162.6628 | 0 | -0.00025846 | -2094.8494 | -774.8314 | 780.8098 | 1704.6225 | 275.82 | 108.4282 | 179.8957 | 398.414 | 202.5002 | 49.7439 | 389.2269 | 379.4623 | 10.8347 | 98.5049 | 493.4955 | 283.3543 | 0 | -0.002771 | -23022.5348 | -8600.0668 | 8562.9662 | 18828.4435 | 3033.7283 | 1197.4608 | 1971.2955 | 4358.4179 | 2233.2528 | 549.3625 | 4298.5478 | 4191.3768 | 120.5216 | 1087.9144 | 5450.7696 | 3129.9507 | 0 | 2025-10-01
2025-10-15 | -593.308 | -2536.2452 | -833.8772 | 871.0188 | 1579.3277 | 326.4679 | 215.9272 | 434.7233 | 220.3683 | 42.7196 | 376.3189 | 357.823 | 10.3077 | 117.9032 | 459.9113 | 214.344 | 0 | -9.2874e-05 | -2536.2452 | -833.8772 | 871.4283 | 2042.3937 | 326.5717 | 129.7287 | 215.9272 | 434.7233 | 220.7778 | 59.516 | 465.6895 | 454.0567 | 15.6683 | 117.9032 | 590.4938 | 339.0664 | 0 | -0.000859 | -23352.3662 | -7733.2616 | 8002.5419 | 18852.939 | 3032.6852 | 1197.4608 | 1982.1261 | 3985.7647 | 2034.651 | 549.3625 | 4298.5478 | 4191.3768 | 144.6259 | 1088.3057 | 5450.7696 | 3129.9507 | 0 | 2025-10-01
2025-10-16 | -603.1587 | -2138.5919 | -721.6396 | 754.5141 | 1256.972 | 245.5867 | 184.0833 | 376.1561 | 194.2748 | 32.8662 | 309.255 | 285.1897 | 7.642 | 100.9161 | 365.012 | 156.0909 | 0 | -0.00016346 | -2138.5919 | -721.6396 | 754.9364 | 1748.5723 | 245.6762 | 111.0465 | 184.0833 | 376.1561 | 194.697 | 50.9451 | 398.6256 | 388.7715 | 13.4119 | 100.9161 | 505.5653 | 290.3368 | 0 | -0.001663 | -23079.042 | -7754.9465 | 8166.8415 | 18852.8737 | 2616.8108 | 1197.4608 | 1992.9562 | 4075.9909 | 2097.8944 | 549.3625 | 4298.5478 | 4191.3768 | 144.6259 | 1088.2404 | 5450.7696 | 3129.9507 | 0 | 2025-10-01
2025-10-17 | -557.5466 | -1704.5505 | -538.5093 | 602.8778 | 906.0401 | 176.5953 | 145.4437 | 300.3713 | 157.0629 | 23.4358 | 227.7869 | 211.4468 | 4.8582 | 65.01 | 269.4109 | 104.0915 | 0 | -0.00013078 | -1704.5505 | -538.5093 | 603.3078 | 1374.7247 | 176.6756 | 88.3516 | 145.4437 | 300.3713 | 157.4929 | 40.5333 | 317.1575 | 309.4056 | 9.4054 | 65.01 | 402.3342 | 230.8786 | 0 | -0.002022 | -23406.5255 | -6993.8668 | 8294.1206 | 18561.389 | 2347.4198 | 1197.4608 | 2003.8555 | 4153.5092 | 2136.756 | 549.3624 | 4298.5478 | 4191.3768 | 120.5216 | 825.0756 | 5450.7696 | 3125.7352 | 0 | 2025-10-01
2025-10-18 | -519.1382 | -1714.8138 | -541.3478 | 630.217 | 890.6686 | 216.1379 | 155.6028 | 318.2062 | 156.4079 | 25.4969 | 230.6097 | 223.5359 | 3.9559 | 2.867 | 285.7845 | 118.4187 | 0 | -0.00025246 | -1714.8138 | -541.3478 | 630.6385 | 1320.1485 | 216.2364 | 89.138 | 155.6028 | 318.2062 | 156.8295 | 40.8941 | 319.9803 | 311.7532 | 6.4129 | 2.867 | 405.4893 | 232.7517 | 0 | -0.003009 | -22659.3933 | -7368.6689 | 8198.7864 | 17750.3633 | 2881.4487 | 1197.4608 | 2015.4941 | 4088.6591 | 2094.6332 | 549.3624 | 4298.5478 | 4191.3768 | 72.313 | 58.043 | 5450.7696 | 3129.9507 | 0 | 2025-10-01
2025-10-19 | -523.0214 | -1740.1738 | -545.2544 | 639.6121 | 973.4577 | 149.337 | 152.5924 | 310.9905 | 176.0291 | 26.0587 | 235.1301 | 228.1279 | 5.7488 | 64.8543 | 291.6817 | 121.8563 | 0 | -0.00011003 | -1740.1738 | -545.2544 | 640.0832 | 1405.5435 | 149.4042 | 90.3972 | 152.5924 | 310.9905 | 176.5003 | 41.4718 | 324.5006 | 316.4363 | 10.463 | 64.8543 | 411.5101 | 236.3074 | 0 | -0.001454 | -23073.15 | -7211.3357 | 8506.1757 | 18617.546 | 1963.3017 | 1197.4608 | 2028.3048 | 4137.0456 | 2340.8253 | 549.3625 | 4298.5478 | 4191.3768 | 138.5998 | 858.9387 | 5450.7696 | 3129.9507 | 0 | 2025-10-01
2025-10-20 | -516.5762 | -1821.6999 | -434.5115 | 611.7935 | 879.8251 | 248.0166 | 143.1071 | 309.8271 | 158.8593 | 23.3046 | 213.5584 | 207.1423 | 4.6147 | 60.6208 | 264.3834 | 106.2009 | 0 | -0.00017101 | -1821.6999 | -434.5115 | 612.2486 | 1311.437 | 248.1377 | 84.3879 | 143.1071 | 309.8271 | 159.3143 | 38.7149 | 302.9289 | 295.4342 | 8.9181 | 60.6208 | 384.1894 | 220.6307 | 0 | -0.002438 | -25931.5511 | -6134.0321 | 8726.1394 | 18600.9828 | 3540.9978 | 1197.4608 | 2041.1153 | 4424.2709 | 2260.7532 | 549.3625 | 4298.5478 | 4191.3768 | 126.5476 | 854.4278 | 5450.7696 | 3129.9507 | 0 | 2025-10-01
2025-10-21 | -545.9305 | -1687.2924 | -430.5318 | 556.2703 | 781.3898 | 234.2337 | 136.8598 | 278.256 | 141.1545 | 19.8922 | 199.3665 | 184.165 | 3.7419 | 56.3355 | 233.9798 | 83.9089 | 0 | -8.4145e-05 | -1687.2924 | -430.5318 | 556.6946 | 1246.3421 | 234.3531 | 80.4344 | 136.8598 | 278.256 | 141.5788 | 36.9011 | 288.737 | 281.6163 | 7.8132 | 56.3355 | 366.2145 | 208.7245 | 0 | -0.001408 | -25210.4335 | -6317.0969 | 8345.8606 | 18491.9936 | 3492.2139 | 1197.4608 | 2053.9259 | 4183.8024 | 2108.1323 | 549.3624 | 4298.5478 | 4191.3768 | 108.4694 | 800.2964 | 5450.7696 | 3093.1712 | 0 | 2025-10-01
2025-10-22 | -546.7893 | -1888.9179 | -488.3262 | 637.153 | 899.5472 | 293.7547 | 154.9473 | 324.3046 | 157.9011 | 23.5948 | 225.2502 | 211.4036 | 5.0905 | 59.0694 | 269.5961 | 105.5427 | 0 | -0.00012188 | -1888.9179 | -488.3262 | 637.5869 | 1358.1217 | 293.8904 | 87.6449 | 154.9473 | 324.3046 | 158.335 | 40.2091 | 314.6207 | 306.5944 | 9.9511 | 59.0694 | 398.7635 | 228.9136 | 0 | -0.001813 | -25495.9837 | -6707.2122 | 8524.5666 | 18511.2257 | 3969.941 | 1197.4608 | 2066.7365 | 4301.6458 | 2156.1843 | 549.3624 | 4298.5478 | 4191.3768 | 132.5737 | 758.6446 | 5450.7696 | 3129.9507 | 0 | 2025-10-01
2025-10-23 | -530.8046 | -1762.2615 | -414.7896 | 616.8446 | 798.8511 | 230.5508 | 145.5716 | 314.9305 | 156.3426 | 22.1143 | 210.3476 | 199.4908 | 2.4031 | 12.3963 | 254.1936 | 97.9053 | 0 | -0.00011082 | -1762.2615 | -414.7896 | 617.2964 | 1245.597 | 230.6642 | 83.4935 | 145.5716 | 314.9305 | 156.7944 | 38.3045 | 299.7182 | 292.2517 | 4.8611 | 12.3963 | 380.0637 | 218.0015 | 0 | -0.001794 | -25247.3253 | -5945.0495 | 8819.1098 | 17861.4477 | 3314.3547 | 1197.4608 | 2079.5472 | 4494.6951 | 2244.8675 | 549.3625 | 4298.5478 | 4191.3768 | 68.7977 | 175.9172 | 5450.7696 | 3126.6761 | 0 | 2025-10-01
2025-10-24 | -508.174 | -1681.844 | -607.046 | 604.7924 | 828.9216 | 347.002 | 147.4836 | 305.9782 | 151.3306 | 23.724 | 214.5415 | 209.7839 | 2.491 | 1.3697 | 267.9136 | 109.0979 | 0 | -0.00015168 | -1681.844 | -607.046 | 605.2241 | 1251.8336 | 347.1704 | 84.6618 | 147.4836 | 305.9782 | 151.7622 | 38.8405 | 303.9121 | 296.3932 | 4.5347 | 1.3697 | 385.4365 | 221.3469 | 0 | -0.002302 | -23838.2174 | -8566.3503 | 8581.1597 | 17700.0962 | 4925.8486 | 1197.4608 | 2092.3576 | 4344.091 | 2144.7111 | 549.3625 | 4298.5478 | 4191.3768 | 61.2651 | 18.8237 | 5450.7696 | 3129.9507 | 0 | 2025-10-01
2025-10-25 | -465.638 | -1623.6328 | -923.2608 | 652.2784 | 1047.2834 | 381.6938 | 159.1174 | 330.6687 | 162.4924 | 28.8955 | 236.8793 | 244.8294 | 6.8917 | 72.9891 | 314.2409 | 142.5574 | 0 | -6.1208e-05 | -1623.6328 | -923.2608 | 652.7105 | 1421.4329 | 381.8656 | 90.8845 | 159.1174 | 330.6687 | 162.9244 | 41.6953 | 326.2498 | 318.1654 | 10.9768 | 72.9891 | 413.7528 | 237.6036 | 0 | -0.000803 | -21421.9248 | -12152.7609 | 8631.0268 | 18722.2017 | 5023.9956 | 1197.4608 | 2105.1683 | 4379.2304 | 2146.6281 | 549.3625 | 4298.5478 | 4191.3768 | 144.6259 | 957.5684 | 5450.7696 | 3129.9507 | 0 | 2025-10-01
2025-10-26 | -471.8218 | -1789.2159 | -1062.4892 | 745.2908 | 1152.4165 | 482.176 | 171.6309 | 373.5233 | 200.1365 | 31.6874 | 258.725 | 266.1018 | 7.6267 | 87.9268 | 341.9123 | 158.4366 | 0 | -0.00012872 | -1789.2159 | -1062.4892 | 745.7893 | 1526.5661 | 482.3794 | 96.9701 | 171.6309 | 373.5233 | 200.6351 | 44.4873 | 348.0955 | 339.4377 | 11.7118 | 87.9268 | 441.4241 | 253.4828 | 0 | -0.001601 | -22108.7253 | -13090.3215 | 9203.6015 | 18850.2647 | 5947.7181 | 1197.4608 | 2117.9787 | 4608.6245 | 2476.9984 | 549.3625 | 4298.5478 | 4191.3768 | 144.6259 | 1085.6314 | 5450.7696 | 3129.9507 | 0 | 2025-10-01
2025-10-27 | -449.6933 | -1463.3959 | -707.9152 | 596.5328 | 792.6762 | 332.4087 | 131.0595 | 309.2586 | 156.2147 | 22.0048 | 182.9155 | 192.4663 | 4.1613 | 41.5172 | 246.0904 | 103.5206 | 0 | -4.7619e-05 | -1463.3959 | -707.9152 | 597.0318 | 1165.8415 | 332.5861 | 75.8516 | 131.0595 | 309.2586 | 156.7137 | 34.7987 | 272.2861 | 265.7678 | 7.3939 | 41.5172 | 345.5556 | 198.5222 | 0 | -0.000834 | -23603.4332 | -10788.3798 | 9675.1013 | 18332.6537 | 5186.5964 | 1197.4608 | 2130.7894 | 5065.1605 | 2479.1514 | 549.3624 | 4298.5478 | 4191.3768 | 114.4955 | 598.1509 | 5450.7696 | 3129.9507 | 0 | 2025-10-01
2025-10-28 | -581.29 | -1775.5415 | -666.5582 | 739.4591 | 804.1266 | 317.224 | 152.4653 | 394.7498 | 192.244 | 16.8859 | 215.0044 | 190.1964 | 1.16 | 56.2469 | 241.3098 | 83.3232 | 0 | -8.5727e-05 | -1775.5415 | -666.5582 | 740.0053 | 1299.9254 | 317.3781 | 84.7908 | 152.4653 | 394.7498 | 192.7902 | 32.3973 | 304.375 | 296.8428 | 2.6452 | 56.2469 | 386.0216 | 221.3967 | 0 | -0.001197 | -25157.7896 | -9292.5162 | 10401.3553 | 18343.9641 | 4507.5244 | 1197.4608 | 2143.5998 | 5543.8927 | 2713.8628 | 457.802 | 4298.5478 | 4191.3768 | 36.1565 | 782.6352 | 5450.7696 | 3126.6761 | 0 | 2025-10-01
2025-10-29 | -631.8941 | -2116.8334 | -596.2738 | 840.9094 | 960.2834 | 280.0203 | 173.456 | 450.4322 | 217.0212 | 23.7011 | 253.8323 | 219.1373 | 3.3656 | 81.7317 | 278.4601 | 100.0552 | 0 | -0.00013862 | -2116.8334 | -596.2738 | 841.4563 | 1495.9029 | 280.1408 | 95.6072 | 173.456 | 450.4322 | 217.5681 | 43.862 | 343.2029 | 334.6474 | 7.6551 | 81.7317 | 435.1993 | 249.6045 | 0 | -0.001774 | -26505.2502 | -7412.0326 | 10463.0187 | 18733.2899 | 3523.5116 | 1197.4608 | 2156.4104 | 5589.4375 | 2717.1708 | 549.3625 | 4298.5478 | 4191.3768 | 96.4172 | 1020.1399 | 5450.7696 | 3126.6761 | 0 | 2025-10-01
2025-10-30 | -643.3517 | -2237.1623 | -638.3326 | 835.9116 | 1015.6231 | 380.6085 | 180.2162 | 440.5945 | 215.1009 | 25.18 | 268.7115 | 231.237 | 2.1748 | 86.4899 | 294.0554 | 107.7744 | 0 | -0.00012269 | -2237.1623 | -638.3326 | 836.4329 | 1558.5459 | 380.7638 | 99.7521 | 180.2162 | 440.5945 | 215.6222 | 45.7636 | 358.0821 | 349.1689 | 4.5014 | 86.4899 | 454.0808 | 260.4592 | 0 | -0.001515 | -26842.0834 | -7666.3505 | 10066.342 | 18703.1217 | 4541.5079 | 1197.4608 | 2169.2208 | 5306.9438 | 2590.1774 | 549.3625 | 4298.5478 | 4191.3768 | 51.2217 | 1035.1671 | 5450.7696 | 3126.6761 | 0 | 2025-10-01
2025-10-31 | -652.3196 | -2453.872 | -690.9686 | 944.6285 | 1082.5094 | 465.3831 | 189.5746 | 486.0078 | 269.046 | 26.9069 | 282.7901 | 244.5973 | 4.9739 | 94.1834 | 311.3946 | 117.6632 | 0 | -4.9256e-05 | -2453.872 | -690.9686 | 945.2538 | 1630.3473 | 465.5654 | 103.674 | 189.5746 | 486.0078 | 269.6713 | 47.5628 | 372.1606 | 362.9443 | 10.4676 | 94.1834 | 471.9833 | 271.0454 | 0 | -0.000698 | -28416.2411 | -7819.1815 | 10878.0081 | 18828.4434 | 5331.5096 | 1197.4608 | 2182.0317 | 5589.0932 | 3106.8831 | 549.3625 | 4298.5478 | 4191.3768 | 120.5216 | 1087.9144 | 5450.7696 | 3129.9507 | 0 | 2025-10-01
2025-11-01 | -481.4092 | -1384.3483 | -745.3236 | 570.7186 | 849.5198 | 228.0242 | 132.7381 | 282.439 | 155.5415 | 18.9576 | 175.864 | 283.7136 | 3.3796 | 28.4988 | 241.6831 | 97.4231 | 0 | -3.9289e-05 | -1384.3483 | -745.3236 | 571.2325 | 1311.6435 | 228.1513 | 18.6446 | 132.7381 | 282.439 | 156.0554 | 32.2884 | 267.0626 | 411.6374 | 6.2322 | 28.4988 | 357.0585 | 208.8655 | 0 | -0.000688 | -22995.5921 | -11916.3223 | 9408.707 | 21481.592 | 3715.3792 | 306.2354 | 2182.0317 | 4673.6224 | 2553.0529 | 530.3326 | 4386.4743 | 6761.6892 | 94.3957 | 415.2263 | 5863.9625 | 3429.5114 | 0 | 2025-11-01
2025-11-02 | -469.7264 | -1124.2823 | -531.6462 | 464.601 | 560.9375 | 160.6636 | 108.3416 | 221.4078 | 134.8516 | 9.3926 | 122.8124 | 202.5317 | 0 | 0 | 170.8195 | 55.3813 | 0 | -2.4918e-05 | -1124.2823 | -531.6462 | 465.1602 | 1015.0491 | 160.7785 | 14.9407 | 108.3416 | 221.4078 | 135.4108 | 18.9603 | 214.0125 | 330.6715 | 0 | 0 | 286.1648 | 165.24 | 0 | -0.0005739 | -23134.2759 | -10917.9441 | 9595.5561 | 20791.1102 | 3359.3177 | 306.2354 | 2223.6885 | 4593.4206 | 2778.447 | 380.7792 | 4386.5486 | 6776.7064 | 0 | 0 | 5864.9184 | 3382.1575 | 0 | 2025-11-01
2025-11-03 | -479.9002 | -1556.6727 | -528.6023 | 590.2272 | 824.7016 | 190.446 | 137.9867 | 291.8301 | 160.4104 | 19.0987 | 177.1274 | 286.2137 | 0.76177 | 0 | 243.26 | 98.24 | 0 | 1.0572e-05 | -1556.6727 | -528.6023 | 590.756 | 1285.2344 | 190.5519 | 18.7326 | 137.9867 | 291.8301 | 160.9392 | 32.4407 | 268.3276 | 414.5124 | 1.4206 | 0 | 358.7484 | 209.7847 | 0 | 0.000182 | -25284.8329 | -8664.0617 | 9534.9639 | 21010.0633 | 3097.6321 | 306.2354 | 2249.32 | 4658.2359 | 2627.4079 | 530.3326 | 4386.5486 | 6776.7064 | 21.7836 | 0 | 5864.9184 | 3429.7736 | 0 | 2025-11-01
2025-11-04 | -483.446 | -1913.7532 | -649.0327 | 703.9112 | 1093.0354 | 282.3933 | 164.9052 | 344.4626 | 194.5435 | 25.1417 | 226.3235 | 363.1012 | 5.0336 | 26.1115 | 309.8444 | 137.4794 | 0 | 8.7164e-05 | -1913.7532 | -649.0327 | 704.4542 | 1553.6402 | 282.5246 | 22.1671 | 164.9052 | 344.4626 | 195.0864 | 38.3885 | 317.5237 | 490.4844 | 8.3952 | 26.1115 | 424.5086 | 248.2282 | 0 | 0.001158 | -26326.878 | -8911.8827 | 9676.6243 | 21417.9902 | 3837.9119 | 306.2354 | 2274.9516 | 4704.1172 | 2697.5556 | 530.3327 | 4386.5486 | 6776.7064 | 111.9441 | 317.7664 | 5864.9184 | 3429.7736 | 0 | 2025-11-01
2025-11-05 | -598.9165 | -1986.2719 | -730.3754 | 735.2604 | 1074.9427 | 307.5277 | 172.1581 | 353.9948 | 209.1075 | 22.5291 | 238.8038 | 342.9247 | 3.921 | 62.9067 | 290.9486 | 112.9088 | 0 | -9.6337e-05 | -1986.2719 | -730.3754 | 735.8194 | 1650.1235 | 307.6659 | 23.0384 | 172.1581 | 353.9948 | 209.6665 | 39.8974 | 330.004 | 509.9408 | 7.9711 | 62.9067 | 441.2885 | 258.115 | 0 | -0.000966 | -26510.234 | -9567.0378 | 9833.8173 | 21894.4214 | 4042.7967 | 306.2354 | 2291.6928 | 4764.5554 | 2777.5691 | 530.3326 | 4386.5486 | 6776.7064 | 102.8671 | 803.2746 | 5864.9184 | 3429.7736 | 0 | 2025-11-01
2025-11-06 | -649.782 | -2234.1659 | -723.5589 | 845.3073 | 1222.5795 | 240.056 | 193.3628 | 412.595 | 239.3496 | 25.2648 | 275.3308 | 383.1378 | 6.0738 | 80.1846 | 325.21 | 127.3776 | 0 | -7.8226e-05 | -2234.1659 | -723.5589 | 845.8828 | 1846.099 | 240.1546 | 25.5884 | 193.3628 | 412.595 | 239.925 | 44.3135 | 366.531 | 566.312 | 12.0313 | 80.1846 | 490.0947 | 286.6319 | 0 | -0.000793 | -26674.4337 | -8562.4461 | 9993.7749 | 22053.5391 | 2883.3296 | 306.2354 | 2308.4342 | 4826.1234 | 2859.2173 | 530.3326 | 4386.5486 | 6776.7064 | 137.963 | 927.2964 | 5864.9184 | 3429.7736 | 0 | 2025-11-01
2025-11-07 | -580.0287 | -2259.0687 | -843.6625 | 846.7326 | 1327.8744 | 348.0955 | 197.2805 | 410.7896 | 238.6625 | 28.3691 | 280.5789 | 414.8179 | 5.5011 | 93.0968 | 353.511 | 151.9995 | 0 | 8.0479e-05 | -2259.0687 | -843.6625 | 847.3011 | 1881.2381 | 348.2373 | 25.9548 | 197.2805 | 410.7896 | 239.231 | 44.948 | 371.779 | 574.2424 | 9.5491 | 93.0968 | 497.0173 | 290.6055 | 0 | 0.0009184 | -26494.1571 | -10003.6024 | 9852.4103 | 22193.0429 | 4146.0717 | 306.2354 | 2319.7992 | 4707.8127 | 2824.7984 | 530.3327 | 4386.5486 | 6776.7064 | 107.708 | 1097.0553 | 5864.9184 | 3429.7736 | 0 | 2025-11-01
2025-11-08 | -596.5306 | -2088.8996 | -1106.6801 | 807.8664 | 1331.7312 | 459.4514 | 199.5531 | 377.8825 | 230.4308 | 28.4049 | 285.7102 | 417.3158 | 5.1049 | 88.5169 | 355.4136 | 151.2649 | 0 | -6.7192e-05 | -2088.8996 | -1106.6801 | 808.4065 | 1901.2264 | 459.6336 | 26.313 | 199.5531 | 377.8825 | 230.9709 | 45.5684 | 376.9104 | 582.3617 | 9.1308 | 88.5169 | 503.98 | 294.7582 | 0 | -0.000909 | -24303.7086 | -12902.7375 | 9458.3526 | 22114.4185 | 5327.4387 | 306.2354 | 2325.3778 | 4449.18 | 2683.7947 | 530.3326 | 4386.5486 | 6776.7064 | 103.4723 | 1022.6666 | 5864.9184 | 3429.7736 | 0 | 2025-11-01
2025-11-09 | -600.5362 | -2329.6778 | -1013.5432 | 878.467 | 1462.2417 | 401.9761 | 213.4221 | 402.055 | 262.99 | 31.3947 | 310.2998 | 455.4181 | 9.177 | 96.9441 | 388.411 | 170.597 | 0 | -6.5145e-05 | -2329.6778 | -1013.5432 | 879.0464 | 2034.0181 | 402.1267 | 28.0297 | 213.4221 | 402.055 | 263.5694 | 48.5412 | 401.4999 | 620.3016 | 15.9508 | 96.9441 | 536.8313 | 313.9492 | 0 | -0.000593 | -25456.5586 | -11061.6895 | 9589.7741 | 22217.38 | 4404.858 | 306.2354 | 2330.9564 | 4379.9707 | 2878.847 | 530.3327 | 4386.5486 | 6776.7064 | 174.2691 | 1054.8312 | 5864.9184 | 3429.7736 | 0 | 2025-11-01
2025-11-10 | -600.8558 | -2470.9718 | -830.284 | 940.7454 | 1491.9477 | 267.7067 | 216.1526 | 447.5908 | 277.002 | 31.9994 | 315.3016 | 463.2123 | 9.3757 | 102.3678 | 395.1341 | 174.5569 | 0 | -0.00021779 | -2470.9718 | -830.284 | 941.3476 | 2063.7242 | 267.8049 | 28.3789 | 216.1526 | 447.5908 | 277.6041 | 49.146 | 406.5017 | 628.0958 | 16.1495 | 102.3678 | 543.5544 | 317.9091 | 0 | -0.002529 | -26793.027 | -8876.7347 | 10225.1829 | 22267.01 | 2871.3308 | 306.2354 | 2336.5348 | 4896.9021 | 2991.746 | 530.3327 | 4386.5486 | 6776.7064 | 174.2691 | 1104.4613 | 5864.9184 | 3429.7736 | 0 | 2025-11-01
2025-11-11 | -695.0049 | -2506.1245 | -691.402 | 923.617 | 1336.123 | 242.7815 | 210.4888 | 441.5179 | 271.6103 | 27.1626 | 303.3265 | 412.0826 | 7.5612 | 99.3927 | 349.7667 | 136.8307 | 0 | -0.00014937 | -2506.1245 | -691.402 | 924.2256 | 2002.884 | 242.8739 | 27.5429 | 210.4888 | 441.5179 | 272.2188 | 47.6982 | 394.5267 | 609.5548 | 15.6738 | 99.3927 | 527.5218 | 308.516 | 0 | -0.001683 | -27843.7014 | -7742.1698 | 10310.9456 | 22267.5975 | 2701.091 | 306.2354 | 2342.1133 | 4945.1679 | 3023.6644 | 530.3327 | 4386.5486 | 6776.7064 | 174.2691 | 1105.0487 | 5864.9184 | 3429.7736 | 0 | 2025-11-01
2025-11-12 | -631.8654 | -2470.7073 | -667.8226 | 880.049 | 1337.5881 | 289.0274 | 204.8948 | 420.3798 | 254.7744 | 27.9421 | 291.3862 | 415.003 | 7.965 | 96.1794 | 353.0395 | 146.0728 | 0 | -7.8647e-05 | -2470.7073 | -667.8226 | 880.6371 | 1942.0417 | 289.1418 | 26.7093 | 204.8948 | 420.3798 | 255.3625 | 46.2546 | 382.5864 | 591.0979 | 15.1994 | 96.1794 | 511.5517 | 299.1723 | 0 | -0.001287 | -28349.2587 | -7627.7569 | 10060.644 | 22264.7926 | 3345.3423 | 306.2354 | 2347.6919 | 4790.9136 | 2922.0385 | 530.3327 | 4386.5486 | 6776.7064 | 174.2691 | 1102.2439 | 5864.9184 | 3429.7736 | 0 | 2025-11-01
2025-11-13 | -643.1915 | -2376.3032 | -629.148 | 853.4044 | 1285.6983 | 223.157 | 201.845 | 406.5923 | 244.9671 | 26.6004 | 284.6053 | 399.4915 | 4.7472 | 94.4124 | 339.4464 | 136.3951 | 0 | -0.00010371 | -2376.3032 | -629.148 | 853.9801 | 1901.9903 | 223.2448 | 26.2359 | 201.845 | 406.5923 | 245.5428 | 45.4348 | 375.8054 | 580.6054 | 9.3976 | 94.4124 | 502.4765 | 293.8582 | 0 | -0.00123 | -27667.859 | -7315.7065 | 9911.1575 | 22198.5279 | 2567.6435 | 306.2354 | 2353.2702 | 4697.4155 | 2860.4717 | 530.3327 | 4386.5486 | 6776.7064 | 108.9182 | 1101.33 | 5864.9184 | 3429.7736 | 0 | 2025-11-01
2025-11-14 | -643.7654 | -2543.3545 | -594.829 | 876.4731 | 1314.1514 | 303.7935 | 205.0287 | 418.3931 | 253.0513 | 27.2598 | 289.7434 | 407.7566 | 6.113 | 95.9504 | 346.6256 | 140.7026 | 0 | -0.0001759 | -2543.3545 | -594.829 | 877.0607 | 1930.6158 | 303.9122 | 26.5946 | 205.0287 | 418.3931 | 253.6388 | 46.056 | 380.9436 | 588.5031 | 11.9915 | 95.9504 | 509.325 | 297.8463 | 0 | -0.002129 | -29180.402 | -6891.9303 | 10064.9025 | 22231.0308 | 3470.1615 | 306.2354 | 2358.8491 | 4786.6489 | 2919.4046 | 530.3327 | 4386.5486 | 6776.7064 | 137.963 | 1104.7881 | 5864.9184 | 3429.7736 | 0 | 2025-11-01
2025-11-15 | -643.1069 | -2381.4784 | -580.5045 | 782.948 | 1242.7686 | 293.1595 | 197.9708 | 360.7391 | 224.2381 | 25.7389 | 277.1532 | 388.4632 | 6.3641 | 84.3624 | 329.8801 | 130.8068 | 0 | -5.0472e-06 | -2381.4784 | -580.5045 | 783.4855 | 1859.5044 | 293.2773 | 25.7156 | 197.9708 | 360.7391 | 224.7757 | 44.5338 | 368.3533 | 569.1976 | 12.8609 | 84.3624 | 492.5686 | 287.6278 | 0 | -0.000332 | -28372.2 | -6946.9001 | 9444.8769 | 22121.7585 | 3446.229 | 306.2354 | 2364.4274 | 4409.6068 | 2670.8427 | 530.3326 | 4386.5486 | 6776.7064 | 152.4854 | 987.802 | 5864.9184 | 3422.965 | 0 | 2025-11-01
2025-11-16 | -642.131 | -2252.8645 | -604.8535 | 760.3023 | 1150.8287 | 304.4559 | 189.0614 | 342.4069 | 228.834 | 23.6107 | 259.5325 | 361.1871 | 5.6948 | 77.375 | 306.2996 | 117.1291 | 0 | 9.3434e-06 | -2252.8645 | -604.8535 | 760.8808 | 1767.7661 | 304.5856 | 24.4855 | 189.0614 | 342.4069 | 229.4126 | 42.4035 | 350.7326 | 541.901 | 12.191 | 77.375 | 468.9696 | 274.1934 | 0 | 0.000162 | -28220.583 | -7592.6587 | 9610.8826 | 22105.2919 | 3790.832 | 306.2354 | 2370.0059 | 4366.4285 | 2874.4481 | 530.3326 | 4386.5486 | 6776.7064 | 152.4854 | 965.6401 | 5864.9184 | 3428.6603 | 0 | 2025-11-01
2025-11-17 | -635.6587 | -2007.8572 | -641.8506 | 707.3422 | 999.5234 | 307.1835 | 175.044 | 328.763 | 203.5352 | 20.3516 | 232.8671 | 319.6917 | 1.192 | 59.1173 | 270.3626 | 95.9412 | 0 | 2.2239e-05 | -2007.8572 | -641.8506 | 707.8974 | 1611.8599 | 307.3266 | 22.6239 | 175.044 | 328.763 | 204.0904 | 39.1796 | 324.0672 | 500.7447 | 2.4317 | 59.1173 | 433.3379 | 252.9816 | 0 | 0.000119 | -27216.2167 | -8741.2548 | 9675.6837 | 21790.3651 | 4185.1874 | 306.2354 | 2375.5845 | 4541.8668 | 2758.2324 | 530.3326 | 4386.5486 | 6776.7064 | 29.0448 | 781.0912 | 5864.9184 | 3421.723 | 0 | 2025-11-01
2025-11-18 | -675.7416 | -1958.7912 | -671.0429 | 735.2012 | 991.0876 | 227.8036 | 178.7262 | 345.6441 | 210.8309 | 19.5232 | 238.2259 | 313.7147 | 0 | 67.1182 | 264.7173 | 87.7884 | 0 | 1.1018e-05 | -1958.7912 | -671.0429 | 735.7672 | 1643.1614 | 227.9075 | 22.998 | 178.7262 | 345.6441 | 211.3969 | 39.8275 | 329.426 | 508.9632 | 0 | 67.1182 | 440.4707 | 257.3558 | 0 | 0.000378 | -26122.3657 | -8898.8925 | 9816.9158 | 21861.2375 | 3036.8698 | 306.2354 | 2381.1629 | 4623.5589 | 2812.1941 | 530.3326 | 4386.5486 | 6776.7064 | 0 | 876.6837 | 5864.9184 | 3426.0477 | 0 | 2025-11-01
2025-11-19 | -677.236 | -2007.2434 | -653.4748 | 771.3367 | 1049.1612 | 162.9843 | 184.1068 | 364.9827 | 222.2472 | 20.6757 | 247.2193 | 328.2207 | 1.9555 | 78.3767 | 277.2981 | 95.4153 | 0 | -3.185e-05 | -2007.2434 | -653.4748 | 771.9175 | 1702.1182 | 163.0565 | 23.6259 | 184.1068 | 364.9827 | 222.8281 | 40.9148 | 338.4194 | 522.8429 | 4.4541 | 78.3767 | 452.4876 | 264.6226 | 0 | -0.000345 | -26045.7914 | -8425.4054 | 10008.5242 | 22044.244 | 2112.1927 | 306.2354 | 2386.7414 | 4735.6046 | 2886.1782 | 530.3326 | 4386.5486 | 6776.7064 | 54.4595 | 1001.5049 | 5864.9184 | 3429.7736 | 0 | 2025-11-01
2025-11-20 | -639.0378 | -1780.0776 | -727.4215 | 754.1289 | 932.8668 | 181.4656 | 171.3849 | 365.1675 | 217.5765 | 18.8985 | 222.156 | 301.4684 | 0.45963 | 49.0592 | 254.5905 | 86.2346 | 0 | -2.5622e-05 | -1780.0776 | -727.4215 | 754.7434 | 1549.3262 | 181.5533 | 21.8761 | 171.3849 | 365.1675 | 218.191 | 37.8847 | 313.3561 | 484.0413 | 1.0847 | 49.0592 | 418.934 | 244.9662 | 0 | -0.000464 | -24848.1753 | -10121.6756 | 10434.4938 | 21665.4492 | 2563.6719 | 306.2354 | 2392.3202 | 4988.8662 | 3053.3074 | 530.3326 | 4386.5486 | 6776.7064 | 14.5224 | 662.6472 | 5864.9184 | 3429.7736 | 0 | 2025-11-01
2025-11-21 | -679.4593 | -1963.8378 | -807.7487 | 853.0535 | 1072.4625 | 166.6112 | 187.9843 | 412.8492 | 252.22 | 21.2706 | 252.5128 | 335.9732 | 2.635 | 76.9903 | 283.9897 | 99.0909 | 0 | -6.0404e-05 | -1963.8378 | -807.7487 | 853.7021 | 1727.2051 | 166.6837 | 23.9954 | 187.9843 | 412.8492 | 252.8686 | 41.5548 | 343.713 | 531.0291 | 5.9739 | 76.9903 | 459.5696 | 268.3744 | 0 | -0.000676 | -25142.9417 | -10172.9182 | 10865.7383 | 22022.5982 | 2121.2873 | 306.2354 | 2397.8986 | 5245.3009 | 3222.5388 | 530.3326 | 4386.5486 | 6776.7064 | 72.6121 | 967.7876 | 5864.9184 | 3423.6925 | 0 | 2025-11-01
2025-11-22 | -656.0002 | -1799.9871 | -792.8203 | 744.3971 | 945.5296 | 246.8805 | 175.6244 | 349.1039 | 219.6687 | 18.8807 | 227.332 | 303.4833 | 0.76387 | 54.5583 | 256.0504 | 84.4611 | 0 | -2.0612e-05 | -1799.9871 | -792.8203 | 745.0059 | 1578.5664 | 246.9976 | 22.2375 | 175.6244 | 349.1039 | 220.2776 | 38.5104 | 318.5321 | 492.2449 | 1.9217 | 54.5583 | 425.9646 | 246.8343 | 0 | -0.000389 | -25000.5166 | -10820.6917 | 10397.4451 | 21695.6764 | 3421.851 | 306.2354 | 2426.1831 | 4946.0297 | 3025.2324 | 530.3325 | 4386.5486 | 6776.7064 | 26.0197 | 717.6906 | 5864.9184 | 3393.46 | 0 | 2025-11-01
2025-11-23 | -661.9126 | -2071.9553 | -1007.5224 | 853.647 | 1182.8656 | 381.0525 | 202.709 | 394.3111 | 256.6269 | 24.1444 | 270.6565 | 370.5116 | 2.7138 | 81.7188 | 314.1191 | 119.0015 | 0 | -2.4211e-05 | -2071.9553 | -1007.5224 | 854.2741 | 1818.7308 | 381.2107 | 25.2621 | 202.709 | 394.3111 | 257.254 | 43.7484 | 361.8566 | 559.0257 | 5.7255 | 81.7188 | 483.8105 | 282.8453 | 0 | -0.0003072 | -25064.3083 | -12214.894 | 10301.5868 | 22043.6779 | 4627.7018 | 306.2354 | 2454.4674 | 4731.3835 | 3115.7359 | 530.3326 | 4386.5486 | 6776.7064 | 67.7713 | 988.7403 | 5864.9184 | 3428.6603 | 0 | 2025-11-01
2025-11-24 | -641.8766 | -1813.1108 | -510.6798 | 686.1535 | 733.7879 | 261.9726 | 156.9403 | 326.1739 | 203.0393 | 11.9353 | 186.8766 | 241.3945 | 0.58117 | 37.545 | 202.3467 | 53.1084 | 0 | 9.0451e-06 | -1813.1108 | -510.6798 | 686.7991 | 1355.4651 | 262.1132 | 19.4132 | 156.9403 | 326.1739 | 203.6849 | 26.6365 | 278.0768 | 429.7 | 1.5482 | 37.545 | 371.8503 | 210.1082 | 0 | 0.0002205 | -28830.3534 | -7849.399 | 10954.2861 | 21307.5828 | 4111.6482 | 306.2354 | 2482.7519 | 5263.8447 | 3207.6896 | 398.1418 | 4386.5486 | 6776.7064 | 21.7836 | 570.2964 | 5864.9184 | 3289.1875 | 0 | 2025-11-01
2025-11-25 | -714.7599 | -2547.9279 | -535.4269 | 970.7444 | 1145.0644 | 252.786 | 210.0783 | 478.5473 | 282.1187 | 22.7358 | 275.1751 | 358.7079 | 2.292 | 76.7685 | 303.2465 | 106.1387 | 0 | 0.00011176 | -2547.9279 | -535.4269 | 971.4247 | 1833.465 | 252.8877 | 25.5775 | 210.0783 | 478.5473 | 282.799 | 44.2947 | 366.3752 | 566.0207 | 4.0663 | 76.7685 | 489.8595 | 286.08 | 0 | 0.001362 | -30458.373 | -6275.6439 | 11548.84 | 21906.0617 | 2972.8812 | 306.2354 | 2511.0364 | 5657.6362 | 3380.1674 | 530.3326 | 4386.5486 | 6776.7064 | 36.3061 | 887.1712 | 5864.9184 | 3424.0783 | 0 | 2025-11-01
2025-11-26 | -816.0455 | -3830.2059 | -1172.4157 | 1581.7606 | 2147.9397 | 456.8757 | 335.1637 | 799.5445 | 447.0524 | 45.2262 | 484.6897 | 654.847 | 13.2402 | 145.1281 | 558.6694 | 246.1391 | 0 | 0.00016081 | -3830.2059 | -1172.4157 | 1582.4467 | 2922.9768 | 456.994 | 40.2042 | 335.1637 | 799.5445 | 447.7385 | 69.6249 | 575.8898 | 889.4683 | 22.879 | 145.1281 | 769.8643 | 450.1223 | 0 | 0.000991 | -29080.707 | -8732.1807 | 11781.0846 | 22267.9888 | 3457.5799 | 306.2354 | 2539.3209 | 5833.053 | 3408.7106 | 530.3327 | 4386.5486 | 6776.7064 | 174.2691 | 1105.44 | 5864.9184 | 3429.7736 | 0 | 2025-11-01
2025-11-27 | -925.2962 | -3256.9317 | -1181.9121 | 1320.1615 | 1701.528 | 491.8581 | 299.1925 | 652.0396 | 368.9293 | 33.2544 | 419.8057 | 515.0592 | 7.3627 | 128.7769 | 436.266 | 161.0032 | 0 | 1.037e-06 | -3256.9317 | -1181.9121 | 1320.8008 | 2590.3658 | 492.0025 | 35.6745 | 299.1925 | 652.0396 | 369.5687 | 61.7805 | 511.0058 | 789.3694 | 16.7538 | 128.7769 | 683.1869 | 399.4925 | 0 | 0.000169 | -27751.7747 | -10345.737 | 11328.363 | 22238.9439 | 4223.9696 | 306.2354 | 2567.6055 | 5583.964 | 3176.7934 | 530.3327 | 4386.5486 | 6776.7064 | 145.2242 | 1105.44 | 5864.9184 | 3429.7736 | 0 | 2025-11-01
2025-11-28 | -926.1712 | -3514.3674 | -1056.7784 | 1439.7597 | 1764.0289 | 441.186 | 310.0328 | 727.7733 | 401.9536 | 34.7301 | 432.0119 | 533.9714 | 8.2599 | 131.853 | 452.6152 | 170.5873 | 0 | -0.00020247 | -3514.3674 | -1056.7784 | 1440.4386 | 2652.8666 | 441.3137 | 36.5267 | 310.0328 | 727.7733 | 402.6326 | 63.2562 | 523.2121 | 808.2816 | 17.6509 | 131.853 | 699.5362 | 409.0766 | 0 | -0.001611 | -29376.276 | -8903.8458 | 12003.5221 | 22238.9439 | 3731.4187 | 306.2354 | 2595.8897 | 6034.1844 | 3373.448 | 530.3327 | 4386.5486 | 6776.7064 | 145.2242 | 1105.44 | 5864.9184 | 3429.7736 | 0 | 2025-11-01
2025-11-29 | -934.394 | -4215.0716 | -1229.5743 | 1782.0739 | 2364.0981 | 364.0798 | 385.6456 | 915.2241 | 481.2042 | 49.0699 | 550.6203 | 716.9659 | 11.4815 | 161.7431 | 611.069 | 263.1484 | 0 | -0.00018784 | -4215.0716 | -1229.5743 | 1782.7373 | 3252.9359 | 364.1655 | 44.807 | 385.6456 | 915.2241 | 481.8676 | 77.5959 | 641.8204 | 991.2761 | 20.8726 | 161.7431 | 857.99 | 501.6378 | 0 | -0.001101 | -28620.134 | -8380.0972 | 11950.0984 | 22238.9439 | 2504.9524 | 306.2354 | 2624.1743 | 6029.9651 | 3295.9589 | 530.3327 | 4386.5486 | 6776.7064 | 145.2242 | 1105.44 | 5864.9184 | 3429.7736 | 0 | 2025-11-01
2025-11-30 | -925.8281 | -3429.888 | -1165.0135 | 1454.8688 | 1711.4643 | 502.7402 | 310.1257 | 728.5083 | 416.2349 | 33.4703 | 421.5722 | 517.9119 | 8.1573 | 129.2221 | 438.7018 | 162.4287 | 0 | -0.00052649 | -3429.888 | -1165.0135 | 1455.5866 | 2600.6293 | 502.8871 | 35.7979 | 310.1257 | 728.5083 | 416.9526 | 61.9941 | 512.7724 | 792.1998 | 18.0171 | 129.2221 | 685.6026 | 400.8212 | 0 | -0.0045 | -29335.129 | -9953.463 | 12440.4277 | 22245.0918 | 4296.8325 | 306.2354 | 2652.4588 | 6221.6431 | 3566.3258 | 530.3326 | 4386.5486 | 6776.7064 | 152.4854 | 1105.44 | 5864.9184 | 3428.6603 | 0 | 2025-11-01
2025-12-01 | -410.4799 | -1979.0367 | -392.7755 | 749.2717 | 1001.8873 | 210.1734 | 166.8475 | 385.4324 | 196.9918 | 24.5733 | 193.6081 | 351.4006 | 4.1949 | 1.7109 | 287.4498 | 138.9497 | 0 | -1.0497e-05 | -1979.0367 | -392.7755 | 749.9039 | 1382.673 | 210.2873 | 28.948 | 166.8475 | 385.4324 | 197.624 | 34.8385 | 289.4737 | 453.1208 | 6.3124 | 1.7109 | 373.6061 | 223.6105 | 0 | -0.000256 | -31429.025 | -6245.5558 | 11860.7699 | 22020.5503 | 3332.1481 | 461.1122 | 2652.4588 | 6066.881 | 3141.4301 | 554.9425 | 4610.9471 | 7216.466 | 95.5012 | 29.4784 | 5951.1672 | 3562.0479 | 0 | 2025-12-01
2025-12-02 | -437.6034 | -2152.759 | -446.2885 | 804.6332 | 1109.0294 | 247.7814 | 185.7634 | 411.7572 | 207.1126 | 27.0419 | 221.1464 | 383.8901 | 7.7905 | 0 | 315.8832 | 153.2771 | 0 | -7.0654e-05 | -2152.759 | -446.2885 | 805.2398 | 1514.2055 | 247.9042 | 31.6978 | 185.7634 | 411.7572 | 207.7193 | 38.1479 | 317.032 | 493.0897 | 11.9664 | 0 | 409.0956 | 244.8739 | 0 | -0.001184 | -31316.193 | -6416.7579 | 11657.528 | 22024.829 | 3589.4805 | 461.1122 | 2698.884 | 5944.3232 | 3014.3208 | 554.9425 | 4611.9062 | 7170.596 | 174.0774 | 0 | 5951.1672 | 3562.1397 | 0 | 2025-12-01
2025-12-03 | -477.3136 | -1917.9342 | -449.2361 | 718.7592 | 952.9816 | 218.1159 | 173.6769 | 361.5499 | 183.5324 | 22.7184 | 198.1314 | 330.7039 | 5.5654 | 0 | 273.1404 | 122.722 | 0 | -0.00011121 | -1917.9342 | -449.2361 | 719.3417 | 1400.1988 | 218.2329 | 29.3967 | 173.6769 | 361.5499 | 184.115 | 35.3785 | 294.017 | 454.5384 | 9.7307 | 0 | 379.3972 | 227.137 | 0 | -0.001597 | -30298.635 | -7012.9564 | 11457.9805 | 21972.4893 | 3420.0077 | 461.1122 | 2736.5319 | 5826.8496 | 2894.5991 | 554.9425 | 4611.9062 | 7140.016 | 152.3177 | 0 | 5951.1672 | 3562.1397 | 0 | 2025-12-01
2025-12-04 | -533.4038 | -2218.1754 | -539.1147 | 850.2824 | 1081.5291 | 292.0749 | 200.8117 | 438.5789 | 210.8918 | 25.4199 | 237.0317 | 372.6577 | 3.3087 | 0 | 306.7255 | 136.3855 | 0 | -8.4984e-05 | -2218.1754 | -539.1147 | 850.8702 | 1580.9193 | 292.2144 | 33.2861 | 200.8117 | 438.5789 | 211.4797 | 40.0593 | 332.9173 | 515.8517 | 5.3729 | 0 | 429.5938 | 257.1242 | 0 | -0.001194 | -30646.518 | -7453.0084 | 11673.1805 | 21885.4507 | 4079.7818 | 461.1122 | 2774.1793 | 5977.9907 | 2921.0106 | 554.9425 | 4611.9062 | 7140.016 | 65.279 | 0 | 5951.1672 | 3562.1397 | 0 | 2025-12-01
2025-12-05 | -575.5581 | -2590.9175 | -640.0958 | 1048.8407 | 1427.9857 | 178.6288 | 246.079 | 543.6944 | 259.0674 | 32.7136 | 307.1425 | 470.0158 | 9.2782 | 40.1145 | 387.6055 | 181.1157 | 0 | 7.7246e-05 | -2590.9175 | -640.0958 | 1049.4379 | 1962.5802 | 178.6993 | 40.296 | 246.079 | 543.6944 | 259.6646 | 48.4957 | 403.0281 | 624.3867 | 15.2124 | 40.1145 | 520.0642 | 311.2787 | 0 | 0.000861 | -29558.758 | -7324.6589 | 11948.2252 | 22412.6434 | 2061.4369 | 461.1122 | 2811.8271 | 6168.979 | 2967.4191 | 554.9425 | 4611.9062 | 7140.016 | 174.0774 | 418.3944 | 5951.1672 | 3562.1397 | 0 | 2025-12-01
2025-12-06 | -499.3245 | -2967.7564 | -1003.8835 | 1221.5389 | 1983.5584 | 267.2181 | 301.3488 | 627.6303 | 292.5598 | 45.8342 | 391.0845 | 626.8428 | 13.5822 | 114.0912 | 521.2706 | 270.8529 | 0 | 0.00011141 | -2967.7564 | -1003.8835 | 1222.097 | 2433.55 | 267.3043 | 48.6887 | 301.3488 | 627.6303 | 293.1178 | 58.5962 | 486.97 | 751.0214 | 18.3808 | 114.0912 | 628.3822 | 376.1081 | 0 | 0.001118 | -28050.541 | -9488.268 | 11512.1751 | 23043.8318 | 2521.691 | 461.1122 | 2849.4745 | 5890.1307 | 2772.5698 | 554.9425 | 4611.9062 | 7109.436 | 174.0774 | 1080.1628 | 5951.1672 | 3562.1397 | 0 | 2025-12-01
2025-12-07 | -508.3884 | -3309.7084 | -1444.7499 | 1498.7253 | 2426.3962 | 320.9483 | 360.2684 | 760.2254 | 378.2315 | 56.3923 | 478.8022 | 763.4166 | 16.8943 | 137.7484 | 634.4877 | 338.6547 | 0 | -5.7505e-05 | -3309.7084 | -1444.7499 | 1499.336 | 2876.6265 | 321.0367 | 57.459 | 360.2684 | 760.2254 | 378.8422 | 69.1512 | 574.6877 | 887.8917 | 21.6917 | 137.7484 | 741.5724 | 443.8834 | 0 | -0.000478 | -26516.4173 | -11587.2912 | 11973.2164 | 23084.479 | 2584.9004 | 461.1122 | 2887.1219 | 6051.7868 | 3034.3076 | 554.9425 | 4611.9062 | 7124.806 | 174.0774 | 1105.44 | 5951.1672 | 3562.1397 | 0 | 2025-12-01
2025-12-08 | -509.2698 | -3609.3291 | -1390.0151 | 1640.5046 | 2436.8974 | 412.6724 | 362.591 | 877.0881 | 400.8255 | 56.5344 | 479.9034 | 769.9449 | 16.9395 | 138.0124 | 635.9887 | 339.5742 | 0 | -7.0045e-05 | -3609.3291 | -1390.0151 | 1641.1504 | 2887.8388 | 412.7857 | 57.5691 | 362.591 | 877.0881 | 401.4713 | 69.2837 | 575.7889 | 895.3026 | 21.7333 | 138.0124 | 742.9935 | 444.7244 | 0 | -0.000247 | -28852.4841 | -11125.3414 | 13072.9875 | 23130.269 | 3313.4565 | 461.1122 | 2899.8453 | 6964.2669 | 3208.8752 | 554.9425 | 4611.9062 | 7170.596 | 174.0774 | 1105.44 | 5951.1672 | 3562.1397 | 0 | 2025-12-01
2025-12-09 | -556.5611 | -3698.5886 | -1269.6514 | 1609.3585 | 2340.3643 | 461.9561 | 356.8931 | 864.0122 | 388.4532 | 53.6142 | 469.9338 | 738.891 | 15.9162 | 135.6227 | 608.6839 | 317.7024 | 0 | 0.0001067 | -3698.5886 | -1269.6514 | 1609.9947 | 2839.5897 | 462.0834 | 56.5723 | 356.8931 | 864.0122 | 389.0894 | 68.084 | 565.8194 | 881.5353 | 21.357 | 135.6227 | 730.1288 | 437.0424 | 0 | 0.000883 | -30167.749 | -10201.0682 | 13040.785 | 23145.559 | 3721.3618 | 461.1122 | 2904.142 | 6975.497 | 3161.1459 | 554.9425 | 4611.9062 | 7185.886 | 174.0774 | 1105.44 | 5951.1672 | 3562.1397 | 0 | 2025-12-01
2025-12-10 | -568.6222 | -4046.0777 | -1317.5988 | 1788.2771 | 2609.2033 | 397.5738 | 391.8175 | 969.9878 | 426.4718 | 59.8728 | 523.6142 | 825.6292 | 17.867 | 148.4895 | 676.2681 | 357.4626 | 0 | 8.9146e-06 | -4046.0777 | -1317.5988 | 1788.9152 | 3115.1475 | 397.6743 | 61.9394 | 391.8175 | 969.9878 | 427.1099 | 74.5433 | 619.4997 | 971.3765 | 23.3831 | 148.4895 | 799.3975 | 478.4579 | 0 | 7e-05 | -29968.517 | -9804.9332 | 13180.8232 | 23191.429 | 2940.0859 | 461.1122 | 2908.4393 | 7102.0383 | 3170.3456 | 554.9425 | 4611.9062 | 7231.756 | 174.0774 | 1105.44 | 5951.1672 | 3562.1397 | 0 | 2025-12-01
2025-12-11 | -652.7123 | -4333.474 | -1334.6514 | 1848.0164 | 2679.8738 | 487.5229 | 411.3744 | 998.1343 | 438.5077 | 60.7531 | 555.5186 | 839.1319 | 17.9587 | 156.1368 | 692.6052 | 357.7695 | 0 | -0.00012276 | -4333.474 | -1334.6514 | 1848.6412 | 3266.7149 | 487.6398 | 65.1293 | 411.3744 | 998.1343 | 439.1325 | 78.3823 | 651.4042 | 1012.471 | 24.5874 | 156.1368 | 840.5667 | 503.1665 | 0 | -0.000983 | -30778.368 | -9319.3588 | 13087.1605 | 23130.269 | 3419.184 | 461.1122 | 2912.736 | 7069.9112 | 3104.5133 | 554.9425 | 4611.9062 | 7170.596 | 174.0774 | 1105.44 | 5951.1672 | 3562.1397 | 0 | 2025-12-01
2025-12-12 | -882.6989 | -3538.7643 | -1059.7649 | 1504.9861 | 1858.3558 | 352.4884 | 338.4653 | 812.0518 | 354.4691 | 38.1972 | 440.3407 | 572.8795 | 10.3413 | 128.5114 | 470.9885 | 197.0971 | 0 | -7.1272e-05 | -3538.7643 | -1059.7649 | 1505.601 | 2686.7215 | 352.5931 | 53.6135 | 338.4653 | 812.0518 | 355.0839 | 64.5232 | 536.2263 | 831.0574 | 20.24 | 128.5114 | 691.9421 | 414.2211 | 0 | -0.000654 | -30597.526 | -9081.1869 | 13039.6971 | 23114.7836 | 3063.1193 | 461.1122 | 2917.033 | 7067.8716 | 3054.7925 | 554.9425 | 4611.9062 | 7155.306 | 174.0774 | 1105.2446 | 5951.1672 | 3562.1397 | 0 | 2025-12-01
2025-12-13 | -1163.8471 | -3172.4688 | -864.8483 | 1362.1919 | 1265.8259 | 245.4522 | 306.7481 | 740.7458 | 314.698 | 20.2152 | 388.4625 | 378.0748 | 0.052512 | 115.9276 | 305.515 | 57.5783 | 0 | 0.00016215 | -3172.4688 | -864.8483 | 1362.7965 | 2380.5633 | 245.5308 | 48.4266 | 306.7481 | 740.7458 | 315.3027 | 58.2807 | 484.348 | 751.0599 | 0.15191 | 115.9276 | 624.9989 | 345.7963 | 0 | 0.001588 | -30214.882 | -8174.0418 | 12985.8882 | 22643.2954 | 2298.6296 | 461.1122 | 2921.3298 | 7060.3828 | 3004.1756 | 554.9423 | 4611.9062 | 7150.236 | 1.2089 | 1103.6135 | 5951.1672 | 3270.2213 | 0 | 2025-12-01
2025-12-14 | -976.2804 | -3103.4128 | -673.1995 | 1399.5559 | 1208.8556 | 191.9205 | 300.6617 | 757.432 | 341.4621 | 20.1279 | 378.1263 | 372.9592 | 0 | 110.8423 | 301.8831 | 24.9168 | 0 | 0.00023382 | -3103.4128 | -673.1995 | 1400.2259 | 2137.0095 | 191.984 | 47.3931 | 300.6617 | 757.432 | 342.1322 | 57.037 | 474.0119 | 734.4569 | 0 | 110.8423 | 611.6612 | 149.0003 | 0 | 0.002218 | -30202.665 | -6540.1623 | 13629.215 | 20795.0417 | 1857.4606 | 461.1122 | 2925.627 | 7374.2826 | 3329.3054 | 554.9423 | 4611.9062 | 7147.701 | 0 | 1076.8337 | 5951.1672 | 1452.4913 | 0 | 2025-12-01
2025-12-15 | -868.1522 | -2984.4238 | -388.6283 | 1310.8476 | 1007.8742 | 186.178 | 271.3229 | 732.9412 | 306.5835 | 7.4629 | 330.7258 | 310.8065 | 0 | 96.8527 | 248.5686 | 13.4577 | 0 | -0.00015052 | -2984.4238 | -388.6283 | 1311.5147 | 1832.6367 | 186.2467 | 42.6539 | 271.3229 | 732.9412 | 307.2505 | 23.6973 | 426.6113 | 666.0571 | 0 | 96.8527 | 550.4959 | 68.9224 | 0 | -0.0015707 | -32245.621 | -4052.3919 | 14117.8669 | 19711.5816 | 2007.4505 | 461.1122 | 2929.9238 | 7873.5692 | 3314.374 | 250.4357 | 4611.9062 | 7196.186 | 0 | 1036.2592 | 5951.1672 | 665.6273 | 0 | 2025-12-01
2025-12-16 | -1007.932 | -4181.7496 | -904.4434 | 1778.7203 | 1850.3242 | 449.2165 | 366.4006 | 995.1984 | 417.1213 | 34.8311 | 477.8962 | 574.6921 | 4.9002 | 137.5313 | 465.8527 | 154.6206 | 0 | 0.00020344 | -4181.7496 | -904.4434 | 1779.3937 | 2800.0921 | 449.3388 | 57.3684 | 366.4006 | 995.1984 | 417.7948 | 65.2664 | 573.7817 | 899.6755 | 9.7262 | 137.5313 | 740.4034 | 373.7075 | 0 | 0.001714 | -33423.407 | -7105.9095 | 14113.6203 | 22376.9793 | 3577.6064 | 461.1122 | 2934.2207 | 7833.1307 | 3346.2688 | 516.3205 | 4611.9062 | 7231.756 | 68.3012 | 1105.44 | 5951.1672 | 2892.0881 | 0 | 2025-12-01
2025-12-17 | -1272.0276 | -4754.2417 | -601.5201 | 1829.3676 | 1811.2854 | 443.0812 | 385.7729 | 1010.8246 | 432.7701 | 32.4142 | 508.3008 | 547.1484 | 3.121 | 144.819 | 441.5131 | 133.969 | 0 | -8.319e-05 | -4754.2417 | -601.5201 | 1830.0318 | 3022.1248 | 443.1968 | 60.4084 | 385.7729 | 1010.8246 | 433.4344 | 72.7007 | 604.1863 | 947.3831 | 8.5911 | 144.819 | 779.6372 | 464.8074 | 0 | -0.0005254 | -36183.193 | -4583.7304 | 13862.6785 | 23064.941 | 3378.1912 | 461.1122 | 2938.5177 | 7623.6514 | 3300.5094 | 554.9425 | 4611.9062 | 7231.756 | 62.8617 | 1105.44 | 5951.1672 | 3546.8673 | 0 | 2025-12-01
2025-12-18 | -704.1656 | -4570.5441 | -286.5152 | 1647.4355 | 2103.1967 | 402.2615 | 349.3473 | 902.7371 | 395.3511 | 46.0721 | 451.3558 | 661.6359 | 13.2197 | 131.1697 | 540.1718 | 259.5717 | 0 | 0.00024017 | -4570.5441 | -286.5152 | 1648.1067 | 2751.8601 | 402.3779 | 54.7148 | 349.3473 | 902.7371 | 396.0223 | 65.8486 | 547.2414 | 858.1099 | 20.6557 | 131.1697 | 706.1559 | 422.6789 | 0 | 0.001836 | -38512.782 | -2409.6022 | 13866.0895 | 23191.429 | 3403.7553 | 461.1122 | 2942.8145 | 7588.1803 | 3335.0947 | 554.9425 | 4611.9062 | 7231.756 | 174.0774 | 1105.44 | 5951.1672 | 3562.1397 | 0 | 2025-12-01
2025-12-19 | -982.8113 | -6983.2739 | -189.9281 | 2448.4693 | 3434.7905 | 307.131 | 558.426 | 1332.959 | 557.0842 | 75.1658 | 768.4554 | 1061.1577 | 20.0904 | 207.1762 | 873.2947 | 429.4503 | 0 | 0.00061676 | -6983.2739 | -189.9281 | 2449.0646 | 4330.5284 | 307.1902 | 86.4194 | 558.426 | 1332.959 | 557.6796 | 104.0046 | 864.3409 | 1343.2422 | 29.1267 | 207.1762 | 1115.3387 | 667.2991 | 0 | 0.003108 | -36781.656 | -1075.7133 | 12594.0525 | 23070.6761 | 1731.5316 | 461.1122 | 2947.1117 | 6688.8185 | 2958.1222 | 554.9425 | 4611.9062 | 7140.016 | 145.0645 | 1105.44 | 5951.1672 | 3562.1397 | 0 | 2025-12-01
2025-12-20 | -840.7633 | -4122.1649 | -793.6306 | 1511.2556 | 2183.7738 | 380.0028 | 378.8664 | 780.818 | 351.5712 | 46.6728 | 497.3242 | 671.9413 | 13.1008 | 142.188 | 558.1072 | 254.4393 | 0 | 8.5384e-05 | -4122.1649 | -793.6306 | 1511.8075 | 2964.5732 | 380.104 | 59.3109 | 378.8664 | 780.818 | 352.1231 | 71.3799 | 593.2097 | 911.7206 | 22.3908 | 142.188 | 765.4731 | 458.2111 | 0 | 0.000508 | -32072.925 | -6239.8442 | 11838.5874 | 23053.899 | 2959.1711 | 461.1122 | 2951.7284 | 6144.9027 | 2741.9563 | 554.9425 | 4611.9062 | 7094.226 | 174.0774 | 1105.44 | 5951.1672 | 3562.1397 | 0 | 2025-12-01
2025-12-21 | -825.7477 | -2778.6239 | -1053.9703 | 1193.5962 | 1525.6919 | 287.5584 | 295.3817 | 599.8954 | 298.3192 | 30.8681 | 366.1493 | 470.5746 | 6.3002 | 110.385 | 388.6662 | 152.7485 | 0 | 1.2466e-05 | -2778.6239 | -1053.9703 | 1194.1994 | 2304.543 | 287.6562 | 46.1956 | 295.3817 | 599.8954 | 298.9223 | 55.5958 | 462.0349 | 711.187 | 12.8861 | 110.385 | 596.2062 | 356.248 | 0 | 6.5e-05 | -27809.992 | -10570.0226 | 12051.4851 | 23006.3702 | 2861.0471 | 461.1122 | 2957.6547 | 6097.1846 | 2996.6458 | 554.9425 | 4611.9062 | 7109.516 | 123.3048 | 1101.1342 | 5951.1672 | 3554.3993 | 0 | 2025-12-01
2025-12-22 | -808.7557 | -2095.3892 | -915.7182 | 946.7105 | 963.5209 | 292.1202 | 228.4967 | 489.05 | 229.1638 | 18.0821 | 260.5208 | 308.2139 | 0 | 54.9357 | 251.7274 | 70.0411 | 0 | -6.5583e-05 | -2095.3892 | -915.7182 | 947.3096 | 1735.9141 | 292.2491 | 35.6346 | 228.4967 | 489.05 | 229.7629 | 42.8857 | 356.4064 | 550.1946 | 0 | 54.9357 | 459.904 | 271.5877 | 0 | -0.000987 | -27190.5763 | -11844.9503 | 12353.1815 | 22452.1666 | 3769.0653 | 461.1122 | 2963.5808 | 6413.0634 | 2976.5374 | 554.9424 | 4611.9062 | 7124.726 | 0 | 699.8838 | 5951.1672 | 3509.5409 | 0 | 2025-12-01
2025-12-23 | -875.3631 | -2470.8574 | -945.3716 | 1089.9347 | 1221.3876 | 229.5436 | 267.862 | 555.5579 | 266.5149 | 23.1345 | 321.2298 | 380.0052 | 1.1569 | 86.4365 | 311.1593 | 98.2654 | 0 | 6.5736e-05 | -2470.8574 | -945.3716 | 1090.53 | 2054.365 | 229.6296 | 41.7044 | 267.862 | 555.5579 | 267.1102 | 50.1907 | 417.1154 | 643.9625 | 2.8524 | 86.4365 | 538.2423 | 315.5651 | 0 | 0.000688 | -27388.4917 | -10417.1552 | 12164.4427 | 22665.6447 | 2514.448 | 461.1122 | 2969.5069 | 6237.1242 | 2957.8115 | 554.9424 | 4611.9062 | 7124.726 | 29.0129 | 925.054 | 5951.1672 | 3468.8359 | 0 | 2025-12-01
2025-12-24 | -705.9792 | -1998.3028 | -594.1048 | 835.9474 | 913.675 | 136.806 | 210.0593 | 418.9332 | 206.9548 | 18.2112 | 231.0125 | 297.9568 | 2.1761 | 42.0421 | 244.5344 | 77.7419 | 0 | -2.4535e-05 | -1998.3028 | -594.1048 | 836.5372 | 1586.3151 | 136.871 | 32.6842 | 210.0593 | 418.9332 | 207.5447 | 39.335 | 326.898 | 504.0381 | 5.1546 | 42.0421 | 421.8266 | 247.0207 | 0 | -0.000633 | -28454.3257 | -8191.5538 | 11955.1079 | 22331.2489 | 1898.4098 | 461.1122 | 2975.4331 | 6049.0234 | 2930.6514 | 554.9424 | 4611.9062 | 7124.726 | 65.279 | 562.0623 | 5951.1672 | 3461.1659 | 0 | 2025-12-01
2025-12-25 | -335.7055 | -1789.9145 | 242.8375 | 798.9382 | 285.5511 | 126.8822 | 188.5408 | 405.3683 | 205.029 | 0 | 196.7535 | 66.0292 | 0 | 22.7684 | 0 | 0 | 0 | 3.0979e-05 | -1789.9145 | 242.8375 | 799.5919 | 591.2761 | 126.9501 | 29.2589 | 188.5408 | 405.3683 | 205.6827 | 0 | 292.6391 | 275.8686 | 0 | 22.7684 | 0 | 0 | 0 | 0.000387 | -28320.753 | 3826.8938 | 12737.9599 | 9308.4469 | 1986.3405 | 461.1122 | 2980.9805 | 6509.0608 | 3247.9186 | 0 | 4611.9062 | 4338.2238 | 0 | 358.3169 | 0 | 0 | 0 | 2025-12-01
2025-12-26 | -705.0507 | -1670.7113 | -534.1953 | 783.659 | 555.9597 | 160.2372 | 181.9504 | 395.2413 | 206.4673 | 5.3018 | 186.4139 | 191.1296 | 0 | 15.37 | 152.4346 | 5.3098 | 0 | -9.8115e-06 | -1670.7113 | -534.1953 | 784.3424 | 1232.0149 | 160.3241 | 28.2251 | 181.9504 | 395.2413 | 207.1507 | 21.1442 | 282.2994 | 436.4066 | 0 | 15.37 | 361.7906 | 115.0041 | 0 | -6.4e-05 | -27478.447 | -8686.7227 | 13017.8313 | 20145.4112 | 2540.8149 | 461.1122 | 2986.5276 | 6635.5279 | 3395.7758 | 350.6503 | 4611.9062 | 7134.2745 | 0 | 244.4568 | 5914.8665 | 1889.2568 | 0 | 2025-12-01
2025-12-27 | -631.1621 | -1473.0235 | -429.5056 | 713.4275 | 362.6479 | 195.2916 | 169.4188 | 356.2044 | 187.8043 | 0 | 165.8655 | 109.7987 | 0 | 0 | 86.9837 | 0 | 0 | 5.9274e-05 | -1473.0235 | -429.5056 | 714.0967 | 966.8532 | 195.4086 | 26.1707 | 169.4188 | 356.2044 | 188.4735 | 0 | 261.751 | 375.8642 | 0 | 0 | 329.238 | 0 | 0 | 0.001005 | -26051.0563 | -7519.7698 | 12678.4799 | 17010.9604 | 3420.2746 | 461.1122 | 2992.0748 | 6361.5248 | 3324.8803 | 0 | 4611.9062 | 6605.5393 | 0 | 0 | 5793.5149 | 0 | 0 | 2025-12-01
2025-12-28 | -349.2529 | -1180.2502 | -105.1073 | 568.8429 | 216.3318 | 150.9299 | 136.7469 | 272.9252 | 159.1709 | 0 | 115.6906 | 66.7527 | 0 | 0 | 33.8885 | 0 | 0 | 1.8141e-05 | -1180.2502 | -105.1073 | 569.5498 | 543.6108 | 151.0429 | 21.154 | 136.7469 | 272.9252 | 159.8777 | 0 | 211.5761 | 234.5521 | 0 | 0 | 97.4827 | 0 | 0 | 0.0002885 | -25909.5516 | -1921.3749 | 12656.6851 | 11409.9304 | 3303.1991 | 461.1122 | 2997.6222 | 6146.9029 | 3512.16 | 0 | 4611.9062 | 4961.3412 | 0 | 0 | 1836.683 | 0 | 0 | 2025-12-01
2025-12-29 | -416.6391 | -1437.4475 | -111.0019 | 679.3942 | 289.0708 | 163.3455 | 157.8289 | 336.1725 | 185.3927 | 0 | 146.8538 | 100.6217 | 0 | 0 | 41.5953 | 0 | 0 | -4.8414e-05 | -1437.4475 | -111.0019 | 680.1061 | 680.6228 | 163.4508 | 24.2698 | 157.8289 | 336.1725 | 186.1047 | 0 | 242.7393 | 312.1009 | 0 | 0 | 125.7825 | 0 | 0 | -0.0009903 | -27318.4128 | -1948.6742 | 12983.1439 | 12743.835 | 3078.9949 | 461.1122 | 3003.1694 | 6442.5238 | 3537.4507 | 0 | 4611.9062 | 5865.8553 | 0 | 0 | 2266.0735 | 0 | 0 | 2025-12-01
2025-12-30 | -665.686 | -2213.1107 | -336.8096 | 920.945 | 677.6371 | 285.6522 | 221.6835 | 448.4659 | 250.7955 | 0 | 244.0056 | 240.8901 | 0 | 0 | 192.7414 | 0 | 0 | -2.493e-05 | -2213.1107 | -336.8096 | 921.6324 | 1308.5198 | 285.7847 | 33.9833 | 221.6835 | 448.4659 | 251.483 | 0 | 339.8911 | 530.0359 | 0 | 0 | 438.5928 | 0 | 0 | -0.000308 | -29956.607 | -4652.9881 | 12518.2463 | 17756.6978 | 3873.5385 | 461.1122 | 3008.7165 | 6093.7415 | 3415.7883 | 0 | 4611.9062 | 7193.6243 | 0 | 0 | 5951.1672 | 0 | 0 | 2025-12-01
2025-12-31 | -631.8138 | -2311.1458 | -390.3744 | 841.4854 | 887.1548 | 341.0662 | 237.689 | 385.1955 | 218.6009 | 22.0263 | 268.2447 | 342.8131 | 0 | 0 | 152.7601 | 101.3106 | 0 | 8.1394e-05 | -2311.1458 | -390.3744 | 842.0444 | 1481.8561 | 341.2129 | 36.4068 | 237.689 | 385.1955 | 219.1599 | 43.8152 | 364.1303 | 549.2875 | 0 | 0 | 244.1537 | 280.4695 | 0 | 0.0009779 | -29272.956 | -4835.7464 | 10705.934 | 18651.1062 | 4290.551 | 461.1122 | 3014.2637 | 4914.1926 | 2777.4776 | 554.9425 | 4611.9062 | 6957.336 | 0 | 0 | 2975.5836 | 3551.3378 | 0 | 2025-12-01
Note on G6: Kalich, Clint: this column references 2nd rate-year sheet for the 2nd rate year, so must modify cells in 2nd year dates
Note on J6: Kalich, Clint: this column references 2nd rate-year sheet for the 2nd rate year, so must modify cells in 2nd year dates
Note on L6: Kalich, Clint: this column references 2nd rate-year sheet for the 2nd rate year, so must modify cells in 2nd year dates
Note on O6: Kalich, Clint: this column references 2nd rate-year sheet for the 2nd rate year, so must modify cells in 2nd year dates
Note on AB6: Kalich, Clint: includes Columbia Basin Hydro
Note on AQ6: Kalich, Clint: includes columbia basin hydro
Note on AT6: Kalich, Clint: includes Columbia Basin Hydro