## TOC
Exhibit Table of Contents
Tab Name (with hyperlinks) | Description
CGK-2C | Dispatch model results
CGK-3 | Power Supply Pro forma
CGK-4 | Description of Power Supply Adjustments
CGK-5 | Market Purchases and Sales, Plant Generation and Fuel Cost Summary
CGK-6 | ERM Authorized Expense and Retail Sales (Annual)
Workpaper Index | Listing of Supporting Workpapers
Confidential Proforma vs Authorized | Table comparing Pro forma w Authorized for System and Washington
Confidential Aurora Portfolio Output | Output of energy/dollars by portfolio item
Confidential Aurora Fuel Output | Output of fuel prices, fuel and startup fuel usage by plant; used for fuel costs calculation
Confidential Colstrip Fuel Model | Colstrip fuel model
Confidential Fuel Costs | Calculation of gas fuel costs based on Aurora Fuel Ouput
Confidential Gas Contracts MTM | Gas contracts mark-to-market calculation
Steps for Updating Aurora | Steps to update various things in Aurora
Summation Index | Lookup between Aurora portfolio resources/contracts to plant used for proforma

## CGK-2C
| CONFIDENTIAL per Protective Order | [15 empty] | hours | 744 | 672 | 744 | 720 | 744 | 720 | 744 | 744 | 720 | 744 | 720 | 744
[18 empty] | 1 | 2 | 3 | 4 | 5 | 6 | 7 | 8 | 9 | 10 | 11 | 12
[18 empty] | 2025 | 2025 | 2025 | 2025 | 2025 | 2025 | 2025 | 2025 | 2025 | 2025 | 2025 | 2025
| Avista Corp. | [14 empty] | Avista Corp.
| Dispatch Model Results | [14 empty] | Dispatch Model Results
| (Gigawatt-hours) | [14 empty] | (Average Megawatts)
1 |  | Annual | 2025-01-01 | 2025-02-01 | 2025-03-01 | 2025-04-01 | 2025-05-01 | 2025-06-01 | 2025-07-01 | 2025-08-01 | 2025-09-01 | 2025-10-01 | 2025-11-01 | 2025-12-01 | 1 |  | Annual | 2025-01-01 | 2025-02-01 | 2025-03-01 | 2025-04-01 | 2025-05-01 | 2025-06-01 | 2025-07-01 | 2025-08-01 | 2025-09-01 | 2025-10-01 | 2025-11-01 | 2025-12-01 | Aurora Name
2 | Hydro Resources | [13 empty] | 2 | Hydro Resources
3 | Clark Fork River | [13 empty] | 3 | Clark Fork River
4 | Cabinet Gorge | 1068.8268 | 67.3545 | 53.7862 | 63.7681 | 117.3682 | 161.6602 | 159.516 | 122.048 | 60.8892 | 59.5887 | 57.8774 | 62.0604 | 82.9099 | 4 | Cabinet Gorge | 122.0122 | 90.5302 | 80.039 | 85.7099 | 163.0114 | 217.2852 | 221.5499 | 164.0431 | 81.8403 | 82.762 | 77.7921 | 86.1951 | 111.438 | Cabinet Gorge
5 | Noxon Rapids | 1676.5284 | 93.2898 | 71.4249 | 86.2779 | 173.6781 | 305.9912 | 305.672 | 182.9541 | 82.7205 | 85.9016 | 81.9372 | 86.7905 | 119.8905 | 5 | Noxon Rapids | 191.3845 | 125.3895 | 106.2871 | 115.9649 | 241.2196 | 411.2785 | 424.5444 | 245.906 | 111.1834 | 119.3078 | 110.1307 | 120.5424 | 161.1432 | Noxon Rapids
6 | Total Clark Fork River | 2745.3552 | 160.6443 | 125.2112 | 150.046 | 291.0463 | 467.6514 | 465.1879 | 305.0021 | 143.6096 | 145.4903 | 139.8146 | 148.8509 | 202.8004 | 6 | Total Clark Fork River | 313.3967 | 215.9198 | 186.3261 | 201.6748 | 404.231 | 628.5637 | 646.0943 | 409.9491 | 193.0237 | 202.0698 | 187.9228 | 206.7374 | 272.5812
7 | [14 empty] | 7
8 | Spokane River | [13 empty] | 8 | Spokane River
9 | Little Falls | 205.0116 | 18.0557 | 18.7069 | 23.3913 | 23.6587 | 23.966 | 22.9517 | 20.1732 | 9.0922 | 6.7304 | 10.1748 | 11.6876 | 16.4231 | 9 | Little Falls | 23.4031 | 24.2684 | 27.8376 | 31.4399 | 32.8593 | 32.2123 | 31.8774 | 27.1145 | 12.2207 | 9.3478 | 13.6758 | 16.2328 | 22.074 | Little Falls
10 | Long Lake | 508.8345 | 42.7816 | 43.5142 | 55.6837 | 58.6361 | 60.5205 | 58.5214 | 57.4913 | 22.7254 | 16.1769 | 24.885 | 28.2979 | 39.6005 | 10 | Long Lake | 58.0861 | 57.5021 | 64.7533 | 74.8437 | 81.439 | 81.3448 | 81.2797 | 77.2733 | 30.5449 | 22.4679 | 33.4475 | 39.3026 | 53.2265 | Long Lake
11 | Monroe Street | 101.5064 | 9.972 | 9.3391 | 10.4382 | 10.2199 | 10.5702 | 9.798 | 6.5615 | 2.6513 | 5.7592 | 7.6152 | 9.0098 | 9.572 | 11 | Monroe Street | 11.5875 | 13.4033 | 13.8975 | 14.0299 | 14.1944 | 14.2073 | 13.6083 | 8.8192 | 3.5635 | 7.9989 | 10.2355 | 12.5136 | 12.8655 | Monroe Street
12 | Nine Mile | 138.2645 | 12.0388 | 14.395 | 18.5802 | 17.4452 | 17.2869 | 14.5531 | 6.4159 | 3.9238 | 5.4544 | 7.6767 | 9.7244 | 10.7701 | 12 | Nine Mile | 15.7836 | 16.1812 | 21.4212 | 24.9734 | 24.2294 | 23.2351 | 20.2126 | 8.6235 | 5.2739 | 7.5756 | 10.3181 | 13.5061 | 14.4759 | Nine Mile
13 | Post Falls | 83.822 | 7.2799 | 8.3426 | 10.2455 | 9.7647 | 10.2847 | 9.8169 | 4.4031 | 1.2771 | 3.5504 | 4.9771 | 6.5838 | 7.2962 | 13 | Post Falls | 9.5687 | 9.7848 | 12.4146 | 13.7708 | 13.5621 | 13.8235 | 13.6346 | 5.9182 | 1.7165 | 4.9312 | 6.6896 | 9.1442 | 9.8067 | Post Falls
14 | Upper Falls | 65.3233 | 6.4628 | 5.8366 | 6.44 | 5.9301 | 6.0329 | 6.1672 | 4.4946 | 1.1154 | 3.9504 | 5.7983 | 6.4632 | 6.6317 | 14 | Upper Falls | 7.457 | 8.6865 | 8.6854 | 8.6559 | 8.2363 | 8.1088 | 8.5655 | 6.0411 | 1.4992 | 5.4867 | 7.7934 | 8.9767 | 8.9136 | Upper Falls
15 | Total Spokane River | 1102.7623 | 96.5909 | 100.1345 | 124.7789 | 125.6547 | 128.6612 | 121.8082 | 99.5396 | 40.7852 | 41.6219 | 61.127 | 71.7667 | 90.2935 | 15 | Total Spokane River | 125.8861 | 129.8264 | 149.0096 | 167.7136 | 174.5204 | 172.9317 | 169.1781 | 133.7898 | 54.8188 | 57.8081 | 82.1599 | 99.676 | 121.3622
16 | [14 empty] | 16
17 | Mid-Columbia Contracts | [13 empty] | 17 | Mid-Columbia Contracts
18 | Priest Rapids | 164.7427 | 16.5624 | 12.5822 | 12.9179 | 14.5651 | 17.5979 | 16.6944 | 15.8065 | 11.8178 | 9.549 | 9.9213 | 12.5012 | 14.2272 | 18 | Priest Rapids | 18.8062 | 22.2613 | 18.7235 | 17.3627 | 20.2293 | 23.6531 | 23.1866 | 21.2453 | 15.8841 | 13.2624 | 13.335 | 17.3627 | 19.1226 | Priest_Rapids
19 | Rock Island | 318.4497 | 29.5814 | 23.4931 | 24.5222 | 29.0772 | 35.9344 | 32.1192 | 28.577 | 25.5266 | 19.2816 | 20.2666 | 23.9112 | 26.159 | 19 | Rock Island | 36.3527 | 39.76 | 34.96 | 32.96 | 40.385 | 48.2989 | 44.61 | 38.41 | 34.31 | 26.78 | 27.24 | 33.21 | 35.16 | Rock_Island
20 | Rocky Reach | 618.2177 | 56.4324 | 42.7056 | 44.082 | 57.06 | 76.1693 | 69.444 | 60.078 | 51.15 | 33.984 | 35.154 | 43.524 | 48.4344 | 20 | Rocky Reach | 70.5728 | 75.85 | 63.55 | 59.25 | 79.25 | 102.3781 | 96.45 | 80.75 | 68.75 | 47.2 | 47.25 | 60.45 | 65.1 | Rocky_Reach
21 | Wanapum | 158.951 | 15.7317 | 11.5675 | 11.6424 | 14.7197 | 17.858 | 17.3025 | 16.3817 | 12.6918 | 8.2843 | 8.4792 | 11.2144 | 13.0777 | 21 | Wanapum | 18.1451 | 21.1448 | 17.2136 | 15.6484 | 20.4441 | 24.0026 | 24.0313 | 22.0184 | 17.0589 | 11.506 | 11.3968 | 15.5756 | 17.5776 | Wanapum
22 | Wells Purchase | 55.8216 | 1.2896 | 0.97264 | 3.7886 | 6.8954 | 9.0466 | 8.6026 | 7.7502 | 6.4676 | 2.9738 | 3.0319 | 3.875 | 1.1275 | 22 | Wells Purchase | 6.3723 | 1.7334 | 1.4474 | 5.0922 | 9.577 | 12.1595 | 11.948 | 10.417 | 8.693 | 4.1303 | 4.0751 | 5.382 | 1.5154 | Wells_Purchase
23 | Wells Exchange | 0 | 0 | 0 | 0 | 0 | 0 | 0 | 0 | 0 | 0 | 0 | 0 | 0 | 23 | Wells Exchange | 0 | 0 | 0 | 0 | 0 | 0 | 0 | 0 | 0 | 0 | 0 | 0 | 0 | Douglas_Exchange_Purchase
24 | Canadian Entitlement | -71.9328 | -5.9616 | -5.4528 | -6.0736 | -5.8656 | -6.3504 | -5.88 | -6.1344 | -6.1568 | -6.032 | -6.048 | -5.8 | -6.1776 | 24 | Canadian Entitlement | -8.2115 | -8.0129 | -8.1143 | -8.1634 | -8.1467 | -8.5355 | -8.1667 | -8.2452 | -8.2753 | -8.3778 | -8.129 | -8.0556 | -8.3032 | Canadian_Entitlement
25 | Total Mid-C Contracts | 1244.2499 | 113.636 | 85.8682 | 90.8795 | 116.4519 | 150.2558 | 138.2826 | 122.4591 | 101.497 | 68.0408 | 70.805 | 89.2258 | 96.8482 | 25 | Total Mid-C Contracts | 142.0377 | 152.7366 | 127.7801 | 122.1499 | 161.7387 | 201.9567 | 192.0592 | 164.5955 | 136.4207 | 94.5011 | 95.168 | 123.9247 | 130.1724
26 | [14 empty] | 26
27 | Columbia Basin Contract | [13 empty] | 27 | Columbia Basin Contract
28 | EBC 4.6 | 8.0518 | 0 | 0 | 0 | 0.55123 | 1.3291 | 1.4224 | 1.5108 | 1.4977 | 0.9599 | 0.78075 | 0 | 0 | 28 | EBC 4.6 | 0.91916 | 0 | 0 | 0 | 0.7656 | 1.7864 | 1.9756 | 2.0306 | 2.013 | 1.3332 | 1.0494 | 0 | 0 | EBC 4.6
29 | Main Canal | 0 | 0 | 0 | 0 | 0 | 0 | 0 | 0 | 0 | 0 | 0 | 0 | 0 | 29 | Main Canal | 0 | 0 | 0 | 0 | 0 | 0 | 0 | 0 | 0 | 0 | 0 | 0 | 0 | Main Canal
30 | PEC 66 | 4.3669 | 0 | 0 | 0 | 0.01728 | 0.20713 | 0.72922 | 0.76245 | 0.82852 | 0.82771 | 0.99458 | 0 | 0 | 30 | PEC 66 | 0.4985 | 0 | 0 | 0 | 0.024 | 0.2784 | 1.0128 | 1.0248 | 1.1136 | 1.1496 | 1.3368 | 0 | 0 | PEC 66
31 | PEC Headworks | 0 | 0 | 0 | 0 | 0 | 0 | 0 | 0 | 0 | 0 | 0 | 0 | 0 | 31 | PEC Headworks | 0 | 0 | 0 | 0 | 0 | 0 | 0 | 0 | 0 | 0 | 0 | 0 | 0 | PEC Headworks
32 | Quincy Chute | 1.2658 | 0 | 0 | 0 | 0 | 0 | 0 | 0 | 0 | 0 | 1.2658 | 0 | 0 | 32 | Quincy Chute | 0.1445 | 0 | 0 | 0 | 0 | 0 | 0 | 0 | 0 | 0 | 1.7014 | 0 | 0 | Quincy Chute
33 | Russell D Smith | 13.004 | 0 | 0 | 0 | 0.57535 | 1.9833 | 2.5605 | 3.0952 | 2.7684 | 1.1771 | 0.84414 | 0 | 0 | 33 | Russell D Smith | 1.4845 | 0 | 0 | 0 | 0.7991 | 2.6657 | 3.5563 | 4.1602 | 3.721 | 1.6348 | 1.1346 | 0 | 0 | Russell D Smith
34 | Summer Falls | 362.3023 | 0 | 0 | 5.8047 | 44.6688 | 65.1804 | 61.7242 | 64.2712 | 57.2076 | 41.5555 | 21.89 | 0 | 0 | 34 | Summer Falls | 41.3587 | 0 | 0 | 7.802 | 62.04 | 87.608 | 85.728 | 86.386 | 76.892 | 57.716 | 29.422 | 0 | 0 | Summer Falls
35 | Total CBH Contracts | 388.9909 | 0 | 0 | 5.8047 | 45.8127 | 68.6998 | 66.4363 | 69.6396 | 62.3023 | 44.5202 | 25.7753 | 0 | 0 | 35 | Total CBH Contract | 44.4054 | 0 | 0 | 7.802 | 63.6287 | 92.3385 | 92.2727 | 93.6016 | 83.7396 | 61.8336 | 34.6442 | 0 | 0
36 | [14 empty] | 36
37 | Total Hydro Resources | 5481.3582 | 370.8712 | 311.2139 | 371.5091 | 578.9656 | 815.2683 | 791.7151 | 596.6404 | 348.1941 | 299.6731 | 297.5218 | 309.8435 | 389.9421 | 37 | Total Hydro Resources | 625.7258 | 498.4828 | 463.1159 | 499.3402 | 804.1189 | 1095.7907 | 1099.6043 | 801.936 | 468.0028 | 416.2126 | 399.895 | 430.3382 | 524.1158
38 | [14 empty] | 38
39 | Non-Hydro Resources | [13 empty] | 39 | Non-Hydro Resources
40 | Small Solar Projects | 0.5355 | 0.014594 | 0.015935 | 0.035262 | 0.044687 | 0.051978 | 0.066287 | 0.065553 | 0.070167 | 0.057268 | 0.053562 | 0.039844 | 0.020367 | 40 | Small Solar Projects | 0.06113 | 0.019615 | 0.023713 | 0.047395 | 0.062065 | 0.069863 | 0.092065 | 0.088109 | 0.094311 | 0.079539 | 0.071991 | 0.055339 | 0.027375 | Boulder Park Solar
41 | Boulder Park | 131.9716 | 13.369 | 9.2942 | 6.6754 | 5.2317 | 5.8711 | 3.5047 | 10.9388 | 15.1293 | 15.6925 | 16.7556 | 15.6282 | 13.8811 | 41 | Boulder Park | 15.0653 | 17.9691 | 13.8306 | 8.9723 | 7.2663 | 7.8913 | 4.8677 | 14.7027 | 20.3351 | 21.7951 | 22.5209 | 21.7059 | 18.6574 | Boulder Park
42 | Colstrip | 1536.789 | 143.9377 | 129.2899 | 143.1261 | 123.4315 | 83.9628 | 99.9334 | 130.9967 | 140.1406 | 134.1508 | 133.255 | 131.5964 | 142.9681 | 42 | Colstrip | 175.4325 | 193.4647 | 192.3957 | 192.3738 | 171.4326 | 112.8532 | 138.7964 | 176.0708 | 188.361 | 186.3206 | 179.1062 | 182.7728 | 192.1615 | Colstrip
43 | Coyote Springs 2 | 1933.6644 | 211.9636 | 171.7709 | 164.3663 | 132.9317 | 40.7155 | 96.6074 | 172.9775 | 203.5258 | 190.6678 | 129.9327 | 203.2862 | 214.919 | 43 | Coyote Springs 2 | 220.7379 | 284.8973 | 255.6115 | 220.9224 | 184.6274 | 54.7251 | 134.177 | 232.4966 | 273.5562 | 264.8163 | 174.6407 | 282.3419 | 288.8696 | Coyote Springs 2
44 | Kettle Falls | 256.5323 | 21.7685 | 20.4368 | 28.215 | 18.3338 | 1.975 | 14.8419 | 23.8906 | 24.6145 | 28.0776 | 27.4931 | 26.0902 | 20.7953 | 44 | Kettle Falls | 29.2845 | 29.2587 | 30.4119 | 37.9234 | 25.4636 | 2.6546 | 20.6137 | 32.111 | 33.084 | 38.9967 | 36.9531 | 36.2365 | 27.9507 | Kettle Falls
45 | Kettle Falls CT | 25.6857 | 1.0311 | 1.7572 | 1.0244 | 0.61297 | 1.1963 | 0.56395 | 2.748 | 3.7371 | 3.7319 | 3.5458 | 3.014 | 2.723 | 45 | Kettle Falls CT | 2.9322 | 1.3859 | 2.6149 | 1.3769 | 0.85134 | 1.6079 | 0.78327 | 3.6935 | 5.023 | 5.1832 | 4.7659 | 4.1861 | 3.6599 | Kettle Falls CT
46 | Lancaster | 1827.4623 | 191.6631 | 148.4306 | 180.0523 | 141.4534 | 101.4197 | 63.547 | 148.0181 | 174.5685 | 165.8233 | 168.9739 | 175.9466 | 167.5659 | 46 | Lancaster | 208.6144 | 257.6116 | 220.8789 | 242.0057 | 196.4631 | 136.3168 | 88.2597 | 198.9491 | 234.6351 | 230.3102 | 227.1154 | 244.3703 | 225.223 | Lancaster
47 | Northeast | 0 | 0 | 0 | 0 | 0 | 0 | 0 | 0 | 0 | 0 | 0 | 0 | 0 | 47 | Northeast | 0 | 0 | 0 | 0 | 0 | 0 | 0 | 0 | 0 | 0 | 0 | 0 | 0 | Northeast
48 | Rathdrum | 799.7694 | 90.2681 | 65.597 | 76.0437 | 28.6072 | 23.0803 | 8.6535 | 32.0326 | 92.7032 | 98.512 | 96.9433 | 102.6347 | 84.6938 | 48 | Rathdrum | 91.2979 | 121.3281 | 97.6145 | 102.2092 | 39.7322 | 31.022 | 12.0188 | 43.0546 | 124.601 | 136.8222 | 130.3002 | 142.5482 | 113.8358 | Rathdrum
49 | Total Owned Non-Hydro Resources | 6512.4103 | 674.0156 | 546.5925 | 599.5384 | 450.6469 | 258.2727 | 287.7182 | 521.6678 | 654.4891 | 636.7132 | 576.953 | 658.2362 | 647.5666 | 49 | Total Non-Hydro Resources | 743.4258 | 905.935 | 813.3817 | 805.8312 | 625.8985 | 347.1407 | 399.6086 | 701.1664 | 879.6896 | 884.3238 | 775.4745 | 914.217 | 870.3852
50 | [14 empty] | 50
51 | Total All Resources | 11993.7685 | 1044.8868 | 857.8064 | 971.0476 | 1029.6125 | 1073.541 | 1079.4333 | 1118.3082 | 1002.6832 | 936.3862 | 874.4749 | 968.0797 | 1037.5087 | 51 | Total All Resources | 1369.1517 | 1404.4178 | 1276.4976 | 1305.1715 | 1430.0173 | 1442.9314 | 1499.2129 | 1503.1024 | 1347.6924 | 1300.5364 | 1175.3694 | 1344.5552 | 1394.501
52 | [14 empty] | 52
53 | Contracts | [13 empty] | 53 | Contracts
54 | Nichols Pumping | -45.552 | -3.8688 | -3.4944 | -3.8688 | -3.744 | -3.8688 | -3.744 | -3.8688 | -3.8688 | -3.744 | -3.8688 | -3.744 | -3.8688 | 54 | Nichols Pumping | -5.2 | -5.2 | -5.2 | -5.2 | -5.2 | -5.2 | -5.2 | -5.2 | -5.2 | -5.2 | -5.2 | -5.2 | -5.2 | Nichols Pumping
55 | Palouse Wind | 332.9528 | 37.4188 | 33.2883 | 31.4121 | 33.5906 | 25.2946 | 24.0112 | 17.4941 | 19.1553 | 21.4078 | 26.9125 | 32.6925 | 30.275 | 55 | Palouse Wind | 38.0083 | 50.2941 | 49.5362 | 42.2206 | 46.6536 | 33.9981 | 33.3489 | 23.5136 | 25.7464 | 29.7331 | 36.1727 | 45.4062 | 40.6922 | Palouse Wind
56 | Rattlesnake Wind | 344.9233 | 21.8958 | 34.3464 | 34.1461 | 36.123 | 31.8953 | 28.1543 | 19.1756 | 24.8569 | 26.3237 | 29.5036 | 33.6567 | 24.846 | 56 | Rattlesnake Wind | 39.3748 | 29.4298 | 51.1107 | 45.8953 | 50.1708 | 42.87 | 39.1033 | 25.7736 | 33.4098 | 36.5607 | 39.6554 | 46.7454 | 33.3952 | Rattlesnake Flats
57 | Clearwater Wind | 376.398 | 39.332 | 23.761 | 28.897 | 30.121 | 26.49 | 27.048 | 22.266 | 27.54 | 32.439 | 42.864 | 37.985 | 37.655 | 57 | Clearwater Wind | 42.9678 | 52.8656 | 35.3586 | 38.8401 | 41.8347 | 35.6048 | 37.5667 | 29.9274 | 37.0161 | 45.0542 | 57.6129 | 52.7569 | 50.6116 | Clearwater Wind
58 | Elf I Solar | 0 | 0 | 0 | 0 | 0 | 0 | 0 | 0 | 0 | 0 | 0 | 0 | 0 | 58 | Elf I Solar | 0 | 0 | 0 | 0 | 0 | 0 | 0 | 0 | 0 | 0 | 0 | 0 | 0 | Elf I Solar
59 | Adams Neilson Solar | 0 | 0 | 0 | 0 | 0 | 0 | 0 | 0 | 0 | 0 | 0 | 0 | 0 | 59 | Adams Neilson Solar | 0 | 0 | 0 | 0 | 0 | 0 | 0 | 0 | 0 | 0 | 0 | 0 | 0 | Adams Nielson Solar
60 | Small Power | 26.4261 | 2.1528 | 2.1479 | 3.2316 | 3.7092 | 3.7146 | 3.2985 | 2.3379 | 1.1727 | 0.80755 | 0.97231 | 1.3894 | 1.4918 | 60 | Small Power | 3.0167 | 2.8936 | 3.1962 | 4.3435 | 5.1517 | 4.9927 | 4.5812 | 3.1423 | 1.5762 | 1.1216 | 1.3069 | 1.9297 | 2.005 | Small Power
61 | Spokane Waste-to-Energy | 119.2567 | 10.4711 | 9.9154 | 11.3155 | 10.9505 | 8.2755 | 11.1139 | 10.3022 | 9.7955 | 10.1333 | 10.3022 | 6.2107 | 10.4711 | 61 | Spokane Waste-to-Energy | 13.6138 | 14.074 | 14.755 | 15.209 | 15.209 | 11.123 | 15.436 | 13.847 | 13.166 | 14.074 | 13.847 | 8.626 | 14.074 | Spokane Waste-to-Energy
62 | Stimson Lumber | 31.1042 | 2.9343 | 2.2996 | 2.6754 | 1.8374 | 3.1069 | 3.3408 | 3.0206 | 2.3734 | 2.2968 | 2.5891 | 2.2133 | 2.4165 | 62 | Stimson Lumber | 3.5507 | 3.944 | 3.422 | 3.596 | 2.552 | 4.176 | 4.64 | 4.06 | 3.19 | 3.19 | 3.48 | 3.074 | 3.248 | Stimson Lumber
63 | Upriver | 45.8522 | 6.1678 | 5.5339 | 6.7964 | 7.632 | 6.6662 | 5.2848 | 0.4278 | -1.09 | -0.5652 | 1.4657 | 3.3552 | 4.1776 | 63 | Upriver | 5.2343 | 8.29 | 8.235 | 9.135 | 10.6 | 8.96 | 7.34 | 0.575 | -1.465 | -0.785 | 1.97 | 4.66 | 5.615 | Upriver
64 | Douglas Exchange Sale | 0 | 0 | 0 | 0 | 0 | 0 | 0 | 0 | 0 | 0 | 0 | 0 | 0 | 64 | Douglas Exchange Sale | 0 | 0 | 0 | 0 | 0 | 0 | 0 | 0 | 0 | 0 | 0 | 0 | 0 | Douglas_Exchange_Sale
65 | Total Contracts | 1231.3615 | 116.5038 | 107.7981 | 114.6054 | 120.2197 | 101.5744 | 98.5075 | 71.1554 | 79.935 | 89.0989 | 110.7406 | 113.7587 | 107.4641 | 65 | Total Contracts | 140.5664 | 156.5911 | 160.4138 | 154.0395 | 166.9718 | 136.5247 | 136.816 | 95.6389 | 107.4395 | 123.7485 | 148.8448 | 157.9982 | 144.441
66 | [14 empty] | 66
67 | Spot Market Transactions (Aurora) | [13 empty] | 67 | Spot Market Transactions (Aurora)
68 | Market Purchases | 35.2335 | 5.9015 | 24.0174 | 0.1161 | 0 | 0.18177 | 0 | 0.14361 | 0.0026295 | 0 | 0.012382 | 0 | 4.858 | 68 | Market Purchases | 4.0221 | 7.9322 | 35.7402 | 0.15605 | 0 | 0.24431 | 0 | 0.19302 | 0.0035343 | 0 | 0.016643 | 0 | 6.5296 | ST Market Purchases
69 | Market Sales | -3836.4166 | -250.3642 | -164.1251 | -285.3726 | -447.7215 | -463.5668 | -466.6571 | -383.9784 | -280.949 | -344.0848 | -257.3975 | -275.3377 | -216.8619 | 69 | Market Sales | -437.9471 | -336.5111 | -244.2338 | -383.5653 | -621.8354 | -623.0737 | -648.1348 | -516.1 | -377.6196 | -477.8956 | -345.9643 | -382.4135 | -291.481 | ST Market Sales
70 | Total Spot Market Transactions | -3801.1831 | -244.4627 | -140.1077 | -285.2565 | -447.7215 | -463.3851 | -466.6571 | -383.8348 | -280.9463 | -344.0848 | -257.3851 | -275.3377 | -212.0038 | 70 | Total Spot Market Transactions | -433.925 | -328.5789 | -208.4936 | -383.4093 | -621.8354 | -622.8294 | -648.1348 | -515.907 | -377.616 | -477.8956 | -345.9477 | -382.4135 | -284.9514
71 | [14 empty] | 71
72 | Total All Resources | 9423.9469 | 916.9279 | 825.4968 | 800.3965 | 702.1107 | 711.7302 | 711.2837 | 805.6288 | 801.6718 | 681.4004 | 727.8303 | 806.5008 | 932.969 | 72 | Total All Resources | 1075.793 | 1232.4299 | 1228.4178 | 1075.8017 | 975.1537 | 956.6267 | 987.8941 | 1082.8344 | 1077.5159 | 946.3894 | 978.2666 | 1120.14 | 1253.9906
73 | Less Station Service | -3.2858 | -0.21353 | -0.39554 | -0.047658 | -0.11936 | -0.56942 | -0.54486 | -0.35933 | -0.65663 | -0.024657 | -0.03592 | -0.049693 | -0.26919 | 73 | Less Station Service | -0.37509 | -0.287 | -0.5886 | -0.064056 | -0.16578 | -0.76536 | -0.75675 | -0.48298 | -0.88257 | -0.034247 | -0.04828 | -0.069017 | -0.36181 | Station Service
74 | System Load | 9420.6611 | 916.7144 | 825.1012 | 800.3488 | 701.9913 | 711.1608 | 710.7389 | 805.2694 | 801.0152 | 681.3757 | 727.7944 | 806.4511 | 932.6998 | 74 | System Load | 1075.4179 | 1232.1429 | 1227.8292 | 1075.7377 | 974.9879 | 955.8613 | 987.1373 | 1082.3514 | 1076.6333 | 946.3552 | 978.2183 | 1120.0709 | 1253.6288
| Total Resources | 10360.5277 | 931.2508 | 771.9381 | 874.3634 | 867.3479 | 854.5854 | 874.7143 | 926.2096 | 838.8839 | 823.8253 | 777.8946 | 878.8539 | 940.6605 |  |  | 1182.7086 | 1251.6812 | 1148.7174 | 1175.2196 | 1204.6499 | 1148.6363 | 1214.881 | 1244.9053 | 1127.5322 | 1144.2018 | 1045.5572 | 1220.6304 | 1264.3286 | Resource Total
| check | 6.228e-05 | 7.4406e-06 | 1.8207e-05 | 1.2798e-05 | 1.2371e-05 | -2.6394e-05 | -1.9882e-05 | -5.4398e-06 | -1.7578e-05 | -1.7544e-05 | 3.7113e-05 | 4.3526e-05 | 1.7662e-05

## CGK-3
Avista Corp.
Power Supply Pro Forma - Washington Jurisdiction
System Numbers - 12ME 6/30/23 Actual - 2025 Pro Forma
Test Year Load
| ($000) |  |  |  | Cost ($000) | [11 empty] | Aurora Name
[5 empty] | 1 | 2 | 3 | 4 | 5 | 6 | 7 | 8 | 9 | 10 | 11 | 12
Line |  | 12 Mo-Ending |  | 2025 | 2025 | 2025 | 2025 | 2025 | 2025 | 2025 | 2025 | 2025 | 2025 | 2025 | 2025 | 2025
No. |  | 2023-06-30 | Adjustment | Pro Forma | Jan | Feb | Mar | Apr | May | Jun | Jul | Aug | Sep | Oct | Nov | Dec
1 | 555 PURCHASED POWER
2 | Short-Term Market | 90311.008 | -88098.4172 | 2212.5908 | 518.7473 | 1377.4132 | 4.7792 | 0 | -4.7248 | 0 | 9.4573 | 0.41773 | 0 | 1.0756 | 0 | 305.4252 | ST Market Purchases
3 | Chelan PUD | 15169.433 | 23047.3136 | 38216.7466 | 3184.7289 | 3184.7289 | 3184.7289 | 3184.7289 | 3184.7289 | 3184.7289 | 3184.7289 | 3184.7289 | 3184.7289 | 3184.7289 | 3184.7289 | 3184.7289 | Chelan PUD
4 | Douglas PUD | 5476.224 | -3726.3343 | 1749.8897 | 111.5174 | 105.0821 | 130.5733 | 142.9834 | 160.9673 | 157.2549 | 242.6675 | 216.6296 | 120.8452 | 121.5384 | 131.6055 | 108.2252 | Wells
5 | Grant PUD | 25678.623 | 5523.2959 | 31201.9189 | 2600.1599 | 2600.1599 | 2600.1599 | 2600.1599 | 2600.1599 | 2600.1599 | 2600.1599 | 2600.1599 | 2600.1599 | 2600.1599 | 2600.1599 | 2600.1599 | Priest Rapids
6 | Lancaster PPA | 30085.352 | -102.0533 | 29983.2987 | 2565.0406 | 2475.5253 | 2571.4784 | 2477.9147 | 2380.873 | 2289.0695 | 2472.2509 | 2536.0204 | 2536.9874 | 2544.6244 | 2576.9144 | 2556.5996 | Lancaster Capacity and Energy Payment
7 | Small Power | 1063.079 | 281.2261 | 1344.3051 | 136.0676 | 137.8419 | 149.1427 | 162.4458 | 156.2062 | 136.2129 | 131.926 | 66.8973 | 45.2993 | 53.999 | 78.6578 | 89.6086 | Small Power | includes Deer Lk non-Aurora
8 | Stimson | 269.657 | 1384.5426 | 1654.1996 | 169.3112 | 132.686 | 120.073 | 82.4643 | 139.4397 | 149.9351 | 174.2909 | 136.9429 | 132.5254 | 149.3922 | 127.7063 | 139.4327 | Stimson Lumber
9 | Spokane-Upriver | 1904.481 | 1582.4356 | 3486.9166 | 451.6612 | 402.1242 | 376.3933 | 417.6752 | 391.4491 | 349.6815 | 174.2122 | 58.0707 | 81.1741 | 180.6645 | 274.7432 | 329.0674 | Upriver
10 | Spokane Waste-to-Energy | 5040.998 | 804.3538 | 5845.3518 | 556.4319 | 526.9022 | 467.6695 | 452.5833 | 342.0269 | 459.3383 | 547.4572 | 520.5331 | 538.4825 | 547.4572 | 330.0377 | 556.4319 | Spokane Waste-to-Energy
11 | Palouse Wind | 19368.691 | 3585.0776 | 22953.7686 | 2579.6511 | 2294.8982 | 2165.5535 | 2315.7356 | 1743.8076 | 1655.3302 | 1206.0447 | 1320.5687 | 1475.8541 | 1855.3456 | 2253.8203 | 2087.1589 | Palouse Wind
12 | Adams-Neilson Solar | 0 | 0 | 0 | 0 | 0 | 0 | 0 | 0 | 0 | 0 | 0 | 0 | 0 | 0 | 0 | Adams Nielson Solar
13 | Elf I Solar | 0 | 0 | 0 | 0 | 0 | 0 | 0 | 0 | 0 | 0 | 0 | 0 | 0 | 0 | 0 | Elf I Solar
14 | Rattlesnake Flats Wind | 10301.876 | 80.3167 | 10382.1927 | 659.0626 | 1033.8268 | 1027.7986 | 1087.3011 | 960.0482 | 847.4457 | 577.1841 | 748.1922 | 792.3436 | 888.0585 | 1013.0656 | 747.8658 | Rattlesnake Flats
15 | Clearwater Wind | 0 | 11291.9401 | 11291.9401 | 1179.96 | 712.83 | 866.91 | 903.63 | 794.7 | 811.44 | 667.98 | 826.2 | 973.17 | 1285.92 | 1139.55 | 1129.65 | Clearwater Wind
16 | Incremental VER Integration | 0 | 3537 | 3537 | 294.75 | 294.75 | 294.75 | 294.75 | 294.75 | 294.75 | 294.75 | 294.75 | 294.75 | 294.75 | 294.75 | 294.75
17 | Clolumbia Basin Hydro | 0 | 16445.1376 | 16445.1376 | 0 | 0 | 250.5884 | 1953.936 | 2908.3957 | 2806.6507 | 2941.1212 | 2624.9341 | 1880.4976 | 1079.0139 | 0 | 0 | Columbia Basin
18 | Clearwater (Idaho only) | 460.365 | -460.365 | 0 | 0 | 0 | 0 | 0 | 0 | 0 | 0 | 0 | 0 | 0 | 0 | 0
19 | WPM Ancillary Services (reconciling item - not in ERM) | 1220.747 | -1220.747 | 0 | 0 | 0 | 0 | 0 | 0 | 0 | 0 | 0 | 0 | 0 | 0 | 0
20 | Non-Mon. Accruals (reconciling item - not in ERM) | -17.904 | 17.904 | 0 | 0 | 0 | 0 | 0 | 0 | 0 | 0 | 0 | 0 | 0 | 0 | 0
21 | Total Account 555 | 206332.63 | -26027.3733 | 180305.2567 | 15007.0897 | 15278.7687 | 14210.5986 | 16076.3082 | 16052.8277 | 15741.9977 | 15224.2308 | 15135.0454 | 14656.8179 | 14786.7282 | 14005.7395 | 14129.1043
22
23 | 557 OTHER EXPENSES
24 | Miscellaneous Transaction Fees | 684.245 | -84.5586 | 599.6864 | 49.9739 | 49.9739 | 49.9739 | 49.9739 | 49.9739 | 49.9739 | 49.9739 | 49.9739 | 49.9739 | 49.9739 | 49.9739 | 49.9739
25 | Other Resource Costs | 1839.679 | -1839.679 | 0 | 0 | 0 | 0 | 0 | 0 | 0 | 0 | 0 | 0 | 0 | 0 | 0
26 | Natural Gas Fuel Purchases | 46389.243 | -46389.243 | 0 | 0 | 0 | 0 | 0 | 0 | 0 | 0 | 0 | 0 | 0 | 0 | 0
27 | Total Account 557 | 48913.167 | -48313.4806 | 599.6864 | 49.9739 | 49.9739 | 49.9739 | 49.9739 | 49.9739 | 49.9739 | 49.9739 | 49.9739 | 49.9739 | 49.9739 | 49.9739 | 49.9739
28
29 | 501 THERMAL FUEL EXPENSE
30 | Kettle Falls - Wood Fuel | 9217.0004 | -1853.3723 | 7363.6282 | 626.9048 | 605.4583 | 800.0066 | 520.9129 | 59.0431 | 428.4861 | 691.2682 | 718.1011 | 797.1495 | 783.787 | 741.0803 | 591.4304 | Kettle Falls
31 | Colstrip - Fuel Cost | 33333.238 | -1382.0596 | 31951.1784 | 3141.6763 | 2825.5235 | 3123.926 | 2729.0922 | 1904.939 | 2243.3431 | 2916.1772 | 3086.016 | 2954.5294 | 2343.9164 | 2244.7636 | 2437.2758
32 | Total Account 501 | 42550.2384 | -3235.4319 | 39314.8066 | 3768.5811 | 3430.9817 | 3923.9326 | 3250.0051 | 1963.9821 | 2671.8292 | 3607.4454 | 3804.117 | 3751.6789 | 3127.7034 | 2985.8439 | 3028.7061
33
34 | 547 OTHER FUEL EXPENSE
35 | Coyote Springs 2 Combined Cycle Combustion Turbine | 68208.483 | -17584.2852 | 50624.1978 | 6928.745 | 4860.7722 | 4720.5567 | 2752.2263 | 877.8844 | 1853.5499 | 3976.2665 | 4755.2782 | 4430.1038 | 3046.4335 | 5694.1718 | 6728.2096 | Coyote Springs 2
36 | Lancaster Combined Cycle Combustion Turbine | 63670.072 | -15605.6061 | 48064.4659 | 6686.7702 | 4394.774 | 4742.0471 | 2951.3669 | 1937.5521 | 1210.6334 | 3392.9606 | 4215.8949 | 3985.6918 | 4054.3566 | 5100.7889 | 5391.6294 | Lancaster
37 | TC Energy Pipeline | 0 | 10893.601 | 10893.601 | 915.744 | 874.889 | 915.744 | 902.126 | 915.744 | 902.126 | 915.744 | 915.744 | 902.126 | 915.744 | 902.126 | 915.744
38 | Williams Northwest Pipeline | 0 | 308.2009 | 308.2009 | 27.5608 | 21.52 | 14.9292 | 11.2778 | 13.8451 | 7.9303 | 27.1123 | 37.3436 | 38.2645 | 39.7319 | 36.3305 | 32.3549
39 | Rathdrum Combustion Turbine | 22467.909 | 12255.7047 | 34723.6137 | 5136.1097 | 2844.3938 | 2883.4749 | 956.5158 | 723.9668 | 271.2991 | 1265.3484 | 3740.5908 | 3965.0674 | 3868.9172 | 4914.9677 | 4152.9621 | Rathdrum
40 | Northeast Combustion Turbine | 77.589 | -77.589 | 0 | 0 | 0 | 0 | 0 | 0 | 0 | 0 | 0 | 0 | 0 | 0 | 0 | Northeast
41 | Boulder Park Engines | 5236.734 | -842.8419 | 4393.8921 | 596.4769 | 319.7304 | 203.5659 | 138.1089 | 140.2195 | 81.9998 | 332.3287 | 462.055 | 479.4255 | 512.9244 | 580.6426 | 546.4144 | Boulder Park
42 | Kettle Falls Combustion Turbine | 474.398 | 520.3277 | 994.7257 | 55.2976 | 73.854 | 30.3502 | 18.273 | 35.3029 | 15.6484 | 105.9678 | 143.0413 | 139.5191 | 130.0665 | 139.656 | 107.749 | Kettle Falls CT
43 | Total Account 547 | 160135.185 | -10132.488 | 150002.697 | 20346.7042 | 13389.9334 | 13510.668 | 7729.8947 | 4644.5149 | 4343.1868 | 10015.7284 | 14269.9478 | 13940.1979 | 12568.1742 | 17368.6834 | 17875.0633
44
45 | 565 TRANSMISSION OF ELECTRICITY BY OTHERS
46 | Short-term Purchases | 161.99 | -161.99 | 0 | 0 | 0 | 0 | 0 | 0 | 0 | 0 | 0 | 0 | 0 | 0 | 0
47 | BPA Point-to-Point | 14336.393 | 67.999 | 14404.392 | 1200.366 | 1200.366 | 1200.366 | 1200.366 | 1200.366 | 1200.366 | 1200.366 | 1200.366 | 1200.366 | 1200.366 | 1200.366 | 1200.366
48 | BPA Montana Intertie | 1476.413 | -28.421 | 1447.992 | 120.666 | 120.666 | 120.666 | 120.666 | 120.666 | 120.666 | 120.666 | 120.666 | 120.666 | 120.666 | 120.666 | 120.666
49 | Avista on BPA Borderline | 1790.477 | -215.1369 | 1575.34 | 131.2783 | 131.2783 | 131.2783 | 131.2783 | 131.2783 | 131.2783 | 131.2783 | 131.2783 | 131.2783 | 131.2783 | 131.2783 | 131.2783
50 | Kootenai Electric Cooperative, Inc | 47.538 | 9.5688 | 57.1068 | 4.7589 | 4.7589 | 4.7589 | 4.7589 | 4.7589 | 4.7589 | 4.7589 | 4.7589 | 4.7589 | 4.7589 | 4.7589 | 4.7589
51 | Northern Lights - Sagle | 154.6018 | -21.085 | 133.5168 | 11.1264 | 11.1264 | 11.1264 | 11.1264 | 11.1264 | 11.1264 | 11.1264 | 11.1264 | 11.1264 | 11.1264 | 11.1264 | 11.1264
52 | Northwestern for Colstrip | 1111.9842 | -292.954 | 819.0302 | 68.2525 | 68.2525 | 68.2525 | 68.2525 | 68.2525 | 68.2525 | 68.2525 | 68.2525 | 68.2525 | 68.2525 | 68.2525 | 68.2525
53 | Portland General Electric John Day to COB | 1363.1271 | 256.6029 | 1619.73 | 134.9775 | 134.9775 | 134.9775 | 134.9775 | 134.9775 | 134.9775 | 134.9775 | 134.9775 | 134.9775 | 134.9775 | 134.9775 | 134.9775
54 | Northwestern for Clearwater III (wind) | 0 | 5633.828 | 5633.828 | 499.3399 | 453.6005 | 453.7694 | 443.332 | 435.0994 | 425.9688 | 454.7708 | 490.1111 | 485.2094 | 498.0766 | 491.1236 | 503.4266 | Clearwater Wind Losses
55 | Columbia Basin Hydro transmission | 0 | 2639.76 | 2639.76 | 219.98 | 219.98 | 219.98 | 219.98 | 219.98 | 219.98 | 219.98 | 219.98 | 219.98 | 219.98 | 219.98 | 219.98
56 | Total Account 565 | 20442.5241 | 7888.1717 | 28330.6958 | 2390.7456 | 2345.0062 | 2345.1751 | 2334.7377 | 2326.505 | 2317.3745 | 2346.1764 | 2381.5167 | 2376.615 | 2389.4822 | 2382.5292 | 2394.8322
57
58 | TOTAL EXPENSE | 478373.7446 | -79820.602 | 398553.1425 | 41563.0945 | 34494.6639 | 34040.3482 | 29440.9196 | 25037.8035 | 25124.362 | 31243.5549 | 35640.6008 | 34775.2837 | 32922.0619 | 36792.7699 | 37477.6798
59
60 | 447 SALES FOR RESALE
61 | Short-Term Market | 225669.634 | 48172.0056 | 273841.6396 | 22956.7832 | 13875.7529 | 17614.625 | 20658.6348 | 25231.5117 | 15374.5957 | 32591.8418 | 29657.8223 | 30104.2695 | 20660.8301 | 23642.2402 | 21472.7324 | ST Market Sales
62 | Forecast to Actual Market Adjustment | 0 | -65756.061 | -65756.061 | -5479.6718 | -5479.6718 | -5479.6718 | -5479.6718 | -5479.6718 | -5479.6718 | -5479.6718 | -5479.6718 | -5479.6718 | -5479.6718 | -5479.6718 | -5479.6718
63 | Nichols Pumping | 3898.03 | -1128.6234 | 2769.4066 | 273.6998 | 222.1796 | 187.9361 | 134.5256 | 143.8107 | 96.1727 | 272.4265 | 347.5553 | 284.1118 | 248.6255 | 258.742 | 299.621 | Nichols Pumping
64 | Sovereign/Kaiser Services | 141.578 | -0.72843 | 140.8496 | 11.7375 | 11.7375 | 11.7375 | 11.7375 | 11.7375 | 11.7375 | 11.7375 | 11.7375 | 11.7375 | 11.7375 | 11.7375 | 11.7375
65 | Pend Oreille PUD | 545.348 | -149.6545 | 395.6935 | 32.9745 | 32.9745 | 32.9745 | 32.9745 | 32.9745 | 32.9745 | 32.9745 | 32.9745 | 32.9745 | 32.9745 | 32.9745 | 32.9745
66 | Total Account 447 | 230254.59 | -18863.0616 | 211391.5284 | 17795.5231 | 8662.9727 | 12367.6013 | 15358.2005 | 19940.3625 | 10035.8086 | 27429.3085 | 24570.4177 | 24953.4215 | 15474.4958 | 18466.0224 | 16337.3936
67
68 | 456 OTHER ELECTRIC REVENUE
69 | Non-WA EIA REC (Idaho only) | 3849.07 | -3849.07 | 0 | 0 | 0 | 0 | 0 | 0 | 0 | 0 | 0 | 0 | 0 | 0 | 0
70 | Natural Gas Liquids | 387.289 | 98.1307 | 485.4197 | 40.4516 | 40.4516 | 40.4516 | 40.4516 | 40.4516 | 40.4516 | 40.4516 | 40.4516 | 40.4516 | 40.4516 | 40.4516 | 40.4516
71 | Surplus AECO to Malin Transportation | 8496.417 | 3055.7456 | 11552.1626 | 1104.2812 | 1560.73 | 1179.2789 | 509.3101 | 728.3886 | 869.484 | 929.56 | 833.864 | 784.6948 | 703.3032 | 952.6792 | 1396.5885
72 | Total Account 456 | 12732.776 | -695.1938 | 12037.5822 | 1144.7328 | 1601.1816 | 1219.7306 | 549.7617 | 768.8402 | 909.9357 | 970.0116 | 874.3157 | 825.1464 | 743.7549 | 993.1309 | 1437.0401
73
74 | TOTAL REVENUE | 242987.366 | -19558.2554 | 223429.1106 | 18940.256 | 10264.1544 | 13587.3319 | 15907.9623 | 20709.2028 | 10945.7442 | 28399.3201 | 25444.7334 | 25778.5679 | 16218.2507 | 19459.1533 | 17774.4337
75
76 | TOTAL NET EXPENSE | 235386.3786 | -60262.3466 | 175124.0319 | 22622.8385 | 24230.5095 | 20453.0163 | 13532.9574 | 4328.6008 | 14178.6178 | 2844.2347 | 10195.8675 | 8996.7157 | 16703.8112 | 17333.6166 | 19703.2461

## CGK-4
Line No. | Avista Corp.
| Brief Description of CGK-2 Power Supply Adjustment | Workpaper
1 | N/A
2 | Short-Term Market. Term financial and physical contracts, plus hour spot transactions. Spot market in proforma are results of Aurora model. | Term deals
3 | Chelan PUD. Rocky Reach and Rock Island contract expense. Expires 12/31/2040. | Aurora-generated - see CGK-1/CGK-2
4 | Douglas PUD. Wells Purchase contract expense. Expires 12/31/2040. | Aurora-generated - see CGK-1/CGK-2
5 | Grant PUD. Priest Rapids and Wanapum contract expense. Expires 12/31/2040. | Aurora-generated - see CGK-1/CGK-2 and Grant PUD 11.10.21.xlsx
6 | Lancaster PPA. Includes Contract costs of capital, operations and maintenance (O&M) and heat rate tracker. Variable O&M based on the generation level determined by Aurora model. | Lancaster PPA - workpaper
7 | Small Power - Summation of small PURPA power contracts; pro forma costs are based on 5-year average generation levels and actual pro forma period contract rates. | Small Power
8 | Stimson. PURPA purchase from cogeneration plant at Plummer, Idaho; based on 5-year average generation levels and priced using actual contract rates. | Stimson Lumber
9 | Spokane Upriver. PURPA purchase from City of Spokane; based on 5-year average of local pumping and generation levels and priced using actual contract rates. | Upriver Gen and Load
10 | Spokane Waste to Energy. PURPA purchase from City of Spokane; based on 5-year average of generation levels and priced using actual contract rates. | Spokane_Waste_to_Energy
11 | 'Palouse Wind. PPA price in pro forma year multiplied by generation. Monthly generation equals the 5-yr average adjusted for curtailment. The hourly shaping methodology uses the 5-yr median energy profile. | Palouse Wind.
12 | Adams-Neilson Solar (Solar Select). Contract purchase based on output estimated by facility, as project has been in existence only since 2018; priced using actual contract rates. | Represents the net purchase/sale deal
13 | Elf I Solar | Elf 1 Solar_8760
14 | Rattlesnake Wind. Contract purchase based on output estimated by facility, as project entered commercial service in late 2020; priced using actual contract rates. | Rattlesnake Flat
15 | Columbia Basin Hydro. Contract purchase based on output of irrigation canals; priced using actual contracts rates.
16 | Clearwater Wind
17 | Incremental VER Integration | Wind Integration
18 | Clearwater - reconciling item (not in ERM).
19 | WPN Ancillary Services - reconciling item (not in ERM).
20 | Non-Monetary Accruals - reconciling item (not in ERM).
21 | Total Account 555 - with reconciling items. | Summarization of lines 2-14.
22 | N/A
23 | N/A
24 | Miscellaneous Transaction Fees. Expense is 5-year average of transaction fees for CAISO, brokerage fees for electricity and natural gas market transactions, and Canadian Merchandise Processing Fees assessed by the U.S. Government on imported Canadian gas. | Transactions Fees
25 | Other Resource Cost. Actual one-time load curtailment payment to avoid shedding market purchases and/or load shedding during a 2019 system reliability event; set to zero in pro forma. | Not included in rate period proforma. Not a recurring expense.
26 | Natural Gas Fuel. Purchases to fuel gas-fired generation fleet as part of risk management/hedging policy, but then later re-sold (see line 67, Surplus AECO to Malin Transportation) due to changing market conditions (i.e., plant later becomes uneconomic relative to purchasing electricity from the market). Pro forma expense is zero because we do not emulate our hedging program in pro forma modeling. | Reclassification - please see acccounts 501/547
27 | Total Account 557 | Summarization of lines 18-22.
28 | N/A
29 | N/A
30 | Kettle Falls Generation Station. Combined wood fuel and natural gas expense. Wood fuel expense is based on Aurora model generation multiplied by the latest budget fuel price. Natural gas used for starting the plant is based on 5-year average. | Fuel Costs' sheet of this exhibit, Kettle and Colstrip Fuel 2016-2020.xlsx
31 | Colstrip. Combined coal and fuel oil expense. Coal expense is based on fixed and variable costs under a long-term contract. The variable portion of coal fuel costs is based on generation levels from the Aurora model. Fuel oil used for starting the plant is based on 5-year average. | Fuel Costs' sheet of this exhibit, Kettle and Colstrip Fuel 2016-2019.xlsx
32 | Total Account 501. | Summarization of lines 24-25.
33 | N/A
34 | N/A
35 | Coyote Springs 2 Combined Cycle Combustion Turbine. Natural gas cost based on Aurora model dispatch priced first at its location, but then reduced to AECO basin prices where long-term contract transportation rights exist. See testimony and workpapers for more detail on this calculation. | 'Fuel Costs' sheet of this exhibit
36 | Lancaster Combined Cycle Combustion Turbine. Natural gas cost based on Aurora model dispatch priced first at its location, but then reduced to AECO basin prices where long-term contract transportation rights exist. See testimony and workpapers for more detail on this calculation. | 'Fuel Costs' sheet of this exhibit
37 | TC Energy Pipleline. Costs related to firm natural gas pipeline capacity on TC Energy pipeline between AECO and Kingsgate. Used for our Lancaster and Coyote Springs 2 plants. Variable charges are billed at tariffed rates based on the 5-year average generation. | Natural Gas Transporation Contracts
38 | Williams Northwest Pipeline. Costs related to use of the Williams Northwest pipeline. Used for our Boulder Park, Northeast, and Kettle Falls CT plants. Charges are billed at tariffed rates based on the 5-year average generation. | 'Fuel Costs' sheet of this exhibit
39 | Rathdrum Combustion Turbine. Natural gas cost based on Aurora model dispatch priced first at its location, but then reduced to AECO basin prices where long-term contract transportation rights exist. See testimony and workpapers for more detail on this calculation. | 'Fuel Costs' sheet of this exhibit
40 | Northeast Combustion Turbine. Natural gas cost based on Aurora model dispatch priced first at its location, but then reduced to AECO basin prices where long-term contract transportation rights exist. See testimony and workpapers for more detail on this calculation. | 'Fuel Costs' sheet of this exhibit
41 | Boulder Park Engines. Natural gas cost based on Aurora model dispatch priced first at its location, but then reduced to AECO basin prices where long-term contract transportation rights exist. See testimony and workpapers for more detail on this calculation. | 'Fuel Costs' sheet of this exhibit
42 | Kettle Falls Combustion Turbine. Natural gas cost based on Aurora model dispatch priced first at its location, but then reduced to AECO basin prices where long-term contract transportation rights exist. See testimony and workpapers for more detail on this calculation. | 'Fuel Costs' sheet of this exhibit
43 | Total Account 547 | Summarization of lines 29-36.
44 | N/A
45 | N/A
46 | Short-Term Purchases. Set to zero in proforma reflecting additional 50 MW long-term Point-to-Point contract purchase from BPA for Coyote Springs 2 accounted for in line 48. | Not included in rate period pro forma
47 | BPA Point-to-Point transmission for Colstrip, Coyote Springs 2, and Lancaster. Proforma expense is based on contracted capacity at tariffed rate. Includes additional 50 MW contract for Coyote Springs 2. | 565 Transmission Expense.xlsx
48 | BPA Montana Intertie for Townsend to Garrison. Fixed fee contract with BPA for transmission of Colstrip power from Townsend to Garrison. | 565 Transmission Expense.xlsx
49 | Avista on BPA Borderlines. Purchase for serving Avista load in 3rd-party service area. 5-year average of actual expense priced at proforma year tariffed rate. | 565 Transmission Expense.xlsx
50 | Kootenai Electric Cooperative, Inc for Worley. Purchase for serving Avista load in 3rd-party service area. Pro forma expense is based on contracted capacity at tariffed rate. | 565 Transmission Expense.xlsx
51 | Northern Lights - Sagle. Purchase for serving Avista load in 3rd-party service area. Pro forma expense is based on contracted capacity at tariffed rate. | 565 Transmission Expense.xlsx
52 | Northwestern for Colstrip. Purchase on Northwestern for Colstrip generation above 196-MW BPA Townsend to Garrison contract. 2019 test year expense used instead of 5-year average due to lower cost of serving Nichols Pumping contract after closure of Colstrip Units 1&2. | 565 Transmission Expense.xlsx
53 | Portland General Electric John Day to COB. Purchase of Southern Interntie rights from John Day substation to California-Oregon border. Proforma expense priced at pro forma year tariffed rate. | 565 Transmission Expense.xlsx
54 | Northwestern for Clearwater III (wind). Purchase of intertie rights for Clearwater Wind. | 565 Transmission Expense.xlsx
55 | Columbia Basin Hydro transmission. Purchase of intertie rights for Columbia Basin Hydro to Mid-C. | 565 Transmission Expense.xlsx
56 | Total Account 565. | Summarization of lines 41-48.
57 | N/A
58 | Total Expense - Sum of Accounts 555, 557, 501, 547, 565.
59 | N/A
60 | N/A
61 | Short-Term Market. Term financial and physical contracts, plus hourly spot transactions. Spot market in pro forma are results of Aurora model. | Aurora-generated - see CGK-1/CGK-2
62 | Forecast to Actual Market Adjustment. 5 year average comparison of forecasted to actual market difference.
63 | Nichols Pumping. Sale of energy for water pumping loads of Colstrip Units 3 and 4; contract price is Mid-C index less $0.50/MWh. Lower revenue due to reduction in pumping load with closure of Units 1&2. | Aurora-generated - see CGK-1/CGK-2
64 | Sovereign/Kaiser Services. Sale of balancing area services to Kaiser’s Trentwood plant. Based on 5-year average. | 447 Sovereign and POPUD
65 | Pend Oreille PUD. Sale of balancing area services to Pend Oreille PUD. Based on TY since 5-year average overstates due to loss of large industrial customers. Contract expires 9/30/2026. | 447 Sovereign and POPUD
66 | Total Account 447 - with reconciling items. | Summarization of lines 54-61.
67 | N/A
68 | N/A
69 | Non-WA EIA REC Sales. Idaho share of REC sales. These are not included in base power supply expenses and are tracked and rebated annually. | Not included in rate period proforma. Included in annual REC filing.
70 | Natural Gas Liquids. Liquids rebates from natural gas purchased at AECO; 5-year average. | Natural Gas Liquids
71 | Surplus AECO to Malin Transportation. Test year value includes resale of purchases made to fuel gas-fired generation fleet as part of risk management/hedging policy (see line 20, Natural Gas Fuel Purchases) due to changing market conditions (i.e., plant later becomes uneconomic relative to purchasing electricity from the market). Pro forma value reflects only revenue received from buying AECO gas and selling it at Malin using firm transportation rights surplus to Avista gas plant use. | 'Fuel Costs' and 'Gas Contracts MTM' sheets of this exhibit
72 | Total Account 456. | Summarization of lines 65-67.
73 | N/A
74 | Total Revenue - Sum of Accounts 447, 456.
75 | N/A
76 | Total Net Expense - Total expense minus total revenue.

## CGK-5
Avista Corp.
Market Purchases and Sales, Plant Generation and Fuel Cost Summary
Washington Normalized January 2025 - December 2025
|  |  | 744 | 672 | 744 | 720 | 744 | 720 | 744 | 744 | 720 | 744 | 720 | 744
|  | Total | 2025-01-01 | 2025-02-01 | 2025-03-01 | 2025-04-01 | 2025-05-01 | 2025-06-01 | 2025-07-01 | 2025-08-01 | 2025-09-01 | 2025-10-01 | 2025-11-01 | 2025-12-01 | aMW | Capacity Factor | Capacity
Market Sales - Dollars | $ | 273841639.6484 | 22956783.2031 | 13875752.9297 | 17614625 | 20658634.7656 | 25231511.7188 | 15374595.7031 | 32591841.7969 | 29657822.2656 | 30104269.5312 | 20660830.0781 | 23642240.2344 | 21472732.4219
Market Sales - MWh |  | -3836416.5781 | -250364.2344 | -164125.1094 | -285372.5938 | -447721.5 | -463566.8438 | -466657.0625 | -383978.4062 | -280948.9688 | -344084.8125 | -257397.4688 | -275337.6875 | -216861.8906
Secondary Sales - MWh |  | -71.3795 | -91.6935 | -84.5438 | -61.725 | -46.1417 | -54.4291 | -32.9462 | -84.8794 | -105.563 | -87.4908 | -80.2682 | -85.8663 | -99.0157
Average Market Sales Price -$/ MWh |  | -71.3795 | -91.6935 | -84.5438 | -61.725 | -46.1417 | -54.4291 | -32.9462 | -84.8794 | -105.563 | -87.4908 | -80.2682 | -85.8663 | -99.0157
Market Purchases - Dollars | $ | 2212590.764 | 518747.3145 | 1377413.208 | 4779.1877 | 0 | -4724.8154 | 0 | 9457.3002 | 417.7302 | 0 | 1075.6375 | 0 | 305425.2014
Market Purchases - MWh |  | 35233.4753 | 5901.5322 | 24017.4062 | 116.101 | 0 | 181.7698 | 0 | 143.6077 | 2.6295 | 0 | 12.3824 | 0 | 4858.0464
Secondary Purchase - MWh |  | 62.798 | 87.9004 | 57.3506 | 41.164 | #DIV/0! | -25.9934 | #DIV/0! | 65.8551 | 158.8628 | #DIV/0! | 86.8685 | #DIV/0! | 62.87
Average Market Purchase Price - $/MWh |  | 62.798 | 87.9004 | 57.3506 | 41.164 | 0 | -25.9934 | 0 | 65.8551 | 158.8628 | 0 | 86.8685 | 0 | 62.87
Net Market Purchases (Sales) MWh |  | -3801183.1028 | -244462.7021 | -140107.7031 | -285256.4927 | -447721.5 | -463385.0739 | -466657.0625 | -383834.7985 | -280946.3392 | -344084.8125 | -257385.0864 | -275337.6875 | -212003.8442
Net Market Purchases (Sales) aMW |  | -433.925 | -328.5789 | -208.4936 | -383.4093 | -621.8354 | -622.8294 | -648.1348 | -515.907 | -377.616 | -477.8956 | -345.9477 | -382.4135 | -284.9514
Average Sale and Purchase Price - $/MWh |  | -70.1585 | -87.5577 | -66.4302 | -61.6832 | -46.1417 | -54.4179 | -32.9462 | -84.823 | -105.5605 | -87.4908 | -80.2602 | -85.8663 | -95.4687
Colstrip MWh |  | 1536788.9922 | 143937.7344 | 129289.9297 | 143126.0859 | 123431.457 | 83962.7656 | 99933.4414 | 130996.6875 | 140140.5625 | 134150.8281 | 133254.9844 | 131596.3906 | 142968.125 | 174.9532 | 78.81% | 222
Colstrip Fuel Cost $/MWh |  | 20.7909 | 21.8266 | 21.8542 | 21.8264 | 22.1102 | 22.6879 | 22.4484 | 22.2615 | 22.0209 | 22.0239 | 17.5897 | 17.0579 | 17.0477
Colstrip Fuel Cost |  | 31951178.4335 | 3141676.3318 | 2825523.4956 | 3123925.9719 | 2729092.2195 | 1904939.0205 | 2243343.1381 | 2916177.2039 | 3086015.9697 | 2954529.3582 | 2343916.3673 | 2244763.574 | 2437275.783
Kettle Falls MWh |  | 256532.3123 | 21768.4766 | 20436.8203 | 28215.0391 | 18333.7754 | 1975.0056 | 14841.8594 | 23890.5762 | 24614.4609 | 28077.6328 | 27493.127 | 26090.2441 | 20795.2949 | 29.2045 | 62.14% | 47
Kettle Falls Fuel Cost $/MWh |  | 28.7045 | 28.7987 | 29.6259 | 28.3539 | 28.4127 | 29.8951 | 28.8701 | 28.9348 | 29.174 | 28.3909 | 28.5085 | 28.4045 | 28.4406
Kettle Falls Fuel Cost |  | 7363628.1527 | 626904.784 | 605458.2508 | 800006.5907 | 520912.9017 | 59043.0515 | 428486.0523 | 691268.1874 | 718101.0731 | 797149.535 | 783787.0472 | 741080.3211 | 591430.3578
Coyote Springs MWh |  | 1933664.377 | 211963.5684 | 171770.9028 | 164366.2969 | 132931.7031 | 40715.5039 | 96607.4062 | 172977.498 | 203525.8252 | 190667.7656 | 129932.7031 | 203286.1875 | 214919.0161 | 220.1348 | 71.82% | 306.5
Coyote Springs Fuel Cost $/MWh |  | 26.1804 | 32.6884 | 28.298 | 28.7197 | 20.7041 | 21.5614 | 19.1864 | 22.9872 | 23.3645 | 23.2347 | 23.4462 | 28.0106 | 31.3058
Coyote Springs Fuel Cost |  | 50624197.8062 | 6928745.0169 | 4860772.2223 | 4720556.7052 | 2752226.2767 | 877884.3618 | 1853549.8577 | 3976266.5436 | 4755278.1704 | 4430103.7506 | 3046433.5308 | 5694171.8192 | 6728209.5509
Lancaster MWh |  | 1827462.3057 | 191663.0674 | 148430.5928 | 180052.2656 | 141453.4062 | 101419.6953 | 63546.9688 | 148018.127 | 174568.4795 | 165823.3125 | 168973.8906 | 175946.5938 | 167565.9062 | 208.0444 | 78.8% | 264
Lancaster Fuel Cost $/MWh |  | 26.3012 | 34.8882 | 29.6083 | 26.3371 | 20.8646 | 19.1043 | 19.051 | 22.9226 | 24.1504 | 24.0358 | 23.994 | 28.9906 | 32.1762
Lancaster Fuel Cost |  | 48064465.8994 | 6686770.1826 | 4394773.9764 | 4742047.1118 | 2951366.9129 | 1937552.1483 | 1210633.377 | 3392960.5997 | 4215894.8821 | 3985691.7669 | 4054356.6164 | 5100788.9189 | 5391629.4065
Boulder Park MWh |  | 131971.5922 | 13369.0039 | 9294.1534 | 6675.3858 | 5231.7249 | 5871.1441 | 3504.744 | 10938.7808 | 15129.3098 | 15692.4729 | 16755.5537 | 15628.2341 | 13881.0847 | 15.0241 | 61.07% | 24.6
Boulder Park Fuel Cost $/MWh |  | 33.2942 | 44.6164 | 34.4012 | 30.495 | 26.3984 | 23.8828 | 23.3968 | 30.3808 | 30.5404 | 30.5513 | 30.6122 | 37.1534 | 39.364
Boulder Park Fuel Cost |  | 4393892.0644 | 596476.9205 | 319730.4294 | 203565.8869 | 138108.907 | 140219.5307 | 81999.8144 | 332328.7229 | 462055.0214 | 479425.4664 | 512924.3916 | 580642.5701 | 546414.4031
Kettle Falls CT MWh |  | 25685.7407 | 1031.0951 | 1757.2151 | 1024.4381 | 612.9676 | 1196.2704 | 563.9549 | 2747.9878 | 3737.1042 | 3731.8711 | 3545.8457 | 3014.0088 | 2722.9819 | 2.9242 | 28.67% | 10.2
Kettle Falls CT Fuel Cost $/MWh |  | 38.7268 | 53.63 | 42.029 | 29.6262 | 29.8107 | 29.5108 | 27.7476 | 38.562 | 38.276 | 37.3858 | 36.6814 | 46.3356 | 39.5702
Kettle Falls CT Fuel Cost |  | 994725.7119 | 55297.6327 | 73853.968 | 30350.2381 | 18272.9737 | 35302.8724 | 15648.39 | 105967.838 | 143041.3496 | 139519.0533 | 130066.4641 | 139655.9804 | 107748.9516
Rathdrum MWh |  | 799769.4463 | 90268.082 | 65596.9668 | 76043.6562 | 28607.1797 | 23080.3418 | 8653.5205 | 32032.625 | 92703.1562 | 98512.0078 | 96943.3438 | 102634.7344 | 84693.832 | 91.0484 | 59.12% | 154
Rathdrum Fuel Cost $/MWh |  | 43.417 | 56.8984 | 43.3617 | 37.9187 | 33.4362 | 31.3672 | 31.3513 | 39.5019 | 40.3502 | 40.2496 | 39.9091 | 47.888 | 49.035
Rathdrum Fuel Cost |  | 34723613.6746 | 5136109.6853 | 2844393.8096 | 2883474.9036 | 956515.8339 | 723966.8064 | 271299.0907 | 1265348.351 | 3740590.807 | 3965067.4039 | 3868917.2297 | 4914967.6798 | 4152962.0737
Northeast MWh |  | 0 | 0 | 0 | 0 | 0 | 0 | 0 | 0 | 0 | 0 | 0 | 0 | 0 | 0 | 0% | 57.2
Northeast Fuel Cost $/MWh |  | #DIV/0!
Northeast Fuel Cost |  | 0 | 0 | 0 | 0 | 0 | 0 | 0 | 0 | 0 | 0 | 0 | 0 | 0
Total Fuel Expense |  | 178115701.7426 | 23171980.5538 | 15924506.1521 | 16503927.4082 | 10066496.0254 | 5678907.7916 | 6104959.7203 | 12680317.4465 | 17120977.2732 | 16751486.3343 | 14740401.6471 | 19416070.8636 | 19955670.5266
Net Fuel and Purchase Expense |  | -93513347.1418

## CGK-6 pg 1
Avista Corp
ERM Authorized Expense and Retail Sales (Annual)
Based on Pro forma January - December 2025
12 Month-ending 6/30/23 Historic Normalized Loads
ERM Authorized Power Supply Expense - System Numbers (1)
| Total | Jan | Feb | Mar | Apr | May | Jun | Jul | Aug | Sep | Oct | Nov | Dec
Account 555 - Purchased Power | 180305256.707 | 15007089.7333 | 15278768.6515 | 14210598.5973 | 16076308.2227 | 16052827.6977 | 15741997.6778 | 15224230.7868 | 15135045.4321 | 14656817.9357 | 14786728.1997 | 14005739.482 | 14129104.2905
Account 501 - Thermal Fuel | 39314806.5862 | 3768581.1158 | 3430981.7465 | 3923932.5626 | 3250005.1212 | 1963982.072 | 2671829.1905 | 3607445.3913 | 3804117.0428 | 3751678.8932 | 3127703.4145 | 2985843.8952 | 3028706.1407
Account 547 - Natural Gas Fuel | 150002697.0268 | 20346704.1893 | 13389933.4343 | 13510668.0395 | 7729894.7241 | 4644514.8665 | 4343186.8032 | 10015728.3984 | 14269947.8016 | 13940197.9238 | 12568174.1536 | 17368683.4256 | 17875063.267
Account 557 - Other Expenses | 599686.422 | 49973.8685 | 49973.8685 | 49973.8685 | 49973.8685 | 49973.8685 | 49973.8685 | 49973.8685 | 49973.8685 | 49973.8685 | 49973.8685 | 49973.8685 | 49973.8685
Account 565 - Transmission Expense | 28330695.7957 | 2390745.5555 | 2345006.1603 | 2345175.0904 | 2334737.6819 | 2326505.0045 | 2317374.4579 | 2346176.4102 | 2381516.7041 | 2376615.0318 | 2389482.2422 | 2382529.2163 | 2394832.2406
Account 456 - Other Revenue | -12037582.2269 | -1144732.819 | -1601181.6482 | -1219730.5793 | -549761.7356 | -768840.2088 | -909935.6753 | -970011.6211 | -874315.6804 | -825146.407 | -743754.8774 | -993130.878 | -1437040.0969
Account 447 - Sale for Resale | -211391528.3684 | -17795523.1471 | -8662972.7474 | -12367601.2874 | -15358200.5306 | -19940362.5484 | -10035808.5704 | -27429308.517 | -24570417.7089 | -24953421.5236 | -15474495.8034 | -18466022.4147 | -16337393.5695
Power Supply Expense | 175124031.9425 | 22622838.4962 | 24230509.4654 | 20453016.2915 | 13532957.3523 | 4328600.7519 | 14178617.7522 | 2844234.717 | 10195867.4599 | 8996715.7224 | 16703811.1977 | 17333616.5949 | 19703246.1409
Account 456 - Transmission Revenue | -36195395 | -2421449 | -2588792 | -2486645 | -2716903 | -2855844 | -3423236 | -3659676 | -3509770 | -3321769 | -3203082 | -2916030 | -3092199
Total Authorized Expense | 138928636.9425 | 20201389.4962 | 21641717.4654 | 17966371.2915 | 10816054.3523 | 1472756.7519 | 10755381.7522 | -815441.283 | 6686097.4599 | 5674946.7224 | 13500729.1977 | 14417586.5949 | 16611047.1409
Washington Allocation: | Total | Jan | Feb | Mar | Apr | May | Jun | Jul | Aug | Sep | Oct | Nov | Dec
Account 447 - Sale for Resale | -211391528.3684 | -17795523.1471 | -8662972.7474 | -12367601.2874 | -15358200.5306 | -19940362.5484 | -10035808.5704 | -27429308.517 | -24570417.7089 | -24953421.5236 | -15474495.8034 | -18466022.4147 | -16337393.5695
Account 456 - Other Revenue | -12037582.2269 | -1144732.819 | -1601181.6482 | -1219730.5793 | -549761.7356 | -768840.2088 | -909935.6753 | -970011.6211 | -874315.6804 | -825146.407 | -743754.8774 | -993130.878 | -1437040.0969
Account 456 - Transmission Revenue (System) | -36169035 | -2419252.3333 | -2586595.3333 | -2484448.3333 | -2714706.3333 | -2853647.3333 | -3421039.3333 | -3657479.3333 | -3507573.3333 | -3319572.3333 | -3200885.3333 | -2913833.3333 | -3090002.3333
Total Revenue | -259598145.5952 | -21359508.2994 | -12850749.7289 | -16071780.2001 | -18622668.5995 | -23562850.0905 | -14366783.579 | -32056799.4714 | -28952306.7227 | -29098140.2639 | -19419136.0141 | -22372986.626 | -20864435.9997
WA Allocation: @ 64.40 | -167181205.7633 | -13755523.3448 | -8275882.8254 | -10350226.4488 | -11992998.578 | -15174475.4583 | -9252208.6249 | -20644578.8596 | -18645285.5294 | -18739202.33 | -12505923.5931 | -14408203.3871 | -13436696.7838
Account 456030 Directly Assigned Washington | -128569 | -10714.0833 | -10714.0833 | -10714.0833 | -10714.0833 | -10714.0833 | -10714.0833 | -10714.0833 | -10714.0833 | -10714.0833 | -10714.0833 | -10714.0833 | -10714.0833
Total WA Electric Revenue | -167309774.7633 | -13766237.4282 | -8286596.9088 | -10360940.5322 | -12003712.6614 | -15185189.5416 | -9262922.7082 | -20655292.9429 | -18655999.6127 | -18749916.4133 | -12516637.6764 | -14418917.4705 | -13447410.8672
Account 501 - Thermal Fuel | 39314806.5862 | 3768581.1158 | 3430981.7465 | 3923932.5626 | 3250005.1212 | 1963982.072 | 2671829.1905 | 3607445.3913 | 3804117.0428 | 3751678.8932 | 3127703.4145 | 2985843.8952 | 3028706.1407
Account 547 - Natural Gas Fuel | 150002697.0268 | 20346704.1893 | 13389933.4343 | 13510668.0395 | 7729894.7241 | 4644514.8665 | 4343186.8032 | 10015728.3984 | 14269947.8016 | 13940197.9238 | 12568174.1536 | 17368683.4256 | 17875063.267
Account 555 - Purchased Power | 180305256.707 | 15007089.7333 | 15278768.6515 | 14210598.5973 | 16076308.2227 | 16052827.6977 | 15741997.6778 | 15224230.7868 | 15135045.4321 | 14656817.9357 | 14786728.1997 | 14005739.482 | 14129104.2905
Account 557 - Other Expenses | 599686.422 | 49973.8685 | 49973.8685 | 49973.8685 | 49973.8685 | 49973.8685 | 49973.8685 | 49973.8685 | 49973.8685 | 49973.8685 | 49973.8685 | 49973.8685 | 49973.8685
Account 565 - Transmission Expense | 28330695.7957 | 2390745.5555 | 2345006.1603 | 2345175.0904 | 2334737.6819 | 2326505.0045 | 2317374.4579 | 2346176.4102 | 2381516.7041 | 2376615.0318 | 2389482.2422 | 2382529.2163 | 2394832.2406
Total Expense | 398553142.5377 | 41563094.4623 | 34494663.861 | 34040348.1582 | 29440919.6184 | 25037803.5091 | 25124361.9979 | 31243554.8551 | 35640600.8492 | 34775283.653 | 32922061.8785 | 36792769.8876 | 37477679.8074
WA Allocation: @ 64.40 | 256668223.7943 | 26766632.8337 | 22214563.5265 | 21921984.2139 | 18959952.2342 | 16124345.4599 | 16180089.1267 | 20120849.3267 | 22952546.9469 | 22395282.6725 | 21201807.8498 | 23694543.8076 | 24135625.7959
Directly Assigned | 0 | 0 | 0 | 0 | 0 | 0 | 0 | 0 | 0 | 0 | 0 | 0 | 0
Total WA Electric Expense | 256668223.7943 | 26766632.8337 | 22214563.5265 | 21921984.2139 | 18959952.2342 | 16124345.4599 | 16180089.1267 | 20120849.3267 | 22952546.9469 | 22395282.6725 | 21201807.8498 | 23694543.8076 | 24135625.7959
Total Power Supply Base - Washington | 89358449.031 | 13000395.4056 | 13927966.6177 | 11561043.6817 | 6956239.5729 | 939155.9182 | 6917166.4184 | -534443.6162 | 4296547.3341 | 3645366.2592 | 8685170.1733 | 9275626.3371 | 10688214.9288
Check: Power Supply WA Adj Workbook 12 ME 09.30.21 | 70601
ERM Authorized Washington Retail Sales (2)
Total Retail Sales, MWh (4) | 5763799.501 | 533253.1274 | 486315.1017 | 499572.0073 | 423081.5063 | 432959.2517 | 440222.2937 | 482522.6797 | 508264.5072 | 426320.2691 | 458151.3296 | 496482.5703 | 576654.8569
2025 Retail Revenue Credit Rate | 15.5034 | Jan: /MWh
(1) Multiply number by ROO current production/transmission allocation ratio of |  | Feb: 64.4%
(2) Transmission Revenue as discussed by Company Witness Dillon
(3) Note totals may vary slightly from adjustment due to rounding.
(4) Twelve months ended June 2023 normalized monthly retail sales.
Transmission Revenue Reconciliation:
Total System Transmission Revenue | -36169035 | Jan: Allocated as System at 64.40%
Total Idaho Direct Assigned Revenue | 102209
Total Washington Direct Assigned Revenue | -128569 | Jan: Directly Assigned to Washington
Total | -36195395

## CGK-6 RY2 pg 2
Avista Corp |  |  |  |  | REVISED 01-25-2024
ERM Authorized Expense and Retail Sales (Annual)
Based on Pro forma January - December 2025 2026
12 Month-ending 6/30/23 Historic Normalized Loads
ERM Authorized Power Supply Expense - System Numbers (1)
| Total | Jan | Feb | Mar | Apr | May | Jun | Jul | Aug | Sep | Oct | Nov | Dec
Account 555 - Purchased Power | 180305256.707 | 15007089.7333 | 15278768.6515 | 14210598.5973 | 16076308.2227 | 16052827.6977 | 15741997.6778 | 15224230.7868 | 15135045.4321 | 14656817.9357 | 14786728.1997 | 14005739.482 | 14129104.2905
Account 501 - Thermal Fuel wo Colstrip | 7363628.1527 | 626904.784 | 605458.2508 | 800006.5907 | 520912.9017 | 59043.0515 | 428486.0523 | 691268.1874 | 718101.0731 | 797149.535 | 783787.0472 | 741080.3211 | 591430.3578
Account 547 - Natural Gas Fuel | 150002697.0268 | 20346704.1893 | 13389933.4343 | 13510668.0395 | 7729894.7241 | 4644514.8665 | 4343186.8032 | 10015728.3984 | 14269947.8016 | 13940197.9238 | 12568174.1536 | 17368683.4256 | 17875063.267
Account 557 - Other Expenses | 599686.422 | 49973.8685 | 49973.8685 | 49973.8685 | 49973.8685 | 49973.8685 | 49973.8685 | 49973.8685 | 49973.8685 | 49973.8685 | 49973.8685 | 49973.8685 | 49973.8685
Account 565 - Transmission Expense | 28330695.7957 | 2390745.5555 | 2345006.1603 | 2345175.0904 | 2334737.6819 | 2326505.0045 | 2317374.4579 | 2346176.4102 | 2381516.7041 | 2376615.0318 | 2389482.2422 | 2382529.2163 | 2394832.2406
Account 456 - Other Revenue | -12037582.2269 | -1144732.819 | -1601181.6482 | -1219730.5793 | -549761.7356 | -768840.2088 | -909935.6753 | -970011.6211 | -874315.6804 | -825146.407 | -743754.8774 | -993130.878 | -1437040.0969
Account 447 - Sale for Resale wo Colstrip | -90854553.1159 | -5107972.1813 | 1502585.9494 | -3954384.1629 | -9566350.1713 | -15667919.9901 | -6476015.9743 | -15596617.4392 | -9009871.3699 | -12430490.0502 | -4827801.7739 | -7154398.7917 | -2565317.1604
Power Supply Expense | 263709828.7615 | 32168713.1302 | 31570544.6665 | 25742307.444 | 16595715.4921 | 6696104.2898 | 15495067.2102 | 11760748.591 | 22670397.8291 | 18565117.8377 | 25006588.86 | 26400476.6439 | 31038046.7671
Account 456 - Transmission Revenue | -36195395 | -2421449 | -2588792 | -2486645 | -2716903 | -2855844 | -3423236 | -3659676 | -3509770 | -3321769 | -3203082 | -2916030 | -3092199
Total Authorized Expense | 227514433.7615 | 29747264.1302 | 28981752.6665 | 23255662.444 | 13878812.4921 | 3840260.2898 | 12071831.2102 | 8101072.591 | 19160627.8291 | 15243348.8377 | 21803506.86 | 23484446.6439 | 27945847.7671
Washington Allocation: | Total | Jan | Feb | Mar | Apr | May | Jun | Jul | Aug | Sep | Oct | Nov | Dec
Account 447 - Sale for Resale wo Colstrip | -90854553.1159 | -5107972.1813 | 1502585.9494 | -3954384.1629 | -9566350.1713 | -15667919.9901 | -6476015.9743 | -15596617.4392 | -9009871.3699 | -12430490.0502 | -4827801.7739 | -7154398.7917 | -2565317.1604
Account 456 - Other Revenue | -12037582.2269 | -1144732.819 | -1601181.6482 | -1219730.5793 | -549761.7356 | -768840.2088 | -909935.6753 | -970011.6211 | -874315.6804 | -825146.407 | -743754.8774 | -993130.878 | -1437040.0969
Account 456 - Transmission Revenue (System) | -36169035 | -2419252.3333 | -2586595.3333 | -2484448.3333 | -2714706.3333 | -2853647.3333 | -3421039.3333 | -3657479.3333 | -3507573.3333 | -3319572.3333 | -3200885.3333 | -2913833.3333 | -3090002.3333
Total Revenue | -139061170.3428 | -8671957.3336 | -2685191.0322 | -7658563.0756 | -12830818.2402 | -19290407.5322 | -10806990.9829 | -20224108.3936 | -13391760.3837 | -16575208.7905 | -8772441.9846 | -11061363.003 | -7092359.5906
WA Allocation: @ 64.40 | -89555393.7007 | -5584740.5229 | -1729263.0247 | -4932114.6207 | -8263046.9467 | -12423022.4508 | -6959702.193 | -13024325.8055 | -8624293.6871 | -10674434.4611 | -5649452.6381 | -7123517.7739 | -4567479.5764
Account 456030 Directly Assigned Washington | -128569 | -10714.0833 | -10714.0833 | -10714.0833 | -10714.0833 | -10714.0833 | -10714.0833 | -10714.0833 | -10714.0833 | -10714.0833 | -10714.0833 | -10714.0833 | -10714.0833
Total WA Electric Revenue | -89683962.7007 | -5595454.6062 | -1739977.1081 | -4942828.704 | -8273761.03 | -12433736.5341 | -6970416.2763 | -13035039.8888 | -8635007.7704 | -10685148.5444 | -5660166.7214 | -7134231.8572 | -4578193.6597
Account 501 - Thermal Fuel wo Colstrip | 7363628.1527 | 626904.784 | 605458.2508 | 800006.5907 | 520912.9017 | 59043.0515 | 428486.0523 | 691268.1874 | 718101.0731 | 797149.535 | 783787.0472 | 741080.3211 | 591430.3578
Account 547 - Natural Gas Fuel | 150002697.0268 | 20346704.1893 | 13389933.4343 | 13510668.0395 | 7729894.7241 | 4644514.8665 | 4343186.8032 | 10015728.3984 | 14269947.8016 | 13940197.9238 | 12568174.1536 | 17368683.4256 | 17875063.267
Account 555 - Purchased Power | 180305256.707 | 15007089.7333 | 15278768.6515 | 14210598.5973 | 16076308.2227 | 16052827.6977 | 15741997.6778 | 15224230.7868 | 15135045.4321 | 14656817.9357 | 14786728.1997 | 14005739.482 | 14129104.2905
Account 557 - Other Expenses | 599686.422 | 49973.8685 | 49973.8685 | 49973.8685 | 49973.8685 | 49973.8685 | 49973.8685 | 49973.8685 | 49973.8685 | 49973.8685 | 49973.8685 | 49973.8685 | 49973.8685
Account 565 - Transmission Expense | 28330695.7957 | 2390745.5555 | 2345006.1603 | 2345175.0904 | 2334737.6819 | 2326505.0045 | 2317374.4579 | 2346176.4102 | 2381516.7041 | 2376615.0318 | 2389482.2422 | 2382529.2163 | 2394832.2406
Total Expense | 366601964.1042 | 38421418.1305 | 31669140.3654 | 30916422.1863 | 26711827.3989 | 23132864.4886 | 22881018.8598 | 28327377.6512 | 32554584.8795 | 31820754.2948 | 30578145.5112 | 34548006.3136 | 35040404.0244
WA Allocation: @ 64.40 | 236091664.8831 | 24743393.276 | 20394926.3953 | 19910175.888 | 17202416.8449 | 14897564.7307 | 14735376.1457 | 18242831.2074 | 20965152.6624 | 20492565.7659 | 19692325.7092 | 22248916.0659 | 22566020.1917
Directly Assigned | 0 | 0 | 0 | 0 | 0 | 0 | 0 | 0 | 0 | 0 | 0 | 0 | 0
Total WA Electric Expense | 236091664.8831 | 24743393.276 | 20394926.3953 | 19910175.888 | 17202416.8449 | 14897564.7307 | 14735376.1457 | 18242831.2074 | 20965152.6624 | 20492565.7659 | 19692325.7092 | 22248916.0659 | 22566020.1917
Total Power Supply Base - Washington | 146407702.1824 | 19147938.6698 | 18654949.2873 | 14967347.184 | 8928655.8149 | 2463828.1966 | 7764959.8694 | 5207791.3186 | 12330144.892 | 9807417.2215 | 14032158.9878 | 15114684.2087 | 17987826.532
ERM Authorized Washington Retail Sales (2)
Total Retail Sales, MWh (4) | 5763799.501 | 533253.1274 | 486315.1017 | 499572.0073 | 423081.5063 | 432959.2517 | 440222.2937 | 482522.6797 | 508264.5072 | 426320.2691 | 458151.3296 | 496482.5703 | 576654.8569
2025 2026 Retail Revenue Credit Rate | 25.4012 | Jan: /MWh
(1) Multiply number by ROO current production/transmission allocation ratio of |  | Feb: 64.4%
(2) Transmission Revenue as discussed by Company Witness Dillon
(3) Note totals may vary slightly from adjustment due to rounding.
(4) Twelve months ended June 2023 normalized monthly retail sales.
Transmission Revenue Reconciliation:
Total System Transmission Revenue | -36169035 | Jan: Allocated as System at 64.40%
Total Idaho Direct Assigned Revenue | 102209
Total Washington Direct Assigned Revenue | -128569 | Jan: Directly Assigned to Washington
Total | -36195395

## Workpaper Index
Workpaper Index
Workpaper | Description of Change
2022 Colstrip Units 3-4 NERCGADS.xlsx | Updated 5-yr average (Forced outage rates)
447 Sovereign and POPUD.xlsx | Updated 5-year average and test year for POPUD
565 Transmission Expense.xlsx | Update 5-yr average energy at 2023 tariff rates and/or contracted amounts
81-year Clark Fork Hydro Hist.xlsx | Median hydro/capacity factors for Aurora
81-year Spokane Hist.xlsx | Median hydro/capacity factors for Aurora
Boulder Park Maintenance.xlsx | Updated 5-yr average
BPA_2012 RC_80yr_Hydro_Mid-C.xlsx | Median hydro/capacity factors for Aurora
Colstrip Fuel.xlsm | Incremental fuel price for proforma period
Colstrip Maintenance.xlsx | Updated 8-yr average (due to 4 yr maintenance cycle)
Control Load.xlsx | Updated for test year load and weather correction
Coyote Springs 2 Maintenance.xlsx | Updated 5-yr average
DemandHourly.xlsx | Updated for test year load and weather correction
Elf I Solar_8760.xlsx | Estimated power curve for Elf I Solar
Fuel Costing worksheet notes.docx | Notes for Fuel Costing sheet in this exhibit
Hydro History.xlsx | Updated 5-yr avg for peak/off peak shaping
Kettle and Colstrip Fuel 2018-2022.xlsx | 5-yr average
Kettle Falls Forced Outage Rates.xlsx | Updated 5-yr average for Wood/CT
Kettle Falls GS Wood Fuel Prices.xlsx | Updated 5-yr average
Kettle Falls Maintenance.xlsx | Updated 5-yr average
Lancaster Forced Outage Rate.xlsx | Updated 5-yr average
Lancaster Maintenance.xlsx | Updated 8-yr average (due to 4 yr maintenance cycle)
Lancaster PPA - workpaper.xlsx | Aurora enteries for Lancaster PPA contract
Monthly Max Gen Calc for Nox Cab LL LF | 10 yr history - 97.5 percentile
Native Load weather adj.xlsx | Updated for test year loads and weather correction
Natural Gas Liquids.xlsx | 5-yr average
NaturalGas_Elec_Prices.xslx | Updated based on 3 mo avg prices; adjusted to test year
Natural Gas Transportation Thermal Contracts.xlsx | Pipeline capacity charges at tariffed rates for the proforma period.
Palouse Wind.xlsx | Updated using 5-yr avg generation
PPR20 | Position report used for variable O&M rates, heat rateas, other stats
Rathdrum Maintenance.xlsx | Updated 5-yr average
Rattlesnake Flat.xlsx | New contract; used manufacturer data in lieu of 5-yr avg
Small Power.xlsx | Updated 5-yr average deliveries
Solar.xlsx | Average since operation (12/6/2018)
Spokane_Waste_to_Energy.xlsx | Updated 5-yr average deliveries
Station Service.xlsx | Updated 5-yr average
Stimson Lumber.xlsx | Updated 5-yr average deliveries
Term deals.xlsx | Updated for 2023 contracts known at this time
Transaction Fees.xlsx | Updated 5-yr average
Upriver Gen and Load.xlsx | Updated 5-yr average deliveries
Wind Integration.xlsx | Wind integration cost estimate

## Proforma vs Authorized
Table for Testimony
Measure | System(1) | Washington Allocation (2)
| ($000s) | ($000s)
Current Authorized Power Supply Expense | 139048.718 | 89547.3744
Actual 12ME 6/30/23 Test Period Expense | 235386.3786 | 151588.8278
Proposed 2025 Pro Forma Power Supply Expense | 175124.0319 | 112779.8766
Proposed 2025 Expense vs Actual Test Period Expense | -60262.3466 | -38808.9512
Proposed 2025 Expense vs Current Authorized Expense | 36075.3139 | 23232.5022
(1) Excludes Transmission - see Company Witness Dillon and adjustment 3.00T. Includes load and settlement adjustment.
(2) Allocated based on ROO Current Production/Transmission Ratio of 64.40.

## Conf Aurora Portfolio Output
After running the case in Aurora, select 'output' |  | Select PortfolioMonth1.Item, PortfolioMonth1.Condition,
Right click on Portfolio Month, select 'Query Table' |  | PortfolioMonth1.Report_Year, PortfolioMonth1.Report_Month,
Copy sql to the right and paste over the sql statement in Query Builder |  | Avg(PortfolioMonth1.Energy), Avg(PortfolioMonth1.Cost)
Click 'Create Table with SQL then Exit' |  | From PortfolioMonth1
Name output table 'PortfolioEnergyCost' |  | Group By PortfolioMonth1.Item, PortfolioMonth1.Condition,
Double-click on 'PortfolioEnergyCost' table at the top of the ouput |  | PortfolioMonth1.Report_Year, PortfolioMonth1.Report_Month,
Right mouse click - copy and paste into C15 |  | PortfolioMonth1.Name
Having (PortfolioMonth1.Condition = 'Average'
And PortfolioMonth1.Name = 'Avista Portfolio')
Order By PortfolioMonth1.Item, PortfolioMonth1.Report_Month
[6 empty] | 32076309.3315 | 554051.196
[6 empty] | MWh | $
Lookup | Consolidator | Item | Condition | Report_Year | Report_Month | Avg(PortfolioMonth1.Energy) | Avg(PortfolioMonth1.Cost)
Adams Nielson Solar&1 | Adams Nielson Solar | Adams_Nielson_Solar | Average | 2025 | 1 | 984.4745 | 43.1298
Adams Nielson Solar&2 | Adams Nielson Solar | Adams_Nielson_Solar | Average | 2025 | 2 | 2220.7952 | 97.293
Adams Nielson Solar&3 | Adams Nielson Solar | Adams_Nielson_Solar | Average | 2025 | 3 | 3750.7371 | 164.3198
Adams Nielson Solar&4 | Adams Nielson Solar | Adams_Nielson_Solar | Average | 2025 | 4 | 4580.0215 | 200.6507
Adams Nielson Solar&5 | Adams Nielson Solar | Adams_Nielson_Solar | Average | 2025 | 5 | 5461.1636 | 239.2536
Adams Nielson Solar&6 | Adams Nielson Solar | Adams_Nielson_Solar | Average | 2025 | 6 | 5611.8979 | 245.8572
Adams Nielson Solar&7 | Adams Nielson Solar | Adams_Nielson_Solar | Average | 2025 | 7 | 6277.5098 | 275.0177
Adams Nielson Solar&8 | Adams Nielson Solar | Adams_Nielson_Solar | Average | 2025 | 8 | 5641.0229 | 247.1332
Adams Nielson Solar&9 | Adams Nielson Solar | Adams_Nielson_Solar | Average | 2025 | 9 | 3962.1763 | 173.5829
Adams Nielson Solar&10 | Adams Nielson Solar | Adams_Nielson_Solar | Average | 2025 | 10 | 3247.5671 | 142.2759
Adams Nielson Solar&11 | Adams Nielson Solar | Adams_Nielson_Solar | Average | 2025 | 11 | 1739.9648 | 76.2279
Adams Nielson Solar&12 | Adams Nielson Solar | Adams_Nielson_Solar | Average | 2025 | 12 | 683.6131 | 29.9491
Small Power&1 | Small Power | Avista-Buck-a-Block_Solar | Average | 2025 | 1 | 0.5175 | 0.044134
Small Power&2 | Small Power | Avista-Buck-a-Block_Solar | Average | 2025 | 2 | 0.56507 | 0.041153
Small Power&3 | Small Power | Avista-Buck-a-Block_Solar | Average | 2025 | 3 | 1.2504 | 0.060804
Small Power&4 | Small Power | Avista-Buck-a-Block_Solar | Average | 2025 | 4 | 1.5846 | 0.055501
Small Power&5 | Small Power | Avista-Buck-a-Block_Solar | Average | 2025 | 5 | 1.8432 | 0.077478
Small Power&6 | Small Power | Avista-Buck-a-Block_Solar | Average | 2025 | 6 | 2.3506 | 0.083959
Small Power&7 | Small Power | Avista-Buck-a-Block_Solar | Average | 2025 | 7 | 2.3246 | 0.26404
Small Power&8 | Small Power | Avista-Buck-a-Block_Solar | Average | 2025 | 8 | 2.4882 | 0.34338
Small Power&9 | Small Power | Avista-Buck-a-Block_Solar | Average | 2025 | 9 | 2.0308 | 0.23188
Small Power&10 | Small Power | Avista-Buck-a-Block_Solar | Average | 2025 | 10 | 1.8993 | 0.15021
Small Power&11 | Small Power | Avista-Buck-a-Block_Solar | Average | 2025 | 11 | 1.4129 | 0.11198
Small Power&12 | Small Power | Avista-Buck-a-Block_Solar | Average | 2025 | 12 | 0.72224 | 0.074313
Boulder Park Solar&1 | Boulder Park Solar | Boulder Park Solar | Average | 2025 | 1 | 14.5935 | 0
Boulder Park Solar&2 | Boulder Park Solar | Boulder Park Solar | Average | 2025 | 2 | 15.9348 | 0
Boulder Park Solar&3 | Boulder Park Solar | Boulder Park Solar | Average | 2025 | 3 | 35.2621 | 0
Boulder Park Solar&4 | Boulder Park Solar | Boulder Park Solar | Average | 2025 | 4 | 44.6866 | 0
Boulder Park Solar&5 | Boulder Park Solar | Boulder Park Solar | Average | 2025 | 5 | 51.9778 | 0
Boulder Park Solar&6 | Boulder Park Solar | Boulder Park Solar | Average | 2025 | 6 | 66.2871 | 0
Boulder Park Solar&7 | Boulder Park Solar | Boulder Park Solar | Average | 2025 | 7 | 65.5532 | 0
Boulder Park Solar&8 | Boulder Park Solar | Boulder Park Solar | Average | 2025 | 8 | 70.1672 | 0
Boulder Park Solar&9 | Boulder Park Solar | Boulder Park Solar | Average | 2025 | 9 | 57.2679 | 0
Boulder Park Solar&10 | Boulder Park Solar | Boulder Park Solar | Average | 2025 | 10 | 53.5615 | 0
Boulder Park Solar&11 | Boulder Park Solar | Boulder Park Solar | Average | 2025 | 11 | 39.8441 | 0
Boulder Park Solar&12 | Boulder Park Solar | Boulder Park Solar | Average | 2025 | 12 | 20.367 | 0
Boulder Park&1 | Boulder Park | Boulder_Park_1 | Average | 2025 | 1 | 2238.4666 | 126.8974
Boulder Park&2 | Boulder Park | Boulder_Park_1 | Average | 2025 | 2 | 1550.9393 | 67.5612
Boulder Park&3 | Boulder Park | Boulder_Park_1 | Average | 2025 | 3 | 1011.5144 | 35.3775
Boulder Park&4 | Boulder Park | Boulder_Park_1 | Average | 2025 | 4 | 860.704 | 25.9813
Boulder Park&5 | Boulder Park | Boulder_Park_1 | Average | 2025 | 5 | 1045.6648 | 30.3153
Boulder Park&6 | Boulder Park | Boulder_Park_1 | Average | 2025 | 6 | 583.1644 | 17.2196
Boulder Park&7 | Boulder Park | Boulder_Park_1 | Average | 2025 | 7 | 1821.3502 | 65.7787
Boulder Park&8 | Boulder Park | Boulder_Park_1 | Average | 2025 | 8 | 2537.1558 | 89.2249
Boulder Park&9 | Boulder Park | Boulder_Park_1 | Average | 2025 | 9 | 2621.9175 | 90.7567
Boulder Park&10 | Boulder Park | Boulder_Park_1 | Average | 2025 | 10 | 2791.7913 | 96.8984
Boulder Park&11 | Boulder Park | Boulder_Park_1 | Average | 2025 | 11 | 2525.7708 | 108.6433
Boulder Park&12 | Boulder Park | Boulder_Park_1 | Average | 2025 | 12 | 2313.4578 | 110.2678
Boulder Park&1 | Boulder Park | Boulder_Park_2 | Average | 2025 | 1 | 2219.1555 | 125.5681
Boulder Park&2 | Boulder Park | Boulder_Park_2 | Average | 2025 | 2 | 1539.5493 | 67.4472
Boulder Park&3 | Boulder Park | Boulder_Park_2 | Average | 2025 | 3 | 992.2643 | 34.6743
Boulder Park&4 | Boulder Park | Boulder_Park_2 | Average | 2025 | 4 | 864.0245 | 26.0547
Boulder Park&5 | Boulder Park | Boulder_Park_2 | Average | 2025 | 5 | 809.6381 | 23.5164
Boulder Park&6 | Boulder Park | Boulder_Park_2 | Average | 2025 | 6 | 583.1636 | 17.2196
Boulder Park&7 | Boulder Park | Boulder_Park_2 | Average | 2025 | 7 | 1816.9415 | 65.5769
Boulder Park&8 | Boulder Park | Boulder_Park_2 | Average | 2025 | 8 | 2523.5125 | 88.7278
Boulder Park&9 | Boulder Park | Boulder_Park_2 | Average | 2025 | 9 | 2621.5959 | 90.7458
Boulder Park&10 | Boulder Park | Boulder_Park_2 | Average | 2025 | 10 | 2795.7493 | 97.0358
Boulder Park&11 | Boulder Park | Boulder_Park_2 | Average | 2025 | 11 | 2533.252 | 109.0063
Boulder Park&12 | Boulder Park | Boulder_Park_2 | Average | 2025 | 12 | 2313.4578 | 110.2678
Boulder Park&1 | Boulder Park | Boulder_Park_3 | Average | 2025 | 1 | 2238.4666 | 126.8974
Boulder Park&2 | Boulder Park | Boulder_Park_3 | Average | 2025 | 2 | 1539.5852 | 66.8721
Boulder Park&3 | Boulder Park | Boulder_Park_3 | Average | 2025 | 3 | 1056.4833 | 37.2483
Boulder Park&4 | Boulder Park | Boulder_Park_3 | Average | 2025 | 4 | 907.1289 | 27.8329
Boulder Park&5 | Boulder Park | Boulder_Park_3 | Average | 2025 | 5 | 812.0768 | 23.5887
Boulder Park&6 | Boulder Park | Boulder_Park_3 | Average | 2025 | 6 | 588.4001 | 17.3582
Boulder Park&7 | Boulder Park | Boulder_Park_3 | Average | 2025 | 7 | 1836.614 | 66.4878
Boulder Park&8 | Boulder Park | Boulder_Park_3 | Average | 2025 | 8 | 2523.5125 | 88.7278
Boulder Park&9 | Boulder Park | Boulder_Park_3 | Average | 2025 | 9 | 2621.9175 | 90.7567
Boulder Park&10 | Boulder Park | Boulder_Park_3 | Average | 2025 | 10 | 2795.7493 | 97.0358
Boulder Park&11 | Boulder Park | Boulder_Park_3 | Average | 2025 | 11 | 2532.4285 | 108.9709
Boulder Park&12 | Boulder Park | Boulder_Park_3 | Average | 2025 | 12 | 2302.2095 | 110.2074
Boulder Park&1 | Boulder Park | Boulder_Park_4 | Average | 2025 | 1 | 2219.1555 | 125.5681
Boulder Park&2 | Boulder Park | Boulder_Park_4 | Average | 2025 | 2 | 1566.5082 | 67.6763
Boulder Park&3 | Boulder Park | Boulder_Park_4 | Average | 2025 | 3 | 1156.3429 | 42.3594
Boulder Park&4 | Boulder Park | Boulder_Park_4 | Average | 2025 | 4 | 899.1385 | 27.5037
Boulder Park&5 | Boulder Park | Boulder_Park_4 | Average | 2025 | 5 | 1082.9689 | 31.4702
Boulder Park&6 | Boulder Park | Boulder_Park_4 | Average | 2025 | 6 | 583.2219 | 17.2213
Boulder Park&7 | Boulder Park | Boulder_Park_4 | Average | 2025 | 7 | 1817.3051 | 65.59
Boulder Park&8 | Boulder Park | Boulder_Park_4 | Average | 2025 | 8 | 2522.2485 | 88.6833
Boulder Park&9 | Boulder Park | Boulder_Park_4 | Average | 2025 | 9 | 2621.5959 | 90.7458
Boulder Park&10 | Boulder Park | Boulder_Park_4 | Average | 2025 | 10 | 2788.6814 | 96.7905
Boulder Park&11 | Boulder Park | Boulder_Park_4 | Average | 2025 | 11 | 2678.9275 | 115.4897
Boulder Park&12 | Boulder Park | Boulder_Park_4 | Average | 2025 | 12 | 2313.4578 | 110.2678
Boulder Park&1 | Boulder Park | Boulder_Park_5 | Average | 2025 | 1 | 2234.6042 | 126.7049
Boulder Park&2 | Boulder Park | Boulder_Park_5 | Average | 2025 | 2 | 1557.8403 | 66.7023
Boulder Park&3 | Boulder Park | Boulder_Park_5 | Average | 2025 | 3 | 1170.5135 | 42.6486
Boulder Park&4 | Boulder Park | Boulder_Park_5 | Average | 2025 | 4 | 849.4479 | 25.5836
Boulder Park&5 | Boulder Park | Boulder_Park_5 | Average | 2025 | 5 | 1037.8275 | 30.0881
Boulder Park&6 | Boulder Park | Boulder_Park_5 | Average | 2025 | 6 | 583.2803 | 17.223
Boulder Park&7 | Boulder Park | Boulder_Park_5 | Average | 2025 | 7 | 1829.0833 | 66.2152
Boulder Park&8 | Boulder Park | Boulder_Park_5 | Average | 2025 | 8 | 2522.5015 | 88.6922
Boulder Park&9 | Boulder Park | Boulder_Park_5 | Average | 2025 | 9 | 2583.8501 | 89.4379
Boulder Park&10 | Boulder Park | Boulder_Park_5 | Average | 2025 | 10 | 2791.7913 | 96.8984
Boulder Park&11 | Boulder Park | Boulder_Park_5 | Average | 2025 | 11 | 2678.928 | 115.4898
Boulder Park&12 | Boulder Park | Boulder_Park_5 | Average | 2025 | 12 | 2313.4578 | 110.2678
Boulder Park&1 | Boulder Park | Boulder_Park_6 | Average | 2025 | 1 | 2219.1555 | 125.5681
Boulder Park&2 | Boulder Park | Boulder_Park_6 | Average | 2025 | 2 | 1539.7311 | 66.0251
Boulder Park&3 | Boulder Park | Boulder_Park_6 | Average | 2025 | 3 | 1288.2673 | 48.66
Boulder Park&4 | Boulder Park | Boulder_Park_6 | Average | 2025 | 4 | 851.2812 | 25.6046
Boulder Park&5 | Boulder Park | Boulder_Park_6 | Average | 2025 | 5 | 1082.968 | 31.4701
Boulder Park&6 | Boulder Park | Boulder_Park_6 | Average | 2025 | 6 | 583.5137 | 17.2299
Boulder Park&7 | Boulder Park | Boulder_Park_6 | Average | 2025 | 7 | 1817.4867 | 65.5966
Boulder Park&8 | Boulder Park | Boulder_Park_6 | Average | 2025 | 8 | 2500.3792 | 87.9329
Boulder Park&9 | Boulder Park | Boulder_Park_6 | Average | 2025 | 9 | 2621.5959 | 90.7458
Boulder Park&10 | Boulder Park | Boulder_Park_6 | Average | 2025 | 10 | 2791.7913 | 96.8984
Boulder Park&11 | Boulder Park | Boulder_Park_6 | Average | 2025 | 11 | 2678.9275 | 115.4897
Boulder Park&12 | Boulder Park | Boulder_Park_6 | Average | 2025 | 12 | 2325.0442 | 111.2228
Cabinet Gorge&1 | Cabinet Gorge | Cabinet_Gorge_1-4 | Average | 2025 | 1 | 67354.5 | 0
Cabinet Gorge&2 | Cabinet Gorge | Cabinet_Gorge_1-4 | Average | 2025 | 2 | 53786.2383 | 0
Cabinet Gorge&3 | Cabinet Gorge | Cabinet_Gorge_1-4 | Average | 2025 | 3 | 63768.1328 | 0
Cabinet Gorge&4 | Cabinet Gorge | Cabinet_Gorge_1-4 | Average | 2025 | 4 | 117368.2031 | 0
Cabinet Gorge&5 | Cabinet Gorge | Cabinet_Gorge_1-4 | Average | 2025 | 5 | 161660.2188 | 0
Cabinet Gorge&6 | Cabinet Gorge | Cabinet_Gorge_1-4 | Average | 2025 | 6 | 159515.9531 | 0
Cabinet Gorge&7 | Cabinet Gorge | Cabinet_Gorge_1-4 | Average | 2025 | 7 | 122048.0312 | 0
Cabinet Gorge&8 | Cabinet Gorge | Cabinet_Gorge_1-4 | Average | 2025 | 8 | 60889.1602 | 0
Cabinet Gorge&9 | Cabinet Gorge | Cabinet_Gorge_1-4 | Average | 2025 | 9 | 59588.6523 | 0
Cabinet Gorge&10 | Cabinet Gorge | Cabinet_Gorge_1-4 | Average | 2025 | 10 | 57877.3516 | 0
Cabinet Gorge&11 | Cabinet Gorge | Cabinet_Gorge_1-4 | Average | 2025 | 11 | 62060.4375 | 0
Cabinet Gorge&12 | Cabinet Gorge | Cabinet_Gorge_1-4 | Average | 2025 | 12 | 82909.9062 | 0
Canadian Entitlement&1 | Canadian Entitlement | Canadian_Entitlement | Average | 2025 | 1 | -5961.6001 | 0
Canadian Entitlement&2 | Canadian Entitlement | Canadian_Entitlement | Average | 2025 | 2 | -5452.7998 | 0
Canadian Entitlement&3 | Canadian Entitlement | Canadian_Entitlement | Average | 2025 | 3 | -6073.6001 | 0
Canadian Entitlement&4 | Canadian Entitlement | Canadian_Entitlement | Average | 2025 | 4 | -5865.6001 | 0
Canadian Entitlement&5 | Canadian Entitlement | Canadian_Entitlement | Average | 2025 | 5 | -6350.3999 | 0
Canadian Entitlement&6 | Canadian Entitlement | Canadian_Entitlement | Average | 2025 | 6 | -5880 | 0
Canadian Entitlement&7 | Canadian Entitlement | Canadian_Entitlement | Average | 2025 | 7 | -6134.3999 | 0
Canadian Entitlement&8 | Canadian Entitlement | Canadian_Entitlement | Average | 2025 | 8 | -6156.7998 | 0
Canadian Entitlement&9 | Canadian Entitlement | Canadian_Entitlement | Average | 2025 | 9 | -6032 | 0
Canadian Entitlement&10 | Canadian Entitlement | Canadian_Entitlement | Average | 2025 | 10 | -6048 | 0
Canadian Entitlement&11 | Canadian Entitlement | Canadian_Entitlement | Average | 2025 | 11 | -5800 | 0
Canadian Entitlement&12 | Canadian Entitlement | Canadian_Entitlement | Average | 2025 | 12 | -6177.6001 | 0
Small Power&1 | Small Power | City_of_Cove | Average | 2025 | 1 | 45.2352 | 2.3504
Small Power&2 | Small Power | City_of_Cove | Average | 2025 | 2 | 40.8576 | 2.123
Small Power&3 | Small Power | City_of_Cove | Average | 2025 | 3 | 93.4464 | 3.7762
Small Power&4 | Small Power | City_of_Cove | Average | 2025 | 4 | 302.4 | 12.22
Small Power&5 | Small Power | City_of_Cove | Average | 2025 | 5 | 442.2336 | 17.8707
Small Power&6 | Small Power | City_of_Cove | Average | 2025 | 6 | 443.52 | 17.9226
Small Power&7 | Small Power | City_of_Cove | Average | 2025 | 7 | 342.8352 | 17.8137
Small Power&8 | Small Power | City_of_Cove | Average | 2025 | 8 | 145.824 | 7.577
Small Power&9 | Small Power | City_of_Cove | Average | 2025 | 9 | 72.576 | 3.771
Small Power&10 | Small Power | City_of_Cove | Average | 2025 | 10 | 59.52 | 3.0927
Small Power&11 | Small Power | City_of_Cove | Average | 2025 | 11 | 79.488 | 4.1302
Small Power&12 | Small Power | City_of_Cove | Average | 2025 | 12 | 62.496 | 3.2473
Clearwater Wind&1 | Clearwater Wind | Clearwater Wind | Average | 2025 | 1 | 39332 | 1179.96
Clearwater Wind&2 | Clearwater Wind | Clearwater Wind | Average | 2025 | 2 | 23761 | 712.83
Clearwater Wind&3 | Clearwater Wind | Clearwater Wind | Average | 2025 | 3 | 28897 | 866.91
Clearwater Wind&4 | Clearwater Wind | Clearwater Wind | Average | 2025 | 4 | 30121 | 903.63
Clearwater Wind&5 | Clearwater Wind | Clearwater Wind | Average | 2025 | 5 | 26490 | 794.7
Clearwater Wind&6 | Clearwater Wind | Clearwater Wind | Average | 2025 | 6 | 27048 | 811.44
Clearwater Wind&7 | Clearwater Wind | Clearwater Wind | Average | 2025 | 7 | 22266 | 667.98
Clearwater Wind&8 | Clearwater Wind | Clearwater Wind | Average | 2025 | 8 | 27540 | 826.2
Clearwater Wind&9 | Clearwater Wind | Clearwater Wind | Average | 2025 | 9 | 32439 | 973.17
Clearwater Wind&10 | Clearwater Wind | Clearwater Wind | Average | 2025 | 10 | 42864 | 1285.92
Clearwater Wind&11 | Clearwater Wind | Clearwater Wind | Average | 2025 | 11 | 37985 | 1139.55
Clearwater Wind&12 | Clearwater Wind | Clearwater Wind | Average | 2025 | 12 | 37655 | 1129.65
Clearwater Wind Losses&1 | Clearwater Wind Losses | Clearwater Wind Losses | Average | 2025 | 1 | 0 | 96.3399
Clearwater Wind Losses&2 | Clearwater Wind Losses | Clearwater Wind Losses | Average | 2025 | 2 | 0 | 50.6005
Clearwater Wind Losses&3 | Clearwater Wind Losses | Clearwater Wind Losses | Average | 2025 | 3 | 0 | 50.7694
Clearwater Wind Losses&4 | Clearwater Wind Losses | Clearwater Wind Losses | Average | 2025 | 4 | 0 | 40.332
Clearwater Wind Losses&5 | Clearwater Wind Losses | Clearwater Wind Losses | Average | 2025 | 5 | 0 | 32.0994
Clearwater Wind Losses&6 | Clearwater Wind Losses | Clearwater Wind Losses | Average | 2025 | 6 | 0 | 22.9688
Clearwater Wind Losses&7 | Clearwater Wind Losses | Clearwater Wind Losses | Average | 2025 | 7 | 0 | 51.7708
Clearwater Wind Losses&8 | Clearwater Wind Losses | Clearwater Wind Losses | Average | 2025 | 8 | 0 | 87.1111
Clearwater Wind Losses&9 | Clearwater Wind Losses | Clearwater Wind Losses | Average | 2025 | 9 | 0 | 82.2094
Clearwater Wind Losses&10 | Clearwater Wind Losses | Clearwater Wind Losses | Average | 2025 | 10 | 0 | 95.0766
Clearwater Wind Losses&11 | Clearwater Wind Losses | Clearwater Wind Losses | Average | 2025 | 11 | 0 | 88.1236
Clearwater Wind Losses&12 | Clearwater Wind Losses | Clearwater Wind Losses | Average | 2025 | 12 | 0 | 100.4266
Colstrip&1 | Colstrip | Colstrip_3 | Average | 2025 | 1 | 71968.8906 | 1110.4575
Colstrip&2 | Colstrip | Colstrip_3 | Average | 2025 | 2 | 64644.9883 | 995.8158
Colstrip&3 | Colstrip | Colstrip_3 | Average | 2025 | 3 | 71563.0547 | 1101.6193
Colstrip&4 | Colstrip | Colstrip_3 | Average | 2025 | 4 | 61715.5547 | 963.9116
Colstrip&5 | Colstrip | Colstrip_3 | Average | 2025 | 5 | 41981.207 | 670.9971
Colstrip&6 | Colstrip | Colstrip_3 | Average | 2025 | 6 | 49966.4922 | 791.2692
Colstrip&7 | Colstrip | Colstrip_3 | Average | 2025 | 7 | 65498.2422 | 1032.1074
Colstrip&8 | Colstrip | Colstrip_3 | Average | 2025 | 8 | 70070.2969 | 1121.558
Colstrip&9 | Colstrip | Colstrip_3 | Average | 2025 | 9 | 67075.4141 | 1104.8088
Colstrip&10 | Colstrip | Colstrip_3 | Average | 2025 | 10 | 66627.4922 | 1137.7084
Colstrip&11 | Colstrip | Colstrip_3 | Average | 2025 | 11 | 65798.1953 | 1127.037
Colstrip&12 | Colstrip | Colstrip_3 | Average | 2025 | 12 | 71484.0625 | 1224.4293
Colstrip&1 | Colstrip | Colstrip_4 | Average | 2025 | 1 | 71968.8438 | 1110.4569
Colstrip&2 | Colstrip | Colstrip_4 | Average | 2025 | 2 | 64644.9414 | 995.8152
Colstrip&3 | Colstrip | Colstrip_4 | Average | 2025 | 3 | 71563.0312 | 1101.6189
Colstrip&4 | Colstrip | Colstrip_4 | Average | 2025 | 4 | 61715.9023 | 963.9164
Colstrip&5 | Colstrip | Colstrip_4 | Average | 2025 | 5 | 41981.5586 | 671.0019
Colstrip&6 | Colstrip | Colstrip_4 | Average | 2025 | 6 | 49966.9492 | 791.2755
Colstrip&7 | Colstrip | Colstrip_4 | Average | 2025 | 7 | 65498.4453 | 1032.1102
Colstrip&8 | Colstrip | Colstrip_4 | Average | 2025 | 8 | 70070.2656 | 1121.5575
Colstrip&9 | Colstrip | Colstrip_4 | Average | 2025 | 9 | 67075.4141 | 1104.8088
Colstrip&10 | Colstrip | Colstrip_4 | Average | 2025 | 10 | 66627.4922 | 1137.7084
Colstrip&11 | Colstrip | Colstrip_4 | Average | 2025 | 11 | 65798.1953 | 1127.037
Colstrip&12 | Colstrip | Colstrip_4 | Average | 2025 | 12 | 71484.0625 | 1224.4293
Coyote Springs 2&1 | Coyote Springs 2 | Coyote_Springs_2 | Average | 2025 | 1 | 203643.4844 | 8418.9004
Coyote Springs 2&2 | Coyote Springs 2 | Coyote_Springs_2 | Average | 2025 | 2 | 165008.1562 | 6161.0244
Coyote Springs 2&3 | Coyote Springs 2 | Coyote_Springs_2 | Average | 2025 | 3 | 164366.2969 | 4829.2095
Coyote Springs 2&4 | Coyote Springs 2 | Coyote_Springs_2 | Average | 2025 | 4 | 132931.7031 | 2965.7471
Coyote Springs 2&5 | Coyote Springs 2 | Coyote_Springs_2 | Average | 2025 | 5 | 40715.5039 | 884.1238
Coyote Springs 2&6 | Coyote Springs 2 | Coyote_Springs_2 | Average | 2025 | 6 | 96607.4062 | 2249.3167
Coyote Springs 2&7 | Coyote Springs 2 | Coyote_Springs_2 | Average | 2025 | 7 | 162635.375 | 4254.5591
Coyote Springs 2&8 | Coyote Springs 2 | Coyote_Springs_2 | Average | 2025 | 8 | 191427.3125 | 4876.1416
Coyote Springs 2&9 | Coyote Springs 2 | Coyote_Springs_2 | Average | 2025 | 9 | 190667.7656 | 4808.6489
Coyote Springs 2&10 | Coyote Springs 2 | Coyote_Springs_2 | Average | 2025 | 10 | 129932.7031 | 3287.6201
Coyote Springs 2&11 | Coyote Springs 2 | Coyote_Springs_2 | Average | 2025 | 11 | 203286.1875 | 6373.3398
Coyote Springs 2&12 | Coyote Springs 2 | Coyote_Springs_2 | Average | 2025 | 12 | 207049.875 | 7915.7075
Coyote Springs 2&1 | Coyote Springs 2 | Coyote_Springs_2_DB | Average | 2025 | 1 | 8320.084 | 423.0619
Coyote Springs 2&2 | Coyote Springs 2 | Coyote_Springs_2_DB | Average | 2025 | 2 | 6762.7466 | 276.5494
Coyote Springs 2&3 | Coyote Springs 2 | Coyote_Springs_2_DB | Average | 2025 | 3 | 0 | 0
Coyote Springs 2&4 | Coyote Springs 2 | Coyote_Springs_2_DB | Average | 2025 | 4 | 0 | 0
Coyote Springs 2&5 | Coyote Springs 2 | Coyote_Springs_2_DB | Average | 2025 | 5 | 0 | 0
Coyote Springs 2&6 | Coyote Springs 2 | Coyote_Springs_2_DB | Average | 2025 | 6 | 0 | 0
Coyote Springs 2&7 | Coyote Springs 2 | Coyote_Springs_2_DB | Average | 2025 | 7 | 10342.123 | 336.3627
Coyote Springs 2&8 | Coyote Springs 2 | Coyote_Springs_2_DB | Average | 2025 | 8 | 12098.5127 | 381.5801
Coyote Springs 2&9 | Coyote Springs 2 | Coyote_Springs_2_DB | Average | 2025 | 9 | 0 | 0
Coyote Springs 2&10 | Coyote Springs 2 | Coyote_Springs_2_DB | Average | 2025 | 10 | 0 | 0
Coyote Springs 2&11 | Coyote Springs 2 | Coyote_Springs_2_DB | Average | 2025 | 11 | 0 | 0
Coyote Springs 2&12 | Coyote Springs 2 | Coyote_Springs_2_DB | Average | 2025 | 12 | 7869.1411 | 353.8472
Small Power&1 | Small Power | Deep_Creek | Average | 2025 | 1 | 13.1167 | 1.1997
Small Power&2 | Small Power | Deep_Creek | Average | 2025 | 2 | 28.3786 | 2.5456
Small Power&3 | Small Power | Deep_Creek | Average | 2025 | 3 | 46.6711 | 4.1621
Small Power&4 | Small Power | Deep_Creek | Average | 2025 | 4 | 43.3944 | 3.6811
Small Power&5 | Small Power | Deep_Creek | Average | 2025 | 5 | 68.634 | 4.8126
Small Power&6 | Small Power | Deep_Creek | Average | 2025 | 6 | 48.1176 | 3.7464
Small Power&7 | Small Power | Deep_Creek | Average | 2025 | 7 | 52.4669 | 4.5578
Small Power&8 | Small Power | Deep_Creek | Average | 2025 | 8 | 10.0663 | 0.90295
Small Power&9 | Small Power | Deep_Creek | Average | 2025 | 9 | 0.8856 | 0.080421
Small Power&10 | Small Power | Deep_Creek | Average | 2025 | 10 | 0 | 0
Small Power&11 | Small Power | Deep_Creek | Average | 2025 | 11 | 4.428 | 0.39719
Small Power&12 | Small Power | Deep_Creek | Average | 2025 | 12 | 5.1857 | 0.47345
Small Power&1 | Small Power | Deer Lake (IP&L) | Average | 2025 | 1 | 61.752 | 4.3473
Small Power&2 | Small Power | Deer Lake (IP&L) | Average | 2025 | 2 | 55.776 | 3.9266
Small Power&3 | Small Power | Deer Lake (IP&L) | Average | 2025 | 3 | 70.68 | 4.9759
Small Power&4 | Small Power | Deer Lake (IP&L) | Average | 2025 | 4 | 55.44 | 3.903
Small Power&5 | Small Power | Deer Lake (IP&L) | Average | 2025 | 5 | 52.824 | 3.7188
Small Power&6 | Small Power | Deer Lake (IP&L) | Average | 2025 | 6 | 39.6 | 2.7878
Small Power&7 | Small Power | Deer Lake (IP&L) | Average | 2025 | 7 | 38.688 | 2.7236
Small Power&8 | Small Power | Deer Lake (IP&L) | Average | 2025 | 8 | 44.64 | 3.1427
Small Power&9 | Small Power | Deer Lake (IP&L) | Average | 2025 | 9 | 41.76 | 2.9399
Small Power&10 | Small Power | Deer Lake (IP&L) | Average | 2025 | 10 | 34.224 | 2.4094
Small Power&11 | Small Power | Deer Lake (IP&L) | Average | 2025 | 11 | 53.28 | 3.7509
Small Power&12 | Small Power | Deer Lake (IP&L) | Average | 2025 | 12 | 62.496 | 4.3997
Small Power&1 | Small Power | Derr_Creek (Clark Fork) | Average | 2025 | 1 | 37.6464 | 2.927
Small Power&2 | Small Power | Derr_Creek (Clark Fork) | Average | 2025 | 2 | 63.5712 | 4.9427
Small Power&3 | Small Power | Derr_Creek (Clark Fork) | Average | 2025 | 3 | 48.613 | 2.9396
Small Power&4 | Small Power | Derr_Creek (Clark Fork) | Average | 2025 | 4 | 120.7008 | 7.2988
Small Power&5 | Small Power | Derr_Creek (Clark Fork) | Average | 2025 | 5 | 163.68 | 9.8977
Small Power&6 | Small Power | Derr_Creek (Clark Fork) | Average | 2025 | 6 | 277.2 | 16.7623
Small Power&7 | Small Power | Derr_Creek (Clark Fork) | Average | 2025 | 7 | 119.8138 | 9.3155
Small Power&8 | Small Power | Derr_Creek (Clark Fork) | Average | 2025 | 8 | 66.7814 | 5.1923
Small Power&9 | Small Power | Derr_Creek (Clark Fork) | Average | 2025 | 9 | 35.3232 | 2.7464
Small Power&10 | Small Power | Derr_Creek (Clark Fork) | Average | 2025 | 10 | 20.46 | 1.5908
Small Power&11 | Small Power | Derr_Creek (Clark Fork) | Average | 2025 | 11 | 18.6912 | 1.4532
Small Power&12 | Small Power | Derr_Creek (Clark Fork) | Average | 2025 | 12 | 25.6978 | 1.998
EBC 4.6&1 | EBC 4.6 | EBC 4.6 | Average | 2025 | 1 | 0 | 0
EBC 4.6&2 | EBC 4.6 | EBC 4.6 | Average | 2025 | 2 | 0 | 0
EBC 4.6&3 | EBC 4.6 | EBC 4.6 | Average | 2025 | 3 | 0 | 0
EBC 4.6&4 | EBC 4.6 | EBC 4.6 | Average | 2025 | 4 | 551.232 | 23.7967
EBC 4.6&5 | EBC 4.6 | EBC 4.6 | Average | 2025 | 5 | 1329.0815 | 57.3765
EBC 4.6&6 | EBC 4.6 | EBC 4.6 | Average | 2025 | 6 | 1422.432 | 61.4064
EBC 4.6&7 | EBC 4.6 | EBC 4.6 | Average | 2025 | 7 | 1510.7664 | 65.2198
EBC 4.6&8 | EBC 4.6 | EBC 4.6 | Average | 2025 | 8 | 1497.672 | 64.6545
EBC 4.6&9 | EBC 4.6 | EBC 4.6 | Average | 2025 | 9 | 959.904 | 41.4391
EBC 4.6&10 | EBC 4.6 | EBC 4.6 | Average | 2025 | 10 | 780.7536 | 33.7051
EBC 4.6&11 | EBC 4.6 | EBC 4.6 | Average | 2025 | 11 | 0 | 0
EBC 4.6&12 | EBC 4.6 | EBC 4.6 | Average | 2025 | 12 | 0 | 0
Elf I Solar&1 | Elf I Solar | Elf I Solar | Average | 2025 | 1 | 0 | 0
Elf I Solar&2 | Elf I Solar | Elf I Solar | Average | 2025 | 2 | 0 | 0
Elf I Solar&3 | Elf I Solar | Elf I Solar | Average | 2025 | 3 | 0 | 0
Elf I Solar&4 | Elf I Solar | Elf I Solar | Average | 2025 | 4 | 0 | 0
Elf I Solar&5 | Elf I Solar | Elf I Solar | Average | 2025 | 5 | 0 | 0
Elf I Solar&6 | Elf I Solar | Elf I Solar | Average | 2025 | 6 | 0 | 0
Elf I Solar&7 | Elf I Solar | Elf I Solar | Average | 2025 | 7 | 0 | 0
Elf I Solar&8 | Elf I Solar | Elf I Solar | Average | 2025 | 8 | 0 | 0
Elf I Solar&9 | Elf I Solar | Elf I Solar | Average | 2025 | 9 | 0 | 0
Elf I Solar&10 | Elf I Solar | Elf I Solar | Average | 2025 | 10 | 0 | 0
Elf I Solar&11 | Elf I Solar | Elf I Solar | Average | 2025 | 11 | 0 | 0
Elf I Solar&12 | Elf I Solar | Elf I Solar | Average | 2025 | 12 | 0 | 0
Small Power&1 | Small Power | Jim_Ford_Creek | Average | 2025 | 1 | 554.9421 | 46.8871
Small Power&2 | Small Power | Jim_Ford_Creek | Average | 2025 | 2 | 594.095 | 50.1951
Small Power&3 | Small Power | Jim_Ford_Creek | Average | 2025 | 3 | 824.5454 | 54.1891
Small Power&4 | Small Power | Jim_Ford_Creek | Average | 2025 | 4 | 625.3632 | 41.0989
Small Power&5 | Small Power | Jim_Ford_Creek | Average | 2025 | 5 | 348.2813 | 22.889
Small Power&6 | Small Power | Jim_Ford_Creek | Average | 2025 | 6 | 122.8392 | 8.073
Small Power&7 | Small Power | Jim_Ford_Creek | Average | 2025 | 7 | 10.4904 | 0.88633
Small Power&8 | Small Power | Jim_Ford_Creek | Average | 2025 | 8 | 0 | 0
Small Power&9 | Small Power | Jim_Ford_Creek | Average | 2025 | 9 | 0 | 0
Small Power&10 | Small Power | Jim_Ford_Creek | Average | 2025 | 10 | 2.0981 | 0.17727
Small Power&11 | Small Power | Jim_Ford_Creek | Average | 2025 | 11 | 50.76 | 4.2887
Small Power&12 | Small Power | Jim_Ford_Creek | Average | 2025 | 12 | 216.1022 | 18.2585
Small Power&1 | Small Power | John_Day_Creek | Average | 2025 | 1 | 197.532 | 12.0811
Small Power&2 | Small Power | John_Day_Creek | Average | 2025 | 2 | 164.5056 | 10.0612
Small Power&3 | Small Power | John_Day_Creek | Average | 2025 | 3 | 229.0032 | 10.8937
Small Power&4 | Small Power | John_Day_Creek | Average | 2025 | 4 | 272.16 | 12.9467
Small Power&5 | Small Power | John_Day_Creek | Average | 2025 | 5 | 279.8928 | 13.3145
Small Power&6 | Small Power | John_Day_Creek | Average | 2025 | 6 | 241.704 | 11.4979
Small Power&7 | Small Power | John_Day_Creek | Average | 2025 | 7 | 295.9632 | 18.1011
Small Power&8 | Small Power | John_Day_Creek | Average | 2025 | 8 | 186.8184 | 11.4258
Small Power&9 | Small Power | John_Day_Creek | Average | 2025 | 9 | 57.024 | 3.4876
Small Power&10 | Small Power | John_Day_Creek | Average | 2025 | 10 | 110.484 | 6.7572
Small Power&11 | Small Power | John_Day_Creek | Average | 2025 | 11 | 185.328 | 11.3347
Small Power&12 | Small Power | John_Day_Creek | Average | 2025 | 12 | 176.7744 | 10.8115
Kettle Falls&1 | Kettle Falls | Kettle_Falls | Average | 2025 | 1 | 21768.4766 | 624.3782
Kettle Falls&2 | Kettle Falls | Kettle_Falls | Average | 2025 | 2 | 20436.8203 | 602.9317
Kettle Falls&3 | Kettle Falls | Kettle_Falls | Average | 2025 | 3 | 28215.0391 | 797.48
Kettle Falls&4 | Kettle Falls | Kettle_Falls | Average | 2025 | 4 | 18333.7754 | 518.3864
Kettle Falls&5 | Kettle Falls | Kettle_Falls | Average | 2025 | 5 | 1975.0056 | 56.5165
Kettle Falls&6 | Kettle Falls | Kettle_Falls | Average | 2025 | 6 | 14841.8594 | 425.9595
Kettle Falls&7 | Kettle Falls | Kettle_Falls | Average | 2025 | 7 | 23890.5762 | 688.7416
Kettle Falls&8 | Kettle Falls | Kettle_Falls | Average | 2025 | 8 | 24614.4609 | 715.5745
Kettle Falls&9 | Kettle Falls | Kettle_Falls | Average | 2025 | 9 | 28077.6328 | 794.623
Kettle Falls&10 | Kettle Falls | Kettle_Falls | Average | 2025 | 10 | 27493.127 | 781.2605
Kettle Falls&11 | Kettle Falls | Kettle_Falls | Average | 2025 | 11 | 26090.2441 | 738.5538
Kettle Falls&12 | Kettle Falls | Kettle_Falls | Average | 2025 | 12 | 20795.2949 | 588.9038
Kettle Falls CT&1 | Kettle Falls CT | Kettle_Falls_CT | Average | 2025 | 1 | 1031.0951 | 76.7807
Kettle Falls CT&2 | Kettle Falls CT | Kettle_Falls_CT | Average | 2025 | 2 | 1757.2151 | 98.7603
Kettle Falls CT&3 | Kettle Falls CT | Kettle_Falls_CT | Average | 2025 | 3 | 1024.4381 | 42.8132
Kettle Falls CT&4 | Kettle Falls CT | Kettle_Falls_CT | Average | 2025 | 4 | 612.9676 | 23.337
Kettle Falls CT&5 | Kettle Falls CT | Kettle_Falls_CT | Average | 2025 | 5 | 1196.2704 | 49.4322
Kettle Falls CT&6 | Kettle Falls CT | Kettle_Falls_CT | Average | 2025 | 6 | 563.9549 | 22.1696
Kettle Falls CT&7 | Kettle Falls CT | Kettle_Falls_CT | Average | 2025 | 7 | 2747.9878 | 133.2064
Kettle Falls CT&8 | Kettle Falls CT | Kettle_Falls_CT | Average | 2025 | 8 | 3737.1042 | 170.7185
Kettle Falls CT&9 | Kettle Falls CT | Kettle_Falls_CT | Average | 2025 | 9 | 3731.8711 | 163.719
Kettle Falls CT&10 | Kettle Falls CT | Kettle_Falls_CT | Average | 2025 | 10 | 3545.8457 | 153.1103
Kettle Falls CT&11 | Kettle Falls CT | Kettle_Falls_CT | Average | 2025 | 11 | 3014.0088 | 167.5628
Kettle Falls CT&12 | Kettle Falls CT | Kettle_Falls_CT | Average | 2025 | 12 | 2722.9819 | 133.8969
Lancaster&1 | Lancaster | Lancaster | Average | 2025 | 1 | 181897.9062 | 7858.9912
Lancaster&2 | Lancaster | Lancaster | Average | 2025 | 2 | 140467.6719 | 5208.8984
Lancaster&3 | Lancaster | Lancaster | Average | 2025 | 3 | 180052.2656 | 5467.8491
Lancaster&4 | Lancaster | Lancaster | Average | 2025 | 4 | 141453.4062 | 3306.3018
Lancaster&5 | Lancaster | Lancaster | Average | 2025 | 5 | 101419.6953 | 2376.9885
Lancaster&6 | Lancaster | Lancaster | Average | 2025 | 6 | 63546.9688 | 1603.7803
Lancaster&7 | Lancaster | Lancaster | Average | 2025 | 7 | 139116.8594 | 3674.9348
Lancaster&8 | Lancaster | Lancaster | Average | 2025 | 8 | 165424.3906 | 4396.7144
Lancaster&9 | Lancaster | Lancaster | Average | 2025 | 9 | 165823.3125 | 4347.4463
Lancaster&10 | Lancaster | Lancaster | Average | 2025 | 10 | 168973.8906 | 4424.9912
Lancaster&11 | Lancaster | Lancaster | Average | 2025 | 11 | 175946.5938 | 5691.769
Lancaster&12 | Lancaster | Lancaster | Average | 2025 | 12 | 167565.9062 | 6409.4292
Lancaster Capacity and Energy Payment&1 | Lancaster Capacity and Energy Payment | Lancaster_Capacity | Average | 2025 | 1 | 0 | 1531.5376
Lancaster Capacity and Energy Payment&2 | Lancaster Capacity and Energy Payment | Lancaster_Capacity | Average | 2025 | 2 | 0 | 1531.5376
Lancaster Capacity and Energy Payment&3 | Lancaster Capacity and Energy Payment | Lancaster_Capacity | Average | 2025 | 3 | 0 | 1531.5376
Lancaster Capacity and Energy Payment&4 | Lancaster Capacity and Energy Payment | Lancaster_Capacity | Average | 2025 | 4 | 0 | 1531.5376
Lancaster Capacity and Energy Payment&5 | Lancaster Capacity and Energy Payment | Lancaster_Capacity | Average | 2025 | 5 | 0 | 1531.5376
Lancaster Capacity and Energy Payment&6 | Lancaster Capacity and Energy Payment | Lancaster_Capacity | Average | 2025 | 6 | 0 | 1531.5376
Lancaster Capacity and Energy Payment&7 | Lancaster Capacity and Energy Payment | Lancaster_Capacity | Average | 2025 | 7 | 0 | 1531.5376
Lancaster Capacity and Energy Payment&8 | Lancaster Capacity and Energy Payment | Lancaster_Capacity | Average | 2025 | 8 | 0 | 1531.5376
Lancaster Capacity and Energy Payment&9 | Lancaster Capacity and Energy Payment | Lancaster_Capacity | Average | 2025 | 9 | 0 | 1531.5376
Lancaster Capacity and Energy Payment&10 | Lancaster Capacity and Energy Payment | Lancaster_Capacity | Average | 2025 | 10 | 0 | 1531.5376
Lancaster Capacity and Energy Payment&11 | Lancaster Capacity and Energy Payment | Lancaster_Capacity | Average | 2025 | 11 | 0 | 1546.9258
Lancaster Capacity and Energy Payment&12 | Lancaster Capacity and Energy Payment | Lancaster_Capacity | Average | 2025 | 12 | 0 | 1546.9258
Lancaster&1 | Lancaster | Lancaster_DB | Average | 2025 | 1 | 9765.1611 | 485.8058
Lancaster&2 | Lancaster | Lancaster_DB | Average | 2025 | 2 | 7962.9209 | 317.5842
Lancaster&3 | Lancaster | Lancaster_DB | Average | 2025 | 3 | 0 | 0
Lancaster&4 | Lancaster | Lancaster_DB | Average | 2025 | 4 | 0 | 0
Lancaster&5 | Lancaster | Lancaster_DB | Average | 2025 | 5 | 0 | 0
Lancaster&6 | Lancaster | Lancaster_DB | Average | 2025 | 6 | 0 | 0
Lancaster&7 | Lancaster | Lancaster_DB | Average | 2025 | 7 | 8901.2676 | 281.1342
Lancaster&8 | Lancaster | Lancaster_DB | Average | 2025 | 8 | 9144.0889 | 278.9608
Lancaster&9 | Lancaster | Lancaster_DB | Average | 2025 | 9 | 0 | 0
Lancaster&10 | Lancaster | Lancaster_DB | Average | 2025 | 10 | 0 | 0
Lancaster&11 | Lancaster | Lancaster_DB | Average | 2025 | 11 | 0 | 0
Lancaster&12 | Lancaster | Lancaster_DB | Average | 2025 | 12 | 0 | 0
Lancaster Capacity and Energy Payment&1 | Lancaster Capacity and Energy Payment | Lancaster_Energy | Average | 2025 | 1 | 0 | 440.9205
Lancaster Capacity and Energy Payment&2 | Lancaster Capacity and Energy Payment | Lancaster_Energy | Average | 2025 | 2 | 0 | 340.4936
Lancaster Capacity and Energy Payment&3 | Lancaster Capacity and Energy Payment | Lancaster_Energy | Average | 2025 | 3 | 0 | 436.4467
Lancaster Capacity and Energy Payment&4 | Lancaster Capacity and Energy Payment | Lancaster_Energy | Average | 2025 | 4 | 0 | 342.8831
Lancaster Capacity and Energy Payment&5 | Lancaster Capacity and Energy Payment | Lancaster_Energy | Average | 2025 | 5 | 0 | 245.8413
Lancaster Capacity and Energy Payment&6 | Lancaster Capacity and Energy Payment | Lancaster_Energy | Average | 2025 | 6 | 0 | 154.0379
Lancaster Capacity and Energy Payment&7 | Lancaster Capacity and Energy Payment | Lancaster_Energy | Average | 2025 | 7 | 0 | 337.2192
Lancaster Capacity and Energy Payment&8 | Lancaster Capacity and Energy Payment | Lancaster_Energy | Average | 2025 | 8 | 0 | 400.9887
Lancaster Capacity and Energy Payment&9 | Lancaster Capacity and Energy Payment | Lancaster_Energy | Average | 2025 | 9 | 0 | 401.9557
Lancaster Capacity and Energy Payment&10 | Lancaster Capacity and Energy Payment | Lancaster_Energy | Average | 2025 | 10 | 0 | 409.5927
Lancaster Capacity and Energy Payment&11 | Lancaster Capacity and Energy Payment | Lancaster_Energy | Average | 2025 | 11 | 0 | 426.4945
Lancaster Capacity and Energy Payment&12 | Lancaster Capacity and Energy Payment | Lancaster_Energy | Average | 2025 | 12 | 0 | 406.1797
Lancaster Capacity and Energy Payment&1 | Lancaster Capacity and Energy Payment | Lancaster_Fixed_O&M | Average | 2025 | 1 | 0 | 592.5825
Lancaster Capacity and Energy Payment&2 | Lancaster Capacity and Energy Payment | Lancaster_Fixed_O&M | Average | 2025 | 2 | 0 | 603.4941
Lancaster Capacity and Energy Payment&3 | Lancaster Capacity and Energy Payment | Lancaster_Fixed_O&M | Average | 2025 | 3 | 0 | 603.4941
Lancaster Capacity and Energy Payment&4 | Lancaster Capacity and Energy Payment | Lancaster_Fixed_O&M | Average | 2025 | 4 | 0 | 603.4941
Lancaster Capacity and Energy Payment&5 | Lancaster Capacity and Energy Payment | Lancaster_Fixed_O&M | Average | 2025 | 5 | 0 | 603.4941
Lancaster Capacity and Energy Payment&6 | Lancaster Capacity and Energy Payment | Lancaster_Fixed_O&M | Average | 2025 | 6 | 0 | 603.4941
Lancaster Capacity and Energy Payment&7 | Lancaster Capacity and Energy Payment | Lancaster_Fixed_O&M | Average | 2025 | 7 | 0 | 603.4941
Lancaster Capacity and Energy Payment&8 | Lancaster Capacity and Energy Payment | Lancaster_Fixed_O&M | Average | 2025 | 8 | 0 | 603.4941
Lancaster Capacity and Energy Payment&9 | Lancaster Capacity and Energy Payment | Lancaster_Fixed_O&M | Average | 2025 | 9 | 0 | 603.4941
Lancaster Capacity and Energy Payment&10 | Lancaster Capacity and Energy Payment | Lancaster_Fixed_O&M | Average | 2025 | 10 | 0 | 603.4941
Lancaster Capacity and Energy Payment&11 | Lancaster Capacity and Energy Payment | Lancaster_Fixed_O&M | Average | 2025 | 11 | 0 | 603.4941
Lancaster Capacity and Energy Payment&12 | Lancaster Capacity and Energy Payment | Lancaster_Fixed_O&M | Average | 2025 | 12 | 0 | 603.4941
Little Falls&1 | Little Falls | Little_Falls_1-4 | Average | 2025 | 1 | 18055.7012 | 0
Little Falls&2 | Little Falls | Little_Falls_1-4 | Average | 2025 | 2 | 18706.8613 | 0
Little Falls&3 | Little Falls | Little_Falls_1-4 | Average | 2025 | 3 | 23391.2773 | 0
Little Falls&4 | Little Falls | Little_Falls_1-4 | Average | 2025 | 4 | 23658.7012 | 0
Little Falls&5 | Little Falls | Little_Falls_1-4 | Average | 2025 | 5 | 23965.9785 | 0
Little Falls&6 | Little Falls | Little_Falls_1-4 | Average | 2025 | 6 | 22951.709 | 0
Little Falls&7 | Little Falls | Little_Falls_1-4 | Average | 2025 | 7 | 20173.1758 | 0
Little Falls&8 | Little Falls | Little_Falls_1-4 | Average | 2025 | 8 | 9092.2061 | 0
Little Falls&9 | Little Falls | Little_Falls_1-4 | Average | 2025 | 9 | 6730.438 | 0
Little Falls&10 | Little Falls | Little_Falls_1-4 | Average | 2025 | 10 | 10174.8125 | 0
Little Falls&11 | Little Falls | Little_Falls_1-4 | Average | 2025 | 11 | 11687.623 | 0
Little Falls&12 | Little Falls | Little_Falls_1-4 | Average | 2025 | 12 | 16423.0664 | 0
Long Lake&1 | Long Lake | Long_Lake_1-4 | Average | 2025 | 1 | 42781.5938 | 0
Long Lake&2 | Long Lake | Long_Lake_1-4 | Average | 2025 | 2 | 43514.2031 | 0
Long Lake&3 | Long Lake | Long_Lake_1-4 | Average | 2025 | 3 | 55683.7266 | 0
Long Lake&4 | Long Lake | Long_Lake_1-4 | Average | 2025 | 4 | 58636.0781 | 0
Long Lake&5 | Long Lake | Long_Lake_1-4 | Average | 2025 | 5 | 60520.543 | 0
Long Lake&6 | Long Lake | Long_Lake_1-4 | Average | 2025 | 6 | 58521.3984 | 0
Long Lake&7 | Long Lake | Long_Lake_1-4 | Average | 2025 | 7 | 57491.3125 | 0
Long Lake&8 | Long Lake | Long_Lake_1-4 | Average | 2025 | 8 | 22725.4414 | 0
Long Lake&9 | Long Lake | Long_Lake_1-4 | Average | 2025 | 9 | 16176.8887 | 0
Long Lake&10 | Long Lake | Long_Lake_1-4 | Average | 2025 | 10 | 24884.957 | 0
Long Lake&11 | Long Lake | Long_Lake_1-4 | Average | 2025 | 11 | 28297.8867 | 0
Long Lake&12 | Long Lake | Long_Lake_1-4 | Average | 2025 | 12 | 39600.4961 | 0
Columbia Basin&1 | Columbia Basin | Main Canal | Average | 2025 | 1 | 0 | 0
Columbia Basin&2 | Columbia Basin | Main Canal | Average | 2025 | 2 | 0 | 0
Columbia Basin&3 | Columbia Basin | Main Canal | Average | 2025 | 3 | 0 | 0
Columbia Basin&4 | Columbia Basin | Main Canal | Average | 2025 | 4 | 0 | 0
Columbia Basin&5 | Columbia Basin | Main Canal | Average | 2025 | 5 | 0 | 0
Columbia Basin&6 | Columbia Basin | Main Canal | Average | 2025 | 6 | 0 | 0
Columbia Basin&7 | Columbia Basin | Main Canal | Average | 2025 | 7 | 0 | 0
Columbia Basin&8 | Columbia Basin | Main Canal | Average | 2025 | 8 | 0 | 0
Columbia Basin&9 | Columbia Basin | Main Canal | Average | 2025 | 9 | 0 | 0
Columbia Basin&10 | Columbia Basin | Main Canal | Average | 2025 | 10 | 0 | 0
Columbia Basin&11 | Columbia Basin | Main Canal | Average | 2025 | 11 | 0 | 0
Columbia Basin&12 | Columbia Basin | Main Canal | Average | 2025 | 12 | 0 | 0
ST Market Purchases&1 | ST Market Purchases | Market Purchases | Average | 2025 | 1 | 5901.5322 | 518.7473
ST Market Purchases&2 | ST Market Purchases | Market Purchases | Average | 2025 | 2 | 24017.4062 | 1377.4132
ST Market Purchases&3 | ST Market Purchases | Market Purchases | Average | 2025 | 3 | 116.101 | 4.7792
ST Market Purchases&4 | ST Market Purchases | Market Purchases | Average | 2025 | 4 | 0 | 0
ST Market Purchases&5 | ST Market Purchases | Market Purchases | Average | 2025 | 5 | 181.7698 | -4.7248
ST Market Purchases&6 | ST Market Purchases | Market Purchases | Average | 2025 | 6 | 0 | 0
ST Market Purchases&7 | ST Market Purchases | Market Purchases | Average | 2025 | 7 | 143.6077 | 9.4573
ST Market Purchases&8 | ST Market Purchases | Market Purchases | Average | 2025 | 8 | 2.6295 | 0.41773
ST Market Purchases&9 | ST Market Purchases | Market Purchases | Average | 2025 | 9 | 0 | 0
ST Market Purchases&10 | ST Market Purchases | Market Purchases | Average | 2025 | 10 | 12.3824 | 1.0756
ST Market Purchases&11 | ST Market Purchases | Market Purchases | Average | 2025 | 11 | 0 | 0
ST Market Purchases&12 | ST Market Purchases | Market Purchases | Average | 2025 | 12 | 4858.0464 | 305.4252
ST Market Sales&1 | ST Market Sales | Market Sales | Average | 2025 | 1 | -250364.2344 | -22956.7832
ST Market Sales&2 | ST Market Sales | Market Sales | Average | 2025 | 2 | -164125.1094 | -13875.7529
ST Market Sales&3 | ST Market Sales | Market Sales | Average | 2025 | 3 | -285372.5938 | -17614.625
ST Market Sales&4 | ST Market Sales | Market Sales | Average | 2025 | 4 | -447721.5 | -20658.6348
ST Market Sales&5 | ST Market Sales | Market Sales | Average | 2025 | 5 | -463566.8438 | -25231.5117
ST Market Sales&6 | ST Market Sales | Market Sales | Average | 2025 | 6 | -466657.0625 | -15374.5957
ST Market Sales&7 | ST Market Sales | Market Sales | Average | 2025 | 7 | -383978.4062 | -32591.8418
ST Market Sales&8 | ST Market Sales | Market Sales | Average | 2025 | 8 | -280948.9688 | -29657.8223
ST Market Sales&9 | ST Market Sales | Market Sales | Average | 2025 | 9 | -344084.8125 | -30104.2695
ST Market Sales&10 | ST Market Sales | Market Sales | Average | 2025 | 10 | -257397.4688 | -20660.8301
ST Market Sales&11 | ST Market Sales | Market Sales | Average | 2025 | 11 | -275337.6875 | -23642.2402
ST Market Sales&12 | ST Market Sales | Market Sales | Average | 2025 | 12 | -216861.8906 | -21472.7324
Small Power&1 | Small Power | Meyers_Falls _1-2 | Average | 2025 | 1 | 792.1368 | 41.9674
Small Power&2 | Small Power | Meyers_Falls _1-2 | Average | 2025 | 2 | 787.1136 | 41.7013
Small Power&3 | Small Power | Meyers_Falls _1-2 | Average | 2025 | 3 | 1099.7064 | 38.8416
Small Power&4 | Small Power | Meyers_Falls _1-2 | Average | 2025 | 4 | 1126.944 | 39.8037
Small Power&5 | Small Power | Meyers_Falls _1-2 | Average | 2025 | 5 | 1170.312 | 41.3354
Small Power&6 | Small Power | Meyers_Falls _1-2 | Average | 2025 | 6 | 990.288 | 34.977
Small Power&7 | Small Power | Meyers_Falls _1-2 | Average | 2025 | 7 | 758.2848 | 40.1739
Small Power&8 | Small Power | Meyers_Falls _1-2 | Average | 2025 | 8 | 472.9608 | 25.0575
Small Power&9 | Small Power | Meyers_Falls _1-2 | Average | 2025 | 9 | 414.648 | 21.9681
Small Power&10 | Small Power | Meyers_Falls _1-2 | Average | 2025 | 10 | 501.9768 | 26.5947
Small Power&11 | Small Power | Meyers_Falls _1-2 | Average | 2025 | 11 | 614.952 | 32.5802
Small Power&12 | Small Power | Meyers_Falls _1-2 | Average | 2025 | 12 | 560.0088 | 29.6693
Monroe Street&1 | Monroe Street | Monroe_Street | Average | 2025 | 1 | 9972.0225 | 0
Monroe Street&2 | Monroe Street | Monroe_Street | Average | 2025 | 2 | 9339.1436 | 0
Monroe Street&3 | Monroe Street | Monroe_Street | Average | 2025 | 3 | 10438.2197 | 0
Monroe Street&4 | Monroe Street | Monroe_Street | Average | 2025 | 4 | 10219.9414 | 0
Monroe Street&5 | Monroe Street | Monroe_Street | Average | 2025 | 5 | 10570.2041 | 0
Monroe Street&6 | Monroe Street | Monroe_Street | Average | 2025 | 6 | 9797.9629 | 0
Monroe Street&7 | Monroe Street | Monroe_Street | Average | 2025 | 7 | 6561.4746 | 0
Monroe Street&8 | Monroe Street | Monroe_Street | Average | 2025 | 8 | 2651.2742 | 0
Monroe Street&9 | Monroe Street | Monroe_Street | Average | 2025 | 9 | 5759.2017 | 0
Monroe Street&10 | Monroe Street | Monroe_Street | Average | 2025 | 10 | 7615.2129 | 0
Monroe Street&11 | Monroe Street | Monroe_Street | Average | 2025 | 11 | 9009.8018 | 0
Monroe Street&12 | Monroe Street | Monroe_Street | Average | 2025 | 12 | 9571.9619 | 0
Station Service&1 | Station Service | Net Station Service | Average | 2025 | 1 | 213.5283 | 16.8498
Station Service&2 | Station Service | Net Station Service | Average | 2025 | 2 | 395.5425 | 23.9496
Station Service&3 | Station Service | Net Station Service | Average | 2025 | 3 | 47.6575 | 2.7062
Station Service&4 | Station Service | Net Station Service | Average | 2025 | 4 | 119.3592 | 3.655
Station Service&5 | Station Service | Net Station Service | Average | 2025 | 5 | 569.4242 | 11.5519
Station Service&6 | Station Service | Net Station Service | Average | 2025 | 6 | 544.8592 | 12.2659
Station Service&7 | Station Service | Net Station Service | Average | 2025 | 7 | 359.3342 | 16.5448
Station Service&8 | Station Service | Net Station Service | Average | 2025 | 8 | 656.63 | 53.1127
Station Service&9 | Station Service | Net Station Service | Average | 2025 | 9 | 24.6575 | 1.6756
Station Service&10 | Station Service | Net Station Service | Average | 2025 | 10 | 35.92 | 2.636
Station Service&11 | Station Service | Net Station Service | Average | 2025 | 11 | 49.6925 | 3.0024
Station Service&12 | Station Service | Net Station Service | Average | 2025 | 12 | 269.1858 | 16.7055
Nichols Pumping&1 | Nichols Pumping | Nichols_Pumping_Load | Average | 2025 | 1 | -744 | 0
Nichols Pumping&2 | Nichols Pumping | Nichols_Pumping_Load | Average | 2025 | 2 | -672 | 0
Nichols Pumping&3 | Nichols Pumping | Nichols_Pumping_Load | Average | 2025 | 3 | -744 | 0
Nichols Pumping&4 | Nichols Pumping | Nichols_Pumping_Load | Average | 2025 | 4 | -720 | 0
Nichols Pumping&5 | Nichols Pumping | Nichols_Pumping_Load | Average | 2025 | 5 | -744 | 0
Nichols Pumping&6 | Nichols Pumping | Nichols_Pumping_Load | Average | 2025 | 6 | -720 | 0
Nichols Pumping&7 | Nichols Pumping | Nichols_Pumping_Load | Average | 2025 | 7 | -744 | 0
Nichols Pumping&8 | Nichols Pumping | Nichols_Pumping_Load | Average | 2025 | 8 | -744 | 0
Nichols Pumping&9 | Nichols Pumping | Nichols_Pumping_Load | Average | 2025 | 9 | -720 | 0
Nichols Pumping&10 | Nichols Pumping | Nichols_Pumping_Load | Average | 2025 | 10 | -744 | 0
Nichols Pumping&11 | Nichols Pumping | Nichols_Pumping_Load | Average | 2025 | 11 | -720 | 0
Nichols Pumping&12 | Nichols Pumping | Nichols_Pumping_Load | Average | 2025 | 12 | -744 | 0
Nichols Pumping&1 | Nichols Pumping | Nichols_Pumping_Sale | Average | 2025 | 1 | -3124.8 | -273.6998
Nichols Pumping&2 | Nichols Pumping | Nichols_Pumping_Sale | Average | 2025 | 2 | -2822.3999 | -222.1796
Nichols Pumping&3 | Nichols Pumping | Nichols_Pumping_Sale | Average | 2025 | 3 | -3124.8 | -187.9361
Nichols Pumping&4 | Nichols Pumping | Nichols_Pumping_Sale | Average | 2025 | 4 | -3024 | -134.5256
Nichols Pumping&5 | Nichols Pumping | Nichols_Pumping_Sale | Average | 2025 | 5 | -3124.8 | -143.8107
Nichols Pumping&6 | Nichols Pumping | Nichols_Pumping_Sale | Average | 2025 | 6 | -3024 | -96.1727
Nichols Pumping&7 | Nichols Pumping | Nichols_Pumping_Sale | Average | 2025 | 7 | -3124.8 | -272.4265
Nichols Pumping&8 | Nichols Pumping | Nichols_Pumping_Sale | Average | 2025 | 8 | -3124.8 | -347.5553
Nichols Pumping&9 | Nichols Pumping | Nichols_Pumping_Sale | Average | 2025 | 9 | -3024 | -284.1118
Nichols Pumping&10 | Nichols Pumping | Nichols_Pumping_Sale | Average | 2025 | 10 | -3124.8 | -248.6255
Nichols Pumping&11 | Nichols Pumping | Nichols_Pumping_Sale | Average | 2025 | 11 | -3024 | -258.742
Nichols Pumping&12 | Nichols Pumping | Nichols_Pumping_Sale | Average | 2025 | 12 | -3124.8 | -299.621
Nine Mile&1 | Nine Mile | Nine_Mile_1-4 | Average | 2025 | 1 | 12038.8486 | 0
Nine Mile&2 | Nine Mile | Nine_Mile_1-4 | Average | 2025 | 2 | 14395.0312 | 0
Nine Mile&3 | Nine Mile | Nine_Mile_1-4 | Average | 2025 | 3 | 18580.2227 | 0
Nine Mile&4 | Nine Mile | Nine_Mile_1-4 | Average | 2025 | 4 | 17445.1562 | 0
Nine Mile&5 | Nine Mile | Nine_Mile_1-4 | Average | 2025 | 5 | 17286.9062 | 0
Nine Mile&6 | Nine Mile | Nine_Mile_1-4 | Average | 2025 | 6 | 14553.0596 | 0
Nine Mile&7 | Nine Mile | Nine_Mile_1-4 | Average | 2025 | 7 | 6415.8936 | 0
Nine Mile&8 | Nine Mile | Nine_Mile_1-4 | Average | 2025 | 8 | 3923.8176 | 0
Nine Mile&9 | Nine Mile | Nine_Mile_1-4 | Average | 2025 | 9 | 5454.4326 | 0
Nine Mile&10 | Nine Mile | Nine_Mile_1-4 | Average | 2025 | 10 | 7676.6729 | 0
Nine Mile&11 | Nine Mile | Nine_Mile_1-4 | Average | 2025 | 11 | 9724.3809 | 0
Nine Mile&12 | Nine Mile | Nine_Mile_1-4 | Average | 2025 | 12 | 10770.0547 | 0
Northeast&1 | Northeast | Northeast_A | Average | 2025 | 1 | 0 | 0
Northeast&2 | Northeast | Northeast_A | Average | 2025 | 2 | 0 | 0
Northeast&3 | Northeast | Northeast_A | Average | 2025 | 3 | 0 | 0
Northeast&4 | Northeast | Northeast_A | Average | 2025 | 4 | 0 | 0
Northeast&5 | Northeast | Northeast_A | Average | 2025 | 5 | 0 | 0
Northeast&6 | Northeast | Northeast_A | Average | 2025 | 6 | 0 | 0
Northeast&7 | Northeast | Northeast_A | Average | 2025 | 7 | 0 | 0
Northeast&8 | Northeast | Northeast_A | Average | 2025 | 8 | 0 | 0
Northeast&9 | Northeast | Northeast_A | Average | 2025 | 9 | 0 | 0
Northeast&10 | Northeast | Northeast_A | Average | 2025 | 10 | 0 | 0
Northeast&11 | Northeast | Northeast_A | Average | 2025 | 11 | 0 | 0
Northeast&12 | Northeast | Northeast_A | Average | 2025 | 12 | 0 | 0
Northeast&1 | Northeast | Northeast_B | Average | 2025 | 1 | 0 | 0
Northeast&2 | Northeast | Northeast_B | Average | 2025 | 2 | 0 | 0
Northeast&3 | Northeast | Northeast_B | Average | 2025 | 3 | 0 | 0
Northeast&4 | Northeast | Northeast_B | Average | 2025 | 4 | 0 | 0
Northeast&5 | Northeast | Northeast_B | Average | 2025 | 5 | 0 | 0
Northeast&6 | Northeast | Northeast_B | Average | 2025 | 6 | 0 | 0
Northeast&7 | Northeast | Northeast_B | Average | 2025 | 7 | 0 | 0
Northeast&8 | Northeast | Northeast_B | Average | 2025 | 8 | 0 | 0
Northeast&9 | Northeast | Northeast_B | Average | 2025 | 9 | 0 | 0
Northeast&10 | Northeast | Northeast_B | Average | 2025 | 10 | 0 | 0
Northeast&11 | Northeast | Northeast_B | Average | 2025 | 11 | 0 | 0
Northeast&12 | Northeast | Northeast_B | Average | 2025 | 12 | 0 | 0
Noxon Rapids&1 | Noxon Rapids | Noxon_Rapids_1 | Average | 2025 | 1 | 18069.6504 | 0
Noxon Rapids&2 | Noxon Rapids | Noxon_Rapids_1 | Average | 2025 | 2 | 13834.5576 | 0
Noxon Rapids&3 | Noxon Rapids | Noxon_Rapids_1 | Average | 2025 | 3 | 16711.4863 | 0
Noxon Rapids&4 | Noxon Rapids | Noxon_Rapids_1 | Average | 2025 | 4 | 33640.3594 | 0
Noxon Rapids&5 | Noxon Rapids | Noxon_Rapids_1 | Average | 2025 | 5 | 60530.1328 | 0
Noxon Rapids&6 | Noxon Rapids | Noxon_Rapids_1 | Average | 2025 | 6 | 59302.2383 | 0
Noxon Rapids&7 | Noxon Rapids | Noxon_Rapids_1 | Average | 2025 | 7 | 35437.0547 | 0
Noxon Rapids&8 | Noxon Rapids | Noxon_Rapids_1 | Average | 2025 | 8 | 16022.4336 | 0
Noxon Rapids&9 | Noxon Rapids | Noxon_Rapids_1 | Average | 2025 | 9 | 16638.6035 | 0
Noxon Rapids&10 | Noxon Rapids | Noxon_Rapids_1 | Average | 2025 | 10 | 15870.7275 | 0
Noxon Rapids&11 | Noxon Rapids | Noxon_Rapids_1 | Average | 2025 | 11 | 16810.7734 | 0
Noxon Rapids&12 | Noxon Rapids | Noxon_Rapids_1 | Average | 2025 | 12 | 23222.0391 | 0
Noxon Rapids&1 | Noxon Rapids | Noxon_Rapids_2 | Average | 2025 | 1 | 18069.6504 | 0
Noxon Rapids&2 | Noxon Rapids | Noxon_Rapids_2 | Average | 2025 | 2 | 13834.5576 | 0
Noxon Rapids&3 | Noxon Rapids | Noxon_Rapids_2 | Average | 2025 | 3 | 16711.4863 | 0
Noxon Rapids&4 | Noxon Rapids | Noxon_Rapids_2 | Average | 2025 | 4 | 33640.3594 | 0
Noxon Rapids&5 | Noxon Rapids | Noxon_Rapids_2 | Average | 2025 | 5 | 60530.1328 | 0
Noxon Rapids&6 | Noxon Rapids | Noxon_Rapids_2 | Average | 2025 | 6 | 59302.2383 | 0
Noxon Rapids&7 | Noxon Rapids | Noxon_Rapids_2 | Average | 2025 | 7 | 35437.0547 | 0
Noxon Rapids&8 | Noxon Rapids | Noxon_Rapids_2 | Average | 2025 | 8 | 16022.4336 | 0
Noxon Rapids&9 | Noxon Rapids | Noxon_Rapids_2 | Average | 2025 | 9 | 16638.6035 | 0
Noxon Rapids&10 | Noxon Rapids | Noxon_Rapids_2 | Average | 2025 | 10 | 15870.7275 | 0
Noxon Rapids&11 | Noxon Rapids | Noxon_Rapids_2 | Average | 2025 | 11 | 16810.7734 | 0
Noxon Rapids&12 | Noxon Rapids | Noxon_Rapids_2 | Average | 2025 | 12 | 23222.0391 | 0
Noxon Rapids&1 | Noxon Rapids | Noxon_Rapids_3 | Average | 2025 | 1 | 18069.6504 | 0
Noxon Rapids&2 | Noxon Rapids | Noxon_Rapids_3 | Average | 2025 | 2 | 13834.5576 | 0
Noxon Rapids&3 | Noxon Rapids | Noxon_Rapids_3 | Average | 2025 | 3 | 16711.4863 | 0
Noxon Rapids&4 | Noxon Rapids | Noxon_Rapids_3 | Average | 2025 | 4 | 33640.3594 | 0
Noxon Rapids&5 | Noxon Rapids | Noxon_Rapids_3 | Average | 2025 | 5 | 60530.1328 | 0
Noxon Rapids&6 | Noxon Rapids | Noxon_Rapids_3 | Average | 2025 | 6 | 59302.2383 | 0
Noxon Rapids&7 | Noxon Rapids | Noxon_Rapids_3 | Average | 2025 | 7 | 35437.0547 | 0
Noxon Rapids&8 | Noxon Rapids | Noxon_Rapids_3 | Average | 2025 | 8 | 16022.4336 | 0
Noxon Rapids&9 | Noxon Rapids | Noxon_Rapids_3 | Average | 2025 | 9 | 16638.6035 | 0
Noxon Rapids&10 | Noxon Rapids | Noxon_Rapids_3 | Average | 2025 | 10 | 15870.7275 | 0
Noxon Rapids&11 | Noxon Rapids | Noxon_Rapids_3 | Average | 2025 | 11 | 16810.7734 | 0
Noxon Rapids&12 | Noxon Rapids | Noxon_Rapids_3 | Average | 2025 | 12 | 23222.0391 | 0
Noxon Rapids&1 | Noxon Rapids | Noxon_Rapids_4 | Average | 2025 | 1 | 18069.6504 | 0
Noxon Rapids&2 | Noxon Rapids | Noxon_Rapids_4 | Average | 2025 | 2 | 13834.5576 | 0
Noxon Rapids&3 | Noxon Rapids | Noxon_Rapids_4 | Average | 2025 | 3 | 16711.4863 | 0
Noxon Rapids&4 | Noxon Rapids | Noxon_Rapids_4 | Average | 2025 | 4 | 33640.3594 | 0
Noxon Rapids&5 | Noxon Rapids | Noxon_Rapids_4 | Average | 2025 | 5 | 57518.6562 | 0
Noxon Rapids&6 | Noxon Rapids | Noxon_Rapids_4 | Average | 2025 | 6 | 59074.25 | 0
Noxon Rapids&7 | Noxon Rapids | Noxon_Rapids_4 | Average | 2025 | 7 | 35437.0547 | 0
Noxon Rapids&8 | Noxon Rapids | Noxon_Rapids_4 | Average | 2025 | 8 | 16022.4336 | 0
Noxon Rapids&9 | Noxon Rapids | Noxon_Rapids_4 | Average | 2025 | 9 | 16638.6035 | 0
Noxon Rapids&10 | Noxon Rapids | Noxon_Rapids_4 | Average | 2025 | 10 | 15870.7275 | 0
Noxon Rapids&11 | Noxon Rapids | Noxon_Rapids_4 | Average | 2025 | 11 | 16810.7734 | 0
Noxon Rapids&12 | Noxon Rapids | Noxon_Rapids_4 | Average | 2025 | 12 | 23222.0391 | 0
Noxon Rapids&1 | Noxon Rapids | Noxon_Rapids_5 | Average | 2025 | 1 | 21011.2227 | 0
Noxon Rapids&2 | Noxon Rapids | Noxon_Rapids_5 | Average | 2025 | 2 | 16086.6953 | 0
Noxon Rapids&3 | Noxon Rapids | Noxon_Rapids_5 | Average | 2025 | 3 | 19431.959 | 0
Noxon Rapids&4 | Noxon Rapids | Noxon_Rapids_5 | Average | 2025 | 4 | 39116.6953 | 0
Noxon Rapids&5 | Noxon Rapids | Noxon_Rapids_5 | Average | 2025 | 5 | 66882.1562 | 0
Noxon Rapids&6 | Noxon Rapids | Noxon_Rapids_5 | Average | 2025 | 6 | 68690.9922 | 0
Noxon Rapids&7 | Noxon Rapids | Noxon_Rapids_5 | Average | 2025 | 7 | 41205.8789 | 0
Noxon Rapids&8 | Noxon Rapids | Noxon_Rapids_5 | Average | 2025 | 8 | 18630.7363 | 0
Noxon Rapids&9 | Noxon Rapids | Noxon_Rapids_5 | Average | 2025 | 9 | 19347.2129 | 0
Noxon Rapids&10 | Noxon Rapids | Noxon_Rapids_5 | Average | 2025 | 10 | 18454.334 | 0
Noxon Rapids&11 | Noxon Rapids | Noxon_Rapids_5 | Average | 2025 | 11 | 19547.4102 | 0
Noxon Rapids&12 | Noxon Rapids | Noxon_Rapids_5 | Average | 2025 | 12 | 27002.3711 | 0
Columbia Basin&1 | Columbia Basin | PEC 66 | Average | 2025 | 1 | 0 | 0
Columbia Basin&2 | Columbia Basin | PEC 66 | Average | 2025 | 2 | 0 | 0
Columbia Basin&3 | Columbia Basin | PEC 66 | Average | 2025 | 3 | 0 | 0
Columbia Basin&4 | Columbia Basin | PEC 66 | Average | 2025 | 4 | 17.28 | 0.74598
Columbia Basin&5 | Columbia Basin | PEC 66 | Average | 2025 | 5 | 207.1296 | 8.9418
Columbia Basin&6 | Columbia Basin | PEC 66 | Average | 2025 | 6 | 729.216 | 31.4803
Columbia Basin&7 | Columbia Basin | PEC 66 | Average | 2025 | 7 | 762.4512 | 32.915
Columbia Basin&8 | Columbia Basin | PEC 66 | Average | 2025 | 8 | 828.5184 | 35.7671
Columbia Basin&9 | Columbia Basin | PEC 66 | Average | 2025 | 9 | 827.712 | 35.7323
Columbia Basin&10 | Columbia Basin | PEC 66 | Average | 2025 | 10 | 994.5792 | 42.936
Columbia Basin&11 | Columbia Basin | PEC 66 | Average | 2025 | 11 | 0 | 0
Columbia Basin&12 | Columbia Basin | PEC 66 | Average | 2025 | 12 | 0 | 0
Palouse Wind&1 | Palouse Wind | Palouse_Wind | Average | 2025 | 1 | 37418.7852 | 2579.6511
Palouse Wind&2 | Palouse Wind | Palouse_Wind | Average | 2025 | 2 | 33288.3398 | 2294.8982
Palouse Wind&3 | Palouse Wind | Palouse_Wind | Average | 2025 | 3 | 31412.1484 | 2165.5535
Palouse Wind&4 | Palouse Wind | Palouse_Wind | Average | 2025 | 4 | 33590.5938 | 2315.7356
Palouse Wind&5 | Palouse Wind | Palouse_Wind | Average | 2025 | 5 | 25294.5684 | 1743.8076
Palouse Wind&6 | Palouse Wind | Palouse_Wind | Average | 2025 | 6 | 24011.1738 | 1655.3302
Palouse Wind&7 | Palouse Wind | Palouse_Wind | Average | 2025 | 7 | 17494.1211 | 1206.0447
Palouse Wind&8 | Palouse Wind | Palouse_Wind | Average | 2025 | 8 | 19155.334 | 1320.5687
Palouse Wind&9 | Palouse Wind | Palouse_Wind | Average | 2025 | 9 | 21407.8066 | 1475.8541
Palouse Wind&10 | Palouse Wind | Palouse_Wind | Average | 2025 | 10 | 26912.4688 | 1855.3456
Palouse Wind&11 | Palouse Wind | Palouse_Wind | Average | 2025 | 11 | 32692.4902 | 2253.8203
Palouse Wind&12 | Palouse Wind | Palouse_Wind | Average | 2025 | 12 | 30275.0039 | 2087.1589
Small Power&1 | Small Power | PhillipsRanch | Average | 2025 | 1 | 0 | 0
Small Power&2 | Small Power | PhillipsRanch | Average | 2025 | 2 | 0 | 0
Small Power&3 | Small Power | PhillipsRanch | Average | 2025 | 3 | 0 | 0
Small Power&4 | Small Power | PhillipsRanch | Average | 2025 | 4 | 0 | 0
Small Power&5 | Small Power | PhillipsRanch | Average | 2025 | 5 | 3.6456 | 0.073167
Small Power&6 | Small Power | PhillipsRanch | Average | 2025 | 6 | 4.9104 | 0.098552
Small Power&7 | Small Power | PhillipsRanch | Average | 2025 | 7 | 9.7613 | 0.19591
Small Power&8 | Small Power | PhillipsRanch | Average | 2025 | 8 | 1.4434 | 0.028968
Small Power&9 | Small Power | PhillipsRanch | Average | 2025 | 9 | 1.8576 | 0.037282
Small Power&10 | Small Power | PhillipsRanch | Average | 2025 | 10 | 0 | 0
Small Power&11 | Small Power | PhillipsRanch | Average | 2025 | 11 | 0 | 0
Small Power&12 | Small Power | PhillipsRanch | Average | 2025 | 12 | 0 | 0
Post Falls&1 | Post Falls | Post_Falls_1-6 | Average | 2025 | 1 | 7279.9219 | 0
Post Falls&2 | Post Falls | Post_Falls_1-6 | Average | 2025 | 2 | 8342.6289 | 0
Post Falls&3 | Post Falls | Post_Falls_1-6 | Average | 2025 | 3 | 10245.502 | 0
Post Falls&4 | Post Falls | Post_Falls_1-6 | Average | 2025 | 4 | 9764.6982 | 0
Post Falls&5 | Post Falls | Post_Falls_1-6 | Average | 2025 | 5 | 10284.6719 | 0
Post Falls&6 | Post Falls | Post_Falls_1-6 | Average | 2025 | 6 | 9816.8994 | 0
Post Falls&7 | Post Falls | Post_Falls_1-6 | Average | 2025 | 7 | 4403.1284 | 0
Post Falls&8 | Post Falls | Post_Falls_1-6 | Average | 2025 | 8 | 1277.0713 | 0
Post Falls&9 | Post Falls | Post_Falls_1-6 | Average | 2025 | 9 | 3550.4495 | 0
Post Falls&10 | Post Falls | Post_Falls_1-6 | Average | 2025 | 10 | 4977.0801 | 0
Post Falls&11 | Post Falls | Post_Falls_1-6 | Average | 2025 | 11 | 6583.8125 | 0
Post Falls&12 | Post Falls | Post_Falls_1-6 | Average | 2025 | 12 | 7296.1558 | 0
Priest Rapids&1 | Priest Rapids | Priest_Rapids | Average | 2025 | 1 | 16562.4238 | 1355.58
Priest Rapids&2 | Priest Rapids | Priest_Rapids | Average | 2025 | 2 | 12582.165 | 1355.58
Priest Rapids&3 | Priest Rapids | Priest_Rapids | Average | 2025 | 3 | 12917.8809 | 1355.58
Priest Rapids&4 | Priest Rapids | Priest_Rapids | Average | 2025 | 4 | 14565.1094 | 1355.58
Priest Rapids&5 | Priest Rapids | Priest_Rapids | Average | 2025 | 5 | 17597.9043 | 1355.58
Priest Rapids&6 | Priest Rapids | Priest_Rapids | Average | 2025 | 6 | 16694.3594 | 1355.58
Priest Rapids&7 | Priest Rapids | Priest_Rapids | Average | 2025 | 7 | 15806.5186 | 1355.58
Priest Rapids&8 | Priest Rapids | Priest_Rapids | Average | 2025 | 8 | 11817.7686 | 1355.58
Priest Rapids&9 | Priest Rapids | Priest_Rapids | Average | 2025 | 9 | 9548.9639 | 1355.58
Priest Rapids&10 | Priest Rapids | Priest_Rapids | Average | 2025 | 10 | 9921.2559 | 1355.58
Priest Rapids&11 | Priest Rapids | Priest_Rapids | Average | 2025 | 11 | 12501.1748 | 1355.58
Priest Rapids&12 | Priest Rapids | Priest_Rapids | Average | 2025 | 12 | 14227.2168 | 1355.58
Columbia Basin&1 | Columbia Basin | Quincy Chute | Average | 2025 | 1 | 0 | 0
Columbia Basin&2 | Columbia Basin | Quincy Chute | Average | 2025 | 2 | 0 | 0
Columbia Basin&3 | Columbia Basin | Quincy Chute | Average | 2025 | 3 | 0 | 0
Columbia Basin&4 | Columbia Basin | Quincy Chute | Average | 2025 | 4 | 0 | 0
Columbia Basin&5 | Columbia Basin | Quincy Chute | Average | 2025 | 5 | 0 | 0
Columbia Basin&6 | Columbia Basin | Quincy Chute | Average | 2025 | 6 | 0 | 0
Columbia Basin&7 | Columbia Basin | Quincy Chute | Average | 2025 | 7 | 0 | 0
Columbia Basin&8 | Columbia Basin | Quincy Chute | Average | 2025 | 8 | 0 | 0
Columbia Basin&9 | Columbia Basin | Quincy Chute | Average | 2025 | 9 | 0 | 0
Columbia Basin&10 | Columbia Basin | Quincy Chute | Average | 2025 | 10 | 1265.8416 | 54.6464
Columbia Basin&11 | Columbia Basin | Quincy Chute | Average | 2025 | 11 | 0 | 0
Columbia Basin&12 | Columbia Basin | Quincy Chute | Average | 2025 | 12 | 0 | 0
Rathdrum&1 | Rathdrum | Rathdrum_1 | Average | 2025 | 1 | 45081.8008 | 3155.0986
Rathdrum&2 | Rathdrum | Rathdrum_1 | Average | 2025 | 2 | 32601.166 | 1718.6812
Rathdrum&3 | Rathdrum | Rathdrum_1 | Average | 2025 | 3 | 37576.3086 | 1663.5511
Rathdrum&4 | Rathdrum | Rathdrum_1 | Average | 2025 | 4 | 28607.1797 | 1083.3895
Rathdrum&5 | Rathdrum | Rathdrum_1 | Average | 2025 | 5 | 23080.3418 | 883.3649
Rathdrum&6 | Rathdrum | Rathdrum_1 | Average | 2025 | 6 | 8653.5205 | 354.5212
Rathdrum&7 | Rathdrum | Rathdrum_1 | Average | 2025 | 7 | 32032.625 | 1474.7239
Rathdrum&8 | Rathdrum | Rathdrum_1 | Average | 2025 | 8 | 46386.3828 | 2080.6885
Rathdrum&9 | Rathdrum | Rathdrum_1 | Average | 2025 | 9 | 49270.7969 | 2164.969
Rathdrum&10 | Rathdrum | Rathdrum_1 | Average | 2025 | 10 | 47125.1172 | 2052.4561
Rathdrum&11 | Rathdrum | Rathdrum_1 | Average | 2025 | 11 | 52891.0742 | 2826.0532
Rathdrum&12 | Rathdrum | Rathdrum_1 | Average | 2025 | 12 | 40595.6523 | 2328.1118
Rathdrum&1 | Rathdrum | Rathdrum_2 | Average | 2025 | 1 | 45186.2812 | 3149.7205
Rathdrum&2 | Rathdrum | Rathdrum_2 | Average | 2025 | 2 | 32995.8008 | 1738.1591
Rathdrum&3 | Rathdrum | Rathdrum_2 | Average | 2025 | 3 | 38467.3477 | 1694.0276
Rathdrum&4 | Rathdrum | Rathdrum_2 | Average | 2025 | 4 | 0 | 0
Rathdrum&5 | Rathdrum | Rathdrum_2 | Average | 2025 | 5 | 0 | 0
Rathdrum&6 | Rathdrum | Rathdrum_2 | Average | 2025 | 6 | 0 | 0
Rathdrum&7 | Rathdrum | Rathdrum_2 | Average | 2025 | 7 | 0 | 0
Rathdrum&8 | Rathdrum | Rathdrum_2 | Average | 2025 | 8 | 46316.7734 | 2078.7837
Rathdrum&9 | Rathdrum | Rathdrum_2 | Average | 2025 | 9 | 49241.2109 | 2163.6704
Rathdrum&10 | Rathdrum | Rathdrum_2 | Average | 2025 | 10 | 49818.2266 | 2169.7539
Rathdrum&11 | Rathdrum | Rathdrum_2 | Average | 2025 | 11 | 49743.6602 | 2657.8728
Rathdrum&12 | Rathdrum | Rathdrum_2 | Average | 2025 | 12 | 44098.1797 | 2523.405
Rattlesnake Flats&1 | Rattlesnake Flats | Rattlesnake_Flats | Average | 2025 | 1 | 21895.7656 | 659.0626
Rattlesnake Flats&2 | Rattlesnake Flats | Rattlesnake_Flats | Average | 2025 | 2 | 34346.4023 | 1033.8268
Rattlesnake Flats&3 | Rattlesnake Flats | Rattlesnake_Flats | Average | 2025 | 3 | 34146.1328 | 1027.7986
Rattlesnake Flats&4 | Rattlesnake Flats | Rattlesnake_Flats | Average | 2025 | 4 | 36122.9609 | 1087.3011
Rattlesnake Flats&5 | Rattlesnake Flats | Rattlesnake_Flats | Average | 2025 | 5 | 31895.2891 | 960.0482
Rattlesnake Flats&6 | Rattlesnake Flats | Rattlesnake_Flats | Average | 2025 | 6 | 28154.3438 | 847.4457
Rattlesnake Flats&7 | Rattlesnake Flats | Rattlesnake_Flats | Average | 2025 | 7 | 19175.5508 | 577.1841
Rattlesnake Flats&8 | Rattlesnake Flats | Rattlesnake_Flats | Average | 2025 | 8 | 24856.8848 | 748.1922
Rattlesnake Flats&9 | Rattlesnake Flats | Rattlesnake_Flats | Average | 2025 | 9 | 26323.707 | 792.3436
Rattlesnake Flats&10 | Rattlesnake Flats | Rattlesnake_Flats | Average | 2025 | 10 | 29503.6055 | 888.0585
Rattlesnake Flats&11 | Rattlesnake Flats | Rattlesnake_Flats | Average | 2025 | 11 | 33656.6641 | 1013.0656
Rattlesnake Flats&12 | Rattlesnake Flats | Rattlesnake_Flats | Average | 2025 | 12 | 24846.0391 | 747.8658
Resource Total&1 | Resource Total | Resource Total | Average | 2025 | 1 | 931250.8125 | 27067.5977
Resource Total&2 | Resource Total | Resource Total | Average | 2025 | 2 | 771938.125 | 18353.8066
Resource Total&3 | Resource Total | Resource Total | Average | 2025 | 3 | 874363.375 | 16849.9453
Resource Total&4 | Resource Total | Resource Total | Average | 2025 | 4 | 867347.9375 | 9952.6406
Resource Total&5 | Resource Total | Resource Total | Average | 2025 | 5 | 854585.375 | 5622.0859
Resource Total&6 | Resource Total | Resource Total | Average | 2025 | 6 | 874714.3125 | 6132.6953
Resource Total&7 | Resource Total | Resource Total | Average | 2025 | 7 | 926209.5625 | 13169.0693
Resource Total&8 | Resource Total | Resource Total | Average | 2025 | 8 | 838883.9375 | 17713.875
Resource Total&9 | Resource Total | Resource Total | Average | 2025 | 9 | 823825.3125 | 17183.5977
Resource Total&10 | Resource Total | Resource Total | Average | 2025 | 10 | 777894.5625 | 15714.2578
Resource Total&11 | Resource Total | Resource Total | Average | 2025 | 11 | 878853.875 | 21374.416
Resource Total&12 | Resource Total | Resource Total | Average | 2025 | 12 | 940660.5 | 23320.248
Chelan PUD&1 | Chelan PUD | Rock_Island | Average | 2025 | 1 | 29581.4395 | 911.735
Chelan PUD&2 | Chelan PUD | Rock_Island | Average | 2025 | 2 | 23493.1191 | 911.735
Chelan PUD&3 | Chelan PUD | Rock_Island | Average | 2025 | 3 | 24522.2402 | 911.735
Chelan PUD&4 | Chelan PUD | Rock_Island | Average | 2025 | 4 | 29077.1992 | 911.735
Chelan PUD&5 | Chelan PUD | Rock_Island | Average | 2025 | 5 | 35934.3906 | 911.735
Chelan PUD&6 | Chelan PUD | Rock_Island | Average | 2025 | 6 | 32119.1992 | 911.735
Chelan PUD&7 | Chelan PUD | Rock_Island | Average | 2025 | 7 | 28577.0391 | 911.735
Chelan PUD&8 | Chelan PUD | Rock_Island | Average | 2025 | 8 | 25526.6406 | 911.735
Chelan PUD&9 | Chelan PUD | Rock_Island | Average | 2025 | 9 | 19281.5996 | 911.735
Chelan PUD&10 | Chelan PUD | Rock_Island | Average | 2025 | 10 | 20266.5605 | 911.735
Chelan PUD&11 | Chelan PUD | Rock_Island | Average | 2025 | 11 | 23911.1992 | 911.735
Chelan PUD&12 | Chelan PUD | Rock_Island | Average | 2025 | 12 | 26159.0391 | 911.735
Chelan PUD&1 | Chelan PUD | Rocky_Reach | Average | 2025 | 1 | 56432.3984 | 2272.9939
Chelan PUD&2 | Chelan PUD | Rocky_Reach | Average | 2025 | 2 | 42705.6016 | 2272.9939
Chelan PUD&3 | Chelan PUD | Rocky_Reach | Average | 2025 | 3 | 44082 | 2272.9939
Chelan PUD&4 | Chelan PUD | Rocky_Reach | Average | 2025 | 4 | 57060 | 2272.9939
Chelan PUD&5 | Chelan PUD | Rocky_Reach | Average | 2025 | 5 | 76169.2734 | 2272.9939
Chelan PUD&6 | Chelan PUD | Rocky_Reach | Average | 2025 | 6 | 69444 | 2272.9939
Chelan PUD&7 | Chelan PUD | Rocky_Reach | Average | 2025 | 7 | 60078 | 2272.9939
Chelan PUD&8 | Chelan PUD | Rocky_Reach | Average | 2025 | 8 | 51150 | 2272.9939
Chelan PUD&9 | Chelan PUD | Rocky_Reach | Average | 2025 | 9 | 33984 | 2272.9939
Chelan PUD&10 | Chelan PUD | Rocky_Reach | Average | 2025 | 10 | 35154 | 2272.9939
Chelan PUD&11 | Chelan PUD | Rocky_Reach | Average | 2025 | 11 | 43524 | 2272.9939
Chelan PUD&12 | Chelan PUD | Rocky_Reach | Average | 2025 | 12 | 48434.3984 | 2272.9939
Columbia Basin&1 | Columbia Basin | Russell D Smith | Average | 2025 | 1 | 0 | 0
Columbia Basin&2 | Columbia Basin | Russell D Smith | Average | 2025 | 2 | 0 | 0
Columbia Basin&3 | Columbia Basin | Russell D Smith | Average | 2025 | 3 | 0 | 0
Columbia Basin&4 | Columbia Basin | Russell D Smith | Average | 2025 | 4 | 575.352 | 24.8379
Columbia Basin&5 | Columbia Basin | Russell D Smith | Average | 2025 | 5 | 1983.2808 | 85.6182
Columbia Basin&6 | Columbia Basin | Russell D Smith | Average | 2025 | 6 | 2560.5359 | 110.5383
Columbia Basin&7 | Columbia Basin | Russell D Smith | Average | 2025 | 7 | 3095.1887 | 133.6193
Columbia Basin&8 | Columbia Basin | Russell D Smith | Average | 2025 | 8 | 2768.4241 | 119.5129
Columbia Basin&9 | Columbia Basin | Russell D Smith | Average | 2025 | 9 | 1177.056 | 50.8135
Columbia Basin&10 | Columbia Basin | Russell D Smith | Average | 2025 | 10 | 844.1424 | 36.4416
Columbia Basin&11 | Columbia Basin | Russell D Smith | Average | 2025 | 11 | 0 | 0
Columbia Basin&12 | Columbia Basin | Russell D Smith | Average | 2025 | 12 | 0 | 0
Small Power&1 | Small Power | Sheep_Creek | Average | 2025 | 1 | 449.9712 | 24.2636
Small Power&2 | Small Power | Sheep_Creek | Average | 2025 | 2 | 413.0112 | 22.3054
Small Power&3 | Small Power | Sheep_Creek | Average | 2025 | 3 | 817.656 | 29.3037
Small Power&4 | Small Power | Sheep_Creek | Average | 2025 | 4 | 1161.2159 | 41.4382
Small Power&5 | Small Power | Sheep_Creek | Average | 2025 | 5 | 1183.2576 | 42.2167
Small Power&6 | Small Power | Sheep_Creek | Average | 2025 | 6 | 1127.952 | 40.2633
Small Power&7 | Small Power | Sheep_Creek | Average | 2025 | 7 | 707.2464 | 37.894
Small Power&8 | Small Power | Sheep_Creek | Average | 2025 | 8 | 241.6512 | 13.2268
Small Power&9 | Small Power | Sheep_Creek | Average | 2025 | 9 | 181.44 | 10.0368
Small Power&10 | Small Power | Sheep_Creek | Average | 2025 | 10 | 241.6512 | 13.2268
Small Power&11 | Small Power | Sheep_Creek | Average | 2025 | 11 | 381.024 | 20.6107
Small Power&12 | Small Power | Sheep_Creek | Average | 2025 | 12 | 382.2672 | 20.6766
Adams Nielson Solar&1 | Adams Nielson Solar | Solar_Select | Average | 2025 | 1 | -984.4745 | -43.1298
Adams Nielson Solar&2 | Adams Nielson Solar | Solar_Select | Average | 2025 | 2 | -2220.7952 | -97.293
Adams Nielson Solar&3 | Adams Nielson Solar | Solar_Select | Average | 2025 | 3 | -3750.7371 | -164.3198
Adams Nielson Solar&4 | Adams Nielson Solar | Solar_Select | Average | 2025 | 4 | -4580.0215 | -200.6507
Adams Nielson Solar&5 | Adams Nielson Solar | Solar_Select | Average | 2025 | 5 | -5461.1636 | -239.2536
Adams Nielson Solar&6 | Adams Nielson Solar | Solar_Select | Average | 2025 | 6 | -5611.8979 | -245.8572
Adams Nielson Solar&7 | Adams Nielson Solar | Solar_Select | Average | 2025 | 7 | -6277.5098 | -275.0177
Adams Nielson Solar&8 | Adams Nielson Solar | Solar_Select | Average | 2025 | 8 | -5641.0229 | -247.1332
Adams Nielson Solar&9 | Adams Nielson Solar | Solar_Select | Average | 2025 | 9 | -3962.1763 | -173.5829
Adams Nielson Solar&10 | Adams Nielson Solar | Solar_Select | Average | 2025 | 10 | -3247.5671 | -142.2759
Adams Nielson Solar&11 | Adams Nielson Solar | Solar_Select | Average | 2025 | 11 | -1739.9648 | -76.2279
Adams Nielson Solar&12 | Adams Nielson Solar | Solar_Select | Average | 2025 | 12 | -683.6131 | -29.9491
Spokane Waste-to-Energy&1 | Spokane Waste-to-Energy | Spokane_Waste-to-Energy | Average | 2025 | 1 | 10471.0557 | 556.4319
Spokane Waste-to-Energy&2 | Spokane Waste-to-Energy | Spokane_Waste-to-Energy | Average | 2025 | 2 | 9915.3604 | 526.9022
Spokane Waste-to-Energy&3 | Spokane Waste-to-Energy | Spokane_Waste-to-Energy | Average | 2025 | 3 | 11315.4961 | 467.6695
Spokane Waste-to-Energy&4 | Spokane Waste-to-Energy | Spokane_Waste-to-Energy | Average | 2025 | 4 | 10950.4805 | 452.5833
Spokane Waste-to-Energy&5 | Spokane Waste-to-Energy | Spokane_Waste-to-Energy | Average | 2025 | 5 | 8275.5117 | 342.0269
Spokane Waste-to-Energy&6 | Spokane Waste-to-Energy | Spokane_Waste-to-Energy | Average | 2025 | 6 | 11113.9199 | 459.3383
Spokane Waste-to-Energy&7 | Spokane Waste-to-Energy | Spokane_Waste-to-Energy | Average | 2025 | 7 | 10302.168 | 547.4572
Spokane Waste-to-Energy&8 | Spokane Waste-to-Energy | Spokane_Waste-to-Energy | Average | 2025 | 8 | 9795.5039 | 520.5331
Spokane Waste-to-Energy&9 | Spokane Waste-to-Energy | Spokane_Waste-to-Energy | Average | 2025 | 9 | 10133.2803 | 538.4825
Spokane Waste-to-Energy&10 | Spokane Waste-to-Energy | Spokane_Waste-to-Energy | Average | 2025 | 10 | 10302.168 | 547.4572
Spokane Waste-to-Energy&11 | Spokane Waste-to-Energy | Spokane_Waste-to-Energy | Average | 2025 | 11 | 6210.7202 | 330.0377
Spokane Waste-to-Energy&12 | Spokane Waste-to-Energy | Spokane_Waste-to-Energy | Average | 2025 | 12 | 10471.0557 | 556.4319
Stimson Lumber&1 | Stimson Lumber | Stimson_Lumber | Average | 2025 | 1 | 2934.3359 | 169.3112
Stimson Lumber&2 | Stimson Lumber | Stimson_Lumber | Average | 2025 | 2 | 2299.584 | 132.686
Stimson Lumber&3 | Stimson Lumber | Stimson_Lumber | Average | 2025 | 3 | 2675.4241 | 120.073
Stimson Lumber&4 | Stimson Lumber | Stimson_Lumber | Average | 2025 | 4 | 1837.4399 | 82.4643
Stimson Lumber&5 | Stimson Lumber | Stimson_Lumber | Average | 2025 | 5 | 3106.9441 | 139.4397
Stimson Lumber&6 | Stimson Lumber | Stimson_Lumber | Average | 2025 | 6 | 3340.8 | 149.9351
Stimson Lumber&7 | Stimson Lumber | Stimson_Lumber | Average | 2025 | 7 | 3020.6399 | 174.2909
Stimson Lumber&8 | Stimson Lumber | Stimson_Lumber | Average | 2025 | 8 | 2373.3601 | 136.9429
Stimson Lumber&9 | Stimson Lumber | Stimson_Lumber | Average | 2025 | 9 | 2296.8 | 132.5254
Stimson Lumber&10 | Stimson Lumber | Stimson_Lumber | Average | 2025 | 10 | 2589.1201 | 149.3922
Stimson Lumber&11 | Stimson Lumber | Stimson_Lumber | Average | 2025 | 11 | 2213.28 | 127.7063
Stimson Lumber&12 | Stimson Lumber | Stimson_Lumber | Average | 2025 | 12 | 2416.512 | 139.4327
Columbia Basin&1 | Columbia Basin | Summer Falls | Average | 2025 | 1 | 0 | 0
Columbia Basin&2 | Columbia Basin | Summer Falls | Average | 2025 | 2 | 0 | 0
Columbia Basin&3 | Columbia Basin | Summer Falls | Average | 2025 | 3 | 5804.688 | 250.5884
Columbia Basin&4 | Columbia Basin | Summer Falls | Average | 2025 | 4 | 44668.8008 | 1928.3521
Columbia Basin&5 | Columbia Basin | Summer Falls | Average | 2025 | 5 | 65180.3516 | 2813.8357
Columbia Basin&6 | Columbia Basin | Summer Falls | Average | 2025 | 6 | 61724.1602 | 2664.6321
Columbia Basin&7 | Columbia Basin | Summer Falls | Average | 2025 | 7 | 64271.1836 | 2774.5869
Columbia Basin&8 | Columbia Basin | Summer Falls | Average | 2025 | 8 | 57207.6484 | 2469.6541
Columbia Basin&9 | Columbia Basin | Summer Falls | Average | 2025 | 9 | 41555.5195 | 1793.9518
Columbia Basin&10 | Columbia Basin | Summer Falls | Average | 2025 | 10 | 21889.9688 | 944.9899
Columbia Basin&11 | Columbia Basin | Summer Falls | Average | 2025 | 11 | 0 | 0
Columbia Basin&12 | Columbia Basin | Summer Falls | Average | 2025 | 12 | 0 | 0
Total&1 | Total | Total | Average | 2025 | 1 | 916927.875 | 18645.7949
Total&2 | Total | Total | Average | 2025 | 2 | 825496.75 | 19290.4941
Total&3 | Total | Total | Average | 2025 | 3 | 800396.5 | 13014.0029
Total&4 | Total | Total | Average | 2025 | 4 | 702110.625 | 5005.168
Total&5 | Total | Total | Average | 2025 | 5 | 711730.25 | -3905.6819
Total&6 | Total | Total | Average | 2025 | 6 | 711283.75 | 6193.5498
Total&7 | Total | Total | Average | 2025 | 7 | 805628.75 | -4648.7266
Total&8 | Total | Total | Average | 2025 | 8 | 801671.8125 | 2700.5605
Total&9 | Total | Total | Average | 2025 | 9 | 681400.375 | 1280.933
Total&10 | Total | Total | Average | 2025 | 10 | 727830.3125 | 9425.5625
Total&11 | Total | Total | Average | 2025 | 11 | 806500.75 | 11272.5469
Total&12 | Total | Total | Average | 2025 | 12 | 932969 | 15482.6748
Total Contract Purchases&1 | Total Contract Purchases | Total Contract Purchases | Average | 2025 | 1 | 242338.4844 | 14333.0625
Total Contract Purchases&2 | Total Contract Purchases | Total Contract Purchases | Average | 2025 | 2 | 206023.75 | 13754.499
Total Contract Purchases&3 | Total Contract Purchases | Total Contract Purchases | Average | 2025 | 3 | 226277.2969 | 14126.1592
Total Contract Purchases&4 | Total Contract Purchases | Total Contract Purchases | Average | 2025 | 4 | 298020.25 | 16046.3379
Total Contract Purchases&5 | Total Contract Purchases | Total Contract Purchases | Average | 2025 | 5 | 337958.7188 | 16091.5322
Total Contract Purchases&6 | Total Contract Purchases | Total Contract Purchases | Average | 2025 | 6 | 320694.4062 | 15777.4805
Total Contract Purchases&7 | Total Contract Purchases | Total Contract Purchases | Average | 2025 | 7 | 282019.6875 | 15312.0322
Total Contract Purchases&8 | Total Contract Purchases | Total Contract Purchases | Average | 2025 | 8 | 261461.75 | 15238.7764
Total Contract Purchases&9 | Total Contract Purchases | Total Contract Purchases | Average | 2025 | 9 | 217320.4688 | 14659.2998
Total Contract Purchases&10 | Total Contract Purchases | Total Contract Purchases | Average | 2025 | 10 | 222040.1406 | 14761.96
Total Contract Purchases&11 | Total Contract Purchases | Total Contract Purchases | Average | 2025 | 11 | 215506.9062 | 13875.3408
Total Contract Purchases&12 | Total Contract Purchases | Total Contract Purchases | Average | 2025 | 12 | 216366.6875 | 13659.3047
Total Contract Sales&1 | Total Contract Sales | Total Contract Sales | Average | 2025 | 1 | -12198.7148 | -316.8296
Total Contract Sales&2 | Total Contract Sales | Total Contract Sales | Average | 2025 | 2 | -12357.4355 | -319.4727
Total Contract Sales&3 | Total Contract Sales | Total Contract Sales | Average | 2025 | 3 | -14987.6973 | -352.2559
Total Contract Sales&4 | Total Contract Sales | Total Contract Sales | Average | 2025 | 4 | -15536.0215 | -335.1763
Total Contract Sales&5 | Total Contract Sales | Total Contract Sales | Average | 2025 | 5 | -17428.7637 | -383.0642
Total Contract Sales&6 | Total Contract Sales | Total Contract Sales | Average | 2025 | 6 | -17467.8984 | -342.0299
Total Contract Sales&7 | Total Contract Sales | Total Contract Sales | Average | 2025 | 7 | -18765.6699 | -547.4443
Total Contract Sales&8 | Total Contract Sales | Total Contract Sales | Average | 2025 | 8 | -17727.5039 | -594.6885
Total Contract Sales&9 | Total Contract Sales | Total Contract Sales | Average | 2025 | 9 | -15660.5762 | -457.6948
Total Contract Sales&10 | Total Contract Sales | Total Contract Sales | Average | 2025 | 10 | -14719.3271 | -390.9015
Total Contract Sales&11 | Total Contract Sales | Total Contract Sales | Average | 2025 | 11 | -12522.3652 | -334.9698
Total Contract Sales&12 | Total Contract Sales | Total Contract Sales | Average | 2025 | 12 | -12054.333 | -329.5701
Upper Falls&1 | Upper Falls | Upper_Falls | Average | 2025 | 1 | 6462.7866 | 0
Upper Falls&2 | Upper Falls | Upper_Falls | Average | 2025 | 2 | 5836.5952 | 0
Upper Falls&3 | Upper Falls | Upper_Falls | Average | 2025 | 3 | 6439.9727 | 0
Upper Falls&4 | Upper Falls | Upper_Falls | Average | 2025 | 4 | 5930.1382 | 0
Upper Falls&5 | Upper Falls | Upper_Falls | Average | 2025 | 5 | 6032.9106 | 0
Upper Falls&6 | Upper Falls | Upper_Falls | Average | 2025 | 6 | 6167.1709 | 0
Upper Falls&7 | Upper Falls | Upper_Falls | Average | 2025 | 7 | 4494.6079 | 0
Upper Falls&8 | Upper Falls | Upper_Falls | Average | 2025 | 8 | 1115.4128 | 0
Upper Falls&9 | Upper Falls | Upper_Falls | Average | 2025 | 9 | 3950.4465 | 0
Upper Falls&10 | Upper Falls | Upper_Falls | Average | 2025 | 10 | 5798.2588 | 0
Upper Falls&11 | Upper Falls | Upper_Falls | Average | 2025 | 11 | 6463.2349 | 0
Upper Falls&12 | Upper Falls | Upper_Falls | Average | 2025 | 12 | 6631.7412 | 0
Upriver&1 | Upriver | Upriver | Average | 2025 | 1 | 7551.6001 | 451.6612
Upriver&2 | Upriver | Upriver | Average | 2025 | 2 | 6723.3599 | 402.1242
Upriver&3 | Upriver | Upriver | Average | 2025 | 3 | 8091 | 376.3933
Upriver&4 | Upriver | Upriver | Average | 2025 | 4 | 8978.4004 | 417.6752
Upriver&5 | Upriver | Upriver | Average | 2025 | 5 | 8414.6396 | 391.4491
Upriver&6 | Upriver | Upriver | Average | 2025 | 6 | 7516.7998 | 349.6815
Upriver&7 | Upriver | Upriver | Average | 2025 | 7 | 2912.76 | 174.2122
Upriver&8 | Upriver | Upriver | Average | 2025 | 8 | 970.92 | 58.0707
Upriver&9 | Upriver | Upriver | Average | 2025 | 9 | 1357.2 | 81.1741
Upriver&10 | Upriver | Upriver | Average | 2025 | 10 | 3020.6399 | 180.6645
Upriver&11 | Upriver | Upriver | Average | 2025 | 11 | 4593.6001 | 274.7432
Upriver&12 | Upriver | Upriver | Average | 2025 | 12 | 5501.8799 | 329.0674
Upriver&1 | Upriver | Upriver_Pump_Load | Average | 2025 | 1 | -1383.84 | 0
Upriver&2 | Upriver | Upriver_Pump_Load | Average | 2025 | 2 | -1189.4399 | 0
Upriver&3 | Upriver | Upriver_Pump_Load | Average | 2025 | 3 | -1294.5601 | 0
Upriver&4 | Upriver | Upriver_Pump_Load | Average | 2025 | 4 | -1346.4 | 0
Upriver&5 | Upriver | Upriver_Pump_Load | Average | 2025 | 5 | -1748.4 | 0
Upriver&6 | Upriver | Upriver_Pump_Load | Average | 2025 | 6 | -2232 | 0
Upriver&7 | Upriver | Upriver_Pump_Load | Average | 2025 | 7 | -2484.96 | 0
Upriver&8 | Upriver | Upriver_Pump_Load | Average | 2025 | 8 | -2060.8799 | 0
Upriver&9 | Upriver | Upriver_Pump_Load | Average | 2025 | 9 | -1922.4 | 0
Upriver&10 | Upriver | Upriver_Pump_Load | Average | 2025 | 10 | -1554.96 | 0
Upriver&11 | Upriver | Upriver_Pump_Load | Average | 2025 | 11 | -1238.4 | 0
Upriver&12 | Upriver | Upriver_Pump_Load | Average | 2025 | 12 | -1324.3199 | 0
Priest Rapids&1 | Priest Rapids | Wanapum | Average | 2025 | 1 | 15731.7012 | 1244.58
Priest Rapids&2 | Priest Rapids | Wanapum | Average | 2025 | 2 | 11567.5127 | 1244.58
Priest Rapids&3 | Priest Rapids | Wanapum | Average | 2025 | 3 | 11642.3799 | 1244.58
Priest Rapids&4 | Priest Rapids | Wanapum | Average | 2025 | 4 | 14719.7236 | 1244.58
Priest Rapids&5 | Priest Rapids | Wanapum | Average | 2025 | 5 | 17857.9629 | 1244.58
Priest Rapids&6 | Priest Rapids | Wanapum | Average | 2025 | 6 | 17302.5215 | 1244.58
Priest Rapids&7 | Priest Rapids | Wanapum | Average | 2025 | 7 | 16381.6602 | 1244.58
Priest Rapids&8 | Priest Rapids | Wanapum | Average | 2025 | 8 | 12691.792 | 1244.58
Priest Rapids&9 | Priest Rapids | Wanapum | Average | 2025 | 9 | 8284.3486 | 1244.58
Priest Rapids&10 | Priest Rapids | Wanapum | Average | 2025 | 10 | 8479.249 | 1244.58
Priest Rapids&11 | Priest Rapids | Wanapum | Average | 2025 | 11 | 11214.4033 | 1244.58
Priest Rapids&12 | Priest Rapids | Wanapum | Average | 2025 | 12 | 13077.7051 | 1244.58
Wells&1 | Wells | Wells_Purchase | Average | 2025 | 1 | 1289.6495 | 111.5174
Wells&2 | Wells | Wells_Purchase | Average | 2025 | 2 | 972.6394 | 105.0821
Wells&3 | Wells | Wells_Purchase | Average | 2025 | 3 | 3788.5967 | 130.5733
Wells&4 | Wells | Wells_Purchase | Average | 2025 | 4 | 6895.4399 | 142.9834
Wells&5 | Wells | Wells_Purchase | Average | 2025 | 5 | 9046.6348 | 160.9673
Wells&6 | Wells | Wells_Purchase | Average | 2025 | 6 | 8602.5596 | 157.2549
Wells&7 | Wells | Wells_Purchase | Average | 2025 | 7 | 7750.248 | 242.6675
Wells&8 | Wells | Wells_Purchase | Average | 2025 | 8 | 6467.5918 | 216.6296
Wells&9 | Wells | Wells_Purchase | Average | 2025 | 9 | 2973.8447 | 120.8452
Wells&10 | Wells | Wells_Purchase | Average | 2025 | 10 | 3031.9041 | 121.5384
Wells&11 | Wells | Wells_Purchase | Average | 2025 | 11 | 3875.04 | 131.6055
Wells&12 | Wells | Wells_Purchase | Average | 2025 | 12 | 1127.4725 | 108.2252
#N/A | #N/A
#N/A | #N/A
#N/A | #N/A
#N/A | #N/A
#N/A | #N/A
#N/A | #N/A
#N/A | #N/A
#N/A | #N/A
#N/A | #N/A
#N/A | #N/A
#N/A | #N/A
#N/A | #N/A
#N/A | #N/A
#N/A | #N/A
#N/A | #N/A
#N/A | #N/A
#N/A | #N/A
#N/A | #N/A
#N/A | #N/A
#N/A | #N/A
#N/A | #N/A
#N/A | #N/A
#N/A | #N/A
#N/A | #N/A
#N/A | #N/A
#N/A | #N/A
#N/A | #N/A
#N/A | #N/A
#N/A | #N/A
#N/A | #N/A
#N/A | #N/A
#N/A | #N/A
#N/A | #N/A
#N/A | #N/A
#N/A | #N/A
#N/A | #N/A
#N/A | #N/A
#N/A | #N/A
#N/A | #N/A
#N/A | #N/A
#N/A | #N/A
#N/A | #N/A
#N/A | #N/A
#N/A | #N/A
#N/A | #N/A
#N/A | #N/A
#N/A | #N/A
#N/A | #N/A
#N/A | #N/A
#N/A | #N/A
#N/A | #N/A
#N/A | #N/A
#N/A | #N/A
#N/A | #N/A
#N/A | #N/A
#N/A | #N/A
#N/A | #N/A
#N/A | #N/A
#N/A | #N/A
#N/A | #N/A
#N/A | #N/A
#N/A | #N/A
#N/A | #N/A
#N/A | #N/A
#N/A | #N/A
#N/A | #N/A
#N/A | #N/A
#N/A | #N/A
#N/A | #N/A
#N/A | #N/A
#N/A | #N/A
#N/A | #N/A
#N/A | #N/A
#N/A | #N/A
#N/A | #N/A
#N/A | #N/A
#N/A | #N/A
#N/A | #N/A
#N/A | #N/A
#N/A | #N/A
#N/A | #N/A
#N/A | #N/A
#N/A | #N/A
#N/A | #N/A
#N/A | #N/A
#N/A | #N/A
#N/A | #N/A
#N/A | #N/A
#N/A | #N/A
#N/A | #N/A
#N/A | #N/A
#N/A | #N/A
#N/A | #N/A
#N/A | #N/A
#N/A | #N/A
#N/A | #N/A
#N/A | #N/A
#N/A | #N/A
#N/A | #N/A
#N/A | #N/A
#N/A | #N/A
#N/A | #N/A
#N/A | #N/A
#N/A | #N/A
#N/A | #N/A
#N/A | #N/A
#N/A | #N/A
#N/A | #N/A
#N/A | #N/A
#N/A | #N/A
#N/A | #N/A
#N/A | #N/A
#N/A | #N/A
#N/A | #N/A
#N/A | #N/A
#N/A | #N/A
#N/A | #N/A
#N/A | #N/A
#N/A | #N/A
#N/A | #N/A
#N/A | #N/A
#N/A | #N/A
#N/A | #N/A
#N/A | #N/A
#N/A | #N/A
#N/A | #N/A
#N/A | #N/A
#N/A | #N/A
#N/A | #N/A
#N/A | #N/A
#N/A | #N/A
#N/A | #N/A
#N/A | #N/A
#N/A | #N/A
#N/A | #N/A
#N/A | #N/A
#N/A | #N/A
#N/A | #N/A
#N/A | #N/A
#N/A | #N/A
#N/A | #N/A
#N/A | #N/A
#N/A | #N/A
#N/A | #N/A
#N/A | #N/A
#N/A | #N/A
#N/A | #N/A
#N/A | #N/A
#N/A | #N/A
#N/A | #N/A
#N/A | #N/A
#N/A | #N/A
#N/A | #N/A
#N/A | #N/A
#N/A | #N/A
#N/A | #N/A
#N/A | #N/A
#N/A | #N/A
#N/A | #N/A
#N/A | #N/A
#N/A | #N/A
#N/A | #N/A
#N/A | #N/A
#N/A | #N/A
#N/A | #N/A
#N/A | #N/A
#N/A | #N/A
#N/A | #N/A
#N/A | #N/A
#N/A | #N/A
#N/A | #N/A
#N/A | #N/A
#N/A | #N/A
#N/A | #N/A
#N/A | #N/A
#N/A | #N/A
#N/A | #N/A
#N/A | #N/A
#N/A | #N/A
#N/A | #N/A
#N/A | #N/A
#N/A | #N/A
#N/A | #N/A
#N/A | #N/A
#N/A | #N/A
#N/A | #N/A
#N/A | #N/A
#N/A | #N/A
#N/A | #N/A
#N/A | #N/A
#N/A | #N/A
#N/A | #N/A
#N/A | #N/A
#N/A | #N/A
#N/A | #N/A
#N/A | #N/A
#N/A | #N/A
#N/A | #N/A
#N/A | #N/A
#N/A | #N/A
#N/A | #N/A
#N/A | #N/A
#N/A | #N/A
#N/A | #N/A
#N/A | #N/A
#N/A | #N/A
#N/A | #N/A
#N/A | #N/A
#N/A | #N/A
#N/A | #N/A
#N/A | #N/A
#N/A | #N/A
#N/A | #N/A
#N/A | #N/A
#N/A | #N/A
#N/A | #N/A
#N/A | #N/A
#N/A | #N/A
#N/A | #N/A
#N/A | #N/A
#N/A | #N/A
#N/A | #N/A
#N/A | #N/A
#N/A | #N/A
#N/A | #N/A
#N/A | #N/A
#N/A | #N/A
#N/A | #N/A
#N/A | #N/A
#N/A | #N/A
#N/A | #N/A
#N/A | #N/A
#N/A | #N/A
#N/A | #N/A
#N/A | #N/A
#N/A | #N/A
#N/A | #N/A
#N/A | #N/A
#N/A | #N/A
#N/A | #N/A
#N/A | #N/A
#N/A | #N/A
#N/A | #N/A
#N/A | #N/A
#N/A | #N/A
#N/A | #N/A
#N/A | #N/A
#N/A | #N/A
#N/A | #N/A
#N/A | #N/A
#N/A | #N/A
#N/A | #N/A
#N/A | #N/A
#N/A | #N/A
#N/A | #N/A
#N/A | #N/A
#N/A | #N/A
#N/A | #N/A
#N/A | #N/A
#N/A | #N/A
#N/A | #N/A
#N/A | #N/A
#N/A | #N/A
#N/A | #N/A
#N/A | #N/A
#N/A | #N/A
#N/A | #N/A
#N/A | #N/A
#N/A | #N/A
#N/A | #N/A
#N/A | #N/A
#N/A | #N/A
#N/A | #N/A
#N/A | #N/A
#N/A | #N/A
#N/A | #N/A
#N/A | #N/A
#N/A | #N/A
#N/A | #N/A
#N/A | #N/A
#N/A | #N/A
#N/A | #N/A
#N/A | #N/A
#N/A | #N/A
#N/A | #N/A
#N/A | #N/A
#N/A | #N/A
#N/A | #N/A
#N/A | #N/A
#N/A | #N/A
#N/A | #N/A
#N/A | #N/A
#N/A | #N/A
#N/A | #N/A
#N/A | #N/A
#N/A | #N/A
#N/A | #N/A
#N/A | #N/A
#N/A | #N/A
#N/A | #N/A
#N/A | #N/A
#N/A | #N/A
#N/A | #N/A
#N/A | #N/A
#N/A | #N/A
#N/A | #N/A
#N/A | #N/A
#N/A | #N/A
#N/A | #N/A
#N/A | #N/A
#N/A | #N/A
#N/A | #N/A
#N/A | #N/A
#N/A | #N/A
#N/A | #N/A
#N/A | #N/A
#N/A | #N/A
#N/A | #N/A
#N/A | #N/A
#N/A | #N/A
#N/A | #N/A
#N/A | #N/A
#N/A | #N/A
#N/A | #N/A
#N/A | #N/A
#N/A | #N/A
#N/A | #N/A
#N/A | #N/A
#N/A | #N/A
#N/A | #N/A
#N/A | #N/A
#N/A | #N/A
#N/A | #N/A
#N/A | #N/A
#N/A | #N/A
#N/A | #N/A
#N/A | #N/A
#N/A | #N/A
#N/A | #N/A
#N/A | #N/A
#N/A | #N/A
#N/A | #N/A
#N/A | #N/A
#N/A | #N/A
#N/A | #N/A
#N/A | #N/A
#N/A | #N/A
#N/A | #N/A
#N/A | #N/A
#N/A | #N/A
#N/A | #N/A
#N/A | #N/A
#N/A | #N/A
#N/A | #N/A
#N/A | #N/A
#N/A | #N/A
#N/A | #N/A
#N/A | #N/A
#N/A | #N/A
#N/A | #N/A
#N/A | #N/A
#N/A | #N/A
#N/A | #N/A
#N/A | #N/A
#N/A | #N/A
#N/A | #N/A
#N/A | #N/A
#N/A | #N/A
#N/A | #N/A
#N/A | #N/A
#N/A | #N/A
#N/A | #N/A
#N/A | #N/A
#N/A | #N/A
#N/A | #N/A
#N/A | #N/A
#N/A | #N/A
#N/A | #N/A
#N/A | #N/A
#N/A | #N/A
#N/A | #N/A
#N/A | #N/A
#N/A | #N/A
#N/A | #N/A
#N/A | #N/A
#N/A | #N/A
#N/A | #N/A
#N/A | #N/A
#N/A | #N/A
#N/A | #N/A
#N/A | #N/A
#N/A | #N/A
#N/A | #N/A
#N/A | #N/A
#N/A | #N/A
#N/A | #N/A
#N/A | #N/A
#N/A | #N/A
#N/A | #N/A
#N/A | #N/A
#N/A | #N/A
#N/A | #N/A
#N/A | #N/A
#N/A | #N/A
#N/A | #N/A
#N/A | #N/A
#N/A | #N/A
#N/A | #N/A
#N/A | #N/A
#N/A | #N/A
#N/A | #N/A
#N/A | #N/A
#N/A | #N/A
#N/A | #N/A
#N/A | #N/A
#N/A | #N/A
#N/A | #N/A
#N/A | #N/A
#N/A | #N/A
#N/A | #N/A
#N/A | #N/A
#N/A | #N/A
#N/A | #N/A
#N/A | #N/A
#N/A | #N/A
#N/A | #N/A
#N/A | #N/A
#N/A | #N/A
#N/A | #N/A
#N/A | #N/A
#N/A | #N/A
#N/A | #N/A
#N/A | #N/A
#N/A | #N/A
#N/A | #N/A
#N/A | #N/A
#N/A | #N/A
#N/A | #N/A
#N/A | #N/A
#N/A | #N/A
#N/A | #N/A
#N/A | #N/A
#N/A | #N/A
#N/A | #N/A
#N/A | #N/A
#N/A | #N/A
#N/A | #N/A
#N/A | #N/A
#N/A | #N/A
#N/A | #N/A
#N/A | #N/A
#N/A | #N/A
#N/A | #N/A
#N/A | #N/A
#N/A | #N/A
#N/A | #N/A
#N/A | #N/A
#N/A | #N/A
#N/A | #N/A
#N/A | #N/A
#N/A | #N/A
#N/A | #N/A
#N/A | #N/A
#N/A | #N/A
#N/A | #N/A
#N/A | #N/A
#N/A | #N/A
#N/A | #N/A
#N/A | #N/A
#N/A | #N/A
#N/A | #N/A
#N/A | #N/A
#N/A | #N/A
#N/A | #N/A
#N/A | #N/A
#N/A | #N/A
#N/A | #N/A
#N/A | #N/A
#N/A | #N/A
#N/A | #N/A
#N/A | #N/A
#N/A | #N/A
#N/A | #N/A
#N/A | #N/A
#N/A | #N/A
#N/A | #N/A
#N/A | #N/A
#N/A | #N/A
#N/A | #N/A
#N/A | #N/A
#N/A | #N/A
#N/A | #N/A
#N/A | #N/A
#N/A | #N/A
#N/A | #N/A
#N/A | #N/A
#N/A | #N/A
#N/A | #N/A
#N/A | #N/A
#N/A | #N/A
#N/A | #N/A
#N/A | #N/A
#N/A | #N/A
#N/A | #N/A
#N/A | #N/A
#N/A | #N/A
#N/A | #N/A
#N/A | #N/A
#N/A | #N/A
#N/A | #N/A
#N/A | #N/A
#N/A | #N/A
#N/A | #N/A
#N/A | #N/A
#N/A | #N/A
#N/A | #N/A
#N/A | #N/A
#N/A | #N/A
#N/A | #N/A
#N/A | #N/A
#N/A | #N/A
#N/A | #N/A
#N/A | #N/A
#N/A | #N/A
#N/A | #N/A
#N/A | #N/A
#N/A | #N/A
#N/A | #N/A
#N/A | #N/A
#N/A | #N/A
#N/A | #N/A
#N/A | #N/A
#N/A | #N/A
#N/A | #N/A
#N/A | #N/A
#N/A | #N/A
#N/A | #N/A
#N/A | #N/A
#N/A | #N/A
#N/A | #N/A
#N/A | #N/A
#N/A | #N/A
#N/A | #N/A
#N/A | #N/A
#N/A | #N/A
#N/A | #N/A
#N/A | #N/A
#N/A | #N/A
#N/A | #N/A
#N/A | #N/A
#N/A | #N/A
#N/A | #N/A
#N/A | #N/A
#N/A | #N/A
#N/A | #N/A
#N/A | #N/A
#N/A | #N/A
#N/A | #N/A
#N/A | #N/A
#N/A | #N/A
#N/A | #N/A
#N/A | #N/A
#N/A | #N/A
#N/A | #N/A
#N/A | #N/A
#N/A | #N/A
#N/A | #N/A
#N/A | #N/A
#N/A | #N/A
#N/A | #N/A
#N/A | #N/A
#N/A | #N/A
#N/A | #N/A
#N/A | #N/A
#N/A | #N/A
#N/A | #N/A
#N/A | #N/A
#N/A | #N/A
#N/A | #N/A
#N/A | #N/A
#N/A | #N/A
#N/A | #N/A
#N/A | #N/A
#N/A | #N/A
#N/A | #N/A
#N/A | #N/A
#N/A | #N/A
#N/A | #N/A
#N/A | #N/A
#N/A | #N/A
#N/A | #N/A
#N/A | #N/A
#N/A | #N/A
#N/A | #N/A
#N/A | #N/A
#N/A | #N/A
#N/A | #N/A
#N/A | #N/A
#N/A | #N/A
#N/A | #N/A
#N/A | #N/A
#N/A | #N/A
#N/A | #N/A
#N/A | #N/A
#N/A | #N/A
#N/A | #N/A
#N/A | #N/A
#N/A | #N/A
#N/A | #N/A
#N/A | #N/A
#N/A | #N/A
#N/A | #N/A
#N/A | #N/A
#N/A | #N/A
#N/A | #N/A
#N/A | #N/A
#N/A | #N/A
#N/A | #N/A
#N/A | #N/A
#N/A | #N/A
#N/A | #N/A
#N/A | #N/A
#N/A | #N/A
#N/A | #N/A
#N/A | #N/A
#N/A | #N/A
#N/A | #N/A
#N/A | #N/A
#N/A | #N/A
#N/A | #N/A
#N/A | #N/A
#N/A | #N/A
#N/A | #N/A
#N/A | #N/A
#N/A | #N/A
#N/A | #N/A
#N/A | #N/A
#N/A | #N/A
#N/A | #N/A
#N/A | #N/A
#N/A | #N/A
#N/A | #N/A
#N/A | #N/A
#N/A | #N/A
#N/A | #N/A
#N/A | #N/A
#N/A | #N/A
#N/A | #N/A
#N/A | #N/A
#N/A | #N/A
#N/A | #N/A
#N/A | #N/A
#N/A | #N/A
#N/A | #N/A
#N/A | #N/A
#N/A | #N/A
#N/A | #N/A
#N/A | #N/A
#N/A | #N/A
#N/A | #N/A
#N/A | #N/A
#N/A | #N/A
#N/A | #N/A
#N/A | #N/A
#N/A | #N/A
#N/A | #N/A
#N/A | #N/A
#N/A | #N/A
#N/A | #N/A
#N/A | #N/A
#N/A | #N/A
#N/A | #N/A
#N/A | #N/A
#N/A | #N/A
#N/A | #N/A
#N/A | #N/A
#N/A | #N/A
#N/A | #N/A
#N/A | #N/A
#N/A | #N/A
#N/A | #N/A
#N/A | #N/A
#N/A | #N/A
#N/A | #N/A
#N/A | #N/A
#N/A | #N/A
#N/A | #N/A
#N/A | #N/A
#N/A | #N/A
#N/A | #N/A
#N/A | #N/A
#N/A | #N/A
#N/A | #N/A
#N/A | #N/A
#N/A | #N/A
#N/A | #N/A
#N/A | #N/A
#N/A | #N/A
#N/A | #N/A
#N/A | #N/A
#N/A | #N/A
#N/A | #N/A
#N/A | #N/A
#N/A | #N/A
#N/A | #N/A
#N/A | #N/A
#N/A | #N/A
#N/A | #N/A
#N/A | #N/A
#N/A | #N/A
#N/A | #N/A
#N/A | #N/A
#N/A | #N/A
#N/A | #N/A
#N/A | #N/A
#N/A | #N/A
#N/A | #N/A
#N/A | #N/A
#N/A | #N/A
#N/A | #N/A
#N/A | #N/A
#N/A | #N/A
#N/A | #N/A
#N/A | #N/A
#N/A | #N/A
#N/A | #N/A
#N/A | #N/A
#N/A | #N/A
#N/A | #N/A
#N/A | #N/A
#N/A | #N/A
#N/A | #N/A
#N/A | #N/A
#N/A | #N/A
#N/A | #N/A
#N/A | #N/A
#N/A | #N/A
#N/A | #N/A
#N/A | #N/A
#N/A | #N/A
#N/A | #N/A
#N/A | #N/A
#N/A | #N/A
#N/A | #N/A
#N/A | #N/A
#N/A | #N/A
#N/A | #N/A
#N/A | #N/A
#N/A | #N/A
#N/A | #N/A
#N/A | #N/A
#N/A | #N/A
#N/A | #N/A
#N/A | #N/A
#N/A | #N/A
#N/A | #N/A
#N/A | #N/A
#N/A | #N/A
#N/A | #N/A
#N/A | #N/A
#N/A | #N/A
#N/A | #N/A
#N/A | #N/A
#N/A | #N/A
#N/A | #N/A
#N/A | #N/A
#N/A | #N/A
#N/A | #N/A
#N/A | #N/A
#N/A | #N/A
#N/A | #N/A
#N/A | #N/A
#N/A | #N/A
#N/A | #N/A
#N/A | #N/A
#N/A | #N/A
#N/A | #N/A
#N/A | #N/A
#N/A | #N/A
#N/A | #N/A
#N/A | #N/A
#N/A | #N/A
#N/A | #N/A
#N/A | #N/A
#N/A | #N/A
#N/A | #N/A
#N/A | #N/A
#N/A | #N/A
#N/A | #N/A
#N/A | #N/A
#N/A | #N/A
#N/A | #N/A
#N/A | #N/A
#N/A | #N/A
#N/A | #N/A
#N/A | #N/A
#N/A | #N/A
#N/A | #N/A
#N/A | #N/A
#N/A | #N/A
#N/A | #N/A
#N/A | #N/A
#N/A | #N/A
#N/A | #N/A
#N/A | #N/A
#N/A | #N/A
#N/A | #N/A
#N/A | #N/A
#N/A | #N/A
#N/A | #N/A
#N/A | #N/A
#N/A | #N/A
#N/A | #N/A
#N/A | #N/A
#N/A | #N/A
#N/A | #N/A
#N/A | #N/A
#N/A | #N/A
#N/A | #N/A
#N/A | #N/A
#N/A | #N/A
#N/A | #N/A
#N/A | #N/A
#N/A | #N/A
#N/A | #N/A
#N/A | #N/A
#N/A | #N/A
#N/A | #N/A
#N/A | #N/A
#N/A | #N/A
#N/A | #N/A
#N/A | #N/A
#N/A | #N/A
#N/A | #N/A
#N/A | #N/A
#N/A | #N/A
#N/A | #N/A
#N/A | #N/A
#N/A | #N/A
#N/A | #N/A
#N/A | #N/A
#N/A | #N/A
#N/A | #N/A
#N/A | #N/A
#N/A | #N/A
#N/A | #N/A
#N/A | #N/A
#N/A | #N/A
#N/A | #N/A
#N/A | #N/A
#N/A | #N/A
#N/A | #N/A
#N/A | #N/A
#N/A | #N/A
#N/A | #N/A
#N/A | #N/A
#N/A | #N/A
#N/A | #N/A
#N/A | #N/A
#N/A | #N/A
#N/A | #N/A
#N/A | #N/A
#N/A | #N/A
#N/A | #N/A
#N/A | #N/A
#N/A | #N/A
#N/A | #N/A
#N/A | #N/A
#N/A | #N/A
#N/A | #N/A
#N/A | #N/A
#N/A | #N/A
#N/A | #N/A
#N/A | #N/A
#N/A | #N/A
#N/A | #N/A
#N/A | #N/A
#N/A | #N/A
#N/A | #N/A
#N/A | #N/A
#N/A | #N/A
#N/A | #N/A
#N/A | #N/A
#N/A | #N/A
#N/A | #N/A
#N/A | #N/A
#N/A | #N/A
#N/A | #N/A
#N/A | #N/A
#N/A | #N/A
#N/A | #N/A
#N/A | #N/A
#N/A | #N/A
#N/A | #N/A
#N/A | #N/A
#N/A | #N/A
#N/A | #N/A
#N/A | #N/A
#N/A | #N/A
#N/A | #N/A
#N/A | #N/A
#N/A | #N/A
#N/A | #N/A
#N/A | #N/A
#N/A | #N/A
#N/A | #N/A
#N/A | #N/A
#N/A | #N/A
#N/A | #N/A
#N/A | #N/A
#N/A | #N/A
#N/A | #N/A
#N/A | #N/A
#N/A | #N/A
#N/A | #N/A
#N/A | #N/A
#N/A | #N/A
#N/A | #N/A
#N/A | #N/A
#N/A | #N/A
#N/A | #N/A
#N/A | #N/A
#N/A | #N/A
#N/A | #N/A
#N/A | #N/A
#N/A | #N/A
#N/A | #N/A
#N/A | #N/A
#N/A | #N/A
#N/A | #N/A
#N/A | #N/A
#N/A | #N/A
#N/A | #N/A
#N/A | #N/A
#N/A | #N/A
#N/A | #N/A
#N/A | #N/A
#N/A | #N/A
#N/A | #N/A
#N/A | #N/A
#N/A | #N/A
#N/A | #N/A
#N/A | #N/A
#N/A | #N/A
#N/A | #N/A
#N/A | #N/A
#N/A | #N/A
#N/A | #N/A
#N/A | #N/A
#N/A | #N/A
#N/A | #N/A
#N/A | #N/A
#N/A | #N/A
#N/A | #N/A
#N/A | #N/A
#N/A | #N/A
#N/A | #N/A
#N/A | #N/A
#N/A | #N/A
#N/A | #N/A
#N/A | #N/A
#N/A | #N/A
#N/A | #N/A
#N/A | #N/A
#N/A | #N/A
#N/A | #N/A
#N/A | #N/A
#N/A | #N/A
#N/A | #N/A
#N/A | #N/A
#N/A | #N/A
#N/A | #N/A
#N/A | #N/A
#N/A | #N/A
#N/A | #N/A
#N/A | #N/A
#N/A | #N/A
#N/A | #N/A
#N/A | #N/A
#N/A | #N/A
#N/A | #N/A
#N/A | #N/A
#N/A | #N/A
#N/A | #N/A
#N/A | #N/A
#N/A | #N/A
#N/A | #N/A
#N/A | #N/A
#N/A | #N/A
#N/A | #N/A
#N/A | #N/A
#N/A | #N/A
#N/A | #N/A
#N/A | #N/A
#N/A | #N/A
#N/A | #N/A
#N/A | #N/A
#N/A | #N/A
#N/A | #N/A
#N/A | #N/A
#N/A | #N/A
#N/A | #N/A
#N/A | #N/A
#N/A | #N/A
#N/A | #N/A
#N/A | #N/A
#N/A | #N/A
#N/A | #N/A
#N/A | #N/A
#N/A | #N/A
#N/A | #N/A
#N/A | #N/A
#N/A | #N/A
#N/A | #N/A
#N/A | #N/A
#N/A | #N/A
#N/A | #N/A
#N/A | #N/A
#N/A | #N/A
#N/A | #N/A
#N/A | #N/A
#N/A | #N/A
#N/A | #N/A
#N/A | #N/A
#N/A | #N/A
#N/A | #N/A
#N/A | #N/A
#N/A | #N/A
#N/A | #N/A
#N/A | #N/A
#N/A | #N/A
#N/A | #N/A
#N/A | #N/A
#N/A | #N/A
#N/A | #N/A
#N/A | #N/A
#N/A | #N/A
#N/A | #N/A
#N/A | #N/A
#N/A | #N/A
#N/A | #N/A
#N/A | #N/A
#N/A | #N/A
#N/A | #N/A
#N/A | #N/A
#N/A | #N/A
#N/A | #N/A
#N/A | #N/A
#N/A | #N/A
#N/A | #N/A
#N/A | #N/A
#N/A | #N/A
#N/A | #N/A
#N/A | #N/A
#N/A | #N/A
#N/A | #N/A
#N/A | #N/A
#N/A | #N/A
#N/A | #N/A
#N/A | #N/A
#N/A | #N/A
#N/A | #N/A
#N/A | #N/A
#N/A | #N/A
#N/A | #N/A
#N/A | #N/A
#N/A | #N/A
#N/A | #N/A
#N/A | #N/A
#N/A | #N/A
#N/A | #N/A
#N/A | #N/A
#N/A | #N/A
#N/A | #N/A
#N/A | #N/A
#N/A | #N/A
#N/A | #N/A
#N/A | #N/A
#N/A | #N/A
#N/A | #N/A
#N/A | #N/A
#N/A | #N/A
#N/A | #N/A
#N/A | #N/A
#N/A | #N/A
#N/A | #N/A
#N/A | #N/A
#N/A | #N/A
#N/A | #N/A
#N/A | #N/A
#N/A | #N/A
#N/A | #N/A
#N/A | #N/A
#N/A | #N/A
#N/A | #N/A
#N/A | #N/A
#N/A | #N/A
#N/A | #N/A
#N/A | #N/A
#N/A | #N/A
#N/A | #N/A
#N/A | #N/A
#N/A | #N/A
#N/A | #N/A
#N/A | #N/A
#N/A | #N/A
#N/A | #N/A
#N/A | #N/A
#N/A | #N/A
#N/A | #N/A
#N/A | #N/A
#N/A | #N/A
#N/A | #N/A
#N/A | #N/A
#N/A | #N/A
#N/A | #N/A
#N/A | #N/A
#N/A | #N/A
#N/A | #N/A
#N/A | #N/A
#N/A | #N/A
#N/A | #N/A
#N/A | #N/A
#N/A | #N/A
#N/A | #N/A
#N/A | #N/A
#N/A | #N/A
#N/A | #N/A
#N/A | #N/A
#N/A | #N/A
#N/A | #N/A
#N/A | #N/A
#N/A | #N/A
#N/A | #N/A
#N/A | #N/A
#N/A | #N/A
#N/A | #N/A
#N/A | #N/A
#N/A | #N/A
#N/A | #N/A
#N/A | #N/A
#N/A | #N/A
#N/A | #N/A
#N/A | #N/A
#N/A | #N/A
#N/A | #N/A
#N/A | #N/A
#N/A | #N/A
#N/A | #N/A
#N/A | #N/A
#N/A | #N/A
#N/A | #N/A
#N/A | #N/A
#N/A | #N/A
#N/A | #N/A
#N/A | #N/A
#N/A | #N/A
#N/A | #N/A
#N/A | #N/A
#N/A | #N/A
#N/A | #N/A
#N/A | #N/A
#N/A | #N/A
#N/A | #N/A
#N/A | #N/A
#N/A | #N/A
#N/A | #N/A
#N/A | #N/A
#N/A | #N/A
#N/A | #N/A
#N/A | #N/A
#N/A | #N/A
#N/A | #N/A
#N/A | #N/A
#N/A | #N/A
#N/A | #N/A
#N/A | #N/A
#N/A | #N/A
#N/A | #N/A
#N/A | #N/A
#N/A | #N/A
#N/A | #N/A
#N/A | #N/A
#N/A | #N/A
#N/A | #N/A
#N/A | #N/A
#N/A | #N/A
#N/A | #N/A
#N/A | #N/A
#N/A | #N/A
#N/A | #N/A
#N/A | #N/A
#N/A | #N/A
#N/A | #N/A
#N/A | #N/A
#N/A | #N/A
#N/A | #N/A
#N/A | #N/A
#N/A | #N/A
#N/A | #N/A
#N/A | #N/A
#N/A | #N/A
#N/A | #N/A
#N/A | #N/A
#N/A | #N/A
#N/A | #N/A
#N/A | #N/A
#N/A | #N/A
#N/A | #N/A
#N/A | #N/A
#N/A | #N/A
#N/A | #N/A
#N/A | #N/A
#N/A | #N/A
#N/A | #N/A
#N/A | #N/A
#N/A | #N/A
#N/A | #N/A
#N/A | #N/A
#N/A | #N/A
#N/A | #N/A
#N/A | #N/A
#N/A | #N/A
#N/A | #N/A
#N/A | #N/A
#N/A | #N/A
#N/A | #N/A
#N/A | #N/A
#N/A | #N/A
#N/A | #N/A
#N/A | #N/A
#N/A | #N/A
#N/A | #N/A
#N/A | #N/A
#N/A | #N/A
#N/A | #N/A
#N/A | #N/A
#N/A | #N/A
#N/A | #N/A
#N/A | #N/A
#N/A | #N/A
#N/A | #N/A
#N/A | #N/A
#N/A | #N/A
#N/A | #N/A
#N/A | #N/A
#N/A | #N/A
#N/A | #N/A
#N/A | #N/A
#N/A | #N/A
#N/A | #N/A
#N/A | #N/A
#N/A | #N/A
#N/A | #N/A
#N/A | #N/A
#N/A | #N/A
#N/A | #N/A
#N/A | #N/A
#N/A | #N/A
#N/A | #N/A
#N/A | #N/A
#N/A | #N/A
#N/A | #N/A
#N/A | #N/A
#N/A | #N/A
#N/A | #N/A
#N/A | #N/A
#N/A | #N/A
#N/A | #N/A
#N/A | #N/A
#N/A | #N/A
#N/A | #N/A
#N/A | #N/A
#N/A | #N/A
#N/A | #N/A
#N/A | #N/A
#N/A | #N/A
#N/A | #N/A
#N/A | #N/A
#N/A | #N/A
#N/A | #N/A
#N/A | #N/A
#N/A | #N/A
#N/A | #N/A
#N/A | #N/A
#N/A | #N/A
#N/A | #N/A
#N/A | #N/A
#N/A | #N/A
#N/A | #N/A
#N/A | #N/A
#N/A | #N/A
#N/A | #N/A
#N/A | #N/A
#N/A | #N/A
#N/A | #N/A
#N/A | #N/A
#N/A | #N/A
#N/A | #N/A
#N/A | #N/A
#N/A | #N/A
#N/A | #N/A
#N/A | #N/A
#N/A | #N/A
#N/A | #N/A
#N/A | #N/A
#N/A | #N/A
#N/A | #N/A
#N/A | #N/A
#N/A | #N/A
#N/A | #N/A
#N/A | #N/A
#N/A | #N/A
#N/A | #N/A
#N/A | #N/A
#N/A | #N/A
#N/A | #N/A
#N/A | #N/A
#N/A | #N/A
#N/A | #N/A
#N/A | #N/A
#N/A | #N/A
#N/A | #N/A
#N/A | #N/A
#N/A | #N/A
#N/A | #N/A
#N/A | #N/A
#N/A | #N/A
#N/A | #N/A
#N/A | #N/A
#N/A | #N/A
#N/A | #N/A
#N/A | #N/A
#N/A | #N/A
#N/A | #N/A
#N/A | #N/A
#N/A | #N/A
#N/A | #N/A
#N/A | #N/A
#N/A | #N/A
#N/A | #N/A
#N/A | #N/A
#N/A | #N/A
#N/A | #N/A
#N/A | #N/A
#N/A | #N/A
#N/A | #N/A
#N/A | #N/A
#N/A | #N/A
#N/A | #N/A
#N/A | #N/A
#N/A | #N/A
#N/A | #N/A
#N/A | #N/A
#N/A | #N/A
#N/A | #N/A
#N/A | #N/A
#N/A | #N/A
#N/A | #N/A
#N/A | #N/A
#N/A | #N/A
#N/A | #N/A
#N/A | #N/A
#N/A | #N/A
#N/A | #N/A
#N/A | #N/A
#N/A | #N/A
#N/A | #N/A
#N/A | #N/A
#N/A | #N/A
#N/A | #N/A
#N/A | #N/A
#N/A | #N/A
#N/A | #N/A
#N/A | #N/A
#N/A | #N/A
#N/A | #N/A
#N/A | #N/A
#N/A | #N/A
#N/A | #N/A
#N/A | #N/A
#N/A | #N/A
#N/A | #N/A
#N/A | #N/A
#N/A | #N/A
#N/A | #N/A
#N/A | #N/A
#N/A | #N/A
#N/A | #N/A
#N/A | #N/A
#N/A | #N/A
#N/A | #N/A
#N/A | #N/A
#N/A | #N/A
#N/A | #N/A
#N/A | #N/A
#N/A | #N/A
#N/A | #N/A
#N/A | #N/A
#N/A | #N/A
#N/A | #N/A
#N/A | #N/A
#N/A | #N/A
#N/A | #N/A
#N/A | #N/A
#N/A | #N/A
#N/A | #N/A
#N/A | #N/A
#N/A | #N/A
#N/A | #N/A
#N/A | #N/A
#N/A | #N/A
#N/A | #N/A
#N/A | #N/A
#N/A | #N/A
#N/A | #N/A
#N/A | #N/A
#N/A | #N/A
#N/A | #N/A
#N/A | #N/A
#N/A | #N/A
#N/A | #N/A
#N/A | #N/A
#N/A | #N/A
#N/A | #N/A
#N/A | #N/A
#N/A | #N/A
#N/A | #N/A
#N/A | #N/A
#N/A | #N/A
#N/A | #N/A
#N/A | #N/A
#N/A | #N/A
#N/A | #N/A
#N/A | #N/A
#N/A | #N/A
#N/A | #N/A
#N/A | #N/A
#N/A | #N/A
#N/A | #N/A
#N/A | #N/A
#N/A | #N/A
#N/A | #N/A
#N/A | #N/A
#N/A | #N/A
#N/A | #N/A
#N/A | #N/A
#N/A | #N/A
#N/A | #N/A
#N/A | #N/A
#N/A | #N/A
#N/A | #N/A
#N/A | #N/A
#N/A | #N/A
#N/A | #N/A
#N/A | #N/A
#N/A | #N/A
#N/A | #N/A
#N/A | #N/A
#N/A | #N/A
#N/A | #N/A
#N/A | #N/A
#N/A | #N/A
#N/A | #N/A
#N/A | #N/A
#N/A | #N/A
#N/A | #N/A
#N/A | #N/A
#N/A | #N/A
#N/A | #N/A
#N/A | #N/A
#N/A | #N/A
#N/A | #N/A
#N/A | #N/A
#N/A | #N/A
#N/A | #N/A
#N/A | #N/A
#N/A | #N/A
#N/A | #N/A
#N/A | #N/A
#N/A | #N/A
#N/A | #N/A
#N/A | #N/A
#N/A | #N/A
#N/A | #N/A
#N/A | #N/A
#N/A | #N/A
#N/A | #N/A
#N/A | #N/A
#N/A | #N/A
#N/A | #N/A
#N/A | #N/A
#N/A | #N/A
#N/A | #N/A
#N/A | #N/A
#N/A | #N/A
#N/A | #N/A
#N/A | #N/A
#N/A | #N/A
#N/A | #N/A
#N/A | #N/A
#N/A | #N/A
#N/A | #N/A
#N/A | #N/A
#N/A | #N/A
#N/A | #N/A
#N/A | #N/A
#N/A | #N/A
#N/A | #N/A
#N/A | #N/A
#N/A | #N/A
#N/A | #N/A
#N/A | #N/A
#N/A | #N/A
#N/A | #N/A
#N/A | #N/A
#N/A | #N/A
#N/A | #N/A
#N/A | #N/A
#N/A | #N/A
#N/A | #N/A
#N/A | #N/A
#N/A | #N/A
#N/A | #N/A
#N/A | #N/A
#N/A | #N/A
#N/A | #N/A
#N/A | #N/A
#N/A | #N/A
#N/A | #N/A
#N/A | #N/A
#N/A | #N/A
#N/A | #N/A
#N/A | #N/A
#N/A | #N/A
#N/A | #N/A
#N/A | #N/A
#N/A | #N/A
#N/A | #N/A
#N/A | #N/A
#N/A | #N/A
#N/A | #N/A
#N/A | #N/A
#N/A | #N/A
#N/A | #N/A
#N/A | #N/A
#N/A | #N/A
#N/A | #N/A
#N/A | #N/A
#N/A | #N/A
#N/A | #N/A
#N/A | #N/A
#N/A | #N/A
#N/A | #N/A
#N/A | #N/A
#N/A | #N/A
#N/A | #N/A
#N/A | #N/A
#N/A | #N/A
#N/A | #N/A
#N/A | #N/A
#N/A | #N/A
#N/A | #N/A
#N/A | #N/A
#N/A | #N/A
#N/A | #N/A
#N/A | #N/A
#N/A | #N/A
#N/A | #N/A
#N/A | #N/A
#N/A | #N/A
#N/A | #N/A
#N/A | #N/A
#N/A | #N/A
#N/A | #N/A
#N/A | #N/A
#N/A | #N/A
#N/A | #N/A
#N/A | #N/A
#N/A | #N/A
#N/A | #N/A
#N/A | #N/A
#N/A | #N/A
#N/A | #N/A
#N/A | #N/A
#N/A | #N/A
#N/A | #N/A
#N/A | #N/A
#N/A | #N/A
#N/A | #N/A
#N/A | #N/A
#N/A | #N/A
#N/A | #N/A
#N/A | #N/A
#N/A | #N/A
#N/A | #N/A
#N/A | #N/A
#N/A | #N/A
#N/A | #N/A
#N/A | #N/A
#N/A | #N/A
#N/A | #N/A
#N/A | #N/A
#N/A | #N/A
#N/A | #N/A
#N/A | #N/A
#N/A | #N/A
#N/A | #N/A
#N/A | #N/A
#N/A | #N/A
#N/A | #N/A
#N/A | #N/A
#N/A | #N/A
#N/A | #N/A
#N/A | #N/A
#N/A | #N/A
#N/A | #N/A
#N/A | #N/A
#N/A | #N/A
#N/A | #N/A
#N/A | #N/A
#N/A | #N/A
#N/A | #N/A
#N/A | #N/A
#N/A | #N/A
#N/A | #N/A
#N/A | #N/A
#N/A | #N/A
#N/A | #N/A
#N/A | #N/A
#N/A | #N/A
#N/A | #N/A
#N/A | #N/A
#N/A | #N/A
#N/A | #N/A
#N/A | #N/A
#N/A | #N/A
#N/A | #N/A
#N/A | #N/A
#N/A | #N/A
#N/A | #N/A
#N/A | #N/A
#N/A | #N/A
#N/A | #N/A
#N/A | #N/A
#N/A | #N/A
#N/A | #N/A
#N/A | #N/A
#N/A | #N/A
#N/A | #N/A
#N/A | #N/A
#N/A | #N/A
#N/A | #N/A
#N/A | #N/A
#N/A | #N/A
#N/A | #N/A
#N/A | #N/A
#N/A | #N/A
#N/A | #N/A
#N/A | #N/A
#N/A | #N/A
#N/A | #N/A
#N/A | #N/A
#N/A | #N/A
#N/A | #N/A
#N/A | #N/A
#N/A | #N/A
#N/A | #N/A
#N/A | #N/A
#N/A | #N/A
#N/A | #N/A
#N/A | #N/A
#N/A | #N/A
#N/A | #N/A
#N/A | #N/A
#N/A | #N/A
#N/A | #N/A
#N/A | #N/A
#N/A | #N/A
#N/A | #N/A
#N/A | #N/A
#N/A | #N/A
#N/A | #N/A
#N/A | #N/A
#N/A | #N/A
#N/A | #N/A
#N/A | #N/A
#N/A | #N/A
#N/A | #N/A
#N/A | #N/A
#N/A | #N/A
#N/A | #N/A
#N/A | #N/A
#N/A | #N/A
#N/A | #N/A
#N/A | #N/A
#N/A | #N/A
#N/A | #N/A
#N/A | #N/A
#N/A | #N/A
#N/A | #N/A
#N/A | #N/A
#N/A | #N/A
#N/A | #N/A
#N/A | #N/A
#N/A | #N/A
#N/A | #N/A
#N/A | #N/A
#N/A | #N/A
#N/A | #N/A
#N/A | #N/A
#N/A | #N/A
#N/A | #N/A
#N/A | #N/A
#N/A | #N/A
#N/A | #N/A
#N/A | #N/A
#N/A | #N/A
#N/A | #N/A
#N/A | #N/A
#N/A | #N/A
#N/A | #N/A
#N/A | #N/A
#N/A | #N/A
#N/A | #N/A
#N/A | #N/A
#N/A | #N/A
#N/A | #N/A
#N/A | #N/A
#N/A | #N/A
#N/A | #N/A
#N/A | #N/A
#N/A | #N/A
#N/A | #N/A
#N/A | #N/A
#N/A | #N/A
#N/A | #N/A
#N/A | #N/A
#N/A | #N/A
#N/A | #N/A
#N/A | #N/A
#N/A | #N/A
#N/A | #N/A
#N/A | #N/A
#N/A | #N/A
#N/A | #N/A
#N/A | #N/A
#N/A | #N/A
#N/A | #N/A
#N/A | #N/A
#N/A | #N/A
#N/A | #N/A
#N/A | #N/A
#N/A | #N/A
#N/A | #N/A
#N/A | #N/A
#N/A | #N/A
#N/A | #N/A
#N/A | #N/A
#N/A | #N/A
#N/A | #N/A
#N/A | #N/A
#N/A | #N/A
#N/A | #N/A
#N/A | #N/A
#N/A | #N/A
#N/A | #N/A
#N/A | #N/A
#N/A | #N/A
#N/A | #N/A
#N/A | #N/A
#N/A | #N/A
#N/A | #N/A
#N/A | #N/A
#N/A | #N/A
#N/A | #N/A
#N/A | #N/A
#N/A | #N/A
#N/A | #N/A
#N/A | #N/A
#N/A | #N/A
#N/A | #N/A
#N/A | #N/A
#N/A | #N/A
#N/A | #N/A
#N/A | #N/A
#N/A | #N/A
#N/A | #N/A
#N/A | #N/A
#N/A | #N/A
#N/A | #N/A
#N/A | #N/A
#N/A | #N/A
#N/A | #N/A
#N/A | #N/A
#N/A | #N/A
#N/A | #N/A
#N/A | #N/A
#N/A | #N/A
#N/A | #N/A
#N/A | #N/A
#N/A | #N/A
#N/A | #N/A
#N/A | #N/A
#N/A | #N/A
#N/A | #N/A
#N/A | #N/A
#N/A | #N/A
#N/A | #N/A
#N/A | #N/A
#N/A | #N/A
#N/A | #N/A
#N/A | #N/A
#N/A | #N/A
#N/A | #N/A
#N/A | #N/A
#N/A | #N/A
#N/A | #N/A
#N/A | #N/A
#N/A | #N/A
#N/A | #N/A
#N/A | #N/A
#N/A | #N/A
#N/A | #N/A
#N/A | #N/A
#N/A | #N/A
#N/A | #N/A
#N/A | #N/A
#N/A | #N/A
#N/A | #N/A
#N/A | #N/A
#N/A | #N/A
#N/A | #N/A
#N/A | #N/A
#N/A | #N/A
#N/A | #N/A
#N/A | #N/A
#N/A | #N/A
#N/A | #N/A
#N/A | #N/A
#N/A | #N/A
#N/A | #N/A
#N/A | #N/A
#N/A | #N/A
#N/A | #N/A
#N/A | #N/A
#N/A | #N/A
#N/A | #N/A
#N/A | #N/A
#N/A | #N/A
#N/A | #N/A
#N/A | #N/A
#N/A | #N/A
#N/A | #N/A
#N/A | #N/A
#N/A | #N/A
#N/A | #N/A
#N/A | #N/A
#N/A | #N/A
#N/A | #N/A
#N/A | #N/A
#N/A | #N/A
#N/A | #N/A
#N/A | #N/A
#N/A | #N/A
#N/A | #N/A
#N/A | #N/A
#N/A | #N/A
#N/A | #N/A
#N/A | #N/A
#N/A | #N/A
#N/A | #N/A
#N/A | #N/A
#N/A | #N/A
#N/A | #N/A
#N/A | #N/A
#N/A | #N/A
#N/A | #N/A
#N/A | #N/A
#N/A | #N/A
#N/A | #N/A
#N/A | #N/A
#N/A | #N/A
#N/A | #N/A
#N/A | #N/A
#N/A | #N/A
#N/A | #N/A
#N/A | #N/A
#N/A | #N/A
#N/A | #N/A
#N/A | #N/A
#N/A | #N/A
#N/A | #N/A
#N/A | #N/A
#N/A | #N/A
#N/A | #N/A
#N/A | #N/A
#N/A | #N/A
#N/A | #N/A
#N/A | #N/A
#N/A | #N/A
#N/A | #N/A
#N/A | #N/A
#N/A | #N/A
#N/A | #N/A
#N/A | #N/A
#N/A | #N/A
#N/A | #N/A
#N/A | #N/A
#N/A | #N/A
#N/A | #N/A
#N/A | #N/A
#N/A | #N/A
#N/A | #N/A
#N/A | #N/A
#N/A | #N/A
#N/A | #N/A
#N/A | #N/A
#N/A | #N/A
#N/A | #N/A
#N/A | #N/A
#N/A | #N/A
#N/A | #N/A
#N/A | #N/A
#N/A | #N/A
#N/A | #N/A
#N/A | #N/A
#N/A | #N/A
#N/A | #N/A
#N/A | #N/A
#N/A | #N/A
#N/A | #N/A
#N/A | #N/A
#N/A | #N/A
#N/A | #N/A
#N/A | #N/A
#N/A | #N/A
#N/A | #N/A
#N/A | #N/A
#N/A | #N/A
#N/A | #N/A
#N/A | #N/A
#N/A | #N/A
#N/A | #N/A
#N/A | #N/A
#N/A | #N/A
#N/A | #N/A
#N/A | #N/A
#N/A | #N/A
#N/A | #N/A
#N/A | #N/A
#N/A | #N/A
#N/A | #N/A
#N/A | #N/A
#N/A | #N/A
#N/A | #N/A
#N/A | #N/A
#N/A | #N/A
#N/A | #N/A
#N/A | #N/A
#N/A | #N/A
#N/A | #N/A
#N/A | #N/A
#N/A | #N/A
#N/A | #N/A
#N/A | #N/A
#N/A | #N/A
#N/A | #N/A
#N/A | #N/A
#N/A | #N/A
#N/A | #N/A
#N/A | #N/A
#N/A | #N/A
#N/A | #N/A
#N/A | #N/A
#N/A | #N/A
#N/A | #N/A
#N/A | #N/A
#N/A | #N/A
#N/A | #N/A
#N/A | #N/A
#N/A | #N/A
#N/A | #N/A
#N/A | #N/A
#N/A | #N/A
#N/A | #N/A
#N/A | #N/A
#N/A | #N/A
#N/A | #N/A
#N/A | #N/A
#N/A | #N/A
#N/A | #N/A
#N/A | #N/A
#N/A | #N/A
#N/A | #N/A
#N/A | #N/A
#N/A | #N/A
#N/A | #N/A
#N/A | #N/A
#N/A | #N/A
#N/A | #N/A
#N/A | #N/A
#N/A | #N/A
#N/A | #N/A
#N/A | #N/A
#N/A | #N/A
#N/A | #N/A
#N/A | #N/A
#N/A | #N/A
#N/A | #N/A
#N/A | #N/A
#N/A | #N/A
#N/A | #N/A
#N/A | #N/A
#N/A | #N/A
#N/A | #N/A
#N/A | #N/A
#N/A | #N/A
#N/A | #N/A
#N/A | #N/A
#N/A | #N/A
#N/A | #N/A
#N/A | #N/A
#N/A | #N/A
#N/A | #N/A
#N/A | #N/A
#N/A | #N/A
#N/A | #N/A
#N/A | #N/A
#N/A | #N/A
#N/A | #N/A
#N/A | #N/A
#N/A | #N/A
#N/A | #N/A
#N/A | #N/A
#N/A | #N/A
#N/A | #N/A
#N/A | #N/A
#N/A | #N/A
#N/A | #N/A
#N/A | #N/A
#N/A | #N/A
#N/A | #N/A
#N/A | #N/A
#N/A | #N/A
#N/A | #N/A
#N/A | #N/A
#N/A | #N/A
#N/A | #N/A
#N/A | #N/A
#N/A | #N/A
#N/A | #N/A
#N/A | #N/A
#N/A | #N/A
#N/A | #N/A
#N/A | #N/A
#N/A | #N/A
#N/A | #N/A
#N/A | #N/A
#N/A | #N/A
#N/A | #N/A
#N/A | #N/A
#N/A | #N/A
#N/A | #N/A
#N/A | #N/A
#N/A | #N/A
#N/A | #N/A
#N/A | #N/A
#N/A | #N/A
#N/A | #N/A
#N/A | #N/A
#N/A | #N/A
#N/A | #N/A
#N/A | #N/A
#N/A | #N/A
#N/A | #N/A
#N/A | #N/A
#N/A | #N/A
#N/A | #N/A
#N/A | #N/A
#N/A | #N/A
#N/A | #N/A
#N/A | #N/A
#N/A | #N/A
#N/A | #N/A
#N/A | #N/A
#N/A | #N/A
#N/A | #N/A
#N/A | #N/A
#N/A | #N/A
#N/A | #N/A
#N/A | #N/A
#N/A | #N/A
#N/A | #N/A
#N/A | #N/A
#N/A | #N/A
#N/A | #N/A
#N/A | #N/A
#N/A | #N/A
#N/A | #N/A
#N/A | #N/A
#N/A | #N/A
#N/A | #N/A
#N/A | #N/A
#N/A | #N/A
#N/A | #N/A
#N/A | #N/A
#N/A | #N/A
#N/A | #N/A
#N/A | #N/A
#N/A | #N/A
#N/A | #N/A
#N/A | #N/A
#N/A | #N/A
#N/A | #N/A
#N/A | #N/A
#N/A | #N/A
#N/A | #N/A
#N/A | #N/A
#N/A | #N/A
#N/A | #N/A
#N/A | #N/A
#N/A | #N/A
#N/A | #N/A
#N/A | #N/A
#N/A | #N/A
#N/A | #N/A
#N/A | #N/A
#N/A | #N/A
#N/A | #N/A
#N/A | #N/A
#N/A | #N/A
#N/A | #N/A
#N/A | #N/A
#N/A | #N/A
#N/A | #N/A
#N/A | #N/A
#N/A | #N/A
#N/A | #N/A
#N/A | #N/A
#N/A | #N/A
#N/A | #N/A
#N/A | #N/A
#N/A | #N/A
#N/A | #N/A
#N/A | #N/A
#N/A | #N/A
#N/A | #N/A
#N/A | #N/A
#N/A | #N/A
#N/A | #N/A
#N/A | #N/A
#N/A | #N/A
#N/A | #N/A
#N/A | #N/A
#N/A | #N/A
#N/A | #N/A
#N/A | #N/A
#N/A | #N/A
#N/A | #N/A
#N/A | #N/A
#N/A | #N/A
#N/A | #N/A
#N/A | #N/A
#N/A | #N/A
#N/A | #N/A
#N/A | #N/A
#N/A | #N/A
#N/A | #N/A
#N/A | #N/A
#N/A | #N/A
#N/A | #N/A
#N/A | #N/A
#N/A | #N/A
#N/A | #N/A
#N/A | #N/A
#N/A | #N/A
#N/A | #N/A
#N/A | #N/A
#N/A | #N/A
#N/A | #N/A
#N/A | #N/A
#N/A | #N/A
#N/A | #N/A
#N/A | #N/A
#N/A | #N/A
#N/A | #N/A
#N/A | #N/A
#N/A | #N/A
#N/A | #N/A
#N/A | #N/A
#N/A | #N/A
#N/A | #N/A
#N/A | #N/A
#N/A | #N/A
#N/A | #N/A
#N/A | #N/A
#N/A | #N/A
#N/A | #N/A
#N/A | #N/A
#N/A | #N/A
#N/A | #N/A
#N/A | #N/A
#N/A | #N/A
#N/A | #N/A
#N/A | #N/A
#N/A | #N/A
#N/A | #N/A
#N/A | #N/A
#N/A | #N/A
#N/A | #N/A
#N/A | #N/A
#N/A | #N/A
#N/A | #N/A
#N/A | #N/A
#N/A | #N/A
#N/A | #N/A
#N/A | #N/A
#N/A | #N/A
#N/A | #N/A
#N/A | #N/A
#N/A | #N/A
#N/A | #N/A
#N/A | #N/A
#N/A | #N/A
#N/A | #N/A
#N/A | #N/A
#N/A | #N/A
#N/A | #N/A
#N/A | #N/A
#N/A | #N/A
#N/A | #N/A
#N/A | #N/A
#N/A | #N/A
#N/A | #N/A
#N/A | #N/A
#N/A | #N/A
#N/A | #N/A
#N/A | #N/A
#N/A | #N/A
#N/A | #N/A
#N/A | #N/A
#N/A | #N/A
#N/A | #N/A
#N/A | #N/A
#N/A | #N/A
#N/A | #N/A
#N/A | #N/A
#N/A | #N/A
#N/A | #N/A
#N/A | #N/A
#N/A | #N/A
#N/A | #N/A
#N/A | #N/A
#N/A | #N/A
#N/A | #N/A
#N/A | #N/A
#N/A | #N/A
#N/A | #N/A
#N/A | #N/A
#N/A | #N/A
#N/A | #N/A
#N/A | #N/A
#N/A | #N/A
#N/A | #N/A
#N/A | #N/A
#N/A | #N/A
#N/A | #N/A
#N/A | #N/A
#N/A | #N/A
#N/A | #N/A
#N/A | #N/A
#N/A | #N/A
#N/A | #N/A
#N/A | #N/A
#N/A | #N/A
#N/A | #N/A
#N/A | #N/A
#N/A | #N/A
#N/A | #N/A
#N/A | #N/A
#N/A | #N/A
#N/A | #N/A
#N/A | #N/A
#N/A | #N/A
#N/A | #N/A
#N/A | #N/A
#N/A | #N/A
#N/A | #N/A
#N/A | #N/A
#N/A | #N/A
#N/A | #N/A
#N/A | #N/A
#N/A | #N/A
#N/A | #N/A
#N/A | #N/A
#N/A | #N/A
#N/A | #N/A
#N/A | #N/A
#N/A | #N/A
#N/A | #N/A
#N/A | #N/A
#N/A | #N/A
#N/A | #N/A
#N/A | #N/A
#N/A | #N/A
#N/A | #N/A
#N/A | #N/A
#N/A | #N/A
#N/A | #N/A
#N/A | #N/A
#N/A | #N/A
#N/A | #N/A
#N/A | #N/A
#N/A | #N/A
#N/A | #N/A
#N/A | #N/A
#N/A | #N/A
#N/A | #N/A
#N/A | #N/A
#N/A | #N/A
#N/A | #N/A
#N/A | #N/A
#N/A | #N/A
#N/A | #N/A
#N/A | #N/A
#N/A | #N/A
#N/A | #N/A
#N/A | #N/A
#N/A | #N/A
#N/A | #N/A
#N/A | #N/A
#N/A | #N/A
#N/A | #N/A
#N/A | #N/A
#N/A | #N/A
#N/A | #N/A
#N/A | #N/A
#N/A | #N/A
#N/A | #N/A
#N/A | #N/A
#N/A | #N/A
#N/A | #N/A
#N/A | #N/A
#N/A | #N/A
#N/A | #N/A
#N/A | #N/A
#N/A | #N/A
#N/A | #N/A
#N/A | #N/A
#N/A | #N/A
#N/A | #N/A
#N/A | #N/A
#N/A | #N/A
#N/A | #N/A
#N/A | #N/A
#N/A | #N/A
#N/A | #N/A
#N/A | #N/A
#N/A | #N/A
#N/A | #N/A
#N/A | #N/A
#N/A | #N/A
#N/A | #N/A
#N/A | #N/A
#N/A | #N/A
#N/A | #N/A
#N/A | #N/A
#N/A | #N/A
#N/A | #N/A
#N/A | #N/A
#N/A | #N/A
#N/A | #N/A
#N/A | #N/A
#N/A | #N/A
#N/A | #N/A
#N/A | #N/A
#N/A | #N/A
#N/A | #N/A
#N/A | #N/A
#N/A | #N/A
#N/A | #N/A
#N/A | #N/A
#N/A | #N/A
#N/A | #N/A
#N/A | #N/A
#N/A | #N/A
#N/A | #N/A
#N/A | #N/A
#N/A | #N/A
#N/A | #N/A
#N/A | #N/A
#N/A | #N/A
#N/A | #N/A
#N/A | #N/A
#N/A | #N/A
#N/A | #N/A
#N/A | #N/A
#N/A | #N/A
#N/A | #N/A
#N/A | #N/A
#N/A | #N/A
#N/A | #N/A
#N/A | #N/A
#N/A | #N/A
#N/A | #N/A
#N/A | #N/A
#N/A | #N/A
#N/A | #N/A
#N/A | #N/A
#N/A | #N/A
#N/A | #N/A
#N/A | #N/A
#N/A | #N/A
#N/A | #N/A
#N/A | #N/A
#N/A | #N/A
#N/A | #N/A
#N/A | #N/A
#N/A | #N/A
#N/A | #N/A
#N/A | #N/A
#N/A | #N/A
#N/A | #N/A
#N/A | #N/A
#N/A | #N/A
#N/A | #N/A
#N/A | #N/A
#N/A | #N/A
#N/A | #N/A
#N/A | #N/A
#N/A | #N/A
#N/A | #N/A
#N/A | #N/A
#N/A | #N/A
#N/A | #N/A
#N/A | #N/A
#N/A | #N/A
#N/A | #N/A
#N/A | #N/A
#N/A | #N/A
#N/A | #N/A
#N/A | #N/A
#N/A | #N/A
#N/A | #N/A
#N/A | #N/A
#N/A | #N/A
#N/A | #N/A
#N/A | #N/A
#N/A | #N/A
#N/A | #N/A
#N/A | #N/A
#N/A | #N/A
#N/A | #N/A
#N/A | #N/A
#N/A | #N/A
#N/A | #N/A
#N/A | #N/A
#N/A | #N/A
#N/A | #N/A
#N/A | #N/A
#N/A | #N/A
#N/A | #N/A
#N/A | #N/A
#N/A | #N/A
#N/A | #N/A
#N/A | #N/A
#N/A | #N/A
#N/A | #N/A
#N/A | #N/A
#N/A | #N/A
#N/A | #N/A
#N/A | #N/A
#N/A | #N/A
#N/A | #N/A
#N/A | #N/A
#N/A | #N/A
#N/A | #N/A
#N/A | #N/A
#N/A | #N/A
#N/A | #N/A
#N/A | #N/A
#N/A | #N/A
#N/A | #N/A
#N/A | #N/A
#N/A | #N/A
#N/A | #N/A
#N/A | #N/A
#N/A | #N/A
#N/A | #N/A
#N/A | #N/A
#N/A | #N/A
#N/A | #N/A
#N/A | #N/A
#N/A | #N/A
#N/A | #N/A
#N/A | #N/A
#N/A | #N/A
#N/A | #N/A
#N/A | #N/A
#N/A | #N/A
#N/A | #N/A
#N/A | #N/A
#N/A | #N/A
#N/A | #N/A
#N/A | #N/A
#N/A | #N/A
#N/A | #N/A
#N/A | #N/A
#N/A | #N/A
#N/A | #N/A
#N/A | #N/A
#N/A | #N/A
#N/A | #N/A
#N/A | #N/A
#N/A | #N/A
#N/A | #N/A
#N/A | #N/A
#N/A | #N/A
#N/A | #N/A
#N/A | #N/A
#N/A | #N/A
#N/A | #N/A
#N/A | #N/A
#N/A | #N/A
#N/A | #N/A
#N/A | #N/A
#N/A | #N/A
#N/A | #N/A
#N/A | #N/A
#N/A | #N/A
#N/A | #N/A
#N/A | #N/A
#N/A | #N/A
#N/A | #N/A
#N/A | #N/A
#N/A | #N/A
#N/A | #N/A
#N/A | #N/A
#N/A | #N/A
#N/A | #N/A
#N/A | #N/A
#N/A | #N/A
#N/A | #N/A
#N/A | #N/A
#N/A | #N/A
#N/A | #N/A
#N/A | #N/A
#N/A | #N/A
#N/A | #N/A
#N/A | #N/A
#N/A | #N/A
#N/A | #N/A
#N/A | #N/A
#N/A | #N/A
#N/A | #N/A
#N/A | #N/A
#N/A | #N/A
#N/A | #N/A
#N/A | #N/A
#N/A | #N/A
#N/A | #N/A
#N/A | #N/A
#N/A | #N/A
#N/A | #N/A
#N/A | #N/A
#N/A | #N/A
#N/A | #N/A
#N/A | #N/A
#N/A | #N/A
#N/A | #N/A
#N/A | #N/A
#N/A | #N/A
#N/A | #N/A
#N/A | #N/A
#N/A | #N/A
#N/A | #N/A
#N/A | #N/A
#N/A | #N/A
#N/A | #N/A
#N/A | #N/A
#N/A | #N/A
#N/A | #N/A
#N/A | #N/A
#N/A | #N/A
#N/A | #N/A
#N/A | #N/A
#N/A | #N/A
#N/A | #N/A
#N/A | #N/A
#N/A | #N/A
#N/A | #N/A
#N/A | #N/A
#N/A | #N/A
#N/A | #N/A
#N/A | #N/A
#N/A | #N/A
#N/A | #N/A
#N/A | #N/A
#N/A | #N/A
#N/A | #N/A
#N/A | #N/A
#N/A | #N/A
#N/A | #N/A
#N/A | #N/A
#N/A | #N/A
#N/A | #N/A
#N/A | #N/A
#N/A | #N/A
#N/A | #N/A
#N/A | #N/A
#N/A | #N/A
#N/A | #N/A
#N/A | #N/A
#N/A | #N/A
#N/A | #N/A
#N/A | #N/A
#N/A | #N/A
#N/A | #N/A
#N/A | #N/A
#N/A | #N/A
#N/A | #N/A
#N/A | #N/A
#N/A | #N/A
#N/A | #N/A
#N/A | #N/A
#N/A | #N/A
#N/A | #N/A
#N/A | #N/A
#N/A | #N/A
#N/A | #N/A
#N/A | #N/A
#N/A | #N/A
#N/A | #N/A
#N/A | #N/A
#N/A | #N/A
#N/A | #N/A
#N/A | #N/A
#N/A | #N/A
#N/A | #N/A
#N/A | #N/A
#N/A | #N/A
#N/A | #N/A
#N/A | #N/A
#N/A | #N/A
#N/A | #N/A
#N/A | #N/A
#N/A | #N/A
#N/A | #N/A
#N/A | #N/A
#N/A | #N/A
#N/A | #N/A
#N/A | #N/A
#N/A | #N/A
#N/A | #N/A
#N/A | #N/A
#N/A | #N/A
#N/A | #N/A
#N/A | #N/A
#N/A | #N/A
#N/A | #N/A
#N/A | #N/A
#N/A | #N/A
#N/A | #N/A
#N/A | #N/A
#N/A | #N/A
#N/A | #N/A
#N/A | #N/A
#N/A | #N/A
#N/A | #N/A
#N/A | #N/A
#N/A | #N/A
#N/A | #N/A
#N/A | #N/A
#N/A | #N/A
#N/A | #N/A
#N/A | #N/A
#N/A | #N/A
#N/A | #N/A
#N/A | #N/A
#N/A | #N/A
#N/A | #N/A
#N/A | #N/A
#N/A | #N/A
#N/A | #N/A
#N/A | #N/A
#N/A | #N/A
#N/A | #N/A
#N/A | #N/A
#N/A | #N/A
#N/A | #N/A
#N/A | #N/A
#N/A | #N/A
#N/A | #N/A
#N/A | #N/A
#N/A | #N/A
#N/A | #N/A
#N/A | #N/A
#N/A | #N/A
#N/A | #N/A
#N/A | #N/A
#N/A | #N/A
#N/A | #N/A
#N/A | #N/A
#N/A | #N/A
#N/A | #N/A
#N/A | #N/A
#N/A | #N/A
#N/A | #N/A
#N/A | #N/A
#N/A | #N/A
#N/A | #N/A
#N/A | #N/A
#N/A | #N/A
#N/A | #N/A
#N/A | #N/A
#N/A | #N/A
#N/A | #N/A
#N/A | #N/A
#N/A | #N/A
#N/A | #N/A
#N/A | #N/A
#N/A | #N/A
#N/A | #N/A
#N/A | #N/A
#N/A | #N/A
#N/A | #N/A
#N/A | #N/A
#N/A | #N/A
#N/A | #N/A
#N/A | #N/A
#N/A | #N/A
#N/A | #N/A
#N/A | #N/A
#N/A | #N/A
#N/A | #N/A
#N/A | #N/A
#N/A | #N/A
#N/A | #N/A
#N/A | #N/A
#N/A | #N/A
#N/A | #N/A
#N/A | #N/A
#N/A | #N/A
#N/A | #N/A
#N/A | #N/A
#N/A | #N/A
#N/A | #N/A
#N/A | #N/A
#N/A | #N/A
#N/A | #N/A
#N/A | #N/A
#N/A | #N/A
#N/A | #N/A
#N/A | #N/A
#N/A | #N/A
#N/A | #N/A
#N/A | #N/A
#N/A | #N/A
#N/A | #N/A
#N/A | #N/A
#N/A | #N/A
#N/A | #N/A
#N/A | #N/A
#N/A | #N/A
#N/A | #N/A
#N/A | #N/A
#N/A | #N/A
#N/A | #N/A
#N/A | #N/A
#N/A | #N/A
#N/A | #N/A
#N/A | #N/A
#N/A | #N/A
#N/A | #N/A
#N/A | #N/A
#N/A | #N/A
#N/A | #N/A
#N/A | #N/A
#N/A | #N/A
#N/A | #N/A
#N/A | #N/A
#N/A | #N/A
#N/A | #N/A
#N/A | #N/A
#N/A | #N/A
#N/A | #N/A
#N/A | #N/A
#N/A | #N/A
#N/A | #N/A
#N/A | #N/A
#N/A | #N/A
#N/A | #N/A
#N/A | #N/A
#N/A | #N/A
#N/A | #N/A
#N/A | #N/A
#N/A | #N/A
#N/A | #N/A
#N/A | #N/A
#N/A | #N/A
#N/A | #N/A
#N/A | #N/A
#N/A | #N/A
#N/A | #N/A
#N/A | #N/A
#N/A | #N/A
#N/A | #N/A
#N/A | #N/A
#N/A | #N/A
#N/A | #N/A
#N/A | #N/A
#N/A | #N/A
#N/A | #N/A
#N/A | #N/A
#N/A | #N/A
#N/A | #N/A
#N/A | #N/A
#N/A | #N/A
#N/A | #N/A
#N/A | #N/A
#N/A | #N/A
#N/A | #N/A
#N/A | #N/A
#N/A | #N/A
#N/A | #N/A
#N/A | #N/A
#N/A | #N/A
#N/A | #N/A
#N/A | #N/A
#N/A | #N/A
#N/A | #N/A
#N/A | #N/A
#N/A | #N/A
#N/A | #N/A
#N/A | #N/A
#N/A | #N/A
#N/A | #N/A
#N/A | #N/A
#N/A | #N/A
#N/A | #N/A
#N/A | #N/A
#N/A | #N/A
#N/A | #N/A
#N/A | #N/A
#N/A | #N/A
#N/A | #N/A
#N/A | #N/A
#N/A | #N/A
#N/A | #N/A
#N/A | #N/A
#N/A | #N/A
#N/A | #N/A
#N/A | #N/A
#N/A | #N/A
#N/A | #N/A
#N/A | #N/A
#N/A | #N/A
#N/A | #N/A
#N/A | #N/A
#N/A | #N/A
#N/A | #N/A
#N/A | #N/A
#N/A | #N/A
#N/A | #N/A
#N/A | #N/A
#N/A | #N/A
#N/A | #N/A
#N/A | #N/A
#N/A | #N/A
#N/A | #N/A
#N/A | #N/A
#N/A | #N/A
#N/A | #N/A
#N/A | #N/A
#N/A | #N/A
#N/A | #N/A
#N/A | #N/A
#N/A | #N/A
#N/A | #N/A
#N/A | #N/A
#N/A | #N/A
#N/A | #N/A
#N/A | #N/A
#N/A | #N/A
#N/A | #N/A
#N/A | #N/A
#N/A | #N/A
#N/A | #N/A
#N/A | #N/A
#N/A | #N/A
#N/A | #N/A
#N/A | #N/A
#N/A | #N/A
#N/A | #N/A
#N/A | #N/A
#N/A | #N/A
#N/A | #N/A
#N/A | #N/A
#N/A | #N/A
#N/A | #N/A
#N/A | #N/A
#N/A | #N/A
#N/A | #N/A
#N/A | #N/A
#N/A | #N/A
#N/A | #N/A
#N/A | #N/A
#N/A | #N/A
#N/A | #N/A
#N/A | #N/A
#N/A | #N/A
#N/A | #N/A
#N/A | #N/A
#N/A | #N/A
#N/A | #N/A
#N/A | #N/A
#N/A | #N/A
#N/A | #N/A
#N/A | #N/A
#N/A | #N/A
#N/A | #N/A
#N/A | #N/A
#N/A | #N/A
#N/A | #N/A
#N/A | #N/A
#N/A | #N/A
#N/A | #N/A
#N/A | #N/A
#N/A | #N/A
#N/A | #N/A
#N/A | #N/A
#N/A | #N/A
#N/A | #N/A
#N/A | #N/A
#N/A | #N/A
#N/A | #N/A
#N/A | #N/A
#N/A | #N/A
#N/A | #N/A
#N/A | #N/A
#N/A | #N/A
#N/A | #N/A
#N/A | #N/A
#N/A | #N/A
#N/A | #N/A
#N/A | #N/A
#N/A | #N/A
#N/A | #N/A
#N/A | #N/A
#N/A | #N/A
#N/A | #N/A
#N/A | #N/A
#N/A | #N/A
#N/A | #N/A
#N/A | #N/A
#N/A | #N/A
#N/A | #N/A
#N/A | #N/A
#N/A | #N/A
#N/A | #N/A
#N/A | #N/A
#N/A | #N/A
#N/A | #N/A
#N/A | #N/A
#N/A | #N/A
#N/A | #N/A
#N/A | #N/A
#N/A | #N/A
#N/A | #N/A
#N/A | #N/A
#N/A | #N/A
#N/A | #N/A
#N/A | #N/A
#N/A | #N/A
#N/A | #N/A
#N/A | #N/A
#N/A | #N/A
#N/A | #N/A
#N/A | #N/A
#N/A | #N/A
#N/A | #N/A
#N/A | #N/A
#N/A | #N/A
#N/A | #N/A
#N/A | #N/A
#N/A | #N/A
#N/A | #N/A
#N/A | #N/A
#N/A | #N/A
#N/A | #N/A
#N/A | #N/A
#N/A | #N/A
#N/A | #N/A
#N/A | #N/A
#N/A | #N/A
#N/A | #N/A
#N/A | #N/A
#N/A | #N/A
#N/A | #N/A
#N/A | #N/A
#N/A | #N/A
#N/A | #N/A
#N/A | #N/A
#N/A | #N/A
#N/A | #N/A
#N/A | #N/A
#N/A | #N/A
#N/A | #N/A
#N/A | #N/A
#N/A | #N/A
#N/A | #N/A
#N/A | #N/A
#N/A | #N/A
#N/A | #N/A
#N/A | #N/A
#N/A | #N/A
#N/A | #N/A
#N/A | #N/A
#N/A | #N/A
#N/A | #N/A
#N/A | #N/A
#N/A | #N/A
#N/A | #N/A
#N/A | #N/A
#N/A | #N/A
#N/A | #N/A
#N/A | #N/A
#N/A | #N/A
#N/A | #N/A
#N/A | #N/A
#N/A | #N/A
#N/A | #N/A
#N/A | #N/A
#N/A | #N/A
#N/A | #N/A
#N/A | #N/A
#N/A | #N/A
#N/A | #N/A
#N/A | #N/A
#N/A | #N/A
#N/A | #N/A
#N/A | #N/A
#N/A | #N/A
#N/A | #N/A
#N/A | #N/A
#N/A | #N/A
#N/A | #N/A
#N/A | #N/A
#N/A | #N/A
#N/A | #N/A
#N/A | #N/A
#N/A | #N/A
#N/A | #N/A
#N/A | #N/A
#N/A | #N/A
#N/A | #N/A
#N/A | #N/A
#N/A | #N/A
#N/A | #N/A
#N/A | #N/A
#N/A | #N/A
#N/A | #N/A
#N/A | #N/A
#N/A | #N/A
#N/A | #N/A
#N/A | #N/A
#N/A | #N/A
#N/A | #N/A
#N/A | #N/A
#N/A | #N/A
#N/A | #N/A
#N/A | #N/A
#N/A | #N/A
#N/A | #N/A
#N/A | #N/A
#N/A | #N/A
#N/A | #N/A
#N/A | #N/A
#N/A | #N/A
#N/A | #N/A
#N/A | #N/A
#N/A | #N/A
#N/A | #N/A
#N/A | #N/A
#N/A | #N/A
#N/A | #N/A
#N/A | #N/A
#N/A | #N/A
#N/A | #N/A
#N/A | #N/A
#N/A | #N/A
#N/A | #N/A
#N/A | #N/A
#N/A | #N/A
#N/A | #N/A
#N/A | #N/A
#N/A | #N/A
#N/A | #N/A
#N/A | #N/A
#N/A | #N/A
#N/A | #N/A
#N/A | #N/A
#N/A | #N/A
#N/A | #N/A
#N/A | #N/A
#N/A | #N/A
#N/A | #N/A
#N/A | #N/A
#N/A | #N/A
#N/A | #N/A
#N/A | #N/A
#N/A | #N/A
#N/A | #N/A
#N/A | #N/A
#N/A | #N/A
#N/A | #N/A
#N/A | #N/A
#N/A | #N/A
#N/A | #N/A
#N/A | #N/A
#N/A | #N/A
#N/A | #N/A
#N/A | #N/A
#N/A | #N/A
#N/A | #N/A
#N/A | #N/A
#N/A | #N/A
#N/A | #N/A
#N/A | #N/A
#N/A | #N/A
#N/A | #N/A
#N/A | #N/A
#N/A | #N/A
#N/A | #N/A
#N/A | #N/A
#N/A | #N/A
#N/A | #N/A
#N/A | #N/A
#N/A | #N/A
#N/A | #N/A
#N/A | #N/A
#N/A | #N/A
#N/A | #N/A
#N/A | #N/A
#N/A | #N/A
#N/A | #N/A
#N/A | #N/A
#N/A | #N/A
#N/A | #N/A
#N/A | #N/A
#N/A | #N/A
#N/A | #N/A
#N/A | #N/A
#N/A | #N/A
#N/A | #N/A
#N/A | #N/A
#N/A | #N/A
#N/A | #N/A
#N/A | #N/A
#N/A | #N/A
#N/A | #N/A
#N/A | #N/A
#N/A | #N/A
#N/A | #N/A
#N/A | #N/A
#N/A | #N/A
#N/A | #N/A
#N/A | #N/A
#N/A | #N/A
#N/A | #N/A
#N/A | #N/A
#N/A | #N/A
#N/A | #N/A
#N/A | #N/A
#N/A | #N/A
#N/A | #N/A
#N/A | #N/A
#N/A | #N/A
#N/A | #N/A
#N/A | #N/A
#N/A | #N/A
#N/A | #N/A
#N/A | #N/A
#N/A | #N/A
#N/A | #N/A
#N/A | #N/A
#N/A | #N/A
#N/A | #N/A
#N/A | #N/A
#N/A | #N/A
#N/A | #N/A
#N/A | #N/A
#N/A | #N/A
#N/A | #N/A
#N/A | #N/A
#N/A | #N/A
#N/A | #N/A
#N/A | #N/A
#N/A | #N/A
#N/A | #N/A
#N/A | #N/A
#N/A | #N/A
#N/A | #N/A
#N/A | #N/A
#N/A | #N/A
#N/A | #N/A
#N/A | #N/A
#N/A | #N/A
#N/A | #N/A
#N/A | #N/A
#N/A | #N/A
#N/A | #N/A
#N/A | #N/A
#N/A | #N/A
#N/A | #N/A
#N/A | #N/A
#N/A | #N/A
#N/A | #N/A
#N/A | #N/A
#N/A | #N/A
#N/A | #N/A
#N/A | #N/A
#N/A | #N/A
#N/A | #N/A
#N/A | #N/A
#N/A | #N/A
#N/A | #N/A
#N/A | #N/A
#N/A | #N/A
#N/A | #N/A
#N/A | #N/A
#N/A | #N/A
#N/A | #N/A
#N/A | #N/A
#N/A | #N/A
#N/A | #N/A
#N/A | #N/A
#N/A | #N/A
#N/A | #N/A
#N/A | #N/A
#N/A | #N/A
#N/A | #N/A
#N/A | #N/A
#N/A | #N/A
#N/A | #N/A
#N/A | #N/A
#N/A | #N/A
#N/A | #N/A
#N/A | #N/A
#N/A | #N/A
#N/A | #N/A
#N/A | #N/A
#N/A | #N/A
#N/A | #N/A
#N/A | #N/A
#N/A | #N/A
#N/A | #N/A
#N/A | #N/A
#N/A | #N/A
#N/A | #N/A
#N/A | #N/A
#N/A | #N/A
#N/A | #N/A
#N/A | #N/A
#N/A | #N/A
#N/A | #N/A
#N/A | #N/A
#N/A | #N/A
#N/A | #N/A
#N/A | #N/A
#N/A | #N/A
#N/A | #N/A
#N/A | #N/A
#N/A | #N/A
#N/A | #N/A
#N/A | #N/A
#N/A | #N/A
#N/A | #N/A
#N/A | #N/A
#N/A | #N/A
#N/A | #N/A
#N/A | #N/A
#N/A | #N/A
#N/A | #N/A
#N/A | #N/A
#N/A | #N/A
#N/A | #N/A
#N/A | #N/A
#N/A | #N/A
#N/A | #N/A
#N/A | #N/A
#N/A | #N/A
#N/A | #N/A
#N/A | #N/A
#N/A | #N/A
#N/A | #N/A
#N/A | #N/A
#N/A | #N/A
#N/A | #N/A
#N/A | #N/A
#N/A | #N/A
#N/A | #N/A
#N/A | #N/A
#N/A | #N/A
#N/A | #N/A
#N/A | #N/A
#N/A | #N/A
#N/A | #N/A
#N/A | #N/A
#N/A | #N/A
#N/A | #N/A
#N/A | #N/A
#N/A | #N/A
#N/A | #N/A
#N/A | #N/A
#N/A | #N/A
#N/A | #N/A
#N/A | #N/A
#N/A | #N/A
#N/A | #N/A
#N/A | #N/A
#N/A | #N/A
#N/A | #N/A
#N/A | #N/A
#N/A | #N/A
#N/A | #N/A
#N/A | #N/A
#N/A | #N/A
#N/A | #N/A
#N/A | #N/A
#N/A | #N/A
#N/A | #N/A
#N/A | #N/A
#N/A | #N/A
#N/A | #N/A
#N/A | #N/A
#N/A | #N/A
#N/A | #N/A
#N/A | #N/A
#N/A | #N/A
#N/A | #N/A
#N/A | #N/A
#N/A | #N/A
#N/A | #N/A
#N/A | #N/A
#N/A | #N/A
#N/A | #N/A
#N/A | #N/A
#N/A | #N/A
#N/A | #N/A
#N/A | #N/A
#N/A | #N/A
#N/A | #N/A
#N/A | #N/A
#N/A | #N/A
#N/A | #N/A
#N/A | #N/A
#N/A | #N/A
#N/A | #N/A
#N/A | #N/A
#N/A | #N/A
#N/A | #N/A
#N/A | #N/A
#N/A | #N/A
#N/A | #N/A
#N/A | #N/A
#N/A | #N/A
#N/A | #N/A
#N/A | #N/A
#N/A | #N/A
#N/A | #N/A
#N/A | #N/A
#N/A | #N/A
#N/A | #N/A
#N/A | #N/A
#N/A | #N/A
#N/A | #N/A
#N/A | #N/A
#N/A | #N/A
#N/A | #N/A
#N/A | #N/A
#N/A | #N/A
#N/A | #N/A
#N/A | #N/A
#N/A | #N/A
#N/A | #N/A
#N/A | #N/A
#N/A | #N/A
#N/A | #N/A
#N/A | #N/A
#N/A | #N/A
#N/A | #N/A
#N/A | #N/A
#N/A | #N/A
#N/A | #N/A
#N/A | #N/A
#N/A | #N/A
#N/A | #N/A
#N/A | #N/A
#N/A | #N/A
#N/A | #N/A
#N/A | #N/A
#N/A | #N/A
#N/A | #N/A
#N/A | #N/A
#N/A | #N/A
#N/A | #N/A
#N/A | #N/A
#N/A | #N/A
#N/A | #N/A
#N/A | #N/A
#N/A | #N/A
#N/A | #N/A
#N/A | #N/A
#N/A | #N/A
#N/A | #N/A
#N/A | #N/A
#N/A | #N/A
#N/A | #N/A
#N/A | #N/A
#N/A | #N/A
#N/A | #N/A
#N/A | #N/A
#N/A | #N/A
#N/A | #N/A
#N/A | #N/A
#N/A | #N/A
#N/A | #N/A
#N/A | #N/A
#N/A | #N/A
#N/A | #N/A
#N/A | #N/A
#N/A | #N/A
#N/A | #N/A
#N/A | #N/A
#N/A | #N/A
#N/A | #N/A
#N/A | #N/A
#N/A | #N/A
#N/A | #N/A
#N/A | #N/A
#N/A | #N/A
#N/A | #N/A
#N/A | #N/A
#N/A | #N/A
#N/A | #N/A
#N/A | #N/A
#N/A | #N/A
#N/A | #N/A
#N/A | #N/A
#N/A | #N/A
#N/A | #N/A
#N/A | #N/A
#N/A | #N/A
#N/A | #N/A
#N/A | #N/A
#N/A | #N/A
#N/A | #N/A
#N/A | #N/A
#N/A | #N/A
#N/A | #N/A
#N/A | #N/A
#N/A | #N/A
#N/A | #N/A
#N/A | #N/A
#N/A | #N/A
#N/A | #N/A
#N/A | #N/A
#N/A | #N/A
#N/A | #N/A
#N/A | #N/A
#N/A | #N/A
#N/A | #N/A
#N/A | #N/A
#N/A | #N/A
#N/A | #N/A
#N/A | #N/A
#N/A | #N/A
#N/A | #N/A
#N/A | #N/A
#N/A | #N/A
#N/A | #N/A
#N/A | #N/A
#N/A | #N/A
#N/A | #N/A
#N/A | #N/A
#N/A | #N/A
#N/A | #N/A
#N/A | #N/A
#N/A | #N/A
#N/A | #N/A
#N/A | #N/A
#N/A | #N/A
#N/A | #N/A
#N/A | #N/A
#N/A | #N/A
#N/A | #N/A
#N/A | #N/A
#N/A | #N/A
#N/A | #N/A
#N/A | #N/A
#N/A | #N/A
#N/A | #N/A
#N/A | #N/A
#N/A | #N/A
#N/A | #N/A
#N/A | #N/A
#N/A | #N/A
#N/A | #N/A
#N/A | #N/A
#N/A | #N/A
#N/A | #N/A
#N/A | #N/A
#N/A | #N/A
#N/A | #N/A
#N/A | #N/A
#N/A | #N/A
#N/A | #N/A
#N/A | #N/A
#N/A | #N/A
#N/A | #N/A
#N/A | #N/A
#N/A | #N/A
#N/A | #N/A
#N/A | #N/A
#N/A | #N/A
#N/A | #N/A
#N/A | #N/A
#N/A | #N/A
#N/A | #N/A
#N/A | #N/A
#N/A | #N/A
#N/A | #N/A
#N/A | #N/A
#N/A | #N/A
#N/A | #N/A
#N/A | #N/A
#N/A | #N/A
#N/A | #N/A
#N/A | #N/A
#N/A | #N/A
#N/A | #N/A
#N/A | #N/A
#N/A | #N/A
#N/A | #N/A
#N/A | #N/A
#N/A | #N/A
#N/A | #N/A
#N/A | #N/A
#N/A | #N/A
#N/A | #N/A
#N/A | #N/A
#N/A | #N/A
#N/A | #N/A
#N/A | #N/A
#N/A | #N/A
#N/A | #N/A
#N/A | #N/A
#N/A | #N/A
#N/A | #N/A
#N/A | #N/A
#N/A | #N/A
#N/A | #N/A
#N/A | #N/A
#N/A | #N/A
#N/A | #N/A
#N/A | #N/A
#N/A | #N/A
#N/A | #N/A
#N/A | #N/A
#N/A | #N/A
#N/A | #N/A
#N/A | #N/A
#N/A | #N/A
#N/A | #N/A
#N/A | #N/A
#N/A | #N/A
#N/A | #N/A
#N/A | #N/A
#N/A | #N/A
#N/A | #N/A
#N/A | #N/A
#N/A | #N/A
#N/A | #N/A
#N/A | #N/A
#N/A | #N/A
#N/A | #N/A
#N/A | #N/A
#N/A | #N/A
#N/A | #N/A
#N/A | #N/A
#N/A | #N/A
#N/A | #N/A
#N/A | #N/A
#N/A | #N/A
#N/A | #N/A
#N/A | #N/A
#N/A | #N/A
#N/A | #N/A
#N/A | #N/A
#N/A | #N/A
#N/A | #N/A
#N/A | #N/A
#N/A | #N/A
#N/A | #N/A
#N/A | #N/A
#N/A | #N/A
#N/A | #N/A
#N/A | #N/A
#N/A | #N/A
#N/A | #N/A
#N/A | #N/A
#N/A | #N/A
#N/A | #N/A
#N/A | #N/A
#N/A | #N/A
#N/A | #N/A
#N/A | #N/A
#N/A | #N/A
#N/A | #N/A
#N/A | #N/A
#N/A | #N/A
#N/A | #N/A
#N/A | #N/A
#N/A | #N/A
#N/A | #N/A
#N/A | #N/A
#N/A | #N/A
#N/A | #N/A
#N/A | #N/A
#N/A | #N/A
#N/A | #N/A
#N/A | #N/A
#N/A | #N/A
#N/A | #N/A
#N/A | #N/A
#N/A | #N/A
#N/A | #N/A
#N/A | #N/A
#N/A | #N/A
#N/A | #N/A
#N/A | #N/A
#N/A | #N/A
#N/A | #N/A
#N/A | #N/A
#N/A | #N/A
#N/A | #N/A
#N/A | #N/A
#N/A | #N/A
#N/A | #N/A
#N/A | #N/A
#N/A | #N/A
#N/A | #N/A
#N/A | #N/A
#N/A | #N/A
#N/A | #N/A
#N/A | #N/A
#N/A | #N/A
#N/A | #N/A
#N/A | #N/A
#N/A | #N/A
#N/A | #N/A
#N/A | #N/A
#N/A | #N/A
#N/A | #N/A
#N/A | #N/A
#N/A | #N/A
#N/A | #N/A
#N/A | #N/A
#N/A | #N/A
#N/A | #N/A
#N/A | #N/A
#N/A | #N/A
#N/A | #N/A
#N/A | #N/A
#N/A | #N/A
#N/A | #N/A
#N/A | #N/A
#N/A | #N/A
#N/A | #N/A
#N/A | #N/A
#N/A | #N/A
#N/A | #N/A
#N/A | #N/A
#N/A | #N/A
#N/A | #N/A
#N/A | #N/A
#N/A | #N/A
#N/A | #N/A
#N/A | #N/A
#N/A | #N/A
#N/A | #N/A
#N/A | #N/A
#N/A | #N/A
#N/A | #N/A
#N/A | #N/A
#N/A | #N/A
#N/A | #N/A
#N/A | #N/A
#N/A | #N/A
#N/A | #N/A
#N/A | #N/A
#N/A | #N/A
#N/A | #N/A
#N/A | #N/A
#N/A | #N/A
#N/A | #N/A
#N/A | #N/A
#N/A | #N/A
#N/A | #N/A
#N/A | #N/A
#N/A | #N/A
#N/A | #N/A
#N/A | #N/A
#N/A | #N/A
#N/A | #N/A
#N/A | #N/A
#N/A | #N/A
#N/A | #N/A
#N/A | #N/A
#N/A | #N/A
#N/A | #N/A
#N/A | #N/A
#N/A | #N/A
#N/A | #N/A
#N/A | #N/A
#N/A | #N/A
#N/A | #N/A
#N/A | #N/A
#N/A | #N/A
#N/A | #N/A
#N/A | #N/A
#N/A | #N/A
#N/A | #N/A
#N/A | #N/A
#N/A | #N/A
#N/A | #N/A
#N/A | #N/A
#N/A | #N/A
#N/A | #N/A
#N/A | #N/A
#N/A | #N/A
#N/A | #N/A
#N/A | #N/A
#N/A | #N/A
#N/A | #N/A
#N/A | #N/A
#N/A | #N/A
#N/A | #N/A
#N/A | #N/A
#N/A | #N/A
#N/A | #N/A
#N/A | #N/A
#N/A | #N/A
#N/A | #N/A
#N/A | #N/A
#N/A | #N/A
#N/A | #N/A
#N/A | #N/A
#N/A | #N/A
#N/A | #N/A
#N/A | #N/A
#N/A | #N/A
#N/A | #N/A
#N/A | #N/A
#N/A | #N/A
#N/A | #N/A
#N/A | #N/A
#N/A | #N/A
#N/A | #N/A
#N/A | #N/A
#N/A | #N/A
#N/A | #N/A
#N/A | #N/A
#N/A | #N/A
#N/A | #N/A
#N/A | #N/A
#N/A | #N/A
#N/A | #N/A
#N/A | #N/A
#N/A | #N/A
#N/A | #N/A
#N/A | #N/A
#N/A | #N/A
#N/A | #N/A
#N/A | #N/A
#N/A | #N/A
#N/A | #N/A
#N/A | #N/A
#N/A | #N/A
#N/A | #N/A
#N/A | #N/A
#N/A | #N/A
#N/A | #N/A
#N/A | #N/A
#N/A | #N/A
#N/A | #N/A
#N/A | #N/A
#N/A | #N/A
#N/A | #N/A
#N/A | #N/A
#N/A | #N/A
#N/A | #N/A
#N/A | #N/A
#N/A | #N/A
#N/A | #N/A
#N/A | #N/A
#N/A | #N/A
#N/A | #N/A
#N/A | #N/A
#N/A | #N/A
#N/A | #N/A
#N/A | #N/A
#N/A | #N/A
#N/A | #N/A
#N/A | #N/A
#N/A | #N/A
#N/A | #N/A
#N/A | #N/A
#N/A | #N/A
#N/A | #N/A
#N/A | #N/A
#N/A | #N/A
#N/A | #N/A
#N/A | #N/A
#N/A | #N/A
#N/A | #N/A
#N/A | #N/A
#N/A | #N/A
#N/A | #N/A
#N/A | #N/A
#N/A | #N/A
#N/A | #N/A
#N/A | #N/A
#N/A | #N/A
#N/A | #N/A
#N/A | #N/A
#N/A | #N/A
#N/A | #N/A
#N/A | #N/A
#N/A | #N/A
#N/A | #N/A
#N/A | #N/A
#N/A | #N/A
#N/A | #N/A
#N/A | #N/A
#N/A | #N/A
#N/A | #N/A
#N/A | #N/A
#N/A | #N/A
#N/A | #N/A
#N/A | #N/A
#N/A | #N/A
#N/A | #N/A
#N/A | #N/A
#N/A | #N/A
#N/A | #N/A
#N/A | #N/A
#N/A | #N/A
#N/A | #N/A
#N/A | #N/A
#N/A | #N/A
#N/A | #N/A
#N/A | #N/A
#N/A | #N/A
#N/A | #N/A
#N/A | #N/A
#N/A | #N/A
#N/A | #N/A
#N/A | #N/A
#N/A | #N/A
#N/A | #N/A
#N/A | #N/A
#N/A | #N/A
#N/A | #N/A
#N/A | #N/A
#N/A | #N/A
#N/A | #N/A
#N/A | #N/A
#N/A | #N/A
#N/A | #N/A
#N/A | #N/A
#N/A | #N/A
#N/A | #N/A
#N/A | #N/A
#N/A | #N/A
#N/A | #N/A
#N/A | #N/A
#N/A | #N/A
#N/A | #N/A
#N/A | #N/A
#N/A | #N/A
#N/A | #N/A
#N/A | #N/A
#N/A | #N/A
#N/A | #N/A
#N/A | #N/A
#N/A | #N/A
#N/A | #N/A
#N/A | #N/A
#N/A | #N/A
#N/A | #N/A
#N/A | #N/A
#N/A | #N/A
#N/A | #N/A
#N/A | #N/A
#N/A | #N/A
#N/A | #N/A
#N/A | #N/A
#N/A | #N/A
#N/A | #N/A
#N/A | #N/A
#N/A | #N/A
#N/A | #N/A
#N/A | #N/A
#N/A | #N/A
#N/A | #N/A
#N/A | #N/A
#N/A | #N/A
#N/A | #N/A
#N/A | #N/A
#N/A | #N/A
#N/A | #N/A
#N/A | #N/A
#N/A | #N/A
#N/A | #N/A
#N/A | #N/A
#N/A | #N/A
#N/A | #N/A
#N/A | #N/A
#N/A | #N/A
#N/A | #N/A
#N/A | #N/A
#N/A | #N/A
#N/A | #N/A
#N/A | #N/A
#N/A | #N/A
#N/A | #N/A
#N/A | #N/A
#N/A | #N/A
#N/A | #N/A
#N/A | #N/A
#N/A | #N/A
#N/A | #N/A
#N/A | #N/A
#N/A | #N/A
#N/A | #N/A
#N/A | #N/A
#N/A | #N/A
#N/A | #N/A
#N/A | #N/A
#N/A | #N/A
#N/A | #N/A
#N/A | #N/A
#N/A | #N/A
#N/A | #N/A
#N/A | #N/A
#N/A | #N/A
#N/A | #N/A
#N/A | #N/A
#N/A | #N/A
#N/A | #N/A
#N/A | #N/A
#N/A | #N/A
#N/A | #N/A
#N/A | #N/A
#N/A | #N/A
#N/A | #N/A
#N/A | #N/A
#N/A | #N/A
#N/A | #N/A
#N/A | #N/A
#N/A | #N/A
#N/A | #N/A
#N/A | #N/A
#N/A | #N/A
#N/A | #N/A
#N/A | #N/A
#N/A | #N/A
#N/A | #N/A
#N/A | #N/A
#N/A | #N/A
#N/A | #N/A
#N/A | #N/A
#N/A | #N/A
#N/A | #N/A
#N/A | #N/A
#N/A | #N/A
#N/A | #N/A
#N/A | #N/A
#N/A | #N/A
#N/A | #N/A
#N/A | #N/A
#N/A | #N/A
#N/A | #N/A
#N/A | #N/A
#N/A | #N/A
#N/A | #N/A
#N/A | #N/A
#N/A | #N/A
#N/A | #N/A
#N/A | #N/A
#N/A | #N/A
#N/A | #N/A
#N/A | #N/A
#N/A | #N/A
#N/A | #N/A
#N/A | #N/A
#N/A | #N/A
#N/A | #N/A
#N/A | #N/A
#N/A | #N/A
#N/A | #N/A
#N/A | #N/A
#N/A | #N/A
#N/A | #N/A
#N/A | #N/A
#N/A | #N/A
#N/A | #N/A
#N/A | #N/A
#N/A | #N/A
#N/A | #N/A
#N/A | #N/A
#N/A | #N/A
#N/A | #N/A
#N/A | #N/A
#N/A | #N/A
#N/A | #N/A
#N/A | #N/A
#N/A | #N/A
#N/A | #N/A
#N/A | #N/A
#N/A | #N/A
#N/A | #N/A
#N/A | #N/A
#N/A | #N/A
#N/A | #N/A
#N/A | #N/A
#N/A | #N/A
#N/A | #N/A
#N/A | #N/A
#N/A | #N/A
#N/A | #N/A
#N/A | #N/A
#N/A | #N/A
#N/A | #N/A
#N/A | #N/A
#N/A | #N/A
#N/A | #N/A
#N/A | #N/A
#N/A | #N/A
#N/A | #N/A
#N/A | #N/A
#N/A | #N/A
#N/A | #N/A
#N/A | #N/A
#N/A | #N/A
#N/A | #N/A
#N/A | #N/A
#N/A | #N/A
#N/A | #N/A
#N/A | #N/A
#N/A | #N/A
#N/A | #N/A
#N/A | #N/A
#N/A | #N/A
#N/A | #N/A
#N/A | #N/A
#N/A | #N/A
#N/A | #N/A
#N/A | #N/A
#N/A | #N/A
#N/A | #N/A
#N/A | #N/A
#N/A | #N/A
#N/A | #N/A
#N/A | #N/A
#N/A | #N/A
#N/A | #N/A
#N/A | #N/A
#N/A | #N/A
#N/A | #N/A
#N/A | #N/A
#N/A | #N/A
#N/A | #N/A
#N/A | #N/A
#N/A | #N/A
#N/A | #N/A
#N/A | #N/A
#N/A | #N/A
#N/A | #N/A
#N/A | #N/A
#N/A | #N/A
#N/A | #N/A
#N/A | #N/A
#N/A | #N/A
#N/A | #N/A
#N/A | #N/A
#N/A | #N/A
#N/A | #N/A
#N/A | #N/A
#N/A | #N/A
#N/A | #N/A
#N/A | #N/A
#N/A | #N/A
#N/A | #N/A
#N/A | #N/A
#N/A | #N/A
#N/A | #N/A
#N/A | #N/A
#N/A | #N/A
#N/A | #N/A
#N/A | #N/A
#N/A | #N/A
#N/A | #N/A
#N/A | #N/A
#N/A | #N/A
#N/A | #N/A
#N/A | #N/A
#N/A | #N/A
#N/A | #N/A
#N/A | #N/A
#N/A | #N/A
#N/A | #N/A
#N/A | #N/A
#N/A | #N/A
#N/A | #N/A
#N/A | #N/A
#N/A | #N/A
#N/A | #N/A
#N/A | #N/A
#N/A | #N/A
#N/A | #N/A
#N/A | #N/A
#N/A | #N/A
#N/A | #N/A
#N/A | #N/A
#N/A | #N/A
#N/A | #N/A
#N/A | #N/A
#N/A | #N/A
#N/A | #N/A
#N/A | #N/A
#N/A | #N/A
#N/A | #N/A
#N/A | #N/A
#N/A | #N/A
#N/A | #N/A
#N/A | #N/A
#N/A | #N/A
#N/A | #N/A
#N/A | #N/A
#N/A | #N/A
#N/A | #N/A
#N/A | #N/A
#N/A | #N/A
#N/A | #N/A
#N/A | #N/A
#N/A | #N/A
#N/A | #N/A
#N/A | #N/A
#N/A | #N/A
#N/A | #N/A
#N/A | #N/A
#N/A | #N/A
#N/A | #N/A
#N/A | #N/A
#N/A | #N/A
#N/A | #N/A
#N/A | #N/A
#N/A | #N/A
#N/A | #N/A
#N/A | #N/A
#N/A | #N/A
#N/A | #N/A
#N/A | #N/A
#N/A | #N/A
#N/A | #N/A
#N/A | #N/A
#N/A | #N/A
#N/A | #N/A
#N/A | #N/A
#N/A | #N/A
#N/A | #N/A
#N/A | #N/A
#N/A | #N/A
#N/A | #N/A
#N/A | #N/A
#N/A | #N/A
#N/A | #N/A
#N/A | #N/A
#N/A | #N/A
#N/A | #N/A
#N/A | #N/A
#N/A | #N/A
#N/A | #N/A
#N/A | #N/A
#N/A | #N/A
#N/A | #N/A
#N/A | #N/A
#N/A | #N/A
#N/A | #N/A
#N/A | #N/A
#N/A | #N/A
#N/A | #N/A
#N/A | #N/A
#N/A | #N/A
#N/A | #N/A
#N/A | #N/A
#N/A | #N/A
#N/A | #N/A
#N/A | #N/A
#N/A | #N/A
#N/A | #N/A
#N/A | #N/A
#N/A | #N/A
#N/A | #N/A
#N/A | #N/A
#N/A | #N/A
#N/A | #N/A
#N/A | #N/A
#N/A | #N/A
#N/A | #N/A
#N/A | #N/A
#N/A | #N/A
#N/A | #N/A
#N/A | #N/A
#N/A | #N/A
#N/A | #N/A
#N/A | #N/A
#N/A | #N/A
#N/A | #N/A
#N/A | #N/A
#N/A | #N/A
#N/A | #N/A
#N/A | #N/A
#N/A | #N/A
#N/A | #N/A
#N/A | #N/A
#N/A | #N/A
#N/A | #N/A
#N/A | #N/A
#N/A | #N/A
#N/A | #N/A
#N/A | #N/A
#N/A | #N/A
#N/A | #N/A
#N/A | #N/A
#N/A | #N/A
#N/A | #N/A
#N/A | #N/A
#N/A | #N/A
#N/A | #N/A
#N/A | #N/A
#N/A | #N/A
#N/A | #N/A
#N/A | #N/A
#N/A | #N/A
#N/A | #N/A
#N/A | #N/A
#N/A | #N/A
#N/A | #N/A
#N/A | #N/A
#N/A | #N/A
#N/A | #N/A
#N/A | #N/A
#N/A | #N/A
#N/A | #N/A
#N/A | #N/A
#N/A | #N/A
#N/A | #N/A
#N/A | #N/A
#N/A | #N/A
#N/A | #N/A
#N/A | #N/A
#N/A | #N/A
#N/A | #N/A
#N/A | #N/A
#N/A | #N/A
#N/A | #N/A
#N/A | #N/A
#N/A | #N/A
#N/A | #N/A
#N/A | #N/A
#N/A | #N/A
#N/A | #N/A
#N/A | #N/A
#N/A | #N/A
#N/A | #N/A
#N/A | #N/A
#N/A | #N/A
#N/A | #N/A
#N/A | #N/A
#N/A | #N/A
#N/A | #N/A
#N/A | #N/A
#N/A | #N/A
#N/A | #N/A
#N/A | #N/A
#N/A | #N/A
#N/A | #N/A
#N/A | #N/A
#N/A | #N/A
#N/A | #N/A
#N/A | #N/A
#N/A | #N/A
#N/A | #N/A
#N/A | #N/A
#N/A | #N/A
#N/A | #N/A
#N/A | #N/A
#N/A | #N/A
#N/A | #N/A
#N/A | #N/A
#N/A | #N/A
#N/A | #N/A
#N/A | #N/A
#N/A | #N/A
#N/A | #N/A
#N/A | #N/A
#N/A | #N/A
#N/A | #N/A
#N/A | #N/A
#N/A | #N/A
#N/A | #N/A
#N/A | #N/A
#N/A | #N/A
#N/A | #N/A
#N/A | #N/A
#N/A | #N/A
#N/A | #N/A
#N/A | #N/A
#N/A | #N/A
#N/A | #N/A
#N/A | #N/A
#N/A | #N/A
#N/A | #N/A
#N/A | #N/A
#N/A | #N/A
#N/A | #N/A
#N/A | #N/A
#N/A | #N/A
#N/A | #N/A
#N/A | #N/A
#N/A | #N/A
#N/A | #N/A
#N/A | #N/A
#N/A | #N/A
#N/A | #N/A
#N/A | #N/A
#N/A | #N/A
#N/A | #N/A
#N/A | #N/A
#N/A | #N/A
#N/A | #N/A
#N/A | #N/A
#N/A | #N/A
#N/A | #N/A
#N/A | #N/A
#N/A | #N/A
#N/A | #N/A
#N/A | #N/A
#N/A | #N/A
#N/A | #N/A
#N/A | #N/A
#N/A | #N/A
#N/A | #N/A
#N/A | #N/A
#N/A | #N/A
#N/A | #N/A
#N/A | #N/A
#N/A | #N/A
#N/A | #N/A
#N/A | #N/A
#N/A | #N/A
#N/A | #N/A
#N/A | #N/A
#N/A | #N/A
#N/A | #N/A
#N/A | #N/A
#N/A | #N/A
#N/A | #N/A
#N/A | #N/A
#N/A | #N/A
#N/A | #N/A
#N/A | #N/A
#N/A | #N/A
#N/A | #N/A
#N/A | #N/A
#N/A | #N/A
#N/A | #N/A
#N/A | #N/A
#N/A | #N/A
#N/A | #N/A
#N/A | #N/A
#N/A | #N/A
#N/A | #N/A
#N/A | #N/A
#N/A | #N/A
#N/A | #N/A
#N/A | #N/A
#N/A | #N/A
#N/A | #N/A
#N/A | #N/A
#N/A | #N/A
#N/A | #N/A
#N/A | #N/A
#N/A | #N/A
#N/A | #N/A
#N/A | #N/A
#N/A | #N/A
#N/A | #N/A
#N/A | #N/A
#N/A | #N/A
#N/A | #N/A
#N/A | #N/A
#N/A | #N/A
#N/A | #N/A
#N/A | #N/A
#N/A | #N/A
#N/A | #N/A
#N/A | #N/A
#N/A | #N/A
#N/A | #N/A
#N/A | #N/A
#N/A | #N/A
#N/A | #N/A
#N/A | #N/A
#N/A | #N/A
#N/A | #N/A
#N/A | #N/A
#N/A | #N/A
#N/A | #N/A
#N/A | #N/A
#N/A | #N/A
#N/A | #N/A
#N/A | #N/A
#N/A | #N/A
#N/A | #N/A
#N/A | #N/A
#N/A | #N/A
#N/A | #N/A
#N/A | #N/A
#N/A | #N/A
#N/A | #N/A
#N/A | #N/A
#N/A | #N/A
#N/A | #N/A
#N/A | #N/A
#N/A | #N/A
#N/A | #N/A
#N/A | #N/A
#N/A | #N/A
#N/A | #N/A
#N/A | #N/A
#N/A | #N/A
#N/A | #N/A
#N/A | #N/A
#N/A | #N/A
#N/A | #N/A
#N/A | #N/A
#N/A | #N/A
#N/A | #N/A
#N/A | #N/A
#N/A | #N/A
#N/A | #N/A
#N/A | #N/A
#N/A | #N/A
#N/A | #N/A
#N/A | #N/A
#N/A | #N/A
#N/A | #N/A
#N/A | #N/A
#N/A | #N/A
#N/A | #N/A
#N/A | #N/A
#N/A | #N/A
#N/A | #N/A
#N/A | #N/A
#N/A | #N/A
#N/A | #N/A
#N/A | #N/A
#N/A | #N/A
#N/A | #N/A
#N/A | #N/A
#N/A | #N/A
#N/A | #N/A
#N/A | #N/A
#N/A | #N/A
#N/A | #N/A
#N/A | #N/A
#N/A | #N/A
#N/A | #N/A
#N/A | #N/A
#N/A | #N/A
#N/A | #N/A
#N/A | #N/A
#N/A | #N/A
#N/A | #N/A
#N/A | #N/A
#N/A | #N/A
#N/A | #N/A
#N/A | #N/A
#N/A | #N/A
#N/A | #N/A
#N/A | #N/A
#N/A | #N/A
#N/A | #N/A
#N/A | #N/A
#N/A | #N/A
#N/A | #N/A
#N/A | #N/A
#N/A | #N/A
#N/A | #N/A
#N/A | #N/A
#N/A | #N/A
#N/A | #N/A
#N/A | #N/A
#N/A | #N/A
#N/A | #N/A
#N/A | #N/A
#N/A | #N/A
#N/A | #N/A
#N/A | #N/A
#N/A | #N/A
#N/A | #N/A
#N/A | #N/A
#N/A | #N/A
#N/A | #N/A
#N/A | #N/A
#N/A | #N/A
#N/A | #N/A
#N/A | #N/A
#N/A | #N/A
#N/A | #N/A
#N/A | #N/A
#N/A | #N/A
#N/A | #N/A
#N/A | #N/A
#N/A | #N/A
#N/A | #N/A
#N/A | #N/A
#N/A | #N/A
#N/A | #N/A
#N/A | #N/A
#N/A | #N/A
#N/A | #N/A
#N/A | #N/A
#N/A | #N/A
#N/A | #N/A
#N/A | #N/A
#N/A | #N/A
#N/A | #N/A
#N/A | #N/A
#N/A | #N/A
#N/A | #N/A
#N/A | #N/A
#N/A | #N/A
#N/A | #N/A
#N/A | #N/A
#N/A | #N/A
#N/A | #N/A
#N/A | #N/A
#N/A | #N/A
#N/A | #N/A
#N/A | #N/A
#N/A | #N/A
#N/A | #N/A
#N/A | #N/A
#N/A | #N/A
#N/A | #N/A
#N/A | #N/A
#N/A | #N/A
#N/A | #N/A
#N/A | #N/A
#N/A | #N/A
#N/A | #N/A
#N/A | #N/A
#N/A | #N/A
#N/A | #N/A
#N/A | #N/A
#N/A | #N/A
#N/A | #N/A
#N/A | #N/A
#N/A | #N/A
#N/A | #N/A
#N/A | #N/A
#N/A | #N/A
#N/A | #N/A
#N/A | #N/A
#N/A | #N/A
#N/A | #N/A
#N/A | #N/A
#N/A | #N/A
#N/A | #N/A
#N/A | #N/A
#N/A | #N/A
#N/A | #N/A
#N/A | #N/A
#N/A | #N/A
#N/A | #N/A
#N/A | #N/A
#N/A | #N/A
#N/A | #N/A
#N/A | #N/A
#N/A | #N/A
#N/A | #N/A
#N/A | #N/A
#N/A | #N/A
#N/A | #N/A
#N/A | #N/A
#N/A | #N/A
#N/A | #N/A
#N/A | #N/A
#N/A | #N/A
#N/A | #N/A
#N/A | #N/A
#N/A | #N/A
#N/A | #N/A
#N/A | #N/A
#N/A | #N/A
#N/A | #N/A
#N/A | #N/A
#N/A | #N/A
#N/A | #N/A
#N/A | #N/A
#N/A | #N/A
#N/A | #N/A
#N/A | #N/A
#N/A | #N/A
#N/A | #N/A
#N/A | #N/A
#N/A | #N/A
#N/A | #N/A
#N/A | #N/A
#N/A | #N/A
#N/A | #N/A
#N/A | #N/A
#N/A | #N/A
#N/A | #N/A
#N/A | #N/A
#N/A | #N/A
#N/A | #N/A
#N/A | #N/A
#N/A | #N/A
#N/A | #N/A
#N/A | #N/A
#N/A | #N/A
#N/A | #N/A
#N/A | #N/A
#N/A | #N/A
#N/A | #N/A
#N/A | #N/A
#N/A | #N/A
#N/A | #N/A
#N/A | #N/A
#N/A | #N/A
#N/A | #N/A
#N/A | #N/A
#N/A | #N/A
#N/A | #N/A
#N/A | #N/A
#N/A | #N/A
#N/A | #N/A
#N/A | #N/A
#N/A | #N/A
#N/A | #N/A
#N/A | #N/A
#N/A | #N/A
#N/A | #N/A
#N/A | #N/A
#N/A | #N/A
#N/A | #N/A
#N/A | #N/A
#N/A | #N/A
#N/A | #N/A
#N/A | #N/A
#N/A | #N/A
#N/A | #N/A
#N/A | #N/A
#N/A | #N/A
#N/A | #N/A
#N/A | #N/A
#N/A | #N/A
#N/A | #N/A
#N/A | #N/A
#N/A | #N/A
#N/A | #N/A
#N/A | #N/A
#N/A | #N/A
#N/A | #N/A
#N/A | #N/A
#N/A | #N/A
#N/A | #N/A
#N/A | #N/A
#N/A | #N/A
#N/A | #N/A
#N/A | #N/A
#N/A | #N/A
#N/A | #N/A
#N/A | #N/A
#N/A | #N/A
#N/A | #N/A
#N/A | #N/A
#N/A | #N/A
#N/A | #N/A
#N/A | #N/A
#N/A | #N/A
#N/A | #N/A
#N/A | #N/A
#N/A | #N/A
#N/A | #N/A
#N/A | #N/A
#N/A | #N/A
#N/A | #N/A
#N/A | #N/A
#N/A | #N/A
#N/A | #N/A
#N/A | #N/A
#N/A | #N/A
#N/A | #N/A
#N/A | #N/A
#N/A | #N/A
#N/A | #N/A
#N/A | #N/A
#N/A | #N/A
#N/A | #N/A
#N/A | #N/A
#N/A | #N/A
#N/A | #N/A
#N/A | #N/A
#N/A | #N/A
#N/A | #N/A
#N/A | #N/A
#N/A | #N/A
#N/A | #N/A
#N/A | #N/A
#N/A | #N/A
#N/A | #N/A
#N/A | #N/A
#N/A | #N/A
#N/A | #N/A
#N/A | #N/A
#N/A | #N/A
#N/A | #N/A
#N/A | #N/A
#N/A | #N/A
#N/A | #N/A
#N/A | #N/A
#N/A | #N/A
#N/A | #N/A
#N/A | #N/A
#N/A | #N/A
#N/A | #N/A
#N/A | #N/A
#N/A | #N/A
#N/A | #N/A
#N/A | #N/A
#N/A | #N/A
#N/A | #N/A
#N/A | #N/A
#N/A | #N/A
#N/A | #N/A
#N/A | #N/A
#N/A | #N/A
#N/A | #N/A
#N/A | #N/A
#N/A | #N/A
#N/A | #N/A
#N/A | #N/A
#N/A | #N/A
#N/A | #N/A
#N/A | #N/A
#N/A | #N/A
#N/A | #N/A
#N/A | #N/A
#N/A | #N/A
#N/A | #N/A
#N/A | #N/A
#N/A | #N/A
#N/A | #N/A
#N/A | #N/A
#N/A | #N/A
#N/A | #N/A
#N/A | #N/A
#N/A | #N/A
#N/A | #N/A
#N/A | #N/A
#N/A | #N/A
#N/A | #N/A
#N/A | #N/A
#N/A | #N/A
#N/A | #N/A
#N/A | #N/A
#N/A | #N/A
#N/A | #N/A
#N/A | #N/A
#N/A | #N/A
#N/A | #N/A
#N/A | #N/A
#N/A | #N/A
#N/A | #N/A
#N/A | #N/A
#N/A | #N/A
#N/A | #N/A
#N/A | #N/A
#N/A | #N/A
#N/A | #N/A
#N/A | #N/A
#N/A | #N/A
#N/A | #N/A
#N/A | #N/A
#N/A | #N/A
#N/A | #N/A
#N/A | #N/A
#N/A | #N/A
#N/A | #N/A
#N/A | #N/A
#N/A | #N/A
#N/A | #N/A
#N/A | #N/A
#N/A | #N/A
#N/A | #N/A
#N/A | #N/A
#N/A | #N/A
#N/A | #N/A
#N/A | #N/A
#N/A | #N/A
#N/A | #N/A
#N/A | #N/A
#N/A | #N/A
#N/A | #N/A
#N/A | #N/A
#N/A | #N/A
#N/A | #N/A
#N/A | #N/A
#N/A | #N/A
#N/A | #N/A
#N/A | #N/A
#N/A | #N/A
#N/A | #N/A
#N/A | #N/A
#N/A | #N/A
#N/A | #N/A
#N/A | #N/A
#N/A | #N/A
#N/A | #N/A
#N/A | #N/A
#N/A | #N/A
#N/A | #N/A
#N/A | #N/A
#N/A | #N/A
#N/A | #N/A
#N/A | #N/A
#N/A | #N/A
#N/A | #N/A
#N/A | #N/A
#N/A | #N/A
#N/A | #N/A
#N/A | #N/A
#N/A | #N/A
#N/A | #N/A
#N/A | #N/A
#N/A | #N/A
#N/A | #N/A
#N/A | #N/A
#N/A | #N/A
#N/A | #N/A
#N/A | #N/A
#N/A | #N/A
#N/A | #N/A
#N/A | #N/A
#N/A | #N/A
#N/A | #N/A
#N/A | #N/A
#N/A | #N/A
#N/A | #N/A
#N/A | #N/A
#N/A | #N/A
#N/A | #N/A
#N/A | #N/A
#N/A | #N/A
#N/A | #N/A
#N/A | #N/A
#N/A | #N/A
#N/A | #N/A
#N/A | #N/A
#N/A | #N/A
#N/A | #N/A
#N/A | #N/A
#N/A | #N/A
#N/A | #N/A
#N/A | #N/A
#N/A | #N/A
#N/A | #N/A
#N/A | #N/A
#N/A | #N/A
#N/A | #N/A
#N/A | #N/A
#N/A | #N/A
#N/A | #N/A
#N/A | #N/A
#N/A | #N/A
#N/A | #N/A
#N/A | #N/A
#N/A | #N/A
#N/A | #N/A
#N/A | #N/A
#N/A | #N/A
#N/A | #N/A
#N/A | #N/A
#N/A | #N/A
#N/A | #N/A
#N/A | #N/A
#N/A | #N/A
#N/A | #N/A
#N/A | #N/A
#N/A | #N/A
#N/A | #N/A
#N/A | #N/A
#N/A | #N/A
#N/A | #N/A
#N/A | #N/A
#N/A | #N/A
#N/A | #N/A
#N/A | #N/A
#N/A | #N/A
#N/A | #N/A
#N/A | #N/A
#N/A | #N/A
#N/A | #N/A
#N/A | #N/A
#N/A | #N/A
#N/A | #N/A
#N/A | #N/A
#N/A | #N/A
#N/A | #N/A
#N/A | #N/A
#N/A | #N/A
#N/A | #N/A
#N/A | #N/A
#N/A | #N/A
#N/A | #N/A
#N/A | #N/A
#N/A | #N/A
#N/A | #N/A
#N/A | #N/A
#N/A | #N/A
#N/A | #N/A
#N/A | #N/A
#N/A | #N/A
#N/A | #N/A
#N/A | #N/A
#N/A | #N/A
#N/A | #N/A
#N/A | #N/A
#N/A | #N/A
#N/A | #N/A
#N/A | #N/A
#N/A | #N/A
#N/A | #N/A
#N/A | #N/A
#N/A | #N/A
#N/A | #N/A
#N/A | #N/A
#N/A | #N/A
#N/A | #N/A
#N/A | #N/A
#N/A | #N/A
#N/A | #N/A
#N/A | #N/A
#N/A | #N/A
#N/A | #N/A
#N/A | #N/A
#N/A | #N/A
#N/A | #N/A
#N/A | #N/A
#N/A | #N/A
#N/A | #N/A
#N/A | #N/A
#N/A | #N/A
#N/A | #N/A
#N/A | #N/A
#N/A | #N/A
#N/A | #N/A
#N/A | #N/A
#N/A | #N/A
#N/A | #N/A
#N/A | #N/A
#N/A | #N/A
#N/A | #N/A
#N/A | #N/A
#N/A | #N/A
#N/A | #N/A
#N/A | #N/A
#N/A | #N/A
#N/A | #N/A
#N/A | #N/A
#N/A | #N/A
#N/A | #N/A
#N/A | #N/A
#N/A | #N/A
#N/A | #N/A
#N/A | #N/A
#N/A | #N/A
#N/A | #N/A
#N/A | #N/A
#N/A | #N/A
#N/A | #N/A
#N/A | #N/A
#N/A | #N/A
#N/A | #N/A
#N/A | #N/A
#N/A | #N/A
#N/A | #N/A
#N/A | #N/A
#N/A | #N/A
#N/A | #N/A
#N/A | #N/A
#N/A | #N/A
#N/A | #N/A
#N/A | #N/A
#N/A | #N/A
#N/A | #N/A
#N/A | #N/A
#N/A | #N/A
#N/A | #N/A
#N/A | #N/A
#N/A | #N/A
#N/A | #N/A
#N/A | #N/A
#N/A | #N/A
#N/A | #N/A
#N/A | #N/A
#N/A | #N/A
#N/A | #N/A
#N/A | #N/A
#N/A | #N/A
#N/A | #N/A
#N/A | #N/A
#N/A | #N/A
#N/A | #N/A
#N/A | #N/A
#N/A | #N/A
#N/A | #N/A
#N/A | #N/A
#N/A | #N/A
#N/A | #N/A
#N/A | #N/A
#N/A | #N/A
#N/A | #N/A
#N/A | #N/A
#N/A | #N/A
#N/A | #N/A
#N/A | #N/A
#N/A | #N/A
#N/A | #N/A
#N/A | #N/A
#N/A | #N/A
#N/A | #N/A
#N/A | #N/A
#N/A | #N/A
#N/A | #N/A
#N/A | #N/A
#N/A | #N/A
#N/A | #N/A
#N/A | #N/A
#N/A | #N/A
#N/A | #N/A
#N/A | #N/A
#N/A | #N/A
#N/A | #N/A
#N/A | #N/A
#N/A | #N/A
#N/A | #N/A
#N/A | #N/A
#N/A | #N/A
#N/A | #N/A
#N/A | #N/A
#N/A | #N/A
#N/A | #N/A
#N/A | #N/A
#N/A | #N/A
#N/A | #N/A
#N/A | #N/A
#N/A | #N/A
#N/A | #N/A
#N/A | #N/A
#N/A | #N/A
#N/A | #N/A
#N/A | #N/A
#N/A | #N/A
#N/A | #N/A
#N/A | #N/A
#N/A | #N/A
#N/A | #N/A
#N/A | #N/A
#N/A | #N/A
#N/A | #N/A
#N/A | #N/A
#N/A | #N/A
#N/A | #N/A
#N/A | #N/A
#N/A | #N/A
#N/A | #N/A
#N/A | #N/A
#N/A | #N/A
#N/A | #N/A
#N/A | #N/A
#N/A | #N/A
#N/A | #N/A
#N/A | #N/A
#N/A | #N/A
#N/A | #N/A
#N/A | #N/A
#N/A | #N/A
#N/A | #N/A
#N/A | #N/A
#N/A | #N/A
#N/A | #N/A
#N/A | #N/A
#N/A | #N/A
#N/A | #N/A
#N/A | #N/A
#N/A | #N/A
#N/A | #N/A
#N/A | #N/A
#N/A | #N/A
#N/A | #N/A
#N/A | #N/A
#N/A | #N/A
#N/A | #N/A
#N/A | #N/A
#N/A | #N/A
#N/A | #N/A
#N/A | #N/A
#N/A | #N/A
#N/A | #N/A
#N/A | #N/A
#N/A | #N/A
#N/A | #N/A
#N/A | #N/A
#N/A | #N/A
#N/A | #N/A
#N/A | #N/A
#N/A | #N/A
#N/A | #N/A
#N/A | #N/A
#N/A | #N/A
#N/A | #N/A
#N/A | #N/A
#N/A | #N/A
#N/A | #N/A
#N/A | #N/A
#N/A | #N/A
#N/A | #N/A
#N/A | #N/A
#N/A | #N/A
#N/A | #N/A
#N/A | #N/A
#N/A | #N/A
#N/A | #N/A
#N/A | #N/A
#N/A | #N/A
#N/A | #N/A
#N/A | #N/A
#N/A | #N/A
#N/A | #N/A
#N/A | #N/A
#N/A | #N/A
#N/A | #N/A
#N/A | #N/A
#N/A | #N/A
#N/A | #N/A
#N/A | #N/A
#N/A | #N/A
#N/A | #N/A
#N/A | #N/A
#N/A | #N/A
#N/A | #N/A
#N/A | #N/A
#N/A | #N/A
#N/A | #N/A
#N/A | #N/A
#N/A | #N/A
#N/A | #N/A
#N/A | #N/A
#N/A | #N/A
#N/A | #N/A
#N/A | #N/A
#N/A | #N/A
#N/A | #N/A
#N/A | #N/A
#N/A | #N/A
#N/A | #N/A
#N/A | #N/A
#N/A | #N/A
#N/A | #N/A
#N/A | #N/A
#N/A | #N/A
#N/A | #N/A
#N/A | #N/A
#N/A | #N/A
#N/A | #N/A
#N/A | #N/A
#N/A | #N/A
#N/A | #N/A
#N/A | #N/A
#N/A | #N/A
#N/A | #N/A
#N/A | #N/A
#N/A | #N/A
#N/A | #N/A
#N/A | #N/A
#N/A | #N/A
#N/A | #N/A
#N/A | #N/A
#N/A | #N/A
#N/A | #N/A
#N/A | #N/A
#N/A | #N/A
#N/A | #N/A
#N/A | #N/A
#N/A | #N/A
#N/A | #N/A
#N/A | #N/A
#N/A | #N/A
#N/A | #N/A
#N/A | #N/A
#N/A | #N/A
#N/A | #N/A
#N/A | #N/A
#N/A | #N/A
#N/A | #N/A
#N/A | #N/A
#N/A | #N/A
#N/A | #N/A
#N/A | #N/A
#N/A | #N/A
#N/A | #N/A
#N/A | #N/A
#N/A | #N/A
#N/A | #N/A
#N/A | #N/A
#N/A | #N/A
#N/A | #N/A
#N/A | #N/A
#N/A | #N/A
#N/A | #N/A
#N/A | #N/A
#N/A | #N/A
#N/A | #N/A
#N/A | #N/A
#N/A | #N/A
#N/A | #N/A
#N/A | #N/A
#N/A | #N/A
#N/A | #N/A
#N/A | #N/A
#N/A | #N/A
#N/A | #N/A
#N/A | #N/A
#N/A | #N/A
#N/A | #N/A
#N/A | #N/A
#N/A | #N/A
#N/A | #N/A
#N/A | #N/A
#N/A | #N/A
#N/A | #N/A
#N/A | #N/A
#N/A | #N/A
#N/A | #N/A
#N/A | #N/A
#N/A | #N/A
#N/A | #N/A
#N/A | #N/A
#N/A | #N/A
#N/A | #N/A
#N/A | #N/A
#N/A | #N/A
#N/A | #N/A
#N/A | #N/A
#N/A | #N/A
#N/A | #N/A
#N/A | #N/A
#N/A | #N/A
#N/A | #N/A
#N/A | #N/A
#N/A | #N/A
#N/A | #N/A
#N/A | #N/A
#N/A | #N/A
#N/A | #N/A
#N/A | #N/A
#N/A | #N/A
#N/A | #N/A
#N/A | #N/A
#N/A | #N/A
#N/A | #N/A
#N/A | #N/A
#N/A | #N/A
#N/A | #N/A
#N/A | #N/A
#N/A | #N/A
#N/A | #N/A
#N/A | #N/A
#N/A | #N/A
#N/A | #N/A
#N/A | #N/A
#N/A | #N/A
#N/A | #N/A
#N/A | #N/A
#N/A | #N/A
#N/A | #N/A
#N/A | #N/A
#N/A | #N/A
#N/A | #N/A
#N/A | #N/A
#N/A | #N/A
#N/A | #N/A
#N/A | #N/A
#N/A | #N/A
#N/A | #N/A
#N/A | #N/A
#N/A | #N/A
#N/A | #N/A
#N/A | #N/A
#N/A | #N/A
#N/A | #N/A
#N/A | #N/A
#N/A | #N/A
#N/A | #N/A
#N/A | #N/A
#N/A | #N/A
#N/A | #N/A
#N/A | #N/A
#N/A | #N/A
#N/A | #N/A
#N/A | #N/A
#N/A | #N/A
#N/A | #N/A
#N/A | #N/A
#N/A | #N/A
#N/A | #N/A
#N/A | #N/A
#N/A | #N/A
#N/A | #N/A
#N/A | #N/A
#N/A | #N/A
#N/A | #N/A
#N/A | #N/A
#N/A | #N/A
#N/A | #N/A
#N/A | #N/A
#N/A | #N/A
#N/A | #N/A
#N/A | #N/A
#N/A | #N/A
#N/A | #N/A
#N/A | #N/A
#N/A | #N/A
#N/A | #N/A
#N/A | #N/A
#N/A | #N/A
#N/A | #N/A
#N/A | #N/A
#N/A | #N/A
#N/A | #N/A
#N/A | #N/A
#N/A | #N/A
#N/A | #N/A
#N/A | #N/A
#N/A | #N/A
#N/A | #N/A
#N/A | #N/A
#N/A | #N/A
#N/A | #N/A
#N/A | #N/A
#N/A | #N/A
#N/A | #N/A
#N/A | #N/A
#N/A | #N/A
#N/A | #N/A
#N/A | #N/A
#N/A | #N/A
#N/A | #N/A
#N/A | #N/A
#N/A | #N/A
#N/A | #N/A
#N/A | #N/A
#N/A | #N/A
#N/A | #N/A
#N/A | #N/A
#N/A | #N/A
#N/A | #N/A
#N/A | #N/A
#N/A | #N/A
#N/A | #N/A
#N/A | #N/A
#N/A | #N/A
#N/A | #N/A
#N/A | #N/A
#N/A | #N/A
#N/A | #N/A
#N/A | #N/A
#N/A | #N/A
#N/A | #N/A
#N/A | #N/A
#N/A | #N/A
#N/A | #N/A
#N/A | #N/A
#N/A | #N/A
#N/A | #N/A
#N/A | #N/A
#N/A | #N/A
#N/A | #N/A
#N/A | #N/A
#N/A | #N/A
#N/A | #N/A
#N/A | #N/A
#N/A | #N/A
#N/A | #N/A
#N/A | #N/A
#N/A | #N/A
#N/A | #N/A
#N/A | #N/A
#N/A | #N/A
#N/A | #N/A
#N/A | #N/A
#N/A | #N/A
#N/A | #N/A
#N/A | #N/A
#N/A | #N/A
#N/A | #N/A
#N/A | #N/A
#N/A | #N/A
#N/A | #N/A
#N/A | #N/A
#N/A | #N/A
#N/A | #N/A
#N/A | #N/A
#N/A | #N/A
#N/A | #N/A
#N/A | #N/A
#N/A | #N/A
#N/A | #N/A
#N/A | #N/A
#N/A | #N/A
#N/A | #N/A
#N/A | #N/A
#N/A | #N/A
#N/A | #N/A
#N/A | #N/A
#N/A | #N/A
#N/A | #N/A
#N/A | #N/A
#N/A | #N/A
#N/A | #N/A
#N/A | #N/A
#N/A | #N/A
#N/A | #N/A
#N/A | #N/A
#N/A | #N/A
#N/A | #N/A
#N/A | #N/A
#N/A | #N/A
#N/A | #N/A
#N/A | #N/A
#N/A | #N/A
#N/A | #N/A
#N/A | #N/A
#N/A | #N/A
#N/A | #N/A
#N/A | #N/A
#N/A | #N/A
#N/A | #N/A
#N/A | #N/A
#N/A | #N/A
#N/A | #N/A
#N/A | #N/A
#N/A | #N/A
#N/A | #N/A
#N/A | #N/A
#N/A | #N/A
#N/A | #N/A
#N/A | #N/A
#N/A | #N/A
#N/A | #N/A
#N/A | #N/A
#N/A | #N/A
#N/A | #N/A
#N/A | #N/A
#N/A | #N/A
#N/A | #N/A
#N/A | #N/A
#N/A | #N/A
#N/A | #N/A
#N/A | #N/A
#N/A | #N/A
#N/A | #N/A
#N/A | #N/A
#N/A | #N/A
#N/A | #N/A
#N/A | #N/A
#N/A | #N/A
#N/A | #N/A
#N/A | #N/A
#N/A | #N/A
#N/A | #N/A
#N/A | #N/A
#N/A | #N/A
#N/A | #N/A
#N/A | #N/A
#N/A | #N/A
#N/A | #N/A
#N/A | #N/A
#N/A | #N/A
#N/A | #N/A
#N/A | #N/A
#N/A | #N/A
#N/A | #N/A
#N/A | #N/A
#N/A | #N/A
#N/A | #N/A
#N/A | #N/A
#N/A | #N/A
#N/A | #N/A
#N/A | #N/A
#N/A | #N/A
#N/A | #N/A
#N/A | #N/A
#N/A | #N/A
#N/A | #N/A
#N/A | #N/A
#N/A | #N/A
#N/A | #N/A
#N/A | #N/A
#N/A | #N/A
#N/A | #N/A
#N/A | #N/A
#N/A | #N/A
#N/A | #N/A
#N/A | #N/A
#N/A | #N/A
#N/A | #N/A
#N/A | #N/A
#N/A | #N/A
#N/A | #N/A
#N/A | #N/A
#N/A | #N/A
#N/A | #N/A
#N/A | #N/A
#N/A | #N/A
#N/A | #N/A
#N/A | #N/A
#N/A | #N/A
#N/A | #N/A
#N/A | #N/A
#N/A | #N/A
#N/A | #N/A
#N/A | #N/A
#N/A | #N/A
#N/A | #N/A
#N/A | #N/A
#N/A | #N/A
#N/A | #N/A
#N/A | #N/A
#N/A | #N/A
#N/A | #N/A
#N/A | #N/A
#N/A | #N/A
#N/A | #N/A
#N/A | #N/A
#N/A | #N/A
#N/A | #N/A
#N/A | #N/A
#N/A | #N/A
#N/A | #N/A
#N/A | #N/A
#N/A | #N/A
#N/A | #N/A
#N/A | #N/A
#N/A | #N/A
#N/A | #N/A
#N/A | #N/A
#N/A | #N/A
#N/A | #N/A
#N/A | #N/A
#N/A | #N/A
#N/A | #N/A
#N/A | #N/A
#N/A | #N/A
#N/A | #N/A
#N/A | #N/A
#N/A | #N/A
#N/A | #N/A
#N/A | #N/A
#N/A | #N/A
#N/A | #N/A
#N/A | #N/A
#N/A | #N/A
#N/A | #N/A
#N/A | #N/A
#N/A | #N/A
#N/A | #N/A
#N/A | #N/A
#N/A | #N/A
#N/A | #N/A
#N/A | #N/A
#N/A | #N/A
#N/A | #N/A
#N/A | #N/A
#N/A | #N/A
#N/A | #N/A
#N/A | #N/A
#N/A | #N/A
#N/A | #N/A
#N/A | #N/A
#N/A | #N/A
#N/A | #N/A
#N/A | #N/A
#N/A | #N/A
#N/A | #N/A
#N/A | #N/A
#N/A | #N/A
#N/A | #N/A
#N/A | #N/A
#N/A | #N/A
#N/A | #N/A
#N/A | #N/A
#N/A | #N/A
#N/A | #N/A
#N/A | #N/A
#N/A | #N/A
#N/A | #N/A
#N/A | #N/A
#N/A | #N/A
#N/A | #N/A
#N/A | #N/A
#N/A | #N/A
#N/A | #N/A
#N/A | #N/A
#N/A | #N/A
#N/A | #N/A
#N/A | #N/A
#N/A | #N/A
#N/A | #N/A
#N/A | #N/A
#N/A | #N/A
#N/A | #N/A
#N/A | #N/A
#N/A | #N/A
#N/A | #N/A
#N/A | #N/A
#N/A | #N/A
#N/A | #N/A
#N/A | #N/A
#N/A | #N/A
#N/A | #N/A
#N/A | #N/A
#N/A | #N/A
#N/A | #N/A
#N/A | #N/A
#N/A | #N/A
#N/A | #N/A
#N/A | #N/A
#N/A | #N/A
#N/A | #N/A
#N/A | #N/A
#N/A | #N/A
#N/A | #N/A
#N/A | #N/A
#N/A | #N/A
#N/A | #N/A
#N/A | #N/A
#N/A | #N/A
#N/A | #N/A
#N/A | #N/A
#N/A | #N/A
#N/A | #N/A
#N/A | #N/A
#N/A | #N/A
#N/A | #N/A
#N/A | #N/A
#N/A | #N/A
#N/A | #N/A
#N/A | #N/A
#N/A | #N/A
#N/A | #N/A
#N/A | #N/A
#N/A | #N/A
#N/A | #N/A
#N/A | #N/A
#N/A | #N/A
#N/A | #N/A
#N/A | #N/A
#N/A | #N/A
#N/A | #N/A
#N/A | #N/A
#N/A | #N/A
#N/A | #N/A
#N/A | #N/A
#N/A | #N/A
#N/A | #N/A
#N/A | #N/A
#N/A | #N/A
#N/A | #N/A
#N/A | #N/A
#N/A | #N/A
#N/A | #N/A
#N/A | #N/A
#N/A | #N/A
#N/A | #N/A
#N/A | #N/A
#N/A | #N/A
#N/A | #N/A
#N/A | #N/A
#N/A | #N/A
#N/A | #N/A
#N/A | #N/A
#N/A | #N/A
#N/A | #N/A
#N/A | #N/A
#N/A | #N/A
#N/A | #N/A
#N/A | #N/A
#N/A | #N/A
#N/A | #N/A
#N/A | #N/A
#N/A | #N/A
#N/A | #N/A
#N/A | #N/A
#N/A | #N/A
#N/A | #N/A
#N/A | #N/A
#N/A | #N/A
#N/A | #N/A
#N/A | #N/A
#N/A | #N/A
#N/A | #N/A
#N/A | #N/A
#N/A | #N/A
#N/A | #N/A
#N/A | #N/A
#N/A | #N/A
#N/A | #N/A
#N/A | #N/A
#N/A | #N/A
#N/A | #N/A
#N/A | #N/A
#N/A | #N/A
#N/A | #N/A
#N/A | #N/A
#N/A | #N/A
#N/A | #N/A
#N/A | #N/A
#N/A | #N/A
#N/A | #N/A
#N/A | #N/A
#N/A | #N/A
#N/A | #N/A
#N/A | #N/A
#N/A | #N/A
#N/A | #N/A
#N/A | #N/A
#N/A | #N/A
#N/A | #N/A
#N/A | #N/A
#N/A | #N/A
#N/A | #N/A
#N/A | #N/A
#N/A | #N/A
#N/A | #N/A
#N/A | #N/A
#N/A | #N/A
#N/A | #N/A
#N/A | #N/A
#N/A | #N/A
#N/A | #N/A
#N/A | #N/A
#N/A | #N/A
#N/A | #N/A
#N/A | #N/A
#N/A | #N/A
#N/A | #N/A
#N/A | #N/A
#N/A | #N/A
#N/A | #N/A
#N/A | #N/A
#N/A | #N/A
#N/A | #N/A
#N/A | #N/A
#N/A | #N/A
#N/A | #N/A
#N/A | #N/A
#N/A | #N/A
#N/A | #N/A
#N/A | #N/A
#N/A | #N/A
#N/A | #N/A
#N/A | #N/A
#N/A | #N/A
#N/A | #N/A
#N/A | #N/A
#N/A | #N/A
#N/A | #N/A
#N/A | #N/A
#N/A | #N/A
#N/A | #N/A
#N/A | #N/A
#N/A | #N/A
#N/A | #N/A
#N/A | #N/A
#N/A | #N/A
#N/A | #N/A
#N/A | #N/A
#N/A | #N/A
#N/A | #N/A
#N/A | #N/A
#N/A | #N/A
#N/A | #N/A
#N/A | #N/A
#N/A | #N/A
#N/A | #N/A
#N/A | #N/A
#N/A | #N/A
#N/A | #N/A
#N/A | #N/A
#N/A | #N/A
#N/A | #N/A
#N/A | #N/A
#N/A | #N/A
#N/A | #N/A
#N/A | #N/A
#N/A | #N/A
#N/A | #N/A
#N/A | #N/A
#N/A | #N/A
#N/A | #N/A
#N/A | #N/A
#N/A | #N/A
#N/A | #N/A
#N/A | #N/A
#N/A | #N/A
#N/A | #N/A
#N/A | #N/A
#N/A | #N/A
#N/A | #N/A
#N/A | #N/A
#N/A | #N/A
#N/A | #N/A
#N/A | #N/A
#N/A | #N/A
#N/A | #N/A
#N/A | #N/A
#N/A | #N/A
#N/A | #N/A
#N/A | #N/A
#N/A | #N/A
#N/A | #N/A
#N/A | #N/A
#N/A | #N/A
#N/A | #N/A
#N/A | #N/A
#N/A | #N/A
#N/A | #N/A
#N/A | #N/A
#N/A | #N/A
#N/A | #N/A
#N/A | #N/A
#N/A | #N/A
#N/A | #N/A
#N/A | #N/A
#N/A | #N/A
#N/A | #N/A
#N/A | #N/A
#N/A | #N/A
#N/A | #N/A
#N/A | #N/A
#N/A | #N/A
#N/A | #N/A
#N/A | #N/A
#N/A | #N/A
#N/A | #N/A
#N/A | #N/A
#N/A | #N/A
#N/A | #N/A
#N/A | #N/A
#N/A | #N/A
#N/A | #N/A
#N/A | #N/A
#N/A | #N/A
#N/A | #N/A
#N/A | #N/A
#N/A | #N/A
#N/A | #N/A
#N/A | #N/A
#N/A | #N/A
#N/A | #N/A
#N/A | #N/A
#N/A | #N/A
#N/A | #N/A
#N/A | #N/A
#N/A | #N/A
#N/A | #N/A
#N/A | #N/A
#N/A | #N/A
#N/A | #N/A
#N/A | #N/A
#N/A | #N/A
#N/A | #N/A
#N/A | #N/A
#N/A | #N/A
#N/A | #N/A
#N/A | #N/A
#N/A | #N/A
#N/A | #N/A
#N/A | #N/A
#N/A | #N/A
#N/A | #N/A
#N/A | #N/A
#N/A | #N/A
#N/A | #N/A
#N/A | #N/A
#N/A | #N/A
#N/A | #N/A
#N/A | #N/A
#N/A | #N/A
#N/A | #N/A
#N/A | #N/A
#N/A | #N/A
#N/A | #N/A
#N/A | #N/A
#N/A | #N/A
#N/A | #N/A
#N/A | #N/A
#N/A | #N/A
#N/A | #N/A
#N/A | #N/A
#N/A | #N/A
#N/A | #N/A
#N/A | #N/A
#N/A | #N/A
#N/A | #N/A
#N/A | #N/A
#N/A | #N/A
#N/A | #N/A
#N/A | #N/A
#N/A | #N/A
#N/A | #N/A
#N/A | #N/A
#N/A | #N/A
#N/A | #N/A
#N/A | #N/A
#N/A | #N/A
#N/A | #N/A
#N/A | #N/A
#N/A | #N/A
#N/A | #N/A
#N/A | #N/A
#N/A | #N/A
#N/A | #N/A
#N/A | #N/A
#N/A | #N/A
#N/A | #N/A
#N/A | #N/A
#N/A | #N/A
#N/A | #N/A
#N/A | #N/A
#N/A | #N/A
#N/A | #N/A
#N/A | #N/A
#N/A | #N/A
#N/A | #N/A
#N/A | #N/A
#N/A | #N/A
#N/A | #N/A
#N/A | #N/A
#N/A | #N/A
#N/A | #N/A
#N/A | #N/A
#N/A | #N/A
#N/A | #N/A
#N/A | #N/A
#N/A | #N/A
#N/A | #N/A
#N/A | #N/A
#N/A | #N/A
#N/A | #N/A
#N/A | #N/A
#N/A | #N/A
#N/A | #N/A
#N/A | #N/A
#N/A | #N/A
#N/A | #N/A
#N/A | #N/A
#N/A | #N/A
#N/A | #N/A
#N/A | #N/A
#N/A | #N/A
#N/A | #N/A
#N/A | #N/A
#N/A | #N/A
#N/A | #N/A
#N/A | #N/A
#N/A | #N/A
#N/A | #N/A
#N/A | #N/A
#N/A | #N/A
#N/A | #N/A
#N/A | #N/A
#N/A | #N/A
#N/A | #N/A
#N/A | #N/A
#N/A | #N/A
#N/A | #N/A
#N/A | #N/A
#N/A | #N/A
#N/A | #N/A
#N/A | #N/A
#N/A | #N/A
#N/A | #N/A
#N/A | #N/A
#N/A | #N/A
#N/A | #N/A
#N/A | #N/A
#N/A | #N/A
#N/A | #N/A
#N/A | #N/A
#N/A | #N/A
#N/A | #N/A
#N/A | #N/A
#N/A | #N/A
#N/A | #N/A
#N/A | #N/A
#N/A | #N/A
#N/A | #N/A
#N/A | #N/A
#N/A | #N/A
#N/A | #N/A
#N/A | #N/A
#N/A | #N/A
#N/A | #N/A
#N/A | #N/A
#N/A | #N/A
#N/A | #N/A
#N/A | #N/A
#N/A | #N/A
#N/A | #N/A
#N/A | #N/A
#N/A | #N/A
#N/A | #N/A
#N/A | #N/A
#N/A | #N/A
#N/A | #N/A
#N/A | #N/A
#N/A | #N/A
#N/A | #N/A
#N/A | #N/A
#N/A | #N/A
#N/A | #N/A
#N/A | #N/A
#N/A | #N/A
#N/A | #N/A
#N/A | #N/A
#N/A | #N/A
#N/A | #N/A
#N/A | #N/A
#N/A | #N/A
#N/A | #N/A
#N/A | #N/A
#N/A | #N/A
#N/A | #N/A
#N/A | #N/A
#N/A | #N/A
#N/A | #N/A
#N/A | #N/A
#N/A | #N/A
#N/A | #N/A
#N/A | #N/A
#N/A | #N/A
#N/A | #N/A
#N/A | #N/A
#N/A | #N/A
#N/A | #N/A
#N/A | #N/A
#N/A | #N/A
#N/A | #N/A
#N/A | #N/A
#N/A | #N/A
#N/A | #N/A
#N/A | #N/A
#N/A | #N/A
#N/A | #N/A
#N/A | #N/A
#N/A | #N/A
#N/A | #N/A
#N/A | #N/A
#N/A | #N/A
#N/A | #N/A
#N/A | #N/A
#N/A | #N/A
#N/A | #N/A
#N/A | #N/A
#N/A | #N/A
#N/A | #N/A
#N/A | #N/A
#N/A | #N/A
#N/A | #N/A
#N/A | #N/A
#N/A | #N/A
#N/A | #N/A
#N/A | #N/A
#N/A | #N/A
#N/A | #N/A
#N/A | #N/A
#N/A | #N/A
#N/A | #N/A
#N/A | #N/A
#N/A | #N/A
#N/A | #N/A
#N/A | #N/A
#N/A | #N/A
#N/A | #N/A
#N/A | #N/A
#N/A | #N/A
#N/A | #N/A
#N/A | #N/A
#N/A | #N/A
#N/A | #N/A
#N/A | #N/A
#N/A | #N/A
#N/A | #N/A
#N/A | #N/A
#N/A | #N/A
#N/A | #N/A
#N/A | #N/A
#N/A | #N/A
#N/A | #N/A
#N/A | #N/A
#N/A | #N/A
#N/A | #N/A
#N/A | #N/A
#N/A | #N/A
#N/A | #N/A
#N/A | #N/A
#N/A | #N/A
#N/A | #N/A
#N/A | #N/A
#N/A | #N/A
#N/A | #N/A
#N/A | #N/A
#N/A | #N/A
#N/A | #N/A
#N/A | #N/A
#N/A | #N/A
#N/A | #N/A
#N/A | #N/A
#N/A | #N/A
#N/A | #N/A
#N/A | #N/A
#N/A | #N/A
#N/A | #N/A
#N/A | #N/A
#N/A | #N/A
#N/A | #N/A
#N/A | #N/A
#N/A | #N/A
#N/A | #N/A
#N/A | #N/A
#N/A | #N/A
#N/A | #N/A
#N/A | #N/A
#N/A | #N/A
#N/A | #N/A
#N/A | #N/A
#N/A | #N/A
#N/A | #N/A
#N/A | #N/A
#N/A | #N/A
#N/A | #N/A
#N/A | #N/A
#N/A | #N/A
#N/A | #N/A
#N/A | #N/A
#N/A | #N/A
#N/A | #N/A
#N/A | #N/A
#N/A | #N/A
#N/A | #N/A
#N/A | #N/A
#N/A | #N/A
#N/A | #N/A
#N/A | #N/A
#N/A | #N/A
#N/A | #N/A
#N/A | #N/A
#N/A | #N/A
#N/A | #N/A
#N/A | #N/A
#N/A | #N/A
#N/A | #N/A
#N/A | #N/A
#N/A | #N/A
#N/A | #N/A
#N/A | #N/A
#N/A | #N/A
#N/A | #N/A
#N/A | #N/A
#N/A | #N/A
#N/A | #N/A
#N/A | #N/A
#N/A | #N/A
#N/A | #N/A
#N/A | #N/A
#N/A | #N/A
#N/A | #N/A
#N/A | #N/A
#N/A | #N/A
#N/A | #N/A
#N/A | #N/A
#N/A | #N/A
#N/A | #N/A
#N/A | #N/A
#N/A | #N/A
#N/A | #N/A
#N/A | #N/A
#N/A | #N/A
#N/A | #N/A
#N/A | #N/A
#N/A | #N/A
#N/A | #N/A
#N/A | #N/A
#N/A | #N/A
#N/A | #N/A
#N/A | #N/A
#N/A | #N/A
#N/A | #N/A
#N/A | #N/A
#N/A | #N/A
#N/A | #N/A
#N/A | #N/A
#N/A | #N/A
#N/A | #N/A
#N/A | #N/A
#N/A | #N/A
#N/A | #N/A
#N/A | #N/A
#N/A | #N/A
#N/A | #N/A
#N/A | #N/A
#N/A | #N/A
#N/A | #N/A
#N/A | #N/A
#N/A | #N/A
#N/A | #N/A
#N/A | #N/A
#N/A | #N/A
#N/A | #N/A
#N/A | #N/A
#N/A | #N/A
#N/A | #N/A
#N/A | #N/A
#N/A | #N/A
#N/A | #N/A
#N/A | #N/A
#N/A | #N/A
#N/A | #N/A
#N/A | #N/A
#N/A | #N/A
#N/A | #N/A
#N/A | #N/A
#N/A | #N/A
#N/A | #N/A
#N/A | #N/A
#N/A | #N/A
#N/A | #N/A
#N/A | #N/A
#N/A | #N/A
#N/A | #N/A
#N/A | #N/A
#N/A | #N/A
#N/A | #N/A
#N/A | #N/A
#N/A | #N/A
#N/A | #N/A
#N/A | #N/A
#N/A | #N/A
#N/A | #N/A
#N/A | #N/A
#N/A | #N/A
#N/A | #N/A
#N/A | #N/A
#N/A | #N/A
#N/A | #N/A
#N/A | #N/A
#N/A | #N/A
#N/A | #N/A
#N/A | #N/A
#N/A | #N/A
#N/A | #N/A
#N/A | #N/A
#N/A | #N/A
#N/A | #N/A
#N/A | #N/A
#N/A | #N/A
#N/A | #N/A
#N/A | #N/A
#N/A | #N/A
#N/A | #N/A
#N/A | #N/A
#N/A | #N/A
#N/A | #N/A
#N/A | #N/A
#N/A | #N/A
#N/A | #N/A
#N/A | #N/A
#N/A | #N/A
#N/A | #N/A
#N/A | #N/A
#N/A | #N/A
#N/A | #N/A
#N/A | #N/A
#N/A | #N/A
#N/A | #N/A
#N/A | #N/A
#N/A | #N/A
#N/A | #N/A
#N/A | #N/A
#N/A | #N/A
#N/A | #N/A
#N/A | #N/A
#N/A | #N/A
#N/A | #N/A
#N/A | #N/A
#N/A | #N/A
#N/A | #N/A
#N/A | #N/A
#N/A | #N/A
#N/A | #N/A
#N/A | #N/A
#N/A | #N/A
#N/A | #N/A
#N/A | #N/A
#N/A | #N/A
#N/A | #N/A
#N/A | #N/A
#N/A | #N/A
#N/A | #N/A
#N/A | #N/A
#N/A | #N/A
#N/A | #N/A
#N/A | #N/A
#N/A | #N/A
#N/A | #N/A
#N/A | #N/A
#N/A | #N/A
#N/A | #N/A
#N/A | #N/A
#N/A | #N/A
#N/A | #N/A
#N/A | #N/A
#N/A | #N/A
#N/A | #N/A
#N/A | #N/A
#N/A | #N/A
#N/A | #N/A
#N/A | #N/A
#N/A | #N/A
#N/A | #N/A
#N/A | #N/A
#N/A | #N/A
#N/A | #N/A
#N/A | #N/A
#N/A | #N/A
#N/A | #N/A
#N/A | #N/A
#N/A | #N/A
#N/A | #N/A
#N/A | #N/A
#N/A | #N/A
#N/A | #N/A
#N/A | #N/A
#N/A | #N/A
#N/A | #N/A
#N/A | #N/A
#N/A | #N/A
#N/A | #N/A
#N/A | #N/A
#N/A | #N/A
#N/A | #N/A
#N/A | #N/A
#N/A | #N/A
#N/A | #N/A
#N/A | #N/A
#N/A | #N/A
#N/A | #N/A
#N/A | #N/A
#N/A | #N/A
#N/A | #N/A
#N/A | #N/A
#N/A | #N/A
#N/A | #N/A
#N/A | #N/A
#N/A | #N/A
#N/A | #N/A
#N/A | #N/A
#N/A | #N/A
#N/A | #N/A
#N/A | #N/A
#N/A | #N/A
#N/A | #N/A
#N/A | #N/A
#N/A | #N/A
#N/A | #N/A
#N/A | #N/A
#N/A | #N/A
#N/A | #N/A
#N/A | #N/A
#N/A | #N/A
#N/A | #N/A
#N/A | #N/A
#N/A | #N/A
#N/A | #N/A
#N/A | #N/A
#N/A | #N/A
#N/A | #N/A
#N/A | #N/A
#N/A | #N/A
#N/A | #N/A
#N/A | #N/A
#N/A | #N/A
#N/A | #N/A
#N/A | #N/A
#N/A | #N/A
#N/A | #N/A
#N/A | #N/A
#N/A | #N/A
#N/A | #N/A
#N/A | #N/A
#N/A | #N/A
#N/A | #N/A
#N/A | #N/A
#N/A | #N/A
#N/A | #N/A
#N/A | #N/A
#N/A | #N/A
#N/A | #N/A
#N/A | #N/A
#N/A | #N/A
#N/A | #N/A
#N/A | #N/A
#N/A | #N/A
#N/A | #N/A
#N/A | #N/A
#N/A | #N/A
#N/A | #N/A
#N/A | #N/A
#N/A | #N/A
#N/A | #N/A
#N/A | #N/A
#N/A | #N/A
#N/A | #N/A
#N/A | #N/A
#N/A | #N/A
#N/A | #N/A
#N/A | #N/A
#N/A | #N/A
#N/A | #N/A
#N/A | #N/A
#N/A | #N/A
#N/A | #N/A
#N/A | #N/A
#N/A | #N/A
#N/A | #N/A
#N/A | #N/A
#N/A | #N/A
#N/A | #N/A
#N/A | #N/A
#N/A | #N/A
#N/A | #N/A
#N/A | #N/A
#N/A | #N/A
#N/A | #N/A
#N/A | #N/A
#N/A | #N/A
#N/A | #N/A
#N/A | #N/A
#N/A | #N/A
#N/A | #N/A
#N/A | #N/A
#N/A | #N/A
#N/A | #N/A
#N/A | #N/A
#N/A | #N/A
#N/A | #N/A
#N/A | #N/A
#N/A | #N/A
#N/A | #N/A
#N/A | #N/A
#N/A | #N/A
#N/A | #N/A
#N/A | #N/A
#N/A | #N/A
#N/A | #N/A
#N/A | #N/A
#N/A | #N/A
#N/A | #N/A
#N/A | #N/A
#N/A | #N/A
#N/A | #N/A
#N/A | #N/A
#N/A | #N/A
#N/A | #N/A
#N/A | #N/A
#N/A | #N/A
#N/A | #N/A
#N/A | #N/A
#N/A | #N/A
#N/A | #N/A
#N/A | #N/A
#N/A | #N/A
#N/A | #N/A
#N/A | #N/A
#N/A | #N/A
#N/A | #N/A
#N/A | #N/A
#N/A | #N/A
#N/A | #N/A
#N/A | #N/A
#N/A | #N/A
#N/A | #N/A
#N/A | #N/A
#N/A | #N/A
#N/A | #N/A
#N/A | #N/A
#N/A | #N/A
#N/A | #N/A
#N/A | #N/A
#N/A | #N/A
#N/A | #N/A
#N/A | #N/A
#N/A | #N/A
#N/A | #N/A
#N/A | #N/A
#N/A | #N/A
#N/A | #N/A
#N/A | #N/A
#N/A | #N/A
#N/A | #N/A
#N/A | #N/A
#N/A | #N/A
#N/A | #N/A
#N/A | #N/A
#N/A | #N/A
#N/A | #N/A
#N/A | #N/A
#N/A | #N/A
#N/A | #N/A
#N/A | #N/A
#N/A | #N/A
#N/A | #N/A
#N/A | #N/A
#N/A | #N/A
#N/A | #N/A
#N/A | #N/A
#N/A | #N/A
#N/A | #N/A
#N/A | #N/A
#N/A | #N/A
#N/A | #N/A
#N/A | #N/A
#N/A | #N/A
#N/A | #N/A
#N/A | #N/A
#N/A | #N/A
#N/A | #N/A
#N/A | #N/A
#N/A | #N/A
#N/A | #N/A
#N/A | #N/A
#N/A | #N/A
#N/A | #N/A
#N/A | #N/A
#N/A | #N/A
#N/A | #N/A
#N/A | #N/A
#N/A | #N/A
#N/A | #N/A
#N/A | #N/A
#N/A | #N/A
#N/A | #N/A
#N/A | #N/A
#N/A | #N/A
#N/A | #N/A
#N/A | #N/A
#N/A | #N/A
#N/A | #N/A
#N/A | #N/A
#N/A | #N/A
#N/A | #N/A
#N/A | #N/A
#N/A | #N/A
#N/A | #N/A
#N/A | #N/A
#N/A | #N/A
#N/A | #N/A
#N/A | #N/A
#N/A | #N/A
#N/A | #N/A
#N/A | #N/A
#N/A | #N/A
#N/A | #N/A
#N/A | #N/A
#N/A | #N/A
#N/A | #N/A
#N/A | #N/A
#N/A | #N/A
#N/A | #N/A
#N/A | #N/A
#N/A | #N/A
#N/A | #N/A
-8760

## Conf Aurora Fuel Output
Run these 3 queries from
Quick View Manager
Copy all and paste in cell C20,
M20 and AI20
|  |  | $/dth | $/dth |  |  |  | daily dekatherms | [18 empty] | daily dekatherms
Year | Month | Name¦ | Malin | AECO | Year | Month | Name¦ | Rathdrum_2 | Rathdrum_1 | Northeast_B | Northeast_A | Lancaster_DB | Lancaster | Kettle_Falls_CT_CCCTMode | Coyote_Springs_2_DB | Coyote_Springs_2 | Boulder_Park_6 | Boulder_Park_5 | Boulder_Park_4 | Boulder_Park_3 | Boulder_Park_2 | Boulder_Park_1 | Year | Month | Name¦ | Rathdrum_2 | Rathdrum_1 | Northeast_B | Northeast_A | Lancaster_DB | Lancaster | Kettle_Falls_CT_CCCTMode | Coyote_Springs_2_DB | Coyote_Springs_2 | Boulder_Park_6 | Boulder_Park_5 | Boulder_Park_4 | Boulder_Park_3 | Boulder_Park_2 | Boulder_Park_1
|  | Time_Period¦ | Name | Name |  |  | Time_Period¦ | Name | Name | Name | Name | Name | Name | Name | Name | Name | Name | Name | Name | Name | Name | Name |  |  | Time_Period¦ | Name | Name | Name | Name | Name | Name | Name | Name | Name | Name | Name | Name | Name | Name | Name
2025 | 1 | 2025_01_01 | 9.8 | 4.92 | 2025 | 1 | 2025_01_01 | 0 | 0 | 0 | 0 | 0 | 29120.59 | 0 | 0 | 0 | 0 | 0 | 0 | 0 | 0 | 0 | 2025 | 1 | 2025_01_01 | 0 | 0 | 0 | 0 | 0 | 0 | 0 | 0 | 0 | 0 | 0 | 0 | 0 | 0 | 0
2025 | 1 | 2025_01_02 | 7.57 | 3.8 | 2025 | 1 | 2025_01_02 | 5081.465 | 12119.36 | 0 | 0 | 3129.62 | 39953.48 | 0 | 2275.827 | 46028.55 | 575.1298 | 575.1298 | 575.1298 | 575.1298 | 575.1298 | 575.1298 | 2025 | 1 | 2025_01_02 | 0 | 0 | 0 | 0 | 0 | 0 | 0 | 0 | 0 | 0 | 0 | 0 | 0 | 0 | 0
2025 | 1 | 2025_01_03 | 5.69 | 2.85 | 2025 | 1 | 2025_01_03 | 21742.28 | 17040.36 | 0 | 0 | 2307.879 | 41921.02 | 26.1767 | 2148.284 | 46439.66 | 766.8398 | 766.8398 | 766.8398 | 766.8398 | 766.8398 | 766.8398 | 2025 | 1 | 2025_01_03 | 0 | 0 | 0 | 0 | 0 | 0 | 0 | 0 | 0 | 0 | 0 | 0 | 0 | 0 | 0
2025 | 1 | 2025_01_04 | 5.69 | 2.85 | 2025 | 1 | 2025_01_04 | 21733.74 | 21551.53 | 0 | 0 | 1049.036 | 42042.68 | 353.394 | 2158.867 | 46615.04 | 836.5526 | 836.5526 | 836.5526 | 836.5526 | 836.5526 | 836.5526 | 2025 | 1 | 2025_01_04 | 0 | 0 | 0 | 0 | 0 | 0 | 0 | 0 | 0 | 0 | 0 | 0 | 0 | 0 | 0
2025 | 1 | 2025_01_05 | 5.59 | 2.81 | 2025 | 1 | 2025_01_05 | 21632.56 | 21451.03 | 0 | 0 | 839.2286 | 42042.68 | 6.5442 | 1862.047 | 46615.04 | 766.8398 | 766.8398 | 766.8398 | 766.8398 | 766.8398 | 766.8398 | 2025 | 1 | 2025_01_05 | 0 | 0 | 0 | 0 | 0 | 0 | 0 | 0 | 0 | 0 | 0 | 0 | 0 | 0 | 0
2025 | 1 | 2025_01_06 | 5.59 | 2.81 | 2025 | 1 | 2025_01_06 | 21795.23 | 21612.33 | 0 | 0 | 3339.431 | 42042.68 | 503.9008 | 2403.375 | 46615.04 | 766.8398 | 766.8398 | 766.8398 | 766.8398 | 766.8398 | 766.8398 | 2025 | 1 | 2025_01_06 | 0 | 0 | 0 | 0 | 0 | 0 | 0 | 0 | 0 | 0 | 0 | 0 | 0 | 0 | 0
2025 | 1 | 2025_01_07 | 5.59 | 2.81 | 2025 | 1 | 2025_01_07 | 21741.01 | 21558.55 | 0 | 0 | 3549.234 | 41900.32 | 65.4417 | 2913.545 | 46413.77 | 836.5525 | 836.5525 | 836.5525 | 836.5525 | 836.5525 | 836.5525 | 2025 | 1 | 2025_01_07 | 0 | 0 | 0 | 0 | 0 | 0 | 0 | 0 | 0 | 0 | 0 | 0 | 0 | 0 | 0
2025 | 1 | 2025_01_08 | 8.43 | 4.23 | 2025 | 1 | 2025_01_08 | 16504.69 | 16367.2 | 0 | 0 | 2972.268 | 41848.56 | 628.2394 | 2180.613 | 46349.07 | 592.5578 | 592.5578 | 592.5578 | 592.5578 | 592.5578 | 592.5578 | 2025 | 1 | 2025_01_08 | 0 | 0 | 0 | 0 | 0 | 0 | 0 | 0 | 0 | 0 | 0 | 0 | 0 | 0 | 0
2025 | 1 | 2025_01_09 | 6.64 | 3.33 | 2025 | 1 | 2025_01_09 | 14950.21 | 14825.23 | 0 | 0 | 2517.686 | 41900.32 | 0 | 2233.508 | 46383.58 | 697.1269 | 697.1269 | 697.1269 | 697.1269 | 697.1269 | 697.1269 | 2025 | 1 | 2025_01_09 | 0 | 0 | 0 | 0 | 0 | 0 | 0 | 0 | 0 | 0 | 0 | 0 | 0 | 0 | 0
2025 | 1 | 2025_01_10 | 5.91 | 2.96 | 2025 | 1 | 2025_01_10 | 17116.66 | 16972.94 | 0 | 0 | 2919.816 | 41900.32 | 516.9982 | 2275.827 | 46413.77 | 801.6962 | 801.6962 | 801.6962 | 801.6962 | 801.6962 | 801.6962 | 2025 | 1 | 2025_01_10 | 0 | 0 | 0 | 0 | 0 | 0 | 0 | 0 | 0 | 0 | 0 | 0 | 0 | 0 | 0
2025 | 1 | 2025_01_11 | 6.13 | 3.08 | 2025 | 1 | 2025_01_11 | 21694.05 | 21511.82 | 0 | 0 | 1678.457 | 42042.68 | 366.4733 | 2275.831 | 46615.04 | 836.5525 | 836.5525 | 836.5525 | 836.5525 | 836.5525 | 836.5525 | 2025 | 1 | 2025_01_11 | 0 | 0 | 0 | 0 | 0 | 0 | 0 | 0 | 0 | 0 | 0 | 0 | 0 | 0 | 0
2025 | 1 | 2025_01_12 | 6.13 | 3.08 | 2025 | 1 | 2025_01_12 | 21107.22 | 20931.47 | 0 | 0 | 2675.041 | 42042.68 | 0 | 2478.019 | 46615.04 | 697.127 | 697.127 | 697.127 | 697.127 | 697.127 | 697.127 | 2025 | 1 | 2025_01_12 | 0 | 0 | 0 | 0 | 0 | 0 | 0 | 0 | 0 | 0 | 0 | 0 | 0 | 0 | 0
2025 | 1 | 2025_01_13 | 6.13 | 3.08 | 2025 | 1 | 2025_01_13 | 21569.87 | 21388.51 | 0 | 0 | 3549.234 | 42042.68 | 490.817 | 2913.545 | 46440.15 | 836.5524 | 836.5524 | 836.5524 | 836.5524 | 836.5524 | 836.5524 | 2025 | 1 | 2025_01_13 | 0 | 0 | 0 | 0 | 0 | 0 | 0 | 0 | 0 | 0 | 0 | 0 | 0 | 0 | 0
2025 | 1 | 2025_01_14 | 6.77 | 3.4 | 2025 | 1 | 2025_01_14 | 21619.01 | 21437.58 | 0 | 0 | 3759.042 | 41921.02 | 26.1767 | 3041.089 | 46413.81 | 836.5525 | 836.5525 | 836.5525 | 836.5525 | 836.5525 | 836.5525 | 2025 | 1 | 2025_01_14 | 0 | 0 | 0 | 0 | 0 | 0 | 0 | 0 | 0 | 0 | 0 | 0 | 0 | 0 | 0
2025 | 1 | 2025_01_15 | 6.62 | 3.32 | 2025 | 1 | 2025_01_15 | 21741.98 | 21559.19 | 0 | 0 | 3549.234 | 41921.02 | 1151.778 | 3041.089 | 46439.69 | 836.5526 | 836.5526 | 836.5526 | 836.5526 | 836.5526 | 836.5526 | 2025 | 1 | 2025_01_15 | 0 | 0 | 0 | 0 | 0 | 0 | 0 | 0 | 0 | 0 | 0 | 0 | 0 | 0 | 0
2025 | 1 | 2025_01_16 | 6.08 | 3.05 | 2025 | 1 | 2025_01_16 | 21762.15 | 21579.24 | 0 | 0 | 3339.427 | 41921.02 | 1125.597 | 2275.827 | 46439.69 | 836.5526 | 836.5526 | 836.5526 | 836.5526 | 836.5526 | 836.5526 | 2025 | 1 | 2025_01_16 | 0 | 0 | 0 | 0 | 0 | 0 | 0 | 0 | 0 | 0 | 0 | 0 | 0 | 0 | 0
2025 | 1 | 2025_01_17 | 8 | 4.02 | 2025 | 1 | 2025_01_17 | 20802.73 | 20629.23 | 0 | 0 | 2989.752 | 41848.56 | 314.1199 | 2191.192 | 46349.07 | 697.127 | 836.5523 | 697.127 | 836.5523 | 697.127 | 836.5523 | 2025 | 1 | 2025_01_17 | 0 | 0 | 0 | 0 | 0 | 0 | 0 | 0 | 0 | 0 | 0 | 0 | 0 | 0 | 0
2025 | 1 | 2025_01_18 | 5.8 | 2.91 | 2025 | 1 | 2025_01_18 | 21721.16 | 21538.7 | 0 | 0 | 839.2286 | 42042.68 | 1204.126 | 1904.366 | 46615.04 | 836.5525 | 836.5525 | 836.5525 | 836.5525 | 836.5525 | 836.5525 | 2025 | 1 | 2025_01_18 | 0 | 0 | 0 | 0 | 0 | 0 | 0 | 0 | 0 | 0 | 0 | 0 | 0 | 0 | 0
2025 | 1 | 2025_01_19 | 5.8 | 2.91 | 2025 | 1 | 2025_01_19 | 21189.89 | 21012.79 | 0 | 0 | 2430.266 | 42042.68 | 0 | 1968.431 | 46615.04 | 836.5522 | 836.5522 | 836.5522 | 836.5522 | 836.5522 | 836.5522 | 2025 | 1 | 2025_01_19 | 0 | 0 | 0 | 0 | 0 | 0 | 0 | 0 | 0 | 0 | 0 | 0 | 0 | 0 | 0
2025 | 1 | 2025_01_20 | 5.8 | 2.91 | 2025 | 1 | 2025_01_20 | 21680.49 | 21498.38 | 0 | 0 | 3339.427 | 41900.32 | 1020.89 | 2530.915 | 46413.77 | 836.5525 | 836.5525 | 836.5525 | 836.5525 | 836.5525 | 836.5525 | 2025 | 1 | 2025_01_20 | 0 | 0 | 0 | 0 | 0 | 0 | 0 | 0 | 0 | 0 | 0 | 0 | 0 | 0 | 0
2025 | 1 | 2025_01_21 | 5.8 | 2.91 | 2025 | 1 | 2025_01_21 | 21722.13 | 21539.34 | 0 | 0 | 3549.234 | 41900.32 | 1125.597 | 2913.545 | 46413.77 | 836.5525 | 836.5525 | 836.5525 | 836.5525 | 836.5525 | 836.5525 | 2025 | 1 | 2025_01_21 | 0 | 0 | 0 | 0 | 0 | 0 | 0 | 0 | 0 | 0 | 0 | 0 | 0 | 0 | 0
2025 | 1 | 2025_01_22 | 8.05 | 4.04 | 2025 | 1 | 2025_01_22 | 13908.37 | 13684.09 | 0 | 0 | 2919.816 | 41921.02 | 261.7711 | 2403.371 | 46413.81 | 697.127 | 697.127 | 697.127 | 697.127 | 697.127 | 697.127 | 2025 | 1 | 2025_01_22 | 0 | 0 | 0 | 0 | 0 | 0 | 0 | 0 | 0 | 0 | 0 | 0 | 0 | 0 | 0
2025 | 1 | 2025_01_23 | 7.09 | 3.56 | 2025 | 1 | 2025_01_23 | 16632.19 | 17231.34 | 0 | 0 | 2779.945 | 41848.56 | 314.1198 | 1852.639 | 44887.82 | 508.3217 | 508.3217 | 508.3217 | 508.3217 | 508.3217 | 508.3217 | 2025 | 1 | 2025_01_23 | 0 | 0 | 0 | 0 | 0 | 0 | 0 | 0 | 0 | 0 | 0 | 0 | 0 | 0 | 0
2025 | 1 | 2025_01_24 | 5.67 | 2.84 | 2025 | 1 | 2025_01_24 | 0 | 0 | 0 | 0 | 996.584 | 40714.56 | 0 | 889.8758 | 41489.71 | 0 | 0 | 0 | 0 | 0 | 0 | 2025 | 1 | 2025_01_24 | 0 | 0 | 0 | 0 | 0 | 0 | 0 | 0 | 0 | 0 | 0 | 0 | 0 | 0 | 0
2025 | 1 | 2025_01_25 | 5.42 | 2.72 | 2025 | 1 | 2025_01_25 | 0 | 0 | 0 | 0 | 856.7126 | 41897.76 | 0 | 1513.499 | 45481.54 | 0 | 0 | 0 | 0 | 0 | 0 | 2025 | 1 | 2025_01_25 | 0 | 0 | 0 | 0 | 0 | 0 | 0 | 0 | 0 | 0 | 0 | 0 | 0 | 0 | 0
2025 | 1 | 2025_01_26 | 5.42 | 2.72 | 2025 | 1 | 2025_01_26 | 7248.696 | 7187.983 | 0 | 0 | 2185.488 | 42021.98 | 130.8833 | 1957.847 | 46284.86 | 243.9945 | 243.9945 | 243.9945 | 278.8509 | 243.9945 | 278.8509 | 2025 | 1 | 2025_01_26 | 0 | 0 | 0 | 0 | 0 | 0 | 0 | 0 | 0 | 0 | 0 | 0 | 0 | 0 | 0
2025 | 1 | 2025_01_27 | 5.42 | 2.72 | 2025 | 1 | 2025_01_27 | 21762.15 | 21579.24 | 0 | 0 | 3549.238 | 42042.68 | 1256.479 | 2530.918 | 46615.04 | 836.5525 | 836.5525 | 836.5525 | 836.5525 | 836.5525 | 836.5525 | 2025 | 1 | 2025_01_27 | 0 | 0 | 0 | 0 | 0 | 0 | 0 | 0 | 0 | 0 | 0 | 0 | 0 | 0 | 0
2025 | 1 | 2025_01_28 | 5.82 | 2.92 | 2025 | 1 | 2025_01_28 | 21116.47 | 20939.61 | 0 | 0 | 3479.302 | 41848.56 | 255.2269 | 2616.142 | 46310.26 | 662.2706 | 662.2706 | 662.2706 | 662.2706 | 662.2706 | 662.2706 | 2025 | 1 | 2025_01_28 | 0 | 0 | 0 | 0 | 0 | 0 | 0 | 0 | 0 | 0 | 0 | 0 | 0 | 0 | 0
2025 | 1 | 2025_01_29 | 6.83 | 3.43 | 2025 | 1 | 2025_01_29 | 17465.38 | 17318.88 | 0 | 0 | 3356.915 | 41826.64 | 6.5442 | 2924.714 | 46205.68 | 557.7016 | 557.7016 | 557.7016 | 557.7016 | 557.7016 | 557.7016 | 2025 | 1 | 2025_01_29 | 0 | 0 | 0 | 0 | 0 | 0 | 0 | 0 | 0 | 0 | 0 | 0 | 0 | 0 | 0
2025 | 1 | 2025_01_30 | 5.81 | 2.91 | 2025 | 1 | 2025_01_30 | 5407.019 | 5361.661 | 0 | 0 | 2098.072 | 41826.64 | 0 | 2425.12 | 46267.6 | 316.6119 | 316.6119 | 316.6119 | 316.6119 | 316.6119 | 316.6119 | 2025 | 1 | 2025_01_30 | 0 | 0 | 0 | 0 | 0 | 0 | 0 | 0 | 0 | 0 | 0 | 0 | 0 | 0 | 0
2025 | 1 | 2025_01_31 | 2.77 | 1.39 | 2025 | 1 | 2025_01_31 | 21735.66 | 21552.97 | 0 | 0 | 3549.234 | 42042.68 | 0 | 2530.915 | 46310.73 | 641.9379 | 641.9379 | 641.9379 | 641.9379 | 641.9379 | 641.9379 | 2025 | 1 | 2025_01_31 | 0 | 0 | 0 | 0 | 0 | 0 | 0 | 0 | 0 | 0 | 0 | 0 | 0 | 0 | 0
2025 | 2 | 2025_02_01 | 10.03 | 5.27 | 2025 | 2 | 2025_02_01 | 0 | 0 | 0 | 0 | 0 | 11785.73 | 0 | 0 | 11489.67 | 2.9047 | 2.8507 | 2.8321 | 2.7368 | 2.6741 | 2.7121 | 2025 | 2 | 2025_02_01 | 0 | 0 | 0 | 0 | 0 | 0 | 0 | 0 | 0 | 0 | 0 | 0 | 0 | 0 | 0
2025 | 2 | 2025_02_02 | 10.03 | 5.27 | 2025 | 2 | 2025_02_02 | 0 | 0 | 0 | 0 | 0 | 34105.44 | 0 | 105.7284 | 32497.51 | 0 | 0 | 0 | 0 | 0 | 0 | 2025 | 2 | 2025_02_02 | 0 | 0 | 0 | 0 | 0 | 0 | 0 | 0 | 0 | 0 | 0 | 0 | 0 | 0 | 0
2025 | 2 | 2025_02_03 | 10.03 | 5.27 | 2025 | 2 | 2025_02_03 | 0 | 0 | 0 | 0 | 0 | 1307.719 | 0 | 0 | 9823.119 | 0 | 0 | 0 | 0 | 0 | 0 | 2025 | 2 | 2025_02_03 | 0 | 0 | 0 | 0 | 0 | 0 | 0 | 0 | 0 | 0 | 0 | 0 | 0 | 0 | 0
2025 | 2 | 2025_02_04 | 7.03 | 3.7 | 2025 | 2 | 2025_02_04 | 0 | 0 | 0 | 0 | 1153.488 | 39557.61 | 0 | 1100.147 | 40567.54 | 0 | 0 | 0 | 0 | 0 | 0 | 2025 | 2 | 2025_02_04 | 0 | 0 | 0 | 0 | 0 | 0 | 0 | 0 | 0 | 0 | 0 | 0 | 0 | 0 | 0
2025 | 2 | 2025_02_05 | 9.58 | 5.04 | 2025 | 2 | 2025_02_05 | 0 | 0 | 0 | 0 | 0 | 0 | 0 | 158.6483 | 35396.84 | 0 | 0 | 0 | 0 | 0 | 0 | 2025 | 2 | 2025_02_05 | 0 | 0 | 0 | 0 | 0 | 0 | 0 | 0 | 0 | 0 | 0 | 0 | 0 | 0 | 0
2025 | 2 | 2025_02_06 | 11.53 | 6.06 | 2025 | 2 | 2025_02_06 | 0 | 0 | 0 | 0 | 0 | 0 | 0 | 84.5792 | 11679.46 | 0 | 0 | 0 | 0 | 0 | 0 | 2025 | 2 | 2025_02_06 | 0 | 0 | 0 | 0 | 0 | 0 | 0 | 0 | 0 | 0 | 0 | 0 | 0 | 0 | 0
2025 | 2 | 2025_02_07 | 3.94 | 2.07 | 2025 | 2 | 2025_02_07 | 21230.58 | 21230.58 | 0 | 0 | 3390.556 | 41480.02 | 0 | 2951.16 | 45109.41 | 580.9468 | 598.6517 | 594.7365 | 656.8331 | 641.7751 | 650.9075 | 2025 | 2 | 2025_02_07 | 0 | 0 | 0 | 0 | 0 | 0 | 0 | 0 | 0 | 0 | 0 | 0 | 0 | 0 | 0
2025 | 2 | 2025_02_08 | 3.34 | 1.75 | 2025 | 2 | 2025_02_08 | 21390.22 | 21390.22 | 0 | 0 | 3547.847 | 41591.12 | 1888.031 | 2665.356 | 45276.45 | 836.5524 | 820.9926 | 815.6386 | 788.1998 | 770.1302 | 781.0891 | 2025 | 2 | 2025_02_08 | 0 | 0 | 0 | 0 | 0 | 0 | 0 | 0 | 0 | 0 | 0 | 0 | 0 | 0 | 0
2025 | 2 | 2025_02_09 | 3.34 | 1.75 | 2025 | 2 | 2025_02_09 | 21410.82 | 21410.82 | 0 | 0 | 4404.228 | 41591.12 | 1180.019 | 2930.015 | 45397.45 | 836.5524 | 820.9926 | 815.6386 | 788.1997 | 770.1302 | 781.0891 | 2025 | 2 | 2025_02_09 | 0 | 0 | 0 | 0 | 0 | 0 | 0 | 0 | 0 | 0 | 0 | 0 | 0 | 0 | 0
2025 | 2 | 2025_02_10 | 3.34 | 1.75 | 2025 | 2 | 2025_02_10 | 21078.43 | 21078.49 | 0 | 0 | 3740.095 | 41503.31 | 0 | 2908.866 | 45143.21 | 505.417 | 598.6403 | 594.7365 | 574.7289 | 593.642 | 569.5478 | 2025 | 2 | 2025_02_10 | 0 | 0 | 0 | 0 | 0 | 0 | 0 | 0 | 0 | 0 | 0 | 0 | 0 | 0 | 0
2025 | 2 | 2025_02_11 | 3.27 | 1.72 | 2025 | 2 | 2025_02_11 | 21548.44 | 21548.45 | 0 | 0 | 3320.648 | 41765.98 | 799.7955 | 2908.702 | 45616.64 | 836.5525 | 820.9926 | 815.6387 | 788.1998 | 770.1302 | 781.0891 | 2025 | 2 | 2025_02_11 | 0 | 0 | 0 | 0 | 0 | 0 | 0 | 0 | 0 | 0 | 0 | 0 | 0 | 0 | 0
2025 | 2 | 2025_02_12 | 3.43 | 1.8 | 2025 | 2 | 2025_02_12 | 21584.83 | 21584.83 | 0 | 0 | 2516.702 | 41765.98 | 1520.914 | 2527.577 | 45616.64 | 836.5525 | 820.9926 | 815.6387 | 788.1998 | 770.1303 | 781.0891 | 2025 | 2 | 2025_02_12 | 0 | 0 | 0 | 0 | 0 | 0 | 0 | 0 | 0 | 0 | 0 | 0 | 0 | 0 | 0
2025 | 2 | 2025_02_13 | 4.28 | 2.25 | 2025 | 2 | 2025_02_13 | 21516.83 | 21516.83 | 0 | 0 | 3023.537 | 41762.55 | 989.9052 | 2337.099 | 45608.04 | 836.5525 | 820.9926 | 815.6387 | 788.1998 | 770.1302 | 781.0891 | 2025 | 2 | 2025_02_13 | 0 | 0 | 0 | 0 | 0 | 0 | 0 | 0 | 0 | 0 | 0 | 0 | 0 | 0 | 0
2025 | 2 | 2025_02_14 | 4.36 | 2.29 | 2025 | 2 | 2025_02_14 | 21013.41 | 21013.41 | 0 | 0 | 2446.793 | 41731.7 | 249.115 | 2157.193 | 45509.19 | 836.5522 | 820.9924 | 815.6385 | 788.1996 | 770.1301 | 781.0889 | 2025 | 2 | 2025_02_14 | 0 | 0 | 0 | 0 | 0 | 0 | 0 | 0 | 0 | 0 | 0 | 0 | 0 | 0 | 0
2025 | 2 | 2025_02_15 | 4.57 | 2.4 | 2025 | 2 | 2025_02_15 | 6724.631 | 5243.714 | 0 | 0 | 506.8323 | 40588.72 | 6.5557 | 1353.313 | 43549.09 | 214.9473 | 210.9493 | 209.5736 | 202.5234 | 390.4129 | 395.9684 | 2025 | 2 | 2025_02_15 | 0 | 0 | 0 | 0 | 0 | 0 | 0 | 0 | 0 | 0 | 0 | 0 | 0 | 0 | 0
2025 | 2 | 2025_02_16 | 4.57 | 2.4 | 2025 | 2 | 2025_02_16 | 4740.857 | 2392.503 | 0 | 0 | 139.8168 | 38451.14 | 0 | 708.6834 | 39338.81 | 0 | 136.832 | 135.9397 | 197.0498 | 192.5324 | 195.2721 | 2025 | 2 | 2025_02_16 | 0 | 131.488 | 0 | 0 | 0 | 0 | 0 | 0 | 0 | 0 | 0 | 0 | 0 | 0 | 0
2025 | 2 | 2025_02_17 | 4.57 | 2.4 | 2025 | 2 | 2025_02_17 | 5844.072 | 5844.087 | 0 | 0 | 2534.179 | 40578.66 | 0 | 1914.325 | 43434.31 | 209.138 | 205.2481 | 203.9096 | 197.0499 | 192.5325 | 195.2722 | 2025 | 2 | 2025_02_17 | 0 | 0 | 0 | 0 | 0 | 0 | 0 | 0 | 0 | 0 | 0 | 0 | 0 | 0 | 0
2025 | 2 | 2025_02_18 | 5.14 | 2.7 | 2025 | 2 | 2025_02_18 | 10181.97 | 9434.738 | 0 | 0 | 2481.748 | 40953.68 | 0 | 2157.989 | 43694.28 | 148.1395 | 282.2162 | 280.3757 | 270.9436 | 264.7322 | 268.4993 | 2025 | 2 | 2025_02_18 | 0 | 0 | 0 | 0 | 0 | 0 | 0 | 0 | 0 | 0 | 0 | 0 | 0 | 0 | 0
2025 | 2 | 2025_02_19 | 4.3 | 2.26 | 2025 | 2 | 2025_02_19 | 21580.4 | 21580.4 | 0 | 0 | 3547.85 | 41765.98 | 1271.803 | 3046.316 | 45616.64 | 836.5525 | 820.9927 | 815.6387 | 788.1998 | 770.1303 | 781.0891 | 2025 | 2 | 2025_02_19 | 0 | 0 | 0 | 0 | 0 | 0 | 0 | 0 | 0 | 0 | 0 | 0 | 0 | 0 | 0
2025 | 2 | 2025_02_20 | 5.94 | 3.12 | 2025 | 2 | 2025_02_20 | 21559.8 | 21559.82 | 0 | 0 | 2936.152 | 41765.98 | 1573.359 | 3025.17 | 45616.64 | 836.5525 | 820.9927 | 815.6387 | 788.1998 | 770.1303 | 781.0892 | 2025 | 2 | 2025_02_20 | 0 | 0 | 0 | 0 | 0 | 0 | 0 | 0 | 0 | 0 | 0 | 0 | 0 | 0 | 0
2025 | 2 | 2025_02_21 | 5.93 | 3.11 | 2025 | 2 | 2025_02_21 | 21634.38 | 21634.38 | 0 | 0 | 3565.327 | 41765.98 | 1888.031 | 3046.316 | 45616.64 | 836.5526 | 820.9927 | 815.6387 | 788.1998 | 770.1303 | 781.0892 | 2025 | 2 | 2025_02_21 | 0 | 0 | 0 | 0 | 0 | 0 | 0 | 0 | 0 | 0 | 0 | 0 | 0 | 0 | 0
2025 | 2 | 2025_02_22 | 5.1 | 2.68 | 2025 | 2 | 2025_02_22 | 21506.35 | 21506.36 | 0 | 0 | 2097.251 | 41591.12 | 1888.031 | 2432.422 | 45397.45 | 836.5525 | 820.9926 | 815.6387 | 788.1998 | 770.1303 | 781.0891 | 2025 | 2 | 2025_02_22 | 0 | 0 | 0 | 0 | 0 | 0 | 0 | 0 | 0 | 0 | 0 | 0 | 0 | 0 | 0
2025 | 2 | 2025_02_23 | 5.1 | 2.68 | 2025 | 2 | 2025_02_23 | 20927.67 | 20927.7 | 0 | 0 | 2551.649 | 41342.48 | 478.5635 | 2718.551 | 44999.82 | 653.5566 | 658.5045 | 654.2101 | 656.8331 | 641.7752 | 650.9075 | 2025 | 2 | 2025_02_23 | 0 | 0 | 0 | 0 | 0 | 0 | 0 | 0 | 0 | 0 | 0 | 0 | 0 | 0 | 0
2025 | 2 | 2025_02_24 | 5.1 | 2.68 | 2025 | 2 | 2025_02_24 | 21648.4 | 21648.41 | 0 | 0 | 3775.052 | 41765.98 | 1730.695 | 3046.316 | 45616.64 | 836.5526 | 820.9927 | 815.6387 | 788.1998 | 770.1303 | 781.0892 | 2025 | 2 | 2025_02_24 | 0 | 0 | 0 | 0 | 0 | 0 | 0 | 0 | 0 | 0 | 0 | 0 | 0 | 0 | 0
2025 | 2 | 2025_02_25 | 5.1 | 2.68 | 2025 | 2 | 2025_02_25 | 21519.49 | 21519.51 | 0 | 0 | 4142.071 | 41765.98 | 1448.806 | 3035.743 | 45616.64 | 836.5525 | 820.9926 | 815.6387 | 788.1998 | 770.1303 | 781.0891 | 2025 | 2 | 2025_02_25 | 0 | 0 | 0 | 0 | 0 | 0 | 0 | 0 | 0 | 0 | 0 | 0 | 0 | 0 | 0
2025 | 2 | 2025_02_26 | 5.82 | 3.06 | 2025 | 2 | 2025_02_26 | 20974.55 | 20974.6 | 0 | 0 | 3373.079 | 41700.84 | 1416.023 | 2940.588 | 45487.7 | 836.5524 | 820.9925 | 815.6385 | 788.1996 | 770.1301 | 781.089 | 2025 | 2 | 2025_02_26 | 0 | 0 | 0 | 0 | 0 | 0 | 0 | 0 | 0 | 0 | 0 | 0 | 0 | 0 | 0
2025 | 2 | 2025_02_27 | 7.28 | 3.82 | 2025 | 2 | 2025_02_27 | 13884.97 | 13885.02 | 0 | 0 | 3565.327 | 41680.27 | 708.0204 | 2802.973 | 45487.7 | 697.127 | 684.1604 | 815.6385 | 788.1996 | 770.1301 | 781.0889 | 2025 | 2 | 2025_02_27 | 0 | 0 | 0 | 0 | 0 | 0 | 0 | 0 | 0 | 0 | 0 | 0 | 0 | 0 | 0
2025 | 2 | 2025_02_28 | 11.56 | 6.07 | 2025 | 2 | 2025_02_28 | 0 | 0 | 0 | 0 | 2551.646 | 39626.58 | 0 | 1533.651 | 41163.54 | 8.7141 | 8.552 | 42.4812 | 101.2617 | 192.5324 | 132.8935 | 2025 | 2 | 2025_02_28 | 0 | 0 | 0 | 0 | 0 | 0 | 0 | 0 | 0 | 0 | 0 | 0 | 0 | 0 | 0
2025 | 3 | 2025_03_01 | 7.78 | 5.07 | 2025 | 3 | 2025_03_01 | 5584.839 | 4765.12 | 0 | 0 | 0 | 40699.02 | 26.3485 | 0 | 35491.7 | 367.9435 | 208.589 | 252.4452 | 234.0573 | 211.3392 | 240.1043 | 2025 | 3 | 2025_03_01 | 0 | 0 | 0 | 0 | 0 | 0 | 0 | 0 | 0 | 0 | 0 | 0 | 0 | 0 | 0
2025 | 3 | 2025_03_02 | 7.78 | 5.07 | 2025 | 3 | 2025_03_02 | 4544.572 | 4544.033 | 0 | 0 | 0 | 40971.8 | 19.7614 | 0 | 35659.93 | 325.4884 | 312.8835 | 321.5104 | 332.6078 | 221.5242 | 219.8816 | 2025 | 3 | 2025_03_02 | 127.184 | 127.184 | 0 | 0 | 0 | 0 | 0 | 0 | 0 | 0 | 0 | 0 | 0 | 0 | 0
2025 | 3 | 2025_03_03 | 7.78 | 5.07 | 2025 | 3 | 2025_03_03 | 10212.39 | 10268.77 | 0 | 0 | 0 | 41078.66 | 256.9024 | 0 | 36208.14 | 460.9402 | 366.1896 | 261.9715 | 118.2606 | 119.674 | 121.3178 | 2025 | 3 | 2025_03_03 | 0 | 0 | 0 | 0 | 0 | 0 | 0 | 0 | 0 | 0 | 0 | 0 | 0 | 0 | 0
2025 | 3 | 2025_03_04 | 4.87 | 3.17 | 2025 | 3 | 2025_03_04 | 16608.43 | 16608.45 | 0 | 0 | 0 | 41279.77 | 645.543 | 0 | 36499.82 | 582.2405 | 639.6733 | 657.3105 | 591.303 | 565.2726 | 578.769 | 2025 | 3 | 2025_03_04 | 0 | 0 | 0 | 0 | 0 | 0 | 0 | 0 | 0 | 0 | 0 | 0 | 0 | 0 | 0
2025 | 3 | 2025_03_05 | 5.72 | 3.73 | 2025 | 3 | 2025_03_05 | 20799.13 | 20799.18 | 0 | 0 | 0 | 41279.77 | 0 | 0 | 36499.82 | 582.2404 | 410.2252 | 397.7205 | 381.8832 | 336.1057 | 333.6135 | 2025 | 3 | 2025_03_05 | 0 | 0 | 0 | 0 | 0 | 0 | 0 | 0 | 0 | 0 | 0 | 0 | 0 | 0 | 0
2025 | 3 | 2025_03_06 | 7.69 | 5.02 | 2025 | 3 | 2025_03_06 | 10046.01 | 10046.03 | 0 | 0 | 0 | 41047.41 | 0 | 0 | 35988.41 | 266.8601 | 234.0832 | 354.8523 | 219.2748 | 226.6167 | 224.9364 | 2025 | 3 | 2025_03_06 | 0 | 0 | 0 | 0 | 0 | 0 | 0 | 0 | 0 | 0 | 0 | 0 | 0 | 0 | 0
2025 | 3 | 2025_03_07 | 7.63 | 4.98 | 2025 | 3 | 2025_03_07 | 0 | 0 | 0 | 0 | 0 | 40068.18 | 0 | 0 | 33699.52 | 0 | 0 | 0 | 0 | 0 | 0 | 2025 | 3 | 2025_03_07 | 0 | 0 | 0 | 0 | 0 | 0 | 0 | 0 | 0 | 0 | 0 | 0 | 0 | 0 | 0
2025 | 3 | 2025_03_08 | 4.88 | 3.18 | 2025 | 3 | 2025_03_08 | 7458.213 | 7457.107 | 0 | 0 | 0 | 41060.05 | 32.9356 | 0 | 35980.46 | 268.8818 | 308.2483 | 202.4325 | 209.4198 | 216.4317 | 214.8269 | 2025 | 3 | 2025_03_08 | 0 | 0 | 0 | 0 | 0 | 0 | 0 | 0 | 0 | 0 | 0 | 0 | 0 | 0 | 0
2025 | 3 | 2025_03_09 | 4.88 | 3.18 | 2025 | 3 | 2025_03_09 | 20168.65 | 20168.18 | 0 | 0 | 0 | 41117.38 | 461.0988 | 0 | 36265.9 | 582.2403 | 505.2527 | 559.6664 | 344.9267 | 346.2907 | 346.2541 | 2025 | 3 | 2025_03_09 | 0 | 0 | 0 | 0 | 0 | 0 | 0 | 0 | 0 | 0 | 0 | 0 | 0 | 0 | 0
2025 | 3 | 2025_03_10 | 4.88 | 3.18 | 2025 | 3 | 2025_03_10 | 16170.32 | 16170.38 | 0 | 0 | 0 | 41276.39 | 0 | 0 | 36487.12 | 485.2002 | 377.7779 | 359.6154 | 221.7386 | 221.5242 | 224.9363 | 2025 | 3 | 2025_03_10 | 0 | 0 | 0 | 0 | 0 | 0 | 0 | 0 | 0 | 0 | 0 | 0 | 0 | 0 | 0
2025 | 3 | 2025_03_11 | 6.61 | 4.31 | 2025 | 3 | 2025_03_11 | 2531.742 | 2530.01 | 0 | 0 | 0 | 41064.34 | 0 | 0 | 36220.85 | 125.3434 | 95.0239 | 97.6439 | 101.0142 | 104.3964 | 103.6223 | 2025 | 3 | 2025_03_11 | 0 | 0 | 0 | 0 | 0 | 0 | 0 | 0 | 0 | 0 | 0 | 0 | 0 | 0 | 0
2025 | 3 | 2025_03_12 | 5.43 | 3.54 | 2025 | 3 | 2025_03_12 | 4861.714 | 4861.186 | 0 | 0 | 0 | 41064.34 | 0 | 0 | 35965.21 | 147.5817 | 85.7532 | 88.1177 | 91.1592 | 94.2114 | 93.5129 | 2025 | 3 | 2025_03_12 | 0 | 0 | 0 | 0 | 0 | 0 | 0 | 0 | 0 | 0 | 0 | 0 | 0 | 0 | 0
2025 | 3 | 2025_03_13 | 5.18 | 3.38 | 2025 | 3 | 2025_03_13 | 8414.737 | 7710.309 | 0 | 0 | 0 | 40573.54 | 0 | 0 | 35478.49 | 242.6001 | 139.0594 | 142.8936 | 118.2606 | 122.2203 | 121.314 | 2025 | 3 | 2025_03_13 | 0 | 0 | 0 | 0 | 0 | 0 | 0 | 0 | 0 | 0 | 0 | 0 | 0 | 0 | 0
2025 | 3 | 2025_03_14 | 3.94 | 2.57 | 2025 | 3 | 2025_03_14 | 10754.24 | 9145.882 | 0 | 0 | 0 | 40612.87 | 0 | 0 | 35554.75 | 169.8201 | 132.1064 | 135.7489 | 140.4345 | 114.5815 | 144.0604 | 2025 | 3 | 2025_03_14 | 0 | 0 | 0 | 0 | 0 | 0 | 0 | 0 | 0 | 0 | 0 | 0 | 0 | 0 | 0
2025 | 3 | 2025_03_15 | 3.46 | 2.26 | 2025 | 3 | 2025_03_15 | 19729.27 | 19729.38 | 0 | 0 | 0 | 41063.07 | 276.6592 | 0 | 36152.23 | 369.9652 | 234.0833 | 240.5375 | 248.84 | 257.1718 | 255.2724 | 2025 | 3 | 2025_03_15 | 0 | 0 | 0 | 0 | 0 | 0 | 0 | 0 | 0 | 0 | 0 | 0 | 0 | 0 | 0
2025 | 3 | 2025_03_16 | 3.46 | 2.26 | 2025 | 3 | 2025_03_16 | 18170.06 | 16511.66 | 0 | 0 | 0 | 41053.08 | 13.1743 | 0 | 35706.46 | 155.6684 | 27.8119 | 28.5787 | 29.5651 | 30.5551 | 30.3323 | 2025 | 3 | 2025_03_16 | 0 | 0 | 0 | 0 | 0 | 0 | 0 | 0 | 0 | 0 | 0 | 0 | 0 | 0 | 0
2025 | 3 | 2025_03_17 | 3.46 | 2.26 | 2025 | 3 | 2025_03_17 | 6111.039 | 7897.417 | 0 | 0 | 0 | 40915.84 | 0 | 0 | 36008.53 | 222.3835 | 227.1303 | 233.3928 | 211.8835 | 218.978 | 217.3542 | 2025 | 3 | 2025_03_17 | 0 | 0 | 0 | 0 | 0 | 0 | 0 | 0 | 0 | 0 | 0 | 0 | 0 | 0 | 0
2025 | 3 | 2025_03_18 | 3.77 | 2.46 | 2025 | 3 | 2025_03_18 | 19370.25 | 19370.26 | 0 | 0 | 0 | 41279.77 | 342.5352 | 0 | 36499.82 | 509.4604 | 556.2376 | 571.5744 | 561.7379 | 432.8636 | 429.6539 | 2025 | 3 | 2025_03_18 | 0 | 0 | 0 | 0 | 0 | 0 | 0 | 0 | 0 | 0 | 0 | 0 | 0 | 0 | 0
2025 | 3 | 2025_03_19 | 3.95 | 2.58 | 2025 | 3 | 2025_03_19 | 20972.16 | 20972.19 | 0 | 0 | 0 | 41279.77 | 737.7583 | 0 | 36499.82 | 582.2405 | 556.2375 | 571.5743 | 443.4773 | 458.3261 | 454.9276 | 2025 | 3 | 2025_03_19 | 0 | 0 | 0 | 0 | 0 | 0 | 0 | 0 | 0 | 0 | 0 | 0 | 0 | 0 | 0
2025 | 3 | 2025_03_20 | 4.16 | 2.71 | 2025 | 3 | 2025_03_20 | 6014.875 | 6014.884 | 0 | 0 | 0 | 40587.33 | 0 | 0 | 34842.57 | 194.08 | 111.2474 | 0 | 0 | 0 | 0 | 2025 | 3 | 2025_03_20 | 0 | 0 | 0 | 0 | 0 | 0 | 0 | 0 | 0 | 0 | 0 | 0 | 0 | 0 | 0
2025 | 3 | 2025_03_21 | 2.97 | 1.94 | 2025 | 3 | 2025_03_21 | 20018.88 | 20018.93 | 0 | 0 | 0 | 41137.53 | 263.4851 | 0 | 36047.15 | 218.3402 | 166.8713 | 171.4723 | 177.3909 | 152.7754 | 151.6425 | 2025 | 3 | 2025_03_21 | 0 | 0 | 0 | 0 | 0 | 0 | 0 | 0 | 0 | 0 | 0 | 0 | 0 | 0 | 0
2025 | 3 | 2025_03_22 | 2.59 | 1.69 | 2025 | 3 | 2025_03_22 | 21097.12 | 21097.13 | 0 | 0 | 0 | 41235.8 | 698.249 | 0 | 36351.34 | 519.5688 | 595.6378 | 612.0609 | 500.1439 | 435.4098 | 432.185 | 2025 | 3 | 2025_03_22 | 0 | 0 | 0 | 0 | 0 | 0 | 0 | 0 | 0 | 0 | 0 | 0 | 0 | 0 | 0
2025 | 3 | 2025_03_23 | 2.59 | 1.69 | 2025 | 3 | 2025_03_23 | 19355.53 | 16751.84 | 0 | 0 | 0 | 41052.95 | 19.7614 | 0 | 35982.09 | 266.8601 | 155.2829 | 130.9857 | 105.9417 | 112.0352 | 111.2045 | 2025 | 3 | 2025_03_23 | 0 | 0 | 0 | 0 | 0 | 0 | 0 | 0 | 0 | 0 | 0 | 0 | 0 | 0 | 0
2025 | 3 | 2025_03_24 | 2.59 | 1.69 | 2025 | 3 | 2025_03_24 | 21175.15 | 16664.57 | 0 | 0 | 0 | 41279.77 | 1027.592 | 0 | 36495.59 | 533.7205 | 604.9121 | 600.1531 | 561.7379 | 519.4362 | 545.9131 | 2025 | 3 | 2025_03_24 | 0 | 0 | 0 | 0 | 0 | 0 | 0 | 0 | 0 | 0 | 0 | 0 | 0 | 0 | 0
2025 | 3 | 2025_03_25 | 3.02 | 1.97 | 2025 | 3 | 2025_03_25 | 21231.52 | 21231.52 | 0 | 0 | 0 | 41279.77 | 1205.444 | 0 | 36499.82 | 582.2404 | 667.485 | 571.5743 | 620.8682 | 519.4362 | 636.8986 | 2025 | 3 | 2025_03_25 | 0 | 0 | 0 | 0 | 0 | 0 | 0 | 0 | 0 | 0 | 0 | 0 | 0 | 0 | 0
2025 | 3 | 2025_03_26 | 2.77 | 1.8 | 2025 | 3 | 2025_03_26 | 21359.15 | 21359.15 | 0 | 0 | 0 | 41279.77 | 1818.047 | 0 | 36499.82 | 582.2406 | 667.4852 | 685.8893 | 709.5638 | 733.3218 | 727.8843 | 2025 | 3 | 2025_03_26 | 0 | 0 | 0 | 0 | 0 | 0 | 0 | 0 | 0 | 0 | 0 | 0 | 0 | 0 | 0
2025 | 3 | 2025_03_27 | 2.36 | 1.54 | 2025 | 3 | 2025_03_27 | 21019.46 | 21019.46 | 0 | 0 | 0 | 41276.39 | 395.2277 | 0 | 36495.59 | 582.2404 | 456.5784 | 469.1673 | 485.3613 | 501.6125 | 497.893 | 2025 | 3 | 2025_03_27 | 0 | 0 | 0 | 0 | 0 | 0 | 0 | 0 | 0 | 0 | 0 | 0 | 0 | 0 | 0
2025 | 3 | 2025_03_28 | 1.91 | 1.25 | 2025 | 3 | 2025_03_28 | 21326.63 | 21326.63 | 0 | 0 | 0 | 41279.77 | 1126.399 | 0 | 36499.82 | 582.2405 | 540.0141 | 554.9035 | 571.593 | 590.7315 | 586.3587 | 2025 | 3 | 2025_03_28 | 0 | 0 | 0 | 0 | 0 | 0 | 0 | 0 | 0 | 0 | 0 | 0 | 0 | 0 | 0
2025 | 3 | 2025_03_29 | 2.66 | 1.74 | 2025 | 3 | 2025_03_29 | 14393.18 | 13688.75 | 0 | 0 | 0 | 40453.5 | 711.4094 | 0 | 34896.77 | 266.8601 | 278.1187 | 285.7871 | 295.6514 | 305.5506 | 303.2849 | 2025 | 3 | 2025_03_29 | 0 | 0 | 0 | 0 | 0 | 0 | 0 | 0 | 0 | 0 | 0 | 0 | 0 | 0 | 0
2025 | 3 | 2025_03_30 | 2.66 | 1.74 | 2025 | 3 | 2025_03_30 | 18596.88 | 18969.85 | 0 | 0 | 0 | 41157.9 | 19.7614 | 0 | 36300.22 | 268.8818 | 236.4009 | 190.5248 | 197.101 | 175.6916 | 174.3927 | 2025 | 3 | 2025_03_30 | 0 | 0 | 0 | 0 | 0 | 0 | 0 | 0 | 0 | 0 | 0 | 0 | 0 | 0 | 0
2025 | 3 | 2025_03_31 | 2.66 | 1.74 | 2025 | 3 | 2025_03_31 | 21352.69 | 21352.69 | 0 | 0 | 0 | 41279.77 | 1053.94 | 0 | 36499.82 | 582.2405 | 667.4852 | 685.8893 | 709.5637 | 611.1015 | 606.5702 | 2025 | 3 | 2025_03_31 | 0 | 0 | 0 | 0 | 0 | 0 | 0 | 0 | 0 | 0 | 0 | 0 | 0 | 0 | 0
2025 | 4 | 2025_04_01 | 4.32 | 3.34 | 2025 | 4 | 2025_04_01 | 0 | 12275.75 | 0 | 0 | 0 | 35408.03 | 6.6325 | 0 | 31568.84 | 460.9217 | 458.2459 | 418.1088 | 415.1298 | 454.6022 | 451.247 | 2025 | 4 | 2025_04_01 | 0 | 0 | 0 | 0 | 0 | 0 | 0 | 0 | 0 | 0 | 0 | 0 | 0 | 0 | 0
2025 | 4 | 2025_04_02 | 4.17 | 3.22 | 2025 | 4 | 2025_04_02 | 0 | 19214.78 | 0 | 0 | 0 | 35408.03 | 477.5407 | 0 | 31568.84 | 507.9546 | 505.0057 | 614.364 | 574.7951 | 500.9903 | 497.2885 | 2025 | 4 | 2025_04_02 | 0 | 0 | 0 | 0 | 0 | 0 | 0 | 0 | 0 | 0 | 0 | 0 | 0 | 0 | 0
2025 | 4 | 2025_04_03 | 4.47 | 3.45 | 2025 | 4 | 2025_04_03 | 0 | 12898.2 | 0 | 0 | 0 | 35408.03 | 271.9328 | 0 | 31568.84 | 261.0322 | 287.5727 | 390.3771 | 389.1842 | 285.2861 | 283.1819 | 2025 | 4 | 2025_04_03 | 0 | 0 | 0 | 0 | 0 | 0 | 0 | 0 | 0 | 0 | 0 | 0 | 0 | 0 | 0
2025 | 4 | 2025_04_04 | 4.49 | 3.47 | 2025 | 4 | 2025_04_04 | 0 | 6485.086 | 0 | 0 | 0 | 33202.26 | 0 | 0 | 27876.21 | 141.0984 | 140.2793 | 204.7879 | 215.548 | 139.1639 | 138.1357 | 2025 | 4 | 2025_04_04 | 0 | 0 | 0 | 0 | 0 | 0 | 0 | 0 | 0 | 0 | 0 | 0 | 0 | 0 | 0
2025 | 4 | 2025_04_05 | 4.23 | 3.27 | 2025 | 4 | 2025_04_05 | 0 | 0 | 0 | 0 | 0 | 33944.13 | 0 | 0 | 28709.51 | 0 | 0 | 0 | 95.7991 | 0 | 0 | 2025 | 4 | 2025_04_05 | 0 | 0 | 0 | 0 | 0 | 0 | 0 | 0 | 0 | 0 | 0 | 0 | 0 | 0 | 0
2025 | 4 | 2025_04_06 | 4.23 | 3.27 | 2025 | 4 | 2025_04_06 | 0 | 7623.497 | 0 | 0 | 0 | 34434.52 | 0 | 0 | 28746.77 | 141.0984 | 140.2793 | 153.5909 | 143.6987 | 139.1639 | 138.1356 | 2025 | 4 | 2025_04_06 | 0 | 0 | 0 | 0 | 0 | 0 | 0 | 0 | 0 | 0 | 0 | 0 | 0 | 0 | 0
2025 | 4 | 2025_04_07 | 4.23 | 3.27 | 2025 | 4 | 2025_04_07 | 0 | 10569.51 | 0 | 0 | 0 | 35408.03 | 0 | 0 | 31568.84 | 209.2961 | 208.081 | 266.651 | 321.3263 | 206.4265 | 232.5359 | 2025 | 4 | 2025_04_07 | 0 | 0 | 0 | 0 | 0 | 0 | 0 | 0 | 0 | 0 | 0 | 0 | 0 | 0 | 0
2025 | 4 | 2025_04_08 | 4.83 | 3.74 | 2025 | 4 | 2025_04_08 | 0 | 5414.177 | 0 | 0 | 0 | 30879.89 | 0 | 0 | 24870.67 | 0 | 0 | 102.3939 | 95.7991 | 0 | 0 | 2025 | 4 | 2025_04_08 | 0 | 0 | 0 | 0 | 0 | 0 | 0 | 0 | 0 | 0 | 0 | 0 | 0 | 0 | 0
2025 | 4 | 2025_04_09 | 4.58 | 3.54 | 2025 | 4 | 2025_04_09 | 0 | 3345.271 | 0 | 0 | 0 | 33047.4 | 0 | 0 | 28302.22 | 112.8787 | 112.2234 | 102.394 | 95.7991 | 111.3311 | 110.5085 | 2025 | 4 | 2025_04_09 | 0 | 0 | 0 | 0 | 0 | 0 | 0 | 0 | 0 | 0 | 0 | 0 | 0 | 0 | 0
2025 | 4 | 2025_04_10 | 4.59 | 3.55 | 2025 | 4 | 2025_04_10 | 0 | 0 | 0 | 0 | 0 | 35398.08 | 0 | 0 | 30854.89 | 0 | 0 | 0 | 0 | 0 | 0 | 2025 | 4 | 2025_04_10 | 0 | 0 | 0 | 0 | 0 | 0 | 0 | 0 | 0 | 0 | 0 | 0 | 0 | 0 | 0
2025 | 4 | 2025_04_11 | 3.35 | 2.59 | 2025 | 4 | 2025_04_11 | 0 | 12667.16 | 0 | 0 | 0 | 35408.03 | 0 | 0 | 31543.99 | 197.5379 | 196.3911 | 204.788 | 215.5482 | 194.8296 | 193.39 | 2025 | 4 | 2025_04_11 | 0 | 0 | 0 | 0 | 0 | 0 | 0 | 0 | 0 | 0 | 0 | 0 | 0 | 0 | 0
2025 | 4 | 2025_04_12 | 3.35 | 2.59 | 2025 | 4 | 2025_04_12 | 0 | 13045.55 | 0 | 0 | 0 | 35398.07 | 0 | 0 | 31543.99 | 427.9987 | 425.514 | 413.8423 | 387.1883 | 422.1306 | 419.0115 | 2025 | 4 | 2025_04_12 | 0 | 0 | 0 | 0 | 0 | 0 | 0 | 0 | 0 | 0 | 0 | 0 | 0 | 0 | 0
2025 | 4 | 2025_04_13 | 3.35 | 2.59 | 2025 | 4 | 2025_04_13 | 0 | 11081.55 | 0 | 0 | 0 | 34791.86 | 0 | 0 | 30587.22 | 228.1092 | 226.7849 | 206.9212 | 217.5439 | 224.9817 | 223.3194 | 2025 | 4 | 2025_04_13 | 0 | 0 | 0 | 0 | 0 | 0 | 0 | 0 | 0 | 0 | 0 | 0 | 0 | 0 | 0
2025 | 4 | 2025_04_14 | 3.35 | 2.59 | 2025 | 4 | 2025_04_14 | 0 | 12720.41 | 0 | 0 | 0 | 35408.03 | 331.63 | 0 | 31568.84 | 256.3289 | 254.8409 | 307.1821 | 407.1465 | 333.9936 | 331.5257 | 2025 | 4 | 2025_04_14 | 0 | 0 | 0 | 0 | 0 | 0 | 0 | 0 | 0 | 0 | 0 | 0 | 0 | 0 | 0
2025 | 4 | 2025_04_15 | 3.61 | 2.79 | 2025 | 4 | 2025_04_15 | 0 | 13267.99 | 0 | 0 | 0 | 35408.03 | 205.6078 | 0 | 31568.84 | 425.6472 | 423.1762 | 386.1108 | 363.2387 | 419.8114 | 416.7132 | 2025 | 4 | 2025_04_15 | 0 | 0 | 0 | 0 | 0 | 0 | 0 | 0 | 0 | 0 | 0 | 0 | 0 | 0 | 0
2025 | 4 | 2025_04_16 | 3.42 | 2.64 | 2025 | 4 | 2025_04_16 | 0 | 19832.61 | 0 | 0 | 0 | 35408.03 | 643.3536 | 0 | 31568.84 | 564.394 | 561.1175 | 511.9701 | 478.996 | 556.6559 | 552.5428 | 2025 | 4 | 2025_04_16 | 0 | 0 | 0 | 0 | 0 | 0 | 0 | 0 | 0 | 0 | 0 | 0 | 0 | 0 | 0
2025 | 4 | 2025_04_17 | 3.51 | 2.71 | 2025 | 4 | 2025_04_17 | 0 | 19917.55 | 0 | 0 | 0 | 35408.03 | 955.0817 | 0 | 31568.84 | 564.3941 | 561.1176 | 614.3642 | 574.7953 | 667.9872 | 663.0515 | 2025 | 4 | 2025_04_17 | 0 | 0 | 0 | 0 | 0 | 0 | 0 | 0 | 0 | 0 | 0 | 0 | 0 | 0 | 0
2025 | 4 | 2025_04_18 | 2.88 | 2.22 | 2025 | 4 | 2025_04_18 | 0 | 19917.55 | 0 | 0 | 0 | 35408.03 | 1353.032 | 0 | 31568.84 | 677.2729 | 673.3411 | 614.3642 | 574.7953 | 667.9872 | 663.0515 | 2025 | 4 | 2025_04_18 | 0 | 0 | 0 | 0 | 0 | 0 | 0 | 0 | 0 | 0 | 0 | 0 | 0 | 0 | 0
2025 | 4 | 2025_04_19 | 2.47 | 1.91 | 2025 | 4 | 2025_04_19 | 0 | 19863.99 | 0 | 0 | 0 | 35408.03 | 1280.074 | 0 | 31568.84 | 677.2728 | 673.341 | 614.3641 | 574.7952 | 667.9871 | 663.0514 | 2025 | 4 | 2025_04_19 | 0 | 0 | 0 | 0 | 0 | 0 | 0 | 0 | 0 | 0 | 0 | 0 | 0 | 0 | 0
2025 | 4 | 2025_04_20 | 2.47 | 1.91 | 2025 | 4 | 2025_04_20 | 0 | 18267.84 | 0 | 0 | 0 | 35278.64 | 0 | 0 | 31262.39 | 225.7576 | 224.447 | 204.7881 | 191.5984 | 222.6624 | 221.0172 | 2025 | 4 | 2025_04_20 | 0 | 0 | 0 | 0 | 0 | 0 | 0 | 0 | 0 | 0 | 0 | 0 | 0 | 0 | 0
2025 | 4 | 2025_04_21 | 2.47 | 1.91 | 2025 | 4 | 2025_04_21 | 0 | 11891.34 | 0 | 0 | 0 | 34648.89 | 0 | 0 | 29683.77 | 91.714 | 91.1815 | 83.1951 | 191.5983 | 90.4565 | 89.7882 | 2025 | 4 | 2025_04_21 | 0 | 0 | 0 | 0 | 0 | 0 | 0 | 0 | 0 | 0 | 0 | 0 | 0 | 0 | 0
2025 | 4 | 2025_04_22 | 2.44 | 1.89 | 2025 | 4 | 2025_04_22 | 0 | 12926.58 | 0 | 0 | 0 | 35408.03 | 557.1309 | 0 | 31568.84 | 225.7576 | 224.447 | 230.3866 | 215.5482 | 222.6624 | 221.0172 | 2025 | 4 | 2025_04_22 | 0 | 0 | 0 | 0 | 0 | 0 | 0 | 0 | 0 | 0 | 0 | 0 | 0 | 0 | 0
2025 | 4 | 2025_04_23 | 2.22 | 1.71 | 2025 | 4 | 2025_04_23 | 0 | 19917.55 | 0 | 0 | 0 | 35408.03 | 636.7211 | 0 | 31568.84 | 564.394 | 561.1175 | 614.3641 | 574.7952 | 556.6559 | 552.5428 | 2025 | 4 | 2025_04_23 | 0 | 0 | 0 | 0 | 0 | 0 | 0 | 0 | 0 | 0 | 0 | 0 | 0 | 0 | 0
2025 | 4 | 2025_04_24 | 2.82 | 2.18 | 2025 | 4 | 2025_04_24 | 0 | 18182.02 | 0 | 0 | 0 | 35408.03 | 0 | 0 | 31568.84 | 289.2517 | 287.5725 | 360.5121 | 361.2426 | 285.2859 | 283.1818 | 2025 | 4 | 2025_04_24 | 0 | 0 | 0 | 0 | 0 | 0 | 0 | 0 | 0 | 0 | 0 | 0 | 0 | 0 | 0
2025 | 4 | 2025_04_25 | 2.7 | 2.09 | 2025 | 4 | 2025_04_25 | 0 | 12300.58 | 0 | 0 | 0 | 35408.03 | 0 | 0 | 31519.15 | 169.3182 | 168.3352 | 204.788 | 215.5481 | 166.9967 | 165.7628 | 2025 | 4 | 2025_04_25 | 0 | 0 | 0 | 0 | 0 | 0 | 0 | 0 | 0 | 0 | 0 | 0 | 0 | 0 | 0
2025 | 4 | 2025_04_26 | 2.28 | 1.76 | 2025 | 4 | 2025_04_26 | 0 | 12446.42 | 0 | 0 | 0 | 35184.5 | 0 | 0 | 31119.47 | 263.3838 | 261.8548 | 290.1163 | 295.3808 | 259.7727 | 257.8533 | 2025 | 4 | 2025_04_26 | 0 | 0 | 0 | 0 | 0 | 0 | 0 | 0 | 0 | 0 | 0 | 0 | 0 | 0 | 0
2025 | 4 | 2025_04_27 | 2.28 | 1.76 | 2025 | 4 | 2025_04_27 | 0 | 2652.685 | 0 | 0 | 0 | 10359.78 | 0 | 0 | 23749.52 | 0 | 0 | 0 | 0 | 0 | 0 | 2025 | 4 | 2025_04_27 | 0 | 0 | 0 | 0 | 0 | 0 | 0 | 0 | 0 | 0 | 0 | 0 | 0 | 0 | 0
2025 | 4 | 2025_04_28 | 2.28 | 1.76 | 2025 | 4 | 2025_04_28 | 0 | 4057.801 | 0 | 0 | 0 | 21245.64 | 0 | 0 | 29868.68 | 0 | 0 | 0 | 0 | 0 | 0 | 2025 | 4 | 2025_04_28 | 0 | 0 | 0 | 0 | 0 | 0 | 0 | 0 | 0 | 0 | 0 | 0 | 0 | 0 | 0
2025 | 4 | 2025_04_29 | 2.22 | 1.72 | 2025 | 4 | 2025_04_29 | 0 | 3362.007 | 0 | 0 | 0 | 33021.07 | 0 | 0 | 27367.21 | 0 | 0 | 0 | 0 | 0 | 0 | 2025 | 4 | 2025_04_29 | 0 | 0 | 0 | 0 | 0 | 0 | 0 | 0 | 0 | 0 | 0 | 0 | 0 | 0 | 0
2025 | 4 | 2025_04_30 | 2.09 | 1.62 | 2025 | 4 | 2025_04_30 | 0 | 0 | 0 | 0 | 0 | 31444.79 | 0 | 0 | 25539.63 | 0 | 0 | 0 | 0 | 0 | 0 | 2025 | 4 | 2025_04_30 | 0 | 0 | 0 | 0 | 0 | 0 | 0 | 0 | 0 | 0 | 0 | 0 | 0 | 0 | 0
2025 | 5 | 2025_05_01 | 4.68 | 3.58 | 2025 | 5 | 2025_05_01 | 0 | 0 | 0 | 0 | 0 | 10661.6 | 0 | 0 | 7282.159 | 0 | 0 | 0 | 0 | 0 | 0 | 2025 | 5 | 2025_05_01 | 0 | 0 | 0 | 0 | 0 | 0 | 0 | 0 | 0 | 0 | 0 | 0 | 0 | 0 | 0
2025 | 5 | 2025_05_02 | 3.64 | 2.79 | 2025 | 5 | 2025_05_02 | 0 | 549.3463 | 0 | 0 | 0 | 12000.15 | 19.2377 | 0 | 7924.112 | 17.0622 | 16.1629 | 17.0622 | 15.5825 | 15.5302 | 16.2849 | 2025 | 5 | 2025_05_02 | 0 | 0 | 0 | 0 | 0 | 0 | 0 | 0 | 0 | 0 | 0 | 0 | 0 | 0 | 0
2025 | 5 | 2025_05_03 | 3.64 | 2.79 | 2025 | 5 | 2025_05_03 | 0 | 5101.524 | 0 | 0 | 0 | 25973.97 | 230.7966 | 0 | 7851.571 | 170.6218 | 161.6289 | 170.6218 | 93.4952 | 93.1815 | 162.8489 | 2025 | 5 | 2025_05_03 | 0 | 0 | 0 | 0 | 0 | 0 | 0 | 0 | 0 | 0 | 0 | 0 | 0 | 0 | 0
2025 | 5 | 2025_05_04 | 3.64 | 2.79 | 2025 | 5 | 2025_05_04 | 0 | 54.3495 | 0 | 0 | 0 | 0 | 0 | 0 | 7276.779 | 2.8437 | 2.6938 | 2.8437 | 2.5971 | 2.5884 | 2.7141 | 2025 | 5 | 2025_05_04 | 0 | 0 | 0 | 0 | 0 | 0 | 0 | 0 | 0 | 0 | 0 | 0 | 0 | 0 | 0
2025 | 5 | 2025_05_05 | 3.7 | 2.83 | 2025 | 5 | 2025_05_05 | 0 | 14263.69 | 0 | 0 | 0 | 33919.54 | 359.0172 | 0 | 10181.43 | 406.6486 | 385.2154 | 406.6486 | 277.8883 | 276.9559 | 388.1268 | 2025 | 5 | 2025_05_05 | 0 | 0 | 0 | 0 | 0 | 0 | 0 | 0 | 0 | 0 | 0 | 0 | 0 | 0 | 0
2025 | 5 | 2025_05_06 | 3.42 | 2.61 | 2025 | 5 | 2025_05_06 | 0 | 8677.267 | 0 | 0 | 0 | 34502.09 | 19.2377 | 0 | 9160.08 | 381.0552 | 360.971 | 381.0552 | 111.6785 | 111.3001 | 363.6994 | 2025 | 5 | 2025_05_06 | 0 | 0 | 0 | 0 | 0 | 0 | 0 | 0 | 0 | 0 | 0 | 0 | 0 | 0 | 0
2025 | 5 | 2025_05_07 | 3.32 | 2.54 | 2025 | 5 | 2025_05_07 | 0 | 6899.984 | 0 | 0 | 0 | 33867.48 | 250.0299 | 0 | 8845.534 | 179.1529 | 202.0361 | 179.1529 | 163.6165 | 163.0676 | 203.5648 | 2025 | 5 | 2025_05_07 | 0 | 0 | 0 | 0 | 0 | 0 | 0 | 0 | 0 | 0 | 0 | 0 | 0 | 0 | 0
2025 | 5 | 2025_05_08 | 2.74 | 2.09 | 2025 | 5 | 2025_05_08 | 0 | 18358.22 | 0 | 0 | 0 | 36920.84 | 474.4201 | 0 | 10021.71 | 568.7394 | 603.4144 | 568.7394 | 301.2622 | 300.2514 | 607.969 | 2025 | 5 | 2025_05_08 | 0 | 0 | 0 | 0 | 0 | 0 | 0 | 0 | 0 | 0 | 0 | 0 | 0 | 0 | 0
2025 | 5 | 2025_05_09 | 2.64 | 2.02 | 2025 | 5 | 2025_05_09 | 0 | 18262.67 | 0 | 0 | 0 | 36361.1 | 673.1573 | 0 | 9729.577 | 568.7394 | 538.763 | 568.7394 | 394.7574 | 396.025 | 542.8296 | 2025 | 5 | 2025_05_09 | 0 | 0 | 0 | 0 | 0 | 0 | 0 | 0 | 0 | 0 | 0 | 0 | 0 | 0 | 0
2025 | 5 | 2025_05_10 | 2.6 | 1.99 | 2025 | 5 | 2025_05_10 | 0 | 6814.726 | 0 | 0 | 0 | 11871.8 | 384.661 | 0 | 8266.547 | 210.4335 | 199.3422 | 210.4335 | 161.0194 | 160.4792 | 200.8469 | 2025 | 5 | 2025_05_10 | 0 | 0 | 0 | 0 | 0 | 0 | 0 | 0 | 0 | 0 | 0 | 0 | 0 | 0 | 0
2025 | 5 | 2025_05_11 | 2.6 | 1.99 | 2025 | 5 | 2025_05_11 | 0 | 2922.557 | 0 | 0 | 0 | 991.3802 | 51.2882 | 0 | 7771.214 | 110.9042 | 105.0588 | 110.9042 | 101.2865 | 100.9466 | 105.8556 | 2025 | 5 | 2025_05_11 | 0 | 0 | 0 | 0 | 0 | 0 | 0 | 0 | 0 | 0 | 0 | 0 | 0 | 0 | 0
2025 | 5 | 2025_05_12 | 2.6 | 1.99 | 2025 | 5 | 2025_05_12 | 0 | 3051.621 | 0 | 0 | 0 | 12749.06 | 282.0851 | 0 | 8955.597 | 125.1227 | 118.5279 | 125.1227 | 114.2719 | 113.8885 | 119.4225 | 2025 | 5 | 2025_05_12 | 0 | 0 | 0 | 0 | 0 | 0 | 0 | 0 | 0 | 0 | 0 | 0 | 0 | 0 | 0
2025 | 5 | 2025_05_13 | 3.48 | 2.67 | 2025 | 5 | 2025_05_13 | 0 | 3022.952 | 0 | 0 | 0 | 21728.17 | 282.085 | 0 | 9091.99 | 133.6538 | 126.6093 | 133.6538 | 122.0632 | 121.6536 | 127.565 | 2025 | 5 | 2025_05_13 | 0 | 0 | 0 | 0 | 0 | 0 | 0 | 0 | 0 | 0 | 0 | 0 | 0 | 0 | 0
2025 | 5 | 2025_05_14 | 3.09 | 2.37 | 2025 | 5 | 2025_05_14 | 0 | 10192.96 | 0 | 0 | 0 | 35932.23 | 359.0173 | 0 | 9423.961 | 500.4906 | 474.1114 | 500.4906 | 238.9321 | 238.1304 | 477.6937 | 2025 | 5 | 2025_05_14 | 0 | 0 | 0 | 0 | 0 | 0 | 0 | 0 | 0 | 0 | 0 | 0 | 0 | 0 | 0
2025 | 5 | 2025_05_15 | 2.86 | 2.19 | 2025 | 5 | 2025_05_15 | 0 | 18168.94 | 0 | 0 | 0 | 37229.7 | 1128.344 | 0 | 10119.6 | 580.1141 | 614.1897 | 580.1141 | 496.0475 | 494.3793 | 618.8256 | 2025 | 5 | 2025_05_15 | 0 | 0 | 0 | 0 | 0 | 0 | 0 | 0 | 0 | 0 | 0 | 0 | 0 | 0 | 0
2025 | 5 | 2025_05_16 | 2.82 | 2.16 | 2025 | 5 | 2025_05_16 | 0 | 10174.91 | 0 | 0 | 0 | 31921.5 | 76.9322 | 0 | 8129.313 | 304.2754 | 320.5638 | 304.2754 | 184.3932 | 183.7745 | 322.9834 | 2025 | 5 | 2025_05_16 | 0 | 118.896 | 0 | 0 | 0 | 0 | 0 | 0 | 0 | 0 | 0 | 0 | 0 | 0 | 0
2025 | 5 | 2025_05_17 | 2.81 | 2.15 | 2025 | 5 | 2025_05_17 | 0 | 3204.784 | 0 | 0 | 0 | 6280.184 | 6.411 | 0 | 8335.149 | 119.4352 | 113.1401 | 119.4352 | 109.0776 | 108.7116 | 113.9941 | 2025 | 5 | 2025_05_17 | 0 | 0 | 0 | 0 | 0 | 0 | 0 | 0 | 0 | 0 | 0 | 0 | 0 | 0 | 0
2025 | 5 | 2025_05_18 | 2.81 | 2.15 | 2025 | 5 | 2025_05_18 | 0 | 0 | 0 | 0 | 0 | 0 | 0 | 0 | 6705.396 | 0 | 0 | 0 | 0 | 0 | 0 | 2025 | 5 | 2025_05_18 | 0 | 0 | 0 | 0 | 0 | 0 | 0 | 0 | 0 | 0 | 0 | 0 | 0 | 0 | 0
2025 | 5 | 2025_05_19 | 2.81 | 2.15 | 2025 | 5 | 2025_05_19 | 0 | 0 | 0 | 0 | 0 | 0 | 0 | 0 | 7238.29 | 0 | 0 | 0 | 0 | 0 | 0 | 2025 | 5 | 2025_05_19 | 0 | 0 | 0 | 0 | 0 | 0 | 0 | 0 | 0 | 0 | 0 | 0 | 0 | 0 | 0
2025 | 5 | 2025_05_20 | 3.53 | 2.7 | 2025 | 5 | 2025_05_20 | 0 | 6663.749 | 0 | 0 | 0 | 16828.75 | 468.009 | 0 | 8521.743 | 295.7444 | 280.1567 | 295.7444 | 270.0971 | 269.1908 | 282.2713 | 2025 | 5 | 2025_05_20 | 0 | 0 | 0 | 0 | 0 | 0 | 0 | 0 | 0 | 0 | 0 | 0 | 0 | 0 | 0
2025 | 5 | 2025_05_21 | 3.98 | 3.05 | 2025 | 5 | 2025_05_21 | 0 | 11266.48 | 0 | 0 | 0 | 23813.8 | 743.6786 | 0 | 8765.156 | 432.2419 | 409.4598 | 432.2419 | 301.2622 | 300.2514 | 412.5504 | 2025 | 5 | 2025_05_21 | 0 | 0 | 0 | 0 | 0 | 0 | 0 | 0 | 0 | 0 | 0 | 0 | 0 | 0 | 0
2025 | 5 | 2025_05_22 | 3.47 | 2.65 | 2025 | 5 | 2025_05_22 | 0 | 19157.5 | 0 | 0 | 0 | 37271.47 | 1384.781 | 0 | 10246.27 | 682.4874 | 646.5156 | 682.4874 | 560.9711 | 559.0889 | 651.3954 | 2025 | 5 | 2025_05_22 | 0 | 0 | 0 | 0 | 0 | 0 | 0 | 0 | 0 | 0 | 0 | 0 | 0 | 0 | 0
2025 | 5 | 2025_05_23 | 3.32 | 2.54 | 2025 | 5 | 2025_05_23 | 0 | 13182.98 | 0 | 0 | 0 | 37271.47 | 743.6786 | 0 | 10246.27 | 466.3664 | 344.8084 | 466.3664 | 425.9225 | 424.4934 | 347.411 | 2025 | 5 | 2025_05_23 | 0 | 0 | 0 | 0 | 0 | 0 | 0 | 0 | 0 | 0 | 0 | 0 | 0 | 0 | 0
2025 | 5 | 2025_05_24 | 3.48 | 2.66 | 2025 | 5 | 2025_05_24 | 0 | 6248.415 | 0 | 0 | 0 | 9615.007 | 166.6865 | 0 | 8499.533 | 213.2773 | 202.0361 | 213.2773 | 163.6165 | 163.0676 | 203.5611 | 2025 | 5 | 2025_05_24 | 0 | 0 | 0 | 0 | 0 | 0 | 0 | 0 | 0 | 0 | 0 | 0 | 0 | 0 | 0
2025 | 5 | 2025_05_25 | 3.48 | 2.66 | 2025 | 5 | 2025_05_25 | 0 | 51.4122 | 0 | 0 | 0 | 0 | 0 | 0 | 9087.919 | 71.0924 | 67.3453 | 71.0924 | 64.9271 | 64.7093 | 67.8536 | 2025 | 5 | 2025_05_25 | 0 | 0 | 0 | 0 | 0 | 0 | 0 | 0 | 0 | 0 | 0 | 0 | 0 | 0 | 0
2025 | 5 | 2025_05_26 | 3.48 | 2.66 | 2025 | 5 | 2025_05_26 | 0 | 9434.327 | 0 | 0 | 0 | 32381.62 | 692.3901 | 0 | 10098.78 | 375.3679 | 355.5834 | 375.3679 | 311.6505 | 310.6048 | 358.2674 | 2025 | 5 | 2025_05_26 | 0 | 0 | 0 | 0 | 0 | 0 | 0 | 0 | 0 | 0 | 0 | 0 | 0 | 0 | 0
2025 | 5 | 2025_05_27 | 3.32 | 2.54 | 2025 | 5 | 2025_05_27 | 0 | 17512 | 0 | 0 | 0 | 35179.9 | 512.8815 | 0 | 9407.465 | 477.741 | 452.5608 | 477.741 | 436.3107 | 434.8467 | 455.9767 | 2025 | 5 | 2025_05_27 | 0 | 0 | 0 | 0 | 0 | 0 | 0 | 0 | 0 | 0 | 0 | 0 | 0 | 0 | 0
2025 | 5 | 2025_05_28 | 3.23 | 2.47 | 2025 | 5 | 2025_05_28 | 0 | 13067.2 | 0 | 0 | 0 | 37271.47 | 916.7807 | 0 | 10246.27 | 545.9899 | 517.2125 | 545.9899 | 332.4273 | 331.3119 | 521.1165 | 2025 | 5 | 2025_05_28 | 0 | 0 | 0 | 0 | 0 | 0 | 0 | 0 | 0 | 0 | 0 | 0 | 0 | 0 | 0
2025 | 5 | 2025_05_29 | 3.31 | 2.53 | 2025 | 5 | 2025_05_29 | 0 | 20093.37 | 0 | 0 | 0 | 37271.47 | 1077.052 | 0 | 10246.27 | 656.8942 | 627.659 | 656.8979 | 592.1362 | 590.1494 | 632.4003 | 2025 | 5 | 2025_05_29 | 0 | 0 | 0 | 0 | 0 | 0 | 0 | 0 | 0 | 0 | 0 | 0 | 0 | 0 | 0
2025 | 5 | 2025_05_30 | 2.91 | 2.23 | 2025 | 5 | 2025_05_30 | 0 | 13363.23 | 0 | 0 | 0 | 37271.47 | 1000.12 | 0 | 10246.27 | 591.4891 | 565.7012 | 591.4929 | 446.7029 | 445.2003 | 569.9786 | 2025 | 5 | 2025_05_30 | 0 | 0 | 0 | 0 | 0 | 0 | 0 | 0 | 0 | 0 | 0 | 0 | 0 | 0 | 0
2025 | 5 | 2025_05_31 | 2.6 | 1.99 | 2025 | 5 | 2025_05_31 | 0 | 13327.69 | 0 | 0 | 0 | 37080.68 | 923.1874 | 0 | 10182.73 | 585.8018 | 554.926 | 585.8018 | 535.0002 | 533.2051 | 559.1183 | 2025 | 5 | 2025_05_31 | 0 | 0 | 0 | 0 | 0 | 0 | 0 | 0 | 0 | 0 | 0 | 0 | 0 | 0 | 0
2025 | 6 | 2025_06_01 | 2.76 | 2.02 | 2025 | 6 | 2025_06_01 | 0 | 1264.168 | 0 | 0 | 0 | 11954.48 | 0 | 0 | 28006.95 | 69.7126 | 69.6848 | 69.6778 | 69.378 | 69.6708 | 69.6708 | 2025 | 6 | 2025_06_01 | 0 | 0 | 0 | 0 | 0 | 0 | 0 | 0 | 0 | 0 | 0 | 0 | 0 | 0 | 0
2025 | 6 | 2025_06_02 | 2.76 | 2.02 | 2025 | 6 | 2025_06_02 | 0 | 11090.94 | 0 | 0 | 0 | 22777.29 | 1377.967 | 0 | 29602.37 | 697.127 | 696.8481 | 696.7784 | 693.7808 | 696.7087 | 696.7087 | 2025 | 6 | 2025_06_02 | 0 | 0 | 0 | 0 | 0 | 0 | 0 | 0 | 0 | 0 | 0 | 0 | 0 | 0 | 0
2025 | 6 | 2025_06_03 | 2.76 | 2.02 | 2025 | 6 | 2025_06_03 | 0 | 6875.453 | 0 | 0 | 0 | 22777.29 | 405.2844 | 0 | 29602.37 | 348.5635 | 348.4241 | 348.3892 | 346.8904 | 348.3544 | 348.3544 | 2025 | 6 | 2025_06_03 | 0 | 0 | 0 | 0 | 0 | 0 | 0 | 0 | 0 | 0 | 0 | 0 | 0 | 0 | 0
2025 | 6 | 2025_06_04 | 3.27 | 2.39 | 2025 | 6 | 2025_06_04 | 0 | 7386.049 | 0 | 0 | 0 | 22777.29 | 729.5118 | 0 | 29452.72 | 418.2761 | 418.1088 | 418.067 | 416.2684 | 418.0251 | 418.0251 | 2025 | 6 | 2025_06_04 | 0 | 0 | 0 | 0 | 0 | 0 | 0 | 0 | 0 | 0 | 0 | 0 | 0 | 0 | 0
2025 | 6 | 2025_06_05 | 3.4 | 2.49 | 2025 | 6 | 2025_06_05 | 0 | 5235.957 | 0 | 0 | 0 | 22777.29 | 0 | 0 | 29448.58 | 226.5662 | 226.4756 | 226.4529 | 225.4787 | 226.4303 | 226.4341 | 2025 | 6 | 2025_06_05 | 0 | 0 | 0 | 0 | 0 | 0 | 0 | 0 | 0 | 0 | 0 | 0 | 0 | 0 | 0
2025 | 6 | 2025_06_06 | 2.99 | 2.18 | 2025 | 6 | 2025_06_06 | 0 | 6964.979 | 0 | 0 | 0 | 22777.29 | 324.2273 | 0 | 29602.37 | 313.7069 | 313.5814 | 313.55 | 312.2011 | 313.5186 | 313.5186 | 2025 | 6 | 2025_06_06 | 0 | 0 | 0 | 0 | 0 | 0 | 0 | 0 | 0 | 0 | 0 | 0 | 0 | 0 | 0
2025 | 6 | 2025_06_07 | 2.81 | 2.05 | 2025 | 6 | 2025_06_07 | 0 | 4001.23 | 0 | 0 | 0 | 22590.67 | 405.2841 | 0 | 28894.2 | 243.9943 | 243.8967 | 243.8723 | 277.5121 | 243.8479 | 243.8479 | 2025 | 6 | 2025_06_07 | 0 | 0 | 0 | 0 | 0 | 0 | 0 | 0 | 0 | 0 | 0 | 0 | 0 | 0 | 0
2025 | 6 | 2025_06_08 | 2.81 | 2.05 | 2025 | 6 | 2025_06_08 | 0 | 80.8279 | 0 | 0 | 0 | 8632.77 | 0 | 0 | 24961.94 | 0 | 0 | 0 | 0 | 0 | 0 | 2025 | 6 | 2025_06_08 | 0 | 0 | 0 | 0 | 0 | 0 | 0 | 0 | 0 | 0 | 0 | 0 | 0 | 0 | 0
2025 | 6 | 2025_06_09 | 2.81 | 2.05 | 2025 | 6 | 2025_06_09 | 0 | 8947.38 | 0 | 0 | 0 | 22777.29 | 1134.796 | 0 | 29448.6 | 697.1266 | 696.8477 | 696.778 | 693.7804 | 696.7083 | 696.7083 | 2025 | 6 | 2025_06_09 | 0 | 0 | 0 | 0 | 0 | 0 | 0 | 0 | 0 | 0 | 0 | 0 | 0 | 0 | 0
2025 | 6 | 2025_06_10 | 4.04 | 2.95 | 2025 | 6 | 2025_06_10 | 0 | 0 | 0 | 0 | 0 | 16269.06 | 0 | 0 | 20377.34 | 0 | 0 | 0 | 0 | 0 | 0 | 2025 | 6 | 2025_06_10 | 0 | 0 | 0 | 0 | 0 | 0 | 0 | 0 | 0 | 0 | 0 | 0 | 0 | 0 | 0
2025 | 6 | 2025_06_11 | 4 | 2.92 | 2025 | 6 | 2025_06_11 | 0 | 0 | 0 | 0 | 0 | 0 | 0 | 0 | 11967.45 | 0 | 0 | 0 | 0 | 0 | 0 | 2025 | 6 | 2025_06_11 | 0 | 0 | 0 | 0 | 0 | 0 | 0 | 0 | 0 | 0 | 0 | 0 | 0 | 0 | 0
2025 | 6 | 2025_06_12 | 4.04 | 2.95 | 2025 | 6 | 2025_06_12 | 0 | 1368.611 | 0 | 0 | 0 | 8509.211 | 0 | 0 | 10944.3 | 0 | 0 | 0 | 0 | 0 | 0 | 2025 | 6 | 2025_06_12 | 0 | 0 | 0 | 0 | 0 | 0 | 0 | 0 | 0 | 0 | 0 | 0 | 0 | 0 | 0
2025 | 6 | 2025_06_13 | 3.66 | 2.67 | 2025 | 6 | 2025_06_13 | 0 | 2134.738 | 0 | 0 | 0 | 18147.23 | 324.2273 | 0 | 26117.58 | 139.4253 | 139.3695 | 139.3556 | 138.756 | 139.3416 | 139.3416 | 2025 | 6 | 2025_06_13 | 0 | 0 | 0 | 0 | 0 | 0 | 0 | 0 | 0 | 0 | 0 | 0 | 0 | 0 | 0
2025 | 6 | 2025_06_14 | 3.17 | 2.31 | 2025 | 6 | 2025_06_14 | 0 | 0 | 0 | 0 | 0 | 14223.09 | 0 | 0 | 22484.12 | 0 | 0 | 0 | 0 | 0 | 0 | 2025 | 6 | 2025_06_14 | 0 | 0 | 0 | 0 | 0 | 0 | 0 | 0 | 0 | 0 | 0 | 0 | 0 | 0 | 0
2025 | 6 | 2025_06_15 | 3.17 | 2.31 | 2025 | 6 | 2025_06_15 | 0 | 0 | 0 | 0 | 0 | 1024.785 | 0 | 0 | 1042.659 | 0 | 0 | 0 | 0 | 0 | 0 | 2025 | 6 | 2025_06_15 | 0 | 0 | 0 | 0 | 0 | 0 | 0 | 0 | 0 | 0 | 0 | 0 | 0 | 0 | 0
2025 | 6 | 2025_06_16 | 3.17 | 2.31 | 2025 | 6 | 2025_06_16 | 0 | 2265.57 | 0 | 0 | 0 | 10721.44 | 324.2273 | 0 | 11967.45 | 174.2816 | 174.2119 | 174.1945 | 208.1341 | 174.177 | 174.177 | 2025 | 6 | 2025_06_16 | 0 | 0 | 0 | 0 | 0 | 0 | 0 | 0 | 0 | 0 | 0 | 0 | 0 | 0 | 0
2025 | 6 | 2025_06_17 | 3.91 | 2.86 | 2025 | 6 | 2025_06_17 | 0 | 0 | 0 | 0 | 0 | 0 | 0 | 0 | 0 | 0 | 0 | 0 | 0 | 0 | 0 | 2025 | 6 | 2025_06_17 | 0 | 0 | 0 | 0 | 0 | 0 | 0 | 0 | 0 | 0 | 0 | 0 | 0 | 0 | 0
2025 | 6 | 2025_06_18 | 3.6 | 2.63 | 2025 | 6 | 2025_06_18 | 0 | 3841.28 | 0 | 0 | 0 | 8450.26 | 0 | 0 | 10872.12 | 58.0939 | 58.0707 | 58.0649 | 57.8151 | 58.059 | 58.059 | 2025 | 6 | 2025_06_18 | 0 | 116.32 | 0 | 0 | 0 | 0 | 0 | 0 | 0 | 0 | 0 | 0 | 0 | 0 | 0
2025 | 6 | 2025_06_19 | 3.47 | 2.54 | 2025 | 6 | 2025_06_19 | 0 | 9048.915 | 0 | 0 | 0 | 22682.72 | 324.2273 | 0 | 29231.04 | 174.2816 | 174.2119 | 174.1945 | 173.4451 | 174.177 | 174.177 | 2025 | 6 | 2025_06_19 | 0 | 0 | 0 | 0 | 0 | 0 | 0 | 0 | 0 | 0 | 0 | 0 | 0 | 0 | 0
2025 | 6 | 2025_06_20 | 3.49 | 2.55 | 2025 | 6 | 2025_06_20 | 0 | 2156.543 | 0 | 0 | 0 | 17640.52 | 0 | 0 | 28406.42 | 0 | 0 | 0 | 0 | 0 | 0 | 2025 | 6 | 2025_06_20 | 0 | 0 | 0 | 0 | 0 | 0 | 0 | 0 | 0 | 0 | 0 | 0 | 0 | 0 | 0
2025 | 6 | 2025_06_21 | 3.53 | 2.58 | 2025 | 6 | 2025_06_21 | 0 | 0 | 0 | 0 | 0 | 12958.47 | 0 | 0 | 24259.09 | 0 | 0 | 0 | 0 | 0 | 0 | 2025 | 6 | 2025_06_21 | 0 | 0 | 0 | 0 | 0 | 0 | 0 | 0 | 0 | 0 | 0 | 0 | 0 | 0 | 0
2025 | 6 | 2025_06_22 | 3.53 | 2.58 | 2025 | 6 | 2025_06_22 | 0 | 2364.597 | 0 | 0 | 0 | 11243.37 | 81.0568 | 0 | 24584.89 | 174.2816 | 174.2119 | 174.1945 | 173.4451 | 174.177 | 174.177 | 2025 | 6 | 2025_06_22 | 0 | 0 | 0 | 0 | 0 | 0 | 0 | 0 | 0 | 0 | 0 | 0 | 0 | 0 | 0
2025 | 6 | 2025_06_23 | 3.53 | 2.58 | 2025 | 6 | 2025_06_23 | 0 | 1510.38 | 0 | 0 | 0 | 7416.59 | 243.1705 | 0 | 8942.975 | 139.4253 | 139.3695 | 139.3556 | 138.756 | 139.3416 | 139.3416 | 2025 | 6 | 2025_06_23 | 0 | 0 | 0 | 0 | 0 | 0 | 0 | 0 | 0 | 0 | 0 | 0 | 0 | 0 | 0
2025 | 6 | 2025_06_24 | 3.53 | 2.58 | 2025 | 6 | 2025_06_24 | 0 | 7854.856 | 0 | 0 | 0 | 22777.29 | 0 | 0 | 29362.03 | 177.1864 | 177.1155 | 177.0978 | 176.3359 | 177.0801 | 177.0839 | 2025 | 6 | 2025_06_24 | 0 | 0 | 0 | 0 | 0 | 0 | 0 | 0 | 0 | 0 | 0 | 0 | 0 | 0 | 0
2025 | 6 | 2025_06_25 | 3.93 | 2.87 | 2025 | 6 | 2025_06_25 | 0 | 3577.694 | 0 | 0 | 0 | 22777.29 | 0 | 0 | 28874.37 | 278.8506 | 278.7391 | 278.7112 | 277.5121 | 278.6833 | 278.6833 | 2025 | 6 | 2025_06_25 | 0 | 0 | 0 | 0 | 0 | 0 | 0 | 0 | 0 | 0 | 0 | 0 | 0 | 0 | 0
2025 | 6 | 2025_06_26 | 3.65 | 2.67 | 2025 | 6 | 2025_06_26 | 0 | 6092.064 | 0 | 0 | 0 | 22777.29 | 0 | 0 | 29602.37 | 209.1381 | 209.0544 | 209.0335 | 208.1342 | 209.0126 | 209.0126 | 2025 | 6 | 2025_06_26 | 0 | 0 | 0 | 0 | 0 | 0 | 0 | 0 | 0 | 0 | 0 | 0 | 0 | 0 | 0
2025 | 6 | 2025_06_27 | 3.81 | 2.78 | 2025 | 6 | 2025_06_27 | 0 | 1689.051 | 0 | 0 | 0 | 22114.35 | 0 | 0 | 28101.77 | 119.0925 | 119.0449 | 119.033 | 118.5209 | 119.0211 | 119.0211 | 2025 | 6 | 2025_06_27 | 0 | 0 | 0 | 0 | 0 | 0 | 0 | 0 | 0 | 0 | 0 | 0 | 0 | 0 | 0
2025 | 6 | 2025_06_28 | 3.64 | 2.66 | 2025 | 6 | 2025_06_28 | 0 | 3772.082 | 0 | 0 | 0 | 21615.06 | 54.0519 | 0 | 26562.57 | 293.3742 | 293.2568 | 293.2275 | 291.966 | 293.1982 | 293.1982 | 2025 | 6 | 2025_06_28 | 0 | 0 | 0 | 0 | 0 | 0 | 0 | 0 | 0 | 0 | 0 | 0 | 0 | 0 | 0
2025 | 6 | 2025_06_29 | 3.64 | 2.66 | 2025 | 6 | 2025_06_29 | 0 | 2551.286 | 0 | 0 | 0 | 9841.443 | 486.341 | 0 | 22548.09 | 243.9942 | 243.8967 | 243.8723 | 242.8231 | 243.8479 | 243.8479 | 2025 | 6 | 2025_06_29 | 0 | 0 | 0 | 0 | 0 | 0 | 0 | 0 | 0 | 0 | 0 | 0 | 0 | 0 | 0
2025 | 6 | 2025_06_30 | 3.64 | 2.66 | 2025 | 6 | 2025_06_30 | 0 | 755.1901 | 0 | 0 | 0 | 2903.15 | 81.0568 | 0 | 2443.326 | 69.7126 | 69.6847 | 69.6778 | 69.378 | 69.6708 | 69.6708 | 2025 | 6 | 2025_06_30 | 0 | 0 | 0 | 0 | 0 | 0 | 0 | 0 | 0 | 0 | 0 | 0 | 0 | 0 | 0
2025 | 7 | 2025_07_01 | 1.62 | 1.09 | 2025 | 7 | 2025_07_01 | 0 | 5551.846 | 0 | 0 | 1257.849 | 12704.4 | 0 | 1227.143 | 12495.3 | 113.2832 | 112.8074 | 113.2718 | 113.2718 | 113.2492 | 113.2832 | 2025 | 7 | 2025_07_01 | 0 | 0 | 0 | 0 | 0 | 0 | 0 | 0 | 0 | 0 | 0 | 0 | 0 | 0 | 0
2025 | 7 | 2025_07_02 | 1.53 | 1.03 | 2025 | 7 | 2025_07_02 | 0 | 16862.85 | 0 | 0 | 2935.004 | 36550.46 | 1320.637 | 3553.477 | 41617.1 | 717.46 | 714.4467 | 717.3882 | 717.3882 | 717.2448 | 717.4637 | 2025 | 7 | 2025_07_02 | 0 | 0 | 0 | 0 | 0 | 0 | 0 | 0 | 0 | 0 | 0 | 0 | 0 | 0 | 0
2025 | 7 | 2025_07_03 | 1.68 | 1.14 | 2025 | 7 | 2025_07_03 | 0 | 19099.32 | 0 | 0 | 1677.145 | 36550.46 | 1320.632 | 3188.77 | 41605.21 | 836.5524 | 833.0389 | 836.4688 | 836.4688 | 836.3015 | 836.5524 | 2025 | 7 | 2025_07_03 | 0 | 0 | 0 | 0 | 0 | 0 | 0 | 0 | 0 | 0 | 0 | 0 | 0 | 0 | 0
2025 | 7 | 2025_07_04 | 1.69 | 1.14 | 2025 | 7 | 2025_07_04 | 0 | 19312.41 | 0 | 0 | 2515.718 | 36550.46 | 1313.824 | 3059.121 | 41617.1 | 630.319 | 627.6717 | 630.256 | 630.256 | 630.1299 | 630.319 | 2025 | 7 | 2025_07_04 | 0 | 0 | 0 | 0 | 0 | 0 | 0 | 0 | 0 | 0 | 0 | 0 | 0 | 0 | 0
2025 | 7 | 2025_07_05 | 3.16 | 2.14 | 2025 | 7 | 2025_07_05 | 0 | 11140.39 | 0 | 0 | 2358.485 | 35843.56 | 571.8199 | 2794.374 | 40255.71 | 453.1325 | 451.2294 | 453.0872 | 453.0872 | 452.9966 | 453.1325 | 2025 | 7 | 2025_07_05 | 0 | 0 | 0 | 0 | 0 | 0 | 0 | 0 | 0 | 0 | 0 | 0 | 0 | 0 | 0
2025 | 7 | 2025_07_06 | 3.16 | 2.14 | 2025 | 7 | 2025_07_06 | 0 | 2870.968 | 0 | 0 | 87.3479 | 18815.32 | 326.754 | 196.1589 | 28417.72 | 139.4253 | 138.8397 | 139.4113 | 139.4113 | 139.3835 | 139.4253 | 2025 | 7 | 2025_07_06 | 0 | 0 | 0 | 0 | 0 | 0 | 0 | 0 | 0 | 0 | 0 | 0 | 0 | 0 | 0
2025 | 7 | 2025_07_07 | 3.16 | 2.14 | 2025 | 7 | 2025_07_07 | 0 | 2750.01 | 0 | 0 | 0 | 4877.408 | 0 | 0 | 1155.448 | 116.1879 | 115.6999 | 116.1762 | 116.1762 | 116.153 | 116.1879 | 2025 | 7 | 2025_07_07 | 0 | 0 | 0 | 0 | 0 | 0 | 0 | 0 | 0 | 0 | 0 | 0 | 0 | 0 | 0
2025 | 7 | 2025_07_08 | 3.16 | 2.14 | 2025 | 7 | 2025_07_08 | 0 | 8631.356 | 0 | 0 | 3109.706 | 25214.37 | 735.1971 | 2837.028 | 28832.85 | 371.8011 | 370.2395 | 371.7639 | 371.7639 | 371.6895 | 371.8011 | 2025 | 7 | 2025_07_08 | 0 | 112.08 | 0 | 0 | 0 | 0 | 0 | 0 | 0 | 0 | 0 | 0 | 0 | 0 | 0
2025 | 7 | 2025_07_09 | 3.19 | 2.16 | 2025 | 7 | 2025_07_09 | 0 | 17749.17 | 0 | 0 | 3039.825 | 36029.15 | 1878.836 | 3327.626 | 40308.66 | 801.6959 | 798.3287 | 801.6157 | 801.6157 | 801.4553 | 801.6959 | 2025 | 7 | 2025_07_09 | 0 | 0 | 0 | 0 | 0 | 0 | 0 | 0 | 0 | 0 | 0 | 0 | 0 | 0 | 0
2025 | 7 | 2025_07_10 | 3.17 | 2.14 | 2025 | 7 | 2025_07_10 | 0 | 6789.279 | 0 | 0 | 2463.307 | 33604.86 | 279.1119 | 2601.354 | 36098.16 | 261.4226 | 260.3246 | 261.3965 | 261.3965 | 261.3442 | 261.4264 | 2025 | 7 | 2025_07_10 | 0 | 0 | 0 | 0 | 0 | 0 | 0 | 0 | 0 | 0 | 0 | 0 | 0 | 0 | 0
2025 | 7 | 2025_07_11 | 3.41 | 2.31 | 2025 | 7 | 2025_07_11 | 0 | 10636.32 | 0 | 0 | 2568.125 | 33264.26 | 612.6736 | 2509.751 | 35626.61 | 432.7997 | 430.9819 | 432.7564 | 432.7564 | 432.6699 | 432.7997 | 2025 | 7 | 2025_07_11 | 0 | 0 | 0 | 0 | 0 | 0 | 0 | 0 | 0 | 0 | 0 | 0 | 0 | 0 | 0
2025 | 7 | 2025_07_12 | 3.59 | 2.43 | 2025 | 7 | 2025_07_12 | 0 | 7515.748 | 0 | 0 | 2655.476 | 32351.23 | 326.7541 | 2676.839 | 36518.51 | 316.6117 | 315.282 | 316.58 | 316.58 | 316.5167 | 316.6117 | 2025 | 7 | 2025_07_12 | 0 | 0 | 0 | 0 | 0 | 0 | 0 | 0 | 0 | 0 | 0 | 0 | 0 | 0 | 0
2025 | 7 | 2025_07_13 | 3.59 | 2.43 | 2025 | 7 | 2025_07_13 | 0 | 2328.298 | 0 | 0 | 786.1617 | 20932.06 | 326.754 | 1051.084 | 29191.35 | 139.4253 | 138.8397 | 139.4113 | 139.4113 | 139.3835 | 139.4253 | 2025 | 7 | 2025_07_13 | 0 | 0 | 0 | 0 | 0 | 0 | 0 | 0 | 0 | 0 | 0 | 0 | 0 | 0 | 0
2025 | 7 | 2025_07_14 | 3.59 | 2.43 | 2025 | 7 | 2025_07_14 | 0 | 0 | 0 | 0 | 0 | 5387.749 | 0 | 0 | 2862.039 | 0 | 0 | 0 | 0 | 0 | 0 | 2025 | 7 | 2025_07_14 | 0 | 0 | 0 | 0 | 0 | 0 | 0 | 0 | 0 | 0 | 0 | 0 | 0 | 0 | 0
2025 | 7 | 2025_07_15 | 3.95 | 2.67 | 2025 | 7 | 2025_07_15 | 0 | 11485.13 | 0 | 0 | 2725.361 | 34127.88 | 1061.951 | 2989.689 | 36981 | 522.8452 | 520.6492 | 522.7929 | 522.7929 | 522.6884 | 522.8452 | 2025 | 7 | 2025_07_15 | 0 | 0 | 0 | 0 | 0 | 0 | 0 | 0 | 0 | 0 | 0 | 0 | 0 | 0 | 0
2025 | 7 | 2025_07_16 | 3.94 | 2.66 | 2025 | 7 | 2025_07_16 | 0 | 19232.47 | 0 | 0 | 2935.004 | 36550.46 | 1552.083 | 3397.898 | 41617.1 | 801.6961 | 798.329 | 801.616 | 801.616 | 801.4556 | 801.6961 | 2025 | 7 | 2025_07_16 | 0 | 0 | 0 | 0 | 0 | 0 | 0 | 0 | 0 | 0 | 0 | 0 | 0 | 0 | 0
2025 | 7 | 2025_07_17 | 3.81 | 2.58 | 2025 | 7 | 2025_07_17 | 0 | 12730.7 | 0 | 0 | 2935.004 | 36550.46 | 1565.702 | 3397.898 | 41617.1 | 708.7458 | 705.7692 | 708.675 | 708.675 | 708.5333 | 708.7458 | 2025 | 7 | 2025_07_17 | 0 | 0 | 0 | 0 | 0 | 0 | 0 | 0 | 0 | 0 | 0 | 0 | 0 | 0 | 0
2025 | 7 | 2025_07_18 | 3.96 | 2.68 | 2025 | 7 | 2025_07_18 | 0 | 19097.16 | 0 | 0 | 2515.718 | 36541.06 | 1334.247 | 3190.458 | 41577.47 | 662.2707 | 659.4891 | 662.2045 | 662.2045 | 662.072 | 662.2707 | 2025 | 7 | 2025_07_18 | 0 | 0 | 0 | 0 | 0 | 0 | 0 | 0 | 0 | 0 | 0 | 0 | 0 | 0 | 0
2025 | 7 | 2025_07_19 | 4.03 | 2.73 | 2025 | 7 | 2025_07_19 | 0 | 10892.9 | 0 | 0 | 1851.848 | 35762.89 | 823.6931 | 2819.457 | 39022.32 | 487.9889 | 485.9394 | 487.9401 | 487.9401 | 487.8425 | 487.9889 | 2025 | 7 | 2025_07_19 | 0 | 0 | 0 | 0 | 0 | 0 | 0 | 0 | 0 | 0 | 0 | 0 | 0 | 0 | 0
2025 | 7 | 2025_07_20 | 4.03 | 2.73 | 2025 | 7 | 2025_07_20 | 0 | 8514.461 | 0 | 0 | 2445.836 | 36538.68 | 490.1313 | 2817.159 | 41589.73 | 453.1325 | 451.2294 | 453.0872 | 453.0872 | 452.9966 | 453.1325 | 2025 | 7 | 2025_07_20 | 0 | 0 | 0 | 0 | 0 | 0 | 0 | 0 | 0 | 0 | 0 | 0 | 0 | 0 | 0
2025 | 7 | 2025_07_21 | 4.03 | 2.73 | 2025 | 7 | 2025_07_21 | 0 | 5989.217 | 0 | 0 | 2515.718 | 24027.53 | 408.4474 | 2481.911 | 26881.93 | 226.5663 | 225.6147 | 226.5436 | 226.5436 | 226.4983 | 226.5701 | 2025 | 7 | 2025_07_21 | 0 | 0 | 0 | 0 | 0 | 0 | 0 | 0 | 0 | 0 | 0 | 0 | 0 | 0 | 0
2025 | 7 | 2025_07_22 | 4.57 | 3.09 | 2025 | 7 | 2025_07_22 | 0 | 19195.75 | 0 | 0 | 3319.349 | 36550.46 | 1878.837 | 3994.287 | 41617.1 | 836.5525 | 833.0389 | 836.4688 | 836.4688 | 836.3015 | 836.5525 | 2025 | 7 | 2025_07_22 | 0 | 0 | 0 | 0 | 0 | 0 | 0 | 0 | 0 | 0 | 0 | 0 | 0 | 0 | 0
2025 | 7 | 2025_07_23 | 4.52 | 3.06 | 2025 | 7 | 2025_07_23 | 0 | 19343.64 | 0 | 0 | 2725.361 | 36550.46 | 1579.312 | 3553.477 | 41617.1 | 697.1271 | 694.1992 | 697.0574 | 697.0574 | 696.918 | 697.1271 | 2025 | 7 | 2025_07_23 | 0 | 0 | 0 | 0 | 0 | 0 | 0 | 0 | 0 | 0 | 0 | 0 | 0 | 0 | 0
2025 | 7 | 2025_07_24 | 4.57 | 3.1 | 2025 | 7 | 2025_07_24 | 0 | 19351.28 | 0 | 0 | 3144.647 | 36550.46 | 1661.001 | 3553.477 | 41617.1 | 697.1271 | 694.1992 | 697.0574 | 697.0574 | 696.918 | 697.1271 | 2025 | 7 | 2025_07_24 | 0 | 0 | 0 | 0 | 0 | 0 | 0 | 0 | 0 | 0 | 0 | 0 | 0 | 0 | 0
2025 | 7 | 2025_07_25 | 4.88 | 3.3 | 2025 | 7 | 2025_07_25 | 0 | 19326.62 | 0 | 0 | 3144.647 | 36550.46 | 1552.083 | 3553.477 | 41617.1 | 836.5526 | 833.039 | 836.4689 | 836.4689 | 836.3016 | 836.5526 | 2025 | 7 | 2025_07_25 | 0 | 0 | 0 | 0 | 0 | 0 | 0 | 0 | 0 | 0 | 0 | 0 | 0 | 0 | 0
2025 | 7 | 2025_07_26 | 5.04 | 3.41 | 2025 | 7 | 2025_07_26 | 0 | 12735.54 | 0 | 0 | 2707.89 | 36548.09 | 1490.821 | 3667.861 | 41605.39 | 697.1271 | 833.039 | 697.0574 | 836.4689 | 696.918 | 697.1271 | 2025 | 7 | 2025_07_26 | 0 | 0 | 0 | 0 | 0 | 0 | 0 | 0 | 0 | 0 | 0 | 0 | 0 | 0 | 0
2025 | 7 | 2025_07_27 | 5.04 | 3.41 | 2025 | 7 | 2025_07_27 | 0 | 19266.62 | 0 | 0 | 2498.247 | 36548.09 | 1061.951 | 3186.469 | 41609.36 | 836.5525 | 833.039 | 836.4688 | 836.4688 | 836.3015 | 836.5525 | 2025 | 7 | 2025_07_27 | 0 | 0 | 0 | 0 | 0 | 0 | 0 | 0 | 0 | 0 | 0 | 0 | 0 | 0 | 0
2025 | 7 | 2025_07_28 | 5.04 | 3.41 | 2025 | 7 | 2025_07_28 | 0 | 10676.03 | 0 | 0 | 2463.307 | 24027.55 | 1014.309 | 3514.583 | 41617.1 | 470.5608 | 468.5844 | 470.5137 | 470.5137 | 470.4196 | 470.5608 | 2025 | 7 | 2025_07_28 | 0 | 0 | 0 | 0 | 0 | 0 | 0 | 0 | 0 | 0 | 0 | 0 | 0 | 0 | 0
2025 | 7 | 2025_07_29 | 5.13 | 3.47 | 2025 | 7 | 2025_07_29 | 0 | 17925.77 | 0 | 0 | 3284.409 | 36519.12 | 1715.46 | 3657.197 | 41557.66 | 766.8397 | 798.3289 | 766.7631 | 801.6159 | 766.6097 | 801.696 | 2025 | 7 | 2025_07_29 | 0 | 0 | 0 | 0 | 0 | 0 | 0 | 0 | 0 | 0 | 0 | 0 | 0 | 0 | 0
2025 | 7 | 2025_07_30 | 5.45 | 3.69 | 2025 | 7 | 2025_07_30 | 0 | 12662.9 | 0 | 0 | 3092.236 | 36541.06 | 1320.637 | 3670.162 | 41605.21 | 673.8895 | 671.0592 | 673.8221 | 673.8221 | 673.6873 | 673.8895 | 2025 | 7 | 2025_07_30 | 0 | 0 | 0 | 0 | 0 | 0 | 0 | 0 | 0 | 0 | 0 | 0 | 0 | 0 | 0
2025 | 7 | 2025_07_31 | 5.11 | 3.46 | 2025 | 7 | 2025_07_31 | 0 | 13118.14 | 0 | 0 | 3249.468 | 36503.44 | 1415.935 | 4085.042 | 41533.88 | 697.127 | 694.1991 | 697.0573 | 697.0573 | 696.9179 | 697.127 | 2025 | 7 | 2025_07_31 | 0 | 0 | 0 | 0 | 0 | 0 | 0 | 0 | 0 | 0 | 0 | 0 | 0 | 0 | 0
2025 | 8 | 2025_08_01 | 3.7 | 2.51 | 2025 | 8 | 2025_08_01 | 19403.21 | 19432.35 | 0 | 0 | 3354.29 | 37934.62 | 898.7343 | 3572.977 | 41752.8 | 626.3478 | 626.0969 | 626.0341 | 626.3478 | 626.3478 | 625.9086 | 2025 | 8 | 2025_08_01 | 0 | 0 | 0 | 0 | 0 | 0 | 0 | 0 | 0 | 0 | 0 | 0 | 0 | 0 | 0
2025 | 8 | 2025_08_02 | 3.7 | 2.51 | 2025 | 8 | 2025_08_02 | 19410.99 | 19440.22 | 0 | 0 | 2900.063 | 37928.56 | 1102.993 | 3543.574 | 41737.51 | 800.3333 | 800.0126 | 799.9324 | 800.3333 | 800.3333 | 799.7721 | 2025 | 8 | 2025_08_02 | 0 | 0 | 0 | 0 | 0 | 0 | 0 | 0 | 0 | 0 | 0 | 0 | 0 | 0 | 0
2025 | 8 | 2025_08_03 | 3.7 | 2.51 | 2025 | 8 | 2025_08_03 | 16077.75 | 16101.96 | 0 | 0 | 2672.95 | 37922.5 | 817.0312 | 3052.342 | 41737.51 | 695.942 | 695.6631 | 695.5934 | 695.942 | 695.942 | 695.454 | 2025 | 8 | 2025_08_03 | 0 | 0 | 0 | 0 | 0 | 0 | 0 | 0 | 0 | 0 | 0 | 0 | 0 | 0 | 0
2025 | 8 | 2025_08_04 | 3.7 | 2.51 | 2025 | 8 | 2025_08_04 | 10668.37 | 10683.42 | 0 | 0 | 3354.29 | 37934.62 | 830.6487 | 3422.921 | 41752.8 | 426.2645 | 426.0937 | 426.051 | 426.2645 | 426.2645 | 425.9656 | 2025 | 8 | 2025_08_04 | 0 | 0 | 0 | 0 | 0 | 0 | 0 | 0 | 0 | 0 | 0 | 0 | 0 | 0 | 0
2025 | 8 | 2025_08_05 | 3.63 | 2.47 | 2025 | 8 | 2025_08_05 | 19440.21 | 19469.44 | 0 | 0 | 3563.933 | 37934.62 | 1307.25 | 3873.09 | 41752.8 | 800.3333 | 800.0126 | 799.9324 | 800.3333 | 800.3333 | 799.7721 | 2025 | 8 | 2025_08_05 | 0 | 0 | 0 | 0 | 0 | 0 | 0 | 0 | 0 | 0 | 0 | 0 | 0 | 0 | 0
2025 | 8 | 2025_08_06 | 3.52 | 2.39 | 2025 | 8 | 2025_08_06 | 19440.21 | 19469.44 | 0 | 0 | 3773.576 | 37934.62 | 1470.657 | 4023.146 | 41752.8 | 730.7391 | 730.4463 | 730.3731 | 730.7391 | 730.7391 | 730.2267 | 2025 | 8 | 2025_08_06 | 0 | 0 | 0 | 0 | 0 | 0 | 0 | 0 | 0 | 0 | 0 | 0 | 0 | 0 | 0
2025 | 8 | 2025_08_07 | 3.5 | 2.38 | 2025 | 8 | 2025_08_07 | 19440.21 | 19469.44 | 0 | 0 | 3563.933 | 37934.62 | 1470.657 | 4023.146 | 41752.8 | 800.3333 | 800.0126 | 799.9324 | 800.3333 | 800.3333 | 799.7721 | 2025 | 8 | 2025_08_07 | 0 | 0 | 0 | 0 | 0 | 0 | 0 | 0 | 0 | 0 | 0 | 0 | 0 | 0 | 0
2025 | 8 | 2025_08_08 | 3.69 | 2.5 | 2025 | 8 | 2025_08_08 | 19440.21 | 19469.44 | 0 | 0 | 3354.29 | 37934.62 | 1341.293 | 4023.146 | 41752.8 | 730.7391 | 730.4463 | 730.3731 | 730.7391 | 730.7391 | 730.2267 | 2025 | 8 | 2025_08_08 | 0 | 0 | 0 | 0 | 0 | 0 | 0 | 0 | 0 | 0 | 0 | 0 | 0 | 0 | 0
2025 | 8 | 2025_08_09 | 3.58 | 2.43 | 2025 | 8 | 2025_08_09 | 19387.61 | 19416.84 | 0 | 0 | 2236.193 | 37922.5 | 1552.36 | 2902.285 | 41737.51 | 730.7391 | 730.4463 | 730.3731 | 730.7391 | 730.7391 | 730.2267 | 2025 | 8 | 2025_08_09 | 0 | 0 | 0 | 0 | 0 | 0 | 0 | 0 | 0 | 0 | 0 | 0 | 0 | 0 | 0
2025 | 8 | 2025_08_10 | 3.58 | 2.43 | 2025 | 8 | 2025_08_10 | 14500.72 | 14522.52 | 0 | 0 | 0 | 37916.45 | 428.9509 | 2369.989 | 41726.04 | 626.3475 | 626.0965 | 626.0338 | 626.3475 | 626.3475 | 625.9083 | 2025 | 8 | 2025_08_10 | 0 | 0 | 0 | 0 | 0 | 0 | 0 | 0 | 0 | 0 | 0 | 0 | 0 | 0 | 0
2025 | 8 | 2025_08_11 | 3.58 | 2.43 | 2025 | 8 | 2025_08_11 | 11200.64 | 11217.59 | 0 | 0 | 2515.718 | 37934.62 | 735.3283 | 2990.495 | 41752.8 | 521.9564 | 521.7472 | 521.6949 | 521.9564 | 521.9564 | 521.5903 | 2025 | 8 | 2025_08_11 | 0 | 0 | 0 | 0 | 0 | 0 | 0 | 0 | 0 | 0 | 0 | 0 | 0 | 0 | 0
2025 | 8 | 2025_08_12 | 3.5 | 2.38 | 2025 | 8 | 2025_08_12 | 19440.21 | 19469.44 | 0 | 0 | 2515.718 | 37934.62 | 1307.25 | 3122.809 | 41752.8 | 695.942 | 695.6631 | 695.5934 | 695.942 | 695.942 | 695.454 | 2025 | 8 | 2025_08_12 | 0 | 0 | 0 | 0 | 0 | 0 | 0 | 0 | 0 | 0 | 0 | 0 | 0 | 0 | 0
2025 | 8 | 2025_08_13 | 3.7 | 2.51 | 2025 | 8 | 2025_08_13 | 19440.21 | 19469.44 | 0 | 0 | 3144.647 | 37934.62 | 1960.876 | 3422.921 | 41752.8 | 835.1304 | 834.7958 | 834.7122 | 835.1304 | 835.1304 | 834.5448 | 2025 | 8 | 2025_08_13 | 0 | 0 | 0 | 0 | 0 | 0 | 0 | 0 | 0 | 0 | 0 | 0 | 0 | 0 | 0
2025 | 8 | 2025_08_14 | 3.71 | 2.52 | 2025 | 8 | 2025_08_14 | 19440.21 | 19469.44 | 0 | 0 | 2935.004 | 37934.62 | 1960.876 | 3422.921 | 41752.8 | 835.1304 | 834.7958 | 834.7122 | 835.1304 | 835.1304 | 834.5448 | 2025 | 8 | 2025_08_14 | 0 | 0 | 0 | 0 | 0 | 0 | 0 | 0 | 0 | 0 | 0 | 0 | 0 | 0 | 0
2025 | 8 | 2025_08_15 | 3.92 | 2.66 | 2025 | 8 | 2025_08_15 | 19440.21 | 19469.44 | 0 | 0 | 2935.004 | 37934.62 | 1960.876 | 3422.921 | 41752.8 | 835.1304 | 834.7958 | 834.7122 | 835.1304 | 835.1304 | 834.5448 | 2025 | 8 | 2025_08_15 | 0 | 0 | 0 | 0 | 0 | 0 | 0 | 0 | 0 | 0 | 0 | 0 | 0 | 0 | 0
2025 | 8 | 2025_08_16 | 3.95 | 2.68 | 2025 | 8 | 2025_08_16 | 19399.3 | 19428.53 | 0 | 0 | 2498.247 | 37928.56 | 1552.36 | 3067.043 | 41737.51 | 835.1304 | 834.7958 | 834.7121 | 835.1304 | 835.1304 | 834.5448 | 2025 | 8 | 2025_08_16 | 0 | 0 | 0 | 0 | 0 | 0 | 0 | 0 | 0 | 0 | 0 | 0 | 0 | 0 | 0
2025 | 8 | 2025_08_17 | 3.95 | 2.68 | 2025 | 8 | 2025_08_17 | 19346.7 | 19375.93 | 0 | 0 | 2236.193 | 37919.48 | 817.0313 | 2711.166 | 41733.68 | 556.7534 | 556.5303 | 556.4746 | 556.7534 | 556.7534 | 695.4538 | 2025 | 8 | 2025_08_17 | 0 | 0 | 0 | 0 | 0 | 0 | 0 | 0 | 0 | 0 | 0 | 0 | 0 | 0 | 0
2025 | 8 | 2025_08_18 | 3.95 | 2.68 | 2025 | 8 | 2025_08_18 | 12839.44 | 12858.71 | 0 | 0 | 3144.647 | 37934.62 | 980.4375 | 3122.809 | 41752.8 | 661.1448 | 660.8799 | 660.8137 | 661.1448 | 661.1448 | 660.6812 | 2025 | 8 | 2025_08_18 | 0 | 0 | 0 | 0 | 0 | 0 | 0 | 0 | 0 | 0 | 0 | 0 | 0 | 0 | 0
2025 | 8 | 2025_08_19 | 4.02 | 2.73 | 2025 | 8 | 2025_08_19 | 12816.03 | 12835.27 | 0 | 0 | 3144.647 | 37934.62 | 980.4378 | 3422.921 | 41752.8 | 669.8442 | 669.5758 | 669.5087 | 669.8442 | 669.8442 | 669.382 | 2025 | 8 | 2025_08_19 | 0 | 0 | 0 | 0 | 0 | 0 | 0 | 0 | 0 | 0 | 0 | 0 | 0 | 0 | 0
2025 | 8 | 2025_08_20 | 4.27 | 2.9 | 2025 | 8 | 2025_08_20 | 19440.21 | 19469.44 | 0 | 0 | 3354.29 | 37934.62 | 1388.954 | 3572.977 | 41752.8 | 835.1304 | 834.7958 | 834.7121 | 835.1304 | 835.1304 | 834.5448 | 2025 | 8 | 2025_08_20 | 0 | 0 | 0 | 0 | 0 | 0 | 0 | 0 | 0 | 0 | 0 | 0 | 0 | 0 | 0
2025 | 8 | 2025_08_21 | 4 | 2.71 | 2025 | 8 | 2025_08_21 | 19440.21 | 19469.44 | 0 | 0 | 3144.647 | 37934.62 | 1960.876 | 3723.033 | 41752.8 | 835.1304 | 834.7958 | 834.7122 | 835.1304 | 835.1304 | 834.5448 | 2025 | 8 | 2025_08_21 | 0 | 0 | 0 | 0 | 0 | 0 | 0 | 0 | 0 | 0 | 0 | 0 | 0 | 0 | 0
2025 | 8 | 2025_08_22 | 3.92 | 2.66 | 2025 | 8 | 2025_08_22 | 19440.21 | 19469.44 | 0 | 0 | 2725.361 | 37934.62 | 1960.876 | 3272.865 | 41752.8 | 835.1304 | 834.7958 | 834.7122 | 835.1304 | 835.1304 | 834.5448 | 2025 | 8 | 2025_08_22 | 0 | 0 | 0 | 0 | 0 | 0 | 0 | 0 | 0 | 0 | 0 | 0 | 0 | 0 | 0
2025 | 8 | 2025_08_23 | 3.74 | 2.54 | 2025 | 8 | 2025_08_23 | 19375.92 | 19405.15 | 0 | 0 | 2445.836 | 37919.48 | 1470.657 | 2872.882 | 41733.68 | 800.3333 | 834.7958 | 834.7121 | 835.1304 | 835.1304 | 834.5448 | 2025 | 8 | 2025_08_23 | 0 | 0 | 0 | 0 | 0 | 0 | 0 | 0 | 0 | 0 | 0 | 0 | 0 | 0 | 0
2025 | 8 | 2025_08_24 | 3.74 | 2.54 | 2025 | 8 | 2025_08_24 | 12674.38 | 12693.51 | 0 | 0 | 1100.62 | 37465.29 | 326.8123 | 2005.484 | 40592.14 | 452.3657 | 626.0965 | 626.0338 | 626.3474 | 626.3474 | 625.9083 | 2025 | 8 | 2025_08_24 | 0 | 0 | 0 | 0 | 0 | 0 | 0 | 0 | 0 | 0 | 0 | 0 | 0 | 0 | 0
2025 | 8 | 2025_08_25 | 3.74 | 2.54 | 2025 | 8 | 2025_08_25 | 15253.01 | 15275.91 | 0 | 0 | 3144.647 | 37934.62 | 898.7347 | 3272.865 | 41752.8 | 661.1449 | 660.88 | 660.8138 | 661.1449 | 661.1449 | 660.6813 | 2025 | 8 | 2025_08_25 | 0 | 0 | 0 | 0 | 0 | 0 | 0 | 0 | 0 | 0 | 0 | 0 | 0 | 0 | 0
2025 | 8 | 2025_08_26 | 4.01 | 2.72 | 2025 | 8 | 2025_08_26 | 19440.21 | 19469.44 | 0 | 0 | 2935.004 | 37934.62 | 1634.063 | 3272.865 | 41752.8 | 695.942 | 695.6631 | 695.5934 | 695.942 | 695.942 | 695.454 | 2025 | 8 | 2025_08_26 | 0 | 0 | 0 | 0 | 0 | 0 | 0 | 0 | 0 | 0 | 0 | 0 | 0 | 0 | 0
2025 | 8 | 2025_08_27 | 4.41 | 3 | 2025 | 8 | 2025_08_27 | 19440.21 | 19469.44 | 0 | 0 | 2306.074 | 37934.62 | 1960.876 | 3272.865 | 41752.8 | 835.1304 | 834.7958 | 834.7122 | 835.1304 | 835.1304 | 834.5448 | 2025 | 8 | 2025_08_27 | 0 | 0 | 0 | 0 | 0 | 0 | 0 | 0 | 0 | 0 | 0 | 0 | 0 | 0 | 0
2025 | 8 | 2025_08_28 | 3.89 | 2.64 | 2025 | 8 | 2025_08_28 | 19440.21 | 19469.44 | 0 | 0 | 0 | 37934.62 | 1960.876 | 3422.921 | 41752.8 | 835.1304 | 834.7958 | 834.7122 | 835.1304 | 835.1304 | 834.5448 | 2025 | 8 | 2025_08_28 | 0 | 0 | 0 | 0 | 0 | 0 | 0 | 0 | 0 | 0 | 0 | 0 | 0 | 0 | 0
2025 | 8 | 2025_08_29 | 3.91 | 2.65 | 2025 | 8 | 2025_08_29 | 19440.21 | 19469.44 | 0 | 0 | 0 | 37934.62 | 1960.876 | 3272.865 | 41752.8 | 835.1304 | 834.7958 | 834.7122 | 835.1304 | 835.1304 | 834.5448 | 2025 | 8 | 2025_08_29 | 0 | 0 | 0 | 0 | 0 | 0 | 0 | 0 | 0 | 0 | 0 | 0 | 0 | 0 | 0
2025 | 8 | 2025_08_30 | 4.06 | 2.75 | 2025 | 8 | 2025_08_30 | 19428.52 | 19457.75 | 0 | 0 | 0 | 37931.59 | 1960.876 | 3067.043 | 41748.98 | 835.1304 | 834.7958 | 834.7121 | 835.1304 | 835.1304 | 834.5448 | 2025 | 8 | 2025_08_30 | 0 | 0 | 0 | 0 | 0 | 0 | 0 | 0 | 0 | 0 | 0 | 0 | 0 | 0 | 0
2025 | 8 | 2025_08_31 | 4.06 | 2.75 | 2025 | 8 | 2025_08_31 | 19375.92 | 19405.15 | 0 | 0 | 0 | 37922.5 | 1089.375 | 2711.166 | 41733.68 | 695.942 | 695.6631 | 695.5934 | 695.942 | 695.942 | 695.454 | 2025 | 8 | 2025_08_31 | 0 | 0 | 0 | 0 | 0 | 0 | 0 | 0 | 0 | 0 | 0 | 0 | 0 | 0 | 0
2025 | 9 | 2025_09_01 | 4.3 | 3.03 | 2025 | 9 | 2025_09_01 | 19175.64 | 19187.12 | 0 | 0 | 0 | 39176.59 | 1157.751 | 0 | 42982.21 | 731.0316 | 720.4178 | 731.0316 | 731.0316 | 731.0316 | 731.0316 | 2025 | 9 | 2025_09_01 | 0 | 0 | 0 | 0 | 0 | 0 | 0 | 0 | 0 | 0 | 0 | 0 | 0 | 0 | 0
2025 | 9 | 2025_09_02 | 4.48 | 3.16 | 2025 | 9 | 2025_09_02 | 20062.73 | 20074.79 | 0 | 0 | 0 | 39179.76 | 1519.549 | 0 | 42986.2 | 765.8429 | 754.7238 | 765.8429 | 765.8429 | 765.8429 | 765.8429 | 2025 | 9 | 2025_09_02 | 0 | 0 | 0 | 0 | 0 | 0 | 0 | 0 | 0 | 0 | 0 | 0 | 0 | 0 | 0
2025 | 9 | 2025_09_03 | 4.37 | 3.09 | 2025 | 9 | 2025_09_03 | 20062.73 | 20074.79 | 0 | 0 | 0 | 39179.76 | 1736.627 | 0 | 42986.2 | 835.465 | 823.335 | 835.465 | 835.465 | 835.465 | 835.465 | 2025 | 9 | 2025_09_03 | 0 | 0 | 0 | 0 | 0 | 0 | 0 | 0 | 0 | 0 | 0 | 0 | 0 | 0 | 0
2025 | 9 | 2025_09_04 | 4.51 | 3.18 | 2025 | 9 | 2025_09_04 | 19869.21 | 19881.18 | 0 | 0 | 0 | 39176.59 | 1591.908 | 0 | 42982.21 | 800.6539 | 789.0294 | 800.6539 | 800.6539 | 800.6539 | 800.6539 | 2025 | 9 | 2025_09_04 | 0 | 0 | 0 | 0 | 0 | 0 | 0 | 0 | 0 | 0 | 0 | 0 | 0 | 0 | 0
2025 | 9 | 2025_09_05 | 4.71 | 3.32 | 2025 | 9 | 2025_09_05 | 19169.48 | 19181.02 | 0 | 0 | 0 | 39176.59 | 1230.111 | 0 | 42982.21 | 687.5181 | 677.5361 | 687.5181 | 687.5181 | 687.5181 | 687.5181 | 2025 | 9 | 2025_09_05 | 0 | 0 | 0 | 0 | 0 | 0 | 0 | 0 | 0 | 0 | 0 | 0 | 0 | 0 | 0
2025 | 9 | 2025_09_06 | 4.44 | 3.13 | 2025 | 9 | 2025_09_06 | 20062.73 | 20074.79 | 0 | 0 | 0 | 39179.76 | 1664.268 | 0 | 42986.2 | 835.465 | 823.335 | 835.465 | 835.465 | 835.465 | 835.465 | 2025 | 9 | 2025_09_06 | 0 | 0 | 0 | 0 | 0 | 0 | 0 | 0 | 0 | 0 | 0 | 0 | 0 | 0 | 0
2025 | 9 | 2025_09_07 | 4.44 | 3.13 | 2025 | 9 | 2025_09_07 | 20006.69 | 20018.69 | 0 | 0 | 0 | 39179.76 | 795.9537 | 0 | 42986.2 | 835.465 | 823.335 | 835.465 | 835.465 | 835.465 | 835.465 | 2025 | 9 | 2025_09_07 | 0 | 0 | 0 | 0 | 0 | 0 | 0 | 0 | 0 | 0 | 0 | 0 | 0 | 0 | 0
2025 | 9 | 2025_09_08 | 4.44 | 3.13 | 2025 | 9 | 2025_09_08 | 20050.63 | 20062.69 | 0 | 0 | 0 | 39176.59 | 1447.189 | 0 | 42982.21 | 835.465 | 823.335 | 835.465 | 835.465 | 835.465 | 835.465 | 2025 | 9 | 2025_09_08 | 0 | 0 | 0 | 0 | 0 | 0 | 0 | 0 | 0 | 0 | 0 | 0 | 0 | 0 | 0
2025 | 9 | 2025_09_09 | 4.44 | 3.13 | 2025 | 9 | 2025_09_09 | 20056.68 | 20068.74 | 0 | 0 | 0 | 39179.76 | 1591.908 | 0 | 42986.2 | 835.465 | 823.335 | 835.465 | 835.465 | 835.465 | 835.465 | 2025 | 9 | 2025_09_09 | 0 | 0 | 0 | 0 | 0 | 0 | 0 | 0 | 0 | 0 | 0 | 0 | 0 | 0 | 0
2025 | 9 | 2025_09_10 | 4.12 | 2.9 | 2025 | 9 | 2025_09_10 | 19168.7 | 19180.2 | 0 | 0 | 0 | 39176.59 | 1591.908 | 0 | 42982.21 | 800.654 | 789.0294 | 800.654 | 800.654 | 800.654 | 800.654 | 2025 | 9 | 2025_09_10 | 0 | 0 | 0 | 0 | 0 | 0 | 0 | 0 | 0 | 0 | 0 | 0 | 0 | 0 | 0
2025 | 9 | 2025_09_11 | 3.78 | 2.67 | 2025 | 9 | 2025_09_11 | 14069.83 | 14078.29 | 0 | 0 | 0 | 39176.59 | 1121.572 | 0 | 42982.21 | 661.4098 | 686.1125 | 661.4098 | 661.4098 | 661.4098 | 661.4098 | 2025 | 9 | 2025_09_11 | 0 | 0 | 0 | 0 | 0 | 0 | 0 | 0 | 0 | 0 | 0 | 0 | 0 | 0 | 0
2025 | 9 | 2025_09_12 | 3.81 | 2.69 | 2025 | 9 | 2025_09_12 | 20013.06 | 20025.07 | 0 | 0 | 0 | 39176.59 | 1212.021 | 0 | 42982.21 | 696.2208 | 651.8069 | 696.2208 | 696.2208 | 696.2208 | 696.2208 | 2025 | 9 | 2025_09_12 | 0 | 0 | 0 | 0 | 0 | 0 | 0 | 0 | 0 | 0 | 0 | 0 | 0 | 0 | 0
2025 | 9 | 2025_09_13 | 3.68 | 2.6 | 2025 | 9 | 2025_09_13 | 20062.73 | 20074.79 | 0 | 0 | 0 | 39179.76 | 940.6727 | 0 | 42986.2 | 762.942 | 754.7238 | 762.942 | 765.8429 | 762.942 | 765.8429 | 2025 | 9 | 2025_09_13 | 0 | 0 | 0 | 0 | 0 | 0 | 0 | 0 | 0 | 0 | 0 | 0 | 0 | 0 | 0
2025 | 9 | 2025_09_14 | 3.68 | 2.6 | 2025 | 9 | 2025_09_14 | 19604.72 | 19616.53 | 0 | 0 | 0 | 39179.76 | 289.4376 | 0 | 42986.2 | 696.2205 | 686.1121 | 696.2205 | 696.2205 | 696.2205 | 696.2205 | 2025 | 9 | 2025_09_14 | 0 | 0 | 0 | 0 | 0 | 0 | 0 | 0 | 0 | 0 | 0 | 0 | 0 | 0 | 0
2025 | 9 | 2025_09_15 | 3.68 | 2.6 | 2025 | 9 | 2025_09_15 | 19659.11 | 19670.9 | 0 | 0 | 0 | 39176.59 | 723.5944 | 0 | 42982.21 | 835.4647 | 823.3347 | 835.4647 | 835.4647 | 835.4647 | 835.4647 | 2025 | 9 | 2025_09_15 | 0 | 0 | 0 | 0 | 0 | 0 | 0 | 0 | 0 | 0 | 0 | 0 | 0 | 0 | 0
2025 | 9 | 2025_09_16 | 3.72 | 2.62 | 2025 | 9 | 2025_09_16 | 20038.54 | 20050.59 | 0 | 0 | 0 | 39179.76 | 1664.267 | 0 | 42982.21 | 835.465 | 823.335 | 835.465 | 835.465 | 835.465 | 835.465 | 2025 | 9 | 2025_09_16 | 0 | 0 | 0 | 0 | 0 | 0 | 0 | 0 | 0 | 0 | 0 | 0 | 0 | 0 | 0
2025 | 9 | 2025_09_17 | 3.8 | 2.68 | 2025 | 9 | 2025_09_17 | 19913.56 | 19925.53 | 0 | 0 | 0 | 39179.76 | 1591.908 | 0 | 42982.21 | 800.6539 | 789.0293 | 800.6539 | 800.6539 | 800.6539 | 800.6539 | 2025 | 9 | 2025_09_17 | 0 | 0 | 0 | 0 | 0 | 0 | 0 | 0 | 0 | 0 | 0 | 0 | 0 | 0 | 0
2025 | 9 | 2025_09_18 | 4 | 2.82 | 2025 | 9 | 2025_09_18 | 19999.21 | 20011.24 | 0 | 0 | 0 | 39176.59 | 1374.83 | 0 | 42982.21 | 731.0318 | 720.4181 | 731.0318 | 731.0318 | 731.0318 | 731.0318 | 2025 | 9 | 2025_09_18 | 0 | 0 | 0 | 0 | 0 | 0 | 0 | 0 | 0 | 0 | 0 | 0 | 0 | 0 | 0
2025 | 9 | 2025_09_19 | 3.72 | 2.63 | 2025 | 9 | 2025_09_19 | 16190.23 | 16199.94 | 0 | 0 | 0 | 39173.43 | 1013.032 | 0 | 42978.22 | 696.2206 | 686.1123 | 696.2206 | 696.2206 | 696.2206 | 696.2206 | 2025 | 9 | 2025_09_19 | 0 | 0 | 0 | 0 | 0 | 0 | 0 | 0 | 0 | 0 | 0 | 0 | 0 | 0 | 0
2025 | 9 | 2025_09_20 | 3.37 | 2.38 | 2025 | 9 | 2025_09_20 | 16627.85 | 16637.84 | 0 | 0 | 0 | 39179.76 | 1121.576 | 0 | 42986.2 | 765.843 | 754.7238 | 765.843 | 765.843 | 765.843 | 765.843 | 2025 | 9 | 2025_09_20 | 0 | 0 | 0 | 0 | 0 | 0 | 0 | 0 | 0 | 0 | 0 | 0 | 0 | 0 | 0
2025 | 9 | 2025_09_21 | 3.37 | 2.38 | 2025 | 9 | 2025_09_21 | 20062.73 | 20074.79 | 0 | 0 | 0 | 39179.76 | 1447.189 | 0 | 42986.2 | 835.465 | 823.335 | 835.465 | 835.465 | 835.465 | 835.465 | 2025 | 9 | 2025_09_21 | 0 | 0 | 0 | 0 | 0 | 0 | 0 | 0 | 0 | 0 | 0 | 0 | 0 | 0 | 0
2025 | 9 | 2025_09_22 | 3.37 | 2.38 | 2025 | 9 | 2025_09_22 | 20050.63 | 20062.69 | 0 | 0 | 0 | 39176.59 | 1736.627 | 0 | 42982.21 | 835.465 | 823.335 | 835.465 | 835.465 | 835.465 | 835.465 | 2025 | 9 | 2025_09_22 | 0 | 0 | 0 | 0 | 0 | 0 | 0 | 0 | 0 | 0 | 0 | 0 | 0 | 0 | 0
2025 | 9 | 2025_09_23 | 3.58 | 2.53 | 2025 | 9 | 2025_09_23 | 20050.63 | 20062.69 | 0 | 0 | 0 | 39176.59 | 1736.627 | 0 | 42982.21 | 835.465 | 823.335 | 835.465 | 835.465 | 835.465 | 835.465 | 2025 | 9 | 2025_09_23 | 0 | 0 | 0 | 0 | 0 | 0 | 0 | 0 | 0 | 0 | 0 | 0 | 0 | 0 | 0
2025 | 9 | 2025_09_24 | 3.5 | 2.47 | 2025 | 9 | 2025_09_24 | 20050.63 | 20062.69 | 0 | 0 | 0 | 39176.59 | 1591.908 | 0 | 42982.21 | 835.465 | 823.335 | 835.465 | 835.465 | 835.465 | 835.465 | 2025 | 9 | 2025_09_24 | 0 | 0 | 0 | 0 | 0 | 0 | 0 | 0 | 0 | 0 | 0 | 0 | 0 | 0 | 0
2025 | 9 | 2025_09_25 | 3.46 | 2.44 | 2025 | 9 | 2025_09_25 | 20050.63 | 20062.69 | 0 | 0 | 0 | 39176.59 | 1447.189 | 0 | 42982.21 | 835.465 | 823.335 | 835.465 | 835.465 | 835.465 | 835.465 | 2025 | 9 | 2025_09_25 | 0 | 0 | 0 | 0 | 0 | 0 | 0 | 0 | 0 | 0 | 0 | 0 | 0 | 0 | 0
2025 | 9 | 2025_09_26 | 3.27 | 2.31 | 2025 | 9 | 2025_09_26 | 20019.11 | 20031.12 | 0 | 0 | 0 | 39176.59 | 1230.111 | 0 | 42982.21 | 731.0319 | 720.4182 | 731.0319 | 731.0319 | 731.0319 | 731.0319 | 2025 | 9 | 2025_09_26 | 0 | 0 | 0 | 0 | 0 | 0 | 0 | 0 | 0 | 0 | 0 | 0 | 0 | 0 | 0
2025 | 9 | 2025_09_27 | 2.79 | 1.97 | 2025 | 9 | 2025_09_27 | 20062.73 | 20074.79 | 0 | 0 | 0 | 39179.76 | 1664.268 | 0 | 42986.2 | 800.654 | 789.0294 | 800.654 | 800.654 | 800.654 | 800.654 | 2025 | 9 | 2025_09_27 | 0 | 0 | 0 | 0 | 0 | 0 | 0 | 0 | 0 | 0 | 0 | 0 | 0 | 0 | 0
2025 | 9 | 2025_09_28 | 2.79 | 1.97 | 2025 | 9 | 2025_09_28 | 20062.73 | 20074.79 | 0 | 0 | 0 | 39179.76 | 1736.627 | 0 | 42986.2 | 835.465 | 823.335 | 835.465 | 835.465 | 835.465 | 835.465 | 2025 | 9 | 2025_09_28 | 0 | 0 | 0 | 0 | 0 | 0 | 0 | 0 | 0 | 0 | 0 | 0 | 0 | 0 | 0
2025 | 9 | 2025_09_29 | 2.79 | 1.97 | 2025 | 9 | 2025_09_29 | 20050.63 | 20062.69 | 0 | 0 | 0 | 39176.59 | 1736.627 | 0 | 42982.21 | 835.465 | 823.335 | 835.465 | 835.465 | 835.465 | 835.465 | 2025 | 9 | 2025_09_29 | 0 | 0 | 0 | 0 | 0 | 0 | 0 | 0 | 0 | 0 | 0 | 0 | 0 | 0 | 0
2025 | 9 | 2025_09_30 | 2.83 | 2 | 2025 | 9 | 2025_09_30 | 20056.68 | 20068.74 | 0 | 0 | 0 | 39176.59 | 1664.268 | 0 | 42982.21 | 835.465 | 823.335 | 835.465 | 835.465 | 835.465 | 835.465 | 2025 | 9 | 2025_09_30 | 0 | 0 | 0 | 0 | 0 | 0 | 0 | 0 | 0 | 0 | 0 | 0 | 0 | 0 | 0
2025 | 10 | 2025_10_01 | 3.75 | 2.77 | 2025 | 10 | 2025_10_01 | 18919.22 | 17896.68 | 0 | 0 | 0 | 38545.66 | 1384.558 | 0 | 28406.5 | 688.413 | 688.413 | 687.6462 | 689.389 | 689.389 | 688.413 | 2025 | 10 | 2025_10_01 | 0 | 0 | 0 | 0 | 0 | 0 | 0 | 0 | 0 | 0 | 0 | 0 | 0 | 0 | 0
2025 | 10 | 2025_10_02 | 3.69 | 2.73 | 2025 | 10 | 2025_10_02 | 18919.22 | 17896.68 | 0 | 0 | 0 | 38545.66 | 1582.352 | 0 | 28406.5 | 826.0956 | 826.0956 | 825.1754 | 827.2668 | 827.2668 | 826.0956 | 2025 | 10 | 2025_10_02 | 0 | 0 | 0 | 0 | 0 | 0 | 0 | 0 | 0 | 0 | 0 | 0 | 0 | 0 | 0
2025 | 10 | 2025_10_03 | 3.86 | 2.85 | 2025 | 10 | 2025_10_03 | 18919.22 | 17896.68 | 0 | 0 | 0 | 38545.66 | 1054.901 | 0 | 28406.5 | 826.0956 | 826.0956 | 825.1754 | 827.2668 | 827.2668 | 826.0956 | 2025 | 10 | 2025_10_03 | 0 | 0 | 0 | 0 | 0 | 0 | 0 | 0 | 0 | 0 | 0 | 0 | 0 | 0 | 0
2025 | 10 | 2025_10_04 | 3.6 | 2.66 | 2025 | 10 | 2025_10_04 | 18919.22 | 17896.68 | 0 | 0 | 0 | 38545.66 | 1516.421 | 0 | 28406.5 | 826.0956 | 826.0956 | 825.1755 | 827.2668 | 827.2668 | 826.0956 | 2025 | 10 | 2025_10_04 | 0 | 0 | 0 | 0 | 0 | 0 | 0 | 0 | 0 | 0 | 0 | 0 | 0 | 0 | 0
2025 | 10 | 2025_10_05 | 3.6 | 2.66 | 2025 | 10 | 2025_10_05 | 18919.22 | 17896.68 | 0 | 0 | 0 | 38545.66 | 1384.558 | 0 | 28406.5 | 826.0956 | 826.0956 | 825.1755 | 827.2668 | 827.2668 | 826.0956 | 2025 | 10 | 2025_10_05 | 0 | 0 | 0 | 0 | 0 | 0 | 0 | 0 | 0 | 0 | 0 | 0 | 0 | 0 | 0
2025 | 10 | 2025_10_06 | 3.6 | 2.66 | 2025 | 10 | 2025_10_06 | 18919.22 | 17896.68 | 0 | 0 | 0 | 38545.66 | 1318.627 | 0 | 28406.5 | 826.0956 | 826.0956 | 825.1754 | 827.2668 | 827.2668 | 826.0956 | 2025 | 10 | 2025_10_06 | 0 | 0 | 0 | 0 | 0 | 0 | 0 | 0 | 0 | 0 | 0 | 0 | 0 | 0 | 0
2025 | 10 | 2025_10_07 | 3.54 | 2.62 | 2025 | 10 | 2025_10_07 | 18819.76 | 17802.59 | 0 | 0 | 0 | 38545.66 | 1186.764 | 0 | 28406.5 | 757.2543 | 757.2543 | 756.4108 | 758.3279 | 758.3279 | 757.2543 | 2025 | 10 | 2025_10_07 | 0 | 0 | 0 | 0 | 0 | 0 | 0 | 0 | 0 | 0 | 0 | 0 | 0 | 0 | 0
2025 | 10 | 2025_10_08 | 3.72 | 2.75 | 2025 | 10 | 2025_10_08 | 18890.8 | 17869.8 | 0 | 0 | 0 | 38545.66 | 1318.627 | 0 | 28406.5 | 757.2543 | 757.2543 | 756.4108 | 758.3279 | 758.3279 | 757.2543 | 2025 | 10 | 2025_10_08 | 0 | 0 | 0 | 0 | 0 | 0 | 0 | 0 | 0 | 0 | 0 | 0 | 0 | 0 | 0
2025 | 10 | 2025_10_09 | 4.66 | 3.45 | 2025 | 10 | 2025_10_09 | 18900.02 | 17877.47 | 0 | 0 | 0 | 38545.66 | 813.1576 | 0 | 28406.5 | 826.0956 | 826.0956 | 825.1754 | 827.2668 | 827.2668 | 826.0956 | 2025 | 10 | 2025_10_09 | 0 | 0 | 0 | 0 | 0 | 0 | 0 | 0 | 0 | 0 | 0 | 0 | 0 | 0 | 0
2025 | 10 | 2025_10_10 | 4.75 | 3.51 | 2025 | 10 | 2025_10_10 | 18900.02 | 17877.47 | 0 | 0 | 0 | 38545.66 | 1186.764 | 0 | 28406.5 | 826.0956 | 826.0956 | 825.1754 | 827.2668 | 827.2668 | 826.0956 | 2025 | 10 | 2025_10_10 | 0 | 0 | 0 | 0 | 0 | 0 | 0 | 0 | 0 | 0 | 0 | 0 | 0 | 0 | 0
2025 | 10 | 2025_10_11 | 3.83 | 2.83 | 2025 | 10 | 2025_10_11 | 18919.22 | 17896.68 | 0 | 0 | 0 | 38545.66 | 1582.352 | 0 | 28406.5 | 826.0956 | 826.0956 | 825.1755 | 827.2668 | 827.2668 | 826.0956 | 2025 | 10 | 2025_10_11 | 0 | 0 | 0 | 0 | 0 | 0 | 0 | 0 | 0 | 0 | 0 | 0 | 0 | 0 | 0
2025 | 10 | 2025_10_12 | 3.83 | 2.83 | 2025 | 10 | 2025_10_12 | 18919.22 | 17896.68 | 0 | 0 | 0 | 38545.66 | 1582.352 | 0 | 28406.5 | 826.0956 | 826.0956 | 825.1755 | 827.2668 | 827.2668 | 826.0956 | 2025 | 10 | 2025_10_12 | 0 | 0 | 0 | 0 | 0 | 0 | 0 | 0 | 0 | 0 | 0 | 0 | 0 | 0 | 0
2025 | 10 | 2025_10_13 | 3.83 | 2.83 | 2025 | 10 | 2025_10_13 | 18900.02 | 17877.47 | 0 | 0 | 0 | 38545.66 | 1582.352 | 0 | 28406.5 | 826.0956 | 826.0956 | 825.1754 | 827.2668 | 827.2668 | 826.0956 | 2025 | 10 | 2025_10_13 | 0 | 0 | 0 | 0 | 0 | 0 | 0 | 0 | 0 | 0 | 0 | 0 | 0 | 0 | 0
2025 | 10 | 2025_10_14 | 3.65 | 2.7 | 2025 | 10 | 2025_10_14 | 18919.22 | 17896.68 | 0 | 0 | 0 | 38545.66 | 1318.627 | 0 | 28406.5 | 826.0956 | 826.0956 | 825.1755 | 827.2668 | 827.2668 | 826.0956 | 2025 | 10 | 2025_10_14 | 0 | 0 | 0 | 0 | 0 | 0 | 0 | 0 | 0 | 0 | 0 | 0 | 0 | 0 | 0
2025 | 10 | 2025_10_15 | 3.77 | 2.79 | 2025 | 10 | 2025_10_15 | 18919.22 | 17896.68 | 0 | 0 | 0 | 38545.66 | 1582.352 | 0 | 28406.5 | 826.0956 | 826.0956 | 825.1755 | 827.2668 | 827.2668 | 826.0956 | 2025 | 10 | 2025_10_15 | 0 | 0 | 0 | 0 | 0 | 0 | 0 | 0 | 0 | 0 | 0 | 0 | 0 | 0 | 0
2025 | 10 | 2025_10_16 | 4.06 | 3 | 2025 | 10 | 2025_10_16 | 18919.22 | 17896.68 | 0 | 0 | 0 | 38545.66 | 1582.352 | 0 | 28406.5 | 826.0956 | 826.0956 | 825.1755 | 827.2668 | 827.2668 | 826.0956 | 2025 | 10 | 2025_10_16 | 0 | 0 | 0 | 0 | 0 | 0 | 0 | 0 | 0 | 0 | 0 | 0 | 0 | 0 | 0
2025 | 10 | 2025_10_17 | 3.84 | 2.84 | 2025 | 10 | 2025_10_17 | 18893.18 | 17873.07 | 0 | 0 | 0 | 38545.66 | 1318.626 | 0 | 28406.5 | 826.0956 | 826.0956 | 825.1754 | 827.2667 | 827.2667 | 826.0956 | 2025 | 10 | 2025_10_17 | 0 | 0 | 0 | 0 | 0 | 0 | 0 | 0 | 0 | 0 | 0 | 0 | 0 | 0 | 0
2025 | 10 | 2025_10_18 | 3.46 | 2.56 | 2025 | 10 | 2025_10_18 | 18919.22 | 17896.68 | 0 | 0 | 0 | 38545.66 | 791.176 | 0 | 28406.5 | 826.0955 | 826.0955 | 825.1753 | 827.2667 | 827.2667 | 826.0955 | 2025 | 10 | 2025_10_18 | 0 | 0 | 0 | 0 | 0 | 0 | 0 | 0 | 0 | 0 | 0 | 0 | 0 | 0 | 0
2025 | 10 | 2025_10_19 | 3.46 | 2.56 | 2025 | 10 | 2025_10_19 | 18919.22 | 17896.68 | 0 | 0 | 0 | 38545.66 | 1516.421 | 0 | 28406.5 | 826.0956 | 826.0956 | 825.1754 | 827.2668 | 827.2668 | 826.0956 | 2025 | 10 | 2025_10_19 | 0 | 0 | 0 | 0 | 0 | 0 | 0 | 0 | 0 | 0 | 0 | 0 | 0 | 0 | 0
2025 | 10 | 2025_10_20 | 3.46 | 2.56 | 2025 | 10 | 2025_10_20 | 18919.22 | 17896.68 | 0 | 0 | 0 | 38545.66 | 1384.558 | 0 | 28406.5 | 826.0956 | 826.0956 | 825.1754 | 827.2668 | 827.2668 | 826.0956 | 2025 | 10 | 2025_10_20 | 0 | 0 | 0 | 0 | 0 | 0 | 0 | 0 | 0 | 0 | 0 | 0 | 0 | 0 | 0
2025 | 10 | 2025_10_21 | 3.82 | 2.83 | 2025 | 10 | 2025_10_21 | 18696.77 | 17686.25 | 0 | 0 | 0 | 38545.66 | 1186.764 | 0 | 28406.5 | 826.0955 | 826.0955 | 825.1754 | 827.2667 | 827.2667 | 826.0955 | 2025 | 10 | 2025_10_21 | 0 | 0 | 0 | 0 | 0 | 0 | 0 | 0 | 0 | 0 | 0 | 0 | 0 | 0 | 0
2025 | 10 | 2025_10_22 | 3.73 | 2.76 | 2025 | 10 | 2025_10_22 | 18919.22 | 17896.68 | 0 | 0 | 0 | 38545.66 | 1450.489 | 0 | 28406.5 | 826.0956 | 826.0956 | 825.1754 | 827.2667 | 827.2667 | 826.0956 | 2025 | 10 | 2025_10_22 | 0 | 0 | 0 | 0 | 0 | 0 | 0 | 0 | 0 | 0 | 0 | 0 | 0 | 0 | 0
2025 | 10 | 2025_10_23 | 3.64 | 2.69 | 2025 | 10 | 2025_10_23 | 18900.02 | 17877.47 | 0 | 0 | 0 | 38545.66 | 752.7158 | 0 | 28406.5 | 826.0956 | 826.0956 | 825.1754 | 827.2668 | 827.2668 | 826.0956 | 2025 | 10 | 2025_10_23 | 0 | 0 | 0 | 0 | 0 | 0 | 0 | 0 | 0 | 0 | 0 | 0 | 0 | 0 | 0
2025 | 10 | 2025_10_24 | 3.4 | 2.51 | 2025 | 10 | 2025_10_24 | 18919.22 | 17896.68 | 0 | 0 | 0 | 38545.66 | 670.3019 | 0 | 28406.5 | 826.0956 | 826.0956 | 825.1754 | 827.2668 | 827.2668 | 826.0956 | 2025 | 10 | 2025_10_24 | 0 | 0 | 0 | 0 | 0 | 0 | 0 | 0 | 0 | 0 | 0 | 0 | 0 | 0 | 0
2025 | 10 | 2025_10_25 | 2.87 | 2.13 | 2025 | 10 | 2025_10_25 | 18919.22 | 17896.68 | 0 | 0 | 0 | 38545.66 | 1582.352 | 0 | 28406.5 | 826.0956 | 826.0956 | 825.1755 | 827.2668 | 827.2668 | 826.0956 | 2025 | 10 | 2025_10_25 | 0 | 0 | 0 | 0 | 0 | 0 | 0 | 0 | 0 | 0 | 0 | 0 | 0 | 0 | 0
2025 | 10 | 2025_10_26 | 2.87 | 2.13 | 2025 | 10 | 2025_10_26 | 18919.22 | 17896.68 | 0 | 0 | 0 | 38545.66 | 1582.352 | 0 | 28406.5 | 826.0956 | 826.0956 | 825.1755 | 827.2668 | 827.2668 | 826.0956 | 2025 | 10 | 2025_10_26 | 0 | 0 | 0 | 0 | 0 | 0 | 0 | 0 | 0 | 0 | 0 | 0 | 0 | 0 | 0
2025 | 10 | 2025_10_27 | 2.87 | 2.13 | 2025 | 10 | 2025_10_27 | 18919.22 | 17896.68 | 0 | 0 | 0 | 38545.66 | 1252.695 | 0 | 28406.5 | 826.0956 | 826.0956 | 825.1754 | 827.2667 | 827.2667 | 826.0956 | 2025 | 10 | 2025_10_27 | 0 | 0 | 0 | 0 | 0 | 0 | 0 | 0 | 0 | 0 | 0 | 0 | 0 | 0 | 0
2025 | 10 | 2025_10_28 | 4.19 | 3.1 | 2025 | 10 | 2025_10_28 | 18900.02 | 17877.47 | 0 | 0 | 0 | 38545.66 | 395.5877 | 0 | 28406.5 | 688.413 | 688.413 | 687.6462 | 689.389 | 689.389 | 688.413 | 2025 | 10 | 2025_10_28 | 0 | 0 | 0 | 0 | 0 | 0 | 0 | 0 | 0 | 0 | 0 | 0 | 0 | 0 | 0
2025 | 10 | 2025_10_29 | 4.53 | 3.35 | 2025 | 10 | 2025_10_29 | 18900.02 | 17877.47 | 0 | 0 | 0 | 38545.66 | 1054.901 | 0 | 28406.5 | 826.0956 | 826.0956 | 825.1754 | 827.2668 | 827.2668 | 826.0956 | 2025 | 10 | 2025_10_29 | 0 | 0 | 0 | 0 | 0 | 0 | 0 | 0 | 0 | 0 | 0 | 0 | 0 | 0 | 0
2025 | 10 | 2025_10_30 | 4.63 | 3.42 | 2025 | 10 | 2025_10_30 | 18900.02 | 17877.47 | 0 | 0 | 0 | 38545.66 | 560.4163 | 0 | 28406.5 | 826.0956 | 826.0956 | 825.1754 | 827.2668 | 827.2668 | 826.0956 | 2025 | 10 | 2025_10_30 | 0 | 0 | 0 | 0 | 0 | 0 | 0 | 0 | 0 | 0 | 0 | 0 | 0 | 0 | 0
2025 | 10 | 2025_10_31 | 4.64 | 3.43 | 2025 | 10 | 2025_10_31 | 18919.22 | 17896.68 | 0 | 0 | 0 | 38545.66 | 1318.626 | 0 | 28406.5 | 826.0956 | 826.0956 | 825.1754 | 827.2668 | 827.2668 | 826.0956 | 2025 | 10 | 2025_10_31 | 0 | 0 | 0 | 0 | 0 | 0 | 0 | 0 | 0 | 0 | 0 | 0 | 0 | 0 | 0
2025 | 11 | 2025_11_01 | 3.17 | 2.1 | 2025 | 11 | 2025_11_01 | 19393.85 | 20618.07 | 0 | 0 | 0 | 41424.02 | 1024.194 | 0 | 45929.34 | 825.0081 | 825.0081 | 825.0081 | 771.3015 | 771.5524 | 768.3735 | 2025 | 11 | 2025_11_01 | 0 | 0 | 0 | 0 | 0 | 0 | 0 | 0 | 0 | 0 | 0 | 0 | 0 | 0 | 0
2025 | 11 | 2025_11_02 | 3.17 | 2.1 | 2025 | 11 | 2025_11_02 | 19125.97 | 20333.04 | 0 | 0 | 0 | 41429.67 | 0 | 0 | 46025.18 | 521.3591 | 521.3591 | 521.3591 | 615.9736 | 616.1702 | 640.3111 | 2025 | 11 | 2025_11_02 | 0 | 0 | 0 | 0 | 0 | 0 | 0 | 0 | 0 | 0 | 0 | 0 | 0 | 0 | 0
2025 | 11 | 2025_11_03 | 3.17 | 2.1 | 2025 | 11 | 2025_11_03 | 19393.85 | 20621.12 | 0 | 0 | 0 | 41429.67 | 236.3524 | 0 | 46025.18 | 825.0081 | 825.0081 | 825.0081 | 771.3015 | 771.5525 | 768.3736 | 2025 | 11 | 2025_11_03 | 0 | 0 | 0 | 0 | 0 | 0 | 0 | 0 | 0 | 0 | 0 | 0 | 0 | 0 | 0
2025 | 11 | 2025_11_04 | 3.15 | 2.09 | 2025 | 11 | 2025_11_04 | 19393.85 | 20621.12 | 0 | 0 | 0 | 41429.67 | 1214.593 | 0 | 46025.18 | 825.0081 | 825.0081 | 825.0081 | 771.3015 | 771.5525 | 768.3736 | 2025 | 11 | 2025_11_04 | 0 | 0 | 0 | 0 | 0 | 0 | 0 | 0 | 0 | 0 | 0 | 0 | 0 | 0 | 0
2025 | 11 | 2025_11_05 | 4.13 | 2.74 | 2025 | 11 | 2025_11_05 | 19393.85 | 20621.12 | 0 | 0 | 0 | 41429.67 | 1116.109 | 0 | 46025.18 | 825.0081 | 825.0081 | 825.0081 | 771.3015 | 771.5524 | 768.3735 | 2025 | 11 | 2025_11_05 | 0 | 0 | 0 | 0 | 0 | 0 | 0 | 0 | 0 | 0 | 0 | 0 | 0 | 0 | 0
2025 | 11 | 2025_11_06 | 4.53 | 3.01 | 2025 | 11 | 2025_11_06 | 19393.85 | 20621.12 | 0 | 0 | 0 | 41429.67 | 1496.898 | 0 | 46025.18 | 825.0081 | 825.0081 | 825.0081 | 771.3015 | 771.5524 | 768.3735 | 2025 | 11 | 2025_11_06 | 0 | 0 | 0 | 0 | 0 | 0 | 0 | 0 | 0 | 0 | 0 | 0 | 0 | 0 | 0
2025 | 11 | 2025_11_07 | 3.94 | 2.62 | 2025 | 11 | 2025_11_07 | 19393.85 | 20621.12 | 0 | 0 | 0 | 41429.67 | 1168.631 | 0 | 46025.18 | 825.0081 | 825.0081 | 825.0081 | 771.3015 | 771.5525 | 768.3736 | 2025 | 11 | 2025_11_07 | 0 | 0 | 0 | 0 | 0 | 0 | 0 | 0 | 0 | 0 | 0 | 0 | 0 | 0 | 0
2025 | 11 | 2025_11_08 | 4.08 | 2.71 | 2025 | 11 | 2025_11_08 | 19393.85 | 20621.12 | 0 | 0 | 0 | 41429.67 | 1122.674 | 0 | 46025.18 | 825.0081 | 825.0081 | 825.0081 | 771.3015 | 771.5525 | 768.3736 | 2025 | 11 | 2025_11_08 | 0 | 0 | 0 | 0 | 0 | 0 | 0 | 0 | 0 | 0 | 0 | 0 | 0 | 0 | 0
2025 | 11 | 2025_11_09 | 4.08 | 2.71 | 2025 | 11 | 2025_11_09 | 19393.85 | 20621.12 | 0 | 0 | 0 | 41429.67 | 1890.819 | 0 | 46025.18 | 825.0081 | 825.0081 | 825.0081 | 771.3015 | 771.5525 | 768.3736 | 2025 | 11 | 2025_11_09 | 0 | 0 | 0 | 0 | 0 | 0 | 0 | 0 | 0 | 0 | 0 | 0 | 0 | 0 | 0
2025 | 11 | 2025_11_10 | 4.08 | 2.71 | 2025 | 11 | 2025_11_10 | 19393.85 | 20621.12 | 0 | 0 | 0 | 41429.67 | 1890.819 | 0 | 46025.18 | 825.0081 | 825.0081 | 825.0081 | 771.3015 | 771.5525 | 768.3736 | 2025 | 11 | 2025_11_10 | 0 | 0 | 0 | 0 | 0 | 0 | 0 | 0 | 0 | 0 | 0 | 0 | 0 | 0 | 0
2025 | 11 | 2025_11_11 | 4.89 | 3.24 | 2025 | 11 | 2025_11_11 | 19393.85 | 20621.12 | 0 | 0 | 0 | 41429.67 | 1890.819 | 0 | 46025.18 | 825.0081 | 825.0081 | 825.0081 | 771.3015 | 771.5525 | 768.3736 | 2025 | 11 | 2025_11_11 | 0 | 0 | 0 | 0 | 0 | 0 | 0 | 0 | 0 | 0 | 0 | 0 | 0 | 0 | 0
2025 | 11 | 2025_11_12 | 4.36 | 2.89 | 2025 | 11 | 2025_11_12 | 19393.85 | 20621.12 | 0 | 0 | 0 | 41429.67 | 1890.819 | 0 | 46025.18 | 825.0081 | 825.0081 | 825.0081 | 771.3015 | 771.5525 | 768.3736 | 2025 | 11 | 2025_11_12 | 0 | 0 | 0 | 0 | 0 | 0 | 0 | 0 | 0 | 0 | 0 | 0 | 0 | 0 | 0
2025 | 11 | 2025_11_13 | 4.48 | 2.97 | 2025 | 11 | 2025_11_13 | 19393.85 | 20621.12 | 0 | 0 | 0 | 41429.67 | 1181.762 | 0 | 46025.18 | 825.0081 | 825.0081 | 825.0081 | 771.3015 | 771.5525 | 768.3736 | 2025 | 11 | 2025_11_13 | 0 | 0 | 0 | 0 | 0 | 0 | 0 | 0 | 0 | 0 | 0 | 0 | 0 | 0 | 0
2025 | 11 | 2025_11_14 | 4.47 | 2.97 | 2025 | 11 | 2025_11_14 | 19393.85 | 20621.12 | 0 | 0 | 0 | 41429.67 | 1496.899 | 0 | 46025.18 | 825.0081 | 825.0081 | 825.0081 | 771.3015 | 771.5525 | 768.3736 | 2025 | 11 | 2025_11_14 | 0 | 0 | 0 | 0 | 0 | 0 | 0 | 0 | 0 | 0 | 0 | 0 | 0 | 0 | 0
2025 | 11 | 2025_11_15 | 4.47 | 2.97 | 2025 | 11 | 2025_11_15 | 19354.53 | 20580.95 | 0 | 0 | 0 | 41429.67 | 1654.467 | 0 | 46025.18 | 825.0081 | 825.0081 | 825.0081 | 771.3015 | 771.5524 | 768.3735 | 2025 | 11 | 2025_11_15 | 0 | 0 | 0 | 0 | 0 | 0 | 0 | 0 | 0 | 0 | 0 | 0 | 0 | 0 | 0
2025 | 11 | 2025_11_16 | 4.47 | 2.97 | 2025 | 11 | 2025_11_16 | 19387.35 | 20614.62 | 0 | 0 | 0 | 41429.67 | 1654.467 | 0 | 46025.18 | 825.0081 | 825.0081 | 825.0081 | 771.3015 | 771.5525 | 768.3736 | 2025 | 11 | 2025_11_16 | 0 | 0 | 0 | 0 | 0 | 0 | 0 | 0 | 0 | 0 | 0 | 0 | 0 | 0 | 0
2025 | 11 | 2025_11_17 | 4.47 | 2.97 | 2025 | 11 | 2025_11_17 | 19347.7 | 20573.28 | 0 | 0 | 0 | 41429.67 | 315.1365 | 0 | 46025.18 | 825.0081 | 825.0081 | 825.0081 | 771.3015 | 771.5524 | 768.3735 | 2025 | 11 | 2025_11_17 | 0 | 0 | 0 | 0 | 0 | 0 | 0 | 0 | 0 | 0 | 0 | 0 | 0 | 0 | 0
2025 | 11 | 2025_11_18 | 4.82 | 3.2 | 2025 | 11 | 2025_11_18 | 19373.37 | 20598.11 | 0 | 0 | 0 | 41429.67 | 0 | 0 | 46025.18 | 825.0081 | 825.0081 | 825.0081 | 771.3015 | 771.5524 | 768.3735 | 2025 | 11 | 2025_11_18 | 0 | 0 | 0 | 0 | 0 | 0 | 0 | 0 | 0 | 0 | 0 | 0 | 0 | 0 | 0
2025 | 11 | 2025_11_19 | 4.81 | 3.19 | 2025 | 11 | 2025_11_19 | 19393.85 | 20621.12 | 0 | 0 | 0 | 41429.67 | 590.8854 | 0 | 46025.18 | 825.0081 | 825.0081 | 825.0081 | 771.3015 | 771.5524 | 768.3735 | 2025 | 11 | 2025_11_19 | 0 | 0 | 0 | 0 | 0 | 0 | 0 | 0 | 0 | 0 | 0 | 0 | 0 | 0 | 0
2025 | 11 | 2025_11_20 | 4.51 | 2.99 | 2025 | 11 | 2025_11_20 | 19393.85 | 20621.12 | 0 | 0 | 0 | 41429.67 | 157.5682 | 0 | 46025.18 | 825.0081 | 825.0081 | 825.0081 | 771.3015 | 771.5524 | 768.3735 | 2025 | 11 | 2025_11_20 | 0 | 0 | 0 | 0 | 0 | 0 | 0 | 0 | 0 | 0 | 0 | 0 | 0 | 0 | 0
2025 | 11 | 2025_11_21 | 4.82 | 3.2 | 2025 | 11 | 2025_11_21 | 19360.04 | 20583.93 | 0 | 0 | 0 | 41429.67 | 787.8411 | 0 | 46025.18 | 825.0081 | 825.0081 | 825.0081 | 771.3015 | 771.5524 | 768.3735 | 2025 | 11 | 2025_11_21 | 0 | 0 | 0 | 0 | 0 | 0 | 0 | 0 | 0 | 0 | 0 | 0 | 0 | 0 | 0
2025 | 11 | 2025_11_22 | 4.66 | 3.09 | 2025 | 11 | 2025_11_22 | 19187.76 | 20403.22 | 0 | 0 | 0 | 41429.67 | 282.3142 | 0 | 46025.18 | 825.0079 | 825.0079 | 825.0079 | 771.3013 | 771.5523 | 768.3734 | 2025 | 11 | 2025_11_22 | 0 | 0 | 0 | 0 | 0 | 0 | 0 | 0 | 0 | 0 | 0 | 0 | 0 | 0 | 0
2025 | 11 | 2025_11_23 | 4.66 | 3.09 | 2025 | 11 | 2025_11_23 | 19387.35 | 20614.62 | 0 | 0 | 0 | 41429.67 | 735.3185 | 0 | 46025.18 | 825.0081 | 825.0081 | 825.0081 | 771.3015 | 771.5524 | 768.3735 | 2025 | 11 | 2025_11_23 | 0 | 0 | 0 | 0 | 0 | 0 | 0 | 0 | 0 | 0 | 0 | 0 | 0 | 0 | 0
2025 | 11 | 2025_11_24 | 4.66 | 3.09 | 2025 | 11 | 2025_11_24 | 18599.66 | 19773.83 | 0 | 0 | 0 | 41429.67 | 236.3522 | 0 | 46025.18 | 555.7346 | 555.7383 | 555.7346 | 642.7511 | 642.9602 | 640.3112 | 2025 | 11 | 2025_11_24 | 0 | 0 | 0 | 0 | 0 | 0 | 0 | 0 | 0 | 0 | 0 | 0 | 0 | 0 | 0
2025 | 11 | 2025_11_25 | 5.12 | 3.4 | 2025 | 11 | 2025_11_25 | 19361.03 | 20587.45 | 0 | 0 | 0 | 41429.67 | 393.9207 | 0 | 46025.18 | 825.0081 | 825.0081 | 825.0081 | 771.3015 | 771.5524 | 768.3735 | 2025 | 11 | 2025_11_25 | 0 | 0 | 0 | 0 | 0 | 0 | 0 | 0 | 0 | 0 | 0 | 0 | 0 | 0 | 0
2025 | 11 | 2025_11_26 | 5.81 | 3.85 | 2025 | 11 | 2025_11_26 | 19393.85 | 20621.12 | 0 | 0 | 0 | 41429.67 | 1890.82 | 0 | 46025.18 | 825.0081 | 825.0081 | 825.0081 | 771.3015 | 771.5525 | 768.3736 | 2025 | 11 | 2025_11_26 | 0 | 0 | 0 | 0 | 0 | 0 | 0 | 0 | 0 | 0 | 0 | 0 | 0 | 0 | 0
2025 | 11 | 2025_11_27 | 6.79 | 4.5 | 2025 | 11 | 2025_11_27 | 19393.85 | 20621.12 | 0 | 0 | 0 | 41429.67 | 1575.682 | 0 | 46025.18 | 825.0081 | 825.0081 | 825.0081 | 771.3015 | 771.5525 | 768.3736 | 2025 | 11 | 2025_11_27 | 0 | 0 | 0 | 0 | 0 | 0 | 0 | 0 | 0 | 0 | 0 | 0 | 0 | 0 | 0
2025 | 11 | 2025_11_28 | 6.79 | 4.5 | 2025 | 11 | 2025_11_28 | 19393.85 | 20621.12 | 0 | 0 | 0 | 41429.67 | 1575.683 | 0 | 46025.18 | 825.0081 | 825.0081 | 825.0081 | 771.3015 | 771.5525 | 768.3736 | 2025 | 11 | 2025_11_28 | 0 | 0 | 0 | 0 | 0 | 0 | 0 | 0 | 0 | 0 | 0 | 0 | 0 | 0 | 0
2025 | 11 | 2025_11_29 | 6.79 | 4.5 | 2025 | 11 | 2025_11_29 | 19393.85 | 20621.12 | 0 | 0 | 0 | 41429.67 | 1575.683 | 0 | 46025.18 | 825.0081 | 825.0081 | 825.0081 | 771.3015 | 771.5525 | 768.3736 | 2025 | 11 | 2025_11_29 | 0 | 0 | 0 | 0 | 0 | 0 | 0 | 0 | 0 | 0 | 0 | 0 | 0 | 0 | 0
2025 | 11 | 2025_11_30 | 6.79 | 4.5 | 2025 | 11 | 2025_11_30 | 19387.35 | 20614.62 | 0 | 0 | 0 | 41429.67 | 1654.467 | 0 | 46025.18 | 825.0081 | 825.0081 | 825.0081 | 771.3015 | 771.5525 | 768.3736 | 2025 | 11 | 2025_11_30 | 0 | 0 | 0 | 0 | 0 | 0 | 0 | 0 | 0 | 0 | 0 | 0 | 0 | 0 | 0
2025 | 12 | 2025_12_01 | 2.43 | 1.44 | 2025 | 12 | 2025_12_01 | 21548.64 | 19756.81 | 0 | 0 | 0 | 42035.08 | 1033.132 | 2932.414 | 46696.2 | 836.5526 | 836.5526 | 836.5526 | 825.5938 | 836.5526 | 836.5526 | 2025 | 12 | 2025_12_01 | 0 | 0 | 0 | 0 | 0 | 0 | 0 | 0 | 0 | 0 | 0 | 0 | 0 | 0 | 0
2025 | 12 | 2025_12_02 | 2.63 | 1.56 | 2025 | 12 | 2025_12_02 | 21549.71 | 19756.81 | 0 | 0 | 0 | 42035.08 | 1883.169 | 2548.528 | 46696.2 | 836.5526 | 836.5526 | 836.5526 | 825.5938 | 836.5526 | 836.5526 | 2025 | 12 | 2025_12_02 | 0 | 0 | 0 | 0 | 0 | 0 | 0 | 0 | 0 | 0 | 0 | 0 | 0 | 0 | 0
2025 | 12 | 2025_12_03 | 3 | 1.77 | 2025 | 12 | 2025_12_03 | 21549.71 | 19756.81 | 0 | 0 | 0 | 42035.08 | 1647.773 | 2292.604 | 46696.2 | 836.5526 | 836.5526 | 836.5526 | 825.5937 | 836.5526 | 836.5526 | 2025 | 12 | 2025_12_03 | 0 | 0 | 0 | 0 | 0 | 0 | 0 | 0 | 0 | 0 | 0 | 0 | 0 | 0 | 0
2025 | 12 | 2025_12_04 | 3.46 | 2.05 | 2025 | 12 | 2025_12_04 | 21549.71 | 19756.81 | 0 | 0 | 0 | 42035.08 | 706.1884 | 2292.604 | 46696.2 | 836.5526 | 836.5526 | 836.5526 | 825.5938 | 836.5526 | 836.5526 | 2025 | 12 | 2025_12_04 | 0 | 0 | 0 | 0 | 0 | 0 | 0 | 0 | 0 | 0 | 0 | 0 | 0 | 0 | 0
2025 | 12 | 2025_12_05 | 3.74 | 2.21 | 2025 | 12 | 2025_12_05 | 21549.71 | 19756.81 | 0 | 0 | 0 | 42035.08 | 1883.169 | 2292.604 | 46696.2 | 836.5526 | 836.5526 | 836.5526 | 825.5938 | 836.5526 | 836.5526 | 2025 | 12 | 2025_12_05 | 0 | 0 | 0 | 0 | 0 | 0 | 0 | 0 | 0 | 0 | 0 | 0 | 0 | 0 | 0
2025 | 12 | 2025_12_06 | 3.02 | 1.79 | 2025 | 12 | 2025_12_06 | 21549.71 | 19756.81 | 0 | 0 | 0 | 42035.08 | 1883.169 | 2036.68 | 46696.2 | 836.5526 | 836.5526 | 836.5526 | 825.5938 | 836.5526 | 836.5526 | 2025 | 12 | 2025_12_06 | 0 | 0 | 0 | 0 | 0 | 0 | 0 | 0 | 0 | 0 | 0 | 0 | 0 | 0 | 0
2025 | 12 | 2025_12_07 | 3.02 | 1.79 | 2025 | 12 | 2025_12_07 | 21549.71 | 19756.81 | 0 | 0 | 0 | 42035.08 | 1883.169 | 2165.311 | 46696.2 | 836.5526 | 836.5526 | 836.5526 | 825.5938 | 836.5526 | 836.5526 | 2025 | 12 | 2025_12_07 | 0 | 0 | 0 | 0 | 0 | 0 | 0 | 0 | 0 | 0 | 0 | 0 | 0 | 0 | 0
2025 | 12 | 2025_12_08 | 3.02 | 1.79 | 2025 | 12 | 2025_12_08 | 21549.71 | 19756.81 | 0 | 0 | 0 | 42035.08 | 1883.169 | 2548.528 | 46696.2 | 836.5526 | 836.5526 | 836.5526 | 825.5938 | 836.5526 | 836.5526 | 2025 | 12 | 2025_12_08 | 0 | 0 | 0 | 0 | 0 | 0 | 0 | 0 | 0 | 0 | 0 | 0 | 0 | 0 | 0
2025 | 12 | 2025_12_09 | 3.43 | 2.03 | 2025 | 12 | 2025_12_09 | 21549.71 | 19756.81 | 0 | 0 | 0 | 42035.08 | 1883.169 | 2676.49 | 46696.2 | 836.5526 | 836.5526 | 836.5526 | 825.5938 | 836.5526 | 836.5526 | 2025 | 12 | 2025_12_09 | 0 | 0 | 0 | 0 | 0 | 0 | 0 | 0 | 0 | 0 | 0 | 0 | 0 | 0 | 0
2025 | 12 | 2025_12_10 | 3.48 | 2.06 | 2025 | 12 | 2025_12_10 | 21549.71 | 19756.81 | 0 | 0 | 0 | 42035.08 | 1883.169 | 3060.376 | 46696.2 | 836.5526 | 836.5526 | 836.5526 | 825.5938 | 836.5526 | 836.5526 | 2025 | 12 | 2025_12_10 | 0 | 0 | 0 | 0 | 0 | 0 | 0 | 0 | 0 | 0 | 0 | 0 | 0 | 0 | 0
2025 | 12 | 2025_12_11 | 4.18 | 2.47 | 2025 | 12 | 2025_12_11 | 21549.71 | 19756.81 | 0 | 0 | 0 | 42035.08 | 1883.169 | 2548.528 | 46696.2 | 836.5526 | 836.5526 | 836.5526 | 825.5938 | 836.5526 | 836.5526 | 2025 | 12 | 2025_12_11 | 0 | 0 | 0 | 0 | 0 | 0 | 0 | 0 | 0 | 0 | 0 | 0 | 0 | 0 | 0
2025 | 12 | 2025_12_12 | 6.24 | 3.69 | 2025 | 12 | 2025_12_12 | 21549.71 | 19756.81 | 0 | 0 | 0 | 42035.08 | 1883.169 | 2420.566 | 46696.2 | 836.5526 | 836.5526 | 836.5526 | 825.5937 | 836.5526 | 836.5526 | 2025 | 12 | 2025_12_12 | 0 | 0 | 0 | 0 | 0 | 0 | 0 | 0 | 0 | 0 | 0 | 0 | 0 | 0 | 0
2025 | 12 | 2025_12_13 | 8.96 | 5.3 | 2025 | 12 | 2025_12_13 | 19780.16 | 18141.21 | 0 | 0 | 0 | 42035.08 | 13.0776 | 2378.135 | 46696.2 | 836.5522 | 836.5522 | 836.5522 | 825.5934 | 836.5522 | 836.5522 | 2025 | 12 | 2025_12_13 | 0 | 0 | 0 | 0 | 0 | 0 | 0 | 0 | 0 | 0 | 0 | 0 | 0 | 0 | 0
2025 | 12 | 2025_12_14 | 8.96 | 5.3 | 2025 | 12 | 2025_12_14 | 8413.788 | 8423.624 | 0 | 0 | 0 | 42035.08 | 0 | 2356.92 | 46696.2 | 836.5522 | 836.5522 | 836.5522 | 825.5934 | 836.5522 | 836.5522 | 2025 | 12 | 2025_12_14 | 0 | 0 | 0 | 0 | 0 | 0 | 0 | 0 | 0 | 0 | 0 | 0 | 0 | 0 | 0
2025 | 12 | 2025_12_15 | 8.96 | 5.3 | 2025 | 12 | 2025_12_15 | 3676.006 | 4045.935 | 0 | 0 | 0 | 42035.08 | 0 | 2762.691 | 46696.2 | 453.1323 | 348.5634 | 348.5634 | 412.7966 | 348.5634 | 348.5634 | 2025 | 12 | 2025_12_15 | 0 | 0 | 0 | 0 | 0 | 0 | 0 | 0 | 0 | 0 | 0 | 0 | 0 | 0 | 0
2025 | 12 | 2025_12_16 | 7.75 | 4.58 | 2025 | 12 | 2025_12_16 | 17929.85 | 15613.45 | 0 | 0 | 0 | 42035.08 | 738.8823 | 3060.376 | 46696.2 | 766.8398 | 766.8398 | 766.8398 | 825.5938 | 766.8398 | 766.8398 | 2025 | 12 | 2025_12_16 | 0 | 0 | 0 | 0 | 0 | 0 | 0 | 0 | 0 | 0 | 0 | 0 | 0 | 0 | 0
2025 | 12 | 2025_12_17 | 9.54 | 5.64 | 2025 | 12 | 2025_12_17 | 21456.79 | 19672.55 | 0 | 0 | 0 | 42035.08 | 680.0377 | 3060.376 | 46696.2 | 836.5526 | 836.5526 | 836.5526 | 825.5937 | 836.5526 | 836.5526 | 2025 | 12 | 2025_12_17 | 0 | 0 | 0 | 0 | 0 | 0 | 0 | 0 | 0 | 0 | 0 | 0 | 0 | 0 | 0
2025 | 12 | 2025_12_18 | 4.69 | 2.78 | 2025 | 12 | 2025_12_18 | 21549.71 | 19756.81 | 0 | 0 | 0 | 42035.08 | 1883.169 | 3060.376 | 46696.2 | 836.5526 | 836.5526 | 836.5526 | 825.5938 | 836.5526 | 836.5526 | 2025 | 12 | 2025_12_18 | 0 | 0 | 0 | 0 | 0 | 0 | 0 | 0 | 0 | 0 | 0 | 0 | 0 | 0 | 0
2025 | 12 | 2025_12_19 | 6.83 | 4.04 | 2025 | 12 | 2025_12_19 | 21549.71 | 19756.81 | 0 | 0 | 0 | 42035.08 | 1569.308 | 2292.604 | 46696.2 | 836.5526 | 836.5526 | 836.5526 | 825.5938 | 836.5526 | 836.5526 | 2025 | 12 | 2025_12_19 | 0 | 0 | 0 | 0 | 0 | 0 | 0 | 0 | 0 | 0 | 0 | 0 | 0 | 0 | 0
2025 | 12 | 2025_12_20 | 5.85 | 3.46 | 2025 | 12 | 2025_12_20 | 21549.71 | 19756.81 | 0 | 0 | 0 | 42035.08 | 1883.169 | 1909.387 | 46696.2 | 836.5526 | 836.5526 | 836.5526 | 825.5938 | 836.5526 | 836.5526 | 2025 | 12 | 2025_12_20 | 0 | 0 | 0 | 0 | 0 | 0 | 0 | 0 | 0 | 0 | 0 | 0 | 0 | 0 | 0
2025 | 12 | 2025_12_21 | 5.85 | 3.46 | 2025 | 12 | 2025_12_21 | 21503.1 | 19713.62 | 0 | 0 | 0 | 42035.08 | 1333.911 | 2037.349 | 46696.2 | 836.5525 | 836.5525 | 836.5525 | 825.5937 | 836.5525 | 836.5525 | 2025 | 12 | 2025_12_21 | 0 | 0 | 0 | 0 | 0 | 0 | 0 | 0 | 0 | 0 | 0 | 0 | 0 | 0 | 0
2025 | 12 | 2025_12_22 | 5.85 | 3.46 | 2025 | 12 | 2025_12_22 | 21230.81 | 19465.55 | 0 | 0 | 0 | 42035.08 | 0 | 2164.642 | 46696.2 | 836.5523 | 836.5523 | 836.5523 | 825.5935 | 836.5523 | 836.5523 | 2025 | 12 | 2025_12_22 | 0 | 0 | 0 | 0 | 0 | 0 | 0 | 0 | 0 | 0 | 0 | 0 | 0 | 0 | 0
2025 | 12 | 2025_12_23 | 6.38 | 3.77 | 2025 | 12 | 2025_12_23 | 20984.79 | 19239.31 | 0 | 0 | 0 | 42035.08 | 313.8615 | 2164.642 | 46696.2 | 836.5524 | 836.5524 | 836.5524 | 825.5936 | 836.5524 | 836.5524 | 2025 | 12 | 2025_12_23 | 0 | 0 | 0 | 0 | 0 | 0 | 0 | 0 | 0 | 0 | 0 | 0 | 0 | 0 | 0
2025 | 12 | 2025_12_24 | 4.98 | 2.95 | 2025 | 12 | 2025_12_24 | 20938.54 | 19196.62 | 0 | 0 | 0 | 42035.08 | 706.188 | 2164.642 | 46696.2 | 836.5523 | 836.5523 | 836.5523 | 825.5934 | 836.5523 | 836.5523 | 2025 | 12 | 2025_12_24 | 0 | 0 | 0 | 0 | 0 | 0 | 0 | 0 | 0 | 0 | 0 | 0 | 0 | 0 | 0
2025 | 12 | 2025_12_25 | 11.19 | 6.62 | 2025 | 12 | 2025_12_25 | 0 | 0 | 0 | 0 | 0 | 0 | 0 | 0 | 30609.8 | 0 | 0 | 0 | 0 | 0 | 0 | 2025 | 12 | 2025_12_25 | 0 | 0 | 0 | 0 | 0 | 0 | 0 | 0 | 0 | 0 | 0 | 0 | 0 | 0 | 0
2025 | 12 | 2025_12_26 | 6.06 | 3.58 | 2025 | 12 | 2025_12_26 | 10722.99 | 11189.22 | 0 | 0 | 0 | 41820.32 | 0 | 2474.94 | 46520.87 | 522.8448 | 522.8448 | 522.8448 | 550.3953 | 522.8448 | 522.8448 | 2025 | 12 | 2025_12_26 | 0 | 0 | 0 | 0 | 0 | 0 | 0 | 0 | 0 | 0 | 0 | 0 | 0 | 0 | 0
2025 | 12 | 2025_12_27 | 7.49 | 4.43 | 2025 | 12 | 2025_12_27 | 0 | 0 | 0 | 0 | 0 | 41091.89 | 0 | 383.1049 | 44747.7 | 0 | 0 | 0 | 0 | 0 | 0 | 2025 | 12 | 2025_12_27 | 0 | 0 | 0 | 0 | 0 | 0 | 0 | 0 | 0 | 0 | 0 | 0 | 0 | 0 | 0
2025 | 12 | 2025_12_28 | 7.49 | 4.43 | 2025 | 12 | 2025_12_28 | 0 | 0 | 0 | 0 | 0 | 13115.47 | 0 | 117.2427 | 34489.2 | 0 | 0 | 0 | 0 | 0 | 0 | 2025 | 12 | 2025_12_28 | 0 | 0 | 0 | 0 | 0 | 0 | 0 | 0 | 0 | 0 | 0 | 0 | 0 | 0 | 0
2025 | 12 | 2025_12_29 | 7.49 | 4.43 | 2025 | 12 | 2025_12_29 | 0 | 0 | 0 | 0 | 0 | 16070.19 | 0 | 149.1774 | 40219.32 | 0 | 0 | 0 | 0 | 0 | 0 | 2025 | 12 | 2025_12_29 | 0 | 0 | 0 | 0 | 0 | 0 | 0 | 0 | 0 | 0 | 0 | 0 | 0 | 0 | 0
2025 | 12 | 2025_12_30 | 7.49 | 4.43 | 2025 | 12 | 2025_12_30 | 0 | 0 | 0 | 0 | 0 | 42035.08 | 0 | 2741.252 | 46696.2 | 0 | 0 | 0 | 0 | 0 | 0 | 2025 | 12 | 2025_12_30 | 0 | 0 | 0 | 0 | 0 | 0 | 0 | 0 | 0 | 0 | 0 | 0 | 0 | 0 | 0
2025 | 12 | 2025_12_31 | 5.24 | 3.1 | 2025 | 12 | 2025_12_31 | 21483.82 | 19697.43 | 0 | 0 | 0 | 21007.62 | 0 | 763.7549 | 46696.2 | 836.5525 | 836.5525 | 836.5525 | 825.5937 | 836.5525 | 836.5525 | 2025 | 12 | 2025_12_31 | 0 | 0 | 0 | 0 | 0 | 0 | 0 | 0 | 0 | 0 | 0 | 0 | 0 | 0 | 0
#VALUE! | #VALUE!
#VALUE! | #VALUE!
#VALUE! | #VALUE!
#VALUE! | #VALUE!
#VALUE! | #VALUE!
#VALUE! | #VALUE!
#VALUE! | #VALUE!
#VALUE! | #VALUE!
#VALUE! | #VALUE!
#VALUE! | #VALUE!
#VALUE! | #VALUE!
#VALUE! | #VALUE!
#VALUE! | #VALUE!
#VALUE! | #VALUE!
#VALUE! | #VALUE!
#VALUE! | #VALUE!
#VALUE! | #VALUE!
#VALUE! | #VALUE!
#VALUE! | #VALUE!
#VALUE! | #VALUE!
#VALUE! | #VALUE!
#VALUE! | #VALUE!
#VALUE! | #VALUE!
#VALUE! | #VALUE!
#VALUE! | #VALUE!
#VALUE! | #VALUE!
#VALUE! | #VALUE!
#VALUE! | #VALUE!
#VALUE! | #VALUE!
#VALUE! | #VALUE!
#VALUE! | #VALUE!
#VALUE! | #VALUE!
#VALUE! | #VALUE!
#VALUE! | #VALUE!
#VALUE! | #VALUE!
#VALUE! | #VALUE!
#VALUE! | #VALUE!
#VALUE! | #VALUE!
#VALUE! | #VALUE!
#VALUE! | #VALUE!
#VALUE! | #VALUE!
#VALUE! | #VALUE!
#VALUE! | #VALUE!
#VALUE! | #VALUE!
#VALUE! | #VALUE!
#VALUE! | #VALUE!
#VALUE! | #VALUE!
#VALUE! | #VALUE!
#VALUE! | #VALUE!
#VALUE! | #VALUE!
#VALUE! | #VALUE!
#VALUE! | #VALUE!
#VALUE! | #VALUE!
#VALUE! | #VALUE!
#VALUE! | #VALUE!
#VALUE! | #VALUE!
#VALUE! | #VALUE!
#VALUE! | #VALUE!
#VALUE! | #VALUE!
#VALUE! | #VALUE!
#VALUE! | #VALUE!
#VALUE! | #VALUE!
#VALUE! | #VALUE!
#VALUE! | #VALUE!
#VALUE! | #VALUE!
#VALUE! | #VALUE!
#VALUE! | #VALUE!
#VALUE! | #VALUE!
#VALUE! | #VALUE!
#VALUE! | #VALUE!
#VALUE! | #VALUE!
#VALUE! | #VALUE!
#VALUE! | #VALUE!
#VALUE! | #VALUE!
#VALUE! | #VALUE!
#VALUE! | #VALUE!
#VALUE! | #VALUE!
#VALUE! | #VALUE!
#VALUE! | #VALUE!
#VALUE! | #VALUE!
#VALUE! | #VALUE!
#VALUE! | #VALUE!
#VALUE! | #VALUE!
#VALUE! | #VALUE!
#VALUE! | #VALUE!
#VALUE! | #VALUE!
#VALUE! | #VALUE!
#VALUE! | #VALUE!
#VALUE! | #VALUE!
#VALUE! | #VALUE!
#VALUE! | #VALUE!
#VALUE! | #VALUE!
#VALUE! | #VALUE!
#VALUE! | #VALUE!
#VALUE! | #VALUE!
#VALUE! | #VALUE!
#VALUE! | #VALUE!
#VALUE! | #VALUE!
#VALUE! | #VALUE!
#VALUE! | #VALUE!
#VALUE! | #VALUE!
#VALUE! | #VALUE!
#VALUE! | #VALUE!
#VALUE! | #VALUE!
#VALUE! | #VALUE!
#VALUE! | #VALUE!
#VALUE! | #VALUE!
#VALUE! | #VALUE!
#VALUE! | #VALUE!
#VALUE! | #VALUE!
#VALUE! | #VALUE!
#VALUE! | #VALUE!
#VALUE! | #VALUE!
#VALUE! | #VALUE!
#VALUE! | #VALUE!
#VALUE! | #VALUE!
#VALUE! | #VALUE!
#VALUE! | #VALUE!
#VALUE! | #VALUE!
#VALUE! | #VALUE!
#VALUE! | #VALUE!
#VALUE! | #VALUE!
#VALUE! | #VALUE!
#VALUE! | #VALUE!
#VALUE! | #VALUE!
#VALUE! | #VALUE!
#VALUE! | #VALUE!
#VALUE! | #VALUE!
#VALUE! | #VALUE!
#VALUE! | #VALUE!
#VALUE! | #VALUE!
#VALUE! | #VALUE!
#VALUE! | #VALUE!
#VALUE! | #VALUE!
#VALUE! | #VALUE!
#VALUE! | #VALUE!
#VALUE! | #VALUE!
#VALUE! | #VALUE!
#VALUE! | #VALUE!
#VALUE! | #VALUE!
#VALUE! | #VALUE!
#VALUE! | #VALUE!
#VALUE! | #VALUE!
#VALUE! | #VALUE!
#VALUE! | #VALUE!
#VALUE! | #VALUE!
#VALUE! | #VALUE!
#VALUE! | #VALUE!
#VALUE! | #VALUE!
#VALUE! | #VALUE!
#VALUE! | #VALUE!
#VALUE! | #VALUE!
#VALUE! | #VALUE!
#VALUE! | #VALUE!
#VALUE! | #VALUE!
#VALUE! | #VALUE!
#VALUE! | #VALUE!
#VALUE! | #VALUE!
#VALUE! | #VALUE!
#VALUE! | #VALUE!
#VALUE! | #VALUE!
#VALUE! | #VALUE!
#VALUE! | #VALUE!
#VALUE! | #VALUE!
#VALUE! | #VALUE!
#VALUE! | #VALUE!
#VALUE! | #VALUE!
#VALUE! | #VALUE!
#VALUE! | #VALUE!
#VALUE! | #VALUE!
#VALUE! | #VALUE!
#VALUE! | #VALUE!
#VALUE! | #VALUE!
#VALUE! | #VALUE!
#VALUE! | #VALUE!
#VALUE! | #VALUE!
#VALUE! | #VALUE!
#VALUE! | #VALUE!
#VALUE! | #VALUE!
#VALUE! | #VALUE!
#VALUE! | #VALUE!
#VALUE! | #VALUE!
#VALUE! | #VALUE!
#VALUE! | #VALUE!
#VALUE! | #VALUE!
#VALUE! | #VALUE!
#VALUE! | #VALUE!
#VALUE! | #VALUE!
#VALUE! | #VALUE!
#VALUE! | #VALUE!
#VALUE! | #VALUE!
#VALUE! | #VALUE!
#VALUE! | #VALUE!
#VALUE! | #VALUE!
#VALUE! | #VALUE!
#VALUE! | #VALUE!
#VALUE! | #VALUE!
#VALUE! | #VALUE!
#VALUE! | #VALUE!
#VALUE! | #VALUE!
#VALUE! | #VALUE!
#VALUE! | #VALUE!
#VALUE! | #VALUE!
#VALUE! | #VALUE!
#VALUE! | #VALUE!
#VALUE! | #VALUE!
#VALUE! | #VALUE!
#VALUE! | #VALUE!
#VALUE! | #VALUE!
#VALUE! | #VALUE!
#VALUE! | #VALUE!
#VALUE! | #VALUE!
#VALUE! | #VALUE!
#VALUE! | #VALUE!
#VALUE! | #VALUE!
#VALUE! | #VALUE!
#VALUE! | #VALUE!
#VALUE! | #VALUE!
#VALUE! | #VALUE!
#VALUE! | #VALUE!
#VALUE! | #VALUE!
#VALUE! | #VALUE!
#VALUE! | #VALUE!
#VALUE! | #VALUE!
#VALUE! | #VALUE!
#VALUE! | #VALUE!
#VALUE! | #VALUE!
#VALUE! | #VALUE!
#VALUE! | #VALUE!
#VALUE! | #VALUE!
#VALUE! | #VALUE!
#VALUE! | #VALUE!
#VALUE! | #VALUE!
#VALUE! | #VALUE!
#VALUE! | #VALUE!
#VALUE! | #VALUE!
#VALUE! | #VALUE!
#VALUE! | #VALUE!
#VALUE! | #VALUE!
#VALUE! | #VALUE!
#VALUE! | #VALUE!
#VALUE! | #VALUE!
#VALUE! | #VALUE!
#VALUE! | #VALUE!
#VALUE! | #VALUE!
#VALUE! | #VALUE!
#VALUE! | #VALUE!
#VALUE! | #VALUE!
#VALUE! | #VALUE!
#VALUE! | #VALUE!
#VALUE! | #VALUE!
#VALUE! | #VALUE!
#VALUE! | #VALUE!
#VALUE! | #VALUE!
#VALUE! | #VALUE!
#VALUE! | #VALUE!
#VALUE! | #VALUE!
#VALUE! | #VALUE!
#VALUE! | #VALUE!
#VALUE! | #VALUE!
#VALUE! | #VALUE!
#VALUE! | #VALUE!
#VALUE! | #VALUE!
#VALUE! | #VALUE!
#VALUE! | #VALUE!
#VALUE! | #VALUE!
#VALUE! | #VALUE!
#VALUE! | #VALUE!
#VALUE! | #VALUE!
#VALUE! | #VALUE!
#VALUE! | #VALUE!
#VALUE! | #VALUE!
#VALUE! | #VALUE!
#VALUE! | #VALUE!
#VALUE! | #VALUE!
#VALUE! | #VALUE!
#VALUE! | #VALUE!
#VALUE! | #VALUE!
#VALUE! | #VALUE!
#VALUE! | #VALUE!
#VALUE! | #VALUE!
#VALUE! | #VALUE!
#VALUE! | #VALUE!
#VALUE! | #VALUE!
#VALUE! | #VALUE!
#VALUE! | #VALUE!
#VALUE! | #VALUE!
#VALUE! | #VALUE!
#VALUE! | #VALUE!
#VALUE! | #VALUE!
#VALUE! | #VALUE!
#VALUE! | #VALUE!
#VALUE! | #VALUE!
#VALUE! | #VALUE!
#VALUE! | #VALUE!
#VALUE! | #VALUE!
#VALUE! | #VALUE!
#VALUE! | #VALUE!
#VALUE! | #VALUE!
#VALUE! | #VALUE!
#VALUE! | #VALUE!
#VALUE! | #VALUE!
#VALUE! | #VALUE!
#VALUE! | #VALUE!
#VALUE! | #VALUE!
#VALUE! | #VALUE!
#VALUE! | #VALUE!
#VALUE! | #VALUE!
#VALUE! | #VALUE!
#VALUE! | #VALUE!
#VALUE! | #VALUE!
#VALUE! | #VALUE!
#VALUE! | #VALUE!
#VALUE! | #VALUE!
#VALUE! | #VALUE!
#VALUE! | #VALUE!
#VALUE! | #VALUE!
#VALUE! | #VALUE!
#VALUE! | #VALUE!
#VALUE! | #VALUE!
#VALUE! | #VALUE!
#VALUE! | #VALUE!
#VALUE! | #VALUE!
#VALUE! | #VALUE!
#VALUE! | #VALUE!
#VALUE! | #VALUE!
#VALUE! | #VALUE!
#VALUE! | #VALUE!
#VALUE! | #VALUE!
#VALUE! | #VALUE!
#VALUE! | #VALUE!
#VALUE! | #VALUE!
#VALUE! | #VALUE!
#VALUE! | #VALUE!
#VALUE! | #VALUE!
#VALUE! | #VALUE!
#VALUE! | #VALUE!
#VALUE! | #VALUE!
#VALUE! | #VALUE!
#VALUE! | #VALUE!
#VALUE! | #VALUE!
#VALUE! | #VALUE!
#VALUE! | #VALUE!
#VALUE! | #VALUE!
#VALUE! | #VALUE!
#VALUE! | #VALUE!
#VALUE! | #VALUE!
#VALUE! | #VALUE!
#VALUE! | #VALUE!
#VALUE! | #VALUE!
#VALUE! | #VALUE!
#VALUE! | #VALUE!
#VALUE! | #VALUE!
#VALUE! | #VALUE!
#VALUE! | #VALUE!
#VALUE! | #VALUE!
#VALUE! | #VALUE!
#VALUE! | #VALUE!
#VALUE! | #VALUE!
#VALUE! | #VALUE!
#VALUE! | #VALUE!
#VALUE! | #VALUE!
#VALUE! | #VALUE!
#VALUE! | #VALUE!
#VALUE! | #VALUE!
2025 | 1 |  | 6.2535 | 3.1384
2025 | 2 |  | 5.9861 | 3.1446
2025 | 3 |  | 4.39 | 2.8635
2025 | 4 |  | 3.3233 | 2.5687
2025 | 5 |  | 3.2261 | 2.4687
2025 | 6 |  | 3.4173 | 2.4963
2025 | 7 |  | 3.7677 | 2.5497
2025 | 8 |  | 3.8171 | 2.5906
2025 | 9 |  | 3.7747 | 2.6637
2025 | 10 |  | 3.779 | 2.7948
2025 | 11 |  | 4.6713 | 3.099
2025 | 12 |  | 5.7645 | 3.41
2026 | 1 |  | #DIV/0! | #DIV/0!
2026 | 2 |  | #DIV/0! | #DIV/0!
2026 | 3 |  | #DIV/0! | #DIV/0!
2026 | 4 |  | #DIV/0! | #DIV/0!
2026 | 5 |  | #DIV/0! | #DIV/0!
2026 | 6 |  | #DIV/0! | #DIV/0!
2026 | 7 |  | #DIV/0! | #DIV/0!
2026 | 8 |  | #DIV/0! | #DIV/0!
2026 | 9 |  | #DIV/0! | #DIV/0!
2026 | 10 |  | #DIV/0! | #DIV/0!
2026 | 11 |  | #DIV/0! | #DIV/0!
2026 | 12 |  | #DIV/0! | #DIV/0!
|  | 2025 avg | 4.3476 | 2.8157
|  | 2026 avg | #DIV/0! | #DIV/0!

## Conf Colstrip Fuel Model
Colstrip fuel cost summary
|  | Base Price | Tier Price | Incremental fuel price | Monthly tons after F.O. | YTD tons | Invoice price / ton | 501 thermal fuel $ | incremental fuel price (mmBTU) |  |  |  | mmBTUs | Tons | YTD tons | Price per Ton | Thermal $
[9 empty] | Aurora (fuel table) | Time_Period¦ | Colstrip_4 | Colstrip_3
[11 empty] | Name | Name |  |  | 0
| 2025-01-01 | 34.7846 | 26.7716 | 24.3843 | 97410.0322 | 97410.0322 | 34.7846 | 3388365.782 | 1.451 | 2025_01 | 763551.4 | 763551.9 | 1527103 | 89829.5882 | 89829.5882 | 34.7846 | 3124683.321
| 2025-02-01 | 34.7846 | 26.7716 | 24.3846 | 87983.2549 | 185393.2871 | 34.7846 | 3060459.416 | 1.451 | 2025_02 | 686295.8 | 686296.2 | 1372592 | 80740.7059 | 170570.2941 | 34.7846 | 2808530.4848
| 2025-03-01 | 34.7846 | 26.7716 | 24.3846 | 97279.1048 | 282672.3919 | 34.7846 | 3383811.5269 | 1.451 | 2025_03 | 759213.6 | 759213.8 | 1518428 | 89319.2941 | 259889.5882 | 34.7846 | 3106932.9611
| 2025-04-01 | 34.9411 | 26.8921 | 24.5411 | 69129.7003 | 351802.0922 | 34.9411 | 2415467.5941 | 1.461 | 2025_04 | 659764.8 | 659761.6 | 1319526 | 77619.1765 | 337508.7647 | 34.9411 | 2712099.2086
| 2025-05-01 | 34.9411 | 26.8921 | 24.5411 | 48705.0161 | 400507.1083 | 34.9411 | 1701806.714 | 1.461 | 2025_05 | 459275.8 | 459272.5 | 918548.2 | 54032.2471 | 391541.0118 | 34.9411 | 1887946.0096
| 2025-06-01 | 34.9411 | 26.8921 | 24.5411 | 50276.1457 | 450783.254 | 34.9411 | 1756703.7048 | 1.461 | 2025_06 | 541598.5 | 541594.2 | 1083193 | 63717.2353 | 455258.2471 | 34.9411 | 2226350.1273
| 2025-07-01 | 35.0983 | 27.0131 | 24.6983 | 97410.0322 | 548193.2862 | 35.0983 | 3418929.6884 | 1.47 | 2025_07 | 702115.8 | 702113.9 | 1404230 | 82601.7647 | 537860.0118 | 35.0983 | 2899184.1931
| 2025-08-01 | 35.0983 | 27.0131 | 25.3523 | 97410.0322 | 645603.3184 | 35.0983 | 3418929.6884 | 1.509 | 2025_08 | 743245.6 | 743245.9 | 1486492 | 87440.7059 | 625300.7176 | 35.0983 | 3069022.9589
| 2025-09-01 | 35.0983 | 27.0131 | 26.0983 | 94267.7731 | 739871.0915 | 35.0983 | 3308641.634 | 1.553 | 2025_09 | 711403 | 711403 | 1422806 | 83694.4706 | 708995.1882 | 35.0983 | 2937536.3473
| 2025-10-01 | 35.2563 | 27.1346 | 27.0422 | 97410.0322 | 837281.1237 | 27.9896 | 2726463.6612 | 1.61 | 2025_10 | 706651.1 | 706651.1 | 1413302 | 83135.4118 | 792130.6 | 27.9896 | 2326923.3565
| 2025-11-01 | 35.2563 | 27.1346 | 27.1346 | 94398.7006 | 931679.8243 | 27.1346 | 2561473.6777 | 1.615 | 2025_11 | 697855.7 | 697855.7 | 1395711 | 82100.6471 | 874231.2471 | 27.1346 | 2227770.5632
| 2025-12-01 | 35.2563 | 27.1346 | 27.1346 | 97410.0322 | 1029089.8566 | 27.1346 | 2643185.0433 | 1.615 | 2025_12 | 758160.6 | 758160.6 | 1516321 | 89195.3529 | 963426.6 | 27.1346 | 2420282.7721
| Tot pro-forma --> |  |  | RY1 | 1029089.8566 | #REF! |  | 33784238.1306 |  |  |  | RY1 | 16378252.2 | 963426.6 |  |  | 31747262.3035
Steps to update:
The above is copy and pasted from the 'Colstrip Fuel.xlsm' spreadsheet in the working papaers
Based on this an incremental fuel price (mmBTU) is calculated. This is entered into the fuel table in Aurora.
Model is run with these new incremental fuel prices.The section to the right needs to be updated every time the model is rerun.
Select 'ColstripFuelUsage' from Quick View Manager, copy and paste in N4. 'ColstripFuelUsage is a pivot on Resource Monthtly - Avg (Condition) Fuel Usage by time period for Colstrip

## Conf Fuel Costs
|  | GTN capacity (dth/day) |  |  |  | 1 | 1 | 1 | 1 | 1 | 1 | 1 | 1 | 1 | 1 | 1 | 1 | 1 | 1 | 1 | 1 | 1 | 1 | 1 | 1 | 1 | 1 | 1 | 1 | 1 | 1 | 1 | 1 | 1 | 1 | 1 | 1 | 1 | 1 | 1 | 1 | 1 | 1 | 1 | 1 | 1 | 1 | 1 | 1 | 1 | 1 | 1 | 1 | 1 | 1 | 1 | 1 | 1 | 1 | 1 | 1 | 1 | 1 | 1 | 1 | 1 | 1 | 1 | 1 | 1 | 1 | 1 | 1 | 1 | 1 | 1 | 1 | 1 | 1 | 1 | 1 | 1 | 1 | 1 | 1 | 1 | 1 | 1 | 1 | 1 | 1 | 1 | 1 | 1 | 1 | 1 | 1 | 1 | 1 | 1 | 1 | 1 | 1 | 1 | 1 | 1 | 1 | 1 | 1 | 1 | 1 | 1 | 1 | 1 | 1 | 1 | 1 | 1 | 1 | 1 | 1 | 1 | 1 | 1 | 1 | 1 | 1 | 1 | 1 | 1 | 1 | 1 | 1 | 1 | 1 | 1 | 1 | 1 | 1 | 1 | 1 | 1 | 1 | 1 | 1 | 1 | 1 | 1 | 1 | 1 | 1 | 1 | 1 | 1 | 1 | 1 | 1 | 1 | 1 | 1 | 1 | 1 | 1 | 1 | 1 | 1 | 1 | 1 | 1 | 1 | 1 | 1 | 1 | 1 | 1 | 1 | 1 | 1 | 1 | 1 | 1 | 1 | 1 | 1 | 1 | 1 | 1 | 1 | 1 | 1 | 1 | 1 | 1 | 1 | 1 | 1 | 1 | 1 | 1 | 1 | 1 | 1 | 1 | 1 | 1 | 1 | 1 | 1 | 1 | 1 | 1 | 1 | 1 | 1 | 1 | 1 | 1 | 1 | 1 | 1 | 1 | 1 | 1 | 1 | 1 | 1 | 1 | 1 | 1 | 1 | 1 | 1 | 1 | 1 | 1 | 1 | 1 | 1 | 1 | 1 | 1 | 1 | 1 | 1 | 1 | 1 | 1 | 1 | 1 | 1 | 1 | 1 | 1 | 1 | 1 | 1 | 1 | 1 | 1 | 1 | 1 | 1 | 1 | 1 | 1 | 1 | 1 | 1 | 1 | 1 | 1 | 1 | 1 | 1 | 1 | 1 | 1 | 1 | 1 | 1 | 1 | 1 | 1 | 1 | 1 | 1 | 1 | 1 | 1 | 1 | 1 | 1 | 1 | 1 | 1 | 1 | 1 | 1 | 1 | 1 | 1 | 1 | 1 | 1 | 1 | 1 | 1 | 1 | 1 | 1 | 1 | 1 | 1 | 1 | 1 | 1 | 1 | 1 | 1 | 1 | 1 | 1 | 1 | 1 | 1 | 1 | 1 | 1 | 1 | 1 | 1 | 1 | 1 | 1 | 1 | 1 | 1 | 1 | 1 | 1 | 1 | 1 | 1 | 1 | 1 | 1 | 1 | 1 | 1 | 1 | 1 | 1 | 1 | 1 | 1 | 1 | 1 | 1 | 1 | 1 | 1 | 1 | 1 | 1 | 1 | 1 | 1 | 1 | 1 | 1
| A_1 | AE-KG | 69989 | 69989 |  | 2025_01_01 | 2025_01_02 | 2025_01_03 | 2025_01_04 | 2025_01_05 | 2025_01_06 | 2025_01_07 | 2025_01_08 | 2025_01_09 | 2025_01_10 | 2025_01_11 | 2025_01_12 | 2025_01_13 | 2025_01_14 | 2025_01_15 | 2025_01_16 | 2025_01_17 | 2025_01_18 | 2025_01_19 | 2025_01_20 | 2025_01_21 | 2025_01_22 | 2025_01_23 | 2025_01_24 | 2025_01_25 | 2025_01_26 | 2025_01_27 | 2025_01_28 | 2025_01_29 | 2025_01_30 | 2025_01_31 | 2025_02_01 | 2025_02_02 | 2025_02_03 | 2025_02_04 | 2025_02_05 | 2025_02_06 | 2025_02_07 | 2025_02_08 | 2025_02_09 | 2025_02_10 | 2025_02_11 | 2025_02_12 | 2025_02_13 | 2025_02_14 | 2025_02_15 | 2025_02_16 | 2025_02_17 | 2025_02_18 | 2025_02_19 | 2025_02_20 | 2025_02_21 | 2025_02_22 | 2025_02_23 | 2025_02_24 | 2025_02_25 | 2025_02_26 | 2025_02_27 | 2025_02_28 | 2025_03_01 | 2025_03_02 | 2025_03_03 | 2025_03_04 | 2025_03_05 | 2025_03_06 | 2025_03_07 | 2025_03_08 | 2025_03_09 | 2025_03_10 | 2025_03_11 | 2025_03_12 | 2025_03_13 | 2025_03_14 | 2025_03_15 | 2025_03_16 | 2025_03_17 | 2025_03_18 | 2025_03_19 | 2025_03_20 | 2025_03_21 | 2025_03_22 | 2025_03_23 | 2025_03_24 | 2025_03_25 | 2025_03_26 | 2025_03_27 | 2025_03_28 | 2025_03_29 | 2025_03_30 | 2025_03_31 | 2025_04_01 | 2025_04_02 | 2025_04_03 | 2025_04_04 | 2025_04_05 | 2025_04_06 | 2025_04_07 | 2025_04_08 | 2025_04_09 | 2025_04_10 | 2025_04_11 | 2025_04_12 | 2025_04_13 | 2025_04_14 | 2025_04_15 | 2025_04_16 | 2025_04_17 | 2025_04_18 | 2025_04_19 | 2025_04_20 | 2025_04_21 | 2025_04_22 | 2025_04_23 | 2025_04_24 | 2025_04_25 | 2025_04_26 | 2025_04_27 | 2025_04_28 | 2025_04_29 | 2025_04_30 | 2025_05_01 | 2025_05_02 | 2025_05_03 | 2025_05_04 | 2025_05_05 | 2025_05_06 | 2025_05_07 | 2025_05_08 | 2025_05_09 | 2025_05_10 | 2025_05_11 | 2025_05_12 | 2025_05_13 | 2025_05_14 | 2025_05_15 | 2025_05_16 | 2025_05_17 | 2025_05_18 | 2025_05_19 | 2025_05_20 | 2025_05_21 | 2025_05_22 | 2025_05_23 | 2025_05_24 | 2025_05_25 | 2025_05_26 | 2025_05_27 | 2025_05_28 | 2025_05_29 | 2025_05_30 | 2025_05_31 | 2025_06_01 | 2025_06_02 | 2025_06_03 | 2025_06_04 | 2025_06_05 | 2025_06_06 | 2025_06_07 | 2025_06_08 | 2025_06_09 | 2025_06_10 | 2025_06_11 | 2025_06_12 | 2025_06_13 | 2025_06_14 | 2025_06_15 | 2025_06_16 | 2025_06_17 | 2025_06_18 | 2025_06_19 | 2025_06_20 | 2025_06_21 | 2025_06_22 | 2025_06_23 | 2025_06_24 | 2025_06_25 | 2025_06_26 | 2025_06_27 | 2025_06_28 | 2025_06_29 | 2025_06_30 | 2025_07_01 | 2025_07_02 | 2025_07_03 | 2025_07_04 | 2025_07_05 | 2025_07_06 | 2025_07_07 | 2025_07_08 | 2025_07_09 | 2025_07_10 | 2025_07_11 | 2025_07_12 | 2025_07_13 | 2025_07_14 | 2025_07_15 | 2025_07_16 | 2025_07_17 | 2025_07_18 | 2025_07_19 | 2025_07_20 | 2025_07_21 | 2025_07_22 | 2025_07_23 | 2025_07_24 | 2025_07_25 | 2025_07_26 | 2025_07_27 | 2025_07_28 | 2025_07_29 | 2025_07_30 | 2025_07_31 | 2025_08_01 | 2025_08_02 | 2025_08_03 | 2025_08_04 | 2025_08_05 | 2025_08_06 | 2025_08_07 | 2025_08_08 | 2025_08_09 | 2025_08_10 | 2025_08_11 | 2025_08_12 | 2025_08_13 | 2025_08_14 | 2025_08_15 | 2025_08_16 | 2025_08_17 | 2025_08_18 | 2025_08_19 | 2025_08_20 | 2025_08_21 | 2025_08_22 | 2025_08_23 | 2025_08_24 | 2025_08_25 | 2025_08_26 | 2025_08_27 | 2025_08_28 | 2025_08_29 | 2025_08_30 | 2025_08_31 | 2025_09_01 | 2025_09_02 | 2025_09_03 | 2025_09_04 | 2025_09_05 | 2025_09_06 | 2025_09_07 | 2025_09_08 | 2025_09_09 | 2025_09_10 | 2025_09_11 | 2025_09_12 | 2025_09_13 | 2025_09_14 | 2025_09_15 | 2025_09_16 | 2025_09_17 | 2025_09_18 | 2025_09_19 | 2025_09_20 | 2025_09_21 | 2025_09_22 | 2025_09_23 | 2025_09_24 | 2025_09_25 | 2025_09_26 | 2025_09_27 | 2025_09_28 | 2025_09_29 | 2025_09_30 | 2025_10_01 | 2025_10_02 | 2025_10_03 | 2025_10_04 | 2025_10_05 | 2025_10_06 | 2025_10_07 | 2025_10_08 | 2025_10_09 | 2025_10_10 | 2025_10_11 | 2025_10_12 | 2025_10_13 | 2025_10_14 | 2025_10_15 | 2025_10_16 | 2025_10_17 | 2025_10_18 | 2025_10_19 | 2025_10_20 | 2025_10_21 | 2025_10_22 | 2025_10_23 | 2025_10_24 | 2025_10_25 | 2025_10_26 | 2025_10_27 | 2025_10_28 | 2025_10_29 | 2025_10_30 | 2025_10_31 | 2025_11_01 | 2025_11_02 | 2025_11_03 | 2025_11_04 | 2025_11_05 | 2025_11_06 | 2025_11_07 | 2025_11_08 | 2025_11_09 | 2025_11_10 | 2025_11_11 | 2025_11_12 | 2025_11_13 | 2025_11_14 | 2025_11_15 | 2025_11_16 | 2025_11_17 | 2025_11_18 | 2025_11_19 | 2025_11_20 | 2025_11_21 | 2025_11_22 | 2025_11_23 | 2025_11_24 | 2025_11_25 | 2025_11_26 | 2025_11_27 | 2025_11_28 | 2025_11_29 | 2025_11_30 | 2025_12_01 | 2025_12_02 | 2025_12_03 | 2025_12_04 | 2025_12_05 | 2025_12_06 | 2025_12_07 | 2025_12_08 | 2025_12_09 | 2025_12_10 | 2025_12_11 | 2025_12_12 | 2025_12_13 | 2025_12_14 | 2025_12_15 | 2025_12_16 | 2025_12_17 | 2025_12_18 | 2025_12_19 | 2025_12_20 | 2025_12_21 | 2025_12_22 | 2025_12_23 | 2025_12_24 | 2025_12_25 | 2025_12_26 | 2025_12_27 | 2025_12_28 | 2025_12_29 | 2025_12_30 | 2025_12_31 | 000's | 365
| K_1 | KG-ST | 43000 |  |  | 1 | 1 | 1 | 1 | 1 | 1 | 1 | 1 | 1 | 1 | 1 | 1 | 1 | 1 | 1 | 1 | 1 | 1 | 1 | 1 | 1 | 1 | 1 | 1 | 1 | 1 | 1 | 1 | 1 | 1 | 1 | 2 | 2 | 2 | 2 | 2 | 2 | 2 | 2 | 2 | 2 | 2 | 2 | 2 | 2 | 2 | 2 | 2 | 2 | 2 | 2 | 2 | 2 | 2 | 2 | 2 | 2 | 2 | 2 | 3 | 3 | 3 | 3 | 3 | 3 | 3 | 3 | 3 | 3 | 3 | 3 | 3 | 3 | 3 | 3 | 3 | 3 | 3 | 3 | 3 | 3 | 3 | 3 | 3 | 3 | 3 | 3 | 3 | 3 | 3 | 4 | 4 | 4 | 4 | 4 | 4 | 4 | 4 | 4 | 4 | 4 | 4 | 4 | 4 | 4 | 4 | 4 | 4 | 4 | 4 | 4 | 4 | 4 | 4 | 4 | 4 | 4 | 4 | 4 | 4 | 5 | 5 | 5 | 5 | 5 | 5 | 5 | 5 | 5 | 5 | 5 | 5 | 5 | 5 | 5 | 5 | 5 | 5 | 5 | 5 | 5 | 5 | 5 | 5 | 5 | 5 | 5 | 5 | 5 | 5 | 5 | 6 | 6 | 6 | 6 | 6 | 6 | 6 | 6 | 6 | 6 | 6 | 6 | 6 | 6 | 6 | 6 | 6 | 6 | 6 | 6 | 6 | 6 | 6 | 6 | 6 | 6 | 6 | 6 | 6 | 6 | 7 | 7 | 7 | 7 | 7 | 7 | 7 | 7 | 7 | 7 | 7 | 7 | 7 | 7 | 7 | 7 | 7 | 7 | 7 | 7 | 7 | 7 | 7 | 7 | 7 | 7 | 7 | 7 | 7 | 7 | 7 | 8 | 8 | 8 | 8 | 8 | 8 | 8 | 8 | 8 | 8 | 8 | 8 | 8 | 8 | 8 | 8 | 8 | 8 | 8 | 8 | 8 | 8 | 8 | 8 | 8 | 8 | 8 | 8 | 8 | 8 | 8 | 9 | 9 | 9 | 9 | 9 | 9 | 9 | 9 | 9 | 9 | 9 | 9 | 9 | 9 | 9 | 9 | 9 | 9 | 9 | 9 | 9 | 9 | 9 | 9 | 9 | 9 | 9 | 9 | 9 | 9 | 10 | 10 | 10 | 10 | 10 | 10 | 10 | 10 | 10 | 10 | 10 | 10 | 10 | 10 | 10 | 10 | 10 | 10 | 10 | 10 | 10 | 10 | 10 | 10 | 10 | 10 | 10 | 10 | 10 | 10 | 10 | 11 | 11 | 11 | 11 | 11 | 11 | 11 | 11 | 11 | 11 | 11 | 11 | 11 | 11 | 11 | 11 | 11 | 11 | 11 | 11 | 11 | 11 | 11 | 11 | 11 | 11 | 11 | 11 | 11 | 11 | 12 | 12 | 12 | 12 | 12 | 12 | 12 | 12 | 12 | 12 | 12 | 12 | 12 | 12 | 12 | 12 | 12 | 12 | 12 | 12 | 12 | 12 | 12 | 12 | 12 | 12 | 12 | 12 | 12 | 12 | 12
| K_2 | KG-MA | 26388 |  | plant abbrev | 1 | 2 | 3 | 4 | 5 | 6 | 7 | 8 | 9 | 10 | 11 | 12 | 13 | 14 | 15 | 16 | 17 | 18 | 19 | 20 | 21 | 22 | 23 | 24 | 25 | 26 | 27 | 28 | 29 | 30 | 31 | 32 | 33 | 34 | 35 | 36 | 37 | 38 | 39 | 40 | 41 | 42 | 43 | 44 | 45 | 46 | 47 | 48 | 49 | 50 | 51 | 52 | 53 | 54 | 55 | 56 | 57 | 58 | 59 | 60 | 61 | 62 | 63 | 64 | 65 | 66 | 67 | 68 | 69 | 70 | 71 | 72 | 73 | 74 | 75 | 76 | 77 | 78 | 79 | 80 | 81 | 82 | 83 | 84 | 85 | 86 | 87 | 88 | 89 | 90 | 91 | 92 | 93 | 94 | 95 | 96 | 97 | 98 | 99 | 100 | 101 | 102 | 103 | 104 | 105 | 106 | 107 | 108 | 109 | 110 | 111 | 112 | 113 | 114 | 115 | 116 | 117 | 118 | 119 | 120 | 121 | 122 | 123 | 124 | 125 | 126 | 127 | 128 | 129 | 130 | 131 | 132 | 133 | 134 | 135 | 136 | 137 | 138 | 139 | 140 | 141 | 142 | 143 | 144 | 145 | 146 | 147 | 148 | 149 | 150 | 151 | 152 | 153 | 154 | 155 | 156 | 157 | 158 | 159 | 160 | 161 | 162 | 163 | 164 | 165 | 166 | 167 | 168 | 169 | 170 | 171 | 172 | 173 | 174 | 175 | 176 | 177 | 178 | 179 | 180 | 181 | 182 | 183 | 184 | 185 | 186 | 187 | 188 | 189 | 190 | 191 | 192 | 193 | 194 | 195 | 196 | 197 | 198 | 199 | 200 | 201 | 202 | 203 | 204 | 205 | 206 | 207 | 208 | 209 | 210 | 211 | 212 | 213 | 214 | 215 | 216 | 217 | 218 | 219 | 220 | 221 | 222 | 223 | 224 | 225 | 226 | 227 | 228 | 229 | 230 | 231 | 232 | 233 | 234 | 235 | 236 | 237 | 238 | 239 | 240 | 241 | 242 | 243 | 244 | 245 | 246 | 247 | 248 | 249 | 250 | 251 | 252 | 253 | 254 | 255 | 256 | 257 | 258 | 259 | 260 | 261 | 262 | 263 | 264 | 265 | 266 | 267 | 268 | 269 | 270 | 271 | 272 | 273 | 274 | 275 | 276 | 277 | 278 | 279 | 280 | 281 | 282 | 283 | 284 | 285 | 286 | 287 | 288 | 289 | 290 | 291 | 292 | 293 | 294 | 295 | 296 | 297 | 298 | 299 | 300 | 301 | 302 | 303 | 304 | 305 | 306 | 307 | 308 | 309 | 310 | 311 | 312 | 313 | 314 | 315 | 316 | 317 | 318 | 319 | 320 | 321 | 322 | 323 | 324 | 325 | 326 | 327 | 328 | 329 | 330 | 331 | 332 | 333 | 334 | 335 | 336 | 337 | 338 | 339 | 340 | 341 | 342 | 343 | 344 | 345 | 346 | 347 | 348 | 349 | 350 | 351 | 352 | 353 | 354 | 355 | 356 | 357 | 358 | 359 | 360 | 361 | 362 | 363 | 364 | 365 | Total | dth/dy | max
Gas Burned Qty
000's of dth/dy | Rathdrum |  |  |  | R | 0 | 17200.825 | 38782.64 | 43285.27 | 43083.59 | 43407.56 | 43299.56 | 32871.89 | 29775.44 | 34089.6 | 43205.87 | 42038.69 | 42958.38 | 43056.59 | 43301.17 | 43341.39 | 41431.96 | 43259.86 | 42202.68 | 43178.87 | 43261.47 | 27592.46 | 33863.53 | 0 | 0 | 14436.679 | 43341.39 | 42056.08 | 34784.26 | 10768.68 | 43288.63 | 0 | 0 | 0 | 0 | 0 | 0 | 42461.16 | 42780.44 | 42821.64 | 42156.92 | 43096.89 | 43169.66 | 43033.66 | 42026.82 | 11968.345 | 7264.848 | 11688.159 | 19616.708 | 43160.8 | 43119.62 | 43268.76 | 43012.71 | 41855.37 | 43296.81 | 43039 | 41949.15 | 27769.99 | 0 | 10349.959 | 9342.973 | 20481.16 | 33216.88 | 41598.31 | 20092.04 | 0 | 14915.32 | 40336.83 | 32340.7 | 5061.752 | 9722.9 | 16125.046 | 19900.122 | 39458.65 | 34681.72 | 14008.456 | 38740.51 | 41944.35 | 12029.759 | 40037.81 | 42194.25 | 36107.37 | 37839.72 | 42463.04 | 42718.3 | 42038.92 | 42653.26 | 28081.93 | 37566.73 | 42705.38 | 12275.75 | 19214.78 | 12898.2 | 6485.086 | 0 | 7623.497 | 10569.51 | 5414.177 | 3345.271 | 0 | 12667.16 | 13045.55 | 11081.55 | 12720.41 | 13267.99 | 19832.61 | 19917.55 | 19917.55 | 19863.99 | 18267.84 | 11891.34 | 12926.58 | 19917.55 | 18182.02 | 12300.58 | 12446.42 | 2652.685 | 4057.801 | 3362.007 | 0 | 0 | 549.3463 | 5101.524 | 54.3495 | 14263.69 | 8677.267 | 6899.984 | 18358.22 | 18262.67 | 6814.726 | 2922.557 | 3051.621 | 3022.952 | 10192.96 | 18168.94 | 10293.806 | 3204.784 | 0 | 0 | 6663.749 | 11266.48 | 19157.5 | 13182.98 | 6248.415 | 51.4122 | 9434.327 | 17512 | 13067.2 | 20093.37 | 13363.23 | 13327.69 | 1264.168 | 11090.94 | 6875.453 | 7386.049 | 5235.957 | 6964.979 | 4001.23 | 80.8279 | 8947.38 | 0 | 0 | 1368.611 | 2134.738 | 0 | 0 | 2265.57 | 0 | 3957.6 | 9048.915 | 2156.543 | 0 | 2364.597 | 1510.38 | 7854.856 | 3577.694 | 6092.064 | 1689.051 | 3772.082 | 2551.286 | 755.1901 | 5551.846 | 16862.85 | 19099.32 | 19312.41 | 11140.39 | 2870.968 | 2750.01 | 8743.436 | 17749.17 | 6789.279 | 10636.32 | 7515.748 | 2328.298 | 0 | 11485.13 | 19232.47 | 12730.7 | 19097.16 | 10892.9 | 8514.461 | 5989.217 | 19195.75 | 19343.64 | 19351.28 | 19326.62 | 12735.54 | 19266.62 | 10676.03 | 17925.77 | 12662.9 | 13118.14 | 38835.56 | 38851.21 | 32179.71 | 21351.79 | 38909.65 | 38909.65 | 38909.65 | 38909.65 | 38804.45 | 29023.24 | 22418.23 | 38909.65 | 38909.65 | 38909.65 | 38909.65 | 38827.83 | 38722.63 | 25698.15 | 25651.3 | 38909.65 | 38909.65 | 38909.65 | 38781.07 | 25367.89 | 30528.92 | 38909.65 | 38909.65 | 38909.65 | 38909.65 | 38886.27 | 38781.07 | 38362.76 | 40137.52 | 40137.52 | 39750.39 | 38350.5 | 40137.52 | 40025.38 | 40113.32 | 40125.42 | 38348.9 | 28148.12 | 40038.13 | 40137.52 | 39221.25 | 39330.01 | 40089.13 | 39839.09 | 40010.45 | 32390.17 | 33265.69 | 40137.52 | 40113.32 | 40113.32 | 40113.32 | 40113.32 | 40050.23 | 40137.52 | 40137.52 | 40113.32 | 40125.42 | 36815.9 | 36815.9 | 36815.9 | 36815.9 | 36815.9 | 36815.9 | 36622.35 | 36760.6 | 36777.49 | 36777.49 | 36815.9 | 36815.9 | 36777.49 | 36815.9 | 36815.9 | 36815.9 | 36766.25 | 36815.9 | 36815.9 | 36815.9 | 36383.02 | 36815.9 | 36777.49 | 36815.9 | 36815.9 | 36815.9 | 36815.9 | 36777.49 | 36777.49 | 36777.49 | 36815.9 | 40011.92 | 39459.01 | 40014.97 | 40014.97 | 40014.97 | 40014.97 | 40014.97 | 40014.97 | 40014.97 | 40014.97 | 40014.97 | 40014.97 | 40014.97 | 40014.97 | 39935.48 | 40001.97 | 39920.98 | 39971.48 | 40014.97 | 40014.97 | 39943.97 | 39590.98 | 40001.97 | 38373.49 | 39948.48 | 40014.97 | 40014.97 | 40014.97 | 40014.97 | 40001.97 | 41305.45 | 41306.52 | 41306.52 | 41306.52 | 41306.52 | 41306.52 | 41306.52 | 41306.52 | 41306.52 | 41306.52 | 41306.52 | 41306.52 | 37921.37 | 16837.412 | 7721.941 | 33543.3 | 41129.34 | 41306.52 | 41306.52 | 41306.52 | 41216.72 | 40696.36 | 40224.1 | 40135.16 | 0 | 21912.21 | 0 | 0 | 0 | 0 | 41181.25 | 9388977.7319 | 25723.2267 | 43407.56
| Lanc |  |  |  | L | 29120.59 | 43083.1 | 44228.899 | 43091.716 | 42881.9086 | 45382.111 | 45449.554 | 44820.828 | 44418.006 | 44820.136 | 43721.137 | 44717.721 | 45591.914 | 45680.062 | 45470.254 | 45260.447 | 44838.312 | 42881.9086 | 44472.946 | 45239.747 | 45449.554 | 44840.836 | 44628.505 | 41711.144 | 42754.4726 | 44207.468 | 45591.918 | 45327.862 | 45183.555 | 43924.712 | 45591.914 | 11785.73 | 34105.44 | 1307.719 | 40711.098 | 0 | 0 | 44870.576 | 45138.967 | 45995.348 | 45243.405 | 45086.628 | 44282.682 | 44786.087 | 44178.493 | 41095.5523 | 38590.9568 | 43112.839 | 43435.428 | 45313.83 | 44702.132 | 45331.307 | 43688.371 | 43894.129 | 45541.032 | 45908.051 | 45073.919 | 45245.597 | 42178.226 | 40699.02 | 40971.8 | 41078.66 | 41279.77 | 41279.77 | 41047.41 | 40068.18 | 41060.05 | 41117.38 | 41276.39 | 41064.34 | 41064.34 | 40573.54 | 40612.87 | 41063.07 | 41053.08 | 40915.84 | 41279.77 | 41279.77 | 40587.33 | 41137.53 | 41235.8 | 41052.95 | 41279.77 | 41279.77 | 41279.77 | 41276.39 | 41279.77 | 40453.5 | 41157.9 | 41279.77 | 35408.03 | 35408.03 | 35408.03 | 33202.26 | 33944.13 | 34434.52 | 35408.03 | 30879.89 | 33047.4 | 35398.08 | 35408.03 | 35398.07 | 34791.86 | 35408.03 | 35408.03 | 35408.03 | 35408.03 | 35408.03 | 35408.03 | 35278.64 | 34648.89 | 35408.03 | 35408.03 | 35408.03 | 35408.03 | 35184.5 | 10359.78 | 21245.64 | 33021.07 | 31444.79 | 10661.6 | 12000.15 | 25973.97 | 0 | 33919.54 | 34502.09 | 33867.48 | 36920.84 | 36361.1 | 11871.8 | 991.3802 | 12749.06 | 21728.17 | 35932.23 | 37229.7 | 31921.5 | 6280.184 | 0 | 0 | 16828.75 | 23813.8 | 37271.47 | 37271.47 | 9615.007 | 0 | 32381.62 | 35179.9 | 37271.47 | 37271.47 | 37271.47 | 37080.68 | 11954.48 | 22777.29 | 22777.29 | 22777.29 | 22777.29 | 22777.29 | 22590.67 | 8632.77 | 22777.29 | 16269.06 | 0 | 8509.211 | 18147.23 | 14223.09 | 1024.785 | 10721.44 | 0 | 8450.26 | 22682.72 | 17640.52 | 12958.47 | 11243.37 | 7416.59 | 22777.29 | 22777.29 | 22777.29 | 22114.35 | 21615.06 | 9841.443 | 2903.15 | 13962.249 | 39485.464 | 38227.605 | 39066.178 | 38202.045 | 18902.6679 | 4877.408 | 28324.076 | 39068.975 | 36068.167 | 35832.385 | 35006.706 | 21718.2217 | 5387.749 | 36853.241 | 39485.464 | 39485.464 | 39056.778 | 37614.738 | 38984.516 | 26543.248 | 39869.809 | 39275.821 | 39695.107 | 39695.107 | 39255.98 | 39046.337 | 26490.857 | 39803.529 | 39633.296 | 39752.908 | 41288.91 | 40828.623 | 40595.45 | 41288.91 | 41498.553 | 41708.196 | 41498.553 | 41288.91 | 40158.693 | 37916.45 | 40450.338 | 40450.338 | 41079.267 | 40869.624 | 40869.624 | 40426.807 | 40155.673 | 41079.267 | 41079.267 | 41288.91 | 41079.267 | 40659.981 | 40365.316 | 38565.91 | 41079.267 | 40869.624 | 40240.694 | 37934.62 | 37934.62 | 37931.59 | 37922.5 | 39176.59 | 39179.76 | 39179.76 | 39176.59 | 39176.59 | 39179.76 | 39179.76 | 39176.59 | 39179.76 | 39176.59 | 39176.59 | 39176.59 | 39179.76 | 39179.76 | 39176.59 | 39179.76 | 39179.76 | 39176.59 | 39173.43 | 39179.76 | 39179.76 | 39176.59 | 39176.59 | 39176.59 | 39176.59 | 39176.59 | 39179.76 | 39179.76 | 39176.59 | 39176.59 | 38545.66 | 38545.66 | 38545.66 | 38545.66 | 38545.66 | 38545.66 | 38545.66 | 38545.66 | 38545.66 | 38545.66 | 38545.66 | 38545.66 | 38545.66 | 38545.66 | 38545.66 | 38545.66 | 38545.66 | 38545.66 | 38545.66 | 38545.66 | 38545.66 | 38545.66 | 38545.66 | 38545.66 | 38545.66 | 38545.66 | 38545.66 | 38545.66 | 38545.66 | 38545.66 | 38545.66 | 41424.02 | 41429.67 | 41429.67 | 41429.67 | 41429.67 | 41429.67 | 41429.67 | 41429.67 | 41429.67 | 41429.67 | 41429.67 | 41429.67 | 41429.67 | 41429.67 | 41429.67 | 41429.67 | 41429.67 | 41429.67 | 41429.67 | 41429.67 | 41429.67 | 41429.67 | 41429.67 | 41429.67 | 41429.67 | 41429.67 | 41429.67 | 41429.67 | 41429.67 | 41429.67 | 42035.08 | 42035.08 | 42035.08 | 42035.08 | 42035.08 | 42035.08 | 42035.08 | 42035.08 | 42035.08 | 42035.08 | 42035.08 | 42035.08 | 42035.08 | 42035.08 | 42035.08 | 42035.08 | 42035.08 | 42035.08 | 42035.08 | 42035.08 | 42035.08 | 42035.08 | 42035.08 | 42035.08 | 0 | 41820.32 | 41091.89 | 13115.47 | 16070.19 | 42035.08 | 21007.62 | 12960768.2297 | 35508.9541 | 45995.348
| Boulder |  |  |  | B | 0 | 3450.7788 | 4601.0388 | 5019.3156 | 4601.0388 | 4601.0388 | 5019.315 | 3555.3468 | 4182.7614 | 4810.1772 | 5019.315 | 4182.762 | 5019.3144 | 5019.315 | 5019.3156 | 5019.3156 | 4601.0379 | 5019.315 | 5019.3132 | 5019.315 | 5019.315 | 4182.762 | 3049.9302 | 0 | 0 | 1533.6798 | 5019.315 | 3973.6236 | 3346.2096 | 1899.6714 | 3851.6274 | 16.7104 | 0 | 0 | 0 | 0 | 0 | 3723.8507 | 4812.6027 | 4812.6026 | 3436.7125 | 4812.6029 | 4812.603 | 4812.6029 | 4812.6017 | 1624.3749 | 857.626 | 1203.1503 | 1514.9065 | 4812.6031 | 4812.6032 | 4812.6033 | 4812.603 | 3915.787 | 4812.6033 | 4812.603 | 4812.6021 | 4536.3445 | 486.4348 | 1514.4785 | 1733.8959 | 1448.3537 | 3614.5689 | 2441.7885 | 1526.6235 | 0 | 1420.241 | 2684.6309 | 1890.7926 | 627.0441 | 600.3361 | 886.348 | 836.7518 | 1605.8702 | 302.5115 | 1331.1223 | 3061.5278 | 3066.7833 | 305.3274 | 1038.4926 | 3095.0062 | 882.3101 | 3365.8729 | 3598.5027 | 4106.385 | 2992.8529 | 3425.8413 | 1735.2528 | 1242.9928 | 3862.8504 | 2658.2554 | 3200.3982 | 1896.6342 | 979.0132 | 95.7991 | 855.9668 | 1444.3168 | 198.193 | 645.1348 | 0 | 1202.4848 | 2495.6854 | 1327.6603 | 1891.0177 | 2434.6975 | 3225.6763 | 3645.7099 | 3870.8122 | 3870.8116 | 1290.2707 | 637.9336 | 1339.819 | 3423.8695 | 1867.0466 | 1090.749 | 1628.3617 | 0 | 0 | 0 | 0 | 0 | 97.6849 | 852.3981 | 16.2808 | 2141.4836 | 1709.7594 | 1090.5908 | 2950.3758 | 3009.8538 | 1142.5547 | 634.9559 | 716.3562 | 765.1987 | 2429.8488 | 3383.6703 | 1620.2657 | 683.7938 | 0 | 0 | 1693.2047 | 2288.0076 | 3782.9458 | 2475.3681 | 1158.8359 | 407.0201 | 2086.8419 | 2735.1769 | 2794.048 | 3756.137 | 3210.565 | 3353.8532 | 417.7949 | 4177.9517 | 2088.976 | 2506.7705 | 1357.8378 | 1880.0766 | 1496.9712 | 0 | 4177.9493 | 0 | 0 | 0 | 835.5896 | 0 | 0 | 1079.1761 | 0 | 348.1626 | 1044.4871 | 0 | 0 | 1044.4871 | 835.5896 | 1061.8996 | 1671.1796 | 1253.3854 | 713.7335 | 1758.2209 | 1462.2821 | 417.7948 | 679.1666 | 4301.3916 | 5015.3828 | 3778.9516 | 2716.6654 | 835.8964 | 696.5811 | 2229.059 | 4806.4072 | 1567.3108 | 2594.764 | 1898.1821 | 835.8964 | 0 | 3134.6138 | 4806.4088 | 4249.1441 | 3970.5115 | 2925.6399 | 2716.6654 | 1358.3366 | 5015.383 | 4179.4862 | 4179.4862 | 5015.3836 | 4457.7375 | 5015.3831 | 2821.153 | 4701.8533 | 4040.1697 | 4179.4856 | 3757.083 | 4800.717 | 4174.5365 | 2556.9038 | 4800.717 | 4383.2634 | 4800.717 | 4383.2634 | 4383.2634 | 3757.0811 | 3130.9016 | 4174.5365 | 5009.444 | 5009.444 | 5009.444 | 5009.4439 | 3478.7189 | 3965.8092 | 4017.9991 | 5009.4439 | 5009.444 | 5009.444 | 4974.6468 | 3583.0991 | 3965.8098 | 4174.5365 | 5009.444 | 5009.444 | 5009.444 | 5009.4439 | 4174.5365 | 4375.5758 | 4583.9383 | 5000.66 | 4792.2989 | 4115.1266 | 5000.66 | 5000.66 | 5000.66 | 5000.66 | 4792.2994 | 3993.1615 | 4132.9109 | 4575.2356 | 4167.2146 | 5000.6582 | 5000.66 | 4792.2988 | 4375.5771 | 4167.2153 | 4583.9388 | 5000.66 | 5000.66 | 5000.66 | 5000.66 | 5000.66 | 4375.5777 | 4792.2994 | 5000.66 | 5000.66 | 5000.66 | 4131.6632 | 4957.9958 | 4957.9958 | 4957.9959 | 4957.9959 | 4957.9958 | 4544.8295 | 4544.8295 | 4957.9958 | 4957.9958 | 4957.9959 | 4957.9959 | 4957.9958 | 4957.9959 | 4957.9959 | 4957.9959 | 4957.9956 | 4957.9952 | 4957.9958 | 4957.9958 | 4957.9953 | 4957.9956 | 4957.9958 | 4957.9958 | 4957.9959 | 4957.9959 | 4957.9956 | 4131.6632 | 4957.9958 | 4957.9958 | 4957.9958 | 4786.2517 | 3436.5322 | 4786.2519 | 4786.2519 | 4786.2517 | 4786.2517 | 4786.2519 | 4786.2519 | 4786.2519 | 4786.2519 | 4786.2519 | 4786.2519 | 4786.2519 | 4786.2519 | 4786.2517 | 4786.2519 | 4786.2517 | 4786.2517 | 4786.2517 | 4786.2517 | 4786.2517 | 4786.2507 | 4786.2517 | 3593.23 | 4786.2517 | 4786.2519 | 4786.2519 | 4786.2519 | 4786.2519 | 4786.2519 | 5008.3568 | 5008.3568 | 5008.3567 | 5008.3568 | 5008.3568 | 5008.3568 | 5008.3568 | 5008.3568 | 5008.3568 | 5008.3568 | 5008.3568 | 5008.3567 | 5008.3544 | 5008.3544 | 2260.1825 | 4659.7928 | 5008.3567 | 5008.3568 | 5008.3568 | 5008.3568 | 5008.3562 | 5008.355 | 5008.3556 | 5008.3549 | 0 | 3164.6193 | 0 | 0 | 0 | 0 | 5008.3562 | 1191043.6223 | 3263.1332 | 5019.3156
| Kettle |  |  |  | K | 0 | 0 | 26.1767 | 353.394 | 6.5442 | 503.9008 | 65.4417 | 628.2394 | 0 | 516.9982 | 366.4733 | 0 | 490.817 | 26.1767 | 1151.778 | 1125.597 | 314.1199 | 1204.126 | 0 | 1020.89 | 1125.597 | 261.7711 | 314.1198 | 0 | 0 | 130.8833 | 1256.479 | 255.2269 | 6.5442 | 0 | 0 | 0 | 0 | 0 | 0 | 0 | 0 | 0 | 1888.031 | 1180.019 | 0 | 799.7955 | 1520.914 | 989.9052 | 249.115 | 6.5557 | 0 | 0 | 0 | 1271.803 | 1573.359 | 1888.031 | 1888.031 | 478.5635 | 1730.695 | 1448.806 | 1416.023 | 708.0204 | 0 | 26.3485 | 19.7614 | 256.9024 | 645.543 | 0 | 0 | 0 | 32.9356 | 461.0988 | 0 | 0 | 0 | 0 | 0 | 276.6592 | 13.1743 | 0 | 342.5352 | 737.7583 | 0 | 263.4851 | 698.249 | 19.7614 | 1027.592 | 1205.444 | 1818.047 | 395.2277 | 1126.399 | 711.4094 | 19.7614 | 1053.94 | 6.6325 | 477.5407 | 271.9328 | 0 | 0 | 0 | 0 | 0 | 0 | 0 | 0 | 0 | 0 | 331.63 | 205.6078 | 643.3536 | 955.0817 | 1353.032 | 1280.074 | 0 | 0 | 557.1309 | 636.7211 | 0 | 0 | 0 | 0 | 0 | 0 | 0 | 0 | 19.2377 | 230.7966 | 0 | 359.0172 | 19.2377 | 250.0299 | 474.4201 | 673.1573 | 384.661 | 51.2882 | 282.0851 | 282.085 | 359.0173 | 1128.344 | 76.9322 | 6.411 | 0 | 0 | 468.009 | 743.6786 | 1384.781 | 743.6786 | 166.6865 | 0 | 692.3901 | 512.8815 | 916.7807 | 1077.052 | 1000.12 | 923.1874 | 0 | 1377.967 | 405.2844 | 729.5118 | 0 | 324.2273 | 405.2841 | 0 | 1134.796 | 0 | 0 | 0 | 324.2273 | 0 | 0 | 324.2273 | 0 | 0 | 324.2273 | 0 | 0 | 81.0568 | 243.1705 | 0 | 0 | 0 | 0 | 54.0519 | 486.341 | 81.0568 | 0 | 1320.637 | 1320.632 | 1313.824 | 571.8199 | 326.754 | 0 | 735.1971 | 1878.836 | 279.1119 | 612.6736 | 326.7541 | 326.754 | 0 | 1061.951 | 1552.083 | 1565.702 | 1334.247 | 823.6931 | 490.1313 | 408.4474 | 1878.837 | 1579.312 | 1661.001 | 1552.083 | 1490.821 | 1061.951 | 1014.309 | 1715.46 | 1320.637 | 1415.935 | 898.7343 | 1102.993 | 817.0312 | 830.6487 | 1307.25 | 1470.657 | 1470.657 | 1341.293 | 1552.36 | 428.9509 | 735.3283 | 1307.25 | 1960.876 | 1960.876 | 1960.876 | 1552.36 | 817.0313 | 980.4375 | 980.4378 | 1388.954 | 1960.876 | 1960.876 | 1470.657 | 326.8123 | 898.7347 | 1634.063 | 1960.876 | 1960.876 | 1960.876 | 1960.876 | 1089.375 | 1157.751 | 1519.549 | 1736.627 | 1591.908 | 1230.111 | 1664.268 | 795.9537 | 1447.189 | 1591.908 | 1591.908 | 1121.572 | 1212.021 | 940.6727 | 289.4376 | 723.5944 | 1664.267 | 1591.908 | 1374.83 | 1013.032 | 1121.576 | 1447.189 | 1736.627 | 1736.627 | 1591.908 | 1447.189 | 1230.111 | 1664.268 | 1736.627 | 1736.627 | 1664.268 | 1384.558 | 1582.352 | 1054.901 | 1516.421 | 1384.558 | 1318.627 | 1186.764 | 1318.627 | 813.1576 | 1186.764 | 1582.352 | 1582.352 | 1582.352 | 1318.627 | 1582.352 | 1582.352 | 1318.626 | 791.176 | 1516.421 | 1384.558 | 1186.764 | 1450.489 | 752.7158 | 670.3019 | 1582.352 | 1582.352 | 1252.695 | 395.5877 | 1054.901 | 560.4163 | 1318.626 | 1024.194 | 0 | 236.3524 | 1214.593 | 1116.109 | 1496.898 | 1168.631 | 1122.674 | 1890.819 | 1890.819 | 1890.819 | 1890.819 | 1181.762 | 1496.899 | 1654.467 | 1654.467 | 315.1365 | 0 | 590.8854 | 157.5682 | 787.8411 | 282.3142 | 735.3185 | 236.3522 | 393.9207 | 1890.82 | 1575.682 | 1575.683 | 1575.683 | 1654.467 | 1033.132 | 1883.169 | 1647.773 | 706.1884 | 1883.169 | 1883.169 | 1883.169 | 1883.169 | 1883.169 | 1883.169 | 1883.169 | 1883.169 | 13.0776 | 0 | 0 | 738.8823 | 680.0377 | 1883.169 | 1569.308 | 1883.169 | 1333.911 | 0 | 313.8615 | 706.188 | 0 | 0 | 0 | 0 | 0 | 0 | 0 | 282896.456 | 775.0588 | 1960.876
| Northeast |  |  |  | N | 0 | 0 | 0 | 0 | 0 | 0 | 0 | 0 | 0 | 0 | 0 | 0 | 0 | 0 | 0 | 0 | 0 | 0 | 0 | 0 | 0 | 0 | 0 | 0 | 0 | 0 | 0 | 0 | 0 | 0 | 0 | 0 | 0 | 0 | 0 | 0 | 0 | 0 | 0 | 0 | 0 | 0 | 0 | 0 | 0 | 0 | 0 | 0 | 0 | 0 | 0 | 0 | 0 | 0 | 0 | 0 | 0 | 0 | 0 | 0 | 0 | 0 | 0 | 0 | 0 | 0 | 0 | 0 | 0 | 0 | 0 | 0 | 0 | 0 | 0 | 0 | 0 | 0 | 0 | 0 | 0 | 0 | 0 | 0 | 0 | 0 | 0 | 0 | 0 | 0 | 0 | 0 | 0 | 0 | 0 | 0 | 0 | 0 | 0 | 0 | 0 | 0 | 0 | 0 | 0 | 0 | 0 | 0 | 0 | 0 | 0 | 0 | 0 | 0 | 0 | 0 | 0 | 0 | 0 | 0 | 0 | 0 | 0 | 0 | 0 | 0 | 0 | 0 | 0 | 0 | 0 | 0 | 0 | 0 | 0 | 0 | 0 | 0 | 0 | 0 | 0 | 0 | 0 | 0 | 0 | 0 | 0 | 0 | 0 | 0 | 0 | 0 | 0 | 0 | 0 | 0 | 0 | 0 | 0 | 0 | 0 | 0 | 0 | 0 | 0 | 0 | 0 | 0 | 0 | 0 | 0 | 0 | 0 | 0 | 0 | 0 | 0 | 0 | 0 | 0 | 0 | 0 | 0 | 0 | 0 | 0 | 0 | 0 | 0 | 0 | 0 | 0 | 0 | 0 | 0 | 0 | 0 | 0 | 0 | 0 | 0 | 0 | 0 | 0 | 0 | 0 | 0 | 0 | 0 | 0 | 0 | 0 | 0 | 0 | 0 | 0 | 0 | 0 | 0 | 0 | 0 | 0 | 0 | 0 | 0 | 0 | 0 | 0 | 0 | 0 | 0 | 0 | 0 | 0 | 0 | 0 | 0 | 0 | 0 | 0 | 0 | 0 | 0 | 0 | 0 | 0 | 0 | 0 | 0 | 0 | 0 | 0 | 0 | 0 | 0 | 0 | 0 | 0 | 0 | 0 | 0 | 0 | 0 | 0 | 0 | 0 | 0 | 0 | 0 | 0 | 0 | 0 | 0 | 0 | 0 | 0 | 0 | 0 | 0 | 0 | 0 | 0 | 0 | 0 | 0 | 0 | 0 | 0 | 0 | 0 | 0 | 0 | 0 | 0 | 0 | 0 | 0 | 0 | 0 | 0 | 0 | 0 | 0 | 0 | 0 | 0 | 0 | 0 | 0 | 0 | 0 | 0 | 0 | 0 | 0 | 0 | 0 | 0 | 0 | 0 | 0 | 0 | 0 | 0 | 0 | 0 | 0 | 0 | 0 | 0 | 0 | 0 | 0 | 0 | 0 | 0 | 0 | 0 | 0 | 0 | 0 | 0 | 0 | 0 | 0 | 0 | 0 | 0 | 0 | 0 | 0 | 0 | 0 | 0 | 0 | 0 | 0 | 0 | 0 | 0 | 0 | 0 | 0 | 0 | 0 | 0 | 0 | 0
| Coyote |  |  |  | C | 0 | 48304.377 | 48587.944 | 48773.907 | 48477.087 | 49018.415 | 49327.315 | 48529.683 | 48617.088 | 48689.597 | 48890.871 | 49093.059 | 49353.695 | 49454.899 | 49480.779 | 48715.517 | 48540.262 | 48519.406 | 48583.471 | 48944.685 | 49327.315 | 48817.181 | 46740.459 | 42379.5858 | 46995.039 | 48242.707 | 49145.958 | 48926.402 | 49130.394 | 48692.72 | 48841.645 | 11489.67 | 32603.2384 | 9823.119 | 41667.687 | 35555.4883 | 11764.0392 | 48060.57 | 47941.806 | 48327.465 | 48052.076 | 48525.342 | 48144.217 | 47945.139 | 47666.383 | 44902.403 | 40047.4934 | 45348.635 | 45852.269 | 48662.956 | 48641.81 | 48662.956 | 47829.872 | 47718.371 | 48662.956 | 48652.383 | 48428.288 | 48290.673 | 42697.191 | 35491.7 | 35659.93 | 36208.14 | 36499.82 | 36499.82 | 35988.41 | 33699.52 | 35980.46 | 36265.9 | 36487.12 | 36220.85 | 35965.21 | 35478.49 | 35554.75 | 36152.23 | 35706.46 | 36008.53 | 36499.82 | 36499.82 | 34842.57 | 36047.15 | 36351.34 | 35982.09 | 36495.59 | 36499.82 | 36499.82 | 36495.59 | 36499.82 | 34896.77 | 36300.22 | 36499.82 | 31568.84 | 31568.84 | 31568.84 | 27876.21 | 28709.51 | 28746.77 | 31568.84 | 24870.67 | 28302.22 | 30854.89 | 31543.99 | 31543.99 | 30587.22 | 31568.84 | 31568.84 | 31568.84 | 31568.84 | 31568.84 | 31568.84 | 31262.39 | 29683.77 | 31568.84 | 31568.84 | 31568.84 | 31519.15 | 31119.47 | 23749.52 | 29868.68 | 27367.21 | 25539.63 | 7282.159 | 7924.112 | 7851.571 | 7276.779 | 10181.43 | 9160.08 | 8845.534 | 10021.71 | 9729.577 | 8266.547 | 7771.214 | 8955.597 | 9091.99 | 9423.961 | 10119.6 | 8129.313 | 8335.149 | 6705.396 | 7238.29 | 8521.743 | 8765.156 | 10246.27 | 10246.27 | 8499.533 | 9087.919 | 10098.78 | 9407.465 | 10246.27 | 10246.27 | 10246.27 | 10182.73 | 28006.95 | 29602.37 | 29602.37 | 29452.72 | 29448.58 | 29602.37 | 28894.2 | 24961.94 | 29448.6 | 20377.34 | 11967.45 | 10944.3 | 26117.58 | 22484.12 | 1042.659 | 11967.45 | 0 | 10872.12 | 29231.04 | 28406.42 | 24259.09 | 24584.89 | 8942.975 | 29362.03 | 28874.37 | 29602.37 | 28101.77 | 26562.57 | 22548.09 | 2443.326 | 13722.443 | 45170.577 | 44793.98 | 44676.221 | 43050.084 | 28613.8789 | 1155.448 | 31669.878 | 43636.286 | 38699.514 | 38136.361 | 39195.349 | 30242.434 | 2862.039 | 39970.689 | 45014.998 | 45014.998 | 44767.928 | 41841.777 | 44406.889 | 29363.841 | 45611.387 | 45170.577 | 45170.577 | 45170.577 | 45273.251 | 44795.829 | 45131.683 | 45214.857 | 45275.372 | 45618.922 | 45325.777 | 45281.084 | 44789.852 | 45175.721 | 45625.89 | 45775.946 | 45775.946 | 45775.946 | 44639.795 | 44096.029 | 44743.295 | 44875.609 | 45175.721 | 45175.721 | 45175.721 | 44804.553 | 44444.846 | 44875.609 | 45175.721 | 45325.777 | 45475.833 | 45025.665 | 44606.562 | 42597.624 | 45025.665 | 45025.665 | 45025.665 | 45175.721 | 45025.665 | 44816.023 | 44444.846 | 42982.21 | 42986.2 | 42986.2 | 42982.21 | 42982.21 | 42986.2 | 42986.2 | 42982.21 | 42986.2 | 42982.21 | 42982.21 | 42982.21 | 42986.2 | 42986.2 | 42982.21 | 42982.21 | 42982.21 | 42982.21 | 42978.22 | 42986.2 | 42986.2 | 42982.21 | 42982.21 | 42982.21 | 42982.21 | 42982.21 | 42986.2 | 42986.2 | 42982.21 | 42982.21 | 28406.5 | 28406.5 | 28406.5 | 28406.5 | 28406.5 | 28406.5 | 28406.5 | 28406.5 | 28406.5 | 28406.5 | 28406.5 | 28406.5 | 28406.5 | 28406.5 | 28406.5 | 28406.5 | 28406.5 | 28406.5 | 28406.5 | 28406.5 | 28406.5 | 28406.5 | 28406.5 | 28406.5 | 28406.5 | 28406.5 | 28406.5 | 28406.5 | 28406.5 | 28406.5 | 28406.5 | 45929.34 | 46025.18 | 46025.18 | 46025.18 | 46025.18 | 46025.18 | 46025.18 | 46025.18 | 46025.18 | 46025.18 | 46025.18 | 46025.18 | 46025.18 | 46025.18 | 46025.18 | 46025.18 | 46025.18 | 46025.18 | 46025.18 | 46025.18 | 46025.18 | 46025.18 | 46025.18 | 46025.18 | 46025.18 | 46025.18 | 46025.18 | 46025.18 | 46025.18 | 46025.18 | 49628.614 | 49244.728 | 48988.804 | 48988.804 | 48988.804 | 48732.88 | 48861.511 | 49244.728 | 49372.69 | 49756.576 | 49244.728 | 49116.766 | 49074.335 | 49053.12 | 49458.891 | 49756.576 | 49756.576 | 49756.576 | 48988.804 | 48605.587 | 48733.549 | 48860.842 | 48860.842 | 48860.842 | 30609.8 | 48995.81 | 45130.8049 | 34606.4427 | 40368.4974 | 49437.452 | 47459.9549 | 13202770.8269 | 36171.9749 | 49756.576
| Total |  |  |  |  | 29120.59 | 112039.0808 | 136226.6985 | 140523.6026 | 139050.1686 | 142913.0256 | 143161.1857 | 130405.9872 | 126993.2954 | 132926.5084 | 141203.6663 | 140032.232 | 143414.1204 | 143237.0427 | 144423.2966 | 143462.2666 | 139725.6918 | 140884.6156 | 140278.4102 | 143403.507 | 144183.251 | 125695.0101 | 128596.544 | 84090.7298 | 89749.5116 | 108551.4171 | 144355.06 | 140539.1945 | 132450.9628 | 105285.7834 | 141573.8164 | 23292.1104 | 66708.6784 | 11130.838 | 82378.785 | 35555.4883 | 11764.0392 | 139116.1567 | 142561.8467 | 143137.0746 | 138889.1135 | 142321.2584 | 141930.076 | 141567.3941 | 138933.4127 | 99597.2309 | 86760.9242 | 101352.7833 | 110419.3115 | 143221.9921 | 142849.5242 | 143963.6573 | 141231.587 | 137862.2205 | 144044.0963 | 143860.843 | 141679.9821 | 126550.6249 | 85361.8518 | 88081.506 | 87728.3603 | 99473.2161 | 115256.5819 | 121819.6885 | 98654.4835 | 73767.7 | 93409.0066 | 120865.8397 | 111995.0026 | 82973.9861 | 87352.7861 | 93063.424 | 96904.4938 | 118556.4794 | 111756.9457 | 92263.9483 | 119924.163 | 123528.4816 | 87764.9864 | 118524.4677 | 123574.6452 | 114044.4815 | 120008.5449 | 125046.5767 | 126422.322 | 123198.9806 | 124985.0903 | 105878.8622 | 116287.6042 | 125401.7604 | 81917.5079 | 89869.5889 | 82043.637 | 68542.5692 | 62749.4391 | 71660.7538 | 78990.6968 | 61362.93 | 65340.0258 | 66252.97 | 80821.6648 | 82483.2954 | 77788.2903 | 81919.9277 | 82885.1653 | 90678.5099 | 91495.2116 | 92118.2642 | 91991.7456 | 86099.1407 | 76861.9336 | 81800.3999 | 90955.0106 | 87025.9366 | 80318.509 | 80378.7517 | 36761.985 | 55172.121 | 63750.287 | 56984.42 | 17943.759 | 20590.5309 | 40010.2596 | 7347.4093 | 60865.1608 | 54068.4341 | 50953.6187 | 68725.5659 | 68036.3581 | 28480.2887 | 12371.3953 | 25754.7193 | 34890.3957 | 58338.0171 | 70030.2543 | 52041.8169 | 18510.3218 | 6705.396 | 7238.29 | 34175.4557 | 46877.1222 | 71842.9668 | 63919.7667 | 25688.4774 | 9546.3513 | 54693.959 | 65347.4234 | 64295.7687 | 72444.299 | 65091.655 | 64868.1406 | 41643.3929 | 69026.5187 | 61749.3734 | 62852.3413 | 58819.6648 | 61548.9429 | 57388.3553 | 33675.5379 | 66486.0153 | 36646.4 | 11967.45 | 20822.122 | 47559.3649 | 36707.21 | 2067.444 | 26357.8634 | 0 | 23628.1426 | 62331.3894 | 48203.483 | 37217.56 | 39318.4009 | 18948.7051 | 61056.0756 | 56900.5336 | 59725.1094 | 52618.9045 | 53761.9848 | 36889.4421 | 6600.5177 | 33915.7046 | 107140.9196 | 108456.9198 | 108147.5846 | 95681.0043 | 51550.1652 | 9479.4471 | 71701.6461 | 107139.6742 | 83403.3827 | 87812.5036 | 83942.7392 | 55451.6041 | 8249.788 | 92505.6248 | 110091.4238 | 103046.0081 | 108226.6245 | 94098.748 | 95112.6627 | 63663.09 | 111571.166 | 109548.8362 | 110057.4512 | 110759.7706 | 103213.3295 | 109186.1201 | 86134.032 | 109361.4693 | 102932.3747 | 104085.3906 | 130106.0643 | 130864.627 | 122556.5797 | 111203.9735 | 132142.06 | 132247.7124 | 132455.523 | 131699.0624 | 129538.5614 | 115221.751 | 111478.0929 | 129717.3835 | 132134.958 | 131925.315 | 131925.315 | 130620.9939 | 127618.8992 | 116599.2727 | 116904.7249 | 131922.7349 | 132435.07 | 131565.616 | 130198.2518 | 110441.3354 | 121498.3965 | 130613.5385 | 131146.329 | 128990.311 | 128840.255 | 128604.2029 | 126412.3275 | 126054.8868 | 128406.9673 | 129040.767 | 128293.3969 | 125854.5376 | 128968.408 | 127987.9537 | 128719.969 | 128883.948 | 126891.9074 | 115421.6535 | 127541.8619 | 127819.3883 | 125843.8622 | 127213.0626 | 128916.027 | 128385.2668 | 127919.6571 | 119722.0673 | 121137.1648 | 128751.329 | 129009.407 | 129009.407 | 128864.688 | 128719.969 | 127814.7187 | 128760.0474 | 129040.767 | 129009.407 | 128949.148 | 109284.2812 | 110308.4078 | 109780.9568 | 110242.4769 | 110110.6139 | 110044.6828 | 109306.1035 | 109576.2165 | 109500.8034 | 109874.4098 | 110308.4079 | 110308.4079 | 110269.9978 | 110044.6829 | 110308.4079 | 110308.4079 | 109995.0316 | 109517.2312 | 110242.4768 | 110110.6138 | 109479.9393 | 110176.5446 | 109440.3616 | 109396.3577 | 110308.4079 | 110308.4079 | 109978.7506 | 108256.9009 | 109742.5468 | 109248.0621 | 110044.6818 | 133175.7257 | 130350.3922 | 132492.4243 | 133470.6649 | 133372.1807 | 133752.9697 | 133424.7029 | 133378.7459 | 134146.8909 | 134146.8909 | 134146.8909 | 134146.8909 | 133437.8339 | 133752.9709 | 133831.0487 | 133897.5389 | 132477.2182 | 132212.5817 | 132846.9571 | 132413.6399 | 132972.9128 | 132114.3949 | 132978.3902 | 129657.9222 | 132583.5024 | 134146.8919 | 133831.7539 | 133831.7549 | 133831.7549 | 133897.5389 | 139010.6328 | 139477.8538 | 138986.5337 | 138044.9492 | 139221.9298 | 138966.0058 | 139094.6368 | 139477.8538 | 139605.8158 | 139989.7018 | 139477.8538 | 139349.8917 | 134052.217 | 112933.9664 | 101476.0945 | 130733.6311 | 138609.3904 | 139989.7018 | 138908.0688 | 138838.7128 | 138327.6162 | 136600.637 | 136442.2391 | 136745.6249 | 30609.8 | 115892.9593 | 86222.6949 | 47721.9127 | 56438.6874 | 91472.532 | 114657.1811 | 37026456.8669 | 101442.3476 | 144423.2966
ok
Gas Nomination Qty |  | miles | pipe | purch pt | plant abbrev
000's of dth/dy | Rathdrum - King | 97.64 | K1 | K | R | 0 | 17200.825 | 38782.64 | 43000 | 43000 | 43000 | 43000 | 32871.89 | 29775.44 | 34089.6 | 43000 | 42038.69 | 42958.38 | 43000 | 43000 | 43000 | 41431.96 | 43000 | 42202.68 | 43000 | 43000 | 27592.46 | 33863.53 | 0 | 0 | 14436.679 | 43000 | 42056.08 | 34784.26 | 10768.68 | 43000 | 0 | 0 | 0 | 0 | 0 | 0 | 42461.16 | 42780.44 | 42821.64 | 42156.92 | 43000 | 43000 | 43000 | 42026.82 | 11968.345 | 7264.848 | 11688.159 | 19616.708 | 43000 | 43000 | 43000 | 43000 | 41855.37 | 43000 | 43000 | 41949.15 | 27769.99 | 0 | 10349.959 | 9342.973 | 20481.16 | 33216.88 | 41598.31 | 20092.04 | 0 | 14915.32 | 40336.83 | 32340.7 | 5061.752 | 9722.9 | 16125.046 | 19900.122 | 39458.65 | 34681.72 | 14008.456 | 38740.51 | 41944.35 | 12029.759 | 40037.81 | 42194.25 | 36107.37 | 37839.72 | 42463.04 | 42718.3 | 42038.92 | 42653.26 | 28081.93 | 37566.73 | 42705.38 | 12275.75 | 19214.78 | 12898.2 | 6485.086 | 0 | 7623.497 | 10569.51 | 5414.177 | 3345.271 | 0 | 12667.16 | 13045.55 | 11081.55 | 12720.41 | 13267.99 | 19832.61 | 19917.55 | 19917.55 | 19863.99 | 18267.84 | 11891.34 | 12926.58 | 19917.55 | 18182.02 | 12300.58 | 12446.42 | 2652.685 | 4057.801 | 3362.007 | 0 | 0 | 549.3463 | 5101.524 | 54.3495 | 14263.69 | 8677.267 | 6899.984 | 18358.22 | 18262.67 | 6814.726 | 2922.557 | 3051.621 | 3022.952 | 10192.96 | 18168.94 | 10293.806 | 3204.784 | 0 | 0 | 6663.749 | 11266.48 | 19157.5 | 13182.98 | 6248.415 | 51.4122 | 9434.327 | 17512 | 13067.2 | 20093.37 | 13363.23 | 13327.69 | 1264.168 | 11090.94 | 6875.453 | 7386.049 | 5235.957 | 6964.979 | 4001.23 | 80.8279 | 8947.38 | 0 | 0 | 1368.611 | 2134.738 | 0 | 0 | 2265.57 | 0 | 3957.6 | 9048.915 | 2156.543 | 0 | 2364.597 | 1510.38 | 7854.856 | 3577.694 | 6092.064 | 1689.051 | 3772.082 | 2551.286 | 755.1901 | 5551.846 | 16862.85 | 19099.32 | 19312.41 | 11140.39 | 2870.968 | 2750.01 | 8743.436 | 17749.17 | 6789.279 | 10636.32 | 7515.748 | 2328.298 | 0 | 11485.13 | 19232.47 | 12730.7 | 19097.16 | 10892.9 | 8514.461 | 5989.217 | 19195.75 | 19343.64 | 19351.28 | 19326.62 | 12735.54 | 19266.62 | 10676.03 | 17925.77 | 12662.9 | 13118.14 | 38835.56 | 38851.21 | 32179.71 | 21351.79 | 38909.65 | 38909.65 | 38909.65 | 38909.65 | 38804.45 | 29023.24 | 22418.23 | 38909.65 | 38909.65 | 38909.65 | 38909.65 | 38827.83 | 38722.63 | 25698.15 | 25651.3 | 38909.65 | 38909.65 | 38909.65 | 38781.07 | 25367.89 | 30528.92 | 38909.65 | 38909.65 | 38909.65 | 38909.65 | 38886.27 | 38781.07 | 38362.76 | 40137.52 | 40137.52 | 39750.39 | 38350.5 | 40137.52 | 40025.38 | 40113.32 | 40125.42 | 38348.9 | 28148.12 | 40038.13 | 40137.52 | 39221.25 | 39330.01 | 40089.13 | 39839.09 | 40010.45 | 32390.17 | 33265.69 | 40137.52 | 40113.32 | 40113.32 | 40113.32 | 40113.32 | 40050.23 | 40137.52 | 40137.52 | 40113.32 | 40125.42 | 36815.9 | 36815.9 | 36815.9 | 36815.9 | 36815.9 | 36815.9 | 36622.35 | 36760.6 | 36777.49 | 36777.49 | 36815.9 | 36815.9 | 36777.49 | 36815.9 | 36815.9 | 36815.9 | 36766.25 | 36815.9 | 36815.9 | 36815.9 | 36383.02 | 36815.9 | 36777.49 | 36815.9 | 36815.9 | 36815.9 | 36815.9 | 36777.49 | 36777.49 | 36777.49 | 36815.9 | 40011.92 | 39459.01 | 40014.97 | 40014.97 | 40014.97 | 40014.97 | 40014.97 | 40014.97 | 40014.97 | 40014.97 | 40014.97 | 40014.97 | 40014.97 | 40014.97 | 39935.48 | 40001.97 | 39920.98 | 39971.48 | 40014.97 | 40014.97 | 39943.97 | 39590.98 | 40001.97 | 38373.49 | 39948.48 | 40014.97 | 40014.97 | 40014.97 | 40014.97 | 40001.97 | 41305.45 | 41306.52 | 41306.52 | 41306.52 | 41306.52 | 41306.52 | 41306.52 | 41306.52 | 41306.52 | 41306.52 | 41306.52 | 41306.52 | 37921.37 | 16837.412 | 7721.941 | 33543.3 | 41129.34 | 41306.52 | 41306.52 | 41306.52 | 41216.72 | 40696.36 | 40224.1 | 40135.16 | 0 | 21912.21 | 0 | 0 | 0 | 0 | 41181.25
| Rathdrum - Stan | 0 | S | S | R | #REF! | #REF! | #REF! | #REF! | #REF! | #REF! | #REF! | #REF! | #REF! | #REF! | #REF! | #REF! | #REF! | #REF! | #REF! | #REF! | #REF! | #REF! | #REF! | #REF! | #REF! | #REF! | #REF! | #REF! | #REF! | #REF! | #REF! | #REF! | #REF! | #REF! | #REF! | #REF! | #REF! | #REF! | #REF! | #REF! | #REF! | #REF! | #REF! | #REF! | #REF! | #REF! | #REF! | #REF! | #REF! | #REF! | #REF! | #REF! | #REF! | #REF! | #REF! | #REF! | #REF! | #REF! | #REF! | #REF! | #REF! | #REF! | #REF! | #REF! | #REF! | #REF! | #REF! | #REF! | #REF! | #REF! | #REF! | #REF! | #REF! | #REF! | #REF! | #REF! | #REF! | #REF! | #REF! | #REF! | #REF! | #REF! | #REF! | #REF! | #REF! | #REF! | #REF! | #REF! | #REF! | #REF! | #REF! | #REF! | #REF! | #REF! | #REF! | #REF! | #REF! | #REF! | #REF! | #REF! | #REF! | #REF! | #REF! | #REF! | #REF! | #REF! | #REF! | #REF! | #REF! | #REF! | #REF! | #REF! | #REF! | #REF! | #REF! | #REF! | #REF! | #REF! | #REF! | #REF! | #REF! | #REF! | #REF! | #REF! | #REF! | #REF! | #REF! | #REF! | #REF! | #REF! | #REF! | #REF! | #REF! | #REF! | #REF! | #REF! | #REF! | #REF! | #REF! | #REF! | #REF! | #REF! | #REF! | #REF! | #REF! | #REF! | #REF! | #REF! | #REF! | #REF! | #REF! | #REF! | #REF! | #REF! | #REF! | #REF! | #REF! | #REF! | #REF! | #REF! | #REF! | #REF! | #REF! | #REF! | #REF! | #REF! | #REF! | #REF! | #REF! | #REF! | #REF! | #REF! | #REF! | #REF! | #REF! | #REF! | #REF! | #REF! | #REF! | #REF! | #REF! | #REF! | #REF! | #REF! | #REF! | #REF! | #REF! | #REF! | #REF! | #REF! | #REF! | #REF! | #REF! | #REF! | #REF! | #REF! | #REF! | #REF! | #REF! | #REF! | #REF! | #REF! | #REF! | #REF! | #REF! | #REF! | #REF! | #REF! | #REF! | #REF! | #REF! | #REF! | #REF! | #REF! | #REF! | #REF! | #REF! | #REF! | #REF! | #REF! | #REF! | #REF! | #REF! | #REF! | #REF! | #REF! | #REF! | #REF! | #REF! | #REF! | #REF! | #REF! | #REF! | #REF! | #REF! | #REF! | #REF! | #REF! | #REF! | #REF! | #REF! | #REF! | #REF! | #REF! | #REF! | #REF! | #REF! | #REF! | #REF! | #REF! | #REF! | #REF! | #REF! | #REF! | #REF! | #REF! | #REF! | #REF! | #REF! | #REF! | #REF! | #REF! | #REF! | #REF! | #REF! | #REF! | #REF! | #REF! | #REF! | #REF! | #REF! | #REF! | #REF! | #REF! | #REF! | #REF! | #REF! | #REF! | #REF! | #REF! | #REF! | #REF! | #REF! | #REF! | #REF! | #REF! | #REF! | #REF! | #REF! | #REF! | #REF! | #REF! | #REF! | #REF! | #REF! | #REF! | #REF! | #REF! | #REF! | #REF! | #REF! | #REF! | #REF! | #REF! | #REF! | #REF! | #REF! | #REF! | #REF! | #REF! | #REF! | #REF! | #REF! | #REF! | #REF! | #REF! | #REF! | #REF! | #REF! | #REF! | #REF! | #REF! | #REF! | #REF! | #REF! | #REF! | #REF! | #REF! | #REF! | #REF! | #REF! | #REF! | #REF! | #REF! | #REF! | #REF! | #REF! | #REF! | #REF! | #REF! | #REF! | #REF! | #REF! | #REF! | #REF! | #REF! | #REF! | #REF! | #REF! | #REF! | #REF! | #REF! | #REF! | #REF! | #REF! | #REF! | #REF! | #REF! | #REF! | #REF! | #REF! | #REF! | #REF! | #REF! | #REF! | #REF! | #REF! | #REF! | #REF!
| Lanc - King | 99.78 | K1 | K | L | #REF! | #REF! | #REF! | #REF! | #REF! | #REF! | #REF! | #REF! | #REF! | #REF! | #REF! | #REF! | #REF! | #REF! | #REF! | #REF! | #REF! | #REF! | #REF! | #REF! | #REF! | #REF! | #REF! | #REF! | #REF! | #REF! | #REF! | #REF! | #REF! | #REF! | #REF! | #REF! | #REF! | #REF! | #REF! | #REF! | #REF! | #REF! | #REF! | #REF! | #REF! | #REF! | #REF! | #REF! | #REF! | #REF! | #REF! | #REF! | #REF! | #REF! | #REF! | #REF! | #REF! | #REF! | #REF! | #REF! | #REF! | #REF! | #REF! | #REF! | #REF! | #REF! | #REF! | #REF! | #REF! | #REF! | #REF! | #REF! | #REF! | #REF! | #REF! | #REF! | #REF! | #REF! | #REF! | #REF! | #REF! | #REF! | #REF! | #REF! | #REF! | #REF! | #REF! | #REF! | #REF! | #REF! | #REF! | #REF! | #REF! | #REF! | #REF! | #REF! | #REF! | #REF! | #REF! | #REF! | #REF! | #REF! | #REF! | #REF! | #REF! | #REF! | #REF! | #REF! | #REF! | #REF! | #REF! | #REF! | #REF! | #REF! | #REF! | #REF! | #REF! | #REF! | #REF! | #REF! | #REF! | #REF! | #REF! | #REF! | #REF! | #REF! | #REF! | #REF! | #REF! | #REF! | #REF! | #REF! | #REF! | #REF! | #REF! | #REF! | #REF! | #REF! | #REF! | #REF! | #REF! | #REF! | #REF! | #REF! | #REF! | #REF! | #REF! | #REF! | #REF! | #REF! | #REF! | #REF! | #REF! | #REF! | #REF! | #REF! | #REF! | #REF! | #REF! | #REF! | #REF! | #REF! | #REF! | #REF! | #REF! | #REF! | #REF! | #REF! | #REF! | #REF! | #REF! | #REF! | #REF! | #REF! | #REF! | #REF! | #REF! | #REF! | #REF! | #REF! | #REF! | #REF! | #REF! | #REF! | #REF! | #REF! | #REF! | #REF! | #REF! | #REF! | #REF! | #REF! | #REF! | #REF! | #REF! | #REF! | #REF! | #REF! | #REF! | #REF! | #REF! | #REF! | #REF! | #REF! | #REF! | #REF! | #REF! | #REF! | #REF! | #REF! | #REF! | #REF! | #REF! | #REF! | #REF! | #REF! | #REF! | #REF! | #REF! | #REF! | #REF! | #REF! | #REF! | #REF! | #REF! | #REF! | #REF! | #REF! | #REF! | #REF! | #REF! | #REF! | #REF! | #REF! | #REF! | #REF! | #REF! | #REF! | #REF! | #REF! | #REF! | #REF! | #REF! | #REF! | #REF! | #REF! | #REF! | #REF! | #REF! | #REF! | #REF! | #REF! | #REF! | #REF! | #REF! | #REF! | #REF! | #REF! | #REF! | #REF! | #REF! | #REF! | #REF! | #REF! | #REF! | #REF! | #REF! | #REF! | #REF! | #REF! | #REF! | #REF! | #REF! | #REF! | #REF! | #REF! | #REF! | #REF! | #REF! | #REF! | #REF! | #REF! | #REF! | #REF! | #REF! | #REF! | #REF! | #REF! | #REF! | #REF! | #REF! | #REF! | #REF! | #REF! | #REF! | #REF! | #REF! | #REF! | #REF! | #REF! | #REF! | #REF! | #REF! | #REF! | #REF! | #REF! | #REF! | #REF! | #REF! | #REF! | #REF! | #REF! | #REF! | #REF! | #REF! | #REF! | #REF! | #REF! | #REF! | #REF! | #REF! | #REF! | #REF! | #REF! | #REF! | #REF! | #REF! | #REF! | #REF! | #REF! | #REF! | #REF! | #REF! | #REF! | #REF! | #REF! | #REF! | #REF! | #REF! | #REF! | #REF! | #REF! | #REF! | #REF! | #REF! | #REF! | #REF! | #REF! | #REF! | #REF! | #REF! | #REF! | #REF! | #REF! | #REF! | #REF! | #REF! | #REF! | #REF! | #REF! | #REF! | #REF! | #REF! | #REF! | #REF! | #REF! | #REF! | #REF! | #REF!
| Lanc - Stan | 0 | S | S | L | #REF! | #REF! | #REF! | #REF! | #REF! | #REF! | #REF! | #REF! | #REF! | #REF! | #REF! | #REF! | #REF! | #REF! | #REF! | #REF! | #REF! | #REF! | #REF! | #REF! | #REF! | #REF! | #REF! | #REF! | #REF! | #REF! | #REF! | #REF! | #REF! | #REF! | #REF! | #REF! | #REF! | #REF! | #REF! | #REF! | #REF! | #REF! | #REF! | #REF! | #REF! | #REF! | #REF! | #REF! | #REF! | #REF! | #REF! | #REF! | #REF! | #REF! | #REF! | #REF! | #REF! | #REF! | #REF! | #REF! | #REF! | #REF! | #REF! | #REF! | #REF! | #REF! | #REF! | #REF! | #REF! | #REF! | #REF! | #REF! | #REF! | #REF! | #REF! | #REF! | #REF! | #REF! | #REF! | #REF! | #REF! | #REF! | #REF! | #REF! | #REF! | #REF! | #REF! | #REF! | #REF! | #REF! | #REF! | #REF! | #REF! | #REF! | #REF! | #REF! | #REF! | #REF! | #REF! | #REF! | #REF! | #REF! | #REF! | #REF! | #REF! | #REF! | #REF! | #REF! | #REF! | #REF! | #REF! | #REF! | #REF! | #REF! | #REF! | #REF! | #REF! | #REF! | #REF! | #REF! | #REF! | #REF! | #REF! | #REF! | #REF! | #REF! | #REF! | #REF! | #REF! | #REF! | #REF! | #REF! | #REF! | #REF! | #REF! | #REF! | #REF! | #REF! | #REF! | #REF! | #REF! | #REF! | #REF! | #REF! | #REF! | #REF! | #REF! | #REF! | #REF! | #REF! | #REF! | #REF! | #REF! | #REF! | #REF! | #REF! | #REF! | #REF! | #REF! | #REF! | #REF! | #REF! | #REF! | #REF! | #REF! | #REF! | #REF! | #REF! | #REF! | #REF! | #REF! | #REF! | #REF! | #REF! | #REF! | #REF! | #REF! | #REF! | #REF! | #REF! | #REF! | #REF! | #REF! | #REF! | #REF! | #REF! | #REF! | #REF! | #REF! | #REF! | #REF! | #REF! | #REF! | #REF! | #REF! | #REF! | #REF! | #REF! | #REF! | #REF! | #REF! | #REF! | #REF! | #REF! | #REF! | #REF! | #REF! | #REF! | #REF! | #REF! | #REF! | #REF! | #REF! | #REF! | #REF! | #REF! | #REF! | #REF! | #REF! | #REF! | #REF! | #REF! | #REF! | #REF! | #REF! | #REF! | #REF! | #REF! | #REF! | #REF! | #REF! | #REF! | #REF! | #REF! | #REF! | #REF! | #REF! | #REF! | #REF! | #REF! | #REF! | #REF! | #REF! | #REF! | #REF! | #REF! | #REF! | #REF! | #REF! | #REF! | #REF! | #REF! | #REF! | #REF! | #REF! | #REF! | #REF! | #REF! | #REF! | #REF! | #REF! | #REF! | #REF! | #REF! | #REF! | #REF! | #REF! | #REF! | #REF! | #REF! | #REF! | #REF! | #REF! | #REF! | #REF! | #REF! | #REF! | #REF! | #REF! | #REF! | #REF! | #REF! | #REF! | #REF! | #REF! | #REF! | #REF! | #REF! | #REF! | #REF! | #REF! | #REF! | #REF! | #REF! | #REF! | #REF! | #REF! | #REF! | #REF! | #REF! | #REF! | #REF! | #REF! | #REF! | #REF! | #REF! | #REF! | #REF! | #REF! | #REF! | #REF! | #REF! | #REF! | #REF! | #REF! | #REF! | #REF! | #REF! | #REF! | #REF! | #REF! | #REF! | #REF! | #REF! | #REF! | #REF! | #REF! | #REF! | #REF! | #REF! | #REF! | #REF! | #REF! | #REF! | #REF! | #REF! | #REF! | #REF! | #REF! | #REF! | #REF! | #REF! | #REF! | #REF! | #REF! | #REF! | #REF! | #REF! | #REF! | #REF! | #REF! | #REF! | #REF! | #REF! | #REF! | #REF! | #REF! | #REF! | #REF! | #REF! | #REF! | #REF! | #REF! | #REF! | #REF! | #REF! | #REF! | #REF! | #REF!
| Lanc - King 26 | 99.78 | K2 | K | L | #REF! | #REF! | #REF! | #REF! | #REF! | #REF! | #REF! | #REF! | #REF! | #REF! | #REF! | #REF! | #REF! | #REF! | #REF! | #REF! | #REF! | #REF! | #REF! | #REF! | #REF! | #REF! | #REF! | #REF! | #REF! | #REF! | #REF! | #REF! | #REF! | #REF! | #REF! | #REF! | #REF! | #REF! | #REF! | #REF! | #REF! | #REF! | #REF! | #REF! | #REF! | #REF! | #REF! | #REF! | #REF! | #REF! | #REF! | #REF! | #REF! | #REF! | #REF! | #REF! | #REF! | #REF! | #REF! | #REF! | #REF! | #REF! | #REF! | #REF! | #REF! | #REF! | #REF! | #REF! | #REF! | #REF! | #REF! | #REF! | #REF! | #REF! | #REF! | #REF! | #REF! | #REF! | #REF! | #REF! | #REF! | #REF! | #REF! | #REF! | #REF! | #REF! | #REF! | #REF! | #REF! | #REF! | #REF! | #REF! | #REF! | #REF! | #REF! | #REF! | #REF! | #REF! | #REF! | #REF! | #REF! | #REF! | #REF! | #REF! | #REF! | #REF! | #REF! | #REF! | #REF! | #REF! | #REF! | #REF! | #REF! | #REF! | #REF! | #REF! | #REF! | #REF! | #REF! | #REF! | #REF! | #REF! | #REF! | #REF! | #REF! | #REF! | #REF! | #REF! | #REF! | #REF! | #REF! | #REF! | #REF! | #REF! | #REF! | #REF! | #REF! | #REF! | #REF! | #REF! | #REF! | #REF! | #REF! | #REF! | #REF! | #REF! | #REF! | #REF! | #REF! | #REF! | #REF! | #REF! | #REF! | #REF! | #REF! | #REF! | #REF! | #REF! | #REF! | #REF! | #REF! | #REF! | #REF! | #REF! | #REF! | #REF! | #REF! | #REF! | #REF! | #REF! | #REF! | #REF! | #REF! | #REF! | #REF! | #REF! | #REF! | #REF! | #REF! | #REF! | #REF! | #REF! | #REF! | #REF! | #REF! | #REF! | #REF! | #REF! | #REF! | #REF! | #REF! | #REF! | #REF! | #REF! | #REF! | #REF! | #REF! | #REF! | #REF! | #REF! | #REF! | #REF! | #REF! | #REF! | #REF! | #REF! | #REF! | #REF! | #REF! | #REF! | #REF! | #REF! | #REF! | #REF! | #REF! | #REF! | #REF! | #REF! | #REF! | #REF! | #REF! | #REF! | #REF! | #REF! | #REF! | #REF! | #REF! | #REF! | #REF! | #REF! | #REF! | #REF! | #REF! | #REF! | #REF! | #REF! | #REF! | #REF! | #REF! | #REF! | #REF! | #REF! | #REF! | #REF! | #REF! | #REF! | #REF! | #REF! | #REF! | #REF! | #REF! | #REF! | #REF! | #REF! | #REF! | #REF! | #REF! | #REF! | #REF! | #REF! | #REF! | #REF! | #REF! | #REF! | #REF! | #REF! | #REF! | #REF! | #REF! | #REF! | #REF! | #REF! | #REF! | #REF! | #REF! | #REF! | #REF! | #REF! | #REF! | #REF! | #REF! | #REF! | #REF! | #REF! | #REF! | #REF! | #REF! | #REF! | #REF! | #REF! | #REF! | #REF! | #REF! | #REF! | #REF! | #REF! | #REF! | #REF! | #REF! | #REF! | #REF! | #REF! | #REF! | #REF! | #REF! | #REF! | #REF! | #REF! | #REF! | #REF! | #REF! | #REF! | #REF! | #REF! | #REF! | #REF! | #REF! | #REF! | #REF! | #REF! | #REF! | #REF! | #REF! | #REF! | #REF! | #REF! | #REF! | #REF! | #REF! | #REF! | #REF! | #REF! | #REF! | #REF! | #REF! | #REF! | #REF! | #REF! | #REF! | #REF! | #REF! | #REF! | #REF! | #REF! | #REF! | #REF! | #REF! | #REF! | #REF! | #REF! | #REF! | #REF! | #REF! | #REF! | #REF! | #REF! | #REF! | #REF! | #REF! | #REF! | #REF! | #REF! | #REF! | #REF! | #REF! | #REF! | #REF! | #REF! | #REF!
| Boulder - King | 108.29 | K1 | K | B | #REF! | #REF! | #REF! | #REF! | #REF! | #REF! | #REF! | #REF! | #REF! | #REF! | #REF! | #REF! | #REF! | #REF! | #REF! | #REF! | #REF! | #REF! | #REF! | #REF! | #REF! | #REF! | #REF! | #REF! | #REF! | #REF! | #REF! | #REF! | #REF! | #REF! | #REF! | #REF! | #REF! | #REF! | #REF! | #REF! | #REF! | #REF! | #REF! | #REF! | #REF! | #REF! | #REF! | #REF! | #REF! | #REF! | #REF! | #REF! | #REF! | #REF! | #REF! | #REF! | #REF! | #REF! | #REF! | #REF! | #REF! | #REF! | #REF! | #REF! | #REF! | #REF! | #REF! | #REF! | #REF! | #REF! | #REF! | #REF! | #REF! | #REF! | #REF! | #REF! | #REF! | #REF! | #REF! | #REF! | #REF! | #REF! | #REF! | #REF! | #REF! | #REF! | #REF! | #REF! | #REF! | #REF! | #REF! | #REF! | #REF! | #REF! | #REF! | #REF! | #REF! | #REF! | #REF! | #REF! | #REF! | #REF! | #REF! | #REF! | #REF! | #REF! | #REF! | #REF! | #REF! | #REF! | #REF! | #REF! | #REF! | #REF! | #REF! | #REF! | #REF! | #REF! | #REF! | #REF! | #REF! | #REF! | #REF! | #REF! | #REF! | #REF! | #REF! | #REF! | #REF! | #REF! | #REF! | #REF! | #REF! | #REF! | #REF! | #REF! | #REF! | #REF! | #REF! | #REF! | #REF! | #REF! | #REF! | #REF! | #REF! | #REF! | #REF! | #REF! | #REF! | #REF! | #REF! | #REF! | #REF! | #REF! | #REF! | #REF! | #REF! | #REF! | #REF! | #REF! | #REF! | #REF! | #REF! | #REF! | #REF! | #REF! | #REF! | #REF! | #REF! | #REF! | #REF! | #REF! | #REF! | #REF! | #REF! | #REF! | #REF! | #REF! | #REF! | #REF! | #REF! | #REF! | #REF! | #REF! | #REF! | #REF! | #REF! | #REF! | #REF! | #REF! | #REF! | #REF! | #REF! | #REF! | #REF! | #REF! | #REF! | #REF! | #REF! | #REF! | #REF! | #REF! | #REF! | #REF! | #REF! | #REF! | #REF! | #REF! | #REF! | #REF! | #REF! | #REF! | #REF! | #REF! | #REF! | #REF! | #REF! | #REF! | #REF! | #REF! | #REF! | #REF! | #REF! | #REF! | #REF! | #REF! | #REF! | #REF! | #REF! | #REF! | #REF! | #REF! | #REF! | #REF! | #REF! | #REF! | #REF! | #REF! | #REF! | #REF! | #REF! | #REF! | #REF! | #REF! | #REF! | #REF! | #REF! | #REF! | #REF! | #REF! | #REF! | #REF! | #REF! | #REF! | #REF! | #REF! | #REF! | #REF! | #REF! | #REF! | #REF! | #REF! | #REF! | #REF! | #REF! | #REF! | #REF! | #REF! | #REF! | #REF! | #REF! | #REF! | #REF! | #REF! | #REF! | #REF! | #REF! | #REF! | #REF! | #REF! | #REF! | #REF! | #REF! | #REF! | #REF! | #REF! | #REF! | #REF! | #REF! | #REF! | #REF! | #REF! | #REF! | #REF! | #REF! | #REF! | #REF! | #REF! | #REF! | #REF! | #REF! | #REF! | #REF! | #REF! | #REF! | #REF! | #REF! | #REF! | #REF! | #REF! | #REF! | #REF! | #REF! | #REF! | #REF! | #REF! | #REF! | #REF! | #REF! | #REF! | #REF! | #REF! | #REF! | #REF! | #REF! | #REF! | #REF! | #REF! | #REF! | #REF! | #REF! | #REF! | #REF! | #REF! | #REF! | #REF! | #REF! | #REF! | #REF! | #REF! | #REF! | #REF! | #REF! | #REF! | #REF! | #REF! | #REF! | #REF! | #REF! | #REF! | #REF! | #REF! | #REF! | #REF! | #REF! | #REF! | #REF! | #REF! | #REF! | #REF! | #REF! | #REF! | #REF! | #REF! | #REF! | #REF! | #REF! | #REF! | #REF!
| Boulder - Stan | 0 | S | S | B | #REF! | #REF! | #REF! | #REF! | #REF! | #REF! | #REF! | #REF! | #REF! | #REF! | #REF! | #REF! | #REF! | #REF! | #REF! | #REF! | #REF! | #REF! | #REF! | #REF! | #REF! | #REF! | #REF! | #REF! | #REF! | #REF! | #REF! | #REF! | #REF! | #REF! | #REF! | #REF! | #REF! | #REF! | #REF! | #REF! | #REF! | #REF! | #REF! | #REF! | #REF! | #REF! | #REF! | #REF! | #REF! | #REF! | #REF! | #REF! | #REF! | #REF! | #REF! | #REF! | #REF! | #REF! | #REF! | #REF! | #REF! | #REF! | #REF! | #REF! | #REF! | #REF! | #REF! | #REF! | #REF! | #REF! | #REF! | #REF! | #REF! | #REF! | #REF! | #REF! | #REF! | #REF! | #REF! | #REF! | #REF! | #REF! | #REF! | #REF! | #REF! | #REF! | #REF! | #REF! | #REF! | #REF! | #REF! | #REF! | #REF! | #REF! | #REF! | #REF! | #REF! | #REF! | #REF! | #REF! | #REF! | #REF! | #REF! | #REF! | #REF! | #REF! | #REF! | #REF! | #REF! | #REF! | #REF! | #REF! | #REF! | #REF! | #REF! | #REF! | #REF! | #REF! | #REF! | #REF! | #REF! | #REF! | #REF! | #REF! | #REF! | #REF! | #REF! | #REF! | #REF! | #REF! | #REF! | #REF! | #REF! | #REF! | #REF! | #REF! | #REF! | #REF! | #REF! | #REF! | #REF! | #REF! | #REF! | #REF! | #REF! | #REF! | #REF! | #REF! | #REF! | #REF! | #REF! | #REF! | #REF! | #REF! | #REF! | #REF! | #REF! | #REF! | #REF! | #REF! | #REF! | #REF! | #REF! | #REF! | #REF! | #REF! | #REF! | #REF! | #REF! | #REF! | #REF! | #REF! | #REF! | #REF! | #REF! | #REF! | #REF! | #REF! | #REF! | #REF! | #REF! | #REF! | #REF! | #REF! | #REF! | #REF! | #REF! | #REF! | #REF! | #REF! | #REF! | #REF! | #REF! | #REF! | #REF! | #REF! | #REF! | #REF! | #REF! | #REF! | #REF! | #REF! | #REF! | #REF! | #REF! | #REF! | #REF! | #REF! | #REF! | #REF! | #REF! | #REF! | #REF! | #REF! | #REF! | #REF! | #REF! | #REF! | #REF! | #REF! | #REF! | #REF! | #REF! | #REF! | #REF! | #REF! | #REF! | #REF! | #REF! | #REF! | #REF! | #REF! | #REF! | #REF! | #REF! | #REF! | #REF! | #REF! | #REF! | #REF! | #REF! | #REF! | #REF! | #REF! | #REF! | #REF! | #REF! | #REF! | #REF! | #REF! | #REF! | #REF! | #REF! | #REF! | #REF! | #REF! | #REF! | #REF! | #REF! | #REF! | #REF! | #REF! | #REF! | #REF! | #REF! | #REF! | #REF! | #REF! | #REF! | #REF! | #REF! | #REF! | #REF! | #REF! | #REF! | #REF! | #REF! | #REF! | #REF! | #REF! | #REF! | #REF! | #REF! | #REF! | #REF! | #REF! | #REF! | #REF! | #REF! | #REF! | #REF! | #REF! | #REF! | #REF! | #REF! | #REF! | #REF! | #REF! | #REF! | #REF! | #REF! | #REF! | #REF! | #REF! | #REF! | #REF! | #REF! | #REF! | #REF! | #REF! | #REF! | #REF! | #REF! | #REF! | #REF! | #REF! | #REF! | #REF! | #REF! | #REF! | #REF! | #REF! | #REF! | #REF! | #REF! | #REF! | #REF! | #REF! | #REF! | #REF! | #REF! | #REF! | #REF! | #REF! | #REF! | #REF! | #REF! | #REF! | #REF! | #REF! | #REF! | #REF! | #REF! | #REF! | #REF! | #REF! | #REF! | #REF! | #REF! | #REF! | #REF! | #REF! | #REF! | #REF! | #REF! | #REF! | #REF! | #REF! | #REF! | #REF! | #REF! | #REF! | #REF! | #REF! | #REF! | #REF! | #REF! | #REF! | #REF!
| Boulder - King 26 | 108.29 | K2 | K | B | #REF! | #REF! | #REF! | #REF! | #REF! | #REF! | #REF! | #REF! | #REF! | #REF! | #REF! | #REF! | #REF! | #REF! | #REF! | #REF! | #REF! | #REF! | #REF! | #REF! | #REF! | #REF! | #REF! | #REF! | #REF! | #REF! | #REF! | #REF! | #REF! | #REF! | #REF! | #REF! | #REF! | #REF! | #REF! | #REF! | #REF! | #REF! | #REF! | #REF! | #REF! | #REF! | #REF! | #REF! | #REF! | #REF! | #REF! | #REF! | #REF! | #REF! | #REF! | #REF! | #REF! | #REF! | #REF! | #REF! | #REF! | #REF! | #REF! | #REF! | #REF! | #REF! | #REF! | #REF! | #REF! | #REF! | #REF! | #REF! | #REF! | #REF! | #REF! | #REF! | #REF! | #REF! | #REF! | #REF! | #REF! | #REF! | #REF! | #REF! | #REF! | #REF! | #REF! | #REF! | #REF! | #REF! | #REF! | #REF! | #REF! | #REF! | #REF! | #REF! | #REF! | #REF! | #REF! | #REF! | #REF! | #REF! | #REF! | #REF! | #REF! | #REF! | #REF! | #REF! | #REF! | #REF! | #REF! | #REF! | #REF! | #REF! | #REF! | #REF! | #REF! | #REF! | #REF! | #REF! | #REF! | #REF! | #REF! | #REF! | #REF! | #REF! | #REF! | #REF! | #REF! | #REF! | #REF! | #REF! | #REF! | #REF! | #REF! | #REF! | #REF! | #REF! | #REF! | #REF! | #REF! | #REF! | #REF! | #REF! | #REF! | #REF! | #REF! | #REF! | #REF! | #REF! | #REF! | #REF! | #REF! | #REF! | #REF! | #REF! | #REF! | #REF! | #REF! | #REF! | #REF! | #REF! | #REF! | #REF! | #REF! | #REF! | #REF! | #REF! | #REF! | #REF! | #REF! | #REF! | #REF! | #REF! | #REF! | #REF! | #REF! | #REF! | #REF! | #REF! | #REF! | #REF! | #REF! | #REF! | #REF! | #REF! | #REF! | #REF! | #REF! | #REF! | #REF! | #REF! | #REF! | #REF! | #REF! | #REF! | #REF! | #REF! | #REF! | #REF! | #REF! | #REF! | #REF! | #REF! | #REF! | #REF! | #REF! | #REF! | #REF! | #REF! | #REF! | #REF! | #REF! | #REF! | #REF! | #REF! | #REF! | #REF! | #REF! | #REF! | #REF! | #REF! | #REF! | #REF! | #REF! | #REF! | #REF! | #REF! | #REF! | #REF! | #REF! | #REF! | #REF! | #REF! | #REF! | #REF! | #REF! | #REF! | #REF! | #REF! | #REF! | #REF! | #REF! | #REF! | #REF! | #REF! | #REF! | #REF! | #REF! | #REF! | #REF! | #REF! | #REF! | #REF! | #REF! | #REF! | #REF! | #REF! | #REF! | #REF! | #REF! | #REF! | #REF! | #REF! | #REF! | #REF! | #REF! | #REF! | #REF! | #REF! | #REF! | #REF! | #REF! | #REF! | #REF! | #REF! | #REF! | #REF! | #REF! | #REF! | #REF! | #REF! | #REF! | #REF! | #REF! | #REF! | #REF! | #REF! | #REF! | #REF! | #REF! | #REF! | #REF! | #REF! | #REF! | #REF! | #REF! | #REF! | #REF! | #REF! | #REF! | #REF! | #REF! | #REF! | #REF! | #REF! | #REF! | #REF! | #REF! | #REF! | #REF! | #REF! | #REF! | #REF! | #REF! | #REF! | #REF! | #REF! | #REF! | #REF! | #REF! | #REF! | #REF! | #REF! | #REF! | #REF! | #REF! | #REF! | #REF! | #REF! | #REF! | #REF! | #REF! | #REF! | #REF! | #REF! | #REF! | #REF! | #REF! | #REF! | #REF! | #REF! | #REF! | #REF! | #REF! | #REF! | #REF! | #REF! | #REF! | #REF! | #REF! | #REF! | #REF! | #REF! | #REF! | #REF! | #REF! | #REF! | #REF! | #REF! | #REF! | #REF! | #REF! | #REF! | #REF! | #REF! | #REF! | #REF! | #REF!
| Kettle - King | 108.29 | K1 | K | K | #REF! | #REF! | #REF! | #REF! | #REF! | #REF! | #REF! | #REF! | #REF! | #REF! | #REF! | #REF! | #REF! | #REF! | #REF! | #REF! | #REF! | #REF! | #REF! | #REF! | #REF! | #REF! | #REF! | #REF! | #REF! | #REF! | #REF! | #REF! | #REF! | #REF! | #REF! | #REF! | #REF! | #REF! | #REF! | #REF! | #REF! | #REF! | #REF! | #REF! | #REF! | #REF! | #REF! | #REF! | #REF! | #REF! | #REF! | #REF! | #REF! | #REF! | #REF! | #REF! | #REF! | #REF! | #REF! | #REF! | #REF! | #REF! | #REF! | #REF! | #REF! | #REF! | #REF! | #REF! | #REF! | #REF! | #REF! | #REF! | #REF! | #REF! | #REF! | #REF! | #REF! | #REF! | #REF! | #REF! | #REF! | #REF! | #REF! | #REF! | #REF! | #REF! | #REF! | #REF! | #REF! | #REF! | #REF! | #REF! | #REF! | #REF! | #REF! | #REF! | #REF! | #REF! | #REF! | #REF! | #REF! | #REF! | #REF! | #REF! | #REF! | #REF! | #REF! | #REF! | #REF! | #REF! | #REF! | #REF! | #REF! | #REF! | #REF! | #REF! | #REF! | #REF! | #REF! | #REF! | #REF! | #REF! | #REF! | #REF! | #REF! | #REF! | #REF! | #REF! | #REF! | #REF! | #REF! | #REF! | #REF! | #REF! | #REF! | #REF! | #REF! | #REF! | #REF! | #REF! | #REF! | #REF! | #REF! | #REF! | #REF! | #REF! | #REF! | #REF! | #REF! | #REF! | #REF! | #REF! | #REF! | #REF! | #REF! | #REF! | #REF! | #REF! | #REF! | #REF! | #REF! | #REF! | #REF! | #REF! | #REF! | #REF! | #REF! | #REF! | #REF! | #REF! | #REF! | #REF! | #REF! | #REF! | #REF! | #REF! | #REF! | #REF! | #REF! | #REF! | #REF! | #REF! | #REF! | #REF! | #REF! | #REF! | #REF! | #REF! | #REF! | #REF! | #REF! | #REF! | #REF! | #REF! | #REF! | #REF! | #REF! | #REF! | #REF! | #REF! | #REF! | #REF! | #REF! | #REF! | #REF! | #REF! | #REF! | #REF! | #REF! | #REF! | #REF! | #REF! | #REF! | #REF! | #REF! | #REF! | #REF! | #REF! | #REF! | #REF! | #REF! | #REF! | #REF! | #REF! | #REF! | #REF! | #REF! | #REF! | #REF! | #REF! | #REF! | #REF! | #REF! | #REF! | #REF! | #REF! | #REF! | #REF! | #REF! | #REF! | #REF! | #REF! | #REF! | #REF! | #REF! | #REF! | #REF! | #REF! | #REF! | #REF! | #REF! | #REF! | #REF! | #REF! | #REF! | #REF! | #REF! | #REF! | #REF! | #REF! | #REF! | #REF! | #REF! | #REF! | #REF! | #REF! | #REF! | #REF! | #REF! | #REF! | #REF! | #REF! | #REF! | #REF! | #REF! | #REF! | #REF! | #REF! | #REF! | #REF! | #REF! | #REF! | #REF! | #REF! | #REF! | #REF! | #REF! | #REF! | #REF! | #REF! | #REF! | #REF! | #REF! | #REF! | #REF! | #REF! | #REF! | #REF! | #REF! | #REF! | #REF! | #REF! | #REF! | #REF! | #REF! | #REF! | #REF! | #REF! | #REF! | #REF! | #REF! | #REF! | #REF! | #REF! | #REF! | #REF! | #REF! | #REF! | #REF! | #REF! | #REF! | #REF! | #REF! | #REF! | #REF! | #REF! | #REF! | #REF! | #REF! | #REF! | #REF! | #REF! | #REF! | #REF! | #REF! | #REF! | #REF! | #REF! | #REF! | #REF! | #REF! | #REF! | #REF! | #REF! | #REF! | #REF! | #REF! | #REF! | #REF! | #REF! | #REF! | #REF! | #REF! | #REF! | #REF! | #REF! | #REF! | #REF! | #REF! | #REF! | #REF! | #REF! | #REF! | #REF! | #REF! | #REF! | #REF! | #REF! | #REF!
| Kettle - Stan | 0 | S | S | K | #REF! | #REF! | #REF! | #REF! | #REF! | #REF! | #REF! | #REF! | #REF! | #REF! | #REF! | #REF! | #REF! | #REF! | #REF! | #REF! | #REF! | #REF! | #REF! | #REF! | #REF! | #REF! | #REF! | #REF! | #REF! | #REF! | #REF! | #REF! | #REF! | #REF! | #REF! | #REF! | #REF! | #REF! | #REF! | #REF! | #REF! | #REF! | #REF! | #REF! | #REF! | #REF! | #REF! | #REF! | #REF! | #REF! | #REF! | #REF! | #REF! | #REF! | #REF! | #REF! | #REF! | #REF! | #REF! | #REF! | #REF! | #REF! | #REF! | #REF! | #REF! | #REF! | #REF! | #REF! | #REF! | #REF! | #REF! | #REF! | #REF! | #REF! | #REF! | #REF! | #REF! | #REF! | #REF! | #REF! | #REF! | #REF! | #REF! | #REF! | #REF! | #REF! | #REF! | #REF! | #REF! | #REF! | #REF! | #REF! | #REF! | #REF! | #REF! | #REF! | #REF! | #REF! | #REF! | #REF! | #REF! | #REF! | #REF! | #REF! | #REF! | #REF! | #REF! | #REF! | #REF! | #REF! | #REF! | #REF! | #REF! | #REF! | #REF! | #REF! | #REF! | #REF! | #REF! | #REF! | #REF! | #REF! | #REF! | #REF! | #REF! | #REF! | #REF! | #REF! | #REF! | #REF! | #REF! | #REF! | #REF! | #REF! | #REF! | #REF! | #REF! | #REF! | #REF! | #REF! | #REF! | #REF! | #REF! | #REF! | #REF! | #REF! | #REF! | #REF! | #REF! | #REF! | #REF! | #REF! | #REF! | #REF! | #REF! | #REF! | #REF! | #REF! | #REF! | #REF! | #REF! | #REF! | #REF! | #REF! | #REF! | #REF! | #REF! | #REF! | #REF! | #REF! | #REF! | #REF! | #REF! | #REF! | #REF! | #REF! | #REF! | #REF! | #REF! | #REF! | #REF! | #REF! | #REF! | #REF! | #REF! | #REF! | #REF! | #REF! | #REF! | #REF! | #REF! | #REF! | #REF! | #REF! | #REF! | #REF! | #REF! | #REF! | #REF! | #REF! | #REF! | #REF! | #REF! | #REF! | #REF! | #REF! | #REF! | #REF! | #REF! | #REF! | #REF! | #REF! | #REF! | #REF! | #REF! | #REF! | #REF! | #REF! | #REF! | #REF! | #REF! | #REF! | #REF! | #REF! | #REF! | #REF! | #REF! | #REF! | #REF! | #REF! | #REF! | #REF! | #REF! | #REF! | #REF! | #REF! | #REF! | #REF! | #REF! | #REF! | #REF! | #REF! | #REF! | #REF! | #REF! | #REF! | #REF! | #REF! | #REF! | #REF! | #REF! | #REF! | #REF! | #REF! | #REF! | #REF! | #REF! | #REF! | #REF! | #REF! | #REF! | #REF! | #REF! | #REF! | #REF! | #REF! | #REF! | #REF! | #REF! | #REF! | #REF! | #REF! | #REF! | #REF! | #REF! | #REF! | #REF! | #REF! | #REF! | #REF! | #REF! | #REF! | #REF! | #REF! | #REF! | #REF! | #REF! | #REF! | #REF! | #REF! | #REF! | #REF! | #REF! | #REF! | #REF! | #REF! | #REF! | #REF! | #REF! | #REF! | #REF! | #REF! | #REF! | #REF! | #REF! | #REF! | #REF! | #REF! | #REF! | #REF! | #REF! | #REF! | #REF! | #REF! | #REF! | #REF! | #REF! | #REF! | #REF! | #REF! | #REF! | #REF! | #REF! | #REF! | #REF! | #REF! | #REF! | #REF! | #REF! | #REF! | #REF! | #REF! | #REF! | #REF! | #REF! | #REF! | #REF! | #REF! | #REF! | #REF! | #REF! | #REF! | #REF! | #REF! | #REF! | #REF! | #REF! | #REF! | #REF! | #REF! | #REF! | #REF! | #REF! | #REF! | #REF! | #REF! | #REF! | #REF! | #REF! | #REF! | #REF! | #REF! | #REF! | #REF! | #REF! | #REF! | #REF! | #REF! | #REF!
| Kettle - King 26 | 108.29 | K2 | K | K | #REF! | #REF! | #REF! | #REF! | #REF! | #REF! | #REF! | #REF! | #REF! | #REF! | #REF! | #REF! | #REF! | #REF! | #REF! | #REF! | #REF! | #REF! | #REF! | #REF! | #REF! | #REF! | #REF! | #REF! | #REF! | #REF! | #REF! | #REF! | #REF! | #REF! | #REF! | #REF! | #REF! | #REF! | #REF! | #REF! | #REF! | #REF! | #REF! | #REF! | #REF! | #REF! | #REF! | #REF! | #REF! | #REF! | #REF! | #REF! | #REF! | #REF! | #REF! | #REF! | #REF! | #REF! | #REF! | #REF! | #REF! | #REF! | #REF! | #REF! | #REF! | #REF! | #REF! | #REF! | #REF! | #REF! | #REF! | #REF! | #REF! | #REF! | #REF! | #REF! | #REF! | #REF! | #REF! | #REF! | #REF! | #REF! | #REF! | #REF! | #REF! | #REF! | #REF! | #REF! | #REF! | #REF! | #REF! | #REF! | #REF! | #REF! | #REF! | #REF! | #REF! | #REF! | #REF! | #REF! | #REF! | #REF! | #REF! | #REF! | #REF! | #REF! | #REF! | #REF! | #REF! | #REF! | #REF! | #REF! | #REF! | #REF! | #REF! | #REF! | #REF! | #REF! | #REF! | #REF! | #REF! | #REF! | #REF! | #REF! | #REF! | #REF! | #REF! | #REF! | #REF! | #REF! | #REF! | #REF! | #REF! | #REF! | #REF! | #REF! | #REF! | #REF! | #REF! | #REF! | #REF! | #REF! | #REF! | #REF! | #REF! | #REF! | #REF! | #REF! | #REF! | #REF! | #REF! | #REF! | #REF! | #REF! | #REF! | #REF! | #REF! | #REF! | #REF! | #REF! | #REF! | #REF! | #REF! | #REF! | #REF! | #REF! | #REF! | #REF! | #REF! | #REF! | #REF! | #REF! | #REF! | #REF! | #REF! | #REF! | #REF! | #REF! | #REF! | #REF! | #REF! | #REF! | #REF! | #REF! | #REF! | #REF! | #REF! | #REF! | #REF! | #REF! | #REF! | #REF! | #REF! | #REF! | #REF! | #REF! | #REF! | #REF! | #REF! | #REF! | #REF! | #REF! | #REF! | #REF! | #REF! | #REF! | #REF! | #REF! | #REF! | #REF! | #REF! | #REF! | #REF! | #REF! | #REF! | #REF! | #REF! | #REF! | #REF! | #REF! | #REF! | #REF! | #REF! | #REF! | #REF! | #REF! | #REF! | #REF! | #REF! | #REF! | #REF! | #REF! | #REF! | #REF! | #REF! | #REF! | #REF! | #REF! | #REF! | #REF! | #REF! | #REF! | #REF! | #REF! | #REF! | #REF! | #REF! | #REF! | #REF! | #REF! | #REF! | #REF! | #REF! | #REF! | #REF! | #REF! | #REF! | #REF! | #REF! | #REF! | #REF! | #REF! | #REF! | #REF! | #REF! | #REF! | #REF! | #REF! | #REF! | #REF! | #REF! | #REF! | #REF! | #REF! | #REF! | #REF! | #REF! | #REF! | #REF! | #REF! | #REF! | #REF! | #REF! | #REF! | #REF! | #REF! | #REF! | #REF! | #REF! | #REF! | #REF! | #REF! | #REF! | #REF! | #REF! | #REF! | #REF! | #REF! | #REF! | #REF! | #REF! | #REF! | #REF! | #REF! | #REF! | #REF! | #REF! | #REF! | #REF! | #REF! | #REF! | #REF! | #REF! | #REF! | #REF! | #REF! | #REF! | #REF! | #REF! | #REF! | #REF! | #REF! | #REF! | #REF! | #REF! | #REF! | #REF! | #REF! | #REF! | #REF! | #REF! | #REF! | #REF! | #REF! | #REF! | #REF! | #REF! | #REF! | #REF! | #REF! | #REF! | #REF! | #REF! | #REF! | #REF! | #REF! | #REF! | #REF! | #REF! | #REF! | #REF! | #REF! | #REF! | #REF! | #REF! | #REF! | #REF! | #REF! | #REF! | #REF! | #REF! | #REF! | #REF! | #REF! | #REF! | #REF! | #REF! | #REF! | #REF!
| Northeast - King | 108.29 | K1 | K | N | #REF! | #REF! | #REF! | #REF! | #REF! | #REF! | #REF! | #REF! | #REF! | #REF! | #REF! | #REF! | #REF! | #REF! | #REF! | #REF! | #REF! | #REF! | #REF! | #REF! | #REF! | #REF! | #REF! | #REF! | #REF! | #REF! | #REF! | #REF! | #REF! | #REF! | #REF! | #REF! | #REF! | #REF! | #REF! | #REF! | #REF! | #REF! | #REF! | #REF! | #REF! | #REF! | #REF! | #REF! | #REF! | #REF! | #REF! | #REF! | #REF! | #REF! | #REF! | #REF! | #REF! | #REF! | #REF! | #REF! | #REF! | #REF! | #REF! | #REF! | #REF! | #REF! | #REF! | #REF! | #REF! | #REF! | #REF! | #REF! | #REF! | #REF! | #REF! | #REF! | #REF! | #REF! | #REF! | #REF! | #REF! | #REF! | #REF! | #REF! | #REF! | #REF! | #REF! | #REF! | #REF! | #REF! | #REF! | #REF! | #REF! | #REF! | #REF! | #REF! | #REF! | #REF! | #REF! | #REF! | #REF! | #REF! | #REF! | #REF! | #REF! | #REF! | #REF! | #REF! | #REF! | #REF! | #REF! | #REF! | #REF! | #REF! | #REF! | #REF! | #REF! | #REF! | #REF! | #REF! | #REF! | #REF! | #REF! | #REF! | #REF! | #REF! | #REF! | #REF! | #REF! | #REF! | #REF! | #REF! | #REF! | #REF! | #REF! | #REF! | #REF! | #REF! | #REF! | #REF! | #REF! | #REF! | #REF! | #REF! | #REF! | #REF! | #REF! | #REF! | #REF! | #REF! | #REF! | #REF! | #REF! | #REF! | #REF! | #REF! | #REF! | #REF! | #REF! | #REF! | #REF! | #REF! | #REF! | #REF! | #REF! | #REF! | #REF! | #REF! | #REF! | #REF! | #REF! | #REF! | #REF! | #REF! | #REF! | #REF! | #REF! | #REF! | #REF! | #REF! | #REF! | #REF! | #REF! | #REF! | #REF! | #REF! | #REF! | #REF! | #REF! | #REF! | #REF! | #REF! | #REF! | #REF! | #REF! | #REF! | #REF! | #REF! | #REF! | #REF! | #REF! | #REF! | #REF! | #REF! | #REF! | #REF! | #REF! | #REF! | #REF! | #REF! | #REF! | #REF! | #REF! | #REF! | #REF! | #REF! | #REF! | #REF! | #REF! | #REF! | #REF! | #REF! | #REF! | #REF! | #REF! | #REF! | #REF! | #REF! | #REF! | #REF! | #REF! | #REF! | #REF! | #REF! | #REF! | #REF! | #REF! | #REF! | #REF! | #REF! | #REF! | #REF! | #REF! | #REF! | #REF! | #REF! | #REF! | #REF! | #REF! | #REF! | #REF! | #REF! | #REF! | #REF! | #REF! | #REF! | #REF! | #REF! | #REF! | #REF! | #REF! | #REF! | #REF! | #REF! | #REF! | #REF! | #REF! | #REF! | #REF! | #REF! | #REF! | #REF! | #REF! | #REF! | #REF! | #REF! | #REF! | #REF! | #REF! | #REF! | #REF! | #REF! | #REF! | #REF! | #REF! | #REF! | #REF! | #REF! | #REF! | #REF! | #REF! | #REF! | #REF! | #REF! | #REF! | #REF! | #REF! | #REF! | #REF! | #REF! | #REF! | #REF! | #REF! | #REF! | #REF! | #REF! | #REF! | #REF! | #REF! | #REF! | #REF! | #REF! | #REF! | #REF! | #REF! | #REF! | #REF! | #REF! | #REF! | #REF! | #REF! | #REF! | #REF! | #REF! | #REF! | #REF! | #REF! | #REF! | #REF! | #REF! | #REF! | #REF! | #REF! | #REF! | #REF! | #REF! | #REF! | #REF! | #REF! | #REF! | #REF! | #REF! | #REF! | #REF! | #REF! | #REF! | #REF! | #REF! | #REF! | #REF! | #REF! | #REF! | #REF! | #REF! | #REF! | #REF! | #REF! | #REF! | #REF! | #REF! | #REF! | #REF! | #REF! | #REF! | #REF! | #REF! | #REF! | #REF! | #REF!
| Northeast - Stan | 0 | S | S | N | #REF! | #REF! | #REF! | #REF! | #REF! | #REF! | #REF! | #REF! | #REF! | #REF! | #REF! | #REF! | #REF! | #REF! | #REF! | #REF! | #REF! | #REF! | #REF! | #REF! | #REF! | #REF! | #REF! | #REF! | #REF! | #REF! | #REF! | #REF! | #REF! | #REF! | #REF! | #REF! | #REF! | #REF! | #REF! | #REF! | #REF! | #REF! | #REF! | #REF! | #REF! | #REF! | #REF! | #REF! | #REF! | #REF! | #REF! | #REF! | #REF! | #REF! | #REF! | #REF! | #REF! | #REF! | #REF! | #REF! | #REF! | #REF! | #REF! | #REF! | #REF! | #REF! | #REF! | #REF! | #REF! | #REF! | #REF! | #REF! | #REF! | #REF! | #REF! | #REF! | #REF! | #REF! | #REF! | #REF! | #REF! | #REF! | #REF! | #REF! | #REF! | #REF! | #REF! | #REF! | #REF! | #REF! | #REF! | #REF! | #REF! | #REF! | #REF! | #REF! | #REF! | #REF! | #REF! | #REF! | #REF! | #REF! | #REF! | #REF! | #REF! | #REF! | #REF! | #REF! | #REF! | #REF! | #REF! | #REF! | #REF! | #REF! | #REF! | #REF! | #REF! | #REF! | #REF! | #REF! | #REF! | #REF! | #REF! | #REF! | #REF! | #REF! | #REF! | #REF! | #REF! | #REF! | #REF! | #REF! | #REF! | #REF! | #REF! | #REF! | #REF! | #REF! | #REF! | #REF! | #REF! | #REF! | #REF! | #REF! | #REF! | #REF! | #REF! | #REF! | #REF! | #REF! | #REF! | #REF! | #REF! | #REF! | #REF! | #REF! | #REF! | #REF! | #REF! | #REF! | #REF! | #REF! | #REF! | #REF! | #REF! | #REF! | #REF! | #REF! | #REF! | #REF! | #REF! | #REF! | #REF! | #REF! | #REF! | #REF! | #REF! | #REF! | #REF! | #REF! | #REF! | #REF! | #REF! | #REF! | #REF! | #REF! | #REF! | #REF! | #REF! | #REF! | #REF! | #REF! | #REF! | #REF! | #REF! | #REF! | #REF! | #REF! | #REF! | #REF! | #REF! | #REF! | #REF! | #REF! | #REF! | #REF! | #REF! | #REF! | #REF! | #REF! | #REF! | #REF! | #REF! | #REF! | #REF! | #REF! | #REF! | #REF! | #REF! | #REF! | #REF! | #REF! | #REF! | #REF! | #REF! | #REF! | #REF! | #REF! | #REF! | #REF! | #REF! | #REF! | #REF! | #REF! | #REF! | #REF! | #REF! | #REF! | #REF! | #REF! | #REF! | #REF! | #REF! | #REF! | #REF! | #REF! | #REF! | #REF! | #REF! | #REF! | #REF! | #REF! | #REF! | #REF! | #REF! | #REF! | #REF! | #REF! | #REF! | #REF! | #REF! | #REF! | #REF! | #REF! | #REF! | #REF! | #REF! | #REF! | #REF! | #REF! | #REF! | #REF! | #REF! | #REF! | #REF! | #REF! | #REF! | #REF! | #REF! | #REF! | #REF! | #REF! | #REF! | #REF! | #REF! | #REF! | #REF! | #REF! | #REF! | #REF! | #REF! | #REF! | #REF! | #REF! | #REF! | #REF! | #REF! | #REF! | #REF! | #REF! | #REF! | #REF! | #REF! | #REF! | #REF! | #REF! | #REF! | #REF! | #REF! | #REF! | #REF! | #REF! | #REF! | #REF! | #REF! | #REF! | #REF! | #REF! | #REF! | #REF! | #REF! | #REF! | #REF! | #REF! | #REF! | #REF! | #REF! | #REF! | #REF! | #REF! | #REF! | #REF! | #REF! | #REF! | #REF! | #REF! | #REF! | #REF! | #REF! | #REF! | #REF! | #REF! | #REF! | #REF! | #REF! | #REF! | #REF! | #REF! | #REF! | #REF! | #REF! | #REF! | #REF! | #REF! | #REF! | #REF! | #REF! | #REF! | #REF! | #REF! | #REF! | #REF! | #REF! | #REF! | #REF! | #REF! | #REF! | #REF! | #REF!
| Northeast - King 26 | 108.29 | K2 | K | N | #REF! | #REF! | #REF! | #REF! | #REF! | #REF! | #REF! | #REF! | #REF! | #REF! | #REF! | #REF! | #REF! | #REF! | #REF! | #REF! | #REF! | #REF! | #REF! | #REF! | #REF! | #REF! | #REF! | #REF! | #REF! | #REF! | #REF! | #REF! | #REF! | #REF! | #REF! | #REF! | #REF! | #REF! | #REF! | #REF! | #REF! | #REF! | #REF! | #REF! | #REF! | #REF! | #REF! | #REF! | #REF! | #REF! | #REF! | #REF! | #REF! | #REF! | #REF! | #REF! | #REF! | #REF! | #REF! | #REF! | #REF! | #REF! | #REF! | #REF! | #REF! | #REF! | #REF! | #REF! | #REF! | #REF! | #REF! | #REF! | #REF! | #REF! | #REF! | #REF! | #REF! | #REF! | #REF! | #REF! | #REF! | #REF! | #REF! | #REF! | #REF! | #REF! | #REF! | #REF! | #REF! | #REF! | #REF! | #REF! | #REF! | #REF! | #REF! | #REF! | #REF! | #REF! | #REF! | #REF! | #REF! | #REF! | #REF! | #REF! | #REF! | #REF! | #REF! | #REF! | #REF! | #REF! | #REF! | #REF! | #REF! | #REF! | #REF! | #REF! | #REF! | #REF! | #REF! | #REF! | #REF! | #REF! | #REF! | #REF! | #REF! | #REF! | #REF! | #REF! | #REF! | #REF! | #REF! | #REF! | #REF! | #REF! | #REF! | #REF! | #REF! | #REF! | #REF! | #REF! | #REF! | #REF! | #REF! | #REF! | #REF! | #REF! | #REF! | #REF! | #REF! | #REF! | #REF! | #REF! | #REF! | #REF! | #REF! | #REF! | #REF! | #REF! | #REF! | #REF! | #REF! | #REF! | #REF! | #REF! | #REF! | #REF! | #REF! | #REF! | #REF! | #REF! | #REF! | #REF! | #REF! | #REF! | #REF! | #REF! | #REF! | #REF! | #REF! | #REF! | #REF! | #REF! | #REF! | #REF! | #REF! | #REF! | #REF! | #REF! | #REF! | #REF! | #REF! | #REF! | #REF! | #REF! | #REF! | #REF! | #REF! | #REF! | #REF! | #REF! | #REF! | #REF! | #REF! | #REF! | #REF! | #REF! | #REF! | #REF! | #REF! | #REF! | #REF! | #REF! | #REF! | #REF! | #REF! | #REF! | #REF! | #REF! | #REF! | #REF! | #REF! | #REF! | #REF! | #REF! | #REF! | #REF! | #REF! | #REF! | #REF! | #REF! | #REF! | #REF! | #REF! | #REF! | #REF! | #REF! | #REF! | #REF! | #REF! | #REF! | #REF! | #REF! | #REF! | #REF! | #REF! | #REF! | #REF! | #REF! | #REF! | #REF! | #REF! | #REF! | #REF! | #REF! | #REF! | #REF! | #REF! | #REF! | #REF! | #REF! | #REF! | #REF! | #REF! | #REF! | #REF! | #REF! | #REF! | #REF! | #REF! | #REF! | #REF! | #REF! | #REF! | #REF! | #REF! | #REF! | #REF! | #REF! | #REF! | #REF! | #REF! | #REF! | #REF! | #REF! | #REF! | #REF! | #REF! | #REF! | #REF! | #REF! | #REF! | #REF! | #REF! | #REF! | #REF! | #REF! | #REF! | #REF! | #REF! | #REF! | #REF! | #REF! | #REF! | #REF! | #REF! | #REF! | #REF! | #REF! | #REF! | #REF! | #REF! | #REF! | #REF! | #REF! | #REF! | #REF! | #REF! | #REF! | #REF! | #REF! | #REF! | #REF! | #REF! | #REF! | #REF! | #REF! | #REF! | #REF! | #REF! | #REF! | #REF! | #REF! | #REF! | #REF! | #REF! | #REF! | #REF! | #REF! | #REF! | #REF! | #REF! | #REF! | #REF! | #REF! | #REF! | #REF! | #REF! | #REF! | #REF! | #REF! | #REF! | #REF! | #REF! | #REF! | #REF! | #REF! | #REF! | #REF! | #REF! | #REF! | #REF! | #REF! | #REF! | #REF! | #REF! | #REF! | #REF! | #REF! | #REF!
| CS2 - King | 304.25 | K1 | K | C | #REF! | #REF! | #REF! | #REF! | #REF! | #REF! | #REF! | #REF! | #REF! | #REF! | #REF! | #REF! | #REF! | #REF! | #REF! | #REF! | #REF! | #REF! | #REF! | #REF! | #REF! | #REF! | #REF! | #REF! | #REF! | #REF! | #REF! | #REF! | #REF! | #REF! | #REF! | #REF! | #REF! | #REF! | #REF! | #REF! | #REF! | #REF! | #REF! | #REF! | #REF! | #REF! | #REF! | #REF! | #REF! | #REF! | #REF! | #REF! | #REF! | #REF! | #REF! | #REF! | #REF! | #REF! | #REF! | #REF! | #REF! | #REF! | #REF! | #REF! | #REF! | #REF! | #REF! | #REF! | #REF! | #REF! | #REF! | #REF! | #REF! | #REF! | #REF! | #REF! | #REF! | #REF! | #REF! | #REF! | #REF! | #REF! | #REF! | #REF! | #REF! | #REF! | #REF! | #REF! | #REF! | #REF! | #REF! | #REF! | #REF! | #REF! | #REF! | #REF! | #REF! | #REF! | #REF! | #REF! | #REF! | #REF! | #REF! | #REF! | #REF! | #REF! | #REF! | #REF! | #REF! | #REF! | #REF! | #REF! | #REF! | #REF! | #REF! | #REF! | #REF! | #REF! | #REF! | #REF! | #REF! | #REF! | #REF! | #REF! | #REF! | #REF! | #REF! | #REF! | #REF! | #REF! | #REF! | #REF! | #REF! | #REF! | #REF! | #REF! | #REF! | #REF! | #REF! | #REF! | #REF! | #REF! | #REF! | #REF! | #REF! | #REF! | #REF! | #REF! | #REF! | #REF! | #REF! | #REF! | #REF! | #REF! | #REF! | #REF! | #REF! | #REF! | #REF! | #REF! | #REF! | #REF! | #REF! | #REF! | #REF! | #REF! | #REF! | #REF! | #REF! | #REF! | #REF! | #REF! | #REF! | #REF! | #REF! | #REF! | #REF! | #REF! | #REF! | #REF! | #REF! | #REF! | #REF! | #REF! | #REF! | #REF! | #REF! | #REF! | #REF! | #REF! | #REF! | #REF! | #REF! | #REF! | #REF! | #REF! | #REF! | #REF! | #REF! | #REF! | #REF! | #REF! | #REF! | #REF! | #REF! | #REF! | #REF! | #REF! | #REF! | #REF! | #REF! | #REF! | #REF! | #REF! | #REF! | #REF! | #REF! | #REF! | #REF! | #REF! | #REF! | #REF! | #REF! | #REF! | #REF! | #REF! | #REF! | #REF! | #REF! | #REF! | #REF! | #REF! | #REF! | #REF! | #REF! | #REF! | #REF! | #REF! | #REF! | #REF! | #REF! | #REF! | #REF! | #REF! | #REF! | #REF! | #REF! | #REF! | #REF! | #REF! | #REF! | #REF! | #REF! | #REF! | #REF! | #REF! | #REF! | #REF! | #REF! | #REF! | #REF! | #REF! | #REF! | #REF! | #REF! | #REF! | #REF! | #REF! | #REF! | #REF! | #REF! | #REF! | #REF! | #REF! | #REF! | #REF! | #REF! | #REF! | #REF! | #REF! | #REF! | #REF! | #REF! | #REF! | #REF! | #REF! | #REF! | #REF! | #REF! | #REF! | #REF! | #REF! | #REF! | #REF! | #REF! | #REF! | #REF! | #REF! | #REF! | #REF! | #REF! | #REF! | #REF! | #REF! | #REF! | #REF! | #REF! | #REF! | #REF! | #REF! | #REF! | #REF! | #REF! | #REF! | #REF! | #REF! | #REF! | #REF! | #REF! | #REF! | #REF! | #REF! | #REF! | #REF! | #REF! | #REF! | #REF! | #REF! | #REF! | #REF! | #REF! | #REF! | #REF! | #REF! | #REF! | #REF! | #REF! | #REF! | #REF! | #REF! | #REF! | #REF! | #REF! | #REF! | #REF! | #REF! | #REF! | #REF! | #REF! | #REF! | #REF! | #REF! | #REF! | #REF! | #REF! | #REF! | #REF! | #REF! | #REF! | #REF! | #REF! | #REF! | #REF! | #REF! | #REF! | #REF! | #REF! | #REF! | #REF!
| CS2 - Stan | 26.88 | S | S | C | #REF! | #REF! | #REF! | #REF! | #REF! | #REF! | #REF! | #REF! | #REF! | #REF! | #REF! | #REF! | #REF! | #REF! | #REF! | #REF! | #REF! | #REF! | #REF! | #REF! | #REF! | #REF! | #REF! | #REF! | #REF! | #REF! | #REF! | #REF! | #REF! | #REF! | #REF! | #REF! | #REF! | #REF! | #REF! | #REF! | #REF! | #REF! | #REF! | #REF! | #REF! | #REF! | #REF! | #REF! | #REF! | #REF! | #REF! | #REF! | #REF! | #REF! | #REF! | #REF! | #REF! | #REF! | #REF! | #REF! | #REF! | #REF! | #REF! | #REF! | #REF! | #REF! | #REF! | #REF! | #REF! | #REF! | #REF! | #REF! | #REF! | #REF! | #REF! | #REF! | #REF! | #REF! | #REF! | #REF! | #REF! | #REF! | #REF! | #REF! | #REF! | #REF! | #REF! | #REF! | #REF! | #REF! | #REF! | #REF! | #REF! | #REF! | #REF! | #REF! | #REF! | #REF! | #REF! | #REF! | #REF! | #REF! | #REF! | #REF! | #REF! | #REF! | #REF! | #REF! | #REF! | #REF! | #REF! | #REF! | #REF! | #REF! | #REF! | #REF! | #REF! | #REF! | #REF! | #REF! | #REF! | #REF! | #REF! | #REF! | #REF! | #REF! | #REF! | #REF! | #REF! | #REF! | #REF! | #REF! | #REF! | #REF! | #REF! | #REF! | #REF! | #REF! | #REF! | #REF! | #REF! | #REF! | #REF! | #REF! | #REF! | #REF! | #REF! | #REF! | #REF! | #REF! | #REF! | #REF! | #REF! | #REF! | #REF! | #REF! | #REF! | #REF! | #REF! | #REF! | #REF! | #REF! | #REF! | #REF! | #REF! | #REF! | #REF! | #REF! | #REF! | #REF! | #REF! | #REF! | #REF! | #REF! | #REF! | #REF! | #REF! | #REF! | #REF! | #REF! | #REF! | #REF! | #REF! | #REF! | #REF! | #REF! | #REF! | #REF! | #REF! | #REF! | #REF! | #REF! | #REF! | #REF! | #REF! | #REF! | #REF! | #REF! | #REF! | #REF! | #REF! | #REF! | #REF! | #REF! | #REF! | #REF! | #REF! | #REF! | #REF! | #REF! | #REF! | #REF! | #REF! | #REF! | #REF! | #REF! | #REF! | #REF! | #REF! | #REF! | #REF! | #REF! | #REF! | #REF! | #REF! | #REF! | #REF! | #REF! | #REF! | #REF! | #REF! | #REF! | #REF! | #REF! | #REF! | #REF! | #REF! | #REF! | #REF! | #REF! | #REF! | #REF! | #REF! | #REF! | #REF! | #REF! | #REF! | #REF! | #REF! | #REF! | #REF! | #REF! | #REF! | #REF! | #REF! | #REF! | #REF! | #REF! | #REF! | #REF! | #REF! | #REF! | #REF! | #REF! | #REF! | #REF! | #REF! | #REF! | #REF! | #REF! | #REF! | #REF! | #REF! | #REF! | #REF! | #REF! | #REF! | #REF! | #REF! | #REF! | #REF! | #REF! | #REF! | #REF! | #REF! | #REF! | #REF! | #REF! | #REF! | #REF! | #REF! | #REF! | #REF! | #REF! | #REF! | #REF! | #REF! | #REF! | #REF! | #REF! | #REF! | #REF! | #REF! | #REF! | #REF! | #REF! | #REF! | #REF! | #REF! | #REF! | #REF! | #REF! | #REF! | #REF! | #REF! | #REF! | #REF! | #REF! | #REF! | #REF! | #REF! | #REF! | #REF! | #REF! | #REF! | #REF! | #REF! | #REF! | #REF! | #REF! | #REF! | #REF! | #REF! | #REF! | #REF! | #REF! | #REF! | #REF! | #REF! | #REF! | #REF! | #REF! | #REF! | #REF! | #REF! | #REF! | #REF! | #REF! | #REF! | #REF! | #REF! | #REF! | #REF! | #REF! | #REF! | #REF! | #REF! | #REF! | #REF! | #REF! | #REF! | #REF! | #REF! | #REF! | #REF! | #REF! | #REF! | #REF! | #REF!
| CS2 - King 26 | 304.25 | K2 | K | C | #REF! | #REF! | #REF! | #REF! | #REF! | #REF! | #REF! | #REF! | #REF! | #REF! | #REF! | #REF! | #REF! | #REF! | #REF! | #REF! | #REF! | #REF! | #REF! | #REF! | #REF! | #REF! | #REF! | #REF! | #REF! | #REF! | #REF! | #REF! | #REF! | #REF! | #REF! | #REF! | #REF! | #REF! | #REF! | #REF! | #REF! | #REF! | #REF! | #REF! | #REF! | #REF! | #REF! | #REF! | #REF! | #REF! | #REF! | #REF! | #REF! | #REF! | #REF! | #REF! | #REF! | #REF! | #REF! | #REF! | #REF! | #REF! | #REF! | #REF! | #REF! | #REF! | #REF! | #REF! | #REF! | #REF! | #REF! | #REF! | #REF! | #REF! | #REF! | #REF! | #REF! | #REF! | #REF! | #REF! | #REF! | #REF! | #REF! | #REF! | #REF! | #REF! | #REF! | #REF! | #REF! | #REF! | #REF! | #REF! | #REF! | #REF! | #REF! | #REF! | #REF! | #REF! | #REF! | #REF! | #REF! | #REF! | #REF! | #REF! | #REF! | #REF! | #REF! | #REF! | #REF! | #REF! | #REF! | #REF! | #REF! | #REF! | #REF! | #REF! | #REF! | #REF! | #REF! | #REF! | #REF! | #REF! | #REF! | #REF! | #REF! | #REF! | #REF! | #REF! | #REF! | #REF! | #REF! | #REF! | #REF! | #REF! | #REF! | #REF! | #REF! | #REF! | #REF! | #REF! | #REF! | #REF! | #REF! | #REF! | #REF! | #REF! | #REF! | #REF! | #REF! | #REF! | #REF! | #REF! | #REF! | #REF! | #REF! | #REF! | #REF! | #REF! | #REF! | #REF! | #REF! | #REF! | #REF! | #REF! | #REF! | #REF! | #REF! | #REF! | #REF! | #REF! | #REF! | #REF! | #REF! | #REF! | #REF! | #REF! | #REF! | #REF! | #REF! | #REF! | #REF! | #REF! | #REF! | #REF! | #REF! | #REF! | #REF! | #REF! | #REF! | #REF! | #REF! | #REF! | #REF! | #REF! | #REF! | #REF! | #REF! | #REF! | #REF! | #REF! | #REF! | #REF! | #REF! | #REF! | #REF! | #REF! | #REF! | #REF! | #REF! | #REF! | #REF! | #REF! | #REF! | #REF! | #REF! | #REF! | #REF! | #REF! | #REF! | #REF! | #REF! | #REF! | #REF! | #REF! | #REF! | #REF! | #REF! | #REF! | #REF! | #REF! | #REF! | #REF! | #REF! | #REF! | #REF! | #REF! | #REF! | #REF! | #REF! | #REF! | #REF! | #REF! | #REF! | #REF! | #REF! | #REF! | #REF! | #REF! | #REF! | #REF! | #REF! | #REF! | #REF! | #REF! | #REF! | #REF! | #REF! | #REF! | #REF! | #REF! | #REF! | #REF! | #REF! | #REF! | #REF! | #REF! | #REF! | #REF! | #REF! | #REF! | #REF! | #REF! | #REF! | #REF! | #REF! | #REF! | #REF! | #REF! | #REF! | #REF! | #REF! | #REF! | #REF! | #REF! | #REF! | #REF! | #REF! | #REF! | #REF! | #REF! | #REF! | #REF! | #REF! | #REF! | #REF! | #REF! | #REF! | #REF! | #REF! | #REF! | #REF! | #REF! | #REF! | #REF! | #REF! | #REF! | #REF! | #REF! | #REF! | #REF! | #REF! | #REF! | #REF! | #REF! | #REF! | #REF! | #REF! | #REF! | #REF! | #REF! | #REF! | #REF! | #REF! | #REF! | #REF! | #REF! | #REF! | #REF! | #REF! | #REF! | #REF! | #REF! | #REF! | #REF! | #REF! | #REF! | #REF! | #REF! | #REF! | #REF! | #REF! | #REF! | #REF! | #REF! | #REF! | #REF! | #REF! | #REF! | #REF! | #REF! | #REF! | #REF! | #REF! | #REF! | #REF! | #REF! | #REF! | #REF! | #REF! | #REF! | #REF! | #REF! | #REF! | #REF! | #REF! | #REF! | #REF! | #REF! | #REF!
| Malin - King | 612.46 |  | K | no burn | #REF! | #REF! | #REF! | #REF! | #REF! | #REF! | #REF! | #REF! | #REF! | #REF! | #REF! | #REF! | #REF! | #REF! | #REF! | #REF! | #REF! | #REF! | #REF! | #REF! | #REF! | #REF! | #REF! | #REF! | #REF! | #REF! | #REF! | #REF! | #REF! | #REF! | #REF! | #REF! | #REF! | #REF! | #REF! | #REF! | #REF! | #REF! | #REF! | #REF! | #REF! | #REF! | #REF! | #REF! | #REF! | #REF! | #REF! | #REF! | #REF! | #REF! | #REF! | #REF! | #REF! | #REF! | #REF! | #REF! | #REF! | #REF! | #REF! | #REF! | #REF! | #REF! | #REF! | #REF! | #REF! | #REF! | #REF! | #REF! | #REF! | #REF! | #REF! | #REF! | #REF! | #REF! | #REF! | #REF! | #REF! | #REF! | #REF! | #REF! | #REF! | #REF! | #REF! | #REF! | #REF! | #REF! | #REF! | #REF! | #REF! | #REF! | #REF! | #REF! | #REF! | #REF! | #REF! | #REF! | #REF! | #REF! | #REF! | #REF! | #REF! | #REF! | #REF! | #REF! | #REF! | #REF! | #REF! | #REF! | #REF! | #REF! | #REF! | #REF! | #REF! | #REF! | #REF! | #REF! | #REF! | #REF! | #REF! | #REF! | #REF! | #REF! | #REF! | #REF! | #REF! | #REF! | #REF! | #REF! | #REF! | #REF! | #REF! | #REF! | #REF! | #REF! | #REF! | #REF! | #REF! | #REF! | #REF! | #REF! | #REF! | #REF! | #REF! | #REF! | #REF! | #REF! | #REF! | #REF! | #REF! | #REF! | #REF! | #REF! | #REF! | #REF! | #REF! | #REF! | #REF! | #REF! | #REF! | #REF! | #REF! | #REF! | #REF! | #REF! | #REF! | #REF! | #REF! | #REF! | #REF! | #REF! | #REF! | #REF! | #REF! | #REF! | #REF! | #REF! | #REF! | #REF! | #REF! | #REF! | #REF! | #REF! | #REF! | #REF! | #REF! | #REF! | #REF! | #REF! | #REF! | #REF! | #REF! | #REF! | #REF! | #REF! | #REF! | #REF! | #REF! | #REF! | #REF! | #REF! | #REF! | #REF! | #REF! | #REF! | #REF! | #REF! | #REF! | #REF! | #REF! | #REF! | #REF! | #REF! | #REF! | #REF! | #REF! | #REF! | #REF! | #REF! | #REF! | #REF! | #REF! | #REF! | #REF! | #REF! | #REF! | #REF! | #REF! | #REF! | #REF! | #REF! | #REF! | #REF! | #REF! | #REF! | #REF! | #REF! | #REF! | #REF! | #REF! | #REF! | #REF! | #REF! | #REF! | #REF! | #REF! | #REF! | #REF! | #REF! | #REF! | #REF! | #REF! | #REF! | #REF! | #REF! | #REF! | #REF! | #REF! | #REF! | #REF! | #REF! | #REF! | #REF! | #REF! | #REF! | #REF! | #REF! | #REF! | #REF! | #REF! | #REF! | #REF! | #REF! | #REF! | #REF! | #REF! | #REF! | #REF! | #REF! | #REF! | #REF! | #REF! | #REF! | #REF! | #REF! | #REF! | #REF! | #REF! | #REF! | #REF! | #REF! | #REF! | #REF! | #REF! | #REF! | #REF! | #REF! | #REF! | #REF! | #REF! | #REF! | #REF! | #REF! | #REF! | #REF! | #REF! | #REF! | #REF! | #REF! | #REF! | #REF! | #REF! | #REF! | #REF! | #REF! | #REF! | #REF! | #REF! | #REF! | #REF! | #REF! | #REF! | #REF! | #REF! | #REF! | #REF! | #REF! | #REF! | #REF! | #REF! | #REF! | #REF! | #REF! | #REF! | #REF! | #REF! | #REF! | #REF! | #REF! | #REF! | #REF! | #REF! | #REF! | #REF! | #REF! | #REF! | #REF! | #REF! | #REF! | #REF! | #REF! | #REF! | #REF! | #REF! | #REF! | #REF! | #REF! | #REF! | #REF! | #REF! | #REF! | #REF! | #REF! | #REF! | #REF! | #REF!
| Stan - King | 277.37 |  | K | no burn | #REF! | #REF! | #REF! | #REF! | #REF! | #REF! | #REF! | #REF! | #REF! | #REF! | #REF! | #REF! | #REF! | #REF! | #REF! | #REF! | #REF! | #REF! | #REF! | #REF! | #REF! | #REF! | #REF! | #REF! | #REF! | #REF! | #REF! | #REF! | #REF! | #REF! | #REF! | #REF! | #REF! | #REF! | #REF! | #REF! | #REF! | #REF! | #REF! | #REF! | #REF! | #REF! | #REF! | #REF! | #REF! | #REF! | #REF! | #REF! | #REF! | #REF! | #REF! | #REF! | #REF! | #REF! | #REF! | #REF! | #REF! | #REF! | #REF! | #REF! | #REF! | #REF! | #REF! | #REF! | #REF! | #REF! | #REF! | #REF! | #REF! | #REF! | #REF! | #REF! | #REF! | #REF! | #REF! | #REF! | #REF! | #REF! | #REF! | #REF! | #REF! | #REF! | #REF! | #REF! | #REF! | #REF! | #REF! | #REF! | #REF! | #REF! | #REF! | #REF! | #REF! | #REF! | #REF! | #REF! | #REF! | #REF! | #REF! | #REF! | #REF! | #REF! | #REF! | #REF! | #REF! | #REF! | #REF! | #REF! | #REF! | #REF! | #REF! | #REF! | #REF! | #REF! | #REF! | #REF! | #REF! | #REF! | #REF! | #REF! | #REF! | #REF! | #REF! | #REF! | #REF! | #REF! | #REF! | #REF! | #REF! | #REF! | #REF! | #REF! | #REF! | #REF! | #REF! | #REF! | #REF! | #REF! | #REF! | #REF! | #REF! | #REF! | #REF! | #REF! | #REF! | #REF! | #REF! | #REF! | #REF! | #REF! | #REF! | #REF! | #REF! | #REF! | #REF! | #REF! | #REF! | #REF! | #REF! | #REF! | #REF! | #REF! | #REF! | #REF! | #REF! | #REF! | #REF! | #REF! | #REF! | #REF! | #REF! | #REF! | #REF! | #REF! | #REF! | #REF! | #REF! | #REF! | #REF! | #REF! | #REF! | #REF! | #REF! | #REF! | #REF! | #REF! | #REF! | #REF! | #REF! | #REF! | #REF! | #REF! | #REF! | #REF! | #REF! | #REF! | #REF! | #REF! | #REF! | #REF! | #REF! | #REF! | #REF! | #REF! | #REF! | #REF! | #REF! | #REF! | #REF! | #REF! | #REF! | #REF! | #REF! | #REF! | #REF! | #REF! | #REF! | #REF! | #REF! | #REF! | #REF! | #REF! | #REF! | #REF! | #REF! | #REF! | #REF! | #REF! | #REF! | #REF! | #REF! | #REF! | #REF! | #REF! | #REF! | #REF! | #REF! | #REF! | #REF! | #REF! | #REF! | #REF! | #REF! | #REF! | #REF! | #REF! | #REF! | #REF! | #REF! | #REF! | #REF! | #REF! | #REF! | #REF! | #REF! | #REF! | #REF! | #REF! | #REF! | #REF! | #REF! | #REF! | #REF! | #REF! | #REF! | #REF! | #REF! | #REF! | #REF! | #REF! | #REF! | #REF! | #REF! | #REF! | #REF! | #REF! | #REF! | #REF! | #REF! | #REF! | #REF! | #REF! | #REF! | #REF! | #REF! | #REF! | #REF! | #REF! | #REF! | #REF! | #REF! | #REF! | #REF! | #REF! | #REF! | #REF! | #REF! | #REF! | #REF! | #REF! | #REF! | #REF! | #REF! | #REF! | #REF! | #REF! | #REF! | #REF! | #REF! | #REF! | #REF! | #REF! | #REF! | #REF! | #REF! | #REF! | #REF! | #REF! | #REF! | #REF! | #REF! | #REF! | #REF! | #REF! | #REF! | #REF! | #REF! | #REF! | #REF! | #REF! | #REF! | #REF! | #REF! | #REF! | #REF! | #REF! | #REF! | #REF! | #REF! | #REF! | #REF! | #REF! | #REF! | #REF! | #REF! | #REF! | #REF! | #REF! | #REF! | #REF! | #REF! | #REF! | #REF! | #REF! | #REF! | #REF! | #REF! | #REF! | #REF! | #REF! | #REF! | #REF! | #REF! | #REF! | #REF!
Gas Purch Qty b4 Fuel |  |  |  | categ | [368 empty] | 2025
000's of dth/dy | buy AECO - burn |  |  | B |  | #REF! | #REF! | #REF! | #REF! | #REF! | #REF! | #REF! | #REF! | #REF! | #REF! | #REF! | #REF! | #REF! | #REF! | #REF! | #REF! | #REF! | #REF! | #REF! | #REF! | #REF! | #REF! | #REF! | #REF! | #REF! | #REF! | #REF! | #REF! | #REF! | #REF! | #REF! | #REF! | #REF! | #REF! | #REF! | #REF! | #REF! | #REF! | #REF! | #REF! | #REF! | #REF! | #REF! | #REF! | #REF! | #REF! | #REF! | #REF! | #REF! | #REF! | #REF! | #REF! | #REF! | #REF! | #REF! | #REF! | #REF! | #REF! | #REF! | #REF! | #REF! | #REF! | #REF! | #REF! | #REF! | #REF! | #REF! | #REF! | #REF! | #REF! | #REF! | #REF! | #REF! | #REF! | #REF! | #REF! | #REF! | #REF! | #REF! | #REF! | #REF! | #REF! | #REF! | #REF! | #REF! | #REF! | #REF! | #REF! | #REF! | #REF! | #REF! | #REF! | #REF! | #REF! | #REF! | #REF! | #REF! | #REF! | #REF! | #REF! | #REF! | #REF! | #REF! | #REF! | #REF! | #REF! | #REF! | #REF! | #REF! | #REF! | #REF! | #REF! | #REF! | #REF! | #REF! | #REF! | #REF! | #REF! | #REF! | #REF! | #REF! | #REF! | #REF! | #REF! | #REF! | #REF! | #REF! | #REF! | #REF! | #REF! | #REF! | #REF! | #REF! | #REF! | #REF! | #REF! | #REF! | #REF! | #REF! | #REF! | #REF! | #REF! | #REF! | #REF! | #REF! | #REF! | #REF! | #REF! | #REF! | #REF! | #REF! | #REF! | #REF! | #REF! | #REF! | #REF! | #REF! | #REF! | #REF! | #REF! | #REF! | #REF! | #REF! | #REF! | #REF! | #REF! | #REF! | #REF! | #REF! | #REF! | #REF! | #REF! | #REF! | #REF! | #REF! | #REF! | #REF! | #REF! | #REF! | #REF! | #REF! | #REF! | #REF! | #REF! | #REF! | #REF! | #REF! | #REF! | #REF! | #REF! | #REF! | #REF! | #REF! | #REF! | #REF! | #REF! | #REF! | #REF! | #REF! | #REF! | #REF! | #REF! | #REF! | #REF! | #REF! | #REF! | #REF! | #REF! | #REF! | #REF! | #REF! | #REF! | #REF! | #REF! | #REF! | #REF! | #REF! | #REF! | #REF! | #REF! | #REF! | #REF! | #REF! | #REF! | #REF! | #REF! | #REF! | #REF! | #REF! | #REF! | #REF! | #REF! | #REF! | #REF! | #REF! | #REF! | #REF! | #REF! | #REF! | #REF! | #REF! | #REF! | #REF! | #REF! | #REF! | #REF! | #REF! | #REF! | #REF! | #REF! | #REF! | #REF! | #REF! | #REF! | #REF! | #REF! | #REF! | #REF! | #REF! | #REF! | #REF! | #REF! | #REF! | #REF! | #REF! | #REF! | #REF! | #REF! | #REF! | #REF! | #REF! | #REF! | #REF! | #REF! | #REF! | #REF! | #REF! | #REF! | #REF! | #REF! | #REF! | #REF! | #REF! | #REF! | #REF! | #REF! | #REF! | #REF! | #REF! | #REF! | #REF! | #REF! | #REF! | #REF! | #REF! | #REF! | #REF! | #REF! | #REF! | #REF! | #REF! | #REF! | #REF! | #REF! | #REF! | #REF! | #REF! | #REF! | #REF! | #REF! | #REF! | #REF! | #REF! | #REF! | #REF! | #REF! | #REF! | #REF! | #REF! | #REF! | #REF! | #REF! | #REF! | #REF! | #REF! | #REF! | #REF! | #REF! | #REF! | #REF! | #REF! | #REF! | #REF! | #REF! | #REF! | #REF! | #REF! | #REF! | #REF! | #REF! | #REF! | #REF! | #REF! | #REF! | #REF! | #REF! | #REF! | #REF! | #REF! | #REF! | #REF! | #REF! | #REF! | #REF! | #REF! | #REF! | #REF! | #REF! | #REF! | #REF! | #REF! | #REF! | #REF! | #REF! | #REF! | #REF! | #REF! | 69989 | buy every day
| buy AECO - no burn |  |  | NB |  | #REF! | #REF! | #REF! | #REF! | #REF! | #REF! | #REF! | #REF! | #REF! | #REF! | #REF! | #REF! | #REF! | #REF! | #REF! | #REF! | #REF! | #REF! | #REF! | #REF! | #REF! | #REF! | #REF! | #REF! | #REF! | #REF! | #REF! | #REF! | #REF! | #REF! | #REF! | #REF! | #REF! | #REF! | #REF! | #REF! | #REF! | #REF! | #REF! | #REF! | #REF! | #REF! | #REF! | #REF! | #REF! | #REF! | #REF! | #REF! | #REF! | #REF! | #REF! | #REF! | #REF! | #REF! | #REF! | #REF! | #REF! | #REF! | #REF! | #REF! | #REF! | #REF! | #REF! | #REF! | #REF! | #REF! | #REF! | #REF! | #REF! | #REF! | #REF! | #REF! | #REF! | #REF! | #REF! | #REF! | #REF! | #REF! | #REF! | #REF! | #REF! | #REF! | #REF! | #REF! | #REF! | #REF! | #REF! | #REF! | #REF! | #REF! | #REF! | #REF! | #REF! | #REF! | #REF! | #REF! | #REF! | #REF! | #REF! | #REF! | #REF! | #REF! | #REF! | #REF! | #REF! | #REF! | #REF! | #REF! | #REF! | #REF! | #REF! | #REF! | #REF! | #REF! | #REF! | #REF! | #REF! | #REF! | #REF! | #REF! | #REF! | #REF! | #REF! | #REF! | #REF! | #REF! | #REF! | #REF! | #REF! | #REF! | #REF! | #REF! | #REF! | #REF! | #REF! | #REF! | #REF! | #REF! | #REF! | #REF! | #REF! | #REF! | #REF! | #REF! | #REF! | #REF! | #REF! | #REF! | #REF! | #REF! | #REF! | #REF! | #REF! | #REF! | #REF! | #REF! | #REF! | #REF! | #REF! | #REF! | #REF! | #REF! | #REF! | #REF! | #REF! | #REF! | #REF! | #REF! | #REF! | #REF! | #REF! | #REF! | #REF! | #REF! | #REF! | #REF! | #REF! | #REF! | #REF! | #REF! | #REF! | #REF! | #REF! | #REF! | #REF! | #REF! | #REF! | #REF! | #REF! | #REF! | #REF! | #REF! | #REF! | #REF! | #REF! | #REF! | #REF! | #REF! | #REF! | #REF! | #REF! | #REF! | #REF! | #REF! | #REF! | #REF! | #REF! | #REF! | #REF! | #REF! | #REF! | #REF! | #REF! | #REF! | #REF! | #REF! | #REF! | #REF! | #REF! | #REF! | #REF! | #REF! | #REF! | #REF! | #REF! | #REF! | #REF! | #REF! | #REF! | #REF! | #REF! | #REF! | #REF! | #REF! | #REF! | #REF! | #REF! | #REF! | #REF! | #REF! | #REF! | #REF! | #REF! | #REF! | #REF! | #REF! | #REF! | #REF! | #REF! | #REF! | #REF! | #REF! | #REF! | #REF! | #REF! | #REF! | #REF! | #REF! | #REF! | #REF! | #REF! | #REF! | #REF! | #REF! | #REF! | #REF! | #REF! | #REF! | #REF! | #REF! | #REF! | #REF! | #REF! | #REF! | #REF! | #REF! | #REF! | #REF! | #REF! | #REF! | #REF! | #REF! | #REF! | #REF! | #REF! | #REF! | #REF! | #REF! | #REF! | #REF! | #REF! | #REF! | #REF! | #REF! | #REF! | #REF! | #REF! | #REF! | #REF! | #REF! | #REF! | #REF! | #REF! | #REF! | #REF! | #REF! | #REF! | #REF! | #REF! | #REF! | #REF! | #REF! | #REF! | #REF! | #REF! | #REF! | #REF! | #REF! | #REF! | #REF! | #REF! | #REF! | #REF! | #REF! | #REF! | #REF! | #REF! | #REF! | #REF! | #REF! | #REF! | #REF! | #REF! | #REF! | #REF! | #REF! | #REF! | #REF! | #REF! | #REF! | #REF! | #REF! | #REF! | #REF! | #REF! | #REF! | #REF! | #REF! | #REF! | #REF! | #REF! | #REF! | #REF! | #REF! | #REF! | #REF! | #REF! | #REF! | #REF! | #REF! | #REF! | #REF! | #REF! | #REF! | #REF! | #REF! | #REF!
| buy King - burn |  |  | B |  | 0 | #REF! | #REF! | #REF! | #REF! | #REF! | #REF! | #REF! | #REF! | #REF! | #REF! | #REF! | #REF! | #REF! | #REF! | #REF! | #REF! | #REF! | #REF! | #REF! | #REF! | #REF! | #REF! | #REF! | #REF! | #REF! | #REF! | #REF! | #REF! | #REF! | #REF! | #REF! | #REF! | #REF! | #REF! | #REF! | #REF! | #REF! | #REF! | #REF! | #REF! | #REF! | #REF! | #REF! | #REF! | #REF! | #REF! | #REF! | #REF! | #REF! | #REF! | #REF! | #REF! | #REF! | #REF! | #REF! | #REF! | #REF! | #REF! | #REF! | #REF! | #REF! | #REF! | #REF! | #REF! | #REF! | #REF! | #REF! | #REF! | #REF! | #REF! | #REF! | #REF! | #REF! | #REF! | #REF! | #REF! | #REF! | #REF! | #REF! | #REF! | #REF! | #REF! | #REF! | #REF! | #REF! | #REF! | #REF! | #REF! | #REF! | #REF! | #REF! | #REF! | #REF! | #REF! | #REF! | #REF! | #REF! | #REF! | #REF! | #REF! | #REF! | #REF! | #REF! | #REF! | #REF! | #REF! | #REF! | #REF! | #REF! | #REF! | #REF! | #REF! | #REF! | #REF! | #REF! | #REF! | #REF! | #REF! | #REF! | #REF! | #REF! | #REF! | #REF! | #REF! | #REF! | #REF! | #REF! | #REF! | #REF! | #REF! | #REF! | #REF! | #REF! | #REF! | #REF! | #REF! | #REF! | #REF! | #REF! | #REF! | #REF! | #REF! | #REF! | #REF! | #REF! | #REF! | #REF! | #REF! | #REF! | #REF! | #REF! | #REF! | #REF! | #REF! | #REF! | #REF! | #REF! | #REF! | #REF! | #REF! | #REF! | #REF! | #REF! | #REF! | #REF! | #REF! | #REF! | #REF! | #REF! | #REF! | #REF! | #REF! | #REF! | #REF! | #REF! | #REF! | #REF! | #REF! | #REF! | #REF! | #REF! | #REF! | #REF! | #REF! | #REF! | #REF! | #REF! | #REF! | #REF! | #REF! | #REF! | #REF! | #REF! | #REF! | #REF! | #REF! | #REF! | #REF! | #REF! | #REF! | #REF! | #REF! | #REF! | #REF! | #REF! | #REF! | #REF! | #REF! | #REF! | #REF! | #REF! | #REF! | #REF! | #REF! | #REF! | #REF! | #REF! | #REF! | #REF! | #REF! | #REF! | #REF! | #REF! | #REF! | #REF! | #REF! | #REF! | #REF! | #REF! | #REF! | #REF! | #REF! | #REF! | #REF! | #REF! | #REF! | #REF! | #REF! | #REF! | #REF! | #REF! | #REF! | #REF! | #REF! | #REF! | #REF! | #REF! | #REF! | #REF! | #REF! | #REF! | #REF! | #REF! | #REF! | #REF! | #REF! | #REF! | #REF! | #REF! | #REF! | #REF! | #REF! | #REF! | #REF! | #REF! | #REF! | #REF! | #REF! | #REF! | #REF! | #REF! | #REF! | #REF! | #REF! | #REF! | #REF! | #REF! | #REF! | #REF! | #REF! | #REF! | #REF! | #REF! | #REF! | #REF! | #REF! | #REF! | #REF! | #REF! | #REF! | #REF! | #REF! | #REF! | #REF! | #REF! | #REF! | #REF! | #REF! | #REF! | #REF! | #REF! | #REF! | #REF! | #REF! | #REF! | #REF! | #REF! | #REF! | #REF! | #REF! | #REF! | #REF! | #REF! | #REF! | #REF! | #REF! | #REF! | #REF! | #REF! | #REF! | #REF! | #REF! | #REF! | #REF! | #REF! | #REF! | #REF! | #REF! | #REF! | #REF! | #REF! | #REF! | #REF! | #REF! | #REF! | #REF! | #REF! | #REF! | #REF! | #REF! | #REF! | #REF! | #REF! | #REF! | #REF! | #REF! | #REF! | #REF! | #REF! | #REF! | #REF! | #REF! | #REF! | #REF! | #REF! | #REF! | #REF! | #REF! | #REF! | #REF! | #REF! | #REF! | #REF! | #REF! | #REF! | #REF! | -601 | buy(sell) every day
| buy(sell) King - no burn |  |  | NB |  | -601 | #REF! | #REF! | #REF! | #REF! | #REF! | #REF! | #REF! | #REF! | #REF! | #REF! | #REF! | #REF! | #REF! | #REF! | #REF! | #REF! | #REF! | #REF! | #REF! | #REF! | #REF! | #REF! | #REF! | #REF! | #REF! | #REF! | #REF! | #REF! | #REF! | #REF! | #REF! | #REF! | #REF! | #REF! | #REF! | #REF! | #REF! | #REF! | #REF! | #REF! | #REF! | #REF! | #REF! | #REF! | #REF! | #REF! | #REF! | #REF! | #REF! | #REF! | #REF! | #REF! | #REF! | #REF! | #REF! | #REF! | #REF! | #REF! | #REF! | #REF! | #REF! | #REF! | #REF! | #REF! | #REF! | #REF! | #REF! | #REF! | #REF! | #REF! | #REF! | #REF! | #REF! | #REF! | #REF! | #REF! | #REF! | #REF! | #REF! | #REF! | #REF! | #REF! | #REF! | #REF! | #REF! | #REF! | #REF! | #REF! | #REF! | #REF! | #REF! | #REF! | #REF! | #REF! | #REF! | #REF! | #REF! | #REF! | #REF! | #REF! | #REF! | #REF! | #REF! | #REF! | #REF! | #REF! | #REF! | #REF! | #REF! | #REF! | #REF! | #REF! | #REF! | #REF! | #REF! | #REF! | #REF! | #REF! | #REF! | #REF! | #REF! | #REF! | #REF! | #REF! | #REF! | #REF! | #REF! | #REF! | #REF! | #REF! | #REF! | #REF! | #REF! | #REF! | #REF! | #REF! | #REF! | #REF! | #REF! | #REF! | #REF! | #REF! | #REF! | #REF! | #REF! | #REF! | #REF! | #REF! | #REF! | #REF! | #REF! | #REF! | #REF! | #REF! | #REF! | #REF! | #REF! | #REF! | #REF! | #REF! | #REF! | #REF! | #REF! | #REF! | #REF! | #REF! | #REF! | #REF! | #REF! | #REF! | #REF! | #REF! | #REF! | #REF! | #REF! | #REF! | #REF! | #REF! | #REF! | #REF! | #REF! | #REF! | #REF! | #REF! | #REF! | #REF! | #REF! | #REF! | #REF! | #REF! | #REF! | #REF! | #REF! | #REF! | #REF! | #REF! | #REF! | #REF! | #REF! | #REF! | #REF! | #REF! | #REF! | #REF! | #REF! | #REF! | #REF! | #REF! | #REF! | #REF! | #REF! | #REF! | #REF! | #REF! | #REF! | #REF! | #REF! | #REF! | #REF! | #REF! | #REF! | #REF! | #REF! | #REF! | #REF! | #REF! | #REF! | #REF! | #REF! | #REF! | #REF! | #REF! | #REF! | #REF! | #REF! | #REF! | #REF! | #REF! | #REF! | #REF! | #REF! | #REF! | #REF! | #REF! | #REF! | #REF! | #REF! | #REF! | #REF! | #REF! | #REF! | #REF! | #REF! | #REF! | #REF! | #REF! | #REF! | #REF! | #REF! | #REF! | #REF! | #REF! | #REF! | #REF! | #REF! | #REF! | #REF! | #REF! | #REF! | #REF! | #REF! | #REF! | #REF! | #REF! | #REF! | #REF! | #REF! | #REF! | #REF! | #REF! | #REF! | #REF! | #REF! | #REF! | #REF! | #REF! | #REF! | #REF! | #REF! | #REF! | #REF! | #REF! | #REF! | #REF! | #REF! | #REF! | #REF! | #REF! | #REF! | #REF! | #REF! | #REF! | #REF! | #REF! | #REF! | #REF! | #REF! | #REF! | #REF! | #REF! | #REF! | #REF! | #REF! | #REF! | #REF! | #REF! | #REF! | #REF! | #REF! | #REF! | #REF! | #REF! | #REF! | #REF! | #REF! | #REF! | #REF! | #REF! | #REF! | #REF! | #REF! | #REF! | #REF! | #REF! | #REF! | #REF! | #REF! | #REF! | #REF! | #REF! | #REF! | #REF! | #REF! | #REF! | #REF! | #REF! | #REF! | #REF! | #REF! | #REF! | #REF! | #REF! | #REF! | #REF! | #REF! | #REF! | #REF! | #REF! | #REF! | #REF! | #REF! | #REF! | #REF! | #REF! | #REF! | #REF!
| buy Stan - burn |  |  | B |  | 0 | 63734.7038 | #REF! | #REF! | #REF! | #REF! | #REF! | #REF! | #REF! | #REF! | #REF! | #REF! | #REF! | #REF! | #REF! | #REF! | #REF! | #REF! | #REF! | #REF! | #REF! | #REF! | #REF! | #REF! | #REF! | #REF! | #REF! | #REF! | #REF! | #REF! | #REF! | #REF! | #REF! | #REF! | #REF! | #REF! | #REF! | #REF! | #REF! | #REF! | #REF! | #REF! | #REF! | #REF! | #REF! | #REF! | #REF! | #REF! | #REF! | #REF! | #REF! | #REF! | #REF! | #REF! | #REF! | #REF! | #REF! | #REF! | #REF! | #REF! | #REF! | #REF! | #REF! | #REF! | #REF! | #REF! | #REF! | #REF! | #REF! | #REF! | #REF! | #REF! | #REF! | #REF! | #REF! | #REF! | #REF! | #REF! | #REF! | #REF! | #REF! | #REF! | #REF! | #REF! | #REF! | #REF! | #REF! | #REF! | #REF! | #REF! | #REF! | #REF! | #REF! | #REF! | #REF! | #REF! | #REF! | #REF! | #REF! | #REF! | #REF! | #REF! | #REF! | #REF! | #REF! | #REF! | #REF! | #REF! | #REF! | #REF! | #REF! | #REF! | #REF! | #REF! | #REF! | #REF! | #REF! | #REF! | #REF! | #REF! | #REF! | #REF! | #REF! | #REF! | #REF! | #REF! | #REF! | #REF! | #REF! | #REF! | #REF! | #REF! | #REF! | #REF! | #REF! | #REF! | #REF! | #REF! | #REF! | #REF! | #REF! | #REF! | #REF! | #REF! | #REF! | #REF! | #REF! | #REF! | #REF! | #REF! | #REF! | #REF! | #REF! | #REF! | #REF! | #REF! | #REF! | #REF! | #REF! | #REF! | #REF! | #REF! | #REF! | #REF! | #REF! | #REF! | #REF! | #REF! | #REF! | #REF! | #REF! | #REF! | #REF! | #REF! | #REF! | #REF! | #REF! | #REF! | #REF! | #REF! | #REF! | #REF! | #REF! | #REF! | #REF! | #REF! | #REF! | #REF! | #REF! | #REF! | #REF! | #REF! | #REF! | #REF! | #REF! | #REF! | #REF! | #REF! | #REF! | #REF! | #REF! | #REF! | #REF! | #REF! | #REF! | #REF! | #REF! | #REF! | #REF! | #REF! | #REF! | #REF! | #REF! | #REF! | #REF! | #REF! | #REF! | #REF! | #REF! | #REF! | #REF! | #REF! | #REF! | #REF! | #REF! | #REF! | #REF! | #REF! | #REF! | #REF! | #REF! | #REF! | #REF! | #REF! | #REF! | #REF! | #REF! | #REF! | #REF! | #REF! | #REF! | #REF! | #REF! | #REF! | #REF! | #REF! | #REF! | #REF! | #REF! | #REF! | #REF! | #REF! | #REF! | #REF! | #REF! | #REF! | #REF! | #REF! | #REF! | #REF! | #REF! | #REF! | #REF! | #REF! | #REF! | #REF! | #REF! | #REF! | #REF! | #REF! | #REF! | #REF! | #REF! | #REF! | #REF! | #REF! | #REF! | #REF! | #REF! | #REF! | #REF! | #REF! | #REF! | #REF! | #REF! | #REF! | #REF! | #REF! | #REF! | #REF! | #REF! | #REF! | #REF! | #REF! | #REF! | #REF! | #REF! | #REF! | #REF! | #REF! | #REF! | #REF! | #REF! | #REF! | #REF! | #REF! | #REF! | #REF! | #REF! | #REF! | #REF! | #REF! | #REF! | #REF! | #REF! | #REF! | #REF! | #REF! | #REF! | #REF! | #REF! | #REF! | #REF! | #REF! | #REF! | #REF! | #REF! | #REF! | #REF! | #REF! | #REF! | #REF! | #REF! | #REF! | #REF! | #REF! | #REF! | #REF! | #REF! | #REF! | #REF! | #REF! | #REF! | #REF! | #REF! | #REF! | #REF! | #REF! | #REF! | #REF! | #REF! | #REF! | #REF! | #REF! | #REF! | #REF! | #REF! | #REF! | #REF! | #REF! | #REF! | #REF! | #REF! | #REF! | #REF! | #REF! | #REF!
| sell Stan - no burn |  |  | NB |  | -13879.41 | 0 | #REF! | #REF! | #REF! | #REF! | #REF! | #REF! | #REF! | #REF! | #REF! | #REF! | #REF! | #REF! | #REF! | #REF! | #REF! | #REF! | #REF! | #REF! | #REF! | #REF! | #REF! | #REF! | #REF! | #REF! | #REF! | #REF! | #REF! | #REF! | #REF! | #REF! | #REF! | #REF! | #REF! | #REF! | #REF! | #REF! | #REF! | #REF! | #REF! | #REF! | #REF! | #REF! | #REF! | #REF! | #REF! | #REF! | #REF! | #REF! | #REF! | #REF! | #REF! | #REF! | #REF! | #REF! | #REF! | #REF! | #REF! | #REF! | #REF! | #REF! | #REF! | #REF! | #REF! | #REF! | #REF! | #REF! | #REF! | #REF! | #REF! | #REF! | #REF! | #REF! | #REF! | #REF! | #REF! | #REF! | #REF! | #REF! | #REF! | #REF! | #REF! | #REF! | #REF! | #REF! | #REF! | #REF! | #REF! | #REF! | #REF! | #REF! | #REF! | #REF! | #REF! | #REF! | #REF! | #REF! | #REF! | #REF! | #REF! | #REF! | #REF! | #REF! | #REF! | #REF! | #REF! | #REF! | #REF! | #REF! | #REF! | #REF! | #REF! | #REF! | #REF! | #REF! | #REF! | #REF! | #REF! | #REF! | #REF! | #REF! | #REF! | #REF! | #REF! | #REF! | #REF! | #REF! | #REF! | #REF! | #REF! | #REF! | #REF! | #REF! | #REF! | #REF! | #REF! | #REF! | #REF! | #REF! | #REF! | #REF! | #REF! | #REF! | #REF! | #REF! | #REF! | #REF! | #REF! | #REF! | #REF! | #REF! | #REF! | #REF! | #REF! | #REF! | #REF! | #REF! | #REF! | #REF! | #REF! | #REF! | #REF! | #REF! | #REF! | #REF! | #REF! | #REF! | #REF! | #REF! | #REF! | #REF! | #REF! | #REF! | #REF! | #REF! | #REF! | #REF! | #REF! | #REF! | #REF! | #REF! | #REF! | #REF! | #REF! | #REF! | #REF! | #REF! | #REF! | #REF! | #REF! | #REF! | #REF! | #REF! | #REF! | #REF! | #REF! | #REF! | #REF! | #REF! | #REF! | #REF! | #REF! | #REF! | #REF! | #REF! | #REF! | #REF! | #REF! | #REF! | #REF! | #REF! | #REF! | #REF! | #REF! | #REF! | #REF! | #REF! | #REF! | #REF! | #REF! | #REF! | #REF! | #REF! | #REF! | #REF! | #REF! | #REF! | #REF! | #REF! | #REF! | #REF! | #REF! | #REF! | #REF! | #REF! | #REF! | #REF! | #REF! | #REF! | #REF! | #REF! | #REF! | #REF! | #REF! | #REF! | #REF! | #REF! | #REF! | #REF! | #REF! | #REF! | #REF! | #REF! | #REF! | #REF! | #REF! | #REF! | #REF! | #REF! | #REF! | #REF! | #REF! | #REF! | #REF! | #REF! | #REF! | #REF! | #REF! | #REF! | #REF! | #REF! | #REF! | #REF! | #REF! | #REF! | #REF! | #REF! | #REF! | #REF! | #REF! | #REF! | #REF! | #REF! | #REF! | #REF! | #REF! | #REF! | #REF! | #REF! | #REF! | #REF! | #REF! | #REF! | #REF! | #REF! | #REF! | #REF! | #REF! | #REF! | #REF! | #REF! | #REF! | #REF! | #REF! | #REF! | #REF! | #REF! | #REF! | #REF! | #REF! | #REF! | #REF! | #REF! | #REF! | #REF! | #REF! | #REF! | #REF! | #REF! | #REF! | #REF! | #REF! | #REF! | #REF! | #REF! | #REF! | #REF! | #REF! | #REF! | #REF! | #REF! | #REF! | #REF! | #REF! | #REF! | #REF! | #REF! | #REF! | #REF! | #REF! | #REF! | #REF! | #REF! | #REF! | #REF! | #REF! | #REF! | #REF! | #REF! | #REF! | #REF! | #REF! | #REF! | #REF! | #REF! | #REF! | #REF! | #REF! | #REF! | #REF! | #REF! | #REF! | #REF! | #REF! | #REF! | #REF!
| sell Malin - no burn |  |  | NB |  | -26388 | -21083.623 | #REF! | #REF! | #REF! | #REF! | #REF! | #REF! | #REF! | #REF! | #REF! | #REF! | #REF! | #REF! | #REF! | #REF! | #REF! | #REF! | #REF! | #REF! | #REF! | #REF! | #REF! | #REF! | #REF! | #REF! | #REF! | #REF! | #REF! | #REF! | #REF! | #REF! | #REF! | #REF! | #REF! | #REF! | #REF! | #REF! | #REF! | #REF! | #REF! | #REF! | #REF! | #REF! | #REF! | #REF! | #REF! | #REF! | #REF! | #REF! | #REF! | #REF! | #REF! | #REF! | #REF! | #REF! | #REF! | #REF! | #REF! | #REF! | #REF! | #REF! | #REF! | #REF! | #REF! | #REF! | #REF! | #REF! | #REF! | #REF! | #REF! | #REF! | #REF! | #REF! | #REF! | #REF! | #REF! | #REF! | #REF! | #REF! | #REF! | #REF! | #REF! | #REF! | #REF! | #REF! | #REF! | #REF! | #REF! | #REF! | #REF! | #REF! | #REF! | #REF! | #REF! | #REF! | #REF! | #REF! | #REF! | #REF! | #REF! | #REF! | #REF! | #REF! | #REF! | #REF! | #REF! | #REF! | #REF! | #REF! | #REF! | #REF! | #REF! | #REF! | #REF! | #REF! | #REF! | #REF! | #REF! | #REF! | #REF! | #REF! | #REF! | #REF! | #REF! | #REF! | #REF! | #REF! | #REF! | #REF! | #REF! | #REF! | #REF! | #REF! | #REF! | #REF! | #REF! | #REF! | #REF! | #REF! | #REF! | #REF! | #REF! | #REF! | #REF! | #REF! | #REF! | #REF! | #REF! | #REF! | #REF! | #REF! | #REF! | #REF! | #REF! | #REF! | #REF! | #REF! | #REF! | #REF! | #REF! | #REF! | #REF! | #REF! | #REF! | #REF! | #REF! | #REF! | #REF! | #REF! | #REF! | #REF! | #REF! | #REF! | #REF! | #REF! | #REF! | #REF! | #REF! | #REF! | #REF! | #REF! | #REF! | #REF! | #REF! | #REF! | #REF! | #REF! | #REF! | #REF! | #REF! | #REF! | #REF! | #REF! | #REF! | #REF! | #REF! | #REF! | #REF! | #REF! | #REF! | #REF! | #REF! | #REF! | #REF! | #REF! | #REF! | #REF! | #REF! | #REF! | #REF! | #REF! | #REF! | #REF! | #REF! | #REF! | #REF! | #REF! | #REF! | #REF! | #REF! | #REF! | #REF! | #REF! | #REF! | #REF! | #REF! | #REF! | #REF! | #REF! | #REF! | #REF! | #REF! | #REF! | #REF! | #REF! | #REF! | #REF! | #REF! | #REF! | #REF! | #REF! | #REF! | #REF! | #REF! | #REF! | #REF! | #REF! | #REF! | #REF! | #REF! | #REF! | #REF! | #REF! | #REF! | #REF! | #REF! | #REF! | #REF! | #REF! | #REF! | #REF! | #REF! | #REF! | #REF! | #REF! | #REF! | #REF! | #REF! | #REF! | #REF! | #REF! | #REF! | #REF! | #REF! | #REF! | #REF! | #REF! | #REF! | #REF! | #REF! | #REF! | #REF! | #REF! | #REF! | #REF! | #REF! | #REF! | #REF! | #REF! | #REF! | #REF! | #REF! | #REF! | #REF! | #REF! | #REF! | #REF! | #REF! | #REF! | #REF! | #REF! | #REF! | #REF! | #REF! | #REF! | #REF! | #REF! | #REF! | #REF! | #REF! | #REF! | #REF! | #REF! | #REF! | #REF! | #REF! | #REF! | #REF! | #REF! | #REF! | #REF! | #REF! | #REF! | #REF! | #REF! | #REF! | #REF! | #REF! | #REF! | #REF! | #REF! | #REF! | #REF! | #REF! | #REF! | #REF! | #REF! | #REF! | #REF! | #REF! | #REF! | #REF! | #REF! | #REF! | #REF! | #REF! | #REF! | #REF! | #REF! | #REF! | #REF! | #REF! | #REF! | #REF! | #REF! | #REF! | #REF! | #REF! | #REF! | #REF! | #REF! | #REF! | #REF! | #REF! | #REF! | #REF!
| Total Burned Dth |  |  |  |  | 29120.59 | 112039.0808 | #REF! | #REF! | #REF! | #REF! | #REF! | #REF! | #REF! | #REF! | #REF! | #REF! | #REF! | #REF! | #REF! | #REF! | #REF! | #REF! | #REF! | #REF! | #REF! | #REF! | #REF! | #REF! | #REF! | #REF! | #REF! | #REF! | #REF! | #REF! | #REF! | #REF! | #REF! | #REF! | #REF! | #REF! | #REF! | #REF! | #REF! | #REF! | #REF! | #REF! | #REF! | #REF! | #REF! | #REF! | #REF! | #REF! | #REF! | #REF! | #REF! | #REF! | #REF! | #REF! | #REF! | #REF! | #REF! | #REF! | #REF! | #REF! | #REF! | #REF! | #REF! | #REF! | #REF! | #REF! | #REF! | #REF! | #REF! | #REF! | #REF! | #REF! | #REF! | #REF! | #REF! | #REF! | #REF! | #REF! | #REF! | #REF! | #REF! | #REF! | #REF! | #REF! | #REF! | #REF! | #REF! | #REF! | #REF! | #REF! | #REF! | #REF! | #REF! | #REF! | #REF! | #REF! | #REF! | #REF! | #REF! | #REF! | #REF! | #REF! | #REF! | #REF! | #REF! | #REF! | #REF! | #REF! | #REF! | #REF! | #REF! | #REF! | #REF! | #REF! | #REF! | #REF! | #REF! | #REF! | #REF! | #REF! | #REF! | #REF! | #REF! | #REF! | #REF! | #REF! | #REF! | #REF! | #REF! | #REF! | #REF! | #REF! | #REF! | #REF! | #REF! | #REF! | #REF! | #REF! | #REF! | #REF! | #REF! | #REF! | #REF! | #REF! | #REF! | #REF! | #REF! | #REF! | #REF! | #REF! | #REF! | #REF! | #REF! | #REF! | #REF! | #REF! | #REF! | #REF! | #REF! | #REF! | #REF! | #REF! | #REF! | #REF! | #REF! | #REF! | #REF! | #REF! | #REF! | #REF! | #REF! | #REF! | #REF! | #REF! | #REF! | #REF! | #REF! | #REF! | #REF! | #REF! | #REF! | #REF! | #REF! | #REF! | #REF! | #REF! | #REF! | #REF! | #REF! | #REF! | #REF! | #REF! | #REF! | #REF! | #REF! | #REF! | #REF! | #REF! | #REF! | #REF! | #REF! | #REF! | #REF! | #REF! | #REF! | #REF! | #REF! | #REF! | #REF! | #REF! | #REF! | #REF! | #REF! | #REF! | #REF! | #REF! | #REF! | #REF! | #REF! | #REF! | #REF! | #REF! | #REF! | #REF! | #REF! | #REF! | #REF! | #REF! | #REF! | #REF! | #REF! | #REF! | #REF! | #REF! | #REF! | #REF! | #REF! | #REF! | #REF! | #REF! | #REF! | #REF! | #REF! | #REF! | #REF! | #REF! | #REF! | #REF! | #REF! | #REF! | #REF! | #REF! | #REF! | #REF! | #REF! | #REF! | #REF! | #REF! | #REF! | #REF! | #REF! | #REF! | #REF! | #REF! | #REF! | #REF! | #REF! | #REF! | #REF! | #REF! | #REF! | #REF! | #REF! | #REF! | #REF! | #REF! | #REF! | #REF! | #REF! | #REF! | #REF! | #REF! | #REF! | #REF! | #REF! | #REF! | #REF! | #REF! | #REF! | #REF! | #REF! | #REF! | #REF! | #REF! | #REF! | #REF! | #REF! | #REF! | #REF! | #REF! | #REF! | #REF! | #REF! | #REF! | #REF! | #REF! | #REF! | #REF! | #REF! | #REF! | #REF! | #REF! | #REF! | #REF! | #REF! | #REF! | #REF! | #REF! | #REF! | #REF! | #REF! | #REF! | #REF! | #REF! | #REF! | #REF! | #REF! | #REF! | #REF! | #REF! | #REF! | #REF! | #REF! | #REF! | #REF! | #REF! | #REF! | #REF! | #REF! | #REF! | #REF! | #REF! | #REF! | #REF! | #REF! | #REF! | #REF! | #REF! | #REF! | #REF! | #REF! | #REF! | #REF! | #REF! | #REF! | #REF! | #REF! | #REF! | #REF! | #REF! | #REF! | #REF! | #REF! | #REF! | #REF! | 37026456.8669 | 101442.3476
[6 empty] | 0 | 0 | #REF! | #REF! | #REF! | #REF! | #REF! | #REF! | #REF! | #REF! | #REF! | #REF! | #REF! | #REF! | #REF! | #REF! | #REF! | #REF! | #REF! | #REF! | #REF! | #REF! | #REF! | #REF! | #REF! | #REF! | #REF! | #REF! | #REF! | #REF! | #REF! | #REF! | #REF! | #REF! | #REF! | #REF! | #REF! | #REF! | #REF! | #REF! | #REF! | #REF! | #REF! | #REF! | #REF! | #REF! | #REF! | #REF! | #REF! | #REF! | #REF! | #REF! | #REF! | #REF! | #REF! | #REF! | #REF! | #REF! | #REF! | #REF! | #REF! | #REF! | #REF! | #REF! | #REF! | #REF! | #REF! | #REF! | #REF! | #REF! | #REF! | #REF! | #REF! | #REF! | #REF! | #REF! | #REF! | #REF! | #REF! | #REF! | #REF! | #REF! | #REF! | #REF! | #REF! | #REF! | #REF! | #REF! | #REF! | #REF! | #REF! | #REF! | #REF! | #REF! | #REF! | #REF! | #REF! | #REF! | #REF! | #REF! | #REF! | #REF! | #REF! | #REF! | #REF! | #REF! | #REF! | #REF! | #REF! | #REF! | #REF! | #REF! | #REF! | #REF! | #REF! | #REF! | #REF! | #REF! | #REF! | #REF! | #REF! | #REF! | #REF! | #REF! | #REF! | #REF! | #REF! | #REF! | #REF! | #REF! | #REF! | #REF! | #REF! | #REF! | #REF! | #REF! | #REF! | #REF! | #REF! | #REF! | #REF! | #REF! | #REF! | #REF! | #REF! | #REF! | #REF! | #REF! | #REF! | #REF! | #REF! | #REF! | #REF! | #REF! | #REF! | #REF! | #REF! | #REF! | #REF! | #REF! | #REF! | #REF! | #REF! | #REF! | #REF! | #REF! | #REF! | #REF! | #REF! | #REF! | #REF! | #REF! | #REF! | #REF! | #REF! | #REF! | #REF! | #REF! | #REF! | #REF! | #REF! | #REF! | #REF! | #REF! | #REF! | #REF! | #REF! | #REF! | #REF! | #REF! | #REF! | #REF! | #REF! | #REF! | #REF! | #REF! | #REF! | #REF! | #REF! | #REF! | #REF! | #REF! | #REF! | #REF! | #REF! | #REF! | #REF! | #REF! | #REF! | #REF! | #REF! | #REF! | #REF! | #REF! | #REF! | #REF! | #REF! | #REF! | #REF! | #REF! | #REF! | #REF! | #REF! | #REF! | #REF! | #REF! | #REF! | #REF! | #REF! | #REF! | #REF! | #REF! | #REF! | #REF! | #REF! | #REF! | #REF! | #REF! | #REF! | #REF! | #REF! | #REF! | #REF! | #REF! | #REF! | #REF! | #REF! | #REF! | #REF! | #REF! | #REF! | #REF! | #REF! | #REF! | #REF! | #REF! | #REF! | #REF! | #REF! | #REF! | #REF! | #REF! | #REF! | #REF! | #REF! | #REF! | #REF! | #REF! | #REF! | #REF! | #REF! | #REF! | #REF! | #REF! | #REF! | #REF! | #REF! | #REF! | #REF! | #REF! | #REF! | #REF! | #REF! | #REF! | #REF! | #REF! | #REF! | #REF! | #REF! | #REF! | #REF! | #REF! | #REF! | #REF! | #REF! | #REF! | #REF! | #REF! | #REF! | #REF! | #REF! | #REF! | #REF! | #REF! | #REF! | #REF! | #REF! | #REF! | #REF! | #REF! | #REF! | #REF! | #REF! | #REF! | #REF! | #REF! | #REF! | #REF! | #REF! | #REF! | #REF! | #REF! | #REF! | #REF! | #REF! | #REF! | #REF! | #REF! | #REF! | #REF! | #REF! | #REF! | #REF! | #REF! | #REF! | #REF! | #REF! | #REF! | #REF! | #REF! | #REF! | #REF! | #REF! | #REF! | #REF! | #REF! | #REF! | #REF! | #REF! | #REF! | #REF! | #REF! | #REF! | #REF! | #REF! | #REF! | #REF! | #REF! | #REF! | #REF! | #REF! | #REF! | #REF! | #REF! | #REF! | 0
Fuel Loss Qty |  |  |  | categ | rate | [367 empty] | 2025
000's of dth/dy | AECO fuel qty - burn |  |  | B | 1.38% | 407.4875 | 675.9282 | #REF! | #REF! | #REF! | #REF! | #REF! | #REF! | #REF! | #REF! | #REF! | #REF! | #REF! | #REF! | #REF! | #REF! | #REF! | #REF! | #REF! | #REF! | #REF! | #REF! | #REF! | #REF! | #REF! | #REF! | #REF! | #REF! | #REF! | #REF! | #REF! | #REF! | #REF! | #REF! | #REF! | #REF! | #REF! | #REF! | #REF! | #REF! | #REF! | #REF! | #REF! | #REF! | #REF! | #REF! | #REF! | #REF! | #REF! | #REF! | #REF! | #REF! | #REF! | #REF! | #REF! | #REF! | #REF! | #REF! | #REF! | #REF! | #REF! | #REF! | #REF! | #REF! | #REF! | #REF! | #REF! | #REF! | #REF! | #REF! | #REF! | #REF! | #REF! | #REF! | #REF! | #REF! | #REF! | #REF! | #REF! | #REF! | #REF! | #REF! | #REF! | #REF! | #REF! | #REF! | #REF! | #REF! | #REF! | #REF! | #REF! | #REF! | #REF! | #REF! | #REF! | #REF! | #REF! | #REF! | #REF! | #REF! | #REF! | #REF! | #REF! | #REF! | #REF! | #REF! | #REF! | #REF! | #REF! | #REF! | #REF! | #REF! | #REF! | #REF! | #REF! | #REF! | #REF! | #REF! | #REF! | #REF! | #REF! | #REF! | #REF! | #REF! | #REF! | #REF! | #REF! | #REF! | #REF! | #REF! | #REF! | #REF! | #REF! | #REF! | #REF! | #REF! | #REF! | #REF! | #REF! | #REF! | #REF! | #REF! | #REF! | #REF! | #REF! | #REF! | #REF! | #REF! | #REF! | #REF! | #REF! | #REF! | #REF! | #REF! | #REF! | #REF! | #REF! | #REF! | #REF! | #REF! | #REF! | #REF! | #REF! | #REF! | #REF! | #REF! | #REF! | #REF! | #REF! | #REF! | #REF! | #REF! | #REF! | #REF! | #REF! | #REF! | #REF! | #REF! | #REF! | #REF! | #REF! | #REF! | #REF! | #REF! | #REF! | #REF! | #REF! | #REF! | #REF! | #REF! | #REF! | #REF! | #REF! | #REF! | #REF! | #REF! | #REF! | #REF! | #REF! | #REF! | #REF! | #REF! | #REF! | #REF! | #REF! | #REF! | #REF! | #REF! | #REF! | #REF! | #REF! | #REF! | #REF! | #REF! | #REF! | #REF! | #REF! | #REF! | #REF! | #REF! | #REF! | #REF! | #REF! | #REF! | #REF! | #REF! | #REF! | #REF! | #REF! | #REF! | #REF! | #REF! | #REF! | #REF! | #REF! | #REF! | #REF! | #REF! | #REF! | #REF! | #REF! | #REF! | #REF! | #REF! | #REF! | #REF! | #REF! | #REF! | #REF! | #REF! | #REF! | #REF! | #REF! | #REF! | #REF! | #REF! | #REF! | #REF! | #REF! | #REF! | #REF! | #REF! | #REF! | #REF! | #REF! | #REF! | #REF! | #REF! | #REF! | #REF! | #REF! | #REF! | #REF! | #REF! | #REF! | #REF! | #REF! | #REF! | #REF! | #REF! | #REF! | #REF! | #REF! | #REF! | #REF! | #REF! | #REF! | #REF! | #REF! | #REF! | #REF! | #REF! | #REF! | #REF! | #REF! | #REF! | #REF! | #REF! | #REF! | #REF! | #REF! | #REF! | #REF! | #REF! | #REF! | #REF! | #REF! | #REF! | #REF! | #REF! | #REF! | #REF! | #REF! | #REF! | #REF! | #REF! | #REF! | #REF! | #REF! | #REF! | #REF! | #REF! | #REF! | #REF! | #REF! | #REF! | #REF! | #REF! | #REF! | #REF! | #REF! | #REF! | #REF! | #REF! | #REF! | #REF! | #REF! | #REF! | #REF! | #REF! | #REF! | #REF! | #REF! | #REF! | #REF! | #REF! | #REF! | #REF! | #REF! | #REF! | #REF! | #REF! | #REF! | #REF! | #REF! | #REF! | #REF! | #REF! | #REF! | #REF! | #REF! | #REF! | #REF! | #REF! | #REF! | 222585.8857 | 609.8243 | 222585.8857
| AECO fuel qty - no burn |  |  | NB | 1.38% | 571.8759 | 303.4352 | #REF! | #REF! | #REF! | #REF! | #REF! | #REF! | #REF! | #REF! | #REF! | #REF! | #REF! | #REF! | #REF! | #REF! | #REF! | #REF! | #REF! | #REF! | #REF! | #REF! | #REF! | #REF! | #REF! | #REF! | #REF! | #REF! | #REF! | #REF! | #REF! | #REF! | #REF! | #REF! | #REF! | #REF! | #REF! | #REF! | #REF! | #REF! | #REF! | #REF! | #REF! | #REF! | #REF! | #REF! | #REF! | #REF! | #REF! | #REF! | #REF! | #REF! | #REF! | #REF! | #REF! | #REF! | #REF! | #REF! | #REF! | #REF! | #REF! | #REF! | #REF! | #REF! | #REF! | #REF! | #REF! | #REF! | #REF! | #REF! | #REF! | #REF! | #REF! | #REF! | #REF! | #REF! | #REF! | #REF! | #REF! | #REF! | #REF! | #REF! | #REF! | #REF! | #REF! | #REF! | #REF! | #REF! | #REF! | #REF! | #REF! | #REF! | #REF! | #REF! | #REF! | #REF! | #REF! | #REF! | #REF! | #REF! | #REF! | #REF! | #REF! | #REF! | #REF! | #REF! | #REF! | #REF! | #REF! | #REF! | #REF! | #REF! | #REF! | #REF! | #REF! | #REF! | #REF! | #REF! | #REF! | #REF! | #REF! | #REF! | #REF! | #REF! | #REF! | #REF! | #REF! | #REF! | #REF! | #REF! | #REF! | #REF! | #REF! | #REF! | #REF! | #REF! | #REF! | #REF! | #REF! | #REF! | #REF! | #REF! | #REF! | #REF! | #REF! | #REF! | #REF! | #REF! | #REF! | #REF! | #REF! | #REF! | #REF! | #REF! | #REF! | #REF! | #REF! | #REF! | #REF! | #REF! | #REF! | #REF! | #REF! | #REF! | #REF! | #REF! | #REF! | #REF! | #REF! | #REF! | #REF! | #REF! | #REF! | #REF! | #REF! | #REF! | #REF! | #REF! | #REF! | #REF! | #REF! | #REF! | #REF! | #REF! | #REF! | #REF! | #REF! | #REF! | #REF! | #REF! | #REF! | #REF! | #REF! | #REF! | #REF! | #REF! | #REF! | #REF! | #REF! | #REF! | #REF! | #REF! | #REF! | #REF! | #REF! | #REF! | #REF! | #REF! | #REF! | #REF! | #REF! | #REF! | #REF! | #REF! | #REF! | #REF! | #REF! | #REF! | #REF! | #REF! | #REF! | #REF! | #REF! | #REF! | #REF! | #REF! | #REF! | #REF! | #REF! | #REF! | #REF! | #REF! | #REF! | #REF! | #REF! | #REF! | #REF! | #REF! | #REF! | #REF! | #REF! | #REF! | #REF! | #REF! | #REF! | #REF! | #REF! | #REF! | #REF! | #REF! | #REF! | #REF! | #REF! | #REF! | #REF! | #REF! | #REF! | #REF! | #REF! | #REF! | #REF! | #REF! | #REF! | #REF! | #REF! | #REF! | #REF! | #REF! | #REF! | #REF! | #REF! | #REF! | #REF! | #REF! | #REF! | #REF! | #REF! | #REF! | #REF! | #REF! | #REF! | #REF! | #REF! | #REF! | #REF! | #REF! | #REF! | #REF! | #REF! | #REF! | #REF! | #REF! | #REF! | #REF! | #REF! | #REF! | #REF! | #REF! | #REF! | #REF! | #REF! | #REF! | #REF! | #REF! | #REF! | #REF! | #REF! | #REF! | #REF! | #REF! | #REF! | #REF! | #REF! | #REF! | #REF! | #REF! | #REF! | #REF! | #REF! | #REF! | #REF! | #REF! | #REF! | #REF! | #REF! | #REF! | #REF! | #REF! | #REF! | #REF! | #REF! | #REF! | #REF! | #REF! | #REF! | #REF! | #REF! | #REF! | #REF! | #REF! | #REF! | #REF! | #REF! | #REF! | #REF! | #REF! | #REF! | #REF! | #REF! | #REF! | #REF! | #REF! | #REF! | #REF! | #REF! | #REF! | #REF! | #REF! | #REF! | #REF! | #REF! | #REF! | #REF! | #REF! | #REF! | 134881.7609 | 369.5391 | 134881.7609
| King fuel qty - burn |  |  | B | 4.1e-05 | 119.6211 | 242.1172 | #REF! | #REF! | #REF! | #REF! | #REF! | #REF! | #REF! | #REF! | #REF! | #REF! | #REF! | #REF! | #REF! | #REF! | #REF! | #REF! | #REF! | #REF! | #REF! | #REF! | #REF! | #REF! | #REF! | #REF! | #REF! | #REF! | #REF! | #REF! | #REF! | #REF! | #REF! | #REF! | #REF! | #REF! | #REF! | #REF! | #REF! | #REF! | #REF! | #REF! | #REF! | #REF! | #REF! | #REF! | #REF! | #REF! | #REF! | #REF! | #REF! | #REF! | #REF! | #REF! | #REF! | #REF! | #REF! | #REF! | #REF! | #REF! | #REF! | #REF! | #REF! | #REF! | #REF! | #REF! | #REF! | #REF! | #REF! | #REF! | #REF! | #REF! | #REF! | #REF! | #REF! | #REF! | #REF! | #REF! | #REF! | #REF! | #REF! | #REF! | #REF! | #REF! | #REF! | #REF! | #REF! | #REF! | #REF! | #REF! | #REF! | #REF! | #REF! | #REF! | #REF! | #REF! | #REF! | #REF! | #REF! | #REF! | #REF! | #REF! | #REF! | #REF! | #REF! | #REF! | #REF! | #REF! | #REF! | #REF! | #REF! | #REF! | #REF! | #REF! | #REF! | #REF! | #REF! | #REF! | #REF! | #REF! | #REF! | #REF! | #REF! | #REF! | #REF! | #REF! | #REF! | #REF! | #REF! | #REF! | #REF! | #REF! | #REF! | #REF! | #REF! | #REF! | #REF! | #REF! | #REF! | #REF! | #REF! | #REF! | #REF! | #REF! | #REF! | #REF! | #REF! | #REF! | #REF! | #REF! | #REF! | #REF! | #REF! | #REF! | #REF! | #REF! | #REF! | #REF! | #REF! | #REF! | #REF! | #REF! | #REF! | #REF! | #REF! | #REF! | #REF! | #REF! | #REF! | #REF! | #REF! | #REF! | #REF! | #REF! | #REF! | #REF! | #REF! | #REF! | #REF! | #REF! | #REF! | #REF! | #REF! | #REF! | #REF! | #REF! | #REF! | #REF! | #REF! | #REF! | #REF! | #REF! | #REF! | #REF! | #REF! | #REF! | #REF! | #REF! | #REF! | #REF! | #REF! | #REF! | #REF! | #REF! | #REF! | #REF! | #REF! | #REF! | #REF! | #REF! | #REF! | #REF! | #REF! | #REF! | #REF! | #REF! | #REF! | #REF! | #REF! | #REF! | #REF! | #REF! | #REF! | #REF! | #REF! | #REF! | #REF! | #REF! | #REF! | #REF! | #REF! | #REF! | #REF! | #REF! | #REF! | #REF! | #REF! | #REF! | #REF! | #REF! | #REF! | #REF! | #REF! | #REF! | #REF! | #REF! | #REF! | #REF! | #REF! | #REF! | #REF! | #REF! | #REF! | #REF! | #REF! | #REF! | #REF! | #REF! | #REF! | #REF! | #REF! | #REF! | #REF! | #REF! | #REF! | #REF! | #REF! | #REF! | #REF! | #REF! | #REF! | #REF! | #REF! | #REF! | #REF! | #REF! | #REF! | #REF! | #REF! | #REF! | #REF! | #REF! | #REF! | #REF! | #REF! | #REF! | #REF! | #REF! | #REF! | #REF! | #REF! | #REF! | #REF! | #REF! | #REF! | #REF! | #REF! | #REF! | #REF! | #REF! | #REF! | #REF! | #REF! | #REF! | #REF! | #REF! | #REF! | #REF! | #REF! | #REF! | #REF! | #REF! | #REF! | #REF! | #REF! | #REF! | #REF! | #REF! | #REF! | #REF! | #REF! | #REF! | #REF! | #REF! | #REF! | #REF! | #REF! | #REF! | #REF! | #REF! | #REF! | #REF! | #REF! | #REF! | #REF! | #REF! | #REF! | #REF! | #REF! | #REF! | #REF! | #REF! | #REF! | #REF! | #REF! | #REF! | #REF! | #REF! | #REF! | #REF! | #REF! | #REF! | #REF! | #REF! | #REF! | #REF! | #REF! | #REF! | #REF! | #REF! | #REF! | #REF! | #REF! | #REF! | #REF! | 77383.1047 | 212.0085 | 77383.1047
| King fuel qty - no burn |  |  | NB | 4.1e-05 | 839.3477 | 543.0647 | #REF! | #REF! | #REF! | #REF! | #REF! | #REF! | #REF! | #REF! | #REF! | #REF! | #REF! | #REF! | #REF! | #REF! | #REF! | #REF! | #REF! | #REF! | #REF! | #REF! | #REF! | #REF! | #REF! | #REF! | #REF! | #REF! | #REF! | #REF! | #REF! | #REF! | #REF! | #REF! | #REF! | #REF! | #REF! | #REF! | #REF! | #REF! | #REF! | #REF! | #REF! | #REF! | #REF! | #REF! | #REF! | #REF! | #REF! | #REF! | #REF! | #REF! | #REF! | #REF! | #REF! | #REF! | #REF! | #REF! | #REF! | #REF! | #REF! | #REF! | #REF! | #REF! | #REF! | #REF! | #REF! | #REF! | #REF! | #REF! | #REF! | #REF! | #REF! | #REF! | #REF! | #REF! | #REF! | #REF! | #REF! | #REF! | #REF! | #REF! | #REF! | #REF! | #REF! | #REF! | #REF! | #REF! | #REF! | #REF! | #REF! | #REF! | #REF! | #REF! | #REF! | #REF! | #REF! | #REF! | #REF! | #REF! | #REF! | #REF! | #REF! | #REF! | #REF! | #REF! | #REF! | #REF! | #REF! | #REF! | #REF! | #REF! | #REF! | #REF! | #REF! | #REF! | #REF! | #REF! | #REF! | #REF! | #REF! | #REF! | #REF! | #REF! | #REF! | #REF! | #REF! | #REF! | #REF! | #REF! | #REF! | #REF! | #REF! | #REF! | #REF! | #REF! | #REF! | #REF! | #REF! | #REF! | #REF! | #REF! | #REF! | #REF! | #REF! | #REF! | #REF! | #REF! | #REF! | #REF! | #REF! | #REF! | #REF! | #REF! | #REF! | #REF! | #REF! | #REF! | #REF! | #REF! | #REF! | #REF! | #REF! | #REF! | #REF! | #REF! | #REF! | #REF! | #REF! | #REF! | #REF! | #REF! | #REF! | #REF! | #REF! | #REF! | #REF! | #REF! | #REF! | #REF! | #REF! | #REF! | #REF! | #REF! | #REF! | #REF! | #REF! | #REF! | #REF! | #REF! | #REF! | #REF! | #REF! | #REF! | #REF! | #REF! | #REF! | #REF! | #REF! | #REF! | #REF! | #REF! | #REF! | #REF! | #REF! | #REF! | #REF! | #REF! | #REF! | #REF! | #REF! | #REF! | #REF! | #REF! | #REF! | #REF! | #REF! | #REF! | #REF! | #REF! | #REF! | #REF! | #REF! | #REF! | #REF! | #REF! | #REF! | #REF! | #REF! | #REF! | #REF! | #REF! | #REF! | #REF! | #REF! | #REF! | #REF! | #REF! | #REF! | #REF! | #REF! | #REF! | #REF! | #REF! | #REF! | #REF! | #REF! | #REF! | #REF! | #REF! | #REF! | #REF! | #REF! | #REF! | #REF! | #REF! | #REF! | #REF! | #REF! | #REF! | #REF! | #REF! | #REF! | #REF! | #REF! | #REF! | #REF! | #REF! | #REF! | #REF! | #REF! | #REF! | #REF! | #REF! | #REF! | #REF! | #REF! | #REF! | #REF! | #REF! | #REF! | #REF! | #REF! | #REF! | #REF! | #REF! | #REF! | #REF! | #REF! | #REF! | #REF! | #REF! | #REF! | #REF! | #REF! | #REF! | #REF! | #REF! | #REF! | #REF! | #REF! | #REF! | #REF! | #REF! | #REF! | #REF! | #REF! | #REF! | #REF! | #REF! | #REF! | #REF! | #REF! | #REF! | #REF! | #REF! | #REF! | #REF! | #REF! | #REF! | #REF! | #REF! | #REF! | #REF! | #REF! | #REF! | #REF! | #REF! | #REF! | #REF! | #REF! | #REF! | #REF! | #REF! | #REF! | #REF! | #REF! | #REF! | #REF! | #REF! | #REF! | #REF! | #REF! | #REF! | #REF! | #REF! | #REF! | #REF! | #REF! | #REF! | #REF! | #REF! | #REF! | #REF! | #REF! | #REF! | #REF! | #REF! | #REF! | #REF! | #REF! | #REF! | #REF! | #REF! | #REF! | 231436.5271 | 634.0727 | 231436.5271
| Stan fuel qty - burn |  |  | B | 4.1e-05 | 0 | 47.4417 | #REF! | #REF! | #REF! | #REF! | #REF! | #REF! | #REF! | #REF! | #REF! | #REF! | #REF! | #REF! | #REF! | #REF! | #REF! | #REF! | #REF! | #REF! | #REF! | #REF! | #REF! | #REF! | #REF! | #REF! | #REF! | #REF! | #REF! | #REF! | #REF! | #REF! | #REF! | #REF! | #REF! | #REF! | #REF! | #REF! | #REF! | #REF! | #REF! | #REF! | #REF! | #REF! | #REF! | #REF! | #REF! | #REF! | #REF! | #REF! | #REF! | #REF! | #REF! | #REF! | #REF! | #REF! | #REF! | #REF! | #REF! | #REF! | #REF! | #REF! | #REF! | #REF! | #REF! | #REF! | #REF! | #REF! | #REF! | #REF! | #REF! | #REF! | #REF! | #REF! | #REF! | #REF! | #REF! | #REF! | #REF! | #REF! | #REF! | #REF! | #REF! | #REF! | #REF! | #REF! | #REF! | #REF! | #REF! | #REF! | #REF! | #REF! | #REF! | #REF! | #REF! | #REF! | #REF! | #REF! | #REF! | #REF! | #REF! | #REF! | #REF! | #REF! | #REF! | #REF! | #REF! | #REF! | #REF! | #REF! | #REF! | #REF! | #REF! | #REF! | #REF! | #REF! | #REF! | #REF! | #REF! | #REF! | #REF! | #REF! | #REF! | #REF! | #REF! | #REF! | #REF! | #REF! | #REF! | #REF! | #REF! | #REF! | #REF! | #REF! | #REF! | #REF! | #REF! | #REF! | #REF! | #REF! | #REF! | #REF! | #REF! | #REF! | #REF! | #REF! | #REF! | #REF! | #REF! | #REF! | #REF! | #REF! | #REF! | #REF! | #REF! | #REF! | #REF! | #REF! | #REF! | #REF! | #REF! | #REF! | #REF! | #REF! | #REF! | #REF! | #REF! | #REF! | #REF! | #REF! | #REF! | #REF! | #REF! | #REF! | #REF! | #REF! | #REF! | #REF! | #REF! | #REF! | #REF! | #REF! | #REF! | #REF! | #REF! | #REF! | #REF! | #REF! | #REF! | #REF! | #REF! | #REF! | #REF! | #REF! | #REF! | #REF! | #REF! | #REF! | #REF! | #REF! | #REF! | #REF! | #REF! | #REF! | #REF! | #REF! | #REF! | #REF! | #REF! | #REF! | #REF! | #REF! | #REF! | #REF! | #REF! | #REF! | #REF! | #REF! | #REF! | #REF! | #REF! | #REF! | #REF! | #REF! | #REF! | #REF! | #REF! | #REF! | #REF! | #REF! | #REF! | #REF! | #REF! | #REF! | #REF! | #REF! | #REF! | #REF! | #REF! | #REF! | #REF! | #REF! | #REF! | #REF! | #REF! | #REF! | #REF! | #REF! | #REF! | #REF! | #REF! | #REF! | #REF! | #REF! | #REF! | #REF! | #REF! | #REF! | #REF! | #REF! | #REF! | #REF! | #REF! | #REF! | #REF! | #REF! | #REF! | #REF! | #REF! | #REF! | #REF! | #REF! | #REF! | #REF! | #REF! | #REF! | #REF! | #REF! | #REF! | #REF! | #REF! | #REF! | #REF! | #REF! | #REF! | #REF! | #REF! | #REF! | #REF! | #REF! | #REF! | #REF! | #REF! | #REF! | #REF! | #REF! | #REF! | #REF! | #REF! | #REF! | #REF! | #REF! | #REF! | #REF! | #REF! | #REF! | #REF! | #REF! | #REF! | #REF! | #REF! | #REF! | #REF! | #REF! | #REF! | #REF! | #REF! | #REF! | #REF! | #REF! | #REF! | #REF! | #REF! | #REF! | #REF! | #REF! | #REF! | #REF! | #REF! | #REF! | #REF! | #REF! | #REF! | #REF! | #REF! | #REF! | #REF! | #REF! | #REF! | #REF! | #REF! | #REF! | #REF! | #REF! | #REF! | #REF! | #REF! | #REF! | #REF! | #REF! | #REF! | #REF! | #REF! | #REF! | #REF! | #REF! | #REF! | #REF! | #REF! | #REF! | #REF! | #REF! | #REF! | #REF! | #REF! | 12918.3909 | 35.3929 | 12918.3909
Total Gas Purch Qty | [372 empty] | 2025
000's of dth/dy | buy AECO - burn |  |  |  |  | 29528.0775 | 48980.3052 | #REF! | #REF! | #REF! | #REF! | #REF! | #REF! | #REF! | #REF! | #REF! | #REF! | #REF! | #REF! | #REF! | #REF! | #REF! | #REF! | #REF! | #REF! | #REF! | #REF! | #REF! | #REF! | #REF! | #REF! | #REF! | #REF! | #REF! | #REF! | #REF! | #REF! | #REF! | #REF! | #REF! | #REF! | #REF! | #REF! | #REF! | #REF! | #REF! | #REF! | #REF! | #REF! | #REF! | #REF! | #REF! | #REF! | #REF! | #REF! | #REF! | #REF! | #REF! | #REF! | #REF! | #REF! | #REF! | #REF! | #REF! | #REF! | #REF! | #REF! | #REF! | #REF! | #REF! | #REF! | #REF! | #REF! | #REF! | #REF! | #REF! | #REF! | #REF! | #REF! | #REF! | #REF! | #REF! | #REF! | #REF! | #REF! | #REF! | #REF! | #REF! | #REF! | #REF! | #REF! | #REF! | #REF! | #REF! | #REF! | #REF! | #REF! | #REF! | #REF! | #REF! | #REF! | #REF! | #REF! | #REF! | #REF! | #REF! | #REF! | #REF! | #REF! | #REF! | #REF! | #REF! | #REF! | #REF! | #REF! | #REF! | #REF! | #REF! | #REF! | #REF! | #REF! | #REF! | #REF! | #REF! | #REF! | #REF! | #REF! | #REF! | #REF! | #REF! | #REF! | #REF! | #REF! | #REF! | #REF! | #REF! | #REF! | #REF! | #REF! | #REF! | #REF! | #REF! | #REF! | #REF! | #REF! | #REF! | #REF! | #REF! | #REF! | #REF! | #REF! | #REF! | #REF! | #REF! | #REF! | #REF! | #REF! | #REF! | #REF! | #REF! | #REF! | #REF! | #REF! | #REF! | #REF! | #REF! | #REF! | #REF! | #REF! | #REF! | #REF! | #REF! | #REF! | #REF! | #REF! | #REF! | #REF! | #REF! | #REF! | #REF! | #REF! | #REF! | #REF! | #REF! | #REF! | #REF! | #REF! | #REF! | #REF! | #REF! | #REF! | #REF! | #REF! | #REF! | #REF! | #REF! | #REF! | #REF! | #REF! | #REF! | #REF! | #REF! | #REF! | #REF! | #REF! | #REF! | #REF! | #REF! | #REF! | #REF! | #REF! | #REF! | #REF! | #REF! | #REF! | #REF! | #REF! | #REF! | #REF! | #REF! | #REF! | #REF! | #REF! | #REF! | #REF! | #REF! | #REF! | #REF! | #REF! | #REF! | #REF! | #REF! | #REF! | #REF! | #REF! | #REF! | #REF! | #REF! | #REF! | #REF! | #REF! | #REF! | #REF! | #REF! | #REF! | #REF! | #REF! | #REF! | #REF! | #REF! | #REF! | #REF! | #REF! | #REF! | #REF! | #REF! | #REF! | #REF! | #REF! | #REF! | #REF! | #REF! | #REF! | #REF! | #REF! | #REF! | #REF! | #REF! | #REF! | #REF! | #REF! | #REF! | #REF! | #REF! | #REF! | #REF! | #REF! | #REF! | #REF! | #REF! | #REF! | #REF! | #REF! | #REF! | #REF! | #REF! | #REF! | #REF! | #REF! | #REF! | #REF! | #REF! | #REF! | #REF! | #REF! | #REF! | #REF! | #REF! | #REF! | #REF! | #REF! | #REF! | #REF! | #REF! | #REF! | #REF! | #REF! | #REF! | #REF! | #REF! | #REF! | #REF! | #REF! | #REF! | #REF! | #REF! | #REF! | #REF! | #REF! | #REF! | #REF! | #REF! | #REF! | #REF! | #REF! | #REF! | #REF! | #REF! | #REF! | #REF! | #REF! | #REF! | #REF! | #REF! | #REF! | #REF! | #REF! | #REF! | #REF! | #REF! | #REF! | #REF! | #REF! | #REF! | #REF! | #REF! | #REF! | #REF! | #REF! | #REF! | #REF! | #REF! | #REF! | #REF! | #REF! | #REF! | #REF! | #REF! | #REF! | #REF! | #REF! | #REF! | #REF! | #REF! | #REF! | #REF! | #REF! | #REF! | #REF! | #REF! | 16129412.0046 | 44190.1699 | 16129412.0046
| buy AECO - no burn |  |  |  |  | 41440.2859 | 21988.0582 | #REF! | #REF! | #REF! | #REF! | #REF! | #REF! | #REF! | #REF! | #REF! | #REF! | #REF! | #REF! | #REF! | #REF! | #REF! | #REF! | #REF! | #REF! | #REF! | #REF! | #REF! | #REF! | #REF! | #REF! | #REF! | #REF! | #REF! | #REF! | #REF! | #REF! | #REF! | #REF! | #REF! | #REF! | #REF! | #REF! | #REF! | #REF! | #REF! | #REF! | #REF! | #REF! | #REF! | #REF! | #REF! | #REF! | #REF! | #REF! | #REF! | #REF! | #REF! | #REF! | #REF! | #REF! | #REF! | #REF! | #REF! | #REF! | #REF! | #REF! | #REF! | #REF! | #REF! | #REF! | #REF! | #REF! | #REF! | #REF! | #REF! | #REF! | #REF! | #REF! | #REF! | #REF! | #REF! | #REF! | #REF! | #REF! | #REF! | #REF! | #REF! | #REF! | #REF! | #REF! | #REF! | #REF! | #REF! | #REF! | #REF! | #REF! | #REF! | #REF! | #REF! | #REF! | #REF! | #REF! | #REF! | #REF! | #REF! | #REF! | #REF! | #REF! | #REF! | #REF! | #REF! | #REF! | #REF! | #REF! | #REF! | #REF! | #REF! | #REF! | #REF! | #REF! | #REF! | #REF! | #REF! | #REF! | #REF! | #REF! | #REF! | #REF! | #REF! | #REF! | #REF! | #REF! | #REF! | #REF! | #REF! | #REF! | #REF! | #REF! | #REF! | #REF! | #REF! | #REF! | #REF! | #REF! | #REF! | #REF! | #REF! | #REF! | #REF! | #REF! | #REF! | #REF! | #REF! | #REF! | #REF! | #REF! | #REF! | #REF! | #REF! | #REF! | #REF! | #REF! | #REF! | #REF! | #REF! | #REF! | #REF! | #REF! | #REF! | #REF! | #REF! | #REF! | #REF! | #REF! | #REF! | #REF! | #REF! | #REF! | #REF! | #REF! | #REF! | #REF! | #REF! | #REF! | #REF! | #REF! | #REF! | #REF! | #REF! | #REF! | #REF! | #REF! | #REF! | #REF! | #REF! | #REF! | #REF! | #REF! | #REF! | #REF! | #REF! | #REF! | #REF! | #REF! | #REF! | #REF! | #REF! | #REF! | #REF! | #REF! | #REF! | #REF! | #REF! | #REF! | #REF! | #REF! | #REF! | #REF! | #REF! | #REF! | #REF! | #REF! | #REF! | #REF! | #REF! | #REF! | #REF! | #REF! | #REF! | #REF! | #REF! | #REF! | #REF! | #REF! | #REF! | #REF! | #REF! | #REF! | #REF! | #REF! | #REF! | #REF! | #REF! | #REF! | #REF! | #REF! | #REF! | #REF! | #REF! | #REF! | #REF! | #REF! | #REF! | #REF! | #REF! | #REF! | #REF! | #REF! | #REF! | #REF! | #REF! | #REF! | #REF! | #REF! | #REF! | #REF! | #REF! | #REF! | #REF! | #REF! | #REF! | #REF! | #REF! | #REF! | #REF! | #REF! | #REF! | #REF! | #REF! | #REF! | #REF! | #REF! | #REF! | #REF! | #REF! | #REF! | #REF! | #REF! | #REF! | #REF! | #REF! | #REF! | #REF! | #REF! | #REF! | #REF! | #REF! | #REF! | #REF! | #REF! | #REF! | #REF! | #REF! | #REF! | #REF! | #REF! | #REF! | #REF! | #REF! | #REF! | #REF! | #REF! | #REF! | #REF! | #REF! | #REF! | #REF! | #REF! | #REF! | #REF! | #REF! | #REF! | #REF! | #REF! | #REF! | #REF! | #REF! | #REF! | #REF! | #REF! | #REF! | #REF! | #REF! | #REF! | #REF! | #REF! | #REF! | #REF! | #REF! | #REF! | #REF! | #REF! | #REF! | #REF! | #REF! | #REF! | #REF! | #REF! | #REF! | #REF! | #REF! | #REF! | #REF! | #REF! | #REF! | #REF! | #REF! | #REF! | #REF! | #REF! | #REF! | #REF! | #REF! | #REF! | #REF! | #REF! | #REF! | #REF! | #REF! | 9774040.6419 | 26778.1935 | 9774040.6419
| buy King - burn |  |  |  |  | 119.6211 | #REF! | #REF! | #REF! | #REF! | #REF! | #REF! | #REF! | #REF! | #REF! | #REF! | #REF! | #REF! | #REF! | #REF! | #REF! | #REF! | #REF! | #REF! | #REF! | #REF! | #REF! | #REF! | #REF! | #REF! | #REF! | #REF! | #REF! | #REF! | #REF! | #REF! | #REF! | #REF! | #REF! | #REF! | #REF! | #REF! | #REF! | #REF! | #REF! | #REF! | #REF! | #REF! | #REF! | #REF! | #REF! | #REF! | #REF! | #REF! | #REF! | #REF! | #REF! | #REF! | #REF! | #REF! | #REF! | #REF! | #REF! | #REF! | #REF! | #REF! | #REF! | #REF! | #REF! | #REF! | #REF! | #REF! | #REF! | #REF! | #REF! | #REF! | #REF! | #REF! | #REF! | #REF! | #REF! | #REF! | #REF! | #REF! | #REF! | #REF! | #REF! | #REF! | #REF! | #REF! | #REF! | #REF! | #REF! | #REF! | #REF! | #REF! | #REF! | #REF! | #REF! | #REF! | #REF! | #REF! | #REF! | #REF! | #REF! | #REF! | #REF! | #REF! | #REF! | #REF! | #REF! | #REF! | #REF! | #REF! | #REF! | #REF! | #REF! | #REF! | #REF! | #REF! | #REF! | #REF! | #REF! | #REF! | #REF! | #REF! | #REF! | #REF! | #REF! | #REF! | #REF! | #REF! | #REF! | #REF! | #REF! | #REF! | #REF! | #REF! | #REF! | #REF! | #REF! | #REF! | #REF! | #REF! | #REF! | #REF! | #REF! | #REF! | #REF! | #REF! | #REF! | #REF! | #REF! | #REF! | #REF! | #REF! | #REF! | #REF! | #REF! | #REF! | #REF! | #REF! | #REF! | #REF! | #REF! | #REF! | #REF! | #REF! | #REF! | #REF! | #REF! | #REF! | #REF! | #REF! | #REF! | #REF! | #REF! | #REF! | #REF! | #REF! | #REF! | #REF! | #REF! | #REF! | #REF! | #REF! | #REF! | #REF! | #REF! | #REF! | #REF! | #REF! | #REF! | #REF! | #REF! | #REF! | #REF! | #REF! | #REF! | #REF! | #REF! | #REF! | #REF! | #REF! | #REF! | #REF! | #REF! | #REF! | #REF! | #REF! | #REF! | #REF! | #REF! | #REF! | #REF! | #REF! | #REF! | #REF! | #REF! | #REF! | #REF! | #REF! | #REF! | #REF! | #REF! | #REF! | #REF! | #REF! | #REF! | #REF! | #REF! | #REF! | #REF! | #REF! | #REF! | #REF! | #REF! | #REF! | #REF! | #REF! | #REF! | #REF! | #REF! | #REF! | #REF! | #REF! | #REF! | #REF! | #REF! | #REF! | #REF! | #REF! | #REF! | #REF! | #REF! | #REF! | #REF! | #REF! | #REF! | #REF! | #REF! | #REF! | #REF! | #REF! | #REF! | #REF! | #REF! | #REF! | #REF! | #REF! | #REF! | #REF! | #REF! | #REF! | #REF! | #REF! | #REF! | #REF! | #REF! | #REF! | #REF! | #REF! | #REF! | #REF! | #REF! | #REF! | #REF! | #REF! | #REF! | #REF! | #REF! | #REF! | #REF! | #REF! | #REF! | #REF! | #REF! | #REF! | #REF! | #REF! | #REF! | #REF! | #REF! | #REF! | #REF! | #REF! | #REF! | #REF! | #REF! | #REF! | #REF! | #REF! | #REF! | #REF! | #REF! | #REF! | #REF! | #REF! | #REF! | #REF! | #REF! | #REF! | #REF! | #REF! | #REF! | #REF! | #REF! | #REF! | #REF! | #REF! | #REF! | #REF! | #REF! | #REF! | #REF! | #REF! | #REF! | #REF! | #REF! | #REF! | #REF! | #REF! | #REF! | #REF! | #REF! | #REF! | #REF! | #REF! | #REF! | #REF! | #REF! | #REF! | #REF! | #REF! | #REF! | #REF! | #REF! | #REF! | #REF! | #REF! | #REF! | #REF! | #REF! | #REF! | #REF! | #REF! | #REF! | #REF! | #REF! | #REF! | 77383.1047 | 212.0085 | 77383.1047
| buy King - no burn |  |  |  |  | 238.3477 | #REF! | #REF! | #REF! | #REF! | #REF! | #REF! | #REF! | #REF! | #REF! | #REF! | #REF! | #REF! | #REF! | #REF! | #REF! | #REF! | #REF! | #REF! | #REF! | #REF! | #REF! | #REF! | #REF! | #REF! | #REF! | #REF! | #REF! | #REF! | #REF! | #REF! | #REF! | #REF! | #REF! | #REF! | #REF! | #REF! | #REF! | #REF! | #REF! | #REF! | #REF! | #REF! | #REF! | #REF! | #REF! | #REF! | #REF! | #REF! | #REF! | #REF! | #REF! | #REF! | #REF! | #REF! | #REF! | #REF! | #REF! | #REF! | #REF! | #REF! | #REF! | #REF! | #REF! | #REF! | #REF! | #REF! | #REF! | #REF! | #REF! | #REF! | #REF! | #REF! | #REF! | #REF! | #REF! | #REF! | #REF! | #REF! | #REF! | #REF! | #REF! | #REF! | #REF! | #REF! | #REF! | #REF! | #REF! | #REF! | #REF! | #REF! | #REF! | #REF! | #REF! | #REF! | #REF! | #REF! | #REF! | #REF! | #REF! | #REF! | #REF! | #REF! | #REF! | #REF! | #REF! | #REF! | #REF! | #REF! | #REF! | #REF! | #REF! | #REF! | #REF! | #REF! | #REF! | #REF! | #REF! | #REF! | #REF! | #REF! | #REF! | #REF! | #REF! | #REF! | #REF! | #REF! | #REF! | #REF! | #REF! | #REF! | #REF! | #REF! | #REF! | #REF! | #REF! | #REF! | #REF! | #REF! | #REF! | #REF! | #REF! | #REF! | #REF! | #REF! | #REF! | #REF! | #REF! | #REF! | #REF! | #REF! | #REF! | #REF! | #REF! | #REF! | #REF! | #REF! | #REF! | #REF! | #REF! | #REF! | #REF! | #REF! | #REF! | #REF! | #REF! | #REF! | #REF! | #REF! | #REF! | #REF! | #REF! | #REF! | #REF! | #REF! | #REF! | #REF! | #REF! | #REF! | #REF! | #REF! | #REF! | #REF! | #REF! | #REF! | #REF! | #REF! | #REF! | #REF! | #REF! | #REF! | #REF! | #REF! | #REF! | #REF! | #REF! | #REF! | #REF! | #REF! | #REF! | #REF! | #REF! | #REF! | #REF! | #REF! | #REF! | #REF! | #REF! | #REF! | #REF! | #REF! | #REF! | #REF! | #REF! | #REF! | #REF! | #REF! | #REF! | #REF! | #REF! | #REF! | #REF! | #REF! | #REF! | #REF! | #REF! | #REF! | #REF! | #REF! | #REF! | #REF! | #REF! | #REF! | #REF! | #REF! | #REF! | #REF! | #REF! | #REF! | #REF! | #REF! | #REF! | #REF! | #REF! | #REF! | #REF! | #REF! | #REF! | #REF! | #REF! | #REF! | #REF! | #REF! | #REF! | #REF! | #REF! | #REF! | #REF! | #REF! | #REF! | #REF! | #REF! | #REF! | #REF! | #REF! | #REF! | #REF! | #REF! | #REF! | #REF! | #REF! | #REF! | #REF! | #REF! | #REF! | #REF! | #REF! | #REF! | #REF! | #REF! | #REF! | #REF! | #REF! | #REF! | #REF! | #REF! | #REF! | #REF! | #REF! | #REF! | #REF! | #REF! | #REF! | #REF! | #REF! | #REF! | #REF! | #REF! | #REF! | #REF! | #REF! | #REF! | #REF! | #REF! | #REF! | #REF! | #REF! | #REF! | #REF! | #REF! | #REF! | #REF! | #REF! | #REF! | #REF! | #REF! | #REF! | #REF! | #REF! | #REF! | #REF! | #REF! | #REF! | #REF! | #REF! | #REF! | #REF! | #REF! | #REF! | #REF! | #REF! | #REF! | #REF! | #REF! | #REF! | #REF! | #REF! | #REF! | #REF! | #REF! | #REF! | #REF! | #REF! | #REF! | #REF! | #REF! | #REF! | #REF! | #REF! | #REF! | #REF! | #REF! | #REF! | #REF! | #REF! | #REF! | #REF! | #REF! | #REF! | #REF! | #REF! | #REF! | #REF! | #REF! | #REF! | 12071.5271 | 33.0727 | 12071.5271
| buy Stan - burn |  |  |  |  | 0 | 63782.1455 | #REF! | #REF! | #REF! | #REF! | #REF! | #REF! | #REF! | #REF! | #REF! | #REF! | #REF! | #REF! | #REF! | #REF! | #REF! | #REF! | #REF! | #REF! | #REF! | #REF! | #REF! | #REF! | #REF! | #REF! | #REF! | #REF! | #REF! | #REF! | #REF! | #REF! | #REF! | #REF! | #REF! | #REF! | #REF! | #REF! | #REF! | #REF! | #REF! | #REF! | #REF! | #REF! | #REF! | #REF! | #REF! | #REF! | #REF! | #REF! | #REF! | #REF! | #REF! | #REF! | #REF! | #REF! | #REF! | #REF! | #REF! | #REF! | #REF! | #REF! | #REF! | #REF! | #REF! | #REF! | #REF! | #REF! | #REF! | #REF! | #REF! | #REF! | #REF! | #REF! | #REF! | #REF! | #REF! | #REF! | #REF! | #REF! | #REF! | #REF! | #REF! | #REF! | #REF! | #REF! | #REF! | #REF! | #REF! | #REF! | #REF! | #REF! | #REF! | #REF! | #REF! | #REF! | #REF! | #REF! | #REF! | #REF! | #REF! | #REF! | #REF! | #REF! | #REF! | #REF! | #REF! | #REF! | #REF! | #REF! | #REF! | #REF! | #REF! | #REF! | #REF! | #REF! | #REF! | #REF! | #REF! | #REF! | #REF! | #REF! | #REF! | #REF! | #REF! | #REF! | #REF! | #REF! | #REF! | #REF! | #REF! | #REF! | #REF! | #REF! | #REF! | #REF! | #REF! | #REF! | #REF! | #REF! | #REF! | #REF! | #REF! | #REF! | #REF! | #REF! | #REF! | #REF! | #REF! | #REF! | #REF! | #REF! | #REF! | #REF! | #REF! | #REF! | #REF! | #REF! | #REF! | #REF! | #REF! | #REF! | #REF! | #REF! | #REF! | #REF! | #REF! | #REF! | #REF! | #REF! | #REF! | #REF! | #REF! | #REF! | #REF! | #REF! | #REF! | #REF! | #REF! | #REF! | #REF! | #REF! | #REF! | #REF! | #REF! | #REF! | #REF! | #REF! | #REF! | #REF! | #REF! | #REF! | #REF! | #REF! | #REF! | #REF! | #REF! | #REF! | #REF! | #REF! | #REF! | #REF! | #REF! | #REF! | #REF! | #REF! | #REF! | #REF! | #REF! | #REF! | #REF! | #REF! | #REF! | #REF! | #REF! | #REF! | #REF! | #REF! | #REF! | #REF! | #REF! | #REF! | #REF! | #REF! | #REF! | #REF! | #REF! | #REF! | #REF! | #REF! | #REF! | #REF! | #REF! | #REF! | #REF! | #REF! | #REF! | #REF! | #REF! | #REF! | #REF! | #REF! | #REF! | #REF! | #REF! | #REF! | #REF! | #REF! | #REF! | #REF! | #REF! | #REF! | #REF! | #REF! | #REF! | #REF! | #REF! | #REF! | #REF! | #REF! | #REF! | #REF! | #REF! | #REF! | #REF! | #REF! | #REF! | #REF! | #REF! | #REF! | #REF! | #REF! | #REF! | #REF! | #REF! | #REF! | #REF! | #REF! | #REF! | #REF! | #REF! | #REF! | #REF! | #REF! | #REF! | #REF! | #REF! | #REF! | #REF! | #REF! | #REF! | #REF! | #REF! | #REF! | #REF! | #REF! | #REF! | #REF! | #REF! | #REF! | #REF! | #REF! | #REF! | #REF! | #REF! | #REF! | #REF! | #REF! | #REF! | #REF! | #REF! | #REF! | #REF! | #REF! | #REF! | #REF! | #REF! | #REF! | #REF! | #REF! | #REF! | #REF! | #REF! | #REF! | #REF! | #REF! | #REF! | #REF! | #REF! | #REF! | #REF! | #REF! | #REF! | #REF! | #REF! | #REF! | #REF! | #REF! | #REF! | #REF! | #REF! | #REF! | #REF! | #REF! | #REF! | #REF! | #REF! | #REF! | #REF! | #REF! | #REF! | #REF! | #REF! | #REF! | #REF! | #REF! | #REF! | #REF! | #REF! | #REF! | #REF! | #REF! | #REF! | #REF! | #REF! | 21132549.1388 | 57897.3949 | 21132549.1388
Other charges $
$000's | Deliv chrg $ - burn |  |  | B | 1.6e-05 | 46.4904 | 112.3748 | #REF! | #REF! | #REF! | #REF! | #REF! | #REF! | #REF! | #REF! | #REF! | #REF! | #REF! | #REF! | #REF! | #REF! | #REF! | #REF! | #REF! | #REF! | #REF! | #REF! | #REF! | #REF! | #REF! | #REF! | #REF! | #REF! | #REF! | #REF! | #REF! | #REF! | #REF! | #REF! | #REF! | #REF! | #REF! | #REF! | #REF! | #REF! | #REF! | #REF! | #REF! | #REF! | #REF! | #REF! | #REF! | #REF! | #REF! | #REF! | #REF! | #REF! | #REF! | #REF! | #REF! | #REF! | #REF! | #REF! | #REF! | #REF! | #REF! | #REF! | #REF! | #REF! | #REF! | #REF! | #REF! | #REF! | #REF! | #REF! | #REF! | #REF! | #REF! | #REF! | #REF! | #REF! | #REF! | #REF! | #REF! | #REF! | #REF! | #REF! | #REF! | #REF! | #REF! | #REF! | #REF! | #REF! | #REF! | #REF! | #REF! | #REF! | #REF! | #REF! | #REF! | #REF! | #REF! | #REF! | #REF! | #REF! | #REF! | #REF! | #REF! | #REF! | #REF! | #REF! | #REF! | #REF! | #REF! | #REF! | #REF! | #REF! | #REF! | #REF! | #REF! | #REF! | #REF! | #REF! | #REF! | #REF! | #REF! | #REF! | #REF! | #REF! | #REF! | #REF! | #REF! | #REF! | #REF! | #REF! | #REF! | #REF! | #REF! | #REF! | #REF! | #REF! | #REF! | #REF! | #REF! | #REF! | #REF! | #REF! | #REF! | #REF! | #REF! | #REF! | #REF! | #REF! | #REF! | #REF! | #REF! | #REF! | #REF! | #REF! | #REF! | #REF! | #REF! | #REF! | #REF! | #REF! | #REF! | #REF! | #REF! | #REF! | #REF! | #REF! | #REF! | #REF! | #REF! | #REF! | #REF! | #REF! | #REF! | #REF! | #REF! | #REF! | #REF! | #REF! | #REF! | #REF! | #REF! | #REF! | #REF! | #REF! | #REF! | #REF! | #REF! | #REF! | #REF! | #REF! | #REF! | #REF! | #REF! | #REF! | #REF! | #REF! | #REF! | #REF! | #REF! | #REF! | #REF! | #REF! | #REF! | #REF! | #REF! | #REF! | #REF! | #REF! | #REF! | #REF! | #REF! | #REF! | #REF! | #REF! | #REF! | #REF! | #REF! | #REF! | #REF! | #REF! | #REF! | #REF! | #REF! | #REF! | #REF! | #REF! | #REF! | #REF! | #REF! | #REF! | #REF! | #REF! | #REF! | #REF! | #REF! | #REF! | #REF! | #REF! | #REF! | #REF! | #REF! | #REF! | #REF! | #REF! | #REF! | #REF! | #REF! | #REF! | #REF! | #REF! | #REF! | #REF! | #REF! | #REF! | #REF! | #REF! | #REF! | #REF! | #REF! | #REF! | #REF! | #REF! | #REF! | #REF! | #REF! | #REF! | #REF! | #REF! | #REF! | #REF! | #REF! | #REF! | #REF! | #REF! | #REF! | #REF! | #REF! | #REF! | #REF! | #REF! | #REF! | #REF! | #REF! | #REF! | #REF! | #REF! | #REF! | #REF! | #REF! | #REF! | #REF! | #REF! | #REF! | #REF! | #REF! | #REF! | #REF! | #REF! | #REF! | #REF! | #REF! | #REF! | #REF! | #REF! | #REF! | #REF! | #REF! | #REF! | #REF! | #REF! | #REF! | #REF! | #REF! | #REF! | #REF! | #REF! | #REF! | #REF! | #REF! | #REF! | #REF! | #REF! | #REF! | #REF! | #REF! | #REF! | #REF! | #REF! | #REF! | #REF! | #REF! | #REF! | #REF! | #REF! | #REF! | #REF! | #REF! | #REF! | #REF! | #REF! | #REF! | #REF! | #REF! | #REF! | #REF! | #REF! | #REF! | #REF! | #REF! | #REF! | #REF! | #REF! | #REF! | #REF! | #REF! | #REF! | #REF! | #REF! | #REF! | #REF! | #REF! | #REF! | #REF! | #REF! | #REF! | 35049.8312
| Deliv chrg $ - no burn |  |  | NB | 1.6e-05 | 320.1812 | 206.606 | #REF! | #REF! | #REF! | #REF! | #REF! | #REF! | #REF! | #REF! | #REF! | #REF! | #REF! | #REF! | #REF! | #REF! | #REF! | #REF! | #REF! | #REF! | #REF! | #REF! | #REF! | #REF! | #REF! | #REF! | #REF! | #REF! | #REF! | #REF! | #REF! | #REF! | #REF! | #REF! | #REF! | #REF! | #REF! | #REF! | #REF! | #REF! | #REF! | #REF! | #REF! | #REF! | #REF! | #REF! | #REF! | #REF! | #REF! | #REF! | #REF! | #REF! | #REF! | #REF! | #REF! | #REF! | #REF! | #REF! | #REF! | #REF! | #REF! | #REF! | #REF! | #REF! | #REF! | #REF! | #REF! | #REF! | #REF! | #REF! | #REF! | #REF! | #REF! | #REF! | #REF! | #REF! | #REF! | #REF! | #REF! | #REF! | #REF! | #REF! | #REF! | #REF! | #REF! | #REF! | #REF! | #REF! | #REF! | #REF! | #REF! | #REF! | #REF! | #REF! | #REF! | #REF! | #REF! | #REF! | #REF! | #REF! | #REF! | #REF! | #REF! | #REF! | #REF! | #REF! | #REF! | #REF! | #REF! | #REF! | #REF! | #REF! | #REF! | #REF! | #REF! | #REF! | #REF! | #REF! | #REF! | #REF! | #REF! | #REF! | #REF! | #REF! | #REF! | #REF! | #REF! | #REF! | #REF! | #REF! | #REF! | #REF! | #REF! | #REF! | #REF! | #REF! | #REF! | #REF! | #REF! | #REF! | #REF! | #REF! | #REF! | #REF! | #REF! | #REF! | #REF! | #REF! | #REF! | #REF! | #REF! | #REF! | #REF! | #REF! | #REF! | #REF! | #REF! | #REF! | #REF! | #REF! | #REF! | #REF! | #REF! | #REF! | #REF! | #REF! | #REF! | #REF! | #REF! | #REF! | #REF! | #REF! | #REF! | #REF! | #REF! | #REF! | #REF! | #REF! | #REF! | #REF! | #REF! | #REF! | #REF! | #REF! | #REF! | #REF! | #REF! | #REF! | #REF! | #REF! | #REF! | #REF! | #REF! | #REF! | #REF! | #REF! | #REF! | #REF! | #REF! | #REF! | #REF! | #REF! | #REF! | #REF! | #REF! | #REF! | #REF! | #REF! | #REF! | #REF! | #REF! | #REF! | #REF! | #REF! | #REF! | #REF! | #REF! | #REF! | #REF! | #REF! | #REF! | #REF! | #REF! | #REF! | #REF! | #REF! | #REF! | #REF! | #REF! | #REF! | #REF! | #REF! | #REF! | #REF! | #REF! | #REF! | #REF! | #REF! | #REF! | #REF! | #REF! | #REF! | #REF! | #REF! | #REF! | #REF! | #REF! | #REF! | #REF! | #REF! | #REF! | #REF! | #REF! | #REF! | #REF! | #REF! | #REF! | #REF! | #REF! | #REF! | #REF! | #REF! | #REF! | #REF! | #REF! | #REF! | #REF! | #REF! | #REF! | #REF! | #REF! | #REF! | #REF! | #REF! | #REF! | #REF! | #REF! | #REF! | #REF! | #REF! | #REF! | #REF! | #REF! | #REF! | #REF! | #REF! | #REF! | #REF! | #REF! | #REF! | #REF! | #REF! | #REF! | #REF! | #REF! | #REF! | #REF! | #REF! | #REF! | #REF! | #REF! | #REF! | #REF! | #REF! | #REF! | #REF! | #REF! | #REF! | #REF! | #REF! | #REF! | #REF! | #REF! | #REF! | #REF! | #REF! | #REF! | #REF! | #REF! | #REF! | #REF! | #REF! | #REF! | #REF! | #REF! | #REF! | #REF! | #REF! | #REF! | #REF! | #REF! | #REF! | #REF! | #REF! | #REF! | #REF! | #REF! | #REF! | #REF! | #REF! | #REF! | #REF! | #REF! | #REF! | #REF! | #REF! | #REF! | #REF! | #REF! | #REF! | #REF! | #REF! | #REF! | #REF! | #REF! | #REF! | #REF! | #REF! | #REF! | #REF! | #REF! | #REF! | #REF! | #REF! | #REF! | 88097.1999
| NWP losses, KF/NE $ |  |  | B | 0.0091 | 0 | 0 | 2.1344 | 28.8145 | 0.52766 | 40.63 | 5.2766 | 66.8157 | 0 | 43.1845 | 31.3415 | 0 | 41.9756 | 2.3904 | 103.6139 | 95.7534 | 32.1845 | 99.38 | 0 | 84.257 | 92.8988 | 26.9394 | 29.5954 | 0 | 0 | 10.3517 | 99.3763 | 21.1109 | 0.60116 | 0 | 0 | 0 | 0 | 0 | 0 | 0 | 0 | 0 | 113.7571 | 71.0982 | 0 | 47.682 | 92.8775 | 68.0715 | 17.3111 | 0.46802 | 0 | 0 | 0 | 87.6868 | 131.849 | 158.0478 | 143.8543 | 36.4631 | 131.8664 | 110.3885 | 117.125 | 67.926 | 0 | 2.6471 | 1.9854 | 25.8101 | 47.8409 | 0 | 0 | 0 | 2.4438 | 34.2136 | 0 | 0 | 0 | 0 | 0 | 16.9699 | 0.80809 | 0 | 21.9724 | 48.5273 | 0 | 14.9924 | 37.3275 | 1.0564 | 54.9337 | 69.1363 | 100.1544 | 20.305 | 53.2783 | 38.482 | 1.0689 | 57.0104 | 0.45849 | 32.3626 | 19.1676 | 0 | 0 | 0 | 0 | 0 | 0 | 0 | 0 | 0 | 0 | 20.0113 | 12.891 | 39.2293 | 59.0159 | 75.8852 | 67.0398 | 0 | 0 | 29.0266 | 31.9045 | 0 | 0 | 0 | 0 | 0 | 0 | 0 | 0 | 1.2114 | 14.533 | 0 | 22.802 | 1.173 | 15.0194 | 26.0064 | 36.2909 | 20.5983 | 2.7464 | 15.1054 | 17.3538 | 20.8185 | 63.0791 | 4.273 | 0.3555 | 0 | 0 | 29.0037 | 49.1188 | 85.066 | 44.6732 | 10.2545 | 0 | 42.5957 | 30.8091 | 54.3242 | 64.6016 | 56.3638 | 49.436 | 0 | 75.786 | 22.29 | 43.4918 | 0 | 18.5074 | 22.4735 | 0 | 62.9259 | 0 | 0 | 0 | 20.475 | 0 | 0 | 19.036 | 0 | 0 | 19.917 | 0 | 0 | 5.0233 | 15.0699 | 0 | 0 | 0 | 0 | 3.4036 | 30.6244 | 5.1041 | 0 | 57.9203 | 59.7143 | 59.5254 | 33.5209 | 19.1548 | 0 | 43.0983 | 110.6505 | 16.3872 | 37.3031 | 20.4274 | 20.4274 | 0 | 69.8517 | 101.9504 | 101.0014 | 87.8833 | 54.7767 | 32.5944 | 27.1623 | 134.1345 | 112.0355 | 118.5827 | 115.1647 | 112.7796 | 80.3358 | 76.7318 | 131.1717 | 104.8095 | 108.0122 | 57.0808 | 70.0537 | 51.8916 | 52.7565 | 82.1977 | 91.0073 | 90.7409 | 85.0672 | 96.9068 | 26.7775 | 45.9032 | 80.6585 | 124.5399 | 124.7175 | 128.4472 | 102.1092 | 53.7416 | 64.49 | 65.1116 | 95.3866 | 129.868 | 128.4472 | 93.9377 | 20.875 | 57.4064 | 108.3713 | 137.1498 | 127.9144 | 128.2696 | 130.9337 | 72.7409 | 79.8233 | 107.2454 | 120.836 | 112.7849 | 89.3803 | 116.8563 | 55.8878 | 101.6142 | 111.7756 | 107.1617 | 72.0464 | 78.1859 | 59.574 | 18.3304 | 45.8261 | 106.003 | 102.5477 | 91.0544 | 64.5236 | 67.8816 | 87.5889 | 105.1066 | 108.4098 | 98.2222 | 88.7686 | 73.3364 | 91.9843 | 95.9836 | 95.9836 | 92.5873 | 88.5636 | 100.3556 | 68.528 | 94.938 | 86.6825 | 82.5548 | 73.6544 | 83.988 | 58.7161 | 86.6607 | 102.3621 | 102.3621 | 102.3621 | 83.152 | 101.5022 | 105.6585 | 85.4211 | 48.5296 | 93.0151 | 84.9269 | 76.6641 | 92.5181 | 47.3977 | 40.7511 | 88.6034 | 88.6034 | 70.1443 | 26.8804 | 74.9296 | 40.314 | 94.9758 | 60.1324 | 0 | 13.8767 | 71.0911 | 75.2336 | 106.3247 | 76.7629 | 75.1677 | 126.5983 | 126.5983 | 140.4702 | 131.3935 | 83.4054 | 105.5113 | 116.6177 | 116.6177 | 22.2129 | 0 | 43.4691 | 11.1635 | 58.0298 | 20.3852 | 53.0955 | 17.0664 | 30.0853 | 156.2262 | 144.1745 | 144.1746 | 144.1746 | 151.3833 | 53.7327 | 101.354 | 94.2068 | 43.3166 | 120.2868 | 108.006 | 108.006 | 108.006 | 114.9993 | 115.8521 | 127.7917 | 162.9284 | 1.4536 | 0 | 0 | 74.0322 | 79.1616 | 136.4906 | 144.1598 | 156.2763 | 110.6957 | 0 | 27.5527 | 53.0389 | 0 | 0 | 0 | 0 | 0 | 0 | 0 | 18893.7448
| WA State Gen Tax $ |  |  | B | 3.852% | 0 | 781.3048 | 817.69 | 938.4429 | 794.427 | 871.3641 | 867.3243 | 1093.5088 | 855.47 | 979.2458 | 1012.4272 | 788.6807 | 1029.9212 | 1041.8079 | 1241.9609 | 1138.6747 | 1210.4976 | 1107.5663 | 894.5689 | 1067.9328 | 1084.3116 | 1098.5379 | 743.4718 | 0 | 0 | 267.6171 | 1034.4982 | 755.791 | 710.6442 | 323.4879 | 326.8089 | 3.4178 | 0 | 0 | 0 | 0 | 0 | 457.4213 | 691.5504 | 617.5515 | 357.8443 | 567.9198 | 672.5448 | 769.7564 | 688.3089 | 223.2214 | 114.2721 | 165.005 | 238.1185 | 807.6627 | 1171.7941 | 1223.731 | 1060.0404 | 700.9734 | 1028.1049 | 984.2082 | 1123.2995 | 1190.055 | 163.1096 | 379.6886 | 431.7901 | 429.7423 | 687.6884 | 466.753 | 379.9417 | 0 | 227.1597 | 512.4068 | 304.6229 | 129.7168 | 103.102 | 147.0387 | 106.3489 | 216.9862 | 36.0765 | 147.3352 | 428.0752 | 501.8499 | 40.201 | 128.8186 | 327.8545 | 77.382 | 379.6941 | 482.9334 | 544.3004 | 267.1488 | 289.7827 | 213.325 | 111.6407 | 435.4014 | 387.645 | 522.0181 | 326.2184 | 144.3252 | 13.1198 | 119.6968 | 204.7396 | 30.9012 | 96.2905 | 0 | 135.418 | 281.7816 | 148.7634 | 250.757 | 321.3976 | 450.8197 | 550.8282 | 513.3113 | 434.6123 | 108.0021 | 52.6293 | 156.018 | 307.0186 | 178.6217 | 98.9869 | 124.6455 | 0 | 0 | 0 | 0 | 0 | 12.6033 | 116.6976 | 1.7585 | 295.8229 | 184.3352 | 137.2205 | 306.0085 | 317.1384 | 117.4634 | 52.837 | 76.8056 | 108.0089 | 273.8714 | 423.0746 | 148.3933 | 57.3635 | 0 | 0 | 225.4185 | 365.2736 | 589.3709 | 344.8689 | 136.2249 | 41.9136 | 302.681 | 349.2805 | 387.093 | 526.6831 | 397.1039 | 359.9306 | 32.6722 | 489.2852 | 214.7756 | 331.1049 | 142.5252 | 204.9688 | 163.7147 | 0 | 472.0403 | 0 | 0 | 0 | 123.6812 | 0 | 0 | 125.4078 | 0 | 35.4047 | 148.4484 | 0 | 0 | 112.3627 | 107.6543 | 116.5227 | 200.8023 | 141.6026 | 81.4913 | 198.9989 | 200.5953 | 51.3031 | 28.6853 | 283.1077 | 352.3168 | 284.3065 | 338.98 | 103.3832 | 57.6011 | 289.0331 | 706.5883 | 186.1253 | 351.6695 | 254.5869 | 120.2233 | 0 | 537.4366 | 828.6781 | 726.2204 | 694.1885 | 491.667 | 418.9893 | 213.4017 | 1042.7112 | 860.6743 | 883.7214 | 1061.004 | 981.7171 | 1013.2036 | 613.4249 | 1087.7688 | 956.4544 | 936.6207 | 582.9666 | 739.8506 | 621.2636 | 415.5884 | 750.7817 | 697.2404 | 742.7594 | 714.8496 | 720.2431 | 501.1076 | 459.8063 | 650.3033 | 872.6658 | 875.6438 | 924.942 | 878.8778 | 574.2492 | 652.7726 | 671.166 | 924.9806 | 942.5793 | 925.5179 | 817.7101 | 487.8851 | 611.1053 | 789.2925 | 1042.6288 | 917.2296 | 921.8488 | 957.3751 | 722.1181 | 815.4934 | 939.3149 | 1012.4838 | 988.916 | 862.8057 | 1016.8955 | 883.5969 | 983.5465 | 1005.7761 | 901.9497 | 656.5675 | 699.2371 | 697.25 | 562.3654 | 723.1994 | 851.7907 | 833.3874 | 789.7414 | 657.3564 | 656.588 | 746.959 | 780.6358 | 829.4111 | 793.1114 | 766.5836 | 629.6757 | 619.2762 | 646.2702 | 646.2969 | 648.6729 | 708.0448 | 827.3633 | 794.6614 | 798.6588 | 782.2734 | 774.0825 | 694.9425 | 746.9971 | 921.2694 | 999.6578 | 858.3893 | 858.3893 | 858.357 | 785.1206 | 845.3749 | 909.9253 | 825.8839 | 681.3503 | 767.9481 | 752.1928 | 804.3454 | 819.3827 | 711.6549 | 654.888 | 644.2279 | 644.2279 | 611.522 | 648.8318 | 933.004 | 874.3433 | 997.779 | 618.0622 | 365.6449 | 534.8541 | 634.2421 | 817.956 | 954.8352 | 787.7093 | 809.2045 | 913.2488 | 913.2488 | 1093.7497 | 975.3458 | 896.8449 | 942.1806 | 965.6949 | 965.581 | 766.6 | 775.7222 | 868.5035 | 749.1965 | 902.2622 | 794.1261 | 863.7985 | 598.6885 | 891.316 | 1299.5092 | 1447.7903 | 1447.7906 | 1447.7906 | 1465.5606 | 472.5874 | 583.0897 | 642.0562 | 637.6111 | 828.6217 | 670.0787 | 669.8998 | 669.3688 | 759.6874 | 770.1885 | 925.5735 | 1382.197 | 1457.312 | 1407.0583 | 618.7355 | 1345.8012 | 1746.495 | 1038.2493 | 1445.3477 | 1297.2784 | 1195.0984 | 947.0929 | 1097.7651 | 920.1243 | 0 | 604.4816 | 0 | 0 | 0 | 0 | 831.0877 | 205603.9008
Gas Price | [370 empty] | Avg
$ / Dth | AECO |  |  |  |  | 4.92 | 3.8 | 2.85 | 2.85 | 2.81 | 2.81 | 2.81 | 4.23 | 3.33 | 2.96 | 3.08 | 3.08 | 3.08 | 3.4 | 3.32 | 3.05 | 4.02 | 2.91 | 2.91 | 2.91 | 2.91 | 4.04 | 3.56 | 2.84 | 2.72 | 2.72 | 2.72 | 2.92 | 3.43 | 2.91 | 1.39 | 5.27 | 5.27 | 5.27 | 3.7 | 5.04 | 6.06 | 2.07 | 1.75 | 1.75 | 1.75 | 1.72 | 1.8 | 2.25 | 2.29 | 2.4 | 2.4 | 2.4 | 2.7 | 2.26 | 3.12 | 3.11 | 2.68 | 2.68 | 2.68 | 2.68 | 3.06 | 3.82 | 6.07 | 5.07 | 5.07 | 5.07 | 3.17 | 3.73 | 5.02 | 4.98 | 3.18 | 3.18 | 3.18 | 4.31 | 3.54 | 3.38 | 2.57 | 2.26 | 2.26 | 2.26 | 2.46 | 2.58 | 2.71 | 1.94 | 1.69 | 1.69 | 1.69 | 1.97 | 1.8 | 1.54 | 1.25 | 1.74 | 1.74 | 1.74 | 3.34 | 3.22 | 3.45 | 3.47 | 3.27 | 3.27 | 3.27 | 3.74 | 3.54 | 3.55 | 2.59 | 2.59 | 2.59 | 2.59 | 2.79 | 2.64 | 2.71 | 2.22 | 1.91 | 1.91 | 1.91 | 1.89 | 1.71 | 2.18 | 2.09 | 1.76 | 1.76 | 1.76 | 1.72 | 1.62 | 3.58 | 2.79 | 2.79 | 2.79 | 2.83 | 2.61 | 2.54 | 2.09 | 2.02 | 1.99 | 1.99 | 1.99 | 2.67 | 2.37 | 2.19 | 2.16 | 2.15 | 2.15 | 2.15 | 2.7 | 3.05 | 2.65 | 2.54 | 2.66 | 2.66 | 2.66 | 2.54 | 2.47 | 2.53 | 2.23 | 1.99 | 2.02 | 2.02 | 2.02 | 2.39 | 2.49 | 2.18 | 2.05 | 2.05 | 2.05 | 2.95 | 2.92 | 2.95 | 2.67 | 2.31 | 2.31 | 2.31 | 2.86 | 2.63 | 2.54 | 2.55 | 2.58 | 2.58 | 2.58 | 2.58 | 2.87 | 2.67 | 2.78 | 2.66 | 2.66 | 2.66 | 1.09 | 1.03 | 1.14 | 1.14 | 2.14 | 2.14 | 2.14 | 2.14 | 2.16 | 2.14 | 2.31 | 2.43 | 2.43 | 2.43 | 2.67 | 2.66 | 2.58 | 2.68 | 2.73 | 2.73 | 2.73 | 3.09 | 3.06 | 3.1 | 3.3 | 3.41 | 3.41 | 3.41 | 3.47 | 3.69 | 3.46 | 2.51 | 2.51 | 2.51 | 2.51 | 2.47 | 2.39 | 2.38 | 2.5 | 2.43 | 2.43 | 2.43 | 2.38 | 2.51 | 2.52 | 2.66 | 2.68 | 2.68 | 2.68 | 2.73 | 2.9 | 2.71 | 2.66 | 2.54 | 2.54 | 2.54 | 2.72 | 3 | 2.64 | 2.65 | 2.75 | 2.75 | 3.03 | 3.16 | 3.09 | 3.18 | 3.32 | 3.13 | 3.13 | 3.13 | 3.13 | 2.9 | 2.67 | 2.69 | 2.6 | 2.6 | 2.6 | 2.62 | 2.68 | 2.82 | 2.63 | 2.38 | 2.38 | 2.38 | 2.53 | 2.47 | 2.44 | 2.31 | 1.97 | 1.97 | 1.97 | 2 | 2.77 | 2.73 | 2.85 | 2.66 | 2.66 | 2.66 | 2.62 | 2.75 | 3.45 | 3.51 | 2.83 | 2.83 | 2.83 | 2.7 | 2.79 | 3 | 2.84 | 2.56 | 2.56 | 2.56 | 2.83 | 2.76 | 2.69 | 2.51 | 2.13 | 2.13 | 2.13 | 3.1 | 3.35 | 3.42 | 3.43 | 2.1 | 2.1 | 2.1 | 2.09 | 2.74 | 3.01 | 2.62 | 2.71 | 2.71 | 2.71 | 3.24 | 2.89 | 2.97 | 2.97 | 2.97 | 2.97 | 2.97 | 3.2 | 3.19 | 2.99 | 3.2 | 3.09 | 3.09 | 3.09 | 3.4 | 3.85 | 4.5 | 4.5 | 4.5 | 4.5 | 1.44 | 1.56 | 1.77 | 2.05 | 2.21 | 1.79 | 1.79 | 1.79 | 2.03 | 2.06 | 2.47 | 3.69 | 5.3 | 5.3 | 5.3 | 4.58 | 5.64 | 2.78 | 4.04 | 3.46 | 3.46 | 3.46 | 3.77 | 2.95 | 6.62 | 3.58 | 4.43 | 4.43 | 4.43 | 4.43 | 3.1 | 2.8142
| King (mile-adj from Malin) |  |  |  |  | 9.5539 | 7.3799 | 5.5471 | 5.5471 | 5.4496 | 5.4496 | 5.4496 | 8.2183 | 6.4733 | 5.7616 | 5.9761 | 5.9761 | 5.9761 | 6.6 | 6.4538 | 5.9273 | 7.7991 | 5.6544 | 5.6544 | 5.6544 | 5.6544 | 7.8479 | 6.912 | 5.5276 | 5.2839 | 5.2839 | 5.2839 | 5.6739 | 6.6585 | 5.6641 | 2.7004 | 9.7781 | 9.7781 | 9.7781 | 6.8535 | 9.3394 | 11.2405 | 3.8411 | 3.2561 | 3.2561 | 3.2561 | 3.1879 | 3.3439 | 4.1725 | 4.2505 | 4.4552 | 4.4552 | 4.4552 | 5.0109 | 4.192 | 5.7908 | 5.7811 | 4.9719 | 4.9719 | 4.9719 | 4.9719 | 5.6739 | 7.0972 | 11.2697 | 7.5846 | 7.5846 | 7.5846 | 4.7477 | 5.5764 | 7.4969 | 7.4384 | 4.7575 | 4.7575 | 4.7575 | 6.444 | 5.2936 | 5.0499 | 3.8411 | 3.3731 | 3.3731 | 3.3731 | 3.6753 | 3.8508 | 4.0555 | 2.8954 | 2.525 | 2.525 | 2.525 | 2.9442 | 2.7004 | 2.3007 | 1.862 | 2.5932 | 2.5932 | 2.5932 | 4.2115 | 4.0653 | 4.3578 | 4.3773 | 4.1238 | 4.1238 | 4.1238 | 4.7087 | 4.465 | 4.4747 | 3.2659 | 3.2659 | 3.2659 | 3.2659 | 3.5193 | 3.3341 | 3.4219 | 2.8077 | 2.408 | 2.408 | 2.408 | 2.3787 | 2.1643 | 2.7492 | 2.6322 | 2.2227 | 2.2227 | 2.2227 | 2.1643 | 2.0375 | 4.5625 | 3.5486 | 3.5486 | 3.5486 | 3.6071 | 3.3341 | 3.2366 | 2.6712 | 2.5737 | 2.5347 | 2.5347 | 2.5347 | 3.3926 | 3.0124 | 2.7882 | 2.7492 | 2.7394 | 2.7394 | 2.7394 | 3.4414 | 3.8801 | 3.3829 | 3.2366 | 3.3926 | 3.3926 | 3.3926 | 3.2366 | 3.1489 | 3.2269 | 2.8369 | 2.5347 | 2.6907 | 2.6907 | 2.6907 | 3.1879 | 3.3146 | 2.9149 | 2.7394 | 2.7394 | 2.7394 | 3.9386 | 3.8996 | 3.9386 | 3.5681 | 3.0904 | 3.0904 | 3.0904 | 3.8118 | 3.5096 | 3.3829 | 3.4024 | 3.4414 | 3.4414 | 3.4414 | 3.4414 | 3.8313 | 3.5583 | 3.7143 | 3.5486 | 3.5486 | 3.5486 | 1.5793 | 1.4916 | 1.6378 | 1.6476 | 3.0806 | 3.0806 | 3.0806 | 3.0806 | 3.1099 | 3.0904 | 3.3244 | 3.4999 | 3.4999 | 3.4999 | 3.8508 | 3.8411 | 3.7143 | 3.8606 | 3.9288 | 3.9288 | 3.9288 | 4.4552 | 4.4065 | 4.4552 | 4.7575 | 4.9134 | 4.9134 | 4.9134 | 5.0012 | 5.3131 | 4.9817 | 3.6071 | 3.6071 | 3.6071 | 3.6071 | 3.5388 | 3.4316 | 3.4121 | 3.5973 | 3.4901 | 3.4901 | 3.4901 | 3.4121 | 3.6071 | 3.6168 | 3.8216 | 3.8508 | 3.8508 | 3.8508 | 3.9191 | 4.1628 | 3.8996 | 3.8216 | 3.6461 | 3.6461 | 3.6461 | 3.9093 | 4.2993 | 3.7923 | 3.8118 | 3.958 | 3.958 | 4.192 | 4.3675 | 4.2603 | 4.3968 | 4.5917 | 4.3285 | 4.3285 | 4.3285 | 4.3285 | 4.0165 | 3.6851 | 3.7143 | 3.5876 | 3.5876 | 3.5876 | 3.6266 | 3.7046 | 3.8996 | 3.6266 | 3.2854 | 3.2854 | 3.2854 | 3.4901 | 3.4121 | 3.3731 | 3.1879 | 2.7199 | 2.7199 | 2.7199 | 2.7589 | 3.6558 | 3.5973 | 3.7631 | 3.5096 | 3.5096 | 3.5096 | 3.4511 | 3.6266 | 4.543 | 4.6307 | 3.7338 | 3.7338 | 3.7338 | 3.5583 | 3.6753 | 3.958 | 3.7436 | 3.3731 | 3.3731 | 3.3731 | 3.7241 | 3.6363 | 3.5486 | 3.3146 | 2.7979 | 2.7979 | 2.7979 | 4.0848 | 4.4162 | 4.5137 | 4.5235 | 3.0904 | 3.0904 | 3.0904 | 3.0709 | 4.0263 | 4.4162 | 3.8411 | 3.9775 | 3.9775 | 3.9775 | 4.7672 | 4.2505 | 4.3675 | 4.3578 | 4.3578 | 4.3578 | 4.3578 | 4.699 | 4.6892 | 4.3968 | 4.699 | 4.543 | 4.543 | 4.543 | 4.9914 | 5.6641 | 6.6195 | 6.6195 | 6.6195 | 6.6195 | 2.369 | 2.564 | 2.9247 | 3.3731 | 3.6461 | 2.9442 | 2.9442 | 2.9442 | 3.3439 | 3.3926 | 4.075 | 6.0833 | 8.735 | 8.735 | 8.735 | 7.5554 | 9.3004 | 4.5722 | 6.6585 | 5.7031 | 5.7031 | 5.7031 | 6.2198 | 4.8549 | 10.909 | 5.9078 | 7.3019 | 7.3019 | 7.3019 | 7.3019 | 5.1084 | 4.2312
| Stan (mile-adj from Malin) |  |  |  |  | 9.6654 | 7.466 | 5.6118 | 5.6118 | 5.5132 | 5.5132 | 5.5132 | 8.3142 | 6.5488 | 5.8288 | 6.0458 | 6.0458 | 6.0458 | 6.677 | 6.529 | 5.9965 | 7.8901 | 5.7203 | 5.7203 | 5.7203 | 5.7203 | 7.9394 | 6.9926 | 5.5921 | 5.3455 | 5.3455 | 5.3455 | 5.74 | 6.7362 | 5.7302 | 2.7319 | 9.8922 | 9.8922 | 9.8922 | 6.9334 | 9.4484 | 11.3716 | 3.8859 | 3.2941 | 3.2941 | 3.2941 | 3.2251 | 3.3829 | 4.2212 | 4.3001 | 4.5072 | 4.5072 | 4.5072 | 5.0694 | 4.2409 | 5.8584 | 5.8485 | 5.0299 | 5.0299 | 5.0299 | 5.0299 | 5.74 | 7.18 | 11.4012 | 7.6731 | 7.6731 | 7.6731 | 4.8031 | 5.6414 | 7.5843 | 7.5252 | 4.813 | 4.813 | 4.813 | 6.5192 | 5.3554 | 5.1088 | 3.8859 | 3.4125 | 3.4125 | 3.4125 | 3.7182 | 3.8957 | 4.1028 | 2.9292 | 2.5544 | 2.5544 | 2.5544 | 2.9785 | 2.7319 | 2.3276 | 1.8838 | 2.6235 | 2.6235 | 2.6235 | 4.2606 | 4.1127 | 4.4086 | 4.4283 | 4.1719 | 4.1719 | 4.1719 | 4.7636 | 4.5171 | 4.5269 | 3.304 | 3.304 | 3.304 | 3.304 | 3.5604 | 3.373 | 3.4618 | 2.8404 | 2.4361 | 2.4361 | 2.4361 | 2.4065 | 2.1895 | 2.7813 | 2.6629 | 2.2487 | 2.2487 | 2.2487 | 2.1895 | 2.0613 | 4.6157 | 3.59 | 3.59 | 3.59 | 3.6492 | 3.373 | 3.2744 | 2.7024 | 2.6037 | 2.5643 | 2.5643 | 2.5643 | 3.4322 | 3.0475 | 2.8207 | 2.7813 | 2.7714 | 2.7714 | 2.7714 | 3.4815 | 3.9253 | 3.4223 | 3.2744 | 3.4322 | 3.4322 | 3.4322 | 3.2744 | 3.1856 | 3.2645 | 2.87 | 2.5643 | 2.7221 | 2.7221 | 2.7221 | 3.2251 | 3.3533 | 2.9489 | 2.7714 | 2.7714 | 2.7714 | 3.9845 | 3.945 | 3.9845 | 3.6097 | 3.1264 | 3.1264 | 3.1264 | 3.8563 | 3.5505 | 3.4223 | 3.4421 | 3.4815 | 3.4815 | 3.4815 | 3.4815 | 3.876 | 3.5999 | 3.7577 | 3.59 | 3.59 | 3.59 | 1.5977 | 1.509 | 1.6569 | 1.6668 | 3.1166 | 3.1166 | 3.1166 | 3.1166 | 3.1462 | 3.1264 | 3.3632 | 3.5407 | 3.5407 | 3.5407 | 3.8957 | 3.8859 | 3.7577 | 3.9056 | 3.9746 | 3.9746 | 3.9746 | 4.5072 | 4.4579 | 4.5072 | 4.813 | 4.9708 | 4.9708 | 4.9708 | 5.0595 | 5.3751 | 5.0398 | 3.6492 | 3.6492 | 3.6492 | 3.6492 | 3.5801 | 3.4716 | 3.4519 | 3.6393 | 3.5308 | 3.5308 | 3.5308 | 3.4519 | 3.6492 | 3.659 | 3.8661 | 3.8957 | 3.8957 | 3.8957 | 3.9648 | 4.2113 | 3.945 | 3.8661 | 3.6886 | 3.6886 | 3.6886 | 3.9549 | 4.3494 | 3.8366 | 3.8563 | 4.0042 | 4.0042 | 4.2409 | 4.4185 | 4.31 | 4.448 | 4.6453 | 4.379 | 4.379 | 4.379 | 4.379 | 4.0634 | 3.7281 | 3.7577 | 3.6294 | 3.6294 | 3.6294 | 3.6689 | 3.7478 | 3.945 | 3.6689 | 3.3237 | 3.3237 | 3.3237 | 3.5308 | 3.4519 | 3.4125 | 3.2251 | 2.7517 | 2.7517 | 2.7517 | 2.7911 | 3.6985 | 3.6393 | 3.807 | 3.5505 | 3.5505 | 3.5505 | 3.4914 | 3.6689 | 4.596 | 4.6847 | 3.7774 | 3.7774 | 3.7774 | 3.5999 | 3.7182 | 4.0042 | 3.7872 | 3.4125 | 3.4125 | 3.4125 | 3.7675 | 3.6788 | 3.59 | 3.3533 | 2.8306 | 2.8306 | 2.8306 | 4.1324 | 4.4678 | 4.5664 | 4.5763 | 3.1264 | 3.1264 | 3.1264 | 3.1067 | 4.0733 | 4.4678 | 3.8859 | 4.0239 | 4.0239 | 4.0239 | 4.8228 | 4.3001 | 4.4185 | 4.4086 | 4.4086 | 4.4086 | 4.4086 | 4.7538 | 4.7439 | 4.448 | 4.7538 | 4.596 | 4.596 | 4.596 | 5.0497 | 5.7302 | 6.6967 | 6.6967 | 6.6967 | 6.6967 | 2.3966 | 2.5939 | 2.9588 | 3.4125 | 3.6886 | 2.9785 | 2.9785 | 2.9785 | 3.3829 | 3.4322 | 4.1226 | 6.1543 | 8.8369 | 8.8369 | 8.8369 | 7.6435 | 9.4089 | 4.6256 | 6.7362 | 5.7696 | 5.7696 | 5.7696 | 6.2923 | 4.9116 | 11.0363 | 5.9767 | 7.3871 | 7.3871 | 7.3871 | 7.3871 | 5.168 | 4.2805
| Malin |  |  |  |  | 9.8 | 7.57 | 5.69 | 5.69 | 5.59 | 5.59 | 5.59 | 8.43 | 6.64 | 5.91 | 6.13 | 6.13 | 6.13 | 6.77 | 6.62 | 6.08 | 8 | 5.8 | 5.8 | 5.8 | 5.8 | 8.05 | 7.09 | 5.67 | 5.42 | 5.42 | 5.42 | 5.82 | 6.83 | 5.81 | 2.77 | 10.03 | 10.03 | 10.03 | 7.03 | 9.58 | 11.53 | 3.94 | 3.34 | 3.34 | 3.34 | 3.27 | 3.43 | 4.28 | 4.36 | 4.57 | 4.57 | 4.57 | 5.14 | 4.3 | 5.94 | 5.93 | 5.1 | 5.1 | 5.1 | 5.1 | 5.82 | 7.28 | 11.56 | 7.78 | 7.78 | 7.78 | 4.87 | 5.72 | 7.69 | 7.63 | 4.88 | 4.88 | 4.88 | 6.61 | 5.43 | 5.18 | 3.94 | 3.46 | 3.46 | 3.46 | 3.77 | 3.95 | 4.16 | 2.97 | 2.59 | 2.59 | 2.59 | 3.02 | 2.77 | 2.36 | 1.91 | 2.66 | 2.66 | 2.66 | 4.32 | 4.17 | 4.47 | 4.49 | 4.23 | 4.23 | 4.23 | 4.83 | 4.58 | 4.59 | 3.35 | 3.35 | 3.35 | 3.35 | 3.61 | 3.42 | 3.51 | 2.88 | 2.47 | 2.47 | 2.47 | 2.44 | 2.22 | 2.82 | 2.7 | 2.28 | 2.28 | 2.28 | 2.22 | 2.09 | 4.68 | 3.64 | 3.64 | 3.64 | 3.7 | 3.42 | 3.32 | 2.74 | 2.64 | 2.6 | 2.6 | 2.6 | 3.48 | 3.09 | 2.86 | 2.82 | 2.81 | 2.81 | 2.81 | 3.53 | 3.98 | 3.47 | 3.32 | 3.48 | 3.48 | 3.48 | 3.32 | 3.23 | 3.31 | 2.91 | 2.6 | 2.76 | 2.76 | 2.76 | 3.27 | 3.4 | 2.99 | 2.81 | 2.81 | 2.81 | 4.04 | 4 | 4.04 | 3.66 | 3.17 | 3.17 | 3.17 | 3.91 | 3.6 | 3.47 | 3.49 | 3.53 | 3.53 | 3.53 | 3.53 | 3.93 | 3.65 | 3.81 | 3.64 | 3.64 | 3.64 | 1.62 | 1.53 | 1.68 | 1.69 | 3.16 | 3.16 | 3.16 | 3.16 | 3.19 | 3.17 | 3.41 | 3.59 | 3.59 | 3.59 | 3.95 | 3.94 | 3.81 | 3.96 | 4.03 | 4.03 | 4.03 | 4.57 | 4.52 | 4.57 | 4.88 | 5.04 | 5.04 | 5.04 | 5.13 | 5.45 | 5.11 | 3.7 | 3.7 | 3.7 | 3.7 | 3.63 | 3.52 | 3.5 | 3.69 | 3.58 | 3.58 | 3.58 | 3.5 | 3.7 | 3.71 | 3.92 | 3.95 | 3.95 | 3.95 | 4.02 | 4.27 | 4 | 3.92 | 3.74 | 3.74 | 3.74 | 4.01 | 4.41 | 3.89 | 3.91 | 4.06 | 4.06 | 4.3 | 4.48 | 4.37 | 4.51 | 4.71 | 4.44 | 4.44 | 4.44 | 4.44 | 4.12 | 3.78 | 3.81 | 3.68 | 3.68 | 3.68 | 3.72 | 3.8 | 4 | 3.72 | 3.37 | 3.37 | 3.37 | 3.58 | 3.5 | 3.46 | 3.27 | 2.79 | 2.79 | 2.79 | 2.83 | 3.75 | 3.69 | 3.86 | 3.6 | 3.6 | 3.6 | 3.54 | 3.72 | 4.66 | 4.75 | 3.83 | 3.83 | 3.83 | 3.65 | 3.77 | 4.06 | 3.84 | 3.46 | 3.46 | 3.46 | 3.82 | 3.73 | 3.64 | 3.4 | 2.87 | 2.87 | 2.87 | 4.19 | 4.53 | 4.63 | 4.64 | 3.17 | 3.17 | 3.17 | 3.15 | 4.13 | 4.53 | 3.94 | 4.08 | 4.08 | 4.08 | 4.89 | 4.36 | 4.48 | 4.47 | 4.47 | 4.47 | 4.47 | 4.82 | 4.81 | 4.51 | 4.82 | 4.66 | 4.66 | 4.66 | 5.12 | 5.81 | 6.79 | 6.79 | 6.79 | 6.79 | 2.43 | 2.63 | 3 | 3.46 | 3.74 | 3.02 | 3.02 | 3.02 | 3.43 | 3.48 | 4.18 | 6.24 | 8.96 | 8.96 | 8.96 | 7.75 | 9.54 | 4.69 | 6.83 | 5.85 | 5.85 | 5.85 | 6.38 | 4.98 | 11.19 | 6.06 | 7.49 | 7.49 | 7.49 | 7.49 | 5.24 | 4.3401
Gas Purch/Sales $ |  |  |  | categ | [368 empty] | 2025
$000's | buy AECO - burn |  |  | B |  | 145278.1411 | 186125.1598 | #REF! | #REF! | #REF! | #REF! | #REF! | #REF! | #REF! | #REF! | #REF! | #REF! | #REF! | #REF! | #REF! | #REF! | #REF! | #REF! | #REF! | #REF! | #REF! | #REF! | #REF! | #REF! | #REF! | #REF! | #REF! | #REF! | #REF! | #REF! | #REF! | #REF! | #REF! | #REF! | #REF! | #REF! | #REF! | #REF! | #REF! | #REF! | #REF! | #REF! | #REF! | #REF! | #REF! | #REF! | #REF! | #REF! | #REF! | #REF! | #REF! | #REF! | #REF! | #REF! | #REF! | #REF! | #REF! | #REF! | #REF! | #REF! | #REF! | #REF! | #REF! | #REF! | #REF! | #REF! | #REF! | #REF! | #REF! | #REF! | #REF! | #REF! | #REF! | #REF! | #REF! | #REF! | #REF! | #REF! | #REF! | #REF! | #REF! | #REF! | #REF! | #REF! | #REF! | #REF! | #REF! | #REF! | #REF! | #REF! | #REF! | #REF! | #REF! | #REF! | #REF! | #REF! | #REF! | #REF! | #REF! | #REF! | #REF! | #REF! | #REF! | #REF! | #REF! | #REF! | #REF! | #REF! | #REF! | #REF! | #REF! | #REF! | #REF! | #REF! | #REF! | #REF! | #REF! | #REF! | #REF! | #REF! | #REF! | #REF! | #REF! | #REF! | #REF! | #REF! | #REF! | #REF! | #REF! | #REF! | #REF! | #REF! | #REF! | #REF! | #REF! | #REF! | #REF! | #REF! | #REF! | #REF! | #REF! | #REF! | #REF! | #REF! | #REF! | #REF! | #REF! | #REF! | #REF! | #REF! | #REF! | #REF! | #REF! | #REF! | #REF! | #REF! | #REF! | #REF! | #REF! | #REF! | #REF! | #REF! | #REF! | #REF! | #REF! | #REF! | #REF! | #REF! | #REF! | #REF! | #REF! | #REF! | #REF! | #REF! | #REF! | #REF! | #REF! | #REF! | #REF! | #REF! | #REF! | #REF! | #REF! | #REF! | #REF! | #REF! | #REF! | #REF! | #REF! | #REF! | #REF! | #REF! | #REF! | #REF! | #REF! | #REF! | #REF! | #REF! | #REF! | #REF! | #REF! | #REF! | #REF! | #REF! | #REF! | #REF! | #REF! | #REF! | #REF! | #REF! | #REF! | #REF! | #REF! | #REF! | #REF! | #REF! | #REF! | #REF! | #REF! | #REF! | #REF! | #REF! | #REF! | #REF! | #REF! | #REF! | #REF! | #REF! | #REF! | #REF! | #REF! | #REF! | #REF! | #REF! | #REF! | #REF! | #REF! | #REF! | #REF! | #REF! | #REF! | #REF! | #REF! | #REF! | #REF! | #REF! | #REF! | #REF! | #REF! | #REF! | #REF! | #REF! | #REF! | #REF! | #REF! | #REF! | #REF! | #REF! | #REF! | #REF! | #REF! | #REF! | #REF! | #REF! | #REF! | #REF! | #REF! | #REF! | #REF! | #REF! | #REF! | #REF! | #REF! | #REF! | #REF! | #REF! | #REF! | #REF! | #REF! | #REF! | #REF! | #REF! | #REF! | #REF! | #REF! | #REF! | #REF! | #REF! | #REF! | #REF! | #REF! | #REF! | #REF! | #REF! | #REF! | #REF! | #REF! | #REF! | #REF! | #REF! | #REF! | #REF! | #REF! | #REF! | #REF! | #REF! | #REF! | #REF! | #REF! | #REF! | #REF! | #REF! | #REF! | #REF! | #REF! | #REF! | #REF! | #REF! | #REF! | #REF! | #REF! | #REF! | #REF! | #REF! | #REF! | #REF! | #REF! | #REF! | #REF! | #REF! | #REF! | #REF! | #REF! | #REF! | #REF! | #REF! | #REF! | #REF! | #REF! | #REF! | #REF! | #REF! | #REF! | #REF! | #REF! | #REF! | #REF! | #REF! | #REF! | #REF! | #REF! | #REF! | #REF! | #REF! | #REF! | #REF! | #REF! | #REF! | #REF! | #REF! | #REF! | #REF! | #REF! | #REF! | #REF! | #REF! |  | #REF!
| buy AECO - no burn |  |  | NB |  | 203886.2069 | 83554.6212 | #REF! | #REF! | #REF! | #REF! | #REF! | #REF! | #REF! | #REF! | #REF! | #REF! | #REF! | #REF! | #REF! | #REF! | #REF! | #REF! | #REF! | #REF! | #REF! | #REF! | #REF! | #REF! | #REF! | #REF! | #REF! | #REF! | #REF! | #REF! | #REF! | #REF! | #REF! | #REF! | #REF! | #REF! | #REF! | #REF! | #REF! | #REF! | #REF! | #REF! | #REF! | #REF! | #REF! | #REF! | #REF! | #REF! | #REF! | #REF! | #REF! | #REF! | #REF! | #REF! | #REF! | #REF! | #REF! | #REF! | #REF! | #REF! | #REF! | #REF! | #REF! | #REF! | #REF! | #REF! | #REF! | #REF! | #REF! | #REF! | #REF! | #REF! | #REF! | #REF! | #REF! | #REF! | #REF! | #REF! | #REF! | #REF! | #REF! | #REF! | #REF! | #REF! | #REF! | #REF! | #REF! | #REF! | #REF! | #REF! | #REF! | #REF! | #REF! | #REF! | #REF! | #REF! | #REF! | #REF! | #REF! | #REF! | #REF! | #REF! | #REF! | #REF! | #REF! | #REF! | #REF! | #REF! | #REF! | #REF! | #REF! | #REF! | #REF! | #REF! | #REF! | #REF! | #REF! | #REF! | #REF! | #REF! | #REF! | #REF! | #REF! | #REF! | #REF! | #REF! | #REF! | #REF! | #REF! | #REF! | #REF! | #REF! | #REF! | #REF! | #REF! | #REF! | #REF! | #REF! | #REF! | #REF! | #REF! | #REF! | #REF! | #REF! | #REF! | #REF! | #REF! | #REF! | #REF! | #REF! | #REF! | #REF! | #REF! | #REF! | #REF! | #REF! | #REF! | #REF! | #REF! | #REF! | #REF! | #REF! | #REF! | #REF! | #REF! | #REF! | #REF! | #REF! | #REF! | #REF! | #REF! | #REF! | #REF! | #REF! | #REF! | #REF! | #REF! | #REF! | #REF! | #REF! | #REF! | #REF! | #REF! | #REF! | #REF! | #REF! | #REF! | #REF! | #REF! | #REF! | #REF! | #REF! | #REF! | #REF! | #REF! | #REF! | #REF! | #REF! | #REF! | #REF! | #REF! | #REF! | #REF! | #REF! | #REF! | #REF! | #REF! | #REF! | #REF! | #REF! | #REF! | #REF! | #REF! | #REF! | #REF! | #REF! | #REF! | #REF! | #REF! | #REF! | #REF! | #REF! | #REF! | #REF! | #REF! | #REF! | #REF! | #REF! | #REF! | #REF! | #REF! | #REF! | #REF! | #REF! | #REF! | #REF! | #REF! | #REF! | #REF! | #REF! | #REF! | #REF! | #REF! | #REF! | #REF! | #REF! | #REF! | #REF! | #REF! | #REF! | #REF! | #REF! | #REF! | #REF! | #REF! | #REF! | #REF! | #REF! | #REF! | #REF! | #REF! | #REF! | #REF! | #REF! | #REF! | #REF! | #REF! | #REF! | #REF! | #REF! | #REF! | #REF! | #REF! | #REF! | #REF! | #REF! | #REF! | #REF! | #REF! | #REF! | #REF! | #REF! | #REF! | #REF! | #REF! | #REF! | #REF! | #REF! | #REF! | #REF! | #REF! | #REF! | #REF! | #REF! | #REF! | #REF! | #REF! | #REF! | #REF! | #REF! | #REF! | #REF! | #REF! | #REF! | #REF! | #REF! | #REF! | #REF! | #REF! | #REF! | #REF! | #REF! | #REF! | #REF! | #REF! | #REF! | #REF! | #REF! | #REF! | #REF! | #REF! | #REF! | #REF! | #REF! | #REF! | #REF! | #REF! | #REF! | #REF! | #REF! | #REF! | #REF! | #REF! | #REF! | #REF! | #REF! | #REF! | #REF! | #REF! | #REF! | #REF! | #REF! | #REF! | #REF! | #REF! | #REF! | #REF! | #REF! | #REF! | #REF! | #REF! | #REF! | #REF! | #REF! | #REF! | #REF! | #REF! | #REF! | #REF! | #REF! | #REF! | #REF! | #REF! | #REF! | #REF! | #REF! |  | #REF!
| buy King - burn |  |  | B |  | 1142.8498 | 1786.8034 | #REF! | #REF! | #REF! | #REF! | #REF! | #REF! | #REF! | #REF! | #REF! | #REF! | #REF! | #REF! | #REF! | #REF! | #REF! | #REF! | #REF! | #REF! | #REF! | #REF! | #REF! | #REF! | #REF! | #REF! | #REF! | #REF! | #REF! | #REF! | #REF! | #REF! | #REF! | #REF! | #REF! | #REF! | #REF! | #REF! | #REF! | #REF! | #REF! | #REF! | #REF! | #REF! | #REF! | #REF! | #REF! | #REF! | #REF! | #REF! | #REF! | #REF! | #REF! | #REF! | #REF! | #REF! | #REF! | #REF! | #REF! | #REF! | #REF! | #REF! | #REF! | #REF! | #REF! | #REF! | #REF! | #REF! | #REF! | #REF! | #REF! | #REF! | #REF! | #REF! | #REF! | #REF! | #REF! | #REF! | #REF! | #REF! | #REF! | #REF! | #REF! | #REF! | #REF! | #REF! | #REF! | #REF! | #REF! | #REF! | #REF! | #REF! | #REF! | #REF! | #REF! | #REF! | #REF! | #REF! | #REF! | #REF! | #REF! | #REF! | #REF! | #REF! | #REF! | #REF! | #REF! | #REF! | #REF! | #REF! | #REF! | #REF! | #REF! | #REF! | #REF! | #REF! | #REF! | #REF! | #REF! | #REF! | #REF! | #REF! | #REF! | #REF! | #REF! | #REF! | #REF! | #REF! | #REF! | #REF! | #REF! | #REF! | #REF! | #REF! | #REF! | #REF! | #REF! | #REF! | #REF! | #REF! | #REF! | #REF! | #REF! | #REF! | #REF! | #REF! | #REF! | #REF! | #REF! | #REF! | #REF! | #REF! | #REF! | #REF! | #REF! | #REF! | #REF! | #REF! | #REF! | #REF! | #REF! | #REF! | #REF! | #REF! | #REF! | #REF! | #REF! | #REF! | #REF! | #REF! | #REF! | #REF! | #REF! | #REF! | #REF! | #REF! | #REF! | #REF! | #REF! | #REF! | #REF! | #REF! | #REF! | #REF! | #REF! | #REF! | #REF! | #REF! | #REF! | #REF! | #REF! | #REF! | #REF! | #REF! | #REF! | #REF! | #REF! | #REF! | #REF! | #REF! | #REF! | #REF! | #REF! | #REF! | #REF! | #REF! | #REF! | #REF! | #REF! | #REF! | #REF! | #REF! | #REF! | #REF! | #REF! | #REF! | #REF! | #REF! | #REF! | #REF! | #REF! | #REF! | #REF! | #REF! | #REF! | #REF! | #REF! | #REF! | #REF! | #REF! | #REF! | #REF! | #REF! | #REF! | #REF! | #REF! | #REF! | #REF! | #REF! | #REF! | #REF! | #REF! | #REF! | #REF! | #REF! | #REF! | #REF! | #REF! | #REF! | #REF! | #REF! | #REF! | #REF! | #REF! | #REF! | #REF! | #REF! | #REF! | #REF! | #REF! | #REF! | #REF! | #REF! | #REF! | #REF! | #REF! | #REF! | #REF! | #REF! | #REF! | #REF! | #REF! | #REF! | #REF! | #REF! | #REF! | #REF! | #REF! | #REF! | #REF! | #REF! | #REF! | #REF! | #REF! | #REF! | #REF! | #REF! | #REF! | #REF! | #REF! | #REF! | #REF! | #REF! | #REF! | #REF! | #REF! | #REF! | #REF! | #REF! | #REF! | #REF! | #REF! | #REF! | #REF! | #REF! | #REF! | #REF! | #REF! | #REF! | #REF! | #REF! | #REF! | #REF! | #REF! | #REF! | #REF! | #REF! | #REF! | #REF! | #REF! | #REF! | #REF! | #REF! | #REF! | #REF! | #REF! | #REF! | #REF! | #REF! | #REF! | #REF! | #REF! | #REF! | #REF! | #REF! | #REF! | #REF! | #REF! | #REF! | #REF! | #REF! | #REF! | #REF! | #REF! | #REF! | #REF! | #REF! | #REF! | #REF! | #REF! | #REF! | #REF! | #REF! | #REF! | #REF! | #REF! | #REF! | #REF! | #REF! | #REF! | #REF! | #REF! | #REF! | #REF! | #REF! | #REF! |  | #REF!
| buy King - no burn |  |  | NB |  | 2277.1531 | -427.5571 | #REF! | #REF! | #REF! | #REF! | #REF! | #REF! | #REF! | #REF! | #REF! | #REF! | #REF! | #REF! | #REF! | #REF! | #REF! | #REF! | #REF! | #REF! | #REF! | #REF! | #REF! | #REF! | #REF! | #REF! | #REF! | #REF! | #REF! | #REF! | #REF! | #REF! | #REF! | #REF! | #REF! | #REF! | #REF! | #REF! | #REF! | #REF! | #REF! | #REF! | #REF! | #REF! | #REF! | #REF! | #REF! | #REF! | #REF! | #REF! | #REF! | #REF! | #REF! | #REF! | #REF! | #REF! | #REF! | #REF! | #REF! | #REF! | #REF! | #REF! | #REF! | #REF! | #REF! | #REF! | #REF! | #REF! | #REF! | #REF! | #REF! | #REF! | #REF! | #REF! | #REF! | #REF! | #REF! | #REF! | #REF! | #REF! | #REF! | #REF! | #REF! | #REF! | #REF! | #REF! | #REF! | #REF! | #REF! | #REF! | #REF! | #REF! | #REF! | #REF! | #REF! | #REF! | #REF! | #REF! | #REF! | #REF! | #REF! | #REF! | #REF! | #REF! | #REF! | #REF! | #REF! | #REF! | #REF! | #REF! | #REF! | #REF! | #REF! | #REF! | #REF! | #REF! | #REF! | #REF! | #REF! | #REF! | #REF! | #REF! | #REF! | #REF! | #REF! | #REF! | #REF! | #REF! | #REF! | #REF! | #REF! | #REF! | #REF! | #REF! | #REF! | #REF! | #REF! | #REF! | #REF! | #REF! | #REF! | #REF! | #REF! | #REF! | #REF! | #REF! | #REF! | #REF! | #REF! | #REF! | #REF! | #REF! | #REF! | #REF! | #REF! | #REF! | #REF! | #REF! | #REF! | #REF! | #REF! | #REF! | #REF! | #REF! | #REF! | #REF! | #REF! | #REF! | #REF! | #REF! | #REF! | #REF! | #REF! | #REF! | #REF! | #REF! | #REF! | #REF! | #REF! | #REF! | #REF! | #REF! | #REF! | #REF! | #REF! | #REF! | #REF! | #REF! | #REF! | #REF! | #REF! | #REF! | #REF! | #REF! | #REF! | #REF! | #REF! | #REF! | #REF! | #REF! | #REF! | #REF! | #REF! | #REF! | #REF! | #REF! | #REF! | #REF! | #REF! | #REF! | #REF! | #REF! | #REF! | #REF! | #REF! | #REF! | #REF! | #REF! | #REF! | #REF! | #REF! | #REF! | #REF! | #REF! | #REF! | #REF! | #REF! | #REF! | #REF! | #REF! | #REF! | #REF! | #REF! | #REF! | #REF! | #REF! | #REF! | #REF! | #REF! | #REF! | #REF! | #REF! | #REF! | #REF! | #REF! | #REF! | #REF! | #REF! | #REF! | #REF! | #REF! | #REF! | #REF! | #REF! | #REF! | #REF! | #REF! | #REF! | #REF! | #REF! | #REF! | #REF! | #REF! | #REF! | #REF! | #REF! | #REF! | #REF! | #REF! | #REF! | #REF! | #REF! | #REF! | #REF! | #REF! | #REF! | #REF! | #REF! | #REF! | #REF! | #REF! | #REF! | #REF! | #REF! | #REF! | #REF! | #REF! | #REF! | #REF! | #REF! | #REF! | #REF! | #REF! | #REF! | #REF! | #REF! | #REF! | #REF! | #REF! | #REF! | #REF! | #REF! | #REF! | #REF! | #REF! | #REF! | #REF! | #REF! | #REF! | #REF! | #REF! | #REF! | #REF! | #REF! | #REF! | #REF! | #REF! | #REF! | #REF! | #REF! | #REF! | #REF! | #REF! | #REF! | #REF! | #REF! | #REF! | #REF! | #REF! | #REF! | #REF! | #REF! | #REF! | #REF! | #REF! | #REF! | #REF! | #REF! | #REF! | #REF! | #REF! | #REF! | #REF! | #REF! | #REF! | #REF! | #REF! | #REF! | #REF! | #REF! | #REF! | #REF! | #REF! | #REF! | #REF! | #REF! | #REF! | #REF! | #REF! | #REF! | #REF! | #REF! | #REF! | #REF! | #REF! | #REF! |  | #REF!
| buy Stan - burn |  |  | B |  | 0 | 476197.3784 | #REF! | #REF! | #REF! | #REF! | #REF! | #REF! | #REF! | #REF! | #REF! | #REF! | #REF! | #REF! | #REF! | #REF! | #REF! | #REF! | #REF! | #REF! | #REF! | #REF! | #REF! | #REF! | #REF! | #REF! | #REF! | #REF! | #REF! | #REF! | #REF! | #REF! | #REF! | #REF! | #REF! | #REF! | #REF! | #REF! | #REF! | #REF! | #REF! | #REF! | #REF! | #REF! | #REF! | #REF! | #REF! | #REF! | #REF! | #REF! | #REF! | #REF! | #REF! | #REF! | #REF! | #REF! | #REF! | #REF! | #REF! | #REF! | #REF! | #REF! | #REF! | #REF! | #REF! | #REF! | #REF! | #REF! | #REF! | #REF! | #REF! | #REF! | #REF! | #REF! | #REF! | #REF! | #REF! | #REF! | #REF! | #REF! | #REF! | #REF! | #REF! | #REF! | #REF! | #REF! | #REF! | #REF! | #REF! | #REF! | #REF! | #REF! | #REF! | #REF! | #REF! | #REF! | #REF! | #REF! | #REF! | #REF! | #REF! | #REF! | #REF! | #REF! | #REF! | #REF! | #REF! | #REF! | #REF! | #REF! | #REF! | #REF! | #REF! | #REF! | #REF! | #REF! | #REF! | #REF! | #REF! | #REF! | #REF! | #REF! | #REF! | #REF! | #REF! | #REF! | #REF! | #REF! | #REF! | #REF! | #REF! | #REF! | #REF! | #REF! | #REF! | #REF! | #REF! | #REF! | #REF! | #REF! | #REF! | #REF! | #REF! | #REF! | #REF! | #REF! | #REF! | #REF! | #REF! | #REF! | #REF! | #REF! | #REF! | #REF! | #REF! | #REF! | #REF! | #REF! | #REF! | #REF! | #REF! | #REF! | #REF! | #REF! | #REF! | #REF! | #REF! | #REF! | #REF! | #REF! | #REF! | #REF! | #REF! | #REF! | #REF! | #REF! | #REF! | #REF! | #REF! | #REF! | #REF! | #REF! | #REF! | #REF! | #REF! | #REF! | #REF! | #REF! | #REF! | #REF! | #REF! | #REF! | #REF! | #REF! | #REF! | #REF! | #REF! | #REF! | #REF! | #REF! | #REF! | #REF! | #REF! | #REF! | #REF! | #REF! | #REF! | #REF! | #REF! | #REF! | #REF! | #REF! | #REF! | #REF! | #REF! | #REF! | #REF! | #REF! | #REF! | #REF! | #REF! | #REF! | #REF! | #REF! | #REF! | #REF! | #REF! | #REF! | #REF! | #REF! | #REF! | #REF! | #REF! | #REF! | #REF! | #REF! | #REF! | #REF! | #REF! | #REF! | #REF! | #REF! | #REF! | #REF! | #REF! | #REF! | #REF! | #REF! | #REF! | #REF! | #REF! | #REF! | #REF! | #REF! | #REF! | #REF! | #REF! | #REF! | #REF! | #REF! | #REF! | #REF! | #REF! | #REF! | #REF! | #REF! | #REF! | #REF! | #REF! | #REF! | #REF! | #REF! | #REF! | #REF! | #REF! | #REF! | #REF! | #REF! | #REF! | #REF! | #REF! | #REF! | #REF! | #REF! | #REF! | #REF! | #REF! | #REF! | #REF! | #REF! | #REF! | #REF! | #REF! | #REF! | #REF! | #REF! | #REF! | #REF! | #REF! | #REF! | #REF! | #REF! | #REF! | #REF! | #REF! | #REF! | #REF! | #REF! | #REF! | #REF! | #REF! | #REF! | #REF! | #REF! | #REF! | #REF! | #REF! | #REF! | #REF! | #REF! | #REF! | #REF! | #REF! | #REF! | #REF! | #REF! | #REF! | #REF! | #REF! | #REF! | #REF! | #REF! | #REF! | #REF! | #REF! | #REF! | #REF! | #REF! | #REF! | #REF! | #REF! | #REF! | #REF! | #REF! | #REF! | #REF! | #REF! | #REF! | #REF! | #REF! | #REF! | #REF! | #REF! | #REF! | #REF! | #REF! | #REF! | #REF! | #REF! | #REF! | #REF! | #REF! | #REF! | #REF! | #REF! | #REF! |  | #REF!
| sell Stan - no burn |  |  | NB |  | -134149.5059 | 0 | #REF! | #REF! | #REF! | #REF! | #REF! | #REF! | #REF! | #REF! | #REF! | #REF! | #REF! | #REF! | #REF! | #REF! | #REF! | #REF! | #REF! | #REF! | #REF! | #REF! | #REF! | #REF! | #REF! | #REF! | #REF! | #REF! | #REF! | #REF! | #REF! | #REF! | #REF! | #REF! | #REF! | #REF! | #REF! | #REF! | #REF! | #REF! | #REF! | #REF! | #REF! | #REF! | #REF! | #REF! | #REF! | #REF! | #REF! | #REF! | #REF! | #REF! | #REF! | #REF! | #REF! | #REF! | #REF! | #REF! | #REF! | #REF! | #REF! | #REF! | #REF! | #REF! | #REF! | #REF! | #REF! | #REF! | #REF! | #REF! | #REF! | #REF! | #REF! | #REF! | #REF! | #REF! | #REF! | #REF! | #REF! | #REF! | #REF! | #REF! | #REF! | #REF! | #REF! | #REF! | #REF! | #REF! | #REF! | #REF! | #REF! | #REF! | #REF! | #REF! | #REF! | #REF! | #REF! | #REF! | #REF! | #REF! | #REF! | #REF! | #REF! | #REF! | #REF! | #REF! | #REF! | #REF! | #REF! | #REF! | #REF! | #REF! | #REF! | #REF! | #REF! | #REF! | #REF! | #REF! | #REF! | #REF! | #REF! | #REF! | #REF! | #REF! | #REF! | #REF! | #REF! | #REF! | #REF! | #REF! | #REF! | #REF! | #REF! | #REF! | #REF! | #REF! | #REF! | #REF! | #REF! | #REF! | #REF! | #REF! | #REF! | #REF! | #REF! | #REF! | #REF! | #REF! | #REF! | #REF! | #REF! | #REF! | #REF! | #REF! | #REF! | #REF! | #REF! | #REF! | #REF! | #REF! | #REF! | #REF! | #REF! | #REF! | #REF! | #REF! | #REF! | #REF! | #REF! | #REF! | #REF! | #REF! | #REF! | #REF! | #REF! | #REF! | #REF! | #REF! | #REF! | #REF! | #REF! | #REF! | #REF! | #REF! | #REF! | #REF! | #REF! | #REF! | #REF! | #REF! | #REF! | #REF! | #REF! | #REF! | #REF! | #REF! | #REF! | #REF! | #REF! | #REF! | #REF! | #REF! | #REF! | #REF! | #REF! | #REF! | #REF! | #REF! | #REF! | #REF! | #REF! | #REF! | #REF! | #REF! | #REF! | #REF! | #REF! | #REF! | #REF! | #REF! | #REF! | #REF! | #REF! | #REF! | #REF! | #REF! | #REF! | #REF! | #REF! | #REF! | #REF! | #REF! | #REF! | #REF! | #REF! | #REF! | #REF! | #REF! | #REF! | #REF! | #REF! | #REF! | #REF! | #REF! | #REF! | #REF! | #REF! | #REF! | #REF! | #REF! | #REF! | #REF! | #REF! | #REF! | #REF! | #REF! | #REF! | #REF! | #REF! | #REF! | #REF! | #REF! | #REF! | #REF! | #REF! | #REF! | #REF! | #REF! | #REF! | #REF! | #REF! | #REF! | #REF! | #REF! | #REF! | #REF! | #REF! | #REF! | #REF! | #REF! | #REF! | #REF! | #REF! | #REF! | #REF! | #REF! | #REF! | #REF! | #REF! | #REF! | #REF! | #REF! | #REF! | #REF! | #REF! | #REF! | #REF! | #REF! | #REF! | #REF! | #REF! | #REF! | #REF! | #REF! | #REF! | #REF! | #REF! | #REF! | #REF! | #REF! | #REF! | #REF! | #REF! | #REF! | #REF! | #REF! | #REF! | #REF! | #REF! | #REF! | #REF! | #REF! | #REF! | #REF! | #REF! | #REF! | #REF! | #REF! | #REF! | #REF! | #REF! | #REF! | #REF! | #REF! | #REF! | #REF! | #REF! | #REF! | #REF! | #REF! | #REF! | #REF! | #REF! | #REF! | #REF! | #REF! | #REF! | #REF! | #REF! | #REF! | #REF! | #REF! | #REF! | #REF! | #REF! | #REF! | #REF! | #REF! | #REF! | #REF! | #REF! | #REF! | #REF! | #REF! | #REF! | #REF! |  | #REF!
| sell Malin - no burn |  |  | NB |  | -258602.4 | -159603.0261 | #REF! | #REF! | #REF! | #REF! | #REF! | #REF! | #REF! | #REF! | #REF! | #REF! | #REF! | #REF! | #REF! | #REF! | #REF! | #REF! | #REF! | #REF! | #REF! | #REF! | #REF! | #REF! | #REF! | #REF! | #REF! | #REF! | #REF! | #REF! | #REF! | #REF! | #REF! | #REF! | #REF! | #REF! | #REF! | #REF! | #REF! | #REF! | #REF! | #REF! | #REF! | #REF! | #REF! | #REF! | #REF! | #REF! | #REF! | #REF! | #REF! | #REF! | #REF! | #REF! | #REF! | #REF! | #REF! | #REF! | #REF! | #REF! | #REF! | #REF! | #REF! | #REF! | #REF! | #REF! | #REF! | #REF! | #REF! | #REF! | #REF! | #REF! | #REF! | #REF! | #REF! | #REF! | #REF! | #REF! | #REF! | #REF! | #REF! | #REF! | #REF! | #REF! | #REF! | #REF! | #REF! | #REF! | #REF! | #REF! | #REF! | #REF! | #REF! | #REF! | #REF! | #REF! | #REF! | #REF! | #REF! | #REF! | #REF! | #REF! | #REF! | #REF! | #REF! | #REF! | #REF! | #REF! | #REF! | #REF! | #REF! | #REF! | #REF! | #REF! | #REF! | #REF! | #REF! | #REF! | #REF! | #REF! | #REF! | #REF! | #REF! | #REF! | #REF! | #REF! | #REF! | #REF! | #REF! | #REF! | #REF! | #REF! | #REF! | #REF! | #REF! | #REF! | #REF! | #REF! | #REF! | #REF! | #REF! | #REF! | #REF! | #REF! | #REF! | #REF! | #REF! | #REF! | #REF! | #REF! | #REF! | #REF! | #REF! | #REF! | #REF! | #REF! | #REF! | #REF! | #REF! | #REF! | #REF! | #REF! | #REF! | #REF! | #REF! | #REF! | #REF! | #REF! | #REF! | #REF! | #REF! | #REF! | #REF! | #REF! | #REF! | #REF! | #REF! | #REF! | #REF! | #REF! | #REF! | #REF! | #REF! | #REF! | #REF! | #REF! | #REF! | #REF! | #REF! | #REF! | #REF! | #REF! | #REF! | #REF! | #REF! | #REF! | #REF! | #REF! | #REF! | #REF! | #REF! | #REF! | #REF! | #REF! | #REF! | #REF! | #REF! | #REF! | #REF! | #REF! | #REF! | #REF! | #REF! | #REF! | #REF! | #REF! | #REF! | #REF! | #REF! | #REF! | #REF! | #REF! | #REF! | #REF! | #REF! | #REF! | #REF! | #REF! | #REF! | #REF! | #REF! | #REF! | #REF! | #REF! | #REF! | #REF! | #REF! | #REF! | #REF! | #REF! | #REF! | #REF! | #REF! | #REF! | #REF! | #REF! | #REF! | #REF! | #REF! | #REF! | #REF! | #REF! | #REF! | #REF! | #REF! | #REF! | #REF! | #REF! | #REF! | #REF! | #REF! | #REF! | #REF! | #REF! | #REF! | #REF! | #REF! | #REF! | #REF! | #REF! | #REF! | #REF! | #REF! | #REF! | #REF! | #REF! | #REF! | #REF! | #REF! | #REF! | #REF! | #REF! | #REF! | #REF! | #REF! | #REF! | #REF! | #REF! | #REF! | #REF! | #REF! | #REF! | #REF! | #REF! | #REF! | #REF! | #REF! | #REF! | #REF! | #REF! | #REF! | #REF! | #REF! | #REF! | #REF! | #REF! | #REF! | #REF! | #REF! | #REF! | #REF! | #REF! | #REF! | #REF! | #REF! | #REF! | #REF! | #REF! | #REF! | #REF! | #REF! | #REF! | #REF! | #REF! | #REF! | #REF! | #REF! | #REF! | #REF! | #REF! | #REF! | #REF! | #REF! | #REF! | #REF! | #REF! | #REF! | #REF! | #REF! | #REF! | #REF! | #REF! | #REF! | #REF! | #REF! | #REF! | #REF! | #REF! | #REF! | #REF! | #REF! | #REF! | #REF! | #REF! | #REF! | #REF! | #REF! | #REF! | #REF! | #REF! | #REF! | #REF! | #REF! | #REF! | #REF! | #REF! |  | #REF!
| Other exp - burn |  |  | B |  | 46.4904 | 893.6796 | #REF! | #REF! | #REF! | #REF! | #REF! | #REF! | #REF! | #REF! | #REF! | #REF! | #REF! | #REF! | #REF! | #REF! | #REF! | #REF! | #REF! | #REF! | #REF! | #REF! | #REF! | #REF! | #REF! | #REF! | #REF! | #REF! | #REF! | #REF! | #REF! | #REF! | #REF! | #REF! | #REF! | #REF! | #REF! | #REF! | #REF! | #REF! | #REF! | #REF! | #REF! | #REF! | #REF! | #REF! | #REF! | #REF! | #REF! | #REF! | #REF! | #REF! | #REF! | #REF! | #REF! | #REF! | #REF! | #REF! | #REF! | #REF! | #REF! | #REF! | #REF! | #REF! | #REF! | #REF! | #REF! | #REF! | #REF! | #REF! | #REF! | #REF! | #REF! | #REF! | #REF! | #REF! | #REF! | #REF! | #REF! | #REF! | #REF! | #REF! | #REF! | #REF! | #REF! | #REF! | #REF! | #REF! | #REF! | #REF! | #REF! | #REF! | #REF! | #REF! | #REF! | #REF! | #REF! | #REF! | #REF! | #REF! | #REF! | #REF! | #REF! | #REF! | #REF! | #REF! | #REF! | #REF! | #REF! | #REF! | #REF! | #REF! | #REF! | #REF! | #REF! | #REF! | #REF! | #REF! | #REF! | #REF! | #REF! | #REF! | #REF! | #REF! | #REF! | #REF! | #REF! | #REF! | #REF! | #REF! | #REF! | #REF! | #REF! | #REF! | #REF! | #REF! | #REF! | #REF! | #REF! | #REF! | #REF! | #REF! | #REF! | #REF! | #REF! | #REF! | #REF! | #REF! | #REF! | #REF! | #REF! | #REF! | #REF! | #REF! | #REF! | #REF! | #REF! | #REF! | #REF! | #REF! | #REF! | #REF! | #REF! | #REF! | #REF! | #REF! | #REF! | #REF! | #REF! | #REF! | #REF! | #REF! | #REF! | #REF! | #REF! | #REF! | #REF! | #REF! | #REF! | #REF! | #REF! | #REF! | #REF! | #REF! | #REF! | #REF! | #REF! | #REF! | #REF! | #REF! | #REF! | #REF! | #REF! | #REF! | #REF! | #REF! | #REF! | #REF! | #REF! | #REF! | #REF! | #REF! | #REF! | #REF! | #REF! | #REF! | #REF! | #REF! | #REF! | #REF! | #REF! | #REF! | #REF! | #REF! | #REF! | #REF! | #REF! | #REF! | #REF! | #REF! | #REF! | #REF! | #REF! | #REF! | #REF! | #REF! | #REF! | #REF! | #REF! | #REF! | #REF! | #REF! | #REF! | #REF! | #REF! | #REF! | #REF! | #REF! | #REF! | #REF! | #REF! | #REF! | #REF! | #REF! | #REF! | #REF! | #REF! | #REF! | #REF! | #REF! | #REF! | #REF! | #REF! | #REF! | #REF! | #REF! | #REF! | #REF! | #REF! | #REF! | #REF! | #REF! | #REF! | #REF! | #REF! | #REF! | #REF! | #REF! | #REF! | #REF! | #REF! | #REF! | #REF! | #REF! | #REF! | #REF! | #REF! | #REF! | #REF! | #REF! | #REF! | #REF! | #REF! | #REF! | #REF! | #REF! | #REF! | #REF! | #REF! | #REF! | #REF! | #REF! | #REF! | #REF! | #REF! | #REF! | #REF! | #REF! | #REF! | #REF! | #REF! | #REF! | #REF! | #REF! | #REF! | #REF! | #REF! | #REF! | #REF! | #REF! | #REF! | #REF! | #REF! | #REF! | #REF! | #REF! | #REF! | #REF! | #REF! | #REF! | #REF! | #REF! | #REF! | #REF! | #REF! | #REF! | #REF! | #REF! | #REF! | #REF! | #REF! | #REF! | #REF! | #REF! | #REF! | #REF! | #REF! | #REF! | #REF! | #REF! | #REF! | #REF! | #REF! | #REF! | #REF! | #REF! | #REF! | #REF! | #REF! | #REF! | #REF! | #REF! | #REF! | #REF! | #REF! | #REF! | #REF! | #REF! | #REF! | #REF! | #REF! | #REF! | #REF! | #REF! | #REF! | 259547.4769 |  | #REF!
| Other exp - no burn |  |  | NB |  | 320.1812 | 206.606 | #REF! | #REF! | #REF! | #REF! | #REF! | #REF! | #REF! | #REF! | #REF! | #REF! | #REF! | #REF! | #REF! | #REF! | #REF! | #REF! | #REF! | #REF! | #REF! | #REF! | #REF! | #REF! | #REF! | #REF! | #REF! | #REF! | #REF! | #REF! | #REF! | #REF! | #REF! | #REF! | #REF! | #REF! | #REF! | #REF! | #REF! | #REF! | #REF! | #REF! | #REF! | #REF! | #REF! | #REF! | #REF! | #REF! | #REF! | #REF! | #REF! | #REF! | #REF! | #REF! | #REF! | #REF! | #REF! | #REF! | #REF! | #REF! | #REF! | #REF! | #REF! | #REF! | #REF! | #REF! | #REF! | #REF! | #REF! | #REF! | #REF! | #REF! | #REF! | #REF! | #REF! | #REF! | #REF! | #REF! | #REF! | #REF! | #REF! | #REF! | #REF! | #REF! | #REF! | #REF! | #REF! | #REF! | #REF! | #REF! | #REF! | #REF! | #REF! | #REF! | #REF! | #REF! | #REF! | #REF! | #REF! | #REF! | #REF! | #REF! | #REF! | #REF! | #REF! | #REF! | #REF! | #REF! | #REF! | #REF! | #REF! | #REF! | #REF! | #REF! | #REF! | #REF! | #REF! | #REF! | #REF! | #REF! | #REF! | #REF! | #REF! | #REF! | #REF! | #REF! | #REF! | #REF! | #REF! | #REF! | #REF! | #REF! | #REF! | #REF! | #REF! | #REF! | #REF! | #REF! | #REF! | #REF! | #REF! | #REF! | #REF! | #REF! | #REF! | #REF! | #REF! | #REF! | #REF! | #REF! | #REF! | #REF! | #REF! | #REF! | #REF! | #REF! | #REF! | #REF! | #REF! | #REF! | #REF! | #REF! | #REF! | #REF! | #REF! | #REF! | #REF! | #REF! | #REF! | #REF! | #REF! | #REF! | #REF! | #REF! | #REF! | #REF! | #REF! | #REF! | #REF! | #REF! | #REF! | #REF! | #REF! | #REF! | #REF! | #REF! | #REF! | #REF! | #REF! | #REF! | #REF! | #REF! | #REF! | #REF! | #REF! | #REF! | #REF! | #REF! | #REF! | #REF! | #REF! | #REF! | #REF! | #REF! | #REF! | #REF! | #REF! | #REF! | #REF! | #REF! | #REF! | #REF! | #REF! | #REF! | #REF! | #REF! | #REF! | #REF! | #REF! | #REF! | #REF! | #REF! | #REF! | #REF! | #REF! | #REF! | #REF! | #REF! | #REF! | #REF! | #REF! | #REF! | #REF! | #REF! | #REF! | #REF! | #REF! | #REF! | #REF! | #REF! | #REF! | #REF! | #REF! | #REF! | #REF! | #REF! | #REF! | #REF! | #REF! | #REF! | #REF! | #REF! | #REF! | #REF! | #REF! | #REF! | #REF! | #REF! | #REF! | #REF! | #REF! | #REF! | #REF! | #REF! | #REF! | #REF! | #REF! | #REF! | #REF! | #REF! | #REF! | #REF! | #REF! | #REF! | #REF! | #REF! | #REF! | #REF! | #REF! | #REF! | #REF! | #REF! | #REF! | #REF! | #REF! | #REF! | #REF! | #REF! | #REF! | #REF! | #REF! | #REF! | #REF! | #REF! | #REF! | #REF! | #REF! | #REF! | #REF! | #REF! | #REF! | #REF! | #REF! | #REF! | #REF! | #REF! | #REF! | #REF! | #REF! | #REF! | #REF! | #REF! | #REF! | #REF! | #REF! | #REF! | #REF! | #REF! | #REF! | #REF! | #REF! | #REF! | #REF! | #REF! | #REF! | #REF! | #REF! | #REF! | #REF! | #REF! | #REF! | #REF! | #REF! | #REF! | #REF! | #REF! | #REF! | #REF! | #REF! | #REF! | #REF! | #REF! | #REF! | #REF! | #REF! | #REF! | #REF! | #REF! | #REF! | #REF! | #REF! | #REF! | #REF! | #REF! | #REF! | #REF! | #REF! | #REF! | #REF! | #REF! | #REF! | #REF! | #REF! | #REF! | #REF! | 88097.1999 |  | #REF!
| Total $ |  |  |  |  | -39800.8832 | 588733.6651 | #REF! | #REF! | #REF! | #REF! | #REF! | #REF! | #REF! | #REF! | #REF! | #REF! | #REF! | #REF! | #REF! | #REF! | #REF! | #REF! | #REF! | #REF! | #REF! | #REF! | #REF! | #REF! | #REF! | #REF! | #REF! | #REF! | #REF! | #REF! | #REF! | #REF! | #REF! | #REF! | #REF! | #REF! | #REF! | #REF! | #REF! | #REF! | #REF! | #REF! | #REF! | #REF! | #REF! | #REF! | #REF! | #REF! | #REF! | #REF! | #REF! | #REF! | #REF! | #REF! | #REF! | #REF! | #REF! | #REF! | #REF! | #REF! | #REF! | #REF! | #REF! | #REF! | #REF! | #REF! | #REF! | #REF! | #REF! | #REF! | #REF! | #REF! | #REF! | #REF! | #REF! | #REF! | #REF! | #REF! | #REF! | #REF! | #REF! | #REF! | #REF! | #REF! | #REF! | #REF! | #REF! | #REF! | #REF! | #REF! | #REF! | #REF! | #REF! | #REF! | #REF! | #REF! | #REF! | #REF! | #REF! | #REF! | #REF! | #REF! | #REF! | #REF! | #REF! | #REF! | #REF! | #REF! | #REF! | #REF! | #REF! | #REF! | #REF! | #REF! | #REF! | #REF! | #REF! | #REF! | #REF! | #REF! | #REF! | #REF! | #REF! | #REF! | #REF! | #REF! | #REF! | #REF! | #REF! | #REF! | #REF! | #REF! | #REF! | #REF! | #REF! | #REF! | #REF! | #REF! | #REF! | #REF! | #REF! | #REF! | #REF! | #REF! | #REF! | #REF! | #REF! | #REF! | #REF! | #REF! | #REF! | #REF! | #REF! | #REF! | #REF! | #REF! | #REF! | #REF! | #REF! | #REF! | #REF! | #REF! | #REF! | #REF! | #REF! | #REF! | #REF! | #REF! | #REF! | #REF! | #REF! | #REF! | #REF! | #REF! | #REF! | #REF! | #REF! | #REF! | #REF! | #REF! | #REF! | #REF! | #REF! | #REF! | #REF! | #REF! | #REF! | #REF! | #REF! | #REF! | #REF! | #REF! | #REF! | #REF! | #REF! | #REF! | #REF! | #REF! | #REF! | #REF! | #REF! | #REF! | #REF! | #REF! | #REF! | #REF! | #REF! | #REF! | #REF! | #REF! | #REF! | #REF! | #REF! | #REF! | #REF! | #REF! | #REF! | #REF! | #REF! | #REF! | #REF! | #REF! | #REF! | #REF! | #REF! | #REF! | #REF! | #REF! | #REF! | #REF! | #REF! | #REF! | #REF! | #REF! | #REF! | #REF! | #REF! | #REF! | #REF! | #REF! | #REF! | #REF! | #REF! | #REF! | #REF! | #REF! | #REF! | #REF! | #REF! | #REF! | #REF! | #REF! | #REF! | #REF! | #REF! | #REF! | #REF! | #REF! | #REF! | #REF! | #REF! | #REF! | #REF! | #REF! | #REF! | #REF! | #REF! | #REF! | #REF! | #REF! | #REF! | #REF! | #REF! | #REF! | #REF! | #REF! | #REF! | #REF! | #REF! | #REF! | #REF! | #REF! | #REF! | #REF! | #REF! | #REF! | #REF! | #REF! | #REF! | #REF! | #REF! | #REF! | #REF! | #REF! | #REF! | #REF! | #REF! | #REF! | #REF! | #REF! | #REF! | #REF! | #REF! | #REF! | #REF! | #REF! | #REF! | #REF! | #REF! | #REF! | #REF! | #REF! | #REF! | #REF! | #REF! | #REF! | #REF! | #REF! | #REF! | #REF! | #REF! | #REF! | #REF! | #REF! | #REF! | #REF! | #REF! | #REF! | #REF! | #REF! | #REF! | #REF! | #REF! | #REF! | #REF! | #REF! | #REF! | #REF! | #REF! | #REF! | #REF! | #REF! | #REF! | #REF! | #REF! | #REF! | #REF! | #REF! | #REF! | #REF! | #REF! | #REF! | #REF! | #REF! | #REF! | #REF! | #REF! | #REF! | #REF! | #REF! | #REF! | #REF! | #REF! | #REF! | #REF! | 125479540.1777 | 0 | #REF!
[5 empty] | avg gas price - burn | 4.9403 | 0 | 0 | 0 | 0 | 0 | 0 | 0 | 0 | 0 | 0 | 0 | 0 | 0 | 0 | 0 | 0 | 0 | 0 | 0 | 0 | 0 | 0 | 0 | 0 | 0 | 0 | 0 | 0 | 0 | 0 | 0 | 0 | 0 | 0 | 0 | 0 | 0 | 0 | 0 | 0 | 0 | 0 | 0 | 0 | 0 | 0 | 0 | 0 | 0 | 0 | 0 | 0 | 0 | 0 | 0 | 0 | 0 | 0 | 0 | 0 | 0 | 0 | 0 | 0 | 0 | 0 | 0 | 0 | 0 | 0 | 0 | 0 | 0 | 0 | 0 | 0 | 0 | 0 | 0 | 0 | 0 | 0 | 0 | 0 | 0 | 0 | 0 | 0 | 0 | 0 | 0 | 0 | 0 | 0 | 0 | 0 | 0 | 0 | 0 | 0 | 0 | 0 | 0 | 0 | 0 | 0 | 0 | 0 | 0 | 0 | 0 | 0 | 0 | 0 | 0 | 0 | 0 | 0 | 0 | 0 | 0 | 0 | 0 | 0 | 0 | 0 | 0 | 0 | 0 | 0 | 0 | 0 | 0 | 0 | 0 | 0 | 0 | 0 | 0 | 0 | 0 | 0 | 0 | 0 | 0 | 0 | 0 | 0 | 0 | 0 | 0 | 0 | 0 | 0 | 0 | 0 | 0 | 0 | 0 | 0 | 0 | 0 | 0 | 0 | 0 | 0 | 0 | 0 | 0 | 0 | 0 | 0 | 0 | 0 | 0 | 0 | 0 | 0 | 0 | 0 | 0 | 0 | 0 | 0 | 0 | 0 | 0 | 0 | 0 | 0 | 0 | 0 | 0 | 0 | 0 | 0 | 0 | 0 | 0 | 0 | 0 | 0 | 0 | 0 | 0 | 0 | 0 | 0 | 0 | 0 | 0 | 0 | 0 | 0 | 0 | 0 | 0 | 0 | 0 | 0 | 0 | 0 | 0 | 0 | 0 | 0 | 0 | 0 | 0 | 0 | 0 | 0 | 0 | 0 | 0 | 0 | 0 | 0 | 0 | 0 | 0 | 0 | 0 | 0 | 0 | 0 | 0 | 0 | 0 | 0 | 0 | 0 | 0 | 0 | 0 | 0 | 0 | 0 | 0 | 0 | 0 | 0 | 0 | 0 | 0 | 0 | 0 | 0 | 0 | 0 | 0 | 0 | 0 | 0 | 0 | 0 | 0 | 0 | 0 | 0 | 0 | 0 | 0 | 0 | 0 | 0 | 0 | 0 | 0 | 0 | 0 | 0 | 0 | 0 | 0 | 0 | 0 | 0 | 0 | 0 | 0 | 0 | 0 | 0 | 0 | 0 | 0 | 0 | 0 | 0 | 0 | 0 | 0 | 0 | 0 | 0 | 0 | 0 | 0 | 0 | 0 | 0 | 0 | 0 | 0 | 0 | 0 | 0 | 0 | 0 | 0 | 0 | 0 | 0 | 0 | 0 | 0 | 0 | 0 | 0 | 0 | 0 | 0 | 0 | 0 | 0 | 0 | 0 | 0 | 0 | 0 | 0 | 0 | 0 | 0 | 0 | 0 | 0 | 0 | 0 | 0 | 0 | 0 | 0 | 0 |  | for Pro-Forma | Jan-2025 | Feb-2025 | Mar-2025 | Apr-2025 | May-2025 | Jun-2025 | Jul-2025 | Aug-2025 | Sep-2025 | Oct-2025 | Nov-2025 | Dec-2025
[373 empty] | 2025 | 1 | 2 | 3 | 4 | 5 | 6 | 7 | 8 | 9 | 10 | 11 | 12
| 547 Burned $ |  |  | B |  | 146467.4814 | 665003.0212 | #REF! | #REF! | #REF! | #REF! | #REF! | #REF! | #REF! | #REF! | #REF! | #REF! | #REF! | #REF! | #REF! | #REF! | #REF! | #REF! | #REF! | #REF! | #REF! | #REF! | #REF! | #REF! | #REF! | #REF! | #REF! | #REF! | #REF! | #REF! | #REF! | #REF! | #REF! | #REF! | #REF! | #REF! | #REF! | #REF! | #REF! | #REF! | #REF! | #REF! | #REF! | #REF! | #REF! | #REF! | #REF! | #REF! | #REF! | #REF! | #REF! | #REF! | #REF! | #REF! | #REF! | #REF! | #REF! | #REF! | #REF! | #REF! | #REF! | #REF! | #REF! | #REF! | #REF! | #REF! | #REF! | #REF! | #REF! | #REF! | #REF! | #REF! | #REF! | #REF! | #REF! | #REF! | #REF! | #REF! | #REF! | #REF! | #REF! | #REF! | #REF! | #REF! | #REF! | #REF! | #REF! | #REF! | #REF! | #REF! | #REF! | #REF! | #REF! | #REF! | #REF! | #REF! | #REF! | #REF! | #REF! | #REF! | #REF! | #REF! | #REF! | #REF! | #REF! | #REF! | #REF! | #REF! | #REF! | #REF! | #REF! | #REF! | #REF! | #REF! | #REF! | #REF! | #REF! | #REF! | #REF! | #REF! | #REF! | #REF! | #REF! | #REF! | #REF! | #REF! | #REF! | #REF! | #REF! | #REF! | #REF! | #REF! | #REF! | #REF! | #REF! | #REF! | #REF! | #REF! | #REF! | #REF! | #REF! | #REF! | #REF! | #REF! | #REF! | #REF! | #REF! | #REF! | #REF! | #REF! | #REF! | #REF! | #REF! | #REF! | #REF! | #REF! | #REF! | #REF! | #REF! | #REF! | #REF! | #REF! | #REF! | #REF! | #REF! | #REF! | #REF! | #REF! | #REF! | #REF! | #REF! | #REF! | #REF! | #REF! | #REF! | #REF! | #REF! | #REF! | #REF! | #REF! | #REF! | #REF! | #REF! | #REF! | #REF! | #REF! | #REF! | #REF! | #REF! | #REF! | #REF! | #REF! | #REF! | #REF! | #REF! | #REF! | #REF! | #REF! | #REF! | #REF! | #REF! | #REF! | #REF! | #REF! | #REF! | #REF! | #REF! | #REF! | #REF! | #REF! | #REF! | #REF! | #REF! | #REF! | #REF! | #REF! | #REF! | #REF! | #REF! | #REF! | #REF! | #REF! | #REF! | #REF! | #REF! | #REF! | #REF! | #REF! | #REF! | #REF! | #REF! | #REF! | #REF! | #REF! | #REF! | #REF! | #REF! | #REF! | #REF! | #REF! | #REF! | #REF! | #REF! | #REF! | #REF! | #REF! | #REF! | #REF! | #REF! | #REF! | #REF! | #REF! | #REF! | #REF! | #REF! | #REF! | #REF! | #REF! | #REF! | #REF! | #REF! | #REF! | #REF! | #REF! | #REF! | #REF! | #REF! | #REF! | #REF! | #REF! | #REF! | #REF! | #REF! | #REF! | #REF! | #REF! | #REF! | #REF! | #REF! | #REF! | #REF! | #REF! | #REF! | #REF! | #REF! | #REF! | #REF! | #REF! | #REF! | #REF! | #REF! | #REF! | #REF! | #REF! | #REF! | #REF! | #REF! | #REF! | #REF! | #REF! | #REF! | #REF! | #REF! | #REF! | #REF! | #REF! | #REF! | #REF! | #REF! | #REF! | #REF! | #REF! | #REF! | #REF! | #REF! | #REF! | #REF! | #REF! | #REF! | #REF! | #REF! | #REF! | #REF! | #REF! | #REF! | #REF! | #REF! | #REF! | #REF! | #REF! | #REF! | #REF! | #REF! | #REF! | #REF! | #REF! | #REF! | #REF! | #REF! | #REF! | #REF! | #REF! | #REF! | #REF! | #REF! | #REF! | #REF! | #REF! | #REF! | #REF! | #REF! | #REF! | #REF! | #REF! | #REF! | #REF! | #REF! | #REF! | #REF! | #REF! | #REF! | #REF! | #REF! | #REF! | #REF! | 137966907.3244
| 456 Not Burned $ |  |  | NB |  | -186268.3647 | -76269.3561 | #REF! | #REF! | #REF! | #REF! | #REF! | #REF! | #REF! | #REF! | #REF! | #REF! | #REF! | #REF! | #REF! | #REF! | #REF! | #REF! | #REF! | #REF! | #REF! | #REF! | #REF! | #REF! | #REF! | #REF! | #REF! | #REF! | #REF! | #REF! | #REF! | #REF! | #REF! | #REF! | #REF! | #REF! | #REF! | #REF! | #REF! | #REF! | #REF! | #REF! | #REF! | #REF! | #REF! | #REF! | #REF! | #REF! | #REF! | #REF! | #REF! | #REF! | #REF! | #REF! | #REF! | #REF! | #REF! | #REF! | #REF! | #REF! | #REF! | #REF! | #REF! | #REF! | #REF! | #REF! | #REF! | #REF! | #REF! | #REF! | #REF! | #REF! | #REF! | #REF! | #REF! | #REF! | #REF! | #REF! | #REF! | #REF! | #REF! | #REF! | #REF! | #REF! | #REF! | #REF! | #REF! | #REF! | #REF! | #REF! | #REF! | #REF! | #REF! | #REF! | #REF! | #REF! | #REF! | #REF! | #REF! | #REF! | #REF! | #REF! | #REF! | #REF! | #REF! | #REF! | #REF! | #REF! | #REF! | #REF! | #REF! | #REF! | #REF! | #REF! | #REF! | #REF! | #REF! | #REF! | #REF! | #REF! | #REF! | #REF! | #REF! | #REF! | #REF! | #REF! | #REF! | #REF! | #REF! | #REF! | #REF! | #REF! | #REF! | #REF! | #REF! | #REF! | #REF! | #REF! | #REF! | #REF! | #REF! | #REF! | #REF! | #REF! | #REF! | #REF! | #REF! | #REF! | #REF! | #REF! | #REF! | #REF! | #REF! | #REF! | #REF! | #REF! | #REF! | #REF! | #REF! | #REF! | #REF! | #REF! | #REF! | #REF! | #REF! | #REF! | #REF! | #REF! | #REF! | #REF! | #REF! | #REF! | #REF! | #REF! | #REF! | #REF! | #REF! | #REF! | #REF! | #REF! | #REF! | #REF! | #REF! | #REF! | #REF! | #REF! | #REF! | #REF! | #REF! | #REF! | #REF! | #REF! | #REF! | #REF! | #REF! | #REF! | #REF! | #REF! | #REF! | #REF! | #REF! | #REF! | #REF! | #REF! | #REF! | #REF! | #REF! | #REF! | #REF! | #REF! | #REF! | #REF! | #REF! | #REF! | #REF! | #REF! | #REF! | #REF! | #REF! | #REF! | #REF! | #REF! | #REF! | #REF! | #REF! | #REF! | #REF! | #REF! | #REF! | #REF! | #REF! | #REF! | #REF! | #REF! | #REF! | #REF! | #REF! | #REF! | #REF! | #REF! | #REF! | #REF! | #REF! | #REF! | #REF! | #REF! | #REF! | #REF! | #REF! | #REF! | #REF! | #REF! | #REF! | #REF! | #REF! | #REF! | #REF! | #REF! | #REF! | #REF! | #REF! | #REF! | #REF! | #REF! | #REF! | #REF! | #REF! | #REF! | #REF! | #REF! | #REF! | #REF! | #REF! | #REF! | #REF! | #REF! | #REF! | #REF! | #REF! | #REF! | #REF! | #REF! | #REF! | #REF! | #REF! | #REF! | #REF! | #REF! | #REF! | #REF! | #REF! | #REF! | #REF! | #REF! | #REF! | #REF! | #REF! | #REF! | #REF! | #REF! | #REF! | #REF! | #REF! | #REF! | #REF! | #REF! | #REF! | #REF! | #REF! | #REF! | #REF! | #REF! | #REF! | #REF! | #REF! | #REF! | #REF! | #REF! | #REF! | #REF! | #REF! | #REF! | #REF! | #REF! | #REF! | #REF! | #REF! | #REF! | #REF! | #REF! | #REF! | #REF! | #REF! | #REF! | #REF! | #REF! | #REF! | #REF! | #REF! | #REF! | #REF! | #REF! | #REF! | #REF! | #REF! | #REF! | #REF! | #REF! | #REF! | #REF! | #REF! | #REF! | #REF! | #REF! | #REF! | #REF! | #REF! | #REF! | #REF! | #REF! | #REF! | #REF! | #REF! | #REF! | #REF! | -12487367.1467 |  | 12487.3671 | #REF! | #REF! | #REF! | #REF! | #REF! | #REF! | #REF! | #REF! | #REF! | #REF! | #REF! | #REF! | changed sign to positive
[6 empty] | -39800.8832 | 588733.6651 | #REF! | #REF! | #REF! | #REF! | #REF! | #REF! | #REF! | #REF! | #REF! | #REF! | #REF! | #REF! | #REF! | #REF! | #REF! | #REF! | #REF! | #REF! | #REF! | #REF! | #REF! | #REF! | #REF! | #REF! | #REF! | #REF! | #REF! | #REF! | #REF! | #REF! | #REF! | #REF! | #REF! | #REF! | #REF! | #REF! | #REF! | #REF! | #REF! | #REF! | #REF! | #REF! | #REF! | #REF! | #REF! | #REF! | #REF! | #REF! | #REF! | #REF! | #REF! | #REF! | #REF! | #REF! | #REF! | #REF! | #REF! | #REF! | #REF! | #REF! | #REF! | #REF! | #REF! | #REF! | #REF! | #REF! | #REF! | #REF! | #REF! | #REF! | #REF! | #REF! | #REF! | #REF! | #REF! | #REF! | #REF! | #REF! | #REF! | #REF! | #REF! | #REF! | #REF! | #REF! | #REF! | #REF! | #REF! | #REF! | #REF! | #REF! | #REF! | #REF! | #REF! | #REF! | #REF! | #REF! | #REF! | #REF! | #REF! | #REF! | #REF! | #REF! | #REF! | #REF! | #REF! | #REF! | #REF! | #REF! | #REF! | #REF! | #REF! | #REF! | #REF! | #REF! | #REF! | #REF! | #REF! | #REF! | #REF! | #REF! | #REF! | #REF! | #REF! | #REF! | #REF! | #REF! | #REF! | #REF! | #REF! | #REF! | #REF! | #REF! | #REF! | #REF! | #REF! | #REF! | #REF! | #REF! | #REF! | #REF! | #REF! | #REF! | #REF! | #REF! | #REF! | #REF! | #REF! | #REF! | #REF! | #REF! | #REF! | #REF! | #REF! | #REF! | #REF! | #REF! | #REF! | #REF! | #REF! | #REF! | #REF! | #REF! | #REF! | #REF! | #REF! | #REF! | #REF! | #REF! | #REF! | #REF! | #REF! | #REF! | #REF! | #REF! | #REF! | #REF! | #REF! | #REF! | #REF! | #REF! | #REF! | #REF! | #REF! | #REF! | #REF! | #REF! | #REF! | #REF! | #REF! | #REF! | #REF! | #REF! | #REF! | #REF! | #REF! | #REF! | #REF! | #REF! | #REF! | #REF! | #REF! | #REF! | #REF! | #REF! | #REF! | #REF! | #REF! | #REF! | #REF! | #REF! | #REF! | #REF! | #REF! | #REF! | #REF! | #REF! | #REF! | #REF! | #REF! | #REF! | #REF! | #REF! | #REF! | #REF! | #REF! | #REF! | #REF! | #REF! | #REF! | #REF! | #REF! | #REF! | #REF! | #REF! | #REF! | #REF! | #REF! | #REF! | #REF! | #REF! | #REF! | #REF! | #REF! | #REF! | #REF! | #REF! | #REF! | #REF! | #REF! | #REF! | #REF! | #REF! | #REF! | #REF! | #REF! | #REF! | #REF! | #REF! | #REF! | #REF! | #REF! | #REF! | #REF! | #REF! | #REF! | #REF! | #REF! | #REF! | #REF! | #REF! | #REF! | #REF! | #REF! | #REF! | #REF! | #REF! | #REF! | #REF! | #REF! | #REF! | #REF! | #REF! | #REF! | #REF! | #REF! | #REF! | #REF! | #REF! | #REF! | #REF! | #REF! | #REF! | #REF! | #REF! | #REF! | #REF! | #REF! | #REF! | #REF! | #REF! | #REF! | #REF! | #REF! | #REF! | #REF! | #REF! | #REF! | #REF! | #REF! | #REF! | #REF! | #REF! | #REF! | #REF! | #REF! | #REF! | #REF! | #REF! | #REF! | #REF! | #REF! | #REF! | #REF! | #REF! | #REF! | #REF! | #REF! | #REF! | #REF! | #REF! | #REF! | #REF! | #REF! | #REF! | #REF! | #REF! | #REF! | #REF! | #REF! | #REF! | #REF! | #REF! | #REF! | #REF! | #REF! | #REF! | #REF! | #REF! | #REF! | #REF! | #REF! | #REF! | #REF! | #REF! | #REF! | #REF! | #REF! | #REF! | #REF! | #REF! | #REF! | #REF! | #REF! | 125479540.1777 | 0 | 0
[5 empty] | net gas price - all | -1.3668 | 5.2547 | 0 | 0 | 0 | 0 | 0 | 0 | 0 | 0 | 0 | 0 | 0 | 0 | 0 | 0 | 0 | 0 | 0 | 0 | 0 | 0 | 0 | 0 | 0 | 0 | 0 | 0 | 0 | 0 | 0 | 0 | 0 | 0 | 0 | 0 | 0 | 0 | 0 | 0 | 0 | 0 | 0 | 0 | 0 | 0 | 0 | 0 | 0 | 0 | 0 | 0 | 0 | 0 | 0 | 0 | 0 | 0 | 0 | 0 | 0 | 0 | 0 | 0 | 0 | 0 | 0 | 0 | 0 | 0 | 0 | 0 | 0 | 0 | 0 | 0 | 0 | 0 | 0 | 0 | 0 | 0 | 0 | 0 | 0 | 0 | 0 | 0 | 0 | 0 | 0 | 0 | 0 | 0 | 0 | 0 | 0 | 0 | 0 | 0 | 0 | 0 | 0 | 0 | 0 | 0 | 0 | 0 | 0 | 0 | 0 | 0 | 0 | 0 | 0 | 0 | 0 | 0 | 0 | 0 | 0 | 0 | 0 | 0 | 0 | 0 | 0 | 0 | 0 | 0 | 0 | 0 | 0 | 0 | 0 | 0 | 0 | 0 | 0 | 0 | 0 | 0 | 0 | 0 | 0 | 0 | 0 | 0 | 0 | 0 | 0 | 0 | 0 | 0 | 0 | 0 | 0 | 0 | 0 | 0 | 0 | 0 | 0 | 0 | 0 | 0 | 0 | 0 | 0 | 0 | 0 | 0 | 0 | 0 | 0 | 0 | 0 | 0 | 0 | 0 | 0 | 0 | 0 | 0 | 0 | 0 | 0 | 0 | 0 | 0 | 0 | 0 | 0 | 0 | 0 | 0 | 0 | 0 | 0 | 0 | 0 | 0 | 0 | 0 | 0 | 0 | 0 | 0 | 0 | 0 | 0 | 0 | 0 | 0 | 0 | 0 | 0 | 0 | 0 | 0 | 0 | 0 | 0 | 0 | 0 | 0 | 0 | 0 | 0 | 0 | 0 | 0 | 0 | 0 | 0 | 0 | 0 | 0 | 0 | 0 | 0 | 0 | 0 | 0 | 0 | 0 | 0 | 0 | 0 | 0 | 0 | 0 | 0 | 0 | 0 | 0 | 0 | 0 | 0 | 0 | 0 | 0 | 0 | 0 | 0 | 0 | 0 | 0 | 0 | 0 | 0 | 0 | 0 | 0 | 0 | 0 | 0 | 0 | 0 | 0 | 0 | 0 | 0 | 0 | 0 | 0 | 0 | 0 | 0 | 0 | 0 | 0 | 0 | 0 | 0 | 0 | 0 | 0 | 0 | 0 | 0 | 0 | 0 | 0 | 0 | 0 | 0 | 0 | 0 | 0 | 0 | 0 | 0 | 0 | 0 | 0 | 0 | 0 | 0 | 0 | 0 | 0 | 0 | 0 | 0 | 0 | 0 | 0 | 0 | 0 | 0 | 0 | 0 | 0 | 0 | 0 | 0 | 0 | 0 | 0 | 0 | 0 | 0 | 0 | 0 | 0 | 0 | 0 | 0 | 0 | 0 | 0 | 0 | 0 | 0 | 0 | 0 | 0 | 0 | 0 | 0 | 0 | 0 | 0 | 0 | 3.3889
Gas Burned by Plant $
$000's | Rathdrum |  |  |  | R | 0 | 102094.7379 | 0 | 0 | 0 | 0 | 0 | 0 | 0 | 0 | 0 | 0 | 0 | 0 | 0 | 0 | 0 | 0 | 0 | 0 | 0 | 0 | 0 | 0 | 0 | 0 | 0 | 0 | 0 | 0 | 0 | 0 | 0 | 0 | 0 | 0 | 0 | 0 | 0 | 0 | 0 | 0 | 0 | 0 | 0 | 0 | 0 | 0 | 0 | 0 | 0 | 0 | 0 | 0 | 0 | 0 | 0 | 0 | 0 | 0 | 0 | 0 | 0 | 0 | 0 | 0 | 0 | 0 | 0 | 0 | 0 | 0 | 0 | 0 | 0 | 0 | 0 | 0 | 0 | 0 | 0 | 0 | 0 | 0 | 0 | 0 | 0 | 0 | 0 | 0 | 0 | 0 | 0 | 0 | 0 | 0 | 0 | 0 | 0 | 0 | 0 | 0 | 0 | 0 | 0 | 0 | 0 | 0 | 0 | 0 | 0 | 0 | 0 | 0 | 0 | 0 | 0 | 0 | 0 | 0 | 0 | 0 | 0 | 0 | 0 | 0 | 0 | 0 | 0 | 0 | 0 | 0 | 0 | 0 | 0 | 0 | 0 | 0 | 0 | 0 | 0 | 0 | 0 | 0 | 0 | 0 | 0 | 0 | 0 | 0 | 0 | 0 | 0 | 0 | 0 | 0 | 0 | 0 | 0 | 0 | 0 | 0 | 0 | 0 | 0 | 0 | 0 | 0 | 0 | 0 | 0 | 0 | 0 | 0 | 0 | 0 | 0 | 0 | 0 | 0 | 0 | 0 | 0 | 0 | 0 | 0 | 0 | 0 | 0 | 0 | 0 | 0 | 0 | 0 | 0 | 0 | 0 | 0 | 0 | 0 | 0 | 0 | 0 | 0 | 0 | 0 | 0 | 0 | 0 | 0 | 0 | 0 | 0 | 0 | 0 | 0 | 0 | 0 | 0 | 0 | 0 | 0 | 0 | 0 | 0 | 0 | 0 | 0 | 0 | 0 | 0 | 0 | 0 | 0 | 0 | 0 | 0 | 0 | 0 | 0 | 0 | 0 | 0 | 0 | 0 | 0 | 0 | 0 | 0 | 0 | 0 | 0 | 0 | 0 | 0 | 0 | 0 | 0 | 0 | 0 | 0 | 0 | 0 | 0 | 0 | 0 | 0 | 0 | 0 | 0 | 0 | 0 | 0 | 0 | 0 | 0 | 0 | 0 | 0 | 0 | 0 | 0 | 0 | 0 | 0 | 0 | 0 | 0 | 0 | 0 | 0 | 0 | 0 | 0 | 0 | 0 | 0 | 0 | 0 | 0 | 0 | 0 | 0 | 0 | 0 | 0 | 0 | 0 | 0 | 0 | 0 | 0 | 0 | 0 | 0 | 0 | 0 | 0 | 0 | 0 | 0 | 0 | 0 | 0 | 0 | 0 | 0 | 0 | 0 | 0 | 0 | 0 | 0 | 0 | 0 | 0 | 0 | 0 | 0 | 0 | 0 | 0 | 0 | 0 | 0 | 0 | 0 | 0 | 0 | 0 | 0 | 0 | 0 | 0 | 0 | 0 | 0 | 0 | 0 | 0 | 0 | 0 | 0 | 0 | 0 | 102094.7379 |  | 102.0947 | 102.0947 | 0 | 0 | 0 | 0 | 0 | 0 | 0 | 0 | 0 | 0 | 0
| Lanc |  |  |  | L | 146467.4814 | 255717.8393 | 0 | 0 | 0 | 0 | 0 | 0 | 0 | 0 | 0 | 0 | 0 | 0 | 0 | 0 | 0 | 0 | 0 | 0 | 0 | 0 | 0 | 0 | 0 | 0 | 0 | 0 | 0 | 0 | 0 | 0 | 0 | 0 | 0 | 0 | 0 | 0 | 0 | 0 | 0 | 0 | 0 | 0 | 0 | 0 | 0 | 0 | 0 | 0 | 0 | 0 | 0 | 0 | 0 | 0 | 0 | 0 | 0 | 0 | 0 | 0 | 0 | 0 | 0 | 0 | 0 | 0 | 0 | 0 | 0 | 0 | 0 | 0 | 0 | 0 | 0 | 0 | 0 | 0 | 0 | 0 | 0 | 0 | 0 | 0 | 0 | 0 | 0 | 0 | 0 | 0 | 0 | 0 | 0 | 0 | 0 | 0 | 0 | 0 | 0 | 0 | 0 | 0 | 0 | 0 | 0 | 0 | 0 | 0 | 0 | 0 | 0 | 0 | 0 | 0 | 0 | 0 | 0 | 0 | 0 | 0 | 0 | 0 | 0 | 0 | 0 | 0 | 0 | 0 | 0 | 0 | 0 | 0 | 0 | 0 | 0 | 0 | 0 | 0 | 0 | 0 | 0 | 0 | 0 | 0 | 0 | 0 | 0 | 0 | 0 | 0 | 0 | 0 | 0 | 0 | 0 | 0 | 0 | 0 | 0 | 0 | 0 | 0 | 0 | 0 | 0 | 0 | 0 | 0 | 0 | 0 | 0 | 0 | 0 | 0 | 0 | 0 | 0 | 0 | 0 | 0 | 0 | 0 | 0 | 0 | 0 | 0 | 0 | 0 | 0 | 0 | 0 | 0 | 0 | 0 | 0 | 0 | 0 | 0 | 0 | 0 | 0 | 0 | 0 | 0 | 0 | 0 | 0 | 0 | 0 | 0 | 0 | 0 | 0 | 0 | 0 | 0 | 0 | 0 | 0 | 0 | 0 | 0 | 0 | 0 | 0 | 0 | 0 | 0 | 0 | 0 | 0 | 0 | 0 | 0 | 0 | 0 | 0 | 0 | 0 | 0 | 0 | 0 | 0 | 0 | 0 | 0 | 0 | 0 | 0 | 0 | 0 | 0 | 0 | 0 | 0 | 0 | 0 | 0 | 0 | 0 | 0 | 0 | 0 | 0 | 0 | 0 | 0 | 0 | 0 | 0 | 0 | 0 | 0 | 0 | 0 | 0 | 0 | 0 | 0 | 0 | 0 | 0 | 0 | 0 | 0 | 0 | 0 | 0 | 0 | 0 | 0 | 0 | 0 | 0 | 0 | 0 | 0 | 0 | 0 | 0 | 0 | 0 | 0 | 0 | 0 | 0 | 0 | 0 | 0 | 0 | 0 | 0 | 0 | 0 | 0 | 0 | 0 | 0 | 0 | 0 | 0 | 0 | 0 | 0 | 0 | 0 | 0 | 0 | 0 | 0 | 0 | 0 | 0 | 0 | 0 | 0 | 0 | 0 | 0 | 0 | 0 | 0 | 0 | 0 | 0 | 0 | 0 | 0 | 0 | 0 | 0 | 0 | 0 | 0 | 0 | 0 | 0 | 0 | 0 | 0 | 0 | 0 | 0 | 402185.3207 |  | 402.1853 | 402.1853 | 0 | 0 | 0 | 0 | 0 | 0 | 0 | 0 | 0 | 0 | 0
| Boulder |  |  |  | B | 0 | 20481.9453 | 0 | 0 | 0 | 0 | 0 | 0 | 0 | 0 | 0 | 0 | 0 | 0 | 0 | 0 | 0 | 0 | 0 | 0 | 0 | 0 | 0 | 0 | 0 | 0 | 0 | 0 | 0 | 0 | 0 | 0 | 0 | 0 | 0 | 0 | 0 | 0 | 0 | 0 | 0 | 0 | 0 | 0 | 0 | 0 | 0 | 0 | 0 | 0 | 0 | 0 | 0 | 0 | 0 | 0 | 0 | 0 | 0 | 0 | 0 | 0 | 0 | 0 | 0 | 0 | 0 | 0 | 0 | 0 | 0 | 0 | 0 | 0 | 0 | 0 | 0 | 0 | 0 | 0 | 0 | 0 | 0 | 0 | 0 | 0 | 0 | 0 | 0 | 0 | 0 | 0 | 0 | 0 | 0 | 0 | 0 | 0 | 0 | 0 | 0 | 0 | 0 | 0 | 0 | 0 | 0 | 0 | 0 | 0 | 0 | 0 | 0 | 0 | 0 | 0 | 0 | 0 | 0 | 0 | 0 | 0 | 0 | 0 | 0 | 0 | 0 | 0 | 0 | 0 | 0 | 0 | 0 | 0 | 0 | 0 | 0 | 0 | 0 | 0 | 0 | 0 | 0 | 0 | 0 | 0 | 0 | 0 | 0 | 0 | 0 | 0 | 0 | 0 | 0 | 0 | 0 | 0 | 0 | 0 | 0 | 0 | 0 | 0 | 0 | 0 | 0 | 0 | 0 | 0 | 0 | 0 | 0 | 0 | 0 | 0 | 0 | 0 | 0 | 0 | 0 | 0 | 0 | 0 | 0 | 0 | 0 | 0 | 0 | 0 | 0 | 0 | 0 | 0 | 0 | 0 | 0 | 0 | 0 | 0 | 0 | 0 | 0 | 0 | 0 | 0 | 0 | 0 | 0 | 0 | 0 | 0 | 0 | 0 | 0 | 0 | 0 | 0 | 0 | 0 | 0 | 0 | 0 | 0 | 0 | 0 | 0 | 0 | 0 | 0 | 0 | 0 | 0 | 0 | 0 | 0 | 0 | 0 | 0 | 0 | 0 | 0 | 0 | 0 | 0 | 0 | 0 | 0 | 0 | 0 | 0 | 0 | 0 | 0 | 0 | 0 | 0 | 0 | 0 | 0 | 0 | 0 | 0 | 0 | 0 | 0 | 0 | 0 | 0 | 0 | 0 | 0 | 0 | 0 | 0 | 0 | 0 | 0 | 0 | 0 | 0 | 0 | 0 | 0 | 0 | 0 | 0 | 0 | 0 | 0 | 0 | 0 | 0 | 0 | 0 | 0 | 0 | 0 | 0 | 0 | 0 | 0 | 0 | 0 | 0 | 0 | 0 | 0 | 0 | 0 | 0 | 0 | 0 | 0 | 0 | 0 | 0 | 0 | 0 | 0 | 0 | 0 | 0 | 0 | 0 | 0 | 0 | 0 | 0 | 0 | 0 | 0 | 0 | 0 | 0 | 0 | 0 | 0 | 0 | 0 | 0 | 0 | 0 | 0 | 0 | 0 | 0 | 0 | 0 | 0 | 0 | 0 | 0 | 0 | 0 | 0 | 0 | 0 | 0 | 0 | 0 | 0 | 0 | 0 | 0 | 20481.9453 |  | 20.4819 | 20.4819 | 0 | 0 | 0 | 0 | 0 | 0 | 0 | 0 | 0 | 0 | 0
| Kettle |  |  |  | K | 0 | 0 | 0 | 0 | 0 | 0 | 0 | 0 | 0 | 0 | 0 | 0 | 0 | 0 | 0 | 0 | 0 | 0 | 0 | 0 | 0 | 0 | 0 | 0 | 0 | 0 | 0 | 0 | 0 | 0 | 0 | 0 | 0 | 0 | 0 | 0 | 0 | 0 | 0 | 0 | 0 | 0 | 0 | 0 | 0 | 0 | 0 | 0 | 0 | 0 | 0 | 0 | 0 | 0 | 0 | 0 | 0 | 0 | 0 | 0 | 0 | 0 | 0 | 0 | 0 | 0 | 0 | 0 | 0 | 0 | 0 | 0 | 0 | 0 | 0 | 0 | 0 | 0 | 0 | 0 | 0 | 0 | 0 | 0 | 0 | 0 | 0 | 0 | 0 | 0 | 0 | 0 | 0 | 0 | 0 | 0 | 0 | 0 | 0 | 0 | 0 | 0 | 0 | 0 | 0 | 0 | 0 | 0 | 0 | 0 | 0 | 0 | 0 | 0 | 0 | 0 | 0 | 0 | 0 | 0 | 0 | 0 | 0 | 0 | 0 | 0 | 0 | 0 | 0 | 0 | 0 | 0 | 0 | 0 | 0 | 0 | 0 | 0 | 0 | 0 | 0 | 0 | 0 | 0 | 0 | 0 | 0 | 0 | 0 | 0 | 0 | 0 | 0 | 0 | 0 | 0 | 0 | 0 | 0 | 0 | 0 | 0 | 0 | 0 | 0 | 0 | 0 | 0 | 0 | 0 | 0 | 0 | 0 | 0 | 0 | 0 | 0 | 0 | 0 | 0 | 0 | 0 | 0 | 0 | 0 | 0 | 0 | 0 | 0 | 0 | 0 | 0 | 0 | 0 | 0 | 0 | 0 | 0 | 0 | 0 | 0 | 0 | 0 | 0 | 0 | 0 | 0 | 0 | 0 | 0 | 0 | 0 | 0 | 0 | 0 | 0 | 0 | 0 | 0 | 0 | 0 | 0 | 0 | 0 | 0 | 0 | 0 | 0 | 0 | 0 | 0 | 0 | 0 | 0 | 0 | 0 | 0 | 0 | 0 | 0 | 0 | 0 | 0 | 0 | 0 | 0 | 0 | 0 | 0 | 0 | 0 | 0 | 0 | 0 | 0 | 0 | 0 | 0 | 0 | 0 | 0 | 0 | 0 | 0 | 0 | 0 | 0 | 0 | 0 | 0 | 0 | 0 | 0 | 0 | 0 | 0 | 0 | 0 | 0 | 0 | 0 | 0 | 0 | 0 | 0 | 0 | 0 | 0 | 0 | 0 | 0 | 0 | 0 | 0 | 0 | 0 | 0 | 0 | 0 | 0 | 0 | 0 | 0 | 0 | 0 | 0 | 0 | 0 | 0 | 0 | 0 | 0 | 0 | 0 | 0 | 0 | 0 | 0 | 0 | 0 | 0 | 0 | 0 | 0 | 0 | 0 | 0 | 0 | 0 | 0 | 0 | 0 | 0 | 0 | 0 | 0 | 0 | 0 | 0 | 0 | 0 | 0 | 0 | 0 | 0 | 0 | 0 | 0 | 0 | 0 | 0 | 0 | 0 | 0 | 0 | 0 | 0 | 0 | 0 | 0 | 0 | 0 | 0 | 0 | 0 | 0 |  | 0 | 0 | 0 | 0 | 0 | 0 | 0 | 0 | 0 | 0 | 0 | 0 | 0
| Northeast |  |  |  | N | 0 | 0 | 0 | 0 | 0 | 0 | 0 | 0 | 0 | 0 | 0 | 0 | 0 | 0 | 0 | 0 | 0 | 0 | 0 | 0 | 0 | 0 | 0 | 0 | 0 | 0 | 0 | 0 | 0 | 0 | 0 | 0 | 0 | 0 | 0 | 0 | 0 | 0 | 0 | 0 | 0 | 0 | 0 | 0 | 0 | 0 | 0 | 0 | 0 | 0 | 0 | 0 | 0 | 0 | 0 | 0 | 0 | 0 | 0 | 0 | 0 | 0 | 0 | 0 | 0 | 0 | 0 | 0 | 0 | 0 | 0 | 0 | 0 | 0 | 0 | 0 | 0 | 0 | 0 | 0 | 0 | 0 | 0 | 0 | 0 | 0 | 0 | 0 | 0 | 0 | 0 | 0 | 0 | 0 | 0 | 0 | 0 | 0 | 0 | 0 | 0 | 0 | 0 | 0 | 0 | 0 | 0 | 0 | 0 | 0 | 0 | 0 | 0 | 0 | 0 | 0 | 0 | 0 | 0 | 0 | 0 | 0 | 0 | 0 | 0 | 0 | 0 | 0 | 0 | 0 | 0 | 0 | 0 | 0 | 0 | 0 | 0 | 0 | 0 | 0 | 0 | 0 | 0 | 0 | 0 | 0 | 0 | 0 | 0 | 0 | 0 | 0 | 0 | 0 | 0 | 0 | 0 | 0 | 0 | 0 | 0 | 0 | 0 | 0 | 0 | 0 | 0 | 0 | 0 | 0 | 0 | 0 | 0 | 0 | 0 | 0 | 0 | 0 | 0 | 0 | 0 | 0 | 0 | 0 | 0 | 0 | 0 | 0 | 0 | 0 | 0 | 0 | 0 | 0 | 0 | 0 | 0 | 0 | 0 | 0 | 0 | 0 | 0 | 0 | 0 | 0 | 0 | 0 | 0 | 0 | 0 | 0 | 0 | 0 | 0 | 0 | 0 | 0 | 0 | 0 | 0 | 0 | 0 | 0 | 0 | 0 | 0 | 0 | 0 | 0 | 0 | 0 | 0 | 0 | 0 | 0 | 0 | 0 | 0 | 0 | 0 | 0 | 0 | 0 | 0 | 0 | 0 | 0 | 0 | 0 | 0 | 0 | 0 | 0 | 0 | 0 | 0 | 0 | 0 | 0 | 0 | 0 | 0 | 0 | 0 | 0 | 0 | 0 | 0 | 0 | 0 | 0 | 0 | 0 | 0 | 0 | 0 | 0 | 0 | 0 | 0 | 0 | 0 | 0 | 0 | 0 | 0 | 0 | 0 | 0 | 0 | 0 | 0 | 0 | 0 | 0 | 0 | 0 | 0 | 0 | 0 | 0 | 0 | 0 | 0 | 0 | 0 | 0 | 0 | 0 | 0 | 0 | 0 | 0 | 0 | 0 | 0 | 0 | 0 | 0 | 0 | 0 | 0 | 0 | 0 | 0 | 0 | 0 | 0 | 0 | 0 | 0 | 0 | 0 | 0 | 0 | 0 | 0 | 0 | 0 | 0 | 0 | 0 | 0 | 0 | 0 | 0 | 0 | 0 | 0 | 0 | 0 | 0 | 0 | 0 | 0 | 0 | 0 | 0 | 0 | 0 | 0 | 0 | 0 | 0 | 0 |  | 0 | 0 | 0 | 0 | 0 | 0 | 0 | 0 | 0 | 0 | 0 | 0 | 0
| Coyote |  |  |  | C | 0 | 286708.4986 | 0 | 0 | 0 | 0 | 0 | 0 | 0 | 0 | 0 | 0 | 0 | 0 | 0 | 0 | 0 | 0 | 0 | 0 | 0 | 0 | 0 | 0 | 0 | 0 | 0 | 0 | 0 | 0 | 0 | 0 | 0 | 0 | 0 | 0 | 0 | 0 | 0 | 0 | 0 | 0 | 0 | 0 | 0 | 0 | 0 | 0 | 0 | 0 | 0 | 0 | 0 | 0 | 0 | 0 | 0 | 0 | 0 | 0 | 0 | 0 | 0 | 0 | 0 | 0 | 0 | 0 | 0 | 0 | 0 | 0 | 0 | 0 | 0 | 0 | 0 | 0 | 0 | 0 | 0 | 0 | 0 | 0 | 0 | 0 | 0 | 0 | 0 | 0 | 0 | 0 | 0 | 0 | 0 | 0 | 0 | 0 | 0 | 0 | 0 | 0 | 0 | 0 | 0 | 0 | 0 | 0 | 0 | 0 | 0 | 0 | 0 | 0 | 0 | 0 | 0 | 0 | 0 | 0 | 0 | 0 | 0 | 0 | 0 | 0 | 0 | 0 | 0 | 0 | 0 | 0 | 0 | 0 | 0 | 0 | 0 | 0 | 0 | 0 | 0 | 0 | 0 | 0 | 0 | 0 | 0 | 0 | 0 | 0 | 0 | 0 | 0 | 0 | 0 | 0 | 0 | 0 | 0 | 0 | 0 | 0 | 0 | 0 | 0 | 0 | 0 | 0 | 0 | 0 | 0 | 0 | 0 | 0 | 0 | 0 | 0 | 0 | 0 | 0 | 0 | 0 | 0 | 0 | 0 | 0 | 0 | 0 | 0 | 0 | 0 | 0 | 0 | 0 | 0 | 0 | 0 | 0 | 0 | 0 | 0 | 0 | 0 | 0 | 0 | 0 | 0 | 0 | 0 | 0 | 0 | 0 | 0 | 0 | 0 | 0 | 0 | 0 | 0 | 0 | 0 | 0 | 0 | 0 | 0 | 0 | 0 | 0 | 0 | 0 | 0 | 0 | 0 | 0 | 0 | 0 | 0 | 0 | 0 | 0 | 0 | 0 | 0 | 0 | 0 | 0 | 0 | 0 | 0 | 0 | 0 | 0 | 0 | 0 | 0 | 0 | 0 | 0 | 0 | 0 | 0 | 0 | 0 | 0 | 0 | 0 | 0 | 0 | 0 | 0 | 0 | 0 | 0 | 0 | 0 | 0 | 0 | 0 | 0 | 0 | 0 | 0 | 0 | 0 | 0 | 0 | 0 | 0 | 0 | 0 | 0 | 0 | 0 | 0 | 0 | 0 | 0 | 0 | 0 | 0 | 0 | 0 | 0 | 0 | 0 | 0 | 0 | 0 | 0 | 0 | 0 | 0 | 0 | 0 | 0 | 0 | 0 | 0 | 0 | 0 | 0 | 0 | 0 | 0 | 0 | 0 | 0 | 0 | 0 | 0 | 0 | 0 | 0 | 0 | 0 | 0 | 0 | 0 | 0 | 0 | 0 | 0 | 0 | 0 | 0 | 0 | 0 | 0 | 0 | 0 | 0 | 0 | 0 | 0 | 0 | 0 | 0 | 0 | 0 | 0 | 0 | 0 | 0 | 0 | 0 | 286708.4986 |  | 286.7085 | 286.7085 | 0 | 0 | 0 | 0 | 0 | 0 | 0 | 0 | 0 | 0 | 0
| Total |  |  |  |  | 146467.4814 | 665003.0212 | 0 | 0 | 0 | 0 | 0 | 0 | 0 | 0 | 0 | 0 | 0 | 0 | 0 | 0 | 0 | 0 | 0 | 0 | 0 | 0 | 0 | 0 | 0 | 0 | 0 | 0 | 0 | 0 | 0 | 0 | 0 | 0 | 0 | 0 | 0 | 0 | 0 | 0 | 0 | 0 | 0 | 0 | 0 | 0 | 0 | 0 | 0 | 0 | 0 | 0 | 0 | 0 | 0 | 0 | 0 | 0 | 0 | 0 | 0 | 0 | 0 | 0 | 0 | 0 | 0 | 0 | 0 | 0 | 0 | 0 | 0 | 0 | 0 | 0 | 0 | 0 | 0 | 0 | 0 | 0 | 0 | 0 | 0 | 0 | 0 | 0 | 0 | 0 | 0 | 0 | 0 | 0 | 0 | 0 | 0 | 0 | 0 | 0 | 0 | 0 | 0 | 0 | 0 | 0 | 0 | 0 | 0 | 0 | 0 | 0 | 0 | 0 | 0 | 0 | 0 | 0 | 0 | 0 | 0 | 0 | 0 | 0 | 0 | 0 | 0 | 0 | 0 | 0 | 0 | 0 | 0 | 0 | 0 | 0 | 0 | 0 | 0 | 0 | 0 | 0 | 0 | 0 | 0 | 0 | 0 | 0 | 0 | 0 | 0 | 0 | 0 | 0 | 0 | 0 | 0 | 0 | 0 | 0 | 0 | 0 | 0 | 0 | 0 | 0 | 0 | 0 | 0 | 0 | 0 | 0 | 0 | 0 | 0 | 0 | 0 | 0 | 0 | 0 | 0 | 0 | 0 | 0 | 0 | 0 | 0 | 0 | 0 | 0 | 0 | 0 | 0 | 0 | 0 | 0 | 0 | 0 | 0 | 0 | 0 | 0 | 0 | 0 | 0 | 0 | 0 | 0 | 0 | 0 | 0 | 0 | 0 | 0 | 0 | 0 | 0 | 0 | 0 | 0 | 0 | 0 | 0 | 0 | 0 | 0 | 0 | 0 | 0 | 0 | 0 | 0 | 0 | 0 | 0 | 0 | 0 | 0 | 0 | 0 | 0 | 0 | 0 | 0 | 0 | 0 | 0 | 0 | 0 | 0 | 0 | 0 | 0 | 0 | 0 | 0 | 0 | 0 | 0 | 0 | 0 | 0 | 0 | 0 | 0 | 0 | 0 | 0 | 0 | 0 | 0 | 0 | 0 | 0 | 0 | 0 | 0 | 0 | 0 | 0 | 0 | 0 | 0 | 0 | 0 | 0 | 0 | 0 | 0 | 0 | 0 | 0 | 0 | 0 | 0 | 0 | 0 | 0 | 0 | 0 | 0 | 0 | 0 | 0 | 0 | 0 | 0 | 0 | 0 | 0 | 0 | 0 | 0 | 0 | 0 | 0 | 0 | 0 | 0 | 0 | 0 | 0 | 0 | 0 | 0 | 0 | 0 | 0 | 0 | 0 | 0 | 0 | 0 | 0 | 0 | 0 | 0 | 0 | 0 | 0 | 0 | 0 | 0 | 0 | 0 | 0 | 0 | 0 | 0 | 0 | 0 | 0 | 0 | 0 | 0 | 0 | 0 | 0 | 0 | 0 | 0 | 0 | 0 | 0 | 0 | 811470.5026 | 0 | 137966.9073 | 811.4705 | 0 | 0 | 0 | 0 | 0 | 0 | 0 | 0 | 0 | 0 | 0
[6 empty] | 0 | 0 | #REF! | #REF! | #REF! | #REF! | #REF! | #REF! | #REF! | #REF! | #REF! | #REF! | #REF! | #REF! | #REF! | #REF! | #REF! | #REF! | #REF! | #REF! | #REF! | #REF! | #REF! | #REF! | #REF! | #REF! | #REF! | #REF! | #REF! | #REF! | #REF! | #REF! | #REF! | #REF! | #REF! | #REF! | #REF! | #REF! | #REF! | #REF! | #REF! | #REF! | #REF! | #REF! | #REF! | #REF! | #REF! | #REF! | #REF! | #REF! | #REF! | #REF! | #REF! | #REF! | #REF! | #REF! | #REF! | #REF! | #REF! | #REF! | #REF! | #REF! | #REF! | #REF! | #REF! | #REF! | #REF! | #REF! | #REF! | #REF! | #REF! | #REF! | #REF! | #REF! | #REF! | #REF! | #REF! | #REF! | #REF! | #REF! | #REF! | #REF! | #REF! | #REF! | #REF! | #REF! | #REF! | #REF! | #REF! | #REF! | #REF! | #REF! | #REF! | #REF! | #REF! | #REF! | #REF! | #REF! | #REF! | #REF! | #REF! | #REF! | #REF! | #REF! | #REF! | #REF! | #REF! | #REF! | #REF! | #REF! | #REF! | #REF! | #REF! | #REF! | #REF! | #REF! | #REF! | #REF! | #REF! | #REF! | #REF! | #REF! | #REF! | #REF! | #REF! | #REF! | #REF! | #REF! | #REF! | #REF! | #REF! | #REF! | #REF! | #REF! | #REF! | #REF! | #REF! | #REF! | #REF! | #REF! | #REF! | #REF! | #REF! | #REF! | #REF! | #REF! | #REF! | #REF! | #REF! | #REF! | #REF! | #REF! | #REF! | #REF! | #REF! | #REF! | #REF! | #REF! | #REF! | #REF! | #REF! | #REF! | #REF! | #REF! | #REF! | #REF! | #REF! | #REF! | #REF! | #REF! | #REF! | #REF! | #REF! | #REF! | #REF! | #REF! | #REF! | #REF! | #REF! | #REF! | #REF! | #REF! | #REF! | #REF! | #REF! | #REF! | #REF! | #REF! | #REF! | #REF! | #REF! | #REF! | #REF! | #REF! | #REF! | #REF! | #REF! | #REF! | #REF! | #REF! | #REF! | #REF! | #REF! | #REF! | #REF! | #REF! | #REF! | #REF! | #REF! | #REF! | #REF! | #REF! | #REF! | #REF! | #REF! | #REF! | #REF! | #REF! | #REF! | #REF! | #REF! | #REF! | #REF! | #REF! | #REF! | #REF! | #REF! | #REF! | #REF! | #REF! | #REF! | #REF! | #REF! | #REF! | #REF! | #REF! | #REF! | #REF! | #REF! | #REF! | #REF! | #REF! | #REF! | #REF! | #REF! | #REF! | #REF! | #REF! | #REF! | #REF! | #REF! | #REF! | #REF! | #REF! | #REF! | #REF! | #REF! | #REF! | #REF! | #REF! | #REF! | #REF! | #REF! | #REF! | #REF! | #REF! | #REF! | #REF! | #REF! | #REF! | #REF! | #REF! | #REF! | #REF! | #REF! | #REF! | #REF! | #REF! | #REF! | #REF! | #REF! | #REF! | #REF! | #REF! | #REF! | #REF! | #REF! | #REF! | #REF! | #REF! | #REF! | #REF! | #REF! | #REF! | #REF! | #REF! | #REF! | #REF! | #REF! | #REF! | #REF! | #REF! | #REF! | #REF! | #REF! | #REF! | #REF! | #REF! | #REF! | #REF! | #REF! | #REF! | #REF! | #REF! | #REF! | #REF! | #REF! | #REF! | #REF! | #REF! | #REF! | #REF! | #REF! | #REF! | #REF! | #REF! | #REF! | #REF! | #REF! | #REF! | #REF! | #REF! | #REF! | #REF! | #REF! | #REF! | #REF! | #REF! | #REF! | #REF! | #REF! | #REF! | #REF! | #REF! | #REF! | #REF! | #REF! | #REF! | #REF! | #REF! | #REF! | #REF! | #REF! | #REF! | #REF! | #REF! | #REF! | #REF! | #REF! | #REF! | #REF! | #REF! | #REF! | #REF! | #REF! | -137155436.8218 |  | 0
Gas Transportation for BP, NE and KFCT $
| Boulder |  |  |  | B | 0 | 3450.7788 | 4601.0388 | 5019.3156 | 4601.0388 | 4601.0388 | 5019.315 | 3555.3468 | 4182.7614 | 4810.1772 | 5019.315 | 4182.762 | 5019.3144 | 5019.315 | 5019.3156 | 5019.3156 | 4601.0379 | 5019.315 | 5019.3132 | 5019.315 | 5019.315 | 4182.762 | 3049.9302 | 0 | 0 | 1533.6798 | 5019.315 | 3973.6236 | 3346.2096 | 1899.6714 | 3851.6274 | 16.7104 | 0 | 0 | 0 | 0 | 0 | 3723.8507 | 4812.6027 | 4812.6026 | 3436.7125 | 4812.6029 | 4812.603 | 4812.6029 | 4812.6017 | 1624.3749 | 857.626 | 1203.1503 | 1514.9065 | 4812.6031 | 4812.6032 | 4812.6033 | 4812.603 | 3915.787 | 4812.6033 | 4812.603 | 4812.6021 | 4536.3445 | 486.4348 | 1514.4785 | 1733.8959 | 1448.3537 | 3614.5689 | 2441.7885 | 1526.6235 | 0 | 1420.241 | 2684.6309 | 1890.7926 | 627.0441 | 600.3361 | 886.348 | 836.7518 | 1605.8702 | 302.5115 | 1331.1223 | 3061.5278 | 3066.7833 | 305.3274 | 1038.4926 | 3095.0062 | 882.3101 | 3365.8729 | 3598.5027 | 4106.385 | 2992.8529 | 3425.8413 | 1735.2528 | 1242.9928 | 3862.8504 | 2658.2554 | 3200.3982 | 1896.6342 | 979.0132 | 95.7991 | 855.9668 | 1444.3168 | 198.193 | 645.1348 | 0 | 1202.4848 | 2495.6854 | 1327.6603 | 1891.0177 | 2434.6975 | 3225.6763 | 3645.7099 | 3870.8122 | 3870.8116 | 1290.2707 | 637.9336 | 1339.819 | 3423.8695 | 1867.0466 | 1090.749 | 1628.3617 | 0 | 0 | 0 | 0 | 0 | 97.6849 | 852.3981 | 16.2808 | 2141.4836 | 1709.7594 | 1090.5908 | 2950.3758 | 3009.8538 | 1142.5547 | 634.9559 | 716.3562 | 765.1987 | 2429.8488 | 3383.6703 | 1620.2657 | 683.7938 | 0 | 0 | 1693.2047 | 2288.0076 | 3782.9458 | 2475.3681 | 1158.8359 | 407.0201 | 2086.8419 | 2735.1769 | 2794.048 | 3756.137 | 3210.565 | 3353.8532 | 417.7949 | 4177.9517 | 2088.976 | 2506.7705 | 1357.8378 | 1880.0766 | 1496.9712 | 0 | 4177.9493 | 0 | 0 | 0 | 835.5896 | 0 | 0 | 1079.1761 | 0 | 348.1626 | 1044.4871 | 0 | 0 | 1044.4871 | 835.5896 | 1061.8996 | 1671.1796 | 1253.3854 | 713.7335 | 1758.2209 | 1462.2821 | 417.7948 | 679.1666 | 4301.3916 | 5015.3828 | 3778.9516 | 2716.6654 | 835.8964 | 696.5811 | 2229.059 | 4806.4072 | 1567.3108 | 2594.764 | 1898.1821 | 835.8964 | 0 | 3134.6138 | 4806.4088 | 4249.1441 | 3970.5115 | 2925.6399 | 2716.6654 | 1358.3366 | 5015.383 | 4179.4862 | 4179.4862 | 5015.3836 | 4457.7375 | 5015.3831 | 2821.153 | 4701.8533 | 4040.1697 | 4179.4856 | 3757.083 | 4800.717 | 4174.5365 | 2556.9038 | 4800.717 | 4383.2634 | 4800.717 | 4383.2634 | 4383.2634 | 3757.0811 | 3130.9016 | 4174.5365 | 5009.444 | 5009.444 | 5009.444 | 5009.4439 | 3478.7189 | 3965.8092 | 4017.9991 | 5009.4439 | 5009.444 | 5009.444 | 4974.6468 | 3583.0991 | 3965.8098 | 4174.5365 | 5009.444 | 5009.444 | 5009.444 | 5009.4439 | 4174.5365 | 4375.5758 | 4583.9383 | 5000.66 | 4792.2989 | 4115.1266 | 5000.66 | 5000.66 | 5000.66 | 5000.66 | 4792.2994 | 3993.1615 | 4132.9109 | 4575.2356 | 4167.2146 | 5000.6582 | 5000.66 | 4792.2988 | 4375.5771 | 4167.2153 | 4583.9388 | 5000.66 | 5000.66 | 5000.66 | 5000.66 | 5000.66 | 4375.5777 | 4792.2994 | 5000.66 | 5000.66 | 5000.66 | 4131.6632 | 4957.9958 | 4957.9958 | 4957.9959 | 4957.9959 | 4957.9958 | 4544.8295 | 4544.8295 | 4957.9958 | 4957.9958 | 4957.9959 | 4957.9959 | 4957.9958 | 4957.9959 | 4957.9959 | 4957.9959 | 4957.9956 | 4957.9952 | 4957.9958 | 4957.9958 | 4957.9953 | 4957.9956 | 4957.9958 | 4957.9958 | 4957.9959 | 4957.9959 | 4957.9956 | 4131.6632 | 4957.9958 | 4957.9958 | 4957.9958 | 4786.2517 | 3436.5322 | 4786.2519 | 4786.2519 | 4786.2517 | 4786.2517 | 4786.2519 | 4786.2519 | 4786.2519 | 4786.2519 | 4786.2519 | 4786.2519 | 4786.2519 | 4786.2519 | 4786.2517 | 4786.2519 | 4786.2517 | 4786.2517 | 4786.2517 | 4786.2517 | 4786.2517 | 4786.2507 | 4786.2517 | 3593.23 | 4786.2517 | 4786.2519 | 4786.2519 | 4786.2519 | 4786.2519 | 4786.2519 | 5008.3568 | 5008.3568 | 5008.3567 | 5008.3568 | 5008.3568 | 5008.3568 | 5008.3568 | 5008.3568 | 5008.3568 | 5008.3568 | 5008.3568 | 5008.3567 | 5008.3544 | 5008.3544 | 2260.1825 | 4659.7928 | 5008.3567 | 5008.3568 | 5008.3568 | 5008.3568 | 5008.3562 | 5008.355 | 5008.3556 | 5008.3549 | 0 | 3164.6193 | 0 | 0 | 0 | 0 | 5008.3562 | 1191043.6223
| Kettle |  |  |  | K | 0 | 0 | 26.1767 | 353.394 | 6.5442 | 503.9008 | 65.4417 | 628.2394 | 0 | 516.9982 | 366.4733 | 0 | 490.817 | 26.1767 | 1151.778 | 1125.597 | 314.1199 | 1204.126 | 0 | 1020.89 | 1125.597 | 261.7711 | 314.1198 | 0 | 0 | 130.8833 | 1256.479 | 255.2269 | 6.5442 | 0 | 0 | 0 | 0 | 0 | 0 | 0 | 0 | 0 | 1888.031 | 1180.019 | 0 | 799.7955 | 1520.914 | 989.9052 | 249.115 | 6.5557 | 0 | 0 | 0 | 1271.803 | 1573.359 | 1888.031 | 1888.031 | 478.5635 | 1730.695 | 1448.806 | 1416.023 | 708.0204 | 0 | 26.3485 | 19.7614 | 256.9024 | 645.543 | 0 | 0 | 0 | 32.9356 | 461.0988 | 0 | 0 | 0 | 0 | 0 | 276.6592 | 13.1743 | 0 | 342.5352 | 737.7583 | 0 | 263.4851 | 698.249 | 19.7614 | 1027.592 | 1205.444 | 1818.047 | 395.2277 | 1126.399 | 711.4094 | 19.7614 | 1053.94 | 6.6325 | 477.5407 | 271.9328 | 0 | 0 | 0 | 0 | 0 | 0 | 0 | 0 | 0 | 0 | 331.63 | 205.6078 | 643.3536 | 955.0817 | 1353.032 | 1280.074 | 0 | 0 | 557.1309 | 636.7211 | 0 | 0 | 0 | 0 | 0 | 0 | 0 | 0 | 19.2377 | 230.7966 | 0 | 359.0172 | 19.2377 | 250.0299 | 474.4201 | 673.1573 | 384.661 | 51.2882 | 282.0851 | 282.085 | 359.0173 | 1128.344 | 76.9322 | 6.411 | 0 | 0 | 468.009 | 743.6786 | 1384.781 | 743.6786 | 166.6865 | 0 | 692.3901 | 512.8815 | 916.7807 | 1077.052 | 1000.12 | 923.1874 | 0 | 1377.967 | 405.2844 | 729.5118 | 0 | 324.2273 | 405.2841 | 0 | 1134.796 | 0 | 0 | 0 | 324.2273 | 0 | 0 | 324.2273 | 0 | 0 | 324.2273 | 0 | 0 | 81.0568 | 243.1705 | 0 | 0 | 0 | 0 | 54.0519 | 486.341 | 81.0568 | 0 | 1320.637 | 1320.632 | 1313.824 | 571.8199 | 326.754 | 0 | 735.1971 | 1878.836 | 279.1119 | 612.6736 | 326.7541 | 326.754 | 0 | 1061.951 | 1552.083 | 1565.702 | 1334.247 | 823.6931 | 490.1313 | 408.4474 | 1878.837 | 1579.312 | 1661.001 | 1552.083 | 1490.821 | 1061.951 | 1014.309 | 1715.46 | 1320.637 | 1415.935 | 898.7343 | 1102.993 | 817.0312 | 830.6487 | 1307.25 | 1470.657 | 1470.657 | 1341.293 | 1552.36 | 428.9509 | 735.3283 | 1307.25 | 1960.876 | 1960.876 | 1960.876 | 1552.36 | 817.0313 | 980.4375 | 980.4378 | 1388.954 | 1960.876 | 1960.876 | 1470.657 | 326.8123 | 898.7347 | 1634.063 | 1960.876 | 1960.876 | 1960.876 | 1960.876 | 1089.375 | 1157.751 | 1519.549 | 1736.627 | 1591.908 | 1230.111 | 1664.268 | 795.9537 | 1447.189 | 1591.908 | 1591.908 | 1121.572 | 1212.021 | 940.6727 | 289.4376 | 723.5944 | 1664.267 | 1591.908 | 1374.83 | 1013.032 | 1121.576 | 1447.189 | 1736.627 | 1736.627 | 1591.908 | 1447.189 | 1230.111 | 1664.268 | 1736.627 | 1736.627 | 1664.268 | 1384.558 | 1582.352 | 1054.901 | 1516.421 | 1384.558 | 1318.627 | 1186.764 | 1318.627 | 813.1576 | 1186.764 | 1582.352 | 1582.352 | 1582.352 | 1318.627 | 1582.352 | 1582.352 | 1318.626 | 791.176 | 1516.421 | 1384.558 | 1186.764 | 1450.489 | 752.7158 | 670.3019 | 1582.352 | 1582.352 | 1252.695 | 395.5877 | 1054.901 | 560.4163 | 1318.626 | 1024.194 | 0 | 236.3524 | 1214.593 | 1116.109 | 1496.898 | 1168.631 | 1122.674 | 1890.819 | 1890.819 | 1890.819 | 1890.819 | 1181.762 | 1496.899 | 1654.467 | 1654.467 | 315.1365 | 0 | 590.8854 | 157.5682 | 787.8411 | 282.3142 | 735.3185 | 236.3522 | 393.9207 | 1890.82 | 1575.682 | 1575.683 | 1575.683 | 1654.467 | 1033.132 | 1883.169 | 1647.773 | 706.1884 | 1883.169 | 1883.169 | 1883.169 | 1883.169 | 1883.169 | 1883.169 | 1883.169 | 1883.169 | 13.0776 | 0 | 0 | 738.8823 | 680.0377 | 1883.169 | 1569.308 | 1883.169 | 1333.911 | 0 | 313.8615 | 706.188 | 0 | 0 | 0 | 0 | 0 | 0 | 0 | 282896.456
| Northeast |  |  |  | N | 0 | 0 | 0 | 0 | 0 | 0 | 0 | 0 | 0 | 0 | 0 | 0 | 0 | 0 | 0 | 0 | 0 | 0 | 0 | 0 | 0 | 0 | 0 | 0 | 0 | 0 | 0 | 0 | 0 | 0 | 0 | 0 | 0 | 0 | 0 | 0 | 0 | 0 | 0 | 0 | 0 | 0 | 0 | 0 | 0 | 0 | 0 | 0 | 0 | 0 | 0 | 0 | 0 | 0 | 0 | 0 | 0 | 0 | 0 | 0 | 0 | 0 | 0 | 0 | 0 | 0 | 0 | 0 | 0 | 0 | 0 | 0 | 0 | 0 | 0 | 0 | 0 | 0 | 0 | 0 | 0 | 0 | 0 | 0 | 0 | 0 | 0 | 0 | 0 | 0 | 0 | 0 | 0 | 0 | 0 | 0 | 0 | 0 | 0 | 0 | 0 | 0 | 0 | 0 | 0 | 0 | 0 | 0 | 0 | 0 | 0 | 0 | 0 | 0 | 0 | 0 | 0 | 0 | 0 | 0 | 0 | 0 | 0 | 0 | 0 | 0 | 0 | 0 | 0 | 0 | 0 | 0 | 0 | 0 | 0 | 0 | 0 | 0 | 0 | 0 | 0 | 0 | 0 | 0 | 0 | 0 | 0 | 0 | 0 | 0 | 0 | 0 | 0 | 0 | 0 | 0 | 0 | 0 | 0 | 0 | 0 | 0 | 0 | 0 | 0 | 0 | 0 | 0 | 0 | 0 | 0 | 0 | 0 | 0 | 0 | 0 | 0 | 0 | 0 | 0 | 0 | 0 | 0 | 0 | 0 | 0 | 0 | 0 | 0 | 0 | 0 | 0 | 0 | 0 | 0 | 0 | 0 | 0 | 0 | 0 | 0 | 0 | 0 | 0 | 0 | 0 | 0 | 0 | 0 | 0 | 0 | 0 | 0 | 0 | 0 | 0 | 0 | 0 | 0 | 0 | 0 | 0 | 0 | 0 | 0 | 0 | 0 | 0 | 0 | 0 | 0 | 0 | 0 | 0 | 0 | 0 | 0 | 0 | 0 | 0 | 0 | 0 | 0 | 0 | 0 | 0 | 0 | 0 | 0 | 0 | 0 | 0 | 0 | 0 | 0 | 0 | 0 | 0 | 0 | 0 | 0 | 0 | 0 | 0 | 0 | 0 | 0 | 0 | 0 | 0 | 0 | 0 | 0 | 0 | 0 | 0 | 0 | 0 | 0 | 0 | 0 | 0 | 0 | 0 | 0 | 0 | 0 | 0 | 0 | 0 | 0 | 0 | 0 | 0 | 0 | 0 | 0 | 0 | 0 | 0 | 0 | 0 | 0 | 0 | 0 | 0 | 0 | 0 | 0 | 0 | 0 | 0 | 0 | 0 | 0 | 0 | 0 | 0 | 0 | 0 | 0 | 0 | 0 | 0 | 0 | 0 | 0 | 0 | 0 | 0 | 0 | 0 | 0 | 0 | 0 | 0 | 0 | 0 | 0 | 0 | 0 | 0 | 0 | 0 | 0 | 0 | 0 | 0 | 0 | 0 | 0 | 0 | 0 | 0 | 0 | 0 | 0 | 0 | 0 | 0 | 0 | 0 | 0 | 0 | 0 | 0
| Total dekatherms - 000's |  |  |  |  | 0 | 3450.7788 | 4627.2155 | 5372.7096 | 4607.583 | 5104.9396 | 5084.7567 | 4183.5862 | 4182.7614 | 5327.1754 | 5385.7883 | 4182.762 | 5510.1314 | 5045.4917 | 6171.0936 | 6144.9126 | 4915.1578 | 6223.441 | 5019.3132 | 6040.205 | 6144.912 | 4444.5331 | 3364.05 | 0 | 0 | 1664.5631 | 6275.794 | 4228.8505 | 3352.7538 | 1899.6714 | 3851.6274 | 16.7104 | 0 | 0 | 0 | 0 | 0 | 3723.8507 | 6700.6337 | 5992.6216 | 3436.7125 | 5612.3984 | 6333.517 | 5802.5081 | 5061.7167 | 1630.9306 | 857.626 | 1203.1503 | 1514.9065 | 6084.4061 | 6385.9622 | 6700.6343 | 6700.634 | 4394.3505 | 6543.2983 | 6261.409 | 6228.6251 | 5244.3649 | 486.4348 | 1540.827 | 1753.6573 | 1705.2561 | 4260.1119 | 2441.7885 | 1526.6235 | 0 | 1453.1766 | 3145.7297 | 1890.7926 | 627.0441 | 600.3361 | 886.348 | 836.7518 | 1882.5294 | 315.6857 | 1331.1223 | 3404.063 | 3804.5416 | 305.3274 | 1301.9777 | 3793.2552 | 902.0715 | 4393.4649 | 4803.9467 | 5924.432 | 3388.0806 | 4552.2403 | 2446.6622 | 1262.7542 | 4916.7904 | 2664.8879 | 3677.9389 | 2168.567 | 979.0132 | 95.7991 | 855.9668 | 1444.3168 | 198.193 | 645.1348 | 0 | 1202.4848 | 2495.6854 | 1327.6603 | 2222.6477 | 2640.3053 | 3869.0299 | 4600.7916 | 5223.8442 | 5150.8856 | 1290.2707 | 637.9336 | 1896.9499 | 4060.5906 | 1867.0466 | 1090.749 | 1628.3617 | 0 | 0 | 0 | 0 | 0 | 116.9226 | 1083.1946 | 16.2808 | 2500.5008 | 1728.9971 | 1340.6207 | 3424.7959 | 3683.0111 | 1527.2157 | 686.2441 | 998.4413 | 1047.2837 | 2788.8661 | 4512.0143 | 1697.1979 | 690.2048 | 0 | 0 | 2161.2137 | 3031.6862 | 5167.7268 | 3219.0467 | 1325.5224 | 407.0201 | 2779.232 | 3248.0584 | 3710.8287 | 4833.189 | 4210.685 | 4277.0406 | 417.7949 | 5555.9187 | 2494.2604 | 3236.2823 | 1357.8378 | 2204.3039 | 1902.2553 | 0 | 5312.7453 | 0 | 0 | 0 | 1159.8169 | 0 | 0 | 1403.4034 | 0 | 348.1626 | 1368.7144 | 0 | 0 | 1125.5439 | 1078.7601 | 1061.8996 | 1671.1796 | 1253.3854 | 713.7335 | 1812.2728 | 1948.6231 | 498.8517 | 679.1666 | 5622.0286 | 6336.0148 | 5092.7756 | 3288.4853 | 1162.6504 | 696.5811 | 2964.2561 | 6685.2432 | 1846.4227 | 3207.4376 | 2224.9362 | 1162.6504 | 0 | 4196.5648 | 6358.4918 | 5814.8461 | 5304.7585 | 3749.333 | 3206.7967 | 1766.784 | 6894.22 | 5758.7982 | 5840.4872 | 6567.4666 | 5948.5585 | 6077.3341 | 3835.462 | 6417.3133 | 5360.8067 | 5595.4206 | 4655.8173 | 5903.71 | 4991.5677 | 3387.5525 | 6107.967 | 5853.9204 | 6271.374 | 5724.5564 | 5935.6234 | 4186.032 | 3866.2299 | 5481.7865 | 6970.32 | 6970.32 | 6970.32 | 6561.8039 | 4295.7502 | 4946.2467 | 4998.4369 | 6398.3979 | 6970.32 | 6970.32 | 6445.3038 | 3909.9114 | 4864.5445 | 5808.5995 | 6970.32 | 6970.32 | 6970.32 | 6970.3199 | 5263.9115 | 5533.3268 | 6103.4873 | 6737.287 | 6384.2069 | 5345.2376 | 6664.928 | 5796.6137 | 6447.849 | 6592.568 | 6384.2074 | 5114.7335 | 5344.9319 | 5515.9083 | 4456.6522 | 5724.2526 | 6664.927 | 6384.2068 | 5750.4071 | 5180.2473 | 5705.5148 | 6447.849 | 6737.287 | 6737.287 | 6592.568 | 6447.849 | 5605.6887 | 6456.5674 | 6737.287 | 6737.287 | 6664.928 | 5516.2212 | 6540.3478 | 6012.8968 | 6474.4169 | 6342.5539 | 6276.6228 | 5731.5935 | 5863.4565 | 5771.1534 | 6144.7598 | 6540.3479 | 6540.3479 | 6540.3478 | 6276.6229 | 6540.3479 | 6540.3479 | 6276.6216 | 5749.1712 | 6474.4168 | 6342.5538 | 6144.7593 | 6408.4846 | 5710.7116 | 5628.2977 | 6540.3479 | 6540.3479 | 6210.6906 | 4527.2509 | 6012.8968 | 5518.4121 | 6276.6218 | 5810.4457 | 3436.5322 | 5022.6043 | 6000.8449 | 5902.3607 | 6283.1497 | 5954.8829 | 5908.9259 | 6677.0709 | 6677.0709 | 6677.0709 | 6677.0709 | 5968.0139 | 6283.1509 | 6440.7187 | 6440.7189 | 5101.3882 | 4786.2517 | 5377.1371 | 4943.8199 | 5574.0928 | 5068.5649 | 5521.5702 | 3829.5822 | 5180.1724 | 6677.0719 | 6361.9339 | 6361.9349 | 6361.9349 | 6440.7189 | 6041.4888 | 6891.5258 | 6656.1297 | 5714.5452 | 6891.5258 | 6891.5258 | 6891.5258 | 6891.5258 | 6891.5258 | 6891.5258 | 6891.5258 | 6891.5257 | 5021.432 | 5008.3544 | 2260.1825 | 5398.6751 | 5688.3944 | 6891.5258 | 6577.6648 | 6891.5258 | 6342.2672 | 5008.355 | 5322.2171 | 5714.5429 | 0 | 3164.6193 | 0 | 0 | 0 | 0 | 5008.3562 | 1473940.0783
| Total transport $ |  |  |  | 0.02091 | 0 | 721.5578 | 967.5508 | 1123.4336 | 963.4456 | 1067.4429 | 1063.2226 | 874.7879 | 874.6154 | 1113.9124 | 1126.1683 | 874.6155 | 1152.1685 | 1055.0123 | 1290.3757 | 1284.9012 | 1027.7595 | 1301.3215 | 1049.5384 | 1263.0069 | 1284.9011 | 929.3519 | 703.4229 | 0 | 0 | 348.0601 | 1312.2685 | 884.2526 | 701.0608 | 397.2213 | 805.3753 | 3.4941 | 0 | 0 | 0 | 0 | 0 | 778.6572 | 1401.1025 | 1253.0572 | 718.6166 | 1173.5525 | 1324.3384 | 1213.3044 | 1058.405 | 341.0276 | 179.3296 | 251.5787 | 316.7669 | 1272.2493 | 1335.3047 | 1401.1026 | 1401.1026 | 918.8587 | 1368.2037 | 1309.2606 | 1302.4055 | 1096.5967 | 101.7135 | 322.1869 | 366.6897 | 356.5691 | 890.7894 | 510.578 | 319.217 | 0 | 303.8592 | 657.7721 | 395.3647 | 131.1149 | 125.5303 | 185.3354 | 174.9648 | 393.6369 | 66.0099 | 278.3377 | 711.7896 | 795.5296 | 63.844 | 272.2435 | 793.1697 | 188.6231 | 918.6735 | 1004.5053 | 1238.7987 | 708.4477 | 951.8734 | 511.5971 | 264.0419 | 1028.1009 | 557.2281 | 769.057 | 453.4474 | 204.7117 | 20.0316 | 178.9827 | 302.0066 | 41.4422 | 134.8977 | 0 | 251.4396 | 521.8478 | 277.6138 | 464.7556 | 552.0878 | 809.0142 | 962.0255 | 1092.3058 | 1077.0502 | 269.7956 | 133.3919 | 396.6522 | 849.0695 | 390.3994 | 228.0756 | 340.4904 | 0 | 0 | 0 | 0 | 0 | 24.4485 | 226.496 | 3.4043 | 522.8547 | 361.5333 | 280.3238 | 716.1248 | 770.1176 | 319.3408 | 143.4936 | 208.7741 | 218.987 | 583.1519 | 943.4622 | 354.8841 | 144.3218 | 0 | 0 | 451.9098 | 633.9256 | 1080.5717 | 673.1027 | 277.1667 | 85.1079 | 581.1374 | 679.169 | 775.9343 | 1010.6198 | 880.4542 | 894.3292 | 87.3609 | 1161.7426 | 521.5498 | 676.7066 | 283.9239 | 460.9199 | 397.7616 | 0 | 1110.895 | 0 | 0 | 0 | 242.5177 | 0 | 0 | 293.4517 | 0 | 72.8008 | 286.1982 | 0 | 0 | 235.3512 | 225.5687 | 222.0432 | 349.4437 | 262.0829 | 149.2417 | 378.9462 | 407.4571 | 104.3099 | 142.0137 | 1175.5662 | 1324.8607 | 1064.8994 | 687.6223 | 243.1102 | 145.6551 | 619.826 | 1397.8844 | 386.087 | 670.6752 | 465.2342 | 243.1102 | 0 | 877.5017 | 1329.5606 | 1215.8843 | 1109.225 | 783.9855 | 670.5412 | 369.4345 | 1441.5814 | 1204.1647 | 1221.2459 | 1373.2573 | 1243.8436 | 1270.7706 | 801.9951 | 1341.8602 | 1120.9447 | 1170.0024 | 973.5314 | 1234.4658 | 1043.7368 | 708.3372 | 1277.1759 | 1224.0548 | 1311.3443 | 1197.0047 | 1241.1389 | 875.2993 | 808.4287 | 1146.2416 | 1457.4939 | 1457.4939 | 1457.4939 | 1372.0732 | 898.2414 | 1034.2602 | 1045.1732 | 1337.905 | 1457.4939 | 1457.4939 | 1347.713 | 817.5625 | 1017.1763 | 1214.5782 | 1457.4939 | 1457.4939 | 1457.4939 | 1457.4939 | 1100.6839 | 1157.0186 | 1276.2392 | 1408.7667 | 1334.9377 | 1117.6892 | 1393.6364 | 1212.0719 | 1348.2452 | 1378.506 | 1334.9378 | 1069.4908 | 1117.6253 | 1153.3764 | 931.886 | 1196.9412 | 1393.6362 | 1334.9376 | 1202.4101 | 1083.1897 | 1193.0231 | 1348.2452 | 1408.7667 | 1408.7667 | 1378.506 | 1348.2452 | 1172.1495 | 1350.0682 | 1408.7667 | 1408.7667 | 1393.6364 | 1153.4419 | 1367.5867 | 1257.2967 | 1353.8006 | 1326.228 | 1312.4418 | 1198.4762 | 1226.0488 | 1206.7482 | 1284.8693 | 1367.5867 | 1367.5867 | 1367.5867 | 1312.4418 | 1367.5867 | 1367.5867 | 1312.4416 | 1202.1517 | 1353.8006 | 1326.228 | 1284.8692 | 1340.0141 | 1194.1098 | 1176.877 | 1367.5867 | 1367.5867 | 1298.6554 | 946.6482 | 1257.2967 | 1153.9 | 1312.4416 | 1214.9642 | 718.5789 | 1050.2266 | 1254.7767 | 1234.1836 | 1313.8066 | 1245.166 | 1235.5564 | 1396.1755 | 1396.1755 | 1396.1755 | 1396.1755 | 1247.9117 | 1313.8069 | 1346.7543 | 1346.7543 | 1066.7003 | 1000.8052 | 1124.3594 | 1033.7527 | 1165.5428 | 1059.8369 | 1154.5603 | 800.7656 | 1083.174 | 1396.1757 | 1330.2804 | 1330.2806 | 1330.2806 | 1346.7543 | 1263.2753 | 1441.018 | 1391.7967 | 1194.9114 | 1441.018 | 1441.018 | 1441.018 | 1441.018 | 1441.018 | 1441.018 | 1441.018 | 1441.018 | 1049.9814 | 1047.2469 | 472.6042 | 1128.863 | 1189.4433 | 1441.018 | 1375.3897 | 1441.018 | 1326.1681 | 1047.247 | 1112.8756 | 1194.9109 | 0 | 661.7219 | 0 | 0 | 0 | 0 | 1047.2473 | 308200.8704 |  | 308.2009 | 27.5608 | 21.52 | 14.9292 | 11.2778 | 13.8451 | 7.9303 | 27.1123 | 37.3436 | 38.2645 | 39.7319 | 36.3305 | 32.3549
0
Note on A14: <Plant> served by <Purch Pt> King = KG-ST, purch @ King Stan = KG-ST, purch @ Stan King 26 = KG-MA, purch @ King
Note on B62: Must use NWP to serve KFCT and NECT. Losses incurred by LDC are charged to Thermal. Based off of Stanfield price.
Note on B63: Plants located in WA State are subject to a generation tax (KFCT, NECT, Boulder).
Note on C14: miles from King to plant, where Purch Pt is King or miles from Stan to plant, where Purch Pt is Stan and plant is forward haul from Stan or zero where Purch Pt is Stan and fuel is back-hauled to plants north of Stan or miles from King, when gas is not burned
Note on D14: K1 - use King-Stan capacity, King segment S - use King-Stan capacity, Stan segment K2 - use King-Malin capacity, King segment
Note on E2: placeholder if this capacity changes
Note on E14: K - Kingsgate S - Stanfield
Note on E35: B - Burned NB - Not Burned
Note on E45: B - Burned NB - Not Burned
Note on E71: B - Burned NB - Not Burned
Note on F46: GTN Fuel Rate - 5-yr avg (Oct-18 to Sep-23)
Note on F48: GTN Fuel Loss Rate per mile - 5-yr avg (Oct-18 to Sep-23)
Note on F60: Delivery Charge - 5-yr avg (Oct-18 to Sep-23)
Note on F62: NWP fuel rate Apr'20-Oct'20 rate. The $0.03 is the NWP variable fuel rate.
Note on F82: excludes fuel & tax adders because it's the basis for the tax
Note on F104: per therm rate, retail Sch 147; multiply by 10 to get per dekatherm rate from Resource Accounting, NWP Commodity Transport in 'Pipeline Accrual' workbook.
Note on G1: Change to a formula if capacity changes during the test period.
Note on G14: The formulas in this section choose which section of GTN pipeline has capacity to handle the Gas Burned requirements of each plant. Because AECO gas is cheaper than Malin, gas is purchased at AECO and nominated from AECO/Kingsgate first. Once that pipeline capacity is fully utilized, gas is purchased at Stanfield (Malin forward minus mileage charges) and nominated from Stanfield. Surplus gas not burned is sold at either Stanfield or Malin.
Note on G36: lesser of: Burn qty sourced from AECO AND capacity to King minus NoBurn qty if plants aren't running, capacity to King minus NoBurn qty < 0, so MAX forces to zero.
Note on G37: capacity to King minus Burn qty
Note on G38: Burn purchases @ King = total Burn qty minus (AECO qty + Stan qty)
Note on G39: NoBurn purch/sold @ King = difference in capacities between AECO/King and King/south, minus King burn. Positive - buy more @ King to sell @ Stan/Malin (NoBurn) Negative - sell surplus AECO sales @ King
Note on G40: Burn sourced at Stanfield

## Conf Gas Contracts MTM
Financial Gas Deals | [5 empty] | deal sql --> | select ds.dlt_deal_type as DealTyp, ffswap_key as Key, trade_date, decode(sign(volume), 1, 'PURCHASE', 'SALE') as DN_Direction, to_date(f.CM_CONTRACT_MONTH, 'yyyymm') as CM, f.dy_beg_day, f.dy_end_day, s.short_description, f.BP_BASIS_POINT, volume as DthPerDay, fixed_price * crncy as Price, Basis * crncy as Basis from fixed_float_swap_months f, deals_strategies ds, strategies s where f.FFSWAP_KEY = ds.DEAL_KEY and ds.stg_strategy_key = s.strategy and trade_date <= '24-May-2022' and ds.dlt_deal_type IN ('BSWPS','FSWPS','SSWPS') and f.cm_contract_month between 202301 and 202312 and f.PRT_PORTFOLIO <> 1 order by cm_contract_month, key | [7 empty] | Forwards 5/16/23 - 8/15/23
[6 empty] | price sql --> | select * from (select bp_basis_point as Prod, to_date(cm_contract_month, 'YYYYMM') as CM, avg(flat_price) as GasPrice from m2m_basis where settle_date between '25-Feb-2022' and '24-May-2022' and to_char(settle_date,'d') not in (1,7) and cm_contract_month between 202301 and 202312 and bp_basis_point in ('AECO', 'HENRY HUB', 'MALIN') group by bp_basis_point, cm_contract_month) pivot (avg(gasprice) for prod in ('AECO' AECO, 'MALIN' MALIN, 'HENRY HUB' as HENRY_HUB)) order by 1 | [7 empty] | Gas Prices (average) |  |  |  |  | for Pro-Forma |  | positive = exp for CS2 & Lanc / positive = rev for Transport
FGDeals | [7 empty] | Purch (Sale) ---> | 5900000 |  |  |  | Exp (Rev) ---> | 1769192.4219 | Month | AECO | MALIN | HENRY HUB |  |  |  | 2025-01-01 | 2025-02-01 | 2025-03-01 | 2025-04-01 | 2025-05-01 | 2025-06-01 | 2025-07-01 | 2025-08-01 | 2025-09-01 | 2025-10-01 | 2025-11-01 | 2025-12-01
DEALTYP | KEY | TRADE_DATE | DN_DIRECTION | CM | BEG_DAY | END_DAY | STRATEGY | BP_BASIS_POINT | DTH | PRICE | BASIS | M2MPrice | M2MBasis | M2M_Dollars |  | 1 | 3 | 2 |  | month --> | 2025 | 1 | 2 | 3 | 4 | 5 | 6 | 7 | 8 | 9 | 10 | 11 | 12
BSWPS | 414540 | 2022-05-11 | PURCHASE | 2025-01-01 | 2024-11-01 | 2025-03-31 | LANC TRANSPORT OPT | AECO | 77500 | 0 | -1.22 | 3.1378 | -1.365 | 11237.5 | 2025-01-01 | 3.1384 | 6.2535 | 4.5028 |  | CS2 | 833.9878 | -199.8011 | -87.7023 | 564.8309 | 124.9172 | 144.1548 | 110.8781 | 60.3325 | 52.7787 | 57.2473 | 58.5464 | 27.8367 | -80.0315
BSWPS | 414541 | 2022-05-11 | SALE | 2025-01-01 | 2024-11-01 | 2025-03-31 | LANC TRANSPORT OPT | MALIN | -77500 | 0 | 0.13 | 6.2531 | 1.7502 | 125568.1641 | 2025-02-01 | 3.1446 | 5.9861 | 4.3967 |  | LANCASTER | 0 | 0 | 0 | 0 | 0 | 0 | 0 | 0 | 0 | 0 | 0 | 0 | 0
BSWPS | 414752 | 2022-09-14 | SALE | 2025-01-01 | 2024-11-01 | 2025-03-31 | LANC TRANSPORT OPT | MALIN | -77500 | 0 | 0.1975 | 6.2531 | 1.7502 | 120336.9141 | 2025-03-01 | 2.8635 | 4.39 | 4.0109 |  | TRANSPORT | 935.2046 | 567.3908 | 416.109 | -48.2952 | 0 | 0 | 0 | 0 | 0 | 0 | 0 | 0 | 0
BSWPS | 414753 | 2022-09-14 | PURCHASE | 2025-01-01 | 2024-11-01 | 2025-03-31 | LANC TRANSPORT OPT | AECO | 77500 | 0 | -1.3325 | 3.1378 | -1.365 | 2518.75 | 2025-04-01 | 2.5687 | 3.3233 | 3.5759 |  | Total | 1769.1924 | 367.5898 | 328.4066 | 516.5357 | 124.9172 | 144.1548 | 110.8781 | 60.3325 | 52.7787 | 57.2473 | 58.5464 | 27.8367 | -80.0315
BSWPS | 414821 | 2022-11-04 | PURCHASE | 2025-01-01 | 2024-11-01 | 2025-03-31 | LANC TRANSPORT OPT | AECO | 77500 | 0 | -1.35 | 3.1378 | -1.365 | 1162.5 | 2025-05-01 | 2.4687 | 3.2261 | 3.55 |  |  | ok
BSWPS | 414823 | 2022-11-04 | SALE | 2025-01-01 | 2024-11-01 | 2025-03-31 | LANC TRANSPORT OPT | MALIN | -77500 | 0 | 0.25 | 6.2531 | 1.7502 | 116268.1641 | 2025-06-01 | 2.4963 | 3.4173 | 3.6695
BSWPS | 414851 | 2022-11-23 | SALE | 2025-01-01 | 2024-11-01 | 2025-03-31 | LANC TRANSPORT OPT | MALIN | -77500 | 0 | 0.35 | 6.2531 | 1.7502 | 108518.1641 | 2025-07-01 | 2.5497 | 3.7677 | 3.7902
BSWPS | 414852 | 2022-11-23 | PURCHASE | 2025-01-01 | 2024-11-01 | 2025-03-31 | LANC TRANSPORT OPT | AECO | 77500 | 0 | -1.45 | 3.1378 | -1.365 | -6587.5 | 2025-08-01 | 2.5906 | 3.8171 | 3.8289
BSWPS | 414865 | 2022-11-30 | PURCHASE | 2025-01-01 | 2024-11-01 | 2025-03-31 | LANC TRANSPORT OPT | AECO | 77500 | 0 | -1.365 | 3.1378 | -1.365 | 1.7208e-11 | 2025-09-01 | 2.6637 | 3.7747 | 3.7853
BSWPS | 414866 | 2022-11-30 | SALE | 2025-01-01 | 2024-11-01 | 2025-03-31 | LANC TRANSPORT OPT | MALIN | -77500 | 0 | 0.61 | 6.2531 | 1.7502 | 88368.1641 | 2025-10-01 | 2.7948 | 3.779 | 3.8535
BSWPS | 415048 | 2023-03-14 | PURCHASE | 2025-01-01 | 2024-11-01 | 2025-03-31 | CS2 CT | MALIN | 77500 | 0 | 2 | 6.2531 | 1.7502 | 19356.8359 | 2025-11-01 | 3.099 | 4.6713 | 4.1794
FSWPS | 415049 | 2023-03-14 | PURCHASE | 2025-01-01 | 2024-11-01 | 2025-03-31 | CS2 CT | HENRY HUB | 77500 | 4.42 | 0 | 4.5028 | 0 | -6420.3906 | 2025-12-01 | 3.41 | 5.7645 | 4.5388
BSWPS | 415082 | 2023-03-29 | PURCHASE | 2025-01-01 | 2024-11-01 | 2025-03-31 | CS2 CT | MALIN | 77500 | 0 | 2.06 | 6.2531 | 1.7502 | 24006.8359
FSWPS | 415083 | 2023-03-29 | PURCHASE | 2025-01-01 | 2024-11-01 | 2025-03-31 | CS2 CT | HENRY HUB | 77500 | 4.27 | 0 | 4.5028 | 0 | -18045.3906
BSWPS | 415123 | 2023-04-13 | PURCHASE | 2025-01-01 | 2024-11-01 | 2025-03-31 | CS2 CT | MALIN | 77500 | 0 | 2.05 | 6.2531 | 1.7502 | 23231.8359
FSWPS | 415124 | 2023-04-13 | PURCHASE | 2025-01-01 | 2024-11-01 | 2025-03-31 | CS2 CT | HENRY HUB | 77500 | 4.17 | 0 | 4.5028 | 0 | -25795.3906
BSWPS | 415152 | 2023-04-25 | PURCHASE | 2025-01-01 | 2024-11-01 | 2025-03-31 | CS2 CT | MALIN | 77500 | 0 | 1.15 | 6.2531 | 1.7502 | -46518.1641
FSWPS | 415157 | 2023-04-25 | PURCHASE | 2025-01-01 | 2024-11-01 | 2025-03-31 | CS2 CT | HENRY HUB | 77500 | 4.4 | 0 | 4.5028 | 0 | -7970.3906
BSWPS | 415175 | 2023-05-10 | PURCHASE | 2025-01-01 | 2025-01-01 | 2025-12-31 | CS2 CT | MALIN | 77500 | 0 | 0.355 | 6.2531 | 1.7502 | -108130.6641
FSWPS | 415176 | 2023-05-10 | PURCHASE | 2025-01-01 | 2025-01-01 | 2025-12-31 | CS2 CT | HENRY HUB | 77500 | 4.128 | 0 | 4.5028 | 0 | -29050.3906
BSWPS | 415177 | 2023-05-10 | PURCHASE | 2025-01-01 | 2024-11-01 | 2025-03-31 | CS2 CT | AECO | 77500 | 0 | -1.18 | 3.1378 | -1.365 | 14337.5
FSWPS | 415178 | 2023-05-10 | PURCHASE | 2025-01-01 | 2024-11-01 | 2025-03-31 | CS2 CT | HENRY HUB | 77500 | 4.245 | 0 | 4.5028 | 0 | -19982.8906
FSWPS | 415215 | 2023-06-05 | PURCHASE | 2025-01-01 | 2024-11-01 | 2025-03-31 | CS2 CT | HENRY HUB | 77500 | 4.16 | 0 | 4.5028 | 0 | -26570.3906
BSWPS | 415216 | 2023-06-05 | PURCHASE | 2025-01-01 | 2024-11-01 | 2025-03-31 | CS2 CT | AECO | 77500 | 0 | -1.265 | 3.1378 | -1.365 | 7750
BSWPS | 414540 | 2022-05-11 | PURCHASE | 2025-02-01 | 2024-11-01 | 2025-03-31 | LANC TRANSPORT OPT | AECO | 70000 | 0 | -1.22 | 3.1452 | -1.2515 | 2206.6406
BSWPS | 414541 | 2022-05-11 | SALE | 2025-02-01 | 2024-11-01 | 2025-03-31 | LANC TRANSPORT OPT | MALIN | -70000 | 0 | 0.13 | 5.9851 | 1.5884 | 102085.1562 | Averages |  |  | Delta | Delta % Malin
BSWPS | 414752 | 2022-09-14 | SALE | 2025-02-01 | 2024-11-01 | 2025-03-31 | LANC TRANSPORT OPT | MALIN | -70000 | 0 | 0.1975 | 5.9851 | 1.5884 | 97360.1562 | 2025 | 2.8157 | 4.3476 | 1.5319 | 35.24%
BSWPS | 414753 | 2022-09-14 | PURCHASE | 2025-02-01 | 2024-11-01 | 2025-03-31 | LANC TRANSPORT OPT | AECO | 70000 | 0 | -1.3325 | 3.1452 | -1.2515 | -5668.3594
BSWPS | 414821 | 2022-11-04 | PURCHASE | 2025-02-01 | 2024-11-01 | 2025-03-31 | LANC TRANSPORT OPT | AECO | 70000 | 0 | -1.35 | 3.1452 | -1.2515 | -6893.3594
BSWPS | 414823 | 2022-11-04 | SALE | 2025-02-01 | 2024-11-01 | 2025-03-31 | LANC TRANSPORT OPT | MALIN | -70000 | 0 | 0.25 | 5.9851 | 1.5884 | 93685.1562
BSWPS | 414851 | 2022-11-23 | SALE | 2025-02-01 | 2024-11-01 | 2025-03-31 | LANC TRANSPORT OPT | MALIN | -70000 | 0 | 0.35 | 5.9851 | 1.5884 | 86685.1562
BSWPS | 414852 | 2022-11-23 | PURCHASE | 2025-02-01 | 2024-11-01 | 2025-03-31 | LANC TRANSPORT OPT | AECO | 70000 | 0 | -1.45 | 3.1452 | -1.2515 | -13893.3594
BSWPS | 414865 | 2022-11-30 | PURCHASE | 2025-02-01 | 2024-11-01 | 2025-03-31 | LANC TRANSPORT OPT | AECO | 70000 | 0 | -1.365 | 3.1452 | -1.2515 | -7943.3594
BSWPS | 414866 | 2022-11-30 | SALE | 2025-02-01 | 2024-11-01 | 2025-03-31 | LANC TRANSPORT OPT | MALIN | -70000 | 0 | 0.61 | 5.9851 | 1.5884 | 68485.1562
BSWPS | 415048 | 2023-03-14 | PURCHASE | 2025-02-01 | 2024-11-01 | 2025-03-31 | CS2 CT | MALIN | 70000 | 0 | 2 | 5.9851 | 1.5884 | 28814.8438
FSWPS | 415049 | 2023-03-14 | PURCHASE | 2025-02-01 | 2024-11-01 | 2025-03-31 | CS2 CT | HENRY HUB | 70000 | 4.42 | 0 | 4.3967 | 0 | 1628.5937
BSWPS | 415082 | 2023-03-29 | PURCHASE | 2025-02-01 | 2024-11-01 | 2025-03-31 | CS2 CT | MALIN | 70000 | 0 | 2.06 | 5.9851 | 1.5884 | 33014.8438
FSWPS | 415083 | 2023-03-29 | PURCHASE | 2025-02-01 | 2024-11-01 | 2025-03-31 | CS2 CT | HENRY HUB | 70000 | 4.27 | 0 | 4.3967 | 0 | -8871.4063
BSWPS | 415123 | 2023-04-13 | PURCHASE | 2025-02-01 | 2024-11-01 | 2025-03-31 | CS2 CT | MALIN | 70000 | 0 | 2.05 | 5.9851 | 1.5884 | 32314.8438
FSWPS | 415124 | 2023-04-13 | PURCHASE | 2025-02-01 | 2024-11-01 | 2025-03-31 | CS2 CT | HENRY HUB | 70000 | 4.17 | 0 | 4.3967 | 0 | -15871.4062
BSWPS | 415152 | 2023-04-25 | PURCHASE | 2025-02-01 | 2024-11-01 | 2025-03-31 | CS2 CT | MALIN | 70000 | 0 | 1.15 | 5.9851 | 1.5884 | -30685.1562
FSWPS | 415157 | 2023-04-25 | PURCHASE | 2025-02-01 | 2024-11-01 | 2025-03-31 | CS2 CT | HENRY HUB | 70000 | 4.4 | 0 | 4.3967 | 0 | 228.5938
BSWPS | 415175 | 2023-05-10 | PURCHASE | 2025-02-01 | 2025-01-01 | 2025-12-31 | CS2 CT | MALIN | 70000 | 0 | 0.355 | 5.9851 | 1.5884 | -86335.1562
FSWPS | 415176 | 2023-05-10 | PURCHASE | 2025-02-01 | 2025-01-01 | 2025-12-31 | CS2 CT | HENRY HUB | 70000 | 4.128 | 0 | 4.3967 | 0 | -18811.4062
BSWPS | 415177 | 2023-05-10 | PURCHASE | 2025-02-01 | 2024-11-01 | 2025-03-31 | CS2 CT | AECO | 70000 | 0 | -1.18 | 3.1452 | -1.2515 | 5006.6406
FSWPS | 415178 | 2023-05-10 | PURCHASE | 2025-02-01 | 2024-11-01 | 2025-03-31 | CS2 CT | HENRY HUB | 70000 | 4.245 | 0 | 4.3967 | 0 | -10621.4062
FSWPS | 415215 | 2023-06-05 | PURCHASE | 2025-02-01 | 2024-11-01 | 2025-03-31 | CS2 CT | HENRY HUB | 70000 | 4.16 | 0 | 4.3967 | 0 | -16571.4062
BSWPS | 415216 | 2023-06-05 | PURCHASE | 2025-02-01 | 2024-11-01 | 2025-03-31 | CS2 CT | AECO | 70000 | 0 | -1.265 | 3.1452 | -1.2515 | -943.3594
BSWPS | 414540 | 2022-05-11 | PURCHASE | 2025-03-01 | 2024-11-01 | 2025-03-31 | LANC TRANSPORT OPT | AECO | 77500 | 0 | -1.22 | 2.8633 | -1.1476 | -5609.668
BSWPS | 414541 | 2022-05-11 | SALE | 2025-03-01 | 2024-11-01 | 2025-03-31 | LANC TRANSPORT OPT | MALIN | -77500 | 0 | 0.13 | 4.3897 | 0.37875 | 19278.125
BSWPS | 414752 | 2022-09-14 | SALE | 2025-03-01 | 2024-11-01 | 2025-03-31 | LANC TRANSPORT OPT | MALIN | -77500 | 0 | 0.1975 | 4.3897 | 0.37875 | 14046.875
BSWPS | 414753 | 2022-09-14 | PURCHASE | 2025-03-01 | 2024-11-01 | 2025-03-31 | LANC TRANSPORT OPT | AECO | 77500 | 0 | -1.3325 | 2.8633 | -1.1476 | -14328.418
BSWPS | 414821 | 2022-11-04 | PURCHASE | 2025-03-01 | 2024-11-01 | 2025-03-31 | LANC TRANSPORT OPT | AECO | 77500 | 0 | -1.35 | 2.8633 | -1.1476 | -15684.668
BSWPS | 414823 | 2022-11-04 | SALE | 2025-03-01 | 2024-11-01 | 2025-03-31 | LANC TRANSPORT OPT | MALIN | -77500 | 0 | 0.25 | 4.3897 | 0.37875 | 9978.125
BSWPS | 414851 | 2022-11-23 | SALE | 2025-03-01 | 2024-11-01 | 2025-03-31 | LANC TRANSPORT OPT | MALIN | -77500 | 0 | 0.35 | 4.3897 | 0.37875 | 2228.125
BSWPS | 414852 | 2022-11-23 | PURCHASE | 2025-03-01 | 2024-11-01 | 2025-03-31 | LANC TRANSPORT OPT | AECO | 77500 | 0 | -1.45 | 2.8633 | -1.1476 | -23434.668
BSWPS | 414865 | 2022-11-30 | PURCHASE | 2025-03-01 | 2024-11-01 | 2025-03-31 | LANC TRANSPORT OPT | AECO | 77500 | 0 | -1.365 | 2.8633 | -1.1476 | -16847.168
BSWPS | 414866 | 2022-11-30 | SALE | 2025-03-01 | 2024-11-01 | 2025-03-31 | LANC TRANSPORT OPT | MALIN | -77500 | 0 | 0.61 | 4.3897 | 0.37875 | -17921.875
BSWPS | 415048 | 2023-03-14 | PURCHASE | 2025-03-01 | 2024-11-01 | 2025-03-31 | CS2 CT | MALIN | 77500 | 0 | 2 | 4.3897 | 0.37875 | 125646.875
FSWPS | 415049 | 2023-03-14 | PURCHASE | 2025-03-01 | 2024-11-01 | 2025-03-31 | CS2 CT | HENRY HUB | 77500 | 4.42 | 0 | 4.0109 | 0 | 31704.7656
BSWPS | 415082 | 2023-03-29 | PURCHASE | 2025-03-01 | 2024-11-01 | 2025-03-31 | CS2 CT | MALIN | 77500 | 0 | 2.06 | 4.3897 | 0.37875 | 130296.875
FSWPS | 415083 | 2023-03-29 | PURCHASE | 2025-03-01 | 2024-11-01 | 2025-03-31 | CS2 CT | HENRY HUB | 77500 | 4.27 | 0 | 4.0109 | 0 | 20079.7656
BSWPS | 415123 | 2023-04-13 | PURCHASE | 2025-03-01 | 2024-11-01 | 2025-03-31 | CS2 CT | MALIN | 77500 | 0 | 2.05 | 4.3897 | 0.37875 | 129521.875
FSWPS | 415124 | 2023-04-13 | PURCHASE | 2025-03-01 | 2024-11-01 | 2025-03-31 | CS2 CT | HENRY HUB | 77500 | 4.17 | 0 | 4.0109 | 0 | 12329.7656
BSWPS | 415152 | 2023-04-25 | PURCHASE | 2025-03-01 | 2024-11-01 | 2025-03-31 | CS2 CT | MALIN | 77500 | 0 | 1.15 | 4.3897 | 0.37875 | 59771.875
FSWPS | 415157 | 2023-04-25 | PURCHASE | 2025-03-01 | 2024-11-01 | 2025-03-31 | CS2 CT | HENRY HUB | 77500 | 4.4 | 0 | 4.0109 | 0 | 30154.7656
BSWPS | 415175 | 2023-05-10 | PURCHASE | 2025-03-01 | 2025-01-01 | 2025-12-31 | CS2 CT | MALIN | 77500 | 0 | 0.355 | 4.3897 | 0.37875 | -1840.625
FSWPS | 415176 | 2023-05-10 | PURCHASE | 2025-03-01 | 2025-01-01 | 2025-12-31 | CS2 CT | HENRY HUB | 77500 | 4.128 | 0 | 4.0109 | 0 | 9074.7656
BSWPS | 415177 | 2023-05-10 | PURCHASE | 2025-03-01 | 2024-11-01 | 2025-03-31 | CS2 CT | AECO | 77500 | 0 | -1.18 | 2.8633 | -1.1476 | -2509.668
FSWPS | 415178 | 2023-05-10 | PURCHASE | 2025-03-01 | 2024-11-01 | 2025-03-31 | CS2 CT | HENRY HUB | 77500 | 4.245 | 0 | 4.0109 | 0 | 18142.2656
FSWPS | 415215 | 2023-06-05 | PURCHASE | 2025-03-01 | 2024-11-01 | 2025-03-31 | CS2 CT | HENRY HUB | 77500 | 4.16 | 0 | 4.0109 | 0 | 11554.7656
BSWPS | 415216 | 2023-06-05 | PURCHASE | 2025-03-01 | 2024-11-01 | 2025-03-31 | CS2 CT | AECO | 77500 | 0 | -1.265 | 2.8633 | -1.1476 | -9097.168
FSWPS | 415098 | 2023-04-06 | PURCHASE | 2025-04-01 | 2025-04-01 | 2025-10-31 | CS2 CT | HENRY HUB | 75000 | 3.85 | 0 | 3.5759 | 0 | 20557.0312
BSWPS | 415099 | 2023-04-06 | PURCHASE | 2025-04-01 | 2025-04-01 | 2025-10-31 | CS2 CT | MALIN | 75000 | 0 | -0.02 | 3.3237 | -0.25219 | 17414.0625
BSWPS | 415175 | 2023-05-10 | PURCHASE | 2025-04-01 | 2025-01-01 | 2025-12-31 | CS2 CT | MALIN | 75000 | 0 | 0.355 | 3.3237 | -0.25219 | 45539.0625
FSWPS | 415176 | 2023-05-10 | PURCHASE | 2025-04-01 | 2025-01-01 | 2025-12-31 | CS2 CT | HENRY HUB | 75000 | 4.128 | 0 | 3.5759 | 0 | 41407.0312
FSWPS | 415098 | 2023-04-06 | PURCHASE | 2025-05-01 | 2025-04-01 | 2025-10-31 | CS2 CT | HENRY HUB | 77500 | 3.85 | 0 | 3.55 | 0 | 23251.2109
BSWPS | 415099 | 2023-04-06 | PURCHASE | 2025-05-01 | 2025-04-01 | 2025-10-31 | CS2 CT | MALIN | 77500 | 0 | -0.02 | 3.2265 | -0.32352 | 23522.4609
BSWPS | 415175 | 2023-05-10 | PURCHASE | 2025-05-01 | 2025-01-01 | 2025-12-31 | CS2 CT | MALIN | 77500 | 0 | 0.355 | 3.2265 | -0.32352 | 52584.9609
FSWPS | 415176 | 2023-05-10 | PURCHASE | 2025-05-01 | 2025-01-01 | 2025-12-31 | CS2 CT | HENRY HUB | 77500 | 4.128 | 0 | 3.55 | 0 | 44796.2109
FSWPS | 415098 | 2023-04-06 | PURCHASE | 2025-06-01 | 2025-04-01 | 2025-10-31 | CS2 CT | HENRY HUB | 75000 | 3.85 | 0 | 3.6695 | 0 | 13537.5
BSWPS | 415099 | 2023-04-06 | PURCHASE | 2025-06-01 | 2025-04-01 | 2025-10-31 | CS2 CT | MALIN | 75000 | 0 | -0.02 | 3.4173 | -0.25219 | 17414.0625
BSWPS | 415175 | 2023-05-10 | PURCHASE | 2025-06-01 | 2025-01-01 | 2025-12-31 | CS2 CT | MALIN | 75000 | 0 | 0.355 | 3.4173 | -0.25219 | 45539.0625
FSWPS | 415176 | 2023-05-10 | PURCHASE | 2025-06-01 | 2025-01-01 | 2025-12-31 | CS2 CT | HENRY HUB | 75000 | 4.128 | 0 | 3.6695 | 0 | 34387.5
FSWPS | 415098 | 2023-04-06 | PURCHASE | 2025-07-01 | 2025-04-01 | 2025-10-31 | CS2 CT | HENRY HUB | 77500 | 3.85 | 0 | 3.7902 | 0 | 4635.4688
BSWPS | 415099 | 2023-04-06 | PURCHASE | 2025-07-01 | 2025-04-01 | 2025-10-31 | CS2 CT | MALIN | 77500 | 0 | -0.02 | 3.7673 | -0.02293 | 227.0508
BSWPS | 415175 | 2023-05-10 | PURCHASE | 2025-07-01 | 2025-01-01 | 2025-12-31 | CS2 CT | MALIN | 77500 | 0 | 0.355 | 3.7673 | -0.02293 | 29289.5508
FSWPS | 415176 | 2023-05-10 | PURCHASE | 2025-07-01 | 2025-01-01 | 2025-12-31 | CS2 CT | HENRY HUB | 77500 | 4.128 | 0 | 3.7902 | 0 | 26180.4688
FSWPS | 415098 | 2023-04-06 | PURCHASE | 2025-08-01 | 2025-04-01 | 2025-10-31 | CS2 CT | HENRY HUB | 77500 | 3.85 | 0 | 3.8289 | 0 | 1633.5547
BSWPS | 415099 | 2023-04-06 | PURCHASE | 2025-08-01 | 2025-04-01 | 2025-10-31 | CS2 CT | MALIN | 77500 | 0 | -0.02 | 3.816 | -0.01293 | -547.9492
BSWPS | 415175 | 2023-05-10 | PURCHASE | 2025-08-01 | 2025-01-01 | 2025-12-31 | CS2 CT | MALIN | 77500 | 0 | 0.355 | 3.816 | -0.01293 | 28514.5508
FSWPS | 415176 | 2023-05-10 | PURCHASE | 2025-08-01 | 2025-01-01 | 2025-12-31 | CS2 CT | HENRY HUB | 77500 | 4.128 | 0 | 3.8289 | 0 | 23178.5547
FSWPS | 415098 | 2023-04-06 | PURCHASE | 2025-09-01 | 2025-04-01 | 2025-10-31 | CS2 CT | HENRY HUB | 75000 | 3.85 | 0 | 3.7853 | 0 | 4853.9062
BSWPS | 415099 | 2023-04-06 | PURCHASE | 2025-09-01 | 2025-04-01 | 2025-10-31 | CS2 CT | MALIN | 75000 | 0 | -0.02 | 3.7749 | -0.01043 | -717.7734
BSWPS | 415175 | 2023-05-10 | PURCHASE | 2025-09-01 | 2025-01-01 | 2025-12-31 | CS2 CT | MALIN | 75000 | 0 | 0.355 | 3.7749 | -0.01043 | 27407.2266
FSWPS | 415176 | 2023-05-10 | PURCHASE | 2025-09-01 | 2025-01-01 | 2025-12-31 | CS2 CT | HENRY HUB | 75000 | 4.128 | 0 | 3.7853 | 0 | 25703.9062
FSWPS | 415098 | 2023-04-06 | PURCHASE | 2025-10-01 | 2025-04-01 | 2025-10-31 | CS2 CT | HENRY HUB | 77500 | 3.85 | 0 | 3.8535 | 0 | -268.8281
BSWPS | 415099 | 2023-04-06 | PURCHASE | 2025-10-01 | 2025-04-01 | 2025-10-31 | CS2 CT | MALIN | 77500 | 0 | -0.02 | 3.7788 | -0.074688 | 4238.2812
BSWPS | 415175 | 2023-05-10 | PURCHASE | 2025-10-01 | 2025-01-01 | 2025-12-31 | CS2 CT | MALIN | 77500 | 0 | 0.355 | 3.7788 | -0.074688 | 33300.7812
FSWPS | 415176 | 2023-05-10 | PURCHASE | 2025-10-01 | 2025-01-01 | 2025-12-31 | CS2 CT | HENRY HUB | 77500 | 4.128 | 0 | 3.8535 | 0 | 21276.1719
BSWPS | 415166 | 2023-05-02 | PURCHASE | 2025-11-01 | 2025-11-01 | 2026-03-31 | CS2 CT | AECO | 75000 | 0 | -1 | 3.1001 | -1.0794 | 5953.125
FSWPS | 415167 | 2023-05-02 | PURCHASE | 2025-11-01 | 2025-11-01 | 2026-03-31 | CS2 CT | HENRY HUB | 75000 | 4.66 | 0 | 4.1794 | 0 | 36042.1875
BSWPS | 415175 | 2023-05-10 | PURCHASE | 2025-11-01 | 2025-01-01 | 2025-12-31 | CS2 CT | MALIN | 75000 | 0 | 0.355 | 4.6718 | 0.49234 | -10300.7813
FSWPS | 415176 | 2023-05-10 | PURCHASE | 2025-11-01 | 2025-01-01 | 2025-12-31 | CS2 CT | HENRY HUB | 75000 | 4.128 | 0 | 4.1794 | 0 | -3857.8125
BSWPS | 415166 | 2023-05-02 | PURCHASE | 2025-12-01 | 2025-11-01 | 2026-03-31 | CS2 CT | AECO | 77500 | 0 | -1 | 3.41 | -1.1288 | 9981.1523
FSWPS | 415167 | 2023-05-02 | PURCHASE | 2025-12-01 | 2025-11-01 | 2026-03-31 | CS2 CT | HENRY HUB | 77500 | 4.66 | 0 | 4.5388 | 0 | 9396.875
BSWPS | 415175 | 2023-05-10 | PURCHASE | 2025-12-01 | 2025-01-01 | 2025-12-31 | CS2 CT | MALIN | 77500 | 0 | 0.355 | 5.7657 | 1.227 | -67576.3672
FSWPS | 415176 | 2023-05-10 | PURCHASE | 2025-12-01 | 2025-01-01 | 2025-12-31 | CS2 CT | HENRY HUB | 77500 | 4.128 | 0 | 4.5388 | 0 | -31833.125

## Steps for Updating Aurora
Steps to Update Aurora
Input different prices:
1) See work paper NaturalGas_Elec_Prices_2020_081020.xlsx for current assumptions, calculations and aurora inputs used in this rate case. First three tabs highlighed in yellow are the inputs for Aurora.
2) Changes to gas prices need to be made to the 'Times Series Monthly' and 'Daily Change' tables in Aurora. For examples of the input see sheets 'Monthly Table to AURORA' and 'Daily Change table to Aurora' sheets in the above referenced workbook.
3) Changes to electric prices need to be made to the 'Electric Prices' table in Aurora. For an example of the input see sheet 'Electric Prices Table to Aurora' sheet in the above referenced workbook.
Input different native load:
1) See work paper 'Native Load Table_2020 weather adj No Clearwater' for current assumptions, calculations and aurora inputs used in this rate case. Sheet 'Test Per Load for 100121-093022' includes the input table (highlighed in yellow) for Aurora.
2) Changes to native load need to be made to the 'Times Series Hourly Table' in Aurora. There are otherly hourly inputs included in this table. Updated native load data would go into the native load column.
Note: Anytime changes are made to Aurora, the following sheets - 'Aurora Portfolio Output', 'Aurora Fuel Output' and 'Colstrip Fuel Model' - need to be updated in order to see the impact flow through to the proforma.
'Aurora Portfolio Output'
After running the case in Aurora, select 'output'
Right click on Portfolio Month, select 'Query Table'
Copy sql from 'Aurora Portfolio Ouptput') and paste over the sql statement in the Query Builder
Click 'Create Table with SQL then Exit'
Name output table 'PortfolioEnergyCost'
Double-click on 'PortfolioEnergyCost' table at the top of the ouput tables
Right mouse click - copy and paste into C15
'Aurora Fuel Output'
Run these 3 queries - 'NG Price by Day', 'Fuel Usage By Day' and 'Start Fuel Usage by Day' - from the Quick View Manager in Aurora.
Copy all from each pivot quick view and paste in cells C20, M20 and AI20 accordingly.
'Colstrip Fuel Model'
Select 'ColstripFuelUsage' from Quick View Manager, copy and paste in N4 in the 'Colstrip Fuel Model' sheet.

## Summation Index
Unit | Plant | River System | Plant Costs
Adams_Nielson_Solar | Adams Nielson Solar
Avista-Buck-a-Block_Solar | Small Power
Boulder Park Solar | Boulder Park Solar
Boulder_Park_1 | Boulder Park
Boulder_Park_2 | Boulder Park
Boulder_Park_3 | Boulder Park
Boulder_Park_4 | Boulder Park
Boulder_Park_5 | Boulder Park
Boulder_Park_6 | Boulder Park
Cabinet_Gorge_1-4 | Cabinet Gorge | Clark Fork
CAISO_Arbitrage_Buy | CAISO Optimization
CAISO_Arbitrage_Sale | CAISO Optimization
Canadian_Entitlement | Canadian Entitlement
City_of_Cove | Small Power
Clearwater Wind | Clearwater Wind
Clearwater Wind Losses | Clearwater Wind Losses
Colstrip_3 | Colstrip
Colstrip_4 | Colstrip
Coyote_Springs_2 | Coyote Springs 2
Coyote_Springs_2_DB | Coyote Springs 2
Deep_Creek | Small Power
Deer Lake (IP&L) | Small Power
Derr_Creek (Clark Fork) | Small Power
Douglas_Exchange_Purchase | Douglas Exchange Purchase
Douglas_Exchange_Sale | Douglas Exchange Sale
EBC 4.6 | EBC 4.6 | Columbia Basin
Elf I Solar | Elf I Solar
FIN_13498 | ST Market Sales
FIN_13499 | ST Market Sales
FIN_13645 | ST Market Sales
FIN_13778 | ST Market Sales
FIN_13781 | ST Market Sales
FIN_13783 | ST Market Sales
FIN_13786 | ST Market Sales
FIN_13787 | ST Market Sales
FIN_13790 | ST Market Sales
FIN_13791 | ST Market Sales
FIN_13792 | ST Market Sales
FIN_13793 | ST Market Sales
FIN_13794 | ST Market Sales
FIN_13795 | ST Market Sales
FIN_13796 | ST Market Sales
FIN_13797 | ST Market Sales
FIN_13798 | ST Market Sales
FIN_13800 | ST Market Sales
Jim_Ford_Creek | Small Power
John_Day_Creek | Small Power
Kettle_Falls | Kettle Falls
Kettle_Falls_CT | Kettle Falls CT
Lancaster | Lancaster
Lancaster_DB | Lancaster
Lancaster_Capacity | Lancaster Capacity and Energy Payment
Lancaster_Energy | Lancaster Capacity and Energy Payment
Lancaster_Fixed_O&M | Lancaster Capacity and Energy Payment
Little_Falls_1-4 | Little Falls | Spokane
Load Following & Integration | Load Following & Integration
Long_Lake_1-4 | Long Lake | Spokane
Main Canal | Columbia Basin | Columbia Basin
Market Purchases | ST Market Purchases
Market Sales | ST Market Sales
Meyers_Falls _1-2 | Small Power
Monroe_Street | Monroe Street | Spokane
Net Station Service | Station Service
Nichols_Pumping_Load | Nichols Pumping
Nichols_Pumping_Sale | Nichols Pumping
Nine_Mile_1-4 | Nine Mile | Spokane
Northeast_A | Northeast
Northeast_B | Northeast
Noxon_Rapids_1 | Noxon Rapids | Clark Fork
Noxon_Rapids_2 | Noxon Rapids | Clark Fork
Noxon_Rapids_3 | Noxon Rapids | Clark Fork
Noxon_Rapids_4 | Noxon Rapids | Clark Fork
Noxon_Rapids_5 | Noxon Rapids | Clark Fork
Palouse_Wind | Palouse Wind
PEC 66 | Columbia Basin | Columbia Basin
PEC Headworks | Columbia Basin | Columbia Basin
PhillipsRanch | Small Power
Post_Falls_1-6 | Post Falls | Spokane
Priest_Rapids | Priest Rapids | Mid-Columbia
Quincy Chute | Columbia Basin | Columbia Basin
Rattlesnake_Flats | Rattlesnake Flats
Rathdrum_1 | Rathdrum
Rathdrum_2 | Rathdrum
Resource Total | Resource Total
Rock_Island | Chelan PUD | Mid-Columbia
Rocky_Reach | Chelan PUD | Mid-Columbia
Russell D Smith | Columbia Basin | Columbia Basin
Sheep_Creek | Small Power
Solar_Select | Adams Nielson Solar
Spokane_County_Digester | Small Power
Spokane_Waste-to-Energy | Spokane Waste-to-Energy
Stimson_Lumber | Stimson Lumber
Summer Falls | Columbia Basin | Columbia Basin
Total | Total
Total Contract Purchases | Total Contract Purchases
Total Contract Sales | Total Contract Sales
Upper_Falls | Upper Falls | Spokane
Upriver | Upriver
Upriver_Pump_Load | Upriver
Wanapum | Priest Rapids | Mid-Columbia
Wells_Purchase | Wells | Mid-Columbia

## Conf 8760 cost (000s)
2025 Total | 1934.691 | 1.5388 | 0 | 864.9222 | 855.8407 | 861.984 | 879.3661 | 875.9519 | 882.444 | 0 | 0 | 95.8948 | 11291.94 | 797.828 | 12381.719 | 12381.7357 | 57024.3394 | 1771.4014 | 26.5594 | 43.0257 | 67.0642 | 347.598 | 0 | 246.943 | 132.7128 | 7333.3088 | 1235.5069 | 54768.0936 | 18409.2271 | 1363.4851 | 4343.0537 | 7231.0175 | 0 | 0 | 0 | 2212.5907 | -273841.6377 | 414.67 | 0 | 164.6553 | 0 | -2769.4066 | 0 | 0 | 0 | 0 | 0 | 0 | 0 | 0 | 22953.7686 | 188.5185 | 0.43388 | 0 | 16266.9592 | 54.6464 | 21785.6088 | 18175.3927 | 10382.1928 | 192454.2379 | 10940.8194 | 27275.9256 | 561.3819 | 315.4626 | -1934.691 | 5845.3519 | 1654.1997 | 15640.5921 | 93756.8784 | 177635.7858 | -4704.0976 | 0 | 3486.9166 | 0 | 14934.9615 | 1749.8897
2025 $/MWh | 43.81 | 81.0365 | 0 | 39.4907 | 39.5997 | 39.6231 | 39.5229 | 39.5408 | 39.5712 | 0 | 0 | 45.0119 | 30 | #DIV/0! | 16.1138 | 16.1138 | 30.1992 | 39.024 | 82.6506 | 70.4 | 67.1866 | 43.17 | #DIV/0! | 73.7249 | 55.3618 | 28.5863 | 48.1009 | 30.5679 | #DIV/0! | 38.1145 | #DIV/0! | #DIV/0! | 0 | 0 | #DIV/0! | 62.798 | 71.3795 | 44.6394 | 0 | 50.1113 | 0 | 75.272 | 0 | #DIV/0! | #DIV/0! | 0 | 0 | 0 | 0 | 0 | 68.94 | 43.17 | 20.07 | 0 | 98.7416 | 43.17 | 49.0775 | 51.0735 | 30.1 | 18.5757 | 34.3565 | 44.1203 | 43.17 | 43.2832 | 43.81 | 49.0149 | 53.1825 | 43.17 | 9.9488 | 58.3172 | 25.9284 | 0 | 53.1277 | 0 | 93.9596 | 31.3479
Time_Period¦ | Adams_Nielson_Solar | Avista-Buck-a-Block_Solar | Boulder Park Solar | Boulder_Park_1 | Boulder_Park_2 | Boulder_Park_3 | Boulder_Park_4 | Boulder_Park_5 | Boulder_Park_6 | Cabinet_Gorge_1-4 | Canadian_Entitlement | City_of_Cove | Clearwater Wind | Clearwater Wind Losses | Colstrip_3 | Colstrip_4 | Coyote_Springs_2 | Coyote_Springs_2_DB | Deep_Creek | Deer Lake (IP&L) | Derr_Creek (Clark Fork) | EBC 4.6 | Elf I Solar | Jim_Ford_Creek | John_Day_Creek | Kettle_Falls | Kettle_Falls_CT | Lancaster | Lancaster_Capacity | Lancaster_DB | Lancaster_Energy | Lancaster_Fixed_O&M | Little_Falls_1-4 | Long_Lake_1-4 | Main Canal | Market Purchases | Market Sales | Meyers_Falls _1-2 | Monroe_Street | Net Station Service | Nichols_Pumping_Load | Nichols_Pumping_Sale | Nine_Mile_1-4 | Northeast_A | Northeast_B | Noxon_Rapids_1 | Noxon_Rapids_2 | Noxon_Rapids_3 | Noxon_Rapids_4 | Noxon_Rapids_5 | Palouse_Wind | PEC 66 | PhillipsRanch | Post_Falls_1-6 | Priest_Rapids | Quincy Chute | Rathdrum_1 | Rathdrum_2 | Rattlesnake_Flats | Resource Total | Rock_Island | Rocky_Reach | Russell D Smith | Sheep_Creek | Solar_Select | Spokane_Waste-to-Energy | Stimson_Lumber | Summer Falls | Total | Total Contract Purchases | Total Contract Sales | Upper_Falls | Upriver | Upriver_Pump_Load | Wanapum | Wells_Purchase
| Item | Item | Item | Item | Item | Item | Item | Item | Item | Item | Item | Item | Item | Item | Item | Item | Item | Item | Item | Item | Item | Item | Item | Item | Item | Item | Item | Item | Item | Item | Item | Item | Item | Item | Item | Item | Item | Item | Item | Item | Item | Item | Item | Item | Item | Item | Item | Item | Item | Item | Item | Item | Item | Item | Item | Item | Item | Item | Item | Item | Item | Item | Item | Item | Item | Item | Item | Item | Item | Item | Item | Item | Item | Item | Item | Item
2025_01_01 Hr 01 | 0 | 1.1644e-06 | 0 | 0 | 0 | 0 | 0 | 0 | 0 | 0 | 0 | 0.0031592 | 0.72 | 0.017388 | 3.178 | 3.1781 | 0 | 0 | 0.0016124 | 0.0058432 | 0.0039341 | 0 | 0 | 0.06302 | 0.016238 | 0 | 0 | 29.1069 | 2.0585 | 0 | 0.42241 | 0.79648 | 0 | 0 | 0 | 11.5682 | 0 | 0.056408 | 0 | 0.10091 | 0 | -0.10658 | 0 | 0 | 0 | 0 | 0 | 0 | 0 | 0 | 5.116 | 0 | 0 | 0 | 1.822 | 0 | 0 | 0 | 0.63111 | 13.9003 | 1.2254 | 3.0551 | 0 | 0.032612 | 0 | 0.74789 | 0.22757 | 0 | 44.8068 | 19.445 | -0.10658 | 0 | 0.60707 | 0 | 1.6728 | 0.14226
2025_01_01 Hr 02 | 0 | 4.7291e-06 | 0 | 0 | 0 | 0 | 0 | 0 | 0 | 0 | 0 | 0.0031592 | 1.29 | 0.12653 | 1.0698 | 1.0699 | 0 | 0 | 0.0016124 | 0.0058432 | 0.0039341 | 0 | 0 | 0.06302 | 0.016238 | 0 | 0 | 16.3398 | 2.0585 | 0 | 0.58125 | 0.79648 | 0 | 0 | 0 | 27.3578 | 0 | 0.056408 | 0 | 0.12611 | 0 | -0.43928 | 0 | 0 | 0 | 0 | 0 | 0 | 0 | 0 | 4.9781 | 0 | 0 | 0 | 1.822 | 0 | 0 | 0 | 0.4483 | 18.4795 | 1.2254 | 3.0551 | 0 | 0.032612 | 0 | 0.74789 | 0.22757 | 0 | 65.3621 | 19.9641 | -0.43928 | 0 | 0.60707 | 0 | 1.6728 | 0.14415
2025_01_01 Hr 03 | 0 | 4.5612e-06 | 0 | 0 | 0 | 0 | 0 | 0 | 0 | 0 | 0 | 0.0031592 | 1.71 | 0.16177 | 1.4259 | 1.4257 | 0 | 0 | 0.0016124 | 0.0058432 | 0.0039341 | 0 | 0 | 0.06302 | 0.016238 | 0 | 0 | 16.8578 | 2.0585 | 0 | 0.60344 | 0.79648 | 0 | 0 | 0 | 16.836 | 0 | 0.056408 | 0 | 0.12163 | 0 | -0.42361 | 0 | 0 | 0 | 0 | 0 | 0 | 0 | 0 | 4.9769 | 0 | 0 | 0 | 1.822 | 0 | 0 | 0 | 0.47877 | 19.7095 | 1.2254 | 3.0551 | 0 | 0.032612 | 0 | 0.74789 | 0.22757 | 0 | 56.5932 | 20.4713 | -0.42361 | 0 | 0.60707 | 0 | 1.6728 | 0.14465
2025_01_01 Hr 04 | 0 | 4.9149e-06 | 0 | 0 | 0 | 0 | 0 | 0 | 0 | 0 | 0 | 0.0031592 | 1.92 | 0.19572 | 1.4928 | 1.4928 | 0 | 0 | 0.0016124 | 0.0058432 | 0.0039341 | 0 | 0 | 0.06302 | 0.016238 | 0 | 0 | 16.8578 | 2.0585 | 0 | 0.60344 | 0.79648 | 0 | 0 | 0 | 15.7601 | 0 | 0.056408 | 0 | 0.13106 | 0 | -0.45662 | 0 | 0 | 0 | 0 | 0 | 0 | 0 | 0 | 4.9781 | 0 | 0 | 0 | 1.822 | 0 | 0 | 0 | 0.30032 | 19.8434 | 1.2254 | 3.0551 | 0 | 0.032612 | 0 | 0.74789 | 0.22757 | 0 | 55.6851 | 20.5382 | -0.45662 | 0 | 0.60707 | 0 | 1.6728 | 0.14485
2025_01_01 Hr 05 | 0 | 4.7048e-06 | 0 | 0 | 0 | 0 | 0 | 0 | 0 | 0 | 0 | 0.0031592 | 1.89 | 0.18443 | 1.4928 | 1.4928 | 0 | 0 | 0.0016124 | 0.0058432 | 0.0039341 | 0 | 0 | 0.06302 | 0.016238 | 0 | 0 | 16.8578 | 2.0585 | 0 | 0.60344 | 0.79648 | 0 | 0 | 0 | 12.6351 | 0 | 0.056408 | 0 | 0.12546 | 0 | -0.43702 | 0 | 0 | 0 | 0 | 0 | 0 | 0 | 0 | 5.2528 | 0 | 0 | 0 | 1.822 | 0 | 0 | 0 | 0.47877 | 19.8434 | 1.2254 | 3.0551 | 0 | 0.032612 | 0 | 0.74789 | 0.22757 | 0 | 52.9927 | 20.9512 | -0.43702 | 0 | 0.60707 | 0 | 1.6728 | 0.14599
2025_01_01 Hr 06 | 0 | 5.5139e-06 | 0 | 0 | 0 | 0 | 0 | 0 | 0 | 0 | 0 | 0.0031592 | 2.04 | 0.2333 | 1.4928 | 1.4928 | 0 | 0 | 0.0016124 | 0.0058432 | 0.0039341 | 0 | 0 | 0.06302 | 0.016238 | 0 | 0 | 16.8578 | 2.0585 | 0 | 0.60344 | 0.79648 | 0 | 0 | 0 | 12.5226 | 0 | 0.056408 | 0 | 0.14704 | 0 | -0.51253 | 0 | 0 | 0 | 0 | 0 | 0 | 0 | 0 | 4.9787 | 0 | 0 | 0 | 1.822 | 0 | 0 | 0 | 0.33079 | 19.8434 | 1.2254 | 3.0551 | 0 | 0.032612 | 0 | 0.74789 | 0.22757 | 0 | 52.5842 | 20.7307 | -0.51253 | 0 | 0.60707 | 0 | 1.6728 | 0.14868
2025_01_01 Hr 07 | 0 | 5.7043e-06 | 0 | 0 | 0 | 0 | 0 | 0 | 0 | 0 | 0 | 0.0031592 | 2.19 | 0.2591 | 1.4928 | 1.4928 | 0 | 0 | 0.0016124 | 0.0058432 | 0.0039341 | 0 | 0 | 0.06302 | 0.016238 | 0 | 0 | 16.8391 | 2.0585 | 0 | 0.60107 | 0.79648 | 0 | 0 | 0 | 13.5285 | 0 | 0.056408 | 0 | 0.15212 | 0 | -0.5303 | 0 | 0 | 0 | 0 | 0 | 0 | 0 | 0 | 5.185 | 0 | 0 | 0 | 1.822 | 0 | 0 | 0 | 0.26985 | 19.8247 | 1.2254 | 3.0551 | 0 | 0.032612 | 0 | 0.74789 | 0.22757 | 0 | 53.875 | 21.0522 | -0.5303 | 0 | 0.60707 | 0 | 1.6728 | 0.15136
2025_01_01 Hr 08 | 0 | 5.6232e-06 | 0 | 0 | 0 | 0 | 0 | 0 | 0 | 0 | 0 | 0.0031592 | 2.37 | 0.27641 | 1.4928 | 1.4928 | 0 | 0 | 0.0016124 | 0.0058432 | 0.0039341 | 0 | 0 | 0.06302 | 0.016238 | 0 | 0 | 16.8391 | 2.0585 | 0 | 0.60107 | 0.79648 | 0 | 0 | 0 | 9.7197 | 0 | 0.056408 | 0 | 0.14995 | 0 | -0.52273 | 0 | 0 | 0 | 0 | 0 | 0 | 0 | 0 | 5.116 | 0 | 0 | 0 | 1.822 | 0 | 0 | 0 | 0.36125 | 19.8247 | 1.2254 | 3.0551 | 0 | 0.032612 | 0 | 0.74789 | 0.22757 | 0 | 50.2953 | 21.2736 | -0.52273 | 0 | 0.60707 | 0 | 1.6728 | 0.15303
2025_01_01 Hr 09 | 0.045117 | 3.5454e-06 | 0 | 0 | 0 | 0 | 0 | 0 | 0 | 0 | 0 | 0.0031592 | 2.58 | 0.28458 | 1.4928 | 1.4928 | 0 | 0 | 0.0016124 | 0.0058432 | 0.0039341 | 0 | 0 | 0.06302 | 0.016238 | 0 | 0 | 16.8391 | 2.0585 | 0 | 0.60107 | 0.79648 | 0 | 0 | 0 | 9.2481 | 0 | 0.056408 | 0 | 0.14182 | 0 | -0.49425 | 0 | 0 | 0 | 0 | 0 | 0 | 0 | 0 | 5.3242 | 0 | 0 | 0 | 1.822 | 0 | 0 | 0 | 0.50924 | 19.8247 | 1.2254 | 3.0551 | 0 | 0.032612 | -0.045117 | 0.74789 | 0.22757 | 0 | 50.4263 | 21.8928 | -0.53937 | 0 | 0.60707 | 0 | 1.6728 | 0.15294
2025_01_01 Hr 10 | 0.20401 | 1.8882e-05 | 0 | 0 | 0 | 0 | 0 | 0 | 0 | 0 | 0 | 0.0031592 | 2.37 | 0.23204 | 1.4928 | 1.4928 | 0 | 0 | 0.0016124 | 0.0058432 | 0.0039341 | 0 | 0 | 0.06302 | 0.016238 | 0 | 0 | 16.8391 | 2.0585 | 0 | 0.60107 | 0.79648 | 0 | 0 | 0 | 9.5726 | 0 | 0.056408 | 0 | 0.12588 | 0 | -0.43849 | 0 | 0 | 0 | 0 | 0 | 0 | 0 | 0 | 5.1167 | 0 | 0 | 0 | 1.822 | 0 | 0 | 0 | 0.47877 | 19.8247 | 1.2254 | 3.0551 | 0 | 0.032612 | -0.20401 | 0.74789 | 0.22757 | 0 | 50.3057 | 21.5509 | -0.64249 | 0 | 0.60707 | 0 | 1.6728 | 0.15256
2025_01_01 Hr 11 | 0.045117 | 8.2836e-05 | 0 | 0 | 0 | 0 | 0 | 0 | 0 | 0 | 0 | 0.0031592 | 2.25 | 0.19995 | 1.4928 | 1.4928 | 0 | 0 | 0.0016124 | 0.0058432 | 0.0039341 | 0 | 0 | 0.06302 | 0.016238 | 0 | 0 | 16.8391 | 2.0585 | 0 | 0.60107 | 0.79648 | 0 | 0 | 0 | 8.0514 | 0 | 0.056408 | 0 | 0.11426 | 0 | -0.3978 | 0 | 0 | 0 | 0 | 0 | 0 | 0 | 0 | 4.9799 | 0 | 0 | 0 | 1.822 | 0 | 0 | 0 | 0.50924 | 19.8247 | 1.2254 | 3.0551 | 0 | 0.032612 | -0.045117 | 0.74789 | 0.22757 | 0 | 48.5663 | 21.1331 | -0.44291 | 0 | 0.60707 | 0 | 1.6728 | 0.15195
2025_01_01 Hr 12 | 0.27208 | 0.00010368 | 0 | 0 | 0 | 0 | 0 | 0 | 0 | 0 | 0 | 0.0031592 | 2.19 | 0.21405 | 1.4928 | 1.4928 | 0 | 0 | 0.0016124 | 0.0058432 | 0.0039341 | 0 | 0 | 0.06302 | 0.016238 | 0 | 0 | 16.8391 | 2.0585 | 0 | 0.60107 | 0.79648 | 0 | 0 | 0 | 8.5553 | 0 | 0.056408 | 0 | 0.12567 | 0 | -0.43774 | 0 | 0 | 0 | 0 | 0 | 0 | 0 | 0 | 4.9092 | 0 | 0 | 0 | 1.822 | 0 | 0 | 0 | 0.47877 | 19.8247 | 1.2254 | 3.0551 | 0 | 0.032612 | -0.27208 | 0.74789 | 0.22757 | 0 | 48.8826 | 21.2123 | -0.70982 | 0 | 0.60707 | 0 | 1.6728 | 0.15136
2025_01_01 Hr 13 | 0.24927 | 0.00018052 | 0 | 0 | 0 | 0 | 0 | 0 | 0 | 0 | 0 | 0.0031592 | 2.4 | 0.24287 | 1.4928 | 1.4928 | 0 | 0 | 0.0016124 | 0.0058432 | 0.0039341 | 0 | 0 | 0.06302 | 0.016238 | 0 | 0 | 16.8391 | 2.0585 | 0 | 0.60107 | 0.79648 | 0 | 0 | 0 | 8.9369 | 0 | 0.056408 | 0 | 0.13011 | 0 | -0.45327 | 0 | 0 | 0 | 0 | 0 | 0 | 0 | 0 | 4.77 | 0 | 0 | 0 | 1.822 | 0 | 0 | 0 | 0.30032 | 19.8247 | 1.2254 | 3.0551 | 0 | 0.032612 | -0.24927 | 0.74789 | 0.22757 | 0 | 49.1696 | 21.1105 | -0.70254 | 0 | 0.60707 | 0 | 1.6728 | 0.15102
2025_01_01 Hr 14 | 0.34088 | 0.00019923 | 0 | 0 | 0 | 0 | 0 | 0 | 0 | 0 | 0 | 0.0031592 | 2.64 | 0.25974 | 1.4928 | 1.4928 | 0 | 0 | 0.0016124 | 0.0058432 | 0.0039341 | 0 | 0 | 0.06302 | 0.016238 | 0 | 0 | 16.4843 | 2.0585 | 0 | 0.58604 | 0.79648 | 0 | 0 | 0 | 3.4014 | 0 | 0.056408 | 0 | 0.12649 | 0 | -0.44063 | 0 | 0 | 0 | 0 | 0 | 0 | 0 | 0 | 5.1148 | 0 | 0 | 0 | 1.822 | 0 | 0 | 0 | 0.42219 | 19.47 | 1.2254 | 3.0551 | 0 | 0.032612 | -0.34088 | 0.74789 | 0.22757 | 0 | 44.001 | 21.9111 | -0.78151 | 0 | 0.60707 | 0 | 1.6728 | 0.15152
2025_01_01 Hr 15 | 0.24934 | 7.7439e-05 | 0 | 0 | 0 | 0 | 0 | 0 | 0 | 0 | 0 | 0.0031592 | 2.61 | 0.24659 | 1.4928 | 1.4928 | 0 | 0 | 0.0016124 | 0.0058432 | 0.0039341 | 0 | 0 | 0.06302 | 0.016238 | 0 | 0 | 15.5886 | 2.0585 | 0 | 0.5481 | 0.79648 | 0 | 0 | 0 | 3.5941 | 0 | 0.056408 | 0 | 0.12147 | 0 | -0.42306 | 0 | 0 | 0 | 0 | 0 | 0 | 0 | 0 | 5.116 | 0 | 0 | 0 | 1.822 | 0 | 0 | 0 | 0.5397 | 18.5743 | 1.2254 | 3.0551 | 0 | 0.032612 | -0.24934 | 0.74789 | 0.22757 | 0 | 43.3523 | 21.8563 | -0.6724 | 0 | 0.60707 | 0 | 1.6728 | 0.15073
2025_01_01 Hr 16 | 0.11334 | 3.3115e-05 | 0 | 0 | 0 | 0 | 0 | 0 | 0 | 0 | 0 | 0.0031592 | 2.67 | 0.28956 | 1.4928 | 1.4928 | 0 | 0 | 0.0016124 | 0.0058432 | 0.0039341 | 0 | 0 | 0.06302 | 0.016238 | 0 | 0 | 16.8391 | 2.0585 | 0 | 0.60107 | 0.79648 | 0 | 0 | 0 | 6.173 | 0 | 0.056408 | 0 | 0.13943 | 0 | -0.48592 | 0 | 0 | 0 | 0 | 0 | 0 | 0 | 0 | 5.1856 | 0 | 0 | 0 | 1.822 | 0 | 0 | 0 | 0.60064 | 19.8247 | 1.2254 | 3.0551 | 0 | 0.032612 | -0.11334 | 0.74789 | 0.22757 | 0 | 47.4053 | 22.0069 | -0.59925 | 0 | 0.60707 | 0 | 1.6728 | 0.15086
2025_01_01 Hr 17 | 0.022667 | 1.893e-05 | 0 | 0 | 0 | 0 | 0 | 0 | 0 | 0 | 0 | 0.0031592 | 2.79 | 0.32863 | 1.4928 | 1.4928 | 0 | 0 | 0.0016124 | 0.0058432 | 0.0039341 | 0 | 0 | 0.06302 | 0.016238 | 0 | 0 | 16.8391 | 2.0585 | 0 | 0.60107 | 0.79648 | 0 | 0 | 0 | 10.9762 | 0 | 0.056408 | 0 | 0.15144 | 0 | -0.52795 | 0 | 0 | 0 | 0 | 0 | 0 | 0 | 0 | 4.9781 | 0 | 0 | 0 | 1.822 | 0 | 0 | 0 | 0.57017 | 19.8247 | 1.2254 | 3.0551 | 0 | 0.032612 | -0.022667 | 0.74789 | 0.22757 | 0 | 52.0889 | 21.8386 | -0.55062 | 0 | 0.60707 | 0 | 1.6728 | 0.1522
2025_01_01 Hr 18 | 0 | 0 | 0 | 0 | 0 | 0 | 0 | 0 | 0 | 0 | 0 | 0.0031592 | 2.52 | 0.30402 | 1.4928 | 1.4928 | 0 | 0 | 0.0016124 | 0.0058432 | 0.0039341 | 0 | 0 | 0.06302 | 0.016238 | 0 | 0 | 0 | 2.0585 | 0 | 0 | 0.79648 | 0 | 0 | 0 | 41.1476 | 0 | 0.056408 | 0 | 0.37744 | 0 | -0.5408 | 0 | 0 | 0 | 0 | 0 | 0 | 0 | 0 | 5.3931 | 0 | 0 | 0 | 1.822 | 0 | 0 | 0 | 0.50924 | 2.9856 | 1.2254 | 3.0551 | 0 | 0.032612 | 0 | 0.74789 | 0.22757 | 0 | 64.8681 | 21.2757 | -0.5408 | 0 | 0.60707 | 0 | 1.6728 | 0.15357
2025_01_01 Hr 19 | 0 | 0 | 0 | 0 | 0 | 0 | 0 | 0 | 0 | 0 | 0 | 0.0031592 | 2.58 | 0.30906 | 1.4928 | 1.4928 | 0 | 0 | 0.0016124 | 0.0058432 | 0.0039341 | 0 | 0 | 0.06302 | 0.016238 | 0 | 0 | 0 | 2.0585 | 0 | 0 | 0.79648 | 0 | 0 | 0 | 40.6465 | 0 | 0.056408 | 0 | 0.37478 | 0 | -0.53696 | 0 | 0 | 0 | 0 | 0 | 0 | 0 | 0 | 4.8396 | 0 | 0 | 0 | 1.822 | 0 | 0 | 0 | 0.4483 | 2.9856 | 1.2254 | 3.0551 | 0 | 0.032612 | 0 | 0.74789 | 0.22757 | 0 | 63.8211 | 20.726 | -0.53696 | 0 | 0.60707 | 0 | 1.6728 | 0.15325
2025_01_01 Hr 20 | 0 | 0 | 0 | 0 | 0 | 0 | 0 | 0 | 0 | 0 | 0 | 0.0031592 | 2.55 | 0.2868 | 1.4928 | 1.4928 | 0 | 0 | 0.0016124 | 0.0058432 | 0.0039341 | 0 | 0 | 0.06302 | 0.016238 | 0 | 0 | 0 | 2.0585 | 0 | 0 | 0.79648 | 0 | 0 | 0 | 46.9597 | 0 | 0.056408 | 0 | 0.35187 | 0 | -0.50401 | 0 | 0 | 0 | 0 | 0 | 0 | 0 | 0 | 4.0108 | 0 | 0 | 0 | 1.822 | 0 | 0 | 0 | 0.47877 | 2.9856 | 1.2254 | 3.0551 | 0 | 0.032612 | 0 | 0.74789 | 0.22757 | 0 | 69.315 | 19.8738 | -0.50401 | 0 | 0.60707 | 0 | 1.6728 | 0.15166
2025_01_01 Hr 21 | 0 | 0 | 0 | 0 | 0 | 0 | 0 | 0 | 0 | 0 | 0 | 0.0031592 | 2.64 | 0.2253 | 1.4928 | 1.4928 | 0 | 0 | 0.0016124 | 0.0058432 | 0.0039341 | 0 | 0 | 0.06302 | 0.016238 | 0 | 0 | 0 | 2.0585 | 0 | 0 | 0.79648 | 0 | 0 | 0 | 35.0602 | 0 | 0.056408 | 0 | 0.267 | 0 | -0.38194 | 0 | 0 | 0 | 0 | 0 | 0 | 0 | 0 | 3.8717 | 0 | 0 | 0 | 1.822 | 0 | 0 | 0 | 0.96189 | 2.9856 | 1.2254 | 3.0551 | 0 | 0.032612 | 0 | 0.74789 | 0.22757 | 0 | 57.9089 | 20.2449 | -0.38194 | 0 | 0.60707 | 0 | 1.6728 | 0.15032
2025_01_01 Hr 22 | 0 | 0 | 0 | 0 | 0 | 0 | 0 | 0 | 0 | 0 | 0 | 0.0031592 | 2.61 | 0.22991 | 1.4928 | 1.4928 | 0 | 0 | 0.0016124 | 0.0058432 | 0.0039341 | 0 | 0 | 0.06302 | 0.016238 | 0 | 0 | 0 | 2.0585 | 0 | 0 | 0.79648 | 0 | 0 | 0 | 33.6949 | 0 | 0.056408 | 0 | 0.27559 | 0 | -0.39429 | 0 | 0 | 0 | 0 | 0 | 0 | 0 | 0 | 4.0102 | 0 | 0 | 0 | 1.822 | 0 | 0 | 0 | 1.1708 | 2.9856 | 1.2254 | 3.0551 | 0 | 0.032612 | 0 | 0.74789 | 0.22757 | 0 | 56.8519 | 20.5657 | -0.39429 | 0 | 0.60707 | 0 | 1.6728 | 0.14901
2025_01_01 Hr 23 | 0 | 0 | 0 | 0 | 0 | 0 | 0 | 0 | 0 | 0 | 0 | 0.0031592 | 2.52 | 0.22669 | 1.4928 | 1.4928 | 0 | 0 | 0.0016124 | 0.0058432 | 0.0039341 | 0 | 0 | 0.06302 | 0.016238 | 0 | 0 | 0 | 2.0585 | 0 | 0 | 0.79648 | 0 | 0 | 0 | 36.4008 | 0 | 0.056408 | 0 | 0.28143 | 0 | -0.4027 | 0 | 0 | 0 | 0 | 0 | 0 | 0 | 0 | 3.9418 | 0 | 0 | 0 | 1.822 | 0 | 0 | 0 | 1.0185 | 2.9856 | 1.2254 | 3.0551 | 0 | 0.032612 | 0 | 0.74789 | 0.22757 | 0 | 59.233 | 20.2492 | -0.4027 | 0 | 0.60707 | 0 | 1.6728 | 0.14648
2025_01_01 Hr 24 | 0 | 0 | 0 | 0 | 0 | 0 | 0 | 0 | 0 | 0 | 0 | 0.0031592 | 2.46 | 0.19435 | 1.4928 | 1.4928 | 0 | 0 | 0.0016124 | 0.0058432 | 0.0039341 | 0 | 0 | 0.06302 | 0.016238 | 0 | 0 | 0 | 2.0585 | 0 | 0 | 0.79648 | 0 | 0 | 0 | 34.1042 | 0 | 0.056408 | 0 | 0.24717 | 0 | -0.35342 | 0 | 0 | 0 | 0 | 0 | 0 | 0 | 0 | 3.9412 | 0 | 0 | 0 | 1.822 | 0 | 0 | 0 | 1.1708 | 2.9856 | 1.2254 | 3.0551 | 0 | 0.032612 | 0 | 0.74789 | 0.22757 | 0 | 57.0433 | 20.3069 | -0.35342 | 0 | 0.60707 | 0 | 1.6728 | 0.14477
2025_01_02 Hr 01 | 0 | 0 | 0 | 0 | 0 | 0 | 0 | 0 | 0 | 0 | 0 | 0.0031592 | 2.07 | 0.16081 | 1.4928 | 1.4928 | 27.9085 | 0 | 0.0016124 | 0.0058432 | 0.0039341 | 0 | 0 | 0.06302 | 0.016238 | 4.898 | 0 | 0 | 2.0585 | 0 | 0 | 0.79648 | 0 | 0 | 0 | 9.9691 | 0 | 0.056408 | 0 | 0.15648 | 0 | -0.34748 | 0 | 0 | 0 | 0 | 0 | 0 | 0 | 0 | 3.594 | 0 | 0 | 0 | 1.822 | 0 | 0 | 0 | 1.1708 | 15.1183 | 1.2254 | 3.0551 | 0 | 0.032612 | 0 | 0.74789 | 0.22757 | 0 | 44.2747 | 19.5348 | -0.34748 | 0 | 0.60707 | 0 | 1.6728 | 0.14343
2025_01_02 Hr 02 | 0 | 0 | 0 | 0 | 0 | 0 | 0 | 0 | 0 | 0 | 0 | 0.0031592 | 2.22 | 0.18223 | 1.4928 | 1.4928 | 14.5188 | 0 | 0.0016124 | 0.0058432 | 0.0039341 | 0 | 0 | 0.06302 | 0.016238 | 0.83079 | 0 | 24.682 | 2.0585 | 0 | 0.5151 | 0.79648 | 0 | 0 | 0 | 0 | -15.3623 | 0.056408 | 0 | 0.014072 | 0 | -0.36728 | 0 | 0 | 0 | 0 | 0 | 0 | 0 | 0 | 3.8015 | 0 | 0 | 0 | 1.822 | 0 | 0 | 0 | 1.1708 | 29.7611 | 1.2254 | 3.0551 | 0 | 0.032612 | 0 | 0.74789 | 0.22757 | 0 | 34.4601 | 20.4286 | -0.36728 | 0 | 0.60707 | 0 | 1.6728 | 0.14317
2025_01_02 Hr 03 | 0 | 0 | 0 | 0 | 0 | 0 | 0 | 0 | 0 | 0 | 0 | 0.0031592 | 2.7 | 0.21938 | 1.4928 | 1.4928 | 14.5693 | 0 | 0.0016124 | 0.0058432 | 0.0039341 | 0 | 0 | 0.06302 | 0.016238 | 1.0719 | 0 | 13.0186 | 2.0585 | 0 | 0.60344 | 0.79648 | 0 | 0 | 0 | 0 | -18.4125 | 0.056408 | 0 | 0.013929 | 0 | -0.36354 | 0 | 0 | 0 | 0 | 0 | 0 | 0 | 0 | 3.2498 | 0 | 0 | 0 | 1.822 | 0 | 0 | 0 | 1.1708 | 31.6454 | 1.2254 | 3.0551 | 0 | 0.032612 | 0 | 0.74789 | 0.22757 | 0 | 33.3511 | 20.4817 | -0.36354 | 0 | 0.60707 | 0 | 1.6728 | 0.14252
2025_01_02 Hr 04 | 0 | 0 | 0 | 0 | 0 | 0 | 0 | 0 | 0 | 0 | 0 | 0.0031592 | 2.67 | 0.218 | 1.4928 | 1.4928 | 14.5693 | 0 | 0.0016124 | 0.0058432 | 0.0039341 | 0 | 0 | 0.06302 | 0.016238 | 1.2657 | 0 | 13.0186 | 2.0585 | 0 | 0.60344 | 0.79648 | 0 | 0 | 0 | 0 | -21.5225 | 0.056408 | 0 | 0.013997 | 0 | -0.36532 | 0 | 0 | 0 | 0 | 0 | 0 | 0 | 0 | 3.3883 | 0 | 0 | 0 | 1.822 | 0 | 0 | 0 | 1.2927 | 31.8392 | 1.2254 | 3.0551 | 0 | 0.032612 | 0 | 0.74789 | 0.22757 | 0 | 30.6626 | 20.7112 | -0.36532 | 0 | 0.60707 | 0 | 1.6728 | 0.14303
2025_01_02 Hr 05 | 0 | 0 | 0 | 0 | 0 | 0 | 0 | 0 | 0 | 0 | 0 | 0.0031592 | 2.67 | 0.21301 | 1.4928 | 1.4928 | 14.5693 | 0 | 0.0016124 | 0.0058432 | 0.0039341 | 0 | 0 | 0.06302 | 0.016238 | 1.2821 | 0 | 13.0186 | 2.0585 | 0 | 0.60344 | 0.79648 | 0 | 0 | 0 | 0 | -22.3255 | 0.056408 | 0 | 0.013677 | 0 | -0.35691 | 0 | 0 | 0 | 0 | 0 | 0 | 0 | 0 | 3.9418 | 0 | 0 | 0 | 1.822 | 0 | 0 | 0 | 1.3797 | 31.8556 | 1.2254 | 3.0551 | 0 | 0.032612 | 0 | 0.74789 | 0.22757 | 0 | 30.5209 | 21.3476 | -0.35691 | 0 | 0.60707 | 0 | 1.6728 | 0.14386
2025_01_02 Hr 06 | 0 | 0 | 0 | 0.13445 | 0.13445 | 0.13445 | 0.13445 | 0.13445 | 0.13445 | 0 | 0 | 0.0031592 | 2.61 | 0.23295 | 1.4928 | 1.4928 | 14.5693 | 0.95447 | 0.0016124 | 0.0058432 | 0.0039341 | 0 | 0 | 0.06302 | 0.016238 | 1.2821 | 0 | 13.0186 | 2.0585 | 0 | 0.60344 | 0.79648 | 0 | 0 | 0 | 0 | -27.5257 | 0.056408 | 0 | 0.012213 | 0 | -0.39953 | 0 | 0 | 0 | 0 | 0 | 0 | 0 | 0 | 3.8021 | 0 | 0 | 0 | 1.822 | 0 | 0 | 0 | 1.2927 | 33.6168 | 1.2254 | 3.0551 | 0 | 0.032612 | 0 | 0.74789 | 0.22757 | 0 | 26.7742 | 21.0826 | -0.39953 | 0 | 0.60707 | 0 | 1.6728 | 0.1457
2025_01_02 Hr 07 | 0 | 0 | 0 | 0.2689 | 0.2689 | 0.2689 | 0.2689 | 0.2689 | 0.2689 | 0 | 0 | 0.0031592 | 2.61 | 0.262 | 1.4928 | 1.4928 | 14.5179 | 0.95008 | 0.0016124 | 0.0058432 | 0.0039341 | 0 | 0 | 0.06302 | 0.016238 | 1.2821 | 0 | 13.0041 | 2.0585 | 1.5581 | 0.60107 | 0.79648 | 0 | 0 | 0 | 0 | -29.8296 | 0.056408 | 0 | 0.010755 | 0 | -0.44962 | 0 | 0 | 0 | 0 | 0 | 0 | 0 | 0 | 3.6648 | 0 | 0 | 0 | 1.822 | 0 | 0 | 0 | 1.2317 | 35.9114 | 1.2254 | 3.0551 | 0 | 0.032612 | 0 | 0.74789 | 0.22757 | 0 | 26.5455 | 20.9134 | -0.44962 | 0 | 0.60707 | 0 | 1.6728 | 0.14803
2025_01_02 Hr 08 | 0 | 0 | 0 | 0.2689 | 0.2689 | 0.2689 | 0.2689 | 0.2689 | 0.2689 | 0 | 0 | 0.0031592 | 2.64 | 0.29176 | 1.4928 | 1.4928 | 14.5179 | 0.95008 | 0.0016124 | 0.0058432 | 0.0039341 | 0 | 0 | 0.06302 | 0.016238 | 1.2821 | 0 | 13.0041 | 2.0585 | 1.5581 | 0.60107 | 0.79648 | 0 | 0 | 0 | 0 | -48.2608 | 0.056408 | 0 | 0.0023455 | 0 | -0.49522 | 0 | 0 | 0 | 0 | 0 | 0 | 0 | 0 | 3.3889 | 0 | 0 | 0 | 1.822 | 0 | 6.6751 | 6.715 | 1.2013 | 45.6731 | 1.2254 | 3.0551 | 0 | 0.032612 | 0 | 0.74789 | 0.22757 | 0 | 17.5855 | 20.6684 | -0.49522 | 0 | 0.60707 | 0 | 1.6728 | 0.14966
2025_01_02 Hr 09 | 0.11348 | 0 | 0 | 0.2689 | 0.2689 | 0.2689 | 0.2689 | 0.2689 | 0.2689 | 0 | 0 | 0.0031592 | 2.67 | 0.29623 | 1.4928 | 1.4928 | 14.5179 | 0.95008 | 0.0016124 | 0.0058432 | 0.0039341 | 0 | 0 | 0.06302 | 0.016238 | 1.2821 | 0 | 13.0041 | 2.0585 | 1.5581 | 0.60107 | 0.79648 | 0 | 0 | 0 | 0 | -52.5935 | 0.056408 | 0 | 0.00080442 | 0 | -0.49717 | 0 | 0 | 0 | 0 | 0 | 0 | 0 | 0 | 3.7337 | 0 | 0 | 0 | 1.822 | 0 | 7.7891 | 7.8384 | 1.1403 | 47.9105 | 1.2254 | 3.0551 | 0 | 0.032612 | -0.11348 | 0.74789 | 0.22757 | 0 | 15.8063 | 21.1 | -0.61065 | 0 | 0.60707 | 0 | 1.6728 | 0.14934
2025_01_02 Hr 10 | 0.067929 | 4.4689e-05 | 0 | 0.2689 | 0.2689 | 0.2689 | 0.2689 | 0.2689 | 0.2689 | 0 | 0 | 0.0031592 | 2.67 | 0.26516 | 1.4928 | 1.4928 | 14.5179 | 0.95008 | 0.0016124 | 0.0058432 | 0.0039341 | 0 | 0 | 0.06302 | 0.016238 | 1.2821 | 0 | 13.0041 | 2.0585 | 1.5581 | 0.60107 | 0.79648 | 0 | 0 | 0 | 0 | -51.2485 | 0.056408 | 0 | 0 | 0 | -0.44479 | 0 | 0 | 0 | 0 | 0 | 0 | 0 | 0 | 3.6636 | 0 | 0 | 0 | 1.822 | 0 | 8.3461 | 8.4001 | 1.0794 | 49.0292 | 1.2254 | 3.0551 | 0 | 0.032612 | -0.067929 | 0.74789 | 0.22757 | 0 | 18.1608 | 20.8929 | -0.51272 | 0 | 0.60707 | 0 | 1.6728 | 0.14993
2025_01_02 Hr 11 | 0.24919 | 0.00016405 | 0 | 0.2689 | 0.2689 | 0.2689 | 0.2689 | 0.2689 | 0.2689 | 0 | 0 | 0.0031592 | 2.4 | 0.23331 | 1.4928 | 1.4928 | 14.5179 | 0.95008 | 0.0016124 | 0.0058432 | 0.0039341 | 0 | 0 | 0.06302 | 0.016238 | 1.2821 | 0 | 13.0041 | 2.0585 | 1.5581 | 0.60107 | 0.79648 | 0 | 0 | 0 | 0 | -49.3073 | 0.056408 | 0 | 0 | 0 | -0.43535 | 0 | 0 | 0 | 0 | 0 | 0 | 0 | 0 | 3.7337 | 0 | 0 | 0 | 1.822 | 0 | 6.6839 | 6.7405 | 1.2013 | 49.3358 | 1.2254 | 3.0551 | 0 | 0.032612 | -0.24919 | 0.74789 | 0.22757 | 0 | 20.3081 | 20.9642 | -0.68455 | 0 | 0.60707 | 0 | 1.6728 | 0.1497
2025_01_02 Hr 12 | 0.20415 | 0.00015767 | 0 | 0.2689 | 0.2689 | 0.2689 | 0.2689 | 0.2689 | 0.2689 | 0 | 0 | 0.0031592 | 2.25 | 0.22757 | 1.4928 | 1.4928 | 14.5179 | 0.95008 | 0.0016124 | 0.0058432 | 0.0039341 | 0 | 0 | 0.06302 | 0.016238 | 1.2821 | 0 | 13.0041 | 2.0585 | 1.5581 | 0.60107 | 0.79648 | 0 | 0 | 0 | 0 | -53.1264 | 0.056408 | 0 | 0 | 0 | -0.45304 | 0 | 0 | 0 | 0 | 0 | 0 | 0 | 0 | 3.4579 | 0 | 0 | 0 | 1.822 | 0 | 6.6839 | 6.7405 | 1.1708 | 49.3358 | 1.2254 | 3.0551 | 0 | 0.032612 | -0.20415 | 0.74789 | 0.22757 | 0 | 16.0094 | 20.4572 | -0.65719 | 0 | 0.60707 | 0 | 1.6728 | 0.14979
2025_01_02 Hr 13 | 0.20408 | 8.3273e-05 | 0 | 0.2689 | 0.2689 | 0.2689 | 0.2689 | 0.2689 | 0.2689 | 0 | 0 | 0.0031592 | 2.31 | 0.23017 | 1.4928 | 1.4928 | 14.5179 | 0.95008 | 0.0016124 | 0.0058432 | 0.0039341 | 0 | 0 | 0.06302 | 0.016238 | 1.2821 | 0 | 13.0041 | 2.0585 | 1.5581 | 0.60107 | 0.79648 | 0 | 0 | 0 | 0 | -51.8008 | 0.056408 | 0 | 0 | 0 | -0.44629 | 0 | 0 | 0 | 0 | 0 | 0 | 0 | 0 | 3.3883 | 0 | 0 | 0 | 1.822 | 0 | 6.6839 | 6.7405 | 1.1403 | 49.3358 | 1.2254 | 3.0551 | 0 | 0.032612 | -0.20408 | 0.74789 | 0.22757 | 0 | 17.3038 | 20.4192 | -0.65037 | 0 | 0.60707 | 0 | 1.6728 | 0.14942
2025_01_02 Hr 14 | 0.24912 | 6.2839e-05 | 0 | 0.2689 | 0.2689 | 0.2689 | 0.2689 | 0.2689 | 0.2689 | 0 | 0 | 0.0031592 | 2.31 | 0.23769 | 1.4928 | 1.4928 | 14.0893 | 0.87091 | 0.0016124 | 0.0058432 | 0.0039341 | 0 | 0 | 0.06302 | 0.016238 | 1.2152 | 0 | 12.7302 | 2.0585 | 1.4282 | 0.58604 | 0.79648 | 0 | 0 | 0 | 0 | -43.2178 | 0.056408 | 0 | 0.0055122 | 0 | -0.46093 | 0 | 0 | 0 | 0 | 0 | 0 | 0 | 0 | 3.3883 | 0 | 0 | 0 | 1.822 | 0 | 6.5841 | 0 | 1.1403 | 41.5169 | 1.2254 | 3.0551 | 0 | 0.032612 | -0.24912 | 0.74789 | 0.22757 | 0 | 18.0455 | 20.4564 | -0.71005 | 0 | 0.60707 | 0 | 1.6728 | 0.14909
2025_01_02 Hr 15 | 0.20415 | 8.5084e-05 | 0 | 0.2689 | 0.2689 | 0.2689 | 0.2689 | 0.2689 | 0.2689 | 0 | 0 | 0.0031592 | 2.46 | 0.24573 | 1.4928 | 1.4928 | 13.6343 | 0.95005 | 0.0016124 | 0.0058432 | 0.0039341 | 0 | 0 | 0.06302 | 0.016238 | 0.86305 | 0 | 12.3746 | 2.0585 | 1.558 | 0.56654 | 0.79648 | 0 | 0 | 0 | 0 | -40.2847 | 0.056408 | 0 | 0.0053512 | 0 | -0.4474 | 0 | 0 | 0 | 0 | 0 | 0 | 0 | 0 | 4.0102 | 0 | 0 | 0 | 1.822 | 0 | 6.2371 | 0 | 1.1708 | 40.2163 | 1.2254 | 3.0551 | 0 | 0.032612 | -0.20415 | 0.74789 | 0.22757 | 0 | 20.4819 | 21.2019 | -0.65155 | 0 | 0.60707 | 0 | 1.6728 | 0.14863
2025_01_02 Hr 16 | 0.13586 | 9.4799e-05 | 0 | 0.2689 | 0.2689 | 0.2689 | 0.2689 | 0.2689 | 0.2689 | 0 | 0 | 0.0031592 | 2.07 | 0.20695 | 1.4928 | 1.4928 | 14.5179 | 0.95008 | 0.0016124 | 0.0058432 | 0.0039341 | 0 | 0 | 0.06302 | 0.016238 | 1.2132 | 0 | 13.0041 | 2.0585 | 1.5581 | 0.60107 | 0.79648 | 0 | 0 | 0 | 0 | -42.3951 | 0.056408 | 0 | 0.0053559 | 0 | -0.4478 | 0 | 0 | 0 | 0 | 0 | 0 | 0 | 0 | 3.8027 | 0 | 0 | 0 | 1.822 | 0 | 6.3322 | 0 | 1.3188 | 42.1747 | 1.2254 | 3.0551 | 0 | 0.032612 | -0.13586 | 0.74789 | 0.22757 | 0 | 19.8752 | 20.6793 | -0.58365 | 0 | 0.60707 | 0 | 1.6728 | 0.1481
2025_01_02 Hr 17 | 0 | 2.6155e-05 | 0 | 0.2689 | 0.2689 | 0.2689 | 0.2689 | 0.2689 | 0.2689 | 0 | 0 | 0.0031592 | 2.67 | 0.31037 | 1.4928 | 1.4928 | 14.5179 | 0.95008 | 0.0016124 | 0.0058432 | 0.0039341 | 0 | 0 | 0.06302 | 0.016238 | 1.2821 | 0 | 13.0041 | 2.0585 | 1.5581 | 0.60107 | 0.79648 | 0 | 0 | 0 | 0 | -52.9012 | 0.056408 | 0 | 0.0062273 | 0 | -0.52099 | 0 | 0 | 0 | 0 | 0 | 0 | 0 | 0 | 3.5952 | 0 | 0 | 0 | 1.822 | 0 | 6.6839 | 0 | 1.593 | 42.5953 | 1.2254 | 3.0551 | 0 | 0.032612 | 0 | 0.74789 | 0.22757 | 0 | 10.4879 | 21.3148 | -0.52099 | 0 | 0.60707 | 0 | 1.6728 | 0.14939
2025_01_02 Hr 18 | 0 | 0 | 0 | 0.2689 | 0.2689 | 0.2689 | 0.2689 | 0.2689 | 0.2689 | 0 | 0 | 0.0031592 | 2.64 | 0.30829 | 1.4928 | 1.4928 | 14.5179 | 0.95008 | 0.0016124 | 0.0058432 | 0.0039341 | 0 | 0 | 0.06302 | 0.016238 | 1.2821 | 0 | 13.0041 | 2.0585 | 1.5581 | 0.60107 | 0.79648 | 0 | 0 | 0 | 0 | -56.253 | 0.056408 | 0 | 0.0062558 | 0 | -0.52339 | 0 | 0 | 0 | 0 | 0 | 0 | 0 | 0 | 4.0108 | 0 | 0 | 0 | 1.822 | 0 | 6.6839 | 0 | 1.5625 | 42.5953 | 1.2254 | 3.0551 | 0 | 0.032612 | 0 | 0.74789 | 0.22757 | 0 | 7.4879 | 21.669 | -0.52339 | 0 | 0.60707 | 0 | 1.6728 | 0.1506
2025_01_02 Hr 19 | 0 | 0 | 0 | 0.2689 | 0.2689 | 0.2689 | 0.2689 | 0.2689 | 0.2689 | 0 | 0 | 0.0031592 | 2.64 | 0.29422 | 1.4928 | 1.4928 | 14.5179 | 0.95008 | 0.0016124 | 0.0058432 | 0.0039341 | 0 | 0 | 0.06302 | 0.016238 | 1.2821 | 0 | 13.0041 | 2.0585 | 1.5581 | 0.60107 | 0.79648 | 0 | 0 | 0 | 0 | -56.0345 | 0.056408 | 0 | 0.0059703 | 0 | -0.49941 | 0 | 0 | 0 | 0 | 0 | 0 | 0 | 0 | 4.4234 | 0 | 0 | 0 | 1.822 | 0 | 6.6839 | 0 | 1.7105 | 42.5953 | 1.2254 | 3.0551 | 0 | 0.032612 | 0 | 0.74789 | 0.22757 | 0 | 8.2765 | 22.2152 | -0.49941 | 0 | 0.60707 | 0 | 1.6728 | 0.15024
2025_01_02 Hr 20 | 0 | 0 | 0 | 0.2689 | 0.2689 | 0.2689 | 0.2689 | 0.2689 | 0.2689 | 0 | 0 | 0.0031592 | 2.7 | 0.30438 | 1.4928 | 1.4928 | 14.5179 | 0.95008 | 0.0016124 | 0.0058432 | 0.0039341 | 0 | 0 | 0.06302 | 0.016238 | 1.2821 | 0 | 13.0041 | 2.0585 | 1.5581 | 0.60107 | 0.79648 | 0 | 0 | 0 | 0 | -52.7062 | 0.056408 | 0 | 0.0060394 | 0 | -0.50521 | 0 | 0 | 0 | 0 | 0 | 0 | 0 | 0 | 4.2165 | 0 | 0 | 0 | 1.822 | 0 | 6.6839 | 0 | 1.5321 | 42.5953 | 1.2254 | 3.0551 | 0 | 0.032612 | 0 | 0.74789 | 0.22757 | 0 | 11.2835 | 21.8996 | -0.50521 | 0 | 0.60707 | 0 | 1.6728 | 0.14983
2025_01_02 Hr 21 | 0 | 0 | 0 | 0.2689 | 0.2689 | 0.2689 | 0.2689 | 0.2689 | 0.2689 | 0 | 0 | 0.0031592 | 2.73 | 0.27095 | 1.4928 | 1.4928 | 14.5179 | 0.95008 | 0.0016124 | 0.0058432 | 0.0039341 | 0 | 0 | 0.06302 | 0.016238 | 1.2821 | 0 | 13.0041 | 2.0585 | 1.5581 | 0.60107 | 0.79648 | 0 | 0 | 0 | 0 | -47.5515 | 0.056408 | 0 | 0.005317 | 0 | -0.44453 | 0 | 0 | 0 | 0 | 0 | 0 | 0 | 0 | 4.9775 | 0 | 0 | 0 | 1.822 | 0 | 6.6839 | 0 | 1.7715 | 42.5953 | 1.2254 | 3.0551 | 0 | 0.032612 | 0 | 0.74789 | 0.22757 | 0 | 17.495 | 22.8958 | -0.44453 | 0 | 0.60707 | 0 | 1.6728 | 0.14902
2025_01_02 Hr 22 | 0 | 0 | 0 | 0.2689 | 0.2689 | 0.2689 | 0.2689 | 0.2689 | 0.2689 | 0 | 0 | 0.0031592 | 2.73 | 0.24181 | 1.4928 | 1.4928 | 14.5179 | 0.95008 | 0.0016124 | 0.0058432 | 0.0039341 | 0 | 0 | 0.06302 | 0.016238 | 1.2821 | 0 | 13.0041 | 2.0585 | 0 | 0.60107 | 0.79648 | 0 | 0 | 0 | 0 | -30.7666 | 0.056408 | 0 | 0.0094901 | 0 | -0.39648 | 0 | 0 | 0 | 0 | 0 | 0 | 0 | 0 | 4.7005 | 0 | 0 | 0 | 1.822 | 0 | 0 | 0 | 1.9194 | 34.3533 | 1.2254 | 3.0551 | 0 | 0.032612 | 0 | 0.74789 | 0.22757 | 0 | 25.9261 | 22.7359 | -0.39648 | 0 | 0.60707 | 0 | 1.6728 | 0.14737
2025_01_02 Hr 23 | 0 | 0 | 0 | 0 | 0 | 0 | 0 | 0 | 0 | 0 | 0 | 0.0031592 | 2.73 | 0.22789 | 1.4928 | 1.4928 | 14.5693 | 0.95447 | 0.0016124 | 0.0058432 | 0.0039341 | 0 | 0 | 0.06302 | 0.016238 | 1.2821 | 0 | 13.0186 | 2.0585 | 0 | 0.60344 | 0.79648 | 0 | 0 | 0 | 0 | -26.7223 | 0.056408 | 0 | 0.01431 | 0 | -0.37355 | 0 | 0 | 0 | 0 | 0 | 0 | 0 | 0 | 4.8396 | 0 | 0 | 0 | 1.822 | 0 | 0 | 0 | 1.8019 | 32.8101 | 1.2254 | 3.0551 | 0 | 0.032612 | 0 | 0.74789 | 0.22757 | 0 | 28.4582 | 22.744 | -0.37355 | 0 | 0.60707 | 0 | 1.6728 | 0.14538
2025_01_02 Hr 24 | 0 | 0 | 0 | 0 | 0 | 0 | 0 | 0 | 0 | 0 | 0 | 0.0031592 | 2.82 | 0.23398 | 1.4928 | 1.4928 | 14.5693 | 0 | 0.0016124 | 0.0058432 | 0.0039341 | 0 | 0 | 0.06302 | 0.016238 | 1.2821 | 0 | 13.0186 | 2.0585 | 0 | 0.60344 | 0.79648 | 0 | 0 | 0 | 0 | -25.4422 | 0.056408 | 0 | 0.014224 | 0 | -0.37128 | 0 | 0 | 0 | 0 | 0 | 0 | 0 | 0 | 4.5625 | 0 | 0 | 0 | 1.822 | 0 | 0 | 0 | 1.6801 | 31.8556 | 1.2254 | 3.0551 | 0 | 0.032612 | 0 | 0.74789 | 0.22757 | 0 | 28.4819 | 22.4397 | -0.37128 | 0 | 0.60707 | 0 | 1.6728 | 0.14399
2025_01_03 Hr 01 | 0 | 0 | 0 | 0 | 0 | 0 | 0 | 0 | 0 | 0 | 0 | 0.0031592 | 2.82 | 0.20614 | 1.4928 | 1.4928 | 10.9487 | 0 | 0.0016124 | 0.0058432 | 0.0039341 | 0 | 0 | 0.06302 | 0.016238 | 1.2821 | 0 | 9.7819 | 2.0585 | 0 | 0.60344 | 0.79648 | 0 | 0 | 0 | 0 | -31.0491 | 0.056408 | 0 | 0.0086151 | 0 | -0.32684 | 0 | 0 | 0 | 0 | 0 | 0 | 0 | 0 | 4.4948 | 0 | 0 | 0 | 1.822 | 0 | 0 | 6.5715 | 1.741 | 29.9731 | 1.2254 | 3.0551 | 0 | 0.032612 | 0 | 0.74789 | 0.22757 | 0 | 21.0015 | 22.4044 | -0.32684 | 0 | 0.60707 | 0 | 1.6728 | 0.14331
2025_01_03 Hr 02 | 0 | 0 | 0 | 0 | 0 | 0 | 0 | 0 | 0 | 0 | 0 | 0.0031592 | 2.85 | 0.20053 | 1.4928 | 1.4928 | 10.9487 | 0 | 0.0016124 | 0.0058432 | 0.0039341 | 0 | 0 | 0.06302 | 0.016238 | 1.2821 | 0 | 9.7819 | 2.0585 | 0 | 0.60344 | 0.79648 | 0 | 0 | 0 | 0 | -30.8919 | 0.056408 | 0 | 0.0082926 | 0 | -0.31453 | 0 | 0 | 0 | 0 | 0 | 0 | 0 | 0 | 4.8402 | 0 | 0 | 0 | 1.822 | 0 | 0 | 5.0856 | 2.2807 | 30.084 | 1.2254 | 3.0551 | 0 | 0.032612 | 0 | 0.74789 | 0.22757 | 0 | 22.1906 | 23.3131 | -0.31453 | 0 | 0.60707 | 0 | 1.6728 | 0.14248
2025_01_03 Hr 03 | 0 | 0 | 0 | 0.20205 | 0.20205 | 0.20205 | 0.20205 | 0.20205 | 0.20205 | 0 | 0 | 0.0031592 | 2.85 | 0.20194 | 1.4928 | 1.4928 | 10.9487 | 0 | 0.0016124 | 0.0058432 | 0.0039341 | 0 | 0 | 0.06302 | 0.016238 | 1.2821 | 0 | 9.7819 | 2.0585 | 0 | 0.60344 | 0.79648 | 0 | 0 | 0 | 0 | -34.7954 | 0.056408 | 0 | 0.0037958 | 0 | -0.31675 | 0 | 0 | 0 | 0 | 0 | 0 | 0 | 0 | 5.2546 | 0 | 0 | 0 | 1.822 | 0 | 0 | 5.0856 | 2.2807 | 31.2963 | 1.2254 | 3.0551 | 0 | 0.032612 | 0 | 0.74789 | 0.22757 | 0 | 19.9123 | 23.7282 | -0.31675 | 0 | 0.60707 | 0 | 1.6728 | 0.1418
2025_01_03 Hr 04 | 0 | 0 | 0 | 0.20205 | 0.20205 | 0.20205 | 0.20205 | 0.20205 | 0.20205 | 0 | 0 | 0.0031592 | 2.85 | 0.20606 | 1.4928 | 1.4928 | 10.9487 | 0 | 0.0016124 | 0.0058432 | 0.0039341 | 0 | 0 | 0.06302 | 0.016238 | 1.2821 | 0 | 9.7819 | 2.0585 | 0 | 0.60344 | 0.79648 | 0 | 0 | 0 | 0 | -36.8547 | 0.056408 | 0 | 0.0038733 | 0 | -0.32326 | 0 | 0 | 0 | 0 | 0 | 0 | 0 | 0 | 4.9781 | 0 | 0 | 0 | 1.822 | 0 | 0 | 5.0856 | 2.2807 | 31.2963 | 1.2254 | 3.0551 | 0 | 0.032612 | 0 | 0.74789 | 0.22757 | 0 | 17.5745 | 23.4562 | -0.32326 | 0 | 0.60707 | 0 | 1.6728 | 0.14215
2025_01_03 Hr 05 | 0 | 0 | 0 | 0.20205 | 0.20205 | 0.20205 | 0.20205 | 0.20205 | 0.20205 | 0 | 0 | 0.0031592 | 2.85 | 0.20249 | 1.4928 | 1.4928 | 10.9487 | 0 | 0.0016124 | 0.0058432 | 0.0039341 | 0 | 0 | 0.06302 | 0.016238 | 1.2571 | 0 | 9.7819 | 2.0585 | 0 | 0.60344 | 0.79648 | 0 | 0 | 0 | 0 | -35.8089 | 0.056408 | 0 | 0.0038062 | 0 | -0.31762 | 0 | 0 | 0 | 0 | 0 | 0 | 0 | 0 | 4.9775 | 0 | 0 | 0 | 1.822 | 0 | 0 | 5.0856 | 1.9194 | 31.2712 | 1.2254 | 3.0551 | 0 | 0.032612 | 0 | 0.74789 | 0.22757 | 0 | 18.2368 | 23.0921 | -0.31762 | 0 | 0.60707 | 0 | 1.6728 | 0.14346
2025_01_03 Hr 06 | 0 | 0 | 0 | 0.20205 | 0.20205 | 0.20205 | 0.20205 | 0.20205 | 0.20205 | 0 | 0 | 0.0031592 | 2.85 | 0.23504 | 1.4928 | 1.4928 | 10.9487 | 0.71727 | 0.0016124 | 0.0058432 | 0.0039341 | 0 | 0 | 0.06302 | 0.016238 | 1.2821 | 0 | 9.7819 | 2.0585 | 0 | 0.60344 | 0.79648 | 0 | 0 | 0 | 0 | -51.1534 | 0.056408 | 0 | 0 | 0 | -0.36902 | 0 | 0 | 0 | 0 | 0 | 0 | 0 | 0 | 4.7005 | 0 | 0 | 0 | 1.822 | 0 | 6.53 | 5.0856 | 2.1632 | 36.9468 | 1.2254 | 3.0551 | 0 | 0.032612 | 0 | 0.74789 | 0.22757 | 0 | 8.5176 | 23.0932 | -0.36902 | 0 | 0.60707 | 0 | 1.6728 | 0.14535
2025_01_03 Hr 07 | 0 | 0 | 0 | 0.20205 | 0.20205 | 0.20205 | 0.20205 | 0.20205 | 0.20205 | 0 | 0 | 0.0031592 | 2.85 | 0.26749 | 1.4928 | 1.4928 | 10.9101 | 0.71398 | 0.0016124 | 0.0058432 | 0.0039341 | 0 | 0 | 0.06302 | 0.016238 | 1.2821 | 0 | 9.7711 | 2.0585 | 1.1707 | 0.60107 | 0.79648 | 0 | 0 | 0 | 0 | -58.8243 | 0.056408 | 0 | 0 | 0 | -0.42025 | 0 | 0 | 0 | 0 | 0 | 0 | 0 | 0 | 4.3556 | 0 | 0 | 0 | 1.822 | 0 | 5.0221 | 5.0647 | 2.1632 | 38.1327 | 1.2254 | 3.0551 | 0 | 0.032612 | 0 | 0.74789 | 0.22757 | 0 | 1.6693 | 22.7812 | -0.42025 | 0 | 0.60707 | 0 | 1.6728 | 0.14806
2025_01_03 Hr 08 | 0 | 0 | 0 | 0.20205 | 0.20205 | 0.20205 | 0.20205 | 0.20205 | 0.20205 | 0 | 0 | 0.0031592 | 2.85 | 0.28395 | 1.4928 | 1.4928 | 10.9101 | 0.71398 | 0.0016124 | 0.0058432 | 0.0039341 | 0 | 0 | 0.06302 | 0.016238 | 1.2821 | 0.30298 | 9.7711 | 2.0585 | 1.1707 | 0.60107 | 0.79648 | 0 | 0 | 0 | 0 | -64.8364 | 0.056408 | 0 | 0 | 0 | -0.44624 | 0 | 0 | 0 | 0 | 0 | 0 | 0 | 0 | 5.3229 | 0 | 0 | 0 | 1.822 | 0 | 5.0221 | 5.0647 | 2.1327 | 38.286 | 1.2254 | 3.0551 | 0 | 0.032612 | 0 | 0.74789 | 0.22757 | 0 | -3.2603 | 23.7364 | -0.44624 | 0 | 0.60707 | 0 | 1.6728 | 0.14993
2025_01_03 Hr 09 | 0.045117 | 0 | 0 | 0.20205 | 0.20205 | 0.20205 | 0.20205 | 0.20205 | 0.20205 | 0 | 0 | 0.0031592 | 2.85 | 0.25604 | 1.4928 | 1.4928 | 10.9101 | 0.71398 | 0.0016124 | 0.0058432 | 0.0039341 | 0 | 0 | 0.06302 | 0.016238 | 1.2821 | 0 | 9.7711 | 2.0585 | 1.1707 | 0.60107 | 0.79648 | 0 | 0 | 0 | 0 | -58.0138 | 0.056408 | 0 | 0 | 0 | -0.40217 | 0 | 0 | 0 | 0 | 0 | 0 | 0 | 0 | 5.8765 | 0 | 0 | 0 | 1.822 | 0 | 5.0221 | 5.0647 | 2.0413 | 38.1327 | 1.2254 | 3.0551 | 0 | 0.032612 | -0.045117 | 0.74789 | 0.22757 | 0 | 3.8872 | 24.2156 | -0.44729 | 0 | 0.60707 | 0 | 1.6728 | 0.14984
2025_01_03 Hr 10 | 0.13579 | 2.9479e-05 | 0 | 0.20205 | 0.20205 | 0.20205 | 0.20205 | 0.20205 | 0.20205 | 0 | 0 | 0.0031592 | 2.85 | 0.24893 | 1.4928 | 1.4928 | 10.9101 | 0.71398 | 0.0016124 | 0.0058432 | 0.0039341 | 0 | 0 | 0.06302 | 0.016238 | 1.2821 | 0 | 9.7711 | 2.0585 | 1.1707 | 0.60107 | 0.79648 | 0 | 0 | 0 | 0 | -55.4578 | 0.056408 | 0 | 0 | 0 | -0.39095 | 0 | 0 | 0 | 0 | 0 | 0 | 0 | 0 | 4.9086 | 0 | 0 | 0 | 1.822 | 0 | 5.0221 | 5.0647 | 2.2198 | 38.1327 | 1.2254 | 3.0551 | 0 | 0.032612 | -0.13579 | 0.74789 | 0.22757 | 0 | 5.6578 | 23.5097 | -0.52674 | 0 | 0.60707 | 0 | 1.6728 | 0.14983
2025_01_03 Hr 11 | 0.068002 | 0.00010813 | 0 | 0.20205 | 0.20205 | 0.20205 | 0.20205 | 0.20205 | 0.20205 | 0 | 0 | 0.0031592 | 2.79 | 0.23761 | 1.4928 | 1.4928 | 10.9101 | 0.71398 | 0.0016124 | 0.0058432 | 0.0039341 | 0 | 0 | 0.06302 | 0.016238 | 1.2821 | 0 | 9.7711 | 2.0585 | 1.1707 | 0.60107 | 0.79648 | 0 | 0 | 0 | 0 | -55.5298 | 0.056408 | 0 | 0 | 0 | -0.38115 | 0 | 0 | 0 | 0 | 0 | 0 | 0 | 0 | 4.5643 | 0 | 0 | 0 | 1.822 | 0 | 5.0221 | 5.0647 | 2.1327 | 38.1327 | 1.2254 | 3.0551 | 0 | 0.032612 | -0.068002 | 0.74789 | 0.22757 | 0 | 5.0928 | 22.939 | -0.44915 | 0 | 0.60707 | 0 | 1.6728 | 0.14942
2025_01_03 Hr 12 | 0.067929 | 0.00011908 | 0 | 0.20205 | 0.20205 | 0.20205 | 0.20205 | 0.20205 | 0.20205 | 0 | 0 | 0.0031592 | 2.82 | 0.22962 | 1.4928 | 1.4928 | 10.9101 | 0.71398 | 0.0016124 | 0.0058432 | 0.0039341 | 0 | 0 | 0.06302 | 0.016238 | 1.2821 | 0 | 9.7711 | 2.0585 | 1.1707 | 0.60107 | 0.79648 | 0 | 0 | 0 | 0 | -51.7259 | 0.056408 | 0 | 0 | 0 | -0.36431 | 0 | 0 | 0 | 0 | 0 | 0 | 0 | 0 | 3.7337 | 0 | 0 | 0 | 1.822 | 0 | 5.0221 | 5.0647 | 1.8019 | 38.1327 | 1.2254 | 3.0551 | 0 | 0.032612 | -0.067929 | 0.74789 | 0.22757 | 0 | 7.7735 | 21.799 | -0.43224 | 0 | 0.60707 | 0 | 1.6728 | 0.1488
2025_01_03 Hr 13 | 0.13579 | 0.00015221 | 0 | 0.20205 | 0.20205 | 0.20205 | 0.20205 | 0.20205 | 0.20205 | 0 | 0 | 0.0031592 | 2.7 | 0.22832 | 1.4928 | 1.4928 | 10.9101 | 0.71398 | 0.0016124 | 0.0058432 | 0.0039341 | 0 | 0 | 0.06302 | 0.016238 | 1.2821 | 0 | 9.7711 | 2.0585 | 0 | 0.60107 | 0.79648 | 0 | 0 | 0 | 0 | -52.1073 | 0.056408 | 0 | 0 | 0 | -0.37843 | 0 | 0 | 0 | 0 | 0 | 0 | 0 | 0 | 3.8711 | 0 | 0 | 0 | 1.822 | 0 | 5.0221 | 5.0647 | 2.1327 | 36.962 | 1.2254 | 3.0551 | 0 | 0.032612 | -0.13579 | 0.74789 | 0.22757 | 0 | 6.5533 | 22.2128 | -0.51422 | 0 | 0.60707 | 0 | 1.6728 | 0.14796
2025_01_03 Hr 14 | 0.090814 | 0.00013063 | 0 | 0.20205 | 0.20205 | 0.20205 | 0.20205 | 0.20205 | 0.20205 | 0 | 0 | 0.0031592 | 2.52 | 0.19886 | 1.4928 | 1.4928 | 10.5879 | 0.65448 | 0.0016124 | 0.0058432 | 0.0039341 | 0 | 0 | 0.06302 | 0.016238 | 0 | 0 | 9.5652 | 2.0585 | 0 | 0.58604 | 0.79648 | 0 | 0 | 0 | 0 | -38.6496 | 0.056408 | 0 | 0.046501 | 0 | -0.353 | 0 | 0 | 0 | 0 | 0 | 0 | 0 | 0 | 4.009 | 0 | 0 | 0 | 1.822 | 0 | 4.9471 | 4.9891 | 2.3721 | 34.9418 | 1.2254 | 3.0551 | 0 | 0.032612 | -0.090814 | 0.74789 | 0.22757 | 0 | 18.1681 | 22.3197 | -0.44381 | 0 | 0.60707 | 0 | 1.6728 | 0.14705
2025_01_03 Hr 15 | 0.090814 | 0.0001386 | 0 | 0.20205 | 0.20205 | 0.20205 | 0.20205 | 0.20205 | 0.20205 | 0 | 0 | 0.0031592 | 2.43 | 0.20345 | 1.4928 | 1.4928 | 10.2459 | 0.71396 | 0.0016124 | 0.0058432 | 0.0039341 | 0 | 0 | 0.06302 | 0.016238 | 0 | 0 | 9.2981 | 2.0585 | 0 | 0.56654 | 0.79648 | 0 | 0 | 0 | 0 | -39.5489 | 0.056408 | 0 | 0.049338 | 0 | -0.37466 | 0 | 0 | 0 | 0 | 0 | 0 | 0 | 0 | 3.5256 | 0 | 0 | 0 | 1.822 | 0 | 4.7983 | 4.8396 | 2.4635 | 34.0938 | 1.2254 | 3.0551 | 0 | 0.032612 | -0.090814 | 0.74789 | 0.22757 | 0 | 15.9025 | 21.8231 | -0.46548 | 0 | 0.60707 | 0 | 1.6728 | 0.1473
2025_01_03 Hr 16 | 0.045117 | 0.00011362 | 0 | 0.20205 | 0.20205 | 0.20205 | 0.20205 | 0.20205 | 0.20205 | 0 | 0 | 0.0031592 | 2.49 | 0.21733 | 1.4928 | 1.4928 | 10.9101 | 0.71398 | 0.0016124 | 0.0058432 | 0.0039341 | 0 | 0 | 0.06302 | 0.016238 | 0 | 0 | 9.7711 | 2.0585 | 1.1707 | 0.60107 | 0.79648 | 0 | 0 | 0 | 0 | -51.7371 | 0.056408 | 0 | 0.051432 | 0 | -0.39066 | 0 | 0 | 0 | 0 | 0 | 0 | 0 | 0 | 3.7337 | 0 | 0 | 0 | 1.822 | 0 | 5.0221 | 5.0647 | 2.433 | 36.8505 | 1.2254 | 3.0551 | 0 | 0.032612 | -0.045117 | 0.74789 | 0.22757 | 0 | 6.7421 | 22.0644 | -0.43577 | 0 | 0.60707 | 0 | 1.6728 | 0.14825
2025_01_03 Hr 17 | 0 | 1.9802e-05 | 0 | 0.20205 | 0.20205 | 0.20205 | 0.20205 | 0.20205 | 0.20205 | 0 | 0 | 0.0031592 | 2.55 | 0.26183 | 1.4928 | 1.4928 | 10.9101 | 0.71398 | 0.0016124 | 0.0058432 | 0.0039341 | 0 | 0 | 0.06302 | 0.016238 | 0 | 0 | 9.7711 | 2.0585 | 1.1707 | 0.60107 | 0.79648 | 0 | 0 | 0 | 0 | -57.1927 | 0.056408 | 0 | 0.060506 | 0 | -0.45995 | 0 | 0 | 0 | 0 | 0 | 0 | 0 | 0 | 4.1487 | 0 | 0 | 0 | 1.822 | 0 | 5.0221 | 5.0647 | 2.3721 | 36.8506 | 1.2254 | 3.0551 | 0 | 0.032612 | 0 | 0.74789 | 0.22757 | 0 | 1.6772 | 22.4793 | -0.45995 | 0 | 0.60707 | 0 | 1.6728 | 0.14977
2025_01_03 Hr 18 | 0 | 0 | 0 | 0.20205 | 0.20205 | 0.20205 | 0.20205 | 0.20205 | 0.20205 | 0 | 0 | 0.0031592 | 2.61 | 0.26938 | 1.4928 | 1.4928 | 10.9101 | 0.71398 | 0.0016124 | 0.0058432 | 0.0039341 | 0 | 0 | 0.06302 | 0.016238 | 0 | 0 | 9.7711 | 2.0585 | 1.1707 | 0.60107 | 0.79648 | 0 | 0 | 0 | 0 | -57.5271 | 0.056408 | 0 | 0.060821 | 0 | -0.46235 | 0 | 0 | 0 | 0 | 0 | 0 | 0 | 0 | 4.7017 | 0 | 0 | 0 | 1.822 | 0 | 5.0221 | 5.0647 | 2.2807 | 36.8506 | 1.2254 | 3.0551 | 0 | 0.032612 | 0 | 0.74789 | 0.22757 | 0 | 1.8702 | 23.0091 | -0.46235 | 0 | 0.60707 | 0 | 1.6728 | 0.15051
2025_01_03 Hr 19 | 0 | 0 | 0 | 0.20205 | 0.20205 | 0.20205 | 0.20205 | 0.20205 | 0.20205 | 0 | 0 | 0.0031592 | 1.29 | 0.13083 | 1.4928 | 1.4928 | 10.9101 | 0.71398 | 0.0016124 | 0.0058432 | 0.0039341 | 0 | 0 | 0.06302 | 0.016238 | 0 | 0 | 9.7711 | 2.0585 | 1.1707 | 0.60107 | 0.79648 | 0 | 0 | 0 | 0 | -50.9438 | 0.056408 | 0 | 0.059764 | 0 | -0.45428 | 0 | 0 | 0 | 0 | 0 | 0 | 0 | 0 | 4.4942 | 0 | 0 | 0 | 1.822 | 0 | 5.0221 | 5.0647 | 1.889 | 36.8506 | 1.2254 | 3.0551 | 0 | 0.032612 | 0 | 0.74789 | 0.22757 | 0 | 6.4033 | 20.9509 | -0.45428 | 0 | 0.60707 | 0 | 1.6728 | 0.15011
2025_01_03 Hr 20 | 0 | 0 | 0 | 0.20205 | 0.20205 | 0.20205 | 0.20205 | 0.20205 | 0.20205 | 0 | 0 | 0.0031592 | 2.34 | 0.23063 | 1.4928 | 1.4928 | 10.9101 | 0.71398 | 0.0016124 | 0.0058432 | 0.0039341 | 0 | 0 | 0.06302 | 0.016238 | 0 | 0 | 9.7711 | 2.0585 | 1.1707 | 0.60107 | 0.79648 | 0 | 0 | 0 | 0 | -47.2713 | 0.056408 | 0 | 0.05808 | 0 | -0.44142 | 0 | 0 | 0 | 0 | 0 | 0 | 0 | 0 | 4.1487 | 0 | 0 | 0 | 1.822 | 0 | 5.0221 | 5.0647 | 1.5625 | 36.8506 | 1.2254 | 3.0551 | 0 | 0.032612 | 0 | 0.74789 | 0.22757 | 0 | 10.5653 | 21.4275 | -0.44142 | 0 | 0.60707 | 0 | 1.6728 | 0.14878
2025_01_03 Hr 21 | 0 | 0 | 0 | 0.20205 | 0.20205 | 0.20205 | 0.20205 | 0.20205 | 0.20205 | 0 | 0 | 0.0031592 | 2.34 | 0.20391 | 1.4928 | 1.4928 | 10.9101 | 0.71398 | 0.0016124 | 0.0058432 | 0.0039341 | 0 | 0 | 0.06302 | 0.016238 | 0 | 0 | 9.7711 | 2.0585 | 0 | 0.60107 | 0.79648 | 0 | 0 | 0 | 0 | -38.4937 | 0.056408 | 0 | 0.05135 | 0 | -0.39003 | 0 | 0 | 0 | 0 | 0 | 0 | 0 | 0 | 4.3556 | 0 | 0 | 0 | 1.822 | 0 | 5.0221 | 5.0647 | 1.4102 | 35.6799 | 1.2254 | 3.0551 | 0 | 0.032612 | 0 | 0.74789 | 0.22757 | 0 | 18.2505 | 21.4544 | -0.39003 | 0 | 0.60707 | 0 | 1.6728 | 0.14783
2025_01_03 Hr 22 | 0 | 0 | 0 | 0.20205 | 0.20205 | 0.20205 | 0.20205 | 0.20205 | 0.20205 | 0 | 0 | 0.0031592 | 2.34 | 0.20333 | 1.4928 | 1.4928 | 10.9101 | 0.71398 | 0.0016124 | 0.0058432 | 0.0039341 | 0 | 0 | 0.06302 | 0.016238 | 0 | 0 | 9.7711 | 2.0585 | 0 | 0.60107 | 0.79648 | 0 | 0 | 0 | 0 | -39.8766 | 0.056408 | 0 | 0.051205 | 0 | -0.38892 | 0 | 0 | 0 | 0 | 0 | 0 | 0 | 0 | 4.7005 | 0 | 0 | 0 | 1.822 | 0 | 5.0221 | 5.0647 | 1.2927 | 35.6799 | 1.2254 | 3.0551 | 0 | 0.032612 | 0 | 0.74789 | 0.22757 | 0 | 17.0945 | 21.6801 | -0.38892 | 0 | 0.60707 | 0 | 1.6728 | 0.14685
2025_01_03 Hr 23 | 0 | 0 | 0 | 0.20205 | 0.20205 | 0.20205 | 0.20205 | 0.20205 | 0.20205 | 0 | 0 | 0.0031592 | 2.52 | 0.22562 | 1.4928 | 1.4928 | 10.9487 | 0 | 0.0016124 | 0.0058432 | 0.0039341 | 0 | 0 | 0.06302 | 0.016238 | 0 | 0 | 9.7819 | 2.0585 | 0 | 0.60344 | 0.79648 | 0 | 0 | 0 | 0 | -39.9264 | 0.056408 | 0 | 0.05276 | 0 | -0.4008 | 0 | 0 | 0 | 0 | 0 | 0 | 0 | 0 | 4.9086 | 0 | 0 | 0 | 1.822 | 0 | 5.0429 | 5.0856 | 0.96189 | 35.057 | 1.2254 | 3.0551 | 0 | 0.032612 | 0 | 0.74789 | 0.22757 | 0 | 16.4896 | 21.7598 | -0.4008 | 0 | 0.60707 | 0 | 1.6728 | 0.14452
2025_01_03 Hr 24 | 0 | 0 | 0 | 0.20205 | 0.20205 | 0.20205 | 0.20205 | 0.20205 | 0.20205 | 0 | 0 | 0.0031592 | 2.73 | 0.22838 | 1.4928 | 1.4928 | 10.9487 | 0 | 0.0016124 | 0.0058432 | 0.0039341 | 0 | 0 | 0.06302 | 0.016238 | 0 | 0 | 9.7819 | 2.0585 | 0 | 0.60344 | 0.79648 | 0 | 0 | 0 | 0 | -40.0919 | 0.056408 | 0 | 0.049296 | 0 | -0.37434 | 0 | 0 | 0 | 0 | 0 | 0 | 0 | 0 | 4.9793 | 0 | 0 | 0 | 1.822 | 0 | 5.0429 | 5.0856 | 1.2317 | 35.057 | 1.2254 | 3.0551 | 0 | 0.032612 | 0 | 0.74789 | 0.22757 | 0 | 16.9031 | 22.3124 | -0.37434 | 0 | 0.60707 | 0 | 1.6728 | 0.14372
2025_01_04 Hr 01 | 0 | 0 | 0 | 0.20205 | 0.20205 | 0.20205 | 0.20205 | 0.20205 | 0.20205 | 0 | 0 | 0.0031592 | 2.79 | 0.23175 | 1.4928 | 1.4928 | 10.9487 | 0 | 0.0016124 | 0.0058432 | 0.0039341 | 0 | 0 | 0.06302 | 0.016238 | 0 | 0 | 9.7819 | 2.0585 | 0 | 0.60344 | 0.79648 | 0 | 0 | 0 | 0 | -38.6061 | 0.056408 | 0 | 0.04895 | 0 | -0.3717 | 0 | 0 | 0 | 0 | 0 | 0 | 0 | 0 | 5.254 | 0 | 0 | 0 | 1.822 | 0 | 5.0429 | 5.0856 | 1.4711 | 35.057 | 1.2254 | 3.0551 | 0 | 0.032612 | 0 | 0.74789 | 0.22757 | 0 | 18.9678 | 22.8885 | -0.3717 | 0 | 0.60707 | 0 | 1.6728 | 0.14244
2025_01_04 Hr 02 | 0 | 0 | 0 | 0.20205 | 0.20205 | 0.20205 | 0.20205 | 0.20205 | 0.20205 | 0 | 0 | 0.0031592 | 2.79 | 0.23517 | 1.4928 | 1.4928 | 10.9487 | 0 | 0.0016124 | 0.0058432 | 0.0039341 | 0 | 0 | 0.06302 | 0.016238 | 0 | 0 | 9.7819 | 2.0585 | 0 | 0.60344 | 0.79648 | 0 | 0 | 0 | 0 | -37.5959 | 0.056408 | 0 | 0.049671 | 0 | -0.3772 | 0 | 0 | 0 | 0 | 0 | 0 | 0 | 0 | 4.9092 | 0 | 0 | 0 | 1.822 | 0 | 5.0429 | 5.0856 | 1.1708 | 35.057 | 1.2254 | 3.0551 | 0 | 0.032612 | 0 | 0.74789 | 0.22757 | 0 | 19.3303 | 22.2464 | -0.3772 | 0 | 0.60707 | 0 | 1.6728 | 0.14203
2025_01_04 Hr 03 | 0 | 0 | 0 | 0.20205 | 0.20205 | 0.20205 | 0.20205 | 0.20205 | 0.20205 | 0 | 0 | 0.0031592 | 2.79 | 0.22946 | 1.4928 | 1.4928 | 10.9487 | 0 | 0.0016124 | 0.0058432 | 0.0039341 | 0 | 0 | 0.06302 | 0.016238 | 0 | 0 | 9.7819 | 2.0585 | 0 | 0.60344 | 0.79648 | 0 | 0 | 0 | 0 | -38.9721 | 0.056408 | 0 | 0.048466 | 0 | -0.368 | 0 | 0 | 0 | 0 | 0 | 0 | 0 | 0 | 4.4246 | 0 | 0 | 0 | 1.822 | 0 | 5.0429 | 5.0856 | 1.2622 | 35.057 | 1.2254 | 3.0551 | 0 | 0.032612 | 0 | 0.74789 | 0.22757 | 0 | 17.5649 | 21.848 | -0.368 | 0 | 0.60707 | 0 | 1.6728 | 0.1425
2025_01_04 Hr 04 | 0 | 0 | 0 | 0.20205 | 0.20205 | 0.20205 | 0.20205 | 0.20205 | 0.20205 | 0 | 0 | 0.0031592 | 2.76 | 0.23035 | 1.4928 | 1.4928 | 10.9487 | 0 | 0.0016124 | 0.0058432 | 0.0039341 | 0 | 0 | 0.06302 | 0.016238 | 0 | 0 | 9.7819 | 2.0585 | 0 | 0.60344 | 0.79648 | 0 | 0 | 0 | 0 | -39.3519 | 0.056408 | 0 | 0.049182 | 0 | -0.37347 | 0 | 0 | 0 | 0 | 0 | 0 | 0 | 0 | 4.3556 | 0 | 0 | 0 | 1.822 | 0 | 5.0429 | 5.0856 | 1.4711 | 35.057 | 1.2254 | 3.0551 | 0 | 0.032612 | 0 | 0.74789 | 0.22757 | 0 | 17.2901 | 21.9584 | -0.37347 | 0 | 0.60707 | 0 | 1.6728 | 0.14214
2025_01_04 Hr 05 | 0 | 0 | 0 | 0.20205 | 0.20205 | 0.20205 | 0.20205 | 0.20205 | 0.20205 | 0 | 0 | 0.0031592 | 2.67 | 0.2248 | 1.4928 | 1.4928 | 10.9487 | 0 | 0.0016124 | 0.0058432 | 0.0039341 | 0 | 0 | 0.06302 | 0.016238 | 0 | 0 | 9.7819 | 2.0585 | 0 | 0.60344 | 0.79648 | 0 | 0 | 0 | 0 | -41.4192 | 0.056408 | 0 | 0.049616 | 0 | -0.37678 | 0 | 0 | 0 | 0 | 0 | 0 | 0 | 0 | 4.3562 | 0 | 0 | 0 | 1.822 | 0 | 5.0429 | 5.0856 | 1.9194 | 35.057 | 1.2254 | 3.0551 | 0 | 0.032612 | 0 | 0.74789 | 0.22757 | 0 | 15.5733 | 22.3123 | -0.37678 | 0 | 0.60707 | 0 | 1.6728 | 0.14264
2025_01_04 Hr 06 | 0 | 0 | 0 | 0.20205 | 0.20205 | 0.20205 | 0.20205 | 0.20205 | 0.20205 | 0 | 0 | 0.0031592 | 2.67 | 0.2347 | 1.4928 | 1.4928 | 10.9487 | 0 | 0.0016124 | 0.0058432 | 0.0039341 | 0 | 0 | 0.06302 | 0.016238 | 0 | 0 | 9.7819 | 2.0585 | 0 | 0.60344 | 0.79648 | 0 | 0 | 0 | 0 | -45.1641 | 0.056408 | 0 | 0.051801 | 0 | -0.39347 | 0 | 0 | 0 | 0 | 0 | 0 | 0 | 0 | 4.493 | 0 | 0 | 0 | 1.822 | 0 | 5.0429 | 5.0856 | 1.593 | 35.057 | 1.2254 | 3.0551 | 0 | 0.032612 | 0 | 0.74789 | 0.22757 | 0 | 11.6334 | 22.134 | -0.39347 | 0 | 0.60707 | 0 | 1.6728 | 0.14413
2025_01_04 Hr 07 | 0 | 0 | 0 | 0.20205 | 0.20205 | 0.20205 | 0.20205 | 0.20205 | 0.20205 | 0 | 0 | 0.0031592 | 2.64 | 0.23755 | 1.4928 | 1.4928 | 10.9101 | 0.71398 | 0.0016124 | 0.0058432 | 0.0039341 | 0 | 0 | 0.06302 | 0.016238 | 0 | 0 | 9.7711 | 2.0585 | 0 | 0.60107 | 0.79648 | 0 | 0 | 0 | 0 | -48.6575 | 0.056408 | 0 | 0.053025 | 0 | -0.40282 | 0 | 0 | 0 | 0 | 0 | 0 | 0 | 0 | 4.4942 | 0 | 0 | 0 | 1.822 | 0 | 5.0221 | 5.0647 | 1.593 | 35.6799 | 1.2254 | 3.0551 | 0 | 0.032612 | 0 | 0.74789 | 0.22757 | 0 | 8.7265 | 22.107 | -0.40282 | 0 | 0.60707 | 0 | 1.6728 | 0.14549
2025_01_04 Hr 08 | 0 | 0 | 0 | 0.20205 | 0.20205 | 0.20205 | 0.20205 | 0.20205 | 0.20205 | 0 | 0 | 0.0031592 | 2.61 | 0.23693 | 1.4928 | 1.4928 | 10.9101 | 0.71398 | 0.0016124 | 0.0058432 | 0.0039341 | 0 | 0 | 0.06302 | 0.016238 | 0 | 0.37965 | 9.7711 | 2.0585 | 0 | 0.60107 | 0.79648 | 0 | 0 | 0 | 0 | -46.8576 | 0.056408 | 0 | 0.053493 | 0 | -0.40639 | 0 | 0 | 0 | 0 | 0 | 0 | 0 | 0 | 4.4246 | 0 | 0 | 0 | 1.822 | 0 | 4.8722 | 4.9134 | 1.6191 | 35.6086 | 1.2254 | 3.0551 | 0 | 0.032612 | 0 | 0.74789 | 0.22757 | 0 | 10.3789 | 22.0343 | -0.40639 | 0 | 0.60707 | 0 | 1.6728 | 0.14682
2025_01_04 Hr 09 | 0.090669 | 0 | 0 | 0.20205 | 0.20205 | 0.20205 | 0.20205 | 0.20205 | 0.20205 | 0 | 0 | 0.0031592 | 2.61 | 0.23708 | 1.4928 | 1.4928 | 10.9101 | 0.71398 | 0.0016124 | 0.0058432 | 0.0039341 | 0 | 0 | 0.06302 | 0.016238 | 0 | 0.45264 | 9.7711 | 2.0585 | 0 | 0.60107 | 0.79648 | 0 | 0 | 0 | 0 | -50.3507 | 0.056408 | 0 | 0.053529 | 0 | -0.40667 | 0 | 0 | 0 | 0 | 0 | 0 | 0 | 0 | 4.3544 | 0 | 0 | 0 | 1.822 | 0 | 4.9829 | 5.0242 | 1.7105 | 35.7535 | 1.2254 | 3.0551 | 0 | 0.032612 | -0.090669 | 0.74789 | 0.22757 | 0 | 7.0529 | 22.1475 | -0.49734 | 0 | 0.60707 | 0 | 1.6728 | 0.14799
2025_01_04 Hr 10 | 0.27208 | 2.8875e-05 | 0 | 0.20205 | 0.20205 | 0.20205 | 0.20205 | 0.20205 | 0.20205 | 0 | 0 | 0.0031592 | 2.58 | 0.23177 | 1.4928 | 1.4928 | 10.9101 | 0.71398 | 0.0016124 | 0.0058432 | 0.0039341 | 0 | 0 | 0.06302 | 0.016238 | 0 | 0.22633 | 9.7711 | 2.0585 | 1.1707 | 0.60107 | 0.79648 | 0 | 0 | 0 | 0 | -52.9821 | 0.056408 | 0 | 0.052937 | 0 | -0.40215 | 0 | 0 | 0 | 0 | 0 | 0 | 0 | 0 | 4.4942 | 0 | 0 | 0 | 1.822 | 0 | 5.0221 | 5.0647 | 2.0413 | 36.9273 | 1.2254 | 3.0551 | 0 | 0.032612 | -0.27208 | 0.74789 | 0.22757 | 0 | 6.0358 | 22.7648 | -0.67423 | 0 | 0.60707 | 0 | 1.6728 | 0.1487
2025_01_04 Hr 11 | 0.34074 | 0.00016891 | 0 | 0.20205 | 0.20205 | 0.20205 | 0.20205 | 0.20205 | 0.20205 | 0 | 0 | 0.0031592 | 2.58 | 0.21692 | 1.4928 | 1.4928 | 10.9101 | 0.71398 | 0.0016124 | 0.0058432 | 0.0039341 | 0 | 0 | 0.06302 | 0.016238 | 0 | 0.22631 | 9.7711 | 2.0585 | 1.1707 | 0.60107 | 0.79648 | 0 | 0 | 0 | 0 | -45.8084 | 0.056408 | 0 | 0.049546 | 0 | -0.37625 | 0 | 0 | 0 | 0 | 0 | 0 | 0 | 0 | 4.2861 | 0 | 0 | 0 | 1.822 | 0 | 5.0221 | 5.0647 | 2.2807 | 36.9272 | 1.2254 | 3.0551 | 0 | 0.032612 | -0.34074 | 0.74789 | 0.22757 | 0 | 13.2519 | 22.8501 | -0.71699 | 0 | 0.60707 | 0 | 1.6728 | 0.14872
2025_01_04 Hr 12 | 0.38636 | 0.0005063 | 0 | 0.20205 | 0.20205 | 0.20205 | 0.20205 | 0.20205 | 0.20205 | 0 | 0 | 0.0031592 | 2.61 | 0.22044 | 1.4928 | 1.4928 | 10.9101 | 0.71398 | 0.0016124 | 0.0058432 | 0.0039341 | 0 | 0 | 0.06302 | 0.016238 | 0 | 0 | 9.7711 | 2.0585 | 0 | 0.60107 | 0.79648 | 0 | 0 | 0 | 0 | -46.3576 | 0.056408 | 0 | 0.04977 | 0 | -0.37797 | 0 | 0 | 0 | 0 | 0 | 0 | 0 | 0 | 4.2183 | 0 | 0 | 0 | 1.822 | 0 | 5.0221 | 5.0647 | 2.5505 | 35.6799 | 1.2254 | 3.0551 | 0 | 0.032612 | -0.38636 | 0.74789 | 0.22757 | 0 | 11.6891 | 23.1312 | -0.76433 | 0 | 0.60707 | 0 | 1.6728 | 0.14819
2025_01_04 Hr 13 | 0.38643 | 0.00059329 | 0 | 0.20205 | 0.20205 | 0.20205 | 0.20205 | 0.20205 | 0.20205 | 0 | 0 | 0.0031592 | 2.67 | 0.2062 | 1.4928 | 1.4928 | 10.9101 | 0.71398 | 0.0016124 | 0.0058432 | 0.0039341 | 0 | 0 | 0.06302 | 0.016238 | 0 | 0 | 9.7711 | 2.0585 | 0 | 0.60107 | 0.79648 | 0 | 0 | 0 | 0 | -42.4758 | 0.056408 | 0 | 0.045511 | 0 | -0.34544 | 0 | 0 | 0 | 0 | 0 | 0 | 0 | 0 | 3.8711 | 0 | 0 | 0 | 1.822 | 0 | 5.0221 | 5.0647 | 2.4026 | 35.6799 | 1.2254 | 3.0551 | 0 | 0.032612 | -0.38643 | 0.74789 | 0.22757 | 0 | 15.1538 | 22.6816 | -0.73187 | 0 | 0.60707 | 0 | 1.6728 | 0.14795
2025_01_04 Hr 14 | 0.36355 | 0.00053125 | 0 | 0.20205 | 0.20205 | 0.20205 | 0.20205 | 0.20205 | 0.20205 | 0 | 0 | 0.0031592 | 2.7 | 0.23122 | 1.4928 | 1.4928 | 10.9101 | 0.71398 | 0.0016124 | 0.0058432 | 0.0039341 | 0 | 0 | 0.06302 | 0.016238 | 0 | 0 | 9.7711 | 2.0585 | 0 | 0.60107 | 0.79648 | 0 | 0 | 0 | 0 | -44.1746 | 0.056408 | 0 | 0.050464 | 0 | -0.38326 | 0 | 0 | 0 | 0 | 0 | 0 | 0 | 0 | 2.9733 | 0 | 0 | 0 | 1.822 | 0 | 5.0221 | 5.0647 | 2.6115 | 35.6799 | 1.2254 | 3.0551 | 0 | 0.032612 | -0.36355 | 0.74789 | 0.22757 | 0 | 12.7829 | 22.0245 | -0.74681 | 0 | 0.60707 | 0 | 1.6728 | 0.1476
2025_01_04 Hr 15 | 0.22645 | 0.00059429 | 0 | 0.20205 | 0.20205 | 0.20205 | 0.20205 | 0.20205 | 0.20205 | 0 | 0 | 0.0031592 | 2.73 | 0.26153 | 1.4928 | 1.4928 | 10.9101 | 0.71398 | 0.0016124 | 0.0058432 | 0.0039341 | 0 | 0 | 0.06302 | 0.016238 | 0 | 0.30298 | 9.7711 | 2.0585 | 0 | 0.60107 | 0.79648 | 0 | 0 | 0 | 0 | -47.4367 | 0.056408 | 0 | 0.056453 | 0 | -0.42899 | 0 | 0 | 0 | 0 | 0 | 0 | 0 | 0 | 2.9721 | 0 | 0 | 0 | 1.822 | 0 | 4.7579 | 4.7973 | 2.7333 | 35.3015 | 1.2254 | 3.0551 | 0 | 0.032612 | -0.22645 | 0.74789 | 0.22757 | 0 | 9.2772 | 22.0678 | -0.65545 | 0 | 0.60707 | 0 | 1.6728 | 0.14695
2025_01_04 Hr 16 | 0.1586 | 0.00013821 | 0 | 0.20205 | 0.20205 | 0.20205 | 0.20205 | 0.20205 | 0.20205 | 0 | 0 | 0.0031592 | 2.76 | 0.26373 | 1.4928 | 1.4928 | 10.9101 | 0.71398 | 0.0016124 | 0.0058432 | 0.0039341 | 0 | 0 | 0.06302 | 0.016238 | 0 | 0.46002 | 9.7711 | 2.0585 | 0 | 0.60107 | 0.79648 | 0 | 0 | 0 | 0 | -52.1097 | 0.056408 | 0 | 0.056309 | 0 | -0.4279 | 0 | 0 | 0 | 0 | 0 | 0 | 0 | 0 | 3.4567 | 0 | 0 | 0 | 1.822 | 0 | 5.0221 | 5.0647 | 2.9118 | 36.1399 | 1.2254 | 3.0551 | 0 | 0.032612 | -0.1586 | 0.74789 | 0.22757 | 0 | 6.1391 | 22.6954 | -0.58649 | 0 | 0.60707 | 0 | 1.6728 | 0.1476
2025_01_04 Hr 17 | 0 | 4.3166e-05 | 0 | 0.20205 | 0.20205 | 0.20205 | 0.20205 | 0.20205 | 0.20205 | 0 | 0 | 0.0031592 | 2.85 | 0.27338 | 1.4928 | 1.4928 | 10.9101 | 0.71398 | 0.0016124 | 0.0058432 | 0.0039341 | 0 | 0 | 0.06302 | 0.016238 | 0 | 0.46002 | 9.7711 | 2.0585 | 1.1707 | 0.60107 | 0.79648 | 0 | 0 | 0 | 0 | -60.1146 | 0.056408 | 0 | 0.056527 | 0 | -0.42956 | 0 | 0 | 0 | 0 | 0 | 0 | 0 | 0 | 3.3883 | 0 | 0 | 0 | 1.822 | 0 | 5.0221 | 5.0647 | 3.334 | 37.3106 | 1.2254 | 3.0551 | 0 | 0.032612 | 0 | 0.74789 | 0.22757 | 0 | -0.24148 | 22.9921 | -0.42956 | 0 | 0.60707 | 0 | 1.6728 | 0.14956
2025_01_04 Hr 18 | 0 | 0 | 0 | 0.20205 | 0.20205 | 0.20205 | 0.20205 | 0.20205 | 0.20205 | 0 | 0 | 0.0031592 | 2.85 | 0.2745 | 1.4928 | 1.4928 | 10.9101 | 0.71398 | 0.0016124 | 0.0058432 | 0.0039341 | 0 | 0 | 0.06302 | 0.016238 | 0 | 0.46002 | 9.7711 | 2.0585 | 1.1707 | 0.60107 | 0.79648 | 0 | 0 | 0 | 0 | -61.3716 | 0.056408 | 0 | 0.056758 | 0 | -0.43133 | 0 | 0 | 0 | 0 | 0 | 0 | 0 | 0 | 3.7331 | 0 | 0 | 0 | 1.822 | 0 | 5.0221 | 5.0647 | 3.3035 | 37.3106 | 1.2254 | 3.0551 | 0 | 0.032612 | 0 | 0.74789 | 0.22757 | 0 | -1.1839 | 23.3084 | -0.43133 | 0 | 0.60707 | 0 | 1.6728 | 0.15045
2025_01_04 Hr 19 | 0 | 0 | 0 | 0.20205 | 0.20205 | 0.20205 | 0.20205 | 0.20205 | 0.20205 | 0 | 0 | 0.0031592 | 2.82 | 0.26643 | 1.4928 | 1.4928 | 10.9101 | 0.71398 | 0.0016124 | 0.0058432 | 0.0039341 | 0 | 0 | 0.06302 | 0.016238 | 0 | 0 | 9.7711 | 2.0585 | 1.1707 | 0.60107 | 0.79648 | 0 | 0 | 0 | 0 | -56.7658 | 0.056408 | 0 | 0.055675 | 0 | -0.42306 | 0 | 0 | 0 | 0 | 0 | 0 | 0 | 0 | 4.1475 | 0 | 0 | 0 | 1.822 | 0 | 5.0221 | 5.0647 | 3.0032 | 36.8506 | 1.2254 | 3.0551 | 0 | 0.032612 | 0 | 0.74789 | 0.22757 | 0 | 3.0449 | 23.3832 | -0.42306 | 0 | 0.60707 | 0 | 1.6728 | 0.14921
2025_01_04 Hr 20 | 0 | 0 | 0 | 0.20205 | 0.20205 | 0.20205 | 0.20205 | 0.20205 | 0.20205 | 0 | 0 | 0.0031592 | 2.34 | 0.2098 | 1.4928 | 1.4928 | 10.9101 | 0.71398 | 0.0016124 | 0.0058432 | 0.0039341 | 0 | 0 | 0.06302 | 0.016238 | 0 | 0 | 9.7711 | 2.0585 | 0 | 0.60107 | 0.79648 | 0 | 0 | 0 | 0 | -49.4838 | 0.056408 | 0 | 0.052833 | 0 | -0.40135 | 0 | 0 | 0 | 0 | 0 | 0 | 0 | 0 | 4.3556 | 0 | 0 | 0 | 1.822 | 0 | 5.0221 | 5.0647 | 2.7899 | 35.6799 | 1.2254 | 3.0551 | 0 | 0.032612 | 0 | 0.74789 | 0.22757 | 0 | 8.6352 | 22.8405 | -0.40135 | 0 | 0.60707 | 0 | 1.6728 | 0.14831
2025_01_04 Hr 21 | 0 | 0 | 0 | 0.20205 | 0.20205 | 0.20205 | 0.20205 | 0.20205 | 0.20205 | 0 | 0 | 0.0031592 | 2.31 | 0.20995 | 1.4928 | 1.4928 | 10.9101 | 0.71398 | 0.0016124 | 0.0058432 | 0.0039341 | 0 | 0 | 0.06302 | 0.016238 | 0 | 0 | 9.7711 | 2.0585 | 0 | 0.60107 | 0.79648 | 0 | 0 | 0 | 0 | -46.9034 | 0.056408 | 0 | 0.053559 | 0 | -0.4069 | 0 | 0 | 0 | 0 | 0 | 0 | 0 | 0 | 4.1481 | 0 | 0 | 0 | 1.822 | 0 | 5.0221 | 5.0647 | 2.4635 | 35.6799 | 1.2254 | 3.0551 | 0 | 0.032612 | 0 | 0.74789 | 0.22757 | 0 | 10.6449 | 22.2754 | -0.4069 | 0 | 0.60707 | 0 | 1.6728 | 0.14703
2025_01_04 Hr 22 | 0 | 0 | 0 | 0.20205 | 0.20205 | 0.20205 | 0.20205 | 0.20205 | 0.20205 | 0 | 0 | 0.0031592 | 2.28 | 0.20576 | 1.4928 | 1.4928 | 10.9101 | 0.71398 | 0.0016124 | 0.0058432 | 0.0039341 | 0 | 0 | 0.06302 | 0.016238 | 0 | 0 | 9.7711 | 2.0585 | 0 | 0.60107 | 0.79648 | 0 | 0 | 0 | 0 | -48.0722 | 0.056408 | 0 | 0.05318 | 0 | -0.404 | 0 | 0 | 0 | 0 | 0 | 0 | 0 | 0 | 4.2171 | 0 | 0 | 0 | 1.822 | 0 | 5.0221 | 5.0647 | 2.3721 | 35.6799 | 1.2254 | 3.0551 | 0 | 0.032612 | 0 | 0.74789 | 0.22757 | 0 | 9.4219 | 22.2183 | -0.404 | 0 | 0.60707 | 0 | 1.6728 | 0.14649
2025_01_04 Hr 23 | 0 | 0 | 0 | 0.20205 | 0.20205 | 0.20205 | 0.20205 | 0.20205 | 0.20205 | 0 | 0 | 0.0031592 | 2.22 | 0.19117 | 1.4928 | 1.4928 | 10.9487 | 0.71727 | 0.0016124 | 0.0058432 | 0.0039341 | 0 | 0 | 0.06302 | 0.016238 | 0 | 0 | 9.7819 | 2.0585 | 0 | 0.60344 | 0.79648 | 0 | 0 | 0 | 0 | -47.8597 | 0.056408 | 0 | 0.050745 | 0 | -0.38541 | 0 | 0 | 0 | 0 | 0 | 0 | 0 | 0 | 3.6642 | 0 | 0 | 0 | 1.822 | 0 | 5.0429 | 5.0856 | 2.581 | 35.7743 | 1.2254 | 3.0551 | 0 | 0.032612 | 0 | 0.74789 | 0.22757 | 0 | 9.33 | 21.8008 | -0.38541 | 0 | 0.60707 | 0 | 1.6728 | 0.14525
2025_01_04 Hr 24 | 0 | 0 | 0 | 0.20205 | 0.20205 | 0.20205 | 0.20205 | 0.20205 | 0.20205 | 0 | 0 | 0.0031592 | 2.13 | 0.18362 | 1.4928 | 1.4928 | 10.9487 | 0 | 0.0016124 | 0.0058432 | 0.0039341 | 0 | 0 | 0.06302 | 0.016238 | 0 | 0 | 9.7819 | 2.0585 | 0 | 0.60344 | 0.79648 | 0 | 0 | 0 | 0 | -46.2175 | 0.056408 | 0 | 0.0508 | 0 | -0.38583 | 0 | 0 | 0 | 0 | 0 | 0 | 0 | 0 | 3.3871 | 0 | 0 | 0 | 1.822 | 0 | 5.0429 | 5.0856 | 2.5505 | 35.057 | 1.2254 | 3.0551 | 0 | 0.032612 | 0 | 0.74789 | 0.22757 | 0 | 9.8474 | 21.3937 | -0.38583 | 0 | 0.60707 | 0 | 1.6728 | 0.14322
2025_01_05 Hr 01 | 0 | 0 | 0 | 0.19849 | 0.19849 | 0.19849 | 0.19849 | 0.19849 | 0.19849 | 0 | 0 | 0.0031592 | 2.1 | 0.16196 | 1.4928 | 1.4928 | 10.7561 | 0 | 0.0016124 | 0.0058432 | 0.0039341 | 0 | 0 | 0.06302 | 0.016238 | 0 | 0 | 9.6098 | 2.0585 | 0 | 0.60344 | 0.79648 | 0 | 0 | 0 | 0 | -45.6489 | 0.056408 | 0 | 0.045449 | 0 | -0.34496 | 0 | 0 | 0 | 0 | 0 | 0 | 0 | 0 | 4.0096 | 0 | 0 | 0 | 1.822 | 0 | 4.9541 | 4.9961 | 2.6115 | 34.4927 | 1.2254 | 3.0551 | 0 | 0.032612 | 0 | 0.74789 | 0.22757 | 0 | 10.5238 | 22.025 | -0.34496 | 0 | 0.60707 | 0 | 1.6728 | 0.14275
2025_01_05 Hr 02 | 0 | 0 | 0 | 0.19849 | 0.19849 | 0.19849 | 0.19849 | 0.19849 | 0.19849 | 0 | 0 | 0.0031592 | 2.01 | 0.15138 | 1.4928 | 1.4928 | 10.7561 | 0 | 0.0016124 | 0.0058432 | 0.0039341 | 0 | 0 | 0.06302 | 0.016238 | 0 | 0 | 9.6098 | 2.0585 | 0 | 0.60344 | 0.79648 | 0 | 0 | 0 | 0 | -42.0932 | 0.056408 | 0 | 0.044381 | 0 | -0.33681 | 0 | 0 | 0 | 0 | 0 | 0 | 0 | 0 | 4.4246 | 0 | 0 | 0 | 1.822 | 0 | 4.9541 | 4.9961 | 2.4635 | 34.4927 | 1.2254 | 3.0551 | 0 | 0.032612 | 0 | 0.74789 | 0.22757 | 0 | 14.2532 | 22.1906 | -0.33681 | 0 | 0.60707 | 0 | 1.6728 | 0.14196
2025_01_05 Hr 03 | 0 | 0 | 0 | 0.19849 | 0.19849 | 0.19849 | 0.19849 | 0.19849 | 0.19849 | 0 | 0 | 0.0031592 | 1.92 | 0.15411 | 1.4928 | 1.4928 | 10.7561 | 0 | 0.0016124 | 0.0058432 | 0.0039341 | 0 | 0 | 0.06302 | 0.016238 | 0 | 0 | 9.6098 | 2.0585 | 0 | 0.60344 | 0.79648 | 0 | 0 | 0 | 0 | -41.6894 | 0.056408 | 0 | 0.047299 | 0 | -0.35909 | 0 | 0 | 0 | 0 | 0 | 0 | 0 | 0 | 4.9086 | 0 | 0 | 0 | 1.822 | 0 | 4.9541 | 4.9961 | 2.4635 | 34.4927 | 1.2254 | 3.0551 | 0 | 0.032612 | 0 | 0.74789 | 0.22757 | 0 | 15.0309 | 22.5867 | -0.35909 | 0 | 0.60707 | 0 | 1.6728 | 0.14132
2025_01_05 Hr 04 | 0 | 0 | 0 | 0.19849 | 0.19849 | 0.19849 | 0.19849 | 0.19849 | 0.19849 | 0 | 0 | 0.0031592 | 1.83 | 0.14082 | 1.4928 | 1.4928 | 10.7561 | 0 | 0.0016124 | 0.0058432 | 0.0039341 | 0 | 0 | 0.06302 | 0.016238 | 0 | 0 | 9.6098 | 2.0585 | 0 | 0.60344 | 0.79648 | 0 | 0 | 0 | 0 | -39.9807 | 0.056408 | 0 | 0.045345 | 0 | -0.34417 | 0 | 0 | 0 | 0 | 0 | 0 | 0 | 0 | 5.531 | 0 | 0 | 0 | 1.822 | 0 | 4.9541 | 4.9961 | 2.1327 | 34.4927 | 1.2254 | 3.0551 | 0 | 0.032612 | 0 | 0.74789 | 0.22757 | 0 | 16.9426 | 22.7748 | -0.34417 | 0 | 0.60707 | 0 | 1.6728 | 0.14103
2025_01_05 Hr 05 | 0 | 0 | 0 | 0.19849 | 0.19849 | 0.19849 | 0.19849 | 0.19849 | 0.19849 | 0 | 0 | 0.0031592 | 1.53 | 0.12337 | 1.4928 | 1.4928 | 10.7561 | 0 | 0.0016124 | 0.0058432 | 0.0039341 | 0 | 0 | 0.06302 | 0.016238 | 0 | 0 | 9.6098 | 2.0585 | 0 | 0.60344 | 0.79648 | 0 | 0 | 0 | 0 | -39.5119 | 0.056408 | 0 | 0.047515 | 0 | -0.36074 | 0 | 0 | 0 | 0 | 0 | 0 | 0 | 0 | 5.4621 | 0 | 0 | 0 | 1.822 | 0 | 4.9541 | 4.9961 | 1.9499 | 34.4927 | 1.2254 | 3.0551 | 0 | 0.032612 | 0 | 0.74789 | 0.22757 | 0 | 16.8261 | 22.2061 | -0.36074 | 0 | 0.60707 | 0 | 1.6728 | 0.14158
2025_01_05 Hr 06 | 0 | 0 | 0 | 0.19849 | 0.19849 | 0.19849 | 0.19849 | 0.19849 | 0.19849 | 0 | 0 | 0.0031592 | 0.96 | 0.082939 | 1.4928 | 1.4928 | 10.7561 | 0 | 0.0016124 | 0.0058432 | 0.0039341 | 0 | 0 | 0.06302 | 0.016238 | 0 | 0 | 9.6098 | 2.0585 | 0 | 0.60344 | 0.79648 | 0 | 0 | 0 | 0 | -43.8313 | 0.056408 | 0 | 0.050911 | 0 | -0.38668 | 0 | 0 | 0 | 0 | 0 | 0 | 0 | 0 | 5.3925 | 0 | 0 | 0 | 1.822 | 0 | 4.9541 | 4.9961 | 2.1327 | 34.4927 | 1.2254 | 3.0551 | 0 | 0.032612 | 0 | 0.74789 | 0.22757 | 0 | 11.9849 | 21.7102 | -0.38668 | 0 | 0.60707 | 0 | 1.6728 | 0.14285
2025_01_05 Hr 07 | 0 | 0 | 0 | 0.19849 | 0.19849 | 0.19849 | 0.19849 | 0.19849 | 0.19849 | 0 | 0 | 0.0031592 | 0.45 | 0.033138 | 1.4928 | 1.4928 | 10.7181 | 0 | 0.0016124 | 0.0058432 | 0.0039341 | 0 | 0 | 0.06302 | 0.016238 | 0 | 0 | 9.5991 | 2.0585 | 0 | 0.60107 | 0.79648 | 0 | 0 | 0 | 0 | -34.092 | 0.056408 | 0 | 0.043395 | 0 | -0.32928 | 0 | 0 | 0 | 0 | 0 | 0 | 0 | 0 | 5.531 | 0 | 0 | 0 | 1.822 | 0 | 4.9338 | 4.9755 | 2.0718 | 34.4031 | 1.2254 | 3.0551 | 0 | 0.032612 | 0 | 0.74789 | 0.22757 | 0 | 21.2085 | 21.2266 | -0.32928 | 0 | 0.60707 | 0 | 1.6728 | 0.14388
2025_01_05 Hr 08 | 0 | 0 | 0 | 0.19849 | 0.19849 | 0.19849 | 0.19849 | 0.19849 | 0.19849 | 0 | 0 | 0.0031592 | 0.33 | 0.023884 | 1.4928 | 1.4928 | 10.7181 | 0.70142 | 0.0016124 | 0.0058432 | 0.0039341 | 0 | 0 | 0.06302 | 0.016238 | 0 | 0 | 9.5991 | 2.0585 | 0 | 0.60107 | 0.79648 | 0 | 0 | 0 | 0 | -35.4931 | 0.056408 | 0 | 0.04265 | 0 | -0.32359 | 0 | 0 | 0 | 0 | 0 | 0 | 0 | 0 | 5.3931 | 0 | 0 | 0 | 1.822 | 0 | 4.639 | 4.6783 | 1.8324 | 34.5126 | 1.2254 | 3.0551 | 0 | 0.032612 | 0 | 0.74789 | 0.22757 | 0 | 19.4177 | 20.7218 | -0.32359 | 0 | 0.60707 | 0 | 1.6728 | 0.14556
2025_01_05 Hr 09 | 0.13593 | 1.3473e-06 | 0 | 0.19849 | 0.19849 | 0.19849 | 0.19849 | 0.19849 | 0.19849 | 0 | 0 | 0.0031592 | 0.24 | 0.02012 | 1.4928 | 1.4928 | 10.7181 | 0.70142 | 0.0016124 | 0.0058432 | 0.0039341 | 0 | 0 | 0.06302 | 0.016238 | 0 | 0 | 9.5991 | 2.0585 | 0 | 0.60107 | 0.79648 | 0 | 0 | 0 | 0 | -39.9831 | 0.056408 | 0 | 0.049402 | 0 | -0.37515 | 0 | 0 | 0 | 0 | 0 | 0 | 0 | 0 | 5.4621 | 0 | 0 | 0 | 1.822 | 0 | 4.8952 | 4.9357 | 1.7105 | 35.0262 | 1.2254 | 3.0551 | 0 | 0.032612 | -0.13593 | 0.74789 | 0.22757 | 0 | 15.244 | 20.712 | -0.51109 | 0 | 0.60707 | 0 | 1.6728 | 0.14655
2025_01_05 Hr 10 | 0.20401 | 0.00017299 | 0 | 0.19849 | 0.19849 | 0.19849 | 0.19849 | 0.19849 | 0.19849 | 0 | 0 | 0.0031592 | 0.15 | 0.01196 | 1.4928 | 1.4928 | 10.7181 | 0.70142 | 0.0016124 | 0.0058432 | 0.0039341 | 0 | 0 | 0.06302 | 0.016238 | 0 | 0.1873 | 9.5991 | 2.0585 | 0 | 0.60107 | 0.79648 | 0 | 0 | 0 | 0 | -35.8167 | 0.056408 | 0 | 0.046984 | 0 | -0.35669 | 0 | 0 | 0 | 0 | 0 | 0 | 0 | 0 | 5.0465 | 0 | 0 | 0 | 1.822 | 0 | 4.9338 | 4.9755 | 1.6191 | 35.1422 | 1.2254 | 3.0551 | 0 | 0.032612 | -0.20401 | 0.74789 | 0.22757 | 0 | 18.9404 | 20.1756 | -0.56069 | 0 | 0.60707 | 0 | 1.6728 | 0.14703
2025_01_05 Hr 11 | 0.22645 | 0.0004733 | 0 | 0.19849 | 0.19849 | 0.19849 | 0.19849 | 0.19849 | 0.19849 | 0 | 0 | 0.0031592 | 0.15 | 0.011811 | 1.4928 | 1.4928 | 10.7181 | 0.70142 | 0.0016124 | 0.0058432 | 0.0039341 | 0 | 0 | 0.06302 | 0.016238 | 0 | 0 | 9.5991 | 2.0585 | 0 | 0.60107 | 0.79648 | 0 | 0 | 0 | 0 | -32.1667 | 0.056408 | 0 | 0.046402 | 0 | -0.35224 | 0 | 0 | 0 | 0 | 0 | 0 | 0 | 0 | 4.9073 | 0 | 0 | 0 | 1.822 | 0 | 4.9338 | 4.9755 | 1.5321 | 35.1046 | 1.2254 | 3.0551 | 0 | 0.032612 | -0.22645 | 0.74789 | 0.22757 | 0 | 22.331 | 19.9718 | -0.5787 | 0 | 0.60707 | 0 | 1.6728 | 0.14686
2025_01_05 Hr 12 | 0.090669 | 0.00069563 | 0 | 0.19849 | 0.19849 | 0.19849 | 0.19849 | 0.19849 | 0.19849 | 0 | 0 | 0.0031592 | 0.15 | 0.011805 | 1.4928 | 1.4928 | 10.7181 | 0.70142 | 0.0016124 | 0.0058432 | 0.0039341 | 0 | 0 | 0.06302 | 0.016238 | 0 | 0 | 9.5991 | 2.0585 | 0 | 0.60107 | 0.79648 | 0 | 0 | 0 | 0 | -28.8548 | 0.056408 | 0 | 0.046375 | 0 | -0.35204 | 0 | 0 | 0 | 0 | 0 | 0 | 0 | 0 | 4.0108 | 0 | 0 | 0 | 1.822 | 0 | 4.9338 | 4.9755 | 0.77909 | 35.1046 | 1.2254 | 3.0551 | 0 | 0.032612 | -0.090669 | 0.74789 | 0.22757 | 0 | 23.9943 | 18.1873 | -0.44271 | 0 | 0.60707 | 0 | 1.6728 | 0.14739
2025_01_05 Hr 13 | 0.22645 | 0.00084886 | 0 | 0.19849 | 0.19849 | 0.19849 | 0.19849 | 0.19849 | 0.19849 | 0 | 0 | 0.0031592 | 0.18 | 0.014232 | 1.4928 | 1.4928 | 10.7181 | 0.70142 | 0.0016124 | 0.0058432 | 0.0039341 | 0 | 0 | 0.06302 | 0.016238 | 0 | 0 | 9.5991 | 2.0585 | 0 | 0.60107 | 0.79648 | 0 | 0 | 0 | 0 | -26.759 | 0.056408 | 0 | 0.046594 | 0 | -0.35371 | 0 | 0 | 0 | 0 | 0 | 0 | 0 | 0 | 3.3883 | 0 | 0 | 0 | 1.822 | 0 | 4.9338 | 4.9755 | 0.50924 | 35.1046 | 1.2254 | 3.0551 | 0 | 0.032612 | -0.22645 | 0.74789 | 0.22757 | 0 | 25.2285 | 17.4631 | -0.58017 | 0 | 0.60707 | 0 | 1.6728 | 0.14716
2025_01_05 Hr 14 | 0.022885 | 0.00083564 | 0 | 0.19849 | 0.19849 | 0.19849 | 0.19849 | 0.19849 | 0.19849 | 0 | 0 | 0.0031592 | 0.21 | 0.015756 | 1.4928 | 1.4928 | 10.7181 | 0.70142 | 0.0016124 | 0.0058432 | 0.0039341 | 0 | 0 | 0.06302 | 0.016238 | 0 | 0 | 9.5991 | 2.0585 | 0 | 0.60107 | 0.79648 | 0 | 0 | 0 | 0 | -24.6033 | 0.056408 | 0 | 0.044214 | 0 | -0.33553 | 0 | 0 | 0 | 0 | 0 | 0 | 0 | 0 | 3.3883 | 0 | 0 | 0 | 1.822 | 0 | 4.9338 | 4.9755 | 0.26985 | 35.1046 | 1.2254 | 3.0551 | 0 | 0.032612 | -0.022885 | 0.74789 | 0.22757 | 0 | 27.1946 | 17.0517 | -0.35842 | 0 | 0.60707 | 0 | 1.6728 | 0.14721
2025_01_05 Hr 15 | 0.1586 | 0.00068669 | 0 | 0.19849 | 0.19849 | 0.19849 | 0.19849 | 0.19849 | 0.19849 | 0 | 0 | 0.0031592 | 0.36 | 0.024185 | 1.4928 | 1.4928 | 10.7181 | 0.46761 | 0.0016124 | 0.0058432 | 0.0039341 | 0 | 0 | 0.06302 | 0.016238 | 0 | 0 | 9.5991 | 2.0585 | 0 | 0.60107 | 0.79648 | 0 | 0 | 0 | 0 | -22.0463 | 0.056408 | 0 | 0.039589 | 0 | -0.30022 | 0 | 0 | 0 | 0 | 0 | 0 | 0 | 0 | 3.3871 | 0 | 0 | 0 | 1.822 | 0 | 4.5268 | 4.5642 | 0.17845 | 34.0525 | 1.2254 | 3.0551 | 0 | 0.032612 | -0.1586 | 0.74789 | 0.22757 | 0 | 28.8005 | 17.253 | -0.45881 | 0 | 0.60707 | 0 | 1.6728 | 0.14718
2025_01_05 Hr 16 | 0.02274 | 0.00048927 | 0 | 0.19849 | 0.19849 | 0.19849 | 0.19849 | 0.19849 | 0.19849 | 0 | 0 | 0.0031592 | 0.78 | 0.05722 | 1.4928 | 1.4928 | 10.7181 | 0.70142 | 0.0016124 | 0.0058432 | 0.0039341 | 0 | 0 | 0.06302 | 0.016238 | 0 | 0 | 9.5991 | 2.0585 | 0 | 0.60107 | 0.79648 | 0 | 0 | 0 | 0 | -25.19 | 0.056408 | 0 | 0.043229 | 0 | -0.32801 | 0 | 0 | 0 | 0 | 0 | 0 | 0 | 0 | 3.8027 | 0 | 0 | 0 | 1.822 | 0 | 4.6776 | 4.7182 | 0.26985 | 34.591 | 1.2254 | 3.0551 | 0 | 0.032612 | -0.02274 | 0.74789 | 0.22757 | 0 | 27.1277 | 18.0774 | -0.35075 | 0 | 0.60707 | 0 | 1.6728 | 0.14762
2025_01_05 Hr 17 | 0.045044 | 0.00016562 | 0 | 0.19849 | 0.19849 | 0.19849 | 0.19849 | 0.19849 | 0.19849 | 0 | 0 | 0.0031592 | 1.92 | 0.16352 | 1.4928 | 1.4928 | 10.7181 | 0.70142 | 0.0016124 | 0.0058432 | 0.0039341 | 0 | 0 | 0.06302 | 0.016238 | 0 | 0 | 9.5991 | 2.0585 | 1.1501 | 0.60107 | 0.79648 | 0 | 0 | 0 | 0 | -39.2971 | 0.056408 | 0 | 0.050187 | 0 | -0.38115 | 0 | 0 | 0 | 0 | 0 | 0 | 0 | 0 | 3.5269 | 0 | 0 | 0 | 1.822 | 0 | 4.9338 | 4.9755 | 0.72251 | 36.2546 | 1.2254 | 3.0551 | 0 | 0.032612 | -0.045044 | 0.74789 | 0.22757 | 0 | 16.0556 | 19.5243 | -0.42619 | 0 | 0.60707 | 0 | 1.6728 | 0.14939
2025_01_05 Hr 18 | 0 | 1.5135e-06 | 0 | 0.19849 | 0.19849 | 0.19849 | 0.19849 | 0.19849 | 0.19849 | 0 | 0 | 0.0031592 | 2.58 | 0.24297 | 1.4928 | 1.4928 | 10.7181 | 0.70142 | 0.0016124 | 0.0058432 | 0.0039341 | 0 | 0 | 0.06302 | 0.016238 | 0 | 0 | 9.5991 | 2.0585 | 1.1501 | 0.60107 | 0.79648 | 0 | 0 | 0 | 0 | -51.7022 | 0.056408 | 0 | 0.055495 | 0 | -0.42168 | 0 | 0 | 0 | 0 | 0 | 0 | 0 | 0 | 3.8021 | 0 | 0 | 0 | 1.822 | 0 | 4.9338 | 4.9755 | 0.80956 | 36.2546 | 1.2254 | 3.0551 | 0 | 0.032612 | 0 | 0.74789 | 0.22757 | 0 | 4.7132 | 20.5824 | -0.42168 | 0 | 0.60707 | 0 | 1.6728 | 0.15095
2025_01_05 Hr 19 | 0 | 0 | 0 | 0.19849 | 0.19849 | 0.19849 | 0.19849 | 0.19849 | 0.19849 | 0 | 0 | 0.0031592 | 2.7 | 0.23713 | 1.4928 | 1.4928 | 10.7181 | 0.70142 | 0.0016124 | 0.0058432 | 0.0039341 | 0 | 0 | 0.06302 | 0.016238 | 0 | 0 | 9.5991 | 2.0585 | 1.1501 | 0.60107 | 0.79648 | 0 | 0 | 0 | 0 | -48.6345 | 0.056408 | 0 | 0.051755 | 0 | -0.39312 | 0 | 0 | 0 | 0 | 0 | 0 | 0 | 0 | 3.3883 | 0 | 0 | 0 | 1.822 | 0 | 4.9338 | 4.9755 | 0.69204 | 36.2546 | 1.2254 | 3.0551 | 0 | 0.032612 | 0 | 0.74789 | 0.22757 | 0 | 7.3917 | 20.1647 | -0.39312 | 0 | 0.60707 | 0 | 1.6728 | 0.15038
2025_01_05 Hr 20 | 0 | 0 | 0 | 0.19849 | 0.19849 | 0.19849 | 0.19849 | 0.19849 | 0.19849 | 0 | 0 | 0.0031592 | 2.7 | 0.21411 | 1.4928 | 1.4928 | 10.7181 | 0.70142 | 0.0016124 | 0.0058432 | 0.0039341 | 0 | 0 | 0.06302 | 0.016238 | 0 | 0 | 9.5991 | 2.0585 | 1.1501 | 0.60107 | 0.79648 | 0 | 0 | 0 | 0 | -43.5984 | 0.056408 | 0 | 0.04673 | 0 | -0.35475 | 0 | 0 | 0 | 0 | 0 | 0 | 0 | 0 | 3.7343 | 0 | 0 | 0 | 1.822 | 0 | 4.9338 | 4.9755 | 0.60064 | 36.2546 | 1.2254 | 3.0551 | 0 | 0.032612 | 0 | 0.74789 | 0.22757 | 0 | 12.6972 | 20.3957 | -0.35475 | 0 | 0.60707 | 0 | 1.6728 | 0.14976
2025_01_05 Hr 21 | 0 | 0 | 0 | 0.19849 | 0.19849 | 0.19849 | 0.19849 | 0.19849 | 0.19849 | 0 | 0 | 0.0031592 | 2.58 | 0.20801 | 1.4928 | 1.4928 | 10.7181 | 0.70142 | 0.0016124 | 0.0058432 | 0.0039341 | 0 | 0 | 0.06302 | 0.016238 | 0 | 0 | 9.5991 | 2.0585 | 0 | 0.60107 | 0.79648 | 0 | 0 | 0 | 0 | -41.9218 | 0.056408 | 0 | 0.04751 | 0 | -0.3607 | 0 | 0 | 0 | 0 | 0 | 0 | 0 | 0 | 3.3883 | 0 | 0 | 0 | 1.822 | 0 | 4.9338 | 4.9755 | 0.57017 | 35.1046 | 1.2254 | 3.0551 | 0 | 0.032612 | 0 | 0.74789 | 0.22757 | 0 | 12.7139 | 19.8919 | -0.3607 | 0 | 0.60707 | 0 | 1.6728 | 0.14856
2025_01_05 Hr 22 | 0 | 0 | 0 | 0.19849 | 0.19849 | 0.19849 | 0.19849 | 0.19849 | 0.19849 | 0 | 0 | 0.0031592 | 2.4 | 0.18299 | 1.4928 | 1.4928 | 10.7181 | 0.70142 | 0.0016124 | 0.0058432 | 0.0039341 | 0 | 0 | 0.06302 | 0.016238 | 0 | 0 | 9.5991 | 2.0585 | 0 | 0.60107 | 0.79648 | 0 | 0 | 0 | 0 | -38.1625 | 0.056408 | 0 | 0.04493 | 0 | -0.34101 | 0 | 0 | 0 | 0 | 0 | 0 | 0 | 0 | 3.525 | 0 | 0 | 0 | 1.822 | 0 | 4.9338 | 4.9755 | 0.74862 | 35.1046 | 1.2254 | 3.0551 | 0 | 0.032612 | 0 | 0.74789 | 0.22757 | 0 | 16.6014 | 20.0004 | -0.34101 | 0 | 0.60707 | 0 | 1.6728 | 0.14694
2025_01_05 Hr 23 | 0 | 0 | 0 | 0 | 0 | 0 | 0 | 0 | 0 | 0 | 0 | 0.0031592 | 2.34 | 0.20224 | 1.4928 | 1.4928 | 10.7561 | 0 | 0.0016124 | 0.0058432 | 0.0039341 | 0 | 0 | 0.06302 | 0.016238 | 0 | 0 | 9.6098 | 2.0585 | 0 | 0.60344 | 0.79648 | 0 | 0 | 0 | 0 | -40.7382 | 0.056408 | 0 | 0.056487 | 0 | -0.38683 | 0 | 0 | 0 | 0 | 0 | 0 | 0 | 0 | 4.0096 | 0 | 0 | 0 | 1.822 | 0 | 4.9541 | 4.9961 | 0.80956 | 33.3017 | 1.2254 | 3.0551 | 0 | 0.032612 | 0 | 0.74789 | 0.22757 | 0 | 12.6823 | 20.5056 | -0.38683 | 0 | 0.60707 | 0 | 1.6728 | 0.14503
2025_01_05 Hr 24 | 0 | 0 | 0 | 0 | 0 | 0 | 0 | 0 | 0 | 0 | 0 | 0.0031592 | 2.37 | 0.2093 | 1.4928 | 1.4928 | 10.7561 | 0 | 0.0016124 | 0.0058432 | 0.0039341 | 0 | 0 | 0.06302 | 0.016238 | 0 | 0 | 9.6098 | 2.0585 | 0 | 0.60344 | 0.79648 | 0 | 0 | 0 | 0 | -42.599 | 0.056408 | 0 | 0.05772 | 0 | -0.39531 | 0 | 0 | 0 | 0 | 0 | 0 | 0 | 0 | 4.0108 | 0 | 0 | 0 | 1.822 | 0 | 4.9541 | 4.9961 | 0.80956 | 33.3017 | 1.2254 | 3.0551 | 0 | 0.032612 | 0 | 0.74789 | 0.22757 | 0 | 10.8501 | 20.5427 | -0.39531 | 0 | 0.60707 | 0 | 1.6728 | 0.14382
2025_01_06 Hr 01 | 0 | 0 | 0 | 0 | 0 | 0 | 0 | 0 | 0 | 0 | 0 | 0.0031592 | 1.68 | 0.1322 | 1.4928 | 1.4928 | 10.7561 | 0 | 0.0016124 | 0.0058432 | 0.0039341 | 0 | 0 | 0.06302 | 0.016238 | 0 | 0 | 9.6098 | 2.0585 | 0 | 0.60344 | 0.79648 | 0 | 0 | 0 | 0 | -28.2587 | 0.056408 | 0 | 0.27907 | 0 | -0.35201 | 0 | 0 | 0 | 0 | 0 | 0 | 0 | 0 | 3.0417 | 0 | 0 | 0 | 1.822 | 0 | 4.9541 | 4.9961 | 1.3188 | 33.3017 | 1.2254 | 3.0551 | 0 | 0.032612 | 0 | 0.74789 | 0.22757 | 0 | 24.0056 | 19.3146 | -0.35201 | 0 | 0.60707 | 0 | 1.6728 | 0.14275
2025_01_06 Hr 02 | 0 | 0 | 0 | 0 | 0 | 0 | 0 | 0 | 0 | 0 | 0 | 0.0031592 | 2.04 | 0.16154 | 1.4928 | 1.4928 | 10.7561 | 0 | 0.0016124 | 0.0058432 | 0.0039341 | 0 | 0 | 0.06302 | 0.016238 | 0 | 0 | 9.6098 | 2.0585 | 0 | 0.60344 | 0.79648 | 0 | 0 | 0 | 0 | -30.9154 | 0.056408 | 0 | 0.28083 | 0 | -0.35424 | 0 | 0 | 0 | 0 | 0 | 0 | 0 | 0 | 2.9739 | 0 | 0 | 0 | 1.822 | 0 | 4.9541 | 4.9961 | 1.7715 | 33.3017 | 1.2254 | 3.0551 | 0 | 0.032612 | 0 | 0.74789 | 0.22757 | 0 | 22.1207 | 20.0886 | -0.35424 | 0 | 0.60707 | 0 | 1.6728 | 0.14244
2025_01_06 Hr 03 | 0 | 0 | 0 | 0.19849 | 0.19849 | 0.19849 | 0.19849 | 0.19849 | 0.19849 | 0 | 0 | 0.0031592 | 2.49 | 0.18208 | 1.4928 | 1.4928 | 10.7561 | 0 | 0.0016124 | 0.0058432 | 0.0039341 | 0 | 0 | 0.06302 | 0.016238 | 0 | 0 | 9.6098 | 2.0585 | 0 | 0.60344 | 0.79648 | 0 | 0 | 0 | 0 | -31.7752 | 0.056408 | 0 | 0.25463 | 0 | -0.32696 | 0 | 0 | 0 | 0 | 0 | 0 | 0 | 0 | 2.8354 | 0 | 0 | 0 | 1.822 | 0 | 4.9541 | 4.9961 | 1.6801 | 34.4927 | 1.2254 | 3.0551 | 0 | 0.032612 | 0 | 0.74789 | 0.22757 | 0 | 22.72 | 20.3295 | -0.32696 | 0 | 0.60707 | 0 | 1.6728 | 0.14275
2025_01_06 Hr 04 | 0 | 0 | 0 | 0.19849 | 0.19849 | 0.19849 | 0.19849 | 0.19849 | 0.19849 | 0 | 0 | 0.0031592 | 2.58 | 0.18264 | 1.4928 | 1.4928 | 10.7561 | 0 | 0.0016124 | 0.0058432 | 0.0039341 | 0 | 0 | 0.06302 | 0.016238 | 0 | 0 | 9.6098 | 2.0585 | 0 | 0.60344 | 0.79648 | 0 | 0 | 0 | 0 | -29.4809 | 0.056408 | 0 | 0.2465 | 0 | -0.31646 | 0 | 0 | 0 | 0 | 0 | 0 | 0 | 0 | 3.2486 | 0 | 0 | 0 | 1.822 | 0 | 4.9541 | 4.9961 | 1.2317 | 34.4927 | 1.2254 | 3.0551 | 0 | 0.032612 | 0 | 0.74789 | 0.22757 | 0 | 25.0805 | 20.3853 | -0.31646 | 0 | 0.60707 | 0 | 1.6728 | 0.14312
2025_01_06 Hr 05 | 0 | 0 | 0 | 0.19849 | 0.19849 | 0.19849 | 0.19849 | 0.19849 | 0.19849 | 0 | 0 | 0.0031592 | 2.4 | 0.17227 | 1.4928 | 1.4928 | 10.7561 | 0 | 0.0016124 | 0.0058432 | 0.0039341 | 0 | 0 | 0.06302 | 0.016238 | 0 | 0 | 9.6098 | 2.0585 | 0 | 0.60344 | 0.79648 | 0 | 0 | 0 | 0 | -25.2108 | 0.056408 | 0 | 0.042298 | 0 | -0.3209 | 0 | 0 | 0 | 0 | 0 | 0 | 0 | 0 | 3.7337 | 0 | 0 | 0 | 1.822 | 0 | 4.9541 | 4.9961 | 1.0185 | 34.4927 | 1.2254 | 3.0551 | 0 | 0.032612 | 0 | 0.74789 | 0.22757 | 0 | 29.4287 | 20.4677 | -0.3209 | 0 | 0.60707 | 0 | 1.6728 | 0.14405
2025_01_06 Hr 06 | 0 | 0 | 0 | 0.19849 | 0.19849 | 0.19849 | 0.19849 | 0.19849 | 0.19849 | 0 | 0 | 0.0031592 | 2.28 | 0.2048 | 1.4928 | 1.4928 | 10.7561 | 0.70465 | 0.0016124 | 0.0058432 | 0.0039341 | 0 | 0 | 0.06302 | 0.016238 | 0 | 0 | 9.6098 | 2.0585 | 0 | 0.60344 | 0.79648 | 0 | 0 | 0 | 0 | -39.759 | 0.056408 | 0 | 0.052931 | 0 | -0.4021 | 0 | 0 | 0 | 0 | 0 | 0 | 0 | 0 | 3.5958 | 0 | 0 | 0 | 1.822 | 0 | 4.9541 | 4.9961 | 1.5625 | 35.1973 | 1.2254 | 3.0551 | 0 | 0.032612 | 0 | 0.74789 | 0.22757 | 0 | 15.8262 | 20.79 | -0.4021 | 0 | 0.60707 | 0 | 1.6728 | 0.14768
2025_01_06 Hr 07 | 0 | 0 | 0 | 0.19849 | 0.19849 | 0.19849 | 0.19849 | 0.19849 | 0.19849 | 0 | 0 | 0.0031592 | 1.74 | 0.1221 | 1.4928 | 1.4928 | 10.7181 | 0.70142 | 0.0016124 | 0.0058432 | 0.0039341 | 0 | 0 | 0.06302 | 0.016238 | 0 | 0 | 9.5991 | 2.0585 | 1.1501 | 0.60107 | 0.79648 | 0 | 0 | 0 | 0 | -30.0459 | 0.056408 | 0 | 0.041353 | 0 | -0.31368 | 0 | 0 | 0 | 0 | 0 | 0 | 0 | 0 | 3.6648 | 0 | 0 | 0 | 1.822 | 0 | 4.9338 | 4.9755 | 1.4407 | 36.2546 | 1.2254 | 3.0551 | 0 | 0.032612 | 0 | 0.74789 | 0.22757 | 0 | 26.0104 | 20.1153 | -0.31368 | 0 | 0.60707 | 0 | 1.6728 | 0.15099
2025_01_06 Hr 08 | 0 | 0 | 0 | 0.19849 | 0.19849 | 0.19849 | 0.19849 | 0.19849 | 0.19849 | 0 | 0 | 0.0031592 | 1.44 | 0.12966 | 1.4928 | 1.4928 | 10.7181 | 0.70142 | 0.0016124 | 0.0058432 | 0.0039341 | 0 | 0 | 0.06302 | 0.016238 | 0 | 0.1873 | 9.5991 | 2.0585 | 1.1501 | 0.60107 | 0.79648 | 0 | 0 | 0 | 0 | -38.0483 | 0.056408 | 0 | 0.053061 | 0 | -0.40309 | 0 | 0 | 0 | 0 | 0 | 0 | 0 | 0 | 3.5952 | 0 | 0 | 0 | 1.822 | 0 | 4.9338 | 4.9755 | 1.6801 | 36.2923 | 1.2254 | 3.0551 | 0 | 0.032612 | 0 | 0.74789 | 0.22757 | 0 | 17.8355 | 19.9946 | -0.40309 | 0 | 0.60707 | 0 | 1.6728 | 0.15284
2025_01_06 Hr 09 | 0.11348 | 1.3404e-06 | 0 | 0.19849 | 0.19849 | 0.19849 | 0.19849 | 0.19849 | 0.19849 | 0 | 0 | 0.0031592 | 1.8 | 0.15013 | 1.4928 | 1.4928 | 10.7181 | 0.70142 | 0.0016124 | 0.0058432 | 0.0039341 | 0 | 0 | 0.06302 | 0.016238 | 0 | 0 | 9.5991 | 2.0585 | 1.1501 | 0.60107 | 0.79648 | 0 | 0 | 0 | 0 | -36.7661 | 0.056408 | 0 | 0.049148 | 0 | -0.37322 | 0 | 0 | 0 | 0 | 0 | 0 | 0 | 0 | 3.5946 | 0 | 0 | 0 | 1.822 | 0 | 4.9338 | 4.9755 | 1.8629 | 36.2546 | 1.2254 | 3.0551 | 0 | 0.032612 | -0.11348 | 0.74789 | 0.22757 | 0 | 19.6727 | 20.6709 | -0.4867 | 0 | 0.60707 | 0 | 1.6728 | 0.15299
2025_01_06 Hr 10 | 0.13579 | 0.00016215 | 0 | 0.19849 | 0.19849 | 0.19849 | 0.19849 | 0.19849 | 0.19849 | 0 | 0 | 0.0031592 | 1.98 | 0.17075 | 1.4928 | 1.4928 | 10.7181 | 0.70142 | 0.0016124 | 0.0058432 | 0.0039341 | 0 | 0 | 0.06302 | 0.016238 | 0 | 0 | 9.5991 | 2.0585 | 1.1501 | 0.60107 | 0.79648 | 0 | 0 | 0 | 0 | -37.3513 | 0.056408 | 0 | 0.050818 | 0 | -0.38596 | 0 | 0 | 0 | 0 | 0 | 0 | 0 | 0 | 3.6636 | 0 | 0 | 0 | 1.822 | 0 | 4.9338 | 4.9755 | 1.5625 | 36.2546 | 1.2254 | 3.0551 | 0 | 0.032612 | -0.13579 | 0.74789 | 0.22757 | 0 | 19.0438 | 20.6622 | -0.52175 | 0 | 0.60707 | 0 | 1.6728 | 0.15262
2025_01_06 Hr 11 | 0.27215 | 0.00057936 | 0 | 0.19849 | 0.19849 | 0.19849 | 0.19849 | 0.19849 | 0.19849 | 0 | 0 | 0.0031592 | 2.04 | 0.16829 | 1.4928 | 1.4928 | 10.7181 | 0.70142 | 0.0016124 | 0.0058432 | 0.0039341 | 0 | 0 | 0.06302 | 0.016238 | 0 | 0 | 9.5991 | 2.0585 | 1.1501 | 0.60107 | 0.79648 | 0 | 0 | 0 | 0 | -29.5787 | 0.056408 | 0 | 0.048612 | 0 | -0.36912 | 0 | 0 | 0 | 0 | 0 | 0 | 0 | 0 | 3.179 | 0 | 0 | 0 | 1.822 | 0 | 4.9338 | 4.9755 | 0.50924 | 36.2546 | 1.2254 | 3.0551 | 0 | 0.032612 | -0.27215 | 0.74789 | 0.22757 | 0 | 25.3525 | 19.3178 | -0.64127 | 0 | 0.60707 | 0 | 1.6728 | 0.15167
2025_01_06 Hr 12 | 0.29562 | 0.00082248 | 0 | 0.19849 | 0.19849 | 0.19849 | 0.19849 | 0.19849 | 0.19849 | 0 | 0 | 0.0031592 | 1.83 | 0.16547 | 1.4928 | 1.4928 | 10.7181 | 0.70142 | 0.0016124 | 0.0058432 | 0.0039341 | 0 | 0 | 0.06302 | 0.016238 | 0 | 0 | 9.5991 | 2.0585 | 1.1501 | 0.60107 | 0.79648 | 0 | 0 | 0 | 0 | -29.0995 | 0.056408 | 0 | 0.053282 | 0 | -0.40478 | 0 | 0 | 0 | 0 | 0 | 0 | 0 | 0 | 2.9733 | 0 | 0 | 0 | 1.822 | 0 | 4.9338 | 4.9755 | 0.12187 | 36.2546 | 1.2254 | 3.0551 | 0 | 0.032612 | -0.29562 | 0.74789 | 0.22757 | 0 | 24.9902 | 18.5355 | -0.7004 | 0 | 0.60707 | 0 | 1.6728 | 0.15161
2025_01_06 Hr 13 | 0.27208 | 0.00081514 | 0 | 0.19849 | 0.19849 | 0.19849 | 0.19849 | 0.19849 | 0.19849 | 0 | 0 | 0.0031592 | 1.71 | 0.1511 | 1.4928 | 1.4928 | 10.7181 | 0.70142 | 0.0016124 | 0.0058432 | 0.0039341 | 0 | 0 | 0.06302 | 0.016238 | 0 | 0 | 9.5991 | 2.0585 | 1.1501 | 0.60107 | 0.79648 | 0 | 0 | 0 | 0 | -25.2861 | 0.056408 | 0 | 0.052071 | 0 | -0.39553 | 0 | 0 | 0 | 0 | 0 | 0 | 0 | 0 | 3.0423 | 0 | 0 | 0 | 1.822 | 0 | 4.9338 | 4.9755 | 0.060934 | 36.2546 | 1.2254 | 3.0551 | 0 | 0.032612 | -0.27208 | 0.74789 | 0.22757 | 0 | 28.6854 | 18.3845 | -0.66761 | 0 | 0.60707 | 0 | 1.6728 | 0.15044
2025_01_06 Hr 14 | 0.24912 | 0.00094564 | 0 | 0.19849 | 0.19849 | 0.19849 | 0.19849 | 0.19849 | 0.19849 | 0 | 0 | 0.0031592 | 1.53 | 0.1364 | 1.4928 | 1.4928 | 10.7181 | 0.64297 | 0.0016124 | 0.0058432 | 0.0039341 | 0 | 0 | 0.06302 | 0.016238 | 0 | 0 | 9.5991 | 2.0585 | 1.0543 | 0.60107 | 0.79648 | 0 | 0 | 0 | 0 | -21.8515 | 0.056408 | 0 | 0.052536 | 0 | -0.39908 | 0 | 0 | 0 | 0 | 0 | 0 | 0 | 0 | 2.5589 | 0 | 0 | 0 | 1.822 | 0 | 4.8601 | 4.9012 | 0.030467 | 35.9524 | 1.2254 | 3.0551 | 0 | 0.032612 | -0.24912 | 0.74789 | 0.22757 | 0 | 31.1057 | 17.653 | -0.6482 | 0 | 0.60707 | 0 | 1.6728 | 0.1503
2025_01_06 Hr 15 | 0.24934 | 0.00094428 | 0 | 0.19849 | 0.19849 | 0.19849 | 0.19849 | 0.19849 | 0.19849 | 0 | 0 | 0.0031592 | 1.68 | 0.16076 | 1.4928 | 1.4928 | 10.7181 | 0.70142 | 0.0016124 | 0.0058432 | 0.0039341 | 0 | 0 | 0.06302 | 0.016238 | 0 | 0.30031 | 9.5991 | 2.0585 | 1.1501 | 0.60107 | 0.79648 | 0 | 0 | 0 | 0 | -19.3622 | 0.056408 | 0 | 0.05639 | 0 | -0.42852 | 0 | 0 | 0 | 0 | 0 | 0 | 0 | 0 | 2.2813 | 0 | 0 | 0 | 1.822 | 0 | 4.8952 | 4.9357 | 0.060934 | 36.327 | 1.2254 | 3.0551 | 0 | 0.032612 | -0.24934 | 0.74789 | 0.22757 | 0 | 33.8661 | 17.5791 | -0.67786 | 0 | 0.60707 | 0 | 1.6728 | 0.14907
2025_01_06 Hr 16 | 0.045117 | 0.00066842 | 0 | 0.19849 | 0.19849 | 0.19849 | 0.19849 | 0.19849 | 0.19849 | 0 | 0 | 0.0031592 | 1.92 | 0.19864 | 1.4928 | 1.4928 | 10.7181 | 0.70142 | 0.0016124 | 0.0058432 | 0.0039341 | 0 | 0 | 0.06302 | 0.016238 | 0 | 0.45201 | 9.5991 | 2.0585 | 1.1501 | 0.60107 | 0.79648 | 0 | 0 | 0 | 0 | -26.7322 | 0.056408 | 0 | 0.060967 | 0 | -0.46346 | 0 | 0 | 0 | 0 | 0 | 0 | 0 | 0 | 2.9733 | 0 | 0 | 0 | 1.822 | 0 | 4.9338 | 4.9755 | 0.23939 | 36.7067 | 1.2254 | 3.0551 | 0 | 0.032612 | -0.045117 | 0.74789 | 0.22757 | 0 | 27.989 | 18.5232 | -0.50858 | 0 | 0.60707 | 0 | 1.6728 | 0.14922
2025_01_06 Hr 17 | 0.022667 | 0.00017716 | 0 | 0.19849 | 0.19849 | 0.19849 | 0.19849 | 0.19849 | 0.19849 | 0 | 0 | 0.0031592 | 2.43 | 0.26007 | 1.4928 | 1.4928 | 10.7181 | 0.70142 | 0.0016124 | 0.0058432 | 0.0039341 | 0 | 0 | 0.06302 | 0.016238 | 0 | 0.45201 | 9.5991 | 2.0585 | 1.1501 | 0.60107 | 0.79648 | 0 | 0 | 0 | 0 | -38.6217 | 0.056408 | 0 | 0.063067 | 0 | -0.4795 | 0 | 0 | 0 | 0 | 0 | 0 | 0 | 0 | 3.4573 | 0 | 0 | 0 | 1.822 | 0 | 4.9338 | 4.9755 | 0.30032 | 36.7067 | 1.2254 | 3.0551 | 0 | 0.032612 | -0.022667 | 0.74789 | 0.22757 | 0 | 17.2021 | 19.6193 | -0.50217 | 0 | 0.60707 | 0 | 1.6728 | 0.15199
2025_01_06 Hr 18 | 0 | 0 | 0 | 0.19849 | 0.19849 | 0.19849 | 0.19849 | 0.19849 | 0.19849 | 0 | 0 | 0.0031592 | 2.52 | 0.27647 | 1.4928 | 1.4928 | 10.7181 | 0.70142 | 0.0016124 | 0.0058432 | 0.0039341 | 0 | 0 | 0.06302 | 0.016238 | 0 | 0.45201 | 9.5991 | 2.0585 | 1.1501 | 0.60107 | 0.79648 | 0 | 0 | 0 | 0 | -44.0677 | 0.056408 | 0 | 0.064652 | 0 | -0.4916 | 0 | 0 | 0 | 0 | 0 | 0 | 0 | 0 | 3.1119 | 0 | 0 | 0 | 1.822 | 0 | 4.9338 | 4.9755 | 0.36125 | 36.7067 | 1.2254 | 3.0551 | 0 | 0.032612 | 0 | 0.74789 | 0.22757 | 0 | 11.5676 | 19.4203 | -0.4916 | 0 | 0.60707 | 0 | 1.6728 | 0.15389
2025_01_06 Hr 19 | 0 | 0 | 0 | 0.19849 | 0.19849 | 0.19849 | 0.19849 | 0.19849 | 0.19849 | 0 | 0 | 0.0031592 | 2.37 | 0.27595 | 1.4928 | 1.4928 | 10.7181 | 0.70142 | 0.0016124 | 0.0058432 | 0.0039341 | 0 | 0 | 0.06302 | 0.016238 | 4.898 | 0.45201 | 9.5991 | 2.0585 | 1.1501 | 0.60107 | 0.79648 | 0 | 0 | 0 | 0 | -51.0057 | 0.056408 | 0 | 0 | 0 | -0.52186 | 0 | 0 | 0 | 0 | 0 | 0 | 0 | 0 | 3.5256 | 0 | 0 | 0 | 1.822 | 0 | 4.9338 | 4.9755 | 0.5397 | 37.2963 | 1.2254 | 3.0551 | 0 | 0.032612 | 0 | 0.74789 | 0.22757 | 0 | 5.6306 | 19.8618 | -0.52186 | 0 | 0.60707 | 0 | 1.6728 | 0.1537
2025_01_06 Hr 20 | 0 | 0 | 0 | 0.19849 | 0.19849 | 0.19849 | 0.19849 | 0.19849 | 0.19849 | 0 | 0 | 0.0031592 | 2.37 | 0.26533 | 1.4928 | 1.4928 | 10.7181 | 0.70142 | 0.0016124 | 0.0058432 | 0.0039341 | 0 | 0 | 0.06302 | 0.016238 | 1.0352 | 0.45201 | 9.5991 | 2.0585 | 1.1501 | 0.60107 | 0.79648 | 0 | 0 | 0 | 0 | -58.6805 | 0.056408 | 0 | 0 | 0 | -0.50169 | 0 | 0 | 0 | 0 | 0 | 0 | 0 | 0 | 3.8021 | 0 | 0 | 0 | 1.822 | 0 | 4.9338 | 4.9755 | 0.57017 | 37.7418 | 1.2254 | 3.0551 | 0 | 0.032612 | 0 | 0.74789 | 0.22757 | 0 | -1.2825 | 20.1578 | -0.50169 | 0 | 0.60707 | 0 | 1.6728 | 0.15342
2025_01_06 Hr 21 | 0 | 0 | 0 | 0.19849 | 0.19849 | 0.19849 | 0.19849 | 0.19849 | 0.19849 | 0 | 0 | 0.0031592 | 2.37 | 0.24395 | 1.4928 | 1.4928 | 10.7181 | 0.70142 | 0.0016124 | 0.0058432 | 0.0039341 | 0 | 0 | 0.06302 | 0.016238 | 1.2582 | 0.45201 | 9.5991 | 2.0585 | 1.1501 | 0.60107 | 0.79648 | 0 | 0 | 0 | 0 | -55.0834 | 0.056408 | 0 | 0 | 0 | -0.4611 | 0 | 0 | 0 | 0 | 0 | 0 | 0 | 0 | 3.7343 | 0 | 0 | 0 | 1.822 | 0 | 4.9338 | 4.9755 | 1.1099 | 37.9648 | 1.2254 | 3.0551 | 0 | 0.032612 | 0 | 0.74789 | 0.22757 | 0 | 3.0275 | 20.6071 | -0.4611 | 0 | 0.60707 | 0 | 1.6728 | 0.15213
2025_01_06 Hr 22 | 0 | 0 | 0 | 0.19849 | 0.19849 | 0.19849 | 0.19849 | 0.19849 | 0.19849 | 0 | 0 | 0.0031592 | 2.52 | 0.25174 | 1.4928 | 1.4928 | 10.7181 | 0.70142 | 0.0016124 | 0.0058432 | 0.0039341 | 0 | 0 | 0.06302 | 0.016238 | 1.2821 | 0 | 9.5991 | 2.0585 | 1.1501 | 0.60107 | 0.79648 | 0 | 0 | 0 | 0 | -54.6111 | 0.056408 | 0 | 0 | 0 | -0.44744 | 0 | 0 | 0 | 0 | 0 | 0 | 0 | 0 | 4.0792 | 0 | 0 | 0 | 1.822 | 0 | 4.9338 | 4.9755 | 1.3188 | 37.5368 | 1.2254 | 3.0551 | 0 | 0.032612 | 0 | 0.74789 | 0.22757 | 0 | 3.795 | 21.3168 | -0.44744 | 0 | 0.60707 | 0 | 1.6728 | 0.15029
2025_01_06 Hr 23 | 0 | 0 | 0 | 0.19849 | 0.19849 | 0.19849 | 0.19849 | 0.19849 | 0.19849 | 0 | 0 | 0.0031592 | 2.31 | 0.23045 | 1.4928 | 1.4928 | 10.7561 | 0.70465 | 0.0016124 | 0.0058432 | 0.0039341 | 0 | 0 | 0.06302 | 0.016238 | 1.2821 | 0 | 9.6098 | 2.0585 | 0 | 0.60344 | 0.79648 | 0 | 0 | 0 | 0 | -53.6851 | 0.056408 | 0 | 0 | 0 | -0.44684 | 0 | 0 | 0 | 0 | 0 | 0 | 0 | 0 | 3.8717 | 0 | 0 | 0 | 1.822 | 0 | 4.9541 | 4.9961 | 1.3188 | 36.4795 | 1.2254 | 3.0551 | 0 | 0.032612 | 0 | 0.74789 | 0.22757 | 0 | 3.226 | 20.8785 | -0.44684 | 0 | 0.60707 | 0 | 1.6728 | 0.14834
2025_01_06 Hr 24 | 0 | 0 | 0 | 0.19849 | 0.19849 | 0.19849 | 0.19849 | 0.19849 | 0.19849 | 0 | 0 | 0.0031592 | 2.61 | 0.2615 | 1.4928 | 1.4928 | 10.7561 | 0.70465 | 0.0016124 | 0.0058432 | 0.0039341 | 0 | 0 | 0.06302 | 0.016238 | 1.2821 | 0 | 9.6098 | 2.0585 | 0 | 0.60344 | 0.79648 | 0 | 0 | 0 | 0 | -52.3839 | 0.056408 | 0 | 0 | 0 | -0.44876 | 0 | 0 | 0 | 0 | 0 | 0 | 0 | 0 | 3.9412 | 0 | 0 | 0 | 1.822 | 0 | 4.9541 | 4.9961 | 1.3188 | 36.4795 | 1.2254 | 3.0551 | 0 | 0.032612 | 0 | 0.74789 | 0.22757 | 0 | 4.9241 | 21.2772 | -0.44876 | 0 | 0.60707 | 0 | 1.6728 | 0.14649
2025_01_07 Hr 01 | 0 | 0 | 0 | 0.19849 | 0.19849 | 0.19849 | 0.19849 | 0.19849 | 0.19849 | 0 | 0 | 0.0031592 | 2.73 | 0.2027 | 1.4928 | 1.4928 | 10.7561 | 0.70465 | 0.0016124 | 0.0058432 | 0.0039341 | 0 | 0 | 0.06302 | 0.016238 | 1.2821 | 0 | 9.6098 | 2.0585 | 0 | 0.60344 | 0.79648 | 0 | 0 | 0 | 0 | -37.4567 | 0.056408 | 0 | 0 | 0 | -0.33201 | 0 | 0 | 0 | 0 | 0 | 0 | 0 | 0 | 4.0792 | 0 | 0 | 0 | 1.822 | 0 | 4.9541 | 4.9961 | 1.4102 | 36.4795 | 1.2254 | 3.0551 | 0 | 0.032612 | 0 | 0.74789 | 0.22757 | 0 | 20.2582 | 21.5674 | -0.33201 | 0 | 0.60707 | 0 | 1.6728 | 0.14615
2025_01_07 Hr 02 | 0 | 0 | 0 | 0.19849 | 0.19849 | 0.19849 | 0.19849 | 0.19849 | 0.19849 | 0 | 0 | 0.0031592 | 2.76 | 0.20833 | 1.4928 | 1.4928 | 10.7561 | 0 | 0.0016124 | 0.0058432 | 0.0039341 | 0 | 0 | 0.06302 | 0.016238 | 1.2821 | 0 | 9.6098 | 2.0585 | 0 | 0.60344 | 0.79648 | 0 | 0 | 0 | 0 | -37.6566 | 0.056408 | 0 | 0 | 0 | -0.33757 | 0 | 0 | 0 | 0 | 0 | 0 | 0 | 0 | 4.4942 | 0 | 0 | 0 | 1.822 | 0 | 4.9541 | 4.9961 | 1.593 | 35.7748 | 1.2254 | 3.0551 | 0 | 0.032612 | 0 | 0.74789 | 0.22757 | 0 | 19.9809 | 22.2003 | -0.33757 | 0 | 0.60707 | 0 | 1.6728 | 0.14563
2025_01_07 Hr 03 | 0 | 0 | 0 | 0.19849 | 0.19849 | 0.19849 | 0.19849 | 0.19849 | 0.19849 | 0 | 0 | 0.0031592 | 2.82 | 0.21634 | 1.4928 | 1.4928 | 10.7561 | 0.70465 | 0.0016124 | 0.0058432 | 0.0039341 | 0 | 0 | 0.06302 | 0.016238 | 1.2821 | 0 | 9.6098 | 2.0585 | 0 | 0.60344 | 0.79648 | 0 | 0 | 0 | 0 | -42.1534 | 0.056408 | 0 | 0 | 0 | -0.34312 | 0 | 0 | 0 | 0 | 0 | 0 | 0 | 0 | 4.7694 | 0 | 0 | 0 | 1.822 | 0 | 4.9541 | 4.9961 | 1.7715 | 36.4795 | 1.2254 | 3.0551 | 0 | 0.032612 | 0 | 0.74789 | 0.22757 | 0 | 16.7053 | 22.7223 | -0.34312 | 0 | 0.60707 | 0 | 1.6728 | 0.14594
2025_01_07 Hr 04 | 0 | 0 | 0 | 0.19849 | 0.19849 | 0.19849 | 0.19849 | 0.19849 | 0.19849 | 0 | 0 | 0.0031592 | 2.85 | 0.22568 | 1.4928 | 1.4928 | 10.7561 | 0.70465 | 0.0016124 | 0.0058432 | 0.0039341 | 0 | 0 | 0.06302 | 0.016238 | 1.2821 | 0 | 9.6098 | 2.0585 | 0 | 0.60344 | 0.79648 | 0 | 0 | 0 | 0 | -44.7735 | 0.056408 | 0 | 0 | 0 | -0.35424 | 0 | 0 | 0 | 0 | 0 | 0 | 0 | 0 | 4.5637 | 0 | 0 | 0 | 1.822 | 0 | 4.9541 | 4.9961 | 1.6191 | 36.4795 | 1.2254 | 3.0551 | 0 | 0.032612 | 0 | 0.74789 | 0.22757 | 0 | 13.756 | 22.4042 | -0.35424 | 0 | 0.60707 | 0 | 1.6728 | 0.14652
2025_01_07 Hr 05 | 0 | 0 | 0 | 0.19849 | 0.19849 | 0.19849 | 0.19849 | 0.19849 | 0.19849 | 0 | 0 | 0.0031592 | 2.76 | 0.21855 | 1.4928 | 1.4928 | 10.7561 | 0.70465 | 0.0016124 | 0.0058432 | 0.0039341 | 0 | 0 | 0.06302 | 0.016238 | 1.2821 | 0 | 9.6098 | 2.0585 | 0 | 0.60344 | 0.79648 | 0 | 0 | 0 | 0 | -46.1395 | 0.056408 | 0 | 0 | 0 | -0.35423 | 0 | 0 | 0 | 0 | 0 | 0 | 0 | 0 | 4.7023 | 0 | 0 | 0 | 1.822 | 0 | 4.9541 | 4.9961 | 1.5321 | 36.4795 | 1.2254 | 3.0551 | 0 | 0.032612 | 0 | 0.74789 | 0.22757 | 0 | 12.3459 | 22.3602 | -0.35423 | 0 | 0.60707 | 0 | 1.6728 | 0.14812
2025_01_07 Hr 06 | 0 | 0 | 0 | 0.19849 | 0.19849 | 0.19849 | 0.19849 | 0.19849 | 0.19849 | 0 | 0 | 0.0031592 | 2.55 | 0.21315 | 1.4928 | 1.4928 | 10.7561 | 0.70465 | 0.0016124 | 0.0058432 | 0.0039341 | 0 | 0 | 0.06302 | 0.016238 | 1.2821 | 0 | 9.6098 | 2.0585 | 1.1501 | 0.60344 | 0.79648 | 0 | 0 | 0 | 0 | -52.6783 | 0.056408 | 0 | 0 | 0 | -0.37404 | 0 | 0 | 0 | 0 | 0 | 0 | 0 | 0 | 5.1862 | 0 | 0 | 0 | 1.822 | 0 | 4.9541 | 4.9961 | 1.8019 | 37.6296 | 1.2254 | 3.0551 | 0 | 0.032612 | 0 | 0.74789 | 0.22757 | 0 | 7.4783 | 22.9011 | -0.37404 | 0 | 0.60707 | 0 | 1.6728 | 0.15057
2025_01_07 Hr 07 | 0 | 0 | 0 | 0.19849 | 0.19849 | 0.19849 | 0.19849 | 0.19849 | 0.19849 | 0 | 0 | 0.0031592 | 2.31 | 0.2111 | 1.4928 | 1.4928 | 10.7181 | 0.70142 | 0.0016124 | 0.0058432 | 0.0039341 | 0 | 0 | 0.06302 | 0.016238 | 1.2821 | 0 | 9.5991 | 2.0585 | 1.1501 | 0.60107 | 0.79648 | 0 | 0 | 0 | 0 | -60.0099 | 0.056408 | 0 | 0 | 0 | -0.40914 | 0 | 0 | 0 | 0 | 0 | 0 | 0 | 0 | 5.9454 | 0 | 0 | 0 | 1.822 | 0 | 4.9338 | 4.9755 | 1.9804 | 37.5368 | 1.2254 | 3.0551 | 0 | 0.032612 | 0 | 0.74789 | 0.22757 | 0 | 0.7159 | 23.5981 | -0.40914 | 0 | 0.60707 | 0 | 1.6728 | 0.15438
2025_01_07 Hr 08 | 0 | 0 | 0 | 0.19849 | 0.19849 | 0.19849 | 0.19849 | 0.19849 | 0.19849 | 0 | 0 | 0.0031592 | 1.95 | 0.18493 | 1.4928 | 1.4928 | 10.7181 | 0.70142 | 0.0016124 | 0.0058432 | 0.0039341 | 0 | 0 | 0.06302 | 0.016238 | 1.2821 | 0.37564 | 9.5991 | 2.0585 | 1.1501 | 0.60107 | 0.79648 | 0 | 0 | 0 | 0 | -57.9066 | 0.056408 | 0 | 0 | 0 | -0.42466 | 0 | 0 | 0 | 0 | 0 | 0 | 0 | 0 | 5.6684 | 0 | 0 | 0 | 1.822 | 0 | 4.9338 | 4.9755 | 1.9194 | 37.7628 | 1.2254 | 3.0551 | 0 | 0.032612 | 0 | 0.74789 | 0.22757 | 0 | 2.3068 | 22.8753 | -0.42466 | 0 | 0.60707 | 0 | 1.6728 | 0.1557
2025_01_07 Hr 09 | 0.13593 | 0 | 0 | 0.19849 | 0.19849 | 0.19849 | 0.19849 | 0.19849 | 0.19849 | 0 | 0 | 0.0031592 | 1.47 | 0.13446 | 1.4928 | 1.4928 | 10.7181 | 0.70142 | 0.0016124 | 0.0058432 | 0.0039341 | 0 | 0 | 0.06302 | 0.016238 | 1.2821 | 0.30031 | 9.5991 | 2.0585 | 1.1501 | 0.60107 | 0.79648 | 0 | 0 | 0 | 0 | -51.2323 | 0.056408 | 0 | 0 | 0 | -0.40952 | 0 | 0 | 0 | 0 | 0 | 0 | 0 | 0 | 5.4621 | 0 | 0 | 0 | 1.822 | 0 | 4.9338 | 4.9755 | 1.741 | 37.6874 | 1.2254 | 3.0551 | 0 | 0.032612 | -0.13593 | 0.74789 | 0.22757 | 0 | 8.0054 | 22.0957 | -0.54545 | 0 | 0.60707 | 0 | 1.6728 | 0.15542
2025_01_07 Hr 10 | 0.34081 | 1.7764e-05 | 0 | 0.19849 | 0.19849 | 0.19849 | 0.19849 | 0.19849 | 0.19849 | 0 | 0 | 0.0031592 | 1.2 | 0.088424 | 1.4928 | 1.4928 | 10.7181 | 0.70142 | 0.0016124 | 0.0058432 | 0.0039341 | 0 | 0 | 0.06302 | 0.016238 | 1.2152 | 0 | 9.5991 | 2.0585 | 1.1501 | 0.60107 | 0.79648 | 0 | 0 | 0 | 0 | -38.4196 | 0.056408 | 0 | 0 | 0 | -0.32949 | 0 | 0 | 0 | 0 | 0 | 0 | 0 | 0 | 5.1167 | 0 | 0 | 0 | 1.822 | 0 | 4.9338 | 4.9755 | 1.7105 | 37.4699 | 1.2254 | 3.0551 | 0 | 0.032612 | -0.34081 | 0.74789 | 0.22757 | 0 | 19.9875 | 21.6076 | -0.6703 | 0 | 0.60707 | 0 | 1.6728 | 0.15435
2025_01_07 Hr 11 | 0.31807 | 4.3929e-05 | 0 | 0.19849 | 0.19849 | 0.19849 | 0.19849 | 0.19849 | 0.19849 | 0 | 0 | 0.0031592 | 1.29 | 0.11753 | 1.4928 | 1.4928 | 10.7181 | 0.70142 | 0.0016124 | 0.0058432 | 0.0039341 | 0 | 0 | 0.06302 | 0.016238 | 0.86325 | 0 | 9.5991 | 2.0585 | 1.1501 | 0.60107 | 0.79648 | 0 | 0 | 0 | 0 | -45.9814 | 0.056408 | 0 | 0 | 0 | -0.4079 | 0 | 0 | 0 | 0 | 0 | 0 | 0 | 0 | 4.5643 | 0 | 0 | 0 | 1.822 | 0 | 4.9338 | 4.9755 | 1.4711 | 37.1179 | 1.2254 | 3.0551 | 0 | 0.032612 | -0.31807 | 0.74789 | 0.22757 | 0 | 11.3223 | 20.9118 | -0.72597 | 0 | 0.60707 | 0 | 1.6728 | 0.15386
2025_01_07 Hr 12 | 0.27208 | 8.8153e-05 | 0 | 0.19849 | 0.19849 | 0.19849 | 0.19849 | 0.19849 | 0.19849 | 0 | 0 | 0.0031592 | 1.23 | 0.087619 | 1.4928 | 1.4928 | 10.7181 | 0.70142 | 0.0016124 | 0.0058432 | 0.0039341 | 0 | 0 | 0.06302 | 0.016238 | 1.1275 | 0 | 9.5991 | 2.0585 | 1.1501 | 0.60107 | 0.79648 | 0 | 0 | 0 | 0 | -34.6679 | 0.056408 | 0 | 0 | 0 | -0.31846 | 0 | 0 | 0 | 0 | 0 | 0 | 0 | 0 | 4.0108 | 0 | 0 | 0 | 1.822 | 0 | 4.9338 | 4.9755 | 1.5016 | 37.3821 | 1.2254 | 3.0551 | 0 | 0.032612 | -0.27208 | 0.74789 | 0.22757 | 0 | 22.376 | 20.2524 | -0.59054 | 0 | 0.60707 | 0 | 1.6728 | 0.15339
2025_01_07 Hr 13 | 0.34074 | 0.000102 | 0 | 0.19849 | 0.19849 | 0.19849 | 0.19849 | 0.19849 | 0.19849 | 0 | 0 | 0.0031592 | 1.95 | 0.14911 | 1.4928 | 1.4928 | 10.7181 | 0.70142 | 0.0016124 | 0.0058432 | 0.0039341 | 0 | 0 | 0.06302 | 0.016238 | 1.2798 | 0 | 9.5991 | 2.0585 | 1.1501 | 0.60107 | 0.79648 | 0 | 0 | 0 | 0 | -40.1366 | 0.056408 | 0 | 0 | 0 | -0.342 | 0 | 0 | 0 | 0 | 0 | 0 | 0 | 0 | 3.7337 | 0 | 0 | 0 | 1.822 | 0 | 4.9338 | 4.9755 | 1.4407 | 37.5345 | 1.2254 | 3.0551 | 0 | 0.032612 | -0.34074 | 0.74789 | 0.22757 | 0 | 17.4796 | 20.7645 | -0.68274 | 0 | 0.60707 | 0 | 1.6728 | 0.15333
2025_01_07 Hr 14 | 0.38643 | 9.3585e-05 | 0 | 0.19849 | 0.19849 | 0.19849 | 0.19849 | 0.19849 | 0.19849 | 0 | 0 | 0.0031592 | 2.43 | 0.17912 | 1.4928 | 1.4928 | 10.4017 | 0.64297 | 0.0016124 | 0.0058432 | 0.0039341 | 0 | 0 | 0.06302 | 0.016238 | 1.2152 | 0 | 9.3969 | 2.0585 | 1.0543 | 0.58604 | 0.79648 | 0 | 0 | 0 | 0 | -41.4328 | 0.056408 | 0 | 0 | 0 | -0.3296 | 0 | 0 | 0 | 0 | 0 | 0 | 0 | 0 | 4.2165 | 0 | 0 | 0 | 1.822 | 0 | 4.8601 | 4.9012 | 1.5016 | 36.6489 | 1.2254 | 3.0551 | 0 | 0.032612 | -0.38643 | 0.74789 | 0.22757 | 0 | 16.3483 | 21.8482 | -0.71603 | 0 | 0.60707 | 0 | 1.6728 | 0.15264
2025_01_07 Hr 15 | 0.31807 | 7.0193e-05 | 0 | 0.19849 | 0.19849 | 0.19849 | 0.19849 | 0.19849 | 0.19849 | 0 | 0 | 0.0031592 | 2.58 | 0.19769 | 1.4928 | 1.4928 | 9.9226 | 0.7014 | 0.0016124 | 0.0058432 | 0.0039341 | 0 | 0 | 0.06302 | 0.016238 | 0.60966 | 0 | 9.0209 | 2.0585 | 1.1501 | 0.55811 | 0.79648 | 0 | 0 | 0 | 0 | -40.0299 | 0.056408 | 0 | 0 | 0 | -0.34271 | 0 | 0 | 0 | 0 | 0 | 0 | 0 | 0 | 3.8717 | 0 | 0 | 0 | 1.822 | 0 | 4.6005 | 4.6385 | 1.4711 | 34.8203 | 1.2254 | 3.0551 | 0 | 0.032612 | -0.31807 | 0.74789 | 0.22757 | 0 | 15.675 | 21.5454 | -0.66077 | 0 | 0.60707 | 0 | 1.6728 | 0.15288
2025_01_07 Hr 16 | 0.13586 | 4.0206e-05 | 0 | 0.19849 | 0.19849 | 0.19849 | 0.19849 | 0.19849 | 0.19849 | 0 | 0 | 0.0031592 | 2.46 | 0.21221 | 1.4928 | 1.4928 | 10.7181 | 0.70142 | 0.0016124 | 0.0058432 | 0.0039341 | 0 | 0 | 0.06302 | 0.016238 | 1.0508 | 0 | 9.5991 | 2.0585 | 1.1501 | 0.60107 | 0.79648 | 0 | 0 | 0 | 0 | -50.716 | 0.056408 | 0 | 0 | 0 | -0.38609 | 0 | 0 | 0 | 0 | 0 | 0 | 0 | 0 | 3.5269 | 0 | 0 | 0 | 1.822 | 0 | 4.9338 | 4.9755 | 1.5625 | 37.3054 | 1.2254 | 3.0551 | 0 | 0.032612 | -0.13586 | 0.74789 | 0.22757 | 0 | 7.1154 | 21.0479 | -0.52195 | 0 | 0.60707 | 0 | 1.6728 | 0.15358
2025_01_07 Hr 17 | 0 | 7.7449e-06 | 0 | 0.19849 | 0.19849 | 0.19849 | 0.19849 | 0.19849 | 0.19849 | 0 | 0 | 0.0031592 | 2.58 | 0.24866 | 1.4928 | 1.4928 | 10.7181 | 0.70142 | 0.0016124 | 0.0058432 | 0.0039341 | 0 | 0 | 0.06302 | 0.016238 | 1.2645 | 0 | 9.5991 | 2.0585 | 1.1501 | 0.60107 | 0.79648 | 0 | 0 | 0 | 0 | -59.4125 | 0.056408 | 0 | 0 | 0 | -0.43161 | 0 | 0 | 0 | 0 | 0 | 0 | 0 | 0 | 3.4573 | 0 | 0 | 0 | 1.822 | 0 | 4.9338 | 4.9755 | 1.9194 | 37.5192 | 1.2254 | 3.0551 | 0 | 0.032612 | 0 | 0.74789 | 0.22757 | 0 | -0.96727 | 21.3576 | -0.43161 | 0 | 0.60707 | 0 | 1.6728 | 0.15543
2025_01_07 Hr 18 | 0 | 0 | 0 | 0.19849 | 0.19849 | 0.19849 | 0.19849 | 0.19849 | 0.19849 | 0 | 0 | 0.0031592 | 2.58 | 0.23794 | 1.4928 | 1.4928 | 10.7181 | 0.70142 | 0.0016124 | 0.0058432 | 0.0039341 | 0 | 0 | 0.06302 | 0.016238 | 1.2821 | 0 | 9.5991 | 2.0585 | 1.1501 | 0.60107 | 0.79648 | 0 | 0 | 0 | 0 | -55.5966 | 0.056408 | 0 | 0 | 0 | -0.41292 | 0 | 0 | 0 | 0 | 0 | 0 | 0 | 0 | 3.7331 | 0 | 0 | 0 | 1.822 | 0 | 4.9338 | 4.9755 | 2.4635 | 37.5368 | 1.2254 | 3.0551 | 0 | 0.032612 | 0 | 0.74789 | 0.22757 | 0 | 3.6947 | 22.1674 | -0.41292 | 0 | 0.60707 | 0 | 1.6728 | 0.156
2025_01_07 Hr 19 | 0 | 0 | 0 | 0.19849 | 0.19849 | 0.19849 | 0.19849 | 0.19849 | 0.19849 | 0 | 0 | 0.0031592 | 2.7 | 0.25828 | 1.4928 | 1.4928 | 10.7181 | 0.70142 | 0.0016124 | 0.0058432 | 0.0039341 | 0 | 0 | 0.06302 | 0.016238 | 1.2821 | 0 | 9.5991 | 2.0585 | 1.1501 | 0.60107 | 0.79648 | 0 | 0 | 0 | 0 | -57.4987 | 0.056408 | 0 | 0 | 0 | -0.42837 | 0 | 0 | 0 | 0 | 0 | 0 | 0 | 0 | 4.1475 | 0 | 0 | 0 | 1.822 | 0 | 4.9338 | 4.9755 | 2.4896 | 37.5368 | 1.2254 | 3.0551 | 0 | 0.032612 | 0 | 0.74789 | 0.22757 | 0 | 2.3574 | 22.7477 | -0.42837 | 0 | 0.60707 | 0 | 1.6728 | 0.15548
2025_01_07 Hr 20 | 0 | 0 | 0 | 0.19849 | 0.19849 | 0.19849 | 0.19849 | 0.19849 | 0.19849 | 0 | 0 | 0.0031592 | 2.76 | 0.24148 | 1.4928 | 1.4928 | 10.7181 | 0.70142 | 0.0016124 | 0.0058432 | 0.0039341 | 0 | 0 | 0.06302 | 0.016238 | 1.2821 | 0 | 9.5991 | 2.0585 | 1.1501 | 0.60107 | 0.79648 | 0 | 0 | 0 | 0 | -51.1306 | 0.056408 | 0 | 0 | 0 | -0.39162 | 0 | 0 | 0 | 0 | 0 | 0 | 0 | 0 | 3.9394 | 0 | 0 | 0 | 1.822 | 0 | 4.9338 | 4.9755 | 2.4896 | 37.5368 | 1.2254 | 3.0551 | 0 | 0.032612 | 0 | 0.74789 | 0.22757 | 0 | 8.5963 | 22.5818 | -0.39162 | 0 | 0.60707 | 0 | 1.6728 | 0.15444
2025_01_07 Hr 21 | 0 | 0 | 0 | 0.19849 | 0.19849 | 0.19849 | 0.19849 | 0.19849 | 0.19849 | 0 | 0 | 0.0031592 | 2.79 | 0.24742 | 1.4928 | 1.4928 | 10.7181 | 0.70142 | 0.0016124 | 0.0058432 | 0.0039341 | 0 | 0 | 0.06302 | 0.016238 | 1.2821 | 0 | 9.5991 | 2.0585 | 1.1501 | 0.60107 | 0.79648 | 0 | 0 | 0 | 0 | -48.3491 | 0.056408 | 0 | 0 | 0 | -0.39697 | 0 | 0 | 0 | 0 | 0 | 0 | 0 | 0 | 3.94 | 0 | 0 | 0 | 1.822 | 0 | 4.9338 | 4.9755 | 2.4026 | 37.5368 | 1.2254 | 3.0551 | 0 | 0.032612 | 0 | 0.74789 | 0.22757 | 0 | 11.3201 | 22.5294 | -0.39697 | 0 | 0.60707 | 0 | 1.6728 | 0.15257
2025_01_07 Hr 22 | 0 | 0 | 0 | 0.19849 | 0.19849 | 0.19849 | 0.19849 | 0.19849 | 0.19849 | 0 | 0 | 0.0031592 | 2.82 | 0.23906 | 1.4928 | 1.4928 | 10.7181 | 0.70142 | 0.0016124 | 0.0058432 | 0.0039341 | 0 | 0 | 0.06302 | 0.016238 | 1.2821 | 0 | 9.5991 | 2.0585 | 1.1501 | 0.60107 | 0.79648 | 0 | 0 | 0 | 0 | -48.4138 | 0.056408 | 0 | 0 | 0 | -0.37938 | 0 | 0 | 0 | 0 | 0 | 0 | 0 | 0 | 4.2873 | 0 | 0 | 0 | 1.822 | 0 | 4.9338 | 4.9755 | 2.7595 | 37.5368 | 1.2254 | 3.0551 | 0 | 0.032612 | 0 | 0.74789 | 0.22757 | 0 | 11.9972 | 23.2536 | -0.37938 | 0 | 0.60707 | 0 | 1.6728 | 0.15102
2025_01_07 Hr 23 | 0 | 0 | 0 | 0.19849 | 0.19849 | 0.19849 | 0.19849 | 0.19849 | 0.19849 | 0 | 0 | 0.0031592 | 2.85 | 0.24409 | 1.4928 | 1.4928 | 10.7561 | 0.70465 | 0.0016124 | 0.0058432 | 0.0039341 | 0 | 0 | 0.06302 | 0.016238 | 1.2821 | 0 | 9.6098 | 2.0585 | 0 | 0.60344 | 0.79648 | 0 | 0 | 0 | 0 | -43.7225 | 0.056408 | 0 | 0 | 0 | -0.3833 | 0 | 0 | 0 | 0 | 0 | 0 | 0 | 0 | 4.0786 | 0 | 0 | 0 | 1.822 | 0 | 4.9541 | 4.9961 | 2.6419 | 36.4795 | 1.2254 | 3.0551 | 0 | 0.032612 | 0 | 0.74789 | 0.22757 | 0 | 15.3356 | 22.9619 | -0.3833 | 0 | 0.60707 | 0 | 1.6728 | 0.14813
2025_01_07 Hr 24 | 0 | 0 | 0 | 0.19849 | 0.19849 | 0.19849 | 0.19849 | 0.19849 | 0.19849 | 0 | 0 | 0.0031592 | 2.43 | 0.20142 | 1.4928 | 1.4928 | 10.7561 | 0.70465 | 0.0016124 | 0.0058432 | 0.0039341 | 0 | 0 | 0.06302 | 0.016238 | 1.2821 | 0 | 9.6098 | 2.0585 | 0 | 0.60344 | 0.79648 | 0 | 0 | 0 | 0 | -37.9619 | 0.056408 | 0 | 0 | 0 | -0.3709 | 0 | 0 | 0 | 0 | 0 | 0 | 0 | 0 | 3.8021 | 0 | 0 | 0 | 1.822 | 0 | 4.9541 | 4.9961 | 2.4026 | 36.4795 | 1.2254 | 3.0551 | 0 | 0.032612 | 0 | 0.74789 | 0.22757 | 0 | 20.1281 | 21.9814 | -0.3709 | 0 | 0.60707 | 0 | 1.6728 | 0.14611
2025_01_08 Hr 01 | 0 | 0 | 0 | 0 | 0 | 0 | 0 | 0 | 0 | 0 | 0 | 0.0031592 | 2.64 | 0.19977 | 1.4928 | 1.4928 | 16.2255 | 0 | 0.0016124 | 0.0058432 | 0.0039341 | 0 | 0 | 0.06302 | 0.016238 | 1.2821 | 0 | 14.4992 | 2.0585 | 0 | 0.60344 | 0.79648 | 0 | 0 | 0 | 0 | -35.6148 | 0.056408 | 0 | 0.0048645 | 0 | -0.33841 | 0 | 0 | 0 | 0 | 0 | 0 | 0 | 0 | 4.2867 | 0 | 0 | 0 | 1.822 | 0 | 6.1697 | 6.222 | 2.7029 | 47.3841 | 1.2254 | 3.0551 | 0 | 0.032612 | 0 | 0.74789 | 0.22757 | 0 | 34.4045 | 22.9736 | -0.33841 | 0 | 0.60707 | 0 | 1.6728 | 0.14505
2025_01_08 Hr 02 | 0 | 0 | 0 | 0 | 0 | 0 | 0 | 0 | 0 | 0 | 0 | 0.0031592 | 2.61 | 0.19787 | 1.4928 | 1.4928 | 16.2255 | 0 | 0.0016124 | 0.0058432 | 0.0039341 | 0 | 0 | 0.06302 | 0.016238 | 1.2821 | 0 | 14.4992 | 2.0585 | 0 | 0.60344 | 0.79648 | 0 | 0 | 0 | 0 | -34.8025 | 0.056408 | 0 | 0.0048737 | 0 | -0.33906 | 0 | 0 | 0 | 0 | 0 | 0 | 0 | 0 | 4.5637 | 0 | 0 | 0 | 1.822 | 0 | 6.1697 | 6.222 | 2.581 | 47.3841 | 1.2254 | 3.0551 | 0 | 0.032612 | 0 | 0.74789 | 0.22757 | 0 | 35.3388 | 23.0962 | -0.33906 | 0 | 0.60707 | 0 | 1.6728 | 0.14439
2025_01_08 Hr 03 | 0 | 0 | 0 | 0 | 0 | 0 | 0 | 0 | 0 | 0 | 0 | 0.0031592 | 2.64 | 0.20213 | 1.4928 | 1.4928 | 16.2255 | 0 | 0.0016124 | 0.0058432 | 0.0039341 | 0 | 0 | 0.06302 | 0.016238 | 1.2821 | 0 | 14.4992 | 2.0585 | 0 | 0.60344 | 0.79648 | 0 | 0 | 0 | 0 | -36.8098 | 0.056408 | 0 | 0.004922 | 0 | -0.34244 | 0 | 0 | 0 | 0 | 0 | 0 | 0 | 0 | 5.0471 | 0 | 0 | 0 | 1.822 | 0 | 6.1697 | 6.222 | 2.7899 | 47.3841 | 1.2254 | 3.0551 | 0 | 0.032612 | 0 | 0.74789 | 0.22757 | 0 | 34.0548 | 23.8229 | -0.34244 | 0 | 0.60707 | 0 | 1.6728 | 0.14454
2025_01_08 Hr 04 | 0 | 0 | 0 | 0 | 0 | 0 | 0 | 0 | 0 | 0 | 0 | 0.0031592 | 2.73 | 0.20756 | 1.4928 | 1.4928 | 16.2255 | 0 | 0.0016124 | 0.0058432 | 0.0039341 | 0 | 0 | 0.06302 | 0.016238 | 1.2821 | 0 | 14.4992 | 2.0585 | 0 | 0.60344 | 0.79648 | 0 | 0 | 0 | 0 | -36.3675 | 0.056408 | 0 | 0.0048876 | 0 | -0.34003 | 0 | 0 | 0 | 0 | 0 | 0 | 0 | 0 | 5.3242 | 0 | 0 | 0 | 1.822 | 0 | 6.1697 | 6.222 | 2.7029 | 47.3841 | 1.2254 | 3.0551 | 0 | 0.032612 | 0 | 0.74789 | 0.22757 | 0 | 34.7852 | 24.1086 | -0.34003 | 0 | 0.60707 | 0 | 1.6728 | 0.1448
2025_01_08 Hr 05 | 0 | 0 | 0 | 0.29948 | 0.29948 | 0.29948 | 0.29948 | 0.29948 | 0.29948 | 0 | 0 | 0.0031592 | 2.79 | 0.21846 | 1.4928 | 1.4928 | 16.2255 | 0 | 0.0016124 | 0.0058432 | 0.0039341 | 0 | 0 | 0.06302 | 0.016238 | 1.2821 | 0 | 14.4992 | 2.0585 | 0 | 0.60344 | 0.79648 | 0 | 0 | 0 | 0 | -39.9404 | 0.056408 | 0 | 0 | 0 | -0.35026 | 0 | 0 | 0 | 0 | 0 | 0 | 0 | 0 | 5.1862 | 0 | 0 | 0 | 1.822 | 0 | 6.1697 | 6.222 | 2.7595 | 49.181 | 1.2254 | 3.0551 | 0 | 0.032612 | 0 | 0.74789 | 0.22757 | 0 | 32.9894 | 24.0989 | -0.35026 | 0 | 0.60707 | 0 | 1.6728 | 0.14561
2025_01_08 Hr 06 | 0 | 0 | 0 | 0.29948 | 0.29948 | 0.29948 | 0.29948 | 0.29948 | 0.29948 | 0 | 0 | 0.0031592 | 2.76 | 0.27886 | 1.4928 | 1.4928 | 16.2255 | 1.063 | 0.0016124 | 0.0058432 | 0.0039341 | 0 | 0 | 0.06302 | 0.016238 | 1.2821 | 0 | 14.4992 | 2.0585 | 0 | 0.60344 | 0.79648 | 0 | 0 | 0 | 0 | -56.1765 | 0.056408 | 0 | 0 | 0 | -0.45257 | 0 | 0 | 0 | 0 | 0 | 0 | 0 | 0 | 5.4615 | 0 | 0 | 0 | 1.822 | 0 | 7.421 | 7.4834 | 2.5505 | 52.7567 | 1.2254 | 3.0551 | 0 | 0.032612 | 0 | 0.74789 | 0.22757 | 0 | 20.3259 | 24.1982 | -0.45257 | 0 | 0.60707 | 0 | 1.6728 | 0.14812
2025_01_08 Hr 07 | 0 | 0 | 0 | 0.29948 | 0.29948 | 0.29948 | 0.29948 | 0.29948 | 0.29948 | 0 | 0 | 0.0031592 | 2.73 | 0.24928 | 1.4928 | 1.4928 | 16.1683 | 1.0581 | 0.0016124 | 0.0058432 | 0.0039341 | 0 | 0 | 0.06302 | 0.016238 | 1.2821 | 0.82917 | 14.4831 | 2.0585 | 1.7353 | 0.60107 | 0.79648 | 0 | 0 | 0 | 0 | -53.6396 | 0.056408 | 0 | 0 | 0 | -0.4088 | 0 | 0 | 0 | 0 | 0 | 0 | 0 | 0 | 5.531 | 0 | 0 | 0 | 1.822 | 0 | 7.1688 | 7.2309 | 2.3112 | 54.5886 | 1.2254 | 3.0551 | 0 | 0.032612 | 0 | 0.74789 | 0.22757 | 0 | 24.51 | 23.9699 | -0.4088 | 0 | 0.60707 | 0 | 1.6728 | 0.15156
2025_01_08 Hr 08 | 0 | 0 | 0 | 0.29948 | 0.29948 | 0.29948 | 0.29948 | 0.29948 | 0.29948 | 0 | 0 | 0.0031592 | 2.55 | 0.22977 | 1.4928 | 1.4928 | 16.1683 | 1.0581 | 0.0016124 | 0.0058432 | 0.0039341 | 0 | 0 | 0.06302 | 0.016238 | 1.2821 | 0.67953 | 14.4831 | 2.0585 | 1.7353 | 0.60107 | 0.79648 | 0 | 0 | 0 | 0 | -48.6407 | 0.056408 | 0 | 0 | 0 | -0.40338 | 0 | 0 | 0 | 0 | 0 | 0 | 0 | 0 | 5.3229 | 0 | 0 | 0 | 1.822 | 0 | 6.7189 | 6.7744 | 2.3112 | 53.6823 | 1.2254 | 3.0551 | 0 | 0.032612 | 0 | 0.74789 | 0.22757 | 0 | 28.202 | 23.5638 | -0.40338 | 0 | 0.60707 | 0 | 1.6728 | 0.15315
2025_01_08 Hr 09 | 0.045117 | 4.8738e-06 | 0 | 0.29948 | 0.29948 | 0.29948 | 0.29948 | 0.29948 | 0.29948 | 0 | 0 | 0.0031592 | 2.43 | 0.24564 | 1.4928 | 1.4928 | 16.1683 | 1.0581 | 0.0016124 | 0.0058432 | 0.0039341 | 0 | 0 | 0.06302 | 0.016238 | 1.2821 | 0.67953 | 14.4831 | 2.0585 | 1.7353 | 0.60107 | 0.79648 | 0 | 0 | 0 | 0 | -52.0988 | 0.056408 | 0 | 0 | 0 | -0.45279 | 0 | 0 | 0 | 0 | 0 | 0 | 0 | 0 | 5.3919 | 0 | 0 | 0 | 1.822 | 0 | 6.9413 | 6.9986 | 1.9499 | 54.1288 | 1.2254 | 3.0551 | 0 | 0.032612 | -0.045117 | 0.74789 | 0.22757 | 0 | 24.7441 | 23.212 | -0.4979 | 0 | 0.60707 | 0 | 1.6728 | 0.15262
2025_01_08 Hr 10 | 0.067929 | 0.00012637 | 0 | 0.29948 | 0.29948 | 0.29948 | 0.29948 | 0.29948 | 0.29948 | 0 | 0 | 0.0031592 | 2.43 | 0.24187 | 1.4928 | 1.4928 | 16.1683 | 1.0581 | 0.0016124 | 0.0058432 | 0.0039341 | 0 | 0 | 0.06302 | 0.016238 | 1.2821 | 0.67953 | 14.4831 | 2.0585 | 1.7353 | 0.60107 | 0.79648 | 0 | 0 | 0 | 0 | -47.8308 | 0.056408 | 0 | 0 | 0 | -0.44581 | 0 | 0 | 0 | 0 | 0 | 0 | 0 | 0 | 5.3242 | 0 | 0 | 0 | 1.822 | 0 | 7.1636 | 7.2228 | 1.4102 | 54.5754 | 1.2254 | 3.0551 | 0 | 0.032612 | -0.067929 | 0.74789 | 0.22757 | 0 | 28.8541 | 22.6233 | -0.51373 | 0 | 0.60707 | 0 | 1.6728 | 0.15217
2025_01_08 Hr 11 | 0.11348 | 0.0003504 | 0 | 0.29948 | 0.29948 | 0.29948 | 0.29948 | 0.29948 | 0.29948 | 0 | 0 | 0.0031592 | 2.22 | 0.18907 | 1.4928 | 1.4928 | 16.1683 | 1.0581 | 0.0016124 | 0.0058432 | 0.0039341 | 0 | 0 | 0.06302 | 0.016238 | 1.2821 | 0.67953 | 14.4831 | 2.0585 | 1.7353 | 0.60107 | 0.79648 | 0 | 0 | 0 | 0 | -33.5061 | 0.056408 | 0 | 0 | 0 | -0.38115 | 0 | 0 | 0 | 0 | 0 | 0 | 0 | 0 | 5.0471 | 0 | 0 | 0 | 1.822 | 0 | 6.4966 | 6.5502 | 0.39172 | 53.2357 | 1.2254 | 3.0551 | 0 | 0.032612 | -0.11348 | 0.74789 | 0.22757 | 0 | 40.3452 | 21.1103 | -0.49463 | 0 | 0.60707 | 0 | 1.6728 | 0.15173
2025_01_08 Hr 12 | 0.15853 | 0.00045759 | 0 | 0.29948 | 0.29948 | 0.29948 | 0.29948 | 0.29948 | 0.29948 | 0 | 0 | 0.0031592 | 2.13 | 0.19192 | 1.4928 | 1.4928 | 16.1683 | 1.0581 | 0.0016124 | 0.0058432 | 0.0039341 | 0 | 0 | 0.06302 | 0.016238 | 1.2821 | 0.67953 | 14.4831 | 2.0585 | 1.7353 | 0.60107 | 0.79648 | 0 | 0 | 0 | 0 | -40.8008 | 0.056408 | 0 | 0 | 0 | -0.40336 | 0 | 0 | 0 | 0 | 0 | 0 | 0 | 0 | 4.4936 | 0 | 0 | 0 | 1.822 | 0 | 6.7737 | 6.8291 | 0.50924 | 53.7917 | 1.2254 | 3.0551 | 0 | 0.032612 | -0.15853 | 0.74789 | 0.22757 | 0 | 33.0621 | 20.6331 | -0.56189 | 0 | 0.60707 | 0 | 1.6728 | 0.15256
2025_01_08 Hr 13 | 0.090669 | 0.00053819 | 0 | 0.29948 | 0.29948 | 0.29948 | 0.29948 | 0.29948 | 0.29948 | 0 | 0 | 0.0031592 | 2.07 | 0.19417 | 1.4928 | 1.4928 | 16.1683 | 1.0581 | 0.0016124 | 0.0058432 | 0.0039341 | 0 | 0 | 0.06302 | 0.016238 | 1.2821 | 0.67953 | 14.4831 | 2.0585 | 1.7353 | 0.60107 | 0.79648 | 0 | 0 | 0 | 0 | -44.0508 | 0.056408 | 0 | 0 | 0 | -0.42001 | 0 | 0 | 0 | 0 | 0 | 0 | 0 | 0 | 4.5631 | 0 | 0 | 0 | 1.822 | 0 | 7.1124 | 7.1735 | 0.39172 | 54.4748 | 1.2254 | 3.0551 | 0 | 0.032612 | -0.090669 | 0.74789 | 0.22757 | 0 | 30.3728 | 20.4595 | -0.51068 | 0 | 0.60707 | 0 | 1.6728 | 0.15248
2025_01_08 Hr 14 | 0.090814 | 0.00029189 | 0 | 0.29948 | 0.29948 | 0.29948 | 0.29948 | 0.29948 | 0.29948 | 0 | 0 | 0.0031592 | 1.95 | 0.16397 | 1.4928 | 1.4928 | 15.691 | 0.96991 | 0.0016124 | 0.0058432 | 0.0039341 | 0 | 0 | 0.06302 | 0.016238 | 1.2152 | 0.67953 | 14.178 | 2.0585 | 1.5906 | 0.58604 | 0.79648 | 0 | 0 | 0 | 0 | -37.4322 | 0.056408 | 0 | 0 | 0 | -0.37628 | 0 | 0 | 0 | 0 | 0 | 0 | 0 | 0 | 4.8396 | 0 | 0 | 0 | 1.822 | 0 | 6.6625 | 6.717 | 0.77909 | 52.4863 | 1.2254 | 3.0551 | 0 | 0.032612 | -0.090814 | 0.74789 | 0.22757 | 0 | 35.5441 | 20.9571 | -0.4671 | 0 | 0.60707 | 0 | 1.6728 | 0.15157
2025_01_08 Hr 15 | 0.045189 | 0.00025167 | 0 | 0.29948 | 0.29948 | 0.29948 | 0.29948 | 0.29948 | 0.29948 | 0 | 0 | 0.0031592 | 1.56 | 0.12723 | 1.4928 | 1.4928 | 14.4291 | 0.61722 | 0.0016124 | 0.0058432 | 0.0039341 | 0 | 0 | 0.06302 | 0.016238 | 0.60964 | 0 | 13.1827 | 2.0585 | 1.0122 | 0.53703 | 0.79648 | 0 | 0 | 0 | 0 | -30.2771 | 0.056408 | 0 | 0 | 0 | -0.36492 | 0 | 0 | 0 | 0 | 0 | 0 | 0 | 0 | 4.8402 | 0 | 0 | 0 | 1.822 | 0 | 6.6078 | 6.6623 | 1.0489 | 47.9034 | 1.2254 | 3.0551 | 0 | 0.032612 | -0.045189 | 0.74789 | 0.22757 | 0 | 37.9221 | 20.7059 | -0.41011 | 0 | 0.60707 | 0 | 1.6728 | 0.15133
2025_01_08 Hr 16 | 0.045117 | 8.2542e-05 | 0 | 0.29948 | 0.29948 | 0.29948 | 0.29948 | 0.29948 | 0.29948 | 0 | 0 | 0.0031592 | 1.2 | 0.10103 | 1.4928 | 1.4928 | 16.1683 | 0.70539 | 0.0016124 | 0.0058432 | 0.0039341 | 0 | 0 | 0.06302 | 0.016238 | 1.0507 | 0 | 14.4831 | 2.0585 | 1.1568 | 0.60107 | 0.79648 | 0 | 0 | 0 | 0 | -39.5671 | 0.056408 | 0 | 0 | 0 | -0.37678 | 0 | 0 | 0 | 0 | 0 | 0 | 0 | 0 | 5.6696 | 0 | 0 | 0 | 1.822 | 0 | 6.6077 | 6.6623 | 1.593 | 51.6169 | 1.2254 | 3.0551 | 0 | 0.032612 | -0.045117 | 0.74789 | 0.22757 | 0 | 33.3848 | 21.7569 | -0.4219 | 0 | 0.60707 | 0 | 1.6728 | 0.15123
2025_01_08 Hr 17 | 0 | 2.889e-05 | 0 | 0.29948 | 0.29948 | 0.29948 | 0.29948 | 0.29948 | 0.29948 | 0 | 0 | 0.0031592 | 0.84 | 0.083889 | 1.4928 | 1.4928 | 16.1683 | 1.0581 | 0.0016124 | 0.0058432 | 0.0039341 | 0 | 0 | 0.06302 | 0.016238 | 1.2645 | 0 | 14.4831 | 2.0585 | 1.7353 | 0.60107 | 0.79648 | 0 | 0 | 0 | 0 | -47.627 | 0.056408 | 0 | 0 | 0 | -0.4473 | 0 | 0 | 0 | 0 | 0 | 0 | 0 | 0 | 6.084 | 0 | 0 | 0 | 1.822 | 0 | 7.0576 | 7.1188 | 1.5625 | 53.6681 | 1.2254 | 3.0551 | 0 | 0.032612 | 0 | 0.74789 | 0.22757 | 0 | 27.3141 | 21.7203 | -0.4473 | 0 | 0.60707 | 0 | 1.6728 | 0.15305
2025_01_08 Hr 18 | 0 | 0 | 0 | 0.29948 | 0.29948 | 0.29948 | 0.29948 | 0.29948 | 0.29948 | 0 | 0 | 0.0031592 | 0.57 | 0.058135 | 1.4928 | 1.4928 | 16.1683 | 1.0581 | 0.0016124 | 0.0058432 | 0.0039341 | 0 | 0 | 0.06302 | 0.016238 | 1.2821 | 0 | 14.4831 | 2.0585 | 1.7353 | 0.60107 | 0.79648 | 0 | 0 | 0 | 0 | -47.0033 | 0.056408 | 0 | 0 | 0 | -0.45686 | 0 | 0 | 0 | 0 | 0 | 0 | 0 | 0 | 6.4282 | 0 | 0 | 0 | 1.822 | 0 | 7.444 | 7.5071 | 1.4407 | 54.4606 | 1.2254 | 3.0551 | 0 | 0.032612 | 0 | 0.74789 | 0.22757 | 0 | 28.6481 | 21.6476 | -0.45686 | 0 | 0.60707 | 0 | 1.6728 | 0.15383
2025_01_08 Hr 19 | 0 | 0 | 0 | 0.29948 | 0.29948 | 0.29948 | 0.29948 | 0.29948 | 0.29948 | 0 | 0 | 0.0031592 | 0.24 | 0.023084 | 1.4928 | 1.4928 | 16.1683 | 1.0581 | 0.0016124 | 0.0058432 | 0.0039341 | 0 | 0 | 0.06302 | 0.016238 | 1.2821 | 0 | 14.4831 | 2.0585 | 1.7353 | 0.60107 | 0.79648 | 0 | 0 | 0 | 0 | -46.1505 | 0.056408 | 0 | 0 | 0 | -0.43072 | 0 | 0 | 0 | 0 | 0 | 0 | 0 | 0 | 6.1535 | 0 | 0 | 0 | 1.822 | 0 | 7.444 | 7.5071 | 1.5016 | 54.4606 | 1.2254 | 3.0551 | 0 | 0.032612 | 0 | 0.74789 | 0.22757 | 0 | 28.9479 | 21.0685 | -0.43072 | 0 | 0.60707 | 0 | 1.6728 | 0.15351
2025_01_08 Hr 20 | 0 | 0 | 0 | 0.29948 | 0.29948 | 0.29948 | 0.29948 | 0.29948 | 0.29948 | 0 | 0 | 0.0031592 | 0.12 | 0.011063 | 1.4928 | 1.4928 | 16.1683 | 1.0581 | 0.0016124 | 0.0058432 | 0.0039341 | 0 | 0 | 0.06302 | 0.016238 | 1.2821 | 0 | 14.4831 | 2.0585 | 1.7353 | 0.60107 | 0.79648 | 0 | 0 | 0 | 0 | -41.1181 | 0.056408 | 0 | 0 | 0 | -0.41275 | 0 | 0 | 0 | 0 | 0 | 0 | 0 | 0 | 5.8075 | 0 | 0 | 0 | 1.822 | 0 | 6.8882 | 6.9466 | 1.6801 | 53.3442 | 1.2254 | 3.0551 | 0 | 0.032612 | 0 | 0.74789 | 0.22757 | 0 | 32.5815 | 20.7681 | -0.41275 | 0 | 0.60707 | 0 | 1.6728 | 0.15267
2025_01_08 Hr 21 | 0 | 0 | 0 | 0.29948 | 0.29948 | 0.29948 | 0.29948 | 0.29948 | 0.29948 | 0 | 0 | 0.0031592 | 0.03 | 0.0026747 | 1.4928 | 1.4928 | 16.1683 | 1.0581 | 0.0016124 | 0.0058432 | 0.0039341 | 0 | 0 | 0.06302 | 0.016238 | 1.2821 | 0 | 14.4831 | 2.0585 | 1.7353 | 0.60107 | 0.79648 | 0 | 0 | 0 | 0 | -23.3162 | 0.056408 | 0 | 0.0095526 | 0 | -0.39911 | 0 | 0 | 0 | 0 | 0 | 0 | 0 | 0 | 5.8081 | 0 | 0 | 0 | 1.822 | 0 | 0 | 0 | 1.5625 | 39.5094 | 1.2254 | 3.0551 | 0 | 0.032612 | 0 | 0.74789 | 0.22757 | 0 | 36.3455 | 20.5514 | -0.39911 | 0 | 0.60707 | 0 | 1.6728 | 0.15129
2025_01_08 Hr 22 | 0 | 0 | 0 | 0 | 0 | 0 | 0 | 0 | 0 | 0 | 0 | 0.0031592 | 0.12 | 0.0099243 | 1.4928 | 1.4928 | 16.1683 | 1.0581 | 0.0016124 | 0.0058432 | 0.0039341 | 0 | 0 | 0.06302 | 0.016238 | 1.2821 | 0 | 14.4831 | 2.0585 | 0 | 0.60107 | 0.79648 | 0 | 0 | 0 | 0 | -14.9591 | 0.056408 | 0 | 0.014178 | 0 | -0.37006 | 0 | 0 | 0 | 0 | 0 | 0 | 0 | 0 | 5.8765 | 0 | 0 | 0 | 1.822 | 0 | 0 | 0 | 1.1099 | 35.9772 | 1.2254 | 3.0551 | 0 | 0.032612 | 0 | 0.74789 | 0.22757 | 0 | 40.9105 | 20.2625 | -0.37006 | 0 | 0.60707 | 0 | 1.6728 | 0.14938
2025_01_08 Hr 23 | 0 | 0 | 0 | 0 | 0 | 0 | 0 | 0 | 0 | 0 | 0 | 0.0031592 | 0.21 | 0.016939 | 1.4928 | 1.4928 | 16.2255 | 1.063 | 0.0016124 | 0.0058432 | 0.0039341 | 0 | 0 | 0.06302 | 0.016238 | 1.2821 | 0 | 14.4992 | 2.0585 | 0 | 0.60344 | 0.79648 | 0 | 0 | 0 | 0 | -15.5626 | 0.056408 | 0 | 0.013828 | 0 | -0.36088 | 0 | 0 | 0 | 0 | 0 | 0 | 0 | 0 | 5.4615 | 0 | 0 | 0 | 1.822 | 0 | 0 | 0 | 1.0794 | 36.0555 | 1.2254 | 3.0551 | 0 | 0.032612 | 0 | 0.74789 | 0.22757 | 0 | 40.0461 | 19.9141 | -0.36088 | 0 | 0.60707 | 0 | 1.6728 | 0.14709
2025_01_08 Hr 24 | 0 | 0 | 0 | 0 | 0 | 0 | 0 | 0 | 0 | 0 | 0 | 0.0031592 | 0.39 | 0.030967 | 1.4928 | 1.4928 | 16.2255 | 0 | 0.0016124 | 0.0058432 | 0.0039341 | 0 | 0 | 0.06302 | 0.016238 | 1.2821 | 0 | 14.4992 | 2.0585 | 0 | 0.60344 | 0.79648 | 0 | 0 | 0 | 0 | -11.4806 | 0.056408 | 0 | 0.013612 | 0 | -0.35521 | 0 | 0 | 0 | 0 | 0 | 0 | 0 | 0 | 5.1856 | 0 | 0 | 0 | 1.822 | 0 | 0 | 0 | 0.5397 | 34.9925 | 1.2254 | 3.0551 | 0 | 0.032612 | 0 | 0.74789 | 0.22757 | 0 | 42.447 | 19.2903 | -0.35521 | 0 | 0.60707 | 0 | 1.6728 | 0.14486
2025_01_09 Hr 01 | 0 | 0 | 0 | 0 | 0 | 0 | 0 | 0 | 0 | 0 | 0 | 0.0031592 | 1.08 | 0.084315 | 1.4928 | 1.4928 | 12.7782 | 0 | 0.0016124 | 0.0058432 | 0.0039341 | 0 | 0 | 0.06302 | 0.016238 | 1.2821 | 0 | 11.4175 | 2.0585 | 0 | 0.60344 | 0.79648 | 0 | 0 | 0 | 0 | -13.0199 | 0.056408 | 0 | 0.013383 | 0 | -0.34921 | 0 | 0 | 0 | 0 | 0 | 0 | 0 | 0 | 4.9092 | 0 | 0 | 0 | 1.822 | 0 | 0 | 0 | 0.17845 | 28.4635 | 1.2254 | 3.0551 | 0 | 0.032612 | 0 | 0.74789 | 0.22757 | 0 | 34.4893 | 19.3949 | -0.34921 | 0 | 0.60707 | 0 | 1.6728 | 0.1438
2025_01_09 Hr 02 | 0 | 0 | 0 | 0.23583 | 0.23583 | 0.23583 | 0.23583 | 0.23583 | 0.23583 | 0 | 0 | 0.0031592 | 1.77 | 0.13325 | 1.4928 | 1.4928 | 12.7782 | 0 | 0.0016124 | 0.0058432 | 0.0039341 | 0 | 0 | 0.06302 | 0.016238 | 1.2821 | 0 | 11.4175 | 2.0585 | 0 | 0.60344 | 0.79648 | 0 | 0 | 0 | 0 | -16.7635 | 0.056408 | 0 | 0.0080661 | 0 | -0.33668 | 0 | 0 | 0 | 0 | 0 | 0 | 0 | 0 | 4.9092 | 0 | 0 | 0 | 1.822 | 0 | 0 | 0 | 0.17845 | 29.8785 | 1.2254 | 3.0551 | 0 | 0.032612 | 0 | 0.74789 | 0.22757 | 0 | 32.9119 | 20.1337 | -0.33668 | 0 | 0.60707 | 0 | 1.6728 | 0.14361
2025_01_09 Hr 03 | 0 | 0 | 0 | 0.23583 | 0.23583 | 0.23583 | 0.23583 | 0.23583 | 0.23583 | 0 | 0 | 0.0031592 | 2.25 | 0.17261 | 1.4928 | 1.4928 | 12.7782 | 0 | 0.0016124 | 0.0058432 | 0.0039341 | 0 | 0 | 0.06302 | 0.016238 | 1.2821 | 0 | 11.4175 | 2.0585 | 0 | 0.60344 | 0.79648 | 0 | 0 | 0 | 0 | -20.1655 | 0.056408 | 0 | 0.0082196 | 0 | -0.34312 | 0 | 0 | 0 | 0 | 0 | 0 | 0 | 0 | 5.0471 | 0 | 0 | 0 | 1.822 | 0 | 0 | 0 | 0.33079 | 29.8785 | 1.2254 | 3.0551 | 0 | 0.032612 | 0 | 0.74789 | 0.22757 | 0 | 30.313 | 20.9432 | -0.34312 | 0 | 0.60707 | 0 | 1.6728 | 0.14348
2025_01_09 Hr 04 | 0 | 0 | 0 | 0.23583 | 0.23583 | 0.23583 | 0.23583 | 0.23583 | 0.23583 | 0 | 0 | 0.0031592 | 2.7 | 0.20714 | 1.4928 | 1.4928 | 12.7782 | 0 | 0.0016124 | 0.0058432 | 0.0039341 | 0 | 0 | 0.06302 | 0.016238 | 1.2821 | 0 | 11.4175 | 2.0585 | 0 | 0.60344 | 0.79648 | 0 | 0 | 0 | 0 | -21.7802 | 0.056408 | 0 | 0.0082197 | 0 | -0.34313 | 0 | 0 | 0 | 0 | 0 | 0 | 0 | 0 | 4.9079 | 0 | 0 | 0 | 1.822 | 0 | 0 | 0 | 0.60064 | 29.8785 | 1.2254 | 3.0551 | 0 | 0.032612 | 0 | 0.74789 | 0.22757 | 0 | 29.3136 | 21.5585 | -0.34313 | 0 | 0.60707 | 0 | 1.6728 | 0.14355
2025_01_09 Hr 05 | 0 | 0 | 0 | 0.23583 | 0.23583 | 0.23583 | 0.23583 | 0.23583 | 0.23583 | 0 | 0 | 0.0031592 | 2.82 | 0.21648 | 1.4928 | 1.4928 | 12.7782 | 0 | 0.0016124 | 0.0058432 | 0.0039341 | 0 | 0 | 0.06302 | 0.016238 | 1.2821 | 0 | 11.4175 | 2.0585 | 0 | 0.60344 | 0.79648 | 0 | 0 | 0 | 0 | -36.7939 | 0.056408 | 0 | 0 | 0 | -0.34334 | 0 | 0 | 0 | 0 | 0 | 0 | 0 | 0 | 5.3931 | 0 | 0 | 0 | 1.822 | 0 | 7.3833 | 7.4317 | 1.1708 | 41.2699 | 1.2254 | 3.0551 | 0 | 0.032612 | 0 | 0.74789 | 0.22757 | 0 | 26.8768 | 22.744 | -0.34334 | 0 | 0.60707 | 0 | 1.6728 | 0.14444
2025_01_09 Hr 06 | 0 | 0 | 0 | 0.23583 | 0.23583 | 0.23583 | 0.23583 | 0.23583 | 0.23583 | 0 | 0 | 0.0031592 | 2.85 | 0.2274 | 1.4928 | 1.4928 | 12.7782 | 0.83713 | 0.0016124 | 0.0058432 | 0.0039341 | 0 | 0 | 0.06302 | 0.016238 | 1.2821 | 0 | 11.4175 | 2.0585 | 0 | 0.60344 | 0.79648 | 0 | 0 | 0 | 0 | -44.8682 | 0.056408 | 0 | 0 | 0 | -0.35695 | 0 | 0 | 0 | 0 | 0 | 0 | 0 | 0 | 5.6696 | 0 | 0 | 0 | 1.822 | 0 | 5.8861 | 5.9359 | 1.593 | 42.5376 | 1.2254 | 3.0551 | 0 | 0.032612 | 0 | 0.74789 | 0.22757 | 0 | 20.7993 | 23.4868 | -0.35695 | 0 | 0.60707 | 0 | 1.6728 | 0.14766
2025_01_09 Hr 07 | 0 | 0 | 0 | 0.23583 | 0.23583 | 0.23583 | 0.23583 | 0.23583 | 0.23583 | 0 | 0 | 0.0031592 | 2.85 | 0.231 | 1.4928 | 1.4928 | 12.7332 | 0.83328 | 0.0016124 | 0.0058432 | 0.0039341 | 0 | 0 | 0.06302 | 0.016238 | 1.2821 | 0 | 11.4048 | 2.0585 | 1.3664 | 0.60107 | 0.79648 | 0 | 0 | 0 | 0 | -46.3138 | 0.056408 | 0 | 0 | 0 | -0.36264 | 0 | 0 | 0 | 0 | 0 | 0 | 0 | 0 | 5.4615 | 0 | 0 | 0 | 1.822 | 0 | 5.8619 | 5.9115 | 1.6801 | 43.7938 | 1.2254 | 3.0551 | 0 | 0.032612 | 0 | 0.74789 | 0.22757 | 0 | 20.4876 | 23.3702 | -0.36264 | 0 | 0.60707 | 0 | 1.6728 | 0.15084
2025_01_09 Hr 08 | 0 | 0 | 0 | 0.23583 | 0.23583 | 0.23583 | 0.23583 | 0.23583 | 0.23583 | 0 | 0 | 0.0031592 | 2.79 | 0.23615 | 1.4928 | 1.4928 | 12.7332 | 0.83328 | 0.0016124 | 0.0058432 | 0.0039341 | 0 | 0 | 0.06302 | 0.016238 | 1.2152 | 0 | 11.4048 | 2.0585 | 1.3664 | 0.60107 | 0.79648 | 0 | 0 | 0 | 0 | -46.8358 | 0.056408 | 0 | 0 | 0 | -0.37878 | 0 | 0 | 0 | 0 | 0 | 0 | 0 | 0 | 5.1856 | 0 | 0 | 0 | 1.822 | 0 | 5.5992 | 5.6467 | 1.593 | 43.1994 | 1.2254 | 3.0551 | 0 | 0.032612 | 0 | 0.74789 | 0.22757 | 0 | 18.939 | 22.9541 | -0.37878 | 0 | 0.60707 | 0 | 1.6728 | 0.15252
2025_01_09 Hr 09 | 0.11348 | 0 | 0 | 0.23583 | 0.23583 | 0.23583 | 0.23583 | 0.23583 | 0.23583 | 0 | 0 | 0.0031592 | 2.64 | 0.21627 | 1.4928 | 1.4928 | 12.7332 | 0.83328 | 0.0016124 | 0.0058432 | 0.0039341 | 0 | 0 | 0.06302 | 0.016238 | 0.6097 | 0 | 11.4048 | 2.0585 | 1.3664 | 0.60107 | 0.79648 | 0 | 0 | 0 | 0 | -38.8516 | 0.056408 | 0 | 0 | 0 | -0.36654 | 0 | 0 | 0 | 0 | 0 | 0 | 0 | 0 | 5.0471 | 0 | 0 | 0 | 1.822 | 0 | 5.5535 | 5.5994 | 1.4102 | 42.5008 | 1.2254 | 3.0551 | 0 | 0.032612 | -0.11348 | 0.74789 | 0.22757 | 0 | 25.7453 | 22.5762 | -0.48002 | 0 | 0.60707 | 0 | 1.6728 | 0.15231
2025_01_09 Hr 10 | 0.24934 | 0 | 0 | 0.23583 | 0.23583 | 0.23583 | 0.23583 | 0.23583 | 0.23583 | 0 | 0 | 0.0031592 | 2.52 | 0.20053 | 1.4928 | 1.4928 | 12.7332 | 0.83328 | 0.0016124 | 0.0058432 | 0.0039341 | 0 | 0 | 0.06302 | 0.016238 | 0.85086 | 0 | 11.4048 | 2.0585 | 1.3664 | 0.60107 | 0.79648 | 0 | 0 | 0 | 0 | -36.6761 | 0.056408 | 0 | 0 | 0 | -0.35599 | 0 | 0 | 0 | 0 | 0 | 0 | 0 | 0 | 4.7011 | 0 | 0 | 0 | 1.822 | 0 | 5.7286 | 5.7759 | 1.1708 | 43.0936 | 1.2254 | 3.0551 | 0 | 0.032612 | -0.24934 | 0.74789 | 0.22757 | 0 | 27.8026 | 21.9904 | -0.60533 | 0 | 0.60707 | 0 | 1.6728 | 0.15185
2025_01_09 Hr 11 | 0.11348 | 1.2948e-06 | 0 | 0.23583 | 0.23583 | 0.23583 | 0.23583 | 0.23583 | 0.23583 | 0 | 0 | 0.0031592 | 2.43 | 0.19578 | 1.4928 | 1.4928 | 12.7332 | 0.83328 | 0.0016124 | 0.0058432 | 0.0039341 | 0 | 0 | 0.06302 | 0.016238 | 1.092 | 0 | 11.4048 | 2.0585 | 1.3664 | 0.60107 | 0.79648 | 0 | 0 | 0 | 0 | -32.7062 | 0.056408 | 0 | 0 | 0 | -0.36045 | 0 | 0 | 0 | 0 | 0 | 0 | 0 | 0 | 4.7005 | 0 | 0 | 0 | 1.822 | 0 | 5.8161 | 5.8642 | 0.87049 | 43.5106 | 1.2254 | 3.0551 | 0 | 0.032612 | -0.11348 | 0.74789 | 0.22757 | 0 | 31.7886 | 21.4582 | -0.47393 | 0 | 0.60707 | 0 | 1.6728 | 0.15115
2025_01_09 Hr 12 | 0.20415 | 1.7917e-05 | 0 | 0.23583 | 0.23583 | 0.23583 | 0.23583 | 0.23583 | 0.23583 | 0 | 0 | 0.0031592 | 2.49 | 0.19828 | 1.4928 | 1.4928 | 12.7332 | 0.83328 | 0.0016124 | 0.0058432 | 0.0039341 | 0 | 0 | 0.06302 | 0.016238 | 1.2723 | 0 | 11.4048 | 2.0585 | 1.3664 | 0.60107 | 0.79648 | 0 | 0 | 0 | 0 | -33.55 | 0.056408 | 0 | 0 | 0 | -0.35624 | 0 | 0 | 0 | 0 | 0 | 0 | 0 | 0 | 5.185 | 0 | 0 | 0 | 1.822 | 0 | 5.8619 | 5.9115 | 1.0794 | 43.784 | 1.2254 | 3.0551 | 0 | 0.032612 | -0.20415 | 0.74789 | 0.22757 | 0 | 31.9776 | 22.304 | -0.56039 | 0 | 0.60707 | 0 | 1.6728 | 0.15029
2025_01_09 Hr 13 | 0.24927 | 3.9049e-05 | 0 | 0.23583 | 0.23583 | 0.23583 | 0.23583 | 0.23583 | 0.23583 | 0 | 0 | 0.0031592 | 2.25 | 0.17635 | 1.4928 | 1.4928 | 12.7332 | 0.83328 | 0.0016124 | 0.0058432 | 0.0039341 | 0 | 0 | 0.06302 | 0.016238 | 1.2821 | 0 | 11.4048 | 2.0585 | 1.3664 | 0.60107 | 0.79648 | 0 | 0 | 0 | 0 | -31.7388 | 0.056408 | 0 | 0 | 0 | -0.3506 | 0 | 0 | 0 | 0 | 0 | 0 | 0 | 0 | 5.4621 | 0 | 0 | 0 | 1.822 | 0 | 5.8619 | 5.9115 | 0.80956 | 43.7938 | 1.2254 | 3.0551 | 0 | 0.032612 | -0.24927 | 0.74789 | 0.22757 | 0 | 33.5491 | 22.094 | -0.59987 | 0 | 0.60707 | 0 | 1.6728 | 0.14988
2025_01_09 Hr 14 | 0.27215 | 5.4241e-05 | 0 | 0.23583 | 0.23583 | 0.23583 | 0.23583 | 0.23583 | 0.23583 | 0 | 0 | 0.0031592 | 2.01 | 0.15776 | 1.4928 | 1.4928 | 12.3572 | 0.76384 | 0.0016124 | 0.0058432 | 0.0039341 | 0 | 0 | 0.06302 | 0.016238 | 1.2152 | 0 | 11.1645 | 2.0585 | 0 | 0.58604 | 0.79648 | 0 | 0 | 0 | 0 | -25.4057 | 0.056408 | 0 | 0 | 0 | -0.3511 | 0 | 0 | 0 | 0 | 0 | 0 | 0 | 0 | 5.6006 | 0 | 0 | 0 | 1.822 | 0 | 5.7312 | 5.7802 | 0.63111 | 41.4128 | 1.2254 | 3.0551 | 0 | 0.032612 | -0.27215 | 0.74789 | 0.22757 | 0 | 37.1865 | 21.8026 | -0.62325 | 0 | 0.60707 | 0 | 1.6728 | 0.14917
2025_01_09 Hr 15 | 0.29576 | 5.4084e-05 | 0 | 0.23583 | 0.23583 | 0.23583 | 0.23583 | 0.23583 | 0.23583 | 0 | 0 | 0.0031592 | 1.83 | 0.14663 | 1.4928 | 1.4928 | 11.5899 | 0.83326 | 0.0016124 | 0.0058432 | 0.0039341 | 0 | 0 | 0.06302 | 0.016238 | 0.60964 | 0 | 10.7179 | 2.0585 | 0 | 0.55811 | 0.79648 | 0 | 0 | 0 | 0 | -21.1343 | 0.056408 | 0 | 0 | 0 | -0.35846 | 0 | 0 | 0 | 0 | 0 | 0 | 0 | 0 | 5.3925 | 0 | 0 | 0 | 1.822 | 0 | 5.3784 | 5.4228 | 0.57017 | 38.9525 | 1.2254 | 3.0551 | 0 | 0.032612 | -0.29576 | 0.74789 | 0.22757 | 0 | 38.5017 | 21.3377 | -0.65423 | 0 | 0.60707 | 0 | 1.6728 | 0.14874
2025_01_09 Hr 16 | 0.090669 | 4.5535e-05 | 0 | 0.23583 | 0.23583 | 0.23583 | 0.23583 | 0.23583 | 0.23583 | 0 | 0 | 0.0031592 | 2.1 | 0.14875 | 1.4928 | 1.4928 | 12.7332 | 0.55552 | 0.0016124 | 0.0058432 | 0.0039341 | 0 | 0 | 0.06302 | 0.016238 | 0.58954 | 0 | 11.4048 | 2.0585 | 0 | 0.60107 | 0.79648 | 0 | 0 | 0 | 0 | -20.6474 | 0.056408 | 0 | 0 | 0 | -0.31664 | 0 | 0 | 0 | 0 | 0 | 0 | 0 | 0 | 5.3229 | 0 | 0 | 0 | 1.822 | 0 | 5.2033 | 5.2462 | 0.4483 | 40.1332 | 1.2254 | 3.0551 | 0 | 0.032612 | -0.090669 | 0.74789 | 0.22757 | 0 | 40.3349 | 21.2564 | -0.40731 | 0 | 0.60707 | 0 | 1.6728 | 0.14891
2025_01_09 Hr 17 | 0.022667 | 8.9841e-06 | 0 | 0.23583 | 0.23583 | 0.23583 | 0.23583 | 0.23583 | 0.23583 | 0 | 0 | 0.0031592 | 2.4 | 0.1677 | 1.4928 | 1.4928 | 12.7332 | 0.83328 | 0.0016124 | 0.0058432 | 0.0039341 | 0 | 0 | 0.06302 | 0.016238 | 0.83072 | 0 | 11.4048 | 2.0585 | 1.3664 | 0.60107 | 0.79648 | 0 | 0 | 0 | 0 | -28.3661 | 0.056408 | 0 | 0 | 0 | -0.31234 | 0 | 0 | 0 | 0 | 0 | 0 | 0 | 0 | 5.6006 | 0 | 0 | 0 | 1.822 | 0 | 5.2074 | 5.2526 | 0.5397 | 42.029 | 1.2254 | 3.0551 | 0 | 0.032612 | -0.022667 | 0.74789 | 0.22757 | 0 | 35.2065 | 21.8786 | -0.33501 | 0 | 0.60707 | 0 | 1.6728 | 0.15105
2025_01_09 Hr 18 | 0 | 0 | 0 | 0.23583 | 0.23583 | 0.23583 | 0.23583 | 0.23583 | 0.23583 | 0 | 0 | 0.0031592 | 2.55 | 0.21072 | 1.4928 | 1.4928 | 12.7332 | 0.83328 | 0.0016124 | 0.0058432 | 0.0039341 | 0 | 0 | 0.06302 | 0.016238 | 1.0719 | 0 | 11.4048 | 2.0585 | 1.3664 | 0.60107 | 0.79648 | 0 | 0 | 0 | 0 | -39.4594 | 0.056408 | 0 | 0 | 0 | -0.36975 | 0 | 0 | 0 | 0 | 0 | 0 | 0 | 0 | 5.531 | 0 | 0 | 0 | 1.822 | 0 | 5.8619 | 5.9115 | 0.66157 | 43.5836 | 1.2254 | 3.0551 | 0 | 0.032612 | 0 | 0.74789 | 0.22757 | 0 | 25.8572 | 22.1027 | -0.36975 | 0 | 0.60707 | 0 | 1.6728 | 0.15257
2025_01_09 Hr 19 | 0 | 0 | 0 | 0.23583 | 0.23583 | 0.23583 | 0.23583 | 0.23583 | 0.23583 | 0 | 0 | 0.0031592 | 2.52 | 0.20767 | 1.4928 | 1.4928 | 12.7332 | 0.83328 | 0.0016124 | 0.0058432 | 0.0039341 | 0 | 0 | 0.06302 | 0.016238 | 1.2657 | 0 | 11.4048 | 2.0585 | 1.3664 | 0.60107 | 0.79648 | 0 | 0 | 0 | 0 | -44.962 | 0.056408 | 0 | 0 | 0 | -0.36873 | 0 | 0 | 0 | 0 | 0 | 0 | 0 | 0 | 5.6 | 0 | 0 | 0 | 1.822 | 0 | 5.8619 | 5.9115 | 0.93143 | 43.7774 | 1.2254 | 3.0551 | 0 | 0.032612 | 0 | 0.74789 | 0.22757 | 0 | 20.8554 | 22.4087 | -0.36873 | 0 | 0.60707 | 0 | 1.6728 | 0.15276
2025_01_09 Hr 20 | 0 | 0 | 0 | 0.23583 | 0.23583 | 0.23583 | 0.23583 | 0.23583 | 0.23583 | 0 | 0 | 0.0031592 | 2.49 | 0.19821 | 1.4928 | 1.4928 | 12.7332 | 0.83328 | 0.0016124 | 0.0058432 | 0.0039341 | 0 | 0 | 0.06302 | 0.016238 | 1.2821 | 0 | 11.4048 | 2.0585 | 1.3664 | 0.60107 | 0.79648 | 0 | 0 | 0 | 0 | -42.8437 | 0.056408 | 0 | 0 | 0 | -0.35611 | 0 | 0 | 0 | 0 | 0 | 0 | 0 | 0 | 5.5304 | 0 | 0 | 0 | 1.822 | 0 | 5.8619 | 5.9115 | 1.0185 | 43.7938 | 1.2254 | 3.0551 | 0 | 0.032612 | 0 | 0.74789 | 0.22757 | 0 | 22.9797 | 22.3858 | -0.35611 | 0 | 0.60707 | 0 | 1.6728 | 0.15181
2025_01_09 Hr 21 | 0 | 0 | 0 | 0.23583 | 0.23583 | 0.23583 | 0.23583 | 0.23583 | 0.23583 | 0 | 0 | 0.0031592 | 2.37 | 0.17912 | 1.4928 | 1.4928 | 12.7332 | 0.83328 | 0.0016124 | 0.0058432 | 0.0039341 | 0 | 0 | 0.06302 | 0.016238 | 1.2821 | 0 | 11.4048 | 2.0585 | 1.3664 | 0.60107 | 0.79648 | 0 | 0 | 0 | 0 | -40.3395 | 0.056408 | 0 | 0 | 0 | -0.338 | 0 | 0 | 0 | 0 | 0 | 0 | 0 | 0 | 5.6696 | 0 | 0 | 0 | 1.822 | 0 | 5.5992 | 5.6467 | 0.42219 | 43.2664 | 1.2254 | 3.0551 | 0 | 0.032612 | 0 | 0.74789 | 0.22757 | 0 | 24.3777 | 21.7888 | -0.338 | 0 | 0.60707 | 0 | 1.6728 | 0.15108
2025_01_09 Hr 22 | 0 | 0 | 0 | 0 | 0 | 0 | 0 | 0 | 0 | 0 | 0 | 0.0031592 | 2.19 | 0.16849 | 1.4928 | 1.4928 | 12.7332 | 0.83328 | 0.0016124 | 0.0058432 | 0.0039341 | 0 | 0 | 0.06302 | 0.016238 | 1.2821 | 0 | 11.4048 | 2.0585 | 0 | 0.60107 | 0.79648 | 0 | 0 | 0 | 0 | -23.3263 | 0.056408 | 0 | 0.013189 | 0 | -0.34411 | 0 | 0 | 0 | 0 | 0 | 0 | 0 | 0 | 5.5298 | 0 | 0 | 0 | 1.822 | 0 | 0 | 0 | 0.50924 | 29.239 | 1.2254 | 3.0551 | 0 | 0.032612 | 0 | 0.74789 | 0.22757 | 0 | 27.1122 | 21.5435 | -0.34411 | 0 | 0.60707 | 0 | 1.6728 | 0.14917
2025_01_09 Hr 23 | 0 | 0 | 0 | 0 | 0 | 0 | 0 | 0 | 0 | 0 | 0 | 0.0031592 | 2.04 | 0.16117 | 1.4928 | 1.4928 | 12.7782 | 0.83713 | 0.0016124 | 0.0058432 | 0.0039341 | 0 | 0 | 0.06302 | 0.016238 | 1.2821 | 0 | 11.4175 | 2.0585 | 0 | 0.60344 | 0.79648 | 0 | 0 | 0 | 0 | -24.9811 | 0.056408 | 0 | 0.013543 | 0 | -0.35341 | 0 | 0 | 0 | 0 | 0 | 0 | 0 | 0 | 5.7385 | 0 | 0 | 0 | 1.822 | 0 | 0 | 0 | 0.50924 | 29.3006 | 1.2254 | 3.0551 | 0 | 0.032612 | 0 | 0.74789 | 0.22757 | 0 | 25.5614 | 21.5953 | -0.35341 | 0 | 0.60707 | 0 | 1.6728 | 0.14716
2025_01_09 Hr 24 | 0 | 0 | 0 | 0 | 0 | 0 | 0 | 0 | 0 | 0 | 0 | 0.0031592 | 1.92 | 0.15204 | 1.4928 | 1.4928 | 12.7782 | 0 | 0.0016124 | 0.0058432 | 0.0039341 | 0 | 0 | 0.06302 | 0.016238 | 1.2821 | 0 | 11.4175 | 2.0585 | 0 | 0.60344 | 0.79648 | 0 | 0 | 0 | 0 | -20.3041 | 0.056408 | 0 | 0.013575 | 0 | -0.35424 | 0 | 0 | 0 | 0 | 0 | 0 | 0 | 0 | 5.531 | 0 | 0 | 0 | 1.822 | 0 | 0 | 0 | 0.36125 | 28.4635 | 1.2254 | 3.0551 | 0 | 0.032612 | 0 | 0.74789 | 0.22757 | 0 | 28.9135 | 21.1084 | -0.35424 | 0 | 0.60707 | 0 | 1.6728 | 0.14488
2025_01_10 Hr 01 | 0 | 0 | 0 | 0 | 0 | 0 | 0 | 0 | 0 | 0 | 0 | 0.0031592 | 1.83 | 0.14782 | 1.4928 | 1.4928 | 11.3724 | 0 | 0.0016124 | 0.0058432 | 0.0039341 | 0 | 0 | 0.06302 | 0.016238 | 1.2821 | 0 | 10.1607 | 2.0585 | 0 | 0.60344 | 0.79648 | 0 | 0 | 0 | 0 | -19.6109 | 0.056408 | 0 | 0.013847 | 0 | -0.36139 | 0 | 0 | 0 | 0 | 0 | 0 | 0 | 0 | 5.3931 | 0 | 0 | 0 | 1.822 | 0 | 0 | 0 | 0.14798 | 25.8008 | 1.2254 | 3.0551 | 0 | 0.032612 | 0 | 0.74789 | 0.22757 | 0 | 26.4906 | 20.6621 | -0.36139 | 0 | 0.60707 | 0 | 1.6728 | 0.14397
2025_01_10 Hr 02 | 0 | 0 | 0 | 0.20987 | 0.20987 | 0.20987 | 0.20987 | 0.20987 | 0.20987 | 0 | 0 | 0.0031592 | 1.83 | 0.14773 | 1.4928 | 1.4928 | 11.3724 | 0 | 0.0016124 | 0.0058432 | 0.0039341 | 0 | 0 | 0.06302 | 0.016238 | 1.2821 | 0 | 10.1607 | 2.0585 | 0 | 0.60344 | 0.79648 | 0 | 0 | 0 | 0 | -21.6595 | 0.056408 | 0 | 0.24218 | 0 | -0.36117 | 0 | 0 | 0 | 0 | 0 | 0 | 0 | 0 | 4.9781 | 0 | 0 | 0 | 1.822 | 0 | 0 | 0 | 0.30032 | 27.06 | 1.2254 | 3.0551 | 0 | 0.032612 | 0 | 0.74789 | 0.22757 | 0 | 25.4384 | 20.399 | -0.36117 | 0 | 0.60707 | 0 | 1.6728 | 0.14366
2025_01_10 Hr 03 | 0 | 0 | 0 | 0.20987 | 0.20987 | 0.20987 | 0.20987 | 0.20987 | 0.20987 | 0 | 0 | 0.0031592 | 2.01 | 0.16247 | 1.4928 | 1.4928 | 11.3724 | 0 | 0.0016124 | 0.0058432 | 0.0039341 | 0 | 0 | 0.06302 | 0.016238 | 1.2821 | 0 | 10.1607 | 2.0585 | 0 | 0.60344 | 0.79648 | 0 | 0 | 0 | 0 | -24.632 | 0.056408 | 0 | 0.0086603 | 0 | -0.36163 | 0 | 0 | 0 | 0 | 0 | 0 | 0 | 0 | 4.9086 | 0 | 0 | 0 | 1.822 | 0 | 0 | 0 | 0.50924 | 27.06 | 1.2254 | 3.0551 | 0 | 0.032612 | 0 | 0.74789 | 0.22757 | 0 | 22.8 | 20.7335 | -0.36163 | 0 | 0.60707 | 0 | 1.6728 | 0.14409
2025_01_10 Hr 04 | 0 | 0 | 0 | 0.20987 | 0.20987 | 0.20987 | 0.20987 | 0.20987 | 0.20987 | 0 | 0 | 0.0031592 | 2.25 | 0.18132 | 1.4928 | 1.4928 | 11.3724 | 0 | 0.0016124 | 0.0058432 | 0.0039341 | 0 | 0 | 0.06302 | 0.016238 | 1.2821 | 0 | 10.1607 | 2.0585 | 0 | 0.60344 | 0.79648 | 0 | 0 | 0 | 0 | -23.3241 | 0.056408 | 0 | 0.0086345 | 0 | -0.36055 | 0 | 0 | 0 | 0 | 0 | 0 | 0 | 0 | 3.8027 | 0 | 0 | 0 | 1.822 | 0 | 0 | 0 | 0.5397 | 27.06 | 1.2254 | 3.0551 | 0 | 0.032612 | 0 | 0.74789 | 0.22757 | 0 | 23.2925 | 19.9171 | -0.36055 | 0 | 0.60707 | 0 | 1.6728 | 0.1442
2025_01_10 Hr 05 | 0 | 0 | 0 | 0.20987 | 0.20987 | 0.20987 | 0.20987 | 0.20987 | 0.20987 | 0 | 0 | 0.0031592 | 2.46 | 0.19836 | 1.4928 | 1.4928 | 11.3724 | 0 | 0.0016124 | 0.0058432 | 0.0039341 | 0 | 0 | 0.06302 | 0.016238 | 1.2821 | 0 | 10.1607 | 2.0585 | 0 | 0.60344 | 0.79648 | 0 | 0 | 0 | 0 | -28.2427 | 0.056408 | 0 | 0.0086393 | 0 | -0.36075 | 0 | 0 | 0 | 0 | 0 | 0 | 0 | 0 | 4.424 | 0 | 0 | 0 | 1.822 | 0 | 0 | 0 | 0.57017 | 27.06 | 1.2254 | 3.0551 | 0 | 0.032612 | 0 | 0.74789 | 0.22757 | 0 | 19.2542 | 20.7976 | -0.36075 | 0 | 0.60707 | 0 | 1.6728 | 0.14587
2025_01_10 Hr 06 | 0 | 0 | 0 | 0.20987 | 0.20987 | 0.20987 | 0.20987 | 0.20987 | 0.20987 | 0 | 0 | 0.0031592 | 2.22 | 0.19757 | 1.4928 | 1.4928 | 11.3724 | 0.74503 | 0.0016124 | 0.0058432 | 0.0039341 | 0 | 0 | 0.06302 | 0.016238 | 1.2821 | 0.34868 | 10.1607 | 2.0585 | 0 | 0.60344 | 0.79648 | 0 | 0 | 0 | 0 | -46.3013 | 0.056408 | 0 | 0 | 0 | -0.39838 | 0 | 0 | 0 | 0 | 0 | 0 | 0 | 0 | 3.8021 | 0 | 0 | 0 | 1.822 | 0 | 6.7476 | 6.7907 | 0.4483 | 38.2957 | 1.2254 | 3.0551 | 0 | 0.032612 | 0 | 0.74789 | 0.22757 | 0 | 11.4114 | 19.8154 | -0.39838 | 0 | 0.60707 | 0 | 1.6728 | 0.14825
2025_01_10 Hr 07 | 0 | 0 | 0 | 0.20987 | 0.20987 | 0.20987 | 0.20987 | 0.20987 | 0.20987 | 0 | 0 | 0.0031592 | 1.92 | 0.18002 | 1.4928 | 1.4928 | 11.3323 | 0.74161 | 0.0016124 | 0.0058432 | 0.0039341 | 0 | 0 | 0.06302 | 0.016238 | 1.2821 | 0.47764 | 10.1494 | 2.0585 | 1.216 | 0.60107 | 0.79648 | 0 | 0 | 0 | 0 | -46.6626 | 0.056408 | 0 | 0 | 0 | -0.41981 | 0 | 0 | 0 | 0 | 0 | 0 | 0 | 0 | 2.4198 | 0 | 0 | 0 | 1.822 | 0 | 5.2166 | 5.2608 | 0.42219 | 39.9213 | 1.2254 | 3.0551 | 0 | 0.032612 | 0 | 0.74789 | 0.22757 | 0 | 10.9291 | 18.0902 | -0.41981 | 0 | 0.60707 | 0 | 1.6728 | 0.15139
2025_01_10 Hr 08 | 0 | 0 | 0 | 0.20987 | 0.20987 | 0.20987 | 0.20987 | 0.20987 | 0.20987 | 0 | 0 | 0.0031592 | 2.4 | 0.22007 | 1.4928 | 1.4928 | 11.3323 | 0.74161 | 0.0016124 | 0.0058432 | 0.0039341 | 0 | 0 | 0.06302 | 0.016238 | 1.2821 | 0.47764 | 10.1494 | 2.0585 | 1.216 | 0.60107 | 0.79648 | 0 | 0 | 0 | 0 | -46.5641 | 0.056408 | 0 | 0 | 0 | -0.41054 | 0 | 0 | 0 | 0 | 0 | 0 | 0 | 0 | 2.0738 | 0 | 0 | 0 | 1.822 | 0 | 5.2166 | 5.2608 | 0.39172 | 39.9213 | 1.2254 | 3.0551 | 0 | 0.032612 | 0 | 0.74789 | 0.22757 | 0 | 11.1824 | 18.2357 | -0.41054 | 0 | 0.60707 | 0 | 1.6728 | 0.1533
2025_01_10 Hr 09 | 0 | 0 | 0 | 0.20987 | 0.20987 | 0.20987 | 0.20987 | 0.20987 | 0.20987 | 0 | 0 | 0.0031592 | 2.46 | 0.21472 | 1.4928 | 1.4928 | 11.3323 | 0.74161 | 0.0016124 | 0.0058432 | 0.0039341 | 0 | 0 | 0.06302 | 0.016238 | 1.2821 | 0.47764 | 10.1494 | 2.0585 | 1.216 | 0.60107 | 0.79648 | 0 | 0 | 0 | 0 | -45.0432 | 0.056408 | 0 | 0 | 0 | -0.39069 | 0 | 0 | 0 | 0 | 0 | 0 | 0 | 0 | 2.2813 | 0 | 0 | 0 | 1.822 | 0 | 5.2166 | 5.2608 | 0.66157 | 39.9213 | 1.2254 | 3.0551 | 0 | 0.032612 | 0 | 0.74789 | 0.22757 | 0 | 13.2552 | 18.7678 | -0.39069 | 0 | 0.60707 | 0 | 1.6728 | 0.15343
2025_01_10 Hr 10 | 0.29569 | 8.1437e-06 | 0 | 0.20987 | 0.20987 | 0.20987 | 0.20987 | 0.20987 | 0.20987 | 0 | 0 | 0.0031592 | 2.46 | 0.20776 | 1.4928 | 1.4928 | 11.3323 | 0.74161 | 0.0016124 | 0.0058432 | 0.0039341 | 0 | 0 | 0.06302 | 0.016238 | 1.2821 | 0 | 10.1494 | 2.0585 | 1.216 | 0.60107 | 0.79648 | 0 | 0 | 0 | 0 | -43.2871 | 0.056408 | 0 | 0 | 0 | -0.37794 | 0 | 0 | 0 | 0 | 0 | 0 | 0 | 0 | 1.9358 | 0 | 0 | 0 | 1.822 | 0 | 5.2166 | 5.2608 | 1.0185 | 39.4437 | 1.2254 | 3.0551 | 0 | 0.032612 | -0.29569 | 0.74789 | 0.22757 | 0 | 14.5504 | 19.0674 | -0.67363 | 0 | 0.60707 | 0 | 1.6728 | 0.15286
2025_01_10 Hr 11 | 0.20422 | 2.5423e-05 | 0 | 0.20987 | 0.20987 | 0.20987 | 0.20987 | 0.20987 | 0.20987 | 0 | 0 | 0.0031592 | 2.04 | 0.16135 | 1.4928 | 1.4928 | 11.3323 | 0.74161 | 0.0016124 | 0.0058432 | 0.0039341 | 0 | 0 | 0.06302 | 0.016238 | 1.2821 | 0 | 10.1494 | 2.0585 | 1.216 | 0.60107 | 0.79648 | 0 | 0 | 0 | 0 | -38.4504 | 0.056408 | 0 | 0 | 0 | -0.35382 | 0 | 0 | 0 | 0 | 0 | 0 | 0 | 0 | 2.006 | 0 | 0 | 0 | 1.822 | 0 | 5.2166 | 5.2608 | 0.77909 | 39.4437 | 1.2254 | 3.0551 | 0 | 0.032612 | -0.20422 | 0.74789 | 0.22757 | 0 | 18.7754 | 18.3401 | -0.55804 | 0 | 0.60707 | 0 | 1.6728 | 0.1526
2025_01_10 Hr 12 | 0.11341 | 5.4793e-05 | 0 | 0.20987 | 0.20987 | 0.20987 | 0.20987 | 0.20987 | 0.20987 | 0 | 0 | 0.0031592 | 1.65 | 0.13082 | 1.4928 | 1.4928 | 11.3323 | 0.74161 | 0.0016124 | 0.0058432 | 0.0039341 | 0 | 0 | 0.06302 | 0.016238 | 1.2821 | 0 | 10.1494 | 2.0585 | 1.216 | 0.60107 | 0.79648 | 0 | 0 | 0 | 0 | -37.2497 | 0.056408 | 0 | 0 | 0 | -0.35469 | 0 | 0 | 0 | 0 | 0 | 0 | 0 | 0 | 1.6606 | 0 | 0 | 0 | 1.822 | 0 | 5.2166 | 5.2608 | 0.72251 | 39.4437 | 1.2254 | 3.0551 | 0 | 0.032612 | -0.11341 | 0.74789 | 0.22757 | 0 | 19.1519 | 17.426 | -0.4681 | 0 | 0.60707 | 0 | 1.6728 | 0.15182
2025_01_10 Hr 13 | 0 | 4.1816e-05 | 0 | 0.20987 | 0.20987 | 0.20987 | 0.20987 | 0.20987 | 0.20987 | 0 | 0 | 0.0031592 | 1.41 | 0.11117 | 1.4928 | 1.4928 | 11.3323 | 0.74161 | 0.0016124 | 0.0058432 | 0.0039341 | 0 | 0 | 0.06302 | 0.016238 | 1.2821 | 0 | 10.1494 | 2.0585 | 1.216 | 0.60107 | 0.79648 | 0 | 0 | 0 | 0 | -35.1908 | 0.056408 | 0 | 0 | 0 | -0.3527 | 0 | 0 | 0 | 0 | 0 | 0 | 0 | 0 | 1.591 | 0 | 0 | 0 | 1.822 | 0 | 5.2166 | 5.2608 | 0.96189 | 39.4437 | 1.2254 | 3.0551 | 0 | 0.032612 | 0 | 0.74789 | 0.22757 | 0 | 21.122 | 17.2218 | -0.3527 | 0 | 0.60707 | 0 | 1.6728 | 0.1509
2025_01_10 Hr 14 | 0.18141 | 5.1972e-05 | 0 | 0.20987 | 0.20987 | 0.20987 | 0.20987 | 0.20987 | 0.20987 | 0 | 0 | 0.0031592 | 1.26 | 0.099381 | 1.4928 | 1.4928 | 10.9977 | 0.6798 | 0.0016124 | 0.0058432 | 0.0039341 | 0 | 0 | 0.06302 | 0.016238 | 1.2152 | 0 | 9.9356 | 2.0585 | 1.1147 | 0.58604 | 0.79648 | 0 | 0 | 0 | 0 | -34.4534 | 0.056408 | 0 | 0 | 0 | -0.35283 | 0 | 0 | 0 | 0 | 0 | 0 | 0 | 0 | 1.5898 | 0 | 0 | 0 | 1.822 | 0 | 5.1387 | 5.1822 | 1.2927 | 38.5088 | 1.2254 | 3.0551 | 0 | 0.032612 | -0.18141 | 0.74789 | 0.22757 | 0 | 21.0768 | 17.5556 | -0.53424 | 0 | 0.60707 | 0 | 1.6728 | 0.15051
2025_01_10 Hr 15 | 0.24934 | 2.7022e-05 | 0 | 0.20987 | 0.20987 | 0.20987 | 0.20987 | 0.20987 | 0.20987 | 0 | 0 | 0.0031592 | 1.32 | 0.10569 | 1.4928 | 1.4928 | 10.4912 | 0.74158 | 0.0016124 | 0.0058432 | 0.0039341 | 0 | 0 | 0.06302 | 0.016238 | 0.60966 | 0 | 9.5381 | 2.0585 | 0 | 0.55811 | 0.79648 | 0 | 0 | 0 | 0 | -25.4318 | 0.056408 | 0 | 0 | 0 | -0.3582 | 0 | 0 | 0 | 0 | 0 | 0 | 0 | 0 | 1.6594 | 0 | 0 | 0 | 1.822 | 0 | 4.8679 | 4.9101 | 1.0794 | 35.4033 | 1.2254 | 3.0551 | 0 | 0.032612 | -0.24934 | 0.74789 | 0.22757 | 0 | 26.8817 | 17.5177 | -0.60754 | 0 | 0.60707 | 0 | 1.6728 | 0.15002
2025_01_10 Hr 16 | 0.11334 | 8.9657e-06 | 0 | 0.20987 | 0.20987 | 0.20987 | 0.20987 | 0.20987 | 0.20987 | 0 | 0 | 0.0031592 | 1.65 | 0.1315 | 1.4928 | 1.4928 | 11.3323 | 0.74161 | 0.0016124 | 0.0058432 | 0.0039341 | 0 | 0 | 0.06302 | 0.016238 | 0.85084 | 0 | 10.1494 | 2.0585 | 1.216 | 0.60107 | 0.79648 | 0 | 0 | 0 | 0 | -30.5726 | 0.056408 | 0 | 0 | 0 | -0.35653 | 0 | 0 | 0 | 0 | 0 | 0 | 0 | 0 | 2.0744 | 0 | 0 | 0 | 1.822 | 0 | 4.9421 | 4.983 | 0.4483 | 38.4601 | 1.2254 | 3.0551 | 0 | 0.032612 | -0.11334 | 0.74789 | 0.22757 | 0 | 24.9822 | 17.5645 | -0.46987 | 0 | 0.60707 | 0 | 1.6728 | 0.15016
2025_01_10 Hr 17 | 0 | 0 | 0 | 0.20987 | 0.20987 | 0.20987 | 0.20987 | 0.20987 | 0.20987 | 0 | 0 | 0.0031592 | 1.56 | 0.14673 | 1.4928 | 1.4928 | 11.3323 | 0.74161 | 0.0016124 | 0.0058432 | 0.0039341 | 0 | 0 | 0.06302 | 0.016238 | 1.2217 | 0.22927 | 10.1494 | 2.0585 | 1.216 | 0.60107 | 0.79648 | 0 | 0 | 0 | 0 | -42.7895 | 0.056408 | 0 | 0 | 0 | -0.42116 | 0 | 0 | 0 | 0 | 0 | 0 | 0 | 0 | 2.6963 | 0 | 0 | 0 | 1.822 | 0 | 5.2166 | 5.2608 | 0.66157 | 39.4629 | 1.2254 | 3.0551 | 0 | 0.032612 | 0 | 0.74789 | 0.22757 | 0 | 14.4654 | 18.2132 | -0.42116 | 0 | 0.60707 | 0 | 1.6728 | 0.15183
2025_01_10 Hr 18 | 0 | 0 | 0 | 0.20987 | 0.20987 | 0.20987 | 0.20987 | 0.20987 | 0.20987 | 0 | 0 | 0.0031592 | 1.47 | 0.14169 | 1.4928 | 1.4928 | 11.3323 | 0.74161 | 0.0016124 | 0.0058432 | 0.0039341 | 0 | 0 | 0.06302 | 0.016238 | 1.2821 | 0.47764 | 10.1494 | 2.0585 | 1.216 | 0.60107 | 0.79648 | 0 | 0 | 0 | 0 | -48.1779 | 0.056408 | 0 | 0 | 0 | -0.43163 | 0 | 0 | 0 | 0 | 0 | 0 | 0 | 0 | 2.4888 | 0 | 0 | 0 | 1.822 | 0 | 5.2166 | 5.2608 | 0.93143 | 39.9213 | 1.2254 | 3.0551 | 0 | 0.032612 | 0 | 0.74789 | 0.22757 | 0 | 9.4936 | 18.1818 | -0.43163 | 0 | 0.60707 | 0 | 1.6728 | 0.15311
2025_01_10 Hr 19 | 0 | 0 | 0 | 0.20987 | 0.20987 | 0.20987 | 0.20987 | 0.20987 | 0.20987 | 0 | 0 | 0.0031592 | 1.53 | 0.14097 | 1.4928 | 1.4928 | 11.3323 | 0.74161 | 0.0016124 | 0.0058432 | 0.0039341 | 0 | 0 | 0.06302 | 0.016238 | 1.2821 | 0.47764 | 10.1494 | 2.0585 | 1.216 | 0.60107 | 0.79648 | 0 | 0 | 0 | 0 | -46.8265 | 0.056408 | 0 | 0 | 0 | -0.41251 | 0 | 0 | 0 | 0 | 0 | 0 | 0 | 0 | 2.4204 | 0 | 0 | 0 | 1.822 | 0 | 5.2166 | 5.2608 | 0.93143 | 39.9213 | 1.2254 | 3.0551 | 0 | 0.032612 | 0 | 0.74789 | 0.22757 | 0 | 10.8547 | 18.1723 | -0.41251 | 0 | 0.60707 | 0 | 1.6728 | 0.15269
2025_01_10 Hr 20 | 0 | 0 | 0 | 0.20987 | 0.20987 | 0.20987 | 0.20987 | 0.20987 | 0.20987 | 0 | 0 | 0.0031592 | 1.62 | 0.15157 | 1.4928 | 1.4928 | 11.3323 | 0.74161 | 0.0016124 | 0.0058432 | 0.0039341 | 0 | 0 | 0.06302 | 0.016238 | 1.2821 | 0.47764 | 10.1494 | 2.0585 | 1.216 | 0.60107 | 0.79648 | 0 | 0 | 0 | 0 | -47.4654 | 0.056408 | 0 | 0 | 0 | -0.41893 | 0 | 0 | 0 | 0 | 0 | 0 | 0 | 0 | 2.7664 | 0 | 0 | 0 | 1.822 | 0 | 5.2166 | 5.2608 | 0.60064 | 39.9213 | 1.2254 | 3.0551 | 0 | 0.032612 | 0 | 0.74789 | 0.22757 | 0 | 10.324 | 18.287 | -0.41893 | 0 | 0.60707 | 0 | 1.6728 | 0.15156
2025_01_10 Hr 21 | 0 | 0 | 0 | 0.20987 | 0.20987 | 0.20987 | 0.20987 | 0.20987 | 0.20987 | 0 | 0 | 0.0031592 | 1.83 | 0.1646 | 1.4928 | 1.4928 | 11.3323 | 0.74161 | 0.0016124 | 0.0058432 | 0.0039341 | 0 | 0 | 0.06302 | 0.016238 | 1.2821 | 0 | 10.1494 | 2.0585 | 1.216 | 0.60107 | 0.79648 | 0 | 0 | 0 | 0 | -44.4207 | 0.056408 | 0 | 0 | 0 | -0.40266 | 0 | 0 | 0 | 0 | 0 | 0 | 0 | 0 | 2.2801 | 0 | 0 | 0 | 1.822 | 0 | 5.2166 | 5.2608 | 0.4483 | 39.4437 | 1.2254 | 3.0551 | 0 | 0.032612 | 0 | 0.74789 | 0.22757 | 0 | 12.4909 | 17.8706 | -0.40266 | 0 | 0.60707 | 0 | 1.6728 | 0.1508
2025_01_10 Hr 22 | 0 | 0 | 0 | 0.20987 | 0.20987 | 0.20987 | 0.20987 | 0.20987 | 0.20987 | 0 | 0 | 0.0031592 | 1.89 | 0.17339 | 1.4928 | 1.4928 | 11.3323 | 0.74161 | 0.0016124 | 0.0058432 | 0.0039341 | 0 | 0 | 0.06302 | 0.016238 | 1.2821 | 0 | 10.1494 | 2.0585 | 0 | 0.60107 | 0.79648 | 0 | 0 | 0 | 0 | -42.4304 | 0.056408 | 0 | 0 | 0 | -0.41073 | 0 | 0 | 0 | 0 | 0 | 0 | 0 | 0 | 1.7277 | 0 | 0 | 0 | 1.822 | 0 | 5.2166 | 5.2608 | 0.36125 | 38.2277 | 1.2254 | 3.0551 | 0 | 0.032612 | 0 | 0.74789 | 0.22757 | 0 | 12.6851 | 17.2986 | -0.41073 | 0 | 0.60707 | 0 | 1.6728 | 0.14938
2025_01_10 Hr 23 | 0 | 0 | 0 | 0.20987 | 0.20987 | 0.20987 | 0.20987 | 0.20987 | 0.20987 | 0 | 0 | 0.0031592 | 1.89 | 0.15538 | 1.4928 | 1.4928 | 11.3724 | 0.74503 | 0.0016124 | 0.0058432 | 0.0039341 | 0 | 0 | 0.06302 | 0.016238 | 1.2821 | 0 | 10.1607 | 2.0585 | 0 | 0.60344 | 0.79648 | 0 | 0 | 0 | 0 | -37.1872 | 0.056408 | 0 | 0 | 0 | -0.36786 | 0 | 0 | 0 | 0 | 0 | 0 | 0 | 0 | 1.3829 | 0 | 0 | 0 | 1.822 | 0 | 5.2382 | 5.2825 | 0.12187 | 38.3258 | 1.2254 | 3.0551 | 0 | 0.032612 | 0 | 0.74789 | 0.22757 | 0 | 17.4678 | 16.6971 | -0.36786 | 0 | 0.60707 | 0 | 1.6728 | 0.1477
2025_01_10 Hr 24 | 0 | 0 | 0 | 0.20987 | 0.20987 | 0.20987 | 0.20987 | 0.20987 | 0.20987 | 0 | 0 | 0.0031592 | 1.74 | 0.13365 | 1.4928 | 1.4928 | 11.3724 | 0 | 0.0016124 | 0.0058432 | 0.0039341 | 0 | 0 | 0.06302 | 0.016238 | 1.2821 | 0 | 10.1607 | 2.0585 | 0 | 0.60344 | 0.79648 | 0 | 0 | 0 | 0 | -33.9762 | 0.056408 | 0 | 0 | 0 | -0.34354 | 0 | 0 | 0 | 0 | 0 | 0 | 0 | 0 | 1.4519 | 0 | 0 | 0 | 1.822 | 0 | 5.2382 | 5.2825 | 0 | 37.5807 | 1.2254 | 3.0551 | 0 | 0.032612 | 0 | 0.74789 | 0.22757 | 0 | 19.732 | 16.471 | -0.34354 | 0 | 0.60707 | 0 | 1.6728 | 0.14626
2025_01_11 Hr 01 | 0 | 0 | 0 | 0.2177 | 0.2177 | 0.2177 | 0.2177 | 0.2177 | 0.2177 | 0 | 0 | 0.0031592 | 1.56 | 0.12242 | 1.4928 | 1.4928 | 11.7961 | 0 | 0.0016124 | 0.0058432 | 0.0039341 | 0 | 0 | 0.06302 | 0.016238 | 1.2821 | 0 | 10.5394 | 2.0585 | 0 | 0.60344 | 0.79648 | 0 | 0 | 0 | 0 | -35.9859 | 0.056408 | 0 | 0 | 0 | -0.35105 | 0 | 0 | 0 | 0 | 0 | 0 | 0 | 0 | 1.1766 | 0 | 0 | 0 | 1.822 | 0 | 5.4334 | 5.4794 | 0.091402 | 38.8223 | 1.2254 | 3.0551 | 0 | 0.032612 | 0 | 0.74789 | 0.22757 | 0 | 18.5805 | 16.0952 | -0.35105 | 0 | 0.60707 | 0 | 1.6728 | 0.14552
2025_01_11 Hr 02 | 0 | 0 | 0 | 0.2177 | 0.2177 | 0.2177 | 0.2177 | 0.2177 | 0.2177 | 0 | 0 | 0.0031592 | 1.8 | 0.14067 | 1.4928 | 1.4928 | 11.7961 | 0 | 0.0016124 | 0.0058432 | 0.0039341 | 0 | 0 | 0.06302 | 0.016238 | 1.2821 | 0 | 10.5394 | 2.0585 | 0 | 0.60344 | 0.79648 | 0 | 0 | 0 | 0 | -36.3405 | 0.056408 | 0 | 0 | 0 | -0.34956 | 0 | 0 | 0 | 0 | 0 | 0 | 0 | 0 | 1.1065 | 0 | 0 | 0 | 1.822 | 0 | 5.4334 | 5.4794 | 0.060934 | 38.8223 | 1.2254 | 3.0551 | 0 | 0.032612 | 0 | 0.74789 | 0.22757 | 0 | 18.3845 | 16.2523 | -0.34956 | 0 | 0.60707 | 0 | 1.6728 | 0.14503
2025_01_11 Hr 03 | 0 | 0 | 0 | 0.2177 | 0.2177 | 0.2177 | 0.2177 | 0.2177 | 0.2177 | 0 | 0 | 0.0031592 | 1.83 | 0.14324 | 1.4928 | 1.4928 | 11.7961 | 0 | 0.0016124 | 0.0058432 | 0.0039341 | 0 | 0 | 0.06302 | 0.016238 | 1.2821 | 0 | 10.5394 | 2.0585 | 0 | 0.60344 | 0.79648 | 0 | 0 | 0 | 0 | -36.7162 | 0.056408 | 0 | 0 | 0 | -0.35014 | 0 | 0 | 0 | 0 | 0 | 0 | 0 | 0 | 1.6582 | 0 | 0 | 0 | 1.822 | 0 | 5.4334 | 5.4794 | 0.23939 | 38.8223 | 1.2254 | 3.0551 | 0 | 0.032612 | 0 | 0.74789 | 0.22757 | 0 | 18.7706 | 17.0146 | -0.35014 | 0 | 0.60707 | 0 | 1.6728 | 0.14465
2025_01_11 Hr 04 | 0 | 0 | 0 | 0.2177 | 0.2177 | 0.2177 | 0.2177 | 0.2177 | 0.2177 | 0 | 0 | 0.0031592 | 2.13 | 0.16469 | 1.4928 | 1.4928 | 11.7961 | 0 | 0.0016124 | 0.0058432 | 0.0039341 | 0 | 0 | 0.06302 | 0.016238 | 1.2821 | 0 | 10.5394 | 2.0585 | 0 | 0.60344 | 0.79648 | 0 | 0 | 0 | 0 | -41.3103 | 0.056408 | 0 | 0 | 0 | -0.34583 | 0 | 0 | 0 | 0 | 0 | 0 | 0 | 0 | 1.9346 | 0 | 0 | 0 | 1.822 | 0 | 5.4334 | 5.4794 | 0.57017 | 38.8223 | 1.2254 | 3.0551 | 0 | 0.032612 | 0 | 0.74789 | 0.22757 | 0 | 15.11 | 17.9439 | -0.34583 | 0 | 0.60707 | 0 | 1.6728 | 0.14518
2025_01_11 Hr 05 | 0 | 0 | 0 | 0.2177 | 0.2177 | 0.2177 | 0.2177 | 0.2177 | 0.2177 | 0 | 0 | 0.0031592 | 1.98 | 0.15329 | 1.4928 | 1.4928 | 11.7961 | 0 | 0.0016124 | 0.0058432 | 0.0039341 | 0 | 0 | 0.06302 | 0.016238 | 1.2821 | 0 | 10.5394 | 2.0585 | 0 | 0.60344 | 0.79648 | 0 | 0 | 0 | 0 | -38.9956 | 0.056408 | 0 | 0 | 0 | -0.34629 | 0 | 0 | 0 | 0 | 0 | 0 | 0 | 0 | 1.9364 | 0 | 0 | 0 | 1.822 | 0 | 5.4334 | 5.4794 | 0.47877 | 38.8223 | 1.2254 | 3.0551 | 0 | 0.032612 | 0 | 0.74789 | 0.22757 | 0 | 17.1733 | 17.6929 | -0.34629 | 0 | 0.60707 | 0 | 1.6728 | 0.14517
2025_01_11 Hr 06 | 0 | 0 | 0 | 0.2177 | 0.2177 | 0.2177 | 0.2177 | 0.2177 | 0.2177 | 0 | 0 | 0.0031592 | 1.8 | 0.13773 | 1.4928 | 1.4928 | 11.7961 | 0 | 0.0016124 | 0.0058432 | 0.0039341 | 0 | 0 | 0.06302 | 0.016238 | 1.2821 | 0 | 10.5394 | 2.0585 | 0 | 0.60344 | 0.79648 | 0 | 0 | 0 | 0 | -38.4682 | 0.056408 | 0 | 0 | 0 | -0.34223 | 0 | 0 | 0 | 0 | 0 | 0 | 0 | 0 | 1.5202 | 0 | 0 | 0 | 1.822 | 0 | 5.4334 | 5.4794 | 0.39172 | 38.8223 | 1.2254 | 3.0551 | 0 | 0.032612 | 0 | 0.74789 | 0.22757 | 0 | 17.007 | 16.9952 | -0.34223 | 0 | 0.60707 | 0 | 1.6728 | 0.14631
2025_01_11 Hr 07 | 0 | 0 | 0 | 0.2177 | 0.2177 | 0.2177 | 0.2177 | 0.2177 | 0.2177 | 0 | 0 | 0.0031592 | 1.62 | 0.1253 | 1.4928 | 1.4928 | 11.7544 | 0.76923 | 0.0016124 | 0.0058432 | 0.0039341 | 0 | 0 | 0.06302 | 0.016238 | 1.2821 | 0 | 10.5278 | 2.0585 | 0 | 0.60107 | 0.79648 | 0 | 0 | 0 | 0 | -39.4555 | 0.056408 | 0 | 0 | 0 | -0.34596 | 0 | 0 | 0 | 0 | 0 | 0 | 0 | 0 | 1.176 | 0 | 0 | 0 | 1.822 | 0 | 5.4111 | 5.4569 | 0.36125 | 39.4933 | 1.2254 | 3.0551 | 0 | 0.032612 | 0 | 0.74789 | 0.22757 | 0 | 16.1195 | 16.4276 | -0.34596 | 0 | 0.60707 | 0 | 1.6728 | 0.14819
2025_01_11 Hr 08 | 0 | 0 | 0 | 0.2177 | 0.2177 | 0.2177 | 0.2177 | 0.2177 | 0.2177 | 0 | 0 | 0.0031592 | 1.5 | 0.1167 | 1.4928 | 1.4928 | 11.7544 | 0.70513 | 0.0016124 | 0.0058432 | 0.0039341 | 0 | 0 | 0.06302 | 0.016238 | 1.0144 | 0 | 10.5278 | 2.0585 | 0 | 0.60107 | 0.79648 | 0 | 0 | 0 | 0 | -37.1382 | 0.056408 | 0 | 0 | 0 | -0.34799 | 0 | 0 | 0 | 0 | 0 | 0 | 0 | 0 | 1.3139 | 0 | 0 | 0 | 1.822 | 0 | 5.0878 | 5.1309 | 0.17845 | 38.5123 | 1.2254 | 3.0551 | 0 | 0.032612 | 0 | 0.74789 | 0.22757 | 0 | 17.2816 | 16.2554 | -0.34799 | 0 | 0.60707 | 0 | 1.6728 | 0.14948
2025_01_11 Hr 09 | 0.067929 | 0 | 0 | 0.2177 | 0.2177 | 0.2177 | 0.2177 | 0.2177 | 0.2177 | 0 | 0 | 0.0031592 | 0.96 | 0.080631 | 1.4928 | 1.4928 | 11.7544 | 0.76923 | 0.0016124 | 0.0058432 | 0.0039341 | 0 | 0 | 0.06302 | 0.016238 | 0.86325 | 0 | 10.5278 | 2.0585 | 1.2614 | 0.60107 | 0.79648 | 0 | 0 | 0 | 0 | -42.5188 | 0.056408 | 0 | 0 | 0 | -0.37586 | 0 | 0 | 0 | 0 | 0 | 0 | 0 | 0 | 1.3127 | 0 | 0 | 0 | 1.822 | 0 | 5.3688 | 5.4132 | 0.33079 | 40.2498 | 1.2254 | 3.0551 | 0 | 0.032612 | -0.067929 | 0.74789 | 0.22757 | 0 | 13.187 | 15.8998 | -0.44379 | 0 | 0.60707 | 0 | 1.6728 | 0.15088
2025_01_11 Hr 10 | 0.22645 | 0.00013435 | 0 | 0.2177 | 0.2177 | 0.2177 | 0.2177 | 0.2177 | 0.2177 | 0 | 0 | 0.0031592 | 0.51 | 0.053291 | 1.4928 | 1.4928 | 11.7544 | 0.76923 | 0.0016124 | 0.0058432 | 0.0039341 | 0 | 0 | 0.06302 | 0.016238 | 1.2376 | 0.19091 | 10.5278 | 2.0585 | 1.2614 | 0.60107 | 0.79648 | 0 | 0 | 0 | 0 | -50.3458 | 0.056408 | 0 | 0 | 0 | -0.46811 | 0 | 0 | 0 | 0 | 0 | 0 | 0 | 0 | 1.2444 | 0 | 0 | 0 | 1.822 | 0 | 5.4111 | 5.4569 | 0.20892 | 40.7514 | 1.2254 | 3.0551 | 0 | 0.032612 | -0.22645 | 0.74789 | 0.22757 | 0 | 5.1023 | 15.3913 | -0.69457 | 0 | 0.60707 | 0 | 1.6728 | 0.15128
2025_01_11 Hr 11 | 0.36362 | 0.00066484 | 0 | 0.2177 | 0.2177 | 0.2177 | 0.2177 | 0.2177 | 0.2177 | 0 | 0 | 0.0031592 | 0.18 | 0.018995 | 1.4928 | 1.4928 | 11.7544 | 0.76923 | 0.0016124 | 0.0058432 | 0.0039341 | 0 | 0 | 0.06302 | 0.016238 | 1.2821 | 0.23218 | 10.5278 | 2.0585 | 1.2614 | 0.60107 | 0.79648 | 0 | 0 | 0 | 0 | -50.7437 | 0.056408 | 0 | 0 | 0 | -0.47278 | 0 | 0 | 0 | 0 | 0 | 0 | 0 | 0 | 0.62189 | 0 | 0 | 0 | 1.822 | 0 | 5.4111 | 5.4569 | 0.33079 | 40.8372 | 1.2254 | 3.0551 | 0 | 0.032612 | -0.36362 | 0.74789 | 0.22757 | 0 | 3.9211 | 14.664 | -0.8364 | 0 | 0.60707 | 0 | 1.6728 | 0.15126
2025_01_11 Hr 12 | 0.36355 | 0.00078261 | 0 | 0.2177 | 0.2177 | 0.2177 | 0.2177 | 0.2177 | 0.2177 | 0 | 0 | 0.0031592 | 0.06 | 0.0060492 | 1.4928 | 1.4928 | 11.7544 | 0.76923 | 0.0016124 | 0.0058432 | 0.0039341 | 0 | 0 | 0.06302 | 0.016238 | 1.2821 | 0 | 10.5278 | 2.0585 | 0 | 0.60107 | 0.79648 | 0 | 0 | 0 | 0 | -45.9343 | 0.056408 | 0 | 0 | 0 | -0.45159 | 0 | 0 | 0 | 0 | 0 | 0 | 0 | 0 | 0.48456 | 0 | 0 | 0 | 1.822 | 0 | 5.4111 | 5.4569 | 0.50924 | 39.4933 | 1.2254 | 3.0551 | 0 | 0.032612 | -0.36355 | 0.74789 | 0.22757 | 0 | 7.3148 | 14.5709 | -0.81514 | 0 | 0.60707 | 0 | 1.6728 | 0.14992
2025_01_11 Hr 13 | 0.36362 | 0.00096681 | 0 | 0.2177 | 0.2177 | 0.2177 | 0.2177 | 0.2177 | 0.2177 | 0 | 0 | 0.0031592 | 0.03 | 0.0029586 | 1.4928 | 1.4928 | 11.7544 | 0.76923 | 0.0016124 | 0.0058432 | 0.0039341 | 0 | 0 | 0.06302 | 0.016238 | 1.2821 | 0 | 10.5278 | 2.0585 | 0 | 0.60107 | 0.79648 | 0 | 0 | 0 | 0 | -42.4586 | 0.056408 | 0 | 0 | 0 | -0.44168 | 0 | 0 | 0 | 0 | 0 | 0 | 0 | 0 | 0.55292 | 0 | 0 | 0 | 1.822 | 0 | 5.4111 | 5.4569 | 0.4483 | 39.4933 | 1.2254 | 3.0551 | 0 | 0.032612 | -0.36362 | 0.74789 | 0.22757 | 0 | 10.7737 | 14.5443 | -0.8053 | 0 | 0.60707 | 0 | 1.6728 | 0.14868
2025_01_11 Hr 14 | 0.34088 | 0.00042681 | 0 | 0.2177 | 0.2177 | 0.2177 | 0.2177 | 0.2177 | 0.2177 | 0 | 0 | 0.0031592 | 0.03 | 0.0024666 | 1.4928 | 1.4928 | 11.7544 | 0.76923 | 0.0016124 | 0.0058432 | 0.0039341 | 0 | 0 | 0.06302 | 0.016238 | 1.2821 | 0 | 10.5278 | 2.0585 | 0 | 0.60107 | 0.79648 | 0 | 0 | 0 | 0 | -36.0756 | 0.056408 | 0 | 0 | 0 | -0.36789 | 0 | 0 | 0 | 0 | 0 | 0 | 0 | 0 | 0.41499 | 0 | 0 | 0 | 1.822 | 0 | 5.4111 | 5.4569 | 0.66157 | 39.4933 | 1.2254 | 3.0551 | 0 | 0.032612 | -0.34088 | 0.74789 | 0.22757 | 0 | 17.3046 | 14.5957 | -0.70877 | 0 | 0.60707 | 0 | 1.6728 | 0.14853
2025_01_11 Hr 15 | 0.29576 | 0.00044242 | 0 | 0.2177 | 0.2177 | 0.2177 | 0.2177 | 0.2177 | 0.2177 | 0 | 0 | 0.0031592 | 0 | 0 | 1.4928 | 1.4928 | 11.7544 | 0.76923 | 0.0016124 | 0.0058432 | 0.0039341 | 0 | 0 | 0.06302 | 0.016238 | 1.247 | 0.356 | 10.5278 | 2.0585 | 0 | 0.60107 | 0.79648 | 0 | 0 | 0 | 0 | -43.6442 | 0.056408 | 0 | 0 | 0 | -0.42803 | 0 | 0 | 0 | 0 | 0 | 0 | 0 | 0 | 0.41439 | 0 | 0 | 0 | 1.822 | 0 | 5.0493 | 5.0931 | 0.77909 | 38.9391 | 1.2254 | 3.0551 | 0 | 0.032612 | -0.29576 | 0.74789 | 0.22757 | 0 | 9.2061 | 14.635 | -0.72379 | 0 | 0.60707 | 0 | 1.6728 | 0.14851
2025_01_11 Hr 16 | 0.067784 | 0.00022645 | 0 | 0.2177 | 0.2177 | 0.2177 | 0.2177 | 0.2177 | 0.2177 | 0 | 0 | 0.0031592 | 0.03 | 0.0028561 | 1.4928 | 1.4928 | 11.7544 | 0.76923 | 0.0016124 | 0.0058432 | 0.0039341 | 0 | 0 | 0.06302 | 0.016238 | 1.2821 | 0.49527 | 10.5278 | 2.0585 | 0 | 0.60107 | 0.79648 | 0 | 0 | 0 | 0 | -48.1629 | 0.056408 | 0 | 0 | 0 | -0.42631 | 0 | 0 | 0 | 0 | 0 | 0 | 0 | 0 | 1.0369 | 0 | 0 | 0 | 1.822 | 0 | 5.4111 | 5.4569 | 0.96189 | 39.9886 | 1.2254 | 3.0551 | 0 | 0.032612 | -0.067784 | 0.74789 | 0.22757 | 0 | 6.577 | 15.2454 | -0.49409 | 0 | 0.60707 | 0 | 1.6728 | 0.14897
2025_01_11 Hr 17 | 0.022667 | 4.5223e-05 | 0 | 0.2177 | 0.2177 | 0.2177 | 0.2177 | 0.2177 | 0.2177 | 0 | 0 | 0.0031592 | 0.06 | 0.0054462 | 1.4928 | 1.4928 | 11.7544 | 0.76923 | 0.0016124 | 0.0058432 | 0.0039341 | 0 | 0 | 0.06302 | 0.016238 | 1.2821 | 0.49527 | 10.5278 | 2.0585 | 1.2614 | 0.60107 | 0.79648 | 0 | 0 | 0 | 0 | -51.6301 | 0.056408 | 0 | 0 | 0 | -0.40636 | 0 | 0 | 0 | 0 | 0 | 0 | 0 | 0 | 1.8669 | 0 | 0 | 0 | 1.822 | 0 | 5.4111 | 5.4569 | 1.3188 | 41.25 | 1.2254 | 3.0551 | 0 | 0.032612 | -0.022667 | 0.74789 | 0.22757 | 0 | 5.6124 | 16.4216 | -0.42903 | 0 | 0.60707 | 0 | 1.6728 | 0.15099
2025_01_11 Hr 18 | 0 | 0 | 0 | 0.2177 | 0.2177 | 0.2177 | 0.2177 | 0.2177 | 0.2177 | 0 | 0 | 0.0031592 | 0.03 | 0.0028952 | 1.4928 | 1.4928 | 11.7544 | 0.76923 | 0.0016124 | 0.0058432 | 0.0039341 | 0 | 0 | 0.06302 | 0.016238 | 1.2821 | 0.49527 | 10.5278 | 2.0585 | 1.2614 | 0.60107 | 0.79648 | 0 | 0 | 0 | 0 | -59.2678 | 0.056408 | 0 | 0 | 0 | -0.43218 | 0 | 0 | 0 | 0 | 0 | 0 | 0 | 0 | 1.7289 | 0 | 0 | 0 | 1.822 | 0 | 5.4111 | 5.4569 | 2.0413 | 41.25 | 1.2254 | 3.0551 | 0 | 0.032612 | 0 | 0.74789 | 0.22757 | 0 | -1.4972 | 16.9528 | -0.43218 | 0 | 0.60707 | 0 | 1.6728 | 0.15283
2025_01_11 Hr 19 | 0 | 0 | 0 | 0.2177 | 0.2177 | 0.2177 | 0.2177 | 0.2177 | 0.2177 | 0 | 0 | 0.0031592 | 0 | 0 | 1.4928 | 1.4928 | 11.7544 | 0.76923 | 0.0016124 | 0.0058432 | 0.0039341 | 0 | 0 | 0.06302 | 0.016238 | 1.2821 | 0.49527 | 10.5278 | 2.0585 | 1.2614 | 0.60107 | 0.79648 | 0 | 0 | 0 | 0 | -64.9131 | 0.056408 | 0 | 0 | 0 | -0.44431 | 0 | 0 | 0 | 0 | 0 | 0 | 0 | 0 | 1.4519 | 0 | 0 | 0 | 1.822 | 0 | 5.4111 | 5.4569 | 2.4896 | 41.25 | 1.2254 | 3.0551 | 0 | 0.032612 | 0 | 0.74789 | 0.22757 | 0 | -7.0161 | 17.0913 | -0.44431 | 0 | 0.60707 | 0 | 1.6728 | 0.15301
2025_01_11 Hr 20 | 0 | 0 | 0 | 0.2177 | 0.2177 | 0.2177 | 0.2177 | 0.2177 | 0.2177 | 0 | 0 | 0.0031592 | 0.06 | 0.0058506 | 1.4928 | 1.4928 | 11.7544 | 0.76923 | 0.0016124 | 0.0058432 | 0.0039341 | 0 | 0 | 0.06302 | 0.016238 | 1.2821 | 0 | 10.5278 | 2.0585 | 1.2614 | 0.60107 | 0.79648 | 0 | 0 | 0 | 0 | -61.5527 | 0.056408 | 0 | 0 | 0 | -0.4367 | 0 | 0 | 0 | 0 | 0 | 0 | 0 | 0 | 2.2123 | 0 | 0 | 0 | 1.822 | 0 | 5.4111 | 5.4569 | 2.1893 | 40.7547 | 1.2254 | 3.0551 | 0 | 0.032612 | 0 | 0.74789 | 0.22757 | 0 | -3.6183 | 17.6165 | -0.4367 | 0 | 0.60707 | 0 | 1.6728 | 0.15222
2025_01_11 Hr 21 | 0 | 0 | 0 | 0.2177 | 0.2177 | 0.2177 | 0.2177 | 0.2177 | 0.2177 | 0 | 0 | 0.0031592 | 0.06 | 0.0050549 | 1.4928 | 1.4928 | 11.7544 | 0.76923 | 0.0016124 | 0.0058432 | 0.0039341 | 0 | 0 | 0.06302 | 0.016238 | 1.2821 | 0 | 10.5278 | 2.0585 | 1.2614 | 0.60107 | 0.79648 | 0 | 0 | 0 | 0 | -52.784 | 0.056408 | 0 | 0 | 0 | -0.37702 | 0 | 0 | 0 | 0 | 0 | 0 | 0 | 0 | 1.9352 | 0 | 0 | 0 | 1.822 | 0 | 5.4111 | 5.4569 | 2.1022 | 40.7547 | 1.2254 | 3.0551 | 0 | 0.032612 | 0 | 0.74789 | 0.22757 | 0 | 4.8441 | 17.2504 | -0.37702 | 0 | 0.60707 | 0 | 1.6728 | 0.15109
2025_01_11 Hr 22 | 0 | 0 | 0 | 0.2177 | 0.2177 | 0.2177 | 0.2177 | 0.2177 | 0.2177 | 0 | 0 | 0.0031592 | 0.15 | 0.011229 | 1.4928 | 1.4928 | 11.7544 | 0.76923 | 0.0016124 | 0.0058432 | 0.0039341 | 0 | 0 | 0.06302 | 0.016238 | 1.2821 | 0 | 10.5278 | 2.0585 | 0 | 0.60107 | 0.79648 | 0 | 0 | 0 | 0 | -45.1977 | 0.056408 | 0 | 0 | 0 | -0.33478 | 0 | 0 | 0 | 0 | 0 | 0 | 0 | 0 | 2.2123 | 0 | 0 | 0 | 1.822 | 0 | 5.4111 | 5.4569 | 2.1327 | 39.4933 | 1.2254 | 3.0551 | 0 | 0.032612 | 0 | 0.74789 | 0.22757 | 0 | 11.6138 | 17.653 | -0.33478 | 0 | 0.60707 | 0 | 1.6728 | 0.1499
2025_01_11 Hr 23 | 0 | 0 | 0 | 0.2177 | 0.2177 | 0.2177 | 0.2177 | 0.2177 | 0.2177 | 0 | 0 | 0.0031592 | 0.21 | 0.016069 | 1.4928 | 1.4928 | 11.7961 | 0.77278 | 0.0016124 | 0.0058432 | 0.0039341 | 0 | 0 | 0.06302 | 0.016238 | 1.2821 | 0 | 10.5394 | 2.0585 | 0 | 0.60344 | 0.79648 | 0 | 0 | 0 | 0 | -48.4137 | 0.056408 | 0 | 0 | 0 | -0.34223 | 0 | 0 | 0 | 0 | 0 | 0 | 0 | 0 | 2.4888 | 0 | 0 | 0 | 1.822 | 0 | 5.4334 | 5.4794 | 1.6496 | 39.5951 | 1.2254 | 3.0551 | 0 | 0.032612 | 0 | 0.74789 | 0.22757 | 0 | 8.3516 | 17.5124 | -0.34223 | 0 | 0.60707 | 0 | 1.6728 | 0.1488
2025_01_11 Hr 24 | 0 | 0 | 0 | 0.2177 | 0.2177 | 0.2177 | 0.2177 | 0.2177 | 0.2177 | 0 | 0 | 0.0031592 | 0.57 | 0.043614 | 1.4928 | 1.4928 | 11.7961 | 0.77278 | 0.0016124 | 0.0058432 | 0.0039341 | 0 | 0 | 0.06302 | 0.016238 | 1.2821 | 0 | 10.5394 | 2.0585 | 0 | 0.60344 | 0.79648 | 0 | 0 | 0 | 0 | -47.2708 | 0.056408 | 0 | 0 | 0 | -0.34222 | 0 | 0 | 0 | 0 | 0 | 0 | 0 | 0 | 2.8342 | 0 | 0 | 0 | 1.822 | 0 | 5.4334 | 5.4794 | 1.5321 | 39.5951 | 1.2254 | 3.0551 | 0 | 0.032612 | 0 | 0.74789 | 0.22757 | 0 | 10.1082 | 18.1262 | -0.34222 | 0 | 0.60707 | 0 | 1.6728 | 0.1471
2025_01_12 Hr 01 | 0 | 0 | 0 | 0.2177 | 0.2177 | 0.2177 | 0.2177 | 0.2177 | 0.2177 | 0 | 0 | 0.0031592 | 1.08 | 0.082638 | 1.4928 | 1.4928 | 11.7961 | 0 | 0.0016124 | 0.0058432 | 0.0039341 | 0 | 0 | 0.06302 | 0.016238 | 1.2821 | 0 | 10.5394 | 2.0585 | 0 | 0.60344 | 0.79648 | 0 | 0 | 0 | 0 | -44.7631 | 0.056408 | 0 | 0 | 0 | -0.34223 | 0 | 0 | 0 | 0 | 0 | 0 | 0 | 0 | 2.4882 | 0 | 0 | 0 | 1.822 | 0 | 5.4334 | 5.4794 | 1.9499 | 38.8223 | 1.2254 | 3.0551 | 0 | 0.032612 | 0 | 0.74789 | 0.22757 | 0 | 12.4628 | 18.7458 | -0.34223 | 0 | 0.60707 | 0 | 1.6728 | 0.14594
2025_01_12 Hr 02 | 0 | 0 | 0 | 0.2177 | 0.2177 | 0.2177 | 0.2177 | 0.2177 | 0.2177 | 0 | 0 | 0.0031592 | 1.5 | 0.11329 | 1.4928 | 1.4928 | 11.7961 | 0 | 0.0016124 | 0.0058432 | 0.0039341 | 0 | 0 | 0.06302 | 0.016238 | 1.2821 | 0 | 10.5394 | 2.0585 | 0 | 0.60344 | 0.79648 | 0 | 0 | 0 | 0 | -46.0057 | 0.056408 | 0 | 0 | 0 | -0.33778 | 0 | 0 | 0 | 0 | 0 | 0 | 0 | 0 | 2.8342 | 0 | 0 | 0 | 1.822 | 0 | 5.4334 | 5.4794 | 2.1327 | 38.8223 | 1.2254 | 3.0551 | 0 | 0.032612 | 0 | 0.74789 | 0.22757 | 0 | 12.2034 | 19.7246 | -0.33778 | 0 | 0.60707 | 0 | 1.6728 | 0.14524
2025_01_12 Hr 03 | 0 | 0 | 0 | 0.2177 | 0.2177 | 0.2177 | 0.2177 | 0.2177 | 0.2177 | 0 | 0 | 0.0031592 | 1.5 | 0.11307 | 1.4928 | 1.4928 | 11.7961 | 0 | 0.0016124 | 0.0058432 | 0.0039341 | 0 | 0 | 0.06302 | 0.016238 | 1.2821 | 0 | 10.5394 | 2.0585 | 0 | 0.60344 | 0.79648 | 0 | 0 | 0 | 0 | -48.5929 | 0.056408 | 0 | 0 | 0 | -0.3371 | 0 | 0 | 0 | 0 | 0 | 0 | 0 | 0 | 3.4567 | 0 | 0 | 0 | 1.822 | 0 | 5.4334 | 5.4794 | 2.2198 | 38.8223 | 1.2254 | 3.0551 | 0 | 0.032612 | 0 | 0.74789 | 0.22757 | 0 | 10.3265 | 20.4342 | -0.3371 | 0 | 0.60707 | 0 | 1.6728 | 0.14552
2025_01_12 Hr 04 | 0 | 0 | 0 | 0.2177 | 0.2177 | 0.2177 | 0.2177 | 0.2177 | 0.2177 | 0 | 0 | 0.0031592 | 1.29 | 0.098415 | 1.4928 | 1.4928 | 11.7961 | 0 | 0.0016124 | 0.0058432 | 0.0039341 | 0 | 0 | 0.06302 | 0.016238 | 1.2821 | 0 | 10.5394 | 2.0585 | 0 | 0.60344 | 0.79648 | 0 | 0 | 0 | 0 | -50.4365 | 0.056408 | 0 | 0 | 0 | -0.34121 | 0 | 0 | 0 | 0 | 0 | 0 | 0 | 0 | 4.009 | 0 | 0 | 0 | 1.822 | 0 | 5.4334 | 5.4794 | 2.2807 | 38.8223 | 1.2254 | 3.0551 | 0 | 0.032612 | 0 | 0.74789 | 0.22757 | 0 | 8.8678 | 20.8232 | -0.34121 | 0 | 0.60707 | 0 | 1.6728 | 0.14591
2025_01_12 Hr 05 | 0 | 0 | 0 | 0.2177 | 0.2177 | 0.2177 | 0.2177 | 0.2177 | 0.2177 | 0 | 0 | 0.0031592 | 1.29 | 0.09821 | 1.4928 | 1.4928 | 11.7961 | 0.77278 | 0.0016124 | 0.0058432 | 0.0039341 | 0 | 0 | 0.06302 | 0.016238 | 1.2821 | 0 | 10.5394 | 2.0585 | 0 | 0.60344 | 0.79648 | 0 | 0 | 0 | 0 | -54.2755 | 0.056408 | 0 | 0 | 0 | -0.34049 | 0 | 0 | 0 | 0 | 0 | 0 | 0 | 0 | 4.2861 | 0 | 0 | 0 | 1.822 | 0 | 5.4334 | 5.4794 | 2.1893 | 39.5951 | 1.2254 | 3.0551 | 0 | 0.032612 | 0 | 0.74789 | 0.22757 | 0 | 5.9889 | 21.0098 | -0.34049 | 0 | 0.60707 | 0 | 1.6728 | 0.147
2025_01_12 Hr 06 | 0 | 0 | 0 | 0.2177 | 0.2177 | 0.2177 | 0.2177 | 0.2177 | 0.2177 | 0 | 0 | 0.0031592 | 1.38 | 0.10806 | 1.4928 | 1.4928 | 11.7961 | 0.77278 | 0.0016124 | 0.0058432 | 0.0039341 | 0 | 0 | 0.06302 | 0.016238 | 1.2821 | 0 | 10.5394 | 2.0585 | 0 | 0.60344 | 0.79648 | 0 | 0 | 0 | 0 | -54.6439 | 0.056408 | 0 | 0 | 0 | -0.35027 | 0 | 0 | 0 | 0 | 0 | 0 | 0 | 0 | 4.2861 | 0 | 0 | 0 | 1.822 | 0 | 5.4334 | 5.4794 | 2.0108 | 39.5951 | 1.2254 | 3.0551 | 0 | 0.032612 | 0 | 0.74789 | 0.22757 | 0 | 5.5326 | 20.9317 | -0.35027 | 0 | 0.60707 | 0 | 1.6728 | 0.14756
2025_01_12 Hr 07 | 0 | 0 | 0 | 0.2177 | 0.2177 | 0.2177 | 0.2177 | 0.2177 | 0.2177 | 0 | 0 | 0.0031592 | 1.35 | 0.094966 | 1.4928 | 1.4928 | 11.7544 | 0.76923 | 0.0016124 | 0.0058432 | 0.0039341 | 0 | 0 | 0.06302 | 0.016238 | 1.0144 | 0 | 10.5278 | 2.0585 | 0 | 0.60107 | 0.79648 | 0 | 0 | 0 | 0 | -47.014 | 0.056408 | 0 | 0 | 0 | -0.31445 | 0 | 0 | 0 | 0 | 0 | 0 | 0 | 0 | 4.0096 | 0 | 0 | 0 | 1.822 | 0 | 5.0878 | 5.1309 | 1.9499 | 38.5765 | 1.2254 | 3.0551 | 0 | 0.032612 | 0 | 0.74789 | 0.22757 | 0 | 11.7981 | 20.5501 | -0.31445 | 0 | 0.60707 | 0 | 1.6728 | 0.14883
2025_01_12 Hr 08 | 0.022667 | 0 | 0 | 0.2177 | 0.2177 | 0.2177 | 0.2177 | 0.2177 | 0.2177 | 0 | 0 | 0.0031592 | 1.77 | 0.11502 | 1.4928 | 1.4928 | 11.7544 | 0.57693 | 0.0016124 | 0.0058432 | 0.0039341 | 0 | 0 | 0.06302 | 0.016238 | 0.52598 | 0 | 10.5278 | 2.0585 | 0.94602 | 0.60107 | 0.79648 | 0 | 0 | 0 | 0 | -46.0309 | 0.056408 | 0 | 0 | 0 | -0.29032 | 0 | 0 | 0 | 0 | 0 | 0 | 0 | 0 | 3.6642 | 0 | 0 | 0 | 1.822 | 0 | 4.9647 | 5.0058 | 2.1022 | 38.5934 | 1.2254 | 3.0551 | 0 | 0.032612 | -0.022667 | 0.74789 | 0.22757 | 0 | 13.0711 | 20.8216 | -0.31299 | 0 | 0.60707 | 0 | 1.6728 | 0.15066
2025_01_12 Hr 09 | 0 | 0 | 0 | 0.2177 | 0.2177 | 0.2177 | 0.2177 | 0.2177 | 0.2177 | 0 | 0 | 0.0031592 | 1.95 | 0.13404 | 1.4928 | 1.4928 | 11.7544 | 0.76923 | 0.0016124 | 0.0058432 | 0.0039341 | 0 | 0 | 0.06302 | 0.016238 | 0.53938 | 0 | 10.5278 | 2.0585 | 1.2614 | 0.60107 | 0.79648 | 0 | 0 | 0 | 0 | -50.7383 | 0.056408 | 0 | 0 | 0 | -0.30722 | 0 | 0 | 0 | 0 | 0 | 0 | 0 | 0 | 4.0108 | 0 | 0 | 0 | 1.822 | 0 | 5.0455 | 5.0873 | 2.4635 | 39.2768 | 1.2254 | 3.0551 | 0 | 0.032612 | 0 | 0.74789 | 0.22757 | 0 | 9.9388 | 21.7075 | -0.30722 | 0 | 0.60707 | 0 | 1.6728 | 0.15232
2025_01_12 Hr 10 | 0.36355 | 1.1306e-06 | 0 | 0.2177 | 0.2177 | 0.2177 | 0.2177 | 0.2177 | 0.2177 | 0 | 0 | 0.0031592 | 1.95 | 0.13717 | 1.4928 | 1.4928 | 11.7544 | 0.76923 | 0.0016124 | 0.0058432 | 0.0039341 | 0 | 0 | 0.06302 | 0.016238 | 0.5042 | 0 | 10.5278 | 2.0585 | 1.2614 | 0.60107 | 0.79648 | 0 | 0 | 0 | 0 | -49.3259 | 0.056408 | 0 | 0 | 0 | -0.31446 | 0 | 0 | 0 | 0 | 0 | 0 | 0 | 0 | 3.9418 | 0 | 0 | 0 | 1.822 | 0 | 4.8031 | 4.8428 | 2.6115 | 38.7547 | 1.2254 | 3.0551 | 0 | 0.032612 | -0.36355 | 0.74789 | 0.22757 | 0 | 10.904 | 22.1532 | -0.67801 | 0 | 0.60707 | 0 | 1.6728 | 0.15233
2025_01_12 Hr 11 | 0.31807 | 1.1683e-05 | 0 | 0.2177 | 0.2177 | 0.2177 | 0.2177 | 0.2177 | 0.2177 | 0 | 0 | 0.0031592 | 1.41 | 0.1025 | 1.4928 | 1.4928 | 11.7544 | 0.76923 | 0.0016124 | 0.0058432 | 0.0039341 | 0 | 0 | 0.06302 | 0.016238 | 0.5712 | 0 | 10.5278 | 2.0585 | 1.2614 | 0.60107 | 0.79648 | 0 | 0 | 0 | 0 | -49.8409 | 0.056408 | 0 | 0 | 0 | -0.32503 | 0 | 0 | 0 | 0 | 0 | 0 | 0 | 0 | 2.2807 | 0 | 0 | 0 | 1.822 | 0 | 5.2071 | 5.2502 | 2.7029 | 39.6332 | 1.2254 | 3.0551 | 0 | 0.032612 | -0.31807 | 0.74789 | 0.22757 | 0 | 9.1127 | 19.9635 | -0.6431 | 0 | 0.60707 | 0 | 1.6728 | 0.15258
2025_01_12 Hr 12 | 0.27208 | 5.2173e-05 | 0 | 0 | 0 | 0 | 0 | 0 | 0 | 0 | 0 | 0.0031592 | 1.02 | 0.075256 | 1.4928 | 1.4928 | 11.7544 | 0.76923 | 0.0016124 | 0.0058432 | 0.0039341 | 0 | 0 | 0.06302 | 0.016238 | 0.6097 | 0 | 10.5278 | 2.0585 | 1.2614 | 0.60107 | 0.79648 | 0 | 0 | 0 | 0 | -42.5804 | 0.056408 | 0 | 0.004743 | 0 | -0.32991 | 0 | 0 | 0 | 0 | 0 | 0 | 0 | 0 | 2.1427 | 0 | 0 | 0 | 1.822 | 0 | 5.2456 | 5.2881 | 2.2198 | 38.4418 | 1.2254 | 3.0551 | 0 | 0.032612 | -0.27208 | 0.74789 | 0.22757 | 0 | 14.1377 | 18.8782 | -0.60199 | 0 | 0.60707 | 0 | 1.6728 | 0.15151
2025_01_12 Hr 13 | 0.24927 | 6.0977e-05 | 0 | 0 | 0 | 0 | 0 | 0 | 0 | 0 | 0 | 0.0031592 | 0.84 | 0.063741 | 1.4928 | 1.4928 | 11.7544 | 0.76923 | 0.0016124 | 0.0058432 | 0.0039341 | 0 | 0 | 0.06302 | 0.016238 | 0.85088 | 0 | 10.5278 | 2.0585 | 1.2614 | 0.60107 | 0.79648 | 0 | 0 | 0 | 0 | -40.4122 | 0.056408 | 0 | 0.0048782 | 0 | -0.33937 | 0 | 0 | 0 | 0 | 0 | 0 | 0 | 0 | 1.9364 | 0 | 0 | 0 | 1.822 | 0 | 5.4111 | 5.4569 | 1.5625 | 39.0172 | 1.2254 | 3.0551 | 0 | 0.032612 | -0.24927 | 0.74789 | 0.22757 | 0 | 15.8163 | 17.7998 | -0.58864 | 0 | 0.60707 | 0 | 1.6728 | 0.151
2025_01_12 Hr 14 | 0.22653 | 5.8492e-05 | 0 | 0 | 0 | 0 | 0 | 0 | 0 | 0 | 0 | 0.0031592 | 0.48 | 0.036395 | 1.4928 | 1.4928 | 11.7544 | 0.76923 | 0.0016124 | 0.0058432 | 0.0039341 | 0 | 0 | 0.06302 | 0.016238 | 1.092 | 0 | 10.5278 | 2.0585 | 1.2614 | 0.60107 | 0.79648 | 0 | 0 | 0 | 0 | -40.6124 | 0.056408 | 0 | 0.0048743 | 0 | -0.3391 | 0 | 0 | 0 | 0 | 0 | 0 | 0 | 0 | 1.6594 | 0 | 0 | 0 | 1.822 | 0 | 5.4111 | 5.4569 | 1.593 | 39.2584 | 1.2254 | 3.0551 | 0 | 0.032612 | -0.22653 | 0.74789 | 0.22757 | 0 | 15.2236 | 17.1432 | -0.56563 | 0 | 0.60707 | 0 | 1.6728 | 0.15104
2025_01_12 Hr 15 | 0.24934 | 8.3265e-05 | 0 | 0 | 0 | 0 | 0 | 0 | 0 | 0 | 0 | 0.0031592 | 0.48 | 0.040111 | 1.4928 | 1.4928 | 11.7544 | 0.57693 | 0.0016124 | 0.0058432 | 0.0039341 | 0 | 0 | 0.06302 | 0.016238 | 1.2069 | 0 | 10.5278 | 2.0585 | 0 | 0.60107 | 0.79648 | 0 | 0 | 0 | 0 | -41.2124 | 0.056408 | 0 | 0.005372 | 0 | -0.37394 | 0 | 0 | 0 | 0 | 0 | 0 | 0 | 0 | 2.0024 | 0 | 0 | 0 | 1.822 | 0 | 4.9647 | 5.0058 | 1.8629 | 37.0221 | 1.2254 | 3.0551 | 0 | 0.032612 | -0.24934 | 0.74789 | 0.22757 | 0 | 12.968 | 17.7815 | -0.62328 | 0 | 0.60707 | 0 | 1.6728 | 0.1499
2025_01_12 Hr 16 | 0.1586 | 5.1761e-05 | 0 | 0.2177 | 0.2177 | 0.2177 | 0.2177 | 0.2177 | 0.2177 | 0 | 0 | 0.0031592 | 0.75 | 0.060388 | 1.4928 | 1.4928 | 11.7544 | 0.76923 | 0.0016124 | 0.0058432 | 0.0039341 | 0 | 0 | 0.06302 | 0.016238 | 1.247 | 0 | 10.5278 | 2.0585 | 0 | 0.60107 | 0.79648 | 0 | 0 | 0 | 0 | -44.3959 | 0.056408 | 0 | 0 | 0 | -0.36023 | 0 | 0 | 0 | 0 | 0 | 0 | 0 | 0 | 2.1427 | 0 | 0 | 0 | 1.822 | 0 | 5.1263 | 5.1688 | 2.4026 | 38.8853 | 1.2254 | 3.0551 | 0 | 0.032612 | -0.1586 | 0.74789 | 0.22757 | 0 | 12.6323 | 18.6617 | -0.51882 | 0 | 0.60707 | 0 | 1.6728 | 0.15052
2025_01_12 Hr 17 | 0.022667 | 3.0274e-05 | 0 | 0.2177 | 0.2177 | 0.2177 | 0.2177 | 0.2177 | 0.2177 | 0 | 0 | 0.0031592 | 0.93 | 0.092202 | 1.4928 | 1.4928 | 11.7544 | 0.76923 | 0.0016124 | 0.0058432 | 0.0039341 | 0 | 0 | 0.06302 | 0.016238 | 1.2821 | 0 | 10.5278 | 2.0585 | 1.2614 | 0.60107 | 0.79648 | 0 | 0 | 0 | 0 | -63.3735 | 0.056408 | 0 | 0 | 0 | -0.44404 | 0 | 0 | 0 | 0 | 0 | 0 | 0 | 0 | 2.5577 | 0 | 0 | 0 | 1.822 | 0 | 5.4111 | 5.4569 | 2.0718 | 40.7547 | 1.2254 | 3.0551 | 0 | 0.032612 | -0.022667 | 0.74789 | 0.22757 | 0 | -4.2615 | 18.824 | -0.46671 | 0 | 0.60707 | 0 | 1.6728 | 0.15279
2025_01_12 Hr 18 | 0 | 0 | 0 | 0.2177 | 0.2177 | 0.2177 | 0.2177 | 0.2177 | 0.2177 | 0 | 0 | 0.0031592 | 1.47 | 0.12735 | 1.4928 | 1.4928 | 11.7544 | 0.76923 | 0.0016124 | 0.0058432 | 0.0039341 | 0 | 0 | 0.06302 | 0.016238 | 1.2821 | 0 | 10.5278 | 2.0585 | 1.2614 | 0.60107 | 0.79648 | 0 | 0 | 0 | 0 | -59.5504 | 0.056408 | 0 | 0 | 0 | -0.38775 | 0 | 0 | 0 | 0 | 0 | 0 | 0 | 0 | 3.32 | 0 | 0 | 0 | 1.822 | 0 | 5.4111 | 5.4569 | 1.4102 | 40.7547 | 1.2254 | 3.0551 | 0 | 0.032612 | 0 | 0.74789 | 0.22757 | 0 | 0.29608 | 19.4795 | -0.38775 | 0 | 0.60707 | 0 | 1.6728 | 0.15521
2025_01_12 Hr 19 | 0 | 0 | 0 | 0.2177 | 0.2177 | 0.2177 | 0.2177 | 0.2177 | 0.2177 | 0 | 0 | 0.0031592 | 1.77 | 0.15609 | 1.4928 | 1.4928 | 11.7544 | 0.76923 | 0.0016124 | 0.0058432 | 0.0039341 | 0 | 0 | 0.06302 | 0.016238 | 1.2821 | 0 | 10.5278 | 2.0585 | 1.2614 | 0.60107 | 0.79648 | 0 | 0 | 0 | 0 | -63.9683 | 0.056408 | 0 | 0 | 0 | -0.39474 | 0 | 0 | 0 | 0 | 0 | 0 | 0 | 0 | 2.5577 | 0 | 0 | 0 | 1.822 | 0 | 5.4111 | 5.4569 | 1.6496 | 40.7547 | 1.2254 | 3.0551 | 0 | 0.032612 | 0 | 0.74789 | 0.22757 | 0 | -4.323 | 19.2854 | -0.39474 | 0 | 0.60707 | 0 | 1.6728 | 0.15515
2025_01_12 Hr 20 | 0 | 0 | 0 | 0.2177 | 0.2177 | 0.2177 | 0.2177 | 0.2177 | 0.2177 | 0 | 0 | 0.0031592 | 1.71 | 0.10718 | 1.4928 | 1.4928 | 11.7544 | 0.76923 | 0.0016124 | 0.0058432 | 0.0039341 | 0 | 0 | 0.06302 | 0.016238 | 0.47904 | 0 | 10.5278 | 2.0585 | 1.2614 | 0.60107 | 0.79648 | 0 | 0 | 0 | 0 | -42.0059 | 0.056408 | 0 | 0 | 0 | -0.27996 | 0 | 0 | 0 | 0 | 0 | 0 | 0 | 0 | 2.4888 | 0 | 0 | 0 | 1.822 | 0 | 4.4414 | 4.479 | 1.9499 | 38.004 | 1.2254 | 3.0551 | 0 | 0.032612 | 0 | 0.74789 | 0.22757 | 0 | 15.1253 | 19.4071 | -0.27996 | 0 | 0.60707 | 0 | 1.6728 | 0.15443
2025_01_12 Hr 21 | 0 | 0 | 0 | 0.2177 | 0.2177 | 0.2177 | 0.2177 | 0.2177 | 0.2177 | 0 | 0 | 0.0031592 | 1.95 | 0.13585 | 1.4928 | 1.4928 | 11.7544 | 0.76923 | 0.0016124 | 0.0058432 | 0.0039341 | 0 | 0 | 0.06302 | 0.016238 | 0.60972 | 0 | 10.5278 | 2.0585 | 1.2614 | 0.60107 | 0.79648 | 0 | 0 | 0 | 0 | -49.6166 | 0.056408 | 0 | 0 | 0 | -0.31141 | 0 | 0 | 0 | 0 | 0 | 0 | 0 | 0 | 2.9727 | 0 | 0 | 0 | 1.822 | 0 | 5.3688 | 5.4132 | 1.741 | 39.9963 | 1.2254 | 3.0551 | 0 | 0.032612 | 0 | 0.74789 | 0.22757 | 0 | 10.0179 | 19.9497 | -0.31141 | 0 | 0.60707 | 0 | 1.6728 | 0.15328
2025_01_12 Hr 22 | 0 | 0 | 0 | 0.2177 | 0.2177 | 0.2177 | 0.2177 | 0.2177 | 0.2177 | 0 | 0 | 0.0031592 | 1.86 | 0.13002 | 1.4928 | 1.4928 | 11.7544 | 0.76923 | 0.0016124 | 0.0058432 | 0.0039341 | 0 | 0 | 0.06302 | 0.016238 | 0.73532 | 0 | 10.5278 | 2.0585 | 1.2614 | 0.60107 | 0.79648 | 0 | 0 | 0 | 0 | -48.2679 | 0.056408 | 0 | 0 | 0 | -0.31247 | 0 | 0 | 0 | 0 | 0 | 0 | 0 | 0 | 3.1106 | 0 | 0 | 0 | 1.822 | 0 | 5.1686 | 5.2124 | 1.4407 | 39.721 | 1.2254 | 3.0551 | 0 | 0.032612 | 0 | 0.74789 | 0.22757 | 0 | 10.8304 | 19.6898 | -0.31247 | 0 | 0.60707 | 0 | 1.6728 | 0.15164
2025_01_12 Hr 23 | 0 | 0 | 0 | 0.2177 | 0.2177 | 0.2177 | 0.2177 | 0.2177 | 0.2177 | 0 | 0 | 0.0031592 | 1.77 | 0.13544 | 1.4928 | 1.4928 | 11.7961 | 0.77278 | 0.0016124 | 0.0058432 | 0.0039341 | 0 | 0 | 0.06302 | 0.016238 | 0.60972 | 0 | 10.5394 | 2.0585 | 0 | 0.60344 | 0.79648 | 0 | 0 | 0 | 0 | -49.5783 | 0.056408 | 0 | 0 | 0 | -0.34223 | 0 | 0 | 0 | 0 | 0 | 0 | 0 | 0 | 3.1106 | 0 | 0 | 0 | 1.822 | 0 | 5.3152 | 5.3599 | 1.6801 | 38.685 | 1.2254 | 3.0551 | 0 | 0.032612 | 0 | 0.74789 | 0.22757 | 0 | 8.6093 | 19.8448 | -0.34223 | 0 | 0.60707 | 0 | 1.6728 | 0.14952
2025_01_12 Hr 24 | 0 | 0 | 0 | 0.2177 | 0.2177 | 0.2177 | 0.2177 | 0.2177 | 0.2177 | 0 | 0 | 0.0031592 | 1.8 | 0.13627 | 1.4928 | 1.4928 | 11.7961 | 0.77278 | 0.0016124 | 0.0058432 | 0.0039341 | 0 | 0 | 0.06302 | 0.016238 | 0.85088 | 0 | 10.5394 | 2.0585 | 0 | 0.60344 | 0.79648 | 0 | 0 | 0 | 0 | -49.1075 | 0.056408 | 0 | 0 | 0 | -0.33858 | 0 | 0 | 0 | 0 | 0 | 0 | 0 | 0 | 3.3181 | 0 | 0 | 0 | 1.822 | 0 | 5.4334 | 5.4794 | 1.4711 | 39.1638 | 1.2254 | 3.0551 | 0 | 0.032612 | 0 | 0.74789 | 0.22757 | 0 | 9.5902 | 19.8724 | -0.33858 | 0 | 0.60707 | 0 | 1.6728 | 0.14768
2025_01_13 Hr 01 | 0 | 0 | 0 | 0.2177 | 0.2177 | 0.2177 | 0.2177 | 0.2177 | 0.2177 | 0 | 0 | 0.0031592 | 1.92 | 0.13307 | 1.4928 | 1.4928 | 11.7961 | 0.77278 | 0.0016124 | 0.0058432 | 0.0039341 | 0 | 0 | 0.06302 | 0.016238 | 1.092 | 0 | 10.5394 | 2.0585 | 0 | 0.60344 | 0.79648 | 0 | 0 | 0 | 0 | -41.6295 | 0.056408 | 0 | 0 | 0 | -0.30979 | 0 | 0 | 0 | 0 | 0 | 0 | 0 | 0 | 2.9031 | 0 | 0 | 0 | 1.822 | 0 | 5.4334 | 5.4794 | 1.6191 | 39.405 | 1.2254 | 3.0551 | 0 | 0.032612 | 0 | 0.74789 | 0.22757 | 0 | 17.1876 | 19.7219 | -0.30979 | 0 | 0.60707 | 0 | 1.6728 | 0.1474
2025_01_13 Hr 02 | 0 | 0 | 0 | 0.2177 | 0.2177 | 0.2177 | 0.2177 | 0.2177 | 0.2177 | 0 | 0 | 0.0031592 | 1.83 | 0.11328 | 1.4928 | 1.4928 | 11.7961 | 0.77278 | 0.0016124 | 0.0058432 | 0.0039341 | 0 | 0 | 0.06302 | 0.016238 | 0.47904 | 0 | 10.5394 | 2.0585 | 0 | 0.60344 | 0.79648 | 0 | 0 | 0 | 0 | -32.3981 | 0.056408 | 0 | 0 | 0 | -0.27645 | 0 | 0 | 0 | 0 | 0 | 0 | 0 | 0 | 2.2117 | 0 | 0 | 0 | 1.822 | 0 | 4.4847 | 4.5227 | 1.3797 | 36.8866 | 1.2254 | 3.0551 | 0 | 0.032612 | 0 | 0.74789 | 0.22757 | 0 | 22.8932 | 18.6811 | -0.27645 | 0 | 0.60707 | 0 | 1.6728 | 0.14725
2025_01_13 Hr 03 | 0 | 0 | 0 | 0.2177 | 0.2177 | 0.2177 | 0.2177 | 0.2177 | 0.2177 | 0 | 0 | 0.0031592 | 1.53 | 0.10604 | 1.4928 | 1.4928 | 11.7961 | 0 | 0.0016124 | 0.0058432 | 0.0039341 | 0 | 0 | 0.06302 | 0.016238 | 0.60972 | 0 | 10.5394 | 2.0585 | 0 | 0.60344 | 0.79648 | 0 | 0 | 0 | 0 | -37.7852 | 0.056408 | 0 | 0 | 0 | -0.30979 | 0 | 0 | 0 | 0 | 0 | 0 | 0 | 0 | 2.4888 | 0 | 0 | 0 | 1.822 | 0 | 5.3943 | 5.4397 | 1.2622 | 38.071 | 1.2254 | 3.0551 | 0 | 0.032612 | 0 | 0.74789 | 0.22757 | 0 | 18.5093 | 18.5334 | -0.30979 | 0 | 0.60707 | 0 | 1.6728 | 0.14718
2025_01_13 Hr 04 | 0 | 0 | 0 | 0.2177 | 0.2177 | 0.2177 | 0.2177 | 0.2177 | 0.2177 | 0 | 0 | 0.0031592 | 0.93 | 0.064457 | 1.4928 | 1.4928 | 11.7961 | 0.77278 | 0.0016124 | 0.0058432 | 0.0039341 | 0 | 0 | 0.06302 | 0.016238 | 0.85088 | 0 | 10.5394 | 2.0585 | 0 | 0.60344 | 0.79648 | 0 | 0 | 0 | 0 | -36.749 | 0.056408 | 0 | 0 | 0 | -0.30979 | 0 | 0 | 0 | 0 | 0 | 0 | 0 | 0 | 2.6957 | 0 | 0 | 0 | 1.822 | 0 | 5.4334 | 5.4794 | 0.72251 | 39.1638 | 1.2254 | 3.0551 | 0 | 0.032612 | 0 | 0.74789 | 0.22757 | 0 | 19.6645 | 17.5595 | -0.30979 | 0 | 0.60707 | 0 | 1.6728 | 0.14769
2025_01_13 Hr 05 | 0 | 0 | 0 | 0.2177 | 0.2177 | 0.2177 | 0.2177 | 0.2177 | 0.2177 | 0 | 0 | 0.0031592 | 0.72 | 0.051741 | 1.4928 | 1.4928 | 11.7961 | 0.77278 | 0.0016124 | 0.0058432 | 0.0039341 | 0 | 0 | 0.06302 | 0.016238 | 1.092 | 0 | 10.5394 | 2.0585 | 0 | 0.60344 | 0.79648 | 0 | 0 | 0 | 0 | -37.3728 | 0.056408 | 0 | 0 | 0 | -0.32128 | 0 | 0 | 0 | 0 | 0 | 0 | 0 | 0 | 3.0411 | 0 | 0 | 0 | 1.822 | 0 | 5.3144 | 5.3598 | 0.47877 | 39.1663 | 1.2254 | 3.0551 | 0 | 0.032612 | 0 | 0.74789 | 0.22757 | 0 | 18.9118 | 17.4397 | -0.32128 | 0 | 0.60707 | 0 | 1.6728 | 0.14887
2025_01_13 Hr 06 | 0 | 0 | 0 | 0.2177 | 0.2177 | 0.2177 | 0.2177 | 0.2177 | 0.2177 | 0 | 0 | 0.0031592 | 0.69 | 0.053694 | 1.4928 | 1.4928 | 11.7961 | 0.77278 | 0.0016124 | 0.0058432 | 0.0039341 | 0 | 0 | 0.06302 | 0.016238 | 1.2723 | 0 | 10.5394 | 2.0585 | 1.2614 | 0.60344 | 0.79648 | 0 | 0 | 0 | 0 | -47.1274 | 0.056408 | 0 | 0 | 0 | -0.34808 | 0 | 0 | 0 | 0 | 0 | 0 | 0 | 0 | 3.4561 | 0 | 0 | 0 | 1.822 | 0 | 5.4334 | 5.4794 | 0.87049 | 40.8466 | 1.2254 | 3.0551 | 0 | 0.032612 | 0 | 0.74789 | 0.22757 | 0 | 11.5923 | 18.2211 | -0.34808 | 0 | 0.60707 | 0 | 1.6728 | 0.15168
2025_01_13 Hr 07 | 0 | 0 | 0 | 0.2177 | 0.2177 | 0.2177 | 0.2177 | 0.2177 | 0.2177 | 0 | 0 | 0.0031592 | 0.78 | 0.067264 | 1.4928 | 1.4928 | 11.7544 | 0.76923 | 0.0016124 | 0.0058432 | 0.0039341 | 0 | 0 | 0.06302 | 0.016238 | 1.2821 | 0 | 10.5278 | 2.0585 | 1.2614 | 0.60107 | 0.79648 | 0 | 0 | 0 | 0 | -58.5581 | 0.056408 | 0 | 0 | 0 | -0.38596 | 0 | 0 | 0 | 0 | 0 | 0 | 0 | 0 | 3.3871 | 0 | 0 | 0 | 1.822 | 0 | 5.4111 | 5.4569 | 1.0794 | 40.7547 | 1.2254 | 3.0551 | 0 | 0.032612 | 0 | 0.74789 | 0.22757 | 0 | 0.27707 | 18.4665 | -0.38596 | 0 | 0.60707 | 0 | 1.6728 | 0.15589
2025_01_13 Hr 08 | 0 | 0 | 0 | 0.2177 | 0.2177 | 0.2177 | 0.2177 | 0.2177 | 0.2177 | 0 | 0 | 0.0031592 | 0.96 | 0.089057 | 1.4928 | 1.4928 | 11.7544 | 0.76923 | 0.0016124 | 0.0058432 | 0.0039341 | 0 | 0 | 0.06302 | 0.016238 | 1.2821 | 0 | 10.5278 | 2.0585 | 1.2614 | 0.60107 | 0.79648 | 0 | 0 | 0 | 0 | -66.0299 | 0.056408 | 0 | 0 | 0 | -0.41536 | 0 | 0 | 0 | 0 | 0 | 0 | 0 | 0 | 3.8027 | 0 | 0 | 0 | 1.822 | 0 | 5.4111 | 5.4569 | 1.0185 | 40.7547 | 1.2254 | 3.0551 | 0 | 0.032612 | 0 | 0.74789 | 0.22757 | 0 | -6.6658 | 19.0248 | -0.41536 | 0 | 0.60707 | 0 | 1.6728 | 0.15775
2025_01_13 Hr 09 | 0.022813 | 0 | 0 | 0.2177 | 0.2177 | 0.2177 | 0.2177 | 0.2177 | 0.2177 | 0 | 0 | 0.0031592 | 1.32 | 0.12796 | 1.4928 | 1.4928 | 11.7544 | 0.76923 | 0.0016124 | 0.0058432 | 0.0039341 | 0 | 0 | 0.06302 | 0.016238 | 1.2821 | 0 | 10.5278 | 2.0585 | 1.2614 | 0.60107 | 0.79648 | 0 | 0 | 0 | 0 | -65.5024 | 0.056408 | 0 | 0 | 0 | -0.43414 | 0 | 0 | 0 | 0 | 0 | 0 | 0 | 0 | 3.1106 | 0 | 0 | 0 | 1.822 | 0 | 5.4111 | 5.4569 | 1.2622 | 40.7547 | 1.2254 | 3.0551 | 0 | 0.032612 | -0.022813 | 0.74789 | 0.22757 | 0 | -6.2066 | 18.9981 | -0.45696 | 0 | 0.60707 | 0 | 1.6728 | 0.15762
2025_01_13 Hr 10 | 0.11341 | 5.15e-05 | 0 | 0.2177 | 0.2177 | 0.2177 | 0.2177 | 0.2177 | 0.2177 | 0 | 0 | 0.0031592 | 1.17 | 0.11361 | 1.4928 | 1.4928 | 11.7544 | 0.76923 | 0.0016124 | 0.0058432 | 0.0039341 | 0 | 0 | 0.06302 | 0.016238 | 1.2821 | 0 | 10.5278 | 2.0585 | 1.2614 | 0.60107 | 0.79648 | 0 | 0 | 0 | 0 | -58.0461 | 0.056408 | 0 | 0 | 0 | -0.43487 | 0 | 0 | 0 | 0 | 0 | 0 | 0 | 0 | 2.0744 | 0 | 0 | 0 | 1.822 | 0 | 5.4111 | 5.4569 | 1.3493 | 40.7547 | 1.2254 | 3.0551 | 0 | 0.032612 | -0.11341 | 0.74789 | 0.22757 | 0 | 0.13447 | 17.9741 | -0.54828 | 0 | 0.60707 | 0 | 1.6728 | 0.1566
2025_01_13 Hr 11 | 0.11348 | 0.00019731 | 0 | 0.2177 | 0.2177 | 0.2177 | 0.2177 | 0.2177 | 0.2177 | 0 | 0 | 0.0031592 | 0.57 | 0.055984 | 1.4928 | 1.4928 | 11.7544 | 0.76923 | 0.0016124 | 0.0058432 | 0.0039341 | 0 | 0 | 0.06302 | 0.016238 | 1.2821 | 0 | 10.5278 | 2.0585 | 1.2614 | 0.60107 | 0.79648 | 0 | 0 | 0 | 0 | -54.095 | 0.056408 | 0 | 0 | 0 | -0.43988 | 0 | 0 | 0 | 0 | 0 | 0 | 0 | 0 | 1.9358 | 0 | 0 | 0 | 1.822 | 0 | 5.4111 | 5.4569 | 1.2317 | 40.7547 | 1.2254 | 3.0551 | 0 | 0.032612 | -0.11348 | 0.74789 | 0.22757 | 0 | 3.1668 | 17.0604 | -0.55336 | 0 | 0.60707 | 0 | 1.6728 | 0.15637
2025_01_13 Hr 12 | 0.15853 | 0.00038245 | 0 | 0.2177 | 0.2177 | 0.2177 | 0.2177 | 0.2177 | 0.2177 | 0 | 0 | 0.0031592 | 0.27 | 0.026119 | 1.4928 | 1.4928 | 11.7544 | 0.76923 | 0.0016124 | 0.0058432 | 0.0039341 | 0 | 0 | 0.06302 | 0.016238 | 1.2821 | 0 | 10.5278 | 2.0585 | 1.2614 | 0.60107 | 0.79648 | 0 | 0 | 0 | 0 | -48.229 | 0.056408 | 0 | 0 | 0 | -0.43321 | 0 | 0 | 0 | 0 | 0 | 0 | 0 | 0 | 1.8663 | 0 | 0 | 0 | 1.822 | 0 | 5.4111 | 5.4569 | 1.2013 | 40.7547 | 1.2254 | 3.0551 | 0 | 0.032612 | -0.15853 | 0.74789 | 0.22757 | 0 | 8.609 | 16.675 | -0.59174 | 0 | 0.60707 | 0 | 1.6728 | 0.15559
2025_01_13 Hr 13 | 0.068002 | 0.0003325 | 0 | 0.2177 | 0.2177 | 0.2177 | 0.2177 | 0.2177 | 0.2177 | 0 | 0 | 0.0031592 | 0.3 | 0.027708 | 1.4928 | 1.4928 | 11.7544 | 0.76923 | 0.0016124 | 0.0058432 | 0.0039341 | 0 | 0 | 0.06302 | 0.016238 | 1.2821 | 0 | 10.5278 | 2.0585 | 1.2614 | 0.60107 | 0.79648 | 0 | 0 | 0 | 0 | -40.7625 | 0.056408 | 0 | 0 | 0 | -0.41353 | 0 | 0 | 0 | 0 | 0 | 0 | 0 | 0 | 1.2456 | 0 | 0 | 0 | 1.822 | 0 | 5.4111 | 5.4569 | 1.1403 | 40.7547 | 1.2254 | 3.0551 | 0 | 0.032612 | -0.068002 | 0.74789 | 0.22757 | 0 | 15.4443 | 15.9337 | -0.48153 | 0 | 0.60707 | 0 | 1.6728 | 0.15487
2025_01_13 Hr 14 | 0.15853 | 0.00018247 | 0 | 0.2177 | 0.2177 | 0.2177 | 0.2177 | 0.2177 | 0.2177 | 0 | 0 | 0.0031592 | 0.18 | 0.016092 | 1.4928 | 1.4928 | 11.4074 | 0.70513 | 0.0016124 | 0.0058432 | 0.0039341 | 0 | 0 | 0.06302 | 0.016238 | 1.2152 | 0.27348 | 10.5278 | 2.0585 | 1.1562 | 0.60107 | 0.79648 | 0 | 0 | 0 | 0 | -34.2032 | 0.056408 | 0 | 0 | 0 | -0.40019 | 0 | 0 | 0 | 0 | 0 | 0 | 0 | 0 | 1.0363 | 0 | 0 | 0 | 1.822 | 0 | 5.3303 | 5.3754 | 1.2622 | 40.1331 | 1.2254 | 3.0551 | 0 | 0.032612 | -0.15853 | 0.74789 | 0.22757 | 0 | 21.1752 | 15.8041 | -0.55872 | 0 | 0.60707 | 0 | 1.6728 | 0.15399
2025_01_13 Hr 15 | 0.045189 | 0.0001363 | 0 | 0.2177 | 0.2177 | 0.2177 | 0.2177 | 0.2177 | 0.2177 | 0 | 0 | 0.0031592 | 0.09 | 0.0079507 | 1.4928 | 1.4928 | 11.0419 | 0.76921 | 0.0016124 | 0.0058432 | 0.0039341 | 0 | 0 | 0.06302 | 0.016238 | 0.86304 | 0.6449 | 10.5278 | 2.0585 | 1.2613 | 0.60107 | 0.79648 | 0 | 0 | 0 | 0 | -34.5101 | 0.056408 | 0 | 0 | 0 | -0.39543 | 0 | 0 | 0 | 0 | 0 | 0 | 0 | 0 | 1.0369 | 0 | 0 | 0 | 1.822 | 0 | 5.1301 | 5.1746 | 1.3188 | 39.555 | 1.2254 | 3.0551 | 0 | 0.032612 | -0.045189 | 0.74789 | 0.22757 | 0 | 20.2539 | 15.6496 | -0.44062 | 0 | 0.60707 | 0 | 1.6728 | 0.15382
2025_01_13 Hr 16 | 0.02274 | 8.6526e-05 | 0 | 0.2177 | 0.2177 | 0.2177 | 0.2177 | 0.2177 | 0.2177 | 0 | 0 | 0.0031592 | 0.06 | 0.0053839 | 1.4928 | 1.4928 | 11.7544 | 0.76923 | 0.0016124 | 0.0058432 | 0.0039341 | 0 | 0 | 0.06302 | 0.016238 | 1.1848 | 0.49527 | 10.5278 | 2.0585 | 1.2614 | 0.60107 | 0.79648 | 0 | 0 | 0 | 0 | -33.8624 | 0.056408 | 0 | 0 | 0 | -0.40169 | 0 | 0 | 0 | 0 | 0 | 0 | 0 | 0 | 0.82999 | 0 | 0 | 0 | 1.822 | 0 | 5.4111 | 5.4569 | 1.1708 | 41.1526 | 1.2254 | 3.0551 | 0 | 0.032612 | -0.02274 | 0.74789 | 0.22757 | 0 | 22.1052 | 15.2393 | -0.42443 | 0 | 0.60707 | 0 | 1.6728 | 0.15352
2025_01_13 Hr 17 | 0 | 2.5817e-05 | 0 | 0.2177 | 0.2177 | 0.2177 | 0.2177 | 0.2177 | 0.2177 | 0 | 0 | 0.0031592 | 0.09 | 0.0090361 | 1.4928 | 1.4928 | 11.7544 | 0.76923 | 0.0016124 | 0.0058432 | 0.0039341 | 0 | 0 | 0.06302 | 0.016238 | 1.2821 | 0.49527 | 10.5278 | 2.0585 | 1.2614 | 0.60107 | 0.79648 | 0 | 0 | 0 | 0 | -40.1047 | 0.056408 | 0 | 0 | 0 | -0.4497 | 0 | 0 | 0 | 0 | 0 | 0 | 0 | 0 | 0.82999 | 0 | 0 | 0 | 1.822 | 0 | 5.4111 | 5.4569 | 1.1099 | 41.25 | 1.2254 | 3.0551 | 0 | 0.032612 | 0 | 0.74789 | 0.22757 | 0 | 15.8867 | 15.1912 | -0.4497 | 0 | 0.60707 | 0 | 1.6728 | 0.15545
2025_01_13 Hr 18 | 0 | 0 | 0 | 0.2177 | 0.2177 | 0.2177 | 0.2177 | 0.2177 | 0.2177 | 0 | 0 | 0.0031592 | 0.12 | 0.011768 | 1.4928 | 1.4928 | 11.7544 | 0.76923 | 0.0016124 | 0.0058432 | 0.0039341 | 0 | 0 | 0.06302 | 0.016238 | 1.2821 | 0.49527 | 10.5278 | 2.0585 | 1.2614 | 0.60107 | 0.79648 | 0 | 0 | 0 | 0 | -45.1478 | 0.056408 | 0 | 0 | 0 | -0.4392 | 0 | 0 | 0 | 0 | 0 | 0 | 0 | 0 | 1.3823 | 0 | 0 | 0 | 1.822 | 0 | 5.4111 | 5.4569 | 1.2013 | 41.25 | 1.2254 | 3.0551 | 0 | 0.032612 | 0 | 0.74789 | 0.22757 | 0 | 11.5325 | 15.8696 | -0.4392 | 0 | 0.60707 | 0 | 1.6728 | 0.15739
2025_01_13 Hr 19 | 0 | 0 | 0 | 0.2177 | 0.2177 | 0.2177 | 0.2177 | 0.2177 | 0.2177 | 0 | 0 | 0.0031592 | 0.12 | 0.011699 | 1.4928 | 1.4928 | 11.7544 | 0.76923 | 0.0016124 | 0.0058432 | 0.0039341 | 0 | 0 | 0.06302 | 0.016238 | 1.2821 | 0.49527 | 10.5278 | 2.0585 | 1.2614 | 0.60107 | 0.79648 | 0 | 0 | 0 | 0 | -47.7434 | 0.056408 | 0 | 0 | 0 | -0.43662 | 0 | 0 | 0 | 0 | 0 | 0 | 0 | 0 | 1.6594 | 0 | 0 | 0 | 1.822 | 0 | 5.4111 | 5.4569 | 1.0489 | 41.25 | 1.2254 | 3.0551 | 0 | 0.032612 | 0 | 0.74789 | 0.22757 | 0 | 9.0643 | 15.9944 | -0.43662 | 0 | 0.60707 | 0 | 1.6728 | 0.15761
2025_01_13 Hr 20 | 0 | 0 | 0 | 0.2177 | 0.2177 | 0.2177 | 0.2177 | 0.2177 | 0.2177 | 0 | 0 | 0.0031592 | 0.12 | 0.011562 | 1.4928 | 1.4928 | 11.7544 | 0.76923 | 0.0016124 | 0.0058432 | 0.0039341 | 0 | 0 | 0.06302 | 0.016238 | 1.2821 | 0.49527 | 10.5278 | 2.0585 | 1.2614 | 0.60107 | 0.79648 | 0 | 0 | 0 | 0 | -47.9386 | 0.056408 | 0 | 0 | 0 | -0.43147 | 0 | 0 | 0 | 0 | 0 | 0 | 0 | 0 | 1.9358 | 0 | 0 | 0 | 1.822 | 0 | 5.4111 | 5.4569 | 1.0489 | 41.25 | 1.2254 | 3.0551 | 0 | 0.032612 | 0 | 0.74789 | 0.22757 | 0 | 9.15 | 16.2701 | -0.43147 | 0 | 0.60707 | 0 | 1.6728 | 0.15697
2025_01_13 Hr 21 | 0 | 0 | 0 | 0.2177 | 0.2177 | 0.2177 | 0.2177 | 0.2177 | 0.2177 | 0 | 0 | 0.0031592 | 0.15 | 0.012094 | 1.4928 | 1.4928 | 11.7544 | 0.76923 | 0.0016124 | 0.0058432 | 0.0039341 | 0 | 0 | 0.06302 | 0.016238 | 1.2821 | 0 | 10.5278 | 2.0585 | 1.2614 | 0.60107 | 0.79648 | 0 | 0 | 0 | 0 | -41.1213 | 0.056408 | 0 | 0 | 0 | -0.36071 | 0 | 0 | 0 | 0 | 0 | 0 | 0 | 0 | 2.2801 | 0 | 0 | 0 | 1.822 | 0 | 5.4111 | 5.4569 | 1.1099 | 40.7547 | 1.2254 | 3.0551 | 0 | 0.032612 | 0 | 0.74789 | 0.22757 | 0 | 15.9777 | 16.705 | -0.36071 | 0 | 0.60707 | 0 | 1.6728 | 0.1562
2025_01_13 Hr 22 | 0 | 0 | 0 | 0.2177 | 0.2177 | 0.2177 | 0.2177 | 0.2177 | 0.2177 | 0 | 0 | 0.0031592 | 0.39 | 0.033532 | 1.4928 | 1.4928 | 11.7544 | 0.76923 | 0.0016124 | 0.0058432 | 0.0039341 | 0 | 0 | 0.06302 | 0.016238 | 1.2821 | 0 | 10.5278 | 2.0585 | 1.2614 | 0.60107 | 0.79648 | 0 | 0 | 0 | 0 | -42.8242 | 0.056408 | 0 | 0 | 0 | -0.3848 | 0 | 0 | 0 | 0 | 0 | 0 | 0 | 0 | 3.8711 | 0 | 0 | 0 | 1.822 | 0 | 5.4111 | 5.4569 | 1.1403 | 40.7547 | 1.2254 | 3.0551 | 0 | 0.032612 | 0 | 0.74789 | 0.22757 | 0 | 16.1309 | 18.5851 | -0.3848 | 0 | 0.60707 | 0 | 1.6728 | 0.15339
2025_01_13 Hr 23 | 0 | 0 | 0 | 0.2177 | 0.2177 | 0.2177 | 0.2177 | 0.2177 | 0.2177 | 0 | 0 | 0.0031592 | 0.63 | 0.05787 | 1.4928 | 1.4928 | 11.7961 | 0.77278 | 0.0016124 | 0.0058432 | 0.0039341 | 0 | 0 | 0.06302 | 0.016238 | 1.2821 | 0 | 10.5394 | 2.0585 | 0 | 0.60344 | 0.79648 | 0 | 0 | 0 | 0 | -44.0387 | 0.056408 | 0 | 0 | 0 | -0.41126 | 0 | 0 | 0 | 0 | 0 | 0 | 0 | 0 | 4.424 | 0 | 0 | 0 | 1.822 | 0 | 5.4334 | 5.4794 | 0.96189 | 39.5951 | 1.2254 | 3.0551 | 0 | 0.032612 | 0 | 0.74789 | 0.22757 | 0 | 14.3689 | 19.2238 | -0.41126 | 0 | 0.60707 | 0 | 1.6728 | 0.15085
2025_01_13 Hr 24 | 0 | 0 | 0 | 0.2177 | 0.2177 | 0.2177 | 0.2177 | 0.2177 | 0.2177 | 0 | 0 | 0.0031592 | 0.78 | 0.071545 | 1.4928 | 1.4928 | 11.7961 | 0.77278 | 0.0016124 | 0.0058432 | 0.0039341 | 0 | 0 | 0.06302 | 0.016238 | 1.2821 | 0 | 10.5394 | 2.0585 | 0 | 0.60344 | 0.79648 | 0 | 0 | 0 | 0 | -42.7198 | 0.056408 | 0 | 0 | 0 | -0.41066 | 0 | 0 | 0 | 0 | 0 | 0 | 0 | 0 | 3.8021 | 0 | 0 | 0 | 1.822 | 0 | 5.4334 | 5.4794 | 0.50924 | 39.5951 | 1.2254 | 3.0551 | 0 | 0.032612 | 0 | 0.74789 | 0.22757 | 0 | 14.7756 | 18.311 | -0.41066 | 0 | 0.60707 | 0 | 1.6728 | 0.1489
2025_01_14 Hr 01 | 0 | 0 | 0 | 0.24045 | 0.24045 | 0.24045 | 0.24045 | 0.24045 | 0.24045 | 0 | 0 | 0.0031592 | 0.66 | 0.05299 | 1.4928 | 1.4928 | 13.0286 | 0.85353 | 0.0016124 | 0.0058432 | 0.0039341 | 0 | 0 | 0.06302 | 0.016238 | 1.2821 | 0 | 11.6413 | 2.0585 | 0 | 0.60344 | 0.79648 | 0 | 0 | 0 | 0 | -35.8572 | 0.056408 | 0 | 0 | 0 | -0.35919 | 0 | 0 | 0 | 0 | 0 | 0 | 0 | 0 | 3.594 | 0 | 0 | 0 | 1.822 | 0 | 6.0015 | 6.0523 | 0.23939 | 43.2877 | 1.2254 | 3.0551 | 0 | 0.032612 | 0 | 0.74789 | 0.22757 | 0 | 24.7651 | 17.6938 | -0.35919 | 0 | 0.60707 | 0 | 1.6728 | 0.14827
2025_01_14 Hr 02 | 0 | 0 | 0 | 0.24045 | 0.24045 | 0.24045 | 0.24045 | 0.24045 | 0.24045 | 0 | 0 | 0.0031592 | 0.15 | 0.012043 | 1.4928 | 1.4928 | 13.0286 | 0.85353 | 0.0016124 | 0.0058432 | 0.0039341 | 0 | 0 | 0.06302 | 0.016238 | 1.2821 | 0 | 11.6413 | 2.0585 | 0 | 0.60344 | 0.79648 | 0 | 0 | 0 | 0 | -36.6968 | 0.056408 | 0 | 0 | 0 | -0.35919 | 0 | 0 | 0 | 0 | 0 | 0 | 0 | 0 | 4.1481 | 0 | 0 | 0 | 1.822 | 0 | 6.0015 | 6.0523 | 0.23939 | 43.2877 | 1.2254 | 3.0551 | 0 | 0.032612 | 0 | 0.74789 | 0.22757 | 0 | 23.9288 | 17.6971 | -0.35919 | 0 | 0.60707 | 0 | 1.6728 | 0.14837
2025_01_14 Hr 03 | 0 | 0 | 0 | 0.24045 | 0.24045 | 0.24045 | 0.24045 | 0.24045 | 0.24045 | 0 | 0 | 0.0031592 | 0.15 | 0.012216 | 1.4928 | 1.4928 | 13.0286 | 0.85353 | 0.0016124 | 0.0058432 | 0.0039341 | 0 | 0 | 0.06302 | 0.016238 | 1.2821 | 0 | 11.6413 | 2.0585 | 0 | 0.60344 | 0.79648 | 0 | 0 | 0 | 0 | -36.1258 | 0.056408 | 0 | 0.23559 | 0 | -0.36437 | 0 | 0 | 0 | 0 | 0 | 0 | 0 | 0 | 4.2171 | 0 | 0 | 0 | 1.822 | 0 | 6.0015 | 6.0523 | 0.33079 | 43.2877 | 1.2254 | 3.0551 | 0 | 0.032612 | 0 | 0.74789 | 0.22757 | 0 | 24.6544 | 17.857 | -0.36437 | 0 | 0.60707 | 0 | 1.6728 | 0.14766
2025_01_14 Hr 04 | 0 | 0 | 0 | 0.24045 | 0.24045 | 0.24045 | 0.24045 | 0.24045 | 0.24045 | 0 | 0 | 0.0031592 | 0.21 | 0.017099 | 1.4928 | 1.4928 | 13.0286 | 0.85353 | 0.0016124 | 0.0058432 | 0.0039341 | 0 | 0 | 0.06302 | 0.016238 | 1.2821 | 0 | 11.6413 | 2.0585 | 0 | 0.60344 | 0.79648 | 0 | 0 | 0 | 0 | -33.9463 | 0.056408 | 0 | 0 | 0 | -0.36432 | 0 | 0 | 0 | 0 | 0 | 0 | 0 | 0 | 3.8027 | 0 | 0 | 0 | 1.822 | 0 | 6.0015 | 6.0523 | 0.30032 | 43.2877 | 1.2254 | 3.0551 | 0 | 0.032612 | 0 | 0.74789 | 0.22757 | 0 | 26.4541 | 17.4771 | -0.36432 | 0 | 0.60707 | 0 | 1.6728 | 0.14778
2025_01_14 Hr 05 | 0 | 0 | 0 | 0.24045 | 0.24045 | 0.24045 | 0.24045 | 0.24045 | 0.24045 | 0 | 0 | 0.0031592 | 0.24 | 0.02087 | 1.4928 | 1.4928 | 13.0286 | 0.85353 | 0.0016124 | 0.0058432 | 0.0039341 | 0 | 0 | 0.06302 | 0.016238 | 1.2821 | 0 | 11.6413 | 2.0585 | 0 | 0.60344 | 0.79648 | 0 | 0 | 0 | 0 | -40.6622 | 0.056408 | 0 | 0 | 0 | -0.38922 | 0 | 0 | 0 | 0 | 0 | 0 | 0 | 0 | 3.8027 | 0 | 0 | 0 | 1.822 | 0 | 6.0015 | 6.0523 | 0.39172 | 43.2877 | 1.2254 | 3.0551 | 0 | 0.032612 | 0 | 0.74789 | 0.22757 | 0 | 19.8408 | 17.6046 | -0.38922 | 0 | 0.60707 | 0 | 1.6728 | 0.15011
2025_01_14 Hr 06 | 0 | 0 | 0 | 0.24045 | 0.24045 | 0.24045 | 0.24045 | 0.24045 | 0.24045 | 0 | 0 | 0.0031592 | 0.27 | 0.026233 | 1.4928 | 1.4928 | 13.0286 | 0.85353 | 0.0016124 | 0.0058432 | 0.0039341 | 0 | 0 | 0.06302 | 0.016238 | 1.2821 | 0 | 11.6413 | 2.0585 | 1.3932 | 0.60344 | 0.79648 | 0 | 0 | 0 | 0 | -50.5975 | 0.056408 | 0 | 0 | 0 | -0.43511 | 0 | 0 | 0 | 0 | 0 | 0 | 0 | 0 | 3.8021 | 0 | 0 | 0 | 1.822 | 0 | 6.0015 | 6.0523 | 0.36125 | 44.6809 | 1.2254 | 3.0551 | 0 | 0.032612 | 0 | 0.74789 | 0.22757 | 0 | 11.2603 | 17.612 | -0.43511 | 0 | 0.60707 | 0 | 1.6728 | 0.15321
2025_01_14 Hr 07 | 0 | 0 | 0 | 0.24045 | 0.24045 | 0.24045 | 0.24045 | 0.24045 | 0.24045 | 0 | 0 | 0.0031592 | 0.21 | 0.021482 | 1.4928 | 1.4928 | 12.9826 | 0.84961 | 0.0016124 | 0.0058432 | 0.0039341 | 0 | 0 | 0.06302 | 0.016238 | 1.2821 | 0 | 11.6284 | 2.0585 | 1.3932 | 0.60107 | 0.79648 | 0 | 0 | 0 | 0 | -49.7113 | 0.056408 | 0 | 0 | 0 | -0.45824 | 0 | 0 | 0 | 0 | 0 | 0 | 0 | 0 | 4.2171 | 0 | 0 | 0 | 1.822 | 0 | 5.9768 | 6.0274 | 0.20892 | 44.5685 | 1.2254 | 3.0551 | 0 | 0.032612 | 0 | 0.74789 | 0.22757 | 0 | 12.2098 | 17.8109 | -0.45824 | 0 | 0.60707 | 0 | 1.6728 | 0.15656
2025_01_14 Hr 08 | 0 | 0 | 0 | 0.24045 | 0.24045 | 0.24045 | 0.24045 | 0.24045 | 0.24045 | 0 | 0 | 0.0031592 | 0.57 | 0.043051 | 1.4928 | 1.4928 | 12.9826 | 0.84961 | 0.0016124 | 0.0058432 | 0.0039341 | 0 | 0 | 0.06302 | 0.016238 | 1.0814 | 0 | 11.6284 | 2.0585 | 1.3932 | 0.60107 | 0.79648 | 0 | 0 | 0 | 0 | -38.6861 | 0.056408 | 0 | 0 | 0 | -0.33777 | 0 | 0 | 0 | 0 | 0 | 0 | 0 | 0 | 4.1475 | 0 | 0 | 0 | 1.822 | 0 | 5.5305 | 5.5773 | 0.20892 | 43.4714 | 1.2254 | 3.0551 | 0 | 0.032612 | 0 | 0.74789 | 0.22757 | 0 | 22.5729 | 18.1255 | -0.33777 | 0 | 0.60707 | 0 | 1.6728 | 0.15915
2025_01_14 Hr 09 | 0 | 0 | 0 | 0.24045 | 0.24045 | 0.24045 | 0.24045 | 0.24045 | 0.24045 | 0 | 0 | 0.0031592 | 0.42 | 0.036698 | 1.4928 | 1.4928 | 12.9826 | 0.84961 | 0.0016124 | 0.0058432 | 0.0039341 | 0 | 0 | 0.06302 | 0.016238 | 0.86325 | 0 | 11.6284 | 2.0585 | 1.3932 | 0.60107 | 0.79648 | 0 | 0 | 0 | 0 | -41.5528 | 0.056408 | 0 | 0 | 0 | -0.39109 | 0 | 0 | 0 | 0 | 0 | 0 | 0 | 0 | 4.7017 | 0 | 0 | 0 | 1.822 | 0 | 5.93 | 5.9792 | 0.39172 | 44.0546 | 1.2254 | 3.0551 | 0 | 0.032612 | 0 | 0.74789 | 0.22757 | 0 | 20.8158 | 18.7051 | -0.39109 | 0 | 0.60707 | 0 | 1.6728 | 0.15819
2025_01_14 Hr 10 | 0.045117 | 2.1609e-05 | 0 | 0.24045 | 0.24045 | 0.24045 | 0.24045 | 0.24045 | 0.24045 | 0 | 0 | 0.0031592 | 0.21 | 0.018824 | 1.4928 | 1.4928 | 12.9826 | 0.84961 | 0.0016124 | 0.0058432 | 0.0039341 | 0 | 0 | 0.06302 | 0.016238 | 1.235 | 0 | 11.6284 | 2.0585 | 1.3932 | 0.60107 | 0.79648 | 0 | 0 | 0 | 0 | -43.3957 | 0.056408 | 0 | 0 | 0 | -0.40128 | 0 | 0 | 0 | 0 | 0 | 0 | 0 | 0 | 4.9781 | 0 | 0 | 0 | 1.822 | 0 | 5.9768 | 6.0274 | 0.33079 | 44.5213 | 1.2254 | 3.0551 | 0 | 0.032612 | -0.045117 | 0.74789 | 0.22757 | 0 | 19.4167 | 18.7374 | -0.44639 | 0 | 0.60707 | 0 | 1.6728 | 0.15771
2025_01_14 Hr 11 | 0.045117 | 0.00011162 | 0 | 0.24045 | 0.24045 | 0.24045 | 0.24045 | 0.24045 | 0.24045 | 0 | 0 | 0.0031592 | 0.15 | 0.013187 | 1.4928 | 1.4928 | 12.9826 | 0.84961 | 0.0016124 | 0.0058432 | 0.0039341 | 0 | 0 | 0.06302 | 0.016238 | 1.2821 | 0 | 11.6284 | 2.0585 | 1.3932 | 0.60107 | 0.79648 | 0 | 0 | 0 | 0 | -37.5946 | 0.056408 | 0 | 0 | 0 | -0.3935 | 0 | 0 | 0 | 0 | 0 | 0 | 0 | 0 | 4.0792 | 0 | 0 | 0 | 1.822 | 0 | 5.9768 | 6.0274 | 0.26985 | 44.5685 | 1.2254 | 3.0551 | 0 | 0.032612 | -0.045117 | 0.74789 | 0.22757 | 0 | 24.2462 | 17.7109 | -0.43862 | 0 | 0.60707 | 0 | 1.6728 | 0.15664
2025_01_14 Hr 12 | 0.13579 | 0.00032451 | 0 | 0.24045 | 0.24045 | 0.24045 | 0.24045 | 0.24045 | 0.24045 | 0 | 0 | 0.0031592 | 0.12 | 0.010399 | 1.4928 | 1.4928 | 12.9826 | 0.84961 | 0.0016124 | 0.0058432 | 0.0039341 | 0 | 0 | 0.06302 | 0.016238 | 1.2821 | 0 | 11.6284 | 2.0585 | 1.3932 | 0.60107 | 0.79648 | 0 | 0 | 0 | 0 | -31.9331 | 0.056408 | 0 | 0 | 0 | -0.38787 | 0 | 0 | 0 | 0 | 0 | 0 | 0 | 0 | 3.1113 | 0 | 0 | 0 | 1.822 | 0 | 5.9768 | 6.0274 | 0.26985 | 44.5685 | 1.2254 | 3.0551 | 0 | 0.032612 | -0.13579 | 0.74789 | 0.22757 | 0 | 28.9117 | 16.7999 | -0.52366 | 0 | 0.60707 | 0 | 1.6728 | 0.15549
2025_01_14 Hr 13 | 0.11334 | 0.00070585 | 0 | 0.24045 | 0.24045 | 0.24045 | 0.24045 | 0.24045 | 0.24045 | 0 | 0 | 0.0031592 | 0.15 | 0.012548 | 1.4928 | 1.4928 | 12.9826 | 0.84961 | 0.0016124 | 0.0058432 | 0.0039341 | 0 | 0 | 0.06302 | 0.016238 | 1.2821 | 0 | 11.6284 | 2.0585 | 1.3932 | 0.60107 | 0.79648 | 0 | 0 | 0 | 0 | -31.6446 | 0.056408 | 0 | 0 | 0 | -0.37435 | 0 | 0 | 0 | 0 | 0 | 0 | 0 | 0 | 2.4198 | 0 | 0 | 0 | 1.822 | 0 | 5.9768 | 6.0274 | 0.30032 | 44.5685 | 1.2254 | 3.0551 | 0 | 0.032612 | -0.11334 | 0.74789 | 0.22757 | 0 | 28.5851 | 16.1489 | -0.48769 | 0 | 0.60707 | 0 | 1.6728 | 0.15537
2025_01_14 Hr 14 | 0.067929 | 0.00073004 | 0 | 0.24045 | 0.24045 | 0.24045 | 0.24045 | 0.24045 | 0.24045 | 0 | 0 | 0.0031592 | 0.12 | 0.009875 | 1.4928 | 1.4928 | 12.5994 | 0.77881 | 0.0016124 | 0.0058432 | 0.0039341 | 0 | 0 | 0.06302 | 0.016238 | 1.2152 | 0 | 11.3834 | 2.0585 | 1.2771 | 0.58604 | 0.79648 | 0 | 0 | 0 | 0 | -27.4993 | 0.056408 | 0 | 0 | 0 | -0.36821 | 0 | 0 | 0 | 0 | 0 | 0 | 0 | 0 | 2.6279 | 0 | 0 | 0 | 1.822 | 0 | 5.8875 | 5.9374 | 0.36125 | 43.5071 | 1.2254 | 3.0551 | 0 | 0.032612 | -0.067929 | 0.74789 | 0.22757 | 0 | 31.8958 | 16.3241 | -0.43614 | 0 | 0.60707 | 0 | 1.6728 | 0.15465
2025_01_14 Hr 15 | 0.045189 | 0.00085367 | 0 | 0.24045 | 0.24045 | 0.24045 | 0.24045 | 0.24045 | 0.24045 | 0 | 0 | 0.0031592 | 0.15 | 0.013573 | 1.4928 | 1.4928 | 12.0193 | 0.84959 | 0.0016124 | 0.0058432 | 0.0039341 | 0 | 0 | 0.06302 | 0.016238 | 0.86303 | 0 | 11.0655 | 2.0585 | 1.3932 | 0.56654 | 0.79648 | 0 | 0 | 0 | 0 | -31.3923 | 0.056408 | 0 | 0 | 0 | -0.4051 | 0 | 0 | 0 | 0 | 0 | 0 | 0 | 0 | 2.2123 | 0 | 0 | 0 | 1.822 | 0 | 5.5773 | 5.6256 | 0.74862 | 41.8218 | 1.2254 | 3.0551 | 0 | 0.032612 | -0.045189 | 0.74789 | 0.22757 | 0 | 26.2673 | 16.2881 | -0.45029 | 0 | 0.60707 | 0 | 1.6728 | 0.15527
2025_01_14 Hr 16 | 0.045117 | 0.00041093 | 0 | 0.24045 | 0.24045 | 0.24045 | 0.24045 | 0.24045 | 0.24045 | 0 | 0 | 0.0031592 | 0.21 | 0.018644 | 1.4928 | 1.4928 | 12.9826 | 0.84961 | 0.0016124 | 0.0058432 | 0.0039341 | 0 | 0 | 0.06302 | 0.016238 | 1.1848 | 0 | 11.6284 | 2.0585 | 1.3932 | 0.60107 | 0.79648 | 0 | 0 | 0 | 0 | -34.9271 | 0.056408 | 0 | 0 | 0 | -0.39742 | 0 | 0 | 0 | 0 | 0 | 0 | 0 | 0 | 2.2807 | 0 | 0 | 0 | 1.822 | 0 | 5.6623 | 5.7091 | 0.96189 | 43.8384 | 1.2254 | 3.0551 | 0 | 0.032612 | -0.045117 | 0.74789 | 0.22757 | 0 | 25.1376 | 16.6688 | -0.44254 | 0 | 0.60707 | 0 | 1.6728 | 0.15524
2025_01_14 Hr 17 | 0 | 9.4786e-05 | 0 | 0.24045 | 0.24045 | 0.24045 | 0.24045 | 0.24045 | 0.24045 | 0 | 0 | 0.0031592 | 0.45 | 0.043509 | 1.4928 | 1.4928 | 12.9826 | 0.84961 | 0.0016124 | 0.0058432 | 0.0039341 | 0 | 0 | 0.06302 | 0.016238 | 1.2821 | 0 | 11.6284 | 2.0585 | 1.3932 | 0.60107 | 0.79648 | 0 | 0 | 0 | 0 | -42.4721 | 0.056408 | 0 | 0 | 0 | -0.43299 | 0 | 0 | 0 | 0 | 0 | 0 | 0 | 0 | 2.9031 | 0 | 0 | 0 | 1.822 | 0 | 5.9768 | 6.0274 | 1.0489 | 44.5685 | 1.2254 | 3.0551 | 0 | 0.032612 | 0 | 0.74789 | 0.22757 | 0 | 19.2628 | 17.5994 | -0.43299 | 0 | 0.60707 | 0 | 1.6728 | 0.15693
2025_01_14 Hr 18 | 0 | 0 | 0 | 0.24045 | 0.24045 | 0.24045 | 0.24045 | 0.24045 | 0.24045 | 0 | 0 | 0.0031592 | 0.66 | 0.068102 | 1.4928 | 1.4928 | 12.9826 | 0.84961 | 0.0016124 | 0.0058432 | 0.0039341 | 0 | 0 | 0.06302 | 0.016238 | 1.2821 | 0 | 11.6284 | 2.0585 | 1.3932 | 0.60107 | 0.79648 | 0 | 0 | 0 | 0 | -50.5287 | 0.056408 | 0 | 0 | 0 | -0.46223 | 0 | 0 | 0 | 0 | 0 | 0 | 0 | 0 | 2.9721 | 0 | 0 | 0 | 1.822 | 0 | 5.9768 | 6.0274 | 1.2622 | 44.5685 | 1.2254 | 3.0551 | 0 | 0.032612 | 0 | 0.74789 | 0.22757 | 0 | 11.6956 | 18.118 | -0.46223 | 0 | 0.60707 | 0 | 1.6728 | 0.15877
2025_01_14 Hr 19 | 0 | 0 | 0 | 0.24045 | 0.24045 | 0.24045 | 0.24045 | 0.24045 | 0.24045 | 0 | 0 | 0.0031592 | 0.87 | 0.094537 | 1.4928 | 1.4928 | 12.9826 | 0.84961 | 0.0016124 | 0.0058432 | 0.0039341 | 0 | 0 | 0.06302 | 0.016238 | 1.2821 | 0 | 11.6284 | 2.0585 | 1.3932 | 0.60107 | 0.79648 | 0 | 0 | 0 | 0 | -55.7285 | 0.056408 | 0 | 0 | 0 | -0.48689 | 0 | 0 | 0 | 0 | 0 | 0 | 0 | 0 | 2.9038 | 0 | 0 | 0 | 1.822 | 0 | 5.9768 | 6.0274 | 0.93143 | 44.5685 | 1.2254 | 3.0551 | 0 | 0.032612 | 0 | 0.74789 | 0.22757 | 0 | 6.3079 | 17.9548 | -0.48689 | 0 | 0.60707 | 0 | 1.6728 | 0.15829
2025_01_14 Hr 20 | 0 | 0 | 0 | 0.24045 | 0.24045 | 0.24045 | 0.24045 | 0.24045 | 0.24045 | 0 | 0 | 0.0031592 | 1.23 | 0.14527 | 1.4928 | 1.4928 | 12.9826 | 0.84961 | 0.0016124 | 0.0058432 | 0.0039341 | 0 | 0 | 0.06302 | 0.016238 | 1.2821 | 0.33182 | 11.6284 | 2.0585 | 1.3932 | 0.60107 | 0.79648 | 0 | 0 | 0 | 0 | -58.595 | 0.056408 | 0 | 0 | 0 | -0.52936 | 0 | 0 | 0 | 0 | 0 | 0 | 0 | 0 | 2.6969 | 0 | 0 | 0 | 1.822 | 0 | 5.9768 | 6.0274 | 0.57017 | 44.7507 | 1.2254 | 3.0551 | 0 | 0.032612 | 0 | 0.74789 | 0.22757 | 0 | 3.4228 | 17.7964 | -0.52936 | 0 | 0.60707 | 0 | 1.6728 | 0.15732
2025_01_14 Hr 21 | 0 | 0 | 0 | 0.24045 | 0.24045 | 0.24045 | 0.24045 | 0.24045 | 0.24045 | 0 | 0 | 0.0031592 | 1.5 | 0.16167 | 1.4928 | 1.4928 | 12.9826 | 0.84961 | 0.0016124 | 0.0058432 | 0.0039341 | 0 | 0 | 0.06302 | 0.016238 | 1.2821 | 0 | 11.6284 | 2.0585 | 1.3932 | 0.60107 | 0.79648 | 0 | 0 | 0 | 0 | -52.5177 | 0.056408 | 0 | 0 | 0 | -0.48291 | 0 | 0 | 0 | 0 | 0 | 0 | 0 | 0 | 2.8348 | 0 | 0 | 0 | 1.822 | 0 | 5.9768 | 6.0274 | 0.50924 | 44.5685 | 1.2254 | 3.0551 | 0 | 0.032612 | 0 | 0.74789 | 0.22757 | 0 | 9.7265 | 18.1586 | -0.48291 | 0 | 0.60707 | 0 | 1.6728 | 0.1561
2025_01_14 Hr 22 | 0 | 0 | 0 | 0.24045 | 0.24045 | 0.24045 | 0.24045 | 0.24045 | 0.24045 | 0 | 0 | 0.0031592 | 1.89 | 0.18274 | 1.4928 | 1.4928 | 12.9826 | 0.84961 | 0.0016124 | 0.0058432 | 0.0039341 | 0 | 0 | 0.06302 | 0.016238 | 1.2821 | 0 | 11.6284 | 2.0585 | 1.3932 | 0.60107 | 0.79648 | 0 | 0 | 0 | 0 | -48.7937 | 0.056408 | 0 | 0 | 0 | -0.43299 | 0 | 0 | 0 | 0 | 0 | 0 | 0 | 0 | 3.3883 | 0 | 0 | 0 | 1.822 | 0 | 5.9768 | 6.0274 | 0.4483 | 44.5685 | 1.2254 | 3.0551 | 0 | 0.032612 | 0 | 0.74789 | 0.22757 | 0 | 14.4021 | 19.0602 | -0.43299 | 0 | 0.60707 | 0 | 1.6728 | 0.15405
2025_01_14 Hr 23 | 0 | 0 | 0 | 0.24045 | 0.24045 | 0.24045 | 0.24045 | 0.24045 | 0.24045 | 0 | 0 | 0.0031592 | 2.19 | 0.21248 | 1.4928 | 1.4928 | 13.0286 | 0.85353 | 0.0016124 | 0.0058432 | 0.0039341 | 0 | 0 | 0.06302 | 0.016238 | 1.2821 | 0 | 11.6413 | 2.0585 | 1.3932 | 0.60344 | 0.79648 | 0 | 0 | 0 | 0 | -50.494 | 0.056408 | 0 | 0 | 0 | -0.4345 | 0 | 0 | 0 | 0 | 0 | 0 | 0 | 0 | 3.6642 | 0 | 0 | 0 | 1.822 | 0 | 6.0015 | 6.0523 | 0.36125 | 44.6809 | 1.2254 | 3.0551 | 0 | 0.032612 | 0 | 0.74789 | 0.22757 | 0 | 13.3313 | 19.5789 | -0.4345 | 0 | 0.60707 | 0 | 1.6728 | 0.15178
2025_01_14 Hr 24 | 0 | 0 | 0 | 0.24045 | 0.24045 | 0.24045 | 0.24045 | 0.24045 | 0.24045 | 0 | 0 | 0.0031592 | 2.34 | 0.22605 | 1.4928 | 1.4928 | 13.0286 | 0.85353 | 0.0016124 | 0.0058432 | 0.0039341 | 0 | 0 | 0.06302 | 0.016238 | 1.2821 | 0 | 11.6413 | 2.0585 | 0 | 0.60344 | 0.79648 | 0 | 0 | 0 | 0 | -49.8928 | 0.056408 | 0 | 0 | 0 | -0.43262 | 0 | 0 | 0 | 0 | 0 | 0 | 0 | 0 | 3.8711 | 0 | 0 | 0 | 1.822 | 0 | 6.0015 | 6.0523 | 0.20892 | 43.2877 | 1.2254 | 3.0551 | 0 | 0.032612 | 0 | 0.74789 | 0.22757 | 0 | 12.7575 | 19.7953 | -0.43262 | 0 | 0.60707 | 0 | 1.6728 | 0.15004
2025_01_15 Hr 01 | 0 | 0 | 0 | 0.23512 | 0.23512 | 0.23512 | 0.23512 | 0.23512 | 0.23512 | 0 | 0 | 0.0031592 | 2.34 | 0.23315 | 1.4928 | 1.4928 | 12.7397 | 0.83461 | 0.0016124 | 0.0058432 | 0.0039341 | 0 | 0 | 0.06302 | 0.016238 | 1.2821 | 0 | 11.383 | 2.0585 | 0 | 0.60344 | 0.79648 | 0 | 0 | 0 | 0 | -53.9476 | 0.056408 | 0 | 0 | 0 | -0.44626 | 0 | 0 | 0 | 0 | 0 | 0 | 0 | 0 | 3.7331 | 0 | 0 | 0 | 1.822 | 0 | 5.8683 | 5.918 | 0.14798 | 42.4222 | 1.2254 | 3.0551 | 0 | 0.032612 | 0 | 0.74789 | 0.22757 | 0 | 7.631 | 19.6027 | -0.44626 | 0 | 0.60707 | 0 | 1.6728 | 0.14923
2025_01_15 Hr 02 | 0 | 0 | 0 | 0.23512 | 0.23512 | 0.23512 | 0.23512 | 0.23512 | 0.23512 | 0 | 0 | 0.0031592 | 2.37 | 0.22288 | 1.4928 | 1.4928 | 12.7397 | 0.83461 | 0.0016124 | 0.0058432 | 0.0039341 | 0 | 0 | 0.06302 | 0.016238 | 1.2821 | 0.68416 | 11.383 | 2.0585 | 0 | 0.60344 | 0.79648 | 0 | 0 | 0 | 0 | -51.3324 | 0.056408 | 0 | 0 | 0 | -0.42109 | 0 | 0 | 0 | 0 | 0 | 0 | 0 | 0 | 3.179 | 0 | 0 | 0 | 1.822 | 0 | 5.8683 | 5.918 | 0.17845 | 42.9567 | 1.2254 | 3.0551 | 0 | 0.032612 | 0 | 0.74789 | 0.22757 | 0 | 10.3012 | 19.098 | -0.42109 | 0 | 0.60707 | 0 | 1.6728 | 0.1485
2025_01_15 Hr 03 | 0 | 0 | 0 | 0.23512 | 0.23512 | 0.23512 | 0.23512 | 0.23512 | 0.23512 | 0 | 0 | 0.0031592 | 2.52 | 0.23299 | 1.4928 | 1.4928 | 12.7397 | 0.83461 | 0.0016124 | 0.0058432 | 0.0039341 | 0 | 0 | 0.06302 | 0.016238 | 1.2821 | 0.53452 | 11.383 | 2.0585 | 0 | 0.60344 | 0.79648 | 0 | 0 | 0 | 0 | -50.1267 | 0.056408 | 0 | 0 | 0 | -0.41395 | 0 | 0 | 0 | 0 | 0 | 0 | 0 | 0 | 3.7331 | 0 | 0 | 0 | 1.822 | 0 | 5.8683 | 5.918 | 0.17845 | 42.9567 | 1.2254 | 3.0551 | 0 | 0.032612 | 0 | 0.74789 | 0.22757 | 0 | 12.2282 | 19.8121 | -0.41395 | 0 | 0.60707 | 0 | 1.6728 | 0.14837
2025_01_15 Hr 04 | 0 | 0 | 0 | 0.23512 | 0.23512 | 0.23512 | 0.23512 | 0.23512 | 0.23512 | 0 | 0 | 0.0031592 | 2.67 | 0.25249 | 1.4928 | 1.4928 | 12.7397 | 0.83461 | 0.0016124 | 0.0058432 | 0.0039341 | 0 | 0 | 0.06302 | 0.016238 | 1.2821 | 0.53453 | 11.383 | 2.0585 | 0 | 0.60344 | 0.79648 | 0 | 0 | 0 | 0 | -52.6691 | 0.056408 | 0 | 0 | 0 | -0.42344 | 0 | 0 | 0 | 0 | 0 | 0 | 0 | 0 | 3.7343 | 0 | 0 | 0 | 1.822 | 0 | 5.8683 | 5.918 | 0.14798 | 42.9567 | 1.2254 | 3.0551 | 0 | 0.032612 | 0 | 0.74789 | 0.22757 | 0 | 9.8166 | 19.9524 | -0.42344 | 0 | 0.60707 | 0 | 1.6728 | 0.14842
2025_01_15 Hr 05 | 0 | 0 | 0 | 0.23512 | 0.23512 | 0.23512 | 0.23512 | 0.23512 | 0.23512 | 0 | 0 | 0.0031592 | 2.61 | 0.26909 | 1.4928 | 1.4928 | 12.7397 | 0.83461 | 0.0016124 | 0.0058432 | 0.0039341 | 0 | 0 | 0.06302 | 0.016238 | 1.2821 | 0.53453 | 11.383 | 2.0585 | 0 | 0.60344 | 0.79648 | 0 | 0 | 0 | 0 | -59.9664 | 0.056408 | 0 | 0 | 0 | -0.46185 | 0 | 0 | 0 | 0 | 0 | 0 | 0 | 0 | 4.7023 | 0 | 0 | 0 | 1.822 | 0 | 5.8683 | 5.918 | 0.20892 | 42.9567 | 1.2254 | 3.0551 | 0 | 0.032612 | 0 | 0.74789 | 0.22757 | 0 | 3.4679 | 20.9394 | -0.46185 | 0 | 0.60707 | 0 | 1.6728 | 0.14992
2025_01_15 Hr 06 | 0 | 0 | 0 | 0.23512 | 0.23512 | 0.23512 | 0.23512 | 0.23512 | 0.23512 | 0 | 0 | 0.0031592 | 2.49 | 0.29217 | 1.4928 | 1.4928 | 12.7397 | 0.83461 | 0.0016124 | 0.0058432 | 0.0039341 | 0 | 0 | 0.06302 | 0.016238 | 1.2821 | 0.53453 | 11.383 | 2.0585 | 1.3623 | 0.60344 | 0.79648 | 0 | 0 | 0 | 0 | -71.3165 | 0.056408 | 0 | 0 | 0 | -0.52591 | 0 | 0 | 0 | 0 | 0 | 0 | 0 | 0 | 4.9787 | 0 | 0 | 0 | 1.822 | 0 | 5.8683 | 5.918 | 0.23939 | 44.319 | 1.2254 | 3.0551 | 0 | 0.032612 | 0 | 0.74789 | 0.22757 | 0 | -6.3713 | 21.1521 | -0.52591 | 0 | 0.60707 | 0 | 1.6728 | 0.15259
2025_01_15 Hr 07 | 0 | 0 | 0 | 0.23512 | 0.23512 | 0.23512 | 0.23512 | 0.23512 | 0.23512 | 0 | 0 | 0.0031592 | 2.34 | 0.2893 | 1.4928 | 1.4928 | 12.6948 | 0.83077 | 0.0016124 | 0.0058432 | 0.0039341 | 0 | 0 | 0.06302 | 0.016238 | 1.2821 | 0.53453 | 11.3704 | 2.0585 | 1.3623 | 0.60107 | 0.79648 | 0 | 0 | 0 | 0 | -70.6304 | 0.056408 | 0 | 0 | 0 | -0.55424 | 0 | 0 | 0 | 0 | 0 | 0 | 0 | 0 | 4.8396 | 0 | 0 | 0 | 1.822 | 0 | 5.8442 | 5.8937 | 0.14798 | 44.2092 | 1.2254 | 3.0551 | 0 | 0.032612 | 0 | 0.74789 | 0.22757 | 0 | -6.206 | 20.7695 | -0.55424 | 0 | 0.60707 | 0 | 1.6728 | 0.15577
2025_01_15 Hr 08 | 0 | 0 | 0 | 0.23512 | 0.23512 | 0.23512 | 0.23512 | 0.23512 | 0.23512 | 0 | 0 | 0.0031592 | 2.28 | 0.29439 | 1.4928 | 1.4928 | 12.6948 | 0.83077 | 0.0016124 | 0.0058432 | 0.0039341 | 0 | 0 | 0.06302 | 0.016238 | 1.2821 | 0.53453 | 11.3704 | 2.0585 | 1.3623 | 0.60107 | 0.79648 | 0 | 0 | 0 | 0 | -73.6276 | 0.056408 | 0 | 0 | 0 | -0.57894 | 0 | 0 | 0 | 0 | 0 | 0 | 0 | 0 | 4.8396 | 0 | 0 | 0 | 1.822 | 0 | 5.8442 | 5.8937 | 0.14798 | 44.2092 | 1.2254 | 3.0551 | 0 | 0.032612 | 0 | 0.74789 | 0.22757 | 0 | -9.2806 | 20.7168 | -0.57894 | 0 | 0.60707 | 0 | 1.6728 | 0.15798
2025_01_15 Hr 09 | 0.067929 | 0 | 0 | 0.23512 | 0.23512 | 0.23512 | 0.23512 | 0.23512 | 0.23512 | 0 | 0 | 0.0031592 | 1.89 | 0.24657 | 1.4928 | 1.4928 | 12.6948 | 0.83077 | 0.0016124 | 0.0058432 | 0.0039341 | 0 | 0 | 0.06302 | 0.016238 | 1.2821 | 0.53453 | 11.3704 | 2.0585 | 1.3623 | 0.60107 | 0.79648 | 0 | 0 | 0 | 0 | -67.7926 | 0.056408 | 0 | 0 | 0 | -0.58498 | 0 | 0 | 0 | 0 | 0 | 0 | 0 | 0 | 4.8396 | 0 | 0 | 0 | 1.822 | 0 | 5.8442 | 5.8937 | 0.17845 | 44.2092 | 1.2254 | 3.0551 | 0 | 0.032612 | -0.067929 | 0.74789 | 0.22757 | 0 | -3.8597 | 20.3766 | -0.65291 | 0 | 0.60707 | 0 | 1.6728 | 0.15726
2025_01_15 Hr 10 | 0.15867 | 3.2277e-06 | 0 | 0.23512 | 0.23512 | 0.23512 | 0.23512 | 0.23512 | 0.23512 | 0 | 0 | 0.0031592 | 0.84 | 0.084351 | 1.4928 | 1.4928 | 12.6948 | 0.83077 | 0.0016124 | 0.0058432 | 0.0039341 | 0 | 0 | 0.06302 | 0.016238 | 1.2821 | 0.53453 | 11.3704 | 2.0585 | 1.3623 | 0.60107 | 0.79648 | 0 | 0 | 0 | 0 | -54.1154 | 0.056408 | 0 | 0 | 0 | -0.44978 | 0 | 0 | 0 | 0 | 0 | 0 | 0 | 0 | 4.8396 | 0 | 0 | 0 | 1.822 | 0 | 5.8442 | 5.8937 | 0.42219 | 44.2092 | 1.2254 | 3.0551 | 0 | 0.032612 | -0.15867 | 0.74789 | 0.22757 | 0 | 8.9839 | 19.4985 | -0.60845 | 0 | 0.60707 | 0 | 1.6728 | 0.15691
2025_01_15 Hr 11 | 0.38636 | 2.2961e-05 | 0 | 0.23512 | 0.23512 | 0.23512 | 0.23512 | 0.23512 | 0.23512 | 0 | 0 | 0.0031592 | 0.27 | 0.027554 | 1.4928 | 1.4928 | 12.6948 | 0.83077 | 0.0016124 | 0.0058432 | 0.0039341 | 0 | 0 | 0.06302 | 0.016238 | 1.2821 | 0.53453 | 11.3704 | 2.0585 | 1.3623 | 0.60107 | 0.79648 | 0 | 0 | 0 | 0 | -50.6446 | 0.056408 | 0 | 0 | 0 | -0.45713 | 0 | 0 | 0 | 0 | 0 | 0 | 0 | 0 | 4.9073 | 0 | 0 | 0 | 1.822 | 0 | 5.8442 | 5.8937 | 0.96189 | 44.2092 | 1.2254 | 3.0551 | 0 | 0.032612 | -0.38636 | 0.74789 | 0.22757 | 0 | 12.4269 | 19.7058 | -0.84349 | 0 | 0.60707 | 0 | 1.6728 | 0.15583
2025_01_15 Hr 12 | 0.27208 | 3.3205e-05 | 0 | 0.23512 | 0.23512 | 0.23512 | 0.23512 | 0.23512 | 0.23512 | 0 | 0 | 0.0031592 | 0.18 | 0.016169 | 1.4928 | 1.4928 | 12.6948 | 0.83077 | 0.0016124 | 0.0058432 | 0.0039341 | 0 | 0 | 0.06302 | 0.016238 | 1.2821 | 0.53452 | 11.3704 | 2.0585 | 1.3623 | 0.60107 | 0.79648 | 0 | 0 | 0 | 0 | -43.6461 | 0.056408 | 0 | 0 | 0 | -0.40213 | 0 | 0 | 0 | 0 | 0 | 0 | 0 | 0 | 4.6327 | 0 | 0 | 0 | 1.822 | 0 | 5.8442 | 5.8937 | 0.69204 | 44.2092 | 1.2254 | 3.0551 | 0 | 0.032612 | -0.27208 | 0.74789 | 0.22757 | 0 | 18.8336 | 18.9448 | -0.67421 | 0 | 0.60707 | 0 | 1.6728 | 0.15495
2025_01_15 Hr 13 | 0.22645 | 5.603e-05 | 0 | 0.23512 | 0.23512 | 0.23512 | 0.23512 | 0.23512 | 0.23512 | 0 | 0 | 0.0031592 | 0.06 | 0.0052295 | 1.4928 | 1.4928 | 12.6948 | 0.83077 | 0.0016124 | 0.0058432 | 0.0039341 | 0 | 0 | 0.06302 | 0.016238 | 1.2821 | 0 | 11.3704 | 2.0585 | 1.3623 | 0.60107 | 0.79648 | 0 | 0 | 0 | 0 | -37.2837 | 0.056408 | 0 | 0 | 0 | -0.39011 | 0 | 0 | 0 | 0 | 0 | 0 | 0 | 0 | 3.4567 | 0 | 0 | 0 | 1.822 | 0 | 5.8442 | 5.8937 | 0.74862 | 43.6746 | 1.2254 | 3.0551 | 0 | 0.032612 | -0.22645 | 0.74789 | 0.22757 | 0 | 23.4226 | 17.6482 | -0.61657 | 0 | 0.60707 | 0 | 1.6728 | 0.15435
2025_01_15 Hr 14 | 0.20422 | 6.1778e-05 | 0 | 0.23512 | 0.23512 | 0.23512 | 0.23512 | 0.23512 | 0.23512 | 0 | 0 | 0.0031592 | 0 | 0 | 1.4928 | 1.4928 | 12.32 | 0.76154 | 0.0016124 | 0.0058432 | 0.0039341 | 0 | 0 | 0.06302 | 0.016238 | 1.2152 | 0 | 11.1309 | 2.0585 | 1.2488 | 0.58604 | 0.79648 | 0 | 0 | 0 | 0 | -34.1201 | 0.056408 | 0 | 0 | 0 | -0.40017 | 0 | 0 | 0 | 0 | 0 | 0 | 0 | 0 | 2.8342 | 0 | 0 | 0 | 1.822 | 0 | 5.7569 | 5.8057 | 0.50924 | 42.6353 | 1.2254 | 3.0551 | 0 | 0.032612 | -0.20422 | 0.74789 | 0.22757 | 0 | 24.5937 | 16.6829 | -0.6044 | 0 | 0.60707 | 0 | 1.6728 | 0.15339
2025_01_15 Hr 15 | 0.045189 | 3.0821e-05 | 0 | 0.23512 | 0.23512 | 0.23512 | 0.23512 | 0.23512 | 0.23512 | 0 | 0 | 0.0031592 | 0 | 0 | 1.4928 | 1.4928 | 11.9222 | 0.83075 | 0.0016124 | 0.0058432 | 0.0039341 | 0 | 0 | 0.06302 | 0.016238 | 0.86303 | 0 | 10.82 | 2.0585 | 1.3623 | 0.56654 | 0.79648 | 0 | 0 | 0 | 0 | -29.193 | 0.056408 | 0 | 0 | 0 | -0.40884 | 0 | 0 | 0 | 0 | 0 | 0 | 0 | 0 | 2.0738 | 0 | 0 | 0 | 1.822 | 0 | 5.4535 | 5.5008 | 0.23939 | 41.1489 | 1.2254 | 3.0551 | 0 | 0.032612 | -0.045189 | 0.74789 | 0.22757 | 0 | 26.9755 | 15.4735 | -0.45403 | 0 | 0.60707 | 0 | 1.6728 | 0.15289
2025_01_15 Hr 16 | 0.045117 | 2.1346e-05 | 0 | 0.23512 | 0.23512 | 0.23512 | 0.23512 | 0.23512 | 0.23512 | 0 | 0 | 0.0031592 | 0 | 0 | 1.4928 | 1.4928 | 12.6948 | 0.83077 | 0.0016124 | 0.0058432 | 0.0039341 | 0 | 0 | 0.06302 | 0.016238 | 1.225 | 0 | 11.3704 | 2.0585 | 1.3623 | 0.60107 | 0.79648 | 0 | 0 | 0 | 0 | -41.6465 | 0.056408 | 0 | 0 | 0 | -0.49598 | 0 | 0 | 0 | 0 | 0 | 0 | 0 | 0 | 1.8663 | 0 | 0 | 0 | 1.822 | 0 | 5.8442 | 5.8937 | 0.33079 | 43.6174 | 1.2254 | 3.0551 | 0 | 0.032612 | -0.045117 | 0.74789 | 0.22757 | 0 | 16.8221 | 15.3923 | -0.5411 | 0 | 0.60707 | 0 | 1.6728 | 0.15327
2025_01_15 Hr 17 | 0 | 7.4164e-06 | 0 | 0.23512 | 0.23512 | 0.23512 | 0.23512 | 0.23512 | 0.23512 | 0 | 0 | 0.0031592 | 0.06 | 0.006922 | 1.4928 | 1.4928 | 12.6948 | 0.83077 | 0.0016124 | 0.0058432 | 0.0039341 | 0 | 0 | 0.06302 | 0.016238 | 1.2821 | 0.50602 | 11.3704 | 2.0585 | 1.3623 | 0.60107 | 0.79648 | 0 | 0 | 0 | 0 | -48.8505 | 0.056408 | 0 | 0 | 0 | -0.51705 | 0 | 0 | 0 | 0 | 0 | 0 | 0 | 0 | 1.7973 | 0 | 0 | 0 | 1.822 | 0 | 5.8442 | 5.8937 | 0.50924 | 44.031 | 1.2254 | 3.0551 | 0 | 0.032612 | 0 | 0.74789 | 0.22757 | 0 | 10.1892 | 15.5257 | -0.51705 | 0 | 0.60707 | 0 | 1.6728 | 0.15538
2025_01_15 Hr 18 | 0 | 0 | 0 | 0.23512 | 0.23512 | 0.23512 | 0.23512 | 0.23512 | 0.23512 | 0 | 0 | 0.0031592 | 0.18 | 0.019072 | 1.4928 | 1.4928 | 12.6948 | 0.83077 | 0.0016124 | 0.0058432 | 0.0039341 | 0 | 0 | 0.06302 | 0.016238 | 1.2821 | 0.53453 | 11.3704 | 2.0585 | 1.3623 | 0.60107 | 0.79648 | 0 | 0 | 0 | 0 | -50.2109 | 0.056408 | 0 | 0 | 0 | -0.47469 | 0 | 0 | 0 | 0 | 0 | 0 | 0 | 0 | 2.2819 | 0 | 0 | 0 | 1.822 | 0 | 5.8442 | 5.8937 | 1.1403 | 44.2092 | 1.2254 | 3.0551 | 0 | 0.032612 | 0 | 0.74789 | 0.22757 | 0 | 10.2982 | 16.7746 | -0.47469 | 0 | 0.60707 | 0 | 1.6728 | 0.15648
2025_01_15 Hr 19 | 0 | 0 | 0 | 0.23512 | 0.23512 | 0.23512 | 0.23512 | 0.23512 | 0.23512 | 0 | 0 | 0.0031592 | 0.21 | 0.020829 | 1.4928 | 1.4928 | 12.6948 | 0.83077 | 0.0016124 | 0.0058432 | 0.0039341 | 0 | 0 | 0.06302 | 0.016238 | 1.2821 | 0.53453 | 11.3704 | 2.0585 | 1.3623 | 0.60107 | 0.79648 | 0 | 0 | 0 | 0 | -49.0818 | 0.056408 | 0 | 0 | 0 | -0.44424 | 0 | 0 | 0 | 0 | 0 | 0 | 0 | 0 | 2.7652 | 0 | 0 | 0 | 1.822 | 0 | 5.8442 | 5.8937 | 0.99236 | 44.2092 | 1.2254 | 3.0551 | 0 | 0.032612 | 0 | 0.74789 | 0.22757 | 0 | 11.8247 | 17.1416 | -0.44424 | 0 | 0.60707 | 0 | 1.6728 | 0.15638
2025_01_15 Hr 20 | 0 | 0 | 0 | 0.23512 | 0.23512 | 0.23512 | 0.23512 | 0.23512 | 0.23512 | 0 | 0 | 0.0031592 | 0.45 | 0.039813 | 1.4928 | 1.4928 | 12.6948 | 0.83077 | 0.0016124 | 0.0058432 | 0.0039341 | 0 | 0 | 0.06302 | 0.016238 | 1.2821 | 0.53452 | 11.3704 | 2.0585 | 1.3623 | 0.60107 | 0.79648 | 0 | 0 | 0 | 0 | -44.9781 | 0.056408 | 0 | 0 | 0 | -0.39603 | 0 | 0 | 0 | 0 | 0 | 0 | 0 | 0 | 2.9038 | 0 | 0 | 0 | 1.822 | 0 | 5.8442 | 5.8937 | 0.99236 | 44.2092 | 1.2254 | 3.0551 | 0 | 0.032612 | 0 | 0.74789 | 0.22757 | 0 | 16.3739 | 17.5388 | -0.39603 | 0 | 0.60707 | 0 | 1.6728 | 0.15606
2025_01_15 Hr 21 | 0 | 0 | 0 | 0.23512 | 0.23512 | 0.23512 | 0.23512 | 0.23512 | 0.23512 | 0 | 0 | 0.0031592 | 0.6 | 0.055467 | 1.4928 | 1.4928 | 12.6948 | 0.83077 | 0.0016124 | 0.0058432 | 0.0039341 | 0 | 0 | 0.06302 | 0.016238 | 1.2821 | 0 | 11.3704 | 2.0585 | 1.3623 | 0.60107 | 0.79648 | 0 | 0 | 0 | 0 | -45.3384 | 0.056408 | 0 | 0 | 0 | -0.4139 | 0 | 0 | 0 | 0 | 0 | 0 | 0 | 0 | 3.2498 | 0 | 0 | 0 | 1.822 | 0 | 5.8442 | 5.8937 | 0.72251 | 43.6746 | 1.2254 | 3.0551 | 0 | 0.032612 | 0 | 0.74789 | 0.22757 | 0 | 15.7015 | 17.7792 | -0.4139 | 0 | 0.60707 | 0 | 1.6728 | 0.15457
2025_01_15 Hr 22 | 0 | 0 | 0 | 0.23512 | 0.23512 | 0.23512 | 0.23512 | 0.23512 | 0.23512 | 0 | 0 | 0.0031592 | 0.54 | 0.046792 | 1.4928 | 1.4928 | 12.6948 | 0.83077 | 0.0016124 | 0.0058432 | 0.0039341 | 0 | 0 | 0.06302 | 0.016238 | 1.2821 | 0 | 11.3704 | 2.0585 | 1.3623 | 0.60107 | 0.79648 | 0 | 0 | 0 | 0 | -40.5038 | 0.056408 | 0 | 0 | 0 | -0.38784 | 0 | 0 | 0 | 0 | 0 | 0 | 0 | 0 | 3.3194 | 0 | 0 | 0 | 1.822 | 0 | 5.8442 | 5.8937 | 0.84002 | 43.6746 | 1.2254 | 3.0551 | 0 | 0.032612 | 0 | 0.74789 | 0.22757 | 0 | 20.6784 | 17.8954 | -0.38784 | 0 | 0.60707 | 0 | 1.6728 | 0.15244
2025_01_15 Hr 23 | 0 | 0 | 0 | 0.23512 | 0.23512 | 0.23512 | 0.23512 | 0.23512 | 0.23512 | 0 | 0 | 0.0031592 | 0.54 | 0.048537 | 1.4928 | 1.4928 | 12.7397 | 0.83461 | 0.0016124 | 0.0058432 | 0.0039341 | 0 | 0 | 0.06302 | 0.016238 | 1.2821 | 0 | 11.383 | 2.0585 | 0 | 0.60344 | 0.79648 | 0 | 0 | 0 | 0 | -41.2695 | 0.056408 | 0 | 0 | 0 | -0.40238 | 0 | 0 | 0 | 0 | 0 | 0 | 0 | 0 | 2.9721 | 0 | 0 | 0 | 1.822 | 0 | 5.8683 | 5.918 | 1.1403 | 42.4222 | 1.2254 | 3.0551 | 0 | 0.032612 | 0 | 0.74789 | 0.22757 | 0 | 18.6008 | 17.8504 | -0.40238 | 0 | 0.60707 | 0 | 1.6728 | 0.15022
2025_01_15 Hr 24 | 0 | 0 | 0 | 0.23512 | 0.23512 | 0.23512 | 0.23512 | 0.23512 | 0.23512 | 0 | 0 | 0.0031592 | 0.93 | 0.082888 | 1.4928 | 1.4928 | 12.7397 | 0.83461 | 0.0016124 | 0.0058432 | 0.0039341 | 0 | 0 | 0.06302 | 0.016238 | 1.2821 | 0 | 11.383 | 2.0585 | 0 | 0.60344 | 0.79648 | 0 | 0 | 0 | 0 | -42.7315 | 0.056408 | 0 | 0 | 0 | -0.39897 | 0 | 0 | 0 | 0 | 0 | 0 | 0 | 0 | 3.3871 | 0 | 0 | 0 | 1.822 | 0 | 5.8683 | 5.918 | 1.1099 | 42.4222 | 1.2254 | 3.0551 | 0 | 0.032612 | 0 | 0.74789 | 0.22757 | 0 | 17.9491 | 18.6574 | -0.39897 | 0 | 0.60707 | 0 | 1.6728 | 0.1483
2025_01_16 Hr 01 | 0 | 0 | 0 | 0.21592 | 0.21592 | 0.21592 | 0.21592 | 0.21592 | 0.21592 | 0 | 0 | 0.0031592 | 1.17 | 0.095495 | 1.4928 | 1.4928 | 11.6998 | 0 | 0.0016124 | 0.0058432 | 0.0039341 | 0 | 0 | 0.06302 | 0.016238 | 1.2821 | 0 | 10.4534 | 2.0585 | 0 | 0.60344 | 0.79648 | 0 | 0 | 0 | 0 | -39.2185 | 0.056408 | 0 | 0 | 0 | -0.36519 | 0 | 0 | 0 | 0 | 0 | 0 | 0 | 0 | 3.8705 | 0 | 0 | 0 | 1.822 | 0 | 5.389 | 5.4347 | 1.1403 | 38.5401 | 1.2254 | 3.0551 | 0 | 0.032612 | 0 | 0.74789 | 0.22757 | 0 | 18.379 | 19.4226 | -0.36519 | 0 | 0.60707 | 0 | 1.6728 | 0.14709
2025_01_16 Hr 02 | 0 | 0 | 0 | 0.21592 | 0.21592 | 0.21592 | 0.21592 | 0.21592 | 0.21592 | 0 | 0 | 0.0031592 | 1.35 | 0.11079 | 1.4928 | 1.4928 | 11.6998 | 0 | 0.0016124 | 0.0058432 | 0.0039341 | 0 | 0 | 0.06302 | 0.016238 | 1.2821 | 0 | 10.4534 | 2.0585 | 0 | 0.60344 | 0.79648 | 0 | 0 | 0 | 0 | -40.9228 | 0.056408 | 0 | 0 | 0 | -0.3672 | 0 | 0 | 0 | 0 | 0 | 0 | 0 | 0 | 4.2189 | 0 | 0 | 0 | 1.822 | 0 | 5.389 | 5.4347 | 1.1403 | 38.5401 | 1.2254 | 3.0551 | 0 | 0.032612 | 0 | 0.74789 | 0.22757 | 0 | 17.216 | 19.9659 | -0.3672 | 0 | 0.60707 | 0 | 1.6728 | 0.14669
2025_01_16 Hr 03 | 0 | 0 | 0 | 0.21592 | 0.21592 | 0.21592 | 0.21592 | 0.21592 | 0.21592 | 0 | 0 | 0.0031592 | 1.17 | 0.095623 | 1.4928 | 1.4928 | 11.6998 | 0 | 0.0016124 | 0.0058432 | 0.0039341 | 0 | 0 | 0.06302 | 0.016238 | 1.2821 | 0 | 10.4534 | 2.0585 | 0 | 0.60344 | 0.79648 | 0 | 0 | 0 | 0 | -40.3281 | 0.056408 | 0 | 0.23643 | 0 | -0.36568 | 0 | 0 | 0 | 0 | 0 | 0 | 0 | 0 | 4.2171 | 0 | 0 | 0 | 1.822 | 0 | 5.389 | 5.4347 | 1.0489 | 38.5401 | 1.2254 | 3.0551 | 0 | 0.032612 | 0 | 0.74789 | 0.22757 | 0 | 17.5232 | 19.6769 | -0.36568 | 0 | 0.60707 | 0 | 1.6728 | 0.14603
2025_01_16 Hr 04 | 0 | 0 | 0 | 0.21592 | 0.21592 | 0.21592 | 0.21592 | 0.21592 | 0.21592 | 0 | 0 | 0.0031592 | 1.68 | 0.13491 | 1.4928 | 1.4928 | 11.6998 | 0 | 0.0016124 | 0.0058432 | 0.0039341 | 0 | 0 | 0.06302 | 0.016238 | 1.2821 | 0 | 10.4534 | 2.0585 | 0 | 0.60344 | 0.79648 | 0 | 0 | 0 | 0 | -39.0829 | 0.056408 | 0 | 0.2323 | 0 | -0.35925 | 0 | 0 | 0 | 0 | 0 | 0 | 0 | 0 | 4.2165 | 0 | 0 | 0 | 1.822 | 0 | 5.389 | 5.4347 | 0.90096 | 38.5401 | 1.2254 | 3.0551 | 0 | 0.032612 | 0 | 0.74789 | 0.22757 | 0 | 19.1758 | 20.0779 | -0.35925 | 0 | 0.60707 | 0 | 1.6728 | 0.14634
2025_01_16 Hr 05 | 0 | 0 | 0 | 0.21592 | 0.21592 | 0.21592 | 0.21592 | 0.21592 | 0.21592 | 0 | 0 | 0.0031592 | 1.65 | 0.14216 | 1.4928 | 1.4928 | 11.6998 | 0 | 0.0016124 | 0.0058432 | 0.0039341 | 0 | 0 | 0.06302 | 0.016238 | 1.2821 | 0 | 10.4534 | 2.0585 | 0 | 0.60344 | 0.79648 | 0 | 0 | 0 | 0 | -41.382 | 0.056408 | 0 | 0 | 0 | -0.38562 | 0 | 0 | 0 | 0 | 0 | 0 | 0 | 0 | 4.0792 | 0 | 0 | 0 | 1.822 | 0 | 5.389 | 5.4347 | 0.5397 | 38.5401 | 1.2254 | 3.0551 | 0 | 0.032612 | 0 | 0.74789 | 0.22757 | 0 | 16.3306 | 19.5581 | -0.38562 | 0 | 0.60707 | 0 | 1.6728 | 0.14784
2025_01_16 Hr 06 | 0 | 0 | 0 | 0.21592 | 0.21592 | 0.21592 | 0.21592 | 0.21592 | 0.21592 | 0 | 0 | 0.0031592 | 1.5 | 0.17294 | 1.4928 | 1.4928 | 11.6998 | 0.76648 | 0.0016124 | 0.0058432 | 0.0039341 | 0 | 0 | 0.06302 | 0.016238 | 1.2821 | 0.6409 | 10.4534 | 2.0585 | 0 | 0.60344 | 0.79648 | 0 | 0 | 0 | 0 | -58.191 | 0.056408 | 0 | 0 | 0 | -0.51673 | 0 | 0 | 0 | 0 | 0 | 0 | 0 | 0 | 3.9418 | 0 | 0 | 0 | 1.822 | 0 | 5.389 | 5.4347 | 0.23939 | 39.7979 | 1.2254 | 3.0551 | 0 | 0.032612 | 0 | 0.74789 | 0.22757 | 0 | 0.094429 | 19.0043 | -0.51673 | 0 | 0.60707 | 0 | 1.6728 | 0.15098
2025_01_16 Hr 07 | 0 | 0 | 0 | 0.21592 | 0.21592 | 0.21592 | 0.21592 | 0.21592 | 0.21592 | 0 | 0 | 0.0031592 | 1.11 | 0.14024 | 1.4928 | 1.4928 | 11.6585 | 0.76296 | 0.0016124 | 0.0058432 | 0.0039341 | 0 | 0 | 0.06302 | 0.016238 | 1.2821 | 0.49126 | 10.4418 | 2.0585 | 1.2511 | 0.60107 | 0.79648 | 0 | 0 | 0 | 0 | -57.1511 | 0.056408 | 0 | 0 | 0 | -0.56644 | 0 | 0 | 0 | 0 | 0 | 0 | 0 | 0 | 3.8717 | 0 | 0 | 0 | 1.822 | 0 | 5.3669 | 5.4123 | 0.26985 | 40.948 | 1.2254 | 3.0551 | 0 | 0.032612 | 0 | 0.74789 | 0.22757 | 0 | 1.7731 | 18.5426 | -0.56644 | 0 | 0.60707 | 0 | 1.6728 | 0.15405
2025_01_16 Hr 08 | 0 | 0 | 0 | 0.21592 | 0.21592 | 0.21592 | 0.21592 | 0.21592 | 0.21592 | 0 | 0 | 0.0031592 | 0.9 | 0.11542 | 1.4928 | 1.4928 | 11.6585 | 0.76296 | 0.0016124 | 0.0058432 | 0.0039341 | 0 | 0 | 0.06302 | 0.016238 | 1.2821 | 0.49126 | 10.4418 | 2.0585 | 1.2511 | 0.60107 | 0.79648 | 0 | 0 | 0 | 0 | -52.2239 | 0.056408 | 0 | 0 | 0 | -0.57498 | 0 | 0 | 0 | 0 | 0 | 0 | 0 | 0 | 3.8027 | 0 | 0 | 0 | 1.822 | 0 | 5.3669 | 5.4123 | 0.26985 | 40.948 | 1.2254 | 3.0551 | 0 | 0.032612 | 0 | 0.74789 | 0.22757 | 0 | 6.3901 | 18.241 | -0.57498 | 0 | 0.60707 | 0 | 1.6728 | 0.15617
2025_01_16 Hr 09 | 0 | 0 | 0 | 0.21592 | 0.21592 | 0.21592 | 0.21592 | 0.21592 | 0.21592 | 0 | 0 | 0.0031592 | 1.05 | 0.10619 | 1.4928 | 1.4928 | 11.6585 | 0.76296 | 0.0016124 | 0.0058432 | 0.0039341 | 0 | 0 | 0.06302 | 0.016238 | 1.2821 | 0.49126 | 10.4418 | 2.0585 | 1.2511 | 0.60107 | 0.79648 | 0 | 0 | 0 | 0 | -44.698 | 0.056408 | 0 | 0 | 0 | -0.45298 | 0 | 0 | 0 | 0 | 0 | 0 | 0 | 0 | 3.8021 | 0 | 0 | 0 | 1.822 | 0 | 5.3669 | 5.4123 | 0.30032 | 40.948 | 1.2254 | 3.0551 | 0 | 0.032612 | 0 | 0.74789 | 0.22757 | 0 | 14.2089 | 18.4118 | -0.45298 | 0 | 0.60707 | 0 | 1.6728 | 0.15642
2025_01_16 Hr 10 | 0.13579 | 1.6356e-05 | 0 | 0.21592 | 0.21592 | 0.21592 | 0.21592 | 0.21592 | 0.21592 | 0 | 0 | 0.0031592 | 0.63 | 0.058288 | 1.4928 | 1.4928 | 11.6585 | 0.76296 | 0.0016124 | 0.0058432 | 0.0039341 | 0 | 0 | 0.06302 | 0.016238 | 1.2821 | 0.49126 | 10.4418 | 2.0585 | 1.2511 | 0.60107 | 0.79648 | 0 | 0 | 0 | 0 | -42.2927 | 0.056408 | 0 | 0 | 0 | -0.41425 | 0 | 0 | 0 | 0 | 0 | 0 | 0 | 0 | 3.3877 | 0 | 0 | 0 | 1.822 | 0 | 5.3669 | 5.4123 | 0.33079 | 40.948 | 1.2254 | 3.0551 | 0 | 0.032612 | -0.13579 | 0.74789 | 0.22757 | 0 | 15.8003 | 17.6951 | -0.55003 | 0 | 0.60707 | 0 | 1.6728 | 0.15567
2025_01_16 Hr 11 | 0.18148 | 7.0161e-05 | 0 | 0.21592 | 0.21592 | 0.21592 | 0.21592 | 0.21592 | 0.21592 | 0 | 0 | 0.0031592 | 0.3 | 0.028471 | 1.4928 | 1.4928 | 11.6585 | 0.76296 | 0.0016124 | 0.0058432 | 0.0039341 | 0 | 0 | 0.06302 | 0.016238 | 1.2821 | 0.49126 | 10.4418 | 2.0585 | 1.2511 | 0.60107 | 0.79648 | 0 | 0 | 0 | 0 | -38.3995 | 0.056408 | 0 | 0 | 0 | -0.42497 | 0 | 0 | 0 | 0 | 0 | 0 | 0 | 0 | 3.6642 | 0 | 0 | 0 | 1.822 | 0 | 5.3669 | 5.4123 | 0.14798 | 40.948 | 1.2254 | 3.0551 | 0 | 0.032612 | -0.18148 | 0.74789 | 0.22757 | 0 | 19.4171 | 17.475 | -0.60645 | 0 | 0.60707 | 0 | 1.6728 | 0.15604
2025_01_16 Hr 12 | 0.13579 | 9.5562e-05 | 0 | 0.21592 | 0.21592 | 0.21592 | 0.21592 | 0.21592 | 0.21592 | 0 | 0 | 0.0031592 | 0.18 | 0.016466 | 1.4928 | 1.4928 | 11.6585 | 0.76296 | 0.0016124 | 0.0058432 | 0.0039341 | 0 | 0 | 0.06302 | 0.016238 | 1.2821 | 0 | 10.4418 | 2.0585 | 1.2511 | 0.60107 | 0.79648 | 0 | 0 | 0 | 0 | -36.423 | 0.056408 | 0 | 0 | 0 | -0.40955 | 0 | 0 | 0 | 0 | 0 | 0 | 0 | 0 | 4.3556 | 0 | 0 | 0 | 1.822 | 0 | 5.3669 | 5.4123 | 0.091402 | 40.4567 | 1.2254 | 3.0551 | 0 | 0.032612 | -0.13579 | 0.74789 | 0.22757 | 0 | 21.4202 | 17.9318 | -0.54534 | 0 | 0.60707 | 0 | 1.6728 | 0.15556
2025_01_16 Hr 13 | 0.24927 | 8.8883e-05 | 0 | 0.21592 | 0.21592 | 0.21592 | 0.21592 | 0.21592 | 0.21592 | 0 | 0 | 0.0031592 | 0.15 | 0.012569 | 1.4928 | 1.4928 | 11.6585 | 0.76296 | 0.0016124 | 0.0058432 | 0.0039341 | 0 | 0 | 0.06302 | 0.016238 | 1.2821 | 0 | 10.4418 | 2.0585 | 1.2511 | 0.60107 | 0.79648 | 0 | 0 | 0 | 0 | -35.484 | 0.056408 | 0 | 0 | 0 | -0.37498 | 0 | 0 | 0 | 0 | 0 | 0 | 0 | 0 | 4.4252 | 0 | 0 | 0 | 1.822 | 0 | 5.3669 | 5.4123 | 0.12187 | 40.4567 | 1.2254 | 3.0551 | 0 | 0.032612 | -0.24927 | 0.74789 | 0.22757 | 0 | 22.4599 | 18.1115 | -0.62425 | 0 | 0.60707 | 0 | 1.6728 | 0.15567
2025_01_16 Hr 14 | 0.090814 | 0.00036386 | 0 | 0.21592 | 0.21592 | 0.21592 | 0.21592 | 0.21592 | 0.21592 | 0 | 0 | 0.0031592 | 0.12 | 0.0098794 | 1.4928 | 1.4928 | 11.3143 | 0.69938 | 0.0016124 | 0.0058432 | 0.0039341 | 0 | 0 | 0.06302 | 0.016238 | 1.2152 | 0 | 10.2218 | 2.0585 | 1.1468 | 0.58604 | 0.79648 | 0 | 0 | 0 | 0 | -31.6672 | 0.056408 | 0 | 0 | 0 | -0.36838 | 0 | 0 | 0 | 0 | 0 | 0 | 0 | 0 | 4.3556 | 0 | 0 | 0 | 1.822 | 0 | 5.2867 | 5.3315 | 0.14798 | 39.4968 | 1.2254 | 3.0551 | 0 | 0.032612 | -0.090814 | 0.74789 | 0.22757 | 0 | 25.2322 | 17.8617 | -0.45919 | 0 | 0.60707 | 0 | 1.6728 | 0.15527
2025_01_16 Hr 15 | 0.067857 | 0.00087222 | 0 | 0.21592 | 0.21592 | 0.21592 | 0.21592 | 0.21592 | 0.21592 | 0 | 0 | 0.0031592 | 0.06 | 0.0053382 | 1.4928 | 1.4928 | 10.9489 | 0.76293 | 0.0016124 | 0.0058432 | 0.0039341 | 0 | 0 | 0.06302 | 0.016238 | 0.86304 | 0 | 9.9363 | 2.0585 | 1.251 | 0.56654 | 0.79648 | 0 | 0 | 0 | 0 | -30.3518 | 0.056408 | 0 | 0 | 0 | -0.39826 | 0 | 0 | 0 | 0 | 0 | 0 | 0 | 0 | 4.0792 | 0 | 0 | 0 | 1.822 | 0 | 5.1277 | 5.1718 | 0.14798 | 38.3429 | 1.2254 | 3.0551 | 0 | 0.032612 | -0.067857 | 0.74789 | 0.22757 | 0 | 25.0032 | 17.4783 | -0.46612 | 0 | 0.60707 | 0 | 1.6728 | 0.15478
2025_01_16 Hr 16 | 0.045117 | 0.00056726 | 0 | 0.21592 | 0.21592 | 0.21592 | 0.21592 | 0.21592 | 0.21592 | 0 | 0 | 0.0031592 | 0.03 | 0.0029578 | 1.4928 | 1.4928 | 11.6585 | 0.76296 | 0.0016124 | 0.0058432 | 0.0039341 | 0 | 0 | 0.06302 | 0.016238 | 1.2133 | 0.31339 | 10.4418 | 2.0585 | 1.2511 | 0.60107 | 0.79648 | 0 | 0 | 0 | 0 | -37.6041 | 0.056408 | 0 | 0 | 0 | -0.44157 | 0 | 0 | 0 | 0 | 0 | 0 | 0 | 0 | 3.9406 | 0 | 0 | 0 | 1.822 | 0 | 5.3669 | 5.4123 | 0.091402 | 40.5516 | 1.2254 | 3.0551 | 0 | 0.032612 | -0.045117 | 0.74789 | 0.22757 | 0 | 19.7229 | 17.2622 | -0.48668 | 0 | 0.60707 | 0 | 1.6728 | 0.15467
2025_01_16 Hr 17 | 0.022667 | 0.00010379 | 0 | 0.21592 | 0.21592 | 0.21592 | 0.21592 | 0.21592 | 0.21592 | 0 | 0 | 0.0031592 | 0.12 | 0.012705 | 1.4928 | 1.4928 | 11.6585 | 0.76296 | 0.0016124 | 0.0058432 | 0.0039341 | 0 | 0 | 0.06302 | 0.016238 | 1.2821 | 0.49126 | 10.4418 | 2.0585 | 1.2511 | 0.60107 | 0.79648 | 0 | 0 | 0 | 0 | -40.8905 | 0.056408 | 0 | 0 | 0 | -0.47433 | 0 | 0 | 0 | 0 | 0 | 0 | 0 | 0 | 3.5952 | 0 | 0 | 0 | 1.822 | 0 | 5.3669 | 5.4123 | 0.14798 | 40.948 | 1.2254 | 3.0551 | 0 | 0.032612 | -0.022667 | 0.74789 | 0.22757 | 0 | 16.6119 | 17.0514 | -0.49699 | 0 | 0.60707 | 0 | 1.6728 | 0.15594
2025_01_16 Hr 18 | 0 | 0 | 0 | 0.21592 | 0.21592 | 0.21592 | 0.21592 | 0.21592 | 0.21592 | 0 | 0 | 0.0031592 | 0.09 | 0.010225 | 1.4928 | 1.4928 | 11.6585 | 0.76296 | 0.0016124 | 0.0058432 | 0.0039341 | 0 | 0 | 0.06302 | 0.016238 | 1.2821 | 0.49126 | 10.4418 | 2.0585 | 1.2511 | 0.60107 | 0.79648 | 0 | 0 | 0 | 0 | -43.3281 | 0.056408 | 0 | 0 | 0 | -0.50917 | 0 | 0 | 0 | 0 | 0 | 0 | 0 | 0 | 3.4573 | 0 | 0 | 0 | 1.822 | 0 | 5.3669 | 5.4123 | 0.12187 | 40.948 | 1.2254 | 3.0551 | 0 | 0.032612 | 0 | 0.74789 | 0.22757 | 0 | 13.944 | 16.8333 | -0.50917 | 0 | 0.60707 | 0 | 1.6728 | 0.1571
2025_01_16 Hr 19 | 0 | 0 | 0 | 0.21592 | 0.21592 | 0.21592 | 0.21592 | 0.21592 | 0.21592 | 0 | 0 | 0.0031592 | 0.09 | 0.01051 | 1.4928 | 1.4928 | 11.6585 | 0.76296 | 0.0016124 | 0.0058432 | 0.0039341 | 0 | 0 | 0.06302 | 0.016238 | 1.2821 | 0.49126 | 10.4418 | 2.0585 | 1.2511 | 0.60107 | 0.79648 | 0 | 0 | 0 | 0 | -45.2954 | 0.056408 | 0 | 0 | 0 | -0.5234 | 0 | 0 | 0 | 0 | 0 | 0 | 0 | 0 | 2.9721 | 0 | 0 | 0 | 1.822 | 0 | 5.3669 | 5.4123 | 0.12187 | 40.948 | 1.2254 | 3.0551 | 0 | 0.032612 | 0 | 0.74789 | 0.22757 | 0 | 11.4768 | 16.3476 | -0.5234 | 0 | 0.60707 | 0 | 1.6728 | 0.15632
2025_01_16 Hr 20 | 0 | 0 | 0 | 0.21592 | 0.21592 | 0.21592 | 0.21592 | 0.21592 | 0.21592 | 0 | 0 | 0.0031592 | 0 | 0 | 1.4928 | 1.4928 | 11.6585 | 0.76296 | 0.0016124 | 0.0058432 | 0.0039341 | 0 | 0 | 0.06302 | 0.016238 | 1.2821 | 0.49126 | 10.4418 | 2.0585 | 1.2511 | 0.60107 | 0.79648 | 0 | 0 | 0 | 0 | -40.5898 | 0.056408 | 0 | 0 | 0 | -0.52345 | 0 | 0 | 0 | 0 | 0 | 0 | 0 | 0 | 3.0429 | 0 | 0 | 0 | 1.822 | 0 | 5.3669 | 5.4123 | 0.060934 | 40.948 | 1.2254 | 3.0551 | 0 | 0.032612 | 0 | 0.74789 | 0.22757 | 0 | 16.0906 | 16.2558 | -0.52345 | 0 | 0.60707 | 0 | 1.6728 | 0.15513
2025_01_16 Hr 21 | 0 | 0 | 0 | 0.21592 | 0.21592 | 0.21592 | 0.21592 | 0.21592 | 0.21592 | 0 | 0 | 0.0031592 | 0 | 0 | 1.4928 | 1.4928 | 11.6585 | 0.76296 | 0.0016124 | 0.0058432 | 0.0039341 | 0 | 0 | 0.06302 | 0.016238 | 1.2821 | 0.49126 | 10.4418 | 2.0585 | 1.2511 | 0.60107 | 0.79648 | 0 | 0 | 0 | 0 | -40.9618 | 0.056408 | 0 | 0 | 0 | -0.53579 | 0 | 0 | 0 | 0 | 0 | 0 | 0 | 0 | 3.3883 | 0 | 0 | 0 | 1.822 | 0 | 5.3669 | 5.4123 | 0.060934 | 40.948 | 1.2254 | 3.0551 | 0 | 0.032612 | 0 | 0.74789 | 0.22757 | 0 | 16.0503 | 16.5999 | -0.53579 | 0 | 0.60707 | 0 | 1.6728 | 0.15382
2025_01_16 Hr 22 | 0 | 0 | 0 | 0.21592 | 0.21592 | 0.21592 | 0.21592 | 0.21592 | 0.21592 | 0 | 0 | 0.0031592 | 0.06 | 0.0070504 | 1.4928 | 1.4928 | 11.6585 | 0.76296 | 0.0016124 | 0.0058432 | 0.0039341 | 0 | 0 | 0.06302 | 0.016238 | 1.2821 | 0.49126 | 10.4418 | 2.0585 | 1.2511 | 0.60107 | 0.79648 | 0 | 0 | 0 | 0 | -40.0912 | 0.056408 | 0 | 0 | 0 | -0.52668 | 0 | 0 | 0 | 0 | 0 | 0 | 0 | 0 | 3.1796 | 0 | 0 | 0 | 1.822 | 0 | 5.3669 | 5.4123 | 0.20892 | 40.948 | 1.2254 | 3.0551 | 0 | 0.032612 | 0 | 0.74789 | 0.22757 | 0 | 16.9345 | 16.6044 | -0.52668 | 0 | 0.60707 | 0 | 1.6728 | 0.15196
2025_01_16 Hr 23 | 0 | 0 | 0 | 0.21592 | 0.21592 | 0.21592 | 0.21592 | 0.21592 | 0.21592 | 0 | 0 | 0.0031592 | 0 | 0 | 1.4928 | 1.4928 | 11.6998 | 0.76648 | 0.0016124 | 0.0058432 | 0.0039341 | 0 | 0 | 0.06302 | 0.016238 | 1.2821 | 0.49126 | 10.4534 | 2.0585 | 0 | 0.60344 | 0.79648 | 0 | 0 | 0 | 0 | -34.0533 | 0.056408 | 0 | 0 | 0 | -0.51791 | 0 | 0 | 0 | 0 | 0 | 0 | 0 | 0 | 3.5952 | 0 | 0 | 0 | 1.822 | 0 | 5.389 | 5.4347 | 0.091402 | 39.7979 | 1.2254 | 3.0551 | 0 | 0.032612 | 0 | 0.74789 | 0.22757 | 0 | 22.0614 | 16.8347 | -0.51791 | 0 | 0.60707 | 0 | 1.6728 | 0.14893
2025_01_16 Hr 24 | 0 | 0 | 0 | 0.21592 | 0.21592 | 0.21592 | 0.21592 | 0.21592 | 0.21592 | 0 | 0 | 0.0031592 | 0 | 0 | 1.4928 | 1.4928 | 11.6998 | 0 | 0.0016124 | 0.0058432 | 0.0039341 | 0 | 0 | 0.06302 | 0.016238 | 1.2821 | 0.49126 | 10.4534 | 2.0585 | 0 | 0.60344 | 0.79648 | 0 | 0 | 0 | 0 | -34.9082 | 0.056408 | 0 | 0 | 0 | -0.49976 | 0 | 0 | 0 | 0 | 0 | 0 | 0 | 0 | 4.5625 | 0 | 0 | 0 | 1.822 | 0 | 5.389 | 5.4347 | 0.091402 | 39.0314 | 1.2254 | 3.0551 | 0 | 0.032612 | 0 | 0.74789 | 0.22757 | 0 | 21.4241 | 17.8007 | -0.49976 | 0 | 0.60707 | 0 | 1.6728 | 0.14756
2025_01_17 Hr 01 | 0 | 0 | 0 | 0.28419 | 0.28419 | 0.28419 | 0.28419 | 0.28419 | 0.28419 | 0 | 0 | 0.0031592 | 0 | 0 | 1.4928 | 1.4928 | 15.3974 | 0 | 0.0016124 | 0.0058432 | 0.0039341 | 0 | 0 | 0.06302 | 0.016238 | 1.2821 | 0 | 13.7589 | 2.0585 | 0 | 0.60344 | 0.79648 | 0 | 0 | 0 | 0 | -36.0039 | 0.056408 | 0 | 0 | 0 | -0.47686 | 0 | 0 | 0 | 0 | 0 | 0 | 0 | 0 | 3.94 | 0 | 0 | 0 | 1.822 | 0 | 7.0932 | 7.1532 | 0.12187 | 49.3756 | 1.2254 | 3.0551 | 0 | 0.032612 | 0 | 0.74789 | 0.22757 | 0 | 30.1026 | 17.2078 | -0.47686 | 0 | 0.60707 | 0 | 1.6728 | 0.1467
2025_01_17 Hr 02 | 0 | 0 | 0 | 0.28419 | 0.28419 | 0.28419 | 0.28419 | 0.28419 | 0.28419 | 0 | 0 | 0.0031592 | 0.12 | 0.012366 | 1.4928 | 1.4928 | 15.3974 | 0 | 0.0016124 | 0.0058432 | 0.0039341 | 0 | 0 | 0.06302 | 0.016238 | 1.2821 | 0 | 13.7589 | 2.0585 | 0 | 0.60344 | 0.79648 | 0 | 0 | 0 | 0 | -33.7436 | 0.056408 | 0 | 0 | 0 | -0.46164 | 0 | 0 | 0 | 0 | 0 | 0 | 0 | 0 | 3.3877 | 0 | 0 | 0 | 1.822 | 0 | 7.0932 | 7.1532 | 0.26985 | 49.3756 | 1.2254 | 3.0551 | 0 | 0.032612 | 0 | 0.74789 | 0.22757 | 0 | 32.1058 | 16.9354 | -0.46164 | 0 | 0.60707 | 0 | 1.6728 | 0.14624
2025_01_17 Hr 03 | 0 | 0 | 0 | 0.28419 | 0.28419 | 0.28419 | 0.28419 | 0.28419 | 0.28419 | 0 | 0 | 0.0031592 | 0.21 | 0.021777 | 1.4928 | 1.4928 | 15.3974 | 0 | 0.0016124 | 0.0058432 | 0.0039341 | 0 | 0 | 0.06302 | 0.016238 | 1.2821 | 0 | 13.7589 | 2.0585 | 0 | 0.60344 | 0.79648 | 0 | 0 | 0 | 0 | -34.5735 | 0.056408 | 0 | 0 | 0 | -0.46456 | 0 | 0 | 0 | 0 | 0 | 0 | 0 | 0 | 3.6648 | 0 | 0 | 0 | 1.822 | 0 | 7.0932 | 7.1532 | 0.23939 | 49.3756 | 1.2254 | 3.0551 | 0 | 0.032612 | 0 | 0.74789 | 0.22757 | 0 | 31.6184 | 17.2809 | -0.46456 | 0 | 0.60707 | 0 | 1.6728 | 0.14574
2025_01_17 Hr 04 | 0 | 0 | 0 | 0.28419 | 0.28419 | 0.28419 | 0.28419 | 0.28419 | 0.28419 | 0 | 0 | 0.0031592 | 0.63 | 0.065444 | 1.4928 | 1.4928 | 15.3974 | 0 | 0.0016124 | 0.0058432 | 0.0039341 | 0 | 0 | 0.06302 | 0.016238 | 1.2821 | 0 | 13.7589 | 2.0585 | 0 | 0.60344 | 0.79648 | 0 | 0 | 0 | 0 | -35.314 | 0.056408 | 0 | 0 | 0 | -0.46536 | 0 | 0 | 0 | 0 | 0 | 0 | 0 | 0 | 3.8027 | 0 | 0 | 0 | 1.822 | 0 | 7.0932 | 7.1532 | 0.23939 | 49.3756 | 1.2254 | 3.0551 | 0 | 0.032612 | 0 | 0.74789 | 0.22757 | 0 | 31.4794 | 17.8831 | -0.46536 | 0 | 0.60707 | 0 | 1.6728 | 0.14638
2025_01_17 Hr 05 | 0 | 0 | 0 | 0.28419 | 0.28419 | 0.28419 | 0.28419 | 0.28419 | 0.28419 | 0 | 0 | 0.0031592 | 0.69 | 0.072698 | 1.4928 | 1.4928 | 15.3974 | 0 | 0.0016124 | 0.0058432 | 0.0039341 | 0 | 0 | 0.06302 | 0.016238 | 1.2821 | 0 | 13.7589 | 2.0585 | 0 | 0.60344 | 0.79648 | 0 | 0 | 0 | 0 | -33.0704 | 0.056408 | 0 | 0 | 0 | -0.47202 | 0 | 0 | 0 | 0 | 0 | 0 | 0 | 0 | 3.9418 | 0 | 0 | 0 | 1.822 | 0 | 7.0932 | 7.1532 | 0.23939 | 49.3756 | 1.2254 | 3.0551 | 0 | 0.032612 | 0 | 0.74789 | 0.22757 | 0 | 33.9231 | 18.0899 | -0.47202 | 0 | 0.60707 | 0 | 1.6728 | 0.1468
2025_01_17 Hr 06 | 0 | 0 | 0 | 0.28419 | 0.28419 | 0.28419 | 0.28419 | 0.28419 | 0.28419 | 0 | 0 | 0.0031592 | 0.45 | 0.047856 | 1.4928 | 1.4928 | 15.3974 | 1.0087 | 0.0016124 | 0.0058432 | 0.0039341 | 0 | 0 | 0.06302 | 0.016238 | 1.2821 | 0.79472 | 13.7589 | 2.0585 | 0 | 0.60344 | 0.79648 | 0 | 0 | 0 | 0 | -37.9242 | 0.056408 | 0 | 0 | 0 | -0.47646 | 0 | 0 | 0 | 0 | 0 | 0 | 0 | 0 | 3.8723 | 0 | 0 | 0 | 1.822 | 0 | 7.0932 | 7.1532 | 0.26985 | 51.0294 | 1.2254 | 3.0551 | 0 | 0.032612 | 0 | 0.74789 | 0.22757 | 0 | 30.4176 | 17.7889 | -0.47646 | 0 | 0.60707 | 0 | 1.6728 | 0.1497
2025_01_17 Hr 07 | 0 | 0 | 0 | 0.28419 | 0.28419 | 0.28419 | 0.28419 | 0.28419 | 0.28419 | 0 | 0 | 0.0031592 | 0.27 | 0.029476 | 1.4928 | 1.4928 | 15.3431 | 1.0041 | 0.0016124 | 0.0058432 | 0.0039341 | 0 | 0 | 0.06302 | 0.016238 | 1.2821 | 0.64508 | 13.7436 | 2.0585 | 1.6467 | 0.60107 | 0.79648 | 0 | 0 | 0 | 0 | -40.8113 | 0.056408 | 0 | 0 | 0 | -0.48917 | 0 | 0 | 0 | 0 | 0 | 0 | 0 | 0 | 3.7337 | 0 | 0 | 0 | 1.822 | 0 | 7.064 | 7.1238 | 0.60064 | 52.5433 | 1.2254 | 3.0551 | 0 | 0.032612 | 0 | 0.74789 | 0.22757 | 0 | 29.0269 | 17.7841 | -0.48917 | 0 | 0.60707 | 0 | 1.6728 | 0.15345
2025_01_17 Hr 08 | 0 | 0 | 0 | 0.28419 | 0.28419 | 0.28419 | 0.28419 | 0.28419 | 0.28419 | 0 | 0 | 0.0031592 | 0.27 | 0.029651 | 1.4928 | 1.4928 | 15.3431 | 1.0041 | 0.0016124 | 0.0058432 | 0.0039341 | 0 | 0 | 0.06302 | 0.016238 | 1.2821 | 0.64508 | 13.7436 | 2.0585 | 1.6467 | 0.60107 | 0.79648 | 0 | 0 | 0 | 0 | -38.8814 | 0.056408 | 0 | 0 | 0 | -0.49208 | 0 | 0 | 0 | 0 | 0 | 0 | 0 | 0 | 3.8723 | 0 | 0 | 0 | 1.822 | 0 | 6.9585 | 7.0174 | 0.57017 | 52.3314 | 1.2254 | 3.0551 | 0 | 0.032612 | 0 | 0.74789 | 0.22757 | 0 | 30.8525 | 17.8946 | -0.49208 | 0 | 0.60707 | 0 | 1.6728 | 0.15566
2025_01_17 Hr 09 | 0.022813 | 0 | 0 | 0.28419 | 0.28419 | 0.28419 | 0.28419 | 0.28419 | 0.28419 | 0 | 0 | 0.0031592 | 0.3 | 0.027985 | 1.4928 | 1.4928 | 15.3431 | 1.0041 | 0.0016124 | 0.0058432 | 0.0039341 | 0 | 0 | 0.06302 | 0.016238 | 1.2821 | 0.64508 | 13.7436 | 2.0585 | 1.6467 | 0.60107 | 0.79648 | 0 | 0 | 0 | 0 | -31.1541 | 0.056408 | 0 | 0 | 0 | -0.41767 | 0 | 0 | 0 | 0 | 0 | 0 | 0 | 0 | 4.0108 | 0 | 0 | 0 | 1.822 | 0 | 6.4814 | 6.5349 | 0.20892 | 51.3717 | 1.2254 | 3.0551 | 0 | 0.032612 | -0.022813 | 0.74789 | 0.22757 | 0 | 37.4999 | 17.7228 | -0.44048 | 0 | 0.60707 | 0 | 1.6728 | 0.15543
2025_01_17 Hr 10 | 0.20401 | 0 | 0 | 0.28419 | 0.28419 | 0.28419 | 0.28419 | 0.28419 | 0.28419 | 0 | 0 | 0.0031592 | 0.36 | 0.029882 | 1.4928 | 1.4928 | 15.3431 | 1.0041 | 0.0016124 | 0.0058432 | 0.0039341 | 0 | 0 | 0.06302 | 0.016238 | 1.2821 | 0 | 13.7436 | 2.0585 | 1.6467 | 0.60107 | 0.79648 | 0 | 0 | 0 | 0 | -25.1115 | 0.056408 | 0 | 0 | 0 | -0.37143 | 0 | 0 | 0 | 0 | 0 | 0 | 0 | 0 | 3.6636 | 0 | 0 | 0 | 1.822 | 0 | 6.1649 | 6.2157 | 0.36125 | 50.091 | 1.2254 | 3.0551 | 0 | 0.032612 | -0.20401 | 0.74789 | 0.22757 | 0 | 42.1739 | 17.7699 | -0.57544 | 0 | 0.60707 | 0 | 1.6728 | 0.15433
2025_01_17 Hr 11 | 0.24919 | 5.3843e-06 | 0 | 0.28419 | 0.28419 | 0.28419 | 0.28419 | 0.28419 | 0.28419 | 0 | 0 | 0.0031592 | 0.39 | 0.032665 | 1.4928 | 1.4928 | 15.3431 | 1.0041 | 0.0016124 | 0.0058432 | 0.0039341 | 0 | 0 | 0.06302 | 0.016238 | 1.2821 | 0 | 13.7436 | 2.0585 | 1.6467 | 0.60107 | 0.79648 | 0 | 0 | 0 | 0 | -27.0133 | 0.056408 | 0 | 0 | 0 | -0.3748 | 0 | 0 | 0 | 0 | 0 | 0 | 0 | 0 | 3.6642 | 0 | 0 | 0 | 1.822 | 0 | 6.3256 | 6.3791 | 0.42219 | 50.4151 | 1.2254 | 3.0551 | 0 | 0.032612 | -0.24919 | 0.74789 | 0.22757 | 0 | 40.687 | 17.9092 | -0.624 | 0 | 0.60707 | 0 | 1.6728 | 0.15418
2025_01_17 Hr 12 | 0.15853 | 5.2358e-05 | 0 | 0.28419 | 0.28419 | 0.28419 | 0.28419 | 0.28419 | 0.28419 | 0 | 0 | 0.0031592 | 0.36 | 0.02932 | 1.4928 | 1.4928 | 15.3431 | 1.0041 | 0.0016124 | 0.0058432 | 0.0039341 | 0 | 0 | 0.06302 | 0.016238 | 1.2821 | 0 | 13.7436 | 2.0585 | 1.6467 | 0.60107 | 0.79648 | 0 | 0 | 0 | 0 | -28.7709 | 0.056408 | 0 | 0 | 0 | -0.3644 | 0 | 0 | 0 | 0 | 0 | 0 | 0 | 0 | 3.6636 | 0 | 0 | 0 | 1.822 | 0 | 5.9539 | 6.003 | 0.14798 | 49.6673 | 1.2254 | 3.0551 | 0 | 0.032612 | -0.15853 | 0.74789 | 0.22757 | 0 | 37.8844 | 17.511 | -0.52293 | 0 | 0.60707 | 0 | 1.6728 | 0.15473
2025_01_17 Hr 13 | 0.22645 | 6.9832e-05 | 0 | 0.28419 | 0.28419 | 0.28419 | 0.28419 | 0.28419 | 0.28419 | 0 | 0 | 0.0031592 | 0.42 | 0.032588 | 1.4928 | 1.4928 | 15.3431 | 1.0041 | 0.0016124 | 0.0058432 | 0.0039341 | 0 | 0 | 0.06302 | 0.016238 | 1.2821 | 0 | 13.7436 | 2.0585 | 1.6467 | 0.60107 | 0.79648 | 0 | 0 | 0 | 0 | -27.7244 | 0.056408 | 0 | 0 | 0 | -0.34706 | 0 | 0 | 0 | 0 | 0 | 0 | 0 | 0 | 4.0102 | 0 | 0 | 0 | 1.822 | 0 | 5.8501 | 5.8991 | 0.060934 | 49.4596 | 1.2254 | 3.0551 | 0 | 0.032612 | -0.22645 | 0.74789 | 0.22757 | 0 | 39.063 | 17.9013 | -0.57352 | 0 | 0.60707 | 0 | 1.6728 | 0.15423
2025_01_17 Hr 14 | 0.22653 | 7.596e-05 | 0 | 0.28419 | 0.28419 | 0.28419 | 0.28419 | 0.28419 | 0.28419 | 0 | 0 | 0.0031592 | 0.63 | 0.045809 | 1.4928 | 1.4928 | 14.8901 | 0.92041 | 0.0016124 | 0.0058432 | 0.0039341 | 0 | 0 | 0.06302 | 0.016238 | 1.2135 | 0 | 13.4541 | 2.0585 | 1.5094 | 0.58604 | 0.79648 | 0 | 0 | 0 | 0 | -24.9096 | 0.056408 | 0 | 0 | 0 | -0.32511 | 0 | 0 | 0 | 0 | 0 | 0 | 0 | 0 | 4.4252 | 0 | 0 | 0 | 1.822 | 0 | 5.902 | 5.9511 | 0 | 48.5314 | 1.2254 | 3.0551 | 0 | 0.032612 | -0.22653 | 0.74789 | 0.22757 | 0 | 41.5325 | 18.4624 | -0.55164 | 0 | 0.60707 | 0 | 1.6728 | 0.15298
2025_01_17 Hr 15 | 0.18141 | 0.00018117 | 0 | 0.28419 | 0 | 0.28419 | 0 | 0.28419 | 0 | 0 | 0 | 0.0031592 | 0.81 | 0.062973 | 1.4928 | 1.4928 | 13.6926 | 0.58572 | 0.0016124 | 0.0058432 | 0.0039341 | 0 | 0 | 0.06302 | 0.016238 | 0.60964 | 0 | 12.5096 | 2.0585 | 0.96055 | 0.53703 | 0.79648 | 0 | 0 | 0 | 0 | -18.3103 | 0.056408 | 0 | 0.0024989 | 0 | -0.34775 | 0 | 0 | 0 | 0 | 0 | 0 | 0 | 0 | 4.2861 | 0 | 0 | 0 | 1.822 | 0 | 6.2704 | 6.3221 | 0 | 44.7888 | 1.2254 | 3.0551 | 0 | 0.032612 | -0.18141 | 0.74789 | 0.22757 | 0 | 44.3749 | 18.4256 | -0.52916 | 0 | 0.60707 | 0 | 1.6728 | 0.15216
2025_01_17 Hr 16 | 0.090669 | 0.00020928 | 0 | 0.28419 | 0 | 0.28419 | 0 | 0.28419 | 0 | 0 | 0 | 0.0031592 | 1.08 | 0.08845 | 1.4928 | 1.4928 | 15.3431 | 0.75306 | 0.0016124 | 0.0058432 | 0.0039341 | 0 | 0 | 0.06302 | 0.016238 | 0.85081 | 0 | 13.7436 | 2.0585 | 1.235 | 0.60107 | 0.79648 | 0 | 0 | 0 | 0 | -27.6073 | 0.056408 | 0 | 0.0026324 | 0 | -0.36644 | 0 | 0 | 0 | 0 | 0 | 0 | 0 | 0 | 3.8711 | 0 | 0 | 0 | 1.822 | 0 | 6.2704 | 6.3221 | 0 | 48.3563 | 1.2254 | 3.0551 | 0 | 0.032612 | -0.090669 | 0.74789 | 0.22757 | 0 | 38.5715 | 18.2796 | -0.45711 | 0 | 0.60707 | 0 | 1.6728 | 0.15242
2025_01_17 Hr 17 | 0.022667 | 6.425e-05 | 0 | 0.28419 | 0 | 0.28419 | 0 | 0.28419 | 0 | 0 | 0 | 0.0031592 | 0.99 | 0.087951 | 1.4928 | 1.4928 | 15.3431 | 1.0041 | 0.0016124 | 0.0058432 | 0.0039341 | 0 | 0 | 0.06302 | 0.016238 | 1.1969 | 0 | 13.7436 | 2.0585 | 1.6467 | 0.60107 | 0.79648 | 0 | 0 | 0 | 0 | -30.6364 | 0.056408 | 0 | 0.0028556 | 0 | -0.39768 | 0 | 0 | 0 | 0 | 0 | 0 | 0 | 0 | 3.5952 | 0 | 0 | 0 | 1.822 | 0 | 6.5869 | 6.6413 | 0.030467 | 50.0007 | 1.2254 | 3.0551 | 0 | 0.032612 | -0.022667 | 0.74789 | 0.22757 | 0 | 36.8205 | 17.8766 | -0.42035 | 0 | 0.60707 | 0 | 1.6728 | 0.15338
2025_01_17 Hr 18 | 0 | 0 | 0 | 0.28419 | 0 | 0.28419 | 0 | 0.28419 | 0 | 0 | 0 | 0.0031592 | 0.87 | 0.082729 | 1.4928 | 1.4928 | 15.3431 | 1.0041 | 0.0016124 | 0.0058432 | 0.0039341 | 0 | 0 | 0.06302 | 0.016238 | 1.2821 | 0 | 13.7436 | 2.0585 | 1.6467 | 0.60107 | 0.79648 | 0 | 0 | 0 | 0 | -31.6148 | 0.056408 | 0 | 0.0030565 | 0 | -0.42581 | 0 | 0 | 0 | 0 | 0 | 0 | 0 | 0 | 3.8717 | 0 | 0 | 0 | 1.822 | 0 | 7.064 | 7.1238 | 0.030467 | 51.0456 | 1.2254 | 3.0551 | 0 | 0.032612 | 0 | 0.74789 | 0.22757 | 0 | 37.0111 | 18.0061 | -0.42581 | 0 | 0.60707 | 0 | 1.6728 | 0.15438
2025_01_17 Hr 19 | 0 | 0 | 0 | 0.28419 | 0.28419 | 0.28419 | 0.28419 | 0.28419 | 0.28419 | 0 | 0 | 0.0031592 | 0.57 | 0.055158 | 1.4928 | 1.4928 | 15.3431 | 1.0041 | 0.0016124 | 0.0058432 | 0.0039341 | 0 | 0 | 0.06302 | 0.016238 | 1.2821 | 0 | 13.7436 | 2.0585 | 1.6467 | 0.60107 | 0.79648 | 0 | 0 | 0 | 0 | -31.476 | 0.056408 | 0 | 0 | 0 | -0.43336 | 0 | 0 | 0 | 0 | 0 | 0 | 0 | 0 | 3.4579 | 0 | 0 | 0 | 1.822 | 0 | 7.064 | 7.1238 | 0 | 51.8982 | 1.2254 | 3.0551 | 0 | 0.032612 | 0 | 0.74789 | 0.22757 | 0 | 37.2226 | 17.2337 | -0.43336 | 0 | 0.60707 | 0 | 1.6728 | 0.15387
2025_01_17 Hr 20 | 0 | 0 | 0 | 0.28419 | 0.28419 | 0.28419 | 0.28419 | 0.28419 | 0.28419 | 0 | 0 | 0.0031592 | 0.57 | 0.052989 | 1.4928 | 1.4928 | 15.3431 | 1.0041 | 0.0016124 | 0.0058432 | 0.0039341 | 0 | 0 | 0.06302 | 0.016238 | 1.2821 | 0 | 13.7436 | 2.0585 | 1.6467 | 0.60107 | 0.79648 | 0 | 0 | 0 | 0 | -34.5532 | 0.056408 | 0 | 0 | 0 | -0.41624 | 0 | 0 | 0 | 0 | 0 | 0 | 0 | 0 | 3.0429 | 0 | 0 | 0 | 1.822 | 0 | 7.064 | 7.1238 | 0.030467 | 51.8982 | 1.2254 | 3.0551 | 0 | 0.032612 | 0 | 0.74789 | 0.22757 | 0 | 33.7757 | 16.8469 | -0.41624 | 0 | 0.60707 | 0 | 1.6728 | 0.15375
2025_01_17 Hr 21 | 0 | 0 | 0 | 0.28419 | 0.28419 | 0.28419 | 0.28419 | 0.28419 | 0.28419 | 0 | 0 | 0.0031592 | 0.69 | 0.068064 | 1.4928 | 1.4928 | 15.3431 | 1.0041 | 0.0016124 | 0.0058432 | 0.0039341 | 0 | 0 | 0.06302 | 0.016238 | 1.2821 | 0 | 13.7436 | 2.0585 | 1.6467 | 0.60107 | 0.79648 | 0 | 0 | 0 | 0 | -33.8189 | 0.056408 | 0 | 0 | 0 | -0.4418 | 0 | 0 | 0 | 0 | 0 | 0 | 0 | 0 | 2.9727 | 0 | 0 | 0 | 1.822 | 0 | 7.064 | 7.1238 | 0.060934 | 51.8982 | 1.2254 | 3.0551 | 0 | 0.032612 | 0 | 0.74789 | 0.22757 | 0 | 34.5783 | 16.9408 | -0.4418 | 0 | 0.60707 | 0 | 1.6728 | 0.1523
2025_01_17 Hr 22 | 0 | 0 | 0 | 0.28419 | 0.28419 | 0.28419 | 0.28419 | 0.28419 | 0.28419 | 0 | 0 | 0.0031592 | 0.45 | 0.044056 | 1.4928 | 1.4928 | 15.3431 | 1.0041 | 0.0016124 | 0.0058432 | 0.0039341 | 0 | 0 | 0.06302 | 0.016238 | 1.2821 | 0 | 13.7436 | 2.0585 | 0 | 0.60107 | 0.79648 | 0 | 0 | 0 | 0 | -28.417 | 0.056408 | 0 | 0 | 0 | -0.43846 | 0 | 0 | 0 | 0 | 0 | 0 | 0 | 0 | 2.7658 | 0 | 0 | 0 | 1.822 | 0 | 7.064 | 7.1238 | 0.091402 | 50.2515 | 1.2254 | 3.0551 | 0 | 0.032612 | 0 | 0.74789 | 0.22757 | 0 | 37.8948 | 16.4988 | -0.43846 | 0 | 0.60707 | 0 | 1.6728 | 0.15067
2025_01_17 Hr 23 | 0 | 0 | 0 | 0.28419 | 0.28419 | 0.28419 | 0.28419 | 0.28419 | 0.28419 | 0 | 0 | 0.0031592 | 0.57 | 0.057804 | 1.4928 | 1.4928 | 15.3974 | 1.0087 | 0.0016124 | 0.0058432 | 0.0039341 | 0 | 0 | 0.06302 | 0.016238 | 1.2821 | 0 | 13.7589 | 2.0585 | 0 | 0.60344 | 0.79648 | 0 | 0 | 0 | 0 | -32.9995 | 0.056408 | 0 | 0 | 0 | -0.45424 | 0 | 0 | 0 | 0 | 0 | 0 | 0 | 0 | 3.2498 | 0 | 0 | 0 | 1.822 | 0 | 7.0932 | 7.1532 | 0.091402 | 50.3843 | 1.2254 | 3.0551 | 0 | 0.032612 | 0 | 0.74789 | 0.22757 | 0 | 34.0475 | 17.1169 | -0.45424 | 0 | 0.60707 | 0 | 1.6728 | 0.14877
2025_01_17 Hr 24 | 0 | 0 | 0 | 0.28419 | 0.28419 | 0.28419 | 0.28419 | 0.28419 | 0.28419 | 0 | 0 | 0.0031592 | 0.63 | 0.063346 | 1.4928 | 1.4928 | 15.3974 | 0 | 0.0016124 | 0.0058432 | 0.0039341 | 0 | 0 | 0.06302 | 0.016238 | 1.2821 | 0 | 13.7589 | 2.0585 | 0 | 0.60344 | 0.79648 | 0 | 0 | 0 | 0 | -27.6946 | 0.056408 | 0 | 0 | 0 | -0.45037 | 0 | 0 | 0 | 0 | 0 | 0 | 0 | 0 | 2.7658 | 0 | 0 | 0 | 1.822 | 0 | 7.0932 | 7.1532 | 0.12187 | 49.3756 | 1.2254 | 3.0551 | 0 | 0.032612 | 0 | 0.74789 | 0.22757 | 0 | 37.9579 | 16.7273 | -0.45037 | 0 | 0.60707 | 0 | 1.6728 | 0.14701
2025_01_18 Hr 01 | 0 | 0 | 0 | 0.20596 | 0.20596 | 0.20596 | 0.20596 | 0.20596 | 0.20596 | 0 | 0 | 0.0031592 | 0.51 | 0.051437 | 1.4928 | 1.4928 | 11.1605 | 0 | 0.0016124 | 0.0058432 | 0.0039341 | 0 | 0 | 0.06302 | 0.016238 | 1.2821 | 0.61847 | 9.9713 | 2.0585 | 0 | 0.60344 | 0.79648 | 0 | 0 | 0 | 0 | -36.5574 | 0.056408 | 0 | 0 | 0 | -0.45176 | 0 | 0 | 0 | 0 | 0 | 0 | 0 | 0 | 2.6957 | 0 | 0 | 0 | 1.822 | 0 | 5.1405 | 5.1841 | 0.23939 | 37.4288 | 1.2254 | 3.0551 | 0 | 0.032612 | 0 | 0.74789 | 0.22757 | 0 | 17.0617 | 16.6421 | -0.45176 | 0 | 0.60707 | 0 | 1.6728 | 0.14642
2025_01_18 Hr 02 | 0 | 0 | 0 | 0.20596 | 0.20596 | 0.20596 | 0.20596 | 0.20596 | 0.20596 | 0 | 0 | 0.0031592 | 0.15 | 0.015117 | 1.4928 | 1.4928 | 11.1605 | 0 | 0.0016124 | 0.0058432 | 0.0039341 | 0 | 0 | 0.06302 | 0.016238 | 1.2821 | 0.46883 | 9.9713 | 2.0585 | 0 | 0.60344 | 0.79648 | 0 | 0 | 0 | 0 | -37.7332 | 0.056408 | 0 | 0 | 0 | -0.45141 | 0 | 0 | 0 | 0 | 0 | 0 | 0 | 0 | 3.0423 | 0 | 0 | 0 | 1.822 | 0 | 5.1405 | 5.1841 | 0.23939 | 37.4288 | 1.2254 | 3.0551 | 0 | 0.032612 | 0 | 0.74789 | 0.22757 | 0 | 15.8364 | 16.5922 | -0.45141 | 0 | 0.60707 | 0 | 1.6728 | 0.14625
2025_01_18 Hr 03 | 0 | 0 | 0 | 0.20596 | 0.20596 | 0.20596 | 0.20596 | 0.20596 | 0.20596 | 0 | 0 | 0.0031592 | 0.54 | 0.054041 | 1.4928 | 1.4928 | 11.1605 | 0 | 0.0016124 | 0.0058432 | 0.0039341 | 0 | 0 | 0.06302 | 0.016238 | 1.2821 | 0.46883 | 9.9713 | 2.0585 | 0 | 0.60344 | 0.79648 | 0 | 0 | 0 | 0 | -38.9025 | 0.056408 | 0 | 0 | 0 | -0.44825 | 0 | 0 | 0 | 0 | 0 | 0 | 0 | 0 | 3.4567 | 0 | 0 | 0 | 1.822 | 0 | 5.1405 | 5.1841 | 0.20892 | 37.4288 | 1.2254 | 3.0551 | 0 | 0.032612 | 0 | 0.74789 | 0.22757 | 0 | 15.4825 | 17.4045 | -0.44825 | 0 | 0.60707 | 0 | 1.6728 | 0.14572
2025_01_18 Hr 04 | 0 | 0 | 0 | 0.20596 | 0.20596 | 0.20596 | 0.20596 | 0.20596 | 0.20596 | 0 | 0 | 0.0031592 | 0.45 | 0.045075 | 1.4928 | 1.4928 | 11.1605 | 0 | 0.0016124 | 0.0058432 | 0.0039341 | 0 | 0 | 0.06302 | 0.016238 | 1.2821 | 0.46883 | 9.9713 | 2.0585 | 0 | 0.60344 | 0.79648 | 0 | 0 | 0 | 0 | -39.6193 | 0.056408 | 0 | 0 | 0 | -0.44865 | 0 | 0 | 0 | 0 | 0 | 0 | 0 | 0 | 3.5256 | 0 | 0 | 0 | 1.822 | 0 | 5.1405 | 5.1841 | 0.14798 | 37.4288 | 1.2254 | 3.0551 | 0 | 0.032612 | 0 | 0.74789 | 0.22757 | 0 | 14.6746 | 17.3138 | -0.44865 | 0 | 0.60707 | 0 | 1.6728 | 0.14593
2025_01_18 Hr 05 | 0 | 0 | 0 | 0.20596 | 0.20596 | 0.20596 | 0.20596 | 0.20596 | 0.20596 | 0 | 0 | 0.0031592 | 0.51 | 0.051463 | 1.4928 | 1.4928 | 11.1605 | 0 | 0.0016124 | 0.0058432 | 0.0039341 | 0 | 0 | 0.06302 | 0.016238 | 1.2821 | 0.46883 | 9.9713 | 2.0585 | 0 | 0.60344 | 0.79648 | 0 | 0 | 0 | 0 | -39.6474 | 0.056408 | 0 | 0 | 0 | -0.45198 | 0 | 0 | 0 | 0 | 0 | 0 | 0 | 0 | 3.3181 | 0 | 0 | 0 | 1.822 | 0 | 5.1405 | 5.1841 | 0.17845 | 37.4288 | 1.2254 | 3.0551 | 0 | 0.032612 | 0 | 0.74789 | 0.22757 | 0 | 14.5332 | 17.2038 | -0.45198 | 0 | 0.60707 | 0 | 1.6728 | 0.14658
2025_01_18 Hr 06 | 0 | 0 | 0 | 0.20596 | 0.20596 | 0.20596 | 0.20596 | 0.20596 | 0.20596 | 0 | 0 | 0.0031592 | 0.42 | 0.042098 | 1.4928 | 1.4928 | 11.1605 | 0 | 0.0016124 | 0.0058432 | 0.0039341 | 0 | 0 | 0.06302 | 0.016238 | 1.2821 | 0.46883 | 9.9713 | 2.0585 | 0 | 0.60344 | 0.79648 | 0 | 0 | 0 | 0 | -33.3994 | 0.056408 | 0 | 0 | 0 | -0.44895 | 0 | 0 | 0 | 0 | 0 | 0 | 0 | 0 | 3.3877 | 0 | 0 | 0 | 1.822 | 0 | 5.1405 | 5.1841 | 0.23939 | 37.4288 | 1.2254 | 3.0551 | 0 | 0.032612 | 0 | 0.74789 | 0.22757 | 0 | 20.8158 | 17.2354 | -0.44895 | 0 | 0.60707 | 0 | 1.6728 | 0.14696
2025_01_18 Hr 07 | 0 | 0 | 0 | 0.20596 | 0.20596 | 0.20596 | 0.20596 | 0.20596 | 0.20596 | 0 | 0 | 0.0031592 | 0.51 | 0.050637 | 1.4928 | 1.4928 | 11.1212 | 0 | 0.0016124 | 0.0058432 | 0.0039341 | 0 | 0 | 0.06302 | 0.016238 | 1.2821 | 0.46883 | 9.9602 | 2.0585 | 0 | 0.60107 | 0.79648 | 0 | 0 | 0 | 0 | -31.821 | 0.056408 | 0 | 0 | 0 | -0.44469 | 0 | 0 | 0 | 0 | 0 | 0 | 0 | 0 | 3.3181 | 0 | 0 | 0 | 1.822 | 0 | 5.1194 | 5.1627 | 0.30032 | 37.3359 | 1.2254 | 3.0551 | 0 | 0.032612 | 0 | 0.74789 | 0.22757 | 0 | 22.3942 | 17.324 | -0.44469 | 0 | 0.60707 | 0 | 1.6728 | 0.14814
2025_01_18 Hr 08 | 0 | 0 | 0 | 0.20596 | 0.20596 | 0.20596 | 0.20596 | 0.20596 | 0.20596 | 0 | 0 | 0.0031592 | 0.45 | 0.044282 | 1.4928 | 1.4928 | 11.1212 | 0.72779 | 0.0016124 | 0.0058432 | 0.0039341 | 0 | 0 | 0.06302 | 0.016238 | 1.1483 | 0.46883 | 9.9602 | 2.0585 | 0 | 0.60107 | 0.79648 | 0 | 0 | 0 | 0 | -33.4658 | 0.056408 | 0 | 0 | 0 | -0.44072 | 0 | 0 | 0 | 0 | 0 | 0 | 0 | 0 | 3.1802 | 0 | 0 | 0 | 1.822 | 0 | 4.9665 | 5.0085 | 0.23939 | 37.6227 | 1.2254 | 3.0551 | 0 | 0.032612 | 0 | 0.74789 | 0.22757 | 0 | 20.7771 | 17.0609 | -0.44072 | 0 | 0.60707 | 0 | 1.6728 | 0.15017
2025_01_18 Hr 09 | 0.022813 | 0 | 0 | 0.20596 | 0.20596 | 0.20596 | 0.20596 | 0.20596 | 0.20596 | 0 | 0 | 0.0031592 | 0.39 | 0.034791 | 1.4928 | 1.4928 | 11.1212 | 0.72779 | 0.0016124 | 0.0058432 | 0.0039341 | 0 | 0 | 0.06302 | 0.016238 | 0.86325 | 0.46883 | 9.9602 | 2.0585 | 0 | 0.60107 | 0.79648 | 0 | 0 | 0 | 0 | -29.8203 | 0.056408 | 0 | 0 | 0 | -0.39934 | 0 | 0 | 0 | 0 | 0 | 0 | 0 | 0 | 3.2498 | 0 | 0 | 0 | 1.822 | 0 | 5.0793 | 5.1214 | 0.26985 | 37.5634 | 1.2254 | 3.0551 | 0 | 0.032612 | -0.022813 | 0.74789 | 0.22757 | 0 | 24.4368 | 17.1158 | -0.42215 | 0 | 0.60707 | 0 | 1.6728 | 0.15172
2025_01_18 Hr 10 | 0.15867 | 2.5711e-05 | 0 | 0.20596 | 0.20596 | 0.20596 | 0.20596 | 0.20596 | 0.20596 | 0 | 0 | 0.0031592 | 0.27 | 0.022734 | 1.4928 | 1.4928 | 11.1212 | 0.72779 | 0.0016124 | 0.0058432 | 0.0039341 | 0 | 0 | 0.06302 | 0.016238 | 1.235 | 0.46883 | 9.9602 | 2.0585 | 1.1934 | 0.60107 | 0.79648 | 0 | 0 | 0 | 0 | -33.0379 | 0.056408 | 0 | 0 | 0 | -0.37679 | 0 | 0 | 0 | 0 | 0 | 0 | 0 | 0 | 3.3877 | 0 | 0 | 0 | 1.822 | 0 | 5.1194 | 5.1627 | 0.36125 | 39.2099 | 1.2254 | 3.0551 | 0 | 0.032612 | -0.15867 | 0.74789 | 0.22757 | 0 | 22.9865 | 17.35 | -0.53547 | 0 | 0.60707 | 0 | 1.6728 | 0.15278
2025_01_18 Hr 11 | 0.045117 | 8.5805e-05 | 0 | 0.20596 | 0.20596 | 0.20596 | 0.20596 | 0.20596 | 0.20596 | 0 | 0 | 0.0031592 | 0.24 | 0.020667 | 1.4928 | 1.4928 | 11.1212 | 0.72779 | 0.0016124 | 0.0058432 | 0.0039341 | 0 | 0 | 0.06302 | 0.016238 | 1.2821 | 0.46883 | 9.9602 | 2.0585 | 1.1934 | 0.60107 | 0.79648 | 0 | 0 | 0 | 0 | -34.3045 | 0.056408 | 0 | 0 | 0 | -0.38541 | 0 | 0 | 0 | 0 | 0 | 0 | 0 | 0 | 2.7658 | 0 | 0 | 0 | 1.822 | 0 | 5.1194 | 5.1627 | 0.26985 | 39.257 | 1.2254 | 3.0551 | 0 | 0.032612 | -0.045117 | 0.74789 | 0.22757 | 0 | 21.0133 | 16.4913 | -0.43052 | 0 | 0.60707 | 0 | 1.6728 | 0.15291
2025_01_18 Hr 12 | 0.22653 | 0.00018352 | 0 | 0.20596 | 0.20596 | 0.20596 | 0.20596 | 0.20596 | 0.20596 | 0 | 0 | 0.0031592 | 0.24 | 0.018394 | 1.4928 | 1.4928 | 11.1212 | 0.72779 | 0.0016124 | 0.0058432 | 0.0039341 | 0 | 0 | 0.06302 | 0.016238 | 1.2805 | 0.46883 | 9.9602 | 2.0585 | 1.1934 | 0.60107 | 0.79648 | 0 | 0 | 0 | 0 | -32.0038 | 0.056408 | 0 | 0 | 0 | -0.34278 | 0 | 0 | 0 | 0 | 0 | 0 | 0 | 0 | 3.1802 | 0 | 0 | 0 | 1.822 | 0 | 5.1194 | 5.1627 | 0.17845 | 39.2553 | 1.2254 | 3.0551 | 0 | 0.032612 | -0.22653 | 0.74789 | 0.22757 | 0 | 23.6754 | 16.9931 | -0.56931 | 0 | 0.60707 | 0 | 1.6728 | 0.15257
2025_01_18 Hr 13 | 0.22645 | 0.00018196 | 0 | 0.20596 | 0.20596 | 0.20596 | 0.20596 | 0.20596 | 0.20596 | 0 | 0 | 0.0031592 | 0.27 | 0.01947 | 1.4928 | 1.4928 | 11.1212 | 0.72779 | 0.0016124 | 0.0058432 | 0.0039341 | 0 | 0 | 0.06302 | 0.016238 | 1.2821 | 0 | 9.9602 | 2.0585 | 0 | 0.60107 | 0.79648 | 0 | 0 | 0 | 0 | -29.408 | 0.056408 | 0 | 0 | 0 | -0.32241 | 0 | 0 | 0 | 0 | 0 | 0 | 0 | 0 | 2.9733 | 0 | 0 | 0 | 1.822 | 0 | 5.1194 | 5.1627 | 0.12187 | 37.5948 | 1.2254 | 3.0551 | 0 | 0.032612 | -0.22645 | 0.74789 | 0.22757 | 0 | 24.3981 | 16.7601 | -0.54886 | 0 | 0.60707 | 0 | 1.6728 | 0.15202
2025_01_18 Hr 14 | 0.24912 | 0.00010334 | 0 | 0.20596 | 0.20596 | 0.20596 | 0.20596 | 0.20596 | 0.20596 | 0 | 0 | 0.0031592 | 0.24 | 0.017148 | 1.4928 | 1.4928 | 11.1212 | 0.72779 | 0.0016124 | 0.0058432 | 0.0039341 | 0 | 0 | 0.06302 | 0.016238 | 1.2821 | 0 | 9.9602 | 2.0585 | 0 | 0.60107 | 0.79648 | 0 | 0 | 0 | 0 | -31.1442 | 0.056408 | 0 | 0 | 0 | -0.31942 | 0 | 0 | 0 | 0 | 0 | 0 | 0 | 0 | 3.0423 | 0 | 0 | 0 | 1.822 | 0 | 5.1194 | 5.1627 | 0.091402 | 37.5948 | 1.2254 | 3.0551 | 0 | 0.032612 | -0.24912 | 0.74789 | 0.22757 | 0 | 22.6707 | 16.7885 | -0.56854 | 0 | 0.60707 | 0 | 1.6728 | 0.15165
2025_01_18 Hr 15 | 0.13593 | 8.7445e-05 | 0 | 0.20596 | 0.20596 | 0.20596 | 0.20596 | 0.20596 | 0.20596 | 0 | 0 | 0.0031592 | 0.18 | 0.016323 | 1.4928 | 1.4928 | 11.1212 | 0.72779 | 0.0016124 | 0.0058432 | 0.0039341 | 0 | 0 | 0.06302 | 0.016238 | 1.2353 | 0 | 9.9602 | 2.0585 | 0 | 0.60107 | 0.79648 | 0 | 0 | 0 | 0 | -37.8903 | 0.056408 | 0 | 0 | 0 | -0.40598 | 0 | 0 | 0 | 0 | 0 | 0 | 0 | 0 | 2.9044 | 0 | 0 | 0 | 1.822 | 0 | 4.7772 | 4.8186 | 0.091402 | 36.8616 | 1.2254 | 3.0551 | 0 | 0.032612 | -0.13593 | 0.74789 | 0.22757 | 0 | 14.9054 | 16.476 | -0.54191 | 0 | 0.60707 | 0 | 1.6728 | 0.15111
2025_01_18 Hr 16 | 0.11334 | 3.7063e-05 | 0 | 0.20596 | 0.20596 | 0.20596 | 0.20596 | 0.20596 | 0.20596 | 0 | 0 | 0.0031592 | 0.15 | 0.013305 | 1.4928 | 1.4928 | 11.1212 | 0.72779 | 0.0016124 | 0.0058432 | 0.0039341 | 0 | 0 | 0.06302 | 0.016238 | 1.2805 | 0 | 9.9602 | 2.0585 | 0 | 0.60107 | 0.79648 | 0 | 0 | 0 | 0 | -33.5401 | 0.056408 | 0 | 0 | 0 | -0.39704 | 0 | 0 | 0 | 0 | 0 | 0 | 0 | 0 | 2.7658 | 0 | 0 | 0 | 1.822 | 0 | 5.1194 | 5.1627 | 0.20892 | 37.5932 | 1.2254 | 3.0551 | 0 | 0.032612 | -0.11334 | 0.74789 | 0.22757 | 0 | 19.9418 | 16.3991 | -0.51038 | 0 | 0.60707 | 0 | 1.6728 | 0.15091
2025_01_18 Hr 17 | 0.068002 | 9.3539e-06 | 0 | 0.20596 | 0.20596 | 0.20596 | 0.20596 | 0.20596 | 0.20596 | 0 | 0 | 0.0031592 | 0.12 | 0.01164 | 1.4928 | 1.4928 | 11.1212 | 0.72779 | 0.0016124 | 0.0058432 | 0.0039341 | 0 | 0 | 0.06302 | 0.016238 | 1.2821 | 0.30591 | 9.9602 | 2.0585 | 0 | 0.60107 | 0.79648 | 0 | 0 | 0 | 0 | -34.3098 | 0.056408 | 0 | 0 | 0 | -0.43441 | 0 | 0 | 0 | 0 | 0 | 0 | 0 | 0 | 2.8354 | 0 | 0 | 0 | 1.822 | 0 | 5.1194 | 5.1627 | 0.36125 | 37.7511 | 1.2254 | 3.0551 | 0 | 0.032612 | -0.068002 | 0.74789 | 0.22757 | 0 | 19.484 | 16.545 | -0.50242 | 0 | 0.60707 | 0 | 1.6728 | 0.15193
2025_01_18 Hr 18 | 0 | 0 | 0 | 0.20596 | 0.20596 | 0.20596 | 0.20596 | 0.20596 | 0.20596 | 0 | 0 | 0.0031592 | 0.12 | 0.012462 | 1.4928 | 1.4928 | 11.1212 | 0.72779 | 0.0016124 | 0.0058432 | 0.0039341 | 0 | 0 | 0.06302 | 0.016238 | 1.2821 | 0.46883 | 9.9602 | 2.0585 | 1.1934 | 0.60107 | 0.79648 | 0 | 0 | 0 | 0 | -40.6127 | 0.056408 | 0 | 0 | 0 | -0.46522 | 0 | 0 | 0 | 0 | 0 | 0 | 0 | 0 | 3.0423 | 0 | 0 | 0 | 1.822 | 0 | 5.1194 | 5.1627 | 0.33079 | 39.257 | 1.2254 | 3.0551 | 0 | 0.032612 | 0 | 0.74789 | 0.22757 | 0 | 14.8346 | 16.6555 | -0.46522 | 0 | 0.60707 | 0 | 1.6728 | 0.15314
2025_01_18 Hr 19 | 0 | 0 | 0 | 0.20596 | 0.20596 | 0.20596 | 0.20596 | 0.20596 | 0.20596 | 0 | 0 | 0.0031592 | 0.12 | 0.0083349 | 1.4928 | 1.4928 | 11.1212 | 0.72779 | 0.0016124 | 0.0058432 | 0.0039341 | 0 | 0 | 0.06302 | 0.016238 | 1.2821 | 0.46883 | 9.9602 | 2.0585 | 0 | 0.60107 | 0.79648 | 0 | 0 | 0 | 0 | -26.0298 | 0.056408 | 0 | 0 | 0 | -0.31046 | 0 | 0 | 0 | 0 | 0 | 0 | 0 | 0 | 3.1125 | 0 | 0 | 0 | 1.822 | 0 | 5.1194 | 5.1627 | 0.93143 | 38.0637 | 1.2254 | 3.0551 | 0 | 0.032612 | 0 | 0.74789 | 0.22757 | 0 | 29.0447 | 17.3214 | -0.31046 | 0 | 0.60707 | 0 | 1.6728 | 0.15232
2025_01_18 Hr 20 | 0 | 0 | 0 | 0.20596 | 0.20596 | 0.20596 | 0.20596 | 0.20596 | 0.20596 | 0 | 0 | 0.0031592 | 0.09 | 0.008176 | 1.4928 | 1.4928 | 11.1212 | 0.72779 | 0.0016124 | 0.0058432 | 0.0039341 | 0 | 0 | 0.06302 | 0.016238 | 1.2821 | 0.46883 | 9.9602 | 2.0585 | 0 | 0.60107 | 0.79648 | 0 | 0 | 0 | 0 | -33.0944 | 0.056408 | 0 | 0 | 0 | -0.4067 | 0 | 0 | 0 | 0 | 0 | 0 | 0 | 0 | 2.9721 | 0 | 0 | 0 | 1.822 | 0 | 5.1194 | 5.1627 | 1.0794 | 38.0637 | 1.2254 | 3.0551 | 0 | 0.032612 | 0 | 0.74789 | 0.22757 | 0 | 21.8604 | 17.2978 | -0.4067 | 0 | 0.60707 | 0 | 1.6728 | 0.15127
2025_01_18 Hr 21 | 0 | 0 | 0 | 0.20596 | 0.20596 | 0.20596 | 0.20596 | 0.20596 | 0.20596 | 0 | 0 | 0.0031592 | 0.15 | 0.011601 | 1.4928 | 1.4928 | 11.1212 | 0.72779 | 0.0016124 | 0.0058432 | 0.0039341 | 0 | 0 | 0.06302 | 0.016238 | 1.2821 | 0 | 9.9602 | 2.0585 | 0 | 0.60107 | 0.79648 | 0 | 0 | 0 | 0 | -25.1018 | 0.056408 | 0 | 0 | 0 | -0.34594 | 0 | 0 | 0 | 0 | 0 | 0 | 0 | 0 | 2.9038 | 0 | 0 | 0 | 1.822 | 0 | 5.1194 | 5.1627 | 0.87049 | 37.5948 | 1.2254 | 3.0551 | 0 | 0.032612 | 0 | 0.74789 | 0.22757 | 0 | 29.2294 | 17.0823 | -0.34594 | 0 | 0.60707 | 0 | 1.6728 | 0.14962
2025_01_18 Hr 22 | 0 | 0 | 0 | 0.20596 | 0.20596 | 0.20596 | 0.20596 | 0.20596 | 0.20596 | 0 | 0 | 0.0031592 | 0.18 | 0.012818 | 1.4928 | 1.4928 | 11.1212 | 0.72779 | 0.0016124 | 0.0058432 | 0.0039341 | 0 | 0 | 0.06302 | 0.016238 | 1.2821 | 0 | 9.9602 | 2.0585 | 0 | 0.60107 | 0.79648 | 0 | 0 | 0 | 0 | -29.6318 | 0.056408 | 0 | 0 | 0 | -0.31835 | 0 | 0 | 0 | 0 | 0 | 0 | 0 | 0 | 3.0417 | 0 | 0 | 0 | 1.822 | 0 | 5.1194 | 5.1627 | 0.80956 | 37.5948 | 1.2254 | 3.0551 | 0 | 0.032612 | 0 | 0.74789 | 0.22757 | 0 | 24.8362 | 17.1915 | -0.31835 | 0 | 0.60707 | 0 | 1.6728 | 0.15064
2025_01_18 Hr 23 | 0 | 0 | 0 | 0.20596 | 0.20596 | 0.20596 | 0.20596 | 0.20596 | 0.20596 | 0 | 0 | 0.0031592 | 0.24 | 0.016132 | 1.4928 | 1.4928 | 11.1605 | 0 | 0.0016124 | 0.0058432 | 0.0039341 | 0 | 0 | 0.06302 | 0.016238 | 1.0144 | 0 | 9.9713 | 2.0585 | 0 | 0.60344 | 0.79648 | 0 | 0 | 0 | 0 | -23.7735 | 0.056408 | 0 | 0 | 0 | -0.30038 | 0 | 0 | 0 | 0 | 0 | 0 | 0 | 0 | 3.3181 | 0 | 0 | 0 | 1.822 | 0 | 5.1405 | 5.1841 | 0.26985 | 36.6923 | 1.2254 | 3.0551 | 0 | 0.032612 | 0 | 0.74789 | 0.22757 | 0 | 29.6099 | 16.9915 | -0.30038 | 0 | 0.60707 | 0 | 1.6728 | 0.1482
2025_01_18 Hr 24 | 0 | 0 | 0 | 0.20596 | 0.20596 | 0.20596 | 0.20596 | 0.20596 | 0.20596 | 0 | 0 | 0.0031592 | 0.3 | 0.020472 | 1.4928 | 1.4928 | 11.1605 | 0 | 0.0016124 | 0.0058432 | 0.0039341 | 0 | 0 | 0.06302 | 0.016238 | 0.5712 | 0 | 9.9713 | 2.0585 | 0 | 0.60344 | 0.79648 | 0 | 0 | 0 | 0 | -22.4968 | 0.056408 | 0 | 0 | 0 | -0.30498 | 0 | 0 | 0 | 0 | 0 | 0 | 0 | 0 | 3.3871 | 0 | 0 | 0 | 1.822 | 0 | 5.1405 | 5.1841 | 0.47877 | 36.249 | 1.2254 | 3.0551 | 0 | 0.032612 | 0 | 0.74789 | 0.22757 | 0 | 30.7789 | 17.3317 | -0.30498 | 0 | 0.60707 | 0 | 1.6728 | 0.14613
2025_01_19 Hr 01 | 0 | 0 | 0 | 0.20596 | 0.20596 | 0.20596 | 0.20596 | 0.20596 | 0.20596 | 0 | 0 | 0.0031592 | 0.36 | 0.0251 | 1.4928 | 1.4928 | 11.1605 | 0 | 0.0016124 | 0.0058432 | 0.0039341 | 0 | 0 | 0.06302 | 0.016238 | 0.60972 | 0 | 9.9713 | 2.0585 | 0 | 0.60344 | 0.79648 | 0 | 0 | 0 | 0 | -24.2323 | 0.056408 | 0 | 0 | 0 | -0.31165 | 0 | 0 | 0 | 0 | 0 | 0 | 0 | 0 | 3.4567 | 0 | 0 | 0 | 1.822 | 0 | 5.1405 | 5.1841 | 0.69204 | 36.2875 | 1.2254 | 3.0551 | 0 | 0.032612 | 0 | 0.74789 | 0.22757 | 0 | 29.4215 | 17.6779 | -0.31165 | 0 | 0.60707 | 0 | 1.6728 | 0.14494
2025_01_19 Hr 02 | 0 | 0 | 0 | 0.20596 | 0.20596 | 0.20596 | 0.20596 | 0.20596 | 0.20596 | 0 | 0 | 0.0031592 | 0.54 | 0.037319 | 1.4928 | 1.4928 | 11.1605 | 0 | 0.0016124 | 0.0058432 | 0.0039341 | 0 | 0 | 0.06302 | 0.016238 | 0.85088 | 0 | 9.9713 | 2.0585 | 0 | 0.60344 | 0.79648 | 0 | 0 | 0 | 0 | -25.2151 | 0.056408 | 0 | 0 | 0 | -0.30889 | 0 | 0 | 0 | 0 | 0 | 0 | 0 | 0 | 3.2486 | 0 | 0 | 0 | 1.822 | 0 | 5.1405 | 5.1841 | 0.77909 | 36.5287 | 1.2254 | 3.0551 | 0 | 0.032612 | 0 | 0.74789 | 0.22757 | 0 | 28.7537 | 17.749 | -0.30889 | 0 | 0.60707 | 0 | 1.6728 | 0.14481
2025_01_19 Hr 03 | 0 | 0 | 0 | 0.20596 | 0.20596 | 0.20596 | 0.20596 | 0.20596 | 0.20596 | 0 | 0 | 0.0031592 | 0.57 | 0.038367 | 1.4928 | 1.4928 | 11.1605 | 0 | 0.0016124 | 0.0058432 | 0.0039341 | 0 | 0 | 0.06302 | 0.016238 | 1.092 | 0 | 9.9713 | 2.0585 | 0 | 0.60344 | 0.79648 | 0 | 0 | 0 | 0 | -24.959 | 0.056408 | 0 | 0 | 0 | -0.3008 | 0 | 0 | 0 | 0 | 0 | 0 | 0 | 0 | 3.0411 | 0 | 0 | 0 | 1.822 | 0 | 5.1405 | 5.1841 | 0.77909 | 36.7698 | 1.2254 | 3.0551 | 0 | 0.032612 | 0 | 0.74789 | 0.22757 | 0 | 29.0819 | 17.5719 | -0.3008 | 0 | 0.60707 | 0 | 1.6728 | 0.14415
2025_01_19 Hr 04 | 0 | 0 | 0 | 0.20596 | 0.20596 | 0.20596 | 0.20596 | 0.20596 | 0.20596 | 0 | 0 | 0.0031592 | 0.75 | 0.050772 | 1.4928 | 1.4928 | 11.1605 | 0 | 0.0016124 | 0.0058432 | 0.0039341 | 0 | 0 | 0.06302 | 0.016238 | 1.2723 | 0 | 9.9713 | 2.0585 | 0 | 0.60344 | 0.79648 | 0 | 0 | 0 | 0 | -26.4495 | 0.056408 | 0 | 0 | 0 | -0.30253 | 0 | 0 | 0 | 0 | 0 | 0 | 0 | 0 | 3.1113 | 0 | 0 | 0 | 1.822 | 0 | 5.1405 | 5.1841 | 1.1099 | 36.9501 | 1.2254 | 3.0551 | 0 | 0.032612 | 0 | 0.74789 | 0.22757 | 0 | 28.3633 | 18.1653 | -0.30253 | 0 | 0.60707 | 0 | 1.6728 | 0.14422
2025_01_19 Hr 05 | 0 | 0 | 0 | 0.20596 | 0.20596 | 0.20596 | 0.20596 | 0.20596 | 0.20596 | 0 | 0 | 0.0031592 | 0.81 | 0.056146 | 1.4928 | 1.4928 | 11.1605 | 0 | 0.0016124 | 0.0058432 | 0.0039341 | 0 | 0 | 0.06302 | 0.016238 | 1.2821 | 0 | 9.9713 | 2.0585 | 0 | 0.60344 | 0.79648 | 0 | 0 | 0 | 0 | -30.4161 | 0.056408 | 0 | 0 | 0 | -0.30982 | 0 | 0 | 0 | 0 | 0 | 0 | 0 | 0 | 3.1796 | 0 | 0 | 0 | 1.822 | 0 | 5.1405 | 5.1841 | 1.3188 | 36.9599 | 1.2254 | 3.0551 | 0 | 0.032612 | 0 | 0.74789 | 0.22757 | 0 | 24.7433 | 18.5093 | -0.30982 | 0 | 0.60707 | 0 | 1.6728 | 0.14554
2025_01_19 Hr 06 | 0 | 0 | 0 | 0.20596 | 0.20596 | 0.20596 | 0.20596 | 0.20596 | 0.20596 | 0 | 0 | 0.0031592 | 1.02 | 0.071478 | 1.4928 | 1.4928 | 11.1605 | 0 | 0.0016124 | 0.0058432 | 0.0039341 | 0 | 0 | 0.06302 | 0.016238 | 1.2353 | 0 | 9.9713 | 2.0585 | 0 | 0.60344 | 0.79648 | 0 | 0 | 0 | 0 | -27.6726 | 0.056408 | 0 | 0 | 0 | -0.31325 | 0 | 0 | 0 | 0 | 0 | 0 | 0 | 0 | 3.2492 | 0 | 0 | 0 | 1.822 | 0 | 5.1405 | 5.1841 | 0.80956 | 36.9131 | 1.2254 | 3.0551 | 0 | 0.032612 | 0 | 0.74789 | 0.22757 | 0 | 27.2225 | 18.2953 | -0.31325 | 0 | 0.60707 | 0 | 1.6728 | 0.14589
2025_01_19 Hr 07 | 0 | 0 | 0 | 0.20596 | 0.20596 | 0.20596 | 0.20596 | 0.20596 | 0.20596 | 0 | 0 | 0.0031592 | 1.11 | 0.074564 | 1.4928 | 1.4928 | 11.1212 | 0 | 0.0016124 | 0.0058432 | 0.0039341 | 0 | 0 | 0.06302 | 0.016238 | 0.94751 | 0 | 9.9602 | 2.0585 | 0 | 0.60107 | 0.79648 | 0 | 0 | 0 | 0 | -26.6634 | 0.056408 | 0 | 0 | 0 | -0.30019 | 0 | 0 | 0 | 0 | 0 | 0 | 0 | 0 | 3.5262 | 0 | 0 | 0 | 1.822 | 0 | 4.8136 | 4.8544 | 0.63111 | 35.9182 | 1.2254 | 3.0551 | 0 | 0.032612 | 0 | 0.74789 | 0.22757 | 0 | 27.441 | 18.4864 | -0.30019 | 0 | 0.60707 | 0 | 1.6728 | 0.14764
2025_01_19 Hr 08 | 0 | 0 | 0 | 0.20596 | 0.20596 | 0.20596 | 0.20596 | 0.20596 | 0.20596 | 0 | 0 | 0.0031592 | 0.45 | 0.029725 | 1.4928 | 1.4928 | 11.1212 | 0.60649 | 0.0016124 | 0.0058432 | 0.0039341 | 0 | 0 | 0.06302 | 0.016238 | 0.52598 | 0 | 9.9602 | 2.0585 | 0 | 0.60107 | 0.79648 | 0 | 0 | 0 | 0 | -23.6044 | 0.056408 | 0 | 0 | 0 | -0.29515 | 0 | 0 | 0 | 0 | 0 | 0 | 0 | 0 | 3.4567 | 0 | 0 | 0 | 1.822 | 0 | 4.6971 | 4.7359 | 0.77909 | 35.8683 | 1.2254 | 3.0551 | 0 | 0.032612 | 0 | 0.74789 | 0.22757 | 0 | 29.83 | 17.8613 | -0.29515 | 0 | 0.60707 | 0 | 1.6728 | 0.14897
2025_01_19 Hr 09 | 0.045117 | 0 | 0 | 0.20596 | 0.20596 | 0.20596 | 0.20596 | 0.20596 | 0.20596 | 0 | 0 | 0.0031592 | 0.75 | 0.045567 | 1.4928 | 1.4928 | 11.1212 | 0.72779 | 0.0016124 | 0.0058432 | 0.0039341 | 0 | 0 | 0.06302 | 0.016238 | 0.49079 | 0 | 9.9602 | 2.0585 | 0 | 0.60107 | 0.79648 | 0 | 0 | 0 | 0 | -22.4531 | 0.056408 | 0 | 0 | 0 | -0.2713 | 0 | 0 | 0 | 0 | 0 | 0 | 0 | 0 | 3.0423 | 0 | 0 | 0 | 1.822 | 0 | 4.6595 | 4.6983 | 0.69204 | 35.8792 | 1.2254 | 3.0551 | 0 | 0.032612 | -0.045117 | 0.74789 | 0.22757 | 0 | 30.8324 | 17.7228 | -0.31642 | 0 | 0.60707 | 0 | 1.6728 | 0.15094
2025_01_19 Hr 10 | 0.11341 | 2.1556e-05 | 0 | 0.20596 | 0.20596 | 0.20596 | 0.20596 | 0.20596 | 0.20596 | 0 | 0 | 0.0031592 | 0.99 | 0.063231 | 1.4928 | 1.4928 | 11.1212 | 0.72779 | 0.0016124 | 0.0058432 | 0.0039341 | 0 | 0 | 0.06302 | 0.016238 | 0.49581 | 0 | 9.9602 | 2.0585 | 1.1934 | 0.60107 | 0.79648 | 0 | 0 | 0 | 0 | -23.9018 | 0.056408 | 0 | 0 | 0 | -0.28532 | 0 | 0 | 0 | 0 | 0 | 0 | 0 | 0 | 2.7652 | 0 | 0 | 0 | 1.822 | 0 | 4.5442 | 4.5817 | 0.33079 | 36.8457 | 1.2254 | 3.0551 | 0 | 0.032612 | -0.11341 | 0.74789 | 0.22757 | 0 | 29.9566 | 17.4115 | -0.39872 | 0 | 0.60707 | 0 | 1.6728 | 0.15204
2025_01_19 Hr 11 | 0.20422 | 6.6609e-05 | 0 | 0.20596 | 0.20596 | 0.20596 | 0.20596 | 0.20596 | 0.20596 | 0 | 0 | 0.0031592 | 0.69 | 0.046125 | 1.4928 | 1.4928 | 11.1212 | 0.72779 | 0.0016124 | 0.0058432 | 0.0039341 | 0 | 0 | 0.06302 | 0.016238 | 0.48911 | 0 | 9.9602 | 2.0585 | 1.1934 | 0.60107 | 0.79648 | 0 | 0 | 0 | 0 | -23.1139 | 0.056408 | 0 | 0 | 0 | -0.29871 | 0 | 0 | 0 | 0 | 0 | 0 | 0 | 0 | 2.6279 | 0 | 0 | 0 | 1.822 | 0 | 4.583 | 4.6212 | 0.30032 | 36.9173 | 1.2254 | 3.0551 | 0 | 0.032612 | -0.20422 | 0.74789 | 0.22757 | 0 | 30.3179 | 17.0174 | -0.50294 | 0 | 0.60707 | 0 | 1.6728 | 0.15199
2025_01_19 Hr 12 | 0.18134 | 8.1507e-05 | 0 | 0.20596 | 0.20596 | 0.20596 | 0.20596 | 0.20596 | 0.20596 | 0 | 0 | 0.0031592 | 0.48 | 0.032031 | 1.4928 | 1.4928 | 11.1212 | 0.72779 | 0.0016124 | 0.0058432 | 0.0039341 | 0 | 0 | 0.06302 | 0.016238 | 0.51425 | 0 | 9.9602 | 2.0585 | 1.1934 | 0.60107 | 0.79648 | 0 | 0 | 0 | 0 | -24.4862 | 0.056408 | 0 | 0 | 0 | -0.29819 | 0 | 0 | 0 | 0 | 0 | 0 | 0 | 0 | 2.8348 | 0 | 0 | 0 | 1.822 | 0 | 4.8865 | 4.9259 | 0.30032 | 37.5506 | 1.2254 | 3.0551 | 0 | 0.032612 | -0.18134 | 0.74789 | 0.22757 | 0 | 29.5628 | 16.9779 | -0.47953 | 0 | 0.60707 | 0 | 1.6728 | 0.15251
2025_01_19 Hr 13 | 0.090669 | 7.597e-05 | 0 | 0.20596 | 0.20596 | 0.20596 | 0.20596 | 0.20596 | 0.20596 | 0 | 0 | 0.0031592 | 0.54 | 0.035952 | 1.4928 | 1.4928 | 11.1212 | 0.72779 | 0.0016124 | 0.0058432 | 0.0039341 | 0 | 0 | 0.06302 | 0.016238 | 0.58958 | 0 | 9.9602 | 2.0585 | 1.1934 | 0.60107 | 0.79648 | 0 | 0 | 0 | 0 | -25.2113 | 0.056408 | 0 | 0 | 0 | -0.2975 | 0 | 0 | 0 | 0 | 0 | 0 | 0 | 0 | 2.9044 | 0 | 0 | 0 | 1.822 | 0 | 5.1194 | 5.1627 | 0.23939 | 38.0956 | 1.2254 | 3.0551 | 0 | 0.032612 | -0.090669 | 0.74789 | 0.22757 | 0 | 29.4561 | 16.9599 | -0.38817 | 0 | 0.60707 | 0 | 1.6728 | 0.15265
2025_01_19 Hr 14 | 0.29562 | 4.7422e-05 | 0 | 0.20596 | 0.20596 | 0.20596 | 0.20596 | 0.20596 | 0.20596 | 0 | 0 | 0.0031592 | 0.72 | 0.047211 | 1.4928 | 1.4928 | 11.1212 | 0.72779 | 0.0016124 | 0.0058432 | 0.0039341 | 0 | 0 | 0.06302 | 0.016238 | 0.5042 | 0 | 9.9602 | 2.0585 | 1.1934 | 0.60107 | 0.79648 | 0 | 0 | 0 | 0 | -26.2649 | 0.056408 | 0 | 0 | 0 | -0.29297 | 0 | 0 | 0 | 0 | 0 | 0 | 0 | 0 | 3.7343 | 0 | 0 | 0 | 1.822 | 0 | 4.89 | 4.9315 | 0.17845 | 37.5496 | 1.2254 | 3.0551 | 0 | 0.032612 | -0.29562 | 0.74789 | 0.22757 | 0 | 28.8214 | 18.1252 | -0.58859 | 0 | 0.60707 | 0 | 1.6728 | 0.15274
2025_01_19 Hr 15 | 0.24934 | 1.362e-05 | 0 | 0.20596 | 0.20596 | 0.20596 | 0.20596 | 0.20596 | 0.20596 | 0 | 0 | 0.0031592 | 0.69 | 0.05316 | 1.4928 | 1.4928 | 11.1212 | 0.48519 | 0.0016124 | 0.0058432 | 0.0039341 | 0 | 0 | 0.06302 | 0.016238 | 0.60965 | 0 | 9.9602 | 2.0585 | 0.69613 | 0.60107 | 0.79648 | 0 | 0 | 0 | 0 | -27.5936 | 0.056408 | 0 | 0 | 0 | -0.34459 | 0 | 0 | 0 | 0 | 0 | 0 | 0 | 0 | 2.9721 | 0 | 0 | 0 | 1.822 | 0 | 4.6971 | 4.7359 | 0.20892 | 36.5268 | 1.2254 | 3.0551 | 0 | 0.032612 | -0.24934 | 0.74789 | 0.22757 | 0 | 25.662 | 17.3228 | -0.59393 | 0 | 0.60707 | 0 | 1.6728 | 0.15242
2025_01_19 Hr 16 | 0.18141 | 3.6829e-06 | 0 | 0.20596 | 0.20596 | 0.20596 | 0.20596 | 0.20596 | 0.20596 | 0 | 0 | 0.0031592 | 0.78 | 0.059582 | 1.4928 | 1.4928 | 11.1212 | 0.72779 | 0.0016124 | 0.0058432 | 0.0039341 | 0 | 0 | 0.06302 | 0.016238 | 0.85083 | 0 | 9.9602 | 2.0585 | 1.1934 | 0.60107 | 0.79648 | 0 | 0 | 0 | 0 | -28.4741 | 0.056408 | 0 | 0 | 0 | -0.34164 | 0 | 0 | 0 | 0 | 0 | 0 | 0 | 0 | 2.6279 | 0 | 0 | 0 | 1.822 | 0 | 4.7772 | 4.8186 | 0.12187 | 37.6705 | 1.2254 | 3.0551 | 0 | 0.032612 | -0.18141 | 0.74789 | 0.22757 | 0 | 25.593 | 16.9196 | -0.52305 | 0 | 0.60707 | 0 | 1.6728 | 0.15205
2025_01_19 Hr 17 | 0.022667 | 0 | 0 | 0.20596 | 0.20596 | 0.20596 | 0.20596 | 0.20596 | 0.20596 | 0 | 0 | 0.0031592 | 0.96 | 0.079067 | 1.4928 | 1.4928 | 11.1212 | 0.72779 | 0.0016124 | 0.0058432 | 0.0039341 | 0 | 0 | 0.06302 | 0.016238 | 1.1651 | 0 | 9.9602 | 2.0585 | 1.1934 | 0.60107 | 0.79648 | 0 | 0 | 0 | 0 | -28.9279 | 0.056408 | 0 | 0 | 0 | -0.36853 | 0 | 0 | 0 | 0 | 0 | 0 | 0 | 0 | 2.2129 | 0 | 0 | 0 | 1.822 | 0 | 5.1194 | 5.1627 | 0.20892 | 38.6712 | 1.2254 | 3.0551 | 0 | 0.032612 | -0.022667 | 0.74789 | 0.22757 | 0 | 25.985 | 16.6329 | -0.39119 | 0 | 0.60707 | 0 | 1.6728 | 0.1525
2025_01_19 Hr 18 | 0 | 0 | 0 | 0.20596 | 0.20596 | 0.20596 | 0.20596 | 0.20596 | 0.20596 | 0 | 0 | 0.0031592 | 1.35 | 0.13277 | 1.4928 | 1.4928 | 11.1212 | 0.72779 | 0.0016124 | 0.0058432 | 0.0039341 | 0 | 0 | 0.06302 | 0.016238 | 1.2821 | 0 | 9.9602 | 2.0585 | 1.1934 | 0.60107 | 0.79648 | 0 | 0 | 0 | 0 | -35.6034 | 0.056408 | 0 | 0 | 0 | -0.44046 | 0 | 0 | 0 | 0 | 0 | 0 | 0 | 0 | 2.0048 | 0 | 0 | 0 | 1.822 | 0 | 5.1194 | 5.1627 | 0.26985 | 38.7882 | 1.2254 | 3.0551 | 0 | 0.032612 | 0 | 0.74789 | 0.22757 | 0 | 19.6528 | 16.9084 | -0.44046 | 0 | 0.60707 | 0 | 1.6728 | 0.15422
2025_01_19 Hr 19 | 0 | 0 | 0 | 0.20596 | 0.20596 | 0.20596 | 0.20596 | 0.20596 | 0.20596 | 0 | 0 | 0.0031592 | 1.74 | 0.17112 | 1.4928 | 1.4928 | 11.1212 | 0.72779 | 0.0016124 | 0.0058432 | 0.0039341 | 0 | 0 | 0.06302 | 0.016238 | 1.2821 | 0 | 9.9602 | 2.0585 | 1.1934 | 0.60107 | 0.79648 | 0 | 0 | 0 | 0 | -35.7908 | 0.056408 | 0 | 0 | 0 | -0.44046 | 0 | 0 | 0 | 0 | 0 | 0 | 0 | 0 | 2.4204 | 0 | 0 | 0 | 1.822 | 0 | 5.1194 | 5.1627 | 0.26985 | 38.7882 | 1.2254 | 3.0551 | 0 | 0.032612 | 0 | 0.74789 | 0.22757 | 0 | 20.3084 | 17.7515 | -0.44046 | 0 | 0.60707 | 0 | 1.6728 | 0.15327
2025_01_19 Hr 20 | 0 | 0 | 0 | 0.20596 | 0.20596 | 0.20596 | 0.20596 | 0.20596 | 0.20596 | 0 | 0 | 0.0031592 | 2.22 | 0.21426 | 1.4928 | 1.4928 | 11.1212 | 0.72779 | 0.0016124 | 0.0058432 | 0.0039341 | 0 | 0 | 0.06302 | 0.016238 | 1.2821 | 0 | 9.9602 | 2.0585 | 1.1934 | 0.60107 | 0.79648 | 0 | 0 | 0 | 0 | -35.292 | 0.056408 | 0 | 0 | 0 | -0.4322 | 0 | 0 | 0 | 0 | 0 | 0 | 0 | 0 | 2.349 | 0 | 0 | 0 | 1.822 | 0 | 5.1194 | 5.1627 | 0.26985 | 38.7882 | 1.2254 | 3.0551 | 0 | 0.032612 | 0 | 0.74789 | 0.22757 | 0 | 21.2664 | 18.2024 | -0.4322 | 0 | 0.60707 | 0 | 1.6728 | 0.15244
2025_01_19 Hr 21 | 0 | 0 | 0 | 0.20596 | 0.20596 | 0.20596 | 0.20596 | 0.20596 | 0.20596 | 0 | 0 | 0.0031592 | 2.13 | 0.16922 | 1.4928 | 1.4928 | 11.1212 | 0.72779 | 0.0016124 | 0.0058432 | 0.0039341 | 0 | 0 | 0.06302 | 0.016238 | 1.2821 | 0 | 9.9602 | 2.0585 | 1.1934 | 0.60107 | 0.79648 | 0 | 0 | 0 | 0 | -32.1341 | 0.056408 | 0 | 0 | 0 | -0.35541 | 0 | 0 | 0 | 0 | 0 | 0 | 0 | 0 | 2.5577 | 0 | 0 | 0 | 1.822 | 0 | 5.1194 | 5.1627 | 0.69204 | 38.7882 | 1.2254 | 3.0551 | 0 | 0.032612 | 0 | 0.74789 | 0.22757 | 0 | 24.9965 | 18.6978 | -0.35541 | 0 | 0.60707 | 0 | 1.6728 | 0.15199
2025_01_19 Hr 22 | 0 | 0 | 0 | 0.20596 | 0.20596 | 0.20596 | 0.20596 | 0.20596 | 0.20596 | 0 | 0 | 0.0031592 | 2.43 | 0.19432 | 1.4928 | 1.4928 | 11.1212 | 0.72779 | 0.0016124 | 0.0058432 | 0.0039341 | 0 | 0 | 0.06302 | 0.016238 | 1.2821 | 0 | 9.9602 | 2.0585 | 0 | 0.60107 | 0.79648 | 0 | 0 | 0 | 0 | -31.6544 | 0.056408 | 0 | 0 | 0 | -0.35775 | 0 | 0 | 0 | 0 | 0 | 0 | 0 | 0 | 2.6273 | 0 | 0 | 0 | 1.822 | 0 | 5.1194 | 5.1627 | 0.60064 | 37.5948 | 1.2254 | 3.0551 | 0 | 0.032612 | 0 | 0.74789 | 0.22757 | 0 | 24.5824 | 18.9998 | -0.35775 | 0 | 0.60707 | 0 | 1.6728 | 0.15071
2025_01_19 Hr 23 | 0 | 0 | 0 | 0.20596 | 0.20596 | 0.20596 | 0.20596 | 0.20596 | 0.20596 | 0 | 0 | 0.0031592 | 2.4 | 0.25475 | 1.4928 | 1.4928 | 11.1605 | 0.73115 | 0.0016124 | 0.0058432 | 0.0039341 | 0 | 0 | 0.06302 | 0.016238 | 1.2821 | 0 | 9.9713 | 2.0585 | 0 | 0.60344 | 0.79648 | 0 | 0 | 0 | 0 | -42.1158 | 0.056408 | 0 | 0 | 0 | -0.47556 | 0 | 0 | 0 | 0 | 0 | 0 | 0 | 0 | 2.9038 | 0 | 0 | 0 | 1.822 | 0 | 5.1405 | 5.1841 | 0.26985 | 37.6911 | 1.2254 | 3.0551 | 0 | 0.032612 | 0 | 0.74789 | 0.22757 | 0 | 14.0757 | 18.976 | -0.47556 | 0 | 0.60707 | 0 | 1.6728 | 0.14841
2025_01_19 Hr 24 | 0 | 0 | 0 | 0.20596 | 0.20596 | 0.20596 | 0.20596 | 0.20596 | 0.20596 | 0 | 0 | 0.0031592 | 1.92 | 0.1801 | 1.4928 | 1.4928 | 11.1605 | 0 | 0.0016124 | 0.0058432 | 0.0039341 | 0 | 0 | 0.06302 | 0.016238 | 1.2821 | 0 | 9.9713 | 2.0585 | 0 | 0.60344 | 0.79648 | 0 | 0 | 0 | 0 | -35.5294 | 0.056408 | 0 | 0 | 0 | -0.42001 | 0 | 0 | 0 | 0 | 0 | 0 | 0 | 0 | 2.6273 | 0 | 0 | 0 | 1.822 | 0 | 5.1405 | 5.1841 | 0.20892 | 36.9599 | 1.2254 | 3.0551 | 0 | 0.032612 | 0 | 0.74789 | 0.22757 | 0 | 19.093 | 18.0825 | -0.42001 | 0 | 0.60707 | 0 | 1.6728 | 0.14704
2025_01_20 Hr 01 | 0 | 0 | 0 | 0.20596 | 0.20596 | 0.20596 | 0.20596 | 0.20596 | 0.20596 | 0 | 0 | 0.0031592 | 1.62 | 0.16514 | 1.4928 | 1.4928 | 11.1605 | 0 | 0.0016124 | 0.0058432 | 0.0039341 | 0 | 0 | 0.06302 | 0.016238 | 1.2821 | 0 | 9.9713 | 2.0585 | 0 | 0.60344 | 0.79648 | 0 | 0 | 0 | 0 | -30.792 | 0.056408 | 0 | 0.29489 | 0 | -0.45662 | 0 | 0 | 0 | 0 | 0 | 0 | 0 | 0 | 2.4882 | 0 | 0 | 0 | 1.822 | 0 | 5.1405 | 5.1841 | 0.42219 | 36.9599 | 1.2254 | 3.0551 | 0 | 0.032612 | 0 | 0.74789 | 0.22757 | 0 | 23.552 | 17.8406 | -0.45662 | 0 | 0.60707 | 0 | 1.6728 | 0.14593
2025_01_20 Hr 02 | 0 | 0 | 0 | 0.20596 | 0.20596 | 0.20596 | 0.20596 | 0.20596 | 0.20596 | 0 | 0 | 0.0031592 | 1.98 | 0.19898 | 1.4928 | 1.4928 | 11.1605 | 0 | 0.0016124 | 0.0058432 | 0.0039341 | 0 | 0 | 0.06302 | 0.016238 | 1.2821 | 0.61847 | 9.9713 | 2.0585 | 0 | 0.60344 | 0.79648 | 0 | 0 | 0 | 0 | -34.0684 | 0.056408 | 0 | 0.29072 | 0 | -0.45013 | 0 | 0 | 0 | 0 | 0 | 0 | 0 | 0 | 2.5577 | 0 | 0 | 0 | 1.822 | 0 | 5.1405 | 5.1841 | 0.36125 | 37.4288 | 1.2254 | 3.0551 | 0 | 0.032612 | 0 | 0.74789 | 0.22757 | 0 | 21.1532 | 18.2429 | -0.45013 | 0 | 0.60707 | 0 | 1.6728 | 0.14578
2025_01_20 Hr 03 | 0 | 0 | 0 | 0.20596 | 0.20596 | 0.20596 | 0.20596 | 0.20596 | 0.20596 | 0 | 0 | 0.0031592 | 1.89 | 0.18823 | 1.4928 | 1.4928 | 11.1605 | 0 | 0.0016124 | 0.0058432 | 0.0039341 | 0 | 0 | 0.06302 | 0.016238 | 1.2821 | 0.46883 | 9.9713 | 2.0585 | 0 | 0.60344 | 0.79648 | 0 | 0 | 0 | 0 | -34.5598 | 0.056408 | 0 | 0 | 0 | -0.44606 | 0 | 0 | 0 | 0 | 0 | 0 | 0 | 0 | 2.6273 | 0 | 0 | 0 | 1.822 | 0 | 5.1405 | 5.1841 | 0.39172 | 37.4288 | 1.2254 | 3.0551 | 0 | 0.032612 | 0 | 0.74789 | 0.22757 | 0 | 20.6654 | 18.2425 | -0.44606 | 0 | 0.60707 | 0 | 1.6728 | 0.14602
2025_01_20 Hr 04 | 0 | 0 | 0 | 0.20596 | 0.20596 | 0.20596 | 0.20596 | 0.20596 | 0.20596 | 0 | 0 | 0.0031592 | 1.74 | 0.17412 | 1.4928 | 1.4928 | 11.1605 | 0 | 0.0016124 | 0.0058432 | 0.0039341 | 0 | 0 | 0.06302 | 0.016238 | 1.2821 | 0.46883 | 9.9713 | 2.0585 | 0 | 0.60344 | 0.79648 | 0 | 0 | 0 | 0 | -35.8943 | 0.056408 | 0 | 0 | 0 | -0.4482 | 0 | 0 | 0 | 0 | 0 | 0 | 0 | 0 | 3.0411 | 0 | 0 | 0 | 1.822 | 0 | 5.1405 | 5.1841 | 0.39172 | 37.4288 | 1.2254 | 3.0551 | 0 | 0.032612 | 0 | 0.74789 | 0.22757 | 0 | 19.5789 | 18.4927 | -0.4482 | 0 | 0.60707 | 0 | 1.6728 | 0.14657
2025_01_20 Hr 05 | 0 | 0 | 0 | 0.20596 | 0.20596 | 0.20596 | 0.20596 | 0.20596 | 0.20596 | 0 | 0 | 0.0031592 | 1.65 | 0.16458 | 1.4928 | 1.4928 | 11.1605 | 0.73115 | 0.0016124 | 0.0058432 | 0.0039341 | 0 | 0 | 0.06302 | 0.016238 | 1.2821 | 0.46883 | 9.9713 | 2.0585 | 0 | 0.60344 | 0.79648 | 0 | 0 | 0 | 0 | -36.7996 | 0.056408 | 0 | 0 | 0 | -0.44675 | 0 | 0 | 0 | 0 | 0 | 0 | 0 | 0 | 3.4573 | 0 | 0 | 0 | 1.822 | 0 | 5.1405 | 5.1841 | 0.4483 | 38.1599 | 1.2254 | 3.0551 | 0 | 0.032612 | 0 | 0.74789 | 0.22757 | 0 | 19.7807 | 18.8671 | -0.44675 | 0 | 0.60707 | 0 | 1.6728 | 0.14777
2025_01_20 Hr 06 | 0 | 0 | 0 | 0.20596 | 0.20596 | 0.20596 | 0.20596 | 0.20596 | 0.20596 | 0 | 0 | 0.0031592 | 1.08 | 0.11183 | 1.4928 | 1.4928 | 11.1605 | 0.73115 | 0.0016124 | 0.0058432 | 0.0039341 | 0 | 0 | 0.06302 | 0.016238 | 1.2821 | 0.46883 | 9.9713 | 2.0585 | 0 | 0.60344 | 0.79648 | 0 | 0 | 0 | 0 | -33.3925 | 0.056408 | 0 | 0 | 0 | -0.46384 | 0 | 0 | 0 | 0 | 0 | 0 | 0 | 0 | 3.8021 | 0 | 0 | 0 | 1.822 | 0 | 5.1405 | 5.1841 | 0.50924 | 38.1599 | 1.2254 | 3.0551 | 0 | 0.032612 | 0 | 0.74789 | 0.22757 | 0 | 22.9557 | 18.6521 | -0.46384 | 0 | 0.60707 | 0 | 1.6728 | 0.14976
2025_01_20 Hr 07 | 0 | 0 | 0 | 0.20596 | 0.20596 | 0.20596 | 0.20596 | 0.20596 | 0.20596 | 0 | 0 | 0.0031592 | 0.45 | 0.049491 | 1.4928 | 1.4928 | 11.1212 | 0.72779 | 0.0016124 | 0.0058432 | 0.0039341 | 0 | 0 | 0.06302 | 0.016238 | 1.2821 | 0.46883 | 9.9602 | 2.0585 | 1.1934 | 0.60107 | 0.79648 | 0 | 0 | 0 | 0 | -30.0641 | 0.056408 | 0 | 0 | 0 | -0.49281 | 0 | 0 | 0 | 0 | 0 | 0 | 0 | 0 | 4.1481 | 0 | 0 | 0 | 1.822 | 0 | 5.1194 | 5.1627 | 0.36125 | 39.257 | 1.2254 | 3.0551 | 0 | 0.032612 | 0 | 0.74789 | 0.22757 | 0 | 26.8582 | 18.1581 | -0.49281 | 0 | 0.60707 | 0 | 1.6728 | 0.15243
2025_01_20 Hr 08 | 0 | 0 | 0 | 0.20596 | 0.20596 | 0.20596 | 0.20596 | 0.20596 | 0.20596 | 0 | 0 | 0.0031592 | 0.18 | 0.018012 | 1.4928 | 1.4928 | 11.1212 | 0.72779 | 0.0016124 | 0.0058432 | 0.0039341 | 0 | 0 | 0.06302 | 0.016238 | 1.2821 | 0.46883 | 9.9602 | 2.0585 | 1.1934 | 0.60107 | 0.79648 | 0 | 0 | 0 | 0 | -25.38 | 0.056408 | 0 | 0 | 0 | -0.44819 | 0 | 0 | 0 | 0 | 0 | 0 | 0 | 0 | 4.4942 | 0 | 0 | 0 | 1.822 | 0 | 5.1194 | 5.1627 | 0.26985 | 39.257 | 1.2254 | 3.0551 | 0 | 0.032612 | 0 | 0.74789 | 0.22757 | 0 | 31.5422 | 18.1133 | -0.44819 | 0 | 0.60707 | 0 | 1.6728 | 0.15446
2025_01_20 Hr 09 | 0.022813 | 0 | 0 | 0.20596 | 0.20596 | 0.20596 | 0.20596 | 0.20596 | 0.20596 | 0 | 0 | 0.0031592 | 0.15 | 0.013554 | 1.4928 | 1.4928 | 11.1212 | 0.72779 | 0.0016124 | 0.0058432 | 0.0039341 | 0 | 0 | 0.06302 | 0.016238 | 1.2821 | 0.46883 | 9.9602 | 2.0585 | 1.1934 | 0.60107 | 0.79648 | 0 | 0 | 0 | 0 | -23.9566 | 0.056408 | 0 | 0 | 0 | -0.40453 | 0 | 0 | 0 | 0 | 0 | 0 | 0 | 0 | 4.3544 | 0 | 0 | 0 | 1.822 | 0 | 5.1194 | 5.1627 | 0.17845 | 39.257 | 1.2254 | 3.0551 | 0 | 0.032612 | -0.022813 | 0.74789 | 0.22757 | 0 | 32.7446 | 17.8714 | -0.42735 | 0 | 0.60707 | 0 | 1.6728 | 0.15539
2025_01_20 Hr 10 | 0.090742 | 7.8181e-05 | 0 | 0.20596 | 0.20596 | 0.20596 | 0.20596 | 0.20596 | 0.20596 | 0 | 0 | 0.0031592 | 0.12 | 0.010424 | 1.4928 | 1.4928 | 11.1212 | 0.72779 | 0.0016124 | 0.0058432 | 0.0039341 | 0 | 0 | 0.06302 | 0.016238 | 1.2821 | 0.46883 | 9.9602 | 2.0585 | 1.1934 | 0.60107 | 0.79648 | 0 | 0 | 0 | 0 | -26.4807 | 0.056408 | 0 | 0 | 0 | -0.3888 | 0 | 0 | 0 | 0 | 0 | 0 | 0 | 0 | 3.8027 | 0 | 0 | 0 | 1.822 | 0 | 5.1194 | 5.1627 | 0.12187 | 39.257 | 1.2254 | 3.0551 | 0 | 0.032612 | -0.090742 | 0.74789 | 0.22757 | 0 | 29.5957 | 17.2989 | -0.47955 | 0 | 0.60707 | 0 | 1.6728 | 0.15625
2025_01_20 Hr 11 | 0.068002 | 0.0003939 | 0 | 0.20596 | 0.20596 | 0.20596 | 0.20596 | 0.20596 | 0.20596 | 0 | 0 | 0.0031592 | 0.09 | 0.0068717 | 1.4928 | 1.4928 | 11.1212 | 0.72779 | 0.0016124 | 0.0058432 | 0.0039341 | 0 | 0 | 0.06302 | 0.016238 | 1.2821 | 0.46883 | 9.9602 | 2.0585 | 1.1934 | 0.60107 | 0.79648 | 0 | 0 | 0 | 0 | -24.8244 | 0.056408 | 0 | 0 | 0 | -0.34148 | 0 | 0 | 0 | 0 | 0 | 0 | 0 | 0 | 3.179 | 0 | 0 | 0 | 1.822 | 0 | 5.1194 | 5.1627 | 1.2317 | 39.257 | 1.2254 | 3.0551 | 0 | 0.032612 | -0.068002 | 0.74789 | 0.22757 | 0 | 31.7516 | 17.7284 | -0.40949 | 0 | 0.60707 | 0 | 1.6728 | 0.15561
2025_01_20 Hr 12 | 0.15853 | 0.00074928 | 0 | 0.20596 | 0.20596 | 0.20596 | 0.20596 | 0.20596 | 0.20596 | 0 | 0 | 0.0031592 | 0.09 | 0.0069933 | 1.4928 | 1.4928 | 11.1212 | 0.72779 | 0.0016124 | 0.0058432 | 0.0039341 | 0 | 0 | 0.06302 | 0.016238 | 1.2821 | 0.46883 | 9.9602 | 2.0585 | 1.1934 | 0.60107 | 0.79648 | 0 | 0 | 0 | 0 | -23.6066 | 0.056408 | 0 | 0 | 0 | -0.34756 | 0 | 0 | 0 | 0 | 0 | 0 | 0 | 0 | 3.3181 | 0 | 0 | 0 | 1.822 | 0 | 5.1194 | 5.1627 | 1.2317 | 39.257 | 1.2254 | 3.0551 | 0 | 0.032612 | -0.15853 | 0.74789 | 0.22757 | 0 | 33.102 | 17.9576 | -0.50609 | 0 | 0.60707 | 0 | 1.6728 | 0.15462
2025_01_20 Hr 13 | 0.15867 | 0.00082387 | 0 | 0.20596 | 0.20596 | 0.20596 | 0.20596 | 0.20596 | 0.20596 | 0 | 0 | 0.0031592 | 0.15 | 0.01116 | 1.4928 | 1.4928 | 11.1212 | 0.72779 | 0.0016124 | 0.0058432 | 0.0039341 | 0 | 0 | 0.06302 | 0.016238 | 1.2821 | 0.46883 | 9.9602 | 2.0585 | 1.1934 | 0.60107 | 0.79648 | 0 | 0 | 0 | 0 | -23.1634 | 0.056408 | 0 | 0 | 0 | -0.33271 | 0 | 0 | 0 | 0 | 0 | 0 | 0 | 0 | 3.3883 | 0 | 0 | 0 | 1.822 | 0 | 5.1194 | 5.1627 | 1.2622 | 39.257 | 1.2254 | 3.0551 | 0 | 0.032612 | -0.15867 | 0.74789 | 0.22757 | 0 | 33.7242 | 18.122 | -0.49138 | 0 | 0.60707 | 0 | 1.6728 | 0.15397
2025_01_20 Hr 14 | 0.15853 | 0.00080733 | 0 | 0.20596 | 0.20596 | 0.20596 | 0.20596 | 0.20596 | 0.20596 | 0 | 0 | 0.0031592 | 0.09 | 0.0068814 | 1.4928 | 1.4928 | 10.7928 | 0.66714 | 0.0016124 | 0.0058432 | 0.0039341 | 0 | 0 | 0.06302 | 0.016238 | 1.2152 | 0.46883 | 9.7504 | 2.0585 | 1.0939 | 0.58604 | 0.79648 | 0 | 0 | 0 | 0 | -21.5313 | 0.056408 | 0 | 0 | 0 | -0.34197 | 0 | 0 | 0 | 0 | 0 | 0 | 0 | 0 | 2.8342 | 0 | 0 | 0 | 1.822 | 0 | 5.0429 | 5.0856 | 1.2622 | 38.3383 | 1.2254 | 3.0551 | 0 | 0.032612 | -0.15853 | 0.74789 | 0.22757 | 0 | 33.7943 | 17.4878 | -0.50049 | 0 | 0.60707 | 0 | 1.6728 | 0.15343
2025_01_20 Hr 15 | 0.067857 | 0.00064957 | 0 | 0.20596 | 0.20596 | 0.20596 | 0.20596 | 0.20596 | 0.20596 | 0 | 0 | 0.0031592 | 0.03 | 0.002314 | 1.4928 | 1.4928 | 10.2957 | 0.72777 | 0.0016124 | 0.0058432 | 0.0039341 | 0 | 0 | 0.06302 | 0.016238 | 0.60966 | 0 | 9.3603 | 2.0585 | 1.1933 | 0.55811 | 0.79648 | 0 | 0 | 0 | 0 | -15.3031 | 0.056408 | 0 | 0 | 0 | -0.345 | 0 | 0 | 0 | 0 | 0 | 0 | 0 | 0 | 2.6273 | 0 | 0 | 0 | 1.822 | 0 | 4.7736 | 4.813 | 1.2927 | 35.9948 | 1.2254 | 3.0551 | 0 | 0.032612 | -0.067857 | 0.74789 | 0.22757 | 0 | 37.4059 | 17.1271 | -0.41285 | 0 | 0.60707 | 0 | 1.6728 | 0.15243
2025_01_20 Hr 16 | 0.045117 | 0.00030587 | 0 | 0.20596 | 0.20596 | 0.20596 | 0.20596 | 0.20596 | 0.20596 | 0 | 0 | 0.0031592 | 0.03 | 0.0023116 | 1.4928 | 1.4928 | 11.1212 | 0.72779 | 0.0016124 | 0.0058432 | 0.0039341 | 0 | 0 | 0.06302 | 0.016238 | 0.85083 | 0 | 9.9602 | 2.0585 | 1.1934 | 0.60107 | 0.79648 | 0 | 0 | 0 | 0 | -20.2618 | 0.056408 | 0 | 0 | 0 | -0.34464 | 0 | 0 | 0 | 0 | 0 | 0 | 0 | 0 | 2.7658 | 0 | 0 | 0 | 1.822 | 0 | 4.7772 | 4.8186 | 1.2927 | 37.6705 | 1.2254 | 3.0551 | 0 | 0.032612 | -0.045117 | 0.74789 | 0.22757 | 0 | 34.3048 | 17.2859 | -0.38975 | 0 | 0.60707 | 0 | 1.6728 | 0.15282
2025_01_20 Hr 17 | 0 | 4.7146e-05 | 0 | 0.20596 | 0.20596 | 0.20596 | 0.20596 | 0.20596 | 0.20596 | 0 | 0 | 0.0031592 | 0.18 | 0.015087 | 1.4928 | 1.4928 | 11.1212 | 0.72779 | 0.0016124 | 0.0058432 | 0.0039341 | 0 | 0 | 0.06302 | 0.016238 | 1.1819 | 0 | 9.9602 | 2.0585 | 1.1934 | 0.60107 | 0.79648 | 0 | 0 | 0 | 0 | -25.0688 | 0.056408 | 0 | 0 | 0 | -0.37507 | 0 | 0 | 0 | 0 | 0 | 0 | 0 | 0 | 2.8354 | 0 | 0 | 0 | 1.822 | 0 | 5.1194 | 5.1627 | 1.2317 | 38.6879 | 1.2254 | 3.0551 | 0 | 0.032612 | 0 | 0.74789 | 0.22757 | 0 | 30.6574 | 17.4133 | -0.37507 | 0 | 0.60707 | 0 | 1.6728 | 0.15425
2025_01_20 Hr 18 | 0 | 0 | 0 | 0.20596 | 0.20596 | 0.20596 | 0.20596 | 0.20596 | 0.20596 | 0 | 0 | 0.0031592 | 0.45 | 0.043465 | 1.4928 | 1.4928 | 11.1212 | 0.72779 | 0.0016124 | 0.0058432 | 0.0039341 | 0 | 0 | 0.06302 | 0.016238 | 1.2821 | 0 | 9.9602 | 2.0585 | 1.1934 | 0.60107 | 0.79648 | 0 | 0 | 0 | 0 | -32.553 | 0.056408 | 0 | 0 | 0 | -0.43255 | 0 | 0 | 0 | 0 | 0 | 0 | 0 | 0 | 2.4198 | 0 | 0 | 0 | 1.822 | 0 | 5.1194 | 5.1627 | 1.2013 | 38.7882 | 1.2254 | 3.0551 | 0 | 0.032612 | 0 | 0.74789 | 0.22757 | 0 | 23.0704 | 17.2677 | -0.43255 | 0 | 0.60707 | 0 | 1.6728 | 0.15639
2025_01_20 Hr 19 | 0 | 0 | 0 | 0.20596 | 0.20596 | 0.20596 | 0.20596 | 0.20596 | 0.20596 | 0 | 0 | 0.0031592 | 0.69 | 0.065073 | 1.4928 | 1.4928 | 11.1212 | 0.72779 | 0.0016124 | 0.0058432 | 0.0039341 | 0 | 0 | 0.06302 | 0.016238 | 1.2821 | 0 | 9.9602 | 2.0585 | 1.1934 | 0.60107 | 0.79648 | 0 | 0 | 0 | 0 | -35.9143 | 0.056408 | 0 | 0 | 0 | -0.42229 | 0 | 0 | 0 | 0 | 0 | 0 | 0 | 0 | 2.9038 | 0 | 0 | 0 | 1.822 | 0 | 5.1194 | 5.1627 | 1.2622 | 38.7882 | 1.2254 | 3.0551 | 0 | 0.032612 | 0 | 0.74789 | 0.22757 | 0 | 20.5255 | 18.0739 | -0.42229 | 0 | 0.60707 | 0 | 1.6728 | 0.15607
2025_01_20 Hr 20 | 0 | 0 | 0 | 0.20596 | 0.20596 | 0.20596 | 0.20596 | 0.20596 | 0.20596 | 0 | 0 | 0.0031592 | 0.81 | 0.077799 | 1.4928 | 1.4928 | 11.1212 | 0.72779 | 0.0016124 | 0.0058432 | 0.0039341 | 0 | 0 | 0.06302 | 0.016238 | 1.2821 | 0 | 9.9602 | 2.0585 | 1.1934 | 0.60107 | 0.79648 | 0 | 0 | 0 | 0 | -42.9502 | 0.056408 | 0 | 0 | 0 | -0.43012 | 0 | 0 | 0 | 0 | 0 | 0 | 0 | 0 | 3.1808 | 0 | 0 | 0 | 1.822 | 0 | 5.1194 | 5.1627 | 1.2927 | 38.7882 | 1.2254 | 3.0551 | 0 | 0.032612 | 0 | 0.74789 | 0.22757 | 0 | 13.9216 | 18.5137 | -0.43012 | 0 | 0.60707 | 0 | 1.6728 | 0.15561
2025_01_20 Hr 21 | 0 | 0 | 0 | 0.20596 | 0.20596 | 0.20596 | 0.20596 | 0.20596 | 0.20596 | 0 | 0 | 0.0031592 | 0.72 | 0.069737 | 1.4928 | 1.4928 | 11.1212 | 0.72779 | 0.0016124 | 0.0058432 | 0.0039341 | 0 | 0 | 0.06302 | 0.016238 | 1.2821 | 0 | 9.9602 | 2.0585 | 1.1934 | 0.60107 | 0.79648 | 0 | 0 | 0 | 0 | -44.6617 | 0.056408 | 0 | 0 | 0 | -0.43376 | 0 | 0 | 0 | 0 | 0 | 0 | 0 | 0 | 3.3187 | 0 | 0 | 0 | 1.822 | 0 | 5.1194 | 5.1627 | 0.74862 | 38.7882 | 1.2254 | 3.0551 | 0 | 0.032612 | 0 | 0.74789 | 0.22757 | 0 | 11.7019 | 18.0091 | -0.43376 | 0 | 0.60707 | 0 | 1.6728 | 0.15522
2025_01_20 Hr 22 | 0 | 0 | 0 | 0.20596 | 0.20596 | 0.20596 | 0.20596 | 0.20596 | 0.20596 | 0 | 0 | 0.0031592 | 1.05 | 0.086376 | 1.4928 | 1.4928 | 11.1212 | 0.72779 | 0.0016124 | 0.0058432 | 0.0039341 | 0 | 0 | 0.06302 | 0.016238 | 1.2821 | 0 | 9.9602 | 2.0585 | 1.1934 | 0.60107 | 0.79648 | 0 | 0 | 0 | 0 | -39.885 | 0.056408 | 0 | 0 | 0 | -0.36808 | 0 | 0 | 0 | 0 | 0 | 0 | 0 | 0 | 3.0417 | 0 | 0 | 0 | 1.822 | 0 | 5.1194 | 5.1627 | 0.84002 | 38.7882 | 1.2254 | 3.0551 | 0 | 0.032612 | 0 | 0.74789 | 0.22757 | 0 | 16.7033 | 18.1682 | -0.36808 | 0 | 0.60707 | 0 | 1.6728 | 0.15329
2025_01_20 Hr 23 | 0 | 0 | 0 | 0.20596 | 0.20596 | 0.20596 | 0.20596 | 0.20596 | 0.20596 | 0 | 0 | 0.0031592 | 1.08 | 0.095672 | 1.4928 | 1.4928 | 11.1605 | 0.73115 | 0.0016124 | 0.0058432 | 0.0039341 | 0 | 0 | 0.06302 | 0.016238 | 1.2821 | 0 | 9.9713 | 2.0585 | 0 | 0.60344 | 0.79648 | 0 | 0 | 0 | 0 | -41.9694 | 0.056408 | 0 | 0 | 0 | -0.39653 | 0 | 0 | 0 | 0 | 0 | 0 | 0 | 0 | 3.1796 | 0 | 0 | 0 | 1.822 | 0 | 5.1405 | 5.1841 | 1.0185 | 37.6911 | 1.2254 | 3.0551 | 0 | 0.032612 | 0 | 0.74789 | 0.22757 | 0 | 13.8491 | 18.5239 | -0.39653 | 0 | 0.60707 | 0 | 1.6728 | 0.15098
2025_01_20 Hr 24 | 0 | 0 | 0 | 0.20596 | 0.20596 | 0.20596 | 0.20596 | 0.20596 | 0.20596 | 0 | 0 | 0.0031592 | 0.96 | 0.085581 | 1.4928 | 1.4928 | 11.1605 | 0.73115 | 0.0016124 | 0.0058432 | 0.0039341 | 0 | 0 | 0.06302 | 0.016238 | 1.2821 | 0 | 9.9713 | 2.0585 | 0 | 0.60344 | 0.79648 | 0 | 0 | 0 | 0 | -39.7881 | 0.056408 | 0 | 0 | 0 | -0.39906 | 0 | 0 | 0 | 0 | 0 | 0 | 0 | 0 | 3.2498 | 0 | 0 | 0 | 1.822 | 0 | 5.1405 | 5.1841 | 0.4483 | 37.6911 | 1.2254 | 3.0551 | 0 | 0.032612 | 0 | 0.74789 | 0.22757 | 0 | 15.3957 | 17.8918 | -0.39906 | 0 | 0.60707 | 0 | 1.6728 | 0.14891
2025_01_21 Hr 01 | 0 | 0 | 0 | 0.20596 | 0.20596 | 0.20596 | 0.20596 | 0.20596 | 0.20596 | 0 | 0 | 0.0031592 | 0.81 | 0.062463 | 1.4928 | 1.4928 | 11.1605 | 0.73115 | 0.0016124 | 0.0058432 | 0.0039341 | 0 | 0 | 0.06302 | 0.016238 | 1.2821 | 0 | 9.9713 | 2.0585 | 0 | 0.60344 | 0.79648 | 0 | 0 | 0 | 0 | -32.6716 | 0.056408 | 0 | 0 | 0 | -0.34492 | 0 | 0 | 0 | 0 | 0 | 0 | 0 | 0 | 3.4567 | 0 | 0 | 0 | 1.822 | 0 | 5.1405 | 5.1841 | 0.30032 | 37.6911 | 1.2254 | 3.0551 | 0 | 0.032612 | 0 | 0.74789 | 0.22757 | 0 | 22.451 | 17.7765 | -0.34492 | 0 | 0.60707 | 0 | 1.6728 | 0.14783
2025_01_21 Hr 02 | 0 | 0 | 0 | 0.20596 | 0.20596 | 0.20596 | 0.20596 | 0.20596 | 0.20596 | 0 | 0 | 0.0031592 | 0.84 | 0.066234 | 1.4928 | 1.4928 | 11.1605 | 0 | 0.0016124 | 0.0058432 | 0.0039341 | 0 | 0 | 0.06302 | 0.016238 | 1.2821 | 0 | 9.9713 | 2.0585 | 0 | 0.60344 | 0.79648 | 0 | 0 | 0 | 0 | -30.9713 | 0.056408 | 0 | 0 | 0 | -0.35272 | 0 | 0 | 0 | 0 | 0 | 0 | 0 | 0 | 3.4579 | 0 | 0 | 0 | 1.822 | 0 | 5.1405 | 5.1841 | 0.26985 | 36.9599 | 1.2254 | 3.0551 | 0 | 0.032612 | 0 | 0.74789 | 0.22757 | 0 | 23.4163 | 17.7804 | -0.35272 | 0 | 0.60707 | 0 | 1.6728 | 0.14722
2025_01_21 Hr 03 | 0 | 0 | 0 | 0.20596 | 0.20596 | 0.20596 | 0.20596 | 0.20596 | 0.20596 | 0 | 0 | 0.0031592 | 0.87 | 0.07339 | 1.4928 | 1.4928 | 11.1605 | 0.73115 | 0.0016124 | 0.0058432 | 0.0039341 | 0 | 0 | 0.06302 | 0.016238 | 1.2821 | 0 | 9.9713 | 2.0585 | 0 | 0.60344 | 0.79648 | 0 | 0 | 0 | 0 | -36.3918 | 0.056408 | 0 | 0 | 0 | -0.3775 | 0 | 0 | 0 | 0 | 0 | 0 | 0 | 0 | 3.2498 | 0 | 0 | 0 | 1.822 | 0 | 5.1405 | 5.1841 | 0.33079 | 37.6911 | 1.2254 | 3.0551 | 0 | 0.032612 | 0 | 0.74789 | 0.22757 | 0 | 18.5925 | 17.6707 | -0.3775 | 0 | 0.60707 | 0 | 1.6728 | 0.14758
2025_01_21 Hr 04 | 0 | 0 | 0 | 0.20596 | 0.20596 | 0.20596 | 0.20596 | 0.20596 | 0.20596 | 0 | 0 | 0.0031592 | 0.78 | 0.066215 | 1.4928 | 1.4928 | 11.1605 | 0.73115 | 0.0016124 | 0.0058432 | 0.0039341 | 0 | 0 | 0.06302 | 0.016238 | 1.2821 | 0 | 9.9713 | 2.0585 | 0 | 0.60344 | 0.79648 | 0 | 0 | 0 | 0 | -34.6038 | 0.056408 | 0 | 0 | 0 | -0.37991 | 0 | 0 | 0 | 0 | 0 | 0 | 0 | 0 | 3.0411 | 0 | 0 | 0 | 1.822 | 0 | 5.1405 | 5.1841 | 0.42219 | 37.6911 | 1.2254 | 3.0551 | 0 | 0.032612 | 0 | 0.74789 | 0.22757 | 0 | 20.1636 | 17.4563 | -0.37991 | 0 | 0.60707 | 0 | 1.6728 | 0.14758
2025_01_21 Hr 05 | 0 | 0 | 0 | 0.20596 | 0.20596 | 0.20596 | 0.20596 | 0.20596 | 0.20596 | 0 | 0 | 0.0031592 | 0.48 | 0.040726 | 1.4928 | 1.4928 | 11.1605 | 0.73115 | 0.0016124 | 0.0058432 | 0.0039341 | 0 | 0 | 0.06302 | 0.016238 | 1.2821 | 0 | 9.9713 | 2.0585 | 0 | 0.60344 | 0.79648 | 0 | 0 | 0 | 0 | -32.4061 | 0.056408 | 0 | 0 | 0 | -0.37971 | 0 | 0 | 0 | 0 | 0 | 0 | 0 | 0 | 2.6963 | 0 | 0 | 0 | 1.822 | 0 | 5.1405 | 5.1841 | 0.36125 | 37.6911 | 1.2254 | 3.0551 | 0 | 0.032612 | 0 | 0.74789 | 0.22757 | 0 | 21.6311 | 16.7258 | -0.37971 | 0 | 0.60707 | 0 | 1.6728 | 0.14839
2025_01_21 Hr 06 | 0 | 0 | 0 | 0.20596 | 0.20596 | 0.20596 | 0.20596 | 0.20596 | 0.20596 | 0 | 0 | 0.0031592 | 0.27 | 0.025972 | 1.4928 | 1.4928 | 11.1605 | 0.73115 | 0.0016124 | 0.0058432 | 0.0039341 | 0 | 0 | 0.06302 | 0.016238 | 1.2821 | 0.61847 | 9.9713 | 2.0585 | 1.1934 | 0.60344 | 0.79648 | 0 | 0 | 0 | 0 | -41.1332 | 0.056408 | 0 | 0 | 0 | -0.43076 | 0 | 0 | 0 | 0 | 0 | 0 | 0 | 0 | 2.9038 | 0 | 0 | 0 | 1.822 | 0 | 5.1405 | 5.1841 | 0.26985 | 39.3533 | 1.2254 | 3.0551 | 0 | 0.032612 | 0 | 0.74789 | 0.22757 | 0 | 14.4094 | 16.6201 | -0.43076 | 0 | 0.60707 | 0 | 1.6728 | 0.15131
2025_01_21 Hr 07 | 0 | 0 | 0 | 0.20596 | 0.20596 | 0.20596 | 0.20596 | 0.20596 | 0.20596 | 0 | 0 | 0.0031592 | 0.33 | 0.033509 | 1.4928 | 1.4928 | 11.1212 | 0.72779 | 0.0016124 | 0.0058432 | 0.0039341 | 0 | 0 | 0.06302 | 0.016238 | 1.2821 | 0.46883 | 9.9602 | 2.0585 | 1.1934 | 0.60107 | 0.79648 | 0 | 0 | 0 | 0 | -41.0196 | 0.056408 | 0 | 0 | 0 | -0.45484 | 0 | 0 | 0 | 0 | 0 | 0 | 0 | 0 | 3.0423 | 0 | 0 | 0 | 1.822 | 0 | 5.1194 | 5.1627 | 0.33079 | 39.257 | 1.2254 | 3.0551 | 0 | 0.032612 | 0 | 0.74789 | 0.22757 | 0 | 14.671 | 16.8884 | -0.45484 | 0 | 0.60707 | 0 | 1.6728 | 0.15501
2025_01_21 Hr 08 | 0 | 0 | 0 | 0.20596 | 0.20596 | 0.20596 | 0.20596 | 0.20596 | 0.20596 | 0 | 0 | 0.0031592 | 0.36 | 0.035923 | 1.4928 | 1.4928 | 11.1212 | 0.72779 | 0.0016124 | 0.0058432 | 0.0039341 | 0 | 0 | 0.06302 | 0.016238 | 1.2821 | 0.46883 | 9.9602 | 2.0585 | 1.1934 | 0.60107 | 0.79648 | 0 | 0 | 0 | 0 | -40.7803 | 0.056408 | 0 | 0 | 0 | -0.44694 | 0 | 0 | 0 | 0 | 0 | 0 | 0 | 0 | 2.9733 | 0 | 0 | 0 | 1.822 | 0 | 5.1194 | 5.1627 | 0.50924 | 39.257 | 1.2254 | 3.0551 | 0 | 0.032612 | 0 | 0.74789 | 0.22757 | 0 | 15.0619 | 17.0322 | -0.44694 | 0 | 0.60707 | 0 | 1.6728 | 0.15687
2025_01_21 Hr 09 | 0.022813 | 0 | 0 | 0.20596 | 0.20596 | 0.20596 | 0.20596 | 0.20596 | 0.20596 | 0 | 0 | 0.0031592 | 0.54 | 0.053684 | 1.4928 | 1.4928 | 11.1212 | 0.72779 | 0.0016124 | 0.0058432 | 0.0039341 | 0 | 0 | 0.06302 | 0.016238 | 1.2821 | 0.46883 | 9.9602 | 2.0585 | 1.1934 | 0.60107 | 0.79648 | 0 | 0 | 0 | 0 | -41.5261 | 0.056408 | 0 | 0 | 0 | -0.44527 | 0 | 0 | 0 | 0 | 0 | 0 | 0 | 0 | 2.9721 | 0 | 0 | 0 | 1.822 | 0 | 5.1194 | 5.1627 | 0.60064 | 39.257 | 1.2254 | 3.0551 | 0 | 0.032612 | -0.022813 | 0.74789 | 0.22757 | 0 | 14.6055 | 17.3427 | -0.46808 | 0 | 0.60707 | 0 | 1.6728 | 0.15659
2025_01_21 Hr 10 | 0.24934 | 9.8995e-05 | 0 | 0.20596 | 0.20596 | 0.20596 | 0.20596 | 0.20596 | 0.20596 | 0 | 0 | 0.0031592 | 0.72 | 0.055437 | 1.4928 | 1.4928 | 11.1212 | 0.72779 | 0.0016124 | 0.0058432 | 0.0039341 | 0 | 0 | 0.06302 | 0.016238 | 1.2821 | 0.46883 | 9.9602 | 2.0585 | 1.1934 | 0.60107 | 0.79648 | 0 | 0 | 0 | 0 | -29.1036 | 0.056408 | 0 | 0 | 0 | -0.34438 | 0 | 0 | 0 | 0 | 0 | 0 | 0 | 0 | 3.1119 | 0 | 0 | 0 | 1.822 | 0 | 5.1194 | 5.1627 | 0.30032 | 39.257 | 1.2254 | 3.0551 | 0 | 0.032612 | -0.24934 | 0.74789 | 0.22757 | 0 | 27.149 | 17.5893 | -0.59372 | 0 | 0.60707 | 0 | 1.6728 | 0.15543
2025_01_21 Hr 11 | 0.34074 | 0.00040993 | 0 | 0.20596 | 0.20596 | 0.20596 | 0.20596 | 0.20596 | 0.20596 | 0 | 0 | 0.0031592 | 0.93 | 0.072102 | 1.4928 | 1.4928 | 11.1212 | 0.72779 | 0.0016124 | 0.0058432 | 0.0039341 | 0 | 0 | 0.06302 | 0.016238 | 1.2821 | 0.46883 | 9.9602 | 2.0585 | 1.1934 | 0.60107 | 0.79648 | 0 | 0 | 0 | 0 | -29.2004 | 0.056408 | 0 | 0 | 0 | -0.34678 | 0 | 0 | 0 | 0 | 0 | 0 | 0 | 0 | 2.9031 | 0 | 0 | 0 | 1.822 | 0 | 5.1194 | 5.1627 | 0.20892 | 39.257 | 1.2254 | 3.0551 | 0 | 0.032612 | -0.34074 | 0.74789 | 0.22757 | 0 | 26.9765 | 17.6075 | -0.68752 | 0 | 0.60707 | 0 | 1.6728 | 0.15535
2025_01_21 Hr 12 | 0.45436 | 0.00074129 | 0 | 0.20596 | 0.20596 | 0.20596 | 0.20596 | 0.20596 | 0.20596 | 0 | 0 | 0.0031592 | 1.17 | 0.096368 | 1.4928 | 1.4928 | 11.1212 | 0.72779 | 0.0016124 | 0.0058432 | 0.0039341 | 0 | 0 | 0.06302 | 0.016238 | 1.2821 | 0 | 9.9602 | 2.0585 | 1.1934 | 0.60107 | 0.79648 | 0 | 0 | 0 | 0 | -28.0488 | 0.056408 | 0 | 0 | 0 | -0.36855 | 0 | 0 | 0 | 0 | 0 | 0 | 0 | 0 | 2.5577 | 0 | 0 | 0 | 1.822 | 0 | 5.1194 | 5.1627 | 0.060934 | 38.7882 | 1.2254 | 3.0551 | 0 | 0.032612 | -0.45436 | 0.74789 | 0.22757 | 0 | 27.4076 | 17.4912 | -0.82291 | 0 | 0.60707 | 0 | 1.6728 | 0.15423
2025_01_21 Hr 13 | 0.27208 | 0.00086399 | 0 | 0.20596 | 0.20596 | 0.20596 | 0.20596 | 0.20596 | 0.20596 | 0 | 0 | 0.0031592 | 1.38 | 0.11344 | 1.4928 | 1.4928 | 11.1212 | 0.72779 | 0.0016124 | 0.0058432 | 0.0039341 | 0 | 0 | 0.06302 | 0.016238 | 1.2821 | 0 | 9.9602 | 2.0585 | 1.1934 | 0.60107 | 0.79648 | 0 | 0 | 0 | 0 | -33.1673 | 0.056408 | 0 | 0 | 0 | -0.3678 | 0 | 0 | 0 | 0 | 0 | 0 | 0 | 0 | 2.3508 | 0 | 0 | 0 | 1.822 | 0 | 5.1194 | 5.1627 | 0.091402 | 38.7882 | 1.2254 | 3.0551 | 0 | 0.032612 | -0.27208 | 0.74789 | 0.22757 | 0 | 22.3415 | 17.3605 | -0.63988 | 0 | 0.60707 | 0 | 1.6728 | 0.15502
2025_01_21 Hr 14 | 0.29562 | 0.00069651 | 0 | 0.20596 | 0.20596 | 0.20596 | 0.20596 | 0.20596 | 0.20596 | 0 | 0 | 0.0031592 | 1.62 | 0.11701 | 1.4928 | 1.4928 | 10.7928 | 0.66714 | 0.0016124 | 0.0058432 | 0.0039341 | 0 | 0 | 0.06302 | 0.016238 | 1.2085 | 0 | 9.7504 | 2.0585 | 1.0939 | 0.58604 | 0.79648 | 0 | 0 | 0 | 0 | -28.0122 | 0.056408 | 0 | 0 | 0 | -0.32294 | 0 | 0 | 0 | 0 | 0 | 0 | 0 | 0 | 2.6279 | 0 | 0 | 0 | 1.822 | 0 | 5.0429 | 5.0856 | 0.39172 | 37.8627 | 1.2254 | 3.0551 | 0 | 0.032612 | -0.29562 | 0.74789 | 0.22757 | 0 | 27.4213 | 18.1893 | -0.61856 | 0 | 0.60707 | 0 | 1.6728 | 0.15457
2025_01_21 Hr 15 | 0.61282 | 0.00036306 | 0 | 0.20596 | 0.20596 | 0.20596 | 0.20596 | 0.20596 | 0.20596 | 0 | 0 | 0.0031592 | 1.95 | 0.15403 | 1.4928 | 1.4928 | 10.2957 | 0.72777 | 0.0016124 | 0.0058432 | 0.0039341 | 0 | 0 | 0.06302 | 0.016238 | 0.60966 | 0 | 9.3603 | 2.0585 | 1.1933 | 0.55811 | 0.79648 | 0 | 0 | 0 | 0 | -28.4154 | 0.056408 | 0 | 0 | 0 | -0.35335 | 0 | 0 | 0 | 0 | 0 | 0 | 0 | 0 | 2.6963 | 0 | 0 | 0 | 1.822 | 0 | 4.7772 | 4.8186 | 0.36125 | 36.004 | 1.2254 | 3.0551 | 0 | 0.032612 | -0.61282 | 0.74789 | 0.22757 | 0 | 25.5052 | 18.8829 | -0.96616 | 0 | 0.60707 | 0 | 1.6728 | 0.15432
2025_01_21 Hr 16 | 0.38636 | 0.00011312 | 0 | 0.20596 | 0.20596 | 0.20596 | 0.20596 | 0.20596 | 0.20596 | 0 | 0 | 0.0031592 | 2.22 | 0.18602 | 1.4928 | 1.4928 | 11.1212 | 0.72779 | 0.0016124 | 0.0058432 | 0.0039341 | 0 | 0 | 0.06302 | 0.016238 | 1.0508 | 0.30591 | 9.9602 | 2.0585 | 1.1934 | 0.60107 | 0.79648 | 0 | 0 | 0 | 0 | -38.018 | 0.056408 | 0 | 0 | 0 | -0.37496 | 0 | 0 | 0 | 0 | 0 | 0 | 0 | 0 | 2.4204 | 0 | 0 | 0 | 1.822 | 0 | 5.0065 | 5.0499 | 0.5397 | 38.4873 | 1.2254 | 3.0551 | 0 | 0.032612 | -0.38636 | 0.74789 | 0.22757 | 0 | 18.6121 | 18.904 | -0.76132 | 0 | 0.60707 | 0 | 1.6728 | 0.1546
2025_01_21 Hr 17 | 0 | 3.0276e-05 | 0 | 0.20596 | 0.20596 | 0.20596 | 0.20596 | 0.20596 | 0.20596 | 0 | 0 | 0.0031592 | 1.89 | 0.18739 | 1.4928 | 1.4928 | 11.1212 | 0.72779 | 0.0016124 | 0.0058432 | 0.0039341 | 0 | 0 | 0.06302 | 0.016238 | 1.2645 | 0.46883 | 9.9602 | 2.0585 | 1.1934 | 0.60107 | 0.79648 | 0 | 0 | 0 | 0 | -45.492 | 0.056408 | 0 | 0 | 0 | -0.44407 | 0 | 0 | 0 | 0 | 0 | 0 | 0 | 0 | 2.4888 | 0 | 0 | 0 | 1.822 | 0 | 5.1194 | 5.1627 | 0.69204 | 39.2394 | 1.2254 | 3.0551 | 0 | 0.032612 | 0 | 0.74789 | 0.22757 | 0 | 11.7145 | 18.4112 | -0.44407 | 0 | 0.60707 | 0 | 1.6728 | 0.15619
2025_01_21 Hr 18 | 0 | 0 | 0 | 0.20596 | 0.20596 | 0.20596 | 0.20596 | 0.20596 | 0.20596 | 0 | 0 | 0.0031592 | 0.39 | 0.041224 | 1.4928 | 1.4928 | 11.1212 | 0.72779 | 0.0016124 | 0.0058432 | 0.0039341 | 0 | 0 | 0.06302 | 0.016238 | 1.2821 | 0.46883 | 9.9602 | 2.0585 | 1.1934 | 0.60107 | 0.79648 | 0 | 0 | 0 | 0 | -47.0276 | 0.056408 | 0 | 0 | 0 | -0.47356 | 0 | 0 | 0 | 0 | 0 | 0 | 0 | 0 | 2.9044 | 0 | 0 | 0 | 1.822 | 0 | 5.1194 | 5.1627 | 1.3188 | 39.257 | 1.2254 | 3.0551 | 0 | 0.032612 | 0 | 0.74789 | 0.22757 | 0 | 9.5647 | 17.8088 | -0.47356 | 0 | 0.60707 | 0 | 1.6728 | 0.15761
2025_01_21 Hr 19 | 0 | 0 | 0 | 0.20596 | 0.20596 | 0.20596 | 0.20596 | 0.20596 | 0.20596 | 0 | 0 | 0.0031592 | 0.33 | 0.034946 | 1.4928 | 1.4928 | 11.1212 | 0.72779 | 0.0016124 | 0.0058432 | 0.0039341 | 0 | 0 | 0.06302 | 0.016238 | 1.2821 | 0.46883 | 9.9602 | 2.0585 | 1.1934 | 0.60107 | 0.79648 | 0 | 0 | 0 | 0 | -43.8053 | 0.056408 | 0 | 0 | 0 | -0.47443 | 0 | 0 | 0 | 0 | 0 | 0 | 0 | 0 | 2.6969 | 0 | 0 | 0 | 1.822 | 0 | 5.1194 | 5.1627 | 1.3188 | 39.257 | 1.2254 | 3.0551 | 0 | 0.032612 | 0 | 0.74789 | 0.22757 | 0 | 12.5117 | 17.5344 | -0.47443 | 0 | 0.60707 | 0 | 1.6728 | 0.15703
2025_01_21 Hr 20 | 0 | 0 | 0 | 0.20596 | 0.20596 | 0.20596 | 0.20596 | 0.20596 | 0.20596 | 0 | 0 | 0.0031592 | 0.36 | 0.037771 | 1.4928 | 1.4928 | 11.1212 | 0.72779 | 0.0016124 | 0.0058432 | 0.0039341 | 0 | 0 | 0.06302 | 0.016238 | 1.2821 | 0.46883 | 9.9602 | 2.0585 | 1.1934 | 0.60107 | 0.79648 | 0 | 0 | 0 | 0 | -42.6026 | 0.056408 | 0 | 0 | 0 | -0.47004 | 0 | 0 | 0 | 0 | 0 | 0 | 0 | 0 | 2.9038 | 0 | 0 | 0 | 1.822 | 0 | 5.1194 | 5.1627 | 1.3188 | 39.257 | 1.2254 | 3.0551 | 0 | 0.032612 | 0 | 0.74789 | 0.22757 | 0 | 13.9569 | 17.7725 | -0.47004 | 0 | 0.60707 | 0 | 1.6728 | 0.1554
2025_01_21 Hr 21 | 0 | 0 | 0 | 0.20596 | 0.20596 | 0.20596 | 0.20596 | 0.20596 | 0.20596 | 0 | 0 | 0.0031592 | 0.87 | 0.09217 | 1.4928 | 1.4928 | 11.1212 | 0.72779 | 0.0016124 | 0.0058432 | 0.0039341 | 0 | 0 | 0.06302 | 0.016238 | 1.2821 | 0.46883 | 9.9602 | 2.0585 | 1.1934 | 0.60107 | 0.79648 | 0 | 0 | 0 | 0 | -42.7192 | 0.056408 | 0 | 0 | 0 | -0.47464 | 0 | 0 | 0 | 0 | 0 | 0 | 0 | 0 | 2.9038 | 0 | 0 | 0 | 1.822 | 0 | 5.1194 | 5.1627 | 1.0185 | 39.257 | 1.2254 | 3.0551 | 0 | 0.032612 | 0 | 0.74789 | 0.22757 | 0 | 14.0983 | 18.0351 | -0.47464 | 0 | 0.60707 | 0 | 1.6728 | 0.15387
2025_01_21 Hr 22 | 0 | 0 | 0 | 0.20596 | 0.20596 | 0.20596 | 0.20596 | 0.20596 | 0.20596 | 0 | 0 | 0.0031592 | 0.45 | 0.046356 | 1.4928 | 1.4928 | 11.1212 | 0.72779 | 0.0016124 | 0.0058432 | 0.0039341 | 0 | 0 | 0.06302 | 0.016238 | 1.2821 | 0.46883 | 9.9602 | 2.0585 | 1.1934 | 0.60107 | 0.79648 | 0 | 0 | 0 | 0 | -37.5604 | 0.056408 | 0 | 0 | 0 | -0.46146 | 0 | 0 | 0 | 0 | 0 | 0 | 0 | 0 | 2.7658 | 0 | 0 | 0 | 1.822 | 0 | 5.1194 | 5.1627 | 0.80956 | 39.257 | 1.2254 | 3.0551 | 0 | 0.032612 | 0 | 0.74789 | 0.22757 | 0 | 18.4557 | 17.2205 | -0.46146 | 0 | 0.60707 | 0 | 1.6728 | 0.15195
2025_01_21 Hr 23 | 0 | 0 | 0 | 0.20596 | 0.20596 | 0.20596 | 0.20596 | 0.20596 | 0.20596 | 0 | 0 | 0.0031592 | 0.51 | 0.052178 | 1.4928 | 1.4928 | 11.1605 | 0.73115 | 0.0016124 | 0.0058432 | 0.0039341 | 0 | 0 | 0.06302 | 0.016238 | 1.2821 | 0.46883 | 9.9713 | 2.0585 | 0 | 0.60344 | 0.79648 | 0 | 0 | 0 | 0 | -31.5473 | 0.056408 | 0 | 0 | 0 | -0.45829 | 0 | 0 | 0 | 0 | 0 | 0 | 0 | 0 | 2.8342 | 0 | 0 | 0 | 1.822 | 0 | 5.1405 | 5.1841 | 0.42219 | 38.1599 | 1.2254 | 3.0551 | 0 | 0.032612 | 0 | 0.74789 | 0.22757 | 0 | 23.1213 | 16.967 | -0.45829 | 0 | 0.60707 | 0 | 1.6728 | 0.14922
2025_01_21 Hr 24 | 0 | 0 | 0 | 0.20596 | 0.20596 | 0.20596 | 0.20596 | 0.20596 | 0.20596 | 0 | 0 | 0.0031592 | 0.39 | 0.033772 | 1.4928 | 1.4928 | 11.1605 | 0.73115 | 0.0016124 | 0.0058432 | 0.0039341 | 0 | 0 | 0.06302 | 0.016238 | 1.2821 | 0.46883 | 9.9713 | 2.0585 | 0 | 0.60344 | 0.79648 | 0 | 0 | 0 | 0 | -27.5634 | 0.056408 | 0 | 0 | 0 | -0.38757 | 0 | 0 | 0 | 0 | 0 | 0 | 0 | 0 | 2.9044 | 0 | 0 | 0 | 1.822 | 0 | 5.1405 | 5.1841 | 0.33079 | 38.1599 | 1.2254 | 3.0551 | 0 | 0.032612 | 0 | 0.74789 | 0.22757 | 0 | 27.0147 | 16.8058 | -0.38757 | 0 | 0.60707 | 0 | 1.6728 | 0.14772
2025_01_22 Hr 01 | 0 | 0 | 0 | 0.28597 | 0.28597 | 0.28597 | 0.28597 | 0.28597 | 0.28597 | 0 | 0 | 0.0031592 | 0.39 | 0.031171 | 1.4928 | 1.4928 | 15.4937 | 0 | 0.0016124 | 0.0058432 | 0.0039341 | 0 | 0 | 0.06302 | 0.016238 | 1.2821 | 0 | 13.845 | 2.0585 | 0 | 0.60344 | 0.79648 | 0 | 0 | 0 | 0 | -27.8497 | 0.056408 | 0 | 0 | 0 | -0.35757 | 0 | 0 | 0 | 0 | 0 | 0 | 0 | 0 | 2.8348 | 0 | 0 | 0 | 1.822 | 0 | 5.8913 | 5.9412 | 0.4483 | 47.1548 | 1.2254 | 3.0551 | 0 | 0.032612 | 0 | 0.74789 | 0.22757 | 0 | 35.7974 | 16.8499 | -0.35757 | 0 | 0.60707 | 0 | 1.6728 | 0.14645
2025_01_22 Hr 02 | 0 | 0 | 0 | 0.28597 | 0.28597 | 0.28597 | 0.28597 | 0.28597 | 0.28597 | 0 | 0 | 0.0031592 | 0.84 | 0.067968 | 1.4928 | 1.4928 | 15.4937 | 0 | 0.0016124 | 0.0058432 | 0.0039341 | 0 | 0 | 0.06302 | 0.016238 | 1.2821 | 0 | 13.845 | 2.0585 | 0 | 0.60344 | 0.79648 | 0 | 0 | 0 | 0 | -27.4909 | 0.056408 | 0 | 0 | 0 | -0.36202 | 0 | 0 | 0 | 0 | 0 | 0 | 0 | 0 | 2.2117 | 0 | 0 | 0 | 1.822 | 0 | 5.8913 | 5.9412 | 0.39172 | 47.1548 | 1.2254 | 3.0551 | 0 | 0.032612 | 0 | 0.74789 | 0.22757 | 0 | 35.9584 | 16.6566 | -0.36202 | 0 | 0.60707 | 0 | 1.6728 | 0.146
2025_01_22 Hr 03 | 0 | 0 | 0 | 0.28597 | 0.28597 | 0.28597 | 0.28597 | 0.28597 | 0.28597 | 0 | 0 | 0.0031592 | 1.26 | 0.106 | 1.4928 | 1.4928 | 15.4937 | 0 | 0.0016124 | 0.0058432 | 0.0039341 | 0 | 0 | 0.06302 | 0.016238 | 1.2821 | 0 | 13.845 | 2.0585 | 0 | 0.60344 | 0.79648 | 0 | 0 | 0 | 0 | -29.2704 | 0.056408 | 0 | 0 | 0 | -0.37646 | 0 | 0 | 0 | 0 | 0 | 0 | 0 | 0 | 2.0054 | 0 | 0 | 0 | 1.822 | 0 | 5.8913 | 5.9412 | 0.42219 | 47.1548 | 1.2254 | 3.0551 | 0 | 0.032612 | 0 | 0.74789 | 0.22757 | 0 | 34.4462 | 16.9383 | -0.37646 | 0 | 0.60707 | 0 | 1.6728 | 0.14551
2025_01_22 Hr 04 | 0 | 0 | 0 | 0.28597 | 0.28597 | 0.28597 | 0.28597 | 0.28597 | 0.28597 | 0 | 0 | 0.0031592 | 1.41 | 0.11864 | 1.4928 | 1.4928 | 15.4937 | 0 | 0.0016124 | 0.0058432 | 0.0039341 | 0 | 0 | 0.06302 | 0.016238 | 1.2821 | 0 | 13.845 | 2.0585 | 0 | 0.60344 | 0.79648 | 0 | 0 | 0 | 0 | -29.8158 | 0.056408 | 0 | 0 | 0 | -0.37655 | 0 | 0 | 0 | 0 | 0 | 0 | 0 | 0 | 2.0738 | 0 | 0 | 0 | 1.822 | 0 | 6.3581 | 6.4124 | 0.4483 | 48.0928 | 1.2254 | 3.0551 | 0 | 0.032612 | 0 | 0.74789 | 0.22757 | 0 | 35.096 | 17.1955 | -0.37655 | 0 | 0.60707 | 0 | 1.6728 | 0.14564
2025_01_22 Hr 05 | 0 | 0 | 0 | 0.28597 | 0.28597 | 0.28597 | 0.28597 | 0.28597 | 0.28597 | 0 | 0 | 0.0031592 | 1.35 | 0.14023 | 1.4928 | 1.4928 | 15.4937 | 0 | 0.0016124 | 0.0058432 | 0.0039341 | 0 | 0 | 0.06302 | 0.016238 | 1.2821 | 0 | 13.845 | 2.0585 | 0 | 0.60344 | 0.79648 | 0 | 0 | 0 | 0 | -34.3331 | 0.056408 | 0 | 0 | 0 | -0.46535 | 0 | 0 | 0 | 0 | 0 | 0 | 0 | 0 | 1.9364 | 0 | 0 | 0 | 1.822 | 0 | 7.1375 | 7.198 | 0.33079 | 49.6578 | 1.2254 | 3.0551 | 0 | 0.032612 | 0 | 0.74789 | 0.22757 | 0 | 31.7621 | 16.9028 | -0.46535 | 0 | 0.60707 | 0 | 1.6728 | 0.1461
2025_01_22 Hr 06 | 0 | 0 | 0 | 0.28597 | 0.28597 | 0.28597 | 0.28597 | 0.28597 | 0.28597 | 0 | 0 | 0.0031592 | 1.38 | 0.15145 | 1.4928 | 1.4928 | 15.4937 | 1.015 | 0.0016124 | 0.0058432 | 0.0039341 | 0 | 0 | 0.06302 | 0.016238 | 1.2821 | 0.36604 | 13.845 | 2.0585 | 0 | 0.60344 | 0.79648 | 0 | 0 | 0 | 0 | -38.4384 | 0.056408 | 0 | 0 | 0 | -0.49175 | 0 | 0 | 0 | 0 | 0 | 0 | 0 | 0 | 2.4192 | 0 | 0 | 0 | 1.822 | 0 | 7.1375 | 7.198 | 0.36125 | 50.8892 | 1.2254 | 3.0551 | 0 | 0.032612 | 0 | 0.74789 | 0.22757 | 0 | 29.4188 | 17.4598 | -0.49175 | 0 | 0.60707 | 0 | 1.6728 | 0.14868
2025_01_22 Hr 07 | 0 | 0 | 0 | 0.28597 | 0.28597 | 0.28597 | 0.28597 | 0.28597 | 0.28597 | 0 | 0 | 0.0031592 | 1.32 | 0.14871 | 1.4928 | 1.4928 | 15.4391 | 1.0104 | 0.0016124 | 0.0058432 | 0.0039341 | 0 | 0 | 0.06302 | 0.016238 | 1.2821 | 0.64909 | 13.8296 | 2.0585 | 1.657 | 0.60107 | 0.79648 | 0 | 0 | 0 | 0 | -42.0756 | 0.056408 | 0 | 0 | 0 | -0.50488 | 0 | 0 | 0 | 0 | 0 | 0 | 0 | 0 | 2.0738 | 0 | 0 | 0 | 1.822 | 0 | 7.1082 | 7.1684 | 0.60064 | 52.8452 | 1.2254 | 3.0551 | 0 | 0.032612 | 0 | 0.74789 | 0.22757 | 0 | 27.5566 | 17.2919 | -0.50488 | 0 | 0.60707 | 0 | 1.6728 | 0.15199
2025_01_22 Hr 08 | 0 | 0 | 0 | 0.28597 | 0.28597 | 0.28597 | 0.28597 | 0.28597 | 0.28597 | 0 | 0 | 0.0031592 | 1.47 | 0.16341 | 1.4928 | 1.4928 | 15.4391 | 1.0104 | 0.0016124 | 0.0058432 | 0.0039341 | 0 | 0 | 0.06302 | 0.016238 | 1.2821 | 0.64909 | 13.8296 | 2.0585 | 1.657 | 0.60107 | 0.79648 | 0 | 0 | 0 | 0 | -37.7556 | 0.056408 | 0 | 0 | 0 | -0.49813 | 0 | 0 | 0 | 0 | 0 | 0 | 0 | 0 | 1.66 | 0 | 0 | 0 | 1.822 | 0 | 7.002 | 7.0613 | 0.5397 | 52.632 | 1.2254 | 3.0551 | 0 | 0.032612 | 0 | 0.74789 | 0.22757 | 0 | 31.3615 | 16.9832 | -0.49813 | 0 | 0.60707 | 0 | 1.6728 | 0.15332
2025_01_22 Hr 09 | 0.022813 | 0 | 0 | 0.28597 | 0.28597 | 0.28597 | 0.28597 | 0.28597 | 0.28597 | 0 | 0 | 0.0031592 | 1.65 | 0.18744 | 1.4928 | 1.4928 | 15.4391 | 1.0104 | 0.0016124 | 0.0058432 | 0.0039341 | 0 | 0 | 0.06302 | 0.016238 | 1.2821 | 0.64909 | 13.8296 | 2.0585 | 1.657 | 0.60107 | 0.79648 | 0 | 0 | 0 | 0 | -38.8425 | 0.056408 | 0 | 0 | 0 | -0.5091 | 0 | 0 | 0 | 0 | 0 | 0 | 0 | 0 | 1.2462 | 0 | 0 | 0 | 1.822 | 0 | 7.0527 | 7.111 | 0.47877 | 52.7323 | 1.2254 | 3.0551 | 0 | 0.032612 | -0.022813 | 0.74789 | 0.22757 | 0 | 30.0934 | 16.7355 | -0.53191 | 0 | 0.60707 | 0 | 1.6728 | 0.15347
2025_01_22 Hr 10 | 0.022667 | 0 | 0 | 0.28597 | 0.28597 | 0.28597 | 0.28597 | 0.28597 | 0.28597 | 0 | 0 | 0.0031592 | 1.29 | 0.14605 | 1.4928 | 1.4928 | 15.4391 | 1.0104 | 0.0016124 | 0.0058432 | 0.0039341 | 0 | 0 | 0.06302 | 0.016238 | 1.2821 | 0 | 13.8296 | 2.0585 | 1.657 | 0.60107 | 0.79648 | 0 | 0 | 0 | 0 | -34.9707 | 0.056408 | 0 | 0 | 0 | -0.50739 | 0 | 0 | 0 | 0 | 0 | 0 | 0 | 0 | 0.82938 | 0 | 0 | 0 | 1.822 | 0 | 7.1082 | 7.1684 | 0.30032 | 52.1961 | 1.2254 | 3.0551 | 0 | 0.032612 | -0.022667 | 0.74789 | 0.22757 | 0 | 32.434 | 15.7387 | -0.53006 | 0 | 0.60707 | 0 | 1.6728 | 0.15345
2025_01_22 Hr 11 | 0.11348 | 0 | 0 | 0.28597 | 0.28597 | 0.28597 | 0.28597 | 0.28597 | 0.28597 | 0 | 0 | 0.0031592 | 1.35 | 0.12537 | 1.4928 | 1.4928 | 15.4391 | 1.0104 | 0.0016124 | 0.0058432 | 0.0039341 | 0 | 0 | 0.06302 | 0.016238 | 1.2821 | 0 | 13.8296 | 2.0585 | 1.657 | 0.60107 | 0.79648 | 0 | 0 | 0 | 0 | -27.2256 | 0.056408 | 0 | 0 | 0 | -0.41579 | 0 | 0 | 0 | 0 | 0 | 0 | 0 | 0 | 0.76103 | 0 | 0 | 0 | 1.822 | 0 | 6.8959 | 6.9543 | 0.30032 | 51.7697 | 1.2254 | 3.0551 | 0 | 0.032612 | -0.11348 | 0.74789 | 0.22757 | 0 | 39.8142 | 15.7993 | -0.52927 | 0 | 0.60707 | 0 | 1.6728 | 0.15227
2025_01_22 Hr 12 | 0.090669 | 4.0788e-06 | 0 | 0.28597 | 0.28597 | 0.28597 | 0.28597 | 0.28597 | 0.28597 | 0 | 0 | 0.0031592 | 1.68 | 0.14212 | 1.4928 | 1.4928 | 15.4391 | 1.0104 | 0.0016124 | 0.0058432 | 0.0039341 | 0 | 0 | 0.06302 | 0.016238 | 1.2821 | 0 | 13.8296 | 2.0585 | 1.657 | 0.60107 | 0.79648 | 0 | 0 | 0 | 0 | -18.7789 | 0.056408 | 0 | 0.004532 | 0 | -0.37859 | 0 | 0 | 0 | 0 | 0 | 0 | 0 | 0 | 1.1052 | 0 | 0 | 0 | 1.822 | 0 | 6.2574 | 0 | 0.26985 | 44.177 | 1.2254 | 3.0551 | 0 | 0.032612 | -0.090669 | 0.74789 | 0.22757 | 0 | 41.3657 | 16.4369 | -0.46926 | 0 | 0.60707 | 0 | 1.6728 | 0.15221
2025_01_22 Hr 13 | 0.022813 | 1.4277e-05 | 0 | 0.28597 | 0.28597 | 0.28597 | 0.28597 | 0.28597 | 0.28597 | 0 | 0 | 0.0031592 | 1.74 | 0.15457 | 1.4928 | 1.4928 | 15.4391 | 1.0104 | 0.0016124 | 0.0058432 | 0.0039341 | 0 | 0 | 0.06302 | 0.016238 | 1.2821 | 0 | 13.8296 | 2.0585 | 1.657 | 0.60107 | 0.79648 | 0 | 0 | 0 | 0 | -14.2865 | 0.056408 | 0 | 0.0095178 | 0 | -0.39765 | 0 | 0 | 0 | 0 | 0 | 0 | 0 | 0 | 1.3139 | 0 | 0 | 0 | 1.822 | 0 | 0 | 0 | 0.23939 | 37.9196 | 1.2254 | 3.0551 | 0 | 0.032612 | -0.022813 | 0.74789 | 0.22757 | 0 | 39.8318 | 16.6192 | -0.42046 | 0 | 0.60707 | 0 | 1.6728 | 0.15163
2025_01_22 Hr 14 | 0.022885 | 2.3087e-05 | 0 | 0 | 0 | 0 | 0 | 0 | 0 | 0 | 0 | 0.0031592 | 2.04 | 0.19537 | 1.4928 | 1.4928 | 14.9832 | 0.92617 | 0.0016124 | 0.0058432 | 0.0039341 | 0 | 0 | 0.06302 | 0.016238 | 1.2152 | 0 | 13.5382 | 2.0585 | 1.5189 | 0.58604 | 0.79648 | 0 | 0 | 0 | 0.46404 | -11.9153 | 0.056408 | 0 | 0.016418 | 0 | -0.42886 | 0 | 0 | 0 | 0 | 0 | 0 | 0 | 0 | 1.4519 | 0 | 0 | 0 | 1.822 | 0 | 0 | 0 | 0.14798 | 35.1674 | 1.2254 | 3.0551 | 0 | 0.032612 | -0.022885 | 0.74789 | 0.22757 | 0 | 40.2552 | 16.9908 | -0.45175 | 0 | 0.60707 | 0 | 1.6728 | 0.15092
2025_01_22 Hr 15 | 0.022813 | 1.0722e-05 | 0 | 0 | 0 | 0 | 0 | 0 | 0 | 0 | 0 | 0.0031592 | 2.13 | 0.203 | 1.4928 | 1.4928 | 14.2935 | 1.0103 | 0.0016124 | 0.0058432 | 0.0039341 | 0 | 0 | 0.06302 | 0.016238 | 0.86307 | 0 | 13.1601 | 2.0585 | 0 | 0.56654 | 0.79648 | 0 | 0 | 0 | 0.41256 | -7.7706 | 0.056408 | 0 | 0.016338 | 0 | -0.42677 | 0 | 0 | 0 | 0 | 0 | 0 | 0 | 0 | 1.5892 | 0 | 0 | 0 | 1.822 | 0 | 0 | 0 | 0.091402 | 32.3126 | 1.2254 | 3.0551 | 0 | 0.032612 | -0.022813 | 0.74789 | 0.22757 | 0 | 41.6543 | 17.1493 | -0.44958 | 0 | 0.60707 | 0 | 1.6728 | 0.15059
2025_01_22 Hr 16 | 0 | 1.1639e-05 | 0 | 0 | 0 | 0 | 0 | 0 | 0 | 0 | 0 | 0.0031592 | 2.01 | 0.20794 | 1.4928 | 1.4928 | 15.4391 | 1.0104 | 0.0016124 | 0.0058432 | 0.0039341 | 0 | 0 | 0.06302 | 0.016238 | 1.2133 | 0 | 13.8296 | 2.0585 | 0 | 0.60107 | 0.79648 | 0 | 0 | 0 | 0 | -8.2003 | 0.056408 | 0 | 0.017735 | 0 | -0.46344 | 0 | 0 | 0 | 0 | 0 | 0 | 0 | 0 | 1.245 | 0 | 0 | 0 | 1.822 | 0 | 0 | 0 | 0.14798 | 34.4779 | 1.2254 | 3.0551 | 0 | 0.032612 | 0 | 0.74789 | 0.22757 | 0 | 42.5723 | 16.7581 | -0.46344 | 0 | 0.60707 | 0 | 1.6728 | 0.15037
2025_01_22 Hr 17 | 0.022667 | 5.4084e-06 | 0 | 0 | 0 | 0 | 0 | 0 | 0 | 0 | 0 | 0.0031592 | 2.31 | 0.25912 | 1.4928 | 1.4928 | 15.4391 | 1.0104 | 0.0016124 | 0.0058432 | 0.0039341 | 0 | 0 | 0.06302 | 0.016238 | 1.2821 | 0 | 13.8296 | 2.0585 | 1.657 | 0.60107 | 0.79648 | 0 | 0 | 0 | 0 | -15.8495 | 0.056408 | 0 | 0.01923 | 0 | -0.50268 | 0 | 0 | 0 | 0 | 0 | 0 | 0 | 0 | 1.3823 | 0 | 0 | 0 | 1.822 | 0 | 0 | 0 | 0.33079 | 36.2037 | 1.2254 | 3.0551 | 0 | 0.032612 | -0.022667 | 0.74789 | 0.22757 | 0 | 37.2827 | 17.4538 | -0.52535 | 0 | 0.60707 | 0 | 1.6728 | 0.1521
2025_01_22 Hr 18 | 0 | 0 | 0 | 0.28597 | 0.28597 | 0.28597 | 0.28597 | 0.28597 | 0.28597 | 0 | 0 | 0.0031592 | 2.61 | 0.30337 | 1.4928 | 1.4928 | 15.4391 | 1.0104 | 0.0016124 | 0.0058432 | 0.0039341 | 0 | 0 | 0.06302 | 0.016238 | 1.2821 | 0 | 13.8296 | 2.0585 | 1.657 | 0.60107 | 0.79648 | 0 | 0 | 0 | 0 | -27.3153 | 0.056408 | 0 | 0.012454 | 0 | -0.52095 | 0 | 0 | 0 | 0 | 0 | 0 | 0 | 0 | 1.4519 | 0 | 0 | 0 | 1.822 | 0 | 0 | 0 | 0.26985 | 37.9196 | 1.2254 | 3.0551 | 0 | 0.032612 | 0 | 0.74789 | 0.22757 | 0 | 27.8696 | 17.7863 | -0.52095 | 0 | 0.60707 | 0 | 1.6728 | 0.1544
2025_01_22 Hr 19 | 0 | 0 | 0 | 0.28597 | 0.28597 | 0.28597 | 0.28597 | 0.28597 | 0.28597 | 0 | 0 | 0.0031592 | 2.7 | 0.33079 | 1.4928 | 1.4928 | 15.4391 | 1.0104 | 0.0016124 | 0.0058432 | 0.0039341 | 0 | 0 | 0.06302 | 0.016238 | 1.2821 | 0 | 13.8296 | 2.0585 | 1.657 | 0.60107 | 0.79648 | 0 | 0 | 0 | 0 | -26.5199 | 0.056408 | 0 | 0.013126 | 0 | -0.54921 | 0 | 0 | 0 | 0 | 0 | 0 | 0 | 0 | 1.245 | 0 | 0 | 0 | 1.822 | 0 | 0 | 0 | 0.17845 | 37.9196 | 1.2254 | 3.0551 | 0 | 0.032612 | 0 | 0.74789 | 0.22757 | 0 | 28.4555 | 17.605 | -0.54921 | 0 | 0.60707 | 0 | 1.6728 | 0.15395
2025_01_22 Hr 20 | 0 | 0 | 0 | 0.28597 | 0.28597 | 0.28597 | 0.28597 | 0.28597 | 0.28597 | 0 | 0 | 0.0031592 | 2.76 | 0.34051 | 1.4928 | 1.4928 | 15.4391 | 1.0104 | 0.0016124 | 0.0058432 | 0.0039341 | 0 | 0 | 0.06302 | 0.016238 | 1.2821 | 0 | 13.8296 | 2.0585 | 1.657 | 0.60107 | 0.79648 | 0 | 0 | 0 | 0 | -38.5852 | 0.056408 | 0 | 0.0066093 | 0 | -0.55308 | 0 | 0 | 0 | 0 | 0 | 0 | 0 | 0 | 1.4531 | 0 | 0 | 0 | 1.822 | 0 | 0 | 8.876 | 0.091402 | 44.9236 | 1.2254 | 3.0551 | 0 | 0.032612 | 0 | 0.74789 | 0.22757 | 0 | 23.5803 | 17.795 | -0.55308 | 0 | 0.60707 | 0 | 1.6728 | 0.15318
2025_01_22 Hr 21 | 0 | 0 | 0 | 0.28597 | 0.28597 | 0.28597 | 0.28597 | 0.28597 | 0.28597 | 0 | 0 | 0.0031592 | 2.73 | 0.29491 | 1.4928 | 1.4928 | 15.4391 | 1.0104 | 0.0016124 | 0.0058432 | 0.0039341 | 0 | 0 | 0.06302 | 0.016238 | 1.2821 | 0 | 13.8296 | 2.0585 | 1.657 | 0.60107 | 0.79648 | 0 | 0 | 0 | 0 | -45.7291 | 0.056408 | 0 | 0 | 0 | -0.48401 | 0 | 0 | 0 | 0 | 0 | 0 | 0 | 0 | 1.3829 | 0 | 0 | 0 | 1.822 | 0 | 8.8185 | 7.1684 | 0.030467 | 52.0345 | 1.2254 | 3.0551 | 0 | 0.032612 | 0 | 0.74789 | 0.22757 | 0 | 23.4094 | 17.5881 | -0.48401 | 0 | 0.60707 | 0 | 1.6728 | 0.15299
2025_01_22 Hr 22 | 0 | 0 | 0 | 0.28597 | 0.28597 | 0.28597 | 0.28597 | 0.28597 | 0.28597 | 0 | 0 | 0.0031592 | 2.79 | 0.26975 | 1.4928 | 1.4928 | 15.4391 | 1.0104 | 0.0016124 | 0.0058432 | 0.0039341 | 0 | 0 | 0.06302 | 0.016238 | 1.2821 | 0 | 13.8296 | 2.0585 | 1.657 | 0.60107 | 0.79648 | 0 | 0 | 0 | 0 | -43.8006 | 0.056408 | 0 | 0 | 0 | -0.43299 | 0 | 0 | 0 | 0 | 0 | 0 | 0 | 0 | 1.5904 | 0 | 0 | 0 | 1.822 | 0 | 7.1082 | 7.1684 | 0.060934 | 52.1961 | 1.2254 | 3.0551 | 0 | 0.032612 | 0 | 0.74789 | 0.22757 | 0 | 25.8218 | 17.8593 | -0.43299 | 0 | 0.60707 | 0 | 1.6728 | 0.15139
2025_01_22 Hr 23 | 0 | 0 | 0 | 0.28597 | 0.28597 | 0.28597 | 0.28597 | 0.28597 | 0.28597 | 0 | 0 | 0.0031592 | 2.79 | 0.27834 | 1.4928 | 1.4928 | 15.4937 | 1.015 | 0.0016124 | 0.0058432 | 0.0039341 | 0 | 0 | 0.06302 | 0.016238 | 1.2821 | 0 | 13.845 | 2.0585 | 0 | 0.60344 | 0.79648 | 0 | 0 | 0 | 0 | -44.0557 | 0.056408 | 0 | 0 | 0 | -0.44684 | 0 | 0 | 0 | 0 | 0 | 0 | 0 | 0 | 2.075 | 0 | 0 | 0 | 1.822 | 0 | 7.1375 | 7.198 | 0 | 50.6728 | 1.2254 | 3.0551 | 0 | 0.032612 | 0 | 0.74789 | 0.22757 | 0 | 24.4617 | 18.2914 | -0.44684 | 0 | 0.60707 | 0 | 1.6728 | 0.14892
2025_01_22 Hr 24 | 0 | 0 | 0 | 0.28597 | 0.28597 | 0.28597 | 0.28597 | 0.28597 | 0.28597 | 0 | 0 | 0.0031592 | 2.79 | 0.26915 | 1.4928 | 1.4928 | 15.4937 | 1.015 | 0.0016124 | 0.0058432 | 0.0039341 | 0 | 0 | 0.06302 | 0.016238 | 1.2821 | 0 | 13.845 | 2.0585 | 0 | 0.60344 | 0.79648 | 0 | 0 | 0 | 0 | -43.9363 | 0.056408 | 0 | 0 | 0 | -0.43202 | 0 | 0 | 0 | 0 | 0 | 0 | 0 | 0 | 2.4888 | 0 | 0 | 0 | 1.822 | 0 | 7.1375 | 7.198 | 0 | 50.6728 | 1.2254 | 3.0551 | 0 | 0.032612 | 0 | 0.74789 | 0.22757 | 0 | 24.9992 | 18.6947 | -0.43202 | 0 | 0.60707 | 0 | 1.6728 | 0.14759
2025_01_23 Hr 01 | 0 | 0 | 0 | 0.25183 | 0.25183 | 0.25183 | 0.25183 | 0.25183 | 0.25183 | 0 | 0 | 0.0031592 | 2.79 | 0.22651 | 1.4928 | 1.4928 | 13.6449 | 0 | 0.0016124 | 0.0058432 | 0.0039341 | 0 | 0 | 0.06302 | 0.016238 | 1.2821 | 0 | 12.1922 | 2.0585 | 0 | 0.60344 | 0.79648 | 0 | 0 | 0 | 0 | -31.9226 | 0.056408 | 0 | 0 | 0 | -0.36323 | 0 | 0 | 0 | 0 | 0 | 0 | 0 | 0 | 2.2117 | 0 | 0 | 0 | 1.822 | 0 | 6.2855 | 6.3387 | 0 | 44.24 | 1.2254 | 3.0551 | 0 | 0.032612 | 0 | 0.74789 | 0.22757 | 0 | 30.3274 | 18.3731 | -0.36323 | 0 | 0.60707 | 0 | 1.6728 | 0.14571
2025_01_23 Hr 02 | 0 | 0 | 0 | 0.25183 | 0.25183 | 0.25183 | 0.25183 | 0.25183 | 0.25183 | 0 | 0 | 0.0031592 | 2.79 | 0.22388 | 1.4928 | 1.4928 | 13.6449 | 0 | 0.0016124 | 0.0058432 | 0.0039341 | 0 | 0 | 0.06302 | 0.016238 | 1.2821 | 0 | 12.1922 | 2.0585 | 0 | 0.60344 | 0.79648 | 0 | 0 | 0 | 0 | -31.7538 | 0.056408 | 0 | 0.23213 | 0 | -0.35899 | 0 | 0 | 0 | 0 | 0 | 0 | 0 | 0 | 1.9364 | 0 | 0 | 0 | 1.822 | 0 | 6.2855 | 6.3387 | 0 | 44.24 | 1.2254 | 3.0551 | 0 | 0.032612 | 0 | 0.74789 | 0.22757 | 0 | 30.2221 | 18.0948 | -0.35899 | 0 | 0.60707 | 0 | 1.6728 | 0.14528
2025_01_23 Hr 03 | 0 | 0 | 0 | 0.25183 | 0.25183 | 0.25183 | 0.25183 | 0.25183 | 0.25183 | 0 | 0 | 0.0031592 | 2.79 | 0.2263 | 1.4928 | 1.4928 | 13.6449 | 0 | 0.0016124 | 0.0058432 | 0.0039341 | 0 | 0 | 0.06302 | 0.016238 | 1.2821 | 0 | 12.1922 | 2.0585 | 0 | 0.60344 | 0.79648 | 0 | 0 | 0 | 0 | -33.8867 | 0.056408 | 0 | 0.23465 | 0 | -0.3629 | 0 | 0 | 0 | 0 | 0 | 0 | 0 | 0 | 2.5589 | 0 | 0 | 0 | 1.822 | 0 | 6.2855 | 6.3387 | 0 | 44.24 | 1.2254 | 3.0551 | 0 | 0.032612 | 0 | 0.74789 | 0.22757 | 0 | 28.7101 | 18.7196 | -0.3629 | 0 | 0.60707 | 0 | 1.6728 | 0.14519
2025_01_23 Hr 04 | 0 | 0 | 0 | 0.25183 | 0.25183 | 0.25183 | 0.25183 | 0.25183 | 0.25183 | 0 | 0 | 0.0031592 | 2.79 | 0.23129 | 1.4928 | 1.4928 | 13.6449 | 0 | 0.0016124 | 0.0058432 | 0.0039341 | 0 | 0 | 0.06302 | 0.016238 | 1.2821 | 0 | 12.1922 | 2.0585 | 0 | 0.60344 | 0.79648 | 0 | 0 | 0 | 0 | -35.1 | 0.056408 | 0 | 0 | 0 | -0.37094 | 0 | 0 | 0 | 0 | 0 | 0 | 0 | 0 | 2.7652 | 0 | 0 | 0 | 1.822 | 0 | 6.2855 | 6.3387 | 0.030467 | 44.24 | 1.2254 | 3.0551 | 0 | 0.032612 | 0 | 0.74789 | 0.22757 | 0 | 27.7308 | 18.9616 | -0.37094 | 0 | 0.60707 | 0 | 1.6728 | 0.14549
2025_01_23 Hr 05 | 0 | 0 | 0 | 0.25183 | 0.25183 | 0.25183 | 0.25183 | 0.25183 | 0.25183 | 0 | 0 | 0.0031592 | 2.79 | 0.23749 | 1.4928 | 1.4928 | 13.6449 | 0.8939 | 0.0016124 | 0.0058432 | 0.0039341 | 0 | 0 | 0.06302 | 0.016238 | 1.2821 | 0 | 12.1922 | 2.0585 | 0 | 0.60344 | 0.79648 | 0 | 0 | 0 | 0 | -41.0751 | 0.056408 | 0 | 0 | 0 | -0.38094 | 0 | 0 | 0 | 0 | 0 | 0 | 0 | 0 | 2.9038 | 0 | 0 | 0 | 1.822 | 0 | 6.2855 | 6.3387 | 0.12187 | 45.1339 | 1.2254 | 3.0551 | 0 | 0.032612 | 0 | 0.74789 | 0.22757 | 0 | 22.8775 | 19.1996 | -0.38094 | 0 | 0.60707 | 0 | 1.6728 | 0.14734
2025_01_23 Hr 06 | 0 | 0 | 0 | 0.25183 | 0.25183 | 0.25183 | 0.25183 | 0.25183 | 0.25183 | 0 | 0 | 0.0031592 | 2.82 | 0.26632 | 1.4928 | 1.4928 | 13.6449 | 0.8939 | 0.0016124 | 0.0058432 | 0.0039341 | 0 | 0 | 0.06302 | 0.016238 | 1.2821 | 0.72182 | 12.1922 | 2.0585 | 1.4592 | 0.60344 | 0.79648 | 0 | 0 | 0 | 0 | -48.6971 | 0.056408 | 0 | 0 | 0 | -0.42288 | 0 | 0 | 0 | 0 | 0 | 0 | 0 | 0 | 3.0423 | 0 | 0 | 0 | 1.822 | 0 | 6.2855 | 6.3387 | 0.17845 | 47.1653 | 1.2254 | 3.0551 | 0 | 0.032612 | 0 | 0.74789 | 0.22757 | 0 | 17.5019 | 19.4566 | -0.42288 | 0 | 0.60707 | 0 | 1.6728 | 0.15031
2025_01_23 Hr 07 | 0 | 0 | 0 | 0.25183 | 0.25183 | 0.25183 | 0.25183 | 0.25183 | 0.25183 | 0 | 0 | 0.0031592 | 2.79 | 0.26429 | 1.4928 | 1.4928 | 13.5968 | 0.8898 | 0.0016124 | 0.0058432 | 0.0039341 | 0 | 0 | 0.06302 | 0.016238 | 1.2821 | 0.57218 | 12.1787 | 2.0585 | 1.4592 | 0.60107 | 0.79648 | 0 | 0 | 0 | 0 | -47.5056 | 0.056408 | 0 | 0 | 0 | -0.42418 | 0 | 0 | 0 | 0 | 0 | 0 | 0 | 0 | 2.905 | 0 | 0 | 0 | 1.822 | 0 | 6.2596 | 6.3126 | 0.14798 | 47.0476 | 1.2254 | 3.0551 | 0 | 0.032612 | 0 | 0.74789 | 0.22757 | 0 | 18.3759 | 19.2581 | -0.42418 | 0 | 0.60707 | 0 | 1.6728 | 0.15404
2025_01_23 Hr 08 | 0 | 0 | 0 | 0.25183 | 0.25183 | 0.25183 | 0.25183 | 0.25183 | 0.25183 | 0 | 0 | 0.0031592 | 2.64 | 0.22855 | 1.4928 | 1.4928 | 13.5968 | 0.8898 | 0.0016124 | 0.0058432 | 0.0039341 | 0 | 0 | 0.06302 | 0.016238 | 1.2152 | 0.57218 | 12.1787 | 2.0585 | 1.4592 | 0.60107 | 0.79648 | 0 | 0 | 0 | 0 | -41.2523 | 0.056408 | 0 | 0 | 0 | -0.38747 | 0 | 0 | 0 | 0 | 0 | 0 | 0 | 0 | 2.9031 | 0 | 0 | 0 | 1.822 | 0 | 5.9792 | 6.0298 | 0.33079 | 46.4174 | 1.2254 | 3.0551 | 0 | 0.032612 | 0 | 0.74789 | 0.22757 | 0 | 24.0326 | 19.255 | -0.38747 | 0 | 0.60707 | 0 | 1.6728 | 0.15568
2025_01_23 Hr 09 | 0.022813 | 0 | 0 | 0.25183 | 0.25183 | 0.25183 | 0.25183 | 0.25183 | 0.25183 | 0 | 0 | 0.0031592 | 2.49 | 0.19604 | 1.4928 | 1.4928 | 13.5968 | 0.8898 | 0.0016124 | 0.0058432 | 0.0039341 | 0 | 0 | 0.06302 | 0.016238 | 0.57118 | 0.57218 | 12.1787 | 2.0585 | 1.4592 | 0.60107 | 0.79648 | 0 | 0 | 0 | 0 | -34.7384 | 0.056408 | 0 | 0 | 0 | -0.35218 | 0 | 0 | 0 | 0 | 0 | 0 | 0 | 0 | 2.7652 | 0 | 0 | 0 | 1.822 | 0 | 5.7434 | 5.7908 | 0.47877 | 45.2985 | 1.2254 | 3.0551 | 0 | 0.032612 | -0.022813 | 0.74789 | 0.22757 | 0 | 29.29 | 19.1049 | -0.375 | 0 | 0.60707 | 0 | 1.6728 | 0.15524
2025_01_23 Hr 10 | 0.29569 | 1.0454e-05 | 0 | 0.25183 | 0.25183 | 0.25183 | 0.25183 | 0.25183 | 0.25183 | 0 | 0 | 0.0031592 | 2.37 | 0.1713 | 1.4928 | 1.4928 | 13.5968 | 0.8898 | 0.0016124 | 0.0058432 | 0.0039341 | 0 | 0 | 0.06302 | 0.016238 | 0.57118 | 0 | 12.1787 | 2.0585 | 1.4592 | 0.60107 | 0.79648 | 0 | 0 | 0 | 0 | -28.1166 | 0.056408 | 0 | 0 | 0 | -0.32315 | 0 | 0 | 0 | 0 | 0 | 0 | 0 | 0 | 2.6963 | 0 | 0 | 0 | 1.822 | 0 | 5.4629 | 5.508 | 0.23939 | 44.1631 | 1.2254 | 3.0551 | 0 | 0.032612 | -0.29569 | 0.74789 | 0.22757 | 0 | 34.3516 | 18.924 | -0.61884 | 0 | 0.60707 | 0 | 1.6728 | 0.1545
2025_01_23 Hr 11 | 0.15867 | 3.0411e-05 | 0 | 0.25183 | 0.25183 | 0.25183 | 0.25183 | 0.25183 | 0.25183 | 0 | 0 | 0.0031592 | 1.98 | 0.1441 | 1.4928 | 1.4928 | 13.5968 | 0.8898 | 0.0016124 | 0.0058432 | 0.0039341 | 0 | 0 | 0.06302 | 0.016238 | 0.57118 | 0 | 12.1787 | 2.0585 | 1.4592 | 0.60107 | 0.79648 | 0 | 0 | 0 | 0 | -26.641 | 0.056408 | 0 | 0 | 0 | -0.3254 | 0 | 0 | 0 | 0 | 0 | 0 | 0 | 0 | 2.8354 | 0 | 0 | 0 | 1.822 | 0 | 5.4673 | 5.5147 | 0.30032 | 44.1742 | 1.2254 | 3.0551 | 0 | 0.032612 | -0.15867 | 0.74789 | 0.22757 | 0 | 35.6187 | 18.5695 | -0.48407 | 0 | 0.60707 | 0 | 1.6728 | 0.15421
2025_01_23 Hr 12 | 0.22653 | 4.2593e-05 | 0 | 0 | 0 | 0 | 0 | 0 | 0 | 0 | 0 | 0.0031592 | 1.86 | 0.12972 | 1.4928 | 1.4928 | 13.5968 | 0.8898 | 0.0016124 | 0.0058432 | 0.0039341 | 0 | 0 | 0.06302 | 0.016238 | 0.58962 | 0 | 12.1787 | 2.0585 | 1.4592 | 0.60107 | 0.79648 | 0 | 0 | 0 | 0 | -24.5645 | 0.056408 | 0 | 0.0044835 | 0 | -0.31174 | 0 | 0 | 0 | 0 | 0 | 0 | 0 | 0 | 2.9733 | 0 | 0 | 0 | 1.822 | 0 | 5.1379 | 5.1814 | 0.50924 | 42.0189 | 1.2254 | 3.0551 | 0 | 0.032612 | -0.22653 | 0.74789 | 0.22757 | 0 | 35.7657 | 18.8495 | -0.53827 | 0 | 0.60707 | 0 | 1.6728 | 0.15386
2025_01_23 Hr 13 | 0.18148 | 8.3979e-05 | 0 | 0 | 0 | 0 | 0 | 0 | 0 | 0 | 0 | 0.0031592 | 1.86 | 0.10564 | 1.4928 | 1.4928 | 13.5968 | 0.66735 | 0.0016124 | 0.0058432 | 0.0039341 | 0 | 0 | 0.06302 | 0.016238 | 0.47904 | 0 | 12.1787 | 2.0585 | 0.97277 | 0.60107 | 0.79648 | 0 | 0 | 0 | 0 | -18.8565 | 0.056408 | 0 | 0.0036513 | 0 | -0.25349 | 0 | 0 | 0 | 0 | 0 | 0 | 0 | 0 | 2.9733 | 0 | 0 | 0 | 1.822 | 0 | 5.1379 | 5.1814 | 0.33079 | 41.1995 | 1.2254 | 3.0551 | 0 | 0.032612 | -0.18148 | 0.74789 | 0.22757 | 0 | 40.5093 | 18.6012 | -0.43497 | 0 | 0.60707 | 0 | 1.6728 | 0.1531
2025_01_23 Hr 14 | 0.15853 | 6.4171e-05 | 0 | 0 | 0 | 0 | 0 | 0 | 0 | 0 | 0 | 0.0031592 | 2.16 | 0.15131 | 1.4928 | 1.4928 | 13.1953 | 0.81565 | 0.0016124 | 0.0058432 | 0.0039341 | 0 | 0 | 0.06302 | 0.016238 | 0.58957 | 0 | 11.9221 | 2.0585 | 1.3376 | 0.58604 | 0.79648 | 0 | 0 | 0 | 0 | -24.0774 | 0.056408 | 0 | 0.0045032 | 0 | -0.31312 | 0 | 0 | 0 | 0 | 0 | 0 | 0 | 0 | 2.6957 | 0 | 0 | 0 | 1.822 | 0 | 5.4184 | 5.4642 | 0.23939 | 41.7284 | 1.2254 | 3.0551 | 0 | 0.032612 | -0.15853 | 0.74789 | 0.22757 | 0 | 35.7188 | 18.5394 | -0.47165 | 0 | 0.60707 | 0 | 1.6728 | 0.1527
2025_01_23 Hr 15 | 0.090814 | 5.0058e-05 | 0 | 0 | 0 | 0 | 0 | 0 | 0 | 0 | 0 | 0.0031592 | 2.31 | 0.17131 | 1.4928 | 1.4928 | 11.8621 | 0.51905 | 0.0016124 | 0.0058432 | 0.0039341 | 0 | 0 | 0.06302 | 0.016238 | 0.60963 | 0 | 11.0852 | 2.0585 | 0.85117 | 0.53703 | 0.79648 | 0 | 0 | 0 | 0 | -20.8912 | 0.056408 | 0 | 0.0047674 | 0 | -0.33162 | 0 | 0 | 0 | 0 | 0 | 0 | 0 | 0 | 3.0429 | 0 | 0 | 0 | 1.822 | 0 | 5.5608 | 5.609 | 0.060934 | 39.0825 | 1.2254 | 3.0551 | 0 | 0.032612 | -0.090814 | 0.74789 | 0.22757 | 0 | 36.5297 | 18.7609 | -0.42243 | 0 | 0.60707 | 0 | 1.6728 | 0.15208
2025_01_23 Hr 16 | 0.045117 | 3.1022e-05 | 0 | 0 | 0 | 0 | 0 | 0 | 0 | 0 | 0 | 0.0031592 | 2.37 | 0.16943 | 1.4928 | 1.4928 | 13.5968 | 0.5932 | 0.0016124 | 0.0058432 | 0.0039341 | 0 | 0 | 0.06302 | 0.016238 | 0.58954 | 0 | 12.1787 | 2.0585 | 0.97277 | 0.60107 | 0.79648 | 0 | 0 | 0 | 0 | -25.3386 | 0.056408 | 0 | 0.0045958 | 0 | -0.31961 | 0 | 0 | 0 | 0 | 0 | 0 | 0 | 0 | 3.0423 | 0 | 0 | 0 | 1.822 | 0 | 5.4673 | 5.5147 | 0.060934 | 41.8986 | 1.2254 | 3.0551 | 0 | 0.032612 | -0.045117 | 0.74789 | 0.22757 | 0 | 35.0317 | 18.8364 | -0.36472 | 0 | 0.60707 | 0 | 1.6728 | 0.15178
2025_01_23 Hr 17 | 0 | 9.3178e-06 | 0 | 0.1469 | 0.1469 | 0.1469 | 0.1469 | 0.1469 | 0.1469 | 0 | 0 | 0.0031592 | 2.25 | 0.18635 | 1.4928 | 1.4928 | 13.5968 | 0.8898 | 0.0016124 | 0.0058432 | 0.0039341 | 0 | 0 | 0.06302 | 0.016238 | 1.0352 | 0 | 12.1787 | 2.0585 | 1.4592 | 0.60107 | 0.79648 | 0 | 0 | 0 | 0 | -35.8909 | 0.056408 | 0 | 0.0019726 | 0 | -0.37061 | 0 | 0 | 0 | 0 | 0 | 0 | 0 | 0 | 3.1119 | 0 | 0 | 0 | 1.822 | 0 | 5.9303 | 5.9793 | 0.060934 | 44.9362 | 1.2254 | 3.0551 | 0 | 0.032612 | 0 | 0.74789 | 0.22757 | 0 | 27.4346 | 18.7599 | -0.37061 | 0 | 0.60707 | 0 | 1.6728 | 0.15392
2025_01_23 Hr 18 | 0 | 0 | 0 | 0.25183 | 0.25183 | 0.25183 | 0.25183 | 0.25183 | 0.25183 | 0 | 0 | 0.0031592 | 2.28 | 0.1533 | 1.4928 | 1.4928 | 13.5968 | 0.8898 | 0.0016124 | 0.0058432 | 0.0039341 | 0 | 0 | 0.06302 | 0.016238 | 1.2582 | 0 | 12.1787 | 2.0585 | 1.4592 | 0.60107 | 0.79648 | 0 | 0 | 0 | 0 | -30.418 | 0.056408 | 0 | 0 | 0 | -0.30048 | 0 | 0 | 0 | 0 | 0 | 0 | 0 | 0 | 2.6963 | 0 | 0 | 0 | 1.822 | 0 | 5.1379 | 5.1814 | 0.060934 | 44.1985 | 1.2254 | 3.0551 | 0 | 0.032612 | 0 | 0.74789 | 0.22757 | 0 | 31.8229 | 18.3429 | -0.30048 | 0 | 0.60707 | 0 | 1.6728 | 0.15555
2025_01_23 Hr 19 | 0 | 0 | 0 | 0.25183 | 0.25183 | 0.25183 | 0.25183 | 0.25183 | 0.25183 | 0 | 0 | 0.0031592 | 2.55 | 0.15781 | 1.4928 | 1.4928 | 13.5968 | 0.8898 | 0.0016124 | 0.0058432 | 0.0039341 | 0 | 0 | 0.06302 | 0.016238 | 0.47904 | 0 | 12.1787 | 2.0585 | 1.4592 | 0.60107 | 0.79648 | 0 | 0 | 0 | 0 | -26.4944 | 0.056408 | 0 | 0 | 0 | -0.2764 | 0 | 0 | 0 | 0 | 0 | 0 | 0 | 0 | 3.0417 | 0 | 0 | 0 | 1.822 | 0 | 5.1379 | 5.1814 | 0.030467 | 43.4194 | 1.2254 | 3.0551 | 0 | 0.032612 | 0 | 0.74789 | 0.22757 | 0 | 35.5799 | 18.9313 | -0.2764 | 0 | 0.60707 | 0 | 1.6728 | 0.15452
2025_01_23 Hr 20 | 0 | 0 | 0 | 0.25183 | 0.25183 | 0.25183 | 0.25183 | 0.25183 | 0.25183 | 0 | 0 | 0.0031592 | 2.55 | 0.13578 | 1.4928 | 1.4928 | 13.5968 | 0.2966 | 0.0016124 | 0.0058432 | 0.0039341 | 0 | 0 | 0.06302 | 0.016238 | 0.47904 | 0 | 12.1787 | 2.0585 | 0.24319 | 0.60107 | 0.79648 | 0 | 0 | 0 | 0 | -22.2142 | 0.056408 | 0 | 0 | 0 | -0.23751 | 0 | 0 | 0 | 0 | 0 | 0 | 0 | 0 | 3.4567 | 0 | 0 | 0 | 1.822 | 0 | 5.1379 | 5.1814 | 0.091402 | 41.6102 | 1.2254 | 3.0551 | 0 | 0.032612 | 0 | 0.74789 | 0.22757 | 0 | 38.5432 | 19.3847 | -0.23751 | 0 | 0.60707 | 0 | 1.6728 | 0.15401
2025_01_23 Hr 21 | 0 | 0 | 0 | 0 | 0 | 0 | 0 | 0 | 0 | 0 | 0 | 0.0031592 | 2.64 | 0.13958 | 1.4928 | 1.4928 | 13.5968 | 0.2966 | 0.0016124 | 0.0058432 | 0.0039341 | 0 | 0 | 0.06302 | 0.016238 | 0.47904 | 0 | 12.1787 | 2.0585 | 0.36479 | 0.60107 | 0.79648 | 0 | 0 | 0 | 0 | -16.0485 | 0.056408 | 0 | 0.006231 | 0 | -0.23581 | 0 | 0 | 0 | 0 | 0 | 0 | 0 | 0 | 3.4573 | 0 | 0 | 0 | 1.822 | 0 | 5.1379 | 0 | 0.14798 | 35.0394 | 1.2254 | 3.0551 | 0 | 0.032612 | 0 | 0.74789 | 0.22757 | 0 | 38.2894 | 19.5343 | -0.23581 | 0 | 0.60707 | 0 | 1.6728 | 0.15267
2025_01_23 Hr 22 | 0 | 0 | 0 | 0 | 0 | 0 | 0 | 0 | 0 | 0 | 0 | 0.0031592 | 2.49 | 0.11502 | 1.4928 | 1.4928 | 12.3925 | 0 | 0.0016124 | 0.0058432 | 0.0039341 | 0 | 0 | 0.06302 | 0.016238 | 0.47904 | 0 | 12.1787 | 2.0585 | 0 | 0.60107 | 0.79648 | 0 | 0 | 0 | 0 | -9.3781 | 0.056408 | 0 | 0.0079189 | 0 | -0.20577 | 0 | 0 | 0 | 0 | 0 | 0 | 0 | 0 | 4.1481 | 0 | 0 | 0 | 1.822 | 0 | 0 | 0 | 0.14798 | 28.0358 | 1.2254 | 3.0551 | 0 | 0.032612 | 0 | 0.74789 | 0.22757 | 0 | 38.5009 | 20.0489 | -0.20577 | 0 | 0.60707 | 0 | 1.6728 | 0.15099
2025_01_23 Hr 23 | 0 | 0 | 0 | 0 | 0 | 0 | 0 | 0 | 0 | 0 | 0 | 0.0031592 | 2.31 | 0.10013 | 1.4928 | 1.4928 | 9.2624 | 0 | 0.0016124 | 0.0058432 | 0.0039341 | 0 | 0 | 0.06302 | 0.016238 | 0.47904 | 0 | 12.1922 | 2.0585 | 0 | 0.60344 | 0.79648 | 0 | 0 | 0 | 0 | -5.1232 | 0.056408 | 0 | 0.0074305 | 0 | -0.19295 | 0 | 0 | 0 | 0 | 0 | 0 | 0 | 0 | 4.424 | 0 | 0 | 0 | 1.822 | 0 | 0 | 0 | 0.14798 | 24.9192 | 1.2254 | 3.0551 | 0 | 0.032612 | 0 | 0.74789 | 0.22757 | 0 | 39.733 | 20.1299 | -0.19295 | 0 | 0.60707 | 0 | 1.6728 | 0.14861
2025_01_23 Hr 24 | 0 | 0 | 0 | 0 | 0 | 0 | 0 | 0 | 0 | 0 | 0 | 0.0031592 | 1.98 | 0.087706 | 1.4928 | 1.4928 | 9.2624 | 0 | 0.0016124 | 0.0058432 | 0.0039341 | 0 | 0 | 0.06302 | 0.016238 | 0.47904 | 0 | 12.1922 | 2.0585 | 0 | 0.60344 | 0.79648 | 0 | 0 | 0 | 0 | -5.1072 | 0.056408 | 0 | 0.0075936 | 0 | -0.19723 | 0 | 0 | 0 | 0 | 0 | 0 | 0 | 0 | 3.5269 | 0 | 0 | 0 | 1.822 | 0 | 0 | 0 | 0.060934 | 24.9192 | 1.2254 | 3.0551 | 0 | 0.032612 | 0 | 0.74789 | 0.22757 | 0 | 38.4164 | 18.8016 | -0.19723 | 0 | 0.60707 | 0 | 1.6728 | 0.14693
2025_01_24 Hr 01 | 0 | 0 | 0 | 0 | 0 | 0 | 0 | 0 | 0 | 0 | 0 | 0.0031592 | 1.86 | 0.082367 | 1.4928 | 1.4928 | 8.9355 | 0 | 0.0016124 | 0.0058432 | 0.0039341 | 0 | 0 | 0.06302 | 0.016238 | 0 | 0 | 9.7475 | 2.0585 | 0 | 0.60344 | 0.79648 | 0 | 0 | 0 | 0 | -6.5459 | 0.056408 | 0 | 0.033687 | 0 | -0.19718 | 0 | 0 | 0 | 0 | 0 | 0 | 0 | 0 | 3.0417 | 0 | 0 | 0 | 1.822 | 0 | 0 | 0 | 0.060934 | 21.6686 | 1.2254 | 3.0551 | 0 | 0.032612 | 0 | 0.74789 | 0.22757 | 0 | 33.1152 | 18.1897 | -0.19718 | 0 | 0.60707 | 0 | 1.6728 | 0.14553
2025_01_24 Hr 02 | 0 | 0 | 0 | 0 | 0 | 0 | 0 | 0 | 0 | 0 | 0 | 0.0031592 | 1.95 | 0.082235 | 1.4928 | 1.4928 | 10.9034 | 0 | 0.0016124 | 0.0058432 | 0.0039341 | 0 | 0 | 0.06302 | 0.016238 | 0 | 0 | 9.7475 | 2.0585 | 0 | 0.60344 | 0.79648 | 0 | 0 | 0 | 0 | -7.7501 | 0.056408 | 0 | 0.032081 | 0 | -0.18767 | 0 | 0 | 0 | 0 | 0 | 0 | 0 | 0 | 2.7652 | 0 | 0 | 0 | 1.822 | 0 | 0 | 0 | 0.030467 | 23.6365 | 1.2254 | 3.0551 | 0 | 0.032612 | 0 | 0.74789 | 0.22757 | 0 | 33.6708 | 17.972 | -0.18767 | 0 | 0.60707 | 0 | 1.6728 | 0.14489
2025_01_24 Hr 03 | 0 | 0 | 0 | 0 | 0 | 0 | 0 | 0 | 0 | 0 | 0 | 0.0031592 | 1.77 | 0.073559 | 1.4928 | 1.4928 | 10.9102 | 0 | 0.0016124 | 0.0058432 | 0.0039341 | 0 | 0 | 0.06302 | 0.016238 | 0 | 0 | 9.7475 | 2.0585 | 0 | 0.60344 | 0.79648 | 0 | 0 | 0 | 0 | -8.3493 | 0.056408 | 0 | 0.031615 | 0 | -0.18492 | 0 | 0 | 0 | 0 | 0 | 0 | 0 | 0 | 3.5952 | 0 | 0 | 0 | 1.822 | 0 | 0 | 0 | 0.060934 | 23.6433 | 1.2254 | 3.0551 | 0 | 0.032612 | 0 | 0.74789 | 0.22757 | 0 | 33.7526 | 18.6436 | -0.18492 | 0 | 0.60707 | 0 | 1.6728 | 0.14465
2025_01_24 Hr 04 | 0 | 0 | 0 | 0 | 0 | 0 | 0 | 0 | 0 | 0 | 0 | 0.0031592 | 1.26 | 0.052246 | 1.4928 | 1.4928 | 10.9102 | 0 | 0.0016124 | 0.0058432 | 0.0039341 | 0 | 0 | 0.06302 | 0.016238 | 0 | 0 | 9.7475 | 2.0585 | 0 | 0.60344 | 0.79648 | 0 | 0 | 0 | 0 | -7.3373 | 0.056408 | 0 | 0.031543 | 0 | -0.18449 | 0 | 0 | 0 | 0 | 0 | 0 | 0 | 0 | 3.8723 | 0 | 0 | 0 | 1.822 | 0 | 0 | 0 | 0 | 23.6433 | 1.2254 | 3.0551 | 0 | 0.032612 | 0 | 0.74789 | 0.22757 | 0 | 34.4501 | 18.3286 | -0.18449 | 0 | 0.60707 | 0 | 1.6728 | 0.14491
2025_01_24 Hr 05 | 0 | 0 | 0 | 0 | 0 | 0 | 0 | 0 | 0 | 0 | 0 | 0.0031592 | 0.96 | 0.042082 | 1.4928 | 1.4928 | 10.9102 | 0 | 0.0016124 | 0.0058432 | 0.0039341 | 0 | 0 | 0.06302 | 0.016238 | 0 | 0 | 9.7475 | 2.0585 | 0 | 0.60344 | 0.79648 | 0 | 0 | 0 | 0 | -7.1974 | 0.056408 | 0 | 0.033346 | 0 | -0.19516 | 0 | 0 | 0 | 0 | 0 | 0 | 0 | 0 | 4.4948 | 0 | 0 | 0 | 1.822 | 0 | 0 | 0 | 0 | 23.6433 | 1.2254 | 3.0551 | 0 | 0.032612 | 0 | 0.74789 | 0.22757 | 0 | 34.8928 | 18.6421 | -0.19516 | 0 | 0.60707 | 0 | 1.6728 | 0.14604
2025_01_24 Hr 06 | 0 | 0 | 0 | 0 | 0 | 0 | 0 | 0 | 0 | 0 | 0 | 0.0031592 | 0.63 | 0.036888 | 1.4928 | 1.4928 | 10.9102 | 0.71475 | 0.0016124 | 0.0058432 | 0.0039341 | 0 | 0 | 0.06302 | 0.016238 | 0 | 0 | 9.7475 | 2.0585 | 0 | 0.60344 | 0.79648 | 0 | 0 | 0 | 0 | -10.5968 | 0.056408 | 0 | 0.044542 | 0 | -0.26139 | 0 | 0 | 0 | 0 | 0 | 0 | 0 | 0 | 4.493 | 0 | 0 | 0 | 1.822 | 0 | 0 | 0 | 0.030467 | 24.358 | 1.2254 | 3.0551 | 0 | 0.032612 | 0 | 0.74789 | 0.22757 | 0 | 31.8376 | 18.3378 | -0.26139 | 0 | 0.60707 | 0 | 1.6728 | 0.14834
2025_01_24 Hr 07 | 0 | 0 | 0 | 0 | 0 | 0 | 0 | 0 | 0 | 0 | 0 | 0.0031592 | 0.54 | 0.020547 | 1.4928 | 1.4928 | 10.8717 | 0 | 0.0016124 | 0.0058432 | 0.0039341 | 0 | 0 | 0.06302 | 0.016238 | 0 | 0 | 9.7367 | 2.0585 | 0 | 0.60107 | 0.79648 | 0 | 0 | 0 | 0 | -5.3385 | 0.056408 | 0 | 0.028946 | 0 | -0.16913 | 0 | 0 | 0 | 0 | 0 | 0 | 0 | 0 | 4.77 | 0 | 0 | 0 | 1.822 | 0 | 0 | 0 | 0.030467 | 23.594 | 1.2254 | 3.0551 | 0 | 0.032612 | 0 | 0.74789 | 0.22757 | 0 | 36.5957 | 18.5093 | -0.16913 | 0 | 0.60707 | 0 | 1.6728 | 0.15148
2025_01_24 Hr 08 | 0 | 0 | 0 | 0 | 0 | 0 | 0 | 0 | 0 | 0 | 0 | 0.0031592 | 0.81 | 0.030822 | 1.4928 | 1.4928 | 9.5878 | 0.11858 | 0.0016124 | 0.0058432 | 0.0039341 | 0 | 0 | 0.06302 | 0.016238 | 0 | 0 | 9.1213 | 2.0585 | 0.19443 | 0.55599 | 0.79648 | 0 | 0 | 0 | 0.50633 | -4.214 | 0.056408 | 0 | 0.028947 | 0 | -0.16913 | 0 | 0 | 0 | 0 | 0 | 0 | 0 | 0 | 4.0096 | 0 | 0 | 0 | 1.822 | 0 | 0 | 0 | 0.060934 | 22.0077 | 1.2254 | 3.0551 | 0 | 0.032612 | 0 | 0.74789 | 0.22757 | 0 | 36.1476 | 18.0167 | -0.16913 | 0 | 0.60707 | 0 | 1.6728 | 0.15362
2025_01_24 Hr 09 | 0.20415 | 0 | 0 | 0 | 0 | 0 | 0 | 0 | 0 | 0 | 0 | 0.0031592 | 0.78 | 0.033856 | 1.4928 | 1.4928 | 8.6155 | 0.35573 | 0.0016124 | 0.0058432 | 0.0039341 | 0 | 0 | 0.06302 | 0.016238 | 0 | 0 | 8.7406 | 2.0585 | 0.58329 | 0.5281 | 0.79648 | 0 | 0 | 0 | 0.028329 | -2.0045 | 0.056408 | 0 | 0.033019 | 0 | -0.19322 | 0 | 0 | 0 | 0 | 0 | 0 | 0 | 0 | 4.0108 | 0 | 0 | 0 | 1.822 | 0 | 0 | 0 | 0.091402 | 21.2807 | 1.2254 | 3.0551 | 0 | 0.032612 | -0.20415 | 0.74789 | 0.22757 | 0 | 37.1049 | 18.1977 | -0.39737 | 0 | 0.60707 | 0 | 1.6728 | 0.15368
2025_01_24 Hr 10 | 0.38651 | 4.883e-06 | 0 | 0 | 0 | 0 | 0 | 0 | 0 | 0 | 0 | 0.0031592 | 0.48 | 0.020834 | 1.4928 | 1.4928 | 8.9055 | 0.35573 | 0.0016124 | 0.0058432 | 0.0039341 | 0 | 0 | 0.06302 | 0.016238 | 0 | 0 | 9.7367 | 2.0585 | 0.38886 | 0.60107 | 0.79648 | 0 | 0 | 0 | 0 | -1.5852 | 0.056408 | 0 | 0.033019 | 0 | -0.19322 | 0 | 0 | 0 | 0 | 0 | 0 | 0 | 0 | 3.5262 | 0 | 0 | 0 | 1.822 | 0 | 0 | 0 | 0.060934 | 22.3724 | 1.2254 | 3.0551 | 0 | 0.032612 | -0.38651 | 0.74789 | 0.22757 | 0 | 37.8318 | 17.6243 | -0.57973 | 0 | 0.60707 | 0 | 1.6728 | 0.15294
2025_01_24 Hr 11 | 0.5977 | 2.4064e-05 | 0 | 0 | 0 | 0 | 0 | 0 | 0 | 0 | 0 | 0.0031592 | 0.21 | 0.0073125 | 1.4928 | 1.4928 | 8.915 | 0 | 0.0016124 | 0.0058432 | 0.0039341 | 0 | 0 | 0.06302 | 0.016238 | 0 | 0 | 9.3072 | 2.0585 | 0 | 0.56961 | 0.79648 | 0 | 0 | 0 | 1.062 | -1.3689 | 0.056408 | 0 | 0.026489 | 0 | -0.1546 | 0 | 0 | 0 | 0 | 0 | 0 | 0 | 0 | 3.5256 | 0 | 0 | 0 | 1.822 | 0 | 0 | 0 | 0 | 21.2078 | 1.2254 | 3.0551 | 0 | 0.032612 | -0.5977 | 0.74789 | 0.22757 | 0 | 37.6071 | 17.4584 | -0.7523 | 0 | 0.60707 | 0 | 1.6728 | 0.15237
2025_01_24 Hr 12 | 0.52215 | 2.596e-05 | 0 | 0 | 0 | 0 | 0 | 0 | 0 | 0 | 0 | 0.0031592 | 0.27 | 0.009481 | 1.4928 | 1.4928 | 7.3827 | 0 | 0.0016124 | 0.0058432 | 0.0039341 | 0 | 0 | 0.06302 | 0.016238 | 0 | 0 | 8.5296 | 2.0585 | 0 | 0.51264 | 0.79648 | 0 | 0 | 0 | 2.621 | 0 | 0.056408 | 0 | 0.026712 | 0 | -0.15592 | 0 | 0 | 0 | 0 | 0 | 0 | 0 | 0 | 3.0423 | 0 | 0 | 0 | 1.822 | 0 | 0 | 0 | 0 | 18.8978 | 1.2254 | 3.0551 | 0 | 0.032612 | -0.52215 | 0.74789 | 0.22757 | 0 | 37.7453 | 16.9046 | -0.67806 | 0 | 0.60707 | 0 | 1.6728 | 0.15222
2025_01_24 Hr 13 | 0.52222 | 3.1025e-05 | 0 | 0 | 0 | 0 | 0 | 0 | 0 | 0 | 0 | 0.0031592 | 0.63 | 0.021717 | 1.4928 | 1.4928 | 7.1651 | 0 | 0.0016124 | 0.0058432 | 0.0039341 | 0 | 0 | 0.06302 | 0.016238 | 0 | 0 | 8.7406 | 2.0585 | 0 | 0.5281 | 0.79648 | 0 | 0 | 0 | 1.9385 | -0.024564 | 0.056408 | 0 | 0.026223 | 0 | -0.15302 | 0 | 0 | 0 | 0 | 0 | 0 | 0 | 0 | 2.9733 | 0 | 0 | 0 | 1.822 | 0 | 0 | 0 | 0 | 18.8913 | 1.2254 | 3.0551 | 0 | 0.032612 | -0.52222 | 0.74789 | 0.22757 | 0 | 37.3533 | 17.2232 | -0.67524 | 0 | 0.60707 | 0 | 1.6728 | 0.15206
2025_01_24 Hr 14 | 0.52222 | 3.5224e-05 | 0 | 0 | 0 | 0 | 0 | 0 | 0 | 0 | 0 | 0.0031592 | 0.99 | 0.034996 | 1.4126 | 1.4126 | 8.6154 | 0 | 0.0016124 | 0.0058432 | 0.0039341 | 0 | 0 | 0.06302 | 0.016238 | 0 | 0 | 9.4548 | 2.0585 | 0 | 0.58042 | 0.79648 | 0 | 0 | 0 | 0.96767 | -0.94168 | 0.056408 | 0 | 0.026891 | 0 | -0.15697 | 0 | 0 | 0 | 0 | 0 | 0 | 0 | 0 | 1.7283 | 0 | 0 | 0 | 1.822 | 0 | 0 | 0 | 0 | 20.8955 | 1.2254 | 3.0551 | 0 | 0.032612 | -0.52222 | 0.74789 | 0.22757 | 0 | 36.6455 | 16.4033 | -0.67919 | 0 | 0.60707 | 0 | 1.6728 | 0.15151
2025_01_24 Hr 15 | 0.45429 | 3.656e-05 | 0 | 0 | 0 | 0 | 0 | 0 | 0 | 0 | 0 | 0.0031592 | 1.2 | 0.040743 | 0.65314 | 0.65316 | 7.8903 | 0 | 0.0016124 | 0.0058432 | 0.0039341 | 0 | 0 | 0.06302 | 0.016238 | 0 | 0 | 8.1384 | 2.0585 | 0 | 0.48399 | 0.79648 | 0 | 0 | 0 | 3.7771 | 0 | 0.056408 | 0 | 0.025828 | 0 | -0.15069 | 0 | 0 | 0 | 0 | 0 | 0 | 0 | 0 | 2.0024 | 0 | 0 | 0 | 1.822 | 0 | 0 | 0 | 0 | 17.335 | 1.2254 | 3.0551 | 0 | 0.032612 | -0.45429 | 0.74789 | 0.22757 | 0 | 37.236 | 16.7288 | -0.60498 | 0 | 0.60707 | 0 | 1.6728 | 0.1516
2025_01_24 Hr 16 | 0.045117 | 2.9152e-05 | 0 | 0 | 0 | 0 | 0 | 0 | 0 | 0 | 0 | 0.0031592 | 1.44 | 0.051215 | 1.085 | 1.0847 | 7.8902 | 0.11858 | 0.0016124 | 0.0058432 | 0.0039341 | 0 | 0 | 0.06302 | 0.016238 | 0 | 0 | 8.4763 | 2.0585 | 0.097215 | 0.50874 | 0.79648 | 0 | 0 | 0 | 1.6989 | -0.79055 | 0.056408 | 0 | 0.027056 | 0 | -0.15795 | 0 | 0 | 0 | 0 | 0 | 0 | 0 | 0 | 2.3508 | 0 | 0 | 0 | 1.822 | 0 | 0 | 0 | 0 | 18.752 | 1.2254 | 3.0551 | 0 | 0.032612 | -0.045117 | 0.74789 | 0.22757 | 0 | 36.4004 | 16.9431 | -0.20306 | 0 | 0.60707 | 0 | 1.6728 | 0.15139
2025_01_24 Hr 17 | 0.068002 | 8.2188e-06 | 0 | 0 | 0 | 0 | 0 | 0 | 0 | 0 | 0 | 0.0031592 | 1.62 | 0.075314 | 1.434 | 1.4337 | 10.5963 | 0.47431 | 0.0016124 | 0.0058432 | 0.0039341 | 0 | 0 | 0.06302 | 0.016238 | 0 | 0 | 9.7367 | 2.0585 | 0.77772 | 0.60107 | 0.79648 | 0 | 0 | 0 | 0 | -8.5334 | 0.056408 | 0 | 0.035366 | 0 | -0.2071 | 0 | 0 | 0 | 0 | 0 | 0 | 0 | 0 | 2.8354 | 0 | 0 | 0 | 1.822 | 0 | 0 | 0 | 0 | 24.4528 | 1.2254 | 3.0551 | 0 | 0.032612 | -0.068002 | 0.74789 | 0.22757 | 0 | 33.3921 | 17.7479 | -0.27511 | 0 | 0.60707 | 0 | 1.6728 | 0.15235
2025_01_24 Hr 18 | 0 | 0 | 0 | 0 | 0 | 0 | 0 | 0 | 0 | 0 | 0 | 0.0031592 | 2.25 | 0.10939 | 1.4928 | 1.4928 | 10.8717 | 0.71146 | 0.0016124 | 0.0058432 | 0.0039341 | 0 | 0 | 0.06302 | 0.016238 | 0 | 0 | 9.7367 | 2.0585 | 1.1666 | 0.60107 | 0.79648 | 0 | 0 | 0 | 0 | -9.9573 | 0.056408 | 0 | 0.036985 | 0 | -0.21669 | 0 | 0 | 0 | 0 | 0 | 0 | 0 | 0 | 2.0732 | 0 | 0 | 0 | 1.822 | 0 | 0 | 0 | 0 | 25.472 | 1.2254 | 3.0551 | 0 | 0.032612 | 0 | 0.74789 | 0.22757 | 0 | 32.8812 | 17.5831 | -0.21669 | 0 | 0.60707 | 0 | 1.6728 | 0.15376
2025_01_24 Hr 19 | 0 | 0 | 0 | 0 | 0 | 0 | 0 | 0 | 0 | 0 | 0 | 0.0031592 | 2.52 | 0.1288 | 1.4928 | 1.4928 | 10.8717 | 0.71146 | 0.0016124 | 0.0058432 | 0.0039341 | 0 | 0 | 0.06302 | 0.016238 | 0 | 0 | 9.7367 | 2.0585 | 1.1666 | 0.60107 | 0.79648 | 0 | 0 | 0 | 0 | -9.5572 | 0.056408 | 0 | 0.03888 | 0 | -0.22789 | 0 | 0 | 0 | 0 | 0 | 0 | 0 | 0 | 2.1427 | 0 | 0 | 0 | 1.822 | 0 | 0 | 0 | 0 | 25.472 | 1.2254 | 3.0551 | 0 | 0.032612 | 0 | 0.74789 | 0.22757 | 0 | 33.6274 | 17.9405 | -0.22789 | 0 | 0.60707 | 0 | 1.6728 | 0.15215
2025_01_24 Hr 20 | 0 | 0 | 0 | 0 | 0 | 0 | 0 | 0 | 0 | 0 | 0 | 0.0031592 | 2.64 | 0.1309 | 1.4928 | 1.4928 | 10.8717 | 0.71146 | 0.0016124 | 0.0058432 | 0.0039341 | 0 | 0 | 0.06302 | 0.016238 | 0 | 0 | 9.7367 | 2.0585 | 1.1666 | 0.60107 | 0.79648 | 0 | 0 | 0 | 0 | -9.9312 | 0.056408 | 0 | 0.037719 | 0 | -0.22103 | 0 | 0 | 0 | 0 | 0 | 0 | 0 | 0 | 2.9721 | 0 | 0 | 0 | 1.822 | 0 | 0 | 0 | 0.030467 | 25.472 | 1.2254 | 3.0551 | 0 | 0.032612 | 0 | 0.74789 | 0.22757 | 0 | 34.2415 | 18.9217 | -0.22103 | 0 | 0.60707 | 0 | 1.6728 | 0.15146
2025_01_24 Hr 21 | 0 | 0 | 0 | 0 | 0 | 0 | 0 | 0 | 0 | 0 | 0 | 0.0031592 | 2.7 | 0.10675 | 1.4928 | 1.4928 | 10.8717 | 0 | 0.0016124 | 0.0058432 | 0.0039341 | 0 | 0 | 0.06302 | 0.016238 | 0 | 0 | 9.7367 | 2.0585 | 0 | 0.60107 | 0.79648 | 0 | 0 | 0 | 0 | -6.0993 | 0.056408 | 0 | 0.030076 | 0 | -0.17581 | 0 | 0 | 0 | 0 | 0 | 0 | 0 | 0 | 3.5269 | 0 | 0 | 0 | 1.822 | 0 | 0 | 0 | 0.060934 | 23.594 | 1.2254 | 3.0551 | 0 | 0.032612 | 0 | 0.74789 | 0.22757 | 0 | 36.8605 | 19.5416 | -0.17581 | 0 | 0.60707 | 0 | 1.6728 | 0.15027
2025_01_24 Hr 22 | 0 | 0 | 0 | 0 | 0 | 0 | 0 | 0 | 0 | 0 | 0 | 0.0031592 | 2.58 | 0.096338 | 1.4928 | 1.4928 | 9.5878 | 0 | 0.0016124 | 0.0058432 | 0.0039341 | 0 | 0 | 0.06302 | 0.016238 | 0 | 0 | 9.7367 | 2.0585 | 0 | 0.60107 | 0.79648 | 0 | 0 | 0 | 0 | -4.6624 | 0.056408 | 0 | 0.028405 | 0 | -0.16593 | 0 | 0 | 0 | 0 | 0 | 0 | 0 | 0 | 3.8033 | 0 | 0 | 0 | 1.822 | 0 | 0 | 0 | 0.030467 | 22.3101 | 1.2254 | 3.0551 | 0 | 0.032612 | 0 | 0.74789 | 0.22757 | 0 | 37.138 | 19.6562 | -0.16593 | 0 | 0.60707 | 0 | 1.6728 | 0.14926
2025_01_24 Hr 23 | 0 | 0 | 0 | 0 | 0 | 0 | 0 | 0 | 0 | 0 | 0 | 0.0031592 | 2.64 | 0.12867 | 1.4928 | 1.4928 | 8.6442 | 0.71475 | 0.0016124 | 0.0058432 | 0.0039341 | 0 | 0 | 0.06302 | 0.016238 | 0 | 0 | 9.7475 | 2.0585 | 0 | 0.60344 | 0.79648 | 0 | 0 | 0 | 0 | -6.8004 | 0.056408 | 0 | 0.037077 | 0 | -0.21723 | 0 | 0 | 0 | 0 | 0 | 0 | 0 | 0 | 4.0096 | 0 | 0 | 0 | 1.822 | 0 | 0 | 0 | 0.030467 | 22.092 | 1.2254 | 3.0551 | 0 | 0.032612 | 0 | 0.74789 | 0.22757 | 0 | 35.0299 | 19.9555 | -0.21723 | 0 | 0.60707 | 0 | 1.6728 | 0.14757
2025_01_24 Hr 24 | 0 | 0 | 0 | 0 | 0 | 0 | 0 | 0 | 0 | 0 | 0 | 0.0031592 | 2.58 | 0.12813 | 1.4928 | 1.4928 | 10.8724 | 0 | 0.0016124 | 0.0058432 | 0.0039341 | 0 | 0 | 0.06302 | 0.016238 | 0 | 0 | 9.7475 | 2.0585 | 0 | 0.60344 | 0.79648 | 0 | 0 | 0 | 0 | -9.1706 | 0.056408 | 0 | 0.037779 | 0 | -0.22138 | 0 | 0 | 0 | 0 | 0 | 0 | 0 | 0 | 4.4252 | 0 | 0 | 0 | 1.822 | 0 | 0 | 0 | 0 | 23.6055 | 1.2254 | 3.0551 | 0 | 0.032612 | 0 | 0.74789 | 0.22757 | 0 | 34.492 | 20.2784 | -0.22138 | 0 | 0.60707 | 0 | 1.6728 | 0.1459
2025_01_25 Hr 01 | 0 | 0 | 0 | 0 | 0 | 0 | 0 | 0 | 0 | 0 | 0 | 0.0031592 | 2.64 | 0.12233 | 1.4928 | 1.4928 | 10.4287 | 0 | 0.0016124 | 0.0058432 | 0.0039341 | 0 | 0 | 0.06302 | 0.016238 | 0 | 0 | 9.3171 | 2.0585 | 0 | 0.60344 | 0.79648 | 0 | 0 | 0 | 0 | -12.5325 | 0.056408 | 0 | 0.03525 | 0 | -0.20642 | 0 | 0 | 0 | 0 | 0 | 0 | 0 | 0 | 4.2867 | 0 | 0 | 0 | 1.822 | 0 | 0 | 0 | 0 | 22.7314 | 1.2254 | 3.0551 | 0 | 0.032612 | 0 | 0.74789 | 0.22757 | 0 | 30.1855 | 20.193 | -0.20642 | 0 | 0.60707 | 0 | 1.6728 | 0.14487
2025_01_25 Hr 02 | 0 | 0 | 0 | 0 | 0 | 0 | 0 | 0 | 0 | 0 | 0 | 0.0031592 | 2.76 | 0.12769 | 1.4928 | 1.4928 | 10.4287 | 0 | 0.0016124 | 0.0058432 | 0.0039341 | 0 | 0 | 0.06302 | 0.016238 | 0 | 0 | 9.3171 | 2.0585 | 0 | 0.60344 | 0.79648 | 0 | 0 | 0 | 0 | -11.4506 | 0.056408 | 0 | 0.035194 | 0 | -0.20609 | 0 | 0 | 0 | 0 | 0 | 0 | 0 | 0 | 3.5952 | 0 | 0 | 0 | 1.822 | 0 | 0 | 0 | 0 | 22.7314 | 1.2254 | 3.0551 | 0 | 0.032612 | 0 | 0.74789 | 0.22757 | 0 | 30.701 | 19.6264 | -0.20609 | 0 | 0.60707 | 0 | 1.6728 | 0.14428
2025_01_25 Hr 03 | 0 | 0 | 0 | 0 | 0 | 0 | 0 | 0 | 0 | 0 | 0 | 0.0031592 | 2.79 | 0.15113 | 1.4928 | 1.4928 | 10.4287 | 0 | 0.0016124 | 0.0058432 | 0.0039341 | 0 | 0 | 0.06302 | 0.016238 | 0 | 0 | 9.3171 | 2.0585 | 0 | 0.60344 | 0.79648 | 0 | 0 | 0 | 0 | -13.4285 | 0.056408 | 0 | 0.041208 | 0 | -0.24166 | 0 | 0 | 0 | 0 | 0 | 0 | 0 | 0 | 3.3181 | 0 | 0 | 0 | 1.822 | 0 | 0 | 0 | 0.030467 | 22.7314 | 1.2254 | 3.0551 | 0 | 0.032612 | 0 | 0.74789 | 0.22757 | 0 | 28.4941 | 19.4329 | -0.24166 | 0 | 0.60707 | 0 | 1.6728 | 0.14399
2025_01_25 Hr 04 | 0 | 0 | 0 | 0 | 0 | 0 | 0 | 0 | 0 | 0 | 0 | 0.0031592 | 2.73 | 0.15533 | 1.4928 | 1.4928 | 10.4287 | 0 | 0.0016124 | 0.0058432 | 0.0039341 | 0 | 0 | 0.06302 | 0.016238 | 0 | 0 | 9.3171 | 2.0585 | 0 | 0.60344 | 0.79648 | 0 | 0 | 0 | 0 | -12.5151 | 0.056408 | 0 | 0.043282 | 0 | -0.25394 | 0 | 0 | 0 | 0 | 0 | 0 | 0 | 0 | 3.3883 | 0 | 0 | 0 | 1.822 | 0 | 0 | 0 | 0.060934 | 22.7314 | 1.2254 | 3.0551 | 0 | 0.032612 | 0 | 0.74789 | 0.22757 | 0 | 29.4395 | 19.4771 | -0.25394 | 0 | 0.60707 | 0 | 1.6728 | 0.14334
2025_01_25 Hr 05 | 0 | 0 | 0 | 0 | 0 | 0 | 0 | 0 | 0 | 0 | 0 | 0.0031592 | 2.46 | 0.1368 | 1.4928 | 1.4928 | 10.4287 | 0 | 0.0016124 | 0.0058432 | 0.0039341 | 0 | 0 | 0.06302 | 0.016238 | 0 | 0 | 9.3171 | 2.0585 | 0 | 0.60344 | 0.79648 | 0 | 0 | 0 | 0 | -12.5819 | 0.056408 | 0 | 0.042304 | 0 | -0.24815 | 0 | 0 | 0 | 0 | 0 | 0 | 0 | 0 | 3.0411 | 0 | 0 | 0 | 1.822 | 0 | 0 | 0 | 0.091402 | 22.7314 | 1.2254 | 3.0551 | 0 | 0.032612 | 0 | 0.74789 | 0.22757 | 0 | 28.774 | 18.8727 | -0.24815 | 0 | 0.60707 | 0 | 1.6728 | 0.14424
2025_01_25 Hr 06 | 0 | 0 | 0 | 0 | 0 | 0 | 0 | 0 | 0 | 0 | 0 | 0.0031592 | 2.22 | 0.12453 | 1.4928 | 1.4928 | 10.4287 | 0 | 0.0016124 | 0.0058432 | 0.0039341 | 0 | 0 | 0.06302 | 0.016238 | 0 | 0 | 9.3171 | 2.0585 | 0 | 0.60344 | 0.79648 | 0 | 0 | 0 | 0 | -12.8917 | 0.056408 | 0 | 0.042672 | 0 | -0.25033 | 0 | 0 | 0 | 0 | 0 | 0 | 0 | 0 | 3.2492 | 0 | 0 | 0 | 1.822 | 0 | 0 | 0 | 0.060934 | 22.7314 | 1.2254 | 3.0551 | 0 | 0.032612 | 0 | 0.74789 | 0.22757 | 0 | 28.3887 | 18.7993 | -0.25033 | 0 | 0.60707 | 0 | 1.6728 | 0.14544
2025_01_25 Hr 07 | 0 | 0 | 0 | 0 | 0 | 0 | 0 | 0 | 0 | 0 | 0 | 0.0031592 | 1.95 | 0.10476 | 1.4928 | 1.4928 | 10.3919 | 0.68007 | 0.0016124 | 0.0058432 | 0.0039341 | 0 | 0 | 0.06302 | 0.016238 | 0 | 0 | 9.3068 | 2.0585 | 0 | 0.60107 | 0.79648 | 0 | 0 | 0 | 0 | -10.5998 | 0.056408 | 0 | 0.040867 | 0 | -0.23965 | 0 | 0 | 0 | 0 | 0 | 0 | 0 | 0 | 2.905 | 0 | 0 | 0 | 1.822 | 0 | 0 | 0 | 0.030467 | 23.3643 | 1.2254 | 3.0551 | 0 | 0.032612 | 0 | 0.74789 | 0.22757 | 0 | 30.6588 | 18.1339 | -0.23965 | 0 | 0.60707 | 0 | 1.6728 | 0.14694
2025_01_25 Hr 08 | 0 | 0 | 0 | 0 | 0 | 0 | 0 | 0 | 0 | 0 | 0 | 0.0031592 | 1.86 | 0.10331 | 1.4928 | 1.4928 | 10.0851 | 0.51005 | 0.0016124 | 0.0058432 | 0.0039341 | 0 | 0 | 0.06302 | 0.016238 | 0 | 0 | 9.3068 | 2.0585 | 0 | 0.60107 | 0.79648 | 0 | 0 | 0 | 0 | -9.9764 | 0.056408 | 0 | 0.042251 | 0 | -0.24784 | 0 | 0 | 0 | 0 | 0 | 0 | 0 | 0 | 2.6273 | 0 | 0 | 0 | 1.822 | 0 | 0 | 0 | 0.14798 | 22.8875 | 1.2254 | 3.0551 | 0 | 0.032612 | 0 | 0.74789 | 0.22757 | 0 | 30.5471 | 17.8838 | -0.24784 | 0 | 0.60707 | 0 | 1.6728 | 0.1484
2025_01_25 Hr 09 | 0 | 0 | 0 | 0 | 0 | 0 | 0 | 0 | 0 | 0 | 0 | 0.0031592 | 1.62 | 0.071731 | 1.4928 | 1.4928 | 8.5125 | 0.45338 | 0.0016124 | 0.0058432 | 0.0039341 | 0 | 0 | 0.06302 | 0.016238 | 0 | 0 | 9.3068 | 2.0585 | 0.65045 | 0.60107 | 0.79648 | 0 | 0 | 0 | 0 | -5.071 | 0.056408 | 0 | 0.033683 | 0 | -0.19715 | 0 | 0 | 0 | 0 | 0 | 0 | 0 | 0 | 2.4204 | 0 | 0 | 0 | 1.822 | 0 | 0 | 0 | 0 | 21.9087 | 1.2254 | 3.0551 | 0 | 0.032612 | 0 | 0.74789 | 0.22757 | 0 | 33.8992 | 17.2586 | -0.19715 | 0 | 0.60707 | 0 | 1.6728 | 0.14966
2025_01_25 Hr 10 | 0.067929 | 2.1318e-05 | 0 | 0 | 0 | 0 | 0 | 0 | 0 | 0 | 0 | 0.0031592 | 1.02 | 0.043645 | 1.4928 | 1.4928 | 10.0787 | 0.28336 | 0.0016124 | 0.0058432 | 0.0039341 | 0 | 0 | 0.06302 | 0.016238 | 0 | 0 | 9.3068 | 2.0585 | 0.37169 | 0.60107 | 0.79648 | 0 | 0 | 0 | 0 | -5.2582 | 0.056408 | 0 | 0.032551 | 0 | -0.19045 | 0 | 0 | 0 | 0 | 0 | 0 | 0 | 0 | 2.7652 | 0 | 0 | 0 | 1.822 | 0 | 0 | 0 | 0.030467 | 23.0261 | 1.2254 | 3.0551 | 0 | 0.032612 | -0.067929 | 0.74789 | 0.22757 | 0 | 34.5834 | 17.074 | -0.25838 | 0 | 0.60707 | 0 | 1.6728 | 0.14987
2025_01_25 Hr 11 | 0.090814 | 0.00010454 | 0 | 0 | 0 | 0 | 0 | 0 | 0 | 0 | 0 | 0.0031592 | 0.54 | 0.021682 | 1.4928 | 1.4928 | 8.5125 | 0.17002 | 0.0016124 | 0.0058432 | 0.0039341 | 0 | 0 | 0.06302 | 0.016238 | 0 | 0 | 9.3068 | 2.0585 | 0.18584 | 0.60107 | 0.79648 | 0 | 0 | 0 | 0 | -1.2681 | 0.056408 | 0 | 0.030544 | 0 | -0.17858 | 0 | 0 | 0 | 0 | 0 | 0 | 0 | 0 | 2.7658 | 0 | 0 | 0 | 1.822 | 0 | 0 | 0 | 0.33079 | 21.1608 | 1.2254 | 3.0551 | 0 | 0.032612 | -0.090814 | 0.74789 | 0.22757 | 0 | 36.5189 | 16.8957 | -0.26939 | 0 | 0.60707 | 0 | 1.6728 | 0.14964
2025_01_25 Hr 12 | 0.15853 | 0.00018005 | 0 | 0 | 0 | 0 | 0 | 0 | 0 | 0 | 0 | 0.0031592 | 0.51 | 0.021006 | 1.4928 | 1.4928 | 10.3855 | 0.28336 | 0.0016124 | 0.0058432 | 0.0039341 | 0 | 0 | 0.06302 | 0.016238 | 0 | 0 | 9.3068 | 2.0585 | 0 | 0.60107 | 0.79648 | 0 | 0 | 0 | 0 | -1.1559 | 0.056408 | 0 | 0.031332 | 0 | -0.18325 | 0 | 0 | 0 | 0 | 0 | 0 | 0 | 0 | 2.0054 | 0 | 0 | 0 | 1.822 | 0 | 0 | 0 | 0.20892 | 22.9612 | 1.2254 | 3.0551 | 0 | 0.032612 | -0.15853 | 0.74789 | 0.22757 | 0 | 37.5131 | 16.0496 | -0.34177 | 0 | 0.60707 | 0 | 1.6728 | 0.14878
2025_01_25 Hr 13 | 0.38643 | 9.4351e-05 | 0 | 0 | 0 | 0 | 0 | 0 | 0 | 0 | 0 | 0.0031592 | 0.54 | 0.022169 | 1.4928 | 1.4928 | 10.3919 | 0.17002 | 0.0016124 | 0.0058432 | 0.0039341 | 0 | 0 | 0.06302 | 0.016238 | 0 | 0 | 9.3068 | 2.0585 | 0 | 0.60107 | 0.79648 | 0 | 0 | 0 | 0.050555 | -0.33886 | 0.056408 | 0 | 0.031231 | 0 | -0.18264 | 0 | 0 | 0 | 0 | 0 | 0 | 0 | 0 | 1.7979 | 0 | 0 | 0 | 1.822 | 0 | 0 | 0 | 0.060934 | 22.8543 | 1.2254 | 3.0551 | 0 | 0.032612 | -0.38643 | 0.74789 | 0.22757 | 0 | 37.9495 | 15.9526 | -0.56908 | 0 | 0.60707 | 0 | 1.6728 | 0.14823
2025_01_25 Hr 14 | 0.22653 | 5.8061e-05 | 0 | 0 | 0 | 0 | 0 | 0 | 0 | 0 | 0 | 0.0031592 | 0.57 | 0.0234 | 1.4928 | 1.4928 | 10.3919 | 0.22669 | 0.0016124 | 0.0058432 | 0.0039341 | 0 | 0 | 0.06302 | 0.016238 | 0 | 0 | 9.3068 | 2.0585 | 0 | 0.60107 | 0.79648 | 0 | 0 | 0 | 0 | -0.66662 | 0.056408 | 0 | 0.03123 | 0 | -0.18264 | 0 | 0 | 0 | 0 | 0 | 0 | 0 | 0 | 1.9358 | 0 | 0 | 0 | 1.822 | 0 | 0 | 0 | 0 | 22.911 | 1.2254 | 3.0551 | 0 | 0.032612 | -0.22653 | 0.74789 | 0.22757 | 0 | 37.7357 | 15.9005 | -0.40917 | 0 | 0.60707 | 0 | 1.6728 | 0.14788
2025_01_25 Hr 15 | 0.31807 | 3.7912e-05 | 0 | 0 | 0 | 0 | 0 | 0 | 0 | 0 | 0 | 0.0031592 | 1.05 | 0.046735 | 1.4928 | 1.4928 | 9.3523 | 0.28336 | 0.0016124 | 0.0058432 | 0.0039341 | 0 | 0 | 0.06302 | 0.016238 | 0 | 0 | 8.6466 | 2.0585 | 0 | 0.55047 | 0.79648 | 0 | 0 | 0 | 1.6265 | -0.61057 | 0.056408 | 0 | 0.033859 | 0 | -0.19819 | 0 | 0 | 0 | 0 | 0 | 0 | 0 | 0 | 1.3835 | 0 | 0 | 0 | 1.822 | 0 | 0 | 0 | 0 | 21.2678 | 1.2254 | 3.0551 | 0 | 0.032612 | -0.31807 | 0.74789 | 0.22757 | 0 | 37.6597 | 15.8923 | -0.51626 | 0 | 0.60707 | 0 | 1.6728 | 0.14767
2025_01_25 Hr 16 | 0.1586 | 1.0628e-05 | 0 | 0 | 0 | 0 | 0 | 0 | 0 | 0 | 0 | 0.0031592 | 1.56 | 0.064479 | 1.4928 | 1.4928 | 9.745 | 0.28336 | 0.0016124 | 0.0058432 | 0.0039341 | 0 | 0 | 0.06302 | 0.016238 | 0 | 0 | 9.1967 | 2.0585 | 0 | 0.59264 | 0.79648 | 0 | 0 | 0 | 0.76988 | -0.40945 | 0.056408 | 0 | 0.031442 | 0 | -0.1839 | 0 | 0 | 0 | 0 | 0 | 0 | 0 | 0 | 1.3139 | 0 | 0 | 0 | 1.822 | 0 | 0 | 0 | 0 | 22.2107 | 1.2254 | 3.0551 | 0 | 0.032612 | -0.1586 | 0.74789 | 0.22757 | 0 | 38.462 | 16.2333 | -0.3425 | 0 | 0.60707 | 0 | 1.6728 | 0.1479
2025_01_25 Hr 17 | 0 | 8.4015e-07 | 0 | 0 | 0 | 0 | 0 | 0 | 0 | 0 | 0 | 0.0031592 | 2.01 | 0.10507 | 1.4928 | 1.4928 | 10.3919 | 0.68007 | 0.0016124 | 0.0058432 | 0.0039341 | 0 | 0 | 0.06302 | 0.016238 | 0 | 0 | 9.3068 | 2.0585 | 0 | 0.60107 | 0.79648 | 0 | 0 | 0 | 0.77711 | -0.28679 | 0.056408 | 0 | 0.039767 | 0 | -0.23314 | 0 | 0 | 0 | 0 | 0 | 0 | 0 | 0 | 1.176 | 0 | 0 | 0 | 1.822 | 0 | 0 | 0 | 0.030467 | 23.3643 | 1.2254 | 3.0551 | 0 | 0.032612 | 0 | 0.74789 | 0.22757 | 0 | 40.0888 | 16.4673 | -0.23314 | 0 | 0.60707 | 0 | 1.6728 | 0.1489
2025_01_25 Hr 18 | 0 | 0 | 0 | 0 | 0 | 0 | 0 | 0 | 0 | 0 | 0 | 0.0031592 | 2.37 | 0.12322 | 1.4928 | 1.4928 | 10.3919 | 0.68007 | 0.0016124 | 0.0058432 | 0.0039341 | 0 | 0 | 0.06302 | 0.016238 | 0 | 0 | 9.3068 | 2.0585 | 1.1151 | 0.60107 | 0.79648 | 0 | 0 | 0 | 0 | -0.83421 | 0.056408 | 0 | 0.039551 | 0 | -0.23186 | 0 | 0 | 0 | 0 | 0 | 0 | 0 | 0 | 1.5208 | 0 | 0 | 0 | 1.822 | 0 | 0 | 0 | 0.030467 | 24.4794 | 1.2254 | 3.0551 | 0 | 0.032612 | 0 | 0.74789 | 0.22757 | 0 | 40.6053 | 17.1919 | -0.23186 | 0 | 0.60707 | 0 | 1.6728 | 0.15058
2025_01_25 Hr 19 | 0 | 0 | 0 | 0 | 0 | 0 | 0 | 0 | 0 | 0 | 0 | 0.0031592 | 2.79 | 0.13821 | 1.4928 | 1.4928 | 10.3919 | 0.68007 | 0.0016124 | 0.0058432 | 0.0039341 | 0 | 0 | 0.06302 | 0.016238 | 0 | 0 | 9.3068 | 2.0585 | 1.1151 | 0.60107 | 0.79648 | 0 | 0 | 0 | 0 | -1.6999 | 0.056408 | 0 | 0.037685 | 0 | -0.22083 | 0 | 0 | 0 | 0 | 0 | 0 | 0 | 0 | 1.6594 | 0 | 0 | 0 | 1.822 | 0 | 0 | 0 | 0 | 24.4794 | 1.2254 | 3.0551 | 0 | 0.032612 | 0 | 0.74789 | 0.22757 | 0 | 40.2938 | 17.7351 | -0.22083 | 0 | 0.60707 | 0 | 1.6728 | 0.15067
2025_01_25 Hr 20 | 0 | 0 | 0 | 0 | 0 | 0 | 0 | 0 | 0 | 0 | 0 | 0.0031592 | 2.52 | 0.12785 | 1.4928 | 1.4928 | 10.3919 | 0.68007 | 0.0016124 | 0.0058432 | 0.0039341 | 0 | 0 | 0.06302 | 0.016238 | 0 | 0 | 9.3068 | 2.0585 | 1.1151 | 0.60107 | 0.79648 | 0 | 0 | 0 | 0.010764 | -0.78595 | 0.056408 | 0 | 0.038594 | 0 | -0.2262 | 0 | 0 | 0 | 0 | 0 | 0 | 0 | 0 | 1.7271 | 0 | 0 | 0 | 1.822 | 0 | 0 | 0 | 0 | 24.4794 | 1.2254 | 3.0551 | 0 | 0.032612 | 0 | 0.74789 | 0.22757 | 0 | 40.9997 | 17.5217 | -0.2262 | 0 | 0.60707 | 0 | 1.6728 | 0.14992
2025_01_25 Hr 21 | 0 | 0 | 0 | 0 | 0 | 0 | 0 | 0 | 0 | 0 | 0 | 0.0031592 | 2.7 | 0.13222 | 1.4928 | 1.4928 | 10.3919 | 0.68007 | 0.0016124 | 0.0058432 | 0.0039341 | 0 | 0 | 0.06302 | 0.016238 | 0 | 0 | 9.3068 | 2.0585 | 0 | 0.60107 | 0.79648 | 0 | 0 | 0 | 0.63812 | -0.24275 | 0.056408 | 0 | 0.037254 | 0 | -0.21827 | 0 | 0 | 0 | 0 | 0 | 0 | 0 | 0 | 1.5904 | 0 | 0 | 0 | 1.822 | 0 | 0 | 0 | 0.030467 | 23.3643 | 1.2254 | 3.0551 | 0 | 0.032612 | 0 | 0.74789 | 0.22757 | 0 | 41.1407 | 17.5992 | -0.21827 | 0 | 0.60707 | 0 | 1.6728 | 0.14929
2025_01_25 Hr 22 | 0 | 0 | 0 | 0 | 0 | 0 | 0 | 0 | 0 | 0 | 0 | 0.0031592 | 2.55 | 0.13535 | 1.4928 | 1.4928 | 10.3919 | 0.68007 | 0.0016124 | 0.0058432 | 0.0039341 | 0 | 0 | 0.06302 | 0.016238 | 0 | 0 | 9.3068 | 2.0585 | 0 | 0.60107 | 0.79648 | 0 | 0 | 0 | 2.2551 | 0 | 0.056408 | 0 | 0.040378 | 0 | -0.23675 | 0 | 0 | 0 | 0 | 0 | 0 | 0 | 0 | 1.3133 | 0 | 0 | 0 | 1.822 | 0 | 0 | 0 | 0.060934 | 23.3643 | 1.2254 | 3.0551 | 0 | 0.032612 | 0 | 0.74789 | 0.22757 | 0 | 42.587 | 17.2044 | -0.23675 | 0 | 0.60707 | 0 | 1.6728 | 0.14795
2025_01_25 Hr 23 | 0 | 0 | 0 | 0 | 0 | 0 | 0 | 0 | 0 | 0 | 0 | 0.0031592 | 2.67 | 0.15194 | 1.4928 | 1.4928 | 10.4287 | 0.68321 | 0.0016124 | 0.0058432 | 0.0039341 | 0 | 0 | 0.06302 | 0.016238 | 0 | 0 | 9.3171 | 2.0585 | 0 | 0.60344 | 0.79648 | 0 | 0 | 0 | 1.2146 | -0.19079 | 0.056408 | 0 | 0.043288 | 0 | -0.25397 | 0 | 0 | 0 | 0 | 0 | 0 | 0 | 0 | 1.3829 | 0 | 0 | 0 | 1.822 | 0 | 0 | 0 | 0.030467 | 23.4146 | 1.2254 | 3.0551 | 0 | 0.032612 | 0 | 0.74789 | 0.22757 | 0 | 41.5653 | 17.3809 | -0.25397 | 0 | 0.60707 | 0 | 1.6728 | 0.14639
2025_01_25 Hr 24 | 0 | 0 | 0 | 0 | 0 | 0 | 0 | 0 | 0 | 0 | 0 | 0.0031592 | 2.7 | 0.13569 | 1.4928 | 1.4928 | 10.4287 | 0 | 0.0016124 | 0.0058432 | 0.0039341 | 0 | 0 | 0.06302 | 0.016238 | 0 | 0 | 9.3171 | 2.0585 | 0 | 0.60344 | 0.79648 | 0 | 0 | 0 | 2.6301 | 0 | 0.056408 | 0 | 0.038231 | 0 | -0.22406 | 0 | 0 | 0 | 0 | 0 | 0 | 0 | 0 | 1.5904 | 0 | 0 | 0 | 1.822 | 0 | 0 | 0 | 0 | 22.7314 | 1.2254 | 3.0551 | 0 | 0.032612 | 0 | 0.74789 | 0.22757 | 0 | 42.7078 | 17.5703 | -0.22406 | 0 | 0.60707 | 0 | 1.6728 | 0.14502
2025_01_26 Hr 01 | 0 | 0 | 0 | 0 | 0 | 0 | 0 | 0 | 0 | 0 | 0 | 0.0031592 | 2.55 | 0.16453 | 1.4928 | 1.4928 | 10.4287 | 0 | 0.0016124 | 0.0058432 | 0.0039341 | 0 | 0 | 0.06302 | 0.016238 | 0 | 0 | 9.3171 | 2.0585 | 0 | 0.60344 | 0.79648 | 0 | 0 | 0 | 3.7986 | 0 | 0.056408 | 0 | 0.049083 | 0 | -0.28825 | 0 | 0 | 0 | 0 | 0 | 0 | 0 | 0 | 1.7979 | 0 | 0 | 0 | 1.822 | 0 | 0 | 0 | 0 | 22.7314 | 1.2254 | 3.0551 | 0 | 0.032612 | 0 | 0.74789 | 0.22757 | 0 | 43.8971 | 17.6554 | -0.28825 | 0 | 0.60707 | 0 | 1.6728 | 0.14373
2025_01_26 Hr 02 | 0 | 0 | 0 | 0 | 0 | 0 | 0 | 0 | 0 | 0 | 0 | 0.0031592 | 2.58 | 0.10823 | 1.4928 | 1.4928 | 10.4287 | 0 | 0.0016124 | 0.0058432 | 0.0039341 | 0 | 0 | 0.06302 | 0.016238 | 0 | 0 | 9.3171 | 2.0585 | 0 | 0.60344 | 0.79648 | 0 | 0 | 0 | 2.8938 | 0 | 0.056408 | 0 | 0.03191 | 0 | -0.18667 | 0 | 0 | 0 | 0 | 0 | 0 | 0 | 0 | 1.8669 | 0 | 0 | 0 | 1.822 | 0 | 0 | 0 | 0.030467 | 22.7314 | 1.2254 | 3.0551 | 0 | 0.032612 | 0 | 0.74789 | 0.22757 | 0 | 43.1667 | 17.7281 | -0.18667 | 0 | 0.60707 | 0 | 1.6728 | 0.14336
2025_01_26 Hr 03 | 0 | 0 | 0 | 0 | 0 | 0 | 0 | 0 | 0 | 0 | 0 | 0.0031592 | 2.61 | 0.09957 | 1.4928 | 1.4928 | 10.4287 | 0 | 0.0016124 | 0.0058432 | 0.0039341 | 0 | 0 | 0.06302 | 0.016238 | 0 | 0 | 9.3171 | 2.0585 | 0 | 0.60344 | 0.79648 | 0 | 0 | 0 | 2.4914 | 0 | 0.056408 | 0 | 0.029021 | 0 | -0.16957 | 0 | 0 | 0 | 0 | 0 | 0 | 0 | 0 | 1.5898 | 0 | 0 | 0 | 1.822 | 0 | 0 | 0 | 0.030467 | 22.7314 | 1.2254 | 3.0551 | 0 | 0.032612 | 0 | 0.74789 | 0.22757 | 0 | 42.5259 | 17.4727 | -0.16957 | 0 | 0.60707 | 0 | 1.6728 | 0.14367
2025_01_26 Hr 04 | 0 | 0 | 0 | 0 | 0 | 0 | 0 | 0 | 0 | 0 | 0 | 0.0031592 | 2.79 | 0.11872 | 1.4928 | 1.4928 | 10.4287 | 0 | 0.0016124 | 0.0058432 | 0.0039341 | 0 | 0 | 0.06302 | 0.016238 | 0 | 0 | 9.3171 | 2.0585 | 0 | 0.60344 | 0.79648 | 0 | 0 | 0 | 2.8775 | 0 | 0.056408 | 0 | 0.032369 | 0 | -0.18938 | 0 | 0 | 0 | 0 | 0 | 0 | 0 | 0 | 1.9346 | 0 | 0 | 0 | 1.822 | 0 | 0 | 0 | 0.14798 | 22.7314 | 1.2254 | 3.0551 | 0 | 0.032612 | 0 | 0.74789 | 0.22757 | 0 | 43.5533 | 18.1337 | -0.18938 | 0 | 0.60707 | 0 | 1.6728 | 0.14324
2025_01_26 Hr 05 | 0 | 0 | 0 | 0 | 0 | 0 | 0 | 0 | 0 | 0 | 0 | 0.0031592 | 2.76 | 0.12022 | 1.4928 | 1.4928 | 10.4287 | 0 | 0.0016124 | 0.0058432 | 0.0039341 | 0 | 0 | 0.06302 | 0.016238 | 0 | 0 | 9.3171 | 2.0585 | 0 | 0.60344 | 0.79648 | 0 | 0 | 0 | 3.0851 | 0 | 0.056408 | 0 | 0.033134 | 0 | -0.1939 | 0 | 0 | 0 | 0 | 0 | 0 | 0 | 0 | 2.2825 | 0 | 0 | 0 | 1.822 | 0 | 0 | 0 | 0.30032 | 22.7314 | 1.2254 | 3.0551 | 0 | 0.032612 | 0 | 0.74789 | 0.22757 | 0 | 44.2285 | 18.6059 | -0.1939 | 0 | 0.60707 | 0 | 1.6728 | 0.14371
2025_01_26 Hr 06 | 0 | 0 | 0 | 0 | 0 | 0 | 0 | 0 | 0 | 0 | 0 | 0.0031592 | 2.76 | 0.13664 | 1.4928 | 1.4928 | 10.4287 | 0 | 0.0016124 | 0.0058432 | 0.0039341 | 0 | 0 | 0.06302 | 0.016238 | 0 | 0 | 9.3171 | 2.0585 | 0 | 0.60344 | 0.79648 | 0 | 0 | 0 | 3.1945 | 0 | 0.056408 | 0 | 0.037662 | 0 | -0.22069 | 0 | 0 | 0 | 0 | 0 | 0 | 0 | 0 | 2.4192 | 0 | 0 | 0 | 1.822 | 0 | 0 | 0 | 0.96189 | 22.7314 | 1.2254 | 3.0551 | 0 | 0.032612 | 0 | 0.74789 | 0.22757 | 0 | 45.1262 | 19.4209 | -0.22069 | 0 | 0.60707 | 0 | 1.6728 | 0.14403
2025_01_26 Hr 07 | 0 | 0 | 0 | 0 | 0 | 0 | 0 | 0 | 0 | 0 | 0 | 0.0031592 | 2.76 | 0.12208 | 1.4928 | 1.4928 | 10.3919 | 0.45338 | 0.0016124 | 0.0058432 | 0.0039341 | 0 | 0 | 0.06302 | 0.016238 | 0 | 0 | 9.3068 | 2.0585 | 0 | 0.60107 | 0.79648 | 0 | 0 | 0 | 1.1391 | -0.32177 | 0.056408 | 0 | 0.033648 | 0 | -0.19695 | 0 | 0 | 0 | 0 | 0 | 0 | 0 | 0 | 2.6273 | 0 | 0 | 0 | 1.822 | 0 | 0 | 0 | 0.87049 | 23.1377 | 1.2254 | 3.0551 | 0 | 0.032612 | 0 | 0.74789 | 0.22757 | 0 | 43.2808 | 19.5227 | -0.19695 | 0 | 0.60707 | 0 | 1.6728 | 0.14604
2025_01_26 Hr 08 | 0 | 0 | 0 | 0 | 0 | 0 | 0 | 0 | 0 | 0 | 0 | 0.0031592 | 2.76 | 0.15288 | 1.4928 | 1.4928 | 10.0851 | 0.51005 | 0.0016124 | 0.0058432 | 0.0039341 | 0 | 0 | 0.06302 | 0.016238 | 0 | 0 | 9.3068 | 2.0585 | 0 | 0.60107 | 0.79648 | 0 | 0 | 0 | 3.9315 | 0 | 0.056408 | 0 | 0.042137 | 0 | -0.24716 | 0 | 0 | 0 | 0 | 0 | 0 | 0 | 0 | 2.4204 | 0 | 0 | 0 | 1.822 | 0 | 0 | 0 | 0.60064 | 22.8875 | 1.2254 | 3.0551 | 0 | 0.032612 | 0 | 0.74789 | 0.22757 | 0 | 45.6499 | 19.078 | -0.24716 | 0 | 0.60707 | 0 | 1.6728 | 0.14731
2025_01_26 Hr 09 | 0.18127 | 0 | 0 | 0 | 0 | 0 | 0 | 0 | 0 | 0 | 0 | 0.0031592 | 2.64 | 0.13511 | 1.4928 | 1.4928 | 9.2766 | 0.68005 | 0.0016124 | 0.0058432 | 0.0039341 | 0 | 0 | 0.06302 | 0.016238 | 0 | 0 | 9.3068 | 2.0585 | 0.9292 | 0.60107 | 0.79648 | 0 | 0 | 0 | 1.2949 | -0.11743 | 0.056408 | 0 | 0.038931 | 0 | -0.2282 | 0 | 0 | 0 | 0 | 0 | 0 | 0 | 0 | 2.4882 | 0 | 0 | 0 | 1.822 | 0 | 0 | 0 | 0.5397 | 23.1782 | 1.2254 | 3.0551 | 0 | 0.032612 | -0.18127 | 0.74789 | 0.22757 | 0 | 43.0764 | 19.1301 | -0.40946 | 0 | 0.60707 | 0 | 1.6728 | 0.1491
2025_01_26 Hr 10 | 0.29569 | 0 | 0 | 0 | 0 | 0 | 0 | 0 | 0 | 0 | 0 | 0.0031592 | 2.4 | 0.12583 | 1.4928 | 1.4928 | 10.3919 | 0.62339 | 0.0016124 | 0.0058432 | 0.0039341 | 0 | 0 | 0.06302 | 0.016238 | 0 | 0 | 9.3068 | 2.0585 | 0.92922 | 0.60107 | 0.79648 | 0 | 0 | 0 | 0 | -2.7368 | 0.056408 | 0 | 0.039884 | 0 | -0.23383 | 0 | 0 | 0 | 0 | 0 | 0 | 0 | 0 | 2.2135 | 0 | 0 | 0 | 1.822 | 0 | 0 | 0 | 0.99236 | 24.2369 | 1.2254 | 3.0551 | 0 | 0.032612 | -0.29569 | 0.74789 | 0.22757 | 0 | 40.1447 | 19.1742 | -0.52952 | 0 | 0.60707 | 0 | 1.6728 | 0.14998
2025_01_26 Hr 11 | 0.34074 | 2.3766e-06 | 0 | 0 | 0 | 0 | 0 | 0 | 0 | 0 | 0 | 0.0031592 | 2.28 | 0.11239 | 1.4928 | 1.4928 | 10.3919 | 0.62339 | 0.0016124 | 0.0058432 | 0.0039341 | 0 | 0 | 0.06302 | 0.016238 | 0 | 0 | 9.3068 | 2.0585 | 0.92922 | 0.60107 | 0.79648 | 0 | 0 | 0 | 0 | -2.4466 | 0.056408 | 0 | 0.037497 | 0 | -0.21972 | 0 | 0 | 0 | 0 | 0 | 0 | 0 | 0 | 2.0738 | 0 | 0 | 0 | 1.822 | 0 | 0 | 0 | 0.90096 | 24.2369 | 1.2254 | 3.0551 | 0 | 0.032612 | -0.34074 | 0.74789 | 0.22757 | 0 | 40.0842 | 18.8544 | -0.56045 | 0 | 0.60707 | 0 | 1.6728 | 0.14972
2025_01_26 Hr 12 | 0.24941 | 5.5394e-06 | 0 | 0 | 0 | 0 | 0 | 0 | 0 | 0 | 0 | 0.0031592 | 1.86 | 0.091584 | 1.4928 | 1.4928 | 10.3919 | 0.62339 | 0.0016124 | 0.0058432 | 0.0039341 | 0 | 0 | 0.06302 | 0.016238 | 0 | 0 | 9.3068 | 2.0585 | 1.0221 | 0.60107 | 0.79648 | 0 | 0 | 0 | 0.049276 | -1.3117 | 0.056408 | 0 | 0.037457 | 0 | -0.21947 | 0 | 0 | 0 | 0 | 0 | 0 | 0 | 0 | 2.0054 | 0 | 0 | 0 | 1.822 | 0 | 0 | 0 | 0.47877 | 24.3298 | 1.2254 | 3.0551 | 0 | 0.032612 | -0.24941 | 0.74789 | 0.22757 | 0 | 40.4298 | 17.8313 | -0.46889 | 0 | 0.60707 | 0 | 1.6728 | 0.14926
2025_01_26 Hr 13 | 0.27208 | 6.3262e-06 | 0 | 0 | 0 | 0 | 0 | 0 | 0 | 0 | 0 | 0.0031592 | 1.83 | 0.090043 | 1.4928 | 1.4928 | 10.3919 | 0.68007 | 0.0016124 | 0.0058432 | 0.0039341 | 0 | 0 | 0.06302 | 0.016238 | 0 | 0 | 9.3068 | 2.0585 | 1.1151 | 0.60107 | 0.79648 | 0 | 0 | 0 | 0 | -3.0044 | 0.056408 | 0 | 0.03743 | 0 | -0.21932 | 0 | 0 | 0 | 0 | 0 | 0 | 0 | 0 | 2.1433 | 0 | 0 | 0 | 1.822 | 0 | 0 | 0 | 0.69204 | 24.4794 | 1.2254 | 3.0551 | 0 | 0.032612 | -0.27208 | 0.74789 | 0.22757 | 0 | 39.157 | 18.1734 | -0.4914 | 0 | 0.60707 | 0 | 1.6728 | 0.14913
2025_01_26 Hr 14 | 0.18141 | 9.4179e-06 | 0 | 0 | 0 | 0 | 0 | 0 | 0 | 0 | 0 | 0.0031592 | 2.16 | 0.10548 | 1.4928 | 1.4928 | 10.3919 | 0.68007 | 0.0016124 | 0.0058432 | 0.0039341 | 0 | 0 | 0.06302 | 0.016238 | 0 | 0 | 9.3068 | 2.0585 | 1.1151 | 0.60107 | 0.79648 | 0 | 0 | 0 | 0 | -4.6284 | 0.056408 | 0 | 0.037148 | 0 | -0.21765 | 0 | 0 | 0 | 0 | 0 | 0 | 0 | 0 | 2.5589 | 0 | 0 | 0 | 1.822 | 0 | 0 | 0 | 0.69204 | 24.4794 | 1.2254 | 3.0551 | 0 | 0.032612 | -0.18141 | 0.74789 | 0.22757 | 0 | 38.2957 | 18.8438 | -0.39906 | 0 | 0.60707 | 0 | 1.6728 | 0.14906
2025_01_26 Hr 15 | 0.022813 | 4.2224e-06 | 0 | 0 | 0 | 0 | 0 | 0 | 0 | 0 | 0 | 0.0031592 | 2.7 | 0.14187 | 1.4928 | 1.4928 | 10.0454 | 0.39671 | 0.0016124 | 0.0058432 | 0.0039341 | 0 | 0 | 0.06302 | 0.016238 | 0 | 0 | 9.1967 | 2.0585 | 0 | 0.59264 | 0.79648 | 0 | 0 | 0 | 0.15657 | -2.447 | 0.056408 | 0 | 0.039972 | 0 | -0.23436 | 0 | 0 | 0 | 0 | 0 | 0 | 0 | 0 | 2.6273 | 0 | 0 | 0 | 1.822 | 0 | 0 | 0 | 0.84002 | 22.6244 | 1.2254 | 3.0551 | 0 | 0.032612 | -0.022813 | 0.74789 | 0.22757 | 0 | 39.545 | 19.4683 | -0.25717 | 0 | 0.60707 | 0 | 1.6728 | 0.14786
2025_01_26 Hr 16 | 0.13586 | 1.6097e-06 | 0 | 0 | 0 | 0 | 0 | 0 | 0 | 0 | 0 | 0.0031592 | 2.79 | 0.13972 | 1.4928 | 1.4928 | 10.3919 | 0.45338 | 0.0016124 | 0.0058432 | 0.0039341 | 0 | 0 | 0.06302 | 0.016238 | 0 | 0 | 9.3068 | 2.0585 | 0 | 0.60107 | 0.79648 | 0 | 0 | 0 | 0 | -3.514 | 0.056408 | 0 | 0.038096 | 0 | -0.22325 | 0 | 0 | 0 | 0 | 0 | 0 | 0 | 0 | 2.5571 | 0 | 0 | 0 | 1.822 | 0 | 0 | 0 | 0.93143 | 23.1377 | 1.2254 | 3.0551 | 0 | 0.032612 | -0.13586 | 0.74789 | 0.22757 | 0 | 38.9639 | 19.6993 | -0.35911 | 0 | 0.60707 | 0 | 1.6728 | 0.14837
2025_01_26 Hr 17 | 0 | 0 | 0 | 0.19245 | 0 | 0.19245 | 0 | 0 | 0 | 0 | 0 | 0.0031592 | 2.82 | 0.20755 | 1.4928 | 1.4928 | 10.3919 | 0.68007 | 0.0016124 | 0.0058432 | 0.0039341 | 0 | 0 | 0.06302 | 0.016238 | 0 | 0 | 9.3068 | 2.0585 | 1.1151 | 0.60107 | 0.79648 | 0 | 0 | 0 | 0 | -19.5295 | 0.056408 | 0 | 0.046525 | 0 | -0.3291 | 0 | 0 | 0 | 0 | 0 | 0 | 0 | 0 | 2.7664 | 0 | 0 | 0 | 1.822 | 0 | 6.2301 | 6.2687 | 1.1099 | 34.2524 | 1.2254 | 3.0551 | 0 | 0.032612 | 0 | 0.74789 | 0.22757 | 0 | 34.4443 | 20.0506 | -0.3291 | 0 | 0.60707 | 0 | 1.6728 | 0.14988
2025_01_26 Hr 18 | 0 | 0 | 0 | 0.19245 | 0.19245 | 0.19245 | 0.19245 | 0.19245 | 0.19245 | 0 | 0 | 0.0031592 | 2.34 | 0.18237 | 1.4928 | 1.4928 | 10.3919 | 0.68007 | 0.0016124 | 0.0058432 | 0.0039341 | 0 | 0 | 0.06302 | 0.016238 | 4.898 | 0 | 9.3068 | 2.0585 | 1.1151 | 0.60107 | 0.79648 | 0 | 0 | 0 | 0 | -19.5693 | 0.056408 | 0 | 0 | 0 | -0.3486 | 0 | 0 | 0 | 0 | 0 | 0 | 0 | 0 | 2.5583 | 0 | 0 | 0 | 1.822 | 0 | 4.7835 | 4.824 | 1.1403 | 35.8312 | 1.2254 | 3.0551 | 0 | 0.032612 | 0 | 0.74789 | 0.22757 | 0 | 35.2831 | 19.3698 | -0.3486 | 0 | 0.60707 | 0 | 1.6728 | 0.15197
2025_01_26 Hr 19 | 0 | 0 | 0 | 0.19245 | 0.19245 | 0.19245 | 0.19245 | 0.19245 | 0.19245 | 0 | 0 | 0.0031592 | 2.31 | 0.19339 | 1.4928 | 1.4928 | 10.3919 | 0.68007 | 0.0016124 | 0.0058432 | 0.0039341 | 0 | 0 | 0.06302 | 0.016238 | 1.0352 | 0 | 9.3068 | 2.0585 | 1.1151 | 0.60107 | 0.79648 | 0 | 0 | 0 | 0 | -19.6259 | 0.056408 | 0 | 0 | 0 | -0.37463 | 0 | 0 | 0 | 0 | 0 | 0 | 0 | 0 | 1.8663 | 0 | 0 | 0 | 1.822 | 0 | 4.7835 | 4.824 | 0.96189 | 36.2768 | 1.2254 | 3.0551 | 0 | 0.032612 | 0 | 0.74789 | 0.22757 | 0 | 34.7565 | 18.4803 | -0.37463 | 0 | 0.60707 | 0 | 1.6728 | 0.1519
2025_01_26 Hr 20 | 0 | 0 | 0 | 0.19245 | 0.19245 | 0.19245 | 0.19245 | 0.19245 | 0.19245 | 0 | 0 | 0.0031592 | 2.61 | 0.22388 | 1.4928 | 1.4928 | 10.3919 | 0.68007 | 0.0016124 | 0.0058432 | 0.0039341 | 0 | 0 | 0.06302 | 0.016238 | 1.2582 | 0 | 9.3068 | 2.0585 | 1.1151 | 0.60107 | 0.79648 | 0 | 0 | 0 | 0 | -18.2071 | 0.056408 | 0 | 0 | 0 | -0.3839 | 0 | 0 | 0 | 0 | 0 | 0 | 0 | 0 | 1.5214 | 0 | 0 | 0 | 1.822 | 0 | 4.7835 | 4.824 | 0.93143 | 36.4998 | 1.2254 | 3.0551 | 0 | 0.032612 | 0 | 0.74789 | 0.22757 | 0 | 36.3433 | 18.4345 | -0.3839 | 0 | 0.60707 | 0 | 1.6728 | 0.15097
2025_01_26 Hr 21 | 0 | 0 | 0 | 0.19245 | 0.19245 | 0.19245 | 0.19245 | 0.19245 | 0.19245 | 0 | 0 | 0.0031592 | 2.61 | 0.23147 | 1.4928 | 1.4928 | 10.3919 | 0.68007 | 0.0016124 | 0.0058432 | 0.0039341 | 0 | 0 | 0.06302 | 0.016238 | 1.2821 | 0 | 9.3068 | 2.0585 | 1.1151 | 0.60107 | 0.79648 | 0 | 0 | 0 | 0 | -21.0954 | 0.056408 | 0 | 0 | 0 | -0.39699 | 0 | 0 | 0 | 0 | 0 | 0 | 0 | 0 | 1.6594 | 0 | 0 | 0 | 1.822 | 0 | 4.7835 | 4.824 | 1.6496 | 36.5237 | 1.2254 | 3.0551 | 0 | 0.032612 | 0 | 0.74789 | 0.22757 | 0 | 34.3288 | 19.2975 | -0.39699 | 0 | 0.60707 | 0 | 1.6728 | 0.15023
2025_01_26 Hr 22 | 0 | 0 | 0 | 0.19245 | 0.19245 | 0.19245 | 0.19245 | 0.19245 | 0.19245 | 0 | 0 | 0.0031592 | 2.7 | 0.24146 | 1.4928 | 1.4928 | 10.3919 | 0.68007 | 0.0016124 | 0.0058432 | 0.0039341 | 0 | 0 | 0.06302 | 0.016238 | 1.2821 | 0 | 9.3068 | 2.0585 | 0 | 0.60107 | 0.79648 | 0 | 0 | 0 | 0 | -20.7434 | 0.056408 | 0 | 0 | 0 | -0.40033 | 0 | 0 | 0 | 0 | 0 | 0 | 0 | 0 | 2.2123 | 0 | 0 | 0 | 1.822 | 0 | 4.7835 | 4.824 | 1.7715 | 35.4087 | 1.2254 | 3.0551 | 0 | 0.032612 | 0 | 0.74789 | 0.22757 | 0 | 34.3356 | 20.0707 | -0.40033 | 0 | 0.60707 | 0 | 1.6728 | 0.14868
2025_01_26 Hr 23 | 0 | 0 | 0 | 0.19245 | 0.19245 | 0.19245 | 0.19245 | 0.19245 | 0.19245 | 0 | 0 | 0.0031592 | 2.61 | 0.25285 | 1.4928 | 1.4928 | 10.4287 | 0.68321 | 0.0016124 | 0.0058432 | 0.0039341 | 0 | 0 | 0.06302 | 0.016238 | 1.2821 | 0.44189 | 9.3171 | 2.0585 | 0 | 0.60344 | 0.79648 | 0 | 0 | 0 | 0 | -22.1952 | 0.056408 | 0 | 0 | 0 | -0.43385 | 0 | 0 | 0 | 0 | 0 | 0 | 0 | 0 | 2.4888 | 0 | 0 | 0 | 1.822 | 0 | 4.8033 | 4.8439 | 1.3797 | 35.7909 | 1.2254 | 3.0551 | 0 | 0.032612 | 0 | 0.74789 | 0.22757 | 0 | 33.039 | 19.8772 | -0.43385 | 0 | 0.60707 | 0 | 1.6728 | 0.14662
2025_01_26 Hr 24 | 0 | 0 | 0 | 0.19245 | 0.19245 | 0.19245 | 0.19245 | 0.19245 | 0.19245 | 0 | 0 | 0.0031592 | 1.5 | 0.14632 | 1.4928 | 1.4928 | 10.4287 | 0 | 0.0016124 | 0.0058432 | 0.0039341 | 0 | 0 | 0.06302 | 0.016238 | 1.2821 | 0.58802 | 9.3171 | 2.0585 | 0 | 0.60344 | 0.79648 | 0 | 0 | 0 | 0 | -15.8191 | 0.056408 | 0 | 0 | 0 | -0.43686 | 0 | 0 | 0 | 0 | 0 | 0 | 0 | 0 | 1.3127 | 0 | 0 | 0 | 1.822 | 0 | 4.8033 | 4.8439 | 1.5625 | 35.2538 | 1.2254 | 3.0551 | 0 | 0.032612 | 0 | 0.74789 | 0.22757 | 0 | 36.664 | 17.6661 | -0.43686 | 0 | 0.60707 | 0 | 1.6728 | 0.14533
2025_01_27 Hr 01 | 0 | 0 | 0 | 0.19245 | 0.19245 | 0.19245 | 0.19245 | 0.19245 | 0.19245 | 0 | 0 | 0.0031592 | 1.53 | 0.14076 | 1.4928 | 1.4928 | 10.4287 | 0 | 0.0016124 | 0.0058432 | 0.0039341 | 0 | 0 | 0.06302 | 0.016238 | 1.2821 | 0.43839 | 9.3171 | 2.0585 | 0 | 0.60344 | 0.79648 | 0 | 0 | 0 | 0 | -6.2951 | 0.056408 | 0 | 0 | 0 | -0.4119 | 0 | 0 | 0 | 0 | 0 | 0 | 0 | 0 | 1.3133 | 0 | 0 | 0 | 1.822 | 0 | 4.8033 | 4.8439 | 1.1708 | 35.2538 | 1.2254 | 3.0551 | 0 | 0.032612 | 0 | 0.74789 | 0.22757 | 0 | 45.845 | 17.2983 | -0.4119 | 0 | 0.60707 | 0 | 1.6728 | 0.14416
2025_01_27 Hr 02 | 0 | 0 | 0 | 0.19245 | 0.19245 | 0.19245 | 0.19245 | 0.19245 | 0.19245 | 0 | 0 | 0.0031592 | 2.34 | 0.16371 | 1.4928 | 1.4928 | 10.4287 | 0 | 0.0016124 | 0.0058432 | 0.0039341 | 0 | 0 | 0.06302 | 0.016238 | 1.2821 | 0.43839 | 9.3171 | 2.0585 | 0 | 0.60344 | 0.79648 | 0 | 0 | 0 | 0 | -6.9334 | 0.056408 | 0 | 0.20239 | 0 | -0.31272 | 0 | 0 | 0 | 0 | 0 | 0 | 0 | 0 | 1.7283 | 0 | 0 | 0 | 1.822 | 0 | 4.8033 | 4.8439 | 1.3493 | 35.2538 | 1.2254 | 3.0551 | 0 | 0.032612 | 0 | 0.74789 | 0.22757 | 0 | 46.7319 | 18.7242 | -0.31272 | 0 | 0.60707 | 0 | 1.6728 | 0.1437
2025_01_27 Hr 03 | 0 | 0 | 0 | 0.19245 | 0.19245 | 0.19245 | 0.19245 | 0.19245 | 0.19245 | 0 | 0 | 0.0031592 | 0.69 | 0.04772 | 1.4928 | 1.4928 | 10.4287 | 0 | 0.0016124 | 0.0058432 | 0.0039341 | 0 | 0 | 0.06302 | 0.016238 | 1.2821 | 0.43839 | 9.3171 | 2.0585 | 0 | 0.60344 | 0.79648 | 0 | 0 | 0 | 0 | -4.8151 | 0.056408 | 0 | 0 | 0 | -0.30912 | 0 | 0 | 0 | 0 | 0 | 0 | 0 | 0 | 1.5898 | 0 | 0 | 0 | 1.822 | 0 | 4.8033 | 4.8439 | 1.6191 | 35.2538 | 1.2254 | 3.0551 | 0 | 0.032612 | 0 | 0.74789 | 0.22757 | 0 | 47.2196 | 17.0901 | -0.30912 | 0 | 0.60707 | 0 | 1.6728 | 0.14424
2025_01_27 Hr 04 | 0 | 0 | 0 | 0.19245 | 0.19245 | 0.19245 | 0.19245 | 0.19245 | 0.19245 | 0 | 0 | 0.0031592 | 2.37 | 0.15233 | 1.4928 | 1.4928 | 10.4287 | 0 | 0.0016124 | 0.0058432 | 0.0039341 | 0 | 0 | 0.06302 | 0.016238 | 0.51423 | 0.43839 | 9.3171 | 2.0585 | 0 | 0.60344 | 0.79648 | 0 | 0 | 0 | 0 | -5.9725 | 0.056408 | 0 | 0 | 0 | -0.28713 | 0 | 0 | 0 | 0 | 0 | 0 | 0 | 0 | 1.5904 | 0 | 0 | 0 | 1.822 | 0 | 4.8033 | 4.8439 | 1.741 | 34.4859 | 1.2254 | 3.0551 | 0 | 0.032612 | 0 | 0.74789 | 0.22757 | 0 | 47.2237 | 18.9974 | -0.28713 | 0 | 0.60707 | 0 | 1.6728 | 0.14453
2025_01_27 Hr 05 | 0 | 0 | 0 | 0.19245 | 0.19245 | 0.19245 | 0.19245 | 0.19245 | 0.19245 | 0 | 0 | 0.0031592 | 2.58 | 0.18958 | 1.4928 | 1.4928 | 10.4287 | 0.68321 | 0.0016124 | 0.0058432 | 0.0039341 | 0 | 0 | 0.06302 | 0.016238 | 0.73037 | 0.43839 | 9.3171 | 2.0585 | 0 | 0.60344 | 0.79648 | 0 | 0 | 0 | 0 | -7.9387 | 0.056408 | 0 | 0 | 0 | -0.32857 | 0 | 0 | 0 | 0 | 0 | 0 | 0 | 0 | 1.5214 | 0 | 0 | 0 | 1.822 | 0 | 4.8033 | 4.8439 | 1.4102 | 35.3852 | 1.2254 | 3.0551 | 0 | 0.032612 | 0 | 0.74789 | 0.22757 | 0 | 45.9644 | 18.8464 | -0.32857 | 0 | 0.60707 | 0 | 1.6728 | 0.14597
2025_01_27 Hr 06 | 0 | 0 | 0 | 0.19245 | 0.19245 | 0.19245 | 0.19245 | 0.19245 | 0.19245 | 0 | 0 | 0.0031592 | 1.8 | 0.12994 | 1.4928 | 1.4928 | 10.4287 | 0.68321 | 0.0016124 | 0.0058432 | 0.0039341 | 0 | 0 | 0.06302 | 0.016238 | 0.97149 | 0.43839 | 9.3171 | 2.0585 | 1.1151 | 0.60344 | 0.79648 | 0 | 0 | 0 | 0 | -8.7469 | 0.056408 | 0 | 0 | 0 | -0.32275 | 0 | 0 | 0 | 0 | 0 | 0 | 0 | 0 | 1.6606 | 0 | 0 | 0 | 1.822 | 0 | 4.8033 | 4.8439 | 1.1708 | 36.7414 | 1.2254 | 3.0551 | 0 | 0.032612 | 0 | 0.74789 | 0.22757 | 0 | 45.5813 | 17.9095 | -0.32275 | 0 | 0.60707 | 0 | 1.6728 | 0.14894
2025_01_27 Hr 07 | 0 | 0 | 0 | 0.19245 | 0.19245 | 0.19245 | 0.19245 | 0.19245 | 0.19245 | 0 | 0 | 0.0031592 | 1.95 | 0.26455 | 1.4928 | 1.4928 | 10.3919 | 0.68007 | 0.0016124 | 0.0058432 | 0.0039341 | 0 | 0 | 0.06302 | 0.016238 | 1.2621 | 0 | 9.3068 | 2.0585 | 1.1151 | 0.60107 | 0.79648 | 0 | 0 | 0 | 0 | -17.4993 | 0.056408 | 0 | 0 | 0 | -0.6084 | 0 | 0 | 0 | 0 | 0 | 0 | 0 | 0 | 1.9352 | 0 | 0 | 0 | 1.822 | 0 | 4.7835 | 4.824 | 1.593 | 36.5037 | 1.2254 | 3.0551 | 0 | 0.032612 | 0 | 0.74789 | 0.22757 | 0 | 37.2877 | 18.8917 | -0.6084 | 0 | 0.60707 | 0 | 1.6728 | 0.15208
2025_01_27 Hr 08 | 0.022667 | 0 | 0 | 0.19245 | 0.19245 | 0.19245 | 0.19245 | 0.19245 | 0.19245 | 0 | 0 | 0.0031592 | 2.61 | 0.37308 | 1.4928 | 1.4928 | 10.3919 | 0.68007 | 0.0016124 | 0.0058432 | 0.0039341 | 0 | 0 | 0.06302 | 0.016238 | 1.2821 | 0 | 9.3068 | 2.0585 | 1.1151 | 0.60107 | 0.79648 | 0 | 0 | 0 | 0 | -17.9171 | 0.056408 | 0 | 0 | 0 | -0.64114 | 0 | 0 | 0 | 0 | 0 | 0 | 0 | 0 | 2.4888 | 0 | 0 | 0 | 1.822 | 0 | 4.7835 | 4.824 | 1.3797 | 36.5237 | 1.2254 | 3.0551 | 0 | 0.032612 | -0.022667 | 0.74789 | 0.22757 | 0 | 37.968 | 20.0251 | -0.66381 | 0 | 0.60707 | 0 | 1.6728 | 0.15409
2025_01_27 Hr 09 | 0.20415 | 0 | 0 | 0.19245 | 0.19245 | 0.19245 | 0.19245 | 0.19245 | 0.19245 | 0 | 0 | 0.0031592 | 2.61 | 0.31336 | 1.4928 | 1.4928 | 10.3919 | 0.68007 | 0.0016124 | 0.0058432 | 0.0039341 | 0 | 0 | 0.06302 | 0.016238 | 1.2821 | 0 | 9.3068 | 2.0585 | 1.1151 | 0.60107 | 0.79648 | 0 | 0 | 0 | 0 | -17.5439 | 0.056408 | 0 | 0 | 0 | -0.53817 | 0 | 0 | 0 | 0 | 0 | 0 | 0 | 0 | 2.8348 | 0 | 0 | 0 | 1.822 | 0 | 4.7835 | 4.824 | 1.0794 | 36.5237 | 1.2254 | 3.0551 | 0 | 0.032612 | -0.20415 | 0.74789 | 0.22757 | 0 | 38.4302 | 20.1928 | -0.74232 | 0 | 0.60707 | 0 | 1.6728 | 0.15423
2025_01_27 Hr 10 | 0.36355 | 0 | 0 | 0.19245 | 0.19245 | 0.19245 | 0.19245 | 0.19245 | 0.19245 | 0 | 0 | 0.0031592 | 2.58 | 0.26705 | 1.4928 | 1.4928 | 10.3919 | 0.68007 | 0.0016124 | 0.0058432 | 0.0039341 | 0 | 0 | 0.06302 | 0.016238 | 1.2821 | 0 | 9.3068 | 2.0585 | 1.1151 | 0.60107 | 0.79648 | 0 | 0 | 0 | 0 | -16.6133 | 0.056408 | 0 | 0 | 0 | -0.46369 | 0 | 0 | 0 | 0 | 0 | 0 | 0 | 0 | 2.9727 | 0 | 0 | 0 | 1.822 | 0 | 4.7835 | 4.824 | 0.84002 | 36.5237 | 1.2254 | 3.0551 | 0 | 0.032612 | -0.36355 | 0.74789 | 0.22757 | 0 | 39.2567 | 20.1735 | -0.82724 | 0 | 0.60707 | 0 | 1.6728 | 0.15336
2025_01_27 Hr 11 | 0.34074 | 1.3262e-06 | 0 | 0.19245 | 0.19245 | 0.19245 | 0.19245 | 0.19245 | 0.19245 | 0 | 0 | 0.0031592 | 2.79 | 0.23023 | 1.4928 | 1.4928 | 10.3919 | 0.68007 | 0.0016124 | 0.0058432 | 0.0039341 | 0 | 0 | 0.06302 | 0.016238 | 1.2821 | 0.58802 | 9.3068 | 2.0585 | 1.1151 | 0.60107 | 0.79648 | 0 | 0 | 0 | 0 | -17.4538 | 0.056408 | 0 | 0 | 0 | -0.36924 | 0 | 0 | 0 | 0 | 0 | 0 | 0 | 0 | 2.9031 | 0 | 0 | 0 | 1.822 | 0 | 4.7835 | 4.824 | 0.63111 | 36.9621 | 1.2254 | 3.0551 | 0 | 0.032612 | -0.34074 | 0.74789 | 0.22757 | 0 | 38.8432 | 20.0448 | -0.70998 | 0 | 0.60707 | 0 | 1.6728 | 0.1528
2025_01_27 Hr 12 | 0.29562 | 5.3397e-06 | 0 | 0.19245 | 0.19245 | 0.19245 | 0.19245 | 0.19245 | 0.19245 | 0 | 0 | 0.0031592 | 2.7 | 0.22427 | 1.4928 | 1.4928 | 10.3919 | 0.68007 | 0.0016124 | 0.0058432 | 0.0039341 | 0 | 0 | 0.06302 | 0.016238 | 1.2821 | 0.43839 | 9.3068 | 2.0585 | 1.1151 | 0.60107 | 0.79648 | 0 | 0 | 0 | 0 | -16.5763 | 0.056408 | 0 | 0 | 0 | -0.37168 | 0 | 0 | 0 | 0 | 0 | 0 | 0 | 0 | 2.6279 | 0 | 0 | 0 | 1.822 | 0 | 4.7835 | 4.824 | 1.0489 | 36.9621 | 1.2254 | 3.0551 | 0 | 0.032612 | -0.29562 | 0.74789 | 0.22757 | 0 | 39.7636 | 20.045 | -0.66729 | 0 | 0.60707 | 0 | 1.6728 | 0.15151
2025_01_27 Hr 13 | 0.318 | 1.2877e-05 | 0 | 0.19245 | 0.19245 | 0.19245 | 0.19245 | 0.19245 | 0.19245 | 0 | 0 | 0.0031592 | 2.85 | 0.25373 | 1.4928 | 1.4928 | 10.3919 | 0.68007 | 0.0016124 | 0.0058432 | 0.0039341 | 0 | 0 | 0.06302 | 0.016238 | 1.2821 | 0.43839 | 9.3068 | 2.0585 | 1.1151 | 0.60107 | 0.79648 | 0 | 0 | 0 | 0 | -18.3079 | 0.056408 | 0 | 0 | 0 | -0.39852 | 0 | 0 | 0 | 0 | 0 | 0 | 0 | 0 | 2.4198 | 0 | 0 | 0 | 1.822 | 0 | 4.7835 | 4.824 | 1.1708 | 36.9621 | 1.2254 | 3.0551 | 0 | 0.032612 | -0.318 | 0.74789 | 0.22757 | 0 | 38.0967 | 20.159 | -0.71652 | 0 | 0.60707 | 0 | 1.6728 | 0.14985
2025_01_27 Hr 14 | 0.22653 | 1.5439e-05 | 0 | 0.19245 | 0.19245 | 0.19245 | 0.19245 | 0.19245 | 0.19245 | 0 | 0 | 0.0031592 | 2.85 | 0.24889 | 1.4928 | 1.4928 | 10.3919 | 0.62339 | 0.0016124 | 0.0058432 | 0.0039341 | 0 | 0 | 0.06302 | 0.016238 | 1.2152 | 0.43839 | 9.3068 | 2.0585 | 1.0221 | 0.60107 | 0.79648 | 0 | 0 | 0 | 0 | -24.1285 | 0.056408 | 0 | 0 | 0 | -0.39089 | 0 | 0 | 0 | 0 | 0 | 0 | 0 | 0 | 2.6279 | 0 | 0 | 0 | 1.822 | 0 | 4.7121 | 4.752 | 1.2317 | 36.6021 | 1.2254 | 3.0551 | 0 | 0.032612 | -0.22653 | 0.74789 | 0.22757 | 0 | 32.1894 | 20.3332 | -0.61741 | 0 | 0.60707 | 0 | 1.6728 | 0.15127
2025_01_27 Hr 15 | 0.27208 | 9.4155e-06 | 0 | 0.19245 | 0.19245 | 0.19245 | 0.19245 | 0.19245 | 0.19245 | 0 | 0 | 0.0031592 | 2.85 | 0.23853 | 1.4928 | 1.4928 | 10.3919 | 0.68007 | 0.0016124 | 0.0058432 | 0.0039341 | 0 | 0 | 0.06302 | 0.016238 | 0.86319 | 0 | 9.3068 | 2.0585 | 1.1151 | 0.60107 | 0.79648 | 0 | 0 | 0 | 0 | -20.7326 | 0.056408 | 0 | 0 | 0 | -0.37452 | 0 | 0 | 0 | 0 | 0 | 0 | 0 | 0 | 3.3181 | 0 | 0 | 0 | 1.822 | 0 | 4.5703 | 4.6096 | 1.1099 | 35.6772 | 1.2254 | 3.0551 | 0 | 0.032612 | -0.27208 | 0.74789 | 0.22757 | 0 | 35.2333 | 20.9353 | -0.6466 | 0 | 0.60707 | 0 | 1.6728 | 0.14981
2025_01_27 Hr 16 | 0.02274 | 4.2133e-06 | 0 | 0.19245 | 0.19245 | 0.19245 | 0.19245 | 0.19245 | 0.19245 | 0 | 0 | 0.0031592 | 2.85 | 0.24905 | 1.4928 | 1.4928 | 10.3919 | 0.68007 | 0.0016124 | 0.0058432 | 0.0039341 | 0 | 0 | 0.06302 | 0.016238 | 1.1848 | 0 | 9.3068 | 2.0585 | 1.1151 | 0.60107 | 0.79648 | 0 | 0 | 0 | 0 | -24.2556 | 0.056408 | 0 | 0 | 0 | -0.39114 | 0 | 0 | 0 | 0 | 0 | 0 | 0 | 0 | 3.8027 | 0 | 0 | 0 | 1.822 | 0 | 4.7835 | 4.824 | 1.0489 | 36.4264 | 1.2254 | 3.0551 | 0 | 0.032612 | -0.02274 | 0.74789 | 0.22757 | 0 | 32.8771 | 21.1202 | -0.41388 | 0 | 0.60707 | 0 | 1.6728 | 0.14991
2025_01_27 Hr 17 | 0.022667 | 0 | 0 | 0.19245 | 0.19245 | 0.19245 | 0.19245 | 0.19245 | 0.19245 | 0 | 0 | 0.0031592 | 2.85 | 0.28036 | 1.4928 | 1.4928 | 10.3919 | 0.68007 | 0.0016124 | 0.0058432 | 0.0039341 | 0 | 0 | 0.06302 | 0.016238 | 1.2821 | 0 | 9.3068 | 2.0585 | 1.1151 | 0.60107 | 0.79648 | 0 | 0 | 0 | 0 | -29.1224 | 0.056408 | 0 | 0 | 0 | -0.44058 | 0 | 0 | 0 | 0 | 0 | 0 | 0 | 0 | 4.0102 | 0 | 0 | 0 | 1.822 | 0 | 4.7835 | 4.824 | 1.2013 | 36.5237 | 1.2254 | 3.0551 | 0 | 0.032612 | -0.022667 | 0.74789 | 0.22757 | 0 | 28.4517 | 21.5136 | -0.46324 | 0 | 0.60707 | 0 | 1.6728 | 0.15229
2025_01_27 Hr 18 | 0 | 0 | 0 | 0.19245 | 0.19245 | 0.19245 | 0.19245 | 0.19245 | 0.19245 | 0 | 0 | 0.0031592 | 2.85 | 0.30607 | 1.4928 | 1.4928 | 10.3919 | 0.68007 | 0.0016124 | 0.0058432 | 0.0039341 | 0 | 0 | 0.06302 | 0.016238 | 1.2821 | 0 | 9.3068 | 2.0585 | 1.1151 | 0.60107 | 0.79648 | 0 | 0 | 0 | 0 | -27.4578 | 0.056408 | 0 | 0 | 0 | -0.48117 | 0 | 0 | 0 | 0 | 0 | 0 | 0 | 0 | 4.9086 | 0 | 0 | 0 | 1.822 | 0 | 4.7835 | 4.824 | 0.60064 | 36.5237 | 1.2254 | 3.0551 | 0 | 0.032612 | 0 | 0.74789 | 0.22757 | 0 | 30.4007 | 21.8159 | -0.48117 | 0 | 0.60707 | 0 | 1.6728 | 0.15383
2025_01_27 Hr 19 | 0 | 0 | 0 | 0.19245 | 0.19245 | 0.19245 | 0.19245 | 0.19245 | 0.19245 | 0 | 0 | 0.0031592 | 2.85 | 0.30534 | 1.4928 | 1.4928 | 10.3919 | 0.68007 | 0.0016124 | 0.0058432 | 0.0039341 | 0 | 0 | 0.06302 | 0.016238 | 1.2821 | 0.58802 | 9.3068 | 2.0585 | 1.1151 | 0.60107 | 0.79648 | 0 | 0 | 0 | 0 | -29.6174 | 0.056408 | 0 | 0 | 0 | -0.48001 | 0 | 0 | 0 | 0 | 0 | 0 | 0 | 0 | 5.3919 | 0 | 0 | 0 | 1.822 | 0 | 4.7835 | 4.824 | 0.50924 | 36.9621 | 1.2254 | 3.0551 | 0 | 0.032612 | 0 | 0.74789 | 0.22757 | 0 | 29.0716 | 22.2069 | -0.48001 | 0 | 0.60707 | 0 | 1.6728 | 0.15356
2025_01_27 Hr 20 | 0 | 0 | 0 | 0.19245 | 0.19245 | 0.19245 | 0.19245 | 0.19245 | 0.19245 | 0 | 0 | 0.0031592 | 2.85 | 0.29609 | 1.4928 | 1.4928 | 10.3919 | 0.68007 | 0.0016124 | 0.0058432 | 0.0039341 | 0 | 0 | 0.06302 | 0.016238 | 1.2821 | 0.43839 | 9.3068 | 2.0585 | 1.1151 | 0.60107 | 0.79648 | 0 | 0 | 0 | 0 | -31.6814 | 0.056408 | 0 | 0 | 0 | -0.46541 | 0 | 0 | 0 | 0 | 0 | 0 | 0 | 0 | 5.5304 | 0 | 0 | 0 | 1.822 | 0 | 4.7835 | 4.824 | 0.87049 | 36.9621 | 1.2254 | 3.0551 | 0 | 0.032612 | 0 | 0.74789 | 0.22757 | 0 | 27.5118 | 22.6965 | -0.46541 | 0 | 0.60707 | 0 | 1.6728 | 0.15271
2025_01_27 Hr 21 | 0 | 0 | 0 | 0.19245 | 0.19245 | 0.19245 | 0.19245 | 0.19245 | 0.19245 | 0 | 0 | 0.0031592 | 2.85 | 0.24425 | 1.4928 | 1.4928 | 10.3919 | 0.68007 | 0.0016124 | 0.0058432 | 0.0039341 | 0 | 0 | 0.06302 | 0.016238 | 1.2821 | 0.43839 | 9.3068 | 2.0585 | 1.1151 | 0.60107 | 0.79648 | 0 | 0 | 0 | 0 | -22.536 | 0.056408 | 0 | 0 | 0 | -0.38355 | 0 | 0 | 0 | 0 | 0 | 0 | 0 | 0 | 5.0477 | 0 | 0 | 0 | 1.822 | 0 | 4.7835 | 4.824 | 0.77909 | 36.9621 | 1.2254 | 3.0551 | 0 | 0.032612 | 0 | 0.74789 | 0.22757 | 0 | 36.1114 | 22.0688 | -0.38355 | 0 | 0.60707 | 0 | 1.6728 | 0.15099
2025_01_27 Hr 22 | 0 | 0 | 0 | 0.19245 | 0.19245 | 0.19245 | 0.19245 | 0.19245 | 0.19245 | 0 | 0 | 0.0031592 | 2.85 | 0.23555 | 1.4928 | 1.4928 | 10.3919 | 0.68007 | 0.0016124 | 0.0058432 | 0.0039341 | 0 | 0 | 0.06302 | 0.016238 | 1.2821 | 0.43839 | 9.3068 | 2.0585 | 1.1151 | 0.60107 | 0.79648 | 0 | 0 | 0 | 0 | -23.7644 | 0.056408 | 0 | 0 | 0 | -0.36982 | 0 | 0 | 0 | 0 | 0 | 0 | 0 | 0 | 4.8402 | 0 | 0 | 0 | 1.822 | 0 | 4.7835 | 4.824 | 0.96189 | 36.9621 | 1.2254 | 3.0551 | 0 | 0.032612 | 0 | 0.74789 | 0.22757 | 0 | 34.8619 | 22.034 | -0.36982 | 0 | 0.60707 | 0 | 1.6728 | 0.14956
2025_01_27 Hr 23 | 0 | 0 | 0 | 0.19245 | 0.19245 | 0.19245 | 0.19245 | 0.19245 | 0.19245 | 0 | 0 | 0.0031592 | 2.46 | 0.19801 | 1.4928 | 1.4928 | 10.4287 | 0.68321 | 0.0016124 | 0.0058432 | 0.0039341 | 0 | 0 | 0.06302 | 0.016238 | 1.2821 | 0.43839 | 9.3171 | 2.0585 | 0 | 0.60344 | 0.79648 | 0 | 0 | 0 | 0 | -21.4633 | 0.056408 | 0 | 0 | 0 | -0.36012 | 0 | 0 | 0 | 0 | 0 | 0 | 0 | 0 | 4.8396 | 0 | 0 | 0 | 1.822 | 0 | 4.8033 | 4.8439 | 0.66157 | 35.937 | 1.2254 | 3.0551 | 0 | 0.032612 | 0 | 0.74789 | 0.22757 | 0 | 35.4195 | 21.3058 | -0.36012 | 0 | 0.60707 | 0 | 1.6728 | 0.14748
2025_01_27 Hr 24 | 0 | 0 | 0 | 0.19245 | 0.19245 | 0.19245 | 0.19245 | 0.19245 | 0.19245 | 0 | 0 | 0.0031592 | 2.73 | 0.19936 | 1.4928 | 1.4928 | 10.4287 | 0.68321 | 0.0016124 | 0.0058432 | 0.0039341 | 0 | 0 | 0.06302 | 0.016238 | 1.2821 | 0.43839 | 9.3171 | 2.0585 | 0 | 0.60344 | 0.79648 | 0 | 0 | 0 | 0 | -23.2614 | 0.056408 | 0 | 0 | 0 | -0.32652 | 0 | 0 | 0 | 0 | 0 | 0 | 0 | 0 | 5.0459 | 0 | 0 | 0 | 1.822 | 0 | 4.8033 | 4.8439 | 0.96189 | 35.937 | 1.2254 | 3.0551 | 0 | 0.032612 | 0 | 0.74789 | 0.22757 | 0 | 34.4318 | 22.0826 | -0.32652 | 0 | 0.60707 | 0 | 1.6728 | 0.1463
2025_01_28 Hr 01 | 0 | 0 | 0 | 0.20667 | 0.20667 | 0.20667 | 0.20667 | 0.20667 | 0.20667 | 0 | 0 | 0.0031592 | 2.73 | 0.21233 | 1.4928 | 1.4928 | 11.199 | 0 | 0.0016124 | 0.0058432 | 0.0039341 | 0 | 0 | 0.06302 | 0.016238 | 1.2821 | 0 | 10.0057 | 2.0585 | 0 | 0.60344 | 0.79648 | 0 | 0 | 0 | 0 | -21.5765 | 0.056408 | 0 | 0 | 0 | -0.34789 | 0 | 0 | 0 | 0 | 0 | 0 | 0 | 0 | 5.6702 | 0 | 0 | 0 | 1.822 | 0 | 5.1583 | 5.202 | 1.3188 | 37.0728 | 1.2254 | 3.0551 | 0 | 0.032612 | 0 | 0.74789 | 0.22757 | 0 | 38.2233 | 23.0749 | -0.34789 | 0 | 0.60707 | 0 | 1.6728 | 0.14439
2025_01_28 Hr 02 | 0 | 0 | 0 | 0.20667 | 0.20667 | 0.20667 | 0.20667 | 0.20667 | 0.20667 | 0 | 0 | 0.0031592 | 2.76 | 0.21306 | 1.4928 | 1.4928 | 11.199 | 0 | 0.0016124 | 0.0058432 | 0.0039341 | 0 | 0 | 0.06302 | 0.016238 | 1.2821 | 0 | 10.0057 | 2.0585 | 0 | 0.60344 | 0.79648 | 0 | 0 | 0 | 0 | -22.5924 | 0.056408 | 0 | 0 | 0 | -0.34528 | 0 | 0 | 0 | 0 | 0 | 0 | 0 | 0 | 5.7379 | 0 | 0 | 0 | 1.822 | 0 | 5.1583 | 5.202 | 1.2317 | 37.0728 | 1.2254 | 3.0551 | 0 | 0.032612 | 0 | 0.74789 | 0.22757 | 0 | 37.2218 | 23.0866 | -0.34528 | 0 | 0.60707 | 0 | 1.6728 | 0.14465
2025_01_28 Hr 03 | 0 | 0 | 0 | 0.20667 | 0.20667 | 0.20667 | 0.20667 | 0.20667 | 0.20667 | 0 | 0 | 0.0031592 | 2.76 | 0.2084 | 1.4928 | 1.4928 | 11.199 | 0.73367 | 0.0016124 | 0.0058432 | 0.0039341 | 0 | 0 | 0.06302 | 0.016238 | 1.2821 | 0 | 10.0057 | 2.0585 | 0 | 0.60344 | 0.79648 | 0 | 0 | 0 | 0 | -26.7988 | 0.056408 | 0 | 0 | 0 | -0.33768 | 0 | 0 | 0 | 0 | 0 | 0 | 0 | 0 | 5.531 | 0 | 0 | 0 | 1.822 | 0 | 5.1583 | 5.202 | 1.6496 | 37.8065 | 1.2254 | 3.0551 | 0 | 0.032612 | 0 | 0.74789 | 0.22757 | 0 | 33.963 | 23.293 | -0.33768 | 0 | 0.60707 | 0 | 1.6728 | 0.14478
2025_01_28 Hr 04 | 0 | 0 | 0 | 0.20667 | 0.20667 | 0.20667 | 0.20667 | 0.20667 | 0.20667 | 0 | 0 | 0.0031592 | 2.76 | 0.2088 | 1.4928 | 1.4928 | 11.199 | 0 | 0.0016124 | 0.0058432 | 0.0039341 | 0 | 0 | 0.06302 | 0.016238 | 1.2821 | 0 | 10.0057 | 2.0585 | 0 | 0.60344 | 0.79648 | 0 | 0 | 0 | 0 | -23.156 | 0.056408 | 0 | 0 | 0 | -0.33833 | 0 | 0 | 0 | 0 | 0 | 0 | 0 | 0 | 5.6702 | 0 | 0 | 0 | 1.822 | 0 | 5.1583 | 5.202 | 1.6801 | 37.0728 | 1.2254 | 3.0551 | 0 | 0.032612 | 0 | 0.74789 | 0.22757 | 0 | 37.0408 | 23.4624 | -0.33833 | 0 | 0.60707 | 0 | 1.6728 | 0.14416
2025_01_28 Hr 05 | 0 | 0 | 0 | 0.20667 | 0.20667 | 0.20667 | 0.20667 | 0.20667 | 0.20667 | 0 | 0 | 0.0031592 | 2.67 | 0.21142 | 1.4928 | 1.4928 | 11.199 | 0.73367 | 0.0016124 | 0.0058432 | 0.0039341 | 0 | 0 | 0.06302 | 0.016238 | 1.2821 | 0 | 10.0057 | 2.0585 | 0 | 0.60344 | 0.79648 | 0 | 0 | 0 | 0 | -25.2684 | 0.056408 | 0 | 0 | 0 | -0.35423 | 0 | 0 | 0 | 0 | 0 | 0 | 0 | 0 | 5.669 | 0 | 0 | 0 | 1.822 | 0 | 5.1583 | 5.202 | 1.4407 | 37.8065 | 1.2254 | 3.0551 | 0 | 0.032612 | 0 | 0.74789 | 0.22757 | 0 | 35.32 | 23.1361 | -0.35423 | 0 | 0.60707 | 0 | 1.6728 | 0.14583
2025_01_28 Hr 06 | 0 | 0 | 0 | 0.20667 | 0.20667 | 0.20667 | 0.20667 | 0.20667 | 0.20667 | 0 | 0 | 0.0031592 | 2.61 | 0.22238 | 1.4928 | 1.4928 | 11.199 | 0.73367 | 0.0016124 | 0.0058432 | 0.0039341 | 0 | 0 | 0.06302 | 0.016238 | 1.2821 | 0.26727 | 10.0057 | 2.0585 | 1.1975 | 0.60344 | 0.79648 | 0 | 0 | 0 | 0 | -30.2519 | 0.056408 | 0 | 0 | 0 | -0.38132 | 0 | 0 | 0 | 0 | 0 | 0 | 0 | 0 | 5.531 | 0 | 0 | 0 | 1.822 | 0 | 5.1583 | 5.202 | 1.0489 | 39.1216 | 1.2254 | 3.0551 | 0 | 0.032612 | 0 | 0.74789 | 0.22757 | 0 | 31.0485 | 22.5602 | -0.38132 | 0 | 0.60707 | 0 | 1.6728 | 0.1486
2025_01_28 Hr 07 | 0 | 0 | 0 | 0.20667 | 0.20667 | 0.20667 | 0.20667 | 0.20667 | 0.20667 | 0 | 0 | 0.0031592 | 2.58 | 0.26226 | 1.4928 | 1.4928 | 11.1595 | 0.7303 | 0.0016124 | 0.0058432 | 0.0039341 | 0 | 0 | 0.06302 | 0.016238 | 1.2821 | 0.47043 | 9.9946 | 2.0585 | 1.1975 | 0.60107 | 0.79648 | 0 | 0 | 0 | 0 | -37.5606 | 0.056408 | 0 | 0 | 0 | -0.45532 | 0 | 0 | 0 | 0 | 0 | 0 | 0 | 0 | 5.4615 | 0 | 0 | 0 | 1.822 | 0 | 5.1371 | 5.1806 | 0.93143 | 39.3778 | 1.2254 | 3.0551 | 0 | 0.032612 | 0 | 0.74789 | 0.22757 | 0 | 23.7459 | 22.3841 | -0.45532 | 0 | 0.60707 | 0 | 1.6728 | 0.1521
2025_01_28 Hr 08 | 0 | 0 | 0 | 0.20667 | 0.20667 | 0.20667 | 0.20667 | 0.20667 | 0.20667 | 0 | 0 | 0.0031592 | 2.58 | 0.2363 | 1.4928 | 1.4928 | 11.1595 | 0.7303 | 0.0016124 | 0.0058432 | 0.0039341 | 0 | 0 | 0.06302 | 0.016238 | 1.2821 | 0.47043 | 9.9946 | 2.0585 | 1.1975 | 0.60107 | 0.79648 | 0 | 0 | 0 | 0 | -33.7043 | 0.056408 | 0 | 0 | 0 | -0.41006 | 0 | 0 | 0 | 0 | 0 | 0 | 0 | 0 | 5.4615 | 0 | 0 | 0 | 1.822 | 0 | 5.1371 | 5.1806 | 1.2622 | 39.3778 | 1.2254 | 3.0551 | 0 | 0.032612 | 0 | 0.74789 | 0.22757 | 0 | 27.9539 | 22.6905 | -0.41006 | 0 | 0.60707 | 0 | 1.6728 | 0.15368
2025_01_28 Hr 09 | 0.022813 | 0 | 0 | 0.20667 | 0.20667 | 0.20667 | 0.20667 | 0.20667 | 0.20667 | 0 | 0 | 0.0031592 | 2.4 | 0.15022 | 1.4928 | 1.4928 | 11.1595 | 0.7303 | 0.0016124 | 0.0058432 | 0.0039341 | 0 | 0 | 0.06302 | 0.016238 | 0.88059 | 0.47043 | 9.9946 | 2.0585 | 1.1975 | 0.60107 | 0.79648 | 0 | 0 | 0 | 0 | -19.591 | 0.056408 | 0 | 0 | 0 | -0.27957 | 0 | 0 | 0 | 0 | 0 | 0 | 0 | 0 | 5.3919 | 0 | 0 | 0 | 1.822 | 0 | 4.6768 | 4.7164 | 1.3493 | 38.0518 | 1.2254 | 3.0551 | 0 | 0.032612 | -0.022813 | 0.74789 | 0.22757 | 0 | 40.6229 | 22.4645 | -0.30238 | 0 | 0.60707 | 0 | 1.6728 | 0.15351
2025_01_28 Hr 10 | 0.13579 | 0 | 0 | 0.20667 | 0.20667 | 0.20667 | 0.20667 | 0.20667 | 0.20667 | 0 | 0 | 0.0031592 | 2.04 | 0.13106 | 1.4928 | 1.4928 | 11.1595 | 0.7303 | 0.0016124 | 0.0058432 | 0.0039341 | 0 | 0 | 0.06302 | 0.016238 | 0.5042 | 0 | 9.9946 | 2.0585 | 1.1975 | 0.60107 | 0.79648 | 0 | 0 | 0 | 0 | -16.7963 | 0.056408 | 0 | 0 | 0 | -0.28699 | 0 | 0 | 0 | 0 | 0 | 0 | 0 | 0 | 5.3931 | 0 | 0 | 0 | 1.822 | 0 | 4.7133 | 4.7523 | 1.2622 | 37.2774 | 1.2254 | 3.0551 | 0 | 0.032612 | -0.13579 | 0.74789 | 0.22757 | 0 | 42.17 | 22.1116 | -0.42278 | 0 | 0.60707 | 0 | 1.6728 | 0.15265
2025_01_28 Hr 11 | 0.13579 | 0 | 0 | 0.20667 | 0.20667 | 0.20667 | 0.20667 | 0.20667 | 0.20667 | 0 | 0 | 0.0031592 | 1.92 | 0.1151 | 1.4928 | 1.4928 | 11.1595 | 0.7303 | 0.0016124 | 0.0058432 | 0.0039341 | 0 | 0 | 0.06302 | 0.016238 | 0.47904 | 0 | 9.9946 | 2.0585 | 1.1975 | 0.60107 | 0.79648 | 0 | 0 | 0 | 0 | -12.2844 | 0.056408 | 0 | 0 | 0 | -0.26765 | 0 | 0 | 0 | 0 | 0 | 0 | 0 | 0 | 5.1862 | 0 | 0 | 0 | 1.822 | 0 | 4.4868 | 4.5258 | 1.3188 | 36.7992 | 1.2254 | 3.0551 | 0 | 0.032612 | -0.13579 | 0.74789 | 0.22757 | 0 | 45.9352 | 21.8238 | -0.40344 | 0 | 0.60707 | 0 | 1.6728 | 0.15106
2025_01_28 Hr 12 | 0.36355 | 8.9615e-06 | 0 | 0 | 0 | 0 | 0 | 0 | 0 | 0 | 0 | 0.0031592 | 2.01 | 0.12453 | 1.4928 | 1.4928 | 11.1595 | 0.7303 | 0.0016124 | 0.0058432 | 0.0039341 | 0 | 0 | 0.06302 | 0.016238 | 0.48408 | 0 | 9.9946 | 2.0585 | 1.1975 | 0.60107 | 0.79648 | 0 | 0 | 0 | 0 | -12.271 | 0.056408 | 0 | 0.0039829 | 0 | -0.2767 | 0 | 0 | 0 | 0 | 0 | 0 | 0 | 0 | 5.3242 | 0 | 0 | 0 | 1.822 | 0 | 4.5599 | 4.5976 | 1.2927 | 35.7091 | 1.2254 | 3.0551 | 0 | 0.032612 | -0.36355 | 0.74789 | 0.22757 | 0 | 45.06 | 22.2621 | -0.64025 | 0 | 0.60707 | 0 | 1.6728 | 0.15035
2025_01_28 Hr 13 | 0.18148 | 2.7369e-05 | 0 | 0 | 0 | 0 | 0 | 0 | 0 | 0 | 0 | 0.0031592 | 2.34 | 0.14759 | 1.4928 | 1.4928 | 11.1595 | 0.7303 | 0.0016124 | 0.0058432 | 0.0039341 | 0 | 0 | 0.06302 | 0.016238 | 0.48909 | 0 | 9.9946 | 2.0585 | 1.1975 | 0.60107 | 0.79648 | 0 | 0 | 0 | 0 | -11.846 | 0.056408 | 0 | 0.0040547 | 0 | -0.28173 | 0 | 0 | 0 | 0 | 0 | 0 | 0 | 0 | 4.9775 | 0 | 0 | 0 | 1.822 | 0 | 4.5965 | 4.6335 | 1.2927 | 35.7867 | 1.2254 | 3.0551 | 0 | 0.032612 | -0.18148 | 0.74789 | 0.22757 | 0 | 45.5634 | 22.0859 | -0.46321 | 0 | 0.60707 | 0 | 1.6728 | 0.14975
2025_01_28 Hr 14 | 0.27215 | 4.2958e-05 | 0 | 0 | 0 | 0 | 0 | 0 | 0 | 0 | 0 | 0.0031592 | 2.34 | 0.14892 | 1.4928 | 1.4928 | 10.8301 | 0.66944 | 0.0016124 | 0.0058432 | 0.0039341 | 0 | 0 | 0.06302 | 0.016238 | 0.52764 | 0 | 9.7841 | 2.0585 | 1.0977 | 0.58604 | 0.79648 | 0 | 0 | 0 | 0.16427 | -10.473 | 0.056408 | 0 | 0.0040912 | 0 | -0.28429 | 0 | 0 | 0 | 0 | 0 | 0 | 0 | 0 | 4.7706 | 0 | 0 | 0 | 1.822 | 0 | 4.8302 | 4.8711 | 1.2927 | 35.5958 | 1.2254 | 3.0551 | 0 | 0.032612 | -0.27215 | 0.74789 | 0.22757 | 0 | 46.6861 | 21.9554 | -0.55644 | 0 | 0.60707 | 0 | 1.6728 | 0.14924
2025_01_28 Hr 15 | 0.067857 | 5.3724e-05 | 0 | 0 | 0 | 0 | 0 | 0 | 0 | 0 | 0 | 0.0031592 | 2.46 | 0.15229 | 1.4928 | 1.4928 | 9.7358 | 0.48687 | 0.0016124 | 0.0058432 | 0.0039341 | 0 | 0 | 0.06302 | 0.016238 | 0.53935 | 0 | 9.0972 | 2.0585 | 0.79832 | 0.53703 | 0.79648 | 0 | 0 | 0 | 0.57546 | -6.1963 | 0.056408 | 0 | 0.0039796 | 0 | -0.27647 | 0 | 0 | 0 | 0 | 0 | 0 | 0 | 0 | 4.6327 | 0 | 0 | 0 | 1.822 | 0 | 4.6366 | 4.6749 | 1.2927 | 32.9547 | 1.2254 | 3.0551 | 0 | 0.032612 | -0.067857 | 0.74789 | 0.22757 | 0 | 48.6765 | 21.6869 | -0.34433 | 0 | 0.60707 | 0 | 1.6728 | 0.1486
2025_01_28 Hr 16 | 0.045117 | 1.701e-05 | 0 | 0 | 0 | 0 | 0 | 0 | 0 | 0 | 0 | 0.0031592 | 2.61 | 0.18416 | 1.4928 | 1.4928 | 11.1595 | 0.7303 | 0.0016124 | 0.0058432 | 0.0039341 | 0 | 0 | 0.06302 | 0.016238 | 0.58956 | 0 | 9.9946 | 2.0585 | 1.1975 | 0.60107 | 0.79648 | 0 | 0 | 0 | 0 | -11.3833 | 0.056408 | 0 | 0.004536 | 0 | -0.31542 | 0 | 0 | 0 | 0 | 0 | 0 | 0 | 0 | 4.2165 | 0 | 0 | 0 | 1.822 | 0 | 4.6402 | 4.6805 | 1.3188 | 35.9778 | 1.2254 | 3.0551 | 0 | 0.032612 | -0.045117 | 0.74789 | 0.22757 | 0 | 45.7542 | 21.5202 | -0.36054 | 0 | 0.60707 | 0 | 1.6728 | 0.14876
2025_01_28 Hr 17 | 0.045044 | 3.6751e-06 | 0 | 0.20667 | 0.20667 | 0.20667 | 0.20667 | 0.20667 | 0.20667 | 0 | 0 | 0.0031592 | 2.55 | 0.19437 | 1.4928 | 1.4928 | 11.1595 | 0.7303 | 0.0016124 | 0.0058432 | 0.0039341 | 0 | 0 | 0.06302 | 0.016238 | 0.83079 | 0 | 9.9946 | 2.0585 | 1.1975 | 0.60107 | 0.79648 | 0 | 0 | 0 | 0 | -15.5993 | 0.056408 | 0 | 0 | 0 | -0.34091 | 0 | 0 | 0 | 0 | 0 | 0 | 0 | 0 | 3.6642 | 0 | 0 | 0 | 1.822 | 0 | 5.1371 | 5.1806 | 1.2927 | 38.456 | 1.2254 | 3.0551 | 0 | 0.032612 | -0.045044 | 0.74789 | 0.22757 | 0 | 43.3638 | 20.893 | -0.38595 | 0 | 0.60707 | 0 | 1.6728 | 0.14993
2025_01_28 Hr 18 | 0 | 0 | 0 | 0.20667 | 0.20667 | 0.20667 | 0.20667 | 0.20667 | 0.20667 | 0 | 0 | 0.0031592 | 2.55 | 0.20257 | 1.4928 | 1.4928 | 11.1595 | 0.7303 | 0.0016124 | 0.0058432 | 0.0039341 | 0 | 0 | 0.06302 | 0.016238 | 1.0719 | 0 | 9.9946 | 2.0585 | 1.1975 | 0.60107 | 0.79648 | 0 | 0 | 0 | 0 | -22.1386 | 0.056408 | 0 | 0 | 0 | -0.35538 | 0 | 0 | 0 | 0 | 0 | 0 | 0 | 0 | 3.3865 | 0 | 0 | 0 | 1.822 | 0 | 5.1371 | 5.1806 | 1.3188 | 38.6972 | 1.2254 | 3.0551 | 0 | 0.032612 | 0 | 0.74789 | 0.22757 | 0 | 36.8104 | 20.6072 | -0.35538 | 0 | 0.60707 | 0 | 1.6728 | 0.15248
2025_01_28 Hr 19 | 0 | 0 | 0 | 0.20667 | 0.20667 | 0.20667 | 0.20667 | 0.20667 | 0.20667 | 0 | 0 | 0.0031592 | 2.46 | 0.20231 | 1.4928 | 1.4928 | 11.1595 | 0.7303 | 0.0016124 | 0.0058432 | 0.0039341 | 0 | 0 | 0.06302 | 0.016238 | 1.2657 | 0 | 9.9946 | 2.0585 | 1.1975 | 0.60107 | 0.79648 | 0 | 0 | 0 | 0 | -27.3481 | 0.056408 | 0 | 0 | 0 | -0.36799 | 0 | 0 | 0 | 0 | 0 | 0 | 0 | 0 | 3.9418 | 0 | 0 | 0 | 1.822 | 0 | 5.1371 | 5.1806 | 1.3188 | 38.8909 | 1.2254 | 3.0551 | 0 | 0.032612 | 0 | 0.74789 | 0.22757 | 0 | 32.2477 | 21.0728 | -0.36799 | 0 | 0.60707 | 0 | 1.6728 | 0.15306
2025_01_28 Hr 20 | 0 | 0 | 0 | 0.20667 | 0.20667 | 0.20667 | 0.20667 | 0.20667 | 0.20667 | 0 | 0 | 0.0031592 | 2.55 | 0.20339 | 1.4928 | 1.4928 | 11.1595 | 0.7303 | 0.0016124 | 0.0058432 | 0.0039341 | 0 | 0 | 0.06302 | 0.016238 | 1.2821 | 0 | 9.9946 | 2.0585 | 1.1975 | 0.60107 | 0.79648 | 0 | 0 | 0 | 0 | -29.3145 | 0.056408 | 0 | 0 | 0 | -0.35683 | 0 | 0 | 0 | 0 | 0 | 0 | 0 | 0 | 3.8021 | 0 | 0 | 0 | 1.822 | 0 | 5.1371 | 5.1806 | 1.3493 | 38.9074 | 1.2254 | 3.0551 | 0 | 0.032612 | 0 | 0.74789 | 0.22757 | 0 | 30.2904 | 21.0544 | -0.35683 | 0 | 0.60707 | 0 | 1.6728 | 0.15282
2025_01_28 Hr 21 | 0 | 0 | 0 | 0.20667 | 0.20667 | 0.20667 | 0.20667 | 0.20667 | 0.20667 | 0 | 0 | 0.0031592 | 2.52 | 0.17561 | 1.4928 | 1.4928 | 11.1595 | 0.7303 | 0.0016124 | 0.0058432 | 0.0039341 | 0 | 0 | 0.06302 | 0.016238 | 1.0814 | 0 | 9.9946 | 2.0585 | 1.1975 | 0.60107 | 0.79648 | 0 | 0 | 0 | 0 | -26.2326 | 0.056408 | 0 | 0 | 0 | -0.31149 | 0 | 0 | 0 | 0 | 0 | 0 | 0 | 0 | 3.8717 | 0 | 0 | 0 | 1.822 | 0 | 5.1371 | 5.1806 | 1.3493 | 38.7066 | 1.2254 | 3.0551 | 0 | 0.032612 | 0 | 0.74789 | 0.22757 | 0 | 33.2278 | 21.0653 | -0.31149 | 0 | 0.60707 | 0 | 1.6728 | 0.15194
2025_01_28 Hr 22 | 0 | 0 | 0 | 0.20667 | 0.20667 | 0.20667 | 0.20667 | 0.20667 | 0.20667 | 0 | 0 | 0.0031592 | 2.43 | 0.17142 | 1.4928 | 1.4928 | 11.1595 | 0.7303 | 0.0016124 | 0.0058432 | 0.0039341 | 0 | 0 | 0.06302 | 0.016238 | 0.55446 | 0 | 9.9946 | 2.0585 | 1.1975 | 0.60107 | 0.79648 | 0 | 0 | 0 | 0 | -26.0696 | 0.056408 | 0 | 0 | 0 | -0.31535 | 0 | 0 | 0 | 0 | 0 | 0 | 0 | 0 | 4.2171 | 0 | 0 | 0 | 1.822 | 0 | 5.1371 | 5.1806 | 1.2927 | 38.1797 | 1.2254 | 3.0551 | 0 | 0.032612 | 0 | 0.74789 | 0.22757 | 0 | 33.0532 | 21.2584 | -0.31535 | 0 | 0.60707 | 0 | 1.6728 | 0.15043
2025_01_28 Hr 23 | 0 | 0 | 0 | 0.20667 | 0.20667 | 0.20667 | 0.20667 | 0.20667 | 0.20667 | 0 | 0 | 0.0031592 | 2.37 | 0.1772 | 1.4928 | 1.4928 | 11.199 | 0.73367 | 0.0016124 | 0.0058432 | 0.0039341 | 0 | 0 | 0.06302 | 0.016238 | 0.60972 | 0 | 10.0057 | 2.0585 | 0 | 0.60344 | 0.79648 | 0 | 0 | 0 | 0 | -26.4003 | 0.056408 | 0 | 0 | 0 | -0.33435 | 0 | 0 | 0 | 0 | 0 | 0 | 0 | 0 | 4.2165 | 0 | 0 | 0 | 1.822 | 0 | 5.1583 | 5.202 | 1.2317 | 37.1341 | 1.2254 | 3.0551 | 0 | 0.032612 | 0 | 0.74789 | 0.22757 | 0 | 31.5421 | 21.1427 | -0.33435 | 0 | 0.60707 | 0 | 1.6728 | 0.14806
2025_01_28 Hr 24 | 0 | 0 | 0 | 0.20667 | 0.20667 | 0.20667 | 0.20667 | 0.20667 | 0.20667 | 0 | 0 | 0.0031592 | 2.19 | 0.1644 | 1.4928 | 1.4928 | 11.199 | 0.73367 | 0.0016124 | 0.0058432 | 0.0039341 | 0 | 0 | 0.06302 | 0.016238 | 0.85088 | 0 | 10.0057 | 2.0585 | 0 | 0.60344 | 0.79648 | 0 | 0 | 0 | 0 | -25.5929 | 0.056408 | 0 | 0 | 0 | -0.3357 | 0 | 0 | 0 | 0 | 0 | 0 | 0 | 0 | 4.355 | 0 | 0 | 0 | 1.822 | 0 | 5.1583 | 5.202 | 1.2317 | 37.3752 | 1.2254 | 3.0551 | 0 | 0.032612 | 0 | 0.74789 | 0.22757 | 0 | 32.5331 | 21.0865 | -0.3357 | 0 | 0.60707 | 0 | 1.6728 | 0.14614
2025_01_29 Hr 01 | 0 | 0 | 0 | 0.24259 | 0.24259 | 0.24259 | 0.24259 | 0.24259 | 0.24259 | 0 | 0 | 0.0031592 | 1.98 | 0.15441 | 1.4928 | 1.4928 | 13.1442 | 0.8611 | 0.0016124 | 0.0058432 | 0.0039341 | 0 | 0 | 0.06302 | 0.016238 | 1.092 | 0 | 11.7446 | 2.0585 | 0 | 0.60344 | 0.79648 | 0 | 0 | 0 | 0 | -25.7995 | 0.056408 | 0 | 0 | 0 | -0.34883 | 0 | 0 | 0 | 0 | 0 | 0 | 0 | 0 | 4.4246 | 0 | 0 | 0 | 1.822 | 0 | 6.0547 | 6.106 | 1.2317 | 43.4437 | 1.2254 | 3.0551 | 0 | 0.032612 | 0 | 0.74789 | 0.22757 | 0 | 38.2308 | 20.9353 | -0.34883 | 0 | 0.60707 | 0 | 1.6728 | 0.14538
2025_01_29 Hr 02 | 0 | 0 | 0 | 0.24259 | 0.24259 | 0.24259 | 0.24259 | 0.24259 | 0.24259 | 0 | 0 | 0.0031592 | 2.13 | 0.16737 | 1.4928 | 1.4928 | 13.1442 | 0.8611 | 0.0016124 | 0.0058432 | 0.0039341 | 0 | 0 | 0.06302 | 0.016238 | 1.2723 | 0 | 11.7446 | 2.0585 | 0 | 0.60344 | 0.79648 | 0 | 0 | 0 | 0 | -28.2954 | 0.056408 | 0 | 0 | 0 | -0.35151 | 0 | 0 | 0 | 0 | 0 | 0 | 0 | 0 | 4.7712 | 0 | 0 | 0 | 1.822 | 0 | 6.0547 | 6.106 | 1.2317 | 43.624 | 1.2254 | 3.0551 | 0 | 0.032612 | 0 | 0.74789 | 0.22757 | 0 | 36.4221 | 21.445 | -0.35151 | 0 | 0.60707 | 0 | 1.6728 | 0.14547
2025_01_29 Hr 03 | 0 | 0 | 0 | 0.24259 | 0.24259 | 0.24259 | 0.24259 | 0.24259 | 0.24259 | 0 | 0 | 0.0031592 | 2.13 | 0.16733 | 1.4928 | 1.4928 | 13.1442 | 0.8611 | 0.0016124 | 0.0058432 | 0.0039341 | 0 | 0 | 0.06302 | 0.016238 | 1.2821 | 0 | 11.7446 | 2.0585 | 0 | 0.60344 | 0.79648 | 0 | 0 | 0 | 0 | -32.3045 | 0.056408 | 0 | 0 | 0 | -0.35141 | 0 | 0 | 0 | 0 | 0 | 0 | 0 | 0 | 5.3242 | 0 | 0 | 0 | 1.822 | 0 | 6.0547 | 6.106 | 1.2317 | 43.6338 | 1.2254 | 3.0551 | 0 | 0.032612 | 0 | 0.74789 | 0.22757 | 0 | 32.976 | 21.998 | -0.35141 | 0 | 0.60707 | 0 | 1.6728 | 0.14563
2025_01_29 Hr 04 | 0 | 0 | 0 | 0.24259 | 0.24259 | 0.24259 | 0.24259 | 0.24259 | 0.24259 | 0 | 0 | 0.0031592 | 2.13 | 0.16673 | 1.4928 | 1.4928 | 13.1442 | 0.8611 | 0.0016124 | 0.0058432 | 0.0039341 | 0 | 0 | 0.06302 | 0.016238 | 1.2821 | 0 | 11.7446 | 2.0585 | 0 | 0.60344 | 0.79648 | 0 | 0 | 0 | 0 | -29.9488 | 0.056408 | 0 | 0 | 0 | -0.35014 | 0 | 0 | 0 | 0 | 0 | 0 | 0 | 0 | 5.2552 | 0 | 0 | 0 | 1.822 | 0 | 6.0547 | 6.106 | 1.1708 | 43.6338 | 1.2254 | 3.0551 | 0 | 0.032612 | 0 | 0.74789 | 0.22757 | 0 | 35.2029 | 21.868 | -0.35014 | 0 | 0.60707 | 0 | 1.6728 | 0.14609
2025_01_29 Hr 05 | 0 | 0 | 0 | 0.24259 | 0.24259 | 0.24259 | 0.24259 | 0.24259 | 0.24259 | 0 | 0 | 0.0031592 | 2.04 | 0.16948 | 1.4928 | 1.4928 | 13.1442 | 0.8611 | 0.0016124 | 0.0058432 | 0.0039341 | 0 | 0 | 0.06302 | 0.016238 | 1.2821 | 0 | 11.7446 | 2.0585 | 0 | 0.60344 | 0.79648 | 0 | 0 | 0 | 0 | -32.6821 | 0.056408 | 0 | 0 | 0 | -0.37175 | 0 | 0 | 0 | 0 | 0 | 0 | 0 | 0 | 5.1862 | 0 | 0 | 0 | 1.822 | 0 | 6.0547 | 6.106 | 1.1708 | 43.6338 | 1.2254 | 3.0551 | 0 | 0.032612 | 0 | 0.74789 | 0.22757 | 0 | 32.2928 | 21.7128 | -0.37175 | 0 | 0.60707 | 0 | 1.6728 | 0.14711
2025_01_29 Hr 06 | 0 | 0 | 0 | 0.24259 | 0.24259 | 0.24259 | 0.24259 | 0.24259 | 0.24259 | 0 | 0 | 0.0031592 | 1.83 | 0.15703 | 1.4928 | 1.4928 | 13.1442 | 0.8611 | 0.0016124 | 0.0058432 | 0.0039341 | 0 | 0 | 0.06302 | 0.016238 | 1.2821 | 0 | 11.7446 | 2.0585 | 1.4056 | 0.60344 | 0.79648 | 0 | 0 | 0 | 0 | -36.5339 | 0.056408 | 0 | 0 | 0 | -0.38404 | 0 | 0 | 0 | 0 | 0 | 0 | 0 | 0 | 5.531 | 0 | 0 | 0 | 1.822 | 0 | 6.0547 | 6.106 | 1.2317 | 45.0394 | 1.2254 | 3.0551 | 0 | 0.032612 | 0 | 0.74789 | 0.22757 | 0 | 30.0204 | 21.8989 | -0.38404 | 0 | 0.60707 | 0 | 1.6728 | 0.14985
2025_01_29 Hr 07 | 0 | 0 | 0 | 0.24259 | 0.24259 | 0.24259 | 0.24259 | 0.24259 | 0.24259 | 0 | 0 | 0.0031592 | 1.89 | 0.18881 | 1.4928 | 1.4928 | 13.0978 | 0.85715 | 0.0016124 | 0.0058432 | 0.0039341 | 0 | 0 | 0.06302 | 0.016238 | 1.2821 | 0 | 11.7316 | 2.0585 | 1.4056 | 0.60107 | 0.79648 | 0 | 0 | 0 | 0 | -46.2136 | 0.056408 | 0 | 0 | 0 | -0.44744 | 0 | 0 | 0 | 0 | 0 | 0 | 0 | 0 | 5.4615 | 0 | 0 | 0 | 1.822 | 0 | 6.0298 | 6.0809 | 1.2317 | 44.926 | 1.2254 | 3.0551 | 0 | 0.032612 | 0 | 0.74789 | 0.22757 | 0 | 20.1874 | 21.9224 | -0.44744 | 0 | 0.60707 | 0 | 1.6728 | 0.15358
2025_01_29 Hr 08 | 0 | 0 | 0 | 0.24259 | 0.24259 | 0.24259 | 0.24259 | 0.24259 | 0.24259 | 0 | 0 | 0.0031592 | 1.74 | 0.18164 | 1.4928 | 1.4928 | 13.0978 | 0.85715 | 0.0016124 | 0.0058432 | 0.0039341 | 0 | 0 | 0.06302 | 0.016238 | 1.2821 | 0.19558 | 11.7316 | 2.0585 | 1.4056 | 0.60107 | 0.79648 | 0 | 0 | 0 | 0 | -44.7768 | 0.056408 | 0 | 0 | 0 | -0.46766 | 0 | 0 | 0 | 0 | 0 | 0 | 0 | 0 | 5.1856 | 0 | 0 | 0 | 1.822 | 0 | 6.0298 | 6.0809 | 1.2927 | 44.972 | 1.2254 | 3.0551 | 0 | 0.032612 | 0 | 0.74789 | 0.22757 | 0 | 21.2792 | 21.5517 | -0.46766 | 0 | 0.60707 | 0 | 1.6728 | 0.15495
2025_01_29 Hr 09 | 0.022813 | 0 | 0 | 0.24259 | 0.24259 | 0.24259 | 0.24259 | 0.24259 | 0.24259 | 0 | 0 | 0.0031592 | 1.38 | 0.15513 | 1.4928 | 1.4928 | 13.0978 | 0.85715 | 0.0016124 | 0.0058432 | 0.0039341 | 0 | 0 | 0.06302 | 0.016238 | 1.2821 | 0 | 11.7316 | 2.0585 | 1.4056 | 0.60107 | 0.79648 | 0 | 0 | 0 | 0 | -44.4797 | 0.056408 | 0 | 0 | 0 | -0.50374 | 0 | 0 | 0 | 0 | 0 | 0 | 0 | 0 | 5.254 | 0 | 0 | 0 | 1.822 | 0 | 6.0298 | 6.0809 | 1.1708 | 44.926 | 1.2254 | 3.0551 | 0 | 0.032612 | -0.022813 | 0.74789 | 0.22757 | 0 | 21.0539 | 21.1342 | -0.52656 | 0 | 0.60707 | 0 | 1.6728 | 0.15462
2025_01_29 Hr 10 | 0.13579 | 4.9161e-05 | 0 | 0.24259 | 0.24259 | 0.24259 | 0.24259 | 0.24259 | 0.24259 | 0 | 0 | 0.0031592 | 1.14 | 0.10567 | 1.4928 | 1.4928 | 13.0978 | 0.85715 | 0.0016124 | 0.0058432 | 0.0039341 | 0 | 0 | 0.06302 | 0.016238 | 1.2821 | 0 | 11.7316 | 2.0585 | 1.4056 | 0.60107 | 0.79648 | 0 | 0 | 0 | 0 | -32.9778 | 0.056408 | 0 | 0 | 0 | -0.41502 | 0 | 0 | 0 | 0 | 0 | 0 | 0 | 0 | 4.8396 | 0 | 0 | 0 | 1.822 | 0 | 6.0298 | 6.0809 | 1.1708 | 44.926 | 1.2254 | 3.0551 | 0 | 0.032612 | -0.13579 | 0.74789 | 0.22757 | 0 | 31.94 | 20.5426 | -0.55081 | 0 | 0.60707 | 0 | 1.6728 | 0.15388
2025_01_29 Hr 11 | 0.022885 | 0.00036529 | 0 | 0.24259 | 0.24259 | 0.24259 | 0.24259 | 0.24259 | 0.24259 | 0 | 0 | 0.0031592 | 0.84 | 0.061194 | 1.4928 | 1.4928 | 13.0978 | 0.85715 | 0.0016124 | 0.0058432 | 0.0039341 | 0 | 0 | 0.06302 | 0.016238 | 1.1483 | 0 | 11.7316 | 2.0585 | 1.4056 | 0.60107 | 0.79648 | 0 | 0 | 0 | 0 | -23.9343 | 0.056408 | 0 | 0 | 0 | -0.32572 | 0 | 0 | 0 | 0 | 0 | 0 | 0 | 0 | 4.2861 | 0 | 0 | 0 | 1.822 | 0 | 5.4895 | 5.536 | 0.96189 | 43.7071 | 1.2254 | 3.0551 | 0 | 0.032612 | -0.022885 | 0.74789 | 0.22757 | 0 | 38.747 | 19.3228 | -0.34861 | 0 | 0.60707 | 0 | 1.6728 | 0.15358
2025_01_29 Hr 12 | 0.27208 | 0.00062099 | 0 | 0 | 0 | 0 | 0 | 0 | 0 | 0 | 0 | 0.0031592 | 0.9 | 0.06549 | 1.4928 | 1.4928 | 13.0978 | 0.85715 | 0.0016124 | 0.0058432 | 0.0039341 | 0 | 0 | 0.06302 | 0.016238 | 0.60968 | 0 | 11.7316 | 2.0585 | 1.4056 | 0.60107 | 0.79648 | 0 | 0 | 0 | 0 | -16.0024 | 0.056408 | 0 | 0.0046779 | 0 | -0.32535 | 0 | 0 | 0 | 0 | 0 | 0 | 0 | 0 | 3.6636 | 0 | 0 | 0 | 1.822 | 0 | 5.3524 | 5.3966 | 0.60064 | 41.4364 | 1.2254 | 3.0551 | 0 | 0.032612 | -0.27208 | 0.74789 | 0.22757 | 0 | 43.4884 | 18.6519 | -0.59743 | 0 | 0.60707 | 0 | 1.6728 | 0.15266
2025_01_29 Hr 13 | 0.045044 | 0.00053547 | 0 | 0 | 0 | 0 | 0 | 0 | 0 | 0 | 0 | 0.0031592 | 0.72 | 0.05215 | 1.4928 | 1.4928 | 13.0978 | 0.85715 | 0.0016124 | 0.0058432 | 0.0039341 | 0 | 0 | 0.06302 | 0.016238 | 0.85085 | 0 | 11.7316 | 2.0585 | 1.4056 | 0.60107 | 0.79648 | 0 | 0 | 0 | 0 | -17.2505 | 0.056408 | 0 | 0.0046562 | 0 | -0.32384 | 0 | 0 | 0 | 0 | 0 | 0 | 0 | 0 | 4.4252 | 0 | 0 | 0 | 1.822 | 0 | 5.2638 | 5.3079 | 0.63111 | 41.5002 | 1.2254 | 3.0551 | 0 | 0.032612 | -0.045044 | 0.74789 | 0.22757 | 0 | 42.9038 | 19.023 | -0.36888 | 0 | 0.60707 | 0 | 1.6728 | 0.15212
2025_01_29 Hr 14 | 0.18141 | 0.00033332 | 0 | 0 | 0 | 0 | 0 | 0 | 0 | 0 | 0 | 0.0031592 | 0.69 | 0.046614 | 1.4928 | 1.4928 | 12.7111 | 0.78572 | 0.0016124 | 0.0058432 | 0.0039341 | 0 | 0 | 0.06302 | 0.016238 | 1.0317 | 0 | 11.4844 | 2.0585 | 1.2885 | 0.58604 | 0.79648 | 0 | 0 | 0 | 0.12473 | -14.0692 | 0.056408 | 0 | 0.0043429 | 0 | -0.3019 | 0 | 0 | 0 | 0 | 0 | 0 | 0 | 0 | 4.2861 | 0 | 0 | 0 | 1.822 | 0 | 5.2194 | 5.2636 | 0.63111 | 40.77 | 1.2254 | 3.0551 | 0 | 0.032612 | -0.18141 | 0.74789 | 0.22757 | 0 | 45.3103 | 18.9681 | -0.48331 | 0 | 0.60707 | 0 | 1.6728 | 0.15081
2025_01_29 Hr 15 | 0.067857 | 0.00047332 | 0 | 0 | 0 | 0 | 0 | 0 | 0 | 0 | 0 | 0.0031592 | 0.66 | 0.04075 | 1.4928 | 1.4928 | 10.7288 | 0.42857 | 0.0016124 | 0.0058432 | 0.0039341 | 0 | 0 | 0.06302 | 0.016238 | 0.53933 | 0 | 10.5313 | 2.0585 | 0.70279 | 0.5281 | 0.79648 | 0 | 0 | 0 | 0.73009 | -4.6647 | 0.056408 | 0 | 0.0039692 | 0 | -0.27574 | 0 | 0 | 0 | 0 | 0 | 0 | 0 | 0 | 4.7017 | 0 | 0 | 0 | 1.822 | 0 | 5.2623 | 5.3057 | 0.36125 | 36.4846 | 1.2254 | 3.0551 | 0 | 0.032612 | -0.067857 | 0.74789 | 0.22757 | 0 | 51.1114 | 18.905 | -0.3436 | 0 | 0.60707 | 0 | 1.6728 | 0.1492
2025_01_29 Hr 16 | 0.067784 | 0.00026053 | 0 | 0 | 0 | 0 | 0 | 0 | 0 | 0 | 0 | 0.0031592 | 0.33 | 0.020735 | 1.4928 | 1.4928 | 13.0897 | 0.5 | 0.0016124 | 0.0058432 | 0.0039341 | 0 | 0 | 0.06302 | 0.016238 | 0.53932 | 0 | 11.7316 | 2.0585 | 0.81993 | 0.60107 | 0.79648 | 0 | 0 | 0 | 0 | -7.7029 | 0.056408 | 0 | 0.0040393 | 0 | -0.28065 | 0 | 0 | 0 | 0 | 0 | 0 | 0 | 0 | 4.3562 | 0 | 0 | 0 | 1.822 | 0 | 5.1765 | 5.2215 | 0.17845 | 40.0641 | 1.2254 | 3.0551 | 0 | 0.032612 | -0.067784 | 0.74789 | 0.22757 | 0 | 50.1126 | 18.0998 | -0.34843 | 0 | 0.60707 | 0 | 1.6728 | 0.14956
2025_01_29 Hr 17 | 0 | 0 | 0 | 0.24259 | 0.24259 | 0.24259 | 0.24259 | 0.24259 | 0.24259 | 0 | 0 | 0.0031592 | 0.27 | 0.022085 | 1.4928 | 1.4928 | 13.0978 | 0.85715 | 0.0016124 | 0.0058432 | 0.0039341 | 0 | 0 | 0.06302 | 0.016238 | 0.9883 | 0 | 11.7316 | 2.0585 | 1.4056 | 0.60107 | 0.79648 | 0 | 0 | 0 | 0 | -20.3384 | 0.056408 | 0 | 0 | 0 | -0.36598 | 0 | 0 | 0 | 0 | 0 | 0 | 0 | 0 | 4.4246 | 0 | 0 | 0 | 1.822 | 0 | 5.7597 | 5.8085 | 0.30032 | 44.0897 | 1.2254 | 3.0551 | 0 | 0.032612 | 0 | 0.74789 | 0.22757 | 0 | 41.5504 | 18.1651 | -0.36598 | 0 | 0.60707 | 0 | 1.6728 | 0.1513
2025_01_29 Hr 18 | 0 | 0 | 0 | 0.24259 | 0.24259 | 0.24259 | 0.24259 | 0.24259 | 0.24259 | 0 | 0 | 0.0031592 | 0.15 | 0.012514 | 1.4928 | 1.4928 | 13.0978 | 0.85715 | 0.0016124 | 0.0058432 | 0.0039341 | 0 | 0 | 0.06302 | 0.016238 | 1.2335 | 0 | 11.7316 | 2.0585 | 1.4056 | 0.60107 | 0.79648 | 0 | 0 | 0 | 0 | -21.6787 | 0.056408 | 0 | 0 | 0 | -0.37333 | 0 | 0 | 0 | 0 | 0 | 0 | 0 | 0 | 4.3556 | 0 | 0 | 0 | 1.822 | 0 | 6.0298 | 6.0809 | 0.30032 | 44.8774 | 1.2254 | 3.0551 | 0 | 0.032612 | 0 | 0.74789 | 0.22757 | 0 | 40.7936 | 17.9682 | -0.37333 | 0 | 0.60707 | 0 | 1.6728 | 0.15295
2025_01_29 Hr 19 | 0 | 0 | 0 | 0.24259 | 0.24259 | 0.24259 | 0.24259 | 0.24259 | 0.24259 | 0 | 0 | 0.0031592 | 0.15 | 0.012061 | 1.4928 | 1.4928 | 13.0978 | 0.85715 | 0.0016124 | 0.0058432 | 0.0039341 | 0 | 0 | 0.06302 | 0.016238 | 1.2821 | 0 | 11.7316 | 2.0585 | 1.4056 | 0.60107 | 0.79648 | 0 | 0 | 0 | 0 | -19.5201 | 0.056408 | 0 | 0 | 0 | -0.35972 | 0 | 0 | 0 | 0 | 0 | 0 | 0 | 0 | 4.0096 | 0 | 0 | 0 | 1.822 | 0 | 6.0298 | 6.0809 | 0.20892 | 44.926 | 1.2254 | 3.0551 | 0 | 0.032612 | 0 | 0.74789 | 0.22757 | 0 | 42.5765 | 17.5303 | -0.35972 | 0 | 0.60707 | 0 | 1.6728 | 0.15293
2025_01_29 Hr 20 | 0 | 0 | 0 | 0.24259 | 0.24259 | 0.24259 | 0.24259 | 0.24259 | 0.24259 | 0 | 0 | 0.0031592 | 0.18 | 0.013936 | 1.4928 | 1.4928 | 13.0978 | 0.85715 | 0.0016124 | 0.0058432 | 0.0039341 | 0 | 0 | 0.06302 | 0.016238 | 1.2821 | 0 | 11.7316 | 2.0585 | 1.4056 | 0.60107 | 0.79648 | 0 | 0 | 0 | 0 | -20.5946 | 0.056408 | 0 | 0 | 0 | -0.34629 | 0 | 0 | 0 | 0 | 0 | 0 | 0 | 0 | 4.0792 | 0 | 0 | 0 | 1.822 | 0 | 5.9855 | 6.0366 | 0.26985 | 44.8374 | 1.2254 | 3.0551 | 0 | 0.032612 | 0 | 0.74789 | 0.22757 | 0 | 41.5885 | 17.692 | -0.34629 | 0 | 0.60707 | 0 | 1.6728 | 0.15219
2025_01_29 Hr 21 | 0 | 0 | 0 | 0.24259 | 0.24259 | 0.24259 | 0.24259 | 0.24259 | 0.24259 | 0 | 0 | 0.0031592 | 0.18 | 0.012382 | 1.4928 | 1.4928 | 13.0978 | 0.85715 | 0.0016124 | 0.0058432 | 0.0039341 | 0 | 0 | 0.06302 | 0.016238 | 1.0814 | 0 | 11.7316 | 2.0585 | 1.4056 | 0.60107 | 0.79648 | 0 | 0 | 0 | 0 | -9.2859 | 0.056408 | 0 | 0.00737 | 0 | -0.30744 | 0 | 0 | 0 | 0 | 0 | 0 | 0 | 0 | 5.2546 | 0 | 0 | 0 | 1.822 | 0 | 0 | 0 | 0.17845 | 32.6146 | 1.2254 | 3.0551 | 0 | 0.032612 | 0 | 0.74789 | 0.22757 | 0 | 41.7948 | 18.7736 | -0.30744 | 0 | 0.60707 | 0 | 1.6728 | 0.15132
2025_01_29 Hr 22 | 0 | 0 | 0 | 0 | 0 | 0 | 0 | 0 | 0 | 0 | 0 | 0.0031592 | 0.36 | 0.023822 | 1.4928 | 1.4928 | 13.0978 | 0.85715 | 0.0016124 | 0.0058432 | 0.0039341 | 0 | 0 | 0.06302 | 0.016238 | 0 | 0 | 11.7316 | 2.0585 | 1.4056 | 0.60107 | 0.79648 | 0 | 0 | 0 | 0.46042 | -1.2363 | 0.056408 | 0 | 0.050337 | 0 | -0.29567 | 0 | 0 | 0 | 0 | 0 | 0 | 0 | 0 | 5.1844 | 0 | 0 | 0 | 1.822 | 0 | 0 | 0 | 0.060934 | 30.0777 | 1.2254 | 3.0551 | 0 | 0.032612 | 0 | 0.74789 | 0.22757 | 0 | 47.781 | 18.7748 | -0.29567 | 0 | 0.60707 | 0 | 1.6728 | 0.14881
2025_01_29 Hr 23 | 0 | 0 | 0 | 0 | 0 | 0 | 0 | 0 | 0 | 0 | 0 | 0.0031592 | 0.57 | 0.042385 | 1.4928 | 1.4928 | 13.1442 | 0.8611 | 0.0016124 | 0.0058432 | 0.0039341 | 0 | 0 | 0.06302 | 0.016238 | 0 | 0 | 11.7446 | 2.0585 | 0 | 0.60344 | 0.79648 | 0 | 0 | 0 | 0.38944 | -1.4031 | 0.056408 | 0 | 0.056567 | 0 | -0.33252 | 0 | 0 | 0 | 0 | 0 | 0 | 0 | 0 | 5.185 | 0 | 0 | 0 | 1.822 | 0 | 0 | 0 | 0.091402 | 28.7355 | 1.2254 | 3.0551 | 0 | 0.032612 | 0 | 0.74789 | 0.22757 | 0 | 46.424 | 19.0347 | -0.33252 | 0 | 0.60707 | 0 | 1.6728 | 0.14671
2025_01_29 Hr 24 | 0 | 0 | 0 | 0 | 0 | 0 | 0 | 0 | 0 | 0 | 0 | 0.0031592 | 0.75 | 0.050596 | 1.4928 | 1.4928 | 13.1442 | 0.8611 | 0.0016124 | 0.0058432 | 0.0039341 | 0 | 0 | 0.06302 | 0.016238 | 0 | 0 | 11.7446 | 2.0585 | 0 | 0.60344 | 0.79648 | 0 | 0 | 0 | 0.15699 | -1.2105 | 0.056408 | 0 | 0.051319 | 0 | -0.30148 | 0 | 0 | 0 | 0 | 0 | 0 | 0 | 0 | 5.669 | 0 | 0 | 0 | 1.822 | 0 | 0 | 0 | 0.12187 | 28.7355 | 1.2254 | 3.0551 | 0 | 0.032612 | 0 | 0.74789 | 0.22757 | 0 | 47.116 | 19.7355 | -0.30148 | 0 | 0.60707 | 0 | 1.6728 | 0.14489
2025_01_30 Hr 01 | 0 | 0 | 0 | 0 | 0 | 0 | 0 | 0 | 0 | 0 | 0 | 0.0031592 | 0.78 | 0.0526 | 1.4928 | 1.4928 | 11.1798 | 0.73241 | 0.0016124 | 0.0058432 | 0.0039341 | 0 | 0 | 0.06302 | 0.016238 | 0 | 0 | 9.9885 | 2.0585 | 0 | 0.60344 | 0.79648 | 0 | 0 | 0 | 0 | -8.4625 | 0.056408 | 0 | 0.0513 | 0 | -0.30136 | 0 | 0 | 0 | 0 | 0 | 0 | 0 | 0 | 6.015 | 0 | 0 | 0 | 1.822 | 0 | 0 | 0 | 0.12187 | 24.8863 | 1.2254 | 3.0551 | 0 | 0.032612 | 0 | 0.74789 | 0.22757 | 0 | 36.2352 | 20.1128 | -0.30136 | 0 | 0.60707 | 0 | 1.6728 | 0.14414
2025_01_30 Hr 02 | 0 | 0 | 0 | 0.20632 | 0.20632 | 0.20632 | 0.20632 | 0.20632 | 0.20632 | 0 | 0 | 0.0031592 | 0.81 | 0.055504 | 1.4928 | 1.4928 | 11.1798 | 0 | 0.0016124 | 0.0058432 | 0.0039341 | 0 | 0 | 0.06302 | 0.016238 | 0 | 0 | 9.9885 | 2.0585 | 0 | 0.60344 | 0.79648 | 0 | 0 | 0 | 0 | -7.7558 | 0.056408 | 0 | 0.047721 | 0 | -0.30625 | 0 | 0 | 0 | 0 | 0 | 0 | 0 | 0 | 4.9781 | 0 | 0 | 0 | 1.822 | 0 | 0 | 0 | 0.17845 | 25.3918 | 1.2254 | 3.0551 | 0 | 0.032612 | 0 | 0.74789 | 0.22757 | 0 | 36.4949 | 19.1651 | -0.30625 | 0 | 0.60707 | 0 | 1.6728 | 0.14387
2025_01_30 Hr 03 | 0 | 0 | 0 | 0.20632 | 0.20632 | 0.20632 | 0.20632 | 0.20632 | 0.20632 | 0 | 0 | 0.0031592 | 0.72 | 0.049867 | 1.4928 | 1.4928 | 11.1798 | 0.73241 | 0.0016124 | 0.0058432 | 0.0039341 | 0 | 0 | 0.06302 | 0.016238 | 0 | 0 | 9.9885 | 2.0585 | 0 | 0.60344 | 0.79648 | 0 | 0 | 0 | 0 | -9.2537 | 0.056408 | 0 | 0.048234 | 0 | -0.30957 | 0 | 0 | 0 | 0 | 0 | 0 | 0 | 0 | 4.2867 | 0 | 0 | 0 | 1.822 | 0 | 0 | 0 | 0.23939 | 26.1242 | 1.2254 | 3.0551 | 0 | 0.032612 | 0 | 0.74789 | 0.22757 | 0 | 35.0001 | 18.4391 | -0.30957 | 0 | 0.60707 | 0 | 1.6728 | 0.14394
2025_01_30 Hr 04 | 0 | 0 | 0 | 0.20632 | 0.20632 | 0.20632 | 0.20632 | 0.20632 | 0.20632 | 0 | 0 | 0.0031592 | 0.75 | 0.05157 | 1.4928 | 1.4928 | 11.1798 | 0 | 0.0016124 | 0.0058432 | 0.0039341 | 0 | 0 | 0.06302 | 0.016238 | 0 | 0 | 9.9885 | 2.0585 | 0 | 0.60344 | 0.79648 | 0 | 0 | 0 | 0 | -6.7035 | 0.056408 | 0 | 0.047887 | 0 | -0.30732 | 0 | 0 | 0 | 0 | 0 | 0 | 0 | 0 | 4.0798 | 0 | 0 | 0 | 1.822 | 0 | 0 | 0 | 0.14798 | 25.3918 | 1.2254 | 3.0551 | 0 | 0.032612 | 0 | 0.74789 | 0.22757 | 0 | 36.5535 | 18.1724 | -0.30732 | 0 | 0.60707 | 0 | 1.6728 | 0.14391
2025_01_30 Hr 05 | 0 | 0 | 0 | 0.20632 | 0.20632 | 0.20632 | 0.20632 | 0.20632 | 0.20632 | 0 | 0 | 0.0031592 | 0.72 | 0.059876 | 1.4928 | 1.4928 | 11.1798 | 0.73241 | 0.0016124 | 0.0058432 | 0.0039341 | 0 | 0 | 0.06302 | 0.016238 | 0 | 0 | 9.9885 | 2.0585 | 0 | 0.60344 | 0.79648 | 0 | 0 | 0 | 0 | -23.7678 | 0.056408 | 0 | 0.049005 | 0 | -0.37212 | 0 | 0 | 0 | 0 | 0 | 0 | 0 | 0 | 3.9418 | 0 | 0 | 0 | 1.822 | 0 | 6.6487 | 6.691 | 0.14798 | 36.2414 | 1.2254 | 3.0551 | 0 | 0.032612 | 0 | 0.74789 | 0.22757 | 0 | 30.1157 | 18.0142 | -0.37212 | 0 | 0.60707 | 0 | 1.6728 | 0.14533
2025_01_30 Hr 06 | 0 | 0 | 0 | 0.20632 | 0.20632 | 0.20632 | 0.20632 | 0.20632 | 0.20632 | 0 | 0 | 0.0031592 | 0.09 | 0.0075539 | 1.4928 | 1.4928 | 11.1798 | 0.73241 | 0.0016124 | 0.0058432 | 0.0039341 | 0 | 0 | 0.06302 | 0.016238 | 0 | 0 | 9.9885 | 2.0585 | 0 | 0.60344 | 0.79648 | 0 | 0 | 0 | 0 | -17.6359 | 0.056408 | 0 | 0.04946 | 0 | -0.3756 | 0 | 0 | 0 | 0 | 0 | 0 | 0 | 0 | 3.1113 | 0 | 0 | 0 | 1.822 | 0 | 5.1494 | 5.193 | 0.12187 | 36.4667 | 1.2254 | 3.0551 | 0 | 0.032612 | 0 | 0.74789 | 0.22757 | 0 | 34.932 | 16.4768 | -0.3756 | 0 | 0.60707 | 0 | 1.6728 | 0.14692
2025_01_30 Hr 07 | 0 | 0 | 0 | 0.20632 | 0.20632 | 0.20632 | 0.20632 | 0.20632 | 0.20632 | 0 | 0 | 0.0031592 | 0.69 | 0.063426 | 1.4928 | 1.4928 | 11.1403 | 0.72905 | 0.0016124 | 0.0058432 | 0.0039341 | 0 | 0 | 0.06302 | 0.016238 | 0 | 0 | 9.9774 | 2.0585 | 1.1954 | 0.60107 | 0.79648 | 0 | 0 | 0 | 0 | -18.645 | 0.056408 | 0 | 0.054168 | 0 | -0.41155 | 0 | 0 | 0 | 0 | 0 | 0 | 0 | 0 | 2.4198 | 0 | 0 | 0 | 1.822 | 0 | 5.1282 | 5.1717 | 0.14798 | 37.5656 | 1.2254 | 3.0551 | 0 | 0.032612 | 0 | 0.74789 | 0.22757 | 0 | 34.9762 | 16.4671 | -0.41155 | 0 | 0.60707 | 0 | 1.6728 | 0.1491
2025_01_30 Hr 08 | 0.022667 | 0 | 0 | 0.20632 | 0.20632 | 0.20632 | 0.20632 | 0.20632 | 0.20632 | 0 | 0 | 0.0031592 | 1.38 | 0.12684 | 1.4928 | 1.4928 | 11.1403 | 0.72905 | 0.0016124 | 0.0058432 | 0.0039341 | 0 | 0 | 0.06302 | 0.016238 | 0 | 0 | 9.9774 | 2.0585 | 1.1954 | 0.60107 | 0.79648 | 0 | 0 | 0 | 0 | -22.0507 | 0.056408 | 0 | 0.054162 | 0 | -0.4115 | 0 | 0 | 0 | 0 | 0 | 0 | 0 | 0 | 2.6963 | 0 | 0 | 0 | 1.822 | 0 | 5.1282 | 5.1717 | 0.17845 | 37.5656 | 1.2254 | 3.0551 | 0 | 0.032612 | -0.022667 | 0.74789 | 0.22757 | 0 | 32.632 | 17.5513 | -0.43417 | 0 | 0.60707 | 0 | 1.6728 | 0.15025
2025_01_30 Hr 09 | 0.022813 | 0 | 0 | 0.20632 | 0.20632 | 0.20632 | 0.20632 | 0.20632 | 0.20632 | 0 | 0 | 0.0031592 | 1.38 | 0.12349 | 1.4928 | 1.4928 | 11.1403 | 0.72905 | 0.0016124 | 0.0058432 | 0.0039341 | 0 | 0 | 0.06302 | 0.016238 | 0 | 0 | 9.9774 | 2.0585 | 1.1954 | 0.60107 | 0.79648 | 0 | 0 | 0 | 0 | -21.8139 | 0.056408 | 0 | 0.052733 | 0 | -0.40059 | 0 | 0 | 0 | 0 | 0 | 0 | 0 | 0 | 2.9038 | 0 | 0 | 0 | 1.822 | 0 | 5.1282 | 5.1717 | 0.26985 | 37.5656 | 1.2254 | 3.0551 | 0 | 0.032612 | -0.022813 | 0.74789 | 0.22757 | 0 | 33.1748 | 17.8464 | -0.4234 | 0 | 0.60707 | 0 | 1.6728 | 0.14969
2025_01_30 Hr 10 | 0.045117 | 3.6621e-05 | 0 | 0.20632 | 0.20632 | 0.20632 | 0.20632 | 0.20632 | 0.20632 | 0 | 0 | 0.0031592 | 1.17 | 0.080788 | 1.4928 | 1.4928 | 11.1403 | 0.72905 | 0.0016124 | 0.0058432 | 0.0039341 | 0 | 0 | 0.06302 | 0.016238 | 0 | 0 | 9.9774 | 2.0585 | 1.1954 | 0.60107 | 0.79648 | 0 | 0 | 0 | 0 | -17.1786 | 0.056408 | 0 | 0.04069 | 0 | -0.30862 | 0 | 0 | 0 | 0 | 0 | 0 | 0 | 0 | 2.9044 | 0 | 0 | 0 | 1.822 | 0 | 4.9751 | 5.0172 | 0.14798 | 37.258 | 1.2254 | 3.0551 | 0 | 0.032612 | -0.045117 | 0.74789 | 0.22757 | 0 | 37.22 | 17.4943 | -0.35374 | 0 | 0.60707 | 0 | 1.6728 | 0.14919
2025_01_30 Hr 11 | 0.068002 | 0.00035205 | 0 | 0 | 0 | 0 | 0 | 0 | 0 | 0 | 0 | 0.0031592 | 0.99 | 0.069506 | 1.4928 | 1.4928 | 11.1403 | 0.72905 | 0.0016124 | 0.0058432 | 0.0039341 | 0 | 0 | 0.06302 | 0.016238 | 0 | 0 | 9.9774 | 2.0585 | 1.1954 | 0.60107 | 0.79648 | 0 | 0 | 0 | 0 | -6.6427 | 0.056408 | 0 | 0.053409 | 0 | -0.31384 | 0 | 0 | 0 | 0 | 0 | 0 | 0 | 0 | 3.5256 | 0 | 0 | 0 | 1.822 | 0 | 0 | 0 | 0.17845 | 26.0279 | 1.2254 | 3.0551 | 0 | 0.032612 | -0.068002 | 0.74789 | 0.22757 | 0 | 36.9806 | 17.9773 | -0.38184 | 0 | 0.60707 | 0 | 1.6728 | 0.14852
2025_01_30 Hr 12 | 0.11341 | 0.00052024 | 0 | 0 | 0 | 0 | 0 | 0 | 0 | 0 | 0 | 0.0031592 | 0.96 | 0.058523 | 1.4928 | 1.4928 | 11.1403 | 0.72905 | 0.0016124 | 0.0058432 | 0.0039341 | 0 | 0 | 0.06302 | 0.016238 | 0 | 0 | 9.9774 | 2.0585 | 1.1954 | 0.60107 | 0.79648 | 0 | 0 | 0 | 0 | -6.1552 | 0.056408 | 0 | 0.046374 | 0 | -0.27223 | 0 | 0 | 0 | 0 | 0 | 0 | 0 | 0 | 3.4579 | 0 | 0 | 0 | 1.822 | 0 | 0 | 0 | 0.17845 | 26.0279 | 1.2254 | 3.0551 | 0 | 0.032612 | -0.11341 | 0.74789 | 0.22757 | 0 | 37.4001 | 17.9131 | -0.38564 | 0 | 0.60707 | 0 | 1.6728 | 0.1475
2025_01_30 Hr 13 | 0.090669 | 0.00047057 | 0 | 0 | 0 | 0 | 0 | 0 | 0 | 0 | 0 | 0.0031592 | 0.87 | 0.055378 | 1.4928 | 1.4928 | 11.1403 | 0.72905 | 0.0016124 | 0.0058432 | 0.0039341 | 0 | 0 | 0.06302 | 0.016238 | 0 | 0 | 9.9774 | 2.0585 | 0 | 0.60107 | 0.79648 | 0 | 0 | 0 | 0 | -4.0893 | 0.056408 | 0 | 0.048421 | 0 | -0.28434 | 0 | 0 | 0 | 0 | 0 | 0 | 0 | 0 | 3.5958 | 0 | 0 | 0 | 1.822 | 0 | 0 | 0 | 0.091402 | 24.8325 | 1.2254 | 3.0551 | 0 | 0.032612 | -0.090669 | 0.74789 | 0.22757 | 0 | 38.2156 | 17.8475 | -0.37501 | 0 | 0.60707 | 0 | 1.6728 | 0.14695
2025_01_30 Hr 14 | 0.15853 | 0.00031237 | 0 | 0 | 0 | 0 | 0 | 0 | 0 | 0 | 0 | 0.0031592 | 0.03 | 0.0018993 | 1.4928 | 1.4928 | 10.8114 | 0.66829 | 0.0016124 | 0.0058432 | 0.0039341 | 0 | 0 | 0.06302 | 0.016238 | 0 | 0 | 9.7672 | 2.0585 | 0 | 0.58604 | 0.79648 | 0 | 0 | 0 | 0.34005 | -3.4173 | 0.056408 | 0 | 0.048162 | 0 | -0.2828 | 0 | 0 | 0 | 0 | 0 | 0 | 0 | 0 | 3.248 | 0 | 0 | 0 | 1.822 | 0 | 0 | 0 | 0.091402 | 24.2326 | 1.2254 | 3.0551 | 0 | 0.032612 | -0.15853 | 0.74789 | 0.22757 | 0 | 37.3726 | 16.6586 | -0.44133 | 0 | 0.60707 | 0 | 1.6728 | 0.14669
2025_01_30 Hr 15 | 0.11348 | 0.00040777 | 0 | 0.017193 | 0.017193 | 0.017193 | 0.017193 | 0.017193 | 0.017193 | 0 | 0 | 0.0031592 | 0.78 | 0.041489 | 1.4928 | 1.4928 | 9.4741 | 0.42528 | 0.0016124 | 0.0058432 | 0.0039341 | 0 | 0 | 0.06302 | 0.016238 | 0 | 0 | 8.9567 | 2.0585 | 0 | 0.5281 | 0.79648 | 0 | 0 | 0 | 1.0245 | -2.4705 | 0.056408 | 0 | 0.040066 | 0 | -0.23726 | 0 | 0 | 0 | 0 | 0 | 0 | 0 | 0 | 3.1113 | 0 | 0 | 0 | 1.822 | 0 | 0 | 0 | 0.17845 | 21.9449 | 1.2254 | 3.0551 | 0 | 0.032612 | -0.11348 | 0.74789 | 0.22757 | 0 | 37.4433 | 17.2952 | -0.35074 | 0 | 0.60707 | 0 | 1.6728 | 0.14626
2025_01_30 Hr 16 | 0.13586 | 0.00021652 | 0 | 0 | 0 | 0 | 0 | 0 | 0 | 0 | 0 | 0.0031592 | 0.54 | 0.028198 | 1.4928 | 1.4928 | 11.1403 | 0.42528 | 0.0016124 | 0.0058432 | 0.0039341 | 0 | 0 | 0.06302 | 0.016238 | 0 | 0 | 9.9774 | 2.0585 | 0 | 0.60107 | 0.79648 | 0 | 0 | 0 | 0 | -4.2465 | 0.056408 | 0 | 0.039723 | 0 | -0.23288 | 0 | 0 | 0 | 0 | 0 | 0 | 0 | 0 | 2.9038 | 0 | 0 | 0 | 1.822 | 0 | 0 | 0 | 0.69204 | 24.5287 | 1.2254 | 3.0551 | 0 | 0.032612 | -0.13586 | 0.74789 | 0.22757 | 0 | 37.3566 | 17.4432 | -0.36874 | 0 | 0.60707 | 0 | 1.6728 | 0.14631
2025_01_30 Hr 17 | 0.022667 | 0 | 0 | 0 | 0 | 0 | 0 | 0 | 0 | 0 | 0 | 0.0031592 | 0.63 | 0.035254 | 1.4928 | 1.4928 | 11.1403 | 0.72905 | 0.0016124 | 0.0058432 | 0.0039341 | 0 | 0 | 0.06302 | 0.016238 | 0 | 0 | 9.9774 | 2.0585 | 0 | 0.60107 | 0.79648 | 0 | 0 | 0 | 0 | -4.8286 | 0.056408 | 0 | 0.042569 | 0 | -0.24971 | 0 | 0 | 0 | 0 | 0 | 0 | 0 | 0 | 3.0423 | 0 | 0 | 0 | 1.822 | 0 | 0 | 0 | 1.2317 | 24.8325 | 1.2254 | 3.0551 | 0 | 0.032612 | -0.022667 | 0.74789 | 0.22757 | 0 | 37.8371 | 18.1056 | -0.27238 | 0 | 0.60707 | 0 | 1.6728 | 0.14687
2025_01_30 Hr 18 | 0 | 0 | 0 | 0 | 0 | 0 | 0 | 0 | 0 | 0 | 0 | 0.0031592 | 0.9 | 0.063085 | 1.4928 | 1.4928 | 11.1403 | 0.72905 | 0.0016124 | 0.0058432 | 0.0039341 | 0 | 0 | 0.06302 | 0.016238 | 0 | 0 | 9.9774 | 2.0585 | 1.1954 | 0.60107 | 0.79648 | 0 | 0 | 0 | 0 | -7.533 | 0.056408 | 0 | 0.053322 | 0 | -0.31332 | 0 | 0 | 0 | 0 | 0 | 0 | 0 | 0 | 3.0423 | 0 | 0 | 0 | 1.822 | 0 | 0 | 0 | 1.1403 | 26.0279 | 1.2254 | 3.0551 | 0 | 0.032612 | 0 | 0.74789 | 0.22757 | 0 | 36.473 | 18.2915 | -0.31332 | 0 | 0.60707 | 0 | 1.6728 | 0.149
2025_01_30 Hr 19 | 0 | 0 | 0 | 0 | 0 | 0 | 0 | 0 | 0 | 0 | 0 | 0.0031592 | 1.29 | 0.085974 | 1.4928 | 1.4928 | 11.1403 | 0.72905 | 0.0016124 | 0.0058432 | 0.0039341 | 0 | 0 | 0.06302 | 0.016238 | 0 | 0 | 9.9774 | 2.0585 | 1.1954 | 0.60107 | 0.79648 | 0 | 0 | 0 | 0 | -9.6747 | 0.056408 | 0 | 0.050699 | 0 | -0.29781 | 0 | 0 | 0 | 0 | 0 | 0 | 0 | 0 | 3.2498 | 0 | 0 | 0 | 1.822 | 0 | 0 | 0 | 1.2013 | 26.0279 | 1.2254 | 3.0551 | 0 | 0.032612 | 0 | 0.74789 | 0.22757 | 0 | 35.0282 | 18.9729 | -0.29781 | 0 | 0.60707 | 0 | 1.6728 | 0.14903
2025_01_30 Hr 20 | 0 | 0 | 0 | 0 | 0 | 0 | 0 | 0 | 0 | 0 | 0 | 0.0031592 | 1.5 | 0.098355 | 1.4928 | 1.4928 | 11.1403 | 0.72905 | 0.0016124 | 0.0058432 | 0.0039341 | 0 | 0 | 0.06302 | 0.016238 | 0 | 0 | 9.9774 | 2.0585 | 1.1954 | 0.60107 | 0.79648 | 0 | 0 | 0 | 0 | -6.7697 | 0.056408 | 0 | 0.04988 | 0 | -0.29296 | 0 | 0 | 0 | 0 | 0 | 0 | 0 | 0 | 3.7343 | 0 | 0 | 0 | 1.822 | 0 | 0 | 0 | 1.0794 | 26.0279 | 1.2254 | 3.0551 | 0 | 0.032612 | 0 | 0.74789 | 0.22757 | 0 | 38.5224 | 19.5572 | -0.29296 | 0 | 0.60707 | 0 | 1.6728 | 0.14823
2025_01_30 Hr 21 | 0 | 0 | 0 | 0 | 0 | 0 | 0 | 0 | 0 | 0 | 0 | 0.0031592 | 1.56 | 0.099897 | 1.4928 | 1.4928 | 11.1403 | 0.72905 | 0.0016124 | 0.0058432 | 0.0039341 | 0 | 0 | 0.06302 | 0.016238 | 0 | 0 | 9.9774 | 2.0585 | 1.1954 | 0.60107 | 0.79648 | 0 | 0 | 0 | 0 | -8.2931 | 0.056408 | 0 | 0.048714 | 0 | -0.28607 | 0 | 0 | 0 | 0 | 0 | 0 | 0 | 0 | 3.6654 | 0 | 0 | 0 | 1.822 | 0 | 0 | 0 | 1.3797 | 26.0279 | 1.2254 | 3.0551 | 0 | 0.032612 | 0 | 0.74789 | 0.22757 | 0 | 37.2978 | 19.8491 | -0.28607 | 0 | 0.60707 | 0 | 1.6728 | 0.14729
2025_01_30 Hr 22 | 0 | 0 | 0 | 0 | 0 | 0 | 0 | 0 | 0 | 0 | 0 | 0.0031592 | 1.44 | 0.08433 | 1.4928 | 1.4928 | 11.1403 | 0.72905 | 0.0016124 | 0.0058432 | 0.0039341 | 0 | 0 | 0.06302 | 0.016238 | 0 | 0 | 9.9774 | 2.0585 | 0 | 0.60107 | 0.79648 | 0 | 0 | 0 | 0 | -3.1199 | 0.056408 | 0 | 0.04455 | 0 | -0.26143 | 0 | 0 | 0 | 0 | 0 | 0 | 0 | 0 | 3.4573 | 0 | 0 | 0 | 1.822 | 0 | 0 | 0 | 1.7715 | 24.8325 | 1.2254 | 3.0551 | 0 | 0.032612 | 0 | 0.74789 | 0.22757 | 0 | 41.3462 | 19.8951 | -0.26143 | 0 | 0.60707 | 0 | 1.6728 | 0.14518
2025_01_30 Hr 23 | 0 | 0 | 0 | 0 | 0 | 0 | 0 | 0 | 0 | 0 | 0 | 0.0031592 | 1.89 | 0.11778 | 1.4928 | 1.4928 | 11.1798 | 0 | 0.0016124 | 0.0058432 | 0.0039341 | 0 | 0 | 0.06302 | 0.016238 | 0 | 0 | 9.9885 | 2.0585 | 0 | 0.60344 | 0.79648 | 0 | 0 | 0 | 0 | -5.7661 | 0.056408 | 0 | 0.047407 | 0 | -0.27834 | 0 | 0 | 0 | 0 | 0 | 0 | 0 | 0 | 3.0423 | 0 | 0 | 0 | 1.822 | 0 | 0 | 0 | 1.889 | 24.1539 | 1.2254 | 3.0551 | 0 | 0.032612 | 0 | 0.74789 | 0.22757 | 0 | 38.1915 | 20.082 | -0.27834 | 0 | 0.60707 | 0 | 1.6728 | 0.1438
2025_01_30 Hr 24 | 0 | 0 | 0 | 0 | 0 | 0 | 0 | 0 | 0 | 0 | 0 | 0.0031592 | 1.44 | 0.088929 | 1.4928 | 1.4928 | 11.1798 | 0 | 0.0016124 | 0.0058432 | 0.0039341 | 0 | 0 | 0.06302 | 0.016238 | 0 | 0 | 9.9885 | 2.0585 | 0 | 0.60344 | 0.79648 | 0 | 0 | 0 | 0 | -5.2918 | 0.056408 | 0 | 0.046979 | 0 | -0.2758 | 0 | 0 | 0 | 0 | 0 | 0 | 0 | 0 | 2.6273 | 0 | 0 | 0 | 1.822 | 0 | 0 | 0 | 1.9194 | 24.1539 | 1.2254 | 3.0551 | 0 | 0.032612 | 0 | 0.74789 | 0.22757 | 0 | 37.8034 | 19.2171 | -0.2758 | 0 | 0.60707 | 0 | 1.6728 | 0.14227
2025_01_31 Hr 01 | 0 | 0 | 0 | 0.098215 | 0.098215 | 0.098215 | 0.098215 | 0.098215 | 0.098215 | 0 | 0 | 0.0031592 | 1.77 | 0.10914 | 1.4928 | 1.4928 | 5.3252 | 0 | 0.0016124 | 0.0058432 | 0.0039341 | 0 | 0 | 0.06302 | 0.016238 | 0 | 0 | 4.7548 | 2.0585 | 0 | 0.60344 | 0.79648 | 0 | 0 | 0 | 0 | -16.9461 | 0.056408 | 0 | 0.036334 | 0 | -0.27536 | 0 | 0 | 0 | 0 | 0 | 0 | 0 | 0 | 2.2825 | 0 | 0 | 0 | 1.822 | 0 | 3.6412 | 3.6613 | 1.7715 | 18.4708 | 1.2254 | 3.0551 | 0 | 0.032612 | 0 | 0.74789 | 0.22757 | 0 | 20.3244 | 19.0751 | -0.27536 | 0 | 0.60707 | 0 | 1.6728 | 0.14284
2025_01_31 Hr 02 | 0 | 0 | 0 | 0.098215 | 0.098215 | 0.098215 | 0.098215 | 0.098215 | 0.098215 | 0 | 0 | 0.0031592 | 1.77 | 0.10596 | 1.4928 | 1.4928 | 5.3252 | 0 | 0.0016124 | 0.0058432 | 0.0039341 | 0 | 0 | 0.06302 | 0.016238 | 0 | 0 | 4.7548 | 2.0585 | 0 | 0.60344 | 0.79648 | 0 | 0 | 0 | 0 | -16.7698 | 0.056408 | 0 | 0.20846 | 0 | -0.2673 | 0 | 0 | 0 | 0 | 0 | 0 | 0 | 0 | 2.2807 | 0 | 0 | 0 | 1.822 | 0 | 2.4512 | 2.472 | 1.7715 | 18.578 | 1.2254 | 3.0551 | 0 | 0.032612 | 0 | 0.74789 | 0.22757 | 0 | 20.6108 | 19.0698 | -0.2673 | 0 | 0.60707 | 0 | 1.6728 | 0.14259
2025_01_31 Hr 03 | 0 | 0 | 0 | 0.098215 | 0.098215 | 0.098215 | 0.098215 | 0.098215 | 0.098215 | 0 | 0 | 0.0031592 | 1.92 | 0.10487 | 1.4928 | 1.4928 | 5.3252 | 0 | 0.0016124 | 0.0058432 | 0.0039341 | 0 | 0 | 0.06302 | 0.016238 | 0 | 0 | 4.7548 | 2.0585 | 0 | 0.60344 | 0.79648 | 0 | 0 | 0 | 0 | -15.1888 | 0.056408 | 0 | 0.1902 | 0 | -0.2437 | 0 | 0 | 0 | 0 | 0 | 0 | 0 | 0 | 2.4198 | 0 | 0 | 0 | 1.822 | 0 | 2.4512 | 2.472 | 1.6191 | 18.578 | 1.2254 | 3.0551 | 0 | 0.032612 | 0 | 0.74789 | 0.22757 | 0 | 22.351 | 19.2054 | -0.2437 | 0 | 0.60707 | 0 | 1.6728 | 0.14245
2025_01_31 Hr 04 | 0 | 0 | 0 | 0.098215 | 0.098215 | 0.098215 | 0.098215 | 0.098215 | 0.098215 | 0 | 0 | 0.0031592 | 2.31 | 0.13036 | 1.4928 | 1.4928 | 5.3252 | 0 | 0.0016124 | 0.0058432 | 0.0039341 | 0 | 0 | 0.06302 | 0.016238 | 0 | 0 | 4.7548 | 2.0585 | 0 | 0.60344 | 0.79648 | 0 | 0 | 0 | 0 | -16.9214 | 0.056408 | 0 | 0.033255 | 0 | -0.25185 | 0 | 0 | 0 | 0 | 0 | 0 | 0 | 0 | 2.2129 | 0 | 0 | 0 | 1.822 | 0 | 2.4512 | 2.472 | 1.6801 | 18.578 | 1.2254 | 3.0551 | 0 | 0.032612 | 0 | 0.74789 | 0.22757 | 0 | 20.88 | 19.4752 | -0.25185 | 0 | 0.60707 | 0 | 1.6728 | 0.14269
2025_01_31 Hr 05 | 0 | 0 | 0 | 0.098215 | 0.098215 | 0.098215 | 0.098215 | 0.098215 | 0.098215 | 0 | 0 | 0.0031592 | 1.83 | 0.099549 | 1.4928 | 1.4928 | 5.3252 | 0.34886 | 0.0016124 | 0.0058432 | 0.0039341 | 0 | 0 | 0.06302 | 0.016238 | 0 | 0 | 4.7548 | 2.0585 | 0 | 0.60344 | 0.79648 | 0 | 0 | 0 | 0 | -16.8067 | 0.056408 | 0 | 0.032056 | 0 | -0.24269 | 0 | 0 | 0 | 0 | 0 | 0 | 0 | 0 | 2.1439 | 0 | 0 | 0 | 1.822 | 0 | 2.4512 | 2.472 | 1.7715 | 18.9269 | 1.2254 | 3.0551 | 0 | 0.032612 | 0 | 0.74789 | 0.22757 | 0 | 20.8661 | 18.9885 | -0.24269 | 0 | 0.60707 | 0 | 1.6728 | 0.1444
2025_01_31 Hr 06 | 0 | 0 | 0 | 0.098215 | 0.098215 | 0.098215 | 0.098215 | 0.098215 | 0.098215 | 0 | 0 | 0.0031592 | 2.28 | 0.11847 | 1.4928 | 1.4928 | 5.3252 | 0.34886 | 0.0016124 | 0.0058432 | 0.0039341 | 0 | 0 | 0.06302 | 0.016238 | 0 | 0 | 4.7548 | 2.0585 | 0.56905 | 0.60344 | 0.79648 | 0 | 0 | 0 | 0 | -20.0298 | 0.056408 | 0 | 0.030619 | 0 | -0.23172 | 0 | 0 | 0 | 0 | 0 | 0 | 0 | 0 | 2.5589 | 0 | 0 | 0 | 1.822 | 0 | 2.4512 | 2.472 | 1.7715 | 19.496 | 1.2254 | 3.0551 | 0 | 0.032612 | 0 | 0.74789 | 0.22757 | 0 | 19.1095 | 19.8751 | -0.23172 | 0 | 0.60707 | 0 | 1.6728 | 0.14703
2025_01_31 Hr 07 | 0 | 0 | 0 | 0.098215 | 0.098215 | 0.098215 | 0.098215 | 0.098215 | 0.098215 | 0 | 0 | 0.0031592 | 1.92 | 0.10705 | 1.4928 | 1.4928 | 5.3064 | 0.34726 | 0.0016124 | 0.0058432 | 0.0039341 | 0 | 0 | 0.06302 | 0.016238 | 0 | 0 | 4.7495 | 2.0585 | 0.56905 | 0.60107 | 0.79648 | 0 | 0 | 0 | 0 | -19.9353 | 0.056408 | 0 | 0.032856 | 0 | -0.2488 | 0 | 0 | 0 | 0 | 0 | 0 | 0 | 0 | 2.905 | 0 | 0 | 0 | 1.822 | 0 | 2.4411 | 2.4618 | 1.6191 | 19.45 | 1.2254 | 3.0551 | 0 | 0.032612 | 0 | 0.74789 | 0.22757 | 0 | 18.964 | 19.6981 | -0.2488 | 0 | 0.60707 | 0 | 1.6728 | 0.15011
2025_01_31 Hr 08 | 0 | 0 | 0 | 0.098215 | 0.098215 | 0.098215 | 0.098215 | 0.098215 | 0.098215 | 0 | 0 | 0.0031592 | 1.86 | 0.10294 | 1.4928 | 1.4928 | 5.3064 | 0.34726 | 0.0016124 | 0.0058432 | 0.0039341 | 0 | 0 | 0.06302 | 0.016238 | 0 | 0 | 4.7495 | 2.0585 | 0.56905 | 0.60107 | 0.79648 | 0 | 0 | 0 | 0 | -18.4499 | 0.056408 | 0 | 0.032613 | 0 | -0.24695 | 0 | 0 | 0 | 0 | 0 | 0 | 0 | 0 | 2.7652 | 0 | 0 | 0 | 1.822 | 0 | 2.4411 | 2.4618 | 1.5321 | 19.45 | 1.2254 | 3.0551 | 0 | 0.032612 | 0 | 0.74789 | 0.22757 | 0 | 20.1619 | 19.4087 | -0.24695 | 0 | 0.60707 | 0 | 1.6728 | 0.15166
2025_01_31 Hr 09 | 0.022813 | 0 | 0 | 0.098215 | 0.098215 | 0.098215 | 0.098215 | 0.098215 | 0.098215 | 0 | 0 | 0.0031592 | 1.68 | 0.083803 | 1.4928 | 1.4928 | 5.3064 | 0.34726 | 0.0016124 | 0.0058432 | 0.0039341 | 0 | 0 | 0.06302 | 0.016238 | 0 | 0 | 4.7495 | 2.0585 | 0.56905 | 0.60107 | 0.79648 | 0 | 0 | 0 | 0 | -16.0784 | 0.056408 | 0 | 0.029395 | 0 | -0.22237 | 0 | 0 | 0 | 0 | 0 | 0 | 0 | 0 | 2.4882 | 0 | 0 | 0 | 1.822 | 0 | 2.4411 | 2.4618 | 1.5016 | 19.45 | 1.2254 | 3.0551 | 0 | 0.032612 | -0.022813 | 0.74789 | 0.22757 | 0 | 22.0517 | 18.9251 | -0.24519 | 0 | 0.60707 | 0 | 1.6728 | 0.15196
2025_01_31 Hr 10 | 0.11341 | 1.8101e-05 | 0 | 0.098215 | 0.098215 | 0.098215 | 0.098215 | 0.098215 | 0.098215 | 0 | 0 | 0.0031592 | 0.99 | 0.046459 | 1.4928 | 1.4928 | 5.3064 | 0.34726 | 0.0016124 | 0.0058432 | 0.0039341 | 0 | 0 | 0.06302 | 0.016238 | 0 | 0 | 4.7495 | 2.0585 | 0.56905 | 0.60107 | 0.79648 | 0 | 0 | 0 | 0 | -13.1682 | 0.056408 | 0 | 0.027654 | 0 | -0.20908 | 0 | 0 | 0 | 0 | 0 | 0 | 0 | 0 | 2.2135 | 0 | 0 | 0 | 1.822 | 0 | 2.4411 | 2.4618 | 1.6801 | 19.45 | 1.2254 | 3.0551 | 0 | 0.032612 | -0.11341 | 0.74789 | 0.22757 | 0 | 24.1511 | 18.1917 | -0.32249 | 0 | 0.60707 | 0 | 1.6728 | 0.15148
2025_01_31 Hr 11 | 0.11348 | 5.1279e-05 | 0 | 0 | 0 | 0 | 0 | 0 | 0 | 0 | 0 | 0.0031592 | 0.6 | 0.023065 | 1.4928 | 1.4928 | 5.3064 | 0.34726 | 0.0016124 | 0.0058432 | 0.0039341 | 0 | 0 | 0.06302 | 0.016238 | 0 | 0 | 4.7495 | 2.0585 | 0.56905 | 0.60107 | 0.79648 | 0 | 0 | 0 | 0 | -10.1428 | 0.056408 | 0 | 0.025125 | 0 | -0.17089 | 0 | 0 | 0 | 0 | 0 | 0 | 0 | 0 | 2.006 | 0 | 0 | 0 | 1.822 | 0 | 2.4411 | 2.4618 | 1.593 | 18.8608 | 1.2254 | 3.0551 | 0 | 0.032612 | -0.11348 | 0.74789 | 0.22757 | 0 | 25.9175 | 17.4839 | -0.28437 | 0 | 0.60707 | 0 | 1.6728 | 0.15151
2025_01_31 Hr 12 | 0.20415 | 6.9715e-05 | 0 | 0 | 0 | 0 | 0 | 0 | 0 | 0 | 0 | 0.0031592 | 0.69 | 0.026488 | 1.4928 | 1.4928 | 5.3064 | 0.34726 | 0.0016124 | 0.0058432 | 0.0039341 | 0 | 0 | 0.06302 | 0.016238 | 0 | 0 | 4.7495 | 2.0585 | 0.56905 | 0.60107 | 0.79648 | 0 | 0 | 0 | 0 | -10.3268 | 0.056408 | 0 | 0.025089 | 0 | -0.17065 | 0 | 0 | 0 | 0 | 0 | 0 | 0 | 0 | 1.8663 | 0 | 0 | 0 | 1.822 | 0 | 2.4411 | 2.4618 | 1.6801 | 18.8608 | 1.2254 | 3.0551 | 0 | 0.032612 | -0.20415 | 0.74789 | 0.22757 | 0 | 25.7742 | 17.615 | -0.3748 | 0 | 0.60707 | 0 | 1.6728 | 0.15118
2025_01_31 Hr 13 | 0.13579 | 9.4112e-05 | 0 | 0 | 0 | 0 | 0 | 0 | 0 | 0 | 0 | 0.0031592 | 0.75 | 0.034312 | 1.4928 | 1.4928 | 5.3064 | 0.34726 | 0.0016124 | 0.0058432 | 0.0039341 | 0 | 0 | 0.06302 | 0.016238 | 0 | 0 | 4.7495 | 2.0585 | 0.56905 | 0.60107 | 0.79648 | 0 | 0 | 0 | 0 | -12.371 | 0.056408 | 0 | 0.0299 | 0 | -0.20377 | 0 | 0 | 0 | 0 | 0 | 0 | 0 | 0 | 2.2111 | 0 | 0 | 0 | 1.822 | 0 | 2.4411 | 2.4618 | 1.5321 | 18.8608 | 1.2254 | 3.0551 | 0 | 0.032612 | -0.13579 | 0.74789 | 0.22757 | 0 | 23.9604 | 17.8102 | -0.33956 | 0 | 0.60707 | 0 | 1.6728 | 0.14999
2025_01_31 Hr 14 | 0.18141 | 9.2378e-05 | 0 | 0 | 0 | 0 | 0 | 0 | 0 | 0 | 0 | 0.0031592 | 0.75 | 0.032171 | 1.4928 | 1.4928 | 5.1497 | 0.31832 | 0.0016124 | 0.0058432 | 0.0039341 | 0 | 0 | 0.06302 | 0.016238 | 0 | 0 | 4.7495 | 2.0585 | 0.52163 | 0.60107 | 0.79648 | 0 | 0 | 0 | 0 | -13.1372 | 0.056408 | 0 | 0.028035 | 0 | -0.19093 | 0 | 0 | 0 | 0 | 0 | 0 | 0 | 0 | 2.1427 | 0 | 0 | 0 | 1.822 | 0 | 2.4047 | 2.4251 | 1.8324 | 18.5545 | 1.2254 | 3.0551 | 0 | 0.032612 | -0.18141 | 0.74789 | 0.22757 | 0 | 23.131 | 18.086 | -0.37234 | 0 | 0.60707 | 0 | 1.6728 | 0.15038
2025_01_31 Hr 15 | 0.067857 | 8.0228e-05 | 0 | 0.0081845 | 0.0081845 | 0.0081845 | 0.0081845 | 0.0081845 | 0.0081845 | 0 | 0 | 0.0031592 | 0.66 | 0.026786 | 1.4928 | 1.4928 | 4.6307 | 0.34725 | 0.0016124 | 0.0058432 | 0.0039341 | 0 | 0 | 0.06302 | 0.016238 | 0 | 0 | 4.7495 | 2.0585 | 0.56904 | 0.60107 | 0.79648 | 0 | 0 | 0 | 0 | -12.2959 | 0.056408 | 0 | 0.026217 | 0 | -0.18053 | 0 | 0 | 0 | 0 | 0 | 0 | 0 | 0 | 2.2813 | 0 | 0 | 0 | 1.822 | 0 | 2.3144 | 2.3345 | 2.4026 | 17.9801 | 1.2254 | 3.0551 | 0 | 0.032612 | -0.067857 | 0.74789 | 0.22757 | 0 | 24.0213 | 18.5855 | -0.24839 | 0 | 0.60707 | 0 | 1.6728 | 0.1501
2025_01_31 Hr 16 | 0.067784 | 5.9062e-05 | 0 | 0.032738 | 0.032738 | 0.032738 | 0.032738 | 0.032738 | 0.032738 | 0 | 0 | 0.0031592 | 0.9 | 0.042954 | 1.4928 | 1.4928 | 5.3064 | 0.34726 | 0.0016124 | 0.0058432 | 0.0039341 | 0 | 0 | 0.06302 | 0.016238 | 0 | 0 | 4.7495 | 2.0585 | 0.56905 | 0.60107 | 0.79648 | 0 | 0 | 0 | 0 | -16.1467 | 0.056408 | 0 | 0.029866 | 0 | -0.21267 | 0 | 0 | 0 | 0 | 0 | 0 | 0 | 0 | 2.2807 | 0 | 0 | 0 | 1.822 | 0 | 2.4411 | 2.4618 | 1.889 | 19.0572 | 1.2254 | 3.0551 | 0 | 0.032612 | -0.067784 | 0.74789 | 0.22757 | 0 | 20.9569 | 18.3269 | -0.28045 | 0 | 0.60707 | 0 | 1.6728 | 0.14963
2025_01_31 Hr 17 | 0.045044 | 1.9096e-05 | 0 | 0.098215 | 0.098215 | 0.098215 | 0.098215 | 0.098215 | 0.098215 | 0 | 0 | 0.0031592 | 1.38 | 0.071291 | 1.4928 | 1.4928 | 5.3064 | 0.34726 | 0.0016124 | 0.0058432 | 0.0039341 | 0 | 0 | 0.06302 | 0.016238 | 0 | 0 | 4.7495 | 2.0585 | 0.56905 | 0.60107 | 0.79648 | 0 | 0 | 0 | 0 | -18.7537 | 0.056408 | 0 | 0.030443 | 0 | -0.23037 | 0 | 0 | 0 | 0 | 0 | 0 | 0 | 0 | 2.5577 | 0 | 0 | 0 | 1.822 | 0 | 2.4411 | 2.4618 | 0.77909 | 19.45 | 1.2254 | 3.0551 | 0 | 0.032612 | -0.045044 | 0.74789 | 0.22757 | 0 | 18.4017 | 17.9808 | -0.27541 | 0 | 0.60707 | 0 | 1.6728 | 0.15077
2025_01_31 Hr 18 | 0 | 9.4333e-07 | 0 | 0.098215 | 0.098215 | 0.098215 | 0.098215 | 0.098215 | 0.098215 | 0 | 0 | 0.0031592 | 1.89 | 0.11094 | 1.4928 | 1.4928 | 5.3064 | 0.34726 | 0.0016124 | 0.0058432 | 0.0039341 | 0 | 0 | 0.06302 | 0.016238 | 0 | 0 | 4.7495 | 2.0585 | 0.56905 | 0.60107 | 0.79648 | 0 | 0 | 0 | 0 | -24.7615 | 0.056408 | 0 | 0.034589 | 0 | -0.26203 | 0 | 0 | 0 | 0 | 0 | 0 | 0 | 0 | 3.1119 | 0 | 0 | 0 | 1.822 | 0 | 2.4411 | 2.4618 | 0.72251 | 19.45 | 1.2254 | 3.0551 | 0 | 0.032612 | 0 | 0.74789 | 0.22757 | 0 | 13.4104 | 18.984 | -0.26203 | 0 | 0.60707 | 0 | 1.6728 | 0.15185
2025_01_31 Hr 19 | 0 | 0 | 0 | 0.098215 | 0.098215 | 0.098215 | 0.098215 | 0.098215 | 0.098215 | 0 | 0 | 0.0031592 | 2.13 | 0.10993 | 1.4928 | 1.4928 | 5.3064 | 0.34726 | 0.0016124 | 0.0058432 | 0.0039341 | 0 | 0 | 0.06302 | 0.016238 | 0 | 0 | 4.7495 | 2.0585 | 0.56905 | 0.60107 | 0.79648 | 0 | 0 | 0 | 0 | -21.6139 | 0.056408 | 0 | 0.030415 | 0 | -0.23016 | 0 | 0 | 0 | 0 | 0 | 0 | 0 | 0 | 3.3883 | 0 | 0 | 0 | 1.822 | 0 | 2.4411 | 2.4618 | 0.69204 | 19.45 | 1.2254 | 3.0551 | 0 | 0.032612 | 0 | 0.74789 | 0.22757 | 0 | 17.0738 | 19.4678 | -0.23016 | 0 | 0.60707 | 0 | 1.6728 | 0.15071
2025_01_31 Hr 20 | 0 | 0 | 0 | 0.098215 | 0.098215 | 0.098215 | 0.098215 | 0.098215 | 0.098215 | 0 | 0 | 0.0031592 | 2.25 | 0.11791 | 1.4928 | 1.4928 | 5.3064 | 0.34726 | 0.0016124 | 0.0058432 | 0.0039341 | 0 | 0 | 0.06302 | 0.016238 | 0 | 0 | 4.7495 | 2.0585 | 0.56905 | 0.60107 | 0.79648 | 0 | 0 | 0 | 0 | -21.3267 | 0.056408 | 0 | 0.030881 | 0 | -0.23372 | 0 | 0 | 0 | 0 | 0 | 0 | 0 | 0 | 3.3871 | 0 | 0 | 0 | 1.822 | 0 | 2.4411 | 2.4618 | 0.96189 | 19.45 | 1.2254 | 3.0551 | 0 | 0.032612 | 0 | 0.74789 | 0.22757 | 0 | 17.7529 | 19.8633 | -0.23372 | 0 | 0.60707 | 0 | 1.6728 | 0.14957
2025_01_31 Hr 21 | 0 | 0 | 0 | 0.098214 | 0.098214 | 0.098214 | 0.098214 | 0.098214 | 0.098214 | 0 | 0 | 0.0031592 | 2.28 | 0.098784 | 1.4928 | 1.4928 | 5.3064 | 0.34726 | 0.0016124 | 0.0058432 | 0.0039341 | 0 | 0 | 0.06302 | 0.016238 | 0 | 0 | 4.7495 | 2.0585 | 0.56905 | 0.60107 | 0.79648 | 0 | 0 | 0 | 0 | -19.4489 | 0.056408 | 0 | 0.025531 | 0 | -0.19287 | 0 | 0 | 0 | 0 | 0 | 0 | 0 | 0 | 3.1808 | 0 | 0 | 0 | 1.822 | 0 | 2.4411 | 2.4618 | 1.2317 | 19.45 | 1.2254 | 3.0551 | 0 | 0.032612 | 0 | 0.74789 | 0.22757 | 0 | 19.7454 | 19.9372 | -0.19287 | 0 | 0.60707 | 0 | 1.6728 | 0.14899
2025_01_31 Hr 22 | 0 | 0 | 0 | 0.098214 | 0.098214 | 0.098214 | 0.098214 | 0.098214 | 0.098214 | 0 | 0 | 0.0031592 | 2.43 | 0.10485 | 1.4928 | 1.4928 | 5.3064 | 0.34726 | 0.0016124 | 0.0058432 | 0.0039341 | 0 | 0 | 0.06302 | 0.016238 | 0 | 0 | 4.7495 | 2.0585 | 0.56905 | 0.60107 | 0.79648 | 0 | 0 | 0 | 0 | -18.0319 | 0.056408 | 0 | 0.025427 | 0 | -0.19207 | 0 | 0 | 0 | 0 | 0 | 0 | 0 | 0 | 2.9044 | 0 | 0 | 0 | 1.822 | 0 | 2.4411 | 2.4618 | 0.96189 | 19.45 | 1.2254 | 3.0551 | 0 | 0.032612 | 0 | 0.74789 | 0.22757 | 0 | 20.7713 | 19.5453 | -0.19207 | 0 | 0.60707 | 0 | 1.6728 | 0.14736
2025_01_31 Hr 23 | 0 | 0 | 0 | 0.098215 | 0.098215 | 0.098215 | 0.098215 | 0.098215 | 0.098215 | 0 | 0 | 0.0031592 | 2.46 | 0.11583 | 1.4928 | 1.4928 | 5.3252 | 0.34886 | 0.0016124 | 0.0058432 | 0.0039341 | 0 | 0 | 0.06302 | 0.016238 | 0 | 0 | 4.7548 | 2.0585 | 0 | 0.60344 | 0.79648 | 0 | 0 | 0 | 0 | -18.135 | 0.056408 | 0 | 0.027748 | 0 | -0.20979 | 0 | 0 | 0 | 0 | 0 | 0 | 0 | 0 | 2.8342 | 0 | 0 | 0 | 1.822 | 0 | 2.4512 | 2.472 | 0.66157 | 18.9269 | 1.2254 | 3.0551 | 0 | 0.032612 | 0 | 0.74789 | 0.22757 | 0 | 19.7981 | 19.216 | -0.20979 | 0 | 0.60707 | 0 | 1.6728 | 0.14523
2025_01_31 Hr 24 | 0 | 0 | 0 | 0.098215 | 0.098215 | 0.098215 | 0.098215 | 0.098215 | 0.098215 | 0 | 0 | 0.0031592 | 2.43 | 0.10842 | 1.4928 | 1.4928 | 5.3252 | 0.34886 | 0.0016124 | 0.0058432 | 0.0039341 | 0 | 0 | 0.06302 | 0.016238 | 0 | 0 | 4.7548 | 2.0585 | 0 | 0.60344 | 0.79648 | 0 | 0 | 0 | 0 | -16.6889 | 0.056408 | 0 | 0.026292 | 0 | -0.19868 | 0 | 0 | 0 | 0 | 0 | 0 | 0 | 0 | 2.1439 | 0 | 0 | 0 | 1.822 | 0 | 2.4512 | 2.472 | 0.50924 | 18.9269 | 1.2254 | 3.0551 | 0 | 0.032612 | 0 | 0.74789 | 0.22757 | 0 | 20.374 | 18.3346 | -0.19868 | 0 | 0.60707 | 0 | 1.6728 | 0.14384
2025_02_01 Hr 01 | 0 | 0 | 0 | 0 | 0 | 0 | 0 | 0 | 0 | 0 | 0 | 0.0031592 | 2.61 | 0.15444 | 1.4928 | 1.4928 | 0 | 0 | 0.003788 | 0.0058432 | 0.0073552 | 0 | 0 | 0.074695 | 0.014972 | 0 | 0 | 0 | 2.2791 | 0 | 0 | 0.89806 | 0 | 0 | 0 | 21.23 | 0 | 0.062055 | 0 | 0.18512 | 0 | -0.26417 | 0 | 0 | 0 | 0 | 0 | 0 | 0 | 0 | 2.2262 | 0 | 0 | 0 | 2.0172 | 0 | 0 | 0 | 0.63111 | 2.9856 | 1.3567 | 3.3824 | 0 | 0.033193 | 0 | 0.78408 | 0.19745 | 0 | 43.2953 | 19.3439 | -0.26417 | 0 | 0.5984 | 0 | 1.8521 | 0.15154
2025_02_01 Hr 02 | 0 | 0 | 0 | 0 | 0 | 0 | 0 | 0 | 0 | 0 | 0 | 0.0031592 | 2.61 | 0.15443 | 1.4928 | 1.4928 | 0 | 0 | 0.003788 | 0.0058432 | 0.0073552 | 0 | 0 | 0.074695 | 0.014972 | 4.897 | 0 | 0 | 2.2791 | 0 | 0 | 0.89806 | 0 | 0 | 0 | 19.6488 | 0 | 0.062055 | 0 | 0.15025 | 0 | -0.26416 | 0 | 0 | 0 | 0 | 0 | 0 | 0 | 0 | 3.2492 | 0 | 0 | 0 | 2.0172 | 0 | 0 | 0 | 0.77909 | 3.5743 | 1.3567 | 3.3824 | 0 | 0.033193 | 0 | 0.78408 | 0.19745 | 0 | 43.4732 | 20.5143 | -0.26416 | 0 | 0.5984 | 0 | 1.8521 | 0.151
2025_02_01 Hr 03 | 0 | 0 | 0 | 0 | 0 | 0 | 0 | 0 | 0 | 0 | 0 | 0.0031592 | 2.55 | 0.15088 | 1.4928 | 1.4928 | 0 | 0 | 0.003788 | 0.0058432 | 0.0073552 | 0 | 0 | 0.074695 | 0.014972 | 0.82983 | 0 | 0 | 2.2791 | 0 | 0 | 0.89806 | 0 | 0 | 0 | 17.6487 | 0 | 0.062055 | 0 | 0.15025 | 0 | -0.26417 | 0 | 0 | 0 | 0 | 0 | 0 | 0 | 0 | 3.6636 | 0 | 0 | 0 | 2.0172 | 0 | 0 | 0 | 0.69204 | 3.8154 | 1.3567 | 3.3824 | 0 | 0.033193 | 0 | 0.78408 | 0.19745 | 0 | 41.9779 | 20.7779 | -0.26417 | 0 | 0.5984 | 0 | 1.8521 | 0.15078
2025_02_01 Hr 04 | 0 | 0 | 0 | 0 | 0 | 0 | 0 | 0 | 0 | 0 | 0 | 0.0031592 | 2.52 | 0.14911 | 1.4928 | 1.4928 | 0 | 0 | 0.003788 | 0.0058432 | 0.0073552 | 0 | 0 | 0.074695 | 0.014972 | 1.071 | 0 | 0 | 2.2791 | 0 | 0 | 0.89806 | 0 | 0 | 0 | 17.3005 | 0 | 0.062055 | 0 | 0.15025 | 0 | -0.26417 | 0 | 0 | 0 | 0 | 0 | 0 | 0 | 0 | 4.0102 | 0 | 0 | 0 | 2.0172 | 0 | 0 | 0 | 0.69204 | 4.0566 | 1.3567 | 3.3824 | 0 | 0.033193 | 0 | 0.78408 | 0.19745 | 0 | 42.1854 | 21.0925 | -0.26417 | 0 | 0.5984 | 0 | 1.8521 | 0.15053
2025_02_01 Hr 05 | 0 | 0 | 0 | 0 | 0 | 0 | 0 | 0 | 0 | 0 | 0 | 0.0031592 | 2.46 | 0.15095 | 1.4928 | 1.4928 | 0 | 0 | 0.003788 | 0.0058432 | 0.0073552 | 0 | 0 | 0.074695 | 0.014972 | 1.2637 | 0 | 0 | 2.2791 | 0 | 0 | 0.89806 | 0 | 0 | 0 | 18.1786 | 0 | 0.062055 | 0 | 0.15581 | 0 | -0.27402 | 0 | 0 | 0 | 0 | 0 | 0 | 0 | 0 | 4.2177 | 0 | 0 | 0 | 2.0172 | 0 | 0 | 0 | 0.63111 | 4.2493 | 1.3567 | 3.3824 | 0 | 0.033193 | 0 | 0.78408 | 0.19745 | 0 | 43.3349 | 21.181 | -0.27402 | 0 | 0.5984 | 0 | 1.8521 | 0.15067
2025_02_01 Hr 06 | 0 | 0 | 0 | 0 | 0 | 0 | 0 | 0 | 0 | 0 | 0 | 0.0031592 | 2.52 | 0.16015 | 1.4928 | 1.4928 | 0 | 0 | 0.003788 | 0.0058432 | 0.0073552 | 0 | 0 | 0.074695 | 0.014972 | 1.2796 | 0 | 0 | 2.2791 | 0 | 0 | 0.89806 | 0 | 0 | 0 | 19.7145 | 0 | 0.062055 | 0 | 0.16138 | 0 | -0.28388 | 0 | 0 | 0 | 0 | 0 | 0 | 0 | 0 | 4.839 | 0 | 0 | 0 | 2.0172 | 0 | 0 | 0 | 0.69204 | 4.2652 | 1.3567 | 3.3824 | 0 | 0.033193 | 0 | 0.78408 | 0.19745 | 0 | 45.6285 | 21.9328 | -0.28388 | 0 | 0.5984 | 0 | 1.8521 | 0.15102
2025_02_01 Hr 07 | 0 | 0 | 0 | 0 | 0 | 0 | 0 | 0 | 0 | 0 | 0 | 0.0031592 | 2.52 | 0.14115 | 1.4928 | 1.4928 | 0 | 0 | 0.003788 | 0.0058432 | 0.0073552 | 0 | 0 | 0.074695 | 0.014972 | 0.94562 | 0 | 0 | 2.2791 | 0 | 0 | 0.89806 | 0 | 0 | 0 | 17.4454 | 0 | 0.062055 | 0 | 0.14223 | 0 | -0.24995 | 0 | 0 | 0 | 0 | 0 | 0 | 0 | 0 | 4.9086 | 0 | 0 | 0 | 2.0172 | 0 | 0 | 0 | 0.74862 | 3.9312 | 1.3567 | 3.3824 | 0 | 0.033193 | 0 | 0.78408 | 0.19745 | 0 | 43.1678 | 22.0411 | -0.24995 | 0 | 0.5984 | 0 | 1.8521 | 0.15223
2025_02_01 Hr 08 | 0 | 0 | 0 | 0 | 0 | 0 | 0 | 0 | 0 | 0 | 0 | 0.0031592 | 2.04 | 0.11742 | 1.4928 | 1.4928 | 0 | 0 | 0.003788 | 0.0058432 | 0.0073552 | 0 | 0 | 0.074695 | 0.014972 | 0.50493 | 0 | 0 | 2.2791 | 0 | 0 | 0.89806 | 0 | 0 | 0 | 18.939 | 0 | 0.062055 | 0 | 0.14616 | 0 | -0.25691 | 0 | 0 | 0 | 0 | 0 | 0 | 0 | 0 | 5.2546 | 0 | 0 | 0 | 2.0172 | 0 | 0 | 0 | 0.72251 | 3.4905 | 1.3567 | 3.3824 | 0 | 0.033193 | 0 | 0.78408 | 0.19745 | 0 | 44.0319 | 21.8592 | -0.25691 | 0 | 0.5984 | 0 | 1.8521 | 0.15413
2025_02_01 Hr 09 | 0.067929 | 0 | 0 | 0 | 0 | 0 | 0 | 0 | 0 | 0 | 0 | 0.0031592 | 2.76 | 0.16123 | 1.4928 | 1.4928 | 0 | 0 | 0.003788 | 0.0058432 | 0.0073552 | 0 | 0 | 0.074695 | 0.014972 | 0.62829 | 0 | 0 | 2.2791 | 0 | 0 | 0.89806 | 0 | 0 | 0 | 17.8339 | 0 | 0.062055 | 0 | 0.14833 | 0 | -0.26077 | 0 | 0 | 0 | 0 | 0 | 0 | 0 | 0 | 5.4621 | 0 | 0 | 0 | 2.0172 | 0 | 0 | 0 | 0.84002 | 3.6139 | 1.3567 | 3.3824 | 0 | 0.033193 | -0.067929 | 0.78408 | 0.19745 | 0 | 44.1359 | 23.0167 | -0.3287 | 0 | 0.5984 | 0 | 1.8521 | 0.15488
2025_02_01 Hr 10 | 0.045044 | 4.4165e-05 | 0 | 0 | 0 | 0 | 0 | 0 | 0 | 0 | 0 | 0.0031592 | 2.76 | 0.17238 | 1.4928 | 1.4928 | 0 | 0 | 0.003788 | 0.0058432 | 0.0073552 | 0 | 0 | 0.074695 | 0.014972 | 0.55849 | 0 | 0 | 2.2791 | 0 | 0 | 0.89806 | 0 | 0 | 0 | 20.6374 | 0 | 0.062055 | 0 | 0.15859 | 0 | -0.27895 | 0 | 0 | 0 | 0 | 0 | 0 | 0 | 0 | 5.4621 | 0 | 0 | 0 | 2.0172 | 0 | 0 | 0 | 0.5397 | 3.5441 | 1.3567 | 3.3824 | 0 | 0.033193 | -0.045044 | 0.78408 | 0.19745 | 0 | 46.5625 | 22.705 | -0.32399 | 0 | 0.5984 | 0 | 1.8521 | 0.15517
2025_02_01 Hr 11 | 0.34095 | 0.00026891 | 0 | 0 | 0 | 0 | 0 | 0 | 0 | 0 | 0 | 0.0031592 | 2.37 | 0.13218 | 1.4928 | 1.4928 | 0 | 0 | 0.003788 | 0.0058432 | 0.0073552 | 0 | 0 | 0.074695 | 0.014972 | 0.61379 | 0 | 0 | 2.2791 | 0 | 0 | 0.89806 | 0 | 0 | 0 | 17.8286 | 0 | 0.062055 | 0 | 0.14162 | 0 | -0.24888 | 0 | 0 | 0 | 0 | 0 | 0 | 0 | 0 | 5.8075 | 0 | 0 | 0 | 2.0172 | 0 | 0 | 0 | 0.26985 | 3.5994 | 1.3567 | 3.3824 | 0 | 0.033193 | -0.34095 | 0.78408 | 0.19745 | 0 | 43.485 | 22.6468 | -0.58983 | 0 | 0.5984 | 0 | 1.8521 | 0.15546
2025_02_01 Hr 12 | 0.090814 | 0.0004644 | 0 | 0 | 0 | 0 | 0 | 0 | 0 | 0 | 0 | 0.0031592 | 2.37 | 0.12339 | 1.4928 | 1.4928 | 0 | 0 | 0.003788 | 0.0058432 | 0.0073552 | 0 | 0 | 0.074695 | 0.014972 | 0.51499 | 0 | 0 | 2.2791 | 0 | 0 | 0.89806 | 0 | 0 | 0 | 17.1823 | 0 | 0.062055 | 0 | 0.13221 | 0 | -0.23219 | 0 | 0 | 0 | 0 | 0 | 0 | 0 | 0 | 5.8765 | 0 | 0 | 0 | 2.0172 | 0 | 0 | 0 | 0.30032 | 3.5006 | 1.3567 | 3.3824 | 0 | 0.033193 | -0.090814 | 0.78408 | 0.19745 | 0 | 42.847 | 22.4871 | -0.323 | 0 | 0.5984 | 0 | 1.8521 | 0.15501
2025_02_01 Hr 13 | 0.13579 | 0.00063735 | 0 | 0 | 0 | 0 | 0 | 0 | 0 | 0 | 0 | 0.0031592 | 2.22 | 0.12759 | 1.4928 | 1.4928 | 0 | 0 | 0.003788 | 0.0058432 | 0.0073552 | 0 | 0 | 0.074695 | 0.014972 | 0.51326 | 0 | 0 | 2.2791 | 0 | 0 | 0.89806 | 0 | 0 | 0 | 20.2014 | 0 | 0.062055 | 0 | 0.14594 | 0 | -0.25653 | 0 | 0 | 0 | 0 | 0 | 0 | 0 | 0 | 5.6 | 0 | 0 | 0 | 2.0172 | 0 | 0 | 0 | 0.36125 | 3.4989 | 1.3567 | 3.3824 | 0 | 0.033193 | -0.13579 | 0.78408 | 0.19745 | 0 | 45.4781 | 22.1701 | -0.39232 | 0 | 0.5984 | 0 | 1.8521 | 0.1542
2025_02_01 Hr 14 | 0.045117 | 0.00061451 | 0 | 0 | 0 | 0 | 0 | 0 | 0 | 0 | 0 | 0.0031592 | 1.68 | 0.098371 | 1.4928 | 1.4928 | 0 | 0 | 0.003788 | 0.0058432 | 0.0073552 | 0 | 0 | 0.074695 | 0.014972 | 0.55512 | 0 | 0 | 2.2791 | 0 | 0 | 0.89806 | 0 | 0 | 0 | 21.5678 | 0 | 0.062055 | 0 | 0.14869 | 0 | -0.26139 | 0 | 0 | 0 | 0 | 0 | 0 | 0 | 0 | 5.7391 | 0 | 0 | 0 | 2.0172 | 0 | 0 | 0 | 0.26985 | 3.5407 | 1.3567 | 3.3824 | 0 | 0.033193 | -0.045117 | 0.78408 | 0.19745 | 0 | 46.3594 | 21.5573 | -0.30651 | 0 | 0.5984 | 0 | 1.8521 | 0.15367
2025_02_01 Hr 15 | 0.045044 | 0.0006959 | 0 | 0.027729 | 0.02734 | 0.027982 | 0.028956 | 0.029146 | 0.029698 | 0 | 0 | 0.0031592 | 1.32 | 0.086732 | 1.4488 | 1.4488 | 21.5353 | 0 | 0.003788 | 0.0058432 | 0.0073552 | 0 | 0 | 0.074695 | 0.014972 | 0.58857 | 0 | 17.8832 | 2.2791 | 0 | 0.042244 | 0.89806 | 0 | 0 | 0 | 16.3516 | -1.7479 | 0.062055 | 0 | 0.10008 | 0 | -0.29358 | 0 | 0 | 0 | 0 | 0 | 0 | 0 | 0 | 5.946 | 0 | 0 | 0 | 2.0172 | 0 | 0 | 0 | 0.57017 | 6.151 | 1.3567 | 3.3824 | 0 | 0.033193 | -0.045044 | 0.78408 | 0.19745 | 0 | 42.1515 | 21.7354 | -0.33862 | 0 | 0.5984 | 0 | 1.8521 | 0.15384
2025_02_01 Hr 16 | 0.045044 | 0.00045235 | 0 | 0 | 0 | 0 | 0 | 0 | 0 | 0 | 0 | 0.0031592 | 2.01 | 0.13632 | 1.4771 | 1.4771 | 22.6823 | 0 | 0.003788 | 0.0058432 | 0.0073552 | 0 | 0 | 0.074695 | 0.014972 | 0.82975 | 0 | 0 | 2.2791 | 0 | 0 | 0.89806 | 0 | 0 | 0 | 14.9464 | 0 | 0.062055 | 0 | 0.15778 | 0 | -0.3031 | 0 | 0 | 0 | 0 | 0 | 0 | 0 | 0 | 6.0852 | 0 | 0 | 0 | 2.0172 | 0 | 0 | 0 | 0.36125 | 6.1505 | 1.3567 | 3.3824 | 0 | 0.033193 | -0.045044 | 0.78408 | 0.19745 | 0 | 43.1119 | 22.3631 | -0.34815 | 0 | 0.5984 | 0 | 1.8521 | 0.15423
2025_02_01 Hr 17 | 0 | 5.1855e-05 | 0 | 0 | 0 | 0 | 0 | 0 | 0 | 0 | 0 | 0.0031592 | 2.34 | 0.1144 | 1.4928 | 1.4928 | 12.1093 | 0 | 0.003788 | 0.0058432 | 0.0073552 | 0 | 0 | 0.074695 | 0.014972 | 0.51323 | 0 | 29.7151 | 2.2791 | 0 | 0.43137 | 0.89806 | 0 | 0 | 0 | 0 | -5.4602 | 0.062055 | 0 | 0.0083806 | 0 | -0.21789 | 0 | 0 | 0 | 0 | 0 | 0 | 0 | 0 | 6.2219 | 0 | 0 | 0 | 2.0172 | 0 | 0 | 0 | 0.42219 | 28.7145 | 1.3567 | 3.3824 | 0 | 0.033193 | 0 | 0.78408 | 0.19745 | 0 | 46.2922 | 23.2558 | -0.21789 | 0 | 0.5984 | 0 | 1.8521 | 0.15533
2025_02_01 Hr 18 | 0.022813 | 8.8623e-07 | 0 | 0 | 0 | 0 | 0 | 0 | 0 | 0 | 0 | 0.0031592 | 2.01 | 0.11084 | 1.4928 | 1.4928 | 12.1093 | 0 | 0.003788 | 0.0058432 | 0.0073552 | 0 | 0 | 0.074695 | 0.014972 | 0.72921 | 0 | 12.8364 | 2.2791 | 0 | 0.42021 | 0.89806 | 0 | 0 | 0 | 0 | -6.6066 | 0.062055 | 0 | 0.0094531 | 0 | -0.24604 | 0 | 0 | 0 | 0 | 0 | 0 | 0 | 0 | 6.4294 | 0 | 0 | 0 | 2.0172 | 0 | 0 | 0 | 0.60064 | 28.6605 | 1.3567 | 3.3824 | 0 | 0.033193 | -0.022813 | 0.78408 | 0.19745 | 0 | 45.1062 | 23.3212 | -0.26886 | 0 | 0.5984 | 0 | 1.8521 | 0.15669
2025_02_01 Hr 19 | 0 | 0 | 0 | 0 | 0 | 0 | 0 | 0 | 0 | 0 | 0 | 0.0031592 | 2.43 | 0.16293 | 1.4928 | 1.4928 | 15.434 | 0 | 0.003788 | 0.0058432 | 0.0073552 | 0 | 0 | 0.074695 | 0.014972 | 0.97031 | 0 | 15.3464 | 2.2791 | 0 | 0.52392 | 0.89806 | 0 | 0 | 0 | 0 | -18.3304 | 0.062055 | 0 | 0.011494 | 0 | -0.29963 | 0 | 0 | 0 | 0 | 0 | 0 | 0 | 0 | 6.8444 | 0 | 0 | 0 | 2.0172 | 0 | 0 | 0 | 0.90096 | 34.7363 | 1.3567 | 3.3824 | 0 | 0.033193 | 0 | 0.78408 | 0.19745 | 0 | 40.6959 | 24.5896 | -0.29963 | 0 | 0.5984 | 0 | 1.8521 | 0.15679
2025_02_01 Hr 20 | 0 | 0 | 0 | 0 | 0 | 0 | 0 | 0 | 0 | 0 | 0 | 0.0031592 | 1.83 | 0.12043 | 1.4928 | 1.4928 | 18.797 | 0 | 0.003788 | 0.0058432 | 0.0073552 | 0 | 0 | 0.074695 | 0.014972 | 1.2059 | 0 | 17.0984 | 2.2791 | 0 | 0.59632 | 0.89806 | 0 | 0 | 0 | 0 | -23.7351 | 0.062055 | 0 | 0.011282 | 0 | -0.29405 | 0 | 0 | 0 | 0 | 0 | 0 | 0 | 0 | 6.8444 | 0 | 0 | 0 | 2.0172 | 0 | 0 | 0 | 1.4102 | 40.0869 | 1.3567 | 3.3824 | 0 | 0.033193 | 0 | 0.78408 | 0.19745 | 0 | 40.5858 | 24.5281 | -0.29405 | 0 | 0.5984 | 0 | 1.8521 | 0.15617
2025_02_01 Hr 21 | 0 | 0 | 0 | 0 | 0 | 0 | 0 | 0 | 0 | 0 | 0 | 0.0031592 | 1.68 | 0.10548 | 1.4928 | 1.4928 | 15.4123 | 0 | 0.003788 | 0.0058432 | 0.0073552 | 0 | 0 | 0.074695 | 0.014972 | 1.2796 | 0 | 16.3768 | 2.2791 | 0 | 0.5665 | 0.89806 | 0 | 0 | 0 | 0 | -16.3044 | 0.062055 | 0 | 0.010764 | 0 | -0.28045 | 0 | 0 | 0 | 0 | 0 | 0 | 0 | 0 | 6.6363 | 0 | 0 | 0 | 2.0172 | 0 | 0 | 0 | 1.7715 | 36.0543 | 1.3567 | 3.3824 | 0 | 0.033193 | 0 | 0.78408 | 0.19745 | 0 | 43.9547 | 24.4853 | -0.28045 | 0 | 0.5984 | 0 | 1.8521 | 0.15502
2025_02_01 Hr 22 | 0 | 0 | 0 | 0 | 0 | 0 | 0 | 0 | 0 | 0 | 0 | 0.0031592 | 1.38 | 0.072922 | 1.4928 | 1.4928 | 12.1093 | 0 | 0.003788 | 0.0058432 | 0.0073552 | 0 | 0 | 0.074695 | 0.014972 | 0.94562 | 0 | 12.7688 | 2.2791 | 0 | 0.41742 | 0.89806 | 0 | 0 | 0 | 0 | -5.0492 | 0.062055 | 0 | 0.0090587 | 0 | -0.23569 | 0 | 0 | 0 | 0 | 0 | 0 | 0 | 0 | 5.5994 | 0 | 0 | 0 | 2.0172 | 0 | 0 | 0 | 2.0108 | 28.8094 | 1.3567 | 3.3824 | 0 | 0.033193 | 0 | 0.78408 | 0.19745 | 0 | 46.7298 | 23.2053 | -0.23569 | 0 | 0.5984 | 0 | 1.8521 | 0.15413
2025_02_01 Hr 23 | 0 | 0 | 0 | 0 | 0 | 0 | 0 | 0 | 0 | 0 | 0 | 0.0031592 | 2.04 | 0.11785 | 1.4928 | 1.4928 | 12.1923 | 0 | 0.003788 | 0.0058432 | 0.0073552 | 0 | 0 | 0.074695 | 0.014972 | 0.60869 | 0 | 13.8125 | 2.2791 | 0 | 0.46011 | 0.89806 | 0 | 0 | 0 | 0 | -5.6881 | 0.062055 | 0 | 0.0099031 | 0 | -0.25786 | 0 | 0 | 0 | 0 | 0 | 0 | 0 | 0 | 5.4621 | 0 | 0 | 0 | 2.0172 | 0 | 0 | 0 | 1.7105 | 29.5991 | 1.3567 | 3.3824 | 0 | 0.033193 | 0 | 0.78408 | 0.19745 | 0 | 47.1666 | 23.5135 | -0.25786 | 0 | 0.5984 | 0 | 1.8521 | 0.15241
2025_02_01 Hr 24 | 0 | 0 | 0 | 0 | 0 | 0 | 0 | 0 | 0 | 0 | 0 | 0.0031592 | 2.46 | 0.13438 | 1.4928 | 1.4928 | 12.1923 | 0 | 0.003788 | 0.0058432 | 0.0073552 | 0 | 0 | 0.074695 | 0.014972 | 0.63382 | 0 | 13.3752 | 2.2791 | 0 | 0.44183 | 0.89806 | 0 | 0 | 0 | 0 | -6.2923 | 0.062055 | 0 | 0.0093646 | 0 | -0.24372 | 0 | 0 | 0 | 0 | 0 | 0 | 0 | 0 | 5.7398 | 0 | 0 | 0 | 2.0172 | 0 | 0 | 0 | 1.8019 | 29.1869 | 1.3567 | 3.3824 | 0 | 0.033193 | 0 | 0.78408 | 0.19745 | 0 | 46.9506 | 24.2998 | -0.24372 | 0 | 0.5984 | 0 | 1.8521 | 0.15128
2025_02_02 Hr 01 | 0 | 0 | 0 | 0 | 0 | 0 | 0 | 0 | 0 | 0 | 0 | 0.0031592 | 2.55 | 0.14772 | 1.4928 | 1.4928 | 12.1923 | 0 | 0.003788 | 0.0058432 | 0.0073552 | 0 | 0 | 0.074695 | 0.014972 | 0.60866 | 0 | 15.0802 | 2.2791 | 0 | 0.51308 | 0.89806 | 0 | 0 | 0 | 0 | -8.0359 | 0.062055 | 0 | 0.17752 | 0 | -0.25859 | 0 | 0 | 0 | 0 | 0 | 0 | 0 | 0 | 5.5462 | 0 | 0 | 0 | 2.0172 | 0 | 0 | 0 | 1.9194 | 30.8668 | 1.3567 | 3.3824 | 0 | 0.033193 | 0 | 0.78408 | 0.19745 | 0 | 46.97 | 24.3978 | -0.25859 | 0 | 0.5984 | 0 | 1.8521 | 0.15079
2025_02_02 Hr 02 | 0 | 0 | 0 | 0 | 0 | 0 | 0 | 0 | 0 | 0 | 0 | 0.0031592 | 2.52 | 0.15645 | 1.4928 | 1.4928 | 15.548 | 0 | 0.003788 | 0.0058432 | 0.0073552 | 0 | 0 | 0.074695 | 0.014972 | 0.84979 | 0 | 15.4396 | 2.2791 | 0 | 0.5281 | 0.89806 | 0 | 0 | 0 | 0 | -15.2828 | 0.062055 | 0 | 0.19024 | 0 | -0.27728 | 0 | 0 | 0 | 0 | 0 | 0 | 0 | 0 | 5.8874 | 0 | 0 | 0 | 2.0172 | 0 | 0 | 0 | 1.889 | 34.823 | 1.3567 | 3.3824 | 0 | 0.033193 | 0 | 0.78408 | 0.19745 | 0 | 43.9644 | 24.7015 | -0.27728 | 0 | 0.5984 | 0 | 1.8521 | 0.15004
2025_02_02 Hr 03 | 0 | 0 | 0 | 0 | 0 | 0 | 0 | 0 | 0 | 0 | 0 | 0.0031592 | 2.22 | 0.13995 | 1.4928 | 1.4928 | 17.7415 | 0 | 0.003788 | 0.0058432 | 0.0073552 | 0 | 0 | 0.074695 | 0.014972 | 1.0909 | 0 | 17.1858 | 2.2791 | 0 | 0.60107 | 0.89806 | 0 | 0 | 0 | 0 | -16.9962 | 0.062055 | 0 | 0.19317 | 0 | -0.28158 | 0 | 0 | 0 | 0 | 0 | 0 | 0 | 0 | 4.9291 | 0 | 0 | 0 | 2.0172 | 0 | 0 | 0 | 1.3493 | 39.0038 | 1.3567 | 3.3824 | 0 | 0.033193 | 0 | 0.78408 | 0.19745 | 0 | 44.6859 | 22.9599 | -0.28158 | 0 | 0.5984 | 0 | 1.8521 | 0.14992
2025_02_02 Hr 04 | 0 | 0 | 0 | 0 | 0 | 0 | 0 | 0 | 0 | 0 | 0 | 0.0031592 | 2.52 | 0.16912 | 1.4928 | 1.4928 | 18.946 | 0 | 0.003788 | 0.0058432 | 0.0073552 | 0 | 0 | 0.074695 | 0.014972 | 1.2701 | 0 | 17.1858 | 2.2791 | 0 | 0.60107 | 0.89806 | 0 | 0 | 0 | 0 | -20.5056 | 0.062055 | 0 | 0.20565 | 0 | -0.2999 | 0 | 0 | 0 | 0 | 0 | 0 | 0 | 0 | 4.5879 | 0 | 0 | 0 | 2.0172 | 0 | 0 | 0 | 1.2317 | 40.3876 | 1.3567 | 3.3824 | 0 | 0.033193 | 0 | 0.78408 | 0.19745 | 0 | 42.4122 | 22.8301 | -0.2999 | 0 | 0.5984 | 0 | 1.8521 | 0.14964
2025_02_02 Hr 05 | 0 | 0 | 0 | 0 | 0 | 0 | 0 | 0 | 0 | 0 | 0 | 0.0031592 | 2.55 | 0.17625 | 1.4928 | 1.4928 | 18.6879 | 0 | 0.003788 | 0.0058432 | 0.0073552 | 0 | 0 | 0.074695 | 0.014972 | 1.2796 | 0 | 17.1858 | 2.2791 | 0 | 0.60107 | 0.89806 | 0 | 0 | 0 | 0 | -20.6606 | 0.062055 | 0 | 0.2118 | 0 | -0.30893 | 0 | 0 | 0 | 0 | 0 | 0 | 0 | 0 | 4.5879 | 0 | 0 | 0 | 2.0172 | 0 | 0 | 0 | 1.593 | 40.139 | 1.3567 | 3.3824 | 0 | 0.033193 | 0 | 0.78408 | 0.19745 | 0 | 42.3982 | 23.2289 | -0.30893 | 0 | 0.5984 | 0 | 1.8521 | 0.15002
2025_02_02 Hr 06 | 0 | 0 | 0 | 0 | 0 | 0 | 0 | 0 | 0 | 0 | 0 | 0.0031592 | 2.61 | 0.16514 | 1.4928 | 1.4928 | 16.0495 | 0 | 0.003788 | 0.0058432 | 0.0073552 | 0 | 0 | 0.074695 | 0.014972 | 1.2796 | 0 | 16.984 | 2.2791 | 0 | 0.59264 | 0.89806 | 0 | 0 | 0 | 0 | -15.1791 | 0.062055 | 0 | 0.19388 | 0 | -0.28263 | 0 | 0 | 0 | 0 | 0 | 0 | 0 | 0 | 4.7259 | 0 | 0 | 0 | 2.0172 | 0 | 0 | 0 | 1.9499 | 37.2988 | 1.3567 | 3.3824 | 0 | 0.033193 | 0 | 0.78408 | 0.19745 | 0 | 45.6016 | 23.7646 | -0.28263 | 0 | 0.5984 | 0 | 1.8521 | 0.15047
2025_02_02 Hr 07 | 0 | 0 | 0 | 0 | 0 | 0 | 0 | 0 | 0 | 0 | 0 | 0.0031592 | 2.67 | 0.14298 | 1.4928 | 1.4928 | 12.7799 | 0 | 0.003788 | 0.0058432 | 0.0073552 | 0 | 0 | 0.074695 | 0.014972 | 0.87883 | 0 | 14.5728 | 2.2791 | 0 | 0.49196 | 0.89806 | 0 | 0 | 0 | 0 | -9.3091 | 0.062055 | 0 | 0.0091803 | 0 | -0.23888 | 0 | 0 | 0 | 0 | 0 | 0 | 0 | 0 | 4.7259 | 0 | 0 | 0 | 2.0172 | 0 | 0 | 0 | 1.741 | 31.2172 | 1.3567 | 3.3824 | 0 | 0.033193 | 0 | 0.78408 | 0.19745 | 0 | 45.1636 | 23.4945 | -0.23888 | 0 | 0.5984 | 0 | 1.8521 | 0.15208
2025_02_02 Hr 08 | 0 | 0 | 0 | 0 | 0 | 0 | 0 | 0 | 0 | 0 | 0 | 0.0031592 | 2.46 | 0.13174 | 1.4928 | 1.4928 | 12.7487 | 0 | 0.003788 | 0.0058432 | 0.0073552 | 0 | 0 | 0.074695 | 0.014972 | 0.50319 | 0 | 13.275 | 2.2791 | 0 | 0.43834 | 0.89806 | 0 | 0 | 0 | 0 | -3.274 | 0.062055 | 0 | 0.0091803 | 0 | -0.23888 | 0 | 0 | 0 | 0 | 0 | 0 | 0 | 0 | 4.5226 | 0 | 0 | 0 | 2.0172 | 0 | 0 | 0 | 1.3188 | 29.5126 | 1.3567 | 3.3824 | 0 | 0.033193 | 0 | 0.78408 | 0.19745 | 0 | 48.5952 | 22.5955 | -0.23888 | 0 | 0.5984 | 0 | 1.8521 | 0.15349
2025_02_02 Hr 09 | 0.2723 | 0 | 0 | 0 | 0 | 0 | 0 | 0 | 0 | 0 | 0 | 0.0031592 | 2.31 | 0.13366 | 1.4928 | 1.4928 | 13.0045 | 0.4194 | 0.003788 | 0.0058432 | 0.0073552 | 0 | 0 | 0.074695 | 0.014972 | 0.51323 | 0 | 13.4775 | 2.2791 | 0 | 0.4467 | 0.89806 | 0 | 0 | 0 | 0 | -6.5387 | 0.062055 | 0 | 0.0099193 | 0 | -0.25828 | 0 | 0 | 0 | 0 | 0 | 0 | 0 | 0 | 4.1088 | 0 | 0 | 0 | 2.0172 | 0 | 0 | 0 | 1.3188 | 30.4002 | 1.3567 | 3.3824 | 0 | 0.033193 | -0.2723 | 0.78408 | 0.19745 | 0 | 45.6472 | 22.3163 | -0.53058 | 0 | 0.5984 | 0 | 1.8521 | 0.15544
2025_02_02 Hr 10 | 0.43148 | 2.0422e-05 | 0 | 0 | 0 | 0 | 0 | 0 | 0 | 0 | 0 | 0.0031592 | 2.43 | 0.15439 | 1.4928 | 1.4928 | 12.4077 | 0.2097 | 0.003788 | 0.0058432 | 0.0073552 | 0 | 0 | 0.074695 | 0.014972 | 0.55844 | 0 | 13.1738 | 2.2791 | 0 | 0.43415 | 0.89806 | 0 | 0 | 0 | 0 | -2.9243 | 0.062055 | 0 | 0.010892 | 0 | -0.28381 | 0 | 0 | 0 | 0 | 0 | 0 | 0 | 0 | 3.6297 | 0 | 0 | 0 | 2.0172 | 0 | 0 | 0 | 1.2013 | 29.3353 | 1.3567 | 3.3824 | 0 | 0.033193 | -0.43148 | 0.78408 | 0.19745 | 0 | 47.703 | 22.0073 | -0.71529 | 0 | 0.5984 | 0 | 1.8521 | 0.15566
2025_02_02 Hr 11 | 0.34095 | 0.00026767 | 0 | 0 | 0 | 0 | 0 | 0 | 0 | 0 | 0 | 0.0031592 | 2.43 | 0.11904 | 1.4928 | 1.4928 | 12.3651 | 0 | 0.003788 | 0.0058432 | 0.0073552 | 0 | 0 | 0.074695 | 0.014972 | 0.54001 | 0 | 13.41 | 2.2791 | 0 | 0.44391 | 0.89806 | 0 | 0 | 0 | 0 | -1.3714 | 0.062055 | 0 | 0.0083976 | 0 | -0.21834 | 0 | 0 | 0 | 0 | 0 | 0 | 0 | 0 | 3.5644 | 0 | 0 | 0 | 2.0172 | 0 | 0 | 0 | 1.1708 | 29.3007 | 1.3567 | 3.3824 | 0 | 0.033193 | -0.34095 | 0.78408 | 0.19745 | 0 | 49.166 | 21.7959 | -0.55929 | 0 | 0.5984 | 0 | 1.8521 | 0.156
2025_02_02 Hr 12 | 0.52207 | 0.00041579 | 0 | 0 | 0 | 0 | 0 | 0 | 0 | 0 | 0 | 0.0031592 | 2.67 | 0.1159 | 1.4928 | 1.4928 | 12.1093 | 0 | 0.003788 | 0.0058432 | 0.0073552 | 0 | 0 | 0.074695 | 0.014972 | 0.47808 | 0 | 12.7688 | 2.2791 | 0 | 0.41742 | 0.89806 | 0 | 0 | 0 | 0.23852 | 0 | 0.062055 | 0 | 0.0074415 | 0 | -0.19324 | 0 | 0 | 0 | 0 | 0 | 0 | 0 | 0 | 3.0126 | 0 | 0 | 0 | 2.0172 | 0 | 0 | 0 | 1.0794 | 28.3418 | 1.3567 | 3.3824 | 0 | 0.033193 | -0.52207 | 0.78408 | 0.19745 | 0 | 49.4098 | 21.5447 | -0.71531 | 0 | 0.5984 | 0 | 1.8521 | 0.15628
2025_02_02 Hr 13 | 0.52222 | 0.00055775 | 0 | 0 | 0 | 0 | 0 | 0 | 0 | 0 | 0 | 0.0031592 | 2.73 | 0.13672 | 1.4928 | 1.4928 | 12.3651 | 0.10485 | 0.003788 | 0.0058432 | 0.0073552 | 0 | 0 | 0.074695 | 0.014972 | 0.49817 | 0 | 12.9713 | 2.2791 | 0 | 0.42579 | 0.89806 | 0 | 0 | 0 | 0 | -3.1812 | 0.062055 | 0 | 0.0085849 | 0 | -0.22325 | 0 | 0 | 0 | 0 | 0 | 0 | 0 | 0 | 3.3538 | 0 | 0 | 0 | 2.0172 | 0 | 0 | 0 | 1.1708 | 28.925 | 1.3567 | 3.3824 | 0 | 0.033193 | -0.52222 | 0.78408 | 0.19745 | 0 | 47.0658 | 22.0674 | -0.74547 | 0 | 0.5984 | 0 | 1.8521 | 0.1569
2025_02_02 Hr 14 | 0.59008 | 0.000546 | 0 | 0 | 0 | 0 | 0 | 0 | 0 | 0 | 0 | 0.0031592 | 2.64 | 0.12776 | 1.4928 | 1.4928 | 12.2798 | 0.10485 | 0.003788 | 0.0058432 | 0.0073552 | 0 | 0 | 0.074695 | 0.014972 | 0.49649 | 0 | 12.9038 | 2.2791 | 0 | 0.423 | 0.89806 | 0 | 0 | 0 | 0 | -2.8779 | 0.062055 | 0 | 0.0082963 | 0 | -0.21568 | 0 | 0 | 0 | 0 | 0 | 0 | 0 | 0 | 3.9055 | 0 | 0 | 0 | 2.0172 | 0 | 0 | 0 | 1.2013 | 28.7706 | 1.3567 | 3.3824 | 0 | 0.033193 | -0.59008 | 0.78408 | 0.19745 | 0 | 47.7027 | 22.6157 | -0.80575 | 0 | 0.5984 | 0 | 1.8521 | 0.1569
2025_02_02 Hr 15 | 0.6357 | 0.00059415 | 0 | 0 | 0 | 0 | 0 | 0 | 0 | 0 | 0 | 0.0031592 | 2.49 | 0.14428 | 1.4362 | 1.4362 | 13.0044 | 0.2097 | 0.003788 | 0.0058432 | 0.0073552 | 0 | 0 | 0.074695 | 0.014972 | 0.53834 | 0 | 13.9837 | 2.2791 | 0 | 0.46762 | 0.89806 | 0 | 0 | 0 | 0 | -8.0791 | 0.062055 | 0 | 0.0099335 | 0 | -0.25865 | 0 | 0 | 0 | 0 | 0 | 0 | 0 | 0 | 4.2467 | 0 | 0 | 0 | 2.0172 | 0 | 0 | 0 | 1.2622 | 30.6086 | 1.3567 | 3.3824 | 0 | 0.033193 | -0.6357 | 0.78408 | 0.19745 | 0 | 44.6099 | 22.9747 | -0.89436 | 0 | 0.5984 | 0 | 1.8521 | 0.15694
2025_02_02 Hr 16 | 0.47703 | 0.00035129 | 0 | 0 | 0 | 0 | 0 | 0 | 0 | 0 | 0 | 0.0031592 | 2.4 | 0.11379 | 1.4692 | 1.4692 | 13.0044 | 0 | 0.003788 | 0.0058432 | 0.0073552 | 0 | 0 | 0.074695 | 0.014972 | 0.53834 | 0 | 13.7137 | 2.2791 | 0 | 0.45646 | 0.89806 | 0 | 0 | 0 | 0 | -4.2777 | 0.062055 | 0 | 0.0081282 | 0 | -0.21126 | 0 | 0 | 0 | 0 | 0 | 0 | 0 | 0 | 3.4918 | 0 | 0 | 0 | 2.0172 | 0 | 0 | 0 | 1.2927 | 30.1949 | 1.3567 | 3.3824 | 0 | 0.033193 | -0.47703 | 0.78408 | 0.19745 | 0 | 47.188 | 21.959 | -0.6883 | 0 | 0.5984 | 0 | 1.8521 | 0.15635
2025_02_02 Hr 17 | 0.045262 | 0.00011896 | 0 | 0 | 0 | 0 | 0 | 0 | 0 | 0 | 0 | 0.0031592 | 2.4 | 0.10638 | 1.4928 | 1.4928 | 12.1093 | 0 | 0.003788 | 0.0058432 | 0.0073552 | 0 | 0 | 0.074695 | 0.014972 | 0.49484 | 0 | 12.7688 | 2.2791 | 0 | 0.41742 | 0.89806 | 0 | 0 | 0 | 2.0174 | 0 | 0.062055 | 0 | 0.0075984 | 0 | -0.19736 | 0 | 0 | 0 | 0 | 0 | 0 | 0 | 0 | 2.3303 | 0 | 0 | 0 | 2.0172 | 0 | 0 | 0 | 1.3188 | 28.3586 | 1.3567 | 3.3824 | 0 | 0.033193 | -0.045262 | 0.78408 | 0.19745 | 0 | 50.4782 | 20.3448 | -0.24262 | 0 | 0.5984 | 0 | 1.8521 | 0.15601
2025_02_02 Hr 18 | 0 | 3.1956e-06 | 0 | 0 | 0 | 0 | 0 | 0 | 0 | 0 | 0 | 0.0031592 | 2.25 | 0.11184 | 1.4928 | 1.4928 | 12.1093 | 0 | 0.003788 | 0.0058432 | 0.0073552 | 0 | 0 | 0.074695 | 0.014972 | 0.48145 | 0 | 12.7688 | 2.2791 | 0 | 0.41742 | 0.89806 | 0 | 0 | 0 | 1.2151 | -0.0031042 | 0.062055 | 0 | 0.0085215 | 0 | -0.22159 | 0 | 0 | 0 | 0 | 0 | 0 | 0 | 0 | 2.5989 | 0 | 0 | 0 | 2.0172 | 0 | 0 | 0 | 1.2927 | 28.3452 | 1.3567 | 3.3824 | 0 | 0.033193 | 0 | 0.78408 | 0.19745 | 0 | 49.7342 | 20.3986 | -0.22159 | 0 | 0.5984 | 0 | 1.8521 | 0.15725
2025_02_02 Hr 19 | 0 | 0 | 0 | 0 | 0 | 0 | 0 | 0 | 0 | 0 | 0 | 0.0031592 | 2.49 | 0.11631 | 1.4928 | 1.4928 | 12.1093 | 0 | 0.003788 | 0.0058432 | 0.0073552 | 0 | 0 | 0.074695 | 0.014972 | 0.47808 | 0 | 12.7688 | 2.2791 | 0 | 0.41742 | 0.89806 | 0 | 0 | 0 | 0 | -0.91376 | 0.062055 | 0 | 0.0080075 | 0 | -0.2081 | 0 | 0 | 0 | 0 | 0 | 0 | 0 | 0 | 3.5644 | 0 | 0 | 0 | 2.0172 | 0 | 0 | 0 | 1.2317 | 28.3418 | 1.3567 | 3.3824 | 0 | 0.033193 | 0 | 0.78408 | 0.19745 | 0 | 48.7675 | 21.5475 | -0.2081 | 0 | 0.5984 | 0 | 1.8521 | 0.15711
2025_02_02 Hr 20 | 0 | 0 | 0 | 0 | 0 | 0 | 0 | 0 | 0 | 0 | 0 | 0.0031592 | 2.58 | 0.12823 | 1.4928 | 1.4928 | 12.1093 | 0 | 0.003788 | 0.0058432 | 0.0073552 | 0 | 0 | 0.074695 | 0.014972 | 0.47808 | 0 | 12.7688 | 2.2791 | 0 | 0.41742 | 0.89806 | 0 | 0 | 0 | 0 | -3.5932 | 0.062055 | 0 | 0.00852 | 0 | -0.22155 | 0 | 0 | 0 | 0 | 0 | 0 | 0 | 0 | 3.1506 | 0 | 0 | 0 | 2.0172 | 0 | 0 | 0 | 1.3493 | 28.3418 | 1.3567 | 3.3824 | 0 | 0.033193 | 0 | 0.78408 | 0.19745 | 0 | 45.8807 | 21.3536 | -0.22155 | 0 | 0.5984 | 0 | 1.8521 | 0.15756
2025_02_02 Hr 21 | 0 | 0 | 0 | 0 | 0 | 0 | 0 | 0 | 0 | 0 | 0 | 0.0031592 | 2.64 | 0.11558 | 1.4928 | 1.4928 | 12.1093 | 0 | 0.003788 | 0.0058432 | 0.0073552 | 0 | 0 | 0.074695 | 0.014972 | 0.47808 | 0 | 12.7688 | 2.2791 | 0 | 0.41742 | 0.89806 | 0 | 0 | 0 | 0 | -5.5726 | 0.062055 | 0 | 0.0075055 | 0 | -0.19492 | 0 | 0 | 0 | 0 | 0 | 0 | 0 | 0 | 2.9473 | 0 | 0 | 0 | 2.0172 | 0 | 0 | 0 | 0.99236 | 28.3418 | 1.3567 | 3.3824 | 0 | 0.033193 | 0 | 0.78408 | 0.19745 | 0 | 43.4155 | 20.8412 | -0.19492 | 0 | 0.5984 | 0 | 1.8521 | 0.15792
2025_02_02 Hr 22 | 0 | 0 | 0 | 0 | 0 | 0 | 0 | 0 | 0 | 0 | 0 | 0.0031592 | 2.64 | 0.11348 | 1.4928 | 1.4928 | 12.1093 | 0 | 0.003788 | 0.0058432 | 0.0073552 | 0 | 0 | 0.074695 | 0.014972 | 0.47808 | 0 | 12.7688 | 2.2791 | 0 | 0.41742 | 0.89806 | 0 | 0 | 0 | 0 | -4.3148 | 0.062055 | 0 | 0.0073689 | 0 | -0.19133 | 0 | 0 | 0 | 0 | 0 | 0 | 0 | 0 | 3.2885 | 0 | 0 | 0 | 2.0172 | 0 | 0 | 0 | 0.84002 | 28.3418 | 1.3567 | 3.3824 | 0 | 0.033193 | 0 | 0.78408 | 0.19745 | 0 | 44.8618 | 21.0262 | -0.19133 | 0 | 0.5984 | 0 | 1.8521 | 0.15615
2025_02_02 Hr 23 | 0 | 0 | 0 | 0 | 0 | 0 | 0 | 0 | 0 | 0 | 0 | 0.0031592 | 2.76 | 0.12859 | 1.4928 | 1.4928 | 12.1923 | 0 | 0.003788 | 0.0058432 | 0.0073552 | 0 | 0 | 0.074695 | 0.014972 | 0.47808 | 0 | 12.8706 | 2.2791 | 0 | 0.42075 | 0.89806 | 0 | 0 | 0 | 0 | -5.0159 | 0.062055 | 0 | 0.0079871 | 0 | -0.20756 | 0 | 0 | 0 | 0 | 0 | 0 | 0 | 0 | 3.3538 | 0 | 0 | 0 | 2.0172 | 0 | 0 | 0 | 1.1099 | 28.5266 | 1.3567 | 3.3824 | 0 | 0.033193 | 0 | 0.78408 | 0.19745 | 0 | 44.8014 | 21.4984 | -0.20756 | 0 | 0.5984 | 0 | 1.8521 | 0.15473
2025_02_02 Hr 24 | 0 | 0 | 0 | 0 | 0 | 0 | 0 | 0 | 0 | 0 | 0 | 0.0031592 | 2.7 | 0.12127 | 1.4928 | 1.4928 | 12.1923 | 0 | 0.003788 | 0.0058432 | 0.0073552 | 0 | 0 | 0.074695 | 0.014972 | 0.47808 | 0 | 12.8706 | 2.2791 | 0 | 0.42075 | 0.89806 | 0 | 0 | 0 | 0 | -3.578 | 0.062055 | 0 | 0.0076999 | 0 | -0.20002 | 0 | 0 | 0 | 0 | 0 | 0 | 0 | 0 | 3.5644 | 0 | 0 | 0 | 2.0172 | 0 | 0 | 0 | 0.60064 | 28.5266 | 1.3567 | 3.3824 | 0 | 0.033193 | 0 | 0.78408 | 0.19745 | 0 | 45.8793 | 21.1307 | -0.20002 | 0 | 0.5984 | 0 | 1.8521 | 0.15311
2025_02_03 Hr 01 | 0 | 0 | 0 | 0 | 0 | 0 | 0 | 0 | 0 | 0 | 0 | 0.0031592 | 2.73 | 0.10793 | 1.4928 | 1.4928 | 12.1923 | 0 | 0.003788 | 0.0058432 | 0.0073552 | 0 | 0 | 0.074695 | 0.014972 | 0.47808 | 0 | 12.8706 | 2.2791 | 0 | 0.42075 | 0.89806 | 0 | 0 | 0 | 0 | -1.4541 | 0.062055 | 0 | 0.12115 | 0 | -0.17581 | 0 | 0 | 0 | 0 | 0 | 0 | 0 | 0 | 3.1506 | 0 | 0 | 0 | 2.0172 | 0 | 0 | 0 | 0.72251 | 28.5266 | 1.3567 | 3.3824 | 0 | 0.033193 | 0 | 0.78408 | 0.19745 | 0 | 47.7514 | 20.8547 | -0.17581 | 0 | 0.5984 | 0 | 1.8521 | 0.15241
2025_02_03 Hr 02 | 0 | 0 | 0 | 0 | 0 | 0 | 0 | 0 | 0 | 0 | 0 | 0.0031592 | 2.64 | 0.10116 | 1.4928 | 1.4928 | 12.1923 | 0 | 0.003788 | 0.0058432 | 0.0073552 | 0 | 0 | 0.074695 | 0.014972 | 0.47808 | 0 | 0 | 2.2791 | 0 | 0 | 0.89806 | 0 | 0 | 0 | 5.8403 | 0 | 0.062055 | 0 | 0.18802 | 0 | -0.17032 | 0 | 0 | 0 | 0 | 0 | 0 | 0 | 0 | 3.4918 | 0 | 0 | 0 | 2.0172 | 0 | 0 | 0 | 0.50924 | 15.656 | 1.3567 | 3.3824 | 0 | 0.033193 | 0 | 0.78408 | 0.19745 | 0 | 41.7906 | 20.4647 | -0.17032 | 0 | 0.5984 | 0 | 1.8521 | 0.15192
2025_02_03 Hr 03 | 0 | 0 | 0 | 0 | 0 | 0 | 0 | 0 | 0 | 0 | 0 | 0.0031592 | 2.61 | 0.0995 | 1.4928 | 1.4928 | 12.1923 | 0 | 0.003788 | 0.0058432 | 0.0073552 | 0 | 0 | 0.074695 | 0.014972 | 0.47808 | 0 | 0 | 2.2791 | 0 | 0 | 0.89806 | 0 | 0 | 0 | 5.2881 | 0 | 0.062055 | 0 | 0.18707 | 0 | -0.16945 | 0 | 0 | 0 | 0 | 0 | 0 | 0 | 0 | 3.5644 | 0 | 0 | 0 | 2.0172 | 0 | 0 | 0 | 0.47877 | 15.656 | 1.3567 | 3.3824 | 0 | 0.033193 | 0 | 0.78408 | 0.19745 | 0 | 41.2501 | 20.4754 | -0.16945 | 0 | 0.5984 | 0 | 1.8521 | 0.15218
2025_02_03 Hr 04 | 0 | 0 | 0 | 0 | 0 | 0 | 0 | 0 | 0 | 0 | 0 | 0.0031592 | 2.58 | 0.099876 | 1.4928 | 1.4928 | 12.1923 | 0 | 0.003788 | 0.0058432 | 0.0073552 | 0 | 0 | 0.074695 | 0.014972 | 0.47808 | 0 | 0 | 2.2791 | 0 | 0 | 0.89806 | 0 | 0 | 0 | 6.0924 | 0 | 0.062055 | 0 | 0.18996 | 0 | -0.1721 | 0 | 0 | 0 | 0 | 0 | 0 | 0 | 0 | 3.2885 | 0 | 0 | 0 | 2.0172 | 0 | 0 | 0 | 0.33079 | 15.656 | 1.3567 | 3.3824 | 0 | 0.033193 | 0 | 0.78408 | 0.19745 | 0 | 41.5986 | 20.0223 | -0.1721 | 0 | 0.5984 | 0 | 1.8521 | 0.15257
2025_02_03 Hr 05 | 0 | 0 | 0 | 0 | 0 | 0 | 0 | 0 | 0 | 0 | 0 | 0.0031592 | 2.49 | 0.097441 | 1.4928 | 1.4928 | 12.1923 | 0 | 0.003788 | 0.0058432 | 0.0073552 | 0 | 0 | 0.074695 | 0.014972 | 0.47808 | 0 | 0 | 2.2791 | 0 | 0 | 0.89806 | 0 | 0 | 0 | 8.0709 | 0 | 0.062055 | 0 | 0.19203 | 0 | -0.174 | 0 | 0 | 0 | 0 | 0 | 0 | 0 | 0 | 3.2159 | 0 | 0 | 0 | 2.0172 | 0 | 0 | 0 | 0.42219 | 15.656 | 1.3567 | 3.3824 | 0 | 0.033193 | 0 | 0.78408 | 0.19745 | 0 | 43.5032 | 19.9503 | -0.174 | 0 | 0.5984 | 0 | 1.8521 | 0.15414
2025_02_03 Hr 06 | 0 | 0 | 0 | 0 | 0 | 0 | 0 | 0 | 0 | 0 | 0 | 0.0031592 | 2.31 | 0.099244 | 1.4928 | 1.4928 | 12.1923 | 0 | 0.003788 | 0.0058432 | 0.0073552 | 0 | 0 | 0.074695 | 0.014972 | 0.47808 | 0 | 0 | 2.2791 | 0 | 0 | 0.89806 | 0 | 0 | 0 | 10.5462 | 0 | 0.062055 | 0 | 0.08654 | 0 | -0.19123 | 0 | 0 | 0 | 0 | 0 | 0 | 0 | 0 | 3.2885 | 0 | 0 | 0 | 2.0172 | 0 | 0 | 0 | 0.091402 | 15.656 | 1.3567 | 3.3824 | 0 | 0.033193 | 0 | 0.78408 | 0.19745 | 0 | 45.5273 | 19.5164 | -0.19123 | 0 | 0.5984 | 0 | 1.8521 | 0.15669
2025_02_03 Hr 07 | 0 | 0 | 0 | 0 | 0 | 0 | 0 | 0 | 0 | 0 | 0 | 0.0031592 | 2.28 | 0.08478 | 1.4928 | 1.4928 | 12.1093 | 0 | 0.003788 | 0.0058432 | 0.0073552 | 0 | 0 | 0.074695 | 0.014972 | 0.47977 | 0 | 0 | 2.2791 | 0 | 0 | 0.89806 | 0 | 0 | 0 | 7.6595 | 0 | 0.062055 | 0 | 0.074899 | 0 | -0.16523 | 0 | 0 | 0 | 0 | 0 | 0 | 0 | 0 | 3.2159 | 0 | 0 | 0 | 2.0172 | 0 | 0 | 0 | 0.14798 | 15.5747 | 1.3567 | 3.3824 | 0 | 0.033193 | 0 | 0.78408 | 0.19745 | 0 | 42.528 | 19.4591 | -0.16523 | 0 | 0.5984 | 0 | 1.8521 | 0.15981
2025_02_03 Hr 08 | 0.022813 | 0 | 0 | 0 | 0 | 0 | 0 | 0 | 0 | 0 | 0 | 0.0031592 | 2.25 | 0.0979 | 1.4928 | 1.4928 | 12.1519 | 0 | 0.003788 | 0.0058432 | 0.0073552 | 0 | 0 | 0.074695 | 0.014972 | 0.49485 | 0 | 0 | 2.2791 | 0 | 0 | 0.89806 | 0 | 0 | 0 | 10.2335 | 0 | 0.062055 | 0 | 0.087644 | 0 | -0.1937 | 0 | 0 | 0 | 0 | 0 | 0 | 0 | 0 | 2.8747 | 0 | 0 | 0 | 2.0172 | 0 | 0 | 0 | 0.26985 | 15.6324 | 1.3567 | 3.3824 | 0 | 0.033193 | -0.022813 | 0.78408 | 0.19745 | 0 | 44.8961 | 19.2467 | -0.21651 | 0 | 0.5984 | 0 | 1.8521 | 0.16088
2025_02_03 Hr 09 | 0.067929 | 0 | 0 | 0 | 0 | 0 | 0 | 0 | 0 | 0 | 0 | 0.0031592 | 2.28 | 0.11029 | 1.4928 | 1.4928 | 0 | 0 | 0.003788 | 0.0058432 | 0.0073552 | 0 | 0 | 0.074695 | 0.014972 | 0.47977 | 0 | 0 | 2.2791 | 0 | 0 | 0.89806 | 0 | 0 | 0 | 21.1712 | 0 | 0.062055 | 0 | 0.12284 | 0 | -0.21558 | 0 | 0 | 0 | 0 | 0 | 0 | 0 | 0 | 2.8747 | 0 | 0 | 0 | 2.0172 | 0 | 0 | 0 | 0.26985 | 3.4654 | 1.3567 | 3.3824 | 0 | 0.033193 | -0.067929 | 0.78408 | 0.19745 | 0 | 43.6876 | 19.3345 | -0.28351 | 0 | 0.5984 | 0 | 1.8521 | 0.16109
2025_02_03 Hr 10 | 0.13586 | 1.2266e-05 | 0 | 0 | 0 | 0 | 0 | 0 | 0 | 0 | 0 | 0.0031592 | 2.13 | 0.10838 | 1.4928 | 1.4928 | 0 | 0 | 0.003788 | 0.0058432 | 0.0073552 | 0 | 0 | 0.074695 | 0.014972 | 0.48816 | 0 | 0 | 2.2791 | 0 | 0 | 0.89806 | 0 | 0 | 0 | 23.8095 | 0 | 0.062055 | 0 | 0.1292 | 0 | -0.22687 | 0 | 0 | 0 | 0 | 0 | 0 | 0 | 0 | 2.8094 | 0 | 0 | 0 | 2.0172 | 0 | 0 | 0 | 0.091402 | 3.4738 | 1.3567 | 3.3824 | 0 | 0.033193 | -0.13586 | 0.78408 | 0.19745 | 0 | 45.9269 | 19.0063 | -0.36273 | 0 | 0.5984 | 0 | 1.8521 | 0.16071
2025_02_03 Hr 11 | 0.318 | 6.5301e-05 | 0 | 0 | 0 | 0 | 0 | 0 | 0 | 0 | 0 | 0.0031592 | 1.95 | 0.094324 | 1.4928 | 1.4928 | 0 | 0 | 0.003788 | 0.0058432 | 0.0073552 | 0 | 0 | 0.074695 | 0.014972 | 0.50323 | 0 | 0 | 2.2791 | 0 | 0 | 0.89806 | 0 | 0 | 0 | 24.2938 | 0 | 0.062055 | 0 | 0.12283 | 0 | -0.21557 | 0 | 0 | 0 | 0 | 0 | 0 | 0 | 0 | 2.8747 | 0 | 0 | 0 | 2.0172 | 0 | 0 | 0 | 0.030467 | 3.4888 | 1.3567 | 3.3824 | 0 | 0.033193 | -0.318 | 0.78408 | 0.19745 | 0 | 46.2476 | 18.9985 | -0.53357 | 0 | 0.5984 | 0 | 1.8521 | 0.16037
2025_02_03 Hr 12 | 0.27215 | 0.00013249 | 0 | 0 | 0 | 0 | 0 | 0 | 0 | 0 | 0 | 0.0031592 | 1.89 | 0.083769 | 1.4928 | 1.4928 | 0 | 0 | 0.003788 | 0.0058432 | 0.0073552 | 0 | 0 | 0.074695 | 0.014972 | 0.48311 | 0 | 0 | 2.2791 | 0 | 0 | 0.89806 | 0 | 0 | 0 | 22.1349 | 0 | 0.062055 | 0 | 0.11255 | 0 | -0.19735 | 0 | 0 | 0 | 0 | 0 | 0 | 0 | 0 | 2.5989 | 0 | 0 | 0 | 2.0172 | 0 | 0 | 0 | 0.12187 | 3.4687 | 1.3567 | 3.3824 | 0 | 0.033193 | -0.27215 | 0.78408 | 0.19745 | 0 | 43.8314 | 18.6973 | -0.4695 | 0 | 0.5984 | 0 | 1.8521 | 0.15992
2025_02_03 Hr 13 | 0.43148 | 0.00011102 | 0 | 0 | 0 | 0 | 0 | 0 | 0 | 0 | 0 | 0.0031592 | 1.8 | 0.071459 | 1.4928 | 1.4928 | 0 | 0 | 0.003788 | 0.0058432 | 0.0073552 | 0 | 0 | 0.074695 | 0.014972 | 0.48311 | 0 | 0 | 2.2791 | 0 | 0 | 0.89806 | 0 | 0 | 0 | 19.5388 | 0 | 0.062055 | 0 | 0.10081 | 0 | -0.17655 | 0 | 0 | 0 | 0 | 0 | 0 | 0 | 0 | 2.4682 | 0 | 0 | 0 | 2.0172 | 0 | 0 | 0 | 0.060934 | 3.4687 | 1.3567 | 3.3824 | 0 | 0.033193 | -0.43148 | 0.78408 | 0.19745 | 0 | 40.9619 | 18.5624 | -0.60802 | 0 | 0.5984 | 0 | 1.8521 | 0.15966
2025_02_03 Hr 14 | 0.31792 | 0.00014315 | 0 | 0 | 0 | 0 | 0 | 0 | 0 | 0 | 0 | 0.0031592 | 1.74 | 0.077883 | 1.4928 | 1.4928 | 0 | 0 | 0.003788 | 0.0058432 | 0.0073552 | 0 | 0 | 0.074695 | 0.014972 | 0.49485 | 0 | 0 | 2.2791 | 0 | 0 | 0.89806 | 0 | 0 | 0 | 21.2048 | 0 | 0.062055 | 0 | 0.11366 | 0 | -0.19932 | 0 | 0 | 0 | 0 | 0 | 0 | 0 | 0 | 2.6715 | 0 | 0 | 0 | 2.0172 | 0 | 0 | 0 | 0.091402 | 3.4805 | 1.3567 | 3.3824 | 0 | 0.033193 | -0.31792 | 0.78408 | 0.19745 | 0 | 42.7969 | 18.6288 | -0.51724 | 0 | 0.5984 | 0 | 1.8521 | 0.15944
2025_02_03 Hr 15 | 0.43177 | 0.00010904 | 0 | 0 | 0 | 0 | 0 | 0 | 0 | 0 | 0 | 0.0031592 | 1.74 | 0.075678 | 1.4928 | 1.4928 | 0 | 0 | 0.003788 | 0.0058432 | 0.0073552 | 0 | 0 | 0.074695 | 0.014972 | 0.51327 | 0 | 0 | 2.2791 | 0 | 0 | 0.89806 | 0 | 0 | 0 | 17.9247 | 0 | 0.062055 | 0 | 0.11044 | 0 | -0.19362 | 0 | 0 | 0 | 0 | 0 | 0 | 0 | 0 | 3.0126 | 0 | 0 | 0 | 2.0172 | 0 | 0 | 0 | 0.36125 | 3.4989 | 1.3567 | 3.3824 | 0 | 0.033193 | -0.43177 | 0.78408 | 0.19745 | 0 | 40.1498 | 19.3516 | -0.62539 | 0 | 0.5984 | 0 | 1.8521 | 0.15954
2025_02_03 Hr 16 | 0.27208 | 7.6645e-05 | 0 | 0 | 0 | 0 | 0 | 0 | 0 | 0 | 0 | 0.0031592 | 1.38 | 0.062087 | 1.4928 | 1.4928 | 0 | 0 | 0.003788 | 0.0058432 | 0.0073552 | 0 | 0 | 0.074695 | 0.014972 | 0.52499 | 0 | 0 | 2.2791 | 0 | 0 | 0.89806 | 0 | 0 | 0 | 19.7417 | 0 | 0.062055 | 0 | 0.11424 | 0 | -0.20036 | 0 | 0 | 0 | 0 | 0 | 0 | 0 | 0 | 2.9473 | 0 | 0 | 0 | 2.0172 | 0 | 0 | 0 | 0.60064 | 3.5106 | 1.3567 | 3.3824 | 0 | 0.033193 | -0.27208 | 0.78408 | 0.19745 | 0 | 41.7722 | 18.9924 | -0.47244 | 0 | 0.5984 | 0 | 1.8521 | 0.15959
2025_02_03 Hr 17 | 0.067857 | 5.0874e-05 | 0 | 0 | 0 | 0 | 0 | 0 | 0 | 0 | 0 | 0.0031592 | 1.14 | 0.059159 | 1.4928 | 1.4928 | 0 | 0 | 0.003788 | 0.0058432 | 0.0073552 | 0 | 0 | 0.074695 | 0.014972 | 0.55347 | 0 | 0 | 2.2791 | 0 | 0 | 0.89806 | 0 | 0 | 0 | 22.3655 | 0 | 0.062055 | 0 | 0.13177 | 0 | -0.23142 | 0 | 0 | 0 | 0 | 0 | 0 | 0 | 0 | 2.8094 | 0 | 0 | 0 | 2.0172 | 0 | 0 | 0 | 0.5397 | 3.5391 | 1.3567 | 3.3824 | 0 | 0.033193 | -0.067857 | 0.78408 | 0.19745 | 0 | 43.9527 | 18.3474 | -0.29928 | 0 | 0.5984 | 0 | 1.8521 | 0.16067
2025_02_03 Hr 18 | 0 | 3.7315e-06 | 0 | 0 | 0 | 0 | 0 | 0 | 0 | 0 | 0 | 0.0031592 | 0.96 | 0.055723 | 1.4928 | 1.4928 | 0 | 0 | 0.003788 | 0.0058432 | 0.0073552 | 0 | 0 | 0.074695 | 0.014972 | 0.78966 | 0 | 0 | 2.2791 | 0 | 0 | 0.89806 | 0 | 0 | 0 | 20.9374 | 0 | 0.062055 | 0 | 0.14739 | 0 | -0.2591 | 0 | 0 | 0 | 0 | 0 | 0 | 0 | 0 | 2.9473 | 0 | 0 | 0 | 2.0172 | 0 | 0 | 0 | 1.2013 | 3.7753 | 1.3567 | 3.3824 | 0 | 0.033193 | 0 | 0.78408 | 0.19745 | 0 | 43.3505 | 18.8969 | -0.2591 | 0 | 0.5984 | 0 | 1.8521 | 0.16204
2025_02_03 Hr 19 | 0 | 0 | 0 | 0 | 0 | 0 | 0 | 0 | 0 | 0 | 0 | 0.0031592 | 0.9 | 0.05497 | 1.4928 | 1.4928 | 0 | 0 | 0.003788 | 0.0058432 | 0.0073552 | 0 | 0 | 0.074695 | 0.014972 | 1.0308 | 0 | 0 | 2.2791 | 0 | 0 | 0.89806 | 0 | 0 | 0 | 18.4198 | 0 | 0.062055 | 0 | 0.15509 | 0 | -0.27275 | 0 | 0 | 0 | 0 | 0 | 0 | 0 | 0 | 3.1506 | 0 | 0 | 0 | 2.0172 | 0 | 0 | 0 | 2.0108 | 4.0164 | 1.3567 | 3.3824 | 0 | 0.033193 | 0 | 0.78408 | 0.19745 | 0 | 42.0127 | 19.8492 | -0.27275 | 0 | 0.5984 | 0 | 1.8521 | 0.16227
2025_02_03 Hr 20 | 0 | 0 | 0 | 0 | 0 | 0 | 0 | 0 | 0 | 0 | 0 | 0.0031592 | 0.93 | 0.05666 | 1.4928 | 1.4928 | 0 | 0 | 0.003788 | 0.0058432 | 0.0073552 | 0 | 0 | 0.074695 | 0.014972 | 1.2456 | 0 | 0 | 2.2791 | 0 | 0 | 0.89806 | 0 | 0 | 0 | 19.5098 | 0 | 0.062055 | 0 | 0.15471 | 0 | -0.27206 | 0 | 0 | 0 | 0 | 0 | 0 | 0 | 0 | 2.9473 | 0 | 0 | 0 | 2.0172 | 0 | 0 | 0 | 1.9804 | 4.2313 | 1.3567 | 3.3824 | 0 | 0.033193 | 0 | 0.78408 | 0.19745 | 0 | 43.1152 | 19.6462 | -0.27206 | 0 | 0.5984 | 0 | 1.8521 | 0.16124
2025_02_03 Hr 21 | 0 | 0 | 0 | 0 | 0 | 0 | 0 | 0 | 0 | 0 | 0 | 0.0031592 | 0.96 | 0.05601 | 1.4928 | 1.4928 | 0 | 0 | 0.003788 | 0.0058432 | 0.0073552 | 0 | 0 | 0.074695 | 0.014972 | 1.2128 | 0 | 0 | 2.2791 | 0 | 0 | 0.89806 | 0 | 0 | 0 | 17.7947 | 0 | 0.062055 | 0 | 0.14815 | 0 | -0.26045 | 0 | 0 | 0 | 0 | 0 | 0 | 0 | 0 | 3.1506 | 0 | 0 | 0 | 2.0172 | 0 | 0 | 0 | 2.1327 | 4.1984 | 1.3567 | 3.3824 | 0 | 0.033193 | 0 | 0.78408 | 0.19745 | 0 | 41.7629 | 20.0302 | -0.26045 | 0 | 0.5984 | 0 | 1.8521 | 0.16037
2025_02_03 Hr 22 | 0 | 0 | 0 | 0 | 0 | 0 | 0 | 0 | 0 | 0 | 0 | 0.0031592 | 1.08 | 0.057618 | 1.4928 | 1.4928 | 0 | 0 | 0.003788 | 0.0058432 | 0.0073552 | 0 | 0 | 0.074695 | 0.014972 | 0.52502 | 0 | 0 | 2.2791 | 0 | 0 | 0.89806 | 0 | 0 | 0 | 18.8287 | 0 | 0.062055 | 0 | 0.13547 | 0 | -0.23798 | 0 | 0 | 0 | 0 | 0 | 0 | 0 | 0 | 3.5644 | 0 | 0 | 0 | 2.0172 | 0 | 0 | 0 | 2.1327 | 3.5106 | 1.3567 | 3.3824 | 0 | 0.033193 | 0 | 0.78408 | 0.19745 | 0 | 42.6652 | 20.5639 | -0.23798 | 0 | 0.5984 | 0 | 1.8521 | 0.15861
2025_02_03 Hr 23 | 0 | 0 | 0 | 0 | 0 | 0 | 0 | 0 | 0 | 0 | 0 | 0.0031592 | 1.08 | 0.062551 | 1.4928 | 1.4928 | 0 | 0 | 0.003788 | 0.0058432 | 0.0073552 | 0 | 0 | 0.074695 | 0.014972 | 0.5535 | 0 | 0 | 2.2791 | 0 | 0 | 0.89806 | 0 | 0 | 0 | 20.4499 | 0 | 0.062055 | 0 | 0.14707 | 0 | -0.25853 | 0 | 0 | 0 | 0 | 0 | 0 | 0 | 0 | 3.833 | 0 | 0 | 0 | 2.0172 | 0 | 0 | 0 | 2.0108 | 3.5391 | 1.3567 | 3.3824 | 0 | 0.033193 | 0 | 0.78408 | 0.19745 | 0 | 44.4444 | 20.7139 | -0.25853 | 0 | 0.5984 | 0 | 1.8521 | 0.15696
2025_02_03 Hr 24 | 0 | 0 | 0 | 0 | 0 | 0 | 0 | 0 | 0 | 0 | 0 | 0.0031592 | 0.93 | 0.052595 | 1.4928 | 1.4928 | 0 | 0 | 0.003788 | 0.0058432 | 0.0073552 | 0 | 0 | 0.074695 | 0.014972 | 0.60875 | 0 | 0 | 2.2791 | 0 | 0 | 0.89806 | 0 | 0 | 0 | 19.1375 | 0 | 0.062055 | 0 | 0.14361 | 0 | -0.25239 | 0 | 0 | 0 | 0 | 0 | 0 | 0 | 0 | 3.9709 | 0 | 0 | 0 | 2.0172 | 0 | 0 | 0 | 2.3112 | 3.5944 | 1.3567 | 3.3824 | 0 | 0.033193 | 0 | 0.78408 | 0.19745 | 0 | 43.4699 | 20.9905 | -0.25239 | 0 | 0.5984 | 0 | 1.8521 | 0.15529
2025_02_04 Hr 01 | 0 | 0 | 0 | 0 | 0 | 0 | 0 | 0 | 0 | 0 | 0 | 0.0031592 | 0.81 | 0.045024 | 1.4928 | 1.4928 | 25.928 | 0.88284 | 0.003788 | 0.0058432 | 0.0073552 | 0 | 0 | 0.074695 | 0.014972 | 0.84992 | 0 | 22.9933 | 2.2791 | 0 | 0.51307 | 0.89806 | 0 | 0 | 0 | 0 | -7.5201 | 0.062055 | 0 | 0.17033 | 0 | -0.24803 | 0 | 0 | 0 | 0 | 0 | 0 | 0 | 0 | 3.6297 | 0 | 0 | 0 | 2.0172 | 0 | 0 | 0 | 2.2502 | 25.8176 | 1.3567 | 3.3824 | 0 | 0.033193 | 0 | 0.78408 | 0.19745 | 0 | 39.0227 | 20.9732 | -0.24803 | 0 | 0.5984 | 0 | 1.8521 | 0.15463
2025_02_04 Hr 02 | 0 | 0 | 0 | 0 | 0 | 0 | 0 | 0 | 0 | 0 | 0 | 0.0031592 | 0.72 | 0.037635 | 1.4928 | 1.4928 | 13.2413 | 0 | 0.003788 | 0.0058432 | 0.0073552 | 0 | 0 | 0.074695 | 0.014972 | 0.47808 | 0 | 12.0413 | 2.2791 | 0 | 0.60107 | 0.89806 | 0 | 0 | 0 | 0 | -10.4061 | 0.062055 | 0 | 0.16017 | 0 | -0.23312 | 0 | 0 | 0 | 0 | 0 | 0 | 0 | 0 | 3.0126 | 0 | 0 | 0 | 2.0172 | 0 | 0 | 0 | 1.9499 | 28.7463 | 1.3567 | 3.3824 | 0 | 0.033193 | 0 | 0.78408 | 0.19745 | 0 | 38.1529 | 20.0458 | -0.23312 | 0 | 0.5984 | 0 | 1.8521 | 0.15396
2025_02_04 Hr 03 | 0 | 0 | 0 | 0 | 0 | 0 | 0 | 0 | 0 | 0 | 0 | 0.0031592 | 0.75 | 0.041084 | 1.4928 | 1.4928 | 13.2764 | 0 | 0.003788 | 0.0058432 | 0.0073552 | 0 | 0 | 0.074695 | 0.014972 | 0.60877 | 0 | 12.0413 | 2.2791 | 0 | 0.60107 | 0.89806 | 0 | 0 | 0 | 0 | -11.7274 | 0.062055 | 0 | 0.16786 | 0 | -0.24441 | 0 | 0 | 0 | 0 | 0 | 0 | 0 | 0 | 2.9473 | 0 | 0 | 0 | 2.0172 | 0 | 0 | 0 | 1.7715 | 28.9121 | 1.3567 | 3.3824 | 0 | 0.033193 | 0 | 0.78408 | 0.19745 | 0 | 36.7756 | 19.8353 | -0.24441 | 0 | 0.5984 | 0 | 1.8521 | 0.15379
2025_02_04 Hr 04 | 0 | 0 | 0 | 0 | 0 | 0 | 0 | 0 | 0 | 0 | 0 | 0.0031592 | 0.81 | 0.044421 | 1.4928 | 1.4928 | 13.2764 | 0.36785 | 0.003788 | 0.0058432 | 0.0073552 | 0 | 0 | 0.074695 | 0.014972 | 0.84986 | 0 | 12.0413 | 2.2791 | 0 | 0.60107 | 0.89806 | 0 | 0 | 0 | 0 | -11.3635 | 0.062055 | 0 | 0.16805 | 0 | -0.24468 | 0 | 0 | 0 | 0 | 0 | 0 | 0 | 0 | 2.8094 | 0 | 0 | 0 | 2.0172 | 0 | 0 | 0 | 1.6191 | 29.521 | 1.3567 | 3.3824 | 0 | 0.033193 | 0 | 0.78408 | 0.19745 | 0 | 37.5215 | 19.6086 | -0.24468 | 0 | 0.5984 | 0 | 1.8521 | 0.15405
2025_02_04 Hr 05 | 0 | 0 | 0 | 0 | 0 | 0 | 0 | 0 | 0 | 0 | 0 | 0.0031592 | 0.69 | 0.039048 | 1.4928 | 1.4928 | 13.2764 | 0.36785 | 0.003788 | 0.0058432 | 0.0073552 | 0 | 0 | 0.074695 | 0.014972 | 1.091 | 0 | 12.0413 | 2.2791 | 0 | 0.60107 | 0.89806 | 0 | 0 | 0 | 0 | -11.4781 | 0.062055 | 0 | 0.0097013 | 0 | -0.25256 | 0 | 0 | 0 | 0 | 0 | 0 | 0 | 0 | 2.9473 | 0 | 0 | 0 | 2.0172 | 0 | 0 | 0 | 1.8629 | 29.7622 | 1.3567 | 3.3824 | 0 | 0.033193 | 0 | 0.78408 | 0.19745 | 0 | 37.8975 | 19.866 | -0.25256 | 0 | 0.5984 | 0 | 1.8521 | 0.15509
2025_02_04 Hr 06 | 0 | 0 | 0 | 0 | 0 | 0 | 0 | 0 | 0 | 0 | 0 | 0.0031592 | 0.54 | 0.031871 | 1.4928 | 1.4928 | 13.2764 | 0.80927 | 0.003788 | 0.0058432 | 0.0073552 | 0 | 0 | 0.074695 | 0.014972 | 1.2701 | 0 | 12.0413 | 2.2791 | 1.0847 | 0.60107 | 0.89806 | 0 | 0 | 0 | 0 | -13.2241 | 0.062055 | 0 | 0.010118 | 0 | -0.26349 | 0 | 0 | 0 | 0 | 0 | 0 | 0 | 0 | 3.2885 | 0 | 0 | 0 | 2.0172 | 0 | 0 | 0 | 1.3493 | 31.4674 | 1.3567 | 3.3824 | 0 | 0.033193 | 0 | 0.78408 | 0.19745 | 0 | 37.5186 | 19.5388 | -0.26349 | 0 | 0.5984 | 0 | 1.8521 | 0.15751
2025_02_04 Hr 07 | 0 | 0 | 0 | 0 | 0 | 0 | 0 | 0 | 0 | 0 | 0 | 0.0031592 | 0.36 | 0.019384 | 1.4928 | 1.4928 | 12.0022 | 0.36737 | 0.003788 | 0.0058432 | 0.0073552 | 0 | 0 | 0.074695 | 0.014972 | 0.94562 | 0 | 11.2217 | 2.2791 | 0.6026 | 0.55159 | 0.89806 | 0 | 0 | 0 | 0.30234 | -11.0918 | 0.062055 | 0 | 0.0092305 | 0 | -0.2402 | 0 | 0 | 0 | 0 | 0 | 0 | 0 | 0 | 3.4918 | 0 | 0 | 0 | 2.0172 | 0 | 0 | 0 | 1.3493 | 28.1251 | 1.3567 | 3.3824 | 0 | 0.033193 | 0 | 0.78408 | 0.19745 | 0 | 36.5985 | 19.5031 | -0.2402 | 0 | 0.5984 | 0 | 1.8521 | 0.16048
2025_02_04 Hr 08 | 0 | 0 | 0 | 0 | 0 | 0 | 0 | 0 | 0 | 0 | 0 | 0.0031592 | 0.3 | 0.01729 | 1.4928 | 1.4928 | 9.8296 | 0.51431 | 0.003788 | 0.0058432 | 0.0073552 | 0 | 0 | 0.074695 | 0.014972 | 0.52502 | 0 | 10.2469 | 2.2791 | 0.84363 | 0.49411 | 0.89806 | 0 | 0 | 0 | 0.40719 | -3.4758 | 0.062055 | 0 | 0.0098799 | 0 | -0.25725 | 0 | 0 | 0 | 0 | 0 | 0 | 0 | 0 | 3.7676 | 0 | 0 | 0 | 2.0172 | 0 | 0 | 0 | 1.4407 | 24.9451 | 1.3567 | 3.3824 | 0 | 0.033193 | 0 | 0.78408 | 0.19745 | 0 | 41.3707 | 19.7514 | -0.25725 | 0 | 0.5984 | 0 | 1.8521 | 0.16109
2025_02_04 Hr 09 | 0.045117 | 0 | 0 | 0 | 0 | 0 | 0 | 0 | 0 | 0 | 0 | 0.0031592 | 0.3 | 0.018049 | 1.4928 | 1.4928 | 10.8152 | 0.73473 | 0.003788 | 0.0058432 | 0.0073552 | 0 | 0 | 0.074695 | 0.014972 | 0.58867 | 0 | 10.7525 | 2.2791 | 1.2052 | 0.52392 | 0.89806 | 0 | 0 | 0 | 0 | -5.1065 | 0.062055 | 0 | 0.010314 | 0 | -0.26864 | 0 | 0 | 0 | 0 | 0 | 0 | 0 | 0 | 3.5644 | 0 | 0 | 0 | 2.0172 | 0 | 0 | 0 | 1.5016 | 27.0819 | 1.3567 | 3.3824 | 0 | 0.033193 | -0.045117 | 0.78408 | 0.19745 | 0 | 41.3464 | 19.6848 | -0.31375 | 0 | 0.5984 | 0 | 1.8521 | 0.1612
2025_02_04 Hr 10 | 0.29569 | 9.4439e-06 | 0 | 0 | 0 | 0 | 0 | 0 | 0 | 0 | 0 | 0.0031592 | 0.3 | 0.016026 | 1.4928 | 1.4928 | 12.3905 | 0.22042 | 0.003788 | 0.0058432 | 0.0073552 | 0 | 0 | 0.074695 | 0.014972 | 0.48816 | 0 | 11.7272 | 2.2791 | 0.36156 | 0.58141 | 0.89806 | 0 | 0 | 0 | 0.27781 | -6.4638 | 0.062055 | 0 | 0.0091577 | 0 | -0.23829 | 0 | 0 | 0 | 0 | 0 | 0 | 0 | 0 | 3.6297 | 0 | 0 | 0 | 2.0172 | 0 | 0 | 0 | 1.5625 | 28.1735 | 1.3567 | 3.3824 | 0 | 0.033193 | -0.29569 | 0.78408 | 0.19745 | 0 | 41.5703 | 20.1167 | -0.53398 | 0 | 0.5984 | 0 | 1.8521 | 0.16079
2025_02_04 Hr 11 | 0.34095 | 4.0569e-05 | 0 | 0 | 0 | 0 | 0 | 0 | 0 | 0 | 0 | 0.0031592 | 0.3 | 0.015146 | 1.4928 | 1.4928 | 9.8297 | 0.29389 | 0.003788 | 0.0058432 | 0.0073552 | 0 | 0 | 0.074695 | 0.014972 | 0.50323 | 0 | 10.7525 | 2.2791 | 0.48208 | 0.52393 | 0.89806 | 0 | 0 | 0 | 0.26528 | -1.1533 | 0.062055 | 0 | 0.0086548 | 0 | -0.22509 | 0 | 0 | 0 | 0 | 0 | 0 | 0 | 0 | 3.4918 | 0 | 0 | 0 | 2.0172 | 0 | 0 | 0 | 1.2622 | 24.847 | 1.3567 | 3.3824 | 0 | 0.033193 | -0.34095 | 0.78408 | 0.19745 | 0 | 43.0585 | 19.6655 | -0.56604 | 0 | 0.5984 | 0 | 1.8521 | 0.16089
2025_02_04 Hr 12 | 0.15867 | 4.8035e-05 | 0 | 0 | 0 | 0 | 0 | 0 | 0 | 0 | 0 | 0.0031592 | 0.3 | 0.015198 | 1.4928 | 1.4928 | 10.8152 | 0.36737 | 0.003788 | 0.0058432 | 0.0073552 | 0 | 0 | 0.074695 | 0.014972 | 0.49153 | 0 | 11.9091 | 2.2791 | 0.6026 | 0.59213 | 0.89806 | 0 | 0 | 0 | 0.028133 | -2.053 | 0.062055 | 0 | 0.0086843 | 0 | -0.22586 | 0 | 0 | 0 | 0 | 0 | 0 | 0 | 0 | 3.1506 | 0 | 0 | 0 | 2.0172 | 0 | 0 | 0 | 1.2013 | 27.1714 | 1.3567 | 3.3824 | 0 | 0.033193 | -0.15867 | 0.78408 | 0.19745 | 0 | 43.911 | 19.149 | -0.38454 | 0 | 0.5984 | 0 | 1.8521 | 0.16052
2025_02_04 Hr 13 | 0.20415 | 6.6965e-05 | 0 | 0 | 0 | 0 | 0 | 0 | 0 | 0 | 0 | 0.0031592 | 0.27 | 0.015203 | 1.4928 | 1.4928 | 12.5448 | 0.29389 | 0.003788 | 0.0058432 | 0.0073552 | 0 | 0 | 0.074695 | 0.014972 | 0.51997 | 0 | 11.7436 | 2.2791 | 0.48208 | 0.58237 | 0.89806 | 0 | 0 | 0 | 0 | -4.2088 | 0.062055 | 0 | 0.0096526 | 0 | -0.25128 | 0 | 0 | 0 | 0 | 0 | 0 | 0 | 0 | 3.1506 | 0 | 0 | 0 | 2.0172 | 0 | 0 | 0 | 1.2013 | 28.5699 | 1.3567 | 3.3824 | 0 | 0.033193 | -0.20415 | 0.78408 | 0.19745 | 0 | 43.0601 | 19.1545 | -0.45543 | 0 | 0.5984 | 0 | 1.8521 | 0.16024
2025_02_04 Hr 14 | 0.022813 | 5.7778e-05 | 0 | 0 | 0 | 0 | 0 | 0 | 0 | 0 | 0 | 0.0031592 | 0.15 | 0.0088403 | 1.4928 | 1.4928 | 12.7264 | 0.44084 | 0.003788 | 0.0058432 | 0.0073552 | 0 | 0 | 0.074695 | 0.014972 | 0.72934 | 0 | 11.8382 | 2.2791 | 0.6026 | 0.58795 | 0.89806 | 0 | 0 | 0 | 0 | -3.9921 | 0.062055 | 0 | 0.010103 | 0 | -0.26311 | 0 | 0 | 0 | 0 | 0 | 0 | 0 | 0 | 3.0126 | 0 | 0 | 0 | 2.0172 | 0 | 0 | 0 | 1.2317 | 29.323 | 1.3567 | 3.3824 | 0 | 0.033193 | -0.022813 | 0.78408 | 0.19745 | 0 | 43.7895 | 18.7446 | -0.28592 | 0 | 0.5984 | 0 | 1.8521 | 0.15993
2025_02_04 Hr 15 | 0.067929 | 9.3398e-05 | 0 | 0 | 0 | 0 | 0 | 0 | 0 | 0 | 0 | 0.0031592 | 0.09 | 0.005337 | 1.4928 | 1.4928 | 11.5318 | 0.36737 | 0.003788 | 0.0058432 | 0.0073552 | 0 | 0 | 0.074695 | 0.014972 | 0.55346 | 0 | 10.9161 | 2.2791 | 0.6026 | 0.53357 | 0.89806 | 0 | 0 | 0 | 1.7522 | -2.0663 | 0.062055 | 0 | 0.010166 | 0 | -0.26475 | 0 | 0 | 0 | 0 | 0 | 0 | 0 | 0 | 2.6715 | 0 | 0 | 0 | 2.0172 | 0 | 0 | 0 | 1.3188 | 26.9569 | 1.3567 | 3.3824 | 0 | 0.033193 | -0.067929 | 0.78408 | 0.19745 | 0 | 44.7274 | 18.4172 | -0.33268 | 0 | 0.5984 | 0 | 1.8521 | 0.15946
2025_02_04 Hr 16 | 0.02274 | 3.3317e-05 | 0 | 0 | 0 | 0 | 0 | 0 | 0 | 0 | 0 | 0.0031592 | 0.09 | 0.0053307 | 1.4928 | 1.4928 | 11.5318 | 0.29389 | 0.003788 | 0.0058432 | 0.0073552 | 0 | 0 | 0.074695 | 0.014972 | 0.57018 | 0 | 10.6797 | 2.2791 | 0.48208 | 0.51963 | 0.89806 | 0 | 0 | 0 | 2.2448 | -1.8773 | 0.062055 | 0 | 0.010154 | 0 | -0.26443 | 0 | 0 | 0 | 0 | 0 | 0 | 0 | 0 | 2.6715 | 0 | 0 | 0 | 2.0172 | 0 | 0 | 0 | 1.4102 | 26.5432 | 1.3567 | 3.3824 | 0 | 0.033193 | -0.02274 | 0.78408 | 0.19745 | 0 | 45.0731 | 18.4495 | -0.28717 | 0 | 0.5984 | 0 | 1.8521 | 0.15957
2025_02_04 Hr 17 | 0.045262 | 1.5488e-05 | 0 | 0 | 0 | 0 | 0 | 0 | 0 | 0 | 0 | 0.0031592 | 0.15 | 0.0072276 | 1.4928 | 1.4928 | 11.8305 | 0.073473 | 0.003788 | 0.0058432 | 0.0073552 | 0 | 0 | 0.074695 | 0.014972 | 0.49484 | 0 | 11.4835 | 2.2791 | 0 | 0.56704 | 0.89806 | 0 | 0 | 0 | 0.10497 | -2.2176 | 0.062055 | 0 | 0.0082601 | 0 | -0.21473 | 0 | 0 | 0 | 0 | 0 | 0 | 0 | 0 | 3.9709 | 0 | 0 | 0 | 2.0172 | 0 | 0 | 0 | 1.5625 | 26.868 | 1.3567 | 3.3824 | 0 | 0.033193 | -0.045262 | 0.78408 | 0.19745 | 0 | 44.5295 | 20.0342 | -0.25999 | 0 | 0.5984 | 0 | 1.8521 | 0.16069
2025_02_04 Hr 18 | 0 | 0 | 0 | 0 | 0 | 0 | 0 | 0 | 0 | 0 | 0 | 0.0031592 | 0.18 | 0.0098612 | 1.4928 | 1.4928 | 13.1744 | 0.58779 | 0.003788 | 0.0058432 | 0.0073552 | 0 | 0 | 0.074695 | 0.014972 | 0.68924 | 0 | 11.98 | 2.2791 | 0.6026 | 0.59632 | 0.89806 | 0 | 0 | 0 | 0 | -10.318 | 0.062055 | 0 | 0.0093916 | 0 | -0.24443 | 0 | 0 | 0 | 0 | 0 | 0 | 0 | 0 | 4.2467 | 0 | 0 | 0 | 2.0172 | 0 | 0 | 0 | 1.9499 | 30.0197 | 1.3567 | 3.3824 | 0 | 0.033193 | 0 | 0.78408 | 0.19745 | 0 | 40.1728 | 20.7156 | -0.24443 | 0 | 0.5984 | 0 | 1.8521 | 0.16217
2025_02_04 Hr 19 | 0 | 0 | 0 | 0 | 0 | 0 | 0 | 0 | 0 | 0 | 0 | 0.0031592 | 0.18 | 0.0093692 | 1.4928 | 1.4928 | 13.1744 | 0.073473 | 0.003788 | 0.0058432 | 0.0073552 | 0 | 0 | 0.074695 | 0.014972 | 0.53841 | 0 | 11.98 | 2.2791 | 0 | 0.59632 | 0.89806 | 0 | 0 | 0 | 0 | -10.4259 | 0.062055 | 0 | 0.0089231 | 0 | -0.23213 | 0 | 0 | 0 | 0 | 0 | 0 | 0 | 0 | 4.5226 | 0 | 0 | 0 | 2.0172 | 0 | 0 | 0 | 2.3721 | 28.752 | 1.3567 | 3.3824 | 0 | 0.033193 | 0 | 0.78408 | 0.19745 | 0 | 39.5069 | 21.4129 | -0.23213 | 0 | 0.5984 | 0 | 1.8521 | 0.16198
2025_02_04 Hr 20 | 0 | 0 | 0 | 0 | 0 | 0 | 0 | 0 | 0 | 0 | 0 | 0.0031592 | 0.18 | 0.008175 | 1.4928 | 1.4928 | 12.0022 | 0 | 0.003788 | 0.0058432 | 0.0073552 | 0 | 0 | 0.074695 | 0.014972 | 0.47808 | 0 | 11.98 | 2.2791 | 0 | 0.59632 | 0.89806 | 0 | 0 | 0 | 0 | -8.4638 | 0.062055 | 0 | 0.0077857 | 0 | -0.20228 | 0 | 0 | 0 | 0 | 0 | 0 | 0 | 0 | 4.5879 | 0 | 0 | 0 | 2.0172 | 0 | 0 | 0 | 2.581 | 27.446 | 1.3567 | 3.3824 | 0 | 0.033193 | 0 | 0.78408 | 0.19745 | 0 | 40.4653 | 21.6854 | -0.20228 | 0 | 0.5984 | 0 | 1.8521 | 0.16143
2025_02_04 Hr 21 | 0 | 0 | 0 | 0 | 0 | 0 | 0 | 0 | 0 | 0 | 0 | 0.0031592 | 0.12 | 0.0049712 | 1.4928 | 1.4928 | 8.5752 | 0 | 0.003788 | 0.0058432 | 0.0073552 | 0 | 0 | 0.074695 | 0.014972 | 0.47808 | 0 | 11.2217 | 2.2791 | 0 | 0.55159 | 0.89806 | 0 | 0 | 0 | 0 | -2.6577 | 0.062055 | 0 | 0.0071017 | 0 | -0.18432 | 0 | 0 | 0 | 0 | 0 | 0 | 0 | 0 | 4.7259 | 0 | 0 | 0 | 2.0172 | 0 | 0 | 0 | 2.6419 | 23.2606 | 1.3567 | 3.3824 | 0 | 0.033193 | 0 | 0.78408 | 0.19745 | 0 | 42.1939 | 21.7753 | -0.18432 | 0 | 0.5984 | 0 | 1.8521 | 0.16037
2025_02_04 Hr 22 | 0 | 0 | 0 | 0 | 0 | 0 | 0 | 0 | 0 | 0 | 0 | 0.0031592 | 0.18 | 0.0067889 | 1.4928 | 1.4928 | 8.4856 | 0 | 0.003788 | 0.0058432 | 0.0073552 | 0 | 0 | 0.074695 | 0.014972 | 0.47808 | 0 | 8.9702 | 2.2791 | 0 | 0.41882 | 0.89806 | 0 | 0 | 0 | 0.50215 | -0.11639 | 0.062055 | 0 | 0.0064656 | 0 | -0.16762 | 0 | 0 | 0 | 0 | 0 | 0 | 0 | 0 | 4.1741 | 0 | 0 | 0 | 2.0172 | 0 | 0 | 0 | 2.8813 | 20.9195 | 1.3567 | 3.3824 | 0 | 0.033193 | 0 | 0.78408 | 0.19745 | 0 | 42.5282 | 21.3906 | -0.16762 | 0 | 0.5984 | 0 | 1.8521 | 0.15889
2025_02_04 Hr 23 | 0 | 0 | 0 | 0 | 0 | 0 | 0 | 0 | 0 | 0 | 0 | 0.0031592 | 0.27 | 0.014369 | 1.4928 | 1.4928 | 10.5335 | 0.44142 | 0.003788 | 0.0058432 | 0.0073552 | 0 | 0 | 0.074695 | 0.014972 | 0.5133 | 0 | 10.5658 | 2.2791 | 0 | 0.51307 | 0.89806 | 0 | 0 | 0 | 0.090651 | -4.5722 | 0.062055 | 0 | 0.0091232 | 0 | -0.23738 | 0 | 0 | 0 | 0 | 0 | 0 | 0 | 0 | 3.9055 | 0 | 0 | 0 | 2.0172 | 0 | 0 | 0 | 2.8813 | 25.0397 | 1.3567 | 3.3824 | 0 | 0.033193 | 0 | 0.78408 | 0.19745 | 0 | 41.6324 | 21.3117 | -0.23738 | 0 | 0.5984 | 0 | 1.8521 | 0.15678
2025_02_04 Hr 24 | 0 | 0 | 0 | 0 | 0 | 0 | 0 | 0 | 0 | 0 | 0 | 0.0031592 | 0.27 | 0.014113 | 1.4928 | 1.4928 | 13.2413 | 0.14714 | 0.003788 | 0.0058432 | 0.0073552 | 0 | 0 | 0.074695 | 0.014972 | 0.50324 | 0 | 12.0413 | 2.2791 | 0 | 0.60107 | 0.89806 | 0 | 0 | 0 | 0 | -8.8769 | 0.062055 | 0 | 0.0089608 | 0 | -0.23312 | 0 | 0 | 0 | 0 | 0 | 0 | 0 | 0 | 3.6297 | 0 | 0 | 0 | 2.0172 | 0 | 0 | 0 | 2.8204 | 28.9186 | 1.3567 | 3.3824 | 0 | 0.033193 | 0 | 0.78408 | 0.19745 | 0 | 40.8698 | 21.0612 | -0.23312 | 0 | 0.5984 | 0 | 1.8521 | 0.15532
2025_02_05 Hr 01 | 0 | 0 | 0 | 0 | 0 | 0 | 0 | 0 | 0 | 0 | 0 | 0.0031592 | 0.27 | 0.013439 | 1.4928 | 1.4928 | 11.645 | 0 | 0.003788 | 0.0058432 | 0.0073552 | 0 | 0 | 0.074695 | 0.014972 | 0.47808 | 0 | 0 | 2.2791 | 0 | 0 | 0.89806 | 0 | 0 | 0 | 9.5775 | 0 | 0.062055 | 0 | 0.24424 | 0 | -0.22188 | 0 | 0 | 0 | 0 | 0 | 0 | 0 | 0 | 4.1741 | 0 | 0 | 0 | 2.0172 | 0 | 0 | 0 | 2.7595 | 15.1087 | 1.3567 | 3.3824 | 0 | 0.033193 | 0 | 0.78408 | 0.19745 | 0 | 45.4061 | 20.9419 | -0.22188 | 0 | 0.5984 | 0 | 1.8521 | 0.15423
2025_02_05 Hr 02 | 0 | 0 | 0 | 0 | 0 | 0 | 0 | 0 | 0 | 0 | 0 | 0.0031592 | 0.27 | 0.013545 | 1.4928 | 1.4928 | 11.645 | 0 | 0.003788 | 0.0058432 | 0.0073552 | 0 | 0 | 0.074695 | 0.014972 | 0.47808 | 0 | 0 | 2.2791 | 0 | 0 | 0.89806 | 0 | 0 | 0 | 9.0555 | 0 | 0.062055 | 0 | 0.24618 | 0 | -0.22365 | 0 | 0 | 0 | 0 | 0 | 0 | 0 | 0 | 4.5879 | 0 | 0 | 0 | 2.0172 | 0 | 0 | 0 | 2.6724 | 15.1087 | 1.3567 | 3.3824 | 0 | 0.033193 | 0 | 0.78408 | 0.19745 | 0 | 45.2088 | 21.2683 | -0.22365 | 0 | 0.5984 | 0 | 1.8521 | 0.15379
2025_02_05 Hr 03 | 0 | 0 | 0 | 0 | 0 | 0 | 0 | 0 | 0 | 0 | 0 | 0.0031592 | 0.27 | 0.013706 | 1.4928 | 1.4928 | 11.645 | 0 | 0.003788 | 0.0058432 | 0.0073552 | 0 | 0 | 0.074695 | 0.014972 | 0.47808 | 0 | 0 | 2.2791 | 0 | 0 | 0.89806 | 0 | 0 | 0 | 8.5359 | 0 | 0.062055 | 0 | 0.24911 | 0 | -0.22634 | 0 | 0 | 0 | 0 | 0 | 0 | 0 | 0 | 4.3121 | 0 | 0 | 0 | 2.0172 | 0 | 0 | 0 | 2.8509 | 15.1087 | 1.3567 | 3.3824 | 0 | 0.033193 | 0 | 0.78408 | 0.19745 | 0 | 44.5895 | 21.1712 | -0.22634 | 0 | 0.5984 | 0 | 1.8521 | 0.15401
2025_02_05 Hr 04 | 0 | 0 | 0 | 0 | 0 | 0 | 0 | 0 | 0 | 0 | 0 | 0.0031592 | 0.33 | 0.01716 | 1.4928 | 1.4928 | 11.645 | 0 | 0.003788 | 0.0058432 | 0.0073552 | 0 | 0 | 0.074695 | 0.014972 | 0.53838 | 0 | 0 | 2.2791 | 0 | 0 | 0.89806 | 0 | 0 | 0 | 8.7074 | 0 | 0.062055 | 0 | 0.10474 | 0 | -0.2319 | 0 | 0 | 0 | 0 | 0 | 0 | 0 | 0 | 3.9709 | 0 | 0 | 0 | 2.0172 | 0 | 0 | 0 | 2.8509 | 15.169 | 1.3567 | 3.3824 | 0 | 0.033193 | 0 | 0.78408 | 0.19745 | 0 | 44.5385 | 20.8941 | -0.2319 | 0 | 0.5984 | 0 | 1.8521 | 0.15457
2025_02_05 Hr 05 | 0 | 0 | 0 | 0 | 0 | 0 | 0 | 0 | 0 | 0 | 0 | 0.0031592 | 0.33 | 0.018305 | 1.4928 | 1.4928 | 12.2614 | 0 | 0.003788 | 0.0058432 | 0.0073552 | 0 | 0 | 0.074695 | 0.014972 | 0.58855 | 0 | 0 | 2.2791 | 0 | 0 | 0.89806 | 0 | 0 | 0 | 10.0912 | 0 | 0.062055 | 0 | 0.11173 | 0 | -0.24751 | 0 | 0 | 0 | 0 | 0 | 0 | 0 | 0 | 3.9055 | 0 | 0 | 0 | 2.0172 | 0 | 0 | 0 | 2.7899 | 15.8356 | 1.3567 | 3.3824 | 0 | 0.033193 | 0 | 0.78408 | 0.19745 | 0 | 46.4489 | 20.7696 | -0.24751 | 0 | 0.5984 | 0 | 1.8521 | 0.15525
2025_02_05 Hr 06 | 0 | 0 | 0 | 0 | 0 | 0 | 0 | 0 | 0 | 0 | 0 | 0.0031592 | 0.27 | 0.016399 | 1.4928 | 1.4928 | 16.6165 | 0 | 0.003788 | 0.0058432 | 0.0073552 | 0 | 0 | 0.074695 | 0.014972 | 0.82962 | 0 | 0 | 2.2791 | 0 | 0 | 0.89806 | 0 | 0 | 0 | 5.1636 | 0 | 0.062055 | 0 | 0.12234 | 0 | -0.27122 | 0 | 0 | 0 | 0 | 0 | 0 | 0 | 0 | 3.5644 | 0 | 0 | 0 | 2.0172 | 0 | 0 | 0 | 2.6724 | 20.4317 | 1.3567 | 3.3824 | 0 | 0.033193 | 0 | 0.78408 | 0.19745 | 0 | 45.5757 | 20.2516 | -0.27122 | 0 | 0.5984 | 0 | 1.8521 | 0.15782
2025_02_05 Hr 07 | 0 | 0 | 0 | 0 | 0 | 0 | 0 | 0 | 0 | 0 | 0 | 0.0031592 | 0.3 | 0.018793 | 1.4928 | 1.4928 | 15.8263 | 0.20029 | 0.003788 | 0.0058432 | 0.0073552 | 0 | 0 | 0.074695 | 0.014972 | 0.90007 | 0 | 0 | 2.2791 | 0 | 0 | 0.89806 | 0 | 0 | 0 | 3.7214 | -0.10028 | 0.062055 | 0 | 0.12618 | 0 | -0.27979 | 0 | 0 | 0 | 0 | 0 | 0 | 0 | 0 | 3.6297 | 0 | 0 | 0 | 2.0172 | 0 | 0 | 0 | 2.3721 | 19.9123 | 1.3567 | 3.3824 | 0 | 0.033193 | 0 | 0.78408 | 0.19745 | 0 | 43.3056 | 20.052 | -0.27979 | 0 | 0.5984 | 0 | 1.8521 | 0.16083
2025_02_05 Hr 08 | 0 | 0 | 0 | 0 | 0 | 0 | 0 | 0 | 0 | 0 | 0 | 0.0031592 | 0.39 | 0.019953 | 1.4928 | 1.4928 | 11.9729 | 0 | 0.003788 | 0.0058432 | 0.0073552 | 0 | 0 | 0.074695 | 0.014972 | 0.5032 | 0 | 0 | 2.2791 | 0 | 0 | 0.89806 | 0 | 0 | 0 | 8.6721 | 0 | 0.062055 | 0 | 0.10305 | 0 | -0.22813 | 0 | 0 | 0 | 0 | 0 | 0 | 0 | 0 | 3.9709 | 0 | 0 | 0 | 2.0172 | 0 | 0 | 0 | 2.4026 | 15.4617 | 1.3567 | 3.3824 | 0 | 0.033193 | 0 | 0.78408 | 0.19745 | 0 | 44.4216 | 20.5159 | -0.22813 | 0 | 0.5984 | 0 | 1.8521 | 0.16189
2025_02_05 Hr 09 | 0 | 0 | 0 | 0 | 0 | 0 | 0 | 0 | 0 | 0 | 0 | 0.0031592 | 0.39 | 0.019081 | 1.4928 | 1.4928 | 11.5657 | 0 | 0.003788 | 0.0058432 | 0.0073552 | 0 | 0 | 0.074695 | 0.014972 | 0.47977 | 0 | 0 | 2.2791 | 0 | 0 | 0.89806 | 0 | 0 | 0 | 10.0687 | 0 | 0.062055 | 0 | 0.098553 | 0 | -0.21807 | 0 | 0 | 0 | 0 | 0 | 0 | 0 | 0 | 4.1088 | 0 | 0 | 0 | 2.0172 | 0 | 0 | 0 | 1.7105 | 15.0311 | 1.3567 | 3.3824 | 0 | 0.033193 | 0 | 0.78408 | 0.19745 | 0 | 44.8421 | 19.9604 | -0.21807 | 0 | 0.5984 | 0 | 1.8521 | 0.16141
2025_02_05 Hr 10 | 0.090742 | 5.6459e-06 | 0 | 0 | 0 | 0 | 0 | 0 | 0 | 0 | 0 | 0.0031592 | 0.39 | 0.019572 | 1.4928 | 1.4928 | 11.6879 | 0.10014 | 0.003788 | 0.0058432 | 0.0073552 | 0 | 0 | 0.074695 | 0.014972 | 0.48813 | 0 | 0 | 2.2791 | 0 | 0 | 0.89806 | 0 | 0 | 0 | 12.1928 | 0 | 0.062055 | 0 | 0.10109 | 0 | -0.22373 | 0 | 0 | 0 | 0 | 0 | 0 | 0 | 0 | 3.7676 | 0 | 0 | 0 | 2.0172 | 0 | 0 | 0 | 1.1403 | 15.2618 | 1.3567 | 3.3824 | 0 | 0.033193 | -0.090742 | 0.78408 | 0.19745 | 0 | 46.2793 | 19.1392 | -0.31448 | 0 | 0.5984 | 0 | 1.8521 | 0.16034
2025_02_05 Hr 11 | 0.090742 | 4.4867e-05 | 0 | 0 | 0 | 0 | 0 | 0 | 0 | 0 | 0 | 0.0031592 | 0.39 | 0.020163 | 1.4928 | 1.4928 | 11.9729 | 0 | 0.003788 | 0.0058432 | 0.0073552 | 0 | 0 | 0.074695 | 0.014972 | 0.50319 | 0 | 0 | 2.2791 | 0 | 0 | 0.89806 | 0 | 0 | 0 | 16.5481 | 0 | 0.062055 | 0 | 0.10414 | 0 | -0.23055 | 0 | 0 | 0 | 0 | 0 | 0 | 0 | 0 | 3.2159 | 0 | 0 | 0 | 2.0172 | 0 | 0 | 0 | 0.90096 | 15.4617 | 1.3567 | 3.3824 | 0 | 0.033193 | -0.090742 | 0.78408 | 0.19745 | 0 | 50.0359 | 18.3474 | -0.32129 | 0 | 0.5984 | 0 | 1.8521 | 0.15903
2025_02_05 Hr 12 | 0.18134 | 3.8379e-05 | 0 | 0 | 0 | 0 | 0 | 0 | 0 | 0 | 0 | 0.0031592 | 0.45 | 0.020665 | 1.4928 | 1.4928 | 11.6065 | 0 | 0.003788 | 0.0058432 | 0.0073552 | 0 | 0 | 0.074695 | 0.014972 | 0.48815 | 0 | 0 | 2.2791 | 0 | 0 | 0.89806 | 0 | 0 | 0 | 17.6435 | 0 | 0.062055 | 0 | 0.092502 | 0 | -0.20455 | 0 | 0 | 0 | 0 | 0 | 0 | 0 | 0 | 2.9473 | 0 | 0 | 0 | 2.0172 | 0 | 0 | 0 | 0.90096 | 15.0802 | 1.3567 | 3.3824 | 0 | 0.033193 | -0.18134 | 0.78408 | 0.19745 | 0 | 50.5663 | 18.2284 | -0.38589 | 0 | 0.5984 | 0 | 1.8521 | 0.15753
2025_02_05 Hr 13 | 0.13579 | 6.3524e-05 | 0 | 0 | 0 | 0 | 0 | 0 | 0 | 0 | 0 | 0.0031592 | 0.51 | 0.024887 | 1.4928 | 1.4928 | 11.6879 | 0.10014 | 0.003788 | 0.0058432 | 0.0073552 | 0 | 0 | 0.074695 | 0.014972 | 0.49483 | 0 | 0 | 2.2791 | 0 | 0 | 0.89806 | 0 | 0 | 0 | 13.0609 | 0 | 0.062055 | 0 | 0.098293 | 0 | -0.21749 | 0 | 0 | 0 | 0 | 0 | 0 | 0 | 0 | 2.2577 | 0 | 0 | 0 | 2.0172 | 0 | 0 | 0 | 1.2317 | 15.2685 | 1.3567 | 3.3824 | 0 | 0.033193 | -0.13579 | 0.78408 | 0.19745 | 0 | 45.8657 | 17.8896 | -0.35328 | 0 | 0.5984 | 0 | 1.8521 | 0.15889
2025_02_05 Hr 14 | 0.067784 | 5.6186e-05 | 0 | 0 | 0 | 0 | 0 | 0 | 0 | 0 | 0 | 0.0031592 | 0.54 | 0.026589 | 1.4928 | 1.4928 | 11.8101 | 0 | 0.003788 | 0.0058432 | 0.0073552 | 0 | 0 | 0.074695 | 0.014972 | 0.50487 | 0 | 0 | 2.2791 | 0 | 0 | 0.89806 | 0 | 0 | 0 | 16.2464 | 0 | 0.062055 | 0 | 0.099182 | 0 | -0.21948 | 0 | 0 | 0 | 0 | 0 | 0 | 0 | 0 | 1.7132 | 0 | 0 | 0 | 2.0172 | 0 | 0 | 0 | 0.80956 | 15.3005 | 1.3567 | 3.3824 | 0 | 0.033193 | -0.067784 | 0.78408 | 0.19745 | 0 | 48.1453 | 16.8856 | -0.28726 | 0 | 0.5984 | 0 | 1.8521 | 0.15779
2025_02_05 Hr 15 | 0.067929 | 3.7026e-05 | 0 | 0 | 0 | 0 | 0 | 0 | 0 | 0 | 0 | 0.0031592 | 0.63 | 0.033754 | 1.4928 | 1.4928 | 12.4207 | 0.20029 | 0.003788 | 0.0058432 | 0.0073552 | 0 | 0 | 0.074695 | 0.014972 | 0.55341 | 0 | 0 | 2.2791 | 0 | 0 | 0.89806 | 0 | 0 | 0 | 14.2013 | 0 | 0.062055 | 0 | 0.10792 | 0 | -0.239 | 0 | 0 | 0 | 0 | 0 | 0 | 0 | 0 | 1.5753 | 0 | 0 | 0 | 2.0172 | 0 | 0 | 0 | 0.84002 | 16.16 | 1.3567 | 3.3824 | 0 | 0.033193 | -0.067929 | 0.78408 | 0.19745 | 0 | 46.9303 | 16.8758 | -0.30693 | 0 | 0.5984 | 0 | 1.8521 | 0.15823
2025_02_05 Hr 16 | 0.090597 | 2.8454e-05 | 0 | 0 | 0 | 0 | 0 | 0 | 0 | 0 | 0 | 0.0031592 | 0.45 | 0.026557 | 1.4928 | 1.4928 | 13.3977 | 0.20029 | 0.003788 | 0.0058432 | 0.0073552 | 0 | 0 | 0.074695 | 0.014972 | 0.57014 | 0 | 0 | 2.2791 | 0 | 0 | 0.89806 | 0 | 0 | 0 | 13.5172 | 0 | 0.062055 | 0 | 0.11888 | 0 | -0.26347 | 0 | 0 | 0 | 0 | 0 | 0 | 0 | 0 | 1.2994 | 0 | 0 | 0 | 2.0172 | 0 | 0 | 0 | 0.84002 | 17.1537 | 1.3567 | 3.3824 | 0 | 0.033193 | -0.090597 | 0.78408 | 0.19745 | 0 | 46.7524 | 16.4355 | -0.35407 | 0 | 0.5984 | 0 | 1.8521 | 0.15832
2025_02_05 Hr 17 | 0.02274 | 1.0728e-05 | 0 | 0 | 0 | 0 | 0 | 0 | 0 | 0 | 0 | 0.0031592 | 0.3 | 0.018204 | 1.4928 | 1.4928 | 13.8048 | 0 | 0.003788 | 0.0058432 | 0.0073552 | 0 | 0 | 0.074695 | 0.014972 | 0.80949 | 0 | 0 | 2.2791 | 0 | 0 | 0.89806 | 0 | 0 | 0 | 10.3306 | 0 | 0.062055 | 0 | 0.12223 | 0 | -0.27096 | 0 | 0 | 0 | 0 | 0 | 0 | 0 | 0 | 1.5753 | 0 | 0 | 0 | 2.0172 | 0 | 0 | 0 | 1.4711 | 17.5999 | 1.3567 | 3.3824 | 0 | 0.033193 | -0.02274 | 0.78408 | 0.19745 | 0 | 44.7545 | 17.1177 | -0.2937 | 0 | 0.5984 | 0 | 1.8521 | 0.15971
2025_02_05 Hr 18 | 0 | 6.0149e-06 | 0 | 0 | 0 | 0 | 0 | 0 | 0 | 0 | 0 | 0.0031592 | 0.33 | 0.020584 | 1.4928 | 1.4928 | 17.8245 | 0 | 0.003788 | 0.0058432 | 0.0073552 | 0 | 0 | 0.074695 | 0.014972 | 1.0506 | 0 | 0 | 2.2791 | 0 | 0 | 0.89806 | 0 | 0 | 0 | 2.3453 | 0 | 0.062055 | 0 | 0.12564 | 0 | -0.27859 | 0 | 0 | 0 | 0 | 0 | 0 | 0 | 0 | 1.9891 | 0 | 0 | 0 | 2.0172 | 0 | 0 | 0 | 1.2927 | 21.8607 | 1.3567 | 3.3824 | 0 | 0.033193 | 0 | 0.78408 | 0.19745 | 0 | 41.2925 | 17.3651 | -0.27859 | 0 | 0.5984 | 0 | 1.8521 | 0.16221
2025_02_05 Hr 19 | 0 | 0 | 0 | 0 | 0 | 0 | 0 | 0 | 0 | 0 | 0 | 0.0031592 | 0.33 | 0.02126 | 1.4928 | 1.4928 | 17.9566 | 0 | 0.003788 | 0.0058432 | 0.0073552 | 0 | 0 | 0.074695 | 0.014972 | 1.2554 | 0 | 0 | 2.2791 | 0 | 0 | 0.89806 | 0 | 0 | 0 | 2.2117 | 0 | 0.062055 | 0 | 0.12977 | 0 | -0.28781 | 0 | 0 | 0 | 0 | 0 | 0 | 0 | 0 | 2.3303 | 0 | 0 | 0 | 2.0172 | 0 | 0 | 0 | 1.7715 | 22.1975 | 1.3567 | 3.3824 | 0 | 0.033193 | 0 | 0.78408 | 0.19745 | 0 | 42.3075 | 18.1861 | -0.28781 | 0 | 0.5984 | 0 | 1.8521 | 0.1625
2025_02_05 Hr 20 | 0 | 0 | 0 | 0 | 0 | 0 | 0 | 0 | 0 | 0 | 0 | 0.0031592 | 0.48 | 0.031286 | 1.4928 | 1.4928 | 17.9566 | 0 | 0.003788 | 0.0058432 | 0.0073552 | 0 | 0 | 0.074695 | 0.014972 | 1.2796 | 0 | 0 | 2.2791 | 0 | 0 | 0.89806 | 0 | 0 | 0 | 1.2666 | 0 | 0.062055 | 0 | 0.13129 | 0 | -0.2912 | 0 | 0 | 0 | 0 | 0 | 0 | 0 | 0 | 2.3303 | 0 | 0 | 0 | 2.0172 | 0 | 0 | 0 | 1.7105 | 22.2218 | 1.3567 | 3.3824 | 0 | 0.033193 | 0 | 0.78408 | 0.19745 | 0 | 41.4822 | 18.2851 | -0.2912 | 0 | 0.5984 | 0 | 1.8521 | 0.16241
2025_02_05 Hr 21 | 0 | 0 | 0 | 0 | 0 | 0 | 0 | 0 | 0 | 0 | 0 | 0.0031592 | 0.57 | 0.040376 | 1.4928 | 1.4928 | 17.9566 | 0.30043 | 0.003788 | 0.0058432 | 0.0073552 | 0 | 0 | 0.074695 | 0.014972 | 1.2796 | 0 | 0 | 2.2791 | 0 | 0 | 0.89806 | 0 | 0 | 0 | 0.5542 | -0.18257 | 0.062055 | 0 | 0.14268 | 0 | -0.31666 | 0 | 0 | 0 | 0 | 0 | 0 | 0 | 0 | 2.8747 | 0 | 0 | 0 | 2.0172 | 0 | 0 | 0 | 1.6496 | 22.5222 | 1.3567 | 3.3824 | 0 | 0.033193 | 0 | 0.78408 | 0.19745 | 0 | 41.4444 | 18.8673 | -0.31666 | 0 | 0.5984 | 0 | 1.8521 | 0.16202
2025_02_05 Hr 22 | 0 | 0 | 0 | 0 | 0 | 0 | 0 | 0 | 0 | 0 | 0 | 0.0031592 | 0.63 | 0.040902 | 1.4928 | 1.4928 | 17.9566 | 0 | 0.003788 | 0.0058432 | 0.0073552 | 0 | 0 | 0.074695 | 0.014972 | 1.2796 | 0 | 0 | 2.2791 | 0 | 0 | 0.89806 | 0 | 0 | 0 | 2.3291 | 0 | 0.062055 | 0 | 0.13077 | 0 | -0.29006 | 0 | 0 | 0 | 0 | 0 | 0 | 0 | 0 | 3.2159 | 0 | 0 | 0 | 2.0172 | 0 | 0 | 0 | 1.8019 | 22.2218 | 1.3567 | 3.3824 | 0 | 0.033193 | 0 | 0.78408 | 0.19745 | 0 | 43.6802 | 19.4194 | -0.29006 | 0 | 0.5984 | 0 | 1.8521 | 0.16012
2025_02_05 Hr 23 | 0 | 0 | 0 | 0 | 0 | 0 | 0 | 0 | 0 | 0 | 0 | 0.0031592 | 0.63 | 0.04381 | 1.4928 | 1.4928 | 17.558 | 0.4011 | 0.003788 | 0.0058432 | 0.0073552 | 0 | 0 | 0.074695 | 0.014972 | 1.2796 | 0 | 0 | 2.2791 | 0 | 0 | 0.89806 | 0 | 0 | 0 | 2.9454 | 0 | 0.062055 | 0 | 0.14007 | 0 | -0.31083 | 0 | 0 | 0 | 0 | 0 | 0 | 0 | 0 | 2.9473 | 0 | 0 | 0 | 2.0172 | 0 | 0 | 0 | 2.2807 | 22.2243 | 1.3567 | 3.3824 | 0 | 0.033193 | 0 | 0.78408 | 0.19745 | 0 | 44.4897 | 19.6308 | -0.31083 | 0 | 0.5984 | 0 | 1.8521 | 0.15837
2025_02_05 Hr 24 | 0 | 0 | 0 | 0 | 0 | 0 | 0 | 0 | 0 | 0 | 0 | 0.0031592 | 0.72 | 0.049621 | 1.4928 | 1.4928 | 14.8502 | 0 | 0.003788 | 0.0058432 | 0.0073552 | 0 | 0 | 0.074695 | 0.014972 | 1.2796 | 0 | 0 | 2.2791 | 0 | 0 | 0.89806 | 0 | 0 | 0 | 6.8505 | 0 | 0.062055 | 0 | 0.13882 | 0 | -0.30803 | 0 | 0 | 0 | 0 | 0 | 0 | 0 | 0 | 3.0126 | 0 | 0 | 0 | 2.0172 | 0 | 0 | 0 | 2.1632 | 19.1154 | 1.3567 | 3.3824 | 0 | 0.033193 | 0 | 0.78408 | 0.19745 | 0 | 45.3312 | 19.6734 | -0.30803 | 0 | 0.5984 | 0 | 1.8521 | 0.15735
2025_02_06 Hr 01 | 0 | 0 | 0 | 0 | 0 | 0 | 0 | 0 | 0 | 0 | 0 | 0.0031592 | 0.78 | 0.056793 | 1.4928 | 1.4928 | 21.7768 | 0 | 0.003788 | 0.0058432 | 0.0073552 | 0 | 0 | 0.074695 | 0.014972 | 1.2796 | 0 | 0 | 2.2791 | 0 | 0 | 0.89806 | 0 | 0 | 0 | 3.7664 | 0 | 0.062055 | 0 | 0.14666 | 0 | -0.32555 | 0 | 0 | 0 | 0 | 0 | 0 | 0 | 0 | 2.5989 | 0 | 0 | 0 | 2.0172 | 0 | 0 | 0 | 2.3416 | 26.042 | 1.3567 | 3.3824 | 0 | 0.033193 | 0 | 0.78408 | 0.19745 | 0 | 48.987 | 19.5041 | -0.32555 | 0 | 0.5984 | 0 | 1.8521 | 0.15629
2025_02_06 Hr 02 | 0 | 0 | 0 | 0 | 0 | 0 | 0 | 0 | 0 | 0 | 0 | 0.0031592 | 0.78 | 0.054777 | 1.4928 | 1.4928 | 17.8987 | 0 | 0.003788 | 0.0058432 | 0.0073552 | 0 | 0 | 0.074695 | 0.014972 | 1.2796 | 0 | 0 | 2.2791 | 0 | 0 | 0.89806 | 0 | 0 | 0 | 5.058 | 0 | 0.062055 | 0 | 0.14146 | 0 | -0.31392 | 0 | 0 | 0 | 0 | 0 | 0 | 0 | 0 | 2.8094 | 0 | 0 | 0 | 2.0172 | 0 | 0 | 0 | 2.2807 | 22.1639 | 1.3567 | 3.3824 | 0 | 0.033193 | 0 | 0.78408 | 0.19745 | 0 | 46.5604 | 19.6524 | -0.31392 | 0 | 0.5984 | 0 | 1.8521 | 0.15695
2025_02_06 Hr 03 | 0 | 0 | 0 | 0 | 0 | 0 | 0 | 0 | 0 | 0 | 0 | 0.0031592 | 0.78 | 0.054765 | 1.4928 | 1.4928 | 15.0552 | 0 | 0.003788 | 0.0058432 | 0.0073552 | 0 | 0 | 0.074695 | 0.014972 | 1.2796 | 0 | 0 | 2.2791 | 0 | 0 | 0.89806 | 0 | 0 | 0 | 8.7937 | 0 | 0.062055 | 0 | 0.14143 | 0 | -0.31385 | 0 | 0 | 0 | 0 | 0 | 0 | 0 | 0 | 2.6715 | 0 | 0 | 0 | 2.0172 | 0 | 0 | 0 | 2.4896 | 19.3204 | 1.3567 | 3.3824 | 0 | 0.033193 | 0 | 0.78408 | 0.19745 | 0 | 47.5234 | 19.7232 | -0.31385 | 0 | 0.5984 | 0 | 1.8521 | 0.15677
2025_02_06 Hr 04 | 0 | 0 | 0 | 0 | 0 | 0 | 0 | 0 | 0 | 0 | 0 | 0.0031592 | 0.87 | 0.061524 | 1.4928 | 1.4928 | 16.7368 | 0 | 0.003788 | 0.0058432 | 0.0073552 | 0 | 0 | 0.074695 | 0.014972 | 1.2796 | 0 | 0 | 2.2791 | 0 | 0 | 0.89806 | 0 | 0 | 0 | 5.377 | 0 | 0.062055 | 0 | 0.14244 | 0 | -0.31613 | 0 | 0 | 0 | 0 | 0 | 0 | 0 | 0 | 2.8747 | 0 | 0 | 0 | 2.0172 | 0 | 0 | 0 | 2.3416 | 21.002 | 1.3567 | 3.3824 | 0 | 0.033193 | 0 | 0.78408 | 0.19745 | 0 | 45.9384 | 19.8755 | -0.31613 | 0 | 0.5984 | 0 | 1.8521 | 0.15702
2025_02_06 Hr 05 | 0 | 0 | 0 | 0 | 0 | 0 | 0 | 0 | 0 | 0 | 0 | 0.0031592 | 0.96 | 0.067499 | 1.4928 | 1.4928 | 16.2422 | 0 | 0.003788 | 0.0058432 | 0.0073552 | 0 | 0 | 0.074695 | 0.014972 | 1.2796 | 0 | 0 | 2.2791 | 0 | 0 | 0.89806 | 0 | 0 | 0 | 3.0569 | 0 | 0.062055 | 0 | 0.14163 | 0 | -0.3143 | 0 | 0 | 0 | 0 | 0 | 0 | 0 | 0 | 2.2577 | 0 | 0 | 0 | 2.0172 | 0 | 0 | 0 | 2.4635 | 20.5074 | 1.3567 | 3.3824 | 0 | 0.033193 | 0 | 0.78408 | 0.19745 | 0 | 42.7273 | 19.4773 | -0.3143 | 0 | 0.5984 | 0 | 1.8521 | 0.15808
2025_02_06 Hr 06 | 0 | 0 | 0 | 0 | 0 | 0 | 0 | 0 | 0 | 0 | 0 | 0.0031592 | 1.02 | 0.066979 | 1.4928 | 1.4928 | 14.0165 | 0 | 0.003788 | 0.0058432 | 0.0073552 | 0 | 0 | 0.074695 | 0.014972 | 1.2796 | 0 | 0 | 2.2791 | 0 | 0 | 0.89806 | 0 | 0 | 0 | 2.9671 | -0.038401 | 0.062055 | 0 | 0.13227 | 0 | -0.29339 | 0 | 0 | 0 | 0 | 0 | 0 | 0 | 0 | 2.5335 | 0 | 0 | 0 | 2.0172 | 0 | 0 | 0 | 2.5201 | 18.2817 | 1.3567 | 3.3824 | 0 | 0.033193 | 0 | 0.78408 | 0.19745 | 0 | 40.7884 | 19.8713 | -0.29339 | 0 | 0.5984 | 0 | 1.8521 | 0.16016
2025_02_06 Hr 07 | 0 | 0 | 0 | 0 | 0 | 0 | 0 | 0 | 0 | 0 | 0 | 0.0031592 | 0.99 | 0.076627 | 1.4928 | 1.4928 | 15.7426 | 0.36161 | 0.003788 | 0.0058432 | 0.0073552 | 0 | 0 | 0.074695 | 0.014972 | 1.146 | 0 | 0 | 2.2791 | 0 | 0 | 0.89806 | 0 | 0 | 0 | 1.5442 | -1.5266 | 0.062055 | 0 | 0.15591 | 0 | -0.34621 | 0 | 0 | 0 | 0 | 0 | 0 | 0 | 0 | 2.3303 | 0 | 0 | 0 | 2.0172 | 0 | 0 | 0 | 2.5201 | 20.2359 | 1.3567 | 3.3824 | 0 | 0.033193 | 0 | 0.78408 | 0.19745 | 0 | 39.5577 | 19.6504 | -0.34621 | 0 | 0.5984 | 0 | 1.8521 | 0.16288
2025_02_06 Hr 08 | 0 | 0 | 0 | 0 | 0 | 0 | 0 | 0 | 0 | 0 | 0 | 0.0031592 | 1.05 | 0.080722 | 1.4928 | 1.4928 | 15.6852 | 0.60265 | 0.003788 | 0.0058432 | 0.0073552 | 0 | 0 | 0.074695 | 0.014972 | 0.77719 | 0 | 0 | 2.2791 | 0 | 0 | 0.89806 | 0 | 0 | 0 | 1.486 | -0.11703 | 0.062055 | 0 | 0.15486 | 0 | -0.34385 | 0 | 0 | 0 | 0 | 0 | 0 | 0 | 0 | 2.2577 | 0 | 0 | 0 | 2.0172 | 0 | 0 | 0 | 2.4635 | 20.0507 | 1.3567 | 3.3824 | 0 | 0.033193 | 0 | 0.78408 | 0.19745 | 0 | 40.6624 | 19.5866 | -0.34385 | 0 | 0.5984 | 0 | 1.8521 | 0.16415
2025_02_06 Hr 09 | 0.13593 | 0 | 0 | 0 | 0 | 0 | 0 | 0 | 0 | 0 | 0 | 0.0031592 | 0.87 | 0.055343 | 1.4928 | 1.4928 | 0 | 0 | 0.003788 | 0.0058432 | 0.0073552 | 0 | 0 | 0.074695 | 0.014972 | 0.60877 | 0 | 0 | 2.2791 | 0 | 0 | 0.89806 | 0 | 0 | 0 | 18.5463 | 0 | 0.062055 | 0 | 0.16153 | 0 | -0.28415 | 0 | 0 | 0 | 0 | 0 | 0 | 0 | 0 | 2.0544 | 0 | 0 | 0 | 2.0172 | 0 | 0 | 0 | 2.5201 | 3.5944 | 1.3567 | 3.3824 | 0 | 0.033193 | -0.13593 | 0.78408 | 0.19745 | 0 | 41.0901 | 19.3695 | -0.42009 | 0 | 0.5984 | 0 | 1.8521 | 0.16316
2025_02_06 Hr 10 | 0.22645 | 1.4525e-05 | 0 | 0 | 0 | 0 | 0 | 0 | 0 | 0 | 0 | 0.0031592 | 0.72 | 0.040669 | 1.4928 | 1.4928 | 0 | 0 | 0.003788 | 0.0058432 | 0.0073552 | 0 | 0 | 0.074695 | 0.014972 | 0.6657 | 0 | 0 | 2.2791 | 0 | 0 | 0.89806 | 0 | 0 | 0 | 20.3467 | 0 | 0.062055 | 0 | 0.14343 | 0 | -0.25208 | 0 | 0 | 0 | 0 | 0 | 0 | 0 | 0 | 2.3303 | 0 | 0 | 0 | 2.0172 | 0 | 0 | 0 | 2.4896 | 3.6513 | 1.3567 | 3.3824 | 0 | 0.033193 | -0.22645 | 0.78408 | 0.19745 | 0 | 43.0586 | 19.5391 | -0.47854 | 0 | 0.5984 | 0 | 1.8521 | 0.16147
2025_02_06 Hr 11 | 0.38643 | 4.614e-05 | 0 | 0 | 0 | 0 | 0 | 0 | 0 | 0 | 0 | 0.0031592 | 0.54 | 0.029251 | 1.4928 | 1.4928 | 0 | 0 | 0.003788 | 0.0058432 | 0.0073552 | 0 | 0 | 0.074695 | 0.014972 | 0.51498 | 0 | 0 | 2.2791 | 0 | 0 | 0.89806 | 0 | 0 | 0 | 22.9528 | 0 | 0.062055 | 0 | 0.13755 | 0 | -0.24166 | 0 | 0 | 0 | 0 | 0 | 0 | 0 | 0 | 2.1923 | 0 | 0 | 0 | 2.0172 | 0 | 0 | 0 | 2.4896 | 3.5006 | 1.3567 | 3.3824 | 0 | 0.033193 | -0.38643 | 0.78408 | 0.19745 | 0 | 45.1939 | 19.3686 | -0.62809 | 0 | 0.5984 | 0 | 1.8521 | 0.16037
2025_02_06 Hr 12 | 0.38643 | 9.1601e-05 | 0 | 0 | 0 | 0 | 0 | 0 | 0 | 0 | 0 | 0.0031592 | 0.48 | 0.025099 | 1.4928 | 1.4928 | 0 | 0 | 0.003788 | 0.0058432 | 0.0073552 | 0 | 0 | 0.074695 | 0.014972 | 0.49153 | 0 | 0 | 2.2791 | 0 | 0 | 0.89806 | 0 | 0 | 0 | 22.8957 | 0 | 0.062055 | 0 | 0.13278 | 0 | -0.23321 | 0 | 0 | 0 | 0 | 0 | 0 | 0 | 0 | 2.4682 | 0 | 0 | 0 | 2.0172 | 0 | 0 | 0 | 2.3721 | 3.4771 | 1.3567 | 3.3824 | 0 | 0.033193 | -0.38643 | 0.78408 | 0.19745 | 0 | 45.2148 | 19.4616 | -0.61964 | 0 | 0.5984 | 0 | 1.8521 | 0.15907
2025_02_06 Hr 13 | 0.36377 | 0.00011185 | 0 | 0 | 0 | 0 | 0 | 0 | 0 | 0 | 0 | 0.0031592 | 0.48 | 0.026099 | 1.4928 | 1.4928 | 0 | 0 | 0.003788 | 0.0058432 | 0.0073552 | 0 | 0 | 0.074695 | 0.014972 | 0.51662 | 0 | 0 | 2.2791 | 0 | 0 | 0.89806 | 0 | 0 | 0 | 25.704 | 0 | 0.062055 | 0 | 0.13807 | 0 | -0.24258 | 0 | 0 | 0 | 0 | 0 | 0 | 0 | 0 | 2.5335 | 0 | 0 | 0 | 2.0172 | 0 | 0 | 0 | 2.4026 | 3.5022 | 1.3567 | 3.3824 | 0 | 0.033193 | -0.36377 | 0.78408 | 0.19745 | 0 | 48.1354 | 19.5355 | -0.60634 | 0 | 0.5984 | 0 | 1.8521 | 0.15881
2025_02_06 Hr 14 | 0.40881 | 0.00014575 | 0 | 0 | 0 | 0 | 0 | 0 | 0 | 0 | 0 | 0.0031592 | 0.57 | 0.031328 | 1.4928 | 1.4928 | 0 | 0 | 0.003788 | 0.0058432 | 0.0073552 | 0 | 0 | 0.074695 | 0.014972 | 0.55013 | 0 | 0 | 2.2791 | 0 | 0 | 0.89806 | 0 | 0 | 0 | 27.5127 | 0 | 0.062055 | 0 | 0.13956 | 0 | -0.24523 | 0 | 0 | 0 | 0 | 0 | 0 | 0 | 0 | 2.8094 | 0 | 0 | 0 | 2.0172 | 0 | 0 | 0 | 2.4635 | 3.5357 | 1.3567 | 3.3824 | 0 | 0.033193 | -0.40881 | 0.78408 | 0.19745 | 0 | 50.406 | 20.0116 | -0.65404 | 0 | 0.5984 | 0 | 1.8521 | 0.15783
2025_02_06 Hr 15 | 0.43177 | 0.00013172 | 0 | 0 | 0 | 0 | 0 | 0 | 0 | 0 | 0 | 0.0031592 | 0.72 | 0.044705 | 1.4928 | 1.4928 | 0 | 0 | 0.003788 | 0.0058432 | 0.0073552 | 0 | 0 | 0.074695 | 0.014972 | 0.58861 | 0 | 0 | 2.2791 | 0 | 0 | 0.89806 | 0 | 0 | 0 | 29.7585 | 0 | 0.062055 | 0 | 0.15766 | 0 | -0.2773 | 0 | 0 | 0 | 0 | 0 | 0 | 0 | 0 | 2.8094 | 0 | 0 | 0 | 2.0172 | 0 | 0 | 0 | 2.5505 | 3.5742 | 1.3567 | 3.3824 | 0 | 0.033193 | -0.43177 | 0.78408 | 0.19745 | 0 | 52.9087 | 20.285 | -0.70907 | 0 | 0.5984 | 0 | 1.8521 | 0.15789
2025_02_06 Hr 16 | 0.36362 | 4.2706e-05 | 0 | 0 | 0 | 0 | 0 | 0 | 0 | 0 | 0 | 0.0031592 | 0.78 | 0.047106 | 1.4928 | 1.4928 | 0 | 0 | 0.003788 | 0.0058432 | 0.0073552 | 0 | 0 | 0.074695 | 0.014972 | 0.58861 | 0 | 0 | 2.2791 | 0 | 0 | 0.89806 | 0 | 0 | 0 | 26.8403 | 0 | 0.062055 | 0 | 0.15335 | 0 | -0.26967 | 0 | 0 | 0 | 0 | 0 | 0 | 0 | 0 | 2.2577 | 0 | 0 | 0 | 2.0172 | 0 | 0 | 0 | 2.6115 | 3.5742 | 1.3567 | 3.3824 | 0 | 0.033193 | -0.36362 | 0.78408 | 0.19745 | 0 | 49.5697 | 19.7885 | -0.63329 | 0 | 0.5984 | 0 | 1.8521 | 0.15795
2025_02_06 Hr 17 | 0 | 2.0651e-05 | 0 | 0 | 0 | 0 | 0 | 0 | 0 | 0 | 0 | 0.0031592 | 0.81 | 0.047309 | 1.4928 | 1.4928 | 0 | 0 | 0.003788 | 0.0058432 | 0.0073552 | 0 | 0 | 0.074695 | 0.014972 | 0.82979 | 0 | 0 | 2.2791 | 0 | 0 | 0.89806 | 0 | 0 | 0 | 24.155 | 0 | 0.062055 | 0 | 0.14831 | 0 | -0.26073 | 0 | 0 | 0 | 0 | 0 | 0 | 0 | 0 | 1.9891 | 0 | 0 | 0 | 2.0172 | 0 | 0 | 0 | 2.6419 | 3.8154 | 1.3567 | 3.3824 | 0 | 0.033193 | 0 | 0.78408 | 0.19745 | 0 | 46.9277 | 19.218 | -0.26073 | 0 | 0.5984 | 0 | 1.8521 | 0.1591
2025_02_06 Hr 18 | 0.067929 | 1.9922e-06 | 0 | 0 | 0 | 0 | 0 | 0 | 0 | 0 | 0 | 0.0031592 | 0.75 | 0.046484 | 1.4928 | 1.4928 | 0 | 0 | 0.003788 | 0.0058432 | 0.0073552 | 0 | 0 | 0.074695 | 0.014972 | 1.071 | 0 | 0 | 2.2791 | 0 | 0 | 0.89806 | 0 | 0 | 0 | 22.9728 | 0 | 0.062055 | 0 | 0.15738 | 0 | -0.2768 | 0 | 0 | 0 | 0 | 0 | 0 | 0 | 0 | 2.0544 | 0 | 0 | 0 | 2.0172 | 0 | 0 | 0 | 2.5201 | 4.0566 | 1.3567 | 3.3824 | 0 | 0.033193 | -0.067929 | 0.78408 | 0.19745 | 0 | 45.8555 | 19.1708 | -0.34473 | 0 | 0.5984 | 0 | 1.8521 | 0.16134
2025_02_06 Hr 19 | 0 | 0 | 0 | 0 | 0 | 0 | 0 | 0 | 0 | 0 | 0 | 0.0031592 | 0.84 | 0.058004 | 1.4928 | 1.4928 | 0 | 0 | 0.003788 | 0.0058432 | 0.0073552 | 0 | 0 | 0.074695 | 0.014972 | 1.2637 | 0 | 0 | 2.2791 | 0 | 0 | 0.89806 | 0 | 0 | 0 | 25.8232 | 0 | 0.062055 | 0 | 0.17534 | 0 | -0.30863 | 0 | 0 | 0 | 0 | 0 | 0 | 0 | 0 | 1.8511 | 0 | 0 | 0 | 2.0172 | 0 | 0 | 0 | 2.4896 | 4.2493 | 1.3567 | 3.3824 | 0 | 0.033193 | 0 | 0.78408 | 0.19745 | 0 | 48.7345 | 18.9706 | -0.30863 | 0 | 0.5984 | 0 | 1.8521 | 0.16131
2025_02_06 Hr 20 | 0 | 0 | 0 | 0 | 0 | 0 | 0 | 0 | 0 | 0 | 0 | 0.0031592 | 0.63 | 0.036986 | 1.4928 | 1.4928 | 0 | 0 | 0.003788 | 0.0058432 | 0.0073552 | 0 | 0 | 0.074695 | 0.014972 | 1.2796 | 0 | 0 | 2.2791 | 0 | 0 | 0.89806 | 0 | 0 | 0 | 24.8572 | 0 | 0.062055 | 0 | 0.14908 | 0 | -0.26209 | 0 | 0 | 0 | 0 | 0 | 0 | 0 | 0 | 2.2577 | 0 | 0 | 0 | 2.0172 | 0 | 0 | 0 | 2.5505 | 4.2652 | 1.3567 | 3.3824 | 0 | 0.033193 | 0 | 0.78408 | 0.19745 | 0 | 48.066 | 19.2056 | -0.26209 | 0 | 0.5984 | 0 | 1.8521 | 0.15986
2025_02_06 Hr 21 | 0 | 0 | 0 | 0 | 0 | 0 | 0 | 0 | 0 | 0 | 0 | 0.0031592 | 0.57 | 0.031058 | 1.4928 | 1.4928 | 0 | 0 | 0.003788 | 0.0058432 | 0.0073552 | 0 | 0 | 0.074695 | 0.014972 | 1.0792 | 0 | 0 | 2.2791 | 0 | 0 | 0.89806 | 0 | 0 | 0 | 24.0465 | 0 | 0.062055 | 0 | 0.13836 | 0 | -0.2431 | 0 | 0 | 0 | 0 | 0 | 0 | 0 | 0 | 2.5335 | 0 | 0 | 0 | 2.0172 | 0 | 0 | 0 | 2.5505 | 4.0648 | 1.3567 | 3.3824 | 0 | 0.033193 | 0 | 0.78408 | 0.19745 | 0 | 47.2829 | 19.4148 | -0.2431 | 0 | 0.5984 | 0 | 1.8521 | 0.15904
2025_02_06 Hr 22 | 0 | 0 | 0 | 0 | 0 | 0 | 0 | 0 | 0 | 0 | 0 | 0.0031592 | 0.51 | 0.027277 | 1.4928 | 1.4928 | 0 | 0 | 0.003788 | 0.0058432 | 0.0073552 | 0 | 0 | 0.074695 | 0.014972 | 0.52502 | 0 | 0 | 2.2791 | 0 | 0 | 0.89806 | 0 | 0 | 0 | 26.156 | 0 | 0.062055 | 0 | 0.13581 | 0 | -0.23858 | 0 | 0 | 0 | 0 | 0 | 0 | 0 | 0 | 2.3303 | 0 | 0 | 0 | 2.0172 | 0 | 0 | 0 | 2.5505 | 3.5106 | 1.3567 | 3.3824 | 0 | 0.033193 | 0 | 0.78408 | 0.19745 | 0 | 48.5744 | 19.1464 | -0.23858 | 0 | 0.5984 | 0 | 1.8521 | 0.1577
2025_02_06 Hr 23 | 0 | 0 | 0 | 0 | 0 | 0 | 0 | 0 | 0 | 0 | 0 | 0.0031592 | 0.42 | 0.025739 | 1.4928 | 1.4928 | 0 | 0 | 0.003788 | 0.0058432 | 0.0073552 | 0 | 0 | 0.074695 | 0.014972 | 0.58867 | 0 | 0 | 2.2791 | 0 | 0 | 0.89806 | 0 | 0 | 0 | 29.0679 | 0 | 0.062055 | 0 | 0.15561 | 0 | -0.27367 | 0 | 0 | 0 | 0 | 0 | 0 | 0 | 0 | 2.6715 | 0 | 0 | 0 | 2.0172 | 0 | 0 | 0 | 2.5201 | 3.5743 | 1.3567 | 3.3824 | 0 | 0.033193 | 0 | 0.78408 | 0.19745 | 0 | 51.7325 | 19.364 | -0.27367 | 0 | 0.5984 | 0 | 1.8521 | 0.15613
2025_02_06 Hr 24 | 0 | 0 | 0 | 0 | 0 | 0 | 0 | 0 | 0 | 0 | 0 | 0.0031592 | 0.33 | 0.020447 | 1.4928 | 1.4928 | 0 | 0 | 0.003788 | 0.0058432 | 0.0073552 | 0 | 0 | 0.074695 | 0.014972 | 0.60877 | 0 | 0 | 2.2791 | 0 | 0 | 0.89806 | 0 | 0 | 0 | 28.0313 | 0 | 0.062055 | 0 | 0.15733 | 0 | -0.27672 | 0 | 0 | 0 | 0 | 0 | 0 | 0 | 0 | 3.1506 | 0 | 0 | 0 | 2.0172 | 0 | 0 | 0 | 2.581 | 3.5944 | 1.3567 | 3.3824 | 0 | 0.033193 | 0 | 0.78408 | 0.19745 | 0 | 51.1565 | 19.8075 | -0.27672 | 0 | 0.5984 | 0 | 1.8521 | 0.15491
2025_02_07 Hr 01 | 0 | 0 | 0 | 0.13055 | 0.12872 | 0.13174 | 0.13632 | 0.13722 | 0.13982 | 0 | 0 | 0.0031592 | 0.27 | 0.017514 | 1.4928 | 1.4928 | 16.0828 | 0.49452 | 0.003788 | 0.0058432 | 0.0073552 | 0 | 0 | 0.074695 | 0.014972 | 0.84992 | 0 | 13.9007 | 2.2791 | 0 | 0.51307 | 0.89806 | 0 | 0 | 0 | 0 | -18.0341 | 0.062055 | 0 | 0 | 0 | -0.2898 | 0 | 0 | 0 | 0 | 0 | 0 | 0 | 0 | 3.5644 | 0 | 0 | 0 | 2.0172 | 0 | 4.8071 | 4.8071 | 2.5201 | 23.8074 | 1.3567 | 3.3824 | 0 | 0.033193 | 0 | 0.78408 | 0.19745 | 0 | 26.0929 | 20.6094 | -0.2898 | 0 | 0.5984 | 0 | 1.8521 | 0.15384
2025_02_07 Hr 02 | 0 | 0 | 0 | 0.13055 | 0.12872 | 0.13174 | 0.13632 | 0.13722 | 0.13982 | 0 | 0 | 0.0031592 | 0.24 | 0.014727 | 1.4928 | 1.4928 | 7.4171 | 0.49452 | 0.003788 | 0.0058432 | 0.0073552 | 0 | 0 | 0.074695 | 0.014972 | 1.0911 | 0 | 6.7424 | 2.2791 | 0 | 0.60107 | 0.89806 | 0 | 0 | 0 | 0 | -23.5809 | 0.062055 | 0 | 0 | 0 | -0.27403 | 0 | 0 | 0 | 0 | 0 | 0 | 0 | 0 | 3.4918 | 0 | 0 | 0 | 2.0172 | 0 | 3.5078 | 3.5078 | 2.3416 | 26.5507 | 1.3567 | 3.3824 | 0 | 0.033193 | 0 | 0.78408 | 0.19745 | 0 | 23.1092 | 20.4134 | -0.27403 | 0 | 0.5984 | 0 | 1.8521 | 0.15365
2025_02_07 Hr 03 | 0 | 0 | 0 | 0.13055 | 0.12872 | 0.13174 | 0.13632 | 0.13722 | 0.13982 | 0 | 0 | 0.0031592 | 0.24 | 0.014708 | 1.4928 | 1.4928 | 7.4367 | 0.49452 | 0.003788 | 0.0058432 | 0.0073552 | 0 | 0 | 0.074695 | 0.014972 | 1.2701 | 0 | 6.7424 | 2.2791 | 0 | 0.60107 | 0.89806 | 0 | 0 | 0 | 0 | -22.7739 | 0.062055 | 0 | 0 | 0 | -0.27367 | 0 | 0 | 0 | 0 | 0 | 0 | 0 | 0 | 3.0126 | 0 | 0 | 0 | 2.0172 | 0 | 3.5078 | 3.5078 | 1.6191 | 26.7494 | 1.3567 | 3.3824 | 0 | 0.033193 | 0 | 0.78408 | 0.19745 | 0 | 22.9133 | 19.2115 | -0.27367 | 0 | 0.5984 | 0 | 1.8521 | 0.15335
2025_02_07 Hr 04 | 0 | 0 | 0 | 0.13055 | 0.12872 | 0.13174 | 0.13632 | 0.13722 | 0.13982 | 0 | 0 | 0.0031592 | 0.3 | 0.018385 | 1.4928 | 1.4928 | 7.4367 | 0.49452 | 0.003788 | 0.0058432 | 0.0073552 | 0 | 0 | 0.074695 | 0.014972 | 1.2796 | 0 | 6.7424 | 2.2791 | 0 | 0.60107 | 0.89806 | 0 | 0 | 0 | 0 | -24.1648 | 0.062055 | 0 | 0 | 0 | -0.27368 | 0 | 0 | 0 | 0 | 0 | 0 | 0 | 0 | 2.8747 | 0 | 0 | 0 | 2.0172 | 0 | 3.5078 | 3.5078 | 1.7715 | 26.7589 | 1.3567 | 3.3824 | 0 | 0.033193 | 0 | 0.78408 | 0.19745 | 0 | 21.6105 | 19.2902 | -0.27368 | 0 | 0.5984 | 0 | 1.8521 | 0.15396
2025_02_07 Hr 05 | 0 | 0 | 0 | 0.13055 | 0.12872 | 0.13174 | 0.13632 | 0.13722 | 0.13982 | 0 | 0 | 0.0031592 | 0.39 | 0.023936 | 1.4928 | 1.4928 | 7.4367 | 0.49452 | 0.003788 | 0.0058432 | 0.0073552 | 0 | 0 | 0.074695 | 0.014972 | 1.2695 | 0 | 6.7424 | 2.2791 | 0 | 0.60107 | 0.89806 | 0 | 0 | 0 | 0 | -21.8391 | 0.062055 | 0 | 0 | 0 | -0.27408 | 0 | 0 | 0 | 0 | 0 | 0 | 0 | 0 | 2.5989 | 0 | 0 | 0 | 2.0172 | 0 | 3.5078 | 3.5078 | 1.6801 | 26.7489 | 1.3567 | 3.3824 | 0 | 0.033193 | 0 | 0.78408 | 0.19745 | 0 | 23.6545 | 19.0189 | -0.27408 | 0 | 0.5984 | 0 | 1.8521 | 0.15439
2025_02_07 Hr 06 | 0 | 0 | 0 | 0.13055 | 0.12872 | 0.13174 | 0.13632 | 0.13722 | 0.13982 | 0 | 0 | 0.0031592 | 0.48 | 0.029416 | 1.4928 | 1.4928 | 7.4367 | 0.49452 | 0.003788 | 0.0058432 | 0.0073552 | 0 | 0 | 0.074695 | 0.014972 | 1.2796 | 0 | 6.7424 | 2.2791 | 0.8098 | 0.60107 | 0.89806 | 0 | 0 | 0 | 0 | -21.6699 | 0.062055 | 0 | 0 | 0 | -0.27368 | 0 | 0 | 0 | 0 | 0 | 0 | 0 | 0 | 2.0544 | 0 | 0 | 0 | 2.0172 | 0 | 3.5078 | 3.5078 | 1.4711 | 27.5687 | 1.3567 | 3.3824 | 0 | 0.033193 | 0 | 0.78408 | 0.19745 | 0 | 23.9878 | 18.3627 | -0.27368 | 0 | 0.5984 | 0 | 1.8521 | 0.15611
2025_02_07 Hr 07 | 0 | 0 | 0 | 0.13055 | 0.12872 | 0.13174 | 0.13632 | 0.13722 | 0.13982 | 0 | 0 | 0.0031592 | 0.54 | 0.031314 | 1.4928 | 1.4928 | 7.3796 | 0.49387 | 0.003788 | 0.0058432 | 0.0073552 | 0 | 0 | 0.074695 | 0.014972 | 1.0124 | 0 | 6.7081 | 2.2791 | 0.8098 | 0.59632 | 0.89806 | 0 | 0 | 0 | 0 | -21.6456 | 0.062055 | 0 | 0 | 0 | -0.25885 | 0 | 0 | 0 | 0 | 0 | 0 | 0 | 0 | 1.9165 | 0 | 0 | 0 | 2.0172 | 0 | 3.3186 | 3.3186 | 1.2622 | 26.8311 | 1.3567 | 3.3824 | 0 | 0.033193 | 0 | 0.78408 | 0.19745 | 0 | 23.0026 | 18.076 | -0.25885 | 0 | 0.5984 | 0 | 1.8521 | 0.15915
2025_02_07 Hr 08 | 0.045117 | 0 | 0 | 0.13055 | 0.12872 | 0.13174 | 0.13632 | 0.13722 | 0.13982 | 0 | 0 | 0.0031592 | 0.39 | 0.025778 | 1.4928 | 1.4928 | 7.3796 | 0.49387 | 0.003788 | 0.0058432 | 0.0073552 | 0 | 0 | 0.074695 | 0.014972 | 0.53842 | 0 | 6.7081 | 2.2791 | 0.8098 | 0.59632 | 0.89806 | 0 | 0 | 0 | 0 | -23.7473 | 0.062055 | 0 | 0 | 0 | -0.29534 | 0 | 0 | 0 | 0 | 0 | 0 | 0 | 0 | 1.372 | 0 | 0 | 0 | 2.0172 | 0 | 3.3406 | 3.3406 | 1.9194 | 26.401 | 1.3567 | 3.3824 | 0 | 0.033193 | -0.045117 | 0.78408 | 0.19745 | 0 | 20.393 | 18.0798 | -0.34046 | 0 | 0.5984 | 0 | 1.8521 | 0.16059
2025_02_07 Hr 09 | 0.29576 | 0 | 0 | 0 | 0 | 0 | 0 | 0 | 0 | 0 | 0 | 0.0031592 | 0.21 | 0.013069 | 1.4928 | 1.4928 | 7.3796 | 0.49387 | 0.003788 | 0.0058432 | 0.0073552 | 0 | 0 | 0.074695 | 0.014972 | 0.60877 | 0 | 6.7081 | 2.2791 | 0.8098 | 0.59632 | 0.89806 | 0 | 0 | 0 | 0 | -22.5807 | 0.062055 | 0 | 0.0040008 | 0 | -0.27795 | 0 | 0 | 0 | 0 | 0 | 0 | 0 | 0 | 2.1923 | 0 | 0 | 0 | 2.0172 | 0 | 3.4489 | 3.4489 | 2.7899 | 25.8836 | 1.3567 | 3.3824 | 0 | 0.033193 | -0.29576 | 0.78408 | 0.19745 | 0 | 22.5573 | 19.8282 | -0.57372 | 0 | 0.5984 | 0 | 1.8521 | 0.16017
2025_02_07 Hr 10 | 0.45444 | 5.1129e-05 | 0 | 0 | 0 | 0 | 0 | 0 | 0 | 0 | 0 | 0.0031592 | 0.06 | 0.0031292 | 1.4928 | 1.4928 | 7.3796 | 0.49387 | 0.003788 | 0.0058432 | 0.0073552 | 0 | 0 | 0.074695 | 0.014972 | 0.54844 | 0 | 6.7081 | 2.2791 | 0.8098 | 0.59632 | 0.89806 | 0 | 0 | 0 | 0 | -18.7921 | 0.062055 | 0 | 0.0033528 | 0 | -0.23259 | 0 | 0 | 0 | 0 | 0 | 0 | 0 | 0 | 2.3303 | 0 | 0 | 0 | 2.0172 | 0 | 3.3728 | 3.3728 | 2.6724 | 25.671 | 1.3567 | 3.3824 | 0 | 0.033193 | -0.45444 | 0.78408 | 0.19745 | 0 | 26.0388 | 19.8469 | -0.68703 | 0 | 0.5984 | 0 | 1.8521 | 0.15973
2025_02_07 Hr 11 | 0.4771 | 0.00028679 | 0 | 0 | 0 | 0 | 0 | 0 | 0 | 0 | 0 | 0.0031592 | 0.03 | 0.0017552 | 1.4928 | 1.4928 | 7.3796 | 0.49387 | 0.003788 | 0.0058432 | 0.0073552 | 0 | 0 | 0.074695 | 0.014972 | 0.5535 | 0 | 6.7081 | 2.2791 | 0.8098 | 0.59632 | 0.89806 | 0 | 0 | 0 | 0 | -22.3411 | 0.062055 | 0 | 0.0037612 | 0 | -0.26118 | 0 | 0 | 0 | 0 | 0 | 0 | 0 | 0 | 2.6715 | 0 | 0 | 0 | 2.0172 | 0 | 3.4489 | 3.4489 | 2.6115 | 25.8283 | 1.3567 | 3.3824 | 0 | 0.033193 | -0.4771 | 0.78408 | 0.19745 | 0 | 22.8677 | 20.1188 | -0.73828 | 0 | 0.5984 | 0 | 1.8521 | 0.15983
2025_02_07 Hr 12 | 0.40881 | 0.00011831 | 0 | 0 | 0 | 0 | 0 | 0 | 0 | 0 | 0 | 0.0031592 | 0.03 | 0.0018252 | 1.4928 | 1.4928 | 7.3796 | 0.49387 | 0.003788 | 0.0058432 | 0.0073552 | 0 | 0 | 0.074695 | 0.014972 | 0.53841 | 0 | 6.7081 | 2.2791 | 0.8098 | 0.59632 | 0.89806 | 0 | 0 | 0 | 0 | -24.9232 | 0.062055 | 0 | 0.0039111 | 0 | -0.27167 | 0 | 0 | 0 | 0 | 0 | 0 | 0 | 0 | 3.3538 | 0 | 0 | 0 | 2.0172 | 0 | 3.4557 | 3.4557 | 2.6724 | 25.8269 | 1.3567 | 3.3824 | 0 | 0.033193 | -0.40881 | 0.78408 | 0.19745 | 0 | 21.0164 | 20.7932 | -0.68049 | 0 | 0.5984 | 0 | 1.8521 | 0.15931
2025_02_07 Hr 13 | 0.40874 | 0.00011701 | 0 | 0.13055 | 0.12872 | 0.13174 | 0.01136 | 0.01145 | 0.011652 | 0 | 0 | 0.0031592 | 0.03 | 0.0015382 | 1.4928 | 1.4928 | 7.3796 | 0.49387 | 0.003788 | 0.0058432 | 0.0073552 | 0 | 0 | 0.074695 | 0.014972 | 0.51326 | 0 | 6.7081 | 2.2791 | 0.8098 | 0.59632 | 0.89806 | 0 | 0 | 0 | 0 | -21.7967 | 0.062055 | 0 | 0.0013582 | 0 | -0.22863 | 0 | 0 | 0 | 0 | 0 | 0 | 0 | 0 | 3.5644 | 0 | 0 | 0 | 2.0172 | 0 | 3.1884 | 3.1884 | 2.7595 | 25.6925 | 1.3567 | 3.3824 | 0 | 0.033193 | -0.40874 | 0.78408 | 0.19745 | 0 | 24.3484 | 21.09 | -0.63737 | 0 | 0.5984 | 0 | 1.8521 | 0.15891
2025_02_07 Hr 14 | 0.40881 | 0.00011229 | 0 | 0.13055 | 0.12872 | 0.13174 | 0.034081 | 0.034305 | 0.034955 | 0 | 0 | 0.0031592 | 0.03 | 0.0014555 | 1.4928 | 1.4928 | 7.3796 | 0.49387 | 0.003788 | 0.0058432 | 0.0073552 | 0 | 0 | 0.074695 | 0.014972 | 0.5049 | 0 | 6.7081 | 2.2791 | 0.74232 | 0.59632 | 0.89806 | 0 | 0 | 0 | 0 | -21.9254 | 0.062055 | 0 | 0.0010638 | 0 | -0.21623 | 0 | 0 | 0 | 0 | 0 | 0 | 0 | 0 | 2.8747 | 0 | 0 | 0 | 2.0172 | 0 | 3.2425 | 3.2425 | 3.2426 | 25.7938 | 1.3567 | 3.3824 | 0 | 0.033193 | -0.40881 | 0.78408 | 0.19745 | 0 | 24.1266 | 20.8832 | -0.62504 | 0 | 0.5984 | 0 | 1.8521 | 0.15863
2025_02_07 Hr 15 | 0.29562 | 0.00013011 | 0 | 0.13055 | 0.12872 | 0.13174 | 0.022721 | 0.0229 | 0.023303 | 0 | 0 | 0.0031592 | 0.03 | 0.0014631 | 1.4928 | 1.4928 | 7.1287 | 0.28809 | 0.003788 | 0.0058432 | 0.0073552 | 0 | 0 | 0.074695 | 0.014972 | 0.52497 | 0 | 6.5095 | 2.2791 | 0.47239 | 0.5754 | 0.89806 | 0 | 0 | 0 | 0 | -19.2972 | 0.062055 | 0 | 0.0010831 | 0 | -0.21737 | 0 | 0 | 0 | 0 | 0 | 0 | 0 | 0 | 1.7132 | 0 | 0 | 0 | 2.0172 | 0 | 3.1054 | 3.1054 | 3.0598 | 24.58 | 1.3567 | 3.3824 | 0 | 0.033193 | -0.29562 | 0.78408 | 0.19745 | 0 | 24.174 | 19.4042 | -0.51299 | 0 | 0.5984 | 0 | 1.8521 | 0.15801
2025_02_07 Hr 16 | 0.27208 | 0.00010168 | 0 | 0.13055 | 0.12872 | 0.13174 | 0.13632 | 0.13722 | 0.023333 | 0 | 0 | 0.0031592 | 0.03 | 0.0015686 | 1.4928 | 1.4928 | 7.2123 | 0.32925 | 0.003788 | 0.0058432 | 0.0073552 | 0 | 0 | 0.074695 | 0.014972 | 0.55342 | 0 | 6.6287 | 2.2791 | 0.53987 | 0.58795 | 0.89806 | 0 | 0 | 0 | 0 | -21.1206 | 0.062055 | 0 | 0.00035939 | 0 | -0.23319 | 0 | 0 | 0 | 0 | 0 | 0 | 0 | 0 | 1.2341 | 0 | 0 | 0 | 2.0172 | 0 | 3.1781 | 3.1781 | 2.8813 | 25.2932 | 1.3567 | 3.3824 | 0 | 0.033193 | -0.27208 | 0.78408 | 0.19745 | 0 | 22.4031 | 18.7357 | -0.50527 | 0 | 0.5984 | 0 | 1.8521 | 0.15795
2025_02_07 Hr 17 | 0.045262 | 3.7843e-05 | 0 | 0.13055 | 0.12872 | 0.13174 | 0.13632 | 0.13722 | 0.13982 | 0 | 0 | 0.0031592 | 0.06 | 0.003532 | 1.4928 | 1.4928 | 7.3796 | 0.49387 | 0.003788 | 0.0058432 | 0.0073552 | 0 | 0 | 0.074695 | 0.014972 | 0.78962 | 0 | 6.7081 | 2.2791 | 0.8098 | 0.59632 | 0.89806 | 0 | 0 | 0 | 0 | -23.4096 | 0.062055 | 0 | 0 | 0 | -0.2628 | 0 | 0 | 0 | 0 | 0 | 0 | 0 | 0 | 0.8929 | 0 | 0 | 0 | 2.0172 | 0 | 3.4811 | 3.4811 | 2.2198 | 26.9332 | 1.3567 | 3.3824 | 0 | 0.033193 | -0.045262 | 0.78408 | 0.19745 | 0 | 20.7626 | 17.5471 | -0.30806 | 0 | 0.5984 | 0 | 1.8521 | 0.15868
2025_02_07 Hr 18 | 0.022813 | 2.1767e-06 | 0 | 0.13055 | 0.12872 | 0.13174 | 0.13632 | 0.13722 | 0.13982 | 0 | 0 | 0.0031592 | 0.06 | 0.0040631 | 1.4928 | 1.4928 | 7.3796 | 0.49387 | 0.003788 | 0.0058432 | 0.0073552 | 0 | 0 | 0.074695 | 0.014972 | 1.0308 | 0 | 6.7081 | 2.2791 | 0.8098 | 0.59632 | 0.89806 | 0 | 0 | 0 | 0 | -30.9947 | 0.062055 | 0 | 0 | 0 | -0.30263 | 0 | 0 | 0 | 0 | 0 | 0 | 0 | 0 | 0.68238 | 0 | 0 | 0 | 2.0172 | 0 | 3.4811 | 3.4811 | 2.4026 | 27.1744 | 1.3567 | 3.3824 | 0 | 0.033193 | -0.022813 | 0.78408 | 0.19745 | 0 | 13.353 | 17.4988 | -0.32545 | 0 | 0.5984 | 0 | 1.8521 | 0.16006
2025_02_07 Hr 19 | 0 | 0 | 0 | 0.13055 | 0.12872 | 0.13174 | 0.13632 | 0.13722 | 0.13982 | 0 | 0 | 0.0031592 | 0.03 | 0.0021656 | 1.4928 | 1.4928 | 7.3796 | 0.49387 | 0.003788 | 0.0058432 | 0.0073552 | 0 | 0 | 0.074695 | 0.014972 | 1.2456 | 0 | 6.7081 | 2.2791 | 0.8098 | 0.59632 | 0.89806 | 0 | 0 | 0 | 0 | -33.6037 | 0.062055 | 0 | 0 | 0 | -0.32274 | 0 | 0 | 0 | 0 | 0 | 0 | 0 | 0 | 1.1615 | 0 | 0 | 0 | 2.0172 | 0 | 3.4811 | 3.4811 | 2.7595 | 27.3893 | 1.3567 | 3.3824 | 0 | 0.033193 | 0 | 0.78408 | 0.19745 | 0 | 11.7429 | 18.2801 | -0.32274 | 0 | 0.5984 | 0 | 1.8521 | 0.16003
2025_02_07 Hr 20 | 0 | 0 | 0 | 0.13055 | 0.12872 | 0.13174 | 0.13632 | 0.13722 | 0.13982 | 0 | 0 | 0.0031592 | 0.06 | 0.0040335 | 1.4928 | 1.4928 | 7.3796 | 0.49387 | 0.003788 | 0.0058432 | 0.0073552 | 0 | 0 | 0.074695 | 0.014972 | 1.2796 | 0 | 6.7081 | 2.2791 | 0.8098 | 0.59632 | 0.89806 | 0 | 0 | 0 | 0 | -29.4053 | 0.062055 | 0 | 0 | 0 | -0.30041 | 0 | 0 | 0 | 0 | 0 | 0 | 0 | 0 | 1.51 | 0 | 0 | 0 | 2.0172 | 0 | 3.4811 | 3.4811 | 3.2121 | 27.4232 | 1.3567 | 3.3824 | 0 | 0.033193 | 0 | 0.78408 | 0.19745 | 0 | 16.8291 | 19.1116 | -0.30041 | 0 | 0.5984 | 0 | 1.8521 | 0.15864
2025_02_07 Hr 21 | 0 | 0 | 0 | 0.13055 | 0.12872 | 0.13174 | 0.13632 | 0.13722 | 0.13982 | 0 | 0 | 0.0031592 | 0.33 | 0.023874 | 1.4928 | 1.4928 | 7.3796 | 0.49387 | 0.003788 | 0.0058432 | 0.0073552 | 0 | 0 | 0.074695 | 0.014972 | 1.2796 | 0 | 6.7081 | 2.2791 | 0.8098 | 0.59632 | 0.89806 | 0 | 0 | 0 | 0 | -30.4836 | 0.062055 | 0 | 0 | 0 | -0.32346 | 0 | 0 | 0 | 0 | 0 | 0 | 0 | 0 | 2.0544 | 0 | 0 | 0 | 2.0172 | 0 | 3.4811 | 3.4811 | 2.9423 | 27.4232 | 1.3567 | 3.3824 | 0 | 0.033193 | 0 | 0.78408 | 0.19745 | 0 | 16.2913 | 19.6751 | -0.32346 | 0 | 0.5984 | 0 | 1.8521 | 0.15767
2025_02_07 Hr 22 | 0 | 0 | 0 | 0.13055 | 0.12872 | 0.13174 | 0.13632 | 0.13722 | 0.13982 | 0 | 0 | 0.0031592 | 0.87 | 0.05703 | 1.4928 | 1.4928 | 7.3796 | 0.49387 | 0.003788 | 0.0058432 | 0.0073552 | 0 | 0 | 0.074695 | 0.014972 | 1.2796 | 0 | 6.7081 | 2.2791 | 0.8098 | 0.59632 | 0.89806 | 0 | 0 | 0 | 0 | -26.3227 | 0.062055 | 0 | 0 | 0 | -0.29288 | 0 | 0 | 0 | 0 | 0 | 0 | 0 | 0 | 2.8094 | 0 | 0 | 0 | 2.0172 | 0 | 3.4811 | 3.4811 | 2.6115 | 27.4232 | 1.3567 | 3.3824 | 0 | 0.033193 | 0 | 0.78408 | 0.19745 | 0 | 21.4786 | 20.671 | -0.29288 | 0 | 0.5984 | 0 | 1.8521 | 0.15625
2025_02_07 Hr 23 | 0 | 0 | 0 | 0.13055 | 0.12872 | 0.13174 | 0.13632 | 0.13722 | 0.13982 | 0 | 0 | 0.0031592 | 1.11 | 0.077354 | 1.4928 | 1.4928 | 7.4367 | 0.49452 | 0.003788 | 0.0058432 | 0.0073552 | 0 | 0 | 0.074695 | 0.014972 | 1.2796 | 0 | 6.7424 | 2.2791 | 0 | 0.60107 | 0.89806 | 0 | 0 | 0 | 0 | -25.4833 | 0.062055 | 0 | 0 | 0 | -0.3115 | 0 | 0 | 0 | 0 | 0 | 0 | 0 | 0 | 3.3538 | 0 | 0 | 0 | 2.0172 | 0 | 3.5078 | 3.5078 | 2.0108 | 26.7589 | 1.3567 | 3.3824 | 0 | 0.033193 | 0 | 0.78408 | 0.19745 | 0 | 21.842 | 20.8779 | -0.3115 | 0 | 0.5984 | 0 | 1.8521 | 0.15428
2025_02_07 Hr 24 | 0 | 0 | 0 | 0.13055 | 0.12872 | 0.13174 | 0.13632 | 0.13722 | 0.13982 | 0 | 0 | 0.0031592 | 0.84 | 0.058341 | 1.4928 | 1.4928 | 7.4367 | 0.49452 | 0.003788 | 0.0058432 | 0.0073552 | 0 | 0 | 0.074695 | 0.014972 | 1.2796 | 0 | 6.7424 | 2.2791 | 0 | 0.60107 | 0.89806 | 0 | 0 | 0 | 0 | -26.4914 | 0.062055 | 0 | 0 | 0 | -0.31044 | 0 | 0 | 0 | 0 | 0 | 0 | 0 | 0 | 3.833 | 0 | 0 | 0 | 2.0172 | 0 | 3.5078 | 3.5078 | 2.1022 | 26.7589 | 1.3567 | 3.3824 | 0 | 0.033193 | 0 | 0.78408 | 0.19745 | 0 | 21.1155 | 21.1585 | -0.31044 | 0 | 0.5984 | 0 | 1.8521 | 0.15333
2025_02_08 Hr 01 | 0 | 0 | 0 | 0.11063 | 0.10908 | 0.11164 | 0.11552 | 0.11628 | 0.11848 | 0 | 0 | 0.0031592 | 0.87 | 0.063153 | 1.4928 | 1.4928 | 6.3028 | 0 | 0.003788 | 0.0058432 | 0.0073552 | 0 | 0 | 0.074695 | 0.014972 | 1.2796 | 0.42186 | 5.7135 | 2.2791 | 0 | 0.60107 | 0.89806 | 0 | 0 | 0 | 0 | -28.0678 | 0.062055 | 0 | 0.20999 | 0 | -0.32456 | 0 | 0 | 0 | 0 | 0 | 0 | 0 | 0 | 3.9709 | 0 | 0 | 0 | 2.0172 | 0 | 2.9725 | 2.9725 | 1.9499 | 23.1804 | 1.3567 | 3.3824 | 0 | 0.033193 | 0 | 0.78408 | 0.19745 | 0 | 15.9661 | 21.178 | -0.32456 | 0 | 0.5984 | 0 | 1.8521 | 0.15242
2025_02_08 Hr 02 | 0 | 0 | 0 | 0.11063 | 0.10908 | 0.11164 | 0.11552 | 0.11628 | 0.11848 | 0 | 0 | 0.0031592 | 1.38 | 0.09806 | 1.4928 | 1.4928 | 6.3028 | 0 | 0.003788 | 0.0058432 | 0.0073552 | 0 | 0 | 0.074695 | 0.014972 | 1.2796 | 0.27222 | 5.7135 | 2.2791 | 0 | 0.60107 | 0.89806 | 0 | 0 | 0 | 0 | -28.3837 | 0.062055 | 0 | 0.20556 | 0 | -0.31766 | 0 | 0 | 0 | 0 | 0 | 0 | 0 | 0 | 3.833 | 0 | 0 | 0 | 2.0172 | 0 | 2.9725 | 2.9725 | 1.8629 | 23.1804 | 1.3567 | 3.3824 | 0 | 0.033193 | 0 | 0.78408 | 0.19745 | 0 | 15.9766 | 21.4976 | -0.31766 | 0 | 0.5984 | 0 | 1.8521 | 0.1521
2025_02_08 Hr 03 | 0 | 0 | 0 | 0.11063 | 0.10908 | 0.11164 | 0.11552 | 0.11628 | 0.11848 | 0 | 0 | 0.0031592 | 1.56 | 0.11077 | 1.4928 | 1.4928 | 6.3028 | 0.41912 | 0.003788 | 0.0058432 | 0.0073552 | 0 | 0 | 0.074695 | 0.014972 | 1.2796 | 0.27222 | 5.7135 | 2.2791 | 0 | 0.60107 | 0.89806 | 0 | 0 | 0 | 0 | -31.3444 | 0.062055 | 0 | 0.20541 | 0 | -0.31742 | 0 | 0 | 0 | 0 | 0 | 0 | 0 | 0 | 3.7676 | 0 | 0 | 0 | 2.0172 | 0 | 2.9725 | 2.9725 | 1.9499 | 23.5995 | 1.3567 | 3.3824 | 0 | 0.033193 | 0 | 0.78408 | 0.19745 | 0 | 13.6505 | 21.7128 | -0.31742 | 0 | 0.5984 | 0 | 1.8521 | 0.15281
2025_02_08 Hr 04 | 0 | 0 | 0 | 0.11063 | 0.10908 | 0.11164 | 0.11552 | 0.11628 | 0.11848 | 0 | 0 | 0.0031592 | 1.11 | 0.078825 | 1.4928 | 1.4928 | 6.3028 | 0.41912 | 0.003788 | 0.0058432 | 0.0073552 | 0 | 0 | 0.074695 | 0.014972 | 1.2796 | 0.27222 | 5.7135 | 2.2791 | 0 | 0.60107 | 0.89806 | 0 | 0 | 0 | 0 | -28.2297 | 0.062055 | 0 | 0.20543 | 0 | -0.31746 | 0 | 0 | 0 | 0 | 0 | 0 | 0 | 0 | 3.2885 | 0 | 0 | 0 | 2.0172 | 0 | 2.9725 | 2.9725 | 1.8324 | 23.5995 | 1.3567 | 3.3824 | 0 | 0.033193 | 0 | 0.78408 | 0.19745 | 0 | 15.6867 | 20.6343 | -0.31746 | 0 | 0.5984 | 0 | 1.8521 | 0.15298
2025_02_08 Hr 05 | 0 | 0 | 0 | 0.11063 | 0.10908 | 0.11164 | 0.11552 | 0.11628 | 0.11848 | 0 | 0 | 0.0031592 | 0.84 | 0.060542 | 1.4928 | 1.4928 | 6.3028 | 0.41912 | 0.003788 | 0.0058432 | 0.0073552 | 0 | 0 | 0.074695 | 0.014972 | 1.2796 | 0.27222 | 5.7135 | 2.2791 | 0 | 0.60107 | 0.89806 | 0 | 0 | 0 | 0 | -26.4162 | 0.062055 | 0 | 0.2085 | 0 | -0.32223 | 0 | 0 | 0 | 0 | 0 | 0 | 0 | 0 | 3.2159 | 0 | 0 | 0 | 2.0172 | 0 | 2.9725 | 2.9725 | 1.9499 | 23.5995 | 1.3567 | 3.3824 | 0 | 0.033193 | 0 | 0.78408 | 0.19745 | 0 | 17.2526 | 20.3914 | -0.32223 | 0 | 0.5984 | 0 | 1.8521 | 0.15344
2025_02_08 Hr 06 | 0 | 0 | 0 | 0.11063 | 0.10908 | 0.11164 | 0.11552 | 0.11628 | 0.11848 | 0 | 0 | 0.0031592 | 0.81 | 0.062419 | 1.4928 | 1.4928 | 6.3028 | 0.41912 | 0.003788 | 0.0058432 | 0.0073552 | 0 | 0 | 0.074695 | 0.014972 | 1.2796 | 0.27222 | 5.7135 | 2.2791 | 0 | 0.60107 | 0.89806 | 0 | 0 | 0 | 0 | -28.7138 | 0.062055 | 0 | 0 | 0 | -0.34467 | 0 | 0 | 0 | 0 | 0 | 0 | 0 | 0 | 2.6715 | 0 | 0 | 0 | 2.0172 | 0 | 2.9725 | 2.9725 | 1.9499 | 23.5995 | 1.3567 | 3.3824 | 0 | 0.033193 | 0 | 0.78408 | 0.19745 | 0 | 14.3614 | 19.8204 | -0.34467 | 0 | 0.5984 | 0 | 1.8521 | 0.15492
2025_02_08 Hr 07 | 0 | 0 | 0 | 0.11063 | 0.10908 | 0.11164 | 0.11552 | 0.11628 | 0.11848 | 0 | 0 | 0.0031592 | 1.02 | 0.074291 | 1.4928 | 1.4928 | 6.0689 | 0.38369 | 0.003788 | 0.0058432 | 0.0073552 | 0 | 0 | 0.074695 | 0.014972 | 1.0124 | 0.27222 | 5.6845 | 2.2791 | 0.62904 | 0.59632 | 0.89806 | 0 | 0 | 0 | 0 | -26.8053 | 0.062055 | 0 | 0 | 0 | -0.32565 | 0 | 0 | 0 | 0 | 0 | 0 | 0 | 0 | 2.5335 | 0 | 0 | 0 | 2.0172 | 0 | 2.8122 | 2.8122 | 1.6496 | 23.3423 | 1.3567 | 3.3824 | 0 | 0.033193 | 0 | 0.78408 | 0.19745 | 0 | 15.8122 | 19.6008 | -0.32565 | 0 | 0.5984 | 0 | 1.8521 | 0.15651
2025_02_08 Hr 08 | 0 | 0 | 0 | 0.11063 | 0.10908 | 0.11164 | 0.11552 | 0.11628 | 0.11848 | 0 | 0 | 0.0031592 | 1.32 | 0.088355 | 1.4928 | 1.4928 | 6.0407 | 0.41856 | 0.003788 | 0.0058432 | 0.0073552 | 0 | 0 | 0.074695 | 0.014972 | 0.69924 | 0.27222 | 5.6845 | 2.2791 | 0.68622 | 0.59632 | 0.89806 | 0 | 0 | 0 | 0 | -23.7619 | 0.062055 | 0 | 0 | 0 | -0.29911 | 0 | 0 | 0 | 0 | 0 | 0 | 0 | 0 | 2.5989 | 0 | 0 | 0 | 2.0172 | 0 | 2.9226 | 2.9226 | 1.4407 | 23.3138 | 1.3567 | 3.3824 | 0 | 0.033193 | 0 | 0.78408 | 0.19745 | 0 | 19.0255 | 19.7726 | -0.29911 | 0 | 0.5984 | 0 | 1.8521 | 0.15787
2025_02_08 Hr 09 | 0.045117 | 0 | 0 | 0.11063 | 0.10908 | 0.11164 | 0.11552 | 0.11628 | 0.11848 | 0 | 0 | 0.0031592 | 1.17 | 0.080908 | 1.4928 | 1.4928 | 6.2544 | 0.41857 | 0.003788 | 0.0058432 | 0.0073552 | 0 | 0 | 0.074695 | 0.014972 | 0.62829 | 0.27222 | 5.6845 | 2.2791 | 0.62904 | 0.59632 | 0.89806 | 0 | 0 | 0 | 0 | -27.2401 | 0.062055 | 0 | 0 | 0 | -0.30909 | 0 | 0 | 0 | 0 | 0 | 0 | 0 | 0 | 2.5335 | 0 | 0 | 0 | 2.0172 | 0 | 2.8825 | 2.8825 | 0.99236 | 23.3192 | 1.3567 | 3.3824 | 0 | 0.033193 | -0.045117 | 0.78408 | 0.19745 | 0 | 14.873 | 19.1481 | -0.3542 | 0 | 0.5984 | 0 | 1.8521 | 0.15927
2025_02_08 Hr 10 | 0.34081 | 1.2493e-06 | 0 | 0.11063 | 0.10908 | 0.11164 | 0.11552 | 0.11628 | 0.11848 | 0 | 0 | 0.0031592 | 0.72 | 0.055968 | 1.4928 | 1.4928 | 6.2544 | 0.41857 | 0.003788 | 0.0058432 | 0.0073552 | 0 | 0 | 0.074695 | 0.014972 | 0.86175 | 0.27222 | 5.6845 | 2.2791 | 0.68623 | 0.59632 | 0.89806 | 0 | 0 | 0 | 0 | -33.0574 | 0.062055 | 0 | 0 | 0 | -0.3477 | 0 | 0 | 0 | 0 | 0 | 0 | 0 | 0 | 2.5335 | 0 | 0 | 0 | 2.0172 | 0 | 2.9011 | 2.9011 | 0.87049 | 23.647 | 1.3567 | 3.3824 | 0 | 0.033193 | -0.34081 | 0.78408 | 0.19745 | 0 | 8.7485 | 18.8474 | -0.68851 | 0 | 0.5984 | 0 | 1.8521 | 0.15967
2025_02_08 Hr 11 | 0.52215 | 1.7909e-05 | 0 | 0.11063 | 0.10908 | 0.11164 | 0.11552 | 0.11628 | 0.11848 | 0 | 0 | 0.0031592 | 0.6 | 0.041787 | 1.4928 | 1.4928 | 6.2544 | 0.41857 | 0.003788 | 0.0058432 | 0.0073552 | 0 | 0 | 0.074695 | 0.014972 | 1.1259 | 0.27222 | 5.6845 | 2.2791 | 0.68623 | 0.59632 | 0.89806 | 0 | 0 | 0 | 0 | -33.3325 | 0.062055 | 0 | 0 | 0 | -0.3113 | 0 | 0 | 0 | 0 | 0 | 0 | 0 | 0 | 2.6715 | 0 | 0 | 0 | 2.0172 | 0 | 2.9499 | 2.9499 | 0.93143 | 24.0087 | 1.3567 | 3.3824 | 0 | 0.033193 | -0.52215 | 0.78408 | 0.19745 | 0 | 8.9365 | 19.0937 | -0.83345 | 0 | 0.5984 | 0 | 1.8521 | 0.15993
2025_02_08 Hr 12 | 0.52207 | 2.3659e-05 | 0 | 0.11063 | 0.10908 | 0.11164 | 0.11552 | 0.11628 | 0.11848 | 0 | 0 | 0.0031592 | 0.24 | 0.013589 | 1.4928 | 1.4928 | 6.2544 | 0.41857 | 0.003788 | 0.0058432 | 0.0073552 | 0 | 0 | 0.074695 | 0.014972 | 0.81491 | 0.27222 | 5.6845 | 2.2791 | 0.68623 | 0.59632 | 0.89806 | 0 | 0 | 0 | 0 | -27.1726 | 0.062055 | 0 | 0 | 0 | -0.25269 | 0 | 0 | 0 | 0 | 0 | 0 | 0 | 0 | 2.8094 | 0 | 0 | 0 | 2.0172 | 0 | 2.9499 | 2.9499 | 0.87049 | 23.6978 | 1.3567 | 3.3824 | 0 | 0.033193 | -0.52207 | 0.78408 | 0.19745 | 0 | 14.5325 | 18.7821 | -0.77476 | 0 | 0.5984 | 0 | 1.8521 | 0.1596
2025_02_08 Hr 13 | 0.54489 | 2.9586e-05 | 0 | 0.11063 | 0.10908 | 0.11164 | 0.11552 | 0.11628 | 0.11848 | 0 | 0 | 0.0031592 | 0.06 | 0.0036818 | 1.4928 | 1.4928 | 6.2544 | 0.41857 | 0.003788 | 0.0058432 | 0.0073552 | 0 | 0 | 0.074695 | 0.014972 | 0.53502 | 0.27222 | 5.6845 | 2.2791 | 0.68623 | 0.59632 | 0.89806 | 0 | 0 | 0 | 0 | -29.135 | 0.062055 | 0 | 0 | 0 | -0.27404 | 0 | 0 | 0 | 0 | 0 | 0 | 0 | 0 | 2.8747 | 0 | 0 | 0 | 2.0172 | 0 | 2.9499 | 2.9499 | 0.47877 | 23.4179 | 1.3567 | 3.3824 | 0 | 0.033193 | -0.54489 | 0.78408 | 0.19745 | 0 | 11.752 | 18.288 | -0.81892 | 0 | 0.5984 | 0 | 1.8521 | 0.15906
2025_02_08 Hr 14 | 0.56726 | 1.9607e-05 | 0 | 0.11063 | 0.10908 | 0.11164 | 0.11552 | 0.11628 | 0.11848 | 0 | 0 | 0.0031592 | 0.06 | 0.0038526 | 1.4928 | 1.4928 | 6.2544 | 0.41857 | 0.003788 | 0.0058432 | 0.0073552 | 0 | 0 | 0.074695 | 0.014972 | 0.60869 | 0.27222 | 5.6845 | 2.2791 | 0.68623 | 0.59632 | 0.89806 | 0 | 0 | 0 | 0 | -30.716 | 0.062055 | 0 | 0 | 0 | -0.28684 | 0 | 0 | 0 | 0 | 0 | 0 | 0 | 0 | 2.9473 | 0 | 0 | 0 | 2.0172 | 0 | 2.7779 | 2.7779 | 0.50924 | 23.1476 | 1.3567 | 3.3824 | 0 | 0.033193 | -0.56726 | 0.78408 | 0.19745 | 0 | 9.9907 | 18.4133 | -0.85411 | 0 | 0.5984 | 0 | 1.8521 | 0.15869
2025_02_08 Hr 15 | 0.49941 | 4.2188e-05 | 0 | 0.11063 | 0.10908 | 0.11164 | 0.11552 | 0.11628 | 0.11848 | 0 | 0 | 0.0031592 | 0.39 | 0.028438 | 1.4488 | 1.4488 | 5.744 | 0.1744 | 0.003788 | 0.0058432 | 0.0073552 | 0 | 0 | 0.074695 | 0.014972 | 0.58859 | 0.27222 | 5.2806 | 2.2791 | 0.28593 | 0.54612 | 0.89806 | 0 | 0 | 0 | 0 | -31.886 | 0.062055 | 0 | 0 | 0 | -0.32603 | 0 | 0 | 0 | 0 | 0 | 0 | 0 | 0 | 3.2885 | 0 | 0 | 0 | 2.0172 | 0 | 2.61 | 2.61 | 0.33079 | 21.145 | 1.3567 | 3.3824 | 0 | 0.033193 | -0.49941 | 0.78408 | 0.19745 | 0 | 7.2459 | 18.8123 | -0.82544 | 0 | 0.5984 | 0 | 1.8521 | 0.15845
2025_02_08 Hr 16 | 0.22645 | 3.3323e-05 | 0 | 0.11063 | 0.10908 | 0.11164 | 0.11552 | 0.11628 | 0.11848 | 0 | 0 | 0.0031592 | 0.06 | 0.0037699 | 1.4771 | 1.4771 | 6.0417 | 0.27905 | 0.003788 | 0.0058432 | 0.0073552 | 0 | 0 | 0.074695 | 0.014972 | 0.58863 | 0.27222 | 5.5162 | 2.2791 | 0.45748 | 0.5754 | 0.89806 | 0 | 0 | 0 | 0 | -28.7934 | 0.062055 | 0 | 0 | 0 | -0.28064 | 0 | 0 | 0 | 0 | 0 | 0 | 0 | 0 | 3.2885 | 0 | 0 | 0 | 2.0172 | 0 | 2.7477 | 2.7477 | 0.30032 | 22.2865 | 1.3567 | 3.3824 | 0 | 0.033193 | -0.22645 | 0.78408 | 0.19745 | 0 | 11.1697 | 18.1837 | -0.5071 | 0 | 0.5984 | 0 | 1.8521 | 0.15863
2025_02_08 Hr 17 | 0.090597 | 8.3347e-06 | 0 | 0.11063 | 0.10908 | 0.11164 | 0.11552 | 0.11628 | 0.11848 | 0 | 0 | 0.0031592 | 0.33 | 0.021392 | 1.4928 | 1.4928 | 6.2544 | 0.41857 | 0.003788 | 0.0058432 | 0.0073552 | 0 | 0 | 0.074695 | 0.014972 | 0.82983 | 0.27222 | 5.6845 | 2.2791 | 0.68623 | 0.59632 | 0.89806 | 0 | 0 | 0 | 0 | -32.884 | 0.062055 | 0 | 0 | 0 | -0.28961 | 0 | 0 | 0 | 0 | 0 | 0 | 0 | 0 | 3.2885 | 0 | 0 | 0 | 2.0172 | 0 | 2.9499 | 2.9499 | 0.23939 | 23.7127 | 1.3567 | 3.3824 | 0 | 0.033193 | -0.090597 | 0.78408 | 0.19745 | 0 | 8.7446 | 18.2961 | -0.38021 | 0 | 0.5984 | 0 | 1.8521 | 0.15932
2025_02_08 Hr 18 | 0 | 0 | 0 | 0.11063 | 0.10908 | 0.11164 | 0.11552 | 0.11628 | 0.11848 | 0 | 0 | 0.0031592 | 0.57 | 0.038896 | 1.4928 | 1.4928 | 6.2544 | 0.41857 | 0.003788 | 0.0058432 | 0.0073552 | 0 | 0 | 0.074695 | 0.014972 | 1.071 | 0.27222 | 5.6845 | 2.2791 | 0.68623 | 0.59632 | 0.89806 | 0 | 0 | 0 | 0 | -39.0152 | 0.062055 | 0 | 0 | 0 | -0.30497 | 0 | 0 | 0 | 0 | 0 | 0 | 0 | 0 | 4.2467 | 0 | 0 | 0 | 2.0172 | 0 | 2.9499 | 2.9499 | 0.33079 | 23.9539 | 1.3567 | 3.3824 | 0 | 0.033193 | 0 | 0.78408 | 0.19745 | 0 | 4.1483 | 19.5146 | -0.30497 | 0 | 0.5984 | 0 | 1.8521 | 0.16127
2025_02_08 Hr 19 | 0 | 0 | 0 | 0.11063 | 0.10908 | 0.11164 | 0.11552 | 0.11628 | 0.11848 | 0 | 0 | 0.0031592 | 0.84 | 0.060822 | 1.4928 | 1.4928 | 6.2544 | 0.41857 | 0.003788 | 0.0058432 | 0.0073552 | 0 | 0 | 0.074695 | 0.014972 | 1.2637 | 0.27222 | 5.6845 | 2.2791 | 0.68623 | 0.59632 | 0.89806 | 0 | 0 | 0 | 0 | -41.0943 | 0.062055 | 0 | 0 | 0 | -0.32373 | 0 | 0 | 0 | 0 | 0 | 0 | 0 | 0 | 4.7912 | 0 | 0 | 0 | 2.0172 | 0 | 2.9499 | 2.9499 | 0.14798 | 24.1465 | 1.3567 | 3.3824 | 0 | 0.033193 | 0 | 0.78408 | 0.19745 | 0 | 2.8966 | 20.1681 | -0.32373 | 0 | 0.5984 | 0 | 1.8521 | 0.16118
2025_02_08 Hr 20 | 0 | 0 | 0 | 0.11063 | 0.10908 | 0.11164 | 0.11552 | 0.11628 | 0.11848 | 0 | 0 | 0.0031592 | 1.08 | 0.079761 | 1.4928 | 1.4928 | 6.2544 | 0.41857 | 0.003788 | 0.0058432 | 0.0073552 | 0 | 0 | 0.074695 | 0.014972 | 1.2796 | 0.27222 | 5.6845 | 2.2791 | 0.68623 | 0.59632 | 0.89806 | 0 | 0 | 0 | 0 | -44.4258 | 0.062055 | 0 | 0 | 0 | -0.33024 | 0 | 0 | 0 | 0 | 0 | 0 | 0 | 0 | 4.1741 | 0 | 0 | 0 | 2.0172 | 0 | 2.9499 | 2.9499 | 0.63111 | 24.1624 | 1.3567 | 3.3824 | 0 | 0.033193 | 0 | 0.78408 | 0.19745 | 0 | -0.30073 | 20.2928 | -0.33024 | 0 | 0.5984 | 0 | 1.8521 | 0.16091
2025_02_08 Hr 21 | 0 | 0 | 0 | 0.11063 | 0.10908 | 0.11164 | 0.11552 | 0.11628 | 0.11848 | 0 | 0 | 0.0031592 | 1.2 | 0.086962 | 1.4928 | 1.4928 | 6.2544 | 0.41857 | 0.003788 | 0.0058432 | 0.0073552 | 0 | 0 | 0.074695 | 0.014972 | 1.2796 | 0.27222 | 5.6845 | 2.2791 | 0.68623 | 0.59632 | 0.89806 | 0 | 0 | 0 | 0 | -43.3875 | 0.062055 | 0 | 0 | 0 | -0.32401 | 0 | 0 | 0 | 0 | 0 | 0 | 0 | 0 | 4.1741 | 0 | 0 | 0 | 2.0172 | 0 | 2.9499 | 2.9499 | 0.87049 | 24.1624 | 1.3567 | 3.3824 | 0 | 0.033193 | 0 | 0.78408 | 0.19745 | 0 | 1.1096 | 20.6586 | -0.32401 | 0 | 0.5984 | 0 | 1.8521 | 0.16012
2025_02_08 Hr 22 | 0 | 0 | 0 | 0.11063 | 0.10908 | 0.11164 | 0.11552 | 0.11628 | 0.11848 | 0 | 0 | 0.0031592 | 0.78 | 0.054683 | 1.4928 | 1.4928 | 6.2544 | 0.41857 | 0.003788 | 0.0058432 | 0.0073552 | 0 | 0 | 0.074695 | 0.014972 | 1.2796 | 0.27222 | 5.6845 | 2.2791 | 0.68623 | 0.59632 | 0.89806 | 0 | 0 | 0 | 0 | -36.1187 | 0.062055 | 0 | 0 | 0 | -0.31338 | 0 | 0 | 0 | 0 | 0 | 0 | 0 | 0 | 4.45 | 0 | 0 | 0 | 2.0172 | 0 | 2.9499 | 2.9499 | 0.80956 | 24.1624 | 1.3567 | 3.3824 | 0 | 0.033193 | 0 | 0.78408 | 0.19745 | 0 | 8.15 | 20.4197 | -0.31338 | 0 | 0.5984 | 0 | 1.8521 | 0.15855
2025_02_08 Hr 23 | 0 | 0 | 0 | 0.11063 | 0.10908 | 0.11164 | 0.11552 | 0.11628 | 0.11848 | 0 | 0 | 0.0031592 | 0.6 | 0.04156 | 1.4928 | 1.4928 | 6.3028 | 0.41912 | 0.003788 | 0.0058432 | 0.0073552 | 0 | 0 | 0.074695 | 0.014972 | 1.2796 | 0.27222 | 5.7135 | 2.2791 | 0.68623 | 0.60107 | 0.89806 | 0 | 0 | 0 | 0 | -34.6052 | 0.062055 | 0 | 0 | 0 | -0.3096 | 0 | 0 | 0 | 0 | 0 | 0 | 0 | 0 | 4.3121 | 0 | 0 | 0 | 2.0172 | 0 | 2.9725 | 2.9725 | 0.90096 | 24.2858 | 1.3567 | 3.3824 | 0 | 0.033193 | 0 | 0.78408 | 0.19745 | 0 | 9.5545 | 20.1836 | -0.3096 | 0 | 0.5984 | 0 | 1.8521 | 0.15732
2025_02_08 Hr 24 | 0 | 0 | 0 | 0.11063 | 0.10908 | 0.11164 | 0.11552 | 0.11628 | 0.11848 | 0 | 0 | 0.0031592 | 0.57 | 0.037679 | 1.4928 | 1.4928 | 6.3028 | 0.41912 | 0.003788 | 0.0058432 | 0.0073552 | 0 | 0 | 0.074695 | 0.014972 | 1.2796 | 0.27222 | 5.7135 | 2.2791 | 0.68623 | 0.60107 | 0.89806 | 0 | 0 | 0 | 0 | -34.1416 | 0.062055 | 0 | 0 | 0 | -0.29537 | 0 | 0 | 0 | 0 | 0 | 0 | 0 | 0 | 3.9055 | 0 | 0 | 0 | 2.0172 | 0 | 2.9725 | 2.9725 | 1.3188 | 24.2858 | 1.3567 | 3.3824 | 0 | 0.033193 | 0 | 0.78408 | 0.19745 | 0 | 10.009 | 20.1602 | -0.29537 | 0 | 0.5984 | 0 | 1.8521 | 0.15655
2025_02_09 Hr 01 | 0 | 0 | 0 | 0.11063 | 0.10908 | 0.11164 | 0.11552 | 0.11628 | 0.11848 | 0 | 0 | 0.0031592 | 0.66 | 0.053533 | 1.4928 | 1.4928 | 6.3028 | 0.41912 | 0.003788 | 0.0058432 | 0.0073552 | 0 | 0 | 0.074695 | 0.014972 | 1.2796 | 0.27222 | 5.7135 | 2.2791 | 0.68623 | 0.60107 | 0.89806 | 0 | 0 | 0 | 0 | -41.6742 | 0.062055 | 0 | 0 | 0 | -0.3629 | 0 | 0 | 0 | 0 | 0 | 0 | 0 | 0 | 3.833 | 0 | 0 | 0 | 2.0172 | 0 | 2.9725 | 2.9725 | 1.6801 | 24.2858 | 1.3567 | 3.3824 | 0 | 0.033193 | 0 | 0.78408 | 0.19745 | 0 | 2.8029 | 20.5543 | -0.3629 | 0 | 0.5984 | 0 | 1.8521 | 0.15609
2025_02_09 Hr 02 | 0 | 0 | 0 | 0.11063 | 0.10908 | 0.11164 | 0.11552 | 0.11628 | 0.11848 | 0 | 0 | 0.0031592 | 0.78 | 0.06423 | 1.4928 | 1.4928 | 6.3028 | 0.41912 | 0.003788 | 0.0058432 | 0.0073552 | 0 | 0 | 0.074695 | 0.014972 | 1.2796 | 0.27222 | 5.7135 | 2.2791 | 0.68623 | 0.60107 | 0.89806 | 0 | 0 | 0 | 0 | -42.0807 | 0.062055 | 0 | 0 | 0 | -0.36846 | 0 | 0 | 0 | 0 | 0 | 0 | 0 | 0 | 3.9055 | 0 | 0 | 0 | 2.0172 | 0 | 2.9725 | 2.9725 | 1.6801 | 24.2858 | 1.3567 | 3.3824 | 0 | 0.033193 | 0 | 0.78408 | 0.19745 | 0 | 2.5938 | 20.7572 | -0.36846 | 0 | 0.5984 | 0 | 1.8521 | 0.15576
2025_02_09 Hr 03 | 0 | 0 | 0 | 0.11063 | 0.10908 | 0.11164 | 0.11552 | 0.11628 | 0.11848 | 0 | 0 | 0.0031592 | 0.75 | 0.06176 | 1.4928 | 1.4928 | 6.3028 | 0.41912 | 0.003788 | 0.0058432 | 0.0073552 | 0 | 0 | 0.074695 | 0.014972 | 1.2796 | 0.27222 | 5.7135 | 2.2791 | 0 | 0.60107 | 0.89806 | 0 | 0 | 0 | 0 | -38.6907 | 0.062055 | 0 | 0 | 0 | -0.36846 | 0 | 0 | 0 | 0 | 0 | 0 | 0 | 0 | 4.1088 | 0 | 0 | 0 | 2.0172 | 0 | 2.9725 | 2.9725 | 1.4711 | 23.5995 | 1.3567 | 3.3824 | 0 | 0.033193 | 0 | 0.78408 | 0.19745 | 0 | 5.2589 | 20.7185 | -0.36846 | 0 | 0.5984 | 0 | 1.8521 | 0.15518
2025_02_09 Hr 04 | 0 | 0 | 0 | 0.11063 | 0.10908 | 0.11164 | 0.11552 | 0.11628 | 0.11848 | 0 | 0 | 0.0031592 | 0.78 | 0.06423 | 1.4928 | 1.4928 | 6.3028 | 0.41912 | 0.003788 | 0.0058432 | 0.0073552 | 0 | 0 | 0.074695 | 0.014972 | 1.2796 | 0.27222 | 5.7135 | 2.2791 | 0 | 0.60107 | 0.89806 | 0 | 0 | 0 | 0 | -39.3784 | 0.062055 | 0 | 0 | 0 | -0.36846 | 0 | 0 | 0 | 0 | 0 | 0 | 0 | 0 | 3.9055 | 0 | 0 | 0 | 2.0172 | 0 | 2.9725 | 2.9725 | 1.8324 | 23.5995 | 1.3567 | 3.3824 | 0 | 0.033193 | 0 | 0.78408 | 0.19745 | 0 | 4.762 | 20.9093 | -0.36846 | 0 | 0.5984 | 0 | 1.8521 | 0.15549
2025_02_09 Hr 05 | 0 | 0 | 0 | 0.11063 | 0.10908 | 0.11164 | 0.11552 | 0.11628 | 0.11848 | 0 | 0 | 0.0031592 | 0.72 | 0.059291 | 1.4928 | 1.4928 | 6.3028 | 0.41912 | 0.003788 | 0.0058432 | 0.0073552 | 0 | 0 | 0.074695 | 0.014972 | 1.2796 | 0.27222 | 5.7135 | 2.2791 | 0.68623 | 0.60107 | 0.89806 | 0 | 0 | 0 | 0 | -39.7505 | 0.062055 | 0 | 0 | 0 | -0.36847 | 0 | 0 | 0 | 0 | 0 | 0 | 0 | 0 | 3.5644 | 0 | 0 | 0 | 2.0172 | 0 | 2.9725 | 2.9725 | 1.6801 | 24.2858 | 1.3567 | 3.3824 | 0 | 0.033193 | 0 | 0.78408 | 0.19745 | 0 | 4.5181 | 20.3513 | -0.36847 | 0 | 0.5984 | 0 | 1.8521 | 0.15596
2025_02_09 Hr 06 | 0 | 0 | 0 | 0.11063 | 0.10908 | 0.11164 | 0.11552 | 0.11628 | 0.11848 | 0 | 0 | 0.0031592 | 0.72 | 0.059442 | 1.4928 | 1.4928 | 6.3028 | 0.41912 | 0.003788 | 0.0058432 | 0.0073552 | 0 | 0 | 0.074695 | 0.014972 | 1.2796 | 0.27222 | 5.7135 | 2.2791 | 0.68623 | 0.60107 | 0.89806 | 0 | 0 | 0 | 0 | -39.5625 | 0.062055 | 0 | 0 | 0 | -0.36941 | 0 | 0 | 0 | 0 | 0 | 0 | 0 | 0 | 3.9709 | 0 | 0 | 0 | 2.0172 | 0 | 2.9725 | 2.9725 | 1.741 | 24.2858 | 1.3567 | 3.3824 | 0 | 0.033193 | 0 | 0.78408 | 0.19745 | 0 | 5.1734 | 20.8195 | -0.36941 | 0 | 0.5984 | 0 | 1.8521 | 0.15657
2025_02_09 Hr 07 | 0 | 0 | 0 | 0.11063 | 0.10908 | 0.11164 | 0.11552 | 0.11628 | 0.11848 | 0 | 0 | 0.0031592 | 0.78 | 0.060942 | 1.4928 | 1.4928 | 6.2544 | 0.38369 | 0.003788 | 0.0058432 | 0.0073552 | 0 | 0 | 0.074695 | 0.014972 | 1.0792 | 0.27222 | 5.6845 | 2.2791 | 0.62904 | 0.59632 | 0.89806 | 0 | 0 | 0 | 0 | -38.1842 | 0.062055 | 0 | 0 | 0 | -0.34949 | 0 | 0 | 0 | 0 | 0 | 0 | 0 | 0 | 4.1741 | 0 | 0 | 0 | 2.0172 | 0 | 2.8581 | 2.8581 | 1.1099 | 23.6864 | 1.3567 | 3.3824 | 0 | 0.033193 | 0 | 0.78408 | 0.19745 | 0 | 5.6027 | 20.4499 | -0.34949 | 0 | 0.5984 | 0 | 1.8521 | 0.158
2025_02_09 Hr 08 | 0.045117 | 0 | 0 | 0.11063 | 0.10908 | 0.11164 | 0.11552 | 0.11628 | 0.11848 | 0 | 0 | 0.0031592 | 0.6 | 0.045068 | 1.4928 | 1.4928 | 6.2544 | 0.41857 | 0.003788 | 0.0058432 | 0.0073552 | 0 | 0 | 0.074695 | 0.014972 | 0.81866 | 0.27222 | 5.6845 | 2.2791 | 0.68623 | 0.59632 | 0.89806 | 0 | 0 | 0 | 0 | -33.4309 | 0.062055 | 0 | 0 | 0 | -0.33591 | 0 | 0 | 0 | 0 | 0 | 0 | 0 | 0 | 4.1088 | 0 | 0 | 0 | 2.0172 | 0 | 2.9226 | 2.9226 | 0.90096 | 23.6469 | 1.3567 | 3.3824 | 0 | 0.033193 | -0.045117 | 0.78408 | 0.19745 | 0 | 9.8609 | 20.0259 | -0.38102 | 0 | 0.5984 | 0 | 1.8521 | 0.15903
2025_02_09 Hr 09 | 0.24927 | 0 | 0 | 0.11063 | 0.10908 | 0.11164 | 0.11552 | 0.11628 | 0.11848 | 0 | 0 | 0.0031592 | 0.63 | 0.04533 | 1.4928 | 1.4928 | 6.2544 | 0.41857 | 0.003788 | 0.0058432 | 0.0073552 | 0 | 0 | 0.074695 | 0.014972 | 0.62829 | 0.27222 | 5.6845 | 2.2791 | 0.68623 | 0.59632 | 0.89806 | 0 | 0 | 0 | 0 | -33.4537 | 0.062055 | 0 | 0 | 0 | -0.32169 | 0 | 0 | 0 | 0 | 0 | 0 | 0 | 0 | 3.833 | 0 | 0 | 0 | 2.0172 | 0 | 2.8825 | 2.8825 | 0.80956 | 23.3764 | 1.3567 | 3.3824 | 0 | 0.033193 | -0.24927 | 0.78408 | 0.19745 | 0 | 9.246 | 19.8943 | -0.57095 | 0 | 0.5984 | 0 | 1.8521 | 0.16028
2025_02_09 Hr 10 | 0.24912 | 1.992e-05 | 0 | 0.11063 | 0.10908 | 0.11164 | 0.11552 | 0.11628 | 0.11848 | 0 | 0 | 0.0031592 | 0.45 | 0.032809 | 1.4928 | 1.4928 | 6.2544 | 0.41857 | 0.003788 | 0.0058432 | 0.0073552 | 0 | 0 | 0.074695 | 0.014972 | 0.86172 | 0.27222 | 5.6845 | 2.2791 | 0.68623 | 0.59632 | 0.89806 | 0 | 0 | 0 | 0 | -33.4696 | 0.062055 | 0 | 0 | 0 | -0.32599 | 0 | 0 | 0 | 0 | 0 | 0 | 0 | 0 | 3.0126 | 0 | 0 | 0 | 2.0172 | 0 | 2.9011 | 2.9011 | 0.60064 | 23.647 | 1.3567 | 3.3824 | 0 | 0.033193 | -0.24912 | 0.78408 | 0.19745 | 0 | 8.2749 | 18.6726 | -0.57512 | 0 | 0.5984 | 0 | 1.8521 | 0.16046
2025_02_09 Hr 11 | 0.40859 | 0.00010173 | 0 | 0.11063 | 0.10908 | 0.11164 | 0.11552 | 0.11628 | 0.11848 | 0 | 0 | 0.0031592 | 0.36 | 0.023253 | 1.4928 | 1.4928 | 6.2544 | 0.41857 | 0.003788 | 0.0058432 | 0.0073552 | 0 | 0 | 0.074695 | 0.014972 | 0.79699 | 0.27222 | 5.6845 | 2.2791 | 0.68623 | 0.59632 | 0.89806 | 0 | 0 | 0 | 0 | -29.451 | 0.062055 | 0 | 0 | 0 | -0.28856 | 0 | 0 | 0 | 0 | 0 | 0 | 0 | 0 | 2.3303 | 0 | 0 | 0 | 2.0172 | 0 | 2.9284 | 2.9284 | 0.36125 | 23.6369 | 1.3567 | 3.3824 | 0 | 0.033193 | -0.40859 | 0.78408 | 0.19745 | 0 | 11.2995 | 17.8108 | -0.69715 | 0 | 0.5984 | 0 | 1.8521 | 0.16044
2025_02_09 Hr 12 | 0.38643 | 0.00014813 | 0 | 0.11063 | 0.10908 | 0.11164 | 0.11552 | 0.11628 | 0.11848 | 0 | 0 | 0.0031592 | 0.27 | 0.015362 | 1.4928 | 1.4928 | 6.2544 | 0.41857 | 0.003788 | 0.0058432 | 0.0073552 | 0 | 0 | 0.074695 | 0.014972 | 0.55017 | 0 | 5.6845 | 2.2791 | 0.68623 | 0.59632 | 0.89806 | 0 | 0 | 0 | 0 | -23.0009 | 0.062055 | 0 | 0 | 0 | -0.25393 | 0 | 0 | 0 | 0 | 0 | 0 | 0 | 0 | 1.9891 | 0 | 0 | 0 | 2.0172 | 0 | 2.9499 | 2.9499 | 0.23939 | 23.1608 | 1.3567 | 3.3824 | 0 | 0.033193 | -0.38643 | 0.78408 | 0.19745 | 0 | 16.7469 | 17.2273 | -0.64037 | 0 | 0.5984 | 0 | 1.8521 | 0.16003
2025_02_09 Hr 13 | 0.36377 | 0.00053707 | 0 | 0.11063 | 0.10908 | 0.11164 | 0.11552 | 0.11628 | 0.11848 | 0 | 0 | 0.0031592 | 0.24 | 0.015132 | 1.4928 | 1.4928 | 6.2544 | 0.41857 | 0.003788 | 0.0058432 | 0.0073552 | 0 | 0 | 0.074695 | 0.014972 | 0.58858 | 0 | 5.6845 | 2.2791 | 0.68623 | 0.59632 | 0.89806 | 0 | 0 | 0 | 0 | -26.1414 | 0.062055 | 0 | 0 | 0 | -0.28163 | 0 | 0 | 0 | 0 | 0 | 0 | 0 | 0 | 2.1923 | 0 | 0 | 0 | 2.0172 | 0 | 2.9499 | 2.9499 | 0.39172 | 23.1992 | 1.3567 | 3.3824 | 0 | 0.033193 | -0.36377 | 0.78408 | 0.19745 | 0 | 13.9424 | 17.53 | -0.6454 | 0 | 0.5984 | 0 | 1.8521 | 0.15963
2025_02_09 Hr 14 | 0.22653 | 0.00068671 | 0 | 0.11063 | 0.10908 | 0.11164 | 0.11552 | 0.11628 | 0.11848 | 0 | 0 | 0.0031592 | 0.3 | 0.01963 | 1.4928 | 1.4928 | 6.2544 | 0.41857 | 0.003788 | 0.0058432 | 0.0073552 | 0 | 0 | 0.074695 | 0.014972 | 0.60869 | 0 | 5.6845 | 2.2791 | 0.68623 | 0.59632 | 0.89806 | 0 | 0 | 0 | 0 | -25.8416 | 0.062055 | 0 | 0 | 0 | -0.29235 | 0 | 0 | 0 | 0 | 0 | 0 | 0 | 0 | 1.9891 | 0 | 0 | 0 | 2.0172 | 0 | 2.8209 | 2.8209 | 0.33079 | 22.9614 | 1.3567 | 3.3824 | 0 | 0.033193 | -0.22653 | 0.78408 | 0.19745 | 0 | 13.7934 | 17.1925 | -0.51888 | 0 | 0.5984 | 0 | 1.8521 | 0.15892
2025_02_09 Hr 15 | 0.067929 | 0.00066144 | 0 | 0.11063 | 0.10908 | 0.11164 | 0.11552 | 0.11628 | 0.11848 | 0 | 0 | 0.0031592 | 0.39 | 0.030808 | 1.4677 | 1.4677 | 5.744 | 0.1744 | 0.003788 | 0.0058432 | 0.0073552 | 0 | 0 | 0.074695 | 0.014972 | 0.84984 | 0 | 5.2806 | 2.2791 | 0.28593 | 0.54612 | 0.89806 | 0 | 0 | 0 | 0 | -29.1275 | 0.062055 | 0 | 0 | 0 | -0.35338 | 0 | 0 | 0 | 0 | 0 | 0 | 0 | 0 | 2.0544 | 0 | 0 | 0 | 2.0172 | 0 | 2.61 | 2.61 | 0.4483 | 21.1717 | 1.3567 | 3.3824 | 0 | 0.033193 | -0.067929 | 0.78408 | 0.19745 | 0 | 8.8906 | 17.2677 | -0.42131 | 0 | 0.5984 | 0 | 1.8521 | 0.15888
2025_02_09 Hr 16 | 0.1586 | 0.00056768 | 0 | 0.11063 | 0.10908 | 0.11164 | 0.11552 | 0.11628 | 0.11848 | 0 | 0 | 0.0031592 | 0.39 | 0.026801 | 1.4771 | 1.4771 | 6.0417 | 0.31393 | 0.003788 | 0.0058432 | 0.0073552 | 0 | 0 | 0.074695 | 0.014972 | 1.091 | 0.42186 | 5.5162 | 2.2791 | 0.45748 | 0.5754 | 0.89806 | 0 | 0 | 0 | 0 | -32.2089 | 0.062055 | 0 | 0 | 0 | -0.30714 | 0 | 0 | 0 | 0 | 0 | 0 | 0 | 0 | 1.8511 | 0 | 0 | 0 | 2.0172 | 0 | 2.7477 | 2.7477 | 0.33079 | 22.8238 | 1.3567 | 3.3824 | 0 | 0.033193 | -0.1586 | 0.78408 | 0.19745 | 0 | 7.2127 | 17.0635 | -0.46574 | 0 | 0.5984 | 0 | 1.8521 | 0.15966
2025_02_09 Hr 17 | 0.02274 | 0.00021592 | 0 | 0.11063 | 0.10908 | 0.11164 | 0.11552 | 0.11628 | 0.11848 | 0 | 0 | 0.0031592 | 0.33 | 0.019531 | 1.4928 | 1.4928 | 6.2544 | 0.41857 | 0.003788 | 0.0058432 | 0.0073552 | 0 | 0 | 0.074695 | 0.014972 | 1.2193 | 0.27222 | 5.6845 | 2.2791 | 0.68623 | 0.59632 | 0.89806 | 0 | 0 | 0 | 0 | -33.9398 | 0.062055 | 0 | 0 | 0 | -0.26424 | 0 | 0 | 0 | 0 | 0 | 0 | 0 | 0 | 1.8511 | 0 | 0 | 0 | 2.0172 | 0 | 2.9499 | 2.9499 | 0.63111 | 24.1022 | 1.3567 | 3.3824 | 0 | 0.033193 | -0.02274 | 0.78408 | 0.19745 | 0 | 7.0578 | 17.1824 | -0.28698 | 0 | 0.5984 | 0 | 1.8521 | 0.16078
2025_02_09 Hr 18 | 0 | 9.9986e-06 | 0 | 0.11063 | 0.10908 | 0.11164 | 0.11552 | 0.11628 | 0.11848 | 0 | 0 | 0.0031592 | 0.27 | 0.018664 | 1.4928 | 1.4928 | 6.2544 | 0.41857 | 0.003788 | 0.0058432 | 0.0073552 | 0 | 0 | 0.074695 | 0.014972 | 1.2796 | 0.27222 | 5.6845 | 2.2791 | 0.68623 | 0.59632 | 0.89806 | 0 | 0 | 0 | 0 | -41.5247 | 0.062055 | 0 | 0 | 0 | -0.30897 | 0 | 0 | 0 | 0 | 0 | 0 | 0 | 0 | 1.8511 | 0 | 0 | 0 | 2.0172 | 0 | 2.9499 | 2.9499 | 0.66157 | 24.1624 | 1.3567 | 3.3824 | 0 | 0.033193 | 0 | 0.78408 | 0.19745 | 0 | -0.54088 | 17.1303 | -0.30897 | 0 | 0.5984 | 0 | 1.8521 | 0.162
2025_02_09 Hr 19 | 0 | 0 | 0 | 0.11063 | 0.10908 | 0.11164 | 0.11552 | 0.11628 | 0.11848 | 0 | 0 | 0.0031592 | 0.24 | 0.016516 | 1.4928 | 1.4928 | 6.2544 | 0.41857 | 0.003788 | 0.0058432 | 0.0073552 | 0 | 0 | 0.074695 | 0.014972 | 1.2796 | 0.27222 | 5.6845 | 2.2791 | 0.68623 | 0.59632 | 0.89806 | 0 | 0 | 0 | 0 | -41.5226 | 0.062055 | 0 | 0 | 0 | -0.30758 | 0 | 0 | 0 | 0 | 0 | 0 | 0 | 0 | 2.0544 | 0 | 0 | 0 | 2.0172 | 0 | 2.9499 | 2.9499 | 0.77909 | 24.1624 | 1.3567 | 3.3824 | 0 | 0.033193 | 0 | 0.78408 | 0.19745 | 0 | -0.24865 | 17.419 | -0.30758 | 0 | 0.5984 | 0 | 1.8521 | 0.16213
2025_02_09 Hr 20 | 0 | 0 | 0 | 0.11063 | 0.10908 | 0.11164 | 0.11552 | 0.11628 | 0.11848 | 0 | 0 | 0.0031592 | 0.24 | 0.014762 | 1.4928 | 1.4928 | 6.2544 | 0.41857 | 0.003788 | 0.0058432 | 0.0073552 | 0 | 0 | 0.074695 | 0.014972 | 1.2796 | 0 | 5.6845 | 2.2791 | 0.68623 | 0.59632 | 0.89806 | 0 | 0 | 0 | 0 | -34.4158 | 0.062055 | 0 | 0 | 0 | -0.27469 | 0 | 0 | 0 | 0 | 0 | 0 | 0 | 0 | 2.5335 | 0 | 0 | 0 | 2.0172 | 0 | 2.9499 | 2.9499 | 0.60064 | 23.8902 | 1.3567 | 3.3824 | 0 | 0.033193 | 0 | 0.78408 | 0.19745 | 0 | 6.9171 | 17.7174 | -0.27469 | 0 | 0.5984 | 0 | 1.8521 | 0.16153
2025_02_09 Hr 21 | 0 | 0 | 0 | 0.11063 | 0.10908 | 0.11164 | 0.11552 | 0.11628 | 0.11848 | 0 | 0 | 0.0031592 | 0.21 | 0.011252 | 1.4928 | 1.4928 | 6.2544 | 0.41857 | 0.003788 | 0.0058432 | 0.0073552 | 0 | 0 | 0.074695 | 0.014972 | 0.87715 | 0 | 5.6845 | 2.2791 | 0.68623 | 0.59632 | 0.89806 | 0 | 0 | 0 | 0 | -24.7837 | 0.062055 | 0 | 0 | 0 | -0.23902 | 0 | 0 | 0 | 0 | 0 | 0 | 0 | 0 | 2.3303 | 0 | 0 | 0 | 2.0172 | 0 | 2.9499 | 2.9499 | 0.5397 | 23.4878 | 1.3567 | 3.3824 | 0 | 0.033193 | 0 | 0.78408 | 0.19745 | 0 | 15.8833 | 17.4182 | -0.23902 | 0 | 0.5984 | 0 | 1.8521 | 0.1601
2025_02_09 Hr 22 | 0 | 0 | 0 | 0.11063 | 0.10908 | 0.11164 | 0.11552 | 0.11628 | 0.11848 | 0 | 0 | 0.0031592 | 0.09 | 0.0053439 | 1.4928 | 1.4928 | 6.2544 | 0.41857 | 0.003788 | 0.0058432 | 0.0073552 | 0 | 0 | 0.074695 | 0.014972 | 0 | 0 | 5.6845 | 2.2791 | 0.68623 | 0.59632 | 0.89806 | 0 | 0 | 0 | 0 | -20.7345 | 0.062055 | 0 | 0.03499 | 0 | -0.2651 | 0 | 0 | 0 | 0 | 0 | 0 | 0 | 0 | 2.4682 | 0 | 0 | 0 | 2.0172 | 0 | 2.9499 | 2.9499 | 0.47877 | 22.6106 | 1.3567 | 3.3824 | 0 | 0.033193 | 0 | 0.78408 | 0.19745 | 0 | 18.9786 | 17.3676 | -0.2651 | 0 | 0.5984 | 0 | 1.8521 | 0.15842
2025_02_09 Hr 23 | 0 | 0 | 0 | 0.11063 | 0.10908 | 0.11164 | 0.11552 | 0.11628 | 0.11848 | 0 | 0 | 0.0031592 | 0.06 | 0.004205 | 1.4928 | 1.4928 | 6.3028 | 0.41912 | 0.003788 | 0.0058432 | 0.0073552 | 0 | 0 | 0.074695 | 0.014972 | 0 | 0 | 5.7135 | 2.2791 | 0.68623 | 0.60107 | 0.89806 | 0 | 0 | 0 | 0 | -26.032 | 0.062055 | 0 | 0.041299 | 0 | -0.31327 | 0 | 0 | 0 | 0 | 0 | 0 | 0 | 0 | 2.5335 | 0 | 0 | 0 | 2.0172 | 0 | 2.9725 | 2.9725 | 0.36125 | 22.734 | 1.3567 | 3.3824 | 0 | 0.033193 | 0 | 0.78408 | 0.19745 | 0 | 13.6762 | 17.2875 | -0.31327 | 0 | 0.5984 | 0 | 1.8521 | 0.15689
2025_02_09 Hr 24 | 0 | 0 | 0 | 0.11063 | 0.10908 | 0.11164 | 0.11552 | 0.11628 | 0.11848 | 0 | 0 | 0.0031592 | 0.06 | 0.0038852 | 1.4928 | 1.4928 | 6.3028 | 0.41912 | 0.003788 | 0.0058432 | 0.0073552 | 0 | 0 | 0.074695 | 0.014972 | 0 | 0 | 5.7135 | 2.2791 | 0.68623 | 0.60107 | 0.89806 | 0 | 0 | 0 | 0 | -24.3333 | 0.062055 | 0 | 0.038159 | 0 | -0.28929 | 0 | 0 | 0 | 0 | 0 | 0 | 0 | 0 | 2.5335 | 0 | 0 | 0 | 2.0172 | 0 | 2.9725 | 2.9725 | 0.39172 | 22.734 | 1.3567 | 3.3824 | 0 | 0.033193 | 0 | 0.78408 | 0.19745 | 0 | 15.4277 | 17.3163 | -0.28929 | 0 | 0.5984 | 0 | 1.8521 | 0.15553
2025_02_10 Hr 01 | 0 | 0 | 0 | 0.11063 | 0.10908 | 0.11164 | 0.11552 | 0.11628 | 0.11848 | 0 | 0 | 0.0031592 | 0.06 | 0.0034934 | 1.4928 | 1.4928 | 6.3028 | 0.41912 | 0.003788 | 0.0058432 | 0.0073552 | 0 | 0 | 0.074695 | 0.014972 | 0 | 0 | 5.7135 | 2.2791 | 0 | 0.60107 | 0.89806 | 0 | 0 | 0 | 0 | -23.4353 | 0.062055 | 0 | 0.03431 | 0 | -0.25991 | 0 | 0 | 0 | 0 | 0 | 0 | 0 | 0 | 2.5989 | 0 | 0 | 0 | 2.0172 | 0 | 2.9725 | 2.9725 | 0.47877 | 22.0477 | 1.3567 | 3.3824 | 0 | 0.033193 | 0 | 0.78408 | 0.19745 | 0 | 15.8203 | 17.4677 | -0.25991 | 0 | 0.5984 | 0 | 1.8521 | 0.15494
2025_02_10 Hr 02 | 0 | 0 | 0 | 0.11063 | 0.10908 | 0.11164 | 0.11552 | 0.11628 | 0.11848 | 0 | 0 | 0.0031592 | 0.18 | 0.0093016 | 1.4928 | 1.4928 | 6.3028 | 0.41912 | 0.003788 | 0.0058432 | 0.0073552 | 0 | 0 | 0.074695 | 0.014972 | 0 | 0 | 5.7135 | 2.2791 | 0 | 0.60107 | 0.89806 | 0 | 0 | 0 | 0 | -22.1172 | 0.062055 | 0 | 0.030452 | 0 | -0.23044 | 0 | 0 | 0 | 0 | 0 | 0 | 0 | 0 | 2.3303 | 0 | 0 | 0 | 2.0172 | 0 | 2.9725 | 2.9725 | 0.87049 | 22.0477 | 1.3567 | 3.3824 | 0 | 0.033193 | 0 | 0.78408 | 0.19745 | 0 | 17.4167 | 17.7167 | -0.23044 | 0 | 0.5984 | 0 | 1.8521 | 0.15496
2025_02_10 Hr 03 | 0 | 0 | 0 | 0.11063 | 0.10908 | 0.11164 | 0.11552 | 0.11628 | 0 | 0 | 0 | 0.0031592 | 0.21 | 0.011062 | 1.4928 | 1.4928 | 6.3028 | 0.41912 | 0.003788 | 0.0058432 | 0.0073552 | 0 | 0 | 0.074695 | 0.014972 | 0 | 0 | 5.7135 | 2.2791 | 0 | 0.60107 | 0.89806 | 0 | 0 | 0 | 0 | -23.5373 | 0.062055 | 0 | 0.031605 | 0 | -0.23494 | 0 | 0 | 0 | 0 | 0 | 0 | 0 | 0 | 2.3303 | 0 | 0 | 0 | 2.0172 | 0 | 2.9725 | 2.9725 | 1.4407 | 21.9292 | 1.3567 | 3.3824 | 0 | 0.033193 | 0 | 0.78408 | 0.19745 | 0 | 16.4753 | 18.3183 | -0.23494 | 0 | 0.5984 | 0 | 1.8521 | 0.1547
2025_02_10 Hr 04 | 0 | 0 | 0 | 0.11063 | 0.10908 | 0.11164 | 0.11552 | 0.11628 | 0 | 0 | 0 | 0.0031592 | 0.3 | 0.015466 | 1.4928 | 1.4928 | 6.3028 | 0.41912 | 0.003788 | 0.0058432 | 0.0073552 | 0 | 0 | 0.074695 | 0.014972 | 0 | 0 | 5.7135 | 2.2791 | 0 | 0.60107 | 0.89806 | 0 | 0 | 0 | 0 | -23.8325 | 0.062055 | 0 | 0.030932 | 0 | -0.22989 | 0 | 0 | 0 | 0 | 0 | 0 | 0 | 0 | 2.2577 | 0 | 0 | 0 | 2.0172 | 0 | 2.9725 | 2.9725 | 1.8324 | 21.9292 | 1.3567 | 3.3824 | 0 | 0.033193 | 0 | 0.78408 | 0.19745 | 0 | 16.5991 | 18.7322 | -0.22989 | 0 | 0.5984 | 0 | 1.8521 | 0.15503
2025_02_10 Hr 05 | 0 | 0 | 0 | 0.11063 | 0.10908 | 0.11164 | 0.11552 | 0.11628 | 0 | 0 | 0 | 0.0031592 | 0.27 | 0.015207 | 1.4928 | 1.4928 | 6.3028 | 0.41912 | 0.003788 | 0.0058432 | 0.0073552 | 0 | 0 | 0.074695 | 0.014972 | 0 | 0 | 5.7135 | 2.2791 | 0.68623 | 0.60107 | 0.89806 | 0 | 0 | 0 | 0 | -26.7227 | 0.062055 | 0 | 0.033793 | 0 | -0.25135 | 0 | 0 | 0 | 0 | 0 | 0 | 0 | 0 | 2.5335 | 0 | 0 | 0 | 2.0172 | 0 | 2.9725 | 2.9725 | 1.9804 | 22.6155 | 1.3567 | 3.3824 | 0 | 0.033193 | 0 | 0.78408 | 0.19745 | 0 | 14.7677 | 19.1262 | -0.25135 | 0 | 0.5984 | 0 | 1.8521 | 0.1555
2025_02_10 Hr 06 | 0 | 0 | 0 | 0.11063 | 0.10908 | 0.11164 | 0.11552 | 0.11628 | 0 | 0 | 0 | 0.0031592 | 0.33 | 0.019147 | 1.4928 | 1.4928 | 6.3028 | 0.41912 | 0.003788 | 0.0058432 | 0.0073552 | 0 | 0 | 0.074695 | 0.014972 | 0 | 0 | 5.7135 | 2.2791 | 0.68623 | 0.60107 | 0.89806 | 0 | 0 | 0 | 0 | -27.2802 | 0.062055 | 0 | 0.034813 | 0 | -0.259 | 0 | 0 | 0 | 0 | 0 | 0 | 0 | 0 | 2.6715 | 0 | 0 | 0 | 2.0172 | 0 | 2.9725 | 2.9725 | 1.8019 | 22.6155 | 1.3567 | 3.3824 | 0 | 0.033193 | 0 | 0.78408 | 0.19745 | 0 | 14.2281 | 19.1518 | -0.259 | 0 | 0.5984 | 0 | 1.8521 | 0.15766
2025_02_10 Hr 07 | 0 | 0 | 0 | 0.11063 | 0.10908 | 0.11164 | 0.11552 | 0.11628 | 0.11848 | 0 | 0 | 0.0031592 | 0.39 | 0.015701 | 1.4928 | 1.4928 | 6.2544 | 0.34881 | 0.003788 | 0.0058432 | 0.0073552 | 0 | 0 | 0.074695 | 0.014972 | 0 | 0 | 5.6845 | 2.2791 | 0.57186 | 0.59632 | 0.89806 | 0 | 0 | 0 | 0 | -17.4339 | 0.062055 | 0 | 0.023724 | 0 | -0.17906 | 0 | 0 | 0 | 0 | 0 | 0 | 0 | 0 | 3.0126 | 0 | 0 | 0 | 2.0172 | 0 | 2.7663 | 2.7663 | 1.6191 | 22.0593 | 1.3567 | 3.3824 | 0 | 0.033193 | 0 | 0.78408 | 0.19745 | 0 | 23.8106 | 19.3642 | -0.17906 | 0 | 0.5984 | 0 | 1.8521 | 0.15987
2025_02_10 Hr 08 | 0.045117 | 0 | 0 | 0.11063 | 0.10908 | 0.11164 | 0.11552 | 0.11628 | 0.11848 | 0 | 0 | 0.0031592 | 0.39 | 0.015409 | 1.4928 | 1.4928 | 6.0689 | 0.34881 | 0.003788 | 0.0058432 | 0.0073552 | 0 | 0 | 0.074695 | 0.014972 | 0 | 0 | 5.5645 | 2.2791 | 0.57186 | 0.58141 | 0.89806 | 0 | 0 | 0 | 0 | -16.3053 | 0.062055 | 0 | 0.023282 | 0 | -0.17569 | 0 | 0 | 0 | 0 | 0 | 0 | 0 | 0 | 3.2159 | 0 | 0 | 0 | 2.0172 | 0 | 2.6931 | 2.6931 | 1.6191 | 21.6075 | 1.3567 | 3.3824 | 0 | 0.033193 | -0.045117 | 0.78408 | 0.19745 | 0 | 24.6802 | 19.5987 | -0.22081 | 0 | 0.5984 | 0 | 1.8521 | 0.16119
2025_02_10 Hr 09 | 0.31807 | 0 | 0 | 0.11063 | 0.10908 | 0.11164 | 0.11552 | 0.11628 | 0.11848 | 0 | 0 | 0.0031592 | 0.33 | 0.01253 | 1.4928 | 1.4928 | 5.3034 | 0.41856 | 0.003788 | 0.0058432 | 0.0073552 | 0 | 0 | 0.074695 | 0.014972 | 0 | 0 | 5.102 | 2.2791 | 0.68622 | 0.52392 | 0.89806 | 0 | 0 | 0 | 0 | -11.7036 | 0.062055 | 0 | 0.022375 | 0 | -0.16877 | 0 | 0 | 0 | 0 | 0 | 0 | 0 | 0 | 3.1506 | 0 | 0 | 0 | 2.0172 | 0 | 2.8552 | 2.8552 | 1.2927 | 20.8877 | 1.3567 | 3.3824 | 0 | 0.033193 | -0.31807 | 0.78408 | 0.19745 | 0 | 28.0566 | 19.3593 | -0.48684 | 0 | 0.5984 | 0 | 1.8521 | 0.16093
2025_02_10 Hr 10 | 0.40874 | 2.165e-06 | 0 | 0 | 0.10908 | 0 | 0 | 0 | 0.11848 | 0 | 0 | 0.0031592 | 0.33 | 0.014818 | 1.4928 | 1.4928 | 6.2544 | 0.41857 | 0.003788 | 0.0058432 | 0.0073552 | 0 | 0 | 0.074695 | 0.014972 | 0 | 0 | 5.6845 | 2.2791 | 0.68623 | 0.59632 | 0.89806 | 0 | 0 | 0 | 0 | -16.9099 | 0.062055 | 0 | 0.028385 | 0 | -0.19996 | 0 | 0 | 0 | 0 | 0 | 0 | 0 | 0 | 2.5989 | 0 | 0 | 0 | 2.0172 | 0 | 2.8308 | 2.8308 | 0.96189 | 21.9184 | 1.3567 | 3.3824 | 0 | 0.033193 | -0.40874 | 0.78408 | 0.19745 | 0 | 23.0417 | 18.6419 | -0.6087 | 0 | 0.5984 | 0 | 1.8521 | 0.16067
2025_02_10 Hr 11 | 0.45429 | 1.1955e-05 | 0 | 0 | 0 | 0 | 0 | 0 | 0 | 0 | 0 | 0.0031592 | 0.48 | 0.019837 | 1.4928 | 1.4928 | 6.2544 | 0.41857 | 0.003788 | 0.0058432 | 0.0073552 | 0 | 0 | 0.074695 | 0.014972 | 0 | 0 | 5.6845 | 2.2791 | 0.68623 | 0.59632 | 0.89806 | 0 | 0 | 0 | 0 | -14.3058 | 0.062055 | 0 | 0.02701 | 0 | -0.18387 | 0 | 0 | 0 | 0 | 0 | 0 | 0 | 0 | 2.2577 | 0 | 0 | 0 | 2.0172 | 0 | 2.7849 | 2.7849 | 1.0794 | 21.5991 | 1.3567 | 3.3824 | 0 | 0.033193 | -0.45429 | 0.78408 | 0.19745 | 0 | 25.2734 | 18.6182 | -0.63816 | 0 | 0.5984 | 0 | 1.8521 | 0.16013
2025_02_10 Hr 12 | 0.43155 | 2.2074e-05 | 0 | 0 | 0 | 0 | 0 | 0 | 0 | 0 | 0 | 0.0031592 | 0.63 | 0.027041 | 1.4928 | 1.4928 | 6.2544 | 0.41857 | 0.003788 | 0.0058432 | 0.0073552 | 0 | 0 | 0.074695 | 0.014972 | 0 | 0 | 5.6845 | 2.2791 | 0.68623 | 0.59632 | 0.89806 | 0 | 0 | 0 | 0 | -13.9272 | 0.062055 | 0 | 0.028053 | 0 | -0.19105 | 0 | 0 | 0 | 0 | 0 | 0 | 0 | 0 | 2.4682 | 0 | 0 | 0 | 2.0172 | 0 | 2.7907 | 2.7907 | 1.1403 | 21.6107 | 1.3567 | 3.3824 | 0 | 0.033193 | -0.43155 | 0.78408 | 0.19745 | 0 | 26.0843 | 19.0235 | -0.6226 | 0 | 0.5984 | 0 | 1.8521 | 0.15941
2025_02_10 Hr 13 | 0.45429 | 3.3726e-05 | 0 | 0 | 0 | 0 | 0 | 0 | 0 | 0 | 0 | 0.0031592 | 0.93 | 0.036823 | 1.4928 | 1.4928 | 6.2544 | 0.41857 | 0.003788 | 0.0058432 | 0.0073552 | 0 | 0 | 0.074695 | 0.014972 | 0 | 0 | 5.6845 | 2.2791 | 0.62904 | 0.59632 | 0.89806 | 0 | 0 | 0 | 0 | -10.8896 | 0.062055 | 0 | 0.025878 | 0 | -0.17608 | 0 | 0 | 0 | 0 | 0 | 0 | 0 | 0 | 1.5753 | 0 | 0 | 0 | 2.0172 | 0 | 2.7018 | 2.7018 | 1.1099 | 21.3757 | 1.3567 | 3.3824 | 0 | 0.033193 | -0.45429 | 0.78408 | 0.19745 | 0 | 28.2878 | 18.4321 | -0.63037 | 0 | 0.5984 | 0 | 1.8521 | 0.15886
2025_02_10 Hr 14 | 0.43155 | 4.3147e-05 | 0 | 0 | 0 | 0 | 0 | 0 | 0 | 0 | 0 | 0.0031592 | 0.93 | 0.039631 | 1.4928 | 1.4928 | 6.2544 | 0.41857 | 0.003788 | 0.0058432 | 0.0073552 | 0 | 0 | 0.074695 | 0.014972 | 0 | 0 | 5.6845 | 2.2791 | 0.68623 | 0.59632 | 0.89806 | 0 | 0 | 0 | 0 | -10.9533 | 0.062055 | 0 | 0.027851 | 0 | -0.18966 | 0 | 0 | 0 | 0 | 0 | 0 | 0 | 0 | 1.51 | 0 | 0 | 0 | 2.0172 | 0 | 2.7849 | 2.7849 | 1.0794 | 21.5991 | 1.3567 | 3.3824 | 0 | 0.033193 | -0.43155 | 0.78408 | 0.19745 | 0 | 28.341 | 18.3164 | -0.62121 | 0 | 0.5984 | 0 | 1.8521 | 0.15887
2025_02_10 Hr 15 | 0.47718 | 2.5093e-05 | 0 | 0.027657 | 0.027269 | 0.027909 | 0.02888 | 0.02907 | 0.029621 | 0 | 0 | 0.0031592 | 0.99 | 0.042937 | 1.4928 | 1.4928 | 6.0417 | 0.24416 | 0.003788 | 0.0058432 | 0.0073552 | 0 | 0 | 0.074695 | 0.014972 | 0 | 0 | 5.6396 | 2.2791 | 0.4003 | 0.59074 | 0.89806 | 0 | 0 | 0 | 0 | -11.9238 | 0.062055 | 0 | 0.0272 | 0 | -0.19307 | 0 | 0 | 0 | 0 | 0 | 0 | 0 | 0 | 1.372 | 0 | 0 | 0 | 2.0172 | 0 | 2.739 | 2.739 | 0.99236 | 20.9598 | 1.3567 | 3.3824 | 0 | 0.033193 | -0.47718 | 0.78408 | 0.19745 | 0 | 26.5604 | 18.1947 | -0.67024 | 0 | 0.5984 | 0 | 1.8521 | 0.15882
2025_02_10 Hr 16 | 0.34081 | 1.03e-05 | 0 | 0.02767 | 0.027269 | 0.027909 | 0.02888 | 0.02907 | 0.029621 | 0 | 0 | 0.0031592 | 1.26 | 0.050469 | 1.4928 | 1.4928 | 6.0417 | 0.27905 | 0.003788 | 0.0058432 | 0.0073552 | 0 | 0 | 0.074695 | 0.014972 | 0 | 0 | 5.5723 | 2.2791 | 0.45748 | 0.58237 | 0.89806 | 0 | 0 | 0 | 0 | -11.3922 | 0.062055 | 0 | 0.025075 | 0 | -0.17815 | 0 | 0 | 0 | 0 | 0 | 0 | 0 | 0 | 1.1615 | 0 | 0 | 0 | 2.0172 | 0 | 2.6931 | 2.6931 | 0.33079 | 20.8928 | 1.3567 | 3.3824 | 0 | 0.033193 | -0.34081 | 0.78408 | 0.19745 | 0 | 26.4369 | 17.4552 | -0.51896 | 0 | 0.5984 | 0 | 1.8521 | 0.1587
2025_02_10 Hr 17 | 0.22653 | 6.7668e-07 | 0 | 0.11063 | 0.10908 | 0.11164 | 0.11552 | 0.11628 | 0.11848 | 0 | 0 | 0.0031592 | 1.59 | 0.066947 | 1.4928 | 1.4928 | 6.2544 | 0.41857 | 0.003788 | 0.0058432 | 0.0073552 | 0 | 0 | 0.074695 | 0.014972 | 0 | 0 | 5.6845 | 2.2791 | 0.68623 | 0.59632 | 0.89806 | 0 | 0 | 0 | 0 | -13.6038 | 0.062055 | 0 | 0.024812 | 0 | -0.18737 | 0 | 0 | 0 | 0 | 0 | 0 | 0 | 0 | 1.1615 | 0 | 0 | 0 | 2.0172 | 0 | 2.7936 | 2.7936 | 0.12187 | 22.2981 | 1.3567 | 3.3824 | 0 | 0.033193 | -0.22653 | 0.78408 | 0.19745 | 0 | 25.7737 | 17.4933 | -0.4139 | 0 | 0.5984 | 0 | 1.8521 | 0.15957
2025_02_10 Hr 18 | 0 | 0 | 0 | 0.11063 | 0.10908 | 0.11164 | 0.11552 | 0.11628 | 0.11848 | 0 | 0 | 0.0031592 | 1.44 | 0.07702 | 1.4928 | 1.4928 | 6.2544 | 0.41857 | 0.003788 | 0.0058432 | 0.0073552 | 0 | 0 | 0.074695 | 0.014972 | 0 | 0 | 5.6845 | 2.2791 | 0.68623 | 0.59632 | 0.89806 | 0 | 0 | 0 | 0 | -18.201 | 0.062055 | 0 | 0.031519 | 0 | -0.23859 | 0 | 0 | 0 | 0 | 0 | 0 | 0 | 0 | 1.9891 | 0 | 0 | 0 | 2.0172 | 0 | 2.9499 | 2.9499 | 0.20892 | 22.6106 | 1.3567 | 3.3824 | 0 | 0.033193 | 0 | 0.78408 | 0.19745 | 0 | 22.214 | 18.0429 | -0.23859 | 0 | 0.5984 | 0 | 1.8521 | 0.16099
2025_02_10 Hr 19 | 0 | 0 | 0 | 0.11063 | 0.10908 | 0.11164 | 0.11552 | 0.11628 | 0.11848 | 0 | 0 | 0.0031592 | 1.83 | 0.096995 | 1.4928 | 1.4928 | 6.2544 | 0.41857 | 0.003788 | 0.0058432 | 0.0073552 | 0 | 0 | 0.074695 | 0.014972 | 0 | 0 | 5.6845 | 2.2791 | 0.68623 | 0.59632 | 0.89806 | 0 | 0 | 0 | 0 | -19.152 | 0.062055 | 0 | 0.031234 | 0 | -0.23641 | 0 | 0 | 0 | 0 | 0 | 0 | 0 | 0 | 2.2577 | 0 | 0 | 0 | 2.0172 | 0 | 2.9499 | 2.9499 | 0.33079 | 22.6106 | 1.3567 | 3.3824 | 0 | 0.033193 | 0 | 0.78408 | 0.19745 | 0 | 22.0655 | 18.8433 | -0.23641 | 0 | 0.5984 | 0 | 1.8521 | 0.16099
2025_02_10 Hr 20 | 0 | 0 | 0 | 0.11063 | 0.10908 | 0.11164 | 0.11552 | 0.11628 | 0.11848 | 0 | 0 | 0.0031592 | 1.89 | 0.10972 | 1.4928 | 1.4928 | 6.2544 | 0.41857 | 0.003788 | 0.0058432 | 0.0073552 | 0 | 0 | 0.074695 | 0.014972 | 0 | 0 | 5.6845 | 2.2791 | 0.68623 | 0.59632 | 0.89806 | 0 | 0 | 0 | 0 | -19.472 | 0.062055 | 0 | 0.03421 | 0 | -0.25914 | 0 | 0 | 0 | 0 | 0 | 0 | 0 | 0 | 2.5989 | 0 | 0 | 0 | 2.0172 | 0 | 2.9499 | 2.9499 | 0.26985 | 22.6106 | 1.3567 | 3.3824 | 0 | 0.033193 | 0 | 0.78408 | 0.19745 | 0 | 22.075 | 19.1954 | -0.25914 | 0 | 0.5984 | 0 | 1.8521 | 0.16011
2025_02_10 Hr 21 | 0 | 0 | 0 | 0.11063 | 0.10908 | 0.11164 | 0.11552 | 0.11628 | 0.11848 | 0 | 0 | 0.0031592 | 1.83 | 0.082337 | 1.4928 | 1.4928 | 6.2544 | 0.41857 | 0.003788 | 0.0058432 | 0.0073552 | 0 | 0 | 0.074695 | 0.014972 | 0 | 0 | 5.6845 | 2.2791 | 0.68623 | 0.59632 | 0.89806 | 0 | 0 | 0 | 0 | -15.0341 | 0.062055 | 0 | 0.026514 | 0 | -0.20037 | 0 | 0 | 0 | 0 | 0 | 0 | 0 | 0 | 3.2885 | 0 | 0 | 0 | 2.0172 | 0 | 2.9499 | 2.9499 | 0.33079 | 22.6106 | 1.3567 | 3.3824 | 0 | 0.033193 | 0 | 0.78408 | 0.19745 | 0 | 27.2339 | 19.8577 | -0.20037 | 0 | 0.5984 | 0 | 1.8521 | 0.15915
2025_02_10 Hr 22 | 0 | 0 | 0 | 0.11063 | 0.10908 | 0.11164 | 0.11552 | 0.11628 | 0.11848 | 0 | 0 | 0.0031592 | 1.14 | 0.054691 | 1.4928 | 1.4928 | 6.2544 | 0.41857 | 0.003788 | 0.0058432 | 0.0073552 | 0 | 0 | 0.074695 | 0.014972 | 0 | 0 | 5.6845 | 2.2791 | 0.68623 | 0.59632 | 0.89806 | 0 | 0 | 0 | 0 | -14.8677 | 0.062055 | 0 | 0.028271 | 0 | -0.21379 | 0 | 0 | 0 | 0 | 0 | 0 | 0 | 0 | 3.4918 | 0 | 0 | 0 | 2.0172 | 0 | 2.9499 | 2.9499 | 0.66157 | 22.6106 | 1.3567 | 3.3824 | 0 | 0.033193 | 0 | 0.78408 | 0.19745 | 0 | 27.2017 | 19.6725 | -0.21379 | 0 | 0.5984 | 0 | 1.8521 | 0.1576
2025_02_10 Hr 23 | 0 | 0 | 0 | 0.11063 | 0.10908 | 0.11164 | 0.11552 | 0.11628 | 0.11848 | 0 | 0 | 0.0031592 | 0.99 | 0.053841 | 1.4928 | 1.4928 | 6.3028 | 0.41912 | 0.003788 | 0.0058432 | 0.0073552 | 0 | 0 | 0.074695 | 0.014972 | 0 | 0 | 5.7135 | 2.2791 | 0.68623 | 0.60107 | 0.89806 | 0 | 0 | 0 | 0 | -17.854 | 0.062055 | 0 | 0.032048 | 0 | -0.24263 | 0 | 0 | 0 | 0 | 0 | 0 | 0 | 0 | 3.4918 | 0 | 0 | 0 | 2.0172 | 0 | 2.9725 | 2.9725 | 0.96189 | 22.734 | 1.3567 | 3.3824 | 0 | 0.033193 | 0 | 0.78408 | 0.19745 | 0 | 24.4623 | 19.825 | -0.24263 | 0 | 0.5984 | 0 | 1.8521 | 0.15581
2025_02_10 Hr 24 | 0 | 0 | 0 | 0.11063 | 0.10908 | 0.11164 | 0.11552 | 0.11628 | 0.11848 | 0 | 0 | 0.0031592 | 0.48 | 0.026723 | 1.4928 | 1.4928 | 6.3028 | 0.41912 | 0.003788 | 0.0058432 | 0.0073552 | 0 | 0 | 0.074695 | 0.014972 | 0 | 0 | 5.7135 | 2.2791 | 0 | 0.60107 | 0.89806 | 0 | 0 | 0 | 0 | -16.6709 | 0.062055 | 0 | 0.032807 | 0 | -0.24843 | 0 | 0 | 0 | 0 | 0 | 0 | 0 | 0 | 3.6297 | 0 | 0 | 0 | 2.0172 | 0 | 2.9725 | 2.9725 | 0.93143 | 22.0477 | 1.3567 | 3.3824 | 0 | 0.033193 | 0 | 0.78408 | 0.19745 | 0 | 24.5222 | 19.3938 | -0.24843 | 0 | 0.5984 | 0 | 1.8521 | 0.15429
2025_02_11 Hr 01 | 0 | 0 | 0 | 0.1083 | 0.10678 | 0.10929 | 0.11309 | 0.11384 | 0.11599 | 0 | 0 | 0.0031592 | 0.51 | 0.027512 | 1.4928 | 1.4928 | 6.1705 | 0.41032 | 0.003788 | 0.0058432 | 0.0073552 | 0 | 0 | 0.074695 | 0.014972 | 0 | 0 | 5.5935 | 2.2791 | 0 | 0.60107 | 0.89806 | 0 | 0 | 0 | 0 | -18.4602 | 0.062055 | 0 | 0.031789 | 0 | -0.24065 | 0 | 0 | 0 | 0 | 0 | 0 | 0 | 0 | 3.2159 | 0 | 0 | 0 | 2.0172 | 0 | 2.9101 | 2.9101 | 0.99236 | 21.6474 | 1.3567 | 3.3824 | 0 | 0.033193 | 0 | 0.78408 | 0.19745 | 0 | 22.0174 | 19.0709 | -0.24065 | 0 | 0.5984 | 0 | 1.8521 | 0.15346
2025_02_11 Hr 02 | 0 | 0 | 0 | 0.1083 | 0.10678 | 0.10929 | 0.11309 | 0.11384 | 0.11599 | 0 | 0 | 0.0031592 | 0.69 | 0.034222 | 1.4928 | 1.4928 | 6.1705 | 0.41032 | 0.003788 | 0.0058432 | 0.0073552 | 0 | 0 | 0.074695 | 0.014972 | 0 | 0 | 5.5935 | 2.2791 | 0 | 0.60107 | 0.89806 | 0 | 0 | 0 | 0 | -17.6123 | 0.062055 | 0 | 0.029227 | 0 | -0.22108 | 0 | 0 | 0 | 0 | 0 | 0 | 0 | 0 | 3.5644 | 0 | 0 | 0 | 2.0172 | 0 | 2.9101 | 2.9101 | 0.99236 | 21.6474 | 1.3567 | 3.3824 | 0 | 0.033193 | 0 | 0.78408 | 0.19745 | 0 | 23.4197 | 19.6057 | -0.22108 | 0 | 0.5984 | 0 | 1.8521 | 0.1531
2025_02_11 Hr 03 | 0 | 0 | 0 | 0.1083 | 0.10678 | 0.10929 | 0.11309 | 0.11384 | 0.11599 | 0 | 0 | 0.0031592 | 0.36 | 0.018451 | 1.4928 | 1.4928 | 6.1705 | 0.41032 | 0.003788 | 0.0058432 | 0.0073552 | 0 | 0 | 0.074695 | 0.014972 | 0 | 0 | 5.5935 | 2.2791 | 0 | 0.60107 | 0.89806 | 0 | 0 | 0 | 0 | -17.3119 | 0.062055 | 0 | 0.030203 | 0 | -0.22854 | 0 | 0 | 0 | 0 | 0 | 0 | 0 | 0 | 3.9055 | 0 | 0 | 0 | 2.0172 | 0 | 2.9101 | 2.9101 | 0.96189 | 21.6474 | 1.3567 | 3.3824 | 0 | 0.033193 | 0 | 0.78408 | 0.19745 | 0 | 23.6773 | 19.5703 | -0.22854 | 0 | 0.5984 | 0 | 1.8521 | 0.15279
2025_02_11 Hr 04 | 0 | 0 | 0 | 0.1083 | 0.10678 | 0.10929 | 0.11309 | 0.11384 | 0.11599 | 0 | 0 | 0.0031592 | 0.15 | 0.0076448 | 1.4928 | 1.4928 | 6.1705 | 0.41032 | 0.003788 | 0.0058432 | 0.0073552 | 0 | 0 | 0.074695 | 0.014972 | 0 | 0 | 5.5935 | 2.2791 | 0 | 0.60107 | 0.89806 | 0 | 0 | 0 | 0 | -16.6213 | 0.062055 | 0 | 0.030033 | 0 | -0.22724 | 0 | 0 | 0 | 0 | 0 | 0 | 0 | 0 | 4.5226 | 0 | 0 | 0 | 2.0172 | 0 | 2.9101 | 2.9101 | 0.93143 | 21.6474 | 1.3567 | 3.3824 | 0 | 0.033193 | 0 | 0.78408 | 0.19745 | 0 | 24.7347 | 19.9358 | -0.22724 | 0 | 0.5984 | 0 | 1.8521 | 0.15252
2025_02_11 Hr 05 | 0 | 0 | 0 | 0.1083 | 0.10678 | 0.10929 | 0.11309 | 0.11384 | 0.11599 | 0 | 0 | 0.0031592 | 0.15 | 0.0078314 | 1.4928 | 1.4928 | 6.1705 | 0.41032 | 0.003788 | 0.0058432 | 0.0073552 | 0 | 0 | 0.074695 | 0.014972 | 0 | 0 | 5.5935 | 2.2791 | 0 | 0.60107 | 0.89806 | 0 | 0 | 0 | 0 | -17.0829 | 0.062055 | 0 | 0.030766 | 0 | -0.23284 | 0 | 0 | 0 | 0 | 0 | 0 | 0 | 0 | 4.7259 | 0 | 0 | 0 | 2.0172 | 0 | 2.9101 | 2.9101 | 1.0185 | 21.6474 | 1.3567 | 3.3824 | 0 | 0.033193 | 0 | 0.78408 | 0.19745 | 0 | 24.5593 | 20.2277 | -0.23284 | 0 | 0.5984 | 0 | 1.8521 | 0.15387
2025_02_11 Hr 06 | 0 | 0 | 0 | 0.1083 | 0.10678 | 0.10929 | 0.11309 | 0.11384 | 0.11599 | 0 | 0 | 0.0031592 | 0.09 | 0.0060544 | 1.4928 | 1.4928 | 6.1705 | 0.41032 | 0.003788 | 0.0058432 | 0.0073552 | 0 | 0 | 0.074695 | 0.014972 | 0 | 0 | 5.5935 | 2.2791 | 0.67181 | 0.60107 | 0.89806 | 0 | 0 | 0 | 0 | -20.4077 | 0.062055 | 0 | 0.039642 | 0 | -0.30062 | 0 | 0 | 0 | 0 | 0 | 0 | 0 | 0 | 4.8638 | 0 | 0 | 0 | 2.0172 | 0 | 2.9101 | 2.9101 | 0.93143 | 22.3192 | 1.3567 | 3.3824 | 0 | 0.033193 | 0 | 0.78408 | 0.19745 | 0 | 21.8292 | 20.2183 | -0.30062 | 0 | 0.5984 | 0 | 1.8521 | 0.15539
2025_02_11 Hr 07 | 0 | 0 | 0 | 0.1083 | 0.10678 | 0.10929 | 0.11309 | 0.11384 | 0.11599 | 0 | 0 | 0.0031592 | 0.12 | 0.0062792 | 1.4928 | 1.4928 | 6.1231 | 0.40978 | 0.003788 | 0.0058432 | 0.0073552 | 0 | 0 | 0.074695 | 0.014972 | 0 | 0 | 5.565 | 2.2791 | 0.67181 | 0.59632 | 0.89806 | 0 | 0 | 0 | 0 | -15.438 | 0.062055 | 0 | 0.030835 | 0 | -0.23337 | 0 | 0 | 0 | 0 | 0 | 0 | 0 | 0 | 5.2703 | 0 | 0 | 0 | 2.0172 | 0 | 2.798 | 2.798 | 1.0489 | 22.0187 | 1.3567 | 3.3824 | 0 | 0.033193 | 0 | 0.78408 | 0.19745 | 0 | 27.1171 | 20.7698 | -0.23337 | 0 | 0.5984 | 0 | 1.8521 | 0.15736
2025_02_11 Hr 08 | 0.022813 | 0 | 0 | 0.1083 | 0.10678 | 0.10929 | 0.11309 | 0.11384 | 0.11599 | 0 | 0 | 0.0031592 | 0.27 | 0.020775 | 1.4928 | 1.4928 | 6.1231 | 0.40978 | 0.003788 | 0.0058432 | 0.0073552 | 0 | 0 | 0.074695 | 0.014972 | 0 | 0.23851 | 5.565 | 2.2791 | 0.67181 | 0.59632 | 0.89806 | 0 | 0 | 0 | 0 | -22.1857 | 0.062055 | 0 | 0.045342 | 0 | -0.34414 | 0 | 0 | 0 | 0 | 0 | 0 | 0 | 0 | 5.4082 | 0 | 0 | 0 | 2.0172 | 0 | 2.8612 | 2.8612 | 1.1708 | 22.2339 | 1.3567 | 3.3824 | 0 | 0.033193 | -0.022813 | 0.78408 | 0.19745 | 0 | 20.8994 | 21.2181 | -0.36696 | 0 | 0.5984 | 0 | 1.8521 | 0.15856
2025_02_11 Hr 09 | 0.045117 | 0 | 0 | 0.1083 | 0.10678 | 0.10929 | 0.11309 | 0.11384 | 0.11599 | 0 | 0 | 0.0031592 | 0.27 | 0.015657 | 1.4928 | 1.4928 | 6.1231 | 0.40978 | 0.003788 | 0.0058432 | 0.0073552 | 0 | 0 | 0.074695 | 0.014972 | 0 | 0 | 5.565 | 2.2791 | 0.67181 | 0.59632 | 0.89806 | 0 | 0 | 0 | 0 | -13.632 | 0.062055 | 0 | 0.034172 | 0 | -0.25885 | 0 | 0 | 0 | 0 | 0 | 0 | 0 | 0 | 4.9291 | 0 | 0 | 0 | 2.0172 | 0 | 2.8879 | 2.8879 | 1.2927 | 22.1985 | 1.3567 | 3.3824 | 0 | 0.033193 | -0.045117 | 0.78408 | 0.19745 | 0 | 29.14 | 20.8775 | -0.30397 | 0 | 0.5984 | 0 | 1.8521 | 0.15801
2025_02_11 Hr 10 | 0.22645 | 0 | 0 | 0.1083 | 0.10678 | 0.10929 | 0.11309 | 0.11384 | 0.11599 | 0 | 0 | 0.0031592 | 0.21 | 0.012891 | 1.4928 | 1.4928 | 6.1231 | 0.40978 | 0.003788 | 0.0058432 | 0.0073552 | 0 | 0 | 0.074695 | 0.014972 | 0 | 0.17185 | 5.565 | 2.2791 | 0.67181 | 0.59632 | 0.89806 | 0 | 0 | 0 | 0 | -15.9396 | 0.062055 | 0 | 0.036175 | 0 | -0.27414 | 0 | 0 | 0 | 0 | 0 | 0 | 0 | 0 | 4.1088 | 0 | 0 | 0 | 2.0172 | 0 | 2.8879 | 2.8879 | 1.1708 | 22.2207 | 1.3567 | 3.3824 | 0 | 0.033193 | -0.22645 | 0.78408 | 0.19745 | 0 | 25.8348 | 20.0543 | -0.5006 | 0 | 0.5984 | 0 | 1.8521 | 0.15846
2025_02_11 Hr 11 | 0.40859 | 8.7784e-06 | 0 | 0.1083 | 0.10678 | 0.10929 | 0.11309 | 0.11384 | 0.11599 | 0 | 0 | 0.0031592 | 0.21 | 0.012745 | 1.4928 | 1.4928 | 6.1231 | 0.40978 | 0.003788 | 0.0058432 | 0.0073552 | 0 | 0 | 0.074695 | 0.014972 | 0 | 0 | 5.565 | 2.2791 | 0.67181 | 0.59632 | 0.89806 | 0 | 0 | 0 | 0 | -16.6432 | 0.062055 | 0 | 0.035764 | 0 | -0.27101 | 0 | 0 | 0 | 0 | 0 | 0 | 0 | 0 | 4.45 | 0 | 0 | 0 | 2.0172 | 0 | 2.8879 | 2.8879 | 1.1099 | 22.1985 | 1.3567 | 3.3824 | 0 | 0.033193 | -0.40859 | 0.78408 | 0.19745 | 0 | 25.3922 | 20.5165 | -0.6796 | 0 | 0.5984 | 0 | 1.8521 | 0.15839
2025_02_11 Hr 12 | 0.31807 | 2.6034e-05 | 0 | 0.1083 | 0.10678 | 0.10929 | 0.11309 | 0.11384 | 0.11599 | 0 | 0 | 0.0031592 | 0.21 | 0.012149 | 1.4928 | 1.4928 | 6.1231 | 0.40978 | 0.003788 | 0.0058432 | 0.0073552 | 0 | 0 | 0.074695 | 0.014972 | 0 | 0 | 5.565 | 2.2791 | 0.67181 | 0.59632 | 0.89806 | 0 | 0 | 0 | 0 | -16.6305 | 0.062055 | 0 | 0.034093 | 0 | -0.25824 | 0 | 0 | 0 | 0 | 0 | 0 | 0 | 0 | 4.5879 | 0 | 0 | 0 | 2.0172 | 0 | 2.8879 | 2.8879 | 1.0794 | 22.1985 | 1.3567 | 3.3824 | 0 | 0.033193 | -0.31807 | 0.78408 | 0.19745 | 0 | 25.5245 | 20.5328 | -0.57631 | 0 | 0.5984 | 0 | 1.8521 | 0.15836
2025_02_11 Hr 13 | 0.34088 | 5.0061e-05 | 0 | 0.1083 | 0.10678 | 0.10929 | 0.11309 | 0.11384 | 0.11599 | 0 | 0 | 0.0031592 | 0.15 | 0.0088158 | 1.4928 | 1.4928 | 6.1231 | 0.40978 | 0.003788 | 0.0058432 | 0.0073552 | 0 | 0 | 0.074695 | 0.014972 | 0 | 0.17185 | 5.565 | 2.2791 | 0.67181 | 0.59632 | 0.89806 | 0 | 0 | 0 | 0 | -19.2053 | 0.062055 | 0 | 0.034634 | 0 | -0.26237 | 0 | 0 | 0 | 0 | 0 | 0 | 0 | 0 | 4.9291 | 0 | 0 | 0 | 2.0172 | 0 | 2.8879 | 2.8879 | 1.2013 | 22.2207 | 1.3567 | 3.3824 | 0 | 0.033193 | -0.34088 | 0.78408 | 0.19745 | 0 | 23.3672 | 20.955 | -0.60326 | 0 | 0.5984 | 0 | 1.8521 | 0.15799
2025_02_11 Hr 14 | 0.36362 | 6.982e-05 | 0 | 0.1083 | 0.10678 | 0.10929 | 0.11309 | 0.11384 | 0.11599 | 0 | 0 | 0.0031592 | 0.12 | 0.0071414 | 1.4928 | 1.4928 | 6.1231 | 0.40978 | 0.003788 | 0.0058432 | 0.0073552 | 0 | 0 | 0.074695 | 0.014972 | 0 | 0.21629 | 5.565 | 2.2791 | 0.67181 | 0.59632 | 0.89806 | 0 | 0 | 0 | 0 | -20.4726 | 0.062055 | 0 | 0.035069 | 0 | -0.2657 | 0 | 0 | 0 | 0 | 0 | 0 | 0 | 0 | 4.5879 | 0 | 0 | 0 | 2.0172 | 0 | 2.8879 | 2.8879 | 1.4711 | 22.2651 | 1.3567 | 3.3824 | 0 | 0.033193 | -0.36362 | 0.78408 | 0.19745 | 0 | 22.0377 | 20.8745 | -0.62932 | 0 | 0.5984 | 0 | 1.8521 | 0.15771
2025_02_11 Hr 15 | 0.34081 | 4.3192e-05 | 0 | 0.1083 | 0.10678 | 0.10929 | 0.11309 | 0.11384 | 0.11599 | 0 | 0 | 0.0031592 | 0.12 | 0.0073295 | 1.4928 | 1.4928 | 6.1231 | 0.37563 | 0.003788 | 0.0058432 | 0.0073552 | 0 | 0 | 0.074695 | 0.014972 | 0 | 0.41037 | 5.565 | 2.2791 | 0.61582 | 0.59632 | 0.89806 | 0 | 0 | 0 | 0 | -20.5011 | 0.062055 | 0 | 0.035993 | 0 | -0.27276 | 0 | 0 | 0 | 0 | 0 | 0 | 0 | 0 | 3.9055 | 0 | 0 | 0 | 2.0172 | 0 | 2.69 | 2.69 | 1.4102 | 21.8236 | 1.3567 | 3.3824 | 0 | 0.033193 | -0.34081 | 0.78408 | 0.19745 | 0 | 20.8168 | 20.1079 | -0.61357 | 0 | 0.5984 | 0 | 1.8521 | 0.15706
2025_02_11 Hr 16 | 0.31814 | 2.212e-05 | 0 | 0.1083 | 0.10678 | 0.10929 | 0.11309 | 0.11384 | 0.11599 | 0 | 0 | 0.0031592 | 0.18 | 0.010772 | 1.4928 | 1.4928 | 6.1231 | 0.40978 | 0.003788 | 0.0058432 | 0.0073552 | 0 | 0 | 0.074695 | 0.014972 | 0 | 0.26661 | 5.565 | 2.2791 | 0.61582 | 0.59632 | 0.89806 | 0 | 0 | 0 | 0 | -19.7243 | 0.062055 | 0 | 0.035264 | 0 | -0.26719 | 0 | 0 | 0 | 0 | 0 | 0 | 0 | 0 | 3.2885 | 0 | 0 | 0 | 2.0172 | 0 | 2.7349 | 2.7349 | 1.3493 | 22.1031 | 1.3567 | 3.3824 | 0 | 0.033193 | -0.31814 | 0.78408 | 0.19745 | 0 | 21.2639 | 19.4704 | -0.58533 | 0 | 0.5984 | 0 | 1.8521 | 0.15679
2025_02_11 Hr 17 | 0.090597 | 1.9303e-05 | 0 | 0.1083 | 0.10678 | 0.10929 | 0.11309 | 0.11384 | 0.11599 | 0 | 0 | 0.0031592 | 0.21 | 0.018016 | 1.4928 | 1.4928 | 6.1231 | 0.40978 | 0.003788 | 0.0058432 | 0.0073552 | 0 | 0 | 0.074695 | 0.014972 | 0 | 0.26661 | 5.565 | 2.2791 | 0.67181 | 0.59632 | 0.89806 | 0 | 0 | 0 | 0 | -29.1323 | 0.062055 | 0 | 0.050554 | 0 | -0.38395 | 0 | 0 | 0 | 0 | 0 | 0 | 0 | 0 | 3.0126 | 0 | 0 | 0 | 2.0172 | 0 | 2.8879 | 2.8879 | 1.2927 | 22.4651 | 1.3567 | 3.3824 | 0 | 0.033193 | -0.090597 | 0.78408 | 0.19745 | 0 | 11.8065 | 18.9483 | -0.47455 | 0 | 0.5984 | 0 | 1.8521 | 0.15748
2025_02_11 Hr 18 | 0 | 0 | 0 | 0.1083 | 0.10678 | 0.10929 | 0.11309 | 0.11384 | 0.11599 | 0 | 0 | 0.0031592 | 0.42 | 0.036998 | 1.4928 | 1.4928 | 6.1231 | 0.40978 | 0.003788 | 0.0058432 | 0.0073552 | 0 | 0 | 0.074695 | 0.014972 | 4.897 | 0.26661 | 5.565 | 2.2791 | 0.67181 | 0.59632 | 0.89806 | 0 | 0 | 0 | 0 | -30.5311 | 0.062055 | 0 | 0 | 0 | -0.39431 | 0 | 0 | 0 | 0 | 0 | 0 | 0 | 0 | 2.6715 | 0 | 0 | 0 | 2.0172 | 0 | 2.8879 | 2.8879 | 1.2622 | 23.0537 | 1.3567 | 3.3824 | 0 | 0.033193 | 0 | 0.78408 | 0.19745 | 0 | 10.8446 | 18.7162 | -0.39431 | 0 | 0.5984 | 0 | 1.8521 | 0.15868
2025_02_11 Hr 19 | 0 | 0 | 0 | 0.1083 | 0.10678 | 0.10929 | 0.11309 | 0.11384 | 0.11599 | 0 | 0 | 0.0031592 | 0.72 | 0.059951 | 1.4928 | 1.4928 | 6.1231 | 0.40978 | 0.003788 | 0.0058432 | 0.0073552 | 0 | 0 | 0.074695 | 0.014972 | 1.0337 | 0.26661 | 5.565 | 2.2791 | 0.67181 | 0.59632 | 0.89806 | 0 | 0 | 0 | 0 | -31.3862 | 0.062055 | 0 | 0 | 0 | -0.3726 | 0 | 0 | 0 | 0 | 0 | 0 | 0 | 0 | 2.5335 | 0 | 0 | 0 | 2.0172 | 0 | 2.8879 | 2.8879 | 1.2927 | 23.4988 | 1.3567 | 3.3824 | 0 | 0.033193 | 0 | 0.78408 | 0.19745 | 0 | 10.6722 | 18.9322 | -0.3726 | 0 | 0.5984 | 0 | 1.8521 | 0.15917
2025_02_11 Hr 20 | 0 | 0 | 0 | 0.1083 | 0.10678 | 0.10929 | 0.11309 | 0.11384 | 0.11599 | 0 | 0 | 0.0031592 | 0.57 | 0.049863 | 1.4928 | 1.4928 | 6.1231 | 0.40978 | 0.003788 | 0.0058432 | 0.0073552 | 0 | 0 | 0.074695 | 0.014972 | 1.256 | 0.26661 | 5.565 | 2.2791 | 0.67181 | 0.59632 | 0.89806 | 0 | 0 | 0 | 0 | -32.4475 | 0.062055 | 0 | 0 | 0 | -0.39156 | 0 | 0 | 0 | 0 | 0 | 0 | 0 | 0 | 3.2159 | 0 | 0 | 0 | 2.0172 | 0 | 2.8879 | 2.8879 | 1.2317 | 23.7211 | 1.3567 | 3.3824 | 0 | 0.033193 | 0 | 0.78408 | 0.19745 | 0 | 10.2746 | 19.3925 | -0.39156 | 0 | 0.5984 | 0 | 1.8521 | 0.15809
2025_02_11 Hr 21 | 0 | 0 | 0 | 0.1083 | 0.10678 | 0.10929 | 0.11309 | 0.11384 | 0.11599 | 0 | 0 | 0.0031592 | 0.39 | 0.029261 | 1.4928 | 1.4928 | 6.1231 | 0.40978 | 0.003788 | 0.0058432 | 0.0073552 | 0 | 0 | 0.074695 | 0.014972 | 1.2796 | 0.26661 | 5.565 | 2.2791 | 0.67181 | 0.59632 | 0.89806 | 0 | 0 | 0 | 0 | -21.3728 | 0.062055 | 0 | 0 | 0 | -0.33553 | 0 | 0 | 0 | 0 | 0 | 0 | 0 | 0 | 2.8747 | 0 | 0 | 0 | 2.0172 | 0 | 2.8879 | 2.8879 | 1.2622 | 23.7447 | 1.3567 | 3.3824 | 0 | 0.033193 | 0 | 0.78408 | 0.19745 | 0 | 20.916 | 18.8797 | -0.33553 | 0 | 0.5984 | 0 | 1.8521 | 0.15658
2025_02_11 Hr 22 | 0 | 0 | 0 | 0.1083 | 0.10678 | 0.10929 | 0.11309 | 0.11384 | 0.11599 | 0 | 0 | 0.0031592 | 0.45 | 0.028318 | 1.4928 | 1.4928 | 6.1231 | 0.40978 | 0.003788 | 0.0058432 | 0.0073552 | 0 | 0 | 0.074695 | 0.014972 | 1.2796 | 0.26661 | 5.565 | 2.2791 | 0 | 0.59632 | 0.89806 | 0 | 0 | 0 | 0 | -16.4534 | 0.062055 | 0 | 0 | 0 | -0.28108 | 0 | 0 | 0 | 0 | 0 | 0 | 0 | 0 | 2.8094 | 0 | 0 | 0 | 2.0172 | 0 | 2.8879 | 2.8879 | 1.2927 | 23.0728 | 1.3567 | 3.3824 | 0 | 0.033193 | 0 | 0.78408 | 0.19745 | 0 | 25.2409 | 18.9025 | -0.28108 | 0 | 0.5984 | 0 | 1.8521 | 0.15526
2025_02_11 Hr 23 | 0 | 0 | 0 | 0.1083 | 0.10678 | 0.10929 | 0.11309 | 0.11384 | 0.11599 | 0 | 0 | 0.0031592 | 0.42 | 0.031379 | 1.4928 | 1.4928 | 6.1705 | 0.41032 | 0.003788 | 0.0058432 | 0.0073552 | 0 | 0 | 0.074695 | 0.014972 | 1.2796 | 0.26661 | 5.5935 | 2.2791 | 0 | 0.60107 | 0.89806 | 0 | 0 | 0 | 0 | -20.1456 | 0.062055 | 0 | 0 | 0 | -0.3341 | 0 | 0 | 0 | 0 | 0 | 0 | 0 | 0 | 2.3303 | 0 | 0 | 0 | 2.0172 | 0 | 2.9101 | 2.9101 | 1.2927 | 23.1935 | 1.3567 | 3.3824 | 0 | 0.033193 | 0 | 0.78408 | 0.19745 | 0 | 21.1131 | 18.3992 | -0.3341 | 0 | 0.5984 | 0 | 1.8521 | 0.15326
2025_02_11 Hr 24 | 0 | 0 | 0 | 0.1083 | 0.10678 | 0.10929 | 0.11309 | 0.11384 | 0.11599 | 0 | 0 | 0.0031592 | 0.3 | 0.022329 | 1.4928 | 1.4928 | 6.1705 | 0 | 0.003788 | 0.0058432 | 0.0073552 | 0 | 0 | 0.074695 | 0.014972 | 1.2796 | 0.26661 | 5.5935 | 2.2791 | 0 | 0.60107 | 0.89806 | 0 | 0 | 0 | 0 | -19.5843 | 0.062055 | 0 | 0.21532 | 0 | -0.33284 | 0 | 0 | 0 | 0 | 0 | 0 | 0 | 0 | 2.0544 | 0 | 0 | 0 | 2.0172 | 0 | 2.9101 | 2.9101 | 1.2622 | 22.7832 | 1.3567 | 3.3824 | 0 | 0.033193 | 0 | 0.78408 | 0.19745 | 0 | 20.829 | 17.9629 | -0.33284 | 0 | 0.5984 | 0 | 1.8521 | 0.15232
2025_02_12 Hr 01 | 0 | 0 | 0 | 0.11362 | 0.11202 | 0.11465 | 0.11864 | 0.11942 | 0.12168 | 0 | 0 | 0.0031592 | 0.24 | 0.016873 | 1.4928 | 1.4928 | 6.4729 | 0 | 0.003788 | 0.0058432 | 0.0073552 | 0 | 0 | 0.074695 | 0.014972 | 1.2796 | 0.27945 | 5.8679 | 2.2791 | 0 | 0.60107 | 0.89806 | 0 | 0 | 0 | 0 | -21.9241 | 0.062055 | 0 | 0 | 0 | -0.31426 | 0 | 0 | 0 | 0 | 0 | 0 | 0 | 0 | 1.9891 | 0 | 0 | 0 | 2.0172 | 0 | 3.0528 | 3.0528 | 1.2927 | 23.6911 | 1.3567 | 3.3824 | 0 | 0.033193 | 0 | 0.78408 | 0.19745 | 0 | 19.3144 | 17.8617 | -0.31426 | 0 | 0.5984 | 0 | 1.8521 | 0.15143
2025_02_12 Hr 02 | 0 | 0 | 0 | 0.11362 | 0.11202 | 0.11465 | 0.11864 | 0.11942 | 0.12168 | 0 | 0 | 0.0031592 | 0.21 | 0.015564 | 1.4928 | 1.4928 | 6.4729 | 0 | 0.003788 | 0.0058432 | 0.0073552 | 0 | 0 | 0.074695 | 0.014972 | 1.2796 | 0.27945 | 5.8679 | 2.2791 | 0 | 0.60107 | 0.89806 | 0 | 0 | 0 | 0 | -21.6778 | 0.062055 | 0 | 0.21441 | 0 | -0.33142 | 0 | 0 | 0 | 0 | 0 | 0 | 0 | 0 | 2.2577 | 0 | 0 | 0 | 2.0172 | 0 | 3.0528 | 3.0528 | 1.4102 | 23.6911 | 1.3567 | 3.3824 | 0 | 0.033193 | 0 | 0.78408 | 0.19745 | 0 | 19.8976 | 18.2158 | -0.33142 | 0 | 0.5984 | 0 | 1.8521 | 0.15068
2025_02_12 Hr 03 | 0 | 0 | 0 | 0.11362 | 0.11202 | 0.11465 | 0.11864 | 0.11942 | 0.12168 | 0 | 0 | 0.0031592 | 0.18 | 0.013319 | 1.4928 | 1.4928 | 6.4729 | 0 | 0.003788 | 0.0058432 | 0.0073552 | 0 | 0 | 0.074695 | 0.014972 | 1.2796 | 0.27945 | 5.8679 | 2.2791 | 0 | 0.60107 | 0.89806 | 0 | 0 | 0 | 0 | -21.5442 | 0.062055 | 0 | 0.21405 | 0 | -0.33087 | 0 | 0 | 0 | 0 | 0 | 0 | 0 | 0 | 1.9891 | 0 | 0 | 0 | 2.0172 | 0 | 3.0528 | 3.0528 | 1.3188 | 23.6911 | 1.3567 | 3.3824 | 0 | 0.033193 | 0 | 0.78408 | 0.19745 | 0 | 19.6398 | 17.8238 | -0.33087 | 0 | 0.5984 | 0 | 1.8521 | 0.15092
2025_02_12 Hr 04 | 0 | 0 | 0 | 0.11362 | 0.11202 | 0.11465 | 0.11864 | 0.11942 | 0.12168 | 0 | 0 | 0.0031592 | 0 | 0 | 1.4928 | 1.4928 | 6.4729 | 0 | 0.003788 | 0.0058432 | 0.0073552 | 0 | 0 | 0.074695 | 0.014972 | 1.2796 | 0.27945 | 5.8679 | 2.2791 | 0 | 0.60107 | 0.89806 | 0 | 0 | 0 | 0 | -20.8028 | 0.062055 | 0 | 0 | 0 | -0.33114 | 0 | 0 | 0 | 0 | 0 | 0 | 0 | 0 | 1.8511 | 0 | 0 | 0 | 2.0172 | 0 | 3.0528 | 3.0528 | 1.2927 | 23.6911 | 1.3567 | 3.3824 | 0 | 0.033193 | 0 | 0.78408 | 0.19745 | 0 | 20.0237 | 17.4666 | -0.33114 | 0 | 0.5984 | 0 | 1.8521 | 0.15114
2025_02_12 Hr 05 | 0 | 0 | 0 | 0.11362 | 0.11202 | 0.11465 | 0.11864 | 0.11942 | 0.12168 | 0 | 0 | 0.0031592 | 0.03 | 0.0022684 | 1.4928 | 1.4928 | 6.4729 | 0.43043 | 0.003788 | 0.0058432 | 0.0073552 | 0 | 0 | 0.074695 | 0.014972 | 1.2796 | 0.27945 | 5.8679 | 2.2791 | 0 | 0.60107 | 0.89806 | 0 | 0 | 0 | 0 | -21.6052 | 0.062055 | 0 | 0 | 0 | -0.33817 | 0 | 0 | 0 | 0 | 0 | 0 | 0 | 0 | 1.51 | 0 | 0 | 0 | 2.0172 | 0 | 3.0528 | 3.0528 | 1.2927 | 24.1215 | 1.3567 | 3.3824 | 0 | 0.033193 | 0 | 0.78408 | 0.19745 | 0 | 19.3372 | 17.159 | -0.33817 | 0 | 0.5984 | 0 | 1.8521 | 0.15247
2025_02_12 Hr 06 | 0 | 0 | 0 | 0.11362 | 0.11202 | 0.11465 | 0.11864 | 0.11942 | 0.12168 | 0 | 0 | 0.0031592 | 0.06 | 0.0053327 | 1.4928 | 1.4928 | 6.4729 | 0.43043 | 0.003788 | 0.0058432 | 0.0073552 | 0 | 0 | 0.074695 | 0.014972 | 1.2796 | 0.27945 | 5.8679 | 2.2791 | 0 | 0.60107 | 0.89806 | 0 | 0 | 0 | 0 | -20.8103 | 0.062055 | 0 | 0 | 0 | -0.39786 | 0 | 0 | 0 | 0 | 0 | 0 | 0 | 0 | 1.372 | 0 | 0 | 0 | 2.0172 | 0 | 3.0528 | 3.0528 | 1.5016 | 24.1215 | 1.3567 | 3.3824 | 0 | 0.033193 | 0 | 0.78408 | 0.19745 | 0 | 20.1776 | 17.2643 | -0.39786 | 0 | 0.5984 | 0 | 1.8521 | 0.1537
2025_02_12 Hr 07 | 0 | 0 | 0 | 0.11362 | 0.11202 | 0.11465 | 0.11864 | 0.11942 | 0.12168 | 0 | 0 | 0.0031592 | 0.15 | 0.010935 | 1.4928 | 1.4928 | 6.4232 | 0.42986 | 0.003788 | 0.0058432 | 0.0073552 | 0 | 0 | 0.074695 | 0.014972 | 1.0792 | 0.27945 | 5.838 | 2.2791 | 0.70476 | 0.59632 | 0.89806 | 0 | 0 | 0 | 0 | -20.4161 | 0.062055 | 0 | 0 | 0 | -0.32595 | 0 | 0 | 0 | 0 | 0 | 0 | 0 | 0 | 1.8511 | 0 | 0 | 0 | 2.0172 | 0 | 3.0296 | 3.0296 | 1.4102 | 24.4992 | 1.3567 | 3.3824 | 0 | 0.033193 | 0 | 0.78408 | 0.19745 | 0 | 21.5027 | 17.7455 | -0.32595 | 0 | 0.5984 | 0 | 1.8521 | 0.15634
2025_02_12 Hr 08 | 0.045117 | 0 | 0 | 0.11362 | 0.11202 | 0.11465 | 0.11864 | 0.11942 | 0.12168 | 0 | 0 | 0.0031592 | 0.21 | 0.014834 | 1.4928 | 1.4928 | 6.4232 | 0.42986 | 0.003788 | 0.0058432 | 0.0073552 | 0 | 0 | 0.074695 | 0.014972 | 0.77725 | 0.27945 | 5.838 | 2.2791 | 0.70476 | 0.59632 | 0.89806 | 0 | 0 | 0 | 0 | -15.9029 | 0.062055 | 0 | 0 | 0 | -0.31577 | 0 | 0 | 0 | 0 | 0 | 0 | 0 | 0 | 1.7132 | 0 | 0 | 0 | 2.0172 | 0 | 3.0296 | 3.0296 | 1.2927 | 24.1973 | 1.3567 | 3.3824 | 0 | 0.033193 | -0.045117 | 0.78408 | 0.19745 | 0 | 25.5336 | 17.6001 | -0.36089 | 0 | 0.5984 | 0 | 1.8521 | 0.15737
2025_02_12 Hr 09 | 0.31807 | 0 | 0 | 0.11362 | 0.11202 | 0.11465 | 0.11864 | 0.11942 | 0.12168 | 0 | 0 | 0.0031592 | 0.3 | 0.021521 | 1.4928 | 1.4928 | 6.4232 | 0.42986 | 0.003788 | 0.0058432 | 0.0073552 | 0 | 0 | 0.074695 | 0.014972 | 0.86177 | 0.27945 | 5.838 | 2.2791 | 0.70476 | 0.59632 | 0.89806 | 0 | 0 | 0 | 0 | -18.6553 | 0.062055 | 0 | 0 | 0 | -0.32072 | 0 | 0 | 0 | 0 | 0 | 0 | 0 | 0 | 1.6406 | 0 | 0 | 0 | 2.0172 | 0 | 3.0296 | 3.0296 | 1.2013 | 24.2818 | 1.3567 | 3.3824 | 0 | 0.033193 | -0.31807 | 0.78408 | 0.19745 | 0 | 22.7934 | 17.8057 | -0.63879 | 0 | 0.5984 | 0 | 1.8521 | 0.1573
2025_02_12 Hr 10 | 0.36362 | 2.1117e-05 | 0 | 0.11362 | 0.11202 | 0.11465 | 0.11864 | 0.11942 | 0.12168 | 0 | 0 | 0.0031592 | 0.27 | 0.018672 | 1.4928 | 1.4928 | 6.4232 | 0.42986 | 0.003788 | 0.0058432 | 0.0073552 | 0 | 0 | 0.074695 | 0.014972 | 1.1306 | 0 | 5.838 | 2.2791 | 0.70476 | 0.59632 | 0.89806 | 0 | 0 | 0 | 0 | -16.1979 | 0.062055 | 0 | 0 | 0 | -0.30909 | 0 | 0 | 0 | 0 | 0 | 0 | 0 | 0 | 1.51 | 0 | 0 | 0 | 2.0172 | 0 | 3.0296 | 3.0296 | 1.1708 | 24.2712 | 1.3567 | 3.3824 | 0 | 0.033193 | -0.36362 | 0.78408 | 0.19745 | 0 | 25.057 | 17.6564 | -0.67272 | 0 | 0.5984 | 0 | 1.8521 | 0.15646
2025_02_12 Hr 11 | 0.40859 | 9.9502e-05 | 0 | 0.11362 | 0.11202 | 0.11465 | 0.11864 | 0.11942 | 0.12168 | 0 | 0 | 0.0031592 | 0.42 | 0.028575 | 1.4928 | 1.4928 | 6.4232 | 0.42986 | 0.003788 | 0.0058432 | 0.0073552 | 0 | 0 | 0.074695 | 0.014972 | 0.60877 | 0 | 5.838 | 2.2791 | 0.70476 | 0.59632 | 0.89806 | 0 | 0 | 0 | 0 | -14.2579 | 0.062055 | 0 | 0 | 0 | -0.30406 | 0 | 0 | 0 | 0 | 0 | 0 | 0 | 0 | 2.5335 | 0 | 0 | 0 | 2.0172 | 0 | 3.0296 | 3.0296 | 0.77909 | 23.7493 | 1.3567 | 3.3824 | 0 | 0.033193 | -0.40859 | 0.78408 | 0.19745 | 0 | 27.2711 | 18.4923 | -0.71265 | 0 | 0.5984 | 0 | 1.8521 | 0.15552
2025_02_12 Hr 12 | 0.43155 | 0.00026869 | 0 | 0.11362 | 0.11202 | 0.11465 | 0.11864 | 0.11942 | 0.12168 | 0 | 0 | 0.0031592 | 0.66 | 0.045408 | 1.4928 | 1.4928 | 6.4232 | 0.42986 | 0.003788 | 0.0058432 | 0.0073552 | 0 | 0 | 0.074695 | 0.014972 | 0.84991 | 0 | 5.838 | 2.2791 | 0.70476 | 0.59632 | 0.89806 | 0 | 0 | 0 | 0 | -18.583 | 0.062055 | 0 | 0 | 0 | -0.3075 | 0 | 0 | 0 | 0 | 0 | 0 | 0 | 0 | 2.6715 | 0 | 0 | 0 | 2.0172 | 0 | 3.0296 | 3.0296 | 0.5397 | 23.9905 | 1.3567 | 3.3824 | 0 | 0.033193 | -0.43155 | 0.78408 | 0.19745 | 0 | 23.3392 | 18.6708 | -0.73905 | 0 | 0.5984 | 0 | 1.8521 | 0.15547
2025_02_12 Hr 13 | 0.54489 | 0.00039587 | 0 | 0.11362 | 0.11202 | 0.11465 | 0.11864 | 0.11942 | 0.12168 | 0 | 0 | 0.0031592 | 0.72 | 0.045709 | 1.4928 | 1.4928 | 6.4232 | 0.42986 | 0.003788 | 0.0058432 | 0.0073552 | 0 | 0 | 0.074695 | 0.014972 | 1.091 | 0 | 5.838 | 2.2791 | 0 | 0.59632 | 0.89806 | 0 | 0 | 0 | 0 | -16.0603 | 0.062055 | 0 | 0 | 0 | -0.28358 | 0 | 0 | 0 | 0 | 0 | 0 | 0 | 0 | 2.2577 | 0 | 0 | 0 | 2.0172 | 0 | 3.0296 | 3.0296 | 0.57017 | 23.5268 | 1.3567 | 3.3824 | 0 | 0.033193 | -0.54489 | 0.78408 | 0.19745 | 0 | 25.0987 | 18.4607 | -0.82847 | 0 | 0.5984 | 0 | 1.8521 | 0.15492
2025_02_12 Hr 14 | 0.56726 | 0.0003914 | 0 | 0.11362 | 0.11202 | 0.11465 | 0.11864 | 0.11942 | 0.12168 | 0 | 0 | 0.0031592 | 0.54 | 0.033294 | 1.4928 | 1.4928 | 6.4232 | 0.42986 | 0.003788 | 0.0058432 | 0.0073552 | 0 | 0 | 0.074695 | 0.014972 | 1.2365 | 0.39242 | 5.838 | 2.2791 | 0 | 0.59632 | 0.89806 | 0 | 0 | 0 | 0 | -17.008 | 0.062055 | 0 | 0 | 0 | -0.27535 | 0 | 0 | 0 | 0 | 0 | 0 | 0 | 0 | 1.9891 | 0 | 0 | 0 | 2.0172 | 0 | 3.0296 | 3.0296 | 0.47877 | 23.7655 | 1.3567 | 3.3824 | 0 | 0.033193 | -0.56726 | 0.78408 | 0.19745 | 0 | 23.8454 | 17.9305 | -0.84261 | 0 | 0.5984 | 0 | 1.8521 | 0.15482
2025_02_12 Hr 15 | 0.54496 | 0.00040161 | 0 | 0.11362 | 0.11202 | 0.11465 | 0.11864 | 0.11942 | 0.12168 | 0 | 0 | 0.0031592 | 0.45 | 0.032314 | 1.4928 | 1.4928 | 6.4232 | 0.39404 | 0.003788 | 0.0058432 | 0.0073552 | 0 | 0 | 0.074695 | 0.014972 | 1.2043 | 0.42908 | 5.838 | 2.2791 | 0 | 0.59632 | 0.89806 | 0 | 0 | 0 | 0 | -21.5745 | 0.062055 | 0 | 0 | 0 | -0.32104 | 0 | 0 | 0 | 0 | 0 | 0 | 0 | 0 | 1.7132 | 0 | 0 | 0 | 2.0172 | 0 | 2.8219 | 2.8219 | 0.47877 | 23.4685 | 1.3567 | 3.3824 | 0 | 0.033193 | -0.54496 | 0.78408 | 0.19745 | 0 | 18.5692 | 17.5412 | -0.866 | 0 | 0.5984 | 0 | 1.8521 | 0.15467
2025_02_12 Hr 16 | 0.31814 | 0.00024618 | 0 | 0.11362 | 0.11202 | 0.11465 | 0.11864 | 0.11942 | 0.12168 | 0 | 0 | 0.0031592 | 0.42 | 0.029648 | 1.4928 | 1.4928 | 6.4232 | 0.42986 | 0.003788 | 0.0058432 | 0.0073552 | 0 | 0 | 0.074695 | 0.014972 | 1.1876 | 0.27945 | 5.838 | 2.2791 | 0 | 0.59632 | 0.89806 | 0 | 0 | 0 | 0 | -21.8723 | 0.062055 | 0 | 0 | 0 | -0.31556 | 0 | 0 | 0 | 0 | 0 | 0 | 0 | 0 | 1.8511 | 0 | 0 | 0 | 2.0172 | 0 | 2.8691 | 2.8691 | 0.60064 | 23.5818 | 1.3567 | 3.3824 | 0 | 0.033193 | -0.31814 | 0.78408 | 0.19745 | 0 | 18.6174 | 17.5415 | -0.6337 | 0 | 0.5984 | 0 | 1.8521 | 0.15478
2025_02_12 Hr 17 | 0.22653 | 9.9125e-05 | 0 | 0.11362 | 0.11202 | 0.11465 | 0.11864 | 0.11942 | 0.12168 | 0 | 0 | 0.0031592 | 0.78 | 0.052867 | 1.4928 | 1.4928 | 6.4232 | 0.42986 | 0.003788 | 0.0058432 | 0.0073552 | 0 | 0 | 0.074695 | 0.014972 | 1.2746 | 0.27945 | 5.838 | 2.2791 | 0.70476 | 0.59632 | 0.89806 | 0 | 0 | 0 | 0 | -24.6176 | 0.062055 | 0 | 0 | 0 | -0.3029 | 0 | 0 | 0 | 0 | 0 | 0 | 0 | 0 | 1.7132 | 0 | 0 | 0 | 2.0172 | 0 | 3.0296 | 3.0296 | 0.47877 | 24.6946 | 1.3567 | 3.3824 | 0 | 0.033193 | -0.22653 | 0.78408 | 0.19745 | 0 | 17.1214 | 17.5739 | -0.52943 | 0 | 0.5984 | 0 | 1.8521 | 0.15547
2025_02_12 Hr 18 | 0 | 6.8411e-06 | 0 | 0.11362 | 0.11202 | 0.11465 | 0.11864 | 0.11942 | 0.12168 | 0 | 0 | 0.0031592 | 1.26 | 0.089391 | 1.4928 | 1.4928 | 6.4232 | 0.42986 | 0.003788 | 0.0058432 | 0.0073552 | 0 | 0 | 0.074695 | 0.014972 | 1.2796 | 0.27945 | 5.838 | 2.2791 | 0.70476 | 0.59632 | 0.89806 | 0 | 0 | 0 | 0 | -24.9318 | 0.062055 | 0 | 0 | 0 | -0.31715 | 0 | 0 | 0 | 0 | 0 | 0 | 0 | 0 | 1.6406 | 0 | 0 | 0 | 2.0172 | 0 | 3.0296 | 3.0296 | 0.72251 | 24.6996 | 1.3567 | 3.3824 | 0 | 0.033193 | 0 | 0.78408 | 0.19745 | 0 | 17.487 | 18.0364 | -0.31715 | 0 | 0.5984 | 0 | 1.8521 | 0.15694
2025_02_12 Hr 19 | 0 | 0 | 0 | 0.11362 | 0.11202 | 0.11465 | 0.11864 | 0.11942 | 0.12168 | 0 | 0 | 0.0031592 | 1.83 | 0.1519 | 1.4928 | 1.4928 | 6.4232 | 0.42986 | 0.003788 | 0.0058432 | 0.0073552 | 0 | 0 | 0.074695 | 0.014972 | 1.2796 | 0.27945 | 5.838 | 2.2791 | 0.70476 | 0.59632 | 0.89806 | 0 | 0 | 0 | 0 | -30.6908 | 0.062055 | 0 | 0 | 0 | -0.37142 | 0 | 0 | 0 | 0 | 0 | 0 | 0 | 0 | 1.9891 | 0 | 0 | 0 | 2.0172 | 0 | 3.0296 | 3.0296 | 0.96189 | 24.6996 | 1.3567 | 3.3824 | 0 | 0.033193 | 0 | 0.78408 | 0.19745 | 0 | 12.8946 | 19.2572 | -0.37142 | 0 | 0.5984 | 0 | 1.8521 | 0.15742
2025_02_12 Hr 20 | 0 | 0 | 0 | 0.11362 | 0.11202 | 0.11465 | 0.11864 | 0.11942 | 0.12168 | 0 | 0 | 0.0031592 | 1.86 | 0.14458 | 1.4928 | 1.4928 | 6.4232 | 0.42986 | 0.003788 | 0.0058432 | 0.0073552 | 0 | 0 | 0.074695 | 0.014972 | 1.2796 | 0.27945 | 5.838 | 2.2791 | 0.70476 | 0.59632 | 0.89806 | 0 | 0 | 0 | 0 | -28.2037 | 0.062055 | 0 | 0 | 0 | -0.34769 | 0 | 0 | 0 | 0 | 0 | 0 | 0 | 0 | 2.4682 | 0 | 0 | 0 | 2.0172 | 0 | 3.0296 | 3.0296 | 0.80956 | 24.6996 | 1.3567 | 3.3824 | 0 | 0.033193 | 0 | 0.78408 | 0.19745 | 0 | 15.7546 | 19.6064 | -0.34769 | 0 | 0.5984 | 0 | 1.8521 | 0.15713
2025_02_12 Hr 21 | 0 | 0 | 0 | 0.11362 | 0.11202 | 0.11465 | 0.11864 | 0.11942 | 0.12168 | 0 | 0 | 0.0031592 | 1.89 | 0.13179 | 1.4928 | 1.4928 | 6.4232 | 0.42986 | 0.003788 | 0.0058432 | 0.0073552 | 0 | 0 | 0.074695 | 0.014972 | 1.2796 | 0.27945 | 5.838 | 2.2791 | 0.70476 | 0.59632 | 0.89806 | 0 | 0 | 0 | 0 | -27.1241 | 0.062055 | 0 | 0 | 0 | -0.31169 | 0 | 0 | 0 | 0 | 0 | 0 | 0 | 0 | 3.2885 | 0 | 0 | 0 | 2.0172 | 0 | 3.0296 | 3.0296 | 0.84002 | 24.6996 | 1.3567 | 3.3824 | 0 | 0.033193 | 0 | 0.78408 | 0.19745 | 0 | 17.7378 | 20.474 | -0.31169 | 0 | 0.5984 | 0 | 1.8521 | 0.15677
2025_02_12 Hr 22 | 0 | 0 | 0 | 0.11362 | 0.11202 | 0.11465 | 0.11864 | 0.11942 | 0.12168 | 0 | 0 | 0.0031592 | 1.8 | 0.12221 | 1.4928 | 1.4928 | 6.4232 | 0.42986 | 0.003788 | 0.0058432 | 0.0073552 | 0 | 0 | 0.074695 | 0.014972 | 1.2796 | 0.27945 | 5.838 | 2.2791 | 0.70476 | 0.59632 | 0.89806 | 0 | 0 | 0 | 0 | -25.3294 | 0.062055 | 0 | 0 | 0 | -0.30344 | 0 | 0 | 0 | 0 | 0 | 0 | 0 | 0 | 3.2885 | 0 | 0 | 0 | 2.0172 | 0 | 3.0296 | 3.0296 | 1.3188 | 24.6996 | 1.3567 | 3.3824 | 0 | 0.033193 | 0 | 0.78408 | 0.19745 | 0 | 19.9186 | 20.8518 | -0.30344 | 0 | 0.5984 | 0 | 1.8521 | 0.15537
2025_02_12 Hr 23 | 0 | 0 | 0 | 0.11362 | 0.11202 | 0.11465 | 0.11864 | 0.11942 | 0.12168 | 0 | 0 | 0.0031592 | 1.65 | 0.12433 | 1.4928 | 1.4928 | 6.4729 | 0.43043 | 0.003788 | 0.0058432 | 0.0073552 | 0 | 0 | 0.074695 | 0.014972 | 1.2796 | 0.27945 | 5.8679 | 2.2791 | 0 | 0.60107 | 0.89806 | 0 | 0 | 0 | 0 | -30.2062 | 0.062055 | 0 | 0 | 0 | -0.33699 | 0 | 0 | 0 | 0 | 0 | 0 | 0 | 0 | 3.9709 | 0 | 0 | 0 | 2.0172 | 0 | 3.0528 | 3.0528 | 2.0108 | 24.1215 | 1.3567 | 3.3824 | 0 | 0.033193 | 0 | 0.78408 | 0.19745 | 0 | 15.6599 | 22.0815 | -0.33699 | 0 | 0.5984 | 0 | 1.8521 | 0.15383
2025_02_12 Hr 24 | 0 | 0 | 0 | 0.11362 | 0.11202 | 0.11465 | 0.11864 | 0.11942 | 0.12168 | 0 | 0 | 0.0031592 | 1.98 | 0.1488 | 1.4928 | 1.4928 | 6.4729 | 0.43043 | 0.003788 | 0.0058432 | 0.0073552 | 0 | 0 | 0.074695 | 0.014972 | 1.2796 | 0.27945 | 5.8679 | 2.2791 | 0 | 0.60107 | 0.89806 | 0 | 0 | 0 | 0 | -32.3299 | 0.062055 | 0 | 0 | 0 | -0.33607 | 0 | 0 | 0 | 0 | 0 | 0 | 0 | 0 | 4.1088 | 0 | 0 | 0 | 2.0172 | 0 | 3.0528 | 3.0528 | 2.2807 | 24.1215 | 1.3567 | 3.3824 | 0 | 0.033193 | 0 | 0.78408 | 0.19745 | 0 | 14.2982 | 22.8427 | -0.33607 | 0 | 0.5984 | 0 | 1.8521 | 0.15277
2025_02_13 Hr 01 | 0 | 0 | 0 | 0.14184 | 0.13985 | 0.14313 | 0.14811 | 0.14908 | 0.15191 | 0 | 0 | 0.0031592 | 1.77 | 0.13175 | 1.4928 | 1.4928 | 8.0793 | 0 | 0.003788 | 0.0058432 | 0.0073552 | 0 | 0 | 0.074695 | 0.014972 | 1.2796 | 0.34766 | 7.3255 | 2.2791 | 0 | 0.60107 | 0.89806 | 0 | 0 | 0 | 0 | -27.2701 | 0.062055 | 0 | 0.21533 | 0 | -0.33285 | 0 | 0 | 0 | 0 | 0 | 0 | 0 | 0 | 4.1741 | 0 | 0 | 0 | 2.0172 | 0 | 3.8111 | 3.8111 | 2.2502 | 28.5139 | 1.3567 | 3.3824 | 0 | 0.033193 | 0 | 0.78408 | 0.19745 | 0 | 23.56 | 22.6491 | -0.33285 | 0 | 0.5984 | 0 | 1.8521 | 0.15134
2025_02_13 Hr 02 | 0 | 0 | 0 | 0.14184 | 0.13985 | 0.14313 | 0.14811 | 0.14908 | 0.15191 | 0 | 0 | 0.0031592 | 1.14 | 0.084852 | 1.4928 | 1.4928 | 8.0793 | 0 | 0.003788 | 0.0058432 | 0.0073552 | 0 | 0 | 0.074695 | 0.014972 | 1.2796 | 0.34766 | 7.3255 | 2.2791 | 0 | 0.60107 | 0.89806 | 0 | 0 | 0 | 0 | -27.5162 | 0.062055 | 0 | 0 | 0 | -0.33284 | 0 | 0 | 0 | 0 | 0 | 0 | 0 | 0 | 3.5644 | 0 | 0 | 0 | 2.0172 | 0 | 3.8111 | 3.8111 | 2.3112 | 28.5139 | 1.3567 | 3.3824 | 0 | 0.033193 | 0 | 0.78408 | 0.19745 | 0 | 22.0889 | 21.424 | -0.33284 | 0 | 0.5984 | 0 | 1.8521 | 0.15202
2025_02_13 Hr 03 | 0 | 0 | 0 | 0.14184 | 0.13985 | 0.14313 | 0.14811 | 0.14908 | 0.15191 | 0 | 0 | 0.0031592 | 0.87 | 0.064756 | 1.4928 | 1.4928 | 8.0793 | 0 | 0.003788 | 0.0058432 | 0.0073552 | 0 | 0 | 0.074695 | 0.014972 | 1.2796 | 0.34766 | 7.3255 | 2.2791 | 0 | 0.60107 | 0.89806 | 0 | 0 | 0 | 0 | -26.2995 | 0.062055 | 0 | 0.21532 | 0 | -0.33284 | 0 | 0 | 0 | 0 | 0 | 0 | 0 | 0 | 3.9055 | 0 | 0 | 0 | 2.0172 | 0 | 3.8111 | 3.8111 | 2.3112 | 28.5139 | 1.3567 | 3.3824 | 0 | 0.033193 | 0 | 0.78408 | 0.19745 | 0 | 23.3561 | 21.4747 | -0.33284 | 0 | 0.5984 | 0 | 1.8521 | 0.15156
2025_02_13 Hr 04 | 0 | 0 | 0 | 0.14184 | 0.13985 | 0.14313 | 0.14811 | 0.14908 | 0.15191 | 0 | 0 | 0.0031592 | 0.63 | 0.046893 | 1.4928 | 1.4928 | 8.0793 | 0 | 0.003788 | 0.0058432 | 0.0073552 | 0 | 0 | 0.074695 | 0.014972 | 1.2796 | 0.34766 | 7.3255 | 2.2791 | 0 | 0.60107 | 0.89806 | 0 | 0 | 0 | 0 | -25.1923 | 0.062055 | 0 | 0.21532 | 0 | -0.33285 | 0 | 0 | 0 | 0 | 0 | 0 | 0 | 0 | 4.1088 | 0 | 0 | 0 | 2.0172 | 0 | 3.8111 | 3.8111 | 2.3416 | 28.5139 | 1.3567 | 3.3824 | 0 | 0.033193 | 0 | 0.78408 | 0.19745 | 0 | 24.4395 | 21.4507 | -0.33285 | 0 | 0.5984 | 0 | 1.8521 | 0.15177
2025_02_13 Hr 05 | 0 | 0 | 0 | 0.14184 | 0.13985 | 0.14313 | 0.14811 | 0.14908 | 0.15191 | 0 | 0 | 0.0031592 | 0.6 | 0.049534 | 1.4928 | 1.4928 | 8.0793 | 0.53725 | 0.003788 | 0.0058432 | 0.0073552 | 0 | 0 | 0.074695 | 0.014972 | 1.2796 | 0.34766 | 7.3255 | 2.2791 | 0 | 0.60107 | 0.89806 | 0 | 0 | 0 | 0 | -27.0468 | 0.062055 | 0 | 0 | 0 | -0.36941 | 0 | 0 | 0 | 0 | 0 | 0 | 0 | 0 | 3.7676 | 0 | 0 | 0 | 2.0172 | 0 | 3.8111 | 3.8111 | 2.3721 | 29.0511 | 1.3567 | 3.3824 | 0 | 0.033193 | 0 | 0.78408 | 0.19745 | 0 | 22.7484 | 21.1135 | -0.36941 | 0 | 0.5984 | 0 | 1.8521 | 0.15263
2025_02_13 Hr 06 | 0 | 0 | 0 | 0.14184 | 0.13985 | 0.14313 | 0.14811 | 0.14908 | 0.15191 | 0 | 0 | 0.0031592 | 0.6 | 0.053758 | 1.4928 | 1.4928 | 8.0793 | 0.53725 | 0.003788 | 0.0058432 | 0.0073552 | 0 | 0 | 0.074695 | 0.014972 | 1.2796 | 0.34766 | 7.3255 | 2.2791 | 0 | 0.60107 | 0.89806 | 0 | 0 | 0 | 0 | -26.64 | 0.062055 | 0 | 0 | 0 | -0.40109 | 0 | 0 | 0 | 0 | 0 | 0 | 0 | 0 | 3.2159 | 0 | 0 | 0 | 2.0172 | 0 | 3.8111 | 3.8111 | 2.3416 | 29.0511 | 1.3567 | 3.3824 | 0 | 0.033193 | 0 | 0.78408 | 0.19745 | 0 | 22.5477 | 20.5377 | -0.40109 | 0 | 0.5984 | 0 | 1.8521 | 0.15478
2025_02_13 Hr 07 | 0 | 0 | 0 | 0.14184 | 0.13985 | 0.14313 | 0.14811 | 0.14908 | 0.15191 | 0 | 0 | 0.0031592 | 0.63 | 0.055413 | 1.4928 | 1.4928 | 8.0172 | 0.53654 | 0.003788 | 0.0058432 | 0.0073552 | 0 | 0 | 0.074695 | 0.014972 | 1.2128 | 0.34766 | 7.2882 | 2.2791 | 0.87983 | 0.59632 | 0.89806 | 0 | 0 | 0 | 0 | -31.0581 | 0.062055 | 0 | 0 | 0 | -0.3937 | 0 | 0 | 0 | 0 | 0 | 0 | 0 | 0 | 2.9473 | 0 | 0 | 0 | 2.0172 | 0 | 3.7821 | 3.7821 | 2.3721 | 29.7061 | 1.3567 | 3.3824 | 0 | 0.033193 | 0 | 0.78408 | 0.19745 | 0 | 18.5837 | 20.3295 | -0.3937 | 0 | 0.5984 | 0 | 1.8521 | 0.15778
2025_02_13 Hr 08 | 0.067784 | 0 | 0 | 0.14184 | 0.13985 | 0.14313 | 0.14811 | 0.14908 | 0.15191 | 0 | 0 | 0.0031592 | 0.72 | 0.060124 | 1.4928 | 1.4928 | 8.0172 | 0.53654 | 0.003788 | 0.0058432 | 0.0073552 | 0 | 0 | 0.074695 | 0.014972 | 0.81867 | 0.34766 | 7.2882 | 2.2791 | 0.87983 | 0.59632 | 0.89806 | 0 | 0 | 0 | 0 | -26.5938 | 0.062055 | 0 | 0 | 0 | -0.37367 | 0 | 0 | 0 | 0 | 0 | 0 | 0 | 0 | 2.5335 | 0 | 0 | 0 | 2.0172 | 0 | 3.7233 | 3.7233 | 2.3416 | 29.1943 | 1.3567 | 3.3824 | 0 | 0.033193 | -0.067784 | 0.78408 | 0.19745 | 0 | 22.2079 | 20.0489 | -0.44146 | 0 | 0.5984 | 0 | 1.8521 | 0.1589
2025_02_13 Hr 09 | 0.31807 | 0 | 0 | 0.14184 | 0.13985 | 0.14313 | 0.14811 | 0.14908 | 0.15191 | 0 | 0 | 0.0031592 | 0.39 | 0.03207 | 1.4928 | 1.4928 | 8.0172 | 0.53654 | 0.003788 | 0.0058432 | 0.0073552 | 0 | 0 | 0.074695 | 0.014972 | 0.86177 | 0.34766 | 7.2882 | 2.2791 | 0.87983 | 0.59632 | 0.89806 | 0 | 0 | 0 | 0 | -25.4236 | 0.062055 | 0 | 0 | 0 | -0.36794 | 0 | 0 | 0 | 0 | 0 | 0 | 0 | 0 | 2.5989 | 0 | 0 | 0 | 2.0172 | 0 | 3.7471 | 3.7471 | 2.0413 | 29.285 | 1.3567 | 3.3824 | 0 | 0.033193 | -0.31807 | 0.78408 | 0.19745 | 0 | 22.8813 | 19.7059 | -0.68601 | 0 | 0.5984 | 0 | 1.8521 | 0.15868
2025_02_13 Hr 10 | 0.38636 | 9.622e-05 | 0 | 0.14184 | 0.13985 | 0.14313 | 0.14811 | 0.14908 | 0.15191 | 0 | 0 | 0.0031592 | 0.6 | 0.042764 | 1.4928 | 1.4928 | 8.0172 | 0.53654 | 0.003788 | 0.0058432 | 0.0073552 | 0 | 0 | 0.074695 | 0.014972 | 1.2225 | 0 | 7.2882 | 2.2791 | 0.87983 | 0.59632 | 0.89806 | 0 | 0 | 0 | 0 | -24.9796 | 0.062055 | 0 | 0 | 0 | -0.31863 | 0 | 0 | 0 | 0 | 0 | 0 | 0 | 0 | 2.8094 | 0 | 0 | 0 | 2.0172 | 0 | 3.7821 | 3.7821 | 1.6191 | 29.3681 | 1.3567 | 3.3824 | 0 | 0.033193 | -0.38636 | 0.78408 | 0.19745 | 0 | 23.4661 | 19.7826 | -0.70499 | 0 | 0.5984 | 0 | 1.8521 | 0.15801
2025_02_13 Hr 11 | 0.49941 | 0.00042093 | 0 | 0.14184 | 0.13985 | 0.14313 | 0.14811 | 0.14908 | 0.15191 | 0 | 0 | 0.0031592 | 0.75 | 0.050497 | 1.4928 | 1.4928 | 8.0172 | 0.53654 | 0.003788 | 0.0058432 | 0.0073552 | 0 | 0 | 0.074695 | 0.014972 | 1.2796 | 0 | 7.2882 | 2.2791 | 0.87983 | 0.59632 | 0.89806 | 0 | 0 | 0 | 0 | -24.4913 | 0.062055 | 0 | 0 | 0 | -0.30088 | 0 | 0 | 0 | 0 | 0 | 0 | 0 | 0 | 2.8747 | 0 | 0 | 0 | 2.0172 | 0 | 3.7821 | 3.7821 | 1.593 | 29.4252 | 1.3567 | 3.3824 | 0 | 0.033193 | -0.49941 | 0.78408 | 0.19745 | 0 | 24.226 | 20.0924 | -0.80029 | 0 | 0.5984 | 0 | 1.8521 | 0.15751
2025_02_13 Hr 12 | 0.70363 | 0.00064348 | 0 | 0.14184 | 0.13985 | 0.14313 | 0.14811 | 0.14908 | 0.15191 | 0 | 0 | 0.0031592 | 0.72 | 0.048208 | 1.4928 | 1.4928 | 8.0172 | 0.53654 | 0.003788 | 0.0058432 | 0.0073552 | 0 | 0 | 0.074695 | 0.014972 | 1.2746 | 0 | 7.2882 | 2.2791 | 0.87983 | 0.59632 | 0.89806 | 0 | 0 | 0 | 0 | -26.5676 | 0.062055 | 0 | 0 | 0 | -0.2992 | 0 | 0 | 0 | 0 | 0 | 0 | 0 | 0 | 3.1506 | 0 | 0 | 0 | 2.0172 | 0 | 3.7821 | 3.7821 | 1.4711 | 29.4202 | 1.3567 | 3.3824 | 0 | 0.033193 | -0.70363 | 0.78408 | 0.19745 | 0 | 22.2679 | 20.4181 | -1.0028 | 0 | 0.5984 | 0 | 1.8521 | 0.15702
2025_02_13 Hr 13 | 0.45429 | 0.00072476 | 0 | 0.14184 | 0.13985 | 0.14313 | 0.14811 | 0.14908 | 0.15191 | 0 | 0 | 0.0031592 | 0.6 | 0.039385 | 1.4928 | 1.4928 | 8.0172 | 0.53654 | 0.003788 | 0.0058432 | 0.0073552 | 0 | 0 | 0.074695 | 0.014972 | 1.2445 | 0 | 7.2882 | 2.2791 | 0.87983 | 0.59632 | 0.89806 | 0 | 0 | 0 | 0 | -26.2877 | 0.062055 | 0 | 0 | 0 | -0.29329 | 0 | 0 | 0 | 0 | 0 | 0 | 0 | 0 | 3.0126 | 0 | 0 | 0 | 2.0172 | 0 | 3.7546 | 3.7546 | 1.4407 | 29.3349 | 1.3567 | 3.3824 | 0 | 0.033193 | -0.45429 | 0.78408 | 0.19745 | 0 | 22.171 | 19.8713 | -0.74758 | 0 | 0.5984 | 0 | 1.8521 | 0.15668
2025_02_13 Hr 14 | 0.24919 | 0.00073335 | 0 | 0.14184 | 0.13985 | 0.14313 | 0.14811 | 0.14908 | 0.15191 | 0 | 0 | 0.0031592 | 0.69 | 0.04485 | 1.4928 | 1.4928 | 8.0172 | 0.53654 | 0.003788 | 0.0058432 | 0.0073552 | 0 | 0 | 0.074695 | 0.014972 | 1.2545 | 0 | 7.2882 | 2.2791 | 0.87983 | 0.59632 | 0.89806 | 0 | 0 | 0 | 0 | -26.9396 | 0.062055 | 0 | 0 | 0 | -0.2904 | 0 | 0 | 0 | 0 | 0 | 0 | 0 | 0 | 3.1506 | 0 | 0 | 0 | 2.0172 | 0 | 3.6883 | 3.6883 | 1.4102 | 29.2124 | 1.3567 | 3.3824 | 0 | 0.033193 | -0.24919 | 0.78408 | 0.19745 | 0 | 21.602 | 19.8689 | -0.5396 | 0 | 0.5984 | 0 | 1.8521 | 0.15641
2025_02_13 Hr 15 | 0.20408 | 0.0007448 | 0 | 0.14184 | 0.13985 | 0.14313 | 0.14811 | 0.14908 | 0.15191 | 0 | 0 | 0.0031592 | 0.87 | 0.062412 | 1.4928 | 1.4928 | 7.9991 | 0.3577 | 0.003788 | 0.0058432 | 0.0073552 | 0 | 0 | 0.074695 | 0.014972 | 1.2043 | 0.23655 | 7.2738 | 2.2791 | 0.58655 | 0.59492 | 0.89806 | 0 | 0 | 0 | 0 | -28.7595 | 0.062055 | 0 | 0 | 0 | -0.32072 | 0 | 0 | 0 | 0 | 0 | 0 | 0 | 0 | 3.0126 | 0 | 0 | 0 | 2.0172 | 0 | 3.5118 | 3.5118 | 1.3797 | 28.3914 | 1.3567 | 3.3824 | 0 | 0.033193 | -0.20408 | 0.78408 | 0.19745 | 0 | 18.9582 | 19.8511 | -0.5248 | 0 | 0.5984 | 0 | 1.8521 | 0.15599
2025_02_13 Hr 16 | 0.02274 | 0.00058117 | 0 | 0.14184 | 0.13985 | 0.14313 | 0.14811 | 0.14908 | 0.15191 | 0 | 0 | 0.0031592 | 0.96 | 0.068068 | 1.4928 | 1.4928 | 7.9991 | 0.40241 | 0.003788 | 0.0058432 | 0.0073552 | 0 | 0 | 0.074695 | 0.014972 | 1.2043 | 0.26552 | 7.2882 | 2.2791 | 0.65987 | 0.59632 | 0.89806 | 0 | 0 | 0 | 0 | -29.9856 | 0.062055 | 0 | 0 | 0 | -0.31697 | 0 | 0 | 0 | 0 | 0 | 0 | 0 | 0 | 3.1506 | 0 | 0 | 0 | 2.0172 | 0 | 3.5229 | 3.5229 | 1.3493 | 28.5751 | 1.3567 | 3.3824 | 0 | 0.033193 | -0.02274 | 0.78408 | 0.19745 | 0 | 18.1241 | 19.8743 | -0.33971 | 0 | 0.5984 | 0 | 1.8521 | 0.15622
2025_02_13 Hr 17 | 0.11348 | 0.00026049 | 0 | 0.14184 | 0.13985 | 0.14313 | 0.14811 | 0.14908 | 0.15191 | 0 | 0 | 0.0031592 | 1.53 | 0.10782 | 1.4928 | 1.4928 | 8.0172 | 0.53654 | 0.003788 | 0.0058432 | 0.0073552 | 0 | 0 | 0.074695 | 0.014972 | 1.2796 | 0.34766 | 7.2882 | 2.2791 | 0.87983 | 0.59632 | 0.89806 | 0 | 0 | 0 | 0 | -34.4154 | 0.062055 | 0 | 0 | 0 | -0.31502 | 0 | 0 | 0 | 0 | 0 | 0 | 0 | 0 | 3.2885 | 0 | 0 | 0 | 2.0172 | 0 | 3.7821 | 3.7821 | 1.1099 | 29.7729 | 1.3567 | 3.3824 | 0 | 0.033193 | -0.11348 | 0.78408 | 0.19745 | 0 | 15.4029 | 20.4739 | -0.4285 | 0 | 0.5984 | 0 | 1.8521 | 0.15705
2025_02_13 Hr 18 | 0 | 2.6076e-05 | 0 | 0.14184 | 0.13985 | 0.14313 | 0.14811 | 0.14908 | 0.15191 | 0 | 0 | 0.0031592 | 1.95 | 0.15066 | 1.4928 | 1.4928 | 8.0172 | 0.53654 | 0.003788 | 0.0058432 | 0.0073552 | 0 | 0 | 0.074695 | 0.014972 | 1.2796 | 0.34766 | 7.2882 | 2.2791 | 0.87983 | 0.59632 | 0.89806 | 0 | 0 | 0 | 0 | -35.1148 | 0.062055 | 0 | 0 | 0 | -0.34558 | 0 | 0 | 0 | 0 | 0 | 0 | 0 | 0 | 3.4918 | 0 | 0 | 0 | 2.0172 | 0 | 3.7821 | 3.7821 | 1.2317 | 29.7729 | 1.3567 | 3.3824 | 0 | 0.033193 | 0 | 0.78408 | 0.19745 | 0 | 15.4616 | 21.149 | -0.34558 | 0 | 0.5984 | 0 | 1.8521 | 0.15795
2025_02_13 Hr 19 | 0 | 0 | 0 | 0.14184 | 0.13985 | 0.14313 | 0.14811 | 0.14908 | 0.15191 | 0 | 0 | 0.0031592 | 2.07 | 0.171 | 1.4928 | 1.4928 | 8.0172 | 0.53654 | 0.003788 | 0.0058432 | 0.0073552 | 0 | 0 | 0.074695 | 0.014972 | 1.2796 | 0.34766 | 7.2882 | 2.2791 | 0.87983 | 0.59632 | 0.89806 | 0 | 0 | 0 | 0 | -32.9956 | 0.062055 | 0 | 0 | 0 | -0.36963 | 0 | 0 | 0 | 0 | 0 | 0 | 0 | 0 | 2.6715 | 0 | 0 | 0 | 2.0172 | 0 | 3.7821 | 3.7821 | 1.1403 | 29.7729 | 1.3567 | 3.3824 | 0 | 0.033193 | 0 | 0.78408 | 0.19745 | 0 | 16.7849 | 20.3773 | -0.36963 | 0 | 0.5984 | 0 | 1.8521 | 0.15763
2025_02_13 Hr 20 | 0 | 0 | 0 | 0.14184 | 0.13985 | 0.14313 | 0.14811 | 0.14908 | 0.15191 | 0 | 0 | 0.0031592 | 2.1 | 0.16284 | 1.4928 | 1.4928 | 8.0172 | 0.53654 | 0.003788 | 0.0058432 | 0.0073552 | 0 | 0 | 0.074695 | 0.014972 | 1.2796 | 0 | 7.2882 | 2.2791 | 0.87983 | 0.59632 | 0.89806 | 0 | 0 | 0 | 0 | -28.7678 | 0.062055 | 0 | 0 | 0 | -0.34685 | 0 | 0 | 0 | 0 | 0 | 0 | 0 | 0 | 2.0544 | 0 | 0 | 0 | 2.0172 | 0 | 3.7821 | 3.7821 | 0.93143 | 29.4252 | 1.3567 | 3.3824 | 0 | 0.033193 | 0 | 0.78408 | 0.19745 | 0 | 19.8832 | 19.5726 | -0.34685 | 0 | 0.5984 | 0 | 1.8521 | 0.15706
2025_02_13 Hr 21 | 0 | 0 | 0 | 0.14184 | 0.13985 | 0.14313 | 0.14811 | 0.14908 | 0.15191 | 0 | 0 | 0.0031592 | 1.92 | 0.16023 | 1.4928 | 1.4928 | 8.0172 | 0.53654 | 0.003788 | 0.0058432 | 0.0073552 | 0 | 0 | 0.074695 | 0.014972 | 1.2796 | 0 | 7.2882 | 2.2791 | 0.87983 | 0.59632 | 0.89806 | 0 | 0 | 0 | 0 | -29.6624 | 0.062055 | 0 | 0 | 0 | -0.37344 | 0 | 0 | 0 | 0 | 0 | 0 | 0 | 0 | 1.9891 | 0 | 0 | 0 | 2.0172 | 0 | 3.7821 | 3.7821 | 0.87049 | 29.4252 | 1.3567 | 3.3824 | 0 | 0.033193 | 0 | 0.78408 | 0.19745 | 0 | 18.6525 | 19.2631 | -0.37344 | 0 | 0.5984 | 0 | 1.8521 | 0.15645
2025_02_13 Hr 22 | 0 | 0 | 0 | 0.14184 | 0.13985 | 0.14313 | 0.14811 | 0.14908 | 0.15191 | 0 | 0 | 0.0031592 | 1.89 | 0.12812 | 1.4928 | 1.4928 | 8.0172 | 0.53654 | 0.003788 | 0.0058432 | 0.0073552 | 0 | 0 | 0.074695 | 0.014972 | 1.2796 | 0 | 7.2882 | 2.2791 | 0 | 0.59632 | 0.89806 | 0 | 0 | 0 | 0 | -21.1777 | 0.062055 | 0 | 0 | 0 | -0.30294 | 0 | 0 | 0 | 0 | 0 | 0 | 0 | 0 | 1.7132 | 0 | 0 | 0 | 2.0172 | 0 | 3.7821 | 3.7821 | 1.2013 | 28.5454 | 1.3567 | 3.3824 | 0 | 0.033193 | 0 | 0.78408 | 0.19745 | 0 | 26.3191 | 19.2543 | -0.30294 | 0 | 0.5984 | 0 | 1.8521 | 0.15484
2025_02_13 Hr 23 | 0 | 0 | 0 | 0.14184 | 0.13985 | 0.14313 | 0.14811 | 0.14908 | 0.15191 | 0 | 0 | 0.0031592 | 1.77 | 0.13175 | 1.4928 | 1.4928 | 8.0793 | 0.53725 | 0.003788 | 0.0058432 | 0.0073552 | 0 | 0 | 0.074695 | 0.014972 | 1.2796 | 0 | 7.3255 | 2.2791 | 0 | 0.60107 | 0.89806 | 0 | 0 | 0 | 0 | -23.8109 | 0.062055 | 0 | 0 | 0 | -0.33285 | 0 | 0 | 0 | 0 | 0 | 0 | 0 | 0 | 1.6406 | 0 | 0 | 0 | 2.0172 | 0 | 3.8111 | 3.8111 | 1.2013 | 28.7034 | 1.3567 | 3.3824 | 0 | 0.033193 | 0 | 0.78408 | 0.19745 | 0 | 23.6279 | 19.0683 | -0.33285 | 0 | 0.5984 | 0 | 1.8521 | 0.153
2025_02_13 Hr 24 | 0 | 0 | 0 | 0.14184 | 0.13985 | 0.14313 | 0.14811 | 0.14908 | 0.15191 | 0 | 0 | 0.0031592 | 1.17 | 0.082788 | 1.4928 | 1.4928 | 8.0793 | 0 | 0.003788 | 0.0058432 | 0.0073552 | 0 | 0 | 0.074695 | 0.014972 | 1.2796 | 0 | 7.3255 | 2.2791 | 0 | 0.60107 | 0.89806 | 0 | 0 | 0 | 0 | -23.8947 | 0.062055 | 0 | 0 | 0 | -0.31632 | 0 | 0 | 0 | 0 | 0 | 0 | 0 | 0 | 1.8511 | 0 | 0 | 0 | 2.0172 | 0 | 3.8111 | 3.8111 | 1.2317 | 28.1662 | 1.3567 | 3.3824 | 0 | 0.033193 | 0 | 0.78408 | 0.19745 | 0 | 22.6147 | 18.6596 | -0.31632 | 0 | 0.5984 | 0 | 1.8521 | 0.15224
2025_02_14 Hr 01 | 0 | 0 | 0 | 0.14449 | 0.14247 | 0.14581 | 0.15089 | 0.15188 | 0.15476 | 0 | 0 | 0.0031592 | 0.87 | 0.059882 | 1.4928 | 1.4928 | 8.2305 | 0 | 0.003788 | 0.0058432 | 0.0073552 | 0 | 0 | 0.074695 | 0.014972 | 1.2796 | 0 | 7.4627 | 2.2791 | 0 | 0.60107 | 0.89806 | 0 | 0 | 0 | 0 | -25.5868 | 0.062055 | 0 | 0 | 0 | -0.30763 | 0 | 0 | 0 | 0 | 0 | 0 | 0 | 0 | 1.8511 | 0 | 0 | 0 | 2.0172 | 0 | 3.8825 | 3.8825 | 1.2927 | 28.6137 | 1.3567 | 3.3824 | 0 | 0.033193 | 0 | 0.78408 | 0.19745 | 0 | 21.116 | 18.3967 | -0.30763 | 0 | 0.5984 | 0 | 1.8521 | 0.1513
2025_02_14 Hr 02 | 0 | 0 | 0 | 0.14449 | 0.14247 | 0.14581 | 0.15089 | 0.15188 | 0.15476 | 0 | 0 | 0.0031592 | 0.72 | 0.050637 | 1.4928 | 1.4928 | 8.2305 | 0 | 0.003788 | 0.0058432 | 0.0073552 | 0 | 0 | 0.074695 | 0.014972 | 1.2796 | 0 | 7.4627 | 2.2791 | 0 | 0.60107 | 0.89806 | 0 | 0 | 0 | 0 | -24.9944 | 0.062055 | 0 | 0.20345 | 0 | -0.31438 | 0 | 0 | 0 | 0 | 0 | 0 | 0 | 0 | 1.9165 | 0 | 0 | 0 | 2.0172 | 0 | 3.8825 | 3.8825 | 1.2317 | 28.6137 | 1.3567 | 3.3824 | 0 | 0.033193 | 0 | 0.78408 | 0.19745 | 0 | 21.5459 | 18.2411 | -0.31438 | 0 | 0.5984 | 0 | 1.8521 | 0.15054
2025_02_14 Hr 03 | 0 | 0 | 0 | 0.14449 | 0.14247 | 0.14581 | 0.15089 | 0.15188 | 0.15476 | 0 | 0 | 0.0031592 | 0.66 | 0.046098 | 1.4928 | 1.4928 | 8.2305 | 0 | 0.003788 | 0.0058432 | 0.0073552 | 0 | 0 | 0.074695 | 0.014972 | 1.2796 | 0 | 7.4627 | 2.2791 | 0 | 0.60107 | 0.89806 | 0 | 0 | 0 | 0 | -25.0162 | 0.062055 | 0 | 0.20205 | 0 | -0.31221 | 0 | 0 | 0 | 0 | 0 | 0 | 0 | 0 | 2.2577 | 0 | 0 | 0 | 2.0172 | 0 | 3.8825 | 3.8825 | 0.90096 | 28.6137 | 1.3567 | 3.3824 | 0 | 0.033193 | 0 | 0.78408 | 0.19745 | 0 | 21.4723 | 18.187 | -0.31221 | 0 | 0.5984 | 0 | 1.8521 | 0.15062
2025_02_14 Hr 04 | 0 | 0 | 0 | 0.14449 | 0.14247 | 0.14581 | 0.15089 | 0.15188 | 0.15476 | 0 | 0 | 0.0031592 | 0.54 | 0.037827 | 1.4928 | 1.4928 | 8.2305 | 0 | 0.003788 | 0.0058432 | 0.0073552 | 0 | 0 | 0.074695 | 0.014972 | 1.2796 | 0 | 7.4627 | 2.2791 | 0 | 0.60107 | 0.89806 | 0 | 0 | 0 | 0 | -23.8142 | 0.062055 | 0 | 0 | 0 | -0.31313 | 0 | 0 | 0 | 0 | 0 | 0 | 0 | 0 | 2.5335 | 0 | 0 | 0 | 2.0172 | 0 | 3.8825 | 3.8825 | 0.4483 | 28.6137 | 1.3567 | 3.3824 | 0 | 0.033193 | 0 | 0.78408 | 0.19745 | 0 | 22.3685 | 17.8821 | -0.31313 | 0 | 0.5984 | 0 | 1.8521 | 0.15082
2025_02_14 Hr 05 | 0 | 0 | 0 | 0.14449 | 0.14247 | 0.14581 | 0.15089 | 0.15188 | 0.15476 | 0 | 0 | 0.0031592 | 0.48 | 0.032782 | 1.4928 | 1.4928 | 8.2305 | 0 | 0.003788 | 0.0058432 | 0.0073552 | 0 | 0 | 0.074695 | 0.014972 | 1.2796 | 0 | 7.4627 | 2.2791 | 0 | 0.60107 | 0.89806 | 0 | 0 | 0 | 0 | -21.889 | 0.062055 | 0 | 0 | 0 | -0.30523 | 0 | 0 | 0 | 0 | 0 | 0 | 0 | 0 | 2.5335 | 0 | 0 | 0 | 2.0172 | 0 | 3.8825 | 3.8825 | 0.39172 | 28.6137 | 1.3567 | 3.3824 | 0 | 0.033193 | 0 | 0.78408 | 0.19745 | 0 | 24.1804 | 17.761 | -0.30523 | 0 | 0.5984 | 0 | 1.8521 | 0.15133
2025_02_14 Hr 06 | 0 | 0 | 0 | 0.14449 | 0.14247 | 0.14581 | 0.15089 | 0.15188 | 0.15476 | 0 | 0 | 0.0031592 | 0.36 | 0.025312 | 1.4928 | 1.4928 | 8.2305 | 0.5473 | 0.003788 | 0.0058432 | 0.0073552 | 0 | 0 | 0.074695 | 0.014972 | 1.2796 | 0 | 7.4627 | 2.2791 | 0 | 0.60107 | 0.89806 | 0 | 0 | 0 | 0 | -22.8323 | 0.062055 | 0 | 0 | 0 | -0.3143 | 0 | 0 | 0 | 0 | 0 | 0 | 0 | 0 | 2.8094 | 0 | 0 | 0 | 2.0172 | 0 | 3.8825 | 3.8825 | 0.4483 | 29.161 | 1.3567 | 3.3824 | 0 | 0.033193 | 0 | 0.78408 | 0.19745 | 0 | 23.9825 | 17.9682 | -0.3143 | 0 | 0.5984 | 0 | 1.8521 | 0.15353
2025_02_14 Hr 07 | 0 | 0 | 0 | 0.14449 | 0.14247 | 0.14581 | 0.15089 | 0.15188 | 0.15476 | 0 | 0 | 0.0031592 | 0.27 | 0.019317 | 1.4928 | 1.4928 | 8.1673 | 0.54658 | 0.003788 | 0.0058432 | 0.0073552 | 0 | 0 | 0.074695 | 0.014972 | 1.0792 | 0.17914 | 7.4247 | 2.2791 | 0.89631 | 0.59632 | 0.89806 | 0 | 0 | 0 | 0 | -23.2448 | 0.062055 | 0 | 0 | 0 | -0.31984 | 0 | 0 | 0 | 0 | 0 | 0 | 0 | 0 | 2.6715 | 0 | 0 | 0 | 2.0172 | 0 | 3.7331 | 3.7331 | 0.4483 | 29.4856 | 1.3567 | 3.3824 | 0 | 0.033193 | 0 | 0.78408 | 0.19745 | 0 | 23.6525 | 17.7315 | -0.31984 | 0 | 0.5984 | 0 | 1.8521 | 0.15556
2025_02_14 Hr 08 | 0.045117 | 0 | 0 | 0.14449 | 0.14247 | 0.14581 | 0.15089 | 0.15188 | 0.15476 | 0 | 0 | 0.0031592 | 0.18 | 0.012173 | 1.4928 | 1.4928 | 8.1673 | 0.50103 | 0.003788 | 0.0058432 | 0.0073552 | 0 | 0 | 0.074695 | 0.014972 | 0.5535 | 0 | 7.4247 | 2.2791 | 0.82162 | 0.59632 | 0.89806 | 0 | 0 | 0 | 0 | -20.5864 | 0.062055 | 0 | 0 | 0 | -0.30222 | 0 | 0 | 0 | 0 | 0 | 0 | 0 | 0 | 2.6715 | 0 | 0 | 0 | 2.0172 | 0 | 3.6974 | 3.6974 | 0.42219 | 28.7388 | 1.3567 | 3.3824 | 0 | 0.033193 | -0.045117 | 0.78408 | 0.19745 | 0 | 25.4596 | 17.6546 | -0.34734 | 0 | 0.5984 | 0 | 1.8521 | 0.15673
2025_02_14 Hr 09 | 0.2266 | 0 | 0 | 0.14449 | 0.14247 | 0.14581 | 0.15089 | 0.15188 | 0.15476 | 0 | 0 | 0.0031592 | 0.06 | 0.0038126 | 1.4928 | 1.4928 | 8.1673 | 0.54658 | 0.003788 | 0.0058432 | 0.0073552 | 0 | 0 | 0.074695 | 0.014972 | 0.60877 | 0 | 7.4247 | 2.2791 | 0.89631 | 0.59632 | 0.89806 | 0 | 0 | 0 | 0 | -16.7144 | 0.062055 | 0 | 0 | 0 | -0.28384 | 0 | 0 | 0 | 0 | 0 | 0 | 0 | 0 | 2.5989 | 0 | 0 | 0 | 2.0172 | 0 | 3.8173 | 3.8173 | 0.17845 | 29.1541 | 1.3567 | 3.3824 | 0 | 0.033193 | -0.2266 | 0.78408 | 0.19745 | 0 | 29.3206 | 17.3912 | -0.51044 | 0 | 0.5984 | 0 | 1.8521 | 0.15663
2025_02_14 Hr 10 | 0.54503 | 8.269e-05 | 0 | 0.14449 | 0.14247 | 0.14581 | 0.15089 | 0.15188 | 0.15476 | 0 | 0 | 0.0031592 | 0.03 | 0.0015283 | 1.4928 | 1.4928 | 8.1673 | 0.54658 | 0.003788 | 0.0058432 | 0.0073552 | 0 | 0 | 0.074695 | 0.014972 | 0.54844 | 0 | 7.4247 | 2.2791 | 0.89631 | 0.59632 | 0.89806 | 0 | 0 | 0 | 0 | -13.156 | 0.062055 | 0 | 0 | 0 | -0.22714 | 0 | 0 | 0 | 0 | 0 | 0 | 0 | 0 | 2.8094 | 0 | 0 | 0 | 2.0172 | 0 | 3.5532 | 3.5532 | 0.14798 | 28.5657 | 1.3567 | 3.3824 | 0 | 0.033193 | -0.54503 | 0.78408 | 0.19745 | 0 | 32.495 | 17.8575 | -0.77217 | 0 | 0.5984 | 0 | 1.8521 | 0.15658
2025_02_14 Hr 11 | 0.52215 | 0.00034628 | 0 | 0.14449 | 0.14247 | 0.14581 | 0.15089 | 0.15188 | 0.15476 | 0 | 0 | 0.0031592 | 0 | 0 | 1.4928 | 1.4928 | 8.1673 | 0.54658 | 0.003788 | 0.0058432 | 0.0073552 | 0 | 0 | 0.074695 | 0.014972 | 0.53841 | 0 | 7.4247 | 2.2791 | 0.89631 | 0.59632 | 0.89806 | 0 | 0 | 0 | 0 | -16.7242 | 0.062055 | 0 | 0 | 0 | -0.25171 | 0 | 0 | 0 | 0 | 0 | 0 | 0 | 0 | 2.8747 | 0 | 0 | 0 | 2.0172 | 0 | 3.7293 | 3.7293 | 0.42219 | 28.9077 | 1.3567 | 3.3824 | 0 | 0.033193 | -0.52215 | 0.78408 | 0.19745 | 0 | 29.5527 | 18.1431 | -0.77386 | 0 | 0.5984 | 0 | 1.8521 | 0.15677
2025_02_14 Hr 12 | 0.52207 | 0.00049149 | 0 | 0.14449 | 0.14247 | 0.14581 | 0.15089 | 0.15188 | 0.15476 | 0 | 0 | 0.0031592 | 0 | 0 | 1.4928 | 1.4928 | 8.1673 | 0.54658 | 0.003788 | 0.0058432 | 0.0073552 | 0 | 0 | 0.074695 | 0.014972 | 0.49153 | 0 | 7.4247 | 2.2791 | 0.89631 | 0.59632 | 0.89806 | 0 | 0 | 0 | 0 | -14.3902 | 0.062055 | 0 | 0 | 0 | -0.2288 | 0 | 0 | 0 | 0 | 0 | 0 | 0 | 0 | 2.9473 | 0 | 0 | 0 | 2.0172 | 0 | 3.5737 | 3.5737 | 0.60064 | 28.5498 | 1.3567 | 3.3824 | 0 | 0.033193 | -0.52207 | 0.78408 | 0.19745 | 0 | 31.8023 | 18.3937 | -0.75087 | 0 | 0.5984 | 0 | 1.8521 | 0.15627
2025_02_14 Hr 13 | 0.47703 | 0.00059261 | 0 | 0.14449 | 0.14247 | 0.14581 | 0.15089 | 0.15188 | 0.15476 | 0 | 0 | 0.0031592 | 0 | 0 | 1.4928 | 1.4928 | 8.1673 | 0.50103 | 0.003788 | 0.0058432 | 0.0073552 | 0 | 0 | 0.074695 | 0.014972 | 0.51662 | 0 | 7.4247 | 2.2791 | 0.82162 | 0.59632 | 0.89806 | 0 | 0 | 0 | 0 | -16.769 | 0.062055 | 0 | 0 | 0 | -0.23803 | 0 | 0 | 0 | 0 | 0 | 0 | 0 | 0 | 2.8747 | 0 | 0 | 0 | 2.0172 | 0 | 3.5009 | 3.5009 | 0.99236 | 28.3089 | 1.3567 | 3.3824 | 0 | 0.033193 | -0.47703 | 0.78408 | 0.19745 | 0 | 29.4925 | 18.6677 | -0.71506 | 0 | 0.5984 | 0 | 1.8521 | 0.15607
2025_02_14 Hr 14 | 0.45436 | 0.00058587 | 0 | 0.14449 | 0.14247 | 0.14581 | 0.15089 | 0.15188 | 0.15476 | 0 | 0 | 0.0031592 | 0 | 0 | 1.4928 | 1.4928 | 8.1673 | 0.50103 | 0.003788 | 0.0058432 | 0.0073552 | 0 | 0 | 0.074695 | 0.014972 | 0.5049 | 0 | 7.4247 | 2.2791 | 0.74692 | 0.59632 | 0.89806 | 0 | 0 | 0 | 0 | -15.9297 | 0.062055 | 0 | 0 | 0 | -0.22701 | 0 | 0 | 0 | 0 | 0 | 0 | 0 | 0 | 2.9473 | 0 | 0 | 0 | 2.0172 | 0 | 3.5608 | 3.5608 | 1.0185 | 28.3423 | 1.3567 | 3.3824 | 0 | 0.033193 | -0.45436 | 0.78408 | 0.19745 | 0 | 30.4747 | 18.7434 | -0.68137 | 0 | 0.5984 | 0 | 1.8521 | 0.15577
2025_02_14 Hr 15 | 0.318 | 0.00065472 | 0 | 0.14449 | 0.14247 | 0.14581 | 0.15089 | 0.15188 | 0.15476 | 0 | 0 | 0.0031592 | 0 | 0 | 1.4928 | 1.4928 | 7.8895 | 0.31884 | 0.003788 | 0.0058432 | 0.0073552 | 0 | 0 | 0.074695 | 0.014972 | 0.58861 | 0 | 7.3661 | 2.2791 | 0 | 0.59074 | 0.89806 | 0 | 0 | 0 | 0 | -14.9324 | 0.062055 | 0 | 0 | 0 | -0.27735 | 0 | 0 | 0 | 0 | 0 | 0 | 0 | 0 | 2.8094 | 0 | 0 | 0 | 2.0172 | 0 | 3.5494 | 3.5494 | 0.5397 | 27.1379 | 1.3567 | 3.3824 | 0 | 0.033193 | -0.318 | 0.78408 | 0.19745 | 0 | 29.5942 | 17.9841 | -0.59535 | 0 | 0.5984 | 0 | 1.8521 | 0.15504
2025_02_14 Hr 16 | 0.1586 | 0.00049449 | 0 | 0.14449 | 0.14247 | 0.14581 | 0.15089 | 0.15188 | 0.15476 | 0 | 0 | 0.0031592 | 0.12 | 0.0071833 | 1.4928 | 1.4928 | 7.9821 | 0.36439 | 0.003788 | 0.0058432 | 0.0073552 | 0 | 0 | 0.074695 | 0.014972 | 0.58861 | 0.17914 | 7.3368 | 2.2791 | 0 | 0.58795 | 0.89806 | 0 | 0 | 0 | 0 | -16.1318 | 0.062055 | 0 | 0 | 0 | -0.26727 | 0 | 0 | 0 | 0 | 0 | 0 | 0 | 0 | 2.9473 | 0 | 0 | 0 | 2.0172 | 0 | 3.5176 | 3.5176 | 0.42219 | 27.2125 | 1.3567 | 3.3824 | 0 | 0.033193 | -0.1586 | 0.78408 | 0.19745 | 0 | 28.6241 | 17.9693 | -0.42587 | 0 | 0.5984 | 0 | 1.8521 | 0.15498
2025_02_14 Hr 17 | 0.090597 | 0.00016385 | 0 | 0.14449 | 0.14247 | 0.14581 | 0.15089 | 0.15188 | 0.15476 | 0 | 0 | 0.0031592 | 0.21 | 0.012305 | 1.4928 | 1.4928 | 8.1673 | 0.54658 | 0.003788 | 0.0058432 | 0.0073552 | 0 | 0 | 0.074695 | 0.014972 | 0.82979 | 0.35408 | 7.4247 | 2.2791 | 0.89631 | 0.59632 | 0.89806 | 0 | 0 | 0 | 0 | -18.4478 | 0.062055 | 0 | 0 | 0 | -0.26157 | 0 | 0 | 0 | 0 | 0 | 0 | 0 | 0 | 3.0126 | 0 | 0 | 0 | 2.0172 | 0 | 3.6488 | 3.6488 | 0.17845 | 29.3923 | 1.3567 | 3.3824 | 0 | 0.033193 | -0.090597 | 0.78408 | 0.19745 | 0 | 28.4188 | 17.8265 | -0.35217 | 0 | 0.5984 | 0 | 1.8521 | 0.15542
2025_02_14 Hr 18 | 0 | 5.7341e-06 | 0 | 0.14449 | 0.14247 | 0.14581 | 0.15089 | 0.15188 | 0.15476 | 0 | 0 | 0.0031592 | 0.6 | 0.035679 | 1.4928 | 1.4928 | 8.1673 | 0.54658 | 0.003788 | 0.0058432 | 0.0073552 | 0 | 0 | 0.074695 | 0.014972 | 1.071 | 0.35408 | 7.4247 | 2.2791 | 0.89631 | 0.59632 | 0.89806 | 0 | 0 | 0 | 0 | -22.3066 | 0.062055 | 0 | 0 | 0 | -0.26549 | 0 | 0 | 0 | 0 | 0 | 0 | 0 | 0 | 3.5644 | 0 | 0 | 0 | 2.0172 | 0 | 3.853 | 3.853 | 0.060934 | 30.0418 | 1.3567 | 3.3824 | 0 | 0.033193 | 0 | 0.78408 | 0.19745 | 0 | 26.0541 | 18.5844 | -0.26549 | 0 | 0.5984 | 0 | 1.8521 | 0.15652
2025_02_14 Hr 19 | 0 | 0 | 0 | 0.14449 | 0.14247 | 0.14581 | 0.15089 | 0.15188 | 0.15476 | 0 | 0 | 0.0031592 | 1.2 | 0.070125 | 1.4928 | 1.4928 | 8.1673 | 0.54658 | 0.003788 | 0.0058432 | 0.0073552 | 0 | 0 | 0.074695 | 0.014972 | 1.2637 | 0.35408 | 7.4247 | 2.2791 | 0.89631 | 0.59632 | 0.89806 | 0 | 0 | 0 | 0 | -25.6009 | 0.062055 | 0 | 0 | 0 | -0.26087 | 0 | 0 | 0 | 0 | 0 | 0 | 0 | 0 | 4.1088 | 0 | 0 | 0 | 2.0172 | 0 | 3.853 | 3.853 | 0.091402 | 30.2344 | 1.3567 | 3.3824 | 0 | 0.033193 | 0 | 0.78408 | 0.19745 | 0 | 24.1668 | 19.7942 | -0.26087 | 0 | 0.5984 | 0 | 1.8521 | 0.15692
2025_02_14 Hr 20 | 0 | 0 | 0 | 0.14449 | 0.14247 | 0.14581 | 0.15089 | 0.15188 | 0.15476 | 0 | 0 | 0.0031592 | 1.89 | 0.11239 | 1.4928 | 1.4928 | 8.1673 | 0.54658 | 0.003788 | 0.0058432 | 0.0073552 | 0 | 0 | 0.074695 | 0.014972 | 1.2796 | 0 | 7.4247 | 2.2791 | 0.89631 | 0.59632 | 0.89806 | 0 | 0 | 0 | 0 | -27.657 | 0.062055 | 0 | 0 | 0 | -0.26549 | 0 | 0 | 0 | 0 | 0 | 0 | 0 | 0 | 4.1741 | 0 | 0 | 0 | 2.0172 | 0 | 3.853 | 3.853 | 0.14798 | 29.8962 | 1.3567 | 3.3824 | 0 | 0.033193 | 0 | 0.78408 | 0.19745 | 0 | 22.6215 | 20.6477 | -0.26549 | 0 | 0.5984 | 0 | 1.8521 | 0.15629
2025_02_14 Hr 21 | 0 | 0 | 0 | 0.14449 | 0.14247 | 0.14581 | 0.15089 | 0.15188 | 0.15476 | 0 | 0 | 0.0031592 | 2.04 | 0.12131 | 1.4928 | 1.4928 | 8.1673 | 0.54658 | 0.003788 | 0.0058432 | 0.0073552 | 0 | 0 | 0.074695 | 0.014972 | 1.2796 | 0 | 7.4247 | 2.2791 | 0 | 0.59632 | 0.89806 | 0 | 0 | 0 | 0 | -25.0404 | 0.062055 | 0 | 0 | 0 | -0.26549 | 0 | 0 | 0 | 0 | 0 | 0 | 0 | 0 | 4.45 | 0 | 0 | 0 | 2.0172 | 0 | 3.853 | 3.853 | 0.4483 | 28.9999 | 1.3567 | 3.3824 | 0 | 0.033193 | 0 | 0.78408 | 0.19745 | 0 | 25.0757 | 21.3817 | -0.26549 | 0 | 0.5984 | 0 | 1.8521 | 0.15515
2025_02_14 Hr 22 | 0 | 0 | 0 | 0.14449 | 0.14247 | 0.14581 | 0.15089 | 0.15188 | 0.15475 | 0 | 0 | 0.0031592 | 2.04 | 0.10263 | 1.4928 | 1.4928 | 8.1673 | 0.54658 | 0.003788 | 0.0058432 | 0.0073552 | 0 | 0 | 0.074695 | 0.014972 | 0.60999 | 0 | 7.4247 | 2.2791 | 0 | 0.59632 | 0.89806 | 0 | 0 | 0 | 0 | -18.2809 | 0.062055 | 0 | 0 | 0 | -0.22429 | 0 | 0 | 0 | 0 | 0 | 0 | 0 | 0 | 4.5226 | 0 | 0 | 0 | 2.0172 | 0 | 3.793 | 3.793 | 0.60064 | 28.2105 | 1.3567 | 3.3824 | 0 | 0.033193 | 0 | 0.78408 | 0.19745 | 0 | 31.2918 | 21.5864 | -0.22429 | 0 | 0.5984 | 0 | 1.8521 | 0.15368
2025_02_14 Hr 23 | 0 | 0 | 0 | 0.14449 | 0.14247 | 0.14581 | 0.15089 | 0.15188 | 0.15476 | 0 | 0 | 0.0031592 | 1.95 | 0.099364 | 1.4928 | 1.4928 | 8.2305 | 0.5473 | 0.003788 | 0.0058432 | 0.0073552 | 0 | 0 | 0.074695 | 0.014972 | 0.50324 | 0 | 7.4627 | 2.2791 | 0 | 0.60107 | 0.89806 | 0 | 0 | 0 | 0 | -19.1621 | 0.062055 | 0 | 0 | 0 | -0.2272 | 0 | 0 | 0 | 0 | 0 | 0 | 0 | 0 | 4.5879 | 0 | 0 | 0 | 2.0172 | 0 | 3.5638 | 3.5638 | 0.4483 | 27.7472 | 1.3567 | 3.3824 | 0 | 0.033193 | 0 | 0.78408 | 0.19745 | 0 | 29.7679 | 21.41 | -0.2272 | 0 | 0.5984 | 0 | 1.8521 | 0.15271
2025_02_14 Hr 24 | 0 | 0 | 0 | 0.14449 | 0.14247 | 0.14581 | 0.15089 | 0.15188 | 0.15476 | 0 | 0 | 0.0031592 | 1.95 | 0.10147 | 1.4928 | 1.4928 | 8.2305 | 0 | 0.003788 | 0.0058432 | 0.0073552 | 0 | 0 | 0.074695 | 0.014972 | 0.50324 | 0 | 7.4627 | 2.2791 | 0 | 0.60107 | 0.89806 | 0 | 0 | 0 | 0 | -20.2755 | 0.062055 | 0 | 0 | 0 | -0.23206 | 0 | 0 | 0 | 0 | 0 | 0 | 0 | 0 | 4.45 | 0 | 0 | 0 | 2.0172 | 0 | 3.8521 | 3.8521 | 0.23939 | 27.7765 | 1.3567 | 3.3824 | 0 | 0.033193 | 0 | 0.78408 | 0.19745 | 0 | 28.333 | 21.0641 | -0.23206 | 0 | 0.5984 | 0 | 1.8521 | 0.15156
2025_02_15 Hr 01 | 0 | 0 | 0 | 0.15147 | 0.14934 | 0.15285 | 0.15817 | 0.15921 | 0.16222 | 0 | 0 | 0.0031592 | 1.98 | 0.10159 | 1.4928 | 1.4928 | 8.6274 | 0 | 0.003788 | 0.0058432 | 0.0073552 | 0 | 0 | 0.074695 | 0.014972 | 0.48984 | 0 | 7.8228 | 2.2791 | 0 | 0.60107 | 0.89806 | 0 | 0 | 0 | 0 | -21.9913 | 0.062055 | 0 | 0 | 0 | -0.22878 | 0 | 0 | 0 | 0 | 0 | 0 | 0 | 0 | 4.1741 | 0 | 0 | 0 | 2.0172 | 0 | 4.0094 | 4.0094 | 0.091402 | 28.8777 | 1.3567 | 3.3824 | 0 | 0.033193 | 0 | 0.78408 | 0.19745 | 0 | 27.327 | 20.6693 | -0.22878 | 0 | 0.5984 | 0 | 1.8521 | 0.15055
2025_02_15 Hr 02 | 0 | 0 | 0 | 0.15147 | 0.14934 | 0.15285 | 0.15817 | 0.15921 | 0.16222 | 0 | 0 | 0.0031592 | 2.1 | 0.10944 | 1.4928 | 1.4928 | 8.6274 | 0 | 0.003788 | 0.0058432 | 0.0073552 | 0 | 0 | 0.074695 | 0.014972 | 0.48145 | 0 | 7.8228 | 2.2791 | 0 | 0.60107 | 0.89806 | 0 | 0 | 0 | 0 | -22.0729 | 0.062055 | 0 | 0 | 0 | -0.23242 | 0 | 0 | 0 | 0 | 0 | 0 | 0 | 0 | 3.2885 | 0 | 0 | 0 | 2.0172 | 0 | 4.038 | 4.038 | 0.12187 | 28.9264 | 1.3567 | 3.3824 | 0 | 0.033193 | 0 | 0.78408 | 0.19745 | 0 | 26.5632 | 19.942 | -0.23242 | 0 | 0.5984 | 0 | 1.8521 | 0.15056
2025_02_15 Hr 03 | 0 | 0 | 0 | 0.15147 | 0.14934 | 0.15285 | 0.15817 | 0.15921 | 0.16222 | 0 | 0 | 0.0031592 | 2.04 | 0.10285 | 1.4928 | 1.4928 | 8.6274 | 0 | 0.003788 | 0.0058432 | 0.0073552 | 0 | 0 | 0.074695 | 0.014972 | 0.48312 | 0 | 7.8228 | 2.2791 | 0 | 0.60107 | 0.89806 | 0 | 0 | 0 | 0 | -21.4461 | 0.062055 | 0 | 0 | 0 | -0.22477 | 0 | 0 | 0 | 0 | 0 | 0 | 0 | 0 | 2.9473 | 0 | 0 | 0 | 2.0172 | 0 | 3.8293 | 3.8292 | 0.30032 | 28.5107 | 1.3567 | 3.3824 | 0 | 0.033193 | 0 | 0.78408 | 0.19745 | 0 | 26.5519 | 19.7121 | -0.22477 | 0 | 0.5984 | 0 | 1.8521 | 0.14998
2025_02_15 Hr 04 | 0 | 0 | 0 | 0.15147 | 0.14934 | 0.15285 | 0.15817 | 0.15921 | 0.16222 | 0 | 0 | 0.0031592 | 2.16 | 0.11897 | 1.4928 | 1.4928 | 8.6274 | 0 | 0.003788 | 0.0058432 | 0.0073552 | 0 | 0 | 0.074695 | 0.014972 | 0.64903 | 0 | 7.8228 | 2.2791 | 0 | 0.60107 | 0.89806 | 0 | 0 | 0 | 0 | -23.1004 | 0.062055 | 0 | 0 | 0 | -0.24574 | 0 | 0 | 0 | 0 | 0 | 0 | 0 | 0 | 2.9473 | 0 | 0 | 0 | 2.0172 | 0 | 4.0699 | 4.0699 | 0.26985 | 29.1578 | 1.3567 | 3.3824 | 0 | 0.033193 | 0 | 0.78408 | 0.19745 | 0 | 25.6294 | 19.8178 | -0.24574 | 0 | 0.5984 | 0 | 1.8521 | 0.15002
2025_02_15 Hr 05 | 0 | 0 | 0 | 0.15147 | 0.14934 | 0.15285 | 0.15817 | 0.15921 | 0.16222 | 0 | 0 | 0.0031592 | 2.07 | 0.10159 | 1.4928 | 1.4928 | 8.6274 | 0 | 0.003788 | 0.0058432 | 0.0073552 | 0 | 0 | 0.074695 | 0.014972 | 0.5032 | 0 | 7.8228 | 2.2791 | 0 | 0.60107 | 0.89806 | 0 | 0 | 0 | 0 | -19.5938 | 0.062055 | 0 | 0 | 0 | -0.21875 | 0 | 0 | 0 | 0 | 0 | 0 | 0 | 0 | 3.6297 | 0 | 0 | 0 | 2.0172 | 0 | 3.6149 | 3.6149 | 0.12187 | 28.102 | 1.3567 | 3.3824 | 0 | 0.033193 | 0 | 0.78408 | 0.19745 | 0 | 28.535 | 20.2455 | -0.21875 | 0 | 0.5984 | 0 | 1.8521 | 0.15068
2025_02_15 Hr 06 | 0 | 0 | 0 | 0.15147 | 0.14934 | 0.15285 | 0.15817 | 0.15921 | 0.16222 | 0 | 0 | 0.0031592 | 2.07 | 0.092668 | 1.4928 | 1.4928 | 8.6274 | 0 | 0.003788 | 0.0058432 | 0.0073552 | 0 | 0 | 0.074695 | 0.014972 | 0.47808 | 0 | 7.8228 | 2.2791 | 0 | 0.60107 | 0.89806 | 0 | 0 | 0 | 0 | -17.7911 | 0.062055 | 0 | 0 | 0 | -0.19935 | 0 | 0 | 0 | 0 | 0 | 0 | 0 | 0 | 3.7676 | 0 | 0 | 0 | 2.0172 | 0 | 3.4941 | 3.494 | 0.20892 | 27.8352 | 1.3567 | 3.3824 | 0 | 0.033193 | 0 | 0.78408 | 0.19745 | 0 | 30.3073 | 20.4625 | -0.19935 | 0 | 0.5984 | 0 | 1.8521 | 0.15166
2025_02_15 Hr 07 | 0 | 0 | 0 | 0.15147 | 0.14934 | 0 | 0 | 0 | 0 | 0 | 0 | 0.0031592 | 2.22 | 0.10338 | 1.4126 | 1.4126 | 7.7993 | 0.38196 | 0.003788 | 0.0058432 | 0.0073552 | 0 | 0 | 0.074695 | 0.014972 | 0.50324 | 0 | 7.2903 | 2.2791 | 0 | 0.55159 | 0.89806 | 0 | 0 | 0 | 0.042635 | -16.2243 | 0.062055 | 0 | 0.0044906 | 0 | -0.20746 | 0 | 0 | 0 | 0 | 0 | 0 | 0 | 0 | 3.3538 | 0 | 0 | 0 | 2.0172 | 0 | 0 | 3.6342 | 0.39172 | 22.7351 | 1.3567 | 3.3824 | 0 | 0.033193 | 0 | 0.78408 | 0.19745 | 0 | 26.6902 | 20.3442 | -0.20746 | 0 | 0.5984 | 0 | 1.8521 | 0.15306
2025_02_15 Hr 08 | 0.067784 | 0 | 0 | 0 | 0 | 0 | 0 | 0 | 0 | 0 | 0 | 0.0031592 | 2.13 | 0.095352 | 0.90282 | 0.90282 | 7.2571 | 0.38194 | 0.003788 | 0.0058432 | 0.0073552 | 0 | 0 | 0.074695 | 0.014972 | 0.50322 | 0 | 7.3129 | 2.2791 | 0 | 0.55365 | 0.89806 | 0 | 0 | 0 | 0.1528 | -3.3426 | 0.062055 | 0 | 0.0076742 | 0 | -0.19935 | 0 | 0 | 0 | 0 | 0 | 0 | 0 | 0 | 3.2885 | 0 | 0 | 0 | 2.0172 | 0 | 0 | 0 | 0.47877 | 17.2609 | 1.3567 | 3.3824 | 0 | 0.033193 | -0.067784 | 0.78408 | 0.19745 | 0 | 34.1425 | 20.3386 | -0.26713 | 0 | 0.5984 | 0 | 1.8521 | 0.15396
2025_02_15 Hr 09 | 0.15853 | 0 | 0 | 0 | 0 | 0 | 0 | 0 | 0 | 0 | 0 | 0.0031592 | 1.86 | 0.061305 | 1.2299 | 1.2297 | 7.0376 | 0.28645 | 0.003788 | 0.0058432 | 0.0073552 | 0 | 0 | 0.074695 | 0.014972 | 0 | 0 | 6.7976 | 2.2791 | 0 | 0.50687 | 0.89806 | 0 | 0 | 0 | 0.10941 | -4.7262 | 0.062055 | 0 | 0.025073 | 0 | -0.14622 | 0 | 0 | 0 | 0 | 0 | 0 | 0 | 0 | 3.3538 | 0 | 0 | 0 | 2.0172 | 0 | 0 | 0 | 0.42219 | 16.5813 | 1.3567 | 3.3824 | 0 | 0.033193 | -0.15853 | 0.78408 | 0.19745 | 0 | 31.7482 | 20.0885 | -0.30474 | 0 | 0.5984 | 0 | 1.8521 | 0.15514
2025_02_15 Hr 10 | 0.11355 | 1.0862e-05 | 0 | 0 | 0 | 0 | 0 | 0 | 0 | 0 | 0 | 0.0031592 | 1.74 | 0.065334 | 0.90282 | 0.90254 | 7.0281 | 0.28645 | 0.003788 | 0.0058432 | 0.0073552 | 0 | 0 | 0.074695 | 0.014972 | 0 | 0 | 6.9855 | 2.2791 | 0.39147 | 0.52392 | 0.89806 | 0 | 0 | 0 | 1.0416 | -1.508 | 0.062055 | 0 | 0.028563 | 0 | -0.16687 | 0 | 0 | 0 | 0 | 0 | 0 | 0 | 0 | 2.2577 | 0 | 0 | 0 | 2.0172 | 0 | 0 | 0 | 0.4483 | 16.4968 | 1.3567 | 3.3824 | 0 | 0.033193 | -0.11355 | 0.78408 | 0.19745 | 0 | 34.6246 | 18.8746 | -0.28042 | 0 | 0.5984 | 0 | 1.8521 | 0.15526
2025_02_15 Hr 11 | 0.11355 | 9.6866e-06 | 0 | 0 | 0 | 0 | 0 | 0 | 0 | 0 | 0 | 0.0031592 | 1.83 | 0.064881 | 1.3041 | 1.3039 | 8.249 | 0.28647 | 0.003788 | 0.0058432 | 0.0073552 | 0 | 0 | 0.074695 | 0.014972 | 0 | 0 | 7.5372 | 2.2791 | 0 | 0.57401 | 0.89806 | 0 | 0 | 0 | 0 | -3.8167 | 0.062055 | 0 | 0.026971 | 0 | -0.15744 | 0 | 0 | 0 | 0 | 0 | 0 | 0 | 0 | 1.6406 | 0 | 0 | 0 | 2.0172 | 0 | 0 | 0 | 0.60064 | 18.6807 | 1.3567 | 3.3824 | 0 | 0.033193 | -0.11355 | 0.78408 | 0.19745 | 0 | 33.1423 | 18.5493 | -0.271 | 0 | 0.5984 | 0 | 1.8521 | 0.15501
2025_02_15 Hr 12 | 0.11348 | 3.1402e-05 | 0 | 0 | 0 | 0 | 0 | 0 | 0 | 0 | 0 | 0.0031592 | 2.04 | 0.073813 | 1.4844 | 1.4844 | 8.5611 | 0.19098 | 0.003788 | 0.0058432 | 0.0073552 | 0 | 0 | 0.074695 | 0.014972 | 0 | 0 | 7.783 | 2.2791 | 0 | 0.59632 | 0.89806 | 0 | 0 | 0 | 0 | -6.0697 | 0.062055 | 0 | 0.027525 | 0 | -0.16072 | 0 | 0 | 0 | 0 | 0 | 0 | 0 | 0 | 1.9165 | 0 | 0 | 0 | 2.0172 | 0 | 0 | 0 | 0.72251 | 19.5039 | 1.3567 | 3.3824 | 0 | 0.033193 | -0.11348 | 0.78408 | 0.19745 | 0 | 32.3477 | 19.1877 | -0.27421 | 0 | 0.5984 | 0 | 1.8521 | 0.15449
2025_02_15 Hr 13 | 0.20415 | 6.146e-05 | 0 | 0 | 0 | 0 | 0 | 0 | 0 | 0 | 0 | 0.0031592 | 1.86 | 0.069735 | 1.4928 | 1.4928 | 7.9578 | 0.14323 | 0.003788 | 0.0058432 | 0.0073552 | 0 | 0 | 0.074695 | 0.014972 | 0 | 0 | 7.5727 | 2.2791 | 0 | 0.57723 | 0.89806 | 0 | 0 | 0 | 0 | -6.6906 | 0.062055 | 0 | 0.02852 | 0 | -0.16661 | 0 | 0 | 0 | 0 | 0 | 0 | 0 | 0 | 2.6715 | 0 | 0 | 0 | 2.0172 | 0 | 0 | 0 | 0.96189 | 18.6593 | 1.3567 | 3.3824 | 0 | 0.033193 | -0.20415 | 0.78408 | 0.19745 | 0 | 31.667 | 20.069 | -0.37076 | 0 | 0.5984 | 0 | 1.8521 | 0.15391
2025_02_15 Hr 14 | 0.24919 | 7.9204e-05 | 0 | 0.012622 | 0.012445 | 0.012737 | 0.013181 | 0.013267 | 0.013519 | 0 | 0 | 0.0031592 | 1.53 | 0.059843 | 1.4928 | 1.4928 | 7.0281 | 0.19098 | 0.003788 | 0.0058432 | 0.0073552 | 0 | 0 | 0.074695 | 0.014972 | 0 | 0 | 6.9855 | 2.2791 | 0 | 0.52392 | 0.89806 | 0 | 0 | 0 | 0 | -6.0695 | 0.062055 | 0 | 0.029257 | 0 | -0.17391 | 0 | 0 | 0 | 0 | 0 | 0 | 0 | 0 | 2.9473 | 0 | 0 | 0 | 2.0172 | 0 | 0 | 0 | 0.87049 | 17.2679 | 1.3567 | 3.3824 | 0 | 0.033193 | -0.24919 | 0.78408 | 0.19745 | 0 | 30.6804 | 19.9051 | -0.4231 | 0 | 0.5984 | 0 | 1.8521 | 0.1537
2025_02_15 Hr 15 | 0.20408 | 5.7262e-05 | 0 | 0.012622 | 0.012445 | 0.012737 | 0.013181 | 0.013267 | 0.013519 | 0 | 0 | 0.0031592 | 1.5 | 0.067651 | 1.4362 | 1.4362 | 7.4936 | 0.19098 | 0.003788 | 0.0058432 | 0.0073552 | 0 | 0 | 0.074695 | 0.014972 | 0 | 0.18055 | 6.9382 | 2.2791 | 0 | 0.51963 | 0.89806 | 0 | 0 | 0 | 0 | -8.7005 | 0.062055 | 0 | 0.032331 | 0 | -0.20085 | 0 | 0 | 0 | 0 | 0 | 0 | 0 | 0 | 2.6715 | 0 | 0 | 0 | 2.0172 | 0 | 1.8737 | 0 | 0.77909 | 18.0379 | 1.3567 | 3.3824 | 0 | 0.033193 | -0.20408 | 0.78408 | 0.19745 | 0 | 28.398 | 19.4656 | -0.40493 | 0 | 0.5984 | 0 | 1.8521 | 0.15303
2025_02_15 Hr 16 | 0.02274 | 3.1748e-05 | 0 | 0 | 0 | 0 | 0 | 0 | 0 | 0 | 0 | 0.0031592 | 0.9 | 0.044447 | 1.4692 | 1.4692 | 7.8624 | 0.33421 | 0.003788 | 0.0058432 | 0.0073552 | 0 | 0 | 0.074695 | 0.014972 | 0 | 0 | 7.3529 | 2.2791 | 0 | 0.55728 | 0.89806 | 0 | 0 | 0 | 0 | -10.2135 | 0.062055 | 0 | 0.037569 | 0 | -0.22014 | 0 | 0 | 0 | 0 | 0 | 0 | 0 | 0 | 2.4682 | 0 | 0 | 0 | 2.0172 | 0 | 0 | 0 | 0.63111 | 18.488 | 1.3567 | 3.3824 | 0 | 0.033193 | -0.02274 | 0.78408 | 0.19745 | 0 | 26.3796 | 18.3479 | -0.24288 | 0 | 0.5984 | 0 | 1.8521 | 0.15352
2025_02_15 Hr 17 | 0.13571 | 1.2955e-05 | 0 | 0 | 0 | 0 | 0 | 0 | 0 | 0 | 0 | 0.0031592 | 1.77 | 0.089174 | 1.4928 | 1.4928 | 8.5611 | 0.57294 | 0.003788 | 0.0058432 | 0.0073552 | 0 | 0 | 0.074695 | 0.014972 | 0 | 0 | 7.783 | 2.2791 | 0 | 0.59632 | 0.89806 | 0 | 0 | 0 | 0 | -12.8837 | 0.062055 | 0 | 0.038325 | 0 | -0.22461 | 0 | 0 | 0 | 0 | 0 | 0 | 0 | 0 | 2.5989 | 0 | 0 | 0 | 2.0172 | 0 | 0 | 0 | 0.50924 | 19.9026 | 1.3567 | 3.3824 | 0 | 0.033193 | -0.13571 | 0.78408 | 0.19745 | 0 | 26.0822 | 19.4236 | -0.36033 | 0 | 0.5984 | 0 | 1.8521 | 0.15371
2025_02_15 Hr 18 | 0 | 1.781e-06 | 0 | 0 | 0 | 0 | 0 | 0 | 0 | 0 | 0 | 0.0031592 | 2.04 | 0.11303 | 1.4928 | 1.4928 | 8.5611 | 0.57294 | 0.003788 | 0.0058432 | 0.0073552 | 0 | 0 | 0.074695 | 0.014972 | 0 | 0 | 7.783 | 2.2791 | 0.93956 | 0.59632 | 0.89806 | 0 | 0 | 0 | 0 | -18.4527 | 0.062055 | 0 | 0.042149 | 0 | -0.24723 | 0 | 0 | 0 | 0 | 0 | 0 | 0 | 0 | 2.5989 | 0 | 0 | 0 | 2.0172 | 0 | 0 | 0 | 0.69204 | 20.8422 | 1.3567 | 3.3824 | 0 | 0.033193 | 0 | 0.78408 | 0.19745 | 0 | 21.9084 | 19.7662 | -0.24723 | 0 | 0.5984 | 0 | 1.8521 | 0.15532
2025_02_15 Hr 19 | 0 | 0 | 0 | 0 | 0 | 0 | 0 | 0 | 0 | 0 | 0 | 0.0031592 | 2.28 | 0.12466 | 1.4928 | 1.4928 | 8.5611 | 0.57294 | 0.003788 | 0.0058432 | 0.0073552 | 0 | 0 | 0.074695 | 0.014972 | 0 | 0 | 7.783 | 2.2791 | 0.93956 | 0.59632 | 0.89806 | 0 | 0 | 0 | 0 | -18.0894 | 0.062055 | 0 | 0.041593 | 0 | -0.24394 | 0 | 0 | 0 | 0 | 0 | 0 | 0 | 0 | 2.5989 | 0 | 0 | 0 | 2.0172 | 0 | 0 | 0 | 1.1708 | 20.8422 | 1.3567 | 3.3824 | 0 | 0.033193 | 0 | 0.78408 | 0.19745 | 0 | 23.0054 | 20.4966 | -0.24394 | 0 | 0.5984 | 0 | 1.8521 | 0.15533
2025_02_15 Hr 20 | 0 | 0 | 0 | 0.15147 | 0.14934 | 0 | 0 | 0 | 0 | 0 | 0 | 0.0031592 | 2.4 | 0.12609 | 1.4928 | 1.4928 | 8.5611 | 0.57294 | 0.003788 | 0.0058432 | 0.0073552 | 0 | 0 | 0.074695 | 0.014972 | 0 | 0 | 7.783 | 2.2791 | 0 | 0.59632 | 0.89806 | 0 | 0 | 0 | 0 | -16.1536 | 0.062055 | 0 | 0.03884 | 0 | -0.23431 | 0 | 0 | 0 | 0 | 0 | 0 | 0 | 0 | 2.2577 | 0 | 0 | 0 | 2.0172 | 0 | 0 | 0 | 1.3188 | 20.2034 | 1.3567 | 3.3824 | 0 | 0.033193 | 0 | 0.78408 | 0.19745 | 0 | 24.2397 | 20.4242 | -0.23431 | 0 | 0.5984 | 0 | 1.8521 | 0.15474
2025_02_15 Hr 21 | 0 | 0 | 0 | 0.15147 | 0.14934 | 0 | 0 | 0 | 0 | 0 | 0 | 0.0031592 | 2.4 | 0.12215 | 1.4928 | 1.4928 | 8.5611 | 0.57294 | 0.003788 | 0.0058432 | 0.0073552 | 0 | 0 | 0.074695 | 0.014972 | 0 | 0 | 7.783 | 2.2791 | 0 | 0.59632 | 0.89806 | 0 | 0 | 0 | 0 | -13.5708 | 0.062055 | 0 | 0.037628 | 0 | -0.22694 | 0 | 0 | 0 | 0 | 0 | 0 | 0 | 0 | 2.5989 | 0 | 0 | 0 | 2.0172 | 0 | 0 | 0 | 1.2927 | 20.2034 | 1.3567 | 3.3824 | 0 | 0.033193 | 0 | 0.78408 | 0.19745 | 0 | 27.1402 | 20.7346 | -0.22694 | 0 | 0.5984 | 0 | 1.8521 | 0.15398
2025_02_15 Hr 22 | 0 | 0 | 0 | 0.15147 | 0.14934 | 0 | 0 | 0 | 0 | 0 | 0 | 0.0031592 | 2.43 | 0.10998 | 1.4928 | 1.4928 | 8.5611 | 0.57294 | 0.003788 | 0.0058432 | 0.0073552 | 0 | 0 | 0.074695 | 0.014972 | 0 | 0 | 7.783 | 2.2791 | 0 | 0.59632 | 0.89806 | 0 | 0 | 0 | 0 | -10.7988 | 0.062055 | 0 | 0.033459 | 0 | -0.20157 | 0 | 0 | 0 | 0 | 0 | 0 | 0 | 0 | 3.0126 | 0 | 0 | 0 | 2.0172 | 0 | 0 | 0 | 1.0185 | 20.2034 | 1.3567 | 3.3824 | 0 | 0.033193 | 0 | 0.78408 | 0.19745 | 0 | 30.0945 | 20.8914 | -0.20157 | 0 | 0.5984 | 0 | 1.8521 | 0.15337
2025_02_15 Hr 23 | 0 | 0 | 0 | 0.15147 | 0.14934 | 0 | 0 | 0 | 0 | 0 | 0 | 0.0031592 | 2.43 | 0.12383 | 1.4928 | 1.4928 | 8.6274 | 0 | 0.003788 | 0.0058432 | 0.0073552 | 0 | 0 | 0.074695 | 0.014972 | 0 | 0 | 7.8228 | 2.2791 | 0 | 0.60107 | 0.89806 | 0 | 0 | 0 | 0 | -9.4558 | 0.062055 | 0 | 0.037672 | 0 | -0.22721 | 0 | 0 | 0 | 0 | 0 | 0 | 0 | 0 | 3.2885 | 0 | 0 | 0 | 2.0172 | 0 | 0 | 0 | 0.77909 | 19.7366 | 1.3567 | 3.3824 | 0 | 0.033193 | 0 | 0.78408 | 0.19745 | 0 | 30.9983 | 20.9447 | -0.22721 | 0 | 0.5984 | 0 | 1.8521 | 0.15162
2025_02_15 Hr 24 | 0 | 0 | 0 | 0.15147 | 0.14934 | 0 | 0 | 0 | 0 | 0 | 0 | 0.0031592 | 2.07 | 0.095262 | 1.4928 | 1.4928 | 8.6274 | 0 | 0.003788 | 0.0058432 | 0.0073552 | 0 | 0 | 0.074695 | 0.014972 | 0 | 0 | 7.8228 | 2.2791 | 0 | 0.60107 | 0.89806 | 0 | 0 | 0 | 0 | -12.342 | 0.062055 | 0 | 0.031557 | 0 | -0.20499 | 0 | 0 | 0 | 0 | 0 | 0 | 0 | 0 | 3.2159 | 0 | 0 | 0 | 2.0172 | 0 | 0 | 4.8885 | 0.87049 | 23.1702 | 1.3567 | 3.3824 | 0 | 0.033193 | 0 | 0.78408 | 0.19745 | 0 | 31.1973 | 20.5741 | -0.20499 | 0 | 0.5984 | 0 | 1.8521 | 0.15081
2025_02_16 Hr 01 | 0 | 0 | 0 | 0.15147 | 0.14934 | 0.15285 | 0.15817 | 0.15921 | 0 | 0 | 0 | 0.0031592 | 1.98 | 0.098329 | 1.4928 | 1.4928 | 8.6274 | 0 | 0.003788 | 0.0058432 | 0.0073552 | 0 | 0 | 0.074695 | 0.014972 | 0 | 0 | 7.8228 | 2.2791 | 0 | 0.60107 | 0.89806 | 0 | 0 | 0 | 0 | -13.3563 | 0.062055 | 0 | 0.17612 | 0 | -0.22138 | 0 | 0 | 0 | 0 | 0 | 0 | 0 | 0 | 3.1506 | 0 | 0 | 0 | 2.0172 | 0 | 0 | 3.704 | 0.96189 | 23.9108 | 1.3567 | 3.3824 | 0 | 0.033193 | 0 | 0.78408 | 0.19745 | 0 | 30.8456 | 20.5126 | -0.22138 | 0 | 0.5984 | 0 | 1.8521 | 0.15014
2025_02_16 Hr 02 | 0 | 0 | 0 | 0.15147 | 0.14934 | 0.15285 | 0.15817 | 0.15921 | 0 | 0 | 0 | 0.0031592 | 1.98 | 0.097788 | 1.4928 | 1.4928 | 8.6274 | 0 | 0.003788 | 0.0058432 | 0.0073552 | 0 | 0 | 0.074695 | 0.014972 | 0 | 0 | 7.8228 | 2.2791 | 0 | 0.60107 | 0.89806 | 0 | 0 | 0 | 0 | -13.5958 | 0.062055 | 0 | 0.17515 | 0 | -0.22014 | 0 | 0 | 0 | 0 | 0 | 0 | 0 | 0 | 3.3538 | 0 | 0 | 0 | 2.0172 | 0 | 0 | 3.8248 | 0.77909 | 24.0316 | 1.3567 | 3.3824 | 0 | 0.033193 | 0 | 0.78408 | 0.19745 | 0 | 30.748 | 20.5323 | -0.22014 | 0 | 0.5984 | 0 | 1.8521 | 0.14995
2025_02_16 Hr 03 | 0 | 0 | 0 | 0.15147 | 0.14934 | 0.15285 | 0.15817 | 0.15921 | 0 | 0 | 0 | 0.0031592 | 1.89 | 0.086983 | 1.4928 | 1.4928 | 8.6274 | 0 | 0.003788 | 0.0058432 | 0.0073552 | 0 | 0 | 0.074695 | 0.014972 | 0 | 0 | 7.8228 | 2.2791 | 0 | 0.60107 | 0.89806 | 0 | 0 | 0 | 0 | -12.0848 | 0.062055 | 0 | 0.16322 | 0 | -0.205 | 0 | 0 | 0 | 0 | 0 | 0 | 0 | 0 | 3.2885 | 0 | 0 | 0 | 2.0172 | 0 | 0 | 3.3446 | 0.57017 | 23.5514 | 1.3567 | 3.3824 | 0 | 0.033193 | 0 | 0.78408 | 0.19745 | 0 | 31.4189 | 20.1573 | -0.205 | 0 | 0.5984 | 0 | 1.8521 | 0.15001
2025_02_16 Hr 04 | 0 | 0 | 0 | 0.15147 | 0.14934 | 0.15285 | 0.15817 | 0.15921 | 0 | 0 | 0 | 0.0031592 | 0.36 | 0.015936 | 1.4928 | 1.4928 | 8.6274 | 0 | 0.003788 | 0.0058432 | 0.0073552 | 0 | 0 | 0.074695 | 0.014972 | 0 | 0 | 7.8228 | 2.2791 | 0 | 0.60107 | 0.89806 | 0 | 0 | 0 | 0 | -8.1359 | 0.062055 | 0 | 0.15699 | 0 | -0.19711 | 0 | 0 | 0 | 0 | 0 | 0 | 0 | 0 | 2.9473 | 0 | 0 | 0 | 2.0172 | 0 | 0 | 3.3446 | 0.47877 | 23.5514 | 1.3567 | 3.3824 | 0 | 0.033193 | 0 | 0.78408 | 0.19745 | 0 | 33.3422 | 18.1238 | -0.19711 | 0 | 0.5984 | 0 | 1.8521 | 0.1501
2025_02_16 Hr 05 | 0 | 0 | 0 | 0.15147 | 0.14934 | 0.15285 | 0 | 0 | 0 | 0 | 0 | 0.0031592 | 0.15 | 0.0069976 | 1.4928 | 1.4928 | 8.6274 | 0 | 0.003788 | 0.0058432 | 0.0073552 | 0 | 0 | 0.074695 | 0.014972 | 0 | 0 | 7.8228 | 2.2791 | 0 | 0.60107 | 0.89806 | 0 | 0 | 0 | 0 | -8.167 | 0.062055 | 0 | 0.16616 | 0 | -0.20783 | 0 | 0 | 0 | 0 | 0 | 0 | 0 | 0 | 2.9473 | 0 | 0 | 0 | 2.0172 | 0 | 1.7335 | 3.5249 | 0.5397 | 23.693 | 1.3567 | 3.3824 | 0 | 0.033193 | 0 | 0.78408 | 0.19745 | 0 | 33.2842 | 17.966 | -0.20783 | 0 | 0.5984 | 0 | 1.8521 | 0.15033
2025_02_16 Hr 06 | 0 | 0 | 0 | 0.15147 | 0.14934 | 0.15285 | 0 | 0 | 0 | 0 | 0 | 0.0031592 | 0.18 | 0.0079004 | 1.4928 | 1.4928 | 8.6274 | 0 | 0.003788 | 0.0058432 | 0.0073552 | 0 | 0 | 0.074695 | 0.014972 | 0 | 0 | 7.8228 | 2.2791 | 0 | 0.60107 | 0.89806 | 0 | 0 | 0 | 0 | -10.3039 | 0.062055 | 0 | 0.027275 | 0 | -0.19541 | 0 | 0 | 0 | 0 | 0 | 0 | 0 | 0 | 3.2159 | 0 | 0 | 0 | 2.0172 | 0 | 3.4941 | 3.494 | 0.33079 | 26.8775 | 1.3567 | 3.3824 | 0 | 0.033193 | 0 | 0.78408 | 0.19745 | 0 | 34.4358 | 18.0575 | -0.19541 | 0 | 0.5984 | 0 | 1.8521 | 0.1513
2025_02_16 Hr 07 | 0 | 0 | 0 | 0 | 0 | 0 | 0 | 0 | 0 | 0 | 0 | 0.0031592 | 0.27 | 0.010759 | 1.3324 | 1.3324 | 7.5454 | 0.38196 | 0.003788 | 0.0058432 | 0.0073552 | 0 | 0 | 0.074695 | 0.014972 | 0 | 0 | 7.2903 | 2.2791 | 0 | 0.55159 | 0.89806 | 0 | 0 | 0 | 0.6302 | -6.4334 | 0.062055 | 0 | 0.028179 | 0 | -0.17722 | 0 | 0 | 0 | 0 | 0 | 0 | 0 | 0 | 3.2159 | 0 | 0 | 0 | 2.0172 | 0 | 3.5086 | 0 | 0.47877 | 21.3911 | 1.3567 | 3.3824 | 0 | 0.033193 | 0 | 0.78408 | 0.19745 | 0 | 33.6608 | 18.25 | -0.17722 | 0 | 0.5984 | 0 | 1.8521 | 0.15241
2025_02_16 Hr 08 | 0.022813 | 0 | 0 | 0 | 0 | 0 | 0 | 0 | 0 | 0 | 0 | 0.0031592 | 1.05 | 0.035117 | 0.90282 | 0.90256 | 6.2129 | 0.23871 | 0.003788 | 0.0058432 | 0.0073552 | 0 | 0 | 0.074695 | 0.014972 | 0 | 0 | 6.3652 | 2.2791 | 0 | 0.46762 | 0.89806 | 0 | 0 | 0 | 0.99585 | -0.20692 | 0.062055 | 0 | 0.02365 | 0 | -0.1484 | 0 | 0 | 0 | 0 | 0 | 0 | 0 | 0 | 3.1506 | 0 | 0 | 0 | 2.0172 | 0 | 3.436 | 0 | 0.69204 | 18.0582 | 1.3567 | 3.3824 | 0 | 0.033193 | -0.022813 | 0.78408 | 0.19745 | 0 | 37.8184 | 19.1425 | -0.17122 | 0 | 0.5984 | 0 | 1.8521 | 0.15377
2025_02_16 Hr 09 | 0.2723 | 0 | 0 | 0 | 0 | 0 | 0 | 0 | 0 | 0 | 0 | 0.0031592 | 1.77 | 0.055431 | 1.0912 | 1.0913 | 5.9218 | 0.23872 | 0.003788 | 0.0058432 | 0.0073552 | 0 | 0 | 0.074695 | 0.014972 | 0 | 0 | 6.1348 | 2.2791 | 0 | 0.4467 | 0.89806 | 0 | 0 | 0 | 1.4062 | -0.14623 | 0.062055 | 0 | 0.023823 | 0 | -0.13883 | 0 | 0 | 0 | 0 | 0 | 0 | 0 | 0 | 3.1506 | 0 | 0 | 0 | 2.0172 | 0 | 0 | 0 | 0.50924 | 14.4778 | 1.3567 | 3.3824 | 0 | 0.033193 | -0.2723 | 0.78408 | 0.19745 | 0 | 35.2565 | 19.9298 | -0.41113 | 0 | 0.5984 | 0 | 1.8521 | 0.155
2025_02_16 Hr 10 | 0.54503 | 8.5851e-06 | 0 | 0 | 0 | 0 | 0 | 0 | 0 | 0 | 0 | 0.0031592 | 1.98 | 0.066105 | 0.65314 | 0.65314 | 5.98 | 0.14323 | 0.003788 | 0.0058432 | 0.0073552 | 0 | 0 | 0.074695 | 0.014972 | 0 | 0 | 6.8094 | 2.2791 | 0.23489 | 0.50794 | 0.89806 | 0 | 0 | 0 | 3.5935 | -0.088945 | 0.062055 | 0 | 0.025398 | 0 | -0.14814 | 0 | 0 | 0 | 0 | 0 | 0 | 0 | 0 | 2.8747 | 0 | 0 | 0 | 2.0172 | 0 | 0 | 0 | 0.33079 | 14.4738 | 1.3567 | 3.3824 | 0 | 0.033193 | -0.54503 | 0.78408 | 0.19745 | 0 | 37.3159 | 20.0307 | -0.69317 | 0 | 0.5984 | 0 | 1.8521 | 0.15556
2025_02_16 Hr 11 | 0.56741 | 6.3472e-05 | 0 | 0 | 0 | 0 | 0 | 0 | 0 | 0 | 0 | 0.0031592 | 2.19 | 0.054057 | 0.87939 | 0.87941 | 6.0577 | 0.047745 | 0.003788 | 0.0058432 | 0.0073552 | 0 | 0 | 0.074695 | 0.014972 | 0 | 0 | 6.3203 | 2.2791 | 0.078297 | 0.46354 | 0.89806 | 0 | 0 | 0 | 2.0492 | -0.17237 | 0.062055 | 0 | 0.018777 | 0 | -0.10898 | 0 | 0 | 0 | 0 | 0 | 0 | 0 | 0 | 2.3303 | 0 | 0 | 0 | 2.0172 | 0 | 0 | 0 | 0.77909 | 14.2628 | 1.3567 | 3.3824 | 0 | 0.033193 | -0.56741 | 0.78408 | 0.19745 | 0 | 35.5736 | 20.1103 | -0.67638 | 0 | 0.5984 | 0 | 1.8521 | 0.15532
2025_02_16 Hr 12 | 0.56734 | 5.0891e-05 | 0 | 0 | 0 | 0 | 0 | 0 | 0 | 0 | 0 | 0.0031592 | 2.16 | 0.049563 | 1.1056 | 1.1057 | 5.5142 | 0 | 0.003788 | 0.0058432 | 0.0073552 | 0 | 0 | 0.074695 | 0.014972 | 0 | 0 | 5.9198 | 2.2791 | 0 | 0.42718 | 0.89806 | 0 | 0 | 0 | 2.4877 | 0 | 0.062055 | 0 | 0.017455 | 0 | -0.10116 | 0 | 0 | 0 | 0 | 0 | 0 | 0 | 0 | 2.2577 | 0 | 0 | 0 | 2.0172 | 0 | 0 | 0 | 1.2013 | 13.6452 | 1.3567 | 3.3824 | 0 | 0.033193 | -0.56734 | 0.78408 | 0.19745 | 0 | 35.8529 | 20.3885 | -0.66849 | 0 | 0.5984 | 0 | 1.8521 | 0.15482
2025_02_16 Hr 13 | 0.45429 | 2.5025e-05 | 0 | 0 | 0 | 0 | 0 | 0 | 0 | 0 | 0 | 0.0031592 | 2.16 | 0.048745 | 1.2565 | 1.2566 | 5.6306 | 0.047745 | 0.003788 | 0.0058432 | 0.0073552 | 0 | 0 | 0.074695 | 0.014972 | 0 | 0 | 5.9044 | 2.2791 | 0 | 0.42579 | 0.89806 | 0 | 0 | 0 | 1.9053 | 0 | 0.062055 | 0 | 0.017167 | 0 | -0.099452 | 0 | 0 | 0 | 0 | 0 | 0 | 0 | 0 | 2.0544 | 0 | 0 | 0 | 2.0172 | 0 | 0 | 0 | 0.66157 | 14.0958 | 1.3567 | 3.3824 | 0 | 0.033193 | -0.45429 | 0.78408 | 0.19745 | 0 | 34.9775 | 19.5301 | -0.55374 | 0 | 0.5984 | 0 | 1.8521 | 0.15473
2025_02_16 Hr 14 | 0.45436 | 3.4214e-05 | 0 | 0 | 0 | 0 | 0 | 0 | 0 | 0 | 0 | 0.0031592 | 2.37 | 0.057993 | 0.65314 | 0.65317 | 5.5918 | 0.047745 | 0.003788 | 0.0058432 | 0.0073552 | 0 | 0 | 0.074695 | 0.014972 | 0 | 0 | 5.9197 | 2.2791 | 0 | 0.42718 | 0.89806 | 0 | 0 | 0 | 4.3281 | 0 | 0.062055 | 0 | 0.018615 | 0 | -0.10801 | 0 | 0 | 0 | 0 | 0 | 0 | 0 | 0 | 2.1923 | 0 | 0 | 0 | 2.0172 | 0 | 0 | 0 | 0.90096 | 12.8656 | 1.3567 | 3.3824 | 0 | 0.033193 | -0.45436 | 0.78408 | 0.19745 | 0 | 36.7593 | 20.1279 | -0.56238 | 0 | 0.5984 | 0 | 1.8521 | 0.15444
2025_02_16 Hr 15 | 0.45429 | 5.6024e-05 | 0 | 0 | 0 | 0 | 0 | 0 | 0 | 0 | 0 | 0.0031592 | 2.46 | 0.076566 | 0.87939 | 0.87939 | 5.9218 | 0.14323 | 0.003788 | 0.0058432 | 0.0073552 | 0 | 0 | 0.074695 | 0.014972 | 0 | 0 | 6.3652 | 2.2791 | 0 | 0.46762 | 0.89806 | 0 | 0 | 0 | 1.4626 | -0.44628 | 0.062055 | 0 | 0.023677 | 0 | -0.13796 | 0 | 0 | 0 | 0 | 0 | 0 | 0 | 0 | 2.0544 | 0 | 0 | 0 | 2.0172 | 0 | 0 | 0 | 1.1099 | 14.189 | 1.3567 | 3.3824 | 0 | 0.033193 | -0.45429 | 0.78408 | 0.19745 | 0 | 34.9609 | 20.3479 | -0.59225 | 0 | 0.5984 | 0 | 1.8521 | 0.15446
2025_02_16 Hr 16 | 0.54496 | 1.3335e-05 | 0 | 0 | 0 | 0 | 0 | 0 | 0 | 0 | 0 | 0.0031592 | 2.55 | 0.070526 | 1.1056 | 1.1056 | 6.2129 | 0.09549 | 0.003788 | 0.0058432 | 0.0073552 | 0 | 0 | 0.074695 | 0.014972 | 0 | 0 | 6.5034 | 2.2791 | 0 | 0.48017 | 0.89806 | 0 | 0 | 0 | 0.51325 | -0.91948 | 0.062055 | 0 | 0.021039 | 0 | -0.12236 | 0 | 0 | 0 | 0 | 0 | 0 | 0 | 0 | 2.0544 | 0 | 0 | 0 | 2.0172 | 0 | 0 | 0 | 0.87049 | 15.0231 | 1.3567 | 3.3824 | 0 | 0.033193 | -0.54496 | 0.78408 | 0.19745 | 0 | 34.2454 | 20.2959 | -0.66732 | 0 | 0.5984 | 0 | 1.8521 | 0.15473
2025_02_16 Hr 17 | 0.13571 | 1.5206e-05 | 0 | 0 | 0 | 0 | 0 | 0 | 0 | 0 | 0 | 0.0031592 | 2.55 | 0.080425 | 1.3319 | 1.3319 | 7.2802 | 0.09549 | 0.003788 | 0.0058432 | 0.0073552 | 0 | 0 | 0.074695 | 0.014972 | 0 | 0 | 7.23 | 2.2791 | 0.15659 | 0.54612 | 0.89806 | 0 | 0 | 0 | 0 | -4.597 | 0.062055 | 0 | 0.023992 | 0 | -0.13983 | 0 | 0 | 0 | 0 | 0 | 0 | 0 | 0 | 2.0544 | 0 | 0 | 0 | 2.0172 | 0 | 0 | 0 | 0.69204 | 17.4261 | 1.3567 | 3.3824 | 0 | 0.033193 | -0.13571 | 0.78408 | 0.19745 | 0 | 32.3387 | 19.7852 | -0.27554 | 0 | 0.5984 | 0 | 1.8521 | 0.1559
2025_02_16 Hr 18 | 0.045117 | 1.6684e-06 | 0 | 0 | 0 | 0 | 0 | 0 | 0 | 0 | 0 | 0.0031592 | 2.52 | 0.087202 | 1.4879 | 1.488 | 8.5611 | 0.28647 | 0.003788 | 0.0058432 | 0.0073552 | 0 | 0 | 0.074695 | 0.014972 | 0 | 0 | 7.783 | 2.2791 | 0.15659 | 0.59632 | 0.89806 | 0 | 0 | 0 | 0 | -9.4849 | 0.062055 | 0 | 0.026324 | 0 | -0.15362 | 0 | 0 | 0 | 0 | 0 | 0 | 0 | 0 | 2.2577 | 0 | 0 | 0 | 2.0172 | 0 | 0 | 0 | 0.47877 | 19.763 | 1.3567 | 3.3824 | 0 | 0.033193 | -0.045117 | 0.78408 | 0.19745 | 0 | 29.7926 | 19.7132 | -0.19874 | 0 | 0.5984 | 0 | 1.8521 | 0.1575
2025_02_16 Hr 19 | 0 | 0 | 0 | 0 | 0 | 0 | 0 | 0 | 0 | 0 | 0 | 0.0031592 | 2.46 | 0.081552 | 1.4928 | 1.4928 | 8.5611 | 0 | 0.003788 | 0.0058432 | 0.0073552 | 0 | 0 | 0.074695 | 0.014972 | 0 | 0 | 7.783 | 2.2791 | 0 | 0.59632 | 0.89806 | 0 | 0 | 0 | 0 | -10.1737 | 0.062055 | 0 | 0.025219 | 0 | -0.14708 | 0 | 0 | 0 | 0 | 0 | 0 | 0 | 0 | 1.9165 | 0 | 0 | 0 | 2.0172 | 0 | 0 | 0 | 0.69204 | 19.3297 | 1.3567 | 3.3824 | 0 | 0.033193 | 0 | 0.78408 | 0.19745 | 0 | 28.4837 | 19.4748 | -0.14708 | 0 | 0.5984 | 0 | 1.8521 | 0.15782
2025_02_16 Hr 20 | 0 | 0 | 0 | 0 | 0 | 0 | 0 | 0 | 0 | 0 | 0 | 0.0031592 | 2.43 | 0.078936 | 1.4928 | 1.4928 | 8.5611 | 0 | 0.003788 | 0.0058432 | 0.0073552 | 0 | 0 | 0.074695 | 0.014972 | 0 | 0 | 7.783 | 2.2791 | 0 | 0.59632 | 0.89806 | 0 | 0 | 0 | 0 | -9.8007 | 0.062055 | 0 | 0.024711 | 0 | -0.14408 | 0 | 0 | 0 | 0 | 0 | 0 | 0 | 0 | 1.6406 | 0 | 0 | 0 | 2.0172 | 0 | 0 | 0 | 0.57017 | 19.3297 | 1.3567 | 3.3824 | 0 | 0.033193 | 0 | 0.78408 | 0.19745 | 0 | 28.429 | 19.0441 | -0.14408 | 0 | 0.5984 | 0 | 1.8521 | 0.15745
2025_02_16 Hr 21 | 0 | 0 | 0 | 0 | 0 | 0 | 0 | 0 | 0 | 0 | 0 | 0.0031592 | 2.31 | 0.073739 | 1.4928 | 1.4928 | 8.0533 | 0.09549 | 0.003788 | 0.0058432 | 0.0073552 | 0 | 0 | 0.074695 | 0.014972 | 0 | 0 | 7.783 | 2.2791 | 0 | 0.59632 | 0.89806 | 0 | 0 | 0 | 0 | -9.5823 | 0.062055 | 0 | 0.024283 | 0 | -0.14155 | 0 | 0 | 0 | 0 | 0 | 0 | 0 | 0 | 1.6406 | 0 | 0 | 0 | 2.0172 | 0 | 0 | 0 | 0.74862 | 18.9173 | 1.3567 | 3.3824 | 0 | 0.033193 | 0 | 0.78408 | 0.19745 | 0 | 28.2901 | 19.0966 | -0.14155 | 0 | 0.5984 | 0 | 1.8521 | 0.15666
2025_02_16 Hr 22 | 0 | 0 | 0 | 0 | 0 | 0 | 0 | 0 | 0 | 0 | 0 | 0.0031592 | 2.19 | 0.075591 | 1.4928 | 1.4928 | 7.0281 | 0.28647 | 0.003788 | 0.0058432 | 0.0073552 | 0 | 0 | 0.074695 | 0.014972 | 0 | 0 | 7.783 | 2.2791 | 0 | 0.59632 | 0.89806 | 0 | 0 | 0 | 0 | -9.3903 | 0.062055 | 0 | 0.026257 | 0 | -0.15322 | 0 | 0 | 0 | 0 | 0 | 0 | 0 | 0 | 1.9165 | 0 | 0 | 0 | 2.0172 | 0 | 0 | 0 | 1.0489 | 18.0832 | 1.3567 | 3.3824 | 0 | 0.033193 | 0 | 0.78408 | 0.19745 | 0 | 28.0934 | 19.5537 | -0.15322 | 0 | 0.5984 | 0 | 1.8521 | 0.15575
2025_02_16 Hr 23 | 0 | 0 | 0 | 0 | 0 | 0 | 0 | 0 | 0 | 0 | 0 | 0.0031592 | 2.01 | 0.080451 | 1.4928 | 1.4928 | 8.6213 | 0.5737 | 0.003788 | 0.0058432 | 0.0073552 | 0 | 0 | 0.074695 | 0.014972 | 0 | 0 | 7.8228 | 2.2791 | 0 | 0.60107 | 0.89806 | 0 | 0 | 0 | 0 | -14.0363 | 0.062055 | 0 | 0.030448 | 0 | -0.17801 | 0 | 0 | 0 | 0 | 0 | 0 | 0 | 0 | 1.9165 | 0 | 0 | 0 | 2.0172 | 0 | 0 | 0 | 1.2317 | 20.0034 | 1.3567 | 3.3824 | 0 | 0.033193 | 0 | 0.78408 | 0.19745 | 0 | 25.354 | 19.5649 | -0.17801 | 0 | 0.5984 | 0 | 1.8521 | 0.15455
2025_02_16 Hr 24 | 0 | 0 | 0 | 0 | 0 | 0 | 0 | 0 | 0 | 0 | 0 | 0.0031592 | 1.98 | 0.073769 | 1.4928 | 1.4928 | 8.6274 | 0.47808 | 0.003788 | 0.0058432 | 0.0073552 | 0 | 0 | 0.074695 | 0.014972 | 0 | 0 | 7.8228 | 2.2791 | 0 | 0.60107 | 0.89806 | 0 | 0 | 0 | 0 | -11.6418 | 0.062055 | 0 | 0.028342 | 0 | -0.16556 | 0 | 0 | 0 | 0 | 0 | 0 | 0 | 0 | 2.0544 | 0 | 0 | 0 | 2.0172 | 0 | 0 | 0 | 1.4407 | 19.9138 | 1.3567 | 3.3824 | 0 | 0.033193 | 0 | 0.78408 | 0.19745 | 0 | 27.9803 | 19.8738 | -0.16556 | 0 | 0.5984 | 0 | 1.8521 | 0.15332
2025_02_17 Hr 01 | 0 | 0 | 0 | 0 | 0 | 0 | 0 | 0 | 0 | 0 | 0 | 0.0031592 | 2.1 | 0.071538 | 1.4928 | 1.4928 | 8.6274 | 0 | 0.003788 | 0.0058432 | 0.0073552 | 0 | 0 | 0.074695 | 0.014972 | 0 | 0 | 7.8228 | 2.2791 | 0 | 0.60107 | 0.89806 | 0 | 0 | 0 | 0 | -9.4591 | 0.062055 | 0 | 0.12446 | 0 | -0.1512 | 0 | 0 | 0 | 0 | 0 | 0 | 0 | 0 | 2.1923 | 0 | 0 | 0 | 2.0172 | 0 | 0 | 0 | 2.1022 | 19.4358 | 1.3567 | 3.3824 | 0 | 0.033193 | 0 | 0.78408 | 0.19745 | 0 | 30.6163 | 20.7908 | -0.1512 | 0 | 0.5984 | 0 | 1.8521 | 0.15305
2025_02_17 Hr 02 | 0 | 0 | 0 | 0 | 0 | 0 | 0 | 0 | 0 | 0 | 0 | 0.0031592 | 2.04 | 0.07137 | 1.4928 | 1.4928 | 8.6274 | 0.047808 | 0.003788 | 0.0058432 | 0.0073552 | 0 | 0 | 0.074695 | 0.014972 | 0 | 0 | 7.8228 | 2.2791 | 0 | 0.60107 | 0.89806 | 0 | 0 | 0 | 0 | -9.9342 | 0.062055 | 0 | 0.12782 | 0 | -0.15533 | 0 | 0 | 0 | 0 | 0 | 0 | 0 | 0 | 2.2577 | 0 | 0 | 0 | 2.0172 | 0 | 0 | 0 | 1.9499 | 19.4836 | 1.3567 | 3.3824 | 0 | 0.033193 | 0 | 0.78408 | 0.19745 | 0 | 30.0376 | 20.6436 | -0.15533 | 0 | 0.5984 | 0 | 1.8521 | 0.15299
2025_02_17 Hr 03 | 0 | 0 | 0 | 0 | 0 | 0 | 0 | 0 | 0 | 0 | 0 | 0.0031592 | 2.22 | 0.077669 | 1.4928 | 1.4928 | 8.6274 | 0.047808 | 0.003788 | 0.0058432 | 0.0073552 | 0 | 0 | 0.074695 | 0.014972 | 0 | 0 | 7.8228 | 2.2791 | 0 | 0.60107 | 0.89806 | 0 | 0 | 0 | 0 | -10.7825 | 0.062055 | 0 | 0.12782 | 0 | -0.15534 | 0 | 0 | 0 | 0 | 0 | 0 | 0 | 0 | 2.4682 | 0 | 0 | 0 | 2.0172 | 0 | 0 | 0 | 2.0413 | 19.4836 | 1.3567 | 3.3824 | 0 | 0.033193 | 0 | 0.78408 | 0.19745 | 0 | 29.6776 | 21.1319 | -0.15534 | 0 | 0.5984 | 0 | 1.8521 | 0.15306
2025_02_17 Hr 04 | 0 | 0 | 0 | 0 | 0 | 0 | 0 | 0 | 0 | 0 | 0 | 0.0031592 | 2.19 | 0.079977 | 1.4928 | 1.4928 | 8.6274 | 0.33466 | 0.003788 | 0.0058432 | 0.0073552 | 0 | 0 | 0.074695 | 0.014972 | 0 | 0 | 7.8228 | 2.2791 | 0 | 0.60107 | 0.89806 | 0 | 0 | 0 | 0 | -11.4906 | 0.062055 | 0 | 0.027781 | 0 | -0.16224 | 0 | 0 | 0 | 0 | 0 | 0 | 0 | 0 | 2.5989 | 0 | 0 | 0 | 2.0172 | 0 | 0 | 0 | 2.2198 | 19.7704 | 1.3567 | 3.3824 | 0 | 0.033193 | 0 | 0.78408 | 0.19745 | 0 | 29.5312 | 21.4137 | -0.16224 | 0 | 0.5984 | 0 | 1.8521 | 0.15341
2025_02_17 Hr 05 | 0 | 0 | 0 | 0 | 0 | 0 | 0 | 0 | 0 | 0 | 0 | 0.0031592 | 2.1 | 0.076708 | 1.4928 | 1.4928 | 8.6274 | 0.33466 | 0.003788 | 0.0058432 | 0.0073552 | 0 | 0 | 0.074695 | 0.014972 | 0 | 0 | 7.8228 | 2.2791 | 0 | 0.60107 | 0.89806 | 0 | 0 | 0 | 0 | -12.6439 | 0.062055 | 0 | 0.027787 | 0 | -0.16227 | 0 | 0 | 0 | 0 | 0 | 0 | 0 | 0 | 2.6715 | 0 | 0 | 0 | 2.0172 | 0 | 0 | 0 | 2.2198 | 19.7704 | 1.3567 | 3.3824 | 0 | 0.033193 | 0 | 0.78408 | 0.19745 | 0 | 28.3586 | 21.3944 | -0.16227 | 0 | 0.5984 | 0 | 1.8521 | 0.15483
2025_02_17 Hr 06 | 0 | 0 | 0 | 0 | 0 | 0 | 0 | 0 | 0 | 0 | 0 | 0.0031592 | 1.95 | 0.068496 | 1.4928 | 1.4928 | 8.6274 | 0.28685 | 0.003788 | 0.0058432 | 0.0073552 | 0 | 0 | 0.074695 | 0.014972 | 0 | 0 | 7.8228 | 2.2791 | 0.31319 | 0.60107 | 0.89806 | 0 | 0 | 0 | 0 | -13 | 0.062055 | 0 | 0.026721 | 0 | -0.15597 | 0 | 0 | 0 | 0 | 0 | 0 | 0 | 0 | 2.6715 | 0 | 0 | 0 | 2.0172 | 0 | 0 | 0 | 2.1893 | 20.0358 | 1.3567 | 3.3824 | 0 | 0.033193 | 0 | 0.78408 | 0.19745 | 0 | 28.0872 | 21.2075 | -0.15597 | 0 | 0.5984 | 0 | 1.8521 | 0.15657
2025_02_17 Hr 07 | 0 | 0 | 0 | 0 | 0 | 0 | 0 | 0 | 0 | 0 | 0 | 0.0031592 | 1.56 | 0.062987 | 1.4928 | 1.4928 | 7.7993 | 0.38196 | 0.003788 | 0.0058432 | 0.0073552 | 0 | 0 | 0.074695 | 0.014972 | 0 | 0 | 7.4545 | 2.2791 | 0.62637 | 0.5665 | 0.89806 | 0 | 0 | 0 | 0 | -15.1732 | 0.062055 | 0 | 0.030715 | 0 | -0.17959 | 0 | 0 | 0 | 0 | 0 | 0 | 0 | 0 | 3.0126 | 0 | 0 | 0 | 2.0172 | 0 | 0 | 0 | 2.4635 | 19.2478 | 1.3567 | 3.3824 | 0 | 0.033193 | 0 | 0.78408 | 0.19745 | 0 | 25.2901 | 21.395 | -0.17959 | 0 | 0.5984 | 0 | 1.8521 | 0.15883
2025_02_17 Hr 08 | 0.090742 | 0 | 0 | 0 | 0 | 0 | 0 | 0 | 0 | 0 | 0 | 0.0031592 | 1.47 | 0.05577 | 1.4928 | 1.4928 | 6.3876 | 0.33421 | 0.003788 | 0.0058432 | 0.0073552 | 0 | 0 | 0.074695 | 0.014972 | 0 | 0 | 6.657 | 2.2791 | 0.46978 | 0.49411 | 0.89806 | 0 | 0 | 0 | 0 | -9.4761 | 0.062055 | 0 | 0.02886 | 0 | -0.16862 | 0 | 0 | 0 | 0 | 0 | 0 | 0 | 0 | 3.2885 | 0 | 0 | 0 | 2.0172 | 0 | 0 | 0 | 2.4026 | 16.8343 | 1.3567 | 3.3824 | 0 | 0.033193 | -0.090742 | 0.78408 | 0.19745 | 0 | 28.6308 | 21.532 | -0.25936 | 0 | 0.5984 | 0 | 1.8521 | 0.1597
2025_02_17 Hr 09 | 0.40859 | 0 | 0 | 0 | 0 | 0 | 0 | 0 | 0 | 0 | 0 | 0.0031592 | 1.62 | 0.062369 | 1.4928 | 1.4928 | 7.0281 | 0.47745 | 0.003788 | 0.0058432 | 0.0073552 | 0 | 0 | 0.074695 | 0.014972 | 0 | 0 | 6.9855 | 2.2791 | 0.62637 | 0.52392 | 0.89806 | 0 | 0 | 0 | 0 | -8.1312 | 0.062055 | 0 | 0.029287 | 0 | -0.17115 | 0 | 0 | 0 | 0 | 0 | 0 | 0 | 0 | 3.4918 | 0 | 0 | 0 | 2.0172 | 0 | 0 | 0 | 1.9499 | 18.103 | 1.3567 | 3.3824 | 0 | 0.033193 | -0.40859 | 0.78408 | 0.19745 | 0 | 31.1789 | 21.7868 | -0.57974 | 0 | 0.5984 | 0 | 1.8521 | 0.15966
2025_02_17 Hr 10 | 0.52222 | 2.0546e-06 | 0 | 0 | 0 | 0 | 0 | 0 | 0 | 0 | 0 | 0.0031592 | 1.68 | 0.053694 | 1.4928 | 1.4928 | 7.2899 | 0.14323 | 0.003788 | 0.0058432 | 0.0073552 | 0 | 0 | 0.074695 | 0.014972 | 0 | 0 | 7.1261 | 2.2791 | 0.15659 | 0.53668 | 0.89806 | 0 | 0 | 0 | 0 | -5.8271 | 0.062055 | 0 | 0.024313 | 0 | -0.14172 | 0 | 0 | 0 | 0 | 0 | 0 | 0 | 0 | 2.9473 | 0 | 0 | 0 | 2.0172 | 0 | 0 | 0 | 1.8629 | 17.7015 | 1.3567 | 3.3824 | 0 | 0.033193 | -0.52222 | 0.78408 | 0.19745 | 0 | 32.5434 | 21.333 | -0.66394 | 0 | 0.5984 | 0 | 1.8521 | 0.15964
2025_02_17 Hr 11 | 0.52215 | 1.5878e-05 | 0 | 0 | 0 | 0 | 0 | 0 | 0 | 0 | 0 | 0.0031592 | 1.62 | 0.064021 | 1.4928 | 1.4928 | 7.0281 | 0.4297 | 0.003788 | 0.0058432 | 0.0073552 | 0 | 0 | 0.074695 | 0.014972 | 0 | 0 | 6.9855 | 2.2791 | 0.70467 | 0.52392 | 0.89806 | 0 | 0 | 0 | 0 | -6.0556 | 0.062055 | 0 | 0.030063 | 0 | -0.17574 | 0 | 0 | 0 | 0 | 0 | 0 | 0 | 0 | 2.5335 | 0 | 0 | 0 | 2.0172 | 0 | 0 | 0 | 1.8324 | 18.1336 | 1.3567 | 3.3824 | 0 | 0.033193 | -0.52215 | 0.78408 | 0.19745 | 0 | 32.2059 | 20.8258 | -0.69788 | 0 | 0.5984 | 0 | 1.8521 | 0.15925
2025_02_17 Hr 12 | 0.49941 | 2.1995e-05 | 0 | 0 | 0 | 0 | 0 | 0 | 0 | 0 | 0 | 0.0031592 | 1.71 | 0.060007 | 1.4928 | 1.4928 | 8.4236 | 0.23872 | 0.003788 | 0.0058432 | 0.0073552 | 0 | 0 | 0.074695 | 0.014972 | 0 | 0 | 7.7369 | 2.2791 | 0.39148 | 0.59213 | 0.89806 | 0 | 0 | 0 | 0 | -6.2582 | 0.062055 | 0 | 0.026695 | 0 | -0.15581 | 0 | 0 | 0 | 0 | 0 | 0 | 0 | 0 | 2.5989 | 0 | 0 | 0 | 2.0172 | 0 | 0 | 0 | 1.7105 | 19.7764 | 1.3567 | 3.3824 | 0 | 0.033193 | -0.49941 | 0.78408 | 0.19745 | 0 | 33.7632 | 20.9002 | -0.65522 | 0 | 0.5984 | 0 | 1.8521 | 0.15869
2025_02_17 Hr 13 | 0.38658 | 2.4832e-05 | 0 | 0 | 0 | 0 | 0 | 0 | 0 | 0 | 0 | 0.0031592 | 1.77 | 0.062156 | 1.4928 | 1.4928 | 8.1535 | 0.19098 | 0.003788 | 0.0058432 | 0.0073552 | 0 | 0 | 0.074695 | 0.014972 | 0 | 0 | 7.5526 | 2.2791 | 0.31319 | 0.5754 | 0.89806 | 0 | 0 | 0 | 0 | -5.0507 | 0.062055 | 0 | 0.026713 | 0 | -0.15592 | 0 | 0 | 0 | 0 | 0 | 0 | 0 | 0 | 2.2577 | 0 | 0 | 0 | 2.0172 | 0 | 0 | 0 | 1.9804 | 19.1959 | 1.3567 | 3.3824 | 0 | 0.033193 | -0.38658 | 0.78408 | 0.19745 | 0 | 34.3635 | 20.7608 | -0.5425 | 0 | 0.5984 | 0 | 1.8521 | 0.15799
2025_02_17 Hr 14 | 0.22653 | 2.594e-05 | 0 | 0 | 0 | 0 | 0 | 0 | 0 | 0 | 0 | 0.0031592 | 1.89 | 0.06933 | 1.4928 | 1.4928 | 8.27 | 0.28647 | 0.003788 | 0.0058432 | 0.0073552 | 0 | 0 | 0.074695 | 0.014972 | 0 | 0 | 7.6908 | 2.2791 | 0.39148 | 0.58795 | 0.89806 | 0 | 0 | 0 | 0 | -5.5384 | 0.062055 | 0 | 0.027905 | 0 | -0.16297 | 0 | 0 | 0 | 0 | 0 | 0 | 0 | 0 | 1.51 | 0 | 0 | 0 | 2.0172 | 0 | 0 | 0 | 2.0718 | 19.6244 | 1.3567 | 3.3824 | 0 | 0.033193 | -0.22653 | 0.78408 | 0.19745 | 0 | 33.7804 | 20.084 | -0.3895 | 0 | 0.5984 | 0 | 1.8521 | 0.1578
2025_02_17 Hr 15 | 0.24934 | 3.6251e-05 | 0 | 0 | 0 | 0 | 0 | 0 | 0 | 0 | 0 | 0.0031592 | 1.89 | 0.074791 | 1.4881 | 1.4881 | 7.6878 | 0.23872 | 0.003788 | 0.0058432 | 0.0073552 | 0 | 0 | 0.074695 | 0.014972 | 0 | 0 | 7.0918 | 2.2791 | 0.39148 | 0.53357 | 0.89806 | 0 | 0 | 0 | 0.067383 | -4.2941 | 0.062055 | 0 | 0.030103 | 0 | -0.17597 | 0 | 0 | 0 | 0 | 0 | 0 | 0 | 0 | 1.2994 | 0 | 0 | 0 | 2.0172 | 0 | 0 | 0 | 2.1022 | 18.3859 | 1.3567 | 3.3824 | 0 | 0.033193 | -0.24934 | 0.78408 | 0.19745 | 0 | 33.6115 | 19.8775 | -0.42531 | 0 | 0.5984 | 0 | 1.8521 | 0.15754
2025_02_17 Hr 16 | 0.31814 | 1.1033e-05 | 0 | 0 | 0 | 0 | 0 | 0 | 0 | 0 | 0 | 0.0031592 | 1.92 | 0.077532 | 1.4928 | 1.4928 | 7.6878 | 0.28647 | 0.003788 | 0.0058432 | 0.0073552 | 0 | 0 | 0.074695 | 0.014972 | 0 | 0 | 7.23 | 2.2791 | 0.39148 | 0.54612 | 0.89806 | 0 | 0 | 0 | 0.22046 | -3.1335 | 0.062055 | 0 | 0.030718 | 0 | -0.17961 | 0 | 0 | 0 | 0 | 0 | 0 | 0 | 0 | 1.2341 | 0 | 0 | 0 | 2.0172 | 0 | 0 | 0 | 1.9804 | 18.5814 | 1.3567 | 3.3824 | 0 | 0.033193 | -0.31814 | 0.78408 | 0.19745 | 0 | 34.9744 | 19.8038 | -0.49776 | 0 | 0.5984 | 0 | 1.8521 | 0.15697
2025_02_17 Hr 17 | 0.20422 | 1.0069e-05 | 0 | 0 | 0 | 0 | 0 | 0 | 0 | 0 | 0 | 0.0031592 | 1.89 | 0.09109 | 1.4928 | 1.4928 | 8.5611 | 0.57294 | 0.003788 | 0.0058432 | 0.0073552 | 0 | 0 | 0.074695 | 0.014972 | 0 | 0 | 7.783 | 2.2791 | 0.93956 | 0.59632 | 0.89806 | 0 | 0 | 0 | 0 | -5.7903 | 0.062055 | 0 | 0.036663 | 0 | -0.21478 | 0 | 0 | 0 | 0 | 0 | 0 | 0 | 0 | 0.95824 | 0 | 0 | 0 | 2.0172 | 0 | 0 | 0 | 1.593 | 20.8422 | 1.3567 | 3.3824 | 0 | 0.033193 | -0.20422 | 0.78408 | 0.19745 | 0 | 33.6938 | 19.0609 | -0.419 | 0 | 0.5984 | 0 | 1.8521 | 0.1574
2025_02_17 Hr 18 | 0.022813 | 2.1663e-06 | 0 | 0 | 0 | 0 | 0 | 0 | 0 | 0 | 0 | 0.0031592 | 1.71 | 0.11524 | 1.4928 | 1.4928 | 8.5611 | 0.57294 | 0.003788 | 0.0058432 | 0.0073552 | 0 | 0 | 0.074695 | 0.014972 | 0 | 0 | 7.783 | 2.2791 | 0.93956 | 0.59632 | 0.89806 | 0 | 0 | 0 | 0 | -24.6873 | 0.062055 | 0 | 0.044047 | 0 | -0.30118 | 0 | 0 | 0 | 0 | 0 | 0 | 0 | 0 | 1.2341 | 0 | 0 | 0 | 2.0172 | 0 | 5.3785 | 5.3784 | 1.593 | 28.7196 | 1.3567 | 3.3824 | 0 | 0.033193 | -0.022813 | 0.78408 | 0.19745 | 0 | 22.7099 | 19.0016 | -0.32399 | 0 | 0.5984 | 0 | 1.8521 | 0.15952
2025_02_17 Hr 19 | 0 | 0 | 0 | 0.15147 | 0.14934 | 0.15285 | 0.15817 | 0.15921 | 0.16222 | 0 | 0 | 0.0031592 | 1.71 | 0.13167 | 1.4928 | 1.4928 | 8.5611 | 0.57294 | 0.003788 | 0.0058432 | 0.0073552 | 0 | 0 | 0.074695 | 0.014972 | 8.88 | 0 | 7.783 | 2.2791 | 0.93956 | 0.59632 | 0.89806 | 0 | 0 | 0 | 0 | -37.6085 | 0.062055 | 0 | 0.015713 | 0 | -0.34439 | 0 | 0 | 0 | 0 | 0 | 0 | 0 | 0 | 1.9165 | 0 | 0 | 0 | 2.0172 | 0 | 4.0389 | 4.0389 | 1.7715 | 30.1166 | 1.3567 | 3.3824 | 0 | 0.033193 | 0 | 0.78408 | 0.19745 | 0 | 12.0206 | 19.8569 | -0.34439 | 0 | 0.5984 | 0 | 1.8521 | 0.16041
2025_02_17 Hr 20 | 0 | 0 | 0 | 0.15147 | 0.14934 | 0.15285 | 0.15817 | 0.15921 | 0.16222 | 0 | 0 | 0.0031592 | 0.93 | 0.071104 | 1.4928 | 1.4928 | 8.5611 | 0.57294 | 0.003788 | 0.0058432 | 0.0073552 | 0 | 0 | 0.074695 | 0.014972 | 4.897 | 0 | 7.783 | 2.2791 | 0.93956 | 0.59632 | 0.89806 | 0 | 0 | 0 | 0 | -38.3301 | 0.062055 | 0 | 0 | 0 | -0.34195 | 0 | 0 | 0 | 0 | 0 | 0 | 0 | 0 | 2.8747 | 0 | 0 | 0 | 2.0172 | 0 | 4.0389 | 4.0389 | 1.6496 | 30.4419 | 1.3567 | 3.3824 | 0 | 0.033193 | 0 | 0.78408 | 0.19745 | 0 | 11.6221 | 19.8523 | -0.34195 | 0 | 0.5984 | 0 | 1.8521 | 0.15998
2025_02_17 Hr 21 | 0 | 0 | 0 | 0.15147 | 0.14934 | 0.15285 | 0.15817 | 0.15921 | 0.16222 | 0 | 0 | 0.0031592 | 0.57 | 0.039601 | 1.4928 | 1.4928 | 8.5611 | 0.57294 | 0.003788 | 0.0058432 | 0.0073552 | 0 | 0 | 0.074695 | 0.014972 | 1.0337 | 0 | 7.783 | 2.2791 | 0.93956 | 0.59632 | 0.89806 | 0 | 0 | 0 | 0 | -34.8602 | 0.062055 | 0 | 0 | 0 | -0.31054 | 0 | 0 | 0 | 0 | 0 | 0 | 0 | 0 | 2.6715 | 0 | 0 | 0 | 2.0172 | 0 | 4.0389 | 4.0389 | 1.741 | 30.8869 | 1.3567 | 3.3824 | 0 | 0.033193 | 0 | 0.78408 | 0.19745 | 0 | 15.0642 | 19.348 | -0.31054 | 0 | 0.5984 | 0 | 1.8521 | 0.15904
2025_02_17 Hr 22 | 0 | 0 | 0 | 0.15147 | 0.14934 | 0.15285 | 0.15817 | 0.15921 | 0.16222 | 0 | 0 | 0.0031592 | 0.54 | 0.022229 | 1.4928 | 1.4928 | 8.5611 | 0.57294 | 0.003788 | 0.0058432 | 0.0073552 | 0 | 0 | 0.074695 | 0.014972 | 0.47808 | 0 | 7.783 | 2.2791 | 0.93956 | 0.59632 | 0.89806 | 0 | 0 | 0 | 0 | -18.4071 | 0.062055 | 0 | 0 | 0 | -0.18314 | 0 | 0 | 0 | 0 | 0 | 0 | 0 | 0 | 2.5989 | 0 | 0 | 0 | 2.0172 | 0 | 3.2848 | 3.2848 | 1.5625 | 28.8232 | 1.3567 | 3.3824 | 0 | 0.033193 | 0 | 0.78408 | 0.19745 | 0 | 29.2813 | 19.0484 | -0.18314 | 0 | 0.5984 | 0 | 1.8521 | 0.15789
2025_02_17 Hr 23 | 0 | 0 | 0 | 0.15147 | 0.14934 | 0.15285 | 0.15817 | 0.15921 | 0.16222 | 0 | 0 | 0.0031592 | 0.96 | 0.044359 | 1.4928 | 1.4928 | 8.6274 | 0.5737 | 0.003788 | 0.0058432 | 0.0073552 | 0 | 0 | 0.074695 | 0.014972 | 0.48312 | 0 | 7.8228 | 2.2791 | 0.93956 | 0.60107 | 0.89806 | 0 | 0 | 0 | 0 | -21.4725 | 0.062055 | 0 | 0 | 0 | -0.20583 | 0 | 0 | 0 | 0 | 0 | 0 | 0 | 0 | 3.2885 | 0 | 0 | 0 | 2.0172 | 0 | 3.4941 | 3.494 | 1.7715 | 29.3535 | 1.3567 | 3.3824 | 0 | 0.033193 | 0 | 0.78408 | 0.19745 | 0 | 28.0672 | 20.392 | -0.20583 | 0 | 0.5984 | 0 | 1.8521 | 0.15601
2025_02_17 Hr 24 | 0 | 0 | 0 | 0.15147 | 0.14934 | 0.15285 | 0.15817 | 0.15921 | 0.16222 | 0 | 0 | 0.0031592 | 0.93 | 0.04086 | 1.4928 | 1.4928 | 8.6274 | 0.5737 | 0.003788 | 0.0058432 | 0.0073552 | 0 | 0 | 0.074695 | 0.014972 | 0.47808 | 0 | 7.8228 | 2.2791 | 0 | 0.60107 | 0.89806 | 0 | 0 | 0 | 0 | -20.1016 | 0.062055 | 0 | 0 | 0 | -0.19561 | 0 | 0 | 0 | 0 | 0 | 0 | 0 | 0 | 3.6297 | 0 | 0 | 0 | 2.0172 | 0 | 3.3446 | 3.3446 | 1.8629 | 28.11 | 1.3567 | 3.3824 | 0 | 0.033193 | 0 | 0.78408 | 0.19745 | 0 | 28.6027 | 20.7899 | -0.19561 | 0 | 0.5984 | 0 | 1.8521 | 0.15486
2025_02_18 Hr 01 | 0 | 0 | 0 | 0 | 0 | 0 | 0 | 0 | 0 | 0 | 0 | 0.0031592 | 0.84 | 0.036302 | 1.4928 | 1.4928 | 9.7046 | 0.64533 | 0.003788 | 0.0058432 | 0.0073552 | 0 | 0 | 0.074695 | 0.014972 | 0.47808 | 0 | 8.8002 | 2.2791 | 0 | 0.60107 | 0.89806 | 0 | 0 | 0 | 0 | -18.3725 | 0.062055 | 0 | 0.0027782 | 0 | -0.19237 | 0 | 0 | 0 | 0 | 0 | 0 | 0 | 0 | 3.7676 | 0 | 0 | 0 | 2.0172 | 0 | 3.7625 | 3.7625 | 2.1022 | 30.1389 | 1.3567 | 3.3824 | 0 | 0.033193 | 0 | 0.78408 | 0.19745 | 0 | 32.6455 | 21.0715 | -0.19237 | 0 | 0.5984 | 0 | 1.8521 | 0.15364
2025_02_18 Hr 02 | 0 | 0 | 0 | 0 | 0 | 0 | 0 | 0 | 0 | 0 | 0 | 0.0031592 | 0.96 | 0.035118 | 1.4928 | 1.4928 | 9.7046 | 0 | 0.003788 | 0.0058432 | 0.0073552 | 0 | 0 | 0.074695 | 0.014972 | 0.47808 | 0 | 8.8002 | 2.2791 | 0 | 0.60107 | 0.89806 | 0 | 0 | 0 | 0 | -15.5541 | 0.062055 | 0 | 0.0023517 | 0 | -0.16252 | 0 | 0 | 0 | 0 | 0 | 0 | 0 | 0 | 4.1088 | 0 | 0 | 0 | 2.0172 | 0 | 3.7625 | 3.7625 | 1.5625 | 29.4936 | 1.3567 | 3.3824 | 0 | 0.033193 | 0 | 0.78408 | 0.19745 | 0 | 34.7691 | 20.9921 | -0.16252 | 0 | 0.5984 | 0 | 1.8521 | 0.154
2025_02_18 Hr 03 | 0 | 0 | 0 | 0 | 0 | 0 | 0 | 0 | 0 | 0 | 0 | 0.0031592 | 0.9 | 0.038934 | 1.4928 | 1.4928 | 9.7046 | 0.64533 | 0.003788 | 0.0058432 | 0.0073552 | 0 | 0 | 0.074695 | 0.014972 | 0.47808 | 0 | 8.8002 | 2.2791 | 0 | 0.60107 | 0.89806 | 0 | 0 | 0 | 0 | -18.9826 | 0.062055 | 0 | 0.002781 | 0 | -0.19257 | 0 | 0 | 0 | 0 | 0 | 0 | 0 | 0 | 4.5226 | 0 | 0 | 0 | 2.0172 | 0 | 3.7625 | 3.7625 | 1.5016 | 30.1389 | 1.3567 | 3.3824 | 0 | 0.033193 | 0 | 0.78408 | 0.19745 | 0 | 32.2523 | 21.2886 | -0.19257 | 0 | 0.5984 | 0 | 1.8521 | 0.15378
2025_02_18 Hr 04 | 0 | 0 | 0 | 0 | 0 | 0 | 0 | 0 | 0 | 0 | 0 | 0.0031592 | 0.96 | 0.04 | 1.4928 | 1.4928 | 9.7046 | 0.484 | 0.003788 | 0.0058432 | 0.0073552 | 0 | 0 | 0.074695 | 0.014972 | 0.47808 | 0 | 8.8002 | 2.2791 | 0 | 0.60107 | 0.89806 | 0 | 0 | 0 | 0 | -16.1629 | 0.062055 | 0 | 0.0049107 | 0 | -0.1854 | 0 | 0 | 0 | 0 | 0 | 0 | 0 | 0 | 4.5879 | 0 | 0 | 0 | 2.0172 | 0 | 0 | 3.7625 | 1.5625 | 26.2151 | 1.3567 | 3.3824 | 0 | 0.033193 | 0 | 0.78408 | 0.19745 | 0 | 31.3434 | 21.4766 | -0.1854 | 0 | 0.5984 | 0 | 1.8521 | 0.15449
2025_02_18 Hr 05 | 0 | 0 | 0 | 0 | 0 | 0 | 0 | 0 | 0 | 0 | 0 | 0.0031592 | 0.93 | 0.053274 | 1.4928 | 1.4928 | 9.7046 | 0.64533 | 0.003788 | 0.0058432 | 0.0073552 | 0 | 0 | 0.074695 | 0.014972 | 0.60871 | 0 | 8.8002 | 2.2791 | 1.057 | 0.60107 | 0.89806 | 0 | 0 | 0 | 0 | -19.3209 | 0.062055 | 0 | 0.0098201 | 0 | -0.25568 | 0 | 0 | 0 | 0 | 0 | 0 | 0 | 0 | 4.2467 | 0 | 0 | 0 | 2.0172 | 0 | 0 | 0 | 1.889 | 23.8014 | 1.3567 | 3.3824 | 0 | 0.033193 | 0 | 0.78408 | 0.19745 | 0 | 25.6706 | 21.4458 | -0.25568 | 0 | 0.5984 | 0 | 1.8521 | 0.15515
2025_02_18 Hr 06 | 0 | 0 | 0 | 0 | 0 | 0 | 0 | 0 | 0 | 0 | 0 | 0.0031592 | 0.81 | 0.044864 | 1.4928 | 1.4928 | 9.7046 | 0.64533 | 0.003788 | 0.0058432 | 0.0073552 | 0 | 0 | 0.074695 | 0.014972 | 0.84988 | 0 | 8.8002 | 2.2791 | 1.057 | 0.60107 | 0.89806 | 0 | 0 | 0 | 0 | -19.7135 | 0.062055 | 0 | 0.009495 | 0 | -0.24714 | 0 | 0 | 0 | 0 | 0 | 0 | 0 | 0 | 3.6297 | 0 | 0 | 0 | 2.0172 | 0 | 0 | 0 | 2.0413 | 24.0426 | 1.3567 | 3.3824 | 0 | 0.033193 | 0 | 0.78408 | 0.19745 | 0 | 24.9367 | 20.8548 | -0.24714 | 0 | 0.5984 | 0 | 1.8521 | 0.15726
2025_02_18 Hr 07 | 0 | 0 | 0 | 0.028399 | 0.028 | 0.028657 | 0.029655 | 0.02985 | 0.030415 | 0 | 0 | 0.0031592 | 0.69 | 0.043469 | 1.4928 | 1.4928 | 9.63 | 0.53706 | 0.003788 | 0.0058432 | 0.0073552 | 0 | 0 | 0.074695 | 0.014972 | 0.91523 | 0 | 8.7555 | 2.2791 | 0.8808 | 0.59632 | 0.89806 | 0 | 0 | 0 | 0 | -21.7438 | 0.062055 | 0 | 0.0098146 | 0 | -0.2814 | 0 | 0 | 0 | 0 | 0 | 0 | 0 | 0 | 3.3538 | 0 | 0 | 0 | 2.0172 | 0 | 0 | 0 | 2.1632 | 23.8792 | 1.3567 | 3.3824 | 0 | 0.033193 | 0 | 0.78408 | 0.19745 | 0 | 22.431 | 20.577 | -0.2814 | 0 | 0.5984 | 0 | 1.8521 | 0.15968
2025_02_18 Hr 08 | 0.13593 | 0 | 0 | 0 | 0 | 0 | 0 | 0 | 0 | 0 | 0 | 0.0031592 | 0.54 | 0.024257 | 1.4928 | 1.4928 | 8.7732 | 0.37595 | 0.003788 | 0.0058432 | 0.0073552 | 0 | 0 | 0.074695 | 0.014972 | 0.49486 | 0 | 8.386 | 2.2791 | 0.61656 | 0.5665 | 0.89806 | 0 | 0 | 0 | 0 | -12.1966 | 0.062055 | 0 | 0.0077005 | 0 | -0.20004 | 0 | 0 | 0 | 0 | 0 | 0 | 0 | 0 | 3.2885 | 0 | 0 | 0 | 2.0172 | 0 | 0 | 0 | 2.4026 | 21.6321 | 1.3567 | 3.3824 | 0 | 0.033193 | -0.13593 | 0.78408 | 0.19745 | 0 | 29.7884 | 20.6888 | -0.33597 | 0 | 0.5984 | 0 | 1.8521 | 0.16044
2025_02_18 Hr 09 | 0.49926 | 0 | 0 | 0 | 0 | 0 | 0 | 0 | 0 | 0 | 0 | 0.0031592 | 0.33 | 0.011838 | 1.4928 | 1.4928 | 7.6437 | 0.053706 | 0.003788 | 0.0058432 | 0.0073552 | 0 | 0 | 0.074695 | 0.014972 | 0.47808 | 0 | 7.8583 | 2.2791 | 0 | 0.52392 | 0.89806 | 0 | 0 | 0 | 0 | -3.1896 | 0.062055 | 0 | 0.0061497 | 0 | -0.15933 | 0 | 0 | 0 | 0 | 0 | 0 | 0 | 0 | 3.1506 | 0 | 0 | 0 | 2.0172 | 0 | 0 | 0 | 2.0413 | 19.0194 | 1.3567 | 3.3824 | 0 | 0.033193 | -0.49926 | 0.78408 | 0.19745 | 0 | 35.4588 | 20.2875 | -0.65859 | 0 | 0.5984 | 0 | 1.8521 | 0.16006
2025_02_18 Hr 10 | 0.73858 | 1.1358e-05 | 0 | 0 | 0 | 0 | 0 | 0 | 0 | 0 | 0 | 0.0031592 | 0.21 | 0.0082447 | 1.4928 | 1.4928 | 7.1852 | 0.16112 | 0.003788 | 0.0058432 | 0.0073552 | 0 | 0 | 0.074695 | 0.014972 | 0.48311 | 0 | 8.5707 | 2.2791 | 0.26424 | 0.58141 | 0.89806 | 0 | 0 | 0 | 0.23425 | -1.791 | 0.062055 | 0 | 0.0067304 | 0 | -0.17457 | 0 | 0 | 0 | 0 | 0 | 0 | 0 | 0 | 2.8094 | 0 | 0 | 0 | 2.0172 | 0 | 0 | 0 | 1.4407 | 19.65 | 1.3567 | 3.3824 | 0 | 0.033193 | -0.73858 | 0.78408 | 0.19745 | 0 | 36.6985 | 19.5184 | -0.91315 | 0 | 0.5984 | 0 | 1.8521 | 0.15954
2025_02_18 Hr 11 | 0.79052 | 9.4539e-05 | 0 | 0 | 0 | 0 | 0 | 0 | 0 | 0 | 0 | 0.0031592 | 0.06 | 0.0024174 | 1.4928 | 1.4928 | 7.9057 | 0.32224 | 0.003788 | 0.0058432 | 0.0073552 | 0 | 0 | 0.074695 | 0.014972 | 0.47808 | 0 | 7.8583 | 2.2791 | 0.35232 | 0.52392 | 0.89806 | 0 | 0 | 0 | 0.51958 | -0.69054 | 0.062055 | 0 | 0.0069069 | 0 | -0.17921 | 0 | 0 | 0 | 0 | 0 | 0 | 0 | 0 | 2.8094 | 0 | 0 | 0 | 2.0172 | 0 | 0 | 0 | 1.3797 | 19.9022 | 1.3567 | 3.3824 | 0 | 0.033193 | -0.79052 | 0.78408 | 0.19745 | 0 | 38.0573 | 19.2957 | -0.96973 | 0 | 0.5984 | 0 | 1.8521 | 0.15908
2025_02_18 Hr 12 | 0.70363 | 0.00029844 | 0 | 0 | 0 | 0 | 0 | 0 | 0 | 0 | 0 | 0.0031592 | 0.03 | 0.0011878 | 1.4928 | 1.4928 | 9.5628 | 0.26853 | 0.003788 | 0.0058432 | 0.0073552 | 0 | 0 | 0.074695 | 0.014972 | 0.47808 | 0 | 8.7382 | 2.2791 | 0.4404 | 0.59492 | 0.89806 | 0 | 0 | 0 | 0 | -3.3654 | 0.062055 | 0 | 0.0067874 | 0 | -0.17607 | 0 | 0 | 0 | 0 | 0 | 0 | 0 | 0 | 3.2159 | 0 | 0 | 0 | 2.0172 | 0 | 0 | 0 | 1.3493 | 22.4736 | 1.3567 | 3.3824 | 0 | 0.033193 | -0.70363 | 0.78408 | 0.19745 | 0 | 37.8529 | 19.6244 | -0.8797 | 0 | 0.5984 | 0 | 1.8521 | 0.1586
2025_02_18 Hr 13 | 0.59029 | 0.00027146 | 0 | 0 | 0 | 0 | 0 | 0 | 0 | 0 | 0 | 0.0031592 | 0.03 | 0.0011464 | 1.4928 | 1.4928 | 9.1716 | 0.16112 | 0.003788 | 0.0058432 | 0.0073552 | 0 | 0 | 0.074695 | 0.014972 | 0.47977 | 0 | 8.3926 | 2.2791 | 0.17616 | 0.56704 | 0.89806 | 0 | 0 | 0 | 0.44748 | -1.2876 | 0.062055 | 0 | 0.0065511 | 0 | -0.16987 | 0 | 0 | 0 | 0 | 0 | 0 | 0 | 0 | 3.1506 | 0 | 0 | 0 | 2.0172 | 0 | 0 | 0 | 1.5321 | 21.3668 | 1.3567 | 3.3824 | 0 | 0.033193 | -0.59029 | 0.78408 | 0.19745 | 0 | 39.3666 | 19.6001 | -0.76016 | 0 | 0.5984 | 0 | 1.8521 | 0.15814
2025_02_18 Hr 14 | 0.52222 | 0.00019683 | 0 | 0 | 0 | 0 | 0 | 0 | 0 | 0 | 0 | 0.0031592 | 0 | 0 | 1.4928 | 1.4928 | 9.1716 | 0.21483 | 0.003788 | 0.0058432 | 0.0073552 | 0 | 0 | 0.074695 | 0.014972 | 0.47808 | 0 | 8.4963 | 2.2791 | 0.35232 | 0.5754 | 0.89806 | 0 | 0 | 0 | 0.62307 | -1.0218 | 0.062055 | 0 | 0.0066442 | 0 | -0.17231 | 0 | 0 | 0 | 0 | 0 | 0 | 0 | 0 | 2.9473 | 0 | 0 | 0 | 2.0172 | 0 | 0 | 0 | 1.4407 | 21.6987 | 1.3567 | 3.3824 | 0 | 0.033193 | -0.52222 | 0.78408 | 0.19745 | 0 | 39.8197 | 19.2142 | -0.69453 | 0 | 0.5984 | 0 | 1.8521 | 0.15778
2025_02_18 Hr 15 | 0.45429 | 0.00015878 | 0 | 0 | 0 | 0 | 0 | 0 | 0 | 0 | 0 | 0.0031592 | 0.03 | 0.0014319 | 1.4928 | 1.4928 | 8.6476 | 0.32224 | 0.003788 | 0.0058432 | 0.0073552 | 0 | 0 | 0.074695 | 0.014972 | 0.51326 | 0 | 8.1334 | 2.2791 | 0.4404 | 0.54612 | 0.89806 | 0 | 0 | 0 | 1.3354 | -1.3692 | 0.062055 | 0 | 0.0081821 | 0 | -0.21268 | 0 | 0 | 0 | 0 | 0 | 0 | 0 | 0 | 2.9473 | 0 | 0 | 0 | 2.0172 | 0 | 0 | 0 | 1.3493 | 21.0425 | 1.3567 | 3.3824 | 0 | 0.033193 | -0.45429 | 0.78408 | 0.19745 | 0 | 39.3985 | 19.0567 | -0.66697 | 0 | 0.5984 | 0 | 1.8521 | 0.15756
2025_02_18 Hr 16 | 0.47703 | 0.00010034 | 0 | 0.014199 | 0.014 | 0.014329 | 0.014827 | 0.014925 | 0.015208 | 0 | 0 | 0.0031592 | 0.09 | 0.0045316 | 1.4928 | 1.4928 | 8.8441 | 0.32224 | 0.003788 | 0.0058432 | 0.0073552 | 0 | 0 | 0.074695 | 0.014972 | 0.53837 | 0 | 8.2716 | 2.2791 | 0.52848 | 0.55728 | 0.89806 | 0 | 0 | 0 | 0.65965 | -3.8402 | 0.062055 | 0 | 0.0068907 | 0 | -0.22448 | 0 | 0 | 0 | 0 | 0 | 0 | 0 | 0 | 3.0126 | 0 | 0 | 0 | 2.0172 | 0 | 1.8742 | 1.8773 | 0.93143 | 22.3139 | 1.3567 | 3.3824 | 0 | 0.033193 | -0.47703 | 0.78408 | 0.19745 | 0 | 37.2332 | 18.8013 | -0.70151 | 0 | 0.5984 | 0 | 1.8521 | 0.15774
2025_02_18 Hr 17 | 0.090597 | 0.00010944 | 0 | 0.17039 | 0.168 | 0.17194 | 0.17793 | 0.1791 | 0.18249 | 0 | 0 | 0.0031592 | 0.15 | 0.0088055 | 1.4928 | 1.4928 | 9.63 | 0.64448 | 0.003788 | 0.0058432 | 0.0073552 | 0 | 0 | 0.074695 | 0.014972 | 0.76939 | 0 | 8.7555 | 2.2791 | 1.057 | 0.59632 | 0.89806 | 0 | 0 | 0 | 0 | -14.574 | 0.062055 | 0 | 0 | 0 | -0.26207 | 0 | 0 | 0 | 0 | 0 | 0 | 0 | 0 | 3.1506 | 0 | 0 | 0 | 2.0172 | 0 | 4.1901 | 4.1901 | 0.60064 | 33.272 | 1.3567 | 3.3824 | 0 | 0.033193 | -0.090597 | 0.78408 | 0.19745 | 0 | 36.6714 | 18.326 | -0.35266 | 0 | 0.5984 | 0 | 1.8521 | 0.15837
2025_02_18 Hr 18 | 0.067929 | 1.7616e-05 | 0 | 0.17039 | 0.168 | 0.17194 | 0.17793 | 0.1791 | 0.18249 | 0 | 0 | 0.0031592 | 0.18 | 0.010384 | 1.4928 | 1.4928 | 9.63 | 0.64448 | 0.003788 | 0.0058432 | 0.0073552 | 0 | 0 | 0.074695 | 0.014972 | 1.0106 | 0 | 8.7555 | 2.2791 | 1.057 | 0.59632 | 0.89806 | 0 | 0 | 0 | 0 | -17.6082 | 0.062055 | 0 | 0 | 0 | -0.2575 | 0 | 0 | 0 | 0 | 0 | 0 | 0 | 0 | 3.2885 | 0 | 0 | 0 | 2.0172 | 0 | 4.5436 | 4.5436 | 0.87049 | 34.2201 | 1.3567 | 3.3824 | 0 | 0.033193 | -0.067929 | 0.78408 | 0.19745 | 0 | 35.0305 | 18.744 | -0.32543 | 0 | 0.5984 | 0 | 1.8521 | 0.15973
2025_02_18 Hr 19 | 0 | 0 | 0 | 0.17039 | 0.168 | 0.17194 | 0.17793 | 0.1791 | 0.18249 | 0 | 0 | 0.0031592 | 0.21 | 0.016646 | 1.4928 | 1.4928 | 9.63 | 0.64448 | 0.003788 | 0.0058432 | 0.0073552 | 0 | 0 | 0.074695 | 0.014972 | 1.2341 | 0 | 8.7555 | 2.2791 | 1.057 | 0.59632 | 0.89806 | 0 | 0 | 0 | 0 | -24.5976 | 0.062055 | 0 | 0 | 0 | -0.3546 | 0 | 0 | 0 | 0 | 0 | 0 | 0 | 0 | 3.2885 | 0 | 0 | 0 | 2.0172 | 0 | 4.5436 | 4.5436 | 0.74862 | 34.4436 | 1.3567 | 3.3824 | 0 | 0.033193 | 0 | 0.78408 | 0.19745 | 0 | 28.0821 | 18.5908 | -0.3546 | 0 | 0.5984 | 0 | 1.8521 | 0.16009
2025_02_18 Hr 20 | 0 | 0 | 0 | 0.17039 | 0.168 | 0.17194 | 0.17793 | 0.1791 | 0 | 0 | 0 | 0.0031592 | 0.18 | 0.014666 | 1.4928 | 1.4928 | 9.63 | 0.64448 | 0.003788 | 0.0058432 | 0.0073552 | 0 | 0 | 0.074695 | 0.014972 | 1.2796 | 0 | 8.7555 | 2.2791 | 1.057 | 0.59632 | 0.89806 | 0 | 0 | 0 | 0 | -20.9318 | 0.062055 | 0 | 0.00087295 | 0 | -0.36454 | 0 | 0 | 0 | 0 | 0 | 0 | 0 | 0 | 3.2159 | 0 | 0 | 0 | 2.0172 | 0 | 4.5436 | 4.5436 | 0.26985 | 34.3066 | 1.3567 | 3.3824 | 0 | 0.033193 | 0 | 0.78408 | 0.19745 | 0 | 31.0166 | 18.0063 | -0.36454 | 0 | 0.5984 | 0 | 1.8521 | 0.15897
2025_02_18 Hr 21 | 0 | 0 | 0 | 0.17039 | 0.168 | 0.17194 | 0.17793 | 0.1791 | 0 | 0 | 0 | 0.0031592 | 0.21 | 0.013322 | 1.4928 | 1.4928 | 9.63 | 0.64448 | 0.003788 | 0.0058432 | 0.0073552 | 0 | 0 | 0.074695 | 0.014972 | 1.2796 | 0 | 8.7555 | 2.2791 | 1.057 | 0.59632 | 0.89806 | 0 | 0 | 0 | 0 | -12.8465 | 0.062055 | 0 | 0.00067969 | 0 | -0.28337 | 0 | 0 | 0 | 0 | 0 | 0 | 0 | 0 | 3.2885 | 0 | 0 | 0 | 2.0172 | 0 | 4.5436 | 4.5436 | 0.14798 | 34.3066 | 1.3567 | 3.3824 | 0 | 0.033193 | 0 | 0.78408 | 0.19745 | 0 | 39.1615 | 17.9847 | -0.28337 | 0 | 0.5984 | 0 | 1.8521 | 0.15801
2025_02_18 Hr 22 | 0 | 0 | 0 | 0.17039 | 0.168 | 0.17194 | 0.17793 | 0.1791 | 0 | 0 | 0 | 0.0031592 | 0.18 | 0.010812 | 1.4928 | 1.4928 | 9.63 | 0.64448 | 0.003788 | 0.0058432 | 0.0073552 | 0 | 0 | 0.074695 | 0.014972 | 1.2796 | 0 | 8.7555 | 2.2791 | 1.057 | 0.59632 | 0.89806 | 0 | 0 | 0 | 0 | -11.6794 | 0.062055 | 0 | 0.00064358 | 0 | -0.2682 | 0 | 0 | 0 | 0 | 0 | 0 | 0 | 0 | 2.8094 | 0 | 0 | 0 | 2.0172 | 0 | 4.4729 | 4.4729 | 0.50924 | 34.1652 | 1.3567 | 3.3824 | 0 | 0.033193 | 0 | 0.78408 | 0.19745 | 0 | 40.0504 | 17.8328 | -0.2682 | 0 | 0.5984 | 0 | 1.8521 | 0.15641
2025_02_18 Hr 23 | 0 | 0 | 0 | 0.17039 | 0.168 | 0.17194 | 0.17793 | 0.1791 | 0 | 0 | 0 | 0.0031592 | 0.33 | 0.027346 | 1.4928 | 1.4928 | 9.7046 | 0.64533 | 0.003788 | 0.0058432 | 0.0073552 | 0 | 0 | 0.074695 | 0.014972 | 1.2796 | 0 | 8.8002 | 2.2791 | 0 | 0.60107 | 0.89806 | 0 | 0 | 0 | 0 | -14.248 | 0.062055 | 0 | 0.00088784 | 0 | -0.37079 | 0 | 0 | 0 | 0 | 0 | 0 | 0 | 0 | 3.0126 | 0 | 0 | 0 | 2.0172 | 0 | 4.4746 | 4.4745 | 0.60064 | 33.2319 | 1.3567 | 3.3824 | 0 | 0.033193 | 0 | 0.78408 | 0.19745 | 0 | 36.9101 | 18.297 | -0.37079 | 0 | 0.5984 | 0 | 1.8521 | 0.15475
2025_02_18 Hr 24 | 0 | 0 | 0 | 0.17039 | 0.168 | 0.17194 | 0.17793 | 0.1791 | 0.18249 | 0 | 0 | 0.0031592 | 0.48 | 0.032782 | 1.4928 | 1.4928 | 9.7046 | 0.64533 | 0.003788 | 0.0058432 | 0.0073552 | 0 | 0 | 0.074695 | 0.014972 | 1.2796 | 0 | 8.8002 | 2.2791 | 0 | 0.60107 | 0.89806 | 0 | 0 | 0 | 0 | -14.7546 | 0.062055 | 0 | 0 | 0 | -0.30523 | 0 | 0 | 0 | 0 | 0 | 0 | 0 | 0 | 2.8094 | 0 | 0 | 0 | 2.0172 | 0 | 4.5784 | 4.5784 | 0.93143 | 33.622 | 1.3567 | 3.3824 | 0 | 0.033193 | 0 | 0.78408 | 0.19745 | 0 | 37.1407 | 18.5786 | -0.30523 | 0 | 0.5984 | 0 | 1.8521 | 0.15331
2025_02_19 Hr 01 | 0 | 0 | 0 | 0.1425 | 0.1405 | 0.1438 | 0.14881 | 0.14978 | 0.15262 | 0 | 0 | 0.0031592 | 0.66 | 0.04341 | 1.4928 | 1.4928 | 8.1171 | 0.53976 | 0.003788 | 0.0058432 | 0.0073552 | 0 | 0 | 0.074695 | 0.014972 | 1.2796 | 0 | 7.3598 | 2.2791 | 0 | 0.60107 | 0.89806 | 0 | 0 | 0 | 0 | -18.1477 | 0.062055 | 0 | 0 | 0 | -0.29387 | 0 | 0 | 0 | 0 | 0 | 0 | 0 | 0 | 3.0126 | 0 | 0 | 0 | 2.0172 | 0 | 3.829 | 3.829 | 1.2013 | 28.8178 | 1.3567 | 3.3824 | 0 | 0.033193 | 0 | 0.78408 | 0.19745 | 0 | 29.6177 | 19.2414 | -0.29387 | 0 | 0.5984 | 0 | 1.8521 | 0.15245
2025_02_19 Hr 02 | 0 | 0 | 0 | 0.1425 | 0.1405 | 0.1438 | 0.14881 | 0.14978 | 0.15262 | 0 | 0 | 0.0031592 | 1.02 | 0.072032 | 1.4928 | 1.4928 | 8.1171 | 0.53976 | 0.003788 | 0.0058432 | 0.0073552 | 0 | 0 | 0.074695 | 0.014972 | 1.2796 | 0 | 7.3598 | 2.2791 | 0 | 0.60107 | 0.89806 | 0 | 0 | 0 | 0 | -21.1918 | 0.062055 | 0 | 0 | 0 | -0.31569 | 0 | 0 | 0 | 0 | 0 | 0 | 0 | 0 | 3.6297 | 0 | 0 | 0 | 2.0172 | 0 | 3.829 | 3.829 | 1.2927 | 28.8178 | 1.3567 | 3.3824 | 0 | 0.033193 | 0 | 0.78408 | 0.19745 | 0 | 27.6488 | 20.3385 | -0.31569 | 0 | 0.5984 | 0 | 1.8521 | 0.15244
2025_02_19 Hr 03 | 0 | 0 | 0 | 0.1425 | 0.1405 | 0.1438 | 0.14881 | 0.14978 | 0.15262 | 0 | 0 | 0.0031592 | 1.41 | 0.10324 | 1.4928 | 1.4928 | 8.1171 | 0.53976 | 0.003788 | 0.0058432 | 0.0073552 | 0 | 0 | 0.074695 | 0.014972 | 1.2796 | 0 | 7.3598 | 2.2791 | 0 | 0.60107 | 0.89806 | 0 | 0 | 0 | 0 | -24.3708 | 0.062055 | 0 | 0 | 0 | -0.3274 | 0 | 0 | 0 | 0 | 0 | 0 | 0 | 0 | 3.4918 | 0 | 0 | 0 | 2.0172 | 0 | 3.829 | 3.829 | 1.8019 | 28.8178 | 1.3567 | 3.3824 | 0 | 0.033193 | 0 | 0.78408 | 0.19745 | 0 | 25.2502 | 21.1306 | -0.3274 | 0 | 0.5984 | 0 | 1.8521 | 0.15203
2025_02_19 Hr 04 | 0 | 0 | 0 | 0.1425 | 0.1405 | 0.1438 | 0.14881 | 0.14978 | 0.15262 | 0 | 0 | 0.0031592 | 1.56 | 0.11309 | 1.4928 | 1.4928 | 8.1171 | 0.53976 | 0.003788 | 0.0058432 | 0.0073552 | 0 | 0 | 0.074695 | 0.014972 | 1.2796 | 0.3534 | 7.3598 | 2.2791 | 0 | 0.60107 | 0.89806 | 0 | 0 | 0 | 0 | -27.1745 | 0.062055 | 0 | 0 | 0 | -0.32412 | 0 | 0 | 0 | 0 | 0 | 0 | 0 | 0 | 3.2885 | 0 | 0 | 0 | 2.0172 | 0 | 3.829 | 3.829 | 2.3112 | 29.0216 | 1.3567 | 3.3824 | 0 | 0.033193 | 0 | 0.78408 | 0.19745 | 0 | 23.1199 | 21.597 | -0.32412 | 0 | 0.5984 | 0 | 1.8521 | 0.15257
2025_02_19 Hr 05 | 0 | 0 | 0 | 0.1425 | 0.1405 | 0.1438 | 0.14881 | 0.14978 | 0.15262 | 0 | 0 | 0.0031592 | 1.59 | 0.12282 | 1.4928 | 1.4928 | 8.1171 | 0.53976 | 0.003788 | 0.0058432 | 0.0073552 | 0 | 0 | 0.074695 | 0.014972 | 1.2796 | 0.34927 | 7.3598 | 2.2791 | 0 | 0.60107 | 0.89806 | 0 | 0 | 0 | 0 | -26.4877 | 0.062055 | 0 | 0 | 0 | -0.34551 | 0 | 0 | 0 | 0 | 0 | 0 | 0 | 0 | 3.9055 | 0 | 0 | 0 | 2.0172 | 0 | 3.829 | 3.829 | 2.4635 | 29.1671 | 1.3567 | 3.3824 | 0 | 0.033193 | 0 | 0.78408 | 0.19745 | 0 | 24.7404 | 22.4065 | -0.34551 | 0 | 0.5984 | 0 | 1.8521 | 0.15298
2025_02_19 Hr 06 | 0 | 0 | 0 | 0.1425 | 0.1405 | 0.1438 | 0.14881 | 0.14978 | 0.15262 | 0 | 0 | 0.0031592 | 1.65 | 0.15721 | 1.4928 | 1.4928 | 8.1171 | 0.53976 | 0.003788 | 0.0058432 | 0.0073552 | 0 | 0 | 0.074695 | 0.014972 | 1.2796 | 0.34927 | 7.3598 | 2.2791 | 0.88395 | 0.60107 | 0.89806 | 0 | 0 | 0 | 0 | -34.2428 | 0.062055 | 0 | 0 | 0 | -0.42665 | 0 | 0 | 0 | 0 | 0 | 0 | 0 | 0 | 3.9055 | 0 | 0 | 0 | 2.0172 | 0 | 3.829 | 3.829 | 2.2807 | 30.0511 | 1.3567 | 3.3824 | 0 | 0.033193 | 0 | 0.78408 | 0.19745 | 0 | 17.7021 | 22.3205 | -0.42665 | 0 | 0.5984 | 0 | 1.8521 | 0.15538
2025_02_19 Hr 07 | 0 | 0 | 0 | 0.1425 | 0.1405 | 0.1438 | 0.14881 | 0.14978 | 0.15262 | 0 | 0 | 0.0031592 | 1.74 | 0.15741 | 1.4928 | 1.4928 | 8.0547 | 0.53905 | 0.003788 | 0.0058432 | 0.0073552 | 0 | 0 | 0.074695 | 0.014972 | 1.2796 | 0.34927 | 7.3223 | 2.2791 | 0.88395 | 0.59632 | 0.89806 | 0 | 0 | 0 | 0 | -34.9624 | 0.062055 | 0 | 0 | 0 | -0.40499 | 0 | 0 | 0 | 0 | 0 | 0 | 0 | 0 | 4.1088 | 0 | 0 | 0 | 2.0172 | 0 | 3.7998 | 3.7998 | 2.4896 | 29.8922 | 1.3567 | 3.3824 | 0 | 0.033193 | 0 | 0.78408 | 0.19745 | 0 | 17.3457 | 22.8208 | -0.40499 | 0 | 0.5984 | 0 | 1.8521 | 0.15808
2025_02_19 Hr 08 | 0.090742 | 0 | 0 | 0.1425 | 0.1405 | 0.1438 | 0.14881 | 0.14978 | 0.15262 | 0 | 0 | 0.0031592 | 1.86 | 0.1667 | 1.4928 | 1.4928 | 8.0547 | 0.53905 | 0.003788 | 0.0058432 | 0.0073552 | 0 | 0 | 0.074695 | 0.014972 | 1.2128 | 0.34927 | 7.3223 | 2.2791 | 0.88395 | 0.59632 | 0.89806 | 0 | 0 | 0 | 0 | -29.9969 | 0.062055 | 0 | 0 | 0 | -0.4012 | 0 | 0 | 0 | 0 | 0 | 0 | 0 | 0 | 4.2467 | 0 | 0 | 0 | 2.0172 | 0 | 3.7407 | 3.7407 | 2.581 | 29.7072 | 1.3567 | 3.3824 | 0 | 0.033193 | -0.090742 | 0.78408 | 0.19745 | 0 | 22.4892 | 23.2708 | -0.49194 | 0 | 0.5984 | 0 | 1.8521 | 0.15873
2025_02_19 Hr 09 | 0.45429 | 0 | 0 | 0.1425 | 0.1405 | 0.1438 | 0.14881 | 0.14978 | 0.15262 | 0 | 0 | 0.0031592 | 1.98 | 0.17103 | 1.4928 | 1.4928 | 8.0547 | 0.53905 | 0.003788 | 0.0058432 | 0.0073552 | 0 | 0 | 0.074695 | 0.014972 | 0.86177 | 0 | 7.3223 | 2.2791 | 0.88395 | 0.59632 | 0.89806 | 0 | 0 | 0 | 0 | -23.7557 | 0.062055 | 0 | 0 | 0 | -0.38661 | 0 | 0 | 0 | 0 | 0 | 0 | 0 | 0 | 4.7259 | 0 | 0 | 0 | 2.0172 | 0 | 3.7647 | 3.7647 | 2.581 | 29.0548 | 1.3567 | 3.3824 | 0 | 0.033193 | -0.45429 | 0.78408 | 0.19745 | 0 | 28.6956 | 24.2374 | -0.8409 | 0 | 0.5984 | 0 | 1.8521 | 0.15829
2025_02_19 Hr 10 | 0.54503 | 8.9644e-06 | 0 | 0.1425 | 0.1405 | 0.1438 | 0.14881 | 0.14978 | 0.15262 | 0 | 0 | 0.0031592 | 1.38 | 0.10996 | 1.4928 | 1.4928 | 8.0547 | 0.53905 | 0.003788 | 0.0058432 | 0.0073552 | 0 | 0 | 0.074695 | 0.014972 | 1.2354 | 0 | 7.3223 | 2.2791 | 0.88395 | 0.59632 | 0.89806 | 0 | 0 | 0 | 0 | -17.0634 | 0.062055 | 0 | 0 | 0 | -0.35648 | 0 | 0 | 0 | 0 | 0 | 0 | 0 | 0 | 4.8638 | 0 | 0 | 0 | 2.0172 | 0 | 3.7998 | 3.7998 | 2.5201 | 29.4988 | 1.3567 | 3.3824 | 0 | 0.033193 | -0.54503 | 0.78408 | 0.19745 | 0 | 35.277 | 23.7432 | -0.90151 | 0 | 0.5984 | 0 | 1.8521 | 0.1574
2025_02_19 Hr 11 | 0.6357 | 2.8584e-05 | 0 | 0.1425 | 0.1405 | 0.1438 | 0.14881 | 0.14978 | 0.15262 | 0 | 0 | 0.0031592 | 1.17 | 0.086704 | 1.4928 | 1.4928 | 8.0547 | 0.53905 | 0.003788 | 0.0058432 | 0.0073552 | 0 | 0 | 0.074695 | 0.014972 | 1.2796 | 0 | 7.3223 | 2.2791 | 0.88395 | 0.59632 | 0.89806 | 0 | 0 | 0 | 0 | -15.0291 | 0.062055 | 0 | 0 | 0 | -0.33138 | 0 | 0 | 0 | 0 | 0 | 0 | 0 | 0 | 4.8638 | 0 | 0 | 0 | 2.0172 | 0 | 3.7998 | 3.7998 | 2.433 | 29.543 | 1.3567 | 3.3824 | 0 | 0.033193 | -0.6357 | 0.78408 | 0.19745 | 0 | 37.0598 | 23.513 | -0.96708 | 0 | 0.5984 | 0 | 1.8521 | 0.15685
2025_02_19 Hr 12 | 0.59008 | 7.3977e-05 | 0 | 0.1425 | 0.1405 | 0.1438 | 0.14881 | 0.14978 | 0.15262 | 0 | 0 | 0.0031592 | 1.05 | 0.075519 | 1.4928 | 1.4928 | 8.0547 | 0.53905 | 0.003788 | 0.0058432 | 0.0073552 | 0 | 0 | 0.074695 | 0.014972 | 1.2779 | 0 | 7.3223 | 2.2791 | 0.88395 | 0.59632 | 0.89806 | 0 | 0 | 0 | 0 | -12.1187 | 0.062055 | 0 | 0 | 0 | -0.32155 | 0 | 0 | 0 | 0 | 0 | 0 | 0 | 0 | 4.7259 | 0 | 0 | 0 | 2.0172 | 0 | 3.7998 | 3.7998 | 2.4896 | 29.5413 | 1.3567 | 3.3824 | 0 | 0.033193 | -0.59008 | 0.78408 | 0.19745 | 0 | 39.7655 | 23.2545 | -0.91163 | 0 | 0.5984 | 0 | 1.8521 | 0.15651
2025_02_19 Hr 13 | 0.65808 | 9.047e-05 | 0 | 0.1425 | 0.1405 | 0.1438 | 0.14881 | 0.14978 | 0.15262 | 0 | 0 | 0.0031592 | 0.27 | 0.026205 | 1.4928 | 1.4928 | 8.0547 | 0.53905 | 0.003788 | 0.0058432 | 0.0073552 | 0 | 0 | 0.074695 | 0.014972 | 1.2796 | 0.50301 | 7.3223 | 2.2791 | 0.88395 | 0.59632 | 0.89806 | 0 | 0 | 0 | 0 | -14.137 | 0.062055 | 0 | 0 | 0 | -0.43465 | 0 | 0 | 0 | 0 | 0 | 0 | 0 | 0 | 4.3121 | 0 | 0 | 0 | 2.0172 | 0 | 3.7998 | 3.7998 | 2.4635 | 29.7467 | 1.3567 | 3.3824 | 0 | 0.033193 | -0.65808 | 0.78408 | 0.19745 | 0 | 36.5701 | 22.0531 | -1.0927 | 0 | 0.5984 | 0 | 1.8521 | 0.15628
2025_02_19 Hr 14 | 0.56726 | 4.8918e-05 | 0 | 0.1425 | 0.1405 | 0.1438 | 0.14881 | 0.14978 | 0.15262 | 0 | 0 | 0.0031592 | 0.24 | 0.02435 | 1.4928 | 1.4928 | 8.0547 | 0.53905 | 0.003788 | 0.0058432 | 0.0073552 | 0 | 0 | 0.074695 | 0.014972 | 1.2796 | 0.34927 | 7.3223 | 2.2791 | 0.88395 | 0.59632 | 0.89806 | 0 | 0 | 0 | 0 | -13.838 | 0.062055 | 0 | 0 | 0 | -0.45447 | 0 | 0 | 0 | 0 | 0 | 0 | 0 | 0 | 4.45 | 0 | 0 | 0 | 2.0172 | 0 | 3.7998 | 3.7998 | 2.581 | 29.8922 | 1.3567 | 3.3824 | 0 | 0.033193 | -0.56726 | 0.78408 | 0.19745 | 0 | 37.2179 | 22.1855 | -1.0217 | 0 | 0.5984 | 0 | 1.8521 | 0.15588
2025_02_19 Hr 15 | 0.49941 | 4.4862e-05 | 0 | 0.1425 | 0.1405 | 0.1438 | 0.14881 | 0.14978 | 0.15262 | 0 | 0 | 0.0031592 | 0.36 | 0.032416 | 1.4928 | 1.4928 | 8.0547 | 0.53905 | 0.003788 | 0.0058432 | 0.0073552 | 0 | 0 | 0.074695 | 0.014972 | 1.2545 | 0.34927 | 7.3223 | 2.2791 | 0.81029 | 0.59632 | 0.89806 | 0 | 0 | 0 | 0 | -11.1398 | 0.062055 | 0 | 0 | 0 | -0.40311 | 0 | 0 | 0 | 0 | 0 | 0 | 0 | 0 | 4.1088 | 0 | 0 | 0 | 2.0172 | 0 | 3.5671 | 3.5671 | 2.7333 | 29.328 | 1.3567 | 3.3824 | 0 | 0.033193 | -0.49941 | 0.78408 | 0.19745 | 0 | 39.3421 | 22.0564 | -0.90251 | 0 | 0.5984 | 0 | 1.8521 | 0.15549
2025_02_19 Hr 16 | 0.31814 | 0.0001016 | 0 | 0.1425 | 0.1405 | 0.1438 | 0.14881 | 0.14978 | 0.15262 | 0 | 0 | 0.0031592 | 0.21 | 0.01924 | 1.4928 | 1.4928 | 8.0547 | 0.53905 | 0.003788 | 0.0058432 | 0.0073552 | 0 | 0 | 0.074695 | 0.014972 | 1.2545 | 0.34927 | 7.3223 | 2.2791 | 0.88395 | 0.59632 | 0.89806 | 0 | 0 | 0 | 0 | -12.4695 | 0.062055 | 0 | 0 | 0 | -0.41019 | 0 | 0 | 0 | 0 | 0 | 0 | 0 | 0 | 4.1088 | 0 | 0 | 0 | 2.0172 | 0 | 3.6464 | 3.6464 | 2.8509 | 29.5603 | 1.3567 | 3.3824 | 0 | 0.033193 | -0.31814 | 0.78408 | 0.19745 | 0 | 38.1921 | 21.8296 | -0.72833 | 0 | 0.5984 | 0 | 1.8521 | 0.15557
2025_02_19 Hr 17 | 0.22653 | 0.00016816 | 0 | 0.1425 | 0.1405 | 0.1438 | 0.14881 | 0.14978 | 0.15262 | 0 | 0 | 0.0031592 | 0.21 | 0.017579 | 1.4928 | 1.4928 | 8.0547 | 0.53905 | 0.003788 | 0.0058432 | 0.0073552 | 0 | 0 | 0.074695 | 0.014972 | 1.2796 | 0.34927 | 7.3223 | 2.2791 | 0.88395 | 0.59632 | 0.89806 | 0 | 0 | 0 | 0 | -12.7702 | 0.062055 | 0 | 0 | 0 | -0.37459 | 0 | 0 | 0 | 0 | 0 | 0 | 0 | 0 | 4.3121 | 0 | 0 | 0 | 2.0172 | 0 | 3.7998 | 3.7998 | 2.8204 | 29.8922 | 1.3567 | 3.3824 | 0 | 0.033193 | -0.22653 | 0.78408 | 0.19745 | 0 | 38.4307 | 21.9097 | -0.60112 | 0 | 0.5984 | 0 | 1.8521 | 0.1561
2025_02_19 Hr 18 | 0 | 2.1225e-05 | 0 | 0.1425 | 0.1405 | 0.1438 | 0.14881 | 0.14978 | 0.15262 | 0 | 0 | 0.0031592 | 0.57 | 0.075276 | 1.4928 | 1.4928 | 8.0547 | 0.53905 | 0.003788 | 0.0058432 | 0.0073552 | 0 | 0 | 0.074695 | 0.014972 | 1.2796 | 0.34927 | 7.3223 | 2.2791 | 0.88395 | 0.59632 | 0.89806 | 0 | 0 | 0 | 0 | -25.1892 | 0.062055 | 0 | 0 | 0 | -0.59219 | 0 | 0 | 0 | 0 | 0 | 0 | 0 | 0 | 4.1741 | 0 | 0 | 0 | 2.0172 | 0 | 3.7998 | 3.7998 | 2.6115 | 29.8922 | 1.3567 | 3.3824 | 0 | 0.033193 | 0 | 0.78408 | 0.19745 | 0 | 25.8667 | 21.7559 | -0.59219 | 0 | 0.5984 | 0 | 1.8521 | 0.15807
2025_02_19 Hr 19 | 0 | 0 | 0 | 0.1425 | 0.1405 | 0.1438 | 0.14881 | 0.14978 | 0.15262 | 0 | 0 | 0.0031592 | 0.75 | 0.099868 | 1.4928 | 1.4928 | 8.0547 | 0.53905 | 0.003788 | 0.0058432 | 0.0073552 | 0 | 0 | 0.074695 | 0.014972 | 1.2796 | 0.34927 | 7.3223 | 2.2791 | 0.88395 | 0.59632 | 0.89806 | 0 | 0 | 0 | 0 | -24.9935 | 0.062055 | 0 | 0 | 0 | -0.59711 | 0 | 0 | 0 | 0 | 0 | 0 | 0 | 0 | 4.2467 | 0 | 0 | 0 | 2.0172 | 0 | 3.7998 | 3.7998 | 2.433 | 29.8922 | 1.3567 | 3.3824 | 0 | 0.033193 | 0 | 0.78408 | 0.19745 | 0 | 26.1567 | 21.8551 | -0.59711 | 0 | 0.5984 | 0 | 1.8521 | 0.15858
2025_02_19 Hr 20 | 0 | 0 | 0 | 0.1425 | 0.1405 | 0.1438 | 0.14881 | 0.14978 | 0.15262 | 0 | 0 | 0.0031592 | 1.32 | 0.18561 | 1.4928 | 1.4928 | 8.0547 | 0.53905 | 0.003788 | 0.0058432 | 0.0073552 | 0 | 0 | 0.074695 | 0.014972 | 1.2796 | 0.34927 | 7.3223 | 2.2791 | 0.88395 | 0.59632 | 0.89806 | 0 | 0 | 0 | 0 | -31.2293 | 0.062055 | 0 | 0 | 0 | -0.63066 | 0 | 0 | 0 | 0 | 0 | 0 | 0 | 0 | 4.1741 | 0 | 0 | 0 | 2.0172 | 0 | 3.7998 | 3.7998 | 2.433 | 29.8922 | 1.3567 | 3.3824 | 0 | 0.033193 | 0 | 0.78408 | 0.19745 | 0 | 20.4703 | 22.4379 | -0.63066 | 0 | 0.5984 | 0 | 1.8521 | 0.15826
2025_02_19 Hr 21 | 0 | 0 | 0 | 0.1425 | 0.1405 | 0.1438 | 0.14881 | 0.14978 | 0.15262 | 0 | 0 | 0.0031592 | 1.65 | 0.22319 | 1.4928 | 1.4928 | 8.0547 | 0.53905 | 0.003788 | 0.0058432 | 0.0073552 | 0 | 0 | 0.074695 | 0.014972 | 1.2796 | 0.34927 | 7.3223 | 2.2791 | 0.88395 | 0.59632 | 0.89806 | 0 | 0 | 0 | 0 | -26.517 | 0.062055 | 0 | 0 | 0 | -0.60659 | 0 | 0 | 0 | 0 | 0 | 0 | 0 | 0 | 4.1741 | 0 | 0 | 0 | 2.0172 | 0 | 3.7998 | 3.7998 | 2.6115 | 29.8922 | 1.3567 | 3.3824 | 0 | 0.033193 | 0 | 0.78408 | 0.19745 | 0 | 25.7516 | 22.983 | -0.60659 | 0 | 0.5984 | 0 | 1.8521 | 0.15727
2025_02_19 Hr 22 | 0 | 0 | 0 | 0.1425 | 0.1405 | 0.1438 | 0.14881 | 0.14978 | 0.15262 | 0 | 0 | 0.0031592 | 1.71 | 0.17664 | 1.4928 | 1.4928 | 8.0547 | 0.53905 | 0.003788 | 0.0058432 | 0.0073552 | 0 | 0 | 0.074695 | 0.014972 | 1.2796 | 0.34927 | 7.3223 | 2.2791 | 0.88395 | 0.59632 | 0.89806 | 0 | 0 | 0 | 0 | -20.5546 | 0.062055 | 0 | 0 | 0 | -0.46275 | 0 | 0 | 0 | 0 | 0 | 0 | 0 | 0 | 4.45 | 0 | 0 | 0 | 2.0172 | 0 | 3.7998 | 3.7998 | 2.581 | 29.8922 | 1.3567 | 3.3824 | 0 | 0.033193 | 0 | 0.78408 | 0.19745 | 0 | 32.1157 | 23.2407 | -0.46275 | 0 | 0.5984 | 0 | 1.8521 | 0.15619
2025_02_19 Hr 23 | 0 | 0 | 0 | 0.1425 | 0.1405 | 0.1438 | 0.14881 | 0.14978 | 0.15262 | 0 | 0 | 0.0031592 | 1.71 | 0.20809 | 1.4928 | 1.4928 | 8.1171 | 0.53976 | 0.003788 | 0.0058432 | 0.0073552 | 0 | 0 | 0.074695 | 0.014972 | 1.2796 | 0.34927 | 7.3598 | 2.2791 | 0 | 0.60107 | 0.89806 | 0 | 0 | 0 | 0 | -18.8512 | 0.062055 | 0 | 0 | 0 | -0.5455 | 0 | 0 | 0 | 0 | 0 | 0 | 0 | 0 | 4.7259 | 0 | 0 | 0 | 2.0172 | 0 | 3.829 | 3.829 | 2.581 | 29.1671 | 1.3567 | 3.3824 | 0 | 0.033193 | 0 | 0.78408 | 0.19745 | 0 | 33.3213 | 23.5509 | -0.5455 | 0 | 0.5984 | 0 | 1.8521 | 0.15427
2025_02_19 Hr 24 | 0 | 0 | 0 | 0.1425 | 0.1405 | 0.1438 | 0.14881 | 0.14978 | 0.15262 | 0 | 0 | 0.0031592 | 1.8 | 0.21448 | 1.4928 | 1.4928 | 8.1171 | 0.53976 | 0.003788 | 0.0058432 | 0.0073552 | 0 | 0 | 0.074695 | 0.014972 | 1.2796 | 0.34927 | 7.3598 | 2.2791 | 0 | 0.60107 | 0.89806 | 0 | 0 | 0 | 0 | -22.6721 | 0.062055 | 0 | 0 | 0 | -0.5341 | 0 | 0 | 0 | 0 | 0 | 0 | 0 | 0 | 4.5226 | 0 | 0 | 0 | 2.0172 | 0 | 3.829 | 3.829 | 2.6724 | 29.1671 | 1.3567 | 3.3824 | 0 | 0.033193 | 0 | 0.78408 | 0.19745 | 0 | 29.4956 | 23.5347 | -0.5341 | 0 | 0.5984 | 0 | 1.8521 | 0.15354
2025_02_20 Hr 01 | 0 | 0 | 0 | 0.19695 | 0.19419 | 0.19875 | 0.20567 | 0.20702 | 0.21094 | 0 | 0 | 0.0031592 | 1.68 | 0.18815 | 1.4928 | 1.4928 | 11.2165 | 0.74586 | 0.003788 | 0.0058432 | 0.0073552 | 0 | 0 | 0.074695 | 0.014972 | 1.2796 | 0.48089 | 10.1721 | 2.2791 | 0 | 0.60107 | 0.89806 | 0 | 0 | 0 | 0 | -19.3383 | 0.062055 | 0 | 0 | 0 | -0.50187 | 0 | 0 | 0 | 0 | 0 | 0 | 0 | 0 | 4.2467 | 0 | 0 | 0 | 2.0172 | 0 | 5.2922 | 5.2922 | 2.6419 | 38.6784 | 1.3567 | 3.3824 | 0 | 0.033193 | 0 | 0.78408 | 0.19745 | 0 | 41.9192 | 23.081 | -0.50187 | 0 | 0.5984 | 0 | 1.8521 | 0.15248
2025_02_20 Hr 02 | 0 | 0 | 0 | 0.19695 | 0.19419 | 0.19875 | 0.20567 | 0.20702 | 0.21094 | 0 | 0 | 0.0031592 | 1.53 | 0.16436 | 1.4928 | 1.4928 | 11.2165 | 0.74586 | 0.003788 | 0.0058432 | 0.0073552 | 0 | 0 | 0.074695 | 0.014972 | 1.2796 | 0.48089 | 10.1721 | 2.2791 | 0 | 0.60107 | 0.89806 | 0 | 0 | 0 | 0 | -18.7704 | 0.062055 | 0 | 0 | 0 | -0.48132 | 0 | 0 | 0 | 0 | 0 | 0 | 0 | 0 | 3.9709 | 0 | 0 | 0 | 2.0172 | 0 | 5.2922 | 5.2922 | 2.581 | 38.6784 | 1.3567 | 3.3824 | 0 | 0.033193 | 0 | 0.78408 | 0.19745 | 0 | 41.9972 | 22.5705 | -0.48132 | 0 | 0.5984 | 0 | 1.8521 | 0.15262
2025_02_20 Hr 03 | 0 | 0 | 0 | 0.19695 | 0.19419 | 0.19875 | 0.20567 | 0.20702 | 0.21094 | 0 | 0 | 0.0031592 | 1.8 | 0.18723 | 1.4928 | 1.4928 | 11.2165 | 0.74586 | 0.003788 | 0.0058432 | 0.0073552 | 0 | 0 | 0.074695 | 0.014972 | 1.2796 | 0.48089 | 10.1721 | 2.2791 | 0 | 0.60107 | 0.89806 | 0 | 0 | 0 | 0 | -18.5401 | 0.062055 | 0 | 0 | 0 | -0.46597 | 0 | 0 | 0 | 0 | 0 | 0 | 0 | 0 | 3.9055 | 0 | 0 | 0 | 2.0172 | 0 | 5.2922 | 5.2922 | 2.581 | 38.6784 | 1.3567 | 3.3824 | 0 | 0.033193 | 0 | 0.78408 | 0.19745 | 0 | 42.4707 | 22.7984 | -0.46597 | 0 | 0.5984 | 0 | 1.8521 | 0.15297
2025_02_20 Hr 04 | 0 | 0 | 0 | 0.19695 | 0.19419 | 0.19875 | 0.20567 | 0.20702 | 0.21094 | 0 | 0 | 0.0031592 | 2.04 | 0.20982 | 1.4928 | 1.4928 | 11.2165 | 0.74586 | 0.003788 | 0.0058432 | 0.0073552 | 0 | 0 | 0.074695 | 0.014972 | 1.2796 | 0.48089 | 10.1721 | 2.2791 | 0 | 0.60107 | 0.89806 | 0 | 0 | 0 | 0 | -16.2494 | 0.062055 | 0 | 0 | 0 | -0.46074 | 0 | 0 | 0 | 0 | 0 | 0 | 0 | 0 | 3.9055 | 0 | 0 | 0 | 2.0172 | 0 | 5.2922 | 5.2922 | 2.5505 | 38.6784 | 1.3567 | 3.3824 | 0 | 0.033193 | 0 | 0.78408 | 0.19745 | 0 | 44.9984 | 23.0302 | -0.46074 | 0 | 0.5984 | 0 | 1.8521 | 0.15267
2025_02_20 Hr 05 | 0 | 0 | 0 | 0.19695 | 0.19419 | 0.19875 | 0.20567 | 0.20702 | 0.21094 | 0 | 0 | 0.0031592 | 1.95 | 0.21223 | 1.4928 | 1.4928 | 11.2165 | 0.74586 | 0.003788 | 0.0058432 | 0.0073552 | 0 | 0 | 0.074695 | 0.014972 | 1.2796 | 0.48089 | 10.1721 | 2.2791 | 0 | 0.60107 | 0.89806 | 0 | 0 | 0 | 0 | -16.9208 | 0.062055 | 0 | 0 | 0 | -0.48767 | 0 | 0 | 0 | 0 | 0 | 0 | 0 | 0 | 3.4918 | 0 | 0 | 0 | 2.0172 | 0 | 5.2922 | 5.2922 | 2.5201 | 38.6784 | 1.3567 | 3.3824 | 0 | 0.033193 | 0 | 0.78408 | 0.19745 | 0 | 43.7695 | 22.4997 | -0.48767 | 0 | 0.5984 | 0 | 1.8521 | 0.15394
2025_02_20 Hr 06 | 0 | 0 | 0 | 0.19695 | 0.19419 | 0.19875 | 0.20567 | 0.20702 | 0.21094 | 0 | 0 | 0.0031592 | 1.68 | 0.1952 | 1.4928 | 1.4928 | 11.2165 | 0.74586 | 0.003788 | 0.0058432 | 0.0073552 | 0 | 0 | 0.074695 | 0.014972 | 1.2796 | 0.48089 | 10.1721 | 2.2791 | 1.2217 | 0.60107 | 0.89806 | 0 | 0 | 0 | 0 | -24.9862 | 0.062055 | 0 | 0 | 0 | -0.52077 | 0 | 0 | 0 | 0 | 0 | 0 | 0 | 0 | 3.7676 | 0 | 0 | 0 | 2.0172 | 0 | 5.2922 | 5.2922 | 2.3721 | 39.9001 | 1.3567 | 3.3824 | 0 | 0.033193 | 0 | 0.78408 | 0.19745 | 0 | 36.736 | 22.3428 | -0.52077 | 0 | 0.5984 | 0 | 1.8521 | 0.15627
2025_02_20 Hr 07 | 0 | 0 | 0 | 0.19695 | 0.19419 | 0.19875 | 0.20567 | 0.20702 | 0.21094 | 0 | 0 | 0.0031592 | 1.2 | 0.14054 | 1.4928 | 1.4928 | 11.1303 | 0.74488 | 0.003788 | 0.0058432 | 0.0073552 | 0 | 0 | 0.074695 | 0.014972 | 1.2796 | 0.48089 | 10.1204 | 2.2791 | 1.2217 | 0.59632 | 0.89806 | 0 | 0 | 0 | 0 | -26.9999 | 0.062055 | 0 | 0 | 0 | -0.52493 | 0 | 0 | 0 | 0 | 0 | 0 | 0 | 0 | 3.833 | 0 | 0 | 0 | 2.0172 | 0 | 5.2519 | 5.2519 | 2.2198 | 39.6806 | 1.3567 | 3.3824 | 0 | 0.033193 | 0 | 0.78408 | 0.19745 | 0 | 33.8748 | 21.719 | -0.52493 | 0 | 0.5984 | 0 | 1.8521 | 0.15889
2025_02_20 Hr 08 | 0.11341 | 0 | 0 | 0.19695 | 0.19419 | 0.19875 | 0.20567 | 0.20702 | 0.21094 | 0 | 0 | 0.0031592 | 0.99 | 0.11568 | 1.4928 | 1.4928 | 11.1303 | 0.74488 | 0.003788 | 0.0058432 | 0.0073552 | 0 | 0 | 0.074695 | 0.014972 | 1.2796 | 0.48089 | 10.1204 | 2.2791 | 1.2217 | 0.59632 | 0.89806 | 0 | 0 | 0 | 0 | -25.4704 | 0.062055 | 0 | 0 | 0 | -0.52371 | 0 | 0 | 0 | 0 | 0 | 0 | 0 | 0 | 3.6297 | 0 | 0 | 0 | 2.0172 | 0 | 5.1702 | 5.1702 | 2.1327 | 39.5172 | 1.3567 | 3.3824 | 0 | 0.033193 | -0.11341 | 0.78408 | 0.19745 | 0 | 34.718 | 21.3083 | -0.63712 | 0 | 0.5984 | 0 | 1.8521 | 0.15993
2025_02_20 Hr 09 | 0.36369 | 3.619e-06 | 0 | 0.19695 | 0.19419 | 0.19875 | 0.20567 | 0.20702 | 0.21094 | 0 | 0 | 0.0031592 | 1.23 | 0.13849 | 1.4928 | 1.4928 | 11.1303 | 0.74488 | 0.003788 | 0.0058432 | 0.0073552 | 0 | 0 | 0.074695 | 0.014972 | 1.2796 | 0.48089 | 10.1204 | 2.2791 | 1.2217 | 0.59632 | 0.89806 | 0 | 0 | 0 | 0 | -13.3109 | 0.062055 | 0 | 0 | 0 | -0.50456 | 0 | 0 | 0 | 0 | 0 | 0 | 0 | 0 | 3.3538 | 0 | 0 | 0 | 2.0172 | 0 | 5.2033 | 5.2033 | 1.4711 | 39.5835 | 1.3567 | 3.3824 | 0 | 0.033193 | -0.36369 | 0.78408 | 0.19745 | 0 | 46.2872 | 20.8829 | -0.86826 | 0 | 0.5984 | 0 | 1.8521 | 0.15883
2025_02_20 Hr 10 | 0.43148 | 9.24e-05 | 0 | 0.19695 | 0.19419 | 0.19875 | 0.20567 | 0.20702 | 0.21094 | 0 | 0 | 0.0031592 | 0.54 | 0.057493 | 1.4928 | 1.4928 | 11.1303 | 0.74488 | 0.003788 | 0.0058432 | 0.0073552 | 0 | 0 | 0.074695 | 0.014972 | 1.2796 | 0 | 10.1204 | 2.2791 | 1.2217 | 0.59632 | 0.89806 | 0 | 0 | 0 | 0 | -2.888 | 0.062055 | 0 | 0 | 0 | -0.47701 | 0 | 0 | 0 | 0 | 0 | 0 | 0 | 0 | 3.2885 | 0 | 0 | 0 | 2.0172 | 0 | 5.2519 | 5.2519 | 1.1708 | 39.1997 | 1.3567 | 3.3824 | 0 | 0.033193 | -0.43148 | 0.78408 | 0.19745 | 0 | 55.2157 | 19.8125 | -0.90849 | 0 | 0.5984 | 0 | 1.8521 | 0.15722
2025_02_20 Hr 11 | 0.54503 | 0.00021938 | 0 | 0.19695 | 0.19419 | 0.19875 | 0.20567 | 0.20702 | 0.21094 | 0 | 0 | 0.0031592 | 0.33 | 0.034387 | 1.4928 | 1.4928 | 11.1303 | 0.74488 | 0.003788 | 0.0058432 | 0.0073552 | 0 | 0 | 0.074695 | 0.014972 | 1.2796 | 0 | 10.1204 | 2.2791 | 1.2217 | 0.59632 | 0.89806 | 0 | 0 | 0 | 5.0843 | 0 | 0.062055 | 0 | 0 | 0 | -0.46681 | 0 | 0 | 0 | 0 | 0 | 0 | 0 | 0 | 3.1506 | 0 | 0 | 0 | 2.0172 | 0 | 5.2519 | 5.2519 | 1.3797 | 39.1997 | 1.3567 | 3.3824 | 0 | 0.033193 | -0.54503 | 0.78408 | 0.19745 | 0 | 63.0351 | 19.763 | -1.0118 | 0 | 0.5984 | 0 | 1.8521 | 0.15611
2025_02_20 Hr 12 | 0.65793 | 0.00090287 | 0 | 0.19695 | 0.19419 | 0.19875 | 0.20567 | 0.20702 | 0.21094 | 0 | 0 | 0.0031592 | 0.3 | 0.030924 | 1.4928 | 1.4928 | 11.1303 | 0.74488 | 0.003788 | 0.0058432 | 0.0073552 | 0 | 0 | 0.074695 | 0.014972 | 1.2796 | 0 | 10.1204 | 2.2791 | 1.2217 | 0.59632 | 0.89806 | 0 | 0 | 0 | 0.065732 | -0.07691 | 0.062055 | 0 | 0 | 0 | -0.46176 | 0 | 0 | 0 | 0 | 0 | 0 | 0 | 0 | 3.3538 | 0 | 0 | 0 | 2.0172 | 0 | 5.2519 | 5.2519 | 1.7715 | 39.1997 | 1.3567 | 3.3824 | 0 | 0.033193 | -0.65793 | 0.78408 | 0.19745 | 0 | 58.5064 | 20.4376 | -1.1197 | 0 | 0.5984 | 0 | 1.8521 | 0.15561
2025_02_20 Hr 13 | 0.59029 | 0.0008003 | 0 | 0.19695 | 0.19419 | 0.19875 | 0.20567 | 0.20702 | 0.21094 | 0 | 0 | 0.0031592 | 0.39 | 0.040376 | 1.4928 | 1.4928 | 11.1303 | 0.74488 | 0.003788 | 0.0058432 | 0.0073552 | 0 | 0 | 0.074695 | 0.014972 | 1.2796 | 0 | 10.1204 | 2.2791 | 0 | 0.59632 | 0.89806 | 0 | 0 | 0 | 5.5871 | 0 | 0.062055 | 0 | 0 | 0 | -0.46377 | 0 | 0 | 0 | 0 | 0 | 0 | 0 | 0 | 3.4918 | 0 | 0 | 0 | 2.0172 | 0 | 5.2519 | 5.2519 | 1.4711 | 37.978 | 1.3567 | 3.3824 | 0 | 0.033193 | -0.59029 | 0.78408 | 0.19745 | 0 | 62.8171 | 20.3061 | -1.0541 | 0 | 0.5984 | 0 | 1.8521 | 0.15481
2025_02_20 Hr 14 | 0.72208 | 0.00059241 | 0 | 0.19695 | 0.19419 | 0.19875 | 0.20567 | 0.20702 | 0.21094 | 0 | 0 | 0.0031592 | 0.48 | 0.050408 | 1.4928 | 1.4928 | 11.1303 | 0.74488 | 0.003788 | 0.0058432 | 0.0073552 | 0 | 0 | 0.074695 | 0.014972 | 1.2796 | 0.63053 | 10.1204 | 2.2791 | 0 | 0.59632 | 0.89806 | 0 | 0 | 0 | 6.2378 | 0 | 0.062055 | 0 | 0 | 0 | -0.47048 | 0 | 0 | 0 | 0 | 0 | 0 | 0 | 0 | 3.5644 | 0 | 0 | 0 | 2.0172 | 0 | 5.2519 | 5.2519 | 1.5625 | 38.4589 | 1.3567 | 3.3824 | 0 | 0.033193 | -0.72208 | 0.78408 | 0.19745 | 0 | 64.2056 | 20.7015 | -1.1926 | 0 | 0.5984 | 0 | 1.8521 | 0.1546
2025_02_20 Hr 15 | 0.56734 | 0.00020459 | 0 | 0.19695 | 0.19419 | 0.19875 | 0.20567 | 0.20702 | 0.21094 | 0 | 0 | 0.0031592 | 0.63 | 0.069738 | 1.4928 | 1.4928 | 11.1303 | 0.68281 | 0.003788 | 0.0058432 | 0.0073552 | 0 | 0 | 0.074695 | 0.014972 | 1.2729 | 0.48089 | 10.1204 | 2.2791 | 0 | 0.59632 | 0.89806 | 0 | 0 | 0 | 3.7747 | 0 | 0.062055 | 0 | 0 | 0 | -0.49603 | 0 | 0 | 0 | 0 | 0 | 0 | 0 | 0 | 3.833 | 0 | 0 | 0 | 2.0172 | 0 | 4.8919 | 4.8919 | 1.7715 | 37.6702 | 1.3567 | 3.3824 | 0 | 0.033193 | -0.56734 | 0.78408 | 0.19745 | 0 | 61.5744 | 21.1928 | -1.0634 | 0 | 0.5984 | 0 | 1.8521 | 0.15427
2025_02_20 Hr 16 | 0.52215 | 6.6289e-05 | 0 | 0.19695 | 0.19419 | 0.19875 | 0.20567 | 0.20702 | 0.21094 | 0 | 0 | 0.0031592 | 0.6 | 0.060361 | 1.4928 | 1.4928 | 11.1303 | 0.68281 | 0.003788 | 0.0058432 | 0.0073552 | 0 | 0 | 0.074695 | 0.014972 | 1.2628 | 0.48089 | 10.1204 | 2.2791 | 0 | 0.59632 | 0.89806 | 0 | 0 | 0 | 2.5211 | 0 | 0.062055 | 0 | 0 | 0 | -0.45061 | 0 | 0 | 0 | 0 | 0 | 0 | 0 | 0 | 3.9055 | 0 | 0 | 0 | 2.0172 | 0 | 4.9582 | 4.9581 | 1.8324 | 37.7926 | 1.3567 | 3.3824 | 0 | 0.033193 | -0.52215 | 0.78408 | 0.19745 | 0 | 60.5825 | 21.2415 | -0.97276 | 0 | 0.5984 | 0 | 1.8521 | 0.15406
2025_02_20 Hr 17 | 0.067857 | 2.6409e-05 | 0 | 0.19695 | 0.19419 | 0.19875 | 0.20567 | 0.20702 | 0.21094 | 0 | 0 | 0.0031592 | 0.3 | 0.027388 | 1.4928 | 1.4928 | 11.1303 | 0.74488 | 0.003788 | 0.0058432 | 0.0073552 | 0 | 0 | 0.074695 | 0.014972 | 1.2796 | 0.48089 | 10.1204 | 2.2791 | 1.2217 | 0.59632 | 0.89806 | 0 | 0 | 0 | 0.42105 | -0.29646 | 0.062055 | 0 | 0 | 0 | -0.40871 | 0 | 0 | 0 | 0 | 0 | 0 | 0 | 0 | 4.1741 | 0 | 0 | 0 | 2.0172 | 0 | 5.2519 | 5.2519 | 1.889 | 39.6806 | 1.3567 | 3.3824 | 0 | 0.033193 | -0.067857 | 0.78408 | 0.19745 | 0 | 60.1088 | 20.7801 | -0.47657 | 0 | 0.5984 | 0 | 1.8521 | 0.15485
2025_02_20 Hr 18 | 0.067929 | 0 | 0 | 0.19695 | 0.19419 | 0.19875 | 0.20567 | 0.20702 | 0.21094 | 0 | 0 | 0.0031592 | 0.33 | 0.040439 | 1.4928 | 1.4928 | 11.1303 | 0.74488 | 0.003788 | 0.0058432 | 0.0073552 | 0 | 0 | 0.074695 | 0.014972 | 1.2796 | 0.48089 | 10.1204 | 2.2791 | 1.2217 | 0.59632 | 0.89806 | 0 | 0 | 0 | 0 | -8.3384 | 0.062055 | 0 | 0 | 0 | -0.54934 | 0 | 0 | 0 | 0 | 0 | 0 | 0 | 0 | 4.1741 | 0 | 0 | 0 | 2.0172 | 0 | 5.2519 | 5.2519 | 1.8324 | 39.6806 | 1.3567 | 3.3824 | 0 | 0.033193 | -0.067929 | 0.78408 | 0.19745 | 0 | 51.4934 | 20.7685 | -0.61727 | 0 | 0.5984 | 0 | 1.8521 | 0.15667
2025_02_20 Hr 19 | 0 | 0 | 0 | 0.19695 | 0.19419 | 0.19875 | 0.20567 | 0.20702 | 0.21094 | 0 | 0 | 0.0031592 | 0.99 | 0.10853 | 1.4928 | 1.4928 | 11.1303 | 0.74488 | 0.003788 | 0.0058432 | 0.0073552 | 0 | 0 | 0.074695 | 0.014972 | 1.2796 | 0.48089 | 10.1204 | 2.2791 | 1.2217 | 0.59632 | 0.89806 | 0 | 0 | 0 | 0 | -13.5546 | 0.062055 | 0 | 0 | 0 | -0.49123 | 0 | 0 | 0 | 0 | 0 | 0 | 0 | 0 | 3.9055 | 0 | 0 | 0 | 2.0172 | 0 | 5.2519 | 5.2519 | 1.9499 | 39.6806 | 1.3567 | 3.3824 | 0 | 0.033193 | 0 | 0.78408 | 0.19745 | 0 | 46.9137 | 21.2788 | -0.49123 | 0 | 0.5984 | 0 | 1.8521 | 0.15796
2025_02_20 Hr 20 | 0 | 0 | 0 | 0.19695 | 0.19419 | 0.19875 | 0.20567 | 0.20702 | 0.21094 | 0 | 0 | 0.0031592 | 1.32 | 0.16103 | 1.4928 | 1.4928 | 11.1303 | 0.74488 | 0.003788 | 0.0058432 | 0.0073552 | 0 | 0 | 0.074695 | 0.014972 | 1.2796 | 0.48089 | 10.1204 | 2.2791 | 1.2217 | 0.59632 | 0.89806 | 0 | 0 | 0 | 0 | -20.8916 | 0.062055 | 0 | 0 | 0 | -0.54686 | 0 | 0 | 0 | 0 | 0 | 0 | 0 | 0 | 3.7676 | 0 | 0 | 0 | 2.0172 | 0 | 5.2519 | 5.2519 | 2.2502 | 39.6806 | 1.3567 | 3.3824 | 0 | 0.033193 | 0 | 0.78408 | 0.19745 | 0 | 40.0659 | 21.8238 | -0.54686 | 0 | 0.5984 | 0 | 1.8521 | 0.15803
2025_02_20 Hr 21 | 0 | 0 | 0 | 0.19695 | 0.19419 | 0.19875 | 0.20567 | 0.20702 | 0.21094 | 0 | 0 | 0.0031592 | 1.44 | 0.18049 | 1.4928 | 1.4928 | 11.1303 | 0.74488 | 0.003788 | 0.0058432 | 0.0073552 | 0 | 0 | 0.074695 | 0.014972 | 1.2796 | 0.48089 | 10.1204 | 2.2791 | 1.2217 | 0.59632 | 0.89806 | 0 | 0 | 0 | 0 | -20.1398 | 0.062055 | 0 | 0 | 0 | -0.56192 | 0 | 0 | 0 | 0 | 0 | 0 | 0 | 0 | 3.2885 | 0 | 0 | 0 | 2.0172 | 0 | 5.2519 | 5.2519 | 2.4635 | 39.6806 | 1.3567 | 3.3824 | 0 | 0.033193 | 0 | 0.78408 | 0.19745 | 0 | 40.6759 | 21.697 | -0.56192 | 0 | 0.5984 | 0 | 1.8521 | 0.15761
2025_02_20 Hr 22 | 0 | 0 | 0 | 0.19695 | 0.19419 | 0.19875 | 0.20567 | 0.20702 | 0.21094 | 0 | 0 | 0.0031592 | 1.62 | 0.18077 | 1.4928 | 1.4928 | 11.1303 | 0.74488 | 0.003788 | 0.0058432 | 0.0073552 | 0 | 0 | 0.074695 | 0.014972 | 1.2796 | 0.48089 | 10.1204 | 2.2791 | 1.2217 | 0.59632 | 0.89806 | 0 | 0 | 0 | 0 | -18.3892 | 0.062055 | 0 | 0 | 0 | -0.50005 | 0 | 0 | 0 | 0 | 0 | 0 | 0 | 0 | 3.1506 | 0 | 0 | 0 | 2.0172 | 0 | 5.2519 | 5.2519 | 2.2807 | 39.6806 | 1.3567 | 3.3824 | 0 | 0.033193 | 0 | 0.78408 | 0.19745 | 0 | 42.3467 | 21.5553 | -0.50005 | 0 | 0.5984 | 0 | 1.8521 | 0.15641
2025_02_20 Hr 23 | 0 | 0 | 0 | 0.19695 | 0.19419 | 0.19875 | 0.20567 | 0.20702 | 0.21094 | 0 | 0 | 0.0031592 | 1.56 | 0.18607 | 1.4928 | 1.4928 | 11.2165 | 0.74586 | 0.003788 | 0.0058432 | 0.0073552 | 0 | 0 | 0.074695 | 0.014972 | 1.2796 | 0.48089 | 10.1721 | 2.2791 | 1.2217 | 0.60107 | 0.89806 | 0 | 0 | 0 | 0 | -19.6045 | 0.062055 | 0 | 0 | 0 | -0.53465 | 0 | 0 | 0 | 0 | 0 | 0 | 0 | 0 | 2.8747 | 0 | 0 | 0 | 2.0172 | 0 | 5.2922 | 5.2922 | 2.2198 | 39.9001 | 1.3567 | 3.3824 | 0 | 0.033193 | 0 | 0.78408 | 0.19745 | 0 | 40.9282 | 21.1672 | -0.53465 | 0 | 0.5984 | 0 | 1.8521 | 0.15505
2025_02_20 Hr 24 | 0 | 0 | 0 | 0.19695 | 0.19419 | 0.19875 | 0.20567 | 0.20702 | 0.21094 | 0 | 0 | 0.0031592 | 1.38 | 0.16384 | 1.4928 | 1.4928 | 11.2165 | 0.74586 | 0.003788 | 0.0058432 | 0.0073552 | 0 | 0 | 0.074695 | 0.014972 | 1.2796 | 0.48089 | 10.1721 | 2.2791 | 0 | 0.60107 | 0.89806 | 0 | 0 | 0 | 0 | -13.1422 | 0.062055 | 0 | 0 | 0 | -0.53217 | 0 | 0 | 0 | 0 | 0 | 0 | 0 | 0 | 2.8094 | 0 | 0 | 0 | 2.0172 | 0 | 5.2922 | 5.2922 | 2.2198 | 38.6784 | 1.3567 | 3.3824 | 0 | 0.033193 | 0 | 0.78408 | 0.19745 | 0 | 45.9023 | 20.8983 | -0.53217 | 0 | 0.5984 | 0 | 1.8521 | 0.1537
2025_02_21 Hr 01 | 0 | 0 | 0 | 0.19662 | 0.19386 | 0.19841 | 0.20532 | 0.20667 | 0.21058 | 0 | 0 | 0.0031592 | 1.53 | 0.195 | 1.4928 | 1.4928 | 11.1976 | 0.74461 | 0.003788 | 0.0058432 | 0.0073552 | 0 | 0 | 0.074695 | 0.014972 | 1.2796 | 0.48009 | 10.155 | 2.2791 | 0 | 0.60107 | 0.89806 | 0 | 0 | 0 | 0 | -16.2565 | 0.062055 | 0 | 0 | 0 | -0.57142 | 0 | 0 | 0 | 0 | 0 | 0 | 0 | 0 | 3.1506 | 0 | 0 | 0 | 2.0172 | 0 | 5.2832 | 5.2832 | 2.1632 | 38.6204 | 1.3567 | 3.3824 | 0 | 0.033193 | 0 | 0.78408 | 0.19745 | 0 | 43.1562 | 21.3638 | -0.57142 | 0 | 0.5984 | 0 | 1.8521 | 0.15339
2025_02_21 Hr 02 | 0 | 0 | 0 | 0.19662 | 0.19386 | 0.19841 | 0.20532 | 0.20667 | 0.21058 | 0 | 0 | 0.0031592 | 1.47 | 0.18423 | 1.4928 | 1.4928 | 11.1976 | 0.74461 | 0.003788 | 0.0058432 | 0.0073552 | 0 | 0 | 0.074695 | 0.014972 | 1.2796 | 0.48009 | 10.155 | 2.2791 | 0 | 0.60107 | 0.89806 | 0 | 0 | 0 | 0 | -17.1855 | 0.062055 | 0 | 0 | 0 | -0.56187 | 0 | 0 | 0 | 0 | 0 | 0 | 0 | 0 | 3.0126 | 0 | 0 | 0 | 2.0172 | 0 | 5.2832 | 5.2832 | 2.2502 | 38.6204 | 1.3567 | 3.3824 | 0 | 0.033193 | 0 | 0.78408 | 0.19745 | 0 | 42.1152 | 21.2423 | -0.56187 | 0 | 0.5984 | 0 | 1.8521 | 0.15354
2025_02_21 Hr 03 | 0 | 0 | 0 | 0.19662 | 0.19386 | 0.19841 | 0.20532 | 0.20667 | 0.21058 | 0 | 0 | 0.0031592 | 1.53 | 0.21384 | 1.4928 | 1.4928 | 11.1976 | 0.74461 | 0.003788 | 0.0058432 | 0.0073552 | 0 | 0 | 0.074695 | 0.014972 | 1.2796 | 0.48009 | 10.155 | 2.2791 | 0 | 0.60107 | 0.89806 | 0 | 0 | 0 | 0 | -22.6904 | 0.062055 | 0 | 0 | 0 | -0.62684 | 0 | 0 | 0 | 0 | 0 | 0 | 0 | 0 | 2.9473 | 0 | 0 | 0 | 2.0172 | 0 | 5.2832 | 5.2832 | 2.433 | 38.6204 | 1.3567 | 3.3824 | 0 | 0.033193 | 0 | 0.78408 | 0.19745 | 0 | 36.7524 | 21.4493 | -0.62684 | 0 | 0.5984 | 0 | 1.8521 | 0.15349
2025_02_21 Hr 04 | 0 | 0 | 0 | 0.19662 | 0.19386 | 0.19841 | 0.20532 | 0.20667 | 0.21058 | 0 | 0 | 0.0031592 | 1.47 | 0.21064 | 1.4928 | 1.4928 | 11.1976 | 0.74461 | 0.003788 | 0.0058432 | 0.0073552 | 0 | 0 | 0.074695 | 0.014972 | 1.2796 | 0.48009 | 10.155 | 2.2791 | 0 | 0.60107 | 0.89806 | 0 | 0 | 0 | 0 | -21.3249 | 0.062055 | 0 | 0 | 0 | -0.6427 | 0 | 0 | 0 | 0 | 0 | 0 | 0 | 0 | 3.0126 | 0 | 0 | 0 | 2.0172 | 0 | 5.2832 | 5.2832 | 2.2807 | 38.6204 | 1.3567 | 3.3824 | 0 | 0.033193 | 0 | 0.78408 | 0.19745 | 0 | 37.9519 | 21.2991 | -0.6427 | 0 | 0.5984 | 0 | 1.8521 | 0.15346
2025_02_21 Hr 05 | 0 | 0 | 0 | 0.19662 | 0.19386 | 0.19841 | 0.20532 | 0.20667 | 0.21058 | 0 | 0 | 0.0031592 | 1.47 | 0.24599 | 1.4928 | 1.4928 | 11.1976 | 0.74461 | 0.003788 | 0.0058432 | 0.0073552 | 0 | 0 | 0.074695 | 0.014972 | 1.2796 | 0.48009 | 10.155 | 2.2791 | 0 | 0.60107 | 0.89806 | 0 | 0 | 0 | 0 | -25.7535 | 0.062055 | 0 | 0 | 0 | -0.75094 | 0 | 0 | 0 | 0 | 0 | 0 | 0 | 0 | 3.2159 | 0 | 0 | 0 | 2.0172 | 0 | 5.2832 | 5.2832 | 2.2198 | 38.6204 | 1.3567 | 3.3824 | 0 | 0.033193 | 0 | 0.78408 | 0.19745 | 0 | 33.5939 | 21.478 | -0.75094 | 0 | 0.5984 | 0 | 1.8521 | 0.15465
2025_02_21 Hr 06 | 0 | 0 | 0 | 0.19662 | 0.19386 | 0.19841 | 0.20532 | 0.20667 | 0.21058 | 0 | 0 | 0.0031592 | 1.53 | 0.23803 | 1.4928 | 1.4928 | 11.1976 | 0.74461 | 0.003788 | 0.0058432 | 0.0073552 | 0 | 0 | 0.074695 | 0.014972 | 1.2796 | 0.48009 | 10.155 | 2.2791 | 1.2197 | 0.60107 | 0.89806 | 0 | 0 | 0 | 0 | -36.0405 | 0.062055 | 0 | 0 | 0 | -0.698 | 0 | 0 | 0 | 0 | 0 | 0 | 0 | 0 | 3.6297 | 0 | 0 | 0 | 2.0172 | 0 | 5.2832 | 5.2832 | 2.2198 | 39.84 | 1.3567 | 3.3824 | 0 | 0.033193 | 0 | 0.78408 | 0.19745 | 0 | 25.0471 | 21.9456 | -0.698 | 0 | 0.5984 | 0 | 1.8521 | 0.15641
2025_02_21 Hr 07 | 0 | 0 | 0 | 0.19662 | 0.19386 | 0.19841 | 0.20532 | 0.20667 | 0.21058 | 0 | 0 | 0.0031592 | 1.59 | 0.25989 | 1.4928 | 1.4928 | 11.1115 | 0.74363 | 0.003788 | 0.0058432 | 0.0073552 | 0 | 0 | 0.074695 | 0.014972 | 1.2796 | 0.48009 | 10.1033 | 2.2791 | 1.2197 | 0.59632 | 0.89806 | 0 | 0 | 0 | 0 | -42.7338 | 0.062055 | 0 | 0 | 0 | -0.73343 | 0 | 0 | 0 | 0 | 0 | 0 | 0 | 0 | 3.7676 | 0 | 0 | 0 | 2.0172 | 0 | 5.243 | 5.243 | 2.1327 | 39.6209 | 1.3567 | 3.3824 | 0 | 0.033193 | 0 | 0.78408 | 0.19745 | 0 | 18.2299 | 22.0761 | -0.73343 | 0 | 0.5984 | 0 | 1.8521 | 0.15903
2025_02_21 Hr 08 | 0.15853 | 0 | 0 | 0.19662 | 0.19386 | 0.19841 | 0.20532 | 0.20667 | 0.21058 | 0 | 0 | 0.0031592 | 1.59 | 0.25423 | 1.4928 | 1.4928 | 11.1115 | 0.74363 | 0.003788 | 0.0058432 | 0.0073552 | 0 | 0 | 0.074695 | 0.014972 | 1.2796 | 0.48009 | 10.1033 | 2.2791 | 1.2197 | 0.59632 | 0.89806 | 0 | 0 | 0 | 0 | -41.3037 | 0.062055 | 0 | 0 | 0 | -0.71743 | 0 | 0 | 0 | 0 | 0 | 0 | 0 | 0 | 3.6297 | 0 | 0 | 0 | 2.0172 | 0 | 5.243 | 5.243 | 2.0108 | 39.6209 | 1.3567 | 3.3824 | 0 | 0.033193 | -0.15853 | 0.78408 | 0.19745 | 0 | 19.4117 | 21.9705 | -0.87595 | 0 | 0.5984 | 0 | 1.8521 | 0.16031
2025_02_21 Hr 09 | 0.45429 | 0 | 0 | 0.19662 | 0.19386 | 0.19841 | 0.20532 | 0.20667 | 0.21058 | 0 | 0 | 0.0031592 | 1.53 | 0.24464 | 1.4928 | 1.4928 | 11.1115 | 0.74363 | 0.003788 | 0.0058432 | 0.0073552 | 0 | 0 | 0.074695 | 0.014972 | 1.2796 | 0.48009 | 10.1033 | 2.2791 | 1.2197 | 0.59632 | 0.89806 | 0 | 0 | 0 | 0 | -32.4398 | 0.062055 | 0 | 0 | 0 | -0.71742 | 0 | 0 | 0 | 0 | 0 | 0 | 0 | 0 | 3.2159 | 0 | 0 | 0 | 2.0172 | 0 | 5.243 | 5.243 | 2.0108 | 39.6209 | 1.3567 | 3.3824 | 0 | 0.033193 | -0.45429 | 0.78408 | 0.19745 | 0 | 27.7918 | 21.7824 | -1.1717 | 0 | 0.5984 | 0 | 1.8521 | 0.15984
2025_02_21 Hr 10 | 0.56734 | 9.3342e-05 | 0 | 0.19662 | 0.19386 | 0.19841 | 0.20532 | 0.20667 | 0.21058 | 0 | 0 | 0.0031592 | 1.23 | 0.18317 | 1.4928 | 1.4928 | 11.1115 | 0.74363 | 0.003788 | 0.0058432 | 0.0073552 | 0 | 0 | 0.074695 | 0.014972 | 1.2796 | 0.48009 | 10.1033 | 2.2791 | 1.2197 | 0.59632 | 0.89806 | 0 | 0 | 0 | 0 | -22.2115 | 0.062055 | 0 | 0 | 0 | -0.66805 | 0 | 0 | 0 | 0 | 0 | 0 | 0 | 0 | 3.0126 | 0 | 0 | 0 | 2.0172 | 0 | 5.243 | 5.243 | 1.9499 | 39.6209 | 1.3567 | 3.3824 | 0 | 0.033193 | -0.56734 | 0.78408 | 0.19745 | 0 | 37.443 | 21.2689 | -1.2354 | 0 | 0.5984 | 0 | 1.8521 | 0.15888
2025_02_21 Hr 11 | 0.79052 | 0.00040776 | 0 | 0.19662 | 0.19386 | 0.19841 | 0.20532 | 0.20667 | 0.21058 | 0 | 0 | 0.0031592 | 0.9 | 0.14361 | 1.4928 | 1.4928 | 11.1115 | 0.74363 | 0.003788 | 0.0058432 | 0.0073552 | 0 | 0 | 0.074695 | 0.014972 | 1.2796 | 0.48009 | 10.1033 | 2.2791 | 1.2197 | 0.59632 | 0.89806 | 0 | 0 | 0 | 0 | -22.111 | 0.062055 | 0 | 0 | 0 | -0.71597 | 0 | 0 | 0 | 0 | 0 | 0 | 0 | 0 | 3.1506 | 0 | 0 | 0 | 2.0172 | 0 | 5.243 | 5.243 | 1.889 | 39.6209 | 1.3567 | 3.3824 | 0 | 0.033193 | -0.79052 | 0.78408 | 0.19745 | 0 | 37.2026 | 21.1992 | -1.5065 | 0 | 0.5984 | 0 | 1.8521 | 0.15821
2025_02_21 Hr 12 | 0.76531 | 0.00068739 | 0 | 0.19662 | 0.19386 | 0.19841 | 0.20532 | 0.20667 | 0.21058 | 0 | 0 | 0.0031592 | 0.75 | 0.11295 | 1.4928 | 1.4928 | 11.1115 | 0.74363 | 0.003788 | 0.0058432 | 0.0073552 | 0 | 0 | 0.074695 | 0.014972 | 1.2796 | 0.48009 | 10.1033 | 2.2791 | 1.2197 | 0.59632 | 0.89806 | 0 | 0 | 0 | 0 | -25.2438 | 0.062055 | 0 | 0 | 0 | -0.67561 | 0 | 0 | 0 | 0 | 0 | 0 | 0 | 0 | 3.0126 | 0 | 0 | 0 | 2.0172 | 0 | 5.243 | 5.243 | 2.2198 | 39.6209 | 1.3567 | 3.3824 | 0 | 0.033193 | -0.76531 | 0.78408 | 0.19745 | 0 | 34.1218 | 21.1856 | -1.4409 | 0 | 0.5984 | 0 | 1.8521 | 0.15733
2025_02_21 Hr 13 | 0.72644 | 0.00049512 | 0 | 0.19662 | 0.19386 | 0.19841 | 0.20532 | 0.20667 | 0.21058 | 0 | 0 | 0.0031592 | 0.66 | 0.090773 | 1.4928 | 1.4928 | 11.1115 | 0.74363 | 0.003788 | 0.0058432 | 0.0073552 | 0 | 0 | 0.074695 | 0.014972 | 1.2796 | 0.48009 | 10.1033 | 2.2791 | 1.2197 | 0.59632 | 0.89806 | 0 | 0 | 0 | 0 | -32.859 | 0.062055 | 0 | 0 | 0 | -0.61681 | 0 | 0 | 0 | 0 | 0 | 0 | 0 | 0 | 3.0126 | 0 | 0 | 0 | 2.0172 | 0 | 5.243 | 5.243 | 3.1816 | 39.6209 | 1.3567 | 3.3824 | 0 | 0.033193 | -0.72644 | 0.78408 | 0.19745 | 0 | 27.4147 | 21.996 | -1.3432 | 0 | 0.5984 | 0 | 1.8521 | 0.15713
2025_02_21 Hr 14 | 0.75332 | 0.00038862 | 0 | 0.19662 | 0.19386 | 0.19841 | 0.20532 | 0.20667 | 0.21058 | 0 | 0 | 0.0031592 | 0.63 | 0.081464 | 1.4928 | 1.4928 | 11.1115 | 0.74363 | 0.003788 | 0.0058432 | 0.0073552 | 0 | 0 | 0.074695 | 0.014972 | 1.2796 | 0.48009 | 10.1033 | 2.2791 | 1.2197 | 0.59632 | 0.89806 | 0 | 0 | 0 | 0 | -34.4857 | 0.062055 | 0 | 0 | 0 | -0.57979 | 0 | 0 | 0 | 0 | 0 | 0 | 0 | 0 | 2.8747 | 0 | 0 | 0 | 2.0172 | 0 | 5.243 | 5.243 | 3.1512 | 39.6209 | 1.3567 | 3.3824 | 0 | 0.033193 | -0.75332 | 0.78408 | 0.19745 | 0 | 25.6168 | 21.8148 | -1.3331 | 0 | 0.5984 | 0 | 1.8521 | 0.15679
2025_02_21 Hr 15 | 0.8081 | 0.00027903 | 0 | 0.19662 | 0.19386 | 0.19841 | 0.20532 | 0.20667 | 0.21058 | 0 | 0 | 0.0031592 | 0.57 | 0.074409 | 1.4928 | 1.4928 | 11.1115 | 0.74363 | 0.003788 | 0.0058432 | 0.0073552 | 0 | 0 | 0.074695 | 0.014972 | 1.2779 | 0.48009 | 10.1033 | 2.2791 | 1.2197 | 0.59632 | 0.89806 | 0 | 0 | 0 | 0 | -41.0162 | 0.062055 | 0 | 0 | 0 | -0.58534 | 0 | 0 | 0 | 0 | 0 | 0 | 0 | 0 | 2.8747 | 0 | 0 | 0 | 2.0172 | 0 | 5.0902 | 5.0902 | 3.1816 | 39.3136 | 1.3567 | 3.3824 | 0 | 0.033193 | -0.8081 | 0.78408 | 0.19745 | 0 | 18.7365 | 21.8326 | -1.3934 | 0 | 0.5984 | 0 | 1.8521 | 0.15655
2025_02_21 Hr 16 | 0.72601 | 0.00034631 | 0 | 0.19662 | 0.19386 | 0.19841 | 0.20532 | 0.20667 | 0.21058 | 0 | 0 | 0.0031592 | 0.57 | 0.073547 | 1.4928 | 1.4928 | 11.1115 | 0.74363 | 0.003788 | 0.0058432 | 0.0073552 | 0 | 0 | 0.074695 | 0.014972 | 1.2796 | 0.48009 | 10.1033 | 2.2791 | 1.2197 | 0.59632 | 0.89806 | 0 | 0 | 0 | 0 | -48.0336 | 0.062055 | 0 | 0 | 0 | -0.57854 | 0 | 0 | 0 | 0 | 0 | 0 | 0 | 0 | 2.6715 | 0 | 0 | 0 | 2.0172 | 0 | 5.0468 | 5.0468 | 3.2121 | 39.2285 | 1.3567 | 3.3824 | 0 | 0.033193 | -0.72601 | 0.78408 | 0.19745 | 0 | 11.4677 | 21.5773 | -1.3045 | 0 | 0.5984 | 0 | 1.8521 | 0.15689
2025_02_21 Hr 17 | 0.27201 | 0.0001609 | 0 | 0.19662 | 0.19386 | 0.19841 | 0.20532 | 0.20667 | 0.21058 | 0 | 0 | 0.0031592 | 0.42 | 0.060068 | 1.4928 | 1.4928 | 11.1115 | 0.74363 | 0.003788 | 0.0058432 | 0.0073552 | 0 | 0 | 0.074695 | 0.014972 | 1.2796 | 0.48009 | 10.1033 | 2.2791 | 1.2197 | 0.59632 | 0.89806 | 0 | 0 | 0 | 0 | -42.7786 | 0.062055 | 0 | 0 | 0 | -0.64148 | 0 | 0 | 0 | 0 | 0 | 0 | 0 | 0 | 2.5335 | 0 | 0 | 0 | 2.0172 | 0 | 5.243 | 5.243 | 2.7029 | 39.6209 | 1.3567 | 3.3824 | 0 | 0.033193 | -0.27201 | 0.78408 | 0.19745 | 0 | 16.2415 | 20.3127 | -0.91349 | 0 | 0.5984 | 0 | 1.8521 | 0.15717
2025_02_21 Hr 18 | 0 | 3.4117e-05 | 0 | 0.19662 | 0.19386 | 0.19841 | 0.20532 | 0.20667 | 0.21058 | 0 | 0 | 0.0031592 | 0.3 | 0.042457 | 1.4928 | 1.4928 | 11.1115 | 0.74363 | 0.003788 | 0.0058432 | 0.0073552 | 0 | 0 | 0.074695 | 0.014972 | 1.2796 | 0.48009 | 10.1033 | 2.2791 | 1.2197 | 0.59632 | 0.89806 | 0 | 0 | 0 | 0 | -40.7889 | 0.062055 | 0 | 0 | 0 | -0.63475 | 0 | 0 | 0 | 0 | 0 | 0 | 0 | 0 | 2.9473 | 0 | 0 | 0 | 2.0172 | 0 | 5.243 | 5.243 | 2.2198 | 39.6209 | 1.3567 | 3.3824 | 0 | 0.033193 | 0 | 0.78408 | 0.19745 | 0 | 18.0321 | 19.8348 | -0.63475 | 0 | 0.5984 | 0 | 1.8521 | 0.15835
2025_02_21 Hr 19 | 0 | 0 | 0 | 0.19662 | 0.19386 | 0.19841 | 0.20532 | 0.20667 | 0.21058 | 0 | 0 | 0.0031592 | 0.21 | 0.026248 | 1.4928 | 1.4928 | 11.1115 | 0.74363 | 0.003788 | 0.0058432 | 0.0073552 | 0 | 0 | 0.074695 | 0.014972 | 1.2796 | 0.48009 | 10.1033 | 2.2791 | 1.2197 | 0.59632 | 0.89806 | 0 | 0 | 0 | 0 | -29.3932 | 0.062055 | 0 | 0 | 0 | -0.56035 | 0 | 0 | 0 | 0 | 0 | 0 | 0 | 0 | 3.3538 | 0 | 0 | 0 | 2.0172 | 0 | 5.243 | 5.243 | 2.1893 | 39.6209 | 1.3567 | 3.3824 | 0 | 0.033193 | 0 | 0.78408 | 0.19745 | 0 | 29.7721 | 20.1048 | -0.56035 | 0 | 0.5984 | 0 | 1.8521 | 0.15849
2025_02_21 Hr 20 | 0 | 0 | 0 | 0.19662 | 0.19386 | 0.19841 | 0.20532 | 0.20667 | 0.21058 | 0 | 0 | 0.0031592 | 0.12 | 0.01777 | 1.4928 | 1.4928 | 11.1115 | 0.74363 | 0.003788 | 0.0058432 | 0.0073552 | 0 | 0 | 0.074695 | 0.014972 | 1.2796 | 0.48009 | 10.1033 | 2.2791 | 1.2197 | 0.59632 | 0.89806 | 0 | 0 | 0 | 0 | -31.4217 | 0.062055 | 0 | 0 | 0 | -0.66426 | 0 | 0 | 0 | 0 | 0 | 0 | 0 | 0 | 3.5644 | 0 | 0 | 0 | 2.0172 | 0 | 5.243 | 5.243 | 2.2198 | 39.6209 | 1.3567 | 3.3824 | 0 | 0.033193 | 0 | 0.78408 | 0.19745 | 0 | 27.7813 | 20.2463 | -0.66426 | 0 | 0.5984 | 0 | 1.8521 | 0.15756
2025_02_21 Hr 21 | 0 | 0 | 0 | 0.19662 | 0.19386 | 0.19841 | 0.20532 | 0.20667 | 0.21058 | 0 | 0 | 0.0031592 | 0.03 | 0.0042808 | 1.4928 | 1.4928 | 11.1115 | 0.74363 | 0.003788 | 0.0058432 | 0.0073552 | 0 | 0 | 0.074695 | 0.014972 | 1.2796 | 0.48009 | 10.1033 | 2.2791 | 1.2197 | 0.59632 | 0.89806 | 0 | 0 | 0 | 0 | -23.8494 | 0.062055 | 0 | 0 | 0 | -0.64002 | 0 | 0 | 0 | 0 | 0 | 0 | 0 | 0 | 3.0126 | 0 | 0 | 0 | 2.0172 | 0 | 5.243 | 5.243 | 2.6115 | 39.6209 | 1.3567 | 3.3824 | 0 | 0.033193 | 0 | 0.78408 | 0.19745 | 0 | 35.1131 | 19.9816 | -0.64002 | 0 | 0.5984 | 0 | 1.8521 | 0.15632
2025_02_21 Hr 22 | 0 | 0 | 0 | 0.19662 | 0.19386 | 0.19841 | 0.20532 | 0.20667 | 0.21058 | 0 | 0 | 0.0031592 | 0.03 | 0.0038371 | 1.4928 | 1.4928 | 11.1115 | 0.74363 | 0.003788 | 0.0058432 | 0.0073552 | 0 | 0 | 0.074695 | 0.014972 | 1.2796 | 0.48009 | 10.1033 | 2.2791 | 1.2197 | 0.59632 | 0.89806 | 0 | 0 | 0 | 0 | -18.0928 | 0.062055 | 0 | 0 | 0 | -0.57346 | 0 | 0 | 0 | 0 | 0 | 0 | 0 | 0 | 3.0126 | 0 | 0 | 0 | 2.0172 | 0 | 5.243 | 5.243 | 2.5201 | 39.6209 | 1.3567 | 3.3824 | 0 | 0.033193 | 0 | 0.78408 | 0.19745 | 0 | 40.8432 | 19.8886 | -0.57346 | 0 | 0.5984 | 0 | 1.8521 | 0.15511
2025_02_21 Hr 23 | 0 | 0 | 0 | 0.19662 | 0.19386 | 0.19841 | 0.20532 | 0.20667 | 0.21058 | 0 | 0 | 0.0031592 | 0.12 | 0.016167 | 1.4928 | 1.4928 | 11.1976 | 0.74461 | 0.003788 | 0.0058432 | 0.0073552 | 0 | 0 | 0.074695 | 0.014972 | 1.2796 | 0.48009 | 10.155 | 2.2791 | 0 | 0.60107 | 0.89806 | 0 | 0 | 0 | 0 | -19.2329 | 0.062055 | 0 | 0 | 0 | -0.60415 | 0 | 0 | 0 | 0 | 0 | 0 | 0 | 0 | 3.2885 | 0 | 0 | 0 | 2.0172 | 0 | 5.2832 | 5.2832 | 2.3112 | 38.6204 | 1.3567 | 3.3824 | 0 | 0.033193 | 0 | 0.78408 | 0.19745 | 0 | 38.8448 | 20.0615 | -0.60415 | 0 | 0.5984 | 0 | 1.8521 | 0.15406
2025_02_21 Hr 24 | 0 | 0 | 0 | 0.19662 | 0.19386 | 0.19841 | 0.20532 | 0.20667 | 0.21058 | 0 | 0 | 0.0031592 | 0.21 | 0.026142 | 1.4928 | 1.4928 | 11.1976 | 0.74461 | 0.003788 | 0.0058432 | 0.0073552 | 0 | 0 | 0.074695 | 0.014972 | 1.2796 | 0.48009 | 10.155 | 2.2791 | 0 | 0.60107 | 0.89806 | 0 | 0 | 0 | 0 | -19.9545 | 0.062055 | 0 | 0 | 0 | -0.55809 | 0 | 0 | 0 | 0 | 0 | 0 | 0 | 0 | 3.5644 | 0 | 0 | 0 | 2.0172 | 0 | 5.2832 | 5.2832 | 2.2198 | 38.6204 | 1.3567 | 3.3824 | 0 | 0.033193 | 0 | 0.78408 | 0.19745 | 0 | 38.4526 | 20.3448 | -0.55809 | 0 | 0.5984 | 0 | 1.8521 | 0.15285
2025_02_22 Hr 01 | 0 | 0 | 0 | 0.16906 | 0.16669 | 0.1706 | 0.17654 | 0.1777 | 0.18107 | 0 | 0 | 0.0031592 | 0.66 | 0.09653 | 1.4928 | 1.4928 | 9.629 | 0 | 0.003788 | 0.0058432 | 0.0073552 | 0 | 0 | 0.074695 | 0.014972 | 1.2796 | 0.41347 | 8.7316 | 2.2791 | 0 | 0.60107 | 0.89806 | 0 | 0 | 0 | 0 | -30.2118 | 0.062055 | 0 | 0 | 0 | -0.65606 | 0 | 0 | 0 | 0 | 0 | 0 | 0 | 0 | 3.4918 | 0 | 0 | 0 | 2.0172 | 0 | 4.5427 | 4.5427 | 2.6115 | 33.1664 | 1.3567 | 3.3824 | 0 | 0.033193 | 0 | 0.78408 | 0.19745 | 0 | 23.4816 | 21.183 | -0.65606 | 0 | 0.5984 | 0 | 1.8521 | 0.15161
2025_02_22 Hr 02 | 0 | 0 | 0 | 0.16906 | 0.16669 | 0.1706 | 0.17654 | 0.1777 | 0.18107 | 0 | 0 | 0.0031592 | 1.02 | 0.15072 | 1.4928 | 1.4928 | 9.629 | 0 | 0.003788 | 0.0058432 | 0.0073552 | 0 | 0 | 0.074695 | 0.014972 | 1.2796 | 0.41347 | 8.7316 | 2.2791 | 0 | 0.60107 | 0.89806 | 0 | 0 | 0 | 0 | -31.8518 | 0.062055 | 0 | 0 | 0 | -0.66285 | 0 | 0 | 0 | 0 | 0 | 0 | 0 | 0 | 3.7676 | 0 | 0 | 0 | 2.0172 | 0 | 4.5427 | 4.5427 | 2.6419 | 33.1664 | 1.3567 | 3.3824 | 0 | 0.033193 | 0 | 0.78408 | 0.19745 | 0 | 22.5553 | 21.9035 | -0.66285 | 0 | 0.5984 | 0 | 1.8521 | 0.15159
2025_02_22 Hr 03 | 0 | 0 | 0 | 0.16906 | 0.16669 | 0.1706 | 0.17654 | 0.1777 | 0.18107 | 0 | 0 | 0.0031592 | 1.2 | 0.17611 | 1.4928 | 1.4928 | 9.629 | 0 | 0.003788 | 0.0058432 | 0.0073552 | 0 | 0 | 0.074695 | 0.014972 | 1.2796 | 0.41347 | 8.7316 | 2.2791 | 0 | 0.60107 | 0.89806 | 0 | 0 | 0 | 0 | -35.5167 | 0.062055 | 0 | 0 | 0 | -0.65832 | 0 | 0 | 0 | 0 | 0 | 0 | 0 | 0 | 4.1088 | 0 | 0 | 0 | 2.0172 | 0 | 4.5427 | 4.5427 | 2.5201 | 33.1664 | 1.3567 | 3.3824 | 0 | 0.033193 | 0 | 0.78408 | 0.19745 | 0 | 19.3196 | 22.3282 | -0.65832 | 0 | 0.5984 | 0 | 1.8521 | 0.15153
2025_02_22 Hr 04 | 0 | 0 | 0 | 0.16906 | 0.16669 | 0.1706 | 0.17654 | 0.1777 | 0.18107 | 0 | 0 | 0.0031592 | 1.53 | 0.22733 | 1.4928 | 1.4928 | 9.629 | 0 | 0.003788 | 0.0058432 | 0.0073552 | 0 | 0 | 0.074695 | 0.014972 | 1.2796 | 0.41347 | 8.7316 | 2.2791 | 0 | 0.60107 | 0.89806 | 0 | 0 | 0 | 0 | -32.5572 | 0.062055 | 0 | 0 | 0 | -0.66652 | 0 | 0 | 0 | 0 | 0 | 0 | 0 | 0 | 4.2467 | 0 | 0 | 0 | 2.0172 | 0 | 4.5427 | 4.5427 | 2.6115 | 33.1664 | 1.3567 | 3.3824 | 0 | 0.033193 | 0 | 0.78408 | 0.19745 | 0 | 22.8814 | 22.9386 | -0.66652 | 0 | 0.5984 | 0 | 1.8521 | 0.15142
2025_02_22 Hr 05 | 0 | 0 | 0 | 0.16906 | 0.16669 | 0.1706 | 0.17654 | 0.1777 | 0.18107 | 0 | 0 | 0.0031592 | 2.01 | 0.29522 | 1.4928 | 1.4928 | 9.629 | 0.6403 | 0.003788 | 0.0058432 | 0.0073552 | 0 | 0 | 0.074695 | 0.014972 | 1.2796 | 0.41347 | 8.7316 | 2.2791 | 0 | 0.60107 | 0.89806 | 0 | 0 | 0 | 0 | -43.6677 | 0.062055 | 0 | 0 | 0 | -0.65883 | 0 | 0 | 0 | 0 | 0 | 0 | 0 | 0 | 4.3121 | 0 | 0 | 0 | 2.0172 | 0 | 4.5427 | 4.5427 | 2.8204 | 33.8067 | 1.3567 | 3.3824 | 0 | 0.033193 | 0 | 0.78408 | 0.19745 | 0 | 13.2421 | 23.7619 | -0.65883 | 0 | 0.5984 | 0 | 1.8521 | 0.15254
2025_02_22 Hr 06 | 0 | 0 | 0 | 0.16906 | 0.16669 | 0.1706 | 0.17654 | 0.1777 | 0.18107 | 0 | 0 | 0.0031592 | 2.19 | 0.34379 | 1.4928 | 1.4928 | 9.629 | 0.6403 | 0.003788 | 0.0058432 | 0.0073552 | 0 | 0 | 0.074695 | 0.014972 | 1.2796 | 0.41347 | 8.7316 | 2.2791 | 0 | 0.60107 | 0.89806 | 0 | 0 | 0 | 0 | -44.654 | 0.062055 | 0 | 0 | 0 | -0.70431 | 0 | 0 | 0 | 0 | 0 | 0 | 0 | 0 | 4.5226 | 0 | 0 | 0 | 2.0172 | 0 | 4.5427 | 4.5427 | 2.9423 | 33.8067 | 1.3567 | 3.3824 | 0 | 0.033193 | 0 | 0.78408 | 0.19745 | 0 | 12.7716 | 24.3231 | -0.70431 | 0 | 0.5984 | 0 | 1.8521 | 0.15284
2025_02_22 Hr 07 | 0 | 0 | 0 | 0.16906 | 0.16669 | 0.1706 | 0.17654 | 0.1777 | 0.18107 | 0 | 0 | 0.0031592 | 2.01 | 0.30849 | 1.4928 | 1.4928 | 9.555 | 0.63946 | 0.003788 | 0.0058432 | 0.0073552 | 0 | 0 | 0.074695 | 0.014972 | 1.2128 | 0.41347 | 8.6872 | 2.2791 | 0 | 0.59632 | 0.89806 | 0 | 0 | 0 | 0 | -43.8191 | 0.062055 | 0 | 0 | 0 | -0.68854 | 0 | 0 | 0 | 0 | 0 | 0 | 0 | 0 | 4.5879 | 0 | 0 | 0 | 2.0172 | 0 | 4.438 | 4.438 | 3.0902 | 33.4113 | 1.3567 | 3.3824 | 0 | 0.033193 | 0 | 0.78408 | 0.19745 | 0 | 13.2211 | 24.3175 | -0.68854 | 0 | 0.5984 | 0 | 1.8521 | 0.1539
2025_02_22 Hr 08 | 0.13593 | 0 | 0 | 0.16906 | 0.16669 | 0.1706 | 0.17654 | 0.1777 | 0.18107 | 0 | 0 | 0.0031592 | 1.59 | 0.22883 | 1.4928 | 1.4928 | 9.555 | 0.63946 | 0.003788 | 0.0058432 | 0.0073552 | 0 | 0 | 0.074695 | 0.014972 | 0.86177 | 0.41347 | 8.6872 | 2.2791 | 1.0487 | 0.59632 | 0.89806 | 0 | 0 | 0 | 0 | -42.5714 | 0.062055 | 0 | 0 | 0 | -0.64554 | 0 | 0 | 0 | 0 | 0 | 0 | 0 | 0 | 4.3121 | 0 | 0 | 0 | 2.0172 | 0 | 4.4664 | 4.4664 | 3.1207 | 34.1658 | 1.3567 | 3.3824 | 0 | 0.033193 | -0.13593 | 0.78408 | 0.19745 | 0 | 14.5227 | 23.7098 | -0.78147 | 0 | 0.5984 | 0 | 1.8521 | 0.15534
2025_02_22 Hr 09 | 0.62204 | 0 | 0 | 0.16906 | 0.16669 | 0.1706 | 0.17654 | 0.1777 | 0.18107 | 0 | 0 | 0.0031592 | 1.5 | 0.20716 | 1.4928 | 1.4928 | 9.555 | 0.63946 | 0.003788 | 0.0058432 | 0.0073552 | 0 | 0 | 0.074695 | 0.014972 | 1.2354 | 0.41347 | 8.6872 | 2.2791 | 1.0487 | 0.59632 | 0.89806 | 0 | 0 | 0 | 0 | -51.1599 | 0.062055 | 0 | 0 | 0 | -0.61939 | 0 | 0 | 0 | 0 | 0 | 0 | 0 | 0 | 3.9709 | 0 | 0 | 0 | 2.0172 | 0 | 4.5081 | 4.5081 | 3.0598 | 34.6228 | 1.3567 | 3.3824 | 0 | 0.033193 | -0.62204 | 0.78408 | 0.19745 | 0 | 5.9044 | 23.6829 | -1.2414 | 0 | 0.5984 | 0 | 1.8521 | 0.15615
2025_02_22 Hr 10 | 0.61289 | 9.2686e-05 | 0 | 0.16906 | 0.16669 | 0.1706 | 0.17654 | 0.1777 | 0.18107 | 0 | 0 | 0.0031592 | 1.5 | 0.21627 | 1.4928 | 1.4928 | 9.555 | 0.63946 | 0.003788 | 0.0058432 | 0.0073552 | 0 | 0 | 0.074695 | 0.014972 | 1.2796 | 0.41347 | 8.6872 | 2.2791 | 1.0487 | 0.59632 | 0.89806 | 0 | 0 | 0 | 0 | -56.1705 | 0.062055 | 0 | 0 | 0 | -0.6467 | 0 | 0 | 0 | 0 | 0 | 0 | 0 | 0 | 3.9055 | 0 | 0 | 0 | 2.0172 | 0 | 4.5081 | 4.5081 | 3.0032 | 34.6671 | 1.3567 | 3.3824 | 0 | 0.033193 | -0.61289 | 0.78408 | 0.19745 | 0 | 0.79795 | 23.5609 | -1.2596 | 0 | 0.5984 | 0 | 1.8521 | 0.15606
2025_02_22 Hr 11 | 0.56741 | 0.00017015 | 0 | 0.16906 | 0.16669 | 0.1706 | 0.17654 | 0.1777 | 0.18107 | 0 | 0 | 0.0031592 | 1.26 | 0.14191 | 1.4928 | 1.4928 | 9.555 | 0.63946 | 0.003788 | 0.0058432 | 0.0073552 | 0 | 0 | 0.074695 | 0.014972 | 1.2796 | 0.41347 | 8.6872 | 2.2791 | 1.0487 | 0.59632 | 0.89806 | 0 | 0 | 0 | 0 | -48.1067 | 0.062055 | 0 | 0 | 0 | -0.50474 | 0 | 0 | 0 | 0 | 0 | 0 | 0 | 0 | 3.9709 | 0 | 0 | 0 | 2.0172 | 0 | 4.5081 | 4.5081 | 2.9727 | 34.6671 | 1.3567 | 3.3824 | 0 | 0.033193 | -0.56741 | 0.78408 | 0.19745 | 0 | 8.7242 | 23.2359 | -1.0721 | 0 | 0.5984 | 0 | 1.8521 | 0.15594
2025_02_22 Hr 12 | 0.56734 | 0.00035429 | 0 | 0.16906 | 0.16669 | 0.1706 | 0.17654 | 0.1777 | 0.18107 | 0 | 0 | 0.0031592 | 1.2 | 0.13636 | 1.4928 | 1.4928 | 9.555 | 0.63946 | 0.003788 | 0.0058432 | 0.0073552 | 0 | 0 | 0.074695 | 0.014972 | 1.2796 | 0.41347 | 8.6872 | 2.2791 | 1.0487 | 0.59632 | 0.89806 | 0 | 0 | 0 | 0 | -46.1736 | 0.062055 | 0 | 0 | 0 | -0.50924 | 0 | 0 | 0 | 0 | 0 | 0 | 0 | 0 | 3.7676 | 0 | 0 | 0 | 2.0172 | 0 | 4.5081 | 4.5081 | 2.9423 | 34.6671 | 1.3567 | 3.3824 | 0 | 0.033193 | -0.56734 | 0.78408 | 0.19745 | 0 | 10.3528 | 22.936 | -1.0766 | 0 | 0.5984 | 0 | 1.8521 | 0.15515
2025_02_22 Hr 13 | 0.43148 | 0.00024683 | 0 | 0.16906 | 0.16669 | 0.1706 | 0.17654 | 0.1777 | 0.18107 | 0 | 0 | 0.0031592 | 1.17 | 0.12479 | 1.4928 | 1.4928 | 9.555 | 0.63946 | 0.003788 | 0.0058432 | 0.0073552 | 0 | 0 | 0.074695 | 0.014972 | 1.2796 | 0.41347 | 8.6872 | 2.2791 | 0 | 0.59632 | 0.89806 | 0 | 0 | 0 | 0 | -43.2005 | 0.062055 | 0 | 0 | 0 | -0.47785 | 0 | 0 | 0 | 0 | 0 | 0 | 0 | 0 | 3.7676 | 0 | 0 | 0 | 2.0172 | 0 | 4.5081 | 4.5081 | 2.9727 | 33.6183 | 1.3567 | 3.3824 | 0 | 0.033193 | -0.43148 | 0.78408 | 0.19745 | 0 | 12.2968 | 22.7883 | -0.90933 | 0 | 0.5984 | 0 | 1.8521 | 0.1545
2025_02_22 Hr 14 | 0.2043 | 0.00018845 | 0 | 0.16906 | 0.16669 | 0.1706 | 0.17654 | 0.1777 | 0.18107 | 0 | 0 | 0.0031592 | 1.14 | 0.11047 | 1.4928 | 1.4928 | 9.555 | 0.63946 | 0.003788 | 0.0058432 | 0.0073552 | 0 | 0 | 0.074695 | 0.014972 | 1.2796 | 0.41347 | 8.6872 | 2.2791 | 0 | 0.59632 | 0.89806 | 0 | 0 | 0 | 0 | -37.8924 | 0.062055 | 0 | 0 | 0 | -0.43398 | 0 | 0 | 0 | 0 | 0 | 0 | 0 | 0 | 3.3538 | 0 | 0 | 0 | 2.0172 | 0 | 4.5081 | 4.5081 | 2.9118 | 33.6183 | 1.3567 | 3.3824 | 0 | 0.033193 | -0.2043 | 0.78408 | 0.19745 | 0 | 17.1291 | 22.0414 | -0.63828 | 0 | 0.5984 | 0 | 1.8521 | 0.15388
2025_02_22 Hr 15 | 0.27193 | 0.00014117 | 0 | 0.16906 | 0.16669 | 0.1706 | 0.17654 | 0.1777 | 0.18107 | 0 | 0 | 0.0031592 | 1.11 | 0.11607 | 1.4912 | 1.4912 | 8.7752 | 0.26644 | 0.003788 | 0.0058432 | 0.0073552 | 0 | 0 | 0.074695 | 0.014972 | 1.2043 | 0.41347 | 8.07 | 2.2791 | 0 | 0.54612 | 0.89806 | 0 | 0 | 0 | 0 | -39.1165 | 0.062055 | 0 | 0 | 0 | -0.46847 | 0 | 0 | 0 | 0 | 0 | 0 | 0 | 0 | 3.6297 | 0 | 0 | 0 | 2.0172 | 0 | 3.9888 | 3.9887 | 2.8204 | 30.7311 | 1.3567 | 3.3824 | 0 | 0.033193 | -0.27193 | 0.78408 | 0.19745 | 0 | 13.0924 | 22.2183 | -0.74041 | 0 | 0.5984 | 0 | 1.8521 | 0.15334
2025_02_22 Hr 16 | 0.27208 | 7.6024e-05 | 0 | 0.16906 | 0.16669 | 0.1706 | 0.17654 | 0.1777 | 0.18107 | 0 | 0 | 0.0031592 | 0.87 | 0.083988 | 1.4834 | 1.4834 | 9.2301 | 0.47959 | 0.003788 | 0.0058432 | 0.0073552 | 0 | 0 | 0.074695 | 0.014972 | 1.2327 | 0.41347 | 8.4301 | 2.2791 | 0 | 0.5754 | 0.89806 | 0 | 0 | 0 | 0 | -38.3098 | 0.062055 | 0 | 0 | 0 | -0.43232 | 0 | 0 | 0 | 0 | 0 | 0 | 0 | 0 | 3.4918 | 0 | 0 | 0 | 2.0172 | 0 | 4.1992 | 4.1992 | 2.9118 | 32.1927 | 1.3567 | 3.3824 | 0 | 0.033193 | -0.27208 | 0.78408 | 0.19745 | 0 | 15.1077 | 21.9292 | -0.7044 | 0 | 0.5984 | 0 | 1.8521 | 0.15349
2025_02_22 Hr 17 | 0.02274 | 2.0637e-05 | 0 | 0.16906 | 0.16669 | 0.1706 | 0.17654 | 0.1777 | 0.18107 | 0 | 0 | 0.0031592 | 0.9 | 0.07223 | 1.4928 | 1.4928 | 9.555 | 0.63946 | 0.003788 | 0.0058432 | 0.0073552 | 0 | 0 | 0.074695 | 0.014972 | 1.2796 | 0.41347 | 8.6872 | 2.2791 | 0 | 0.59632 | 0.89806 | 0 | 0 | 0 | 0 | -34.7055 | 0.062055 | 0 | 0 | 0 | -0.35905 | 0 | 0 | 0 | 0 | 0 | 0 | 0 | 0 | 4.1741 | 0 | 0 | 0 | 2.0172 | 0 | 4.5081 | 4.5081 | 2.8813 | 33.6183 | 1.3567 | 3.3824 | 0 | 0.033193 | -0.02274 | 0.78408 | 0.19745 | 0 | 20.9029 | 22.3718 | -0.38179 | 0 | 0.5984 | 0 | 1.8521 | 0.15444
2025_02_22 Hr 18 | 0.045117 | 0 | 0 | 0.16906 | 0.16669 | 0.1706 | 0.17654 | 0.1777 | 0.18107 | 0 | 0 | 0.0031592 | 1.41 | 0.13098 | 1.4928 | 1.4928 | 9.555 | 0.63946 | 0.003788 | 0.0058432 | 0.0073552 | 0 | 0 | 0.074695 | 0.014972 | 1.2796 | 0.41347 | 8.6872 | 2.2791 | 1.0487 | 0.59632 | 0.89806 | 0 | 0 | 0 | 0 | -45.5395 | 0.062055 | 0 | 0 | 0 | -0.41592 | 0 | 0 | 0 | 0 | 0 | 0 | 0 | 0 | 4.3121 | 0 | 0 | 0 | 2.0172 | 0 | 4.5081 | 4.5081 | 2.8509 | 34.6671 | 1.3567 | 3.3824 | 0 | 0.033193 | -0.045117 | 0.78408 | 0.19745 | 0 | 11.738 | 23.0715 | -0.46103 | 0 | 0.5984 | 0 | 1.8521 | 0.15561
2025_02_22 Hr 19 | 0 | 0 | 0 | 0.16906 | 0.16669 | 0.1706 | 0.17654 | 0.1777 | 0.18107 | 0 | 0 | 0.0031592 | 1.77 | 0.16944 | 1.4928 | 1.4928 | 9.555 | 0.63946 | 0.003788 | 0.0058432 | 0.0073552 | 0 | 0 | 0.074695 | 0.014972 | 1.2796 | 0.41347 | 8.6872 | 2.2791 | 1.0487 | 0.59632 | 0.89806 | 0 | 0 | 0 | 0 | -48.0624 | 0.062055 | 0 | 0 | 0 | -0.42868 | 0 | 0 | 0 | 0 | 0 | 0 | 0 | 0 | 4.45 | 0 | 0 | 0 | 2.0172 | 0 | 4.5081 | 4.5081 | 2.9118 | 34.6671 | 1.3567 | 3.3824 | 0 | 0.033193 | 0 | 0.78408 | 0.19745 | 0 | 9.8002 | 23.6242 | -0.42868 | 0 | 0.5984 | 0 | 1.8521 | 0.15609
2025_02_22 Hr 20 | 0 | 0 | 0 | 0.16906 | 0.16669 | 0.1706 | 0.17654 | 0.1777 | 0.18107 | 0 | 0 | 0.0031592 | 2.07 | 0.20441 | 1.4928 | 1.4928 | 9.555 | 0.63946 | 0.003788 | 0.0058432 | 0.0073552 | 0 | 0 | 0.074695 | 0.014972 | 1.2796 | 0.41347 | 8.6872 | 2.2791 | 1.0487 | 0.59632 | 0.89806 | 0 | 0 | 0 | 0 | -52.8661 | 0.062055 | 0 | 0 | 0 | -0.44227 | 0 | 0 | 0 | 0 | 0 | 0 | 0 | 0 | 4.3121 | 0 | 0 | 0 | 2.0172 | 0 | 4.5081 | 4.5081 | 2.9118 | 34.6671 | 1.3567 | 3.3824 | 0 | 0.033193 | 0 | 0.78408 | 0.19745 | 0 | 5.1799 | 23.8213 | -0.44227 | 0 | 0.5984 | 0 | 1.8521 | 0.1561
2025_02_22 Hr 21 | 0 | 0 | 0 | 0.16906 | 0.16669 | 0.1706 | 0.17654 | 0.1777 | 0.18107 | 0 | 0 | 0.0031592 | 2.16 | 0.1972 | 1.4928 | 1.4928 | 9.555 | 0.63946 | 0.003788 | 0.0058432 | 0.0073552 | 0 | 0 | 0.074695 | 0.014972 | 1.2796 | 0.41347 | 8.6872 | 2.2791 | 1.0487 | 0.59632 | 0.89806 | 0 | 0 | 0 | 0 | -47.9209 | 0.062055 | 0 | 0 | 0 | -0.40873 | 0 | 0 | 0 | 0 | 0 | 0 | 0 | 0 | 4.5226 | 0 | 0 | 0 | 2.0172 | 0 | 4.5081 | 4.5081 | 2.9423 | 34.6671 | 1.3567 | 3.3824 | 0 | 0.033193 | 0 | 0.78408 | 0.19745 | 0 | 10.4818 | 24.1445 | -0.40873 | 0 | 0.5984 | 0 | 1.8521 | 0.1555
2025_02_22 Hr 22 | 0 | 0 | 0 | 0.16906 | 0.16669 | 0.1706 | 0.17654 | 0.1777 | 0.18107 | 0 | 0 | 0.0031592 | 2.25 | 0.20197 | 1.4928 | 1.4928 | 9.555 | 0.63946 | 0.003788 | 0.0058432 | 0.0073552 | 0 | 0 | 0.074695 | 0.014972 | 1.2796 | 0.41347 | 8.6872 | 2.2791 | 1.0487 | 0.59632 | 0.89806 | 0 | 0 | 0 | 0 | -48.7712 | 0.062055 | 0 | 0 | 0 | -0.40184 | 0 | 0 | 0 | 0 | 0 | 0 | 0 | 0 | 4.9291 | 0 | 0 | 0 | 2.0172 | 0 | 4.5081 | 4.5081 | 2.9118 | 34.6671 | 1.3567 | 3.3824 | 0 | 0.033193 | 0 | 0.78408 | 0.19745 | 0 | 10.1087 | 24.6146 | -0.40184 | 0 | 0.5984 | 0 | 1.8521 | 0.15485
2025_02_22 Hr 23 | 0 | 0 | 0 | 0.16906 | 0.16669 | 0.1706 | 0.17654 | 0.1777 | 0.18107 | 0 | 0 | 0.0031592 | 2.28 | 0.24006 | 1.4928 | 1.4928 | 9.629 | 0.6403 | 0.003788 | 0.0058432 | 0.0073552 | 0 | 0 | 0.074695 | 0.014972 | 1.2796 | 0.41347 | 8.7316 | 2.2791 | 0 | 0.60107 | 0.89806 | 0 | 0 | 0 | 0 | -53.9952 | 0.062055 | 0 | 0 | 0 | -0.4717 | 0 | 0 | 0 | 0 | 0 | 0 | 0 | 0 | 4.5226 | 0 | 0 | 0 | 2.0172 | 0 | 4.5427 | 4.5427 | 2.8813 | 33.8067 | 1.3567 | 3.3824 | 0 | 0.033193 | 0 | 0.78408 | 0.19745 | 0 | 3.5896 | 24.2497 | -0.4717 | 0 | 0.5984 | 0 | 1.8521 | 0.1541
2025_02_22 Hr 24 | 0 | 0 | 0 | 0.16906 | 0.16669 | 0.1706 | 0.17654 | 0.1777 | 0.18107 | 0 | 0 | 0.0031592 | 2.34 | 0.24426 | 1.4928 | 1.4928 | 9.629 | 0.6403 | 0.003788 | 0.0058432 | 0.0073552 | 0 | 0 | 0.074695 | 0.014972 | 1.2796 | 0.41347 | 8.7316 | 2.2791 | 0 | 0.60107 | 0.89806 | 0 | 0 | 0 | 0 | -54.3387 | 0.062055 | 0 | 0 | 0 | -0.46763 | 0 | 0 | 0 | 0 | 0 | 0 | 0 | 0 | 4.2467 | 0 | 0 | 0 | 2.0172 | 0 | 4.5427 | 4.5427 | 2.8813 | 33.8067 | 1.3567 | 3.3824 | 0 | 0.033193 | 0 | 0.78408 | 0.19745 | 0 | 3.0377 | 24.0373 | -0.46763 | 0 | 0.5984 | 0 | 1.8521 | 0.1533
2025_02_23 Hr 01 | 0 | 0 | 0 | 0.16906 | 0.16669 | 0.1706 | 0.17654 | 0.1777 | 0.18107 | 0 | 0 | 0.0031592 | 2.46 | 0.24721 | 1.4928 | 1.4928 | 9.629 | 0.6403 | 0.003788 | 0.0058432 | 0.0073552 | 0 | 0 | 0.074695 | 0.014972 | 1.2796 | 0.41347 | 8.7316 | 2.2791 | 0 | 0.60107 | 0.89806 | 0 | 0 | 0 | 0 | -49.3345 | 0.062055 | 0 | 0 | 0 | -0.45011 | 0 | 0 | 0 | 0 | 0 | 0 | 0 | 0 | 4.1741 | 0 | 0 | 0 | 2.0172 | 0 | 4.5427 | 4.5427 | 2.8813 | 33.8067 | 1.3567 | 3.3824 | 0 | 0.033193 | 0 | 0.78408 | 0.19745 | 0 | 8.109 | 24.0869 | -0.45011 | 0 | 0.5984 | 0 | 1.8521 | 0.15257
2025_02_23 Hr 02 | 0 | 0 | 0 | 0.16906 | 0.16669 | 0.1706 | 0.17654 | 0.1777 | 0.18107 | 0 | 0 | 0.0031592 | 2.46 | 0.24687 | 1.4928 | 1.4928 | 9.629 | 0.6403 | 0.003788 | 0.0058432 | 0.0073552 | 0 | 0 | 0.074695 | 0.014972 | 1.2796 | 0.41347 | 8.7316 | 2.2791 | 0 | 0.60107 | 0.89806 | 0 | 0 | 0 | 0 | -46.7509 | 0.062055 | 0 | 0 | 0 | -0.44948 | 0 | 0 | 0 | 0 | 0 | 0 | 0 | 0 | 4.2467 | 0 | 0 | 0 | 2.0172 | 0 | 4.5427 | 4.5427 | 2.8813 | 33.8067 | 1.3567 | 3.3824 | 0 | 0.033193 | 0 | 0.78408 | 0.19745 | 0 | 10.7653 | 24.159 | -0.44948 | 0 | 0.5984 | 0 | 1.8521 | 0.15236
2025_02_23 Hr 03 | 0 | 0 | 0 | 0.16906 | 0.16669 | 0.1706 | 0.17654 | 0.1777 | 0.18107 | 0 | 0 | 0.0031592 | 2.49 | 0.24717 | 1.4928 | 1.4928 | 9.629 | 0.6403 | 0.003788 | 0.0058432 | 0.0073552 | 0 | 0 | 0.074695 | 0.014972 | 1.2796 | 0.41347 | 8.7316 | 2.2791 | 0 | 0.60107 | 0.89806 | 0 | 0 | 0 | 0 | -51.2514 | 0.062055 | 0 | 0 | 0 | -0.44459 | 0 | 0 | 0 | 0 | 0 | 0 | 0 | 0 | 4.2467 | 0 | 0 | 0 | 2.0172 | 0 | 4.5427 | 4.5427 | 2.8813 | 33.8067 | 1.3567 | 3.3824 | 0 | 0.033193 | 0 | 0.78408 | 0.19745 | 0 | 6.3002 | 24.1894 | -0.44459 | 0 | 0.5984 | 0 | 1.8521 | 0.15255
2025_02_23 Hr 04 | 0 | 0 | 0 | 0.16906 | 0.16669 | 0.1706 | 0.17654 | 0.1777 | 0.18107 | 0 | 0 | 0.0031592 | 2.49 | 0.24663 | 1.4928 | 1.4928 | 9.629 | 0.6403 | 0.003788 | 0.0058432 | 0.0073552 | 0 | 0 | 0.074695 | 0.014972 | 1.2796 | 0.41347 | 8.7316 | 2.2791 | 0 | 0.60107 | 0.89806 | 0 | 0 | 0 | 0 | -49.7882 | 0.062055 | 0 | 0 | 0 | -0.44361 | 0 | 0 | 0 | 0 | 0 | 0 | 0 | 0 | 4.3121 | 0 | 0 | 0 | 2.0172 | 0 | 4.5427 | 4.5427 | 2.8813 | 33.8067 | 1.3567 | 3.3824 | 0 | 0.033193 | 0 | 0.78408 | 0.19745 | 0 | 7.829 | 24.2541 | -0.44361 | 0 | 0.5984 | 0 | 1.8521 | 0.15243
2025_02_23 Hr 05 | 0 | 0 | 0 | 0.16906 | 0.16669 | 0.1706 | 0.17654 | 0.1777 | 0.18107 | 0 | 0 | 0.0031592 | 2.52 | 0.24518 | 1.4928 | 1.4928 | 9.629 | 0.6403 | 0.003788 | 0.0058432 | 0.0073552 | 0 | 0 | 0.074695 | 0.014972 | 1.2796 | 0.41347 | 8.7316 | 2.2791 | 0 | 0.60107 | 0.89806 | 0 | 0 | 0 | 0 | -52.6685 | 0.062055 | 0 | 0 | 0 | -0.43572 | 0 | 0 | 0 | 0 | 0 | 0 | 0 | 0 | 4.3121 | 0 | 0 | 0 | 2.0172 | 0 | 4.5427 | 4.5427 | 2.7899 | 33.8067 | 1.3567 | 3.3824 | 0 | 0.033193 | 0 | 0.78408 | 0.19745 | 0 | 4.8946 | 24.1921 | -0.43572 | 0 | 0.5984 | 0 | 1.8521 | 0.1533
2025_02_23 Hr 06 | 0 | 0 | 0 | 0.16906 | 0.16669 | 0.1706 | 0.17654 | 0.1777 | 0.18107 | 0 | 0 | 0.0031592 | 2.52 | 0.24852 | 1.4928 | 1.4928 | 9.629 | 0.6403 | 0.003788 | 0.0058432 | 0.0073552 | 0 | 0 | 0.074695 | 0.014972 | 1.2796 | 0.41347 | 8.7316 | 2.2791 | 0 | 0.60107 | 0.89806 | 0 | 0 | 0 | 0 | -54.4844 | 0.062055 | 0 | 0 | 0 | -0.44168 | 0 | 0 | 0 | 0 | 0 | 0 | 0 | 0 | 4.7259 | 0 | 0 | 0 | 2.0172 | 0 | 4.5427 | 4.5427 | 2.8204 | 33.8067 | 1.3567 | 3.3824 | 0 | 0.033193 | 0 | 0.78408 | 0.19745 | 0 | 3.5208 | 24.6402 | -0.44168 | 0 | 0.5984 | 0 | 1.8521 | 0.15378
2025_02_23 Hr 07 | 0 | 0 | 0 | 0.16906 | 0.16669 | 0.1706 | 0.17654 | 0.1777 | 0.18107 | 0 | 0 | 0.0031592 | 2.46 | 0.24359 | 1.4928 | 1.4928 | 9.2716 | 0.53288 | 0.003788 | 0.0058432 | 0.0073552 | 0 | 0 | 0.074695 | 0.014972 | 1.0792 | 0 | 8.5039 | 2.2791 | 0.87393 | 0.58141 | 0.89806 | 0 | 0 | 0 | 0 | -55.7422 | 0.062055 | 0 | 0 | 0 | -0.44349 | 0 | 0 | 0 | 0 | 0 | 0 | 0 | 0 | 5.1324 | 0 | 0 | 0 | 2.0172 | 0 | 4.2977 | 4.2977 | 2.7029 | 32.8843 | 1.3567 | 3.3824 | 0 | 0.033193 | 0 | 0.78408 | 0.19745 | 0 | 1.5442 | 24.8456 | -0.44349 | 0 | 0.5984 | 0 | 1.8521 | 0.15477
2025_02_23 Hr 08 | 0.13593 | 0 | 0 | 0.16906 | 0.16669 | 0.1706 | 0.17654 | 0.1777 | 0.18107 | 0 | 0 | 0.0031592 | 2.49 | 0.20503 | 1.4928 | 1.4928 | 9.2263 | 0.63944 | 0.003788 | 0.0058432 | 0.0073552 | 0 | 0 | 0.074695 | 0.014972 | 0.86159 | 0 | 8.4718 | 2.2791 | 1.0487 | 0.57879 | 0.89806 | 0 | 0 | 0 | 0 | -43.2458 | 0.062055 | 0 | 0 | 0 | -0.36844 | 0 | 0 | 0 | 0 | 0 | 0 | 0 | 0 | 4.7912 | 0 | 0 | 0 | 2.0172 | 0 | 4.4664 | 4.4664 | 2.4635 | 33.2079 | 1.3567 | 3.3824 | 0 | 0.033193 | -0.13593 | 0.78408 | 0.19745 | 0 | 13.8485 | 24.3908 | -0.50437 | 0 | 0.5984 | 0 | 1.8521 | 0.15575
2025_02_23 Hr 09 | 0.60795 | 0 | 0 | 0.16906 | 0.16669 | 0.1706 | 0.17654 | 0.1777 | 0.18107 | 0 | 0 | 0.0031592 | 2.34 | 0.16342 | 1.4928 | 1.4928 | 9.25 | 0.53288 | 0.003788 | 0.0058432 | 0.0073552 | 0 | 0 | 0.074695 | 0.014972 | 0.83463 | 0 | 8.5039 | 2.2791 | 0.78654 | 0.58141 | 0.89806 | 0 | 0 | 0 | 0 | -34.7818 | 0.062055 | 0 | 0 | 0 | -0.31217 | 0 | 0 | 0 | 0 | 0 | 0 | 0 | 0 | 3.9709 | 0 | 0 | 0 | 2.0172 | 0 | 4.0873 | 4.0873 | 2.3721 | 32.1098 | 1.3567 | 3.3824 | 0 | 0.033193 | -0.60795 | 0.78408 | 0.19745 | 0 | 20.1709 | 23.763 | -0.92011 | 0 | 0.5984 | 0 | 1.8521 | 0.15666
2025_02_23 Hr 10 | 0.63563 | 2.4154e-06 | 0 | 0.16906 | 0.16669 | 0.1706 | 0.17654 | 0.1777 | 0.18107 | 0 | 0 | 0.0031592 | 1.77 | 0.13301 | 1.4928 | 1.4928 | 9.0746 | 0.58615 | 0.003788 | 0.0058432 | 0.0073552 | 0 | 0 | 0.074695 | 0.014972 | 0.86154 | 0 | 8.4203 | 2.2791 | 0.96131 | 0.57461 | 0.89806 | 0 | 0 | 0 | 0 | -34.4557 | 0.062055 | 0 | 0 | 0 | -0.33605 | 0 | 0 | 0 | 0 | 0 | 0 | 0 | 0 | 3.4918 | 0 | 0 | 0 | 2.0172 | 0 | 4.2693 | 4.2693 | 2.6115 | 32.4699 | 1.3567 | 3.3824 | 0 | 0.033193 | -0.63563 | 0.78408 | 0.19745 | 0 | 19.9869 | 22.9444 | -0.97168 | 0 | 0.5984 | 0 | 1.8521 | 0.15737
2025_02_23 Hr 11 | 0.61289 | 1.2873e-05 | 0 | 0.16906 | 0.16669 | 0.1706 | 0 | 0 | 0 | 0 | 0 | 0.0031592 | 1.65 | 0.11013 | 1.4928 | 1.4928 | 9.555 | 0.53288 | 0.003788 | 0.0058432 | 0.0073552 | 0 | 0 | 0.074695 | 0.014972 | 1.1259 | 0 | 8.6872 | 2.2791 | 0.87393 | 0.59632 | 0.89806 | 0 | 0 | 0 | 0 | -26.2967 | 0.062055 | 0 | 0.0021455 | 0 | -0.29827 | 0 | 0 | 0 | 0 | 0 | 0 | 0 | 0 | 2.5989 | 0 | 0 | 0 | 2.0172 | 0 | 4.2232 | 4.2232 | 2.4896 | 32.7132 | 1.3567 | 3.3824 | 0 | 0.033193 | -0.61289 | 0.78408 | 0.19745 | 0 | 27.2903 | 21.7849 | -0.91116 | 0 | 0.5984 | 0 | 1.8521 | 0.15654
2025_02_23 Hr 12 | 0.49941 | 2.222e-05 | 0 | 0 | 0 | 0 | 0 | 0 | 0 | 0 | 0 | 0.0031592 | 1.83 | 0.1012 | 1.4928 | 1.4928 | 9.555 | 0.63946 | 0.003788 | 0.0058432 | 0.0073552 | 0 | 0 | 0.074695 | 0.014972 | 0.74478 | 0 | 8.6872 | 2.2791 | 1.0487 | 0.59632 | 0.89806 | 0 | 0 | 0 | 0 | -18.0428 | 0.062055 | 0 | 0.0035552 | 0 | -0.24676 | 0 | 0 | 0 | 0 | 0 | 0 | 0 | 0 | 2.4682 | 0 | 0 | 0 | 2.0172 | 0 | 3.947 | 3.947 | 2.3112 | 31.5549 | 1.3567 | 3.3824 | 0 | 0.033193 | -0.49941 | 0.78408 | 0.19745 | 0 | 34.299 | 21.5331 | -0.74617 | 0 | 0.5984 | 0 | 1.8521 | 0.15623
2025_02_23 Hr 13 | 0.52222 | 2.5107e-05 | 0 | 0 | 0 | 0 | 0 | 0 | 0 | 0 | 0 | 0.0031592 | 2.04 | 0.11803 | 1.4928 | 1.4928 | 9.555 | 0.37302 | 0.003788 | 0.0058432 | 0.0073552 | 0 | 0 | 0.074695 | 0.014972 | 0.51325 | 0 | 8.6872 | 2.2791 | 0.34957 | 0.59632 | 0.89806 | 0 | 0 | 0 | 0 | -17.1356 | 0.062055 | 0 | 0.0037195 | 0 | -0.25827 | 0 | 0 | 0 | 0 | 0 | 0 | 0 | 0 | 2.8094 | 0 | 0 | 0 | 2.0172 | 0 | 3.9471 | 3.947 | 2.3112 | 30.3578 | 1.3567 | 3.3824 | 0 | 0.033193 | -0.52222 | 0.78408 | 0.19745 | 0 | 34.5654 | 22.1237 | -0.78049 | 0 | 0.5984 | 0 | 1.8521 | 0.15596
2025_02_23 Hr 14 | 0.73916 | 2.5691e-05 | 0 | 0 | 0 | 0 | 0 | 0 | 0 | 0 | 0 | 0.0031592 | 2.34 | 0.13854 | 1.4928 | 1.4928 | 9.425 | 0.31973 | 0.003788 | 0.0058432 | 0.0073552 | 0 | 0 | 0.074695 | 0.014972 | 0.55511 | 0 | 8.6701 | 2.2791 | 0.52436 | 0.59492 | 0.89806 | 0 | 0 | 0 | 0 | -22.4241 | 0.062055 | 0 | 0.003806 | 0 | -0.26432 | 0 | 0 | 0 | 0 | 0 | 0 | 0 | 0 | 3.2159 | 0 | 0 | 0 | 2.0172 | 0 | 3.9186 | 3.9186 | 2.2502 | 30.3172 | 1.3567 | 3.3824 | 0 | 0.033193 | -0.73916 | 0.78408 | 0.19745 | 0 | 29.8943 | 23.0047 | -1.0035 | 0 | 0.5984 | 0 | 1.8521 | 0.15536
2025_02_23 Hr 15 | 0.72557 | 4.339e-05 | 0 | 0 | 0 | 0 | 0.044136 | 0.044425 | 0.045267 | 0 | 0 | 0.0031592 | 2.55 | 0.18117 | 1.4488 | 1.4488 | 8.5803 | 0.21315 | 0.003788 | 0.0058432 | 0.0073552 | 0 | 0 | 0.074695 | 0.014972 | 0.58858 | 0.18409 | 7.9157 | 2.2791 | 0 | 0.53357 | 0.89806 | 0 | 0 | 0 | 0 | -22.3845 | 0.062055 | 0 | 0.0035558 | 0 | -0.31762 | 0 | 0 | 0 | 0 | 0 | 0 | 0 | 0 | 2.8094 | 0 | 0 | 0 | 2.0172 | 0 | 3.9755 | 3.9755 | 2.1893 | 28.3146 | 1.3567 | 3.3824 | 0 | 0.033193 | -0.72557 | 0.78408 | 0.19745 | 0 | 27.6011 | 22.7142 | -1.0432 | 0 | 0.5984 | 0 | 1.8521 | 0.15463
2025_02_23 Hr 16 | 0.70356 | 3.5418e-05 | 0 | 0.16906 | 0.16669 | 0.1706 | 0.17654 | 0.1777 | 0.090535 | 0 | 0 | 0.0031592 | 2.79 | 0.18084 | 1.4771 | 1.4771 | 8.9485 | 0.37302 | 0.003788 | 0.0058432 | 0.0073552 | 0 | 0 | 0.074695 | 0.014972 | 0.58861 | 0 | 8.2072 | 2.2791 | 0 | 0.55728 | 0.89806 | 0 | 0 | 0 | 0 | -22.636 | 0.062055 | 0 | 0.00027119 | 0 | -0.28958 | 0 | 0 | 0 | 0 | 0 | 0 | 0 | 0 | 2.9473 | 0 | 0 | 0 | 2.0172 | 0 | 4.1158 | 4.1157 | 2.2807 | 30.2541 | 1.3567 | 3.3824 | 0 | 0.033193 | -0.70356 | 0.78408 | 0.19745 | 0 | 29.8096 | 23.1846 | -0.99313 | 0 | 0.5984 | 0 | 1.8521 | 0.15428
2025_02_23 Hr 17 | 0.1586 | 1.9685e-05 | 0 | 0.16906 | 0.16669 | 0.1706 | 0.17654 | 0.1777 | 0.18107 | 0 | 0 | 0.0031592 | 2.82 | 0.19189 | 1.4928 | 1.4928 | 9.555 | 0.63946 | 0.003788 | 0.0058432 | 0.0073552 | 0 | 0 | 0.074695 | 0.014972 | 0.82983 | 0 | 8.6872 | 2.2791 | 1.0487 | 0.59632 | 0.89806 | 0 | 0 | 0 | 0 | -31.8902 | 0.062055 | 0 | 0 | 0 | -0.3041 | 0 | 0 | 0 | 0 | 0 | 0 | 0 | 0 | 2.8747 | 0 | 0 | 0 | 2.0172 | 0 | 4.5081 | 4.5081 | 2.3416 | 33.8038 | 1.3567 | 3.3824 | 0 | 0.033193 | -0.1586 | 0.78408 | 0.19745 | 0 | 24.16 | 22.709 | -0.4627 | 0 | 0.5984 | 0 | 1.8521 | 0.15529
2025_02_23 Hr 18 | 0.11348 | 9.1382e-06 | 0 | 0.16906 | 0.16669 | 0.1706 | 0.17654 | 0.1777 | 0.18107 | 0 | 0 | 0.0031592 | 2.82 | 0.20043 | 1.4928 | 1.4928 | 9.555 | 0.63946 | 0.003788 | 0.0058432 | 0.0073552 | 0 | 0 | 0.074695 | 0.014972 | 1.1778 | 0 | 8.6872 | 2.2791 | 1.0487 | 0.59632 | 0.89806 | 0 | 0 | 0 | 0 | -38.8938 | 0.062055 | 0 | 0 | 0 | -0.31774 | 0 | 0 | 0 | 0 | 0 | 0 | 0 | 0 | 2.8747 | 0 | 0 | 0 | 2.0172 | 0 | 4.5081 | 4.5081 | 2.3416 | 34.1518 | 1.3567 | 3.3824 | 0 | 0.033193 | -0.11348 | 0.78408 | 0.19745 | 0 | 17.501 | 22.6742 | -0.43122 | 0 | 0.5984 | 0 | 1.8521 | 0.15702
2025_02_23 Hr 19 | 0 | 0 | 0 | 0.16906 | 0.16669 | 0.1706 | 0.17654 | 0.1777 | 0.18107 | 0 | 0 | 0.0031592 | 2.82 | 0.20917 | 1.4928 | 1.4928 | 9.555 | 0.63946 | 0.003788 | 0.0058432 | 0.0073552 | 0 | 0 | 0.074695 | 0.014972 | 1.2796 | 0 | 8.6872 | 2.2791 | 1.0487 | 0.59632 | 0.89806 | 0 | 0 | 0 | 0 | -40.6005 | 0.062055 | 0 | 0 | 0 | -0.33168 | 0 | 0 | 0 | 0 | 0 | 0 | 0 | 0 | 3.6297 | 0 | 0 | 0 | 2.0172 | 0 | 4.5081 | 4.5081 | 2.5505 | 34.2536 | 1.3567 | 3.3824 | 0 | 0.033193 | 0 | 0.78408 | 0.19745 | 0 | 16.8549 | 23.5335 | -0.33168 | 0 | 0.5984 | 0 | 1.8521 | 0.15723
2025_02_23 Hr 20 | 0 | 0 | 0 | 0.16906 | 0.16669 | 0.1706 | 0.17654 | 0.1777 | 0.18107 | 0 | 0 | 0.0031592 | 2.73 | 0.20068 | 1.4928 | 1.4928 | 9.555 | 0.63946 | 0.003788 | 0.0058432 | 0.0073552 | 0 | 0 | 0.074695 | 0.014972 | 1.2796 | 0 | 8.6872 | 2.2791 | 1.0487 | 0.59632 | 0.89806 | 0 | 0 | 0 | 0 | -38.909 | 0.062055 | 0 | 0 | 0 | -0.32869 | 0 | 0 | 0 | 0 | 0 | 0 | 0 | 0 | 3.9709 | 0 | 0 | 0 | 2.0172 | 0 | 4.5081 | 4.5081 | 2.8509 | 34.2536 | 1.3567 | 3.3824 | 0 | 0.033193 | 0 | 0.78408 | 0.19745 | 0 | 19.0918 | 24.0759 | -0.32869 | 0 | 0.5984 | 0 | 1.8521 | 0.15662
2025_02_23 Hr 21 | 0 | 0 | 0 | 0.16906 | 0.16669 | 0.1706 | 0.17654 | 0.1777 | 0.18107 | 0 | 0 | 0.0031592 | 2.73 | 0.21487 | 1.4928 | 1.4928 | 9.555 | 0.63946 | 0.003788 | 0.0058432 | 0.0073552 | 0 | 0 | 0.074695 | 0.014972 | 1.2796 | 0 | 8.6872 | 2.2791 | 1.0487 | 0.59632 | 0.89806 | 0 | 0 | 0 | 0 | -41.3751 | 0.062055 | 0 | 0 | 0 | -0.35208 | 0 | 0 | 0 | 0 | 0 | 0 | 0 | 0 | 3.833 | 0 | 0 | 0 | 2.0172 | 0 | 4.5081 | 4.5081 | 2.6115 | 34.2536 | 1.3567 | 3.3824 | 0 | 0.033193 | 0 | 0.78408 | 0.19745 | 0 | 16.2385 | 23.7122 | -0.35208 | 0 | 0.5984 | 0 | 1.8521 | 0.15596
2025_02_23 Hr 22 | 0 | 0 | 0 | 0.16906 | 0.16669 | 0.1706 | 0.17654 | 0.1777 | 0.18107 | 0 | 0 | 0.0031592 | 2.55 | 0.16661 | 1.4928 | 1.4928 | 9.555 | 0.63946 | 0.003788 | 0.0058432 | 0.0073552 | 0 | 0 | 0.074695 | 0.014972 | 1.2796 | 0 | 8.6872 | 2.2791 | 1.0487 | 0.59632 | 0.89806 | 0 | 0 | 0 | 0 | -32.0564 | 0.062055 | 0 | 0 | 0 | -0.29192 | 0 | 0 | 0 | 0 | 0 | 0 | 0 | 0 | 4.1741 | 0 | 0 | 0 | 2.0172 | 0 | 4.5081 | 4.5081 | 1.9499 | 34.2536 | 1.3567 | 3.3824 | 0 | 0.033193 | 0 | 0.78408 | 0.19745 | 0 | 25.0679 | 23.1626 | -0.29192 | 0 | 0.5984 | 0 | 1.8521 | 0.15502
2025_02_23 Hr 23 | 0 | 0 | 0 | 0.16906 | 0.16669 | 0.1706 | 0.17654 | 0.1777 | 0.18107 | 0 | 0 | 0.0031592 | 2.28 | 0.18488 | 1.4928 | 1.4928 | 9.629 | 0.6403 | 0.003788 | 0.0058432 | 0.0073552 | 0 | 0 | 0.074695 | 0.014972 | 1.2796 | 0 | 8.7316 | 2.2791 | 0 | 0.60107 | 0.89806 | 0 | 0 | 0 | 0 | -37.2251 | 0.062055 | 0 | 0 | 0 | -0.36279 | 0 | 0 | 0 | 0 | 0 | 0 | 0 | 0 | 4.7259 | 0 | 0 | 0 | 2.0172 | 0 | 4.5427 | 4.5427 | 1.8629 | 33.3933 | 1.3567 | 3.3824 | 0 | 0.033193 | 0 | 0.78408 | 0.19745 | 0 | 19.1846 | 23.3791 | -0.36279 | 0 | 0.5984 | 0 | 1.8521 | 0.1539
2025_02_23 Hr 24 | 0 | 0 | 0 | 0.16906 | 0.16669 | 0.1706 | 0.17654 | 0.1777 | 0.18107 | 0 | 0 | 0.0031592 | 2.16 | 0.20491 | 1.4928 | 1.4928 | 9.629 | 0.6403 | 0.003788 | 0.0058432 | 0.0073552 | 0 | 0 | 0.074695 | 0.014972 | 1.2796 | 0 | 8.7316 | 2.2791 | 0 | 0.60107 | 0.89806 | 0 | 0 | 0 | 0 | -41.7135 | 0.062055 | 0 | 0 | 0 | -0.42479 | 0 | 0 | 0 | 0 | 0 | 0 | 0 | 0 | 5.1324 | 0 | 0 | 0 | 2.0172 | 0 | 4.5427 | 4.5427 | 1.741 | 33.3933 | 1.3567 | 3.3824 | 0 | 0.033193 | 0 | 0.78408 | 0.19745 | 0 | 14.8178 | 23.5629 | -0.42479 | 0 | 0.5984 | 0 | 1.8521 | 0.15299
2025_02_24 Hr 01 | 0 | 0 | 0 | 0.16906 | 0.16669 | 0.1706 | 0.17654 | 0.1777 | 0.18107 | 0 | 0 | 0.0031592 | 2.13 | 0.18048 | 1.4928 | 1.4928 | 9.629 | 0.6403 | 0.003788 | 0.0058432 | 0.0073552 | 0 | 0 | 0.074695 | 0.014972 | 1.2796 | 0 | 8.7316 | 2.2791 | 0 | 0.60107 | 0.89806 | 0 | 0 | 0 | 0 | -33.867 | 0.062055 | 0 | 0.24512 | 0 | -0.3792 | 0 | 0 | 0 | 0 | 0 | 0 | 0 | 0 | 4.5226 | 0 | 0 | 0 | 2.0172 | 0 | 4.5427 | 4.5427 | 1.3797 | 33.3933 | 1.3567 | 3.3824 | 0 | 0.033193 | 0 | 0.78408 | 0.19745 | 0 | 21.684 | 22.537 | -0.3792 | 0 | 0.5984 | 0 | 1.8521 | 0.15251
2025_02_24 Hr 02 | 0 | 0 | 0 | 0.16906 | 0.16669 | 0.1706 | 0.17654 | 0.1777 | 0.18107 | 0 | 0 | 0.0031592 | 2.19 | 0.22887 | 1.4928 | 1.4928 | 9.629 | 0.6403 | 0.003788 | 0.0058432 | 0.0073552 | 0 | 0 | 0.074695 | 0.014972 | 1.2796 | 0 | 8.7316 | 2.2791 | 0 | 0.60107 | 0.89806 | 0 | 0 | 0 | 0 | -41.1635 | 0.062055 | 0 | 0.30233 | 0 | -0.46819 | 0 | 0 | 0 | 0 | 0 | 0 | 0 | 0 | 4.5226 | 0 | 0 | 0 | 2.0172 | 0 | 4.5427 | 4.5427 | 1.1708 | 33.3933 | 1.3567 | 3.3824 | 0 | 0.033193 | 0 | 0.78408 | 0.19745 | 0 | 14.1978 | 22.4362 | -0.46819 | 0 | 0.5984 | 0 | 1.8521 | 0.1523
2025_02_24 Hr 03 | 0 | 0 | 0 | 0.16906 | 0.16669 | 0.1706 | 0.17654 | 0.1777 | 0.18107 | 0 | 0 | 0.0031592 | 2.31 | 0.21875 | 1.4928 | 1.4928 | 9.629 | 0.6403 | 0.003788 | 0.0058432 | 0.0073552 | 0 | 0 | 0.074695 | 0.014972 | 1.2796 | 0.56311 | 8.7316 | 2.2791 | 0 | 0.60107 | 0.89806 | 0 | 0 | 0 | 0 | -39.7929 | 0.062055 | 0 | 0.27395 | 0 | -0.42404 | 0 | 0 | 0 | 0 | 0 | 0 | 0 | 0 | 4.7912 | 0 | 0 | 0 | 2.0172 | 0 | 4.5427 | 4.5427 | 1.3493 | 33.8067 | 1.3567 | 3.3824 | 0 | 0.033193 | 0 | 0.78408 | 0.19745 | 0 | 16.5829 | 22.9931 | -0.42404 | 0 | 0.5984 | 0 | 1.8521 | 0.15222
2025_02_24 Hr 04 | 0 | 0 | 0 | 0.16906 | 0.16669 | 0.1706 | 0.17654 | 0.1777 | 0.18107 | 0 | 0 | 0.0031592 | 2.34 | 0.2152 | 1.4928 | 1.4928 | 9.629 | 0.6403 | 0.003788 | 0.0058432 | 0.0073552 | 0 | 0 | 0.074695 | 0.014972 | 1.2796 | 0.41347 | 8.7316 | 2.2791 | 0 | 0.60107 | 0.89806 | 0 | 0 | 0 | 0 | -37.5382 | 0.062055 | 0 | 0.26604 | 0 | -0.41174 | 0 | 0 | 0 | 0 | 0 | 0 | 0 | 0 | 4.5879 | 0 | 0 | 0 | 2.0172 | 0 | 4.5427 | 4.5427 | 1.2317 | 33.8067 | 1.3567 | 3.3824 | 0 | 0.033193 | 0 | 0.78408 | 0.19745 | 0 | 18.5563 | 22.6994 | -0.41174 | 0 | 0.5984 | 0 | 1.8521 | 0.1529
2025_02_24 Hr 05 | 0 | 0 | 0 | 0.16906 | 0.16669 | 0.1706 | 0.17654 | 0.1777 | 0.18107 | 0 | 0 | 0.0031592 | 2.16 | 0.26597 | 1.4928 | 1.4928 | 9.629 | 0.6403 | 0.003788 | 0.0058432 | 0.0073552 | 0 | 0 | 0.074695 | 0.014972 | 1.2796 | 0.41347 | 8.7316 | 2.2791 | 0 | 0.60107 | 0.89806 | 0 | 0 | 0 | 0 | -46.5603 | 0.062055 | 0 | 0 | 0 | -0.55201 | 0 | 0 | 0 | 0 | 0 | 0 | 0 | 0 | 4.45 | 0 | 0 | 0 | 2.0172 | 0 | 4.5427 | 4.5427 | 1.1403 | 33.8067 | 1.3567 | 3.3824 | 0 | 0.033193 | 0 | 0.78408 | 0.19745 | 0 | 9.0363 | 22.3419 | -0.55201 | 0 | 0.5984 | 0 | 1.8521 | 0.15388
2025_02_24 Hr 06 | 0 | 0 | 0 | 0.16906 | 0.16669 | 0.1706 | 0.17654 | 0.1777 | 0.18107 | 0 | 0 | 0.0031592 | 1.89 | 0.20577 | 1.4928 | 1.4928 | 9.629 | 0.6403 | 0.003788 | 0.0058432 | 0.0073552 | 0 | 0 | 0.074695 | 0.014972 | 1.2796 | 0.41347 | 8.7316 | 2.2791 | 1.0487 | 0.60107 | 0.89806 | 0 | 0 | 0 | 0 | -41.8521 | 0.062055 | 0 | 0 | 0 | -0.48783 | 0 | 0 | 0 | 0 | 0 | 0 | 0 | 0 | 4.7259 | 0 | 0 | 0 | 2.0172 | 0 | 4.5427 | 4.5427 | 1.2927 | 34.8555 | 1.3567 | 3.3824 | 0 | 0.033193 | 0 | 0.78408 | 0.19745 | 0 | 14.9575 | 22.442 | -0.48783 | 0 | 0.5984 | 0 | 1.8521 | 0.15601
2025_02_24 Hr 07 | 0 | 0 | 0 | 0.16906 | 0.16669 | 0.1706 | 0.17654 | 0.1777 | 0.18107 | 0 | 0 | 0.0031592 | 1.62 | 0.19544 | 1.4928 | 1.4928 | 9.555 | 0.63946 | 0.003788 | 0.0058432 | 0.0073552 | 0 | 0 | 0.074695 | 0.014972 | 1.2796 | 0.41347 | 8.6872 | 2.2791 | 1.0487 | 0.59632 | 0.89806 | 0 | 0 | 0 | 0 | -45.9793 | 0.062055 | 0 | 0 | 0 | -0.54079 | 0 | 0 | 0 | 0 | 0 | 0 | 0 | 0 | 4.5879 | 0 | 0 | 0 | 2.0172 | 0 | 4.5081 | 4.5081 | 1.3493 | 34.6671 | 1.3567 | 3.3824 | 0 | 0.033193 | 0 | 0.78408 | 0.19745 | 0 | 10.2248 | 22.0778 | -0.54079 | 0 | 0.5984 | 0 | 1.8521 | 0.15827
2025_02_24 Hr 08 | 0.13593 | 0 | 0 | 0.16906 | 0.16669 | 0.1706 | 0.17654 | 0.1777 | 0.18107 | 0 | 0 | 0.0031592 | 1.56 | 0.20565 | 1.4928 | 1.4928 | 9.555 | 0.63946 | 0.003788 | 0.0058432 | 0.0073552 | 0 | 0 | 0.074695 | 0.014972 | 1.2796 | 0.41347 | 8.6872 | 2.2791 | 1.0487 | 0.59632 | 0.89806 | 0 | 0 | 0 | 0 | -54.3306 | 0.062055 | 0 | 0 | 0 | -0.59112 | 0 | 0 | 0 | 0 | 0 | 0 | 0 | 0 | 4.7259 | 0 | 0 | 0 | 2.0172 | 0 | 4.5081 | 4.5081 | 1.1708 | 34.6671 | 1.3567 | 3.3824 | 0 | 0.033193 | -0.13593 | 0.78408 | 0.19745 | 0 | 1.7346 | 22.1253 | -0.72705 | 0 | 0.5984 | 0 | 1.8521 | 0.16013
2025_02_24 Hr 09 | 0.31807 | 3.898e-06 | 0 | 0.16906 | 0.16669 | 0.1706 | 0.17654 | 0.1777 | 0.18107 | 0 | 0 | 0.0031592 | 1.2 | 0.14553 | 1.4928 | 1.4928 | 9.555 | 0.63946 | 0.003788 | 0.0058432 | 0.0073552 | 0 | 0 | 0.074695 | 0.014972 | 1.2796 | 0.41347 | 8.6872 | 2.2791 | 1.0487 | 0.59632 | 0.89806 | 0 | 0 | 0 | 0 | -42.8124 | 0.062055 | 0 | 0 | 0 | -0.54362 | 0 | 0 | 0 | 0 | 0 | 0 | 0 | 0 | 4.45 | 0 | 0 | 0 | 2.0172 | 0 | 4.5081 | 4.5081 | 0.63111 | 34.6671 | 1.3567 | 3.3824 | 0 | 0.033193 | -0.31807 | 0.78408 | 0.19745 | 0 | 12.0641 | 21.0711 | -0.86169 | 0 | 0.5984 | 0 | 1.8521 | 0.15951
2025_02_24 Hr 10 | 0.31814 | 9.0622e-05 | 0 | 0.16906 | 0.16669 | 0.1706 | 0.17654 | 0.1777 | 0.18107 | 0 | 0 | 0.0031592 | 0.72 | 0.065481 | 1.4928 | 1.4928 | 9.555 | 0.63946 | 0.003788 | 0.0058432 | 0.0073552 | 0 | 0 | 0.074695 | 0.014972 | 1.2796 | 0.41347 | 8.6872 | 2.2791 | 1.0487 | 0.59632 | 0.89806 | 0 | 0 | 0 | 0 | -34.1553 | 0.062055 | 0 | 0 | 0 | -0.40716 | 0 | 0 | 0 | 0 | 0 | 0 | 0 | 0 | 3.9055 | 0 | 0 | 0 | 2.0172 | 0 | 4.5081 | 4.5081 | 0.33079 | 34.6671 | 1.3567 | 3.3824 | 0 | 0.033193 | -0.31814 | 0.78408 | 0.19745 | 0 | 19.4528 | 19.6663 | -0.7253 | 0 | 0.5984 | 0 | 1.8521 | 0.15936
2025_02_24 Hr 11 | 0.34095 | 0.00060186 | 0 | 0.16906 | 0.16669 | 0.1706 | 0.17654 | 0.1777 | 0.18107 | 0 | 0 | 0.0031592 | 0.39 | 0.03373 | 1.4928 | 1.4928 | 9.555 | 0.63946 | 0.003788 | 0.0058432 | 0.0073552 | 0 | 0 | 0.074695 | 0.014972 | 1.2796 | 0.41347 | 8.6872 | 2.2791 | 1.0487 | 0.59632 | 0.89806 | 0 | 0 | 0 | 0 | -30.1442 | 0.062055 | 0 | 0 | 0 | -0.38709 | 0 | 0 | 0 | 0 | 0 | 0 | 0 | 0 | 3.2885 | 0 | 0 | 0 | 2.0172 | 0 | 4.5081 | 4.5081 | 0.14798 | 34.6671 | 1.3567 | 3.3824 | 0 | 0.033193 | -0.34095 | 0.78408 | 0.19745 | 0 | 22.3224 | 18.5276 | -0.72805 | 0 | 0.5984 | 0 | 1.8521 | 0.15892
2025_02_24 Hr 12 | 0.40881 | 0.00088838 | 0 | 0.16906 | 0.16669 | 0.1706 | 0.17654 | 0.1777 | 0.18107 | 0 | 0 | 0.0031592 | 0.24 | 0.02007 | 1.4928 | 1.4928 | 9.555 | 0.63946 | 0.003788 | 0.0058432 | 0.0073552 | 0 | 0 | 0.074695 | 0.014972 | 1.2796 | 0.41347 | 8.6872 | 2.2791 | 1.0487 | 0.59632 | 0.89806 | 0 | 0 | 0 | 0 | -26.7676 | 0.062055 | 0 | 0 | 0 | -0.37422 | 0 | 0 | 0 | 0 | 0 | 0 | 0 | 0 | 3.4918 | 0 | 0 | 0 | 2.0172 | 0 | 4.5081 | 4.5081 | 0.030467 | 34.6671 | 1.3567 | 3.3824 | 0 | 0.033193 | -0.40881 | 0.78408 | 0.19745 | 0 | 25.6336 | 18.5172 | -0.78303 | 0 | 0.5984 | 0 | 1.8521 | 0.15829
2025_02_24 Hr 13 | 0.38658 | 0.0011482 | 0 | 0.16906 | 0.16669 | 0.1706 | 0.17654 | 0.1777 | 0.18107 | 0 | 0 | 0.0031592 | 0.18 | 0.018036 | 1.4928 | 1.4928 | 9.555 | 0.63946 | 0.003788 | 0.0058432 | 0.0073552 | 0 | 0 | 0.074695 | 0.014972 | 1.2796 | 0.41347 | 8.6872 | 2.2791 | 1.0487 | 0.59632 | 0.89806 | 0 | 0 | 0 | 0 | -34.3785 | 0.062055 | 0 | 0 | 0 | -0.44881 | 0 | 0 | 0 | 0 | 0 | 0 | 0 | 0 | 3.9709 | 0 | 0 | 0 | 2.0172 | 0 | 4.5081 | 4.5081 | 0.030467 | 34.6671 | 1.3567 | 3.3824 | 0 | 0.033193 | -0.38658 | 0.78408 | 0.19745 | 0 | 18.3652 | 18.9121 | -0.83539 | 0 | 0.5984 | 0 | 1.8521 | 0.15804
2025_02_24 Hr 14 | 0.40881 | 0.00045578 | 0 | 0.16906 | 0.16669 | 0.1706 | 0.17654 | 0.1777 | 0.18107 | 0 | 0 | 0.0031592 | 0.09 | 0.010169 | 1.4928 | 1.4928 | 9.555 | 0.63946 | 0.003788 | 0.0058432 | 0.0073552 | 0 | 0 | 0.074695 | 0.014972 | 1.2796 | 0.41347 | 8.6872 | 2.2791 | 1.0487 | 0.59632 | 0.89806 | 0 | 0 | 0 | 0 | -42.0472 | 0.062055 | 0 | 0 | 0 | -0.50634 | 0 | 0 | 0 | 0 | 0 | 0 | 0 | 0 | 3.7676 | 0 | 0 | 0 | 2.0172 | 0 | 4.5081 | 4.5081 | 0.12187 | 34.6671 | 1.3567 | 3.3824 | 0 | 0.033193 | -0.40881 | 0.78408 | 0.19745 | 0 | 10.4288 | 18.7241 | -0.91515 | 0 | 0.5984 | 0 | 1.8521 | 0.15825
2025_02_24 Hr 15 | 0.38636 | 0.00044508 | 0 | 0.16906 | 0.16669 | 0.1706 | 0.17654 | 0.1777 | 0.18107 | 0 | 0 | 0.0031592 | 0.09 | 0.010132 | 1.4928 | 1.4928 | 9.555 | 0.63946 | 0.003788 | 0.0058432 | 0.0073552 | 0 | 0 | 0.074695 | 0.014972 | 1.2729 | 0.41347 | 8.6872 | 2.2791 | 1.0487 | 0.59632 | 0.89806 | 0 | 0 | 0 | 0 | -41.3603 | 0.062055 | 0 | 0 | 0 | -0.50449 | 0 | 0 | 0 | 0 | 0 | 0 | 0 | 0 | 3.5644 | 0 | 0 | 0 | 2.0172 | 0 | 4.3767 | 4.3767 | 0.091402 | 34.3975 | 1.3567 | 3.3824 | 0 | 0.033193 | -0.38636 | 0.78408 | 0.19745 | 0 | 10.6143 | 18.4679 | -0.89085 | 0 | 0.5984 | 0 | 1.8521 | 0.15828
2025_02_24 Hr 16 | 0.54496 | 0.00030465 | 0 | 0.16906 | 0.16669 | 0.1706 | 0.17654 | 0.1777 | 0.18107 | 0 | 0 | 0.0031592 | 0.15 | 0.017996 | 1.4928 | 1.4928 | 9.555 | 0.63946 | 0.003788 | 0.0058432 | 0.0073552 | 0 | 0 | 0.074695 | 0.014972 | 1.2779 | 0.41347 | 8.6872 | 2.2791 | 1.0487 | 0.59632 | 0.89806 | 0 | 0 | 0 | 0 | -44.3205 | 0.062055 | 0 | 0 | 0 | -0.53779 | 0 | 0 | 0 | 0 | 0 | 0 | 0 | 0 | 3.6297 | 0 | 0 | 0 | 2.0172 | 0 | 4.4096 | 4.4096 | 0.12187 | 34.4683 | 1.3567 | 3.3824 | 0 | 0.033193 | -0.54496 | 0.78408 | 0.19745 | 0 | 7.8549 | 18.79 | -1.0827 | 0 | 0.5984 | 0 | 1.8521 | 0.15823
2025_02_24 Hr 17 | 0.1586 | 8.1087e-05 | 0 | 0.16906 | 0.16669 | 0.1706 | 0.17654 | 0.1777 | 0.18107 | 0 | 0 | 0.0031592 | 0.15 | 0.021623 | 1.4928 | 1.4928 | 9.555 | 0.63946 | 0.003788 | 0.0058432 | 0.0073552 | 0 | 0 | 0.074695 | 0.014972 | 1.2796 | 0.41347 | 8.6872 | 2.2791 | 1.0487 | 0.59632 | 0.89806 | 0 | 0 | 0 | 0 | -54.1634 | 0.062055 | 0 | 0 | 0 | -0.64659 | 0 | 0 | 0 | 0 | 0 | 0 | 0 | 0 | 3.833 | 0 | 0 | 0 | 2.0172 | 0 | 4.5081 | 4.5081 | 0.14798 | 34.6671 | 1.3567 | 3.3824 | 0 | 0.033193 | -0.1586 | 0.78408 | 0.19745 | 0 | -1.6643 | 18.6373 | -0.80519 | 0 | 0.5984 | 0 | 1.8521 | 0.15913
2025_02_24 Hr 18 | 0.022813 | 4.0317e-05 | 0 | 0.16906 | 0.16669 | 0.1706 | 0.17654 | 0.1777 | 0.18107 | 0 | 0 | 0.0031592 | 0.15 | 0.020905 | 1.4928 | 1.4928 | 9.555 | 0.63946 | 0.003788 | 0.0058432 | 0.0073552 | 0 | 0 | 0.074695 | 0.014972 | 1.2796 | 0.41347 | 8.6872 | 2.2791 | 1.0487 | 0.59632 | 0.89806 | 0 | 0 | 0 | 0 | -50.7649 | 0.062055 | 0 | 0 | 0 | -0.62505 | 0 | 0 | 0 | 0 | 0 | 0 | 0 | 0 | 3.5644 | 0 | 0 | 0 | 2.0172 | 0 | 4.5081 | 4.5081 | 0.20892 | 34.6671 | 1.3567 | 3.3824 | 0 | 0.033193 | -0.022813 | 0.78408 | 0.19745 | 0 | 1.5484 | 18.2941 | -0.64786 | 0 | 0.5984 | 0 | 1.8521 | 0.1602
2025_02_24 Hr 19 | 0 | 0 | 0 | 0.16906 | 0.16669 | 0.1706 | 0.17654 | 0.1777 | 0.18107 | 0 | 0 | 0.0031592 | 0.18 | 0.025307 | 1.4928 | 1.4928 | 9.555 | 0.63946 | 0.003788 | 0.0058432 | 0.0073552 | 0 | 0 | 0.074695 | 0.014972 | 1.2796 | 0.41347 | 8.6872 | 2.2791 | 1.0487 | 0.59632 | 0.89806 | 0 | 0 | 0 | 0 | -58.4866 | 0.062055 | 0 | 0 | 0 | -0.63058 | 0 | 0 | 0 | 0 | 0 | 0 | 0 | 0 | 3.9055 | 0 | 0 | 0 | 2.0172 | 0 | 4.5081 | 4.5081 | 0.74862 | 34.6671 | 1.3567 | 3.3824 | 0 | 0.033193 | 0 | 0.78408 | 0.19745 | 0 | -5.2631 | 19.187 | -0.63058 | 0 | 0.5984 | 0 | 1.8521 | 0.16067
2025_02_24 Hr 20 | 0 | 0 | 0 | 0.16906 | 0.16669 | 0.1706 | 0.17654 | 0.1777 | 0.18107 | 0 | 0 | 0.0031592 | 0.24 | 0.033593 | 1.4928 | 1.4928 | 9.555 | 0.63946 | 0.003788 | 0.0058432 | 0.0073552 | 0 | 0 | 0.074695 | 0.014972 | 1.2796 | 0.41347 | 8.6872 | 2.2791 | 1.0487 | 0.59632 | 0.89806 | 0 | 0 | 0 | 0 | -62.9791 | 0.062055 | 0 | 0 | 0 | -0.62776 | 0 | 0 | 0 | 0 | 0 | 0 | 0 | 0 | 4.1088 | 0 | 0 | 0 | 2.0172 | 0 | 4.5081 | 4.5081 | 1.2927 | 34.6671 | 1.3567 | 3.3824 | 0 | 0.033193 | 0 | 0.78408 | 0.19745 | 0 | -8.9376 | 20.0022 | -0.62776 | 0 | 0.5984 | 0 | 1.8521 | 0.16019
2025_02_24 Hr 21 | 0 | 0 | 0 | 0.16906 | 0.16669 | 0.1706 | 0.17654 | 0.1777 | 0.18107 | 0 | 0 | 0.0031592 | 0.24 | 0.034006 | 1.4928 | 1.4928 | 9.555 | 0.63946 | 0.003788 | 0.0058432 | 0.0073552 | 0 | 0 | 0.074695 | 0.014972 | 1.2796 | 0.41347 | 8.6872 | 2.2791 | 1.0487 | 0.59632 | 0.89806 | 0 | 0 | 0 | 0 | -61.7439 | 0.062055 | 0 | 0 | 0 | -0.63552 | 0 | 0 | 0 | 0 | 0 | 0 | 0 | 0 | 3.9055 | 0 | 0 | 0 | 2.0172 | 0 | 4.5081 | 4.5081 | 1.1708 | 34.6671 | 1.3567 | 3.3824 | 0 | 0.033193 | 0 | 0.78408 | 0.19745 | 0 | -8.036 | 19.6764 | -0.63552 | 0 | 0.5984 | 0 | 1.8521 | 0.15909
2025_02_24 Hr 22 | 0 | 0 | 0 | 0.16906 | 0.16669 | 0.1706 | 0.17654 | 0.1777 | 0.18107 | 0 | 0 | 0.0031592 | 0.24 | 0.027863 | 1.4928 | 1.4928 | 9.555 | 0.63946 | 0.003788 | 0.0058432 | 0.0073552 | 0 | 0 | 0.074695 | 0.014972 | 1.2796 | 0.41347 | 8.6872 | 2.2791 | 1.0487 | 0.59632 | 0.89806 | 0 | 0 | 0 | 0 | -48.6821 | 0.062055 | 0 | 0 | 0 | -0.52033 | 0 | 0 | 0 | 0 | 0 | 0 | 0 | 0 | 5.2703 | 0 | 0 | 0 | 2.0172 | 0 | 4.5081 | 4.5081 | 1.1403 | 34.6671 | 1.3567 | 3.3824 | 0 | 0.033193 | 0 | 0.78408 | 0.19745 | 0 | 6.4673 | 21.0028 | -0.52033 | 0 | 0.5984 | 0 | 1.8521 | 0.15734
2025_02_24 Hr 23 | 0 | 0 | 0 | 0.16906 | 0.16669 | 0.1706 | 0.17654 | 0.1777 | 0.18107 | 0 | 0 | 0.0031592 | 0.21 | 0.025658 | 1.4928 | 1.4928 | 9.629 | 0.6403 | 0.003788 | 0.0058432 | 0.0073552 | 0 | 0 | 0.074695 | 0.014972 | 1.2796 | 0.41347 | 8.7316 | 2.2791 | 1.0487 | 0.60107 | 0.89806 | 0 | 0 | 0 | 0 | -49.1628 | 0.062055 | 0 | 0 | 0 | -0.54771 | 0 | 0 | 0 | 0 | 0 | 0 | 0 | 0 | 5.2703 | 0 | 0 | 0 | 2.0172 | 0 | 4.5427 | 4.5427 | 0.90096 | 34.8555 | 1.3567 | 3.3824 | 0 | 0.033193 | 0 | 0.78408 | 0.19745 | 0 | 5.8794 | 20.7345 | -0.54771 | 0 | 0.5984 | 0 | 1.8521 | 0.15587
2025_02_24 Hr 24 | 0 | 0 | 0 | 0.16906 | 0.16669 | 0.1706 | 0.17654 | 0.1777 | 0.18107 | 0 | 0 | 0.0031592 | 0.21 | 0.023874 | 1.4928 | 1.4928 | 9.629 | 0.6403 | 0.003788 | 0.0058432 | 0.0073552 | 0 | 0 | 0.074695 | 0.014972 | 1.2796 | 0.41347 | 8.7316 | 2.2791 | 0 | 0.60107 | 0.89806 | 0 | 0 | 0 | 0 | -44.9544 | 0.062055 | 0 | 0 | 0 | -0.50948 | 0 | 0 | 0 | 0 | 0 | 0 | 0 | 0 | 5.067 | 0 | 0 | 0 | 2.0172 | 0 | 4.5427 | 4.5427 | 0.96189 | 33.8067 | 1.3567 | 3.3824 | 0 | 0.033193 | 0 | 0.78408 | 0.19745 | 0 | 8.9317 | 20.5889 | -0.50948 | 0 | 0.5984 | 0 | 1.8521 | 0.15443
2025_02_25 Hr 01 | 0 | 0 | 0 | 0.16906 | 0.16669 | 0.1706 | 0.17654 | 0.1777 | 0.18107 | 0 | 0 | 0.0031592 | 0.21 | 0.021825 | 1.4928 | 1.4928 | 9.629 | 0.6403 | 0.003788 | 0.0058432 | 0.0073552 | 0 | 0 | 0.074695 | 0.014972 | 1.2796 | 0.41347 | 8.7316 | 2.2791 | 0 | 0.60107 | 0.89806 | 0 | 0 | 0 | 0 | -42.7969 | 0.062055 | 0 | 0 | 0 | -0.46558 | 0 | 0 | 0 | 0 | 0 | 0 | 0 | 0 | 5.205 | 0 | 0 | 0 | 2.0172 | 0 | 4.5427 | 4.5427 | 0.80956 | 33.8067 | 1.3567 | 3.3824 | 0 | 0.033193 | 0 | 0.78408 | 0.19745 | 0 | 11.1164 | 20.5721 | -0.46558 | 0 | 0.5984 | 0 | 1.8521 | 0.15406
2025_02_25 Hr 02 | 0 | 0 | 0 | 0.16906 | 0.16669 | 0.1706 | 0.17654 | 0.1777 | 0.18107 | 0 | 0 | 0.0031592 | 0.3 | 0.032189 | 1.4928 | 1.4928 | 9.629 | 0.6403 | 0.003788 | 0.0058432 | 0.0073552 | 0 | 0 | 0.074695 | 0.014972 | 1.2796 | 0.41347 | 8.7316 | 2.2791 | 0 | 0.60107 | 0.89806 | 0 | 0 | 0 | 0 | -44.3034 | 0.062055 | 0 | 0 | 0 | -0.48073 | 0 | 0 | 0 | 0 | 0 | 0 | 0 | 0 | 5.205 | 0 | 0 | 0 | 2.0172 | 0 | 4.5427 | 4.5427 | 0.93143 | 33.8067 | 1.3567 | 3.3824 | 0 | 0.033193 | 0 | 0.78408 | 0.19745 | 0 | 9.8164 | 20.7938 | -0.48073 | 0 | 0.5984 | 0 | 1.8521 | 0.15359
2025_02_25 Hr 03 | 0 | 0 | 0 | 0.16906 | 0.16669 | 0.1706 | 0.17654 | 0.1777 | 0.18107 | 0 | 0 | 0.0031592 | 0.27 | 0.027031 | 1.4928 | 1.4928 | 9.629 | 0.6403 | 0.003788 | 0.0058432 | 0.0073552 | 0 | 0 | 0.074695 | 0.014972 | 1.2796 | 0.41347 | 8.7316 | 2.2791 | 0 | 0.60107 | 0.89806 | 0 | 0 | 0 | 0 | -41.6838 | 0.062055 | 0 | 0 | 0 | -0.44842 | 0 | 0 | 0 | 0 | 0 | 0 | 0 | 0 | 5.4082 | 0 | 0 | 0 | 2.0172 | 0 | 4.5427 | 4.5427 | 0.87049 | 33.8067 | 1.3567 | 3.3824 | 0 | 0.033193 | 0 | 0.78408 | 0.19745 | 0 | 12.5754 | 20.9009 | -0.44842 | 0 | 0.5984 | 0 | 1.8521 | 0.15346
2025_02_25 Hr 04 | 0 | 0 | 0 | 0.16906 | 0.16669 | 0.1706 | 0.17654 | 0.1777 | 0.18107 | 0 | 0 | 0.0031592 | 0.33 | 0.03195 | 1.4928 | 1.4928 | 9.629 | 0.6403 | 0.003788 | 0.0058432 | 0.0073552 | 0 | 0 | 0.074695 | 0.014972 | 1.2796 | 0.41347 | 8.7316 | 2.2791 | 0 | 0.60107 | 0.89806 | 0 | 0 | 0 | 0 | -39.6546 | 0.062055 | 0 | 0 | 0 | -0.43359 | 0 | 0 | 0 | 0 | 0 | 0 | 0 | 0 | 5.205 | 0 | 0 | 0 | 2.0172 | 0 | 4.5427 | 4.5427 | 0.93143 | 33.8067 | 1.3567 | 3.3824 | 0 | 0.033193 | 0 | 0.78408 | 0.19745 | 0 | 14.5426 | 20.824 | -0.43359 | 0 | 0.5984 | 0 | 1.8521 | 0.15398
2025_02_25 Hr 05 | 0 | 0 | 0 | 0.16906 | 0.16669 | 0.1706 | 0.17654 | 0.1777 | 0.18107 | 0 | 0 | 0.0031592 | 0.33 | 0.023513 | 1.4928 | 1.4928 | 9.629 | 0.6403 | 0.003788 | 0.0058432 | 0.0073552 | 0 | 0 | 0.074695 | 0.014972 | 1.2796 | 0.41347 | 8.7316 | 2.2791 | 1.0487 | 0.60107 | 0.89806 | 0 | 0 | 0 | 0 | -30.7836 | 0.062055 | 0 | 0 | 0 | -0.31853 | 0 | 0 | 0 | 0 | 0 | 0 | 0 | 0 | 4.7912 | 0 | 0 | 0 | 2.0172 | 0 | 4.5427 | 4.5427 | 1.0489 | 34.8555 | 1.3567 | 3.3824 | 0 | 0.033193 | 0 | 0.78408 | 0.19745 | 0 | 24.2736 | 20.5202 | -0.31853 | 0 | 0.5984 | 0 | 1.8521 | 0.1549
2025_02_25 Hr 06 | 0 | 0 | 0 | 0.16906 | 0.16669 | 0.1706 | 0.17654 | 0.1777 | 0.18107 | 0 | 0 | 0.0031592 | 0.3 | 0.024176 | 1.4928 | 1.4928 | 9.629 | 0.6403 | 0.003788 | 0.0058432 | 0.0073552 | 0 | 0 | 0.074695 | 0.014972 | 1.2796 | 0.41347 | 8.7316 | 2.2791 | 1.0487 | 0.60107 | 0.89806 | 0 | 0 | 0 | 0 | -36.7714 | 0.062055 | 0 | 0 | 0 | -0.36054 | 0 | 0 | 0 | 0 | 0 | 0 | 0 | 0 | 4.2467 | 0 | 0 | 0 | 2.0172 | 0 | 4.5427 | 4.5427 | 1.0489 | 34.8555 | 1.3567 | 3.3824 | 0 | 0.033193 | 0 | 0.78408 | 0.19745 | 0 | 17.6722 | 19.9487 | -0.36054 | 0 | 0.5984 | 0 | 1.8521 | 0.15718
2025_02_25 Hr 07 | 0 | 0 | 0 | 0.16906 | 0.16669 | 0.1706 | 0.17654 | 0.1777 | 0.18107 | 0 | 0 | 0.0031592 | 0.21 | 0.018874 | 1.4928 | 1.4928 | 9.555 | 0.63946 | 0.003788 | 0.0058432 | 0.0073552 | 0 | 0 | 0.074695 | 0.014972 | 1.2796 | 0.41347 | 8.6872 | 2.2791 | 1.0487 | 0.59632 | 0.89806 | 0 | 0 | 0 | 0 | -44.4004 | 0.062055 | 0 | 0 | 0 | -0.40234 | 0 | 0 | 0 | 0 | 0 | 0 | 0 | 0 | 4.1741 | 0 | 0 | 0 | 2.0172 | 0 | 4.438 | 4.438 | 1.1099 | 34.5268 | 1.3567 | 3.3824 | 0 | 0.033193 | 0 | 0.78408 | 0.19745 | 0 | 9.5637 | 19.8397 | -0.40234 | 0 | 0.5984 | 0 | 1.8521 | 0.15992
2025_02_25 Hr 08 | 0.11341 | 0 | 0 | 0.16906 | 0.16669 | 0.1706 | 0.17654 | 0.1777 | 0.18107 | 0 | 0 | 0.0031592 | 0.18 | 0.015595 | 1.4928 | 1.4928 | 9.555 | 0.63946 | 0.003788 | 0.0058432 | 0.0073552 | 0 | 0 | 0.074695 | 0.014972 | 1.2128 | 0.41347 | 8.6872 | 2.2791 | 1.0487 | 0.59632 | 0.89806 | 0 | 0 | 0 | 0 | -40.3999 | 0.062055 | 0 | 0 | 0 | -0.38779 | 0 | 0 | 0 | 0 | 0 | 0 | 0 | 0 | 3.9709 | 0 | 0 | 0 | 2.0172 | 0 | 4.3262 | 4.3261 | 1.1403 | 34.2363 | 1.3567 | 3.3824 | 0 | 0.033193 | -0.11341 | 0.78408 | 0.19745 | 0 | 13.0831 | 19.7479 | -0.5012 | 0 | 0.5984 | 0 | 1.8521 | 0.16074
2025_02_25 Hr 09 | 0.38636 | 0 | 0 | 0.16906 | 0.16669 | 0.1706 | 0.17654 | 0.1777 | 0.18107 | 0 | 0 | 0.0031592 | 0.15 | 0.014276 | 1.4928 | 1.4928 | 9.555 | 0.63946 | 0.003788 | 0.0058432 | 0.0073552 | 0 | 0 | 0.074695 | 0.014972 | 0.86177 | 0 | 8.6872 | 2.2791 | 1.0487 | 0.59632 | 0.89806 | 0 | 0 | 0 | 0 | -36.3732 | 0.062055 | 0 | 0 | 0 | -0.42618 | 0 | 0 | 0 | 0 | 0 | 0 | 0 | 0 | 3.9055 | 0 | 0 | 0 | 2.0172 | 0 | 4.4664 | 4.4664 | 1.1099 | 33.7523 | 1.3567 | 3.3824 | 0 | 0.033193 | -0.38636 | 0.78408 | 0.19745 | 0 | 16.4598 | 19.8932 | -0.81254 | 0 | 0.5984 | 0 | 1.8521 | 0.16023
2025_02_25 Hr 10 | 0.38636 | 1.7447e-05 | 0 | 0.16906 | 0.16669 | 0.1706 | 0.17654 | 0.1777 | 0.18107 | 0 | 0 | 0.0031592 | 0 | 0 | 1.4928 | 1.4928 | 9.555 | 0.63946 | 0.003788 | 0.0058432 | 0.0073552 | 0 | 0 | 0.074695 | 0.014972 | 1.2354 | 0 | 8.6872 | 2.2791 | 1.0487 | 0.59632 | 0.89806 | 0 | 0 | 0 | 0 | -28.7437 | 0.062055 | 0 | 0 | 0 | -0.40499 | 0 | 0 | 0 | 0 | 0 | 0 | 0 | 0 | 3.4918 | 0 | 0 | 0 | 2.0172 | 0 | 4.5081 | 4.5081 | 1.0794 | 34.2094 | 1.3567 | 3.3824 | 0 | 0.033193 | -0.38636 | 0.78408 | 0.19745 | 0 | 23.9576 | 19.2832 | -0.79136 | 0 | 0.5984 | 0 | 1.8521 | 0.15879
2025_02_25 Hr 11 | 0.4771 | 9.4366e-05 | 0 | 0.16906 | 0.16669 | 0.1706 | 0.17654 | 0.1777 | 0.18107 | 0 | 0 | 0.0031592 | 0.09 | 0.0072391 | 1.4928 | 1.4928 | 9.555 | 0.63946 | 0.003788 | 0.0058432 | 0.0073552 | 0 | 0 | 0.074695 | 0.014972 | 1.2796 | 0 | 8.6872 | 2.2791 | 1.0487 | 0.59632 | 0.89806 | 0 | 0 | 0 | 0 | -28.395 | 0.062055 | 0 | 0 | 0 | -0.35985 | 0 | 0 | 0 | 0 | 0 | 0 | 0 | 0 | 3.9055 | 0 | 0 | 0 | 2.0172 | 0 | 4.5081 | 4.5081 | 1.0185 | 34.2536 | 1.3567 | 3.3824 | 0 | 0.033193 | -0.4771 | 0.78408 | 0.19745 | 0 | 24.8459 | 19.8243 | -0.83696 | 0 | 0.5984 | 0 | 1.8521 | 0.15892
2025_02_25 Hr 12 | 0.56734 | 0.00045382 | 0 | 0.16906 | 0.16669 | 0.1706 | 0.17654 | 0.1777 | 0.18107 | 0 | 0 | 0.0031592 | 0.15 | 0.012385 | 1.4928 | 1.4928 | 9.555 | 0.63946 | 0.003788 | 0.0058432 | 0.0073552 | 0 | 0 | 0.074695 | 0.014972 | 1.2796 | 0 | 8.6872 | 2.2791 | 1.0487 | 0.59632 | 0.89806 | 0 | 0 | 0 | 0 | -21.9656 | 0.062055 | 0 | 0 | 0 | -0.36945 | 0 | 0 | 0 | 0 | 0 | 0 | 0 | 0 | 3.3538 | 0 | 0 | 0 | 2.0172 | 0 | 4.5081 | 4.5081 | 1.0185 | 34.2536 | 1.3567 | 3.3824 | 0 | 0.033193 | -0.56734 | 0.78408 | 0.19745 | 0 | 30.778 | 19.4268 | -0.93678 | 0 | 0.5984 | 0 | 1.8521 | 0.15742
2025_02_25 Hr 13 | 0.47703 | 0.00054471 | 0 | 0.16906 | 0.16669 | 0.1706 | 0.17654 | 0.1777 | 0.18107 | 0 | 0 | 0.0031592 | 0.18 | 0.013803 | 1.4928 | 1.4928 | 9.555 | 0.63946 | 0.003788 | 0.0058432 | 0.0073552 | 0 | 0 | 0.074695 | 0.014972 | 1.2779 | 0.18409 | 8.6872 | 2.2791 | 1.0487 | 0.59632 | 0.89806 | 0 | 0 | 0 | 0 | -22.8684 | 0.062055 | 0 | 0 | 0 | -0.34297 | 0 | 0 | 0 | 0 | 0 | 0 | 0 | 0 | 3.2885 | 0 | 0 | 0 | 2.0172 | 0 | 4.4753 | 4.4753 | 1.0185 | 34.2206 | 1.3567 | 3.3824 | 0 | 0.033193 | -0.47703 | 0.78408 | 0.19745 | 0 | 29.8348 | 19.3027 | -0.82 | 0 | 0.5984 | 0 | 1.8521 | 0.1574
2025_02_25 Hr 14 | 0.43155 | 0.00021104 | 0 | 0.16906 | 0.16669 | 0.1706 | 0.17654 | 0.1777 | 0.18107 | 0 | 0 | 0.0031592 | 0.18 | 0.01496 | 1.4928 | 1.4928 | 9.555 | 0.63946 | 0.003788 | 0.0058432 | 0.0073552 | 0 | 0 | 0.074695 | 0.014972 | 1.2796 | 0.43712 | 8.6872 | 2.2791 | 1.0487 | 0.59632 | 0.89806 | 0 | 0 | 0 | 0 | -24.0759 | 0.062055 | 0 | 0 | 0 | -0.3719 | 0 | 0 | 0 | 0 | 0 | 0 | 0 | 0 | 3.5644 | 0 | 0 | 0 | 2.0172 | 0 | 4.5081 | 4.5081 | 1.0185 | 34.3914 | 1.3567 | 3.3824 | 0 | 0.033193 | -0.43155 | 0.78408 | 0.19745 | 0 | 29.0452 | 19.5332 | -0.80345 | 0 | 0.5984 | 0 | 1.8521 | 0.1567
2025_02_25 Hr 15 | 0.24934 | 0.00024331 | 0 | 0.16906 | 0.16669 | 0.1706 | 0.17654 | 0.1777 | 0.18107 | 0 | 0 | 0.0031592 | 0.24 | 0.022155 | 1.4928 | 1.4928 | 9.555 | 0.58617 | 0.003788 | 0.0058432 | 0.0073552 | 0 | 0 | 0.074695 | 0.014972 | 1.2545 | 0.56311 | 8.6872 | 2.2791 | 0.87393 | 0.59632 | 0.89806 | 0 | 0 | 0 | 0 | -30.9272 | 0.062055 | 0 | 0 | 0 | -0.41331 | 0 | 0 | 0 | 0 | 0 | 0 | 0 | 0 | 3.5644 | 0 | 0 | 0 | 2.0172 | 0 | 4.1992 | 4.1992 | 1.0185 | 33.7959 | 1.3567 | 3.3824 | 0 | 0.033193 | -0.24934 | 0.78408 | 0.19745 | 0 | 21.6244 | 19.4183 | -0.66265 | 0 | 0.5984 | 0 | 1.8521 | 0.15687
2025_02_25 Hr 16 | 0.13586 | 9.9032e-05 | 0 | 0.16906 | 0.16669 | 0.1706 | 0.17654 | 0.1777 | 0.18107 | 0 | 0 | 0.0031592 | 0.24 | 0.022752 | 1.4928 | 1.4928 | 9.555 | 0.63946 | 0.003788 | 0.0058432 | 0.0073552 | 0 | 0 | 0.074695 | 0.014972 | 1.2545 | 0.41347 | 8.6872 | 2.2791 | 0.96133 | 0.59632 | 0.89806 | 0 | 0 | 0 | 0 | -35.2256 | 0.062055 | 0 | 0 | 0 | -0.4245 | 0 | 0 | 0 | 0 | 0 | 0 | 0 | 0 | 3.9055 | 0 | 0 | 0 | 2.0172 | 0 | 4.2693 | 4.2693 | 1.0185 | 34.0769 | 1.3567 | 3.3824 | 0 | 0.033193 | -0.13586 | 0.78408 | 0.19745 | 0 | 17.9374 | 19.6464 | -0.56036 | 0 | 0.5984 | 0 | 1.8521 | 0.15679
2025_02_25 Hr 17 | 0.18134 | 5.9625e-05 | 0 | 0.16906 | 0.16669 | 0.1706 | 0.17654 | 0.1777 | 0.18107 | 0 | 0 | 0.0031592 | 0.27 | 0.02862 | 1.4928 | 1.4928 | 9.555 | 0.63946 | 0.003788 | 0.0058432 | 0.0073552 | 0 | 0 | 0.074695 | 0.014972 | 1.2796 | 0.41347 | 8.6872 | 2.2791 | 1.0487 | 0.59632 | 0.89806 | 0 | 0 | 0 | 0 | -43.0647 | 0.062055 | 0 | 0 | 0 | -0.4749 | 0 | 0 | 0 | 0 | 0 | 0 | 0 | 0 | 4.45 | 0 | 0 | 0 | 2.0172 | 0 | 4.5081 | 4.5081 | 1.0185 | 34.6671 | 1.3567 | 3.3824 | 0 | 0.033193 | -0.18134 | 0.78408 | 0.19745 | 0 | 11.2191 | 20.2731 | -0.65624 | 0 | 0.5984 | 0 | 1.8521 | 0.15767
2025_02_25 Hr 18 | 0 | 1.9688e-06 | 0 | 0.16906 | 0.16669 | 0.1706 | 0.17654 | 0.1777 | 0.18107 | 0 | 0 | 0.0031592 | 0.21 | 0.025725 | 1.4928 | 1.4928 | 9.555 | 0.63946 | 0.003788 | 0.0058432 | 0.0073552 | 0 | 0 | 0.074695 | 0.014972 | 1.2796 | 0.41347 | 8.6872 | 2.2791 | 1.0487 | 0.59632 | 0.89806 | 0 | 0 | 0 | 0 | -51.9047 | 0.062055 | 0 | 0 | 0 | -0.54915 | 0 | 0 | 0 | 0 | 0 | 0 | 0 | 0 | 4.9291 | 0 | 0 | 0 | 2.0172 | 0 | 4.5081 | 4.5081 | 1.0185 | 34.6671 | 1.3567 | 3.3824 | 0 | 0.033193 | 0 | 0.78408 | 0.19745 | 0 | 2.7227 | 20.5095 | -0.54915 | 0 | 0.5984 | 0 | 1.8521 | 0.15926
2025_02_25 Hr 19 | 0 | 0 | 0 | 0.16906 | 0.16669 | 0.1706 | 0.17654 | 0.1777 | 0.18107 | 0 | 0 | 0.0031592 | 0.33 | 0.041317 | 1.4928 | 1.4928 | 9.555 | 0.63946 | 0.003788 | 0.0058432 | 0.0073552 | 0 | 0 | 0.074695 | 0.014972 | 1.2796 | 0.41347 | 8.6872 | 2.2791 | 1.0487 | 0.59632 | 0.89806 | 0 | 0 | 0 | 0 | -52.6562 | 0.062055 | 0 | 0 | 0 | -0.56131 | 0 | 0 | 0 | 0 | 0 | 0 | 0 | 0 | 4.9291 | 0 | 0 | 0 | 2.0172 | 0 | 4.5081 | 4.5081 | 1.0185 | 34.6671 | 1.3567 | 3.3824 | 0 | 0.033193 | 0 | 0.78408 | 0.19745 | 0 | 2.0953 | 20.6457 | -0.56131 | 0 | 0.5984 | 0 | 1.8521 | 0.15992
2025_02_25 Hr 20 | 0 | 0 | 0 | 0.16906 | 0.16669 | 0.1706 | 0.17654 | 0.1777 | 0.18107 | 0 | 0 | 0.0031592 | 0.27 | 0.032851 | 1.4928 | 1.4928 | 9.555 | 0.63946 | 0.003788 | 0.0058432 | 0.0073552 | 0 | 0 | 0.074695 | 0.014972 | 1.2796 | 0.41347 | 8.6872 | 2.2791 | 1.0487 | 0.59632 | 0.89806 | 0 | 0 | 0 | 0 | -54.8774 | 0.062055 | 0 | 0 | 0 | -0.54541 | 0 | 0 | 0 | 0 | 0 | 0 | 0 | 0 | 5.205 | 0 | 0 | 0 | 2.0172 | 0 | 4.5081 | 4.5081 | 1.0794 | 34.6671 | 1.3567 | 3.3824 | 0 | 0.033193 | 0 | 0.78408 | 0.19745 | 0 | 0.15835 | 20.9141 | -0.54541 | 0 | 0.5984 | 0 | 1.8521 | 0.16
2025_02_25 Hr 21 | 0 | 0 | 0 | 0.16906 | 0.16669 | 0.1706 | 0.17654 | 0.1777 | 0.18107 | 0 | 0 | 0.0031592 | 0.33 | 0.03672 | 1.4928 | 1.4928 | 9.555 | 0.63946 | 0.003788 | 0.0058432 | 0.0073552 | 0 | 0 | 0.074695 | 0.014972 | 1.2796 | 0.41347 | 8.6872 | 2.2791 | 1.0487 | 0.59632 | 0.89806 | 0 | 0 | 0 | 0 | -49.7041 | 0.062055 | 0 | 0 | 0 | -0.49863 | 0 | 0 | 0 | 0 | 0 | 0 | 0 | 0 | 5.4808 | 0 | 0 | 0 | 2.0172 | 0 | 4.5081 | 4.5081 | 1.2622 | 34.6671 | 1.3567 | 3.3824 | 0 | 0.033193 | 0 | 0.78408 | 0.19745 | 0 | 5.9003 | 21.4359 | -0.49863 | 0 | 0.5984 | 0 | 1.8521 | 0.15926
2025_02_25 Hr 22 | 0 | 0 | 0 | 0.16906 | 0.16669 | 0.1706 | 0.17654 | 0.1777 | 0.18107 | 0 | 0 | 0.0031592 | 0.42 | 0.042655 | 1.4928 | 1.4928 | 9.555 | 0.63946 | 0.003788 | 0.0058432 | 0.0073552 | 0 | 0 | 0.074695 | 0.014972 | 1.2796 | 0.41347 | 8.6872 | 2.2791 | 1.0487 | 0.59632 | 0.89806 | 0 | 0 | 0 | 0 | -42.7493 | 0.062055 | 0 | 0 | 0 | -0.45492 | 0 | 0 | 0 | 0 | 0 | 0 | 0 | 0 | 5.4808 | 0 | 0 | 0 | 2.0172 | 0 | 4.5081 | 4.5081 | 1.3493 | 34.6671 | 1.3567 | 3.3824 | 0 | 0.033193 | 0 | 0.78408 | 0.19745 | 0 | 13.0801 | 21.6172 | -0.45492 | 0 | 0.5984 | 0 | 1.8521 | 0.15756
2025_02_25 Hr 23 | 0 | 0 | 0 | 0.16906 | 0.16669 | 0.1706 | 0.17654 | 0.1777 | 0.18107 | 0 | 0 | 0.0031592 | 0.81 | 0.086334 | 1.4928 | 1.4928 | 9.629 | 0.6403 | 0.003788 | 0.0058432 | 0.0073552 | 0 | 0 | 0.074695 | 0.014972 | 1.2796 | 0.41347 | 8.7316 | 2.2791 | 1.0487 | 0.60107 | 0.89806 | 0 | 0 | 0 | 0 | -43.4057 | 0.062055 | 0 | 0 | 0 | -0.47753 | 0 | 0 | 0 | 0 | 0 | 0 | 0 | 0 | 5.4808 | 0 | 0 | 0 | 2.0172 | 0 | 4.5427 | 4.5427 | 1.2927 | 34.8555 | 1.3567 | 3.3824 | 0 | 0.033193 | 0 | 0.78408 | 0.19745 | 0 | 12.9696 | 21.9973 | -0.47753 | 0 | 0.5984 | 0 | 1.8521 | 0.15581
2025_02_25 Hr 24 | 0 | 0 | 0 | 0.16906 | 0.16669 | 0.1706 | 0.17654 | 0.1777 | 0.18107 | 0 | 0 | 0.0031592 | 0.09 | 0.009554 | 1.4928 | 1.4928 | 9.629 | 0.6403 | 0.003788 | 0.0058432 | 0.0073552 | 0 | 0 | 0.074695 | 0.014972 | 1.2796 | 0.41347 | 8.7316 | 2.2791 | 1.0487 | 0.60107 | 0.89806 | 0 | 0 | 0 | 0 | -42.1456 | 0.062055 | 0 | 0 | 0 | -0.4756 | 0 | 0 | 0 | 0 | 0 | 0 | 0 | 0 | 5.6841 | 0 | 0 | 0 | 2.0172 | 0 | 4.5427 | 4.5427 | 1.2013 | 34.8555 | 1.3567 | 3.3824 | 0 | 0.033193 | 0 | 0.78408 | 0.19745 | 0 | 13.5456 | 21.3113 | -0.4756 | 0 | 0.5984 | 0 | 1.8521 | 0.15474
2025_02_26 Hr 01 | 0 | 0 | 0 | 0.19297 | 0.19026 | 0.19473 | 0.20151 | 0.20283 | 0.20667 | 0 | 0 | 0.0031592 | 1.71 | 0.17348 | 1.4928 | 1.4928 | 10.9897 | 0.73078 | 0.003788 | 0.0058432 | 0.0073552 | 0 | 0 | 0.074695 | 0.014972 | 1.2796 | 0.47126 | 9.9663 | 2.2791 | 0 | 0.60107 | 0.89806 | 0 | 0 | 0 | 0 | -46.4538 | 0.062055 | 0 | 0 | 0 | -0.45442 | 0 | 0 | 0 | 0 | 0 | 0 | 0 | 0 | 4.45 | 0 | 0 | 0 | 2.0172 | 0 | 5.1851 | 5.1851 | 1.2927 | 37.9824 | 1.3567 | 3.3824 | 0 | 0.033193 | 0 | 0.78408 | 0.19745 | 0 | 13.0262 | 21.952 | -0.45442 | 0 | 0.5984 | 0 | 1.8521 | 0.15418
2025_02_26 Hr 02 | 0 | 0 | 0 | 0.19297 | 0.19026 | 0.19473 | 0.20151 | 0.20283 | 0.20667 | 0 | 0 | 0.0031592 | 1.86 | 0.18929 | 1.4928 | 1.4928 | 10.9897 | 0.73078 | 0.003788 | 0.0058432 | 0.0073552 | 0 | 0 | 0.074695 | 0.014972 | 1.2796 | 0.47126 | 9.9663 | 2.2791 | 0 | 0.60107 | 0.89806 | 0 | 0 | 0 | 0 | -45.0677 | 0.062055 | 0 | 0 | 0 | -0.45587 | 0 | 0 | 0 | 0 | 0 | 0 | 0 | 0 | 4.45 | 0 | 0 | 0 | 2.0172 | 0 | 5.1851 | 5.1851 | 1.4711 | 37.9824 | 1.3567 | 3.3824 | 0 | 0.033193 | 0 | 0.78408 | 0.19745 | 0 | 14.7546 | 22.2959 | -0.45587 | 0 | 0.5984 | 0 | 1.8521 | 0.15377
2025_02_26 Hr 03 | 0 | 0 | 0 | 0.19297 | 0.19026 | 0.19473 | 0.20151 | 0.20283 | 0.20667 | 0 | 0 | 0.0031592 | 1.86 | 0.1893 | 1.4928 | 1.4928 | 10.9897 | 0.73078 | 0.003788 | 0.0058432 | 0.0073552 | 0 | 0 | 0.074695 | 0.014972 | 1.2796 | 0.47126 | 9.9663 | 2.2791 | 0 | 0.60107 | 0.89806 | 0 | 0 | 0 | 0 | -44.0594 | 0.062055 | 0 | 0 | 0 | -0.45588 | 0 | 0 | 0 | 0 | 0 | 0 | 0 | 0 | 4.45 | 0 | 0 | 0 | 2.0172 | 0 | 5.1851 | 5.1851 | 1.2927 | 37.9824 | 1.3567 | 3.3824 | 0 | 0.033193 | 0 | 0.78408 | 0.19745 | 0 | 15.5843 | 22.1171 | -0.45588 | 0 | 0.5984 | 0 | 1.8521 | 0.15351
2025_02_26 Hr 04 | 0 | 0 | 0 | 0.19297 | 0.19026 | 0.19473 | 0.20151 | 0.20283 | 0.20667 | 0 | 0 | 0.0031592 | 1.74 | 0.17709 | 1.4928 | 1.4928 | 10.9897 | 0.73078 | 0.003788 | 0.0058432 | 0.0073552 | 0 | 0 | 0.074695 | 0.014972 | 1.2796 | 0.47126 | 9.9663 | 2.2791 | 0 | 0.60107 | 0.89806 | 0 | 0 | 0 | 0 | -39.2888 | 0.062055 | 0 | 0 | 0 | -0.45588 | 0 | 0 | 0 | 0 | 0 | 0 | 0 | 0 | 4.3121 | 0 | 0 | 0 | 2.0172 | 0 | 5.1851 | 5.1851 | 1.1708 | 37.9824 | 1.3567 | 3.3824 | 0 | 0.033193 | 0 | 0.78408 | 0.19745 | 0 | 19.9625 | 21.7248 | -0.45588 | 0 | 0.5984 | 0 | 1.8521 | 0.15319
2025_02_26 Hr 05 | 0 | 0 | 0 | 0.19297 | 0.19026 | 0.19473 | 0.20151 | 0.20283 | 0.20667 | 0 | 0 | 0.0031592 | 1.5 | 0.17446 | 1.4928 | 1.4928 | 10.9897 | 0.73078 | 0.003788 | 0.0058432 | 0.0073552 | 0 | 0 | 0.074695 | 0.014972 | 1.2796 | 0.47126 | 9.9663 | 2.2791 | 0 | 0.60107 | 0.89806 | 0 | 0 | 0 | 0 | -42.8847 | 0.062055 | 0 | 0 | 0 | -0.52128 | 0 | 0 | 0 | 0 | 0 | 0 | 0 | 0 | 4.3121 | 0 | 0 | 0 | 2.0172 | 0 | 5.1851 | 5.1851 | 1.741 | 37.9824 | 1.3567 | 3.3824 | 0 | 0.033193 | 0 | 0.78408 | 0.19745 | 0 | 16.6296 | 22.0532 | -0.52128 | 0 | 0.5984 | 0 | 1.8521 | 0.15407
2025_02_26 Hr 06 | 0 | 0 | 0 | 0.19297 | 0.19026 | 0.19473 | 0.20151 | 0.20283 | 0.20667 | 0 | 0 | 0.0031592 | 0.66 | 0.081276 | 1.4928 | 1.4928 | 10.9897 | 0.73078 | 0.003788 | 0.0058432 | 0.0073552 | 0 | 0 | 0.074695 | 0.014972 | 1.2796 | 0.47126 | 9.9663 | 2.2791 | 1.197 | 0.60107 | 0.89806 | 0 | 0 | 0 | 0 | -49.9997 | 0.062055 | 0 | 0 | 0 | -0.55205 | 0 | 0 | 0 | 0 | 0 | 0 | 0 | 0 | 4.1741 | 0 | 0 | 0 | 2.0172 | 0 | 5.1851 | 5.1851 | 1.9194 | 39.1794 | 1.3567 | 3.3824 | 0 | 0.033193 | 0 | 0.78408 | 0.19745 | 0 | 9.7906 | 21.1629 | -0.55205 | 0 | 0.5984 | 0 | 1.8521 | 0.15641
2025_02_26 Hr 07 | 0 | 0 | 0 | 0.19297 | 0.19026 | 0.19473 | 0.20151 | 0.20283 | 0.20667 | 0 | 0 | 0.0031592 | 1.17 | 0.14109 | 1.4928 | 1.4928 | 10.9053 | 0.72982 | 0.003788 | 0.0058432 | 0.0073552 | 0 | 0 | 0.074695 | 0.014972 | 1.2796 | 0.47126 | 9.9156 | 2.2791 | 1.197 | 0.59632 | 0.89806 | 0 | 0 | 0 | 0 | -52.2399 | 0.062055 | 0 | 0 | 0 | -0.54057 | 0 | 0 | 0 | 0 | 0 | 0 | 0 | 0 | 4.3121 | 0 | 0 | 0 | 2.0172 | 0 | 5.1456 | 5.1456 | 2.3112 | 38.9644 | 1.3567 | 3.3824 | 0 | 0.033193 | 0 | 0.78408 | 0.19745 | 0 | 8.4439 | 22.26 | -0.54057 | 0 | 0.5984 | 0 | 1.8521 | 0.15876
2025_02_26 Hr 08 | 0.20415 | 0 | 0 | 0.19297 | 0.19026 | 0.19473 | 0.20151 | 0.20283 | 0.20667 | 0 | 0 | 0.0031592 | 0.72 | 0.094818 | 1.4928 | 1.4928 | 10.9053 | 0.72982 | 0.003788 | 0.0058432 | 0.0073552 | 0 | 0 | 0.074695 | 0.014972 | 1.2796 | 0.47126 | 9.9156 | 2.2791 | 1.197 | 0.59632 | 0.89806 | 0 | 0 | 0 | 0 | -48.226 | 0.062055 | 0 | 0 | 0 | -0.59051 | 0 | 0 | 0 | 0 | 0 | 0 | 0 | 0 | 4.1741 | 0 | 0 | 0 | 2.0172 | 0 | 5.1456 | 5.1456 | 2.3112 | 38.9644 | 1.3567 | 3.3824 | 0 | 0.033193 | -0.20415 | 0.78408 | 0.19745 | 0 | 11.7741 | 21.8304 | -0.79466 | 0 | 0.5984 | 0 | 1.8521 | 0.15922
2025_02_26 Hr 09 | 0.63628 | 0 | 0 | 0.19297 | 0.19026 | 0.19473 | 0.20151 | 0.20283 | 0.20667 | 0 | 0 | 0.0031592 | 0.39 | 0.034704 | 1.4928 | 1.4928 | 10.9053 | 0.72982 | 0.003788 | 0.0058432 | 0.0073552 | 0 | 0 | 0.074695 | 0.014972 | 1.2796 | 0.47126 | 9.9156 | 2.2791 | 1.197 | 0.59632 | 0.89806 | 0 | 0 | 0 | 0 | -32.229 | 0.062055 | 0 | 0 | 0 | -0.39834 | 0 | 0 | 0 | 0 | 0 | 0 | 0 | 0 | 3.9055 | 0 | 0 | 0 | 2.0172 | 0 | 5.1456 | 5.1456 | 2.2807 | 38.9644 | 1.3567 | 3.3824 | 0 | 0.033193 | -0.63628 | 0.78408 | 0.19745 | 0 | 27.274 | 21.5733 | -1.0346 | 0 | 0.5984 | 0 | 1.8521 | 0.15915
2025_02_26 Hr 10 | 0.63563 | 1.0461e-05 | 0 | 0.19297 | 0.19026 | 0.19473 | 0.20151 | 0.20283 | 0.20667 | 0 | 0 | 0.0031592 | 0.3 | 0.02441 | 1.4928 | 1.4928 | 10.9053 | 0.72982 | 0.003788 | 0.0058432 | 0.0073552 | 0 | 0 | 0.074695 | 0.014972 | 1.2796 | 0.47126 | 9.9156 | 2.2791 | 1.197 | 0.59632 | 0.89806 | 0 | 0 | 0 | 0 | -28.2551 | 0.062055 | 0 | 0 | 0 | -0.36405 | 0 | 0 | 0 | 0 | 0 | 0 | 0 | 0 | 3.833 | 0 | 0 | 0 | 2.0172 | 0 | 5.0656 | 5.0656 | 1.593 | 38.8043 | 1.3567 | 3.3824 | 0 | 0.033193 | -0.63563 | 0.78408 | 0.19745 | 0 | 30.2612 | 20.7117 | -0.99968 | 0 | 0.5984 | 0 | 1.8521 | 0.15878
2025_02_26 Hr 11 | 0.68089 | 4.048e-05 | 0 | 0.19297 | 0.19026 | 0.19473 | 0.20151 | 0.20283 | 0.20667 | 0 | 0 | 0.0031592 | 0.18 | 0.014625 | 1.4928 | 1.4928 | 10.9053 | 0.72982 | 0.003788 | 0.0058432 | 0.0073552 | 0 | 0 | 0.074695 | 0.014972 | 1.2796 | 0.47126 | 9.9156 | 2.2791 | 1.197 | 0.59632 | 0.89806 | 0 | 0 | 0 | 0 | -27.8558 | 0.062055 | 0 | 0 | 0 | -0.36352 | 0 | 0 | 0 | 0 | 0 | 0 | 0 | 0 | 3.9055 | 0 | 0 | 0 | 2.0172 | 0 | 5.0981 | 5.098 | 1.3188 | 38.8692 | 1.3567 | 3.3824 | 0 | 0.033193 | -0.68089 | 0.78408 | 0.19745 | 0 | 30.3941 | 20.4251 | -1.0444 | 0 | 0.5984 | 0 | 1.8521 | 0.1583
2025_02_26 Hr 12 | 0.63577 | 5.9103e-05 | 0 | 0.19297 | 0.19026 | 0.19473 | 0.20151 | 0.20283 | 0.20667 | 0 | 0 | 0.0031592 | 0.27 | 0.022065 | 1.4928 | 1.4928 | 10.9053 | 0.72982 | 0.003788 | 0.0058432 | 0.0073552 | 0 | 0 | 0.074695 | 0.014972 | 1.2796 | 0.47126 | 9.9156 | 2.2791 | 1.197 | 0.59632 | 0.89806 | 0 | 0 | 0 | 0 | -31.2611 | 0.062055 | 0 | 0 | 0 | -0.36565 | 0 | 0 | 0 | 0 | 0 | 0 | 0 | 0 | 3.9055 | 0 | 0 | 0 | 2.0172 | 0 | 5.1081 | 5.1081 | 1.3188 | 38.8894 | 1.3567 | 3.3824 | 0 | 0.033193 | -0.63577 | 0.78408 | 0.19745 | 0 | 27.1041 | 20.4772 | -1.0014 | 0 | 0.5984 | 0 | 1.8521 | 0.15805
2025_02_26 Hr 13 | 0.63577 | 5.1322e-05 | 0 | 0.19297 | 0.19026 | 0.19473 | 0.20151 | 0.20283 | 0.20667 | 0 | 0 | 0.0031592 | 0.6 | 0.046733 | 1.4928 | 1.4928 | 10.9053 | 0.72982 | 0.003788 | 0.0058432 | 0.0073552 | 0 | 0 | 0.074695 | 0.014972 | 1.2779 | 0.47126 | 9.9156 | 2.2791 | 1.197 | 0.59632 | 0.89806 | 0 | 0 | 0 | 0 | -29.9446 | 0.062055 | 0 | 0 | 0 | -0.3484 | 0 | 0 | 0 | 0 | 0 | 0 | 0 | 0 | 4.1741 | 0 | 0 | 0 | 2.0172 | 0 | 4.9004 | 4.9004 | 1.3188 | 38.4723 | 1.3567 | 3.3824 | 0 | 0.033193 | -0.63577 | 0.78408 | 0.19745 | 0 | 28.6433 | 21.0998 | -0.98417 | 0 | 0.5984 | 0 | 1.8521 | 0.15739
2025_02_26 Hr 14 | 0.72208 | 0.00034431 | 0 | 0.19297 | 0.19026 | 0.19473 | 0.20151 | 0.20283 | 0.20667 | 0 | 0 | 0.0031592 | 1.05 | 0.07233 | 1.4928 | 1.4928 | 10.9053 | 0.669 | 0.003788 | 0.0058432 | 0.0073552 | 0 | 0 | 0.074695 | 0.014972 | 1.2545 | 0.47126 | 9.9156 | 2.2791 | 1.0973 | 0.59632 | 0.89806 | 0 | 0 | 0 | 0 | -27.2342 | 0.062055 | 0 | 0 | 0 | -0.30789 | 0 | 0 | 0 | 0 | 0 | 0 | 0 | 0 | 3.9709 | 0 | 0 | 0 | 2.0172 | 0 | 4.7555 | 4.7554 | 1.3188 | 37.9984 | 1.3567 | 3.3824 | 0 | 0.033193 | -0.72208 | 0.78408 | 0.19745 | 0 | 31.1927 | 21.4584 | -1.03 | 0 | 0.5984 | 0 | 1.8521 | 0.15711
2025_02_26 Hr 15 | 0.72557 | 0.000593 | 0 | 0.19297 | 0.19026 | 0.19473 | 0.20151 | 0.20283 | 0.20667 | 0 | 0 | 0.0031592 | 1.41 | 0.10771 | 1.4928 | 1.4928 | 10.5344 | 0.42573 | 0.003788 | 0.0058432 | 0.0073552 | 0 | 0 | 0.074695 | 0.014972 | 1.2193 | 0.47126 | 9.8374 | 2.2791 | 0.69826 | 0.59074 | 0.89806 | 0 | 0 | 0 | 0 | -30.5146 | 0.062055 | 0 | 0 | 0 | -0.34167 | 0 | 0 | 0 | 0 | 0 | 0 | 0 | 0 | 3.9709 | 0 | 0 | 0 | 2.0172 | 0 | 4.6653 | 4.6653 | 1.593 | 36.6915 | 1.3567 | 3.3824 | 0 | 0.033193 | -0.72557 | 0.78408 | 0.19745 | 0 | 27.2355 | 22.1258 | -1.0672 | 0 | 0.5984 | 0 | 1.8521 | 0.15673
2025_02_26 Hr 16 | 0.61289 | 0.00044381 | 0 | 0.19297 | 0.19026 | 0.19473 | 0.20151 | 0.20283 | 0.20667 | 0 | 0 | 0.0031592 | 1.5 | 0.10434 | 1.4928 | 1.4928 | 10.5344 | 0.48655 | 0.003788 | 0.0058432 | 0.0073552 | 0 | 0 | 0.074695 | 0.014972 | 1.1875 | 0.47126 | 9.6221 | 2.2791 | 0.69826 | 0.5754 | 0.89806 | 0 | 0 | 0 | 0 | -26.7074 | 0.062055 | 0 | 0 | 0 | -0.31091 | 0 | 0 | 0 | 0 | 0 | 0 | 0 | 0 | 4.1741 | 0 | 0 | 0 | 2.0172 | 0 | 4.6177 | 4.6177 | 1.4407 | 36.4101 | 1.3567 | 3.3824 | 0 | 0.033193 | -0.61289 | 0.78408 | 0.19745 | 0 | 30.9141 | 22.1352 | -0.9238 | 0 | 0.5984 | 0 | 1.8521 | 0.15675
2025_02_26 Hr 17 | 0.1586 | 0.00016494 | 0 | 0.19297 | 0.19026 | 0.19473 | 0.20151 | 0.20283 | 0.20667 | 0 | 0 | 0.0031592 | 1.53 | 0.094025 | 1.4928 | 1.4928 | 10.9053 | 0.72982 | 0.003788 | 0.0058432 | 0.0073552 | 0 | 0 | 0.074695 | 0.014972 | 1.2444 | 0.47126 | 9.9156 | 2.2791 | 1.197 | 0.59632 | 0.89806 | 0 | 0 | 0 | 0 | -25.5314 | 0.062055 | 0 | 0 | 0 | -0.27445 | 0 | 0 | 0 | 0 | 0 | 0 | 0 | 0 | 4.1741 | 0 | 0 | 0 | 2.0172 | 0 | 4.6228 | 4.6227 | 1.8629 | 37.8835 | 1.3567 | 3.3824 | 0 | 0.033193 | -0.1586 | 0.78408 | 0.19745 | 0 | 34.0629 | 22.1439 | -0.43304 | 0 | 0.5984 | 0 | 1.8521 | 0.15722
2025_02_26 Hr 18 | 0.090742 | 1.2466e-05 | 0 | 0.19297 | 0.19026 | 0.19473 | 0.20151 | 0.20283 | 0.20667 | 0 | 0 | 0.0031592 | 1.5 | 0.10577 | 1.4928 | 1.4928 | 10.9053 | 0.72982 | 0.003788 | 0.0058432 | 0.0073552 | 0 | 0 | 0.074695 | 0.014972 | 1.2796 | 0.47126 | 9.9156 | 2.2791 | 1.197 | 0.59632 | 0.89806 | 0 | 0 | 0 | 0 | -33.2242 | 0.062055 | 0 | 0 | 0 | -0.31521 | 0 | 0 | 0 | 0 | 0 | 0 | 0 | 0 | 4.5879 | 0 | 0 | 0 | 2.0172 | 0 | 5.1456 | 5.1456 | 2.3112 | 38.9644 | 1.3567 | 3.3824 | 0 | 0.033193 | -0.090742 | 0.78408 | 0.19745 | 0 | 28.255 | 22.9208 | -0.40595 | 0 | 0.5984 | 0 | 1.8521 | 0.15829
2025_02_26 Hr 19 | 0 | 0 | 0 | 0.19297 | 0.19026 | 0.19473 | 0.20151 | 0.20283 | 0.20667 | 0 | 0 | 0.0031592 | 1.26 | 0.10389 | 1.4928 | 1.4928 | 10.9053 | 0.72982 | 0.003788 | 0.0058432 | 0.0073552 | 0 | 0 | 0.074695 | 0.014972 | 1.2796 | 0 | 9.9156 | 2.2791 | 1.197 | 0.59632 | 0.89806 | 0 | 0 | 0 | 0 | -38.667 | 0.062055 | 0 | 0 | 0 | -0.36894 | 0 | 0 | 0 | 0 | 0 | 0 | 0 | 0 | 4.3121 | 0 | 0 | 0 | 2.0172 | 0 | 5.1456 | 5.1456 | 1.8324 | 38.4931 | 1.3567 | 3.3824 | 0 | 0.033193 | 0 | 0.78408 | 0.19745 | 0 | 21.2918 | 21.8346 | -0.36894 | 0 | 0.5984 | 0 | 1.8521 | 0.15938
2025_02_26 Hr 20 | 0 | 0 | 0 | 0.19297 | 0.19026 | 0.19473 | 0.20151 | 0.20283 | 0.20667 | 0 | 0 | 0.0031592 | 1.32 | 0.073572 | 1.4928 | 1.4928 | 10.9053 | 0.72982 | 0.003788 | 0.0058432 | 0.0073552 | 0 | 0 | 0.074695 | 0.014972 | 1.146 | 0 | 9.9156 | 2.2791 | 1.197 | 0.59632 | 0.89806 | 0 | 0 | 0 | 0 | -21.9717 | 0.062055 | 0 | 0 | 0 | -0.24871 | 0 | 0 | 0 | 0 | 0 | 0 | 0 | 0 | 4.45 | 0 | 0 | 0 | 2.0172 | 0 | 4.1849 | 4.1849 | 1.6496 | 36.4382 | 1.3567 | 3.3824 | 0 | 0.033193 | 0 | 0.78408 | 0.19745 | 0 | 36.0361 | 21.8184 | -0.24871 | 0 | 0.5984 | 0 | 1.8521 | 0.15833
2025_02_26 Hr 21 | 0 | 0 | 0 | 0.19297 | 0.19026 | 0.19473 | 0.20151 | 0.20283 | 0.20667 | 0 | 0 | 0.0031592 | 1.14 | 0.067906 | 1.4928 | 1.4928 | 10.9053 | 0.72982 | 0.003788 | 0.0058432 | 0.0073552 | 0 | 0 | 0.074695 | 0.014972 | 0.60874 | 0 | 9.9156 | 2.2791 | 1.197 | 0.59632 | 0.89806 | 0 | 0 | 0 | 0 | -17.8926 | 0.062055 | 0 | 0 | 0 | -0.26595 | 0 | 0 | 0 | 0 | 0 | 0 | 0 | 0 | 3.2885 | 0 | 0 | 0 | 2.0172 | 0 | 4.3775 | 4.3775 | 1.5016 | 36.2861 | 1.3567 | 3.3824 | 0 | 0.033193 | 0 | 0.78408 | 0.19745 | 0 | 38.4494 | 20.3219 | -0.26595 | 0 | 0.5984 | 0 | 1.8521 | 0.15697
2025_02_26 Hr 22 | 0 | 0 | 0 | 0.19297 | 0.19026 | 0.19473 | 0.20151 | 0.20283 | 0.20667 | 0 | 0 | 0.0031592 | 1.02 | 0.075462 | 1.4928 | 1.4928 | 10.9053 | 0.72982 | 0.003788 | 0.0058432 | 0.0073552 | 0 | 0 | 0.074695 | 0.014972 | 1.0493 | 0 | 9.9156 | 2.2791 | 1.197 | 0.59632 | 0.89806 | 0 | 0 | 0 | 0 | -24.4268 | 0.062055 | 0 | 0 | 0 | -0.33082 | 0 | 0 | 0 | 0 | 0 | 0 | 0 | 0 | 3.0126 | 0 | 0 | 0 | 2.0172 | 0 | 5.098 | 5.098 | 1.9194 | 38.1677 | 1.3567 | 3.3824 | 0 | 0.033193 | 0 | 0.78408 | 0.19745 | 0 | 33.76 | 20.35 | -0.33082 | 0 | 0.5984 | 0 | 1.8521 | 0.15554
2025_02_26 Hr 23 | 0 | 0 | 0 | 0.19297 | 0.19026 | 0.19473 | 0.20151 | 0.20283 | 0.20667 | 0 | 0 | 0.0031592 | 1.05 | 0.080778 | 1.4928 | 1.4928 | 10.9897 | 0.73078 | 0.003788 | 0.0058432 | 0.0073552 | 0 | 0 | 0.074695 | 0.014972 | 1.2624 | 0 | 9.9663 | 2.2791 | 0 | 0.60107 | 0.89806 | 0 | 0 | 0 | 0 | -25.3761 | 0.062055 | 0 | 0 | 0 | -0.34409 | 0 | 0 | 0 | 0 | 0 | 0 | 0 | 0 | 3.0126 | 0 | 0 | 0 | 2.0172 | 0 | 5.1851 | 5.1851 | 2.1327 | 37.494 | 1.3567 | 3.3824 | 0 | 0.033193 | 0 | 0.78408 | 0.19745 | 0 | 32.3755 | 20.6018 | -0.34409 | 0 | 0.5984 | 0 | 1.8521 | 0.15399
2025_02_26 Hr 24 | 0 | 0 | 0 | 0.19297 | 0.19026 | 0.19473 | 0.20151 | 0.20283 | 0.20667 | 0 | 0 | 0.0031592 | 1.02 | 0.073444 | 1.4928 | 1.4928 | 10.9897 | 0.73078 | 0.003788 | 0.0058432 | 0.0073552 | 0 | 0 | 0.074695 | 0.014972 | 1.2796 | 0 | 9.9663 | 2.2791 | 0 | 0.60107 | 0.89806 | 0 | 0 | 0 | 0 | -23.912 | 0.062055 | 0 | 0.2083 | 0 | -0.32192 | 0 | 0 | 0 | 0 | 0 | 0 | 0 | 0 | 3.0126 | 0 | 0 | 0 | 2.0172 | 0 | 5.1851 | 5.1851 | 1.8019 | 37.5112 | 1.3567 | 3.3824 | 0 | 0.033193 | 0 | 0.78408 | 0.19745 | 0 | 33.5094 | 20.2321 | -0.32192 | 0 | 0.5984 | 0 | 1.8521 | 0.15242
2025_02_27 Hr 01 | 0 | 0 | 0 | 0.24145 | 0.23806 | 0.24364 | 0.25213 | 0.25378 | 0 | 0 | 0 | 0.0031592 | 0.93 | 0.069223 | 1.4928 | 1.4928 | 13.7489 | 0.91426 | 0.003788 | 0.0058432 | 0.0073552 | 0 | 0 | 0.074695 | 0.014972 | 1.2796 | 0 | 12.47 | 2.2791 | 0 | 0.60107 | 0.89806 | 0 | 0 | 0 | 0 | -14.4828 | 0.062055 | 0 | 0.2241 | 0 | -0.33285 | 0 | 0 | 0 | 0 | 0 | 0 | 0 | 0 | 3.1506 | 0 | 0 | 0 | 2.0172 | 0 | 0 | 0 | 1.7715 | 32.6274 | 1.3567 | 3.3824 | 0 | 0.033193 | 0 | 0.78408 | 0.19745 | 0 | 38.0564 | 20.2447 | -0.33285 | 0 | 0.5984 | 0 | 1.8521 | 0.15175
2025_02_27 Hr 02 | 0 | 0 | 0 | 0.24145 | 0.23806 | 0.24364 | 0.25213 | 0 | 0 | 0 | 0 | 0.0031592 | 0.99 | 0.06935 | 1.4928 | 1.4928 | 13.7489 | 0 | 0.003788 | 0.0058432 | 0.0073552 | 0 | 0 | 0.074695 | 0.014972 | 1.2796 | 0 | 12.47 | 2.2791 | 0 | 0.60107 | 0.89806 | 0 | 0 | 0 | 0 | -12.9819 | 0.062055 | 0 | 0.21165 | 0 | -0.31313 | 0 | 0 | 0 | 0 | 0 | 0 | 0 | 0 | 3.3538 | 0 | 0 | 0 | 2.0172 | 0 | 0 | 0 | 1.8324 | 31.4594 | 1.3567 | 3.3824 | 0 | 0.033193 | 0 | 0.78408 | 0.19745 | 0 | 38.733 | 20.5688 | -0.31313 | 0 | 0.5984 | 0 | 1.8521 | 0.15153
2025_02_27 Hr 03 | 0 | 0 | 0 | 0.24145 | 0.23806 | 0.24364 | 0.25213 | 0 | 0 | 0 | 0 | 0.0031592 | 1.14 | 0.089849 | 1.4928 | 1.4928 | 13.7489 | 0.91426 | 0.003788 | 0.0058432 | 0.0073552 | 0 | 0 | 0.074695 | 0.014972 | 1.2796 | 0 | 12.47 | 2.2791 | 0 | 0.60107 | 0.89806 | 0 | 0 | 0 | 0 | -17.1795 | 0.062055 | 0 | 0.23813 | 0 | -0.35257 | 0 | 0 | 0 | 0 | 0 | 0 | 0 | 0 | 3.2885 | 0 | 0 | 0 | 2.0172 | 0 | 0 | 0 | 1.4102 | 32.3736 | 1.3567 | 3.3824 | 0 | 0.033193 | 0 | 0.78408 | 0.19745 | 0 | 35.0934 | 20.2519 | -0.35257 | 0 | 0.5984 | 0 | 1.8521 | 0.15169
2025_02_27 Hr 04 | 0 | 0 | 0 | 0.24145 | 0.23806 | 0.24364 | 0.25213 | 0 | 0 | 0 | 0 | 0.0031592 | 1.59 | 0.14622 | 1.4928 | 1.4928 | 13.7489 | 0.91426 | 0.003788 | 0.0058432 | 0.0073552 | 0 | 0 | 0.074695 | 0.014972 | 1.2796 | 0 | 12.47 | 2.2791 | 0 | 0.60107 | 0.89806 | 0 | 0 | 0 | 0 | -22.1305 | 0.062055 | 0 | 0.011824 | 0 | -0.41174 | 0 | 0 | 0 | 0 | 0 | 0 | 0 | 0 | 3.2885 | 0 | 0 | 0 | 2.0172 | 0 | 0 | 0 | 1.593 | 32.3736 | 1.3567 | 3.3824 | 0 | 0.033193 | 0 | 0.78408 | 0.19745 | 0 | 30.7727 | 20.9413 | -0.41174 | 0 | 0.5984 | 0 | 1.8521 | 0.15192
2025_02_27 Hr 05 | 0 | 0 | 0 | 0.24145 | 0.23806 | 0.24364 | 0.25213 | 0 | 0.25859 | 0 | 0 | 0.0031592 | 1.35 | 0.12711 | 1.4928 | 1.4928 | 13.7489 | 0.91426 | 0.003788 | 0.0058432 | 0.0073552 | 0 | 0 | 0.074695 | 0.014972 | 1.2796 | 0 | 12.47 | 2.2791 | 0 | 0.60107 | 0.89806 | 0 | 0 | 0 | 0 | -21.574 | 0.062055 | 0 | 0.011097 | 0 | -0.4216 | 0 | 0 | 0 | 0 | 0 | 0 | 0 | 0 | 3.3538 | 0 | 0 | 0 | 2.0172 | 0 | 0 | 0 | 1.7715 | 32.6322 | 1.3567 | 3.3824 | 0 | 0.033193 | 0 | 0.78408 | 0.19745 | 0 | 31.5639 | 20.9272 | -0.4216 | 0 | 0.5984 | 0 | 1.8521 | 0.15314
2025_02_27 Hr 06 | 0 | 0 | 0 | 0.24145 | 0.23806 | 0.24364 | 0.25213 | 0.25378 | 0.25859 | 0 | 0 | 0.0031592 | 1.38 | 0.16208 | 1.4928 | 1.4928 | 13.7489 | 0.91426 | 0.003788 | 0.0058432 | 0.0073552 | 0 | 0 | 0.074695 | 0.014972 | 1.2796 | 0 | 12.47 | 2.2791 | 1.4977 | 0.60107 | 0.89806 | 0 | 0 | 0 | 0 | -31.996 | 0.062055 | 0 | 0.012584 | 0 | -0.52641 | 0 | 0 | 0 | 0 | 0 | 0 | 0 | 0 | 3.9709 | 0 | 0 | 0 | 2.0172 | 0 | 0 | 0 | 2.1327 | 34.3837 | 1.3567 | 3.3824 | 0 | 0.033193 | 0 | 0.78408 | 0.19745 | 0 | 23.8335 | 21.9721 | -0.52641 | 0 | 0.5984 | 0 | 1.8521 | 0.15482
2025_02_27 Hr 07 | 0 | 0 | 0 | 0.24145 | 0.23806 | 0.24364 | 0.25213 | 0.25378 | 0.25859 | 0 | 0 | 0.0031592 | 1.32 | 0.16233 | 1.4928 | 1.4928 | 13.6433 | 0.91306 | 0.003788 | 0.0058432 | 0.0073552 | 0 | 0 | 0.074695 | 0.014972 | 1.2796 | 0.24771 | 12.4066 | 2.2791 | 1.4977 | 0.59632 | 0.89806 | 0 | 0 | 0 | 0 | -36.647 | 0.062055 | 0 | 0.013176 | 0 | -0.55131 | 0 | 0 | 0 | 0 | 0 | 0 | 0 | 0 | 4.9291 | 0 | 0 | 0 | 2.0172 | 0 | 0 | 0 | 1.593 | 34.3115 | 1.3567 | 3.3824 | 0 | 0.033193 | 0 | 0.78408 | 0.19745 | 0 | 19.442 | 22.3288 | -0.55131 | 0 | 0.5984 | 0 | 1.8521 | 0.15749
2025_02_27 Hr 08 | 0.18141 | 0 | 0 | 0.24145 | 0.23806 | 0.24364 | 0.25213 | 0.25378 | 0.25859 | 0 | 0 | 0.0031592 | 1.5 | 0.19249 | 1.4928 | 1.4928 | 13.6433 | 0.91306 | 0.003788 | 0.0058432 | 0.0073552 | 0 | 0 | 0.074695 | 0.014972 | 1.2796 | 0.34578 | 12.4066 | 2.2791 | 1.4977 | 0.59632 | 0.89806 | 0 | 0 | 0 | 0 | -35.3506 | 0.062055 | 0 | 0.01375 | 0 | -0.57538 | 0 | 0 | 0 | 0 | 0 | 0 | 0 | 0 | 5.205 | 0 | 0 | 0 | 2.0172 | 0 | 0 | 0 | 1.2622 | 34.4096 | 1.3567 | 3.3824 | 0 | 0.033193 | -0.18141 | 0.78408 | 0.19745 | 0 | 20.9685 | 22.6663 | -0.75679 | 0 | 0.5984 | 0 | 1.8521 | 0.15829
2025_02_27 Hr 09 | 0.40859 | 0 | 0 | 0.24145 | 0.23806 | 0.24364 | 0.25213 | 0.25378 | 0.25859 | 0 | 0 | 0.0031592 | 1.59 | 0.19852 | 1.4928 | 1.4928 | 13.6433 | 0.91306 | 0.003788 | 0.0058432 | 0.0073552 | 0 | 0 | 0.074695 | 0.014972 | 1.2796 | 0 | 12.4066 | 2.2791 | 1.4977 | 0.59632 | 0.89806 | 0 | 0 | 0 | 0 | -50.0021 | 0.062055 | 0 | 0 | 0 | -0.55976 | 0 | 0 | 0 | 0 | 0 | 0 | 0 | 0 | 5.067 | 0 | 0 | 0 | 2.0172 | 0 | 8.0416 | 8.0415 | 1.1708 | 46.7706 | 1.3567 | 3.3824 | 0 | 0.033193 | -0.40859 | 0.78408 | 0.19745 | 0 | 18.5603 | 22.7602 | -0.96835 | 0 | 0.5984 | 0 | 1.8521 | 0.1583
2025_02_27 Hr 10 | 0.40874 | 3.2378e-05 | 0 | 0.24145 | 0.23806 | 0.24364 | 0.25213 | 0.25378 | 0.25859 | 0 | 0 | 0.0031592 | 1.02 | 0.11416 | 1.4928 | 1.4928 | 13.6433 | 0.91306 | 0.003788 | 0.0058432 | 0.0073552 | 0 | 0 | 0.074695 | 0.014972 | 1.2796 | 0.19871 | 12.4066 | 2.2791 | 1.4977 | 0.59632 | 0.89806 | 0 | 0 | 0 | 0 | -43.5849 | 0.062055 | 0 | 0 | 0 | -0.50156 | 0 | 0 | 0 | 0 | 0 | 0 | 0 | 0 | 4.9291 | 0 | 0 | 0 | 2.0172 | 0 | 6.4383 | 6.4383 | 1.8019 | 47.1391 | 1.3567 | 3.3824 | 0 | 0.033193 | -0.40874 | 0.78408 | 0.19745 | 0 | 25.2426 | 22.5988 | -0.9103 | 0 | 0.5984 | 0 | 1.8521 | 0.15792
2025_02_27 Hr 11 | 0.52215 | 8.3637e-05 | 0 | 0.24145 | 0.23806 | 0.24364 | 0.25213 | 0.25378 | 0.25859 | 0 | 0 | 0.0031592 | 0.69 | 0.067751 | 1.4928 | 1.4928 | 13.6433 | 0.91306 | 0.003788 | 0.0058432 | 0.0073552 | 0 | 0 | 0.074695 | 0.014972 | 1.2796 | 0 | 12.4066 | 2.2791 | 1.4977 | 0.59632 | 0.89806 | 0 | 0 | 0 | 0 | -31.1281 | 0.062055 | 0 | 0 | 0 | -0.43975 | 0 | 0 | 0 | 0 | 0 | 0 | 0 | 0 | 5.4808 | 0 | 0 | 0 | 2.0172 | 0 | 6.4383 | 6.4383 | 1.7715 | 47.09 | 1.3567 | 3.3824 | 0 | 0.033193 | -0.52215 | 0.78408 | 0.19745 | 0 | 37.8562 | 22.8562 | -0.9619 | 0 | 0.5984 | 0 | 1.8521 | 0.157
2025_02_27 Hr 12 | 0.56734 | 0.00015829 | 0 | 0.24145 | 0.23806 | 0.24364 | 0.25213 | 0.25378 | 0.25859 | 0 | 0 | 0.0031592 | 0.36 | 0.033138 | 1.4928 | 1.4928 | 13.6433 | 0.91306 | 0.003788 | 0.0058432 | 0.0073552 | 0 | 0 | 0.074695 | 0.014972 | 1.2796 | 0 | 12.4066 | 2.2791 | 1.4977 | 0.59632 | 0.89806 | 0 | 0 | 0 | 0 | -28.7045 | 0.062055 | 0 | 0 | 0 | -0.41212 | 0 | 0 | 0 | 0 | 0 | 0 | 0 | 0 | 5.4082 | 0 | 0 | 0 | 2.0172 | 0 | 6.1504 | 6.1504 | 1.889 | 46.5143 | 1.3567 | 3.3824 | 0 | 0.033193 | -0.56734 | 0.78408 | 0.19745 | 0 | 39.4118 | 22.5814 | -0.97946 | 0 | 0.5984 | 0 | 1.8521 | 0.15666
2025_02_27 Hr 13 | 0.61296 | 0.00010916 | 0 | 0.24145 | 0.23806 | 0.24364 | 0.25213 | 0.25378 | 0.25859 | 0 | 0 | 0.0031592 | 0.18 | 0.015476 | 1.4928 | 1.4928 | 13.6433 | 0.91306 | 0.003788 | 0.0058432 | 0.0073552 | 0 | 0 | 0.074695 | 0.014972 | 1.2796 | 0.19867 | 12.4066 | 2.2791 | 1.3729 | 0.59632 | 0.89806 | 0 | 0 | 0 | 0 | -24.7252 | 0.062055 | 0 | 0 | 0 | -0.38481 | 0 | 0 | 0 | 0 | 0 | 0 | 0 | 0 | 5.205 | 0 | 0 | 0 | 2.0172 | 0 | 5.8969 | 5.8968 | 1.8629 | 45.9314 | 1.3567 | 3.3824 | 0 | 0.033193 | -0.61296 | 0.78408 | 0.19745 | 0 | 42.408 | 22.1996 | -0.99777 | 0 | 0.5984 | 0 | 1.8521 | 0.15633
2025_02_27 Hr 14 | 0.49941 | 8.8215e-05 | 0 | 0.24145 | 0.23806 | 0.24364 | 0.25213 | 0.25378 | 0.25859 | 0 | 0 | 0.0031592 | 0.15 | 0.012108 | 1.4928 | 1.4928 | 13.6433 | 0.76088 | 0.003788 | 0.0058432 | 0.0073552 | 0 | 0 | 0.074695 | 0.014972 | 1.2779 | 0 | 12.4066 | 2.2791 | 1.2481 | 0.59632 | 0.89806 | 0 | 0 | 0 | 0 | -23.3538 | 0.062055 | 0 | 0 | 0 | -0.36114 | 0 | 0 | 0 | 0 | 0 | 0 | 0 | 0 | 5.2703 | 0 | 0 | 0 | 2.0172 | 0 | 5.9501 | 5.9501 | 1.6496 | 45.7101 | 1.3567 | 3.3824 | 0 | 0.033193 | -0.49941 | 0.78408 | 0.19745 | 0 | 43.4002 | 21.9045 | -0.86055 | 0 | 0.5984 | 0 | 1.8521 | 0.15608
2025_02_27 Hr 15 | 0.52229 | 7.4406e-05 | 0 | 0.24145 | 0.23806 | 0.24364 | 0.25213 | 0.25378 | 0.25859 | 0 | 0 | 0.0031592 | 0.09 | 0.0075759 | 1.4928 | 1.4928 | 13.1793 | 0.53262 | 0.003788 | 0.0058432 | 0.0073552 | 0 | 0 | 0.074695 | 0.014972 | 1.2327 | 0.24774 | 12.0393 | 2.2791 | 0.87367 | 0.5754 | 0.89806 | 0 | 0 | 0 | 0 | -25.7652 | 0.062055 | 0 | 0 | 0 | -0.37669 | 0 | 0 | 0 | 0 | 0 | 0 | 0 | 0 | 5.205 | 0 | 0 | 0 | 2.0172 | 0 | 5.7435 | 5.7434 | 1.9804 | 43.9159 | 1.3567 | 3.3824 | 0 | 0.033193 | -0.52229 | 0.78408 | 0.19745 | 0 | 39.3584 | 22.1068 | -0.89899 | 0 | 0.5984 | 0 | 1.8521 | 0.15548
2025_02_27 Hr 16 | 0.29576 | 4.1291e-05 | 0 | 0.24145 | 0.23806 | 0.24364 | 0.25213 | 0.25378 | 0.25859 | 0 | 0 | 0.0031592 | 0.09 | 0.007459 | 1.4928 | 1.4928 | 13.1793 | 0.60871 | 0.003788 | 0.0058432 | 0.0073552 | 0 | 0 | 0.074695 | 0.014972 | 1.2327 | 0.24771 | 12.1617 | 2.2791 | 0.99848 | 0.58237 | 0.89806 | 0 | 0 | 0 | 0 | -23.5145 | 0.062055 | 0 | 0 | 0 | -0.37085 | 0 | 0 | 0 | 0 | 0 | 0 | 0 | 0 | 4.7912 | 0 | 0 | 0 | 2.0172 | 0 | 5.7777 | 5.7777 | 0.99236 | 44.3077 | 1.3567 | 3.3824 | 0 | 0.033193 | -0.29576 | 0.78408 | 0.19745 | 0 | 40.6118 | 20.4852 | -0.66662 | 0 | 0.5984 | 0 | 1.8521 | 0.15547
2025_02_27 Hr 17 | 0.067857 | 2.7612e-05 | 0 | 0.24145 | 0.23806 | 0.24364 | 0.25213 | 0.25378 | 0.25859 | 0 | 0 | 0.0031592 | 0.12 | 0.0093712 | 1.4928 | 1.4928 | 13.6433 | 0.91306 | 0.003788 | 0.0058432 | 0.0073552 | 0 | 0 | 0.074695 | 0.014972 | 1.2796 | 0.58843 | 12.4066 | 2.2791 | 1.4977 | 0.59632 | 0.89806 | 0 | 0 | 0 | 0 | -27.0495 | 0.062055 | 0 | 0 | 0 | -0.34932 | 0 | 0 | 0 | 0 | 0 | 0 | 0 | 0 | 4.5226 | 0 | 0 | 0 | 2.0172 | 0 | 5.9375 | 5.9374 | 0.77909 | 46.6768 | 1.3567 | 3.3824 | 0 | 0.033193 | -0.067857 | 0.78408 | 0.19745 | 0 | 39.0323 | 19.8222 | -0.41718 | 0 | 0.5984 | 0 | 1.8521 | 0.15636
2025_02_27 Hr 18 | 0.090742 | 3.2887e-06 | 0 | 0.24145 | 0.23806 | 0.24364 | 0.25213 | 0.25378 | 0.25859 | 0 | 0 | 0.0031592 | 0.18 | 0.018417 | 1.4928 | 1.4928 | 13.6433 | 0.91306 | 0.003788 | 0.0058432 | 0.0073552 | 0 | 0 | 0.074695 | 0.014972 | 1.2796 | 0.58843 | 12.4066 | 2.2791 | 1.4977 | 0.59632 | 0.89806 | 0 | 0 | 0 | 0 | -43.5069 | 0.062055 | 0 | 0 | 0 | -0.45832 | 0 | 0 | 0 | 0 | 0 | 0 | 0 | 0 | 4.2467 | 0 | 0 | 0 | 2.0172 | 0 | 6.4383 | 6.4383 | 1.3493 | 47.6784 | 1.3567 | 3.3824 | 0 | 0.033193 | -0.090742 | 0.78408 | 0.19745 | 0 | 23.8321 | 20.2096 | -0.54906 | 0 | 0.5984 | 0 | 1.8521 | 0.15755
2025_02_27 Hr 19 | 0 | 0 | 0 | 0.24145 | 0.23806 | 0.24364 | 0.25213 | 0.25378 | 0.25859 | 0 | 0 | 0.0031592 | 0.18 | 0.019421 | 1.4928 | 1.4928 | 13.6433 | 0.91306 | 0.003788 | 0.0058432 | 0.0073552 | 0 | 0 | 0.074695 | 0.014972 | 1.2796 | 0.58843 | 12.4066 | 2.2791 | 1.4977 | 0.59632 | 0.89806 | 0 | 0 | 0 | 0 | -49.6275 | 0.062055 | 0 | 0 | 0 | -0.48342 | 0 | 0 | 0 | 0 | 0 | 0 | 0 | 0 | 3.9055 | 0 | 0 | 0 | 2.0172 | 0 | 6.4383 | 6.4383 | 1.9499 | 47.6784 | 1.3567 | 3.3824 | 0 | 0.033193 | 0 | 0.78408 | 0.19745 | 0 | 17.9476 | 20.3802 | -0.48342 | 0 | 0.5984 | 0 | 1.8521 | 0.15842
2025_02_27 Hr 20 | 0 | 0 | 0 | 0.24145 | 0.23806 | 0.24364 | 0.25213 | 0.25378 | 0.25859 | 0 | 0 | 0.0031592 | 0.27 | 0.03067 | 1.4928 | 1.4928 | 13.6433 | 0.91306 | 0.003788 | 0.0058432 | 0.0073552 | 0 | 0 | 0.074695 | 0.014972 | 1.2796 | 0.58843 | 12.4066 | 2.2791 | 1.4977 | 0.59632 | 0.89806 | 0 | 0 | 0 | 0 | -51.8444 | 0.062055 | 0 | 0 | 0 | -0.50907 | 0 | 0 | 0 | 0 | 0 | 0 | 0 | 0 | 3.5644 | 0 | 0 | 0 | 2.0172 | 0 | 6.4383 | 6.4383 | 1.889 | 47.6784 | 1.3567 | 3.3824 | 0 | 0.033193 | 0 | 0.78408 | 0.19745 | 0 | 15.4041 | 20.0791 | -0.50907 | 0 | 0.5984 | 0 | 1.8521 | 0.15824
2025_02_27 Hr 21 | 0 | 0 | 0 | 0.24145 | 0.23806 | 0.24364 | 0.25213 | 0.25378 | 0.25859 | 0 | 0 | 0.0031592 | 0.09 | 0.0085228 | 1.4928 | 1.4928 | 13.6433 | 0.91306 | 0.003788 | 0.0058432 | 0.0073552 | 0 | 0 | 0.074695 | 0.014972 | 1.2796 | 0.58843 | 12.4066 | 2.2791 | 1.4977 | 0.59632 | 0.89806 | 0 | 0 | 0 | 0 | -42.8508 | 0.062055 | 0 | 0 | 0 | -0.42404 | 0 | 0 | 0 | 0 | 0 | 0 | 0 | 0 | 4.1088 | 0 | 0 | 0 | 2.0172 | 0 | 6.4383 | 6.4383 | 1.741 | 47.6784 | 1.3567 | 3.3824 | 0 | 0.033193 | 0 | 0.78408 | 0.19745 | 0 | 24.6763 | 20.2727 | -0.42404 | 0 | 0.5984 | 0 | 1.8521 | 0.1575
2025_02_27 Hr 22 | 0 | 0 | 0 | 0.24145 | 0.23806 | 0.24364 | 0.25213 | 0.25378 | 0.25859 | 0 | 0 | 0.0031592 | 0.48 | 0.043107 | 1.4928 | 1.4928 | 13.6433 | 0.91306 | 0.003788 | 0.0058432 | 0.0073552 | 0 | 0 | 0.074695 | 0.014972 | 1.2796 | 0.58843 | 12.4066 | 2.2791 | 1.4977 | 0.59632 | 0.89806 | 0 | 0 | 0 | 0 | -41.4562 | 0.062055 | 0 | 0 | 0 | -0.40203 | 0 | 0 | 0 | 0 | 0 | 0 | 0 | 0 | 4.1741 | 0 | 0 | 0 | 2.0172 | 0 | 6.4383 | 6.4383 | 1.7105 | 47.6784 | 1.3567 | 3.3824 | 0 | 0.033193 | 0 | 0.78408 | 0.19745 | 0 | 26.5514 | 20.7311 | -0.40203 | 0 | 0.5984 | 0 | 1.8521 | 0.15646
2025_02_27 Hr 23 | 0 | 0 | 0 | 0.24145 | 0.23806 | 0.24364 | 0.25213 | 0.25378 | 0.25859 | 0 | 0 | 0.0031592 | 0.51 | 0.041108 | 1.4928 | 1.4928 | 13.7489 | 0.91426 | 0.003788 | 0.0058432 | 0.0073552 | 0 | 0 | 0.074695 | 0.014972 | 1.2796 | 0.58843 | 12.47 | 2.2791 | 1.4977 | 0.60107 | 0.89806 | 0 | 0 | 0 | 0 | -34.1475 | 0.062055 | 0 | 0 | 0 | -0.36062 | 0 | 0 | 0 | 0 | 0 | 0 | 0 | 0 | 4.5226 | 0 | 0 | 0 | 2.0172 | 0 | 5.9096 | 5.9096 | 1.5321 | 46.7914 | 1.3567 | 3.3824 | 0 | 0.033193 | 0 | 0.78408 | 0.19745 | 0 | 33.2154 | 20.9321 | -0.36062 | 0 | 0.5984 | 0 | 1.8521 | 0.15464
2025_02_27 Hr 24 | 0 | 0 | 0 | 0.24145 | 0.23806 | 0.24364 | 0.25213 | 0.25378 | 0.25859 | 0 | 0 | 0.0031592 | 1.05 | 0.090974 | 1.4928 | 1.4928 | 13.7489 | 0.91426 | 0.003788 | 0.0058432 | 0.0073552 | 0 | 0 | 0.074695 | 0.014972 | 1.2796 | 0.58843 | 12.47 | 2.2791 | 0 | 0.60107 | 0.89806 | 0 | 0 | 0 | 0 | -39.0272 | 0.062055 | 0 | 0 | 0 | -0.38779 | 0 | 0 | 0 | 0 | 0 | 0 | 0 | 0 | 4.5226 | 0 | 0 | 0 | 2.0172 | 0 | 6.4369 | 6.4368 | 1.2927 | 46.3481 | 1.3567 | 3.3824 | 0 | 0.033193 | 0 | 0.78408 | 0.19745 | 0 | 28.2151 | 21.282 | -0.38779 | 0 | 0.5984 | 0 | 1.8521 | 0.15406
2025_02_28 Hr 01 | 0 | 0 | 0 | 0.38355 | 0.37817 | 0.38704 | 0 | 0 | 0 | 0 | 0 | 0.0031592 | 0.96 | 0.080138 | 1.4928 | 1.4928 | 21.8375 | 0 | 0.003788 | 0.0058432 | 0.0073552 | 0 | 0 | 0.074695 | 0.014972 | 1.2796 | 0 | 19.8096 | 2.2791 | 0 | 0.60107 | 0.89806 | 0 | 0 | 0 | 0 | -19.8567 | 0.062055 | 0 | 0.011627 | 0 | -0.37355 | 0 | 0 | 0 | 0 | 0 | 0 | 0 | 0 | 4.3121 | 0 | 0 | 0 | 2.0172 | 0 | 0 | 0 | 1.4407 | 47.061 | 1.3567 | 3.3824 | 0 | 0.033193 | 0 | 0.78408 | 0.19745 | 0 | 47.9497 | 21.1189 | -0.37355 | 0 | 0.5984 | 0 | 1.8521 | 0.15436
2025_02_28 Hr 02 | 0 | 0 | 0 | 0.38355 | 0.37817 | 0 | 0 | 0 | 0 | 0 | 0 | 0.0031592 | 1.35 | 0.11226 | 1.4928 | 1.4928 | 21.8375 | 0 | 0.003788 | 0.0058432 | 0.0073552 | 0 | 0 | 0.074695 | 0.014972 | 1.2796 | 0 | 19.8096 | 2.2791 | 0 | 0.60107 | 0.89806 | 0 | 0 | 0 | 0 | -23.3719 | 0.062055 | 0 | 0.012473 | 0 | -0.37209 | 0 | 0 | 0 | 0 | 0 | 0 | 0 | 0 | 4.3121 | 0 | 0 | 0 | 2.0172 | 0 | 0 | 0 | 1.593 | 46.674 | 1.3567 | 3.3824 | 0 | 0.033193 | 0 | 0.78408 | 0.19745 | 0 | 44.6237 | 21.6937 | -0.37209 | 0 | 0.5984 | 0 | 1.8521 | 0.15471
2025_02_28 Hr 03 | 0 | 0 | 0 | 0 | 0.37817 | 0 | 0 | 0 | 0 | 0 | 0 | 0.0031592 | 1.41 | 0.11725 | 1.4928 | 1.4928 | 21.8375 | 0 | 0.003788 | 0.0058432 | 0.0073552 | 0 | 0 | 0.074695 | 0.014972 | 1.2796 | 0 | 19.8096 | 2.2791 | 0 | 0.60107 | 0.89806 | 0 | 0 | 0 | 0 | -27.4842 | 0.062055 | 0 | 0.013364 | 0 | -0.3721 | 0 | 0 | 0 | 0 | 0 | 0 | 0 | 0 | 3.9709 | 0 | 0 | 0 | 2.0172 | 0 | 0 | 0 | 2.1327 | 46.2904 | 1.3567 | 3.3824 | 0 | 0.033193 | 0 | 0.78408 | 0.19745 | 0 | 40.3914 | 21.9573 | -0.3721 | 0 | 0.5984 | 0 | 1.8521 | 0.15478
2025_02_28 Hr 04 | 0 | 0 | 0 | 0 | 0 | 0 | 0 | 0 | 0 | 0 | 0 | 0.0031592 | 1.38 | 0.11537 | 1.4928 | 1.4928 | 21.8375 | 0.36303 | 0.003788 | 0.0058432 | 0.0073552 | 0 | 0 | 0.074695 | 0.014972 | 1.2796 | 0 | 19.8096 | 2.2791 | 0.59481 | 0.60107 | 0.89806 | 0 | 0 | 0 | 0 | -28.8084 | 0.062055 | 0 | 0.014332 | 0 | -0.3741 | 0 | 0 | 0 | 0 | 0 | 0 | 0 | 0 | 3.9055 | 0 | 0 | 0 | 2.0172 | 0 | 0 | 0 | 2.3112 | 46.8701 | 1.3567 | 3.3824 | 0 | 0.033193 | 0 | 0.78408 | 0.19745 | 0 | 39.7261 | 22.0386 | -0.3741 | 0 | 0.5984 | 0 | 1.8521 | 0.15485
2025_02_28 Hr 05 | 0 | 0 | 0 | 0 | 0 | 0 | 0 | 0 | 0 | 0 | 0 | 0.0031592 | 1.17 | 0.095967 | 1.4928 | 1.4928 | 21.54 | 0.48404 | 0.003788 | 0.0058432 | 0.0073552 | 0 | 0 | 0.074695 | 0.014972 | 1.2796 | 0 | 19.8096 | 2.2791 | 0.79308 | 0.60107 | 0.89806 | 0 | 0 | 0 | 0 | -30.0222 | 0.062055 | 0 | 0.014061 | 0 | -0.36701 | 0 | 0 | 0 | 0 | 0 | 0 | 0 | 0 | 4.1088 | 0 | 0 | 0 | 2.0172 | 0 | 0 | 0 | 2.1893 | 46.8919 | 1.3567 | 3.3824 | 0 | 0.033193 | 0 | 0.78408 | 0.19745 | 0 | 38.3946 | 21.8918 | -0.36701 | 0 | 0.5984 | 0 | 1.8521 | 0.15611
2025_02_28 Hr 06 | 0 | 0 | 0 | 0 | 0 | 0 | 0 | 0 | 0 | 0 | 0 | 0.0031592 | 1.44 | 0.16606 | 1.4928 | 1.4928 | 21.8375 | 1.4521 | 0.003788 | 0.0058432 | 0.0073552 | 0 | 0 | 0.074695 | 0.014972 | 1.2796 | 0 | 19.8096 | 2.2791 | 2.3792 | 0.60107 | 0.89806 | 0 | 0 | 0 | 0 | -54.0015 | 0.062055 | 0 | 0.019769 | 0 | -0.51682 | 0 | 0 | 0 | 0 | 0 | 0 | 0 | 0 | 4.45 | 0 | 0 | 0 | 2.0172 | 0 | 0 | 0 | 2.5505 | 49.7436 | 1.3567 | 3.3824 | 0 | 0.033193 | 0 | 0.78408 | 0.19745 | 0 | 18.1618 | 22.9364 | -0.51682 | 0 | 0.5984 | 0 | 1.8521 | 0.15818
2025_02_28 Hr 07 | 0 | 0 | 0 | 0.031963 | 0 | 0.032254 | 0.033376 | 0.033596 | 0.034232 | 0 | 0 | 0.0031592 | 1.62 | 0.18415 | 1.4928 | 1.4928 | 20.3844 | 1.0877 | 0.003788 | 0.0058432 | 0.0073552 | 0 | 0 | 0.074695 | 0.014972 | 1.2796 | 0 | 19.7088 | 2.2791 | 1.7844 | 0.59632 | 0.89806 | 0 | 0 | 0 | 0 | -62.1093 | 0.062055 | 0 | 0.018662 | 0 | -0.50942 | 0 | 0 | 0 | 0 | 0 | 0 | 0 | 0 | 4.1741 | 0 | 0 | 0 | 2.0172 | 0 | 0 | 0 | 3.5124 | 47.3958 | 1.3567 | 3.3824 | 0 | 0.033193 | 0 | 0.78408 | 0.19745 | 0 | 8.5957 | 23.8187 | -0.50942 | 0 | 0.5984 | 0 | 1.8521 | 0.16102
2025_02_28 Hr 08 | 0.15853 | 0 | 0 | 0 | 0 | 0 | 0 | 0 | 0 | 0 | 0 | 0.0031592 | 1.98 | 0.1948 | 1.4928 | 1.4928 | 19.6436 | 0.96677 | 0.003788 | 0.0058432 | 0.0073552 | 0 | 0 | 0.074695 | 0.014972 | 1.2128 | 0 | 18.877 | 2.2791 | 1.5861 | 0.5665 | 0.89806 | 0 | 0 | 0 | 0 | -48.8227 | 0.062055 | 0 | 0.016866 | 0 | -0.44063 | 0 | 0 | 0 | 0 | 0 | 0 | 0 | 0 | 4.3121 | 0 | 0 | 0 | 2.0172 | 0 | 0 | 0 | 3.2426 | 45.2719 | 1.3567 | 3.3824 | 0 | 0.033193 | -0.15853 | 0.78408 | 0.19745 | 0 | 20.0371 | 24.1871 | -0.59916 | 0 | 0.5984 | 0 | 1.8521 | 0.162
2025_02_28 Hr 09 | 0.40859 | 0 | 0 | 0 | 0 | 0 | 0 | 0 | 0 | 0 | 0 | 0.0031592 | 1.68 | 0.14218 | 1.4928 | 1.4928 | 17.7895 | 0.48337 | 0.003788 | 0.0058432 | 0.0073552 | 0 | 0 | 0.074695 | 0.014972 | 0.86179 | 0 | 18.2424 | 2.2791 | 0.99131 | 0.54375 | 0.89806 | 0 | 0 | 0 | 0 | -26.9067 | 0.062055 | 0 | 0.014508 | 0 | -0.37874 | 0 | 0 | 0 | 0 | 0 | 0 | 0 | 0 | 4.2467 | 0 | 0 | 0 | 2.0172 | 0 | 0 | 0 | 3.1512 | 41.3539 | 1.3567 | 3.3824 | 0 | 0.033193 | -0.40859 | 0.78408 | 0.19745 | 0 | 37.5636 | 23.9037 | -0.78733 | 0 | 0.5984 | 0 | 1.8521 | 0.16063
2025_02_28 Hr 10 | 0.61289 | 3.1488e-05 | 0 | 0 | 0 | 0 | 0 | 0 | 0 | 0 | 0 | 0.0031592 | 0.87 | 0.068183 | 1.4928 | 1.4928 | 19.0949 | 0.36252 | 0.003788 | 0.0058432 | 0.0073552 | 0 | 0 | 0.074695 | 0.014972 | 1.2354 | 0 | 19.2929 | 2.2791 | 0.59477 | 0.58141 | 0.89806 | 0 | 0 | 0 | 0 | -20.6043 | 0.062055 | 0 | 0.013435 | 0 | -0.35057 | 0 | 0 | 0 | 0 | 0 | 0 | 0 | 0 | 3.9055 | 0 | 0 | 0 | 2.0172 | 0 | 0 | 0 | 2.7595 | 43.566 | 1.3567 | 3.3824 | 0 | 0.033193 | -0.61289 | 0.78408 | 0.19745 | 0 | 44.5257 | 22.5274 | -0.96346 | 0 | 0.5984 | 0 | 1.8521 | 0.15925
2025_02_28 Hr 11 | 0.79052 | 0.00013072 | 0 | 0 | 0 | 0 | 0 | 0 | 0 | 0 | 0 | 0.0031592 | 0.48 | 0.033949 | 1.4928 | 1.4928 | 14.6944 | 0 | 0.003788 | 0.0058432 | 0.0073552 | 0 | 0 | 0.074695 | 0.014972 | 1.2796 | 0 | 16.4687 | 2.2791 | 0 | 0.48017 | 0.89806 | 0 | 0 | 0 | 0 | -6.0586 | 0.062055 | 0 | 0.012125 | 0 | -0.31617 | 0 | 0 | 0 | 0 | 0 | 0 | 0 | 0 | 3.3538 | 0 | 0 | 0 | 2.0172 | 0 | 0 | 0 | 3.4515 | 35.4283 | 1.3567 | 3.3824 | 0 | 0.033193 | -0.79052 | 0.78408 | 0.19745 | 0 | 50.5816 | 22.3186 | -1.1067 | 0 | 0.5984 | 0 | 1.8521 | 0.15791
2025_02_28 Hr 12 | 0.78166 | 0.0001674 | 0 | 0 | 0 | 0 | 0 | 0 | 0 | 0 | 0 | 0.0031592 | 0.27 | 0.01736 | 1.4928 | 1.4928 | 14.3505 | 0 | 0.003788 | 0.0058432 | 0.0073552 | 0 | 0 | 0.074695 | 0.014972 | 1.2746 | 0 | 15.0294 | 2.2791 | 0 | 0.42858 | 0.89806 | 0 | 0 | 0 | 0 | -2.3677 | 0.062055 | 0 | 0.011022 | 0 | -0.28723 | 0 | 0 | 0 | 0 | 0 | 0 | 0 | 0 | 3.0126 | 0 | 0 | 0 | 2.0172 | 0 | 0 | 0 | 3.421 | 33.6401 | 1.3567 | 3.3824 | 0 | 0.033193 | -0.78166 | 0.78408 | 0.19745 | 0 | 51.8626 | 21.6591 | -1.0689 | 0 | 0.5984 | 0 | 1.8521 | 0.15711
2025_02_28 Hr 13 | 0.74875 | 0.00017544 | 0 | 0 | 0 | 0 | 0 | 0 | 0 | 0 | 0 | 0.0031592 | 0.21 | 0.014418 | 1.4928 | 1.4928 | 14.4487 | 0.12085 | 0.003788 | 0.0058432 | 0.0073552 | 0 | 0 | 0.074695 | 0.014972 | 1.2444 | 0 | 15.6129 | 2.2791 | 0.19827 | 0.44949 | 0.89806 | 0 | 0 | 0 | 0.042539 | -2.9025 | 0.062055 | 0 | 0.01177 | 0 | -0.30685 | 0 | 0 | 0 | 0 | 0 | 0 | 0 | 0 | 3.2159 | 0 | 0 | 0 | 2.0172 | 0 | 0 | 0 | 3.5429 | 34.6108 | 1.3567 | 3.3824 | 0 | 0.033193 | -0.74875 | 0.78408 | 0.19745 | 0 | 52.6038 | 21.9086 | -1.0556 | 0 | 0.5984 | 0 | 1.8521 | 0.1564
2025_02_28 Hr 14 | 0.7813 | 0.00016823 | 0 | 0 | 0 | 0 | 0 | 0 | 0 | 0 | 0 | 0.0031592 | 0.15 | 0.010065 | 1.4928 | 1.4928 | 14.4979 | 0 | 0.003788 | 0.0058432 | 0.0073552 | 0 | 0 | 0.074695 | 0.014972 | 1.2545 | 0 | 15.5739 | 2.2791 | 0 | 0.4481 | 0.89806 | 0 | 0 | 0 | 0.65045 | -1.2151 | 0.062055 | 0 | 0.011503 | 0 | -0.29985 | 0 | 0 | 0 | 0 | 0 | 0 | 0 | 0 | 3.0126 | 0 | 0 | 0 | 2.0172 | 0 | 0 | 0 | 2.8204 | 34.3119 | 1.3567 | 3.3824 | 0 | 0.033193 | -0.7813 | 0.78408 | 0.19745 | 0 | 53.6155 | 20.9494 | -1.0811 | 0 | 0.5984 | 0 | 1.8521 | 0.15615
2025_02_28 Hr 15 | 0.77904 | 0.00010838 | 0 | 0 | 0 | 0 | 0 | 0 | 0 | 0 | 0 | 0.0031592 | 0.09 | 0.0068196 | 1.4928 | 1.4928 | 15.333 | 0.2417 | 0.003788 | 0.0058432 | 0.0073552 | 0 | 0 | 0.074695 | 0.014972 | 1.2043 | 0 | 16.8575 | 2.2791 | 0.39654 | 0.49411 | 0.89806 | 0 | 0 | 0 | 1.0843 | -3.4181 | 0.062055 | 0 | 0.01299 | 0 | -0.33888 | 0 | 0 | 0 | 0 | 0 | 0 | 0 | 0 | 2.9473 | 0 | 0 | 0 | 2.0172 | 0 | 0 | 0 | 2.2502 | 37.0187 | 1.3567 | 3.3824 | 0 | 0.033193 | -0.77904 | 0.78408 | 0.19745 | 0 | 53.8608 | 20.2938 | -1.1179 | 0 | 0.5984 | 0 | 1.8521 | 0.15565
2025_02_28 Hr 16 | 0.36362 | 0.00021511 | 0 | 0 | 0 | 0 | 0 | 0 | 0 | 0 | 0 | 0.0031592 | 0.09 | 0.0070037 | 1.4928 | 1.4928 | 16.1682 | 0.36256 | 0.003788 | 0.0058432 | 0.0073552 | 0 | 0 | 0.074695 | 0.014972 | 1.1875 | 0 | 17.1536 | 2.2791 | 0.59481 | 0.50472 | 0.89806 | 0 | 0 | 0 | 2.4699 | -3.0004 | 0.062055 | 0 | 0.01334 | 0 | -0.34808 | 0 | 0 | 0 | 0 | 0 | 0 | 0 | 0 | 3.2159 | 0 | 0 | 0 | 2.0172 | 0 | 0 | 0 | 1.8629 | 38.4522 | 1.3567 | 3.3824 | 0 | 0.033193 | -0.36362 | 0.78408 | 0.19745 | 0 | 56.9806 | 19.7705 | -0.7117 | 0 | 0.5984 | 0 | 1.8521 | 0.15563
2025_02_28 Hr 17 | 0.067857 | 5.273e-05 | 0 | 0 | 0 | 0 | 0 | 0 | 0 | 0 | 0 | 0.0031592 | 0.03 | 0.0035153 | 1.4928 | 1.4928 | 21.359 | 1.4502 | 0.003788 | 0.0058432 | 0.0073552 | 0 | 0 | 0.074695 | 0.014972 | 1.2796 | 0 | 19.7088 | 2.2791 | 2.3792 | 0.59632 | 0.89806 | 0 | 0 | 0 | 0 | -18.2829 | 0.062055 | 0 | 0.020088 | 0 | -0.5252 | 0 | 0 | 0 | 0 | 0 | 0 | 0 | 0 | 3.7676 | 0 | 0 | 0 | 2.0172 | 0 | 0 | 0 | 1.7105 | 49.1624 | 1.3567 | 3.3824 | 0 | 0.033193 | -0.067857 | 0.78408 | 0.19745 | 0 | 50.1893 | 19.9028 | -0.59306 | 0 | 0.5984 | 0 | 1.8521 | 0.15635
2025_02_28 Hr 18 | 0 | 1.0027e-05 | 0 | 0 | 0 | 0 | 0 | 0 | 0 | 0 | 0 | 0.0031592 | 0.09 | 0.01123 | 1.4928 | 1.4928 | 21.6697 | 1.4502 | 0.003788 | 0.0058432 | 0.0073552 | 0 | 0 | 0.074695 | 0.014972 | 1.2796 | 0 | 19.7088 | 2.2791 | 2.3792 | 0.59632 | 0.89806 | 0 | 0 | 0 | 0 | -23.9157 | 0.062055 | 0 | 0.02139 | 0 | -0.55939 | 0 | 0 | 0 | 0 | 0 | 0 | 0 | 0 | 3.9055 | 0 | 0 | 0 | 2.0172 | 0 | 0 | 0 | 1.6496 | 49.4732 | 1.3567 | 3.3824 | 0 | 0.033193 | 0 | 0.78408 | 0.19745 | 0 | 44.9789 | 19.9809 | -0.55939 | 0 | 0.5984 | 0 | 1.8521 | 0.15759
2025_02_28 Hr 19 | 0 | 0 | 0 | 0 | 0 | 0 | 0 | 0 | 0 | 0 | 0 | 0.0031592 | 0.12 | 0.015024 | 1.4928 | 1.4928 | 21.6697 | 1.4502 | 0.003788 | 0.0058432 | 0.0073552 | 0 | 0 | 0.074695 | 0.014972 | 1.2796 | 0 | 19.7088 | 2.2791 | 2.3792 | 0.59632 | 0.89806 | 0 | 0 | 0 | 0 | -35.1138 | 0.062055 | 0 | 0.021463 | 0 | -0.56131 | 0 | 0 | 0 | 0 | 0 | 0 | 0 | 0 | 4.1741 | 0 | 0 | 0 | 2.0172 | 0 | 0 | 0 | 1.6496 | 49.4732 | 1.3567 | 3.3824 | 0 | 0.033193 | 0 | 0.78408 | 0.19745 | 0 | 34.0828 | 20.2847 | -0.56131 | 0 | 0.5984 | 0 | 1.8521 | 0.1591
2025_02_28 Hr 20 | 0 | 0 | 0 | 0 | 0 | 0 | 0 | 0 | 0 | 0 | 0 | 0.0031592 | 0.18 | 0.022061 | 1.4928 | 1.4928 | 21.6697 | 1.4502 | 0.003788 | 0.0058432 | 0.0073552 | 0 | 0 | 0.074695 | 0.014972 | 1.2796 | 0 | 19.7088 | 2.2791 | 2.3792 | 0.59632 | 0.89806 | 0 | 0 | 0 | 0 | -33.9369 | 0.062055 | 0 | 0.02101 | 0 | -0.54942 | 0 | 0 | 0 | 0 | 0 | 0 | 0 | 0 | 4.2467 | 0 | 0 | 0 | 2.0172 | 0 | 0 | 0 | 1.741 | 49.4732 | 1.3567 | 3.3824 | 0 | 0.033193 | 0 | 0.78408 | 0.19745 | 0 | 35.502 | 20.5152 | -0.54942 | 0 | 0.5984 | 0 | 1.8521 | 0.15855
2025_02_28 Hr 21 | 0 | 0 | 0 | 0 | 0 | 0 | 0 | 0 | 0 | 0 | 0 | 0.0031592 | 0.15 | 0.018164 | 1.4928 | 1.4928 | 21.6697 | 1.4502 | 0.003788 | 0.0058432 | 0.0073552 | 0 | 0 | 0.074695 | 0.014972 | 1.2796 | 0 | 19.7088 | 2.2791 | 2.3792 | 0.59632 | 0.89806 | 0 | 0 | 0 | 0 | -29.8754 | 0.062055 | 0 | 0.020759 | 0 | -0.54282 | 0 | 0 | 0 | 0 | 0 | 0 | 0 | 0 | 3.7676 | 0 | 0 | 0 | 2.0172 | 0 | 0 | 0 | 2.0413 | 49.4732 | 1.3567 | 3.3824 | 0 | 0.033193 | 0 | 0.78408 | 0.19745 | 0 | 39.3562 | 20.3012 | -0.54282 | 0 | 0.5984 | 0 | 1.8521 | 0.15723
2025_02_28 Hr 22 | 0 | 0 | 0 | 0 | 0.37817 | 0 | 0 | 0 | 0 | 0 | 0 | 0.0031592 | 0.15 | 0.016743 | 1.4928 | 1.4928 | 21.6697 | 1.4502 | 0.003788 | 0.0058432 | 0.0073552 | 0 | 0 | 0.074695 | 0.014972 | 1.2796 | 0 | 19.7088 | 2.2791 | 2.3792 | 0.59632 | 0.89806 | 0 | 0 | 0 | 0 | -27.1167 | 0.062055 | 0 | 0.017939 | 0 | -0.5002 | 0 | 0 | 0 | 0 | 0 | 0 | 0 | 0 | 2.9473 | 0 | 0 | 0 | 2.0172 | 0 | 0 | 0 | 1.8019 | 49.8513 | 1.3567 | 3.3824 | 0 | 0.033193 | 0 | 0.78408 | 0.19745 | 0 | 41.474 | 19.2396 | -0.5002 | 0 | 0.5984 | 0 | 1.8521 | 0.1567
2025_02_28 Hr 23 | 0 | 0 | 0 | 0.38355 | 0.37817 | 0.38704 | 0.066753 | 0.067191 | 0.068465 | 0 | 0 | 0.0031592 | 0.18 | 0.021704 | 1.4928 | 1.4928 | 21.8375 | 1.4521 | 0.003788 | 0.0058432 | 0.0073552 | 0 | 0 | 0.074695 | 0.014972 | 1.2796 | 0 | 19.8096 | 2.2791 | 2.3792 | 0.60107 | 0.89806 | 0 | 0 | 0 | 0 | -29.1976 | 0.062055 | 0 | 0.016045 | 0 | -0.5405 | 0 | 0 | 0 | 0 | 0 | 0 | 0 | 0 | 3.2885 | 0 | 0 | 0 | 2.0172 | 0 | 0 | 0 | 1.8629 | 51.0948 | 1.3567 | 3.3824 | 0 | 0.033193 | 0 | 0.78408 | 0.19745 | 0 | 41.0369 | 19.6801 | -0.5405 | 0 | 0.5984 | 0 | 1.8521 | 0.1554
2025_02_28 Hr 24 | 0 | 0 | 0 | 0.38355 | 0.37817 | 0.38704 | 0.40052 | 0 | 0 | 0 | 0 | 0.0031592 | 0.48 | 0.056269 | 1.4928 | 1.4928 | 21.8375 | 1.4521 | 0.003788 | 0.0058432 | 0.0073552 | 0 | 0 | 0.074695 | 0.014972 | 1.2796 | 0 | 19.8096 | 2.2791 | 2.3792 | 0.60107 | 0.89806 | 0 | 0 | 0 | 0 | -33.1207 | 0.062055 | 0 | 0.015072 | 0 | -0.52542 | 0 | 0 | 0 | 0 | 0 | 0 | 0 | 0 | 3.9709 | 0 | 0 | 0 | 2.0172 | 0 | 0 | 0 | 1.8324 | 51.2929 | 1.3567 | 3.3824 | 0 | 0.033193 | 0 | 0.78408 | 0.19745 | 0 | 38.3126 | 20.6659 | -0.52542 | 0 | 0.5984 | 0 | 1.8521 | 0.1547
2025_03_01 Hr 01 | 0 | 0 | 0 | 0.24047 | 0.24227 | 0.23442 | 0.2266 | 0.22052 | 0.19235 | 0 | 0 | 0.0050755 | 0.99 | 0.073628 | 1.4838 | 1.4838 | 11.8069 | 0 | 0.0055943 | 0.006688 | 0.0039511 | 0 | 0 | 0.072835 | 0.014642 | 1.2615 | 0 | 13.1694 | 2.0585 | 0 | 0.59394 | 0.81115 | 0 | 0 | 0 | 0 | -36.1563 | 0.052206 | 0 | 0 | 0 | -0.33257 | 0 | 0 | 0 | 0 | 0 | 0 | 0 | 0 | 4.3121 | 0 | 0 | 0 | 1.822 | 0 | 7.6058 | 7.6058 | 1.7715 | 42.1513 | 1.2254 | 3.0551 | 0 | 0.039387 | 0 | 0.62859 | 0.16139 | 0.33681 | 26.0628 | 20.4004 | -0.33257 | 0 | 0.50591 | 0 | 1.6728 | 0.18119
2025_03_01 Hr 02 | 0 | 0 | 0 | 0.24047 | 0.24227 | 0.23442 | 0.2266 | 0.22052 | 0.19235 | 0 | 0 | 0.0050755 | 0.93 | 0.065275 | 1.4838 | 1.4838 | 11.8069 | 0 | 0.0055943 | 0.006688 | 0.0039511 | 0 | 0 | 0.072835 | 0.014642 | 1.2615 | 0 | 13.1694 | 2.0585 | 0 | 0.59394 | 0.81115 | 0 | 0 | 0 | 0 | -34.3066 | 0.052206 | 0 | 0 | 0 | -0.31375 | 0 | 0 | 0 | 0 | 0 | 0 | 0 | 0 | 4.2467 | 0 | 0 | 0 | 1.822 | 0 | 5.7946 | 5.7946 | 1.8019 | 42.1513 | 1.2254 | 3.0551 | 0 | 0.039387 | 0 | 0.62859 | 0.16139 | 0.33681 | 27.8275 | 20.2966 | -0.31375 | 0 | 0.50591 | 0 | 1.6728 | 0.18057
2025_03_01 Hr 03 | 0 | 0 | 0 | 0.24047 | 0.24227 | 0.23442 | 0.2266 | 0.22052 | 0.19235 | 0 | 0 | 0.0050755 | 0.84 | 0.067254 | 1.4791 | 1.4791 | 11.31 | 0 | 0.0055943 | 0.006688 | 0.0039511 | 0 | 0 | 0.072835 | 0.014642 | 1.2515 | 0 | 12.9122 | 2.0585 | 0 | 0.58005 | 0.81115 | 0 | 0 | 0 | 0 | -41.0058 | 0.052206 | 0 | 0 | 0 | -0.35819 | 0 | 0 | 0 | 0 | 0 | 0 | 0 | 0 | 4.5879 | 0 | 0 | 0 | 1.822 | 0 | 6.123 | 6.123 | 1.8629 | 42.0345 | 1.2254 | 3.0551 | 0 | 0.039387 | 0 | 0.62859 | 0.16139 | 0.33681 | 21.2677 | 20.5971 | -0.35819 | 0 | 0.50591 | 0 | 1.6728 | 0.18091
2025_03_01 Hr 04 | 0 | 0 | 0 | 0.24047 | 0 | 0.23442 | 0.2266 | 0.22052 | 0.19235 | 0 | 0 | 0.0050755 | 0.81 | 0.074893 | 1.4838 | 1.4838 | 11.31 | 0 | 0.0055943 | 0.006688 | 0.0039511 | 0 | 0 | 0.072835 | 0.014642 | 1.2548 | 0 | 12.7836 | 2.0585 | 0 | 0.57311 | 0.81115 | 0 | 0 | 0 | 0 | -47.9544 | 0.052206 | 0 | 0.00099065 | 0 | -0.41397 | 0 | 0 | 0 | 0 | 0 | 0 | 0 | 0 | 4.5879 | 0 | 0 | 0 | 1.822 | 0 | 6.0635 | 6.0634 | 2.0413 | 41.5573 | 1.2254 | 3.0551 | 0 | 0.039387 | 0 | 0.62859 | 0.16139 | 0.33681 | 13.9355 | 20.7466 | -0.41397 | 0 | 0.50591 | 0 | 1.6728 | 0.18119
2025_03_01 Hr 05 | 0 | 0 | 0 | 0 | 0 | 0 | 0.2266 | 0.22052 | 0.19235 | 0 | 0 | 0.0050755 | 0.9 | 0.067371 | 1.4838 | 1.4838 | 11.8069 | 0 | 0.0055943 | 0.006688 | 0.0039511 | 0 | 0 | 0.072835 | 0.014642 | 1.2615 | 0 | 13.1694 | 2.0585 | 0 | 0.59394 | 0.81115 | 0 | 0 | 0 | 0 | -37.2765 | 0.052206 | 0 | 0.0024061 | 0 | -0.33475 | 0 | 0 | 0 | 0 | 0 | 0 | 0 | 0 | 4.3121 | 0 | 0 | 0 | 1.822 | 0 | 5.5353 | 5.5353 | 1.9499 | 40.9157 | 1.2254 | 3.0551 | 0 | 0.039387 | 0 | 0.62859 | 0.16139 | 0.33681 | 23.7887 | 20.4843 | -0.33475 | 0 | 0.50591 | 0 | 1.6728 | 0.18288
2025_03_01 Hr 06 | 0 | 0 | 0 | 0 | 0 | 0 | 0 | 0.22052 | 0.19235 | 0 | 0 | 0.0050755 | 0.99 | 0.089928 | 1.4838 | 1.4838 | 11.8069 | 0 | 0.0055943 | 0.006688 | 0.0039511 | 0 | 0 | 0.072835 | 0.014642 | 1.2615 | 0 | 13.1694 | 2.0585 | 0 | 0.59394 | 0.81115 | 0 | 0 | 0 | 0 | -47.8143 | 0.052206 | 0 | 0.003893 | 0 | -0.40666 | 0 | 0 | 0 | 0 | 0 | 0 | 0 | 0 | 4.1741 | 0 | 0 | 0 | 1.822 | 0 | 6.5206 | 6.5206 | 1.9194 | 42.6596 | 1.2254 | 3.0551 | 0 | 0.039387 | 0 | 0.62859 | 0.16139 | 0.33681 | 14.8693 | 20.4306 | -0.40666 | 0 | 0.50591 | 0 | 1.6728 | 0.18506
2025_03_01 Hr 07 | 0 | 0 | 0 | 0 | 0 | 0 | 0 | 0.22052 | 0.19235 | 0 | 0 | 0.0050755 | 0.93 | 0.084684 | 1.4838 | 1.4838 | 11.642 | 0 | 0.0055943 | 0.006688 | 0.0039511 | 0 | 0 | 0.072835 | 0.014642 | 1.2615 | 0 | 13.1067 | 2.0585 | 0 | 0.58919 | 0.81115 | 0 | 0 | 0 | 0 | -37.4816 | 0.052206 | 0 | 0.0087806 | 0 | -0.40766 | 0 | 0 | 0 | 0 | 0 | 0 | 0 | 0 | 3.9055 | 0 | 0 | 0 | 1.822 | 0 | 0 | 6.2518 | 1.7715 | 35.6425 | 1.2254 | 3.0551 | 0 | 0.039387 | 0 | 0.62859 | 0.16139 | 0.33681 | 17.7001 | 19.9469 | -0.40766 | 0 | 0.50591 | 0 | 1.6728 | 0.18787
2025_03_01 Hr 08 | 0.20415 | 0 | 0 | 0 | 0.14132 | 0 | 0 | 0 | 0.19235 | 0 | 0 | 0.0050755 | 1.08 | 0.184 | 1.4838 | 1.4838 | 11.5768 | 0 | 0.0055943 | 0.006688 | 0.0039511 | 0 | 0 | 0.072835 | 0.014642 | 1.2598 | 0.5098 | 13.055 | 2.0585 | 0 | 0.58643 | 0.81115 | 0 | 0 | 0 | 0 | -54.7963 | 0.052206 | 0 | 0.025818 | 0 | -0.76458 | 0 | 0 | 0 | 0 | 0 | 0 | 0 | 0 | 3.9055 | 0 | 0 | 0 | 1.822 | 0 | 0 | 0 | 1.5321 | 29.4035 | 1.2254 | 3.0551 | 0 | 0.039387 | -0.20415 | 0.62859 | 0.16139 | 0.33681 | -6.2011 | 20.1603 | -0.96873 | 0 | 0.50591 | 0 | 1.6728 | 0.19001
2025_03_01 Hr 09 | 0.38636 | 0 | 0 | 0.020039 | 0.24227 | 0.019535 | 0 | 0 | 0.19235 | 0 | 0 | 0.0050755 | 0.66 | 0.047281 | 1.4838 | 1.4838 | 11.642 | 0 | 0.0055943 | 0.006688 | 0.0039511 | 0 | 0 | 0.072835 | 0.014642 | 1.2615 | 0 | 13.1067 | 2.0585 | 0 | 0.58919 | 0.81115 | 0 | 0 | 0 | 0 | -19.3413 | 0.052206 | 0 | 0.010575 | 0 | -0.32027 | 0 | 0 | 0 | 0 | 0 | 0 | 0 | 0 | 3.695 | 0 | 0 | 0 | 1.822 | 0 | 0 | 0 | 1.4102 | 29.4521 | 1.2254 | 3.0551 | 0 | 0.039387 | -0.38636 | 0.62859 | 0.16139 | 0.33681 | 28.8599 | 19.4557 | -0.70663 | 0 | 0.50591 | 0 | 1.6728 | 0.18953
2025_03_01 Hr 10 | 0.38643 | 4.0619e-05 | 0 | 0.12026 | 0.24227 | 0.11721 | 0.1133 | 0 | 0.19235 | 0 | 0 | 0.0050755 | 0.42 | 0.037911 | 1.4838 | 1.4838 | 11.5442 | 0 | 0.0055943 | 0.006688 | 0.0039511 | 0 | 0 | 0.072835 | 0.014642 | 1.2615 | 0 | 13.0809 | 2.0585 | 0 | 0.58781 | 0.81115 | 0 | 0 | 0 | 0 | -24.5807 | 0.052206 | 0 | 0.011501 | 0 | -0.40409 | 0 | 0 | 0 | 0 | 0 | 0 | 0 | 0 | 2.9473 | 0 | 0 | 0 | 1.822 | 0 | 0 | 0 | 1.3493 | 29.6397 | 1.2254 | 3.0551 | 0 | 0.039387 | -0.38643 | 0.62859 | 0.16139 | 0.33681 | 22.6648 | 18.3963 | -0.79052 | 0 | 0.50591 | 0 | 1.6728 | 0.1894
2025_03_01 Hr 11 | 0.38622 | 0.00022704 | 0 | 0.24047 | 0.24227 | 0.23442 | 0.2266 | 0 | 0.19235 | 0 | 0 | 0.0050755 | 0.27 | 0.015076 | 1.4838 | 1.4838 | 11.642 | 0 | 0.0055943 | 0.006688 | 0.0039511 | 0 | 0 | 0.072835 | 0.014642 | 1.2615 | 0 | 13.1067 | 2.0585 | 0 | 0.58919 | 0.81115 | 0 | 0 | 0 | 0 | -17.2578 | 0.052206 | 0 | 0.0065808 | 0 | -0.24917 | 0 | 0 | 0 | 0 | 0 | 0 | 0 | 0 | 2.4682 | 0 | 0 | 0 | 1.822 | 0 | 0 | 0 | 1.4407 | 30.114 | 1.2254 | 3.0551 | 0 | 0.039387 | -0.38622 | 0.62859 | 0.16139 | 0.33681 | 30.0582 | 17.8373 | -0.63538 | 0 | 0.50591 | 0 | 1.6728 | 0.18965
2025_03_01 Hr 12 | 0.38636 | 0.00051119 | 0 | 0.24047 | 0 | 0.23442 | 0.2266 | 0 | 0 | 0 | 0 | 0.0050755 | 0.27 | 0.015874 | 1.4838 | 1.4838 | 11.1207 | 0 | 0.0055943 | 0.006688 | 0.0039511 | 0 | 0 | 0.072835 | 0.014642 | 1.2615 | 0 | 12.8482 | 2.0585 | 0 | 0.57541 | 0.81115 | 0 | 0 | 0 | 0 | -17.1772 | 0.052206 | 0 | 0.0081891 | 0 | -0.26247 | 0 | 0 | 0 | 0 | 0 | 0 | 0 | 0 | 2.1197 | 0 | 0 | 0 | 1.822 | 0 | 0 | 0 | 1.7105 | 28.8996 | 1.2254 | 3.0551 | 0 | 0.039387 | -0.38636 | 0.62859 | 0.16139 | 0.33681 | 28.8177 | 17.7442 | -0.64883 | 0 | 0.50591 | 0 | 1.6728 | 0.18763
2025_03_01 Hr 13 | 0.38643 | 0.00078726 | 0 | 0.24047 | 0 | 0.23442 | 0.2266 | 0.036753 | 0 | 0 | 0 | 0.0050755 | 0.33 | 0.023326 | 1.4776 | 1.4776 | 9.7767 | 0 | 0.0055943 | 0.006688 | 0.0039511 | 0 | 0 | 0.072835 | 0.014642 | 1.2146 | 0 | 11.6493 | 2.0585 | 0 | 0.51151 | 0.81115 | 0 | 0 | 0 | 0 | -21.0122 | 0.052206 | 0 | 0.0095099 | 0 | -0.31598 | 0 | 0 | 0 | 0 | 0 | 0 | 0 | 0 | 2.1197 | 0 | 0 | 0 | 1.822 | 0 | 0 | 0 | 1.9499 | 26.334 | 1.2254 | 3.0551 | 0 | 0.039387 | -0.38643 | 0.62859 | 0.16139 | 0.33681 | 22.6062 | 17.9868 | -0.70242 | 0 | 0.50591 | 0 | 1.6728 | 0.18697
2025_03_01 Hr 14 | 0.43162 | 0.00067523 | 0 | 0 | 0 | 0 | 0 | 0 | 0 | 0 | 0 | 0.0050755 | 0.45 | 0.024427 | 1.4838 | 1.4838 | 9.9728 | 0 | 0.0055943 | 0.006688 | 0.0039511 | 0 | 0 | 0.072835 | 0.014642 | 1.2615 | 0 | 12.0153 | 2.0585 | 0 | 0.53102 | 0.81115 | 0 | 0 | 0 | 0 | -14.032 | 0.052206 | 0 | 0.0093054 | 0 | -0.24217 | 0 | 0 | 0 | 0 | 0 | 0 | 0 | 0 | 2.1923 | 0 | 0 | 0 | 1.822 | 0 | 0 | 0 | 2.1893 | 26.2173 | 1.2254 | 3.0551 | 0 | 0.039387 | -0.43162 | 0.62859 | 0.16139 | 0.33681 | 29.9936 | 18.482 | -0.67379 | 0 | 0.50591 | 0 | 1.6728 | 0.18454
2025_03_01 Hr 15 | 0.47718 | 0.00057304 | 0 | 0 | 0 | 0 | 0 | 0 | 0 | 0 | 0 | 0.0050755 | 1.02 | 0.056827 | 1.4838 | 1.4838 | 10.7297 | 0 | 0.0055943 | 0.006688 | 0.0039511 | 0 | 0 | 0.072835 | 0.014642 | 1.2615 | 0 | 13.0033 | 2.0585 | 0 | 0.58368 | 0.81115 | 0 | 0 | 0 | 0 | -18.0063 | 0.052206 | 0 | 0.0095507 | 0 | -0.24861 | 0 | 0 | 0 | 0 | 0 | 0 | 0 | 0 | 2.2577 | 0 | 0 | 0 | 1.822 | 0 | 0 | 0 | 2.4896 | 27.9622 | 1.2254 | 3.0551 | 0 | 0.039387 | -0.47718 | 0.62859 | 0.16139 | 0.33681 | 28.7777 | 19.5475 | -0.72578 | 0 | 0.50591 | 0 | 1.6728 | 0.18388
2025_03_01 Hr 16 | 0.54394 | 0.00029822 | 0 | 0 | 0 | 0 | 0 | 0 | 0 | 0 | 0 | 0.0050755 | 1.83 | 0.11511 | 1.4838 | 1.4838 | 10.7297 | 0 | 0.0055943 | 0.006688 | 0.0039511 | 0 | 0 | 0.072835 | 0.014642 | 1.2615 | 0 | 12.719 | 2.0585 | 0 | 0.56852 | 0.81115 | 0 | 0 | 0 | 0 | -19.7511 | 0.052206 | 0 | 0.010783 | 0 | -0.28096 | 0 | 0 | 0 | 0 | 0 | 0 | 0 | 0 | 2.0544 | 0 | 0 | 0 | 1.822 | 0 | 0 | 0 | 2.6115 | 27.6779 | 1.2254 | 3.0551 | 0 | 0.039387 | -0.54394 | 0.62859 | 0.16139 | 0.33681 | 27.4869 | 20.3851 | -0.8249 | 0 | 0.50591 | 0 | 1.6728 | 0.18322
2025_03_01 Hr 17 | 0.34081 | 0.00055896 | 0 | 0 | 0 | 0 | 0 | 0 | 0 | 0 | 0 | 0.0050755 | 2.28 | 0.1778 | 1.4838 | 1.4838 | 10.9578 | 0 | 0.0055943 | 0.006688 | 0.0039511 | 0 | 0 | 0.072835 | 0.014642 | 1.2515 | 0 | 12.719 | 2.0585 | 0 | 0.56852 | 0.81115 | 0 | 0 | 0 | 0 | -26.0846 | 0.052206 | 0 | 0.013368 | 0 | -0.34881 | 0 | 0 | 0 | 0 | 0 | 0 | 0 | 0 | 1.7785 | 0 | 0 | 0 | 1.822 | 0 | 0 | 0 | 2.5201 | 27.8959 | 1.2254 | 3.0551 | 0 | 0.039387 | -0.34081 | 0.62859 | 0.16139 | 0.33681 | 21.4521 | 20.3304 | -0.68962 | 0 | 0.50591 | 0 | 1.6728 | 0.18598
2025_03_01 Hr 18 | 0 | 9.2046e-05 | 0 | 0 | 0 | 0 | 0 | 0 | 0 | 0 | 0 | 0.0050755 | 2.55 | 0.18724 | 1.4838 | 1.4838 | 11.642 | 0 | 0.0055943 | 0.006688 | 0.0039511 | 0 | 0 | 0.072835 | 0.014642 | 1.2615 | 0 | 13.1067 | 2.0585 | 0 | 0.58919 | 0.81115 | 0 | 0 | 0 | 0 | -26.9902 | 0.052206 | 0 | 0.012587 | 0 | -0.32832 | 0 | 0 | 0 | 0 | 0 | 0 | 0 | 0 | 1.0236 | 0 | 0 | 0 | 1.822 | 0 | 0 | 0 | 2.2198 | 28.9779 | 1.2254 | 3.0551 | 0 | 0.039387 | 0 | 0.62859 | 0.16139 | 0.33681 | 20.8978 | 19.2384 | -0.32832 | 0 | 0.50591 | 0 | 1.6728 | 0.19047
2025_03_01 Hr 19 | 0 | 0 | 0 | 0 | 0 | 0 | 0 | 0 | 0 | 0 | 0 | 0.0050755 | 2.67 | 0.23406 | 1.4838 | 1.4838 | 11.642 | 0 | 0.0055943 | 0.006688 | 0.0039511 | 0 | 0 | 0.072835 | 0.014642 | 1.2615 | 0 | 13.1067 | 2.0585 | 0 | 0.58919 | 0.81115 | 0 | 0 | 0 | 0 | -33.8266 | 0.052206 | 0 | 0.015028 | 0 | -0.39237 | 0 | 0 | 0 | 0 | 0 | 0 | 0 | 0 | 0.61705 | 0 | 0 | 0 | 1.822 | 0 | 0 | 0 | 2.2807 | 28.9779 | 1.2254 | 3.0551 | 0 | 0.039387 | 0 | 0.62859 | 0.16139 | 0.33681 | 13.8212 | 19.0623 | -0.39237 | 0 | 0.50591 | 0 | 1.6728 | 0.19319
2025_03_01 Hr 20 | 0 | 0 | 0 | 0.040078 | 0.040378 | 0.03907 | 0.037766 | 0.036753 | 0.032059 | 0 | 0 | 0.0050755 | 2.7 | 0.24521 | 1.4838 | 1.4838 | 11.6094 | 0 | 0.0055943 | 0.006688 | 0.0039511 | 0 | 0 | 0.072835 | 0.014642 | 1.2615 | 0 | 13.0809 | 2.0585 | 0 | 0.58781 | 0.81115 | 0 | 0 | 0 | 0 | -36.3337 | 0.052206 | 0 | 0.012024 | 0 | -0.40659 | 0 | 0 | 0 | 0 | 0 | 0 | 0 | 0 | 0.68238 | 0 | 0 | 0 | 1.822 | 0 | 2.3157 | 2.3202 | 1.741 | 30.2186 | 1.2254 | 3.0551 | 0 | 0.039387 | 0 | 0.62859 | 0.16139 | 0.33681 | 12.1058 | 18.6274 | -0.40659 | 0 | 0.50591 | 0 | 1.6728 | 0.19294
2025_03_01 Hr 21 | 0 | 0 | 0 | 0.020039 | 0.020189 | 0.019535 | 0.018883 | 0.018376 | 0.19235 | 0 | 0 | 0.0050755 | 2.67 | 0.23731 | 1.4838 | 1.4838 | 11.642 | 0 | 0.0055943 | 0.006688 | 0.0039511 | 0 | 0 | 0.072835 | 0.014642 | 1.2615 | 0 | 13.1067 | 2.0585 | 0 | 0.58919 | 0.81115 | 0 | 0 | 0 | 0 | -32.2161 | 0.052206 | 0 | 0.013793 | 0 | -0.39786 | 0 | 0 | 0 | 0 | 0 | 0 | 0 | 0 | 0.68238 | 0 | 0 | 0 | 1.822 | 0 | 0 | 0 | 1.0489 | 29.2673 | 1.2254 | 3.0551 | 0 | 0.039387 | 0 | 0.62859 | 0.16139 | 0.33681 | 14.5507 | 17.8974 | -0.39786 | 0 | 0.50591 | 0 | 1.6728 | 0.19141
2025_03_01 Hr 22 | 0 | 0 | 0 | 0 | 0 | 0 | 0 | 0 | 0.19235 | 0 | 0 | 0.0050755 | 2.55 | 0.19956 | 1.4838 | 1.4838 | 11.642 | 0 | 0.0055943 | 0.006688 | 0.0039511 | 0 | 0 | 0.072835 | 0.014642 | 1.2615 | 0 | 13.1067 | 2.0585 | 0 | 0.58919 | 0.81115 | 0 | 0 | 0 | 0 | -25.1783 | 0.052206 | 0 | 0.012577 | 0 | -0.35006 | 0 | 0 | 0 | 0 | 0 | 0 | 0 | 0 | 0.8929 | 0 | 0 | 0 | 1.822 | 0 | 0 | 0 | 0.33079 | 29.1702 | 1.2254 | 3.0551 | 0 | 0.039387 | 0 | 0.62859 | 0.16139 | 0.33681 | 20.871 | 17.2291 | -0.35006 | 0 | 0.50591 | 0 | 1.6728 | 0.18853
2025_03_01 Hr 23 | 0 | 0 | 0 | 0.020039 | 0.020189 | 0.019535 | 0.018883 | 0.018376 | 0.19235 | 0 | 0 | 0.0050755 | 2.37 | 0.17591 | 1.4838 | 1.4838 | 11.8069 | 0 | 0.0055943 | 0.006688 | 0.0039511 | 0 | 0 | 0.072835 | 0.014642 | 1.2615 | 0 | 13.1694 | 2.0585 | 0 | 0.59394 | 0.81115 | 0 | 0 | 0 | 0 | -27.7677 | 0.052206 | 0 | 0.011468 | 0 | -0.33191 | 0 | 0 | 0 | 0 | 0 | 0 | 0 | 0 | 1.8511 | 0 | 0 | 0 | 1.822 | 0 | 0 | 0 | 0.66157 | 29.4949 | 1.2254 | 3.0551 | 0 | 0.039387 | 0 | 0.62859 | 0.16139 | 0.33681 | 19.7131 | 18.3177 | -0.33191 | 0 | 0.50591 | 0 | 1.6728 | 0.18705
2025_03_01 Hr 24 | 0 | 0 | 0 | 0 | 0 | 0 | 0 | 0 | 0.19235 | 0 | 0 | 0.0050755 | 2.07 | 0.14528 | 1.4838 | 1.4838 | 11.8069 | 0 | 0.0055943 | 0.006688 | 0.0039511 | 0 | 0 | 0.072835 | 0.014642 | 1.2615 | 0 | 13.1694 | 2.0585 | 0 | 0.59394 | 0.81115 | 0 | 0 | 0 | 0 | -28.5945 | 0.052206 | 0 | 0.011279 | 0 | -0.31372 | 0 | 0 | 0 | 0 | 0 | 0 | 0 | 0 | 2.7368 | 0 | 0 | 0 | 1.822 | 0 | 0 | 0 | 1.0794 | 29.3979 | 1.2254 | 3.0551 | 0 | 0.039387 | 0 | 0.62859 | 0.16139 | 0.33681 | 19.7777 | 19.2881 | -0.31372 | 0 | 0.50591 | 0 | 1.6728 | 0.18457
2025_03_02 Hr 01 | 0 | 0 | 0 | 0 | 0 | 0 | 0 | 0 | 0.19235 | 0 | 0 | 0.0050755 | 1.86 | 0.1407 | 1.4838 | 1.4838 | 11.8069 | 0 | 0.0055943 | 0.006688 | 0.0039511 | 0 | 0 | 0.072835 | 0.014642 | 1.2615 | 0 | 13.1694 | 2.0585 | 0 | 0.59394 | 0.81115 | 0 | 0 | 0 | 0 | -31.4689 | 0.052206 | 0 | 0.012157 | 0 | -0.33831 | 0 | 0 | 0 | 0 | 0 | 0 | 0 | 0 | 3.9055 | 0 | 0 | 0 | 1.822 | 0 | 0 | 0 | 0.93143 | 29.3979 | 1.2254 | 3.0551 | 0 | 0.039387 | 0 | 0.62859 | 0.16139 | 0.33681 | 17.6836 | 20.093 | -0.33831 | 0 | 0.50591 | 0 | 1.6728 | 0.18328
2025_03_02 Hr 02 | 0 | 0 | 0 | 0 | 0 | 0 | 0 | 0 | 0.19235 | 0 | 0 | 0.0050755 | 1.77 | 0.13701 | 1.4838 | 1.4838 | 11.8069 | 0 | 0.0055943 | 0.006688 | 0.0039511 | 0 | 0 | 0.072835 | 0.014642 | 1.2615 | 0 | 13.1694 | 2.0585 | 0 | 0.59394 | 0.81115 | 0 | 0 | 0 | 0 | -31.0877 | 0.052206 | 0 | 0.01244 | 0 | -0.34623 | 0 | 0 | 0 | 0 | 0 | 0 | 0 | 0 | 4.5226 | 0 | 0 | 0 | 1.822 | 0 | 0 | 0 | 1.0489 | 29.3979 | 1.2254 | 3.0551 | 0 | 0.039387 | 0 | 0.62859 | 0.16139 | 0.33681 | 18.6967 | 20.7327 | -0.34623 | 0 | 0.50591 | 0 | 1.6728 | 0.18213
2025_03_02 Hr 03 | 0 | 0 | 0 | 0.080157 | 0.080755 | 0.078139 | 0.075532 | 0.073505 | 0.19235 | 0 | 0 | 0.0050755 | 1.56 | 0.13629 | 1.4823 | 1.4823 | 11.4756 | 0 | 0.0055943 | 0.006688 | 0.0039511 | 0 | 0 | 0.072835 | 0.014642 | 1.2565 | 0 | 13.0151 | 2.0585 | 0 | 0.58561 | 0.81115 | 0 | 0 | 0 | 0 | -40.5911 | 0.052206 | 0 | 0.010806 | 0 | -0.39104 | 0 | 0 | 0 | 0 | 0 | 0 | 0 | 0 | 4.8638 | 0 | 0 | 0 | 1.822 | 0 | 2.2725 | 2.2725 | 1.2317 | 30.2147 | 1.2254 | 3.0551 | 0 | 0.039387 | 0 | 0.62859 | 0.16139 | 0.33681 | 10.2711 | 21.0385 | -0.39104 | 0 | 0.50591 | 0 | 1.6728 | 0.18295
2025_03_02 Hr 04 | 0 | 0 | 0 | 0.12023 | 0.12113 | 0.11721 | 0.1133 | 0.11026 | 0.19235 | 0 | 0 | 0.0050755 | 1.41 | 0.1392 | 1.4838 | 1.4838 | 11.31 | 0 | 0.0055943 | 0.006688 | 0.0039511 | 0 | 0 | 0.072835 | 0.014642 | 1.2598 | 0 | 12.9893 | 2.0585 | 0 | 0.58422 | 0.81115 | 0 | 0 | 0 | 0 | -55.1319 | 0.052206 | 0 | 0.0054547 | 0 | -0.44217 | 0 | 0 | 0 | 0 | 0 | 0 | 0 | 0 | 5.205 | 0 | 0 | 0 | 1.822 | 0 | 4.4864 | 4.4863 | 1.5321 | 34.6515 | 1.2254 | 3.0551 | 0 | 0.039387 | 0 | 0.62859 | 0.16139 | 0.33681 | 0.60929 | 21.5318 | -0.44217 | 0 | 0.50591 | 0 | 1.6728 | 0.1832
2025_03_02 Hr 05 | 0 | 0 | 0 | 0.24047 | 0.24227 | 0.23442 | 0.2266 | 0.22052 | 0.19235 | 0 | 0 | 0.0050755 | 1.05 | 0.08593 | 1.4838 | 1.4838 | 11.8069 | 0 | 0.0055943 | 0.006688 | 0.0039511 | 0 | 0 | 0.072835 | 0.014642 | 1.2615 | 0 | 13.1694 | 2.0585 | 0 | 0.59394 | 0.81115 | 0 | 0 | 0 | 0 | -39.8832 | 0.052206 | 0 | 0.0087683 | 0 | -0.36617 | 0 | 0 | 0 | 0 | 0 | 0 | 0 | 0 | 5.4082 | 0 | 0 | 0 | 1.822 | 0 | 0 | 0 | 1.7715 | 30.5621 | 1.2254 | 3.0551 | 0 | 0.039387 | 0 | 0.62859 | 0.16139 | 0.33681 | 11.8861 | 21.5733 | -0.36617 | 0 | 0.50591 | 0 | 1.6728 | 0.18561
2025_03_02 Hr 06 | 0 | 0 | 0 | 0.24047 | 0.24227 | 0.23442 | 0.2266 | 0.22052 | 0.19235 | 0 | 0 | 0.0050755 | 0.99 | 0.087351 | 1.4838 | 1.4838 | 11.8069 | 0 | 0.0055943 | 0.006688 | 0.0039511 | 0 | 0 | 0.072835 | 0.014642 | 1.2615 | 0 | 13.1694 | 2.0585 | 0 | 0.59394 | 0.81115 | 0 | 0 | 0 | 0 | -44.2447 | 0.052206 | 0 | 0.0094536 | 0 | -0.39495 | 0 | 0 | 0 | 0 | 0 | 0 | 0 | 0 | 5.4082 | 0 | 0 | 0 | 1.822 | 0 | 0 | 0 | 2.0413 | 30.5621 | 1.2254 | 3.0551 | 0 | 0.039387 | 0 | 0.62859 | 0.16139 | 0.33681 | 7.7089 | 21.7864 | -0.39495 | 0 | 0.50591 | 0 | 1.6728 | 0.18746
2025_03_02 Hr 07 | 0 | 0 | 0 | 0.24047 | 0.24227 | 0.23442 | 0.2266 | 0.22052 | 0 | 0 | 0 | 0.0050755 | 0.9 | 0.075531 | 1.4838 | 1.4838 | 11.642 | 0 | 0.0055943 | 0.006688 | 0.0039511 | 0 | 0 | 0.072835 | 0.014642 | 1.2615 | 0 | 13.1067 | 2.0585 | 0 | 0.58919 | 0.81115 | 0 | 0 | 0 | 0 | -40.8854 | 0.052206 | 0 | 0.0098909 | 0 | -0.37555 | 0 | 0 | 0 | 0 | 0 | 0 | 0 | 0 | 5.2703 | 0 | 0 | 0 | 1.822 | 0 | 0 | 0 | 2.0413 | 30.1421 | 1.2254 | 3.0551 | 0 | 0.039387 | 0 | 0.62859 | 0.16139 | 0.33681 | 10.4254 | 21.5442 | -0.37555 | 0 | 0.50591 | 0 | 1.6728 | 0.18973
2025_03_02 Hr 08 | 0.11355 | 0 | 0 | 0 | 0 | 0 | 0 | 0 | 0 | 0 | 0 | 0.0050755 | 1.02 | 0.16365 | 1.4838 | 1.4838 | 11.5768 | 0 | 0.0055943 | 0.006688 | 0.0039511 | 0 | 0 | 0.072835 | 0.014642 | 1.2598 | 0.30753 | 13.055 | 2.0585 | 0 | 0.58643 | 0.81115 | 0 | 0 | 0 | 0 | -87.7673 | 0.052206 | 0 | 0.014918 | 0 | -0.71989 | 0 | 0 | 0 | 0 | 0 | 0 | 0 | 0 | 5.4082 | 0 | 0 | 0 | 1.822 | 0 | 7.7323 | 7.7322 | 2.1632 | 33.7933 | 1.2254 | 3.0551 | 0 | 0.039387 | -0.11355 | 0.62859 | 0.16139 | 0.33681 | -32.682 | 22.1254 | -0.83344 | 0 | 0.50591 | 0 | 1.6728 | 0.19223
2025_03_02 Hr 09 | 0.38636 | 3.2163e-06 | 0 | 0 | 0 | 0 | 0 | 0 | 0 | 0 | 0 | 0.0050755 | 0.9 | 0.060037 | 1.4838 | 1.4838 | 11.642 | 0 | 0.0055943 | 0.006688 | 0.0039511 | 0 | 0 | 0.072835 | 0.014642 | 1.2615 | 0 | 13.1067 | 2.0585 | 0 | 0.58919 | 0.81115 | 0 | 0 | 0 | 0 | -33.8632 | 0.052206 | 0 | 0.0042884 | 0 | -0.29808 | 0 | 0 | 0 | 0 | 0 | 0 | 0 | 0 | 5.0017 | 0 | 0 | 0 | 1.822 | 0 | 5.4749 | 5.4748 | 2.0108 | 39.9276 | 1.2254 | 3.0551 | 0 | 0.039387 | -0.38636 | 0.62859 | 0.16139 | 0.33681 | 26.9984 | 21.6184 | -0.68445 | 0 | 0.50591 | 0 | 1.6728 | 0.19214
2025_03_02 Hr 10 | 0.45429 | 0.00034376 | 0 | 0 | 0 | 0 | 0 | 0 | 0 | 0 | 0 | 0.0050755 | 0.66 | 0.073911 | 1.4838 | 1.4838 | 11.642 | 0 | 0.0055943 | 0.006688 | 0.0039511 | 0 | 0 | 0.072835 | 0.014642 | 1.2615 | 0 | 13.1067 | 2.0585 | 0 | 0.58919 | 0.81115 | 0 | 0 | 0 | 0 | -52.5452 | 0.052206 | 0 | 0.0071991 | 0 | -0.50184 | 0 | 0 | 0 | 0 | 0 | 0 | 0 | 0 | 4.3847 | 0 | 0 | 0 | 1.822 | 0 | 6.2501 | 6.25 | 1.6801 | 41.4779 | 1.2254 | 3.0551 | 0 | 0.039387 | -0.45429 | 0.62859 | 0.16139 | 0.33681 | 8.4886 | 20.512 | -0.95613 | 0 | 0.50591 | 0 | 1.6728 | 0.19141
2025_03_02 Hr 11 | 0.52222 | 0.00051504 | 0 | 0 | 0 | 0 | 0 | 0 | 0 | 0 | 0 | 0.0050755 | 0.51 | 0.032493 | 1.4838 | 1.4838 | 11.642 | 0 | 0.0055943 | 0.006688 | 0.0039511 | 0 | 0 | 0.072835 | 0.014642 | 1.2615 | 0 | 13.1067 | 2.0585 | 0 | 0.58919 | 0.81115 | 0 | 0 | 0 | 0 | -26.6008 | 0.052206 | 0 | 0.0040958 | 0 | -0.2846 | 0 | 0 | 0 | 0 | 0 | 0 | 0 | 0 | 3.695 | 0 | 0 | 0 | 1.822 | 0 | 5.3763 | 5.3763 | 1.889 | 39.7304 | 1.2254 | 3.0551 | 0 | 0.039387 | -0.52222 | 0.62859 | 0.16139 | 0.33681 | 32.23 | 19.9072 | -0.80682 | 0 | 0.50591 | 0 | 1.6728 | 0.19063
2025_03_02 Hr 12 | 0.52229 | 0.00051495 | 0 | 0 | 0 | 0 | 0 | 0 | 0 | 0 | 0 | 0.0050755 | 0.36 | 0.022841 | 1.4838 | 1.4838 | 11.4465 | 0 | 0.0055943 | 0.006688 | 0.0039511 | 0 | 0 | 0.072835 | 0.014642 | 1.2615 | 0 | 13.0809 | 2.0585 | 0 | 0.58781 | 0.81115 | 0 | 0 | 0 | 0 | -14.9375 | 0.052206 | 0 | 0.010877 | 0 | -0.28342 | 0 | 0 | 0 | 0 | 0 | 0 | 0 | 0 | 3.078 | 0 | 0 | 0 | 1.822 | 0 | 0 | 0 | 2.0108 | 28.7566 | 1.2254 | 3.0551 | 0 | 0.039387 | -0.52229 | 0.62859 | 0.16139 | 0.33681 | 32.2621 | 19.2487 | -0.80571 | 0 | 0.50591 | 0 | 1.6728 | 0.18826
2025_03_02 Hr 13 | 0.59008 | 0.00044625 | 0 | 0.040078 | 0.040378 | 0.03907 | 0.037766 | 0.036753 | 0.032059 | 0 | 0 | 0.0050755 | 0.33 | 0.024241 | 1.4807 | 1.4807 | 9.8094 | 0 | 0.0055943 | 0.006688 | 0.0039511 | 0 | 0 | 0.072835 | 0.014642 | 1.2146 | 0 | 12.3571 | 2.0585 | 0 | 0.54924 | 0.81115 | 0 | 0 | 0 | 0 | -13.9978 | 0.052206 | 0 | 0.010459 | 0 | -0.32846 | 0 | 0 | 0 | 0 | 0 | 0 | 0 | 0 | 2.9473 | 0 | 0 | 0 | 1.822 | 0 | 0 | 0 | 1.9804 | 26.5686 | 1.2254 | 3.0551 | 0 | 0.039387 | -0.59008 | 0.62859 | 0.16139 | 0.33681 | 30.7388 | 19.0865 | -0.91854 | 0 | 0.50591 | 0 | 1.6728 | 0.18666
2025_03_02 Hr 14 | 0.56726 | 0.00024618 | 0 | 0 | 0 | 0 | 0 | 0 | 0 | 0 | 0 | 0.0050755 | 0.33 | 0.019746 | 1.4838 | 1.4838 | 10.2865 | 0 | 0.0055943 | 0.006688 | 0.0039511 | 0 | 0 | 0.072835 | 0.014642 | 1.2615 | 0 | 13.1067 | 2.0585 | 0 | 0.58919 | 0.81115 | 0 | 0 | 0 | 0 | -9.3874 | 0.052206 | 0 | 0.010258 | 0 | -0.26716 | 0 | 0 | 0 | 0 | 0 | 0 | 0 | 0 | 2.3956 | 0 | 0 | 0 | 1.822 | 0 | 0 | 0 | 1.8324 | 27.6225 | 1.2254 | 3.0551 | 0 | 0.039387 | -0.56726 | 0.62859 | 0.16139 | 0.33681 | 35.7992 | 18.3986 | -0.83443 | 0 | 0.50591 | 0 | 1.6728 | 0.186
2025_03_02 Hr 15 | 0.59022 | 0.00037108 | 0 | 0 | 0 | 0 | 0 | 0 | 0 | 0 | 0 | 0.0050755 | 0.36 | 0.020626 | 1.4838 | 1.4838 | 11.4139 | 0 | 0.0055943 | 0.006688 | 0.0039511 | 0 | 0 | 0.072835 | 0.014642 | 1.2615 | 0 | 13.055 | 2.0585 | 0 | 0.58643 | 0.81115 | 0 | 0 | 0 | 0 | -9.5318 | 0.052206 | 0 | 0.0098217 | 0 | -0.25572 | 0 | 0 | 0 | 0 | 0 | 0 | 0 | 0 | 2.1197 | 0 | 0 | 0 | 1.822 | 0 | 0 | 0 | 1.6191 | 28.6981 | 1.2254 | 3.0551 | 0 | 0.039387 | -0.59022 | 0.62859 | 0.16139 | 0.33681 | 36.2792 | 17.9587 | -0.84594 | 0 | 0.50591 | 0 | 1.6728 | 0.18412
2025_03_02 Hr 16 | 0.52229 | 0.00019063 | 0 | 0 | 0 | 0 | 0 | 0 | 0 | 0 | 0 | 0.0050755 | 0.3 | 0.017972 | 1.4838 | 1.4838 | 10.4691 | 0 | 0.0055943 | 0.006688 | 0.0039511 | 0 | 0 | 0.072835 | 0.014642 | 1.2515 | 0 | 12.383 | 2.0585 | 0 | 0.55062 | 0.81115 | 0 | 0 | 0 | 0 | -9.3131 | 0.052206 | 0 | 0.010269 | 0 | -0.26747 | 0 | 0 | 0 | 0 | 0 | 0 | 0 | 0 | 2.0544 | 0 | 0 | 0 | 1.822 | 0 | 0 | 0 | 1.6801 | 27.0712 | 1.2254 | 3.0551 | 0 | 0.039387 | -0.52229 | 0.62859 | 0.16139 | 0.33681 | 34.7567 | 17.7884 | -0.78977 | 0 | 0.50591 | 0 | 1.6728 | 0.18473
2025_03_02 Hr 17 | 0.13571 | 0.00026966 | 0 | 0.060117 | 0.060567 | 0.058604 | 0.056649 | 0.055129 | 0.048088 | 0 | 0 | 0.0050755 | 0.42 | 0.033085 | 1.4838 | 1.4838 | 10.9578 | 0 | 0.0055943 | 0.006688 | 0.0039511 | 0 | 0 | 0.072835 | 0.014642 | 1.2565 | 0 | 12.719 | 2.0585 | 0 | 0.56852 | 0.81115 | 0 | 0 | 0 | 0 | -13.3015 | 0.052206 | 0 | 0.011702 | 0 | -0.35238 | 0 | 0 | 0 | 0 | 0 | 0 | 0 | 0 | 1.7132 | 0 | 0 | 0 | 1.822 | 0 | 0 | 0 | 1.6191 | 28.2401 | 1.2254 | 3.0551 | 0 | 0.039387 | -0.13571 | 0.62859 | 0.16139 | 0.33681 | 31.6052 | 17.1547 | -0.48809 | 0 | 0.50591 | 0 | 1.6728 | 0.18661
2025_03_02 Hr 18 | 0.045117 | 9.8315e-05 | 0 | 0.24047 | 0.24227 | 0.23442 | 0.2266 | 0.22052 | 0.19235 | 0 | 0 | 0.0050755 | 0.63 | 0.048174 | 1.4838 | 1.4838 | 11.642 | 0 | 0.0055943 | 0.006688 | 0.0039511 | 0 | 0 | 0.072835 | 0.014642 | 1.2615 | 0 | 13.1067 | 2.0585 | 0 | 0.58919 | 0.81115 | 0 | 0 | 0 | 0 | -17.177 | 0.052206 | 0 | 0.0081929 | 0 | -0.342 | 0 | 0 | 0 | 0 | 0 | 0 | 0 | 0 | 1.7785 | 0 | 0 | 0 | 1.822 | 0 | 0 | 0 | 1.5625 | 30.3345 | 1.2254 | 3.0551 | 0 | 0.039387 | -0.045117 | 0.62859 | 0.16139 | 0.33681 | 30.093 | 17.3226 | -0.38712 | 0 | 0.50591 | 0 | 1.6728 | 0.19083
2025_03_02 Hr 19 | 0.02274 | 0 | 0 | 0.24047 | 0.24227 | 0.23442 | 0.2266 | 0.22052 | 0.19235 | 0 | 0 | 0.0050755 | 0.9 | 0.074811 | 1.4838 | 1.4838 | 11.642 | 0 | 0.0055943 | 0.006688 | 0.0039511 | 0 | 0 | 0.072835 | 0.014642 | 1.2615 | 0 | 13.1067 | 2.0585 | 0 | 0.58919 | 0.81115 | 0 | 0 | 0 | 0 | -21.153 | 0.052206 | 0 | 0.0089061 | 0 | -0.37196 | 0 | 0 | 0 | 0 | 0 | 0 | 0 | 0 | 1.5753 | 0 | 0 | 0 | 1.822 | 0 | 0 | 0 | 1.4102 | 30.3345 | 1.2254 | 3.0551 | 0 | 0.039387 | -0.02274 | 0.62859 | 0.16139 | 0.33681 | 26.0319 | 17.2452 | -0.3947 | 0 | 0.50591 | 0 | 1.6728 | 0.19485
2025_03_02 Hr 20 | 0 | 0 | 0 | 0.24047 | 0.24227 | 0.23442 | 0.2266 | 0.22052 | 0.19235 | 0 | 0 | 0.0050755 | 1.47 | 0.12087 | 1.4838 | 1.4838 | 11.5442 | 0 | 0.0055943 | 0.006688 | 0.0039511 | 0 | 0 | 0.072835 | 0.014642 | 1.2598 | 0 | 13.0809 | 2.0585 | 0 | 0.58781 | 0.81115 | 0 | 0 | 0 | 0 | -22.4954 | 0.052206 | 0 | 0.0068465 | 0 | -0.3679 | 0 | 0 | 0 | 0 | 0 | 0 | 0 | 0 | 1.7132 | 0 | 0 | 0 | 1.822 | 0 | 2.3157 | 2.3202 | 1.3188 | 31.2823 | 1.2254 | 3.0551 | 0 | 0.039387 | 0 | 0.62859 | 0.16139 | 0.33681 | 26.302 | 17.883 | -0.3679 | 0 | 0.50591 | 0 | 1.6728 | 0.19415
2025_03_02 Hr 21 | 0 | 0 | 0 | 0 | 0 | 0.23442 | 0.2266 | 0.22052 | 0.19235 | 0 | 0 | 0.0050755 | 1.53 | 0.12468 | 1.4838 | 1.4838 | 11.642 | 0 | 0.0055943 | 0.006688 | 0.0039511 | 0 | 0 | 0.072835 | 0.014642 | 1.2615 | 0 | 13.1067 | 2.0585 | 0 | 0.58919 | 0.81115 | 0 | 0 | 0 | 0 | -23.3191 | 0.052206 | 0 | 0.0095777 | 0 | -0.36462 | 0 | 0 | 0 | 0 | 0 | 0 | 0 | 0 | 1.7785 | 0 | 0 | 0 | 1.822 | 0 | 2.2294 | 2.2294 | 1.2317 | 30.7478 | 1.2254 | 3.0551 | 0 | 0.039387 | 0 | 0.62859 | 0.16139 | 0.33681 | 24.99 | 17.926 | -0.36462 | 0 | 0.50591 | 0 | 1.6728 | 0.19366
2025_03_02 Hr 22 | 0 | 0 | 0 | 0 | 0 | 0.23442 | 0.2266 | 0.22052 | 0.19235 | 0 | 0 | 0.0050755 | 1.56 | 0.10668 | 1.4838 | 1.4838 | 11.642 | 0 | 0.0055943 | 0.006688 | 0.0039511 | 0 | 0 | 0.072835 | 0.014642 | 1.2615 | 0 | 13.1067 | 2.0585 | 0 | 0.58919 | 0.81115 | 0 | 0 | 0 | 0 | -19.8778 | 0.052206 | 0 | 0.0087922 | 0 | -0.30563 | 0 | 0 | 0 | 0 | 0 | 0 | 0 | 0 | 1.8511 | 0 | 0 | 0 | 1.822 | 0 | 0 | 0 | 1.3188 | 29.8517 | 1.2254 | 3.0551 | 0 | 0.039387 | 0 | 0.62859 | 0.16139 | 0.33681 | 27.7625 | 18.0942 | -0.30563 | 0 | 0.50591 | 0 | 1.6728 | 0.1903
2025_03_02 Hr 23 | 0 | 0 | 0 | 0 | 0 | 0.23442 | 0.2266 | 0.22052 | 0.19235 | 0 | 0 | 0.0050755 | 1.59 | 0.11431 | 1.4838 | 1.4838 | 11.8069 | 0 | 0.0055943 | 0.006688 | 0.0039511 | 0 | 0 | 0.072835 | 0.014642 | 1.2615 | 0 | 13.1694 | 2.0585 | 0 | 0.59394 | 0.81115 | 0 | 0 | 0 | 0 | -32.2196 | 0.052206 | 0 | 0.0015405 | 0 | -0.32141 | 0 | 0 | 0 | 0 | 0 | 0 | 0 | 0 | 1.7785 | 0 | 0 | 0 | 1.822 | 0 | 7.3466 | 7.3466 | 1.5016 | 41.1501 | 1.2254 | 3.0551 | 0 | 0.039387 | 0 | 0.62859 | 0.16139 | 0.33681 | 26.8534 | 18.2443 | -0.32141 | 0 | 0.50591 | 0 | 1.6728 | 0.18779
2025_03_02 Hr 24 | 0 | 0 | 0 | 0 | 0 | 0.23442 | 0.2266 | 0.22052 | 0.19235 | 0 | 0 | 0.0050755 | 1.59 | 0.11692 | 1.4838 | 1.4838 | 11.8069 | 0 | 0.0055943 | 0.006688 | 0.0039511 | 0 | 0 | 0.072835 | 0.014642 | 1.2615 | 0 | 13.1694 | 2.0585 | 0 | 0.59394 | 0.81115 | 0 | 0 | 0 | 0 | -34.9286 | 0.052206 | 0 | 0.0015758 | 0 | -0.32881 | 0 | 0 | 0 | 0 | 0 | 0 | 0 | 0 | 0.95824 | 0 | 0 | 0 | 1.822 | 0 | 5.5353 | 5.5353 | 1.5016 | 41.1501 | 1.2254 | 3.0551 | 0 | 0.039387 | 0 | 0.62859 | 0.16139 | 0.33681 | 23.3176 | 17.4249 | -0.32881 | 0 | 0.50591 | 0 | 1.6728 | 0.18611
2025_03_03 Hr 01 | 0 | 0 | 0 | 0 | 0 | 0 | 0 | 0.22052 | 0.19235 | 0 | 0 | 0.0050755 | 1.53 | 0.11108 | 1.4838 | 1.4838 | 11.8069 | 0 | 0.0055943 | 0.006688 | 0.0039511 | 0 | 0 | 0.072835 | 0.014642 | 1.2615 | 0 | 13.1694 | 2.0585 | 0 | 0.59394 | 0.81115 | 0 | 0 | 0 | 0 | -32.7225 | 0.052206 | 0 | 0.0031114 | 0 | -0.3246 | 0 | 0 | 0 | 0 | 0 | 0 | 0 | 0 | 1.5753 | 0 | 0 | 0 | 1.822 | 0 | 5.5353 | 5.5353 | 1.5625 | 40.6891 | 1.2254 | 3.0551 | 0 | 0.039387 | 0 | 0.62859 | 0.16139 | 0.33681 | 25.6774 | 18.0354 | -0.3246 | 0 | 0.50591 | 0 | 1.6728 | 0.18444
2025_03_03 Hr 02 | 0 | 0 | 0 | 0 | 0 | 0 | 0 | 0.22052 | 0.19235 | 0 | 0 | 0.0050755 | 1.59 | 0.11543 | 1.4838 | 1.4838 | 11.8069 | 0 | 0.0055943 | 0.006688 | 0.0039511 | 0 | 0 | 0.072835 | 0.014642 | 1.2615 | 0 | 13.1694 | 2.0585 | 0 | 0.59394 | 0.81115 | 0 | 0 | 0 | 0 | -33.0212 | 0.052206 | 0 | 0.0031114 | 0 | -0.32459 | 0 | 0 | 0 | 0 | 0 | 0 | 0 | 0 | 2.2577 | 0 | 0 | 0 | 1.822 | 0 | 5.5353 | 5.5353 | 1.4407 | 40.6891 | 1.2254 | 3.0551 | 0 | 0.039387 | 0 | 0.62859 | 0.16139 | 0.33681 | 26.0032 | 18.66 | -0.32459 | 0 | 0.50591 | 0 | 1.6728 | 0.18416
2025_03_03 Hr 03 | 0 | 0 | 0 | 0 | 0 | 0 | 0 | 0.22052 | 0.19235 | 0 | 0 | 0.0050755 | 1.68 | 0.12304 | 1.4838 | 1.4838 | 11.8069 | 0 | 0.0055943 | 0.006688 | 0.0039511 | 0 | 0 | 0.072835 | 0.014642 | 1.2615 | 0 | 13.1694 | 2.0585 | 0 | 0.59394 | 0.81115 | 0 | 0 | 0 | 0 | -35.9483 | 0.052206 | 0 | 0.0031387 | 0 | -0.32746 | 0 | 0 | 0 | 0 | 0 | 0 | 0 | 0 | 1.9165 | 0 | 0 | 0 | 1.822 | 0 | 5.5353 | 5.5353 | 1.4102 | 40.6891 | 1.2254 | 3.0551 | 0 | 0.039387 | 0 | 0.62859 | 0.16139 | 0.33681 | 22.8003 | 18.387 | -0.32746 | 0 | 0.50591 | 0 | 1.6728 | 0.18522
2025_03_03 Hr 04 | 0 | 0 | 0 | 0 | 0 | 0 | 0 | 0.22052 | 0.19235 | 0 | 0 | 0.0050755 | 0 | 0 | 1.4838 | 1.4838 | 11.8069 | 0 | 0.0055943 | 0.006688 | 0.0039511 | 0 | 0 | 0.072835 | 0.014642 | 1.2615 | 0 | 13.1694 | 2.0585 | 0 | 0.59394 | 0.81115 | 0 | 0 | 0 | 0 | -30.6238 | 0.052206 | 0 | 0.0029145 | 0 | -0.30392 | 0 | 0 | 0 | 0 | 0 | 0 | 0 | 0 | 2.4682 | 0 | 0 | 0 | 1.822 | 0 | 5.5353 | 5.5353 | 1.1708 | 40.6891 | 1.2254 | 3.0551 | 0 | 0.039387 | 0 | 0.62859 | 0.16139 | 0.33681 | 26.6589 | 16.8975 | -0.30392 | 0 | 0.50591 | 0 | 1.6728 | 0.18644
2025_03_03 Hr 05 | 0 | 0 | 0 | 0 | 0 | 0 | 0.2266 | 0.22052 | 0.19235 | 0 | 0 | 0.0050755 | 0 | 0 | 1.4838 | 1.4838 | 11.8069 | 0 | 0.0055943 | 0.006688 | 0.0039511 | 0 | 0 | 0.072835 | 0.014642 | 1.2615 | 0 | 13.1694 | 2.0585 | 0 | 0.59394 | 0.81115 | 0 | 0 | 0 | 0 | -34.6799 | 0.052206 | 0 | 0.0024573 | 0 | -0.34192 | 0 | 0 | 0 | 0 | 0 | 0 | 0 | 0 | 2.8094 | 0 | 0 | 0 | 1.822 | 0 | 5.9041 | 5.904 | 1.0489 | 41.6531 | 1.2254 | 3.0551 | 0 | 0.039387 | 0 | 0.62859 | 0.16139 | 0.33681 | 23.751 | 17.1197 | -0.34192 | 0 | 0.50591 | 0 | 1.6728 | 0.18925
2025_03_03 Hr 06 | 0 | 0 | 0 | 0 | 0 | 0 | 0.2266 | 0.22052 | 0.19235 | 0 | 0 | 0.0050755 | 0 | 0 | 1.4838 | 1.4838 | 11.8069 | 0 | 0.0055943 | 0.006688 | 0.0039511 | 0 | 0 | 0.072835 | 0.014642 | 1.2615 | 0 | 13.1694 | 2.0585 | 0 | 0.59394 | 0.81115 | 0 | 0 | 0 | 0 | -41.1585 | 0.052206 | 0 | 0.0027074 | 0 | -0.37693 | 0 | 0 | 0 | 0 | 0 | 0 | 0 | 0 | 3.0126 | 0 | 0 | 0 | 1.822 | 0 | 6.2325 | 6.2324 | 1.1708 | 42.3099 | 1.2254 | 3.0551 | 0 | 0.039387 | 0 | 0.62859 | 0.16139 | 0.33681 | 18.2249 | 17.4505 | -0.37693 | 0 | 0.50591 | 0 | 1.6728 | 0.19496
2025_03_03 Hr 07 | 0 | 0 | 0 | 0 | 0 | 0 | 0.2266 | 0.22052 | 0.19235 | 0 | 0 | 0.0050755 | 0 | 0 | 1.4838 | 1.4838 | 11.642 | 0 | 0.0055943 | 0.006688 | 0.0039511 | 0 | 0 | 0.072835 | 0.014642 | 1.2615 | 0 | 13.1067 | 2.0585 | 0 | 0.58919 | 0.81115 | 0 | 0 | 0 | 0 | -42.9886 | 0.052206 | 0 | 0.0029115 | 0 | -0.4055 | 0 | 0 | 0 | 0 | 0 | 0 | 0 | 0 | 3.0126 | 0 | 0 | 0 | 1.822 | 0 | 6.7634 | 6.7634 | 1.3188 | 43.1442 | 1.2254 | 3.0551 | 0 | 0.039387 | 0 | 0.62859 | 0.16139 | 0.33681 | 17.3494 | 17.5992 | -0.4055 | 0 | 0.50591 | 0 | 1.6728 | 0.20048
2025_03_03 Hr 08 | 0.36922 | 0 | 0 | 0.1403 | 0.14132 | 0.13674 | 0.2266 | 0.22052 | 0.19235 | 0 | 0 | 0.0050755 | 0 | 0 | 1.4838 | 1.4838 | 11.642 | 0 | 0.0055943 | 0.006688 | 0.0039511 | 0 | 0 | 0.072835 | 0.014642 | 1.2615 | 0 | 13.1067 | 2.0585 | 0 | 0.58919 | 0.81115 | 0 | 0 | 0 | 0 | -36.8323 | 0.052206 | 0 | 0.00097894 | 0 | -0.40661 | 0 | 0 | 0 | 0 | 0 | 0 | 0 | 0 | 2.9473 | 0 | 0 | 0 | 1.822 | 0 | 6.4166 | 6.4166 | 1.2013 | 42.869 | 1.2254 | 3.0551 | 0 | 0.039387 | -0.36922 | 0.62859 | 0.16139 | 0.33681 | 23.0484 | 17.7875 | -0.77582 | 0 | 0.50591 | 0 | 1.6728 | 0.20236
2025_03_03 Hr 09 | 0.64682 | 1.06e-06 | 0 | 0 | 0 | 0 | 0 | 0 | 0.19235 | 0 | 0 | 0.0050755 | 0 | 0 | 1.4838 | 1.4838 | 11.642 | 0 | 0.0055943 | 0.006688 | 0.0039511 | 0 | 0 | 0.072835 | 0.014642 | 1.2615 | 0 | 13.1067 | 2.0585 | 0 | 0.58919 | 0.81115 | 0 | 0 | 0 | 0 | -14.8474 | 0.052206 | 0 | 0.0070668 | 0 | -0.29471 | 0 | 0 | 0 | 0 | 0 | 0 | 0 | 0 | 3.0126 | 0 | 0 | 0 | 1.822 | 0 | 0 | 5.3763 | 1.1099 | 34.5465 | 1.2254 | 3.0551 | 0 | 0.039387 | -0.64682 | 0.62859 | 0.16139 | 0.33681 | 36.793 | 18.0354 | -0.94152 | 0 | 0.50591 | 0 | 1.6728 | 0.19877
2025_03_03 Hr 10 | 0.77149 | 5.0664e-05 | 0 | 0 | 0 | 0 | 0 | 0 | 0 | 0 | 0 | 0.0050755 | 0 | 0 | 1.4838 | 1.4838 | 11.642 | 0 | 0.0055943 | 0.006688 | 0.0039511 | 0 | 0 | 0.072835 | 0.014642 | 1.2615 | 0 | 13.1067 | 2.0585 | 0 | 0.58919 | 0.81115 | 0 | 0 | 0 | 0 | -10.0227 | 0.052206 | 0 | 0.012282 | 0 | -0.32031 | 0 | 0 | 0 | 0 | 0 | 0 | 0 | 0 | 3.5644 | 0 | 0 | 0 | 1.822 | 0 | 0 | 0 | 1.4102 | 28.9779 | 1.2254 | 3.0551 | 0 | 0.039387 | -0.77149 | 0.62859 | 0.16139 | 0.33681 | 36.8722 | 19.0088 | -1.0918 | 0 | 0.50591 | 0 | 1.6728 | 0.19538
2025_03_03 Hr 11 | 0.74264 | 9.9419e-05 | 0 | 0 | 0 | 0 | 0 | 0 | 0 | 0 | 0 | 0.0050755 | 2.04 | 0.14505 | 1.4838 | 1.4838 | 11.642 | 0 | 0.0055943 | 0.006688 | 0.0039511 | 0 | 0 | 0.072835 | 0.014642 | 1.2615 | 0 | 13.1067 | 2.0585 | 0 | 0.58919 | 0.81115 | 0 | 0 | 0 | 0 | -15.4045 | 0.052206 | 0 | 0.012189 | 0 | -0.31787 | 0 | 0 | 0 | 0 | 0 | 0 | 0 | 0 | 2.5335 | 0 | 0 | 0 | 1.822 | 0 | 0 | 0 | 1.7715 | 28.9779 | 1.2254 | 3.0551 | 0 | 0.039387 | -0.74264 | 0.62859 | 0.16139 | 0.33681 | 33.0067 | 20.4939 | -1.0605 | 0 | 0.50591 | 0 | 1.6728 | 0.19379
2025_03_03 Hr 12 | 0.70356 | 0.0001292 | 0 | 0 | 0 | 0 | 0 | 0 | 0 | 0 | 0 | 0.0050755 | 2.28 | 0.1622 | 1.4838 | 1.4838 | 11.642 | 0 | 0.0055943 | 0.006688 | 0.0039511 | 0 | 0 | 0.072835 | 0.014642 | 1.2615 | 0 | 13.1067 | 2.0585 | 0 | 0.58919 | 0.81115 | 0 | 0 | 0 | 0 | -12.774 | 0.052206 | 0 | 0.012196 | 0 | -0.31803 | 0 | 0 | 0 | 0 | 0 | 0 | 0 | 0 | 2.3956 | 0 | 0 | 0 | 1.822 | 0 | 0 | 0 | 1.8019 | 28.9779 | 1.2254 | 3.0551 | 0 | 0.039387 | -0.70356 | 0.62859 | 0.16139 | 0.33681 | 35.784 | 20.6017 | -1.0216 | 0 | 0.50591 | 0 | 1.6728 | 0.19094
2025_03_03 Hr 13 | 0.72637 | 0.00017777 | 0 | 0 | 0 | 0 | 0 | 0 | 0 | 0 | 0 | 0.0050755 | 2.4 | 0.17127 | 1.4838 | 1.4838 | 11.642 | 0 | 0.0055943 | 0.006688 | 0.0039511 | 0 | 0 | 0.072835 | 0.014642 | 1.2615 | 0 | 13.1067 | 2.0585 | 0 | 0.58919 | 0.81115 | 0 | 0 | 0 | 0 | -13.5313 | 0.052206 | 0 | 0.012234 | 0 | -0.31903 | 0 | 0 | 0 | 0 | 0 | 0 | 0 | 0 | 2.9473 | 0 | 0 | 0 | 1.822 | 0 | 0 | 0 | 2.0413 | 28.9779 | 1.2254 | 3.0551 | 0 | 0.039387 | -0.72637 | 0.62859 | 0.16139 | 0.33681 | 35.9443 | 21.5431 | -1.0454 | 0 | 0.50591 | 0 | 1.6728 | 0.18935
2025_03_03 Hr 14 | 0.81014 | 0.00014317 | 0 | 0 | 0 | 0 | 0 | 0 | 0 | 0 | 0 | 0.0050755 | 2.37 | 0.16756 | 1.4838 | 1.4838 | 11.642 | 0 | 0.0055943 | 0.006688 | 0.0039511 | 0 | 0 | 0.072835 | 0.014642 | 1.2615 | 0 | 13.1067 | 2.0585 | 0 | 0.58919 | 0.81115 | 0 | 0 | 0 | 0 | -12.8927 | 0.052206 | 0 | 0.01212 | 0 | -0.31605 | 0 | 0 | 0 | 0 | 0 | 0 | 0 | 0 | 3.0126 | 0 | 0 | 0 | 1.822 | 0 | 0 | 0 | 2.2502 | 28.9779 | 1.2254 | 3.0551 | 0 | 0.039387 | -0.81014 | 0.62859 | 0.16139 | 0.33681 | 36.8242 | 21.8652 | -1.1262 | 0 | 0.50591 | 0 | 1.6728 | 0.18715
2025_03_03 Hr 15 | 0.79953 | 0.00012934 | 0 | 0.020039 | 0 | 0.019535 | 0.018883 | 0.018376 | 0.19235 | 0 | 0 | 0.0050755 | 2.46 | 0.17836 | 1.4838 | 1.4838 | 11.2958 | 0 | 0.0055943 | 0.006688 | 0.0039511 | 0 | 0 | 0.072835 | 0.014642 | 1.2615 | 0 | 12.8303 | 2.0585 | 0 | 0.57446 | 0.81115 | 0 | 0 | 0 | 0 | -11.3183 | 0.052206 | 0 | 0.011191 | 0 | -0.32416 | 0 | 0 | 0 | 0 | 0 | 0 | 0 | 0 | 3.1506 | 0 | 0 | 0 | 1.822 | 0 | 0 | 0 | 2.2807 | 28.6245 | 1.2254 | 3.0551 | 0 | 0.039387 | -0.79953 | 0.62859 | 0.16139 | 0.33681 | 38.2888 | 22.1062 | -1.1237 | 0 | 0.50591 | 0 | 1.6728 | 0.18438
2025_03_03 Hr 16 | 0.7603 | 0.00017512 | 0 | 0.020039 | 0.020189 | 0.019535 | 0.018883 | 0.018376 | 0.19235 | 0 | 0 | 0.0050755 | 2.4 | 0.17205 | 1.4838 | 1.4838 | 9.9728 | 0 | 0.0055943 | 0.006688 | 0.0039511 | 0 | 0 | 0.072835 | 0.014642 | 1.2615 | 0.20227 | 11.9257 | 2.0585 | 0 | 0.52624 | 0.81115 | 0 | 0 | 0 | 0.017691 | -7.7835 | 0.052206 | 0 | 0.010788 | 0 | -0.3205 | 0 | 0 | 0 | 0 | 0 | 0 | 0 | 0 | 3.078 | 0 | 0 | 0 | 1.822 | 0 | 0 | 0 | 2.1632 | 26.4696 | 1.2254 | 3.0551 | 0 | 0.039387 | -0.7603 | 0.62859 | 0.16139 | 0.33681 | 39.3848 | 21.7617 | -1.0808 | 0 | 0.50591 | 0 | 1.6728 | 0.18369
2025_03_03 Hr 17 | 0.43155 | 4.5689e-05 | 0 | 0.060117 | 0.060567 | 0.058604 | 0.2266 | 0.22052 | 0.19235 | 0 | 0 | 0.0050755 | 2.43 | 0.17713 | 1.4838 | 1.4838 | 11.4139 | 0 | 0.0055943 | 0.006688 | 0.0039511 | 0 | 0 | 0.072835 | 0.014642 | 1.2615 | 0.25494 | 13.0292 | 2.0585 | 0 | 0.58506 | 0.81115 | 0 | 0 | 0 | 0 | -17.5398 | 0.052206 | 0 | 0.0053054 | 0 | -0.32593 | 0 | 0 | 0 | 0 | 0 | 0 | 0 | 0 | 1.9165 | 0 | 0 | 0 | 1.822 | 0 | 7.5878 | 0 | 2.0718 | 35.4027 | 1.2254 | 3.0551 | 0 | 0.039387 | -0.43155 | 0.62859 | 0.16139 | 0.33681 | 37.3813 | 20.2759 | -0.75748 | 0 | 0.50591 | 0 | 1.6728 | 0.18573
2025_03_03 Hr 18 | 0 | 8.1847e-06 | 0 | 0.24047 | 0.24227 | 0.23442 | 0.2266 | 0.22052 | 0.19235 | 0 | 0 | 0.0050755 | 2.4 | 0.20371 | 1.4838 | 1.4838 | 11.642 | 0 | 0.0055943 | 0.006688 | 0.0039511 | 0 | 0 | 0.072835 | 0.014642 | 1.2615 | 0.63158 | 13.1067 | 2.0585 | 0 | 0.58919 | 0.81115 | 0 | 0 | 0 | 0 | -29.5765 | 0.052206 | 0 | 0 | 0 | -0.37985 | 0 | 0 | 0 | 0 | 0 | 0 | 0 | 0 | 1.2994 | 0 | 0 | 0 | 1.822 | 0 | 5.9866 | 7.7679 | 2.2807 | 42.9391 | 1.2254 | 3.0551 | 0 | 0.039387 | 0 | 0.62859 | 0.16139 | 0.33681 | 32.4243 | 19.4416 | -0.37985 | 0 | 0.50591 | 0 | 1.6728 | 0.19041
2025_03_03 Hr 19 | 0 | 0 | 0 | 0.24047 | 0.24227 | 0.23442 | 0.2266 | 0.22052 | 0.19235 | 0 | 0 | 0.0050755 | 2.49 | 0.20879 | 1.4838 | 1.4838 | 11.642 | 0 | 0.0055943 | 0.006688 | 0.0039511 | 0 | 0 | 0.072835 | 0.014642 | 1.2615 | 0.63158 | 13.1067 | 2.0585 | 0 | 0.58919 | 0.81115 | 0 | 0 | 0 | 0 | -35.8548 | 0.052206 | 0 | 0 | 0 | -0.37524 | 0 | 0 | 0 | 0 | 0 | 0 | 0 | 0 | 1.9165 | 0 | 0 | 0 | 1.822 | 0 | 6.2178 | 6.2177 | 2.5505 | 43.4016 | 1.2254 | 3.0551 | 0 | 0.039387 | 0 | 0.62859 | 0.16139 | 0.33681 | 27.5987 | 20.4272 | -0.37524 | 0 | 0.50591 | 0 | 1.6728 | 0.19409
2025_03_03 Hr 20 | 0 | 0 | 0 | 0.24047 | 0.24227 | 0.23442 | 0.2266 | 0.22052 | 0.19235 | 0 | 0 | 0.0050755 | 2.55 | 0.22217 | 1.4838 | 1.4838 | 11.642 | 0 | 0.0055943 | 0.006688 | 0.0039511 | 0 | 0 | 0.072835 | 0.014642 | 1.2615 | 0.63158 | 13.1067 | 2.0585 | 0 | 0.58919 | 0.81115 | 0 | 0 | 0 | 0 | -39.2258 | 0.052206 | 0 | 0 | 0 | -0.38996 | 0 | 0 | 0 | 0 | 0 | 0 | 0 | 0 | 2.1923 | 0 | 0 | 0 | 1.822 | 0 | 6.7142 | 6.7142 | 2.6724 | 44.3944 | 1.2254 | 3.0551 | 0 | 0.039387 | 0 | 0.62859 | 0.16139 | 0.33681 | 25.6765 | 20.898 | -0.38996 | 0 | 0.50591 | 0 | 1.6728 | 0.19372
2025_03_03 Hr 21 | 0 | 0 | 0 | 0 | 0 | 0 | 0.2266 | 0.22052 | 0.19235 | 0 | 0 | 0.0050755 | 2.52 | 0.22261 | 1.4838 | 1.4838 | 11.642 | 0 | 0.0055943 | 0.006688 | 0.0039511 | 0 | 0 | 0.072835 | 0.014642 | 1.2615 | 0 | 13.1067 | 2.0585 | 0 | 0.58919 | 0.81115 | 0 | 0 | 0 | 0 | -34.4562 | 0.052206 | 0 | 0.0028395 | 0 | -0.39543 | 0 | 0 | 0 | 0 | 0 | 0 | 0 | 0 | 1.9165 | 0 | 0 | 0 | 1.822 | 0 | 6.1854 | 6.1854 | 1.3797 | 41.9882 | 1.2254 | 3.0551 | 0 | 0.039387 | 0 | 0.62859 | 0.16139 | 0.33681 | 26.4347 | 19.2981 | -0.39543 | 0 | 0.50591 | 0 | 1.6728 | 0.19196
2025_03_03 Hr 22 | 0 | 0 | 0 | 0 | 0 | 0 | 0 | 0 | 0.19235 | 0 | 0 | 0.0050755 | 2.49 | 0.21338 | 1.4838 | 1.4838 | 11.642 | 0 | 0.0055943 | 0.006688 | 0.0039511 | 0 | 0 | 0.072835 | 0.014642 | 1.2615 | 0 | 13.1067 | 2.0585 | 0 | 0.58919 | 0.81115 | 0 | 0 | 0 | 0 | -19.2669 | 0.052206 | 0 | 0.013772 | 0 | -0.38353 | 0 | 0 | 0 | 0 | 0 | 0 | 0 | 0 | 2.1923 | 0 | 0 | 0 | 1.822 | 0 | 0 | 0 | 1.0185 | 29.1702 | 1.2254 | 3.0551 | 0 | 0.039387 | 0 | 0.62859 | 0.16139 | 0.33681 | 28.6901 | 19.1704 | -0.38353 | 0 | 0.50591 | 0 | 1.6728 | 0.18886
2025_03_03 Hr 23 | 0 | 0 | 0 | 0 | 0 | 0 | 0 | 0 | 0.19235 | 0 | 0 | 0.0050755 | 2.43 | 0.18894 | 1.4838 | 1.4838 | 11.8069 | 0 | 0.0055943 | 0.006688 | 0.0039511 | 0 | 0 | 0.072835 | 0.014642 | 1.2615 | 0 | 13.1694 | 2.0585 | 0 | 0.59394 | 0.81115 | 0 | 0 | 0 | 0 | -18.0391 | 0.052206 | 0 | 0.012496 | 0 | -0.3478 | 0 | 0 | 0 | 0 | 0 | 0 | 0 | 0 | 2.1923 | 0 | 0 | 0 | 1.822 | 0 | 0 | 0 | 0.93143 | 29.3979 | 1.2254 | 3.0551 | 0 | 0.039387 | 0 | 0.62859 | 0.16139 | 0.33681 | 30.0111 | 19 | -0.3478 | 0 | 0.50591 | 0 | 1.6728 | 0.18527
2025_03_03 Hr 24 | 0 | 0 | 0 | 0 | 0 | 0 | 0 | 0 | 0.19235 | 0 | 0 | 0.0050755 | 2.34 | 0.17628 | 1.4838 | 1.4838 | 11.8069 | 0 | 0.0055943 | 0.006688 | 0.0039511 | 0 | 0 | 0.072835 | 0.014642 | 1.2615 | 0 | 13.1694 | 2.0585 | 0 | 0.59394 | 0.81115 | 0 | 0 | 0 | 0 | -19.3413 | 0.052206 | 0 | 0.012107 | 0 | -0.3369 | 0 | 0 | 0 | 0 | 0 | 0 | 0 | 0 | 2.1197 | 0 | 0 | 0 | 1.822 | 0 | 0 | 0 | 0.90096 | 29.3979 | 1.2254 | 3.0551 | 0 | 0.039387 | 0 | 0.62859 | 0.16139 | 0.33681 | 28.5114 | 18.7917 | -0.3369 | 0 | 0.50591 | 0 | 1.6728 | 0.18269
2025_03_04 Hr 01 | 0 | 0 | 0 | 0 | 0 | 0.14665 | 0 | 0 | 0.12033 | 0 | 0 | 0.0050755 | 2.28 | 0.15744 | 1.4838 | 1.4838 | 7.3879 | 0 | 0.0055943 | 0.006688 | 0.0039511 | 0 | 0 | 0.072835 | 0.014642 | 1.2615 | 0 | 8.2384 | 2.0585 | 0 | 0.59394 | 0.81115 | 0 | 0 | 0 | 0 | -20.2032 | 0.052206 | 0 | 0.010358 | 0 | -0.30864 | 0 | 0 | 0 | 0 | 0 | 0 | 0 | 0 | 2.2577 | 0 | 0 | 0 | 1.822 | 0 | 0 | 0 | 0.63111 | 20.1225 | 1.2254 | 3.0551 | 0 | 0.039387 | 0 | 0.62859 | 0.16139 | 0.33681 | 18.1899 | 18.5792 | -0.30864 | 0 | 0.50591 | 0 | 1.6728 | 0.18093
2025_03_04 Hr 02 | 0 | 0 | 0 | 0 | 0 | 0.14665 | 0.14175 | 0.13795 | 0.12033 | 0 | 0 | 0.0050755 | 2.25 | 0.14905 | 1.4838 | 1.4838 | 7.3879 | 0 | 0.0055943 | 0.006688 | 0.0039511 | 0 | 0 | 0.072835 | 0.014642 | 1.2615 | 0 | 8.2384 | 2.0585 | 0 | 0.59394 | 0.81115 | 0 | 0 | 0 | 0 | -20.1061 | 0.052206 | 0 | 0.0085169 | 0 | -0.29599 | 0 | 0 | 0 | 0 | 0 | 0 | 0 | 0 | 2.6715 | 0 | 0 | 0 | 1.822 | 0 | 0 | 0 | 0.63111 | 20.4022 | 1.2254 | 3.0551 | 0 | 0.039387 | 0 | 0.62859 | 0.16139 | 0.33681 | 18.9547 | 18.9547 | -0.29599 | 0 | 0.50591 | 0 | 1.6728 | 0.18097
2025_03_04 Hr 03 | 0 | 0 | 0 | 0 | 0 | 0.14665 | 0.14175 | 0.13795 | 0.12033 | 0 | 0 | 0.0050755 | 2.22 | 0.15181 | 1.4838 | 1.4838 | 7.3879 | 0 | 0.0055943 | 0.006688 | 0.0039511 | 0 | 0 | 0.072835 | 0.014642 | 1.2615 | 0 | 8.2384 | 2.0585 | 0 | 0.59394 | 0.81115 | 0 | 0 | 0 | 0 | -21.416 | 0.052206 | 0 | 0.008792 | 0 | -0.30562 | 0 | 0 | 0 | 0 | 0 | 0 | 0 | 0 | 3.1506 | 0 | 0 | 0 | 1.822 | 0 | 0 | 0 | 0.74862 | 20.4022 | 1.2254 | 3.0551 | 0 | 0.039387 | 0 | 0.62859 | 0.16139 | 0.33681 | 18.2035 | 19.523 | -0.30562 | 0 | 0.50591 | 0 | 1.6728 | 0.17992
2025_03_04 Hr 04 | 0 | 0 | 0 | 0 | 0 | 0.14665 | 0.14175 | 0.13795 | 0.12033 | 0 | 0 | 0.0050755 | 2.16 | 0.14755 | 1.4838 | 1.4838 | 7.3879 | 0 | 0.0055943 | 0.006688 | 0.0039511 | 0 | 0 | 0.072835 | 0.014642 | 1.2615 | 0 | 8.2384 | 2.0585 | 0 | 0.59394 | 0.81115 | 0 | 0 | 0 | 0 | -21.9517 | 0.052206 | 0 | 0.008783 | 0 | -0.30531 | 0 | 0 | 0 | 0 | 0 | 0 | 0 | 0 | 3.4264 | 0 | 0 | 0 | 1.822 | 0 | 0 | 0 | 0.50924 | 20.4022 | 1.2254 | 3.0551 | 0 | 0.039387 | 0 | 0.62859 | 0.16139 | 0.33681 | 17.6424 | 19.4973 | -0.30531 | 0 | 0.50591 | 0 | 1.6728 | 0.18199
2025_03_04 Hr 05 | 0 | 0 | 0 | 0.012536 | 0 | 0 | 0.14175 | 0.13795 | 0.12033 | 0 | 0 | 0.0050755 | 2.1 | 0.16319 | 1.4838 | 1.4838 | 7.3879 | 0 | 0.0055943 | 0.006688 | 0.0039511 | 0 | 0 | 0.072835 | 0.014642 | 1.2615 | 0 | 8.2384 | 2.0585 | 0 | 0.59394 | 0.81115 | 0 | 0 | 0 | 0 | -21.4197 | 0.052206 | 0 | 0.010743 | 0 | -0.34759 | 0 | 0 | 0 | 0 | 0 | 0 | 0 | 0 | 3.695 | 0 | 0 | 0 | 1.822 | 0 | 0 | 0 | 0.50924 | 20.268 | 1.2254 | 3.0551 | 0 | 0.039387 | 0 | 0.62859 | 0.16139 | 0.33681 | 18.2227 | 19.722 | -0.34759 | 0 | 0.50591 | 0 | 1.6728 | 0.18248
2025_03_04 Hr 06 | 0 | 0 | 0 | 0.15043 | 0.075797 | 0 | 0.14175 | 0.13795 | 0.12033 | 0 | 0 | 0.0050755 | 2.07 | 0.19026 | 1.4838 | 1.4838 | 7.3879 | 0 | 0.0055943 | 0.006688 | 0.0039511 | 0 | 0 | 0.072835 | 0.014642 | 1.2615 | 0 | 8.2384 | 2.0585 | 0 | 0.59394 | 0.81115 | 0 | 0 | 0 | 0 | -41.5015 | 0.052206 | 0 | 0.0013639 | 0 | -0.4115 | 0 | 0 | 0 | 0 | 0 | 0 | 0 | 0 | 4.0435 | 0 | 0 | 0 | 1.822 | 0 | 5.6391 | 5.639 | 0.77909 | 28.8272 | 1.2254 | 3.0551 | 0 | 0.039387 | 0 | 0.62859 | 0.16139 | 0.33681 | 7.2572 | 20.343 | -0.4115 | 0 | 0.50591 | 0 | 1.6728 | 0.18808
2025_03_04 Hr 07 | 0 | 0 | 0 | 0.15043 | 0.15156 | 0 | 0.14175 | 0.13795 | 0.12033 | 0 | 0 | 0.0050755 | 1.95 | 0.19704 | 1.4838 | 1.4838 | 7.2847 | 0 | 0.0055943 | 0.006688 | 0.0039511 | 0 | 0 | 0.072835 | 0.014642 | 1.2615 | 0 | 8.1992 | 2.0585 | 0 | 0.58919 | 0.81115 | 0 | 0 | 0 | 0 | -45.3603 | 0.052206 | 0 | 0.0010826 | 0 | -0.45261 | 0 | 0 | 0 | 0 | 0 | 0 | 0 | 0 | 4.2467 | 0 | 0 | 0 | 1.822 | 0 | 4.231 | 4.231 | 0.96189 | 28.877 | 1.2254 | 3.0551 | 0 | 0.039387 | 0 | 0.62859 | 0.16139 | 0.33681 | 3.6821 | 20.6179 | -0.45261 | 0 | 0.50591 | 0 | 1.6728 | 0.19494
2025_03_04 Hr 08 | 0.44339 | 0 | 0 | 0.15043 | 0.15156 | 0 | 0.14175 | 0.13795 | 0.12033 | 0 | 0 | 0.0050755 | 2.07 | 0.21072 | 1.4838 | 1.4838 | 7.2847 | 0 | 0.0055943 | 0.006688 | 0.0039511 | 0 | 0 | 0.072835 | 0.014642 | 1.2615 | 0 | 8.1992 | 2.0585 | 0 | 0.58919 | 0.81115 | 0 | 0 | 0 | 0 | -43.5825 | 0.052206 | 0 | 0.0010907 | 0 | -0.45598 | 0 | 0 | 0 | 0 | 0 | 0 | 0 | 0 | 4.1741 | 0 | 0 | 0 | 1.822 | 0 | 4.231 | 4.231 | 1.0185 | 28.877 | 1.2254 | 3.0551 | 0 | 0.039387 | -0.44339 | 0.62859 | 0.16139 | 0.33681 | 5.5756 | 21.1805 | -0.89938 | 0 | 0.50591 | 0 | 1.6728 | 0.1964
2025_03_04 Hr 09 | 0.7093 | 0 | 0 | 0.15043 | 0.15156 | 0.14665 | 0.14175 | 0.13795 | 0.12033 | 0 | 0 | 0.0050755 | 2.22 | 0.21689 | 1.4838 | 1.4838 | 7.2847 | 0 | 0.0055943 | 0.006688 | 0.0039511 | 0 | 0 | 0.072835 | 0.014642 | 1.2615 | 0 | 8.1992 | 2.0585 | 0 | 0.58919 | 0.81115 | 0 | 0 | 0 | 0 | -39.0207 | 0.052206 | 0 | 0 | 0 | -0.43754 | 0 | 0 | 0 | 0 | 0 | 0 | 0 | 0 | 3.9055 | 0 | 0 | 0 | 1.822 | 0 | 4.231 | 4.231 | 0.69204 | 29.0237 | 1.2254 | 3.0551 | 0 | 0.039387 | -0.7093 | 0.62859 | 0.16139 | 0.33681 | 9.8603 | 21.0042 | -1.1468 | 0 | 0.50591 | 0 | 1.6728 | 0.19307
2025_03_04 Hr 10 | 0.80367 | 3.8984e-05 | 0 | 0.15043 | 0.15156 | 0.14665 | 0.14175 | 0.13795 | 0.12033 | 0 | 0 | 0.0050755 | 2.34 | 0.17738 | 1.4838 | 1.4838 | 7.2847 | 0 | 0.0055943 | 0.006688 | 0.0039511 | 0 | 0 | 0.072835 | 0.014642 | 1.2615 | 0 | 8.1992 | 2.0585 | 0 | 0.58919 | 0.81115 | 0 | 0 | 0 | 0 | -32.2006 | 0.052206 | 0 | 0 | 0 | -0.33901 | 0 | 0 | 0 | 0 | 0 | 0 | 0 | 0 | 3.7676 | 0 | 0 | 0 | 1.822 | 0 | 4.231 | 4.231 | 0.60064 | 29.0237 | 1.2254 | 3.0551 | 0 | 0.039387 | -0.80367 | 0.62859 | 0.16139 | 0.33681 | 16.6286 | 20.9482 | -1.1427 | 0 | 0.50591 | 0 | 1.6728 | 0.19152
2025_03_04 Hr 11 | 0.75659 | 3.1495e-05 | 0 | 0.15043 | 0.15156 | 0.14665 | 0.14175 | 0.13795 | 0.12033 | 0 | 0 | 0.0050755 | 2.43 | 0.17008 | 1.4838 | 1.4838 | 7.2847 | 0 | 0.0055943 | 0.006688 | 0.0039511 | 0 | 0 | 0.072835 | 0.014642 | 1.2615 | 0 | 8.1992 | 2.0585 | 0 | 0.58919 | 0.81115 | 0 | 0 | 0 | 0 | -32.8845 | 0.052206 | 0 | 0 | 0 | -0.31285 | 0 | 0 | 0 | 0 | 0 | 0 | 0 | 0 | 4.1741 | 0 | 0 | 0 | 1.822 | 0 | 4.231 | 4.231 | 0.60064 | 29.0237 | 1.2254 | 3.0551 | 0 | 0.039387 | -0.75659 | 0.62859 | 0.16139 | 0.33681 | 16.4584 | 21.3887 | -1.0694 | 0 | 0.50591 | 0 | 1.6728 | 0.18994
2025_03_04 Hr 12 | 0.70356 | 3.2455e-05 | 0 | 0.15043 | 0.15156 | 0.14665 | 0.14175 | 0.13795 | 0.12033 | 0 | 0 | 0.0050755 | 2.7 | 0.17588 | 1.4838 | 1.4838 | 7.2847 | 0 | 0.0055943 | 0.006688 | 0.0039511 | 0 | 0 | 0.072835 | 0.014642 | 1.2615 | 0 | 8.1992 | 2.0585 | 0 | 0.58919 | 0.81115 | 0 | 0 | 0 | 0 | -30.8294 | 0.052206 | 0 | 0 | 0 | -0.29104 | 0 | 0 | 0 | 0 | 0 | 0 | 0 | 0 | 3.5644 | 0 | 0 | 0 | 1.822 | 0 | 4.231 | 4.231 | 0.30032 | 29.0237 | 1.2254 | 3.0551 | 0 | 0.039387 | -0.70356 | 0.62859 | 0.16139 | 0.33681 | 17.9002 | 20.7005 | -0.9946 | 0 | 0.50591 | 0 | 1.6728 | 0.18903
2025_03_04 Hr 13 | 0.74875 | 1.8787e-05 | 0 | 0.15043 | 0.15156 | 0.14665 | 0.14175 | 0.13795 | 0.12033 | 0 | 0 | 0.0050755 | 2.73 | 0.16796 | 1.4838 | 1.4838 | 7.2847 | 0 | 0.0055943 | 0.006688 | 0.0039511 | 0 | 0 | 0.072835 | 0.014642 | 1.2615 | 0 | 8.1992 | 2.0585 | 0 | 0.58919 | 0.81115 | 0 | 0 | 0 | 0 | -29.0972 | 0.052206 | 0 | 0 | 0 | -0.27476 | 0 | 0 | 0 | 0 | 0 | 0 | 0 | 0 | 3.7676 | 0 | 0 | 0 | 1.822 | 0 | 4.231 | 4.231 | 0.20892 | 29.0237 | 1.2254 | 3.0551 | 0 | 0.039387 | -0.74875 | 0.62859 | 0.16139 | 0.33681 | 19.7809 | 20.8779 | -1.0235 | 0 | 0.50591 | 0 | 1.6728 | 0.18732
2025_03_04 Hr 14 | 0.59022 | 1.3777e-05 | 0 | 0.15043 | 0.15156 | 0.14665 | 0.14175 | 0.13795 | 0.12033 | 0 | 0 | 0.0050755 | 2.7 | 0.16532 | 1.4838 | 1.4838 | 7.2847 | 0 | 0.0055943 | 0.006688 | 0.0039511 | 0 | 0 | 0.072835 | 0.014642 | 1.2615 | 0 | 8.1992 | 2.0585 | 0 | 0.58919 | 0.81115 | 0 | 0 | 0 | 0 | -29.5046 | 0.052206 | 0 | 0 | 0 | -0.27344 | 0 | 0 | 0 | 0 | 0 | 0 | 0 | 0 | 4.5226 | 0 | 0 | 0 | 1.822 | 0 | 4.231 | 4.231 | 0.39172 | 29.0237 | 1.2254 | 3.0551 | 0 | 0.039387 | -0.59022 | 0.62859 | 0.16139 | 0.33681 | 20.2785 | 21.6231 | -0.86366 | 0 | 0.50591 | 0 | 1.6728 | 0.18591
2025_03_04 Hr 15 | 0.49941 | 4.9297e-05 | 0 | 0.15043 | 0.15156 | 0.14665 | 0.14175 | 0.13795 | 0.12033 | 0 | 0 | 0.0050755 | 2.73 | 0.16104 | 1.4838 | 1.4838 | 7.2847 | 0 | 0.0055943 | 0.006688 | 0.0039511 | 0 | 0 | 0.072835 | 0.014642 | 1.1957 | 0.21581 | 8.1992 | 2.0585 | 0 | 0.58919 | 0.81115 | 0 | 0 | 0 | 0 | -29.2272 | 0.052206 | 0 | 0 | 0 | -0.26334 | 0 | 0 | 0 | 0 | 0 | 0 | 0 | 0 | 4.5226 | 0 | 0 | 0 | 1.822 | 0 | 3.7046 | 3.7046 | 0.77909 | 27.9713 | 1.2254 | 3.0551 | 0 | 0.039387 | -0.49941 | 0.62859 | 0.16139 | 0.33681 | 19.9264 | 21.9452 | -0.76275 | 0 | 0.50591 | 0 | 1.6728 | 0.18566
2025_03_04 Hr 16 | 0.52229 | 5.1325e-05 | 0 | 0.15043 | 0.15156 | 0.14665 | 0.14175 | 0.13795 | 0.12033 | 0 | 0 | 0.0050755 | 2.7 | 0.16269 | 1.4838 | 1.4838 | 7.2847 | 0 | 0.0055943 | 0.006688 | 0.0039511 | 0 | 0 | 0.072835 | 0.014642 | 0.85127 | 0 | 8.1992 | 2.0585 | 0 | 0.58919 | 0.81115 | 0 | 0 | 0 | 0 | -29.7206 | 0.052206 | 0 | 0 | 0 | -0.26905 | 0 | 0 | 0 | 0 | 0 | 0 | 0 | 0 | 4.3121 | 0 | 0 | 0 | 1.822 | 0 | 3.8588 | 3.8588 | 0.87049 | 27.869 | 1.2254 | 3.0551 | 0 | 0.039387 | -0.52229 | 0.62859 | 0.16139 | 0.33681 | 19.1772 | 21.8201 | -0.79134 | 0 | 0.50591 | 0 | 1.6728 | 0.18521
2025_03_04 Hr 17 | 0.20408 | 0.0001377 | 0 | 0.15043 | 0.15156 | 0.14665 | 0.14175 | 0.13795 | 0.12033 | 0 | 0 | 0.0050755 | 2.64 | 0.20017 | 1.4838 | 1.4838 | 7.2847 | 0 | 0.0055943 | 0.006688 | 0.0039511 | 0 | 0 | 0.072835 | 0.014642 | 1.1799 | 0.54655 | 8.1992 | 2.0585 | 0 | 0.58919 | 0.81115 | 0 | 0 | 0 | 0 | -38.5879 | 0.052206 | 0 | 0 | 0 | -0.3391 | 0 | 0 | 0 | 0 | 0 | 0 | 0 | 0 | 3.9709 | 0 | 0 | 0 | 1.822 | 0 | 3.9832 | 3.9832 | 0.60064 | 28.8434 | 1.2254 | 3.0551 | 0 | 0.039387 | -0.20408 | 0.62859 | 0.16139 | 0.33681 | 10.5834 | 20.8711 | -0.54318 | 0 | 0.50591 | 0 | 1.6728 | 0.18785
2025_03_04 Hr 18 | 0.067929 | 3.4031e-05 | 0 | 0.15043 | 0.15156 | 0.14665 | 0.14175 | 0.13795 | 0.12033 | 0 | 0 | 0.0050755 | 2.73 | 0.22233 | 1.4838 | 1.4838 | 7.2847 | 0 | 0.0055943 | 0.006688 | 0.0039511 | 0 | 0 | 0.072835 | 0.014642 | 1.2615 | 0.39691 | 8.1992 | 2.0585 | 0 | 0.58919 | 0.81115 | 0 | 0 | 0 | 0 | -41.0051 | 0.052206 | 0 | 0 | 0 | -0.36439 | 0 | 0 | 0 | 0 | 0 | 0 | 0 | 0 | 4.2467 | 0 | 0 | 0 | 1.822 | 0 | 4.231 | 4.231 | 0.84002 | 29.4206 | 1.2254 | 3.0551 | 0 | 0.039387 | -0.067929 | 0.62859 | 0.16139 | 0.33681 | 9.3482 | 21.365 | -0.43231 | 0 | 0.50591 | 0 | 1.6728 | 0.19065
2025_03_04 Hr 19 | 0.02274 | 0 | 0 | 0.15043 | 0.15156 | 0.14665 | 0.14175 | 0.13795 | 0.12033 | 0 | 0 | 0.0050755 | 2.58 | 0.22753 | 1.4838 | 1.4838 | 7.2847 | 0 | 0.0055943 | 0.006688 | 0.0039511 | 0 | 0 | 0.072835 | 0.014642 | 1.2615 | 0.39691 | 8.1992 | 2.0585 | 0 | 0.58919 | 0.81115 | 0 | 0 | 0 | 0 | -43.1824 | 0.052206 | 0 | 0 | 0 | -0.39475 | 0 | 0 | 0 | 0 | 0 | 0 | 0 | 0 | 4.5226 | 0 | 0 | 0 | 1.822 | 0 | 4.231 | 4.231 | 0.87049 | 29.4206 | 1.2254 | 3.0551 | 0 | 0.039387 | -0.02274 | 0.62859 | 0.16139 | 0.33681 | 7.3044 | 21.4836 | -0.41749 | 0 | 0.50591 | 0 | 1.6728 | 0.19296
2025_03_04 Hr 20 | 0 | 0 | 0 | 0.15043 | 0.15156 | 0.14665 | 0.14175 | 0.13795 | 0.12033 | 0 | 0 | 0.0050755 | 2.55 | 0.23782 | 1.4838 | 1.4838 | 7.2847 | 0 | 0.0055943 | 0.006688 | 0.0039511 | 0 | 0 | 0.072835 | 0.014642 | 1.2615 | 0.39691 | 8.1992 | 2.0585 | 0 | 0.58919 | 0.81115 | 0 | 0 | 0 | 0 | -41.0225 | 0.052206 | 0 | 0 | 0 | -0.41758 | 0 | 0 | 0 | 0 | 0 | 0 | 0 | 0 | 3.1506 | 0 | 0 | 0 | 1.822 | 0 | 4.231 | 4.231 | 0.63111 | 29.4206 | 1.2254 | 3.0551 | 0 | 0.039387 | 0 | 0.62859 | 0.16139 | 0.33681 | 7.8086 | 19.8281 | -0.41758 | 0 | 0.50591 | 0 | 1.6728 | 0.1913
2025_03_04 Hr 21 | 0 | 0 | 0 | 0.15043 | 0.15156 | 0.14665 | 0.14175 | 0.13795 | 0.12033 | 0 | 0 | 0.0050755 | 2.64 | 0.24723 | 1.4838 | 1.4838 | 7.2847 | 0 | 0.0055943 | 0.006688 | 0.0039511 | 0 | 0 | 0.072835 | 0.014642 | 1.2615 | 0.39691 | 8.1992 | 2.0585 | 0 | 0.58919 | 0.81115 | 0 | 0 | 0 | 0 | -41.1007 | 0.052206 | 0 | 0 | 0 | -0.41931 | 0 | 0 | 0 | 0 | 0 | 0 | 0 | 0 | 2.3956 | 0 | 0 | 0 | 1.822 | 0 | 4.231 | 4.231 | 0.96189 | 29.4206 | 1.2254 | 3.0551 | 0 | 0.039387 | 0 | 0.62859 | 0.16139 | 0.33681 | 7.4025 | 19.5019 | -0.41931 | 0 | 0.50591 | 0 | 1.6728 | 0.18988
2025_03_04 Hr 22 | 0 | 0 | 0 | 0.15043 | 0.15156 | 0.14665 | 0.14175 | 0.13795 | 0.12033 | 0 | 0 | 0.0050755 | 2.52 | 0.22272 | 1.4838 | 1.4838 | 7.2847 | 0 | 0.0055943 | 0.006688 | 0.0039511 | 0 | 0 | 0.072835 | 0.014642 | 1.2615 | 0.39691 | 8.1992 | 2.0585 | 0 | 0.58919 | 0.81115 | 0 | 0 | 0 | 0 | -39.1998 | 0.052206 | 0 | 0 | 0 | -0.39562 | 0 | 0 | 0 | 0 | 0 | 0 | 0 | 0 | 2.1197 | 0 | 0 | 0 | 1.822 | 0 | 4.231 | 4.231 | 1.2622 | 29.4206 | 1.2254 | 3.0551 | 0 | 0.039387 | 0 | 0.62859 | 0.16139 | 0.33681 | 9.2035 | 19.3784 | -0.39562 | 0 | 0.50591 | 0 | 1.6728 | 0.18639
2025_03_04 Hr 23 | 0 | 0 | 0 | 0.15043 | 0.15156 | 0.14665 | 0.14175 | 0.13795 | 0.12033 | 0 | 0 | 0.0050755 | 2.49 | 0.19268 | 1.4838 | 1.4838 | 7.3879 | 0 | 0.0055943 | 0.006688 | 0.0039511 | 0 | 0 | 0.072835 | 0.014642 | 1.2615 | 0.39691 | 8.2384 | 2.0585 | 0 | 0.59394 | 0.81115 | 0 | 0 | 0 | 0 | -31.9164 | 0.052206 | 0 | 0 | 0 | -0.34612 | 0 | 0 | 0 | 0 | 0 | 0 | 0 | 0 | 1.1615 | 0 | 0 | 0 | 1.822 | 0 | 4.2845 | 4.2845 | 0.84002 | 29.6701 | 1.2254 | 3.0551 | 0 | 0.039387 | 0 | 0.62859 | 0.16139 | 0.33681 | 15.346 | 17.9385 | -0.34612 | 0 | 0.50591 | 0 | 1.6728 | 0.18225
2025_03_04 Hr 24 | 0 | 0 | 0 | 0.15043 | 0.15156 | 0.14665 | 0.14175 | 0.13795 | 0.12033 | 0 | 0 | 0.0050755 | 2.49 | 0.18441 | 1.4838 | 1.4838 | 7.3879 | 0 | 0.0055943 | 0.006688 | 0.0039511 | 0 | 0 | 0.072835 | 0.014642 | 1.2615 | 0.39691 | 8.2384 | 2.0585 | 0 | 0.59394 | 0.81115 | 0 | 0 | 0 | 0 | -29.1196 | 0.052206 | 0 | 0 | 0 | -0.33117 | 0 | 0 | 0 | 0 | 0 | 0 | 0 | 0 | 1.4374 | 0 | 0 | 0 | 1.822 | 0 | 4.2845 | 4.2845 | 0.77909 | 29.6701 | 1.2254 | 3.0551 | 0 | 0.039387 | 0 | 0.62859 | 0.16139 | 0.33681 | 18.36 | 18.1406 | -0.33117 | 0 | 0.50591 | 0 | 1.6728 | 0.1777
2025_03_05 Hr 01 | 0 | 0 | 0 | 0.17673 | 0.17805 | 0.17228 | 0.16654 | 0.16207 | 0.14137 | 0 | 0 | 0.0050755 | 2.37 | 0.158 | 1.4838 | 1.4838 | 8.6787 | 0 | 0.0055943 | 0.006688 | 0.0039511 | 0 | 0 | 0.072835 | 0.014642 | 1.2615 | 0 | 9.6787 | 2.0585 | 0 | 0.59394 | 0.81115 | 0 | 0 | 0 | 0 | -29.0542 | 0.052206 | 0 | 0 | 0 | -0.2979 | 0 | 0 | 0 | 0 | 0 | 0 | 0 | 0 | 1.7132 | 0 | 0 | 0 | 1.822 | 0 | 5.0336 | 5.0336 | 0.99236 | 33.6508 | 1.2254 | 3.0551 | 0 | 0.039387 | 0 | 0.62859 | 0.16139 | 0.33681 | 22.7804 | 18.4817 | -0.2979 | 0 | 0.50591 | 0 | 1.6728 | 0.17605
2025_03_05 Hr 02 | 0 | 0 | 0 | 0.17673 | 0.17805 | 0.17228 | 0.16654 | 0.16207 | 0.14137 | 0 | 0 | 0.0050755 | 2.37 | 0.15845 | 1.4838 | 1.4838 | 8.6787 | 0 | 0.0055943 | 0.006688 | 0.0039511 | 0 | 0 | 0.072835 | 0.014642 | 1.2615 | 0 | 9.6787 | 2.0585 | 0 | 0.59394 | 0.81115 | 0 | 0 | 0 | 0 | -30.6619 | 0.052206 | 0 | 0 | 0 | -0.29875 | 0 | 0 | 0 | 0 | 0 | 0 | 0 | 0 | 1.51 | 0 | 0 | 0 | 1.822 | 0 | 5.0336 | 5.0336 | 1.1403 | 33.6508 | 1.2254 | 3.0551 | 0 | 0.039387 | 0 | 0.62859 | 0.16139 | 0.33681 | 21.1172 | 18.4271 | -0.29875 | 0 | 0.50591 | 0 | 1.6728 | 0.17629
2025_03_05 Hr 03 | 0 | 0 | 0 | 0.17673 | 0.17805 | 0.17228 | 0.16654 | 0.16207 | 0.14137 | 0 | 0 | 0.0050755 | 2.34 | 0.15606 | 1.4838 | 1.4838 | 8.6787 | 0 | 0.0055943 | 0.006688 | 0.0039511 | 0 | 0 | 0.072835 | 0.014642 | 1.2615 | 0 | 9.6787 | 2.0585 | 0 | 0.59394 | 0.81115 | 0 | 0 | 0 | 0 | -29.5605 | 0.052206 | 0 | 0 | 0 | -0.29801 | 0 | 0 | 0 | 0 | 0 | 0 | 0 | 0 | 1.0236 | 0 | 0 | 0 | 1.822 | 0 | 5.0336 | 5.0336 | 1.2927 | 33.6508 | 1.2254 | 3.0551 | 0 | 0.039387 | 0 | 0.62859 | 0.16139 | 0.33681 | 21.8529 | 18.0606 | -0.29801 | 0 | 0.50591 | 0 | 1.6728 | 0.17621
2025_03_05 Hr 04 | 0 | 0 | 0 | 0 | 0 | 0.17228 | 0.16654 | 0.16207 | 0.14137 | 0 | 0 | 0.0050755 | 2.31 | 0.1537 | 1.4838 | 1.4838 | 8.6787 | 0 | 0.0055943 | 0.006688 | 0.0039511 | 0 | 0 | 0.072835 | 0.014642 | 1.2615 | 0 | 9.6787 | 2.0585 | 0 | 0.59394 | 0.81115 | 0 | 0 | 0 | 0 | -29.3277 | 0.052206 | 0 | 0.0014258 | 0 | -0.29731 | 0 | 0 | 0 | 0 | 0 | 0 | 0 | 0 | 1.7132 | 0 | 0 | 0 | 1.822 | 0 | 5.0336 | 5.0336 | 1.6801 | 33.296 | 1.2254 | 3.0551 | 0 | 0.039387 | 0 | 0.62859 | 0.16139 | 0.33681 | 22.7758 | 19.1048 | -0.29731 | 0 | 0.50591 | 0 | 1.6728 | 0.17581
2025_03_05 Hr 05 | 0 | 0 | 0 | 0 | 0 | 0.17228 | 0.16654 | 0.16207 | 0.14137 | 0 | 0 | 0.0050755 | 2.34 | 0.16442 | 1.4838 | 1.4838 | 8.6787 | 0 | 0.0055943 | 0.006688 | 0.0039511 | 0 | 0 | 0.072835 | 0.014642 | 1.2615 | 0 | 9.6787 | 2.0585 | 0 | 0.59394 | 0.81115 | 0 | 0 | 0 | 0 | -28.3884 | 0.052206 | 0 | 0.0015057 | 0 | -0.31409 | 0 | 0 | 0 | 0 | 0 | 0 | 0 | 0 | 1.2341 | 0 | 0 | 0 | 1.822 | 0 | 4.9023 | 4.9023 | 1.4102 | 33.0334 | 1.2254 | 3.0551 | 0 | 0.039387 | 0 | 0.62859 | 0.16139 | 0.33681 | 22.7291 | 18.3982 | -0.31409 | 0 | 0.50591 | 0 | 1.6728 | 0.17738
2025_03_05 Hr 06 | 0 | 0 | 0 | 0 | 0 | 0.17228 | 0.16654 | 0.16207 | 0.14137 | 0 | 0 | 0.0050755 | 2.22 | 0.2172 | 1.4838 | 1.4838 | 8.6787 | 0 | 0.0055943 | 0.006688 | 0.0039511 | 0 | 0 | 0.072835 | 0.014642 | 1.2615 | 0 | 9.6787 | 2.0585 | 0 | 0.59394 | 0.81115 | 0 | 0 | 0 | 0 | -36.9248 | 0.052206 | 0 | 0.0020965 | 0 | -0.43817 | 0 | 0 | 0 | 0 | 0 | 0 | 0 | 0 | 1.8511 | 0 | 0 | 0 | 1.822 | 0 | 5.0336 | 5.0336 | 0.74862 | 33.296 | 1.2254 | 3.0551 | 0 | 0.039387 | 0 | 0.62859 | 0.16139 | 0.33681 | 14.2252 | 18.2921 | -0.43817 | 0 | 0.50591 | 0 | 1.6728 | 0.18308
2025_03_05 Hr 07 | 0 | 0 | 0 | 0 | 0 | 0.17228 | 0.16654 | 0.16207 | 0.14137 | 0 | 0 | 0.0050755 | 1.86 | 0.18473 | 1.4838 | 1.4838 | 8.5574 | 0 | 0.0055943 | 0.006688 | 0.0039511 | 0 | 0 | 0.072835 | 0.014642 | 1.2615 | 0 | 9.6326 | 2.0585 | 0 | 0.58919 | 0.81115 | 0 | 0 | 0 | 0 | -37.6035 | 0.052206 | 0 | 0.0021282 | 0 | -0.44482 | 0 | 0 | 0 | 0 | 0 | 0 | 0 | 0 | 2.4682 | 0 | 0 | 0 | 1.822 | 0 | 4.9707 | 4.9707 | 0.96189 | 33.0029 | 1.2254 | 3.0551 | 0 | 0.039387 | 0 | 0.62859 | 0.16139 | 0.33681 | 13.6868 | 18.7322 | -0.44482 | 0 | 0.50591 | 0 | 1.6728 | 0.19006
2025_03_05 Hr 08 | 0.29576 | 0 | 0 | 0.11782 | 0.1187 | 0.17228 | 0.16654 | 0.16207 | 0.14137 | 0 | 0 | 0.0050755 | 1.98 | 0.20375 | 1.4838 | 1.4838 | 8.5574 | 0 | 0.0055943 | 0.006688 | 0.0039511 | 0 | 0 | 0.072835 | 0.014642 | 1.2615 | 0 | 9.6326 | 2.0585 | 0 | 0.58919 | 0.81115 | 0 | 0 | 0 | 0 | -34.5785 | 0.052206 | 0 | 0.00062182 | 0 | -0.46096 | 0 | 0 | 0 | 0 | 0 | 0 | 0 | 0 | 2.8094 | 0 | 0 | 0 | 1.822 | 0 | 4.9707 | 4.9707 | 0.96189 | 33.2395 | 1.2254 | 3.0551 | 0 | 0.039387 | -0.29576 | 0.62859 | 0.16139 | 0.33681 | 17.4135 | 19.5093 | -0.75673 | 0 | 0.50591 | 0 | 1.6728 | 0.19115
2025_03_05 Hr 09 | 0.61863 | 1.156e-05 | 0 | 0.17673 | 0.17805 | 0.17228 | 0.16654 | 0.16207 | 0.14137 | 0 | 0 | 0.0050755 | 1.98 | 0.17802 | 1.4838 | 1.4838 | 8.5574 | 0 | 0.0055943 | 0.006688 | 0.0039511 | 0 | 0 | 0.072835 | 0.014642 | 1.2615 | 0 | 9.6326 | 2.0585 | 0 | 0.58919 | 0.81115 | 0 | 0 | 0 | 0 | -31.639 | 0.052206 | 0 | 0 | 0 | -0.4025 | 0 | 0 | 0 | 0 | 0 | 0 | 0 | 0 | 2.8094 | 0 | 0 | 0 | 1.822 | 0 | 4.9707 | 4.9707 | 0.57017 | 33.3577 | 1.2254 | 3.0551 | 0 | 0.039387 | -0.61863 | 0.62859 | 0.16139 | 0.33681 | 20.1108 | 19.4132 | -1.0211 | 0 | 0.50591 | 0 | 1.6728 | 0.18962
2025_03_05 Hr 10 | 0.54489 | 9.3585e-05 | 0 | 0.17673 | 0.17805 | 0 | 0 | 0.16207 | 0.14137 | 0 | 0 | 0.0050755 | 1.5 | 0.10398 | 1.4838 | 1.4838 | 8.5574 | 0 | 0.0055943 | 0.006688 | 0.0039511 | 0 | 0 | 0.072835 | 0.014642 | 1.2615 | 0 | 9.6326 | 2.0585 | 0 | 0.58919 | 0.81115 | 0 | 0 | 0 | 0 | -24.5258 | 0.052206 | 0 | 0.0014855 | 0 | -0.30985 | 0 | 0 | 0 | 0 | 0 | 0 | 0 | 0 | 2.3956 | 0 | 0 | 0 | 1.822 | 0 | 4.9707 | 4.9707 | 0.4483 | 33.0189 | 1.2254 | 3.0551 | 0 | 0.039387 | -0.54489 | 0.62859 | 0.16139 | 0.33681 | 25.8875 | 18.2492 | -0.85474 | 0 | 0.50591 | 0 | 1.6728 | 0.18897
2025_03_05 Hr 11 | 0.45429 | 0.00017894 | 0 | 0.17673 | 0.17805 | 0 | 0 | 0 | 0.14137 | 0 | 0 | 0.0050755 | 1.17 | 0.073186 | 1.4838 | 1.4838 | 8.5574 | 0 | 0.0055943 | 0.006688 | 0.0039511 | 0 | 0 | 0.072835 | 0.014642 | 1.2615 | 0 | 9.6326 | 2.0585 | 0 | 0.58919 | 0.81115 | 0 | 0 | 0 | 0 | -20.3225 | 0.052206 | 0 | 0.0020106 | 0 | -0.27938 | 0 | 0 | 0 | 0 | 0 | 0 | 0 | 0 | 3.1506 | 0 | 0 | 0 | 1.822 | 0 | 4.5459 | 4.5459 | 0.36125 | 32.0073 | 1.2254 | 3.0551 | 0 | 0.039387 | -0.45429 | 0.62859 | 0.16139 | 0.33681 | 29.4137 | 18.4626 | -0.73367 | 0 | 0.50591 | 0 | 1.6728 | 0.18583
2025_03_05 Hr 12 | 0.56734 | 0.00036558 | 0 | 0.17673 | 0.17805 | 0 | 0 | 0 | 0.14137 | 0 | 0 | 0.0050755 | 1.08 | 0.071003 | 1.4838 | 1.4838 | 8.5574 | 0 | 0.0055943 | 0.006688 | 0.0039511 | 0 | 0 | 0.072835 | 0.014642 | 1.2615 | 0 | 9.6326 | 2.0585 | 0 | 0.58919 | 0.81115 | 0 | 0 | 0 | 0 | -24.0223 | 0.052206 | 0 | 0.0021132 | 0 | -0.29374 | 0 | 0 | 0 | 0 | 0 | 0 | 0 | 0 | 3.3538 | 0 | 0 | 0 | 1.822 | 0 | 4.521 | 4.5209 | 0.93143 | 31.9573 | 1.2254 | 3.0551 | 0 | 0.039387 | -0.56734 | 0.62859 | 0.16139 | 0.33681 | 26.3297 | 19.2557 | -0.86108 | 0 | 0.50591 | 0 | 1.6728 | 0.18446
2025_03_05 Hr 13 | 0.4771 | 0.00067517 | 0 | 0 | 0 | 0 | 0 | 0 | 0.14137 | 0 | 0 | 0.0050755 | 1.23 | 0.082942 | 1.4838 | 1.4838 | 8.5574 | 0 | 0.0055943 | 0.006688 | 0.0039511 | 0 | 0 | 0.072835 | 0.014642 | 1.2615 | 0 | 9.6326 | 2.0585 | 0 | 0.58919 | 0.81115 | 0 | 0 | 0 | 0 | -27.9927 | 0.052206 | 0 | 0.0036125 | 0 | -0.30135 | 0 | 0 | 0 | 0 | 0 | 0 | 0 | 0 | 2.4682 | 0 | 0 | 0 | 1.822 | 0 | 4.8733 | 4.8732 | 1.1403 | 32.3072 | 1.2254 | 3.0551 | 0 | 0.039387 | -0.4771 | 0.62859 | 0.16139 | 0.33681 | 22.1876 | 18.6516 | -0.77845 | 0 | 0.50591 | 0 | 1.6728 | 0.18498
2025_03_05 Hr 14 | 0.40874 | 0.00072802 | 0 | 0 | 0 | 0.028714 | 0.027756 | 0 | 0.14137 | 0 | 0 | 0.0050755 | 1.26 | 0.085573 | 1.4838 | 1.4838 | 8.5574 | 0 | 0.0055943 | 0.006688 | 0.0039511 | 0 | 0 | 0.072835 | 0.014642 | 1.2615 | 0 | 9.6326 | 2.0585 | 0 | 0.58919 | 0.81115 | 0 | 0 | 0 | 0 | -24.3443 | 0.052206 | 0 | 0.0033451 | 0 | -0.30352 | 0 | 0 | 0 | 0 | 0 | 0 | 0 | 0 | 3.0126 | 0 | 0 | 0 | 1.822 | 0 | 4.9707 | 4.9707 | 1.4102 | 32.5585 | 1.2254 | 3.0551 | 0 | 0.039387 | -0.40874 | 0.62859 | 0.16139 | 0.33681 | 26.9297 | 19.4277 | -0.71225 | 0 | 0.50591 | 0 | 1.6728 | 0.18249
2025_03_05 Hr 15 | 0.27215 | 0.00057915 | 0 | 0 | 0 | 0.057428 | 0.055512 | 0.054022 | 0.14137 | 0 | 0 | 0.0050755 | 0.69 | 0.047817 | 1.4838 | 1.4838 | 8.5574 | 0 | 0.0055943 | 0.006688 | 0.0039511 | 0 | 0 | 0.072835 | 0.014642 | 1.2615 | 0 | 9.6326 | 2.0585 | 0 | 0.58919 | 0.81115 | 0 | 0 | 0 | 0 | -27.7749 | 0.052206 | 0 | 0.002649 | 0 | -0.30975 | 0 | 0 | 0 | 0 | 0 | 0 | 0 | 0 | 3.4264 | 0 | 0 | 0 | 1.822 | 0 | 4.3523 | 4.3523 | 1.6191 | 31.4322 | 1.2254 | 3.0551 | 0 | 0.039387 | -0.27215 | 0.62859 | 0.16139 | 0.33681 | 22.3816 | 19.3061 | -0.5819 | 0 | 0.50591 | 0 | 1.6728 | 0.18273
2025_03_05 Hr 16 | 0.11341 | 0.00024348 | 0 | 0 | 0 | 0.071785 | 0.06939 | 0.067528 | 0.14137 | 0 | 0 | 0.0050755 | 0.78 | 0.055478 | 1.4838 | 1.4838 | 8.5574 | 0 | 0.0055943 | 0.006688 | 0.0039511 | 0 | 0 | 0.072835 | 0.014642 | 1.2615 | 0 | 9.6326 | 2.0585 | 0 | 0.58919 | 0.81115 | 0 | 0 | 0 | 0 | -28.5234 | 0.052206 | 0 | 0.0025159 | 0 | -0.31796 | 0 | 0 | 0 | 0 | 0 | 0 | 0 | 0 | 2.5335 | 0 | 0 | 0 | 1.822 | 0 | 4.5334 | 4.5334 | 1.5625 | 31.8362 | 1.2254 | 3.0551 | 0 | 0.039387 | -0.11341 | 0.62859 | 0.16139 | 0.33681 | 21.1765 | 18.2951 | -0.43137 | 0 | 0.50591 | 0 | 1.6728 | 0.18261
2025_03_05 Hr 17 | 0.1586 | 0.00011171 | 0 | 0.058911 | 0.059351 | 0.17228 | 0.16654 | 0.16207 | 0.14137 | 0 | 0 | 0.0050755 | 0.51 | 0.036925 | 1.4838 | 1.4838 | 8.5574 | 0 | 0.0055943 | 0.006688 | 0.0039511 | 0 | 0 | 0.072835 | 0.014642 | 1.2615 | 0 | 9.6326 | 2.0585 | 0 | 0.58919 | 0.81115 | 0 | 0 | 0 | 0 | -26.0583 | 0.052206 | 0 | 0.00069416 | 0 | -0.32371 | 0 | 0 | 0 | 0 | 0 | 0 | 0 | 0 | 2.4682 | 0 | 0 | 0 | 1.822 | 0 | 4.3523 | 4.3523 | 0.93143 | 31.8844 | 1.2254 | 3.0551 | 0 | 0.039387 | -0.1586 | 0.62859 | 0.16139 | 0.33681 | 22.7006 | 17.3568 | -0.48231 | 0 | 0.50591 | 0 | 1.6728 | 0.18426
2025_03_05 Hr 18 | 0.022813 | 1.5639e-05 | 0 | 0.17673 | 0.17805 | 0.17228 | 0.16654 | 0.16207 | 0.14137 | 0 | 0 | 0.0050755 | 0.54 | 0.043789 | 1.4838 | 1.4838 | 8.5574 | 0 | 0.0055943 | 0.006688 | 0.0039511 | 0 | 0 | 0.072835 | 0.014642 | 1.2615 | 0 | 9.6326 | 2.0585 | 0 | 0.58919 | 0.81115 | 0 | 0 | 0 | 0 | -31.514 | 0.052206 | 0 | 0 | 0 | -0.36281 | 0 | 0 | 0 | 0 | 0 | 0 | 0 | 0 | 2.1923 | 0 | 0 | 0 | 1.822 | 0 | 4.6072 | 4.6072 | 1.4711 | 32.6306 | 1.2254 | 3.0551 | 0 | 0.039387 | -0.022813 | 0.62859 | 0.16139 | 0.33681 | 18.2568 | 17.5258 | -0.38562 | 0 | 0.50591 | 0 | 1.6728 | 0.18837
2025_03_05 Hr 19 | 0 | 0 | 0 | 0.17673 | 0.17805 | 0.17228 | 0.16654 | 0.16207 | 0.14137 | 0 | 0 | 0.0050755 | 0.78 | 0.067415 | 1.4838 | 1.4838 | 8.5574 | 0 | 0.0055943 | 0.006688 | 0.0039511 | 0 | 0 | 0.072835 | 0.014642 | 1.2615 | 0 | 9.6326 | 2.0585 | 0 | 0.58919 | 0.81115 | 0 | 0 | 0 | 0 | -36.0984 | 0.052206 | 0 | 0 | 0 | -0.38683 | 0 | 0 | 0 | 0 | 0 | 0 | 0 | 0 | 2.5335 | 0 | 0 | 0 | 1.822 | 0 | 4.9707 | 4.9707 | 1.7715 | 33.3577 | 1.2254 | 3.0551 | 0 | 0.039387 | 0 | 0.62859 | 0.16139 | 0.33681 | 15.2824 | 18.4099 | -0.38683 | 0 | 0.50591 | 0 | 1.6728 | 0.19023
2025_03_05 Hr 20 | 0 | 0 | 0 | 0.17673 | 0.17805 | 0 | 0 | 0.16207 | 0.14137 | 0 | 0 | 0.0050755 | 1.08 | 0.089833 | 1.4838 | 1.4838 | 8.5574 | 0 | 0.0055943 | 0.006688 | 0.0039511 | 0 | 0 | 0.072835 | 0.014642 | 1.2615 | 0 | 9.6326 | 2.0585 | 0 | 0.58919 | 0.81115 | 0 | 0 | 0 | 0 | -35.8018 | 0.052206 | 0 | 0.0017824 | 0 | -0.3722 | 0 | 0 | 0 | 0 | 0 | 0 | 0 | 0 | 2.7368 | 0 | 0 | 0 | 1.822 | 0 | 4.9707 | 4.9707 | 1.8629 | 33.0189 | 1.2254 | 3.0551 | 0 | 0.039387 | 0 | 0.62859 | 0.16139 | 0.33681 | 15.872 | 19.0271 | -0.3722 | 0 | 0.50591 | 0 | 1.6728 | 0.19031
2025_03_05 Hr 21 | 0 | 0 | 0 | 0 | 0 | 0 | 0 | 0 | 0.14137 | 0 | 0 | 0.0050755 | 1.05 | 0.082489 | 1.4838 | 1.4838 | 8.5574 | 0 | 0.0055943 | 0.006688 | 0.0039511 | 0 | 0 | 0.072835 | 0.014642 | 1.2615 | 0 | 9.6326 | 2.0585 | 0 | 0.58919 | 0.81115 | 0 | 0 | 0 | 0 | -32.8387 | 0.052206 | 0 | 0.0042086 | 0 | -0.35142 | 0 | 0 | 0 | 0 | 0 | 0 | 0 | 0 | 2.6715 | 0 | 0 | 0 | 1.822 | 0 | 4.9707 | 4.9707 | 1.8019 | 32.502 | 1.2254 | 3.0551 | 0 | 0.039387 | 0 | 0.62859 | 0.16139 | 0.33681 | 18.1727 | 18.8608 | -0.35142 | 0 | 0.50591 | 0 | 1.6728 | 0.1876
2025_03_05 Hr 22 | 0 | 0 | 0 | 0 | 0 | 0 | 0 | 0 | 0.14137 | 0 | 0 | 0.0050755 | 0.72 | 0.056917 | 1.4838 | 1.4838 | 8.5574 | 0 | 0.0055943 | 0.006688 | 0.0039511 | 0 | 0 | 0.072835 | 0.014642 | 1.2615 | 0 | 9.6326 | 2.0585 | 0 | 0.58919 | 0.81115 | 0 | 0 | 0 | 0 | -26.1987 | 0.052206 | 0 | 0.0042349 | 0 | -0.35363 | 0 | 0 | 0 | 0 | 0 | 0 | 0 | 0 | 2.2577 | 0 | 0 | 0 | 1.822 | 0 | 4.9707 | 4.9707 | 1.1099 | 32.502 | 1.2254 | 3.0551 | 0 | 0.039387 | 0 | 0.62859 | 0.16139 | 0.33681 | 23.344 | 17.3943 | -0.35363 | 0 | 0.50591 | 0 | 1.6728 | 0.18252
2025_03_05 Hr 23 | 0 | 0 | 0 | 0 | 0 | 0 | 0 | 0 | 0.14137 | 0 | 0 | 0.0050755 | 0.54 | 0.040986 | 1.4838 | 1.4838 | 8.6787 | 0 | 0.0055943 | 0.006688 | 0.0039511 | 0 | 0 | 0.072835 | 0.014642 | 1.2615 | 0 | 9.6787 | 2.0585 | 0 | 0.59394 | 0.81115 | 0 | 0 | 0 | 0 | -24.2169 | 0.052206 | 0 | 0.004066 | 0 | -0.33945 | 0 | 0 | 0 | 0 | 0 | 0 | 0 | 0 | 2.4682 | 0 | 0 | 0 | 1.822 | 0 | 5.0336 | 5.0336 | 1.0489 | 32.7951 | 1.2254 | 3.0551 | 0 | 0.039387 | 0 | 0.62859 | 0.16139 | 0.33681 | 25.586 | 17.3472 | -0.33945 | 0 | 0.50591 | 0 | 1.6728 | 0.17705
2025_03_05 Hr 24 | 0 | 0 | 0 | 0 | 0 | 0 | 0.16654 | 0 | 0.14137 | 0 | 0 | 0.0050755 | 0.36 | 0.02623 | 1.4838 | 1.4838 | 8.6787 | 0 | 0.0055943 | 0.006688 | 0.0039511 | 0 | 0 | 0.072835 | 0.014642 | 1.2615 | 0 | 9.6787 | 2.0585 | 0 | 0.59394 | 0.81115 | 0 | 0 | 0 | 0 | -24.5766 | 0.052206 | 0 | 0.0031226 | 0 | -0.32577 | 0 | 0 | 0 | 0 | 0 | 0 | 0 | 0 | 2.5335 | 0 | 0 | 0 | 1.822 | 0 | 5.0336 | 5.0336 | 1.0489 | 32.9616 | 1.2254 | 3.0551 | 0 | 0.039387 | 0 | 0.62859 | 0.16139 | 0.33681 | 25.2749 | 17.2156 | -0.32577 | 0 | 0.50591 | 0 | 1.6728 | 0.17483
2025_03_06 Hr 01 | 0 | 0 | 0 | 0 | 0 | 0 | 0.22397 | 0 | 0 | 0 | 0 | 0.0050755 | 0.27 | 0.019022 | 1.4838 | 1.4838 | 11.6702 | 0 | 0.0055943 | 0.006688 | 0.0039511 | 0 | 0 | 0.072835 | 0.014642 | 1.2615 | 0 | 13.0169 | 2.0585 | 0 | 0.59394 | 0.81115 | 0 | 0 | 0 | 0 | -22.9108 | 0.052206 | 0 | 0.0037742 | 0 | -0.31493 | 0 | 0 | 0 | 0 | 0 | 0 | 0 | 0 | 2.7368 | 0 | 0 | 0 | 1.822 | 0 | 5.4712 | 5.4712 | 0.60064 | 40.0828 | 1.2254 | 3.0551 | 0 | 0.039387 | 0 | 0.62859 | 0.16139 | 0.33681 | 33.729 | 16.8719 | -0.31493 | 0 | 0.50591 | 0 | 1.6728 | 0.17342
2025_03_06 Hr 02 | 0 | 0 | 0 | 0 | 0 | 0 | 0.22397 | 0 | 0 | 0 | 0 | 0.0050755 | 0.33 | 0.023788 | 1.4838 | 1.4838 | 11.6702 | 0 | 0.0055943 | 0.006688 | 0.0039511 | 0 | 0 | 0.072835 | 0.014642 | 1.2615 | 0 | 13.0169 | 2.0585 | 0 | 0.59394 | 0.81115 | 0 | 0 | 0 | 0 | -25.771 | 0.052206 | 0 | 0.0038616 | 0 | -0.32228 | 0 | 0 | 0 | 0 | 0 | 0 | 0 | 0 | 2.7368 | 0 | 0 | 0 | 1.822 | 0 | 5.4712 | 5.4712 | 0.77909 | 40.0828 | 1.2254 | 3.0551 | 0 | 0.039387 | 0 | 0.62859 | 0.16139 | 0.33681 | 31.1056 | 17.116 | -0.32228 | 0 | 0.50591 | 0 | 1.6728 | 0.17426
2025_03_06 Hr 03 | 0 | 0 | 0 | 0 | 0 | 0 | 0.22397 | 0 | 0 | 0 | 0 | 0.0050755 | 0.54 | 0.037392 | 1.4838 | 1.4838 | 11.6702 | 0 | 0.0055943 | 0.006688 | 0.0039511 | 0 | 0 | 0.072835 | 0.014642 | 1.2615 | 0 | 13.0169 | 2.0585 | 0 | 0.59394 | 0.81115 | 0 | 0 | 0 | 0 | -27.8207 | 0.052206 | 0 | 0.0037095 | 0 | -0.3095 | 0 | 0 | 0 | 0 | 0 | 0 | 0 | 0 | 2.8094 | 0 | 0 | 0 | 1.822 | 0 | 5.4712 | 5.4712 | 1.4711 | 40.0828 | 1.2254 | 3.0551 | 0 | 0.039387 | 0 | 0.62859 | 0.16139 | 0.33681 | 30.0573 | 18.1046 | -0.3095 | 0 | 0.50591 | 0 | 1.6728 | 0.17467
2025_03_06 Hr 04 | 0 | 0 | 0 | 0 | 0 | 0 | 0.22397 | 0 | 0 | 0 | 0 | 0.0050755 | 0.72 | 0.05128 | 1.4838 | 1.4838 | 11.6702 | 0 | 0.0055943 | 0.006688 | 0.0039511 | 0 | 0 | 0.072835 | 0.014642 | 1.2615 | 0 | 13.0169 | 2.0585 | 0 | 0.59394 | 0.81115 | 0 | 0 | 0 | 0 | -27.578 | 0.052206 | 0 | 0.0038155 | 0 | -0.3184 | 0 | 0 | 0 | 0 | 0 | 0 | 0 | 0 | 2.7368 | 0 | 0 | 0 | 1.822 | 0 | 5.4712 | 5.4712 | 1.4102 | 40.0828 | 1.2254 | 3.0551 | 0 | 0.039387 | 0 | 0.62859 | 0.16139 | 0.33681 | 30.3513 | 18.1649 | -0.3184 | 0 | 0.50591 | 0 | 1.6728 | 0.17454
2025_03_06 Hr 05 | 0 | 0 | 0 | 0 | 0 | 0 | 0.22397 | 0 | 0.19013 | 0 | 0 | 0.0050755 | 0.51 | 0.047217 | 1.4838 | 1.4838 | 11.6702 | 0 | 0.0055943 | 0.006688 | 0.0039511 | 0 | 0 | 0.072835 | 0.014642 | 1.2615 | 0 | 13.0169 | 2.0585 | 0 | 0.59394 | 0.81115 | 0 | 0 | 0 | 0 | -37.8888 | 0.052206 | 0 | 0.0039678 | 0 | -0.41452 | 0 | 0 | 0 | 0 | 0 | 0 | 0 | 0 | 2.9473 | 0 | 0 | 0 | 1.822 | 0 | 6.4849 | 6.4849 | 1.5016 | 42.3002 | 1.2254 | 3.0551 | 0 | 0.039387 | 0 | 0.62859 | 0.16139 | 0.33681 | 22.2517 | 18.2549 | -0.41452 | 0 | 0.50591 | 0 | 1.6728 | 0.17666
2025_03_06 Hr 06 | 0 | 0 | 0 | 0.23769 | 0.23946 | 0.2317 | 0.22397 | 0.21796 | 0.19013 | 0 | 0 | 0.0050755 | 0.36 | 0.035234 | 1.4838 | 1.4838 | 11.6702 | 0 | 0.0055943 | 0.006688 | 0.0039511 | 0 | 0 | 0.072835 | 0.014642 | 1.2615 | 0 | 13.0169 | 2.0585 | 0 | 0.59394 | 0.81115 | 0 | 0 | 0 | 0 | -44.7929 | 0.052206 | 0 | 0 | 0 | -0.43832 | 0 | 0 | 0 | 0 | 0 | 0 | 0 | 0 | 2.7368 | 0 | 0 | 0 | 1.822 | 0 | 6.7697 | 6.7697 | 1.9499 | 43.7966 | 1.2254 | 3.0551 | 0 | 0.039387 | 0 | 0.62859 | 0.16139 | 0.33681 | 16.9024 | 18.337 | -0.43832 | 0 | 0.50591 | 0 | 1.6728 | 0.18301
2025_03_06 Hr 07 | 0 | 0 | 0 | 0.23769 | 0.23946 | 0.2317 | 0.22397 | 0.21796 | 0.19013 | 0 | 0 | 0.0050755 | 0.21 | 0.022714 | 1.4838 | 1.4838 | 11.5072 | 0 | 0.0055943 | 0.006688 | 0.0039511 | 0 | 0 | 0.072835 | 0.014642 | 1.2615 | 0 | 12.9549 | 2.0585 | 0 | 0.58919 | 0.81115 | 0 | 0 | 0 | 0 | -47.8569 | 0.052206 | 0 | 0 | 0 | -0.48462 | 0 | 0 | 0 | 0 | 0 | 0 | 0 | 0 | 2.9473 | 0 | 0 | 0 | 1.822 | 0 | 6.6851 | 6.6851 | 1.889 | 43.4025 | 1.2254 | 3.0551 | 0 | 0.039387 | 0 | 0.62859 | 0.16139 | 0.33681 | 13.3868 | 18.3258 | -0.48462 | 0 | 0.50591 | 0 | 1.6728 | 0.18952
2025_03_06 Hr 08 | 0.022813 | 0 | 0 | 0.23769 | 0.23946 | 0.2317 | 0.22397 | 0.21796 | 0.19013 | 0 | 0 | 0.0050755 | 0.27 | 0.026238 | 1.4838 | 1.4838 | 11.5072 | 0 | 0.0055943 | 0.006688 | 0.0039511 | 0 | 0 | 0.072835 | 0.014642 | 1.2615 | 0 | 12.9549 | 2.0585 | 0 | 0.58919 | 0.81115 | 0 | 0 | 0 | 0 | -41.8184 | 0.052206 | 0 | 0 | 0 | -0.4352 | 0 | 0 | 0 | 0 | 0 | 0 | 0 | 0 | 3.1506 | 0 | 0 | 0 | 1.822 | 0 | 6.3423 | 6.3423 | 1.8324 | 42.7169 | 1.2254 | 3.0551 | 0 | 0.039387 | -0.022813 | 0.62859 | 0.16139 | 0.33681 | 19.0014 | 18.5609 | -0.45802 | 0 | 0.50591 | 0 | 1.6728 | 0.1916
2025_03_06 Hr 09 | 0.045117 | 1.4789e-06 | 0 | 0.23769 | 0.23946 | 0.2317 | 0.22397 | 0.21796 | 0.19013 | 0 | 0 | 0.0050755 | 0.24 | 0.022085 | 1.4838 | 1.4838 | 11.5072 | 0 | 0.0055943 | 0.006688 | 0.0039511 | 0 | 0 | 0.072835 | 0.014642 | 1.2615 | 0 | 12.9549 | 2.0585 | 0 | 0.58919 | 0.81115 | 0 | 0 | 0 | 0 | -35.9551 | 0.052206 | 0 | 0 | 0 | -0.412 | 0 | 0 | 0 | 0 | 0 | 0 | 0 | 0 | 2.5335 | 0 | 0 | 0 | 1.822 | 0 | 6.26 | 6.26 | 1.6496 | 42.5523 | 1.2254 | 3.0551 | 0 | 0.039387 | -0.045117 | 0.62859 | 0.16139 | 0.33681 | 23.8862 | 17.7462 | -0.45712 | 0 | 0.50591 | 0 | 1.6728 | 0.18853
2025_03_06 Hr 10 | 0.13579 | 2.1726e-05 | 0 | 0 | 0 | 0 | 0 | 0.21796 | 0.19013 | 0 | 0 | 0.0050755 | 0.24 | 0.016222 | 1.4838 | 1.4838 | 11.5072 | 0 | 0.0055943 | 0.006688 | 0.0039511 | 0 | 0 | 0.072835 | 0.014642 | 1.2615 | 0 | 12.9549 | 2.0585 | 0 | 0.58919 | 0.81115 | 0 | 0 | 0 | 0 | -21.1526 | 0.052206 | 0 | 0.0028968 | 0 | -0.30207 | 0 | 0 | 0 | 0 | 0 | 0 | 0 | 0 | 2.1197 | 0 | 0 | 0 | 1.822 | 0 | 5.314 | 5.314 | 1.5625 | 39.7274 | 1.2254 | 3.0551 | 0 | 0.039387 | -0.13579 | 0.62859 | 0.16139 | 0.33681 | 35.4643 | 17.3273 | -0.43785 | 0 | 0.50591 | 0 | 1.6728 | 0.18569
2025_03_06 Hr 11 | 0.20401 | 4.887e-05 | 0 | 0 | 0 | 0 | 0 | 0 | 0.19013 | 0 | 0 | 0.0050755 | 0.27 | 0.020525 | 1.4838 | 1.4838 | 11.5072 | 0 | 0.0055943 | 0.006688 | 0.0039511 | 0 | 0 | 0.072835 | 0.014642 | 1.2615 | 0 | 12.9549 | 2.0585 | 0 | 0.58919 | 0.81115 | 0 | 0 | 0 | 0 | -22.066 | 0.052206 | 0 | 0.0040725 | 0 | -0.33999 | 0 | 0 | 0 | 0 | 0 | 0 | 0 | 0 | 1.8511 | 0 | 0 | 0 | 1.822 | 0 | 5.3628 | 5.3627 | 2.3112 | 39.6069 | 1.2254 | 3.0551 | 0 | 0.039387 | -0.20401 | 0.62859 | 0.16139 | 0.33681 | 34.9029 | 17.906 | -0.54399 | 0 | 0.50591 | 0 | 1.6728 | 0.18177
2025_03_06 Hr 12 | 0.24919 | 5.9888e-05 | 0 | 0 | 0 | 0 | 0 | 0 | 0.19013 | 0 | 0 | 0.0050755 | 0.27 | 0.020122 | 1.4838 | 1.4838 | 11.5072 | 0 | 0.0055943 | 0.006688 | 0.0039511 | 0 | 0 | 0.072835 | 0.014642 | 1.2615 | 0 | 12.9549 | 2.0585 | 0 | 0.58919 | 0.81115 | 0 | 0 | 0 | 0 | -23.3574 | 0.052206 | 0 | 0.0039925 | 0 | -0.33327 | 0 | 0 | 0 | 0 | 0 | 0 | 0 | 0 | 1.7132 | 0 | 0 | 0 | 1.822 | 0 | 5.3628 | 5.3627 | 2.2807 | 39.6069 | 1.2254 | 3.0551 | 0 | 0.039387 | -0.24919 | 0.62859 | 0.16139 | 0.33681 | 33.448 | 17.781 | -0.58247 | 0 | 0.50591 | 0 | 1.6728 | 0.18039
2025_03_06 Hr 13 | 0.68082 | 5.0666e-05 | 0 | 0 | 0 | 0 | 0 | 0 | 0.19013 | 0 | 0 | 0.0050755 | 0.3 | 0.02056 | 1.4838 | 1.4838 | 11.5072 | 0 | 0.0055943 | 0.006688 | 0.0039511 | 0 | 0 | 0.072835 | 0.014642 | 1.2615 | 0 | 12.9549 | 2.0585 | 0 | 0.58919 | 0.81115 | 0 | 0 | 0 | 0 | -24.7125 | 0.052206 | 0 | 0.0036714 | 0 | -0.3063 | 0 | 0 | 0 | 0 | 0 | 0 | 0 | 0 | 1.8511 | 0 | 0 | 0 | 1.822 | 0 | 5.314 | 5.314 | 2.0108 | 39.5095 | 1.2254 | 3.0551 | 0 | 0.039387 | -0.68082 | 0.62859 | 0.16139 | 0.33681 | 31.9218 | 18.1119 | -0.98712 | 0 | 0.50591 | 0 | 1.6728 | 0.18119
2025_03_06 Hr 14 | 0.34095 | 2.9534e-05 | 0 | 0 | 0 | 0 | 0 | 0 | 0.19013 | 0 | 0 | 0.0050755 | 0.3 | 0.018377 | 1.4838 | 1.4838 | 11.5072 | 0 | 0.0055943 | 0.006688 | 0.0039511 | 0 | 0 | 0.072835 | 0.014642 | 1.2615 | 0 | 12.9549 | 2.0585 | 0 | 0.58919 | 0.81115 | 0 | 0 | 0 | 0 | -14.3137 | 0.052206 | 0 | 0.0098446 | 0 | -0.27355 | 0 | 0 | 0 | 0 | 0 | 0 | 0 | 0 | 2.1197 | 0 | 0 | 0 | 1.822 | 0 | 0 | 0 | 1.6496 | 28.8815 | 1.2254 | 3.0551 | 0 | 0.039387 | -0.34095 | 0.62859 | 0.16139 | 0.33681 | 31.63 | 17.6767 | -0.6145 | 0 | 0.50591 | 0 | 1.6728 | 0.18074
2025_03_06 Hr 15 | 0.20422 | 1.5954e-05 | 0 | 0.019807 | 0.019955 | 0.019309 | 0.018664 | 0.018164 | 0.19013 | 0 | 0 | 0.0050755 | 0.39 | 0.024197 | 1.4838 | 1.4838 | 10.1709 | 0 | 0.0055943 | 0.006688 | 0.0039511 | 0 | 0 | 0.072835 | 0.014642 | 1.2615 | 0 | 12.6562 | 2.0585 | 0 | 0.57308 | 0.81115 | 0 | 0 | 0 | 0 | -14.2341 | 0.052206 | 0 | 0.0094801 | 0 | -0.2771 | 0 | 0 | 0 | 0 | 0 | 0 | 0 | 0 | 1.8511 | 0 | 0 | 0 | 1.822 | 0 | 0 | 0 | 1.4711 | 27.3423 | 1.2254 | 3.0551 | 0 | 0.039387 | -0.20422 | 0.62859 | 0.16139 | 0.33681 | 29.7999 | 17.173 | -0.48133 | 0 | 0.50591 | 0 | 1.6728 | 0.18109
2025_03_06 Hr 16 | 0.090597 | 1.519e-05 | 0 | 0.019807 | 0.019955 | 0.019309 | 0.018664 | 0.018164 | 0 | 0 | 0 | 0.0050755 | 0.45 | 0.028354 | 1.4838 | 1.4838 | 9.8573 | 0 | 0.0055943 | 0.006688 | 0.0039511 | 0 | 0 | 0.072835 | 0.014642 | 1.2565 | 0 | 11.6284 | 2.0585 | 0 | 0.51766 | 0.81115 | 0 | 0 | 0 | 0 | -13.321 | 0.052206 | 0 | 0.010253 | 0 | -0.28144 | 0 | 0 | 0 | 0 | 0 | 0 | 0 | 0 | 1.7132 | 0 | 0 | 0 | 1.822 | 0 | 0 | 0 | 1.1708 | 25.8058 | 1.2254 | 3.0551 | 0 | 0.039387 | -0.090597 | 0.62859 | 0.16139 | 0.33681 | 28.7427 | 16.6299 | -0.37204 | 0 | 0.50591 | 0 | 1.6728 | 0.18113
2025_03_06 Hr 17 | 0.068002 | 3.2615e-05 | 0 | 0.059421 | 0.059865 | 0.057926 | 0.055993 | 0.054491 | 0 | 0 | 0 | 0.0050755 | 0.39 | 0.027291 | 1.4838 | 1.4838 | 10.6055 | 0 | 0.0055943 | 0.006688 | 0.0039511 | 0 | 0 | 0.072835 | 0.014642 | 1.2615 | 0 | 12.8272 | 2.0585 | 0 | 0.5823 | 0.81115 | 0 | 0 | 0 | 0 | -15.9765 | 0.052206 | 0 | 0.010443 | 0 | -0.3128 | 0 | 0 | 0 | 0 | 0 | 0 | 0 | 0 | 1.2341 | 0 | 0 | 0 | 1.822 | 0 | 0 | 0 | 0.90096 | 27.9496 | 1.2254 | 3.0551 | 0 | 0.039387 | -0.068002 | 0.62859 | 0.16139 | 0.33681 | 27.4566 | 15.8644 | -0.3808 | 0 | 0.50591 | 0 | 1.6728 | 0.18358
2025_03_06 Hr 18 | 0.022813 | 8.7657e-05 | 0 | 0.23769 | 0.23946 | 0.2317 | 0.22397 | 0.21796 | 0 | 0 | 0 | 0.0050755 | 0.27 | 0.020173 | 1.4838 | 1.4838 | 11.5072 | 0 | 0.0055943 | 0.006688 | 0.0039511 | 0 | 0 | 0.072835 | 0.014642 | 1.2615 | 0 | 12.9549 | 2.0585 | 0 | 0.58919 | 0.81115 | 0 | 0 | 0 | 0 | -16.0455 | 0.052206 | 0 | 0.0088057 | 0 | -0.33412 | 0 | 0 | 0 | 0 | 0 | 0 | 0 | 0 | 1.2341 | 0 | 0 | 0 | 1.822 | 0 | 0 | 0 | 0.66157 | 29.8421 | 1.2254 | 3.0551 | 0 | 0.039387 | -0.022813 | 0.62859 | 0.16139 | 0.33681 | 28.9019 | 15.4622 | -0.35693 | 0 | 0.50591 | 0 | 1.6728 | 0.18614
2025_03_06 Hr 19 | 0 | 1.2101e-06 | 0 | 0.23769 | 0.23946 | 0.2317 | 0.22397 | 0.21796 | 0 | 0 | 0 | 0.0050755 | 0.27 | 0.020329 | 1.4838 | 1.4838 | 11.5072 | 0 | 0.0055943 | 0.006688 | 0.0039511 | 0 | 0 | 0.072835 | 0.014642 | 1.2615 | 0 | 12.9549 | 2.0585 | 0 | 0.58919 | 0.81115 | 0 | 0 | 0 | 0 | -18.0204 | 0.052206 | 0 | 0.008874 | 0 | -0.33672 | 0 | 0 | 0 | 0 | 0 | 0 | 0 | 0 | 1.2994 | 0 | 0 | 0 | 1.822 | 0 | 0 | 0 | 0.90096 | 29.8421 | 1.2254 | 3.0551 | 0 | 0.039387 | 0 | 0.62859 | 0.16139 | 0.33681 | 27.232 | 15.747 | -0.33672 | 0 | 0.50591 | 0 | 1.6728 | 0.18896
2025_03_06 Hr 20 | 0 | 0 | 0 | 0.23769 | 0.23946 | 0.2317 | 0.22397 | 0.21796 | 0 | 0 | 0 | 0.0050755 | 0.3 | 0.022265 | 1.4838 | 1.4838 | 11.5072 | 0 | 0.0055943 | 0.006688 | 0.0039511 | 0 | 0 | 0.072835 | 0.014642 | 1.2615 | 0 | 12.9549 | 2.0585 | 0 | 0.58919 | 0.81115 | 0 | 0 | 0 | 0 | -17.3608 | 0.052206 | 0 | 0.008747 | 0 | -0.33188 | 0 | 0 | 0 | 0 | 0 | 0 | 0 | 0 | 0.95824 | 0 | 0 | 0 | 1.822 | 0 | 0 | 0 | 0.96189 | 29.8421 | 1.2254 | 3.0551 | 0 | 0.039387 | 0 | 0.62859 | 0.16139 | 0.33681 | 27.6478 | 15.4983 | -0.33188 | 0 | 0.50591 | 0 | 1.6728 | 0.18863
2025_03_06 Hr 21 | 0 | 0 | 0 | 0 | 0 | 0 | 0 | 0 | 0 | 0 | 0 | 0.0050755 | 0.57 | 0.039308 | 1.4838 | 1.4838 | 11.5072 | 0 | 0.0055943 | 0.006688 | 0.0039511 | 0 | 0 | 0.072835 | 0.014642 | 1.2615 | 0 | 12.9549 | 2.0585 | 0 | 0.58919 | 0.81115 | 0 | 0 | 0 | 0 | -17.3456 | 0.052206 | 0 | 0.011822 | 0 | -0.30823 | 0 | 0 | 0 | 0 | 0 | 0 | 0 | 0 | 0.61705 | 0 | 0 | 0 | 1.822 | 0 | 0 | 0 | 1.3188 | 28.6913 | 1.2254 | 3.0551 | 0 | 0.039387 | 0 | 0.62859 | 0.16139 | 0.33681 | 26.8377 | 15.8003 | -0.30823 | 0 | 0.50591 | 0 | 1.6728 | 0.18779
2025_03_06 Hr 22 | 0 | 0 | 0 | 0 | 0 | 0 | 0 | 0 | 0 | 0 | 0 | 0.0050755 | 0.87 | 0.057439 | 1.4838 | 1.4838 | 11.5072 | 0 | 0.0055943 | 0.006688 | 0.0039511 | 0 | 0 | 0.072835 | 0.014642 | 1.2615 | 0 | 12.9549 | 2.0585 | 0 | 0.58919 | 0.81115 | 0 | 0 | 0 | 0 | -16.0817 | 0.052206 | 0 | 0.011318 | 0 | -0.295 | 0 | 0 | 0 | 0 | 0 | 0 | 0 | 0 | 0.065334 | 0 | 0 | 0 | 1.822 | 0 | 0 | 0 | 1.6496 | 28.6913 | 1.2254 | 3.0551 | 0 | 0.039387 | 0 | 0.62859 | 0.16139 | 0.33681 | 28.2079 | 15.8933 | -0.295 | 0 | 0.50591 | 0 | 1.6728 | 0.18361
2025_03_06 Hr 23 | 0 | 0 | 0 | 0 | 0 | 0 | 0 | 0 | 0 | 0 | 0 | 0.0050755 | 1.41 | 0.079395 | 1.4838 | 1.4838 | 11.6702 | 0 | 0.0055943 | 0.006688 | 0.0039511 | 0 | 0 | 0.072835 | 0.014642 | 1.2615 | 0 | 13.0169 | 2.0585 | 0 | 0.59394 | 0.81115 | 0 | 0 | 0 | 0 | -17.54 | 0.052206 | 0 | 0.0096529 | 0 | -0.25129 | 0 | 0 | 0 | 0 | 0 | 0 | 0 | 0 | 0 | 0 | 0 | 0 | 1.822 | 0 | 0 | 0 | 1.9499 | 28.9163 | 1.2254 | 3.0551 | 0 | 0.039387 | 0 | 0.62859 | 0.16139 | 0.33681 | 27.8176 | 16.6926 | -0.25129 | 0 | 0.50591 | 0 | 1.6728 | 0.18124
2025_03_06 Hr 24 | 0 | 0 | 0 | 0 | 0 | 0 | 0 | 0 | 0 | 0 | 0 | 0.0050755 | 1.68 | 0.093043 | 1.4838 | 1.4838 | 11.6702 | 0 | 0.0055943 | 0.006688 | 0.0039511 | 0 | 0 | 0.072835 | 0.014642 | 1.2615 | 0 | 13.0169 | 2.0585 | 0 | 0.59394 | 0.81115 | 0 | 0 | 0 | 0 | -18.6572 | 0.052206 | 0 | 0.0094941 | 0 | -0.24712 | 0 | 0 | 0 | 0 | 0 | 0 | 0 | 0 | 0 | 0 | 0 | 0 | 1.822 | 0 | 0 | 0 | 1.7105 | 28.9163 | 1.2254 | 3.0551 | 0 | 0.039387 | 0 | 0.62859 | 0.16139 | 0.33681 | 26.746 | 16.734 | -0.24712 | 0 | 0.50591 | 0 | 1.6728 | 0.17835
2025_03_07 Hr 01 | 0 | 0 | 0 | 0 | 0 | 0 | 0 | 0 | 0 | 0 | 0 | 0.0050755 | 1.83 | 0.098735 | 1.4838 | 1.4838 | 11.5791 | 0 | 0.0055943 | 0.006688 | 0.0039511 | 0 | 0 | 0.072835 | 0.014642 | 1.2615 | 0 | 12.9152 | 2.0585 | 0 | 0.59394 | 0.81115 | 0 | 0 | 0 | 0 | -17.61 | 0.052206 | 0 | 0.0092492 | 0 | -0.24069 | 0 | 0 | 0 | 0 | 0 | 0 | 0 | 0 | 0.065334 | 0 | 0 | 0 | 1.822 | 0 | 0 | 0 | 1.7105 | 28.7235 | 1.2254 | 3.0551 | 0 | 0.039387 | 0 | 0.62859 | 0.16139 | 0.33681 | 27.8259 | 16.953 | -0.24069 | 0 | 0.50591 | 0 | 1.6728 | 0.1763
2025_03_07 Hr 02 | 0 | 0 | 0 | 0 | 0 | 0 | 0 | 0 | 0 | 0 | 0 | 0.0050755 | 2.19 | 0.1232 | 1.4838 | 1.4838 | 11.5791 | 0 | 0.0055943 | 0.006688 | 0.0039511 | 0 | 0 | 0.072835 | 0.014642 | 1.2615 | 0 | 12.9152 | 2.0585 | 0 | 0.59394 | 0.81115 | 0 | 0 | 0 | 0 | -18.7996 | 0.052206 | 0 | 0.0096441 | 0 | -0.25106 | 0 | 0 | 0 | 0 | 0 | 0 | 0 | 0 | 0.34119 | 0 | 0 | 0 | 1.822 | 0 | 0 | 0 | 1.9194 | 28.7235 | 1.2254 | 3.0551 | 0 | 0.039387 | 0 | 0.62859 | 0.16139 | 0.33681 | 27.4943 | 17.8214 | -0.25106 | 0 | 0.50591 | 0 | 1.6728 | 0.17554
2025_03_07 Hr 03 | 0 | 0 | 0 | 0 | 0 | 0 | 0 | 0 | 0 | 0 | 0 | 0.0050755 | 2.31 | 0.13285 | 1.4838 | 1.4838 | 11.5791 | 0 | 0.0055943 | 0.006688 | 0.0039511 | 0 | 0 | 0.072835 | 0.014642 | 1.2615 | 0 | 12.9152 | 2.0585 | 0 | 0.59394 | 0.81115 | 0 | 0 | 0 | 0 | -20.1366 | 0.052206 | 0 | 0.0098588 | 0 | -0.25669 | 0 | 0 | 0 | 0 | 0 | 0 | 0 | 0 | 0.68238 | 0 | 0 | 0 | 1.822 | 0 | 0 | 0 | 1.7105 | 28.7235 | 1.2254 | 3.0551 | 0 | 0.039387 | 0 | 0.62859 | 0.16139 | 0.33681 | 26.4132 | 18.0829 | -0.25669 | 0 | 0.50591 | 0 | 1.6728 | 0.17511
2025_03_07 Hr 04 | 0 | 0 | 0 | 0 | 0 | 0 | 0 | 0 | 0 | 0 | 0 | 0.0050755 | 2.49 | 0.14681 | 1.4838 | 1.4838 | 11.5791 | 0 | 0.0055943 | 0.006688 | 0.0039511 | 0 | 0 | 0.072835 | 0.014642 | 1.2615 | 0 | 12.9152 | 2.0585 | 0 | 0.59394 | 0.81115 | 0 | 0 | 0 | 0 | -23.0841 | 0.052206 | 0 | 0.010107 | 0 | -0.26322 | 0 | 0 | 0 | 0 | 0 | 0 | 0 | 0 | 1.1615 | 0 | 0 | 0 | 1.822 | 0 | 0 | 0 | 1.593 | 28.7235 | 1.2254 | 3.0551 | 0 | 0.039387 | 0 | 0.62859 | 0.16139 | 0.33681 | 24.0163 | 18.6401 | -0.26322 | 0 | 0.50591 | 0 | 1.6728 | 0.1767
2025_03_07 Hr 05 | 0 | 0 | 0 | 0 | 0 | 0 | 0 | 0 | 0 | 0 | 0 | 0.0050755 | 2.46 | 0.13649 | 1.4838 | 1.4838 | 11.5466 | 0 | 0.0055943 | 0.006688 | 0.0039511 | 0 | 0 | 0.072835 | 0.014642 | 1.2615 | 0 | 12.9152 | 2.0585 | 0 | 0.59394 | 0.81115 | 0 | 0 | 0 | 0 | -21.0218 | 0.052206 | 0 | 0.0095112 | 0 | -0.24757 | 0 | 0 | 0 | 0 | 0 | 0 | 0 | 0 | 1.2994 | 0 | 0 | 0 | 1.822 | 0 | 0 | 0 | 1.4711 | 28.6911 | 1.2254 | 3.0551 | 0 | 0.039387 | 0 | 0.62859 | 0.16139 | 0.33681 | 26.0397 | 18.618 | -0.24757 | 0 | 0.50591 | 0 | 1.6728 | 0.17886
2025_03_07 Hr 06 | 0 | 0 | 0 | 0 | 0 | 0 | 0 | 0 | 0 | 0 | 0 | 0.0050755 | 2.43 | 0.15878 | 1.4838 | 1.4838 | 11.5791 | 0 | 0.0055943 | 0.006688 | 0.0039511 | 0 | 0 | 0.072835 | 0.014642 | 1.2615 | 0 | 12.9152 | 2.0585 | 0 | 0.59394 | 0.81115 | 0 | 0 | 0 | 0 | -24.5878 | 0.052206 | 0 | 0.011202 | 0 | -0.29195 | 0 | 0 | 0 | 0 | 0 | 0 | 0 | 0 | 1.7785 | 0 | 0 | 0 | 1.822 | 0 | 0 | 0 | 1.4711 | 28.7235 | 1.2254 | 3.0551 | 0 | 0.039387 | 0 | 0.62859 | 0.16139 | 0.33681 | 22.9379 | 19.0941 | -0.29195 | 0 | 0.50591 | 0 | 1.6728 | 0.18354
2025_03_07 Hr 07 | 0 | 0 | 0 | 0 | 0 | 0 | 0 | 0 | 0 | 0 | 0 | 0.0050755 | 2.64 | 0.17697 | 1.4838 | 1.4838 | 11.4174 | 0 | 0.0055943 | 0.006688 | 0.0039511 | 0 | 0 | 0.072835 | 0.014642 | 1.2615 | 0 | 12.8537 | 2.0585 | 0 | 0.58919 | 0.81115 | 0 | 0 | 0 | 0 | -23.0257 | 0.052206 | 0 | 0.011492 | 0 | -0.29956 | 0 | 0 | 0 | 0 | 0 | 0 | 0 | 0 | 1.9165 | 0 | 0 | 0 | 1.822 | 0 | 0 | 0 | 1.4711 | 28.5003 | 1.2254 | 3.0551 | 0 | 0.039387 | 0 | 0.62859 | 0.16139 | 0.33681 | 24.6357 | 19.4607 | -0.29956 | 0 | 0.50591 | 0 | 1.6728 | 0.18877
2025_03_07 Hr 08 | 0.29576 | 0 | 0 | 0 | 0 | 0 | 0 | 0 | 0 | 0 | 0 | 0.0050755 | 2.7 | 0.17488 | 1.4838 | 1.4838 | 11.4174 | 0 | 0.0055943 | 0.006688 | 0.0039511 | 0 | 0 | 0.072835 | 0.014642 | 1.2615 | 0 | 12.8537 | 2.0585 | 0 | 0.58919 | 0.81115 | 0 | 0 | 0 | 0 | -20.3835 | 0.052206 | 0 | 0.011103 | 0 | -0.28937 | 0 | 0 | 0 | 0 | 0 | 0 | 0 | 0 | 1.9165 | 0 | 0 | 0 | 1.822 | 0 | 0 | 0 | 1.4102 | 28.5003 | 1.2254 | 3.0551 | 0 | 0.039387 | -0.29576 | 0.62859 | 0.16139 | 0.33681 | 27.2881 | 19.7565 | -0.58513 | 0 | 0.50591 | 0 | 1.6728 | 0.19185
2025_03_07 Hr 09 | 0.45429 | 0 | 0 | 0 | 0 | 0 | 0 | 0 | 0 | 0 | 0 | 0.0050755 | 2.67 | 0.16214 | 1.4838 | 1.4838 | 11.4174 | 0 | 0.0055943 | 0.006688 | 0.0039511 | 0 | 0 | 0.072835 | 0.014642 | 1.2615 | 0 | 12.8537 | 2.0585 | 0 | 0.58919 | 0.81115 | 0 | 0 | 0 | 0 | -15.775 | 0.052206 | 0 | 0.010411 | 0 | -0.27118 | 0 | 0 | 0 | 0 | 0 | 0 | 0 | 0 | 1.7785 | 0 | 0 | 0 | 1.822 | 0 | 0 | 0 | 1.1403 | 28.5003 | 1.2254 | 3.0551 | 0 | 0.039387 | -0.45429 | 0.62859 | 0.16139 | 0.33681 | 31.4634 | 19.4635 | -0.72547 | 0 | 0.50591 | 0 | 1.6728 | 0.19089
2025_03_07 Hr 10 | 0.43162 | 1.4997e-05 | 0 | 0 | 0 | 0 | 0 | 0 | 0 | 0 | 0 | 0.0050755 | 2.46 | 0.15303 | 1.4838 | 1.4838 | 11.4174 | 0 | 0.0055943 | 0.006688 | 0.0039511 | 0 | 0 | 0.072835 | 0.014642 | 1.2615 | 0 | 12.8537 | 2.0585 | 0 | 0.58919 | 0.81115 | 0 | 0 | 0 | 0 | -10.1446 | 0.052206 | 0 | 0.010664 | 0 | -0.27784 | 0 | 0 | 0 | 0 | 0 | 0 | 0 | 0 | 1.4374 | 0 | 0 | 0 | 1.822 | 0 | 0 | 0 | 0.69204 | 28.5003 | 1.2254 | 3.0551 | 0 | 0.039387 | -0.43162 | 0.62859 | 0.16139 | 0.33681 | 36.0751 | 18.4289 | -0.70946 | 0 | 0.50591 | 0 | 1.6728 | 0.18747
2025_03_07 Hr 11 | 0.56734 | 6.3193e-05 | 0 | 0 | 0 | 0 | 0 | 0 | 0 | 0 | 0 | 0.0050755 | 2.28 | 0.12281 | 1.4838 | 1.4838 | 11.4174 | 0 | 0.0055943 | 0.006688 | 0.0039511 | 0 | 0 | 0.072835 | 0.014642 | 1.2615 | 0 | 12.8537 | 2.0585 | 0 | 0.58919 | 0.81115 | 0 | 0 | 0 | 0 | -6.7474 | 0.052206 | 0 | 0.0092337 | 0 | -0.24029 | 0 | 0 | 0 | 0 | 0 | 0 | 0 | 0 | 1.51 | 0 | 0 | 0 | 1.822 | 0 | 0 | 0 | 1.1099 | 28.5003 | 1.2254 | 3.0551 | 0 | 0.039387 | -0.56734 | 0.62859 | 0.16139 | 0.33681 | 39.7886 | 18.8433 | -0.80762 | 0 | 0.50591 | 0 | 1.6728 | 0.18595
2025_03_07 Hr 12 | 0.5451 | 9.9432e-05 | 0 | 0 | 0 | 0 | 0 | 0 | 0 | 0 | 0 | 0.0050755 | 2.19 | 0.10265 | 1.4838 | 1.4838 | 8.3622 | 0 | 0.0055943 | 0.006688 | 0.0039511 | 0 | 0 | 0.072835 | 0.014642 | 1.2615 | 0 | 11.5239 | 2.0585 | 0 | 0.51692 | 0.81115 | 0 | 0 | 0 | 0.45446 | -2.4988 | 0.052206 | 0 | 0.0080349 | 0 | -0.20882 | 0 | 0 | 0 | 0 | 0 | 0 | 0 | 0 | 1.9165 | 0 | 0 | 0 | 1.822 | 0 | 0 | 0 | 1.593 | 24.1154 | 1.2254 | 3.0551 | 0 | 0.039387 | -0.5451 | 0.62859 | 0.16139 | 0.33681 | 40.8434 | 19.5263 | -0.75392 | 0 | 0.50591 | 0 | 1.6728 | 0.18396
2025_03_07 Hr 13 | 0.54503 | 0.00013215 | 0 | 0 | 0 | 0 | 0 | 0 | 0 | 0 | 0 | 0.0050755 | 2.04 | 0.10166 | 1.4838 | 1.4838 | 8.2707 | 0 | 0.0055943 | 0.006688 | 0.0039511 | 0 | 0 | 0.072835 | 0.014642 | 1.2615 | 0 | 11.5376 | 2.0585 | 0 | 0.51767 | 0.81115 | 0 | 0 | 0 | 0.64839 | -0.58016 | 0.052206 | 0 | 0.0085432 | 0 | -0.22216 | 0 | 0 | 0 | 0 | 0 | 0 | 0 | 0 | 2.1923 | 0 | 0 | 0 | 1.822 | 0 | 0 | 0 | 1.5321 | 24.0375 | 1.2254 | 3.0551 | 0 | 0.039387 | -0.54503 | 0.62859 | 0.16139 | 0.33681 | 42.9278 | 19.5893 | -0.76719 | 0 | 0.50591 | 0 | 1.6728 | 0.18224
2025_03_07 Hr 14 | 0.56726 | 0.00019345 | 0 | 0 | 0 | 0 | 0 | 0 | 0 | 0 | 0 | 0.0050755 | 1.44 | 0.073137 | 1.4838 | 1.4838 | 9.441 | 0 | 0.0055943 | 0.006688 | 0.0039511 | 0 | 0 | 0.072835 | 0.014642 | 1.2615 | 0 | 12.8537 | 2.0585 | 0 | 0.58919 | 0.81115 | 0 | 0 | 0 | 0 | -2.7421 | 0.052206 | 0 | 0.0087068 | 0 | -0.22645 | 0 | 0 | 0 | 0 | 0 | 0 | 0 | 0 | 2.0544 | 0 | 0 | 0 | 1.822 | 0 | 0 | 0 | 1.8019 | 26.5239 | 1.2254 | 3.0551 | 0 | 0.039387 | -0.56726 | 0.62859 | 0.16139 | 0.33681 | 42.1739 | 19.1859 | -0.79372 | 0 | 0.50591 | 0 | 1.6728 | 0.18164
2025_03_07 Hr 15 | 0.74584 | 0.00021507 | 0 | 0 | 0 | 0 | 0 | 0 | 0 | 0 | 0 | 0.0050755 | 1.2 | 0.065544 | 1.4838 | 1.4838 | 8.2387 | 0 | 0.0055943 | 0.006688 | 0.0039511 | 0 | 0 | 0.072835 | 0.014642 | 1.1957 | 0 | 11.5239 | 2.0585 | 0 | 0.51692 | 0.81115 | 0 | 0 | 0 | 0.8633 | -2.1775 | 0.052206 | 0 | 0.0093635 | 0 | -0.24369 | 0 | 0 | 0 | 0 | 0 | 0 | 0 | 0 | 2.1923 | 0 | 0 | 0 | 1.822 | 0 | 0 | 0 | 1.9194 | 23.926 | 1.2254 | 3.0551 | 0 | 0.039387 | -0.74584 | 0.62859 | 0.16139 | 0.33681 | 40.9219 | 19.2997 | -0.98953 | 0 | 0.50591 | 0 | 1.6728 | 0.18128
2025_03_07 Hr 16 | 0.77388 | 0.00021407 | 0 | 0 | 0 | 0 | 0 | 0 | 0 | 0 | 0 | 0.0050755 | 0.84 | 0.042705 | 1.4838 | 1.4838 | 8.7819 | 0 | 0.0055943 | 0.006688 | 0.0039511 | 0 | 0 | 0.072835 | 0.014642 | 0.60188 | 0 | 11.2666 | 2.0585 | 0 | 0.50293 | 0.81115 | 0 | 0 | 0 | 1.0981 | -1.4502 | 0.052206 | 0 | 0.0087154 | 0 | -0.22668 | 0 | 0 | 0 | 0 | 0 | 0 | 0 | 0 | 2.0544 | 0 | 0 | 0 | 1.822 | 0 | 0 | 0 | 1.741 | 23.618 | 1.2254 | 3.0551 | 0 | 0.039387 | -0.77388 | 0.62859 | 0.16139 | 0.33681 | 40.8796 | 18.6142 | -1.0006 | 0 | 0.50591 | 0 | 1.6728 | 0.18099
2025_03_07 Hr 17 | 0.52164 | 0.00014613 | 0 | 0 | 0 | 0 | 0 | 0 | 0 | 0 | 0 | 0.0050755 | 0.63 | 0.031132 | 1.4838 | 1.4838 | 8.2386 | 0 | 0.0055943 | 0.006688 | 0.0039511 | 0 | 0 | 0.072835 | 0.014642 | 0.84291 | 0 | 10.742 | 2.0585 | 0 | 0.47443 | 0.81115 | 0 | 0 | 0 | 0.63374 | -1.0416 | 0.052206 | 0 | 0.0084712 | 0 | -0.22027 | 0 | 0 | 0 | 0 | 0 | 0 | 0 | 0 | 2.2577 | 0 | 0 | 0 | 1.822 | 0 | 0 | 0 | 1.5625 | 22.7913 | 1.2254 | 3.0551 | 0 | 0.039387 | -0.52164 | 0.62859 | 0.16139 | 0.33681 | 39.7807 | 18.1392 | -0.74191 | 0 | 0.50591 | 0 | 1.6728 | 0.1835
2025_03_07 Hr 18 | 0.022813 | 3.0482e-05 | 0 | 0 | 0 | 0 | 0 | 0 | 0 | 0 | 0 | 0.0050755 | 0.66 | 0.035765 | 1.4838 | 1.4838 | 9.3205 | 0 | 0.0055943 | 0.006688 | 0.0039511 | 0 | 0 | 0.072835 | 0.014642 | 1.0839 | 0 | 11.4595 | 2.0585 | 0 | 0.51342 | 0.81115 | 0 | 0 | 0 | 0 | -3.3498 | 0.052206 | 0 | 0.0092897 | 0 | -0.24175 | 0 | 0 | 0 | 0 | 0 | 0 | 0 | 0 | 2.2577 | 0 | 0 | 0 | 1.822 | 0 | 0 | 0 | 1.5321 | 24.8317 | 1.2254 | 3.0551 | 0 | 0.039387 | -0.022813 | 0.62859 | 0.16139 | 0.33681 | 38.9026 | 17.6853 | -0.26457 | 0 | 0.50591 | 0 | 1.6728 | 0.18542
2025_03_07 Hr 19 | 0 | 0 | 0 | 0 | 0 | 0 | 0 | 0 | 0 | 0 | 0 | 0.0050755 | 0.69 | 0.040083 | 1.4838 | 1.4838 | 11.4174 | 0 | 0.0055943 | 0.006688 | 0.0039511 | 0 | 0 | 0.072835 | 0.014642 | 1.2548 | 0 | 12.8537 | 2.0585 | 0 | 0.58919 | 0.81115 | 0 | 0 | 0 | 0 | -11.1153 | 0.052206 | 0 | 0.0099585 | 0 | -0.25931 | 0 | 0 | 0 | 0 | 0 | 0 | 0 | 0 | 2.1197 | 0 | 0 | 0 | 1.822 | 0 | 0 | 0 | 1.593 | 28.4936 | 1.2254 | 3.0551 | 0 | 0.039387 | 0 | 0.62859 | 0.16139 | 0.33681 | 34.8174 | 17.6984 | -0.25931 | 0 | 0.50591 | 0 | 1.6728 | 0.18822
2025_03_07 Hr 20 | 0 | 0 | 0 | 0 | 0 | 0 | 0 | 0 | 0 | 0 | 0 | 0.0050755 | 0.72 | 0.04537 | 1.4838 | 1.4838 | 11.4174 | 0 | 0.0055943 | 0.006688 | 0.0039511 | 0 | 0 | 0.072835 | 0.014642 | 1.2615 | 0 | 12.8537 | 2.0585 | 0 | 0.58919 | 0.81115 | 0 | 0 | 0 | 0 | -12.8745 | 0.052206 | 0 | 0.010802 | 0 | -0.28146 | 0 | 0 | 0 | 0 | 0 | 0 | 0 | 0 | 2.5335 | 0 | 0 | 0 | 1.822 | 0 | 0 | 0 | 1.6496 | 28.5003 | 1.2254 | 3.0551 | 0 | 0.039387 | 0 | 0.62859 | 0.16139 | 0.33681 | 33.5469 | 18.2025 | -0.28146 | 0 | 0.50591 | 0 | 1.6728 | 0.18674
2025_03_07 Hr 21 | 0 | 0 | 0 | 0 | 0 | 0 | 0 | 0 | 0 | 0 | 0 | 0.0050755 | 0.6 | 0.034227 | 1.4838 | 1.4838 | 11.4174 | 0 | 0.0055943 | 0.006688 | 0.0039511 | 0 | 0 | 0.072835 | 0.014642 | 1.2615 | 0 | 12.8537 | 2.0585 | 0 | 0.58919 | 0.81115 | 0 | 0 | 0 | 0 | -12.0103 | 0.052206 | 0 | 0.0097792 | 0 | -0.2546 | 0 | 0 | 0 | 0 | 0 | 0 | 0 | 0 | 2.3956 | 0 | 0 | 0 | 1.822 | 0 | 0 | 0 | 1.8324 | 28.5003 | 1.2254 | 3.0551 | 0 | 0.039387 | 0 | 0.62859 | 0.16139 | 0.33681 | 34.3501 | 18.1147 | -0.2546 | 0 | 0.50591 | 0 | 1.6728 | 0.18518
2025_03_07 Hr 22 | 0 | 0 | 0 | 0 | 0 | 0 | 0 | 0 | 0 | 0 | 0 | 0.0050755 | 1.02 | 0.053939 | 1.4838 | 1.4838 | 11.3215 | 0 | 0.0055943 | 0.006688 | 0.0039511 | 0 | 0 | 0.072835 | 0.014642 | 1.2615 | 0 | 12.8537 | 2.0585 | 0 | 0.58919 | 0.81115 | 0 | 0 | 0 | 0 | -13.3495 | 0.052206 | 0 | 0.0090653 | 0 | -0.23586 | 0 | 0 | 0 | 0 | 0 | 0 | 0 | 0 | 2.5335 | 0 | 0 | 0 | 1.822 | 0 | 0 | 0 | 1.2622 | 28.4044 | 1.2254 | 3.0551 | 0 | 0.039387 | 0 | 0.62859 | 0.16139 | 0.33681 | 32.9401 | 18.1211 | -0.23586 | 0 | 0.50591 | 0 | 1.6728 | 0.18406
2025_03_07 Hr 23 | 0 | 0 | 0 | 0 | 0 | 0 | 0 | 0 | 0 | 0 | 0 | 0.0050755 | 0.81 | 0.043064 | 1.4838 | 1.4838 | 11.5791 | 0 | 0.0055943 | 0.006688 | 0.0039511 | 0 | 0 | 0.072835 | 0.014642 | 1.2615 | 0 | 12.9152 | 2.0585 | 0 | 0.59394 | 0.81115 | 0 | 0 | 0 | 0 | -11.5922 | 0.052206 | 0 | 0.009114 | 0 | -0.23714 | 0 | 0 | 0 | 0 | 0 | 0 | 0 | 0 | 2.5335 | 0 | 0 | 0 | 1.822 | 0 | 0 | 0 | 0.74862 | 28.7235 | 1.2254 | 3.0551 | 0 | 0.039387 | 0 | 0.62859 | 0.16139 | 0.33681 | 34.2818 | 17.3875 | -0.23714 | 0 | 0.50591 | 0 | 1.6728 | 0.18026
2025_03_07 Hr 24 | 0 | 0 | 0 | 0 | 0 | 0 | 0 | 0 | 0 | 0 | 0 | 0.0050755 | 0.75 | 0.036061 | 1.4838 | 1.4838 | 9.8532 | 0 | 0.0055943 | 0.006688 | 0.0039511 | 0 | 0 | 0.072835 | 0.014642 | 1.2615 | 0 | 12.9152 | 2.0585 | 0 | 0.59394 | 0.81115 | 0 | 0 | 0 | 0 | -8.3829 | 0.052206 | 0 | 0.0082425 | 0 | -0.21427 | 0 | 0 | 0 | 0 | 0 | 0 | 0 | 0 | 2.5335 | 0 | 0 | 0 | 1.822 | 0 | 0 | 0 | 0.63111 | 26.9977 | 1.2254 | 3.0551 | 0 | 0.039387 | 0 | 0.62859 | 0.16139 | 0.33681 | 35.6013 | 17.2008 | -0.21427 | 0 | 0.50591 | 0 | 1.6728 | 0.17802
2025_03_08 Hr 01 | 0 | 0 | 0 | 0 | 0 | 0 | 0 | 0 | 0 | 0 | 0 | 0.0050755 | 0.9 | 0.0396 | 1.4838 | 1.4838 | 6.3389 | 0 | 0.0055943 | 0.006688 | 0.0039511 | 0 | 0 | 0.072835 | 0.014642 | 1.2615 | 0 | 8.2553 | 2.0585 | 0 | 0.59394 | 0.81115 | 0 | 0 | 0 | 0 | -10.9393 | 0.052206 | 0 | 0.0075429 | 0 | -0.1959 | 0 | 0 | 0 | 0 | 0 | 0 | 0 | 0 | 2.4682 | 0 | 0 | 0 | 1.822 | 0 | 0 | 0 | 0.4483 | 18.8234 | 1.2254 | 3.0551 | 0 | 0.039387 | 0 | 0.62859 | 0.16139 | 0.33681 | 24.7926 | 17.1045 | -0.1959 | 0 | 0.50591 | 0 | 1.6728 | 0.1763
2025_03_08 Hr 02 | 0 | 0 | 0 | 0 | 0 | 0 | 0 | 0 | 0 | 0 | 0 | 0.0050755 | 1.17 | 0.053032 | 1.4838 | 1.4838 | 7.4031 | 0 | 0.0055943 | 0.006688 | 0.0039511 | 0 | 0 | 0.072835 | 0.014642 | 1.2515 | 0 | 8.2553 | 2.0585 | 0 | 0.59394 | 0.81115 | 0 | 0 | 0 | 0 | -12.541 | 0.052206 | 0 | 0.0077703 | 0 | -0.20187 | 0 | 0 | 0 | 0 | 0 | 0 | 0 | 0 | 2.6715 | 0 | 0 | 0 | 1.822 | 0 | 0 | 0 | 0.36125 | 19.8776 | 1.2254 | 3.0551 | 0 | 0.039387 | 0 | 0.62859 | 0.16139 | 0.33681 | 24.6376 | 17.5029 | -0.20187 | 0 | 0.50591 | 0 | 1.6728 | 0.17507
2025_03_08 Hr 03 | 0 | 0 | 0 | 0 | 0 | 0 | 0 | 0 | 0 | 0 | 0 | 0.0050755 | 1.29 | 0.066911 | 1.4791 | 1.4791 | 7.0915 | 0 | 0.0055943 | 0.006688 | 0.0039511 | 0 | 0 | 0.072835 | 0.014642 | 1.2264 | 0 | 8.0941 | 2.0585 | 0 | 0.58005 | 0.81115 | 0 | 0 | 0 | 0 | -13.766 | 0.052206 | 0 | 0.0088919 | 0 | -0.23131 | 0 | 0 | 0 | 0 | 0 | 0 | 0 | 0 | 2.0544 | 0 | 0 | 0 | 1.822 | 0 | 0 | 0 | 0.47877 | 19.3702 | 1.2254 | 3.0551 | 0 | 0.039387 | 0 | 0.62859 | 0.16139 | 0.33681 | 22.4956 | 17.1227 | -0.23131 | 0 | 0.50591 | 0 | 1.6728 | 0.17447
2025_03_08 Hr 04 | 0 | 0 | 0 | 0.037685 | 0.037967 | 0.036737 | 0.035511 | 0.034558 | 0.030145 | 0 | 0 | 0.0050755 | 1.26 | 0.075417 | 1.4838 | 1.4838 | 7.0915 | 0 | 0.0055943 | 0.006688 | 0.0039511 | 0 | 0 | 0.072835 | 0.014642 | 0.88316 | 0 | 8.0135 | 2.0585 | 0 | 0.57311 | 0.81115 | 0 | 0 | 0 | 0 | -20.8256 | 0.052206 | 0 | 0.0063338 | 0 | -0.26725 | 0 | 0 | 0 | 0 | 0 | 0 | 0 | 0 | 2.5335 | 0 | 0 | 0 | 1.822 | 0 | 2.4289 | 2.4288 | 0.5397 | 21.0911 | 1.2254 | 3.0551 | 0 | 0.039387 | 0 | 0.62859 | 0.16139 | 0.33681 | 17.6337 | 17.6355 | -0.26725 | 0 | 0.50591 | 0 | 1.6728 | 0.17559
2025_03_08 Hr 05 | 0 | 0 | 0 | 0 | 0 | 0 | 0 | 0 | 0 | 0 | 0 | 0.0050755 | 0.93 | 0.046802 | 1.4838 | 1.4838 | 7.4031 | 0 | 0.0055943 | 0.006688 | 0.0039511 | 0 | 0 | 0.072835 | 0.014642 | 0.68248 | 0 | 8.2553 | 2.0585 | 0 | 0.59394 | 0.81115 | 0 | 0 | 0 | 0 | -13.0125 | 0.052206 | 0 | 0.0086271 | 0 | -0.22436 | 0 | 0 | 0 | 0 | 0 | 0 | 0 | 0 | 2.5335 | 0 | 0 | 0 | 1.822 | 0 | 0 | 0 | 0.69204 | 19.3086 | 1.2254 | 3.0551 | 0 | 0.039387 | 0 | 0.62859 | 0.16139 | 0.33681 | 23.5216 | 17.4499 | -0.22436 | 0 | 0.50591 | 0 | 1.6728 | 0.17547
2025_03_08 Hr 06 | 0 | 0 | 0 | 0 | 0 | 0 | 0 | 0 | 0 | 0 | 0 | 0.0050755 | 0.6 | 0.031519 | 1.4838 | 1.4838 | 7.4031 | 0 | 0.0055943 | 0.006688 | 0.0039511 | 0 | 0 | 0.072835 | 0.014642 | 0.92364 | 0 | 8.2553 | 2.0585 | 0 | 0.59394 | 0.81115 | 0 | 0 | 0 | 0 | -14.2725 | 0.052206 | 0 | 0.0090053 | 0 | -0.23429 | 0 | 0 | 0 | 0 | 0 | 0 | 0 | 0 | 3.0126 | 0 | 0 | 0 | 1.822 | 0 | 0 | 0 | 0.77909 | 19.5497 | 1.2254 | 3.0551 | 0 | 0.039387 | 0 | 0.62859 | 0.16139 | 0.33681 | 22.716 | 17.6731 | -0.23429 | 0 | 0.50591 | 0 | 1.6728 | 0.17777
2025_03_08 Hr 07 | 0 | 0 | 0 | 0 | 0 | 0 | 0 | 0 | 0 | 0 | 0 | 0.0050755 | 0.33 | 0.017664 | 1.4838 | 1.4838 | 7.2997 | 0 | 0.0055943 | 0.006688 | 0.0039511 | 0 | 0 | 0.072835 | 0.014642 | 1.169 | 0 | 8.216 | 2.0585 | 0 | 0.58919 | 0.81115 | 0 | 0 | 0 | 0 | -14.8885 | 0.052206 | 0 | 0.009176 | 0 | -0.23877 | 0 | 0 | 0 | 0 | 0 | 0 | 0 | 0 | 3.1506 | 0 | 0 | 0 | 1.822 | 0 | 0 | 0 | 1.0489 | 19.6524 | 1.2254 | 3.0551 | 0 | 0.039387 | 0 | 0.62859 | 0.16139 | 0.33681 | 22.3203 | 17.7952 | -0.23877 | 0 | 0.50591 | 0 | 1.6728 | 0.18076
2025_03_08 Hr 08 | 0.045117 | 0 | 0 | 0.075371 | 0.075934 | 0.073474 | 0.071022 | 0.069117 | 0.06029 | 0 | 0 | 0.0050755 | 0.21 | 0.027124 | 1.4823 | 1.4823 | 7.2792 | 0 | 0.0055943 | 0.006688 | 0.0039511 | 0 | 0 | 0.072835 | 0.014642 | 1.2582 | 0.24907 | 8.1998 | 2.0585 | 0 | 0.58781 | 0.81115 | 0 | 0 | 0 | 0 | -50.5162 | 0.052206 | 0 | 0.0037005 | 0 | -0.57913 | 0 | 0 | 0 | 0 | 0 | 0 | 0 | 0 | 2.6715 | 0 | 0 | 0 | 1.822 | 0 | 4.8344 | 4.8399 | 1.2013 | 24.1274 | 1.2254 | 3.0551 | 0 | 0.039387 | -0.045117 | 0.62859 | 0.16139 | 0.33681 | -9.6091 | 17.4039 | -0.62424 | 0 | 0.50591 | 0 | 1.6728 | 0.18302
2025_03_08 Hr 09 | 0.38636 | 3.6518e-06 | 0 | 0.15074 | 0.15187 | 0.14695 | 0.14204 | 0.13823 | 0.12058 | 0 | 0 | 0.0050755 | 0.15 | 0.0085208 | 1.4838 | 1.4838 | 7.2997 | 0 | 0.0055943 | 0.006688 | 0.0039511 | 0 | 0 | 0.072835 | 0.014642 | 1.2615 | 0 | 8.216 | 2.0585 | 0 | 0.58919 | 0.81115 | 0 | 0 | 0 | 0 | -24.765 | 0.052206 | 0 | 0 | 0 | -0.25352 | 0 | 0 | 0 | 0 | 0 | 0 | 0 | 0 | 2.7368 | 0 | 0 | 0 | 1.822 | 0 | 3.837 | 3.8369 | 0.93143 | 28.2692 | 1.2254 | 3.0551 | 0 | 0.039387 | -0.38636 | 0.62859 | 0.16139 | 0.33681 | 20.3292 | 17.4649 | -0.63989 | 0 | 0.50591 | 0 | 1.6728 | 0.18446
2025_03_08 Hr 10 | 0.59015 | 0.00028765 | 0 | 0.15074 | 0.15187 | 0.14695 | 0.14204 | 0.13823 | 0.12058 | 0 | 0 | 0.0050755 | 0.09 | 0.0080541 | 1.4838 | 1.4838 | 7.2997 | 0 | 0.0055943 | 0.006688 | 0.0039511 | 0 | 0 | 0.072835 | 0.014642 | 1.2615 | 0 | 8.216 | 2.0585 | 0 | 0.58919 | 0.81115 | 0 | 0 | 0 | 0 | -39.5249 | 0.052206 | 0 | 0 | 0 | -0.40061 | 0 | 0 | 0 | 0 | 0 | 0 | 0 | 0 | 2.7368 | 0 | 0 | 0 | 1.822 | 0 | 4.0128 | 4.0127 | 0.74862 | 28.6208 | 1.2254 | 3.0551 | 0 | 0.039387 | -0.59015 | 0.62859 | 0.16139 | 0.33681 | 5.5308 | 17.4256 | -0.99075 | 0 | 0.50591 | 0 | 1.6728 | 0.18434
2025_03_08 Hr 11 | 0.56734 | 0.00044296 | 0 | 0.15074 | 0.15187 | 0.14695 | 0.14204 | 0.13823 | 0.12058 | 0 | 0 | 0.0050755 | 0.03 | 0.0016245 | 1.4838 | 1.4838 | 7.2997 | 0 | 0.0055943 | 0.006688 | 0.0039511 | 0 | 0 | 0.072835 | 0.014642 | 1.2615 | 0 | 8.216 | 2.0585 | 0 | 0.58919 | 0.81115 | 0 | 0 | 0 | 0 | -22.3342 | 0.052206 | 0 | 0 | 0 | -0.24157 | 0 | 0 | 0 | 0 | 0 | 0 | 0 | 0 | 2.7368 | 0 | 0 | 0 | 1.822 | 0 | 3.806 | 3.806 | 0.96189 | 28.2073 | 1.2254 | 3.0551 | 0 | 0.039387 | -0.56734 | 0.62859 | 0.16139 | 0.33681 | 22.6122 | 17.548 | -0.80891 | 0 | 0.50591 | 0 | 1.6728 | 0.18259
2025_03_08 Hr 12 | 0.59 | 0.00030828 | 0 | 0 | 0 | 0 | 0 | 0 | 0 | 0 | 0 | 0.0050755 | 0.03 | 0.0015345 | 1.4838 | 1.4838 | 7.2997 | 0 | 0.0055943 | 0.006688 | 0.0039511 | 0 | 0 | 0.072835 | 0.014642 | 1.2565 | 0 | 8.216 | 2.0585 | 0 | 0.58919 | 0.81115 | 0 | 0 | 0 | 0 | -10.9262 | 0.052206 | 0 | 0.0087688 | 0 | -0.22808 | 0 | 0 | 0 | 0 | 0 | 0 | 0 | 0 | 2.8094 | 0 | 0 | 0 | 1.822 | 0 | 0 | 0 | 1.2927 | 19.7399 | 1.2254 | 3.0551 | 0 | 0.039387 | -0.59 | 0.62859 | 0.16139 | 0.33681 | 25.9669 | 17.9713 | -0.81809 | 0 | 0.50591 | 0 | 1.6728 | 0.18009
2025_03_08 Hr 13 | 0.54503 | 0.00047683 | 0 | 0 | 0 | 0 | 0 | 0 | 0 | 0 | 0 | 0.0050755 | 0.03 | 0.0018128 | 1.4744 | 1.4744 | 6.7276 | 0 | 0.0055943 | 0.006688 | 0.0039511 | 0 | 0 | 0.072835 | 0.014642 | 1.213 | 0.21592 | 7.7623 | 2.0585 | 0 | 0.55062 | 0.81115 | 0 | 0 | 0 | 0 | -11.4224 | 0.052206 | 0 | 0.010359 | 0 | -0.26982 | 0 | 0 | 0 | 0 | 0 | 0 | 0 | 0 | 2.5335 | 0 | 0 | 0 | 1.822 | 0 | 0 | 0 | 1.0794 | 18.7181 | 1.2254 | 3.0551 | 0 | 0.039387 | -0.54503 | 0.62859 | 0.16139 | 0.33681 | 23.8784 | 17.3976 | -0.81485 | 0 | 0.50591 | 0 | 1.6728 | 0.17857
2025_03_08 Hr 14 | 0.49941 | 0.00035105 | 0 | 0 | 0 | 0 | 0 | 0 | 0 | 0 | 0 | 0.0050755 | 0.09 | 0.0045192 | 1.4838 | 1.4838 | 7.2997 | 0 | 0.0055943 | 0.006688 | 0.0039511 | 0 | 0 | 0.072835 | 0.014642 | 1.2615 | 0 | 8.216 | 2.0585 | 0 | 0.58919 | 0.81115 | 0 | 0 | 0 | 0 | -8.4189 | 0.052206 | 0 | 0.008608 | 0 | -0.22386 | 0 | 0 | 0 | 0 | 0 | 0 | 0 | 0 | 2.7368 | 0 | 0 | 0 | 1.822 | 0 | 0 | 0 | 0.80956 | 19.7449 | 1.2254 | 3.0551 | 0 | 0.039387 | -0.49941 | 0.62859 | 0.16139 | 0.33681 | 27.9872 | 17.3845 | -0.72327 | 0 | 0.50591 | 0 | 1.6728 | 0.17655
2025_03_08 Hr 15 | 0.45436 | 0.00018928 | 0 | 0 | 0 | 0 | 0 | 0 | 0 | 0 | 0 | 0.0050755 | 0.15 | 0.0075821 | 1.4838 | 1.4838 | 7.2997 | 0 | 0.0055943 | 0.006688 | 0.0039511 | 0 | 0 | 0.072835 | 0.014642 | 1.2615 | 0 | 8.216 | 2.0585 | 0 | 0.58919 | 0.81115 | 0 | 0 | 0 | 0 | -8.8433 | 0.052206 | 0 | 0.0086652 | 0 | -0.22536 | 0 | 0 | 0 | 0 | 0 | 0 | 0 | 0 | 2.3956 | 0 | 0 | 0 | 1.822 | 0 | 0 | 0 | 0.39172 | 19.7449 | 1.2254 | 3.0551 | 0 | 0.039387 | -0.45436 | 0.62859 | 0.16139 | 0.33681 | 26.8648 | 16.643 | -0.67972 | 0 | 0.50591 | 0 | 1.6728 | 0.17619
2025_03_08 Hr 16 | 0.34088 | 0.00019979 | 0 | 0 | 0 | 0 | 0 | 0 | 0 | 0 | 0 | 0.0050755 | 0.24 | 0.01275 | 1.4838 | 1.4838 | 7.2997 | 0 | 0.0055943 | 0.006688 | 0.0039511 | 0 | 0 | 0.072835 | 0.014642 | 1.2448 | 0 | 8.216 | 2.0585 | 0 | 0.58919 | 0.81115 | 0 | 0 | 0 | 0 | -8.1466 | 0.052206 | 0 | 0.0091071 | 0 | -0.23696 | 0 | 0 | 0 | 0 | 0 | 0 | 0 | 0 | 2.1197 | 0 | 0 | 0 | 1.822 | 0 | 0 | 0 | 0.39172 | 19.7281 | 1.2254 | 3.0551 | 0 | 0.039387 | -0.34088 | 0.62859 | 0.16139 | 0.33681 | 27.3517 | 16.348 | -0.57784 | 0 | 0.50591 | 0 | 1.6728 | 0.17543
2025_03_08 Hr 17 | 0.24927 | 0.00018803 | 0 | 0.050247 | 0.050623 | 0.048982 | 0.047348 | 0.046078 | 0.040193 | 0 | 0 | 0.0050755 | 0.48 | 0.027801 | 1.4823 | 1.4823 | 7.0954 | 0 | 0.0055943 | 0.006688 | 0.0039511 | 0 | 0 | 0.072835 | 0.014642 | 1.2264 | 0 | 8.054 | 2.0585 | 0 | 0.57541 | 0.81115 | 0 | 0 | 0 | 0 | -11.5492 | 0.052206 | 0 | 0.0082049 | 0 | -0.25853 | 0 | 0 | 0 | 0 | 0 | 0 | 0 | 0 | 2.8094 | 0 | 0 | 0 | 1.822 | 0 | 0 | 0 | 1.0794 | 19.6238 | 1.2254 | 3.0551 | 0 | 0.039387 | -0.24927 | 0.62859 | 0.16139 | 0.33681 | 25.4431 | 17.8764 | -0.5078 | 0 | 0.50591 | 0 | 1.6728 | 0.17679
2025_03_08 Hr 18 | 0.090597 | 2.6119e-05 | 0 | 0.15074 | 0.15187 | 0.14695 | 0.14204 | 0.13823 | 0.12058 | 0 | 0 | 0.0050755 | 1.05 | 0.065632 | 1.4838 | 1.4838 | 7.2997 | 0 | 0.0055943 | 0.006688 | 0.0039511 | 0 | 0 | 0.072835 | 0.014642 | 1.2615 | 0 | 8.216 | 2.0585 | 0 | 0.58919 | 0.81115 | 0 | 0 | 0 | 0 | -15.3954 | 0.052206 | 0 | 0.0066972 | 0 | -0.27918 | 0 | 0 | 0 | 0 | 0 | 0 | 0 | 0 | 3.078 | 0 | 0 | 0 | 1.822 | 0 | 0 | 0 | 1.2317 | 20.5953 | 1.2254 | 3.0551 | 0 | 0.039387 | -0.090597 | 0.62859 | 0.16139 | 0.33681 | 23.5929 | 18.7627 | -0.36978 | 0 | 0.50591 | 0 | 1.6728 | 0.17941
2025_03_08 Hr 19 | 0 | 0 | 0 | 0.15074 | 0.15187 | 0.14695 | 0.14204 | 0.13823 | 0.12058 | 0 | 0 | 0.0050755 | 1.26 | 0.07899 | 1.4838 | 1.4838 | 7.2997 | 0 | 0.0055943 | 0.006688 | 0.0039511 | 0 | 0 | 0.072835 | 0.014642 | 1.2615 | 0 | 8.216 | 2.0585 | 0 | 0.58919 | 0.81115 | 0 | 0 | 0 | 0 | -18.546 | 0.052206 | 0 | 0.0067168 | 0 | -0.28001 | 0 | 0 | 0 | 0 | 0 | 0 | 0 | 0 | 3.4264 | 0 | 0 | 0 | 1.822 | 0 | 0 | 0 | 0.87049 | 20.5953 | 1.2254 | 3.0551 | 0 | 0.039387 | 0 | 0.62859 | 0.16139 | 0.33681 | 20.6557 | 18.8864 | -0.28001 | 0 | 0.50591 | 0 | 1.6728 | 0.18322
2025_03_08 Hr 20 | 0 | 0 | 0 | 0.15074 | 0.15187 | 0.14695 | 0.14204 | 0.13823 | 0.12058 | 0 | 0 | 0.0050755 | 1.17 | 0.076133 | 1.4838 | 1.4838 | 7.2792 | 0 | 0.0055943 | 0.006688 | 0.0039511 | 0 | 0 | 0.072835 | 0.014642 | 1.2598 | 0 | 8.1998 | 2.0585 | 0 | 0.58781 | 0.81115 | 0 | 0 | 0 | 0 | -30.4189 | 0.052206 | 0 | 0 | 0 | -0.29072 | 0 | 0 | 0 | 0 | 0 | 0 | 0 | 0 | 3.5644 | 0 | 0 | 0 | 1.822 | 0 | 5.487 | 5.487 | 0.57017 | 28.6443 | 1.2254 | 3.0551 | 0 | 0.039387 | 0 | 0.62859 | 0.16139 | 0.33681 | 16.565 | 18.6303 | -0.29072 | 0 | 0.50591 | 0 | 1.6728 | 0.18374
2025_03_08 Hr 21 | 0 | 0 | 0 | 0 | 0 | 0 | 0 | 0.13823 | 0.12058 | 0 | 0 | 0.0050755 | 1.08 | 0.068285 | 1.4838 | 1.4838 | 7.2997 | 0 | 0.0055943 | 0.006688 | 0.0039511 | 0 | 0 | 0.072835 | 0.014642 | 1.2615 | 0 | 8.216 | 2.0585 | 0 | 0.58919 | 0.81115 | 0 | 0 | 0 | 0 | -28.3616 | 0.052206 | 0 | 0.0027097 | 0 | -0.28242 | 0 | 0 | 0 | 0 | 0 | 0 | 0 | 0 | 3.4264 | 0 | 0 | 0 | 1.822 | 0 | 4.2397 | 4.2397 | 0.47877 | 28.4831 | 1.2254 | 3.0551 | 0 | 0.039387 | 0 | 0.62859 | 0.16139 | 0.33681 | 18.1422 | 18.3031 | -0.28242 | 0 | 0.50591 | 0 | 1.6728 | 0.18231
2025_03_08 Hr 22 | 0 | 0 | 0 | 0 | 0 | 0 | 0 | 0.13823 | 0.12058 | 0 | 0 | 0.0050755 | 1.14 | 0.073882 | 1.4838 | 1.4838 | 7.2997 | 0 | 0.0055943 | 0.006688 | 0.0039511 | 0 | 0 | 0.072835 | 0.014642 | 1.2615 | 0 | 8.216 | 2.0585 | 0 | 0.58919 | 0.81115 | 0 | 0 | 0 | 0 | -30.8246 | 0.052206 | 0 | 0.0027775 | 0 | -0.28954 | 0 | 0 | 0 | 0 | 0 | 0 | 0 | 0 | 3.1506 | 0 | 0 | 0 | 1.822 | 0 | 4.2397 | 4.2397 | 0.77909 | 28.4831 | 1.2254 | 3.0551 | 0 | 0.039387 | 0 | 0.62859 | 0.16139 | 0.33681 | 15.7607 | 18.3918 | -0.28954 | 0 | 0.50591 | 0 | 1.6728 | 0.18092
2025_03_08 Hr 23 | 0 | 0 | 0 | 0 | 0 | 0 | 0 | 0.13823 | 0.12058 | 0 | 0 | 0.0050755 | 0.99 | 0.06191 | 1.4838 | 1.4838 | 7.4031 | 0 | 0.0055943 | 0.006688 | 0.0039511 | 0 | 0 | 0.072835 | 0.014642 | 1.2615 | 0 | 8.2553 | 2.0585 | 0 | 0.59394 | 0.81115 | 0 | 0 | 0 | 0 | -30.7384 | 0.052206 | 0 | 0.0026801 | 0 | -0.27931 | 0 | 0 | 0 | 0 | 0 | 0 | 0 | 0 | 2.7368 | 0 | 0 | 0 | 1.822 | 0 | 4.2933 | 4.2933 | 1.4102 | 28.733 | 1.2254 | 3.0551 | 0 | 0.039387 | 0 | 0.62859 | 0.16139 | 0.33681 | 16.1639 | 18.4486 | -0.27931 | 0 | 0.50591 | 0 | 1.6728 | 0.17762
2025_03_08 Hr 24 | 0 | 0 | 0 | 0 | 0 | 0 | 0 | 0.13823 | 0.12058 | 0 | 0 | 0.0050755 | 0.84 | 0.052386 | 1.4838 | 1.4838 | 7.4031 | 0 | 0.0055943 | 0.006688 | 0.0039511 | 0 | 0 | 0.072835 | 0.014642 | 1.2615 | 0 | 8.2553 | 2.0585 | 0 | 0.59394 | 0.81115 | 0 | 0 | 0 | 0 | -32.7831 | 0.052206 | 0 | 0.0026728 | 0 | -0.27854 | 0 | 0 | 0 | 0 | 0 | 0 | 0 | 0 | 2.0544 | 0 | 0 | 0 | 1.822 | 0 | 4.2933 | 4.2933 | 1.8629 | 28.733 | 1.2254 | 3.0551 | 0 | 0.039387 | 0 | 0.62859 | 0.16139 | 0.33681 | 13.73 | 18.0586 | -0.27854 | 0 | 0.50591 | 0 | 1.6728 | 0.17686
2025_03_09 Hr 01 | 0 | 0 | 0 | 0 | 0 | 0 | 0.14204 | 0.13823 | 0.12058 | 0 | 0 | 0.0050755 | 0.48 | 0.029691 | 1.4838 | 1.4838 | 7.4031 | 0 | 0.0055943 | 0.006688 | 0.0039511 | 0 | 0 | 0.072835 | 0.014642 | 1.2615 | 0 | 8.2553 | 2.0585 | 0 | 0.59394 | 0.81115 | 0 | 0 | 0 | 0 | -31.7994 | 0.052206 | 0 | 0.0019882 | 0 | -0.27625 | 0 | 0 | 0 | 0 | 0 | 0 | 0 | 0 | 2.0544 | 0 | 0 | 0 | 1.822 | 0 | 4.2933 | 4.2933 | 1.8629 | 28.8751 | 1.2254 | 3.0551 | 0 | 0.039387 | 0 | 0.62859 | 0.16139 | 0.33681 | 14.4738 | 17.6743 | -0.27625 | 0 | 0.50591 | 0 | 1.6728 | 0.17531
2025_03_09 Hr 02 | 0 | 0 | 0 | 0 | 0 | 0 | 0.14204 | 0.13823 | 0.12058 | 0 | 0 | 0.0050755 | 0.66 | 0.040948 | 1.4838 | 1.4838 | 7.4031 | 0 | 0.0055943 | 0.006688 | 0.0039511 | 0 | 0 | 0.072835 | 0.014642 | 1.2615 | 0 | 8.2553 | 2.0585 | 0 | 0.59394 | 0.81115 | 0 | 0 | 0 | 0 | -32.4303 | 0.052206 | 0 | 0.0019942 | 0 | -0.27709 | 0 | 0 | 0 | 0 | 0 | 0 | 0 | 0 | 2.2577 | 0 | 0 | 0 | 1.822 | 0 | 4.0995 | 4.0995 | 1.741 | 28.4875 | 1.2254 | 3.0551 | 0 | 0.039387 | 0 | 0.62859 | 0.16139 | 0.33681 | 13.7273 | 17.9471 | -0.27709 | 0 | 0.50591 | 0 | 1.6728 | 0.17547
2025_03_09 Hr 03 | 0 | 0 | 0 | 0.012562 | 0 | 0.024491 | 0.14204 | 0.13823 | 0.12058 | 0 | 0 | 0.0050755 | 0.75 | 0.047217 | 1.4791 | 1.4791 | 7.2784 | 0 | 0.0055943 | 0.006688 | 0.0039511 | 0 | 0 | 0.072835 | 0.014642 | 1.2448 | 0 | 8.1586 | 2.0585 | 0 | 0.58561 | 0.81115 | 0 | 0 | 0 | 0 | -97.9727 | 0.052206 | 0 | 0.0017851 | 0 | -0.2812 | 0 | 0 | 0 | 0 | 0 | 0 | 0 | 0 | 2.1923 | 0 | 0 | 0 | 1.822 | 0 | 4.0441 | 4.0441 | 1.593 | 28.1661 | 1.2254 | 3.0551 | 0 | 0.039387 | 0 | 0.62859 | 0.16139 | 0.33681 | -52.2653 | 17.8225 | -0.2812 | 0 | 0.50591 | 0 | 1.6728 | 0.17624
2025_03_09 Hr 04 | 0 | 0 | 0 | 0.062809 | 0.063278 | 0.061228 | 0.14204 | 0.13823 | 0.12058 | 0 | 0 | 0.0050755 | 0.96 | 0.070959 | 1.4838 | 1.4838 | 7.2577 | 0 | 0.0055943 | 0.006688 | 0.0039511 | 0 | 0 | 0.072835 | 0.014642 | 1.2364 | 0 | 8.1908 | 2.0585 | 0 | 0.58839 | 0.81115 | 0 | 0 | 0 | 0 | -41.4099 | 0.052206 | 0 | 0.00092792 | 0 | -0.33052 | 0 | 0 | 0 | 0 | 0 | 0 | 0 | 0 | 1.9165 | 0 | 0 | 0 | 1.822 | 0 | 3.9755 | 3.9754 | 1.5016 | 28.1917 | 1.2254 | 3.0551 | 0 | 0.039387 | 0 | 0.62859 | 0.16139 | 0.33681 | 4.1438 | 17.6926 | -0.33052 | 0 | 0.50591 | 0 | 1.6728 | 0.17701
2025_03_09 Hr 05 | 0 | 0 | 0 | 0 | 0 | 0 | 0.14204 | 0.13823 | 0.12058 | 0 | 0 | 0.0050755 | 1.2 | 0.070845 | 1.4838 | 1.4838 | 7.4031 | 0 | 0.0055943 | 0.006688 | 0.0039511 | 0 | 0 | 0.072835 | 0.014642 | 1.2615 | 0 | 8.2553 | 2.0585 | 0 | 0.59394 | 0.81115 | 0 | 0 | 0 | 0 | -33.5662 | 0.052206 | 0 | 0.0018976 | 0 | -0.26357 | 0 | 0 | 0 | 0 | 0 | 0 | 0 | 0 | 2.2577 | 0 | 0 | 0 | 1.822 | 0 | 4.2307 | 4.2307 | 1.5016 | 28.7499 | 1.2254 | 3.0551 | 0 | 0.039387 | 0 | 0.62859 | 0.16139 | 0.33681 | 13.201 | 18.2808 | -0.26357 | 0 | 0.50591 | 0 | 1.6728 | 0.17859
2025_03_09 Hr 06 | 0 | 0 | 0 | 0.075371 | 0.075934 | 0.073474 | 0 | 0.13823 | 0.12058 | 0 | 0 | 0.0050755 | 1.47 | 0.088308 | 1.4838 | 1.4838 | 7.4031 | 0 | 0.0055943 | 0.006688 | 0.0039511 | 0 | 0 | 0.072835 | 0.014642 | 1.2615 | 0 | 8.2553 | 2.0585 | 0 | 0.59394 | 0.81115 | 0 | 0 | 0 | 0 | -35.6929 | 0.052206 | 0 | 0.0015367 | 0 | -0.26823 | 0 | 0 | 0 | 0 | 0 | 0 | 0 | 0 | 2.7368 | 0 | 0 | 0 | 1.822 | 0 | 4.2933 | 4.2933 | 1.7105 | 28.9578 | 1.2254 | 3.0551 | 0 | 0.039387 | 0 | 0.62859 | 0.16139 | 0.33681 | 12.254 | 19.2573 | -0.26823 | 0 | 0.50591 | 0 | 1.6728 | 0.17962
2025_03_09 Hr 07 | 0.02274 | 0 | 0 | 0.15074 | 0.15187 | 0.14695 | 0 | 0 | 0.12058 | 0 | 0 | 0.0050755 | 1.59 | 0.091671 | 1.4838 | 1.4838 | 7.2997 | 0 | 0.0055943 | 0.006688 | 0.0039511 | 0 | 0 | 0.072835 | 0.014642 | 1.2615 | 0 | 8.216 | 2.0585 | 0 | 0.58919 | 0.81115 | 0 | 0 | 0 | 0 | -34.9046 | 0.052206 | 0 | 0.0012355 | 0 | -0.25735 | 0 | 0 | 0 | 0 | 0 | 0 | 0 | 0 | 2.4682 | 0 | 0 | 0 | 1.822 | 0 | 3.9189 | 3.9189 | 1.7105 | 28.1529 | 1.2254 | 3.0551 | 0 | 0.039387 | -0.02274 | 0.62859 | 0.16139 | 0.33681 | 12.1017 | 19.1335 | -0.28009 | 0 | 0.50591 | 0 | 1.6728 | 0.1831
2025_03_09 Hr 08 | 0.31647 | 0 | 0 | 0.15074 | 0.15187 | 0.14695 | 0 | 0 | 0.12058 | 0 | 0 | 0.0050755 | 1.68 | 0.18135 | 1.4823 | 1.4823 | 7.2792 | 0 | 0.0055943 | 0.006688 | 0.0039511 | 0 | 0 | 0.072835 | 0.014642 | 1.2582 | 0.43185 | 8.1998 | 2.0585 | 0 | 0.58781 | 0.81115 | 0 | 0 | 0 | 0 | -66.8696 | 0.052206 | 0 | 0.0023131 | 0 | -0.48365 | 0 | 0 | 0 | 0 | 0 | 0 | 0 | 0 | 2.3956 | 0 | 0 | 0 | 1.822 | 0 | 3.9069 | 3.9097 | 1.593 | 28.2211 | 1.2254 | 3.0551 | 0 | 0.039387 | -0.31647 | 0.62859 | 0.16139 | 0.33681 | -20.0301 | 19.4186 | -0.80012 | 0 | 0.50591 | 0 | 1.6728 | 0.18622
2025_03_09 Hr 09 | 0.66084 | 6.3829e-06 | 0 | 0.15074 | 0.15187 | 0.14695 | 0 | 0 | 0.12058 | 0 | 0 | 0.0050755 | 1.56 | 0.08851 | 1.4838 | 1.4838 | 7.2997 | 0 | 0.0055943 | 0.006688 | 0.0039511 | 0 | 0 | 0.072835 | 0.014642 | 1.2615 | 0 | 8.216 | 2.0585 | 0 | 0.58919 | 0.81115 | 0 | 0 | 0 | 0 | -32.3648 | 0.052206 | 0 | 0.0012158 | 0 | -0.25322 | 0 | 0 | 0 | 0 | 0 | 0 | 0 | 0 | 2.1197 | 0 | 0 | 0 | 1.822 | 0 | 3.837 | 3.8369 | 1.4407 | 27.9889 | 1.2254 | 3.0551 | 0 | 0.039387 | -0.66084 | 0.62859 | 0.16139 | 0.33681 | 13.8337 | 19.1237 | -0.91406 | 0 | 0.50591 | 0 | 1.6728 | 0.18662
2025_03_09 Hr 10 | 0.81384 | 0.00010352 | 0 | 0 | 0 | 0 | 0.082859 | 0 | 0.12058 | 0 | 0 | 0.0050755 | 1.2 | 0.10446 | 1.4838 | 1.4838 | 7.2997 | 0 | 0.0055943 | 0.006688 | 0.0039511 | 0 | 0 | 0.072835 | 0.014642 | 1.2615 | 0 | 8.216 | 2.0585 | 0 | 0.58919 | 0.81115 | 0 | 0 | 0 | 0 | -45.2955 | 0.052206 | 0 | 0.0039678 | 0 | -0.38961 | 0 | 0 | 0 | 0 | 0 | 0 | 0 | 0 | 1.9165 | 0 | 0 | 0 | 1.822 | 0 | 4.0128 | 4.0127 | 0.99236 | 27.9738 | 1.2254 | 3.0551 | 0 | 0.039387 | -0.81384 | 0.62859 | 0.16139 | 0.33681 | -0.24476 | 18.2803 | -1.2034 | 0 | 0.50591 | 0 | 1.6728 | 0.18579
2025_03_09 Hr 11 | 0.7239 | 9.8364e-05 | 0 | 0 | 0 | 0 | 0.14204 | 0 | 0.12058 | 0 | 0 | 0.0050755 | 1.02 | 0.053358 | 1.4838 | 1.4838 | 7.2997 | 0 | 0.0055943 | 0.006688 | 0.0039511 | 0 | 0 | 0.072835 | 0.014642 | 1.2615 | 0 | 8.216 | 2.0585 | 0 | 0.58919 | 0.81115 | 0 | 0 | 0 | 0 | -25.244 | 0.052206 | 0 | 0.0022419 | 0 | -0.2333 | 0 | 0 | 0 | 0 | 0 | 0 | 0 | 0 | 1.9165 | 0 | 0 | 0 | 1.822 | 0 | 3.6589 | 3.6589 | 0.72251 | 27.3253 | 1.2254 | 3.0551 | 0 | 0.039387 | -0.7239 | 0.62859 | 0.16139 | 0.33681 | 18.812 | 17.6879 | -0.9572 | 0 | 0.50591 | 0 | 1.6728 | 0.18421
2025_03_09 Hr 12 | 0.72652 | 0.00048898 | 0 | 0 | 0 | 0 | 0.14204 | 0.023058 | 0.12058 | 0 | 0 | 0.0050755 | 0.96 | 0.059007 | 1.4838 | 1.4838 | 7.2997 | 0 | 0.0055943 | 0.006688 | 0.0039511 | 0 | 0 | 0.072835 | 0.014642 | 1.2615 | 0 | 8.216 | 2.0585 | 0 | 0.58919 | 0.81115 | 0 | 0 | 0 | 0 | -29.3185 | 0.052206 | 0 | 0.0024244 | 0 | -0.2745 | 0 | 0 | 0 | 0 | 0 | 0 | 0 | 0 | 2.1923 | 0 | 0 | 0 | 1.822 | 0 | 3.919 | 3.9189 | 0.69204 | 27.8685 | 1.2254 | 3.0551 | 0 | 0.039387 | -0.72652 | 0.62859 | 0.16139 | 0.33681 | 15.4291 | 17.8801 | -1.001 | 0 | 0.50591 | 0 | 1.6728 | 0.18239
2025_03_09 Hr 13 | 0.79125 | 0.00069144 | 0 | 0 | 0 | 0 | 0.14204 | 0.13823 | 0.12058 | 0 | 0 | 0.0050755 | 1.05 | 0.072744 | 1.4807 | 1.4807 | 6.7276 | 0 | 0.0055943 | 0.006688 | 0.0039511 | 0 | 0 | 0.072835 | 0.014642 | 1.2146 | 0.21592 | 7.7623 | 2.0585 | 0 | 0.55062 | 0.81115 | 0 | 0 | 0 | 0 | -31.9367 | 0.052206 | 0 | 0.0022269 | 0 | -0.30966 | 0 | 0 | 0 | 0 | 0 | 0 | 0 | 0 | 2.5335 | 0 | 0 | 0 | 1.822 | 0 | 3.5673 | 3.5673 | 0.5397 | 26.2677 | 1.2254 | 3.0551 | 0 | 0.039387 | -0.79125 | 0.62859 | 0.16139 | 0.33681 | 11.4274 | 18.1973 | -1.1009 | 0 | 0.50591 | 0 | 1.6728 | 0.18061
2025_03_09 Hr 14 | 0.79219 | 0.00034159 | 0 | 0 | 0 | 0 | 0.14204 | 0.13823 | 0.12058 | 0 | 0 | 0.0050755 | 0.87 | 0.048919 | 1.4838 | 1.4838 | 7.2997 | 0 | 0.0055943 | 0.006688 | 0.0039511 | 0 | 0 | 0.072835 | 0.014642 | 1.2615 | 0 | 8.216 | 2.0585 | 0 | 0.58919 | 0.81115 | 0 | 0 | 0 | 0 | -24.4747 | 0.052206 | 0 | 0.0018074 | 0 | -0.25093 | 0 | 0 | 0 | 0 | 0 | 0 | 0 | 0 | 2.1923 | 0 | 0 | 0 | 1.822 | 0 | 3.9712 | 3.9712 | 0.74862 | 28.0881 | 1.2254 | 3.0551 | 0 | 0.039387 | -0.79219 | 0.62859 | 0.16139 | 0.33681 | 20.4681 | 17.8978 | -1.0431 | 0 | 0.50591 | 0 | 1.6728 | 0.17804
2025_03_09 Hr 15 | 0.78304 | 0.00013209 | 0 | 0 | 0 | 0 | 0.14204 | 0.13823 | 0.12058 | 0 | 0 | 0.0050755 | 0.87 | 0.050355 | 1.4838 | 1.4838 | 7.2997 | 0 | 0.0055943 | 0.006688 | 0.0039511 | 0 | 0 | 0.072835 | 0.014642 | 1.2615 | 0 | 8.216 | 2.0585 | 0 | 0.58919 | 0.81115 | 0 | 0 | 0 | 0 | -25.1236 | 0.052206 | 0 | 0.0018604 | 0 | -0.25836 | 0 | 0 | 0 | 0 | 0 | 0 | 0 | 0 | 2.0544 | 0 | 0 | 0 | 1.822 | 0 | 3.919 | 3.9189 | 0.72251 | 27.9836 | 1.2254 | 3.0551 | 0 | 0.039387 | -0.78304 | 0.62859 | 0.16139 | 0.33681 | 19.5433 | 17.7247 | -1.0414 | 0 | 0.50591 | 0 | 1.6728 | 0.17697
2025_03_09 Hr 16 | 0.77388 | 7.721e-05 | 0 | 0 | 0 | 0 | 0.14204 | 0.13823 | 0.12058 | 0 | 0 | 0.0050755 | 0.84 | 0.038803 | 1.4838 | 1.4838 | 7.0954 | 0 | 0.0055943 | 0.006688 | 0.0039511 | 0 | 0 | 0.072835 | 0.014642 | 1.2013 | 0 | 8.1188 | 2.0585 | 0 | 0.58092 | 0.81115 | 0 | 0 | 0 | 0 | -17.8819 | 0.052206 | 0 | 0.0014848 | 0 | -0.20577 | 0 | 0 | 0 | 0 | 0 | 0 | 0 | 0 | 1.9165 | 0 | 0 | 0 | 1.822 | 0 | 3.6803 | 3.6802 | 0.74862 | 27.1445 | 1.2254 | 3.0551 | 0 | 0.039387 | -0.77388 | 0.62859 | 0.16139 | 0.33681 | 25.836 | 17.5531 | -0.97966 | 0 | 0.50591 | 0 | 1.6728 | 0.17618
2025_03_09 Hr 17 | 0.63977 | 6.3626e-05 | 0 | 0.062828 | 0.063278 | 0.085719 | 0.14204 | 0.13823 | 0.12058 | 0 | 0 | 0.0050755 | 1.02 | 0.09391 | 1.4838 | 1.4838 | 7.2384 | 0 | 0.0055943 | 0.006688 | 0.0039511 | 0 | 0 | 0.072835 | 0.014642 | 1.2565 | 0.28221 | 8.1674 | 2.0585 | 0 | 0.58506 | 0.81115 | 0 | 0 | 0 | 0 | -37.1278 | 0.052206 | 0 | 0.0010268 | 0 | -0.41221 | 0 | 0 | 0 | 0 | 0 | 0 | 0 | 0 | 1.4374 | 0 | 0 | 0 | 1.822 | 0 | 4.0426 | 4.0425 | 1.0489 | 28.4603 | 1.2254 | 3.0551 | 0 | 0.039387 | -0.63977 | 0.62859 | 0.16139 | 0.33681 | 7.7601 | 17.4796 | -1.052 | 0 | 0.50591 | 0 | 1.6728 | 0.17638
2025_03_09 Hr 18 | 0.27215 | 4.4668e-06 | 0 | 0.15074 | 0.15187 | 0.14695 | 0.14204 | 0.13823 | 0.12058 | 0 | 0 | 0.0050755 | 0.99 | 0.091719 | 1.4838 | 1.4838 | 7.2997 | 0 | 0.0055943 | 0.006688 | 0.0039511 | 0 | 0 | 0.072835 | 0.014642 | 1.2615 | 0.39772 | 8.216 | 2.0585 | 0 | 0.58919 | 0.81115 | 0 | 0 | 0 | 0 | -38.6585 | 0.052206 | 0 | 0 | 0 | -0.4148 | 0 | 0 | 0 | 0 | 0 | 0 | 0 | 0 | 1.2341 | 0 | 0 | 0 | 1.822 | 0 | 4.2397 | 4.2397 | 1.2317 | 29.4724 | 1.2254 | 3.0551 | 0 | 0.039387 | -0.27215 | 0.62859 | 0.16139 | 0.33681 | 7.1924 | 17.0655 | -0.68696 | 0 | 0.50591 | 0 | 1.6728 | 0.17848
2025_03_09 Hr 19 | 0.02274 | 0 | 0 | 0.15074 | 0.15187 | 0.14695 | 0.14204 | 0.13823 | 0.12058 | 0 | 0 | 0.0050755 | 0.87 | 0.077774 | 1.4838 | 1.4838 | 7.2997 | 0 | 0.0055943 | 0.006688 | 0.0039511 | 0 | 0 | 0.072835 | 0.014642 | 1.2615 | 0.39772 | 8.216 | 2.0585 | 0 | 0.58919 | 0.81115 | 0 | 0 | 0 | 0 | -39.2316 | 0.052206 | 0 | 0 | 0 | -0.40018 | 0 | 0 | 0 | 0 | 0 | 0 | 0 | 0 | 1.4374 | 0 | 0 | 0 | 1.822 | 0 | 4.2397 | 4.2397 | 1.5625 | 29.4724 | 1.2254 | 3.0551 | 0 | 0.039387 | -0.02274 | 0.62859 | 0.16139 | 0.33681 | 7.0365 | 17.2187 | -0.42292 | 0 | 0.50591 | 0 | 1.6728 | 0.18098
2025_03_09 Hr 20 | 0 | 0 | 0 | 0.15074 | 0.15187 | 0.14695 | 0.14204 | 0.13823 | 0.12058 | 0 | 0 | 0.0050755 | 0.57 | 0.043774 | 1.4838 | 1.4838 | 7.2997 | 0 | 0.0055943 | 0.006688 | 0.0039511 | 0 | 0 | 0.072835 | 0.014642 | 1.2598 | 0.39772 | 8.216 | 2.0585 | 0 | 0.58919 | 0.81115 | 0 | 0 | 0 | 0 | -37.2977 | 0.052206 | 0 | 0 | 0 | -0.34348 | 0 | 0 | 0 | 0 | 0 | 0 | 0 | 0 | 1.2994 | 0 | 0 | 0 | 1.822 | 0 | 4.115 | 4.115 | 1.4407 | 29.2214 | 1.2254 | 3.0551 | 0 | 0.039387 | 0 | 0.62859 | 0.16139 | 0.33681 | 8.1865 | 16.6063 | -0.34348 | 0 | 0.50591 | 0 | 1.6728 | 0.18511
2025_03_09 Hr 21 | 0 | 0 | 0 | 0.15074 | 0.15187 | 0.14695 | 0.14204 | 0.13823 | 0.12058 | 0 | 0 | 0.0050755 | 0.6 | 0.036327 | 1.4838 | 1.4838 | 7.2997 | 0 | 0.0055943 | 0.006688 | 0.0039511 | 0 | 0 | 0.072835 | 0.014642 | 1.2615 | 0.39772 | 8.216 | 2.0585 | 0 | 0.58919 | 0.81115 | 0 | 0 | 0 | 0 | -30.7203 | 0.052206 | 0 | 0 | 0 | -0.27035 | 0 | 0 | 0 | 0 | 0 | 0 | 0 | 0 | 1.4374 | 0 | 0 | 0 | 1.822 | 0 | 4.2397 | 4.2397 | 1.2622 | 29.4724 | 1.2254 | 3.0551 | 0 | 0.039387 | 0 | 0.62859 | 0.16139 | 0.33681 | 15.0696 | 16.5879 | -0.27035 | 0 | 0.50591 | 0 | 1.6728 | 0.18464
2025_03_09 Hr 22 | 0 | 0 | 0 | 0.15074 | 0.15187 | 0.14695 | 0.14204 | 0.13823 | 0.12058 | 0 | 0 | 0.0050755 | 0.63 | 0.033932 | 1.4838 | 1.4838 | 7.2997 | 0 | 0.0055943 | 0.006688 | 0.0039511 | 0 | 0 | 0.072835 | 0.014642 | 1.2615 | 0.39772 | 8.216 | 2.0585 | 0 | 0.58919 | 0.81115 | 0 | 0 | 0 | 0 | -25.9375 | 0.052206 | 0 | 0 | 0 | -0.24027 | 0 | 0 | 0 | 0 | 0 | 0 | 0 | 0 | 1.4374 | 0 | 0 | 0 | 1.822 | 0 | 3.8049 | 3.8049 | 0.87049 | 28.6028 | 1.2254 | 3.0551 | 0 | 0.039387 | 0 | 0.62859 | 0.16139 | 0.33681 | 18.646 | 16.2209 | -0.24027 | 0 | 0.50591 | 0 | 1.6728 | 0.18181
2025_03_09 Hr 23 | 0 | 0 | 0 | 0.15074 | 0.15187 | 0.14695 | 0.14204 | 0.13823 | 0.12058 | 0 | 0 | 0.0050755 | 1.14 | 0.069482 | 1.4838 | 1.4838 | 7.4031 | 0 | 0.0055943 | 0.006688 | 0.0039511 | 0 | 0 | 0.072835 | 0.014642 | 1.2615 | 0 | 8.2553 | 2.0585 | 0 | 0.59394 | 0.81115 | 0 | 0 | 0 | 0 | -31.3754 | 0.052206 | 0 | 0 | 0 | -0.27217 | 0 | 0 | 0 | 0 | 0 | 0 | 0 | 0 | 2.5335 | 0 | 0 | 0 | 1.822 | 0 | 4.1814 | 4.1813 | 0.63111 | 29.1007 | 1.2254 | 3.0551 | 0 | 0.039387 | 0 | 0.62859 | 0.16139 | 0.33681 | 15.077 | 17.6239 | -0.27217 | 0 | 0.50591 | 0 | 1.6728 | 0.17769
2025_03_09 Hr 24 | 0 | 0 | 0 | 0.15074 | 0.15187 | 0.14695 | 0.14204 | 0.13823 | 0.12058 | 0 | 0 | 0.0050755 | 1.92 | 0.11073 | 1.4838 | 1.4838 | 7.4031 | 0 | 0.0055943 | 0.006688 | 0.0039511 | 0 | 0 | 0.072835 | 0.014642 | 1.2615 | 0 | 8.2553 | 2.0585 | 0 | 0.59394 | 0.81115 | 0 | 0 | 0 | 0 | -33.9719 | 0.052206 | 0 | 0 | 0 | -0.25743 | 0 | 0 | 0 | 0 | 0 | 0 | 0 | 0 | 2.6715 | 0 | 0 | 0 | 1.822 | 0 | 4.2933 | 4.2933 | 0.50924 | 29.3246 | 1.2254 | 3.0551 | 0 | 0.039387 | 0 | 0.62859 | 0.16139 | 0.33681 | 13.5542 | 18.4588 | -0.25743 | 0 | 0.50591 | 0 | 1.6728 | 0.17532
2025_03_10 Hr 01 | 0 | 0 | 0 | 0 | 0 | 0 | 0.14204 | 0.13823 | 0.12058 | 0 | 0 | 0.0050755 | 2.13 | 0.11624 | 1.4838 | 1.4838 | 7.4031 | 0 | 0.0055943 | 0.006688 | 0.0039511 | 0 | 0 | 0.072835 | 0.014642 | 1.2615 | 0 | 8.2553 | 2.0585 | 0 | 0.59394 | 0.81115 | 0 | 0 | 0 | 0 | -29.0335 | 0.052206 | 0 | 0.0017542 | 0 | -0.24348 | 0 | 0 | 0 | 0 | 0 | 0 | 0 | 0 | 2.1923 | 0 | 0 | 0 | 1.822 | 0 | 4.2933 | 4.2933 | 0.50924 | 28.8751 | 1.2254 | 3.0551 | 0 | 0.039387 | 0 | 0.62859 | 0.16139 | 0.33681 | 17.7918 | 18.1937 | -0.24348 | 0 | 0.50591 | 0 | 1.6728 | 0.17378
2025_03_10 Hr 02 | 0 | 0 | 0 | 0 | 0 | 0 | 0.14204 | 0.13823 | 0.12058 | 0 | 0 | 0.0050755 | 2.04 | 0.10758 | 1.4838 | 1.4838 | 7.4031 | 0 | 0.0055943 | 0.006688 | 0.0039511 | 0 | 0 | 0.072835 | 0.014642 | 1.2615 | 0 | 8.2553 | 2.0585 | 0 | 0.59394 | 0.81115 | 0 | 0 | 0 | 0 | -28.2375 | 0.052206 | 0 | 0.0016951 | 0 | -0.23521 | 0 | 0 | 0 | 0 | 0 | 0 | 0 | 0 | 2.4682 | 0 | 0 | 0 | 1.822 | 0 | 3.9623 | 3.9623 | 0.96189 | 28.213 | 1.2254 | 3.0551 | 0 | 0.039387 | 0 | 0.62859 | 0.16139 | 0.33681 | 18.5633 | 18.8229 | -0.23521 | 0 | 0.50591 | 0 | 1.6728 | 0.17318
2025_03_10 Hr 03 | 0 | 0 | 0 | 0 | 0 | 0 | 0.14204 | 0.13823 | 0.12058 | 0 | 0 | 0.0050755 | 2.04 | 0.11061 | 1.4838 | 1.4838 | 7.4031 | 0 | 0.0055943 | 0.006688 | 0.0039511 | 0 | 0 | 0.072835 | 0.014642 | 1.2615 | 0 | 8.2553 | 2.0585 | 0 | 0.59394 | 0.81115 | 0 | 0 | 0 | 0 | -33.516 | 0.052206 | 0 | 0.0017429 | 0 | -0.2419 | 0 | 0 | 0 | 0 | 0 | 0 | 0 | 0 | 2.1923 | 0 | 0 | 0 | 1.822 | 0 | 4.25 | 4.2499 | 1.5016 | 28.7884 | 1.2254 | 3.0551 | 0 | 0.039387 | 0 | 0.62859 | 0.16139 | 0.33681 | 14.1225 | 19.0921 | -0.2419 | 0 | 0.50591 | 0 | 1.6728 | 0.17546
2025_03_10 Hr 04 | 0 | 0 | 0 | 0 | 0 | 0 | 0.14204 | 0.13823 | 0.12058 | 0 | 0 | 0.0050755 | 1.77 | 0.10009 | 1.4838 | 1.4838 | 7.4031 | 0 | 0.0055943 | 0.006688 | 0.0039511 | 0 | 0 | 0.072835 | 0.014642 | 1.2615 | 0 | 8.2553 | 2.0585 | 0 | 0.59394 | 0.81115 | 0 | 0 | 0 | 0 | -37.2279 | 0.052206 | 0 | 0.0018175 | 0 | -0.25235 | 0 | 0 | 0 | 0 | 0 | 0 | 0 | 0 | 2.3956 | 0 | 0 | 0 | 1.822 | 0 | 4.2933 | 4.2933 | 1.8324 | 28.8751 | 1.2254 | 3.0551 | 0 | 0.039387 | 0 | 0.62859 | 0.16139 | 0.33681 | 10.7416 | 19.3468 | -0.25235 | 0 | 0.50591 | 0 | 1.6728 | 0.17668
2025_03_10 Hr 05 | 0 | 0 | 0 | 0 | 0 | 0 | 0.14204 | 0.13823 | 0.12058 | 0 | 0 | 0.0050755 | 1.41 | 0.089216 | 1.4838 | 1.4838 | 7.4031 | 0 | 0.0055943 | 0.006688 | 0.0039511 | 0 | 0 | 0.072835 | 0.014642 | 1.2615 | 0 | 8.2553 | 2.0585 | 0 | 0.59394 | 0.81115 | 0 | 0 | 0 | 0 | -42.1125 | 0.052206 | 0 | 0.0020338 | 0 | -0.28263 | 0 | 0 | 0 | 0 | 0 | 0 | 0 | 0 | 2.1197 | 0 | 0 | 0 | 1.822 | 0 | 4.2933 | 4.2933 | 1.8629 | 28.8751 | 1.2254 | 3.0551 | 0 | 0.039387 | 0 | 0.62859 | 0.16139 | 0.33681 | 5.2131 | 18.7332 | -0.28263 | 0 | 0.50591 | 0 | 1.6728 | 0.17932
2025_03_10 Hr 06 | 0 | 0 | 0 | 0 | 0 | 0.14695 | 0.14204 | 0.13823 | 0.12058 | 0 | 0 | 0.0050755 | 1.11 | 0.079867 | 1.4838 | 1.4838 | 7.4031 | 0 | 0.0055943 | 0.006688 | 0.0039511 | 0 | 0 | 0.072835 | 0.014642 | 1.2615 | 0 | 8.2553 | 2.0585 | 0 | 0.59394 | 0.81115 | 0 | 0 | 0 | 0 | -47.6151 | 0.052206 | 0 | 0.0015418 | 0 | -0.32169 | 0 | 0 | 0 | 0 | 0 | 0 | 0 | 0 | 3.4264 | 0 | 0 | 0 | 1.822 | 0 | 4.2933 | 4.2933 | 1.4711 | 29.022 | 1.2254 | 3.0551 | 0 | 0.039387 | 0 | 0.62859 | 0.16139 | 0.33681 | 0.4283 | 19.3431 | -0.32169 | 0 | 0.50591 | 0 | 1.6728 | 0.18356
2025_03_10 Hr 07 | 0 | 0 | 0 | 0.012562 | 0 | 0.14695 | 0.14204 | 0.13823 | 0.12058 | 0 | 0 | 0.0050755 | 1.02 | 0.081114 | 1.4838 | 1.4838 | 7.2997 | 0 | 0.0055943 | 0.006688 | 0.0039511 | 0 | 0 | 0.072835 | 0.014642 | 1.2615 | 0 | 8.216 | 2.0585 | 0 | 0.58919 | 0.81115 | 0 | 0 | 0 | 0 | -55.6972 | 0.052206 | 0 | 0.0016248 | 0 | -0.35575 | 0 | 0 | 0 | 0 | 0 | 0 | 0 | 0 | 3.2885 | 0 | 0 | 0 | 1.822 | 0 | 4.2397 | 4.2397 | 1.2927 | 28.7846 | 1.2254 | 3.0551 | 0 | 0.039387 | 0 | 0.62859 | 0.16139 | 0.33681 | -8.3264 | 18.9418 | -0.35575 | 0 | 0.50591 | 0 | 1.6728 | 0.19222
2025_03_10 Hr 08 | 0.022813 | 0 | 0 | 0.037685 | 0.025311 | 0.14695 | 0.14204 | 0.13823 | 0.12058 | 0 | 0 | 0.0050755 | 1.59 | 0.12706 | 1.4838 | 1.4838 | 7.2997 | 0 | 0.0055943 | 0.006688 | 0.0039511 | 0 | 0 | 0.072835 | 0.014642 | 1.2615 | 0 | 8.216 | 2.0585 | 0 | 0.58919 | 0.81115 | 0 | 0 | 0 | 0 | -52.3208 | 0.052206 | 0 | 0.0013029 | 0 | -0.35749 | 0 | 0 | 0 | 0 | 0 | 0 | 0 | 0 | 3.1506 | 0 | 0 | 0 | 1.822 | 0 | 4.2397 | 4.2397 | 0.77909 | 28.8351 | 1.2254 | 3.0551 | 0 | 0.039387 | -0.022813 | 0.62859 | 0.16139 | 0.33681 | -4.9347 | 18.9313 | -0.38031 | 0 | 0.50591 | 0 | 1.6728 | 0.1945
2025_03_10 Hr 09 | 0.22653 | 4.0343e-06 | 0 | 0.15074 | 0.15187 | 0.14695 | 0.14204 | 0.13823 | 0.12058 | 0 | 0 | 0.0050755 | 1.2 | 0.10041 | 1.4838 | 1.4838 | 7.2997 | 0 | 0.0055943 | 0.006688 | 0.0039511 | 0 | 0 | 0.072835 | 0.014642 | 1.2615 | 0 | 8.216 | 2.0585 | 0 | 0.58919 | 0.81115 | 0 | 0 | 0 | 0 | -51.9746 | 0.052206 | 0 | 0 | 0 | -0.37443 | 0 | 0 | 0 | 0 | 0 | 0 | 0 | 0 | 3.3538 | 0 | 0 | 0 | 1.822 | 0 | 4.2397 | 4.2397 | 0.90096 | 29.0747 | 1.2254 | 3.0551 | 0 | 0.039387 | -0.22653 | 0.62859 | 0.16139 | 0.33681 | -4.4581 | 19.0428 | -0.60096 | 0 | 0.50591 | 0 | 1.6728 | 0.19379
2025_03_10 Hr 10 | 0.318 | 4.5406e-05 | 0 | 0.15074 | 0.15187 | 0 | 0 | 0.13823 | 0.12058 | 0 | 0 | 0.0050755 | 0.63 | 0.030168 | 1.4838 | 1.4838 | 7.2997 | 0 | 0.0055943 | 0.006688 | 0.0039511 | 0 | 0 | 0.072835 | 0.014642 | 1.2615 | 0 | 8.216 | 2.0585 | 0 | 0.58919 | 0.81115 | 0 | 0 | 0 | 0 | -26.9294 | 0.052206 | 0 | 0.0010261 | 0 | -0.21339 | 0 | 0 | 0 | 0 | 0 | 0 | 0 | 0 | 3.0126 | 0 | 0 | 0 | 1.822 | 0 | 3.3701 | 3.3701 | 1.741 | 27.0466 | 1.2254 | 3.0551 | 0 | 0.039387 | -0.318 | 0.62859 | 0.16139 | 0.33681 | 18.5768 | 18.9911 | -0.53138 | 0 | 0.50591 | 0 | 1.6728 | 0.1919
2025_03_10 Hr 11 | 0.36362 | 8.7736e-05 | 0 | 0.15074 | 0.15187 | 0 | 0 | 0 | 0.12058 | 0 | 0 | 0.0050755 | 0.42 | 0.020113 | 1.4838 | 1.4838 | 7.2997 | 0 | 0.0055943 | 0.006688 | 0.0039511 | 0 | 0 | 0.072835 | 0.014642 | 1.2615 | 0 | 8.216 | 2.0585 | 0 | 0.58919 | 0.81115 | 0 | 0 | 0 | 0 | -22.5204 | 0.052206 | 0 | 0.0015392 | 0 | -0.21339 | 0 | 0 | 0 | 0 | 0 | 0 | 0 | 0 | 2.8094 | 0 | 0 | 0 | 1.822 | 0 | 3.3701 | 3.3701 | 1.5016 | 26.9083 | 1.2254 | 3.0551 | 0 | 0.039387 | -0.36362 | 0.62859 | 0.16139 | 0.33681 | 22.1812 | 18.3704 | -0.57701 | 0 | 0.50591 | 0 | 1.6728 | 0.18824
2025_03_10 Hr 12 | 0.52229 | 0.00014455 | 0 | 0.15074 | 0.15187 | 0 | 0 | 0 | 0.12058 | 0 | 0 | 0.0050755 | 0.24 | 0.011796 | 1.4838 | 1.4838 | 7.2997 | 0 | 0.0055943 | 0.006688 | 0.0039511 | 0 | 0 | 0.072835 | 0.014642 | 1.2615 | 0 | 8.216 | 2.0585 | 0 | 0.58919 | 0.81115 | 0 | 0 | 0 | 0 | -18.8343 | 0.052206 | 0 | 0.0015798 | 0 | -0.21908 | 0 | 0 | 0 | 0 | 0 | 0 | 0 | 0 | 3.078 | 0 | 0 | 0 | 1.822 | 0 | 3.5353 | 3.5353 | 0.99236 | 27.2387 | 1.2254 | 3.0551 | 0 | 0.039387 | -0.52229 | 0.62859 | 0.16139 | 0.33681 | 25.7604 | 18.0973 | -0.74137 | 0 | 0.50591 | 0 | 1.6728 | 0.18546
2025_03_10 Hr 13 | 0.56734 | 0.00042962 | 0 | 0 | 0 | 0 | 0 | 0 | 0.12058 | 0 | 0 | 0.0050755 | 0.24 | 0.010986 | 1.4838 | 1.4838 | 7.2997 | 0 | 0.0055943 | 0.006688 | 0.0039511 | 0 | 0 | 0.072835 | 0.014642 | 1.2615 | 0 | 8.216 | 2.0585 | 0 | 0.58919 | 0.81115 | 0 | 0 | 0 | 0 | -16.5707 | 0.052206 | 0 | 0.0024522 | 0 | -0.20388 | 0 | 0 | 0 | 0 | 0 | 0 | 0 | 0 | 2.9473 | 0 | 0 | 0 | 1.822 | 0 | 3.3701 | 3.3701 | 1.1099 | 26.6057 | 1.2254 | 3.0551 | 0 | 0.039387 | -0.56734 | 0.62859 | 0.16139 | 0.33681 | 27.3909 | 18.1271 | -0.77122 | 0 | 0.50591 | 0 | 1.6728 | 0.18385
2025_03_10 Hr 14 | 0.61289 | 0.00065376 | 0 | 0 | 0 | 0 | 0 | 0 | 0.12058 | 0 | 0 | 0.0050755 | 0.27 | 0.014081 | 1.4838 | 1.4838 | 7.2997 | 0 | 0.0055943 | 0.006688 | 0.0039511 | 0 | 0 | 0.072835 | 0.014642 | 1.2615 | 0 | 8.216 | 2.0585 | 0 | 0.58919 | 0.81115 | 0 | 0 | 0 | 0 | -16.8736 | 0.052206 | 0 | 0.0027939 | 0 | -0.23258 | 0 | 0 | 0 | 0 | 0 | 0 | 0 | 0 | 2.7368 | 0 | 0 | 0 | 1.822 | 0 | 3.5673 | 3.5673 | 0.93143 | 27 | 1.2254 | 3.0551 | 0 | 0.039387 | -0.61289 | 0.62859 | 0.16139 | 0.33681 | 27.0954 | 17.8145 | -0.84547 | 0 | 0.50591 | 0 | 1.6728 | 0.18132
2025_03_10 Hr 15 | 0.43141 | 0.00063968 | 0 | 0 | 0 | 0.036737 | 0.035511 | 0.034558 | 0.12058 | 0 | 0 | 0.0050755 | 0.27 | 0.014681 | 1.4838 | 1.4838 | 7.2997 | 0 | 0.0055943 | 0.006688 | 0.0039511 | 0 | 0 | 0.072835 | 0.014642 | 1.194 | 0 | 8.216 | 2.0585 | 0 | 0.58919 | 0.81115 | 0 | 0 | 0 | 0 | -17.8133 | 0.052206 | 0 | 0.0022423 | 0 | -0.24259 | 0 | 0 | 0 | 0 | 0 | 0 | 0 | 0 | 2.8094 | 0 | 0 | 0 | 1.822 | 0 | 3.628 | 3.628 | 0.69204 | 27.1608 | 1.2254 | 3.0551 | 0 | 0.039387 | -0.43141 | 0.62859 | 0.16139 | 0.33681 | 26.1392 | 17.4657 | -0.67399 | 0 | 0.50591 | 0 | 1.6728 | 0.18022
2025_03_10 Hr 16 | 0.34088 | 0.00053052 | 0 | 0 | 0 | 0.012246 | 0.011837 | 0.011519 | 0.12058 | 0 | 0 | 0.0050755 | 0.24 | 0.012535 | 1.4838 | 1.4838 | 7.2384 | 0 | 0.0055943 | 0.006688 | 0.0039511 | 0 | 0 | 0.072835 | 0.014642 | 0.60195 | 0 | 8.1998 | 2.0585 | 0 | 0.58781 | 0.81115 | 0 | 0 | 0 | 0 | -14.5061 | 0.052206 | 0 | 0.0025182 | 0 | -0.23294 | 0 | 0 | 0 | 0 | 0 | 0 | 0 | 0 | 3.078 | 0 | 0 | 0 | 1.822 | 0 | 3.6803 | 3.6802 | 0.63111 | 26.5245 | 1.2254 | 3.0551 | 0 | 0.039387 | -0.34088 | 0.62859 | 0.16139 | 0.33681 | 28.9921 | 17.5475 | -0.57382 | 0 | 0.50591 | 0 | 1.6728 | 0.17857
2025_03_10 Hr 17 | 0.11348 | 0.0001877 | 0 | 0.012562 | 0.012656 | 0.024491 | 0.035511 | 0.034558 | 0.12058 | 0 | 0 | 0.0050755 | 0.21 | 0.010805 | 1.4838 | 1.4838 | 7.2997 | 0 | 0.0055943 | 0.006688 | 0.0039511 | 0 | 0 | 0.072835 | 0.014642 | 1.0388 | 0 | 8.216 | 2.0585 | 0 | 0.58919 | 0.81115 | 0 | 0 | 0 | 0 | -15.8391 | 0.052206 | 0 | 0.0019528 | 0 | -0.22943 | 0 | 0 | 0 | 0 | 0 | 0 | 0 | 0 | 3.6297 | 0 | 0 | 0 | 1.822 | 0 | 3.6802 | 3.6802 | 0.77909 | 27.123 | 1.2254 | 3.0551 | 0 | 0.039387 | -0.11348 | 0.62859 | 0.16139 | 0.33681 | 28.9305 | 17.9896 | -0.34291 | 0 | 0.50591 | 0 | 1.6728 | 0.179
2025_03_10 Hr 18 | 0.090597 | 2.686e-05 | 0 | 0.15074 | 0.15187 | 0.14695 | 0.14204 | 0.13823 | 0.12058 | 0 | 0 | 0.0050755 | 0.18 | 0.0097042 | 1.4838 | 1.4838 | 7.2997 | 0 | 0.0055943 | 0.006688 | 0.0039511 | 0 | 0 | 0.072835 | 0.014642 | 1.2453 | 0 | 8.216 | 2.0585 | 0 | 0.58919 | 0.81115 | 0 | 0 | 0 | 0 | -18.2761 | 0.052206 | 0 | 0 | 0 | -0.24051 | 0 | 0 | 0 | 0 | 0 | 0 | 0 | 0 | 3.7676 | 0 | 0 | 0 | 1.822 | 0 | 3.7527 | 3.7527 | 0.96189 | 28.0845 | 1.2254 | 3.0551 | 0 | 0.039387 | -0.090597 | 0.62859 | 0.16139 | 0.33681 | 27.7349 | 18.2576 | -0.3311 | 0 | 0.50591 | 0 | 1.6728 | 0.18046
2025_03_10 Hr 19 | 0 | 8.6954e-07 | 0 | 0.15074 | 0.15187 | 0.14695 | 0.14204 | 0.13823 | 0.12058 | 0 | 0 | 0.0050755 | 0.15 | 0.0081157 | 1.4838 | 1.4838 | 7.2997 | 0 | 0.0055943 | 0.006688 | 0.0039511 | 0 | 0 | 0.072835 | 0.014642 | 1.2615 | 0 | 8.216 | 2.0585 | 0 | 0.58919 | 0.81115 | 0 | 0 | 0 | 0 | -19.9842 | 0.052206 | 0 | 0 | 0 | -0.24137 | 0 | 0 | 0 | 0 | 0 | 0 | 0 | 0 | 3.6297 | 0 | 0 | 0 | 1.822 | 0 | 3.9296 | 3.9296 | 1.3797 | 28.4545 | 1.2254 | 3.0551 | 0 | 0.039387 | 0 | 0.62859 | 0.16139 | 0.33681 | 26.6453 | 18.4164 | -0.24137 | 0 | 0.50591 | 0 | 1.6728 | 0.18157
2025_03_10 Hr 20 | 0 | 0 | 0 | 0.15074 | 0.15187 | 0.14695 | 0.14204 | 0.13823 | 0.12058 | 0 | 0 | 0.0050755 | 0.18 | 0.0080147 | 1.4838 | 1.4838 | 7.2997 | 0 | 0.0055943 | 0.006688 | 0.0039511 | 0 | 0 | 0.072835 | 0.014642 | 1.2615 | 0 | 8.216 | 2.0585 | 0 | 0.58919 | 0.81115 | 0 | 0 | 0 | 0 | -18.0088 | 0.052206 | 0 | 0 | 0 | -0.19827 | 0 | 0 | 0 | 0 | 0 | 0 | 0 | 0 | 3.3538 | 0 | 0 | 0 | 1.822 | 0 | 3.3701 | 3.3701 | 1.741 | 27.3356 | 1.2254 | 3.0551 | 0 | 0.039387 | 0 | 0.62859 | 0.16139 | 0.33681 | 27.6615 | 18.533 | -0.19827 | 0 | 0.50591 | 0 | 1.6728 | 0.18283
2025_03_10 Hr 21 | 0 | 0 | 0 | 0 | 0 | 0 | 0 | 0 | 0 | 0 | 0 | 0.0050755 | 0.21 | 0.0096109 | 1.4838 | 1.4838 | 7.2997 | 0 | 0.0055943 | 0.006688 | 0.0039511 | 0 | 0 | 0.072835 | 0.014642 | 1.2615 | 0 | 8.216 | 2.0585 | 0 | 0.58919 | 0.81115 | 0 | 0 | 0 | 0 | -12.7254 | 0.052206 | 0 | 0.0078456 | 0 | -0.20385 | 0 | 0 | 0 | 0 | 0 | 0 | 0 | 0 | 3.4264 | 0 | 0 | 0 | 1.822 | 0 | 0 | 0 | 1.5321 | 19.7449 | 1.2254 | 3.0551 | 0 | 0.039387 | 0 | 0.62859 | 0.16139 | 0.33681 | 25.2441 | 18.4285 | -0.20385 | 0 | 0.50591 | 0 | 1.6728 | 0.1831
2025_03_10 Hr 22 | 0 | 0 | 0 | 0 | 0 | 0 | 0 | 0 | 0 | 0 | 0 | 0.0050755 | 0.57 | 0.026646 | 1.4838 | 1.4838 | 7.2997 | 0 | 0.0055943 | 0.006688 | 0.0039511 | 0 | 0 | 0.072835 | 0.014642 | 1.2615 | 0 | 8.216 | 2.0585 | 0 | 0.58919 | 0.81115 | 0 | 0 | 0 | 0 | -14.2441 | 0.052206 | 0 | 0.0080137 | 0 | -0.20826 | 0 | 0 | 0 | 0 | 0 | 0 | 0 | 0 | 4.2467 | 0 | 0 | 0 | 1.822 | 0 | 0 | 0 | 1.2927 | 19.7449 | 1.2254 | 3.0551 | 0 | 0.039387 | 0 | 0.62859 | 0.16139 | 0.33681 | 24.6767 | 19.3842 | -0.20826 | 0 | 0.50591 | 0 | 1.6728 | 0.18081
2025_03_10 Hr 23 | 0 | 0 | 0 | 0 | 0 | 0 | 0 | 0 | 0 | 0 | 0 | 0.0050755 | 0.75 | 0.034843 | 1.4838 | 1.4838 | 7.4031 | 0 | 0.0055943 | 0.006688 | 0.0039511 | 0 | 0 | 0.072835 | 0.014642 | 1.2615 | 0 | 8.2553 | 2.0585 | 0 | 0.59394 | 0.81115 | 0 | 0 | 0 | 0 | -14.0634 | 0.052206 | 0 | 0.007964 | 0 | -0.20696 | 0 | 0 | 0 | 0 | 0 | 0 | 0 | 0 | 4.0435 | 0 | 0 | 0 | 1.822 | 0 | 0 | 0 | 1.0794 | 19.8876 | 1.2254 | 3.0551 | 0 | 0.039387 | 0 | 0.62859 | 0.16139 | 0.33681 | 24.7734 | 19.1561 | -0.20696 | 0 | 0.50591 | 0 | 1.6728 | 0.17633
2025_03_10 Hr 24 | 0 | 0 | 0 | 0 | 0 | 0 | 0 | 0 | 0 | 0 | 0 | 0.0050755 | 1.23 | 0.064317 | 1.4838 | 1.4838 | 7.4031 | 0 | 0.0055943 | 0.006688 | 0.0039511 | 0 | 0 | 0.072835 | 0.014642 | 1.2615 | 0 | 8.2553 | 2.0585 | 0 | 0.59394 | 0.81115 | 0 | 0 | 0 | 0 | -16.1303 | 0.052206 | 0 | 0.008964 | 0 | -0.23321 | 0 | 0 | 0 | 0 | 0 | 0 | 0 | 0 | 3.1506 | 0 | 0 | 0 | 1.822 | 0 | 0 | 0 | 1.1403 | 19.8876 | 1.2254 | 3.0551 | 0 | 0.039387 | 0 | 0.62859 | 0.16139 | 0.33681 | 22.3546 | 18.8305 | -0.23321 | 0 | 0.50591 | 0 | 1.6728 | 0.17322
2025_03_11 Hr 01 | 0 | 0 | 0 | 0 | 0 | 0 | 0 | 0 | 0 | 0 | 0 | 0.0050755 | 1.38 | 0.070522 | 1.4838 | 1.4838 | 10.0302 | 0 | 0.0055943 | 0.006688 | 0.0039511 | 0 | 0 | 0.072835 | 0.014642 | 1.2615 | 0 | 11.1868 | 2.0585 | 0 | 0.59394 | 0.81115 | 0 | 0 | 0 | 0 | -15.9435 | 0.052206 | 0 | 0.0087605 | 0 | -0.22786 | 0 | 0 | 0 | 0 | 0 | 0 | 0 | 0 | 3.4264 | 0 | 0 | 0 | 1.822 | 0 | 0 | 0 | 1.0794 | 25.4462 | 1.2254 | 3.0551 | 0 | 0.039387 | 0 | 0.62859 | 0.16139 | 0.33681 | 28.4736 | 19.1988 | -0.22786 | 0 | 0.50591 | 0 | 1.6728 | 0.17037
2025_03_11 Hr 02 | 0 | 0 | 0 | 0 | 0 | 0 | 0 | 0 | 0 | 0 | 0 | 0.0050755 | 1.68 | 0.083031 | 1.4838 | 1.4838 | 10.0302 | 0 | 0.0055943 | 0.006688 | 0.0039511 | 0 | 0 | 0.072835 | 0.014642 | 1.2615 | 0 | 11.1868 | 2.0585 | 0 | 0.59394 | 0.81115 | 0 | 0 | 0 | 0 | -16.0087 | 0.052206 | 0 | 0.0084725 | 0 | -0.2203 | 0 | 0 | 0 | 0 | 0 | 0 | 0 | 0 | 3.5644 | 0 | 0 | 0 | 1.822 | 0 | 0 | 0 | 1.0794 | 25.4462 | 1.2254 | 3.0551 | 0 | 0.039387 | 0 | 0.62859 | 0.16139 | 0.33681 | 28.8663 | 19.6491 | -0.2203 | 0 | 0.50591 | 0 | 1.6728 | 0.17021
2025_03_11 Hr 03 | 0 | 0 | 0 | 0 | 0 | 0 | 0 | 0 | 0 | 0 | 0 | 0.0050755 | 1.8 | 0.089669 | 1.4838 | 1.4838 | 10.0302 | 0 | 0.0055943 | 0.006688 | 0.0039511 | 0 | 0 | 0.072835 | 0.014642 | 1.2615 | 0 | 11.1868 | 2.0585 | 0 | 0.59394 | 0.81115 | 0 | 0 | 0 | 0 | -16.6784 | 0.052206 | 0 | 0.0085399 | 0 | -0.22207 | 0 | 0 | 0 | 0 | 0 | 0 | 0 | 0 | 3.3538 | 0 | 0 | 0 | 1.822 | 0 | 0 | 0 | 1.2927 | 25.4462 | 1.2254 | 3.0551 | 0 | 0.039387 | 0 | 0.62859 | 0.16139 | 0.33681 | 28.3231 | 19.7774 | -0.22207 | 0 | 0.50591 | 0 | 1.6728 | 0.16916
2025_03_11 Hr 04 | 0 | 0 | 0 | 0 | 0 | 0 | 0 | 0 | 0 | 0 | 0 | 0.0050755 | 2.16 | 0.1155 | 1.4838 | 1.4838 | 10.0302 | 0 | 0.0055943 | 0.006688 | 0.0039511 | 0 | 0 | 0.072835 | 0.014642 | 1.2615 | 0 | 11.1868 | 2.0585 | 0 | 0.59394 | 0.81115 | 0 | 0 | 0 | 0 | -17.6997 | 0.052206 | 0 | 0.0091664 | 0 | -0.23852 | 0 | 0 | 0 | 0 | 0 | 0 | 0 | 0 | 3.4264 | 0 | 0 | 0 | 1.822 | 0 | 0 | 0 | 1.4102 | 25.4462 | 1.2254 | 3.0551 | 0 | 0.039387 | 0 | 0.62859 | 0.16139 | 0.33681 | 27.8614 | 20.3534 | -0.23852 | 0 | 0.50591 | 0 | 1.6728 | 0.16924
2025_03_11 Hr 05 | 0 | 0 | 0 | 0 | 0 | 0 | 0 | 0 | 0 | 0 | 0 | 0.0050755 | 1.53 | 0.083119 | 1.4838 | 1.4838 | 10.0302 | 0 | 0.0055943 | 0.006688 | 0.0039511 | 0 | 0 | 0.072835 | 0.014642 | 1.2615 | 0 | 11.1868 | 2.0585 | 0 | 0.59394 | 0.81115 | 0 | 0 | 0 | 0 | -16.0074 | 0.052206 | 0 | 0.0093131 | 0 | -0.24237 | 0 | 0 | 0 | 0 | 0 | 0 | 0 | 0 | 3.7676 | 0 | 0 | 0 | 1.822 | 0 | 0 | 0 | 1.4711 | 25.4462 | 1.2254 | 3.0551 | 0 | 0.039387 | 0 | 0.62859 | 0.16139 | 0.33681 | 29.291 | 20.0946 | -0.24237 | 0 | 0.50591 | 0 | 1.6728 | 0.17061
2025_03_11 Hr 06 | 0 | 0 | 0 | 0 | 0 | 0 | 0 | 0 | 0 | 0 | 0 | 0.0050755 | 2.25 | 0.12646 | 1.4838 | 1.4838 | 10.0302 | 0 | 0.0055943 | 0.006688 | 0.0039511 | 0 | 0 | 0.072835 | 0.014642 | 1.2615 | 0 | 11.1868 | 2.0585 | 0 | 0.59394 | 0.81115 | 0 | 0 | 0 | 0 | -19.2851 | 0.052206 | 0 | 0.0096349 | 0 | -0.25082 | 0 | 0 | 0 | 0 | 0 | 0 | 0 | 0 | 4.2467 | 0 | 0 | 0 | 1.822 | 0 | 0 | 0 | 1.3797 | 25.4462 | 1.2254 | 3.0551 | 0 | 0.039387 | 0 | 0.62859 | 0.16139 | 0.33681 | 27.1619 | 21.2517 | -0.25082 | 0 | 0.50591 | 0 | 1.6728 | 0.17668
2025_03_11 Hr 07 | 0 | 0 | 0 | 0 | 0 | 0 | 0 | 0 | 0 | 0 | 0 | 0.0050755 | 2.13 | 0.14027 | 1.4838 | 1.4838 | 9.8901 | 0 | 0.0055943 | 0.006688 | 0.0039511 | 0 | 0 | 0.072835 | 0.014642 | 1.2615 | 0 | 11.1336 | 2.0585 | 0 | 0.58919 | 0.81115 | 0 | 0 | 0 | 0 | -19.6346 | 0.052206 | 0 | 0.011289 | 0 | -0.29425 | 0 | 0 | 0 | 0 | 0 | 0 | 0 | 0 | 5.205 | 0 | 0 | 0 | 1.822 | 0 | 0 | 0 | 1.2317 | 25.2528 | 1.2254 | 3.0551 | 0 | 0.039387 | 0 | 0.62859 | 0.16139 | 0.33681 | 27.2802 | 21.9562 | -0.29425 | 0 | 0.50591 | 0 | 1.6728 | 0.18184
2025_03_11 Hr 08 | 0.045117 | 0 | 0 | 0 | 0 | 0 | 0 | 0 | 0 | 0 | 0 | 0.0050755 | 2.22 | 0.15568 | 1.4838 | 1.4838 | 9.8901 | 0 | 0.0055943 | 0.006688 | 0.0039511 | 0 | 0 | 0.072835 | 0.014642 | 1.2615 | 0 | 11.1336 | 2.0585 | 0 | 0.58919 | 0.81115 | 0 | 0 | 0 | 0 | -20.2321 | 0.052206 | 0 | 0.012022 | 0 | -0.31347 | 0 | 0 | 0 | 0 | 0 | 0 | 0 | 0 | 5.822 | 0 | 0 | 0 | 1.822 | 0 | 0 | 0 | 0.90096 | 25.2528 | 1.2254 | 3.0551 | 0 | 0.039387 | -0.045117 | 0.62859 | 0.16139 | 0.33681 | 27.0587 | 22.3965 | -0.35858 | 0 | 0.50591 | 0 | 1.6728 | 0.1854
2025_03_11 Hr 09 | 0.318 | 1.2303e-05 | 0 | 0 | 0 | 0 | 0 | 0 | 0 | 0 | 0 | 0.0050755 | 2.01 | 0.13988 | 1.4838 | 1.4838 | 9.8901 | 0 | 0.0055943 | 0.006688 | 0.0039511 | 0 | 0 | 0.072835 | 0.014642 | 1.2615 | 0 | 11.1336 | 2.0585 | 0 | 0.58919 | 0.81115 | 0 | 0 | 0 | 0 | -21.3495 | 0.052206 | 0 | 0.01193 | 0 | -0.31106 | 0 | 0 | 0 | 0 | 0 | 0 | 0 | 0 | 5.822 | 0 | 0 | 0 | 1.822 | 0 | 0 | 0 | 0.74862 | 25.2528 | 1.2254 | 3.0551 | 0 | 0.039387 | -0.318 | 0.62859 | 0.16139 | 0.33681 | 25.5661 | 22.2918 | -0.62905 | 0 | 0.50591 | 0 | 1.6728 | 0.18595
2025_03_11 Hr 10 | 0.45429 | 0.0003056 | 0 | 0 | 0 | 0 | 0 | 0 | 0 | 0 | 0 | 0.0050755 | 1.65 | 0.11205 | 1.4838 | 1.4838 | 9.8901 | 0 | 0.0055943 | 0.006688 | 0.0039511 | 0 | 0 | 0.072835 | 0.014642 | 1.2615 | 0 | 11.1336 | 2.0585 | 0 | 0.58919 | 0.81115 | 0 | 0 | 0 | 0 | -18.383 | 0.052206 | 0 | 0.011642 | 0 | -0.3035 | 0 | 0 | 0 | 0 | 0 | 0 | 0 | 0 | 5.4082 | 0 | 0 | 0 | 1.822 | 0 | 0 | 0 | 0.50924 | 25.2528 | 1.2254 | 3.0551 | 0 | 0.039387 | -0.45429 | 0.62859 | 0.16139 | 0.33681 | 27.4986 | 21.3866 | -0.75779 | 0 | 0.50591 | 0 | 1.6728 | 0.18517
2025_03_11 Hr 11 | 0.52222 | 0.00046349 | 0 | 0 | 0 | 0 | 0 | 0 | 0 | 0 | 0 | 0.0050755 | 2.07 | 0.1295 | 1.4838 | 1.4838 | 9.8901 | 0 | 0.0055943 | 0.006688 | 0.0039511 | 0 | 0 | 0.072835 | 0.014642 | 1.2615 | 0 | 11.1336 | 2.0585 | 0 | 0.58919 | 0.81115 | 0 | 0 | 0 | 0 | -17.9153 | 0.052206 | 0 | 0.010724 | 0 | -0.27941 | 0 | 0 | 0 | 0 | 0 | 0 | 0 | 0 | 4.5879 | 0 | 0 | 0 | 1.822 | 0 | 0 | 0 | 0.50924 | 25.2528 | 1.2254 | 3.0551 | 0 | 0.039387 | -0.52222 | 0.62859 | 0.16139 | 0.33681 | 27.6064 | 21.0705 | -0.80163 | 0 | 0.50591 | 0 | 1.6728 | 0.18388
2025_03_11 Hr 12 | 0.56734 | 0.00065582 | 0 | 0 | 0 | 0 | 0 | 0 | 0 | 0 | 0 | 0.0050755 | 2.1 | 0.11675 | 1.4838 | 1.4838 | 9.8901 | 0 | 0.0055943 | 0.006688 | 0.0039511 | 0 | 0 | 0.072835 | 0.014642 | 1.2615 | 0 | 11.1336 | 2.0585 | 0 | 0.58919 | 0.81115 | 0 | 0 | 0 | 0 | -16.0938 | 0.052206 | 0 | 0.0095305 | 0 | -0.24808 | 0 | 0 | 0 | 0 | 0 | 0 | 0 | 0 | 3.3538 | 0 | 0 | 0 | 1.822 | 0 | 0 | 0 | 0.4483 | 25.2528 | 1.2254 | 3.0551 | 0 | 0.039387 | -0.56734 | 0.62859 | 0.16139 | 0.33681 | 28.1813 | 19.8377 | -0.81541 | 0 | 0.50591 | 0 | 1.6728 | 0.18349
2025_03_11 Hr 13 | 0.61296 | 0.00071828 | 0 | 0 | 0 | 0 | 0 | 0 | 0 | 0 | 0 | 0.0050755 | 2.1 | 0.11502 | 1.4838 | 1.4838 | 9.8901 | 0 | 0.0055943 | 0.006688 | 0.0039511 | 0 | 0 | 0.072835 | 0.014642 | 1.2615 | 0 | 11.1336 | 2.0585 | 0 | 0.58919 | 0.81115 | 0 | 0 | 0 | 0 | -16.0578 | 0.052206 | 0 | 0.0093893 | 0 | -0.24437 | 0 | 0 | 0 | 0 | 0 | 0 | 0 | 0 | 2.6715 | 0 | 0 | 0 | 1.822 | 0 | 0 | 0 | 0.50924 | 25.2528 | 1.2254 | 3.0551 | 0 | 0.039387 | -0.61296 | 0.62859 | 0.16139 | 0.33681 | 27.5974 | 19.2596 | -0.85733 | 0 | 0.50591 | 0 | 1.6728 | 0.18294
2025_03_11 Hr 14 | 0.65815 | 0.00074665 | 0 | 0 | 0 | 0 | 0 | 0 | 0 | 0 | 0 | 0.0050755 | 2.19 | 0.12098 | 1.4838 | 1.4838 | 9.8901 | 0 | 0.0055943 | 0.006688 | 0.0039511 | 0 | 0 | 0.072835 | 0.014642 | 1.2615 | 0 | 11.1336 | 2.0585 | 0 | 0.58919 | 0.81115 | 0 | 0 | 0 | 0 | -16.3077 | 0.052206 | 0 | 0.00947 | 0 | -0.24649 | 0 | 0 | 0 | 0 | 0 | 0 | 0 | 0 | 2.5335 | 0 | 0 | 0 | 1.822 | 0 | 0 | 0 | 0.50924 | 25.2528 | 1.2254 | 3.0551 | 0 | 0.039387 | -0.65815 | 0.62859 | 0.16139 | 0.33681 | 27.3019 | 19.2614 | -0.90464 | 0 | 0.50591 | 0 | 1.6728 | 0.18145
2025_03_11 Hr 15 | 0.65801 | 0.00056267 | 0 | 0.017022 | 0.01715 | 0.016594 | 0.01604 | 0.01561 | 0.013616 | 0 | 0 | 0.0050755 | 2.34 | 0.13321 | 1.4838 | 1.4838 | 9.5683 | 0 | 0.0055943 | 0.006688 | 0.0039511 | 0 | 0 | 0.072835 | 0.014642 | 1.1957 | 0 | 10.8768 | 2.0585 | 0 | 0.57308 | 0.81115 | 0 | 0 | 0 | 0 | -19.0932 | 0.052206 | 0 | 0.0092186 | 0 | -0.25407 | 0 | 0 | 0 | 0 | 0 | 0 | 0 | 0 | 2.4682 | 0 | 0 | 0 | 1.822 | 0 | 0 | 0 | 0.42219 | 24.7046 | 1.2254 | 3.0551 | 0 | 0.039387 | -0.65801 | 0.62859 | 0.16139 | 0.33681 | 23.955 | 19.2557 | -0.91208 | 0 | 0.50591 | 0 | 1.6728 | 0.18231
2025_03_11 Hr 16 | 0.77388 | 0.00013529 | 0 | 0.017022 | 0.01715 | 0.016594 | 0.01604 | 0.01561 | 0.013616 | 0 | 0 | 0.0050755 | 2.25 | 0.1403 | 1.4838 | 1.4838 | 8.4721 | 0 | 0.0055943 | 0.006688 | 0.0039511 | 0 | 0 | 0.072835 | 0.014642 | 0.8512 | 0 | 9.9936 | 2.0585 | 0 | 0.51766 | 0.81115 | 0 | 0 | 0 | 0 | -17.0919 | 0.052206 | 0 | 0.0082043 | 0 | -0.27851 | 0 | 0 | 0 | 0 | 0 | 0 | 0 | 0 | 2.0544 | 0 | 0 | 0 | 1.822 | 0 | 2.0989 | 2.1026 | 0.23939 | 23.292 | 1.2254 | 3.0551 | 0 | 0.039387 | -0.77388 | 0.62859 | 0.16139 | 0.33681 | 23.7837 | 18.6359 | -1.0524 | 0 | 0.50591 | 0 | 1.6728 | 0.182
2025_03_11 Hr 17 | 0.70784 | 7.1701e-05 | 0 | 0.051067 | 0.051449 | 0.049782 | 0.048121 | 0.04683 | 0.1634 | 0 | 0 | 0.0050755 | 1.71 | 0.11387 | 1.4838 | 1.4838 | 9.807 | 0 | 0.0055943 | 0.006688 | 0.0039511 | 0 | 0 | 0.072835 | 0.014642 | 1.1799 | 0 | 11.1336 | 2.0585 | 0 | 0.58919 | 0.81115 | 0 | 0 | 0 | 0 | -23.4193 | 0.052206 | 0 | 0.0048405 | 0 | -0.29755 | 0 | 0 | 0 | 0 | 0 | 0 | 0 | 0 | 1.9165 | 0 | 0 | 0 | 1.822 | 0 | 3.1064 | 3.1139 | 0.14798 | 28.4292 | 1.2254 | 3.0551 | 0 | 0.039387 | -0.70784 | 0.62859 | 0.16139 | 0.33681 | 21.8509 | 17.8464 | -1.0054 | 0 | 0.50591 | 0 | 1.6728 | 0.18286
2025_03_11 Hr 18 | 0.4232 | 3.8893e-05 | 0 | 0.20427 | 0.2058 | 0.19913 | 0.19248 | 0.18732 | 0.1634 | 0 | 0 | 0.0050755 | 0.87 | 0.063801 | 1.4838 | 1.4838 | 9.8901 | 0 | 0.0055943 | 0.006688 | 0.0039511 | 0 | 0 | 0.072835 | 0.014642 | 1.2615 | 0 | 11.1336 | 2.0585 | 0 | 0.58919 | 0.81115 | 0 | 0 | 0 | 0 | -29.0534 | 0.052206 | 0 | 0 | 0 | -0.3279 | 0 | 0 | 0 | 0 | 0 | 0 | 0 | 0 | 1.5753 | 0 | 0 | 0 | 1.822 | 0 | 5.0853 | 5.0853 | 0.12187 | 36.5758 | 1.2254 | 3.0551 | 0 | 0.039387 | -0.4232 | 0.62859 | 0.16139 | 0.33681 | 23.0775 | 16.3062 | -0.7511 | 0 | 0.50591 | 0 | 1.6728 | 0.1847
2025_03_11 Hr 19 | 0.045117 | 1.1069e-06 | 0 | 0.20427 | 0.2058 | 0.19913 | 0.19248 | 0.18732 | 0.1634 | 0 | 0 | 0.0050755 | 2.22 | 0.1529 | 1.4838 | 1.4838 | 9.8901 | 0 | 0.0055943 | 0.006688 | 0.0039511 | 0 | 0 | 0.072835 | 0.014642 | 1.2615 | 0 | 11.1336 | 2.0585 | 0 | 0.58919 | 0.81115 | 0 | 0 | 0 | 0 | -29.6752 | 0.052206 | 0 | 0 | 0 | -0.30782 | 0 | 0 | 0 | 0 | 0 | 0 | 0 | 0 | 1.8511 | 0 | 0 | 0 | 1.822 | 0 | 4.8341 | 4.8341 | 0.12187 | 36.0734 | 1.2254 | 3.0551 | 0 | 0.039387 | -0.045117 | 0.62859 | 0.16139 | 0.33681 | 23.689 | 17.6438 | -0.35294 | 0 | 0.50591 | 0 | 1.6728 | 0.18545
2025_03_11 Hr 20 | 0 | 0 | 0 | 0.20427 | 0.2058 | 0.19913 | 0.19248 | 0.18732 | 0.1634 | 0 | 0 | 0.0050755 | 2.49 | 0.15459 | 1.4838 | 1.4838 | 9.8901 | 0 | 0.0055943 | 0.006688 | 0.0039511 | 0 | 0 | 0.072835 | 0.014642 | 1.2615 | 0 | 11.1336 | 2.0585 | 0 | 0.58919 | 0.81115 | 0 | 0 | 0 | 0 | -28.0133 | 0.052206 | 0 | 0 | 0 | -0.27729 | 0 | 0 | 0 | 0 | 0 | 0 | 0 | 0 | 2.2577 | 0 | 0 | 0 | 1.822 | 0 | 4.5669 | 4.5669 | 0.47877 | 35.539 | 1.2254 | 3.0551 | 0 | 0.039387 | 0 | 0.62859 | 0.16139 | 0.33681 | 25.8833 | 18.6349 | -0.27729 | 0 | 0.50591 | 0 | 1.6728 | 0.18654
2025_03_11 Hr 21 | 0 | 0 | 0 | 0 | 0 | 0 | 0 | 0 | 0.1634 | 0 | 0 | 0.0050755 | 2.55 | 0.16018 | 1.4838 | 1.4838 | 9.8901 | 0 | 0.0055943 | 0.006688 | 0.0039511 | 0 | 0 | 0.072835 | 0.014642 | 1.2615 | 0 | 11.1336 | 2.0585 | 0 | 0.58919 | 0.81115 | 0 | 0 | 0 | 0 | -20.4736 | 0.052206 | 0 | 0.010095 | 0 | -0.28056 | 0 | 0 | 0 | 0 | 0 | 0 | 0 | 0 | 2.7368 | 0 | 0 | 0 | 1.822 | 0 | 0 | 0 | 0.60064 | 25.4162 | 1.2254 | 3.0551 | 0 | 0.039387 | 0 | 0.62859 | 0.16139 | 0.33681 | 23.9627 | 19.3006 | -0.28056 | 0 | 0.50591 | 0 | 1.6728 | 0.18572
2025_03_11 Hr 22 | 0 | 0 | 0 | 0 | 0 | 0 | 0 | 0 | 0 | 0 | 0 | 0.0050755 | 2.49 | 0.16855 | 1.4838 | 1.4838 | 9.8901 | 0 | 0.0055943 | 0.006688 | 0.0039511 | 0 | 0 | 0.072835 | 0.014642 | 1.2615 | 0 | 11.1336 | 2.0585 | 0 | 0.58919 | 0.81115 | 0 | 0 | 0 | 0 | -23.1287 | 0.052206 | 0 | 0.011604 | 0 | -0.30252 | 0 | 0 | 0 | 0 | 0 | 0 | 0 | 0 | 3.1506 | 0 | 0 | 0 | 1.822 | 0 | 0 | 0 | 0.90096 | 25.2528 | 1.2254 | 3.0551 | 0 | 0.039387 | 0 | 0.62859 | 0.16139 | 0.33681 | 21.7813 | 19.9597 | -0.30252 | 0 | 0.50591 | 0 | 1.6728 | 0.18235
2025_03_11 Hr 23 | 0 | 0 | 0 | 0 | 0 | 0 | 0 | 0 | 0 | 0 | 0 | 0.0050755 | 2.46 | 0.16788 | 1.4838 | 1.4838 | 10.0302 | 0 | 0.0055943 | 0.006688 | 0.0039511 | 0 | 0 | 0.072835 | 0.014642 | 1.2615 | 0 | 11.1868 | 2.0585 | 0 | 0.59394 | 0.81115 | 0 | 0 | 0 | 0 | -23.8274 | 0.052206 | 0 | 0.011699 | 0 | -0.305 | 0 | 0 | 0 | 0 | 0 | 0 | 0 | 0 | 3.078 | 0 | 0 | 0 | 1.822 | 0 | 0 | 0 | 0.99236 | 25.4462 | 1.2254 | 3.0551 | 0 | 0.039387 | 0 | 0.62859 | 0.16139 | 0.33681 | 21.2621 | 19.9483 | -0.305 | 0 | 0.50591 | 0 | 1.6728 | 0.178
2025_03_11 Hr 24 | 0 | 0 | 0 | 0 | 0 | 0 | 0 | 0 | 0 | 0 | 0 | 0.0050755 | 2.46 | 0.13368 | 1.4838 | 1.4838 | 10.0302 | 0 | 0.0055943 | 0.006688 | 0.0039511 | 0 | 0 | 0.072835 | 0.014642 | 1.2615 | 0 | 11.1868 | 2.0585 | 0 | 0.59394 | 0.81115 | 0 | 0 | 0 | 0 | -18.3682 | 0.052206 | 0 | 0.0093153 | 0 | -0.24243 | 0 | 0 | 0 | 0 | 0 | 0 | 0 | 0 | 3.1506 | 0 | 0 | 0 | 1.822 | 0 | 0 | 0 | 1.1403 | 25.4462 | 1.2254 | 3.0551 | 0 | 0.039387 | 0 | 0.62859 | 0.16139 | 0.33681 | 26.966 | 20.1305 | -0.24243 | 0 | 0.50591 | 0 | 1.6728 | 0.17381
2025_03_12 Hr 01 | 0 | 0 | 0 | 0 | 0 | 0 | 0 | 0 | 0 | 0 | 0 | 0.0050755 | 2.52 | 0.1009 | 1.4838 | 1.4838 | 8.2383 | 0 | 0.0055943 | 0.006688 | 0.0039511 | 0 | 0 | 0.072835 | 0.014642 | 1.2615 | 0 | 9.1873 | 2.0585 | 0 | 0.59394 | 0.81115 | 0 | 0 | 0 | 0 | -14.9547 | 0.052206 | 0 | 0.0068641 | 0 | -0.17808 | 0 | 0 | 0 | 0 | 0 | 0 | 0 | 0 | 3.7676 | 0 | 0 | 0 | 1.822 | 0 | 0 | 0 | 1.593 | 21.6548 | 1.2254 | 3.0551 | 0 | 0.039387 | 0 | 0.62859 | 0.16139 | 0.33681 | 27.7475 | 21.2255 | -0.17808 | 0 | 0.50591 | 0 | 1.6728 | 0.1719
2025_03_12 Hr 02 | 0 | 0 | 0 | 0 | 0 | 0 | 0 | 0 | 0 | 0 | 0 | 0.0050755 | 2.49 | 0.097866 | 1.4838 | 1.4838 | 8.2383 | 0 | 0.0055943 | 0.006688 | 0.0039511 | 0 | 0 | 0.072835 | 0.014642 | 1.2615 | 0 | 9.1873 | 2.0585 | 0 | 0.59394 | 0.81115 | 0 | 0 | 0 | 0 | -14.699 | 0.052206 | 0 | 0.0067377 | 0 | -0.17477 | 0 | 0 | 0 | 0 | 0 | 0 | 0 | 0 | 3.7676 | 0 | 0 | 0 | 1.822 | 0 | 0 | 0 | 1.5625 | 21.6548 | 1.2254 | 3.0551 | 0 | 0.039387 | 0 | 0.62859 | 0.16139 | 0.33681 | 27.9428 | 21.1618 | -0.17477 | 0 | 0.50591 | 0 | 1.6728 | 0.17171
2025_03_12 Hr 03 | 0 | 0 | 0 | 0 | 0 | 0 | 0 | 0 | 0 | 0 | 0 | 0.0050755 | 2.19 | 0.087916 | 1.4838 | 1.4838 | 8.2383 | 0 | 0.0055943 | 0.006688 | 0.0039511 | 0 | 0 | 0.072835 | 0.014642 | 1.2615 | 0 | 9.1873 | 2.0585 | 0 | 0.59394 | 0.81115 | 0 | 0 | 0 | 0 | -14.2726 | 0.052206 | 0 | 0.0068819 | 0 | -0.17855 | 0 | 0 | 0 | 0 | 0 | 0 | 0 | 0 | 4.1741 | 0 | 0 | 0 | 1.822 | 0 | 0 | 0 | 1.2013 | 21.6548 | 1.2254 | 3.0551 | 0 | 0.039387 | 0 | 0.62859 | 0.16139 | 0.33681 | 28.1007 | 20.8971 | -0.17855 | 0 | 0.50591 | 0 | 1.6728 | 0.17171
2025_03_12 Hr 04 | 0 | 0 | 0 | 0 | 0 | 0 | 0 | 0 | 0 | 0 | 0 | 0.0050755 | 2.52 | 0.099984 | 1.4838 | 1.4838 | 8.2383 | 0 | 0.0055943 | 0.006688 | 0.0039511 | 0 | 0 | 0.072835 | 0.014642 | 1.2615 | 0 | 9.1873 | 2.0585 | 0 | 0.59394 | 0.81115 | 0 | 0 | 0 | 0 | -14.4081 | 0.052206 | 0 | 0.0068016 | 0 | -0.17644 | 0 | 0 | 0 | 0 | 0 | 0 | 0 | 0 | 4.0435 | 0 | 0 | 0 | 1.822 | 0 | 0 | 0 | 1.2927 | 21.6548 | 1.2254 | 3.0551 | 0 | 0.039387 | 0 | 0.62859 | 0.16139 | 0.33681 | 28.2707 | 21.2005 | -0.17644 | 0 | 0.50591 | 0 | 1.6728 | 0.17229
2025_03_12 Hr 05 | 0 | 0 | 0 | 0 | 0 | 0 | 0 | 0 | 0 | 0 | 0 | 0.0050755 | 2.52 | 0.097627 | 1.4838 | 1.4838 | 7.591 | 0 | 0.0055943 | 0.006688 | 0.0039511 | 0 | 0 | 0.072835 | 0.014642 | 1.1695 | 0 | 9.1873 | 2.0585 | 0 | 0.59394 | 0.81115 | 0 | 0 | 0 | 0 | -12.2988 | 0.052206 | 0 | 0.0066413 | 0 | -0.17223 | 0 | 0 | 0 | 0 | 0 | 0 | 0 | 0 | 3.9055 | 0 | 0 | 0 | 1.822 | 0 | 0 | 0 | 1.2622 | 20.9155 | 1.2254 | 3.0551 | 0 | 0.039387 | 0 | 0.62859 | 0.16139 | 0.33681 | 29.4757 | 21.0313 | -0.17223 | 0 | 0.50591 | 0 | 1.6728 | 0.17381
2025_03_12 Hr 06 | 0 | 0 | 0 | 0 | 0 | 0 | 0 | 0 | 0 | 0 | 0 | 0.0050755 | 2.4 | 0.16705 | 1.4838 | 1.4838 | 8.2383 | 0 | 0.0055943 | 0.006688 | 0.0039511 | 0 | 0 | 0.072835 | 0.014642 | 1.2615 | 0 | 9.1873 | 2.0585 | 0 | 0.59394 | 0.81115 | 0 | 0 | 0 | 0 | -23.9263 | 0.052206 | 0 | 0.011932 | 0 | -0.31112 | 0 | 0 | 0 | 0 | 0 | 0 | 0 | 0 | 4.1741 | 0 | 0 | 0 | 1.822 | 0 | 0 | 0 | 1.2927 | 21.6548 | 1.2254 | 3.0551 | 0 | 0.039387 | 0 | 0.62859 | 0.16139 | 0.33681 | 18.7027 | 21.2853 | -0.31112 | 0 | 0.50591 | 0 | 1.6728 | 0.17938
2025_03_12 Hr 07 | 0 | 0 | 0 | 0 | 0 | 0 | 0 | 0 | 0 | 0 | 0 | 0.0050755 | 2.16 | 0.1516 | 1.4838 | 1.4838 | 8.1232 | 0 | 0.0055943 | 0.006688 | 0.0039511 | 0 | 0 | 0.072835 | 0.014642 | 1.2615 | 0 | 9.1436 | 2.0585 | 0 | 0.58919 | 0.81115 | 0 | 0 | 0 | 0 | -22.0394 | 0.052206 | 0 | 0.012031 | 0 | -0.31373 | 0 | 0 | 0 | 0 | 0 | 0 | 0 | 0 | 4.0435 | 0 | 0 | 0 | 1.822 | 0 | 0 | 0 | 1.4102 | 21.496 | 1.2254 | 3.0551 | 0 | 0.039387 | 0 | 0.62859 | 0.16139 | 0.33681 | 20.1606 | 21.0178 | -0.31373 | 0 | 0.50591 | 0 | 1.6728 | 0.18522
2025_03_12 Hr 08 | 0.045117 | 0 | 0 | 0 | 0 | 0 | 0 | 0 | 0 | 0 | 0 | 0.0050755 | 1.2 | 0.083089 | 1.4838 | 1.4838 | 8.1232 | 0 | 0.0055943 | 0.006688 | 0.0039511 | 0 | 0 | 0.072835 | 0.014642 | 1.2615 | 0 | 9.1436 | 2.0585 | 0 | 0.58919 | 0.81115 | 0 | 0 | 0 | 0 | -18.0312 | 0.052206 | 0 | 0.01187 | 0 | -0.30948 | 0 | 0 | 0 | 0 | 0 | 0 | 0 | 0 | 4.1741 | 0 | 0 | 0 | 1.822 | 0 | 0 | 0 | 1.1708 | 21.496 | 1.2254 | 3.0551 | 0 | 0.039387 | -0.045117 | 0.62859 | 0.16139 | 0.33681 | 23.039 | 19.9289 | -0.3546 | 0 | 0.50591 | 0 | 1.6728 | 0.18837
2025_03_12 Hr 09 | 0.29576 | 2.8114e-05 | 0 | 0 | 0 | 0 | 0 | 0 | 0 | 0 | 0 | 0.0050755 | 2.07 | 0.13927 | 1.4838 | 1.4838 | 8.1232 | 0 | 0.0055943 | 0.006688 | 0.0039511 | 0 | 0 | 0.072835 | 0.014642 | 1.2615 | 0 | 9.1436 | 2.0585 | 0 | 0.58919 | 0.81115 | 0 | 0 | 0 | 0 | -19.4899 | 0.052206 | 0 | 0.011534 | 0 | -0.30066 | 0 | 0 | 0 | 0 | 0 | 0 | 0 | 0 | 4.5879 | 0 | 0 | 0 | 1.822 | 0 | 0 | 0 | 0.87049 | 21.496 | 1.2254 | 3.0551 | 0 | 0.039387 | -0.29576 | 0.62859 | 0.16139 | 0.33681 | 22.6283 | 21.2186 | -0.59643 | 0 | 0.50591 | 0 | 1.6728 | 0.18778
2025_03_12 Hr 10 | 0.40867 | 0.00025345 | 0 | 0 | 0 | 0 | 0 | 0 | 0 | 0 | 0 | 0.0050755 | 1.89 | 0.11205 | 1.4838 | 1.4838 | 8.1232 | 0 | 0.0055943 | 0.006688 | 0.0039511 | 0 | 0 | 0.072835 | 0.014642 | 1.2615 | 0 | 9.1436 | 2.0585 | 0 | 0.58919 | 0.81115 | 0 | 0 | 0 | 0 | -14.4037 | 0.052206 | 0 | 0.010163 | 0 | -0.26469 | 0 | 0 | 0 | 0 | 0 | 0 | 0 | 0 | 4.2467 | 0 | 0 | 0 | 1.822 | 0 | 0 | 0 | 0.57017 | 21.496 | 1.2254 | 3.0551 | 0 | 0.039387 | -0.40867 | 0.62859 | 0.16139 | 0.33681 | 26.8988 | 20.4799 | -0.67335 | 0 | 0.50591 | 0 | 1.6728 | 0.18475
2025_03_12 Hr 11 | 0.43141 | 0.00044457 | 0 | 0 | 0 | 0 | 0 | 0 | 0 | 0 | 0 | 0.0050755 | 2.13 | 0.10559 | 1.4838 | 1.4838 | 8.1232 | 0 | 0.0055943 | 0.006688 | 0.0039511 | 0 | 0 | 0.072835 | 0.014642 | 1.2615 | 0 | 9.1436 | 2.0585 | 0 | 0.58919 | 0.81115 | 0 | 0 | 0 | 0 | -12.432 | 0.052206 | 0 | 0.0084984 | 0 | -0.22098 | 0 | 0 | 0 | 0 | 0 | 0 | 0 | 0 | 3.4264 | 0 | 0 | 0 | 1.822 | 0 | 0 | 0 | 0.23939 | 21.496 | 1.2254 | 3.0551 | 0 | 0.039387 | -0.43141 | 0.62859 | 0.16139 | 0.33681 | 27.9955 | 19.5839 | -0.65239 | 0 | 0.50591 | 0 | 1.6728 | 0.18335
2025_03_12 Hr 12 | 0.52229 | 0.00057806 | 0 | 0 | 0 | 0 | 0 | 0 | 0 | 0 | 0 | 0.0050755 | 1.8 | 0.09093 | 1.4838 | 1.4838 | 8.1232 | 0 | 0.0055943 | 0.006688 | 0.0039511 | 0 | 0 | 0.072835 | 0.014642 | 1.2615 | 0 | 9.1436 | 2.0585 | 0 | 0.58919 | 0.81115 | 0 | 0 | 0 | 0 | -10.5471 | 0.052206 | 0 | 0.00866 | 0 | -0.22523 | 0 | 0 | 0 | 0 | 0 | 0 | 0 | 0 | 2.8094 | 0 | 0 | 0 | 1.822 | 0 | 0 | 0 | 0.23939 | 21.496 | 1.2254 | 3.0551 | 0 | 0.039387 | -0.52229 | 0.62859 | 0.16139 | 0.33681 | 28.9127 | 18.7114 | -0.74752 | 0 | 0.50591 | 0 | 1.6728 | 0.18152
2025_03_12 Hr 13 | 0.54503 | 0.00061527 | 0 | 0 | 0 | 0 | 0 | 0 | 0 | 0 | 0 | 0.0050755 | 1.59 | 0.076567 | 1.4838 | 1.4838 | 8.1232 | 0 | 0.0055943 | 0.006688 | 0.0039511 | 0 | 0 | 0.072835 | 0.014642 | 1.2615 | 0 | 9.1436 | 2.0585 | 0 | 0.58919 | 0.81115 | 0 | 0 | 0 | 0 | -8.3791 | 0.052206 | 0 | 0.0082552 | 0 | -0.2146 | 0 | 0 | 0 | 0 | 0 | 0 | 0 | 0 | 2.6715 | 0 | 0 | 0 | 1.822 | 0 | 0 | 0 | 0.33079 | 21.496 | 1.2254 | 3.0551 | 0 | 0.039387 | -0.54503 | 0.62859 | 0.16139 | 0.33681 | 30.818 | 18.4607 | -0.75963 | 0 | 0.50591 | 0 | 1.6728 | 0.17895
2025_03_12 Hr 14 | 0.65815 | 0.00058157 | 0 | 0 | 0 | 0 | 0 | 0 | 0 | 0 | 0 | 0.0050755 | 1.23 | 0.054147 | 1.4838 | 1.4838 | 8.1232 | 0 | 0.0055943 | 0.006688 | 0.0039511 | 0 | 0 | 0.072835 | 0.014642 | 1.2615 | 0 | 9.1436 | 2.0585 | 0 | 0.58919 | 0.81115 | 0 | 0 | 0 | 0 | -5.8231 | 0.052206 | 0 | 0.0075467 | 0 | -0.196 | 0 | 0 | 0 | 0 | 0 | 0 | 0 | 0 | 2.1197 | 0 | 0 | 0 | 1.822 | 0 | 0 | 0 | 0.33079 | 21.496 | 1.2254 | 3.0551 | 0 | 0.039387 | -0.65815 | 0.62859 | 0.16139 | 0.33681 | 32.4568 | 17.638 | -0.85415 | 0 | 0.50591 | 0 | 1.6728 | 0.17728
2025_03_12 Hr 15 | 0.61274 | 0.00054399 | 0 | 0 | 0 | 0 | 0 | 0 | 0 | 0 | 0 | 0.0050755 | 0.87 | 0.038344 | 1.4838 | 1.4838 | 7.1799 | 0 | 0.0055943 | 0.006688 | 0.0039511 | 0 | 0 | 0.072835 | 0.014642 | 0.93226 | 0 | 8.9327 | 2.0585 | 0 | 0.57308 | 0.81115 | 0 | 0 | 0 | 0.15344 | -3.8136 | 0.052206 | 0 | 0.0075554 | 0 | -0.19623 | 0 | 0 | 0 | 0 | 0 | 0 | 0 | 0 | 1.9165 | 0 | 0 | 0 | 1.822 | 0 | 0 | 0 | 0.17845 | 20.0126 | 1.2254 | 3.0551 | 0 | 0.039387 | -0.61274 | 0.62859 | 0.16139 | 0.33681 | 32.3877 | 16.8442 | -0.80897 | 0 | 0.50591 | 0 | 1.6728 | 0.17643
2025_03_12 Hr 16 | 0.54394 | 0.00051529 | 0 | 0 | 0 | 0 | 0 | 0 | 0 | 0 | 0 | 0.0050755 | 0.57 | 0.028203 | 1.4838 | 1.4838 | 6.9584 | 0 | 0.0055943 | 0.006688 | 0.0039511 | 0 | 0 | 0.072835 | 0.014642 | 0.60197 | 0 | 8.2073 | 2.0585 | 0 | 0.51766 | 0.81115 | 0 | 0 | 0 | 0.59048 | -2.0835 | 0.052206 | 0 | 0.0084822 | 0 | -0.22056 | 0 | 0 | 0 | 0 | 0 | 0 | 0 | 0 | 1.8511 | 0 | 0 | 0 | 1.822 | 0 | 0 | 0 | 0.14798 | 18.7354 | 1.2254 | 3.0551 | 0 | 0.039387 | -0.54394 | 0.62859 | 0.16139 | 0.33681 | 32.791 | 16.3131 | -0.7645 | 0 | 0.50591 | 0 | 1.6728 | 0.17549
2025_03_12 Hr 17 | 0.54154 | 0.00040725 | 0 | 0 | 0 | 0 | 0 | 0 | 0 | 0 | 0 | 0.0050755 | 0.27 | 0.01465 | 1.4838 | 1.4838 | 8.0095 | 0 | 0.0055943 | 0.006688 | 0.0039511 | 0 | 0 | 0.072835 | 0.014642 | 1.0388 | 0 | 9.1436 | 2.0585 | 0 | 0.58919 | 0.81115 | 0 | 0 | 0 | 0 | -6.4221 | 0.052206 | 0 | 0.0093019 | 0 | -0.24207 | 0 | 0 | 0 | 0 | 0 | 0 | 0 | 0 | 2.0544 | 0 | 0 | 0 | 1.822 | 0 | 0 | 0 | 0.26985 | 21.1596 | 1.2254 | 3.0551 | 0 | 0.039387 | -0.54154 | 0.62859 | 0.16139 | 0.33681 | 30.349 | 16.3951 | -0.78362 | 0 | 0.50591 | 0 | 1.6728 | 0.17693
2025_03_12 Hr 18 | 0.34059 | 0.00016173 | 0 | 0.01398 | 0.014084 | 0.013628 | 0.013173 | 0.01282 | 0.011183 | 0 | 0 | 0.0050755 | 0.18 | 0.0099525 | 1.4838 | 1.4838 | 8.1232 | 0 | 0.0055943 | 0.006688 | 0.0039511 | 0 | 0 | 0.072835 | 0.014642 | 1.2468 | 0 | 9.1436 | 2.0585 | 0 | 0.58919 | 0.81115 | 0 | 0 | 0 | 0 | -9.8474 | 0.052206 | 0 | 0.0076705 | 0 | -0.24671 | 0 | 0 | 0 | 0 | 0 | 0 | 0 | 0 | 2.1197 | 0 | 0 | 0 | 1.822 | 0 | 1.8802 | 1.8833 | 0.030467 | 22.3087 | 1.2254 | 3.0551 | 0 | 0.039387 | -0.34059 | 0.62859 | 0.16139 | 0.33681 | 27.801 | 15.9269 | -0.5873 | 0 | 0.50591 | 0 | 1.6728 | 0.17872
2025_03_12 Hr 19 | 0.02274 | 4.1601e-06 | 0 | 0.16776 | 0.16901 | 0.16354 | 0.15808 | 0.15384 | 0.13419 | 0 | 0 | 0.0050755 | 0.15 | 0.0097069 | 1.4838 | 1.4838 | 8.1232 | 0 | 0.0055943 | 0.006688 | 0.0039511 | 0 | 0 | 0.072835 | 0.014642 | 1.2615 | 0 | 9.1436 | 2.0585 | 0 | 0.58919 | 0.81115 | 0 | 0 | 0 | 0 | -22.8803 | 0.052206 | 0 | 0 | 0 | -0.28911 | 0 | 0 | 0 | 0 | 0 | 0 | 0 | 0 | 2.5335 | 0 | 0 | 0 | 1.822 | 0 | 4.7065 | 4.7065 | 0.14798 | 31.8554 | 1.2254 | 3.0551 | 0 | 0.039387 | -0.02274 | 0.62859 | 0.16139 | 0.33681 | 24.7751 | 16.1119 | -0.31185 | 0 | 0.50591 | 0 | 1.6728 | 0.18066
2025_03_12 Hr 20 | 0 | 0 | 0 | 0.16776 | 0.16901 | 0.16354 | 0.15808 | 0.15384 | 0.13419 | 0 | 0 | 0.0050755 | 0.18 | 0.010699 | 1.4838 | 1.4838 | 8.1232 | 0 | 0.0055943 | 0.006688 | 0.0039511 | 0 | 0 | 0.072835 | 0.014642 | 1.2615 | 0 | 9.1436 | 2.0585 | 0 | 0.58919 | 0.81115 | 0 | 0 | 0 | 0 | -20.2268 | 0.052206 | 0 | 0 | 0 | -0.26537 | 0 | 0 | 0 | 0 | 0 | 0 | 0 | 0 | 2.5335 | 0 | 0 | 0 | 1.822 | 0 | 4.4302 | 4.4301 | 0.20892 | 31.3027 | 1.2254 | 3.0551 | 0 | 0.039387 | 0 | 0.62859 | 0.16139 | 0.33681 | 26.9941 | 16.1835 | -0.26537 | 0 | 0.50591 | 0 | 1.6728 | 0.18308
2025_03_12 Hr 21 | 0 | 0 | 0 | 0.16776 | 0.16901 | 0.16354 | 0.15808 | 0.15384 | 0.13419 | 0 | 0 | 0.0050755 | 0.18 | 0.010783 | 1.4838 | 1.4838 | 8.1232 | 0 | 0.0055943 | 0.006688 | 0.0039511 | 0 | 0 | 0.072835 | 0.014642 | 1.2615 | 0 | 9.1436 | 2.0585 | 0 | 0.58919 | 0.81115 | 0 | 0 | 0 | 0 | -23.2609 | 0.052206 | 0 | 0 | 0 | -0.26746 | 0 | 0 | 0 | 0 | 0 | 0 | 0 | 0 | 2.8094 | 0 | 0 | 0 | 1.822 | 0 | 4.3151 | 4.3151 | 0.60064 | 31.0726 | 1.2254 | 3.0551 | 0 | 0.039387 | 0 | 0.62859 | 0.16139 | 0.33681 | 24.3956 | 16.8514 | -0.26746 | 0 | 0.50591 | 0 | 1.6728 | 0.18323
2025_03_12 Hr 22 | 0 | 0 | 0 | 0 | 0 | 0 | 0 | 0 | 0.13419 | 0 | 0 | 0.0050755 | 0.18 | 0.0099582 | 1.4838 | 1.4838 | 8.1232 | 0 | 0.0055943 | 0.006688 | 0.0039511 | 0 | 0 | 0.072835 | 0.014642 | 1.2615 | 0 | 9.1436 | 2.0585 | 0 | 0.58919 | 0.81115 | 0 | 0 | 0 | 0 | -20.3064 | 0.052206 | 0 | 0.0029638 | 0 | -0.24686 | 0 | 0 | 0 | 0 | 0 | 0 | 0 | 0 | 2.6715 | 0 | 0 | 0 | 1.822 | 0 | 3.8538 | 3.8538 | 1.5625 | 29.3377 | 1.2254 | 3.0551 | 0 | 0.039387 | 0 | 0.62859 | 0.16139 | 0.33681 | 26.4572 | 17.6727 | -0.24686 | 0 | 0.50591 | 0 | 1.6728 | 0.18144
2025_03_12 Hr 23 | 0 | 0 | 0 | 0 | 0 | 0 | 0 | 0 | 0.13419 | 0 | 0 | 0.0050755 | 0.18 | 0.0096541 | 1.4838 | 1.4838 | 8.2383 | 0 | 0.0055943 | 0.006688 | 0.0039511 | 0 | 0 | 0.072835 | 0.014642 | 1.2615 | 0 | 9.1873 | 2.0585 | 0 | 0.59394 | 0.81115 | 0 | 0 | 0 | 0 | -20.7356 | 0.052206 | 0 | 0.0028733 | 0 | -0.23925 | 0 | 0 | 0 | 0 | 0 | 0 | 0 | 0 | 2.9473 | 0 | 0 | 0 | 1.822 | 0 | 3.9313 | 3.9312 | 1.5016 | 29.6515 | 1.2254 | 3.0551 | 0 | 0.039387 | 0 | 0.62859 | 0.16139 | 0.33681 | 26.5645 | 17.8879 | -0.23925 | 0 | 0.50591 | 0 | 1.6728 | 0.17728
2025_03_12 Hr 24 | 0 | 0 | 0 | 0 | 0 | 0 | 0 | 0 | 0.13419 | 0 | 0 | 0.0050755 | 0.21 | 0.012002 | 1.4838 | 1.4838 | 8.2383 | 0 | 0.0055943 | 0.006688 | 0.0039511 | 0 | 0 | 0.072835 | 0.014642 | 1.2615 | 0 | 9.1873 | 2.0585 | 0 | 0.59394 | 0.81115 | 0 | 0 | 0 | 0 | -22.6877 | 0.052206 | 0 | 0.0030617 | 0 | -0.25508 | 0 | 0 | 0 | 0 | 0 | 0 | 0 | 0 | 3.2885 | 0 | 0 | 0 | 1.822 | 0 | 4.2716 | 4.2715 | 1.3188 | 30.3321 | 1.2254 | 3.0551 | 0 | 0.039387 | 0 | 0.62859 | 0.16139 | 0.33681 | 25.4652 | 18.0759 | -0.25508 | 0 | 0.50591 | 0 | 1.6728 | 0.17451
2025_03_13 Hr 01 | 0 | 0 | 0 | 0 | 0 | 0 | 0 | 0 | 0.128 | 0 | 0 | 0.0050755 | 0.15 | 0.0083299 | 1.4838 | 1.4838 | 7.8587 | 0 | 0.0055943 | 0.006688 | 0.0039511 | 0 | 0 | 0.072835 | 0.014642 | 1.2615 | 0 | 8.7637 | 2.0585 | 0 | 0.59394 | 0.81115 | 0 | 0 | 0 | 0 | -21.0211 | 0.052206 | 0 | 0.002975 | 0 | -0.2478 | 0 | 0 | 0 | 0 | 0 | 0 | 0 | 0 | 3.695 | 0 | 0 | 0 | 1.822 | 0 | 4.0018 | 4.0017 | 1.0185 | 28.983 | 1.2254 | 3.0551 | 0 | 0.039387 | 0 | 0.62859 | 0.16139 | 0.33681 | 25.8308 | 18.1167 | -0.2478 | 0 | 0.50591 | 0 | 1.6728 | 0.17284
2025_03_13 Hr 02 | 0 | 0 | 0 | 0 | 0 | 0 | 0 | 0 | 0.128 | 0 | 0 | 0.0050755 | 0.48 | 0.027432 | 1.4838 | 1.4838 | 7.8587 | 0 | 0.0055943 | 0.006688 | 0.0039511 | 0 | 0 | 0.072835 | 0.014642 | 1.2615 | 0 | 8.7637 | 2.0585 | 0 | 0.59394 | 0.81115 | 0 | 0 | 0 | 0 | -23.3192 | 0.052206 | 0 | 0.0030616 | 0 | -0.25508 | 0 | 0 | 0 | 0 | 0 | 0 | 0 | 0 | 3.3538 | 0 | 0 | 0 | 1.822 | 0 | 4.5117 | 4.5116 | 1.0794 | 30.0029 | 1.2254 | 3.0551 | 0 | 0.039387 | 0 | 0.62859 | 0.16139 | 0.33681 | 24.6138 | 18.1853 | -0.25508 | 0 | 0.50591 | 0 | 1.6728 | 0.17253
2025_03_13 Hr 03 | 0 | 0 | 0 | 0 | 0 | 0 | 0 | 0 | 0.128 | 0 | 0 | 0.0050755 | 0.48 | 0.026886 | 1.4838 | 1.4838 | 7.8587 | 0 | 0.0055943 | 0.006688 | 0.0039511 | 0 | 0 | 0.072835 | 0.014642 | 1.2615 | 0 | 8.7637 | 2.0585 | 0 | 0.59394 | 0.81115 | 0 | 0 | 0 | 0 | -22.4535 | 0.052206 | 0 | 0.0030006 | 0 | -0.24995 | 0 | 0 | 0 | 0 | 0 | 0 | 0 | 0 | 3.3538 | 0 | 0 | 0 | 1.822 | 0 | 4.2931 | 4.2931 | 1.0794 | 29.5658 | 1.2254 | 3.0551 | 0 | 0.039387 | 0 | 0.62859 | 0.16139 | 0.33681 | 25.0475 | 18.1852 | -0.24995 | 0 | 0.50591 | 0 | 1.6728 | 0.17299
2025_03_13 Hr 04 | 0 | 0 | 0 | 0 | 0 | 0 | 0 | 0 | 0.128 | 0 | 0 | 0.0050755 | 1.65 | 0.10711 | 1.4838 | 1.4838 | 7.8587 | 0 | 0.0055943 | 0.006688 | 0.0039511 | 0 | 0 | 0.072835 | 0.014642 | 1.2615 | 0 | 8.7637 | 2.0585 | 0 | 0.59394 | 0.81115 | 0 | 0 | 0 | 0 | -30.1627 | 0.052206 | 0 | 0.0034778 | 0 | -0.29003 | 0 | 0 | 0 | 0 | 0 | 0 | 0 | 0 | 3.2885 | 0 | 0 | 0 | 1.822 | 0 | 4.5577 | 4.5577 | 1.6496 | 30.0949 | 1.2254 | 3.0551 | 0 | 0.039387 | 0 | 0.62859 | 0.16139 | 0.33681 | 19.5824 | 19.9403 | -0.29003 | 0 | 0.50591 | 0 | 1.6728 | 0.17303
2025_03_13 Hr 05 | 0 | 0 | 0 | 0 | 0 | 0.156 | 0.15079 | 0.14675 | 0.128 | 0 | 0 | 0.0050755 | 2.37 | 0.1692 | 1.4838 | 1.4838 | 7.8587 | 0 | 0.0055943 | 0.006688 | 0.0039511 | 0 | 0 | 0.072835 | 0.014642 | 1.2615 | 0 | 8.7637 | 2.0585 | 0 | 0.59394 | 0.81115 | 0 | 0 | 0 | 0 | -36.5097 | 0.052206 | 0 | 0.0015298 | 0 | -0.31916 | 0 | 0 | 0 | 0 | 0 | 0 | 0 | 0 | 2.6715 | 0 | 0 | 0 | 1.822 | 0 | 4.5577 | 4.5577 | 1.8324 | 30.5484 | 1.2254 | 3.0551 | 0 | 0.039387 | 0 | 0.62859 | 0.16139 | 0.33681 | 14.011 | 20.2914 | -0.31916 | 0 | 0.50591 | 0 | 1.6728 | 0.17629
2025_03_13 Hr 06 | 0 | 0 | 0 | 0.16002 | 0.16122 | 0.156 | 0.15079 | 0.14675 | 0.128 | 0 | 0 | 0.0050755 | 2.16 | 0.14876 | 1.4838 | 1.4838 | 7.8587 | 0 | 0.0055943 | 0.006688 | 0.0039511 | 0 | 0 | 0.072835 | 0.014642 | 1.2615 | 0 | 8.7637 | 2.0585 | 0 | 0.59394 | 0.81115 | 0 | 0 | 0 | 0 | -36.2188 | 0.052206 | 0 | 0 | 0 | -0.30783 | 0 | 0 | 0 | 0 | 0 | 0 | 0 | 0 | 3.078 | 0 | 0 | 0 | 1.822 | 0 | 4.5577 | 4.5577 | 2.1022 | 30.8697 | 1.2254 | 3.0551 | 0 | 0.039387 | 0 | 0.62859 | 0.16139 | 0.33681 | 15.0855 | 20.7425 | -0.30783 | 0 | 0.50591 | 0 | 1.6728 | 0.18144
2025_03_13 Hr 07 | 0 | 0 | 0 | 0.16002 | 0.16122 | 0.156 | 0.15079 | 0.14675 | 0.128 | 0 | 0 | 0.0050755 | 2.16 | 0.16635 | 1.4838 | 1.4838 | 7.7489 | 0 | 0.0055943 | 0.006688 | 0.0039511 | 0 | 0 | 0.072835 | 0.014642 | 1.2615 | 0 | 8.722 | 2.0585 | 0 | 0.58919 | 0.81115 | 0 | 0 | 0 | 0 | -39.469 | 0.052206 | 0 | 0 | 0 | -0.34446 | 0 | 0 | 0 | 0 | 0 | 0 | 0 | 0 | 2.9473 | 0 | 0 | 0 | 1.822 | 0 | 4.5008 | 4.5008 | 1.9499 | 30.6043 | 1.2254 | 3.0551 | 0 | 0.039387 | 0 | 0.62859 | 0.16139 | 0.33681 | 11.2699 | 20.4791 | -0.34446 | 0 | 0.50591 | 0 | 1.6728 | 0.18822
2025_03_13 Hr 08 | 0.022813 | 0 | 0 | 0.16002 | 0.16122 | 0.156 | 0.15079 | 0.14675 | 0.128 | 0 | 0 | 0.0050755 | 2.43 | 0.14034 | 1.4838 | 1.4838 | 7.7489 | 0 | 0.0055943 | 0.006688 | 0.0039511 | 0 | 0 | 0.072835 | 0.014642 | 1.2615 | 0 | 8.722 | 2.0585 | 0 | 0.58919 | 0.81115 | 0 | 0 | 0 | 0 | -27.4227 | 0.052206 | 0 | 0 | 0 | -0.2578 | 0 | 0 | 0 | 0 | 0 | 0 | 0 | 0 | 2.5335 | 0 | 0 | 0 | 1.822 | 0 | 4.1931 | 4.1931 | 2.1632 | 29.9889 | 1.2254 | 3.0551 | 0 | 0.039387 | -0.022813 | 0.62859 | 0.16139 | 0.33681 | 22.833 | 20.5473 | -0.28061 | 0 | 0.50591 | 0 | 1.6728 | 0.19017
2025_03_13 Hr 09 | 0.318 | 6.4785e-06 | 0 | 0.16002 | 0.16122 | 0 | 0.15079 | 0.14675 | 0.128 | 0 | 0 | 0.0050755 | 2.52 | 0.14512 | 1.4838 | 1.4838 | 7.7489 | 0 | 0.0055943 | 0.006688 | 0.0039511 | 0 | 0 | 0.072835 | 0.014642 | 1.2615 | 0 | 8.722 | 2.0585 | 0 | 0.58919 | 0.81115 | 0 | 0 | 0 | 0 | -25.1984 | 0.052206 | 0 | 0.000617 | 0 | -0.25704 | 0 | 0 | 0 | 0 | 0 | 0 | 0 | 0 | 2.4682 | 0 | 0 | 0 | 1.822 | 0 | 3.9838 | 3.9838 | 2.1632 | 29.4144 | 1.2254 | 3.0551 | 0 | 0.039387 | -0.318 | 0.62859 | 0.16139 | 0.33681 | 24.5102 | 20.8692 | -0.57504 | 0 | 0.50591 | 0 | 1.6728 | 0.18741
2025_03_13 Hr 10 | 0.47703 | 5.8489e-05 | 0 | 0 | 0 | 0 | 0 | 0 | 0.128 | 0 | 0 | 0.0050755 | 2.4 | 0.11803 | 1.4838 | 1.4838 | 7.7489 | 0 | 0.0055943 | 0.006688 | 0.0039511 | 0 | 0 | 0.072835 | 0.014642 | 1.2615 | 0 | 8.722 | 2.0585 | 0 | 0.58919 | 0.81115 | 0 | 0 | 0 | 0 | -17.9479 | 0.052206 | 0 | 0.0052693 | 0 | -0.21921 | 0 | 0 | 0 | 0 | 0 | 0 | 0 | 0 | 2.1923 | 0 | 0 | 0 | 1.822 | 0 | 0 | 3.5777 | 2.1327 | 24.4057 | 1.2254 | 3.0551 | 0 | 0.039387 | -0.47703 | 0.62859 | 0.16139 | 0.33681 | 26.335 | 20.5734 | -0.69624 | 0 | 0.50591 | 0 | 1.6728 | 0.18591
2025_03_13 Hr 11 | 0.52222 | 0.00011383 | 0 | 0 | 0 | 0 | 0 | 0 | 0 | 0 | 0 | 0.0050755 | 2.25 | 0.10484 | 1.4838 | 1.4838 | 7.7489 | 0 | 0.0055943 | 0.006688 | 0.0039511 | 0 | 0 | 0.072835 | 0.014642 | 1.2615 | 0 | 8.722 | 2.0585 | 0 | 0.58919 | 0.81115 | 0 | 0 | 0 | 0 | -13.6877 | 0.052206 | 0 | 0.0079879 | 0 | -0.20758 | 0 | 0 | 0 | 0 | 0 | 0 | 0 | 0 | 2.1197 | 0 | 0 | 0 | 1.822 | 0 | 0 | 0 | 2.2502 | 20.7 | 1.2254 | 3.0551 | 0 | 0.039387 | -0.52222 | 0.62859 | 0.16139 | 0.33681 | 26.7798 | 20.4973 | -0.7298 | 0 | 0.50591 | 0 | 1.6728 | 0.18289
2025_03_13 Hr 12 | 0.5451 | 0.00031662 | 0 | 0 | 0 | 0 | 0 | 0 | 0 | 0 | 0 | 0.0050755 | 2.13 | 0.096024 | 1.4838 | 1.4838 | 7.7489 | 0 | 0.0055943 | 0.006688 | 0.0039511 | 0 | 0 | 0.072835 | 0.014642 | 1.2615 | 0 | 8.722 | 2.0585 | 0 | 0.58919 | 0.81115 | 0 | 0 | 0 | 0 | -11.6625 | 0.052206 | 0 | 0.0077283 | 0 | -0.20077 | 0 | 0 | 0 | 0 | 0 | 0 | 0 | 0 | 1.51 | 0 | 0 | 0 | 1.822 | 0 | 0 | 0 | 2.433 | 20.7 | 1.2254 | 3.0551 | 0 | 0.039387 | -0.5451 | 0.62859 | 0.16139 | 0.33681 | 28.2533 | 19.9616 | -0.74587 | 0 | 0.50591 | 0 | 1.6728 | 0.17983
2025_03_13 Hr 13 | 0.52207 | 0.0001402 | 0 | 0 | 0 | 0 | 0 | 0 | 0 | 0 | 0 | 0.0050755 | 2.58 | 0.11601 | 1.4838 | 1.4838 | 7.7489 | 0 | 0.0055943 | 0.006688 | 0.0039511 | 0 | 0 | 0.072835 | 0.014642 | 1.2615 | 0 | 8.722 | 2.0585 | 0 | 0.58919 | 0.81115 | 0 | 0 | 0 | 0 | -13.1269 | 0.052206 | 0 | 0.0077084 | 0 | -0.20025 | 0 | 0 | 0 | 0 | 0 | 0 | 0 | 0 | 1.4374 | 0 | 0 | 0 | 1.822 | 0 | 0 | 0 | 2.4026 | 20.7 | 1.2254 | 3.0551 | 0 | 0.039387 | -0.52207 | 0.62859 | 0.16139 | 0.33681 | 27.1557 | 20.3049 | -0.72232 | 0 | 0.50591 | 0 | 1.6728 | 0.17944
2025_03_13 Hr 14 | 0.47703 | 0.0001839 | 0 | 0 | 0 | 0 | 0 | 0 | 0 | 0 | 0 | 0.0050755 | 2.22 | 0.088205 | 1.4838 | 1.4838 | 7.7489 | 0 | 0.0055943 | 0.006688 | 0.0039511 | 0 | 0 | 0.072835 | 0.014642 | 1.1957 | 0 | 8.722 | 2.0585 | 0 | 0.58919 | 0.81115 | 0 | 0 | 0 | 0 | -11.3407 | 0.052206 | 0 | 0.0068112 | 0 | -0.17669 | 0 | 0 | 0 | 0 | 0 | 0 | 0 | 0 | 1.2341 | 0 | 0 | 0 | 1.822 | 0 | 0 | 0 | 2.4026 | 20.6342 | 1.2254 | 3.0551 | 0 | 0.039387 | -0.47703 | 0.62859 | 0.16139 | 0.33681 | 28.307 | 19.6672 | -0.65372 | 0 | 0.50591 | 0 | 1.6728 | 0.17781
2025_03_13 Hr 15 | 0.52236 | 0.00019573 | 0 | 0 | 0 | 0 | 0 | 0 | 0 | 0 | 0 | 0.0050755 | 2.4 | 0.078574 | 1.4838 | 1.4838 | 5.6971 | 0 | 0.0055943 | 0.006688 | 0.0039511 | 0 | 0 | 0.072835 | 0.014642 | 0.4814 | 0 | 7.1699 | 2.0585 | 0 | 0.46489 | 0.81115 | 0 | 0 | 0 | 0 | -5.7836 | 0.052206 | 0 | 0.0056124 | 0 | -0.14523 | 0 | 0 | 0 | 0 | 0 | 0 | 0 | 0 | 1.51 | 0 | 0 | 0 | 1.822 | 0 | 0 | 0 | 2.3721 | 16.3161 | 1.2254 | 3.0551 | 0 | 0.039387 | -0.52236 | 0.62859 | 0.16139 | 0.33681 | 29.8675 | 20.0026 | -0.66759 | 0 | 0.50591 | 0 | 1.6728 | 0.17638
2025_03_13 Hr 16 | 0.49941 | 0.00016575 | 0 | 0 | 0 | 0 | 0 | 0 | 0 | 0 | 0 | 0.0050755 | 2.85 | 0.096057 | 1.4823 | 1.4823 | 5.765 | 0 | 0.0055943 | 0.006688 | 0.0039511 | 0 | 0 | 0.072835 | 0.014642 | 0.49646 | 0 | 7.461 | 2.0585 | 0 | 0.4882 | 0.81115 | 0 | 0 | 0 | 0 | -8.165 | 0.052206 | 0 | 0.0057779 | 0 | -0.14957 | 0 | 0 | 0 | 0 | 0 | 0 | 0 | 0 | 2.1923 | 0 | 0 | 0 | 1.822 | 0 | 0 | 0 | 2.2198 | 16.687 | 1.2254 | 3.0551 | 0 | 0.039387 | -0.49941 | 0.62859 | 0.16139 | 0.33681 | 28.8734 | 21.0004 | -0.64898 | 0 | 0.50591 | 0 | 1.6728 | 0.17638
2025_03_13 Hr 17 | 0.47703 | 0.00019085 | 0 | 0 | 0 | 0 | 0 | 0 | 0 | 0 | 0 | 0.0050755 | 2.85 | 0.12918 | 1.4838 | 1.4838 | 6.773 | 0 | 0.0055943 | 0.006688 | 0.0039511 | 0 | 0 | 0.072835 | 0.014642 | 0.60194 | 0 | 7.9479 | 2.0585 | 0 | 0.5272 | 0.81115 | 0 | 0 | 0 | 0 | -12.1052 | 0.052206 | 0 | 0.0077702 | 0 | -0.20187 | 0 | 0 | 0 | 0 | 0 | 0 | 0 | 0 | 1.51 | 0 | 0 | 0 | 1.822 | 0 | 0 | 0 | 1.889 | 18.2905 | 1.2254 | 3.0551 | 0 | 0.039387 | -0.47703 | 0.62859 | 0.16139 | 0.33681 | 25.5436 | 20.0371 | -0.6789 | 0 | 0.50591 | 0 | 1.6728 | 0.17649
2025_03_13 Hr 18 | 0.31807 | 7.0538e-05 | 0 | 0 | 0 | 0 | 0 | 0 | 0 | 0 | 0 | 0.0050755 | 2.43 | 0.11984 | 1.4838 | 1.4838 | 7.532 | 0 | 0.0055943 | 0.006688 | 0.0039511 | 0 | 0 | 0.072835 | 0.014642 | 0.84312 | 0 | 8.722 | 2.0585 | 0 | 0.58919 | 0.81115 | 0 | 0 | 0 | 0 | -15.1905 | 0.052206 | 0 | 0.008454 | 0 | -0.21982 | 0 | 0 | 0 | 0 | 0 | 0 | 0 | 0 | 1.0236 | 0 | 0 | 0 | 1.822 | 0 | 0 | 0 | 1.7715 | 20.0648 | 1.2254 | 3.0551 | 0 | 0.039387 | -0.31807 | 0.62859 | 0.16139 | 0.33681 | 23.245 | 18.9086 | -0.53789 | 0 | 0.50591 | 0 | 1.6728 | 0.17827
2025_03_13 Hr 19 | 0.02274 | 4.1484e-06 | 0 | 0 | 0 | 0 | 0 | 0 | 0 | 0 | 0 | 0.0050755 | 2.31 | 0.11925 | 1.4838 | 1.4838 | 7.7489 | 0 | 0.0055943 | 0.006688 | 0.0039511 | 0 | 0 | 0.072835 | 0.014642 | 1.0843 | 0 | 8.722 | 2.0585 | 0 | 0.58919 | 0.81115 | 0 | 0 | 0 | 0 | -16.5276 | 0.052206 | 0 | 0.00885 | 0 | -0.23021 | 0 | 0 | 0 | 0 | 0 | 0 | 0 | 0 | 0.82031 | 0 | 0 | 0 | 1.822 | 0 | 0 | 0 | 1.4102 | 20.5228 | 1.2254 | 3.0551 | 0 | 0.039387 | -0.02274 | 0.62859 | 0.16139 | 0.33681 | 21.6728 | 17.9306 | -0.25295 | 0 | 0.50591 | 0 | 1.6728 | 0.18075
2025_03_13 Hr 20 | 0 | 0 | 0 | 0 | 0 | 0 | 0 | 0 | 0 | 0 | 0 | 0.0050755 | 2.34 | 0.1137 | 1.4838 | 1.4838 | 7.7489 | 0 | 0.0055943 | 0.006688 | 0.0039511 | 0 | 0 | 0.072835 | 0.014642 | 1.2549 | 0 | 8.722 | 2.0585 | 0 | 0.58919 | 0.81115 | 0 | 0 | 0 | 0 | -15.272 | 0.052206 | 0 | 0.0083295 | 0 | -0.21655 | 0 | 0 | 0 | 0 | 0 | 0 | 0 | 0 | 0.95824 | 0 | 0 | 0 | 1.822 | 0 | 0 | 0 | 2.0108 | 20.6934 | 1.2254 | 3.0551 | 0 | 0.039387 | 0 | 0.62859 | 0.16139 | 0.33681 | 23.8773 | 18.6724 | -0.21655 | 0 | 0.50591 | 0 | 1.6728 | 0.18234
2025_03_13 Hr 21 | 0 | 0 | 0 | 0 | 0 | 0 | 0 | 0 | 0 | 0 | 0 | 0.0050755 | 2.4 | 0.12108 | 1.4838 | 1.4838 | 7.7489 | 0 | 0.0055943 | 0.006688 | 0.0039511 | 0 | 0 | 0.072835 | 0.014642 | 1.2615 | 0 | 8.722 | 2.0585 | 0 | 0.58919 | 0.81115 | 0 | 0 | 0 | 0 | -16.9522 | 0.052206 | 0 | 0.0086487 | 0 | -0.22493 | 0 | 0 | 0 | 0 | 0 | 0 | 0 | 0 | 0.95824 | 0 | 0 | 0 | 1.822 | 0 | 0 | 0 | 2.433 | 20.7 | 1.2254 | 3.0551 | 0 | 0.039387 | 0 | 0.62859 | 0.16139 | 0.33681 | 22.6844 | 19.1615 | -0.22493 | 0 | 0.50591 | 0 | 1.6728 | 0.18188
2025_03_13 Hr 22 | 0 | 0 | 0 | 0 | 0 | 0 | 0 | 0 | 0 | 0 | 0 | 0.0050755 | 2.13 | 0.10962 | 1.4838 | 1.4838 | 7.7489 | 0 | 0.0055943 | 0.006688 | 0.0039511 | 0 | 0 | 0.072835 | 0.014642 | 1.2615 | 0 | 8.722 | 2.0585 | 0 | 0.58919 | 0.81115 | 0 | 0 | 0 | 0 | -15.9045 | 0.052206 | 0 | 0.0088221 | 0 | -0.22948 | 0 | 0 | 0 | 0 | 0 | 0 | 0 | 0 | 0.95824 | 0 | 0 | 0 | 1.822 | 0 | 0 | 0 | 2.433 | 20.7 | 1.2254 | 3.0551 | 0 | 0.039387 | 0 | 0.62859 | 0.16139 | 0.33681 | 23.4432 | 18.8772 | -0.22948 | 0 | 0.50591 | 0 | 1.6728 | 0.17898
2025_03_13 Hr 23 | 0 | 0 | 0 | 0 | 0 | 0 | 0 | 0 | 0 | 0 | 0 | 0.0050755 | 2.1 | 0.11496 | 1.4838 | 1.4838 | 7.8587 | 0 | 0.0055943 | 0.006688 | 0.0039511 | 0 | 0 | 0.072835 | 0.014642 | 1.2615 | 0 | 8.7637 | 2.0585 | 0 | 0.59394 | 0.81115 | 0 | 0 | 0 | 0 | -16.802 | 0.052206 | 0 | 0.0093847 | 0 | -0.24425 | 0 | 0 | 0 | 0 | 0 | 0 | 0 | 0 | 0.54445 | 0 | 0 | 0 | 1.822 | 0 | 0 | 0 | 2.433 | 20.8515 | 1.2254 | 3.0551 | 0 | 0.039387 | 0 | 0.62859 | 0.16139 | 0.33681 | 22.245 | 18.4397 | -0.24425 | 0 | 0.50591 | 0 | 1.6728 | 0.17521
2025_03_13 Hr 24 | 0 | 0 | 0 | 0 | 0 | 0 | 0 | 0 | 0 | 0 | 0 | 0.0050755 | 2.46 | 0.10367 | 1.4838 | 1.4838 | 7.8587 | 0 | 0.0055943 | 0.006688 | 0.0039511 | 0 | 0 | 0.072835 | 0.014642 | 1.2615 | 0 | 8.7637 | 2.0585 | 0 | 0.59394 | 0.81115 | 0 | 0 | 0 | 0 | -13.9072 | 0.052206 | 0 | 0.0072241 | 0 | -0.18753 | 0 | 0 | 0 | 0 | 0 | 0 | 0 | 0 | 0.27586 | 0 | 0 | 0 | 1.822 | 0 | 0 | 0 | 2.4026 | 20.8515 | 1.2254 | 3.0551 | 0 | 0.039387 | 0 | 0.62859 | 0.16139 | 0.33681 | 25.2436 | 18.4869 | -0.18753 | 0 | 0.50591 | 0 | 1.6728 | 0.1727
2025_03_14 Hr 01 | 0 | 0 | 0 | 0 | 0 | 0 | 0 | 0 | 0 | 0 | 0 | 0.0050755 | 2.55 | 0.11219 | 1.4838 | 1.4838 | 5.9756 | 0 | 0.0055943 | 0.006688 | 0.0039511 | 0 | 0 | 0.072835 | 0.014642 | 1.2615 | 0 | 6.6625 | 2.0585 | 0 | 0.59394 | 0.81115 | 0 | 0 | 0 | 0 | -15.641 | 0.052206 | 0 | 0.0075421 | 0 | -0.19588 | 0 | 0 | 0 | 0 | 0 | 0 | 0 | 0 | 0.27586 | 0 | 0 | 0 | 1.822 | 0 | 0 | 0 | 2.3721 | 16.8673 | 1.2254 | 3.0551 | 0 | 0.039387 | 0 | 0.62859 | 0.16139 | 0.33681 | 19.5838 | 18.5534 | -0.19588 | 0 | 0.50591 | 0 | 1.6728 | 0.17116
2025_03_14 Hr 02 | 0 | 0 | 0 | 0 | 0 | 0 | 0 | 0 | 0 | 0 | 0 | 0.0050755 | 2.49 | 0.11577 | 1.4838 | 1.4838 | 5.9756 | 0 | 0.0055943 | 0.006688 | 0.0039511 | 0 | 0 | 0.072835 | 0.014642 | 1.2615 | 0 | 6.6625 | 2.0585 | 0 | 0.59394 | 0.81115 | 0 | 0 | 0 | 0 | -16.6052 | 0.052206 | 0 | 0.0079707 | 0 | -0.20713 | 0 | 0 | 0 | 0 | 0 | 0 | 0 | 0 | 0.34119 | 0 | 0 | 0 | 1.822 | 0 | 0 | 0 | 2.433 | 16.8673 | 1.2254 | 3.0551 | 0 | 0.039387 | 0 | 0.62859 | 0.16139 | 0.33681 | 18.6773 | 18.6223 | -0.20713 | 0 | 0.50591 | 0 | 1.6728 | 0.17019
2025_03_14 Hr 03 | 0 | 0 | 0 | 0 | 0 | 0 | 0 | 0 | 0 | 0 | 0 | 0.0050755 | 2.58 | 0.11995 | 1.4838 | 1.4838 | 5.9756 | 0 | 0.0055943 | 0.006688 | 0.0039511 | 0 | 0 | 0.072835 | 0.014642 | 1.2615 | 0 | 6.6625 | 2.0585 | 0 | 0.59394 | 0.81115 | 0 | 0 | 0 | 0 | -17.1764 | 0.052206 | 0 | 0.0079704 | 0 | -0.20712 | 0 | 0 | 0 | 0 | 0 | 0 | 0 | 0 | 0.68238 | 0 | 0 | 0 | 1.822 | 0 | 0 | 0 | 2.3721 | 16.8673 | 1.2254 | 3.0551 | 0 | 0.039387 | 0 | 0.62859 | 0.16139 | 0.33681 | 18.481 | 18.9972 | -0.20712 | 0 | 0.50591 | 0 | 1.6728 | 0.17069
2025_03_14 Hr 04 | 0 | 0 | 0 | 0 | 0 | 0 | 0 | 0 | 0 | 0 | 0 | 0.0050755 | 2.55 | 0.11857 | 1.4838 | 1.4838 | 5.9756 | 0 | 0.0055943 | 0.006688 | 0.0039511 | 0 | 0 | 0.072835 | 0.014642 | 1.2615 | 0 | 6.6625 | 2.0585 | 0 | 0.59394 | 0.81115 | 0 | 0 | 0 | 0 | -21.5129 | 0.052206 | 0 | 0.0054799 | 0 | -0.20713 | 0 | 0 | 0 | 0 | 0 | 0 | 0 | 0 | 0.82031 | 0 | 0 | 0 | 1.822 | 0 | 0 | 4.7306 | 2.1022 | 20.2419 | 1.2254 | 3.0551 | 0 | 0.039387 | 0 | 0.62859 | 0.16139 | 0.33681 | 17.3569 | 18.835 | -0.20713 | 0 | 0.50591 | 0 | 1.6728 | 0.17185
2025_03_14 Hr 05 | 0 | 0 | 0 | 0.091243 | 0.091925 | 0.088946 | 0.085979 | 0.083672 | 0.097315 | 0 | 0 | 0.0050755 | 2.43 | 0.1578 | 1.4838 | 1.4838 | 5.9756 | 0 | 0.0055943 | 0.006688 | 0.0039511 | 0 | 0 | 0.072835 | 0.014642 | 1.2615 | 0 | 6.6625 | 2.0585 | 0 | 0.59394 | 0.81115 | 0 | 0 | 0 | 0 | -38.9701 | 0.052206 | 0 | 0.00069027 | 0 | -0.29013 | 0 | 0 | 0 | 0 | 0 | 0 | 0 | 0 | 0.82031 | 0 | 0 | 0 | 1.822 | 0 | 4.7306 | 3.4649 | 2.1632 | 24.2459 | 1.2254 | 3.0551 | 0 | 0.039387 | 0 | 0.62859 | 0.16139 | 0.33681 | 3.8038 | 18.8182 | -0.29013 | 0 | 0.50591 | 0 | 1.6728 | 0.17485
2025_03_14 Hr 06 | 0 | 0 | 0 | 0.12166 | 0.12257 | 0.1186 | 0.11464 | 0.11156 | 0.097315 | 0 | 0 | 0.0050755 | 2.43 | 0.16768 | 1.4838 | 1.4838 | 5.9756 | 0 | 0.0055943 | 0.006688 | 0.0039511 | 0 | 0 | 0.072835 | 0.014642 | 1.2615 | 0 | 6.6625 | 2.0585 | 0 | 0.59394 | 0.81115 | 0 | 0 | 0 | 0 | -40.7544 | 0.052206 | 0 | 0 | 0 | -0.30842 | 0 | 0 | 0 | 0 | 0 | 0 | 0 | 0 | 0.68238 | 0 | 0 | 0 | 1.822 | 0 | 3.4649 | 3.4649 | 1.9194 | 24.4835 | 1.2254 | 3.0551 | 0 | 0.039387 | 0 | 0.62859 | 0.16139 | 0.33681 | 1.8712 | 18.4506 | -0.30842 | 0 | 0.50591 | 0 | 1.6728 | 0.17901
2025_03_14 Hr 07 | 0 | 0 | 0 | 0.12166 | 0.12257 | 0.1186 | 0.11464 | 0.11156 | 0.097315 | 0 | 0 | 0.0050755 | 2.49 | 0.18298 | 1.4838 | 1.4838 | 5.8922 | 0 | 0.0055943 | 0.006688 | 0.0039511 | 0 | 0 | 0.072835 | 0.014642 | 1.2615 | 0 | 6.6308 | 2.0585 | 0 | 0.58919 | 0.81115 | 0 | 0 | 0 | 0 | -41.4101 | 0.052206 | 0 | 0 | 0 | -0.32859 | 0 | 0 | 0 | 0 | 0 | 0 | 0 | 0 | 0.82031 | 0 | 0 | 0 | 1.822 | 0 | 3.4216 | 3.4216 | 1.6191 | 24.2817 | 1.2254 | 3.0551 | 0 | 0.039387 | 0 | 0.62859 | 0.16139 | 0.33681 | 0.90734 | 18.3643 | -0.32859 | 0 | 0.50591 | 0 | 1.6728 | 0.18459
2025_03_14 Hr 08 | 0.045117 | 0 | 0 | 0.12166 | 0.12257 | 0.1186 | 0.11464 | 0.11156 | 0.097315 | 0 | 0 | 0.0050755 | 2.37 | 0.16014 | 1.4838 | 1.4838 | 5.8922 | 0 | 0.0055943 | 0.006688 | 0.0039511 | 0 | 0 | 0.072835 | 0.014642 | 1.2615 | 0 | 6.6308 | 2.0585 | 0 | 0.58919 | 0.81115 | 0 | 0 | 0 | 0 | -36.7266 | 0.052206 | 0 | 0 | 0 | -0.30196 | 0 | 0 | 0 | 0 | 0 | 0 | 0 | 0 | 0.95824 | 0 | 0 | 0 | 1.822 | 0 | 3.4216 | 3.4216 | 1.593 | 24.2817 | 1.2254 | 3.0551 | 0 | 0.039387 | -0.045117 | 0.62859 | 0.16139 | 0.33681 | 5.59 | 18.3819 | -0.34708 | 0 | 0.50591 | 0 | 1.6728 | 0.18814
2025_03_14 Hr 09 | 0.318 | 2.3378e-05 | 0 | 0.12166 | 0 | 0.1186 | 0.11464 | 0.11156 | 0.097315 | 0 | 0 | 0.0050755 | 2.1 | 0.089845 | 1.4838 | 1.4838 | 5.8922 | 0 | 0.0055943 | 0.006688 | 0.0039511 | 0 | 0 | 0.072835 | 0.014642 | 1.1957 | 0 | 6.6308 | 2.0585 | 0 | 0.58919 | 0.81115 | 0 | 0 | 0 | 0 | -23.0253 | 0.052206 | 0 | 0.00045839 | 0 | -0.19042 | 0 | 0 | 0 | 0 | 0 | 0 | 0 | 0 | 1.2341 | 0 | 0 | 0 | 1.822 | 0 | 3.0708 | 3.0708 | 1.593 | 23.3915 | 1.2254 | 3.0551 | 0 | 0.039387 | -0.318 | 0.62859 | 0.16139 | 0.33681 | 18.4482 | 18.5904 | -0.50842 | 0 | 0.50591 | 0 | 1.6728 | 0.18814
2025_03_14 Hr 10 | 0.52229 | 0.00028695 | 0 | 0 | 0 | 0 | 0 | 0 | 0.097315 | 0 | 0 | 0.0050755 | 2.01 | 0.11286 | 1.4838 | 1.4838 | 5.8922 | 0 | 0.0055943 | 0.006688 | 0.0039511 | 0 | 0 | 0.072835 | 0.014642 | 0.85131 | 0 | 6.6308 | 2.0585 | 0 | 0.58919 | 0.81115 | 0 | 0 | 0 | 0 | -28.6047 | 0.052206 | 0 | 0.0030079 | 0 | -0.25056 | 0 | 0 | 0 | 0 | 0 | 0 | 0 | 0 | 0.95824 | 0 | 0 | 0 | 1.822 | 0 | 3.3795 | 3.3795 | 1.4102 | 23.1982 | 1.2254 | 3.0551 | 0 | 0.039387 | -0.52229 | 0.62859 | 0.16139 | 0.33681 | 12.0877 | 18.2671 | -0.77285 | 0 | 0.50591 | 0 | 1.6728 | 0.1859
2025_03_14 Hr 11 | 0.52222 | 0.00045638 | 0 | 0 | 0 | 0 | 0 | 0 | 0.097315 | 0 | 0 | 0.0050755 | 2.07 | 0.099126 | 1.4838 | 1.4838 | 5.8922 | 0 | 0.0055943 | 0.006688 | 0.0039511 | 0 | 0 | 0.072835 | 0.014642 | 1.1151 | 0 | 6.6308 | 2.0585 | 0 | 0.58919 | 0.81115 | 0 | 0 | 0 | 0 | -24.9214 | 0.052206 | 0 | 0.0025654 | 0 | -0.21339 | 0 | 0 | 0 | 0 | 0 | 0 | 0 | 0 | 0.8929 | 0 | 0 | 0 | 1.822 | 0 | 3.4216 | 3.4216 | 1.2013 | 23.5464 | 1.2254 | 3.0551 | 0 | 0.039387 | -0.52222 | 0.62859 | 0.16139 | 0.33681 | 15.9263 | 18.037 | -0.73561 | 0 | 0.50591 | 0 | 1.6728 | 0.18367
2025_03_14 Hr 12 | 0.61296 | 0.00055863 | 0 | 0 | 0 | 0 | 0 | 0 | 0 | 0 | 0 | 0.0050755 | 2.19 | 0.09886 | 1.4838 | 1.4838 | 5.8922 | 0 | 0.0055943 | 0.006688 | 0.0039511 | 0 | 0 | 0.072835 | 0.014642 | 1.2602 | 0 | 6.6308 | 2.0585 | 0 | 0.58919 | 0.81115 | 0 | 0 | 0 | 0 | -23.2811 | 0.052206 | 0 | 0.002902 | 0 | -0.20104 | 0 | 0 | 0 | 0 | 0 | 0 | 0 | 0 | 0.68238 | 0 | 0 | 0 | 1.822 | 0 | 3.1292 | 3.1292 | 1.2013 | 23.0093 | 1.2254 | 3.0551 | 0 | 0.039387 | -0.61296 | 0.62859 | 0.16139 | 0.33681 | 16.9485 | 18.0343 | -0.814 | 0 | 0.50591 | 0 | 1.6728 | 0.18097
2025_03_14 Hr 13 | 0.63563 | 0.00057365 | 0 | 0 | 0 | 0 | 0 | 0 | 0 | 0 | 0 | 0.0050755 | 2.1 | 0.09031 | 1.4838 | 1.4838 | 5.8922 | 0 | 0.0055943 | 0.006688 | 0.0039511 | 0 | 0 | 0.072835 | 0.014642 | 1.2615 | 0 | 6.6308 | 2.0585 | 0 | 0.58919 | 0.81115 | 0 | 0 | 0 | 0 | -21.8486 | 0.052206 | 0 | 0.0027646 | 0 | -0.19142 | 0 | 0 | 0 | 0 | 0 | 0 | 0 | 0 | 0.41378 | 0 | 0 | 0 | 1.822 | 0 | 3.0286 | 3.0286 | 1.1403 | 22.8094 | 1.2254 | 3.0551 | 0 | 0.039387 | -0.63563 | 0.62859 | 0.16139 | 0.33681 | 17.7611 | 17.6274 | -0.82705 | 0 | 0.50591 | 0 | 1.6728 | 0.17947
2025_03_14 Hr 14 | 0.72644 | 0.00056236 | 0 | 0 | 0 | 0 | 0 | 0 | 0 | 0 | 0 | 0.0050755 | 1.92 | 0.080653 | 1.4838 | 1.4838 | 5.8922 | 0 | 0.0055943 | 0.006688 | 0.0039511 | 0 | 0 | 0.072835 | 0.014642 | 1.2615 | 0 | 6.6308 | 2.0585 | 0 | 0.58919 | 0.81115 | 0 | 0 | 0 | 0 | -20.3672 | 0.052206 | 0 | 0.0027004 | 0 | -0.18693 | 0 | 0 | 0 | 0 | 0 | 0 | 0 | 0 | 0.34119 | 0 | 0 | 0 | 1.822 | 0 | 2.879 | 2.879 | 1.1403 | 22.5101 | 1.2254 | 3.0551 | 0 | 0.039387 | -0.72644 | 0.62859 | 0.16139 | 0.33681 | 18.6833 | 17.4537 | -0.91337 | 0 | 0.50591 | 0 | 1.6728 | 0.17724
2025_03_14 Hr 15 | 0.68075 | 0.00029288 | 0 | 0 | 0 | 0 | 0 | 0 | 0 | 0 | 0 | 0.0050755 | 1.86 | 0.04237 | 1.4026 | 1.4026 | 4.3155 | 0 | 0.0055943 | 0.006688 | 0.0039511 | 0 | 0 | 0.072835 | 0.014642 | 0.53717 | 0 | 5.3855 | 2.0585 | 0 | 0.458 | 0.81115 | 0 | 0 | 0 | 0 | -6.9059 | 0.052206 | 0 | 0.0014644 | 0 | -0.10041 | 0 | 0 | 0 | 0 | 0 | 0 | 0 | 0 | 0.54445 | 0 | 0 | 0 | 1.822 | 0 | 2.7199 | 2.7199 | 1.2622 | 18.483 | 1.2254 | 3.0551 | 0 | 0.039387 | -0.68075 | 0.62859 | 0.16139 | 0.33681 | 28.2956 | 17.4996 | -0.78115 | 0 | 0.50591 | 0 | 1.6728 | 0.17336
2025_03_14 Hr 16 | 0.52229 | 0.00029514 | 0 | 0 | 0 | 0 | 0 | 0 | 0 | 0 | 0 | 0.0050755 | 1.83 | 0.050385 | 0.64996 | 0.64996 | 4.532 | 0 | 0.0055943 | 0.006688 | 0.0039511 | 0 | 0 | 0.072835 | 0.014642 | 0.47635 | 0 | 5.7717 | 2.0585 | 0 | 0.49869 | 0.81115 | 0 | 0 | 0 | 0.014934 | -2.7878 | 0.052206 | 0 | 0.0032449 | 0 | -0.1218 | 0 | 0 | 0 | 0 | 0 | 0 | 0 | 0 | 0.34119 | 0 | 0 | 0 | 1.822 | 0 | 0 | 2.7448 | 1.2013 | 14.8248 | 1.2254 | 3.0551 | 0 | 0.039387 | -0.52229 | 0.62859 | 0.16139 | 0.33681 | 28.5015 | 17.0937 | -0.64409 | 0 | 0.50591 | 0 | 1.6728 | 0.1714
2025_03_14 Hr 17 | 0.52164 | 0.00028951 | 0 | 0 | 0 | 0 | 0 | 0 | 0 | 0 | 0 | 0.0050755 | 1.86 | 0.069084 | 0.87621 | 0.87621 | 5.1501 | 0 | 0.0055943 | 0.006688 | 0.0039511 | 0 | 0 | 0.072835 | 0.014642 | 0.53163 | 0 | 6.16 | 2.0585 | 0 | 0.53959 | 0.81115 | 0 | 0 | 0 | 0 | -4.1852 | 0.052206 | 0 | 0.0063672 | 0 | -0.16504 | 0 | 0 | 0 | 0 | 0 | 0 | 0 | 0 | 0.41378 | 0 | 0 | 0 | 1.822 | 0 | 0 | 0 | 0.60064 | 13.5941 | 1.2254 | 3.0551 | 0 | 0.039387 | -0.52164 | 0.62859 | 0.16139 | 0.33681 | 25.3767 | 16.6544 | -0.68668 | 0 | 0.50591 | 0 | 1.6728 | 0.17124
2025_03_14 Hr 18 | 0.29569 | 0.00013728 | 0 | 0 | 0 | 0 | 0 | 0 | 0 | 0 | 0 | 0.0050755 | 1.71 | 0.071254 | 1.2624 | 1.2621 | 5.8922 | 0 | 0.0055943 | 0.006688 | 0.0039511 | 0 | 0 | 0.072835 | 0.014642 | 0.76275 | 0 | 6.6308 | 2.0585 | 0 | 0.58919 | 0.81115 | 0 | 0 | 0 | 0 | -9.8903 | 0.052206 | 0 | 0.0071432 | 0 | -0.18541 | 0 | 0 | 0 | 0 | 0 | 0 | 0 | 0 | 0.54445 | 0 | 0 | 0 | 1.822 | 0 | 0 | 0 | 0.60064 | 15.8102 | 1.2254 | 3.0551 | 0 | 0.039387 | -0.29569 | 0.62859 | 0.16139 | 0.33681 | 21.9006 | 16.4618 | -0.4811 | 0 | 0.50591 | 0 | 1.6728 | 0.17228
2025_03_14 Hr 19 | 0.045117 | 5.5038e-06 | 0 | 0 | 0 | 0 | 0 | 0 | 0 | 0 | 0 | 0.0050755 | 1.56 | 0.076319 | 1.4643 | 1.4643 | 5.8922 | 0 | 0.0055943 | 0.006688 | 0.0039511 | 0 | 0 | 0.072835 | 0.014642 | 1.004 | 0 | 6.6308 | 2.0585 | 0 | 0.58919 | 0.81115 | 0 | 0 | 0 | 0 | -14.7713 | 0.052206 | 0 | 0.0083867 | 0 | -0.21805 | 0 | 0 | 0 | 0 | 0 | 0 | 0 | 0 | 0.8929 | 0 | 0 | 0 | 1.822 | 0 | 0 | 0 | 0.72251 | 16.4556 | 1.2254 | 3.0551 | 0 | 0.039387 | -0.045117 | 0.62859 | 0.16139 | 0.33681 | 17.9594 | 16.5383 | -0.26317 | 0 | 0.50591 | 0 | 1.6728 | 0.17416
2025_03_14 Hr 20 | 0 | 0 | 0 | 0 | 0 | 0 | 0 | 0 | 0 | 0 | 0 | 0.0050755 | 1.32 | 0.069615 | 1.4838 | 1.4838 | 5.8922 | 0 | 0.0055943 | 0.006688 | 0.0039511 | 0 | 0 | 0.072835 | 0.014642 | 1.2227 | 0 | 6.6308 | 2.0585 | 0 | 0.58919 | 0.81115 | 0 | 0 | 0 | 0 | -18.4462 | 0.052206 | 0 | 0.0090409 | 0 | -0.23522 | 0 | 0 | 0 | 0 | 0 | 0 | 0 | 0 | 1.51 | 0 | 0 | 0 | 1.822 | 0 | 0 | 0 | 1.0489 | 16.7133 | 1.2254 | 3.0551 | 0 | 0.039387 | 0 | 0.62859 | 0.16139 | 0.33681 | 15.2252 | 17.1933 | -0.23522 | 0 | 0.50591 | 0 | 1.6728 | 0.17747
2025_03_14 Hr 21 | 0 | 0 | 0 | 0 | 0 | 0 | 0 | 0 | 0 | 0 | 0 | 0.0050755 | 1.14 | 0.056568 | 1.4838 | 1.4838 | 5.8922 | 0 | 0.0055943 | 0.006688 | 0.0039511 | 0 | 0 | 0.072835 | 0.014642 | 1.2615 | 0 | 6.6308 | 2.0585 | 0 | 0.58919 | 0.81115 | 0 | 0 | 0 | 0 | -17.4821 | 0.052206 | 0 | 0.0085064 | 0 | -0.22119 | 0 | 0 | 0 | 0 | 0 | 0 | 0 | 0 | 1.51 | 0 | 0 | 0 | 1.822 | 0 | 0 | 0 | 1.2622 | 16.7521 | 1.2254 | 3.0551 | 0 | 0.039387 | 0 | 0.62859 | 0.16139 | 0.33681 | 16.2631 | 17.2143 | -0.22119 | 0 | 0.50591 | 0 | 1.6728 | 0.17827
2025_03_14 Hr 22 | 0 | 0 | 0 | 0 | 0 | 0 | 0 | 0 | 0 | 0 | 0 | 0.0050755 | 0.93 | 0.046285 | 1.4838 | 1.4838 | 5.8922 | 0 | 0.0055943 | 0.006688 | 0.0039511 | 0 | 0 | 0.072835 | 0.014642 | 1.2615 | 0 | 6.6308 | 2.0585 | 0 | 0.58919 | 0.81115 | 0 | 0 | 0 | 0 | -15.6357 | 0.052206 | 0 | 0.0085319 | 0 | -0.22186 | 0 | 0 | 0 | 0 | 0 | 0 | 0 | 0 | 1.2341 | 0 | 0 | 0 | 1.822 | 0 | 0 | 0 | 0.60064 | 16.7521 | 1.2254 | 3.0551 | 0 | 0.039387 | 0 | 0.62859 | 0.16139 | 0.33681 | 16.9491 | 16.0546 | -0.22186 | 0 | 0.50591 | 0 | 1.6728 | 0.17627
2025_03_14 Hr 23 | 0 | 0 | 0 | 0 | 0 | 0 | 0 | 0 | 0 | 0 | 0 | 0.0050755 | 0.75 | 0.035165 | 1.4838 | 1.4838 | 5.9756 | 0 | 0.0055943 | 0.006688 | 0.0039511 | 0 | 0 | 0.072835 | 0.014642 | 1.2615 | 0 | 6.6625 | 2.0585 | 0 | 0.59394 | 0.81115 | 0 | 0 | 0 | 0 | -14.5798 | 0.052206 | 0 | 0.0080376 | 0 | -0.20889 | 0 | 0 | 0 | 0 | 0 | 0 | 0 | 0 | 0.8929 | 0 | 0 | 0 | 1.822 | 0 | 0 | 0 | 0.93143 | 16.8673 | 1.2254 | 3.0551 | 0 | 0.039387 | 0 | 0.62859 | 0.16139 | 0.33681 | 17.9333 | 15.8546 | -0.20889 | 0 | 0.50591 | 0 | 1.6728 | 0.17308
2025_03_14 Hr 24 | 0 | 0 | 0 | 0 | 0 | 0 | 0 | 0 | 0 | 0 | 0 | 0.0050755 | 0.66 | 0.0319 | 1.4838 | 1.4838 | 5.9756 | 0 | 0.0055943 | 0.006688 | 0.0039511 | 0 | 0 | 0.072835 | 0.014642 | 1.2615 | 0 | 6.6625 | 2.0585 | 0 | 0.59394 | 0.81115 | 0 | 0 | 0 | 0 | -16.0287 | 0.052206 | 0 | 0.0082857 | 0 | -0.2154 | 0 | 0 | 0 | 0 | 0 | 0 | 0 | 0 | 0.8929 | 0 | 0 | 0 | 1.822 | 0 | 0 | 0 | 1.5625 | 16.8673 | 1.2254 | 3.0551 | 0 | 0.039387 | 0 | 0.62859 | 0.16139 | 0.33681 | 17.0134 | 16.3902 | -0.2154 | 0 | 0.50591 | 0 | 1.6728 | 0.17077
2025_03_15 Hr 01 | 0 | 0 | 0 | 0 | 0 | 0 | 0 | 0 | 0 | 0 | 0 | 0.0050755 | 0.69 | 0.035332 | 1.4838 | 1.4838 | 5.2467 | 0 | 0.0055943 | 0.006688 | 0.0039511 | 0 | 0 | 0.072835 | 0.014642 | 1.2615 | 0 | 5.8491 | 2.0585 | 0 | 0.59394 | 0.81115 | 0 | 0 | 0 | 0 | -29.0431 | 0.052206 | 0 | 0.0032918 | 0 | -0.22833 | 0 | 0 | 0 | 0 | 0 | 0 | 0 | 0 | 1.2341 | 0 | 0 | 0 | 1.822 | 0 | 4.2617 | 4.2617 | 1.4407 | 21.2502 | 1.2254 | 3.0551 | 0 | 0.039387 | 0 | 0.62859 | 0.16139 | 0.33681 | 8.6203 | 16.6416 | -0.22833 | 0 | 0.50591 | 0 | 1.6728 | 0.16943
2025_03_15 Hr 02 | 0 | 0 | 0 | 0.026701 | 0.026901 | 0.026029 | 0.025161 | 0.024486 | 0.021359 | 0 | 0 | 0.0050755 | 0.75 | 0.041991 | 1.4838 | 1.4838 | 5.2467 | 0 | 0.0055943 | 0.006688 | 0.0039511 | 0 | 0 | 0.072835 | 0.014642 | 1.2615 | 0 | 5.8491 | 2.0585 | 0 | 0.59394 | 0.81115 | 0 | 0 | 0 | 0 | -32.9373 | 0.052206 | 0 | 0.0024591 | 0 | -0.24985 | 0 | 0 | 0 | 0 | 0 | 0 | 0 | 0 | 2.0544 | 0 | 0 | 0 | 1.822 | 0 | 3.0419 | 3.0419 | 1.2622 | 21.5595 | 1.2254 | 3.0551 | 0 | 0.039387 | 0 | 0.62859 | 0.16139 | 0.33681 | 5.7221 | 17.3497 | -0.24985 | 0 | 0.50591 | 0 | 1.6728 | 0.16901
2025_03_15 Hr 03 | 0 | 0 | 0 | 0.053403 | 0.053802 | 0.052059 | 0.050322 | 0.048972 | 0.085435 | 0 | 0 | 0.0050755 | 0.93 | 0.056141 | 1.4791 | 1.4791 | 5.2026 | 0 | 0.0055943 | 0.006688 | 0.0039511 | 0 | 0 | 0.072835 | 0.014642 | 1.2364 | 0 | 5.8148 | 2.0585 | 0 | 0.58977 | 0.81115 | 0 | 0 | 0 | 0 | -35.6823 | 0.052206 | 0 | 0.0011601 | 0 | -0.26955 | 0 | 0 | 0 | 0 | 0 | 0 | 0 | 0 | 2.3956 | 0 | 0 | 0 | 1.822 | 0 | 2.9626 | 2.9626 | 1.2013 | 21.4812 | 1.2254 | 3.0551 | 0 | 0.039387 | 0 | 0.62859 | 0.16139 | 0.33681 | 3.3488 | 17.8194 | -0.26955 | 0 | 0.50591 | 0 | 1.6728 | 0.16851
2025_03_15 Hr 04 | 0 | 0 | 0 | 0.10681 | 0.1076 | 0.10412 | 0.10064 | 0.097943 | 0.085435 | 0 | 0 | 0.0050755 | 1.05 | 0.072744 | 1.4838 | 1.4838 | 5.2467 | 0 | 0.0055943 | 0.006688 | 0.0039511 | 0 | 0 | 0.072835 | 0.014642 | 1.2364 | 0.17324 | 5.8491 | 2.0585 | 0 | 0.59394 | 0.81115 | 0 | 0 | 0 | 0 | -41.8175 | 0.052206 | 0 | 0 | 0 | -0.30966 | 0 | 0 | 0 | 0 | 0 | 0 | 0 | 0 | 2.8094 | 0 | 0 | 0 | 1.822 | 0 | 2.8475 | 2.8474 | 1.3493 | 21.621 | 1.2254 | 3.0551 | 0 | 0.039387 | 0 | 0.62859 | 0.16139 | 0.33681 | -1.9846 | 18.5216 | -0.30966 | 0 | 0.50591 | 0 | 1.6728 | 0.16816
2025_03_15 Hr 05 | 0 | 0 | 0 | 0.10681 | 0.1076 | 0.10412 | 0.10064 | 0.097943 | 0.085435 | 0 | 0 | 0.0050755 | 1.11 | 0.057316 | 1.4838 | 1.4838 | 5.2467 | 0 | 0.0055943 | 0.006688 | 0.0039511 | 0 | 0 | 0.072835 | 0.014642 | 1.2615 | 0 | 5.8491 | 2.0585 | 0 | 0.59394 | 0.81115 | 0 | 0 | 0 | 0 | -32.1267 | 0.052206 | 0 | 0 | 0 | -0.23026 | 0 | 0 | 0 | 0 | 0 | 0 | 0 | 0 | 3.1506 | 0 | 0 | 0 | 1.822 | 0 | 3.0419 | 3.0419 | 1.593 | 22.0114 | 1.2254 | 3.0551 | 0 | 0.039387 | 0 | 0.62859 | 0.16139 | 0.33681 | 8.8069 | 19.1524 | -0.23026 | 0 | 0.50591 | 0 | 1.6728 | 0.16947
2025_03_15 Hr 06 | 0 | 0 | 0 | 0.10681 | 0.1076 | 0.10412 | 0.10064 | 0.097943 | 0.085435 | 0 | 0 | 0.0050755 | 1.35 | 0.075417 | 1.4838 | 1.4838 | 5.2467 | 0 | 0.0055943 | 0.006688 | 0.0039511 | 0 | 0 | 0.072835 | 0.014642 | 1.2615 | 0 | 5.8491 | 2.0585 | 0 | 0.59394 | 0.81115 | 0 | 0 | 0 | 0 | -35.2319 | 0.052206 | 0 | 0 | 0 | -0.24929 | 0 | 0 | 0 | 0 | 0 | 0 | 0 | 0 | 3.6297 | 0 | 0 | 0 | 1.822 | 0 | 3.0419 | 3.0419 | 1.6191 | 22.0114 | 1.2254 | 3.0551 | 0 | 0.039387 | 0 | 0.62859 | 0.16139 | 0.33681 | 6.4477 | 19.9175 | -0.24929 | 0 | 0.50591 | 0 | 1.6728 | 0.17119
2025_03_15 Hr 07 | 0 | 0 | 0 | 0.10681 | 0.1076 | 0.10412 | 0.10064 | 0.097943 | 0.085435 | 0 | 0 | 0.0050755 | 1.2 | 0.064787 | 1.4838 | 1.4838 | 5.1734 | 0 | 0.0055943 | 0.006688 | 0.0039511 | 0 | 0 | 0.072835 | 0.014642 | 1.2615 | 0 | 5.8213 | 2.0585 | 0 | 0.58919 | 0.81115 | 0 | 0 | 0 | 0 | -33.8315 | 0.052206 | 0 | 0 | 0 | -0.24085 | 0 | 0 | 0 | 0 | 0 | 0 | 0 | 0 | 3.3538 | 0 | 0 | 0 | 1.822 | 0 | 3.0039 | 3.0039 | 1.9499 | 21.8343 | 1.2254 | 3.0551 | 0 | 0.039387 | 0 | 0.62859 | 0.16139 | 0.33681 | 7.5727 | 19.8107 | -0.24085 | 0 | 0.50591 | 0 | 1.6728 | 0.17491
2025_03_15 Hr 08 | 0 | 0 | 0 | 0.10681 | 0.1076 | 0.10412 | 0.10064 | 0.097943 | 0.085435 | 0 | 0 | 0.0050755 | 1.65 | 0.14713 | 1.4823 | 1.4823 | 5.1445 | 0 | 0.0055943 | 0.006688 | 0.0039511 | 0 | 0 | 0.072835 | 0.014642 | 1.2347 | 0.56691 | 5.8098 | 2.0585 | 0 | 0.58781 | 0.81115 | 0 | 0 | 0 | 0 | -60.4939 | 0.052206 | 0 | 0 | 0 | -0.39916 | 0 | 0 | 0 | 0 | 0 | 0 | 0 | 0 | 3.5644 | 0 | 0 | 0 | 1.822 | 0 | 2.7767 | 2.7767 | 2.3721 | 21.4274 | 1.2254 | 3.0551 | 0 | 0.039387 | 0 | 0.62859 | 0.16139 | 0.33681 | -18.488 | 20.9776 | -0.39916 | 0 | 0.50591 | 0 | 1.6728 | 0.17813
2025_03_15 Hr 09 | 0.18134 | 1.9462e-05 | 0 | 0.10681 | 0.1076 | 0.10412 | 0.10064 | 0.097943 | 0.085435 | 0 | 0 | 0.0050755 | 0.99 | 0.028545 | 1.4838 | 1.4838 | 5.1734 | 0 | 0.0055943 | 0.006688 | 0.0039511 | 0 | 0 | 0.072835 | 0.014642 | 0.473 | 0.28321 | 5.8213 | 2.0585 | 0 | 0.58919 | 0.81115 | 0 | 0 | 0 | 0 | -17.3957 | 0.052206 | 0 | 0 | 0 | -0.12765 | 0 | 0 | 0 | 0 | 0 | 0 | 0 | 0 | 3.5644 | 0 | 0 | 0 | 1.822 | 0 | 2.4097 | 2.4097 | 2.5201 | 20.1406 | 1.2254 | 3.0551 | 0 | 0.039387 | -0.18134 | 0.62859 | 0.16139 | 0.33681 | 22.9675 | 20.5315 | -0.30899 | 0 | 0.50591 | 0 | 1.6728 | 0.17989
2025_03_15 Hr 10 | 0.318 | 0.00023521 | 0 | 0.10681 | 0.1076 | 0.10412 | 0.10064 | 0.097943 | 0.085435 | 0 | 0 | 0.0050755 | 0.99 | 0.047818 | 1.4838 | 1.4838 | 5.13 | 0 | 0.0055943 | 0.006688 | 0.0039511 | 0 | 0 | 0.072835 | 0.014642 | 0.60194 | 0.28321 | 5.8213 | 2.0585 | 0 | 0.58919 | 0.81115 | 0 | 0 | 0 | 0 | -29.5412 | 0.052206 | 0 | 0 | 0 | -0.21525 | 0 | 0 | 0 | 0 | 0 | 0 | 0 | 0 | 3.4264 | 0 | 0 | 0 | 1.822 | 0 | 2.7035 | 2.7034 | 2.3721 | 20.8135 | 1.2254 | 3.0551 | 0 | 0.039387 | -0.318 | 0.62859 | 0.16139 | 0.33681 | 11.1403 | 20.4012 | -0.53325 | 0 | 0.50591 | 0 | 1.6728 | 0.17928
2025_03_15 Hr 11 | 0.4771 | 0.00027522 | 0 | 0 | 0 | 0 | 0 | 0 | 0.085435 | 0 | 0 | 0.0050755 | 1.08 | 0.034123 | 1.4838 | 1.4838 | 5.1734 | 0 | 0.0055943 | 0.006688 | 0.0039511 | 0 | 0 | 0.072835 | 0.014642 | 0.47301 | 0.28321 | 5.8213 | 2.0585 | 0 | 0.58919 | 0.81115 | 0 | 0 | 0 | 0 | -18.0062 | 0.052206 | 0 | 0.0016926 | 0 | -0.14008 | 0 | 0 | 0 | 0 | 0 | 0 | 0 | 0 | 4.1741 | 0 | 0 | 0 | 1.822 | 0 | 2.3878 | 2.3878 | 2.4635 | 19.5797 | 1.2254 | 3.0551 | 0 | 0.039387 | -0.4771 | 0.62859 | 0.16139 | 0.33681 | 22.4296 | 21.4733 | -0.61718 | 0 | 0.50591 | 0 | 1.6728 | 0.17683
2025_03_15 Hr 12 | 0.70356 | 0.00038098 | 0 | 0 | 0 | 0 | 0 | 0 | 0.085435 | 0 | 0 | 0.0050755 | 1.11 | 0.03759 | 1.4838 | 1.4838 | 5.1589 | 0 | 0.0055943 | 0.006688 | 0.0039511 | 0 | 0 | 0.072835 | 0.014642 | 0.48474 | 0 | 5.8213 | 2.0585 | 0 | 0.58919 | 0.81115 | 0 | 0 | 0 | 0 | -19.2803 | 0.052206 | 0 | 0.0018142 | 0 | -0.15029 | 0 | 0 | 0 | 0 | 0 | 0 | 0 | 0 | 4.0435 | 0 | 0 | 0 | 1.822 | 0 | 2.4981 | 2.4981 | 2.7595 | 19.5142 | 1.2254 | 3.0551 | 0 | 0.039387 | -0.70356 | 0.62859 | 0.16139 | 0.33681 | 21.2764 | 21.8963 | -0.85385 | 0 | 0.50591 | 0 | 1.6728 | 0.17449
2025_03_15 Hr 13 | 0.80818 | 0.00055802 | 0 | 0 | 0 | 0 | 0 | 0 | 0 | 0 | 0 | 0.0050755 | 1.56 | 0.068047 | 1.4399 | 1.4399 | 4.7535 | 0 | 0.0055943 | 0.006688 | 0.0039511 | 0 | 0 | 0.072835 | 0.014642 | 0.51821 | 0 | 5.4998 | 2.0585 | 0 | 0.55062 | 0.81115 | 0 | 0 | 0 | 0 | -23.8751 | 0.052206 | 0 | 0.0028041 | 0 | -0.19419 | 0 | 0 | 0 | 0 | 0 | 0 | 0 | 0 | 3.9055 | 0 | 0 | 0 | 1.822 | 0 | 2.5275 | 2.5275 | 2.581 | 18.7063 | 1.2254 | 3.0551 | 0 | 0.039387 | -0.80818 | 0.62859 | 0.16139 | 0.33681 | 15.9534 | 22.1246 | -1.0024 | 0 | 0.50591 | 0 | 1.6728 | 0.1725
2025_03_15 Hr 14 | 0.79219 | 0.00040673 | 0 | 0 | 0 | 0 | 0 | 0 | 0 | 0 | 0 | 0.0050755 | 1.77 | 0.056134 | 1.4838 | 1.4838 | 5.1734 | 0 | 0.0055943 | 0.006688 | 0.0039511 | 0 | 0 | 0.072835 | 0.014642 | 0.47635 | 0 | 5.8213 | 2.0585 | 0 | 0.58919 | 0.81115 | 0 | 0 | 0 | 0 | -17.2833 | 0.052206 | 0 | 0.0020388 | 0 | -0.14061 | 0 | 0 | 0 | 0 | 0 | 0 | 0 | 0 | 3.3538 | 0 | 0 | 0 | 1.822 | 0 | 2.4097 | 2.4097 | 2.2502 | 19.2582 | 1.2254 | 3.0551 | 0 | 0.039387 | -0.79219 | 0.62859 | 0.16139 | 0.33681 | 22.503 | 21.4609 | -0.93281 | 0 | 0.50591 | 0 | 1.6728 | 0.17082
2025_03_15 Hr 15 | 0.78304 | 0.00038157 | 0 | 0 | 0 | 0 | 0 | 0 | 0 | 0 | 0 | 0.0050755 | 1.92 | 0.06086 | 1.4838 | 1.4838 | 5.1734 | 0 | 0.0055943 | 0.006688 | 0.0039511 | 0 | 0 | 0.072835 | 0.014642 | 0.47802 | 0 | 5.8213 | 2.0585 | 0 | 0.58919 | 0.81115 | 0 | 0 | 0 | 0 | -16.856 | 0.052206 | 0 | 0.0020377 | 0 | -0.14054 | 0 | 0 | 0 | 0 | 0 | 0 | 0 | 0 | 3.1506 | 0 | 0 | 0 | 1.822 | 0 | 2.4754 | 2.4754 | 2.2807 | 19.3912 | 1.2254 | 3.0551 | 0 | 0.039387 | -0.78304 | 0.62859 | 0.16139 | 0.33681 | 23.0442 | 21.4326 | -0.92358 | 0 | 0.50591 | 0 | 1.6728 | 0.1697
2025_03_15 Hr 16 | 0.73153 | 0.00034177 | 0 | 0 | 0 | 0 | 0 | 0 | 0 | 0 | 0 | 0.0050755 | 1.92 | 0.062336 | 1.4838 | 1.4838 | 4.9563 | 0 | 0.0055943 | 0.006688 | 0.0039511 | 0 | 0 | 0.072835 | 0.014642 | 0.51823 | 0 | 5.7065 | 2.0585 | 0 | 0.57541 | 0.81115 | 0 | 0 | 0 | 0 | -17.3845 | 0.052206 | 0 | 0.0020871 | 0 | -0.144 | 0 | 0 | 0 | 0 | 0 | 0 | 0 | 0 | 2.6715 | 0 | 0 | 0 | 1.822 | 0 | 2.5562 | 2.5562 | 2.7899 | 19.261 | 1.2254 | 3.0551 | 0 | 0.039387 | -0.73153 | 0.62859 | 0.16139 | 0.33681 | 22.3991 | 21.3981 | -0.87553 | 0 | 0.50591 | 0 | 1.6728 | 0.16898
2025_03_15 Hr 17 | 0.66854 | 0.00021384 | 0 | 0 | 0 | 0 | 0 | 0 | 0 | 0 | 0 | 0.0050755 | 1.68 | 0.061581 | 1.4744 | 1.4744 | 4.768 | 0 | 0.0055943 | 0.006688 | 0.0039511 | 0 | 0 | 0.072835 | 0.014642 | 0.54668 | 0 | 5.5802 | 2.0585 | 0 | 0.56026 | 0.81115 | 0 | 0 | 0 | 0 | -19.2773 | 0.052206 | 0 | 0.0023564 | 0 | -0.16285 | 0 | 0 | 0 | 0 | 0 | 0 | 0 | 0 | 2.2577 | 0 | 0 | 0 | 1.822 | 0 | 2.6075 | 2.6075 | 2.7899 | 19.0588 | 1.2254 | 3.0551 | 0 | 0.039387 | -0.66854 | 0.62859 | 0.16139 | 0.33681 | 19.6159 | 20.6659 | -0.83139 | 0 | 0.50591 | 0 | 1.6728 | 0.16955
2025_03_15 Hr 18 | 0.24934 | 4.1877e-05 | 0 | 0 | 0 | 0 | 0 | 0 | 0 | 0 | 0 | 0.0050755 | 1.14 | 0.048696 | 1.4838 | 1.4838 | 5.1734 | 0 | 0.0055943 | 0.006688 | 0.0039511 | 0 | 0 | 0.072835 | 0.014642 | 0.78288 | 0 | 5.8213 | 2.0585 | 0 | 0.58919 | 0.81115 | 0 | 0 | 0 | 0 | -22.3126 | 0.052206 | 0 | 0.002746 | 0 | -0.19012 | 0 | 0 | 0 | 0 | 0 | 0 | 0 | 0 | 1.5753 | 0 | 0 | 0 | 1.822 | 0 | 2.8642 | 2.8642 | 2.7333 | 20.4738 | 1.2254 | 3.0551 | 0 | 0.039387 | -0.24934 | 0.62859 | 0.16139 | 0.33681 | 16.705 | 18.9834 | -0.43946 | 0 | 0.50591 | 0 | 1.6728 | 0.16932
2025_03_15 Hr 19 | 0.045117 | 8.1188e-07 | 0 | 0 | 0 | 0 | 0 | 0 | 0 | 0 | 0 | 0.0050755 | 1.68 | 0.084868 | 1.4838 | 1.4838 | 5.1734 | 0 | 0.0055943 | 0.006688 | 0.0039511 | 0 | 0 | 0.072835 | 0.014642 | 1.024 | 0 | 5.8213 | 2.0585 | 0 | 0.58919 | 0.81115 | 0 | 0 | 0 | 0 | -28.2957 | 0.052206 | 0 | 0.0032475 | 0 | -0.22523 | 0 | 0 | 0 | 0 | 0 | 0 | 0 | 0 | 1.8511 | 0 | 0 | 0 | 1.822 | 0 | 2.9669 | 2.9669 | 2.5201 | 20.9203 | 1.2254 | 3.0551 | 0 | 0.039387 | -0.045117 | 0.62859 | 0.16139 | 0.33681 | 11.7739 | 19.4196 | -0.27034 | 0 | 0.50591 | 0 | 1.6728 | 0.17104
2025_03_15 Hr 20 | 0 | 0 | 0 | 0.044516 | 0.044835 | 0.043382 | 0.041935 | 0.04081 | 0.085435 | 0 | 0 | 0.0050755 | 2.13 | 0.11104 | 1.4838 | 1.4838 | 5.1589 | 0 | 0.0055943 | 0.006688 | 0.0039511 | 0 | 0 | 0.072835 | 0.014642 | 1.2315 | 0 | 5.8098 | 2.0585 | 0 | 0.58781 | 0.81115 | 0 | 0 | 0 | 0 | -30.234 | 0.052206 | 0 | 0.0013334 | 0 | -0.2325 | 0 | 0 | 0 | 0 | 0 | 0 | 0 | 0 | 2.7368 | 0 | 0 | 0 | 1.822 | 0 | 2.8937 | 2.8937 | 2.1632 | 21.2563 | 1.2254 | 3.0551 | 0 | 0.039387 | 0 | 0.62859 | 0.16139 | 0.33681 | 11.1694 | 20.3796 | -0.2325 | 0 | 0.50591 | 0 | 1.6728 | 0.17265
2025_03_15 Hr 21 | 0 | 0 | 0 | 0.0089138 | 0.008967 | 0.0086764 | 0.008387 | 0.0081619 | 0.085435 | 0 | 0 | 0.0050755 | 1.95 | 0.090282 | 1.4838 | 1.4838 | 5.1734 | 0 | 0.0055943 | 0.006688 | 0.0039511 | 0 | 0 | 0.072835 | 0.014642 | 1.2615 | 0 | 5.8213 | 2.0585 | 0 | 0.58919 | 0.81115 | 0 | 0 | 0 | 0 | -26.1804 | 0.052206 | 0 | 0.0021822 | 0 | -0.20624 | 0 | 0 | 0 | 0 | 0 | 0 | 0 | 0 | 2.4682 | 0 | 0 | 0 | 1.822 | 0 | 3.0039 | 3.0039 | 1.8629 | 21.3603 | 1.2254 | 3.0551 | 0 | 0.039387 | 0 | 0.62859 | 0.16139 | 0.33681 | 14.5849 | 19.6113 | -0.20624 | 0 | 0.50591 | 0 | 1.6728 | 0.1727
2025_03_15 Hr 22 | 0 | 0 | 0 | 0.0089005 | 0.008967 | 0.0086764 | 0.008387 | 0.0081619 | 0.085435 | 0 | 0 | 0.0050755 | 2.19 | 0.097093 | 1.4838 | 1.4838 | 5.1734 | 0 | 0.0055943 | 0.006688 | 0.0039511 | 0 | 0 | 0.072835 | 0.014642 | 1.2615 | 0 | 5.8213 | 2.0585 | 0 | 0.58919 | 0.81115 | 0 | 0 | 0 | 0 | -24.9282 | 0.052206 | 0 | 0.0021356 | 0 | -0.19741 | 0 | 0 | 0 | 0 | 0 | 0 | 0 | 0 | 2.1197 | 0 | 0 | 0 | 1.822 | 0 | 2.9526 | 2.9526 | 1.9499 | 21.2576 | 1.2254 | 3.0551 | 0 | 0.039387 | 0 | 0.62859 | 0.16139 | 0.33681 | 15.7276 | 19.5956 | -0.19741 | 0 | 0.50591 | 0 | 1.6728 | 0.17158
2025_03_15 Hr 23 | 0 | 0 | 0 | 0.0089005 | 0.008967 | 0.0086764 | 0.008387 | 0.0081619 | 0.085435 | 0 | 0 | 0.0050755 | 2.43 | 0.12061 | 1.4838 | 1.4838 | 5.2467 | 0 | 0.0055943 | 0.006688 | 0.0039511 | 0 | 0 | 0.072835 | 0.014642 | 1.2615 | 0 | 5.8491 | 2.0585 | 0 | 0.59394 | 0.81115 | 0 | 0 | 0 | 0 | -29.5916 | 0.052206 | 0 | 0.002351 | 0 | -0.22125 | 0 | 0 | 0 | 0 | 0 | 0 | 0 | 0 | 2.0544 | 0 | 0 | 0 | 1.822 | 0 | 2.9626 | 2.9626 | 1.9499 | 21.3787 | 1.2254 | 3.0551 | 0 | 0.039387 | 0 | 0.62859 | 0.16139 | 0.33681 | 11.3625 | 19.7966 | -0.22125 | 0 | 0.50591 | 0 | 1.6728 | 0.16963
2025_03_15 Hr 24 | 0 | 0 | 0 | 0 | 0 | 0 | 0 | 0 | 0.085435 | 0 | 0 | 0.0050755 | 2.46 | 0.098975 | 1.4838 | 1.4838 | 5.2467 | 0 | 0.0055943 | 0.006688 | 0.0039511 | 0 | 0 | 0.072835 | 0.014642 | 1.2615 | 0 | 5.8491 | 2.0585 | 0 | 0.59394 | 0.81115 | 0 | 0 | 0 | 0 | -24.2326 | 0.052206 | 0 | 0.0021554 | 0 | -0.17895 | 0 | 0 | 0 | 0 | 0 | 0 | 0 | 0 | 2.9473 | 0 | 0 | 0 | 1.822 | 0 | 2.9754 | 2.9754 | 2.1022 | 21.3613 | 1.2254 | 3.0551 | 0 | 0.039387 | 0 | 0.62859 | 0.16139 | 0.33681 | 17.7973 | 20.8475 | -0.17895 | 0 | 0.50591 | 0 | 1.6728 | 0.16694
2025_03_16 Hr 01 | 0 | 0 | 0 | 0 | 0 | 0 | 0 | 0 | 0.085435 | 0 | 0 | 0.0050755 | 2.34 | 0.090145 | 1.4838 | 1.4838 | 5.2467 | 0 | 0.0055943 | 0.006688 | 0.0039511 | 0 | 0 | 0.072835 | 0.014642 | 1.1354 | 0 | 5.8491 | 2.0585 | 0 | 0.59394 | 0.81115 | 0 | 0 | 0 | 0 | -24.0188 | 0.052206 | 0 | 0.0020638 | 0 | -0.17126 | 0 | 0 | 0 | 0 | 0 | 0 | 0 | 0 | 3.0126 | 0 | 0 | 0 | 1.822 | 0 | 2.6351 | 2.6351 | 1.6496 | 20.5545 | 1.2254 | 3.0551 | 0 | 0.039387 | 0 | 0.62859 | 0.16139 | 0.33681 | 16.6959 | 20.3314 | -0.17126 | 0 | 0.50591 | 0 | 1.6728 | 0.16696
2025_03_16 Hr 02 | 0 | 0 | 0 | 0 | 0 | 0 | 0 | 0 | 0.085435 | 0 | 0 | 0.0050755 | 2.01 | 0.076585 | 1.4838 | 1.4838 | 5.2467 | 0 | 0.0055943 | 0.006688 | 0.0039511 | 0 | 0 | 0.072835 | 0.014642 | 0.51321 | 0 | 5.8491 | 2.0585 | 0 | 0.59394 | 0.81115 | 0 | 0 | 0 | 0 | -21.0849 | 0.052206 | 0 | 0.0020412 | 0 | -0.16936 | 0 | 0 | 0 | 0 | 0 | 0 | 0 | 0 | 2.5335 | 0 | 0 | 0 | 1.822 | 0 | 2.7016 | 2.7016 | 1.6801 | 20.0654 | 1.2254 | 3.0551 | 0 | 0.039387 | 0 | 0.62859 | 0.16139 | 0.33681 | 18.3493 | 19.5382 | -0.16936 | 0 | 0.50591 | 0 | 1.6728 | 0.16594
2025_03_16 Hr 03 | 0 | 0 | 0 | 0 | 0 | 0 | 0 | 0 | 0 | 0 | 0 | 0.0050755 | 1.86 | 0.082878 | 1.4791 | 1.4791 | 5.0995 | 0 | 0.0055943 | 0.006688 | 0.0039511 | 0 | 0 | 0.072835 | 0.014642 | 0.68242 | 0 | 5.7806 | 2.0585 | 0 | 0.58561 | 0.81115 | 0 | 0 | 0 | 0 | -24.4446 | 0.052206 | 0 | 0.0028644 | 0 | -0.19841 | 0 | 0 | 0 | 0 | 0 | 0 | 0 | 0 | 2.1197 | 0 | 0 | 0 | 1.822 | 0 | 2.8031 | 2.8031 | 1.8324 | 20.127 | 1.2254 | 3.0551 | 0 | 0.039387 | 0 | 0.62859 | 0.16139 | 0.33681 | 14.6081 | 19.1242 | -0.19841 | 0 | 0.50591 | 0 | 1.6728 | 0.16544
2025_03_16 Hr 04 | 0 | 0 | 0 | 0.044502 | 0.044835 | 0.043382 | 0.041935 | 0.04081 | 0 | 0 | 0 | 0.0050755 | 1.83 | 0.085783 | 1.4838 | 1.4838 | 5.0259 | 0 | 0.0055943 | 0.006688 | 0.0039511 | 0 | 0 | 0.072835 | 0.014642 | 0.63217 | 0 | 5.7691 | 2.0585 | 0 | 0.58422 | 0.81115 | 0 | 0 | 0 | 0 | -24.8051 | 0.052206 | 0 | 0.0014461 | 0 | -0.20884 | 0 | 0 | 0 | 0 | 0 | 0 | 0 | 0 | 1.2994 | 0 | 0 | 0 | 1.822 | 0 | 2.7238 | 2.7237 | 1.6801 | 20.0579 | 1.2254 | 3.0551 | 0 | 0.039387 | 0 | 0.62859 | 0.16139 | 0.33681 | 13.1674 | 18.1234 | -0.20884 | 0 | 0.50591 | 0 | 1.6728 | 0.16582
2025_03_16 Hr 05 | 0 | 0 | 0 | 0 | 0 | 0 | 0 | 0 | 0 | 0 | 0 | 0.0050755 | 1.56 | 0.063269 | 1.4838 | 1.4838 | 5.2467 | 0 | 0.0055943 | 0.006688 | 0.0039511 | 0 | 0 | 0.072835 | 0.014642 | 0.62204 | 0 | 5.8491 | 2.0585 | 0 | 0.59394 | 0.81115 | 0 | 0 | 0 | 0 | -20.8568 | 0.052206 | 0 | 0.0026072 | 0 | -0.18041 | 0 | 0 | 0 | 0 | 0 | 0 | 0 | 0 | 1.2994 | 0 | 0 | 0 | 1.822 | 0 | 2.9004 | 2.9003 | 1.7105 | 20.4863 | 1.2254 | 3.0551 | 0 | 0.039387 | 0 | 0.62859 | 0.16139 | 0.33681 | 17.3212 | 17.8721 | -0.18041 | 0 | 0.50591 | 0 | 1.6728 | 0.16685
2025_03_16 Hr 06 | 0 | 0 | 0 | 0 | 0 | 0 | 0 | 0 | 0 | 0 | 0 | 0.0050755 | 1.11 | 0.045721 | 1.4838 | 1.4838 | 5.2467 | 0 | 0.0055943 | 0.006688 | 0.0039511 | 0 | 0 | 0.072835 | 0.014642 | 0.86323 | 0 | 5.8491 | 2.0585 | 0 | 0.59394 | 0.81115 | 0 | 0 | 0 | 0 | -20.5384 | 0.052206 | 0 | 0.0026479 | 0 | -0.18326 | 0 | 0 | 0 | 0 | 0 | 0 | 0 | 0 | 1.51 | 0 | 0 | 0 | 1.822 | 0 | 2.9754 | 2.9754 | 1.4711 | 20.8776 | 1.2254 | 3.0551 | 0 | 0.039387 | 0 | 0.62859 | 0.16139 | 0.33681 | 17.5334 | 17.3774 | -0.18326 | 0 | 0.50591 | 0 | 1.6728 | 0.16853
2025_03_16 Hr 07 | 0 | 0 | 0 | 0 | 0 | 0 | 0 | 0 | 0 | 0 | 0 | 0.0050755 | 0.75 | 0.02368 | 1.4838 | 1.4838 | 5.1734 | 0 | 0.0055943 | 0.006688 | 0.0039511 | 0 | 0 | 0.072835 | 0.014642 | 0.60697 | 0 | 5.8213 | 2.0585 | 0 | 0.58919 | 0.81115 | 0 | 0 | 0 | 0 | -14.3271 | 0.052206 | 0 | 0.0020298 | 0 | -0.13998 | 0 | 0 | 0 | 0 | 0 | 0 | 0 | 0 | 1.4374 | 0 | 0 | 0 | 1.822 | 0 | 2.4535 | 2.4535 | 1.3493 | 19.4764 | 1.2254 | 3.0551 | 0 | 0.039387 | 0 | 0.62859 | 0.16139 | 0.33681 | 21.8086 | 16.7993 | -0.13998 | 0 | 0.50591 | 0 | 1.6728 | 0.17169
2025_03_16 Hr 08 | 0.045117 | 0 | 0 | 0.026701 | 0.026901 | 0.026029 | 0.025161 | 0.024486 | 0.021359 | 0 | 0 | 0.0050755 | 0.3 | 0.016033 | 1.4807 | 1.4807 | 5.0576 | 0 | 0.0055943 | 0.006688 | 0.0039511 | 0 | 0 | 0.072835 | 0.014642 | 0.6299 | 0.19684 | 5.7868 | 2.0585 | 0 | 0.58506 | 0.81115 | 0 | 0 | 0 | 0 | -25.0631 | 0.052206 | 0 | 0.0019301 | 0 | -0.2384 | 0 | 0 | 0 | 0 | 0 | 0 | 0 | 0 | 1.2341 | 0 | 0 | 0 | 1.822 | 0 | 2.7253 | 2.7253 | 1.2317 | 20.0842 | 1.2254 | 3.0551 | 0 | 0.039387 | -0.045117 | 0.62859 | 0.16139 | 0.33681 | 10.8028 | 16.0651 | -0.28352 | 0 | 0.50591 | 0 | 1.6728 | 0.17493
2025_03_16 Hr 09 | 0.34088 | 0 | 0 | 0 | 0 | 0 | 0 | 0 | 0 | 0 | 0 | 0.0050755 | 0.15 | 0.0040416 | 1.4838 | 1.4838 | 5.0196 | 0 | 0.0055943 | 0.006688 | 0.0039511 | 0 | 0 | 0.072835 | 0.014642 | 0.47133 | 0 | 5.8213 | 2.0585 | 0 | 0.58919 | 0.81115 | 0 | 0 | 0 | 0 | -11.0945 | 0.052206 | 0 | 0.0017321 | 0 | -0.11915 | 0 | 0 | 0 | 0 | 0 | 0 | 0 | 0 | 1.2341 | 0 | 0 | 0 | 1.822 | 0 | 2.3878 | 2.3878 | 0.99236 | 19.0556 | 1.2254 | 3.0551 | 0 | 0.039387 | -0.34088 | 0.62859 | 0.16139 | 0.33681 | 23.466 | 15.965 | -0.46003 | 0 | 0.50591 | 0 | 1.6728 | 0.17626
2025_03_16 Hr 10 | 0.40867 | 0 | 0 | 0 | 0 | 0 | 0 | 0 | 0 | 0 | 0 | 0.0050755 | 0.18 | 0.0088201 | 1.4838 | 1.4838 | 4.4316 | 0 | 0.0055943 | 0.006688 | 0.0039511 | 0 | 0 | 0.072835 | 0.014642 | 0.60194 | 0 | 5.8213 | 2.0585 | 0 | 0.58919 | 0.81115 | 0 | 0 | 0 | 0 | -19.4484 | 0.052206 | 0 | 0.00315 | 0 | -0.2184 | 0 | 0 | 0 | 0 | 0 | 0 | 0 | 0 | 0.95824 | 0 | 0 | 0 | 1.822 | 0 | 2.7472 | 2.7472 | 0.74862 | 19.317 | 1.2254 | 3.0551 | 0 | 0.039387 | -0.40867 | 0.62859 | 0.16139 | 0.33681 | 14.7887 | 15.5472 | -0.62707 | 0 | 0.50591 | 0 | 1.6728 | 0.1755
2025_03_16 Hr 11 | 0.43141 | 0 | 0 | 0 | 0 | 0 | 0 | 0 | 0 | 0 | 0 | 0.0050755 | 0.15 | 0.0042343 | 1.4838 | 1.4838 | 5.1734 | 0 | 0.0055943 | 0.006688 | 0.0039511 | 0 | 0 | 0.072835 | 0.014642 | 0.47133 | 0 | 5.8213 | 2.0585 | 0 | 0.58919 | 0.81115 | 0 | 0 | 0 | 0 | -11.2577 | 0.052206 | 0 | 0.0018147 | 0 | -0.12493 | 0 | 0 | 0 | 0 | 0 | 0 | 0 | 0 | 1.1615 | 0 | 0 | 0 | 1.822 | 0 | 2.3878 | 2.3878 | 1.0185 | 19.2094 | 1.2254 | 3.0551 | 0 | 0.039387 | -0.43141 | 0.62859 | 0.16139 | 0.33681 | 23.4022 | 16.0068 | -0.55633 | 0 | 0.50591 | 0 | 1.6728 | 0.1739
2025_03_16 Hr 12 | 0.40867 | 4.959e-07 | 0 | 0 | 0 | 0 | 0 | 0 | 0 | 0 | 0 | 0.0050755 | 0.15 | 0.0046284 | 1.4838 | 1.4838 | 5.0866 | 0 | 0.0055943 | 0.006688 | 0.0039511 | 0 | 0 | 0.072835 | 0.014642 | 0.47802 | 0 | 5.8098 | 2.0585 | 0 | 0.58781 | 0.81115 | 0 | 0 | 0 | 0 | -12.0507 | 0.052206 | 0 | 0.0019836 | 0 | -0.13675 | 0 | 0 | 0 | 0 | 0 | 0 | 0 | 0 | 1.4374 | 0 | 0 | 0 | 1.822 | 0 | 2.4754 | 2.4754 | 0.72251 | 19.2929 | 1.2254 | 3.0551 | 0 | 0.039387 | -0.40867 | 0.62859 | 0.16139 | 0.33681 | 22.658 | 15.9613 | -0.54542 | 0 | 0.50591 | 0 | 1.6728 | 0.17219
2025_03_16 Hr 13 | 0.38643 | 4.062e-06 | 0 | 0.017801 | 0.017934 | 0.017353 | 0.016774 | 0.016324 | 0.014239 | 0 | 0 | 0.0050755 | 0.12 | 0.005055 | 1.4399 | 1.4399 | 4.6377 | 0 | 0.0055943 | 0.006688 | 0.0039511 | 0 | 0 | 0.072835 | 0.014642 | 0.51821 | 0 | 5.4998 | 2.0585 | 0 | 0.55062 | 0.81115 | 0 | 0 | 0 | 0 | -15.5859 | 0.052206 | 0 | 0.0016291 | 0 | -0.18746 | 0 | 0 | 0 | 0 | 0 | 0 | 0 | 0 | 1.2341 | 0 | 0 | 0 | 1.822 | 0 | 2.5275 | 2.5275 | 0.42219 | 18.6909 | 1.2254 | 3.0551 | 0 | 0.039387 | -0.38643 | 0.62859 | 0.16139 | 0.33681 | 17.8986 | 15.3675 | -0.5739 | 0 | 0.50591 | 0 | 1.6728 | 0.17101
2025_03_16 Hr 14 | 0.38636 | 5.9323e-06 | 0 | 0 | 0 | 0 | 0 | 0 | 0 | 0 | 0 | 0.0050755 | 0.15 | 0.0042591 | 1.4838 | 1.4838 | 5.1589 | 0 | 0.0055943 | 0.006688 | 0.0039511 | 0 | 0 | 0.072835 | 0.014642 | 0.47133 | 0 | 5.8213 | 2.0585 | 0 | 0.58919 | 0.81115 | 0 | 0 | 0 | 0 | -11.1291 | 0.052206 | 0 | 0.0018253 | 0 | -0.12567 | 0 | 0 | 0 | 0 | 0 | 0 | 0 | 0 | 1.51 | 0 | 0 | 0 | 1.822 | 0 | 2.3878 | 2.3878 | 0.42219 | 19.1949 | 1.2254 | 3.0551 | 0 | 0.039387 | -0.38636 | 0.62859 | 0.16139 | 0.33681 | 23.2635 | 15.7097 | -0.51203 | 0 | 0.50591 | 0 | 1.6728 | 0.1696
2025_03_16 Hr 15 | 0.40881 | 1.0668e-05 | 0 | 0 | 0 | 0 | 0 | 0 | 0 | 0 | 0 | 0.0050755 | 0 | 0 | 1.4838 | 1.4838 | 5.1155 | 0 | 0.0055943 | 0.006688 | 0.0039511 | 0 | 0 | 0.072835 | 0.014642 | 0.47133 | 0 | 5.8098 | 2.0585 | 0 | 0.58781 | 0.81115 | 0 | 0 | 0 | 0 | -10.59 | 0.052206 | 0 | 0.001778 | 0 | -0.12236 | 0 | 0 | 0 | 0 | 0 | 0 | 0 | 0 | 1.2994 | 0 | 0 | 0 | 1.822 | 0 | 2.3878 | 2.3878 | 0.63111 | 19.14 | 1.2254 | 3.0551 | 0 | 0.039387 | -0.40881 | 0.62859 | 0.16139 | 0.33681 | 23.5922 | 15.5734 | -0.53117 | 0 | 0.50591 | 0 | 1.6728 | 0.16811
2025_03_16 Hr 16 | 0.40881 | 2.3345e-05 | 0 | 0 | 0 | 0 | 0 | 0 | 0 | 0 | 0 | 0.0050755 | 0 | 0 | 1.4838 | 1.4838 | 4.768 | 0 | 0.0055943 | 0.006688 | 0.0039511 | 0 | 0 | 0.072835 | 0.014642 | 0.49646 | 0 | 5.7065 | 2.0585 | 0 | 0.57541 | 0.81115 | 0 | 0 | 0 | 0 | -12.0743 | 0.052206 | 0 | 0.0019868 | 0 | -0.13697 | 0 | 0 | 0 | 0 | 0 | 0 | 0 | 0 | 1.5753 | 0 | 0 | 0 | 1.822 | 0 | 2.5275 | 2.5275 | 0.77909 | 18.9937 | 1.2254 | 3.0551 | 0 | 0.039387 | -0.40881 | 0.62859 | 0.16139 | 0.33681 | 22.3581 | 15.9844 | -0.54579 | 0 | 0.50591 | 0 | 1.6728 | 0.16769
2025_03_16 Hr 17 | 0.40867 | 2.2376e-05 | 0 | 0 | 0 | 0 | 0 | 0 | 0 | 0 | 0 | 0.0050755 | 0.24 | 0.010442 | 1.4791 | 1.4791 | 4.9562 | 0 | 0.0055943 | 0.006688 | 0.0039511 | 0 | 0 | 0.072835 | 0.014642 | 0.60194 | 0 | 5.7065 | 2.0585 | 0 | 0.57541 | 0.81115 | 0 | 0 | 0 | 0 | -17.837 | 0.052206 | 0 | 0.0027971 | 0 | -0.19369 | 0 | 0 | 0 | 0 | 0 | 0 | 0 | 0 | 1.7785 | 0 | 0 | 0 | 1.822 | 0 | 2.6815 | 2.6815 | 0.69204 | 19.586 | 1.2254 | 3.0551 | 0 | 0.039387 | -0.40867 | 0.62859 | 0.16139 | 0.33681 | 17.4977 | 16.3511 | -0.60236 | 0 | 0.50591 | 0 | 1.6728 | 0.16781
2025_03_16 Hr 18 | 0.29569 | 2.1826e-05 | 0 | 0.0089005 | 0.008967 | 0.0086764 | 0.008387 | 0.0081619 | 0.085435 | 0 | 0 | 0.0050755 | 0.21 | 0.0092 | 1.4838 | 1.4838 | 5.1734 | 0 | 0.0055943 | 0.006688 | 0.0039511 | 0 | 0 | 0.072835 | 0.014642 | 0.84313 | 0 | 5.8213 | 2.0585 | 0 | 0.58919 | 0.81115 | 0 | 0 | 0 | 0 | -18.9365 | 0.052206 | 0 | 0.0020853 | 0 | -0.19504 | 0 | 0 | 0 | 0 | 0 | 0 | 0 | 0 | 1.9165 | 0 | 0 | 0 | 1.822 | 0 | 2.9156 | 2.9156 | 0.87049 | 20.7652 | 1.2254 | 3.0551 | 0 | 0.039387 | -0.29569 | 0.62859 | 0.16139 | 0.33681 | 17.8757 | 16.5377 | -0.49073 | 0 | 0.50591 | 0 | 1.6728 | 0.1685
2025_03_16 Hr 19 | 0.045117 | 1.4474e-06 | 0 | 0 | 0 | 0 | 0 | 0 | 0.085435 | 0 | 0 | 0.0050755 | 0.18 | 0.0081056 | 1.4838 | 1.4838 | 5.1734 | 0 | 0.0055943 | 0.006688 | 0.0039511 | 0 | 0 | 0.072835 | 0.014642 | 1.0843 | 0 | 5.8213 | 2.0585 | 0 | 0.58919 | 0.81115 | 0 | 0 | 0 | 0 | -20.194 | 0.052206 | 0 | 0.0024124 | 0 | -0.20054 | 0 | 0 | 0 | 0 | 0 | 0 | 0 | 0 | 2.1923 | 0 | 0 | 0 | 1.822 | 0 | 3.0039 | 3.0039 | 1.5321 | 21.14 | 1.2254 | 3.0551 | 0 | 0.039387 | -0.045117 | 0.62859 | 0.16139 | 0.33681 | 17.8944 | 17.1941 | -0.24566 | 0 | 0.50591 | 0 | 1.6728 | 0.16915
2025_03_16 Hr 20 | 0 | 0 | 0 | 0.0089138 | 0.008967 | 0.0086764 | 0.008387 | 0.0081619 | 0.085435 | 0 | 0 | 0.0050755 | 0 | 0 | 1.4838 | 1.4838 | 5.1589 | 0 | 0.0055943 | 0.006688 | 0.0039511 | 0 | 0 | 0.072835 | 0.014642 | 1.2498 | 0 | 5.8098 | 2.0585 | 0 | 0.58781 | 0.81115 | 0 | 0 | 0 | 0 | -23.3337 | 0.052206 | 0 | 0.002145 | 0 | -0.20983 | 0 | 0 | 0 | 0 | 0 | 0 | 0 | 0 | 2.8094 | 0 | 0 | 0 | 1.822 | 0 | 2.8937 | 2.8937 | 1.6191 | 21.1021 | 1.2254 | 3.0551 | 0 | 0.039387 | 0 | 0.62859 | 0.16139 | 0.33681 | 15.2257 | 17.6671 | -0.20983 | 0 | 0.50591 | 0 | 1.6728 | 0.17269
2025_03_16 Hr 21 | 0 | 0 | 0 | 0 | 0 | 0 | 0 | 0 | 0.085435 | 0 | 0 | 0.0050755 | 0.09 | 0.0034308 | 1.4838 | 1.4838 | 5.1734 | 0 | 0.0055943 | 0.006688 | 0.0039511 | 0 | 0 | 0.072835 | 0.014642 | 0.93059 | 0 | 5.8213 | 2.0585 | 0 | 0.58919 | 0.81115 | 0 | 0 | 0 | 0 | -18.5406 | 0.052206 | 0 | 0.0020422 | 0 | -0.16944 | 0 | 0 | 0 | 0 | 0 | 0 | 0 | 0 | 2.6715 | 0 | 0 | 0 | 1.822 | 0 | 2.7253 | 2.7253 | 1.5321 | 20.4291 | 1.2254 | 3.0551 | 0 | 0.039387 | 0 | 0.62859 | 0.16139 | 0.33681 | 19.2566 | 17.5375 | -0.16944 | 0 | 0.50591 | 0 | 1.6728 | 0.17326
2025_03_16 Hr 22 | 0 | 0 | 0 | 0 | 0 | 0 | 0 | 0 | 0 | 0 | 0 | 0.0050755 | 0.21 | 0.0079783 | 1.4838 | 1.4838 | 5.1734 | 0 | 0.0055943 | 0.006688 | 0.0039511 | 0 | 0 | 0.072835 | 0.014642 | 0.51825 | 0 | 5.8213 | 2.0585 | 0 | 0.58919 | 0.81115 | 0 | 0 | 0 | 0 | -14.615 | 0.052206 | 0 | 0.0044776 | 0 | -0.16886 | 0 | 0 | 0 | 0 | 0 | 0 | 0 | 0 | 2.5335 | 0 | 0 | 0 | 1.822 | 0 | 0 | 2.6589 | 1.2013 | 17.1395 | 1.2254 | 3.0551 | 0 | 0.039387 | 0 | 0.62859 | 0.16139 | 0.33681 | 19.5468 | 17.1911 | -0.16886 | 0 | 0.50591 | 0 | 1.6728 | 0.17097
2025_03_16 Hr 23 | 0 | 0 | 0 | 0 | 0 | 0 | 0 | 0 | 0 | 0 | 0 | 0.0050755 | 0.42 | 0.018653 | 1.4838 | 1.4838 | 5.2467 | 0 | 0.0055943 | 0.006688 | 0.0039511 | 0 | 0 | 0.072835 | 0.014642 | 0.60199 | 0 | 5.8491 | 2.0585 | 0 | 0.59394 | 0.81115 | 0 | 0 | 0 | 0 | -18.845 | 0.052206 | 0 | 0.0052343 | 0 | -0.19775 | 0 | 0 | 0 | 0 | 0 | 0 | 0 | 0 | 2.9473 | 0 | 0 | 0 | 1.822 | 0 | 0 | 2.9626 | 1.1099 | 17.6281 | 1.2254 | 3.0551 | 0 | 0.039387 | 0 | 0.62859 | 0.16139 | 0.33681 | 16.321 | 17.7357 | -0.19775 | 0 | 0.50591 | 0 | 1.6728 | 0.16777
2025_03_16 Hr 24 | 0 | 0 | 0 | 0 | 0 | 0 | 0 | 0 | 0 | 0 | 0 | 0.0050755 | 0.69 | 0.035147 | 1.4838 | 1.4838 | 5.2467 | 0 | 0.0055943 | 0.006688 | 0.0039511 | 0 | 0 | 0.072835 | 0.014642 | 0.84317 | 0 | 5.8491 | 2.0585 | 0 | 0.59394 | 0.81115 | 0 | 0 | 0 | 0 | -18.9576 | 0.052206 | 0 | 0.0087323 | 0 | -0.22712 | 0 | 0 | 0 | 0 | 0 | 0 | 0 | 0 | 2.7368 | 0 | 0 | 0 | 1.822 | 0 | 0 | 0 | 0.96189 | 14.9067 | 1.2254 | 3.0551 | 0 | 0.039387 | 0 | 0.62859 | 0.16139 | 0.33681 | 13.3834 | 17.6614 | -0.22712 | 0 | 0.50591 | 0 | 1.6728 | 0.16548
2025_03_17 Hr 01 | 0 | 0 | 0 | 0 | 0 | 0 | 0 | 0 | 0 | 0 | 0 | 0.0050755 | 0.87 | 0.042341 | 1.4838 | 1.4838 | 5.2467 | 0 | 0.0055943 | 0.006688 | 0.0039511 | 0 | 0 | 0.072835 | 0.014642 | 1.0843 | 0 | 5.8491 | 2.0585 | 0 | 0.59394 | 0.81115 | 0 | 0 | 0 | 0 | -20.303 | 0.052206 | 0 | 0.0083431 | 0 | -0.21691 | 0 | 0 | 0 | 0 | 0 | 0 | 0 | 0 | 2.9473 | 0 | 0 | 0 | 1.822 | 0 | 0 | 0 | 0.93143 | 15.1479 | 1.2254 | 3.0551 | 0 | 0.039387 | 0 | 0.62859 | 0.16139 | 0.33681 | 12.6565 | 18.0285 | -0.21691 | 0 | 0.50591 | 0 | 1.6728 | 0.1654
2025_03_17 Hr 02 | 0 | 0 | 0 | 0 | 0 | 0 | 0 | 0 | 0 | 0 | 0 | 0.0050755 | 0.6 | 0.029201 | 1.4838 | 1.4838 | 5.2467 | 0 | 0.0055943 | 0.006688 | 0.0039511 | 0 | 0 | 0.072835 | 0.014642 | 1.2549 | 0 | 5.8491 | 2.0585 | 0 | 0.59394 | 0.81115 | 0 | 0 | 0 | 0 | -18.8019 | 0.052206 | 0 | 0.0083431 | 0 | -0.21691 | 0 | 0 | 0 | 0 | 0 | 0 | 0 | 0 | 2.9473 | 0 | 0 | 0 | 1.822 | 0 | 0 | 0 | 0.63111 | 15.3184 | 1.2254 | 3.0551 | 0 | 0.039387 | 0 | 0.62859 | 0.16139 | 0.33681 | 13.7431 | 17.4435 | -0.21691 | 0 | 0.50591 | 0 | 1.6728 | 0.16378
2025_03_17 Hr 03 | 0 | 0 | 0 | 0 | 0 | 0 | 0 | 0 | 0 | 0 | 0 | 0.0050755 | 0.6 | 0.030598 | 1.4838 | 1.4838 | 5.2467 | 0 | 0.0055943 | 0.006688 | 0.0039511 | 0 | 0 | 0.072835 | 0.014642 | 1.2615 | 0 | 5.8491 | 2.0585 | 0 | 0.59394 | 0.81115 | 0 | 0 | 0 | 0 | -18.1689 | 0.052206 | 0 | 0.0087424 | 0 | -0.22739 | 0 | 0 | 0 | 0 | 0 | 0 | 0 | 0 | 2.8094 | 0 | 0 | 0 | 1.822 | 0 | 0 | 0 | 0.60064 | 15.325 | 1.2254 | 3.0551 | 0 | 0.039387 | 0 | 0.62859 | 0.16139 | 0.33681 | 14.2044 | 17.2756 | -0.22739 | 0 | 0.50591 | 0 | 1.6728 | 0.16295
2025_03_17 Hr 04 | 0 | 0 | 0 | 0 | 0 | 0 | 0 | 0 | 0.085435 | 0 | 0 | 0.0050755 | 0.63 | 0.032059 | 1.4838 | 1.4838 | 5.2467 | 0 | 0.0055943 | 0.006688 | 0.0039511 | 0 | 0 | 0.072835 | 0.014642 | 1.2615 | 0 | 5.8491 | 2.0585 | 0 | 0.59394 | 0.81115 | 0 | 0 | 0 | 0 | -19.3042 | 0.052206 | 0 | 0.0081783 | 0 | -0.22689 | 0 | 0 | 0 | 0 | 0 | 0 | 0 | 0 | 2.5335 | 0 | 0 | 0 | 1.822 | 0 | 0 | 0 | 0.69204 | 15.4105 | 1.2254 | 3.0551 | 0 | 0.039387 | 0 | 0.62859 | 0.16139 | 0.33681 | 13.0038 | 17.1244 | -0.22689 | 0 | 0.50591 | 0 | 1.6728 | 0.16473
2025_03_17 Hr 05 | 0 | 0 | 0 | 0 | 0 | 0 | 0.10064 | 0.097943 | 0.085435 | 0 | 0 | 0.0050755 | 0.6 | 0.033899 | 1.4838 | 1.4838 | 5.2467 | 0 | 0.0055943 | 0.006688 | 0.0039511 | 0 | 0 | 0.072835 | 0.014642 | 1.2615 | 0 | 5.8491 | 2.0585 | 0 | 0.59394 | 0.81115 | 0 | 0 | 0 | 0 | -23.0911 | 0.052206 | 0 | 0.0078694 | 0 | -0.25214 | 0 | 0 | 0 | 0 | 0 | 0 | 0 | 0 | 2.9473 | 0 | 0 | 0 | 1.822 | 0 | 0 | 0 | 0.69204 | 15.6091 | 1.2254 | 3.0551 | 0 | 0.039387 | 0 | 0.62859 | 0.16139 | 0.33681 | 9.7781 | 17.5123 | -0.25214 | 0 | 0.50591 | 0 | 1.6728 | 0.167
2025_03_17 Hr 06 | 0 | 0 | 0 | 0.10681 | 0.1076 | 0.10412 | 0.10064 | 0.097943 | 0.085435 | 0 | 0 | 0.0050755 | 0.36 | 0.021804 | 1.4838 | 1.4838 | 5.2467 | 0 | 0.0055943 | 0.006688 | 0.0039511 | 0 | 0 | 0.072835 | 0.014642 | 1.2615 | 0 | 5.8491 | 2.0585 | 0 | 0.59394 | 0.81115 | 0 | 0 | 0 | 0 | -30.825 | 0.052206 | 0 | 0.0032447 | 0 | -0.27046 | 0 | 0 | 0 | 0 | 0 | 0 | 0 | 0 | 3.3538 | 0 | 0 | 0 | 1.822 | 0 | 4.2617 | 0 | 0.5397 | 18.8902 | 1.2254 | 3.0551 | 0 | 0.039387 | 0 | 0.62859 | 0.16139 | 0.33681 | 5.3151 | 17.5204 | -0.27046 | 0 | 0.50591 | 0 | 1.6728 | 0.17302
2025_03_17 Hr 07 | 0 | 0 | 0 | 0.10681 | 0.1076 | 0.10412 | 0.10064 | 0.097943 | 0.085435 | 0 | 0 | 0.0050755 | 0.24 | 0.013735 | 1.4838 | 1.4838 | 5.1734 | 0 | 0.0055943 | 0.006688 | 0.0039511 | 0 | 0 | 0.072835 | 0.014642 | 1.2615 | 0 | 5.8213 | 2.0585 | 0 | 0.58919 | 0.81115 | 0 | 0 | 0 | 0 | -27.4801 | 0.052206 | 0 | 0.0030658 | 0 | -0.25543 | 0 | 0 | 0 | 0 | 0 | 0 | 0 | 0 | 3.6297 | 0 | 0 | 0 | 1.822 | 0 | 3.0039 | 0 | 0.33079 | 18.8304 | 1.2254 | 3.0551 | 0 | 0.039387 | 0 | 0.62859 | 0.16139 | 0.33681 | 8.5561 | 17.4613 | -0.25543 | 0 | 0.50591 | 0 | 1.6728 | 0.17981
2025_03_17 Hr 08 | 0.067929 | 0 | 0 | 0.10681 | 0.1076 | 0.10412 | 0.10064 | 0.097943 | 0.085435 | 0 | 0 | 0.0050755 | 0.18 | 0.0074425 | 1.4838 | 1.4838 | 5.1734 | 0 | 0.0055943 | 0.006688 | 0.0039511 | 0 | 0 | 0.072835 | 0.014642 | 1.064 | 0 | 5.8213 | 2.0585 | 0 | 0.58919 | 0.81115 | 0 | 0 | 0 | 0 | -22.018 | 0.052206 | 0 | 0 | 0 | -0.18396 | 0 | 0 | 0 | 0 | 0 | 0 | 0 | 0 | 3.5644 | 0 | 0 | 0 | 1.822 | 0 | 2.8499 | 4.0394 | 0.30032 | 21.2404 | 1.2254 | 3.0551 | 0 | 0.039387 | -0.067929 | 0.62859 | 0.16139 | 0.33681 | 16.3411 | 17.3706 | -0.25189 | 0 | 0.50591 | 0 | 1.6728 | 0.18326
2025_03_17 Hr 09 | 0.43155 | 5.6103e-06 | 0 | 0.10681 | 0.1076 | 0.10412 | 0.10064 | 0.097943 | 0.085435 | 0 | 0 | 0.0050755 | 0.15 | 0.0058181 | 1.4838 | 1.4838 | 5.1734 | 0 | 0.0055943 | 0.006688 | 0.0039511 | 0 | 0 | 0.072835 | 0.014642 | 0.51825 | 0 | 5.8213 | 2.0585 | 0 | 0.58919 | 0.81115 | 0 | 0 | 0 | 0 | -17.1519 | 0.052206 | 0 | 0 | 0 | -0.17244 | 0 | 0 | 0 | 0 | 0 | 0 | 0 | 0 | 3.5644 | 0 | 0 | 0 | 1.822 | 0 | 2.6589 | 2.6589 | 0.36125 | 20.401 | 1.2254 | 3.0551 | 0 | 0.039387 | -0.43155 | 0.62859 | 0.16139 | 0.33681 | 20.4063 | 17.7612 | -0.60399 | 0 | 0.50591 | 0 | 1.6728 | 0.18091
2025_03_17 Hr 10 | 0.54489 | 6.0674e-05 | 0 | 0 | 0 | 0 | 0 | 0 | 0 | 0 | 0 | 0.0050755 | 0.09 | 0.0035393 | 1.4838 | 1.4838 | 5.1734 | 0 | 0.0055943 | 0.006688 | 0.0039511 | 0 | 0 | 0.072835 | 0.014642 | 0.56346 | 0 | 5.8213 | 2.0585 | 0 | 0.58919 | 0.81115 | 0 | 0 | 0 | 0 | -15.2094 | 0.052206 | 0 | 0.0025281 | 0 | -0.17487 | 0 | 0 | 0 | 0 | 0 | 0 | 0 | 0 | 3.4264 | 0 | 0 | 0 | 1.822 | 0 | 2.7321 | 2.7321 | 0.091402 | 19.9901 | 1.2254 | 3.0551 | 0 | 0.039387 | -0.54489 | 0.62859 | 0.16139 | 0.33681 | 21.4634 | 17.4024 | -0.71975 | 0 | 0.50591 | 0 | 1.6728 | 0.17874
2025_03_17 Hr 11 | 0.7239 | 0.00013829 | 0 | 0 | 0 | 0 | 0 | 0 | 0 | 0 | 0 | 0.0050755 | 0.06 | 0.0021876 | 1.4838 | 1.4838 | 5.1734 | 0 | 0.0055943 | 0.006688 | 0.0039511 | 0 | 0 | 0.072835 | 0.014642 | 0.49647 | 0 | 5.8213 | 2.0585 | 0 | 0.58919 | 0.81115 | 0 | 0 | 0 | 0 | -11.9337 | 0.052206 | 0 | 0.0023439 | 0 | -0.16197 | 0 | 0 | 0 | 0 | 0 | 0 | 0 | 0 | 2.9473 | 0 | 0 | 0 | 1.822 | 0 | 2.6076 | 2.6075 | 0.030467 | 19.6739 | 1.2254 | 3.0551 | 0 | 0.039387 | -0.7239 | 0.62859 | 0.16139 | 0.33681 | 23.8617 | 17.0073 | -0.88587 | 0 | 0.50591 | 0 | 1.6728 | 0.17602
2025_03_17 Hr 12 | 0.80055 | 0.0002457 | 0 | 0 | 0 | 0 | 0 | 0 | 0 | 0 | 0 | 0.0050755 | 0.03 | 0.0010691 | 1.4838 | 1.4838 | 5.1734 | 0 | 0.0055943 | 0.006688 | 0.0039511 | 0 | 0 | 0.072835 | 0.014642 | 0.48138 | 0 | 5.8213 | 2.0585 | 0 | 0.58919 | 0.81115 | 0 | 0 | 0 | 0 | -10.2588 | 0.052206 | 0 | 0.002291 | 0 | -0.15827 | 0 | 0 | 0 | 0 | 0 | 0 | 0 | 0 | 2.8094 | 0 | 0 | 0 | 1.822 | 0 | 2.5049 | 2.5048 | 0 | 19.4535 | 1.2254 | 3.0551 | 0 | 0.039387 | -0.80055 | 0.62859 | 0.16139 | 0.33681 | 25.1179 | 16.882 | -0.95881 | 0 | 0.50591 | 0 | 1.6728 | 0.17348
2025_03_17 Hr 13 | 0.79125 | 0.00040811 | 0 | 0 | 0 | 0 | 0 | 0 | 0 | 0 | 0 | 0.0050755 | 0 | 0 | 1.4838 | 1.4838 | 5.1734 | 0 | 0.0055943 | 0.006688 | 0.0039511 | 0 | 0 | 0.072835 | 0.014642 | 0.48137 | 0 | 5.8213 | 2.0585 | 0 | 0.58919 | 0.81115 | 0 | 0 | 0 | 0 | -9.1773 | 0.052206 | 0 | 0.0021971 | 0 | -0.1517 | 0 | 0 | 0 | 0 | 0 | 0 | 0 | 0 | 3.1506 | 0 | 0 | 0 | 1.822 | 0 | 2.4535 | 2.4535 | 0 | 19.3508 | 1.2254 | 3.0551 | 0 | 0.039387 | -0.79125 | 0.62859 | 0.16139 | 0.33681 | 26.4117 | 17.1812 | -0.94295 | 0 | 0.50591 | 0 | 1.6728 | 0.17163
2025_03_17 Hr 14 | 0.81014 | 0.00047253 | 0 | 0 | 0 | 0 | 0 | 0 | 0 | 0 | 0 | 0.0050755 | 0.03 | 0.0010653 | 1.4838 | 1.4838 | 5.1734 | 0 | 0.0055943 | 0.006688 | 0.0039511 | 0 | 0 | 0.072835 | 0.014642 | 0.49644 | 0 | 5.8213 | 2.0585 | 0 | 0.58919 | 0.81115 | 0 | 0 | 0 | 0 | -11.7805 | 0.052206 | 0 | 0.0022828 | 0 | -0.15769 | 0 | 0 | 0 | 0 | 0 | 0 | 0 | 0 | 3.6297 | 0 | 0 | 0 | 1.822 | 0 | 2.5049 | 2.5048 | 0 | 19.4685 | 1.2254 | 3.0551 | 0 | 0.039387 | -0.81014 | 0.62859 | 0.16139 | 0.33681 | 24.4292 | 17.7091 | -0.96783 | 0 | 0.50591 | 0 | 1.6728 | 0.17037
2025_03_17 Hr 15 | 0.78304 | 0.00034492 | 0 | 0 | 0 | 0 | 0 | 0 | 0 | 0 | 0 | 0.0050755 | 0.03 | 0.0008109 | 1.4838 | 1.4838 | 4.4044 | 0 | 0.0055943 | 0.006688 | 0.0039511 | 0 | 0 | 0.072835 | 0.014642 | 0.48138 | 0 | 5.219 | 2.0585 | 0 | 0.51692 | 0.81115 | 0 | 0 | 0 | 0 | -7.6668 | 0.052206 | 0 | 0.0017376 | 0 | -0.11953 | 0 | 0 | 0 | 0 | 0 | 0 | 0 | 0 | 3.5644 | 0 | 0 | 0 | 1.822 | 0 | 2.4905 | 2.4905 | 0.060934 | 18.0535 | 1.2254 | 3.0551 | 0 | 0.039387 | -0.78304 | 0.62859 | 0.16139 | 0.33681 | 27.0881 | 17.604 | -0.90257 | 0 | 0.50591 | 0 | 1.6728 | 0.1695
2025_03_17 Hr 16 | 0.77388 | 0.00029716 | 0 | 0 | 0 | 0 | 0 | 0 | 0 | 0 | 0 | 0.0050755 | 0.09 | 0.0024048 | 1.4603 | 1.4603 | 4.2778 | 0 | 0.0055943 | 0.006688 | 0.0039511 | 0 | 0 | 0.072835 | 0.014642 | 0.47636 | 0 | 5.1898 | 2.0585 | 0 | 0.51342 | 0.81115 | 0 | 0 | 0 | 0 | -3.1663 | 0.052206 | 0 | 0.0045805 | 0 | -0.11814 | 0 | 0 | 0 | 0 | 0 | 0 | 0 | 0 | 3.078 | 0 | 0 | 0 | 1.822 | 0 | 0 | 0 | 0.17845 | 12.8646 | 1.2254 | 3.0551 | 0 | 0.039387 | -0.77388 | 0.62859 | 0.16139 | 0.33681 | 26.0895 | 17.2832 | -0.89202 | 0 | 0.50591 | 0 | 1.6728 | 0.16867
2025_03_17 Hr 17 | 0.71816 | 0.00033265 | 0 | 0 | 0 | 0 | 0 | 0 | 0 | 0 | 0 | 0.0050755 | 0.12 | 0.0052846 | 1.4838 | 1.4838 | 5.1589 | 0 | 0.0055943 | 0.006688 | 0.0039511 | 0 | 0 | 0.072835 | 0.014642 | 0.60194 | 0 | 5.8213 | 2.0585 | 0 | 0.58919 | 0.81115 | 0 | 0 | 0 | 0 | -7.4656 | 0.052206 | 0 | 0.0075495 | 0 | -0.19607 | 0 | 0 | 0 | 0 | 0 | 0 | 0 | 0 | 2.9473 | 0 | 0 | 0 | 1.822 | 0 | 0 | 0 | 0.14798 | 14.5499 | 1.2254 | 3.0551 | 0 | 0.039387 | -0.71816 | 0.62859 | 0.16139 | 0.33681 | 23.3455 | 17.1754 | -0.91424 | 0 | 0.50591 | 0 | 1.6728 | 0.16905
2025_03_17 Hr 18 | 0.44724 | 0.00010209 | 0 | 0.017801 | 0.017934 | 0.017353 | 0.016774 | 0.016324 | 0.014239 | 0 | 0 | 0.0050755 | 0.15 | 0.0073865 | 1.4838 | 1.4838 | 5.1734 | 0 | 0.0055943 | 0.006688 | 0.0039511 | 0 | 0 | 0.072835 | 0.014642 | 0.84312 | 0 | 5.8213 | 2.0585 | 0 | 0.58919 | 0.81115 | 0 | 0 | 0 | 0 | -5.6107 | 0.052206 | 0 | 0.0075764 | 0 | -0.21949 | 0 | 0 | 0 | 0 | 0 | 0 | 0 | 0 | 2.9473 | 0 | 0 | 0 | 1.822 | 0 | 0 | 0 | 0.39172 | 14.906 | 1.2254 | 3.0551 | 0 | 0.039387 | -0.44724 | 0.62859 | 0.16139 | 0.33681 | 25.8079 | 17.1793 | -0.66674 | 0 | 0.50591 | 0 | 1.6728 | 0.16825
2025_03_17 Hr 19 | 0.067929 | 2.9368e-06 | 0 | 0.10681 | 0.1076 | 0.10412 | 0.10064 | 0.097943 | 0.085435 | 0 | 0 | 0.0050755 | 0.18 | 0.008223 | 1.4838 | 1.4838 | 5.1734 | 0 | 0.0055943 | 0.006688 | 0.0039511 | 0 | 0 | 0.072835 | 0.014642 | 1.0843 | 0 | 5.8213 | 2.0585 | 0 | 0.58919 | 0.81115 | 0 | 0 | 0 | 0 | -8.4266 | 0.052206 | 0 | 0.0048947 | 0 | -0.20348 | 0 | 0 | 0 | 0 | 0 | 0 | 0 | 0 | 2.7368 | 0 | 0 | 0 | 1.822 | 0 | 0 | 0 | 0.80956 | 15.6493 | 1.2254 | 3.0551 | 0 | 0.039387 | -0.067929 | 0.62859 | 0.16139 | 0.33681 | 23.9913 | 17.0401 | -0.27141 | 0 | 0.50591 | 0 | 1.6728 | 0.17026
2025_03_17 Hr 20 | 0 | 0 | 0 | 0.10681 | 0.1076 | 0.10412 | 0.10064 | 0.097943 | 0.085435 | 0 | 0 | 0.0050755 | 0.15 | 0.0071779 | 1.4838 | 1.4838 | 5.1734 | 0 | 0.0055943 | 0.006688 | 0.0039511 | 0 | 0 | 0.072835 | 0.014642 | 1.2549 | 0 | 5.8213 | 2.0585 | 0 | 0.58919 | 0.81115 | 0 | 0 | 0 | 0 | -9.7963 | 0.052206 | 0 | 0.0051271 | 0 | -0.21324 | 0 | 0 | 0 | 0 | 0 | 0 | 0 | 0 | 2.8094 | 0 | 0 | 0 | 1.822 | 0 | 0 | 0 | 1.0489 | 15.8199 | 1.2254 | 3.0551 | 0 | 0.039387 | 0 | 0.62859 | 0.16139 | 0.33681 | 23.0653 | 17.255 | -0.21324 | 0 | 0.50591 | 0 | 1.6728 | 0.1722
2025_03_17 Hr 21 | 0 | 0 | 0 | 0.10681 | 0.1076 | 0.10412 | 0.10064 | 0.097943 | 0.085435 | 0 | 0 | 0.0050755 | 0.21 | 0.0085198 | 1.4838 | 1.4838 | 5.1734 | 0 | 0.0055943 | 0.006688 | 0.0039511 | 0 | 0 | 0.072835 | 0.014642 | 1.1957 | 0 | 5.8213 | 2.0585 | 0 | 0.58919 | 0.81115 | 0 | 0 | 0 | 0 | -10.2529 | 0.052206 | 0 | 0.0043468 | 0 | -0.18047 | 0 | 0 | 0 | 0 | 0 | 0 | 0 | 0 | 3.078 | 0 | 0 | 0 | 1.822 | 0 | 0 | 0 | 0.69204 | 15.7606 | 1.2254 | 3.0551 | 0 | 0.039387 | 0 | 0.62859 | 0.16139 | 0.33681 | 22.5556 | 17.2283 | -0.18047 | 0 | 0.50591 | 0 | 1.6728 | 0.1725
2025_03_17 Hr 22 | 0 | 0 | 0 | 0 | 0 | 0 | 0 | 0 | 0 | 0 | 0 | 0.0050755 | 0.39 | 0.016665 | 1.4838 | 1.4838 | 5.1734 | 0 | 0.0055943 | 0.006688 | 0.0039511 | 0 | 0 | 0.072835 | 0.014642 | 0.60201 | 0 | 5.8213 | 2.0585 | 0 | 0.58919 | 0.81115 | 0 | 0 | 0 | 0 | -9.9261 | 0.052206 | 0 | 0.0073251 | 0 | -0.19018 | 0 | 0 | 0 | 0 | 0 | 0 | 0 | 0 | 2.9473 | 0 | 0 | 0 | 1.822 | 0 | 0 | 0 | 0.72251 | 14.5644 | 1.2254 | 3.0551 | 0 | 0.039387 | 0 | 0.62859 | 0.16139 | 0.33681 | 21.7624 | 17.3143 | -0.19018 | 0 | 0.50591 | 0 | 1.6728 | 0.17045
2025_03_17 Hr 23 | 0 | 0 | 0 | 0 | 0 | 0 | 0 | 0 | 0 | 0 | 0 | 0.0050755 | 0.48 | 0.020228 | 1.4838 | 1.4838 | 5.2467 | 0 | 0.0055943 | 0.006688 | 0.0039511 | 0 | 0 | 0.072835 | 0.014642 | 0.84317 | 0 | 5.8491 | 2.0585 | 0 | 0.59394 | 0.81115 | 0 | 0 | 0 | 0 | -12.5336 | 0.052206 | 0 | 0.0072244 | 0 | -0.18754 | 0 | 0 | 0 | 0 | 0 | 0 | 0 | 0 | 3.0126 | 0 | 0 | 0 | 1.822 | 0 | 0 | 0 | 0.93143 | 14.9067 | 1.2254 | 3.0551 | 0 | 0.039387 | 0 | 0.62859 | 0.16139 | 0.33681 | 19.8699 | 17.6843 | -0.18754 | 0 | 0.50591 | 0 | 1.6728 | 0.16798
2025_03_17 Hr 24 | 0 | 0 | 0 | 0 | 0 | 0 | 0 | 0 | 0 | 0 | 0 | 0.0050755 | 0.54 | 0.022137 | 1.4838 | 1.4838 | 5.2467 | 0 | 0.0055943 | 0.006688 | 0.0039511 | 0 | 0 | 0.072835 | 0.014642 | 1.0843 | 0 | 5.8491 | 2.0585 | 0 | 0.59394 | 0.81115 | 0 | 0 | 0 | 0 | -12.6664 | 0.052206 | 0 | 0.0070276 | 0 | -0.18237 | 0 | 0 | 0 | 0 | 0 | 0 | 0 | 0 | 2.7368 | 0 | 0 | 0 | 1.822 | 0 | 0 | 0 | 0.93143 | 15.1479 | 1.2254 | 3.0551 | 0 | 0.039387 | 0 | 0.62859 | 0.16139 | 0.33681 | 19.7667 | 17.4677 | -0.18237 | 0 | 0.50591 | 0 | 1.6728 | 0.16524
2025_03_18 Hr 01 | 0 | 0 | 0 | 0 | 0 | 0 | 0 | 0 | 0 | 0 | 0 | 0.0050755 | 0.36 | 0.011821 | 1.4838 | 1.4838 | 5.7175 | 0 | 0.0055943 | 0.006688 | 0.0039511 | 0 | 0 | 0.072835 | 0.014642 | 0.47133 | 0 | 6.3744 | 2.0585 | 0 | 0.59394 | 0.81115 | 0 | 0 | 0 | 0 | -10.5707 | 0.052206 | 0 | 0.0056289 | 0 | -0.14566 | 0 | 0 | 0 | 0 | 0 | 0 | 0 | 0 | 3.4264 | 0 | 0 | 0 | 1.822 | 0 | 0 | 0 | 1.1403 | 15.5309 | 1.2254 | 3.0551 | 0 | 0.039387 | 0 | 0.62859 | 0.16139 | 0.33681 | 22.9891 | 18.1745 | -0.14566 | 0 | 0.50591 | 0 | 1.6728 | 0.16384
2025_03_18 Hr 02 | 0 | 0 | 0 | 0 | 0 | 0 | 0 | 0 | 0 | 0 | 0 | 0.0050755 | 0.33 | 0.014932 | 1.4838 | 1.4838 | 5.7175 | 0 | 0.0055943 | 0.006688 | 0.0039511 | 0 | 0 | 0.072835 | 0.014642 | 0.60201 | 0 | 6.3744 | 2.0585 | 0 | 0.59394 | 0.81115 | 0 | 0 | 0 | 0 | -13.8338 | 0.052206 | 0 | 0.0077567 | 0 | -0.20151 | 0 | 0 | 0 | 0 | 0 | 0 | 0 | 0 | 3.9055 | 0 | 0 | 0 | 1.822 | 0 | 0 | 0 | 1.0185 | 15.6616 | 1.2254 | 3.0551 | 0 | 0.039387 | 0 | 0.62859 | 0.16139 | 0.33681 | 20.1302 | 18.5039 | -0.20151 | 0 | 0.50591 | 0 | 1.6728 | 0.16286
2025_03_18 Hr 03 | 0 | 0 | 0 | 0 | 0 | 0 | 0 | 0 | 0 | 0 | 0 | 0.0050755 | 0.51 | 0.026977 | 1.4838 | 1.4838 | 5.7175 | 0 | 0.0055943 | 0.006688 | 0.0039511 | 0 | 0 | 0.072835 | 0.014642 | 0.84314 | 0 | 6.3744 | 2.0585 | 0 | 0.59394 | 0.81115 | 0 | 0 | 0 | 0 | -25.9027 | 0.052206 | 0 | 0.0034005 | 0 | -0.23593 | 0 | 0 | 0 | 0 | 0 | 0 | 0 | 0 | 3.9055 | 0 | 0 | 0 | 1.822 | 0 | 4.5646 | 4.5645 | 1.1403 | 22.36 | 1.2254 | 3.0551 | 0 | 0.039387 | 0 | 0.62859 | 0.16139 | 0.33681 | 15.0394 | 18.8181 | -0.23593 | 0 | 0.50591 | 0 | 1.6728 | 0.16313
2025_03_18 Hr 04 | 0 | 0 | 0 | 0 | 0 | 0 | 0 | 0 | 0.093107 | 0 | 0 | 0.0050755 | 1.08 | 0.065486 | 1.4838 | 1.4838 | 5.7175 | 0 | 0.0055943 | 0.006688 | 0.0039511 | 0 | 0 | 0.072835 | 0.014642 | 1.1907 | 0 | 6.3744 | 2.0585 | 0 | 0.59394 | 0.81115 | 0 | 0 | 0 | 0 | -32.6703 | 0.052206 | 0 | 0.0032483 | 0 | -0.27076 | 0 | 0 | 0 | 0 | 0 | 0 | 0 | 0 | 3.7676 | 0 | 0 | 0 | 1.822 | 0 | 3.3151 | 3.3151 | 1.0794 | 22.9737 | 1.2254 | 3.0551 | 0 | 0.039387 | 0 | 0.62859 | 0.16139 | 0.33681 | 9.2612 | 19.2285 | -0.27076 | 0 | 0.50591 | 0 | 1.6728 | 0.16395
2025_03_18 Hr 05 | 0 | 0 | 0 | 0 | 0 | 0 | 0.10968 | 0.10674 | 0.093107 | 0 | 0 | 0.0050755 | 1.29 | 0.076674 | 1.4838 | 1.4838 | 5.7175 | 0 | 0.0055943 | 0.006688 | 0.0039511 | 0 | 0 | 0.072835 | 0.014642 | 1.2615 | 0 | 6.3744 | 2.0585 | 0 | 0.59394 | 0.81115 | 0 | 0 | 0 | 0 | -32.6011 | 0.052206 | 0 | 0.0019105 | 0 | -0.26537 | 0 | 0 | 0 | 0 | 0 | 0 | 0 | 0 | 3.6297 | 0 | 0 | 0 | 1.822 | 0 | 3.3151 | 3.3151 | 1.1708 | 23.2608 | 1.2254 | 3.0551 | 0 | 0.039387 | 0 | 0.62859 | 0.16139 | 0.33681 | 9.7995 | 19.4052 | -0.26537 | 0 | 0.50591 | 0 | 1.6728 | 0.16592
2025_03_18 Hr 06 | 0 | 0 | 0 | 0.1164 | 0.11727 | 0.11347 | 0.10968 | 0.10674 | 0.093107 | 0 | 0 | 0.0050755 | 1.44 | 0.081712 | 1.4838 | 1.4838 | 5.7175 | 0 | 0.0055943 | 0.006688 | 0.0039511 | 0 | 0 | 0.072835 | 0.014642 | 1.2615 | 0 | 6.3744 | 2.0585 | 0 | 0.59394 | 0.81115 | 0 | 0 | 0 | 0 | -32.2986 | 0.052206 | 0 | 0 | 0 | -0.25325 | 0 | 0 | 0 | 0 | 0 | 0 | 0 | 0 | 3.7676 | 0 | 0 | 0 | 1.822 | 0 | 3.3151 | 3.3151 | 1.2013 | 23.608 | 1.2254 | 3.0551 | 0 | 0.039387 | 0 | 0.62859 | 0.16139 | 0.33681 | 10.7901 | 19.734 | -0.25325 | 0 | 0.50591 | 0 | 1.6728 | 0.17131
2025_03_18 Hr 07 | 0 | 0 | 0 | 0.1164 | 0.11727 | 0.11347 | 0.10968 | 0.10674 | 0.093107 | 0 | 0 | 0.0050755 | 1.65 | 0.11837 | 1.4838 | 1.4838 | 5.6376 | 0 | 0.0055943 | 0.006688 | 0.0039511 | 0 | 0 | 0.072835 | 0.014642 | 1.2615 | 0.32944 | 6.3441 | 2.0585 | 0 | 0.58919 | 0.81115 | 0 | 0 | 0 | 0 | -41.0701 | 0.052206 | 0 | 0 | 0 | -0.32073 | 0 | 0 | 0 | 0 | 0 | 0 | 0 | 0 | 4.1741 | 0 | 0 | 0 | 1.822 | 0 | 3.2737 | 3.2737 | 1.1099 | 23.5948 | 1.2254 | 3.0551 | 0 | 0.039387 | 0 | 0.62859 | 0.16139 | 0.33681 | 2.5021 | 20.2982 | -0.32073 | 0 | 0.50591 | 0 | 1.6728 | 0.17851
2025_03_18 Hr 08 | 0.13579 | 0 | 0 | 0.1164 | 0.11727 | 0.11347 | 0.10968 | 0.10674 | 0.093107 | 0 | 0 | 0.0050755 | 1.62 | 0.11387 | 1.4838 | 1.4838 | 5.6376 | 0 | 0.0055943 | 0.006688 | 0.0039511 | 0 | 0 | 0.072835 | 0.014642 | 1.2615 | 0.27806 | 6.3441 | 2.0585 | 0 | 0.58919 | 0.81115 | 0 | 0 | 0 | 0 | -38.9735 | 0.052206 | 0 | 0 | 0 | -0.3142 | 0 | 0 | 0 | 0 | 0 | 0 | 0 | 0 | 3.9055 | 0 | 0 | 0 | 1.822 | 0 | 3.2737 | 3.2737 | 1.2317 | 23.5434 | 1.2254 | 3.0551 | 0 | 0.039387 | -0.13579 | 0.62859 | 0.16139 | 0.33681 | 4.3755 | 20.2557 | -0.44998 | 0 | 0.50591 | 0 | 1.6728 | 0.18141
2025_03_18 Hr 09 | 0.40874 | 0 | 0 | 0.1164 | 0.11727 | 0.11347 | 0.10968 | 0.10674 | 0.093107 | 0 | 0 | 0.0050755 | 0.75 | 0.045123 | 1.4838 | 1.4838 | 5.6376 | 0 | 0.0055943 | 0.006688 | 0.0039511 | 0 | 0 | 0.072835 | 0.014642 | 1.2615 | 0 | 6.3441 | 2.0585 | 0 | 0.58919 | 0.81115 | 0 | 0 | 0 | 0 | -30.1551 | 0.052206 | 0 | 0 | 0 | -0.26864 | 0 | 0 | 0 | 0 | 0 | 0 | 0 | 0 | 3.695 | 0 | 0 | 0 | 1.822 | 0 | 3.2737 | 3.2737 | 1.3493 | 23.4149 | 1.2254 | 3.0551 | 0 | 0.039387 | -0.40874 | 0.62859 | 0.16139 | 0.33681 | 12.0773 | 19.4949 | -0.67738 | 0 | 0.50591 | 0 | 1.6728 | 0.17945
2025_03_18 Hr 10 | 0.40867 | 1.0418e-06 | 0 | 0.1164 | 0.11727 | 0.11347 | 0.10968 | 0.10674 | 0.093107 | 0 | 0 | 0.0050755 | 0.87 | 0.056397 | 1.4838 | 1.4838 | 5.6376 | 0 | 0.0055943 | 0.006688 | 0.0039511 | 0 | 0 | 0.072835 | 0.014642 | 1.2615 | 0 | 6.3441 | 2.0585 | 0 | 0.58919 | 0.81115 | 0 | 0 | 0 | 0 | -30.0368 | 0.052206 | 0 | 0 | 0 | -0.28961 | 0 | 0 | 0 | 0 | 0 | 0 | 0 | 0 | 3.1506 | 0 | 0 | 0 | 1.822 | 0 | 3.2737 | 3.2737 | 0.87049 | 23.4149 | 1.2254 | 3.0551 | 0 | 0.039387 | -0.40867 | 0.62859 | 0.16139 | 0.33681 | 11.28 | 18.6001 | -0.69827 | 0 | 0.50591 | 0 | 1.6728 | 0.17666
2025_03_18 Hr 11 | 0.40867 | 5.1774e-06 | 0 | 0.1164 | 0.11727 | 0.11347 | 0.10968 | 0.10674 | 0.093107 | 0 | 0 | 0.0050755 | 1.17 | 0.075384 | 1.4838 | 1.4838 | 5.6376 | 0 | 0.0055943 | 0.006688 | 0.0039511 | 0 | 0 | 0.072835 | 0.014642 | 1.2615 | 0 | 6.3441 | 2.0585 | 0 | 0.58919 | 0.81115 | 0 | 0 | 0 | 0 | -30.9967 | 0.052206 | 0 | 0 | 0 | -0.28784 | 0 | 0 | 0 | 0 | 0 | 0 | 0 | 0 | 3.3538 | 0 | 0 | 0 | 1.822 | 0 | 3.2737 | 3.2737 | 0.99236 | 23.4149 | 1.2254 | 3.0551 | 0 | 0.039387 | -0.40867 | 0.62859 | 0.16139 | 0.33681 | 10.9633 | 19.2415 | -0.6965 | 0 | 0.50591 | 0 | 1.6728 | 0.17395
2025_03_18 Hr 12 | 0.40867 | 1.248e-05 | 0 | 0 | 0 | 0.11347 | 0.10968 | 0.10674 | 0.093107 | 0 | 0 | 0.0050755 | 1.59 | 0.10289 | 1.4838 | 1.4838 | 5.6376 | 0 | 0.0055943 | 0.006688 | 0.0039511 | 0 | 0 | 0.072835 | 0.014642 | 1.2615 | 0 | 6.3441 | 2.0585 | 0 | 0.58919 | 0.81115 | 0 | 0 | 0 | 0 | -32.5916 | 0.052206 | 0 | 0.0013866 | 0 | -0.28909 | 0 | 0 | 0 | 0 | 0 | 0 | 0 | 0 | 3.3538 | 0 | 0 | 0 | 1.822 | 0 | 3.2737 | 3.2737 | 1.1403 | 23.1813 | 1.2254 | 3.0551 | 0 | 0.039387 | -0.40867 | 0.62859 | 0.16139 | 0.33681 | 9.727 | 19.8352 | -0.69776 | 0 | 0.50591 | 0 | 1.6728 | 0.1721
2025_03_18 Hr 13 | 0.38643 | 2.8133e-05 | 0 | 0 | 0 | 0.11347 | 0.10968 | 0.10674 | 0.093107 | 0 | 0 | 0.0050755 | 1.86 | 0.11227 | 1.4838 | 1.4838 | 5.6376 | 0 | 0.0055943 | 0.006688 | 0.0039511 | 0 | 0 | 0.072835 | 0.014642 | 1.2615 | 0 | 6.3441 | 2.0585 | 0 | 0.58919 | 0.81115 | 0 | 0 | 0 | 0 | -30.8008 | 0.052206 | 0 | 0.0012935 | 0 | -0.26953 | 0 | 0 | 0 | 0 | 0 | 0 | 0 | 0 | 3.1506 | 0 | 0 | 0 | 1.822 | 0 | 3.2737 | 3.2737 | 1.2317 | 23.1813 | 1.2254 | 3.0551 | 0 | 0.039387 | -0.38643 | 0.62859 | 0.16139 | 0.33681 | 11.7038 | 19.9793 | -0.65596 | 0 | 0.50591 | 0 | 1.6728 | 0.17093
2025_03_18 Hr 14 | 0.38636 | 5.4203e-05 | 0 | 0 | 0 | 0.11347 | 0.10968 | 0.10674 | 0.093107 | 0 | 0 | 0.0050755 | 2.01 | 0.096842 | 1.4838 | 1.4838 | 5.6376 | 0 | 0.0055943 | 0.006688 | 0.0039511 | 0 | 0 | 0.072835 | 0.014642 | 1.2615 | 0 | 6.3441 | 2.0585 | 0 | 0.58919 | 0.81115 | 0 | 0 | 0 | 0 | -24.5701 | 0.052206 | 0 | 0.0010324 | 0 | -0.21471 | 0 | 0 | 0 | 0 | 0 | 0 | 0 | 0 | 2.8094 | 0 | 0 | 0 | 1.822 | 0 | 3.2737 | 3.2737 | 1.0794 | 23.1813 | 1.2254 | 3.0551 | 0 | 0.039387 | -0.38636 | 0.62859 | 0.16139 | 0.33681 | 17.6295 | 19.6194 | -0.60107 | 0 | 0.50591 | 0 | 1.6728 | 0.17003
2025_03_18 Hr 15 | 0.38636 | 5.5049e-05 | 0 | 0 | 0 | 0.11347 | 0.10968 | 0.10674 | 0.093107 | 0 | 0 | 0.0050755 | 2.07 | 0.097128 | 1.4838 | 1.4838 | 5.6376 | 0 | 0.0055943 | 0.006688 | 0.0039511 | 0 | 0 | 0.072835 | 0.014642 | 0.99979 | 0 | 6.3441 | 2.0585 | 0 | 0.58919 | 0.81115 | 0 | 0 | 0 | 0 | -21.3455 | 0.052206 | 0 | 0.0010055 | 0 | -0.20905 | 0 | 0 | 0 | 0 | 0 | 0 | 0 | 0 | 2.5335 | 0 | 0 | 0 | 1.822 | 0 | 2.9224 | 2.9224 | 0.77909 | 22.2169 | 1.2254 | 3.0551 | 0 | 0.039387 | -0.38636 | 0.62859 | 0.16139 | 0.33681 | 19.3774 | 19.1014 | -0.59541 | 0 | 0.50591 | 0 | 1.6728 | 0.16796
2025_03_18 Hr 16 | 0.40881 | 3.4756e-05 | 0 | 0.0194 | 0.019544 | 0.11347 | 0.10968 | 0.10674 | 0.093107 | 0 | 0 | 0.0050755 | 2.04 | 0.11312 | 1.4838 | 1.4838 | 5.6376 | 0 | 0.0055943 | 0.006688 | 0.0039511 | 0 | 0 | 0.072835 | 0.014642 | 0.85127 | 0.17532 | 6.3441 | 2.0585 | 0 | 0.58919 | 0.81115 | 0 | 0 | 0 | 0 | -26.1614 | 0.052206 | 0 | 0.00085711 | 0 | -0.24743 | 0 | 0 | 0 | 0 | 0 | 0 | 0 | 0 | 2.2577 | 0 | 0 | 0 | 1.822 | 0 | 3.1141 | 3.1141 | 0.69204 | 22.5164 | 1.2254 | 3.0551 | 0 | 0.039387 | -0.40881 | 0.62859 | 0.16139 | 0.33681 | 14.445 | 18.7462 | -0.65624 | 0 | 0.50591 | 0 | 1.6728 | 0.1672
2025_03_18 Hr 17 | 0.40867 | 6.0758e-05 | 0 | 0.1164 | 0.11727 | 0.11347 | 0.10968 | 0.10674 | 0.093107 | 0 | 0 | 0.0050755 | 2.01 | 0.12665 | 1.4838 | 1.4838 | 5.6376 | 0 | 0.0055943 | 0.006688 | 0.0039511 | 0 | 0 | 0.072835 | 0.014642 | 1.1648 | 0.22669 | 6.3441 | 2.0585 | 0 | 0.58919 | 0.81115 | 0 | 0 | 0 | 0 | -30.9108 | 0.052206 | 0 | 0 | 0 | -0.28144 | 0 | 0 | 0 | 0 | 0 | 0 | 0 | 0 | 2.2577 | 0 | 0 | 0 | 1.822 | 0 | 3.1544 | 3.1544 | 0.60064 | 23.1567 | 1.2254 | 3.0551 | 0 | 0.039387 | -0.40867 | 0.62859 | 0.16139 | 0.33681 | 10.1944 | 18.6385 | -0.6901 | 0 | 0.50591 | 0 | 1.6728 | 0.16747
2025_03_18 Hr 18 | 0.27215 | 4.4729e-05 | 0 | 0.1164 | 0.11727 | 0.11347 | 0.10968 | 0.10674 | 0.093107 | 0 | 0 | 0.0050755 | 2.16 | 0.14313 | 1.4838 | 1.4838 | 5.6376 | 0 | 0.0055943 | 0.006688 | 0.0039511 | 0 | 0 | 0.072835 | 0.014642 | 1.2615 | 0.30821 | 6.3441 | 2.0585 | 0 | 0.58919 | 0.81115 | 0 | 0 | 0 | 0 | -32.24 | 0.052206 | 0 | 0 | 0 | -0.2961 | 0 | 0 | 0 | 0 | 0 | 0 | 0 | 0 | 2.3956 | 0 | 0 | 0 | 1.822 | 0 | 3.2737 | 3.2737 | 0.36125 | 23.7232 | 1.2254 | 3.0551 | 0 | 0.039387 | -0.27215 | 0.62859 | 0.16139 | 0.33681 | 9.4821 | 18.5672 | -0.56825 | 0 | 0.50591 | 0 | 1.6728 | 0.16773
2025_03_18 Hr 19 | 0.045117 | 6.4086e-06 | 0 | 0.1164 | 0.11727 | 0.11347 | 0.10968 | 0.10674 | 0.093107 | 0 | 0 | 0.0050755 | 2.34 | 0.15552 | 1.4838 | 1.4838 | 5.6376 | 0 | 0.0055943 | 0.006688 | 0.0039511 | 0 | 0 | 0.072835 | 0.014642 | 1.2615 | 0.30821 | 6.3441 | 2.0585 | 0 | 0.58919 | 0.81115 | 0 | 0 | 0 | 0 | -32.677 | 0.052206 | 0 | 0 | 0 | -0.29697 | 0 | 0 | 0 | 0 | 0 | 0 | 0 | 0 | 2.3956 | 0 | 0 | 0 | 1.822 | 0 | 3.2737 | 3.2737 | 0.47877 | 23.7232 | 1.2254 | 3.0551 | 0 | 0.039387 | -0.045117 | 0.62859 | 0.16139 | 0.33681 | 9.3555 | 18.6514 | -0.34208 | 0 | 0.50591 | 0 | 1.6728 | 0.16912
2025_03_18 Hr 20 | 0 | 0 | 0 | 0.1164 | 0.11727 | 0.11347 | 0.10968 | 0.10674 | 0.093107 | 0 | 0 | 0.0050755 | 2.37 | 0.1685 | 1.4838 | 1.4838 | 5.6376 | 0 | 0.0055943 | 0.006688 | 0.0039511 | 0 | 0 | 0.072835 | 0.014642 | 1.2615 | 0.30821 | 6.3441 | 2.0585 | 0 | 0.58919 | 0.81115 | 0 | 0 | 0 | 0 | -34.6989 | 0.052206 | 0 | 0 | 0 | -0.31785 | 0 | 0 | 0 | 0 | 0 | 0 | 0 | 0 | 2.3956 | 0 | 0 | 0 | 1.822 | 0 | 3.2737 | 3.2737 | 0.14798 | 23.7232 | 1.2254 | 3.0551 | 0 | 0.039387 | 0 | 0.62859 | 0.16139 | 0.33681 | 7.0276 | 18.3212 | -0.31785 | 0 | 0.50591 | 0 | 1.6728 | 0.17176
2025_03_18 Hr 21 | 0 | 0 | 0 | 0.1164 | 0.11727 | 0.11347 | 0.10968 | 0.10674 | 0.093107 | 0 | 0 | 0.0050755 | 2.37 | 0.17762 | 1.4838 | 1.4838 | 5.6376 | 0 | 0.0055943 | 0.006688 | 0.0039511 | 0 | 0 | 0.072835 | 0.014642 | 1.2615 | 0 | 6.3441 | 2.0585 | 0 | 0.58919 | 0.81115 | 0 | 0 | 0 | 0 | -37.3862 | 0.052206 | 0 | 0 | 0 | -0.33516 | 0 | 0 | 0 | 0 | 0 | 0 | 0 | 0 | 3.1506 | 0 | 0 | 0 | 1.822 | 0 | 3.2737 | 3.2737 | 0.39172 | 23.4149 | 1.2254 | 3.0551 | 0 | 0.039387 | 0 | 0.62859 | 0.16139 | 0.33681 | 5.0227 | 19.3291 | -0.33516 | 0 | 0.50591 | 0 | 1.6728 | 0.17184
2025_03_18 Hr 22 | 0 | 0 | 0 | 0.1164 | 0.11727 | 0.11347 | 0.10968 | 0.10674 | 0.093107 | 0 | 0 | 0.0050755 | 2.1 | 0.15536 | 1.4838 | 1.4838 | 5.6376 | 0 | 0.0055943 | 0.006688 | 0.0039511 | 0 | 0 | 0.072835 | 0.014642 | 1.2615 | 0 | 6.3441 | 2.0585 | 0 | 0.58919 | 0.81115 | 0 | 0 | 0 | 0 | -37.3564 | 0.052206 | 0 | 0 | 0 | -0.33081 | 0 | 0 | 0 | 0 | 0 | 0 | 0 | 0 | 3.4264 | 0 | 0 | 0 | 1.822 | 0 | 3.2737 | 3.2737 | 1.1708 | 23.4149 | 1.2254 | 3.0551 | 0 | 0.039387 | 0 | 0.62859 | 0.16139 | 0.33681 | 5.8167 | 20.089 | -0.33081 | 0 | 0.50591 | 0 | 1.6728 | 0.16908
2025_03_18 Hr 23 | 0 | 0 | 0 | 0.1164 | 0.11727 | 0.11347 | 0.10968 | 0.10674 | 0.093107 | 0 | 0 | 0.0050755 | 1.8 | 0.12305 | 1.4838 | 1.4838 | 5.7175 | 0 | 0.0055943 | 0.006688 | 0.0039511 | 0 | 0 | 0.072835 | 0.014642 | 1.2615 | 0 | 6.3744 | 2.0585 | 0 | 0.59394 | 0.81115 | 0 | 0 | 0 | 0 | -34.6936 | 0.052206 | 0 | 0 | 0 | -0.30554 | 0 | 0 | 0 | 0 | 0 | 0 | 0 | 0 | 2.8094 | 0 | 0 | 0 | 1.822 | 0 | 3.3151 | 3.3151 | 1.4711 | 23.608 | 1.2254 | 3.0551 | 0 | 0.039387 | 0 | 0.62859 | 0.16139 | 0.33681 | 8.05 | 19.4412 | -0.30554 | 0 | 0.50591 | 0 | 1.6728 | 0.16558
2025_03_18 Hr 24 | 0 | 0 | 0 | 0.1164 | 0.11727 | 0.11347 | 0.10968 | 0.10674 | 0.093107 | 0 | 0 | 0.0050755 | 1.32 | 0.087786 | 1.4838 | 1.4838 | 5.7175 | 0 | 0.0055943 | 0.006688 | 0.0039511 | 0 | 0 | 0.072835 | 0.014642 | 1.2615 | 0 | 6.3744 | 2.0585 | 0 | 0.59394 | 0.81115 | 0 | 0 | 0 | 0 | -34.8762 | 0.052206 | 0 | 0 | 0 | -0.29717 | 0 | 0 | 0 | 0 | 0 | 0 | 0 | 0 | 3.4264 | 0 | 0 | 0 | 1.822 | 0 | 3.3151 | 3.3151 | 1.6801 | 23.608 | 1.2254 | 3.0551 | 0 | 0.039387 | 0 | 0.62859 | 0.16139 | 0.33681 | 8.1843 | 19.7497 | -0.29717 | 0 | 0.50591 | 0 | 1.6728 | 0.16339
2025_03_19 Hr 01 | 0 | 0 | 0 | 0 | 0 | 0 | 0 | 0 | 0.097562 | 0 | 0 | 0.0050755 | 0.99 | 0.065695 | 1.4838 | 1.4838 | 5.9908 | 0 | 0.0055943 | 0.006688 | 0.0039511 | 0 | 0 | 0.072835 | 0.014642 | 1.2615 | 0 | 6.6794 | 2.0585 | 0 | 0.59394 | 0.81115 | 0 | 0 | 0 | 0 | -31.3386 | 0.052206 | 0 | 0.0035549 | 0 | -0.29651 | 0 | 0 | 0 | 0 | 0 | 0 | 0 | 0 | 3.1506 | 0 | 0 | 0 | 1.822 | 0 | 3.4737 | 3.4737 | 0.74862 | 23.9445 | 1.2254 | 3.0551 | 0 | 0.039387 | 0 | 0.62859 | 0.16139 | 0.33681 | 10.4976 | 18.1883 | -0.29651 | 0 | 0.50591 | 0 | 1.6728 | 0.16129
2025_03_19 Hr 02 | 0 | 0 | 0 | 0 | 0 | 0 | 0 | 0 | 0.097562 | 0 | 0 | 0.0050755 | 0.87 | 0.061008 | 1.4838 | 1.4838 | 5.9908 | 0 | 0.0055943 | 0.006688 | 0.0039511 | 0 | 0 | 0.072835 | 0.014642 | 1.2615 | 0 | 6.6794 | 2.0585 | 0 | 0.59394 | 0.81115 | 0 | 0 | 0 | 0 | -35.1352 | 0.052206 | 0 | 0.0037567 | 0 | -0.31346 | 0 | 0 | 0 | 0 | 0 | 0 | 0 | 0 | 3.0126 | 0 | 0 | 0 | 1.822 | 0 | 3.4737 | 3.4737 | 1.0794 | 23.9445 | 1.2254 | 3.0551 | 0 | 0.039387 | 0 | 0.62859 | 0.16139 | 0.33681 | 6.7529 | 18.257 | -0.31346 | 0 | 0.50591 | 0 | 1.6728 | 0.16189
2025_03_19 Hr 03 | 0 | 0 | 0 | 0 | 0 | 0 | 0 | 0 | 0.097562 | 0 | 0 | 0.0050755 | 0.9 | 0.062726 | 1.4838 | 1.4838 | 5.9908 | 0 | 0.0055943 | 0.006688 | 0.0039511 | 0 | 0 | 0.072835 | 0.014642 | 1.2615 | 0 | 6.6794 | 2.0585 | 0 | 0.59394 | 0.81115 | 0 | 0 | 0 | 0 | -34.1342 | 0.052206 | 0 | 0.0037337 | 0 | -0.31153 | 0 | 0 | 0 | 0 | 0 | 0 | 0 | 0 | 3.078 | 0 | 0 | 0 | 1.822 | 0 | 3.4737 | 3.4737 | 1.0794 | 23.9445 | 1.2254 | 3.0551 | 0 | 0.039387 | 0 | 0.62859 | 0.16139 | 0.33681 | 7.8526 | 18.3538 | -0.31153 | 0 | 0.50591 | 0 | 1.6728 | 0.16166
2025_03_19 Hr 04 | 0 | 0 | 0 | 0 | 0 | 0 | 0 | 0 | 0.097562 | 0 | 0 | 0.0050755 | 0.63 | 0.050083 | 1.4838 | 1.4838 | 5.9908 | 0 | 0.0055943 | 0.006688 | 0.0039511 | 0 | 0 | 0.072835 | 0.014642 | 1.2615 | 0 | 6.6794 | 2.0585 | 0 | 0.59394 | 0.81115 | 0 | 0 | 0 | 0 | -35.9339 | 0.052206 | 0 | 0.0042588 | 0 | -0.35564 | 0 | 0 | 0 | 0 | 0 | 0 | 0 | 0 | 3.0126 | 0 | 0 | 0 | 1.822 | 0 | 3.4737 | 3.4737 | 1.2622 | 23.9445 | 1.2254 | 3.0551 | 0 | 0.039387 | 0 | 0.62859 | 0.16139 | 0.33681 | 5.8433 | 18.1883 | -0.35564 | 0 | 0.50591 | 0 | 1.6728 | 0.16128
2025_03_19 Hr 05 | 0 | 0 | 0 | 0.12197 | 0.12288 | 0.1189 | 0.11493 | 0.11185 | 0.097562 | 0 | 0 | 0.0050755 | 0.45 | 0.035116 | 1.4838 | 1.4838 | 5.9908 | 0 | 0.0055943 | 0.006688 | 0.0039511 | 0 | 0 | 0.072835 | 0.014642 | 1.2615 | 0 | 6.6794 | 2.0585 | 0 | 0.59394 | 0.81115 | 0 | 0 | 0 | 0 | -36.6008 | 0.052206 | 0 | 0 | 0 | -0.34906 | 0 | 0 | 0 | 0 | 0 | 0 | 0 | 0 | 2.5335 | 0 | 0 | 0 | 1.822 | 0 | 3.4737 | 3.4737 | 1.0489 | 24.535 | 1.2254 | 3.0551 | 0 | 0.039387 | 0 | 0.62859 | 0.16139 | 0.33681 | 4.8891 | 17.304 | -0.34906 | 0 | 0.50591 | 0 | 1.6728 | 0.16436
2025_03_19 Hr 06 | 0 | 0 | 0 | 0.12197 | 0.12288 | 0.1189 | 0.11493 | 0.11185 | 0.097562 | 0 | 0 | 0.0050755 | 0.33 | 0.026353 | 1.4838 | 1.4838 | 5.9908 | 0 | 0.0055943 | 0.006688 | 0.0039511 | 0 | 0 | 0.072835 | 0.014642 | 1.2615 | 0.47236 | 6.6794 | 2.0585 | 0 | 0.59394 | 0.81115 | 0 | 0 | 0 | 0 | -37.5819 | 0.052206 | 0 | 0 | 0 | -0.35726 | 0 | 0 | 0 | 0 | 0 | 0 | 0 | 0 | 2.8094 | 0 | 0 | 0 | 1.822 | 0 | 3.4737 | 3.4737 | 1.3188 | 24.8577 | 1.2254 | 3.0551 | 0 | 0.039387 | 0 | 0.62859 | 0.16139 | 0.33681 | 4.6445 | 17.7259 | -0.35726 | 0 | 0.50591 | 0 | 1.6728 | 0.16934
2025_03_19 Hr 07 | 0 | 0 | 0 | 0.12197 | 0.12288 | 0.1189 | 0.11493 | 0.11185 | 0.097562 | 0 | 0 | 0.0050755 | 0.42 | 0.040023 | 1.4838 | 1.4838 | 5.9071 | 0 | 0.0055943 | 0.006688 | 0.0039511 | 0 | 0 | 0.072835 | 0.014642 | 1.2615 | 0.32272 | 6.6476 | 2.0585 | 0 | 0.58919 | 0.81115 | 0 | 0 | 0 | 0 | -41.8334 | 0.052206 | 0 | 0 | 0 | -0.42672 | 0 | 0 | 0 | 0 | 0 | 0 | 0 | 0 | 2.9473 | 0 | 0 | 0 | 1.822 | 0 | 3.4304 | 3.4304 | 1.4407 | 24.6555 | 1.2254 | 3.0551 | 0 | 0.039387 | 0 | 0.62859 | 0.16139 | 0.33681 | 0.48615 | 18.0908 | -0.42672 | 0 | 0.50591 | 0 | 1.6728 | 0.17549
2025_03_19 Hr 08 | 0.090669 | 0 | 0 | 0.12197 | 0.12288 | 0.1189 | 0.11493 | 0.11185 | 0.097562 | 0 | 0 | 0.0050755 | 0.45 | 0.040236 | 1.4838 | 1.4838 | 5.9071 | 0 | 0.0055943 | 0.006688 | 0.0039511 | 0 | 0 | 0.072835 | 0.014642 | 1.2615 | 0.32272 | 6.6476 | 2.0585 | 0 | 0.58919 | 0.81115 | 0 | 0 | 0 | 0 | -40.6396 | 0.052206 | 0 | 0 | 0 | -0.40026 | 0 | 0 | 0 | 0 | 0 | 0 | 0 | 0 | 3.078 | 0 | 0 | 0 | 1.822 | 0 | 3.4304 | 3.4304 | 1.9804 | 24.6555 | 1.2254 | 3.0551 | 0 | 0.039387 | -0.090669 | 0.62859 | 0.16139 | 0.33681 | 2.4101 | 18.8851 | -0.49093 | 0 | 0.50591 | 0 | 1.6728 | 0.17853
2025_03_19 Hr 09 | 0.34088 | 0 | 0 | 0.12197 | 0.12288 | 0.1189 | 0.11493 | 0.11185 | 0.097562 | 0 | 0 | 0.0050755 | 0.15 | 0.011765 | 1.4838 | 1.4838 | 5.9071 | 0 | 0.0055943 | 0.006688 | 0.0039511 | 0 | 0 | 0.072835 | 0.014642 | 1.2615 | 0.32272 | 6.6476 | 2.0585 | 0 | 0.58919 | 0.81115 | 0 | 0 | 0 | 0 | -34.5393 | 0.052206 | 0 | 0 | 0 | -0.35086 | 0 | 0 | 0 | 0 | 0 | 0 | 0 | 0 | 3.3538 | 0 | 0 | 0 | 1.822 | 0 | 3.4304 | 3.4304 | 1.8019 | 24.6555 | 1.2254 | 3.0551 | 0 | 0.039387 | -0.34088 | 0.62859 | 0.16139 | 0.33681 | 8.3268 | 18.9024 | -0.69174 | 0 | 0.50591 | 0 | 1.6728 | 0.17665
2025_03_19 Hr 10 | 0.56741 | 0 | 0 | 0.12197 | 0.12288 | 0.1189 | 0.11493 | 0.11185 | 0.097562 | 0 | 0 | 0.0050755 | 0.18 | 0.010884 | 1.4838 | 1.4838 | 5.9071 | 0 | 0.0055943 | 0.006688 | 0.0039511 | 0 | 0 | 0.072835 | 0.014642 | 1.2615 | 0.32272 | 6.6476 | 2.0585 | 0 | 0.58919 | 0.81115 | 0 | 0 | 0 | 0 | -26.814 | 0.052206 | 0 | 0 | 0 | -0.26999 | 0 | 0 | 0 | 0 | 0 | 0 | 0 | 0 | 3.1506 | 0 | 0 | 0 | 1.822 | 0 | 3.4304 | 3.4304 | 1.3797 | 24.6555 | 1.2254 | 3.0551 | 0 | 0.039387 | -0.56741 | 0.62859 | 0.16139 | 0.33681 | 15.5345 | 18.5305 | -0.8374 | 0 | 0.50591 | 0 | 1.6728 | 0.17455
2025_03_19 Hr 11 | 0.78965 | 0 | 0 | 0.12197 | 0.12288 | 0.1189 | 0.11493 | 0.11185 | 0.097562 | 0 | 0 | 0.0050755 | 0.18 | 0.010624 | 1.4838 | 1.4838 | 5.9071 | 0 | 0.0055943 | 0.006688 | 0.0039511 | 0 | 0 | 0.072835 | 0.014642 | 1.2615 | 0 | 6.6476 | 2.0585 | 0 | 0.58919 | 0.81115 | 0 | 0 | 0 | 0 | -26.4122 | 0.052206 | 0 | 0 | 0 | -0.26351 | 0 | 0 | 0 | 0 | 0 | 0 | 0 | 0 | 3.1506 | 0 | 0 | 0 | 1.822 | 0 | 3.4304 | 3.4304 | 1.6801 | 24.3327 | 1.2254 | 3.0551 | 0 | 0.039387 | -0.78965 | 0.62859 | 0.16139 | 0.33681 | 15.918 | 19.0506 | -1.0532 | 0 | 0.50591 | 0 | 1.6728 | 0.17242
2025_03_19 Hr 12 | 0.80999 | 0 | 0 | 0.12197 | 0.12288 | 0.1189 | 0.11493 | 0.11185 | 0.097562 | 0 | 0 | 0.0050755 | 0.18 | 0.010624 | 1.4838 | 1.4838 | 5.9071 | 0 | 0.0055943 | 0.006688 | 0.0039511 | 0 | 0 | 0.072835 | 0.014642 | 1.2615 | 0 | 6.6476 | 2.0585 | 0 | 0.58919 | 0.81115 | 0 | 0 | 0 | 0 | -27.9313 | 0.052206 | 0 | 0 | 0 | -0.2635 | 0 | 0 | 0 | 0 | 0 | 0 | 0 | 0 | 2.9473 | 0 | 0 | 0 | 1.822 | 0 | 3.4304 | 3.4304 | 1.9804 | 24.3327 | 1.2254 | 3.0551 | 0 | 0.039387 | -0.80999 | 0.62859 | 0.16139 | 0.33681 | 14.4947 | 19.1668 | -1.0735 | 0 | 0.50591 | 0 | 1.6728 | 0.17119
2025_03_19 Hr 13 | 0.79125 | 0 | 0 | 0.12197 | 0.12288 | 0.1189 | 0.11493 | 0.11185 | 0.097562 | 0 | 0 | 0.0050755 | 0.24 | 0.013922 | 1.4838 | 1.4838 | 5.9071 | 0 | 0.0055943 | 0.006688 | 0.0039511 | 0 | 0 | 0.072835 | 0.014642 | 1.2615 | 0 | 6.6476 | 2.0585 | 0 | 0.58919 | 0.81115 | 0 | 0 | 0 | 0 | -27.0095 | 0.052206 | 0 | 0 | 0 | -0.25893 | 0 | 0 | 0 | 0 | 0 | 0 | 0 | 0 | 2.9473 | 0 | 0 | 0 | 1.822 | 0 | 3.4304 | 3.4304 | 1.7105 | 24.3327 | 1.2254 | 3.0551 | 0 | 0.039387 | -0.79125 | 0.62859 | 0.16139 | 0.33681 | 15.2132 | 18.94 | -1.0502 | 0 | 0.50591 | 0 | 1.6728 | 0.16972
2025_03_19 Hr 14 | 0.79219 | 1.4527e-06 | 0 | 0.12197 | 0.12288 | 0.1189 | 0.11493 | 0.11185 | 0.097562 | 0 | 0 | 0.0050755 | 0.45 | 0.020337 | 1.4838 | 1.4838 | 5.9071 | 0 | 0.0055943 | 0.006688 | 0.0039511 | 0 | 0 | 0.072835 | 0.014642 | 1.2615 | 0 | 6.6476 | 2.0585 | 0 | 0.58919 | 0.81115 | 0 | 0 | 0 | 0 | -21.8012 | 0.052206 | 0 | 0 | 0 | -0.20127 | 0 | 0 | 0 | 0 | 0 | 0 | 0 | 0 | 3.078 | 0 | 0 | 0 | 1.822 | 0 | 3.1631 | 3.1631 | 1.6801 | 23.7982 | 1.2254 | 3.0551 | 0 | 0.039387 | -0.79219 | 0.62859 | 0.16139 | 0.33681 | 20.2598 | 19.2563 | -0.99347 | 0 | 0.50591 | 0 | 1.6728 | 0.16845
2025_03_19 Hr 15 | 0.65801 | 1.4066e-05 | 0 | 0 | 0 | 0 | 0.11493 | 0.11185 | 0.097562 | 0 | 0 | 0.0050755 | 0.54 | 0.031507 | 1.4838 | 1.4838 | 5.9071 | 0 | 0.0055943 | 0.006688 | 0.0039511 | 0 | 0 | 0.072835 | 0.014642 | 1.1957 | 0 | 6.6476 | 2.0585 | 0 | 0.58919 | 0.81115 | 0 | 0 | 0 | 0 | -26.9544 | 0.052206 | 0 | 0.0018754 | 0 | -0.26046 | 0 | 0 | 0 | 0 | 0 | 0 | 0 | 0 | 2.5335 | 0 | 0 | 0 | 1.822 | 0 | 3.3045 | 3.3045 | 1.741 | 23.6514 | 1.2254 | 3.0551 | 0 | 0.039387 | -0.65801 | 0.62859 | 0.16139 | 0.33681 | 14.5168 | 18.7383 | -0.91847 | 0 | 0.50591 | 0 | 1.6728 | 0.16695
2025_03_19 Hr 16 | 0.7603 | 3.7754e-05 | 0 | 0 | 0 | 0 | 0.11493 | 0.11185 | 0.097562 | 0 | 0 | 0.0050755 | 0.78 | 0.045809 | 1.4838 | 1.4838 | 5.9071 | 0 | 0.0055943 | 0.006688 | 0.0039511 | 0 | 0 | 0.072835 | 0.014642 | 0.85128 | 0.17653 | 6.6476 | 2.0585 | 0 | 0.58919 | 0.81115 | 0 | 0 | 0 | 0 | -26.3333 | 0.052206 | 0 | 0.0018877 | 0 | -0.26218 | 0 | 0 | 0 | 0 | 0 | 0 | 0 | 0 | 2.0544 | 0 | 0 | 0 | 1.822 | 0 | 3.2122 | 3.2122 | 1.5016 | 23.1494 | 1.2254 | 3.0551 | 0 | 0.039387 | -0.7603 | 0.62859 | 0.16139 | 0.33681 | 14.1691 | 18.3756 | -1.0225 | 0 | 0.50591 | 0 | 1.6728 | 0.16608
2025_03_19 Hr 17 | 0.7287 | 7.5231e-05 | 0 | 0 | 0 | 0 | 0.11493 | 0.11185 | 0.097562 | 0 | 0 | 0.0050755 | 1.05 | 0.073359 | 1.4838 | 1.4838 | 5.9071 | 0 | 0.0055943 | 0.006688 | 0.0039511 | 0 | 0 | 0.072835 | 0.014642 | 1.1799 | 0.23032 | 6.6476 | 2.0585 | 0 | 0.58919 | 0.81115 | 0 | 0 | 0 | 0 | -35.2796 | 0.052206 | 0 | 0.0022457 | 0 | -0.3123 | 0 | 0 | 0 | 0 | 0 | 0 | 0 | 0 | 2.1923 | 0 | 0 | 0 | 1.822 | 0 | 3.4304 | 3.4304 | 1.5321 | 23.9681 | 1.2254 | 3.0551 | 0 | 0.039387 | -0.7287 | 0.62859 | 0.16139 | 0.33681 | 6.4584 | 18.8109 | -1.041 | 0 | 0.50591 | 0 | 1.6728 | 0.1671
2025_03_19 Hr 18 | 0.4795 | 0.00011062 | 0 | 0 | 0 | 0 | 0.11493 | 0.11185 | 0.097562 | 0 | 0 | 0.0050755 | 1.38 | 0.098947 | 1.4838 | 1.4838 | 5.9071 | 0 | 0.0055943 | 0.006688 | 0.0039511 | 0 | 0 | 0.072835 | 0.014642 | 1.2615 | 0.32272 | 6.6476 | 2.0585 | 0 | 0.58919 | 0.81115 | 0 | 0 | 0 | 0 | -36.0151 | 0.052206 | 0 | 0.0023047 | 0 | -0.32055 | 0 | 0 | 0 | 0 | 0 | 0 | 0 | 0 | 2.1197 | 0 | 0 | 0 | 1.822 | 0 | 3.4304 | 3.4304 | 1.4407 | 24.2917 | 1.2254 | 3.0551 | 0 | 0.039387 | -0.4795 | 0.62859 | 0.16139 | 0.33681 | 6.2294 | 18.7528 | -0.80006 | 0 | 0.50591 | 0 | 1.6728 | 0.16653
2025_03_19 Hr 19 | 0.090669 | 1.5681e-05 | 0 | 0.12197 | 0.12288 | 0.1189 | 0.11493 | 0.11185 | 0.097562 | 0 | 0 | 0.0050755 | 1.56 | 0.11709 | 1.4838 | 1.4838 | 5.9071 | 0 | 0.0055943 | 0.006688 | 0.0039511 | 0 | 0 | 0.072835 | 0.014642 | 1.2615 | 0.32272 | 6.6476 | 2.0585 | 0 | 0.58919 | 0.81115 | 0 | 0 | 0 | 0 | -34.7585 | 0.052206 | 0 | 0 | 0 | -0.33565 | 0 | 0 | 0 | 0 | 0 | 0 | 0 | 0 | 2.0544 | 0 | 0 | 0 | 1.822 | 0 | 3.4304 | 3.4304 | 0.39172 | 24.6555 | 1.2254 | 3.0551 | 0 | 0.039387 | -0.090669 | 0.62859 | 0.16139 | 0.33681 | 6.9196 | 17.449 | -0.42632 | 0 | 0.50591 | 0 | 1.6728 | 0.16777
2025_03_19 Hr 20 | 0 | 0 | 0 | 0.12197 | 0.12288 | 0.1189 | 0.11493 | 0.11185 | 0.097562 | 0 | 0 | 0.0050755 | 2.1 | 0.14231 | 1.4838 | 1.4838 | 5.9071 | 0 | 0.0055943 | 0.006688 | 0.0039511 | 0 | 0 | 0.072835 | 0.014642 | 1.2615 | 0.32272 | 6.6476 | 2.0585 | 0 | 0.58919 | 0.81115 | 0 | 0 | 0 | 0 | -35.2413 | 0.052206 | 0 | 0 | 0 | -0.30284 | 0 | 0 | 0 | 0 | 0 | 0 | 0 | 0 | 2.1923 | 0 | 0 | 0 | 1.822 | 0 | 3.4304 | 3.4304 | 0.96189 | 24.6555 | 1.2254 | 3.0551 | 0 | 0.039387 | 0 | 0.62859 | 0.16139 | 0.33681 | 7.7454 | 18.6341 | -0.30284 | 0 | 0.50591 | 0 | 1.6728 | 0.17028
2025_03_19 Hr 21 | 0 | 0 | 0 | 0.12197 | 0.12288 | 0.1189 | 0.11493 | 0.11185 | 0.097562 | 0 | 0 | 0.0050755 | 2.4 | 0.14779 | 1.4838 | 1.4838 | 5.9071 | 0 | 0.0055943 | 0.006688 | 0.0039511 | 0 | 0 | 0.072835 | 0.014642 | 1.2615 | 0.32272 | 6.6476 | 2.0585 | 0 | 0.58919 | 0.81115 | 0 | 0 | 0 | 0 | -30.6137 | 0.052206 | 0 | 0 | 0 | -0.27501 | 0 | 0 | 0 | 0 | 0 | 0 | 0 | 0 | 2.2577 | 0 | 0 | 0 | 1.822 | 0 | 3.4304 | 3.4304 | 0.87049 | 24.6555 | 1.2254 | 3.0551 | 0 | 0.039387 | 0 | 0.62859 | 0.16139 | 0.33681 | 12.6795 | 18.9128 | -0.27501 | 0 | 0.50591 | 0 | 1.6728 | 0.16949
2025_03_19 Hr 22 | 0 | 0 | 0 | 0.12197 | 0.12288 | 0.1189 | 0.11493 | 0.11185 | 0.097562 | 0 | 0 | 0.0050755 | 2.58 | 0.11482 | 1.4838 | 1.4838 | 5.9071 | 0 | 0.0055943 | 0.006688 | 0.0039511 | 0 | 0 | 0.072835 | 0.014642 | 1.2615 | 0 | 6.6476 | 2.0585 | 0 | 0.58919 | 0.81115 | 0 | 0 | 0 | 0 | -21.4795 | 0.052206 | 0 | 0 | 0 | -0.19817 | 0 | 0 | 0 | 0 | 0 | 0 | 0 | 0 | 2.4682 | 0 | 0 | 0 | 1.822 | 0 | 3.1372 | 3.1372 | 0.42219 | 23.7464 | 1.2254 | 3.0551 | 0 | 0.039387 | 0 | 0.62859 | 0.16139 | 0.33681 | 20.8898 | 18.821 | -0.19817 | 0 | 0.50591 | 0 | 1.6728 | 0.16844
2025_03_19 Hr 23 | 0 | 0 | 0 | 0.12197 | 0.12288 | 0.1189 | 0.11493 | 0.11185 | 0.097562 | 0 | 0 | 0.0050755 | 2.58 | 0.12583 | 1.4838 | 1.4838 | 5.9908 | 0 | 0.0055943 | 0.006688 | 0.0039511 | 0 | 0 | 0.072835 | 0.014642 | 1.2615 | 0 | 6.6794 | 2.0585 | 0 | 0.59394 | 0.81115 | 0 | 0 | 0 | 0 | -26.209 | 0.052206 | 0 | 0 | 0 | -0.21737 | 0 | 0 | 0 | 0 | 0 | 0 | 0 | 0 | 3.3538 | 0 | 0 | 0 | 1.822 | 0 | 3.4608 | 3.4608 | 0.33079 | 24.5092 | 1.2254 | 3.0551 | 0 | 0.039387 | 0 | 0.62859 | 0.16139 | 0.33681 | 17.7103 | 19.6275 | -0.21737 | 0 | 0.50591 | 0 | 1.6728 | 0.16499
2025_03_19 Hr 24 | 0 | 0 | 0 | 0 | 0 | 0 | 0.11493 | 0.11185 | 0.097562 | 0 | 0 | 0.0050755 | 2.4 | 0.095268 | 1.4838 | 1.4838 | 5.9908 | 0 | 0.0055943 | 0.006688 | 0.0039511 | 0 | 0 | 0.072835 | 0.014642 | 1.1298 | 0 | 6.6794 | 2.0585 | 0 | 0.59394 | 0.81115 | 0 | 0 | 0 | 0 | -18.838 | 0.052206 | 0 | 0.0012759 | 0 | -0.17653 | 0 | 0 | 0 | 0 | 0 | 0 | 0 | 0 | 3.078 | 0 | 0 | 0 | 1.822 | 0 | 2.8932 | 2.8932 | 0.36125 | 22.8785 | 1.2254 | 3.0551 | 0 | 0.039387 | 0 | 0.62859 | 0.16139 | 0.33681 | 23.0326 | 19.1687 | -0.17653 | 0 | 0.50591 | 0 | 1.6728 | 0.16211
2025_03_20 Hr 01 | 0 | 0 | 0 | 0 | 0 | 0 | 0 | 0 | 0.10276 | 0 | 0 | 0.0050755 | 2.4 | 0.091274 | 1.4838 | 1.4838 | 6.3097 | 0 | 0.0055943 | 0.006688 | 0.0039511 | 0 | 0 | 0.072835 | 0.014642 | 0.60201 | 0 | 7.0353 | 2.0585 | 0 | 0.59394 | 0.81115 | 0 | 0 | 0 | 0 | -19.4331 | 0.052206 | 0 | 0.0020374 | 0 | -0.16904 | 0 | 0 | 0 | 0 | 0 | 0 | 0 | 0 | 3.9709 | 0 | 0 | 0 | 1.822 | 0 | 2.957 | 2.957 | 0.72251 | 22.9316 | 1.2254 | 3.0551 | 0 | 0.039387 | 0 | 0.62859 | 0.16139 | 0.33681 | 23.7463 | 20.4169 | -0.16904 | 0 | 0.50591 | 0 | 1.6728 | 0.16013
2025_03_20 Hr 02 | 0 | 0 | 0 | 0 | 0 | 0 | 0 | 0 | 0.10276 | 0 | 0 | 0.0050755 | 2.16 | 0.081959 | 1.4838 | 1.4838 | 6.3097 | 0 | 0.0055943 | 0.006688 | 0.0039511 | 0 | 0 | 0.072835 | 0.014642 | 0.84317 | 0 | 7.0353 | 2.0585 | 0 | 0.59394 | 0.81115 | 0 | 0 | 0 | 0 | -21.7885 | 0.052206 | 0 | 0.0020327 | 0 | -0.16865 | 0 | 0 | 0 | 0 | 0 | 0 | 0 | 0 | 4.1741 | 0 | 0 | 0 | 1.822 | 0 | 2.957 | 2.957 | 1.4407 | 23.1727 | 1.2254 | 3.0551 | 0 | 0.039387 | 0 | 0.62859 | 0.16139 | 0.33681 | 22.3048 | 21.0893 | -0.16865 | 0 | 0.50591 | 0 | 1.6728 | 0.16047
2025_03_20 Hr 03 | 0 | 0 | 0 | 0 | 0 | 0 | 0 | 0 | 0.10276 | 0 | 0 | 0.0050755 | 2.16 | 0.082895 | 1.4838 | 1.4838 | 6.3097 | 0 | 0.0055943 | 0.006688 | 0.0039511 | 0 | 0 | 0.072835 | 0.014642 | 1.0843 | 0 | 7.0353 | 2.0585 | 0 | 0.59394 | 0.81115 | 0 | 0 | 0 | 0 | -22.5347 | 0.052206 | 0 | 0.0020559 | 0 | -0.1706 | 0 | 0 | 0 | 0 | 0 | 0 | 0 | 0 | 3.7676 | 0 | 0 | 0 | 1.822 | 0 | 2.957 | 2.957 | 1.889 | 23.4139 | 1.2254 | 3.0551 | 0 | 0.039387 | 0 | 0.62859 | 0.16139 | 0.33681 | 21.8399 | 21.1313 | -0.1706 | 0 | 0.50591 | 0 | 1.6728 | 0.15976
2025_03_20 Hr 04 | 0 | 0 | 0 | 0 | 0 | 0 | 0 | 0 | 0.10276 | 0 | 0 | 0.0050755 | 2.19 | 0.090648 | 1.4838 | 1.4838 | 6.3097 | 0 | 0.0055943 | 0.006688 | 0.0039511 | 0 | 0 | 0.072835 | 0.014642 | 1.2549 | 0 | 7.0353 | 2.0585 | 0 | 0.59394 | 0.81115 | 0 | 0 | 0 | 0 | -25.5094 | 0.052206 | 0 | 0.0022174 | 0 | -0.18416 | 0 | 0 | 0 | 0 | 0 | 0 | 0 | 0 | 3.9709 | 0 | 0 | 0 | 1.822 | 0 | 2.957 | 2.957 | 1.889 | 23.5844 | 1.2254 | 3.0551 | 0 | 0.039387 | 0 | 0.62859 | 0.16139 | 0.33681 | 19.2643 | 21.3734 | -0.18416 | 0 | 0.50591 | 0 | 1.6728 | 0.16084
2025_03_20 Hr 05 | 0 | 0 | 0 | 0 | 0 | 0 | 0 | 0 | 0.10276 | 0 | 0 | 0.0050755 | 2.1 | 0.10469 | 1.4838 | 1.4838 | 6.3097 | 0 | 0.0055943 | 0.006688 | 0.0039511 | 0 | 0 | 0.072835 | 0.014642 | 1.2615 | 0 | 7.0353 | 2.0585 | 0 | 0.59394 | 0.81115 | 0 | 0 | 0 | 0 | -32.1125 | 0.052206 | 0 | 0.0026705 | 0 | -0.22223 | 0 | 0 | 0 | 0 | 0 | 0 | 0 | 0 | 3.6297 | 0 | 0 | 0 | 1.822 | 0 | 3.4619 | 3.4618 | 2.1893 | 24.6007 | 1.2254 | 3.0551 | 0 | 0.039387 | 0 | 0.62859 | 0.16139 | 0.33681 | 13.5252 | 21.2593 | -0.22223 | 0 | 0.50591 | 0 | 1.6728 | 0.16352
2025_03_20 Hr 06 | 0 | 0 | 0 | 0 | 0 | 0 | 0 | 0.1178 | 0.10276 | 0 | 0 | 0.0050755 | 2.01 | 0.099897 | 1.4838 | 1.4838 | 6.3097 | 0 | 0.0055943 | 0.006688 | 0.0039511 | 0 | 0 | 0.072835 | 0.014642 | 1.2615 | 0 | 7.0353 | 2.0585 | 0 | 0.59394 | 0.81115 | 0 | 0 | 0 | 0 | -31.4155 | 0.052206 | 0 | 0.00213 | 0 | -0.22155 | 0 | 0 | 0 | 0 | 0 | 0 | 0 | 0 | 3.6297 | 0 | 0 | 0 | 1.822 | 0 | 3.4618 | 3.4618 | 2.2807 | 24.7185 | 1.2254 | 3.0551 | 0 | 0.039387 | 0 | 0.62859 | 0.16139 | 0.33681 | 14.3415 | 21.2601 | -0.22155 | 0 | 0.50591 | 0 | 1.6728 | 0.16775
2025_03_20 Hr 07 | 0 | 0 | 0 | 0 | 0 | 0 | 0 | 0.1178 | 0.10276 | 0 | 0 | 0.0050755 | 1.98 | 0.077354 | 1.4838 | 1.4838 | 6.2216 | 0 | 0.0055943 | 0.006688 | 0.0039511 | 0 | 0 | 0.072835 | 0.014642 | 1.1957 | 0 | 7.0018 | 2.0585 | 0 | 0.58919 | 0.81115 | 0 | 0 | 0 | 0 | -21.2972 | 0.052206 | 0 | 0.0016743 | 0 | -0.17371 | 0 | 0 | 0 | 0 | 0 | 0 | 0 | 0 | 3.4264 | 0 | 0 | 0 | 1.822 | 0 | 2.8721 | 2.8721 | 2.2198 | 23.3514 | 1.2254 | 3.0551 | 0 | 0.039387 | 0 | 0.62859 | 0.16139 | 0.33681 | 22.8236 | 20.9431 | -0.17371 | 0 | 0.50591 | 0 | 1.6728 | 0.17224
2025_03_20 Hr 08 | 0.1586 | 0 | 0 | 0 | 0 | 0 | 0 | 0.1178 | 0.10276 | 0 | 0 | 0.0050755 | 1.23 | 0.048127 | 1.4838 | 1.4838 | 6.2216 | 0 | 0.0055943 | 0.006688 | 0.0039511 | 0 | 0 | 0.072835 | 0.014642 | 0.54673 | 0 | 7.0018 | 2.0585 | 0 | 0.58919 | 0.81115 | 0 | 0 | 0 | 0 | -18.1585 | 0.052206 | 0 | 0.0016769 | 0 | -0.17397 | 0 | 0 | 0 | 0 | 0 | 0 | 0 | 0 | 3.5644 | 0 | 0 | 0 | 1.822 | 0 | 2.8984 | 2.8984 | 2.2198 | 22.7552 | 1.2254 | 3.0551 | 0 | 0.039387 | -0.1586 | 0.62859 | 0.16139 | 0.33681 | 24.7271 | 20.463 | -0.33257 | 0 | 0.50591 | 0 | 1.6728 | 0.17481
2025_03_20 Hr 09 | 0.64682 | 2.4997e-06 | 0 | 0 | 0 | 0 | 0 | 0.1178 | 0 | 0 | 0 | 0.0050755 | 0.54 | 0.020997 | 1.4838 | 1.4838 | 6.2216 | 0 | 0.0055943 | 0.006688 | 0.0039511 | 0 | 0 | 0.072835 | 0.014642 | 0.51827 | 0 | 7.0018 | 2.0585 | 0 | 0.58919 | 0.81115 | 0 | 0 | 0 | 0 | -10.0002 | 0.052206 | 0 | 0.0062493 | 0 | -0.17288 | 0 | 0 | 0 | 0 | 0 | 0 | 0 | 0 | 3.7676 | 0 | 0 | 0 | 1.822 | 0 | 0 | 0 | 1.8629 | 16.8271 | 1.2254 | 3.0551 | 0 | 0.039387 | -0.64682 | 0.62859 | 0.16139 | 0.33681 | 26.0853 | 20.0782 | -0.8197 | 0 | 0.50591 | 0 | 1.6728 | 0.17255
2025_03_20 Hr 10 | 0.81384 | 2.5366e-05 | 0 | 0 | 0 | 0 | 0 | 0 | 0 | 0 | 0 | 0.0050755 | 0.18 | 0.0053603 | 1.4838 | 1.4838 | 6.2216 | 0 | 0.0055943 | 0.006688 | 0.0039511 | 0 | 0 | 0.072835 | 0.014642 | 0.47133 | 0 | 7.0018 | 2.0585 | 0 | 0.58919 | 0.81115 | 0 | 0 | 0 | 0 | -5.4718 | 0.052206 | 0 | 0.0051051 | 0 | -0.13191 | 0 | 0 | 0 | 0 | 0 | 0 | 0 | 0 | 3.5644 | 0 | 0 | 0 | 1.822 | 0 | 0 | 0 | 1.6801 | 16.6624 | 1.2254 | 3.0551 | 0 | 0.039387 | -0.81384 | 0.62859 | 0.16139 | 0.33681 | 29.7267 | 19.4819 | -0.94575 | 0 | 0.50591 | 0 | 1.6728 | 0.17095
2025_03_20 Hr 11 | 0.77933 | 4.7557e-05 | 0 | 0 | 0 | 0 | 0 | 0 | 0 | 0 | 0 | 0.0050755 | 0.15 | 0.0045292 | 1.4838 | 1.4838 | 6.2216 | 0 | 0.0055943 | 0.006688 | 0.0039511 | 0 | 0 | 0.072835 | 0.014642 | 0.47133 | 0 | 7.0018 | 2.0585 | 0 | 0.58919 | 0.81115 | 0 | 0 | 0 | 0 | -4.5868 | 0.052206 | 0 | 0.0051763 | 0 | -0.13378 | 0 | 0 | 0 | 0 | 0 | 0 | 0 | 0 | 3.3538 | 0 | 0 | 0 | 1.822 | 0 | 0 | 0 | 1.8019 | 16.6624 | 1.2254 | 3.0551 | 0 | 0.039387 | -0.77933 | 0.62859 | 0.16139 | 0.33681 | 30.4886 | 19.3261 | -0.91311 | 0 | 0.50591 | 0 | 1.6728 | 0.16915
2025_03_20 Hr 12 | 0.80055 | 4.9475e-05 | 0 | 0 | 0 | 0 | 0 | 0 | 0 | 0 | 0 | 0.0050755 | 0.15 | 0.0045271 | 1.4838 | 1.4838 | 5.6666 | 0 | 0.0055943 | 0.006688 | 0.0039511 | 0 | 0 | 0.072835 | 0.014642 | 0.47301 | 0 | 7.0018 | 2.0585 | 0 | 0.58919 | 0.81115 | 0 | 0 | 0 | 0 | -3.2375 | 0.052206 | 0 | 0.0051739 | 0 | -0.13371 | 0 | 0 | 0 | 0 | 0 | 0 | 0 | 0 | 3.3538 | 0 | 0 | 0 | 1.822 | 0 | 0 | 0 | 1.9804 | 16.1091 | 1.2254 | 3.0551 | 0 | 0.039387 | -0.80055 | 0.62859 | 0.16139 | 0.33681 | 31.4614 | 19.5241 | -0.93426 | 0 | 0.50591 | 0 | 1.6728 | 0.16743
2025_03_20 Hr 13 | 0.80818 | 5.8527e-05 | 0 | 0 | 0 | 0 | 0 | 0 | 0 | 0 | 0 | 0.0050755 | 0.12 | 0.003496 | 1.4838 | 1.4838 | 5.323 | 0 | 0.0055943 | 0.006688 | 0.0039511 | 0 | 0 | 0.072835 | 0.014642 | 0.47133 | 0 | 7.0018 | 2.0585 | 0 | 0.58919 | 0.81115 | 0 | 0 | 0 | 0 | -2.5014 | 0.052206 | 0 | 0.0049943 | 0 | -0.129 | 0 | 0 | 0 | 0 | 0 | 0 | 0 | 0 | 3.3538 | 0 | 0 | 0 | 1.822 | 0 | 0 | 0 | 1.7715 | 15.7638 | 1.2254 | 3.0551 | 0 | 0.039387 | -0.80818 | 0.62859 | 0.16139 | 0.33681 | 31.6161 | 19.2909 | -0.93718 | 0 | 0.50591 | 0 | 1.6728 | 0.16654
2025_03_20 Hr 14 | 0.79219 | 0.00012081 | 0 | 0 | 0 | 0 | 0 | 0 | 0 | 0 | 0 | 0.0050755 | 0.09 | 0.0025626 | 1.4838 | 1.4838 | 5.7471 | 0 | 0.0055943 | 0.006688 | 0.0039511 | 0 | 0 | 0.072835 | 0.014642 | 0.47133 | 0 | 7.0018 | 2.0585 | 0 | 0.58919 | 0.81115 | 0 | 0 | 0 | 0 | -2.6249 | 0.052206 | 0 | 0.0048811 | 0 | -0.12603 | 0 | 0 | 0 | 0 | 0 | 0 | 0 | 0 | 3.6297 | 0 | 0 | 0 | 1.822 | 0 | 0 | 0 | 1.593 | 16.188 | 1.2254 | 3.0551 | 0 | 0.039387 | -0.79219 | 0.62859 | 0.16139 | 0.33681 | 31.985 | 19.3402 | -0.91822 | 0 | 0.50591 | 0 | 1.6728 | 0.16527
2025_03_20 Hr 15 | 0.79139 | 0.00015047 | 0 | 0 | 0 | 0 | 0 | 0 | 0 | 0 | 0 | 0.0050755 | 0.06 | 0.0017285 | 1.4838 | 1.4838 | 4.2108 | 0 | 0.0055943 | 0.006688 | 0.0039511 | 0 | 0 | 0.072835 | 0.014642 | 0.48139 | 0 | 6.1807 | 2.0585 | 0 | 0.50727 | 0.81115 | 0 | 0 | 0 | 0.28243 | -0.54836 | 0.052206 | 0 | 0.0049385 | 0 | -0.12754 | 0 | 0 | 0 | 0 | 0 | 0 | 0 | 0 | 3.5644 | 0 | 0 | 0 | 1.822 | 0 | 0 | 0 | 1.593 | 13.8406 | 1.2254 | 3.0551 | 0 | 0.039387 | -0.79139 | 0.62859 | 0.16139 | 0.33681 | 31.8157 | 19.16 | -0.91893 | 0 | 0.50591 | 0 | 1.6728 | 0.16393
2025_03_20 Hr 16 | 0.7603 | 0.00013772 | 0 | 0 | 0 | 0 | 0 | 0 | 0 | 0 | 0 | 0.0050755 | 0.03 | 0.0010042 | 1.4823 | 1.4823 | 5.2639 | 0 | 0.0055943 | 0.006688 | 0.0039511 | 0 | 0 | 0.072835 | 0.014642 | 0.49646 | 0 | 6.2423 | 2.0585 | 0 | 0.51342 | 0.81115 | 0 | 0 | 0 | 0.019452 | -3.4463 | 0.052206 | 0 | 0.0057381 | 0 | -0.14853 | 0 | 0 | 0 | 0 | 0 | 0 | 0 | 0 | 3.2885 | 0 | 0 | 0 | 1.822 | 0 | 0 | 0 | 1.7105 | 14.9672 | 1.2254 | 3.0551 | 0 | 0.039387 | -0.7603 | 0.62859 | 0.16139 | 0.33681 | 29.5768 | 18.9453 | -0.90883 | 0 | 0.50591 | 0 | 1.6728 | 0.16326
2025_03_20 Hr 17 | 0.7287 | 6.4619e-05 | 0 | 0 | 0 | 0 | 0 | 0 | 0 | 0 | 0 | 0.0050755 | 0.03 | 0.0010489 | 1.4838 | 1.4838 | 5.2639 | 0 | 0.0055943 | 0.006688 | 0.0039511 | 0 | 0 | 0.072835 | 0.014642 | 0.50651 | 0 | 6.3804 | 2.0585 | 0 | 0.5272 | 0.81115 | 0 | 0 | 0 | 0.0027236 | -2.3669 | 0.052206 | 0 | 0.0059936 | 0 | -0.15523 | 0 | 0 | 0 | 0 | 0 | 0 | 0 | 0 | 2.3956 | 0 | 0 | 0 | 1.822 | 0 | 0 | 0 | 1.5321 | 15.1185 | 1.2254 | 3.0551 | 0 | 0.039387 | -0.7287 | 0.62859 | 0.16139 | 0.33681 | 29.7258 | 17.8553 | -0.88393 | 0 | 0.50591 | 0 | 1.6728 | 0.16255
2025_03_20 Hr 18 | 0.4795 | 2.4115e-05 | 0 | 0 | 0 | 0 | 0 | 0 | 0 | 0 | 0 | 0.0050755 | 0.12 | 0.0040013 | 1.4838 | 1.4838 | 5.2639 | 0 | 0.0055943 | 0.006688 | 0.0039511 | 0 | 0 | 0.072835 | 0.014642 | 0.50651 | 0 | 6.3804 | 2.0585 | 0 | 0.5272 | 0.81115 | 0 | 0 | 0 | 0 | -2.9775 | 0.052206 | 0 | 0.0057162 | 0 | -0.14795 | 0 | 0 | 0 | 0 | 0 | 0 | 0 | 0 | 2.6715 | 0 | 0 | 0 | 1.822 | 0 | 0 | 0 | 1.3188 | 15.1185 | 1.2254 | 3.0551 | 0 | 0.039387 | -0.4795 | 0.62859 | 0.16139 | 0.33681 | 29.2763 | 17.7627 | -0.62745 | 0 | 0.50591 | 0 | 1.6728 | 0.16363
2025_03_20 Hr 19 | 0.067929 | 1.1252e-06 | 0 | 0 | 0 | 0 | 0 | 0 | 0 | 0 | 0 | 0.0050755 | 0.15 | 0.0052511 | 1.4838 | 1.4838 | 6.2216 | 0 | 0.0055943 | 0.006688 | 0.0039511 | 0 | 0 | 0.072835 | 0.014642 | 0.48809 | 0 | 7.0018 | 2.0585 | 0 | 0.58919 | 0.81115 | 0 | 0 | 0 | 0 | -5.9229 | 0.052206 | 0 | 0.0060013 | 0 | -0.15543 | 0 | 0 | 0 | 0 | 0 | 0 | 0 | 0 | 1.7785 | 0 | 0 | 0 | 1.822 | 0 | 0 | 0 | 1.8324 | 16.6791 | 1.2254 | 3.0551 | 0 | 0.039387 | -0.067929 | 0.62859 | 0.16139 | 0.33681 | 27.5988 | 17.0659 | -0.22336 | 0 | 0.50591 | 0 | 1.6728 | 0.16448
2025_03_20 Hr 20 | 0 | 0 | 0 | 0 | 0 | 0 | 0 | 0 | 0 | 0 | 0 | 0.0050755 | 0.09 | 0.002746 | 1.4838 | 1.4838 | 6.2216 | 0 | 0.0055943 | 0.006688 | 0.0039511 | 0 | 0 | 0.072835 | 0.014642 | 0.47133 | 0 | 7.0018 | 2.0585 | 0 | 0.58919 | 0.81115 | 0 | 0 | 0 | 0 | -6.4634 | 0.052206 | 0 | 0.0052304 | 0 | -0.1352 | 0 | 0 | 0 | 0 | 0 | 0 | 0 | 0 | 2.4682 | 0 | 0 | 0 | 1.822 | 0 | 0 | 0 | 1.8019 | 16.6624 | 1.2254 | 3.0551 | 0 | 0.039387 | 0 | 0.62859 | 0.16139 | 0.33681 | 27.661 | 17.5973 | -0.1352 | 0 | 0.50591 | 0 | 1.6728 | 0.16709
2025_03_20 Hr 21 | 0 | 0 | 0 | 0 | 0 | 0 | 0 | 0 | 0 | 0 | 0 | 0.0050755 | 0.09 | 0.0034488 | 1.4838 | 1.4838 | 6.2216 | 0 | 0.0055943 | 0.006688 | 0.0039511 | 0 | 0 | 0.072835 | 0.014642 | 0.51827 | 0 | 7.0018 | 2.0585 | 0 | 0.58919 | 0.81115 | 0 | 0 | 0 | 0 | -9.8275 | 0.052206 | 0 | 0.0065692 | 0 | -0.17034 | 0 | 0 | 0 | 0 | 0 | 0 | 0 | 0 | 3.695 | 0 | 0 | 0 | 1.822 | 0 | 0 | 0 | 2.2807 | 16.7093 | 1.2254 | 3.0551 | 0 | 0.039387 | 0 | 0.62859 | 0.16139 | 0.33681 | 26.0148 | 19.3033 | -0.17034 | 0 | 0.50591 | 0 | 1.6728 | 0.16679
2025_03_20 Hr 22 | 0 | 0 | 0 | 0 | 0 | 0 | 0 | 0 | 0 | 0 | 0 | 0.0050755 | 0.27 | 0.011429 | 1.4838 | 1.4838 | 6.2216 | 0 | 0.0055943 | 0.006688 | 0.0039511 | 0 | 0 | 0.072835 | 0.014642 | 0.60201 | 0 | 7.0018 | 2.0585 | 0 | 0.58919 | 0.81115 | 0 | 0 | 0 | 0 | -12.6215 | 0.052206 | 0 | 0.0072563 | 0 | -0.18838 | 0 | 0 | 0 | 0 | 0 | 0 | 0 | 0 | 4.3121 | 0 | 0 | 0 | 1.822 | 0 | 0 | 0 | 2.1893 | 16.7931 | 1.2254 | 3.0551 | 0 | 0.039387 | 0 | 0.62859 | 0.16139 | 0.33681 | 23.9997 | 20.0165 | -0.18838 | 0 | 0.50591 | 0 | 1.6728 | 0.16637
2025_03_20 Hr 23 | 0 | 0 | 0 | 0 | 0 | 0 | 0 | 0 | 0 | 0 | 0 | 0.0050755 | 0.36 | 0.01428 | 1.4838 | 1.4838 | 6.3097 | 0 | 0.0055943 | 0.006688 | 0.0039511 | 0 | 0 | 0.072835 | 0.014642 | 0.80297 | 0 | 7.0353 | 2.0585 | 0 | 0.59394 | 0.81115 | 0 | 0 | 0 | 0 | -13.3529 | 0.052206 | 0 | 0.0068001 | 0 | -0.1764 | 0 | 0 | 0 | 0 | 0 | 0 | 0 | 0 | 4.5226 | 0 | 0 | 0 | 1.822 | 0 | 0 | 0 | 2.2502 | 17.1157 | 1.2254 | 3.0551 | 0 | 0.039387 | 0 | 0.62859 | 0.16139 | 0.33681 | 23.9691 | 20.3827 | -0.1764 | 0 | 0.50591 | 0 | 1.6728 | 0.16357
2025_03_20 Hr 24 | 0 | 0 | 0 | 0 | 0 | 0 | 0 | 0 | 0 | 0 | 0 | 0.0050755 | 0.3 | 0.012886 | 1.4838 | 1.4838 | 6.3097 | 0 | 0.0055943 | 0.006688 | 0.0039511 | 0 | 0 | 0.072835 | 0.014642 | 0.60201 | 0 | 7.0353 | 2.0585 | 0 | 0.59394 | 0.81115 | 0 | 0 | 0 | 0 | -13.6458 | 0.052206 | 0 | 0.0073633 | 0 | -0.19119 | 0 | 0 | 0 | 0 | 0 | 0 | 0 | 0 | 4.6533 | 0 | 0 | 0 | 1.822 | 0 | 0 | 0 | 2.4026 | 16.9147 | 1.2254 | 3.0551 | 0 | 0.039387 | 0 | 0.62859 | 0.16139 | 0.33681 | 23.6786 | 20.6009 | -0.19119 | 0 | 0.50591 | 0 | 1.6728 | 0.16014
2025_03_21 Hr 01 | 0 | 0 | 0 | 0 | 0 | 0 | 0 | 0 | 0 | 0 | 0 | 0.0050755 | 0.33 | 0.014266 | 1.4838 | 1.4838 | 4.5026 | 0 | 0.0055943 | 0.006688 | 0.0039511 | 0 | 0 | 0.072835 | 0.014642 | 0.84317 | 0 | 5.0188 | 2.0585 | 0 | 0.59394 | 0.81115 | 0 | 0 | 0 | 0 | -19.4966 | 0.052206 | 0 | 0.0027791 | 0 | -0.19243 | 0 | 0 | 0 | 0 | 0 | 0 | 0 | 0 | 3.9055 | 0 | 0 | 0 | 1.822 | 0 | 3.7831 | 3.7831 | 1.889 | 18.4163 | 1.2254 | 3.0551 | 0 | 0.039387 | 0 | 0.62859 | 0.16139 | 0.33681 | 18.0969 | 19.3697 | -0.19243 | 0 | 0.50591 | 0 | 1.6728 | 0.15881
2025_03_21 Hr 02 | 0 | 0 | 0 | 0 | 0 | 0 | 0 | 0 | 0 | 0 | 0 | 0.0050755 | 0.66 | 0.028994 | 1.4838 | 1.4838 | 4.5026 | 0 | 0.0055943 | 0.006688 | 0.0039511 | 0 | 0 | 0.072835 | 0.014642 | 1.0843 | 0 | 5.0188 | 2.0585 | 0 | 0.59394 | 0.81115 | 0 | 0 | 0 | 0 | -20.6315 | 0.052206 | 0 | 0.0028241 | 0 | -0.19559 | 0 | 0 | 0 | 0 | 0 | 0 | 0 | 0 | 3.2885 | 0 | 0 | 0 | 1.822 | 0 | 2.6101 | 2.6101 | 1.6191 | 18.7937 | 1.2254 | 3.0551 | 0 | 0.039387 | 0 | 0.62859 | 0.16139 | 0.33681 | 16.7936 | 18.827 | -0.19559 | 0 | 0.50591 | 0 | 1.6728 | 0.15833
2025_03_21 Hr 03 | 0 | 0 | 0 | 0 | 0 | 0 | 0 | 0 | 0.073307 | 0 | 0 | 0.0050755 | 0.66 | 0.029467 | 1.4838 | 1.4838 | 4.5026 | 0 | 0.0055943 | 0.006688 | 0.0039511 | 0 | 0 | 0.072835 | 0.014642 | 1.2549 | 0 | 5.0188 | 2.0585 | 0 | 0.59394 | 0.81115 | 0 | 0 | 0 | 0 | -21.5151 | 0.052206 | 0 | 0.0023918 | 0 | -0.19881 | 0 | 0 | 0 | 0 | 0 | 0 | 0 | 0 | 3.078 | 0 | 0 | 0 | 1.822 | 0 | 2.6101 | 2.6101 | 1.9194 | 19.0375 | 1.2254 | 3.0551 | 0 | 0.039387 | 0 | 0.62859 | 0.16139 | 0.33681 | 16.2406 | 18.917 | -0.19881 | 0 | 0.50591 | 0 | 1.6728 | 0.15807
2025_03_21 Hr 04 | 0 | 0 | 0 | 0 | 0 | 0 | 0 | 0 | 0.073307 | 0 | 0 | 0.0050755 | 0.54 | 0.025484 | 1.4838 | 1.4838 | 4.5026 | 0 | 0.0055943 | 0.006688 | 0.0039511 | 0 | 0 | 0.072835 | 0.014642 | 1.2615 | 0 | 5.0188 | 2.0585 | 0 | 0.59394 | 0.81115 | 0 | 0 | 0 | 0 | -23.573 | 0.052206 | 0 | 0.0025282 | 0 | -0.21027 | 0 | 0 | 0 | 0 | 0 | 0 | 0 | 0 | 3.1506 | 0 | 0 | 0 | 1.822 | 0 | 2.6101 | 2.6101 | 1.9194 | 19.0441 | 1.2254 | 3.0551 | 0 | 0.039387 | 0 | 0.62859 | 0.16139 | 0.33681 | 14.1276 | 18.8667 | -0.21027 | 0 | 0.50591 | 0 | 1.6728 | 0.15915
2025_03_21 Hr 05 | 0 | 0 | 0 | 0.091645 | 0.092329 | 0.089338 | 0.086357 | 0.08404 | 0.073307 | 0 | 0 | 0.0050755 | 0.51 | 0.030968 | 1.4838 | 1.4838 | 4.5026 | 0 | 0.0055943 | 0.006688 | 0.0039511 | 0 | 0 | 0.072835 | 0.014642 | 1.2615 | 0.23087 | 5.0188 | 2.0585 | 0 | 0.59394 | 0.81115 | 0 | 0 | 0 | 0 | -31.8652 | 0.052206 | 0 | 0 | 0 | -0.27115 | 0 | 0 | 0 | 0 | 0 | 0 | 0 | 0 | 2.9473 | 0 | 0 | 0 | 1.822 | 0 | 2.6101 | 2.6101 | 1.741 | 19.5691 | 1.2254 | 3.0551 | 0 | 0.039387 | 0 | 0.62859 | 0.16139 | 0.33681 | 5.8959 | 18.4632 | -0.27115 | 0 | 0.50591 | 0 | 1.6728 | 0.16185
2025_03_21 Hr 06 | 0 | 0 | 0 | 0.091645 | 0.092329 | 0.089338 | 0.086357 | 0.08404 | 0.073307 | 0 | 0 | 0.0050755 | 0.45 | 0.025454 | 1.4838 | 1.4838 | 4.5026 | 0 | 0.0055943 | 0.006688 | 0.0039511 | 0 | 0 | 0.072835 | 0.014642 | 1.2615 | 0.24369 | 5.0188 | 2.0585 | 0 | 0.59394 | 0.81115 | 0 | 0 | 0 | 0 | -31.6547 | 0.052206 | 0 | 0 | 0 | -0.25244 | 0 | 0 | 0 | 0 | 0 | 0 | 0 | 0 | 2.9473 | 0 | 0 | 0 | 1.822 | 0 | 2.6101 | 2.6101 | 1.8324 | 19.7315 | 1.2254 | 3.0551 | 0 | 0.039387 | 0 | 0.62859 | 0.16139 | 0.33681 | 6.3192 | 18.4948 | -0.25244 | 0 | 0.50591 | 0 | 1.6728 | 0.16763
2025_03_21 Hr 07 | 0 | 0 | 0 | 0.091645 | 0.092329 | 0.089338 | 0.086357 | 0.08404 | 0.073307 | 0 | 0 | 0.0050755 | 0.42 | 0.02533 | 1.4838 | 1.4838 | 4.4397 | 0 | 0.0055943 | 0.006688 | 0.0039511 | 0 | 0 | 0.072835 | 0.014642 | 1.2615 | 0.24369 | 4.9949 | 2.0585 | 0 | 0.58919 | 0.81115 | 0 | 0 | 0 | 0 | -32.9806 | 0.052206 | 0 | 0 | 0 | -0.26929 | 0 | 0 | 0 | 0 | 0 | 0 | 0 | 0 | 3.9055 | 0 | 0 | 0 | 1.822 | 0 | 2.5775 | 2.5775 | 2.0413 | 19.5796 | 1.2254 | 3.0551 | 0 | 0.039387 | 0 | 0.62859 | 0.16139 | 0.33681 | 5.9625 | 19.6329 | -0.26929 | 0 | 0.50591 | 0 | 1.6728 | 0.17341
2025_03_21 Hr 08 | 0.18148 | 0 | 0 | 0.091645 | 0.092329 | 0.089338 | 0.086357 | 0.08404 | 0.073307 | 0 | 0 | 0.0050755 | 0.6 | 0.032701 | 1.4838 | 1.4838 | 4.4397 | 0 | 0.0055943 | 0.006688 | 0.0039511 | 0 | 0 | 0.072835 | 0.014642 | 1.2615 | 0.24369 | 4.9949 | 2.0585 | 0 | 0.58919 | 0.81115 | 0 | 0 | 0 | 0 | -26.9856 | 0.052206 | 0 | 0 | 0 | -0.24316 | 0 | 0 | 0 | 0 | 0 | 0 | 0 | 0 | 4.1741 | 0 | 0 | 0 | 1.822 | 0 | 2.5775 | 2.5775 | 2.0413 | 19.5796 | 1.2254 | 3.0551 | 0 | 0.039387 | -0.18148 | 0.62859 | 0.16139 | 0.33681 | 12.4423 | 20.273 | -0.42464 | 0 | 0.50591 | 0 | 1.6728 | 0.17608
2025_03_21 Hr 09 | 0.66084 | 1.5207e-05 | 0 | 0.091645 | 0.092329 | 0.089338 | 0.086357 | 0.08404 | 0.073307 | 0 | 0 | 0.0050755 | 0.27 | 0.012166 | 1.4838 | 1.4838 | 4.4397 | 0 | 0.0055943 | 0.006688 | 0.0039511 | 0 | 0 | 0.072835 | 0.014642 | 1.2615 | 0 | 4.9949 | 2.0585 | 0 | 0.58919 | 0.81115 | 0 | 0 | 0 | 0 | -19.7411 | 0.052206 | 0 | 0 | 0 | -0.20066 | 0 | 0 | 0 | 0 | 0 | 0 | 0 | 0 | 3.5644 | 0 | 0 | 0 | 1.822 | 0 | 2.5775 | 2.5775 | 1.6191 | 19.3359 | 1.2254 | 3.0551 | 0 | 0.039387 | -0.66084 | 0.62859 | 0.16139 | 0.33681 | 18.1025 | 19.3693 | -0.8615 | 0 | 0.50591 | 0 | 1.6728 | 0.17545
2025_03_21 Hr 10 | 0.81384 | 0.00015952 | 0 | 0 | 0 | 0.089338 | 0.086357 | 0.08404 | 0.073307 | 0 | 0 | 0.0050755 | 0.06 | 0.0023354 | 1.4838 | 1.4838 | 4.4397 | 0 | 0.0055943 | 0.006688 | 0.0039511 | 0 | 0 | 0.072835 | 0.014642 | 1.1281 | 0 | 4.9949 | 2.0585 | 0 | 0.58919 | 0.81115 | 0 | 0 | 0 | 0 | -14.4268 | 0.052206 | 0 | 0.00083409 | 0 | -0.17306 | 0 | 0 | 0 | 0 | 0 | 0 | 0 | 0 | 3.1506 | 0 | 0 | 0 | 1.822 | 0 | 2.5775 | 2.5775 | 1.5016 | 19.0185 | 1.2254 | 3.0551 | 0 | 0.039387 | -0.81384 | 0.62859 | 0.16139 | 0.33681 | 22.3741 | 18.7693 | -0.9869 | 0 | 0.50591 | 0 | 1.6728 | 0.17352
2025_03_21 Hr 11 | 0.7996 | 0.00035693 | 0 | 0 | 0 | 0 | 0 | 0 | 0.073307 | 0 | 0 | 0.0050755 | 0.09 | 0.0032448 | 1.4838 | 1.4838 | 4.4397 | 0 | 0.0055943 | 0.006688 | 0.0039511 | 0 | 0 | 0.072835 | 0.014642 | 0.49649 | 0 | 4.9949 | 2.0585 | 0 | 0.58919 | 0.81115 | 0 | 0 | 0 | 0 | -13.196 | 0.052206 | 0 | 0.0019314 | 0 | -0.16014 | 0 | 0 | 0 | 0 | 0 | 0 | 0 | 0 | 3.5644 | 0 | 0 | 0 | 1.822 | 0 | 2.5775 | 2.5775 | 1.9804 | 18.1271 | 1.2254 | 3.0551 | 0 | 0.039387 | -0.7996 | 0.62859 | 0.16139 | 0.33681 | 23.6486 | 19.6772 | -0.95974 | 0 | 0.50591 | 0 | 1.6728 | 0.17197
2025_03_21 Hr 12 | 0.80055 | 0.00045201 | 0 | 0 | 0 | 0 | 0 | 0 | 0 | 0 | 0 | 0.0050755 | 0.15 | 0.0052866 | 1.4838 | 1.4838 | 4.4397 | 0 | 0.0055943 | 0.006688 | 0.0039511 | 0 | 0 | 0.072835 | 0.014642 | 0.4814 | 0 | 4.9949 | 2.0585 | 0 | 0.58919 | 0.81115 | 0 | 0 | 0 | 0 | -12.2613 | 0.052206 | 0 | 0.0022657 | 0 | -0.1565 | 0 | 0 | 0 | 0 | 0 | 0 | 0 | 0 | 3.695 | 0 | 0 | 0 | 1.822 | 0 | 2.4453 | 2.4453 | 1.9804 | 17.7744 | 1.2254 | 3.0551 | 0 | 0.039387 | -0.80055 | 0.62859 | 0.16139 | 0.33681 | 24.4257 | 19.8696 | -0.95705 | 0 | 0.50591 | 0 | 1.6728 | 0.17063
2025_03_21 Hr 13 | 0.80818 | 0.00044862 | 0 | 0 | 0 | 0 | 0 | 0 | 0 | 0 | 0 | 0.0050755 | 0.15 | 0.0051062 | 1.4838 | 1.4838 | 4.4397 | 0 | 0.0055943 | 0.006688 | 0.0039511 | 0 | 0 | 0.072835 | 0.014642 | 0.48139 | 0 | 4.9949 | 2.0585 | 0 | 0.58919 | 0.81115 | 0 | 0 | 0 | 0 | -10.4116 | 0.052206 | 0 | 0.0021884 | 0 | -0.15109 | 0 | 0 | 0 | 0 | 0 | 0 | 0 | 0 | 4.0435 | 0 | 0 | 0 | 1.822 | 0 | 2.3443 | 2.3443 | 1.6801 | 17.5723 | 1.2254 | 3.0551 | 0 | 0.039387 | -0.80818 | 0.62859 | 0.16139 | 0.33681 | 26.125 | 19.9236 | -0.95926 | 0 | 0.50591 | 0 | 1.6728 | 0.16904
2025_03_21 Hr 14 | 0.79219 | 0.00044777 | 0 | 0 | 0 | 0 | 0 | 0 | 0 | 0 | 0 | 0.0050755 | 0.03 | 0.0010095 | 1.4838 | 1.4838 | 4.4397 | 0 | 0.0055943 | 0.006688 | 0.0039511 | 0 | 0 | 0.072835 | 0.014642 | 0.48139 | 0 | 4.9949 | 2.0585 | 0 | 0.58919 | 0.81115 | 0 | 0 | 0 | 0 | -11.0199 | 0.052206 | 0 | 0.0021631 | 0 | -0.14932 | 0 | 0 | 0 | 0 | 0 | 0 | 0 | 0 | 4.0435 | 0 | 0 | 0 | 1.822 | 0 | 2.3009 | 2.3009 | 1.6801 | 17.4855 | 1.2254 | 3.0551 | 0 | 0.039387 | -0.79219 | 0.62859 | 0.16139 | 0.33681 | 25.307 | 19.7829 | -0.94151 | 0 | 0.50591 | 0 | 1.6728 | 0.16844
2025_03_21 Hr 15 | 0.77461 | 0.00041674 | 0 | 0 | 0 | 0 | 0 | 0 | 0 | 0 | 0 | 0.0050755 | 0.21 | 0.0066005 | 1.4838 | 1.4838 | 4.3077 | 0 | 0.0055943 | 0.006688 | 0.0039511 | 0 | 0 | 0.072835 | 0.014642 | 0.4814 | 0 | 4.9949 | 2.0585 | 0 | 0.58919 | 0.81115 | 0 | 0 | 0 | 0 | -8.2835 | 0.052206 | 0 | 0.0020206 | 0 | -0.13934 | 0 | 0 | 0 | 0 | 0 | 0 | 0 | 0 | 3.9055 | 0 | 0 | 0 | 1.822 | 0 | 2.1681 | 2.168 | 1.4407 | 17.0878 | 1.2254 | 3.0551 | 0 | 0.039387 | -0.77461 | 0.62859 | 0.16139 | 0.33681 | 27.4614 | 19.571 | -0.91395 | 0 | 0.50591 | 0 | 1.6728 | 0.16589
2025_03_21 Hr 16 | 0.77388 | 0.00034691 | 0 | 0 | 0 | 0 | 0 | 0 | 0 | 0 | 0 | 0.0050755 | 0.3 | 0.009622 | 1.4823 | 1.4823 | 3.8031 | 0 | 0.0055943 | 0.006688 | 0.0039511 | 0 | 0 | 0.072835 | 0.014642 | 0.5065 | 0 | 4.9358 | 2.0585 | 0 | 0.58092 | 0.81115 | 0 | 0 | 0 | 0 | -8.7459 | 0.052206 | 0 | 0.0020619 | 0 | -0.14223 | 0 | 0 | 0 | 0 | 0 | 0 | 0 | 0 | 3.7676 | 0 | 0 | 0 | 1.822 | 0 | 2.2374 | 2.2374 | 1.3188 | 16.6847 | 1.2254 | 3.0551 | 0 | 0.039387 | -0.77388 | 0.62859 | 0.16139 | 0.33681 | 26.4176 | 19.3949 | -0.91612 | 0 | 0.50591 | 0 | 1.6728 | 0.16555
2025_03_21 Hr 17 | 0.71816 | 0.00024323 | 0 | 0 | 0 | 0 | 0 | 0 | 0 | 0 | 0 | 0.0050755 | 0.39 | 0.010559 | 1.476 | 1.476 | 3.8806 | 0 | 0.0055943 | 0.006688 | 0.0039511 | 0 | 0 | 0.072835 | 0.014642 | 0.4881 | 0 | 4.6403 | 2.0585 | 0 | 0.53959 | 0.81115 | 0 | 0 | 0 | 0 | -6.3592 | 0.052206 | 0 | 0.0017404 | 0 | -0.11973 | 0 | 0 | 0 | 0 | 0 | 0 | 0 | 0 | 3.695 | 0 | 0 | 0 | 1.822 | 0 | 2.1933 | 2.1933 | 1.0794 | 16.3476 | 1.2254 | 3.0551 | 0 | 0.039387 | -0.71816 | 0.62859 | 0.16139 | 0.33681 | 28.2268 | 19.0764 | -0.83789 | 0 | 0.50591 | 0 | 1.6728 | 0.16525
2025_03_21 Hr 18 | 0.49018 | 0.00017072 | 0 | 0 | 0 | 0 | 0 | 0 | 0 | 0 | 0 | 0.0050755 | 0.75 | 0.024142 | 1.4838 | 1.4838 | 4.4397 | 0 | 0.0055943 | 0.006688 | 0.0039511 | 0 | 0 | 0.072835 | 0.014642 | 0.51824 | 0 | 4.9949 | 2.0585 | 0 | 0.58919 | 0.81115 | 0 | 0 | 0 | 0 | -8.6757 | 0.052206 | 0 | 0.0020693 | 0 | -0.14275 | 0 | 0 | 0 | 0 | 0 | 0 | 0 | 0 | 3.2885 | 0 | 0 | 0 | 1.822 | 0 | 2.2568 | 2.2568 | 0.84002 | 17.4342 | 1.2254 | 3.0551 | 0 | 0.039387 | -0.49018 | 0.62859 | 0.16139 | 0.33681 | 26.7515 | 18.6259 | -0.63293 | 0 | 0.50591 | 0 | 1.6728 | 0.16555
2025_03_21 Hr 19 | 0.067929 | 1.2295e-05 | 0 | 0 | 0 | 0 | 0 | 0 | 0 | 0 | 0 | 0.0050755 | 1.77 | 0.058876 | 1.4838 | 1.4838 | 4.4397 | 0 | 0.0055943 | 0.006688 | 0.0039511 | 0 | 0 | 0.072835 | 0.014642 | 0.47301 | 0 | 4.9949 | 2.0585 | 0 | 0.58919 | 0.81115 | 0 | 0 | 0 | 0 | -9.6646 | 0.052206 | 0 | 0.0021383 | 0 | -0.14758 | 0 | 0 | 0 | 0 | 0 | 0 | 0 | 0 | 2.5335 | 0 | 0 | 0 | 1.822 | 0 | 2.389 | 2.389 | 0.69204 | 17.6533 | 1.2254 | 3.0551 | 0 | 0.039387 | -0.067929 | 0.62859 | 0.16139 | 0.33681 | 26.129 | 18.3558 | -0.21551 | 0 | 0.50591 | 0 | 1.6728 | 0.16608
2025_03_21 Hr 20 | 0 | 0 | 0 | 0 | 0 | 0 | 0 | 0 | 0 | 0 | 0 | 0.0050755 | 2.52 | 0.12201 | 1.4838 | 1.4838 | 4.4397 | 0 | 0.0055943 | 0.006688 | 0.0039511 | 0 | 0 | 0.072835 | 0.014642 | 0.60201 | 0 | 4.9949 | 2.0585 | 0 | 0.58919 | 0.81115 | 0 | 0 | 0 | 0 | -16.423 | 0.052206 | 0 | 0.0031125 | 0 | -0.21578 | 0 | 0 | 0 | 0 | 0 | 0 | 0 | 0 | 2.1923 | 0 | 0 | 0 | 1.822 | 0 | 2.5775 | 2.5775 | 0.87049 | 18.1593 | 1.2254 | 3.0551 | 0 | 0.039387 | 0 | 0.62859 | 0.16139 | 0.33681 | 20.4607 | 18.9401 | -0.21578 | 0 | 0.50591 | 0 | 1.6728 | 0.16793
2025_03_21 Hr 21 | 0 | 0 | 0 | 0 | 0 | 0 | 0 | 0 | 0 | 0 | 0 | 0.0050755 | 2.73 | 0.084589 | 1.4838 | 1.4838 | 4.4397 | 0 | 0.0055943 | 0.006688 | 0.0039511 | 0 | 0 | 0.072835 | 0.014642 | 0.47133 | 0 | 4.9949 | 2.0585 | 0 | 0.58919 | 0.81115 | 0 | 0 | 0 | 0 | -10.4948 | 0.052206 | 0 | 0.0019919 | 0 | -0.13733 | 0 | 0 | 0 | 0 | 0 | 0 | 0 | 0 | 2.3956 | 0 | 0 | 0 | 1.822 | 0 | 2.2251 | 2.2251 | 0.87049 | 17.3238 | 1.2254 | 3.0551 | 0 | 0.039387 | 0 | 0.62859 | 0.16139 | 0.33681 | 26.0073 | 19.3157 | -0.13733 | 0 | 0.50591 | 0 | 1.6728 | 0.1677
2025_03_21 Hr 22 | 0 | 0 | 0 | 0 | 0 | 0 | 0 | 0 | 0 | 0 | 0 | 0.0050755 | 2.76 | 0.080227 | 1.4838 | 1.4838 | 4.4397 | 0 | 0.0055943 | 0.006688 | 0.0039511 | 0 | 0 | 0.072835 | 0.014642 | 0.47133 | 0 | 4.9949 | 2.0585 | 0 | 0.58919 | 0.81115 | 0 | 0 | 0 | 0 | -10.2869 | 0.052206 | 0 | 0.0018687 | 0 | -0.12871 | 0 | 0 | 0 | 0 | 0 | 0 | 0 | 0 | 2.4682 | 0 | 0 | 0 | 1.822 | 0 | 2.1052 | 2.1052 | 0.93143 | 17.0841 | 1.2254 | 3.0551 | 0 | 0.039387 | 0 | 0.62859 | 0.16139 | 0.33681 | 26.1423 | 19.4738 | -0.12871 | 0 | 0.50591 | 0 | 1.6728 | 0.16663
2025_03_21 Hr 23 | 0 | 0 | 0 | 0 | 0 | 0 | 0 | 0 | 0 | 0 | 0 | 0.0050755 | 2.73 | 0.084046 | 1.4838 | 1.4838 | 4.5026 | 0 | 0.0055943 | 0.006688 | 0.0039511 | 0 | 0 | 0.072835 | 0.014642 | 0.47133 | 0 | 5.0188 | 2.0585 | 0 | 0.59394 | 0.81115 | 0 | 0 | 0 | 0 | -11.349 | 0.052206 | 0 | 0.0019791 | 0 | -0.13644 | 0 | 0 | 0 | 0 | 0 | 0 | 0 | 0 | 2.1923 | 0 | 0 | 0 | 1.822 | 0 | 2.2083 | 2.2083 | 1.4102 | 17.377 | 1.2254 | 3.0551 | 0 | 0.039387 | 0 | 0.62859 | 0.16139 | 0.33681 | 25.5432 | 19.6516 | -0.13644 | 0 | 0.50591 | 0 | 1.6728 | 0.16292
2025_03_21 Hr 24 | 0 | 0 | 0 | 0 | 0 | 0 | 0 | 0 | 0 | 0 | 0 | 0.0050755 | 2.7 | 0.084284 | 1.4838 | 1.4838 | 4.5026 | 0 | 0.0055943 | 0.006688 | 0.0039511 | 0 | 0 | 0.072835 | 0.014642 | 0.47133 | 0 | 5.0188 | 2.0585 | 0 | 0.59394 | 0.81115 | 0 | 0 | 0 | 0 | -12.6451 | 0.052206 | 0 | 0.0020068 | 0 | -0.13837 | 0 | 0 | 0 | 0 | 0 | 0 | 0 | 0 | 2.2577 | 0 | 0 | 0 | 1.822 | 0 | 2.2917 | 2.2917 | 1.8629 | 17.5439 | 1.2254 | 3.0551 | 0 | 0.039387 | 0 | 0.62859 | 0.16139 | 0.33681 | 24.8981 | 20.1376 | -0.13837 | 0 | 0.50591 | 0 | 1.6728 | 0.16077
2025_03_22 Hr 01 | 0 | 0 | 0 | 0 | 0 | 0 | 0 | 0 | 0 | 0 | 0 | 0.0050755 | 2.7 | 0.098463 | 1.4838 | 1.4838 | 3.9256 | 0 | 0.0055943 | 0.006688 | 0.0039511 | 0 | 0 | 0.072835 | 0.014642 | 0.51823 | 0 | 4.3749 | 2.0585 | 0 | 0.59394 | 0.81115 | 0 | 0 | 0 | 0 | -17.4243 | 0.052206 | 0 | 0.0023444 | 0 | -0.16201 | 0 | 0 | 0 | 0 | 0 | 0 | 0 | 0 | 2.5335 | 0 | 0 | 0 | 1.822 | 0 | 2.2523 | 2.2522 | 1.889 | 16.2909 | 1.2254 | 3.0551 | 0 | 0.039387 | 0 | 0.62859 | 0.16139 | 0.33681 | 19.1569 | 20.4523 | -0.16201 | 0 | 0.50591 | 0 | 1.6728 | 0.15929
2025_03_22 Hr 02 | 0 | 0 | 0 | 0 | 0 | 0 | 0 | 0 | 0 | 0 | 0 | 0.0050755 | 2.61 | 0.10188 | 1.4838 | 1.4838 | 3.9256 | 0 | 0.0055943 | 0.006688 | 0.0039511 | 0 | 0 | 0.072835 | 0.014642 | 0.52162 | 0 | 4.3749 | 2.0585 | 0 | 0.59394 | 0.81115 | 0 | 0 | 0 | 0 | -18.8702 | 0.052206 | 0 | 0.0025094 | 0 | -0.17356 | 0 | 0 | 0 | 0 | 0 | 0 | 0 | 0 | 2.7368 | 0 | 0 | 0 | 1.822 | 0 | 2.2752 | 2.2752 | 1.889 | 16.3402 | 1.2254 | 3.0551 | 0 | 0.039387 | 0 | 0.62859 | 0.16139 | 0.33681 | 17.8651 | 20.5686 | -0.17356 | 0 | 0.50591 | 0 | 1.6728 | 0.15886
2025_03_22 Hr 03 | 0 | 0 | 0 | 0.033286 | 0.033535 | 0.032448 | 0.031366 | 0.030524 | 0.026626 | 0 | 0 | 0.0050755 | 2.58 | 0.11484 | 1.4791 | 1.4791 | 3.8925 | 0 | 0.0055943 | 0.006688 | 0.0039511 | 0 | 0 | 0.072835 | 0.014642 | 0.70251 | 0 | 4.3493 | 2.0585 | 0 | 0.58977 | 0.81115 | 0 | 0 | 0 | 0 | -21.3685 | 0.052206 | 0 | 0.0014018 | 0 | -0.19821 | 0 | 0 | 0 | 0 | 0 | 0 | 0 | 0 | 2.9473 | 0 | 0 | 0 | 1.822 | 0 | 2.1891 | 2.1891 | 1.889 | 16.4686 | 1.2254 | 3.0551 | 0 | 0.039387 | 0 | 0.62859 | 0.16139 | 0.33681 | 15.6587 | 20.7568 | -0.19821 | 0 | 0.50591 | 0 | 1.6728 | 0.15778
2025_03_22 Hr 04 | 0 | 0 | 0 | 0.039944 | 0.040242 | 0.038938 | 0.075278 | 0.073258 | 0.063902 | 0 | 0 | 0.0050755 | 2.49 | 0.14514 | 1.4838 | 1.4838 | 3.9256 | 0 | 0.0055943 | 0.006688 | 0.0039511 | 0 | 0 | 0.072835 | 0.014642 | 1.117 | 0.22065 | 4.3749 | 2.0585 | 0 | 0.59394 | 0.81115 | 0 | 0 | 0 | 0 | -30.218 | 0.052206 | 0 | 0.00063308 | 0 | -0.2602 | 0 | 0 | 0 | 0 | 0 | 0 | 0 | 0 | 2.8094 | 0 | 0 | 0 | 1.822 | 0 | 2.1859 | 2.1859 | 1.8629 | 17.1596 | 1.2254 | 3.0551 | 0 | 0.039387 | 0 | 0.62859 | 0.16139 | 0.33681 | 7.2191 | 20.5377 | -0.2602 | 0 | 0.50591 | 0 | 1.6728 | 0.1583
2025_03_22 Hr 05 | 0 | 0 | 0 | 0.079887 | 0.080484 | 0.077876 | 0.075278 | 0.073258 | 0.063902 | 0 | 0 | 0.0050755 | 2.55 | 0.14885 | 1.4838 | 1.4838 | 3.9256 | 0 | 0.0055943 | 0.006688 | 0.0039511 | 0 | 0 | 0.072835 | 0.014642 | 1.2615 | 0 | 4.3749 | 2.0585 | 0 | 0.59394 | 0.81115 | 0 | 0 | 0 | 0 | -28.9725 | 0.052206 | 0 | 0 | 0 | -0.26058 | 0 | 0 | 0 | 0 | 0 | 0 | 0 | 0 | 2.7368 | 0 | 0 | 0 | 1.822 | 0 | 2.2752 | 2.2752 | 1.889 | 17.5308 | 1.2254 | 3.0551 | 0 | 0.039387 | 0 | 0.62859 | 0.16139 | 0.33681 | 8.8524 | 20.5546 | -0.26058 | 0 | 0.50591 | 0 | 1.6728 | 0.15793
2025_03_22 Hr 06 | 0 | 0 | 0 | 0.079887 | 0.080484 | 0.077876 | 0.075278 | 0.073258 | 0.063902 | 0 | 0 | 0.0050755 | 2.64 | 0.17015 | 1.4838 | 1.4838 | 3.9256 | 0 | 0.0055943 | 0.006688 | 0.0039511 | 0 | 0 | 0.072835 | 0.014642 | 1.2615 | 0.25617 | 4.3749 | 2.0585 | 0 | 0.59394 | 0.81115 | 0 | 0 | 0 | 0 | -32.2533 | 0.052206 | 0 | 0 | 0 | -0.28792 | 0 | 0 | 0 | 0 | 0 | 0 | 0 | 0 | 2.6715 | 0 | 0 | 0 | 1.822 | 0 | 2.2752 | 2.2752 | 1.9194 | 17.6373 | 1.2254 | 3.0551 | 0 | 0.039387 | 0 | 0.62859 | 0.16139 | 0.33681 | 5.7292 | 20.6331 | -0.28792 | 0 | 0.50591 | 0 | 1.6728 | 0.15999
2025_03_22 Hr 07 | 0 | 0 | 0 | 0.079887 | 0.080484 | 0.077876 | 0.075278 | 0.073258 | 0.063902 | 0 | 0 | 0.0050755 | 2.76 | 0.16708 | 1.4838 | 1.4838 | 3.8707 | 0 | 0.0055943 | 0.006688 | 0.0039511 | 0 | 0 | 0.072835 | 0.014642 | 1.2615 | 0.21305 | 4.3541 | 2.0585 | 0 | 0.58919 | 0.81115 | 0 | 0 | 0 | 0 | -31.3841 | 0.052206 | 0 | 0 | 0 | -0.27031 | 0 | 0 | 0 | 0 | 0 | 0 | 0 | 0 | 2.2577 | 0 | 0 | 0 | 1.822 | 0 | 2.2468 | 2.2468 | 1.9499 | 17.6113 | 1.2254 | 3.0551 | 0 | 0.039387 | 0 | 0.62859 | 0.16139 | 0.33681 | 6.3227 | 20.3658 | -0.27031 | 0 | 0.50591 | 0 | 1.6728 | 0.16387
2025_03_22 Hr 08 | 0.20415 | 0 | 0 | 0.079887 | 0.080484 | 0.077876 | 0.075278 | 0.073258 | 0.063902 | 0 | 0 | 0.0050755 | 2.28 | 0.28887 | 1.4823 | 1.4823 | 3.8599 | 0 | 0.0055943 | 0.006688 | 0.0039511 | 0 | 0 | 0.072835 | 0.014642 | 1.2582 | 0.21305 | 4.3455 | 2.0585 | 0 | 0.58781 | 0.81115 | 0 | 0 | 0 | 0 | -62.8735 | 0.052206 | 0 | 0 | 0 | -0.56803 | 0 | 0 | 0 | 0 | 0 | 0 | 0 | 0 | 1.8511 | 0 | 0 | 0 | 1.822 | 0 | 2.2304 | 2.2304 | 1.889 | 17.5527 | 1.2254 | 3.0551 | 0 | 0.039387 | -0.20415 | 0.62859 | 0.16139 | 0.33681 | -26.3474 | 19.7456 | -0.77219 | 0 | 0.50591 | 0 | 1.6728 | 0.16649
2025_03_22 Hr 09 | 0.67333 | 1.5547e-05 | 0 | 0.079887 | 0.080484 | 0.077876 | 0.075278 | 0.073258 | 0.063902 | 0 | 0 | 0.0050755 | 2.13 | 0.10302 | 1.4838 | 1.4838 | 3.8707 | 0 | 0.0055943 | 0.006688 | 0.0039511 | 0 | 0 | 0.072835 | 0.014642 | 1.2615 | 0.21305 | 4.3541 | 2.0585 | 0 | 0.58919 | 0.81115 | 0 | 0 | 0 | 0 | -22.5419 | 0.052206 | 0 | 0 | 0 | -0.21555 | 0 | 0 | 0 | 0 | 0 | 0 | 0 | 0 | 2.2577 | 0 | 0 | 0 | 1.822 | 0 | 2.2468 | 2.2468 | 1.8629 | 17.6113 | 1.2254 | 3.0551 | 0 | 0.039387 | -0.67333 | 0.62859 | 0.16139 | 0.33681 | 14.4428 | 20.2622 | -0.88889 | 0 | 0.50591 | 0 | 1.6728 | 0.168
2025_03_22 Hr 10 | 0.81384 | 0.00011601 | 0 | 0.079887 | 0.080484 | 0.077876 | 0.075278 | 0.073258 | 0.063902 | 0 | 0 | 0.0050755 | 2.13 | 0.16184 | 1.4838 | 1.4838 | 3.8707 | 0 | 0.0055943 | 0.006688 | 0.0039511 | 0 | 0 | 0.072835 | 0.014642 | 1.2615 | 0.21305 | 4.3541 | 2.0585 | 0 | 0.58919 | 0.81115 | 0 | 0 | 0 | 0 | -35.6487 | 0.052206 | 0 | 0 | 0 | -0.33982 | 0 | 0 | 0 | 0 | 0 | 0 | 0 | 0 | 2.1197 | 0 | 0 | 0 | 1.822 | 0 | 2.2468 | 2.2468 | 1.593 | 17.6113 | 1.2254 | 3.0551 | 0 | 0.039387 | -0.81384 | 0.62859 | 0.16139 | 0.33681 | 0.86459 | 20.0556 | -1.1537 | 0 | 0.50591 | 0 | 1.6728 | 0.16977
2025_03_22 Hr 11 | 0.78965 | 0.00015254 | 0 | 0.079887 | 0.080484 | 0.077876 | 0.075278 | 0.073258 | 0.063902 | 0 | 0 | 0.0050755 | 2.13 | 0.096728 | 1.4838 | 1.4838 | 3.8707 | 0 | 0.0055943 | 0.006688 | 0.0039511 | 0 | 0 | 0.072835 | 0.014642 | 1.2615 | 0 | 4.3541 | 2.0585 | 0 | 0.58919 | 0.81115 | 0 | 0 | 0 | 0 | -19.4674 | 0.052206 | 0 | 0 | 0 | -0.20225 | 0 | 0 | 0 | 0 | 0 | 0 | 0 | 0 | 1.9165 | 0 | 0 | 0 | 1.822 | 0 | 2.2468 | 2.2468 | 1.3797 | 17.3983 | 1.2254 | 3.0551 | 0 | 0.039387 | -0.78965 | 0.62859 | 0.16139 | 0.33681 | 16.4873 | 19.5483 | -0.9919 | 0 | 0.50591 | 0 | 1.6728 | 0.16826
2025_03_22 Hr 12 | 0.80055 | 0.000249 | 0 | 0 | 0 | 0.077876 | 0.075278 | 0.073258 | 0.063902 | 0 | 0 | 0.0050755 | 2.07 | 0.096309 | 1.4838 | 1.4838 | 3.8707 | 0 | 0.0055943 | 0.006688 | 0.0039511 | 0 | 0 | 0.072835 | 0.014642 | 1.2448 | 0 | 4.3541 | 2.0585 | 0 | 0.58919 | 0.81115 | 0 | 0 | 0 | 0 | -18.4901 | 0.052206 | 0 | 0.00099698 | 0 | -0.20727 | 0 | 0 | 0 | 0 | 0 | 0 | 0 | 0 | 2.1923 | 0 | 0 | 0 | 1.822 | 0 | 2.2468 | 2.2468 | 1.5016 | 17.2212 | 1.2254 | 3.0551 | 0 | 0.039387 | -0.80055 | 0.62859 | 0.16139 | 0.33681 | 17.6176 | 19.8943 | -1.0078 | 0 | 0.50591 | 0 | 1.6728 | 0.16597
2025_03_22 Hr 13 | 0.80818 | 0.00030223 | 0 | 0 | 0 | 0.077876 | 0.075278 | 0.073258 | 0.063902 | 0 | 0 | 0.0050755 | 1.56 | 0.085781 | 1.4744 | 1.4744 | 3.5674 | 0 | 0.0055943 | 0.006688 | 0.0039511 | 0 | 0 | 0.072835 | 0.014642 | 1.0712 | 0 | 4.3025 | 2.0585 | 0 | 0.58092 | 0.81115 | 0 | 0 | 0 | 0 | -18.9603 | 0.052206 | 0 | 0.0011783 | 0 | -0.24534 | 0 | 0 | 0 | 0 | 0 | 0 | 0 | 0 | 2.3956 | 0 | 0 | 0 | 1.822 | 0 | 2.0057 | 2.0057 | 1.3188 | 16.1917 | 1.2254 | 3.0551 | 0 | 0.039387 | -0.80818 | 0.62859 | 0.16139 | 0.33681 | 15.5708 | 19.3929 | -1.0535 | 0 | 0.50591 | 0 | 1.6728 | 0.1652
2025_03_22 Hr 14 | 0.74875 | 0.00022327 | 0 | 0 | 0 | 0 | 0.075278 | 0.073258 | 0.063902 | 0 | 0 | 0.0050755 | 1.44 | 0.063107 | 1.4838 | 1.4838 | 3.8707 | 0 | 0.0055943 | 0.006688 | 0.0039511 | 0 | 0 | 0.072835 | 0.014642 | 0.62221 | 0 | 4.3541 | 2.0585 | 0 | 0.58919 | 0.81115 | 0 | 0 | 0 | 0 | -15.0205 | 0.052206 | 0 | 0.0014086 | 0 | -0.19511 | 0 | 0 | 0 | 0 | 0 | 0 | 0 | 0 | 2.5335 | 0 | 0 | 0 | 1.822 | 0 | 2.2468 | 2.2468 | 1.1403 | 16.5208 | 1.2254 | 3.0551 | 0 | 0.039387 | -0.74875 | 0.62859 | 0.16139 | 0.33681 | 19.713 | 19.1566 | -0.94386 | 0 | 0.50591 | 0 | 1.6728 | 0.16332
2025_03_22 Hr 15 | 0.74584 | 0.00031983 | 0 | 0 | 0 | 0 | 0.075278 | 0.073258 | 0.063902 | 0 | 0 | 0.0050755 | 1.29 | 0.056052 | 1.4838 | 1.4838 | 3.8707 | 0 | 0.0055943 | 0.006688 | 0.0039511 | 0 | 0 | 0.072835 | 0.014642 | 0.86334 | 0 | 4.3541 | 2.0585 | 0 | 0.58919 | 0.81115 | 0 | 0 | 0 | 0 | -14.609 | 0.052206 | 0 | 0.0013966 | 0 | -0.19343 | 0 | 0 | 0 | 0 | 0 | 0 | 0 | 0 | 2.1923 | 0 | 0 | 0 | 1.822 | 0 | 2.2468 | 2.2468 | 0.80956 | 16.7619 | 1.2254 | 3.0551 | 0 | 0.039387 | -0.74584 | 0.62859 | 0.16139 | 0.33681 | 19.5371 | 18.3234 | -0.93927 | 0 | 0.50591 | 0 | 1.6728 | 0.16199
2025_03_22 Hr 16 | 0.69753 | 0.00016202 | 0 | 0 | 0 | 0 | 0.075278 | 0.073258 | 0.063902 | 0 | 0 | 0.0050755 | 0.75 | 0.034369 | 1.4838 | 1.4838 | 3.8707 | 0 | 0.0055943 | 0.006688 | 0.0039511 | 0 | 0 | 0.072835 | 0.014642 | 1.1045 | 0 | 4.3541 | 2.0585 | 0 | 0.58919 | 0.81115 | 0 | 0 | 0 | 0 | -16.4431 | 0.052206 | 0 | 0.0014729 | 0 | -0.20411 | 0 | 0 | 0 | 0 | 0 | 0 | 0 | 0 | 2.1197 | 0 | 0 | 0 | 1.822 | 0 | 2.1593 | 2.1593 | 0.80956 | 16.828 | 1.2254 | 3.0551 | 0 | 0.039387 | -0.69753 | 0.62859 | 0.16139 | 0.33681 | 17.1241 | 17.6409 | -0.90164 | 0 | 0.50591 | 0 | 1.6728 | 0.16218
2025_03_22 Hr 17 | 0.63977 | 0.0001131 | 0 | 0.026639 | 0.026828 | 0 | 0.075278 | 0.073258 | 0.063902 | 0 | 0 | 0.0050755 | 0.51 | 0.026986 | 1.4791 | 1.4791 | 3.8382 | 0 | 0.0055943 | 0.006688 | 0.0039511 | 0 | 0 | 0.072835 | 0.014642 | 1.2147 | 0 | 4.3283 | 2.0585 | 0 | 0.58506 | 0.81115 | 0 | 0 | 0 | 0 | -17.5147 | 0.052206 | 0 | 0.0011339 | 0 | -0.23601 | 0 | 0 | 0 | 0 | 0 | 0 | 0 | 0 | 1.9165 | 0 | 0 | 0 | 1.822 | 0 | 2.1423 | 2.1423 | 0.74862 | 16.89 | 1.2254 | 3.0551 | 0 | 0.039387 | -0.63977 | 0.62859 | 0.16139 | 0.33681 | 15.5662 | 17.0667 | -0.87578 | 0 | 0.50591 | 0 | 1.6728 | 0.16151
2025_03_22 Hr 18 | 0.34059 | 6.221e-05 | 0 | 0.079887 | 0.080484 | 0.077876 | 0.075278 | 0.073258 | 0.063902 | 0 | 0 | 0.0050755 | 1.05 | 0.05645 | 1.4838 | 1.4838 | 3.8707 | 0 | 0.0055943 | 0.006688 | 0.0039511 | 0 | 0 | 0.072835 | 0.014642 | 1.2615 | 0.16739 | 4.3541 | 2.0585 | 0 | 0.58919 | 0.81115 | 0 | 0 | 0 | 0 | -20.0219 | 0.052206 | 0 | 0 | 0 | -0.23983 | 0 | 0 | 0 | 0 | 0 | 0 | 0 | 0 | 1.7132 | 0 | 0 | 0 | 1.822 | 0 | 2.2468 | 2.2468 | 0.63111 | 17.416 | 1.2254 | 3.0551 | 0 | 0.039387 | -0.34059 | 0.62859 | 0.16139 | 0.33681 | 13.8349 | 17.0212 | -0.58042 | 0 | 0.50591 | 0 | 1.6728 | 0.16251
2025_03_22 Hr 19 | 0.067929 | 7.0545e-06 | 0 | 0.079887 | 0.080484 | 0.077876 | 0.075278 | 0.073258 | 0.063902 | 0 | 0 | 0.0050755 | 1.8 | 0.098763 | 1.4838 | 1.4838 | 3.8707 | 0 | 0.0055943 | 0.006688 | 0.0039511 | 0 | 0 | 0.072835 | 0.014642 | 1.2615 | 0.35255 | 4.3541 | 2.0585 | 0 | 0.58919 | 0.81115 | 0 | 0 | 0 | 0 | -22.9915 | 0.052206 | 0 | 0 | 0 | -0.24481 | 0 | 0 | 0 | 0 | 0 | 0 | 0 | 0 | 1.51 | 0 | 0 | 0 | 1.822 | 0 | 2.2468 | 2.2468 | 1.0185 | 17.4516 | 1.2254 | 3.0551 | 0 | 0.039387 | -0.067929 | 0.62859 | 0.16139 | 0.33681 | 11.8726 | 17.7252 | -0.31274 | 0 | 0.50591 | 0 | 1.6728 | 0.16273
2025_03_22 Hr 20 | 0 | 0 | 0 | 0.079887 | 0.080484 | 0.077876 | 0.075278 | 0.073258 | 0.063902 | 0 | 0 | 0.0050755 | 2.34 | 0.13682 | 1.4838 | 1.4838 | 3.8707 | 0 | 0.0055943 | 0.006688 | 0.0039511 | 0 | 0 | 0.072835 | 0.014642 | 1.2565 | 0.44132 | 4.3541 | 2.0585 | 0 | 0.58919 | 0.81115 | 0 | 0 | 0 | 0 | -27.9761 | 0.052206 | 0 | 0 | 0 | -0.26102 | 0 | 0 | 0 | 0 | 0 | 0 | 0 | 0 | 1.7785 | 0 | 0 | 0 | 1.822 | 0 | 2.2304 | 2.2304 | 1.3797 | 17.5026 | 1.2254 | 3.0551 | 0 | 0.039387 | 0 | 0.62859 | 0.16139 | 0.33681 | 8.1333 | 18.8678 | -0.26102 | 0 | 0.50591 | 0 | 1.6728 | 0.16542
2025_03_22 Hr 21 | 0 | 0 | 0 | 0.079887 | 0.080484 | 0.077876 | 0.075278 | 0.073258 | 0.063902 | 0 | 0 | 0.0050755 | 2.4 | 0.11771 | 1.4838 | 1.4838 | 3.8707 | 0 | 0.0055943 | 0.006688 | 0.0039511 | 0 | 0 | 0.072835 | 0.014642 | 1.2615 | 0.21305 | 4.3541 | 2.0585 | 0 | 0.58919 | 0.81115 | 0 | 0 | 0 | 0 | -24.6331 | 0.052206 | 0 | 0 | 0 | -0.21861 | 0 | 0 | 0 | 0 | 0 | 0 | 0 | 0 | 2.1197 | 0 | 0 | 0 | 1.822 | 0 | 2.2468 | 2.2468 | 1.9194 | 17.6113 | 1.2254 | 3.0551 | 0 | 0.039387 | 0 | 0.62859 | 0.16139 | 0.33681 | 12.5491 | 19.7894 | -0.21861 | 0 | 0.50591 | 0 | 1.6728 | 0.1652
2025_03_22 Hr 22 | 0 | 0 | 0 | 0.079887 | 0.080484 | 0.077876 | 0.075278 | 0.073258 | 0.063902 | 0 | 0 | 0.0050755 | 2.61 | 0.12911 | 1.4838 | 1.4838 | 3.8707 | 0 | 0.0055943 | 0.006688 | 0.0039511 | 0 | 0 | 0.072835 | 0.014642 | 1.2615 | 0.21305 | 4.3541 | 2.0585 | 0 | 0.58919 | 0.81115 | 0 | 0 | 0 | 0 | -24.3227 | 0.052206 | 0 | 0 | 0 | -0.2205 | 0 | 0 | 0 | 0 | 0 | 0 | 0 | 0 | 2.1923 | 0 | 0 | 0 | 1.822 | 0 | 2.2468 | 2.2468 | 1.4407 | 17.6113 | 1.2254 | 3.0551 | 0 | 0.039387 | 0 | 0.62859 | 0.16139 | 0.33681 | 12.6715 | 19.6034 | -0.2205 | 0 | 0.50591 | 0 | 1.6728 | 0.16398
2025_03_22 Hr 23 | 0 | 0 | 0 | 0.079887 | 0.080484 | 0.077876 | 0.075278 | 0.073258 | 0.063902 | 0 | 0 | 0.0050755 | 2.55 | 0.11463 | 1.4838 | 1.4838 | 3.9256 | 0 | 0.0055943 | 0.006688 | 0.0039511 | 0 | 0 | 0.072835 | 0.014642 | 1.2615 | 0.21305 | 4.3749 | 2.0585 | 0 | 0.59394 | 0.81115 | 0 | 0 | 0 | 0 | -22.0059 | 0.052206 | 0 | 0 | 0 | -0.20019 | 0 | 0 | 0 | 0 | 0 | 0 | 0 | 0 | 1.9165 | 0 | 0 | 0 | 1.822 | 0 | 2.2752 | 2.2752 | 1.0489 | 17.7438 | 1.2254 | 3.0551 | 0 | 0.039387 | 0 | 0.62859 | 0.16139 | 0.33681 | 14.4012 | 18.8635 | -0.20019 | 0 | 0.50591 | 0 | 1.6728 | 0.16136
2025_03_22 Hr 24 | 0 | 0 | 0 | 0 | 0 | 0.077876 | 0.075278 | 0.073258 | 0.063902 | 0 | 0 | 0.0050755 | 2.28 | 0.094636 | 1.4838 | 1.4838 | 3.9256 | 0 | 0.0055943 | 0.006688 | 0.0039511 | 0 | 0 | 0.072835 | 0.014642 | 1.2615 | 0 | 4.3749 | 2.0585 | 0 | 0.59394 | 0.81115 | 0 | 0 | 0 | 0 | -19.651 | 0.052206 | 0 | 0.00088943 | 0 | -0.18468 | 0 | 0 | 0 | 0 | 0 | 0 | 0 | 0 | 1.7785 | 0 | 0 | 0 | 1.822 | 0 | 2.2752 | 2.2752 | 1.2013 | 17.3704 | 1.2254 | 3.0551 | 0 | 0.039387 | 0 | 0.62859 | 0.16139 | 0.33681 | 16.1198 | 18.5851 | -0.18468 | 0 | 0.50591 | 0 | 1.6728 | 0.15856
2025_03_23 Hr 01 | 0 | 0 | 0 | 0 | 0 | 0 | 0.075278 | 0.073258 | 0.063902 | 0 | 0 | 0.0050755 | 2.13 | 0.083006 | 1.4838 | 1.4838 | 3.9256 | 0 | 0.0055943 | 0.006688 | 0.0039511 | 0 | 0 | 0.072835 | 0.014642 | 1.1789 | 0 | 4.3749 | 2.0585 | 0 | 0.59394 | 0.81115 | 0 | 0 | 0 | 0 | -19.1377 | 0.052206 | 0 | 0.0012526 | 0 | -0.17326 | 0 | 0 | 0 | 0 | 0 | 0 | 0 | 0 | 2.7368 | 0 | 0 | 0 | 1.822 | 0 | 2.2752 | 2.2752 | 1.8019 | 17.21 | 1.2254 | 3.0551 | 0 | 0.039387 | 0 | 0.62859 | 0.16139 | 0.33681 | 17.8807 | 19.9817 | -0.17326 | 0 | 0.50591 | 0 | 1.6728 | 0.15795
2025_03_23 Hr 02 | 0 | 0 | 0 | 0 | 0 | 0 | 0 | 0.073258 | 0.063902 | 0 | 0 | 0.0050755 | 2.28 | 0.083905 | 1.4838 | 1.4838 | 3.9256 | 0 | 0.0055943 | 0.006688 | 0.0039511 | 0 | 0 | 0.072835 | 0.014642 | 0.50151 | 0 | 4.3749 | 2.0585 | 0 | 0.59394 | 0.81115 | 0 | 0 | 0 | 0 | -17.093 | 0.052206 | 0 | 0.0015772 | 0 | -0.1635 | 0 | 0 | 0 | 0 | 0 | 0 | 0 | 0 | 2.2577 | 0 | 0 | 0 | 1.822 | 0 | 2.2586 | 2.2586 | 1.9804 | 16.4241 | 1.2254 | 3.0551 | 0 | 0.039387 | 0 | 0.62859 | 0.16139 | 0.33681 | 18.9992 | 19.8316 | -0.1635 | 0 | 0.50591 | 0 | 1.6728 | 0.15758
2025_03_23 Hr 03 | 0 | 0 | 0 | 0 | 0 | 0 | 0 | 0 | 0.063902 | 0 | 0 | 0.0050755 | 1.98 | 0.081821 | 1.4791 | 1.4791 | 3.8595 | 0 | 0.0055943 | 0.006688 | 0.0039511 | 0 | 0 | 0.072835 | 0.014642 | 0.58186 | 0 | 4.3493 | 2.0585 | 0 | 0.58977 | 0.81115 | 0 | 0 | 0 | 0 | -19.0243 | 0.052206 | 0 | 0.0022138 | 0 | -0.18386 | 0 | 0 | 0 | 0 | 0 | 0 | 0 | 0 | 3.078 | 0 | 0 | 0 | 1.822 | 0 | 2.1431 | 2.1431 | 1.9804 | 16.099 | 1.2254 | 3.0551 | 0 | 0.039387 | 0 | 0.62859 | 0.16139 | 0.33681 | 17.2365 | 20.3456 | -0.18386 | 0 | 0.50591 | 0 | 1.6728 | 0.15751
2025_03_23 Hr 04 | 0 | 0 | 0 | 0.039944 | 0.040242 | 0 | 0 | 0 | 0.063902 | 0 | 0 | 0.0050755 | 1.74 | 0.07291 | 1.4823 | 1.4823 | 3.8485 | 0 | 0.0055943 | 0.006688 | 0.0039511 | 0 | 0 | 0.072835 | 0.014642 | 0.59028 | 0 | 4.3578 | 2.0585 | 0 | 0.59116 | 0.81115 | 0 | 0 | 0 | 0 | -19.95 | 0.052206 | 0 | 0.0016003 | 0 | -0.18646 | 0 | 0 | 0 | 0 | 0 | 0 | 0 | 0 | 3.4264 | 0 | 0 | 0 | 1.822 | 0 | 2.1164 | 2.1164 | 2.0413 | 16.138 | 1.2254 | 3.0551 | 0 | 0.039387 | 0 | 0.62859 | 0.16139 | 0.33681 | 16.5092 | 20.5077 | -0.18646 | 0 | 0.50591 | 0 | 1.6728 | 0.15776
2025_03_23 Hr 05 | 0 | 0 | 0 | 0.079887 | 0.080484 | 0 | 0 | 0 | 0.063902 | 0 | 0 | 0.0050755 | 1.5 | 0.057143 | 1.4838 | 1.4838 | 3.9256 | 0 | 0.0055943 | 0.006688 | 0.0039511 | 0 | 0 | 0.072835 | 0.014642 | 0.62217 | 0 | 4.3749 | 2.0585 | 0 | 0.59394 | 0.81115 | 0 | 0 | 0 | 0 | -17.9302 | 0.052206 | 0 | 0.0012245 | 0 | -0.16933 | 0 | 0 | 0 | 0 | 0 | 0 | 0 | 0 | 3.9055 | 0 | 0 | 0 | 1.822 | 0 | 2.2752 | 2.2752 | 2.0413 | 16.6651 | 1.2254 | 3.0551 | 0 | 0.039387 | 0 | 0.62859 | 0.16139 | 0.33681 | 19.2997 | 20.7341 | -0.16933 | 0 | 0.50591 | 0 | 1.6728 | 0.15805
2025_03_23 Hr 06 | 0 | 0 | 0 | 0.079887 | 0.080484 | 0 | 0 | 0 | 0.063902 | 0 | 0 | 0.0050755 | 1.26 | 0.052799 | 1.4838 | 1.4838 | 3.9256 | 0 | 0.0055943 | 0.006688 | 0.0039511 | 0 | 0 | 0.072835 | 0.014642 | 0.86338 | 0 | 4.3749 | 2.0585 | 0 | 0.59394 | 0.81115 | 0 | 0 | 0 | 0 | -20.5613 | 0.052206 | 0 | 0.0013469 | 0 | -0.18647 | 0 | 0 | 0 | 0 | 0 | 0 | 0 | 0 | 3.9709 | 0 | 0 | 0 | 1.822 | 0 | 2.2752 | 2.2752 | 1.8629 | 16.9063 | 1.2254 | 3.0551 | 0 | 0.039387 | 0 | 0.62859 | 0.16139 | 0.33681 | 16.5379 | 20.3794 | -0.18647 | 0 | 0.50591 | 0 | 1.6728 | 0.16084
2025_03_23 Hr 07 | 0 | 0 | 0 | 0.079887 | 0.080484 | 0.0064897 | 0.0062732 | 0.0061048 | 0.063902 | 0 | 0 | 0.0050755 | 1.17 | 0.042558 | 1.4838 | 1.4838 | 3.8707 | 0 | 0.0055943 | 0.006688 | 0.0039511 | 0 | 0 | 0.072835 | 0.014642 | 0.6573 | 0 | 4.3541 | 2.0585 | 0 | 0.58919 | 0.81115 | 0 | 0 | 0 | 0 | -16.9185 | 0.052206 | 0 | 0.0010281 | 0 | -0.16158 | 0 | 0 | 0 | 0 | 0 | 0 | 0 | 0 | 4.2467 | 0 | 0 | 0 | 1.822 | 0 | 2.2468 | 2.2468 | 1.889 | 16.5865 | 1.2254 | 3.0551 | 0 | 0.039387 | 0 | 0.62859 | 0.16139 | 0.33681 | 20.0847 | 20.5783 | -0.16158 | 0 | 0.50591 | 0 | 1.6728 | 0.16267
2025_03_23 Hr 08 | 0.090669 | 0 | 0 | 0 | 0 | 0.038938 | 0.037639 | 0.036629 | 0.063902 | 0 | 0 | 0.0050755 | 0.72 | 0.042336 | 1.4823 | 1.4823 | 3.8491 | 0 | 0.0055943 | 0.006688 | 0.0039511 | 0 | 0 | 0.072835 | 0.014642 | 0.62991 | 0.2029 | 4.3455 | 2.0585 | 0 | 0.58781 | 0.81115 | 0 | 0 | 0 | 0 | -25.2319 | 0.052206 | 0 | 0.0017627 | 0 | -0.2625 | 0 | 0 | 0 | 0 | 0 | 0 | 0 | 0 | 4.3121 | 0 | 0 | 0 | 1.822 | 0 | 2.0932 | 2.0932 | 1.741 | 16.2058 | 1.2254 | 3.0551 | 0 | 0.039387 | -0.090669 | 0.62859 | 0.16139 | 0.33681 | 10.7576 | 20.1369 | -0.35317 | 0 | 0.50591 | 0 | 1.6728 | 0.16488
2025_03_23 Hr 09 | 0.5871 | 2.2569e-05 | 0 | 0 | 0 | 0.077876 | 0.075278 | 0.073258 | 0.063902 | 0 | 0 | 0.0050755 | 0.33 | 0.0096547 | 1.4838 | 1.4838 | 3.8707 | 0 | 0.0055943 | 0.006688 | 0.0039511 | 0 | 0 | 0.072835 | 0.014642 | 0.4747 | 0 | 4.3541 | 2.0585 | 0 | 0.58919 | 0.81115 | 0 | 0 | 0 | 0 | -11.3035 | 0.052206 | 0 | 0.00062693 | 0 | -0.12956 | 0 | 0 | 0 | 0 | 0 | 0 | 0 | 0 | 3.9709 | 0 | 0 | 0 | 1.822 | 0 | 2.0164 | 2.0164 | 1.2622 | 15.9903 | 1.2254 | 3.0551 | 0 | 0.039387 | -0.5871 | 0.62859 | 0.16139 | 0.33681 | 23.3651 | 19.395 | -0.71665 | 0 | 0.50591 | 0 | 1.6728 | 0.16778
2025_03_23 Hr 10 | 0.59015 | 0.00015202 | 0 | 0 | 0 | 0.077876 | 0.075278 | 0.073258 | 0.063902 | 0 | 0 | 0.0050755 | 0.18 | 0.0077391 | 1.4838 | 1.4838 | 3.8707 | 0 | 0.0055943 | 0.006688 | 0.0039511 | 0 | 0 | 0.072835 | 0.014642 | 0.60196 | 0 | 4.3541 | 2.0585 | 0 | 0.58919 | 0.81115 | 0 | 0 | 0 | 0 | -15.8837 | 0.052206 | 0 | 0.00092133 | 0 | -0.19138 | 0 | 0 | 0 | 0 | 0 | 0 | 0 | 0 | 4.7912 | 0 | 0 | 0 | 1.822 | 0 | 2.0762 | 2.0762 | 0.80956 | 16.2372 | 1.2254 | 3.0551 | 0 | 0.039387 | -0.59015 | 0.62859 | 0.16139 | 0.33681 | 19.1859 | 19.6139 | -0.78153 | 0 | 0.50591 | 0 | 1.6728 | 0.16779
2025_03_23 Hr 11 | 0.61289 | 0.00025192 | 0 | 0 | 0 | 0.077876 | 0.075278 | 0.073258 | 0.063902 | 0 | 0 | 0.0050755 | 0.12 | 0.0029529 | 1.4838 | 1.4838 | 3.8707 | 0 | 0.0055943 | 0.006688 | 0.0039511 | 0 | 0 | 0.072835 | 0.014642 | 0.47133 | 0 | 4.3541 | 2.0585 | 0 | 0.58919 | 0.81115 | 0 | 0 | 0 | 0 | -8.5239 | 0.052206 | 0 | 0.0005273 | 0 | -0.10863 | 0 | 0 | 0 | 0 | 0 | 0 | 0 | 0 | 5.2703 | 0 | 0 | 0 | 1.822 | 0 | 1.8024 | 1.8024 | 0.72251 | 15.5589 | 1.2254 | 3.0551 | 0 | 0.039387 | -0.61289 | 0.62859 | 0.16139 | 0.33681 | 26.2766 | 19.9631 | -0.72152 | 0 | 0.50591 | 0 | 1.6728 | 0.16688
2025_03_23 Hr 12 | 0.63563 | 0.00031212 | 0 | 0 | 0 | 0 | 0 | 0 | 0 | 0 | 0 | 0.0050755 | 0.03 | 0.00072827 | 1.4823 | 1.4823 | 3.8058 | 0 | 0.0055943 | 0.006688 | 0.0039511 | 0 | 0 | 0.072835 | 0.014642 | 0.47301 | 0 | 4.3455 | 2.0585 | 0 | 0.58781 | 0.81115 | 0 | 0 | 0 | 0 | -7.8194 | 0.052206 | 0 | 0.0015606 | 0 | -0.10714 | 0 | 0 | 0 | 0 | 0 | 0 | 0 | 0 | 5.4082 | 0 | 0 | 0 | 1.822 | 0 | 1.8515 | 1.8515 | 0.66157 | 15.2918 | 1.2254 | 3.0551 | 0 | 0.039387 | -0.63563 | 0.62859 | 0.16139 | 0.33681 | 26.6983 | 19.9687 | -0.74277 | 0 | 0.50591 | 0 | 1.6728 | 0.16629
2025_03_23 Hr 13 | 0.70363 | 0.00044724 | 0 | 0.013315 | 0.013414 | 0 | 0 | 0 | 0 | 0 | 0 | 0.0050755 | 0.03 | 0.00098799 | 1.4399 | 1.4399 | 3.4699 | 0 | 0.0055943 | 0.006688 | 0.0039511 | 0 | 0 | 0.072835 | 0.014642 | 0.49646 | 0 | 4.1136 | 2.0585 | 0 | 0.55062 | 0.81115 | 0 | 0 | 0 | 0 | -10.8737 | 0.052206 | 0 | 0.0018363 | 0 | -0.1461 | 0 | 0 | 0 | 0 | 0 | 0 | 0 | 0 | 5.4082 | 0 | 0 | 0 | 1.822 | 0 | 1.8905 | 1.8905 | 0.77909 | 14.7674 | 1.2254 | 3.0551 | 0 | 0.039387 | -0.70363 | 0.62859 | 0.16139 | 0.33681 | 23.1614 | 20.1175 | -0.84973 | 0 | 0.50591 | 0 | 1.6728 | 0.16632
2025_03_23 Hr 14 | 0.70356 | 0.00030155 | 0 | 0 | 0 | 0 | 0 | 0 | 0 | 0 | 0 | 0.0050755 | 0.03 | 0.00067901 | 1.4838 | 1.4838 | 3.8599 | 0 | 0.0055943 | 0.006688 | 0.0039511 | 0 | 0 | 0.072835 | 0.014642 | 0.47133 | 0 | 4.3541 | 2.0585 | 0 | 0.58919 | 0.81115 | 0 | 0 | 0 | 0 | -7.6158 | 0.052206 | 0 | 0.001455 | 0 | -0.099751 | 0 | 0 | 0 | 0 | 0 | 0 | 0 | 0 | 4.6533 | 0 | 0 | 0 | 1.822 | 0 | 1.786 | 1.786 | 0.99236 | 15.225 | 1.2254 | 3.0551 | 0 | 0.039387 | -0.70356 | 0.62859 | 0.16139 | 0.33681 | 26.4193 | 19.6134 | -0.80331 | 0 | 0.50591 | 0 | 1.6728 | 0.16595
2025_03_23 Hr 15 | 0.61274 | 0.0001977 | 0 | 0 | 0 | 0 | 0 | 0 | 0 | 0 | 0 | 0.0050755 | 0.09 | 0.0019288 | 1.4838 | 1.4838 | 3.8274 | 0 | 0.0055943 | 0.006688 | 0.0039511 | 0 | 0 | 0.072835 | 0.014642 | 0.47133 | 0 | 4.3455 | 2.0585 | 0 | 0.58781 | 0.81115 | 0 | 0 | 0 | 0 | -8.1877 | 0.052206 | 0 | 0.0013777 | 0 | -0.094341 | 0 | 0 | 0 | 0 | 0 | 0 | 0 | 0 | 4.5226 | 0 | 0 | 0 | 1.822 | 0 | 1.786 | 1.786 | 1.0489 | 15.1839 | 1.2254 | 3.0551 | 0 | 0.039387 | -0.61274 | 0.62859 | 0.16139 | 0.33681 | 25.7982 | 19.5091 | -0.70708 | 0 | 0.50591 | 0 | 1.6728 | 0.16671
2025_03_23 Hr 16 | 0.43148 | 0.00013801 | 0 | 0 | 0 | 0 | 0 | 0 | 0 | 0 | 0 | 0.0050755 | 0.21 | 0.0048608 | 1.4681 | 1.4681 | 3.5674 | 0 | 0.0055943 | 0.006688 | 0.0039511 | 0 | 0 | 0.072835 | 0.014642 | 0.47133 | 0 | 4.2253 | 2.0585 | 0 | 0.56852 | 0.81115 | 0 | 0 | 0 | 0 | -8.8603 | 0.052206 | 0 | 0.001488 | 0 | -0.10206 | 0 | 0 | 0 | 0 | 0 | 0 | 0 | 0 | 4.0435 | 0 | 0 | 0 | 1.822 | 0 | 1.9119 | 1.9119 | 1.1403 | 15.0241 | 1.2254 | 3.0551 | 0 | 0.039387 | -0.43148 | 0.62859 | 0.16139 | 0.33681 | 24.6736 | 19.0434 | -0.53354 | 0 | 0.50591 | 0 | 1.6728 | 0.16646
2025_03_23 Hr 17 | 0.40867 | 0.00010201 | 0 | 0 | 0 | 0 | 0 | 0 | 0 | 0 | 0 | 0.0050755 | 0.24 | 0.0066816 | 1.4603 | 1.4603 | 3.5674 | 0 | 0.0055943 | 0.006688 | 0.0039511 | 0 | 0 | 0.072835 | 0.014642 | 0.4881 | 0 | 4.2253 | 2.0585 | 0 | 0.56852 | 0.81115 | 0 | 0 | 0 | 0 | -12.4024 | 0.052206 | 0 | 0.0017897 | 0 | -0.12318 | 0 | 0 | 0 | 0 | 0 | 0 | 0 | 0 | 3.5644 | 0 | 0 | 0 | 1.822 | 0 | 1.9673 | 1.9673 | 1.6801 | 15.1359 | 1.2254 | 3.0551 | 0 | 0.039387 | -0.40867 | 0.62859 | 0.16139 | 0.33681 | 21.3164 | 19.1147 | -0.53185 | 0 | 0.50591 | 0 | 1.6728 | 0.16821
2025_03_23 Hr 18 | 0.22653 | 4.0042e-05 | 0 | 0 | 0 | 0 | 0 | 0 | 0 | 0 | 0 | 0.0050755 | 0.27 | 0.0079142 | 1.4838 | 1.4838 | 3.8707 | 0 | 0.0055943 | 0.006688 | 0.0039511 | 0 | 0 | 0.072835 | 0.014642 | 0.47301 | 0 | 4.3541 | 2.0585 | 0 | 0.58919 | 0.81115 | 0 | 0 | 0 | 0 | -14.0886 | 0.052206 | 0 | 0.0018843 | 0 | -0.1298 | 0 | 0 | 0 | 0 | 0 | 0 | 0 | 0 | 3.1506 | 0 | 0 | 0 | 1.822 | 0 | 2.0164 | 2.0164 | 2.4026 | 15.6983 | 1.2254 | 3.0551 | 0 | 0.039387 | -0.22653 | 0.62859 | 0.16139 | 0.33681 | 20.5478 | 19.2944 | -0.35633 | 0 | 0.50591 | 0 | 1.6728 | 0.16943
2025_03_23 Hr 19 | 0.067929 | 3.3058e-06 | 0 | 0 | 0 | 0 | 0 | 0 | 0 | 0 | 0 | 0.0050755 | 0.57 | 0.013027 | 1.4838 | 1.4838 | 3.8707 | 0 | 0.0055943 | 0.006688 | 0.0039511 | 0 | 0 | 0.072835 | 0.014642 | 0.47133 | 0 | 4.3541 | 2.0585 | 0 | 0.58919 | 0.81115 | 0 | 0 | 0 | 0 | -10.4178 | 0.052206 | 0 | 0.0014693 | 0 | -0.10075 | 0 | 0 | 0 | 0 | 0 | 0 | 0 | 0 | 2.8094 | 0 | 0 | 0 | 1.822 | 0 | 1.786 | 1.786 | 1.8629 | 15.2358 | 1.2254 | 3.0551 | 0 | 0.039387 | -0.067929 | 0.62859 | 0.16139 | 0.33681 | 23.2095 | 18.5602 | -0.16868 | 0 | 0.50591 | 0 | 1.6728 | 0.16972
2025_03_23 Hr 20 | 0.022813 | 0 | 0 | 0 | 0 | 0 | 0 | 0 | 0 | 0 | 0 | 0.0050755 | 0.66 | 0.020146 | 1.4823 | 1.4823 | 3.8382 | 0 | 0.0055943 | 0.006688 | 0.0039511 | 0 | 0 | 0.072835 | 0.014642 | 0.48139 | 0 | 4.3455 | 2.0585 | 0 | 0.58781 | 0.81115 | 0 | 0 | 0 | 0 | -14.8573 | 0.052206 | 0 | 0.0019623 | 0 | -0.13526 | 0 | 0 | 0 | 0 | 0 | 0 | 0 | 0 | 2.6715 | 0 | 0 | 0 | 1.822 | 0 | 2.0932 | 2.0932 | 2.9727 | 15.8161 | 1.2254 | 3.0551 | 0 | 0.039387 | -0.022813 | 0.62859 | 0.16139 | 0.33681 | 20.3843 | 19.5836 | -0.15807 | 0 | 0.50591 | 0 | 1.6728 | 0.17049
2025_03_23 Hr 21 | 0 | 0 | 0 | 0 | 0 | 0 | 0 | 0 | 0 | 0 | 0 | 0.0050755 | 0.66 | 0.015524 | 1.4838 | 1.4838 | 3.8707 | 0 | 0.0055943 | 0.006688 | 0.0039511 | 0 | 0 | 0.072835 | 0.014642 | 0.47133 | 0 | 4.3541 | 2.0585 | 0 | 0.58919 | 0.81115 | 0 | 0 | 0 | 0 | -10.4849 | 0.052206 | 0 | 0.0015121 | 0 | -0.10375 | 0 | 0 | 0 | 0 | 0 | 0 | 0 | 0 | 2.4682 | 0 | 0 | 0 | 1.822 | 0 | 1.8024 | 1.8024 | 3.421 | 15.2685 | 1.2254 | 3.0551 | 0 | 0.039387 | 0 | 0.62859 | 0.16139 | 0.33681 | 24.4814 | 19.8014 | -0.10375 | 0 | 0.50591 | 0 | 1.6728 | 0.16935
2025_03_23 Hr 22 | 0 | 0 | 0 | 0 | 0 | 0 | 0 | 0 | 0 | 0 | 0 | 0.0050755 | 0.66 | 0.023579 | 1.4838 | 1.4838 | 3.8707 | 0 | 0.0055943 | 0.006688 | 0.0039511 | 0 | 0 | 0.072835 | 0.014642 | 0.48811 | 0 | 4.3541 | 2.0585 | 0 | 0.58919 | 0.81115 | 0 | 0 | 0 | 0 | -14.4295 | 0.052206 | 0 | 0.0042105 | 0 | -0.15867 | 0 | 0 | 0 | 0 | 0 | 0 | 0 | 0 | 3.078 | 0 | 0 | 0 | 1.822 | 0 | 0 | 2.2191 | 3.6038 | 13.8997 | 1.2254 | 3.0551 | 0 | 0.039387 | 0 | 0.62859 | 0.16139 | 0.33681 | 19.9112 | 20.5996 | -0.15867 | 0 | 0.50591 | 0 | 1.6728 | 0.16689
2025_03_23 Hr 23 | 0 | 0 | 0 | 0 | 0 | 0 | 0 | 0 | 0 | 0 | 0 | 0.0050755 | 0.63 | 0.019041 | 1.4838 | 1.4838 | 3.9256 | 0 | 0.0055943 | 0.006688 | 0.0039511 | 0 | 0 | 0.072835 | 0.014642 | 0.47301 | 0 | 4.3749 | 2.0585 | 0 | 0.59394 | 0.81115 | 0 | 0 | 0 | 0 | -11.9886 | 0.052206 | 0 | 0.0035621 | 0 | -0.13391 | 0 | 0 | 0 | 0 | 0 | 0 | 0 | 0 | 4.0435 | 0 | 0 | 0 | 1.822 | 0 | 0 | 2.1298 | 3.6604 | 13.8709 | 1.2254 | 3.0551 | 0 | 0.039387 | 0 | 0.62859 | 0.16139 | 0.33681 | 23.3364 | 21.588 | -0.13391 | 0 | 0.50591 | 0 | 1.6728 | 0.16297
2025_03_23 Hr 24 | 0 | 0 | 0 | 0 | 0 | 0 | 0 | 0 | 0 | 0 | 0 | 0.0050755 | 0.69 | 0.030887 | 1.4838 | 1.4838 | 3.9256 | 0 | 0.0055943 | 0.006688 | 0.0039511 | 0 | 0 | 0.072835 | 0.014642 | 0.60201 | 0 | 4.3749 | 2.0585 | 0 | 0.59394 | 0.81115 | 0 | 0 | 0 | 0 | -18.157 | 0.052206 | 0 | 0.0052757 | 0 | -0.19934 | 0 | 0 | 0 | 0 | 0 | 0 | 0 | 0 | 4.3847 | 0 | 0 | 0 | 1.822 | 0 | 0 | 2.2522 | 3.421 | 14.1224 | 1.2254 | 3.0551 | 0 | 0.039387 | 0 | 0.62859 | 0.16139 | 0.33681 | 17.5248 | 21.7587 | -0.19934 | 0 | 0.50591 | 0 | 1.6728 | 0.16008
2025_03_24 Hr 01 | 0 | 0 | 0 | 0 | 0 | 0 | 0 | 0 | 0 | 0 | 0 | 0.0050755 | 0.78 | 0.035303 | 1.4838 | 1.4838 | 3.9256 | 0 | 0.0055943 | 0.006688 | 0.0039511 | 0 | 0 | 0.072835 | 0.014642 | 0.84317 | 0 | 4.3749 | 2.0585 | 0 | 0.59394 | 0.81115 | 0 | 0 | 0 | 0 | -15.2999 | 0.052206 | 0 | 0.0053343 | 0 | -0.20157 | 0 | 0 | 0 | 0 | 0 | 0 | 0 | 0 | 4.3121 | 0 | 0 | 0 | 1.822 | 0 | 0 | 2.2752 | 2.8813 | 14.3866 | 1.2254 | 3.0551 | 0 | 0.039387 | 0 | 0.62859 | 0.16139 | 0.33681 | 20.1237 | 21.2386 | -0.20157 | 0 | 0.50591 | 0 | 1.6728 | 0.15778
2025_03_24 Hr 02 | 0 | 0 | 0 | 0 | 0 | 0 | 0 | 0 | 0 | 0 | 0 | 0.0050755 | 0.54 | 0.02664 | 1.4838 | 1.4838 | 3.9256 | 0 | 0.0055943 | 0.006688 | 0.0039511 | 0 | 0 | 0.072835 | 0.014642 | 1.0843 | 0 | 4.3749 | 2.0585 | 0 | 0.59394 | 0.81115 | 0 | 0 | 0 | 0 | -17.0531 | 0.052206 | 0 | 0.0058142 | 0 | -0.2199 | 0 | 0 | 0 | 0 | 0 | 0 | 0 | 0 | 4.3847 | 0 | 0 | 0 | 1.822 | 0 | 0 | 2.2752 | 2.7029 | 14.6277 | 1.2254 | 3.0551 | 0 | 0.039387 | 0 | 0.62859 | 0.16139 | 0.33681 | 18.239 | 20.8843 | -0.2199 | 0 | 0.50591 | 0 | 1.6728 | 0.15807
2025_03_24 Hr 03 | 0 | 0 | 0 | 0 | 0 | 0 | 0 | 0.054954 | 0.063902 | 0 | 0 | 0.0050755 | 0.36 | 0.020139 | 1.4838 | 1.4838 | 3.9256 | 0 | 0.0055943 | 0.006688 | 0.0039511 | 0 | 0 | 0.072835 | 0.014642 | 1.2549 | 0 | 4.3749 | 2.0585 | 0 | 0.59394 | 0.81115 | 0 | 0 | 0 | 0 | -19.6942 | 0.052206 | 0 | 0.0054962 | 0 | -0.24964 | 0 | 0 | 0 | 0 | 0 | 0 | 0 | 0 | 4.2467 | 0 | 0 | 0 | 1.822 | 0 | 0 | 2.2752 | 2.4026 | 14.9171 | 1.2254 | 3.0551 | 0 | 0.039387 | 0 | 0.62859 | 0.16139 | 0.33681 | 15.2329 | 20.2595 | -0.24964 | 0 | 0.50591 | 0 | 1.6728 | 0.15803
2025_03_24 Hr 04 | 0 | 0 | 0 | 0.079887 | 0.080484 | 0.077876 | 0.075278 | 0.073258 | 0.063902 | 0 | 0 | 0.0050755 | 0.27 | 0.021547 | 1.4838 | 1.4838 | 3.9256 | 0 | 0.0055943 | 0.006688 | 0.0039511 | 0 | 0 | 0.072835 | 0.014642 | 1.2615 | 0.36269 | 4.3749 | 2.0585 | 0 | 0.59394 | 0.81115 | 0 | 0 | 0 | 0 | -30.5009 | 0.052206 | 0 | 0.0042752 | 0 | -0.35701 | 0 | 0 | 0 | 0 | 0 | 0 | 0 | 0 | 4.1741 | 0 | 0 | 0 | 1.822 | 0 | 0 | 2.2752 | 2.3416 | 15.4686 | 1.2254 | 3.0551 | 0 | 0.039387 | 0 | 0.62859 | 0.16139 | 0.33681 | 4.6482 | 20.0375 | -0.35701 | 0 | 0.50591 | 0 | 1.6728 | 0.15811
2025_03_24 Hr 05 | 0 | 0 | 0 | 0.079887 | 0.080484 | 0.077876 | 0.075278 | 0.073258 | 0.063902 | 0 | 0 | 0.0050755 | 0.27 | 0.022407 | 1.4838 | 1.4838 | 3.9256 | 0 | 0.0055943 | 0.006688 | 0.0039511 | 0 | 0 | 0.072835 | 0.014642 | 1.2615 | 0.21305 | 4.3749 | 2.0585 | 0 | 0.59394 | 0.81115 | 0 | 0 | 0 | 0 | -33.72 | 0.052206 | 0 | 0.0044458 | 0 | -0.37134 | 0 | 0 | 0 | 0 | 0 | 0 | 0 | 0 | 4.3121 | 0 | 0 | 0 | 1.822 | 0 | 0 | 2.2752 | 2.5201 | 15.4686 | 1.2254 | 3.0551 | 0 | 0.039387 | 0 | 0.62859 | 0.16139 | 0.33681 | 1.7347 | 20.3574 | -0.37134 | 0 | 0.50591 | 0 | 1.6728 | 0.16077
2025_03_24 Hr 06 | 0 | 0 | 0 | 0.079887 | 0.080484 | 0.077876 | 0.075278 | 0.073258 | 0.063902 | 0 | 0 | 0.0050755 | 0.27 | 0.028049 | 1.4838 | 1.4838 | 3.9256 | 0 | 0.0055943 | 0.006688 | 0.0039511 | 0 | 0 | 0.072835 | 0.014642 | 1.2615 | 0.21305 | 4.3749 | 2.0585 | 0 | 0.59394 | 0.81115 | 0 | 0 | 0 | 0 | -53.2808 | 0.052206 | 0 | 0 | 0 | -0.46539 | 0 | 0 | 0 | 0 | 0 | 0 | 0 | 0 | 4.9291 | 0 | 0 | 0 | 1.822 | 0 | 3.4119 | 2.2752 | 2.3416 | 17.6845 | 1.2254 | 3.0551 | 0 | 0.039387 | 0 | 0.62859 | 0.16139 | 0.33681 | -15.2553 | 20.8064 | -0.46539 | 0 | 0.50591 | 0 | 1.6728 | 0.16558
2025_03_24 Hr 07 | 0 | 0 | 0 | 0.079887 | 0.080484 | 0.077876 | 0.075278 | 0.073258 | 0.063902 | 0 | 0 | 0.0050755 | 0.15 | 0.016823 | 1.4838 | 1.4838 | 3.8707 | 0 | 0.0055943 | 0.006688 | 0.0039511 | 0 | 0 | 0.072835 | 0.014642 | 1.2615 | 0.21305 | 4.3541 | 2.0585 | 0 | 0.58919 | 0.81115 | 0 | 0 | 0 | 0 | -56.0317 | 0.052206 | 0 | 0 | 0 | -0.50259 | 0 | 0 | 0 | 0 | 0 | 0 | 0 | 0 | 5.0017 | 0 | 0 | 0 | 1.822 | 0 | 2.2468 | 2.2468 | 2.4635 | 17.6113 | 1.2254 | 3.0551 | 0 | 0.039387 | 0 | 0.62859 | 0.16139 | 0.33681 | -18.0522 | 20.8708 | -0.50259 | 0 | 0.50591 | 0 | 1.6728 | 0.17145
2025_03_24 Hr 08 | 0.11355 | 0 | 0 | 0.079887 | 0.080484 | 0.077876 | 0.075278 | 0.073258 | 0.063902 | 0 | 0 | 0.0050755 | 0.39 | 0.035569 | 1.4838 | 1.4838 | 3.8707 | 0 | 0.0055943 | 0.006688 | 0.0039511 | 0 | 0 | 0.072835 | 0.014642 | 1.2615 | 0.21305 | 4.3541 | 2.0585 | 0 | 0.58919 | 0.81115 | 0 | 0 | 0 | 0 | -44.1012 | 0.052206 | 0 | 0 | 0 | -0.40831 | 0 | 0 | 0 | 0 | 0 | 0 | 0 | 0 | 5.1324 | 0 | 0 | 0 | 1.822 | 0 | 2.2468 | 2.2468 | 2.6724 | 17.6113 | 1.2254 | 3.0551 | 0 | 0.039387 | -0.11355 | 0.62859 | 0.16139 | 0.33681 | -5.4273 | 21.5844 | -0.52187 | 0 | 0.50591 | 0 | 1.6728 | 0.17316
2025_03_24 Hr 09 | 0.43155 | 5.4748e-05 | 0 | 0.079887 | 0.080484 | 0.077876 | 0.075278 | 0.073258 | 0.063902 | 0 | 0 | 0.0050755 | 0.36 | 0.036069 | 1.4838 | 1.4838 | 3.8707 | 0 | 0.0055943 | 0.006688 | 0.0039511 | 0 | 0 | 0.072835 | 0.014642 | 1.2615 | 0.21305 | 4.3541 | 2.0585 | 0 | 0.58919 | 0.81115 | 0 | 0 | 0 | 0 | -45.6185 | 0.052206 | 0 | 0 | 0 | -0.44877 | 0 | 0 | 0 | 0 | 0 | 0 | 0 | 0 | 4.6533 | 0 | 0 | 0 | 1.822 | 0 | 2.2468 | 2.2468 | 2.1893 | 17.6113 | 1.2254 | 3.0551 | 0 | 0.039387 | -0.43155 | 0.62859 | 0.16139 | 0.33681 | -7.9768 | 20.9108 | -0.88032 | 0 | 0.50591 | 0 | 1.6728 | 0.1732
2025_03_24 Hr 10 | 0.43162 | 0.00030942 | 0 | 0.079887 | 0.080484 | 0.077876 | 0.075278 | 0.073258 | 0.063902 | 0 | 0 | 0.0050755 | 0.3 | 0.029025 | 1.4838 | 1.4838 | 3.8707 | 0 | 0.0055943 | 0.006688 | 0.0039511 | 0 | 0 | 0.072835 | 0.014642 | 1.2615 | 0.21305 | 4.3541 | 2.0585 | 0 | 0.58919 | 0.81115 | 0 | 0 | 0 | 0 | -46.0241 | 0.052206 | 0 | 0 | 0 | -0.43327 | 0 | 0 | 0 | 0 | 0 | 0 | 0 | 0 | 5.0017 | 0 | 0 | 0 | 1.822 | 0 | 2.2468 | 2.2468 | 2.1893 | 17.6113 | 1.2254 | 3.0551 | 0 | 0.039387 | -0.43162 | 0.62859 | 0.16139 | 0.33681 | -8.0864 | 21.1912 | -0.86489 | 0 | 0.50591 | 0 | 1.6728 | 0.17196
2025_03_24 Hr 11 | 0.4771 | 0.00050644 | 0 | 0.079887 | 0.080484 | 0.077876 | 0.075278 | 0.073258 | 0.063902 | 0 | 0 | 0.0050755 | 0.3 | 0.027887 | 1.4838 | 1.4838 | 3.8707 | 0 | 0.0055943 | 0.006688 | 0.0039511 | 0 | 0 | 0.072835 | 0.014642 | 1.2615 | 0.21305 | 4.3541 | 2.0585 | 0 | 0.58919 | 0.81115 | 0 | 0 | 0 | 0 | -48.0497 | 0.052206 | 0 | 0 | 0 | -0.4162 | 0 | 0 | 0 | 0 | 0 | 0 | 0 | 0 | 4.3847 | 0 | 0 | 0 | 1.822 | 0 | 2.2468 | 2.2468 | 2.1632 | 17.6113 | 1.2254 | 3.0551 | 0 | 0.039387 | -0.4771 | 0.62859 | 0.16139 | 0.33681 | -10.7391 | 20.5926 | -0.8933 | 0 | 0.50591 | 0 | 1.6728 | 0.172
2025_03_24 Hr 12 | 0.4771 | 0.00064089 | 0 | 0.079887 | 0.080484 | 0.077876 | 0.075278 | 0.073258 | 0.063902 | 0 | 0 | 0.0050755 | 0.27 | 0.015582 | 1.4838 | 1.4838 | 3.8707 | 0 | 0.0055943 | 0.006688 | 0.0039511 | 0 | 0 | 0.072835 | 0.014642 | 1.2615 | 0.21305 | 4.3541 | 2.0585 | 0 | 0.58919 | 0.81115 | 0 | 0 | 0 | 0 | -30.1018 | 0.052206 | 0 | 0 | 0 | -0.2576 | 0 | 0 | 0 | 0 | 0 | 0 | 0 | 0 | 4.3847 | 0 | 0 | 0 | 1.822 | 0 | 2.2468 | 2.2468 | 1.9804 | 17.6113 | 1.2254 | 3.0551 | 0 | 0.039387 | -0.4771 | 0.62859 | 0.16139 | 0.33681 | 7.1411 | 20.3663 | -0.7347 | 0 | 0.50591 | 0 | 1.6728 | 0.17057
2025_03_24 Hr 13 | 0.52207 | 0.00057358 | 0 | 0.079887 | 0.080484 | 0.077876 | 0.075278 | 0.073258 | 0.063902 | 0 | 0 | 0.0050755 | 0.39 | 0.018147 | 1.4838 | 1.4838 | 3.8707 | 0 | 0.0055943 | 0.006688 | 0.0039511 | 0 | 0 | 0.072835 | 0.014642 | 1.2615 | 0.21305 | 4.3541 | 2.0585 | 0 | 0.58919 | 0.81115 | 0 | 0 | 0 | 0 | -23.6808 | 0.052206 | 0 | 0 | 0 | -0.20729 | 0 | 0 | 0 | 0 | 0 | 0 | 0 | 0 | 4.1741 | 0 | 0 | 0 | 1.822 | 0 | 2.2468 | 2.2468 | 2.0108 | 17.6113 | 1.2254 | 3.0551 | 0 | 0.039387 | -0.52207 | 0.62859 | 0.16139 | 0.33681 | 13.5535 | 20.3523 | -0.72937 | 0 | 0.50591 | 0 | 1.6728 | 0.16923
2025_03_24 Hr 14 | 0.40874 | 0.0005028 | 0 | 0.079887 | 0.080484 | 0.077876 | 0.075278 | 0.073258 | 0.063902 | 0 | 0 | 0.0050755 | 0.15 | 0.0056134 | 1.4838 | 1.4838 | 3.8707 | 0 | 0.0055943 | 0.006688 | 0.0039511 | 0 | 0 | 0.072835 | 0.014642 | 0.9122 | 0.21305 | 4.3541 | 2.0585 | 0 | 0.58919 | 0.81115 | 0 | 0 | 0 | 0 | -18.2355 | 0.052206 | 0 | 0 | 0 | -0.1663 | 0 | 0 | 0 | 0 | 0 | 0 | 0 | 0 | 3.7676 | 0 | 0 | 0 | 1.822 | 0 | 2.2468 | 2.2468 | 2.0108 | 17.262 | 1.2254 | 3.0551 | 0 | 0.039387 | -0.40874 | 0.62859 | 0.16139 | 0.33681 | 18.0315 | 19.5801 | -0.57504 | 0 | 0.50591 | 0 | 1.6728 | 0.16944
2025_03_24 Hr 15 | 0.29569 | 0.00050762 | 0 | 0.079887 | 0.080484 | 0.077876 | 0.075278 | 0.073258 | 0.063902 | 0 | 0 | 0.0050755 | 0.57 | 0.021876 | 1.4838 | 1.4838 | 3.8707 | 0 | 0.0055943 | 0.006688 | 0.0039511 | 0 | 0 | 0.072835 | 0.014642 | 0.48643 | 0.21305 | 4.3541 | 2.0585 | 0 | 0.58919 | 0.81115 | 0 | 0 | 0 | 0 | -17.4537 | 0.052206 | 0 | 0 | 0 | -0.1706 | 0 | 0 | 0 | 0 | 0 | 0 | 0 | 0 | 3.3538 | 0 | 0 | 0 | 1.822 | 0 | 2.192 | 2.192 | 1.9499 | 16.7267 | 1.2254 | 3.0551 | 0 | 0.039387 | -0.29569 | 0.62859 | 0.16139 | 0.33681 | 18.233 | 19.4262 | -0.46629 | 0 | 0.50591 | 0 | 1.6728 | 0.16711
2025_03_24 Hr 16 | 0.38636 | 0.00040328 | 0 | 0.079887 | 0.080484 | 0.077876 | 0.075278 | 0.073258 | 0.063902 | 0 | 0 | 0.0050755 | 0.6 | 0.021757 | 1.4838 | 1.4838 | 3.8599 | 0 | 0.0055943 | 0.006688 | 0.0039511 | 0 | 0 | 0.072835 | 0.014642 | 0.54669 | 0.21305 | 4.3541 | 2.0585 | 0 | 0.58919 | 0.81115 | 0 | 0 | 0 | 0 | -17.4998 | 0.052206 | 0 | 0 | 0 | -0.16108 | 0 | 0 | 0 | 0 | 0 | 0 | 0 | 0 | 3.4264 | 0 | 0 | 0 | 1.822 | 0 | 2.0491 | 2.0491 | 2.1327 | 16.4904 | 1.2254 | 3.0551 | 0 | 0.039387 | -0.38636 | 0.62859 | 0.16139 | 0.33681 | 18.245 | 19.8019 | -0.54744 | 0 | 0.50591 | 0 | 1.6728 | 0.16697
2025_03_24 Hr 17 | 0.34081 | 0.00038345 | 0 | 0.079887 | 0.080484 | 0.077876 | 0.075278 | 0.073258 | 0.063902 | 0 | 0 | 0.0050755 | 0.69 | 0.030374 | 1.4838 | 1.4838 | 3.8707 | 0 | 0.0055943 | 0.006688 | 0.0039511 | 0 | 0 | 0.072835 | 0.014642 | 0.78283 | 0 | 4.3541 | 2.0585 | 0 | 0.58919 | 0.81115 | 0 | 0 | 0 | 0 | -20.1587 | 0.052206 | 0 | 0 | 0 | -0.19599 | 0 | 0 | 0 | 0 | 0 | 0 | 0 | 0 | 2.7368 | 0 | 0 | 0 | 1.822 | 0 | 2.0328 | 2.0328 | 1.7715 | 16.4916 | 1.2254 | 3.0551 | 0 | 0.039387 | -0.34081 | 0.62859 | 0.16139 | 0.33681 | 14.6001 | 18.804 | -0.5368 | 0 | 0.50591 | 0 | 1.6728 | 0.16689
2025_03_24 Hr 18 | 0.22653 | 0.00019862 | 0 | 0.079887 | 0.080484 | 0.077876 | 0.075278 | 0.073258 | 0.063902 | 0 | 0 | 0.0050755 | 0.69 | 0.03331 | 1.4838 | 1.4838 | 3.8707 | 0 | 0.0055943 | 0.006688 | 0.0039511 | 0 | 0 | 0.072835 | 0.014642 | 1.024 | 0 | 4.3541 | 2.0585 | 0 | 0.58919 | 0.81115 | 0 | 0 | 0 | 0 | -22.7027 | 0.052206 | 0 | 0 | 0 | -0.21514 | 0 | 0 | 0 | 0 | 0 | 0 | 0 | 0 | 2.4682 | 0 | 0 | 0 | 1.822 | 0 | 2.2468 | 2.2468 | 1.6801 | 17.1608 | 1.2254 | 3.0551 | 0 | 0.039387 | -0.22653 | 0.62859 | 0.16139 | 0.33681 | 12.3497 | 18.3333 | -0.44167 | 0 | 0.50591 | 0 | 1.6728 | 0.16773
2025_03_24 Hr 19 | 0.02274 | 1.165e-05 | 0 | 0.079887 | 0.080484 | 0.077876 | 0.075278 | 0.073258 | 0.063902 | 0 | 0 | 0.0050755 | 0.9 | 0.050184 | 1.4838 | 1.4838 | 3.8707 | 0 | 0.0055943 | 0.006688 | 0.0039511 | 0 | 0 | 0.072835 | 0.014642 | 1.2332 | 0 | 4.3541 | 2.0585 | 0 | 0.58919 | 0.81115 | 0 | 0 | 0 | 0 | -27.659 | 0.052206 | 0 | 0 | 0 | -0.24882 | 0 | 0 | 0 | 0 | 0 | 0 | 0 | 0 | 2.9473 | 0 | 0 | 0 | 1.822 | 0 | 2.2468 | 2.2468 | 1.7105 | 17.37 | 1.2254 | 3.0551 | 0 | 0.039387 | -0.02274 | 0.62859 | 0.16139 | 0.33681 | 8.3055 | 18.866 | -0.27156 | 0 | 0.50591 | 0 | 1.6728 | 0.16792
2025_03_24 Hr 20 | 0.022813 | 0 | 0 | 0.079887 | 0.080484 | 0.077876 | 0.075278 | 0.073258 | 0.063902 | 0 | 0 | 0.0050755 | 0.99 | 0.055931 | 1.4838 | 1.4838 | 3.8707 | 0 | 0.0055943 | 0.006688 | 0.0039511 | 0 | 0 | 0.072835 | 0.014642 | 1.2615 | 0 | 4.3541 | 2.0585 | 0 | 0.58919 | 0.81115 | 0 | 0 | 0 | 0 | -28.6063 | 0.052206 | 0 | 0 | 0 | -0.25213 | 0 | 0 | 0 | 0 | 0 | 0 | 0 | 0 | 3.4264 | 0 | 0 | 0 | 1.822 | 0 | 2.2468 | 2.2468 | 1.9194 | 17.3983 | 1.2254 | 3.0551 | 0 | 0.039387 | -0.022813 | 0.62859 | 0.16139 | 0.33681 | 8.1683 | 19.6512 | -0.27494 | 0 | 0.50591 | 0 | 1.6728 | 0.1693
2025_03_24 Hr 21 | 0 | 0 | 0 | 0.079887 | 0 | 0.077876 | 0.075278 | 0.073258 | 0.063902 | 0 | 0 | 0.0050755 | 1.05 | 0.049738 | 1.4838 | 1.4838 | 3.8707 | 0 | 0.0055943 | 0.006688 | 0.0039511 | 0 | 0 | 0.072835 | 0.014642 | 1.2615 | 0 | 4.3541 | 2.0585 | 0 | 0.58919 | 0.81115 | 0 | 0 | 0 | 0 | -21.7034 | 0.052206 | 0 | 0.00050753 | 0 | -0.21106 | 0 | 0 | 0 | 0 | 0 | 0 | 0 | 0 | 3.0126 | 0 | 0 | 0 | 1.822 | 0 | 2.2468 | 2.2468 | 1.889 | 17.3178 | 1.2254 | 3.0551 | 0 | 0.039387 | 0 | 0.62859 | 0.16139 | 0.33681 | 14.6398 | 19.2364 | -0.21106 | 0 | 0.50591 | 0 | 1.6728 | 0.16774
2025_03_24 Hr 22 | 0 | 0 | 0 | 0 | 0 | 0.077876 | 0.075278 | 0.073258 | 0.063902 | 0 | 0 | 0.0050755 | 1.02 | 0.040827 | 1.4838 | 1.4838 | 3.8707 | 0 | 0.0055943 | 0.006688 | 0.0039511 | 0 | 0 | 0.072835 | 0.014642 | 1.2498 | 0 | 4.3541 | 2.0585 | 0 | 0.58919 | 0.81115 | 0 | 0 | 0 | 0 | -18.8147 | 0.052206 | 0 | 0.0008577 | 0 | -0.17802 | 0 | 0 | 0 | 0 | 0 | 0 | 0 | 0 | 3.078 | 0 | 0 | 0 | 1.822 | 0 | 2.2468 | 2.2468 | 1.9194 | 17.2262 | 1.2254 | 3.0551 | 0 | 0.039387 | 0 | 0.62859 | 0.16139 | 0.33681 | 17.5255 | 19.2921 | -0.17802 | 0 | 0.50591 | 0 | 1.6728 | 0.16653
2025_03_24 Hr 23 | 0 | 0 | 0 | 0 | 0 | 0 | 0.075278 | 0.073258 | 0.063902 | 0 | 0 | 0.0050755 | 0.84 | 0.033042 | 1.4838 | 1.4838 | 3.9256 | 0 | 0.0055943 | 0.006688 | 0.0039511 | 0 | 0 | 0.072835 | 0.014642 | 1.064 | 0 | 4.3749 | 2.0585 | 0 | 0.59394 | 0.81115 | 0 | 0 | 0 | 0 | -17.7891 | 0.052206 | 0 | 0.0012644 | 0 | -0.17491 | 0 | 0 | 0 | 0 | 0 | 0 | 0 | 0 | 3.0126 | 0 | 0 | 0 | 1.822 | 0 | 2.2752 | 2.2752 | 1.889 | 17.095 | 1.2254 | 3.0551 | 0 | 0.039387 | 0 | 0.62859 | 0.16139 | 0.33681 | 18.1402 | 19.0092 | -0.17491 | 0 | 0.50591 | 0 | 1.6728 | 0.16249
2025_03_24 Hr 24 | 0 | 0 | 0 | 0 | 0 | 0 | 0.075278 | 0.073258 | 0.063902 | 0 | 0 | 0.0050755 | 0.72 | 0.031611 | 1.4838 | 1.4838 | 3.9256 | 0 | 0.0055943 | 0.006688 | 0.0039511 | 0 | 0 | 0.072835 | 0.014642 | 0.60201 | 0 | 4.3749 | 2.0585 | 0 | 0.59394 | 0.81115 | 0 | 0 | 0 | 0 | -19.3892 | 0.052206 | 0 | 0.0014112 | 0 | -0.19547 | 0 | 0 | 0 | 0 | 0 | 0 | 0 | 0 | 3.3538 | 0 | 0 | 0 | 1.822 | 0 | 2.2752 | 2.2752 | 1.9499 | 16.6331 | 1.2254 | 3.0551 | 0 | 0.039387 | 0 | 0.62859 | 0.16139 | 0.33681 | 16.336 | 19.2876 | -0.19547 | 0 | 0.50591 | 0 | 1.6728 | 0.16019
2025_03_25 Hr 01 | 0 | 0 | 0 | 0 | 0 | 0 | 0 | 0.085459 | 0.074545 | 0 | 0 | 0.0050755 | 0.57 | 0.022581 | 1.4838 | 1.4838 | 4.5786 | 0 | 0.0055943 | 0.006688 | 0.0039511 | 0 | 0 | 0.072835 | 0.014642 | 0.84317 | 0 | 5.1035 | 2.0585 | 0 | 0.59394 | 0.81115 | 0 | 0 | 0 | 0 | -17.0098 | 0.052206 | 0 | 0.0016978 | 0 | -0.17617 | 0 | 0 | 0 | 0 | 0 | 0 | 0 | 0 | 3.6297 | 0 | 0 | 0 | 1.822 | 0 | 2.6542 | 2.6542 | 1.7105 | 18.9613 | 1.2254 | 3.0551 | 0 | 0.039387 | 0 | 0.62859 | 0.16139 | 0.33681 | 20.9396 | 19.1643 | -0.17617 | 0 | 0.50591 | 0 | 1.6728 | 0.15943
2025_03_25 Hr 02 | 0 | 0 | 0 | 0 | 0 | 0 | 0 | 0.085459 | 0.074545 | 0 | 0 | 0.0050755 | 0.36 | 0.017595 | 1.4838 | 1.4838 | 4.5786 | 0 | 0.0055943 | 0.006688 | 0.0039511 | 0 | 0 | 0.072835 | 0.014642 | 1.0843 | 0 | 5.1035 | 2.0585 | 0 | 0.59394 | 0.81115 | 0 | 0 | 0 | 0 | -21.1002 | 0.052206 | 0 | 0.0020947 | 0 | -0.21784 | 0 | 0 | 0 | 0 | 0 | 0 | 0 | 0 | 3.2885 | 0 | 0 | 0 | 1.822 | 0 | 2.6542 | 2.6542 | 1.9194 | 19.2024 | 1.2254 | 3.0551 | 0 | 0.039387 | 0 | 0.62859 | 0.16139 | 0.33681 | 16.7008 | 18.8164 | -0.21784 | 0 | 0.50591 | 0 | 1.6728 | 0.15886
2025_03_25 Hr 03 | 0 | 0 | 0 | 0 | 0 | 0 | 0 | 0.085459 | 0.074545 | 0 | 0 | 0.0050755 | 0.39 | 0.022498 | 1.4838 | 1.4838 | 4.5786 | 0 | 0.0055943 | 0.006688 | 0.0039511 | 0 | 0 | 0.072835 | 0.014642 | 1.2549 | 0 | 5.1035 | 2.0585 | 0 | 0.59394 | 0.81115 | 0 | 0 | 0 | 0 | -24.6729 | 0.052206 | 0 | 0.16935 | 0 | -0.25749 | 0 | 0 | 0 | 0 | 0 | 0 | 0 | 0 | 3.7676 | 0 | 0 | 0 | 1.822 | 0 | 2.6542 | 2.6542 | 1.8324 | 19.373 | 1.2254 | 3.0551 | 0 | 0.039387 | 0 | 0.62859 | 0.16139 | 0.33681 | 13.6843 | 19.2417 | -0.25749 | 0 | 0.50591 | 0 | 1.6728 | 0.15709
2025_03_25 Hr 04 | 0 | 0 | 0 | 0.093192 | 0.093888 | 0.090846 | 0 | 0.085459 | 0.074545 | 0 | 0 | 0.0050755 | 0.33 | 0.02087 | 1.4838 | 1.4838 | 4.5786 | 0 | 0.0055943 | 0.006688 | 0.0039511 | 0 | 0 | 0.072835 | 0.014642 | 1.2615 | 0 | 5.1035 | 2.0585 | 0 | 0.59394 | 0.81115 | 0 | 0 | 0 | 0 | -27.0412 | 0.052206 | 0 | 0.00067759 | 0 | -0.28249 | 0 | 0 | 0 | 0 | 0 | 0 | 0 | 0 | 3.9055 | 0 | 0 | 0 | 1.822 | 0 | 2.6542 | 2.6542 | 1.593 | 19.6575 | 1.2254 | 3.0551 | 0 | 0.039387 | 0 | 0.62859 | 0.16139 | 0.33681 | 11.4133 | 19.0795 | -0.28249 | 0 | 0.50591 | 0 | 1.6728 | 0.15799
2025_03_25 Hr 05 | 0 | 0 | 0 | 0.093192 | 0.093888 | 0.090846 | 0.087815 | 0.085459 | 0.074545 | 0 | 0 | 0.0050755 | 0.24 | 0.017729 | 1.4838 | 1.4838 | 4.5786 | 0 | 0.0055943 | 0.006688 | 0.0039511 | 0 | 0 | 0.072835 | 0.014642 | 1.2615 | 0.39736 | 5.1035 | 2.0585 | 0 | 0.59394 | 0.81115 | 0 | 0 | 0 | 0 | -32.3124 | 0.052206 | 0 | 0 | 0 | -0.33032 | 0 | 0 | 0 | 0 | 0 | 0 | 0 | 0 | 3.6297 | 0 | 0 | 0 | 1.822 | 0 | 2.6542 | 2.6542 | 1.5625 | 19.9931 | 1.2254 | 3.0551 | 0 | 0.039387 | 0 | 0.62859 | 0.16139 | 0.33681 | 6.0326 | 18.6823 | -0.33032 | 0 | 0.50591 | 0 | 1.6728 | 0.16029
2025_03_25 Hr 06 | 0 | 0 | 0 | 0.093192 | 0.093888 | 0.090846 | 0.087815 | 0.085459 | 0.074545 | 0 | 0 | 0.0050755 | 0.21 | 0.020567 | 1.4838 | 1.4838 | 4.5786 | 0 | 0.0055943 | 0.006688 | 0.0039511 | 0 | 0 | 0.072835 | 0.014642 | 1.2615 | 0.24773 | 5.1035 | 2.0585 | 0 | 0.59394 | 0.81115 | 0 | 0 | 0 | 0 | -43.2005 | 0.052206 | 0 | 0 | 0 | -0.43862 | 0 | 0 | 0 | 0 | 0 | 0 | 0 | 0 | 3.3538 | 0 | 0 | 0 | 1.822 | 0 | 2.6542 | 2.6542 | 1.4711 | 19.9931 | 1.2254 | 3.0551 | 0 | 0.039387 | 0 | 0.62859 | 0.16139 | 0.33681 | -5.3533 | 18.2927 | -0.43862 | 0 | 0.50591 | 0 | 1.6728 | 0.16509
2025_03_25 Hr 07 | 0 | 0 | 0 | 0.093192 | 0.093888 | 0.090846 | 0.087815 | 0.085459 | 0.074545 | 0 | 0 | 0.0050755 | 0.18 | 0.018575 | 1.4838 | 1.4838 | 4.5146 | 0 | 0.0055943 | 0.006688 | 0.0039511 | 0 | 0 | 0.072835 | 0.014642 | 1.2615 | 0.24773 | 5.0792 | 2.0585 | 0 | 0.58919 | 0.81115 | 0 | 0 | 0 | 0 | -44.5871 | 0.052206 | 0 | 0 | 0 | -0.46227 | 0 | 0 | 0 | 0 | 0 | 0 | 0 | 0 | 3.4264 | 0 | 0 | 0 | 1.822 | 0 | 2.621 | 2.621 | 1.2013 | 19.8385 | 1.2254 | 3.0551 | 0 | 0.039387 | 0 | 0.62859 | 0.16139 | 0.33681 | -7.1453 | 18.0656 | -0.46227 | 0 | 0.50591 | 0 | 1.6728 | 0.17195
2025_03_25 Hr 08 | 0.11355 | 0 | 0 | 0.093192 | 0.093888 | 0.090846 | 0.087815 | 0.085459 | 0.074545 | 0 | 0 | 0.0050755 | 0.09 | 0.0078105 | 1.4838 | 1.4838 | 4.5146 | 0 | 0.0055943 | 0.006688 | 0.0039511 | 0 | 0 | 0.072835 | 0.014642 | 1.2615 | 0.24773 | 5.0792 | 2.0585 | 0 | 0.58919 | 0.81115 | 0 | 0 | 0 | 0 | -31.6806 | 0.052206 | 0 | 0 | 0 | -0.38843 | 0 | 0 | 0 | 0 | 0 | 0 | 0 | 0 | 3.9055 | 0 | 0 | 0 | 1.822 | 0 | 2.621 | 2.621 | 0.77909 | 19.8385 | 1.2254 | 3.0551 | 0 | 0.039387 | -0.11355 | 0.62859 | 0.16139 | 0.33681 | 5.7934 | 18.1374 | -0.50198 | 0 | 0.50591 | 0 | 1.6728 | 0.1741
2025_03_25 Hr 09 | 0.36377 | 1.7334e-05 | 0 | 0.093192 | 0.093888 | 0.090846 | 0.087815 | 0.085459 | 0.074545 | 0 | 0 | 0.0050755 | 0.06 | 0.0035952 | 1.4838 | 1.4838 | 4.5146 | 0 | 0.0055943 | 0.006688 | 0.0039511 | 0 | 0 | 0.072835 | 0.014642 | 1.2615 | 0.24772 | 5.0792 | 2.0585 | 0 | 0.58919 | 0.81115 | 0 | 0 | 0 | 0 | -21.9184 | 0.052206 | 0 | 0 | 0 | -0.26754 | 0 | 0 | 0 | 0 | 0 | 0 | 0 | 0 | 3.695 | 0 | 0 | 0 | 1.822 | 0 | 2.621 | 2.621 | 0.36125 | 19.8385 | 1.2254 | 3.0551 | 0 | 0.039387 | -0.36377 | 0.62859 | 0.16139 | 0.33681 | 15.0143 | 17.7255 | -0.63131 | 0 | 0.50591 | 0 | 1.6728 | 0.17451
2025_03_25 Hr 10 | 0.20415 | 6.109e-05 | 0 | 0.093192 | 0.093888 | 0.090846 | 0.087815 | 0.085459 | 0.074545 | 0 | 0 | 0.0050755 | 0.03 | 0.0012958 | 1.4838 | 1.4838 | 4.5146 | 0 | 0.0055943 | 0.006688 | 0.0039511 | 0 | 0 | 0.072835 | 0.014642 | 1.2615 | 0.24772 | 5.0792 | 2.0585 | 0 | 0.58919 | 0.81115 | 0 | 0 | 0 | 0 | -16.5701 | 0.052206 | 0 | 0 | 0 | -0.19228 | 0 | 0 | 0 | 0 | 0 | 0 | 0 | 0 | 3.7676 | 0 | 0 | 0 | 1.822 | 0 | 2.621 | 2.621 | 0.30032 | 19.8385 | 1.2254 | 3.0551 | 0 | 0.039387 | -0.20415 | 0.62859 | 0.16139 | 0.33681 | 20.4168 | 17.5448 | -0.39643 | 0 | 0.50591 | 0 | 1.6728 | 0.17402
2025_03_25 Hr 11 | 0.318 | 0.00017468 | 0 | 0.093192 | 0.093888 | 0.090846 | 0.087815 | 0.085459 | 0.074545 | 0 | 0 | 0.0050755 | 0.03 | 0.0013816 | 1.4838 | 1.4838 | 4.5146 | 0 | 0.0055943 | 0.006688 | 0.0039511 | 0 | 0 | 0.072835 | 0.014642 | 1.2615 | 0.24772 | 5.0792 | 2.0585 | 0 | 0.58919 | 0.81115 | 0 | 0 | 0 | 0 | -18.5587 | 0.052206 | 0 | 0 | 0 | -0.20515 | 0 | 0 | 0 | 0 | 0 | 0 | 0 | 0 | 4.0435 | 0 | 0 | 0 | 1.822 | 0 | 2.621 | 2.621 | 0.42219 | 19.8385 | 1.2254 | 3.0551 | 0 | 0.039387 | -0.318 | 0.62859 | 0.16139 | 0.33681 | 18.8118 | 18.0552 | -0.52314 | 0 | 0.50591 | 0 | 1.6728 | 0.17266
2025_03_25 Hr 12 | 0.31807 | 0.00044161 | 0 | 0.093192 | 0.093888 | 0.090846 | 0.087815 | 0.085459 | 0.074545 | 0 | 0 | 0.0050755 | 0.03 | 0.0012052 | 1.4838 | 1.4838 | 4.5146 | 0 | 0.0055943 | 0.006688 | 0.0039511 | 0 | 0 | 0.072835 | 0.014642 | 1.064 | 0.24772 | 5.0792 | 2.0585 | 0 | 0.58919 | 0.81115 | 0 | 0 | 0 | 0 | -15.1863 | 0.052206 | 0 | 0 | 0 | -0.17868 | 0 | 0 | 0 | 0 | 0 | 0 | 0 | 0 | 3.7676 | 0 | 0 | 0 | 1.822 | 0 | 2.621 | 2.621 | 0.36125 | 19.641 | 1.2254 | 3.0551 | 0 | 0.039387 | -0.31807 | 0.62859 | 0.16139 | 0.33681 | 21.675 | 17.7171 | -0.49674 | 0 | 0.50591 | 0 | 1.6728 | 0.17116
2025_03_25 Hr 13 | 0.29569 | 0.00048046 | 0 | 0.093192 | 0.093888 | 0.090846 | 0.087815 | 0.085459 | 0.074545 | 0 | 0 | 0.0050755 | 0.09 | 0.0035356 | 1.4838 | 1.4838 | 4.5146 | 0 | 0.0055943 | 0.006688 | 0.0039511 | 0 | 0 | 0.072835 | 0.014642 | 0.602 | 0 | 5.0792 | 2.0585 | 0 | 0.58919 | 0.81115 | 0 | 0 | 0 | 0 | -14.1826 | 0.052206 | 0 | 0 | 0 | -0.17468 | 0 | 0 | 0 | 0 | 0 | 0 | 0 | 0 | 3.5644 | 0 | 0 | 0 | 1.822 | 0 | 2.621 | 2.621 | 0.33079 | 18.9313 | 1.2254 | 3.0551 | 0 | 0.039387 | -0.29569 | 0.62859 | 0.16139 | 0.33681 | 21.8013 | 17.523 | -0.47037 | 0 | 0.50591 | 0 | 1.6728 | 0.17085
2025_03_25 Hr 14 | 0.43162 | 0.00039619 | 0 | 0.093192 | 0.093888 | 0.090846 | 0.087815 | 0.085459 | 0.074545 | 0 | 0 | 0.0050755 | 0.09 | 0.0033616 | 1.4838 | 1.4838 | 4.5146 | 0 | 0.0055943 | 0.006688 | 0.0039511 | 0 | 0 | 0.072835 | 0.014642 | 0.66393 | 0 | 5.0792 | 2.0585 | 0 | 0.58919 | 0.81115 | 0 | 0 | 0 | 0 | -13.8343 | 0.052206 | 0 | 0 | 0 | -0.16598 | 0 | 0 | 0 | 0 | 0 | 0 | 0 | 0 | 4.1741 | 0 | 0 | 0 | 1.822 | 0 | 2.621 | 2.621 | 0.30032 | 18.9932 | 1.2254 | 3.0551 | 0 | 0.039387 | -0.43162 | 0.62859 | 0.16139 | 0.33681 | 22.7981 | 18.2367 | -0.5976 | 0 | 0.50591 | 0 | 1.6728 | 0.16957
2025_03_25 Hr 15 | 0.43141 | 0.00012203 | 0 | 0.093192 | 0 | 0.090846 | 0.087815 | 0.085459 | 0.074545 | 0 | 0 | 0.0050755 | 0.09 | 0.0036544 | 1.4838 | 1.4838 | 4.5146 | 0 | 0.0055943 | 0.006688 | 0.0039511 | 0 | 0 | 0.072835 | 0.014642 | 0.51824 | 0 | 5.0792 | 2.0585 | 0 | 0.58919 | 0.81115 | 0 | 0 | 0 | 0 | -14.3109 | 0.052206 | 0 | 0.00043505 | 0 | -0.18062 | 0 | 0 | 0 | 0 | 0 | 0 | 0 | 0 | 3.9709 | 0 | 0 | 0 | 1.822 | 0 | 2.4161 | 2.4161 | 0.23939 | 18.3439 | 1.2254 | 3.0551 | 0 | 0.039387 | -0.43141 | 0.62859 | 0.16139 | 0.33681 | 21.3926 | 17.9716 | -0.61203 | 0 | 0.50591 | 0 | 1.6728 | 0.16885
2025_03_25 Hr 16 | 0.4771 | 0.000127 | 0 | 0.093192 | 0 | 0.090846 | 0.087815 | 0.085459 | 0.074545 | 0 | 0 | 0.0050755 | 0.15 | 0.0079024 | 1.4838 | 1.4838 | 4.5146 | 0 | 0.0055943 | 0.006688 | 0.0039511 | 0 | 0 | 0.072835 | 0.014642 | 0.85127 | 0 | 5.0792 | 2.0585 | 0 | 0.58919 | 0.81115 | 0 | 0 | 0 | 0 | -17.8661 | 0.052206 | 0 | 0.00056446 | 0 | -0.23497 | 0 | 0 | 0 | 0 | 0 | 0 | 0 | 0 | 3.9709 | 0 | 0 | 0 | 1.822 | 0 | 2.5439 | 2.5439 | 0.12187 | 18.9325 | 1.2254 | 3.0551 | 0 | 0.039387 | -0.4771 | 0.62859 | 0.16139 | 0.33681 | 18.3171 | 17.9628 | -0.71208 | 0 | 0.50591 | 0 | 1.6728 | 0.16757
2025_03_25 Hr 17 | 0.57685 | 7.0651e-05 | 0 | 0.093192 | 0 | 0.090846 | 0.087815 | 0.085459 | 0.074545 | 0 | 0 | 0.0050755 | 0.18 | 0.0093092 | 1.4838 | 1.4838 | 4.5146 | 0 | 0.0055943 | 0.006688 | 0.0039511 | 0 | 0 | 0.072835 | 0.014642 | 1.1151 | 0.21157 | 5.0792 | 2.0585 | 0 | 0.58919 | 0.81115 | 0 | 0 | 0 | 0 | -17.5481 | 0.052206 | 0 | 0.00055412 | 0 | -0.23063 | 0 | 0 | 0 | 0 | 0 | 0 | 0 | 0 | 3.4264 | 0 | 0 | 0 | 1.822 | 0 | 2.5255 | 2.5255 | 0.33079 | 19.2214 | 1.2254 | 3.0551 | 0 | 0.039387 | -0.57685 | 0.62859 | 0.16139 | 0.33681 | 18.6232 | 17.7574 | -0.80748 | 0 | 0.50591 | 0 | 1.6728 | 0.16667
2025_03_25 Hr 18 | 0.24934 | 6.8214e-05 | 0 | 0.093192 | 0 | 0.090846 | 0.087815 | 0.085459 | 0.074545 | 0 | 0 | 0.0050755 | 0.18 | 0.01498 | 1.4838 | 1.4838 | 4.5146 | 0 | 0.0055943 | 0.006688 | 0.0039511 | 0 | 0 | 0.072835 | 0.014642 | 1.2602 | 0.24773 | 5.0792 | 2.0585 | 0 | 0.58919 | 0.81115 | 0 | 0 | 0 | 0 | -31.0287 | 0.052206 | 0 | 0.00089169 | 0 | -0.37241 | 0 | 0 | 0 | 0 | 0 | 0 | 0 | 0 | 3.4264 | 0 | 0 | 0 | 1.822 | 0 | 2.621 | 2.621 | 0.4483 | 19.7433 | 1.2254 | 3.0551 | 0 | 0.039387 | -0.24934 | 0.62859 | 0.16139 | 0.33681 | 5.6483 | 17.5554 | -0.62175 | 0 | 0.50591 | 0 | 1.6728 | 0.16893
2025_03_25 Hr 19 | 0.067929 | 9.2824e-06 | 0 | 0.093192 | 0.093888 | 0.090846 | 0.087815 | 0.085459 | 0.074545 | 0 | 0 | 0.0050755 | 0.51 | 0.04208 | 1.4838 | 1.4838 | 4.5146 | 0 | 0.0055943 | 0.006688 | 0.0039511 | 0 | 0 | 0.072835 | 0.014642 | 1.2615 | 0.24773 | 5.0792 | 2.0585 | 0 | 0.58919 | 0.81115 | 0 | 0 | 0 | 0 | -31.7674 | 0.052206 | 0 | 0 | 0 | -0.36919 | 0 | 0 | 0 | 0 | 0 | 0 | 0 | 0 | 3.695 | 0 | 0 | 0 | 1.822 | 0 | 2.621 | 2.621 | 0.39172 | 19.8385 | 1.2254 | 3.0551 | 0 | 0.039387 | -0.067929 | 0.62859 | 0.16139 | 0.33681 | 5.5772 | 17.9433 | -0.43712 | 0 | 0.50591 | 0 | 1.6728 | 0.16919
2025_03_25 Hr 20 | 0 | 0 | 0 | 0.093192 | 0.093888 | 0.090846 | 0.087815 | 0.085459 | 0.074545 | 0 | 0 | 0.0050755 | 1.92 | 0.15667 | 1.4838 | 1.4838 | 4.5146 | 0 | 0.0055943 | 0.006688 | 0.0039511 | 0 | 0 | 0.072835 | 0.014642 | 1.2615 | 0.24773 | 5.0792 | 2.0585 | 0 | 0.58919 | 0.81115 | 0 | 0 | 0 | 0 | -39.1347 | 0.052206 | 0 | 0 | 0 | -0.36509 | 0 | 0 | 0 | 0 | 0 | 0 | 0 | 0 | 3.6297 | 0 | 0 | 0 | 1.822 | 0 | 2.621 | 2.621 | 0.17845 | 19.8385 | 1.2254 | 3.0551 | 0 | 0.039387 | 0 | 0.62859 | 0.16139 | 0.33681 | -0.53704 | 19.1242 | -0.36509 | 0 | 0.50591 | 0 | 1.6728 | 0.17206
2025_03_25 Hr 21 | 0 | 0 | 0 | 0.093192 | 0.093888 | 0.090846 | 0.087815 | 0.085459 | 0.074545 | 0 | 0 | 0.0050755 | 2.55 | 0.19185 | 1.4838 | 1.4838 | 4.5146 | 0 | 0.0055943 | 0.006688 | 0.0039511 | 0 | 0 | 0.072835 | 0.014642 | 1.2615 | 0.24773 | 5.0792 | 2.0585 | 0 | 0.58919 | 0.81115 | 0 | 0 | 0 | 0 | -38.3935 | 0.052206 | 0 | 0 | 0 | -0.33646 | 0 | 0 | 0 | 0 | 0 | 0 | 0 | 0 | 3.695 | 0 | 0 | 0 | 1.822 | 0 | 2.621 | 2.621 | 0.30032 | 19.8385 | 1.2254 | 3.0551 | 0 | 0.039387 | 0 | 0.62859 | 0.16139 | 0.33681 | 1.0842 | 19.9756 | -0.33646 | 0 | 0.50591 | 0 | 1.6728 | 0.17108
2025_03_25 Hr 22 | 0 | 0 | 0 | 0.093192 | 0.093888 | 0.090846 | 0.087815 | 0.085459 | 0.074545 | 0 | 0 | 0.0050755 | 2.67 | 0.14699 | 1.4838 | 1.4838 | 4.5146 | 0 | 0.0055943 | 0.006688 | 0.0039511 | 0 | 0 | 0.072835 | 0.014642 | 1.2615 | 0.24772 | 5.0792 | 2.0585 | 0 | 0.58919 | 0.81115 | 0 | 0 | 0 | 0 | -28.2207 | 0.052206 | 0 | 0 | 0 | -0.24564 | 0 | 0 | 0 | 0 | 0 | 0 | 0 | 0 | 3.7676 | 0 | 0 | 0 | 1.822 | 0 | 2.621 | 2.621 | 0.50924 | 19.8385 | 1.2254 | 3.0551 | 0 | 0.039387 | 0 | 0.62859 | 0.16139 | 0.33681 | 11.7015 | 20.3293 | -0.24564 | 0 | 0.50591 | 0 | 1.6728 | 0.16815
2025_03_25 Hr 23 | 0 | 0 | 0 | 0.093192 | 0.093888 | 0.090846 | 0.087815 | 0.085459 | 0.074545 | 0 | 0 | 0.0050755 | 2.64 | 0.13998 | 1.4838 | 1.4838 | 4.5786 | 0 | 0.0055943 | 0.006688 | 0.0039511 | 0 | 0 | 0.072835 | 0.014642 | 1.2615 | 0.24772 | 5.1035 | 2.0585 | 0 | 0.59394 | 0.81115 | 0 | 0 | 0 | 0 | -30.1202 | 0.052206 | 0 | 0 | 0 | -0.2365 | 0 | 0 | 0 | 0 | 0 | 0 | 0 | 0 | 4.1741 | 0 | 0 | 0 | 1.822 | 0 | 2.6542 | 2.6542 | 1.1099 | 19.9931 | 1.2254 | 3.0551 | 0 | 0.039387 | 0 | 0.62859 | 0.16139 | 0.33681 | 10.9374 | 21.301 | -0.2365 | 0 | 0.50591 | 0 | 1.6728 | 0.16491
2025_03_25 Hr 24 | 0 | 0 | 0 | 0.093192 | 0.093888 | 0.090846 | 0.087815 | 0.085459 | 0.074545 | 0 | 0 | 0.0050755 | 2.52 | 0.13396 | 1.4838 | 1.4838 | 4.5786 | 0 | 0.0055943 | 0.006688 | 0.0039511 | 0 | 0 | 0.072835 | 0.014642 | 1.2615 | 0.24772 | 5.1035 | 2.0585 | 0 | 0.59394 | 0.81115 | 0 | 0 | 0 | 0 | -31.2017 | 0.052206 | 0 | 0 | 0 | -0.23711 | 0 | 0 | 0 | 0 | 0 | 0 | 0 | 0 | 3.7676 | 0 | 0 | 0 | 1.822 | 0 | 2.6542 | 2.6542 | 1.2622 | 19.9931 | 1.2254 | 3.0551 | 0 | 0.039387 | 0 | 0.62859 | 0.16139 | 0.33681 | 9.4732 | 20.9189 | -0.23711 | 0 | 0.50591 | 0 | 1.6728 | 0.16308
2025_03_26 Hr 01 | 0 | 0 | 0 | 0.085456 | 0.086095 | 0.083306 | 0.080526 | 0.078365 | 0.068357 | 0 | 0 | 0.0050755 | 2.31 | 0.12121 | 1.4838 | 1.4838 | 4.1989 | 0 | 0.0055943 | 0.006688 | 0.0039511 | 0 | 0 | 0.072835 | 0.014642 | 1.2615 | 0.22756 | 4.6799 | 2.0585 | 0 | 0.59394 | 0.81115 | 0 | 0 | 0 | 0 | -28.0471 | 0.052206 | 0 | 0 | 0 | -0.23402 | 0 | 0 | 0 | 0 | 0 | 0 | 0 | 0 | 3.5644 | 0 | 0 | 0 | 1.822 | 0 | 2.4338 | 2.4338 | 1.0794 | 18.6854 | 1.2254 | 3.0551 | 0 | 0.039387 | 0 | 0.62859 | 0.16139 | 0.33681 | 10.7148 | 20.3105 | -0.23402 | 0 | 0.50591 | 0 | 1.6728 | 0.16349
2025_03_26 Hr 02 | 0 | 0 | 0 | 0.085456 | 0.086095 | 0.083306 | 0.080526 | 0.078365 | 0.068357 | 0 | 0 | 0.0050755 | 2.1 | 0.11019 | 1.4838 | 1.4838 | 4.1989 | 0 | 0.0055943 | 0.006688 | 0.0039511 | 0 | 0 | 0.072835 | 0.014642 | 1.2615 | 0.22756 | 4.6799 | 2.0585 | 0 | 0.59394 | 0.81115 | 0 | 0 | 0 | 0 | -27.992 | 0.052206 | 0 | 0 | 0 | -0.23402 | 0 | 0 | 0 | 0 | 0 | 0 | 0 | 0 | 3.695 | 0 | 0 | 0 | 1.822 | 0 | 2.4338 | 2.4338 | 0.90096 | 18.6854 | 1.2254 | 3.0551 | 0 | 0.039387 | 0 | 0.62859 | 0.16139 | 0.33681 | 10.5001 | 20.0408 | -0.23402 | 0 | 0.50591 | 0 | 1.6728 | 0.16251
2025_03_26 Hr 03 | 0 | 0 | 0 | 0.085456 | 0.086095 | 0.083306 | 0.080526 | 0.078365 | 0.068357 | 0 | 0 | 0.0050755 | 1.65 | 0.08941 | 1.4838 | 1.4838 | 4.1989 | 0 | 0.0055943 | 0.006688 | 0.0039511 | 0 | 0 | 0.072835 | 0.014642 | 1.2615 | 0.22756 | 4.6799 | 2.0585 | 0 | 0.59394 | 0.81115 | 0 | 0 | 0 | 0 | -27.8585 | 0.052206 | 0 | 0 | 0 | -0.24175 | 0 | 0 | 0 | 0 | 0 | 0 | 0 | 0 | 3.7676 | 0 | 0 | 0 | 1.822 | 0 | 2.4338 | 2.4338 | 0.66157 | 18.6854 | 1.2254 | 3.0551 | 0 | 0.039387 | 0 | 0.62859 | 0.16139 | 0.33681 | 9.9889 | 19.4038 | -0.24175 | 0 | 0.50591 | 0 | 1.6728 | 0.1631
2025_03_26 Hr 04 | 0 | 0 | 0 | 0.085456 | 0.086095 | 0.083306 | 0.080526 | 0.078365 | 0.068357 | 0 | 0 | 0.0050755 | 1.38 | 0.07842 | 1.4838 | 1.4838 | 4.1989 | 0 | 0.0055943 | 0.006688 | 0.0039511 | 0 | 0 | 0.072835 | 0.014642 | 1.2615 | 0.22756 | 4.6799 | 2.0585 | 0 | 0.59394 | 0.81115 | 0 | 0 | 0 | 0 | -31.4966 | 0.052206 | 0 | 0 | 0 | -0.25362 | 0 | 0 | 0 | 0 | 0 | 0 | 0 | 0 | 3.4264 | 0 | 0 | 0 | 1.822 | 0 | 2.4338 | 2.4338 | 0.4483 | 18.6854 | 1.2254 | 3.0551 | 0 | 0.039387 | 0 | 0.62859 | 0.16139 | 0.33681 | 5.505 | 18.5699 | -0.25362 | 0 | 0.50591 | 0 | 1.6728 | 0.16466
2025_03_26 Hr 05 | 0 | 0 | 0 | 0.085456 | 0.086095 | 0.083306 | 0.080526 | 0.078365 | 0.068357 | 0 | 0 | 0.0050755 | 1.23 | 0.089723 | 1.4838 | 1.4838 | 4.1989 | 0 | 0.0055943 | 0.006688 | 0.0039511 | 0 | 0 | 0.072835 | 0.014642 | 1.2615 | 0.22756 | 4.6799 | 2.0585 | 0 | 0.59394 | 0.81115 | 0 | 0 | 0 | 0 | -39.0445 | 0.052206 | 0 | 0 | 0 | -0.32615 | 0 | 0 | 0 | 0 | 0 | 0 | 0 | 0 | 3.3538 | 0 | 0 | 0 | 1.822 | 0 | 2.4338 | 2.4338 | 0.39172 | 18.6854 | 1.2254 | 3.0551 | 0 | 0.039387 | 0 | 0.62859 | 0.16139 | 0.33681 | -2.3816 | 18.3036 | -0.32615 | 0 | 0.50591 | 0 | 1.6728 | 0.16626
2025_03_26 Hr 06 | 0 | 0 | 0 | 0.085456 | 0.086095 | 0.083306 | 0.080526 | 0.078365 | 0.068357 | 0 | 0 | 0.0050755 | 1.2 | 0.091793 | 1.4838 | 1.4838 | 4.1989 | 0 | 0.0055943 | 0.006688 | 0.0039511 | 0 | 0 | 0.072835 | 0.014642 | 1.2615 | 0.22756 | 4.6799 | 2.0585 | 0 | 0.59394 | 0.81115 | 0 | 0 | 0 | 0 | -40.8385 | 0.052206 | 0 | 0 | 0 | -0.34213 | 0 | 0 | 0 | 0 | 0 | 0 | 0 | 0 | 3.1506 | 0 | 0 | 0 | 1.822 | 0 | 2.4338 | 2.4338 | 0.47877 | 18.6854 | 1.2254 | 3.0551 | 0 | 0.039387 | 0 | 0.62859 | 0.16139 | 0.33681 | -4.3307 | 18.1646 | -0.34213 | 0 | 0.50591 | 0 | 1.6728 | 0.17137
2025_03_26 Hr 07 | 0 | 0 | 0 | 0.085456 | 0.086095 | 0.083306 | 0.080526 | 0.078365 | 0.068357 | 0 | 0 | 0.0050755 | 1.23 | 0.10049 | 1.4838 | 1.4838 | 4.1403 | 0 | 0.0055943 | 0.006688 | 0.0039511 | 0 | 0 | 0.072835 | 0.014642 | 1.2615 | 0.22756 | 4.6576 | 2.0585 | 0 | 0.58919 | 0.81115 | 0 | 0 | 0 | 0 | -41.6622 | 0.052206 | 0 | 0 | 0 | -0.36555 | 0 | 0 | 0 | 0 | 0 | 0 | 0 | 0 | 3.1506 | 0 | 0 | 0 | 1.822 | 0 | 2.4034 | 2.4034 | 0.60064 | 18.5436 | 1.2254 | 3.0551 | 0 | 0.039387 | 0 | 0.62859 | 0.16139 | 0.33681 | -5.1586 | 18.3255 | -0.36555 | 0 | 0.50591 | 0 | 1.6728 | 0.17648
2025_03_26 Hr 08 | 0.22645 | 0 | 0 | 0.085456 | 0.086095 | 0.083306 | 0.080526 | 0.078365 | 0.068357 | 0 | 0 | 0.0050755 | 1.02 | 0.078964 | 1.4838 | 1.4838 | 4.1403 | 0 | 0.0055943 | 0.006688 | 0.0039511 | 0 | 0 | 0.072835 | 0.014642 | 1.2615 | 0.22756 | 4.6576 | 2.0585 | 0 | 0.58919 | 0.81115 | 0 | 0 | 0 | 0 | -39.7099 | 0.052206 | 0 | 0 | 0 | -0.34627 | 0 | 0 | 0 | 0 | 0 | 0 | 0 | 0 | 3.078 | 0 | 0 | 0 | 1.822 | 0 | 2.4034 | 2.4034 | 0.84002 | 18.5436 | 1.2254 | 3.0551 | 0 | 0.039387 | -0.22645 | 0.62859 | 0.16139 | 0.33681 | -3.2485 | 18.4904 | -0.57272 | 0 | 0.50591 | 0 | 1.6728 | 0.17968
2025_03_26 Hr 09 | 0.6851 | 0 | 0 | 0.085456 | 0.086095 | 0.083306 | 0.080526 | 0.078365 | 0.068357 | 0 | 0 | 0.0050755 | 0.99 | 0.079749 | 1.4838 | 1.4838 | 4.1403 | 0 | 0.0055943 | 0.006688 | 0.0039511 | 0 | 0 | 0.072835 | 0.014642 | 1.2615 | 0.22756 | 4.6576 | 2.0585 | 0 | 0.58919 | 0.81115 | 0 | 0 | 0 | 0 | -36.6977 | 0.052206 | 0 | 0 | 0 | -0.3604 | 0 | 0 | 0 | 0 | 0 | 0 | 0 | 0 | 2.5335 | 0 | 0 | 0 | 1.822 | 0 | 2.4034 | 2.4034 | 0.69204 | 18.5436 | 1.2254 | 3.0551 | 0 | 0.039387 | -0.6851 | 0.62859 | 0.16139 | 0.33681 | -0.97335 | 18.2262 | -1.0455 | 0 | 0.50591 | 0 | 1.6728 | 0.17851
2025_03_26 Hr 10 | 0.82263 | 4.9621e-06 | 0 | 0.085456 | 0.086095 | 0.083306 | 0.080526 | 0.078365 | 0.068357 | 0 | 0 | 0.0050755 | 0.63 | 0.038903 | 1.4838 | 1.4838 | 4.1403 | 0 | 0.0055943 | 0.006688 | 0.0039511 | 0 | 0 | 0.072835 | 0.014642 | 1.2615 | 0.22756 | 4.6576 | 2.0585 | 0 | 0.58919 | 0.81115 | 0 | 0 | 0 | 0 | -30.3416 | 0.052206 | 0 | 0 | 0 | -0.27578 | 0 | 0 | 0 | 0 | 0 | 0 | 0 | 0 | 2.9473 | 0 | 0 | 0 | 1.822 | 0 | 2.4034 | 2.4034 | 0.66157 | 18.5436 | 1.2254 | 3.0551 | 0 | 0.039387 | -0.82263 | 0.62859 | 0.16139 | 0.33681 | 5.4499 | 18.3463 | -1.0984 | 0 | 0.50591 | 0 | 1.6728 | 0.17858
2025_03_26 Hr 11 | 0.7996 | 6.6043e-06 | 0 | 0.085456 | 0.086095 | 0.083306 | 0.080526 | 0.078365 | 0.068357 | 0 | 0 | 0.0050755 | 0.6 | 0.035223 | 1.4838 | 1.4838 | 4.1403 | 0 | 0.0055943 | 0.006688 | 0.0039511 | 0 | 0 | 0.072835 | 0.014642 | 1.2615 | 0.22756 | 4.6576 | 2.0585 | 0 | 0.58919 | 0.81115 | 0 | 0 | 0 | 0 | -28.3811 | 0.052206 | 0 | 0 | 0 | -0.26207 | 0 | 0 | 0 | 0 | 0 | 0 | 0 | 0 | 3.1506 | 0 | 0 | 0 | 1.822 | 0 | 2.4034 | 2.4034 | 0.84002 | 18.5436 | 1.2254 | 3.0551 | 0 | 0.039387 | -0.7996 | 0.62859 | 0.16139 | 0.33681 | 7.7699 | 18.669 | -1.0617 | 0 | 0.50591 | 0 | 1.6728 | 0.17624
2025_03_26 Hr 12 | 0.80055 | 6.5015e-06 | 0 | 0.085456 | 0.086095 | 0.083306 | 0.080526 | 0.078365 | 0.068357 | 0 | 0 | 0.0050755 | 0.69 | 0.039876 | 1.4838 | 1.4838 | 4.1403 | 0 | 0.0055943 | 0.006688 | 0.0039511 | 0 | 0 | 0.072835 | 0.014642 | 1.2615 | 0.22756 | 4.6576 | 2.0585 | 0 | 0.58919 | 0.81115 | 0 | 0 | 0 | 0 | -26.9519 | 0.052206 | 0 | 0 | 0 | -0.25796 | 0 | 0 | 0 | 0 | 0 | 0 | 0 | 0 | 3.5644 | 0 | 0 | 0 | 1.822 | 0 | 2.4034 | 2.4034 | 0.80956 | 18.5436 | 1.2254 | 3.0551 | 0 | 0.039387 | -0.80055 | 0.62859 | 0.16139 | 0.33681 | 9.6796 | 19.1464 | -1.0585 | 0 | 0.50591 | 0 | 1.6728 | 0.17469
2025_03_26 Hr 13 | 0.70363 | 1.3062e-05 | 0 | 0.085456 | 0.086095 | 0.083306 | 0.080526 | 0.078365 | 0.068357 | 0 | 0 | 0.0050755 | 0.84 | 0.048764 | 1.4838 | 1.4838 | 4.1403 | 0 | 0.0055943 | 0.006688 | 0.0039511 | 0 | 0 | 0.072835 | 0.014642 | 1.2615 | 0.22756 | 4.6576 | 2.0585 | 0 | 0.58919 | 0.81115 | 0 | 0 | 0 | 0 | -26.5109 | 0.052206 | 0 | 0 | 0 | -0.25913 | 0 | 0 | 0 | 0 | 0 | 0 | 0 | 0 | 3.6297 | 0 | 0 | 0 | 1.822 | 0 | 2.4034 | 2.4034 | 0.84002 | 18.5436 | 1.2254 | 3.0551 | 0 | 0.039387 | -0.70363 | 0.62859 | 0.16139 | 0.33681 | 10.3724 | 19.3024 | -0.96276 | 0 | 0.50591 | 0 | 1.6728 | 0.17294
2025_03_26 Hr 14 | 0.65815 | 2.8181e-05 | 0 | 0.085456 | 0.086095 | 0.083306 | 0.080526 | 0.078365 | 0.068357 | 0 | 0 | 0.0050755 | 0.69 | 0.037809 | 1.4838 | 1.4838 | 4.1403 | 0 | 0.0055943 | 0.006688 | 0.0039511 | 0 | 0 | 0.072835 | 0.014642 | 1.2615 | 0.22756 | 4.6576 | 2.0585 | 0 | 0.58919 | 0.81115 | 0 | 0 | 0 | 0 | -24.9398 | 0.052206 | 0 | 0 | 0 | -0.24448 | 0 | 0 | 0 | 0 | 0 | 0 | 0 | 0 | 3.4264 | 0 | 0 | 0 | 1.822 | 0 | 2.4034 | 2.4034 | 0.99236 | 18.5436 | 1.2254 | 3.0551 | 0 | 0.039387 | -0.65815 | 0.62859 | 0.16139 | 0.33681 | 11.746 | 19.0448 | -0.90263 | 0 | 0.50591 | 0 | 1.6728 | 0.17273
2025_03_26 Hr 15 | 0.68075 | 5.8257e-05 | 0 | 0.085456 | 0.086095 | 0.083306 | 0.080526 | 0.078365 | 0.068357 | 0 | 0 | 0.0050755 | 0.63 | 0.034601 | 1.4838 | 1.4838 | 4.1403 | 0 | 0.0055943 | 0.006688 | 0.0039511 | 0 | 0 | 0.072835 | 0.014642 | 1.1957 | 0.22756 | 4.6576 | 2.0585 | 0 | 0.58919 | 0.81115 | 0 | 0 | 0 | 0 | -24.7434 | 0.052206 | 0 | 0 | 0 | -0.24505 | 0 | 0 | 0 | 0 | 0 | 0 | 0 | 0 | 3.6297 | 0 | 0 | 0 | 1.822 | 0 | 2.4034 | 2.4034 | 1.0185 | 18.4778 | 1.2254 | 3.0551 | 0 | 0.039387 | -0.68075 | 0.62859 | 0.16139 | 0.33681 | 12.0415 | 19.2329 | -0.9258 | 0 | 0.50591 | 0 | 1.6728 | 0.17203
2025_03_26 Hr 16 | 0.67995 | 0.00014134 | 0 | 0.085456 | 0.086095 | 0.083306 | 0.080526 | 0.078365 | 0.068357 | 0 | 0 | 0.0050755 | 0.57 | 0.036325 | 1.4838 | 1.4838 | 4.1403 | 0 | 0.0055943 | 0.006688 | 0.0039511 | 0 | 0 | 0.072835 | 0.014642 | 0.8513 | 0.22756 | 4.6576 | 2.0585 | 0 | 0.58919 | 0.81115 | 0 | 0 | 0 | 0 | -25.7606 | 0.052206 | 0 | 0 | 0 | -0.28467 | 0 | 0 | 0 | 0 | 0 | 0 | 0 | 0 | 3.5644 | 0 | 0 | 0 | 1.822 | 0 | 2.4034 | 2.4034 | 0.84002 | 18.1334 | 1.2254 | 3.0551 | 0 | 0.039387 | -0.67995 | 0.62859 | 0.16139 | 0.33681 | 10.3385 | 18.9303 | -0.96462 | 0 | 0.50591 | 0 | 1.6728 | 0.17219
2025_03_26 Hr 17 | 0.59364 | 0.00011248 | 0 | 0.085456 | 0.086095 | 0.083306 | 0.080526 | 0.078365 | 0.068357 | 0 | 0 | 0.0050755 | 0.45 | 0.029995 | 1.4838 | 1.4838 | 4.1403 | 0 | 0.0055943 | 0.006688 | 0.0039511 | 0 | 0 | 0.072835 | 0.014642 | 1.1799 | 0.22756 | 4.6576 | 2.0585 | 0 | 0.58919 | 0.81115 | 0 | 0 | 0 | 0 | -28.2377 | 0.052206 | 0 | 0 | 0 | -0.29785 | 0 | 0 | 0 | 0 | 0 | 0 | 0 | 0 | 3.2885 | 0 | 0 | 0 | 1.822 | 0 | 2.4034 | 2.4034 | 0.66157 | 18.4621 | 1.2254 | 3.0551 | 0 | 0.039387 | -0.59364 | 0.62859 | 0.16139 | 0.33681 | 7.5972 | 18.2644 | -0.89149 | 0 | 0.50591 | 0 | 1.6728 | 0.17324
2025_03_26 Hr 18 | 0.35883 | 5.7052e-05 | 0 | 0.085456 | 0.086095 | 0.083306 | 0.080526 | 0.078365 | 0.068357 | 0 | 0 | 0.0050755 | 0.42 | 0.031723 | 1.4838 | 1.4838 | 4.1403 | 0 | 0.0055943 | 0.006688 | 0.0039511 | 0 | 0 | 0.072835 | 0.014642 | 1.2615 | 0.22756 | 4.6576 | 2.0585 | 0 | 0.58919 | 0.81115 | 0 | 0 | 0 | 0 | -34.3096 | 0.052206 | 0 | 0 | 0 | -0.33779 | 0 | 0 | 0 | 0 | 0 | 0 | 0 | 0 | 3.2885 | 0 | 0 | 0 | 1.822 | 0 | 2.4034 | 2.4034 | 0.90096 | 18.5436 | 1.2254 | 3.0551 | 0 | 0.039387 | -0.35883 | 0.62859 | 0.16139 | 0.33681 | 1.7795 | 18.242 | -0.69661 | 0 | 0.50591 | 0 | 1.6728 | 0.17465
2025_03_26 Hr 19 | 0.11348 | 1.6221e-05 | 0 | 0.085456 | 0.086095 | 0.083306 | 0.080526 | 0.078365 | 0.068357 | 0 | 0 | 0.0050755 | 0.48 | 0.037267 | 1.4838 | 1.4838 | 4.1403 | 0 | 0.0055943 | 0.006688 | 0.0039511 | 0 | 0 | 0.072835 | 0.014642 | 1.2615 | 0.22756 | 4.6576 | 2.0585 | 0 | 0.58919 | 0.81115 | 0 | 0 | 0 | 0 | -36.2814 | 0.052206 | 0 | 0 | 0 | -0.34728 | 0 | 0 | 0 | 0 | 0 | 0 | 0 | 0 | 3.1506 | 0 | 0 | 0 | 1.822 | 0 | 2.4034 | 2.4034 | 0.90096 | 18.5436 | 1.2254 | 3.0551 | 0 | 0.039387 | -0.11348 | 0.62859 | 0.16139 | 0.33681 | -0.2734 | 17.9251 | -0.46076 | 0 | 0.50591 | 0 | 1.6728 | 0.17551
2025_03_26 Hr 20 | 0 | 0 | 0 | 0.085456 | 0.086095 | 0.083306 | 0.080526 | 0.078365 | 0.068357 | 0 | 0 | 0.0050755 | 1.17 | 0.079548 | 1.4838 | 1.4838 | 4.1403 | 0 | 0.0055943 | 0.006688 | 0.0039511 | 0 | 0 | 0.072835 | 0.014642 | 1.2615 | 0.22756 | 4.6576 | 2.0585 | 0 | 0.58919 | 0.81115 | 0 | 0 | 0 | 0 | -33.0112 | 0.052206 | 0 | 0 | 0 | -0.30385 | 0 | 0 | 0 | 0 | 0 | 0 | 0 | 0 | 2.9473 | 0 | 0 | 0 | 1.822 | 0 | 2.4034 | 2.4034 | 1.1099 | 18.5436 | 1.2254 | 3.0551 | 0 | 0.039387 | 0 | 0.62859 | 0.16139 | 0.33681 | 3.7791 | 18.5505 | -0.30385 | 0 | 0.50591 | 0 | 1.6728 | 0.17648
2025_03_26 Hr 21 | 0 | 0 | 0 | 0.085456 | 0.086095 | 0.083306 | 0.080526 | 0.078365 | 0.068357 | 0 | 0 | 0.0050755 | 1.38 | 0.10176 | 1.4838 | 1.4838 | 4.1403 | 0 | 0.0055943 | 0.006688 | 0.0039511 | 0 | 0 | 0.072835 | 0.014642 | 1.2615 | 0.22756 | 4.6576 | 2.0585 | 0 | 0.58919 | 0.81115 | 0 | 0 | 0 | 0 | -35.183 | 0.052206 | 0 | 0 | 0 | -0.32974 | 0 | 0 | 0 | 0 | 0 | 0 | 0 | 0 | 2.4682 | 0 | 0 | 0 | 1.822 | 0 | 2.4034 | 2.4034 | 1.2317 | 18.5436 | 1.2254 | 3.0551 | 0 | 0.039387 | 0 | 0.62859 | 0.16139 | 0.33681 | 1.4551 | 18.4242 | -0.32974 | 0 | 0.50591 | 0 | 1.6728 | 0.17519
2025_03_26 Hr 22 | 0 | 0 | 0 | 0.085456 | 0.086095 | 0.083306 | 0.080526 | 0.078365 | 0.068357 | 0 | 0 | 0.0050755 | 2.58 | 0.18295 | 1.4838 | 1.4838 | 4.1403 | 0 | 0.0055943 | 0.006688 | 0.0039511 | 0 | 0 | 0.072835 | 0.014642 | 1.2615 | 0.22756 | 4.6576 | 2.0585 | 0 | 0.58919 | 0.81115 | 0 | 0 | 0 | 0 | -38.528 | 0.052206 | 0 | 0 | 0 | -0.31701 | 0 | 0 | 0 | 0 | 0 | 0 | 0 | 0 | 2.9473 | 0 | 0 | 0 | 1.822 | 0 | 2.4034 | 2.4034 | 1.4711 | 18.5436 | 1.2254 | 3.0551 | 0 | 0.039387 | 0 | 0.62859 | 0.16139 | 0.33681 | 0.11874 | 20.4201 | -0.31701 | 0 | 0.50591 | 0 | 1.6728 | 0.17137
2025_03_26 Hr 23 | 0 | 0 | 0 | 0.085456 | 0.086095 | 0.083306 | 0.080526 | 0.078365 | 0.068357 | 0 | 0 | 0.0050755 | 2.76 | 0.16842 | 1.4838 | 1.4838 | 4.1989 | 0 | 0.0055943 | 0.006688 | 0.0039511 | 0 | 0 | 0.072835 | 0.014642 | 1.2615 | 0.22756 | 4.6799 | 2.0585 | 0 | 0.59394 | 0.81115 | 0 | 0 | 0 | 0 | -33.9051 | 0.052206 | 0 | 0 | 0 | -0.2725 | 0 | 0 | 0 | 0 | 0 | 0 | 0 | 0 | 2.9473 | 0 | 0 | 0 | 1.822 | 0 | 2.4338 | 2.4338 | 1.5321 | 18.6854 | 1.2254 | 3.0551 | 0 | 0.039387 | 0 | 0.62859 | 0.16139 | 0.33681 | 5.1554 | 20.6475 | -0.2725 | 0 | 0.50591 | 0 | 1.6728 | 0.16766
2025_03_26 Hr 24 | 0 | 0 | 0 | 0.085456 | 0.086095 | 0.083306 | 0.080526 | 0.078365 | 0.068357 | 0 | 0 | 0.0050755 | 2.76 | 0.14288 | 1.4838 | 1.4838 | 4.1989 | 0 | 0.0055943 | 0.006688 | 0.0039511 | 0 | 0 | 0.072835 | 0.014642 | 1.2615 | 0 | 4.6799 | 2.0585 | 0 | 0.59394 | 0.81115 | 0 | 0 | 0 | 0 | -29.7272 | 0.052206 | 0 | 0 | 0 | -0.23086 | 0 | 0 | 0 | 0 | 0 | 0 | 0 | 0 | 3.0126 | 0 | 0 | 0 | 1.822 | 0 | 2.4338 | 2.4338 | 1.3797 | 18.4578 | 1.2254 | 3.0551 | 0 | 0.039387 | 0 | 0.62859 | 0.16139 | 0.33681 | 9.0328 | 20.533 | -0.23086 | 0 | 0.50591 | 0 | 1.6728 | 0.16568
2025_03_27 Hr 01 | 0 | 0 | 0 | 0.072771 | 0.073314 | 0.070939 | 0.068572 | 0.066732 | 0.05821 | 0 | 0 | 0.0050755 | 2.73 | 0.1399 | 1.4838 | 1.4838 | 3.5763 | 0 | 0.0055943 | 0.006688 | 0.0039511 | 0 | 0 | 0.072835 | 0.014642 | 1.2615 | 0 | 3.9852 | 2.0585 | 0 | 0.59394 | 0.81115 | 0 | 0 | 0 | 0 | -29.0517 | 0.052206 | 0 | 0 | 0 | -0.2285 | 0 | 0 | 0 | 0 | 0 | 0 | 0 | 0 | 2.9473 | 0 | 0 | 0 | 1.822 | 0 | 2.0725 | 2.0725 | 1.6191 | 16.3463 | 1.2254 | 3.0551 | 0 | 0.039387 | 0 | 0.62859 | 0.16139 | 0.33681 | 7.7392 | 20.6731 | -0.2285 | 0 | 0.50591 | 0 | 1.6728 | 0.16475
2025_03_27 Hr 02 | 0 | 0 | 0 | 0.072771 | 0.073314 | 0.070939 | 0.068572 | 0.066732 | 0.05821 | 0 | 0 | 0.0050755 | 2.64 | 0.13713 | 1.4838 | 1.4838 | 3.5763 | 0 | 0.0055943 | 0.006688 | 0.0039511 | 0 | 0 | 0.072835 | 0.014642 | 1.2615 | 0 | 3.9852 | 2.0585 | 0 | 0.59394 | 0.81115 | 0 | 0 | 0 | 0 | -30.3691 | 0.052206 | 0 | 0 | 0 | -0.23164 | 0 | 0 | 0 | 0 | 0 | 0 | 0 | 0 | 3.078 | 0 | 0 | 0 | 1.822 | 0 | 2.0725 | 2.0725 | 1.9194 | 16.3463 | 1.2254 | 3.0551 | 0 | 0.039387 | 0 | 0.62859 | 0.16139 | 0.33681 | 6.7557 | 21.0102 | -0.23164 | 0 | 0.50591 | 0 | 1.6728 | 0.16354
2025_03_27 Hr 03 | 0 | 0 | 0 | 0.072771 | 0.073314 | 0.070939 | 0.068572 | 0.066732 | 0.05821 | 0 | 0 | 0.0050755 | 2.55 | 0.16868 | 1.4838 | 1.4838 | 3.5763 | 0 | 0.0055943 | 0.006688 | 0.0039511 | 0 | 0 | 0.072835 | 0.014642 | 1.2615 | 0 | 3.9852 | 2.0585 | 0 | 0.59394 | 0.81115 | 0 | 0 | 0 | 0 | -39.1283 | 0.052206 | 0 | 0 | 0 | -0.29558 | 0 | 0 | 0 | 0 | 0 | 0 | 0 | 0 | 3.7676 | 0 | 0 | 0 | 1.822 | 0 | 2.0725 | 2.0725 | 1.9804 | 16.3463 | 1.2254 | 3.0551 | 0 | 0.039387 | 0 | 0.62859 | 0.16139 | 0.33681 | -1.3761 | 21.7015 | -0.29558 | 0 | 0.50591 | 0 | 1.6728 | 0.16278
2025_03_27 Hr 04 | 0 | 0 | 0 | 0.072771 | 0.073314 | 0.070939 | 0.068572 | 0.066732 | 0.05821 | 0 | 0 | 0.0050755 | 2.61 | 0.17298 | 1.4838 | 1.4838 | 3.5763 | 0 | 0.0055943 | 0.006688 | 0.0039511 | 0 | 0 | 0.072835 | 0.014642 | 1.2615 | 0.34414 | 3.9852 | 2.0585 | 0 | 0.59394 | 0.81115 | 0 | 0 | 0 | 0 | -38.5291 | 0.052206 | 0 | 0 | 0 | -0.29614 | 0 | 0 | 0 | 0 | 0 | 0 | 0 | 0 | 4.0435 | 0 | 0 | 0 | 1.822 | 0 | 2.0725 | 2.0725 | 1.7105 | 16.5407 | 1.2254 | 3.0551 | 0 | 0.039387 | 0 | 0.62859 | 0.16139 | 0.33681 | -0.51268 | 21.7718 | -0.29614 | 0 | 0.50591 | 0 | 1.6728 | 0.16274
2025_03_27 Hr 05 | 0 | 0 | 0 | 0.072771 | 0.073314 | 0.070939 | 0.068572 | 0.066732 | 0.05821 | 0 | 0 | 0.0050755 | 2.58 | 0.17816 | 1.4838 | 1.4838 | 3.5763 | 0 | 0.0055943 | 0.006688 | 0.0039511 | 0 | 0 | 0.072835 | 0.014642 | 1.2615 | 0.1945 | 3.9852 | 2.0585 | 0 | 0.59394 | 0.81115 | 0 | 0 | 0 | 0 | -41.1627 | 0.052206 | 0 | 0 | 0 | -0.30865 | 0 | 0 | 0 | 0 | 0 | 0 | 0 | 0 | 4.3121 | 0 | 0 | 0 | 1.822 | 0 | 2.0725 | 2.0725 | 2.4026 | 16.5407 | 1.2254 | 3.0551 | 0 | 0.039387 | 0 | 0.62859 | 0.16139 | 0.33681 | -2.2214 | 22.7091 | -0.30865 | 0 | 0.50591 | 0 | 1.6728 | 0.16427
2025_03_27 Hr 06 | 0 | 0 | 0 | 0.072771 | 0.073314 | 0.070939 | 0.068572 | 0.066732 | 0.05821 | 0 | 0 | 0.0050755 | 2.37 | 0.16751 | 1.4838 | 1.4838 | 3.5763 | 0 | 0.0055943 | 0.006688 | 0.0039511 | 0 | 0 | 0.072835 | 0.014642 | 1.2615 | 0.1945 | 3.9852 | 2.0585 | 0 | 0.59394 | 0.81115 | 0 | 0 | 0 | 0 | -42.7001 | 0.052206 | 0 | 0 | 0 | -0.31596 | 0 | 0 | 0 | 0 | 0 | 0 | 0 | 0 | 4.6533 | 0 | 0 | 0 | 1.822 | 0 | 2.0725 | 2.0725 | 2.3416 | 16.5407 | 1.2254 | 3.0551 | 0 | 0.039387 | 0 | 0.62859 | 0.16139 | 0.33681 | -3.7006 | 22.7747 | -0.31596 | 0 | 0.50591 | 0 | 1.6728 | 0.17019
2025_03_27 Hr 07 | 0 | 0 | 0 | 0.072771 | 0.073314 | 0.070939 | 0.068572 | 0.066732 | 0.05821 | 0 | 0 | 0.0050755 | 2.37 | 0.15926 | 1.4838 | 1.4838 | 3.5263 | 0 | 0.0055943 | 0.006688 | 0.0039511 | 0 | 0 | 0.072835 | 0.014642 | 1.2615 | 0.1945 | 3.9662 | 2.0585 | 0 | 0.58919 | 0.81115 | 0 | 0 | 0 | 0 | -40.9919 | 0.052206 | 0 | 0 | 0 | -0.30029 | 0 | 0 | 0 | 0 | 0 | 0 | 0 | 0 | 4.6533 | 0 | 0 | 0 | 1.822 | 0 | 2.0466 | 2.0466 | 2.1022 | 16.42 | 1.2254 | 3.0551 | 0 | 0.039387 | 0 | 0.62859 | 0.16139 | 0.33681 | -2.3429 | 22.5292 | -0.30029 | 0 | 0.50591 | 0 | 1.6728 | 0.17714
2025_03_27 Hr 08 | 0.045117 | 0 | 0 | 0.072771 | 0.073314 | 0.070939 | 0.068572 | 0.066732 | 0.05821 | 0 | 0 | 0.0050755 | 1.98 | 0.062064 | 1.4838 | 1.4838 | 3.5263 | 0 | 0.0055943 | 0.006688 | 0.0039511 | 0 | 0 | 0.072835 | 0.014642 | 0.47133 | 0.1945 | 3.9662 | 2.0585 | 0 | 0.58919 | 0.81115 | 0 | 0 | 0 | 0 | -16.5856 | 0.052206 | 0 | 0 | 0 | -0.13895 | 0 | 0 | 0 | 0 | 0 | 0 | 0 | 0 | 4.2467 | 0 | 0 | 0 | 1.822 | 0 | 1.9767 | 1.9767 | 1.7105 | 15.49 | 1.2254 | 3.0551 | 0 | 0.039387 | -0.045117 | 0.62859 | 0.16139 | 0.33681 | 20.0124 | 21.292 | -0.18407 | 0 | 0.50591 | 0 | 1.6728 | 0.18029
2025_03_27 Hr 09 | 0.318 | 7.3022e-06 | 0 | 0.072771 | 0.073314 | 0.070939 | 0.068572 | 0.066732 | 0.05821 | 0 | 0 | 0.0050755 | 1.44 | 0.05948 | 1.4838 | 1.4838 | 3.5263 | 0 | 0.0055943 | 0.006688 | 0.0039511 | 0 | 0 | 0.072835 | 0.014642 | 0.54674 | 0 | 3.9662 | 2.0585 | 0 | 0.58919 | 0.81115 | 0 | 0 | 0 | 0 | -18.167 | 0.052206 | 0 | 0 | 0 | -0.18377 | 0 | 0 | 0 | 0 | 0 | 0 | 0 | 0 | 3.9709 | 0 | 0 | 0 | 1.822 | 0 | 2.0214 | 2.0214 | 1.0185 | 15.4604 | 1.2254 | 3.0551 | 0 | 0.039387 | -0.318 | 0.62859 | 0.16139 | 0.33681 | 16.8452 | 20.0536 | -0.50177 | 0 | 0.50591 | 0 | 1.6728 | 0.1794
2025_03_27 Hr 10 | 0.40867 | 3.3862e-05 | 0 | 0 | 0 | 0 | 0 | 0 | 0.05821 | 0 | 0 | 0.0050755 | 1.29 | 0.057829 | 1.4838 | 1.4838 | 3.5263 | 0 | 0.0055943 | 0.006688 | 0.0039511 | 0 | 0 | 0.072835 | 0.014642 | 0.60201 | 0 | 3.9662 | 2.0585 | 0 | 0.58919 | 0.81115 | 0 | 0 | 0 | 0 | -19.0816 | 0.052206 | 0 | 0.0024015 | 0 | -0.19963 | 0 | 0 | 0 | 0 | 0 | 0 | 0 | 0 | 4.5226 | 0 | 0 | 0 | 1.822 | 0 | 2.0466 | 2.0466 | 0.72251 | 15.2137 | 1.2254 | 3.0551 | 0 | 0.039387 | -0.40867 | 0.62859 | 0.16139 | 0.33681 | 15.7721 | 20.2483 | -0.60829 | 0 | 0.50591 | 0 | 1.6728 | 0.17932
2025_03_27 Hr 11 | 0.4771 | 5.1695e-05 | 0 | 0 | 0 | 0 | 0 | 0 | 0.05821 | 0 | 0 | 0.0050755 | 1.26 | 0.051302 | 1.4838 | 1.4838 | 3.5263 | 0 | 0.0055943 | 0.006688 | 0.0039511 | 0 | 0 | 0.072835 | 0.014642 | 0.84317 | 0 | 3.9662 | 2.0585 | 0 | 0.58919 | 0.81115 | 0 | 0 | 0 | 0 | -17.4921 | 0.052206 | 0 | 0.0021812 | 0 | -0.18112 | 0 | 0 | 0 | 0 | 0 | 0 | 0 | 0 | 4.7912 | 0 | 0 | 0 | 1.822 | 0 | 2.0466 | 2.0466 | 0.66157 | 15.4549 | 1.2254 | 3.0551 | 0 | 0.039387 | -0.4771 | 0.62859 | 0.16139 | 0.33681 | 17.791 | 20.4865 | -0.65822 | 0 | 0.50591 | 0 | 1.6728 | 0.17792
2025_03_27 Hr 12 | 0.43162 | 7.6754e-05 | 0 | 0 | 0 | 0 | 0 | 0 | 0.05821 | 0 | 0 | 0.0050755 | 1.2 | 0.045126 | 1.4838 | 1.4838 | 3.5263 | 0 | 0.0055943 | 0.006688 | 0.0039511 | 0 | 0 | 0.072835 | 0.014642 | 0.79962 | 0 | 3.9662 | 2.0585 | 0 | 0.58919 | 0.81115 | 0 | 0 | 0 | 0 | -18.0258 | 0.052206 | 0 | 0.0020145 | 0 | -0.16712 | 0 | 0 | 0 | 0 | 0 | 0 | 0 | 0 | 5.205 | 0 | 0 | 0 | 1.822 | 0 | 2.0466 | 2.0466 | 0.63111 | 15.4113 | 1.2254 | 3.0551 | 0 | 0.039387 | -0.43162 | 0.62859 | 0.16139 | 0.33681 | 17.5445 | 20.7577 | -0.59874 | 0 | 0.50591 | 0 | 1.6728 | 0.17751
2025_03_27 Hr 13 | 0.38643 | 0.00010663 | 0 | 0 | 0 | 0 | 0 | 0 | 0.05821 | 0 | 0 | 0.0050755 | 1.11 | 0.036457 | 1.4838 | 1.4838 | 3.5263 | 0 | 0.0055943 | 0.006688 | 0.0039511 | 0 | 0 | 0.072835 | 0.014642 | 0.47133 | 0 | 3.9662 | 2.0585 | 0 | 0.58919 | 0.81115 | 0 | 0 | 0 | 0 | -15.7095 | 0.052206 | 0 | 0.0017595 | 0 | -0.1457 | 0 | 0 | 0 | 0 | 0 | 0 | 0 | 0 | 4.9291 | 0 | 0 | 0 | 1.822 | 0 | 2.0466 | 2.0466 | 0.66157 | 15.0831 | 1.2254 | 3.0551 | 0 | 0.039387 | -0.38643 | 0.62859 | 0.16139 | 0.33681 | 19.2087 | 20.3673 | -0.53213 | 0 | 0.50591 | 0 | 1.6728 | 0.1763
2025_03_27 Hr 14 | 0.38636 | 9.8204e-05 | 0 | 0 | 0 | 0 | 0 | 0 | 0.05821 | 0 | 0 | 0.0050755 | 0.93 | 0.029142 | 1.4838 | 1.4838 | 3.5263 | 0 | 0.0055943 | 0.006688 | 0.0039511 | 0 | 0 | 0.072835 | 0.014642 | 0.47301 | 0 | 3.9662 | 2.0585 | 0 | 0.58919 | 0.81115 | 0 | 0 | 0 | 0 | -15.272 | 0.052206 | 0 | 0.0016787 | 0 | -0.13891 | 0 | 0 | 0 | 0 | 0 | 0 | 0 | 0 | 5.1324 | 0 | 0 | 0 | 1.822 | 0 | 2.0466 | 2.0466 | 0.47877 | 15.0847 | 1.2254 | 3.0551 | 0 | 0.039387 | -0.38636 | 0.62859 | 0.16139 | 0.33681 | 19.4878 | 20.2003 | -0.52527 | 0 | 0.50591 | 0 | 1.6728 | 0.17627
2025_03_27 Hr 15 | 0.36362 | 8.2023e-05 | 0 | 0.0060642 | 0.0061095 | 0.0059116 | 0.0057143 | 0.005561 | 0.05821 | 0 | 0 | 0.0050755 | 0.69 | 0.019456 | 1.4838 | 1.4838 | 3.5263 | 0 | 0.0055943 | 0.006688 | 0.0039511 | 0 | 0 | 0.072835 | 0.014642 | 0.48139 | 0 | 3.9662 | 2.0585 | 0 | 0.58919 | 0.81115 | 0 | 0 | 0 | 0 | -12.7479 | 0.052206 | 0 | 0.0012886 | 0 | -0.12479 | 0 | 0 | 0 | 0 | 0 | 0 | 0 | 0 | 5.0017 | 0 | 0 | 0 | 1.822 | 0 | 1.792 | 1.792 | 0.50924 | 14.6132 | 1.2254 | 3.0551 | 0 | 0.039387 | -0.36362 | 0.62859 | 0.16139 | 0.33681 | 21.2031 | 19.8262 | -0.48841 | 0 | 0.50591 | 0 | 1.6728 | 0.17478
2025_03_27 Hr 16 | 0.1586 | 0.00011073 | 0 | 0.0060642 | 0.0061095 | 0.0059116 | 0.0057144 | 0.005561 | 0.05821 | 0 | 0 | 0.0050755 | 0.57 | 0.016228 | 1.4823 | 1.4823 | 3.5165 | 0 | 0.0055943 | 0.006688 | 0.0039511 | 0 | 0 | 0.072835 | 0.014642 | 0.48808 | 0 | 3.9584 | 2.0585 | 0 | 0.58781 | 0.81115 | 0 | 0 | 0 | 0 | -13.2054 | 0.052206 | 0 | 0.0012778 | 0 | -0.12602 | 0 | 0 | 0 | 0 | 0 | 0 | 0 | 0 | 5.0017 | 0 | 0 | 0 | 1.822 | 0 | 1.8069 | 1.8069 | 0.47877 | 14.6289 | 1.2254 | 3.0551 | 0 | 0.039387 | -0.1586 | 0.62859 | 0.16139 | 0.33681 | 20.6052 | 19.4663 | -0.28461 | 0 | 0.50591 | 0 | 1.6728 | 0.17498
2025_03_27 Hr 17 | 0.1586 | 0.00012112 | 0 | 0.018193 | 0.018329 | 0.017735 | 0.017143 | 0.016683 | 0.05821 | 0 | 0 | 0.0050755 | 0.57 | 0.022142 | 1.4838 | 1.4838 | 3.5263 | 0 | 0.0055943 | 0.006688 | 0.0039511 | 0 | 0 | 0.072835 | 0.014642 | 0.54669 | 0 | 3.9662 | 2.0585 | 0 | 0.58919 | 0.81115 | 0 | 0 | 0 | 0 | -19.253 | 0.052206 | 0 | 0.001269 | 0 | -0.17271 | 0 | 0 | 0 | 0 | 0 | 0 | 0 | 0 | 4.9291 | 0 | 0 | 0 | 1.822 | 0 | 1.8517 | 1.8517 | 0.4483 | 14.8566 | 1.2254 | 3.0551 | 0 | 0.039387 | -0.1586 | 0.62859 | 0.16139 | 0.33681 | 14.6438 | 19.3715 | -0.33131 | 0 | 0.50591 | 0 | 1.6728 | 0.17586
2025_03_27 Hr 18 | 0.18141 | 6.0789e-05 | 0 | 0.072771 | 0.073314 | 0.070939 | 0.068572 | 0.066732 | 0.05821 | 0 | 0 | 0.0050755 | 0.75 | 0.036369 | 1.4838 | 1.4838 | 3.5263 | 0 | 0.0055943 | 0.006688 | 0.0039511 | 0 | 0 | 0.072835 | 0.014642 | 0.78286 | 0 | 3.9662 | 2.0585 | 0 | 0.58919 | 0.81115 | 0 | 0 | 0 | 0 | -24.6654 | 0.052206 | 0 | 0 | 0 | -0.21612 | 0 | 0 | 0 | 0 | 0 | 0 | 0 | 0 | 4.8638 | 0 | 0 | 0 | 1.822 | 0 | 2.0466 | 2.0466 | 0.47877 | 15.7469 | 1.2254 | 3.0551 | 0 | 0.039387 | -0.18141 | 0.62859 | 0.16139 | 0.33681 | 10.2372 | 19.5532 | -0.39753 | 0 | 0.50591 | 0 | 1.6728 | 0.17546
2025_03_27 Hr 19 | 0.045117 | 1.5213e-05 | 0 | 0.072771 | 0.073314 | 0.070939 | 0.068572 | 0.066732 | 0.05821 | 0 | 0 | 0.0050755 | 1.02 | 0.045978 | 1.4838 | 1.4838 | 3.5263 | 0 | 0.0055943 | 0.006688 | 0.0039511 | 0 | 0 | 0.072835 | 0.014642 | 1.0241 | 0 | 3.9662 | 2.0585 | 0 | 0.58919 | 0.81115 | 0 | 0 | 0 | 0 | -23.0073 | 0.052206 | 0 | 0 | 0 | -0.20074 | 0 | 0 | 0 | 0 | 0 | 0 | 0 | 0 | 4.8638 | 0 | 0 | 0 | 1.822 | 0 | 2.0466 | 2.0466 | 0.60064 | 15.9881 | 1.2254 | 3.0551 | 0 | 0.039387 | -0.045117 | 0.62859 | 0.16139 | 0.33681 | 12.553 | 19.818 | -0.24586 | 0 | 0.50591 | 0 | 1.6728 | 0.17518
2025_03_27 Hr 20 | 0 | 0 | 0 | 0.072771 | 0.073314 | 0.070939 | 0.068572 | 0.066732 | 0.05821 | 0 | 0 | 0.0050755 | 1.02 | 0.041835 | 1.4838 | 1.4838 | 3.5263 | 0 | 0.0055943 | 0.006688 | 0.0039511 | 0 | 0 | 0.072835 | 0.014642 | 1.2332 | 0 | 3.9662 | 2.0585 | 0 | 0.58919 | 0.81115 | 0 | 0 | 0 | 0 | -23.3934 | 0.052206 | 0 | 0 | 0 | -0.18247 | 0 | 0 | 0 | 0 | 0 | 0 | 0 | 0 | 5.0017 | 0 | 0 | 0 | 1.822 | 0 | 2.0466 | 2.0466 | 0.96189 | 16.1973 | 1.2254 | 3.0551 | 0 | 0.039387 | 0 | 0.62859 | 0.16139 | 0.33681 | 12.8925 | 20.2711 | -0.18247 | 0 | 0.50591 | 0 | 1.6728 | 0.17835
2025_03_27 Hr 21 | 0 | 0 | 0 | 0.072771 | 0.073314 | 0.070939 | 0.068572 | 0.066732 | 0.05821 | 0 | 0 | 0.0050755 | 0.96 | 0.045291 | 1.4838 | 1.4838 | 3.5263 | 0 | 0.0055943 | 0.006688 | 0.0039511 | 0 | 0 | 0.072835 | 0.014642 | 1.2615 | 0 | 3.9662 | 2.0585 | 0 | 0.58919 | 0.81115 | 0 | 0 | 0 | 0 | -26.6267 | 0.052206 | 0 | 0 | 0 | -0.2102 | 0 | 0 | 0 | 0 | 0 | 0 | 0 | 0 | 5.1324 | 0 | 0 | 0 | 1.822 | 0 | 2.0466 | 2.0466 | 1.1099 | 16.2255 | 1.2254 | 3.0551 | 0 | 0.039387 | 0 | 0.62859 | 0.16139 | 0.33681 | 9.8809 | 20.4922 | -0.2102 | 0 | 0.50591 | 0 | 1.6728 | 0.17735
2025_03_27 Hr 22 | 0 | 0 | 0 | 0.072771 | 0.073314 | 0.070939 | 0.068572 | 0.066732 | 0.05821 | 0 | 0 | 0.0050755 | 0.63 | 0.026289 | 1.4838 | 1.4838 | 3.5263 | 0 | 0.0055943 | 0.006688 | 0.0039511 | 0 | 0 | 0.072835 | 0.014642 | 1.2598 | 0 | 3.9662 | 2.0585 | 0 | 0.58919 | 0.81115 | 0 | 0 | 0 | 0 | -21.6746 | 0.052206 | 0 | 0 | 0 | -0.18568 | 0 | 0 | 0 | 0 | 0 | 0 | 0 | 0 | 4.3847 | 0 | 0 | 0 | 1.822 | 0 | 2.0466 | 2.0466 | 0.87049 | 16.2239 | 1.2254 | 3.0551 | 0 | 0.039387 | 0 | 0.62859 | 0.16139 | 0.33681 | 13.5159 | 19.1523 | -0.18568 | 0 | 0.50591 | 0 | 1.6728 | 0.17353
2025_03_27 Hr 23 | 0 | 0 | 0 | 0.072771 | 0.073314 | 0.070939 | 0.068572 | 0.066732 | 0.05821 | 0 | 0 | 0.0050755 | 0.36 | 0.016257 | 1.4838 | 1.4838 | 3.5763 | 0 | 0.0055943 | 0.006688 | 0.0039511 | 0 | 0 | 0.072835 | 0.014642 | 1.2615 | 0 | 3.9852 | 2.0585 | 0 | 0.59394 | 0.81115 | 0 | 0 | 0 | 0 | -22.6443 | 0.052206 | 0 | 0 | 0 | -0.20111 | 0 | 0 | 0 | 0 | 0 | 0 | 0 | 0 | 3.3538 | 0 | 0 | 0 | 1.822 | 0 | 2.0725 | 2.0725 | 0.99236 | 16.3463 | 1.2254 | 3.0551 | 0 | 0.039387 | 0 | 0.62859 | 0.16139 | 0.33681 | 11.4649 | 17.9641 | -0.20111 | 0 | 0.50591 | 0 | 1.6728 | 0.16954
2025_03_27 Hr 24 | 0 | 0 | 0 | 0.072771 | 0.073314 | 0.070939 | 0.068572 | 0.066732 | 0.05821 | 0 | 0 | 0.0050755 | 0.21 | 0.0086359 | 1.4838 | 1.4838 | 3.5763 | 0 | 0.0055943 | 0.006688 | 0.0039511 | 0 | 0 | 0.072835 | 0.014642 | 1.2615 | 0 | 3.9852 | 2.0585 | 0 | 0.59394 | 0.81115 | 0 | 0 | 0 | 0 | -21.0882 | 0.052206 | 0 | 0 | 0 | -0.18296 | 0 | 0 | 0 | 0 | 0 | 0 | 0 | 0 | 2.8094 | 0 | 0 | 0 | 1.822 | 0 | 2.0725 | 2.0725 | 1.2927 | 16.3463 | 1.2254 | 3.0551 | 0 | 0.039387 | 0 | 0.62859 | 0.16139 | 0.33681 | 12.6354 | 17.5603 | -0.18296 | 0 | 0.50591 | 0 | 1.6728 | 0.16753
2025_03_28 Hr 01 | 0 | 0 | 0 | 0.058847 | 0.059287 | 0.057366 | 0.055452 | 0.053964 | 0.047072 | 0 | 0 | 0.0050755 | 0.24 | 0.010781 | 1.4838 | 1.4838 | 2.893 | 0 | 0.0055943 | 0.006688 | 0.0039511 | 0 | 0 | 0.072835 | 0.014642 | 1.2615 | 0 | 3.2226 | 2.0585 | 0 | 0.59394 | 0.81115 | 0 | 0 | 0 | 0 | -24.0443 | 0.052206 | 0 | 0 | 0 | -0.20005 | 0 | 0 | 0 | 0 | 0 | 0 | 0 | 0 | 2.7368 | 0 | 0 | 0 | 1.822 | 0 | 1.676 | 1.676 | 1.5016 | 14.0287 | 1.2254 | 3.0551 | 0 | 0.039387 | 0 | 0.62859 | 0.16139 | 0.33681 | 7.5123 | 17.7279 | -0.20005 | 0 | 0.50591 | 0 | 1.6728 | 0.1667
2025_03_28 Hr 02 | 0 | 0 | 0 | 0.058847 | 0.059287 | 0.057366 | 0.055452 | 0.053964 | 0.047072 | 0 | 0 | 0.0050755 | 0.42 | 0.018821 | 1.4838 | 1.4838 | 2.893 | 0 | 0.0055943 | 0.006688 | 0.0039511 | 0 | 0 | 0.072835 | 0.014642 | 1.2615 | 0 | 3.2226 | 2.0585 | 0 | 0.59394 | 0.81115 | 0 | 0 | 0 | 0 | -23.1064 | 0.052206 | 0 | 0 | 0 | -0.19955 | 0 | 0 | 0 | 0 | 0 | 0 | 0 | 0 | 2.6715 | 0 | 0 | 0 | 1.822 | 0 | 1.676 | 1.676 | 1.0794 | 14.0287 | 1.2254 | 3.0551 | 0 | 0.039387 | 0 | 0.62859 | 0.16139 | 0.33681 | 8.1498 | 17.4271 | -0.19955 | 0 | 0.50591 | 0 | 1.6728 | 0.16537
2025_03_28 Hr 03 | 0 | 0 | 0 | 0.058847 | 0.059287 | 0.057366 | 0.055452 | 0.053964 | 0.047072 | 0 | 0 | 0.0050755 | 0.39 | 0.017222 | 1.4838 | 1.4838 | 2.893 | 0 | 0.0055943 | 0.006688 | 0.0039511 | 0 | 0 | 0.072835 | 0.014642 | 1.2615 | 0.30785 | 3.2226 | 2.0585 | 0 | 0.59394 | 0.81115 | 0 | 0 | 0 | 0 | -23.5748 | 0.052206 | 0 | 0 | 0 | -0.19662 | 0 | 0 | 0 | 0 | 0 | 0 | 0 | 0 | 2.5335 | 0 | 0 | 0 | 1.822 | 0 | 1.676 | 1.676 | 1.2622 | 14.1869 | 1.2254 | 3.0551 | 0 | 0.039387 | 0 | 0.62859 | 0.16139 | 0.33681 | 7.8559 | 17.4404 | -0.19662 | 0 | 0.50591 | 0 | 1.6728 | 0.16541
2025_03_28 Hr 04 | 0 | 0 | 0 | 0.058847 | 0.059287 | 0.057366 | 0.055452 | 0.053964 | 0.047072 | 0 | 0 | 0.0050755 | 0.33 | 0.01606 | 1.4838 | 1.4838 | 2.893 | 0 | 0.0055943 | 0.006688 | 0.0039511 | 0 | 0 | 0.072835 | 0.014642 | 1.2615 | 0.15821 | 3.2226 | 2.0585 | 0 | 0.59394 | 0.81115 | 0 | 0 | 0 | 0 | -25.1062 | 0.052206 | 0 | 0 | 0 | -0.2169 | 0 | 0 | 0 | 0 | 0 | 0 | 0 | 0 | 2.3956 | 0 | 0 | 0 | 1.822 | 0 | 1.676 | 1.676 | 1.2317 | 14.1869 | 1.2254 | 3.0551 | 0 | 0.039387 | 0 | 0.62859 | 0.16139 | 0.33681 | 6.0741 | 17.2103 | -0.2169 | 0 | 0.50591 | 0 | 1.6728 | 0.16483
2025_03_28 Hr 05 | 0 | 0 | 0 | 0.058847 | 0.059287 | 0.057366 | 0.055452 | 0.053964 | 0.047072 | 0 | 0 | 0.0050755 | 0.3 | 0.014968 | 1.4838 | 1.4838 | 2.893 | 0 | 0.0055943 | 0.006688 | 0.0039511 | 0 | 0 | 0.072835 | 0.014642 | 1.2615 | 0.15821 | 3.2226 | 2.0585 | 0 | 0.59394 | 0.81115 | 0 | 0 | 0 | 0 | -27.9825 | 0.052206 | 0 | 0 | 0 | -0.22243 | 0 | 0 | 0 | 0 | 0 | 0 | 0 | 0 | 2.7368 | 0 | 0 | 0 | 1.822 | 0 | 1.676 | 1.676 | 1.5016 | 14.1869 | 1.2254 | 3.0551 | 0 | 0.039387 | 0 | 0.62859 | 0.16139 | 0.33681 | 3.7746 | 17.7926 | -0.22243 | 0 | 0.50591 | 0 | 1.6728 | 0.16719
2025_03_28 Hr 06 | 0 | 0 | 0 | 0.058847 | 0.059287 | 0.057366 | 0.055452 | 0.053964 | 0.047072 | 0 | 0 | 0.0050755 | 0.27 | 0.015334 | 1.4838 | 1.4838 | 2.893 | 0 | 0.0055943 | 0.006688 | 0.0039511 | 0 | 0 | 0.072835 | 0.014642 | 1.2615 | 0.15821 | 3.2226 | 2.0585 | 0 | 0.59394 | 0.81115 | 0 | 0 | 0 | 0 | -33.3416 | 0.052206 | 0 | 0 | 0 | -0.25347 | 0 | 0 | 0 | 0 | 0 | 0 | 0 | 0 | 3.0126 | 0 | 0 | 0 | 1.822 | 0 | 1.676 | 1.676 | 2.0108 | 14.1869 | 1.2254 | 3.0551 | 0 | 0.039387 | 0 | 0.62859 | 0.16139 | 0.33681 | -0.8547 | 18.5535 | -0.25347 | 0 | 0.50591 | 0 | 1.6728 | 0.17263
2025_03_28 Hr 07 | 0 | 0 | 0 | 0.058847 | 0.059287 | 0.057366 | 0.055452 | 0.053964 | 0.047072 | 0 | 0 | 0.0050755 | 0.27 | 0.018489 | 1.4838 | 1.4838 | 2.8525 | 0 | 0.0055943 | 0.006688 | 0.0039511 | 0 | 0 | 0.072835 | 0.014642 | 1.2615 | 0.15821 | 3.2073 | 2.0585 | 0 | 0.58919 | 0.81115 | 0 | 0 | 0 | 0 | -39.7817 | 0.052206 | 0 | 0 | 0 | -0.30604 | 0 | 0 | 0 | 0 | 0 | 0 | 0 | 0 | 3.4264 | 0 | 0 | 0 | 1.822 | 0 | 1.655 | 1.655 | 1.9194 | 14.0893 | 1.2254 | 3.0551 | 0 | 0.039387 | 0 | 0.62859 | 0.16139 | 0.33681 | -7.1179 | 18.8806 | -0.30604 | 0 | 0.50591 | 0 | 1.6728 | 0.1789
2025_03_28 Hr 08 | 0.1586 | 9.6054e-07 | 0 | 0.058847 | 0.059287 | 0.057366 | 0.055452 | 0.053964 | 0.047072 | 0 | 0 | 0.0050755 | 0.27 | 0.016137 | 1.4838 | 1.4838 | 2.8525 | 0 | 0.0055943 | 0.006688 | 0.0039511 | 0 | 0 | 0.072835 | 0.014642 | 1.2615 | 0.15821 | 3.2073 | 2.0585 | 0 | 0.58919 | 0.81115 | 0 | 0 | 0 | 0 | -32.8806 | 0.052206 | 0 | 0 | 0 | -0.26685 | 0 | 0 | 0 | 0 | 0 | 0 | 0 | 0 | 3.6297 | 0 | 0 | 0 | 1.822 | 0 | 1.655 | 1.655 | 1.741 | 14.0893 | 1.2254 | 3.0551 | 0 | 0.039387 | -0.1586 | 0.62859 | 0.16139 | 0.33681 | -0.15232 | 19.0645 | -0.42545 | 0 | 0.50591 | 0 | 1.6728 | 0.18172
2025_03_28 Hr 09 | 0.40874 | 0.0001077 | 0 | 0.058847 | 0.059287 | 0.057366 | 0.055452 | 0.053964 | 0.047072 | 0 | 0 | 0.0050755 | 0.24 | 0.013076 | 1.4838 | 1.4838 | 2.8525 | 0 | 0.0055943 | 0.006688 | 0.0039511 | 0 | 0 | 0.072835 | 0.014642 | 1.2615 | 0.15821 | 3.2073 | 2.0585 | 0 | 0.58919 | 0.81115 | 0 | 0 | 0 | 0 | -30.9819 | 0.052206 | 0 | 0 | 0 | -0.24307 | 0 | 0 | 0 | 0 | 0 | 0 | 0 | 0 | 3.4264 | 0 | 0 | 0 | 1.822 | 0 | 1.655 | 1.655 | 2.3416 | 14.0893 | 1.2254 | 3.0551 | 0 | 0.039387 | -0.40874 | 0.62859 | 0.16139 | 0.33681 | 2.1351 | 19.6795 | -0.65181 | 0 | 0.50591 | 0 | 1.6728 | 0.18218
2025_03_28 Hr 10 | 0.49948 | 0.00034461 | 0 | 0.058847 | 0.059287 | 0.057366 | 0.055452 | 0.053964 | 0.047072 | 0 | 0 | 0.0050755 | 0.27 | 0.014086 | 1.4838 | 1.4838 | 2.8525 | 0 | 0.0055943 | 0.006688 | 0.0039511 | 0 | 0 | 0.072835 | 0.014642 | 1.2615 | 0 | 3.2073 | 2.0585 | 0 | 0.58919 | 0.81115 | 0 | 0 | 0 | 0 | -28.7413 | 0.052206 | 0 | 0 | 0 | -0.23267 | 0 | 0 | 0 | 0 | 0 | 0 | 0 | 0 | 3.1506 | 0 | 0 | 0 | 1.822 | 0 | 1.655 | 1.655 | 2.3416 | 13.9311 | 1.2254 | 3.0551 | 0 | 0.039387 | -0.49948 | 0.62859 | 0.16139 | 0.33681 | 3.9821 | 19.5245 | -0.73215 | 0 | 0.50591 | 0 | 1.6728 | 0.18106
2025_03_28 Hr 11 | 0.54489 | 0.00036714 | 0 | 0.058847 | 0.059287 | 0.057366 | 0.055452 | 0.053964 | 0.047072 | 0 | 0 | 0.0050755 | 0.24 | 0.0087862 | 1.4838 | 1.4838 | 2.8525 | 0 | 0.0055943 | 0.006688 | 0.0039511 | 0 | 0 | 0.072835 | 0.014642 | 0.86641 | 0 | 3.2073 | 2.0585 | 0 | 0.58919 | 0.81115 | 0 | 0 | 0 | 0 | -17.8032 | 0.052206 | 0 | 0 | 0 | -0.16264 | 0 | 0 | 0 | 0 | 0 | 0 | 0 | 0 | 3.078 | 0 | 0 | 0 | 1.822 | 0 | 1.655 | 1.655 | 1.9499 | 13.536 | 1.2254 | 3.0551 | 0 | 0.039387 | -0.54489 | 0.62859 | 0.16139 | 0.33681 | 14.0938 | 19.0686 | -0.70753 | 0 | 0.50591 | 0 | 1.6728 | 0.17936
2025_03_28 Hr 12 | 0.56734 | 0.0004301 | 0 | 0 | 0 | 0 | 0.055452 | 0.053964 | 0.047072 | 0 | 0 | 0.0050755 | 0.18 | 0.0061286 | 1.4838 | 1.4838 | 2.8525 | 0 | 0.0055943 | 0.006688 | 0.0039511 | 0 | 0 | 0.072835 | 0.014642 | 0.4814 | 0 | 3.2073 | 2.0585 | 0 | 0.58919 | 0.81115 | 0 | 0 | 0 | 0 | -14.0868 | 0.052206 | 0 | 0.0010944 | 0 | -0.15112 | 0 | 0 | 0 | 0 | 0 | 0 | 0 | 0 | 3.1506 | 0 | 0 | 0 | 1.822 | 0 | 1.655 | 1.655 | 1.9804 | 12.9755 | 1.2254 | 3.0551 | 0 | 0.039387 | -0.56734 | 0.62859 | 0.16139 | 0.33681 | 17.299 | 19.1288 | -0.71845 | 0 | 0.50591 | 0 | 1.6728 | 0.1767
2025_03_28 Hr 13 | 0.45415 | 0.00047409 | 0 | 0 | 0 | 0 | 0 | 0 | 0.047072 | 0 | 0 | 0.0050755 | 0.15 | 0.0052803 | 1.4838 | 1.4838 | 2.8525 | 0 | 0.0055943 | 0.006688 | 0.0039511 | 0 | 0 | 0.072835 | 0.014642 | 0.4881 | 0 | 3.2073 | 2.0585 | 0 | 0.58919 | 0.81115 | 0 | 0 | 0 | 0 | -14.1833 | 0.052206 | 0 | 0.0018858 | 0 | -0.15631 | 0 | 0 | 0 | 0 | 0 | 0 | 0 | 0 | 2.9473 | 0 | 0 | 0 | 1.822 | 0 | 1.655 | 1.655 | 2.4026 | 12.8727 | 1.2254 | 3.0551 | 0 | 0.039387 | -0.45415 | 0.62859 | 0.16139 | 0.33681 | 17.2815 | 19.2025 | -0.61045 | 0 | 0.50591 | 0 | 1.6728 | 0.17542
2025_03_28 Hr 14 | 0.52222 | 0.00045715 | 0 | 0 | 0 | 0 | 0 | 0 | 0.047072 | 0 | 0 | 0.0050755 | 0.12 | 0.0040878 | 1.4838 | 1.4838 | 2.8525 | 0 | 0.0055943 | 0.006688 | 0.0039511 | 0 | 0 | 0.072835 | 0.014642 | 0.48139 | 0 | 3.2073 | 2.0585 | 0 | 0.58919 | 0.81115 | 0 | 0 | 0 | 0 | -12.3288 | 0.052206 | 0 | 0.0018249 | 0 | -0.15119 | 0 | 0 | 0 | 0 | 0 | 0 | 0 | 0 | 1.9165 | 0 | 0 | 0 | 1.822 | 0 | 1.655 | 1.655 | 2.1632 | 12.866 | 1.2254 | 3.0551 | 0 | 0.039387 | -0.52222 | 0.62859 | 0.16139 | 0.33681 | 17.831 | 17.9672 | -0.67341 | 0 | 0.50591 | 0 | 1.6728 | 0.17342
2025_03_28 Hr 15 | 0.36362 | 0.00040222 | 0 | 0 | 0 | 0 | 0 | 0 | 0.047072 | 0 | 0 | 0.0050755 | 0.15 | 0.0046175 | 1.4838 | 1.4838 | 2.8525 | 0 | 0.0055943 | 0.006688 | 0.0039511 | 0 | 0 | 0.072835 | 0.014642 | 0.4814 | 0 | 3.2073 | 2.0585 | 0 | 0.58919 | 0.81115 | 0 | 0 | 0 | 0 | -11.9691 | 0.052206 | 0 | 0.0016491 | 0 | -0.13643 | 0 | 0 | 0 | 0 | 0 | 0 | 0 | 0 | 3.0126 | 0 | 0 | 0 | 1.822 | 0 | 1.6147 | 1.6147 | 2.0108 | 12.7853 | 1.2254 | 3.0551 | 0 | 0.039387 | -0.36362 | 0.62859 | 0.16139 | 0.33681 | 19.0993 | 18.7831 | -0.50005 | 0 | 0.50591 | 0 | 1.6728 | 0.17367
2025_03_28 Hr 16 | 0.31814 | 0.00048767 | 0 | 0.01963 | 0.019762 | 0.019122 | 0 | 0 | 0.047072 | 0 | 0 | 0.0050755 | 0.18 | 0.0076284 | 1.4838 | 1.4838 | 2.8525 | 0 | 0.0055943 | 0.006688 | 0.0039511 | 0 | 0 | 0.072835 | 0.014642 | 0.60193 | 0 | 3.2073 | 2.0585 | 0 | 0.58919 | 0.81115 | 0 | 0 | 0 | 0 | -16.2575 | 0.052206 | 0 | 0.0016535 | 0 | -0.18861 | 0 | 0 | 0 | 0 | 0 | 0 | 0 | 0 | 2.6715 | 0 | 0 | 0 | 1.822 | 0 | 1.6346 | 1.6346 | 1.8019 | 13.0043 | 1.2254 | 3.0551 | 0 | 0.039387 | -0.31814 | 0.62859 | 0.16139 | 0.33681 | 14.4596 | 18.2195 | -0.50675 | 0 | 0.50591 | 0 | 1.6728 | 0.17255
2025_03_28 Hr 17 | 0.45422 | 0.00043165 | 0 | 0.058847 | 0.059287 | 0.057366 | 0.023105 | 0.022485 | 0.047072 | 0 | 0 | 0.0050755 | 0.18 | 0.009747 | 1.4838 | 1.4838 | 2.8525 | 0 | 0.0055943 | 0.006688 | 0.0039511 | 0 | 0 | 0.072835 | 0.014642 | 1.0388 | 0.18919 | 3.2073 | 2.0585 | 0 | 0.58919 | 0.81115 | 0 | 0 | 0 | 0 | -22.2858 | 0.052206 | 0 | 0.00047479 | 0 | -0.24157 | 0 | 0 | 0 | 0 | 0 | 0 | 0 | 0 | 3.1506 | 0 | 0 | 0 | 1.822 | 0 | 1.655 | 1.655 | 1.4102 | 13.6841 | 1.2254 | 3.0551 | 0 | 0.039387 | -0.45422 | 0.62859 | 0.16139 | 0.33681 | 9.1479 | 18.4454 | -0.69579 | 0 | 0.50591 | 0 | 1.6728 | 0.17288
2025_03_28 Hr 18 | 0.4232 | 0.00022898 | 0 | 0.058847 | 0.059287 | 0.057366 | 0.055452 | 0.053964 | 0.047072 | 0 | 0 | 0.0050755 | 0.21 | 0.01061 | 1.4838 | 1.4838 | 2.8525 | 0 | 0.0055943 | 0.006688 | 0.0039511 | 0 | 0 | 0.072835 | 0.014642 | 1.2264 | 0.15821 | 3.2073 | 2.0585 | 0 | 0.58919 | 0.81115 | 0 | 0 | 0 | 0 | -22.134 | 0.052206 | 0 | 0 | 0 | -0.22525 | 0 | 0 | 0 | 0 | 0 | 0 | 0 | 0 | 2.0544 | 0 | 0 | 0 | 1.822 | 0 | 1.655 | 1.655 | 1.9499 | 14.0541 | 1.2254 | 3.0551 | 0 | 0.039387 | -0.4232 | 0.62859 | 0.16139 | 0.33681 | 9.1607 | 17.8891 | -0.64845 | 0 | 0.50591 | 0 | 1.6728 | 0.17339
2025_03_28 Hr 19 | 0.11348 | 3.5078e-05 | 0 | 0.058847 | 0.059287 | 0.057366 | 0.055452 | 0.053964 | 0.047072 | 0 | 0 | 0.0050755 | 0.21 | 0.011459 | 1.4838 | 1.4838 | 2.8525 | 0 | 0.0055943 | 0.006688 | 0.0039511 | 0 | 0 | 0.072835 | 0.014642 | 1.2615 | 0.15821 | 3.2073 | 2.0585 | 0 | 0.58919 | 0.81115 | 0 | 0 | 0 | 0 | -22.7723 | 0.052206 | 0 | 0 | 0 | -0.24344 | 0 | 0 | 0 | 0 | 0 | 0 | 0 | 0 | 1.5753 | 0 | 0 | 0 | 1.822 | 0 | 1.655 | 1.655 | 2.1327 | 14.0893 | 1.2254 | 3.0551 | 0 | 0.039387 | -0.11348 | 0.62859 | 0.16139 | 0.33681 | 8.2431 | 17.2831 | -0.35692 | 0 | 0.50591 | 0 | 1.6728 | 0.1728
2025_03_28 Hr 20 | 0 | 0 | 0 | 0.058847 | 0.059287 | 0.057366 | 0.055452 | 0.053964 | 0.047072 | 0 | 0 | 0.0050755 | 0.12 | 0.0062556 | 1.4838 | 1.4838 | 2.8525 | 0 | 0.0055943 | 0.006688 | 0.0039511 | 0 | 0 | 0.072835 | 0.014642 | 1.2615 | 0.15821 | 3.2073 | 2.0585 | 0 | 0.58919 | 0.81115 | 0 | 0 | 0 | 0 | -23.5358 | 0.052206 | 0 | 0 | 0 | -0.23248 | 0 | 0 | 0 | 0 | 0 | 0 | 0 | 0 | 1.8511 | 0 | 0 | 0 | 1.822 | 0 | 1.655 | 1.655 | 2.3721 | 14.0893 | 1.2254 | 3.0551 | 0 | 0.039387 | 0 | 0.62859 | 0.16139 | 0.33681 | 7.9124 | 17.5914 | -0.23248 | 0 | 0.50591 | 0 | 1.6728 | 0.17463
2025_03_28 Hr 21 | 0 | 0 | 0 | 0.058847 | 0.059287 | 0.057366 | 0.055452 | 0.053964 | 0.047072 | 0 | 0 | 0.0050755 | 0.12 | 0.0060854 | 1.4838 | 1.4838 | 2.8525 | 0 | 0.0055943 | 0.006688 | 0.0039511 | 0 | 0 | 0.072835 | 0.014642 | 1.2615 | 0.15821 | 3.2073 | 2.0585 | 0 | 0.58919 | 0.81115 | 0 | 0 | 0 | 0 | -26.0063 | 0.052206 | 0 | 0 | 0 | -0.2261 | 0 | 0 | 0 | 0 | 0 | 0 | 0 | 0 | 2.2577 | 0 | 0 | 0 | 1.822 | 0 | 1.655 | 1.655 | 2.581 | 14.0893 | 1.2254 | 3.0551 | 0 | 0.039387 | 0 | 0.62859 | 0.16139 | 0.33681 | 6.0642 | 18.2073 | -0.2261 | 0 | 0.50591 | 0 | 1.6728 | 0.17525
2025_03_28 Hr 22 | 0 | 0 | 0 | 0.058847 | 0.059287 | 0.057366 | 0.055452 | 0.053964 | 0.047072 | 0 | 0 | 0.0050755 | 0.03 | 0.0014496 | 1.4838 | 1.4838 | 2.8525 | 0 | 0.0055943 | 0.006688 | 0.0039511 | 0 | 0 | 0.072835 | 0.014642 | 1.2615 | 0.15821 | 3.2073 | 2.0585 | 0 | 0.58919 | 0.81115 | 0 | 0 | 0 | 0 | -26.2621 | 0.052206 | 0 | 0 | 0 | -0.21534 | 0 | 0 | 0 | 0 | 0 | 0 | 0 | 0 | 3.3538 | 0 | 0 | 0 | 1.822 | 0 | 1.655 | 1.655 | 2.6724 | 14.0893 | 1.2254 | 3.0551 | 0 | 0.039387 | 0 | 0.62859 | 0.16139 | 0.33681 | 6.9104 | 19.2986 | -0.21534 | 0 | 0.50591 | 0 | 1.6728 | 0.17363
2025_03_28 Hr 23 | 0 | 0 | 0 | 0.058847 | 0.059287 | 0.057366 | 0.055452 | 0.053964 | 0.047072 | 0 | 0 | 0.0050755 | 0.12 | 0.0053467 | 1.4838 | 1.4838 | 2.893 | 0 | 0.0055943 | 0.006688 | 0.0039511 | 0 | 0 | 0.072835 | 0.014642 | 1.2615 | 0.15821 | 3.2226 | 2.0585 | 0 | 0.59394 | 0.81115 | 0 | 0 | 0 | 0 | -25.5916 | 0.052206 | 0 | 0 | 0 | -0.1984 | 0 | 0 | 0 | 0 | 0 | 0 | 0 | 0 | 3.9055 | 0 | 0 | 0 | 1.822 | 0 | 1.676 | 1.676 | 2.3416 | 14.1869 | 1.2254 | 3.0551 | 0 | 0.039387 | 0 | 0.62859 | 0.16139 | 0.33681 | 8.0118 | 19.6149 | -0.1984 | 0 | 0.50591 | 0 | 1.6728 | 0.17031
2025_03_28 Hr 24 | 0 | 0 | 0 | 0.058847 | 0.059287 | 0.057366 | 0.055452 | 0.053964 | 0.047072 | 0 | 0 | 0.0050755 | 0.12 | 0.0052017 | 1.4838 | 1.4838 | 2.893 | 0 | 0.0055943 | 0.006688 | 0.0039511 | 0 | 0 | 0.072835 | 0.014642 | 1.2615 | 0.15821 | 3.2226 | 2.0585 | 0 | 0.59394 | 0.81115 | 0 | 0 | 0 | 0 | -24.9718 | 0.052206 | 0 | 0 | 0 | -0.19297 | 0 | 0 | 0 | 0 | 0 | 0 | 0 | 0 | 3.2885 | 0 | 0 | 0 | 1.822 | 0 | 1.676 | 1.676 | 2.2198 | 14.1869 | 1.2254 | 3.0551 | 0 | 0.039387 | 0 | 0.62859 | 0.16139 | 0.33681 | 7.8958 | 18.8737 | -0.19297 | 0 | 0.50591 | 0 | 1.6728 | 0.16815
2025_03_29 Hr 01 | 0 | 0 | 0 | 0.082053 | 0.082666 | 0.079988 | 0.077319 | 0.075244 | 0.065635 | 0 | 0 | 0.0050755 | 0.12 | 0.0050976 | 1.4838 | 1.4838 | 4.0319 | 0 | 0.0055943 | 0.006688 | 0.0039511 | 0 | 0 | 0.072835 | 0.014642 | 1.2615 | 0.21869 | 4.4935 | 2.0585 | 0 | 0.59394 | 0.81115 | 0 | 0 | 0 | 0 | -27.073 | 0.052206 | 0 | 0 | 0 | -0.18906 | 0 | 0 | 0 | 0 | 0 | 0 | 0 | 0 | 3.078 | 0 | 0 | 0 | 1.822 | 0 | 2.3369 | 2.3369 | 2.5505 | 18.11 | 1.2254 | 3.0551 | 0 | 0.039387 | 0 | 0.62859 | 0.16139 | 0.33681 | 9.8427 | 18.9947 | -0.18906 | 0 | 0.50591 | 0 | 1.6728 | 0.16905
2025_03_29 Hr 02 | 0 | 0 | 0 | 0.082053 | 0.082666 | 0.079988 | 0.077319 | 0.075244 | 0.065635 | 0 | 0 | 0.0050755 | 0.06 | 0.0024435 | 1.4838 | 1.4838 | 4.0319 | 0 | 0.0055943 | 0.006688 | 0.0039511 | 0 | 0 | 0.072835 | 0.014642 | 0.83075 | 0.21869 | 4.4935 | 2.0585 | 0 | 0.59394 | 0.81115 | 0 | 0 | 0 | 0 | -25.1357 | 0.052206 | 0 | 0 | 0 | -0.18116 | 0 | 0 | 0 | 0 | 0 | 0 | 0 | 0 | 3.2885 | 0 | 0 | 0 | 1.822 | 0 | 2.3369 | 2.3369 | 2.4896 | 17.6792 | 1.2254 | 3.0551 | 0 | 0.039387 | 0 | 0.62859 | 0.16139 | 0.33681 | 11.4424 | 19.08 | -0.18116 | 0 | 0.50591 | 0 | 1.6728 | 0.16743
2025_03_29 Hr 03 | 0 | 0 | 0 | 0.082053 | 0.082666 | 0.079988 | 0.077319 | 0.075244 | 0.065635 | 0 | 0 | 0.0050755 | 0.06 | 0.0026452 | 1.4791 | 1.4791 | 3.964 | 0 | 0.0055943 | 0.006688 | 0.0039511 | 0 | 0 | 0.072835 | 0.014642 | 0.7226 | 0.21869 | 4.4672 | 2.0585 | 0 | 0.58977 | 0.81115 | 0 | 0 | 0 | 0 | -25.7491 | 0.052206 | 0 | 0 | 0 | -0.19629 | 0 | 0 | 0 | 0 | 0 | 0 | 0 | 0 | 3.3538 | 0 | 0 | 0 | 1.822 | 0 | 2.2012 | 2.2012 | 2.0718 | 17.1961 | 1.2254 | 3.0551 | 0 | 0.039387 | 0 | 0.62859 | 0.16139 | 0.33681 | 9.9741 | 18.7233 | -0.19629 | 0 | 0.50591 | 0 | 1.6728 | 0.16717
2025_03_29 Hr 04 | 0 | 0 | 0 | 0.082053 | 0.082666 | 0.079988 | 0.077319 | 0.075244 | 0.065635 | 0 | 0 | 0.0050755 | 0.21 | 0.0097122 | 1.4838 | 1.4838 | 4.0093 | 0 | 0.0055943 | 0.006688 | 0.0039511 | 0 | 0 | 0.072835 | 0.014642 | 0.64892 | 0.21869 | 4.4847 | 2.0585 | 0 | 0.59255 | 0.81115 | 0 | 0 | 0 | 0 | -28.582 | 0.052206 | 0 | 0 | 0 | -0.20602 | 0 | 0 | 0 | 0 | 0 | 0 | 0 | 0 | 3.695 | 0 | 0 | 0 | 1.822 | 0 | 2.1875 | 2.1875 | 2.0108 | 17.1672 | 1.2254 | 3.0551 | 0 | 0.039387 | 0 | 0.62859 | 0.16139 | 0.33681 | 7.5434 | 19.1641 | -0.20602 | 0 | 0.50591 | 0 | 1.6728 | 0.16789
2025_03_29 Hr 05 | 0 | 0 | 0 | 0.082053 | 0.082666 | 0.079988 | 0.077319 | 0.075244 | 0.065635 | 0 | 0 | 0.0050755 | 0.45 | 0.017665 | 1.4838 | 1.4838 | 4.0319 | 0 | 0.0055943 | 0.006688 | 0.0039511 | 0 | 0 | 0.072835 | 0.014642 | 0.62218 | 0.21869 | 4.4935 | 2.0585 | 0 | 0.59394 | 0.81115 | 0 | 0 | 0 | 0 | -24.8464 | 0.052206 | 0 | 0 | 0 | -0.17455 | 0 | 0 | 0 | 0 | 0 | 0 | 0 | 0 | 3.7676 | 0 | 0 | 0 | 1.822 | 0 | 2.3369 | 2.3369 | 2.1022 | 17.4707 | 1.2254 | 3.0551 | 0 | 0.039387 | 0 | 0.62859 | 0.16139 | 0.33681 | 12.0284 | 19.5787 | -0.17455 | 0 | 0.50591 | 0 | 1.6728 | 0.16909
2025_03_29 Hr 06 | 0 | 0 | 0 | 0.082053 | 0.082666 | 0.079988 | 0.077319 | 0.075244 | 0.065635 | 0 | 0 | 0.0050755 | 0.63 | 0.026253 | 1.4838 | 1.4838 | 4.0319 | 0 | 0.0055943 | 0.006688 | 0.0039511 | 0 | 0 | 0.072835 | 0.014642 | 0.86338 | 0.21869 | 4.4935 | 2.0585 | 0 | 0.59394 | 0.81115 | 0 | 0 | 0 | 0 | -27.608 | 0.052206 | 0 | 0 | 0 | -0.18542 | 0 | 0 | 0 | 0 | 0 | 0 | 0 | 0 | 4.0435 | 0 | 0 | 0 | 1.822 | 0 | 2.3369 | 2.3369 | 1.9804 | 17.7119 | 1.2254 | 3.0551 | 0 | 0.039387 | 0 | 0.62859 | 0.16139 | 0.33681 | 9.8427 | 19.9243 | -0.18542 | 0 | 0.50591 | 0 | 1.6728 | 0.17209
2025_03_29 Hr 07 | 0 | 0 | 0 | 0.082053 | 0.082666 | 0.079988 | 0.077319 | 0.075244 | 0.065635 | 0 | 0 | 0.0050755 | 0.69 | 0.023891 | 1.4838 | 1.4838 | 3.9756 | 0 | 0.0055943 | 0.006688 | 0.0039511 | 0 | 0 | 0.072835 | 0.014642 | 0.60703 | 0.21869 | 4.4721 | 2.0585 | 0 | 0.58919 | 0.81115 | 0 | 0 | 0 | 0 | -21.9512 | 0.052206 | 0 | 0 | 0 | -0.15371 | 0 | 0 | 0 | 0 | 0 | 0 | 0 | 0 | 3.6297 | 0 | 0 | 0 | 1.822 | 0 | 2.3077 | 2.3077 | 1.6496 | 17.3194 | 1.2254 | 3.0551 | 0 | 0.039387 | 0 | 0.62859 | 0.16139 | 0.33681 | 14.4507 | 19.2362 | -0.15371 | 0 | 0.50591 | 0 | 1.6728 | 0.17572
2025_03_29 Hr 08 | 0.045117 | 0 | 0 | 0.082053 | 0.082666 | 0.079988 | 0.077319 | 0.075244 | 0.065635 | 0 | 0 | 0.0050755 | 0.24 | 0.020107 | 1.4823 | 1.4823 | 3.9644 | 0 | 0.0055943 | 0.006688 | 0.0039511 | 0 | 0 | 0.072835 | 0.014642 | 0.85128 | 0.21869 | 4.4633 | 2.0585 | 0 | 0.58781 | 0.81115 | 0 | 0 | 0 | 0 | -49.8478 | 0.052206 | 0 | 0 | 0 | -0.37491 | 0 | 0 | 0 | 0 | 0 | 0 | 0 | 0 | 3.7676 | 0 | 0 | 0 | 1.822 | 0 | 2.2741 | 2.2741 | 1.4407 | 17.4733 | 1.2254 | 3.0551 | 0 | 0.039387 | -0.045117 | 0.62859 | 0.16139 | 0.33681 | -14.0374 | 18.757 | -0.42002 | 0 | 0.50591 | 0 | 1.6728 | 0.1776
2025_03_29 Hr 09 | 0.22653 | 9.8072e-06 | 0 | 0.082053 | 0.082666 | 0.079988 | 0.077319 | 0.075244 | 0.065635 | 0 | 0 | 0.0050755 | 0.18 | 0.005492 | 1.4838 | 1.4838 | 3.9756 | 0 | 0.0055943 | 0.006688 | 0.0039511 | 0 | 0 | 0.072835 | 0.014642 | 0.4747 | 0.21869 | 4.4721 | 2.0585 | 0 | 0.58919 | 0.81115 | 0 | 0 | 0 | 0 | -15.4113 | 0.052206 | 0 | 0 | 0 | -0.1352 | 0 | 0 | 0 | 0 | 0 | 0 | 0 | 0 | 3.7676 | 0 | 0 | 0 | 1.822 | 0 | 2.0711 | 2.0711 | 0.96189 | 16.7138 | 1.2254 | 3.0551 | 0 | 0.039387 | -0.22653 | 0.62859 | 0.16139 | 0.33681 | 19.3288 | 18.388 | -0.36173 | 0 | 0.50591 | 0 | 1.6728 | 0.17914
2025_03_29 Hr 10 | 0.34081 | 3.2391e-05 | 0 | 0.082053 | 0.082666 | 0.079988 | 0.077319 | 0.075244 | 0.065635 | 0 | 0 | 0.0050755 | 0.45 | 0.021594 | 1.4838 | 1.4838 | 3.9756 | 0 | 0.0055943 | 0.006688 | 0.0039511 | 0 | 0 | 0.072835 | 0.014642 | 0.60196 | 0 | 4.4721 | 2.0585 | 0 | 0.58919 | 0.81115 | 0 | 0 | 0 | 0 | -21.4752 | 0.052206 | 0 | 0 | 0 | -0.21384 | 0 | 0 | 0 | 0 | 0 | 0 | 0 | 0 | 3.6297 | 0 | 0 | 0 | 1.822 | 0 | 2.1674 | 2.1674 | 0.96189 | 16.815 | 1.2254 | 3.0551 | 0 | 0.039387 | -0.34081 | 0.62859 | 0.16139 | 0.33681 | 13.4351 | 18.65 | -0.55465 | 0 | 0.50591 | 0 | 1.6728 | 0.17868
2025_03_29 Hr 11 | 0.40867 | 2.5109e-05 | 0 | 0 | 0 | 0 | 0 | 0 | 0.065635 | 0 | 0 | 0.0050755 | 0.54 | 0.013831 | 1.4838 | 1.4838 | 3.9756 | 0 | 0.0055943 | 0.006688 | 0.0039511 | 0 | 0 | 0.072835 | 0.014642 | 0.47133 | 0 | 4.4721 | 2.0585 | 0 | 0.58919 | 0.81115 | 0 | 0 | 0 | 0 | -9.6259 | 0.052206 | 0 | 0.0013721 | 0 | -0.11316 | 0 | 0 | 0 | 0 | 0 | 0 | 0 | 0 | 3.5644 | 0 | 0 | 0 | 1.822 | 0 | 1.8907 | 1.8907 | 0.84002 | 15.7337 | 1.2254 | 3.0551 | 0 | 0.039387 | -0.40867 | 0.62859 | 0.16139 | 0.33681 | 24.1978 | 18.6118 | -0.52182 | 0 | 0.50591 | 0 | 1.6728 | 0.17761
2025_03_29 Hr 12 | 0.59 | 3.4112e-05 | 0 | 0 | 0 | 0 | 0 | 0 | 0 | 0 | 0 | 0.0050755 | 1.11 | 0.026472 | 1.4823 | 1.4823 | 3.8643 | 0 | 0.0055943 | 0.006688 | 0.0039511 | 0 | 0 | 0.072835 | 0.014642 | 0.47301 | 0 | 4.4457 | 2.0585 | 0 | 0.58506 | 0.81115 | 0 | 0 | 0 | 0 | -8.295 | 0.052206 | 0 | 0.0015331 | 0 | -0.10522 | 0 | 0 | 0 | 0 | 0 | 0 | 0 | 0 | 2.9473 | 0 | 0 | 0 | 1.822 | 0 | 1.9017 | 1.9017 | 0.77909 | 15.5509 | 1.2254 | 3.0551 | 0 | 0.039387 | -0.59 | 0.62859 | 0.16139 | 0.33681 | 25.2517 | 18.6911 | -0.69522 | 0 | 0.50591 | 0 | 1.6728 | 0.17496
2025_03_29 Hr 13 | 0.72637 | 0.00011706 | 0 | 0 | 0 | 0 | 0 | 0 | 0 | 0 | 0 | 0.0050755 | 1.86 | 0.058144 | 1.4399 | 1.4399 | 3.3497 | 0 | 0.0055943 | 0.006688 | 0.0039511 | 0 | 0 | 0.072835 | 0.014642 | 0.48809 | 0 | 4.2163 | 2.0585 | 0 | 0.54924 | 0.81115 | 0 | 0 | 0 | 0 | -10.5245 | 0.052206 | 0 | 0.0020096 | 0 | -0.13857 | 0 | 0 | 0 | 0 | 0 | 0 | 0 | 0 | 3.3538 | 0 | 0 | 0 | 1.822 | 0 | 1.9417 | 1.9417 | 1.0185 | 14.8173 | 1.2254 | 3.0551 | 0 | 0.039387 | -0.72637 | 0.62859 | 0.16139 | 0.33681 | 23.6452 | 20.2173 | -0.86494 | 0 | 0.50591 | 0 | 1.6728 | 0.17303
2025_03_29 Hr 14 | 0.38636 | 0.00016175 | 0 | 0 | 0 | 0 | 0 | 0 | 0 | 0 | 0 | 0.0050755 | 2.16 | 0.051514 | 1.4838 | 1.4838 | 3.5127 | 0 | 0.0055943 | 0.006688 | 0.0039511 | 0 | 0 | 0.072835 | 0.014642 | 0.47133 | 0 | 4.4721 | 2.0585 | 0 | 0.58919 | 0.81115 | 0 | 0 | 0 | 0 | -8.6714 | 0.052206 | 0 | 0.0015332 | 0 | -0.10522 | 0 | 0 | 0 | 0 | 0 | 0 | 0 | 0 | 3.5644 | 0 | 0 | 0 | 1.822 | 0 | 1.8512 | 1.8512 | 1.2622 | 15.1263 | 1.2254 | 3.0551 | 0 | 0.039387 | -0.38636 | 0.62859 | 0.16139 | 0.33681 | 26.6268 | 20.6635 | -0.49158 | 0 | 0.50591 | 0 | 1.6728 | 0.17157
2025_03_29 Hr 15 | 0.31792 | 9.4401e-05 | 0 | 0 | 0 | 0 | 0 | 0 | 0 | 0 | 0 | 0.0050755 | 2.16 | 0.045969 | 1.4838 | 1.4838 | 3.8087 | 0 | 0.0055943 | 0.006688 | 0.0039511 | 0 | 0 | 0.072835 | 0.014642 | 0.47133 | 0 | 4.4368 | 2.0585 | 0 | 0.58368 | 0.81115 | 0 | 0 | 0 | 0 | -7.438 | 0.052206 | 0 | 0.0013681 | 0 | -0.093669 | 0 | 0 | 0 | 0 | 0 | 0 | 0 | 0 | 2.8094 | 0 | 0 | 0 | 1.822 | 0 | 1.8344 | 1.8344 | 0.96189 | 15.3533 | 1.2254 | 3.0551 | 0 | 0.039387 | -0.31792 | 0.62859 | 0.16139 | 0.33681 | 27.0308 | 19.527 | -0.41159 | 0 | 0.50591 | 0 | 1.6728 | 0.16995
2025_03_29 Hr 16 | 0.43148 | 7.5475e-05 | 0 | 0 | 0 | 0 | 0 | 0 | 0 | 0 | 0 | 0.0050755 | 2.16 | 0.041573 | 1.3974 | 1.3974 | 3.0579 | 0 | 0.0055943 | 0.006688 | 0.0039511 | 0 | 0 | 0.072835 | 0.014642 | 0.47133 | 0 | 3.8927 | 2.0585 | 0 | 0.49869 | 0.81115 | 0 | 0 | 0 | 0 | -5.0979 | 0.052206 | 0 | 0.0012373 | 0 | -0.084511 | 0 | 0 | 0 | 0 | 0 | 0 | 0 | 0 | 3.0126 | 0 | 0 | 0 | 1.822 | 0 | 1.8344 | 1.8344 | 0.99236 | 13.8856 | 1.2254 | 3.0551 | 0 | 0.039387 | -0.43148 | 0.62859 | 0.16139 | 0.33681 | 28.0562 | 19.7844 | -0.51599 | 0 | 0.50591 | 0 | 1.6728 | 0.16948
2025_03_29 Hr 17 | 0.55985 | 3.6832e-05 | 0 | 0 | 0 | 0 | 0 | 0 | 0 | 0 | 0 | 0.0050755 | 2.28 | 0.045835 | 1.3974 | 1.3974 | 3.1691 | 0 | 0.0055943 | 0.006688 | 0.0039511 | 0 | 0 | 0.072835 | 0.014642 | 0.47133 | 0 | 3.8927 | 2.0585 | 0 | 0.49869 | 0.81115 | 0 | 0 | 0 | 0 | -5.3223 | 0.052206 | 0 | 0.0012924 | 0 | -0.088365 | 0 | 0 | 0 | 0 | 0 | 0 | 0 | 0 | 3.078 | 0 | 0 | 0 | 1.822 | 0 | 1.8344 | 1.8344 | 1.2317 | 13.9969 | 1.2254 | 3.0551 | 0 | 0.039387 | -0.55985 | 0.62859 | 0.16139 | 0.33681 | 28.3678 | 20.3414 | -0.64822 | 0 | 0.50591 | 0 | 1.6728 | 0.16918
2025_03_29 Hr 18 | 0.50892 | 1.3812e-05 | 0 | 0 | 0 | 0 | 0 | 0 | 0 | 0 | 0 | 0.0050755 | 2.28 | 0.044533 | 1.4791 | 1.4791 | 3.5611 | 0 | 0.0055943 | 0.006688 | 0.0039511 | 0 | 0 | 0.072835 | 0.014642 | 0.47133 | 0 | 4.3249 | 2.0585 | 0 | 0.56619 | 0.81115 | 0 | 0 | 0 | 0 | -4.9478 | 0.052206 | 0 | 0.002302 | 0 | -0.085794 | 0 | 0 | 0 | 0 | 0 | 0 | 0 | 0 | 3.0126 | 0 | 0 | 0 | 1.822 | 0 | 0 | 1.8344 | 0.96189 | 13.1501 | 1.2254 | 3.0551 | 0 | 0.039387 | -0.50892 | 0.62859 | 0.16139 | 0.33681 | 27.6293 | 20.0218 | -0.59472 | 0 | 0.50591 | 0 | 1.6728 | 0.16948
2025_03_29 Hr 19 | 0.090669 | 3.23e-07 | 0 | 0 | 0 | 0 | 0 | 0 | 0 | 0 | 0 | 0.0050755 | 2.07 | 0.041602 | 1.4838 | 1.4838 | 3.4056 | 0 | 0.0055943 | 0.006688 | 0.0039511 | 0 | 0 | 0.072835 | 0.014642 | 0.47133 | 0 | 4.0142 | 2.0585 | 0 | 0.51766 | 0.81115 | 0 | 0 | 0 | 0 | -2.5342 | 0.052206 | 0 | 0.0034453 | 0 | -0.08834 | 0 | 0 | 0 | 0 | 0 | 0 | 0 | 0 | 2.1923 | 0 | 0 | 0 | 1.822 | 0 | 0 | 0 | 0.63111 | 10.8588 | 1.2254 | 3.0551 | 0 | 0.039387 | -0.090669 | 0.62859 | 0.16139 | 0.33681 | 26.3369 | 18.1913 | -0.17901 | 0 | 0.50591 | 0 | 1.6728 | 0.16979
2025_03_29 Hr 20 | 0 | 0 | 0 | 0 | 0 | 0 | 0 | 0 | 0 | 0 | 0 | 0.0050755 | 1.74 | 0.047822 | 1.4791 | 1.4791 | 3.9422 | 0 | 0.0055943 | 0.006688 | 0.0039511 | 0 | 0 | 0.072835 | 0.014642 | 0.47636 | 0 | 4.4457 | 2.0585 | 0 | 0.58506 | 0.81115 | 0 | 0 | 0 | 0 | -4.7163 | 0.052206 | 0 | 0.0047116 | 0 | -0.12158 | 0 | 0 | 0 | 0 | 0 | 0 | 0 | 0 | 1.51 | 0 | 0 | 0 | 1.822 | 0 | 0 | 0 | 0.87049 | 11.8225 | 1.2254 | 3.0551 | 0 | 0.039387 | 0 | 0.62859 | 0.16139 | 0.33681 | 24.3867 | 17.4021 | -0.12158 | 0 | 0.50591 | 0 | 1.6728 | 0.17065
2025_03_29 Hr 21 | 0 | 0 | 0 | 0 | 0 | 0 | 0 | 0 | 0 | 0 | 0 | 0.0050755 | 1.14 | 0.032036 | 1.4838 | 1.4838 | 3.9756 | 0 | 0.0055943 | 0.006688 | 0.0039511 | 0 | 0 | 0.072835 | 0.014642 | 0.47133 | 0 | 4.4721 | 2.0585 | 0 | 0.58919 | 0.81115 | 0 | 0 | 0 | 0 | -5.5232 | 0.052206 | 0 | 0.0048175 | 0 | -0.12436 | 0 | 0 | 0 | 0 | 0 | 0 | 0 | 0 | 1.7785 | 0 | 0 | 0 | 1.822 | 0 | 0 | 0 | 1.0489 | 11.8867 | 1.2254 | 3.0551 | 0 | 0.039387 | 0 | 0.62859 | 0.16139 | 0.33681 | 23.4781 | 17.239 | -0.12436 | 0 | 0.50591 | 0 | 1.6728 | 0.17213
2025_03_29 Hr 22 | 0 | 0 | 0 | 0 | 0 | 0 | 0 | 0 | 0 | 0 | 0 | 0.0050755 | 0.72 | 0.025243 | 1.4838 | 1.4838 | 3.9756 | 0 | 0.0055943 | 0.006688 | 0.0039511 | 0 | 0 | 0.072835 | 0.014642 | 0.48811 | 0 | 4.4721 | 2.0585 | 0 | 0.58919 | 0.81115 | 0 | 0 | 0 | 0 | -7.2346 | 0.052206 | 0 | 0.0060103 | 0 | -0.15567 | 0 | 0 | 0 | 0 | 0 | 0 | 0 | 0 | 2.4682 | 0 | 0 | 0 | 1.822 | 0 | 0 | 0 | 1.1708 | 11.9035 | 1.2254 | 3.0551 | 0 | 0.039387 | 0 | 0.62859 | 0.16139 | 0.33681 | 22.1365 | 17.6233 | -0.15567 | 0 | 0.50591 | 0 | 1.6728 | 0.1717
2025_03_29 Hr 23 | 0 | 0 | 0 | 0 | 0 | 0 | 0 | 0 | 0 | 0 | 0 | 0.0050755 | 0.57 | 0.020871 | 1.4838 | 1.4838 | 4.0319 | 0 | 0.0055943 | 0.006688 | 0.0039511 | 0 | 0 | 0.072835 | 0.014642 | 0.50653 | 0 | 4.4935 | 2.0585 | 0 | 0.59394 | 0.81115 | 0 | 0 | 0 | 0 | -8.005 | 0.052206 | 0 | 0.006277 | 0 | -0.16267 | 0 | 0 | 0 | 0 | 0 | 0 | 0 | 0 | 3.1506 | 0 | 0 | 0 | 1.822 | 0 | 0 | 0 | 0.84002 | 11.9996 | 1.2254 | 3.0551 | 0 | 0.039387 | 0 | 0.62859 | 0.16139 | 0.33681 | 21.6531 | 17.8212 | -0.16267 | 0 | 0.50591 | 0 | 1.6728 | 0.16764
2025_03_29 Hr 24 | 0 | 0 | 0 | 0 | 0 | 0 | 0 | 0 | 0 | 0 | 0 | 0.0050755 | 0.36 | 0.012887 | 1.4838 | 1.4838 | 4.0319 | 0 | 0.0055943 | 0.006688 | 0.0039511 | 0 | 0 | 0.072835 | 0.014642 | 0.5082 | 0 | 4.4935 | 2.0585 | 0 | 0.59394 | 0.81115 | 0 | 0 | 0 | 0 | -7.9585 | 0.052206 | 0 | 0.0061366 | 0 | -0.15899 | 0 | 0 | 0 | 0 | 0 | 0 | 0 | 0 | 3.4264 | 0 | 0 | 0 | 1.822 | 0 | 0 | 0 | 1.0794 | 12.0013 | 1.2254 | 3.0551 | 0 | 0.039387 | 0 | 0.62859 | 0.16139 | 0.33681 | 22.0007 | 18.1169 | -0.15899 | 0 | 0.50591 | 0 | 1.6728 | 0.1661
2025_03_30 Hr 01 | 0 | 0 | 0 | 0 | 0 | 0 | 0 | 0 | 0 | 0 | 0 | 0.0050755 | 0.18 | 0.0069205 | 1.4838 | 1.4838 | 4.0319 | 0 | 0.0055943 | 0.006688 | 0.0039511 | 0 | 0 | 0.072835 | 0.014642 | 0.69244 | 0 | 4.4935 | 2.0585 | 0 | 0.59394 | 0.81115 | 0 | 0 | 0 | 0 | -10.7356 | 0.052206 | 0 | 0.0065909 | 0 | -0.17091 | 0 | 0 | 0 | 0 | 0 | 0 | 0 | 0 | 3.7676 | 0 | 0 | 0 | 1.822 | 0 | 0 | 0 | 1.3493 | 12.1855 | 1.2254 | 3.0551 | 0 | 0.039387 | 0 | 0.62859 | 0.16139 | 0.33681 | 19.8208 | 18.5418 | -0.17091 | 0 | 0.50591 | 0 | 1.6728 | 0.16595
2025_03_30 Hr 02 | 0 | 0 | 0 | 0 | 0 | 0 | 0 | 0 | 0 | 0 | 0 | 0.0050755 | 0.06 | 0.0022231 | 1.4838 | 1.4838 | 4.0319 | 0 | 0.0055943 | 0.006688 | 0.0039511 | 0 | 0 | 0.072835 | 0.014642 | 0.51321 | 0 | 4.4935 | 2.0585 | 0 | 0.59394 | 0.81115 | 0 | 0 | 0 | 0 | -10.3726 | 0.052206 | 0 | 0.0051062 | 0 | -0.16463 | 0 | 0 | 0 | 0 | 0 | 0 | 0 | 0 | 3.2885 | 0 | 0 | 0 | 1.822 | 0 | 3.3798 | 0 | 1.2317 | 12.9774 | 1.2254 | 3.0551 | 0 | 0.039387 | 0 | 0.62859 | 0.16139 | 0.33681 | 20.2606 | 17.8204 | -0.16463 | 0 | 0.50591 | 0 | 1.6728 | 0.16585
2025_03_30 Hr 03 | 0 | 0 | 0 | 0.013675 | 0.013778 | 0.013331 | 0.012886 | 0.012541 | 0.010939 | 0 | 0 | 0.0050755 | 0 | 0 | 1.4791 | 1.4791 | 3.964 | 0 | 0.0055943 | 0.006688 | 0.0039511 | 0 | 0 | 0.072835 | 0.014642 | 0.68243 | 0 | 4.4672 | 2.0585 | 0 | 0.58977 | 0.81115 | 0 | 0 | 0 | 0 | -17.2619 | 0.052206 | 0 | 0.0031722 | 0 | -0.19435 | 0 | 0 | 0 | 0 | 0 | 0 | 0 | 0 | 3.0126 | 0 | 0 | 0 | 1.822 | 0 | 2.896 | 2.896 | 1.3797 | 15.5325 | 1.2254 | 3.0551 | 0 | 0.039387 | 0 | 0.62859 | 0.16139 | 0.33681 | 15.7027 | 17.6265 | -0.19435 | 0 | 0.50591 | 0 | 1.6728 | 0.16621
2025_03_30 Hr 04 | 0 | 0 | 0 | 0.034189 | 0.034444 | 0.033328 | 0.032216 | 0.031352 | 0.027348 | 0 | 0 | 0.0050755 | 0.12 | 0.0058095 | 1.4838 | 1.4838 | 4.0206 | 0 | 0.0055943 | 0.006688 | 0.0039511 | 0 | 0 | 0.072835 | 0.014642 | 0.67239 | 0 | 4.4935 | 2.0585 | 0 | 0.59394 | 0.81115 | 0 | 0 | 0 | 0 | -22.04 | 0.052206 | 0 | 0.0011766 | 0 | -0.21576 | 0 | 0 | 0 | 0 | 0 | 0 | 0 | 0 | 3.2885 | 0 | 0 | 0 | 1.822 | 0 | 2.1875 | 2.1875 | 1.593 | 16.722 | 1.2254 | 3.0551 | 0 | 0.039387 | 0 | 0.62859 | 0.16139 | 0.33681 | 12.7117 | 18.2454 | -0.21576 | 0 | 0.50591 | 0 | 1.6728 | 0.16604
2025_03_30 Hr 05 | 0 | 0 | 0 | 0.027351 | 0.027555 | 0.026663 | 0.025773 | 0.025081 | 0.021878 | 0 | 0 | 0.0050755 | 0.18 | 0.0084277 | 1.4838 | 1.4838 | 4.0319 | 0 | 0.0055943 | 0.006688 | 0.0039511 | 0 | 0 | 0.072835 | 0.014642 | 0.64231 | 0 | 4.4935 | 2.0585 | 0 | 0.59394 | 0.81115 | 0 | 0 | 0 | 0 | -20.4275 | 0.052206 | 0 | 0.001862 | 0 | -0.20859 | 0 | 0 | 0 | 0 | 0 | 0 | 0 | 0 | 3.0126 | 0 | 0 | 0 | 1.822 | 0 | 2.3369 | 2.3369 | 1.6496 | 16.9635 | 1.2254 | 3.0551 | 0 | 0.039387 | 0 | 0.62859 | 0.16139 | 0.33681 | 14.4164 | 18.089 | -0.20859 | 0 | 0.50591 | 0 | 1.6728 | 0.16625
2025_03_30 Hr 06 | 0 | 0 | 0 | 0.082053 | 0.082666 | 0.079988 | 0.077319 | 0.075244 | 0.065635 | 0 | 0 | 0.0050755 | 0.27 | 0.010535 | 1.4838 | 1.4838 | 4.0319 | 0 | 0.0055943 | 0.006688 | 0.0039511 | 0 | 0 | 0.072835 | 0.014642 | 0.88342 | 0 | 4.4935 | 2.0585 | 0 | 0.59394 | 0.81115 | 0 | 0 | 0 | 0 | -19.7206 | 0.052206 | 0 | 0 | 0 | -0.17348 | 0 | 0 | 0 | 0 | 0 | 0 | 0 | 0 | 3.4264 | 0 | 0 | 0 | 1.822 | 0 | 2.3369 | 2.3369 | 1.8629 | 17.5132 | 1.2254 | 3.0551 | 0 | 0.039387 | 0 | 0.62859 | 0.16139 | 0.33681 | 16.4302 | 18.8111 | -0.17348 | 0 | 0.50591 | 0 | 1.6728 | 0.16916
2025_03_30 Hr 07 | 0 | 0 | 0 | 0.082053 | 0.082666 | 0.079988 | 0.077319 | 0.075244 | 0.065635 | 0 | 0 | 0.0050755 | 0.48 | 0.018404 | 1.4838 | 1.4838 | 3.9756 | 0 | 0.0055943 | 0.006688 | 0.0039511 | 0 | 0 | 0.072835 | 0.014642 | 0.88006 | 0 | 4.4721 | 2.0585 | 0 | 0.58919 | 0.81115 | 0 | 0 | 0 | 0 | -21.2436 | 0.052206 | 0 | 0 | 0 | -0.17044 | 0 | 0 | 0 | 0 | 0 | 0 | 0 | 0 | 4.2467 | 0 | 0 | 0 | 1.822 | 0 | 2.3077 | 2.3077 | 1.6801 | 17.3738 | 1.2254 | 3.0551 | 0 | 0.039387 | 0 | 0.62859 | 0.16139 | 0.33681 | 15.6251 | 19.6654 | -0.17044 | 0 | 0.50591 | 0 | 1.6728 | 0.1729
2025_03_30 Hr 08 | 0.18148 | 0 | 0 | 0.082053 | 0.082666 | 0.079988 | 0.077319 | 0.075244 | 0.065635 | 0 | 0 | 0.0050755 | 0.3 | 0.020142 | 1.4823 | 1.4823 | 3.9644 | 0 | 0.0055943 | 0.006688 | 0.0039511 | 0 | 0 | 0.072835 | 0.014642 | 0.85126 | 0.20431 | 4.4633 | 2.0585 | 0 | 0.58781 | 0.81115 | 0 | 0 | 0 | 0 | -35.5733 | 0.052206 | 0 | 0 | 0 | -0.30003 | 0 | 0 | 0 | 0 | 0 | 0 | 0 | 0 | 4.5226 | 0 | 0 | 0 | 1.822 | 0 | 2.1952 | 2.1952 | 1.7105 | 17.1515 | 1.2254 | 3.0551 | 0 | 0.039387 | -0.18148 | 0.62859 | 0.16139 | 0.33681 | 1.0715 | 19.9748 | -0.48152 | 0 | 0.50591 | 0 | 1.6728 | 0.17414
2025_03_30 Hr 09 | 0.5871 | 1.5084e-05 | 0 | 0 | 0 | 0 | 0 | 0.075244 | 0.065635 | 0 | 0 | 0.0050755 | 0.18 | 0.0048268 | 1.4838 | 1.4838 | 3.9756 | 0 | 0.0055943 | 0.006688 | 0.0039511 | 0 | 0 | 0.072835 | 0.014642 | 0.47133 | 0 | 4.4721 | 2.0585 | 0 | 0.58919 | 0.81115 | 0 | 0 | 0 | 0 | -13.3488 | 0.052206 | 0 | 0.0011492 | 0 | -0.11857 | 0 | 0 | 0 | 0 | 0 | 0 | 0 | 0 | 4.1741 | 0 | 0 | 0 | 1.822 | 0 | 1.9353 | 1.9353 | 1.6496 | 15.8982 | 1.2254 | 3.0551 | 0 | 0.039387 | -0.5871 | 0.62859 | 0.16139 | 0.33681 | 21.6829 | 19.8392 | -0.70567 | 0 | 0.50591 | 0 | 1.6728 | 0.17616
2025_03_30 Hr 10 | 0.70363 | 0.00015824 | 0 | 0 | 0 | 0 | 0 | 0.075244 | 0.065635 | 0 | 0 | 0.0050755 | 0.18 | 0.010244 | 1.4838 | 1.4838 | 3.9756 | 0 | 0.0055943 | 0.006688 | 0.0039511 | 0 | 0 | 0.072835 | 0.014642 | 0.85126 | 0 | 4.4721 | 2.0585 | 0 | 0.58919 | 0.81115 | 0 | 0 | 0 | 0 | -31.9653 | 0.052206 | 0 | 0.0024392 | 0 | -0.25401 | 0 | 0 | 0 | 0 | 0 | 0 | 0 | 0 | 4.3847 | 0 | 0 | 0 | 1.822 | 0 | 2.2288 | 2.2288 | 1.5625 | 16.8652 | 1.2254 | 3.0551 | 0 | 0.039387 | -0.70363 | 0.62859 | 0.16139 | 0.33681 | 4.028 | 20.0858 | -0.95764 | 0 | 0.50591 | 0 | 1.6728 | 0.17722
2025_03_30 Hr 11 | 0.56734 | 0.00017446 | 0 | 0 | 0 | 0 | 0 | 0 | 0 | 0 | 0 | 0.0050755 | 0.18 | 0.005921 | 1.4838 | 1.4838 | 3.9756 | 0 | 0.0055943 | 0.006688 | 0.0039511 | 0 | 0 | 0.072835 | 0.014642 | 0.51746 | 0 | 4.4721 | 2.0585 | 0 | 0.58919 | 0.81115 | 0 | 0 | 0 | 0 | -16.7746 | 0.052206 | 0 | 0.0021146 | 0 | -0.14592 | 0 | 0 | 0 | 0 | 0 | 0 | 0 | 0 | 4.2467 | 0 | 0 | 0 | 1.822 | 0 | 2.2909 | 2.2909 | 1.6191 | 16.5146 | 1.2254 | 3.0551 | 0 | 0.039387 | -0.56734 | 0.62859 | 0.16139 | 0.33681 | 18.889 | 19.8622 | -0.71326 | 0 | 0.50591 | 0 | 1.6728 | 0.17564
2025_03_30 Hr 12 | 0.4771 | 0.0003979 | 0 | 0 | 0 | 0 | 0 | 0 | 0 | 0 | 0 | 0.0050755 | 0.18 | 0.006181 | 1.4838 | 1.4838 | 3.9756 | 0 | 0.0055943 | 0.006688 | 0.0039511 | 0 | 0 | 0.072835 | 0.014642 | 0.48475 | 0 | 4.4721 | 2.0585 | 0 | 0.58919 | 0.81115 | 0 | 0 | 0 | 0 | -16.5158 | 0.052206 | 0 | 0.0022075 | 0 | -0.15242 | 0 | 0 | 0 | 0 | 0 | 0 | 0 | 0 | 4.1741 | 0 | 0 | 0 | 1.822 | 0 | 2.1616 | 2.1616 | 1.7715 | 16.2232 | 1.2254 | 3.0551 | 0 | 0.039387 | -0.4771 | 0.62859 | 0.16139 | 0.33681 | 18.9287 | 19.8508 | -0.62953 | 0 | 0.50591 | 0 | 1.6728 | 0.17418
2025_03_30 Hr 13 | 0.43162 | 0.00038856 | 0 | 0.013675 | 0.013778 | 0.013331 | 0.012886 | 0 | 0 | 0 | 0 | 0.0050755 | 0.18 | 0.0076753 | 1.4399 | 1.4399 | 3.664 | 0 | 0.0055943 | 0.006688 | 0.0039511 | 0 | 0 | 0.072835 | 0.014642 | 0.51821 | 0 | 4.2252 | 2.0585 | 0 | 0.55062 | 0.81115 | 0 | 0 | 0 | 0 | -18.9227 | 0.052206 | 0 | 0.0019711 | 0 | -0.18978 | 0 | 0 | 0 | 0 | 0 | 0 | 0 | 0 | 4.2467 | 0 | 0 | 0 | 1.822 | 0 | 1.9417 | 1.9417 | 1.8324 | 15.2242 | 1.2254 | 3.0551 | 0 | 0.039387 | -0.43162 | 0.62859 | 0.16139 | 0.33681 | 15.581 | 19.9008 | -0.6214 | 0 | 0.50591 | 0 | 1.6728 | 0.1733
2025_03_30 Hr 14 | 0.29569 | 0.00024252 | 0 | 0 | 0 | 0 | 0 | 0 | 0 | 0 | 0 | 0.0050755 | 0.18 | 0.0057793 | 1.4838 | 1.4838 | 3.9756 | 0 | 0.0055943 | 0.006688 | 0.0039511 | 0 | 0 | 0.072835 | 0.014642 | 0.47636 | 0 | 4.4721 | 2.0585 | 0 | 0.58919 | 0.81115 | 0 | 0 | 0 | 0 | -15.4522 | 0.052206 | 0 | 0.002064 | 0 | -0.14238 | 0 | 0 | 0 | 0 | 0 | 0 | 0 | 0 | 3.9709 | 0 | 0 | 0 | 1.822 | 0 | 2.2004 | 2.2004 | 1.6801 | 16.2925 | 1.2254 | 3.0551 | 0 | 0.039387 | -0.29569 | 0.62859 | 0.16139 | 0.33681 | 19.7754 | 19.3731 | -0.43807 | 0 | 0.50591 | 0 | 1.6728 | 0.17316
2025_03_30 Hr 15 | 0.31792 | 0.00024033 | 0 | 0 | 0 | 0 | 0 | 0 | 0 | 0 | 0 | 0.0050755 | 0.18 | 0.0063635 | 1.4838 | 1.4838 | 3.9756 | 0 | 0.0055943 | 0.006688 | 0.0039511 | 0 | 0 | 0.072835 | 0.014642 | 0.49314 | 0 | 4.4721 | 2.0585 | 0 | 0.58919 | 0.81115 | 0 | 0 | 0 | 0 | -16.6305 | 0.052206 | 0 | 0.0022727 | 0 | -0.15699 | 0 | 0 | 0 | 0 | 0 | 0 | 0 | 0 | 3.7676 | 0 | 0 | 0 | 1.822 | 0 | 2.2404 | 2.2404 | 1.8629 | 16.3894 | 1.2254 | 3.0551 | 0 | 0.039387 | -0.31792 | 0.62859 | 0.16139 | 0.33681 | 18.6586 | 19.3746 | -0.47491 | 0 | 0.50591 | 0 | 1.6728 | 0.17229
2025_03_30 Hr 16 | 0.27201 | 0.00017309 | 0 | 0 | 0 | 0 | 0 | 0 | 0 | 0 | 0 | 0.0050755 | 0.18 | 0.0054304 | 1.4838 | 1.4838 | 3.9756 | 0 | 0.0055943 | 0.006688 | 0.0039511 | 0 | 0 | 0.072835 | 0.014642 | 0.49648 | 0 | 4.4721 | 2.0585 | 0 | 0.58919 | 0.81115 | 0 | 0 | 0 | 0 | -12.8832 | 0.052206 | 0 | 0.0019394 | 0 | -0.13366 | 0 | 0 | 0 | 0 | 0 | 0 | 0 | 0 | 3.5644 | 0 | 0 | 0 | 1.822 | 0 | 2.0821 | 2.0821 | 1.8019 | 16.076 | 1.2254 | 3.0551 | 0 | 0.039387 | -0.27201 | 0.62859 | 0.16139 | 0.33681 | 21.8502 | 19.0631 | -0.40567 | 0 | 0.50591 | 0 | 1.6728 | 0.17189
2025_03_30 Hr 17 | 0.27201 | 8.1098e-05 | 0 | 0 | 0 | 0 | 0 | 0 | 0 | 0 | 0 | 0.0050755 | 0.21 | 0.0080891 | 1.4791 | 1.4791 | 3.8643 | 0 | 0.0055943 | 0.006688 | 0.0039511 | 0 | 0 | 0.072835 | 0.014642 | 0.56344 | 0 | 4.4457 | 2.0585 | 0 | 0.58506 | 0.81115 | 0 | 0 | 0 | 0 | -16.1304 | 0.052206 | 0 | 0.0024763 | 0 | -0.17124 | 0 | 0 | 0 | 0 | 0 | 0 | 0 | 0 | 3.4264 | 0 | 0 | 0 | 1.822 | 0 | 2.161 | 2.161 | 1.8629 | 16.1536 | 1.2254 | 3.0551 | 0 | 0.039387 | -0.27201 | 0.62859 | 0.16139 | 0.33681 | 18.5949 | 19.015 | -0.44325 | 0 | 0.50591 | 0 | 1.6728 | 0.17233
2025_03_30 Hr 18 | 0.27215 | 5.5429e-05 | 0 | 0.013676 | 0.013778 | 0.013331 | 0.012886 | 0.012541 | 0.010939 | 0 | 0 | 0.0050755 | 0.27 | 0.013116 | 1.4838 | 1.4838 | 3.9756 | 0 | 0.0055943 | 0.006688 | 0.0039511 | 0 | 0 | 0.072835 | 0.014642 | 0.80299 | 0 | 4.4721 | 2.0585 | 0 | 0.58919 | 0.81115 | 0 | 0 | 0 | 0 | -21.703 | 0.052206 | 0 | 0.0023703 | 0 | -0.21649 | 0 | 0 | 0 | 0 | 0 | 0 | 0 | 0 | 3.2885 | 0 | 0 | 0 | 1.822 | 0 | 2.3077 | 2.3077 | 2.0718 | 16.9109 | 1.2254 | 3.0551 | 0 | 0.039387 | -0.27215 | 0.62859 | 0.16139 | 0.33681 | 13.8749 | 19.1556 | -0.48864 | 0 | 0.50591 | 0 | 1.6728 | 0.17269
2025_03_30 Hr 19 | 0.067929 | 4.421e-06 | 0 | 0 | 0 | 0 | 0 | 0 | 0 | 0 | 0 | 0.0050755 | 0.18 | 0.0082524 | 1.4838 | 1.4838 | 3.9756 | 0 | 0.0055943 | 0.006688 | 0.0039511 | 0 | 0 | 0.072835 | 0.014642 | 1.0441 | 0 | 4.4721 | 2.0585 | 0 | 0.58919 | 0.81115 | 0 | 0 | 0 | 0 | -21.6269 | 0.052206 | 0 | 0.0029473 | 0 | -0.20421 | 0 | 0 | 0 | 0 | 0 | 0 | 0 | 0 | 2.2577 | 0 | 0 | 0 | 1.822 | 0 | 2.3077 | 2.3077 | 2.4896 | 17.075 | 1.2254 | 3.0551 | 0 | 0.039387 | -0.067929 | 0.62859 | 0.16139 | 0.33681 | 13.4208 | 18.2448 | -0.27214 | 0 | 0.50591 | 0 | 1.6728 | 0.17405
2025_03_30 Hr 20 | 0 | 0 | 0 | 0.0068378 | 0.0068888 | 0.0066656 | 0.0064432 | 0.0062704 | 0.065635 | 0 | 0 | 0.0050755 | 0.27 | 0.011135 | 1.4823 | 1.4823 | 3.9644 | 0 | 0.0055943 | 0.006688 | 0.0039511 | 0 | 0 | 0.072835 | 0.014642 | 1.2264 | 0 | 4.4633 | 2.0585 | 0 | 0.58781 | 0.81115 | 0 | 0 | 0 | 0 | -21.6745 | 0.052206 | 0 | 0.0018897 | 0 | -0.18348 | 0 | 0 | 0 | 0 | 0 | 0 | 0 | 0 | 2.1197 | 0 | 0 | 0 | 1.822 | 0 | 2.223 | 2.223 | 2.8204 | 17.1635 | 1.2254 | 3.0551 | 0 | 0.039387 | 0 | 0.62859 | 0.16139 | 0.33681 | 13.7696 | 18.4641 | -0.18348 | 0 | 0.50591 | 0 | 1.6728 | 0.17687
2025_03_30 Hr 21 | 0 | 0 | 0 | 0.027361 | 0.027555 | 0.026663 | 0.025773 | 0.025081 | 0.065635 | 0 | 0 | 0.0050755 | 0.93 | 0.044595 | 1.4838 | 1.4838 | 3.9756 | 0 | 0.0055943 | 0.006688 | 0.0039511 | 0 | 0 | 0.072835 | 0.014642 | 1.2615 | 0 | 4.4721 | 2.0585 | 0 | 0.58919 | 0.81115 | 0 | 0 | 0 | 0 | -27.1378 | 0.052206 | 0 | 0.0015567 | 0 | -0.21368 | 0 | 0 | 0 | 0 | 0 | 0 | 0 | 0 | 2.2577 | 0 | 0 | 0 | 1.822 | 0 | 2.3077 | 2.3077 | 2.8509 | 17.4904 | 1.2254 | 3.0551 | 0 | 0.039387 | 0 | 0.62859 | 0.16139 | 0.33681 | 9.4658 | 19.3269 | -0.21368 | 0 | 0.50591 | 0 | 1.6728 | 0.17643
2025_03_30 Hr 22 | 0 | 0 | 0 | 0 | 0 | 0 | 0 | 0 | 0.065635 | 0 | 0 | 0.0050755 | 1.92 | 0.089679 | 1.4838 | 1.4838 | 3.9756 | 0 | 0.0055943 | 0.006688 | 0.0039511 | 0 | 0 | 0.072835 | 0.014642 | 1.2615 | 0 | 4.4721 | 2.0585 | 0 | 0.58919 | 0.81115 | 0 | 0 | 0 | 0 | -26.3676 | 0.052206 | 0 | 0.0025022 | 0 | -0.20809 | 0 | 0 | 0 | 0 | 0 | 0 | 0 | 0 | 2.4682 | 0 | 0 | 0 | 1.822 | 0 | 2.3077 | 2.3077 | 2.0413 | 17.3579 | 1.2254 | 3.0551 | 0 | 0.039387 | 0 | 0.62859 | 0.16139 | 0.33681 | 10.5425 | 19.7603 | -0.20809 | 0 | 0.50591 | 0 | 1.6728 | 0.17383
2025_03_30 Hr 23 | 0 | 0 | 0 | 0.0068377 | 0.0068888 | 0.079988 | 0.077319 | 0.075244 | 0.065635 | 0 | 0 | 0.0050755 | 2.07 | 0.11157 | 1.4838 | 1.4838 | 4.0319 | 0 | 0.0055943 | 0.006688 | 0.0039511 | 0 | 0 | 0.072835 | 0.014642 | 1.2615 | 0 | 4.4935 | 2.0585 | 0 | 0.59394 | 0.81115 | 0 | 0 | 0 | 0 | -32.4504 | 0.052206 | 0 | 0.0010212 | 0 | -0.24045 | 0 | 0 | 0 | 0 | 0 | 0 | 0 | 0 | 2.5335 | 0 | 0 | 0 | 1.822 | 0 | 2.3369 | 2.3369 | 1.8324 | 17.7403 | 1.2254 | 3.0551 | 0 | 0.039387 | 0 | 0.62859 | 0.16139 | 0.33681 | 4.8403 | 19.7908 | -0.24045 | 0 | 0.50591 | 0 | 1.6728 | 0.17123
2025_03_30 Hr 24 | 0 | 0 | 0 | 0.082053 | 0.082666 | 0.079988 | 0.077319 | 0.075244 | 0.065635 | 0 | 0 | 0.0050755 | 2.34 | 0.10843 | 1.4838 | 1.4838 | 4.0319 | 0 | 0.0055943 | 0.006688 | 0.0039511 | 0 | 0 | 0.072835 | 0.014642 | 1.2615 | 0 | 4.4935 | 2.0585 | 0 | 0.59394 | 0.81115 | 0 | 0 | 0 | 0 | -28.2891 | 0.052206 | 0 | 0 | 0 | -0.20642 | 0 | 0 | 0 | 0 | 0 | 0 | 0 | 0 | 2.0544 | 0 | 0 | 0 | 1.822 | 0 | 2.3369 | 2.3369 | 1.593 | 17.8913 | 1.2254 | 3.0551 | 0 | 0.039387 | 0 | 0.62859 | 0.16139 | 0.33681 | 8.7317 | 19.3359 | -0.20642 | 0 | 0.50591 | 0 | 1.6728 | 0.16797
2025_03_31 Hr 01 | 0 | 0 | 0 | 0.082053 | 0.082666 | 0.079988 | 0.077319 | 0.075244 | 0.065635 | 0 | 0 | 0.0050755 | 2.55 | 0.10921 | 1.4838 | 1.4838 | 4.0319 | 0 | 0.0055943 | 0.006688 | 0.0039511 | 0 | 0 | 0.072835 | 0.014642 | 1.2615 | 0 | 4.4935 | 2.0585 | 0 | 0.59394 | 0.81115 | 0 | 0 | 0 | 0 | -27.5255 | 0.052206 | 0 | 0 | 0 | -0.19062 | 0 | 0 | 0 | 0 | 0 | 0 | 0 | 0 | 2.7368 | 0 | 0 | 0 | 1.822 | 0 | 2.3369 | 2.3369 | 2.3112 | 17.8913 | 1.2254 | 3.0551 | 0 | 0.039387 | 0 | 0.62859 | 0.16139 | 0.33681 | 11.1232 | 20.948 | -0.19062 | 0 | 0.50591 | 0 | 1.6728 | 0.16879
2025_03_31 Hr 02 | 0 | 0 | 0 | 0.082053 | 0.082666 | 0.079988 | 0.077319 | 0.075244 | 0.065635 | 0 | 0 | 0.0050755 | 2.31 | 0.091075 | 1.4838 | 1.4838 | 4.0319 | 0 | 0.0055943 | 0.006688 | 0.0039511 | 0 | 0 | 0.072835 | 0.014642 | 1.2615 | 0.36833 | 4.4935 | 2.0585 | 0 | 0.59394 | 0.81115 | 0 | 0 | 0 | 0 | -25.962 | 0.052206 | 0 | 0 | 0 | -0.17532 | 0 | 0 | 0 | 0 | 0 | 0 | 0 | 0 | 3.3538 | 0 | 0 | 0 | 1.822 | 0 | 2.3369 | 2.3369 | 2.3416 | 18.11 | 1.2254 | 3.0551 | 0 | 0.039387 | 0 | 0.62859 | 0.16139 | 0.33681 | 13.3104 | 21.3377 | -0.17532 | 0 | 0.50591 | 0 | 1.6728 | 0.16906
2025_03_31 Hr 03 | 0 | 0 | 0 | 0.082053 | 0.082666 | 0.079988 | 0.077319 | 0.075244 | 0.065635 | 0 | 0 | 0.0050755 | 2.43 | 0.097774 | 1.4838 | 1.4838 | 4.0319 | 0 | 0.0055943 | 0.006688 | 0.0039511 | 0 | 0 | 0.072835 | 0.014642 | 1.2615 | 0.21869 | 4.4935 | 2.0585 | 0 | 0.59394 | 0.81115 | 0 | 0 | 0 | 0 | -25.9241 | 0.052206 | 0 | 0 | 0 | -0.17896 | 0 | 0 | 0 | 0 | 0 | 0 | 0 | 0 | 3.7676 | 0 | 0 | 0 | 1.822 | 0 | 2.3369 | 2.3369 | 1.741 | 18.11 | 1.2254 | 3.0551 | 0 | 0.039387 | 0 | 0.62859 | 0.16139 | 0.33681 | 13.2843 | 21.2774 | -0.17896 | 0 | 0.50591 | 0 | 1.6728 | 0.16892
2025_03_31 Hr 04 | 0 | 0 | 0 | 0.082053 | 0.082666 | 0.079988 | 0.077319 | 0.075244 | 0.065635 | 0 | 0 | 0.0050755 | 2.52 | 0.1095 | 1.4838 | 1.4838 | 4.0319 | 0 | 0.0055943 | 0.006688 | 0.0039511 | 0 | 0 | 0.072835 | 0.014642 | 1.2615 | 0.21869 | 4.4935 | 2.0585 | 0 | 0.59394 | 0.81115 | 0 | 0 | 0 | 0 | -27.5876 | 0.052206 | 0 | 0 | 0 | -0.19344 | 0 | 0 | 0 | 0 | 0 | 0 | 0 | 0 | 4.1741 | 0 | 0 | 0 | 1.822 | 0 | 2.3369 | 2.3369 | 1.889 | 18.11 | 1.2254 | 3.0551 | 0 | 0.039387 | 0 | 0.62859 | 0.16139 | 0.33681 | 12.2636 | 21.9346 | -0.19344 | 0 | 0.50591 | 0 | 1.6728 | 0.16993
2025_03_31 Hr 05 | 0 | 0 | 0 | 0.082053 | 0.082666 | 0.079988 | 0.077319 | 0.075244 | 0.065635 | 0 | 0 | 0.0050755 | 2.31 | 0.11093 | 1.4838 | 1.4838 | 4.0319 | 0 | 0.0055943 | 0.006688 | 0.0039511 | 0 | 0 | 0.072835 | 0.014642 | 1.2615 | 0.21869 | 4.4935 | 2.0585 | 0 | 0.59394 | 0.81115 | 0 | 0 | 0 | 0 | -31.1661 | 0.052206 | 0 | 0 | 0 | -0.214 | 0 | 0 | 0 | 0 | 0 | 0 | 0 | 0 | 4.3847 | 0 | 0 | 0 | 1.822 | 0 | 2.3369 | 2.3369 | 1.889 | 18.11 | 1.2254 | 3.0551 | 0 | 0.039387 | 0 | 0.62859 | 0.16139 | 0.33681 | 8.6691 | 21.9392 | -0.214 | 0 | 0.50591 | 0 | 1.6728 | 0.17252
2025_03_31 Hr 06 | 0 | 0 | 0 | 0.082053 | 0.082666 | 0.079988 | 0.077319 | 0.075244 | 0.065635 | 0 | 0 | 0.0050755 | 2.61 | 0.15609 | 1.4838 | 1.4838 | 4.0319 | 0 | 0.0055943 | 0.006688 | 0.0039511 | 0 | 0 | 0.072835 | 0.014642 | 1.2615 | 0.21869 | 4.4935 | 2.0585 | 0 | 0.59394 | 0.81115 | 0 | 0 | 0 | 0 | -44.6932 | 0.052206 | 0 | 0 | 0 | -0.26702 | 0 | 0 | 0 | 0 | 0 | 0 | 0 | 0 | 4.0435 | 0 | 0 | 0 | 1.822 | 0 | 2.3369 | 2.3369 | 1.8629 | 18.11 | 1.2254 | 3.0551 | 0 | 0.039387 | 0 | 0.62859 | 0.16139 | 0.33681 | -4.9265 | 21.9237 | -0.26702 | 0 | 0.50591 | 0 | 1.6728 | 0.17923
2025_03_31 Hr 07 | 0 | 0 | 0 | 0.082053 | 0.082666 | 0.079988 | 0.077319 | 0.075244 | 0.065635 | 0 | 0 | 0.0050755 | 2.43 | 0.16419 | 1.4838 | 1.4838 | 3.9756 | 0 | 0.0055943 | 0.006688 | 0.0039511 | 0 | 0 | 0.072835 | 0.014642 | 1.2615 | 0.21869 | 4.4721 | 2.0585 | 0 | 0.58919 | 0.81115 | 0 | 0 | 0 | 0 | -49.8801 | 0.052206 | 0 | 0 | 0 | -0.30196 | 0 | 0 | 0 | 0 | 0 | 0 | 0 | 0 | 3.7676 | 0 | 0 | 0 | 1.822 | 0 | 2.3077 | 2.3077 | 1.8629 | 17.9739 | 1.2254 | 3.0551 | 0 | 0.039387 | 0 | 0.62859 | 0.16139 | 0.33681 | -10.731 | 21.4772 | -0.30196 | 0 | 0.50591 | 0 | 1.6728 | 0.18521
2025_03_31 Hr 08 | 0.27208 | 0 | 0 | 0.082053 | 0.082666 | 0.079988 | 0.077319 | 0.075244 | 0.065635 | 0 | 0 | 0.0050755 | 1.95 | 0.1284 | 1.4838 | 1.4838 | 3.9756 | 0 | 0.0055943 | 0.006688 | 0.0039511 | 0 | 0 | 0.072835 | 0.014642 | 1.2615 | 0.21869 | 4.4721 | 2.0585 | 0 | 0.58919 | 0.81115 | 0 | 0 | 0 | 0 | -49.3697 | 0.052206 | 0 | 0 | 0 | -0.29421 | 0 | 0 | 0 | 0 | 0 | 0 | 0 | 0 | 3.2885 | 0 | 0 | 0 | 1.822 | 0 | 2.3077 | 2.3077 | 1.8629 | 17.9739 | 1.2254 | 3.0551 | 0 | 0.039387 | -0.27208 | 0.62859 | 0.16139 | 0.33681 | -11.2032 | 20.7589 | -0.56629 | 0 | 0.50591 | 0 | 1.6728 | 0.18974
2025_03_31 Hr 09 | 0.66084 | 5.3301e-06 | 0 | 0.082053 | 0.082666 | 0.079988 | 0.077319 | 0.075244 | 0.065635 | 0 | 0 | 0.0050755 | 1.83 | 0.12138 | 1.4838 | 1.4838 | 3.9756 | 0 | 0.0055943 | 0.006688 | 0.0039511 | 0 | 0 | 0.072835 | 0.014642 | 1.2615 | 0.21869 | 4.4721 | 2.0585 | 0 | 0.58919 | 0.81115 | 0 | 0 | 0 | 0 | -47.7854 | 0.052206 | 0 | 0 | 0 | -0.29638 | 0 | 0 | 0 | 0 | 0 | 0 | 0 | 0 | 2.8094 | 0 | 0 | 0 | 1.822 | 0 | 2.3077 | 2.3077 | 1.6191 | 17.9739 | 1.2254 | 3.0551 | 0 | 0.039387 | -0.66084 | 0.62859 | 0.16139 | 0.33681 | -10.4706 | 20.2981 | -0.95722 | 0 | 0.50591 | 0 | 1.6728 | 0.19007
2025_03_31 Hr 10 | 0.77149 | 3.27e-05 | 0 | 0.082053 | 0.082666 | 0.079988 | 0.077319 | 0.075244 | 0.065635 | 0 | 0 | 0.0050755 | 1.89 | 0.10987 | 1.4838 | 1.4838 | 3.9756 | 0 | 0.0055943 | 0.006688 | 0.0039511 | 0 | 0 | 0.072835 | 0.014642 | 1.2615 | 0.21869 | 4.4721 | 2.0585 | 0 | 0.58919 | 0.81115 | 0 | 0 | 0 | 0 | -39.0425 | 0.052206 | 0 | 0 | 0 | -0.2595 | 0 | 0 | 0 | 0 | 0 | 0 | 0 | 0 | 2.7368 | 0 | 0 | 0 | 1.822 | 0 | 2.3077 | 2.3077 | 1.5625 | 17.9739 | 1.2254 | 3.0551 | 0 | 0.039387 | -0.77149 | 0.62859 | 0.16139 | 0.33681 | -1.7735 | 20.326 | -1.031 | 0 | 0.50591 | 0 | 1.6728 | 0.18799
2025_03_31 Hr 11 | 0.75659 | 8.1686e-05 | 0 | 0.082053 | 0.082666 | 0.079988 | 0.077319 | 0.075244 | 0.065635 | 0 | 0 | 0.0050755 | 1.68 | 0.086252 | 1.4838 | 1.4838 | 3.9756 | 0 | 0.0055943 | 0.006688 | 0.0039511 | 0 | 0 | 0.072835 | 0.014642 | 1.2615 | 0.21869 | 4.4721 | 2.0585 | 0 | 0.58919 | 0.81115 | 0 | 0 | 0 | 0 | -32.4068 | 0.052206 | 0 | 0 | 0 | -0.22893 | 0 | 0 | 0 | 0 | 0 | 0 | 0 | 0 | 3.1506 | 0 | 0 | 0 | 1.822 | 0 | 2.3077 | 2.3077 | 1.4711 | 17.9739 | 1.2254 | 3.0551 | 0 | 0.039387 | -0.75659 | 0.62859 | 0.16139 | 0.33681 | 4.979 | 20.3974 | -0.98553 | 0 | 0.50591 | 0 | 1.6728 | 0.18545
2025_03_31 Hr 12 | 0.80055 | 7.1798e-05 | 0 | 0.082053 | 0.082666 | 0.079988 | 0.077319 | 0.075244 | 0.065635 | 0 | 0 | 0.0050755 | 1.35 | 0.080414 | 1.4838 | 1.4838 | 3.9756 | 0 | 0.0055943 | 0.006688 | 0.0039511 | 0 | 0 | 0.072835 | 0.014642 | 1.2615 | 0 | 4.4721 | 2.0585 | 0 | 0.58919 | 0.81115 | 0 | 0 | 0 | 0 | -36.6978 | 0.052206 | 0 | 0 | 0 | -0.26595 | 0 | 0 | 0 | 0 | 0 | 0 | 0 | 0 | 3.6297 | 0 | 0 | 0 | 1.822 | 0 | 2.3077 | 2.3077 | 1.5625 | 17.7552 | 1.2254 | 3.0551 | 0 | 0.039387 | -0.80055 | 0.62859 | 0.16139 | 0.33681 | 0.66544 | 20.6745 | -1.0665 | 0 | 0.50591 | 0 | 1.6728 | 0.18396
2025_03_31 Hr 13 | 0.79125 | 0.00012608 | 0 | 0.082053 | 0.082666 | 0.079988 | 0.077319 | 0.075244 | 0.065635 | 0 | 0 | 0.0050755 | 0.99 | 0.057531 | 1.4838 | 1.4838 | 3.9756 | 0 | 0.0055943 | 0.006688 | 0.0039511 | 0 | 0 | 0.072835 | 0.014642 | 1.2615 | 0 | 4.4721 | 2.0585 | 0 | 0.58919 | 0.81115 | 0 | 0 | 0 | 0 | -32.2678 | 0.052206 | 0 | 0 | 0 | -0.2594 | 0 | 0 | 0 | 0 | 0 | 0 | 0 | 0 | 3.9055 | 0 | 0 | 0 | 1.822 | 0 | 2.3077 | 2.3077 | 1.6801 | 17.7552 | 1.2254 | 3.0551 | 0 | 0.039387 | -0.79125 | 0.62859 | 0.16139 | 0.33681 | 5.1095 | 20.6727 | -1.0507 | 0 | 0.50591 | 0 | 1.6728 | 0.18087
2025_03_31 Hr 14 | 0.74875 | 0.00013467 | 0 | 0.082053 | 0.082666 | 0.079988 | 0.077319 | 0.075244 | 0.065635 | 0 | 0 | 0.0050755 | 0.81 | 0.048828 | 1.4838 | 1.4838 | 3.9756 | 0 | 0.0055943 | 0.006688 | 0.0039511 | 0 | 0 | 0.072835 | 0.014642 | 1.2615 | 0 | 4.4721 | 2.0585 | 0 | 0.58919 | 0.81115 | 0 | 0 | 0 | 0 | -33.5352 | 0.052206 | 0 | 0 | 0 | -0.26917 | 0 | 0 | 0 | 0 | 0 | 0 | 0 | 0 | 4.3121 | 0 | 0 | 0 | 1.822 | 0 | 2.3077 | 2.3077 | 1.7105 | 17.7552 | 1.2254 | 3.0551 | 0 | 0.039387 | -0.74875 | 0.62859 | 0.16139 | 0.33681 | 4.0802 | 20.878 | -1.0179 | 0 | 0.50591 | 0 | 1.6728 | 0.18041
2025_03_31 Hr 15 | 0.59022 | 0.00023184 | 0 | 0 | 0 | 0.079988 | 0.077319 | 0.075244 | 0.065635 | 0 | 0 | 0.0050755 | 0.63 | 0.036065 | 1.4838 | 1.4838 | 3.9756 | 0 | 0.0055943 | 0.006688 | 0.0039511 | 0 | 0 | 0.072835 | 0.014642 | 1.1957 | 0 | 4.4721 | 2.0585 | 0 | 0.58919 | 0.81115 | 0 | 0 | 0 | 0 | -30.0922 | 0.052206 | 0 | 0.0012267 | 0 | -0.2555 | 0 | 0 | 0 | 0 | 0 | 0 | 0 | 0 | 4.5879 | 0 | 0 | 0 | 1.822 | 0 | 2.3077 | 2.3077 | 1.8629 | 17.5246 | 1.2254 | 3.0551 | 0 | 0.039387 | -0.59022 | 0.62859 | 0.16139 | 0.33681 | 7.5401 | 20.9534 | -0.84573 | 0 | 0.50591 | 0 | 1.6728 | 0.17877
2025_03_31 Hr 16 | 0.45436 | 0.00022579 | 0 | 0 | 0 | 0.079988 | 0.077319 | 0.075244 | 0.065635 | 0 | 0 | 0.0050755 | 0.48 | 0.025352 | 1.4838 | 1.4838 | 3.9756 | 0 | 0.0055943 | 0.006688 | 0.0039511 | 0 | 0 | 0.072835 | 0.014642 | 0.85128 | 0.16786 | 4.4721 | 2.0585 | 0 | 0.58919 | 0.81115 | 0 | 0 | 0 | 0 | -23.0751 | 0.052206 | 0 | 0.0011318 | 0 | -0.23557 | 0 | 0 | 0 | 0 | 0 | 0 | 0 | 0 | 4.3847 | 0 | 0 | 0 | 1.822 | 0 | 2.2909 | 2.2909 | 1.8629 | 17.1649 | 1.2254 | 3.0551 | 0 | 0.039387 | -0.45436 | 0.62859 | 0.16139 | 0.33681 | 13.8501 | 20.4502 | -0.68994 | 0 | 0.50591 | 0 | 1.6728 | 0.17545
2025_03_31 Hr 17 | 0.63977 | 0.00021951 | 0 | 0 | 0 | 0.079988 | 0.077319 | 0.075244 | 0.065635 | 0 | 0 | 0.0050755 | 0.42 | 0.023607 | 1.4838 | 1.4838 | 3.9756 | 0 | 0.0055943 | 0.006688 | 0.0039511 | 0 | 0 | 0.072835 | 0.014642 | 1.1481 | 0.20431 | 4.4721 | 2.0585 | 0 | 0.58919 | 0.81115 | 0 | 0 | 0 | 0 | -23.7947 | 0.052206 | 0 | 0.0012044 | 0 | -0.25083 | 0 | 0 | 0 | 0 | 0 | 0 | 0 | 0 | 4.5226 | 0 | 0 | 0 | 1.822 | 0 | 2.3077 | 2.3077 | 1.7715 | 17.5318 | 1.2254 | 3.0551 | 0 | 0.039387 | -0.63977 | 0.62859 | 0.16139 | 0.33681 | 13.4666 | 20.6201 | -0.8906 | 0 | 0.50591 | 0 | 1.6728 | 0.17515
2025_03_31 Hr 18 | 0.37677 | 0.00012581 | 0 | 0 | 0 | 0.079988 | 0.077319 | 0.075244 | 0.065635 | 0 | 0 | 0.0050755 | 0.39 | 0.025873 | 1.4838 | 1.4838 | 3.9756 | 0 | 0.0055943 | 0.006688 | 0.0039511 | 0 | 0 | 0.072835 | 0.014642 | 1.2615 | 0.21869 | 4.4721 | 2.0585 | 0 | 0.58919 | 0.81115 | 0 | 0 | 0 | 0 | -26.4694 | 0.052206 | 0 | 0.0014216 | 0 | -0.29643 | 0 | 0 | 0 | 0 | 0 | 0 | 0 | 0 | 4.3847 | 0 | 0 | 0 | 1.822 | 0 | 2.3077 | 2.3077 | 1.8019 | 17.8092 | 1.2254 | 3.0551 | 0 | 0.039387 | -0.37677 | 0.62859 | 0.16139 | 0.33681 | 10.8884 | 20.2218 | -0.6732 | 0 | 0.50591 | 0 | 1.6728 | 0.17515
2025_03_31 Hr 19 | 0.13586 | 9.9165e-06 | 0 | 0.082053 | 0.082666 | 0.079988 | 0.077319 | 0.075244 | 0.065635 | 0 | 0 | 0.0050755 | 0.51 | 0.034965 | 1.4838 | 1.4838 | 3.9756 | 0 | 0.0055943 | 0.006688 | 0.0039511 | 0 | 0 | 0.072835 | 0.014642 | 1.2615 | 0.21869 | 4.4721 | 2.0585 | 0 | 0.58919 | 0.81115 | 0 | 0 | 0 | 0 | -31.6 | 0.052206 | 0 | 0 | 0 | -0.30641 | 0 | 0 | 0 | 0 | 0 | 0 | 0 | 0 | 3.9709 | 0 | 0 | 0 | 1.822 | 0 | 2.3077 | 2.3077 | 2.2502 | 17.9739 | 1.2254 | 3.0551 | 0 | 0.039387 | -0.13586 | 0.62859 | 0.16139 | 0.33681 | 6.0769 | 20.1452 | -0.44227 | 0 | 0.50591 | 0 | 1.6728 | 0.17598
2025_03_31 Hr 20 | 0 | 0 | 0 | 0.082053 | 0.082666 | 0.079988 | 0.077319 | 0.075244 | 0.065635 | 0 | 0 | 0.0050755 | 0.69 | 0.039694 | 1.4838 | 1.4838 | 3.9756 | 0 | 0.0055943 | 0.006688 | 0.0039511 | 0 | 0 | 0.072835 | 0.014642 | 1.2615 | 0.21869 | 4.4721 | 2.0585 | 0 | 0.58919 | 0.81115 | 0 | 0 | 0 | 0 | -29.5733 | 0.052206 | 0 | 0 | 0 | -0.25677 | 0 | 0 | 0 | 0 | 0 | 0 | 0 | 0 | 4.2467 | 0 | 0 | 0 | 1.822 | 0 | 2.3077 | 2.3077 | 2.6115 | 17.9739 | 1.2254 | 3.0551 | 0 | 0.039387 | 0 | 0.62859 | 0.16139 | 0.33681 | 8.9772 | 20.8334 | -0.25677 | 0 | 0.50591 | 0 | 1.6728 | 0.17816
2025_03_31 Hr 21 | 0 | 0 | 0 | 0.082053 | 0.082666 | 0.079988 | 0.077319 | 0.075244 | 0.065635 | 0 | 0 | 0.0050755 | 0.6 | 0.033278 | 1.4838 | 1.4838 | 3.9756 | 0 | 0.0055943 | 0.006688 | 0.0039511 | 0 | 0 | 0.072835 | 0.014642 | 1.2615 | 0 | 4.4721 | 2.0585 | 0 | 0.58919 | 0.81115 | 0 | 0 | 0 | 0 | -31.0069 | 0.052206 | 0 | 0 | 0 | -0.24748 | 0 | 0 | 0 | 0 | 0 | 0 | 0 | 0 | 4.7912 | 0 | 0 | 0 | 1.822 | 0 | 2.3077 | 2.3077 | 2.6724 | 17.7552 | 1.2254 | 3.0551 | 0 | 0.039387 | 0 | 0.62859 | 0.16139 | 0.33681 | 7.8437 | 21.3429 | -0.24748 | 0 | 0.50591 | 0 | 1.6728 | 0.17872
2025_03_31 Hr 22 | 0 | 0 | 0 | 0.082053 | 0.082666 | 0.079988 | 0.077319 | 0.075244 | 0.065635 | 0 | 0 | 0.0050755 | 0.3 | 0.015565 | 1.4838 | 1.4838 | 3.9756 | 0 | 0.0055943 | 0.006688 | 0.0039511 | 0 | 0 | 0.072835 | 0.014642 | 1.2615 | 0 | 4.4721 | 2.0585 | 0 | 0.58919 | 0.81115 | 0 | 0 | 0 | 0 | -27.1989 | 0.052206 | 0 | 0 | 0 | -0.23138 | 0 | 0 | 0 | 0 | 0 | 0 | 0 | 0 | 4.9291 | 0 | 0 | 0 | 1.822 | 0 | 2.3077 | 2.3077 | 2.7333 | 17.7552 | 1.2254 | 3.0551 | 0 | 0.039387 | 0 | 0.62859 | 0.16139 | 0.33681 | 11.546 | 21.2212 | -0.23138 | 0 | 0.50591 | 0 | 1.6728 | 0.1758
2025_03_31 Hr 23 | 0 | 0 | 0 | 0.082053 | 0.082666 | 0.079988 | 0.077319 | 0.075244 | 0.065635 | 0 | 0 | 0.0050755 | 0.12 | 0.005768 | 1.4838 | 1.4838 | 4.0319 | 0 | 0.0055943 | 0.006688 | 0.0039511 | 0 | 0 | 0.072835 | 0.014642 | 1.2615 | 0 | 4.4935 | 2.0585 | 0 | 0.59394 | 0.81115 | 0 | 0 | 0 | 0 | -23.7641 | 0.052206 | 0 | 0 | 0 | -0.2142 | 0 | 0 | 0 | 0 | 0 | 0 | 0 | 0 | 3.1506 | 0 | 0 | 0 | 1.822 | 0 | 2.3369 | 2.3369 | 2.6419 | 17.8913 | 1.2254 | 3.0551 | 0 | 0.039387 | 0 | 0.62859 | 0.16139 | 0.33681 | 13.0753 | 19.1623 | -0.2142 | 0 | 0.50591 | 0 | 1.6728 | 0.172
2025_03_31 Hr 24 | 0 | 0 | 0 | 0.082053 | 0.082666 | 0.079988 | 0.077319 | 0.075244 | 0.065635 | 0 | 0 | 0.0050755 | 0 | 0 | 1.4838 | 1.4838 | 4.0319 | 0 | 0.0055943 | 0.006688 | 0.0039511 | 0 | 0 | 0.072835 | 0.014642 | 1.2615 | 0 | 4.4935 | 2.0585 | 0 | 0.59394 | 0.81115 | 0 | 0 | 0 | 0 | -18.9367 | 0.052206 | 0 | 0 | 0 | -0.19194 | 0 | 0 | 0 | 0 | 0 | 0 | 0 | 0 | 3.2885 | 0 | 0 | 0 | 1.822 | 0 | 2.3369 | 2.3369 | 2.1327 | 17.8913 | 1.2254 | 3.0551 | 0 | 0.039387 | 0 | 0.62859 | 0.16139 | 0.33681 | 17.4245 | 18.6618 | -0.19194 | 0 | 0.50591 | 0 | 1.6728 | 0.16856
2025_04_01 Hr 01 | 0 | 0 | 0 | 0.12153 | 0.12244 | 0.10535 | 0.11261 | 0.12342 | 0.12414 | 0 | 0 | 0.016972 | 0.03 | 0.0011238 | 1.4185 | 1.4185 | 5.6934 | 0 | 0.0051127 | 0.0054208 | 0.010137 | 0.033051 | 0 | 0.057082 | 0.017981 | 0.85044 | 0 | 6.283 | 2.1271 | 0 | 0.51039 | 0.83819 | 0 | 0 | 0 | 0 | -19.4434 | 0.055283 | 0 | 0.0020068 | 0 | -0.16647 | 0 | 0 | 0 | 0 | 0 | 0 | 0 | 0 | 3.4918 | 0.0010361 | 0 | 0 | 1.8827 | 0 | 2.8079 | 0 | 1.4102 | 19.1812 | 1.2663 | 3.1569 | 0.034497 | 0.057553 | 0 | 0.62859 | 0.11453 | 2.6783 | 20.4919 | 20.9205 | -0.16647 | 0 | 0.5801 | 0 | 1.7286 | 0.18155
2025_04_01 Hr 02 | 0 | 0 | 0 | 0.12153 | 0.12244 | 0.10535 | 0.11261 | 0.12342 | 0.12414 | 0 | 0 | 0.016972 | 0.18 | 0.0068954 | 1.4185 | 1.4185 | 5.6934 | 0 | 0.0051127 | 0.0054208 | 0.010137 | 0.033051 | 0 | 0.057082 | 0.017981 | 0.85044 | 0 | 6.283 | 2.1271 | 0 | 0.51039 | 0.83819 | 0 | 0 | 0 | 0 | -20.5601 | 0.055283 | 0 | 0.0020522 | 0 | -0.17029 | 0 | 0 | 0 | 0 | 0 | 0 | 0 | 0 | 3.078 | 0.0010361 | 0 | 0 | 1.8827 | 0 | 2.8079 | 0 | 1.6191 | 19.1812 | 1.2663 | 3.1569 | 0.034497 | 0.057553 | 0 | 0.62859 | 0.11453 | 2.6783 | 19.3215 | 20.8707 | -0.17029 | 0 | 0.5801 | 0 | 1.7286 | 0.18078
2025_04_01 Hr 03 | 0 | 0 | 0 | 0.12153 | 0.12244 | 0.10535 | 0.11261 | 0.12342 | 0.12414 | 0 | 0 | 0.016972 | 0.18 | 0.0076149 | 1.4185 | 1.4185 | 5.6934 | 0 | 0.0051127 | 0.0054208 | 0.010137 | 0.033051 | 0 | 0.057082 | 0.017981 | 0.85044 | 0 | 6.283 | 2.1271 | 0 | 0.51039 | 0.83819 | 0 | 0 | 0 | 0 | -22.1125 | 0.055283 | 0 | 0.0022663 | 0 | -0.18827 | 0 | 0 | 0 | 0 | 0 | 0 | 0 | 0 | 3.2159 | 0.0010361 | 0 | 0 | 1.8827 | 0 | 2.8079 | 0 | 1.5625 | 19.1812 | 1.2663 | 3.1569 | 0.034497 | 0.057553 | 0 | 0.62859 | 0.11453 | 2.6783 | 17.8325 | 20.952 | -0.18827 | 0 | 0.5801 | 0 | 1.7286 | 0.18007
2025_04_01 Hr 04 | 0 | 0 | 0 | 0.12153 | 0.12244 | 0.10535 | 0.11261 | 0.12342 | 0.12414 | 0 | 0 | 0.016972 | 0.21 | 0.0097309 | 1.4185 | 1.4185 | 5.6934 | 0 | 0.0051127 | 0.0054208 | 0.010137 | 0.033051 | 0 | 0.057082 | 0.017981 | 0.85044 | 0 | 6.283 | 2.1271 | 0 | 0.51039 | 0.83819 | 0 | 0 | 0 | 0 | -24.8737 | 0.055283 | 0 | 0.0024824 | 0 | -0.20642 | 0 | 0 | 0 | 0 | 0 | 0 | 0 | 0 | 3.695 | 0.0010361 | 0 | 0 | 1.8827 | 0 | 3.1004 | 0 | 1.6801 | 19.4737 | 1.2663 | 3.1569 | 0.034497 | 0.057553 | 0 | 0.62859 | 0.11453 | 2.6783 | 15.9748 | 21.5812 | -0.20642 | 0 | 0.5801 | 0 | 1.7286 | 0.18053
2025_04_01 Hr 05 | 0 | 0 | 0 | 0.12153 | 0.12244 | 0.10535 | 0.11261 | 0.12342 | 0.12414 | 0 | 0 | 0.016972 | 0.06 | 0.0032517 | 1.4185 | 1.4185 | 5.6934 | 0 | 0.0051127 | 0.0054208 | 0.010137 | 0.033051 | 0 | 0.057082 | 0.017981 | 0.85044 | 0 | 6.283 | 2.1271 | 0 | 0.51039 | 0.83819 | 0 | 0 | 0 | 0 | -29.4721 | 0.055283 | 0 | 0.0029033 | 0 | -0.24178 | 0 | 0 | 0 | 0 | 0 | 0 | 0 | 0 | 4.2467 | 0.0010361 | 0 | 0 | 1.8827 | 0 | 3.5561 | 0 | 1.7715 | 19.9294 | 1.2663 | 3.1569 | 0.034497 | 0.057553 | 0 | 0.62859 | 0.11453 | 2.6783 | 12.2855 | 22.07 | -0.24178 | 0 | 0.5801 | 0 | 1.7286 | 0.18264
2025_04_01 Hr 06 | 0 | 0 | 0 | 0.12153 | 0.12244 | 0.10535 | 0.11261 | 0.12342 | 0.12414 | 0 | 0 | 0.016972 | 0.06 | 0.0038768 | 1.4185 | 1.4185 | 5.6934 | 0 | 0.0051127 | 0.0054208 | 0.010137 | 0.033051 | 0 | 0.057082 | 0.017981 | 0.85044 | 0 | 6.283 | 2.1271 | 0 | 0.51039 | 0.83819 | 0 | 0 | 0 | 0 | -33.5443 | 0.055283 | 0 | 0.0034615 | 0 | -0.28866 | 0 | 0 | 0 | 0 | 0 | 0 | 0 | 0 | 3.9709 | 0.0010361 | 0 | 0 | 1.8827 | 0 | 3.5561 | 0 | 2.1632 | 19.9294 | 1.2663 | 3.1569 | 0.034497 | 0.057553 | 0 | 0.62859 | 0.11453 | 2.6783 | 8.2916 | 22.1952 | -0.28866 | 0 | 0.5801 | 0 | 1.7286 | 0.19135
2025_04_01 Hr 07 | 0 | 0 | 0 | 0.12153 | 0.12244 | 0.10535 | 0.11261 | 0.12342 | 0.12414 | 0 | 0 | 0.016972 | 0.06 | 0.0042479 | 1.4185 | 1.4185 | 5.5753 | 0 | 0.0051127 | 0.0054208 | 0.010137 | 0.033051 | 0 | 0.057082 | 0.017981 | 0.85044 | 0.17922 | 6.2293 | 2.1271 | 0 | 0.50417 | 0.83819 | 0 | 0 | 0 | 0 | -29.2371 | 0.055283 | 0 | 0.0037928 | 0 | -0.31649 | 0 | 0 | 0 | 0 | 0 | 0 | 0 | 0 | 3.5644 | 0.0010361 | 0 | 0 | 1.8827 | 0 | 3.4927 | 0 | 1.9499 | 19.7238 | 1.2663 | 3.1569 | 0.034497 | 0.057553 | 0 | 0.62859 | 0.11453 | 2.6783 | 11.7475 | 21.5773 | -0.31649 | 0 | 0.5801 | 0 | 1.7286 | 0.1991
2025_04_01 Hr 08 | 0.18141 | 0 | 0 | 0.12153 | 0.12244 | 0.10535 | 0.11261 | 0.12342 | 0.12414 | 0 | 0 | 0.016972 | 0.03 | 0.0019268 | 1.4185 | 1.4185 | 5.5753 | 0 | 0.0051127 | 0.0054208 | 0.010137 | 0.033051 | 0 | 0.057082 | 0.017981 | 0.85044 | 0 | 6.2293 | 2.1271 | 0 | 0.50417 | 0.83819 | 0 | 0 | 0 | 0 | -22.8274 | 0.055283 | 0 | 0.0034408 | 0 | -0.28692 | 0 | 0 | 0 | 0 | 0 | 0 | 0 | 0 | 3.2159 | 0.0010361 | 0 | 0 | 1.8827 | 0 | 3.4927 | 0 | 1.889 | 19.6942 | 1.2663 | 3.1569 | 0.034497 | 0.057553 | -0.18141 | 0.62859 | 0.11453 | 2.6783 | 17.718 | 21.3196 | -0.46833 | 0 | 0.5801 | 0 | 1.7286 | 0.20168
2025_04_01 Hr 09 | 0.59015 | 1.0869e-06 | 0 | 0.12153 | 0.12244 | 0.10535 | 0.11261 | 0.12342 | 0.12414 | 0 | 0 | 0.016972 | 0.03 | 0.0010144 | 1.4185 | 1.4185 | 5.5753 | 0 | 0.0051127 | 0.0054208 | 0.010137 | 0.033051 | 0 | 0.057082 | 0.017981 | 0.85044 | 0 | 6.2293 | 2.1271 | 0 | 0.50417 | 0.83819 | 0 | 0 | 0 | 0 | -10.0439 | 0.055283 | 0 | 0.0018115 | 0 | -0.15007 | 0 | 0 | 0 | 0 | 0 | 0 | 0 | 0 | 2.5989 | 0.0010361 | 0 | 0 | 1.8827 | 0 | 2.6953 | 0 | 1.7715 | 18.8968 | 1.2663 | 3.1569 | 0.034497 | 0.057553 | -0.59015 | 0.62859 | 0.11453 | 2.6783 | 29.1047 | 20.992 | -0.74021 | 0 | 0.5801 | 0 | 1.7286 | 0.20086
2025_04_01 Hr 10 | 0.58644 | 1.7576e-05 | 0 | 0 | 0 | 0.10535 | 0 | 0 | 0 | 0 | 0 | 0.016972 | 0.18 | 0.0065617 | 1.4185 | 1.4185 | 5.5753 | 0 | 0.0051127 | 0.0054208 | 0.010137 | 0.033051 | 0 | 0.057082 | 0.017981 | 0.85044 | 0 | 6.2293 | 2.1271 | 0 | 0.50417 | 0.83819 | 0 | 0 | 0 | 0 | -9.8681 | 0.055283 | 0 | 0.0039058 | 0 | -0.16194 | 0 | 0 | 0 | 0 | 0 | 0 | 0 | 0 | 2.8094 | 0.0010361 | 0 | 0 | 1.8827 | 0 | 2.6953 | 0 | 1.6496 | 18.2927 | 1.2663 | 3.1569 | 0.034497 | 0.057553 | -0.58644 | 0.62859 | 0.11453 | 2.6783 | 28.9066 | 21.2303 | -0.74839 | 0 | 0.5801 | 0 | 1.7286 | 0.19868
2025_04_01 Hr 11 | 0.74867 | 2.3072e-05 | 0 | 0 | 0 | 0 | 0 | 0 | 0 | 0 | 0 | 0.016972 | 0.21 | 0.007178 | 1.4185 | 1.4185 | 5.5753 | 0 | 0.0051127 | 0.0054208 | 0.010137 | 0.033051 | 0 | 0.057082 | 0.017981 | 0.85044 | 0 | 6.2293 | 2.1271 | 0 | 0.50417 | 0.83819 | 0 | 0 | 0 | 0 | -7.3736 | 0.055283 | 0 | 0.0058596 | 0 | -0.15171 | 0 | 0 | 0 | 0 | 0 | 0 | 0 | 0 | 2.8094 | 0.0010361 | 0 | 0 | 1.8827 | 0 | 0 | 0 | 1.8629 | 15.492 | 1.2663 | 3.1569 | 0.034497 | 0.057553 | -0.74867 | 0.62859 | 0.11453 | 2.6783 | 28.8525 | 21.6345 | -0.90039 | 0 | 0.5801 | 0 | 1.7286 | 0.1967
2025_04_01 Hr 12 | 0.7563 | 3.3939e-05 | 0 | 0 | 0 | 0 | 0 | 0 | 0 | 0 | 0 | 0.016972 | 0.21 | 0.010313 | 1.4185 | 1.4185 | 5.5753 | 0 | 0.0051127 | 0.0054208 | 0.010137 | 0.033051 | 0 | 0.057082 | 0.017981 | 0.85044 | 0 | 6.2293 | 2.1271 | 0 | 0.50417 | 0.83819 | 0 | 0 | 0 | 0 | -10.8393 | 0.055283 | 0 | 0.0084189 | 0 | -0.2189 | 0 | 0 | 0 | 0 | 0 | 0 | 0 | 0 | 2.3303 | 0.0010361 | 0 | 0 | 1.8827 | 0 | 0 | 0 | 1.9499 | 15.492 | 1.2663 | 3.1569 | 0.034497 | 0.057553 | -0.7563 | 0.62859 | 0.11453 | 2.6783 | 24.9284 | 21.2509 | -0.9752 | 0 | 0.5801 | 0 | 1.7286 | 0.1944
2025_04_01 Hr 13 | 0.7324 | 1.0898e-05 | 0 | 0 | 0 | 0 | 0 | 0 | 0 | 0 | 0 | 0.016972 | 0.21 | 0.0094929 | 1.4185 | 1.4185 | 5.5753 | 0 | 0.0051127 | 0.0054208 | 0.010137 | 0.033051 | 0 | 0.057082 | 0.017981 | 0.85044 | 0 | 6.2293 | 2.1271 | 0 | 0.50417 | 0.83819 | 0 | 0 | 0 | 0 | -10.6617 | 0.055283 | 0 | 0.0077493 | 0 | -0.20132 | 0 | 0 | 0 | 0 | 0 | 0 | 0 | 0 | 2.0544 | 0.0010361 | 0 | 0 | 1.8827 | 0 | 0 | 0 | 2.1893 | 15.492 | 1.2663 | 3.1569 | 0.034497 | 0.057553 | -0.7324 | 0.62859 | 0.11453 | 2.6783 | 25.0848 | 21.1883 | -0.93372 | 0 | 0.5801 | 0 | 1.7286 | 0.19303
2025_04_01 Hr 14 | 0.74817 | 2.7863e-06 | 0 | 0 | 0 | 0 | 0 | 0 | 0 | 0 | 0 | 0.016972 | 0.3 | 0.013003 | 1.4185 | 1.4185 | 5.5753 | 0 | 0.0051127 | 0.0054208 | 0.010137 | 0.033051 | 0 | 0.057082 | 0.017981 | 0.85044 | 0 | 6.2293 | 2.1271 | 0 | 0.50417 | 0.83819 | 0 | 0 | 0 | 0 | -11.9785 | 0.055283 | 0 | 0.0074301 | 0 | -0.19294 | 0 | 0 | 0 | 0 | 0 | 0 | 0 | 0 | 2.3303 | 0.0010361 | 0 | 0 | 1.8827 | 0 | 0 | 0 | 2.0718 | 15.492 | 1.2663 | 3.1569 | 0.034497 | 0.057553 | -0.74817 | 0.62859 | 0.11453 | 2.6783 | 24.0272 | 21.4548 | -0.94111 | 0 | 0.5801 | 0 | 1.7286 | 0.19194
2025_04_01 Hr 15 | 0.72637 | 1.5139e-05 | 0 | 0 | 0 | 0 | 0 | 0 | 0 | 0 | 0 | 0.016972 | 0.39 | 0.016699 | 1.4185 | 1.4185 | 5.5753 | 0 | 0.0051127 | 0.0054208 | 0.010137 | 0.033051 | 0 | 0.057082 | 0.017981 | 0.85044 | 0 | 6.2293 | 2.1271 | 0 | 0.50417 | 0.83819 | 0 | 0 | 0 | 0 | -13.1724 | 0.055283 | 0 | 0.0073403 | 0 | -0.19058 | 0 | 0 | 0 | 0 | 0 | 0 | 0 | 0 | 2.0544 | 0.0010361 | 0 | 0 | 1.8827 | 0 | 0 | 0 | 1.8019 | 15.492 | 1.2663 | 3.1569 | 0.034497 | 0.057553 | -0.72637 | 0.62859 | 0.11453 | 2.6783 | 22.3811 | 20.9784 | -0.91695 | 0 | 0.5801 | 0 | 1.7286 | 0.18937
2025_04_01 Hr 16 | 0.67733 | 4.8165e-05 | 0 | 0 | 0 | 0 | 0 | 0 | 0 | 0 | 0 | 0.016972 | 0.57 | 0.0234 | 1.4185 | 1.4185 | 5.5753 | 0 | 0.0051127 | 0.0054208 | 0.010137 | 0.033051 | 0 | 0.057082 | 0.017981 | 0.85044 | 0 | 6.2293 | 2.1271 | 0 | 0.50417 | 0.83819 | 0 | 0 | 0 | 0 | -14.988 | 0.055283 | 0 | 0.0070377 | 0 | -0.18264 | 0 | 0 | 0 | 0 | 0 | 0 | 0 | 0 | 1.9891 | 0.0010361 | 0 | 0 | 1.8827 | 0 | 0 | 0 | 2.0108 | 15.492 | 1.2663 | 3.1569 | 0.034497 | 0.057553 | -0.67733 | 0.62859 | 0.11453 | 2.6783 | 20.9021 | 21.258 | -0.85997 | 0 | 0.5801 | 0 | 1.7286 | 0.18767
2025_04_01 Hr 17 | 0.68866 | 0.00012974 | 0 | 0.040527 | 0.040812 | 0.035118 | 0.037536 | 0.041139 | 0.041379 | 0 | 0 | 0.016972 | 0.9 | 0.049426 | 1.4185 | 1.4185 | 5.5753 | 0 | 0.0051127 | 0.0054208 | 0.010137 | 0.033051 | 0 | 0.057082 | 0.017981 | 0.85044 | 0 | 6.2293 | 2.1271 | 0 | 0.50417 | 0.83819 | 0 | 0 | 0 | 0 | -21.1848 | 0.055283 | 0 | 0.0078179 | 0 | -0.24503 | 0 | 0 | 0 | 0 | 0 | 0 | 0 | 0 | 1.9891 | 0.0010361 | 0 | 0 | 1.8827 | 0 | 0 | 0 | 2.2198 | 15.7285 | 1.2663 | 3.1569 | 0.034497 | 0.057553 | -0.68866 | 0.62859 | 0.11453 | 2.6783 | 15.4444 | 21.8344 | -0.93369 | 0 | 0.5801 | 0 | 1.7286 | 0.18772
2025_04_01 Hr 18 | 0.47718 | 0.00029357 | 0 | 0.12153 | 0.12244 | 0.10535 | 0.11261 | 0.12342 | 0.12414 | 0 | 0 | 0.016972 | 0.93 | 0.066882 | 1.4185 | 1.4185 | 5.5753 | 0 | 0.0051127 | 0.0054208 | 0.010137 | 0.033051 | 0 | 0.057082 | 0.017981 | 0.85044 | 0 | 6.2293 | 2.1271 | 0 | 0.50417 | 0.83819 | 0 | 0 | 0 | 0 | -27.6821 | 0.055283 | 0 | 0.0077053 | 0 | -0.32152 | 0 | 0 | 0 | 0 | 0 | 0 | 0 | 0 | 2.3303 | 0.0010361 | 0 | 0 | 1.8827 | 0 | 0 | 0 | 1.6496 | 16.2015 | 1.2663 | 3.1569 | 0.034497 | 0.057553 | -0.47718 | 0.62859 | 0.11453 | 2.6783 | 9.1628 | 21.4421 | -0.7987 | 0 | 0.5801 | 0 | 1.7286 | 0.18826
2025_04_01 Hr 19 | 0.090814 | 5.3956e-05 | 0 | 0.12153 | 0.12244 | 0.10535 | 0.11261 | 0.12342 | 0.12414 | 0 | 0 | 0.016972 | 0.81 | 0.054387 | 1.4185 | 1.4185 | 5.5753 | 0 | 0.0051127 | 0.0054208 | 0.010137 | 0.033051 | 0 | 0.057082 | 0.017981 | 0.85044 | 0 | 6.2293 | 2.1271 | 0 | 0.50417 | 0.83819 | 0 | 0 | 0 | 0 | -29.3492 | 0.055283 | 0 | 0.003597 | 0 | -0.30005 | 0 | 0 | 0 | 0 | 0 | 0 | 0 | 0 | 2.1923 | 0.0010361 | 0 | 0 | 1.8827 | 0 | 4.7114 | 0 | 1.3797 | 19.575 | 1.2663 | 3.1569 | 0.034497 | 0.057553 | -0.090814 | 0.62859 | 0.11453 | 2.6783 | 10.3516 | 20.5166 | -0.39087 | 0 | 0.5801 | 0 | 1.7286 | 0.18963
2025_04_01 Hr 20 | 0.022595 | 0 | 0 | 0.12153 | 0.12244 | 0.10535 | 0.11261 | 0.12342 | 0.12414 | 0 | 0 | 0.016972 | 0.75 | 0.057676 | 1.4185 | 1.4185 | 5.5753 | 0 | 0.0051127 | 0.0054208 | 0.010137 | 0.033051 | 0 | 0.057082 | 0.017981 | 0.85044 | 0 | 6.2293 | 2.1271 | 0 | 0.50417 | 0.83819 | 0 | 0 | 0 | 0 | -30.9284 | 0.055283 | 0 | 0.0041197 | 0 | -0.34396 | 0 | 0 | 0 | 0 | 0 | 0 | 0 | 0 | 2.9473 | 0.0010361 | 0 | 0 | 1.8827 | 0 | 3.4927 | 0 | 1.0794 | 19.6942 | 1.2663 | 3.1569 | 0.034497 | 0.057553 | -0.022595 | 0.62859 | 0.11453 | 2.6783 | 9.2479 | 20.8486 | -0.36655 | 0 | 0.5801 | 0 | 1.7286 | 0.19196
2025_04_01 Hr 21 | 0 | 0 | 0 | 0.12153 | 0.12244 | 0.10535 | 0.11261 | 0.12342 | 0.12414 | 0 | 0 | 0.016972 | 0.72 | 0.053556 | 1.4185 | 1.4185 | 5.5753 | 0 | 0.0051127 | 0.0054208 | 0.010137 | 0.033051 | 0 | 0.057082 | 0.017981 | 0.85044 | 0 | 6.2293 | 2.1271 | 0 | 0.50417 | 0.83819 | 0 | 0 | 0 | 0 | -29.879 | 0.055283 | 0 | 0.0039848 | 0 | -0.33263 | 0 | 0 | 0 | 0 | 0 | 0 | 0 | 0 | 2.8094 | 0.0010361 | 0 | 0 | 1.8827 | 0 | 3.4927 | 0 | 1.1099 | 19.6942 | 1.2663 | 3.1569 | 0.034497 | 0.057553 | 0 | 0.62859 | 0.11453 | 2.6783 | 10.1674 | 20.6849 | -0.33263 | 0 | 0.5801 | 0 | 1.7286 | 0.19238
2025_04_01 Hr 22 | 0 | 0 | 0 | 0.12153 | 0.12244 | 0.10535 | 0.11261 | 0.12342 | 0.12414 | 0 | 0 | 0.016972 | 0.93 | 0.071829 | 1.4185 | 1.4185 | 5.5753 | 0 | 0.0051127 | 0.0054208 | 0.010137 | 0.033051 | 0 | 0.057082 | 0.017981 | 0.85044 | 0 | 6.2293 | 2.1271 | 0 | 0.50417 | 0.83819 | 0 | 0 | 0 | 0 | -34.3735 | 0.055283 | 0 | 0.0041376 | 0 | -0.34546 | 0 | 0 | 0 | 0 | 0 | 0 | 0 | 0 | 2.9473 | 0.0010361 | 0 | 0 | 1.8827 | 0 | 3.4927 | 0 | 1.741 | 19.6942 | 1.2663 | 3.1569 | 0.034497 | 0.057553 | 0 | 0.62859 | 0.11453 | 2.6783 | 6.6536 | 21.6783 | -0.34546 | 0 | 0.5801 | 0 | 1.7286 | 0.18852
2025_04_01 Hr 23 | 0 | 0 | 0 | 0.12153 | 0.12244 | 0.10535 | 0.11261 | 0.12342 | 0.12414 | 0 | 0 | 0.016972 | 1.08 | 0.090434 | 1.4185 | 1.4185 | 5.6934 | 0 | 0.0051127 | 0.0054208 | 0.010137 | 0.033051 | 0 | 0.057082 | 0.017981 | 0.85044 | 0 | 6.283 | 2.1271 | 0 | 0.51039 | 0.83819 | 0 | 0 | 0 | 0 | -43.3839 | 0.055283 | 0 | 0.0044858 | 0 | -0.37471 | 0 | 0 | 0 | 0 | 0 | 0 | 0 | 0 | 2.5989 | 0.0010361 | 0 | 0 | 1.8827 | 0 | 3.5561 | 0 | 2.1893 | 19.9294 | 1.2663 | 3.1569 | 0.034497 | 0.057553 | 0 | 0.62859 | 0.11453 | 2.6783 | -1.8813 | 21.9479 | -0.37471 | 0 | 0.5801 | 0 | 1.7286 | 0.18342
2025_04_01 Hr 24 | 0 | 0 | 0 | 0.12153 | 0.12244 | 0.10535 | 0.11261 | 0.12342 | 0.12414 | 0 | 0 | 0.016972 | 1.38 | 0.09783 | 1.4185 | 1.4185 | 5.6934 | 0 | 0.0051127 | 0.0054208 | 0.010137 | 0.033051 | 0 | 0.057082 | 0.017981 | 0.85044 | 0 | 6.283 | 2.1271 | 0 | 0.51039 | 0.83819 | 0 | 0 | 0 | 0 | -39.8113 | 0.055283 | 0 | 0.0037978 | 0 | -0.31691 | 0 | 0 | 0 | 0 | 0 | 0 | 0 | 0 | 1.9891 | 0.0010361 | 0 | 0 | 1.8827 | 0 | 3.5561 | 0 | 1.9499 | 19.9294 | 1.2663 | 3.1569 | 0.034497 | 0.057553 | 0 | 0.62859 | 0.11453 | 2.6783 | 1.2041 | 21.4029 | -0.31691 | 0 | 0.5801 | 0 | 1.7286 | 0.18019
2025_04_02 Hr 01 | 0 | 0 | 0 | 0.1173 | 0.11818 | 0.10169 | 0.10869 | 0.11912 | 0.11982 | 0 | 0 | 0.016972 | 1.77 | 0.14102 | 1.4185 | 1.4185 | 5.4955 | 0 | 0.0051127 | 0.0054208 | 0.010137 | 0.033051 | 0 | 0.057082 | 0.017981 | 0.85044 | 0 | 6.0645 | 2.1271 | 0 | 0.51039 | 0.83819 | 0 | 0 | 0 | 0 | -49.471 | 0.055283 | 0 | 0.0042681 | 0 | -0.35642 | 0 | 0 | 0 | 0 | 0 | 0 | 0 | 0 | 1.7785 | 0.0010361 | 0 | 0 | 1.8827 | 0 | 3.4324 | 0 | 1.8019 | 19.3645 | 1.2663 | 3.1569 | 0.034497 | 0.057553 | 0 | 0.62859 | 0.11453 | 2.6783 | -8.9868 | 21.476 | -0.35642 | 0 | 0.5801 | 0 | 1.7286 | 0.17864
2025_04_02 Hr 02 | 0 | 0 | 0 | 0.1173 | 0.11818 | 0.10169 | 0.10869 | 0.11912 | 0.11982 | 0 | 0 | 0.016972 | 2.28 | 0.16497 | 1.4185 | 1.4185 | 5.4955 | 0 | 0.0051127 | 0.0054208 | 0.010137 | 0.033051 | 0 | 0.057082 | 0.017981 | 0.85044 | 0 | 6.0645 | 2.1271 | 0 | 0.51039 | 0.83819 | 0 | 0 | 0 | 0 | -45.5195 | 0.055283 | 0 | 0.0038761 | 0 | -0.32349 | 0 | 0 | 0 | 0 | 0 | 0 | 0 | 0 | 1.8511 | 0.0010361 | 0 | 0 | 1.8827 | 0 | 3.4324 | 0 | 1.9194 | 19.3645 | 1.2663 | 3.1569 | 0.034497 | 0.057553 | 0 | 0.62859 | 0.11453 | 2.6783 | -4.28 | 22.1984 | -0.32349 | 0 | 0.5801 | 0 | 1.7286 | 0.17699
2025_04_02 Hr 03 | 0 | 0 | 0 | 0.1173 | 0.11818 | 0.10169 | 0.10869 | 0.11912 | 0.11982 | 0 | 0 | 0.016972 | 2.43 | 0.17628 | 1.4185 | 1.4185 | 5.4955 | 0 | 0.0051127 | 0.0054208 | 0.010137 | 0.033051 | 0 | 0.057082 | 0.017981 | 0.85044 | 0 | 6.0645 | 2.1271 | 0 | 0.51039 | 0.83819 | 0 | 0 | 0 | 0 | -45.0413 | 0.055283 | 0 | 0.0038863 | 0 | -0.32435 | 0 | 0 | 0 | 0 | 0 | 0 | 0 | 0 | 2.0544 | 0.0010361 | 0 | 0 | 1.8827 | 0 | 3.4324 | 0 | 1.7105 | 19.3645 | 1.2663 | 3.1569 | 0.034497 | 0.057553 | 0 | 0.62859 | 0.11453 | 2.6783 | -3.6472 | 22.3539 | -0.32435 | 0 | 0.5801 | 0 | 1.7286 | 0.17675
2025_04_02 Hr 04 | 0 | 0 | 0 | 0.1173 | 0.11818 | 0.10169 | 0.10869 | 0.11912 | 0.11982 | 0 | 0 | 0.016972 | 2.43 | 0.18122 | 1.4185 | 1.4185 | 5.4955 | 0 | 0.0051127 | 0.0054208 | 0.010137 | 0.033051 | 0 | 0.057082 | 0.017981 | 0.85044 | 0.49245 | 6.0645 | 2.1271 | 0 | 0.51039 | 0.83819 | 0 | 0 | 0 | 0 | -46.3112 | 0.055283 | 0 | 0.0039953 | 0 | -0.3335 | 0 | 0 | 0 | 0 | 0 | 0 | 0 | 0 | 2.1923 | 0.0010361 | 0 | 0 | 1.8827 | 0 | 3.4324 | 0 | 1.4407 | 19.7074 | 1.2663 | 3.1569 | 0.034497 | 0.057553 | 0 | 0.62859 | 0.11453 | 2.6783 | -4.7109 | 22.2264 | -0.3335 | 0 | 0.5801 | 0 | 1.7286 | 0.17633
2025_04_02 Hr 05 | 0 | 0 | 0 | 0.1173 | 0.11818 | 0.10169 | 0.10869 | 0.11912 | 0.11982 | 0 | 0 | 0.016972 | 2.43 | 0.22863 | 1.4185 | 1.4185 | 5.4955 | 0 | 0.0051127 | 0.0054208 | 0.010137 | 0.033051 | 0 | 0.057082 | 0.017981 | 0.85044 | 0.34281 | 6.0645 | 2.1271 | 0 | 0.51039 | 0.83819 | 0 | 0 | 0 | 0 | -56.8881 | 0.055283 | 0 | 0.0050403 | 0 | -0.42128 | 0 | 0 | 0 | 0 | 0 | 0 | 0 | 0 | 2.2577 | 0.0010361 | 0 | 0 | 1.8827 | 0 | 3.4324 | 0 | 1.8019 | 19.7074 | 1.2663 | 3.1569 | 0.034497 | 0.057553 | 0 | 0.62859 | 0.11453 | 2.6783 | -14.8992 | 22.7029 | -0.42128 | 0 | 0.5801 | 0 | 1.7286 | 0.17874
2025_04_02 Hr 06 | 0 | 0 | 0 | 0.1173 | 0.11818 | 0.10169 | 0.10869 | 0.11912 | 0.11982 | 0 | 0 | 0.016972 | 2.22 | 0.22673 | 1.4185 | 1.4185 | 5.4955 | 0 | 0.0051127 | 0.0054208 | 0.010137 | 0.033051 | 0 | 0.057082 | 0.017981 | 0.85044 | 0.34281 | 6.0645 | 2.1271 | 0 | 0.51039 | 0.83819 | 0 | 0 | 0 | 0 | -56.2489 | 0.055283 | 0 | 0.0054712 | 0 | -0.45748 | 0 | 0 | 0 | 0 | 0 | 0 | 0 | 0 | 2.2577 | 0.0010361 | 0 | 0 | 1.8827 | 0 | 3.4324 | 0 | 2.1893 | 19.7074 | 1.2663 | 3.1569 | 0.034497 | 0.057553 | 0 | 0.62859 | 0.11453 | 2.6783 | -14.1145 | 22.8846 | -0.45748 | 0 | 0.5801 | 0 | 1.7286 | 0.18499
2025_04_02 Hr 07 | 0 | 0 | 0 | 0.1173 | 0.11818 | 0.10169 | 0.10869 | 0.11912 | 0.11982 | 0 | 0 | 0.016972 | 1.59 | 0.1511 | 1.4185 | 1.4185 | 5.3815 | 0 | 0.0051127 | 0.0054208 | 0.010137 | 0.033051 | 0 | 0.057082 | 0.017981 | 0.85044 | 0.34281 | 6.0126 | 2.1271 | 0 | 0.50417 | 0.83819 | 0 | 0 | 0 | 0 | -41.3602 | 0.055283 | 0 | 0.005091 | 0 | -0.42554 | 0 | 0 | 0 | 0 | 0 | 0 | 0 | 0 | 2.3303 | 0.0010361 | 0 | 0 | 1.8827 | 0 | 3.3712 | 0 | 2.2198 | 19.4803 | 1.2663 | 3.1569 | 0.034497 | 0.057553 | 0 | 0.62859 | 0.11453 | 2.6783 | -0.021858 | 22.2836 | -0.42554 | 0 | 0.5801 | 0 | 1.7286 | 0.19284
2025_04_02 Hr 08 | 0.18141 | 1.057e-06 | 0 | 0.1173 | 0.11818 | 0.10169 | 0.10869 | 0.11912 | 0.11982 | 0 | 0 | 0.016972 | 0.9 | 0.059193 | 1.4185 | 1.4185 | 5.3815 | 0 | 0.0051127 | 0.0054208 | 0.010137 | 0.033051 | 0 | 0.057082 | 0.017981 | 0.85044 | 0.34281 | 6.0126 | 2.1271 | 0 | 0.50417 | 0.83819 | 0 | 0 | 0 | 0 | -17.0991 | 0.055283 | 0 | 0.0035234 | 0 | -0.29387 | 0 | 0 | 0 | 0 | 0 | 0 | 0 | 0 | 2.5989 | 0.0010361 | 0 | 0 | 1.8827 | 0 | 3.3712 | 0 | 1.9804 | 19.4803 | 1.2663 | 3.1569 | 0.034497 | 0.057553 | -0.18141 | 0.62859 | 0.11453 | 2.6783 | 23.6215 | 21.7156 | -0.47528 | 0 | 0.5801 | 0 | 1.7286 | 0.19604
2025_04_02 Hr 09 | 0.52222 | 9.6785e-05 | 0 | 0.1173 | 0.11818 | 0.10169 | 0.10869 | 0.11912 | 0.11982 | 0 | 0 | 0.016972 | 0.84 | 0.044766 | 1.4185 | 1.4185 | 5.3815 | 0 | 0.0051127 | 0.0054208 | 0.010137 | 0.033051 | 0 | 0.057082 | 0.017981 | 0.85044 | 0.34281 | 6.0126 | 2.1271 | 0 | 0.50417 | 0.83819 | 0 | 0 | 0 | 0 | -21.1833 | 0.055283 | 0 | 0.002855 | 0 | -0.23772 | 0 | 0 | 0 | 0 | 0 | 0 | 0 | 0 | 2.5335 | 0.0010361 | 0 | 0 | 1.8827 | 0 | 3.3712 | 0 | 2.1632 | 19.4803 | 1.2663 | 3.1569 | 0.034497 | 0.057553 | -0.52222 | 0.62859 | 0.11453 | 2.6783 | 19.6364 | 22.0994 | -0.75994 | 0 | 0.5801 | 0 | 1.7286 | 0.1959
2025_04_02 Hr 10 | 0.68983 | 0.00035894 | 0 | 0.1173 | 0.11818 | 0.10169 | 0.10869 | 0.11912 | 0.11982 | 0 | 0 | 0.016972 | 1.05 | 0.057903 | 1.4185 | 1.4185 | 5.3815 | 0 | 0.0051127 | 0.0054208 | 0.010137 | 0.033051 | 0 | 0.057082 | 0.017981 | 0.85044 | 0 | 6.0126 | 2.1271 | 0 | 0.50417 | 0.83819 | 0 | 0 | 0 | 0 | -23.7637 | 0.055283 | 0 | 0.0029543 | 0 | -0.24606 | 0 | 0 | 0 | 0 | 0 | 0 | 0 | 0 | 2.5335 | 0.0010361 | 0 | 0 | 1.8827 | 0 | 3.3712 | 0 | 1.7715 | 19.1375 | 1.2663 | 3.1569 | 0.034497 | 0.057553 | -0.68983 | 0.62859 | 0.11453 | 2.6783 | 16.5386 | 22.1006 | -0.93588 | 0 | 0.5801 | 0 | 1.7286 | 0.1979
2025_04_02 Hr 11 | 0.80919 | 0.0005327 | 0 | 0.1173 | 0.11818 | 0.10169 | 0.10869 | 0.11912 | 0.11982 | 0 | 0 | 0.016972 | 0.87 | 0.043626 | 1.4185 | 1.4185 | 5.3815 | 0 | 0.0051127 | 0.0054208 | 0.010137 | 0.033051 | 0 | 0.057082 | 0.017981 | 0.85044 | 0 | 6.0126 | 2.1271 | 0 | 0.50417 | 0.83819 | 0 | 0 | 0 | 0 | -26.4004 | 0.055283 | 0 | 0.0026863 | 0 | -0.22355 | 0 | 0 | 0 | 0 | 0 | 0 | 0 | 0 | 2.5335 | 0.0010361 | 0 | 0 | 1.8827 | 0 | 3.3712 | 0 | 2.1327 | 19.1375 | 1.2663 | 3.1569 | 0.034497 | 0.057553 | -0.80919 | 0.62859 | 0.11453 | 2.6783 | 14.0894 | 22.3851 | -1.0327 | 0 | 0.5801 | 0 | 1.7286 | 0.19586
2025_04_02 Hr 12 | 0.79786 | 0.00057442 | 0 | 0.1173 | 0.11818 | 0.10169 | 0.10869 | 0.11912 | 0.11982 | 0 | 0 | 0.016972 | 0.84 | 0.037111 | 1.4185 | 1.4185 | 5.3815 | 0 | 0.0051127 | 0.0054208 | 0.010137 | 0.033051 | 0 | 0.057082 | 0.017981 | 0.85044 | 0 | 6.0126 | 2.1271 | 0 | 0.50417 | 0.83819 | 0 | 0 | 0 | 0 | -21.1916 | 0.055283 | 0 | 0.0023668 | 0 | -0.19671 | 0 | 0 | 0 | 0 | 0 | 0 | 0 | 0 | 2.3303 | 0.0010361 | 0 | 0 | 1.8827 | 0 | 2.6657 | 0 | 2.1893 | 18.432 | 1.2663 | 3.1569 | 0.034497 | 0.057553 | -0.79786 | 0.62859 | 0.11453 | 2.6783 | 18.4351 | 22.1893 | -0.99457 | 0 | 0.5801 | 0 | 1.7286 | 0.19454
2025_04_02 Hr 13 | 0.78703 | 0.00064192 | 0 | 0 | 0 | 0.10169 | 0.10869 | 0 | 0 | 0 | 0 | 0.016972 | 0.78 | 0.037044 | 1.4185 | 1.4185 | 5.3815 | 0 | 0.0051127 | 0.0054208 | 0.010137 | 0.033051 | 0 | 0.057082 | 0.017981 | 0.85044 | 0 | 6.0126 | 2.1271 | 0 | 0.50417 | 0.83819 | 0 | 0 | 0 | 0 | -22.2924 | 0.055283 | 0 | 0.0045797 | 0 | -0.21162 | 0 | 0 | 0 | 0 | 0 | 0 | 0 | 0 | 2.1923 | 0.0010361 | 0 | 0 | 1.8827 | 0 | 3.1795 | 0 | 2.6115 | 18.4714 | 1.2663 | 3.1569 | 0.034497 | 0.057553 | -0.78703 | 0.62859 | 0.11453 | 2.6783 | 17.5826 | 22.4023 | -0.99865 | 0 | 0.5801 | 0 | 1.7286 | 0.1941
2025_04_02 Hr 14 | 0.81464 | 0.00056897 | 0 | 0 | 0 | 0.10169 | 0.10869 | 0 | 0 | 0 | 0 | 0.016972 | 0.87 | 0.03693 | 1.4185 | 1.4185 | 5.3815 | 0 | 0.0051127 | 0.0054208 | 0.010137 | 0.033051 | 0 | 0.057082 | 0.017981 | 0.85044 | 0 | 6.0126 | 2.1271 | 0 | 0.50417 | 0.83819 | 0 | 0 | 0 | 0 | -22.2479 | 0.055283 | 0 | 0.0040933 | 0 | -0.18892 | 0 | 0 | 0 | 0 | 0 | 0 | 0 | 0 | 1.9891 | 0.0010361 | 0 | 0 | 1.8827 | 0 | 2.6016 | 0 | 2.7029 | 17.8934 | 1.2663 | 3.1569 | 0.034497 | 0.057553 | -0.81464 | 0.62859 | 0.11453 | 2.6783 | 17.0504 | 22.4084 | -1.0036 | 0 | 0.5801 | 0 | 1.7286 | 0.19469
2025_04_02 Hr 15 | 0.7486 | 0.00062075 | 0 | 0 | 0 | 0.10169 | 0.10869 | 0 | 0 | 0 | 0 | 0.016972 | 0.78 | 0.037425 | 1.4185 | 1.4185 | 5.3815 | 0 | 0.0051127 | 0.0054208 | 0.010137 | 0.033051 | 0 | 0.057082 | 0.017981 | 0.85044 | 0 | 6.0126 | 2.1271 | 0 | 0.50417 | 0.83819 | 0 | 0 | 0 | 0 | -25.4008 | 0.055283 | 0 | 0.0046267 | 0 | -0.21381 | 0 | 0 | 0 | 0 | 0 | 0 | 0 | 0 | 2.1923 | 0.0010361 | 0 | 0 | 1.8827 | 0 | 3.1788 | 0 | 2.3416 | 18.4707 | 1.2663 | 3.1569 | 0.034497 | 0.057553 | -0.7486 | 0.62859 | 0.11453 | 2.6783 | 14.2001 | 22.0926 | -0.96242 | 0 | 0.5801 | 0 | 1.7286 | 0.1923
2025_04_02 Hr 16 | 0.71678 | 0.00052298 | 0 | 0 | 0 | 0.10169 | 0.10869 | 0 | 0 | 0 | 0 | 0.016972 | 0.81 | 0.037494 | 1.4185 | 1.4185 | 5.3815 | 0 | 0.0051127 | 0.0054208 | 0.010137 | 0.033051 | 0 | 0.057082 | 0.017981 | 0.85044 | 0 | 6.0126 | 2.1271 | 0 | 0.50417 | 0.83819 | 0 | 0 | 0 | 0 | -25.0156 | 0.055283 | 0 | 0.0044635 | 0 | -0.2062 | 0 | 0 | 0 | 0 | 0 | 0 | 0 | 0 | 2.1923 | 0.0010361 | 0 | 0 | 1.8827 | 0 | 3.0638 | 0 | 2.1893 | 18.3556 | 1.2663 | 3.1569 | 0.034497 | 0.057553 | -0.71678 | 0.62859 | 0.11453 | 2.6783 | 14.3552 | 21.9381 | -0.92298 | 0 | 0.5801 | 0 | 1.7286 | 0.19203
2025_04_02 Hr 17 | 0.59756 | 0.00033336 | 0 | 0 | 0 | 0.10169 | 0.10869 | 0 | 0 | 0 | 0 | 0.016972 | 0.78 | 0.032751 | 1.4185 | 1.4185 | 5.3815 | 0 | 0.0051127 | 0.0054208 | 0.010137 | 0.033051 | 0 | 0.057082 | 0.017981 | 0.85044 | 0 | 6.0126 | 2.1271 | 0 | 0.50417 | 0.83819 | 0 | 0 | 0 | 0 | -23.4029 | 0.055283 | 0 | 0.0040489 | 0 | -0.18685 | 0 | 0 | 0 | 0 | 0 | 0 | 0 | 0 | 2.1923 | 0.0010361 | 0 | 0 | 1.8827 | 0 | 2.8449 | 0 | 2.1327 | 18.1367 | 1.2663 | 3.1569 | 0.034497 | 0.057553 | -0.59756 | 0.62859 | 0.11453 | 2.6783 | 15.6778 | 21.7283 | -0.78441 | 0 | 0.5801 | 0 | 1.7286 | 0.19297
2025_04_02 Hr 18 | 0.40874 | 0.00016484 | 0 | 0.1173 | 0.11818 | 0.10169 | 0.10869 | 0.11912 | 0.11982 | 0 | 0 | 0.016972 | 0.75 | 0.0425 | 1.4185 | 1.4185 | 5.3815 | 0 | 0.0051127 | 0.0054208 | 0.010137 | 0.033051 | 0 | 0.057082 | 0.017981 | 0.85044 | 0 | 6.0126 | 2.1271 | 0 | 0.50417 | 0.83819 | 0 | 0 | 0 | 0 | -31.2255 | 0.055283 | 0 | 0.0030357 | 0 | -0.2529 | 0 | 0 | 0 | 0 | 0 | 0 | 0 | 0 | 1.9891 | 0.0010361 | 0 | 0 | 1.8827 | 0 | 3.192 | 0 | 1.7715 | 18.9583 | 1.2663 | 3.1569 | 0.034497 | 0.057553 | -0.40874 | 0.62859 | 0.11453 | 2.6783 | 8.0273 | 20.9561 | -0.66164 | 0 | 0.5801 | 0 | 1.7286 | 0.19453
2025_04_02 Hr 19 | 0.067929 | 4.3343e-05 | 0 | 0.1173 | 0.11818 | 0.10169 | 0.10869 | 0.11912 | 0.11982 | 0 | 0 | 0.016972 | 0.69 | 0.042293 | 1.4185 | 1.4185 | 5.3815 | 0 | 0.0051127 | 0.0054208 | 0.010137 | 0.033051 | 0 | 0.057082 | 0.017981 | 0.85044 | 0 | 6.0126 | 2.1271 | 0 | 0.50417 | 0.83819 | 0 | 0 | 0 | 0 | -33.2989 | 0.055283 | 0 | 0.0032836 | 0 | -0.27372 | 0 | 0 | 0 | 0 | 0 | 0 | 0 | 0 | 2.9473 | 0.0010361 | 0 | 0 | 1.8827 | 0 | 3.3712 | 0 | 1.0794 | 19.1375 | 1.2663 | 3.1569 | 0.034497 | 0.057553 | -0.067929 | 0.62859 | 0.11453 | 2.6783 | 6.3177 | 20.8208 | -0.34165 | 0 | 0.5801 | 0 | 1.7286 | 0.19409
2025_04_02 Hr 20 | 0 | 0 | 0 | 0.1173 | 0.11818 | 0.10169 | 0.10869 | 0.11912 | 0.11982 | 0 | 0 | 0.016972 | 0.48 | 0.029474 | 1.4185 | 1.4185 | 5.3815 | 0 | 0.0051127 | 0.0054208 | 0.010137 | 0.033051 | 0 | 0.057082 | 0.017981 | 0.85044 | 0 | 6.0126 | 2.1271 | 0 | 0.50417 | 0.83819 | 0 | 0 | 0 | 0 | -30.5993 | 0.055283 | 0 | 0.0032895 | 0 | -0.27422 | 0 | 0 | 0 | 0 | 0 | 0 | 0 | 0 | 3.4918 | 0.0010361 | 0 | 0 | 1.8827 | 0 | 3.3712 | 0 | 0.84002 | 19.1375 | 1.2663 | 3.1569 | 0.034497 | 0.057553 | 0 | 0.62859 | 0.11453 | 2.6783 | 9.0999 | 20.8359 | -0.27422 | 0 | 0.5801 | 0 | 1.7286 | 0.19497
2025_04_02 Hr 21 | 0 | 0 | 0 | 0.1173 | 0.11818 | 0.10169 | 0.10869 | 0.11912 | 0.11982 | 0 | 0 | 0.016972 | 0.24 | 0.018033 | 1.4185 | 1.4185 | 5.3815 | 0 | 0.0051127 | 0.0054208 | 0.010137 | 0.033051 | 0 | 0.057082 | 0.017981 | 0.85044 | 0 | 6.0126 | 2.1271 | 0 | 0.50417 | 0.83819 | 0 | 0 | 0 | 0 | -35.0125 | 0.055283 | 0 | 0.0040252 | 0 | -0.33602 | 0 | 0 | 0 | 0 | 0 | 0 | 0 | 0 | 4.1088 | 0.0010361 | 0 | 0 | 1.8827 | 0 | 3.3712 | 0 | 0.66157 | 19.1375 | 1.2663 | 3.1569 | 0.034497 | 0.057553 | 0 | 0.62859 | 0.11453 | 2.6783 | 4.8105 | 21.0216 | -0.33602 | 0 | 0.5801 | 0 | 1.7286 | 0.19348
2025_04_02 Hr 22 | 0 | 0 | 0 | 0.1173 | 0.11818 | 0.10169 | 0.10869 | 0.11912 | 0.11982 | 0 | 0 | 0.016972 | 0.06 | 0.0042335 | 1.4185 | 1.4185 | 5.3815 | 0 | 0.0051127 | 0.0054208 | 0.010137 | 0.033051 | 0 | 0.057082 | 0.017981 | 0.85044 | 0 | 6.0126 | 2.1271 | 0 | 0.50417 | 0.83819 | 0 | 0 | 0 | 0 | -34.6728 | 0.055283 | 0 | 0.0037799 | 0 | -0.31541 | 0 | 0 | 0 | 0 | 0 | 0 | 0 | 0 | 4.1088 | 0.0010361 | 0 | 0 | 1.8827 | 0 | 3.3712 | 0 | 0.74862 | 19.1375 | 1.2663 | 3.1569 | 0.034497 | 0.057553 | 0 | 0.62859 | 0.11453 | 2.6783 | 5.0625 | 20.9132 | -0.31541 | 0 | 0.5801 | 0 | 1.7286 | 0.19187
2025_04_02 Hr 23 | 0 | 0 | 0 | 0.1173 | 0.11818 | 0.10169 | 0.10869 | 0.11912 | 0.11982 | 0 | 0 | 0.016972 | 0.15 | 0.011136 | 1.4185 | 1.4185 | 5.4955 | 0 | 0.0051127 | 0.0054208 | 0.010137 | 0.033051 | 0 | 0.057082 | 0.017981 | 0.85044 | 0 | 6.0645 | 2.1271 | 0 | 0.51039 | 0.83819 | 0 | 0 | 0 | 0 | -38.8395 | 0.055283 | 0 | 0.003977 | 0 | -0.33197 | 0 | 0 | 0 | 0 | 0 | 0 | 0 | 0 | 3.833 | 0.0010361 | 0 | 0 | 1.8827 | 0 | 3.4324 | 0 | 0.69204 | 19.3645 | 1.2663 | 3.1569 | 0.034497 | 0.057553 | 0 | 0.62859 | 0.11453 | 2.6783 | 0.87033 | 20.6773 | -0.33197 | 0 | 0.5801 | 0 | 1.7286 | 0.18523
2025_04_02 Hr 24 | 0 | 0 | 0 | 0 | 0 | 0.10169 | 0.10869 | 0 | 0 | 0 | 0 | 0.016972 | 0.27 | 0.017993 | 1.4185 | 1.4185 | 5.4955 | 0 | 0.0051127 | 0.0054208 | 0.010137 | 0.033051 | 0 | 0.057082 | 0.017981 | 0.85044 | 0 | 6.0645 | 2.1271 | 0 | 0.51039 | 0.83819 | 0 | 0 | 0 | 0 | -34.2105 | 0.055283 | 0 | 0.0064262 | 0 | -0.29779 | 0 | 0 | 0 | 0 | 0 | 0 | 0 | 0 | 3.5644 | 0.0010361 | 0 | 0 | 1.8827 | 0 | 3.4324 | 0 | 0.33079 | 18.8901 | 1.2663 | 3.1569 | 0.034497 | 0.057553 | 0 | 0.62859 | 0.11453 | 2.6783 | 4.5518 | 20.1699 | -0.29779 | 0 | 0.5801 | 0 | 1.7286 | 0.18086
2025_04_03 Hr 01 | 0 | 0 | 0 | 0 | 0 | 0.10902 | 0.11652 | 0 | 0 | 0 | 0 | 0.016972 | 0.69 | 0.042157 | 1.4185 | 1.4185 | 5.8913 | 0 | 0.0051127 | 0.0054208 | 0.010137 | 0.033051 | 0 | 0.057082 | 0.017981 | 0.85044 | 0 | 6.5016 | 2.1271 | 0 | 0.51039 | 0.83819 | 0 | 0 | 0 | 0 | -35.1911 | 0.055283 | 0 | 0.0058915 | 0 | -0.27284 | 0 | 0 | 0 | 0 | 0 | 0 | 0 | 0 | 3.3538 | 0.0010361 | 0 | 0 | 1.8827 | 0 | 3.6798 | 0 | 0.33079 | 19.9857 | 1.2663 | 3.1569 | 0.034497 | 0.057553 | 0 | 0.62859 | 0.11453 | 2.6783 | 4.9247 | 20.4029 | -0.27284 | 0 | 0.5801 | 0 | 1.7286 | 0.18025
2025_04_03 Hr 02 | 0 | 0 | 0 | 0 | 0 | 0.10902 | 0.11652 | 0 | 0 | 0 | 0 | 0.016972 | 1.35 | 0.081816 | 1.4185 | 1.4185 | 5.8913 | 0 | 0.0051127 | 0.0054208 | 0.010137 | 0.033051 | 0 | 0.057082 | 0.017981 | 0.85044 | 0 | 6.5016 | 2.1271 | 0 | 0.51039 | 0.83819 | 0 | 0 | 0 | 0 | -37.6474 | 0.055283 | 0 | 0.005844 | 0 | -0.27062 | 0 | 0 | 0 | 0 | 0 | 0 | 0 | 0 | 3.695 | 0.0010361 | 0 | 0 | 1.8827 | 0 | 3.6798 | 0 | 0.4483 | 19.9857 | 1.2663 | 3.1569 | 0.034497 | 0.057553 | 0 | 0.62859 | 0.11453 | 2.6783 | 3.6299 | 21.5622 | -0.27062 | 0 | 0.5801 | 0 | 1.7286 | 0.18121
2025_04_03 Hr 03 | 0 | 0 | 0 | 0 | 0 | 0.10902 | 0.11652 | 0 | 0 | 0 | 0 | 0.016972 | 1.68 | 0.1082 | 1.4185 | 1.4185 | 5.8913 | 0 | 0.0051127 | 0.0054208 | 0.010137 | 0.033051 | 0 | 0.057082 | 0.017981 | 0.85044 | 0 | 6.5016 | 2.1271 | 0 | 0.51039 | 0.83819 | 0 | 0 | 0 | 0 | -39.3107 | 0.055283 | 0 | 0.0062105 | 0 | -0.28772 | 0 | 0 | 0 | 0 | 0 | 0 | 0 | 0 | 3.2885 | 0.0010361 | 0 | 0 | 1.8827 | 0 | 3.6798 | 0 | 0.36125 | 19.9857 | 1.2663 | 3.1569 | 0.034497 | 0.057553 | 0 | 0.62859 | 0.11453 | 2.6783 | 1.8115 | 21.4242 | -0.28772 | 0 | 0.5801 | 0 | 1.7286 | 0.18037
2025_04_03 Hr 04 | 0 | 0 | 0 | 0.12576 | 0.1267 | 0.10902 | 0.11652 | 0.12771 | 0.12846 | 0 | 0 | 0.016972 | 2.07 | 0.13983 | 1.4185 | 1.4185 | 5.8913 | 0 | 0.0051127 | 0.0054208 | 0.010137 | 0.033051 | 0 | 0.057082 | 0.017981 | 0.85044 | 0 | 6.5016 | 2.1271 | 0 | 0.51039 | 0.83819 | 0 | 0 | 0 | 0 | -41.7901 | 0.055283 | 0 | 0.0036189 | 0 | -0.30189 | 0 | 0 | 0 | 0 | 0 | 0 | 0 | 0 | 3.2159 | 0.0010361 | 0 | 0 | 1.8827 | 0 | 3.6798 | 0 | 0.17845 | 20.4943 | 1.2663 | 3.1569 | 0.034497 | 0.057553 | 0 | 0.62859 | 0.11453 | 2.6783 | -0.0072887 | 21.5904 | -0.30189 | 0 | 0.5801 | 0 | 1.7286 | 0.18033
2025_04_03 Hr 05 | 0 | 0 | 0 | 0.12576 | 0.1267 | 0.10902 | 0.11652 | 0.12771 | 0.12846 | 0 | 0 | 0.016972 | 2.28 | 0.16132 | 1.4185 | 1.4185 | 5.8913 | 0 | 0.0051127 | 0.0054208 | 0.010137 | 0.033051 | 0 | 0.057082 | 0.017981 | 0.85044 | 0 | 6.5016 | 2.1271 | 0 | 0.51039 | 0.83819 | 0 | 0 | 0 | 0 | -41.3986 | 0.055283 | 0 | 0.0037905 | 0 | -0.3163 | 0 | 0 | 0 | 0 | 0 | 0 | 0 | 0 | 2.2577 | 0.0010361 | 0 | 0 | 1.8827 | 0 | 3.6798 | 0 | 0.091402 | 20.4943 | 1.2663 | 3.1569 | 0.034497 | 0.057553 | 0 | 0.62859 | 0.11453 | 2.6783 | -0.44089 | 20.7797 | -0.3163 | 0 | 0.5801 | 0 | 1.7286 | 0.18338
2025_04_03 Hr 06 | 0 | 0 | 0 | 0.12576 | 0.1267 | 0.10902 | 0.11652 | 0.12771 | 0.12846 | 0 | 0 | 0.016972 | 2.4 | 0.22286 | 1.4185 | 1.4185 | 5.8913 | 0 | 0.0051127 | 0.0054208 | 0.010137 | 0.033051 | 0 | 0.057082 | 0.017981 | 0.85044 | 0.30262 | 6.5016 | 2.1271 | 0 | 0.51039 | 0.83819 | 0 | 0 | 0 | 0 | -48.5168 | 0.055283 | 0 | 0.0049745 | 0 | -0.41576 | 0 | 0 | 0 | 0 | 0 | 0 | 0 | 0 | 2.1923 | 0.0010361 | 0 | 0 | 1.8827 | 0 | 3.6798 | 0 | 0.030467 | 20.6473 | 1.2663 | 3.1569 | 0.034497 | 0.057553 | 0 | 0.62859 | 0.11453 | 2.6783 | -7.4443 | 20.8409 | -0.41576 | 0 | 0.5801 | 0 | 1.7286 | 0.18934
2025_04_03 Hr 07 | 0.045044 | 0 | 0 | 0.12576 | 0.1267 | 0.10902 | 0.11652 | 0.12771 | 0.12846 | 0 | 0 | 0.016972 | 2.52 | 0.17466 | 1.4185 | 1.4185 | 5.7691 | 0 | 0.0051127 | 0.0054208 | 0.010137 | 0.033051 | 0 | 0.057082 | 0.017981 | 0.85044 | 0.36717 | 6.446 | 2.1271 | 0 | 0.50417 | 0.83819 | 0 | 0 | 0 | 0 | -30.5788 | 0.055283 | 0 | 0.003713 | 0 | -0.30979 | 0 | 0 | 0 | 0 | 0 | 0 | 0 | 0 | 1.5753 | 0.0010361 | 0 | 0 | 1.8827 | 0 | 3.6142 | 0 | 0.17845 | 20.6181 | 1.2663 | 3.1569 | 0.034497 | 0.057553 | -0.045044 | 0.62859 | 0.11453 | 2.6783 | 10.1744 | 20.4899 | -0.35483 | 0 | 0.5801 | 0 | 1.7286 | 0.19681
2025_04_03 Hr 08 | 0.24927 | 1.0383e-06 | 0 | 0.12576 | 0.1267 | 0.10902 | 0.11652 | 0.12771 | 0.12846 | 0 | 0 | 0.016972 | 1.83 | 0.11823 | 1.4185 | 1.4185 | 5.7691 | 0 | 0.0051127 | 0.0054208 | 0.010137 | 0.033051 | 0 | 0.057082 | 0.017981 | 0.85044 | 0.36717 | 6.446 | 2.1271 | 0 | 0.50417 | 0.83819 | 0 | 0 | 0 | 0 | -25.7454 | 0.055283 | 0 | 0.0034612 | 0 | -0.28864 | 0 | 0 | 0 | 0 | 0 | 0 | 0 | 0 | 1.8511 | 0.0010361 | 0 | 0 | 1.8827 | 0 | 3.6142 | 0 | 0.23939 | 20.6181 | 1.2663 | 3.1569 | 0.034497 | 0.057553 | -0.24927 | 0.62859 | 0.11453 | 2.6783 | 14.6215 | 20.2867 | -0.53791 | 0 | 0.5801 | 0 | 1.7286 | 0.19904
2025_04_03 Hr 09 | 0.45436 | 7.5048e-05 | 0 | 0 | 0 | 0.10902 | 0 | 0 | 0 | 0 | 0 | 0.016972 | 2.19 | 0.11755 | 1.4185 | 1.4185 | 5.7691 | 0 | 0.0051127 | 0.0054208 | 0.010137 | 0.033051 | 0 | 0.057082 | 0.017981 | 0.85044 | 0.36717 | 6.446 | 2.1271 | 0 | 0.50417 | 0.83819 | 0 | 0 | 0 | 0 | -22.3721 | 0.055283 | 0 | 0.0057508 | 0 | -0.23944 | 0 | 0 | 0 | 0 | 0 | 0 | 0 | 0 | 1.5753 | 0.0010361 | 0 | 0 | 1.8827 | 0 | 3.4356 | 0 | 0.17845 | 19.8143 | 1.2663 | 3.1569 | 0.034497 | 0.057553 | -0.45436 | 0.62859 | 0.11453 | 2.6783 | 17.263 | 20.5146 | -0.6938 | 0 | 0.5801 | 0 | 1.7286 | 0.19921
2025_04_03 Hr 10 | 0.56654 | 7.3586e-05 | 0 | 0 | 0 | 0 | 0 | 0 | 0 | 0 | 0 | 0.016972 | 2.19 | 0.10027 | 1.4185 | 1.4185 | 5.7691 | 0 | 0.0051127 | 0.0054208 | 0.010137 | 0.033051 | 0 | 0.057082 | 0.017981 | 0.85044 | 0 | 6.446 | 2.1271 | 0 | 0.50417 | 0.83819 | 0 | 0 | 0 | 0 | -15.9007 | 0.055283 | 0 | 0.0078492 | 0 | -0.20394 | 0 | 0 | 0 | 0 | 0 | 0 | 0 | 0 | 1.5753 | 0.0010361 | 0 | 0 | 1.8827 | 0 | 0 | 0 | 0.030467 | 15.9025 | 1.2663 | 3.1569 | 0.034497 | 0.057553 | -0.56654 | 0.62859 | 0.11453 | 2.6783 | 19.6906 | 20.4593 | -0.77048 | 0 | 0.5801 | 0 | 1.7286 | 0.19702
2025_04_03 Hr 11 | 0.56734 | 0.00011167 | 0 | 0 | 0 | 0 | 0 | 0 | 0 | 0 | 0 | 0.016972 | 2.31 | 0.092782 | 1.4185 | 1.4185 | 5.7691 | 0 | 0.0051127 | 0.0054208 | 0.010137 | 0.033051 | 0 | 0.057082 | 0.017981 | 0.85044 | 0 | 6.446 | 2.1271 | 0 | 0.50417 | 0.83819 | 0 | 0 | 0 | 0 | -15.7962 | 0.055283 | 0 | 0.0068855 | 0 | -0.17864 | 0 | 0 | 0 | 0 | 0 | 0 | 0 | 0 | 2.2577 | 0.0010361 | 0 | 0 | 1.8827 | 0 | 0 | 0 | 0.091402 | 15.9025 | 1.2663 | 3.1569 | 0.034497 | 0.057553 | -0.56734 | 0.62859 | 0.11453 | 2.6783 | 20.6749 | 21.3146 | -0.74598 | 0 | 0.5801 | 0 | 1.7286 | 0.19565
2025_04_03 Hr 12 | 0.7563 | 0.00016591 | 0 | 0 | 0 | 0 | 0 | 0 | 0 | 0 | 0 | 0.016972 | 2.4 | 0.097929 | 1.4185 | 1.4185 | 5.7691 | 0 | 0.0051127 | 0.0054208 | 0.010137 | 0.033051 | 0 | 0.057082 | 0.017981 | 0.85044 | 0 | 6.446 | 2.1271 | 0 | 0.50417 | 0.83819 | 0 | 0 | 0 | 0 | -15.7788 | 0.055283 | 0 | 0.0069949 | 0 | -0.18152 | 0 | 0 | 0 | 0 | 0 | 0 | 0 | 0 | 1.7132 | 0.0010361 | 0 | 0 | 1.8827 | 0 | 0 | 0 | 0.47877 | 15.9025 | 1.2663 | 3.1569 | 0.034497 | 0.057553 | -0.7563 | 0.62859 | 0.11453 | 2.6783 | 20.6258 | 21.4399 | -0.93782 | 0 | 0.5801 | 0 | 1.7286 | 0.19386
2025_04_03 Hr 13 | 0.69607 | 0.00010891 | 0 | 0 | 0 | 0 | 0 | 0 | 0 | 0 | 0 | 0.016972 | 2.43 | 0.10228 | 1.4185 | 1.4185 | 5.7691 | 0 | 0.0051127 | 0.0054208 | 0.010137 | 0.033051 | 0 | 0.057082 | 0.017981 | 0.85044 | 0 | 6.446 | 2.1271 | 0 | 0.50417 | 0.83819 | 0 | 0 | 0 | 0 | -17.0891 | 0.055283 | 0 | 0.0072156 | 0 | -0.18731 | 0 | 0 | 0 | 0 | 0 | 0 | 0 | 0 | 1.2994 | 0.0010361 | 0 | 0 | 1.8827 | 0 | 0 | 0 | 0.74862 | 15.9025 | 1.2663 | 3.1569 | 0.034497 | 0.057553 | -0.69607 | 0.62859 | 0.11453 | 2.6783 | 19.1997 | 21.2696 | -0.88338 | 0 | 0.5801 | 0 | 1.7286 | 0.19341
2025_04_03 Hr 14 | 0.65801 | 0.0001306 | 0 | 0 | 0 | 0 | 0 | 0 | 0 | 0 | 0 | 0.016972 | 2.43 | 0.10448 | 1.4185 | 1.4185 | 5.7691 | 0 | 0.0051127 | 0.0054208 | 0.010137 | 0.033051 | 0 | 0.057082 | 0.017981 | 0.85044 | 0 | 6.446 | 2.1271 | 0 | 0.50417 | 0.83819 | 0 | 0 | 0 | 0 | -19.52 | 0.055283 | 0 | 0.0073709 | 0 | -0.19139 | 0 | 0 | 0 | 0 | 0 | 0 | 0 | 0 | 1.9891 | 0.0010361 | 0 | 0 | 1.8827 | 0 | 0 | 0 | 1.1403 | 15.9025 | 1.2663 | 3.1569 | 0.034497 | 0.057553 | -0.65801 | 0.62859 | 0.11453 | 2.6783 | 17.8477 | 22.3146 | -0.84939 | 0 | 0.5801 | 0 | 1.7286 | 0.19286
2025_04_03 Hr 15 | 0.54503 | 0.00017794 | 0 | 0 | 0 | 0 | 0 | 0 | 0 | 0 | 0 | 0.016972 | 2.43 | 0.10551 | 1.4185 | 1.4185 | 5.7691 | 0 | 0.0051127 | 0.0054208 | 0.010137 | 0.033051 | 0 | 0.057082 | 0.017981 | 0.85044 | 0 | 6.446 | 2.1271 | 0 | 0.50417 | 0.83819 | 0 | 0 | 0 | 0 | -21.8257 | 0.055283 | 0 | 0.0074431 | 0 | -0.19328 | 0 | 0 | 0 | 0 | 0 | 0 | 0 | 0 | 2.3303 | 0.0010361 | 0 | 0 | 1.8827 | 0 | 0 | 0 | 1.2622 | 15.9025 | 1.2663 | 3.1569 | 0.034497 | 0.057553 | -0.54503 | 0.62859 | 0.11453 | 2.6783 | 16.0038 | 22.6653 | -0.73831 | 0 | 0.5801 | 0 | 1.7286 | 0.19242
2025_04_03 Hr 16 | 0.52236 | 0.00010486 | 0 | 0 | 0 | 0 | 0 | 0 | 0 | 0 | 0 | 0.016972 | 2.49 | 0.10618 | 1.4185 | 1.4185 | 5.7691 | 0 | 0.0051127 | 0.0054208 | 0.010137 | 0.033051 | 0 | 0.057082 | 0.017981 | 0.85044 | 0 | 6.446 | 2.1271 | 0 | 0.50417 | 0.83819 | 0 | 0 | 0 | 0 | -22.7017 | 0.055283 | 0 | 0.0073104 | 0 | -0.1898 | 0 | 0 | 0 | 0 | 0 | 0 | 0 | 0 | 2.7368 | 0.0010361 | 0 | 0 | 1.8827 | 0 | 0 | 0 | 1.4407 | 15.9025 | 1.2663 | 3.1569 | 0.034497 | 0.057553 | -0.52236 | 0.62859 | 0.11453 | 2.6783 | 15.7752 | 23.2865 | -0.71216 | 0 | 0.5801 | 0 | 1.7286 | 0.19074
2025_04_03 Hr 17 | 0.40874 | 0.00011598 | 0 | 0.031457 | 0.031674 | 0.027255 | 0.029131 | 0.031928 | 0.032114 | 0 | 0 | 0.016972 | 2.58 | 0.14894 | 1.4185 | 1.4185 | 5.7691 | 0 | 0.0051127 | 0.0054208 | 0.010137 | 0.033051 | 0 | 0.057082 | 0.017981 | 0.85044 | 0 | 6.446 | 2.1271 | 0 | 0.50417 | 0.83819 | 0 | 0 | 0 | 0 | -32.0425 | 0.055283 | 0 | 0.0085491 | 0 | -0.25769 | 0 | 0 | 0 | 0 | 0 | 0 | 0 | 0 | 2.9473 | 0.0010361 | 0 | 0 | 1.8827 | 0 | 0 | 0 | 1.5016 | 16.0861 | 1.2663 | 3.1569 | 0.034497 | 0.057553 | -0.40874 | 0.62859 | 0.11453 | 2.6783 | 6.9556 | 23.5785 | -0.66642 | 0 | 0.5801 | 0 | 1.7286 | 0.19208
2025_04_03 Hr 18 | 0.24927 | 4.5584e-05 | 0 | 0.12576 | 0.1267 | 0.10902 | 0.11652 | 0.12771 | 0.12846 | 0 | 0 | 0.016972 | 2.55 | 0.16073 | 1.4185 | 1.4185 | 5.7691 | 0 | 0.0051127 | 0.0054208 | 0.010137 | 0.033051 | 0 | 0.057082 | 0.017981 | 0.85044 | 0 | 6.446 | 2.1271 | 0 | 0.50417 | 0.83819 | 0 | 0 | 0 | 0 | -38.8098 | 0.055283 | 0 | 0.0033766 | 0 | -0.28153 | 0 | 0 | 0 | 0 | 0 | 0 | 0 | 0 | 2.8094 | 0.0010361 | 0 | 0 | 1.8827 | 0 | 4.8173 | 0 | 1.6496 | 20.0992 | 1.2663 | 3.1569 | 0.034497 | 0.057553 | -0.24927 | 0.62859 | 0.11453 | 2.6783 | 4.1683 | 23.4097 | -0.5308 | 0 | 0.5801 | 0 | 1.7286 | 0.19102
2025_04_03 Hr 19 | 0.11363 | 1.2477e-05 | 0 | 0.12576 | 0.1267 | 0.10902 | 0.11652 | 0.12771 | 0.12846 | 0 | 0 | 0.016972 | 2.67 | 0.15945 | 1.4185 | 1.4185 | 5.7691 | 0 | 0.0051127 | 0.0054208 | 0.010137 | 0.033051 | 0 | 0.057082 | 0.017981 | 0.85044 | 0 | 6.446 | 2.1271 | 0 | 0.50417 | 0.83819 | 0 | 0 | 0 | 0 | -38.3381 | 0.055283 | 0 | 0.0031993 | 0 | -0.26664 | 0 | 0 | 0 | 0 | 0 | 0 | 0 | 0 | 3.0126 | 0.0010361 | 0 | 0 | 1.8827 | 0 | 3.6142 | 0 | 1.8019 | 20.2509 | 1.2663 | 3.1569 | 0.034497 | 0.057553 | -0.11363 | 0.62859 | 0.11453 | 2.6783 | 5.2816 | 23.7491 | -0.38027 | 0 | 0.5801 | 0 | 1.7286 | 0.19176
2025_04_03 Hr 20 | 0 | 0 | 0 | 0.12576 | 0.1267 | 0.10902 | 0.11652 | 0.12771 | 0.12846 | 0 | 0 | 0.016972 | 2.73 | 0.15998 | 1.4185 | 1.4185 | 5.7691 | 0 | 0.0051127 | 0.0054208 | 0.010137 | 0.033051 | 0 | 0.057082 | 0.017981 | 0.85044 | 0 | 6.446 | 2.1271 | 0 | 0.50417 | 0.83819 | 0 | 0 | 0 | 0 | -36.3639 | 0.055283 | 0 | 0.0031393 | 0 | -0.2616 | 0 | 0 | 0 | 0 | 0 | 0 | 0 | 0 | 3.0126 | 0.0010361 | 0 | 0 | 1.8827 | 0 | 3.6142 | 0 | 1.593 | 20.2509 | 1.2663 | 3.1569 | 0.034497 | 0.057553 | 0 | 0.62859 | 0.11453 | 2.6783 | 7.1145 | 23.4891 | -0.2616 | 0 | 0.5801 | 0 | 1.7286 | 0.19381
2025_04_03 Hr 21 | 0 | 0 | 0 | 0.12576 | 0.1267 | 0.10902 | 0.11652 | 0.12771 | 0.12846 | 0 | 0 | 0.016972 | 2.73 | 0.12577 | 1.4185 | 1.4185 | 5.7691 | 0 | 0.0051127 | 0.0054208 | 0.010137 | 0.033051 | 0 | 0.057082 | 0.017981 | 0.85044 | 0 | 6.446 | 2.1271 | 0 | 0.50417 | 0.83819 | 0 | 0 | 0 | 0 | -28.0288 | 0.055283 | 0 | 0.0024681 | 0 | -0.20522 | 0 | 0 | 0 | 0 | 0 | 0 | 0 | 0 | 2.9473 | 0.0010361 | 0 | 0 | 1.8827 | 0 | 2.9266 | 0 | 1.3188 | 19.5633 | 1.2663 | 3.1569 | 0.034497 | 0.057553 | 0 | 0.62859 | 0.11453 | 2.6783 | 14.4443 | 23.1151 | -0.20522 | 0 | 0.5801 | 0 | 1.7286 | 0.19353
2025_04_03 Hr 22 | 0 | 0 | 0 | 0.12576 | 0.1267 | 0.10902 | 0.11652 | 0.12771 | 0 | 0 | 0 | 0.016972 | 2.76 | 0.12944 | 1.4185 | 1.4185 | 5.7691 | 0 | 0.0051127 | 0.0054208 | 0.010137 | 0.033051 | 0 | 0.057082 | 0.017981 | 0.85044 | 0 | 6.446 | 2.1271 | 0 | 0.50417 | 0.83819 | 0 | 0 | 0 | 0 | -29.5013 | 0.055283 | 0 | 0.003015 | 0 | -0.20895 | 0 | 0 | 0 | 0 | 0 | 0 | 0 | 0 | 3.0126 | 0.0010361 | 0 | 0 | 1.8827 | 0 | 3.0096 | 0 | 1.4711 | 19.5178 | 1.2663 | 3.1569 | 0.034497 | 0.057553 | 0 | 0.62859 | 0.11453 | 2.6783 | 13.1704 | 23.3628 | -0.20895 | 0 | 0.5801 | 0 | 1.7286 | 0.18991
2025_04_03 Hr 23 | 0 | 0 | 0 | 0 | 0 | 0.10902 | 0.11652 | 0 | 0 | 0 | 0 | 0.016972 | 2.64 | 0.14297 | 1.4185 | 1.4185 | 5.8913 | 0 | 0.0051127 | 0.0054208 | 0.010137 | 0.033051 | 0 | 0.057082 | 0.017981 | 0.85044 | 0 | 6.5016 | 2.1271 | 0 | 0.51039 | 0.83819 | 0 | 0 | 0 | 0 | -37.9539 | 0.055283 | 0 | 0.005222 | 0 | -0.24159 | 0 | 0 | 0 | 0 | 0 | 0 | 0 | 0 | 3.5644 | 0.0010361 | 0 | 0 | 1.8827 | 0 | 3.5062 | 0 | 1.7715 | 19.8121 | 1.2663 | 3.1569 | 0.034497 | 0.057553 | 0 | 0.62859 | 0.11453 | 2.6783 | 5.7274 | 24.1108 | -0.24159 | 0 | 0.5801 | 0 | 1.7286 | 0.18613
2025_04_03 Hr 24 | 0 | 0 | 0 | 0 | 0 | 0.10902 | 0.11652 | 0 | 0 | 0 | 0 | 0.016972 | 2.64 | 0.13964 | 1.4185 | 1.4185 | 5.8913 | 0 | 0.0051127 | 0.0054208 | 0.010137 | 0.033051 | 0 | 0.057082 | 0.017981 | 0.85044 | 0 | 6.5016 | 2.1271 | 0 | 0.51039 | 0.83819 | 0 | 0 | 0 | 0 | -39.7904 | 0.055283 | 0 | 0.0051004 | 0 | -0.23592 | 0 | 0 | 0 | 0 | 0 | 0 | 0 | 0 | 3.5644 | 0.0010361 | 0 | 0 | 1.8827 | 0 | 3.6353 | 0 | 1.8019 | 19.9411 | 1.2663 | 3.1569 | 0.034497 | 0.057553 | 0 | 0.62859 | 0.11453 | 2.6783 | 4.05 | 24.1352 | -0.23592 | 0 | 0.5801 | 0 | 1.7286 | 0.18343
2025_04_04 Hr 01 | 0 | 0 | 0 | 0 | 0 | 0.10951 | 0.11705 | 0 | 0 | 0 | 0 | 0.016972 | 2.46 | 0.1302 | 1.4185 | 1.4185 | 5.9177 | 0 | 0.0051127 | 0.0054208 | 0.010137 | 0.033051 | 0 | 0.057082 | 0.017981 | 0.85044 | 0 | 6.5308 | 2.1271 | 0 | 0.51039 | 0.83819 | 0 | 0 | 0 | 0 | -39.474 | 0.055283 | 0 | 0.0051035 | 0 | -0.23606 | 0 | 0 | 0 | 0 | 0 | 0 | 0 | 0 | 3.2885 | 0.0010361 | 0 | 0 | 1.8827 | 0 | 3.6963 | 0 | 1.5321 | 20.0587 | 1.2663 | 3.1569 | 0.034497 | 0.057553 | 0 | 0.62859 | 0.11453 | 2.6783 | 3.7463 | 23.3976 | -0.23606 | 0 | 0.5801 | 0 | 1.7286 | 0.18098
2025_04_04 Hr 02 | 0 | 0 | 0 | 0 | 0 | 0.10951 | 0.11705 | 0 | 0 | 0 | 0 | 0.016972 | 2.16 | 0.11386 | 1.4185 | 1.4185 | 5.9177 | 0 | 0.0051127 | 0.0054208 | 0.010137 | 0.033051 | 0 | 0.057082 | 0.017981 | 0.85044 | 0 | 6.5308 | 2.1271 | 0 | 0.51039 | 0.83819 | 0 | 0 | 0 | 0 | -40.5749 | 0.055283 | 0 | 0.0050831 | 0 | -0.23511 | 0 | 0 | 0 | 0 | 0 | 0 | 0 | 0 | 3.3538 | 0.0010361 | 0 | 0 | 1.8827 | 0 | 3.6963 | 0 | 1.8629 | 20.0587 | 1.2663 | 3.1569 | 0.034497 | 0.057553 | 0 | 0.62859 | 0.11453 | 2.6783 | 2.7242 | 23.4754 | -0.23511 | 0 | 0.5801 | 0 | 1.7286 | 0.179
2025_04_04 Hr 03 | 0 | 0 | 0 | 0 | 0 | 0.10951 | 0.11705 | 0 | 0 | 0 | 0 | 0.016972 | 1.38 | 0.072745 | 1.4185 | 1.4185 | 5.9177 | 0 | 0.0051127 | 0.0054208 | 0.010137 | 0.033051 | 0 | 0.057082 | 0.017981 | 0.85044 | 0 | 6.5308 | 2.1271 | 0 | 0.51039 | 0.83819 | 0 | 0 | 0 | 0 | -40.5401 | 0.055283 | 0 | 0.0050831 | 0 | -0.23511 | 0 | 0 | 0 | 0 | 0 | 0 | 0 | 0 | 3.5644 | 0.0010361 | 0 | 0 | 1.8827 | 0 | 3.6963 | 0 | 2.1022 | 20.0587 | 1.2663 | 3.1569 | 0.034497 | 0.057553 | 0 | 0.62859 | 0.11453 | 2.6783 | 2.3882 | 23.1047 | -0.23511 | 0 | 0.5801 | 0 | 1.7286 | 0.17945
2025_04_04 Hr 04 | 0 | 0 | 0 | 0.12632 | 0.12726 | 0.10951 | 0.11705 | 0.12828 | 0.12903 | 0 | 0 | 0.016972 | 0.42 | 0.022681 | 1.4185 | 1.4185 | 5.9177 | 0 | 0.0051127 | 0.0054208 | 0.010137 | 0.033051 | 0 | 0.057082 | 0.017981 | 0.85044 | 0 | 6.5308 | 2.1271 | 0 | 0.51039 | 0.83819 | 0 | 0 | 0 | 0 | -40.1007 | 0.055283 | 0 | 0.002893 | 0 | -0.24092 | 0 | 0 | 0 | 0 | 0 | 0 | 0 | 0 | 4.0435 | 0.0010361 | 0 | 0 | 1.8827 | 0 | 3.6963 | 0 | 1.9499 | 20.5696 | 1.2663 | 3.1569 | 0.034497 | 0.057553 | 0 | 0.62859 | 0.11453 | 2.6783 | 2.6493 | 22.4213 | -0.24092 | 0 | 0.5801 | 0 | 1.7286 | 0.17934
2025_04_04 Hr 05 | 0 | 0 | 0 | 0.12632 | 0.12726 | 0.10951 | 0.11705 | 0.12828 | 0.12903 | 0 | 0 | 0.016972 | 1.77 | 0.10249 | 1.4185 | 1.4185 | 5.9177 | 0 | 0.0051127 | 0.0054208 | 0.010137 | 0.033051 | 0 | 0.057082 | 0.017981 | 0.85044 | 0 | 6.5308 | 2.1271 | 0 | 0.51039 | 0.83819 | 0 | 0 | 0 | 0 | -45.3209 | 0.055283 | 0 | 0.003102 | 0 | -0.25847 | 0 | 0 | 0 | 0 | 0 | 0 | 0 | 0 | 4.7259 | 0.0010361 | 0 | 0 | 1.8827 | 0 | 3.6963 | 0 | 1.9499 | 20.5696 | 1.2663 | 3.1569 | 0.034497 | 0.057553 | 0 | 0.62859 | 0.11453 | 2.6783 | -0.47454 | 24.5352 | -0.25847 | 0 | 0.5801 | 0 | 1.7286 | 0.18103
2025_04_04 Hr 06 | 0 | 0 | 0 | 0.12632 | 0.12726 | 0.10951 | 0.11705 | 0.12828 | 0.12903 | 0 | 0 | 0.016972 | 1.89 | 0.12087 | 1.4185 | 1.4185 | 5.9177 | 0 | 0.0051127 | 0.0054208 | 0.010137 | 0.033051 | 0 | 0.057082 | 0.017981 | 0.85044 | 0 | 6.5308 | 2.1271 | 0 | 0.51039 | 0.83819 | 0 | 0 | 0 | 0 | -48.252 | 0.055283 | 0 | 0.0034261 | 0 | -0.28569 | 0 | 0 | 0 | 0 | 0 | 0 | 0 | 0 | 4.8638 | 0.0010361 | 0 | 0 | 1.8827 | 0 | 3.6963 | 0 | 2.0108 | 20.5696 | 1.2663 | 3.1569 | 0.034497 | 0.057553 | 0 | 0.62859 | 0.11453 | 2.6783 | -3.089 | 24.8791 | -0.28569 | 0 | 0.5801 | 0 | 1.7286 | 0.18767
2025_04_04 Hr 07 | 0.022885 | 0 | 0 | 0.12632 | 0.12726 | 0.10951 | 0.11705 | 0.12828 | 0.12903 | 0 | 0 | 0.016972 | 1.71 | 0.091511 | 1.4185 | 1.4185 | 5.7949 | 0 | 0.0051127 | 0.0054208 | 0.010137 | 0.033051 | 0 | 0.057082 | 0.017981 | 0.85044 | 0 | 6.4749 | 2.1271 | 0 | 0.50417 | 0.83819 | 0 | 0 | 0 | 0 | -37.4107 | 0.055283 | 0 | 0.0028669 | 0 | -0.23872 | 0 | 0 | 0 | 0 | 0 | 0 | 0 | 0 | 5.5462 | 0.0010361 | 0 | 0 | 1.8827 | 0 | 3.5613 | 0 | 2.0413 | 20.256 | 1.2663 | 3.1569 | 0.034497 | 0.057553 | -0.022885 | 0.62859 | 0.11453 | 2.6783 | 7.9917 | 25.408 | -0.2616 | 0 | 0.5801 | 0 | 1.7286 | 0.19641
2025_04_04 Hr 08 | 0.13586 | 6.6583e-07 | 0 | 0.12632 | 0.12726 | 0.10951 | 0.11705 | 0.12828 | 0.12903 | 0 | 0 | 0.016972 | 1.35 | 0.055929 | 1.4185 | 1.4185 | 5.7949 | 0 | 0.0051127 | 0.0054208 | 0.010137 | 0.033051 | 0 | 0.057082 | 0.017981 | 0.85044 | 0 | 6.4749 | 2.1271 | 0 | 0.50417 | 0.83819 | 0 | 0 | 0 | 0 | -26.5529 | 0.055283 | 0 | 0.0022194 | 0 | -0.18433 | 0 | 0 | 0 | 0 | 0 | 0 | 0 | 0 | 5.6188 | 0.0010361 | 0 | 0 | 1.8827 | 0 | 2.8016 | 0 | 2.2807 | 19.4963 | 1.2663 | 3.1569 | 0.034497 | 0.057553 | -0.13586 | 0.62859 | 0.11453 | 2.6783 | 18.0644 | 25.4412 | -0.32019 | 0 | 0.5801 | 0 | 1.7286 | 0.20024
2025_04_04 Hr 09 | 0.4771 | 3.7946e-05 | 0 | 0 | 0 | 0.10951 | 0 | 0 | 0 | 0 | 0 | 0.016972 | 0.87 | 0.030659 | 1.4185 | 1.4185 | 5.7949 | 0 | 0.0051127 | 0.0054208 | 0.010137 | 0.033051 | 0 | 0.057082 | 0.017981 | 0.85044 | 0 | 6.4749 | 2.1271 | 0 | 0.50417 | 0.83819 | 0 | 0 | 0 | 0 | -18.1186 | 0.055283 | 0 | 0.0056636 | 0 | -0.15648 | 0 | 0 | 0 | 0 | 0 | 0 | 0 | 0 | 5.6188 | 0.0010361 | 0 | 0 | 1.8827 | 0 | 0 | 0 | 2.1022 | 16.0668 | 1.2663 | 3.1569 | 0.034497 | 0.057553 | -0.4771 | 0.62859 | 0.11453 | 2.6783 | 22.4145 | 25.0999 | -0.63358 | 0 | 0.5801 | 0 | 1.7286 | 0.20147
2025_04_04 Hr 10 | 0.56654 | 5.8127e-05 | 0 | 0 | 0 | 0 | 0 | 0 | 0 | 0 | 0 | 0.016972 | 1.05 | 0.026373 | 1.4185 | 1.4185 | 3.7276 | 0 | 0.0051127 | 0.0054208 | 0.010137 | 0.033051 | 0 | 0.057082 | 0.017981 | 0.5841 | 0 | 4.8826 | 2.1271 | 0 | 0.35697 | 0.83819 | 0 | 0 | 0 | 0 | -9.4569 | 0.055283 | 0 | 0.0043057 | 0 | -0.11093 | 0 | 0 | 0 | 0 | 0 | 0 | 0 | 0 | 6.0253 | 0.0010361 | 0 | 0 | 1.8827 | 0 | 0 | 0 | 2.1022 | 12.0312 | 1.2663 | 3.1569 | 0.034497 | 0.057553 | -0.56654 | 0.62859 | 0.11453 | 2.6783 | 27.5227 | 25.6258 | -0.67746 | 0 | 0.5801 | 0 | 1.7286 | 0.20282
2025_04_04 Hr 11 | 0.56734 | 0.00012432 | 0 | 0 | 0 | 0 | 0 | 0 | 0 | 0 | 0 | 0.016972 | 1.05 | 0.029862 | 1.4185 | 1.4185 | 3.8379 | 0 | 0.0051127 | 0.0054208 | 0.010137 | 0.033051 | 0 | 0.057082 | 0.017981 | 0.44833 | 0 | 5.7686 | 2.1271 | 0 | 0.43887 | 0.83819 | 0 | 0 | 0 | 0 | -11.1917 | 0.055283 | 0 | 0.0048755 | 0 | -0.12588 | 0 | 0 | 0 | 0 | 0 | 0 | 0 | 0 | 5.822 | 0.0010361 | 0 | 0 | 1.8827 | 0 | 0 | 0 | 1.8324 | 12.8918 | 1.2663 | 3.1569 | 0.034497 | 0.057553 | -0.56734 | 0.62859 | 0.11453 | 2.6783 | 26.2447 | 25.2378 | -0.69322 | 0 | 0.5801 | 0 | 1.7286 | 0.20166
2025_04_04 Hr 12 | 0.6357 | 0.00015239 | 0 | 0 | 0 | 0 | 0 | 0 | 0 | 0 | 0 | 0.016972 | 1.26 | 0.037571 | 1.4185 | 1.4185 | 5.0714 | 0 | 0.0051127 | 0.0054208 | 0.010137 | 0.033051 | 0 | 0.057082 | 0.017981 | 0.68949 | 0 | 5.9049 | 2.1271 | 0 | 0.45147 | 0.83819 | 0 | 0 | 0 | 0 | -15.0245 | 0.055283 | 0 | 0.0051117 | 0 | -0.13208 | 0 | 0 | 0 | 0 | 0 | 0 | 0 | 0 | 5.6188 | 0.0010361 | 0 | 0 | 1.8827 | 0 | 0 | 0 | 1.9499 | 14.5027 | 1.2663 | 3.1569 | 0.034497 | 0.057553 | -0.6357 | 0.62859 | 0.11453 | 2.6783 | 24.1613 | 25.451 | -0.76778 | 0 | 0.5801 | 0 | 1.7286 | 0.2019
2025_04_04 Hr 13 | 0.65546 | 0.00012266 | 0 | 0 | 0 | 0 | 0 | 0 | 0 | 0 | 0 | 0.016972 | 1.32 | 0.038749 | 1.4185 | 1.4185 | 4.7429 | 0 | 0.0051127 | 0.0054208 | 0.010137 | 0.033051 | 0 | 0.057082 | 0.017981 | 0.84709 | 0 | 6.4749 | 2.1271 | 0 | 0.50417 | 0.83819 | 0 | 0 | 0 | 0 | -14.9522 | 0.055283 | 0 | 0.0050323 | 0 | -0.13 | 0 | 0 | 0 | 0 | 0 | 0 | 0 | 0 | 5.067 | 0.0010361 | 0 | 0 | 1.8827 | 0 | 0 | 0 | 2.1327 | 14.9019 | 1.2663 | 3.1569 | 0.034497 | 0.057553 | -0.65546 | 0.62859 | 0.11453 | 2.6783 | 24.3784 | 25.2142 | -0.78546 | 0 | 0.5801 | 0 | 1.7286 | 0.20043
2025_04_04 Hr 14 | 0.68082 | 0.00014079 | 0 | 0 | 0 | 0 | 0 | 0 | 0 | 0 | 0 | 0.016972 | 1.5 | 0.049399 | 1.4185 | 1.4185 | 5.2253 | 0 | 0.0051127 | 0.0054208 | 0.010137 | 0.033051 | 0 | 0.057082 | 0.017981 | 0.85044 | 0 | 6.4749 | 2.1271 | 0 | 0.50417 | 0.83819 | 0 | 0 | 0 | 0 | -16.603 | 0.055283 | 0 | 0.0056456 | 0 | -0.1461 | 0 | 0 | 0 | 0 | 0 | 0 | 0 | 0 | 4.2467 | 0.0010361 | 0 | 0 | 1.8827 | 0 | 0 | 0 | 1.7105 | 15.3877 | 1.2663 | 3.1569 | 0.034497 | 0.057553 | -0.68082 | 0.62859 | 0.11453 | 2.6783 | 22.143 | 24.1852 | -0.82691 | 0 | 0.5801 | 0 | 1.7286 | 0.19794
2025_04_04 Hr 15 | 0.65801 | 9.1165e-05 | 0 | 0 | 0 | 0 | 0 | 0 | 0 | 0 | 0 | 0.016972 | 1.47 | 0.045816 | 1.4185 | 1.4185 | 5.7766 | 0 | 0.0051127 | 0.0054208 | 0.010137 | 0.033051 | 0 | 0.057082 | 0.017981 | 0.85044 | 0 | 6.4749 | 2.1271 | 0 | 0.50417 | 0.83819 | 0 | 0 | 0 | 0 | -15.5924 | 0.055283 | 0 | 0.005343 | 0 | -0.13815 | 0 | 0 | 0 | 0 | 0 | 0 | 0 | 0 | 4.2467 | 0.0010361 | 0 | 0 | 1.8827 | 0 | 0 | 0 | 1.3188 | 15.9389 | 1.2663 | 3.1569 | 0.034497 | 0.057553 | -0.65801 | 0.62859 | 0.11453 | 2.6783 | 23.2856 | 23.7354 | -0.79616 | 0 | 0.5801 | 0 | 1.7286 | 0.19623
2025_04_04 Hr 16 | 0.52236 | 0.00011428 | 0 | 0 | 0 | 0 | 0 | 0 | 0 | 0 | 0 | 0.016972 | 1.41 | 0.041093 | 1.4185 | 1.4185 | 4.5545 | 0 | 0.0051127 | 0.0054208 | 0.010137 | 0.033051 | 0 | 0.057082 | 0.017981 | 0.83371 | 0 | 5.9492 | 2.1271 | 0 | 0.45557 | 0.83819 | 0 | 0 | 0 | 0 | -12.16 | 0.055283 | 0 | 0.0049961 | 0 | -0.12905 | 0 | 0 | 0 | 0 | 0 | 0 | 0 | 0 | 4.0435 | 0.0010361 | 0 | 0 | 1.8827 | 0 | 0 | 0 | 1.3493 | 14.1744 | 1.2663 | 3.1569 | 0.034497 | 0.057553 | -0.52236 | 0.62859 | 0.11453 | 2.6783 | 24.6741 | 23.3111 | -0.65141 | 0 | 0.5801 | 0 | 1.7286 | 0.19376
2025_04_04 Hr 17 | 0.43155 | 0.00016168 | 0 | 0 | 0 | 0 | 0 | 0 | 0 | 0 | 0 | 0.016972 | 1.17 | 0.040034 | 1.4185 | 1.4185 | 4.9682 | 0 | 0.0051127 | 0.0054208 | 0.010137 | 0.033051 | 0 | 0.057082 | 0.017981 | 0.83371 | 0 | 6.1683 | 2.1271 | 0 | 0.47582 | 0.83819 | 0 | 0 | 0 | 0 | -14.3798 | 0.055283 | 0 | 0.0058658 | 0 | -0.15188 | 0 | 0 | 0 | 0 | 0 | 0 | 0 | 0 | 3.4918 | 0.0010361 | 0 | 0 | 1.8827 | 0 | 0 | 0 | 1.2317 | 14.8071 | 1.2663 | 3.1569 | 0.034497 | 0.057553 | -0.43155 | 0.62859 | 0.11453 | 2.6783 | 22.1738 | 22.33 | -0.58343 | 0 | 0.5801 | 0 | 1.7286 | 0.19336
2025_04_04 Hr 18 | 0.36377 | 7.0786e-05 | 0 | 0 | 0 | 0 | 0 | 0 | 0 | 0 | 0 | 0.016972 | 0.78 | 0.025638 | 1.4185 | 1.4185 | 4.9682 | 0 | 0.0051127 | 0.0054208 | 0.010137 | 0.033051 | 0 | 0.057082 | 0.017981 | 0.83371 | 0 | 6.0661 | 2.1271 | 0 | 0.46637 | 0.83819 | 0 | 0 | 0 | 0 | -12.7572 | 0.055283 | 0 | 0.0056347 | 0 | -0.14581 | 0 | 0 | 0 | 0 | 0 | 0 | 0 | 0 | 3.4918 | 0.0010361 | 0 | 0 | 1.8827 | 0 | 0 | 0 | 1.4102 | 14.7049 | 1.2663 | 3.1569 | 0.034497 | 0.057553 | -0.36377 | 0.62859 | 0.11453 | 2.6783 | 23.4637 | 22.0255 | -0.50958 | 0 | 0.5801 | 0 | 1.7286 | 0.19219
2025_04_04 Hr 19 | 0.090814 | 3.1575e-05 | 0 | 0 | 0 | 0 | 0 | 0 | 0 | 0 | 0 | 0.016972 | 0.99 | 0.041384 | 1.4185 | 1.4185 | 5.7949 | 0 | 0.0051127 | 0.0054208 | 0.010137 | 0.033051 | 0 | 0.057082 | 0.017981 | 0.85044 | 0 | 6.4749 | 2.1271 | 0 | 0.50417 | 0.83819 | 0 | 0 | 0 | 0 | -19.9077 | 0.055283 | 0 | 0.007166 | 0 | -0.18601 | 0 | 0 | 0 | 0 | 0 | 0 | 0 | 0 | 3.5644 | 0.0010361 | 0 | 0 | 1.8827 | 0 | 0 | 0 | 1.4711 | 15.9573 | 1.2663 | 3.1569 | 0.034497 | 0.057553 | -0.090814 | 0.62859 | 0.11453 | 2.6783 | 17.9247 | 22.1519 | -0.27682 | 0 | 0.5801 | 0 | 1.7286 | 0.19455
2025_04_04 Hr 20 | 0.022595 | 0 | 0 | 0 | 0 | 0 | 0 | 0 | 0 | 0 | 0 | 0.016972 | 0.99 | 0.023231 | 1.4185 | 1.4185 | 3.746 | 0 | 0.0051127 | 0.0054208 | 0.010137 | 0.033051 | 0 | 0.057082 | 0.017981 | 0.32277 | 0 | 4.8534 | 2.1271 | 0 | 0.35427 | 0.83819 | 0 | 0 | 0 | 0 | -7.5245 | 0.055283 | 0 | 0.0040228 | 0 | -0.1035 | 0 | 0 | 0 | 0 | 0 | 0 | 0 | 0 | 3.9709 | 0.0010361 | 0 | 0 | 1.8827 | 0 | 0 | 0 | 1.3493 | 11.7591 | 1.2663 | 3.1569 | 0.034497 | 0.057553 | -0.022595 | 0.62859 | 0.11453 | 2.6783 | 26.3106 | 22.2021 | -0.12609 | 0 | 0.5801 | 0 | 1.7286 | 0.1964
2025_04_04 Hr 21 | 0 | 0 | 0 | 0 | 0 | 0 | 0 | 0 | 0 | 0 | 0 | 0.016972 | 0.87 | 0.019319 | 1.4185 | 1.4185 | 3.7276 | 0 | 0.0051127 | 0.0054208 | 0.010137 | 0.033051 | 0 | 0.057082 | 0.017981 | 0.31775 | 0 | 4.8387 | 2.1271 | 0 | 0.35292 | 0.83819 | 0 | 0 | 0 | 0 | -7.2686 | 0.055283 | 0 | 0.0038067 | 0 | -0.097825 | 0 | 0 | 0 | 0 | 0 | 0 | 0 | 0 | 5.205 | 0.0010361 | 0 | 0 | 1.8827 | 0 | 0 | 0 | 1.2927 | 11.7211 | 1.2663 | 3.1569 | 0.034497 | 0.057553 | 0 | 0.62859 | 0.11453 | 2.6783 | 27.585 | 23.2304 | -0.097825 | 0 | 0.5801 | 0 | 1.7286 | 0.19498
2025_04_04 Hr 22 | 0 | 0 | 0 | 0 | 0 | 0 | 0 | 0 | 0 | 0 | 0 | 0.016972 | 1.05 | 0.024025 | 1.4185 | 1.4185 | 3.7276 | 0 | 0.0051127 | 0.0054208 | 0.010137 | 0.033051 | 0 | 0.057082 | 0.017981 | 0.33453 | 0 | 4.8387 | 2.1271 | 0 | 0.35292 | 0.83819 | 0 | 0 | 0 | 0 | -8.7503 | 0.055283 | 0 | 0.0039224 | 0 | -0.10086 | 0 | 0 | 0 | 0 | 0 | 0 | 0 | 0 | 4.7912 | 0.0010361 | 0 | 0 | 1.8827 | 0 | 0 | 0 | 1.6496 | 11.7378 | 1.2663 | 3.1569 | 0.034497 | 0.057553 | 0 | 0.62859 | 0.11453 | 2.6783 | 26.2436 | 23.3569 | -0.10086 | 0 | 0.5801 | 0 | 1.7286 | 0.19369
2025_04_04 Hr 23 | 0 | 0 | 0 | 0 | 0 | 0 | 0 | 0 | 0 | 0 | 0 | 0.016972 | 0.87 | 0.028786 | 1.4185 | 1.4185 | 5.0002 | 0 | 0.0051127 | 0.0054208 | 0.010137 | 0.033051 | 0 | 0.057082 | 0.017981 | 0.44833 | 0 | 5.8261 | 2.1271 | 0 | 0.44429 | 0.83819 | 0 | 0 | 0 | 0 | -17.2667 | 0.055283 | 0 | 0.0056721 | 0 | -0.14679 | 0 | 0 | 0 | 0 | 0 | 0 | 0 | 0 | 4.7912 | 0.0010361 | 0 | 0 | 1.8827 | 0 | 0 | 0 | 1.8019 | 14.1115 | 1.2663 | 3.1569 | 0.034497 | 0.057553 | 0 | 0.62859 | 0.11453 | 2.6783 | 20.118 | 23.42 | -0.14679 | 0 | 0.5801 | 0 | 1.7286 | 0.1883
2025_04_04 Hr 24 | 0 | 0 | 0 | 0 | 0 | 0 | 0 | 0 | 0 | 0 | 0 | 0.016972 | 0.99 | 0.035916 | 1.4185 | 1.4185 | 5.9177 | 0 | 0.0051127 | 0.0054208 | 0.010137 | 0.033051 | 0 | 0.057082 | 0.017981 | 0.68959 | 0 | 6.5308 | 2.1271 | 0 | 0.51039 | 0.83819 | 0 | 0 | 0 | 0 | -23.2095 | 0.055283 | 0 | 0.0062192 | 0 | -0.16115 | 0 | 0 | 0 | 0 | 0 | 0 | 0 | 0 | 4.7912 | 0.0010361 | 0 | 0 | 1.8827 | 0 | 0 | 0 | 2.0413 | 15.975 | 1.2663 | 3.1569 | 0.034497 | 0.057553 | 0 | 0.62859 | 0.11453 | 2.6783 | 16.453 | 23.8487 | -0.16115 | 0 | 0.5801 | 0 | 1.7286 | 0.18437
2025_04_05 Hr 01 | 0 | 0 | 0 | 0 | 0 | 0 | 0 | 0 | 0 | 0 | 0 | 0.016972 | 1.11 | 0.038111 | 1.4185 | 1.4185 | 5.5746 | 0 | 0.0051127 | 0.0054208 | 0.010137 | 0.033051 | 0 | 0.057082 | 0.017981 | 0.84709 | 0 | 6.1519 | 2.1271 | 0 | 0.51039 | 0.83819 | 0 | 0 | 0 | 0 | -22.6657 | 0.055283 | 0 | 0.0058859 | 0 | -0.1524 | 0 | 0 | 0 | 0 | 0 | 0 | 0 | 0 | 4.2467 | 0.0010361 | 0 | 0 | 1.8827 | 0 | 0 | 0 | 2.1022 | 15.4106 | 1.2663 | 3.1569 | 0.034497 | 0.057553 | 0 | 0.62859 | 0.11453 | 2.6783 | 16.0783 | 23.4858 | -0.1524 | 0 | 0.5801 | 0 | 1.7286 | 0.18279
2025_04_05 Hr 02 | 0 | 0 | 0 | 0 | 0 | 0 | 0 | 0 | 0 | 0 | 0 | 0.016972 | 0.75 | 0.031871 | 1.4185 | 1.4185 | 5.5746 | 0 | 0.0051127 | 0.0054208 | 0.010137 | 0.033051 | 0 | 0.057082 | 0.017981 | 0.85044 | 0 | 6.1519 | 2.1271 | 0 | 0.51039 | 0.83819 | 0 | 0 | 0 | 0 | -28.8363 | 0.055283 | 0 | 0.0072848 | 0 | -0.18913 | 0 | 0 | 0 | 0 | 0 | 0 | 0 | 0 | 3.833 | 0.0010361 | 0 | 0 | 1.8827 | 0 | 0 | 0 | 2.1893 | 15.4139 | 1.2663 | 3.1569 | 0.034497 | 0.057553 | 0 | 0.62859 | 0.11453 | 2.6783 | 9.181 | 22.7925 | -0.18913 | 0 | 0.5801 | 0 | 1.7286 | 0.18251
2025_04_05 Hr 03 | 0 | 0 | 0 | 0 | 0 | 0 | 0 | 0 | 0 | 0 | 0 | 0.016972 | 0.45 | 0.018393 | 1.4185 | 1.4185 | 5.5746 | 0 | 0.0051127 | 0.0054208 | 0.010137 | 0.033051 | 0 | 0.057082 | 0.017981 | 0.85044 | 0 | 6.1519 | 2.1271 | 0 | 0.51039 | 0.83819 | 0 | 0 | 0 | 0 | -26.6366 | 0.055283 | 0 | 0.0070069 | 0 | -0.18183 | 0 | 0 | 0 | 0 | 0 | 0 | 0 | 0 | 3.3538 | 0.0010361 | 0 | 0 | 1.8827 | 0 | 0 | 0 | 2.1632 | 15.4139 | 1.2663 | 3.1569 | 0.034497 | 0.057553 | 0 | 0.62859 | 0.11453 | 2.6783 | 10.5684 | 21.9729 | -0.18183 | 0 | 0.5801 | 0 | 1.7286 | 0.18155
2025_04_05 Hr 04 | 0 | 0 | 0 | 0 | 0 | 0 | 0 | 0 | 0 | 0 | 0 | 0.016972 | 0.18 | 0.0080798 | 1.4185 | 1.4185 | 5.5746 | 0 | 0.0051127 | 0.0054208 | 0.010137 | 0.033051 | 0 | 0.057082 | 0.017981 | 0.85044 | 0 | 6.1519 | 2.1271 | 0 | 0.51039 | 0.83819 | 0 | 0 | 0 | 0 | -30.5892 | 0.055283 | 0 | 0.0076951 | 0 | -0.1999 | 0 | 0 | 0 | 0 | 0 | 0 | 0 | 0 | 4.0435 | 0.0010361 | 0 | 0 | 1.8827 | 0 | 0 | 0 | 2.5505 | 15.4139 | 1.2663 | 3.1569 | 0.034497 | 0.057553 | 0 | 0.62859 | 0.11453 | 2.6783 | 7.3945 | 22.7697 | -0.1999 | 0 | 0.5801 | 0 | 1.7286 | 0.18166
2025_04_05 Hr 05 | 0 | 0 | 0 | 0 | 0 | 0 | 0 | 0 | 0 | 0 | 0 | 0.016972 | 0.15 | 0.0070063 | 1.4185 | 1.4185 | 5.5746 | 0 | 0.0051127 | 0.0054208 | 0.010137 | 0.033051 | 0 | 0.057082 | 0.017981 | 0.85044 | 0 | 6.1519 | 2.1271 | 0 | 0.51039 | 0.83819 | 0 | 0 | 0 | 0 | -31.9931 | 0.055283 | 0 | 0.0080072 | 0 | -0.20809 | 0 | 0 | 0 | 0 | 0 | 0 | 0 | 0 | 4.3121 | 0.0010361 | 0 | 0 | 1.8827 | 0 | 0 | 0 | 2.7029 | 15.4139 | 1.2663 | 3.1569 | 0.034497 | 0.057553 | 0 | 0.62859 | 0.11453 | 2.6783 | 6.3738 | 23.1611 | -0.20809 | 0 | 0.5801 | 0 | 1.7286 | 0.18325
2025_04_05 Hr 06 | 0 | 0 | 0 | 0 | 0 | 0.10316 | 0 | 0 | 0 | 0 | 0 | 0.016972 | 0.15 | 0.0060247 | 1.4185 | 1.4185 | 5.5746 | 0 | 0.0051127 | 0.0054208 | 0.010137 | 0.033051 | 0 | 0.057082 | 0.017981 | 0.85044 | 0 | 6.1519 | 2.1271 | 0 | 0.51039 | 0.83819 | 0 | 0 | 0 | 0 | -26.6944 | 0.055283 | 0 | 0.006455 | 0 | -0.17864 | 0 | 0 | 0 | 0 | 0 | 0 | 0 | 0 | 4.2467 | 0.0010361 | 0 | 0 | 1.8827 | 0 | 0 | 0 | 2.7029 | 15.5171 | 1.2663 | 3.1569 | 0.034497 | 0.057553 | 0 | 0.62859 | 0.11453 | 2.6783 | 11.7431 | 23.0991 | -0.17864 | 0 | 0.5801 | 0 | 1.7286 | 0.18755
2025_04_05 Hr 07 | 0 | 0 | 0 | 0 | 0 | 0.10316 | 0 | 0 | 0 | 0 | 0 | 0.016972 | 0.15 | 0.0046739 | 1.4185 | 1.4185 | 4.8099 | 0 | 0.0051127 | 0.0054208 | 0.010137 | 0.033051 | 0 | 0.057082 | 0.017981 | 0.85044 | 0 | 5.9709 | 2.1271 | 0 | 0.49156 | 0.83819 | 0 | 0 | 0 | 0 | -19.1016 | 0.055283 | 0 | 0.0050078 | 0 | -0.13812 | 0 | 0 | 0 | 0 | 0 | 0 | 0 | 0 | 4.45 | 0.0010361 | 0 | 0 | 1.8827 | 0 | 0 | 0 | 2.8204 | 14.5712 | 1.2663 | 3.1569 | 0.034497 | 0.057553 | 0 | 0.62859 | 0.11453 | 2.6783 | 18.7353 | 23.4038 | -0.13812 | 0 | 0.5801 | 0 | 1.7286 | 0.19163
2025_04_05 Hr 08 | 0.11341 | 4.2333e-07 | 0 | 0 | 0 | 0.10316 | 0 | 0 | 0 | 0 | 0 | 0.016972 | 0.15 | 0.003951 | 1.4185 | 1.4185 | 3.7712 | 0 | 0.0051127 | 0.0054208 | 0.010137 | 0.033051 | 0 | 0.057082 | 0.017981 | 0.67288 | 0 | 5.0533 | 2.1271 | 0 | 0.40151 | 0.83819 | 0 | 0 | 0 | 0 | -12.2982 | 0.055283 | 0 | 0.0042333 | 0 | -0.11643 | 0 | 0 | 0 | 0 | 0 | 0 | 0 | 0 | 4.2467 | 0.0010361 | 0 | 0 | 1.8827 | 0 | 0 | 0 | 2.6115 | 12.4375 | 1.2663 | 3.1569 | 0.034497 | 0.057553 | -0.11341 | 0.62859 | 0.11453 | 2.6783 | 22.9266 | 23.0171 | -0.22984 | 0 | 0.5801 | 0 | 1.7286 | 0.19451
2025_04_05 Hr 09 | 0.4771 | 1.1905e-05 | 0 | 0 | 0 | 0.10316 | 0 | 0 | 0 | 0 | 0 | 0.016972 | 0.15 | 0.0042737 | 1.4185 | 1.4185 | 3.9962 | 0 | 0.0051127 | 0.0054208 | 0.010137 | 0.033051 | 0 | 0.057082 | 0.017981 | 0.37801 | 0 | 4.9432 | 2.1271 | 0 | 0.39071 | 0.83819 | 0 | 0 | 0 | 0 | -12.5335 | 0.055283 | 0 | 0.004579 | 0 | -0.12611 | 0 | 0 | 0 | 0 | 0 | 0 | 0 | 0 | 4.2467 | 0.0010361 | 0 | 0 | 1.8827 | 0 | 0 | 0 | 2.1022 | 12.2575 | 1.2663 | 3.1569 | 0.034497 | 0.057553 | -0.4771 | 0.62859 | 0.11453 | 2.6783 | 21.9841 | 22.8633 | -0.60321 | 0 | 0.5801 | 0 | 1.7286 | 0.19667
2025_04_05 Hr 10 | 0.60439 | 5.743e-05 | 0 | 0 | 0 | 0 | 0 | 0 | 0 | 0 | 0 | 0.016972 | 0.12 | 0.0040839 | 1.4185 | 1.4185 | 4.7774 | 0 | 0.0051127 | 0.0054208 | 0.010137 | 0.033051 | 0 | 0.057082 | 0.017981 | 0.44833 | 0 | 5.5623 | 2.1271 | 0 | 0.45147 | 0.83819 | 0 | 0 | 0 | 0 | -17.5608 | 0.055283 | 0 | 0.0058342 | 0 | -0.15105 | 0 | 0 | 0 | 0 | 0 | 0 | 0 | 0 | 4.7259 | 0.0010361 | 0 | 0 | 1.8827 | 0 | 0 | 0 | 2.0413 | 13.625 | 1.2663 | 3.1569 | 0.034497 | 0.057553 | -0.60439 | 0.62859 | 0.11453 | 2.6783 | 18.7511 | 23.4423 | -0.75543 | 0 | 0.5801 | 0 | 1.7286 | 0.19966
2025_04_05 Hr 11 | 0.65801 | 8.4012e-05 | 0 | 0 | 0 | 0 | 0 | 0 | 0 | 0 | 0 | 0.016972 | 0.15 | 0.0042847 | 1.4185 | 1.4185 | 4.0503 | 0 | 0.0051127 | 0.0054208 | 0.010137 | 0.033051 | 0 | 0.057082 | 0.017981 | 0.68949 | 0 | 5.3285 | 2.1271 | 0 | 0.42853 | 0.83819 | 0 | 0 | 0 | 0 | -14.6063 | 0.055283 | 0 | 0.0048969 | 0 | -0.12644 | 0 | 0 | 0 | 0 | 0 | 0 | 0 | 0 | 4.45 | 0.0010361 | 0 | 0 | 1.8827 | 0 | 0 | 0 | 2.0413 | 12.9053 | 1.2663 | 3.1569 | 0.034497 | 0.057553 | -0.65801 | 0.62859 | 0.11453 | 2.6783 | 20.7431 | 23.2285 | -0.78445 | 0 | 0.5801 | 0 | 1.7286 | 0.2008
2025_04_05 Hr 12 | 0.72099 | 8.7935e-05 | 0 | 0 | 0 | 0 | 0 | 0 | 0 | 0 | 0 | 0.016972 | 0.15 | 0.004043 | 1.4185 | 1.4185 | 3.5635 | 0 | 0.0051127 | 0.0054208 | 0.010137 | 0.033051 | 0 | 0.057082 | 0.017981 | 0.7675 | 0 | 5.1771 | 2.1271 | 0 | 0.41367 | 0.83819 | 0 | 0 | 0 | 0 | -13.2179 | 0.055283 | 0 | 0.0046205 | 0 | -0.11919 | 0 | 0 | 0 | 0 | 0 | 0 | 0 | 0 | 4.3121 | 0.0010361 | 0 | 0 | 1.8827 | 0 | 0 | 0 | 2.0718 | 12.345 | 1.2663 | 3.1569 | 0.034497 | 0.057553 | -0.72099 | 0.62859 | 0.11453 | 2.6783 | 21.4541 | 23.1672 | -0.84018 | 0 | 0.5801 | 0 | 1.7286 | 0.19903
2025_04_05 Hr 13 | 0.56726 | 0.00011032 | 0 | 0 | 0 | 0 | 0 | 0 | 0 | 0 | 0 | 0.016972 | 0.21 | 0.0059813 | 1.4185 | 1.4185 | 3.7885 | 0 | 0.0051127 | 0.0054208 | 0.010137 | 0.033051 | 0 | 0.057082 | 0.017981 | 0.4483 | 0 | 5.4478 | 2.1271 | 0 | 0.44024 | 0.83819 | 0 | 0 | 0 | 0 | -15.0827 | 0.055283 | 0 | 0.0048827 | 0 | -0.12607 | 0 | 0 | 0 | 0 | 0 | 0 | 0 | 0 | 4.3121 | 0.0010361 | 0 | 0 | 1.8827 | 0 | 0 | 0 | 2.1327 | 12.5216 | 1.2663 | 3.1569 | 0.034497 | 0.057553 | -0.56726 | 0.62859 | 0.11453 | 2.6783 | 19.9089 | 23.1633 | -0.69334 | 0 | 0.5801 | 0 | 1.7286 | 0.19944
2025_04_05 Hr 14 | 0.54503 | 0.00012742 | 0 | 0 | 0 | 0 | 0 | 0 | 0 | 0 | 0 | 0.016972 | 0.27 | 0.0080173 | 1.4185 | 1.4185 | 4.7429 | 0 | 0.0051127 | 0.0054208 | 0.010137 | 0.033051 | 0 | 0.057082 | 0.017981 | 0.68935 | 0 | 6.003 | 2.1271 | 0 | 0.49472 | 0.83819 | 0 | 0 | 0 | 0 | -18.4004 | 0.055283 | 0 | 0.0050903 | 0 | -0.13152 | 0 | 0 | 0 | 0 | 0 | 0 | 0 | 0 | 4.3121 | 0.0010361 | 0 | 0 | 1.8827 | 0 | 0 | 0 | 2.0718 | 14.2722 | 1.2663 | 3.1569 | 0.034497 | 0.057553 | -0.54503 | 0.62859 | 0.11453 | 2.6783 | 18.3903 | 23.195 | -0.67655 | 0 | 0.5801 | 0 | 1.7286 | 0.19773
2025_04_05 Hr 15 | 0.61289 | 0.00025684 | 0 | 0 | 0 | 0 | 0 | 0 | 0 | 0 | 0 | 0.016972 | 0.3 | 0.0095696 | 1.4169 | 1.4169 | 4.3556 | 0 | 0.0051127 | 0.0054208 | 0.010137 | 0.033051 | 0 | 0.057082 | 0.017981 | 0.75838 | 0 | 5.3519 | 2.1271 | 0 | 0.43082 | 0.83819 | 0 | 0 | 0 | 0 | -18.7141 | 0.055283 | 0 | 0.0054684 | 0 | -0.14144 | 0 | 0 | 0 | 0 | 0 | 0 | 0 | 0 | 4.45 | 0.0010361 | 0 | 0 | 1.8827 | 0 | 0 | 0 | 2.1632 | 13.2996 | 1.2663 | 3.1569 | 0.034497 | 0.057553 | -0.61289 | 0.62859 | 0.11453 | 2.6783 | 17.2904 | 23.4592 | -0.75433 | 0 | 0.5801 | 0 | 1.7286 | 0.19694
2025_04_05 Hr 16 | 0.34095 | 0.00017095 | 0 | 0 | 0 | 0 | 0 | 0 | 0 | 0 | 0 | 0.016972 | 0.33 | 0.010294 | 1.4185 | 1.4185 | 4.836 | 0 | 0.0051127 | 0.0054208 | 0.010137 | 0.033051 | 0 | 0.057082 | 0.017981 | 0.85044 | 0 | 6.0855 | 2.1271 | 0 | 0.50282 | 0.83819 | 0 | 0 | 0 | 0 | -19.4804 | 0.055283 | 0 | 0.0053473 | 0 | -0.13827 | 0 | 0 | 0 | 0 | 0 | 0 | 0 | 0 | 4.2467 | 0.0010361 | 0 | 0 | 1.8827 | 0 | 0 | 0 | 2.0413 | 14.6089 | 1.2663 | 3.1569 | 0.034497 | 0.057553 | -0.34095 | 0.62859 | 0.11453 | 2.6783 | 17.6137 | 22.9644 | -0.47922 | 0 | 0.5801 | 0 | 1.7286 | 0.19665
2025_04_05 Hr 17 | 0.20408 | 0.00014867 | 0 | 0 | 0 | 0 | 0 | 0 | 0 | 0 | 0 | 0.016972 | 0.45 | 0.018837 | 1.4185 | 1.4185 | 5.459 | 0 | 0.0051127 | 0.0054208 | 0.010137 | 0.033051 | 0 | 0.057082 | 0.017981 | 0.85044 | 0 | 6.0993 | 2.1271 | 0 | 0.50417 | 0.83819 | 0 | 0 | 0 | 0 | -26.173 | 0.055283 | 0 | 0.0071759 | 0 | -0.18627 | 0 | 0 | 0 | 0 | 0 | 0 | 0 | 0 | 3.9709 | 0.0010361 | 0 | 0 | 1.8827 | 0 | 0 | 0 | 1.6191 | 15.2457 | 1.2663 | 3.1569 | 0.034497 | 0.057553 | -0.20408 | 0.62859 | 0.11453 | 2.6783 | 10.941 | 22.2587 | -0.39034 | 0 | 0.5801 | 0 | 1.7286 | 0.19597
2025_04_05 Hr 18 | 0.27208 | 0.00014488 | 0 | 0 | 0 | 0 | 0 | 0 | 0 | 0 | 0 | 0.016972 | 0.84 | 0.042782 | 1.4185 | 1.4185 | 5.4071 | 0 | 0.0051127 | 0.0054208 | 0.010137 | 0.033051 | 0 | 0.057082 | 0.017981 | 0.85044 | 0 | 6.0993 | 2.1271 | 0 | 0.50417 | 0.83819 | 0 | 0 | 0 | 0 | -30.7817 | 0.055283 | 0 | 0.0087311 | 0 | -0.22709 | 0 | 0 | 0 | 0 | 0 | 0 | 0 | 0 | 3.4918 | 0.0010361 | 0 | 0 | 1.8827 | 0 | 0 | 0 | 1.593 | 15.1938 | 1.2663 | 3.1569 | 0.034497 | 0.057553 | -0.27208 | 0.62859 | 0.11453 | 2.6783 | 6.1487 | 22.2358 | -0.49917 | 0 | 0.5801 | 0 | 1.7286 | 0.19637
2025_04_05 Hr 19 | 0.045117 | 2.7217e-05 | 0 | 0 | 0 | 0 | 0 | 0 | 0 | 0 | 0 | 0.016972 | 2.04 | 0.093371 | 1.4185 | 1.4185 | 5.459 | 0 | 0.0051127 | 0.0054208 | 0.010137 | 0.033051 | 0 | 0.057082 | 0.017981 | 0.85044 | 0 | 6.0993 | 2.1271 | 0 | 0.50417 | 0.83819 | 0 | 0 | 0 | 0 | -30.1342 | 0.055283 | 0 | 0.0078463 | 0 | -0.20386 | 0 | 0 | 0 | 0 | 0 | 0 | 0 | 0 | 3.3538 | 0.0010361 | 0 | 0 | 1.8827 | 0 | 0 | 0 | 2.1893 | 15.2457 | 1.2663 | 3.1569 | 0.034497 | 0.057553 | -0.045117 | 0.62859 | 0.11453 | 2.6783 | 8.5795 | 23.717 | -0.24898 | 0 | 0.5801 | 0 | 1.7286 | 0.1957
2025_04_05 Hr 20 | 0 | 0 | 0 | 0 | 0 | 0 | 0 | 0 | 0 | 0 | 0 | 0.016972 | 2.43 | 0.10261 | 1.4185 | 1.4185 | 5.459 | 0 | 0.0051127 | 0.0054208 | 0.010137 | 0.033051 | 0 | 0.057082 | 0.017981 | 0.85044 | 0 | 6.0993 | 2.1271 | 0 | 0.50417 | 0.83819 | 0 | 0 | 0 | 0 | -28.4976 | 0.055283 | 0 | 0.0072385 | 0 | -0.18791 | 0 | 0 | 0 | 0 | 0 | 0 | 0 | 0 | 3.4918 | 0.0010361 | 0 | 0 | 1.8827 | 0 | 0 | 0 | 2.433 | 15.2457 | 1.2663 | 3.1569 | 0.034497 | 0.057553 | 0 | 0.62859 | 0.11453 | 2.6783 | 11.014 | 24.4538 | -0.18791 | 0 | 0.5801 | 0 | 1.7286 | 0.19677
2025_04_05 Hr 21 | 0 | 0 | 0 | 0 | 0 | 0 | 0 | 0 | 0 | 0 | 0 | 0.016972 | 2.7 | 0.11244 | 1.4185 | 1.4185 | 5.459 | 0 | 0.0051127 | 0.0054208 | 0.010137 | 0.033051 | 0 | 0.057082 | 0.017981 | 0.85044 | 0 | 6.0993 | 2.1271 | 0 | 0.50417 | 0.83819 | 0 | 0 | 0 | 0 | -28.6846 | 0.055283 | 0 | 0.0071391 | 0 | -0.1853 | 0 | 0 | 0 | 0 | 0 | 0 | 0 | 0 | 3.7676 | 0.0010361 | 0 | 0 | 1.8827 | 0 | 0 | 0 | 2.3416 | 15.2457 | 1.2663 | 3.1569 | 0.034497 | 0.057553 | 0 | 0.62859 | 0.11453 | 2.6783 | 11.2952 | 24.9194 | -0.1853 | 0 | 0.5801 | 0 | 1.7286 | 0.19801
2025_04_05 Hr 22 | 0 | 0 | 0 | 0 | 0 | 0 | 0 | 0 | 0 | 0 | 0 | 0.016972 | 2.79 | 0.12097 | 1.4185 | 1.4185 | 5.459 | 0 | 0.0051127 | 0.0054208 | 0.010137 | 0.033051 | 0 | 0.057082 | 0.017981 | 0.85044 | 0 | 6.0993 | 2.1271 | 0 | 0.50417 | 0.83819 | 0 | 0 | 0 | 0 | -29.8589 | 0.055283 | 0 | 0.0074329 | 0 | -0.19301 | 0 | 0 | 0 | 0 | 0 | 0 | 0 | 0 | 3.7676 | 0.0010361 | 0 | 0 | 1.8827 | 0 | 0 | 0 | 2.0413 | 15.2457 | 1.2663 | 3.1569 | 0.034497 | 0.057553 | 0 | 0.62859 | 0.11453 | 2.6783 | 9.9086 | 24.7149 | -0.19301 | 0 | 0.5801 | 0 | 1.7286 | 0.19529
2025_04_05 Hr 23 | 0 | 0 | 0 | 0 | 0 | 0 | 0 | 0 | 0 | 0 | 0 | 0.016972 | 2.67 | 0.14039 | 1.4185 | 1.4185 | 5.5746 | 0 | 0.0051127 | 0.0054208 | 0.010137 | 0.033051 | 0 | 0.057082 | 0.017981 | 0.85044 | 0 | 6.1519 | 2.1271 | 0 | 0.51039 | 0.83819 | 0 | 0 | 0 | 0 | -38.9373 | 0.055283 | 0 | 0.0090136 | 0 | -0.23451 | 0 | 0 | 0 | 0 | 0 | 0 | 0 | 0 | 3.695 | 0.0010361 | 0 | 0 | 1.8827 | 0 | 0 | 0 | 2.2807 | 15.4139 | 1.2663 | 3.1569 | 0.034497 | 0.057553 | 0 | 0.62859 | 0.11453 | 2.6783 | 1.0246 | 24.7825 | -0.23451 | 0 | 0.5801 | 0 | 1.7286 | 0.19053
2025_04_05 Hr 24 | 0 | 0 | 0 | 0 | 0 | 0 | 0 | 0 | 0 | 0 | 0 | 0.016972 | 1.77 | 0.093027 | 1.4185 | 1.4185 | 5.5746 | 0 | 0.0051127 | 0.0054208 | 0.010137 | 0.033051 | 0 | 0.057082 | 0.017981 | 0.85044 | 0 | 6.1519 | 2.1271 | 0 | 0.51039 | 0.83819 | 0 | 0 | 0 | 0 | -39.2369 | 0.055283 | 0 | 0.0090099 | 0 | -0.23441 | 0 | 0 | 0 | 0 | 0 | 0 | 0 | 0 | 3.4918 | 0.0010361 | 0 | 0 | 1.8827 | 0 | 0 | 0 | 2.2198 | 15.4139 | 1.2663 | 3.1569 | 0.034497 | 0.057553 | 0 | 0.62859 | 0.11453 | 2.6783 | -0.48988 | 23.5675 | -0.23441 | 0 | 0.5801 | 0 | 1.7286 | 0.18707
2025_04_06 Hr 01 | 0 | 0 | 0 | 0 | 0 | 0 | 0 | 0 | 0 | 0 | 0 | 0.016972 | 1.65 | 0.088957 | 1.4185 | 1.4185 | 5.5746 | 0 | 0.0051127 | 0.0054208 | 0.010137 | 0.033051 | 0 | 0.057082 | 0.017981 | 0.85044 | 0 | 6.1519 | 2.1271 | 0 | 0.51039 | 0.83819 | 0 | 0 | 0 | 0 | -44.3912 | 0.055283 | 0 | 0.0063541 | 0 | -0.24051 | 0 | 0 | 0 | 0 | 0 | 0 | 0 | 0 | 3.3538 | 0.0010361 | 0 | 0 | 1.8827 | 0 | 4.7371 | 0 | 1.9499 | 18.7926 | 1.2663 | 3.1569 | 0.034497 | 0.057553 | 0 | 0.62859 | 0.11453 | 2.6783 | -2.8048 | 23.0343 | -0.24051 | 0 | 0.5801 | 0 | 1.7286 | 0.18572
2025_04_06 Hr 02 | 0 | 0 | 0 | 0 | 0 | 0 | 0 | 0 | 0 | 0 | 0 | 0.016972 | 2.25 | 0.10741 | 1.4185 | 1.4185 | 5.5746 | 0 | 0.0051127 | 0.0054208 | 0.010137 | 0.033051 | 0 | 0.057082 | 0.017981 | 0.85044 | 0 | 6.1519 | 2.1271 | 0 | 0.51039 | 0.83819 | 0 | 0 | 0 | 0 | -39.8734 | 0.055283 | 0 | 0.0056264 | 0 | -0.21273 | 0 | 0 | 0 | 0 | 0 | 0 | 0 | 0 | 3.7676 | 0.0010361 | 0 | 0 | 1.8827 | 0 | 3.4819 | 0 | 1.6191 | 18.8958 | 1.2663 | 3.1569 | 0.034497 | 0.057553 | 0 | 0.62859 | 0.11453 | 2.6783 | 2.5442 | 23.7345 | -0.21273 | 0 | 0.5801 | 0 | 1.7286 | 0.18447
2025_04_06 Hr 03 | 0 | 0 | 0 | 0 | 0 | 0.10316 | 0.11026 | 0 | 0 | 0 | 0 | 0.016972 | 2.52 | 0.12922 | 1.4185 | 1.4185 | 5.5746 | 0 | 0.0051127 | 0.0054208 | 0.010137 | 0.033051 | 0 | 0.057082 | 0.017981 | 0.85044 | 0 | 6.1519 | 2.1271 | 0 | 0.51039 | 0.83819 | 0 | 0 | 0 | 0 | -43.9418 | 0.055283 | 0 | 0.0049446 | 0 | -0.22865 | 0 | 0 | 0 | 0 | 0 | 0 | 0 | 0 | 3.9709 | 0.0010361 | 0 | 0 | 1.8827 | 0 | 3.4819 | 0 | 1.3188 | 19.1092 | 1.2663 | 3.1569 | 0.034497 | 0.057553 | 0 | 0.62859 | 0.11453 | 2.6783 | -1.1329 | 23.9283 | -0.22865 | 0 | 0.5801 | 0 | 1.7286 | 0.1835
2025_04_06 Hr 04 | 0 | 0 | 0 | 0.11899 | 0.11988 | 0.10316 | 0.11026 | 0.12084 | 0.12155 | 0 | 0 | 0.016972 | 2.46 | 0.12805 | 1.4185 | 1.4185 | 5.5746 | 0 | 0.0051127 | 0.0054208 | 0.010137 | 0.033051 | 0 | 0.057082 | 0.017981 | 0.85044 | 0 | 6.1519 | 2.1271 | 0 | 0.51039 | 0.83819 | 0 | 0 | 0 | 0 | -44.0267 | 0.055283 | 0 | 0.0027885 | 0 | -0.23213 | 0 | 0 | 0 | 0 | 0 | 0 | 0 | 0 | 4.1088 | 0.0010361 | 0 | 0 | 1.8827 | 0 | 3.4819 | 0 | 1.2927 | 19.5905 | 1.2663 | 3.1569 | 0.034497 | 0.057553 | 0 | 0.62859 | 0.11453 | 2.6783 | -0.68962 | 23.9787 | -0.23213 | 0 | 0.5801 | 0 | 1.7286 | 0.18326
2025_04_06 Hr 05 | 0 | 0 | 0 | 0.11899 | 0.11988 | 0.10316 | 0.11026 | 0.12084 | 0.12155 | 0 | 0 | 0.016972 | 2.4 | 0.11886 | 1.4185 | 1.4185 | 5.5746 | 0 | 0.0051127 | 0.0054208 | 0.010137 | 0.033051 | 0 | 0.057082 | 0.017981 | 0.85044 | 0 | 6.1519 | 2.1271 | 0 | 0.51039 | 0.83819 | 0 | 0 | 0 | 0 | -42.4865 | 0.055283 | 0 | 0.0026532 | 0 | -0.22077 | 0 | 0 | 0 | 0 | 0 | 0 | 0 | 0 | 4.3121 | 0.0010361 | 0 | 0 | 1.8827 | 0 | 3.4819 | 0 | 1.2317 | 19.5905 | 1.2663 | 3.1569 | 0.034497 | 0.057553 | 0 | 0.62859 | 0.11453 | 2.6783 | 0.9362 | 24.053 | -0.22077 | 0 | 0.5801 | 0 | 1.7286 | 0.18441
2025_04_06 Hr 06 | 0 | 0 | 0 | 0.11899 | 0.11988 | 0.10316 | 0.11026 | 0.12084 | 0.12155 | 0 | 0 | 0.016972 | 2.31 | 0.11745 | 1.4185 | 1.4185 | 5.5746 | 0 | 0.0051127 | 0.0054208 | 0.010137 | 0.033051 | 0 | 0.057082 | 0.017981 | 0.85044 | 0 | 6.1519 | 2.1271 | 0 | 0.51039 | 0.83819 | 0 | 0 | 0 | 0 | -42.0479 | 0.055283 | 0 | 0.0027239 | 0 | -0.22671 | 0 | 0 | 0 | 0 | 0 | 0 | 0 | 0 | 4.3121 | 0.0010361 | 0 | 0 | 1.8827 | 0 | 3.4819 | 0 | 1.0794 | 19.5905 | 1.2663 | 3.1569 | 0.034497 | 0.057553 | 0 | 0.62859 | 0.11453 | 2.6783 | 1.128 | 23.8121 | -0.22671 | 0 | 0.5801 | 0 | 1.7286 | 0.18731
2025_04_06 Hr 07 | 0.022885 | 0 | 0 | 0.11899 | 0.11988 | 0.10316 | 0.11026 | 0.12084 | 0.12155 | 0 | 0 | 0.016972 | 2.04 | 0.085559 | 1.4185 | 1.4185 | 5.459 | 0 | 0.0051127 | 0.0054208 | 0.010137 | 0.033051 | 0 | 0.057082 | 0.017981 | 0.85044 | 0 | 6.0993 | 2.1271 | 0 | 0.50417 | 0.83819 | 0 | 0 | 0 | 0 | -32.4389 | 0.055283 | 0 | 0.0022468 | 0 | -0.18663 | 0 | 0 | 0 | 0 | 0 | 0 | 0 | 0 | 3.9709 | 0.0010361 | 0 | 0 | 1.8827 | 0 | 2.8993 | 0 | 1.3188 | 18.8397 | 1.2663 | 3.1569 | 0.034497 | 0.057553 | -0.022885 | 0.62859 | 0.11453 | 2.6783 | 9.621 | 23.4297 | -0.20952 | 0 | 0.5801 | 0 | 1.7286 | 0.19193
2025_04_06 Hr 08 | 0.18141 | 1.8943e-06 | 0 | 0.11899 | 0.11988 | 0.10316 | 0.11026 | 0.12084 | 0.12155 | 0 | 0 | 0.016972 | 0.84 | 0.024752 | 1.4185 | 1.4185 | 4.8099 | 0 | 0.0051127 | 0.0054208 | 0.010137 | 0.033051 | 0 | 0.057082 | 0.017981 | 0.85044 | 0 | 6.0993 | 2.1271 | 0 | 0.50417 | 0.83819 | 0 | 0 | 0 | 0 | -19.3338 | 0.055283 | 0 | 0.0015785 | 0 | -0.1305 | 0 | 0 | 0 | 0 | 0 | 0 | 0 | 0 | 3.7676 | 0.0010361 | 0 | 0 | 1.8827 | 0 | 2.6391 | 0 | 1.1403 | 17.9303 | 1.2663 | 3.1569 | 0.034497 | 0.057553 | -0.18141 | 0.62859 | 0.11453 | 2.6783 | 20.2339 | 21.9493 | -0.31191 | 0 | 0.5801 | 0 | 1.7286 | 0.19552
2025_04_06 Hr 09 | 0.40881 | 1.0788e-05 | 0 | 0 | 0 | 0 | 0 | 0 | 0 | 0 | 0 | 0.016972 | 0.21 | 0.0058733 | 1.4185 | 1.4185 | 3.8751 | 0 | 0.0051127 | 0.0054208 | 0.010137 | 0.033051 | 0 | 0.057082 | 0.017981 | 0.62849 | 0 | 5.4571 | 2.1271 | 0 | 0.44114 | 0.83819 | 0 | 0 | 0 | 0 | -13.8819 | 0.055283 | 0 | 0.0032962 | 0 | -0.12376 | 0 | 0 | 0 | 0 | 0 | 0 | 0 | 0 | 3.4918 | 0.0010361 | 0 | 0 | 1.8827 | 0 | 2.6391 | 0 | 0.39172 | 15.4367 | 1.2663 | 3.1569 | 0.034497 | 0.057553 | -0.40881 | 0.62859 | 0.11453 | 2.6783 | 21.4659 | 20.4437 | -0.53257 | 0 | 0.5801 | 0 | 1.7286 | 0.19889
2025_04_06 Hr 10 | 0.45436 | 8.3696e-05 | 0 | 0 | 0 | 0 | 0 | 0 | 0 | 0 | 0 | 0.016972 | 0.27 | 0.0090716 | 1.4185 | 1.4185 | 4.7774 | 0 | 0.0051127 | 0.0054208 | 0.010137 | 0.033051 | 0 | 0.057082 | 0.017981 | 0.44833 | 0 | 5.5623 | 2.1271 | 0 | 0.45147 | 0.83819 | 0 | 0 | 0 | 0 | -17.8946 | 0.055283 | 0 | 0.0039598 | 0 | -0.14909 | 0 | 0 | 0 | 0 | 0 | 0 | 0 | 0 | 3.3538 | 0.0010361 | 0 | 0 | 1.8827 | 0 | 2.6391 | 0 | 0.26985 | 16.264 | 1.2663 | 3.1569 | 0.034497 | 0.057553 | -0.45436 | 0.62859 | 0.11453 | 2.6783 | 18.0709 | 20.305 | -0.60346 | 0 | 0.5801 | 0 | 1.7286 | 0.20083
2025_04_06 Hr 11 | 0.4771 | 0.00027569 | 0 | 0 | 0 | 0 | 0 | 0 | 0 | 0 | 0 | 0.016972 | 0.36 | 0.010414 | 1.4185 | 1.4185 | 4.1023 | 0 | 0.0051127 | 0.0054208 | 0.010137 | 0.033051 | 0 | 0.057082 | 0.017981 | 0.68949 | 0 | 5.4386 | 2.1271 | 0 | 0.43933 | 0.83819 | 0 | 0 | 0 | 0 | -13.9767 | 0.055283 | 0 | 0.004959 | 0 | -0.12807 | 0 | 0 | 0 | 0 | 0 | 0 | 0 | 0 | 3.3538 | 0.0010361 | 0 | 0 | 1.8827 | 0 | 0 | 0 | 0.42219 | 13.0673 | 1.2663 | 3.1569 | 0.034497 | 0.057553 | -0.4771 | 0.62859 | 0.11453 | 2.6783 | 19.0461 | 20.5607 | -0.60518 | 0 | 0.5801 | 0 | 1.7286 | 0.20203
2025_04_06 Hr 12 | 0.59 | 0.00036794 | 0 | 0 | 0 | 0 | 0 | 0 | 0 | 0 | 0 | 0.016972 | 0.39 | 0.010996 | 1.4185 | 1.4185 | 3.6847 | 0 | 0.0051127 | 0.0054208 | 0.010137 | 0.033051 | 0 | 0.057082 | 0.017981 | 0.8437 | 0 | 6.0672 | 2.1271 | 0 | 0.50101 | 0.83819 | 0 | 0 | 0 | 0 | -14.4381 | 0.055283 | 0 | 0.0048334 | 0 | -0.12478 | 0 | 0 | 0 | 0 | 0 | 0 | 0 | 0 | 3.7676 | 0.0010361 | 0 | 0 | 1.8827 | 0 | 0 | 0 | 0.50924 | 13.4325 | 1.2663 | 3.1569 | 0.034497 | 0.057553 | -0.59 | 0.62859 | 0.11453 | 2.6783 | 19.5465 | 21.267 | -0.71478 | 0 | 0.5801 | 0 | 1.7286 | 0.20221
2025_04_06 Hr 13 | 0.61282 | 0.00038309 | 0 | 0 | 0 | 0 | 0 | 0 | 0 | 0 | 0 | 0.016972 | 0.27 | 0.0075807 | 1.4185 | 1.4185 | 3.7539 | 0 | 0.0051127 | 0.0054208 | 0.010137 | 0.033051 | 0 | 0.057082 | 0.017981 | 0.83203 | 0 | 5.9205 | 2.1271 | 0 | 0.48662 | 0.83819 | 0 | 0 | 0 | 0 | -14.5951 | 0.055283 | 0 | 0.0048131 | 0 | -0.12424 | 0 | 0 | 0 | 0 | 0 | 0 | 0 | 0 | 3.695 | 0.0010361 | 0 | 0 | 1.8827 | 0 | 0 | 0 | 0.5397 | 13.3433 | 1.2663 | 3.1569 | 0.034497 | 0.057553 | -0.61282 | 0.62859 | 0.11453 | 2.6783 | 19.1204 | 21.1092 | -0.73706 | 0 | 0.5801 | 0 | 1.7286 | 0.20158
2025_04_06 Hr 14 | 0.65801 | 0.00039058 | 0 | 0 | 0 | 0 | 0 | 0 | 0 | 0 | 0 | 0.016972 | 0.45 | 0.012866 | 1.4185 | 1.4185 | 4.3556 | 0 | 0.0051127 | 0.0054208 | 0.010137 | 0.033051 | 0 | 0.057082 | 0.017981 | 0.83873 | 0 | 5.8792 | 2.1271 | 0 | 0.48257 | 0.83819 | 0 | 0 | 0 | 0 | -15.9116 | 0.055283 | 0 | 0.0049013 | 0 | -0.12656 | 0 | 0 | 0 | 0 | 0 | 0 | 0 | 0 | 3.4918 | 0.0010361 | 0 | 0 | 1.8827 | 0 | 0 | 0 | 0.5397 | 13.9105 | 1.2663 | 3.1569 | 0.034497 | 0.057553 | -0.65801 | 0.62859 | 0.11453 | 2.6783 | 18.3452 | 21.1309 | -0.78457 | 0 | 0.5801 | 0 | 1.7286 | 0.2001
2025_04_06 Hr 15 | 0.68075 | 0.00037771 | 0 | 0 | 0 | 0 | 0 | 0 | 0 | 0 | 0 | 0.016972 | 0.66 | 0.021395 | 1.4169 | 1.4169 | 4.3556 | 0 | 0.0051127 | 0.0054208 | 0.010137 | 0.033051 | 0 | 0.057082 | 0.017981 | 0.75838 | 0 | 5.3519 | 2.1271 | 0 | 0.43082 | 0.83819 | 0 | 0 | 0 | 0 | -18.2586 | 0.055283 | 0 | 0.0055572 | 0 | -0.14378 | 0 | 0 | 0 | 0 | 0 | 0 | 0 | 0 | 3.2159 | 0.0010361 | 0 | 0 | 1.8827 | 0 | 0 | 0 | 0.47877 | 13.2996 | 1.2663 | 3.1569 | 0.034497 | 0.057553 | -0.68075 | 0.62859 | 0.11453 | 2.6783 | 15.1995 | 20.9829 | -0.82452 | 0 | 0.5801 | 0 | 1.7286 | 0.19942
2025_04_06 Hr 16 | 0.73443 | 0.00018325 | 0 | 0 | 0 | 0 | 0 | 0 | 0 | 0 | 0 | 0.016972 | 1.26 | 0.037413 | 1.4185 | 1.4185 | 4.615 | 0 | 0.0051127 | 0.0054208 | 0.010137 | 0.033051 | 0 | 0.057082 | 0.017981 | 0.83203 | 0 | 5.7141 | 2.1271 | 0 | 0.46637 | 0.83819 | 0 | 0 | 0 | 0 | -18.3938 | 0.055283 | 0 | 0.0050902 | 0 | -0.13152 | 0 | 0 | 0 | 0 | 0 | 0 | 0 | 0 | 3.2885 | 0.0010361 | 0 | 0 | 1.8827 | 0 | 0 | 0 | 0.42219 | 13.9981 | 1.2663 | 3.1569 | 0.034497 | 0.057553 | -0.73443 | 0.62859 | 0.11453 | 2.6783 | 16.4403 | 21.702 | -0.86595 | 0 | 0.5801 | 0 | 1.7286 | 0.19736
2025_04_06 Hr 17 | 0.7199 | 0.00011277 | 0 | 0 | 0 | 0 | 0 | 0 | 0 | 0 | 0 | 0.016972 | 1.56 | 0.054189 | 1.4185 | 1.4185 | 5.4071 | 0 | 0.0051127 | 0.0054208 | 0.010137 | 0.033051 | 0 | 0.057082 | 0.017981 | 0.84877 | 0 | 6.0855 | 2.1271 | 0 | 0.50282 | 0.83819 | 0 | 0 | 0 | 0 | -22.6855 | 0.055283 | 0 | 0.0059549 | 0 | -0.15421 | 0 | 0 | 0 | 0 | 0 | 0 | 0 | 0 | 2.9473 | 0.0010361 | 0 | 0 | 1.8827 | 0 | 0 | 0 | 0.50924 | 15.1783 | 1.2663 | 3.1569 | 0.034497 | 0.057553 | -0.7199 | 0.62859 | 0.11453 | 2.6783 | 13.4049 | 21.7862 | -0.87412 | 0 | 0.5801 | 0 | 1.7286 | 0.19714
2025_04_06 Hr 18 | 0.7247 | 4.6085e-05 | 0 | 0 | 0 | 0 | 0 | 0 | 0 | 0 | 0 | 0.016972 | 1.77 | 0.060422 | 1.4137 | 1.4137 | 4.5179 | 0 | 0.0051127 | 0.0054208 | 0.010137 | 0.033051 | 0 | 0.057082 | 0.017981 | 0.77512 | 0 | 5.4803 | 2.1271 | 0 | 0.44342 | 0.83819 | 0 | 0 | 0 | 0 | -20.3036 | 0.055283 | 0 | 0.005852 | 0 | -0.15152 | 0 | 0 | 0 | 0 | 0 | 0 | 0 | 0 | 2.7368 | 0.0010361 | 0 | 0 | 1.8827 | 0 | 0 | 0 | 0.39172 | 13.6008 | 1.2663 | 3.1569 | 0.034497 | 0.057553 | -0.7247 | 0.62859 | 0.11453 | 2.6783 | 14.0419 | 21.621 | -0.87622 | 0 | 0.5801 | 0 | 1.7286 | 0.19839
2025_04_06 Hr 19 | 0.11363 | 9.3838e-06 | 0 | 0 | 0 | 0 | 0 | 0 | 0 | 0 | 0 | 0.016972 | 1.32 | 0.04817 | 1.4185 | 1.4185 | 5.459 | 0 | 0.0051127 | 0.0054208 | 0.010137 | 0.033051 | 0 | 0.057082 | 0.017981 | 0.85044 | 0 | 6.0993 | 2.1271 | 0 | 0.50417 | 0.83819 | 0 | 0 | 0 | 0 | -22.4991 | 0.055283 | 0 | 0.0062559 | 0 | -0.16212 | 0 | 0 | 0 | 0 | 0 | 0 | 0 | 0 | 2.3303 | 0.0010361 | 0 | 0 | 1.8827 | 0 | 0 | 0 | 0.57017 | 15.2457 | 1.2663 | 3.1569 | 0.034497 | 0.057553 | -0.11363 | 0.62859 | 0.11453 | 2.6783 | 12.8509 | 20.3801 | -0.27574 | 0 | 0.5801 | 0 | 1.7286 | 0.19817
2025_04_06 Hr 20 | 0.022595 | 0 | 0 | 0 | 0 | 0 | 0 | 0 | 0 | 0 | 0 | 0.016972 | 0.72 | 0.025883 | 1.4185 | 1.4185 | 5.459 | 0 | 0.0051127 | 0.0054208 | 0.010137 | 0.033051 | 0 | 0.057082 | 0.017981 | 0.85044 | 0 | 6.0993 | 2.1271 | 0 | 0.50417 | 0.83819 | 0 | 0 | 0 | 0 | -21.0564 | 0.055283 | 0 | 0.0061627 | 0 | -0.15967 | 0 | 0 | 0 | 0 | 0 | 0 | 0 | 0 | 2.5989 | 0.0010361 | 0 | 0 | 1.8827 | 0 | 0 | 0 | 0.47877 | 15.2457 | 1.2663 | 3.1569 | 0.034497 | 0.057553 | -0.022595 | 0.62859 | 0.11453 | 2.6783 | 13.8536 | 19.8465 | -0.18226 | 0 | 0.5801 | 0 | 1.7286 | 0.20074
2025_04_06 Hr 21 | 0 | 0 | 0 | 0 | 0 | 0 | 0 | 0 | 0 | 0 | 0 | 0.016972 | 1.29 | 0.042958 | 1.4185 | 1.4185 | 5.459 | 0 | 0.0051127 | 0.0054208 | 0.010137 | 0.033051 | 0 | 0.057082 | 0.017981 | 0.85044 | 0 | 6.0993 | 2.1271 | 0 | 0.50417 | 0.83819 | 0 | 0 | 0 | 0 | -20.4975 | 0.055283 | 0 | 0.0057087 | 0 | -0.14775 | 0 | 0 | 0 | 0 | 0 | 0 | 0 | 0 | 2.7368 | 0.0010361 | 0 | 0 | 1.8827 | 0 | 0 | 0 | 0.50924 | 15.2457 | 1.2663 | 3.1569 | 0.034497 | 0.057553 | 0 | 0.62859 | 0.11453 | 2.6783 | 15.1798 | 20.5793 | -0.14775 | 0 | 0.5801 | 0 | 1.7286 | 0.20068
2025_04_06 Hr 22 | 0 | 0 | 0 | 0 | 0 | 0 | 0 | 0 | 0 | 0 | 0 | 0.016972 | 2.37 | 0.098795 | 1.4185 | 1.4185 | 5.459 | 0 | 0.0051127 | 0.0054208 | 0.010137 | 0.033051 | 0 | 0.057082 | 0.017981 | 0.85044 | 0 | 6.0993 | 2.1271 | 0 | 0.50417 | 0.83819 | 0 | 0 | 0 | 0 | -30.0466 | 0.055283 | 0 | 0.0071461 | 0 | -0.18549 | 0 | 0 | 0 | 0 | 0 | 0 | 0 | 0 | 3.2885 | 0.0010361 | 0 | 0 | 1.8827 | 0 | 0 | 0 | 0.77909 | 15.2457 | 1.2663 | 3.1569 | 0.034497 | 0.057553 | 0 | 0.62859 | 0.11453 | 2.6783 | 7.547 | 22.5334 | -0.18549 | 0 | 0.5801 | 0 | 1.7286 | 0.19731
2025_04_06 Hr 23 | 0 | 0 | 0 | 0 | 0 | 0 | 0 | 0 | 0 | 0 | 0 | 0.016972 | 1.98 | 0.092497 | 1.4185 | 1.4185 | 5.5746 | 0 | 0.0051127 | 0.0054208 | 0.010137 | 0.033051 | 0 | 0.057082 | 0.017981 | 0.85044 | 0 | 6.1519 | 2.1271 | 0 | 0.51039 | 0.83819 | 0 | 0 | 0 | 0 | -35.0506 | 0.055283 | 0 | 0.0080084 | 0 | -0.20812 | 0 | 0 | 0 | 0 | 0 | 0 | 0 | 0 | 3.695 | 0.0010361 | 0 | 0 | 1.8827 | 0 | 0 | 0 | 1.0489 | 15.4139 | 1.2663 | 3.1569 | 0.034497 | 0.057553 | 0 | 0.62859 | 0.11453 | 2.6783 | 2.9696 | 22.8144 | -0.20812 | 0 | 0.5801 | 0 | 1.7286 | 0.19207
2025_04_06 Hr 24 | 0 | 0 | 0 | 0 | 0 | 0 | 0 | 0 | 0 | 0 | 0 | 0.016972 | 2.16 | 0.10139 | 1.4185 | 1.4185 | 5.5746 | 0 | 0.0051127 | 0.0054208 | 0.010137 | 0.033051 | 0 | 0.057082 | 0.017981 | 0.85044 | 0 | 6.1519 | 2.1271 | 0 | 0.51039 | 0.83819 | 0 | 0 | 0 | 0 | -36.7049 | 0.055283 | 0 | 0.0080468 | 0 | -0.20913 | 0 | 0 | 0 | 0 | 0 | 0 | 0 | 0 | 3.695 | 0.0010361 | 0 | 0 | 1.8827 | 0 | 0 | 0 | 1.2013 | 15.4139 | 1.2663 | 3.1569 | 0.034497 | 0.057553 | 0 | 0.62859 | 0.11453 | 2.6783 | 1.6502 | 23.1503 | -0.20913 | 0 | 0.5801 | 0 | 1.7286 | 0.18676
2025_04_07 Hr 01 | 0 | 0 | 0 | 0 | 0 | 0 | 0 | 0 | 0 | 0 | 0 | 0.016972 | 2.37 | 0.098211 | 1.4185 | 1.4185 | 5.5746 | 0 | 0.0051127 | 0.0054208 | 0.010137 | 0.033051 | 0 | 0.057082 | 0.017981 | 0.85044 | 0 | 6.1519 | 2.1271 | 0 | 0.51039 | 0.83819 | 0 | 0 | 0 | 0 | -33.7978 | 0.055283 | 0 | 0.0071039 | 0 | -0.18438 | 0 | 0 | 0 | 0 | 0 | 0 | 0 | 0 | 4.2467 | 0.0010361 | 0 | 0 | 1.8827 | 0 | 0 | 0 | 1.0794 | 15.4139 | 1.2663 | 3.1569 | 0.034497 | 0.057553 | 0 | 0.62859 | 0.11453 | 2.6783 | 5.216 | 23.7843 | -0.18438 | 0 | 0.5801 | 0 | 1.7286 | 0.18405
2025_04_07 Hr 02 | 0 | 0 | 0 | 0 | 0 | 0 | 0 | 0 | 0 | 0 | 0 | 0.016972 | 2.55 | 0.10546 | 1.4185 | 1.4185 | 5.5746 | 0 | 0.0051127 | 0.0054208 | 0.010137 | 0.033051 | 0 | 0.057082 | 0.017981 | 0.85044 | 0 | 6.1519 | 2.1271 | 0 | 0.51039 | 0.83819 | 0 | 0 | 0 | 0 | -34.7696 | 0.055283 | 0 | 0.0070895 | 0 | -0.184 | 0 | 0 | 0 | 0 | 0 | 0 | 0 | 0 | 4.3121 | 0.0010361 | 0 | 0 | 1.8827 | 0 | 0 | 0 | 1.1403 | 15.4139 | 1.2663 | 3.1569 | 0.034497 | 0.057553 | 0 | 0.62859 | 0.11453 | 2.6783 | 4.557 | 24.0967 | -0.184 | 0 | 0.5801 | 0 | 1.7286 | 0.18291
2025_04_07 Hr 03 | 0 | 0 | 0 | 0 | 0 | 0.10316 | 0 | 0 | 0 | 0 | 0 | 0.016972 | 2.67 | 0.11803 | 1.4185 | 1.4185 | 5.5746 | 0 | 0.0051127 | 0.0054208 | 0.010137 | 0.033051 | 0 | 0.057082 | 0.017981 | 0.85044 | 0 | 6.1519 | 2.1271 | 0 | 0.51039 | 0.83819 | 0 | 0 | 0 | 0 | -40.7402 | 0.055283 | 0 | 0.0047363 | 0 | -0.19683 | 0 | 0 | 0 | 0 | 0 | 0 | 0 | 0 | 5.205 | 0.0010361 | 0 | 0 | 1.8827 | 0 | 4.1077 | 0 | 1.3188 | 18.2664 | 1.2663 | 3.1569 | 0.034497 | 0.057553 | 0 | 0.62859 | 0.11453 | 2.6783 | 2.63 | 25.3007 | -0.19683 | 0 | 0.5801 | 0 | 1.7286 | 0.18296
2025_04_07 Hr 04 | 0 | 0 | 0 | 0 | 0 | 0.10316 | 0 | 0 | 0 | 0 | 0 | 0.016972 | 2.22 | 0.10515 | 1.4185 | 1.4185 | 5.5746 | 0 | 0.0051127 | 0.0054208 | 0.010137 | 0.033051 | 0 | 0.057082 | 0.017981 | 0.85044 | 0 | 6.1519 | 2.1271 | 0 | 0.51039 | 0.83819 | 0 | 0 | 0 | 0 | -45.8866 | 0.055283 | 0 | 0.0050746 | 0 | -0.21103 | 0 | 0 | 0 | 0 | 0 | 0 | 0 | 0 | 5.3429 | 0.0010361 | 0 | 0 | 1.8827 | 0 | 3.2799 | 0 | 1.7105 | 18.797 | 1.2663 | 3.1569 | 0.034497 | 0.057553 | 0 | 0.62859 | 0.11453 | 2.6783 | -1.9327 | 25.368 | -0.21103 | 0 | 0.5801 | 0 | 1.7286 | 0.18348
2025_04_07 Hr 05 | 0 | 0 | 0 | 0.11899 | 0.11988 | 0.10316 | 0.11026 | 0.12084 | 0 | 0 | 0 | 0.016972 | 1.89 | 0.10381 | 1.4185 | 1.4185 | 5.5746 | 0 | 0.0051127 | 0.0054208 | 0.010137 | 0.033051 | 0 | 0.057082 | 0.017981 | 0.85044 | 0 | 6.1519 | 2.1271 | 0 | 0.51039 | 0.83819 | 0 | 0 | 0 | 0 | -53.2281 | 0.055283 | 0 | 0.003531 | 0 | -0.24507 | 0 | 0 | 0 | 0 | 0 | 0 | 0 | 0 | 5.3429 | 0.0010361 | 0 | 0 | 1.8827 | 0 | 3.4819 | 0 | 1.741 | 19.4689 | 1.2663 | 3.1569 | 0.034497 | 0.057553 | 0 | 0.62859 | 0.11453 | 2.6783 | -8.9338 | 25.0704 | -0.24507 | 0 | 0.5801 | 0 | 1.7286 | 0.18682
2025_04_07 Hr 06 | 0 | 0 | 0 | 0.11899 | 0.11988 | 0.10316 | 0.11026 | 0.12084 | 0.12155 | 0 | 0 | 0.016972 | 1.53 | 0.094333 | 1.4185 | 1.4185 | 5.5746 | 0 | 0.0051127 | 0.0054208 | 0.010137 | 0.033051 | 0 | 0.057082 | 0.017981 | 0.85044 | 0 | 6.1519 | 2.1271 | 0 | 0.51039 | 0.83819 | 0 | 0 | 0 | 0 | -57.8796 | 0.055283 | 0 | 0.003303 | 0 | -0.27535 | 0 | 0 | 0 | 0 | 0 | 0 | 0 | 0 | 5.4808 | 0.0010361 | 0 | 0 | 1.8827 | 0 | 3.4819 | 0 | 1.8324 | 19.5905 | 1.2663 | 3.1569 | 0.034497 | 0.057553 | 0 | 0.62859 | 0.11453 | 2.6783 | -13.6262 | 24.9382 | -0.27535 | 0 | 0.5801 | 0 | 1.7286 | 0.19476
2025_04_07 Hr 07 | 0.022885 | 0 | 0 | 0.11899 | 0.11988 | 0.10316 | 0.11026 | 0.12084 | 0.12155 | 0 | 0 | 0.016972 | 1.26 | 0.0606 | 1.4185 | 1.4185 | 5.459 | 0 | 0.0051127 | 0.0054208 | 0.010137 | 0.033051 | 0 | 0.057082 | 0.017981 | 0.85044 | 0 | 6.0993 | 2.1271 | 0 | 0.50417 | 0.83819 | 0 | 0 | 0 | 0 | -40.2044 | 0.055283 | 0 | 0.0025765 | 0 | -0.21433 | 0 | 0 | 0 | 0 | 0 | 0 | 0 | 0 | 5.067 | 0.0010361 | 0 | 0 | 1.8827 | 0 | 3.1596 | 0 | 2.1327 | 19.0999 | 1.2663 | 3.1569 | 0.034497 | 0.057553 | -0.022885 | 0.62859 | 0.11453 | 2.6783 | 3.2042 | 24.5459 | -0.23721 | 0 | 0.5801 | 0 | 1.7286 | 0.20301
2025_04_07 Hr 08 | 0.22653 | 0 | 0 | 0.11899 | 0.11988 | 0.10316 | 0.11026 | 0.12084 | 0.12155 | 0 | 0 | 0.016972 | 0.75 | 0.033682 | 1.4185 | 1.4185 | 5.459 | 0 | 0.0051127 | 0.0054208 | 0.010137 | 0.033051 | 0 | 0.057082 | 0.017981 | 0.85044 | 0 | 6.0993 | 2.1271 | 0 | 0.50417 | 0.83819 | 0 | 0 | 0 | 0 | -33.2354 | 0.055283 | 0 | 0.0024058 | 0 | -0.19999 | 0 | 0 | 0 | 0 | 0 | 0 | 0 | 0 | 4.8638 | 0.0010361 | 0 | 0 | 1.8827 | 0 | 2.9128 | 0 | 1.6191 | 18.8531 | 1.2663 | 3.1569 | 0.034497 | 0.057553 | -0.22653 | 0.62859 | 0.11453 | 2.6783 | 8.6907 | 23.4995 | -0.42652 | 0 | 0.5801 | 0 | 1.7286 | 0.20672
2025_04_07 Hr 09 | 0.38643 | 1.2404e-05 | 0 | 0 | 0 | 0.10316 | 0.11026 | 0 | 0.12155 | 0 | 0 | 0.016972 | 0.39 | 0.01505 | 1.4185 | 1.4185 | 5.459 | 0 | 0.0051127 | 0.0054208 | 0.010137 | 0.033051 | 0 | 0.057082 | 0.017981 | 0.85044 | 0 | 6.0993 | 2.1271 | 0 | 0.50417 | 0.83819 | 0 | 0 | 0 | 0 | -27.2331 | 0.055283 | 0 | 0.0033077 | 0 | -0.17156 | 0 | 0 | 0 | 0 | 0 | 0 | 0 | 0 | 4.7912 | 0.0010361 | 0 | 0 | 1.8827 | 0 | 2.6391 | 0 | 1.6191 | 18.2197 | 1.2663 | 3.1569 | 0.034497 | 0.057553 | -0.38643 | 0.62859 | 0.11453 | 2.6783 | 13.6382 | 23.2096 | -0.55799 | 0 | 0.5801 | 0 | 1.7286 | 0.20817
2025_04_07 Hr 10 | 0.5451 | 9.6015e-05 | 0 | 0 | 0 | 0 | 0 | 0 | 0 | 0 | 0 | 0.016972 | 0.75 | 0.0259 | 1.4185 | 1.4185 | 5.459 | 0 | 0.0051127 | 0.0054208 | 0.010137 | 0.033051 | 0 | 0.057082 | 0.017981 | 0.85044 | 0 | 6.0993 | 2.1271 | 0 | 0.50417 | 0.83819 | 0 | 0 | 0 | 0 | -22.9794 | 0.055283 | 0 | 0.00592 | 0 | -0.1533 | 0 | 0 | 0 | 0 | 0 | 0 | 0 | 0 | 5.067 | 0.0010361 | 0 | 0 | 1.8827 | 0 | 0 | 0 | 1.7105 | 15.2457 | 1.2663 | 3.1569 | 0.034497 | 0.057553 | -0.5451 | 0.62859 | 0.11453 | 2.6783 | 15.6736 | 24.1058 | -0.6984 | 0 | 0.5801 | 0 | 1.7286 | 0.20741
2025_04_07 Hr 11 | 0.52236 | 0.00022052 | 0 | 0 | 0 | 0 | 0 | 0 | 0 | 0 | 0 | 0.016972 | 1.02 | 0.033644 | 1.4185 | 1.4185 | 5.459 | 0 | 0.0051127 | 0.0054208 | 0.010137 | 0.033051 | 0 | 0.057082 | 0.017981 | 0.85044 | 0 | 6.0993 | 2.1271 | 0 | 0.50417 | 0.83819 | 0 | 0 | 0 | 0 | -22.3655 | 0.055283 | 0 | 0.0056544 | 0 | -0.14633 | 0 | 0 | 0 | 0 | 0 | 0 | 0 | 0 | 4.7259 | 0.0010361 | 0 | 0 | 1.8827 | 0 | 0 | 0 | 1.6191 | 15.2457 | 1.2663 | 3.1569 | 0.034497 | 0.057553 | -0.52236 | 0.62859 | 0.11453 | 2.6783 | 16.1388 | 23.9273 | -0.66869 | 0 | 0.5801 | 0 | 1.7286 | 0.20643
2025_04_07 Hr 12 | 0.52236 | 0.00033467 | 0 | 0 | 0 | 0 | 0 | 0 | 0 | 0 | 0 | 0.016972 | 1.08 | 0.039665 | 1.4185 | 1.4185 | 5.459 | 0 | 0.0051127 | 0.0054208 | 0.010137 | 0.033051 | 0 | 0.057082 | 0.017981 | 0.85044 | 0 | 6.0993 | 2.1271 | 0 | 0.50417 | 0.83819 | 0 | 0 | 0 | 0 | -25.6477 | 0.055283 | 0 | 0.006296 | 0 | -0.16317 | 0 | 0 | 0 | 0 | 0 | 0 | 0 | 0 | 5.0017 | 0.0010361 | 0 | 0 | 1.8827 | 0 | 0 | 0 | 2.0108 | 15.2457 | 1.2663 | 3.1569 | 0.034497 | 0.057553 | -0.52236 | 0.62859 | 0.11453 | 2.6783 | 13.5735 | 24.6611 | -0.68554 | 0 | 0.5801 | 0 | 1.7286 | 0.20655
2025_04_07 Hr 13 | 0.59022 | 0.00017418 | 0 | 0 | 0 | 0 | 0 | 0 | 0 | 0 | 0 | 0.016972 | 1.95 | 0.058542 | 1.4185 | 1.4185 | 5.459 | 0 | 0.0051127 | 0.0054208 | 0.010137 | 0.033051 | 0 | 0.057082 | 0.017981 | 0.85044 | 0 | 6.0993 | 2.1271 | 0 | 0.50417 | 0.83819 | 0 | 0 | 0 | 0 | -21.1986 | 0.055283 | 0 | 0.0051465 | 0 | -0.133 | 0 | 0 | 0 | 0 | 0 | 0 | 0 | 0 | 5.0017 | 0.0010361 | 0 | 0 | 1.8827 | 0 | 0 | 0 | 1.6191 | 15.2457 | 1.2663 | 3.1569 | 0.034497 | 0.057553 | -0.59022 | 0.62859 | 0.11453 | 2.6783 | 18.5482 | 25.2243 | -0.72322 | 0 | 0.5801 | 0 | 1.7286 | 0.20482
2025_04_07 Hr 14 | 0.54503 | 3.3087e-05 | 0 | 0 | 0 | 0 | 0 | 0 | 0 | 0 | 0 | 0.016972 | 2.16 | 0.066372 | 1.4185 | 1.4185 | 5.459 | 0 | 0.0051127 | 0.0054208 | 0.010137 | 0.033051 | 0 | 0.057082 | 0.017981 | 0.85044 | 0 | 6.0993 | 2.1271 | 0 | 0.50417 | 0.83819 | 0 | 0 | 0 | 0 | -22.6505 | 0.055283 | 0 | 0.0052676 | 0 | -0.13617 | 0 | 0 | 0 | 0 | 0 | 0 | 0 | 0 | 5.0017 | 0.0010361 | 0 | 0 | 1.8827 | 0 | 0 | 0 | 1.6801 | 15.2457 | 1.2663 | 3.1569 | 0.034497 | 0.057553 | -0.54503 | 0.62859 | 0.11453 | 2.6783 | 17.3708 | 25.4568 | -0.68121 | 0 | 0.5801 | 0 | 1.7286 | 0.20396
2025_04_07 Hr 15 | 0.54503 | 2.9753e-05 | 0 | 0 | 0 | 0 | 0 | 0 | 0 | 0 | 0 | 0.016972 | 2.22 | 0.074725 | 1.4185 | 1.4185 | 5.459 | 0 | 0.0051127 | 0.0054208 | 0.010137 | 0.033051 | 0 | 0.057082 | 0.017981 | 0.85044 | 0 | 6.0993 | 2.1271 | 0 | 0.50417 | 0.83819 | 0 | 0 | 0 | 0 | -24.7536 | 0.055283 | 0 | 0.0057703 | 0 | -0.14937 | 0 | 0 | 0 | 0 | 0 | 0 | 0 | 0 | 5.067 | 0.0010361 | 0 | 0 | 1.8827 | 0 | 0 | 0 | 1.5321 | 15.2457 | 1.2663 | 3.1569 | 0.034497 | 0.057553 | -0.54503 | 0.62859 | 0.11453 | 2.6783 | 15.2382 | 25.4406 | -0.6944 | 0 | 0.5801 | 0 | 1.7286 | 0.202
2025_04_07 Hr 16 | 0.56748 | 9.8717e-05 | 0 | 0 | 0 | 0 | 0 | 0 | 0 | 0 | 0 | 0.016972 | 2.4 | 0.11253 | 1.4185 | 1.4185 | 5.459 | 0 | 0.0051127 | 0.0054208 | 0.010137 | 0.033051 | 0 | 0.057082 | 0.017981 | 0.85044 | 0 | 6.0993 | 2.1271 | 0 | 0.50417 | 0.83819 | 0 | 0 | 0 | 0 | -35.3259 | 0.055283 | 0 | 0.008038 | 0 | -0.2089 | 0 | 0 | 0 | 0 | 0 | 0 | 0 | 0 | 5.205 | 0.0010361 | 0 | 0 | 1.8827 | 0 | 0 | 0 | 1.3188 | 15.2457 | 1.2663 | 3.1569 | 0.034497 | 0.057553 | -0.56748 | 0.62859 | 0.11453 | 2.6783 | 4.7488 | 25.6053 | -0.77638 | 0 | 0.5801 | 0 | 1.7286 | 0.20177
2025_04_07 Hr 17 | 0.539 | 5.6406e-05 | 0 | 0.0099325 | 0.0099901 | 0.0085963 | 0.0091881 | 0.01007 | 0.010129 | 0 | 0 | 0.016972 | 2.31 | 0.13077 | 1.4185 | 1.4185 | 5.459 | 0 | 0.0051127 | 0.0054208 | 0.010137 | 0.033051 | 0 | 0.057082 | 0.017981 | 0.85044 | 0 | 6.0993 | 2.1271 | 0 | 0.50417 | 0.83819 | 0 | 0 | 0 | 0 | -40.842 | 0.055283 | 0 | 0.0091575 | 0 | -0.25264 | 0 | 0 | 0 | 0 | 0 | 0 | 0 | 0 | 5.067 | 0.0010361 | 0 | 0 | 1.8827 | 0 | 0 | 0 | 1.0794 | 15.3036 | 1.2663 | 3.1569 | 0.034497 | 0.057553 | -0.539 | 0.62859 | 0.11453 | 2.6783 | -1.2016 | 25.1285 | -0.79164 | 0 | 0.5801 | 0 | 1.7286 | 0.20252
2025_04_07 Hr 18 | 0.43162 | 3.0544e-05 | 0 | 0.039681 | 0.03996 | 0.034385 | 0.036752 | 0.04028 | 0.040516 | 0 | 0 | 0.016972 | 2.43 | 0.15925 | 1.4185 | 1.4185 | 5.459 | 0 | 0.0051127 | 0.0054208 | 0.010137 | 0.033051 | 0 | 0.057082 | 0.017981 | 0.85044 | 0 | 6.0993 | 2.1271 | 0 | 0.50417 | 0.83819 | 0 | 0 | 0 | 0 | -51.8469 | 0.055283 | 0 | 0.0062772 | 0 | -0.29281 | 0 | 0 | 0 | 0 | 0 | 0 | 0 | 0 | 4.3121 | 0.0010361 | 0 | 0 | 1.8827 | 0 | 3.634 | 0 | 0.96189 | 17.7836 | 1.2663 | 3.1569 | 0.034497 | 0.057553 | -0.43162 | 0.62859 | 0.11453 | 2.6783 | -10.4882 | 24.2995 | -0.72443 | 0 | 0.5801 | 0 | 1.7286 | 0.205
2025_04_07 Hr 19 | 0.11363 | 3.6513e-06 | 0 | 0.11899 | 0.11988 | 0.10316 | 0.11026 | 0.12084 | 0.12155 | 0 | 0 | 0.016972 | 2.61 | 0.19766 | 1.4185 | 1.4185 | 5.459 | 0 | 0.0051127 | 0.0054208 | 0.010137 | 0.033051 | 0 | 0.057082 | 0.017981 | 0.85044 | 0 | 6.0993 | 2.1271 | 0 | 0.50417 | 0.83819 | 0 | 0 | 0 | 0 | -61.8143 | 0.055283 | 0 | 0.004057 | 0 | -0.33868 | 0 | 0 | 0 | 0 | 0 | 0 | 0 | 0 | 4.3121 | 0.0010361 | 0 | 0 | 1.8827 | 0 | 3.4198 | 0 | 0.99236 | 19.3602 | 1.2663 | 3.1569 | 0.034497 | 0.057553 | -0.11363 | 0.62859 | 0.11453 | 2.6783 | -18.6764 | 24.23 | -0.45231 | 0 | 0.5801 | 0 | 1.7286 | 0.2046
2025_04_07 Hr 20 | 0 | 0 | 0 | 0.11899 | 0.11988 | 0.10316 | 0.11026 | 0.12084 | 0.12155 | 0 | 0 | 0.016972 | 2.67 | 0.23433 | 1.4185 | 1.4185 | 5.459 | 0 | 0.0051127 | 0.0054208 | 0.010137 | 0.033051 | 0 | 0.057082 | 0.017981 | 0.85044 | 0 | 6.0993 | 2.1271 | 0 | 0.50417 | 0.83819 | 0 | 0 | 0 | 0 | -72.1755 | 0.055283 | 0 | 0.0047017 | 0 | -0.39284 | 0 | 0 | 0 | 0 | 0 | 0 | 0 | 0 | 4.3121 | 0.0010361 | 0 | 0 | 1.8827 | 0 | 3.4198 | 0 | 1.5321 | 19.3602 | 1.2663 | 3.1569 | 0.034497 | 0.057553 | 0 | 0.62859 | 0.11453 | 2.6783 | -28.4544 | 24.7538 | -0.39284 | 0 | 0.5801 | 0 | 1.7286 | 0.20562
2025_04_07 Hr 21 | 0 | 0 | 0 | 0.11899 | 0.11988 | 0.10316 | 0.11026 | 0.12084 | 0.12155 | 0 | 0 | 0.016972 | 2.67 | 0.21069 | 1.4185 | 1.4185 | 5.459 | 0 | 0.0051127 | 0.0054208 | 0.010137 | 0.033051 | 0 | 0.057082 | 0.017981 | 0.85044 | 0 | 6.0993 | 2.1271 | 0 | 0.50417 | 0.83819 | 0 | 0 | 0 | 0 | -67.3263 | 0.055283 | 0 | 0.0042273 | 0 | -0.353 | 0 | 0 | 0 | 0 | 0 | 0 | 0 | 0 | 3.7676 | 0.0010361 | 0 | 0 | 1.8827 | 0 | 3.4198 | 0 | 2.1893 | 19.3602 | 1.2663 | 3.1569 | 0.034497 | 0.057553 | 0 | 0.62859 | 0.11453 | 2.6783 | -23.4767 | 24.8424 | -0.353 | 0 | 0.5801 | 0 | 1.7286 | 0.20512
2025_04_07 Hr 22 | 0 | 0 | 0 | 0.11899 | 0 | 0.10316 | 0.11026 | 0 | 0 | 0 | 0 | 0.016972 | 2.43 | 0.13592 | 1.4185 | 1.4185 | 5.459 | 0 | 0.0051127 | 0.0054208 | 0.010137 | 0.033051 | 0 | 0.057082 | 0.017981 | 0.85044 | 0 | 6.0993 | 2.1271 | 0 | 0.50417 | 0.83819 | 0 | 0 | 0 | 0 | -47.9275 | 0.055283 | 0 | 0.0047943 | 0 | -0.2496 | 0 | 0 | 0 | 0 | 0 | 0 | 0 | 0 | 3.078 | 0.0010361 | 0 | 0 | 1.8827 | 0 | 3.4198 | 0 | 2.2502 | 18.9979 | 1.2663 | 3.1569 | 0.034497 | 0.057553 | 0 | 0.62859 | 0.11453 | 2.6783 | -5.2844 | 23.8948 | -0.2496 | 0 | 0.5801 | 0 | 1.7286 | 0.20102
2025_04_07 Hr 23 | 0 | 0 | 0 | 0 | 0 | 0.10316 | 0.11026 | 0 | 0 | 0 | 0 | 0.016972 | 2.61 | 0.12763 | 1.4185 | 1.4185 | 5.5746 | 0 | 0.0051127 | 0.0054208 | 0.010137 | 0.033051 | 0 | 0.057082 | 0.017981 | 0.85044 | 0 | 6.1519 | 2.1271 | 0 | 0.51039 | 0.83819 | 0 | 0 | 0 | 0 | -44.91 | 0.055283 | 0 | 0.0047155 | 0 | -0.21796 | 0 | 0 | 0 | 0 | 0 | 0 | 0 | 0 | 2.9473 | 0.0010361 | 0 | 0 | 1.8827 | 0 | 3.2987 | 0 | 2.4896 | 18.9261 | 1.2663 | 3.1569 | 0.034497 | 0.057553 | 0 | 0.62859 | 0.11453 | 2.6783 | -2.0272 | 24.1747 | -0.21796 | 0 | 0.5801 | 0 | 1.7286 | 0.19424
2025_04_07 Hr 24 | 0 | 0 | 0 | 0 | 0 | 0.10316 | 0 | 0 | 0 | 0 | 0 | 0.016972 | 2.55 | 0.11003 | 1.4185 | 1.4185 | 5.5746 | 0 | 0.0051127 | 0.0054208 | 0.010137 | 0.033051 | 0 | 0.057082 | 0.017981 | 0.85044 | 0 | 6.1519 | 2.1271 | 0 | 0.51039 | 0.83819 | 0 | 0 | 0 | 0 | -40.9006 | 0.055283 | 0 | 0.0046232 | 0 | -0.19207 | 0 | 0 | 0 | 0 | 0 | 0 | 0 | 0 | 3.2159 | 0.0010361 | 0 | 0 | 1.8827 | 0 | 2.8292 | 0 | 2.7899 | 18.3463 | 1.2663 | 3.1569 | 0.034497 | 0.057553 | 0 | 0.62859 | 0.11453 | 2.6783 | 1.9141 | 24.6605 | -0.19207 | 0 | 0.5801 | 0 | 1.7286 | 0.18871
2025_04_08 Hr 01 | 0 | 0 | 0 | 0 | 0 | 0 | 0 | 0 | 0 | 0 | 0 | 0.016972 | 2.13 | 0.10455 | 1.4185 | 1.4185 | 6.3663 | 0 | 0.0051127 | 0.0054208 | 0.010137 | 0.033051 | 0 | 0.057082 | 0.017981 | 0.85044 | 0 | 7.0262 | 2.1271 | 0 | 0.51039 | 0.83819 | 0 | 0 | 0 | 0 | -46.9742 | 0.055283 | 0 | 0.005785 | 0 | -0.21878 | 0 | 0 | 0 | 0 | 0 | 0 | 0 | 0 | 3.0126 | 0.0010361 | 0 | 0 | 1.8827 | 0 | 3.14 | 0 | 3.0598 | 20.2199 | 1.2663 | 3.1569 | 0.034497 | 0.057553 | 0 | 0.62859 | 0.11453 | 2.6783 | -2.6743 | 24.2988 | -0.21878 | 0 | 0.5801 | 0 | 1.7286 | 0.18595
2025_04_08 Hr 02 | 0 | 0 | 0 | 0 | 0 | 0 | 0 | 0 | 0 | 0 | 0 | 0.016972 | 2.16 | 0.093248 | 1.4185 | 1.4185 | 6.3663 | 0 | 0.0051127 | 0.0054208 | 0.010137 | 0.033051 | 0 | 0.057082 | 0.017981 | 0.85044 | 0 | 7.0262 | 2.1271 | 0 | 0.51039 | 0.83819 | 0 | 0 | 0 | 0 | -42.0559 | 0.055283 | 0 | 0.005088 | 0 | -0.19217 | 0 | 0 | 0 | 0 | 0 | 0 | 0 | 0 | 3.2885 | 0.0010361 | 0 | 0 | 1.8827 | 0 | 3.14 | 0 | 2.8509 | 20.2199 | 1.2663 | 3.1569 | 0.034497 | 0.057553 | 0 | 0.62859 | 0.11453 | 2.6783 | 2.3551 | 24.3832 | -0.19217 | 0 | 0.5801 | 0 | 1.7286 | 0.18472
2025_04_08 Hr 03 | 0 | 0 | 0 | 0 | 0 | 0 | 0 | 0 | 0 | 0 | 0 | 0.016972 | 2.25 | 0.094003 | 1.4185 | 1.4185 | 6.3663 | 0 | 0.0051127 | 0.0054208 | 0.010137 | 0.033051 | 0 | 0.057082 | 0.017981 | 0.85044 | 0 | 7.0262 | 2.1271 | 0 | 0.51039 | 0.83819 | 0 | 0 | 0 | 0 | -41.4837 | 0.055283 | 0 | 0.004924 | 0 | -0.18591 | 0 | 0 | 0 | 0 | 0 | 0 | 0 | 0 | 3.5644 | 0.0010361 | 0 | 0 | 1.8827 | 0 | 3.14 | 0 | 2.7899 | 20.2199 | 1.2663 | 3.1569 | 0.034497 | 0.057553 | 0 | 0.62859 | 0.11453 | 2.6783 | 3.2394 | 24.6891 | -0.18591 | 0 | 0.5801 | 0 | 1.7286 | 0.18492
2025_04_08 Hr 04 | 0 | 0 | 0 | 0 | 0 | 0 | 0 | 0 | 0 | 0 | 0 | 0.016972 | 2.22 | 0.10222 | 1.4185 | 1.4185 | 6.3663 | 0 | 0.0051127 | 0.0054208 | 0.010137 | 0.033051 | 0 | 0.057082 | 0.017981 | 0.85044 | 0 | 7.0262 | 2.1271 | 0 | 0.51039 | 0.83819 | 0 | 0 | 0 | 0 | -45.1191 | 0.055283 | 0 | 0.0054268 | 0 | -0.2051 | 0 | 0 | 0 | 0 | 0 | 0 | 0 | 0 | 3.4918 | 0.0010361 | 0 | 0 | 1.8827 | 0 | 3.14 | 0 | 2.8813 | 20.2199 | 1.2663 | 3.1569 | 0.034497 | 0.057553 | 0 | 0.62859 | 0.11453 | 2.6783 | -0.41867 | 24.6856 | -0.2051 | 0 | 0.5801 | 0 | 1.7286 | 0.18438
2025_04_08 Hr 05 | 0 | 0 | 0 | 0 | 0 | 0.11782 | 0.12593 | 0 | 0 | 0 | 0 | 0.016972 | 1.71 | 0.075009 | 1.4185 | 1.4185 | 6.3663 | 0 | 0.0051127 | 0.0054208 | 0.010137 | 0.033051 | 0 | 0.057082 | 0.017981 | 0.85044 | 0 | 7.0262 | 2.1271 | 0 | 0.51039 | 0.83819 | 0 | 0 | 0 | 0 | -42.2704 | 0.055283 | 0 | 0.0042299 | 0 | -0.19529 | 0 | 0 | 0 | 0 | 0 | 0 | 0 | 0 | 4.2467 | 0.0010361 | 0 | 0 | 1.8827 | 0 | 3.14 | 0 | 2.9727 | 20.4637 | 1.2663 | 3.1569 | 0.034497 | 0.057553 | 0 | 0.62859 | 0.11453 | 2.6783 | 2.9948 | 24.9968 | -0.19529 | 0 | 0.5801 | 0 | 1.7286 | 0.18647
2025_04_08 Hr 06 | 0 | 0 | 0 | 0 | 0 | 0.11782 | 0.12593 | 0 | 0 | 0 | 0 | 0.016972 | 2.22 | 0.12705 | 1.4185 | 1.4185 | 6.3663 | 0 | 0.0051127 | 0.0054208 | 0.010137 | 0.033051 | 0 | 0.057082 | 0.017981 | 0.85044 | 0 | 7.0262 | 2.1271 | 0 | 0.51039 | 0.83819 | 0 | 0 | 0 | 0 | -54.767 | 0.055283 | 0 | 0.0055186 | 0 | -0.25543 | 0 | 0 | 0 | 0 | 0 | 0 | 0 | 0 | 4.45 | 0.0010361 | 0 | 0 | 1.8827 | 0 | 3.907 | 0 | 3.0902 | 21.2307 | 1.2663 | 3.1569 | 0.034497 | 0.057553 | 0 | 0.62859 | 0.11453 | 2.6783 | -7.9045 | 25.8873 | -0.25543 | 0 | 0.5801 | 0 | 1.7286 | 0.19406
2025_04_08 Hr 07 | 0 | 0 | 0 | 0 | 0 | 0.11782 | 0.12593 | 0 | 0 | 0 | 0 | 0.016972 | 1.98 | 0.083922 | 1.4185 | 1.4185 | 6.2342 | 0 | 0.0051127 | 0.0054208 | 0.010137 | 0.033051 | 0 | 0.057082 | 0.017981 | 0.85044 | 0 | 6.9661 | 2.1271 | 0 | 0.50417 | 0.83819 | 0 | 0 | 0 | 0 | -34.7583 | 0.055283 | 0 | 0.0040871 | 0 | -0.18863 | 0 | 0 | 0 | 0 | 0 | 0 | 0 | 0 | 3.695 | 0.0010361 | 0 | 0 | 1.8827 | 0 | 3.0141 | 0 | 3.5124 | 20.1456 | 1.2663 | 3.1569 | 0.034497 | 0.057553 | 0 | 0.62859 | 0.11453 | 2.6783 | 10.4733 | 25.2746 | -0.18863 | 0 | 0.5801 | 0 | 1.7286 | 0.20356
2025_04_08 Hr 08 | 0.27208 | 4.979e-07 | 0 | 0 | 0 | 0.11782 | 0.12593 | 0 | 0 | 0 | 0 | 0.016972 | 1.71 | 0.052977 | 1.4185 | 1.4185 | 5.1222 | 0 | 0.0051127 | 0.0054208 | 0.010137 | 0.033051 | 0 | 0.057082 | 0.017981 | 0.85044 | 0 | 6.526 | 2.1271 | 0 | 0.46635 | 0.83819 | 0 | 0 | 0 | 0 | -20.2304 | 0.055283 | 0 | 0.0029874 | 0 | -0.13731 | 0 | 0 | 0 | 0 | 0 | 0 | 0 | 0 | 3.078 | 0.0010361 | 0 | 0 | 1.8827 | 0 | 3.0141 | 0 | 3.3601 | 18.5935 | 1.2663 | 3.1569 | 0.034497 | 0.057553 | -0.27208 | 0.62859 | 0.11453 | 2.6783 | 22.3968 | 24.443 | -0.40939 | 0 | 0.5801 | 0 | 1.7286 | 0.20798
2025_04_08 Hr 09 | 0.38643 | 2.0973e-05 | 0 | 0 | 0 | 0 | 0 | 0 | 0 | 0 | 0 | 0.016972 | 1.56 | 0.039917 | 1.4185 | 1.4185 | 4.0102 | 0 | 0.0051127 | 0.0054208 | 0.010137 | 0.033051 | 0 | 0.057082 | 0.017981 | 0.62849 | 0 | 5.253 | 2.1271 | 0 | 0.35697 | 0.83819 | 0 | 0 | 0 | 0 | -11.3808 | 0.055283 | 0 | 0.0043865 | 0 | -0.11304 | 0 | 0 | 0 | 0 | 0 | 0 | 0 | 0 | 2.9473 | 0.0010361 | 0 | 0 | 1.8827 | 0 | 0 | 0 | 3.1512 | 12.7286 | 1.2663 | 3.1569 | 0.034497 | 0.057553 | -0.38643 | 0.62859 | 0.11453 | 2.6783 | 24.7944 | 23.9461 | -0.49948 | 0 | 0.5801 | 0 | 1.7286 | 0.20878
2025_04_08 Hr 10 | 0.52222 | 2.2167e-05 | 0 | 0 | 0 | 0 | 0 | 0 | 0 | 0 | 0 | 0.016972 | 1.86 | 0.037181 | 1.4185 | 1.4185 | 4.0102 | 0 | 0.0051127 | 0.0054208 | 0.010137 | 0.033051 | 0 | 0.057082 | 0.017981 | 0.31775 | 0 | 5.2058 | 2.1271 | 0 | 0.35292 | 0.83819 | 0 | 0 | 0 | 0 | -8.8505 | 0.055283 | 0 | 0.0034268 | 0 | -0.087854 | 0 | 0 | 0 | 0 | 0 | 0 | 0 | 0 | 3.2885 | 0.0010361 | 0 | 0 | 1.8827 | 0 | 0 | 0 | 3.3601 | 12.3707 | 1.2663 | 3.1569 | 0.034497 | 0.057553 | -0.52222 | 0.62859 | 0.11453 | 2.6783 | 27.8363 | 24.9262 | -0.61007 | 0 | 0.5801 | 0 | 1.7286 | 0.20977
2025_04_08 Hr 11 | 0.45429 | 5.3571e-05 | 0 | 0 | 0 | 0 | 0 | 0 | 0 | 0 | 0 | 0.016972 | 1.35 | 0.026786 | 1.4185 | 1.4185 | 4.0102 | 0 | 0.0051127 | 0.0054208 | 0.010137 | 0.033051 | 0 | 0.057082 | 0.017981 | 0.31775 | 0 | 5.2058 | 2.1271 | 0 | 0.35292 | 0.83819 | 0 | 0 | 0 | 0 | -8.0227 | 0.055283 | 0 | 0.0034013 | 0 | -0.087185 | 0 | 0 | 0 | 0 | 0 | 0 | 0 | 0 | 2.9473 | 0.0010361 | 0 | 0 | 1.8827 | 0 | 0 | 0 | 3.3906 | 12.3707 | 1.2663 | 3.1569 | 0.034497 | 0.057553 | -0.45429 | 0.62859 | 0.11453 | 2.6783 | 27.8322 | 24.0257 | -0.54148 | 0 | 0.5801 | 0 | 1.7286 | 0.20826
2025_04_08 Hr 12 | 0.56734 | 0.00010764 | 0 | 0 | 0 | 0 | 0 | 0 | 0 | 0 | 0 | 0.016972 | 0.99 | 0.018166 | 1.4185 | 1.4185 | 4.0102 | 0 | 0.0051127 | 0.0054208 | 0.010137 | 0.033051 | 0 | 0.057082 | 0.017981 | 0.31775 | 0 | 5.2058 | 2.1271 | 0 | 0.35292 | 0.83819 | 0 | 0 | 0 | 0 | -7.2898 | 0.055283 | 0 | 0.0031456 | 0 | -0.080472 | 0 | 0 | 0 | 0 | 0 | 0 | 0 | 0 | 2.7368 | 0.0010361 | 0 | 0 | 1.8827 | 0 | 0 | 0 | 3.6038 | 12.3707 | 1.2663 | 3.1569 | 0.034497 | 0.057553 | -0.56734 | 0.62859 | 0.11453 | 2.6783 | 28.2048 | 23.7717 | -0.64781 | 0 | 0.5801 | 0 | 1.7286 | 0.20706
2025_04_08 Hr 13 | 0.49933 | 0.00021166 | 0 | 0 | 0 | 0 | 0 | 0 | 0 | 0 | 0 | 0.016972 | 0.66 | 0.010838 | 1.1915 | 1.1915 | 4.0102 | 0 | 0.0051127 | 0.0054208 | 0.010137 | 0.033051 | 0 | 0.057082 | 0.017981 | 0.31775 | 0 | 5.2058 | 2.1271 | 0 | 0.35292 | 0.83819 | 0 | 0 | 0 | 0 | -5.9576 | 0.055283 | 0 | 0.0028151 | 0 | -0.071798 | 0 | 0 | 0 | 0 | 0 | 0 | 0 | 0 | 2.9473 | 0.0010361 | 0 | 0 | 1.8827 | 0 | 0 | 0 | 3.421 | 11.9168 | 1.2663 | 3.1569 | 0.034497 | 0.057553 | -0.49933 | 0.62859 | 0.11453 | 2.6783 | 28.7824 | 23.3944 | -0.57113 | 0 | 0.5801 | 0 | 1.7286 | 0.20729
2025_04_08 Hr 14 | 0.54503 | 0.00023329 | 0 | 0 | 0 | 0 | 0 | 0 | 0 | 0 | 0 | 0.016972 | 0.6 | 0.010344 | 0.66553 | 0.66567 | 4.0102 | 0 | 0.0051127 | 0.0054208 | 0.010137 | 0.033051 | 0 | 0.057082 | 0.017981 | 0.31775 | 0 | 5.2058 | 2.1271 | 0 | 0.35292 | 0.83819 | 0 | 0 | 0 | 0 | -5.0028 | 0.055283 | 0 | 0.0029553 | 0 | -0.075478 | 0 | 0 | 0 | 0 | 0 | 0 | 0 | 0 | 2.9473 | 0.0010361 | 0 | 0 | 1.8827 | 0 | 0 | 0 | 2.8204 | 10.865 | 1.2663 | 3.1569 | 0.034497 | 0.057553 | -0.54503 | 0.62859 | 0.11453 | 2.6783 | 28.0202 | 22.7786 | -0.62051 | 0 | 0.5801 | 0 | 1.7286 | 0.20683
2025_04_08 Hr 15 | 0.49941 | 0.00014889 | 0 | 0 | 0 | 0 | 0 | 0 | 0 | 0 | 0 | 0.016972 | 0.6 | 0.010218 | 0.89334 | 0.89354 | 4.0102 | 0 | 0.0051127 | 0.0054208 | 0.010137 | 0.033051 | 0 | 0.057082 | 0.017981 | 0.31775 | 0 | 5.2058 | 2.1271 | 0 | 0.35292 | 0.83819 | 0 | 0 | 0 | 0 | -5.945 | 0.055283 | 0 | 0.0029194 | 0 | -0.074533 | 0 | 0 | 0 | 0 | 0 | 0 | 0 | 0 | 2.8094 | 0.0010361 | 0 | 0 | 1.8827 | 0 | 0 | 0 | 2.9423 | 11.3207 | 1.2663 | 3.1569 | 0.034497 | 0.057553 | -0.49941 | 0.62859 | 0.11453 | 2.6783 | 27.5174 | 22.7157 | -0.57394 | 0 | 0.5801 | 0 | 1.7286 | 0.20584
2025_04_08 Hr 16 | 0.49955 | 0.00011861 | 0 | 0 | 0 | 0 | 0 | 0 | 0 | 0 | 0 | 0.016972 | 0.57 | 0.010464 | 1.1211 | 1.1214 | 4.0102 | 0 | 0.0051127 | 0.0054208 | 0.010137 | 0.033051 | 0 | 0.057082 | 0.017981 | 0.31775 | 0 | 5.2058 | 2.1271 | 0 | 0.35292 | 0.83819 | 0 | 0 | 0 | 0 | -7.2079 | 0.055283 | 0 | 0.0031471 | 0 | -0.080511 | 0 | 0 | 0 | 0 | 0 | 0 | 0 | 0 | 3.078 | 0.0010361 | 0 | 0 | 1.8827 | 0 | 0 | 0 | 3.1207 | 11.7763 | 1.2663 | 3.1569 | 0.034497 | 0.057553 | -0.49955 | 0.62859 | 0.11453 | 2.6783 | 27.1206 | 23.1322 | -0.58006 | 0 | 0.5801 | 0 | 1.7286 | 0.20493
2025_04_08 Hr 17 | 0.40874 | 7.6497e-05 | 0 | 0 | 0 | 0 | 0 | 0 | 0 | 0 | 0 | 0.016972 | 0.42 | 0.0084708 | 1.3447 | 1.345 | 4.03 | 0 | 0.0051127 | 0.0054208 | 0.010137 | 0.033051 | 0 | 0.057082 | 0.017981 | 0.3345 | 0 | 5.2215 | 2.1271 | 0 | 0.35427 | 0.83819 | 0 | 0 | 0 | 0 | -8.2386 | 0.055283 | 0 | 0.0034575 | 0 | -0.088659 | 0 | 0 | 0 | 0 | 0 | 0 | 0 | 0 | 3.078 | 0.0010361 | 0 | 0 | 1.8827 | 0 | 0 | 0 | 2.7029 | 12.2757 | 1.2663 | 3.1569 | 0.034497 | 0.057553 | -0.40874 | 0.62859 | 0.11453 | 2.6783 | 26.0126 | 22.473 | -0.4974 | 0 | 0.5801 | 0 | 1.7286 | 0.20504
2025_04_08 Hr 18 | 0.38651 | 9.0192e-05 | 0 | 0 | 0 | 0 | 0 | 0 | 0 | 0 | 0 | 0.016972 | 0.36 | 0.010633 | 1.4185 | 1.4185 | 4.3067 | 0 | 0.0051127 | 0.0054208 | 0.010137 | 0.033051 | 0 | 0.057082 | 0.017981 | 0.52877 | 0 | 5.9128 | 2.1271 | 0 | 0.41366 | 0.83819 | 0 | 0 | 0 | 0 | -13.9647 | 0.055283 | 0 | 0.0050634 | 0 | -0.13081 | 0 | 0 | 0 | 0 | 0 | 0 | 0 | 0 | 3.3538 | 0.0010361 | 0 | 0 | 1.8827 | 0 | 0 | 0 | 2.7333 | 13.5853 | 1.2663 | 3.1569 | 0.034497 | 0.057553 | -0.38651 | 0.62859 | 0.11453 | 2.6783 | 21.8645 | 22.7613 | -0.51732 | 0 | 0.5801 | 0 | 1.7286 | 0.20771
2025_04_08 Hr 19 | 0.11363 | 2.4076e-05 | 0 | 0 | 0 | 0 | 0 | 0 | 0 | 0 | 0 | 0.016972 | 0.87 | 0.020364 | 1.4185 | 1.4185 | 4.0102 | 0 | 0.0051127 | 0.0054208 | 0.010137 | 0.033051 | 0 | 0.057082 | 0.017981 | 0.36467 | 0 | 5.2058 | 2.1271 | 0 | 0.35292 | 0.83819 | 0 | 0 | 0 | 0 | -10.0301 | 0.055283 | 0 | 0.0040127 | 0 | -0.10323 | 0 | 0 | 0 | 0 | 0 | 0 | 0 | 0 | 3.2159 | 0.0010361 | 0 | 0 | 1.8827 | 0 | 0 | 0 | 1.8629 | 12.4176 | 1.2663 | 3.1569 | 0.034497 | 0.057553 | -0.11363 | 0.62859 | 0.11453 | 2.6783 | 24.1105 | 21.9398 | -0.21686 | 0 | 0.5801 | 0 | 1.7286 | 0.20863
2025_04_08 Hr 20 | 0.022595 | 0 | 0 | 0 | 0 | 0 | 0 | 0 | 0 | 0 | 0 | 0.016972 | 1.08 | 0.032315 | 1.4185 | 1.4185 | 4.1288 | 0 | 0.0051127 | 0.0054208 | 0.010137 | 0.033051 | 0 | 0.057082 | 0.017981 | 0.58906 | 0 | 6.3425 | 2.1271 | 0 | 0.45058 | 0.83819 | 0 | 0 | 0 | 0 | -13.7841 | 0.055283 | 0 | 0.0051293 | 0 | -0.13255 | 0 | 0 | 0 | 0 | 0 | 0 | 0 | 0 | 3.0126 | 0.0010361 | 0 | 0 | 1.8827 | 0 | 0 | 0 | 1.9499 | 13.8973 | 1.2663 | 3.1569 | 0.034497 | 0.057553 | -0.022595 | 0.62859 | 0.11453 | 2.6783 | 22.011 | 22.0529 | -0.15514 | 0 | 0.5801 | 0 | 1.7286 | 0.20938
2025_04_08 Hr 21 | 0 | 0 | 0 | 0 | 0 | 0 | 0 | 0 | 0 | 0 | 0 | 0.016972 | 1.11 | 0.034826 | 1.4185 | 1.4185 | 4.7219 | 0 | 0.0051127 | 0.0054208 | 0.010137 | 0.033051 | 0 | 0.057082 | 0.017981 | 0.80933 | 0 | 6.9661 | 2.1271 | 0 | 0.50417 | 0.83819 | 0 | 0 | 0 | 0 | -15.9285 | 0.055283 | 0 | 0.0053785 | 0 | -0.13909 | 0 | 0 | 0 | 0 | 0 | 0 | 0 | 0 | 2.9473 | 0.0010361 | 0 | 0 | 1.8827 | 0 | 0 | 0 | 2.581 | 15.3343 | 1.2663 | 3.1569 | 0.034497 | 0.057553 | 0 | 0.62859 | 0.11453 | 2.6783 | 21.9464 | 22.6797 | -0.13909 | 0 | 0.5801 | 0 | 1.7286 | 0.20684
2025_04_08 Hr 22 | 0 | 0 | 0 | 0 | 0 | 0 | 0 | 0 | 0 | 0 | 0 | 0.016972 | 1.35 | 0.037879 | 1.4185 | 1.4185 | 4.1288 | 0 | 0.0051127 | 0.0054208 | 0.010137 | 0.033051 | 0 | 0.057082 | 0.017981 | 0.84877 | 0 | 5.9393 | 2.1271 | 0 | 0.41594 | 0.83819 | 0 | 0 | 0 | 0 | -12.9109 | 0.055283 | 0 | 0.0048101 | 0 | -0.12416 | 0 | 0 | 0 | 0 | 0 | 0 | 0 | 0 | 3.0126 | 0.0010361 | 0 | 0 | 1.8827 | 0 | 0 | 0 | 2.3112 | 13.7538 | 1.2663 | 3.1569 | 0.034497 | 0.057553 | 0 | 0.62859 | 0.11453 | 2.6783 | 23.3435 | 22.6247 | -0.12416 | 0 | 0.5801 | 0 | 1.7286 | 0.20157
2025_04_08 Hr 23 | 0 | 0 | 0 | 0 | 0 | 0 | 0 | 0 | 0 | 0 | 0 | 0.016972 | 1.02 | 0.039035 | 1.4185 | 1.4185 | 5.3792 | 0 | 0.0051127 | 0.0054208 | 0.010137 | 0.033051 | 0 | 0.057082 | 0.017981 | 0.85044 | 0 | 6.2681 | 2.1271 | 0 | 0.44429 | 0.83819 | 0 | 0 | 0 | 0 | -20.6751 | 0.055283 | 0 | 0.0065605 | 0 | -0.17011 | 0 | 0 | 0 | 0 | 0 | 0 | 0 | 0 | 2.7368 | 0.0010361 | 0 | 0 | 1.8827 | 0 | 0 | 0 | 1.889 | 15.3347 | 1.2663 | 3.1569 | 0.034497 | 0.057553 | 0 | 0.62859 | 0.11453 | 2.6783 | 16.1098 | 21.6204 | -0.17011 | 0 | 0.5801 | 0 | 1.7286 | 0.19584
2025_04_08 Hr 24 | 0 | 0 | 0 | 0 | 0 | 0 | 0 | 0 | 0 | 0 | 0 | 0.016972 | 0.54 | 0.021906 | 1.4185 | 1.4185 | 6.3663 | 0 | 0.0051127 | 0.0054208 | 0.010137 | 0.033051 | 0 | 0.057082 | 0.017981 | 0.85044 | 0 | 7.0262 | 2.1271 | 0 | 0.51039 | 0.83819 | 0 | 0 | 0 | 0 | -24.1602 | 0.055283 | 0 | 0.0069543 | 0 | -0.18045 | 0 | 0 | 0 | 0 | 0 | 0 | 0 | 0 | 2.5335 | 0.0010361 | 0 | 0 | 1.8827 | 0 | 0 | 0 | 1.6801 | 17.0799 | 1.2663 | 3.1569 | 0.034497 | 0.057553 | 0 | 0.62859 | 0.11453 | 2.6783 | 13.5116 | 20.7723 | -0.18045 | 0 | 0.5801 | 0 | 1.7286 | 0.19095
2025_04_09 Hr 01 | 0 | 0 | 0 | 0 | 0 | 0 | 0 | 0 | 0 | 0 | 0 | 0.016972 | 0.21 | 0.0089133 | 1.4185 | 1.4185 | 6.0364 | 0 | 0.0051127 | 0.0054208 | 0.010137 | 0.033051 | 0 | 0.057082 | 0.017981 | 0.85044 | 0 | 6.6619 | 2.1271 | 0 | 0.51039 | 0.83819 | 0 | 0 | 0 | 0 | -25.9044 | 0.055283 | 0 | 0.0072761 | 0 | -0.1889 | 0 | 0 | 0 | 0 | 0 | 0 | 0 | 0 | 2.4682 | 0.0010361 | 0 | 0 | 1.8827 | 0 | 0 | 0 | 1.5016 | 16.3857 | 1.2663 | 3.1569 | 0.034497 | 0.057553 | 0 | 0.62859 | 0.11453 | 2.6783 | 10.4761 | 20.1837 | -0.1889 | 0 | 0.5801 | 0 | 1.7286 | 0.18906
2025_04_09 Hr 02 | 0 | 0 | 0 | 0 | 0 | 0 | 0 | 0 | 0 | 0 | 0 | 0.016972 | 0.12 | 0.0050962 | 1.4185 | 1.4185 | 6.0364 | 0 | 0.0051127 | 0.0054208 | 0.010137 | 0.033051 | 0 | 0.057082 | 0.017981 | 0.85044 | 0 | 6.6619 | 2.1271 | 0 | 0.51039 | 0.83819 | 0 | 0 | 0 | 0 | -25.5092 | 0.055283 | 0 | 0.0072803 | 0 | -0.18901 | 0 | 0 | 0 | 0 | 0 | 0 | 0 | 0 | 2.8094 | 0.0010361 | 0 | 0 | 1.8827 | 0 | 0 | 0 | 1.5321 | 16.3857 | 1.2663 | 3.1569 | 0.034497 | 0.057553 | 0 | 0.62859 | 0.11453 | 2.6783 | 11.1476 | 20.46 | -0.18901 | 0 | 0.5801 | 0 | 1.7286 | 0.1876
2025_04_09 Hr 03 | 0 | 0 | 0 | 0 | 0 | 0 | 0 | 0 | 0 | 0 | 0 | 0.016972 | 0.12 | 0.0051752 | 1.4185 | 1.4185 | 6.0364 | 0 | 0.0051127 | 0.0054208 | 0.010137 | 0.033051 | 0 | 0.057082 | 0.017981 | 0.85044 | 0 | 6.6619 | 2.1271 | 0 | 0.51039 | 0.83819 | 0 | 0 | 0 | 0 | -26.2076 | 0.055283 | 0 | 0.0073932 | 0 | -0.19197 | 0 | 0 | 0 | 0 | 0 | 0 | 0 | 0 | 2.9473 | 0.0010361 | 0 | 0 | 1.8827 | 0 | 0 | 0 | 1.6801 | 16.3857 | 1.2663 | 3.1569 | 0.034497 | 0.057553 | 0 | 0.62859 | 0.11453 | 2.6783 | 10.7336 | 20.7474 | -0.19197 | 0 | 0.5801 | 0 | 1.7286 | 0.189
2025_04_09 Hr 04 | 0 | 0 | 0 | 0 | 0 | 0 | 0 | 0 | 0 | 0 | 0 | 0.016972 | 0.3 | 0.015808 | 1.4185 | 1.4185 | 6.0364 | 0 | 0.0051127 | 0.0054208 | 0.010137 | 0.033051 | 0 | 0.057082 | 0.017981 | 0.85044 | 0 | 6.6619 | 2.1271 | 0 | 0.51039 | 0.83819 | 0 | 0 | 0 | 0 | -33.3316 | 0.055283 | 0 | 0.0082914 | 0 | -0.23503 | 0 | 0 | 0 | 0 | 0 | 0 | 0 | 0 | 3.0126 | 0.0010361 | 0 | 0 | 1.8827 | 0 | 2.2298 | 0 | 1.7715 | 17.2166 | 1.2663 | 3.1569 | 0.034497 | 0.057553 | 0 | 0.62859 | 0.11453 | 2.6783 | 4.7445 | 21.0945 | -0.23503 | 0 | 0.5801 | 0 | 1.7286 | 0.18871
2025_04_09 Hr 05 | 0 | 0 | 0 | 0 | 0 | 0.11171 | 0 | 0 | 0 | 0 | 0 | 0.016972 | 0.63 | 0.036206 | 1.4185 | 1.4185 | 6.0364 | 0 | 0.0051127 | 0.0054208 | 0.010137 | 0.033051 | 0 | 0.057082 | 0.017981 | 0.85044 | 0 | 6.6619 | 2.1271 | 0 | 0.51039 | 0.83819 | 0 | 0 | 0 | 0 | -38.3238 | 0.055283 | 0 | 0.0061575 | 0 | -0.25652 | 0 | 0 | 0 | 0 | 0 | 0 | 0 | 0 | 3.4918 | 0.0010361 | 0 | 0 | 1.8827 | 0 | 3.7705 | 0 | 1.7105 | 20.268 | 1.2663 | 3.1569 | 0.034497 | 0.057553 | 0 | 0.62859 | 0.11453 | 2.6783 | 3.5524 | 21.8647 | -0.25652 | 0 | 0.5801 | 0 | 1.7286 | 0.19029
2025_04_09 Hr 06 | 0 | 0 | 0 | 0.12886 | 0.12982 | 0.11171 | 0.1194 | 0.13086 | 0.13162 | 0 | 0 | 0.016972 | 1.29 | 0.077991 | 1.4185 | 1.4185 | 6.0364 | 0 | 0.0051127 | 0.0054208 | 0.010137 | 0.033051 | 0 | 0.057082 | 0.017981 | 0.85044 | 0 | 6.6619 | 2.1271 | 0 | 0.51039 | 0.83819 | 0 | 0 | 0 | 0 | -39.8174 | 0.055283 | 0 | 0.0032388 | 0 | -0.26996 | 0 | 0 | 0 | 0 | 0 | 0 | 0 | 0 | 3.5644 | 0.0010361 | 0 | 0 | 1.8827 | 0 | 3.7705 | 0 | 1.6191 | 20.9086 | 1.2663 | 3.1569 | 0.034497 | 0.057553 | 0 | 0.62859 | 0.11453 | 2.6783 | 3.377 | 22.5558 | -0.26996 | 0 | 0.5801 | 0 | 1.7286 | 0.19841
2025_04_09 Hr 07 | 0 | 0 | 0 | 0.12886 | 0.12982 | 0.11171 | 0.1194 | 0.13086 | 0.13162 | 0 | 0 | 0.016972 | 2.37 | 0.12351 | 1.4185 | 1.4185 | 5.9112 | 0 | 0.0051127 | 0.0054208 | 0.010137 | 0.033051 | 0 | 0.057082 | 0.017981 | 0.85044 | 0 | 6.6049 | 2.1271 | 0 | 0.50417 | 0.83819 | 0 | 0 | 0 | 0 | -31.586 | 0.055283 | 0 | 0.0027919 | 0 | -0.23242 | 0 | 0 | 0 | 0 | 0 | 0 | 0 | 0 | 3.4918 | 0.0010361 | 0 | 0 | 1.8827 | 0 | 3.4215 | 0 | 1.593 | 20.3773 | 1.2663 | 3.1569 | 0.034497 | 0.057553 | 0 | 0.62859 | 0.11453 | 2.6783 | 12.1471 | 23.5883 | -0.23242 | 0 | 0.5801 | 0 | 1.7286 | 0.21032
2025_04_09 Hr 08 | 0.29584 | 1.0452e-05 | 0 | 0.12886 | 0.12982 | 0.11171 | 0.1194 | 0.13086 | 0.13162 | 0 | 0 | 0.016972 | 2.31 | 0.11556 | 1.4185 | 1.4185 | 5.9112 | 0 | 0.0051127 | 0.0054208 | 0.010137 | 0.033051 | 0 | 0.057082 | 0.017981 | 0.85044 | 0 | 6.6049 | 2.1271 | 0 | 0.50417 | 0.83819 | 0 | 0 | 0 | 0 | -28.153 | 0.055283 | 0 | 0.0026799 | 0 | -0.22301 | 0 | 0 | 0 | 0 | 0 | 0 | 0 | 0 | 3.3538 | 0.0010361 | 0 | 0 | 1.8827 | 0 | 3.2247 | 0 | 1.4102 | 20.1805 | 1.2663 | 3.1569 | 0.034497 | 0.057553 | -0.29584 | 0.62859 | 0.11453 | 2.6783 | 15.0065 | 23.4978 | -0.51885 | 0 | 0.5801 | 0 | 1.7286 | 0.21266
2025_04_09 Hr 09 | 0.43155 | 0.00011505 | 0 | 0.12886 | 0.12982 | 0 | 0.1194 | 0.13086 | 0.13162 | 0 | 0 | 0.016972 | 2.46 | 0.10298 | 1.4185 | 1.4185 | 5.9112 | 0 | 0.0051127 | 0.0054208 | 0.010137 | 0.033051 | 0 | 0.057082 | 0.017981 | 0.85044 | 0 | 6.6049 | 2.1271 | 0 | 0.50417 | 0.83819 | 0 | 0 | 0 | 0 | -21.9906 | 0.055283 | 0 | 0.0049338 | 0 | -0.18628 | 0 | 0 | 0 | 0 | 0 | 0 | 0 | 0 | 3.0126 | 0.0010361 | 0 | 0 | 1.8827 | 0 | 0 | 0 | 1.3493 | 16.8441 | 1.2663 | 3.1569 | 0.034497 | 0.057553 | -0.43155 | 0.62859 | 0.11453 | 2.6783 | 17.6022 | 23.3665 | -0.61783 | 0 | 0.5801 | 0 | 1.7286 | 0.21031
2025_04_09 Hr 10 | 0.43155 | 0.00032898 | 0 | 0 | 0 | 0 | 0 | 0 | 0 | 0 | 0 | 0.016972 | 2.13 | 0.1014 | 1.4185 | 1.4185 | 5.9112 | 0 | 0.0051127 | 0.0054208 | 0.010137 | 0.033051 | 0 | 0.057082 | 0.017981 | 0.85044 | 0 | 6.6049 | 2.1271 | 0 | 0.50417 | 0.83819 | 0 | 0 | 0 | 0 | -24.6748 | 0.055283 | 0 | 0.0081607 | 0 | -0.21212 | 0 | 0 | 0 | 0 | 0 | 0 | 0 | 0 | 3.078 | 0.0010361 | 0 | 0 | 1.8827 | 0 | 0 | 0 | 1.6191 | 16.2036 | 1.2663 | 3.1569 | 0.034497 | 0.057553 | -0.43155 | 0.62859 | 0.11453 | 2.6783 | 14.2523 | 23.3672 | -0.64367 | 0 | 0.5801 | 0 | 1.7286 | 0.20717
2025_04_09 Hr 11 | 0.40888 | 0.0003782 | 0 | 0 | 0 | 0 | 0 | 0 | 0 | 0 | 0 | 0.016972 | 2.25 | 0.079382 | 1.4185 | 1.4185 | 5.9112 | 0 | 0.0051127 | 0.0054208 | 0.010137 | 0.033051 | 0 | 0.057082 | 0.017981 | 0.85044 | 0 | 6.6049 | 2.1271 | 0 | 0.50417 | 0.83819 | 0 | 0 | 0 | 0 | -20.1458 | 0.055283 | 0 | 0.0060481 | 0 | -0.15666 | 0 | 0 | 0 | 0 | 0 | 0 | 0 | 0 | 2.5335 | 0.0010361 | 0 | 0 | 1.8827 | 0 | 0 | 0 | 2.1893 | 16.2036 | 1.2663 | 3.1569 | 0.034497 | 0.057553 | -0.40888 | 0.62859 | 0.11453 | 2.6783 | 18.9595 | 23.4672 | -0.56555 | 0 | 0.5801 | 0 | 1.7286 | 0.20611
2025_04_09 Hr 12 | 0.40867 | 0.00031873 | 0 | 0 | 0 | 0 | 0 | 0 | 0 | 0 | 0 | 0.016972 | 2.28 | 0.055686 | 1.4185 | 1.4185 | 3.8024 | 0 | 0.0051127 | 0.0054208 | 0.010137 | 0.033051 | 0 | 0.057082 | 0.017981 | 0.45093 | 0 | 4.9359 | 2.1271 | 0 | 0.35292 | 0.83819 | 0 | 0 | 0 | 0 | -9.9521 | 0.055283 | 0 | 0.0041869 | 0 | -0.10781 | 0 | 0 | 0 | 0 | 0 | 0 | 0 | 0 | 1.9891 | 0.0010361 | 0 | 0 | 1.8827 | 0 | 0 | 0 | 2.1022 | 12.0262 | 1.2663 | 3.1569 | 0.034497 | 0.057553 | -0.40867 | 0.62859 | 0.11453 | 2.6783 | 24.2459 | 22.6882 | -0.51647 | 0 | 0.5801 | 0 | 1.7286 | 0.20379
2025_04_09 Hr 13 | 0.40881 | 0.0002875 | 0 | 0 | 0 | 0 | 0 | 0 | 0 | 0 | 0 | 0.016972 | 2.34 | 0.049894 | 1.4185 | 1.4185 | 3.8024 | 0 | 0.0051127 | 0.0054208 | 0.010137 | 0.033051 | 0 | 0.057082 | 0.017981 | 0.31775 | 0 | 4.9359 | 2.1271 | 0 | 0.35292 | 0.83819 | 0 | 0 | 0 | 0 | -9.1632 | 0.055283 | 0 | 0.0036552 | 0 | -0.093849 | 0 | 0 | 0 | 0 | 0 | 0 | 0 | 0 | 1.9891 | 0.0010361 | 0 | 0 | 1.8827 | 0 | 0 | 0 | 2.6115 | 11.893 | 1.2663 | 3.1569 | 0.034497 | 0.057553 | -0.40881 | 0.62859 | 0.11453 | 2.6783 | 25.4785 | 23.2513 | -0.50266 | 0 | 0.5801 | 0 | 1.7286 | 0.20338
2025_04_09 Hr 14 | 0.56734 | 0.00029986 | 0 | 0 | 0 | 0 | 0 | 0 | 0 | 0 | 0 | 0.016972 | 2.67 | 0.059733 | 1.4185 | 1.4185 | 3.8024 | 0 | 0.0051127 | 0.0054208 | 0.010137 | 0.033051 | 0 | 0.057082 | 0.017981 | 0.31775 | 0 | 4.9359 | 2.1271 | 0 | 0.35292 | 0.83819 | 0 | 0 | 0 | 0 | -10.3096 | 0.055283 | 0 | 0.0038352 | 0 | -0.098574 | 0 | 0 | 0 | 0 | 0 | 0 | 0 | 0 | 2.0544 | 0.0010361 | 0 | 0 | 1.8827 | 0 | 0 | 0 | 3.2121 | 11.893 | 1.2663 | 3.1569 | 0.034497 | 0.057553 | -0.56734 | 0.62859 | 0.11453 | 2.6783 | 25.3325 | 24.4149 | -0.66591 | 0 | 0.5801 | 0 | 1.7286 | 0.20261
2025_04_09 Hr 15 | 0.56748 | 0.00030401 | 0 | 0 | 0 | 0 | 0 | 0 | 0 | 0 | 0 | 0.016972 | 2.82 | 0.064815 | 1.4185 | 1.4185 | 3.8024 | 0 | 0.0051127 | 0.0054208 | 0.010137 | 0.033051 | 0 | 0.057082 | 0.017981 | 0.31943 | 0 | 4.9359 | 2.1271 | 0 | 0.35292 | 0.83819 | 0 | 0 | 0 | 0 | -11.6824 | 0.055283 | 0 | 0.0039401 | 0 | -0.10133 | 0 | 0 | 0 | 0 | 0 | 0 | 0 | 0 | 2.3303 | 0.0010361 | 0 | 0 | 1.8827 | 0 | 0 | 0 | 3.3035 | 11.8947 | 1.2663 | 3.1569 | 0.034497 | 0.057553 | -0.56748 | 0.62859 | 0.11453 | 2.6783 | 24.4809 | 24.9374 | -0.66881 | 0 | 0.5801 | 0 | 1.7286 | 0.20261
2025_04_09 Hr 16 | 0.52236 | 0.00030221 | 0 | 0 | 0 | 0 | 0 | 0 | 0 | 0 | 0 | 0.016972 | 2.73 | 0.071101 | 1.4185 | 1.4185 | 3.8024 | 0 | 0.0051127 | 0.0054208 | 0.010137 | 0.033051 | 0 | 0.057082 | 0.017981 | 0.44832 | 0 | 5.1594 | 2.1271 | 0 | 0.37317 | 0.83819 | 0 | 0 | 0 | 0 | -13.7046 | 0.055283 | 0 | 0.0044648 | 0 | -0.1151 | 0 | 0 | 0 | 0 | 0 | 0 | 0 | 0 | 2.3303 | 0.0010361 | 0 | 0 | 1.8827 | 0 | 0 | 0 | 3.1207 | 12.2471 | 1.2663 | 3.1569 | 0.034497 | 0.057553 | -0.52236 | 0.62859 | 0.11453 | 2.6783 | 22.5504 | 24.6454 | -0.63746 | 0 | 0.5801 | 0 | 1.7286 | 0.20197
2025_04_09 Hr 17 | 0.47718 | 0.00029722 | 0 | 0 | 0 | 0 | 0 | 0 | 0 | 0 | 0 | 0.016972 | 2.7 | 0.09179 | 1.4185 | 1.4185 | 4.9973 | 0 | 0.0051127 | 0.0054208 | 0.010137 | 0.033051 | 0 | 0.057082 | 0.017981 | 0.68935 | 0 | 6.1879 | 2.1271 | 0 | 0.46637 | 0.83819 | 0 | 0 | 0 | 0 | -21.3524 | 0.055283 | 0 | 0.0058279 | 0 | -0.15088 | 0 | 0 | 0 | 0 | 0 | 0 | 0 | 0 | 2.5989 | 0.0010361 | 0 | 0 | 1.8827 | 0 | 0 | 0 | 2.7899 | 14.7115 | 1.2663 | 3.1569 | 0.034497 | 0.057553 | -0.47718 | 0.62859 | 0.11453 | 2.6783 | 17.3545 | 24.6235 | -0.62806 | 0 | 0.5801 | 0 | 1.7286 | 0.20361
2025_04_09 Hr 18 | 0.45429 | 0.00017831 | 0 | 0 | 0 | 0 | 0 | 0 | 0 | 0 | 0 | 0.016972 | 2.46 | 0.088905 | 1.4185 | 1.4185 | 5.6301 | 0 | 0.0051127 | 0.0054208 | 0.010137 | 0.033051 | 0 | 0.057082 | 0.017981 | 0.84705 | 0 | 6.5156 | 2.1271 | 0 | 0.49607 | 0.83819 | 0 | 0 | 0 | 0 | -24.1043 | 0.055283 | 0 | 0.0061954 | 0 | -0.16053 | 0 | 0 | 0 | 0 | 0 | 0 | 0 | 0 | 2.9473 | 0.0010361 | 0 | 0 | 1.8827 | 0 | 0 | 0 | 3.0337 | 15.8297 | 1.2663 | 3.1569 | 0.034497 | 0.057553 | -0.45429 | 0.62859 | 0.11453 | 2.6783 | 16.091 | 24.9805 | -0.61482 | 0 | 0.5801 | 0 | 1.7286 | 0.20453
2025_04_09 Hr 19 | 0.1586 | 4.296e-05 | 0 | 0 | 0 | 0 | 0 | 0 | 0 | 0 | 0 | 0.016972 | 2.43 | 0.094139 | 1.4185 | 1.4185 | 5.9112 | 0 | 0.0051127 | 0.0054208 | 0.010137 | 0.033051 | 0 | 0.057082 | 0.017981 | 0.85044 | 0 | 6.6049 | 2.1271 | 0 | 0.50417 | 0.83819 | 0 | 0 | 0 | 0 | -26.9017 | 0.055283 | 0 | 0.0066412 | 0 | -0.17223 | 0 | 0 | 0 | 0 | 0 | 0 | 0 | 0 | 2.7368 | 0.0010361 | 0 | 0 | 1.8827 | 0 | 0 | 0 | 3.1816 | 16.2036 | 1.2663 | 3.1569 | 0.034497 | 0.057553 | -0.1586 | 0.62859 | 0.11453 | 2.6783 | 13.5784 | 24.6074 | -0.33083 | 0 | 0.5801 | 0 | 1.7286 | 0.20652
2025_04_09 Hr 20 | 0 | 0 | 0 | 0 | 0 | 0 | 0 | 0 | 0 | 0 | 0 | 0.016972 | 2.31 | 0.088944 | 1.4185 | 1.4185 | 5.9112 | 0 | 0.0051127 | 0.0054208 | 0.010137 | 0.033051 | 0 | 0.057082 | 0.017981 | 0.85044 | 0 | 6.6049 | 2.1271 | 0 | 0.50417 | 0.83819 | 0 | 0 | 0 | 0 | -25.5025 | 0.055283 | 0 | 0.0066007 | 0 | -0.17117 | 0 | 0 | 0 | 0 | 0 | 0 | 0 | 0 | 2.4682 | 0.0010361 | 0 | 0 | 1.8827 | 0 | 0 | 0 | 3.2426 | 16.2036 | 1.2663 | 3.1569 | 0.034497 | 0.057553 | 0 | 0.62859 | 0.11453 | 2.6783 | 14.6469 | 24.117 | -0.17117 | 0 | 0.5801 | 0 | 1.7286 | 0.20758
2025_04_09 Hr 21 | 0 | 0 | 0 | 0 | 0 | 0 | 0 | 0 | 0 | 0 | 0 | 0.016972 | 2.25 | 0.082136 | 1.4185 | 1.4185 | 5.9112 | 0 | 0.0051127 | 0.0054208 | 0.010137 | 0.033051 | 0 | 0.057082 | 0.017981 | 0.85044 | 0 | 6.6049 | 2.1271 | 0 | 0.50417 | 0.83819 | 0 | 0 | 0 | 0 | -23.6966 | 0.055283 | 0 | 0.006258 | 0 | -0.16217 | 0 | 0 | 0 | 0 | 0 | 0 | 0 | 0 | 2.7368 | 0.0010361 | 0 | 0 | 1.8827 | 0 | 0 | 0 | 3.5734 | 16.2036 | 1.2663 | 3.1569 | 0.034497 | 0.057553 | 0 | 0.62859 | 0.11453 | 2.6783 | 16.9937 | 24.649 | -0.16217 | 0 | 0.5801 | 0 | 1.7286 | 0.20699
2025_04_09 Hr 22 | 0 | 0 | 0 | 0 | 0 | 0 | 0 | 0 | 0 | 0 | 0 | 0.016972 | 2.19 | 0.054493 | 1.4185 | 1.4185 | 3.8024 | 0 | 0.0051127 | 0.0054208 | 0.010137 | 0.033051 | 0 | 0.057082 | 0.017981 | 0.5397 | 0 | 5.3532 | 2.1271 | 0 | 0.39073 | 0.83819 | 0 | 0 | 0 | 0 | -12.2922 | 0.055283 | 0 | 0.0042656 | 0 | -0.10987 | 0 | 0 | 0 | 0 | 0 | 0 | 0 | 0 | 2.8094 | 0.0010361 | 0 | 0 | 1.8827 | 0 | 0 | 0 | 2.9727 | 12.5322 | 1.2663 | 3.1569 | 0.034497 | 0.057553 | 0 | 0.62859 | 0.11453 | 2.6783 | 24.0463 | 23.9162 | -0.10987 | 0 | 0.5801 | 0 | 1.7286 | 0.20332
2025_04_09 Hr 23 | 0 | 0 | 0 | 0 | 0 | 0 | 0 | 0 | 0 | 0 | 0 | 0.016972 | 2.1 | 0.077232 | 1.4185 | 1.4185 | 5.1005 | 0 | 0.0051127 | 0.0054208 | 0.010137 | 0.033051 | 0 | 0.057082 | 0.017981 | 0.44833 | 0 | 5.9431 | 2.1271 | 0 | 0.44429 | 0.83819 | 0 | 0 | 0 | 0 | -22.567 | 0.055283 | 0 | 0.0063047 | 0 | -0.1634 | 0 | 0 | 0 | 0 | 0 | 0 | 0 | 0 | 3.0126 | 0.0010361 | 0 | 0 | 1.8827 | 0 | 0 | 0 | 2.8509 | 14.3289 | 1.2663 | 3.1569 | 0.034497 | 0.057553 | 0 | 0.62859 | 0.11453 | 2.6783 | 15.5773 | 23.9788 | -0.1634 | 0 | 0.5801 | 0 | 1.7286 | 0.19829
2025_04_09 Hr 24 | 0 | 0 | 0 | 0 | 0 | 0 | 0 | 0 | 0 | 0 | 0 | 0.016972 | 1.92 | 0.078579 | 1.4185 | 1.4185 | 6.0364 | 0 | 0.0051127 | 0.0054208 | 0.010137 | 0.033051 | 0 | 0.057082 | 0.017981 | 0.73588 | 0 | 6.6619 | 2.1271 | 0 | 0.51039 | 0.83819 | 0 | 0 | 0 | 0 | -29.0773 | 0.055283 | 0 | 0.0070159 | 0 | -0.18207 | 0 | 0 | 0 | 0 | 0 | 0 | 0 | 0 | 3.5644 | 0.0010361 | 0 | 0 | 1.8827 | 0 | 0 | 0 | 2.8509 | 16.2712 | 1.2663 | 3.1569 | 0.034497 | 0.057553 | 0 | 0.62859 | 0.11453 | 2.6783 | 11.4236 | 24.4118 | -0.18207 | 0 | 0.5801 | 0 | 1.7286 | 0.19211
2025_04_10 Hr 01 | 0 | 0 | 0 | 0 | 0 | 0 | 0 | 0 | 0 | 0 | 0 | 0.016972 | 2.07 | 0.086934 | 1.4185 | 1.4185 | 6.0496 | 0 | 0.0051127 | 0.0054208 | 0.010137 | 0.033051 | 0 | 0.057082 | 0.017981 | 0.85044 | 0 | 6.6765 | 2.1271 | 0 | 0.51039 | 0.83819 | 0 | 0 | 0 | 0 | -30.4764 | 0.055283 | 0 | 0.0071995 | 0 | -0.18689 | 0 | 0 | 0 | 0 | 0 | 0 | 0 | 0 | 3.695 | 0.0010361 | 0 | 0 | 1.8827 | 0 | 0 | 0 | 2.5201 | 16.4135 | 1.2663 | 3.1569 | 0.034497 | 0.057553 | 0 | 0.62859 | 0.11453 | 2.6783 | 10.118 | 24.3678 | -0.18689 | 0 | 0.5801 | 0 | 1.7286 | 0.18983
2025_04_10 Hr 02 | 0 | 0 | 0 | 0 | 0 | 0 | 0 | 0 | 0 | 0 | 0 | 0.016972 | 1.47 | 0.057662 | 1.4185 | 1.4185 | 6.0496 | 0 | 0.0051127 | 0.0054208 | 0.010137 | 0.033051 | 0 | 0.057082 | 0.017981 | 0.85044 | 0 | 6.6765 | 2.1271 | 0 | 0.51039 | 0.83819 | 0 | 0 | 0 | 0 | -27.889 | 0.055283 | 0 | 0.0067244 | 0 | -0.17442 | 0 | 0 | 0 | 0 | 0 | 0 | 0 | 0 | 4.2467 | 0.0010361 | 0 | 0 | 1.8827 | 0 | 0 | 0 | 2.4026 | 16.4135 | 1.2663 | 3.1569 | 0.034497 | 0.057553 | 0 | 0.62859 | 0.11453 | 2.6783 | 12.5218 | 24.1716 | -0.17442 | 0 | 0.5801 | 0 | 1.7286 | 0.18878
2025_04_10 Hr 03 | 0 | 0.00062594 | 0 | 0 | 0 | 0 | 0 | 0 | 0 | 0 | 0 | 0.016972 | 1.92 | 0.074779 | 1.4185 | 1.4185 | 6.0496 | 0 | 0.0051127 | 0.0054208 | 0.010137 | 0.033051 | 0 | 0.057082 | 0.017981 | 0.85044 | 0 | 6.6765 | 2.1271 | 0 | 0.51039 | 0.83819 | 0 | 0 | 0 | 0 | -27.9821 | 0.055283 | 0 | 0.0066767 | 0 | -0.17316 | 0 | 0 | 0 | 0 | 0 | 0 | 0 | 0 | 4.5226 | 0.0010361 | 0 | 0 | 1.8827 | 0 | 0 | 0 | 2.4896 | 16.4135 | 1.2663 | 3.1569 | 0.034497 | 0.057553 | 0 | 0.62859 | 0.11453 | 2.6783 | 13.2594 | 25.0012 | -0.17316 | 0 | 0.5801 | 0 | 1.7286 | 0.18771
2025_04_10 Hr 04 | 0 | 0 | 0 | 0 | 0 | 0 | 0 | 0 | 0 | 0 | 0 | 0.016972 | 1.74 | 0.068213 | 1.4185 | 1.4185 | 6.0496 | 0 | 0.0051127 | 0.0054208 | 0.010137 | 0.033051 | 0 | 0.057082 | 0.017981 | 0.85044 | 0 | 6.6765 | 2.1271 | 0 | 0.51039 | 0.83819 | 0 | 0 | 0 | 0 | -29.5484 | 0.055283 | 0 | 0.0067205 | 0 | -0.17431 | 0 | 0 | 0 | 0 | 0 | 0 | 0 | 0 | 5.2703 | 0.0010361 | 0 | 0 | 1.8827 | 0 | 0 | 0 | 2.7899 | 16.4135 | 1.2663 | 3.1569 | 0.034497 | 0.057553 | 0 | 0.62859 | 0.11453 | 2.6783 | 12.5555 | 25.8648 | -0.17431 | 0 | 0.5801 | 0 | 1.7286 | 0.19042
2025_04_10 Hr 05 | 0 | 0 | 0 | 0 | 0 | 0 | 0 | 0 | 0 | 0 | 0 | 0.016972 | 1.44 | 0.051783 | 1.4185 | 1.4185 | 6.0496 | 0 | 0.0051127 | 0.0054208 | 0.010137 | 0.033051 | 0 | 0.057082 | 0.017981 | 0.85044 | 0 | 6.6765 | 2.1271 | 0 | 0.51039 | 0.83819 | 0 | 0 | 0 | 0 | -24.9219 | 0.055283 | 0 | 0.0061647 | 0 | -0.15972 | 0 | 0 | 0 | 0 | 0 | 0 | 0 | 0 | 5.6188 | 0.0010361 | 0 | 0 | 1.8827 | 0 | 0 | 0 | 2.581 | 16.4135 | 1.2663 | 3.1569 | 0.034497 | 0.057553 | 0 | 0.62859 | 0.11453 | 2.6783 | 17.0205 | 25.6886 | -0.15972 | 0 | 0.5801 | 0 | 1.7286 | 0.19119
2025_04_10 Hr 06 | 0 | 0 | 0 | 0 | 0 | 0 | 0 | 0 | 0 | 0 | 0 | 0.016972 | 1.74 | 0.088899 | 1.4185 | 1.4185 | 6.0496 | 0 | 0.0051127 | 0.0054208 | 0.010137 | 0.033051 | 0 | 0.057082 | 0.017981 | 0.85044 | 0 | 6.6765 | 2.1271 | 0 | 0.51039 | 0.83819 | 0 | 0 | 0 | 0 | -31.2702 | 0.055283 | 0 | 0.0087585 | 0 | -0.22781 | 0 | 0 | 0 | 0 | 0 | 0 | 0 | 0 | 5.5462 | 0.0010361 | 0 | 0 | 1.8827 | 0 | 0 | 0 | 1.5016 | 16.4135 | 1.2663 | 3.1569 | 0.034497 | 0.057553 | 0 | 0.62859 | 0.11453 | 2.6783 | 9.797 | 24.8815 | -0.22781 | 0 | 0.5801 | 0 | 1.7286 | 0.19889
2025_04_10 Hr 07 | 0.045044 | 0 | 0 | 0 | 0 | 0 | 0 | 0 | 0 | 0 | 0 | 0.016972 | 1.83 | 0.085019 | 1.4185 | 1.4185 | 5.9242 | 0 | 0.0051127 | 0.0054208 | 0.010137 | 0.033051 | 0 | 0.057082 | 0.017981 | 0.85044 | 0 | 6.6194 | 2.1271 | 0 | 0.50417 | 0.83819 | 0 | 0 | 0 | 0 | -25.498 | 0.055283 | 0 | 0.0079643 | 0 | -0.20696 | 0 | 0 | 0 | 0 | 0 | 0 | 0 | 0 | 5.2703 | 0.0010361 | 0 | 0 | 1.8827 | 0 | 0 | 0 | 1.3797 | 16.2309 | 1.2663 | 3.1569 | 0.034497 | 0.057553 | -0.045044 | 0.62859 | 0.11453 | 2.6783 | 15.0994 | 24.6185 | -0.25201 | 0 | 0.5801 | 0 | 1.7286 | 0.20877
2025_04_10 Hr 08 | 0.49933 | 0 | 0 | 0 | 0 | 0 | 0 | 0 | 0 | 0 | 0 | 0.016972 | 1.11 | 0.049871 | 1.4185 | 1.4185 | 5.9242 | 0 | 0.0051127 | 0.0054208 | 0.010137 | 0.033051 | 0 | 0.057082 | 0.017981 | 0.85044 | 0 | 6.6194 | 2.1271 | 0 | 0.50417 | 0.83819 | 0 | 0 | 0 | 0 | -21.6114 | 0.055283 | 0 | 0.0077021 | 0 | -0.20008 | 0 | 0 | 0 | 0 | 0 | 0 | 0 | 0 | 4.7259 | 0.0010361 | 0 | 0 | 1.8827 | 0 | 0 | 0 | 1.2317 | 16.2309 | 1.2663 | 3.1569 | 0.034497 | 0.057553 | -0.49933 | 0.62859 | 0.11453 | 2.6783 | 17.5508 | 23.6307 | -0.69942 | 0 | 0.5801 | 0 | 1.7286 | 0.21424
2025_04_10 Hr 09 | 0.66309 | 5.1181e-06 | 0 | 0 | 0 | 0 | 0 | 0 | 0 | 0 | 0 | 0.016972 | 0.75 | 0.029856 | 1.4185 | 1.4185 | 5.9242 | 0 | 0.0051127 | 0.0054208 | 0.010137 | 0.033051 | 0 | 0.057082 | 0.017981 | 0.85044 | 0 | 6.6194 | 2.1271 | 0 | 0.50417 | 0.83819 | 0 | 0 | 0 | 0 | -18.6819 | 0.055283 | 0 | 0.0068241 | 0 | -0.17703 | 0 | 0 | 0 | 0 | 0 | 0 | 0 | 0 | 4.7912 | 0.0010361 | 0 | 0 | 1.8827 | 0 | 0 | 0 | 1.2927 | 16.2309 | 1.2663 | 3.1569 | 0.034497 | 0.057553 | -0.66309 | 0.62859 | 0.11453 | 2.6783 | 20.247 | 23.5381 | -0.84012 | 0 | 0.5801 | 0 | 1.7286 | 0.21156
2025_04_10 Hr 10 | 0.66513 | 6.2277e-05 | 0 | 0 | 0 | 0 | 0 | 0 | 0 | 0 | 0 | 0.016972 | 0.81 | 0.027533 | 1.4185 | 1.4185 | 5.9242 | 0 | 0.0051127 | 0.0054208 | 0.010137 | 0.033051 | 0 | 0.057082 | 0.017981 | 0.85044 | 0 | 6.6194 | 2.1271 | 0 | 0.50417 | 0.83819 | 0 | 0 | 0 | 0 | -16.8753 | 0.055283 | 0 | 0.0058271 | 0 | -0.15086 | 0 | 0 | 0 | 0 | 0 | 0 | 0 | 0 | 4.7912 | 0.0010361 | 0 | 0 | 1.8827 | 0 | 0 | 0 | 1.4102 | 16.2309 | 1.2663 | 3.1569 | 0.034497 | 0.057553 | -0.66513 | 0.62859 | 0.11453 | 2.6783 | 22.253 | 23.7134 | -0.81599 | 0 | 0.5801 | 0 | 1.7286 | 0.20961
2025_04_10 Hr 11 | 0.79321 | 0.00019425 | 0 | 0 | 0 | 0 | 0 | 0 | 0 | 0 | 0 | 0.016972 | 0.84 | 0.028843 | 1.4185 | 1.4185 | 5.9242 | 0 | 0.0051127 | 0.0054208 | 0.010137 | 0.033051 | 0 | 0.057082 | 0.017981 | 0.85044 | 0 | 6.6194 | 2.1271 | 0 | 0.50417 | 0.83819 | 0 | 0 | 0 | 0 | -16.5524 | 0.055283 | 0 | 0.0058864 | 0 | -0.15242 | 0 | 0 | 0 | 0 | 0 | 0 | 0 | 0 | 4.1088 | 0.0010361 | 0 | 0 | 1.8827 | 0 | 0 | 0 | 1.3188 | 16.2309 | 1.2663 | 3.1569 | 0.034497 | 0.057553 | -0.79321 | 0.62859 | 0.11453 | 2.6783 | 21.829 | 23.0961 | -0.94563 | 0 | 0.5801 | 0 | 1.7286 | 0.20655
2025_04_10 Hr 12 | 0.7898 | 0.00032635 | 0 | 0 | 0 | 0 | 0 | 0 | 0 | 0 | 0 | 0.016972 | 0.81 | 0.025266 | 1.4185 | 1.4185 | 5.9242 | 0 | 0.0051127 | 0.0054208 | 0.010137 | 0.033051 | 0 | 0.057082 | 0.017981 | 0.85044 | 0 | 6.6194 | 2.1271 | 0 | 0.50417 | 0.83819 | 0 | 0 | 0 | 0 | -15.3887 | 0.055283 | 0 | 0.0053472 | 0 | -0.13826 | 0 | 0 | 0 | 0 | 0 | 0 | 0 | 0 | 3.9709 | 0.0010361 | 0 | 0 | 1.8827 | 0 | 0 | 0 | 1.2927 | 16.2309 | 1.2663 | 3.1569 | 0.034497 | 0.057553 | -0.7898 | 0.62859 | 0.11453 | 2.6783 | 22.8069 | 22.8927 | -0.92806 | 0 | 0.5801 | 0 | 1.7286 | 0.20408
2025_04_10 Hr 13 | 0.75994 | 0.00038237 | 0 | 0 | 0 | 0 | 0 | 0 | 0 | 0 | 0 | 0.016972 | 0.81 | 0.023821 | 1.4185 | 1.4185 | 4.8111 | 0 | 0.0051127 | 0.0054208 | 0.010137 | 0.033051 | 0 | 0.057082 | 0.017981 | 0.85044 | 0 | 6.5746 | 2.1271 | 0 | 0.50012 | 0.83819 | 0 | 0 | 0 | 0 | -14.2954 | 0.055283 | 0 | 0.0050415 | 0 | -0.13024 | 0 | 0 | 0 | 0 | 0 | 0 | 0 | 0 | 4.0435 | 0.0010361 | 0 | 0 | 1.8827 | 0 | 0 | 0 | 1.4102 | 15.0731 | 1.2663 | 3.1569 | 0.034497 | 0.057553 | -0.75994 | 0.62859 | 0.11453 | 2.6783 | 22.9358 | 23.0483 | -0.89017 | 0 | 0.5801 | 0 | 1.7286 | 0.20484
2025_04_10 Hr 14 | 0.78377 | 0.00040065 | 0 | 0 | 0 | 0 | 0 | 0 | 0 | 0 | 0 | 0.016972 | 0.81 | 0.023897 | 1.4185 | 1.4185 | 4.2616 | 0 | 0.0051127 | 0.0054208 | 0.010137 | 0.033051 | 0 | 0.057082 | 0.017981 | 0.85044 | 0 | 6.6194 | 2.1271 | 0 | 0.50417 | 0.83819 | 0 | 0 | 0 | 0 | -13.6942 | 0.055283 | 0 | 0.0050575 | 0 | -0.13066 | 0 | 0 | 0 | 0 | 0 | 0 | 0 | 0 | 4.1088 | 0.0010361 | 0 | 0 | 1.8827 | 0 | 0 | 0 | 1.4102 | 14.5684 | 1.2663 | 3.1569 | 0.034497 | 0.057553 | -0.78377 | 0.62859 | 0.11453 | 2.6783 | 23.0993 | 23.1396 | -0.91442 | 0 | 0.5801 | 0 | 1.7286 | 0.20285
2025_04_10 Hr 15 | 0.59022 | 0.00042284 | 0 | 0 | 0 | 0 | 0 | 0 | 0 | 0 | 0 | 0.016972 | 0.75 | 0.023603 | 1.4185 | 1.4185 | 5.4804 | 0 | 0.0051127 | 0.0054208 | 0.010137 | 0.033051 | 0 | 0.057082 | 0.017981 | 0.85044 | 0 | 6.6194 | 2.1271 | 0 | 0.50417 | 0.83819 | 0 | 0 | 0 | 0 | -15.7503 | 0.055283 | 0 | 0.0053951 | 0 | -0.13952 | 0 | 0 | 0 | 0 | 0 | 0 | 0 | 0 | 4.0435 | 0.0010361 | 0 | 0 | 1.8827 | 0 | 0 | 0 | 1.2622 | 15.7871 | 1.2663 | 3.1569 | 0.034497 | 0.057553 | -0.59022 | 0.62859 | 0.11453 | 2.6783 | 21.978 | 22.6709 | -0.72974 | 0 | 0.5801 | 0 | 1.7286 | 0.20126
2025_04_10 Hr 16 | 0.49955 | 0.00047669 | 0 | 0 | 0 | 0 | 0 | 0 | 0 | 0 | 0 | 0.016972 | 0.57 | 0.020643 | 1.4185 | 1.4185 | 5.9242 | 0 | 0.0051127 | 0.0054208 | 0.010137 | 0.033051 | 0 | 0.057082 | 0.017981 | 0.85044 | 0 | 6.6194 | 2.1271 | 0 | 0.50417 | 0.83819 | 0 | 0 | 0 | 0 | -19.5614 | 0.055283 | 0 | 0.0062084 | 0 | -0.16087 | 0 | 0 | 0 | 0 | 0 | 0 | 0 | 0 | 4.3121 | 0.0010361 | 0 | 0 | 1.8827 | 0 | 0 | 0 | 1.4711 | 16.2309 | 1.2663 | 3.1569 | 0.034497 | 0.057553 | -0.49955 | 0.62859 | 0.11453 | 2.6783 | 18.884 | 22.8749 | -0.66042 | 0 | 0.5801 | 0 | 1.7286 | 0.20131
2025_04_10 Hr 17 | 0.38643 | 0.00047463 | 0 | 0 | 0 | 0 | 0 | 0 | 0 | 0 | 0 | 0.016972 | 0.6 | 0.024852 | 1.4185 | 1.4185 | 5.9242 | 0 | 0.0051127 | 0.0054208 | 0.010137 | 0.033051 | 0 | 0.057082 | 0.017981 | 0.85044 | 0 | 6.6194 | 2.1271 | 0 | 0.50417 | 0.83819 | 0 | 0 | 0 | 0 | -24.0775 | 0.055283 | 0 | 0.0071005 | 0 | -0.18429 | 0 | 0 | 0 | 0 | 0 | 0 | 0 | 0 | 4.5226 | 0.0010361 | 0 | 0 | 1.8827 | 0 | 0 | 0 | 2.3416 | 16.2309 | 1.2663 | 3.1569 | 0.034497 | 0.057553 | -0.38643 | 0.62859 | 0.11453 | 2.6783 | 15.4588 | 23.8761 | -0.57072 | 0 | 0.5801 | 0 | 1.7286 | 0.20042
2025_04_10 Hr 18 | 0.40874 | 0.00034438 | 0 | 0 | 0 | 0 | 0 | 0 | 0 | 0 | 0 | 0.016972 | 0.69 | 0.027482 | 1.4185 | 1.4185 | 5.9054 | 0 | 0.0051127 | 0.0054208 | 0.010137 | 0.033051 | 0 | 0.057082 | 0.017981 | 0.85044 | 0 | 6.6194 | 2.1271 | 0 | 0.50417 | 0.83819 | 0 | 0 | 0 | 0 | -22.9209 | 0.055283 | 0 | 0.0068278 | 0 | -0.17713 | 0 | 0 | 0 | 0 | 0 | 0 | 0 | 0 | 4.3121 | 0.0010361 | 0 | 0 | 1.8827 | 0 | 0 | 0 | 1.5016 | 16.2121 | 1.2663 | 3.1569 | 0.034497 | 0.057553 | -0.40874 | 0.62859 | 0.11453 | 2.6783 | 15.6483 | 22.9429 | -0.58587 | 0 | 0.5801 | 0 | 1.7286 | 0.20296
2025_04_10 Hr 19 | 0.13579 | 0.00021338 | 0 | 0 | 0 | 0 | 0 | 0 | 0 | 0 | 0 | 0.016972 | 0.51 | 0.022057 | 1.4185 | 1.4185 | 5.9242 | 0 | 0.0051127 | 0.0054208 | 0.010137 | 0.033051 | 0 | 0.057082 | 0.017981 | 0.85044 | 0 | 6.6194 | 2.1271 | 0 | 0.50417 | 0.83819 | 0 | 0 | 0 | 0 | -24.6547 | 0.055283 | 0 | 0.007414 | 0 | -0.19252 | 0 | 0 | 0 | 0 | 0 | 0 | 0 | 0 | 4.1088 | 0.0010361 | 0 | 0 | 1.8827 | 0 | 0 | 0 | 1.5625 | 16.2309 | 1.2663 | 3.1569 | 0.034497 | 0.057553 | -0.13579 | 0.62859 | 0.11453 | 2.6783 | 13.5903 | 22.3424 | -0.3283 | 0 | 0.5801 | 0 | 1.7286 | 0.20337
2025_04_10 Hr 20 | 0 | 4.8566e-05 | 0 | 0 | 0 | 0 | 0 | 0 | 0 | 0 | 0 | 0.016972 | 0.6 | 0.026277 | 1.4185 | 1.4185 | 5.9242 | 0 | 0.0051127 | 0.0054208 | 0.010137 | 0.033051 | 0 | 0.057082 | 0.017981 | 0.85044 | 0 | 6.6194 | 2.1271 | 0 | 0.50417 | 0.83819 | 0 | 0 | 0 | 0 | -24.7285 | 0.055283 | 0 | 0.0075077 | 0 | -0.19498 | 0 | 0 | 0 | 0 | 0 | 0 | 0 | 0 | 4.5226 | 0.0010361 | 0 | 0 | 1.8827 | 0 | 0 | 0 | 1.593 | 16.2309 | 1.2663 | 3.1569 | 0.034497 | 0.057553 | 0 | 0.62859 | 0.11453 | 2.6783 | 14.0541 | 22.7467 | -0.19498 | 0 | 0.5801 | 0 | 1.7286 | 0.20508
2025_04_10 Hr 21 | 0 | 0 | 0 | 0 | 0 | 0 | 0 | 0 | 0 | 0 | 0 | 0.016972 | 0.57 | 0.022356 | 1.4185 | 1.4185 | 5.9242 | 0 | 0.0051127 | 0.0054208 | 0.010137 | 0.033051 | 0 | 0.057082 | 0.017981 | 0.85044 | 0 | 6.6194 | 2.1271 | 0 | 0.50417 | 0.83819 | 0 | 0 | 0 | 0 | -21.1849 | 0.055283 | 0 | 0.0067236 | 0 | -0.17439 | 0 | 0 | 0 | 0 | 0 | 0 | 0 | 0 | 4.3121 | 0.0010361 | 0 | 0 | 1.8827 | 0 | 0 | 0 | 1.5016 | 16.2309 | 1.2663 | 3.1569 | 0.034497 | 0.057553 | 0 | 0.62859 | 0.11453 | 2.6783 | 17.2824 | 22.4108 | -0.17439 | 0 | 0.5801 | 0 | 1.7286 | 0.20508
2025_04_10 Hr 22 | 0 | 0 | 0 | 0 | 0 | 0 | 0 | 0 | 0 | 0 | 0 | 0.016972 | 0.54 | 0.021514 | 1.4185 | 1.4185 | 5.9242 | 0 | 0.0051127 | 0.0054208 | 0.010137 | 0.033051 | 0 | 0.057082 | 0.017981 | 0.85044 | 0 | 6.6194 | 2.1271 | 0 | 0.50417 | 0.83819 | 0 | 0 | 0 | 0 | -22.9982 | 0.055283 | 0 | 0.0068299 | 0 | -0.17718 | 0 | 0 | 0 | 0 | 0 | 0 | 0 | 0 | 4.7259 | 0.0010361 | 0 | 0 | 1.8827 | 0 | 0 | 0 | 1.5016 | 16.2309 | 1.2663 | 3.1569 | 0.034497 | 0.057553 | 0 | 0.62859 | 0.11453 | 2.6783 | 15.8467 | 22.7912 | -0.17718 | 0 | 0.5801 | 0 | 1.7286 | 0.20254
2025_04_10 Hr 23 | 0 | 0 | 0 | 0 | 0 | 0 | 0 | 0 | 0 | 0 | 0 | 0.016972 | 0.57 | 0.028762 | 1.4185 | 1.4185 | 6.0496 | 0 | 0.0051127 | 0.0054208 | 0.010137 | 0.033051 | 0 | 0.057082 | 0.017981 | 0.85044 | 0 | 6.6765 | 2.1271 | 0 | 0.51039 | 0.83819 | 0 | 0 | 0 | 0 | -32.4526 | 0.055283 | 0 | 0.0086501 | 0 | -0.22497 | 0 | 0 | 0 | 0 | 0 | 0 | 0 | 0 | 5.0017 | 0.0010361 | 0 | 0 | 1.8827 | 0 | 0 | 0 | 1.5321 | 16.4135 | 1.2663 | 3.1569 | 0.034497 | 0.057553 | 0 | 0.62859 | 0.11453 | 2.6783 | 6.8727 | 23.1367 | -0.22497 | 0 | 0.5801 | 0 | 1.7286 | 0.19831
2025_04_10 Hr 24 | 0 | 0 | 0 | 0 | 0 | 0 | 0 | 0 | 0 | 0 | 0 | 0.016972 | 0.69 | 0.032498 | 1.4185 | 1.4185 | 6.0496 | 0 | 0.0051127 | 0.0054208 | 0.010137 | 0.033051 | 0 | 0.057082 | 0.017981 | 0.85044 | 0 | 6.6765 | 2.1271 | 0 | 0.51039 | 0.83819 | 0 | 0 | 0 | 0 | -31.4645 | 0.055283 | 0 | 0.0080741 | 0 | -0.20985 | 0 | 0 | 0 | 0 | 0 | 0 | 0 | 0 | 5.4808 | 0.0010361 | 0 | 0 | 1.8827 | 0 | 0 | 0 | 1.5321 | 16.4135 | 1.2663 | 3.1569 | 0.034497 | 0.057553 | 0 | 0.62859 | 0.11453 | 2.6783 | 8.4733 | 23.7341 | -0.20985 | 0 | 0.5801 | 0 | 1.7286 | 0.19283
2025_04_11 Hr 01 | 0 | 0 | 0 | 0 | 0 | 0.081655 | 0.087276 | 0 | 0 | 0 | 0 | 0.016972 | 0.66 | 0.031126 | 1.4185 | 1.4185 | 4.4136 | 0 | 0.0051127 | 0.0054208 | 0.010137 | 0.033051 | 0 | 0.057082 | 0.017981 | 0.85044 | 0 | 4.8696 | 2.1271 | 0 | 0.51039 | 0.83819 | 0 | 0 | 0 | 0 | -36.5936 | 0.055283 | 0 | 0.0045477 | 0 | -0.21013 | 0 | 0 | 0 | 0 | 0 | 0 | 0 | 0 | 5.3429 | 0.0010361 | 0 | 0 | 1.8827 | 0 | 3.9309 | 0 | 1.6191 | 15.8139 | 1.2663 | 3.1569 | 0.034497 | 0.057553 | 0 | 0.62859 | 0.11453 | 2.6783 | 2.6598 | 23.6497 | -0.21013 | 0 | 0.5801 | 0 | 1.7286 | 0.19061
2025_04_11 Hr 02 | 0 | 0 | 0 | 0.094192 | 0.094893 | 0.081655 | 0.087276 | 0.095654 | 0.096212 | 0 | 0 | 0.016972 | 0.57 | 0.028848 | 1.4185 | 1.4185 | 4.4136 | 0 | 0.0051127 | 0.0054208 | 0.010137 | 0.033051 | 0 | 0.057082 | 0.017981 | 0.85044 | 0 | 4.8696 | 2.1271 | 0 | 0.51039 | 0.83819 | 0 | 0 | 0 | 0 | -39.9505 | 0.055283 | 0 | 0.0027113 | 0 | -0.22565 | 0 | 0 | 0 | 0 | 0 | 0 | 0 | 0 | 5.2703 | 0.0010361 | 0 | 0 | 1.8827 | 0 | 2.7561 | 0 | 1.741 | 16.2765 | 1.2663 | 3.1569 | 0.034497 | 0.057553 | 0 | 0.62859 | 0.11453 | 2.6783 | -0.29506 | 23.6046 | -0.22565 | 0 | 0.5801 | 0 | 1.7286 | 0.18852
2025_04_11 Hr 03 | 0 | 0 | 0 | 0.094192 | 0.094893 | 0.081654 | 0.087276 | 0.095654 | 0.096212 | 0 | 0 | 0.016972 | 0.69 | 0.031242 | 1.4185 | 1.4185 | 4.4136 | 0 | 0.0051127 | 0.0054208 | 0.010137 | 0.033051 | 0 | 0.057082 | 0.017981 | 0.85044 | 0 | 4.8696 | 2.1271 | 0 | 0.51039 | 0.83819 | 0 | 0 | 0 | 0 | -35.579 | 0.055283 | 0 | 0.0024256 | 0 | -0.20165 | 0 | 0 | 0 | 0 | 0 | 0 | 0 | 0 | 5.3429 | 0.0010361 | 0 | 0 | 1.8827 | 0 | 2.7561 | 0 | 1.741 | 16.2765 | 1.2663 | 3.1569 | 0.034497 | 0.057553 | 0 | 0.62859 | 0.11453 | 2.6783 | 4.2954 | 23.7995 | -0.20165 | 0 | 0.5801 | 0 | 1.7286 | 0.18847
2025_04_11 Hr 04 | 0 | 0 | 0 | 0.094192 | 0.094893 | 0.081655 | 0.087276 | 0.095654 | 0.096212 | 0 | 0 | 0.016972 | 0.57 | 0.029591 | 1.4185 | 1.4185 | 4.4136 | 0 | 0.0051127 | 0.0054208 | 0.010137 | 0.033051 | 0 | 0.057082 | 0.017981 | 0.85044 | 0 | 4.8696 | 2.1271 | 0 | 0.51039 | 0.83819 | 0 | 0 | 0 | 0 | -42.1921 | 0.055283 | 0 | 0.0027811 | 0 | -0.23151 | 0 | 0 | 0 | 0 | 0 | 0 | 0 | 0 | 5.96 | 0.0010361 | 0 | 0 | 1.8827 | 0 | 2.7561 | 0 | 2.0413 | 16.2765 | 1.2663 | 3.1569 | 0.034497 | 0.057553 | 0 | 0.62859 | 0.11453 | 2.6783 | -1.5524 | 24.5946 | -0.23151 | 0 | 0.5801 | 0 | 1.7286 | 0.18788
2025_04_11 Hr 05 | 0 | 0 | 0 | 0.094192 | 0.094893 | 0.081655 | 0.087276 | 0.095654 | 0.096212 | 0 | 0 | 0.016972 | 0.51 | 0.033531 | 1.4185 | 1.4185 | 4.4136 | 0 | 0.0051127 | 0.0054208 | 0.010137 | 0.033051 | 0 | 0.057082 | 0.017981 | 0.85044 | 0 | 4.8696 | 2.1271 | 0 | 0.51039 | 0.83819 | 0 | 0 | 0 | 0 | -54.044 | 0.055283 | 0 | 0.0035222 | 0 | -0.29376 | 0 | 0 | 0 | 0 | 0 | 0 | 0 | 0 | 5.822 | 0.0010361 | 0 | 0 | 1.8827 | 0 | 2.7561 | 0 | 2.5201 | 16.2765 | 1.2663 | 3.1569 | 0.034497 | 0.057553 | 0 | 0.62859 | 0.11453 | 2.6783 | -13.1781 | 24.8831 | -0.29376 | 0 | 0.5801 | 0 | 1.7286 | 0.19156
2025_04_11 Hr 06 | 0 | 0 | 0 | 0.094192 | 0.094893 | 0.081655 | 0.087276 | 0.095654 | 0.096212 | 0 | 0 | 0.016972 | 0.42 | 0.031356 | 1.4185 | 1.4185 | 4.4136 | 0 | 0.0051127 | 0.0054208 | 0.010137 | 0.033051 | 0 | 0.057082 | 0.017981 | 0.85044 | 0 | 4.8696 | 2.1271 | 0 | 0.51039 | 0.83819 | 0 | 0 | 0 | 0 | -57.481 | 0.055283 | 0 | 0.0039995 | 0 | -0.33386 | 0 | 0 | 0 | 0 | 0 | 0 | 0 | 0 | 5.4808 | 0.0010361 | 0 | 0 | 1.8827 | 0 | 2.7561 | 0 | 2.581 | 16.2765 | 1.2663 | 3.1569 | 0.034497 | 0.057553 | 0 | 0.62859 | 0.11453 | 2.6783 | -17.0203 | 24.5181 | -0.33386 | 0 | 0.5801 | 0 | 1.7286 | 0.19897
2025_04_11 Hr 07 | 0.045044 | 0 | 0 | 0.094192 | 0.094893 | 0.081655 | 0.087276 | 0.095654 | 0.096212 | 0 | 0 | 0.016972 | 0.33 | 0.021202 | 1.4185 | 1.4185 | 4.322 | 0 | 0.0051127 | 0.0054208 | 0.010137 | 0.033051 | 0 | 0.057082 | 0.017981 | 0.85044 | 0 | 4.8279 | 2.1271 | 0 | 0.50417 | 0.83819 | 0 | 0 | 0 | 0 | -44.1304 | 0.055283 | 0 | 0.0034419 | 0 | -0.28702 | 0 | 0 | 0 | 0 | 0 | 0 | 0 | 0 | 5.4808 | 0.0010361 | 0 | 0 | 1.8827 | 0 | 2.707 | 0 | 2.5201 | 16.0942 | 1.2663 | 3.1569 | 0.034497 | 0.057553 | -0.045044 | 0.62859 | 0.11453 | 2.6783 | -3.9641 | 24.4042 | -0.33207 | 0 | 0.5801 | 0 | 1.7286 | 0.20739
2025_04_11 Hr 08 | 0.40874 | 0 | 0 | 0.094192 | 0.094893 | 0.081655 | 0.087276 | 0.095654 | 0.096212 | 0 | 0 | 0.016972 | 0.21 | 0.012261 | 1.4185 | 1.4185 | 4.322 | 0 | 0.0051127 | 0.0054208 | 0.010137 | 0.033051 | 0 | 0.057082 | 0.017981 | 0.85044 | 0 | 4.8279 | 2.1271 | 0 | 0.50417 | 0.83819 | 0 | 0 | 0 | 0 | -38.2915 | 0.055283 | 0 | 0.0031279 | 0 | -0.26065 | 0 | 0 | 0 | 0 | 0 | 0 | 0 | 0 | 5.7494 | 0.0010361 | 0 | 0 | 1.8827 | 0 | 2.707 | 0 | 2.5505 | 16.0942 | 1.2663 | 3.1569 | 0.034497 | 0.057553 | -0.40874 | 0.62859 | 0.11453 | 2.6783 | 2.0754 | 24.9421 | -0.66938 | 0 | 0.5801 | 0 | 1.7286 | 0.21148
2025_04_11 Hr 09 | 0.6782 | 1.0883e-05 | 0 | 0 | 0 | 0.081655 | 0 | 0 | 0 | 0 | 0 | 0.016972 | 0.27 | 0.013059 | 1.4185 | 1.4185 | 4.322 | 0 | 0.0051127 | 0.0054208 | 0.010137 | 0.033051 | 0 | 0.057082 | 0.017981 | 0.85044 | 0 | 4.8279 | 2.1271 | 0 | 0.50417 | 0.83819 | 0 | 0 | 0 | 0 | -32.5009 | 0.055283 | 0 | 0.0051823 | 0 | -0.21556 | 0 | 0 | 0 | 0 | 0 | 0 | 0 | 0 | 5.5462 | 0.0010361 | 0 | 0 | 1.8827 | 0 | 2.707 | 0 | 2.5201 | 15.6259 | 1.2663 | 3.1569 | 0.034497 | 0.057553 | -0.6782 | 0.62859 | 0.11453 | 2.6783 | 7.2693 | 25.038 | -0.89376 | 0 | 0.5801 | 0 | 1.7286 | 0.21086
2025_04_11 Hr 10 | 0.6365 | 0.00011205 | 0 | 0 | 0 | 0 | 0 | 0 | 0 | 0 | 0 | 0.016972 | 0.3 | 0.011492 | 1.4185 | 1.4185 | 4.322 | 0 | 0.0051127 | 0.0054208 | 0.010137 | 0.033051 | 0 | 0.057082 | 0.017981 | 0.85044 | 0 | 4.8279 | 2.1271 | 0 | 0.50417 | 0.83819 | 0 | 0 | 0 | 0 | -24.3708 | 0.055283 | 0 | 0.0065668 | 0 | -0.17028 | 0 | 0 | 0 | 0 | 0 | 0 | 0 | 0 | 5.4808 | 0.0010361 | 0 | 0 | 1.8827 | 0 | 0 | 0 | 2.581 | 12.8373 | 1.2663 | 3.1569 | 0.034497 | 0.057553 | -0.6365 | 0.62859 | 0.11453 | 2.6783 | 12.6792 | 25.0194 | -0.80678 | 0 | 0.5801 | 0 | 1.7286 | 0.2098
2025_04_11 Hr 11 | 0.54503 | 0.0002261 | 0 | 0 | 0 | 0 | 0 | 0 | 0 | 0 | 0 | 0.016972 | 0.3 | 0.009096 | 1.4185 | 1.4185 | 4.322 | 0 | 0.0051127 | 0.0054208 | 0.010137 | 0.033051 | 0 | 0.057082 | 0.017981 | 0.85044 | 0 | 4.8279 | 2.1271 | 0 | 0.50417 | 0.83819 | 0 | 0 | 0 | 0 | -19.5902 | 0.055283 | 0 | 0.0051977 | 0 | -0.13434 | 0 | 0 | 0 | 0 | 0 | 0 | 0 | 0 | 4.7259 | 0.0010361 | 0 | 0 | 1.8827 | 0 | 0 | 0 | 2.6115 | 12.8373 | 1.2663 | 3.1569 | 0.034497 | 0.057553 | -0.54503 | 0.62859 | 0.11453 | 2.6783 | 16.7669 | 24.1991 | -0.67937 | 0 | 0.5801 | 0 | 1.7286 | 0.20771
2025_04_11 Hr 12 | 0.6357 | 0.00033027 | 0 | 0 | 0 | 0 | 0 | 0 | 0 | 0 | 0 | 0.016972 | 0.27 | 0.0081239 | 1.4185 | 1.4185 | 4.322 | 0 | 0.0051127 | 0.0054208 | 0.010137 | 0.033051 | 0 | 0.057082 | 0.017981 | 0.85044 | 0 | 4.8279 | 2.1271 | 0 | 0.50417 | 0.83819 | 0 | 0 | 0 | 0 | -19.2317 | 0.055283 | 0 | 0.005158 | 0 | -0.1333 | 0 | 0 | 0 | 0 | 0 | 0 | 0 | 0 | 4.0435 | 0.0010361 | 0 | 0 | 1.8827 | 0 | 0 | 0 | 2.6724 | 12.8373 | 1.2663 | 3.1569 | 0.034497 | 0.057553 | -0.6357 | 0.62859 | 0.11453 | 2.6783 | 16.4713 | 23.6346 | -0.769 | 0 | 0.5801 | 0 | 1.7286 | 0.20492
2025_04_11 Hr 13 | 0.71525 | 0.00036173 | 0 | 0 | 0 | 0 | 0 | 0 | 0 | 0 | 0 | 0.016972 | 0.24 | 0.0065716 | 1.4185 | 1.4185 | 4.322 | 0 | 0.0051127 | 0.0054208 | 0.010137 | 0.033051 | 0 | 0.057082 | 0.017981 | 0.85044 | 0 | 4.8279 | 2.1271 | 0 | 0.50417 | 0.83819 | 0 | 0 | 0 | 0 | -17.7051 | 0.055283 | 0 | 0.004694 | 0 | -0.12112 | 0 | 0 | 0 | 0 | 0 | 0 | 0 | 0 | 3.9709 | 0.0010361 | 0 | 0 | 1.8827 | 0 | 0 | 0 | 2.7333 | 12.8373 | 1.2663 | 3.1569 | 0.034497 | 0.057553 | -0.71525 | 0.62859 | 0.11453 | 2.6783 | 17.9659 | 23.6701 | -0.83637 | 0 | 0.5801 | 0 | 1.7286 | 0.20397
2025_04_11 Hr 14 | 0.56734 | 0.00037295 | 0 | 0 | 0 | 0 | 0 | 0 | 0 | 0 | 0 | 0.016972 | 0.18 | 0.0049141 | 1.4185 | 1.4185 | 4.322 | 0 | 0.0051127 | 0.0054208 | 0.010137 | 0.033051 | 0 | 0.057082 | 0.017981 | 0.85044 | 0 | 4.8279 | 2.1271 | 0 | 0.50417 | 0.83819 | 0 | 0 | 0 | 0 | -17.5115 | 0.055283 | 0 | 0.0046801 | 0 | -0.12075 | 0 | 0 | 0 | 0 | 0 | 0 | 0 | 0 | 3.9709 | 0.0010361 | 0 | 0 | 1.8827 | 0 | 0 | 0 | 2.6419 | 12.8373 | 1.2663 | 3.1569 | 0.034497 | 0.057553 | -0.56734 | 0.62859 | 0.11453 | 2.6783 | 18.0039 | 23.3661 | -0.68809 | 0 | 0.5801 | 0 | 1.7286 | 0.20101
2025_04_11 Hr 15 | 0.63563 | 0.00037407 | 0 | 0 | 0 | 0 | 0 | 0 | 0 | 0 | 0 | 0.016972 | 0.21 | 0.0057571 | 1.4185 | 1.4185 | 4.322 | 0 | 0.0051127 | 0.0054208 | 0.010137 | 0.033051 | 0 | 0.057082 | 0.017981 | 0.84877 | 0 | 4.8279 | 2.1271 | 0 | 0.50417 | 0.83819 | 0 | 0 | 0 | 0 | -17.9511 | 0.055283 | 0 | 0.0046997 | 0 | -0.12127 | 0 | 0 | 0 | 0 | 0 | 0 | 0 | 0 | 4.1088 | 0.0010361 | 0 | 0 | 1.8827 | 0 | 0 | 0 | 2.4896 | 12.8357 | 1.2663 | 3.1569 | 0.034497 | 0.057553 | -0.63563 | 0.62859 | 0.11453 | 2.6783 | 17.5774 | 23.4497 | -0.7569 | 0 | 0.5801 | 0 | 1.7286 | 0.19987
2025_04_11 Hr 16 | 0.6357 | 0.00035322 | 0 | 0 | 0 | 0 | 0 | 0 | 0 | 0 | 0 | 0.016972 | 0.3 | 0.0078587 | 1.4185 | 1.4185 | 4.2398 | 0 | 0.0051127 | 0.0054208 | 0.010137 | 0.033051 | 0 | 0.057082 | 0.017981 | 0.75844 | 0 | 4.8279 | 2.1271 | 0 | 0.50417 | 0.83819 | 0 | 0 | 0 | 0 | -17.038 | 0.055283 | 0 | 0.0044907 | 0 | -0.11578 | 0 | 0 | 0 | 0 | 0 | 0 | 0 | 0 | 4.1088 | 0.0010361 | 0 | 0 | 1.8827 | 0 | 0 | 0 | 2.433 | 12.6631 | 1.2663 | 3.1569 | 0.034497 | 0.057553 | -0.6357 | 0.62859 | 0.11453 | 2.6783 | 18.3582 | 23.4845 | -0.75148 | 0 | 0.5801 | 0 | 1.7286 | 0.19911
2025_04_11 Hr 17 | 0.49941 | 0.00041521 | 0 | 0 | 0 | 0 | 0 | 0 | 0 | 0 | 0 | 0.016972 | 0.63 | 0.022084 | 1.4185 | 1.4185 | 4.322 | 0 | 0.0051127 | 0.0054208 | 0.010137 | 0.033051 | 0 | 0.057082 | 0.017981 | 0.85044 | 0 | 4.8279 | 2.1271 | 0 | 0.50417 | 0.83819 | 0 | 0 | 0 | 0 | -23.4253 | 0.055283 | 0 | 0.0060093 | 0 | -0.15565 | 0 | 0 | 0 | 0 | 0 | 0 | 0 | 0 | 3.9709 | 0.0010361 | 0 | 0 | 1.8827 | 0 | 0 | 0 | 2.3416 | 12.8373 | 1.2663 | 3.1569 | 0.034497 | 0.057553 | -0.49941 | 0.62859 | 0.11453 | 2.6783 | 12.2192 | 23.4623 | -0.65505 | 0 | 0.5801 | 0 | 1.7286 | 0.19816
2025_04_11 Hr 18 | 0.45429 | 0.00038659 | 0 | 0 | 0 | 0 | 0 | 0 | 0 | 0 | 0 | 0.016972 | 0.57 | 0.024572 | 1.4185 | 1.4185 | 4.322 | 0 | 0.0051127 | 0.0054208 | 0.010137 | 0.033051 | 0 | 0.057082 | 0.017981 | 0.85044 | 0 | 4.8279 | 2.1271 | 0 | 0.50417 | 0.83819 | 0 | 0 | 0 | 0 | -29.9697 | 0.055283 | 0 | 0.0064578 | 0 | -0.19189 | 0 | 0 | 0 | 0 | 0 | 0 | 0 | 0 | 3.7676 | 0.0010361 | 0 | 0 | 1.8827 | 0 | 1.8799 | 0 | 2.3721 | 13.4892 | 1.2663 | 3.1569 | 0.034497 | 0.057553 | -0.45429 | 0.62859 | 0.11453 | 2.6783 | 6.0599 | 23.1866 | -0.64618 | 0 | 0.5801 | 0 | 1.7286 | 0.19798
2025_04_11 Hr 19 | 0.11363 | 0.0002282 | 0 | 0 | 0 | 0 | 0 | 0 | 0 | 0 | 0 | 0.016972 | 0.57 | 0.025451 | 1.4185 | 1.4185 | 4.322 | 0 | 0.0051127 | 0.0054208 | 0.010137 | 0.033051 | 0 | 0.057082 | 0.017981 | 0.85044 | 0 | 4.8279 | 2.1271 | 0 | 0.50417 | 0.83819 | 0 | 0 | 0 | 0 | -32.9388 | 0.055283 | 0 | 0.0052625 | 0 | -0.19883 | 0 | 0 | 0 | 0 | 0 | 0 | 0 | 0 | 3.0126 | 0.0010361 | 0 | 0 | 1.8827 | 0 | 2.707 | 0 | 2.1632 | 15.5443 | 1.2663 | 3.1569 | 0.034497 | 0.057553 | -0.11363 | 0.62859 | 0.11453 | 2.6783 | 4.1775 | 21.8844 | -0.31246 | 0 | 0.5801 | 0 | 1.7286 | 0.19964
2025_04_11 Hr 20 | 0 | 5.2253e-05 | 0 | 0 | 0 | 0 | 0 | 0 | 0 | 0 | 0 | 0.016972 | 0.66 | 0.030224 | 1.4185 | 1.4185 | 4.322 | 0 | 0.0051127 | 0.0054208 | 0.010137 | 0.033051 | 0 | 0.057082 | 0.017981 | 0.85044 | 0 | 4.8279 | 2.1271 | 0 | 0.50417 | 0.83819 | 0 | 0 | 0 | 0 | -32.7744 | 0.055283 | 0 | 0.0053971 | 0 | -0.20397 | 0 | 0 | 0 | 0 | 0 | 0 | 0 | 0 | 2.5335 | 0.0010361 | 0 | 0 | 1.8827 | 0 | 2.707 | 0 | 1.9194 | 15.5443 | 1.2663 | 3.1569 | 0.034497 | 0.057553 | 0 | 0.62859 | 0.11453 | 2.6783 | 3.7096 | 21.1436 | -0.20397 | 0 | 0.5801 | 0 | 1.7286 | 0.20072
2025_04_11 Hr 21 | 0 | 0 | 0 | 0 | 0 | 0 | 0 | 0 | 0 | 0 | 0 | 0.016972 | 0.75 | 0.032521 | 1.4185 | 1.4185 | 4.322 | 0 | 0.0051127 | 0.0054208 | 0.010137 | 0.033051 | 0 | 0.057082 | 0.017981 | 0.85044 | 0 | 4.8279 | 2.1271 | 0 | 0.50417 | 0.83819 | 0 | 0 | 0 | 0 | -30.8954 | 0.055283 | 0 | 0.0051104 | 0 | -0.19303 | 0 | 0 | 0 | 0 | 0 | 0 | 0 | 0 | 2.9473 | 0.0010361 | 0 | 0 | 1.8827 | 0 | 2.707 | 0 | 2.2198 | 15.5443 | 1.2663 | 3.1569 | 0.034497 | 0.057553 | 0 | 0.62859 | 0.11453 | 2.6783 | 6.4066 | 21.9507 | -0.19303 | 0 | 0.5801 | 0 | 1.7286 | 0.20142
2025_04_11 Hr 22 | 0 | 0 | 0 | 0 | 0 | 0 | 0 | 0 | 0 | 0 | 0 | 0.016972 | 1.05 | 0.048892 | 1.4185 | 1.4185 | 4.322 | 0 | 0.0051127 | 0.0054208 | 0.010137 | 0.033051 | 0 | 0.057082 | 0.017981 | 0.85044 | 0 | 4.8279 | 2.1271 | 0 | 0.50417 | 0.83819 | 0 | 0 | 0 | 0 | -34.0249 | 0.055283 | 0 | 0.0054879 | 0 | -0.20744 | 0 | 0 | 0 | 0 | 0 | 0 | 0 | 0 | 3.0126 | 0.0010361 | 0 | 0 | 1.8827 | 0 | 2.707 | 0 | 1.9804 | 15.5443 | 1.2663 | 3.1569 | 0.034497 | 0.057553 | 0 | 0.62859 | 0.11453 | 2.6783 | 3.4034 | 22.0914 | -0.20744 | 0 | 0.5801 | 0 | 1.7286 | 0.19981
2025_04_11 Hr 23 | 0 | 0 | 0 | 0 | 0 | 0 | 0 | 0 | 0 | 0 | 0 | 0.016972 | 0.96 | 0.042223 | 1.4185 | 1.4185 | 4.4136 | 0 | 0.0051127 | 0.0054208 | 0.010137 | 0.033051 | 0 | 0.057082 | 0.017981 | 0.85044 | 0 | 4.8696 | 2.1271 | 0 | 0.51039 | 0.83819 | 0 | 0 | 0 | 0 | -32.8611 | 0.055283 | 0 | 0.0051836 | 0 | -0.19582 | 0 | 0 | 0 | 0 | 0 | 0 | 0 | 0 | 2.9473 | 0.0010361 | 0 | 0 | 1.8827 | 0 | 2.7561 | 0 | 1.5625 | 15.7266 | 1.2663 | 3.1569 | 0.034497 | 0.057553 | 0 | 0.62859 | 0.11453 | 2.6783 | 4.182 | 21.5123 | -0.19582 | 0 | 0.5801 | 0 | 1.7286 | 0.19429
2025_04_11 Hr 24 | 0 | 0 | 0 | 0 | 0 | 0 | 0 | 0 | 0 | 0 | 0 | 0.016972 | 0.75 | 0.031032 | 1.4185 | 1.4185 | 4.4136 | 0 | 0.0051127 | 0.0054208 | 0.010137 | 0.033051 | 0 | 0.057082 | 0.017981 | 0.85044 | 0 | 4.8696 | 2.1271 | 0 | 0.51039 | 0.83819 | 0 | 0 | 0 | 0 | -31.0402 | 0.055283 | 0 | 0.0048764 | 0 | -0.18409 | 0 | 0 | 0 | 0 | 0 | 0 | 0 | 0 | 3.078 | 0.0010361 | 0 | 0 | 1.8827 | 0 | 2.7561 | 0 | 1.0794 | 15.7266 | 1.2663 | 3.1569 | 0.034497 | 0.057553 | 0 | 0.62859 | 0.11453 | 2.6783 | 5.4375 | 20.9351 | -0.18409 | 0 | 0.5801 | 0 | 1.7286 | 0.1908
2025_04_12 Hr 01 | 0 | 0 | 0 | 0.0078493 | 0.0079078 | 0.0068045 | 0.007273 | 0.0079711 | 0.0080177 | 0 | 0 | 0.016972 | 0.66 | 0.029018 | 1.4185 | 1.4185 | 4.4136 | 0 | 0.0051127 | 0.0054208 | 0.010137 | 0.033051 | 0 | 0.057082 | 0.017981 | 0.85044 | 0 | 4.8696 | 2.1271 | 0 | 0.51039 | 0.83819 | 0 | 0 | 0 | 0 | -33.046 | 0.055283 | 0 | 0.0049212 | 0 | -0.19575 | 0 | 0 | 0 | 0 | 0 | 0 | 0 | 0 | 3.3538 | 0.0010361 | 0 | 0 | 1.8827 | 0 | 2.7561 | 0 | 0.63111 | 15.7725 | 1.2663 | 3.1569 | 0.034497 | 0.057553 | 0 | 0.62859 | 0.11453 | 2.6783 | 3.1991 | 20.6684 | -0.19575 | 0 | 0.5801 | 0 | 1.7286 | 0.18853
2025_04_12 Hr 02 | 0 | 0 | 0 | 0 | 0 | 0.081654 | 0.087276 | 0 | 0 | 0 | 0 | 0.016972 | 0.75 | 0.032987 | 1.4185 | 1.4185 | 4.4136 | 0 | 0.0051127 | 0.0054208 | 0.010137 | 0.033051 | 0 | 0.057082 | 0.017981 | 0.85044 | 0 | 4.8696 | 2.1271 | 0 | 0.51039 | 0.83819 | 0 | 0 | 0 | 0 | -33.7864 | 0.055283 | 0 | 0.0042412 | 0 | -0.19582 | 0 | 0 | 0 | 0 | 0 | 0 | 0 | 0 | 3.4918 | 0.0010361 | 0 | 0 | 1.8827 | 0 | 2.7561 | 0 | 0.50924 | 15.8956 | 1.2663 | 3.1569 | 0.034497 | 0.057553 | 0 | 0.62859 | 0.11453 | 2.6783 | 2.6895 | 20.7762 | -0.19582 | 0 | 0.5801 | 0 | 1.7286 | 0.18627
2025_04_12 Hr 03 | 0 | 0 | 0 | 0.094192 | 0.094893 | 0.081654 | 0.087276 | 0.095654 | 0.096212 | 0 | 0 | 0.016972 | 0.9 | 0.039266 | 1.4185 | 1.4185 | 4.4136 | 0 | 0.0051127 | 0.0054208 | 0.010137 | 0.033051 | 0 | 0.057082 | 0.017981 | 0.85044 | 0 | 4.8696 | 2.1271 | 0 | 0.51039 | 0.83819 | 0 | 0 | 0 | 0 | -33.9824 | 0.055283 | 0 | 0.0023373 | 0 | -0.19423 | 0 | 0 | 0 | 0 | 0 | 0 | 0 | 0 | 3.7676 | 0.0010361 | 0 | 0 | 1.8827 | 0 | 2.7561 | 0 | 0.39172 | 16.2765 | 1.2663 | 3.1569 | 0.034497 | 0.057553 | 0 | 0.62859 | 0.11453 | 2.6783 | 3.1904 | 21.0906 | -0.19423 | 0 | 0.5801 | 0 | 1.7286 | 0.18607
2025_04_12 Hr 04 | 0 | 0 | 0 | 0.094192 | 0.094893 | 0.081655 | 0.087276 | 0.095654 | 0.096212 | 0 | 0 | 0.016972 | 0.15 | 0.0069896 | 1.4185 | 1.4185 | 4.4136 | 0 | 0.0051127 | 0.0054208 | 0.010137 | 0.033051 | 0 | 0.057082 | 0.017981 | 0.85044 | 0 | 4.8696 | 2.1271 | 0 | 0.51039 | 0.83819 | 0 | 0 | 0 | 0 | -34.3665 | 0.055283 | 0 | 0.0024963 | 0 | -0.20759 | 0 | 0 | 0 | 0 | 0 | 0 | 0 | 0 | 4.0435 | 0.0010361 | 0 | 0 | 1.8827 | 0 | 2.7561 | 0 | 0.33079 | 16.2765 | 1.2663 | 3.1569 | 0.034497 | 0.057553 | 0 | 0.62859 | 0.11453 | 2.6783 | 2.2251 | 20.5226 | -0.20759 | 0 | 0.5801 | 0 | 1.7286 | 0.18549
2025_04_12 Hr 05 | 0 | 0 | 0 | 0.094192 | 0.094893 | 0.081655 | 0.087276 | 0.095654 | 0.096212 | 0 | 0 | 0.016972 | 0.54 | 0.028097 | 1.4185 | 1.4185 | 4.4136 | 0 | 0.0051127 | 0.0054208 | 0.010137 | 0.033051 | 0 | 0.057082 | 0.017981 | 0.85044 | 0 | 4.8696 | 2.1271 | 0 | 0.51039 | 0.83819 | 0 | 0 | 0 | 0 | -38.5257 | 0.055283 | 0 | 0.0027874 | 0 | -0.23204 | 0 | 0 | 0 | 0 | 0 | 0 | 0 | 0 | 3.7676 | 0.0010361 | 0 | 0 | 1.8827 | 0 | 2.7561 | 0 | 0.60064 | 16.2765 | 1.2663 | 3.1569 | 0.034497 | 0.057553 | 0 | 0.62859 | 0.11453 | 2.6783 | -1.5522 | 20.9291 | -0.23204 | 0 | 0.5801 | 0 | 1.7286 | 0.18685
2025_04_12 Hr 06 | 0 | 0 | 0 | 0.094192 | 0.094893 | 0.081655 | 0.087276 | 0.095654 | 0.096212 | 0 | 0 | 0.016972 | 0.45 | 0.022579 | 1.4185 | 1.4185 | 4.4136 | 0 | 0.0051127 | 0.0054208 | 0.010137 | 0.033051 | 0 | 0.057082 | 0.017981 | 0.85044 | 0 | 4.8696 | 2.1271 | 0 | 0.51039 | 0.83819 | 0 | 0 | 0 | 0 | -36.1985 | 0.055283 | 0 | 0.002688 | 0 | -0.22369 | 0 | 0 | 0 | 0 | 0 | 0 | 0 | 0 | 3.2159 | 0.0010361 | 0 | 0 | 1.8827 | 0 | 2.7561 | 0 | 0.72251 | 16.2765 | 1.2663 | 3.1569 | 0.034497 | 0.057553 | 0 | 0.62859 | 0.11453 | 2.6783 | 0.26205 | 20.4077 | -0.22369 | 0 | 0.5801 | 0 | 1.7286 | 0.1908
2025_04_12 Hr 07 | 0.045044 | 0 | 0 | 0.094192 | 0.094893 | 0.081654 | 0.087276 | 0.095654 | 0.096212 | 0 | 0 | 0.016972 | 0.51 | 0.021031 | 1.4185 | 1.4185 | 4.322 | 0 | 0.0051127 | 0.0054208 | 0.010137 | 0.033051 | 0 | 0.057082 | 0.017981 | 0.85044 | 0 | 4.8279 | 2.1271 | 0 | 0.50417 | 0.83819 | 0 | 0 | 0 | 0 | -26.9667 | 0.055283 | 0 | 0.0022092 | 0 | -0.18347 | 0 | 0 | 0 | 0 | 0 | 0 | 0 | 0 | 2.9473 | 0.0010361 | 0 | 0 | 1.8827 | 0 | 2.501 | 0 | 1.0185 | 15.8882 | 1.2663 | 3.1569 | 0.034497 | 0.057553 | -0.045044 | 0.62859 | 0.11453 | 2.6783 | 9.2287 | 20.5358 | -0.22851 | 0 | 0.5801 | 0 | 1.7286 | 0.19421
2025_04_12 Hr 08 | 0.318 | 0 | 0 | 0.094192 | 0.094893 | 0.081655 | 0.087276 | 0.095654 | 0.096212 | 0 | 0 | 0.016972 | 0.69 | 0.030833 | 1.4185 | 1.4185 | 4.322 | 0 | 0.0051127 | 0.0054208 | 0.010137 | 0.033051 | 0 | 0.057082 | 0.017981 | 0.85044 | 0 | 4.8279 | 2.1271 | 0 | 0.50417 | 0.83819 | 0 | 0 | 0 | 0 | -29.6716 | 0.055283 | 0 | 0.0023939 | 0 | -0.19899 | 0 | 0 | 0 | 0 | 0 | 0 | 0 | 0 | 3.0126 | 0.0010361 | 0 | 0 | 1.8827 | 0 | 2.6661 | 0 | 1.1708 | 16.0533 | 1.2663 | 3.1569 | 0.034497 | 0.057553 | -0.318 | 0.62859 | 0.11453 | 2.6783 | 7.0844 | 21.2197 | -0.51698 | 0 | 0.5801 | 0 | 1.7286 | 0.19774
2025_04_12 Hr 09 | 0.4771 | 1.4063e-05 | 0 | 0 | 0 | 0 | 0 | 0 | 0 | 0 | 0 | 0.016972 | 0.84 | 0.03675 | 1.4185 | 1.4185 | 4.322 | 0 | 0.0051127 | 0.0054208 | 0.010137 | 0.033051 | 0 | 0.057082 | 0.017981 | 0.85044 | 0 | 4.8279 | 2.1271 | 0 | 0.50417 | 0.83819 | 0 | 0 | 0 | 0 | -24.9609 | 0.055283 | 0 | 0.0075 | 0 | -0.19478 | 0 | 0 | 0 | 0 | 0 | 0 | 0 | 0 | 3.2885 | 0.0010361 | 0 | 0 | 1.8827 | 0 | 0 | 0 | 0.77909 | 12.8373 | 1.2663 | 3.1569 | 0.034497 | 0.057553 | -0.4771 | 0.62859 | 0.11453 | 2.6783 | 8.6263 | 21.4217 | -0.67188 | 0 | 0.5801 | 0 | 1.7286 | 0.2006
2025_04_12 Hr 10 | 0.52222 | 0.00012977 | 0 | 0 | 0 | 0 | 0 | 0 | 0 | 0 | 0 | 0.016972 | 0.81 | 0.042197 | 1.4185 | 1.4185 | 4.322 | 0 | 0.0051127 | 0.0054208 | 0.010137 | 0.033051 | 0 | 0.057082 | 0.017981 | 0.85044 | 0 | 4.8279 | 2.1271 | 0 | 0.50417 | 0.83819 | 0 | 0 | 0 | 0 | -30.8973 | 0.055283 | 0 | 0.0089305 | 0 | -0.23233 | 0 | 0 | 0 | 0 | 0 | 0 | 0 | 0 | 3.833 | 0.0010361 | 0 | 0 | 1.8827 | 0 | 0 | 0 | 0.5397 | 12.8373 | 1.2663 | 3.1569 | 0.034497 | 0.057553 | -0.52222 | 0.62859 | 0.11453 | 2.6783 | 2.9361 | 21.7506 | -0.75455 | 0 | 0.5801 | 0 | 1.7286 | 0.20376
2025_04_12 Hr 11 | 0.49933 | 0.00015692 | 0 | 0 | 0 | 0 | 0 | 0 | 0 | 0 | 0 | 0.016972 | 0.78 | 0.030586 | 1.4185 | 1.4185 | 4.322 | 0 | 0.0051127 | 0.0054208 | 0.010137 | 0.033051 | 0 | 0.057082 | 0.017981 | 0.85044 | 0 | 4.8279 | 2.1271 | 0 | 0.50417 | 0.83819 | 0 | 0 | 0 | 0 | -24.5282 | 0.055283 | 0 | 0.0067221 | 0 | -0.17436 | 0 | 0 | 0 | 0 | 0 | 0 | 0 | 0 | 3.5644 | 0.0010361 | 0 | 0 | 1.8827 | 0 | 0 | 0 | 0.5397 | 12.8373 | 1.2663 | 3.1569 | 0.034497 | 0.057553 | -0.49933 | 0.62859 | 0.11453 | 2.6783 | 9.0535 | 21.418 | -0.67369 | 0 | 0.5801 | 0 | 1.7286 | 0.20419
2025_04_12 Hr 12 | 0.52236 | 0.0003373 | 0 | 0 | 0 | 0 | 0 | 0 | 0 | 0 | 0 | 0.016972 | 0.81 | 0.028765 | 1.4185 | 1.4185 | 4.322 | 0 | 0.0051127 | 0.0054208 | 0.010137 | 0.033051 | 0 | 0.057082 | 0.017981 | 0.85044 | 0 | 4.8279 | 2.1271 | 0 | 0.50417 | 0.83819 | 0 | 0 | 0 | 0 | -23.0017 | 0.055283 | 0 | 0.0060877 | 0 | -0.1577 | 0 | 0 | 0 | 0 | 0 | 0 | 0 | 0 | 2.9473 | 0.0010361 | 0 | 0 | 1.8827 | 0 | 0 | 0 | 0.50924 | 12.8373 | 1.2663 | 3.1569 | 0.034497 | 0.057553 | -0.52236 | 0.62859 | 0.11453 | 2.6783 | 9.9772 | 20.8217 | -0.68007 | 0 | 0.5801 | 0 | 1.7286 | 0.20402
2025_04_12 Hr 13 | 0.61282 | 0.00049206 | 0 | 0 | 0 | 0 | 0 | 0 | 0 | 0 | 0 | 0.016972 | 0.81 | 0.030655 | 1.4185 | 1.4185 | 4.322 | 0 | 0.0051127 | 0.0054208 | 0.010137 | 0.033051 | 0 | 0.057082 | 0.017981 | 0.85044 | 0 | 4.8279 | 2.1271 | 0 | 0.50417 | 0.83819 | 0 | 0 | 0 | 0 | -25.7376 | 0.055283 | 0 | 0.0064879 | 0 | -0.16821 | 0 | 0 | 0 | 0 | 0 | 0 | 0 | 0 | 2.3303 | 0.0010361 | 0 | 0 | 1.8827 | 0 | 0 | 0 | 0.57017 | 12.8373 | 1.2663 | 3.1569 | 0.034497 | 0.057553 | -0.61282 | 0.62859 | 0.11453 | 2.6783 | 6.6769 | 20.3582 | -0.78102 | 0 | 0.5801 | 0 | 1.7286 | 0.20412
2025_04_12 Hr 14 | 0.72644 | 0.00041642 | 0 | 0 | 0 | 0 | 0 | 0 | 0 | 0 | 0 | 0.016972 | 0.9 | 0.029149 | 1.4185 | 1.4185 | 4.322 | 0 | 0.0051127 | 0.0054208 | 0.010137 | 0.033051 | 0 | 0.057082 | 0.017981 | 0.84877 | 0 | 4.8279 | 2.1271 | 0 | 0.50417 | 0.83819 | 0 | 0 | 0 | 0 | -22.4052 | 0.055283 | 0 | 0.0055522 | 0 | -0.14365 | 0 | 0 | 0 | 0 | 0 | 0 | 0 | 0 | 2.2577 | 0.0010361 | 0 | 0 | 1.8827 | 0 | 0 | 0 | 0.77909 | 12.8357 | 1.2663 | 3.1569 | 0.034497 | 0.057553 | -0.72644 | 0.62859 | 0.11453 | 2.6783 | 10.2542 | 20.6938 | -0.87009 | 0 | 0.5801 | 0 | 1.7286 | 0.20138
2025_04_12 Hr 15 | 0.49941 | 0.00042715 | 0 | 0.0078493 | 0.0079078 | 0.0068045 | 0.007273 | 0.0079711 | 0.0080177 | 0 | 0 | 0.016972 | 0.81 | 0.028253 | 1.4185 | 1.4185 | 4.2398 | 0 | 0.0051127 | 0.0054208 | 0.010137 | 0.033051 | 0 | 0.057082 | 0.017981 | 0.82871 | 0 | 4.7953 | 2.1271 | 0 | 0.50012 | 0.83819 | 0 | 0 | 0 | 0 | -24.7159 | 0.055283 | 0 | 0.0055717 | 0 | -0.15486 | 0 | 0 | 0 | 0 | 0 | 0 | 0 | 0 | 2.1923 | 0.0010361 | 0 | 0 | 1.8827 | 0 | 0 | 0 | 0.96189 | 12.7465 | 1.2663 | 3.1569 | 0.034497 | 0.057553 | -0.49941 | 0.62859 | 0.11453 | 2.6783 | 7.8669 | 20.4905 | -0.65427 | 0 | 0.5801 | 0 | 1.7286 | 0.20252
2025_04_12 Hr 16 | 0.47718 | 0.00021124 | 0 | 0.094192 | 0.094893 | 0.081654 | 0.087276 | 0.095654 | 0.096212 | 0 | 0 | 0.016972 | 0.81 | 0.025841 | 1.4185 | 1.4185 | 4.322 | 0 | 0.0051127 | 0.0054208 | 0.010137 | 0.033051 | 0 | 0.057082 | 0.017981 | 0.85044 | 0 | 4.8279 | 2.1271 | 0 | 0.50417 | 0.83819 | 0 | 0 | 0 | 0 | -22.7106 | 0.055283 | 0 | 0.0034182 | 0 | -0.14146 | 0 | 0 | 0 | 0 | 0 | 0 | 0 | 0 | 1.5753 | 0.0010361 | 0 | 0 | 1.8827 | 0 | 0 | 0 | 0.93143 | 13.3872 | 1.2663 | 3.1569 | 0.034497 | 0.057553 | -0.47718 | 0.62859 | 0.11453 | 2.6783 | 9.8805 | 19.8225 | -0.61864 | 0 | 0.5801 | 0 | 1.7286 | 0.20287
2025_04_12 Hr 17 | 0.6171 | 0.00023696 | 0 | 0.094192 | 0.094893 | 0.081654 | 0.087276 | 0.095654 | 0.096212 | 0 | 0 | 0.016972 | 0.78 | 0.027914 | 1.4185 | 1.4185 | 4.322 | 0 | 0.0051127 | 0.0054208 | 0.010137 | 0.033051 | 0 | 0.057082 | 0.017981 | 0.85044 | 0 | 4.8279 | 2.1271 | 0 | 0.50417 | 0.83819 | 0 | 0 | 0 | 0 | -28.5014 | 0.055283 | 0 | 0.0019171 | 0 | -0.15894 | 0 | 0 | 0 | 0 | 0 | 0 | 0 | 0 | 1.7132 | 0.0010361 | 0 | 0 | 1.8827 | 0 | 3.5851 | 0 | 0.96189 | 15.7443 | 1.2663 | 3.1569 | 0.034497 | 0.057553 | -0.6171 | 0.62859 | 0.11453 | 2.6783 | 6.5723 | 20.1055 | -0.77604 | 0 | 0.5801 | 0 | 1.7286 | 0.20543
2025_04_12 Hr 18 | 0.59008 | 0.00037933 | 0 | 0.094192 | 0.094893 | 0.081654 | 0.087276 | 0.095654 | 0.096212 | 0 | 0 | 0.016972 | 0.66 | 0.030015 | 1.4185 | 1.4185 | 4.322 | 0 | 0.0051127 | 0.0054208 | 0.010137 | 0.033051 | 0 | 0.057082 | 0.017981 | 0.84542 | 0 | 4.8279 | 2.1271 | 0 | 0.50417 | 0.83819 | 0 | 0 | 0 | 0 | -36.2709 | 0.055283 | 0 | 0.0024363 | 0 | -0.20255 | 0 | 0 | 0 | 0 | 0 | 0 | 0 | 0 | 2.0544 | 0.0010361 | 0 | 0 | 1.8827 | 0 | 2.4086 | 0 | 1.3797 | 15.7908 | 1.2663 | 3.1569 | 0.034497 | 0.057553 | -0.59008 | 0.62859 | 0.11453 | 2.6783 | -0.55228 | 20.7204 | -0.79263 | 0 | 0.5801 | 0 | 1.7286 | 0.20615
2025_04_12 Hr 19 | 0.18127 | 0.00013751 | 0 | 0.094192 | 0.094893 | 0.081655 | 0.087276 | 0.095654 | 0.096212 | 0 | 0 | 0.016972 | 0.06 | 0.0029848 | 1.4185 | 1.4185 | 4.322 | 0 | 0.0051127 | 0.0054208 | 0.010137 | 0.033051 | 0 | 0.057082 | 0.017981 | 0.85044 | 0 | 4.8279 | 2.1271 | 0 | 0.50417 | 0.83819 | 0 | 0 | 0 | 0 | -38.8449 | 0.055283 | 0 | 0.002665 | 0 | -0.22176 | 0 | 0 | 0 | 0 | 0 | 0 | 0 | 0 | 2.5335 | 0.0010361 | 0 | 0 | 1.8827 | 0 | 2.707 | 0 | 1.593 | 16.0942 | 1.2663 | 3.1569 | 0.034497 | 0.057553 | -0.18127 | 0.62859 | 0.11453 | 2.6783 | -2.7768 | 20.377 | -0.40302 | 0 | 0.5801 | 0 | 1.7286 | 0.2064
2025_04_12 Hr 20 | 0.022595 | 2.0947e-05 | 0 | 0.094192 | 0.094893 | 0.081655 | 0.087276 | 0.095654 | 0.096212 | 0 | 0 | 0.016972 | 0.03 | 0.0015641 | 1.4185 | 1.4185 | 4.322 | 0 | 0.0051127 | 0.0054208 | 0.010137 | 0.033051 | 0 | 0.057082 | 0.017981 | 0.85044 | 0 | 4.8279 | 2.1271 | 0 | 0.50417 | 0.83819 | 0 | 0 | 0 | 0 | -39.6299 | 0.055283 | 0 | 0.002793 | 0 | -0.23251 | 0 | 0 | 0 | 0 | 0 | 0 | 0 | 0 | 2.7368 | 0.0010361 | 0 | 0 | 1.8827 | 0 | 2.707 | 0 | 1.7715 | 16.0942 | 1.2663 | 3.1569 | 0.034497 | 0.057553 | -0.022595 | 0.62859 | 0.11453 | 2.6783 | -3.2227 | 20.5681 | -0.2551 | 0 | 0.5801 | 0 | 1.7286 | 0.20598
2025_04_12 Hr 21 | 0 | 0 | 0 | 0.094192 | 0.094893 | 0.081655 | 0.087276 | 0.095654 | 0.096212 | 0 | 0 | 0.016972 | 0.03 | 0.0015845 | 1.4185 | 1.4185 | 4.322 | 0 | 0.0051127 | 0.0054208 | 0.010137 | 0.033051 | 0 | 0.057082 | 0.017981 | 0.85044 | 0 | 4.8279 | 2.1271 | 0 | 0.50417 | 0.83819 | 0 | 0 | 0 | 0 | -40.4006 | 0.055283 | 0 | 0.0028295 | 0 | -0.23558 | 0 | 0 | 0 | 0 | 0 | 0 | 0 | 0 | 3.078 | 0.0010361 | 0 | 0 | 1.8827 | 0 | 2.707 | 0 | 2.0108 | 16.0942 | 1.2663 | 3.1569 | 0.034497 | 0.057553 | 0 | 0.62859 | 0.11453 | 2.6783 | -3.4174 | 21.1246 | -0.23558 | 0 | 0.5801 | 0 | 1.7286 | 0.20449
2025_04_12 Hr 22 | 0 | 0 | 0 | 0.094192 | 0.094893 | 0.081655 | 0.087276 | 0.095654 | 0.096212 | 0 | 0 | 0.016972 | 0 | 0 | 1.4185 | 1.4185 | 4.322 | 0 | 0.0051127 | 0.0054208 | 0.010137 | 0.033051 | 0 | 0.057082 | 0.017981 | 0.85044 | 0 | 4.8279 | 2.1271 | 0 | 0.50417 | 0.83819 | 0 | 0 | 0 | 0 | -38.9277 | 0.055283 | 0 | 0.0027094 | 0 | -0.22549 | 0 | 0 | 0 | 0 | 0 | 0 | 0 | 0 | 2.8094 | 0.0010361 | 0 | 0 | 1.8827 | 0 | 2.707 | 0 | 1.7105 | 16.0942 | 1.2663 | 3.1569 | 0.034497 | 0.057553 | 0 | 0.62859 | 0.11453 | 2.6783 | -2.5379 | 20.5211 | -0.22549 | 0 | 0.5801 | 0 | 1.7286 | 0.20155
2025_04_12 Hr 23 | 0 | 0 | 0 | 0.094192 | 0.094893 | 0.081655 | 0.087276 | 0.095654 | 0.096212 | 0 | 0 | 0.016972 | 0.03 | 0.0015915 | 1.4185 | 1.4185 | 4.4136 | 0 | 0.0051127 | 0.0054208 | 0.010137 | 0.033051 | 0 | 0.057082 | 0.017981 | 0.85044 | 0 | 4.8696 | 2.1271 | 0 | 0.51039 | 0.83819 | 0 | 0 | 0 | 0 | -42.2089 | 0.055283 | 0 | 0.0028419 | 0 | -0.23662 | 0 | 0 | 0 | 0 | 0 | 0 | 0 | 0 | 2.2577 | 0.0010361 | 0 | 0 | 1.8827 | 0 | 2.7561 | 0 | 1.3188 | 16.2765 | 1.2663 | 3.1569 | 0.034497 | 0.057553 | 0 | 0.62859 | 0.11453 | 2.6783 | -6.5586 | 19.6104 | -0.23662 | 0 | 0.5801 | 0 | 1.7286 | 0.19643
2025_04_12 Hr 24 | 0 | 0 | 0 | 0.094192 | 0.094893 | 0.081654 | 0.087276 | 0.095654 | 0.096212 | 0 | 0 | 0.016972 | 0.03 | 0.0013595 | 1.4185 | 1.4185 | 4.4136 | 0 | 0.0051127 | 0.0054208 | 0.010137 | 0.033051 | 0 | 0.057082 | 0.017981 | 0.85044 | 0 | 4.8696 | 2.1271 | 0 | 0.51039 | 0.83819 | 0 | 0 | 0 | 0 | -37.8668 | 0.055283 | 0 | 0.0024277 | 0 | -0.20183 | 0 | 0 | 0 | 0 | 0 | 0 | 0 | 0 | 3.078 | 0.0010361 | 0 | 0 | 1.8827 | 0 | 2.7561 | 0 | 1.3797 | 16.2765 | 1.2663 | 3.1569 | 0.034497 | 0.057553 | 0 | 0.62859 | 0.11453 | 2.6783 | -1.3049 | 20.4872 | -0.20183 | 0 | 0.5801 | 0 | 1.7286 | 0.19219
2025_04_13 Hr 01 | 0 | 0 | 0 | 0.094192 | 0.094893 | 0.081654 | 0.087276 | 0.095654 | 0.096212 | 0 | 0 | 0.016972 | 0.09 | 0.0041158 | 1.4185 | 1.4185 | 4.4136 | 0 | 0.0051127 | 0.0054208 | 0.010137 | 0.033051 | 0 | 0.057082 | 0.017981 | 0.85044 | 0 | 4.8696 | 2.1271 | 0 | 0.51039 | 0.83819 | 0 | 0 | 0 | 0 | -39.2406 | 0.055283 | 0 | 0.0024499 | 0 | -0.20369 | 0 | 0 | 0 | 0 | 0 | 0 | 0 | 0 | 2.8094 | 0.0010361 | 0 | 0 | 1.8827 | 0 | 2.7561 | 0 | 1.5321 | 16.2765 | 1.2663 | 3.1569 | 0.034497 | 0.057553 | 0 | 0.62859 | 0.11453 | 2.6783 | -2.7369 | 20.4308 | -0.20369 | 0 | 0.5801 | 0 | 1.7286 | 0.18937
2025_04_13 Hr 02 | 0 | 0 | 0 | 0.094192 | 0.094893 | 0.081655 | 0.087276 | 0.095654 | 0.096212 | 0 | 0 | 0.016972 | 0.18 | 0.0083775 | 1.4185 | 1.4185 | 4.4136 | 0 | 0.0051127 | 0.0054208 | 0.010137 | 0.033051 | 0 | 0.057082 | 0.017981 | 0.85044 | 0 | 4.8696 | 2.1271 | 0 | 0.51039 | 0.83819 | 0 | 0 | 0 | 0 | -41.0963 | 0.055283 | 0 | 0.0024933 | 0 | -0.20734 | 0 | 0 | 0 | 0 | 0 | 0 | 0 | 0 | 3.0126 | 0.0010361 | 0 | 0 | 1.8827 | 0 | 2.7561 | 0 | 1.6801 | 16.2765 | 1.2663 | 3.1569 | 0.034497 | 0.057553 | 0 | 0.62859 | 0.11453 | 2.6783 | -4.1515 | 20.8756 | -0.20734 | 0 | 0.5801 | 0 | 1.7286 | 0.18864
2025_04_13 Hr 03 | 0 | 0 | 0 | 0.094192 | 0.094893 | 0.081655 | 0.087276 | 0.095654 | 0.096212 | 0 | 0 | 0.016972 | 0.48 | 0.024436 | 1.4185 | 1.4185 | 4.4136 | 0 | 0.0051127 | 0.0054208 | 0.010137 | 0.033051 | 0 | 0.057082 | 0.017981 | 0.85044 | 0 | 4.8696 | 2.1271 | 0 | 0.51039 | 0.83819 | 0 | 0 | 0 | 0 | -46.8195 | 0.055283 | 0 | 0.0027273 | 0 | -0.22699 | 0 | 0 | 0 | 0 | 0 | 0 | 0 | 0 | 3.2159 | 0.0010361 | 0 | 0 | 1.8827 | 0 | 2.7561 | 0 | 2.1632 | 16.2765 | 1.2663 | 3.1569 | 0.034497 | 0.057553 | 0 | 0.62859 | 0.11453 | 2.6783 | -8.8933 | 21.8767 | -0.22699 | 0 | 0.5801 | 0 | 1.7286 | 0.18725
2025_04_13 Hr 04 | 0 | 0 | 0 | 0.094192 | 0.094893 | 0.081655 | 0.087276 | 0.095654 | 0.096212 | 0 | 0 | 0.016972 | 0.84 | 0.042763 | 1.4185 | 1.4185 | 4.4136 | 0 | 0.0051127 | 0.0054208 | 0.010137 | 0.033051 | 0 | 0.057082 | 0.017981 | 0.85044 | 0 | 4.8696 | 2.1271 | 0 | 0.51039 | 0.83819 | 0 | 0 | 0 | 0 | -47.3044 | 0.055283 | 0 | 0.0027272 | 0 | -0.22699 | 0 | 0 | 0 | 0 | 0 | 0 | 0 | 0 | 3.833 | 0.0010361 | 0 | 0 | 1.8827 | 0 | 2.7561 | 0 | 2.4896 | 16.2765 | 1.2663 | 3.1569 | 0.034497 | 0.057553 | 0 | 0.62859 | 0.11453 | 2.6783 | -8.0568 | 23.1981 | -0.22699 | 0 | 0.5801 | 0 | 1.7286 | 0.1869
2025_04_13 Hr 05 | 0 | 0 | 0 | 0.094192 | 0.094893 | 0.081655 | 0.087276 | 0.095654 | 0.096212 | 0 | 0 | 0.016972 | 1.02 | 0.051173 | 1.4185 | 1.4185 | 4.4136 | 0 | 0.0051127 | 0.0054208 | 0.010137 | 0.033051 | 0 | 0.057082 | 0.017981 | 0.85044 | 0 | 4.8696 | 2.1271 | 0 | 0.51039 | 0.83819 | 0 | 0 | 0 | 0 | -47.3699 | 0.055283 | 0 | 0.0026877 | 0 | -0.22366 | 0 | 0 | 0 | 0 | 0 | 0 | 0 | 0 | 4.1088 | 0.0010361 | 0 | 0 | 1.8827 | 0 | 2.7561 | 0 | 2.7595 | 16.2765 | 1.2663 | 3.1569 | 0.034497 | 0.057553 | 0 | 0.62859 | 0.11453 | 2.6783 | -7.3823 | 23.9348 | -0.22366 | 0 | 0.5801 | 0 | 1.7286 | 0.18942
2025_04_13 Hr 06 | 0 | 0 | 0 | 0.094192 | 0.094893 | 0.081654 | 0.087276 | 0.095654 | 0.096212 | 0 | 0 | 0.016972 | 1.11 | 0.050211 | 1.4185 | 1.4185 | 4.4136 | 0 | 0.0051127 | 0.0054208 | 0.010137 | 0.033051 | 0 | 0.057082 | 0.017981 | 0.85044 | 0 | 4.8696 | 2.1271 | 0 | 0.51039 | 0.83819 | 0 | 0 | 0 | 0 | -42.5856 | 0.055283 | 0 | 0.0024233 | 0 | -0.20146 | 0 | 0 | 0 | 0 | 0 | 0 | 0 | 0 | 3.9709 | 0.0010361 | 0 | 0 | 1.8827 | 0 | 2.7561 | 0 | 2.8204 | 16.2765 | 1.2663 | 3.1569 | 0.034497 | 0.057553 | 0 | 0.62859 | 0.11453 | 2.6783 | -2.561 | 23.9496 | -0.20146 | 0 | 0.5801 | 0 | 1.7286 | 0.19219
2025_04_13 Hr 07 | 0.022885 | 0 | 0 | 0.094192 | 0.094893 | 0.081655 | 0.087276 | 0.095654 | 0.096212 | 0 | 0 | 0.016972 | 1.23 | 0.057314 | 1.4185 | 1.4185 | 4.322 | 0 | 0.0051127 | 0.0054208 | 0.010137 | 0.033051 | 0 | 0.057082 | 0.017981 | 0.85044 | 0 | 4.8279 | 2.1271 | 0 | 0.50417 | 0.83819 | 0 | 0 | 0 | 0 | -42.956 | 0.055283 | 0 | 0.0024963 | 0 | -0.20759 | 0 | 0 | 0 | 0 | 0 | 0 | 0 | 0 | 3.833 | 0.0010361 | 0 | 0 | 1.8827 | 0 | 2.707 | 0 | 2.9118 | 16.0942 | 1.2663 | 3.1569 | 0.034497 | 0.057553 | -0.022885 | 0.62859 | 0.11453 | 2.6783 | -3.0414 | 24.051 | -0.23047 | 0 | 0.5801 | 0 | 1.7286 | 0.19633
2025_04_13 Hr 08 | 0.40874 | 0 | 0 | 0.094192 | 0.094893 | 0.081654 | 0.087276 | 0.095654 | 0.096212 | 0 | 0 | 0.016972 | 0.78 | 0.033695 | 1.4185 | 1.4185 | 4.322 | 0 | 0.0051127 | 0.0054208 | 0.010137 | 0.033051 | 0 | 0.057082 | 0.017981 | 0.85044 | 0 | 4.8279 | 2.1271 | 0 | 0.50417 | 0.83819 | 0 | 0 | 0 | 0 | -37.6153 | 0.055283 | 0 | 0.0023142 | 0 | -0.19229 | 0 | 0 | 0 | 0 | 0 | 0 | 0 | 0 | 3.695 | 0.0010361 | 0 | 0 | 1.8827 | 0 | 2.707 | 0 | 3.0337 | 16.0942 | 1.2663 | 3.1569 | 0.034497 | 0.057553 | -0.40874 | 0.62859 | 0.11453 | 2.6783 | 1.8286 | 23.9508 | -0.60103 | 0 | 0.5801 | 0 | 1.7286 | 0.2
2025_04_13 Hr 09 | 0.4771 | 0 | 0 | 0 | 0 | 0 | 0 | 0 | 0 | 0 | 0 | 0.016972 | 0.84 | 0.028363 | 1.4185 | 1.4185 | 4.322 | 0 | 0.0051127 | 0.0054208 | 0.010137 | 0.033051 | 0 | 0.057082 | 0.017981 | 0.85044 | 0 | 4.8279 | 2.1271 | 0 | 0.50417 | 0.83819 | 0 | 0 | 0 | 0 | -25.6221 | 0.055283 | 0 | 0.0057883 | 0 | -0.14984 | 0 | 0 | 0 | 0 | 0 | 0 | 0 | 0 | 3.695 | 0.0010361 | 0 | 0 | 1.8827 | 0 | 0 | 0 | 2.8813 | 12.8373 | 1.2663 | 3.1569 | 0.034497 | 0.057553 | -0.4771 | 0.62859 | 0.11453 | 2.6783 | 10.513 | 23.9248 | -0.62694 | 0 | 0.5801 | 0 | 1.7286 | 0.20326
2025_04_13 Hr 10 | 0.49926 | 4.5254e-06 | 0 | 0 | 0 | 0 | 0 | 0 | 0 | 0 | 0 | 0.016972 | 0.93 | 0.03741 | 1.4185 | 1.4185 | 4.322 | 0 | 0.0051127 | 0.0054208 | 0.010137 | 0.033051 | 0 | 0.057082 | 0.017981 | 0.85044 | 0 | 4.8279 | 2.1271 | 0 | 0.50417 | 0.83819 | 0 | 0 | 0 | 0 | -30.3705 | 0.055283 | 0 | 0.0068959 | 0 | -0.17892 | 0 | 0 | 0 | 0 | 0 | 0 | 0 | 0 | 3.9709 | 0.0010361 | 0 | 0 | 1.8827 | 0 | 0 | 0 | 2.8509 | 12.8373 | 1.2663 | 3.1569 | 0.034497 | 0.057553 | -0.49926 | 0.62859 | 0.11453 | 2.6783 | 6.0815 | 24.2929 | -0.67818 | 0 | 0.5801 | 0 | 1.7286 | 0.20477
2025_04_13 Hr 11 | 0.4771 | 2.0504e-05 | 0 | 0 | 0 | 0 | 0 | 0 | 0 | 0 | 0 | 0.016972 | 1.05 | 0.038275 | 1.4185 | 1.4185 | 4.322 | 0 | 0.0051127 | 0.0054208 | 0.010137 | 0.033051 | 0 | 0.057082 | 0.017981 | 0.85044 | 0 | 4.8279 | 2.1271 | 0 | 0.50417 | 0.83819 | 0 | 0 | 0 | 0 | -27.7356 | 0.055283 | 0 | 0.0062489 | 0 | -0.16193 | 0 | 0 | 0 | 0 | 0 | 0 | 0 | 0 | 3.7676 | 0.0010361 | 0 | 0 | 1.8827 | 0 | 0 | 0 | 2.8509 | 12.8373 | 1.2663 | 3.1569 | 0.034497 | 0.057553 | -0.4771 | 0.62859 | 0.11453 | 2.6783 | 8.6492 | 24.1865 | -0.63904 | 0 | 0.5801 | 0 | 1.7286 | 0.20296
2025_04_13 Hr 12 | 0.59 | 2.9732e-05 | 0 | 0 | 0 | 0 | 0 | 0 | 0 | 0 | 0 | 0.016972 | 1.14 | 0.036362 | 1.4185 | 1.4185 | 4.322 | 0 | 0.0051127 | 0.0054208 | 0.010137 | 0.033051 | 0 | 0.057082 | 0.017981 | 0.85044 | 0 | 4.8279 | 2.1271 | 0 | 0.50417 | 0.83819 | 0 | 0 | 0 | 0 | -24.5786 | 0.055283 | 0 | 0.005468 | 0 | -0.14144 | 0 | 0 | 0 | 0 | 0 | 0 | 0 | 0 | 3.2885 | 0.0010361 | 0 | 0 | 1.8827 | 0 | 0 | 0 | 2.9727 | 12.8373 | 1.2663 | 3.1569 | 0.034497 | 0.057553 | -0.59 | 0.62859 | 0.11453 | 2.6783 | 11.5567 | 24.0294 | -0.73144 | 0 | 0.5801 | 0 | 1.7286 | 0.20212
2025_04_13 Hr 13 | 0.56726 | 1.848e-05 | 0 | 0 | 0 | 0 | 0 | 0 | 0 | 0 | 0 | 0.016972 | 1.17 | 0.036361 | 1.4185 | 1.4185 | 4.3083 | 0 | 0.0051127 | 0.0054208 | 0.010137 | 0.033051 | 0 | 0.057082 | 0.017981 | 0.84877 | 0 | 4.8279 | 2.1271 | 0 | 0.50417 | 0.83819 | 0 | 0 | 0 | 0 | -23.038 | 0.055283 | 0 | 0.0053277 | 0 | -0.13775 | 0 | 0 | 0 | 0 | 0 | 0 | 0 | 0 | 2.4682 | 0.0010361 | 0 | 0 | 1.8827 | 0 | 0 | 0 | 2.9118 | 12.822 | 1.2663 | 3.1569 | 0.034497 | 0.057553 | -0.56726 | 0.62859 | 0.11453 | 2.6783 | 12.2329 | 23.1539 | -0.70502 | 0 | 0.5801 | 0 | 1.7286 | 0.20062
2025_04_13 Hr 14 | 0.47703 | 2.6629e-05 | 0 | 0 | 0 | 0 | 0 | 0 | 0 | 0 | 0 | 0.016972 | 1.08 | 0.019242 | 1.4074 | 1.4074 | 2.7802 | 0 | 0.0051127 | 0.0054208 | 0.010137 | 0.033051 | 0 | 0.057082 | 0.017981 | 0.31775 | 0 | 3.6189 | 2.1271 | 0 | 0.35427 | 0.83819 | 0 | 0 | 0 | 0 | -9.9807 | 0.055283 | 0 | 0.0030542 | 0 | -0.078073 | 0 | 0 | 0 | 0 | 0 | 0 | 0 | 0 | 2.0544 | 0.0010361 | 0 | 0 | 1.8827 | 0 | 0 | 0 | 2.6724 | 9.5315 | 1.2663 | 3.1569 | 0.034497 | 0.057553 | -0.47703 | 0.62859 | 0.11453 | 2.6783 | 21.1486 | 22.1529 | -0.5551 | 0 | 0.5801 | 0 | 1.7286 | 0.19996
2025_04_13 Hr 15 | 0.47703 | 3.6863e-05 | 0 | 0 | 0 | 0 | 0 | 0 | 0 | 0 | 0 | 0.016972 | 0.96 | 0.023178 | 1.3615 | 1.3615 | 3.2735 | 0 | 0.0051127 | 0.0054208 | 0.010137 | 0.033051 | 0 | 0.057082 | 0.017981 | 0.35292 | 0 | 4.1346 | 2.1271 | 0 | 0.41821 | 0.83819 | 0 | 0 | 0 | 0 | -14.6724 | 0.055283 | 0 | 0.004139 | 0 | -0.10655 | 0 | 0 | 0 | 0 | 0 | 0 | 0 | 0 | 2.8094 | 0.0010361 | 0 | 0 | 1.8827 | 0 | 0 | 0 | 2.1893 | 10.4841 | 1.2663 | 3.1569 | 0.034497 | 0.057553 | -0.47703 | 0.62859 | 0.11453 | 2.6783 | 17.5998 | 22.3718 | -0.58358 | 0 | 0.5801 | 0 | 1.7286 | 0.19912
2025_04_13 Hr 16 | 0.47718 | 4.31e-05 | 0 | 0 | 0 | 0 | 0 | 0 | 0 | 0 | 0 | 0.016972 | 0.96 | 0.024288 | 1.4185 | 1.4185 | 3.7054 | 0 | 0.0051127 | 0.0054208 | 0.010137 | 0.033051 | 0 | 0.057082 | 0.017981 | 0.37804 | 0 | 4.7082 | 2.1271 | 0 | 0.48932 | 0.83819 | 0 | 0 | 0 | 0 | -16.0707 | 0.055283 | 0 | 0.0043371 | 0 | -0.11175 | 0 | 0 | 0 | 0 | 0 | 0 | 0 | 0 | 3.078 | 0.0010361 | 0 | 0 | 1.8827 | 0 | 0 | 0 | 1.8019 | 11.6285 | 1.2663 | 3.1569 | 0.034497 | 0.057553 | -0.47718 | 0.62859 | 0.11453 | 2.6783 | 17.2958 | 22.3269 | -0.58892 | 0 | 0.5801 | 0 | 1.7286 | 0.20062
2025_04_13 Hr 17 | 0.59756 | 4.0434e-05 | 0 | 0 | 0 | 0 | 0 | 0 | 0 | 0 | 0 | 0.016972 | 0.93 | 0.02819 | 1.4185 | 1.4185 | 4.2946 | 0 | 0.0051127 | 0.0054208 | 0.010137 | 0.033051 | 0 | 0.057082 | 0.017981 | 0.6092 | 0 | 4.8279 | 2.1271 | 0 | 0.50417 | 0.83819 | 0 | 0 | 0 | 0 | -19.3737 | 0.055283 | 0 | 0.0051963 | 0 | -0.1343 | 0 | 0 | 0 | 0 | 0 | 0 | 0 | 0 | 4.0435 | 0.0010361 | 0 | 0 | 1.8827 | 0 | 0 | 0 | 1.5016 | 12.5687 | 1.2663 | 3.1569 | 0.034497 | 0.057553 | -0.59756 | 0.62859 | 0.11453 | 2.6783 | 15.5651 | 23.102 | -0.73186 | 0 | 0.5801 | 0 | 1.7286 | 0.20145
2025_04_13 Hr 18 | 0.52222 | 6.4037e-05 | 0 | 0.0078493 | 0.0079078 | 0.0068045 | 0.007273 | 0.0079711 | 0.0080177 | 0 | 0 | 0.016972 | 0.96 | 0.039845 | 1.4185 | 1.4185 | 4.322 | 0 | 0.0051127 | 0.0054208 | 0.010137 | 0.033051 | 0 | 0.057082 | 0.017981 | 0.82026 | 0 | 4.8279 | 2.1271 | 0 | 0.50417 | 0.83819 | 0 | 0 | 0 | 0 | -26.2281 | 0.055283 | 0 | 0.0053684 | 0 | -0.18468 | 0 | 0 | 0 | 0 | 0 | 0 | 0 | 0 | 3.9709 | 0.0010361 | 0 | 0 | 1.8827 | 0 | 1.9257 | 0 | 1.4407 | 13.5507 | 1.2663 | 3.1569 | 0.034497 | 0.057553 | -0.52222 | 0.62859 | 0.11453 | 2.6783 | 9.5519 | 22.9362 | -0.7069 | 0 | 0.5801 | 0 | 1.7286 | 0.20284
2025_04_13 Hr 19 | 0.1586 | 4.378e-05 | 0 | 0 | 0 | 0 | 0 | 0 | 0 | 0 | 0 | 0.016972 | 1.44 | 0.066487 | 1.4185 | 1.4185 | 4.322 | 0 | 0.0051127 | 0.0054208 | 0.010137 | 0.033051 | 0 | 0.057082 | 0.017981 | 0.85044 | 0 | 4.8279 | 2.1271 | 0 | 0.50417 | 0.83819 | 0 | 0 | 0 | 0 | -32.9468 | 0.055283 | 0 | 0.0054416 | 0 | -0.20567 | 0 | 0 | 0 | 0 | 0 | 0 | 0 | 0 | 3.5644 | 0.0010361 | 0 | 0 | 1.8827 | 0 | 2.707 | 0 | 1.741 | 15.5443 | 1.2663 | 3.1569 | 0.034497 | 0.057553 | -0.1586 | 0.62859 | 0.11453 | 2.6783 | 5.2079 | 22.9746 | -0.36427 | 0 | 0.5801 | 0 | 1.7286 | 0.20446
2025_04_13 Hr 20 | 0.045044 | 1.7471e-05 | 0 | 0 | 0 | 0 | 0 | 0 | 0 | 0 | 0 | 0.016972 | 2.25 | 0.081529 | 1.4185 | 1.4185 | 4.322 | 0 | 0.0051127 | 0.0054208 | 0.010137 | 0.033051 | 0 | 0.057082 | 0.017981 | 0.85044 | 0 | 4.8279 | 2.1271 | 0 | 0.50417 | 0.83819 | 0 | 0 | 0 | 0 | -28.3932 | 0.055283 | 0 | 0.0042706 | 0 | -0.16096 | 0 | 0 | 0 | 0 | 0 | 0 | 0 | 0 | 3.2885 | 0.0010361 | 0 | 0 | 1.8827 | 0 | 2.2435 | 0 | 2.0108 | 15.0808 | 1.2663 | 3.1569 | 0.034497 | 0.057553 | -0.045044 | 0.62859 | 0.11453 | 2.6783 | 10.1647 | 23.6831 | -0.206 | 0 | 0.5801 | 0 | 1.7286 | 0.20749
2025_04_13 Hr 21 | 0 | 0 | 0 | 0 | 0 | 0 | 0 | 0 | 0 | 0 | 0 | 0.016972 | 2.43 | 0.074455 | 1.4185 | 1.4185 | 4.322 | 0 | 0.0051127 | 0.0054208 | 0.010137 | 0.033051 | 0 | 0.057082 | 0.017981 | 0.85044 | 0 | 4.8279 | 2.1271 | 0 | 0.50417 | 0.83819 | 0 | 0 | 0 | 0 | -23.5079 | 0.055283 | 0 | 0.0036111 | 0 | -0.13578 | 0 | 0 | 0 | 0 | 0 | 0 | 0 | 0 | 3.2885 | 0.0010361 | 0 | 0 | 1.8827 | 0 | 2.089 | 0 | 1.6496 | 14.9263 | 1.2663 | 3.1569 | 0.034497 | 0.057553 | 0 | 0.62859 | 0.11453 | 2.6783 | 14.733 | 23.4504 | -0.13578 | 0 | 0.5801 | 0 | 1.7286 | 0.2082
2025_04_13 Hr 22 | 0 | 0 | 0 | 0 | 0 | 0 | 0 | 0 | 0 | 0 | 0 | 0.016972 | 2.55 | 0.077406 | 1.4185 | 1.4185 | 4.322 | 0 | 0.0051127 | 0.0054208 | 0.010137 | 0.033051 | 0 | 0.057082 | 0.017981 | 0.85044 | 0 | 4.8279 | 2.1271 | 0 | 0.50417 | 0.83819 | 0 | 0 | 0 | 0 | -23.6488 | 0.055283 | 0 | 0.0035776 | 0 | -0.1345 | 0 | 0 | 0 | 0 | 0 | 0 | 0 | 0 | 3.3538 | 0.0010361 | 0 | 0 | 1.8827 | 0 | 2.089 | 0 | 1.3797 | 14.9263 | 1.2663 | 3.1569 | 0.034497 | 0.057553 | 0 | 0.62859 | 0.11453 | 2.6783 | 14.5071 | 23.3641 | -0.1345 | 0 | 0.5801 | 0 | 1.7286 | 0.20351
2025_04_13 Hr 23 | 0 | 0 | 0 | 0 | 0 | 0 | 0 | 0 | 0 | 0 | 0 | 0.016972 | 2.52 | 0.091866 | 1.4185 | 1.4185 | 4.4136 | 0 | 0.0051127 | 0.0054208 | 0.010137 | 0.033051 | 0 | 0.057082 | 0.017981 | 0.85044 | 0 | 4.8696 | 2.1271 | 0 | 0.51039 | 0.83819 | 0 | 0 | 0 | 0 | -30.3733 | 0.055283 | 0 | 0.0042964 | 0 | -0.16195 | 0 | 0 | 0 | 0 | 0 | 0 | 0 | 0 | 3.833 | 0.0010361 | 0 | 0 | 1.8827 | 0 | 2.4117 | 0 | 1.3797 | 15.3822 | 1.2663 | 3.1569 | 0.034497 | 0.057553 | 0 | 0.62859 | 0.11453 | 2.6783 | 8.6738 | 23.8269 | -0.16195 | 0 | 0.5801 | 0 | 1.7286 | 0.19641
2025_04_13 Hr 24 | 0 | 0 | 0 | 0 | 0 | 0.081654 | 0 | 0 | 0 | 0 | 0 | 0.016972 | 2.28 | 0.066241 | 1.4185 | 1.4185 | 4.4136 | 0 | 0.0051127 | 0.0054208 | 0.010137 | 0.033051 | 0 | 0.057082 | 0.017981 | 0.85044 | 0 | 4.8696 | 2.1271 | 0 | 0.51039 | 0.83819 | 0 | 0 | 0 | 0 | -25.0862 | 0.055283 | 0 | 0.0031128 | 0 | -0.12864 | 0 | 0 | 0 | 0 | 0 | 0 | 0 | 0 | 4.3121 | 0.0010361 | 0 | 0 | 1.8827 | 0 | 2.1762 | 0 | 1.3797 | 15.2284 | 1.2663 | 3.1569 | 0.034497 | 0.057553 | 0 | 0.62859 | 0.11453 | 2.6783 | 14.0496 | 24.0361 | -0.12864 | 0 | 0.5801 | 0 | 1.7286 | 0.19214
2025_04_14 Hr 01 | 0 | 0 | 0 | 0 | 0 | 0.081654 | 0 | 0 | 0 | 0 | 0 | 0.016972 | 1.89 | 0.06221 | 1.4185 | 1.4185 | 4.4136 | 0 | 0.0051127 | 0.0054208 | 0.010137 | 0.033051 | 0 | 0.057082 | 0.017981 | 0.85044 | 0 | 4.8696 | 2.1271 | 0 | 0.51039 | 0.83819 | 0 | 0 | 0 | 0 | -29.1753 | 0.055283 | 0 | 0.0035267 | 0 | -0.14602 | 0 | 0 | 0 | 0 | 0 | 0 | 0 | 0 | 4.5226 | 0.0010361 | 0 | 0 | 1.8827 | 0 | 2.1762 | 0 | 1.4102 | 15.2284 | 1.2663 | 3.1569 | 0.034497 | 0.057553 | 0 | 0.62859 | 0.11453 | 2.6783 | 9.7889 | 23.8818 | -0.14602 | 0 | 0.5801 | 0 | 1.7286 | 0.19086
2025_04_14 Hr 02 | 0 | 0 | 0 | 0 | 0 | 0.081654 | 0 | 0 | 0 | 0 | 0 | 0.016972 | 1.77 | 0.055982 | 1.4185 | 1.4185 | 4.4136 | 0 | 0.0051127 | 0.0054208 | 0.010137 | 0.033051 | 0 | 0.057082 | 0.017981 | 0.85044 | 0 | 4.8696 | 2.1271 | 0 | 0.51039 | 0.83819 | 0 | 0 | 0 | 0 | -27.7433 | 0.055283 | 0 | 0.0033888 | 0 | -0.14023 | 0 | 0 | 0 | 0 | 0 | 0 | 0 | 0 | 4.5879 | 0.0010361 | 0 | 0 | 1.8827 | 0 | 2.1762 | 0 | 1.4711 | 15.2284 | 1.2663 | 3.1569 | 0.034497 | 0.057553 | 0 | 0.62859 | 0.11453 | 2.6783 | 11.2247 | 23.8798 | -0.14023 | 0 | 0.5801 | 0 | 1.7286 | 0.18885
2025_04_14 Hr 03 | 0 | 0 | 0 | 0 | 0 | 0.081654 | 0 | 0 | 0 | 0 | 0 | 0.016972 | 1.77 | 0.06179 | 1.4185 | 1.4185 | 4.4136 | 0 | 0.0051127 | 0.0054208 | 0.010137 | 0.033051 | 0 | 0.057082 | 0.017981 | 0.85044 | 0 | 4.8696 | 2.1271 | 0 | 0.51039 | 0.83819 | 0 | 0 | 0 | 0 | -30.4473 | 0.055283 | 0 | 0.0037403 | 0 | -0.15499 | 0 | 0 | 0 | 0 | 0 | 0 | 0 | 0 | 4.45 | 0.0010361 | 0 | 0 | 1.8827 | 0 | 2.1762 | 0 | 1.4407 | 15.2284 | 1.2663 | 3.1569 | 0.034497 | 0.057553 | 0 | 0.62859 | 0.11453 | 2.6783 | 8.3427 | 23.7166 | -0.15499 | 0 | 0.5801 | 0 | 1.7286 | 0.18824
2025_04_14 Hr 04 | 0 | 0 | 0 | 0 | 0 | 0.081654 | 0 | 0 | 0 | 0 | 0 | 0.016972 | 1.38 | 0.05209 | 1.4185 | 1.4185 | 4.4136 | 0 | 0.0051127 | 0.0054208 | 0.010137 | 0.033051 | 0 | 0.057082 | 0.017981 | 0.85044 | 0 | 4.8696 | 2.1271 | 0 | 0.51039 | 0.83819 | 0 | 0 | 0 | 0 | -33.1838 | 0.055283 | 0 | 0.0040443 | 0 | -0.16776 | 0 | 0 | 0 | 0 | 0 | 0 | 0 | 0 | 4.7912 | 0.0010361 | 0 | 0 | 1.8827 | 0 | 2.6261 | 0 | 1.4711 | 15.6783 | 1.2663 | 3.1569 | 0.034497 | 0.057553 | 0 | 0.62859 | 0.11453 | 2.6783 | 6.0176 | 23.6909 | -0.16776 | 0 | 0.5801 | 0 | 1.7286 | 0.19055
2025_04_14 Hr 05 | 0 | 0 | 0 | 0 | 0 | 0.081655 | 0.087276 | 0 | 0 | 0 | 0 | 0.016972 | 1.65 | 0.089474 | 1.4185 | 1.4185 | 4.4136 | 0 | 0.0051127 | 0.0054208 | 0.010137 | 0.033051 | 0 | 0.057082 | 0.017981 | 0.85044 | 0 | 4.8696 | 2.1271 | 0 | 0.51039 | 0.83819 | 0 | 0 | 0 | 0 | -48.9932 | 0.055283 | 0 | 0.005229 | 0 | -0.24192 | 0 | 0 | 0 | 0 | 0 | 0 | 0 | 0 | 5.0017 | 0.0010361 | 0 | 0 | 1.8827 | 0 | 2.7561 | 0 | 1.6191 | 15.8956 | 1.2663 | 3.1569 | 0.034497 | 0.057553 | 0 | 0.62859 | 0.11453 | 2.6783 | -8.9782 | 24.3614 | -0.24192 | 0 | 0.5801 | 0 | 1.7286 | 0.19515
2025_04_14 Hr 06 | 0 | 0 | 0 | 0.094192 | 0.094893 | 0.081655 | 0.087276 | 0 | 0 | 0 | 0 | 0.016972 | 1.02 | 0.053457 | 1.4185 | 1.4185 | 4.4136 | 0 | 0.0051127 | 0.0054208 | 0.010137 | 0.033051 | 0 | 0.057082 | 0.017981 | 0.85044 | 0 | 4.8696 | 2.1271 | 0 | 0.51039 | 0.83819 | 0 | 0 | 0 | 0 | -44.1208 | 0.055283 | 0 | 0.0039307 | 0 | -0.23374 | 0 | 0 | 0 | 0 | 0 | 0 | 0 | 0 | 5.4808 | 0.0010361 | 0 | 0 | 1.8827 | 0 | 2.7561 | 0 | 1.7715 | 16.0846 | 1.2663 | 3.1569 | 0.034497 | 0.057553 | 0 | 0.62859 | 0.11453 | 2.6783 | -3.9351 | 24.3349 | -0.23374 | 0 | 0.5801 | 0 | 1.7286 | 0.20322
2025_04_14 Hr 07 | 0 | 0 | 0 | 0.094192 | 0.094893 | 0.081655 | 0.087276 | 0.079712 | 0.080177 | 0 | 0 | 0.016972 | 1.17 | 0.06771 | 1.4185 | 1.4185 | 4.322 | 0 | 0.0051127 | 0.0054208 | 0.010137 | 0.033051 | 0 | 0.057082 | 0.017981 | 0.85044 | 0 | 4.8279 | 2.1271 | 0 | 0.50417 | 0.83819 | 0 | 0 | 0 | 0 | -43.4661 | 0.055283 | 0 | 0.0032891 | 0 | -0.25832 | 0 | 0 | 0 | 0 | 0 | 0 | 0 | 0 | 4.8638 | 0.0010361 | 0 | 0 | 1.8827 | 0 | 2.707 | 0 | 1.7715 | 16.0622 | 1.2663 | 3.1569 | 0.034497 | 0.057553 | 0 | 0.62859 | 0.11453 | 2.6783 | -3.7763 | 23.886 | -0.25832 | 0 | 0.5801 | 0 | 1.7286 | 0.21335
2025_04_14 Hr 08 | 0.11341 | 0 | 0 | 0.094192 | 0.094893 | 0.081655 | 0.087276 | 0.023913 | 0.024053 | 0 | 0 | 0.016972 | 0.96 | 0.058772 | 1.4185 | 1.4185 | 4.322 | 0 | 0.0051127 | 0.0054208 | 0.010137 | 0.033051 | 0 | 0.057082 | 0.017981 | 0.85044 | 0 | 4.8279 | 2.1271 | 0 | 0.50417 | 0.83819 | 0 | 0 | 0 | 0 | -42.4905 | 0.055283 | 0 | 0.0042216 | 0 | -0.2734 | 0 | 0 | 0 | 0 | 0 | 0 | 0 | 0 | 4.5226 | 0.0010361 | 0 | 0 | 1.8827 | 0 | 2.707 | 0 | 1.889 | 15.9503 | 1.2663 | 3.1569 | 0.034497 | 0.057553 | -0.11341 | 0.62859 | 0.11453 | 2.6783 | -3.3662 | 23.5608 | -0.3868 | 0 | 0.5801 | 0 | 1.7286 | 0.21741
2025_04_14 Hr 09 | 0.24927 | 5.6009e-06 | 0 | 0.094192 | 0.094893 | 0.081655 | 0 | 0 | 0 | 0 | 0 | 0.016972 | 0.69 | 0.040078 | 1.4185 | 1.4185 | 4.322 | 0 | 0.0051127 | 0.0054208 | 0.010137 | 0.033051 | 0 | 0.057082 | 0.017981 | 0.85044 | 0 | 4.8279 | 2.1271 | 0 | 0.50417 | 0.83819 | 0 | 0 | 0 | 0 | -37.9664 | 0.055283 | 0 | 0.0049786 | 0 | -0.25928 | 0 | 0 | 0 | 0 | 0 | 0 | 0 | 0 | 4.3121 | 0.0010361 | 0 | 0 | 1.8827 | 0 | 2.707 | 0 | 1.8629 | 15.815 | 1.2663 | 3.1569 | 0.034497 | 0.057553 | -0.24927 | 0.62859 | 0.11453 | 2.6783 | 0.50914 | 23.1691 | -0.50854 | 0 | 0.5801 | 0 | 1.7286 | 0.21512
2025_04_14 Hr 10 | 0.43155 | 3.8445e-05 | 0 | 0 | 0 | 0 | 0 | 0 | 0 | 0 | 0 | 0.016972 | 0.9 | 0.045807 | 1.4185 | 1.4185 | 4.322 | 0 | 0.0051127 | 0.0054208 | 0.010137 | 0.033051 | 0 | 0.057082 | 0.017981 | 0.85044 | 0 | 4.8279 | 2.1271 | 0 | 0.50417 | 0.83819 | 0 | 0 | 0 | 0 | -29.0413 | 0.055283 | 0 | 0.0087252 | 0 | -0.22694 | 0 | 0 | 0 | 0 | 0 | 0 | 0 | 0 | 3.9709 | 0.0010361 | 0 | 0 | 1.8827 | 0 | 0 | 0 | 1.6191 | 12.8373 | 1.2663 | 3.1569 | 0.034497 | 0.057553 | -0.43155 | 0.62859 | 0.11453 | 2.6783 | 6.1167 | 22.9792 | -0.65849 | 0 | 0.5801 | 0 | 1.7286 | 0.21213
2025_04_14 Hr 11 | 0.45429 | 6.5242e-05 | 0 | 0 | 0 | 0 | 0 | 0 | 0 | 0 | 0 | 0.016972 | 0.96 | 0.046953 | 1.4185 | 1.4185 | 4.322 | 0 | 0.0051127 | 0.0054208 | 0.010137 | 0.033051 | 0 | 0.057082 | 0.017981 | 0.85044 | 0 | 4.8279 | 2.1271 | 0 | 0.50417 | 0.83819 | 0 | 0 | 0 | 0 | -29.6996 | 0.055283 | 0 | 0.0083845 | 0 | -0.21799 | 0 | 0 | 0 | 0 | 0 | 0 | 0 | 0 | 3.833 | 0.0010361 | 0 | 0 | 1.8827 | 0 | 0 | 0 | 1.6801 | 12.8373 | 1.2663 | 3.1569 | 0.034497 | 0.057553 | -0.45429 | 0.62859 | 0.11453 | 2.6783 | 5.451 | 22.9856 | -0.67228 | 0 | 0.5801 | 0 | 1.7286 | 0.2116
2025_04_14 Hr 12 | 0.54503 | 0.00019775 | 0 | 0 | 0 | 0 | 0 | 0 | 0 | 0 | 0 | 0.016972 | 1.11 | 0.045986 | 1.4185 | 1.4185 | 4.322 | 0 | 0.0051127 | 0.0054208 | 0.010137 | 0.033051 | 0 | 0.057082 | 0.017981 | 0.85044 | 0 | 4.8279 | 2.1271 | 0 | 0.50417 | 0.83819 | 0 | 0 | 0 | 0 | -25.943 | 0.055283 | 0 | 0.0071021 | 0 | -0.18433 | 0 | 0 | 0 | 0 | 0 | 0 | 0 | 0 | 3.9709 | 0.0010361 | 0 | 0 | 1.8827 | 0 | 0 | 0 | 1.7715 | 12.8373 | 1.2663 | 3.1569 | 0.034497 | 0.057553 | -0.54503 | 0.62859 | 0.11453 | 2.6783 | 9.6168 | 23.4519 | -0.72936 | 0 | 0.5801 | 0 | 1.7286 | 0.20863
2025_04_14 Hr 13 | 0.49933 | 0.00033779 | 0 | 0 | 0 | 0 | 0 | 0 | 0 | 0 | 0 | 0.016972 | 1.47 | 0.068812 | 1.4185 | 1.4185 | 4.322 | 0 | 0.0051127 | 0.0054208 | 0.010137 | 0.033051 | 0 | 0.057082 | 0.017981 | 0.85044 | 0 | 4.8279 | 2.1271 | 0 | 0.50417 | 0.83819 | 0 | 0 | 0 | 0 | -30.2617 | 0.055283 | 0 | 0.0080247 | 0 | -0.20855 | 0 | 0 | 0 | 0 | 0 | 0 | 0 | 0 | 4.2467 | 0.0010361 | 0 | 0 | 1.8827 | 0 | 0 | 0 | 1.4711 | 12.8373 | 1.2663 | 3.1569 | 0.034497 | 0.057553 | -0.49933 | 0.62859 | 0.11453 | 2.6783 | 5.6322 | 23.7645 | -0.70788 | 0 | 0.5801 | 0 | 1.7286 | 0.20845
2025_04_14 Hr 14 | 0.49948 | 0.00019233 | 0 | 0 | 0 | 0 | 0 | 0 | 0 | 0 | 0 | 0.016972 | 1.86 | 0.078103 | 1.4185 | 1.4185 | 4.322 | 0 | 0.0051127 | 0.0054208 | 0.010137 | 0.033051 | 0 | 0.057082 | 0.017981 | 0.85044 | 0 | 4.8279 | 2.1271 | 0 | 0.50417 | 0.83819 | 0 | 0 | 0 | 0 | -28.4671 | 0.055283 | 0 | 0.0071984 | 0 | -0.18686 | 0 | 0 | 0 | 0 | 0 | 0 | 0 | 0 | 4.0435 | 0.0010361 | 0 | 0 | 1.8827 | 0 | 0 | 0 | 1.3493 | 12.8373 | 1.2663 | 3.1569 | 0.034497 | 0.057553 | -0.49948 | 0.62859 | 0.11453 | 2.6783 | 7.5214 | 23.8375 | -0.68634 | 0 | 0.5801 | 0 | 1.7286 | 0.2073
2025_04_14 Hr 15 | 0.52222 | 0.00024771 | 0 | 0 | 0 | 0 | 0 | 0 | 0 | 0 | 0 | 0.016972 | 1.62 | 0.065195 | 1.4185 | 1.4185 | 4.322 | 0 | 0.0051127 | 0.0054208 | 0.010137 | 0.033051 | 0 | 0.057082 | 0.017981 | 0.85044 | 0 | 4.8279 | 2.1271 | 0 | 0.50417 | 0.83819 | 0 | 0 | 0 | 0 | -26.7606 | 0.055283 | 0 | 0.0068989 | 0 | -0.179 | 0 | 0 | 0 | 0 | 0 | 0 | 0 | 0 | 3.833 | 0.0010361 | 0 | 0 | 1.8827 | 0 | 0 | 0 | 1.3493 | 12.8373 | 1.2663 | 3.1569 | 0.034497 | 0.057553 | -0.52222 | 0.62859 | 0.11453 | 2.6783 | 8.7697 | 23.3942 | -0.70122 | 0 | 0.5801 | 0 | 1.7286 | 0.20464
2025_04_14 Hr 16 | 0.43155 | 0.00013079 | 0 | 0 | 0 | 0 | 0 | 0 | 0 | 0 | 0 | 0.016972 | 1.35 | 0.059709 | 1.4185 | 1.4185 | 4.322 | 0 | 0.0051127 | 0.0054208 | 0.010137 | 0.033051 | 0 | 0.057082 | 0.017981 | 0.85044 | 0 | 4.8279 | 2.1271 | 0 | 0.50417 | 0.83819 | 0 | 0 | 0 | 0 | -29.422 | 0.055283 | 0 | 0.0075821 | 0 | -0.19693 | 0 | 0 | 0 | 0 | 0 | 0 | 0 | 0 | 3.833 | 0.0010361 | 0 | 0 | 1.8827 | 0 | 0 | 0 | 1.4102 | 12.8373 | 1.2663 | 3.1569 | 0.034497 | 0.057553 | -0.43155 | 0.62859 | 0.11453 | 2.6783 | 5.874 | 23.0871 | -0.62848 | 0 | 0.5801 | 0 | 1.7286 | 0.20287
2025_04_14 Hr 17 | 0.43155 | 0.0001409 | 0 | 0.094192 | 0.094893 | 0.081655 | 0.087276 | 0.095654 | 0.096212 | 0 | 0 | 0.016972 | 1.95 | 0.10176 | 1.4185 | 1.4185 | 4.322 | 0 | 0.0051127 | 0.0054208 | 0.010137 | 0.033051 | 0 | 0.057082 | 0.017981 | 0.85044 | 0.19569 | 4.8279 | 2.1271 | 0 | 0.50417 | 0.83819 | 0 | 0 | 0 | 0 | -36.8591 | 0.055283 | 0 | 0.0055911 | 0 | -0.23273 | 0 | 0 | 0 | 0 | 0 | 0 | 0 | 0 | 3.833 | 0.0010361 | 0 | 0 | 1.8827 | 0 | 0 | 0 | 1.8629 | 13.4333 | 1.2663 | 3.1569 | 0.034497 | 0.057553 | -0.43155 | 0.62859 | 0.11453 | 2.6783 | 0.092096 | 24.1822 | -0.66428 | 0 | 0.5801 | 0 | 1.7286 | 0.20325
2025_04_14 Hr 18 | 0.15867 | 8.6771e-05 | 0 | 0.094192 | 0.094893 | 0.081655 | 0.087276 | 0.095654 | 0.096212 | 0 | 0 | 0.016972 | 2.07 | 0.12017 | 1.4185 | 1.4185 | 4.322 | 0 | 0.0051127 | 0.0054208 | 0.010137 | 0.033051 | 0 | 0.057082 | 0.017981 | 0.85044 | 0.27623 | 4.8279 | 2.1271 | 0 | 0.50417 | 0.83819 | 0 | 0 | 0 | 0 | -44.6793 | 0.055283 | 0 | 0.0031101 | 0 | -0.25915 | 0 | 0 | 0 | 0 | 0 | 0 | 0 | 0 | 3.4918 | 0.0010361 | 0 | 0 | 1.8827 | 0 | 3.8427 | 0 | 1.8629 | 16.2781 | 1.2663 | 3.1569 | 0.034497 | 0.057553 | -0.15867 | 0.62859 | 0.11453 | 2.6783 | -5.1122 | 23.7068 | -0.41782 | 0 | 0.5801 | 0 | 1.7286 | 0.20361
2025_04_14 Hr 19 | 0.045117 | 4.1152e-05 | 0 | 0.094192 | 0.094893 | 0.081655 | 0.087276 | 0.095654 | 0.096212 | 0 | 0 | 0.016972 | 0.63 | 0.039346 | 1.4185 | 1.4185 | 4.322 | 0 | 0.0051127 | 0.0054208 | 0.010137 | 0.033051 | 0 | 0.057082 | 0.017981 | 0.85044 | 0.27623 | 4.8279 | 2.1271 | 0 | 0.50417 | 0.83819 | 0 | 0 | 0 | 0 | -43.6001 | 0.055283 | 0 | 0.0033457 | 0 | -0.27894 | 0 | 0 | 0 | 0 | 0 | 0 | 0 | 0 | 3.0126 | 0.0010361 | 0 | 0 | 1.8827 | 0 | 2.707 | 0 | 1.4711 | 16.3704 | 1.2663 | 3.1569 | 0.034497 | 0.057553 | -0.045117 | 0.62859 | 0.11453 | 2.6783 | -6.3511 | 21.2027 | -0.32406 | 0 | 0.5801 | 0 | 1.7286 | 0.20475
2025_04_14 Hr 20 | 0.045044 | 1.2969e-05 | 0 | 0.094192 | 0.094893 | 0.081655 | 0.087276 | 0.095654 | 0.096212 | 0 | 0 | 0.016972 | 0.27 | 0.01676 | 1.4185 | 1.4185 | 4.322 | 0 | 0.0051127 | 0.0054208 | 0.010137 | 0.033051 | 0 | 0.057082 | 0.017981 | 0.85044 | 0.27623 | 4.8279 | 2.1271 | 0 | 0.50417 | 0.83819 | 0 | 0 | 0 | 0 | -41.1508 | 0.055283 | 0 | 0.0033255 | 0 | -0.27724 | 0 | 0 | 0 | 0 | 0 | 0 | 0 | 0 | 2.2577 | 0.0010361 | 0 | 0 | 1.8827 | 0 | 2.707 | 0 | 1.2622 | 16.3704 | 1.2663 | 3.1569 | 0.034497 | 0.057553 | -0.045044 | 0.62859 | 0.11453 | 2.6783 | -5.2442 | 19.8584 | -0.32228 | 0 | 0.5801 | 0 | 1.7286 | 0.20705
2025_04_14 Hr 21 | 0 | 0 | 0 | 0.094192 | 0.094893 | 0.081655 | 0.087276 | 0.095654 | 0.096212 | 0 | 0 | 0.016972 | 0.3 | 0.018098 | 1.4185 | 1.4185 | 4.322 | 0 | 0.0051127 | 0.0054208 | 0.010137 | 0.033051 | 0 | 0.057082 | 0.017981 | 0.85044 | 0.27623 | 4.8279 | 2.1271 | 0 | 0.50417 | 0.83819 | 0 | 0 | 0 | 0 | -40.099 | 0.055283 | 0 | 0.0032318 | 0 | -0.26937 | 0 | 0 | 0 | 0 | 0 | 0 | 0 | 0 | 3.078 | 0.0010361 | 0 | 0 | 1.8827 | 0 | 2.707 | 0 | 1.3188 | 16.3704 | 1.2663 | 3.1569 | 0.034497 | 0.057553 | 0 | 0.62859 | 0.11453 | 2.6783 | -3.2748 | 20.7232 | -0.26937 | 0 | 0.5801 | 0 | 1.7286 | 0.20865
2025_04_14 Hr 22 | 0 | 0 | 0 | 0.094192 | 0.094893 | 0.081655 | 0.087276 | 0.095654 | 0.096212 | 0 | 0 | 0.016972 | 0.69 | 0.042735 | 1.4185 | 1.4185 | 4.322 | 0 | 0.0051127 | 0.0054208 | 0.010137 | 0.033051 | 0 | 0.057082 | 0.017981 | 0.85044 | 0 | 4.8279 | 2.1271 | 0 | 0.50417 | 0.83819 | 0 | 0 | 0 | 0 | -43.3414 | 0.055283 | 0 | 0.003318 | 0 | -0.27661 | 0 | 0 | 0 | 0 | 0 | 0 | 0 | 0 | 3.2159 | 0.0010361 | 0 | 0 | 1.8827 | 0 | 2.707 | 0 | 1.2622 | 16.0942 | 1.2663 | 3.1569 | 0.034497 | 0.057553 | 0 | 0.62859 | 0.11453 | 2.6783 | -6.3097 | 21.2141 | -0.27661 | 0 | 0.5801 | 0 | 1.7286 | 0.2036
2025_04_14 Hr 23 | 0 | 0 | 0 | 0.094192 | 0.094893 | 0.081655 | 0.087276 | 0.095654 | 0.096212 | 0 | 0 | 0.016972 | 0.96 | 0.067517 | 1.4185 | 1.4185 | 4.4136 | 0 | 0.0051127 | 0.0054208 | 0.010137 | 0.033051 | 0 | 0.057082 | 0.017981 | 0.85044 | 0 | 4.8696 | 2.1271 | 0 | 0.51039 | 0.83819 | 0 | 0 | 0 | 0 | -53.4924 | 0.055283 | 0 | 0.0037677 | 0 | -0.31438 | 0 | 0 | 0 | 0 | 0 | 0 | 0 | 0 | 2.7368 | 0.0010361 | 0 | 0 | 1.8827 | 0 | 2.7561 | 0 | 1.2317 | 16.2765 | 1.2663 | 3.1569 | 0.034497 | 0.057553 | 0 | 0.62859 | 0.11453 | 2.6783 | -16.5308 | 20.9995 | -0.31438 | 0 | 0.5801 | 0 | 1.7286 | 0.19752
2025_04_14 Hr 24 | 0 | 0 | 0 | 0.094192 | 0.094893 | 0.081655 | 0.087276 | 0.095654 | 0.096212 | 0 | 0 | 0.016972 | 0.9 | 0.055844 | 1.4185 | 1.4185 | 4.4136 | 0 | 0.0051127 | 0.0054208 | 0.010137 | 0.033051 | 0 | 0.057082 | 0.017981 | 0.85044 | 0 | 4.8696 | 2.1271 | 0 | 0.51039 | 0.83819 | 0 | 0 | 0 | 0 | -49.206 | 0.055283 | 0 | 0.003324 | 0 | -0.27712 | 0 | 0 | 0 | 0 | 0 | 0 | 0 | 0 | 2.9473 | 0.0010361 | 0 | 0 | 1.8827 | 0 | 2.7561 | 0 | 1.2317 | 16.2765 | 1.2663 | 3.1569 | 0.034497 | 0.057553 | 0 | 0.62859 | 0.11453 | 2.6783 | -12.0721 | 21.1345 | -0.27712 | 0 | 0.5801 | 0 | 1.7286 | 0.1937
2025_04_15 Hr 01 | 0 | 0 | 0 | 0.10152 | 0.10228 | 0.088007 | 0.094066 | 0.1031 | 0.1037 | 0 | 0 | 0.016972 | 1.47 | 0.092155 | 1.4185 | 1.4185 | 4.7566 | 0 | 0.0051127 | 0.0054208 | 0.010137 | 0.033051 | 0 | 0.057082 | 0.017981 | 0.85044 | 0 | 5.2484 | 2.1271 | 0 | 0.51039 | 0.83819 | 0 | 0 | 0 | 0 | -51.2634 | 0.055283 | 0 | 0.0033584 | 0 | -0.28001 | 0 | 0 | 0 | 0 | 0 | 0 | 0 | 0 | 2.3303 | 0.0010361 | 0 | 0 | 1.8827 | 0 | 2.9705 | 0 | 1.2622 | 17.2556 | 1.2663 | 3.1569 | 0.034497 | 0.057553 | 0 | 0.62859 | 0.11453 | 2.6783 | -13.1362 | 21.1516 | -0.28001 | 0 | 0.5801 | 0 | 1.7286 | 0.19103
2025_04_15 Hr 02 | 0 | 0 | 0 | 0.10152 | 0.10228 | 0.088007 | 0.094066 | 0.1031 | 0.1037 | 0 | 0 | 0.016972 | 1.83 | 0.094213 | 1.4185 | 1.4185 | 4.7566 | 0 | 0.0051127 | 0.0054208 | 0.010137 | 0.033051 | 0 | 0.057082 | 0.017981 | 0.85044 | 0 | 5.2484 | 2.1271 | 0 | 0.51039 | 0.83819 | 0 | 0 | 0 | 0 | -44.1277 | 0.055283 | 0 | 0.002758 | 0 | -0.22957 | 0 | 0 | 0 | 0 | 0 | 0 | 0 | 0 | 2.4682 | 0.0010361 | 0 | 0 | 1.8827 | 0 | 2.9705 | 0 | 1.3188 | 17.2556 | 1.2663 | 3.1569 | 0.034497 | 0.057553 | 0 | 0.62859 | 0.11453 | 2.6783 | -5.3942 | 21.7074 | -0.22957 | 0 | 0.5801 | 0 | 1.7286 | 0.19035
2025_04_15 Hr 03 | 0 | 0 | 0 | 0.10152 | 0.10228 | 0.088007 | 0.094066 | 0.1031 | 0.1037 | 0 | 0 | 0.016972 | 2.28 | 0.11786 | 1.4185 | 1.4185 | 4.7566 | 0 | 0.0051127 | 0.0054208 | 0.010137 | 0.033051 | 0 | 0.057082 | 0.017981 | 0.85044 | 0 | 5.2484 | 2.1271 | 0 | 0.51039 | 0.83819 | 0 | 0 | 0 | 0 | -46.5255 | 0.055283 | 0 | 0.0027693 | 0 | -0.23052 | 0 | 0 | 0 | 0 | 0 | 0 | 0 | 0 | 2.5335 | 0.0010361 | 0 | 0 | 1.8827 | 0 | 2.9705 | 0 | 1.4711 | 17.2556 | 1.2663 | 3.1569 | 0.034497 | 0.057553 | 0 | 0.62859 | 0.11453 | 2.6783 | -7.1013 | 22.3991 | -0.23052 | 0 | 0.5801 | 0 | 1.7286 | 0.19071
2025_04_15 Hr 04 | 0 | 0 | 0 | 0.10152 | 0.10228 | 0.088007 | 0.094066 | 0.1031 | 0.1037 | 0 | 0 | 0.016972 | 2.58 | 0.14761 | 1.4185 | 1.4185 | 4.7566 | 0 | 0.0051127 | 0.0054208 | 0.010137 | 0.033051 | 0 | 0.057082 | 0.017981 | 0.85044 | 0 | 5.2484 | 2.1271 | 0 | 0.51039 | 0.83819 | 0 | 0 | 0 | 0 | -49.4843 | 0.055283 | 0 | 0.0030649 | 0 | -0.25535 | 0 | 0 | 0 | 0 | 0 | 0 | 0 | 0 | 2.2577 | 0.0010361 | 0 | 0 | 1.8827 | 0 | 2.9705 | 0 | 1.5625 | 17.2556 | 1.2663 | 3.1569 | 0.034497 | 0.057553 | 0 | 0.62859 | 0.11453 | 2.6783 | -9.9398 | 22.5442 | -0.25535 | 0 | 0.5801 | 0 | 1.7286 | 0.19053
2025_04_15 Hr 05 | 0 | 0 | 0 | 0.10152 | 0.10228 | 0.088007 | 0.094066 | 0.1031 | 0.1037 | 0 | 0 | 0.016972 | 2.61 | 0.17189 | 1.4185 | 1.4185 | 4.7566 | 0 | 0.0051127 | 0.0054208 | 0.010137 | 0.033051 | 0 | 0.057082 | 0.017981 | 0.85044 | 0 | 5.2484 | 2.1271 | 0 | 0.51039 | 0.83819 | 0 | 0 | 0 | 0 | -55.7146 | 0.055283 | 0 | 0.0035282 | 0 | -0.29427 | 0 | 0 | 0 | 0 | 0 | 0 | 0 | 0 | 2.3303 | 0.0010361 | 0 | 0 | 1.8827 | 0 | 2.9705 | 0 | 1.5016 | 17.2556 | 1.2663 | 3.1569 | 0.034497 | 0.057553 | 0 | 0.62859 | 0.11453 | 2.6783 | -16.1389 | 22.6143 | -0.29427 | 0 | 0.5801 | 0 | 1.7286 | 0.19462
2025_04_15 Hr 06 | 0 | 0 | 0 | 0.10152 | 0.10228 | 0.088007 | 0.094066 | 0.1031 | 0.1037 | 0 | 0 | 0.016972 | 2.55 | 0.20144 | 1.4185 | 1.4185 | 4.7566 | 0 | 0.0051127 | 0.0054208 | 0.010137 | 0.033051 | 0 | 0.057082 | 0.017981 | 0.85044 | 0 | 5.2484 | 2.1271 | 0 | 0.51039 | 0.83819 | 0 | 0 | 0 | 0 | -63.4111 | 0.055283 | 0 | 0.0042318 | 0 | -0.35337 | 0 | 0 | 0 | 0 | 0 | 0 | 0 | 0 | 2.2577 | 0.0010361 | 0 | 0 | 1.8827 | 0 | 2.9705 | 0 | 1.4102 | 17.2556 | 1.2663 | 3.1569 | 0.034497 | 0.057553 | 0 | 0.62859 | 0.11453 | 2.6783 | -24.0811 | 22.4277 | -0.35337 | 0 | 0.5801 | 0 | 1.7286 | 0.20252
2025_04_15 Hr 07 | 0.045044 | 0 | 0 | 0.10152 | 0.10228 | 0.088007 | 0.094066 | 0.1031 | 0.1037 | 0 | 0 | 0.016972 | 2.46 | 0.16186 | 1.4185 | 1.4185 | 4.6579 | 0 | 0.0051127 | 0.0054208 | 0.010137 | 0.033051 | 0 | 0.057082 | 0.017981 | 0.85044 | 0 | 5.2036 | 2.1271 | 0 | 0.50417 | 0.83819 | 0 | 0 | 0 | 0 | -46.7807 | 0.055283 | 0 | 0.0035248 | 0 | -0.29398 | 0 | 0 | 0 | 0 | 0 | 0 | 0 | 0 | 2.3303 | 0.0010361 | 0 | 0 | 1.8827 | 0 | 2.9176 | 0 | 1.4407 | 17.0591 | 1.2663 | 3.1569 | 0.034497 | 0.057553 | -0.045044 | 0.62859 | 0.11453 | 2.6783 | -7.6112 | 22.4494 | -0.33902 | 0 | 0.5801 | 0 | 1.7286 | 0.21195
2025_04_15 Hr 08 | 0.52215 | 0 | 0 | 0.10152 | 0.10228 | 0.088007 | 0.094066 | 0.1031 | 0.1037 | 0 | 0 | 0.016972 | 1.95 | 0.11317 | 1.4185 | 1.4185 | 4.6579 | 0 | 0.0051127 | 0.0054208 | 0.010137 | 0.033051 | 0 | 0.057082 | 0.017981 | 0.85044 | 0 | 5.2036 | 2.1271 | 0 | 0.50417 | 0.83819 | 0 | 0 | 0 | 0 | -35.6551 | 0.055283 | 0 | 0.0031092 | 0 | -0.25907 | 0 | 0 | 0 | 0 | 0 | 0 | 0 | 0 | 2.7368 | 0.0010361 | 0 | 0 | 1.8827 | 0 | 2.9176 | 0 | 1.3188 | 17.0591 | 1.2663 | 3.1569 | 0.034497 | 0.057553 | -0.52215 | 0.62859 | 0.11453 | 2.6783 | 3.2779 | 22.655 | -0.78122 | 0 | 0.5801 | 0 | 1.7286 | 0.21446
2025_04_15 Hr 09 | 0.6782 | 5.8038e-06 | 0 | 0 | 0 | 0 | 0 | 0 | 0 | 0 | 0 | 0.016972 | 1.68 | 0.075836 | 1.4185 | 1.4185 | 4.6579 | 0 | 0.0051127 | 0.0054208 | 0.010137 | 0.033051 | 0 | 0.057082 | 0.017981 | 0.85044 | 0 | 5.2036 | 2.1271 | 0 | 0.50417 | 0.83819 | 0 | 0 | 0 | 0 | -22.046 | 0.055283 | 0 | 0.0077384 | 0 | -0.20103 | 0 | 0 | 0 | 0 | 0 | 0 | 0 | 0 | 2.5989 | 0.0010361 | 0 | 0 | 1.8827 | 0 | 0 | 0 | 1.2622 | 13.5489 | 1.2663 | 3.1569 | 0.034497 | 0.057553 | -0.6782 | 0.62859 | 0.11453 | 2.6783 | 12.9317 | 22.308 | -0.87924 | 0 | 0.5801 | 0 | 1.7286 | 0.21318
2025_04_15 Hr 10 | 0.67755 | 0.00012769 | 0 | 0 | 0 | 0 | 0 | 0 | 0 | 0 | 0 | 0.016972 | 1.2 | 0.053562 | 1.4185 | 1.4185 | 4.6579 | 0 | 0.0051127 | 0.0054208 | 0.010137 | 0.033051 | 0 | 0.057082 | 0.017981 | 0.85044 | 0 | 5.2036 | 2.1271 | 0 | 0.50417 | 0.83819 | 0 | 0 | 0 | 0 | -19.9255 | 0.055283 | 0 | 0.0076517 | 0 | -0.19876 | 0 | 0 | 0 | 0 | 0 | 0 | 0 | 0 | 2.3303 | 0.0010361 | 0 | 0 | 1.8827 | 0 | 0 | 0 | 1.2927 | 13.5489 | 1.2663 | 3.1569 | 0.034497 | 0.057553 | -0.67755 | 0.62859 | 0.11453 | 2.6783 | 14.3108 | 21.5637 | -0.87631 | 0 | 0.5801 | 0 | 1.7286 | 0.20983
2025_04_15 Hr 11 | 0.77156 | 0.00031997 | 0 | 0 | 0 | 0 | 0 | 0 | 0 | 0 | 0 | 0.016972 | 1.05 | 0.043734 | 1.4185 | 1.4185 | 4.6579 | 0 | 0.0051127 | 0.0054208 | 0.010137 | 0.033051 | 0 | 0.057082 | 0.017981 | 0.85044 | 0 | 5.2036 | 2.1271 | 0 | 0.50417 | 0.83819 | 0 | 0 | 0 | 0 | -19.0035 | 0.055283 | 0 | 0.0071403 | 0 | -0.18533 | 0 | 0 | 0 | 0 | 0 | 0 | 0 | 0 | 2.4682 | 0.0010361 | 0 | 0 | 1.8827 | 0 | 0 | 0 | 1.2622 | 13.5489 | 1.2663 | 3.1569 | 0.034497 | 0.057553 | -0.77156 | 0.62859 | 0.11453 | 2.6783 | 15.191 | 21.6025 | -0.95689 | 0 | 0.5801 | 0 | 1.7286 | 0.20684
2025_04_15 Hr 12 | 0.73894 | 0.00048826 | 0 | 0 | 0 | 0 | 0 | 0 | 0 | 0 | 0 | 0.016972 | 0.99 | 0.043214 | 1.4185 | 1.4185 | 4.6579 | 0 | 0.0051127 | 0.0054208 | 0.010137 | 0.033051 | 0 | 0.057082 | 0.017981 | 0.85044 | 0 | 5.2036 | 2.1271 | 0 | 0.50417 | 0.83819 | 0 | 0 | 0 | 0 | -20.6795 | 0.055283 | 0 | 0.0074829 | 0 | -0.19433 | 0 | 0 | 0 | 0 | 0 | 0 | 0 | 0 | 2.7368 | 0.0010361 | 0 | 0 | 1.8827 | 0 | 0 | 0 | 1.1403 | 13.5489 | 1.2663 | 3.1569 | 0.034497 | 0.057553 | -0.73894 | 0.62859 | 0.11453 | 2.6783 | 13.5897 | 21.6536 | -0.93327 | 0 | 0.5801 | 0 | 1.7286 | 0.20416
2025_04_15 Hr 13 | 0.52222 | 0.00048075 | 0 | 0 | 0 | 0 | 0 | 0 | 0 | 0 | 0 | 0.016972 | 0.96 | 0.034808 | 1.4185 | 1.4185 | 4.6579 | 0 | 0.0051127 | 0.0054208 | 0.010137 | 0.033051 | 0 | 0.057082 | 0.017981 | 0.85044 | 0 | 5.2036 | 2.1271 | 0 | 0.50417 | 0.83819 | 0 | 0 | 0 | 0 | -17.4362 | 0.055283 | 0 | 0.0062157 | 0 | -0.16106 | 0 | 0 | 0 | 0 | 0 | 0 | 0 | 0 | 2.7368 | 0.0010361 | 0 | 0 | 1.8827 | 0 | 0 | 0 | 1.1403 | 13.5489 | 1.2663 | 3.1569 | 0.034497 | 0.057553 | -0.52222 | 0.62859 | 0.11453 | 2.6783 | 16.8268 | 21.3974 | -0.68328 | 0 | 0.5801 | 0 | 1.7286 | 0.20312
2025_04_15 Hr 14 | 0.49948 | 0.00047912 | 0 | 0 | 0 | 0 | 0 | 0 | 0 | 0 | 0 | 0.016972 | 0.87 | 0.031286 | 1.4185 | 1.4185 | 4.6579 | 0 | 0.0051127 | 0.0054208 | 0.010137 | 0.033051 | 0 | 0.057082 | 0.017981 | 0.85044 | 0 | 5.2036 | 2.1271 | 0 | 0.50417 | 0.83819 | 0 | 0 | 0 | 0 | -16.912 | 0.055283 | 0 | 0.0061648 | 0 | -0.15973 | 0 | 0 | 0 | 0 | 0 | 0 | 0 | 0 | 2.5989 | 0.0010361 | 0 | 0 | 1.8827 | 0 | 0 | 0 | 0.99236 | 13.5489 | 1.2663 | 3.1569 | 0.034497 | 0.057553 | -0.49948 | 0.62859 | 0.11453 | 2.6783 | 16.9708 | 20.9932 | -0.65921 | 0 | 0.5801 | 0 | 1.7286 | 0.20105
2025_04_15 Hr 15 | 0.61289 | 0.00047851 | 0 | 0 | 0 | 0 | 0 | 0 | 0 | 0 | 0 | 0.016972 | 0.78 | 0.027846 | 1.4185 | 1.4185 | 4.6579 | 0 | 0.0051127 | 0.0054208 | 0.010137 | 0.033051 | 0 | 0.057082 | 0.017981 | 0.85044 | 0 | 5.2036 | 2.1271 | 0 | 0.50417 | 0.83819 | 0 | 0 | 0 | 0 | -17.9399 | 0.055283 | 0 | 0.00612 | 0 | -0.15855 | 0 | 0 | 0 | 0 | 0 | 0 | 0 | 0 | 2.5335 | 0.0010361 | 0 | 0 | 1.8827 | 0 | 0 | 0 | 0.84002 | 13.5489 | 1.2663 | 3.1569 | 0.034497 | 0.057553 | -0.61289 | 0.62859 | 0.11453 | 2.6783 | 15.6331 | 20.7955 | -0.77144 | 0 | 0.5801 | 0 | 1.7286 | 0.20105
2025_04_15 Hr 16 | 0.65721 | 0.0004977 | 0 | 0 | 0 | 0 | 0 | 0 | 0 | 0 | 0 | 0.016972 | 0.78 | 0.033044 | 1.4185 | 1.4185 | 4.6579 | 0 | 0.0051127 | 0.0054208 | 0.010137 | 0.033051 | 0 | 0.057082 | 0.017981 | 0.85044 | 0 | 5.2036 | 2.1271 | 0 | 0.50417 | 0.83819 | 0 | 0 | 0 | 0 | -20.9428 | 0.055283 | 0 | 0.0072624 | 0 | -0.18854 | 0 | 0 | 0 | 0 | 0 | 0 | 0 | 0 | 2.5989 | 0.0010361 | 0 | 0 | 1.8827 | 0 | 0 | 0 | 0.84002 | 13.5489 | 1.2663 | 3.1569 | 0.034497 | 0.057553 | -0.65721 | 0.62859 | 0.11453 | 2.6783 | 12.6688 | 20.9084 | -0.84574 | 0 | 0.5801 | 0 | 1.7286 | 0.19909
2025_04_15 Hr 17 | 0.74998 | 0.0004205 | 0 | 0.0084739 | 0.008523 | 0.014668 | 0.0078388 | 0.0085913 | 0.0086415 | 0 | 0 | 0.016972 | 0.75 | 0.03661 | 1.4185 | 1.4185 | 4.6579 | 0 | 0.0051127 | 0.0054208 | 0.010137 | 0.033051 | 0 | 0.057082 | 0.017981 | 0.85044 | 0 | 5.2036 | 2.1271 | 0 | 0.50417 | 0.83819 | 0 | 0 | 0 | 0 | -26.7109 | 0.055283 | 0 | 0.0052244 | 0 | -0.21756 | 0 | 0 | 0 | 0 | 0 | 0 | 0 | 0 | 2.0544 | 0.0010361 | 0 | 0 | 1.8827 | 0 | 3.9971 | 0 | 0.74862 | 16.3453 | 1.2663 | 3.1569 | 0.034497 | 0.057553 | -0.74998 | 0.62859 | 0.11453 | 2.6783 | 9.0057 | 20.3388 | -0.96754 | 0 | 0.5801 | 0 | 1.7286 | 0.19909
2025_04_15 Hr 18 | 0.7247 | 0.00015782 | 0 | 0.10152 | 0.10228 | 0.088007 | 0.094066 | 0.1031 | 0.1037 | 0 | 0 | 0.016972 | 0.6 | 0.039019 | 1.4185 | 1.4185 | 4.6579 | 0 | 0.0051127 | 0.0054208 | 0.010137 | 0.033051 | 0 | 0.057082 | 0.017981 | 0.85044 | 0 | 5.2036 | 2.1271 | 0 | 0.50417 | 0.83819 | 0 | 0 | 0 | 0 | -38.2779 | 0.055283 | 0 | 0.0034839 | 0 | -0.29055 | 0 | 0 | 0 | 0 | 0 | 0 | 0 | 0 | 1.9891 | 0.0010361 | 0 | 0 | 1.8827 | 0 | 2.9176 | 0 | 0.74862 | 17.0591 | 1.2663 | 3.1569 | 0.034497 | 0.057553 | -0.7247 | 0.62859 | 0.11453 | 2.6783 | -2.1292 | 20.1048 | -1.0152 | 0 | 0.5801 | 0 | 1.7286 | 0.20355
2025_04_15 Hr 19 | 0.24934 | 2.4212e-05 | 0 | 0.10152 | 0.10228 | 0.088007 | 0.094066 | 0.1031 | 0.1037 | 0 | 0 | 0.016972 | 0.45 | 0.029475 | 1.4185 | 1.4185 | 4.6579 | 0 | 0.0051127 | 0.0054208 | 0.010137 | 0.033051 | 0 | 0.057082 | 0.017981 | 0.85044 | 0 | 5.2036 | 2.1271 | 0 | 0.50417 | 0.83819 | 0 | 0 | 0 | 0 | -39.0627 | 0.055283 | 0 | 0.0035089 | 0 | -0.29265 | 0 | 0 | 0 | 0 | 0 | 0 | 0 | 0 | 2.0544 | 0.0010361 | 0 | 0 | 1.8827 | 0 | 2.9176 | 0 | 0.60064 | 17.0591 | 1.2663 | 3.1569 | 0.034497 | 0.057553 | -0.24934 | 0.62859 | 0.11453 | 2.6783 | -3.1555 | 19.3901 | -0.54199 | 0 | 0.5801 | 0 | 1.7286 | 0.20651
2025_04_15 Hr 20 | 0.022595 | 3.1327e-05 | 0 | 0.10152 | 0.10228 | 0.088007 | 0.094066 | 0.1031 | 0.1037 | 0 | 0 | 0.016972 | 0.18 | 0.013495 | 1.4185 | 1.4185 | 4.6579 | 0 | 0.0051127 | 0.0054208 | 0.010137 | 0.033051 | 0 | 0.057082 | 0.017981 | 0.85044 | 0.17441 | 5.2036 | 2.1271 | 0 | 0.50417 | 0.83819 | 0 | 0 | 0 | 0 | -45.1991 | 0.055283 | 0 | 0.0040163 | 0 | -0.33527 | 0 | 0 | 0 | 0 | 0 | 0 | 0 | 0 | 2.7368 | 0.0010361 | 0 | 0 | 1.8827 | 0 | 2.9176 | 0 | 0.60064 | 17.0839 | 1.2663 | 3.1569 | 0.034497 | 0.057553 | -0.022595 | 0.62859 | 0.11453 | 2.6783 | -8.912 | 19.561 | -0.35786 | 0 | 0.5801 | 0 | 1.7286 | 0.20778
2025_04_15 Hr 21 | 0 | 1.1993e-06 | 0 | 0.10152 | 0.10228 | 0.088007 | 0.094066 | 0.1031 | 0.1037 | 0 | 0 | 0.016972 | 0.15 | 0.011193 | 1.4185 | 1.4185 | 4.6579 | 0 | 0.0051127 | 0.0054208 | 0.010137 | 0.033051 | 0 | 0.057082 | 0.017981 | 0.85044 | 0.17441 | 5.2036 | 2.1271 | 0 | 0.50417 | 0.83819 | 0 | 0 | 0 | 0 | -44.9415 | 0.055283 | 0 | 0.0039975 | 0 | -0.33369 | 0 | 0 | 0 | 0 | 0 | 0 | 0 | 0 | 2.4682 | 0.0010361 | 0 | 0 | 1.8827 | 0 | 2.9176 | 0 | 1.2317 | 17.0839 | 1.2663 | 3.1569 | 0.034497 | 0.057553 | 0 | 0.62859 | 0.11453 | 2.6783 | -8.3227 | 19.8686 | -0.33369 | 0 | 0.5801 | 0 | 1.7286 | 0.20778
2025_04_15 Hr 22 | 0 | 0 | 0 | 0.10152 | 0.10228 | 0.088007 | 0.094066 | 0.1031 | 0.1037 | 0 | 0 | 0.016972 | 0.15 | 0.011308 | 1.4185 | 1.4185 | 4.6579 | 0 | 0.0051127 | 0.0054208 | 0.010137 | 0.033051 | 0 | 0.057082 | 0.017981 | 0.85044 | 0.27353 | 5.2036 | 2.1271 | 0 | 0.50417 | 0.83819 | 0 | 0 | 0 | 0 | -45.6824 | 0.055283 | 0 | 0.0040385 | 0 | -0.33714 | 0 | 0 | 0 | 0 | 0 | 0 | 0 | 0 | 2.4682 | 0.0010361 | 0 | 0 | 1.8827 | 0 | 2.9176 | 0 | 0.99236 | 17.183 | 1.2663 | 3.1569 | 0.034497 | 0.057553 | 0 | 0.62859 | 0.11453 | 2.6783 | -9.2116 | 19.6249 | -0.33714 | 0 | 0.5801 | 0 | 1.7286 | 0.20337
2025_04_15 Hr 23 | 0 | 0 | 0 | 0.10152 | 0.10228 | 0.088007 | 0.094066 | 0.1031 | 0.1037 | 0 | 0 | 0.016972 | 0.21 | 0.017196 | 1.4185 | 1.4185 | 4.7566 | 0 | 0.0051127 | 0.0054208 | 0.010137 | 0.033051 | 0 | 0.057082 | 0.017981 | 0.85044 | 0.44697 | 5.2484 | 2.1271 | 0 | 0.51039 | 0.83819 | 0 | 0 | 0 | 0 | -53.0917 | 0.055283 | 0 | 0.0043867 | 0 | -0.36638 | 0 | 0 | 0 | 0 | 0 | 0 | 0 | 0 | 3.4918 | 0.0010361 | 0 | 0 | 1.8827 | 0 | 2.9705 | 0 | 0.72251 | 17.553 | 1.2663 | 3.1569 | 0.034497 | 0.057553 | 0 | 0.62859 | 0.11453 | 2.6783 | -15.4629 | 20.4422 | -0.36638 | 0 | 0.5801 | 0 | 1.7286 | 0.19483
2025_04_15 Hr 24 | 0 | 0 | 0 | 0.10152 | 0.10228 | 0.088007 | 0.094066 | 0.1031 | 0.1037 | 0 | 0 | 0.016972 | 0.48 | 0.034004 | 1.4185 | 1.4185 | 4.7566 | 0 | 0.0051127 | 0.0054208 | 0.010137 | 0.033051 | 0 | 0.057082 | 0.017981 | 0.85044 | 0.29734 | 5.2484 | 2.1271 | 0 | 0.51039 | 0.83819 | 0 | 0 | 0 | 0 | -49.518 | 0.055283 | 0 | 0.003795 | 0 | -0.31668 | 0 | 0 | 0 | 0 | 0 | 0 | 0 | 0 | 4.7912 | 0.0010361 | 0 | 0 | 1.8827 | 0 | 2.9705 | 0 | 0.69204 | 17.553 | 1.2663 | 3.1569 | 0.034497 | 0.057553 | 0 | 0.62859 | 0.11453 | 2.6783 | -10.2889 | 21.9928 | -0.31668 | 0 | 0.5801 | 0 | 1.7286 | 0.18964
2025_04_16 Hr 01 | 0 | 0 | 0 | 0.096165 | 0.096881 | 0.083365 | 0.089104 | 0.097657 | 0.098228 | 0 | 0 | 0.016972 | 0.96 | 0.067328 | 1.4185 | 1.4185 | 4.5059 | 0 | 0.0051127 | 0.0054208 | 0.010137 | 0.033051 | 0 | 0.057082 | 0.017981 | 0.85044 | 0.28191 | 4.9716 | 2.1271 | 0 | 0.51039 | 0.83819 | 0 | 0 | 0 | 0 | -53.2418 | 0.055283 | 0 | 0.0037572 | 0 | -0.3135 | 0 | 0 | 0 | 0 | 0 | 0 | 0 | 0 | 5.7494 | 0.0010361 | 0 | 0 | 1.8827 | 0 | 2.8138 | 0 | 0.87049 | 16.822 | 1.2663 | 3.1569 | 0.034497 | 0.057553 | 0 | 0.62859 | 0.11453 | 2.6783 | -13.0916 | 23.6416 | -0.3135 | 0 | 0.5801 | 0 | 1.7286 | 0.18849
2025_04_16 Hr 02 | 0 | 0 | 0 | 0.096165 | 0.096881 | 0.083365 | 0.089104 | 0.097657 | 0.098228 | 0 | 0 | 0.016972 | 1.23 | 0.086266 | 1.4185 | 1.4185 | 4.5059 | 0 | 0.0051127 | 0.0054208 | 0.010137 | 0.033051 | 0 | 0.057082 | 0.017981 | 0.85044 | 0.28191 | 4.9716 | 2.1271 | 0 | 0.51039 | 0.83819 | 0 | 0 | 0 | 0 | -55.021 | 0.055283 | 0 | 0.0037572 | 0 | -0.31351 | 0 | 0 | 0 | 0 | 0 | 0 | 0 | 0 | 5.5462 | 0.0010361 | 0 | 0 | 1.8827 | 0 | 2.8138 | 0 | 1.2927 | 16.822 | 1.2663 | 3.1569 | 0.034497 | 0.057553 | 0 | 0.62859 | 0.11453 | 2.6783 | -14.3647 | 24.1478 | -0.31351 | 0 | 0.5801 | 0 | 1.7286 | 0.18678
2025_04_16 Hr 03 | 0 | 0 | 0 | 0.096165 | 0.096881 | 0.083365 | 0.089104 | 0.097657 | 0.098228 | 0 | 0 | 0.016972 | 1.65 | 0.11527 | 1.4185 | 1.4185 | 4.5059 | 0 | 0.0051127 | 0.0054208 | 0.010137 | 0.033051 | 0 | 0.057082 | 0.017981 | 0.85044 | 0.28191 | 4.9716 | 2.1271 | 0 | 0.51039 | 0.83819 | 0 | 0 | 0 | 0 | -55.7454 | 0.055283 | 0 | 0.0037425 | 0 | -0.31227 | 0 | 0 | 0 | 0 | 0 | 0 | 0 | 0 | 5.2703 | 0.0010361 | 0 | 0 | 1.8827 | 0 | 2.8138 | 0 | 1.8324 | 16.822 | 1.2663 | 3.1569 | 0.034497 | 0.057553 | 0 | 0.62859 | 0.11453 | 2.6783 | -14.3759 | 24.8597 | -0.31227 | 0 | 0.5801 | 0 | 1.7286 | 0.18585
2025_04_16 Hr 04 | 0 | 0 | 0 | 0.096165 | 0.096881 | 0.083365 | 0.089104 | 0.097657 | 0.098228 | 0 | 0 | 0.016972 | 1.95 | 0.13206 | 1.4185 | 1.4185 | 4.5059 | 0 | 0.0051127 | 0.0054208 | 0.010137 | 0.033051 | 0 | 0.057082 | 0.017981 | 0.85044 | 0.28191 | 4.9716 | 2.1271 | 0 | 0.51039 | 0.83819 | 0 | 0 | 0 | 0 | -53.0221 | 0.055283 | 0 | 0.003628 | 0 | -0.30265 | 0 | 0 | 0 | 0 | 0 | 0 | 0 | 0 | 4.7259 | 0.0010361 | 0 | 0 | 1.8827 | 0 | 2.8138 | 0 | 2.0108 | 16.822 | 1.2663 | 3.1569 | 0.034497 | 0.057553 | 0 | 0.62859 | 0.11453 | 2.6783 | -11.6939 | 24.8087 | -0.30265 | 0 | 0.5801 | 0 | 1.7286 | 0.18409
2025_04_16 Hr 05 | 0 | 0 | 0 | 0.096165 | 0.096881 | 0.083365 | 0.089104 | 0.097657 | 0.098228 | 0 | 0 | 0.016972 | 1.86 | 0.14735 | 1.4185 | 1.4185 | 4.5059 | 0 | 0.0051127 | 0.0054208 | 0.010137 | 0.033051 | 0 | 0.057082 | 0.017981 | 0.85044 | 0.28191 | 4.9716 | 2.1271 | 0 | 0.51039 | 0.83819 | 0 | 0 | 0 | 0 | -68.1897 | 0.055283 | 0 | 0.0042438 | 0 | -0.35438 | 0 | 0 | 0 | 0 | 0 | 0 | 0 | 0 | 4.7912 | 0.0010361 | 0 | 0 | 1.8827 | 0 | 2.8138 | 0 | 3.3035 | 16.822 | 1.2663 | 3.1569 | 0.034497 | 0.057553 | 0 | 0.62859 | 0.11453 | 2.6783 | -25.6244 | 26.0976 | -0.35438 | 0 | 0.5801 | 0 | 1.7286 | 0.18968
2025_04_16 Hr 06 | 0 | 0 | 0 | 0.096165 | 0.096881 | 0.083365 | 0.089104 | 0.097657 | 0.098228 | 0 | 0 | 0.016972 | 1.32 | 0.10658 | 1.4185 | 1.4185 | 4.5059 | 0 | 0.0051127 | 0.0054208 | 0.010137 | 0.033051 | 0 | 0.057082 | 0.017981 | 0.85044 | 0.28191 | 4.9716 | 2.1271 | 0 | 0.51039 | 0.83819 | 0 | 0 | 0 | 0 | -64.1762 | 0.055283 | 0 | 0.0043255 | 0 | -0.36125 | 0 | 0 | 0 | 0 | 0 | 0 | 0 | 0 | 4.7259 | 0.0010361 | 0 | 0 | 1.8827 | 0 | 2.8138 | 0 | 3.6038 | 16.822 | 1.2663 | 3.1569 | 0.034497 | 0.057553 | 0 | 0.62859 | 0.11453 | 2.6783 | -21.9575 | 25.7579 | -0.36125 | 0 | 0.5801 | 0 | 1.7286 | 0.19573
2025_04_16 Hr 07 | 0.067857 | 0 | 0 | 0.096165 | 0.096881 | 0.083365 | 0.089104 | 0.097657 | 0.098228 | 0 | 0 | 0.016972 | 1.44 | 0.10659 | 1.4185 | 1.4185 | 4.4125 | 0 | 0.0051127 | 0.0054208 | 0.010137 | 0.033051 | 0 | 0.057082 | 0.017981 | 0.85044 | 0.28191 | 4.9291 | 2.1271 | 0 | 0.50417 | 0.83819 | 0 | 0 | 0 | 0 | -52.9976 | 0.055283 | 0 | 0.0039654 | 0 | -0.331 | 0 | 0 | 0 | 0 | 0 | 0 | 0 | 0 | 4.7259 | 0.0010361 | 0 | 0 | 1.8827 | 0 | 2.7637 | 0 | 3.1816 | 16.6359 | 1.2663 | 3.1569 | 0.034497 | 0.057553 | -0.067857 | 0.62859 | 0.11453 | 2.6783 | -11.2333 | 25.5272 | -0.39885 | 0 | 0.5801 | 0 | 1.7286 | 0.20562
2025_04_16 Hr 08 | 0.52215 | 0 | 0 | 0.096165 | 0.096881 | 0.083365 | 0.089104 | 0.097657 | 0.098228 | 0 | 0 | 0.016972 | 1.11 | 0.070222 | 1.4185 | 1.4185 | 4.4125 | 0 | 0.0051127 | 0.0054208 | 0.010137 | 0.033051 | 0 | 0.057082 | 0.017981 | 0.85044 | 0.28191 | 4.9291 | 2.1271 | 0 | 0.50417 | 0.83819 | 0 | 0 | 0 | 0 | -42.7453 | 0.055283 | 0 | 0.0033891 | 0 | -0.28258 | 0 | 0 | 0 | 0 | 0 | 0 | 0 | 0 | 5.067 | 0.0010361 | 0 | 0 | 1.8827 | 0 | 2.7637 | 0 | 2.7595 | 16.6359 | 1.2663 | 3.1569 | 0.034497 | 0.057553 | -0.52215 | 0.62859 | 0.11453 | 2.6783 | -1.3776 | 25.5365 | -0.80473 | 0 | 0.5801 | 0 | 1.7286 | 0.20798
2025_04_16 Hr 09 | 0.56734 | 6.1836e-06 | 0 | 0.096165 | 0.096881 | 0.083365 | 0.089104 | 0.097657 | 0.098228 | 0 | 0 | 0.016972 | 0.6 | 0.032979 | 1.4185 | 1.4185 | 4.4125 | 0 | 0.0051127 | 0.0054208 | 0.010137 | 0.033051 | 0 | 0.057082 | 0.017981 | 0.85044 | 0 | 4.9291 | 2.1271 | 0 | 0.50417 | 0.83819 | 0 | 0 | 0 | 0 | -37.3536 | 0.055283 | 0 | 0.0029446 | 0 | -0.24525 | 0 | 0 | 0 | 0 | 0 | 0 | 0 | 0 | 5.0017 | 0.0010361 | 0 | 0 | 1.8827 | 0 | 2.7637 | 0 | 2.0413 | 16.354 | 1.2663 | 3.1569 | 0.034497 | 0.057553 | -0.56734 | 0.62859 | 0.11453 | 2.6783 | 2.4374 | 24.2496 | -0.81258 | 0 | 0.5801 | 0 | 1.7286 | 0.20661
2025_04_16 Hr 10 | 0.70014 | 5.8826e-05 | 0 | 0 | 0 | 0.083365 | 0.089104 | 0 | 0 | 0 | 0 | 0.016972 | 0.9 | 0.049168 | 1.4185 | 1.4185 | 4.4125 | 0 | 0.0051127 | 0.0054208 | 0.010137 | 0.033051 | 0 | 0.057082 | 0.017981 | 0.85044 | 0 | 4.9291 | 2.1271 | 0 | 0.50417 | 0.83819 | 0 | 0 | 0 | 0 | -38.3056 | 0.055283 | 0 | 0.005268 | 0 | -0.24374 | 0 | 0 | 0 | 0 | 0 | 0 | 0 | 0 | 4.8638 | 0.0010361 | 0 | 0 | 1.8827 | 0 | 2.7637 | 0 | 2.3721 | 15.965 | 1.2663 | 3.1569 | 0.034497 | 0.057553 | -0.70014 | 0.62859 | 0.11453 | 2.6783 | 1.605 | 24.8894 | -0.94388 | 0 | 0.5801 | 0 | 1.7286 | 0.20446
2025_04_16 Hr 11 | 0.82983 | 0.00012632 | 0 | 0 | 0 | 0.083365 | 0 | 0 | 0 | 0 | 0 | 0.016972 | 1.59 | 0.093266 | 1.4185 | 1.4185 | 4.4125 | 0 | 0.0051127 | 0.0054208 | 0.010137 | 0.033051 | 0 | 0.057082 | 0.017981 | 0.85044 | 0 | 4.9291 | 2.1271 | 0 | 0.50417 | 0.83819 | 0 | 0 | 0 | 0 | -42.4846 | 0.055283 | 0 | 0.0062848 | 0 | -0.26186 | 0 | 0 | 0 | 0 | 0 | 0 | 0 | 0 | 4.1088 | 0.0010361 | 0 | 0 | 1.8827 | 0 | 2.7637 | 0 | 1.889 | 15.8759 | 1.2663 | 3.1569 | 0.034497 | 0.057553 | -0.82983 | 0.62859 | 0.11453 | 2.6783 | -3.1858 | 24.5146 | -1.0917 | 0 | 0.5801 | 0 | 1.7286 | 0.20392
2025_04_16 Hr 12 | 0.77962 | 0.00014957 | 0 | 0 | 0 | 0 | 0 | 0 | 0 | 0 | 0 | 0.016972 | 1.59 | 0.09609 | 1.4185 | 1.4185 | 4.4125 | 0 | 0.0051127 | 0.0054208 | 0.010137 | 0.033051 | 0 | 0.057082 | 0.017981 | 0.85044 | 0 | 4.9291 | 2.1271 | 0 | 0.50417 | 0.83819 | 0 | 0 | 0 | 0 | -42.7031 | 0.055283 | 0 | 0.0071226 | 0 | -0.26985 | 0 | 0 | 0 | 0 | 0 | 0 | 0 | 0 | 3.9709 | 0.0010361 | 0 | 0 | 1.8827 | 0 | 2.7637 | 0 | 1.0489 | 15.7926 | 1.2663 | 3.1569 | 0.034497 | 0.057553 | -0.77962 | 0.62859 | 0.11453 | 2.6783 | -4.4707 | 23.4893 | -1.0495 | 0 | 0.5801 | 0 | 1.7286 | 0.20391
2025_04_16 Hr 13 | 0.77367 | 0.00020044 | 0 | 0 | 0 | 0 | 0 | 0 | 0 | 0 | 0 | 0.016972 | 1.29 | 0.085125 | 1.4185 | 1.4185 | 4.4125 | 0 | 0.0051127 | 0.0054208 | 0.010137 | 0.033051 | 0 | 0.057082 | 0.017981 | 0.85044 | 0 | 4.9291 | 2.1271 | 0 | 0.50417 | 0.83819 | 0 | 0 | 0 | 0 | -44.9733 | 0.055283 | 0 | 0.0077772 | 0 | -0.29485 | 0 | 0 | 0 | 0 | 0 | 0 | 0 | 0 | 3.5644 | 0.0010361 | 0 | 0 | 1.8827 | 0 | 2.7637 | 0 | 1.0489 | 15.7926 | 1.2663 | 3.1569 | 0.034497 | 0.057553 | -0.77367 | 0.62859 | 0.11453 | 2.6783 | -7.4841 | 22.7652 | -1.0685 | 0 | 0.5801 | 0 | 1.7286 | 0.20322
2025_04_16 Hr 14 | 0.78377 | 0.00024117 | 0 | 0.096165 | 0.096881 | 0 | 0 | 0.097657 | 0.098228 | 0 | 0 | 0.016972 | 1.17 | 0.077004 | 1.4185 | 1.4185 | 4.4125 | 0 | 0.0051127 | 0.0054208 | 0.010137 | 0.033051 | 0 | 0.057082 | 0.017981 | 0.85044 | 0 | 4.9291 | 2.1271 | 0 | 0.50417 | 0.83819 | 0 | 0 | 0 | 0 | -46.3237 | 0.055283 | 0 | 0.0049362 | 0 | -0.29407 | 0 | 0 | 0 | 0 | 0 | 0 | 0 | 0 | 2.9473 | 0.0010361 | 0 | 0 | 1.8827 | 0 | 2.7637 | 0 | 1.4102 | 16.1815 | 1.2663 | 3.1569 | 0.034497 | 0.057553 | -0.78377 | 0.62859 | 0.11453 | 2.6783 | -8.8301 | 22.3899 | -1.0778 | 0 | 0.5801 | 0 | 1.7286 | 0.20174
2025_04_16 Hr 15 | 0.68075 | 0.00018529 | 0 | 0.096165 | 0.096881 | 0 | 0.089104 | 0.097657 | 0.098228 | 0 | 0 | 0.016972 | 1.41 | 0.084227 | 1.4185 | 1.4185 | 4.4125 | 0 | 0.0051127 | 0.0054208 | 0.010137 | 0.033051 | 0 | 0.057082 | 0.017981 | 0.85044 | 0 | 4.9291 | 2.1271 | 0 | 0.50417 | 0.83819 | 0 | 0 | 0 | 0 | -43.6852 | 0.055283 | 0 | 0.0038402 | 0 | -0.26671 | 0 | 0 | 0 | 0 | 0 | 0 | 0 | 0 | 2.5989 | 0.0010361 | 0 | 0 | 1.8827 | 0 | 2.7637 | 0 | 1.9499 | 16.2706 | 1.2663 | 3.1569 | 0.034497 | 0.057553 | -0.68075 | 0.62859 | 0.11453 | 2.6783 | -5.637 | 22.725 | -0.94746 | 0 | 0.5801 | 0 | 1.7286 | 0.20144
2025_04_16 Hr 16 | 0.65721 | 0.00012917 | 0 | 0.096165 | 0.096881 | 0.083365 | 0.089104 | 0.097657 | 0.098228 | 0 | 0 | 0.016972 | 2.16 | 0.1065 | 1.4185 | 1.4185 | 4.4125 | 0 | 0.0051127 | 0.0054208 | 0.010137 | 0.033051 | 0 | 0.057082 | 0.017981 | 0.85044 | 0 | 4.9291 | 2.1271 | 0 | 0.50417 | 0.83819 | 0 | 0 | 0 | 0 | -38.6743 | 0.055283 | 0 | 0.0026414 | 0 | -0.21978 | 0 | 0 | 0 | 0 | 0 | 0 | 0 | 0 | 2.3303 | 0.0010361 | 0 | 0 | 1.8827 | 0 | 2.7637 | 0 | 2.2198 | 16.354 | 1.2663 | 3.1569 | 0.034497 | 0.057553 | -0.65721 | 0.62859 | 0.11453 | 2.6783 | 0.27592 | 23.4732 | -0.87699 | 0 | 0.5801 | 0 | 1.7286 | 0.19971
2025_04_16 Hr 17 | 0.57787 | 8.758e-05 | 0 | 0.096165 | 0.096881 | 0.083365 | 0.089104 | 0.097657 | 0.098228 | 0 | 0 | 0.016972 | 2.25 | 0.10755 | 1.4185 | 1.4185 | 4.4125 | 0 | 0.0051127 | 0.0054208 | 0.010137 | 0.033051 | 0 | 0.057082 | 0.017981 | 0.85044 | 0.17313 | 4.9291 | 2.1271 | 0 | 0.50417 | 0.83819 | 0 | 0 | 0 | 0 | -37.8977 | 0.055283 | 0 | 0.0025608 | 0 | -0.21301 | 0 | 0 | 0 | 0 | 0 | 0 | 0 | 0 | 2.0544 | 0.0010361 | 0 | 0 | 1.8827 | 0 | 2.5951 | 0 | 2.9118 | 16.2089 | 1.2663 | 3.1569 | 0.034497 | 0.057553 | -0.57787 | 0.62859 | 0.11453 | 2.6783 | 1.4213 | 23.901 | -0.79088 | 0 | 0.5801 | 0 | 1.7286 | 0.19965
2025_04_16 Hr 18 | 0.49926 | 6.8533e-05 | 0 | 0.096165 | 0.096881 | 0.083365 | 0.089104 | 0.097657 | 0.098228 | 0 | 0 | 0.016972 | 1.92 | 0.091993 | 1.4185 | 1.4185 | 4.4125 | 0 | 0.0051127 | 0.0054208 | 0.010137 | 0.033051 | 0 | 0.057082 | 0.017981 | 0.85044 | 0 | 4.9291 | 2.1271 | 0 | 0.50417 | 0.83819 | 0 | 0 | 0 | 0 | -36.9759 | 0.055283 | 0 | 0.0025668 | 0 | -0.21351 | 0 | 0 | 0 | 0 | 0 | 0 | 0 | 0 | 1.8511 | 0.0010361 | 0 | 0 | 1.8827 | 0 | 2.6477 | 0 | 2.9118 | 16.238 | 1.2663 | 3.1569 | 0.034497 | 0.057553 | -0.49926 | 0.62859 | 0.11453 | 2.6783 | 1.8237 | 23.2744 | -0.71277 | 0 | 0.5801 | 0 | 1.7286 | 0.20045
2025_04_16 Hr 19 | 0.13579 | 2.6273e-05 | 0 | 0.096165 | 0.096881 | 0.083365 | 0.089104 | 0.097657 | 0.098228 | 0 | 0 | 0.016972 | 1.02 | 0.049042 | 1.4185 | 1.4185 | 4.4125 | 0 | 0.0051127 | 0.0054208 | 0.010137 | 0.033051 | 0 | 0.057082 | 0.017981 | 0.85044 | 0 | 4.9291 | 2.1271 | 0 | 0.50417 | 0.83819 | 0 | 0 | 0 | 0 | -34.5389 | 0.055283 | 0 | 0.0025758 | 0 | -0.21426 | 0 | 0 | 0 | 0 | 0 | 0 | 0 | 0 | 2.2577 | 0.0010361 | 0 | 0 | 1.8827 | 0 | 2.7637 | 0 | 2.2198 | 16.354 | 1.2663 | 3.1569 | 0.034497 | 0.057553 | -0.13579 | 0.62859 | 0.11453 | 2.6783 | 3.1474 | 21.6824 | -0.35005 | 0 | 0.5801 | 0 | 1.7286 | 0.20046
2025_04_16 Hr 20 | 0.022595 | 9.9819e-06 | 0 | 0.096165 | 0.096881 | 0.083365 | 0.089104 | 0.097657 | 0.098228 | 0 | 0 | 0.016972 | 0.54 | 0.025799 | 1.4185 | 1.4185 | 4.4125 | 0 | 0.0051127 | 0.0054208 | 0.010137 | 0.033051 | 0 | 0.057082 | 0.017981 | 0.85044 | 0 | 4.9291 | 2.1271 | 0 | 0.50417 | 0.83819 | 0 | 0 | 0 | 0 | -33.5252 | 0.055283 | 0 | 0.0025595 | 0 | -0.21289 | 0 | 0 | 0 | 0 | 0 | 0 | 0 | 0 | 2.5335 | 0.0010361 | 0 | 0 | 1.8827 | 0 | 2.7637 | 0 | 1.889 | 16.354 | 1.2663 | 3.1569 | 0.034497 | 0.057553 | -0.022595 | 0.62859 | 0.11453 | 2.6783 | 3.6067 | 21.0134 | -0.23549 | 0 | 0.5801 | 0 | 1.7286 | 0.20286
2025_04_16 Hr 21 | 0 | 0 | 0 | 0.096165 | 0.096881 | 0.083365 | 0.089104 | 0.097657 | 0.098228 | 0 | 0 | 0.016972 | 0.27 | 0.012705 | 1.4185 | 1.4185 | 4.4125 | 0 | 0.0051127 | 0.0054208 | 0.010137 | 0.033051 | 0 | 0.057082 | 0.017981 | 0.85044 | 0 | 4.9291 | 2.1271 | 0 | 0.50417 | 0.83819 | 0 | 0 | 0 | 0 | -32.3201 | 0.055283 | 0 | 0.0025209 | 0 | -0.20966 | 0 | 0 | 0 | 0 | 0 | 0 | 0 | 0 | 2.8094 | 0.0010361 | 0 | 0 | 1.8827 | 0 | 2.7637 | 0 | 2.2198 | 16.354 | 1.2663 | 3.1569 | 0.034497 | 0.057553 | 0 | 0.62859 | 0.11453 | 2.6783 | 5.1397 | 21.3155 | -0.20966 | 0 | 0.5801 | 0 | 1.7286 | 0.20395
2025_04_16 Hr 22 | 0 | 0 | 0 | 0.096165 | 0.096881 | 0.083365 | 0.089104 | 0.097657 | 0.098228 | 0 | 0 | 0.016972 | 0.21 | 0.010146 | 1.4185 | 1.4185 | 4.4125 | 0 | 0.0051127 | 0.0054208 | 0.010137 | 0.033051 | 0 | 0.057082 | 0.017981 | 0.85044 | 0 | 4.9291 | 2.1271 | 0 | 0.50417 | 0.83819 | 0 | 0 | 0 | 0 | -34.6869 | 0.055283 | 0 | 0.0025883 | 0 | -0.21531 | 0 | 0 | 0 | 0 | 0 | 0 | 0 | 0 | 2.8094 | 0.0010361 | 0 | 0 | 1.8827 | 0 | 2.7637 | 0 | 2.4896 | 16.354 | 1.2663 | 3.1569 | 0.034497 | 0.057553 | 0 | 0.62859 | 0.11453 | 2.6783 | 2.971 | 21.5192 | -0.21531 | 0 | 0.5801 | 0 | 1.7286 | 0.20044
2025_04_16 Hr 23 | 0 | 0 | 0 | 0.096165 | 0.096881 | 0.083365 | 0.089104 | 0.097657 | 0.098228 | 0 | 0 | 0.016972 | 0.18 | 0.010397 | 1.4185 | 1.4185 | 4.5059 | 0 | 0.0051127 | 0.0054208 | 0.010137 | 0.033051 | 0 | 0.057082 | 0.017981 | 0.85044 | 0 | 4.9716 | 2.1271 | 0 | 0.51039 | 0.83819 | 0 | 0 | 0 | 0 | -43.5073 | 0.055283 | 0 | 0.0030943 | 0 | -0.25782 | 0 | 0 | 0 | 0 | 0 | 0 | 0 | 0 | 2.5335 | 0.0010361 | 0 | 0 | 1.8827 | 0 | 2.8138 | 0 | 2.7029 | 16.5401 | 1.2663 | 3.1569 | 0.034497 | 0.057553 | 0 | 0.62859 | 0.11453 | 2.6783 | -5.7978 | 21.4272 | -0.25782 | 0 | 0.5801 | 0 | 1.7286 | 0.19446
2025_04_16 Hr 24 | 0 | 0 | 0 | 0.096165 | 0.096881 | 0.083365 | 0.089104 | 0.097657 | 0.098228 | 0 | 0 | 0.016972 | 0.24 | 0.013585 | 1.4185 | 1.4185 | 4.5059 | 0 | 0.0051127 | 0.0054208 | 0.010137 | 0.033051 | 0 | 0.057082 | 0.017981 | 0.85044 | 0 | 4.9716 | 2.1271 | 0 | 0.51039 | 0.83819 | 0 | 0 | 0 | 0 | -44.1622 | 0.055283 | 0 | 0.0030324 | 0 | -0.25262 | 0 | 0 | 0 | 0 | 0 | 0 | 0 | 0 | 3.0126 | 0.0010361 | 0 | 0 | 1.8827 | 0 | 2.8138 | 0 | 2.581 | 16.5401 | 1.2663 | 3.1569 | 0.034497 | 0.057553 | 0 | 0.62859 | 0.11453 | 2.6783 | -6.032 | 21.8427 | -0.25262 | 0 | 0.5801 | 0 | 1.7286 | 0.1896
2025_04_17 Hr 01 | 0 | 0 | 0 | 0.098702 | 0.099436 | 0.085564 | 0.091454 | 0.10023 | 0.10082 | 0 | 0 | 0.016972 | 0.27 | 0.015075 | 1.4185 | 1.4185 | 4.6247 | 0 | 0.0051127 | 0.0054208 | 0.010137 | 0.033051 | 0 | 0.057082 | 0.017981 | 0.85044 | 0 | 5.1027 | 2.1271 | 0 | 0.51039 | 0.83819 | 0 | 0 | 0 | 0 | -44.6715 | 0.055283 | 0 | 0.002991 | 0 | -0.24914 | 0 | 0 | 0 | 0 | 0 | 0 | 0 | 0 | 3.078 | 0.0010361 | 0 | 0 | 1.8827 | 0 | 2.8881 | 0 | 2.6115 | 16.8791 | 1.2663 | 3.1569 | 0.034497 | 0.057553 | 0 | 0.62859 | 0.11453 | 2.6783 | -6.0741 | 21.9675 | -0.24914 | 0 | 0.5801 | 0 | 1.7286 | 0.18707
2025_04_17 Hr 02 | 0 | 0 | 0 | 0.098702 | 0.099436 | 0.085564 | 0.091454 | 0.10023 | 0.10082 | 0 | 0 | 0.016972 | 0.45 | 0.024913 | 1.4185 | 1.4185 | 4.6247 | 0 | 0.0051127 | 0.0054208 | 0.010137 | 0.033051 | 0 | 0.057082 | 0.017981 | 0.85044 | 0 | 5.1027 | 2.1271 | 0 | 0.51039 | 0.83819 | 0 | 0 | 0 | 0 | -44.3354 | 0.055283 | 0 | 0.0029658 | 0 | -0.24703 | 0 | 0 | 0 | 0 | 0 | 0 | 0 | 0 | 2.7368 | 0.0010361 | 0 | 0 | 1.8827 | 0 | 2.8881 | 0 | 2.5505 | 16.8791 | 1.2663 | 3.1569 | 0.034497 | 0.057553 | 0 | 0.62859 | 0.11453 | 2.6783 | -5.9495 | 21.7539 | -0.24703 | 0 | 0.5801 | 0 | 1.7286 | 0.18575
2025_04_17 Hr 03 | 0 | 0 | 0 | 0.098702 | 0.099436 | 0.085564 | 0.091454 | 0.10023 | 0.10082 | 0 | 0 | 0.016972 | 0.75 | 0.040406 | 1.4185 | 1.4185 | 4.6247 | 0 | 0.0051127 | 0.0054208 | 0.010137 | 0.033051 | 0 | 0.057082 | 0.017981 | 0.85044 | 0 | 5.1027 | 2.1271 | 0 | 0.51039 | 0.83819 | 0 | 0 | 0 | 0 | -43.9172 | 0.055283 | 0 | 0.0028862 | 0 | -0.24034 | 0 | 0 | 0 | 0 | 0 | 0 | 0 | 0 | 2.4682 | 0.0010361 | 0 | 0 | 1.8827 | 0 | 2.8881 | 0 | 2.7333 | 16.8791 | 1.2663 | 3.1569 | 0.034497 | 0.057553 | 0 | 0.62859 | 0.11453 | 2.6783 | -5.295 | 21.9835 | -0.24034 | 0 | 0.5801 | 0 | 1.7286 | 0.18565
2025_04_17 Hr 04 | 0 | 0 | 0 | 0.098702 | 0.099436 | 0.085564 | 0.091454 | 0.10023 | 0.10082 | 0 | 0 | 0.016972 | 1.02 | 0.057018 | 1.4185 | 1.4185 | 4.6247 | 0 | 0.0051127 | 0.0054208 | 0.010137 | 0.033051 | 0 | 0.057082 | 0.017981 | 0.85044 | 0 | 5.1027 | 2.1271 | 0 | 0.51039 | 0.83819 | 0 | 0 | 0 | 0 | -43.5847 | 0.055283 | 0 | 0.0029946 | 0 | -0.24945 | 0 | 0 | 0 | 0 | 0 | 0 | 0 | 0 | 1.9891 | 0.0010361 | 0 | 0 | 1.8827 | 0 | 2.8881 | 0 | 1.9194 | 16.8791 | 1.2663 | 3.1569 | 0.034497 | 0.057553 | 0 | 0.62859 | 0.11453 | 2.6783 | -5.9772 | 20.9779 | -0.24945 | 0 | 0.5801 | 0 | 1.7286 | 0.18644
2025_04_17 Hr 05 | 0 | 0 | 0 | 0.098702 | 0.099436 | 0.085564 | 0.091454 | 0.10023 | 0.10082 | 0 | 0 | 0.016972 | 1.14 | 0.093584 | 1.4185 | 1.4185 | 4.6247 | 0 | 0.0051127 | 0.0054208 | 0.010137 | 0.033051 | 0 | 0.057082 | 0.017981 | 0.85044 | 0.43885 | 5.1027 | 2.1271 | 0 | 0.51039 | 0.83819 | 0 | 0 | 0 | 0 | -62.0639 | 0.055283 | 0 | 0.0043978 | 0 | -0.36731 | 0 | 0 | 0 | 0 | 0 | 0 | 0 | 0 | 1.7785 | 0.0010361 | 0 | 0 | 1.8827 | 0 | 2.8881 | 0 | 1.7105 | 17.1683 | 1.2663 | 3.1569 | 0.034497 | 0.057553 | 0 | 0.62859 | 0.11453 | 2.6783 | -24.5455 | 20.7174 | -0.36731 | 0 | 0.5801 | 0 | 1.7286 | 0.18887
2025_04_17 Hr 06 | 0 | 0 | 0 | 0.098702 | 0.099436 | 0.085564 | 0.091454 | 0.10023 | 0.10082 | 0 | 0 | 0.016972 | 1.05 | 0.094182 | 1.4185 | 1.4185 | 4.6247 | 0 | 0.0051127 | 0.0054208 | 0.010137 | 0.033051 | 0 | 0.057082 | 0.017981 | 0.85044 | 0.28922 | 5.1027 | 2.1271 | 0 | 0.51039 | 0.83819 | 0 | 0 | 0 | 0 | -63.3683 | 0.055283 | 0 | 0.0048052 | 0 | -0.40154 | 0 | 0 | 0 | 0 | 0 | 0 | 0 | 0 | 1.8511 | 0.0010361 | 0 | 0 | 1.8827 | 0 | 2.8881 | 0 | 1.8324 | 17.1683 | 1.2663 | 3.1569 | 0.034497 | 0.057553 | 0 | 0.62859 | 0.11453 | 2.6783 | -25.7704 | 20.8312 | -0.40154 | 0 | 0.5801 | 0 | 1.7286 | 0.19758
2025_04_17 Hr 07 | 0.067857 | 0 | 0 | 0.098702 | 0.099436 | 0.085564 | 0.091454 | 0.10023 | 0.10082 | 0 | 0 | 0.016972 | 0.87 | 0.070776 | 1.4185 | 1.4185 | 4.5287 | 0 | 0.0051127 | 0.0054208 | 0.010137 | 0.033051 | 0 | 0.057082 | 0.017981 | 0.85044 | 0.28922 | 5.0591 | 2.1271 | 0 | 0.50417 | 0.83819 | 0 | 0 | 0 | 0 | -50.2499 | 0.055283 | 0 | 0.0043581 | 0 | -0.36398 | 0 | 0 | 0 | 0 | 0 | 0 | 0 | 0 | 1.7132 | 0.0010361 | 0 | 0 | 1.8827 | 0 | 2.8366 | 0 | 2.0108 | 16.9772 | 1.2663 | 3.1569 | 0.034497 | 0.057553 | -0.067857 | 0.62859 | 0.11453 | 2.6783 | -12.9658 | 20.7388 | -0.43184 | 0 | 0.5801 | 0 | 1.7286 | 0.2064
2025_04_17 Hr 08 | 0.43141 | 0 | 0 | 0.098702 | 0.099436 | 0.085564 | 0.091454 | 0.10023 | 0.10082 | 0 | 0 | 0.016972 | 0.63 | 0.045108 | 1.4185 | 1.4185 | 4.5287 | 0 | 0.0051127 | 0.0054208 | 0.010137 | 0.033051 | 0 | 0.057082 | 0.017981 | 0.85044 | 0.28922 | 5.0591 | 2.1271 | 0 | 0.50417 | 0.83819 | 0 | 0 | 0 | 0 | -37.9878 | 0.055283 | 0 | 0.0038357 | 0 | -0.3201 | 0 | 0 | 0 | 0 | 0 | 0 | 0 | 0 | 1.51 | 0.0010361 | 0 | 0 | 1.8827 | 0 | 2.8366 | 0 | 1.4711 | 16.9772 | 1.2663 | 3.1569 | 0.034497 | 0.057553 | -0.43141 | 0.62859 | 0.11453 | 2.6783 | -1.6642 | 20.0979 | -0.7515 | 0 | 0.5801 | 0 | 1.7286 | 0.21064
2025_04_17 Hr 09 | 0.72034 | 4.1545e-06 | 0 | 0.098702 | 0.099436 | 0.085564 | 0.091454 | 0.10023 | 0.10082 | 0 | 0 | 0.016972 | 0.6 | 0.038775 | 1.4185 | 1.4185 | 4.5287 | 0 | 0.0051127 | 0.0054208 | 0.010137 | 0.033051 | 0 | 0.057082 | 0.017981 | 0.85044 | 0 | 5.0591 | 2.1271 | 0 | 0.50417 | 0.83819 | 0 | 0 | 0 | 0 | -32.9561 | 0.055283 | 0 | 0.003462 | 0 | -0.28871 | 0 | 0 | 0 | 0 | 0 | 0 | 0 | 0 | 1.0962 | 0.0010361 | 0 | 0 | 1.8827 | 0 | 2.8366 | 0 | 0.80956 | 16.688 | 1.2663 | 3.1569 | 0.034497 | 0.057553 | -0.72034 | 0.62859 | 0.11453 | 2.6783 | 1.996 | 19.2732 | -1.0091 | 0 | 0.5801 | 0 | 1.7286 | 0.20864
2025_04_17 Hr 10 | 0.7417 | 1.391e-05 | 0 | 0.098702 | 0.099436 | 0.085564 | 0.091454 | 0 | 0 | 0 | 0 | 0.016972 | 1.41 | 0.087169 | 1.4185 | 1.4185 | 4.5287 | 0 | 0.0051127 | 0.0054208 | 0.010137 | 0.033051 | 0 | 0.057082 | 0.017981 | 0.85044 | 0 | 5.0591 | 2.1271 | 0 | 0.50417 | 0.83819 | 0 | 0 | 0 | 0 | -34.3629 | 0.055283 | 0 | 0.0046366 | 0 | -0.2761 | 0 | 0 | 0 | 0 | 0 | 0 | 0 | 0 | 1.0236 | 0.0010361 | 0 | 0 | 1.8827 | 0 | 2.8366 | 0 | 0.84002 | 16.4869 | 1.2663 | 3.1569 | 0.034497 | 0.057553 | -0.7417 | 0.62859 | 0.11453 | 2.6783 | 1.2168 | 20.1106 | -1.0178 | 0 | 0.5801 | 0 | 1.7286 | 0.20847
2025_04_17 Hr 11 | 0.83259 | 5.2345e-05 | 0 | 0.098702 | 0.099436 | 0.085564 | 0.091454 | 0 | 0 | 0 | 0 | 0.016972 | 1.92 | 0.11581 | 1.4185 | 1.4185 | 4.5287 | 0 | 0.0051127 | 0.0054208 | 0.010137 | 0.033051 | 0 | 0.057082 | 0.017981 | 0.85044 | 0 | 5.0591 | 2.1271 | 0 | 0.50417 | 0.83819 | 0 | 0 | 0 | 0 | -35.7355 | 0.055283 | 0 | 0.0045236 | 0 | -0.26932 | 0 | 0 | 0 | 0 | 0 | 0 | 0 | 0 | 1.0236 | 0.0010361 | 0 | 0 | 1.8827 | 0 | 2.8366 | 0 | 1.0489 | 16.4869 | 1.2663 | 3.1569 | 0.034497 | 0.057553 | -0.83259 | 0.62859 | 0.11453 | 2.6783 | 0.59764 | 20.9481 | -1.1019 | 0 | 0.5801 | 0 | 1.7286 | 0.20748
2025_04_17 Hr 12 | 0.79786 | 7.6722e-05 | 0 | 0.098702 | 0.099436 | 0.085564 | 0.091454 | 0 | 0 | 0 | 0 | 0.016972 | 1.98 | 0.11669 | 1.4185 | 1.4185 | 4.5287 | 0 | 0.0051127 | 0.0054208 | 0.010137 | 0.033051 | 0 | 0.057082 | 0.017981 | 0.85044 | 0 | 5.0591 | 2.1271 | 0 | 0.50417 | 0.83819 | 0 | 0 | 0 | 0 | -34.9983 | 0.055283 | 0 | 0.0044202 | 0 | -0.26311 | 0 | 0 | 0 | 0 | 0 | 0 | 0 | 0 | 0.82031 | 0.0010361 | 0 | 0 | 1.8827 | 0 | 2.8366 | 0 | 0.69204 | 16.4869 | 1.2663 | 3.1569 | 0.034497 | 0.057553 | -0.79786 | 0.62859 | 0.11453 | 2.6783 | 0.84054 | 20.4129 | -1.061 | 0 | 0.5801 | 0 | 1.7286 | 0.20623
2025_04_17 Hr 13 | 0.79888 | 0.00013195 | 0 | 0.098702 | 0.099436 | 0.085564 | 0.091454 | 0 | 0 | 0 | 0 | 0.016972 | 2.01 | 0.1154 | 1.4185 | 1.4185 | 4.5287 | 0 | 0.0051127 | 0.0054208 | 0.010137 | 0.033051 | 0 | 0.057082 | 0.017981 | 0.85044 | 0 | 5.0591 | 2.1271 | 0 | 0.50417 | 0.83819 | 0 | 0 | 0 | 0 | -35.0039 | 0.055283 | 0 | 0.0043059 | 0 | -0.25626 | 0 | 0 | 0 | 0 | 0 | 0 | 0 | 0 | 1.2994 | 0.0010361 | 0 | 0 | 1.8827 | 0 | 2.8366 | 0 | 0.57017 | 16.4869 | 1.2663 | 3.1569 | 0.034497 | 0.057553 | -0.79888 | 0.62859 | 0.11453 | 2.6783 | 1.2252 | 20.7973 | -1.0551 | 0 | 0.5801 | 0 | 1.7286 | 0.20361
2025_04_17 Hr 14 | 0.82656 | 0.00023803 | 0 | 0.098702 | 0.099436 | 0.085564 | 0.091454 | 0.10023 | 0.10082 | 0 | 0 | 0.016972 | 1.86 | 0.10555 | 1.4185 | 1.4185 | 4.5287 | 0 | 0.0051127 | 0.0054208 | 0.010137 | 0.033051 | 0 | 0.057082 | 0.017981 | 0.85044 | 0 | 5.0591 | 2.1271 | 0 | 0.50417 | 0.83819 | 0 | 0 | 0 | 0 | -34.9523 | 0.055283 | 0 | 0.00304 | 0 | -0.25326 | 0 | 0 | 0 | 0 | 0 | 0 | 0 | 0 | 1.4374 | 0.0010361 | 0 | 0 | 1.8827 | 0 | 2.8366 | 0 | 0.50924 | 16.688 | 1.2663 | 3.1569 | 0.034497 | 0.057553 | -0.82656 | 0.62859 | 0.11453 | 2.6783 | 1.3978 | 20.742 | -1.0798 | 0 | 0.5801 | 0 | 1.7286 | 0.20337
2025_04_17 Hr 15 | 0.82285 | 0.00021224 | 0 | 0.098702 | 0.099436 | 0.085564 | 0.091454 | 0.10023 | 0.10082 | 0 | 0 | 0.016972 | 2.01 | 0.11797 | 1.4185 | 1.4185 | 4.5287 | 0 | 0.0051127 | 0.0054208 | 0.010137 | 0.033051 | 0 | 0.057082 | 0.017981 | 0.85044 | 0 | 5.0591 | 2.1271 | 0 | 0.50417 | 0.83819 | 0 | 0 | 0 | 0 | -37.0258 | 0.055283 | 0 | 0.0031443 | 0 | -0.26202 | 0 | 0 | 0 | 0 | 0 | 0 | 0 | 0 | 1.0236 | 0.0010361 | 0 | 0 | 1.8827 | 0 | 2.8366 | 0 | 0.47877 | 16.688 | 1.2663 | 3.1569 | 0.034497 | 0.057553 | -0.82285 | 0.62859 | 0.11453 | 2.6783 | -0.9672 | 20.4555 | -1.0849 | 0 | 0.5801 | 0 | 1.7286 | 0.20243
2025_04_17 Hr 16 | 0.79299 | 0.00017832 | 0 | 0.098702 | 0.099436 | 0.085564 | 0.091454 | 0.10023 | 0.10082 | 0 | 0 | 0.016972 | 2.19 | 0.13351 | 1.4185 | 1.4185 | 4.5287 | 0 | 0.0051127 | 0.0054208 | 0.010137 | 0.033051 | 0 | 0.057082 | 0.017981 | 0.85044 | 0 | 5.0591 | 2.1271 | 0 | 0.50417 | 0.83819 | 0 | 0 | 0 | 0 | -39.5449 | 0.055283 | 0 | 0.003266 | 0 | -0.27224 | 0 | 0 | 0 | 0 | 0 | 0 | 0 | 0 | 1.2341 | 0.0010361 | 0 | 0 | 1.8827 | 0 | 2.8366 | 0 | 0.36125 | 16.688 | 1.2663 | 3.1569 | 0.034497 | 0.057553 | -0.79299 | 0.62859 | 0.11453 | 2.6783 | -3.209 | 20.7131 | -1.0652 | 0 | 0.5801 | 0 | 1.7286 | 0.20144
2025_04_17 Hr 17 | 0.77672 | 0.00016322 | 0 | 0.098702 | 0.099436 | 0.085564 | 0.091454 | 0.10023 | 0.10082 | 0 | 0 | 0.016972 | 2.01 | 0.15825 | 1.4185 | 1.4185 | 4.5287 | 0 | 0.0051127 | 0.0054208 | 0.010137 | 0.033051 | 0 | 0.057082 | 0.017981 | 0.85044 | 0.43885 | 5.0591 | 2.1271 | 0 | 0.50417 | 0.83819 | 0 | 0 | 0 | 0 | -49.8908 | 0.055283 | 0 | 0.0042176 | 0 | -0.35218 | 0 | 0 | 0 | 0 | 0 | 0 | 0 | 0 | 1.2341 | 0.0010361 | 0 | 0 | 1.8827 | 0 | 2.8366 | 0 | 0.26985 | 16.9772 | 1.2663 | 3.1569 | 0.034497 | 0.057553 | -0.77672 | 0.62859 | 0.11453 | 2.6783 | -13.5925 | 20.4499 | -1.1289 | 0 | 0.5801 | 0 | 1.7286 | 0.20119
2025_04_17 Hr 18 | 0.70922 | 7.5491e-05 | 0 | 0.098702 | 0.099436 | 0.085564 | 0.091454 | 0.10023 | 0.10082 | 0 | 0 | 0.016972 | 2.13 | 0.18528 | 1.4185 | 1.4185 | 4.5287 | 0 | 0.0051127 | 0.0054208 | 0.010137 | 0.033051 | 0 | 0.057082 | 0.017981 | 0.85044 | 0.28922 | 5.0591 | 2.1271 | 0 | 0.50417 | 0.83819 | 0 | 0 | 0 | 0 | -55.0699 | 0.055283 | 0 | 0.00466 | 0 | -0.38934 | 0 | 0 | 0 | 0 | 0 | 0 | 0 | 0 | 1.4374 | 0.0010361 | 0 | 0 | 1.8827 | 0 | 2.8366 | 0 | 0.33079 | 16.9772 | 1.2663 | 3.1569 | 0.034497 | 0.057553 | -0.70922 | 0.62859 | 0.11453 | 2.6783 | -18.3965 | 20.7948 | -1.0986 | 0 | 0.5801 | 0 | 1.7286 | 0.20243
2025_04_17 Hr 19 | 0.18127 | 0.00014946 | 0 | 0.098702 | 0.099436 | 0.085564 | 0.091454 | 0.10023 | 0.10082 | 0 | 0 | 0.016972 | 2.1 | 0.1953 | 1.4185 | 1.4185 | 4.5287 | 0 | 0.0051127 | 0.0054208 | 0.010137 | 0.033051 | 0 | 0.057082 | 0.017981 | 0.85044 | 0.28922 | 5.0591 | 2.1271 | 0 | 0.50417 | 0.83819 | 0 | 0 | 0 | 0 | -59.0619 | 0.055283 | 0 | 0.0049821 | 0 | -0.4164 | 0 | 0 | 0 | 0 | 0 | 0 | 0 | 0 | 1.2994 | 0.0010361 | 0 | 0 | 1.8827 | 0 | 2.8366 | 0 | 0.5397 | 16.9772 | 1.2663 | 3.1569 | 0.034497 | 0.057553 | -0.18127 | 0.62859 | 0.11453 | 2.6783 | -22.3644 | 20.318 | -0.59766 | 0 | 0.5801 | 0 | 1.7286 | 0.20244
2025_04_17 Hr 20 | 0.022595 | 1.9167e-05 | 0 | 0.098702 | 0.099436 | 0.085564 | 0.091454 | 0.10023 | 0.10082 | 0 | 0 | 0.016972 | 2.22 | 0.22064 | 1.4185 | 1.4185 | 4.5287 | 0 | 0.0051127 | 0.0054208 | 0.010137 | 0.033051 | 0 | 0.057082 | 0.017981 | 0.85044 | 0.28922 | 5.0591 | 2.1271 | 0 | 0.50417 | 0.83819 | 0 | 0 | 0 | 0 | -62.4838 | 0.055283 | 0 | 0.0053243 | 0 | -0.44514 | 0 | 0 | 0 | 0 | 0 | 0 | 0 | 0 | 1.4374 | 0.0010361 | 0 | 0 | 1.8827 | 0 | 2.8366 | 0 | 0.60064 | 16.9772 | 1.2663 | 3.1569 | 0.034497 | 0.057553 | -0.022595 | 0.62859 | 0.11453 | 2.6783 | -25.4711 | 20.5032 | -0.46773 | 0 | 0.5801 | 0 | 1.7286 | 0.20227
2025_04_17 Hr 21 | 0 | 0 | 0 | 0.098702 | 0.099436 | 0.085564 | 0.091454 | 0.10023 | 0.10082 | 0 | 0 | 0.016972 | 2.04 | 0.19789 | 1.4185 | 1.4185 | 4.5287 | 0 | 0.0051127 | 0.0054208 | 0.010137 | 0.033051 | 0 | 0.057082 | 0.017981 | 0.85044 | 0.28922 | 5.0591 | 2.1271 | 0 | 0.50417 | 0.83819 | 0 | 0 | 0 | 0 | -64.2184 | 0.055283 | 0 | 0.0051967 | 0 | -0.43442 | 0 | 0 | 0 | 0 | 0 | 0 | 0 | 0 | 1.9891 | 0.0010361 | 0 | 0 | 1.8827 | 0 | 2.8366 | 0 | 1.2317 | 16.9772 | 1.2663 | 3.1569 | 0.034497 | 0.057553 | 0 | 0.62859 | 0.11453 | 2.6783 | -26.2115 | 21.4641 | -0.43442 | 0 | 0.5801 | 0 | 1.7286 | 0.20568
2025_04_17 Hr 22 | 0 | 0 | 0 | 0.098702 | 0.099436 | 0.085564 | 0.091454 | 0.10023 | 0.10082 | 0 | 0 | 0.016972 | 2.67 | 0.25447 | 1.4185 | 1.4185 | 4.5287 | 0 | 0.0051127 | 0.0054208 | 0.010137 | 0.033051 | 0 | 0.057082 | 0.017981 | 0.85044 | 0.28922 | 5.0591 | 2.1271 | 0 | 0.50417 | 0.83819 | 0 | 0 | 0 | 0 | -70.1308 | 0.055283 | 0 | 0.0051057 | 0 | -0.42678 | 0 | 0 | 0 | 0 | 0 | 0 | 0 | 0 | 2.3303 | 0.0010361 | 0 | 0 | 1.8827 | 0 | 2.8366 | 0 | 1.6191 | 16.9772 | 1.2663 | 3.1569 | 0.034497 | 0.057553 | 0 | 0.62859 | 0.11453 | 2.6783 | -30.7059 | 22.8745 | -0.42678 | 0 | 0.5801 | 0 | 1.7286 | 0.20095
2025_04_17 Hr 23 | 0 | 0 | 0 | 0.098702 | 0.099436 | 0.085564 | 0.091454 | 0.10023 | 0.10082 | 0 | 0 | 0.016972 | 2.73 | 0.29555 | 1.4185 | 1.4185 | 4.6247 | 0 | 0.0051127 | 0.0054208 | 0.010137 | 0.033051 | 0 | 0.057082 | 0.017981 | 0.85044 | 0.28922 | 5.1027 | 2.1271 | 0 | 0.51039 | 0.83819 | 0 | 0 | 0 | 0 | -84.5874 | 0.055283 | 0 | 0.0057996 | 0 | -0.48507 | 0 | 0 | 0 | 0 | 0 | 0 | 0 | 0 | 2.3303 | 0.0010361 | 0 | 0 | 1.8827 | 0 | 2.8881 | 0 | 1.5625 | 17.1683 | 1.2663 | 3.1569 | 0.034497 | 0.057553 | 0 | 0.62859 | 0.11453 | 2.6783 | -44.9855 | 22.9187 | -0.48507 | 0 | 0.5801 | 0 | 1.7286 | 0.19443
2025_04_17 Hr 24 | 0 | 0 | 0 | 0.098702 | 0.099436 | 0.085564 | 0.091454 | 0.10023 | 0.10082 | 0 | 0 | 0.016972 | 2.52 | 0.20006 | 1.4185 | 1.4185 | 4.6247 | 0 | 0.0051127 | 0.0054208 | 0.010137 | 0.033051 | 0 | 0.057082 | 0.017981 | 0.85044 | 0.28922 | 5.1027 | 2.1271 | 0 | 0.51039 | 0.83819 | 0 | 0 | 0 | 0 | -63.7425 | 0.055283 | 0 | 0.004253 | 0 | -0.35515 | 0 | 0 | 0 | 0 | 0 | 0 | 0 | 0 | 2.1923 | 0.0010361 | 0 | 0 | 1.8827 | 0 | 2.8881 | 0 | 1.5016 | 17.1683 | 1.2663 | 3.1569 | 0.034497 | 0.057553 | 0 | 0.62859 | 0.11453 | 2.6783 | -24.5197 | 22.4096 | -0.35515 | 0 | 0.5801 | 0 | 1.7286 | 0.1897
2025_04_18 Hr 01 | 0 | 0 | 0 | 0.080945 | 0.081548 | 0.070171 | 0.075001 | 0.082201 | 0.082681 | 0 | 0 | 0.016972 | 2.55 | 0.19021 | 1.4185 | 1.4185 | 3.7934 | 0 | 0.0051127 | 0.0054208 | 0.010137 | 0.033051 | 0 | 0.057082 | 0.017981 | 0.85044 | 0.23806 | 4.1847 | 2.1271 | 0 | 0.51039 | 0.83819 | 0 | 0 | 0 | 0 | -59.5269 | 0.055283 | 0 | 0.0039959 | 0 | -0.33356 | 0 | 0 | 0 | 0 | 0 | 0 | 0 | 0 | 1.51 | 0.0010361 | 0 | 0 | 1.8827 | 0 | 2.3685 | 0 | 1.8324 | 14.7446 | 1.2663 | 3.1569 | 0.034497 | 0.057553 | 0 | 0.62859 | 0.11453 | 2.6783 | -23.0424 | 22.0734 | -0.33356 | 0 | 0.5801 | 0 | 1.7286 | 0.18498
2025_04_18 Hr 02 | 0 | 0 | 0 | 0.080945 | 0.081548 | 0.070171 | 0.075001 | 0.082201 | 0.082681 | 0 | 0 | 0.016972 | 2.82 | 0.23285 | 1.4185 | 1.4185 | 3.7934 | 0 | 0.0051127 | 0.0054208 | 0.010137 | 0.033051 | 0 | 0.057082 | 0.017981 | 0.85044 | 0.23806 | 4.1847 | 2.1271 | 0 | 0.51039 | 0.83819 | 0 | 0 | 0 | 0 | -67.6572 | 0.055283 | 0 | 0.0044235 | 0 | -0.36947 | 0 | 0 | 0 | 0 | 0 | 0 | 0 | 0 | 1.7785 | 0.0010361 | 0 | 0 | 1.8827 | 0 | 2.3685 | 0 | 1.5016 | 14.7446 | 1.2663 | 3.1569 | 0.034497 | 0.057553 | 0 | 0.62859 | 0.11453 | 2.6783 | -30.9592 | 22.3228 | -0.36947 | 0 | 0.5801 | 0 | 1.7286 | 0.18395
2025_04_18 Hr 03 | 0 | 0 | 0 | 0.080945 | 0.081548 | 0.070171 | 0.075001 | 0.082201 | 0.082681 | 0 | 0 | 0.016972 | 2.82 | 0.2279 | 1.4185 | 1.4185 | 3.7934 | 0 | 0.0051127 | 0.0054208 | 0.010137 | 0.033051 | 0 | 0.057082 | 0.017981 | 0.85044 | 0.23806 | 4.1847 | 2.1271 | 0 | 0.51039 | 0.83819 | 0 | 0 | 0 | 0 | -66.8962 | 0.055283 | 0 | 0.0043295 | 0 | -0.36157 | 0 | 0 | 0 | 0 | 0 | 0 | 0 | 0 | 2.5989 | 0.0010361 | 0 | 0 | 1.8827 | 0 | 2.3685 | 0 | 1.8019 | 14.7446 | 1.2663 | 3.1569 | 0.034497 | 0.057553 | 0 | 0.62859 | 0.11453 | 2.6783 | -29.076 | 23.4371 | -0.36157 | 0 | 0.5801 | 0 | 1.7286 | 0.18257
2025_04_18 Hr 04 | 0 | 0 | 0 | 0.080945 | 0.081548 | 0.070171 | 0.075001 | 0.082201 | 0.082681 | 0 | 0 | 0.016972 | 2.85 | 0.21561 | 1.4185 | 1.4185 | 3.7934 | 0 | 0.0051127 | 0.0054208 | 0.010137 | 0.033051 | 0 | 0.057082 | 0.017981 | 0.85044 | 0.23806 | 4.1847 | 2.1271 | 0 | 0.51039 | 0.83819 | 0 | 0 | 0 | 0 | -64.1326 | 0.055283 | 0 | 0.0040528 | 0 | -0.33833 | 0 | 0 | 0 | 0 | 0 | 0 | 0 | 0 | 3.2885 | 0.0010361 | 0 | 0 | 1.8827 | 0 | 2.3685 | 0 | 2.2502 | 14.7446 | 1.2663 | 3.1569 | 0.034497 | 0.057553 | 0 | 0.62859 | 0.11453 | 2.6783 | -25.1339 | 24.5924 | -0.33833 | 0 | 0.5801 | 0 | 1.7286 | 0.18219
2025_04_18 Hr 05 | 0 | 0 | 0 | 0.080945 | 0.081548 | 0.070171 | 0.075001 | 0.082201 | 0.082681 | 0 | 0 | 0.016972 | 2.82 | 0.24751 | 1.4185 | 1.4185 | 3.7934 | 0 | 0.0051127 | 0.0054208 | 0.010137 | 0.033051 | 0 | 0.057082 | 0.017981 | 0.85044 | 0.23806 | 4.1847 | 2.1271 | 0 | 0.51039 | 0.83819 | 0 | 0 | 0 | 0 | -71.4589 | 0.055283 | 0 | 0.0047019 | 0 | -0.39286 | 0 | 0 | 0 | 0 | 0 | 0 | 0 | 0 | 3.2159 | 0.0010361 | 0 | 0 | 1.8827 | 0 | 2.3685 | 0 | 2.2198 | 14.7446 | 1.2663 | 3.1569 | 0.034497 | 0.057553 | 0 | 0.62859 | 0.11453 | 2.6783 | -32.614 | 24.4932 | -0.39286 | 0 | 0.5801 | 0 | 1.7286 | 0.18414
2025_04_18 Hr 06 | 0 | 0 | 0 | 0.080945 | 0.081548 | 0.070171 | 0.075001 | 0.082201 | 0.082681 | 0 | 0 | 0.016972 | 2.64 | 0.23153 | 1.4185 | 1.4185 | 3.7934 | 0 | 0.0051127 | 0.0054208 | 0.010137 | 0.033051 | 0 | 0.057082 | 0.017981 | 0.85044 | 0.23806 | 4.1847 | 2.1271 | 0 | 0.51039 | 0.83819 | 0 | 0 | 0 | 0 | -68.0107 | 0.055283 | 0 | 0.0046983 | 0 | -0.39256 | 0 | 0 | 0 | 0 | 0 | 0 | 0 | 0 | 3.2159 | 0.0010361 | 0 | 0 | 1.8827 | 0 | 2.3685 | 0 | 2.4635 | 14.7446 | 1.2663 | 3.1569 | 0.034497 | 0.057553 | 0 | 0.62859 | 0.11453 | 2.6783 | -29.1108 | 24.5479 | -0.39256 | 0 | 0.5801 | 0 | 1.7286 | 0.19102
2025_04_18 Hr 07 | 0.045044 | 0 | 0 | 0.080945 | 0.081548 | 0.070171 | 0.075001 | 0.082201 | 0.082681 | 0 | 0 | 0.016972 | 2.13 | 0.1596 | 1.4185 | 1.4185 | 3.7147 | 0 | 0.0051127 | 0.0054208 | 0.010137 | 0.033051 | 0 | 0.057082 | 0.017981 | 0.85044 | 0.23806 | 4.1489 | 2.1271 | 0 | 0.50417 | 0.83819 | 0 | 0 | 0 | 0 | -51.8921 | 0.055283 | 0 | 0.0040141 | 0 | -0.33508 | 0 | 0 | 0 | 0 | 0 | 0 | 0 | 0 | 3.2885 | 0.0010361 | 0 | 0 | 1.8827 | 0 | 2.3262 | 0 | 2.7029 | 14.5879 | 1.2663 | 3.1569 | 0.034497 | 0.057553 | -0.045044 | 0.62859 | 0.11453 | 2.6783 | -13.3593 | 24.3249 | -0.38013 | 0 | 0.5801 | 0 | 1.7286 | 0.19925
2025_04_18 Hr 08 | 0.11341 | 0 | 0 | 0.080945 | 0.081548 | 0.070171 | 0.075001 | 0.082201 | 0.082681 | 0 | 0 | 0.016972 | 1.83 | 0.1273 | 1.4185 | 1.4185 | 3.7147 | 0 | 0.0051127 | 0.0054208 | 0.010137 | 0.033051 | 0 | 0.057082 | 0.017981 | 0.85044 | 0.23806 | 4.1489 | 2.1271 | 0 | 0.50417 | 0.83819 | 0 | 0 | 0 | 0 | -44.5722 | 0.055283 | 0 | 0.0037267 | 0 | -0.31094 | 0 | 0 | 0 | 0 | 0 | 0 | 0 | 0 | 3.078 | 0.0010361 | 0 | 0 | 1.8827 | 0 | 2.3262 | 0 | 2.6724 | 14.5879 | 1.2663 | 3.1569 | 0.034497 | 0.057553 | -0.11341 | 0.62859 | 0.11453 | 2.6783 | -6.5843 | 23.8244 | -0.42435 | 0 | 0.5801 | 0 | 1.7286 | 0.20359
2025_04_18 Hr 09 | 0.36369 | 3.7957e-05 | 0 | 0.080945 | 0.081548 | 0.070171 | 0.075001 | 0.082201 | 0.082681 | 0 | 0 | 0.016972 | 1.98 | 0.14171 | 1.4185 | 1.4185 | 3.7147 | 0 | 0.0051127 | 0.0054208 | 0.010137 | 0.033051 | 0 | 0.057082 | 0.017981 | 0.85044 | 0.23806 | 4.1489 | 2.1271 | 0 | 0.50417 | 0.83819 | 0 | 0 | 0 | 0 | -45.0292 | 0.055283 | 0 | 0.0038341 | 0 | -0.31996 | 0 | 0 | 0 | 0 | 0 | 0 | 0 | 0 | 3.2885 | 0.0010361 | 0 | 0 | 1.8827 | 0 | 2.3262 | 0 | 2.433 | 14.5879 | 1.2663 | 3.1569 | 0.034497 | 0.057553 | -0.36369 | 0.62859 | 0.11453 | 2.6783 | -6.9131 | 24.2118 | -0.68366 | 0 | 0.5801 | 0 | 1.7286 | 0.20522
2025_04_18 Hr 10 | 0.68983 | 0.00021689 | 0 | 0.080945 | 0.081548 | 0.070171 | 0.075001 | 0.082201 | 0.082681 | 0 | 0 | 0.016972 | 1.59 | 0.097535 | 1.4185 | 1.4185 | 3.7147 | 0 | 0.0051127 | 0.0054208 | 0.010137 | 0.033051 | 0 | 0.057082 | 0.017981 | 0.85044 | 0 | 4.1489 | 2.1271 | 0 | 0.50417 | 0.83819 | 0 | 0 | 0 | 0 | -38.9853 | 0.055283 | 0 | 0.0032862 | 0 | -0.27394 | 0 | 0 | 0 | 0 | 0 | 0 | 0 | 0 | 4.0435 | 0.0010361 | 0 | 0 | 1.8827 | 0 | 2.3262 | 0 | 2.2807 | 14.3498 | 1.2663 | 3.1569 | 0.034497 | 0.057553 | -0.68983 | 0.62859 | 0.11453 | 2.6783 | -0.89185 | 24.7074 | -0.96377 | 0 | 0.5801 | 0 | 1.7286 | 0.20596
2025_04_18 Hr 11 | 0.7037 | 0.00048389 | 0 | 0.080945 | 0.081548 | 0.070171 | 0.075001 | 0.082201 | 0.082681 | 0 | 0 | 0.016972 | 1.23 | 0.075426 | 1.4185 | 1.4185 | 3.7147 | 0 | 0.0051127 | 0.0054208 | 0.010137 | 0.033051 | 0 | 0.057082 | 0.017981 | 0.85044 | 0 | 4.1489 | 2.1271 | 0 | 0.50417 | 0.83819 | 0 | 0 | 0 | 0 | -39.0101 | 0.055283 | 0 | 0.0032851 | 0 | -0.27385 | 0 | 0 | 0 | 0 | 0 | 0 | 0 | 0 | 4.1088 | 0.0010361 | 0 | 0 | 1.8827 | 0 | 2.3262 | 0 | 2.2502 | 14.3498 | 1.2663 | 3.1569 | 0.034497 | 0.057553 | -0.7037 | 0.62859 | 0.11453 | 2.6783 | -1.2633 | 24.3745 | -0.97755 | 0 | 0.5801 | 0 | 1.7286 | 0.20616
2025_04_18 Hr 12 | 0.73894 | 0.00066522 | 0 | 0.080945 | 0.081548 | 0.070171 | 0.075001 | 0.082201 | 0.082681 | 0 | 0 | 0.016972 | 1.26 | 0.075584 | 1.4185 | 1.4185 | 3.7147 | 0 | 0.0051127 | 0.0054208 | 0.010137 | 0.033051 | 0 | 0.057082 | 0.017981 | 0.85044 | 0 | 4.1489 | 2.1271 | 0 | 0.50417 | 0.83819 | 0 | 0 | 0 | 0 | -37.8604 | 0.055283 | 0 | 0.0032136 | 0 | -0.26784 | 0 | 0 | 0 | 0 | 0 | 0 | 0 | 0 | 4.1088 | 0.0010361 | 0 | 0 | 1.8827 | 0 | 2.3262 | 0 | 1.9194 | 14.3498 | 1.2663 | 3.1569 | 0.034497 | 0.057553 | -0.73894 | 0.62859 | 0.11453 | 2.6783 | -0.40948 | 24.1079 | -1.0068 | 0 | 0.5801 | 0 | 1.7286 | 0.20478
2025_04_18 Hr 13 | 0.69607 | 0.00072004 | 0 | 0.080945 | 0.081548 | 0.070171 | 0.075001 | 0.082201 | 0.082681 | 0 | 0 | 0.016972 | 1.11 | 0.061701 | 1.4185 | 1.4185 | 3.7147 | 0 | 0.0051127 | 0.0054208 | 0.010137 | 0.033051 | 0 | 0.057082 | 0.017981 | 0.85044 | 0 | 4.1489 | 2.1271 | 0 | 0.50417 | 0.83819 | 0 | 0 | 0 | 0 | -36.2225 | 0.055283 | 0 | 0.0029778 | 0 | -0.24804 | 0 | 0 | 0 | 0 | 0 | 0 | 0 | 0 | 4.0435 | 0.0010361 | 0 | 0 | 1.8827 | 0 | 2.3262 | 0 | 1.8019 | 14.3498 | 1.2663 | 3.1569 | 0.034497 | 0.057553 | -0.69607 | 0.62859 | 0.11453 | 2.6783 | 0.90054 | 23.7173 | -0.94411 | 0 | 0.5801 | 0 | 1.7286 | 0.20371
2025_04_18 Hr 14 | 0.65801 | 0.00074758 | 0 | 0.080945 | 0.081548 | 0.070171 | 0.075001 | 0.082201 | 0.082681 | 0 | 0 | 0.016972 | 0.9 | 0.052396 | 1.4185 | 1.4185 | 3.7147 | 0 | 0.0051127 | 0.0054208 | 0.010137 | 0.033051 | 0 | 0.057082 | 0.017981 | 0.85044 | 0 | 4.1489 | 2.1271 | 0 | 0.50417 | 0.83819 | 0 | 0 | 0 | 0 | -39.1939 | 0.055283 | 0 | 0.0031188 | 0 | -0.25988 | 0 | 0 | 0 | 0 | 0 | 0 | 0 | 0 | 3.9709 | 0.0010361 | 0 | 0 | 1.8827 | 0 | 2.3262 | 0 | 1.5321 | 14.3498 | 1.2663 | 3.1569 | 0.034497 | 0.057553 | -0.65801 | 0.62859 | 0.11453 | 2.6783 | -2.6461 | 23.1158 | -0.91789 | 0 | 0.5801 | 0 | 1.7286 | 0.202
2025_04_18 Hr 15 | 0.40867 | 0.00062805 | 0 | 0.080945 | 0.081548 | 0.070171 | 0.075001 | 0.082201 | 0.082681 | 0 | 0 | 0.016972 | 0.57 | 0.03375 | 1.4185 | 1.4185 | 3.7147 | 0 | 0.0051127 | 0.0054208 | 0.010137 | 0.033051 | 0 | 0.057082 | 0.017981 | 0.85044 | 0 | 4.1489 | 2.1271 | 0 | 0.50417 | 0.83819 | 0 | 0 | 0 | 0 | -39.4903 | 0.055283 | 0 | 0.003172 | 0 | -0.26434 | 0 | 0 | 0 | 0 | 0 | 0 | 0 | 0 | 3.7676 | 0.0010361 | 0 | 0 | 1.8827 | 0 | 2.3262 | 0 | 1.6801 | 14.3498 | 1.2663 | 3.1569 | 0.034497 | 0.057553 | -0.40867 | 0.62859 | 0.11453 | 2.6783 | -3.3528 | 22.4607 | -0.67301 | 0 | 0.5801 | 0 | 1.7286 | 0.20031
2025_04_18 Hr 16 | 0.6357 | 0.00048196 | 0 | 0.080945 | 0.081548 | 0.070171 | 0.075001 | 0.082201 | 0.082681 | 0 | 0 | 0.016972 | 0.48 | 0.031498 | 1.4185 | 1.4185 | 3.7147 | 0 | 0.0051127 | 0.0054208 | 0.010137 | 0.033051 | 0 | 0.057082 | 0.017981 | 0.85044 | 0 | 4.1489 | 2.1271 | 0 | 0.50417 | 0.83819 | 0 | 0 | 0 | 0 | -46.7351 | 0.055283 | 0 | 0.0035154 | 0 | -0.2932 | 0 | 0 | 0 | 0 | 0 | 0 | 0 | 0 | 3.695 | 0.0010361 | 0 | 0 | 1.8827 | 0 | 2.3262 | 0 | 1.9194 | 14.3498 | 1.2663 | 3.1569 | 0.034497 | 0.057553 | -0.6357 | 0.62859 | 0.11453 | 2.6783 | -10.552 | 22.7621 | -0.9289 | 0 | 0.5801 | 0 | 1.7286 | 0.2003
2025_04_18 Hr 17 | 0.73516 | 0.00066986 | 0 | 0.080945 | 0.081548 | 0.070171 | 0.075001 | 0.082201 | 0.082681 | 0 | 0 | 0.016972 | 0.24 | 0.016784 | 1.4185 | 1.4185 | 3.7147 | 0 | 0.0051127 | 0.0054208 | 0.010137 | 0.033051 | 0 | 0.057082 | 0.017981 | 0.85044 | 0.3877 | 4.1489 | 2.1271 | 0 | 0.50417 | 0.83819 | 0 | 0 | 0 | 0 | -47.4026 | 0.055283 | 0 | 0.0037464 | 0 | -0.3126 | 0 | 0 | 0 | 0 | 0 | 0 | 0 | 0 | 3.695 | 0.0010361 | 0 | 0 | 1.8827 | 0 | 2.3262 | 0 | 1.3493 | 14.5879 | 1.2663 | 3.1569 | 0.034497 | 0.057553 | -0.73516 | 0.62859 | 0.11453 | 2.6783 | -11.826 | 22.0364 | -1.0478 | 0 | 0.5801 | 0 | 1.7286 | 0.19985
2025_04_18 Hr 18 | 0.65524 | 0.00047044 | 0 | 0.080945 | 0.081548 | 0.070171 | 0.075001 | 0.082201 | 0.082681 | 0 | 0 | 0.016972 | 0.18 | 0.013074 | 1.4185 | 1.4185 | 3.7147 | 0 | 0.0051127 | 0.0054208 | 0.010137 | 0.033051 | 0 | 0.057082 | 0.017981 | 0.85044 | 0.23806 | 4.1489 | 2.1271 | 0 | 0.50417 | 0.83819 | 0 | 0 | 0 | 0 | -48.7803 | 0.055283 | 0 | 0.0038911 | 0 | -0.32475 | 0 | 0 | 0 | 0 | 0 | 0 | 0 | 0 | 3.3538 | 0.0010361 | 0 | 0 | 1.8827 | 0 | 2.3262 | 0 | 1.2622 | 14.5879 | 1.2663 | 3.1569 | 0.034497 | 0.057553 | -0.65524 | 0.62859 | 0.11453 | 2.6783 | -13.708 | 21.4644 | -0.98 | 0 | 0.5801 | 0 | 1.7286 | 0.19986
2025_04_18 Hr 19 | 0.1586 | 0.00031069 | 0 | 0.080945 | 0.081548 | 0.070171 | 0.075001 | 0.082201 | 0.082681 | 0 | 0 | 0.016972 | 0.06 | 0.0045847 | 1.4185 | 1.4185 | 3.7147 | 0 | 0.0051127 | 0.0054208 | 0.010137 | 0.033051 | 0 | 0.057082 | 0.017981 | 0.85044 | 0.23806 | 4.1489 | 2.1271 | 0 | 0.50417 | 0.83819 | 0 | 0 | 0 | 0 | -51.5641 | 0.055283 | 0 | 0.0040935 | 0 | -0.34175 | 0 | 0 | 0 | 0 | 0 | 0 | 0 | 0 | 2.9473 | 0.0010361 | 0 | 0 | 1.8827 | 0 | 2.3262 | 0 | 1.6801 | 14.5879 | 1.2663 | 3.1569 | 0.034497 | 0.057553 | -0.1586 | 0.62859 | 0.11453 | 2.6783 | -16.6269 | 20.8497 | -0.50035 | 0 | 0.5801 | 0 | 1.7286 | 0.19913
2025_04_18 Hr 20 | 0.045044 | 8.7906e-05 | 0 | 0.080945 | 0.081548 | 0.070171 | 0.075001 | 0.082201 | 0.082681 | 0 | 0 | 0.016972 | 0.09 | 0.005931 | 1.4185 | 1.4185 | 3.7147 | 0 | 0.0051127 | 0.0054208 | 0.010137 | 0.033051 | 0 | 0.057082 | 0.017981 | 0.85044 | 0.23806 | 4.1489 | 2.1271 | 0 | 0.50417 | 0.83819 | 0 | 0 | 0 | 0 | -41.7082 | 0.055283 | 0 | 0.0035304 | 0 | -0.29445 | 0 | 0 | 0 | 0 | 0 | 0 | 0 | 0 | 2.4682 | 0.0010361 | 0 | 0 | 1.8827 | 0 | 2.3262 | 0 | 1.4711 | 14.5879 | 1.2663 | 3.1569 | 0.034497 | 0.057553 | -0.045044 | 0.62859 | 0.11453 | 2.6783 | -7.3825 | 20.0772 | -0.3395 | 0 | 0.5801 | 0 | 1.7286 | 0.19717
2025_04_18 Hr 21 | 0 | 1.0648e-06 | 0 | 0.080945 | 0.081548 | 0.070171 | 0.075001 | 0.082201 | 0.082681 | 0 | 0 | 0.016972 | 0.6 | 0.039751 | 1.4185 | 1.4185 | 3.7147 | 0 | 0.0051127 | 0.0054208 | 0.010137 | 0.033051 | 0 | 0.057082 | 0.017981 | 0.85044 | 0.23806 | 4.1489 | 2.1271 | 0 | 0.50417 | 0.83819 | 0 | 0 | 0 | 0 | -42.5681 | 0.055283 | 0 | 0.0035492 | 0 | -0.29603 | 0 | 0 | 0 | 0 | 0 | 0 | 0 | 0 | 2.5989 | 0.0010361 | 0 | 0 | 1.8827 | 0 | 2.3262 | 0 | 1.5016 | 14.5879 | 1.2663 | 3.1569 | 0.034497 | 0.057553 | 0 | 0.62859 | 0.11453 | 2.6783 | -7.539 | 20.7373 | -0.29603 | 0 | 0.5801 | 0 | 1.7286 | 0.19737
2025_04_18 Hr 22 | 0 | 0 | 0 | 0.080945 | 0.081548 | 0.070171 | 0.075001 | 0.082201 | 0.082681 | 0 | 0 | 0.016972 | 2.04 | 0.15951 | 1.4185 | 1.4185 | 3.7147 | 0 | 0.0051127 | 0.0054208 | 0.010137 | 0.033051 | 0 | 0.057082 | 0.017981 | 0.85044 | 0.23806 | 4.1489 | 2.1271 | 0 | 0.50417 | 0.83819 | 0 | 0 | 0 | 0 | -59.2901 | 0.055283 | 0 | 0.0041888 | 0 | -0.34976 | 0 | 0 | 0 | 0 | 0 | 0 | 0 | 0 | 2.8094 | 0.0010361 | 0 | 0 | 1.8827 | 0 | 2.3262 | 0 | 2.9423 | 14.5879 | 1.2663 | 3.1569 | 0.034497 | 0.057553 | 0 | 0.62859 | 0.11453 | 2.6783 | -21.1073 | 23.9447 | -0.34976 | 0 | 0.5801 | 0 | 1.7286 | 0.19386
2025_04_18 Hr 23 | 0 | 0 | 0 | 0.080945 | 0.081548 | 0.070171 | 0.075001 | 0.082201 | 0.082681 | 0 | 0 | 0.016972 | 2.22 | 0.19277 | 1.4185 | 1.4185 | 3.7934 | 0 | 0.0051127 | 0.0054208 | 0.010137 | 0.033051 | 0 | 0.057082 | 0.017981 | 0.85044 | 0.23806 | 4.1847 | 2.1271 | 0 | 0.51039 | 0.83819 | 0 | 0 | 0 | 0 | -70.6185 | 0.055283 | 0 | 0.0046517 | 0 | -0.38864 | 0 | 0 | 0 | 0 | 0 | 0 | 0 | 0 | 2.9473 | 0.0010361 | 0 | 0 | 1.8827 | 0 | 2.3685 | 0 | 3.0902 | 14.7446 | 1.2663 | 3.1569 | 0.034497 | 0.057553 | 0 | 0.62859 | 0.11453 | 2.6783 | -31.8173 | 24.4452 | -0.38864 | 0 | 0.5801 | 0 | 1.7286 | 0.18896
2025_04_18 Hr 24 | 0 | 0 | 0 | 0.080945 | 0.081548 | 0.070171 | 0.075001 | 0.082201 | 0.082681 | 0 | 0 | 0.016972 | 2.13 | 0.15846 | 1.4185 | 1.4185 | 3.7934 | 0 | 0.0051127 | 0.0054208 | 0.010137 | 0.033051 | 0 | 0.057082 | 0.017981 | 0.85044 | 0.23806 | 4.1847 | 2.1271 | 0 | 0.51039 | 0.83819 | 0 | 0 | 0 | 0 | -61.4297 | 0.055283 | 0 | 0.0039855 | 0 | -0.33268 | 0 | 0 | 0 | 0 | 0 | 0 | 0 | 0 | 2.7368 | 0.0010361 | 0 | 0 | 1.8827 | 0 | 2.3685 | 0 | 3.2121 | 14.7446 | 1.2663 | 3.1569 | 0.034497 | 0.057553 | 0 | 0.62859 | 0.11453 | 2.6783 | -22.791 | 24.2267 | -0.33268 | 0 | 0.5801 | 0 | 1.7286 | 0.18344
2025_04_19 Hr 01 | 0 | 0 | 0 | 0.069389 | 0.069906 | 0.060153 | 0.064294 | 0.070466 | 0.070878 | 0 | 0 | 0.016972 | 1.41 | 0.11513 | 1.4185 | 1.4185 | 3.2525 | 0 | 0.0051127 | 0.0054208 | 0.010137 | 0.033051 | 0 | 0.057082 | 0.017981 | 0.85044 | 0.20477 | 3.5873 | 2.1271 | 0 | 0.51039 | 0.83819 | 0 | 0 | 0 | 0 | -68.0451 | 0.055283 | 0 | 0.0043741 | 0 | -0.36532 | 0 | 0 | 0 | 0 | 0 | 0 | 0 | 0 | 3.3538 | 0.0010361 | 0 | 0 | 1.8827 | 0 | 2.0303 | 0 | 3.1207 | 13.1673 | 1.2663 | 3.1569 | 0.034497 | 0.057553 | 0 | 0.62859 | 0.11453 | 2.6783 | -31.256 | 23.9871 | -0.36532 | 0 | 0.5801 | 0 | 1.7286 | 0.1815
2025_04_19 Hr 02 | 0 | 0 | 0 | 0.069389 | 0.069906 | 0.060153 | 0.064294 | 0.070466 | 0.070878 | 0 | 0 | 0.016972 | 0.93 | 0.052839 | 1.4185 | 1.4185 | 3.2525 | 0 | 0.0051127 | 0.0054208 | 0.010137 | 0.033051 | 0 | 0.057082 | 0.017981 | 0.85044 | 0.20477 | 3.5873 | 2.1271 | 0 | 0.51039 | 0.83819 | 0 | 0 | 0 | 0 | -46.0295 | 0.055283 | 0 | 0.0030437 | 0 | -0.25357 | 0 | 0 | 0 | 0 | 0 | 0 | 0 | 0 | 3.3538 | 0.0010361 | 0 | 0 | 1.8827 | 0 | 2.0303 | 0 | 2.8509 | 13.1673 | 1.2663 | 3.1569 | 0.034497 | 0.057553 | 0 | 0.62859 | 0.11453 | 2.6783 | -9.943 | 23.1728 | -0.25357 | 0 | 0.5801 | 0 | 1.7286 | 0.1794
2025_04_19 Hr 03 | 0 | 0 | 0 | 0.069389 | 0.069906 | 0.060153 | 0.064294 | 0.070466 | 0.070878 | 0 | 0 | 0.016972 | 1.11 | 0.062588 | 1.4185 | 1.4185 | 3.2525 | 0 | 0.0051127 | 0.0054208 | 0.010137 | 0.033051 | 0 | 0.057082 | 0.017981 | 0.85044 | 0.20477 | 3.5873 | 2.1271 | 0 | 0.51039 | 0.83819 | 0 | 0 | 0 | 0 | -45.8142 | 0.055283 | 0 | 0.0030207 | 0 | -0.25164 | 0 | 0 | 0 | 0 | 0 | 0 | 0 | 0 | 3.4918 | 0.0010361 | 0 | 0 | 1.8827 | 0 | 2.0303 | 0 | 2.8813 | 13.1673 | 1.2663 | 3.1569 | 0.034497 | 0.057553 | 0 | 0.62859 | 0.11453 | 2.6783 | -9.3686 | 23.5299 | -0.25164 | 0 | 0.5801 | 0 | 1.7286 | 0.17833
2025_04_19 Hr 04 | 0 | 0 | 0 | 0.069389 | 0.069906 | 0.060153 | 0.064294 | 0.070466 | 0.070878 | 0 | 0 | 0.016972 | 1.95 | 0.13415 | 1.4185 | 1.4185 | 3.2525 | 0 | 0.0051127 | 0.0054208 | 0.010137 | 0.033051 | 0 | 0.057082 | 0.017981 | 0.85044 | 0.20477 | 3.5873 | 2.1271 | 0 | 0.51039 | 0.83819 | 0 | 0 | 0 | 0 | -57.5888 | 0.055283 | 0 | 0.0036853 | 0 | -0.30747 | 0 | 0 | 0 | 0 | 0 | 0 | 0 | 0 | 3.2885 | 0.0010361 | 0 | 0 | 1.8827 | 0 | 2.0303 | 0 | 2.9727 | 13.1673 | 1.2663 | 3.1569 | 0.034497 | 0.057553 | 0 | 0.62859 | 0.11453 | 2.6783 | -20.3995 | 24.3295 | -0.30747 | 0 | 0.5801 | 0 | 1.7286 | 0.17821
2025_04_19 Hr 05 | 0 | 0 | 0 | 0.069389 | 0.069906 | 0.060153 | 0.064294 | 0.070466 | 0.070878 | 0 | 0 | 0.016972 | 2.49 | 0.1975 | 1.4185 | 1.4185 | 3.2525 | 0 | 0.0051127 | 0.0054208 | 0.010137 | 0.033051 | 0 | 0.057082 | 0.017981 | 0.85044 | 0.20477 | 3.5873 | 2.1271 | 0 | 0.51039 | 0.83819 | 0 | 0 | 0 | 0 | -64.3884 | 0.055283 | 0 | 0.0042492 | 0 | -0.35483 | 0 | 0 | 0 | 0 | 0 | 0 | 0 | 0 | 3.2885 | 0.0010361 | 0 | 0 | 1.8827 | 0 | 2.0303 | 0 | 2.6115 | 13.1673 | 1.2663 | 3.1569 | 0.034497 | 0.057553 | 0 | 0.62859 | 0.11453 | 2.6783 | -27.0052 | 24.5708 | -0.35483 | 0 | 0.5801 | 0 | 1.7286 | 0.17738
2025_04_19 Hr 06 | 0 | 0 | 0 | 0.069389 | 0.069906 | 0.060153 | 0.064294 | 0.070466 | 0.070878 | 0 | 0 | 0.016972 | 2.7 | 0.21327 | 1.4185 | 1.4185 | 3.2525 | 0 | 0.0051127 | 0.0054208 | 0.010137 | 0.033051 | 0 | 0.057082 | 0.017981 | 0.85044 | 0.20477 | 3.5873 | 2.1271 | 0 | 0.51039 | 0.83819 | 0 | 0 | 0 | 0 | -62.8438 | 0.055283 | 0 | 0.0042315 | 0 | -0.35335 | 0 | 0 | 0 | 0 | 0 | 0 | 0 | 0 | 3.0126 | 0.0010361 | 0 | 0 | 1.8827 | 0 | 2.0303 | 0 | 2.4026 | 13.1673 | 1.2663 | 3.1569 | 0.034497 | 0.057553 | 0 | 0.62859 | 0.11453 | 2.6783 | -25.7145 | 24.3154 | -0.35335 | 0 | 0.5801 | 0 | 1.7286 | 0.181
2025_04_19 Hr 07 | 0 | 0 | 0 | 0.069389 | 0.069906 | 0.060153 | 0.064294 | 0.070466 | 0.070878 | 0 | 0 | 0.016972 | 2.58 | 0.16692 | 1.4185 | 1.4185 | 3.185 | 0 | 0.0051127 | 0.0054208 | 0.010137 | 0.033051 | 0 | 0.057082 | 0.017981 | 0.85044 | 0.20477 | 3.5566 | 2.1271 | 0 | 0.50417 | 0.83819 | 0 | 0 | 0 | 0 | -46.3348 | 0.055283 | 0 | 0.0034659 | 0 | -0.28903 | 0 | 0 | 0 | 0 | 0 | 0 | 0 | 0 | 2.2577 | 0.0010361 | 0 | 0 | 1.8827 | 0 | 1.9941 | 0 | 2.4635 | 13.033 | 1.2663 | 3.1569 | 0.034497 | 0.057553 | 0 | 0.62859 | 0.11453 | 2.6783 | -10.1393 | 23.4515 | -0.28903 | 0 | 0.5801 | 0 | 1.7286 | 0.18378
2025_04_19 Hr 08 | 0.090742 | 0 | 0 | 0.069389 | 0.069906 | 0.060153 | 0.064294 | 0.070466 | 0.070878 | 0 | 0 | 0.016972 | 1.95 | 0.11937 | 1.4185 | 1.4185 | 3.185 | 0 | 0.0051127 | 0.0054208 | 0.010137 | 0.033051 | 0 | 0.057082 | 0.017981 | 0.85044 | 0.20477 | 3.5566 | 2.1271 | 0 | 0.50417 | 0.83819 | 0 | 0 | 0 | 0 | -43.3241 | 0.055283 | 0 | 0.0032795 | 0 | -0.27337 | 0 | 0 | 0 | 0 | 0 | 0 | 0 | 0 | 2.1923 | 0.0010361 | 0 | 0 | 1.8827 | 0 | 1.9941 | 0 | 2.6115 | 13.033 | 1.2663 | 3.1569 | 0.034497 | 0.057553 | -0.090742 | 0.62859 | 0.11453 | 2.6783 | -7.701 | 22.9542 | -0.36412 | 0 | 0.5801 | 0 | 1.7286 | 0.19064
2025_04_19 Hr 09 | 0.22653 | 2.61e-05 | 0 | 0.069389 | 0.069906 | 0.060153 | 0.064294 | 0.070466 | 0.070878 | 0 | 0 | 0.016972 | 1.92 | 0.11136 | 1.4185 | 1.4185 | 3.185 | 0 | 0.0051127 | 0.0054208 | 0.010137 | 0.033051 | 0 | 0.057082 | 0.017981 | 0.85044 | 0 | 3.5566 | 2.1271 | 0 | 0.50417 | 0.83819 | 0 | 0 | 0 | 0 | -41.6501 | 0.055283 | 0 | 0.0031071 | 0 | -0.2589 | 0 | 0 | 0 | 0 | 0 | 0 | 0 | 0 | 1.7785 | 0.0010361 | 0 | 0 | 1.8827 | 0 | 1.9941 | 0 | 2.6419 | 12.8282 | 1.2663 | 3.1569 | 0.034497 | 0.057553 | -0.22653 | 0.62859 | 0.11453 | 2.6783 | -6.6348 | 22.6726 | -0.48543 | 0 | 0.5801 | 0 | 1.7286 | 0.19451
2025_04_19 Hr 10 | 0.40859 | 0.00019068 | 0 | 0.069389 | 0.069906 | 0.060153 | 0.064294 | 0.070466 | 0.070878 | 0 | 0 | 0.016972 | 2.19 | 0.12256 | 1.4185 | 1.4185 | 3.185 | 0 | 0.0051127 | 0.0054208 | 0.010137 | 0.033051 | 0 | 0.057082 | 0.017981 | 0.85044 | 0 | 3.5566 | 2.1271 | 0 | 0.50417 | 0.83819 | 0 | 0 | 0 | 0 | -43.9728 | 0.055283 | 0 | 0.0029981 | 0 | -0.24974 | 0 | 0 | 0 | 0 | 0 | 0 | 0 | 0 | 1.9891 | 0.0010361 | 0 | 0 | 1.8827 | 0 | 1.9941 | 0 | 2.7899 | 12.8282 | 1.2663 | 3.1569 | 0.034497 | 0.057553 | -0.40859 | 0.62859 | 0.11453 | 2.6783 | -8.3047 | 23.4983 | -0.65834 | 0 | 0.5801 | 0 | 1.7286 | 0.19826
2025_04_19 Hr 11 | 0.54503 | 0.00044755 | 0 | 0.069389 | 0.069906 | 0.060153 | 0.064294 | 0.070466 | 0.070878 | 0 | 0 | 0.016972 | 2.19 | 0.11982 | 1.4185 | 1.4185 | 3.185 | 0 | 0.0051127 | 0.0054208 | 0.010137 | 0.033051 | 0 | 0.057082 | 0.017981 | 0.85044 | 0 | 3.5566 | 2.1271 | 0 | 0.50417 | 0.83819 | 0 | 0 | 0 | 0 | -45.328 | 0.055283 | 0 | 0.0029309 | 0 | -0.2441 | 0 | 0 | 0 | 0 | 0 | 0 | 0 | 0 | 2.0544 | 0.0010361 | 0 | 0 | 1.8827 | 0 | 1.9941 | 0 | 3.0598 | 12.8282 | 1.2663 | 3.1569 | 0.034497 | 0.057553 | -0.54503 | 0.62859 | 0.11453 | 2.6783 | -9.3209 | 23.9681 | -0.78913 | 0 | 0.5801 | 0 | 1.7286 | 0.19894
2025_04_19 Hr 12 | 0.59 | 0.00036592 | 0 | 0.069389 | 0.069906 | 0.060153 | 0.064294 | 0.070466 | 0.070878 | 0 | 0 | 0.016972 | 2.19 | 0.119 | 1.4185 | 1.4185 | 3.185 | 0 | 0.0051127 | 0.0054208 | 0.010137 | 0.033051 | 0 | 0.057082 | 0.017981 | 0.85044 | 0 | 3.5566 | 2.1271 | 0 | 0.50417 | 0.83819 | 0 | 0 | 0 | 0 | -44.1451 | 0.055283 | 0 | 0.002911 | 0 | -0.24243 | 0 | 0 | 0 | 0 | 0 | 0 | 0 | 0 | 2.1923 | 0.0010361 | 0 | 0 | 1.8827 | 0 | 1.9941 | 0 | 2.2198 | 12.8282 | 1.2663 | 3.1569 | 0.034497 | 0.057553 | -0.59 | 0.62859 | 0.11453 | 2.6783 | -8.8401 | 23.3093 | -0.83243 | 0 | 0.5801 | 0 | 1.7286 | 0.19819
2025_04_19 Hr 13 | 0.71525 | 0.00032736 | 0 | 0.069389 | 0.069906 | 0.060153 | 0.064294 | 0.070466 | 0.070878 | 0 | 0 | 0.016972 | 2.22 | 0.10516 | 1.4185 | 1.4185 | 3.185 | 0 | 0.0051127 | 0.0054208 | 0.010137 | 0.033051 | 0 | 0.057082 | 0.017981 | 0.85044 | 0 | 3.5566 | 2.1271 | 0 | 0.50417 | 0.83819 | 0 | 0 | 0 | 0 | -38.5393 | 0.055283 | 0 | 0.0025377 | 0 | -0.21107 | 0 | 0 | 0 | 0 | 0 | 0 | 0 | 0 | 1.9891 | 0.0010361 | 0 | 0 | 1.8827 | 0 | 1.9941 | 0 | 2.1632 | 12.8282 | 1.2663 | 3.1569 | 0.034497 | 0.057553 | -0.71525 | 0.62859 | 0.11453 | 2.6783 | -3.4485 | 23.189 | -0.92632 | 0 | 0.5801 | 0 | 1.7286 | 0.1963
2025_04_19 Hr 14 | 0.7037 | 0.00051585 | 0 | 0.069389 | 0.069906 | 0.060153 | 0.064294 | 0.070466 | 0.070878 | 0 | 0 | 0.016972 | 2.25 | 0.086697 | 1.4185 | 1.4185 | 3.185 | 0 | 0.0051127 | 0.0054208 | 0.010137 | 0.033051 | 0 | 0.057082 | 0.017981 | 0.85044 | 0 | 3.5566 | 2.1271 | 0 | 0.50417 | 0.83819 | 0 | 0 | 0 | 0 | -31.8378 | 0.055283 | 0 | 0.0020642 | 0 | -0.17129 | 0 | 0 | 0 | 0 | 0 | 0 | 0 | 0 | 1.9891 | 0.0010361 | 0 | 0 | 1.8827 | 0 | 1.9941 | 0 | 1.889 | 12.8282 | 1.2663 | 3.1569 | 0.034497 | 0.057553 | -0.7037 | 0.62859 | 0.11453 | 2.6783 | 3.0285 | 22.9131 | -0.875 | 0 | 0.5801 | 0 | 1.7286 | 0.19451
2025_04_19 Hr 15 | 0.65801 | 0 | 0 | 0.069389 | 0.069906 | 0.060153 | 0.064294 | 0.070466 | 0.070878 | 0 | 0 | 0.016972 | 2.13 | 0.080608 | 1.4185 | 1.4185 | 3.185 | 0 | 0.0051127 | 0.0054208 | 0.010137 | 0.033051 | 0 | 0.057082 | 0.017981 | 0.8404 | 0.1667 | 3.5566 | 2.1271 | 0 | 0.50417 | 0.83819 | 0 | 0 | 0 | 0 | -31.1213 | 0.055283 | 0 | 0.0020274 | 0 | -0.1682 | 0 | 0 | 0 | 0 | 0 | 0 | 0 | 0 | 2.5335 | 0.0010361 | 0 | 0 | 1.8827 | 0 | 1.8647 | 0 | 2.1022 | 12.7058 | 1.2663 | 3.1569 | 0.034497 | 0.057553 | -0.65801 | 0.62859 | 0.11453 | 2.6783 | 4.2558 | 23.4976 | -0.8262 | 0 | 0.5801 | 0 | 1.7286 | 0.19349
2025_04_19 Hr 16 | 0.56748 | 0 | 0 | 0.069389 | 0.069906 | 0.060153 | 0.064294 | 0.070466 | 0.070878 | 0 | 0 | 0.016972 | 2.07 | 0.080638 | 1.4185 | 1.4185 | 3.185 | 0 | 0.0051127 | 0.0054208 | 0.010137 | 0.033051 | 0 | 0.057082 | 0.017981 | 0.85044 | 0.20477 | 3.5566 | 2.1271 | 0 | 0.50417 | 0.83819 | 0 | 0 | 0 | 0 | -31.8775 | 0.055283 | 0 | 0.0020869 | 0 | -0.1732 | 0 | 0 | 0 | 0 | 0 | 0 | 0 | 0 | 2.9473 | 0.0010361 | 0 | 0 | 1.8827 | 0 | 1.9941 | 0 | 1.4711 | 13.033 | 1.2663 | 3.1569 | 0.034497 | 0.057553 | -0.56748 | 0.62859 | 0.11453 | 2.6783 | 3.5428 | 23.1281 | -0.74068 | 0 | 0.5801 | 0 | 1.7286 | 0.19184
2025_04_19 Hr 17 | 0.57787 | 0 | 0 | 0.069389 | 0.069906 | 0.060153 | 0.064294 | 0.070466 | 0.070878 | 0 | 0 | 0.016972 | 1.65 | 0.080821 | 1.4185 | 1.4185 | 3.185 | 0 | 0.0051127 | 0.0054208 | 0.010137 | 0.033051 | 0 | 0.057082 | 0.017981 | 0.85044 | 0.20477 | 3.5566 | 2.1271 | 0 | 0.50417 | 0.83819 | 0 | 0 | 0 | 0 | -38.4438 | 0.055283 | 0 | 0.002624 | 0 | -0.21832 | 0 | 0 | 0 | 0 | 0 | 0 | 0 | 0 | 2.5989 | 0.0010361 | 0 | 0 | 1.8827 | 0 | 1.9941 | 0 | 1.6801 | 13.033 | 1.2663 | 3.1569 | 0.034497 | 0.057553 | -0.57787 | 0.62859 | 0.11453 | 2.6783 | -3.6275 | 22.5795 | -0.79619 | 0 | 0.5801 | 0 | 1.7286 | 0.19223
2025_04_19 Hr 18 | 0.47718 | 0 | 0 | 0.069389 | 0.069906 | 0.060153 | 0.064294 | 0.070466 | 0.070878 | 0 | 0 | 0.016972 | 1.05 | 0.062722 | 1.4185 | 1.4185 | 3.185 | 0 | 0.0051127 | 0.0054208 | 0.010137 | 0.033051 | 0 | 0.057082 | 0.017981 | 0.85044 | 0.20477 | 3.5566 | 2.1271 | 0 | 0.50417 | 0.83819 | 0 | 0 | 0 | 0 | -46.4616 | 0.055283 | 0 | 0.0032001 | 0 | -0.26671 | 0 | 0 | 0 | 0 | 0 | 0 | 0 | 0 | 1.8511 | 0.0010361 | 0 | 0 | 1.8827 | 0 | 1.9941 | 0 | 2.0718 | 13.033 | 1.2663 | 3.1569 | 0.034497 | 0.057553 | -0.47718 | 0.62859 | 0.11453 | 2.6783 | -12.6666 | 21.506 | -0.74388 | 0 | 0.5801 | 0 | 1.7286 | 0.19349
2025_04_19 Hr 19 | 0.1586 | 0 | 0 | 0.069389 | 0.069906 | 0.060153 | 0.064294 | 0.070466 | 0.070878 | 0 | 0 | 0.016972 | 0.66 | 0.038107 | 1.4185 | 1.4185 | 3.185 | 0 | 0.0051127 | 0.0054208 | 0.010137 | 0.033051 | 0 | 0.057082 | 0.017981 | 0.85044 | 0.20477 | 3.5566 | 2.1271 | 0 | 0.50417 | 0.83819 | 0 | 0 | 0 | 0 | -44.7627 | 0.055283 | 0 | 0.0030931 | 0 | -0.25772 | 0 | 0 | 0 | 0 | 0 | 0 | 0 | 0 | 2.3303 | 0.0010361 | 0 | 0 | 1.8827 | 0 | 1.9941 | 0 | 2.0413 | 13.033 | 1.2663 | 3.1569 | 0.034497 | 0.057553 | -0.1586 | 0.62859 | 0.11453 | 2.6783 | -10.9248 | 21.2213 | -0.41632 | 0 | 0.5801 | 0 | 1.7286 | 0.19331
2025_04_19 Hr 20 | 0 | 0 | 0 | 0.069389 | 0.069906 | 0.060153 | 0.064294 | 0.070466 | 0.070878 | 0 | 0 | 0.016972 | 0.21 | 0.011812 | 1.4185 | 1.4185 | 3.185 | 0 | 0.0051127 | 0.0054208 | 0.010137 | 0.033051 | 0 | 0.057082 | 0.017981 | 0.85044 | 0.20477 | 3.5566 | 2.1271 | 0 | 0.50417 | 0.83819 | 0 | 0 | 0 | 0 | -43.6934 | 0.055283 | 0 | 0.0030132 | 0 | -0.25101 | 0 | 0 | 0 | 0 | 0 | 0 | 0 | 0 | 2.5335 | 0.0010361 | 0 | 0 | 1.8827 | 0 | 1.9941 | 0 | 2.433 | 13.033 | 1.2663 | 3.1569 | 0.034497 | 0.057553 | 0 | 0.62859 | 0.11453 | 2.6783 | -9.7299 | 21.1815 | -0.25101 | 0 | 0.5801 | 0 | 1.7286 | 0.19349
2025_04_19 Hr 21 | 0 | 1.2636e-06 | 0 | 0.069389 | 0.069906 | 0.060153 | 0.064294 | 0.070466 | 0.070878 | 0 | 0 | 0.016972 | 0.15 | 0.0058969 | 1.4185 | 1.4185 | 3.185 | 0 | 0.0051127 | 0.0054208 | 0.010137 | 0.033051 | 0 | 0.057082 | 0.017981 | 0.85044 | 0.20477 | 3.5566 | 2.1271 | 0 | 0.50417 | 0.83819 | 0 | 0 | 0 | 0 | -28.0562 | 0.055283 | 0 | 0.002106 | 0 | -0.17481 | 0 | 0 | 0 | 0 | 0 | 0 | 0 | 0 | 1.2994 | 0.0010361 | 0 | 0 | 1.8827 | 0 | 1.9941 | 0 | 1.8629 | 13.033 | 1.2663 | 3.1569 | 0.034497 | 0.057553 | 0 | 0.62859 | 0.11453 | 2.6783 | 4.1164 | 19.3145 | -0.17481 | 0 | 0.5801 | 0 | 1.7286 | 0.19659
2025_04_19 Hr 22 | 0 | 0 | 0 | 0.069389 | 0.069906 | 0.060153 | 0.064294 | 0.070466 | 0.070878 | 0 | 0 | 0.016972 | 0.48 | 0.017301 | 1.4185 | 1.4185 | 3.185 | 0 | 0.0051127 | 0.0054208 | 0.010137 | 0.033051 | 0 | 0.057082 | 0.017981 | 0.85044 | 0.20477 | 3.5566 | 2.1271 | 0 | 0.50417 | 0.83819 | 0 | 0 | 0 | 0 | -26.8486 | 0.055283 | 0 | 0.0019309 | 0 | -0.1601 | 0 | 0 | 0 | 0 | 0 | 0 | 0 | 0 | 1.4374 | 0.0010361 | 0 | 0 | 1.8827 | 0 | 1.9941 | 0 | 2.5505 | 13.033 | 1.2663 | 3.1569 | 0.034497 | 0.057553 | 0 | 0.62859 | 0.11453 | 2.6783 | 6.5015 | 20.4772 | -0.1601 | 0 | 0.5801 | 0 | 1.7286 | 0.19235
2025_04_19 Hr 23 | 0 | 0 | 0 | 0.069389 | 0.069906 | 0.060153 | 0.064294 | 0.070466 | 0.070878 | 0 | 0 | 0.016972 | 0.48 | 0.022306 | 1.4185 | 1.4185 | 3.2525 | 0 | 0.0051127 | 0.0054208 | 0.010137 | 0.033051 | 0 | 0.057082 | 0.017981 | 0.85044 | 0.20477 | 3.5873 | 2.1271 | 0 | 0.51039 | 0.83819 | 0 | 0 | 0 | 0 | -38.7046 | 0.055283 | 0 | 0.0024895 | 0 | -0.20701 | 0 | 0 | 0 | 0 | 0 | 0 | 0 | 0 | 2.2577 | 0.0010361 | 0 | 0 | 1.8827 | 0 | 2.0303 | 0 | 2.8204 | 13.1673 | 1.2663 | 3.1569 | 0.034497 | 0.057553 | 0 | 0.62859 | 0.11453 | 2.6783 | -4.1679 | 21.5764 | -0.20701 | 0 | 0.5801 | 0 | 1.7286 | 0.19013
2025_04_19 Hr 24 | 0 | 0 | 0 | 0.069389 | 0.069906 | 0.060153 | 0.064294 | 0.070466 | 0.070878 | 0 | 0 | 0.016972 | 1.11 | 0.058039 | 1.4185 | 1.4185 | 3.2525 | 0 | 0.0051127 | 0.0054208 | 0.010137 | 0.033051 | 0 | 0.057082 | 0.017981 | 0.85044 | 0 | 3.5873 | 2.1271 | 0 | 0.51039 | 0.83819 | 0 | 0 | 0 | 0 | -46.6892 | 0.055283 | 0 | 0.0028011 | 0 | -0.23319 | 0 | 0 | 0 | 0 | 0 | 0 | 0 | 0 | 2.9473 | 0.0010361 | 0 | 0 | 1.8827 | 0 | 2.0303 | 0 | 2.9118 | 12.9625 | 1.2663 | 3.1569 | 0.034497 | 0.057553 | 0 | 0.62859 | 0.11453 | 2.6783 | -10.9401 | 23.0198 | -0.23319 | 0 | 0.5801 | 0 | 1.7286 | 0.18676
2025_04_20 Hr 01 | 0 | 0 | 0 | 0.069389 | 0.069906 | 0.060153 | 0.064294 | 0.070466 | 0.070878 | 0 | 0 | 0.016972 | 1.89 | 0.098835 | 1.4185 | 1.4185 | 3.2525 | 0 | 0.0051127 | 0.0054208 | 0.010137 | 0.033051 | 0 | 0.057082 | 0.017981 | 0.85044 | 0 | 3.5873 | 2.1271 | 0 | 0.51039 | 0.83819 | 0 | 0 | 0 | 0 | -47.331 | 0.055283 | 0 | 0.0028015 | 0 | -0.23322 | 0 | 0 | 0 | 0 | 0 | 0 | 0 | 0 | 3.078 | 0.0010361 | 0 | 0 | 1.8827 | 0 | 2.0303 | 0 | 2.8204 | 12.9625 | 1.2663 | 3.1569 | 0.034497 | 0.057553 | 0 | 0.62859 | 0.11453 | 2.6783 | -10.7255 | 23.8763 | -0.23322 | 0 | 0.5801 | 0 | 1.7286 | 0.18315
2025_04_20 Hr 02 | 0 | 0 | 0 | 0.069389 | 0.069906 | 0.060153 | 0.064294 | 0.070466 | 0.070878 | 0 | 0 | 0.016972 | 1.02 | 0.053352 | 1.4185 | 1.4185 | 3.2525 | 0 | 0.0051127 | 0.0054208 | 0.010137 | 0.033051 | 0 | 0.057082 | 0.017981 | 0.85044 | 0 | 3.5873 | 2.1271 | 0 | 0.51039 | 0.83819 | 0 | 0 | 0 | 0 | -45.9547 | 0.055283 | 0 | 0.0028021 | 0 | -0.23328 | 0 | 0 | 0 | 0 | 0 | 0 | 0 | 0 | 3.0126 | 0.0010361 | 0 | 0 | 1.8827 | 0 | 2.0303 | 0 | 2.8509 | 12.9625 | 1.2663 | 3.1569 | 0.034497 | 0.057553 | 0 | 0.62859 | 0.11453 | 2.6783 | -10.3019 | 22.9236 | -0.23328 | 0 | 0.5801 | 0 | 1.7286 | 0.18084
2025_04_20 Hr 03 | 0 | 0 | 0 | 0.069389 | 0.069906 | 0.060153 | 0.064294 | 0.070466 | 0.070878 | 0 | 0 | 0.016972 | 0.63 | 0.0329 | 1.4185 | 1.4185 | 3.2525 | 0 | 0.0051127 | 0.0054208 | 0.010137 | 0.033051 | 0 | 0.057082 | 0.017981 | 0.85044 | 0 | 3.5873 | 2.1271 | 0 | 0.51039 | 0.83819 | 0 | 0 | 0 | 0 | -45.1099 | 0.055283 | 0 | 0.0027976 | 0 | -0.2329 | 0 | 0 | 0 | 0 | 0 | 0 | 0 | 0 | 3.078 | 0.0010361 | 0 | 0 | 1.8827 | 0 | 2.0303 | 0 | 2.3721 | 12.9625 | 1.2663 | 3.1569 | 0.034497 | 0.057553 | 0 | 0.62859 | 0.11453 | 2.6783 | -10.2805 | 22.0997 | -0.2329 | 0 | 0.5801 | 0 | 1.7286 | 0.18084
2025_04_20 Hr 04 | 0 | 0 | 0 | 0.069389 | 0.069906 | 0.060153 | 0.064294 | 0.070466 | 0.070878 | 0 | 0 | 0.016972 | 1.89 | 0.096394 | 1.4185 | 1.4185 | 3.2525 | 0 | 0.0051127 | 0.0054208 | 0.010137 | 0.033051 | 0 | 0.057082 | 0.017981 | 0.85044 | 0 | 3.5873 | 2.1271 | 0 | 0.51039 | 0.83819 | 0 | 0 | 0 | 0 | -45.2317 | 0.055283 | 0 | 0.0027323 | 0 | -0.22741 | 0 | 0 | 0 | 0 | 0 | 0 | 0 | 0 | 3.078 | 0.0010361 | 0 | 0 | 1.8827 | 0 | 2.0303 | 0 | 1.889 | 12.9625 | 1.2663 | 3.1569 | 0.034497 | 0.057553 | 0 | 0.62859 | 0.11453 | 2.6783 | -9.5555 | 22.9411 | -0.22741 | 0 | 0.5801 | 0 | 1.7286 | 0.18189
2025_04_20 Hr 05 | 0 | 0 | 0 | 0.069389 | 0.069906 | 0.060153 | 0.064294 | 0.070466 | 0.070878 | 0 | 0 | 0.016972 | 1.47 | 0.076191 | 1.4185 | 1.4185 | 3.2525 | 0 | 0.0051127 | 0.0054208 | 0.010137 | 0.033051 | 0 | 0.057082 | 0.017981 | 0.85044 | 0 | 3.5873 | 2.1271 | 0 | 0.51039 | 0.83819 | 0 | 0 | 0 | 0 | -44.0771 | 0.055283 | 0 | 0.0027766 | 0 | -0.23114 | 0 | 0 | 0 | 0 | 0 | 0 | 0 | 0 | 3.2885 | 0.0010361 | 0 | 0 | 1.8827 | 0 | 2.0303 | 0 | 1.889 | 12.9625 | 1.2663 | 3.1569 | 0.034497 | 0.057553 | 0 | 0.62859 | 0.11453 | 2.6783 | -8.6356 | 22.7101 | -0.23114 | 0 | 0.5801 | 0 | 1.7286 | 0.18051
2025_04_20 Hr 06 | 0 | 0 | 0 | 0.069389 | 0.069906 | 0.060153 | 0.064294 | 0.070466 | 0.070878 | 0 | 0 | 0.016972 | 0.99 | 0.048585 | 1.4185 | 1.4185 | 3.2525 | 0 | 0.0051127 | 0.0054208 | 0.010137 | 0.033051 | 0 | 0.057082 | 0.017981 | 0.85044 | 0 | 3.5873 | 2.1271 | 0 | 0.51039 | 0.83819 | 0 | 0 | 0 | 0 | -41.0591 | 0.055283 | 0 | 0.002629 | 0 | -0.21874 | 0 | 0 | 0 | 0 | 0 | 0 | 0 | 0 | 3.078 | 0.0010361 | 0 | 0 | 1.8827 | 0 | 2.0303 | 0 | 2.1632 | 12.9625 | 1.2663 | 3.1569 | 0.034497 | 0.057553 | 0 | 0.62859 | 0.11453 | 2.6783 | -6.0444 | 22.2709 | -0.21874 | 0 | 0.5801 | 0 | 1.7286 | 0.18532
2025_04_20 Hr 07 | 0.067857 | 0 | 0 | 0.069389 | 0.069906 | 0.060153 | 0.064294 | 0.070466 | 0.070878 | 0 | 0 | 0.016972 | 0.69 | 0.029966 | 1.4185 | 1.4185 | 3.185 | 0 | 0.0051127 | 0.0054208 | 0.010137 | 0.033051 | 0 | 0.057082 | 0.017981 | 0.85044 | 0 | 3.5566 | 2.1271 | 0 | 0.50417 | 0.83819 | 0 | 0 | 0 | 0 | -33.5748 | 0.055283 | 0 | 0.0023266 | 0 | -0.19333 | 0 | 0 | 0 | 0 | 0 | 0 | 0 | 0 | 3.0126 | 0.0010361 | 0 | 0 | 1.8827 | 0 | 1.9941 | 0 | 2.0413 | 12.8282 | 1.2663 | 3.1569 | 0.034497 | 0.057553 | -0.067857 | 0.62859 | 0.11453 | 2.6783 | 0.82263 | 21.8304 | -0.26119 | 0 | 0.5801 | 0 | 1.7286 | 0.18898
2025_04_20 Hr 08 | 0.36362 | 0 | 0 | 0.069389 | 0.069906 | 0.060153 | 0.064294 | 0.070466 | 0.070878 | 0 | 0 | 0.016972 | 0.66 | 0.027051 | 1.4185 | 1.4185 | 3.185 | 0 | 0.0051127 | 0.0054208 | 0.010137 | 0.033051 | 0 | 0.057082 | 0.017981 | 0.85044 | 0 | 3.5566 | 2.1271 | 0 | 0.50417 | 0.83819 | 0 | 0 | 0 | 0 | -30.1508 | 0.055283 | 0 | 0.0021957 | 0 | -0.18234 | 0 | 0 | 0 | 0 | 0 | 0 | 0 | 0 | 3.0126 | 0.0010361 | 0 | 0 | 1.8827 | 0 | 1.9941 | 0 | 1.5321 | 12.8282 | 1.2663 | 3.1569 | 0.034497 | 0.057553 | -0.36362 | 0.62859 | 0.11453 | 2.6783 | 3.72 | 21.5885 | -0.54596 | 0 | 0.5801 | 0 | 1.7286 | 0.19343
2025_04_20 Hr 09 | 0.45436 | 1.4415e-05 | 0 | 0 | 0 | 0 | 0 | 0 | 0 | 0 | 0 | 0.016972 | 0.87 | 0.031214 | 1.4185 | 1.4185 | 3.185 | 0 | 0.0051127 | 0.0054208 | 0.010137 | 0.033051 | 0 | 0.057082 | 0.017981 | 0.85044 | 0 | 3.5566 | 2.1271 | 0 | 0.50417 | 0.83819 | 0 | 0 | 0 | 0 | -25.1154 | 0.055283 | 0 | 0.0042285 | 0 | -0.15935 | 0 | 0 | 0 | 0 | 0 | 0 | 0 | 0 | 3.0126 | 0.0010361 | 0 | 0 | 1.8827 | 0 | 1.9562 | 0 | 1.2317 | 12.3852 | 1.2663 | 3.1569 | 0.034497 | 0.057553 | -0.45436 | 0.62859 | 0.11453 | 2.6783 | 8.2526 | 21.5965 | -0.61371 | 0 | 0.5801 | 0 | 1.7286 | 0.19686
2025_04_20 Hr 10 | 0.49926 | 5.377e-05 | 0 | 0 | 0 | 0 | 0 | 0 | 0 | 0 | 0 | 0.016972 | 0.75 | 0.021447 | 1.4185 | 1.4185 | 3.185 | 0 | 0.0051127 | 0.0054208 | 0.010137 | 0.033051 | 0 | 0.057082 | 0.017981 | 0.8471 | 0 | 3.5566 | 2.1271 | 0 | 0.50417 | 0.83819 | 0 | 0 | 0 | 0 | -20.1102 | 0.055283 | 0 | 0.0033702 | 0 | -0.12658 | 0 | 0 | 0 | 0 | 0 | 0 | 0 | 0 | 2.8094 | 0.0010361 | 0 | 0 | 1.8827 | 0 | 1.7818 | 0 | 1.2622 | 12.2074 | 1.2663 | 3.1569 | 0.034497 | 0.057553 | -0.49926 | 0.62859 | 0.11453 | 2.6783 | 12.8118 | 21.3404 | -0.62584 | 0 | 0.5801 | 0 | 1.7286 | 0.19839
2025_04_20 Hr 11 | 0.52236 | 0.00016174 | 0 | 0 | 0 | 0 | 0 | 0 | 0 | 0 | 0 | 0.016972 | 0.78 | 0.019723 | 1.4185 | 1.4185 | 3.185 | 0 | 0.0051127 | 0.0054208 | 0.010137 | 0.033051 | 0 | 0.057082 | 0.017981 | 0.45596 | 0 | 3.5566 | 2.1271 | 0 | 0.50417 | 0.83819 | 0 | 0 | 0 | 0 | -17.65 | 0.055283 | 0 | 0.0029801 | 0 | -0.11169 | 0 | 0 | 0 | 0 | 0 | 0 | 0 | 0 | 2.5335 | 0.0010361 | 0 | 0 | 1.8827 | 0 | 1.6527 | 0 | 1.4711 | 11.6872 | 1.2663 | 3.1569 | 0.034497 | 0.057553 | -0.52236 | 0.62859 | 0.11453 | 2.6783 | 14.726 | 21.3228 | -0.63405 | 0 | 0.5801 | 0 | 1.7286 | 0.19622
2025_04_20 Hr 12 | 0.68045 | 0.00022454 | 0 | 0 | 0 | 0 | 0 | 0 | 0 | 0 | 0 | 0.016972 | 0.78 | 0.018854 | 1.4185 | 1.4185 | 3.185 | 0 | 0.0051127 | 0.0054208 | 0.010137 | 0.033051 | 0 | 0.057082 | 0.017981 | 0.32446 | 0 | 3.5566 | 2.1271 | 0 | 0.50417 | 0.83819 | 0 | 0 | 0 | 0 | -16.5003 | 0.055283 | 0 | 0.0028488 | 0 | -0.10667 | 0 | 0 | 0 | 0 | 0 | 0 | 0 | 0 | 2.9473 | 0.0010361 | 0 | 0 | 1.8827 | 0 | 1.5541 | 0 | 1.5625 | 11.4571 | 1.2663 | 3.1569 | 0.034497 | 0.057553 | -0.68045 | 0.62859 | 0.11453 | 2.6783 | 16.1526 | 21.9828 | -0.78713 | 0 | 0.5801 | 0 | 1.7286 | 0.19378
2025_04_20 Hr 13 | 0.74606 | 0.00024727 | 0 | 0 | 0 | 0 | 0 | 0 | 0 | 0 | 0 | 0.016972 | 0.87 | 0.0178 | 1.4169 | 1.4169 | 3.1547 | 0 | 0.0051127 | 0.0054208 | 0.010137 | 0.033051 | 0 | 0.057082 | 0.017981 | 0.31942 | 0 | 3.5486 | 2.1271 | 0 | 0.50282 | 0.83819 | 0 | 0 | 0 | 0 | -13.7091 | 0.055283 | 0 | 0.0024113 | 0 | -0.089969 | 0 | 0 | 0 | 0 | 0 | 0 | 0 | 0 | 2.7368 | 0.0010361 | 0 | 0 | 1.8827 | 0 | 1.5541 | 0 | 1.6496 | 11.4106 | 1.2663 | 3.1569 | 0.034497 | 0.057553 | -0.74606 | 0.62859 | 0.11453 | 2.6783 | 18.8774 | 22.0119 | -0.83603 | 0 | 0.5801 | 0 | 1.7286 | 0.19308
2025_04_20 Hr 14 | 0.79989 | 0.00024286 | 0 | 0 | 0 | 0 | 0 | 0 | 0 | 0 | 0 | 0.016972 | 0.93 | 0.018565 | 1.4121 | 1.4121 | 3.1143 | 0 | 0.0051127 | 0.0054208 | 0.010137 | 0.033051 | 0 | 0.057082 | 0.017981 | 0.31775 | 0 | 3.5245 | 2.1271 | 0 | 0.49877 | 0.83819 | 0 | 0 | 0 | 0 | -13.1038 | 0.055283 | 0 | 0.0023527 | 0 | -0.08773 | 0 | 0 | 0 | 0 | 0 | 0 | 0 | 0 | 2.9473 | 0.0010361 | 0 | 0 | 1.8827 | 0 | 1.5389 | 0 | 1.6801 | 11.3197 | 1.2663 | 3.1569 | 0.034497 | 0.057553 | -0.79989 | 0.62859 | 0.11453 | 2.6783 | 19.6903 | 22.362 | -0.88762 | 0 | 0.5801 | 0 | 1.7286 | 0.19167
2025_04_20 Hr 15 | 0.7486 | 0.00019152 | 0 | 0 | 0 | 0 | 0 | 0 | 0 | 0 | 0 | 0.016972 | 1.17 | 0.028397 | 1.3979 | 1.3979 | 2.8215 | 0 | 0.0051127 | 0.0054208 | 0.010137 | 0.033051 | 0 | 0.057082 | 0.017981 | 0.36462 | 0 | 3.4523 | 2.1271 | 0 | 0.48662 | 0.83819 | 0 | 0 | 0 | 0 | -15.0107 | 0.055283 | 0 | 0.0028605 | 0 | -0.10712 | 0 | 0 | 0 | 0 | 0 | 0 | 0 | 0 | 3.078 | 0.0010361 | 0 | 0 | 1.8827 | 0 | 1.6069 | 0 | 1.3188 | 11.0412 | 1.2663 | 3.1569 | 0.034497 | 0.057553 | -0.7486 | 0.62859 | 0.11453 | 2.6783 | 17.4911 | 22.3163 | -0.85572 | 0 | 0.5801 | 0 | 1.7286 | 0.19026
2025_04_20 Hr 16 | 0.71678 | 0.00011572 | 0 | 0 | 0 | 0 | 0 | 0 | 0 | 0 | 0 | 0.016972 | 1.23 | 0.02952 | 1.4185 | 1.4185 | 3.185 | 0 | 0.0051127 | 0.0054208 | 0.010137 | 0.033051 | 0 | 0.057082 | 0.017981 | 0.36463 | 0 | 3.5566 | 2.1271 | 0 | 0.50417 | 0.83819 | 0 | 0 | 0 | 0 | -15.4325 | 0.055283 | 0 | 0.0028286 | 0 | -0.1059 | 0 | 0 | 0 | 0 | 0 | 0 | 0 | 0 | 3.078 | 0.0010361 | 0 | 0 | 1.8827 | 0 | 1.6605 | 0 | 1.2622 | 11.6037 | 1.2663 | 3.1569 | 0.034497 | 0.057553 | -0.71678 | 0.62859 | 0.11453 | 2.6783 | 17.6548 | 22.3063 | -0.82268 | 0 | 0.5801 | 0 | 1.7286 | 0.19007
2025_04_20 Hr 17 | 0.74998 | 9.4079e-05 | 0 | 0 | 0 | 0 | 0 | 0 | 0 | 0 | 0 | 0.016972 | 1.74 | 0.047596 | 1.4185 | 1.4185 | 3.185 | 0 | 0.0051127 | 0.0054208 | 0.010137 | 0.033051 | 0 | 0.057082 | 0.017981 | 0.58907 | 0 | 3.5566 | 2.1271 | 0 | 0.50417 | 0.83819 | 0 | 0 | 0 | 0 | -17.2494 | 0.055283 | 0 | 0.0032239 | 0 | -0.12099 | 0 | 0 | 0 | 0 | 0 | 0 | 0 | 0 | 3.2885 | 0.0010361 | 0 | 0 | 1.8827 | 0 | 1.6985 | 0 | 1.0185 | 11.8661 | 1.2663 | 3.1569 | 0.034497 | 0.057553 | -0.74998 | 0.62859 | 0.11453 | 2.6783 | 16.5793 | 22.8336 | -0.87098 | 0 | 0.5801 | 0 | 1.7286 | 0.18924
2025_04_20 Hr 18 | 0.77962 | 0.00010259 | 0 | 0 | 0 | 0 | 0 | 0 | 0 | 0 | 0 | 0.016972 | 2.04 | 0.059462 | 1.3853 | 1.3853 | 2.9022 | 0 | 0.0051127 | 0.0054208 | 0.010137 | 0.033051 | 0 | 0.057082 | 0.017981 | 0.42825 | 0 | 3.3882 | 2.1271 | 0 | 0.47582 | 0.83819 | 0 | 0 | 0 | 0 | -16.983 | 0.055283 | 0 | 0.0034353 | 0 | -0.12907 | 0 | 0 | 0 | 0 | 0 | 0 | 0 | 0 | 3.2885 | 0.0010361 | 0 | 0 | 1.8827 | 0 | 1.6985 | 0 | 1.0489 | 11.1876 | 1.2663 | 3.1569 | 0.034497 | 0.057553 | -0.77962 | 0.62859 | 0.11453 | 2.6783 | 16.4745 | 23.1785 | -0.90869 | 0 | 0.5801 | 0 | 1.7286 | 0.19053
2025_04_20 Hr 19 | 0.29569 | 4.6231e-05 | 0 | 0 | 0 | 0 | 0 | 0 | 0 | 0 | 0 | 0.016972 | 1.5 | 0.04542 | 1.4185 | 1.4185 | 3.185 | 0 | 0.0051127 | 0.0054208 | 0.010137 | 0.033051 | 0 | 0.057082 | 0.017981 | 0.66945 | 0 | 3.5566 | 2.1271 | 0 | 0.50417 | 0.83819 | 0 | 0 | 0 | 0 | -18.9313 | 0.055283 | 0 | 0.0035687 | 0 | -0.13416 | 0 | 0 | 0 | 0 | 0 | 0 | 0 | 0 | 2.9473 | 0.0010361 | 0 | 0 | 1.8827 | 0 | 1.8502 | 0 | 1.1403 | 12.0982 | 1.2663 | 3.1569 | 0.034497 | 0.057553 | -0.29569 | 0.62859 | 0.11453 | 2.6783 | 14.6562 | 21.9191 | -0.42985 | 0 | 0.5801 | 0 | 1.7286 | 0.19066
2025_04_20 Hr 20 | 0.022595 | 1.077e-05 | 0 | 0 | 0 | 0 | 0 | 0 | 0 | 0 | 0 | 0.016972 | 1.56 | 0.052269 | 1.4185 | 1.4185 | 3.185 | 0 | 0.0051127 | 0.0054208 | 0.010137 | 0.033051 | 0 | 0.057082 | 0.017981 | 0.8429 | 0 | 3.5566 | 2.1271 | 0 | 0.50417 | 0.83819 | 0 | 0 | 0 | 0 | -21.8272 | 0.055283 | 0 | 0.0039489 | 0 | -0.14868 | 0 | 0 | 0 | 0 | 0 | 0 | 0 | 0 | 2.7368 | 0.0010361 | 0 | 0 | 1.8827 | 0 | 1.9941 | 0 | 1.3188 | 12.4156 | 1.2663 | 3.1569 | 0.034497 | 0.057553 | -0.022595 | 0.62859 | 0.11453 | 2.6783 | 12.0998 | 21.6827 | -0.17127 | 0 | 0.5801 | 0 | 1.7286 | 0.19258
2025_04_20 Hr 21 | 0 | 0 | 0 | 0 | 0 | 0 | 0 | 0 | 0 | 0 | 0 | 0.016972 | 1.62 | 0.045553 | 1.4185 | 1.4185 | 3.185 | 0 | 0.0051127 | 0.0054208 | 0.010137 | 0.033051 | 0 | 0.057082 | 0.017981 | 0.85044 | 0 | 3.5566 | 2.1271 | 0 | 0.50417 | 0.83819 | 0 | 0 | 0 | 0 | -19.4442 | 0.055283 | 0 | 0.003314 | 0 | -0.12444 | 0 | 0 | 0 | 0 | 0 | 0 | 0 | 0 | 3.695 | 0.0010361 | 0 | 0 | 1.8827 | 0 | 1.8803 | 0 | 0.80956 | 12.3093 | 1.2663 | 3.1569 | 0.034497 | 0.057553 | 0 | 0.62859 | 0.11453 | 2.6783 | 14.9085 | 22.1678 | -0.12444 | 0 | 0.5801 | 0 | 1.7286 | 0.19796
2025_04_20 Hr 22 | 0 | 0 | 0 | 0 | 0 | 0 | 0 | 0 | 0 | 0 | 0 | 0.016972 | 1.32 | 0.038084 | 1.4185 | 1.4185 | 3.185 | 0 | 0.0051127 | 0.0054208 | 0.010137 | 0.033051 | 0 | 0.057082 | 0.017981 | 0.85044 | 0 | 3.5566 | 2.1271 | 0 | 0.50417 | 0.83819 | 0 | 0 | 0 | 0 | -21.0228 | 0.055283 | 0 | 0.0034004 | 0 | -0.12773 | 0 | 0 | 0 | 0 | 0 | 0 | 0 | 0 | 3.2885 | 0.0010361 | 0 | 0 | 1.8827 | 0 | 1.8123 | 0 | 1.4407 | 12.2413 | 1.2663 | 3.1569 | 0.034497 | 0.057553 | 0 | 0.62859 | 0.11453 | 2.6783 | 13.1717 | 22.081 | -0.12773 | 0 | 0.5801 | 0 | 1.7286 | 0.19405
2025_04_20 Hr 23 | 0 | 0 | 0 | 0 | 0 | 0 | 0 | 0 | 0 | 0 | 0 | 0.016972 | 1.17 | 0.040471 | 1.4185 | 1.4185 | 3.2525 | 0 | 0.0051127 | 0.0054208 | 0.010137 | 0.033051 | 0 | 0.057082 | 0.017981 | 0.85044 | 0 | 3.5873 | 2.1271 | 0 | 0.51039 | 0.83819 | 0 | 0 | 0 | 0 | -25.3825 | 0.055283 | 0 | 0.0040768 | 0 | -0.15356 | 0 | 0 | 0 | 0 | 0 | 0 | 0 | 0 | 2.5989 | 0.0010361 | 0 | 0 | 1.8827 | 0 | 1.9702 | 0 | 0.69204 | 12.4973 | 1.2663 | 3.1569 | 0.034497 | 0.057553 | 0 | 0.62859 | 0.11453 | 2.6783 | 7.4568 | 20.4956 | -0.15356 | 0 | 0.5801 | 0 | 1.7286 | 0.18829
2025_04_20 Hr 24 | 0 | 0 | 0 | 0 | 0 | 0 | 0 | 0 | 0 | 0 | 0 | 0.016972 | 1.05 | 0.027841 | 1.4185 | 1.4185 | 3.2525 | 0 | 0.0051127 | 0.0054208 | 0.010137 | 0.033051 | 0 | 0.057082 | 0.017981 | 0.71727 | 0 | 3.5873 | 2.1271 | 0 | 0.51039 | 0.83819 | 0 | 0 | 0 | 0 | -19.8804 | 0.055283 | 0 | 0.003125 | 0 | -0.11722 | 0 | 0 | 0 | 0 | 0 | 0 | 0 | 0 | 2.3303 | 0.0010361 | 0 | 0 | 1.8827 | 0 | 1.7811 | 0 | 0.74862 | 12.1751 | 1.2663 | 3.1569 | 0.034497 | 0.057553 | 0 | 0.62859 | 0.11453 | 2.6783 | 12.3237 | 20.1462 | -0.11722 | 0 | 0.5801 | 0 | 1.7286 | 0.1836
2025_04_21 Hr 01 | 0 | 0 | 0 | 0 | 0 | 0 | 0 | 0 | 0 | 0 | 0 | 0.016972 | 1.8 | 0.042756 | 1.4185 | 1.4185 | 3.2525 | 0 | 0.0051127 | 0.0054208 | 0.010137 | 0.033051 | 0 | 0.057082 | 0.017981 | 0.31775 | 0 | 3.5873 | 2.1271 | 0 | 0.51039 | 0.83819 | 0 | 0 | 0 | 0 | -17.7862 | 0.055283 | 0 | 0.0027995 | 0 | -0.10479 | 0 | 0 | 0 | 0 | 0 | 0 | 0 | 0 | 2.1923 | 0.0010361 | 0 | 0 | 1.8827 | 0 | 1.6032 | 0 | 0.66157 | 11.5976 | 1.2663 | 3.1569 | 0.034497 | 0.057553 | 0 | 0.62859 | 0.11453 | 2.6783 | 14.3906 | 20.6841 | -0.10479 | 0 | 0.5801 | 0 | 1.7286 | 0.18152
2025_04_21 Hr 02 | 0 | 0 | 0 | 0 | 0 | 0 | 0 | 0 | 0 | 0 | 0 | 0.016972 | 2.31 | 0.055231 | 1.4185 | 1.4185 | 3.2525 | 0 | 0.0051127 | 0.0054208 | 0.010137 | 0.033051 | 0 | 0.057082 | 0.017981 | 0.31775 | 0 | 3.5873 | 2.1271 | 0 | 0.51039 | 0.83819 | 0 | 0 | 0 | 0 | -18.4779 | 0.055283 | 0 | 0.0028179 | 0 | -0.10549 | 0 | 0 | 0 | 0 | 0 | 0 | 0 | 0 | 2.4682 | 0.0010361 | 0 | 0 | 1.8827 | 0 | 1.6032 | 0 | 0.42219 | 11.5976 | 1.2663 | 3.1569 | 0.034497 | 0.057553 | 0 | 0.62859 | 0.11453 | 2.6783 | 14.2567 | 21.2424 | -0.10549 | 0 | 0.5801 | 0 | 1.7286 | 0.18094
2025_04_21 Hr 03 | 0 | 0 | 0 | 0 | 0 | 0 | 0 | 0 | 0 | 0 | 0 | 0.016972 | 2.19 | 0.052349 | 1.4185 | 1.4185 | 3.2525 | 0 | 0.0051127 | 0.0054208 | 0.010137 | 0.033051 | 0 | 0.057082 | 0.017981 | 0.31775 | 0 | 3.5873 | 2.1271 | 0 | 0.51039 | 0.83819 | 0 | 0 | 0 | 0 | -18.2062 | 0.055283 | 0 | 0.0028172 | 0 | -0.10547 | 0 | 0 | 0 | 0 | 0 | 0 | 0 | 0 | 3.0126 | 0.0010361 | 0 | 0 | 1.8827 | 0 | 1.6032 | 0 | 0.20892 | 11.5976 | 1.2663 | 3.1569 | 0.034497 | 0.057553 | 0 | 0.62859 | 0.11453 | 2.6783 | 14.7363 | 21.4504 | -0.10547 | 0 | 0.5801 | 0 | 1.7286 | 0.18054
2025_04_21 Hr 04 | 0 | 0 | 0 | 0 | 0 | 0 | 0 | 0 | 0 | 0 | 0 | 0.016972 | 2.1 | 0.054648 | 1.4185 | 1.4185 | 3.2525 | 0 | 0.0051127 | 0.0054208 | 0.010137 | 0.033051 | 0 | 0.057082 | 0.017981 | 0.44839 | 0 | 3.5873 | 2.1271 | 0 | 0.51039 | 0.83819 | 0 | 0 | 0 | 0 | -20.5236 | 0.055283 | 0 | 0.003067 | 0 | -0.115 | 0 | 0 | 0 | 0 | 0 | 0 | 0 | 0 | 2.9473 | 0.0010361 | 0 | 0 | 1.8827 | 0 | 1.721 | 0 | 0.33079 | 11.846 | 1.2663 | 3.1569 | 0.034497 | 0.057553 | 0 | 0.62859 | 0.11453 | 2.6783 | 12.6272 | 21.4198 | -0.115 | 0 | 0.5801 | 0 | 1.7286 | 0.18111
2025_04_21 Hr 05 | 0 | 0 | 0 | 0 | 0 | 0.060153 | 0 | 0 | 0 | 0 | 0 | 0.016972 | 2.19 | 0.063733 | 1.4185 | 1.4185 | 3.2525 | 0 | 0.0051127 | 0.0054208 | 0.010137 | 0.033051 | 0 | 0.057082 | 0.017981 | 0.68956 | 0 | 3.5873 | 2.1271 | 0 | 0.51039 | 0.83819 | 0 | 0 | 0 | 0 | -24.463 | 0.055283 | 0 | 0.003118 | 0 | -0.12886 | 0 | 0 | 0 | 0 | 0 | 0 | 0 | 0 | 3.2159 | 0.0010361 | 0 | 0 | 1.8827 | 0 | 1.9125 | 0 | 0.50924 | 12.3389 | 1.2663 | 3.1569 | 0.034497 | 0.057553 | 0 | 0.62859 | 0.11453 | 2.6783 | 9.7182 | 21.9711 | -0.12886 | 0 | 0.5801 | 0 | 1.7286 | 0.1863
2025_04_21 Hr 06 | 0 | 0 | 0 | 0 | 0 | 0.060153 | 0 | 0 | 0 | 0 | 0 | 0.016972 | 1.92 | 0.059323 | 1.4185 | 1.4185 | 3.2525 | 0 | 0.0051127 | 0.0054208 | 0.010137 | 0.033051 | 0 | 0.057082 | 0.017981 | 0.84709 | 0 | 3.5873 | 2.1271 | 0 | 0.51039 | 0.83819 | 0 | 0 | 0 | 0 | -24.6664 | 0.055283 | 0 | 0.0033104 | 0 | -0.13694 | 0 | 0 | 0 | 0 | 0 | 0 | 0 | 0 | 3.0126 | 0.0010361 | 0 | 0 | 1.8827 | 0 | 2.0303 | 0 | 0.66157 | 12.6143 | 1.2663 | 3.1569 | 0.034497 | 0.057553 | 0 | 0.62859 | 0.11453 | 2.6783 | 9.4642 | 21.6533 | -0.13694 | 0 | 0.5801 | 0 | 1.7286 | 0.19385
2025_04_21 Hr 07 | 0.15853 | 0 | 0 | 0 | 0 | 0.060153 | 0 | 0 | 0 | 0 | 0 | 0.016972 | 1.59 | 0.029091 | 1.4185 | 1.4185 | 2.9956 | 0 | 0.0051127 | 0.0054208 | 0.010137 | 0.033051 | 0 | 0.057082 | 0.017981 | 0.31775 | 0 | 3.5566 | 2.1271 | 0 | 0.50417 | 0.83819 | 0 | 0 | 0 | 0 | -11.7968 | 0.055283 | 0 | 0.0019603 | 0 | -0.080234 | 0 | 0 | 0 | 0 | 0 | 0 | 0 | 0 | 2.4682 | 0.0010361 | 0 | 0 | 1.8827 | 0 | 1.5389 | 0 | 0.5397 | 11.3059 | 1.2663 | 3.1569 | 0.034497 | 0.057553 | -0.15853 | 0.62859 | 0.11453 | 2.6783 | 20.0579 | 20.7876 | -0.23876 | 0 | 0.5801 | 0 | 1.7286 | 0.2024
2025_04_21 Hr 08 | 0.65401 | 0 | 0 | 0 | 0 | 0.060153 | 0 | 0 | 0 | 0 | 0 | 0.016972 | 0.33 | 0.005361 | 1.0375 | 1.0375 | 2.1498 | 0 | 0.0051127 | 0.0054208 | 0.010137 | 0.033051 | 0 | 0.057082 | 0.017981 | 0.31775 | 0 | 3.1821 | 2.1271 | 0 | 0.44114 | 0.83819 | 0 | 0 | 0 | 0 | -6.6556 | 0.055283 | 0 | 0.0017406 | 0 | -0.071005 | 0 | 0 | 0 | 0 | 0 | 0 | 0 | 0 | 2.0544 | 0.0010361 | 0 | 0 | 1.8827 | 0 | 1.5389 | 0 | 0.50924 | 9.3237 | 1.2663 | 3.1569 | 0.034497 | 0.057553 | -0.65401 | 0.62859 | 0.11453 | 2.6783 | 21.4405 | 19.4975 | -0.72501 | 0 | 0.5801 | 0 | 1.7286 | 0.20779
2025_04_21 Hr 09 | 0.76335 | 1.6483e-06 | 0 | 0 | 0 | 0 | 0 | 0 | 0 | 0 | 0 | 0.016972 | 1.05 | 0.017948 | 0.57536 | 0.57537 | 2.3316 | 0 | 0.0051127 | 0.0054208 | 0.010137 | 0.033051 | 0 | 0.057082 | 0.017981 | 0.31775 | 0 | 3.0188 | 2.1271 | 0 | 0.41366 | 0.83819 | 0 | 0 | 0 | 0 | -4.0381 | 0.055283 | 0 | 0.0029303 | 0 | -0.07482 | 0 | 0 | 0 | 0 | 0 | 0 | 0 | 0 | 1.7132 | 0.0010361 | 0 | 0 | 1.8827 | 0 | 0 | 0 | 0.17845 | 6.8189 | 1.2663 | 3.1569 | 0.034497 | 0.057553 | -0.76335 | 0.62859 | 0.11453 | 2.6783 | 21.5809 | 19.6383 | -0.83817 | 0 | 0.5801 | 0 | 1.7286 | 0.20618
2025_04_21 Hr 10 | 0.7417 | 9.3354e-06 | 0 | 0 | 0 | 0 | 0 | 0 | 0 | 0 | 0 | 0.016972 | 0.99 | 0.015974 | 0.53898 | 0.539 | 2.1094 | 0 | 0.0051127 | 0.0054208 | 0.010137 | 0.033051 | 0 | 0.057082 | 0.017981 | 0.31775 | 0 | 2.9466 | 2.1271 | 0 | 0.40151 | 0.83819 | 0 | 0 | 0 | 0 | -3.7225 | 0.055283 | 0 | 0.002766 | 0 | -0.070509 | 0 | 0 | 0 | 0 | 0 | 0 | 0 | 0 | 2.0544 | 0.0010361 | 0 | 0 | 1.8827 | 0 | 0 | 0 | 0.33079 | 6.4517 | 1.2663 | 3.1569 | 0.034497 | 0.057553 | -0.7417 | 0.62859 | 0.11453 | 2.6783 | 21.9533 | 20.0363 | -0.81221 | 0 | 0.5801 | 0 | 1.7286 | 0.20642
2025_04_21 Hr 11 | 0.83259 | 2.2304e-05 | 0 | 0 | 0 | 0 | 0 | 0 | 0 | 0 | 0 | 0.016972 | 1.02 | 0.017476 | 0.62757 | 0.62761 | 2.1498 | 0 | 0.0051127 | 0.0054208 | 0.010137 | 0.033051 | 0 | 0.057082 | 0.017981 | 0.31775 | 0 | 3.2435 | 2.1271 | 0 | 0.45147 | 0.83819 | 0 | 0 | 0 | 0 | -5.0014 | 0.055283 | 0 | 0.0029372 | 0 | -0.075002 | 0 | 0 | 0 | 0 | 0 | 0 | 0 | 0 | 2.3303 | 0.0010361 | 0 | 0 | 1.8827 | 0 | 0 | 0 | 0.50924 | 6.9662 | 1.2663 | 3.1569 | 0.034497 | 0.057553 | -0.83259 | 0.62859 | 0.11453 | 2.6783 | 21.7188 | 20.6616 | -0.90759 | 0 | 0.5801 | 0 | 1.7286 | 0.20507
2025_04_21 Hr 12 | 0.79786 | 3.9058e-05 | 0 | 0 | 0 | 0 | 0 | 0 | 0 | 0 | 0 | 0.016972 | 1.26 | 0.024497 | 0.85537 | 0.85546 | 2.7873 | 0 | 0.0051127 | 0.0054208 | 0.010137 | 0.033051 | 0 | 0.057082 | 0.017981 | 0.31775 | 0 | 3.5566 | 2.1271 | 0 | 0.50417 | 0.83819 | 0 | 0 | 0 | 0 | -8.4643 | 0.055283 | 0 | 0.0033329 | 0 | -0.08539 | 0 | 0 | 0 | 0 | 0 | 0 | 0 | 0 | 2.4682 | 0.0010361 | 0 | 0 | 1.8827 | 0 | 0 | 0 | 1.0489 | 8.3725 | 1.2663 | 3.1569 | 0.034497 | 0.057553 | -0.79786 | 0.62859 | 0.11453 | 2.6783 | 20.6288 | 21.6038 | -0.88325 | 0 | 0.5801 | 0 | 1.7286 | 0.20462
2025_04_21 Hr 13 | 0.79888 | 4.771e-05 | 0 | 0 | 0 | 0 | 0 | 0 | 0 | 0 | 0 | 0.016972 | 0.93 | 0.019307 | 1.0832 | 1.0834 | 3.185 | 0 | 0.0051127 | 0.0054208 | 0.010137 | 0.033051 | 0 | 0.057082 | 0.017981 | 0.31775 | 0 | 3.5566 | 2.1271 | 0 | 0.50417 | 0.83819 | 0 | 0 | 0 | 0 | -10.6116 | 0.055283 | 0 | 0.0035588 | 0 | -0.091319 | 0 | 0 | 0 | 0 | 0 | 0 | 0 | 0 | 1.9891 | 0.0010361 | 0 | 0 | 1.8827 | 0 | 0 | 0 | 1.3493 | 9.2259 | 1.2663 | 3.1569 | 0.034497 | 0.057553 | -0.79888 | 0.62859 | 0.11453 | 2.6783 | 18.8145 | 21.0904 | -0.8902 | 0 | 0.5801 | 0 | 1.7286 | 0.20416
2025_04_21 Hr 14 | 0.54503 | 3.1886e-05 | 0 | 0 | 0 | 0 | 0 | 0 | 0 | 0 | 0 | 0.016972 | 0.66 | 0.014233 | 1.311 | 1.3113 | 3.185 | 0 | 0.0051127 | 0.0054208 | 0.010137 | 0.033051 | 0 | 0.057082 | 0.017981 | 0.31775 | 0 | 3.5566 | 2.1271 | 0 | 0.50417 | 0.83819 | 0 | 0 | 0 | 0 | -11.4407 | 0.055283 | 0 | 0.0036969 | 0 | -0.094945 | 0 | 0 | 0 | 0 | 0 | 0 | 0 | 0 | 1.7785 | 0.0010361 | 0 | 0 | 1.8827 | 0 | 0 | 0 | 1.0794 | 9.6816 | 1.2663 | 3.1569 | 0.034497 | 0.057553 | -0.54503 | 0.62859 | 0.11453 | 2.6783 | 17.6801 | 20.0792 | -0.63998 | 0 | 0.5801 | 0 | 1.7286 | 0.20228
2025_04_21 Hr 15 | 0.83767 | 6.1021e-05 | 0 | 0 | 0 | 0 | 0 | 0 | 0 | 0 | 0 | 0.016972 | 0.54 | 0.010514 | 1.4185 | 1.4185 | 3.1749 | 0 | 0.0051127 | 0.0054208 | 0.010137 | 0.033051 | 0 | 0.057082 | 0.017981 | 0.31775 | 0 | 3.5566 | 2.1271 | 0 | 0.50417 | 0.83819 | 0 | 0 | 0 | 0 | -10.4581 | 0.055283 | 0 | 0.0033379 | 0 | -0.08552 | 0 | 0 | 0 | 0 | 0 | 0 | 0 | 0 | 1.5753 | 0.0010361 | 0 | 0 | 1.8827 | 0 | 0 | 0 | 0.66157 | 9.8862 | 1.2663 | 3.1569 | 0.034497 | 0.057553 | -0.83767 | 0.62859 | 0.11453 | 2.6783 | 18.131 | 19.6261 | -0.92319 | 0 | 0.5801 | 0 | 1.7286 | 0.20131
2025_04_21 Hr 16 | 0.7818 | 9.2745e-05 | 0 | 0 | 0 | 0 | 0 | 0 | 0 | 0 | 0 | 0.016972 | 0.42 | 0.0098526 | 1.4185 | 1.4185 | 3.185 | 0 | 0.0051127 | 0.0054208 | 0.010137 | 0.033051 | 0 | 0.057082 | 0.017981 | 0.36466 | 0 | 3.5566 | 2.1271 | 0 | 0.50417 | 0.83819 | 0 | 0 | 0 | 0 | -13.2599 | 0.055283 | 0 | 0.0040215 | 0 | -0.10346 | 0 | 0 | 0 | 0 | 0 | 0 | 0 | 0 | 2.2577 | 0.0010361 | 0 | 0 | 1.8827 | 0 | 0 | 0 | 0.57017 | 9.9432 | 1.2663 | 3.1569 | 0.034497 | 0.057553 | -0.7818 | 0.62859 | 0.11453 | 2.6783 | 15.8374 | 20.0393 | -0.88527 | 0 | 0.5801 | 0 | 1.7286 | 0.20008
2025_04_21 Hr 17 | 0.73516 | 6.0178e-05 | 0 | 0 | 0 | 0 | 0 | 0 | 0 | 0 | 0 | 0.016972 | 0.33 | 0.009361 | 1.4185 | 1.4185 | 3.185 | 0 | 0.0051127 | 0.0054208 | 0.010137 | 0.033051 | 0 | 0.057082 | 0.017981 | 0.58906 | 0 | 3.5566 | 2.1271 | 0 | 0.50417 | 0.83819 | 0 | 0 | 0 | 0 | -17.4413 | 0.055283 | 0 | 0.0033432 | 0 | -0.12555 | 0 | 0 | 0 | 0 | 0 | 0 | 0 | 0 | 1.51 | 0.0010361 | 0 | 0 | 1.8827 | 0 | 2.8269 | 0 | 0.72251 | 11.8661 | 1.2663 | 3.1569 | 0.034497 | 0.057553 | -0.73516 | 0.62859 | 0.11453 | 2.6783 | 12.8707 | 19.3067 | -0.86071 | 0 | 0.5801 | 0 | 1.7286 | 0.19995
2025_04_21 Hr 18 | 0.69143 | 3.8961e-05 | 0 | 0.017347 | 0.017476 | 0.060153 | 0.016074 | 0.017617 | 0.017719 | 0 | 0 | 0.016972 | 0.24 | 0.008951 | 1.4185 | 1.4185 | 3.185 | 0 | 0.0051127 | 0.0054208 | 0.010137 | 0.033051 | 0 | 0.057082 | 0.017981 | 0.80941 | 0 | 3.5566 | 2.1271 | 0 | 0.50417 | 0.83819 | 0 | 0 | 0 | 0 | -23.721 | 0.055283 | 0 | 0.00335 | 0 | -0.16573 | 0 | 0 | 0 | 0 | 0 | 0 | 0 | 0 | 1.0962 | 0.0010361 | 0 | 0 | 1.8827 | 0 | 1.9941 | 0 | 0.80956 | 12.5285 | 1.2663 | 3.1569 | 0.034497 | 0.057553 | -0.69143 | 0.62859 | 0.11453 | 2.6783 | 6.7976 | 18.8473 | -0.85716 | 0 | 0.5801 | 0 | 1.7286 | 0.20145
2025_04_21 Hr 19 | 0.318 | 8.1252e-06 | 0 | 0.069389 | 0.069906 | 0.060153 | 0.064294 | 0.070466 | 0.070878 | 0 | 0 | 0.016972 | 0.27 | 0.0105 | 1.4185 | 1.4185 | 3.185 | 0 | 0.0051127 | 0.0054208 | 0.010137 | 0.033051 | 0 | 0.057082 | 0.017981 | 0.85044 | 0 | 3.5566 | 2.1271 | 0 | 0.50417 | 0.83819 | 0 | 0 | 0 | 0 | -25.8418 | 0.055283 | 0 | 0.0020834 | 0 | -0.1729 | 0 | 0 | 0 | 0 | 0 | 0 | 0 | 0 | 1.0962 | 0.0010361 | 0 | 0 | 1.8827 | 0 | 1.9941 | 0 | 0.80956 | 12.8282 | 1.2663 | 3.1569 | 0.034497 | 0.057553 | -0.318 | 0.62859 | 0.11453 | 2.6783 | 5.0011 | 18.5056 | -0.4909 | 0 | 0.5801 | 0 | 1.7286 | 0.20171
2025_04_21 Hr 20 | 0.022595 | 6.0248e-07 | 0 | 0.069389 | 0.069906 | 0.060153 | 0.064294 | 0.070466 | 0.070878 | 0 | 0 | 0.016972 | 0.24 | 0.008997 | 1.4185 | 1.4185 | 3.185 | 0 | 0.0051127 | 0.0054208 | 0.010137 | 0.033051 | 0 | 0.057082 | 0.017981 | 0.85044 | 0 | 3.5566 | 2.1271 | 0 | 0.50417 | 0.83819 | 0 | 0 | 0 | 0 | -26.5234 | 0.055283 | 0 | 0.0020083 | 0 | -0.16659 | 0 | 0 | 0 | 0 | 0 | 0 | 0 | 0 | 1.2341 | 0.0010361 | 0 | 0 | 1.8827 | 0 | 1.9941 | 0 | 1.0489 | 12.8282 | 1.2663 | 3.1569 | 0.034497 | 0.057553 | -0.022595 | 0.62859 | 0.11453 | 2.6783 | 4.6746 | 18.559 | -0.18919 | 0 | 0.5801 | 0 | 1.7286 | 0.20468
2025_04_21 Hr 21 | 0 | 0 | 0 | 0.069389 | 0.069906 | 0.060153 | 0.064294 | 0.070466 | 0.070878 | 0 | 0 | 0.016972 | 0.21 | 0.0067305 | 1.4185 | 1.4185 | 3.185 | 0 | 0.0051127 | 0.0054208 | 0.010137 | 0.033051 | 0 | 0.057082 | 0.017981 | 0.85044 | 0 | 3.5566 | 2.1271 | 0 | 0.50417 | 0.83819 | 0 | 0 | 0 | 0 | -22.4944 | 0.055283 | 0 | 0.001717 | 0 | -0.14212 | 0 | 0 | 0 | 0 | 0 | 0 | 0 | 0 | 1.7132 | 0.0010361 | 0 | 0 | 1.8827 | 0 | 1.9941 | 0 | 1.3797 | 12.8282 | 1.2663 | 3.1569 | 0.034497 | 0.057553 | 0 | 0.62859 | 0.11453 | 2.6783 | 9.5056 | 19.3139 | -0.14212 | 0 | 0.5801 | 0 | 1.7286 | 0.20455
2025_04_21 Hr 22 | 0 | 0 | 0 | 0 | 0 | 0 | 0 | 0 | 0 | 0 | 0 | 0.016972 | 0.21 | 0.0059077 | 1.4185 | 1.4185 | 3.185 | 0 | 0.0051127 | 0.0054208 | 0.010137 | 0.033051 | 0 | 0.057082 | 0.017981 | 0.84877 | 0 | 3.5566 | 2.1271 | 0 | 0.50417 | 0.83819 | 0 | 0 | 0 | 0 | -19.7453 | 0.055283 | 0 | 0.0033156 | 0 | -0.12449 | 0 | 0 | 0 | 0 | 0 | 0 | 0 | 0 | 1.9891 | 0.0010361 | 0 | 0 | 1.8827 | 0 | 1.8044 | 0 | 1.6191 | 12.2317 | 1.2663 | 3.1569 | 0.034497 | 0.057553 | 0 | 0.62859 | 0.11453 | 2.6783 | 12.1843 | 19.8224 | -0.12449 | 0 | 0.5801 | 0 | 1.7286 | 0.1986
2025_04_21 Hr 23 | 0 | 0 | 0 | 0 | 0 | 0 | 0 | 0 | 0 | 0 | 0 | 0.016972 | 0.21 | 0.0073041 | 1.4185 | 1.4185 | 3.2525 | 0 | 0.0051127 | 0.0054208 | 0.010137 | 0.033051 | 0 | 0.057082 | 0.017981 | 0.85044 | 0 | 3.5873 | 2.1271 | 0 | 0.51039 | 0.83819 | 0 | 0 | 0 | 0 | -26.4175 | 0.055283 | 0 | 0.0040992 | 0 | -0.15442 | 0 | 0 | 0 | 0 | 0 | 0 | 0 | 0 | 2.0544 | 0.0010361 | 0 | 0 | 1.8827 | 0 | 1.9702 | 0 | 1.6801 | 12.4973 | 1.2663 | 3.1569 | 0.034497 | 0.057553 | 0 | 0.62859 | 0.11453 | 2.6783 | 5.8747 | 19.9493 | -0.15442 | 0 | 0.5801 | 0 | 1.7286 | 0.19169
2025_04_21 Hr 24 | 0 | 0 | 0 | 0 | 0 | 0 | 0 | 0 | 0 | 0 | 0 | 0.016972 | 0.24 | 0.0062612 | 1.4185 | 1.4185 | 3.2525 | 0 | 0.0051127 | 0.0054208 | 0.010137 | 0.033051 | 0 | 0.057082 | 0.017981 | 0.71727 | 0 | 3.5873 | 2.1271 | 0 | 0.51039 | 0.83819 | 0 | 0 | 0 | 0 | -20.3569 | 0.055283 | 0 | 0.0030747 | 0 | -0.1153 | 0 | 0 | 0 | 0 | 0 | 0 | 0 | 0 | 2.4682 | 0.0010361 | 0 | 0 | 1.8827 | 0 | 1.7455 | 0 | 1.593 | 12.1395 | 1.2663 | 3.1569 | 0.034497 | 0.057553 | 0 | 0.62859 | 0.11453 | 2.6783 | 11.9664 | 20.2992 | -0.1153 | 0 | 0.5801 | 0 | 1.7286 | 0.18581
2025_04_22 Hr 01 | 0 | 0 | 0 | 0 | 0 | 0 | 0 | 0 | 0 | 0 | 0 | 0.016972 | 0.57 | 0.013652 | 1.4185 | 1.4185 | 3.2129 | 0 | 0.0051127 | 0.0054208 | 0.010137 | 0.033051 | 0 | 0.057082 | 0.017981 | 0.31943 | 0 | 3.5436 | 2.1271 | 0 | 0.51039 | 0.83819 | 0 | 0 | 0 | 0 | -18.3247 | 0.055283 | 0 | 0.0028227 | 0 | -0.10568 | 0 | 0 | 0 | 0 | 0 | 0 | 0 | 0 | 2.7368 | 0.0010361 | 0 | 0 | 1.8827 | 0 | 1.5836 | 0 | 1.4102 | 11.4964 | 1.2663 | 3.1569 | 0.034497 | 0.057553 | 0 | 0.62859 | 0.11453 | 2.6783 | 13.7848 | 20.7187 | -0.10568 | 0 | 0.5801 | 0 | 1.7286 | 0.18221
2025_04_22 Hr 02 | 0 | 0 | 0 | 0 | 0 | 0 | 0 | 0 | 0 | 0 | 0 | 0.016972 | 0.81 | 0.019285 | 1.4185 | 1.4185 | 3.2129 | 0 | 0.0051127 | 0.0054208 | 0.010137 | 0.033051 | 0 | 0.057082 | 0.017981 | 0.31775 | 0 | 3.5436 | 2.1271 | 0 | 0.51039 | 0.83819 | 0 | 0 | 0 | 0 | -19.1482 | 0.055283 | 0 | 0.002806 | 0 | -0.10504 | 0 | 0 | 0 | 0 | 0 | 0 | 0 | 0 | 3.0126 | 0.0010361 | 0 | 0 | 1.8827 | 0 | 1.5836 | 0 | 1.3797 | 11.4947 | 1.2663 | 3.1569 | 0.034497 | 0.057553 | 0 | 0.62859 | 0.11453 | 2.6783 | 13.4501 | 21.2086 | -0.10504 | 0 | 0.5801 | 0 | 1.7286 | 0.18103
2025_04_22 Hr 03 | 0 | 0 | 0 | 0 | 0 | 0 | 0 | 0 | 0 | 0 | 0 | 0.016972 | 0.6 | 0.016438 | 1.4185 | 1.4185 | 3.2129 | 0 | 0.0051127 | 0.0054208 | 0.010137 | 0.033051 | 0 | 0.057082 | 0.017981 | 0.44841 | 0 | 3.5436 | 2.1271 | 0 | 0.51039 | 0.83819 | 0 | 0 | 0 | 0 | -22.2071 | 0.055283 | 0 | 0.0032289 | 0 | -0.12118 | 0 | 0 | 0 | 0 | 0 | 0 | 0 | 0 | 3.695 | 0.0010361 | 0 | 0 | 1.8827 | 0 | 1.9813 | 0 | 0.93143 | 12.0231 | 1.2663 | 3.1569 | 0.034497 | 0.057553 | 0 | 0.62859 | 0.11453 | 2.6783 | 10.923 | 21.2282 | -0.12118 | 0 | 0.5801 | 0 | 1.7286 | 0.17941
2025_04_22 Hr 04 | 0 | 0 | 0 | 0 | 0 | 0 | 0 | 0 | 0 | 0 | 0 | 0.016972 | 0.36 | 0.010272 | 1.4185 | 1.4185 | 3.2129 | 0 | 0.0051127 | 0.0054208 | 0.010137 | 0.033051 | 0 | 0.057082 | 0.017981 | 0.68959 | 0 | 3.5436 | 2.1271 | 0 | 0.51039 | 0.83819 | 0 | 0 | 0 | 0 | -22.3275 | 0.055283 | 0 | 0.0033627 | 0 | -0.12629 | 0 | 0 | 0 | 0 | 0 | 0 | 0 | 0 | 3.5644 | 0.0010361 | 0 | 0 | 1.8827 | 0 | 2.0056 | 0 | 0.66157 | 12.2886 | 1.2663 | 3.1569 | 0.034497 | 0.057553 | 0 | 0.62859 | 0.11453 | 2.6783 | 10.416 | 20.5813 | -0.12629 | 0 | 0.5801 | 0 | 1.7286 | 0.17921
2025_04_22 Hr 05 | 0 | 0 | 0 | 0 | 0 | 0 | 0 | 0 | 0 | 0 | 0 | 0.016972 | 0.27 | 0.010192 | 1.4185 | 1.4185 | 3.2129 | 0 | 0.0051127 | 0.0054208 | 0.010137 | 0.033051 | 0 | 0.057082 | 0.017981 | 0.84709 | 0 | 3.5436 | 2.1271 | 0 | 0.51039 | 0.83819 | 0 | 0 | 0 | 0 | -29.2057 | 0.055283 | 0 | 0.004449 | 0 | -0.16777 | 0 | 0 | 0 | 0 | 0 | 0 | 0 | 0 | 3.695 | 0.0010361 | 0 | 0 | 1.8827 | 0 | 2.0056 | 0 | 0.60064 | 12.4461 | 1.2663 | 3.1569 | 0.034497 | 0.057553 | 0 | 0.62859 | 0.11453 | 2.6783 | 3.6368 | 20.5643 | -0.16777 | 0 | 0.5801 | 0 | 1.7286 | 0.18253
2025_04_22 Hr 06 | 0 | 0 | 0 | 0 | 0 | 0 | 0 | 0 | 0 | 0 | 0 | 0.016972 | 0.42 | 0.020367 | 1.4185 | 1.4185 | 3.2129 | 0 | 0.0051127 | 0.0054208 | 0.010137 | 0.033051 | 0 | 0.057082 | 0.017981 | 0.85044 | 0 | 3.5436 | 2.1271 | 0 | 0.51039 | 0.83819 | 0 | 0 | 0 | 0 | -35.455 | 0.055283 | 0 | 0.0057152 | 0 | -0.21612 | 0 | 0 | 0 | 0 | 0 | 0 | 0 | 0 | 3.2159 | 0.0010361 | 0 | 0 | 1.8827 | 0 | 2.0056 | 0 | 0.4483 | 12.4494 | 1.2663 | 3.1569 | 0.034497 | 0.057553 | 0 | 0.62859 | 0.11453 | 2.6783 | -3.1199 | 20.1019 | -0.21612 | 0 | 0.5801 | 0 | 1.7286 | 0.19142
2025_04_22 Hr 07 | 0.13579 | 0 | 0 | 0 | 0 | 0 | 0 | 0 | 0 | 0 | 0 | 0.016972 | 1.02 | 0.0429 | 1.4185 | 1.4185 | 3.1462 | 0 | 0.0051127 | 0.0054208 | 0.010137 | 0.033051 | 0 | 0.057082 | 0.017981 | 0.85044 | 0 | 3.5133 | 2.1271 | 0 | 0.50417 | 0.83819 | 0 | 0 | 0 | 0 | -27.6689 | 0.055283 | 0 | 0.004957 | 0 | -0.18717 | 0 | 0 | 0 | 0 | 0 | 0 | 0 | 0 | 3.2159 | 0.0010361 | 0 | 0 | 1.8827 | 0 | 1.9698 | 0 | 0.57017 | 12.3167 | 1.2663 | 3.1569 | 0.034497 | 0.057553 | -0.13579 | 0.62859 | 0.11453 | 2.6783 | 5.307 | 20.9822 | -0.32295 | 0 | 0.5801 | 0 | 1.7286 | 0.19774
2025_04_22 Hr 08 | 0.38629 | 0 | 0 | 0 | 0 | 0 | 0 | 0 | 0 | 0 | 0 | 0.016972 | 0.45 | 0.01715 | 1.4185 | 1.4185 | 3.1462 | 0 | 0.0051127 | 0.0054208 | 0.010137 | 0.033051 | 0 | 0.057082 | 0.017981 | 0.85044 | 0 | 3.5133 | 2.1271 | 0 | 0.50417 | 0.83819 | 0 | 0 | 0 | 0 | -23.4729 | 0.055283 | 0 | 0.0044918 | 0 | -0.1694 | 0 | 0 | 0 | 0 | 0 | 0 | 0 | 0 | 2.9473 | 0.0010361 | 0 | 0 | 1.8827 | 0 | 1.9698 | 0 | 0.42219 | 12.3167 | 1.2663 | 3.1569 | 0.034497 | 0.057553 | -0.38629 | 0.62859 | 0.11453 | 2.6783 | 8.5158 | 20.2277 | -0.55569 | 0 | 0.5801 | 0 | 1.7286 | 0.20506
2025_04_22 Hr 09 | 0.4771 | 2.5245e-05 | 0 | 0 | 0 | 0 | 0 | 0 | 0 | 0 | 0 | 0.016972 | 0.3 | 0.01071 | 1.4185 | 1.4185 | 3.1462 | 0 | 0.0051127 | 0.0054208 | 0.010137 | 0.033051 | 0 | 0.057082 | 0.017981 | 0.85044 | 0 | 3.5133 | 2.1271 | 0 | 0.50417 | 0.83819 | 0 | 0 | 0 | 0 | -18.3246 | 0.055283 | 0 | 0.00612 | 0 | -0.15855 | 0 | 0 | 0 | 0 | 0 | 0 | 0 | 0 | 2.8094 | 0.0010361 | 0 | 0 | 1.8827 | 0 | 0 | 0 | 0.14798 | 10.3469 | 1.2663 | 3.1569 | 0.034497 | 0.057553 | -0.4771 | 0.62859 | 0.11453 | 2.6783 | 11.1355 | 19.7488 | -0.63565 | 0 | 0.5801 | 0 | 1.7286 | 0.20396
2025_04_22 Hr 10 | 0.38643 | 0.00011931 | 0 | 0 | 0 | 0 | 0 | 0 | 0 | 0 | 0 | 0.016972 | 0.27 | 0.0092373 | 1.4185 | 1.4185 | 3.1462 | 0 | 0.0051127 | 0.0054208 | 0.010137 | 0.033051 | 0 | 0.057082 | 0.017981 | 0.85044 | 0 | 3.5133 | 2.1271 | 0 | 0.50417 | 0.83819 | 0 | 0 | 0 | 0 | -18.5124 | 0.055283 | 0 | 0.0058649 | 0 | -0.15185 | 0 | 0 | 0 | 0 | 0 | 0 | 0 | 0 | 2.4682 | 0.0010361 | 0 | 0 | 1.8827 | 0 | 0 | 0 | 0.060934 | 10.3469 | 1.2663 | 3.1569 | 0.034497 | 0.057553 | -0.38643 | 0.62859 | 0.11453 | 2.6783 | 10.4954 | 19.1992 | -0.53829 | 0 | 0.5801 | 0 | 1.7286 | 0.2046
2025_04_22 Hr 11 | 0.52236 | 0.00025266 | 0 | 0 | 0 | 0 | 0 | 0 | 0 | 0 | 0 | 0.016972 | 0.24 | 0.0085753 | 1.4185 | 1.4185 | 3.1462 | 0 | 0.0051127 | 0.0054208 | 0.010137 | 0.033051 | 0 | 0.057082 | 0.017981 | 0.85044 | 0 | 3.5133 | 2.1271 | 0 | 0.50417 | 0.83819 | 0 | 0 | 0 | 0 | -19.6264 | 0.055283 | 0 | 0.0061252 | 0 | -0.15869 | 0 | 0 | 0 | 0 | 0 | 0 | 0 | 0 | 2.1923 | 0.0010361 | 0 | 0 | 1.8827 | 0 | 0 | 0 | 0.14798 | 10.3469 | 1.2663 | 3.1569 | 0.034497 | 0.057553 | -0.52236 | 0.62859 | 0.11453 | 2.6783 | 9.1543 | 19.1149 | -0.68105 | 0 | 0.5801 | 0 | 1.7286 | 0.2037
2025_04_22 Hr 12 | 0.6357 | 0.0003477 | 0 | 0 | 0 | 0 | 0 | 0 | 0 | 0 | 0 | 0.016972 | 0.27 | 0.0089867 | 1.4185 | 1.4185 | 3.1462 | 0 | 0.0051127 | 0.0054208 | 0.010137 | 0.033051 | 0 | 0.057082 | 0.017981 | 0.85044 | 0 | 3.5133 | 2.1271 | 0 | 0.50417 | 0.83819 | 0 | 0 | 0 | 0 | -19.2993 | 0.055283 | 0 | 0.0057059 | 0 | -0.14768 | 0 | 0 | 0 | 0 | 0 | 0 | 0 | 0 | 2.2577 | 0.0010361 | 0 | 0 | 1.8827 | 0 | 0 | 0 | 0.091402 | 10.3469 | 1.2663 | 3.1569 | 0.034497 | 0.057553 | -0.6357 | 0.62859 | 0.11453 | 2.6783 | 9.5331 | 19.269 | -0.78338 | 0 | 0.5801 | 0 | 1.7286 | 0.20518
2025_04_22 Hr 13 | 0.56726 | 0.00039977 | 0 | 0 | 0 | 0 | 0 | 0 | 0 | 0 | 0 | 0.016972 | 0.27 | 0.0088486 | 1.4185 | 1.4185 | 3.1462 | 0 | 0.0051127 | 0.0054208 | 0.010137 | 0.033051 | 0 | 0.057082 | 0.017981 | 0.85044 | 0 | 3.5133 | 2.1271 | 0 | 0.50417 | 0.83819 | 0 | 0 | 0 | 0 | -18.9269 | 0.055283 | 0 | 0.0056181 | 0 | -0.14538 | 0 | 0 | 0 | 0 | 0 | 0 | 0 | 0 | 2.5335 | 0.0010361 | 0 | 0 | 1.8827 | 0 | 0 | 0 | 0.12187 | 10.3469 | 1.2663 | 3.1569 | 0.034497 | 0.057553 | -0.56726 | 0.62859 | 0.11453 | 2.6783 | 10.2125 | 19.5052 | -0.71264 | 0 | 0.5801 | 0 | 1.7286 | 0.20357
2025_04_22 Hr 14 | 0.52229 | 0.00045726 | 0 | 0 | 0 | 0 | 0 | 0 | 0 | 0 | 0 | 0.016972 | 0.42 | 0.0149 | 1.4185 | 1.4185 | 3.1462 | 0 | 0.0051127 | 0.0054208 | 0.010137 | 0.033051 | 0 | 0.057082 | 0.017981 | 0.85044 | 0 | 3.5133 | 2.1271 | 0 | 0.50417 | 0.83819 | 0 | 0 | 0 | 0 | -21.0554 | 0.055283 | 0 | 0.0060816 | 0 | -0.15754 | 0 | 0 | 0 | 0 | 0 | 0 | 0 | 0 | 2.3303 | 0.0010361 | 0 | 0 | 1.8827 | 0 | 0 | 0 | 0.14798 | 10.3469 | 1.2663 | 3.1569 | 0.034497 | 0.057553 | -0.52229 | 0.62859 | 0.11453 | 2.6783 | 8.0498 | 19.4381 | -0.67983 | 0 | 0.5801 | 0 | 1.7286 | 0.20249
2025_04_22 Hr 15 | 0.43148 | 0.00022422 | 0 | 0 | 0 | 0 | 0 | 0 | 0 | 0 | 0 | 0.016972 | 0.63 | 0.023069 | 1.4185 | 1.4185 | 3.1462 | 0 | 0.0051127 | 0.0054208 | 0.010137 | 0.033051 | 0 | 0.057082 | 0.017981 | 0.85044 | 0 | 3.5133 | 2.1271 | 0 | 0.50417 | 0.83819 | 0 | 0 | 0 | 0 | -22.3985 | 0.055283 | 0 | 0.0062773 | 0 | -0.16268 | 0 | 0 | 0 | 0 | 0 | 0 | 0 | 0 | 2.0544 | 0.0010361 | 0 | 0 | 1.8827 | 0 | 0 | 0 | 0.23939 | 10.3469 | 1.2663 | 3.1569 | 0.034497 | 0.057553 | -0.43148 | 0.62859 | 0.11453 | 2.6783 | 6.7345 | 19.3803 | -0.59416 | 0 | 0.5801 | 0 | 1.7286 | 0.20206
2025_04_22 Hr 16 | 0.49955 | 0.00053466 | 0 | 0 | 0 | 0.05942 | 0.063511 | 0 | 0 | 0 | 0 | 0.016972 | 0.69 | 0.029167 | 1.4185 | 1.4185 | 3.1462 | 0 | 0.0051127 | 0.0054208 | 0.010137 | 0.033051 | 0 | 0.057082 | 0.017981 | 0.85044 | 0 | 3.5133 | 2.1271 | 0 | 0.50417 | 0.83819 | 0 | 0 | 0 | 0 | -27.5972 | 0.055283 | 0 | 0.0063407 | 0 | -0.18812 | 0 | 0 | 0 | 0 | 0 | 0 | 0 | 0 | 2.3303 | 0.0010361 | 0 | 0 | 1.8827 | 0 | 0 | 0 | 0.84002 | 10.4698 | 1.2663 | 3.1569 | 0.034497 | 0.057553 | -0.49955 | 0.62859 | 0.11453 | 2.6783 | 2.575 | 20.3901 | -0.68767 | 0 | 0.5801 | 0 | 1.7286 | 0.20089
2025_04_22 Hr 17 | 0.29576 | 0.00034603 | 0 | 0.068544 | 0.069054 | 0.05942 | 0.063511 | 0.069607 | 0.070014 | 0 | 0 | 0.016972 | 0.75 | 0.033158 | 1.4185 | 1.4185 | 3.1462 | 0 | 0.0051127 | 0.0054208 | 0.010137 | 0.033051 | 0 | 0.057082 | 0.017981 | 0.85044 | 0 | 3.5133 | 2.1271 | 0 | 0.50417 | 0.83819 | 0 | 0 | 0 | 0 | -32.7479 | 0.055283 | 0 | 0.0023685 | 0 | -0.19685 | 0 | 0 | 0 | 0 | 0 | 0 | 0 | 0 | 2.2577 | 0.0010361 | 0 | 0 | 1.8827 | 0 | 3.0277 | 0 | 0.47877 | 12.6497 | 1.2663 | 3.1569 | 0.034497 | 0.057553 | -0.29576 | 0.62859 | 0.11453 | 2.6783 | -0.77346 | 19.8174 | -0.49262 | 0 | 0.5801 | 0 | 1.7286 | 0.20206
2025_04_22 Hr 18 | 0.11355 | 0.00026598 | 0 | 0.068544 | 0.069054 | 0.05942 | 0.063511 | 0.069608 | 0.070014 | 0 | 0 | 0.016972 | 0.87 | 0.052357 | 1.4185 | 1.4185 | 3.1462 | 0 | 0.0051127 | 0.0054208 | 0.010137 | 0.033051 | 0 | 0.057082 | 0.017981 | 0.85044 | 0.35197 | 3.5133 | 2.1271 | 0 | 0.50417 | 0.83819 | 0 | 0 | 0 | 0 | -45.4282 | 0.055283 | 0 | 0.003224 | 0 | -0.26871 | 0 | 0 | 0 | 0 | 0 | 0 | 0 | 0 | 2.3303 | 0.0010361 | 0 | 0 | 1.8827 | 0 | 1.9698 | 0 | 0.69204 | 12.9192 | 1.2663 | 3.1569 | 0.034497 | 0.057553 | -0.11355 | 0.62859 | 0.11453 | 2.6783 | -12.8327 | 20.0586 | -0.38227 | 0 | 0.5801 | 0 | 1.7286 | 0.20043
2025_04_22 Hr 19 | 0.045117 | 8.2018e-05 | 0 | 0.068544 | 0.069054 | 0.05942 | 0.063511 | 0.069608 | 0.070014 | 0 | 0 | 0.016972 | 1.14 | 0.069259 | 1.4185 | 1.4185 | 3.1462 | 0 | 0.0051127 | 0.0054208 | 0.010137 | 0.033051 | 0 | 0.057082 | 0.017981 | 0.85044 | 0.20234 | 3.5133 | 2.1271 | 0 | 0.50417 | 0.83819 | 0 | 0 | 0 | 0 | -47.5028 | 0.055283 | 0 | 0.0032547 | 0 | -0.27129 | 0 | 0 | 0 | 0 | 0 | 0 | 0 | 0 | 2.0544 | 0.0010361 | 0 | 0 | 1.8827 | 0 | 1.9698 | 0 | 1.4711 | 12.9192 | 1.2663 | 3.1569 | 0.034497 | 0.057553 | -0.045117 | 0.62859 | 0.11453 | 2.6783 | -14.1185 | 20.7815 | -0.31641 | 0 | 0.5801 | 0 | 1.7286 | 0.20181
2025_04_22 Hr 20 | 0 | 1.1664e-05 | 0 | 0.068544 | 0.069054 | 0.05942 | 0.063511 | 0.069608 | 0.070014 | 0 | 0 | 0.016972 | 1.83 | 0.11068 | 1.4185 | 1.4185 | 3.1462 | 0 | 0.0051127 | 0.0054208 | 0.010137 | 0.033051 | 0 | 0.057082 | 0.017981 | 0.85044 | 0.20234 | 3.5133 | 2.1271 | 0 | 0.50417 | 0.83819 | 0 | 0 | 0 | 0 | -47.9648 | 0.055283 | 0 | 0.00324 | 0 | -0.27006 | 0 | 0 | 0 | 0 | 0 | 0 | 0 | 0 | 2.5335 | 0.0010361 | 0 | 0 | 1.8827 | 0 | 1.9698 | 0 | 1.2013 | 12.9192 | 1.2663 | 3.1569 | 0.034497 | 0.057553 | 0 | 0.62859 | 0.11453 | 2.6783 | -13.6391 | 21.6765 | -0.27006 | 0 | 0.5801 | 0 | 1.7286 | 0.20134
2025_04_22 Hr 21 | 0 | 0 | 0 | 0.068544 | 0.069054 | 0.05942 | 0.063511 | 0.069608 | 0.070014 | 0 | 0 | 0.016972 | 2.4 | 0.17092 | 1.4185 | 1.4185 | 3.1462 | 0 | 0.0051127 | 0.0054208 | 0.010137 | 0.033051 | 0 | 0.057082 | 0.017981 | 0.85044 | 0.20234 | 3.5133 | 2.1271 | 0 | 0.50417 | 0.83819 | 0 | 0 | 0 | 0 | -56.1919 | 0.055283 | 0 | 0.0038152 | 0 | -0.31838 | 0 | 0 | 0 | 0 | 0 | 0 | 0 | 0 | 2.5989 | 0.0010361 | 0 | 0 | 1.8827 | 0 | 1.9698 | 0 | 1.0185 | 12.9192 | 1.2663 | 3.1569 | 0.034497 | 0.057553 | 0 | 0.62859 | 0.11453 | 2.6783 | -21.3981 | 22.1929 | -0.31838 | 0 | 0.5801 | 0 | 1.7286 | 0.205
2025_04_22 Hr 22 | 0 | 0 | 0 | 0.068544 | 0.069054 | 0.05942 | 0.063511 | 0.069608 | 0.070014 | 0 | 0 | 0.016972 | 2.67 | 0.14276 | 1.4185 | 1.4185 | 3.1462 | 0 | 0.0051127 | 0.0054208 | 0.010137 | 0.033051 | 0 | 0.057082 | 0.017981 | 0.85044 | 0.20234 | 3.5133 | 2.1271 | 0 | 0.50417 | 0.83819 | 0 | 0 | 0 | 0 | -44.3171 | 0.055283 | 0 | 0.0028644 | 0 | -0.23851 | 0 | 0 | 0 | 0 | 0 | 0 | 0 | 0 | 2.4682 | 0.0010361 | 0 | 0 | 1.8827 | 0 | 1.9698 | 0 | 1.7715 | 12.9192 | 1.2663 | 3.1569 | 0.034497 | 0.057553 | 0 | 0.62859 | 0.11453 | 2.6783 | -8.5852 | 23.0512 | -0.23851 | 0 | 0.5801 | 0 | 1.7286 | 0.19913
2025_04_22 Hr 23 | 0 | 0 | 0 | 0.068544 | 0.069054 | 0.05942 | 0.063511 | 0.069608 | 0.070014 | 0 | 0 | 0.016972 | 2.46 | 0.11661 | 1.4185 | 1.4185 | 3.2129 | 0 | 0.0051127 | 0.0054208 | 0.010137 | 0.033051 | 0 | 0.057082 | 0.017981 | 0.85044 | 0.20234 | 3.5436 | 2.1271 | 0 | 0.51039 | 0.83819 | 0 | 0 | 0 | 0 | -41.2681 | 0.055283 | 0 | 0.0025395 | 0 | -0.21121 | 0 | 0 | 0 | 0 | 0 | 0 | 0 | 0 | 1.9891 | 0.0010361 | 0 | 0 | 1.8827 | 0 | 2.0056 | 0 | 1.7715 | 13.0519 | 1.2663 | 3.1569 | 0.034497 | 0.057553 | 0 | 0.62859 | 0.11453 | 2.6783 | -6.0914 | 22.336 | -0.21121 | 0 | 0.5801 | 0 | 1.7286 | 0.19299
2025_04_22 Hr 24 | 0 | 0 | 0 | 0.068544 | 0.069054 | 0.05942 | 0.063511 | 0.069608 | 0.070014 | 0 | 0 | 0.016972 | 2.55 | 0.13204 | 1.4185 | 1.4185 | 3.2129 | 0 | 0.0051127 | 0.0054208 | 0.010137 | 0.033051 | 0 | 0.057082 | 0.017981 | 0.85044 | 0.20234 | 3.5436 | 2.1271 | 0 | 0.51039 | 0.83819 | 0 | 0 | 0 | 0 | -45.4838 | 0.055283 | 0 | 0.0027739 | 0 | -0.23091 | 0 | 0 | 0 | 0 | 0 | 0 | 0 | 0 | 1.0962 | 0.0010361 | 0 | 0 | 1.8827 | 0 | 2.0056 | 0 | 1.8019 | 13.0519 | 1.2663 | 3.1569 | 0.034497 | 0.057553 | 0 | 0.62859 | 0.11453 | 2.6783 | -11.0899 | 21.5729 | -0.23091 | 0 | 0.5801 | 0 | 1.7286 | 0.18684
2025_04_23 Hr 01 | 0 | 0 | 0 | 0.062343 | 0.062807 | 0.054045 | 0.057765 | 0.063311 | 0.06368 | 0 | 0 | 0.016972 | 2.49 | 0.12917 | 1.4185 | 1.4185 | 2.9226 | 0 | 0.0051127 | 0.0054208 | 0.010137 | 0.033051 | 0 | 0.057082 | 0.017981 | 0.85044 | 0.18447 | 3.223 | 2.1271 | 0 | 0.51039 | 0.83819 | 0 | 0 | 0 | 0 | -44.8171 | 0.055283 | 0 | 0.002779 | 0 | -0.23134 | 0 | 0 | 0 | 0 | 0 | 0 | 0 | 0 | 1.4374 | 0.0010361 | 0 | 0 | 1.8827 | 0 | 1.8241 | 0 | 1.1403 | 12.2055 | 1.2663 | 3.1569 | 0.034497 | 0.057553 | 0 | 0.62859 | 0.11453 | 2.6783 | -11.6572 | 21.1856 | -0.23134 | 0 | 0.5801 | 0 | 1.7286 | 0.18287
2025_04_23 Hr 02 | 0 | 0 | 0 | 0.062343 | 0.062807 | 0.054045 | 0.057765 | 0.063311 | 0.06368 | 0 | 0 | 0.016972 | 2.1 | 0.10884 | 1.4185 | 1.4185 | 2.9226 | 0 | 0.0051127 | 0.0054208 | 0.010137 | 0.033051 | 0 | 0.057082 | 0.017981 | 0.85044 | 0.18447 | 3.223 | 2.1271 | 0 | 0.51039 | 0.83819 | 0 | 0 | 0 | 0 | -44.3831 | 0.055283 | 0 | 0.0027766 | 0 | -0.23113 | 0 | 0 | 0 | 0 | 0 | 0 | 0 | 0 | 1.51 | 0.0010361 | 0 | 0 | 1.8827 | 0 | 1.8241 | 0 | 0.77909 | 12.2055 | 1.2663 | 3.1569 | 0.034497 | 0.057553 | 0 | 0.62859 | 0.11453 | 2.6783 | -11.9225 | 20.4862 | -0.23113 | 0 | 0.5801 | 0 | 1.7286 | 0.18246
2025_04_23 Hr 03 | 0 | 0 | 0 | 0.062343 | 0.062807 | 0.054045 | 0.057765 | 0.063311 | 0.06368 | 0 | 0 | 0.016972 | 1.95 | 0.11197 | 1.4185 | 1.4185 | 2.9226 | 0 | 0.0051127 | 0.0054208 | 0.010137 | 0.033051 | 0 | 0.057082 | 0.017981 | 0.85044 | 0.18447 | 3.223 | 2.1271 | 0 | 0.51039 | 0.83819 | 0 | 0 | 0 | 0 | -49.3245 | 0.055283 | 0 | 0.003076 | 0 | -0.25628 | 0 | 0 | 0 | 0 | 0 | 0 | 0 | 0 | 1.5753 | 0.0010361 | 0 | 0 | 1.8827 | 0 | 1.8241 | 0 | 1.0185 | 12.2055 | 1.2663 | 3.1569 | 0.034497 | 0.057553 | 0 | 0.62859 | 0.11453 | 2.6783 | -16.732 | 20.6433 | -0.25628 | 0 | 0.5801 | 0 | 1.7286 | 0.18168
2025_04_23 Hr 04 | 0 | 0 | 0 | 0.062343 | 0.062807 | 0.054045 | 0.057765 | 0.063311 | 0.06368 | 0 | 0 | 0.016972 | 1.83 | 0.10209 | 1.4185 | 1.4185 | 2.9226 | 0 | 0.0051127 | 0.0054208 | 0.010137 | 0.033051 | 0 | 0.057082 | 0.017981 | 0.85044 | 0.18447 | 3.223 | 2.1271 | 0 | 0.51039 | 0.83819 | 0 | 0 | 0 | 0 | -47.2107 | 0.055283 | 0 | 0.0029886 | 0 | -0.24894 | 0 | 0 | 0 | 0 | 0 | 0 | 0 | 0 | 2.5335 | 0.0010361 | 0 | 0 | 1.8827 | 0 | 1.8241 | 0 | 1.0489 | 12.2055 | 1.2663 | 3.1569 | 0.034497 | 0.057553 | 0 | 0.62859 | 0.11453 | 2.6783 | -13.7523 | 21.5018 | -0.24894 | 0 | 0.5801 | 0 | 1.7286 | 0.18135
2025_04_23 Hr 05 | 0 | 0 | 0 | 0.062343 | 0.062807 | 0.054045 | 0.057765 | 0.063311 | 0.06368 | 0 | 0 | 0.016972 | 2.25 | 0.13988 | 1.4185 | 1.4185 | 2.9226 | 0 | 0.0051127 | 0.0054208 | 0.010137 | 0.033051 | 0 | 0.057082 | 0.017981 | 0.85044 | 0.18447 | 3.223 | 2.1271 | 0 | 0.51039 | 0.83819 | 0 | 0 | 0 | 0 | -52.3113 | 0.055283 | 0 | 0.0033305 | 0 | -0.27767 | 0 | 0 | 0 | 0 | 0 | 0 | 0 | 0 | 2.9473 | 0.0010361 | 0 | 0 | 1.8827 | 0 | 1.8241 | 0 | 0.93143 | 12.2055 | 1.2663 | 3.1569 | 0.034497 | 0.057553 | 0 | 0.62859 | 0.11453 | 2.6783 | -18.1236 | 22.2598 | -0.27767 | 0 | 0.5801 | 0 | 1.7286 | 0.1853
2025_04_23 Hr 06 | 0 | 0 | 0 | 0.062343 | 0.062807 | 0.054045 | 0.057765 | 0.063311 | 0.06368 | 0 | 0 | 0.016972 | 2.55 | 0.17965 | 1.4185 | 1.4185 | 2.9226 | 0 | 0.0051127 | 0.0054208 | 0.010137 | 0.033051 | 0 | 0.057082 | 0.017981 | 0.85044 | 0.18447 | 3.223 | 2.1271 | 0 | 0.51039 | 0.83819 | 0 | 0 | 0 | 0 | -57.8831 | 0.055283 | 0 | 0.0037743 | 0 | -0.31494 | 0 | 0 | 0 | 0 | 0 | 0 | 0 | 0 | 3.078 | 0.0010361 | 0 | 0 | 1.8827 | 0 | 1.8241 | 0 | 0.77909 | 12.2055 | 1.2663 | 3.1569 | 0.034497 | 0.057553 | 0 | 0.62859 | 0.11453 | 2.6783 | -23.4062 | 22.5863 | -0.31494 | 0 | 0.5801 | 0 | 1.7286 | 0.19368
2025_04_23 Hr 07 | 0.045044 | 0 | 0 | 0.062343 | 0.062807 | 0.054045 | 0.057765 | 0.063311 | 0.06368 | 0 | 0 | 0.016972 | 2.43 | 0.14783 | 1.4185 | 1.4185 | 2.862 | 0 | 0.0051127 | 0.0054208 | 0.010137 | 0.033051 | 0 | 0.057082 | 0.017981 | 0.85044 | 0.18447 | 3.1954 | 2.1271 | 0 | 0.50417 | 0.83819 | 0 | 0 | 0 | 0 | -43.8925 | 0.055283 | 0 | 0.003259 | 0 | -0.27166 | 0 | 0 | 0 | 0 | 0 | 0 | 0 | 0 | 3.078 | 0.0010361 | 0 | 0 | 1.8827 | 0 | 1.7916 | 0 | 0.77909 | 12.0848 | 1.2663 | 3.1569 | 0.034497 | 0.057553 | -0.045044 | 0.62859 | 0.11453 | 2.6783 | -9.6423 | 22.4821 | -0.3167 | 0 | 0.5801 | 0 | 1.7286 | 0.20245
2025_04_23 Hr 08 | 0.067929 | 0 | 0 | 0.062343 | 0.062807 | 0.054045 | 0.057765 | 0.063311 | 0.06368 | 0 | 0 | 0.016972 | 1.86 | 0.10905 | 1.4185 | 1.4185 | 2.862 | 0 | 0.0051127 | 0.0054208 | 0.010137 | 0.033051 | 0 | 0.057082 | 0.017981 | 0.85044 | 0.18447 | 3.1954 | 2.1271 | 0 | 0.50417 | 0.83819 | 0 | 0 | 0 | 0 | -39.032 | 0.055283 | 0 | 0.003141 | 0 | -0.26174 | 0 | 0 | 0 | 0 | 0 | 0 | 0 | 0 | 2.5989 | 0.0010361 | 0 | 0 | 1.8827 | 0 | 1.7916 | 0 | 0.69204 | 12.0848 | 1.2663 | 3.1569 | 0.034497 | 0.057553 | -0.067929 | 0.62859 | 0.11453 | 2.6783 | -5.9419 | 21.335 | -0.32967 | 0 | 0.5801 | 0 | 1.7286 | 0.2074
2025_04_23 Hr 09 | 0.49948 | 0 | 0 | 0.062343 | 0.062807 | 0.054045 | 0.057765 | 0.063311 | 0.06368 | 0 | 0 | 0.016972 | 1.32 | 0.057563 | 1.4185 | 1.4185 | 2.862 | 0 | 0.0051127 | 0.0054208 | 0.010137 | 0.033051 | 0 | 0.057082 | 0.017981 | 0.85044 | 0 | 3.1954 | 2.1271 | 0 | 0.50417 | 0.83819 | 0 | 0 | 0 | 0 | -27.7982 | 0.055283 | 0 | 0.0023362 | 0 | -0.19414 | 0 | 0 | 0 | 0 | 0 | 0 | 0 | 0 | 2.2577 | 0.0010361 | 0 | 0 | 1.8827 | 0 | 1.7916 | 0 | 0.36125 | 11.9004 | 1.2663 | 3.1569 | 0.034497 | 0.057553 | -0.49948 | 0.62859 | 0.11453 | 2.6783 | 3.9112 | 20.5027 | -0.69362 | 0 | 0.5801 | 0 | 1.7286 | 0.20707
2025_04_23 Hr 10 | 0.58644 | 3.4734e-06 | 0 | 0 | 0 | 0.054045 | 0.057765 | 0 | 0 | 0 | 0 | 0.016972 | 1.23 | 0.053167 | 1.4185 | 1.4185 | 2.862 | 0 | 0.0051127 | 0.0054208 | 0.010137 | 0.033051 | 0 | 0.057082 | 0.017981 | 0.85044 | 0 | 3.1954 | 2.1271 | 0 | 0.50417 | 0.83819 | 0 | 0 | 0 | 0 | -27.8834 | 0.055283 | 0 | 0.0041681 | 0 | -0.19241 | 0 | 0 | 0 | 0 | 0 | 0 | 0 | 0 | 2.0544 | 0.0010361 | 0 | 0 | 1.8827 | 0 | 1.7916 | 0 | 0.23939 | 11.6482 | 1.2663 | 3.1569 | 0.034497 | 0.057553 | -0.58644 | 0.62859 | 0.11453 | 2.6783 | 3.1561 | 20.1702 | -0.77886 | 0 | 0.5801 | 0 | 1.7286 | 0.20708
2025_04_23 Hr 11 | 0.7263 | 1.5394e-05 | 0 | 0 | 0 | 0.054045 | 0.057765 | 0 | 0 | 0 | 0 | 0.016972 | 1.2 | 0.049975 | 1.4185 | 1.4185 | 2.862 | 0 | 0.0051127 | 0.0054208 | 0.010137 | 0.033051 | 0 | 0.057082 | 0.017981 | 0.85044 | 0 | 3.1954 | 2.1271 | 0 | 0.50417 | 0.83819 | 0 | 0 | 0 | 0 | -27.8078 | 0.055283 | 0 | 0.0040159 | 0 | -0.18531 | 0 | 0 | 0 | 0 | 0 | 0 | 0 | 0 | 2.3303 | 0.0010361 | 0 | 0 | 1.8827 | 0 | 1.7916 | 0 | 0.30032 | 11.6482 | 1.2663 | 3.1569 | 0.034497 | 0.057553 | -0.7263 | 0.62859 | 0.11453 | 2.6783 | 3.5402 | 20.6113 | -0.91161 | 0 | 0.5801 | 0 | 1.7286 | 0.20476
2025_04_23 Hr 12 | 0.68045 | 3.8412e-05 | 0 | 0 | 0 | 0.054045 | 0.057765 | 0 | 0 | 0 | 0 | 0.016972 | 1.23 | 0.051575 | 1.4185 | 1.4185 | 2.862 | 0 | 0.0051127 | 0.0054208 | 0.010137 | 0.033051 | 0 | 0.057082 | 0.017981 | 0.85044 | 0 | 3.1954 | 2.1271 | 0 | 0.50417 | 0.83819 | 0 | 0 | 0 | 0 | -29.259 | 0.055283 | 0 | 0.0040433 | 0 | -0.18659 | 0 | 0 | 0 | 0 | 0 | 0 | 0 | 0 | 2.5335 | 0.0010361 | 0 | 0 | 1.8827 | 0 | 1.7916 | 0 | 0.47877 | 11.6482 | 1.2663 | 3.1569 | 0.034497 | 0.057553 | -0.68045 | 0.62859 | 0.11453 | 2.6783 | 2.5001 | 20.9779 | -0.86704 | 0 | 0.5801 | 0 | 1.7286 | 0.2039
2025_04_23 Hr 13 | 0.69607 | 6.8484e-05 | 0 | 0 | 0 | 0.054045 | 0.057765 | 0 | 0 | 0 | 0 | 0.016972 | 1.38 | 0.056004 | 1.4185 | 1.4185 | 2.862 | 0 | 0.0051127 | 0.0054208 | 0.010137 | 0.033051 | 0 | 0.057082 | 0.017981 | 0.85044 | 0 | 3.1954 | 2.1271 | 0 | 0.50417 | 0.83819 | 0 | 0 | 0 | 0 | -29.7939 | 0.055283 | 0 | 0.0039134 | 0 | -0.18052 | 0 | 0 | 0 | 0 | 0 | 0 | 0 | 0 | 3.0126 | 0.0010361 | 0 | 0 | 1.8827 | 0 | 1.7916 | 0 | 0.80956 | 11.6482 | 1.2663 | 3.1569 | 0.034497 | 0.057553 | -0.69607 | 0.62859 | 0.11453 | 2.6783 | 2.9362 | 21.9585 | -0.8766 | 0 | 0.5801 | 0 | 1.7286 | 0.20449
2025_04_23 Hr 14 | 0.74817 | 3.6758e-05 | 0 | 0.062343 | 0.062807 | 0.054045 | 0.057765 | 0.063311 | 0.06368 | 0 | 0 | 0.016972 | 1.56 | 0.050254 | 1.4185 | 1.4185 | 2.862 | 0 | 0.0051127 | 0.0054208 | 0.010137 | 0.033051 | 0 | 0.057082 | 0.017981 | 0.85044 | 0 | 3.1954 | 2.1271 | 0 | 0.50417 | 0.83819 | 0 | 0 | 0 | 0 | -24.5943 | 0.055283 | 0 | 0.0017258 | 0 | -0.14286 | 0 | 0 | 0 | 0 | 0 | 0 | 0 | 0 | 2.7368 | 0.0010361 | 0 | 0 | 1.8827 | 0 | 1.7916 | 0 | 0.87049 | 11.9004 | 1.2663 | 3.1569 | 0.034497 | 0.057553 | -0.74817 | 0.62859 | 0.11453 | 2.6783 | 8.3847 | 21.9697 | -0.89103 | 0 | 0.5801 | 0 | 1.7286 | 0.2043
2025_04_23 Hr 15 | 0.83462 | 6.8216e-05 | 0 | 0.062343 | 0.062807 | 0.054045 | 0.057765 | 0.063311 | 0.06368 | 0 | 0 | 0.016972 | 1.59 | 0.053141 | 1.4185 | 1.4185 | 2.862 | 0 | 0.0051127 | 0.0054208 | 0.010137 | 0.033051 | 0 | 0.057082 | 0.017981 | 0.85044 | 0 | 3.1954 | 2.1271 | 0 | 0.50417 | 0.83819 | 0 | 0 | 0 | 0 | -25.6771 | 0.055283 | 0 | 0.0017905 | 0 | -0.1483 | 0 | 0 | 0 | 0 | 0 | 0 | 0 | 0 | 3.2159 | 0.0010361 | 0 | 0 | 1.8827 | 0 | 1.7916 | 0 | 0.50924 | 11.9004 | 1.2663 | 3.1569 | 0.034497 | 0.057553 | -0.83462 | 0.62859 | 0.11453 | 2.6783 | 7.4467 | 22.2063 | -0.98292 | 0 | 0.5801 | 0 | 1.7286 | 0.20364
2025_04_23 Hr 16 | 0.67733 | 0.00032881 | 0 | 0.062343 | 0.062807 | 0.054045 | 0.057765 | 0.063311 | 0.06368 | 0 | 0 | 0.016972 | 1.5 | 0.04926 | 1.4185 | 1.4185 | 2.862 | 0 | 0.0051127 | 0.0054208 | 0.010137 | 0.033051 | 0 | 0.057082 | 0.017981 | 0.85044 | 0 | 3.1954 | 2.1271 | 0 | 0.50417 | 0.83819 | 0 | 0 | 0 | 0 | -25.1689 | 0.055283 | 0 | 0.0017593 | 0 | -0.14568 | 0 | 0 | 0 | 0 | 0 | 0 | 0 | 0 | 3.2885 | 0.0010361 | 0 | 0 | 1.8827 | 0 | 1.7916 | 0 | 0.47877 | 11.9004 | 1.2663 | 3.1569 | 0.034497 | 0.057553 | -0.67733 | 0.62859 | 0.11453 | 2.6783 | 7.9049 | 21.9965 | -0.82301 | 0 | 0.5801 | 0 | 1.7286 | 0.20265
2025_04_23 Hr 17 | 0.7199 | 0.0003581 | 0 | 0.062343 | 0.062807 | 0.054045 | 0.057765 | 0.063311 | 0.06368 | 0 | 0 | 0.016972 | 1.35 | 0.058523 | 1.4185 | 1.4185 | 2.862 | 0 | 0.0051127 | 0.0054208 | 0.010137 | 0.033051 | 0 | 0.057082 | 0.017981 | 0.85044 | 0 | 3.1954 | 2.1271 | 0 | 0.50417 | 0.83819 | 0 | 0 | 0 | 0 | -32.5096 | 0.055283 | 0 | 0.0023223 | 0 | -0.19298 | 0 | 0 | 0 | 0 | 0 | 0 | 0 | 0 | 3.2885 | 0.0010361 | 0 | 0 | 1.8827 | 0 | 1.7916 | 0 | 0.50924 | 11.9004 | 1.2663 | 3.1569 | 0.034497 | 0.057553 | -0.7199 | 0.62859 | 0.11453 | 2.6783 | 0.40596 | 21.928 | -0.91288 | 0 | 0.5801 | 0 | 1.7286 | 0.20185
2025_04_23 Hr 18 | 0.63519 | 0.00027388 | 0 | 0.062343 | 0.062807 | 0.054045 | 0.057765 | 0.063311 | 0.06368 | 0 | 0 | 0.016972 | 1.38 | 0.06288 | 1.4185 | 1.4185 | 2.862 | 0 | 0.0051127 | 0.0054208 | 0.010137 | 0.033051 | 0 | 0.057082 | 0.017981 | 0.85044 | 0 | 3.1954 | 2.1271 | 0 | 0.50417 | 0.83819 | 0 | 0 | 0 | 0 | -34.4798 | 0.055283 | 0 | 0.002441 | 0 | -0.20294 | 0 | 0 | 0 | 0 | 0 | 0 | 0 | 0 | 3.078 | 0.0010361 | 0 | 0 | 1.8827 | 0 | 1.7916 | 0 | 0.99236 | 11.9004 | 1.2663 | 3.1569 | 0.034497 | 0.057553 | -0.63519 | 0.62859 | 0.11453 | 2.6783 | -1.2666 | 22.151 | -0.83814 | 0 | 0.5801 | 0 | 1.7286 | 0.20259
2025_04_23 Hr 19 | 0.24934 | 0.00023326 | 0 | 0.062343 | 0.062807 | 0.054045 | 0.057765 | 0.063311 | 0.06368 | 0 | 0 | 0.016972 | 0.96 | 0.048719 | 1.4185 | 1.4185 | 2.862 | 0 | 0.0051127 | 0.0054208 | 0.010137 | 0.033051 | 0 | 0.057082 | 0.017981 | 0.85044 | 0 | 3.1954 | 2.1271 | 0 | 0.50417 | 0.83819 | 0 | 0 | 0 | 0 | -36.0451 | 0.055283 | 0 | 0.0027187 | 0 | -0.22627 | 0 | 0 | 0 | 0 | 0 | 0 | 0 | 0 | 2.7368 | 0.0010361 | 0 | 0 | 1.8827 | 0 | 1.7916 | 0 | 0.66157 | 11.9004 | 1.2663 | 3.1569 | 0.034497 | 0.057553 | -0.24934 | 0.62859 | 0.11453 | 2.6783 | -3.9621 | 20.6583 | -0.47561 | 0 | 0.5801 | 0 | 1.7286 | 0.20199
2025_04_23 Hr 20 | 0.022595 | 9.1233e-05 | 0 | 0.062343 | 0.062807 | 0.054045 | 0.057765 | 0.063311 | 0.06368 | 0 | 0 | 0.016972 | 0.72 | 0.037498 | 1.4185 | 1.4185 | 2.862 | 0 | 0.0051127 | 0.0054208 | 0.010137 | 0.033051 | 0 | 0.057082 | 0.017981 | 0.85044 | 0 | 3.1954 | 2.1271 | 0 | 0.50417 | 0.83819 | 0 | 0 | 0 | 0 | -37.3073 | 0.055283 | 0 | 0.00279 | 0 | -0.23226 | 0 | 0 | 0 | 0 | 0 | 0 | 0 | 0 | 2.5989 | 0.0010361 | 0 | 0 | 1.8827 | 0 | 1.7916 | 0 | 1.2622 | 11.9004 | 1.2663 | 3.1569 | 0.034497 | 0.057553 | -0.022595 | 0.62859 | 0.11453 | 2.6783 | -5.0179 | 20.6439 | -0.25485 | 0 | 0.5801 | 0 | 1.7286 | 0.20298
2025_04_23 Hr 21 | 0 | 2.1762e-06 | 0 | 0.062343 | 0.062807 | 0.054045 | 0.057765 | 0.063311 | 0.06368 | 0 | 0 | 0.016972 | 0.75 | 0.033853 | 1.4185 | 1.4185 | 2.862 | 0 | 0.0051127 | 0.0054208 | 0.010137 | 0.033051 | 0 | 0.057082 | 0.017981 | 0.85044 | 0 | 3.1954 | 2.1271 | 0 | 0.50417 | 0.83819 | 0 | 0 | 0 | 0 | -33.0459 | 0.055283 | 0 | 0.002418 | 0 | -0.20102 | 0 | 0 | 0 | 0 | 0 | 0 | 0 | 0 | 3.078 | 0.0010361 | 0 | 0 | 1.8827 | 0 | 1.7916 | 0 | 0.93143 | 11.9004 | 1.2663 | 3.1569 | 0.034497 | 0.057553 | 0 | 0.62859 | 0.11453 | 2.6783 | -0.54804 | 20.7986 | -0.20102 | 0 | 0.5801 | 0 | 1.7286 | 0.20563
2025_04_23 Hr 22 | 0 | 0 | 0 | 0.062343 | 0.062807 | 0.054045 | 0.057765 | 0.063311 | 0.06368 | 0 | 0 | 0.016972 | 1.44 | 0.056663 | 1.4185 | 1.4185 | 2.862 | 0 | 0.0051127 | 0.0054208 | 0.010137 | 0.033051 | 0 | 0.057082 | 0.017981 | 0.85044 | 0 | 3.1954 | 2.1271 | 0 | 0.50417 | 0.83819 | 0 | 0 | 0 | 0 | -30.8404 | 0.055283 | 0 | 0.002108 | 0 | -0.17497 | 0 | 0 | 0 | 0 | 0 | 0 | 0 | 0 | 3.078 | 0.0010361 | 0 | 0 | 1.8827 | 0 | 1.7916 | 0 | 1.2013 | 11.9004 | 1.2663 | 3.1569 | 0.034497 | 0.057553 | 0 | 0.62859 | 0.11453 | 2.6783 | 2.6606 | 21.7756 | -0.17497 | 0 | 0.5801 | 0 | 1.7286 | 0.19998
2025_04_23 Hr 23 | 0 | 0 | 0 | 0.062343 | 0.062807 | 0.054045 | 0.057765 | 0.063311 | 0.06368 | 0 | 0 | 0.016972 | 2.1 | 0.09931 | 1.4185 | 1.4185 | 2.9226 | 0 | 0.0051127 | 0.0054208 | 0.010137 | 0.033051 | 0 | 0.057082 | 0.017981 | 0.85044 | 0 | 3.223 | 2.1271 | 0 | 0.51039 | 0.83819 | 0 | 0 | 0 | 0 | -41.5756 | 0.055283 | 0 | 0.0025334 | 0 | -0.21071 | 0 | 0 | 0 | 0 | 0 | 0 | 0 | 0 | 2.4682 | 0.0010361 | 0 | 0 | 1.8827 | 0 | 1.8241 | 0 | 1.6191 | 12.0211 | 1.2663 | 3.1569 | 0.034497 | 0.057553 | 0 | 0.62859 | 0.11453 | 2.6783 | -7.4792 | 22.2861 | -0.21071 | 0 | 0.5801 | 0 | 1.7286 | 0.19358
2025_04_23 Hr 24 | 0 | 0 | 0 | 0.062343 | 0.062807 | 0.054045 | 0.057765 | 0.063311 | 0.06368 | 0 | 0 | 0.016972 | 2.34 | 0.098406 | 1.4185 | 1.4185 | 2.9226 | 0 | 0.0051127 | 0.0054208 | 0.010137 | 0.033051 | 0 | 0.057082 | 0.017981 | 0.85044 | 0 | 3.223 | 2.1271 | 0 | 0.51039 | 0.83819 | 0 | 0 | 0 | 0 | -38.8374 | 0.055283 | 0 | 0.0022529 | 0 | -0.18714 | 0 | 0 | 0 | 0 | 0 | 0 | 0 | 0 | 2.5989 | 0.0010361 | 0 | 0 | 1.8827 | 0 | 1.8241 | 0 | 1.741 | 12.0211 | 1.2663 | 3.1569 | 0.034497 | 0.057553 | 0 | 0.62859 | 0.11453 | 2.6783 | -4.2304 | 22.773 | -0.18714 | 0 | 0.5801 | 0 | 1.7286 | 0.18888
2025_04_24 Hr 01 | 0 | 0 | 0 | 0.079254 | 0.079844 | 0.068705 | 0.073434 | 0.080484 | 0.080954 | 0 | 0 | 0.016972 | 2.37 | 0.098712 | 1.4185 | 1.4185 | 3.7143 | 0 | 0.0051127 | 0.0054208 | 0.010137 | 0.033051 | 0 | 0.057082 | 0.017981 | 0.85044 | 0 | 4.0973 | 2.1271 | 0 | 0.51039 | 0.83819 | 0 | 0 | 0 | 0 | -39.7107 | 0.055283 | 0 | 0.0022313 | 0 | -0.18533 | 0 | 0 | 0 | 0 | 0 | 0 | 0 | 0 | 2.5335 | 0.0010361 | 0 | 0 | 1.8827 | 0 | 2.319 | 0 | 1.6801 | 14.2806 | 1.2663 | 3.1569 | 0.034497 | 0.057553 | 0 | 0.62859 | 0.11453 | 2.6783 | -2.9403 | 22.6751 | -0.18533 | 0 | 0.5801 | 0 | 1.7286 | 0.18697
2025_04_24 Hr 02 | 0 | 0 | 0 | 0.079254 | 0.079844 | 0.068705 | 0.073434 | 0.080484 | 0.080954 | 0 | 0 | 0.016972 | 2.52 | 0.095201 | 1.4185 | 1.4185 | 3.7143 | 0 | 0.0051127 | 0.0054208 | 0.010137 | 0.033051 | 0 | 0.057082 | 0.017981 | 0.85044 | 0 | 4.0973 | 2.1271 | 0 | 0.51039 | 0.83819 | 0 | 0 | 0 | 0 | -37.091 | 0.055283 | 0 | 0.0020238 | 0 | -0.1679 | 0 | 0 | 0 | 0 | 0 | 0 | 0 | 0 | 3.9709 | 0.0010361 | 0 | 0 | 1.8827 | 0 | 2.319 | 0 | 1.5625 | 14.2806 | 1.2663 | 3.1569 | 0.034497 | 0.057553 | 0 | 0.62859 | 0.11453 | 2.6783 | 1.1619 | 24.1402 | -0.1679 | 0 | 0.5801 | 0 | 1.7286 | 0.1857
2025_04_24 Hr 03 | 0 | 0 | 0 | 0.079254 | 0.079844 | 0.068705 | 0.073434 | 0.080484 | 0.080954 | 0 | 0 | 0.016972 | 2.4 | 0.091189 | 1.4185 | 1.4185 | 3.7143 | 0 | 0.0051127 | 0.0054208 | 0.010137 | 0.033051 | 0 | 0.057082 | 0.017981 | 0.85044 | 0 | 4.0973 | 2.1271 | 0 | 0.51039 | 0.83819 | 0 | 0 | 0 | 0 | -37.3174 | 0.055283 | 0 | 0.0020355 | 0 | -0.16888 | 0 | 0 | 0 | 0 | 0 | 0 | 0 | 0 | 4.0435 | 0.0010361 | 0 | 0 | 1.8827 | 0 | 2.319 | 0 | 1.4407 | 14.2806 | 1.2663 | 3.1569 | 0.034497 | 0.057553 | 0 | 0.62859 | 0.11453 | 2.6783 | 0.76091 | 23.9666 | -0.16888 | 0 | 0.5801 | 0 | 1.7286 | 0.18536
2025_04_24 Hr 04 | 0 | 0 | 0 | 0.079254 | 0.079844 | 0.068705 | 0.073434 | 0.080484 | 0.080954 | 0 | 0 | 0.016972 | 2.64 | 0.098599 | 1.4185 | 1.4185 | 3.7143 | 0 | 0.0051127 | 0.0054208 | 0.010137 | 0.033051 | 0 | 0.057082 | 0.017981 | 0.85044 | 0 | 4.0973 | 2.1271 | 0 | 0.51039 | 0.83819 | 0 | 0 | 0 | 0 | -37.0747 | 0.055283 | 0 | 0.0020008 | 0 | -0.16597 | 0 | 0 | 0 | 0 | 0 | 0 | 0 | 0 | 4.45 | 0.0010361 | 0 | 0 | 1.8827 | 0 | 2.319 | 0 | 1.3493 | 14.2806 | 1.2663 | 3.1569 | 0.034497 | 0.057553 | 0 | 0.62859 | 0.11453 | 2.6783 | 1.5712 | 24.5313 | -0.16597 | 0 | 0.5801 | 0 | 1.7286 | 0.18755
2025_04_24 Hr 05 | 0 | 0 | 0 | 0.079254 | 0.079844 | 0.068705 | 0.073434 | 0.080484 | 0.080954 | 0 | 0 | 0.016972 | 2.46 | 0.10122 | 1.4185 | 1.4185 | 3.7143 | 0 | 0.0051127 | 0.0054208 | 0.010137 | 0.033051 | 0 | 0.057082 | 0.017981 | 0.85044 | 0 | 4.0973 | 2.1271 | 0 | 0.51039 | 0.83819 | 0 | 0 | 0 | 0 | -41.3034 | 0.055283 | 0 | 0.0022043 | 0 | -0.18306 | 0 | 0 | 0 | 0 | 0 | 0 | 0 | 0 | 4.5226 | 0.0010361 | 0 | 0 | 1.8827 | 0 | 2.319 | 0 | 1.3797 | 14.2806 | 1.2663 | 3.1569 | 0.034497 | 0.057553 | 0 | 0.62859 | 0.11453 | 2.6783 | -2.7459 | 24.46 | -0.18306 | 0 | 0.5801 | 0 | 1.7286 | 0.19054
2025_04_24 Hr 06 | 0 | 0 | 0 | 0.079254 | 0.079844 | 0.068705 | 0.073434 | 0.080484 | 0.080954 | 0 | 0 | 0.016972 | 2.16 | 0.086947 | 1.4185 | 1.4185 | 3.7143 | 0 | 0.0051127 | 0.0054208 | 0.010137 | 0.033051 | 0 | 0.057082 | 0.017981 | 0.85044 | 0 | 4.0973 | 2.1271 | 0 | 0.51039 | 0.83819 | 0 | 0 | 0 | 0 | -39.1994 | 0.055283 | 0 | 0.0021564 | 0 | -0.17904 | 0 | 0 | 0 | 0 | 0 | 0 | 0 | 0 | 4.7259 | 0.0010361 | 0 | 0 | 1.8827 | 0 | 2.319 | 0 | 1.5321 | 14.2806 | 1.2663 | 3.1569 | 0.034497 | 0.057553 | 0 | 0.62859 | 0.11453 | 2.6783 | -0.58773 | 24.5101 | -0.17904 | 0 | 0.5801 | 0 | 1.7286 | 0.19934
2025_04_24 Hr 07 | 0.11334 | 0 | 0 | 0.079254 | 0.079844 | 0.068705 | 0.073434 | 0.080484 | 0.080954 | 0 | 0 | 0.016972 | 2.01 | 0.06897 | 1.4185 | 1.4185 | 3.6372 | 0 | 0.0051127 | 0.0054208 | 0.010137 | 0.033051 | 0 | 0.057082 | 0.017981 | 0.85044 | 0 | 4.0622 | 2.1271 | 0 | 0.50417 | 0.83819 | 0 | 0 | 0 | 0 | -30.5893 | 0.055283 | 0 | 0.0018382 | 0 | -0.15231 | 0 | 0 | 0 | 0 | 0 | 0 | 0 | 0 | 4.5226 | 0.0010361 | 0 | 0 | 1.8827 | 0 | 2.2776 | 0 | 1.7105 | 14.1272 | 1.2663 | 3.1569 | 0.034497 | 0.057553 | -0.11334 | 0.62859 | 0.11453 | 2.6783 | 7.7058 | 24.4336 | -0.26565 | 0 | 0.5801 | 0 | 1.7286 | 0.20851
2025_04_24 Hr 08 | 0.49933 | 0 | 0 | 0 | 0 | 0.068705 | 0 | 0 | 0 | 0 | 0 | 0.016972 | 0.93 | 0.028977 | 1.4185 | 1.4185 | 3.6372 | 0 | 0.0051127 | 0.0054208 | 0.010137 | 0.033051 | 0 | 0.057082 | 0.017981 | 0.85044 | 0 | 4.0622 | 2.1271 | 0 | 0.50417 | 0.83819 | 0 | 0 | 0 | 0 | -23.9277 | 0.055283 | 0 | 0.0033383 | 0 | -0.13811 | 0 | 0 | 0 | 0 | 0 | 0 | 0 | 0 | 4.1088 | 0.0010361 | 0 | 0 | 1.8827 | 0 | 2.061 | 0 | 1.4407 | 13.5165 | 1.2663 | 3.1569 | 0.034497 | 0.057553 | -0.49933 | 0.62859 | 0.11453 | 2.6783 | 11.9708 | 23.0194 | -0.63744 | 0 | 0.5801 | 0 | 1.7286 | 0.21199
2025_04_24 Hr 09 | 0.70748 | 1.7074e-05 | 0 | 0 | 0 | 0 | 0 | 0 | 0 | 0 | 0 | 0.016972 | 0.66 | 0.017102 | 1.4185 | 1.4185 | 3.6372 | 0 | 0.0051127 | 0.0054208 | 0.010137 | 0.033051 | 0 | 0.057082 | 0.017981 | 0.62849 | 0 | 4.0622 | 2.1271 | 0 | 0.50417 | 0.83819 | 0 | 0 | 0 | 0 | -18.7457 | 0.055283 | 0 | 0.003054 | 0 | -0.11451 | 0 | 0 | 0 | 0 | 0 | 0 | 0 | 0 | 3.9709 | 0.0010361 | 0 | 0 | 1.8827 | 0 | 1.7577 | 0 | 1.2622 | 12.9225 | 1.2663 | 3.1569 | 0.034497 | 0.057553 | -0.70748 | 0.62859 | 0.11453 | 2.6783 | 15.9837 | 22.6289 | -0.82199 | 0 | 0.5801 | 0 | 1.7286 | 0.21151
2025_04_24 Hr 10 | 0.73138 | 3.5381e-05 | 0 | 0 | 0 | 0 | 0 | 0 | 0 | 0 | 0 | 0.016972 | 0.21 | 0.005314 | 1.4185 | 1.4185 | 3.6372 | 0 | 0.0051127 | 0.0054208 | 0.010137 | 0.033051 | 0 | 0.057082 | 0.017981 | 0.37808 | 0 | 4.0622 | 2.1271 | 0 | 0.50417 | 0.83819 | 0 | 0 | 0 | 0 | -17.6857 | 0.055283 | 0 | 0.0029823 | 0 | -0.11177 | 0 | 0 | 0 | 0 | 0 | 0 | 0 | 0 | 4.0435 | 0.0010361 | 0 | 0 | 1.8827 | 0 | 1.7577 | 0 | 1.593 | 12.6721 | 1.2663 | 3.1569 | 0.034497 | 0.057553 | -0.73138 | 0.62859 | 0.11453 | 2.6783 | 16.7347 | 22.5914 | -0.84315 | 0 | 0.5801 | 0 | 1.7286 | 0.20853
2025_04_24 Hr 11 | 0.82162 | 6.0249e-05 | 0 | 0 | 0 | 0 | 0 | 0 | 0 | 0 | 0 | 0.016972 | 0.18 | 0.0044986 | 1.4185 | 1.4185 | 3.6372 | 0 | 0.0051127 | 0.0054208 | 0.010137 | 0.033051 | 0 | 0.057082 | 0.017981 | 0.33453 | 0 | 4.0622 | 2.1271 | 0 | 0.50417 | 0.83819 | 0 | 0 | 0 | 0 | -17.3658 | 0.055283 | 0 | 0.0029455 | 0 | -0.11037 | 0 | 0 | 0 | 0 | 0 | 0 | 0 | 0 | 4.1088 | 0.0010361 | 0 | 0 | 1.8827 | 0 | 1.7577 | 0 | 1.889 | 12.6286 | 1.2663 | 3.1569 | 0.034497 | 0.057553 | -0.82162 | 0.62859 | 0.11453 | 2.6783 | 17.3427 | 23.0119 | -0.93198 | 0 | 0.5801 | 0 | 1.7286 | 0.20825
2025_04_24 Hr 12 | 0.77962 | 0.0001104 | 0 | 0 | 0 | 0 | 0 | 0 | 0 | 0 | 0 | 0.016972 | 0.27 | 0.0065308 | 1.4185 | 1.4185 | 3.6372 | 0 | 0.0051127 | 0.0054208 | 0.010137 | 0.033051 | 0 | 0.057082 | 0.017981 | 0.31943 | 0 | 4.0622 | 2.1271 | 0 | 0.50417 | 0.83819 | 0 | 0 | 0 | 0 | -16.5945 | 0.055283 | 0 | 0.0028507 | 0 | -0.10675 | 0 | 0 | 0 | 0 | 0 | 0 | 0 | 0 | 3.833 | 0.0010361 | 0 | 0 | 1.8827 | 0 | 1.7577 | 0 | 1.2927 | 12.6135 | 1.2663 | 3.1569 | 0.034497 | 0.057553 | -0.77962 | 0.62859 | 0.11453 | 2.6783 | 17.3203 | 22.1876 | -0.88637 | 0 | 0.5801 | 0 | 1.7286 | 0.20607
2025_04_24 Hr 13 | 0.78703 | 0.00021734 | 0 | 0 | 0 | 0 | 0 | 0 | 0 | 0 | 0 | 0.016972 | 0.42 | 0.010107 | 1.4185 | 1.4185 | 3.6372 | 0 | 0.0051127 | 0.0054208 | 0.010137 | 0.033051 | 0 | 0.057082 | 0.017981 | 0.32446 | 0 | 4.0622 | 2.1271 | 0 | 0.50417 | 0.83819 | 0 | 0 | 0 | 0 | -16.6635 | 0.055283 | 0 | 0.002836 | 0 | -0.10619 | 0 | 0 | 0 | 0 | 0 | 0 | 0 | 0 | 3.833 | 0.0010361 | 0 | 0 | 1.8827 | 0 | 1.7577 | 0 | 1.1708 | 12.6185 | 1.2663 | 3.1569 | 0.034497 | 0.057553 | -0.78703 | 0.62859 | 0.11453 | 2.6783 | 17.2882 | 22.2264 | -0.89322 | 0 | 0.5801 | 0 | 1.7286 | 0.20561
2025_04_24 Hr 14 | 0.76676 | 0.00017416 | 0 | 0 | 0 | 0 | 0 | 0 | 0 | 0 | 0 | 0.016972 | 1.02 | 0.024455 | 1.4185 | 1.4185 | 3.6372 | 0 | 0.0051127 | 0.0054208 | 0.010137 | 0.033051 | 0 | 0.057082 | 0.017981 | 0.32278 | 0 | 4.0622 | 2.1271 | 0 | 0.50417 | 0.83819 | 0 | 0 | 0 | 0 | -16.9107 | 0.055283 | 0 | 0.0028257 | 0 | -0.10579 | 0 | 0 | 0 | 0 | 0 | 0 | 0 | 0 | 3.9709 | 0.0010361 | 0 | 0 | 1.8827 | 0 | 1.7577 | 0 | 1.1403 | 12.6168 | 1.2663 | 3.1569 | 0.034497 | 0.057553 | -0.76676 | 0.62859 | 0.11453 | 2.6783 | 17.7594 | 22.9258 | -0.87255 | 0 | 0.5801 | 0 | 1.7286 | 0.20354
2025_04_24 Hr 15 | 0.70356 | 6.0574e-05 | 0 | 0 | 0 | 0 | 0 | 0 | 0 | 0 | 0 | 0.016972 | 0.96 | 0.022474 | 1.4185 | 1.4185 | 3.6372 | 0 | 0.0051127 | 0.0054208 | 0.010137 | 0.033051 | 0 | 0.057082 | 0.017981 | 0.32278 | 0 | 4.0622 | 2.1271 | 0 | 0.50417 | 0.83819 | 0 | 0 | 0 | 0 | -16.5821 | 0.055283 | 0 | 0.002759 | 0 | -0.10325 | 0 | 0 | 0 | 0 | 0 | 0 | 0 | 0 | 3.7676 | 0.0010361 | 0 | 0 | 1.8827 | 0 | 1.7577 | 0 | 1.0489 | 12.6168 | 1.2663 | 3.1569 | 0.034497 | 0.057553 | -0.70356 | 0.62859 | 0.11453 | 2.6783 | 17.7322 | 22.5043 | -0.8068 | 0 | 0.5801 | 0 | 1.7286 | 0.202
2025_04_24 Hr 16 | 0.69789 | 8.4263e-05 | 0 | 0 | 0 | 0 | 0 | 0 | 0 | 0 | 0 | 0.016972 | 0.69 | 0.018552 | 1.4185 | 1.4185 | 3.6372 | 0 | 0.0051127 | 0.0054208 | 0.010137 | 0.033051 | 0 | 0.057082 | 0.017981 | 0.44839 | 0 | 4.0622 | 2.1271 | 0 | 0.50417 | 0.83819 | 0 | 0 | 0 | 0 | -18.0814 | 0.055283 | 0 | 0.0031689 | 0 | -0.11889 | 0 | 0 | 0 | 0 | 0 | 0 | 0 | 0 | 3.9709 | 0.0010361 | 0 | 0 | 1.8827 | 0 | 1.7577 | 0 | 0.66157 | 12.7424 | 1.2663 | 3.1569 | 0.034497 | 0.057553 | -0.69789 | 0.62859 | 0.11453 | 2.6783 | 15.884 | 22.0397 | -0.81678 | 0 | 0.5801 | 0 | 1.7286 | 0.20107
2025_04_24 Hr 17 | 0.6171 | 0.00022119 | 0 | 0.0066045 | 0.0066537 | 0.0057254 | 0.0061195 | 0.006707 | 0.0067462 | 0 | 0 | 0.016972 | 0.54 | 0.017405 | 1.4185 | 1.4185 | 3.6372 | 0 | 0.0051127 | 0.0054208 | 0.010137 | 0.033051 | 0 | 0.057082 | 0.017981 | 0.68953 | 0 | 4.0622 | 2.1271 | 0 | 0.50417 | 0.83819 | 0 | 0 | 0 | 0 | -23.1156 | 0.055283 | 0 | 0.0035254 | 0 | -0.14294 | 0 | 0 | 0 | 0 | 0 | 0 | 0 | 0 | 4.2467 | 0.0010361 | 0 | 0 | 1.8827 | 0 | 1.9833 | 0 | 0.5397 | 13.2478 | 1.2663 | 3.1569 | 0.034497 | 0.057553 | -0.6171 | 0.62859 | 0.11453 | 2.6783 | 11.3361 | 21.964 | -0.76004 | 0 | 0.5801 | 0 | 1.7286 | 0.20313
2025_04_24 Hr 18 | 0.52222 | 4.1525e-05 | 0 | 0.01322 | 0.013307 | 0.068705 | 0.073434 | 0.013414 | 0.013492 | 0 | 0 | 0.016972 | 0.84 | 0.031917 | 1.4185 | 1.4185 | 3.6372 | 0 | 0.0051127 | 0.0054208 | 0.010137 | 0.033051 | 0 | 0.057082 | 0.017981 | 0.84709 | 0 | 4.0622 | 2.1271 | 0 | 0.50417 | 0.83819 | 0 | 0 | 0 | 0 | -27.9436 | 0.055283 | 0 | 0.0032601 | 0 | -0.16888 | 0 | 0 | 0 | 0 | 0 | 0 | 0 | 0 | 4.45 | 0.0010361 | 0 | 0 | 1.8827 | 0 | 2.1566 | 0 | 0.4483 | 13.7357 | 1.2663 | 3.1569 | 0.034497 | 0.057553 | -0.52222 | 0.62859 | 0.11453 | 2.6783 | 7.3963 | 22.2954 | -0.6911 | 0 | 0.5801 | 0 | 1.7286 | 0.20321
2025_04_24 Hr 19 | 0.22653 | 4.5368e-05 | 0 | 0.079254 | 0.079844 | 0.068705 | 0.073434 | 0.080484 | 0.080954 | 0 | 0 | 0.016972 | 0.9 | 0.034332 | 1.4185 | 1.4185 | 3.6372 | 0 | 0.0051127 | 0.0054208 | 0.010137 | 0.033051 | 0 | 0.057082 | 0.017981 | 0.85044 | 0 | 4.0622 | 2.1271 | 0 | 0.50417 | 0.83819 | 0 | 0 | 0 | 0 | -28.956 | 0.055283 | 0 | 0.0020436 | 0 | -0.16956 | 0 | 0 | 0 | 0 | 0 | 0 | 0 | 0 | 4.5226 | 0.0010361 | 0 | 0 | 1.8827 | 0 | 2.2776 | 0 | 0.57017 | 14.1272 | 1.2663 | 3.1569 | 0.034497 | 0.057553 | -0.22653 | 0.62859 | 0.11453 | 2.6783 | 7.0319 | 22.2568 | -0.39609 | 0 | 0.5801 | 0 | 1.7286 | 0.20347
2025_04_24 Hr 20 | 0.045044 | 5.1845e-05 | 0 | 0.079254 | 0.079844 | 0.068705 | 0.073434 | 0.080484 | 0.080954 | 0 | 0 | 0.016972 | 1.05 | 0.041307 | 1.4185 | 1.4185 | 3.6372 | 0 | 0.0051127 | 0.0054208 | 0.010137 | 0.033051 | 0 | 0.057082 | 0.017981 | 0.85044 | 0 | 4.0622 | 2.1271 | 0 | 0.50417 | 0.83819 | 0 | 0 | 0 | 0 | -30.0704 | 0.055283 | 0 | 0.0021075 | 0 | -0.17493 | 0 | 0 | 0 | 0 | 0 | 0 | 0 | 0 | 4.0435 | 0.0010361 | 0 | 0 | 1.8827 | 0 | 2.2776 | 0 | 0.33079 | 14.1272 | 1.2663 | 3.1569 | 0.034497 | 0.057553 | -0.045044 | 0.62859 | 0.11453 | 2.6783 | 5.3535 | 21.5167 | -0.21997 | 0 | 0.5801 | 0 | 1.7286 | 0.2064
2025_04_24 Hr 21 | 0 | 2.3266e-06 | 0 | 0.079254 | 0.079844 | 0.068705 | 0.073434 | 0.080484 | 0.080954 | 0 | 0 | 0.016972 | 0.75 | 0.027144 | 1.4185 | 1.4185 | 3.6372 | 0 | 0.0051127 | 0.0054208 | 0.010137 | 0.033051 | 0 | 0.057082 | 0.017981 | 0.85044 | 0 | 4.0622 | 2.1271 | 0 | 0.50417 | 0.83819 | 0 | 0 | 0 | 0 | -26.6463 | 0.055283 | 0 | 0.0019388 | 0 | -0.16076 | 0 | 0 | 0 | 0 | 0 | 0 | 0 | 0 | 4.45 | 0.0010361 | 0 | 0 | 1.8827 | 0 | 2.2776 | 0 | 0.39172 | 14.1272 | 1.2663 | 3.1569 | 0.034497 | 0.057553 | 0 | 0.62859 | 0.11453 | 2.6783 | 8.944 | 21.6239 | -0.16076 | 0 | 0.5801 | 0 | 1.7286 | 0.2054
2025_04_24 Hr 22 | 0 | 0 | 0 | 0 | 0 | 0.068705 | 0.073435 | 0 | 0 | 0 | 0 | 0.016972 | 0.06 | 0.0031111 | 1.4185 | 1.4185 | 3.6372 | 0 | 0.0051127 | 0.0054208 | 0.010137 | 0.033051 | 0 | 0.057082 | 0.017981 | 0.85044 | 0 | 4.0622 | 2.1271 | 0 | 0.50417 | 0.83819 | 0 | 0 | 0 | 0 | -37.5563 | 0.055283 | 0 | 0.005 | 0 | -0.23123 | 0 | 0 | 0 | 0 | 0 | 0 | 0 | 0 | 3.833 | 0.0010361 | 0 | 0 | 1.8827 | 0 | 2.2776 | 0 | 0.5397 | 13.8066 | 1.2663 | 3.1569 | 0.034497 | 0.057553 | 0 | 0.62859 | 0.11453 | 2.6783 | -3.5429 | 20.4379 | -0.23123 | 0 | 0.5801 | 0 | 1.7286 | 0.20247
2025_04_24 Hr 23 | 0 | 0 | 0 | 0 | 0 | 0.068705 | 0.073435 | 0 | 0 | 0 | 0 | 0.016972 | 0.27 | 0.015732 | 1.4185 | 1.4185 | 3.7143 | 0 | 0.0051127 | 0.0054208 | 0.010137 | 0.033051 | 0 | 0.057082 | 0.017981 | 0.85044 | 0 | 4.0973 | 2.1271 | 0 | 0.51039 | 0.83819 | 0 | 0 | 0 | 0 | -46.0547 | 0.055283 | 0 | 0.0056187 | 0 | -0.26011 | 0 | 0 | 0 | 0 | 0 | 0 | 0 | 0 | 3.4918 | 0.0010361 | 0 | 0 | 1.8827 | 0 | 2.319 | 0 | 0.69204 | 13.9601 | 1.2663 | 3.1569 | 0.034497 | 0.057553 | 0 | 0.62859 | 0.11453 | 2.6783 | -11.8827 | 20.472 | -0.26011 | 0 | 0.5801 | 0 | 1.7286 | 0.19661
2025_04_24 Hr 24 | 0 | 0 | 0 | 0 | 0 | 0.068705 | 0.073435 | 0 | 0 | 0 | 0 | 0.016972 | 0.51 | 0.026311 | 1.4185 | 1.4185 | 3.7143 | 0 | 0.0051127 | 0.0054208 | 0.010137 | 0.033051 | 0 | 0.057082 | 0.017981 | 0.85044 | 0 | 4.0973 | 2.1271 | 0 | 0.51039 | 0.83819 | 0 | 0 | 0 | 0 | -44.7112 | 0.055283 | 0 | 0.0049747 | 0 | -0.23005 | 0 | 0 | 0 | 0 | 0 | 0 | 0 | 0 | 7.1868 | 0.0010361 | 0 | 0 | 1.8827 | 0 | 2.319 | 0 | 0.60064 | 13.9601 | 1.2663 | 3.1569 | 0.034497 | 0.057553 | 0 | 0.62859 | 0.11453 | 2.6783 | -6.6619 | 24.3193 | -0.23005 | 0 | 0.5801 | 0 | 1.7286 | 0.18962
2025_04_25 Hr 01 | 0 | 0 | 0 | 0 | 0 | 0.065773 | 0.070301 | 0 | 0 | 0 | 0 | 0.016972 | 1.14 | 0.057135 | 1.4185 | 1.4185 | 3.5559 | 0 | 0.0051127 | 0.0054208 | 0.010137 | 0.033051 | 0 | 0.057082 | 0.017981 | 0.85044 | 0 | 3.9224 | 2.1271 | 0 | 0.51039 | 0.83819 | 0 | 0 | 0 | 0 | -41.6882 | 0.055283 | 0 | 0.0048329 | 0 | -0.22343 | 0 | 0 | 0 | 0 | 0 | 0 | 0 | 0 | 2.5335 | 0.0010361 | 0 | 0 | 1.8827 | 0 | 2.22 | 0 | 0.50924 | 13.5218 | 1.2663 | 3.1569 | 0.034497 | 0.057553 | 0 | 0.62859 | 0.11453 | 2.6783 | -8.1568 | 20.233 | -0.22343 | 0 | 0.5801 | 0 | 1.7286 | 0.1872
2025_04_25 Hr 02 | 0 | 0 | 0 | 0.075872 | 0.076437 | 0.065773 | 0.070301 | 0.077049 | 0.077499 | 0 | 0 | 0.016972 | 1.71 | 0.085704 | 1.4185 | 1.4185 | 3.5559 | 0 | 0.0051127 | 0.0054208 | 0.010137 | 0.033051 | 0 | 0.057082 | 0.017981 | 0.85044 | 0 | 3.9224 | 2.1271 | 0 | 0.51039 | 0.83819 | 0 | 0 | 0 | 0 | -43.9398 | 0.055283 | 0 | 0.002685 | 0 | -0.22344 | 0 | 0 | 0 | 0 | 0 | 0 | 0 | 0 | 1.2341 | 0.0010361 | 0 | 0 | 1.8827 | 0 | 2.22 | 0 | 0.90096 | 13.8287 | 1.2663 | 3.1569 | 0.034497 | 0.057553 | 0 | 0.62859 | 0.11453 | 2.6783 | -10.4115 | 19.923 | -0.22344 | 0 | 0.5801 | 0 | 1.7286 | 0.18639
2025_04_25 Hr 03 | 0 | 0 | 0 | 0.075872 | 0.076437 | 0.065773 | 0.070301 | 0.077049 | 0.077499 | 0 | 0 | 0.016972 | 1.77 | 0.088732 | 1.4185 | 1.4185 | 3.5559 | 0 | 0.0051127 | 0.0054208 | 0.010137 | 0.033051 | 0 | 0.057082 | 0.017981 | 0.85044 | 0 | 3.9224 | 2.1271 | 0 | 0.51039 | 0.83819 | 0 | 0 | 0 | 0 | -44.68 | 0.055283 | 0 | 0.0026856 | 0 | -0.22349 | 0 | 0 | 0 | 0 | 0 | 0 | 0 | 0 | 1.51 | 0.0010361 | 0 | 0 | 1.8827 | 0 | 2.22 | 0 | 1.3797 | 13.8287 | 1.2663 | 3.1569 | 0.034497 | 0.057553 | 0 | 0.62859 | 0.11453 | 2.6783 | -10.3366 | 20.7383 | -0.22349 | 0 | 0.5801 | 0 | 1.7286 | 0.18396
2025_04_25 Hr 04 | 0 | 0 | 0 | 0.075872 | 0.076437 | 0.065773 | 0.070301 | 0.077049 | 0.077499 | 0 | 0 | 0.016972 | 2.22 | 0.10886 | 1.4185 | 1.4185 | 3.5559 | 0 | 0.0051127 | 0.0054208 | 0.010137 | 0.033051 | 0 | 0.057082 | 0.017981 | 0.85044 | 0 | 3.9224 | 2.1271 | 0 | 0.51039 | 0.83819 | 0 | 0 | 0 | 0 | -45.3068 | 0.055283 | 0 | 0.0026268 | 0 | -0.21855 | 0 | 0 | 0 | 0 | 0 | 0 | 0 | 0 | 1.4374 | 0.0010361 | 0 | 0 | 1.8827 | 0 | 2.22 | 0 | 1.9804 | 13.8287 | 1.2663 | 3.1569 | 0.034497 | 0.057553 | 0 | 0.62859 | 0.11453 | 2.6783 | -9.9593 | 21.7374 | -0.21855 | 0 | 0.5801 | 0 | 1.7286 | 0.1849
2025_04_25 Hr 05 | 0 | 0 | 0 | 0.075872 | 0.076437 | 0.065773 | 0.070301 | 0.077049 | 0.077499 | 0 | 0 | 0.016972 | 2.49 | 0.12548 | 1.4185 | 1.4185 | 3.5559 | 0 | 0.0051127 | 0.0054208 | 0.010137 | 0.033051 | 0 | 0.057082 | 0.017981 | 0.85044 | 0 | 3.9224 | 2.1271 | 0 | 0.51039 | 0.83819 | 0 | 0 | 0 | 0 | -46.5205 | 0.055283 | 0 | 0.0026996 | 0 | -0.22467 | 0 | 0 | 0 | 0 | 0 | 0 | 0 | 0 | 1.5753 | 0.0010361 | 0 | 0 | 1.8827 | 0 | 2.22 | 0 | 2.0413 | 13.8287 | 1.2663 | 3.1569 | 0.034497 | 0.057553 | 0 | 0.62859 | 0.11453 | 2.6783 | -10.6911 | 22.2254 | -0.22467 | 0 | 0.5801 | 0 | 1.7286 | 0.18746
2025_04_25 Hr 06 | 0 | 0 | 0 | 0.075872 | 0.076437 | 0.065773 | 0.070301 | 0.077049 | 0.077499 | 0 | 0 | 0.016972 | 2.43 | 0.096823 | 1.4185 | 1.4185 | 3.5559 | 0 | 0.0051127 | 0.0054208 | 0.010137 | 0.033051 | 0 | 0.057082 | 0.017981 | 0.85044 | 0 | 3.9224 | 2.1271 | 0 | 0.51039 | 0.83819 | 0 | 0 | 0 | 0 | -34.9022 | 0.055283 | 0 | 0.0021345 | 0 | -0.1772 | 0 | 0 | 0 | 0 | 0 | 0 | 0 | 0 | 1.5753 | 0.0010361 | 0 | 0 | 1.8827 | 0 | 2.22 | 0 | 1.9499 | 13.8287 | 1.2663 | 3.1569 | 0.034497 | 0.057553 | 0 | 0.62859 | 0.11453 | 2.6783 | 0.80111 | 22.0518 | -0.1772 | 0 | 0.5801 | 0 | 1.7286 | 0.19391
2025_04_25 Hr 07 | 0.090597 | 0 | 0 | 0.075872 | 0.076437 | 0.065773 | 0.070301 | 0.077049 | 0.077499 | 0 | 0 | 0.016972 | 2.49 | 0.081964 | 1.4185 | 1.4185 | 3.4822 | 0 | 0.0051127 | 0.0054208 | 0.010137 | 0.033051 | 0 | 0.057082 | 0.017981 | 0.85044 | 0 | 3.8889 | 2.1271 | 0 | 0.50417 | 0.83819 | 0 | 0 | 0 | 0 | -26.6216 | 0.055283 | 0 | 0.0017634 | 0 | -0.14603 | 0 | 0 | 0 | 0 | 0 | 0 | 0 | 0 | 1.5753 | 0.0010361 | 0 | 0 | 1.8827 | 0 | 2.1804 | 0 | 1.9499 | 13.6818 | 1.2663 | 3.1569 | 0.034497 | 0.057553 | -0.090597 | 0.62859 | 0.11453 | 2.6783 | 9.0141 | 22.1905 | -0.23662 | 0 | 0.5801 | 0 | 1.7286 | 0.20312
2025_04_25 Hr 08 | 0.43141 | 0 | 0 | 0 | 0 | 0.065773 | 0.070301 | 0 | 0 | 0 | 0 | 0.016972 | 2.31 | 0.072269 | 1.4185 | 1.4185 | 3.4822 | 0 | 0.0051127 | 0.0054208 | 0.010137 | 0.033051 | 0 | 0.057082 | 0.017981 | 0.85044 | 0 | 3.8889 | 2.1271 | 0 | 0.50417 | 0.83819 | 0 | 0 | 0 | 0 | -24.7118 | 0.055283 | 0 | 0.0030168 | 0 | -0.13868 | 0 | 0 | 0 | 0 | 0 | 0 | 0 | 0 | 1.0236 | 0.0010361 | 0 | 0 | 1.8827 | 0 | 2.0145 | 0 | 1.741 | 13.209 | 1.2663 | 3.1569 | 0.034497 | 0.057553 | -0.43141 | 0.62859 | 0.11453 | 2.6783 | 9.5168 | 21.5897 | -0.57009 | 0 | 0.5801 | 0 | 1.7286 | 0.21178
2025_04_25 Hr 09 | 0.49948 | 2.0433e-05 | 0 | 0 | 0 | 0 | 0 | 0 | 0 | 0 | 0 | 0.016972 | 2.13 | 0.04669 | 1.4185 | 1.4185 | 3.4822 | 0 | 0.0051127 | 0.0054208 | 0.010137 | 0.033051 | 0 | 0.057082 | 0.017981 | 0.31943 | 0 | 3.8889 | 2.1271 | 0 | 0.50417 | 0.83819 | 0 | 0 | 0 | 0 | -15.1865 | 0.055283 | 0 | 0.0037577 | 0 | -0.096541 | 0 | 0 | 0 | 0 | 0 | 0 | 0 | 0 | 1.2341 | 0.0010361 | 0 | 0 | 1.8827 | 0 | 0 | 0 | 1.741 | 10.5274 | 1.2663 | 3.1569 | 0.034497 | 0.057553 | -0.49948 | 0.62859 | 0.11453 | 2.6783 | 16.4085 | 21.6636 | -0.59602 | 0 | 0.5801 | 0 | 1.7286 | 0.21265
2025_04_25 Hr 10 | 0.49926 | 7.472e-05 | 0 | 0 | 0 | 0 | 0 | 0 | 0 | 0 | 0 | 0.016972 | 1.71 | 0.036469 | 1.4185 | 1.4185 | 3.4822 | 0 | 0.0051127 | 0.0054208 | 0.010137 | 0.033051 | 0 | 0.057082 | 0.017981 | 0.31775 | 0 | 3.8889 | 2.1271 | 0 | 0.50417 | 0.83819 | 0 | 0 | 0 | 0 | -16.9226 | 0.055283 | 0 | 0.003656 | 0 | -0.09387 | 0 | 0 | 0 | 0 | 0 | 0 | 0 | 0 | 6.7077 | 0.0010361 | 0 | 0 | 1.8827 | 0 | 0 | 0 | 1.6191 | 10.5257 | 1.2663 | 3.1569 | 0.034497 | 0.057553 | -0.49926 | 0.62859 | 0.11453 | 2.6783 | 19.5963 | 26.5863 | -0.59313 | 0 | 0.5801 | 0 | 1.7286 | 0.21405
2025_04_25 Hr 11 | 0.54503 | 0.00013503 | 0 | 0 | 0 | 0 | 0 | 0 | 0 | 0 | 0 | 0.016972 | 1.32 | 0.03196 | 1.4185 | 1.4185 | 3.4822 | 0 | 0.0051127 | 0.0054208 | 0.010137 | 0.033051 | 0 | 0.057082 | 0.017981 | 0.32782 | 0 | 3.8889 | 2.1271 | 0 | 0.50417 | 0.83819 | 0 | 0 | 0 | 0 | -17.0828 | 0.055283 | 0 | 0.0041507 | 0 | -0.10686 | 0 | 0 | 0 | 0 | 0 | 0 | 0 | 0 | 2.3303 | 0.0010361 | 0 | 0 | 1.8827 | 0 | 0 | 0 | 1.4102 | 10.5358 | 1.2663 | 3.1569 | 0.034497 | 0.057553 | -0.54503 | 0.62859 | 0.11453 | 2.6783 | 14.4507 | 21.6496 | -0.65189 | 0 | 0.5801 | 0 | 1.7286 | 0.21231
2025_04_25 Hr 12 | 0.47703 | 0.0002064 | 0 | 0 | 0 | 0 | 0 | 0 | 0 | 0 | 0 | 0.016972 | 0.81 | 0.018948 | 1.4185 | 1.4185 | 3.4822 | 0 | 0.0051127 | 0.0054208 | 0.010137 | 0.033051 | 0 | 0.057082 | 0.017981 | 0.31775 | 0 | 3.8889 | 2.1271 | 0 | 0.50417 | 0.83819 | 0 | 0 | 0 | 0 | -15.9237 | 0.055283 | 0 | 0.0040101 | 0 | -0.10317 | 0 | 0 | 0 | 0 | 0 | 0 | 0 | 0 | 1.8511 | 0.0010361 | 0 | 0 | 1.8827 | 0 | 0 | 0 | 1.3493 | 10.5257 | 1.2663 | 3.1569 | 0.034497 | 0.057553 | -0.47703 | 0.62859 | 0.11453 | 2.6783 | 14.538 | 20.5161 | -0.5802 | 0 | 0.5801 | 0 | 1.7286 | 0.20984
2025_04_25 Hr 13 | 0.54489 | 0.00019302 | 0 | 0 | 0 | 0 | 0 | 0 | 0 | 0 | 0 | 0.016972 | 0.03 | 0.00062771 | 1.4185 | 1.4185 | 3.4822 | 0 | 0.0051127 | 0.0054208 | 0.010137 | 0.033051 | 0 | 0.057082 | 0.017981 | 0.31775 | 0 | 3.8889 | 2.1271 | 0 | 0.50417 | 0.83819 | 0 | 0 | 0 | 0 | -13.2599 | 0.055283 | 0 | 0.0035869 | 0 | -0.092057 | 0 | 0 | 0 | 0 | 0 | 0 | 0 | 0 | 1.51 | 0.0010361 | 0 | 0 | 1.8827 | 0 | 0 | 0 | 1.1403 | 10.5257 | 1.2663 | 3.1569 | 0.034497 | 0.057553 | -0.54489 | 0.62859 | 0.11453 | 2.6783 | 15.8627 | 19.2338 | -0.63694 | 0 | 0.5801 | 0 | 1.7286 | 0.2081
2025_04_25 Hr 14 | 0.56734 | 0.00012308 | 0 | 0 | 0 | 0 | 0 | 0 | 0 | 0 | 0 | 0.016972 | 0.06 | 0.0011374 | 1.4185 | 1.4185 | 3.4601 | 0 | 0.0051127 | 0.0054208 | 0.010137 | 0.033051 | 0 | 0.057082 | 0.017981 | 0.31775 | 0 | 3.8889 | 2.1271 | 0 | 0.50417 | 0.83819 | 0 | 0 | 0 | 0 | -11.9309 | 0.055283 | 0 | 0.0032497 | 0 | -0.083205 | 0 | 0 | 0 | 0 | 0 | 0 | 0 | 0 | 1.5753 | 0.0010361 | 0 | 0 | 1.8827 | 0 | 0 | 0 | 1.3188 | 10.5037 | 1.2663 | 3.1569 | 0.034497 | 0.057553 | -0.56734 | 0.62859 | 0.11453 | 2.6783 | 17.4508 | 19.5286 | -0.65054 | 0 | 0.5801 | 0 | 1.7286 | 0.20627
2025_04_25 Hr 15 | 0.63563 | 7.6798e-05 | 0 | 0 | 0 | 0 | 0 | 0 | 0 | 0 | 0 | 0.016972 | 0.27 | 0.0057599 | 1.4185 | 1.4185 | 3.4822 | 0 | 0.0051127 | 0.0054208 | 0.010137 | 0.033051 | 0 | 0.057082 | 0.017981 | 0.31775 | 0 | 3.8889 | 2.1271 | 0 | 0.50417 | 0.83819 | 0 | 0 | 0 | 0 | -13.6442 | 0.055283 | 0 | 0.0036571 | 0 | -0.093898 | 0 | 0 | 0 | 0 | 0 | 0 | 0 | 0 | 1.7785 | 0.0010361 | 0 | 0 | 1.8827 | 0 | 0 | 0 | 1.3188 | 10.5257 | 1.2663 | 3.1569 | 0.034497 | 0.057553 | -0.63563 | 0.62859 | 0.11453 | 2.6783 | 16.1662 | 20.0142 | -0.72953 | 0 | 0.5801 | 0 | 1.7286 | 0.20574
2025_04_25 Hr 16 | 0.77178 | 3.8568e-05 | 0 | 0 | 0 | 0 | 0 | 0 | 0 | 0 | 0 | 0.016972 | 0.27 | 0.0055858 | 1.4185 | 1.4185 | 3.3718 | 0 | 0.0051127 | 0.0054208 | 0.010137 | 0.033051 | 0 | 0.057082 | 0.017981 | 0.31775 | 0 | 3.8889 | 2.1271 | 0 | 0.50417 | 0.83819 | 0 | 0 | 0 | 0 | -12.8355 | 0.055283 | 0 | 0.0035465 | 0 | -0.090996 | 0 | 0 | 0 | 0 | 0 | 0 | 0 | 0 | 1.8511 | 0.0010361 | 0 | 0 | 1.8827 | 0 | 0 | 0 | 1.3493 | 10.4154 | 1.2663 | 3.1569 | 0.034497 | 0.057553 | -0.77178 | 0.62859 | 0.11453 | 2.6783 | 16.9684 | 20.2513 | -0.86277 | 0 | 0.5801 | 0 | 1.7286 | 0.20385
2025_04_25 Hr 17 | 0.51939 | 4.2346e-05 | 0 | 0 | 0 | 0 | 0 | 0 | 0 | 0 | 0 | 0.016972 | 0.18 | 0.005329 | 1.4185 | 1.4185 | 3.4822 | 0 | 0.0051127 | 0.0054208 | 0.010137 | 0.033051 | 0 | 0.057082 | 0.017981 | 0.44838 | 0 | 3.8889 | 2.1271 | 0 | 0.50417 | 0.83819 | 0 | 0 | 0 | 0 | -18.3169 | 0.055283 | 0 | 0.0047339 | 0 | -0.13112 | 0 | 0 | 0 | 0 | 0 | 0 | 0 | 0 | 1.9891 | 0.0010361 | 0 | 0 | 1.8827 | 0 | 1.3242 | 0 | 1.0794 | 10.8262 | 1.2663 | 3.1569 | 0.034497 | 0.057553 | -0.51939 | 0.62859 | 0.11453 | 2.6783 | 11.6353 | 19.7766 | -0.65051 | 0 | 0.5801 | 0 | 1.7286 | 0.20364
2025_04_25 Hr 18 | 0.318 | 3.8206e-05 | 0 | 0 | 0 | 0 | 0 | 0 | 0 | 0 | 0 | 0.016972 | 0.03 | 0.0011886 | 1.4185 | 1.4185 | 3.4822 | 0 | 0.0051127 | 0.0054208 | 0.010137 | 0.033051 | 0 | 0.057082 | 0.017981 | 0.68956 | 0 | 3.8889 | 2.1271 | 0 | 0.50417 | 0.83819 | 0 | 0 | 0 | 0 | -26.5569 | 0.055283 | 0 | 0.0046696 | 0 | -0.17619 | 0 | 0 | 0 | 0 | 0 | 0 | 0 | 0 | 2.5335 | 0.0010361 | 0 | 0 | 1.8827 | 0 | 3.2605 | 0 | 0.74862 | 13.0036 | 1.2663 | 3.1569 | 0.034497 | 0.057553 | -0.318 | 0.62859 | 0.11453 | 2.6783 | 5.5872 | 19.6347 | -0.49419 | 0 | 0.5801 | 0 | 1.7286 | 0.20365
2025_04_25 Hr 19 | 0.13579 | 3.1456e-05 | 0 | 0 | 0 | 0 | 0 | 0 | 0 | 0 | 0 | 0.016972 | 0.06 | 0.0023967 | 1.4185 | 1.4185 | 3.4822 | 0 | 0.0051127 | 0.0054208 | 0.010137 | 0.033051 | 0 | 0.057082 | 0.017981 | 0.84709 | 0 | 3.8889 | 2.1271 | 0 | 0.50417 | 0.83819 | 0 | 0 | 0 | 0 | -25.6879 | 0.055283 | 0 | 0.0047077 | 0 | -0.17765 | 0 | 0 | 0 | 0 | 0 | 0 | 0 | 0 | 1.7132 | 0.0010361 | 0 | 0 | 1.8827 | 0 | 2.1804 | 0 | 0.5397 | 13.2355 | 1.2663 | 3.1569 | 0.034497 | 0.057553 | -0.13579 | 0.62859 | 0.11453 | 2.6783 | 5.6865 | 18.4522 | -0.31344 | 0 | 0.5801 | 0 | 1.7286 | 0.20144
2025_04_25 Hr 20 | 0.045044 | 1.2776e-05 | 0 | 0 | 0 | 0 | 0 | 0 | 0 | 0 | 0 | 0.016972 | 0.03 | 0.0011356 | 1.4185 | 1.4185 | 3.4822 | 0 | 0.0051127 | 0.0054208 | 0.010137 | 0.033051 | 0 | 0.057082 | 0.017981 | 0.85044 | 0 | 3.8889 | 2.1271 | 0 | 0.50417 | 0.83819 | 0 | 0 | 0 | 0 | -25.4116 | 0.055283 | 0 | 0.0044613 | 0 | -0.16824 | 0 | 0 | 0 | 0 | 0 | 0 | 0 | 0 | 0.68238 | 0.0010361 | 0 | 0 | 1.8827 | 0 | 2.1804 | 0 | 0.84002 | 13.2389 | 1.2663 | 3.1569 | 0.034497 | 0.057553 | -0.045044 | 0.62859 | 0.11453 | 2.6783 | 5.2151 | 17.6012 | -0.21329 | 0 | 0.5801 | 0 | 1.7286 | 0.20292
2025_04_25 Hr 21 | 0 | 5.3858e-07 | 0 | 0 | 0 | 0 | 0 | 0 | 0 | 0 | 0 | 0.016972 | 0.18 | 0.006032 | 1.4185 | 1.4185 | 3.4822 | 0 | 0.0051127 | 0.0054208 | 0.010137 | 0.033051 | 0 | 0.057082 | 0.017981 | 0.85044 | 0 | 3.8889 | 2.1271 | 0 | 0.50417 | 0.83819 | 0 | 0 | 0 | 0 | -22.7779 | 0.055283 | 0 | 0.0039496 | 0 | -0.1487 | 0 | 0 | 0 | 0 | 0 | 0 | 0 | 0 | 1.0962 | 0.0010361 | 0 | 0 | 1.8827 | 0 | 2.1804 | 0 | 0.69204 | 13.2389 | 1.2663 | 3.1569 | 0.034497 | 0.057553 | 0 | 0.62859 | 0.11453 | 2.6783 | 8.2906 | 17.9783 | -0.1487 | 0 | 0.5801 | 0 | 1.7286 | 0.20441
2025_04_25 Hr 22 | 0 | 0 | 0 | 0 | 0 | 0 | 0 | 0 | 0 | 0 | 0 | 0.016972 | 0.72 | 0.01943 | 1.4185 | 1.4185 | 3.4822 | 0 | 0.0051127 | 0.0054208 | 0.010137 | 0.033051 | 0 | 0.057082 | 0.017981 | 0.71727 | 0 | 3.8889 | 2.1271 | 0 | 0.50417 | 0.83819 | 0 | 0 | 0 | 0 | -18.6939 | 0.055283 | 0 | 0.0031805 | 0 | -0.11934 | 0 | 0 | 0 | 0 | 0 | 0 | 0 | 0 | 1.7785 | 0.0010361 | 0 | 0 | 1.8827 | 0 | 1.8071 | 0 | 0.63111 | 12.7324 | 1.2663 | 3.1569 | 0.034497 | 0.057553 | 0 | 0.62859 | 0.11453 | 2.6783 | 13.0666 | 19.1474 | -0.11934 | 0 | 0.5801 | 0 | 1.7286 | 0.19869
2025_04_25 Hr 23 | 0 | 0 | 0 | 0 | 0 | 0 | 0 | 0 | 0 | 0 | 0 | 0.016972 | 1.86 | 0.0685 | 1.4185 | 1.4185 | 3.5559 | 0 | 0.0051127 | 0.0054208 | 0.010137 | 0.033051 | 0 | 0.057082 | 0.017981 | 0.44841 | 0 | 3.9224 | 2.1271 | 0 | 0.51039 | 0.83819 | 0 | 0 | 0 | 0 | -30.6806 | 0.055283 | 0 | 0.0043404 | 0 | -0.16363 | 0 | 0 | 0 | 0 | 0 | 0 | 0 | 0 | 1.9891 | 0.0010361 | 0 | 0 | 1.8827 | 0 | 2.1542 | 0 | 1.3188 | 12.9179 | 1.2663 | 3.1569 | 0.034497 | 0.057553 | 0 | 0.62859 | 0.11453 | 2.6783 | 3.3109 | 21.2373 | -0.16363 | 0 | 0.5801 | 0 | 1.7286 | 0.195
2025_04_25 Hr 24 | 0 | 0 | 0 | 0 | 0 | 0.065773 | 0 | 0 | 0 | 0 | 0 | 0.016972 | 2.46 | 0.086837 | 1.4185 | 1.4185 | 3.5559 | 0 | 0.0051127 | 0.0054208 | 0.010137 | 0.033051 | 0 | 0.057082 | 0.017981 | 0.68959 | 0 | 3.9224 | 2.1271 | 0 | 0.51039 | 0.83819 | 0 | 0 | 0 | 0 | -32.0069 | 0.055283 | 0 | 0.0037821 | 0 | -0.15675 | 0 | 0 | 0 | 0 | 0 | 0 | 0 | 0 | 2.1923 | 0.0010361 | 0 | 0 | 1.8827 | 0 | 2.22 | 0 | 1.2317 | 13.2907 | 1.2663 | 3.1569 | 0.034497 | 0.057553 | 0 | 0.62859 | 0.11453 | 2.6783 | 3.0948 | 21.9678 | -0.15675 | 0 | 0.5801 | 0 | 1.7286 | 0.19097
2025_04_26 Hr 01 | 0 | 0 | 0 | 0.064034 | 0.064511 | 0.055511 | 0.059332 | 0.065028 | 0.065408 | 0 | 0 | 0.016972 | 2.4 | 0.1035 | 1.4185 | 1.4185 | 3.0018 | 0 | 0.0051127 | 0.0054208 | 0.010137 | 0.033051 | 0 | 0.057082 | 0.017981 | 0.84709 | 0 | 3.3104 | 2.1271 | 0 | 0.51039 | 0.83819 | 0 | 0 | 0 | 0 | -40.7854 | 0.055283 | 0 | 0.0023104 | 0 | -0.19197 | 0 | 0 | 0 | 0 | 0 | 0 | 0 | 0 | 1.9891 | 0.0010361 | 0 | 0 | 1.8827 | 0 | 1.8736 | 0 | 0.90096 | 12.2437 | 1.2663 | 3.1569 | 0.034497 | 0.057553 | 0 | 0.62859 | 0.11453 | 2.6783 | -7.3446 | 21.3891 | -0.19197 | 0 | 0.5801 | 0 | 1.7286 | 0.18963
2025_04_26 Hr 02 | 0 | 0 | 0 | 0.064034 | 0.064511 | 0.055511 | 0.059332 | 0.065028 | 0.065408 | 0 | 0 | 0.016972 | 2.34 | 0.10216 | 1.4185 | 1.4185 | 3.0018 | 0 | 0.0051127 | 0.0054208 | 0.010137 | 0.033051 | 0 | 0.057082 | 0.017981 | 0.85044 | 0 | 3.3104 | 2.1271 | 0 | 0.51039 | 0.83819 | 0 | 0 | 0 | 0 | -41.9962 | 0.055283 | 0 | 0.0023388 | 0 | -0.19436 | 0 | 0 | 0 | 0 | 0 | 0 | 0 | 0 | 2.2577 | 0.0010361 | 0 | 0 | 1.8827 | 0 | 1.8736 | 0 | 0.77909 | 12.247 | 1.2663 | 3.1569 | 0.034497 | 0.057553 | 0 | 0.62859 | 0.11453 | 2.6783 | -8.4711 | 21.4724 | -0.19436 | 0 | 0.5801 | 0 | 1.7286 | 0.18761
2025_04_26 Hr 03 | 0 | 0 | 0 | 0.064034 | 0.064511 | 0.055511 | 0.059332 | 0.065028 | 0.065408 | 0 | 0 | 0.016972 | 2.4 | 0.10378 | 1.4185 | 1.4185 | 3.0018 | 0 | 0.0051127 | 0.0054208 | 0.010137 | 0.033051 | 0 | 0.057082 | 0.017981 | 0.85044 | 0 | 3.3104 | 2.1271 | 0 | 0.51039 | 0.83819 | 0 | 0 | 0 | 0 | -43.5155 | 0.055283 | 0 | 0.0023166 | 0 | -0.1925 | 0 | 0 | 0 | 0 | 0 | 0 | 0 | 0 | 3.2885 | 0.0010361 | 0 | 0 | 1.8827 | 0 | 1.8736 | 0 | 1.0489 | 12.247 | 1.2663 | 3.1569 | 0.034497 | 0.057553 | 0 | 0.62859 | 0.11453 | 2.6783 | -8.6253 | 22.8357 | -0.1925 | 0 | 0.5801 | 0 | 1.7286 | 0.1886
2025_04_26 Hr 04 | 0 | 0 | 0 | 0.064034 | 0.064511 | 0.055511 | 0.059332 | 0.065028 | 0.065408 | 0 | 0 | 0.016972 | 2.43 | 0.099435 | 1.4185 | 1.4185 | 3.0018 | 0 | 0.0051127 | 0.0054208 | 0.010137 | 0.033051 | 0 | 0.057082 | 0.017981 | 0.85044 | 0 | 3.3104 | 2.1271 | 0 | 0.51039 | 0.83819 | 0 | 0 | 0 | 0 | -41.1371 | 0.055283 | 0 | 0.0021921 | 0 | -0.18204 | 0 | 0 | 0 | 0 | 0 | 0 | 0 | 0 | 3.695 | 0.0010361 | 0 | 0 | 1.8827 | 0 | 1.8736 | 0 | 1.1099 | 12.247 | 1.2663 | 3.1569 | 0.034497 | 0.057553 | 0 | 0.62859 | 0.11453 | 2.6783 | -5.7435 | 23.3286 | -0.18204 | 0 | 0.5801 | 0 | 1.7286 | 0.18839
2025_04_26 Hr 05 | 0 | 0 | 0 | 0.064034 | 0.064511 | 0.055511 | 0.059332 | 0.065028 | 0.065408 | 0 | 0 | 0.016972 | 2.49 | 0.099702 | 1.4185 | 1.4185 | 3.0018 | 0 | 0.0051127 | 0.0054208 | 0.010137 | 0.033051 | 0 | 0.057082 | 0.017981 | 0.85044 | 0 | 3.3104 | 2.1271 | 0 | 0.51039 | 0.83819 | 0 | 0 | 0 | 0 | -40.8816 | 0.055283 | 0 | 0.002145 | 0 | -0.17808 | 0 | 0 | 0 | 0 | 0 | 0 | 0 | 0 | 3.9709 | 0.0010361 | 0 | 0 | 1.8827 | 0 | 1.8736 | 0 | 0.96189 | 12.247 | 1.2663 | 3.1569 | 0.034497 | 0.057553 | 0 | 0.62859 | 0.11453 | 2.6783 | -5.2939 | 23.5188 | -0.17808 | 0 | 0.5801 | 0 | 1.7286 | 0.19042
2025_04_26 Hr 06 | 0 | 0 | 0 | 0.064034 | 0.064511 | 0.055511 | 0.059332 | 0.065028 | 0.065408 | 0 | 0 | 0.016972 | 2.34 | 0.082788 | 1.4185 | 1.4185 | 3.0018 | 0 | 0.0051127 | 0.0054208 | 0.010137 | 0.033051 | 0 | 0.057082 | 0.017981 | 0.85044 | 0 | 3.3104 | 2.1271 | 0 | 0.51039 | 0.83819 | 0 | 0 | 0 | 0 | -36.389 | 0.055283 | 0 | 0.0018953 | 0 | -0.15711 | 0 | 0 | 0 | 0 | 0 | 0 | 0 | 0 | 4.5879 | 0.0010361 | 0 | 0 | 1.8827 | 0 | 1.8736 | 0 | 1.2013 | 12.247 | 1.2663 | 3.1569 | 0.034497 | 0.057553 | 0 | 0.62859 | 0.11453 | 2.6783 | -0.088114 | 24.211 | -0.15711 | 0 | 0.5801 | 0 | 1.7286 | 0.19305
2025_04_26 Hr 07 | 0.090597 | 0 | 0 | 0 | 0 | 0.055511 | 0.059332 | 0 | 0 | 0 | 0 | 0.016972 | 2.19 | 0.054176 | 1.4185 | 1.4185 | 2.9395 | 0 | 0.0051127 | 0.0054208 | 0.010137 | 0.033051 | 0 | 0.057082 | 0.017981 | 0.62849 | 0 | 3.2821 | 2.1271 | 0 | 0.50417 | 0.83819 | 0 | 0 | 0 | 0 | -24.4659 | 0.055283 | 0 | 0.0023855 | 0 | -0.10922 | 0 | 0 | 0 | 0 | 0 | 0 | 0 | 0 | 4.7259 | 0.0010361 | 0 | 0 | 1.8827 | 0 | 1.6302 | 0 | 1.2317 | 11.432 | 1.2663 | 3.1569 | 0.034497 | 0.057553 | -0.090597 | 0.62859 | 0.11453 | 2.6783 | 11.0574 | 24.2911 | -0.19982 | 0 | 0.5801 | 0 | 1.7286 | 0.19901
2025_04_26 Hr 08 | 0.24927 | 0 | 0 | 0 | 0 | 0.055511 | 0.059332 | 0 | 0 | 0 | 0 | 0.016972 | 2.22 | 0.044109 | 1.4185 | 1.4185 | 2.9395 | 0 | 0.0051127 | 0.0054208 | 0.010137 | 0.033051 | 0 | 0.057082 | 0.017981 | 0.31775 | 0 | 3.2821 | 2.1271 | 0 | 0.50417 | 0.83819 | 0 | 0 | 0 | 0 | -18.3595 | 0.055283 | 0 | 0.001916 | 0 | -0.087311 | 0 | 0 | 0 | 0 | 0 | 0 | 0 | 0 | 4.3121 | 0.0010361 | 0 | 0 | 1.8827 | 0 | 1.4201 | 0 | 1.1403 | 10.9112 | 1.2663 | 3.1569 | 0.034497 | 0.057553 | -0.24927 | 0.62859 | 0.11453 | 2.6783 | 16.1844 | 23.9693 | -0.33658 | 0 | 0.5801 | 0 | 1.7286 | 0.20383
2025_04_26 Hr 09 | 0.40881 | 2.0698e-06 | 0 | 0 | 0 | 0 | 0 | 0 | 0 | 0 | 0 | 0.016972 | 2.22 | 0.040844 | 1.1899 | 1.1899 | 2.6773 | 0 | 0.0051127 | 0.0054208 | 0.010137 | 0.033051 | 0 | 0.057082 | 0.017981 | 0.31775 | 0 | 3.213 | 2.1271 | 0 | 0.49156 | 0.83819 | 0 | 0 | 0 | 0 | -14.4992 | 0.055283 | 0 | 0.003154 | 0 | -0.080693 | 0 | 0 | 0 | 0 | 0 | 0 | 0 | 0 | 3.9709 | 0.0010361 | 0 | 0 | 1.8827 | 0 | 0 | 0 | 0.84002 | 8.5879 | 1.2663 | 3.1569 | 0.034497 | 0.057553 | -0.40881 | 0.62859 | 0.11453 | 2.6783 | 17.0741 | 23.4749 | -0.4895 | 0 | 0.5801 | 0 | 1.7286 | 0.20729
2025_04_26 Hr 10 | 0.6365 | 7.8916e-06 | 0 | 0 | 0 | 0 | 0 | 0 | 0 | 0 | 0 | 0.016972 | 2.67 | 0.050425 | 0.62757 | 0.62758 | 2.5725 | 0 | 0.0051127 | 0.0054208 | 0.010137 | 0.033051 | 0 | 0.057082 | 0.017981 | 0.31775 | 0 | 2.9932 | 2.1271 | 0 | 0.45147 | 0.83819 | 0 | 0 | 0 | 0 | -12.0912 | 0.055283 | 0 | 0.0032376 | 0 | -0.082886 | 0 | 0 | 0 | 0 | 0 | 0 | 0 | 0 | 3.2885 | 0.0010361 | 0 | 0 | 1.8827 | 0 | 0 | 0 | 0.77909 | 7.1385 | 1.2663 | 3.1569 | 0.034497 | 0.057553 | -0.6365 | 0.62859 | 0.11453 | 2.6783 | 17.7059 | 23.3781 | -0.71939 | 0 | 0.5801 | 0 | 1.7286 | 0.20654
2025_04_26 Hr 11 | 0.68082 | 2.2596e-05 | 0 | 0 | 0 | 0 | 0 | 0 | 0 | 0 | 0 | 0.016972 | 2.58 | 0.047729 | 0.85537 | 0.85547 | 2.7438 | 0 | 0.0051127 | 0.0054208 | 0.010137 | 0.033051 | 0 | 0.057082 | 0.017981 | 0.31943 | 0 | 3.2081 | 2.1271 | 0 | 0.49067 | 0.83819 | 0 | 0 | 0 | 0 | -12.773 | 0.055283 | 0 | 0.0031714 | 0 | -0.081149 | 0 | 0 | 0 | 0 | 0 | 0 | 0 | 0 | 3.078 | 0.0010361 | 0 | 0 | 1.8827 | 0 | 0 | 0 | 0.80956 | 7.9822 | 1.2663 | 3.1569 | 0.034497 | 0.057553 | -0.68082 | 0.62859 | 0.11453 | 2.6783 | 17.6354 | 23.1883 | -0.76197 | 0 | 0.5801 | 0 | 1.7286 | 0.20599
2025_04_26 Hr 12 | 0.79786 | 3.8056e-05 | 0 | 0 | 0 | 0 | 0 | 0 | 0 | 0 | 0 | 0.016972 | 2.13 | 0.041683 | 1.0832 | 1.0834 | 2.9395 | 0 | 0.0051127 | 0.0054208 | 0.010137 | 0.033051 | 0 | 0.057082 | 0.017981 | 0.31943 | 0 | 3.2821 | 2.1271 | 0 | 0.50417 | 0.83819 | 0 | 0 | 0 | 0 | -14.8984 | 0.055283 | 0 | 0.0033548 | 0 | -0.085964 | 0 | 0 | 0 | 0 | 0 | 0 | 0 | 0 | 3.0126 | 0.0010361 | 0 | 0 | 1.8827 | 0 | 0 | 0 | 1.3188 | 8.7076 | 1.2663 | 3.1569 | 0.034497 | 0.057553 | -0.79786 | 0.62859 | 0.11453 | 2.6783 | 16.2336 | 23.3082 | -0.88382 | 0 | 0.5801 | 0 | 1.7286 | 0.20749
2025_04_26 Hr 13 | 0.75994 | 5.1648e-05 | 0 | 0 | 0 | 0 | 0 | 0 | 0 | 0 | 0 | 0.016972 | 2.37 | 0.045607 | 1.311 | 1.3112 | 2.9116 | 0 | 0.0051127 | 0.0054208 | 0.010137 | 0.033051 | 0 | 0.057082 | 0.017981 | 0.31943 | 0 | 3.2747 | 2.1271 | 0 | 0.50282 | 0.83819 | 0 | 0 | 0 | 0 | -15.1919 | 0.055283 | 0 | 0.0032989 | 0 | -0.084496 | 0 | 0 | 0 | 0 | 0 | 0 | 0 | 0 | 2.5335 | 0.0010361 | 0 | 0 | 1.8827 | 0 | 0 | 0 | 1.593 | 9.1279 | 1.2663 | 3.1569 | 0.034497 | 0.057553 | -0.75994 | 0.62859 | 0.11453 | 2.6783 | 16.3988 | 23.3073 | -0.84443 | 0 | 0.5801 | 0 | 1.7286 | 0.20685
2025_04_26 Hr 14 | 0.79989 | 4.1438e-05 | 0 | 0 | 0 | 0 | 0 | 0 | 0 | 0 | 0 | 0.016972 | 2.28 | 0.043871 | 1.4121 | 1.4121 | 2.9022 | 0 | 0.0051127 | 0.0054208 | 0.010137 | 0.033051 | 0 | 0.057082 | 0.017981 | 0.31775 | 0 | 3.2747 | 2.1271 | 0 | 0.50282 | 0.83819 | 0 | 0 | 0 | 0 | -15.4735 | 0.055283 | 0 | 0.0032986 | 0 | -0.084488 | 0 | 0 | 0 | 0 | 0 | 0 | 0 | 0 | 2.3303 | 0.0010361 | 0 | 0 | 1.8827 | 0 | 0 | 0 | 1.8629 | 9.319 | 1.2663 | 3.1569 | 0.034497 | 0.057553 | -0.79989 | 0.62859 | 0.11453 | 2.6783 | 16.2822 | 23.3211 | -0.88438 | 0 | 0.5801 | 0 | 1.7286 | 0.20591
2025_04_26 Hr 15 | 0.83462 | 4.1833e-05 | 0 | 0 | 0 | 0 | 0 | 0 | 0 | 0 | 0 | 0.016972 | 2.16 | 0.051113 | 1.3979 | 1.3979 | 2.8184 | 0 | 0.0051127 | 0.0054208 | 0.010137 | 0.033051 | 0 | 0.057082 | 0.017981 | 0.36463 | 0 | 3.2303 | 2.1271 | 0 | 0.49472 | 0.83819 | 0 | 0 | 0 | 0 | -18.0789 | 0.055283 | 0 | 0.0040566 | 0 | -0.10439 | 0 | 0 | 0 | 0 | 0 | 0 | 0 | 0 | 2.3303 | 0.0010361 | 0 | 0 | 1.8827 | 0 | 0 | 0 | 2.3416 | 9.2091 | 1.2663 | 3.1569 | 0.034497 | 0.057553 | -0.83462 | 0.62859 | 0.11453 | 2.6783 | 13.9005 | 23.7093 | -0.93901 | 0 | 0.5801 | 0 | 1.7286 | 0.20145
2025_04_26 Hr 16 | 0.76153 | 1.4906e-05 | 0 | 0 | 0 | 0 | 0 | 0 | 0 | 0 | 0 | 0.016972 | 1.59 | 0.043373 | 1.4185 | 1.4185 | 2.9395 | 0 | 0.0051127 | 0.0054208 | 0.010137 | 0.033051 | 0 | 0.057082 | 0.017981 | 0.58908 | 0 | 3.2821 | 2.1271 | 0 | 0.50417 | 0.83819 | 0 | 0 | 0 | 0 | -19.6037 | 0.055283 | 0 | 0.0046763 | 0 | -0.12065 | 0 | 0 | 0 | 0 | 0 | 0 | 0 | 0 | 2.3303 | 0.0010361 | 0 | 0 | 1.8827 | 0 | 0 | 0 | 2.2502 | 9.6476 | 1.2663 | 3.1569 | 0.034497 | 0.057553 | -0.76153 | 0.62859 | 0.11453 | 2.6783 | 12.136 | 22.9743 | -0.88219 | 0 | 0.5801 | 0 | 1.7286 | 0.19917
2025_04_26 Hr 17 | 0.67123 | 0.00014652 | 0 | 0 | 0 | 0 | 0 | 0 | 0 | 0 | 0 | 0.016972 | 1.29 | 0.043719 | 1.4185 | 1.4185 | 2.9395 | 0 | 0.0051127 | 0.0054208 | 0.010137 | 0.033051 | 0 | 0.057082 | 0.017981 | 0.80939 | 0 | 3.2821 | 2.1271 | 0 | 0.50417 | 0.83819 | 0 | 0 | 0 | 0 | -24.4439 | 0.055283 | 0 | 0.0046158 | 0 | -0.15041 | 0 | 0 | 0 | 0 | 0 | 0 | 0 | 0 | 2.1923 | 0.0010361 | 0 | 0 | 1.8827 | 0 | 2.0101 | 0 | 2.0108 | 10.7712 | 1.2663 | 3.1569 | 0.034497 | 0.057553 | -0.67123 | 0.62859 | 0.11453 | 2.6783 | 7.7149 | 22.2093 | -0.82164 | 0 | 0.5801 | 0 | 1.7286 | 0.2014
2025_04_26 Hr 18 | 0.49926 | 0.00013083 | 0 | 0.021345 | 0.021504 | 0.018504 | 0.019777 | 0.021676 | 0.021803 | 0 | 0 | 0.016972 | 1.08 | 0.045087 | 1.4185 | 1.4185 | 2.9395 | 0 | 0.0051127 | 0.0054208 | 0.010137 | 0.033051 | 0 | 0.057082 | 0.017981 | 0.82535 | 0 | 3.2821 | 2.1271 | 0 | 0.50417 | 0.83819 | 0 | 0 | 0 | 0 | -29.3398 | 0.055283 | 0 | 0.0035092 | 0 | -0.18576 | 0 | 0 | 0 | 0 | 0 | 0 | 0 | 0 | 2.4682 | 0.0010361 | 0 | 0 | 1.8827 | 0 | 1.728 | 0 | 1.6496 | 11.7365 | 1.2663 | 3.1569 | 0.034497 | 0.057553 | -0.49926 | 0.62859 | 0.11453 | 2.6783 | 3.4538 | 21.7421 | -0.68503 | 0 | 0.5801 | 0 | 1.7286 | 0.20018
2025_04_26 Hr 19 | 0.22653 | 8.9498e-05 | 0 | 0.064034 | 0.064511 | 0.055511 | 0.059332 | 0.065028 | 0.065408 | 0 | 0 | 0.016972 | 1.26 | 0.053156 | 1.4185 | 1.4185 | 2.9395 | 0 | 0.0051127 | 0.0054208 | 0.010137 | 0.033051 | 0 | 0.057082 | 0.017981 | 0.85044 | 0 | 3.2821 | 2.1271 | 0 | 0.50417 | 0.83819 | 0 | 0 | 0 | 0 | -30.5195 | 0.055283 | 0 | 0.00226 | 0 | -0.18774 | 0 | 0 | 0 | 0 | 0 | 0 | 0 | 0 | 2.2577 | 0.0010361 | 0 | 0 | 1.8827 | 0 | 1.8402 | 0 | 1.7715 | 12.123 | 1.2663 | 3.1569 | 0.034497 | 0.057553 | -0.22653 | 0.62859 | 0.11453 | 2.6783 | 2.7588 | 21.5696 | -0.41427 | 0 | 0.5801 | 0 | 1.7286 | 0.201
2025_04_26 Hr 20 | 0.022595 | 5.3871e-05 | 0 | 0.064034 | 0.064511 | 0.055511 | 0.059332 | 0.065028 | 0.065408 | 0 | 0 | 0.016972 | 1.89 | 0.065312 | 1.4185 | 1.4185 | 2.9395 | 0 | 0.0051127 | 0.0054208 | 0.010137 | 0.033051 | 0 | 0.057082 | 0.017981 | 0.85044 | 0 | 3.2821 | 2.1271 | 0 | 0.50417 | 0.83819 | 0 | 0 | 0 | 0 | -27.856 | 0.055283 | 0 | 0.0018513 | 0 | -0.15341 | 0 | 0 | 0 | 0 | 0 | 0 | 0 | 0 | 2.4682 | 0.0010361 | 0 | 0 | 1.8827 | 0 | 1.8402 | 0 | 2.0718 | 12.123 | 1.2663 | 3.1569 | 0.034497 | 0.057553 | -0.022595 | 0.62859 | 0.11453 | 2.6783 | 6.6122 | 22.5211 | -0.176 | 0 | 0.5801 | 0 | 1.7286 | 0.20349
2025_04_26 Hr 21 | 0 | 2.6895e-06 | 0 | 0.064034 | 0.064511 | 0.055511 | 0.059332 | 0.065028 | 0.065408 | 0 | 0 | 0.016972 | 1.77 | 0.059241 | 1.4185 | 1.4185 | 2.9395 | 0 | 0.0051127 | 0.0054208 | 0.010137 | 0.033051 | 0 | 0.057082 | 0.017981 | 0.85044 | 0 | 3.2821 | 2.1271 | 0 | 0.50417 | 0.83819 | 0 | 0 | 0 | 0 | -28.0437 | 0.055283 | 0 | 0.001793 | 0 | -0.14851 | 0 | 0 | 0 | 0 | 0 | 0 | 0 | 0 | 1.8511 | 0.0010361 | 0 | 0 | 1.8827 | 0 | 1.8402 | 0 | 2.3416 | 12.123 | 1.2663 | 3.1569 | 0.034497 | 0.057553 | 0 | 0.62859 | 0.11453 | 2.6783 | 5.9602 | 22.0294 | -0.14851 | 0 | 0.5801 | 0 | 1.7286 | 0.2077
2025_04_26 Hr 22 | 0 | 0 | 0 | 0 | 0 | 0.055511 | 0 | 0 | 0 | 0 | 0 | 0.016972 | 1.2 | 0.030534 | 1.4185 | 1.4185 | 2.9395 | 0 | 0.0051127 | 0.0054208 | 0.010137 | 0.033051 | 0 | 0.057082 | 0.017981 | 0.62849 | 0 | 3.2821 | 2.1271 | 0 | 0.50417 | 0.83819 | 0 | 0 | 0 | 0 | -21.0801 | 0.055283 | 0 | 0.0027263 | 0 | -0.1124 | 0 | 0 | 0 | 0 | 0 | 0 | 0 | 0 | 2.5335 | 0.0010361 | 0 | 0 | 1.8827 | 0 | 1.6302 | 0 | 2.0413 | 11.3727 | 1.2663 | 3.1569 | 0.034497 | 0.057553 | 0 | 0.62859 | 0.11453 | 2.6783 | 11.9919 | 21.8118 | -0.1124 | 0 | 0.5801 | 0 | 1.7286 | 0.20673
2025_04_26 Hr 23 | 0 | 0 | 0 | 0 | 0 | 0 | 0 | 0 | 0 | 0 | 0 | 0.016972 | 1.83 | 0.065247 | 1.4185 | 1.4185 | 3.0018 | 0 | 0.0051127 | 0.0054208 | 0.010137 | 0.033051 | 0 | 0.057082 | 0.017981 | 0.44841 | 0 | 3.3104 | 2.1271 | 0 | 0.51039 | 0.83819 | 0 | 0 | 0 | 0 | -32.2712 | 0.055283 | 0 | 0.0042021 | 0 | -0.15834 | 0 | 0 | 0 | 0 | 0 | 0 | 0 | 0 | 2.9473 | 0.0010361 | 0 | 0 | 1.8827 | 0 | 1.8181 | 0 | 1.9804 | 11.4156 | 1.2663 | 3.1569 | 0.034497 | 0.057553 | 0 | 0.62859 | 0.11453 | 2.6783 | 1.8159 | 22.8299 | -0.15834 | 0 | 0.5801 | 0 | 1.7286 | 0.20103
2025_04_26 Hr 24 | 0 | 0 | 0 | 0 | 0 | 0 | 0 | 0 | 0 | 0 | 0 | 0.016972 | 2.07 | 0.065102 | 1.4185 | 1.4185 | 3.0018 | 0 | 0.0051127 | 0.0054208 | 0.010137 | 0.033051 | 0 | 0.057082 | 0.017981 | 0.68959 | 0 | 3.3104 | 2.1271 | 0 | 0.51039 | 0.83819 | 0 | 0 | 0 | 0 | -30.6778 | 0.055283 | 0 | 0.0037066 | 0 | -0.13943 | 0 | 0 | 0 | 0 | 0 | 0 | 0 | 0 | 4.0435 | 0.0010361 | 0 | 0 | 1.8827 | 0 | 1.8736 | 0 | 1.9194 | 11.7123 | 1.2663 | 3.1569 | 0.034497 | 0.057553 | 0 | 0.62859 | 0.11453 | 2.6783 | 4.9962 | 24.1011 | -0.13943 | 0 | 0.5801 | 0 | 1.7286 | 0.19714
2025_04_27 Hr 01 | 0 | 0 | 0 | 0 | 0 | 0 | 0 | 0 | 0 | 0 | 0 | 0.016972 | 2.22 | 0.045574 | 1.4185 | 1.4185 | 3.0018 | 0 | 0.0051127 | 0.0054208 | 0.010137 | 0.033051 | 0 | 0.057082 | 0.017981 | 0.31775 | 0 | 3.3104 | 2.1271 | 0 | 0.51039 | 0.83819 | 0 | 0 | 0 | 0 | -21.213 | 0.055283 | 0 | 0.0024195 | 0 | -0.090279 | 0 | 0 | 0 | 0 | 0 | 0 | 0 | 0 | 5.0017 | 0.0010361 | 0 | 0 | 1.8827 | 0 | 1.4794 | 0 | 1.9194 | 10.9463 | 1.2663 | 3.1569 | 0.034497 | 0.057553 | 0 | 0.62859 | 0.11453 | 2.6783 | 14.8325 | 25.1895 | -0.090279 | 0 | 0.5801 | 0 | 1.7286 | 0.19688
2025_04_27 Hr 02 | 0 | 0 | 0 | 0 | 0 | 0 | 0 | 0 | 0 | 0 | 0 | 0.016972 | 2.31 | 0.053465 | 1.4185 | 1.4185 | 3.0018 | 0 | 0.0051127 | 0.0054208 | 0.010137 | 0.033051 | 0 | 0.057082 | 0.017981 | 0.31775 | 0 | 3.3104 | 2.1271 | 0 | 0.51039 | 0.83819 | 0 | 0 | 0 | 0 | -24.6685 | 0.055283 | 0 | 0.0027278 | 0 | -0.10205 | 0 | 0 | 0 | 0 | 0 | 0 | 0 | 0 | 5.4808 | 0.0010361 | 0 | 0 | 1.8827 | 0 | 1.4794 | 0 | 1.9194 | 10.9463 | 1.2663 | 3.1569 | 0.034497 | 0.057553 | 0 | 0.62859 | 0.11453 | 2.6783 | 11.9427 | 25.7669 | -0.10205 | 0 | 0.5801 | 0 | 1.7286 | 0.19729
2025_04_27 Hr 03 | 0 | 0 | 0 | 0 | 0 | 0 | 0 | 0 | 0 | 0 | 0 | 0.016972 | 2.16 | 0.040248 | 1.4185 | 1.4185 | 3.0018 | 0 | 0.0051127 | 0.0054208 | 0.010137 | 0.033051 | 0 | 0.057082 | 0.017981 | 0.31775 | 0 | 3.3104 | 2.1271 | 0 | 0.51039 | 0.83819 | 0 | 0 | 0 | 0 | -19.4368 | 0.055283 | 0 | 0.0021961 | 0 | -0.08175 | 0 | 0 | 0 | 0 | 0 | 0 | 0 | 0 | 5.5462 | 0.0010361 | 0 | 0 | 1.8827 | 0 | 1.4794 | 0 | 1.8324 | 10.9463 | 1.2663 | 3.1569 | 0.034497 | 0.057553 | 0 | 0.62859 | 0.11453 | 2.6783 | 17.0047 | 25.577 | -0.08175 | 0 | 0.5801 | 0 | 1.7286 | 0.19234
2025_04_27 Hr 04 | 0 | 0 | 0 | 0 | 0 | 0 | 0 | 0 | 0 | 0 | 0 | 0.016972 | 1.77 | 0.035128 | 1.4185 | 1.4185 | 3.0018 | 0 | 0.0051127 | 0.0054208 | 0.010137 | 0.033051 | 0 | 0.057082 | 0.017981 | 0.31775 | 0 | 3.3104 | 2.1271 | 0 | 0.51039 | 0.83819 | 0 | 0 | 0 | 0 | -20.0721 | 0.055283 | 0 | 0.0023391 | 0 | -0.08721 | 0 | 0 | 0 | 0 | 0 | 0 | 0 | 0 | 5.96 | 0.0010361 | 0 | 0 | 1.8827 | 0 | 1.4794 | 0 | 1.6496 | 10.9463 | 1.2663 | 3.1569 | 0.034497 | 0.057553 | 0 | 0.62859 | 0.11453 | 2.6783 | 16.197 | 25.41 | -0.08721 | 0 | 0.5801 | 0 | 1.7286 | 0.18944
2025_04_27 Hr 05 | 0 | 0 | 0 | 0 | 0 | 0 | 0 | 0 | 0 | 0 | 0 | 0.016972 | 1.38 | 0.015095 | 0.50417 | 0.50417 | 1.9278 | 0 | 0.0051127 | 0.0054208 | 0.010137 | 0.033051 | 0 | 0.057082 | 0.017981 | 0.31775 | 0 | 2.483 | 2.1271 | 0 | 0.35727 | 0.83819 | 0 | 0 | 0 | 0 | -7.1385 | 0.055283 | 0 | 0.0018752 | 0 | -0.047124 | 0 | 0 | 0 | 0 | 0 | 0 | 0 | 0 | 5.96 | 0.0010361 | 0 | 0 | 1.8827 | 0 | 0 | 0 | 1.2317 | 5.7369 | 1.2663 | 3.1569 | 0.034497 | 0.057553 | 0 | 0.62859 | 0.11453 | 2.6783 | 22.9826 | 24.4313 | -0.047124 | 0 | 0.5801 | 0 | 1.7286 | 0.19176
2025_04_27 Hr 06 | 0 | 0 | 0 | 0 | 0 | 0 | 0 | 0 | 0 | 0 | 0 | 0.016972 | 0.84 | 0.0099712 | 0.50417 | 0.50417 | 1.9278 | 0 | 0.0051127 | 0.0054208 | 0.010137 | 0.033051 | 0 | 0.057082 | 0.017981 | 0.31775 | 0 | 2.483 | 2.1271 | 0 | 0.35727 | 0.83819 | 0 | 0 | 0 | 0 | -7.6367 | 0.055283 | 0 | 0.0020349 | 0 | -0.051317 | 0 | 0 | 0 | 0 | 0 | 0 | 0 | 0 | 5.6188 | 0.0010361 | 0 | 0 | 1.8827 | 0 | 0 | 0 | 1.1708 | 5.7369 | 1.2663 | 3.1569 | 0.034497 | 0.057553 | 0 | 0.62859 | 0.11453 | 2.6783 | 21.5358 | 23.487 | -0.051317 | 0 | 0.5801 | 0 | 1.7286 | 0.19465
2025_04_27 Hr 07 | 0.13579 | 0 | 0 | 0 | 0 | 0 | 0 | 0 | 0 | 0 | 0 | 0.016972 | 0.63 | 0.0039852 | 0.50417 | 0.50417 | 1.8909 | 0 | 0.0051127 | 0.0054208 | 0.010137 | 0.033051 | 0 | 0.057082 | 0.017981 | 0.31775 | 0 | 2.4527 | 2.1271 | 0 | 0.35292 | 0.83819 | 0 | 0 | 0 | 0 | -4.1499 | 0.055283 | 0 | 0.0010844 | 0 | -0.026366 | 0 | 0 | 0 | 0 | 0 | 0 | 0 | 0 | 5.205 | 0.0010361 | 0 | 0 | 1.8827 | 0 | 0 | 0 | 1.593 | 5.6697 | 1.2663 | 3.1569 | 0.034497 | 0.057553 | -0.13579 | 0.62859 | 0.11453 | 2.6783 | 24.773 | 23.4153 | -0.16215 | 0 | 0.5801 | 0 | 1.7286 | 0.19915
2025_04_27 Hr 08 | 0.4771 | 0 | 0 | 0 | 0 | 0 | 0 | 0 | 0 | 0 | 0 | 0.016972 | 0.21 | 0.0014916 | 0.50417 | 0.50417 | 1.8909 | 0 | 0.0051127 | 0.0054208 | 0.010137 | 0.033051 | 0 | 0.057082 | 0.017981 | 0.31775 | 0 | 2.4527 | 2.1271 | 0 | 0.35292 | 0.83819 | 0 | 0 | 0 | 0 | -4.1403 | 0.055283 | 0 | 0.0012176 | 0 | -0.029862 | 0 | 0 | 0 | 0 | 0 | 0 | 0 | 0 | 4.5226 | 0.0010361 | 0 | 0 | 1.8827 | 0 | 0 | 0 | 1.4102 | 5.6697 | 1.2663 | 3.1569 | 0.034497 | 0.057553 | -0.4771 | 0.62859 | 0.11453 | 2.6783 | 23.4946 | 22.4722 | -0.50696 | 0 | 0.5801 | 0 | 1.7286 | 0.20237
2025_04_27 Hr 09 | 0.73276 | 7.0327e-06 | 0 | 0 | 0 | 0 | 0 | 0 | 0 | 0 | 0 | 0.016972 | 0.09 | 0.00050491 | 0.50417 | 0.50417 | 1.8909 | 0 | 0.0051127 | 0.0054208 | 0.010137 | 0.033051 | 0 | 0.057082 | 0.017981 | 0.31775 | 0 | 0 | 2.1271 | 0 | 0 | 0.83819 | 0 | 0 | 0 | 0 | -2.0646 | 0.055283 | 0 | 0.0113 | 0 | -0.023146 | 0 | 0 | 0 | 0 | 0 | 0 | 0 | 0 | 4.7259 | 0.0010361 | 0 | 0 | 1.8827 | 0 | 0 | 0 | 0.57017 | 3.2169 | 1.2663 | 3.1569 | 0.034497 | 0.057553 | -0.73276 | 0.62859 | 0.11453 | 2.6783 | 22.0176 | 21.6212 | -0.75591 | 0 | 0.5801 | 0 | 1.7286 | 0.2064
2025_04_27 Hr 10 | 0.66513 | 2.526e-05 | 0 | 0 | 0 | 0 | 0 | 0 | 0 | 0 | 0 | 0.016972 | 0.03 | 0.00020064 | 0.50417 | 0.50417 | 1.8909 | 0 | 0.0051127 | 0.0054208 | 0.010137 | 0.033051 | 0 | 0.057082 | 0.017981 | 0.31775 | 0 | 0 | 2.1271 | 0 | 0 | 0.83819 | 0 | 0 | 0 | 0 | -2.2943 | 0.055283 | 0 | 0.013472 | 0 | -0.027997 | 0 | 0 | 0 | 0 | 0 | 0 | 0 | 0 | 4.7259 | 0.0010361 | 0 | 0 | 1.8827 | 0 | 0 | 0 | 0.77909 | 3.2169 | 1.2663 | 3.1569 | 0.034497 | 0.057553 | -0.66513 | 0.62859 | 0.11453 | 2.6783 | 21.9341 | 21.7046 | -0.69312 | 0 | 0.5801 | 0 | 1.7286 | 0.20876
2025_04_27 Hr 11 | 0.63577 | 3.9884e-05 | 0 | 0 | 0 | 0 | 0 | 0 | 0 | 0 | 0 | 0.016972 | 0.09 | 0.00059402 | 0.50417 | 0.50417 | 1.8909 | 0 | 0.0051127 | 0.0054208 | 0.010137 | 0.033051 | 0 | 0.057082 | 0.017981 | 0.31775 | 0 | 0 | 2.1271 | 0 | 0 | 0.83819 | 0 | 0 | 0 | 0 | -2.1919 | 0.055283 | 0 | 0.013295 | 0 | -0.027601 | 0 | 0 | 0 | 0 | 0 | 0 | 0 | 0 | 5.067 | 0.0010361 | 0 | 0 | 1.8827 | 0 | 0 | 0 | 1.0489 | 3.2169 | 1.2663 | 3.1569 | 0.034497 | 0.057553 | -0.63577 | 0.62859 | 0.11453 | 2.6783 | 22.7064 | 22.3447 | -0.66338 | 0 | 0.5801 | 0 | 1.7286 | 0.20683
2025_04_27 Hr 12 | 0.45429 | 5.9502e-05 | 0 | 0 | 0 | 0 | 0 | 0 | 0 | 0 | 0 | 0.016972 | 0.18 | 0.00094528 | 0.50417 | 0.50417 | 1.8909 | 0 | 0.0051127 | 0.0054208 | 0.010137 | 0.033051 | 0 | 0.057082 | 0.017981 | 0.31775 | 0 | 0 | 2.1271 | 0 | 0 | 0.83819 | 0 | 0 | 0 | 0 | -1.6448 | 0.055283 | 0 | 0.010578 | 0 | -0.021532 | 0 | 0 | 0 | 0 | 0 | 0 | 0 | 0 | 4.8638 | 0.0010361 | 0 | 0 | 1.8827 | 0 | 0 | 0 | 1.5321 | 3.2169 | 1.2663 | 3.1569 | 0.034497 | 0.057553 | -0.45429 | 0.62859 | 0.11453 | 2.6783 | 23.6297 | 22.5333 | -0.47582 | 0 | 0.5801 | 0 | 1.7286 | 0.20667
2025_04_27 Hr 13 | 0.61282 | 5.8621e-05 | 0 | 0 | 0 | 0 | 0 | 0 | 0 | 0 | 0 | 0.016972 | 0.24 | 0.0011194 | 0.50417 | 0.50417 | 1.8909 | 0 | 0.0051127 | 0.0054208 | 0.010137 | 0.033051 | 0 | 0.057082 | 0.017981 | 0.31775 | 0 | 0 | 2.1271 | 0 | 0 | 0.83819 | 0 | 0 | 0 | 0 | -1.3068 | 0.055283 | 0 | 0.0093953 | 0 | -0.01889 | 0 | 0 | 0 | 0 | 0 | 0 | 0 | 0 | 4.2467 | 0.0010361 | 0 | 0 | 1.8827 | 0 | 0 | 0 | 1.7105 | 3.2169 | 1.2663 | 3.1569 | 0.034497 | 0.057553 | -0.61282 | 0.62859 | 0.11453 | 2.6783 | 23.5908 | 22.3124 | -0.63171 | 0 | 0.5801 | 0 | 1.7286 | 0.20561
2025_04_27 Hr 14 | 0.68082 | 4.9772e-05 | 0 | 0 | 0 | 0 | 0 | 0 | 0 | 0 | 0 | 0.016972 | 0.3 | 0.001425 | 0.50417 | 0.50417 | 1.8909 | 0 | 0.0051127 | 0.0054208 | 0.010137 | 0.033051 | 0 | 0.057082 | 0.017981 | 0.31775 | 0 | 0 | 2.1271 | 0 | 0 | 0.83819 | 0 | 0 | 0 | 0 | -1.1145 | 0.055283 | 0 | 0.0095676 | 0 | -0.019275 | 0 | 0 | 0 | 0 | 0 | 0 | 0 | 0 | 3.695 | 0.0010361 | 0 | 0 | 1.8827 | 0 | 0 | 0 | 1.3797 | 3.2169 | 1.2663 | 3.1569 | 0.034497 | 0.057553 | -0.68082 | 0.62859 | 0.11453 | 2.6783 | 22.9604 | 21.558 | -0.70009 | 0 | 0.5801 | 0 | 1.7286 | 0.20545
2025_04_27 Hr 15 | 0.70356 | 2.5532e-05 | 0 | 0 | 0 | 0 | 0 | 0 | 0 | 0 | 0 | 0.016972 | 0.27 | 0.0012579 | 0.50417 | 0.50417 | 1.8909 | 0 | 0.0051127 | 0.0054208 | 0.010137 | 0.033051 | 0 | 0.057082 | 0.017981 | 0.31775 | 0 | 0 | 2.1271 | 0 | 0 | 0.83819 | 0 | 0 | 0 | 0 | -0.83052 | 0.055283 | 0 | 0.0093843 | 0 | -0.018865 | 0 | 0 | 0 | 0 | 0 | 0 | 0 | 0 | 2.9473 | 0.0010361 | 0 | 0 | 1.8827 | 0 | 0 | 0 | 1.3188 | 3.2169 | 1.2663 | 3.1569 | 0.034497 | 0.057553 | -0.70356 | 0.62859 | 0.11453 | 2.6783 | 22.4043 | 20.7403 | -0.72242 | 0 | 0.5801 | 0 | 1.7286 | 0.20382
2025_04_27 Hr 16 | 0.59015 | 4.7952e-05 | 0 | 0 | 0 | 0 | 0 | 0 | 0 | 0 | 0 | 0.016972 | 0.3 | 0.0016394 | 0.50417 | 0.50417 | 1.8909 | 0 | 0.0051127 | 0.0054208 | 0.010137 | 0.033051 | 0 | 0.057082 | 0.017981 | 0.31775 | 0 | 0 | 2.1271 | 0 | 0 | 0.83819 | 0 | 0 | 0 | 0 | -0.74561 | 0.055283 | 0 | 0.011007 | 0 | -0.022491 | 0 | 0 | 0 | 0 | 0 | 0 | 0 | 0 | 2.7368 | 0.0010361 | 0 | 0 | 1.8827 | 0 | 0 | 0 | 1.2927 | 3.2169 | 1.2663 | 3.1569 | 0.034497 | 0.057553 | -0.59015 | 0.62859 | 0.11453 | 2.6783 | 22.2792 | 20.4205 | -0.61264 | 0 | 0.5801 | 0 | 1.7286 | 0.20368
2025_04_27 Hr 17 | 0.67123 | 7.8908e-05 | 0 | 0 | 0 | 0 | 0 | 0 | 0 | 0 | 0 | 0.016972 | 0.39 | 0.0035329 | 0.50417 | 0.50417 | 1.8909 | 0 | 0.0051127 | 0.0054208 | 0.010137 | 0.033051 | 0 | 0.057082 | 0.017981 | 0.31775 | 0 | 0 | 2.1271 | 0 | 0 | 0.83819 | 0 | 0 | 0 | 0 | -1.1526 | 0.055283 | 0 | 0.018247 | 0 | -0.038665 | 0 | 0 | 0 | 0 | 0 | 0 | 0 | 0 | 3.078 | 0.0010361 | 0 | 0 | 1.8827 | 0 | 0 | 0 | 1.2927 | 3.2169 | 1.2663 | 3.1569 | 0.034497 | 0.057553 | -0.67123 | 0.62859 | 0.11453 | 2.6783 | 22.2913 | 20.9369 | -0.70989 | 0 | 0.5801 | 0 | 1.7286 | 0.20586
2025_04_27 Hr 18 | 0.75543 | 0.0002916 | 0 | 0 | 0 | 0 | 0 | 0 | 0 | 0 | 0 | 0.016972 | 1.08 | 0.037976 | 0.86439 | 0.86412 | 2.5724 | 0 | 0.0051127 | 0.0054208 | 0.010137 | 0.033051 | 0 | 0.057082 | 0.017981 | 0.44837 | 0 | 0 | 2.1271 | 0 | 0 | 0.83819 | 0 | 0 | 0 | 0 | -9.4962 | 0.055283 | 0 | 0.070828 | 0 | -0.15613 | 0 | 0 | 0 | 0 | 0 | 0 | 0 | 0 | 3.078 | 0.0010361 | 0 | 0 | 1.8827 | 0 | 0 | 0 | 1.0794 | 4.7493 | 1.2663 | 3.1569 | 0.034497 | 0.057553 | -0.75543 | 0.62859 | 0.11453 | 2.6783 | 15.8763 | 21.5347 | -0.91156 | 0 | 0.5801 | 0 | 1.7286 | 0.20812
2025_04_27 Hr 19 | 0.40874 | 0.00018641 | 0 | 0 | 0 | 0 | 0 | 0 | 0 | 0 | 0 | 0.016972 | 1.68 | 0.065831 | 1.2557 | 1.2554 | 2.9395 | 0 | 0.0051127 | 0.0054208 | 0.010137 | 0.033051 | 0 | 0.057082 | 0.017981 | 0.68956 | 0 | 0 | 2.1271 | 0 | 0 | 0.83819 | 0 | 0 | 0 | 0 | -14.545 | 0.055283 | 0 | 0.07893 | 0 | -0.17423 | 0 | 0 | 0 | 0 | 0 | 0 | 0 | 0 | 3.0126 | 0.0010361 | 0 | 0 | 1.8827 | 0 | 0 | 0 | 0.63111 | 6.1402 | 1.2663 | 3.1569 | 0.034497 | 0.057553 | -0.40874 | 0.62859 | 0.11453 | 2.6783 | 12.3152 | 21.303 | -0.58297 | 0 | 0.5801 | 0 | 1.7286 | 0.20904
2025_04_27 Hr 20 | 0.045044 | 4.7226e-05 | 0 | 0 | 0 | 0 | 0 | 0 | 0 | 0 | 0 | 0.016972 | 1.95 | 0.054057 | 1.4156 | 1.4156 | 2.9395 | 0 | 0.0051127 | 0.0054208 | 0.010137 | 0.033051 | 0 | 0.057082 | 0.017981 | 0.83706 | 0 | 0 | 2.1271 | 0 | 0 | 0.83819 | 0 | 0 | 0 | 0 | -12.2887 | 0.055283 | 0 | 0.05584 | 0 | -0.12265 | 0 | 0 | 0 | 0 | 0 | 0 | 0 | 0 | 3.078 | 0.0010361 | 0 | 0 | 1.8827 | 0 | 0 | 0 | 0.84002 | 6.6078 | 1.2663 | 3.1569 | 0.034497 | 0.057553 | -0.045044 | 0.62859 | 0.11453 | 2.6783 | 15.6246 | 21.4732 | -0.16769 | 0 | 0.5801 | 0 | 1.7286 | 0.21053
2025_04_27 Hr 21 | 0 | 9.0855e-07 | 0 | 0 | 0 | 0 | 0 | 0 | 0 | 0 | 0 | 0.016972 | 1.44 | 0.020352 | 0.50417 | 0.50417 | 1.8909 | 0 | 0.0051127 | 0.0054208 | 0.010137 | 0.033051 | 0 | 0.057082 | 0.017981 | 0.31775 | 0 | 0 | 2.1271 | 0 | 0 | 0.83819 | 0 | 0 | 0 | 0 | -3.1323 | 0.055283 | 0 | 0.028468 | 0 | -0.061499 | 0 | 0 | 0 | 0 | 0 | 0 | 0 | 0 | 3.2159 | 0.0010361 | 0 | 0 | 1.8827 | 0 | 0 | 0 | 0.96189 | 3.2169 | 1.2663 | 3.1569 | 0.034497 | 0.057553 | 0 | 0.62859 | 0.11453 | 2.6783 | 21.1699 | 21.1468 | -0.061499 | 0 | 0.5801 | 0 | 1.7286 | 0.21315
2025_04_27 Hr 22 | 0 | 0 | 0 | 0 | 0 | 0 | 0 | 0 | 0 | 0 | 0 | 0.016972 | 0.27 | 0.0027298 | 0.50417 | 0.50417 | 1.8909 | 0 | 0.0051127 | 0.0054208 | 0.010137 | 0.033051 | 0 | 0.057082 | 0.017981 | 0.31775 | 0 | 0 | 2.1271 | 0 | 0 | 0.83819 | 0 | 0 | 0 | 0 | -2.3655 | 0.055283 | 0 | 0.020365 | 0 | -0.043397 | 0 | 0 | 0 | 0 | 0 | 0 | 0 | 0 | 3.3538 | 0.0010361 | 0 | 0 | 1.8827 | 0 | 0 | 0 | 0.80956 | 3.2169 | 1.2663 | 3.1569 | 0.034497 | 0.057553 | 0 | 0.62859 | 0.11453 | 2.6783 | 20.7507 | 19.9427 | -0.043397 | 0 | 0.5801 | 0 | 1.7286 | 0.21103
2025_04_27 Hr 23 | 0 | 0 | 0 | 0 | 0 | 0 | 0 | 0 | 0 | 0 | 0 | 0.016972 | 0.27 | 0.0037844 | 0.50417 | 0.50417 | 1.9278 | 0 | 0.0051127 | 0.0054208 | 0.010137 | 0.033051 | 0 | 0.057082 | 0.017981 | 0.31775 | 0 | 0 | 2.1271 | 0 | 0 | 0.83819 | 0 | 0 | 0 | 0 | -4.1103 | 0.055283 | 0 | 0.028233 | 0 | -0.060974 | 0 | 0 | 0 | 0 | 0 | 0 | 0 | 0 | 2.1923 | 0.0010361 | 0 | 0 | 1.8827 | 0 | 0 | 0 | 0.90096 | 3.2539 | 1.2663 | 3.1569 | 0.034497 | 0.057553 | 0 | 0.62859 | 0.11453 | 2.6783 | 17.9515 | 18.8688 | -0.060974 | 0 | 0.5801 | 0 | 1.7286 | 0.20627
2025_04_27 Hr 24 | 0 | 0 | 0 | 0 | 0 | 0 | 0 | 0 | 0 | 0 | 0 | 0.016972 | 0.81 | 0.017524 | 0.62757 | 0.62758 | 2.6259 | 0 | 0.0051127 | 0.0054208 | 0.010137 | 0.033051 | 0 | 0.057082 | 0.017981 | 0.31775 | 0 | 0 | 2.1271 | 0 | 0 | 0.83819 | 0 | 0 | 0 | 0 | -9.1064 | 0.055283 | 0 | 0.043578 | 0 | -0.095256 | 0 | 0 | 0 | 0 | 0 | 0 | 0 | 0 | 2.1923 | 0.0010361 | 0 | 0 | 1.8827 | 0 | 0 | 0 | 0.66157 | 4.1988 | 1.2663 | 3.1569 | 0.034497 | 0.057553 | 0 | 0.62859 | 0.11453 | 2.6783 | 14.173 | 19.1759 | -0.095256 | 0 | 0.5801 | 0 | 1.7286 | 0.19893
2025_04_28 Hr 01 | 0 | 0 | 0 | 0 | 0 | 0 | 0 | 0 | 0 | 0 | 0 | 0.016972 | 0.81 | 0.014242 | 0.85537 | 0.85551 | 3.0018 | 0 | 0.0051127 | 0.0054208 | 0.010137 | 0.033051 | 0 | 0.057082 | 0.017981 | 0.31775 | 0 | 0 | 2.1271 | 0 | 0 | 0.83819 | 0 | 0 | 0 | 0 | -9.5294 | 0.055283 | 0 | 0.035416 | 0 | -0.077021 | 0 | 0 | 0 | 0 | 0 | 0 | 0 | 0 | 2.7368 | 0.0010361 | 0 | 0 | 1.8827 | 0 | 0 | 0 | 0.4483 | 5.0304 | 1.2663 | 3.1569 | 0.034497 | 0.057553 | 0 | 0.62859 | 0.11453 | 2.6783 | 14.9281 | 19.5041 | -0.077021 | 0 | 0.5801 | 0 | 1.7286 | 0.19931
2025_04_28 Hr 02 | 0 | 0 | 0 | 0 | 0 | 0 | 0 | 0 | 0 | 0 | 0 | 0.016972 | 0.48 | 0.0085071 | 1.0832 | 1.0834 | 3.0018 | 0 | 0.0051127 | 0.0054208 | 0.010137 | 0.033051 | 0 | 0.057082 | 0.017981 | 0.31775 | 0 | 0 | 2.1271 | 0 | 0 | 0.83819 | 0 | 0 | 0 | 0 | -10.5953 | 0.055283 | 0 | 0.0357 | 0 | -0.077655 | 0 | 0 | 0 | 0 | 0 | 0 | 0 | 0 | 2.5989 | 0.0010361 | 0 | 0 | 1.8827 | 0 | 0 | 0 | 0.4483 | 5.4861 | 1.2663 | 3.1569 | 0.034497 | 0.057553 | 0 | 0.62859 | 0.11453 | 2.6783 | 13.8413 | 19.0281 | -0.077655 | 0 | 0.5801 | 0 | 1.7286 | 0.19697
2025_04_28 Hr 03 | 0 | 0 | 0 | 0 | 0 | 0 | 0 | 0 | 0 | 0 | 0 | 0.016972 | 0.51 | 0.0085978 | 1.311 | 1.3113 | 3.0018 | 0 | 0.0051127 | 0.0054208 | 0.010137 | 0.033051 | 0 | 0.057082 | 0.017981 | 0.31775 | 0 | 0 | 2.1271 | 0 | 0 | 0.83819 | 0 | 0 | 0 | 0 | -10.9635 | 0.055283 | 0 | 0.033958 | 0 | -0.073763 | 0 | 0 | 0 | 0 | 0 | 0 | 0 | 0 | 3.3538 | 0.0010361 | 0 | 0 | 1.8827 | 0 | 0 | 0 | 0.5397 | 5.9417 | 1.2663 | 3.1569 | 0.034497 | 0.057553 | 0 | 0.62859 | 0.11453 | 2.6783 | 14.8092 | 19.9047 | -0.073763 | 0 | 0.5801 | 0 | 1.7286 | 0.19703
2025_04_28 Hr 04 | 0 | 0 | 0 | 0 | 0 | 0 | 0 | 0 | 0 | 0 | 0 | 0.016972 | 0.78 | 0.012346 | 0.57536 | 0.57536 | 2.1951 | 0 | 0.0051127 | 0.0054208 | 0.010137 | 0.033051 | 0 | 0.057082 | 0.017981 | 0.31775 | 0 | 0 | 2.1271 | 0 | 0 | 0.83819 | 0 | 0 | 0 | 0 | -8.254 | 0.055283 | 0 | 0.031882 | 0 | -0.069126 | 0 | 0 | 0 | 0 | 0 | 0 | 0 | 0 | 3.695 | 0.0010361 | 0 | 0 | 1.8827 | 0 | 0 | 0 | 0.5397 | 3.6635 | 1.2663 | 3.1569 | 0.034497 | 0.057553 | 0 | 0.62859 | 0.11453 | 2.6783 | 15.8624 | 20.522 | -0.069126 | 0 | 0.5801 | 0 | 1.7286 | 0.19937
2025_04_28 Hr 05 | 0 | 0 | 0 | 0 | 0 | 0 | 0 | 0 | 0 | 0 | 0 | 0.016972 | 1.5 | 0.034552 | 0.79842 | 0.79845 | 2.9851 | 0 | 0.0051127 | 0.0054208 | 0.010137 | 0.033051 | 0 | 0.057082 | 0.017981 | 0.34289 | 0 | 0 | 2.1271 | 0 | 0 | 0.83819 | 0 | 0 | 0 | 0 | -15.1815 | 0.055283 | 0 | 0.046399 | 0 | -0.10156 | 0 | 0 | 0 | 0 | 0 | 0 | 0 | 0 | 3.4918 | 0.0010361 | 0 | 0 | 1.8827 | 0 | 0 | 0 | 0.33079 | 4.9248 | 1.2663 | 3.1569 | 0.034497 | 0.057553 | 0 | 0.62859 | 0.11453 | 2.6783 | 10.4994 | 20.8576 | -0.10156 | 0 | 0.5801 | 0 | 1.7286 | 0.20502
2025_04_28 Hr 06 | 0 | 0 | 0 | 0 | 0 | 0 | 0 | 0 | 0 | 0 | 0 | 0.016972 | 2.01 | 0.041588 | 1.0262 | 1.0263 | 3.0018 | 0 | 0.0051127 | 0.0054208 | 0.010137 | 0.033051 | 0 | 0.057082 | 0.017981 | 0.31775 | 0 | 0 | 2.1271 | 0 | 0 | 0.83819 | 0 | 0 | 0 | 0 | -14.4502 | 0.055283 | 0 | 0.041676 | 0 | -0.091007 | 0 | 0 | 0 | 0 | 0 | 0 | 0 | 0 | 3.078 | 0.0010361 | 0 | 0 | 1.8827 | 0 | 0 | 0 | 0.42219 | 5.372 | 1.2663 | 3.1569 | 0.034497 | 0.057553 | 0 | 0.62859 | 0.11453 | 2.6783 | 11.8918 | 21.0609 | -0.091007 | 0 | 0.5801 | 0 | 1.7286 | 0.21367
2025_04_28 Hr 07 | 0.18141 | 0 | 0 | 0 | 0 | 0 | 0 | 0 | 0 | 0 | 0 | 0.016972 | 1.83 | 0.038309 | 1.254 | 1.2542 | 2.9395 | 0 | 0.0051127 | 0.0054208 | 0.010137 | 0.033051 | 0 | 0.057082 | 0.017981 | 0.31775 | 0 | 0 | 2.1271 | 0 | 0 | 0.83819 | 0 | 0 | 0 | 0 | -14.3485 | 0.055283 | 0 | 0.042167 | 0 | -0.092103 | 0 | 0 | 0 | 0 | 0 | 0 | 0 | 0 | 2.3303 | 0.0010361 | 0 | 0 | 1.8827 | 0 | 0 | 0 | 0.63111 | 5.7654 | 1.2663 | 3.1569 | 0.034497 | 0.057553 | -0.18141 | 0.62859 | 0.11453 | 2.6783 | 11.6751 | 20.5316 | -0.27351 | 0 | 0.5801 | 0 | 1.7286 | 0.225
2025_04_28 Hr 08 | 0.65401 | 0 | 0 | 0 | 0 | 0 | 0 | 0 | 0 | 0 | 0 | 0.016972 | 1.98 | 0.038609 | 1.413 | 1.413 | 2.9395 | 0 | 0.0051127 | 0.0054208 | 0.010137 | 0.033051 | 0 | 0.057082 | 0.017981 | 0.31775 | 0 | 0 | 2.1271 | 0 | 0 | 0.83819 | 0 | 0 | 0 | 0 | -12.3049 | 0.055283 | 0 | 0.039278 | 0 | -0.085649 | 0 | 0 | 0 | 0 | 0 | 0 | 0 | 0 | 1.7785 | 0.0010361 | 0 | 0 | 1.8827 | 0 | 0 | 0 | 0.47877 | 6.0832 | 1.2663 | 3.1569 | 0.034497 | 0.057553 | -0.65401 | 0.62859 | 0.11453 | 2.6783 | 13.4913 | 20.4526 | -0.73966 | 0 | 0.5801 | 0 | 1.7286 | 0.22714
2025_04_28 Hr 09 | 0.76335 | 1.0877e-05 | 0 | 0 | 0 | 0 | 0 | 0 | 0 | 0 | 0 | 0.016972 | 2.46 | 0.04897 | 1.4185 | 1.4185 | 2.9395 | 0 | 0.0051127 | 0.0054208 | 0.010137 | 0.033051 | 0 | 0.057082 | 0.017981 | 0.31775 | 0 | 0 | 2.1271 | 0 | 0 | 0.83819 | 0 | 0 | 0 | 0 | -12.1395 | 0.055283 | 0 | 0.040097 | 0 | -0.087479 | 0 | 0 | 0 | 0 | 0 | 0 | 0 | 0 | 1.9891 | 0.0010361 | 0 | 0 | 1.8827 | 0 | 0 | 0 | 0.39172 | 6.0942 | 1.2663 | 3.1569 | 0.034497 | 0.057553 | -0.76335 | 0.62859 | 0.11453 | 2.6783 | 14.2778 | 21.174 | -0.85083 | 0 | 0.5801 | 0 | 1.7286 | 0.22535
2025_04_28 Hr 10 | 0.7417 | 5.9967e-05 | 0 | 0 | 0 | 0 | 0 | 0 | 0 | 0 | 0 | 0.016972 | 2.58 | 0.052894 | 1.4185 | 1.4185 | 2.9395 | 0 | 0.0051127 | 0.0054208 | 0.010137 | 0.033051 | 0 | 0.057082 | 0.017981 | 0.31775 | 0 | 8.3004 | 2.1271 | 0 | 0.43888 | 0.83819 | 0 | 0 | 0 | 0 | -16.221 | 0.055283 | 0 | 0.0035145 | 0 | -0.090157 | 0 | 0 | 0 | 0 | 0 | 0 | 0 | 0 | 2.1923 | 0.0010361 | 0 | 0 | 1.8827 | 0 | 0 | 0 | 0.47877 | 9.0183 | 1.2663 | 3.1569 | 0.034497 | 0.057553 | -0.7417 | 0.62859 | 0.11453 | 2.6783 | 13.9667 | 22.0012 | -0.83186 | 0 | 0.5801 | 0 | 1.7286 | 0.22109
2025_04_28 Hr 11 | 0.77156 | 0.00013172 | 0 | 0 | 0 | 0 | 0 | 0 | 0 | 0 | 0 | 0.016972 | 2.52 | 0.044039 | 1.4185 | 1.4185 | 2.9395 | 0 | 0.0051127 | 0.0054208 | 0.010137 | 0.033051 | 0 | 0.057082 | 0.017981 | 0.31775 | 0 | 3.2821 | 2.1271 | 0 | 0.50417 | 0.83819 | 0 | 0 | 0 | 0 | -14.0175 | 0.055283 | 0 | 0.0029959 | 0 | -0.076542 | 0 | 0 | 0 | 0 | 0 | 0 | 0 | 0 | 2.2577 | 0.0010361 | 0 | 0 | 1.8827 | 0 | 0 | 0 | 0.33079 | 9.3763 | 1.2663 | 3.1569 | 0.034497 | 0.057553 | -0.77156 | 0.62859 | 0.11453 | 2.6783 | 16.455 | 21.9443 | -0.8481 | 0 | 0.5801 | 0 | 1.7286 | 0.22041
2025_04_28 Hr 12 | 0.76967 | 0.00018441 | 0 | 0 | 0 | 0 | 0 | 0 | 0 | 0 | 0 | 0.016972 | 2.43 | 0.041865 | 1.4185 | 1.4185 | 2.9395 | 0 | 0.0051127 | 0.0054208 | 0.010137 | 0.033051 | 0 | 0.057082 | 0.017981 | 0.31775 | 0 | 3.2821 | 2.1271 | 0 | 0.50417 | 0.83819 | 0 | 0 | 0 | 0 | -13.5954 | 0.055283 | 0 | 0.0029535 | 0 | -0.075429 | 0 | 0 | 0 | 0 | 0 | 0 | 0 | 0 | 2.2577 | 0.0010361 | 0 | 0 | 1.8827 | 0 | 0 | 0 | 0.26985 | 9.3763 | 1.2663 | 3.1569 | 0.034497 | 0.057553 | -0.76967 | 0.62859 | 0.11453 | 2.6783 | 16.7232 | 21.7874 | -0.8451 | 0 | 0.5801 | 0 | 1.7286 | 0.21845
2025_04_28 Hr 13 | 0.74606 | 0.00022209 | 0 | 0 | 0 | 0 | 0 | 0 | 0 | 0 | 0 | 0.016972 | 2.07 | 0.035668 | 1.4169 | 1.4169 | 2.9302 | 0 | 0.0051127 | 0.0054208 | 0.010137 | 0.033051 | 0 | 0.057082 | 0.017981 | 0.31775 | 0 | 3.2821 | 2.1271 | 0 | 0.50417 | 0.83819 | 0 | 0 | 0 | 0 | -12.598 | 0.055283 | 0 | 0.0029538 | 0 | -0.075438 | 0 | 0 | 0 | 0 | 0 | 0 | 0 | 0 | 2.7368 | 0.0010361 | 0 | 0 | 1.8827 | 0 | 0 | 0 | 0.20892 | 9.3638 | 1.2663 | 3.1569 | 0.034497 | 0.057553 | -0.74606 | 0.62859 | 0.11453 | 2.6783 | 17.7568 | 21.8125 | -0.8215 | 0 | 0.5801 | 0 | 1.7286 | 0.21515
2025_04_28 Hr 14 | 0.72644 | 0.00020694 | 0 | 0 | 0 | 0 | 0 | 0 | 0 | 0 | 0 | 0.016972 | 2.19 | 0.038211 | 1.4185 | 1.4185 | 2.9395 | 0 | 0.0051127 | 0.0054208 | 0.010137 | 0.033051 | 0 | 0.057082 | 0.017981 | 0.31775 | 0 | 3.2821 | 2.1271 | 0 | 0.50417 | 0.83819 | 0 | 0 | 0 | 0 | -12.8529 | 0.055283 | 0 | 0.0029911 | 0 | -0.076416 | 0 | 0 | 0 | 0 | 0 | 0 | 0 | 0 | 2.8094 | 0.0010361 | 0 | 0 | 1.8827 | 0 | 0 | 0 | 0.33079 | 9.3763 | 1.2663 | 3.1569 | 0.034497 | 0.057553 | -0.72644 | 0.62859 | 0.11453 | 2.6783 | 17.8297 | 22.1092 | -0.80286 | 0 | 0.5801 | 0 | 1.7286 | 0.21447
2025_04_28 Hr 15 | 0.61289 | 0.00027366 | 0 | 0 | 0 | 0 | 0 | 0 | 0 | 0 | 0 | 0.016972 | 2.07 | 0.044449 | 1.4185 | 1.4185 | 2.9395 | 0 | 0.0051127 | 0.0054208 | 0.010137 | 0.033051 | 0 | 0.057082 | 0.017981 | 0.31775 | 0 | 3.2821 | 2.1271 | 0 | 0.50417 | 0.83819 | 0 | 0 | 0 | 0 | -15.2296 | 0.055283 | 0 | 0.0036811 | 0 | -0.094528 | 0 | 0 | 0 | 0 | 0 | 0 | 0 | 0 | 2.7368 | 0.0010361 | 0 | 0 | 1.8827 | 0 | 0 | 0 | 0.42219 | 9.3763 | 1.2663 | 3.1569 | 0.034497 | 0.057553 | -0.61289 | 0.62859 | 0.11453 | 2.6783 | 15.338 | 21.8988 | -0.70742 | 0 | 0.5801 | 0 | 1.7286 | 0.21252
2025_04_28 Hr 16 | 0.54503 | 0.00029058 | 0 | 0 | 0 | 0 | 0 | 0 | 0 | 0 | 0 | 0.016972 | 2.43 | 0.054715 | 1.4185 | 1.4185 | 2.9395 | 0 | 0.0051127 | 0.0054208 | 0.010137 | 0.033051 | 0 | 0.057082 | 0.017981 | 0.32446 | 0 | 3.2821 | 2.1271 | 0 | 0.50417 | 0.83819 | 0 | 0 | 0 | 0 | -16.0643 | 0.055283 | 0 | 0.00386 | 0 | -0.099224 | 0 | 0 | 0 | 0 | 0 | 0 | 0 | 0 | 2.9473 | 0.0010361 | 0 | 0 | 1.8827 | 0 | 0 | 0 | 0.42219 | 9.383 | 1.2663 | 3.1569 | 0.034497 | 0.057553 | -0.54503 | 0.62859 | 0.11453 | 2.6783 | 15.0841 | 22.4096 | -0.64426 | 0 | 0.5801 | 0 | 1.7286 | 0.21037
2025_04_28 Hr 17 | 0.539 | 0.00017406 | 0 | 0 | 0 | 0 | 0 | 0 | 0 | 0 | 0 | 0.016972 | 2.46 | 0.052138 | 1.4027 | 1.4027 | 2.7997 | 0 | 0.0051127 | 0.0054208 | 0.010137 | 0.033051 | 0 | 0.057082 | 0.017981 | 0.34288 | 0 | 3.2821 | 2.1271 | 0 | 0.50417 | 0.83819 | 0 | 0 | 0 | 0 | -15.8355 | 0.055283 | 0 | 0.0024979 | 0 | -0.093275 | 0 | 0 | 0 | 0 | 0 | 0 | 0 | 0 | 2.7368 | 0.0010361 | 0 | 0 | 1.8827 | 0 | 2.6248 | 0 | 0.17845 | 10.7479 | 1.2663 | 3.1569 | 0.034497 | 0.057553 | -0.539 | 0.62859 | 0.11453 | 2.6783 | 16.2581 | 21.978 | -0.63228 | 0 | 0.5801 | 0 | 1.7286 | 0.21176
2025_04_28 Hr 18 | 0.49926 | 0.00019861 | 0 | 0 | 0 | 0 | 0 | 0 | 0 | 0 | 0 | 0.016972 | 2.67 | 0.07268 | 1.4185 | 1.4185 | 2.9395 | 0 | 0.0051127 | 0.0054208 | 0.010137 | 0.033051 | 0 | 0.057082 | 0.017981 | 0.5489 | 0 | 3.2821 | 2.1271 | 0 | 0.50417 | 0.83819 | 0 | 0 | 0 | 0 | -20.3345 | 0.055283 | 0 | 0.0032082 | 0 | -0.12039 | 0 | 0 | 0 | 0 | 0 | 0 | 0 | 0 | 3.0126 | 0.0010361 | 0 | 0 | 1.8827 | 0 | 1.602 | 0 | 0.12187 | 11.2095 | 1.2663 | 3.1569 | 0.034497 | 0.057553 | -0.49926 | 0.62859 | 0.11453 | 2.6783 | 12.6442 | 22.389 | -0.61966 | 0 | 0.5801 | 0 | 1.7286 | 0.21265
2025_04_28 Hr 19 | 0.24934 | 0.00010769 | 0 | 0 | 0 | 0 | 0 | 0 | 0 | 0 | 0 | 0.016972 | 2.73 | 0.073466 | 1.4185 | 1.4185 | 2.9395 | 0 | 0.0051127 | 0.0054208 | 0.010137 | 0.033051 | 0 | 0.057082 | 0.017981 | 0.77515 | 0 | 3.2821 | 2.1271 | 0 | 0.50417 | 0.83819 | 0 | 0 | 0 | 0 | -20.7251 | 0.055283 | 0 | 0.0031716 | 0 | -0.119 | 0 | 0 | 0 | 0 | 0 | 0 | 0 | 0 | 2.4682 | 0.0010361 | 0 | 0 | 1.8827 | 0 | 1.6579 | 0 | 0.030467 | 11.4916 | 1.2663 | 3.1569 | 0.034497 | 0.057553 | -0.24934 | 0.62859 | 0.11453 | 2.6783 | 11.9628 | 21.5647 | -0.36834 | 0 | 0.5801 | 0 | 1.7286 | 0.21341
2025_04_28 Hr 20 | 0.022595 | 1.9692e-05 | 0 | 0 | 0 | 0 | 0 | 0 | 0 | 0 | 0 | 0.016972 | 2.76 | 0.060388 | 1.4185 | 1.4185 | 2.9395 | 0 | 0.0051127 | 0.0054208 | 0.010137 | 0.033051 | 0 | 0.057082 | 0.017981 | 0.31942 | 0 | 3.2821 | 2.1271 | 0 | 0.50417 | 0.83819 | 0 | 0 | 0 | 0 | -16.602 | 0.055283 | 0 | 0.0025787 | 0 | -0.096359 | 0 | 0 | 0 | 0 | 0 | 0 | 0 | 0 | 1.7785 | 0.0010361 | 0 | 0 | 1.8827 | 0 | 1.4342 | 0 | 0.12187 | 10.8122 | 1.2663 | 3.1569 | 0.034497 | 0.057553 | -0.022595 | 0.62859 | 0.11453 | 2.6783 | 14.8491 | 20.7579 | -0.11895 | 0 | 0.5801 | 0 | 1.7286 | 0.21478
2025_04_28 Hr 21 | 0 | 2.577e-07 | 0 | 0 | 0 | 0 | 0 | 0 | 0 | 0 | 0 | 0.016972 | 2.76 | 0.044255 | 1.1121 | 1.1121 | 2.5806 | 0 | 0.0051127 | 0.0054208 | 0.010137 | 0.033051 | 0 | 0.057082 | 0.017981 | 0.31775 | 0 | 3.2821 | 2.1271 | 0 | 0.50417 | 0.83819 | 0 | 0 | 0 | 0 | -11.5074 | 0.055283 | 0 | 0.0018898 | 0 | -0.070055 | 0 | 0 | 0 | 0 | 0 | 0 | 0 | 0 | 1.4374 | 0.0010361 | 0 | 0 | 1.8827 | 0 | 1.4201 | 0 | 0.17845 | 9.8248 | 1.2663 | 3.1569 | 0.034497 | 0.057553 | 0 | 0.62859 | 0.11453 | 2.6783 | 18.6843 | 20.437 | -0.070055 | 0 | 0.5801 | 0 | 1.7286 | 0.21726
2025_04_28 Hr 22 | 0 | 0 | 0 | 0 | 0 | 0 | 0 | 0 | 0 | 0 | 0 | 0.016972 | 2.85 | 0.043039 | 0.51999 | 0.51999 | 1.9841 | 0 | 0.0051127 | 0.0054208 | 0.010137 | 0.033051 | 0 | 0.057082 | 0.017981 | 0.31775 | 0 | 2.9365 | 2.1271 | 0 | 0.44114 | 0.83819 | 0 | 0 | 0 | 0 | -9.6066 | 0.055283 | 0 | 0.0017798 | 0 | -0.065856 | 0 | 0 | 0 | 0 | 0 | 0 | 0 | 0 | 1.2994 | 0.0010361 | 0 | 0 | 1.8827 | 0 | 1.4201 | 0 | 0.36125 | 7.6984 | 1.2663 | 3.1569 | 0.034497 | 0.057553 | 0 | 0.62859 | 0.11453 | 2.6783 | 18.5321 | 20.5061 | -0.065856 | 0 | 0.5801 | 0 | 1.7286 | 0.21576
2025_04_28 Hr 23 | 0 | 0 | 0 | 0 | 0 | 0 | 0 | 0 | 0 | 0 | 0 | 0.016972 | 2.85 | 0.056689 | 0.62757 | 0.62758 | 2.5364 | 0 | 0.0051127 | 0.0054208 | 0.010137 | 0.033051 | 0 | 0.057082 | 0.017981 | 0.31775 | 0 | 2.9532 | 2.1271 | 0 | 0.44429 | 0.83819 | 0 | 0 | 0 | 0 | -14.943 | 0.055283 | 0 | 0.0034099 | 0 | -0.087409 | 0 | 0 | 0 | 0 | 0 | 0 | 0 | 0 | 1.5753 | 0.0010361 | 0 | 0 | 1.8827 | 0 | 0 | 0 | 0.57017 | 7.0625 | 1.2663 | 3.1569 | 0.034497 | 0.057553 | 0 | 0.62859 | 0.11453 | 2.6783 | 13.0323 | 21.0002 | -0.087409 | 0 | 0.5801 | 0 | 1.7286 | 0.20826
2025_04_28 Hr 24 | 0 | 0 | 0 | 0 | 0 | 0 | 0 | 0 | 0 | 0 | 0 | 0.016972 | 2.85 | 0.035079 | 0.50417 | 0.50417 | 1.9278 | 0 | 0.0051127 | 0.0054208 | 0.010137 | 0.033051 | 0 | 0.057082 | 0.017981 | 0.31775 | 0 | 2.483 | 2.1271 | 0 | 0.35727 | 0.83819 | 0 | 0 | 0 | 0 | -8.5267 | 0.055283 | 0 | 0.00211 | 0 | -0.053288 | 0 | 0 | 0 | 0 | 0 | 0 | 0 | 0 | 2.1923 | 0.0010361 | 0 | 0 | 1.8827 | 0 | 0 | 0 | 0.60064 | 5.7369 | 1.2663 | 3.1569 | 0.034497 | 0.057553 | 0 | 0.62859 | 0.11453 | 2.6783 | 18.6897 | 21.5328 | -0.053288 | 0 | 0.5801 | 0 | 1.7286 | 0.20195
2025_04_29 Hr 01 | 0 | 0 | 0 | 0 | 0 | 0 | 0 | 0 | 0 | 0 | 0 | 0.016972 | 2.85 | 0.035077 | 0.50417 | 0.50417 | 1.8769 | 0 | 0.0051127 | 0.0054208 | 0.010137 | 0.033051 | 0 | 0.057082 | 0.017981 | 0.31775 | 0 | 2.4174 | 2.1271 | 0 | 0.35727 | 0.83819 | 0 | 0 | 0 | 0 | -9.2345 | 0.055283 | 0 | 0.0021099 | 0 | -0.053284 | 0 | 0 | 0 | 0 | 0 | 0 | 0 | 0 | 2.9473 | 0.0010361 | 0 | 0 | 1.8827 | 0 | 0 | 0 | 0.66157 | 5.6205 | 1.2663 | 3.1569 | 0.034497 | 0.057553 | 0 | 0.62859 | 0.11453 | 2.6783 | 18.6803 | 22.3476 | -0.053284 | 0 | 0.5801 | 0 | 1.7286 | 0.20087
2025_04_29 Hr 02 | 0 | 0 | 0 | 0 | 0 | 0 | 0 | 0 | 0 | 0 | 0 | 0.016972 | 2.79 | 0.034338 | 0.50417 | 0.50417 | 1.8769 | 0 | 0.0051127 | 0.0054208 | 0.010137 | 0.033051 | 0 | 0.057082 | 0.017981 | 0.31775 | 0 | 2.4174 | 2.1271 | 0 | 0.35727 | 0.83819 | 0 | 0 | 0 | 0 | -9.6355 | 0.055283 | 0 | 0.0021099 | 0 | -0.053284 | 0 | 0 | 0 | 0 | 0 | 0 | 0 | 0 | 3.078 | 0.0010361 | 0 | 0 | 1.8827 | 0 | 0 | 0 | 0.77909 | 5.6205 | 1.2663 | 3.1569 | 0.034497 | 0.057553 | 0 | 0.62859 | 0.11453 | 2.6783 | 18.4667 | 22.535 | -0.053284 | 0 | 0.5801 | 0 | 1.7286 | 0.2008
2025_04_29 Hr 03 | 0 | 0 | 0 | 0 | 0 | 0 | 0 | 0 | 0 | 0 | 0 | 0.016972 | 2.64 | 0.040533 | 0.50417 | 0.50417 | 1.8769 | 0 | 0.0051127 | 0.0054208 | 0.010137 | 0.033051 | 0 | 0.057082 | 0.017981 | 0.31775 | 0 | 2.9424 | 2.1271 | 0 | 0.45705 | 0.83819 | 0 | 0 | 0 | 0 | -12.7316 | 0.055283 | 0 | 0.002632 | 0 | -0.06699 | 0 | 0 | 0 | 0 | 0 | 0 | 0 | 0 | 3.3538 | 0.0010361 | 0 | 0 | 1.8827 | 0 | 0 | 0 | 0.90096 | 6.1454 | 1.2663 | 3.1569 | 0.034497 | 0.057553 | 0 | 0.62859 | 0.11453 | 2.6783 | 16.2334 | 22.8865 | -0.06699 | 0 | 0.5801 | 0 | 1.7286 | 0.19865
2025_04_29 Hr 04 | 0 | 0 | 0 | 0 | 0 | 0 | 0 | 0 | 0 | 0 | 0 | 0.016972 | 2.4 | 0.051078 | 0.62757 | 0.62764 | 2.5566 | 0 | 0.0051127 | 0.0054208 | 0.010137 | 0.033051 | 0 | 0.057082 | 0.017981 | 0.31775 | 0 | 3.223 | 2.1271 | 0 | 0.51039 | 0.83819 | 0 | 0 | 0 | 0 | -20.2856 | 0.055283 | 0 | 0.0036484 | 0 | -0.093671 | 0 | 0 | 0 | 0 | 0 | 0 | 0 | 0 | 3.2885 | 0.0010361 | 0 | 0 | 1.8827 | 0 | 0 | 0 | 1.0794 | 7.3525 | 1.2663 | 3.1569 | 0.034497 | 0.057553 | 0 | 0.62859 | 0.11453 | 2.6783 | 9.7987 | 22.8255 | -0.093671 | 0 | 0.5801 | 0 | 1.7286 | 0.20065
2025_04_29 Hr 05 | 0 | 0 | 0 | 0 | 0 | 0 | 0 | 0 | 0 | 0 | 0 | 0.016972 | 2.28 | 0.05064 | 0.85537 | 0.85549 | 2.9226 | 0 | 0.0051127 | 0.0054208 | 0.010137 | 0.033051 | 0 | 0.057082 | 0.017981 | 0.32781 | 0 | 3.223 | 2.1271 | 0 | 0.51039 | 0.83819 | 0 | 0 | 0 | 0 | -23.0399 | 0.055283 | 0 | 0.0038076 | 0 | -0.097848 | 0 | 0 | 0 | 0 | 0 | 0 | 0 | 0 | 3.4918 | 0.0010361 | 0 | 0 | 1.8827 | 0 | 0 | 0 | 1.2927 | 8.1843 | 1.2663 | 3.1569 | 0.034497 | 0.057553 | 0 | 0.62859 | 0.11453 | 2.6783 | 8.1745 | 23.128 | -0.097848 | 0 | 0.5801 | 0 | 1.7286 | 0.207
2025_04_29 Hr 06 | 0 | 0 | 0 | 0 | 0 | 0 | 0 | 0 | 0 | 0 | 0 | 0.016972 | 1.89 | 0.058375 | 1.0832 | 1.0832 | 2.9226 | 0 | 0.0051127 | 0.0054208 | 0.010137 | 0.033051 | 0 | 0.057082 | 0.017981 | 0.50882 | 0 | 3.223 | 2.1271 | 0 | 0.51039 | 0.83819 | 0 | 0 | 0 | 0 | -33.0905 | 0.055283 | 0 | 0.0052948 | 0 | -0.13689 | 0 | 0 | 0 | 0 | 0 | 0 | 0 | 0 | 3.695 | 0.0010361 | 0 | 0 | 1.8827 | 0 | 0 | 0 | 1.2013 | 8.8208 | 1.2663 | 3.1569 | 0.034497 | 0.057553 | 0 | 0.62859 | 0.11453 | 2.6783 | -1.5386 | 22.868 | -0.13689 | 0 | 0.5801 | 0 | 1.7286 | 0.21738
2025_04_29 Hr 07 | 0.13579 | 0 | 0 | 0 | 0 | 0 | 0 | 0 | 0 | 0 | 0 | 0.016972 | 1.35 | 0.029684 | 1.311 | 1.3111 | 2.862 | 0 | 0.0051127 | 0.0054208 | 0.010137 | 0.033051 | 0 | 0.057082 | 0.017981 | 0.31775 | 0 | 3.1954 | 2.1271 | 0 | 0.50417 | 0.83819 | 0 | 0 | 0 | 0 | -22.0804 | 0.055283 | 0 | 0.0037693 | 0 | -0.096845 | 0 | 0 | 0 | 0 | 0 | 0 | 0 | 0 | 3.7676 | 0.0010361 | 0 | 0 | 1.8827 | 0 | 0 | 0 | 1.0794 | 8.9972 | 1.2663 | 3.1569 | 0.034497 | 0.057553 | -0.13579 | 0.62859 | 0.11453 | 2.6783 | 9.0728 | 22.3885 | -0.23263 | 0 | 0.5801 | 0 | 1.7286 | 0.22636
2025_04_29 Hr 08 | 0.4771 | 0 | 0 | 0 | 0 | 0 | 0 | 0 | 0 | 0 | 0 | 0.016972 | 0.72 | 0.014207 | 1.4185 | 1.4185 | 2.862 | 0 | 0.0051127 | 0.0054208 | 0.010137 | 0.033051 | 0 | 0.057082 | 0.017981 | 0.31775 | 0 | 3.1954 | 2.1271 | 0 | 0.50417 | 0.83819 | 0 | 0 | 0 | 0 | -18.084 | 0.055283 | 0 | 0.0033827 | 0 | -0.086695 | 0 | 0 | 0 | 0 | 0 | 0 | 0 | 0 | 3.2159 | 0.0010361 | 0 | 0 | 1.8827 | 0 | 0 | 0 | 0.74862 | 9.2121 | 1.2663 | 3.1569 | 0.034497 | 0.057553 | -0.4771 | 0.62859 | 0.11453 | 2.6783 | 11.7688 | 21.2045 | -0.5638 | 0 | 0.5801 | 0 | 1.7286 | 0.22895
2025_04_29 Hr 09 | 0.52222 | 5.1701e-06 | 0 | 0 | 0 | 0 | 0 | 0 | 0 | 0 | 0 | 0.016972 | 0.27 | 0.0048254 | 1.4169 | 1.4169 | 2.862 | 0 | 0.0051127 | 0.0054208 | 0.010137 | 0.033051 | 0 | 0.057082 | 0.017981 | 0.31775 | 0 | 3.1954 | 2.1271 | 0 | 0.50417 | 0.83819 | 0 | 0 | 0 | 0 | -14.9045 | 0.055283 | 0 | 0.0030638 | 0 | -0.078324 | 0 | 0 | 0 | 0 | 0 | 0 | 0 | 0 | 3.4918 | 0.0010361 | 0 | 0 | 1.8827 | 0 | 0 | 0 | 0.74862 | 9.2089 | 1.2663 | 3.1569 | 0.034497 | 0.057553 | -0.52222 | 0.62859 | 0.11453 | 2.6783 | 14.7663 | 21.0625 | -0.60054 | 0 | 0.5801 | 0 | 1.7286 | 0.22539
2025_04_29 Hr 10 | 0.62175 | 2.3614e-05 | 0 | 0 | 0 | 0 | 0 | 0 | 0 | 0 | 0 | 0.016972 | 0.18 | 0.0032253 | 1.4185 | 1.4185 | 2.862 | 0 | 0.0051127 | 0.0054208 | 0.010137 | 0.033051 | 0 | 0.057082 | 0.017981 | 0.31775 | 0 | 3.1954 | 2.1271 | 0 | 0.50417 | 0.83819 | 0 | 0 | 0 | 0 | -13.6341 | 0.055283 | 0 | 0.0030717 | 0 | -0.078533 | 0 | 0 | 0 | 0 | 0 | 0 | 0 | 0 | 3.4918 | 0.0010361 | 0 | 0 | 1.8827 | 0 | 0 | 0 | 0.72251 | 9.2121 | 1.2663 | 3.1569 | 0.034497 | 0.057553 | -0.62175 | 0.62859 | 0.11453 | 2.6783 | 15.9188 | 21.0411 | -0.70029 | 0 | 0.5801 | 0 | 1.7286 | 0.22217
2025_04_29 Hr 11 | 0.77156 | 7.6598e-05 | 0 | 0 | 0 | 0 | 0 | 0 | 0 | 0 | 0 | 0.016972 | 0.18 | 0.0031196 | 1.4185 | 1.4185 | 2.862 | 0 | 0.0051127 | 0.0054208 | 0.010137 | 0.033051 | 0 | 0.057082 | 0.017981 | 0.31775 | 0 | 3.1954 | 2.1271 | 0 | 0.50417 | 0.83819 | 0 | 0 | 0 | 0 | -12.8269 | 0.055283 | 0 | 0.0029711 | 0 | -0.075891 | 0 | 0 | 0 | 0 | 0 | 0 | 0 | 0 | 2.9473 | 0.0010361 | 0 | 0 | 1.8827 | 0 | 0 | 0 | 0.63111 | 9.2121 | 1.2663 | 3.1569 | 0.034497 | 0.057553 | -0.77156 | 0.62859 | 0.11453 | 2.6783 | 16.0899 | 20.5522 | -0.84745 | 0 | 0.5801 | 0 | 1.7286 | 0.21934
2025_04_29 Hr 12 | 0.76967 | 0.00014359 | 0 | 0 | 0 | 0 | 0 | 0 | 0 | 0 | 0 | 0.016972 | 0.18 | 0.0030632 | 1.4185 | 1.4185 | 2.862 | 0 | 0.0051127 | 0.0054208 | 0.010137 | 0.033051 | 0 | 0.057082 | 0.017981 | 0.31775 | 0 | 3.1954 | 2.1271 | 0 | 0.50417 | 0.83819 | 0 | 0 | 0 | 0 | -12.4808 | 0.055283 | 0 | 0.0029173 | 0 | -0.07448 | 0 | 0 | 0 | 0 | 0 | 0 | 0 | 0 | 3.4918 | 0.0010361 | 0 | 0 | 1.8827 | 0 | 0 | 0 | 0.72251 | 9.2121 | 1.2663 | 3.1569 | 0.034497 | 0.057553 | -0.76967 | 0.62859 | 0.11453 | 2.6783 | 17.0718 | 21.1847 | -0.84415 | 0 | 0.5801 | 0 | 1.7286 | 0.21789
2025_04_29 Hr 13 | 0.74606 | 0.00017387 | 0 | 0 | 0 | 0 | 0 | 0 | 0 | 0 | 0 | 0.016972 | 0.18 | 0.0029195 | 0.95974 | 0.95975 | 2.6158 | 0 | 0.0051127 | 0.0054208 | 0.010137 | 0.033051 | 0 | 0.057082 | 0.017981 | 0.31775 | 0 | 3.1954 | 2.1271 | 0 | 0.50417 | 0.83819 | 0 | 0 | 0 | 0 | -10.1886 | 0.055283 | 0 | 0.0027805 | 0 | -0.070887 | 0 | 0 | 0 | 0 | 0 | 0 | 0 | 0 | 3.7676 | 0.0010361 | 0 | 0 | 1.8827 | 0 | 0 | 0 | 0.77909 | 8.0485 | 1.2663 | 3.1569 | 0.034497 | 0.057553 | -0.74606 | 0.62859 | 0.11453 | 2.6783 | 18.5358 | 21.4929 | -0.81695 | 0 | 0.5801 | 0 | 1.7286 | 0.21737
2025_04_29 Hr 14 | 0.78377 | 8.2282e-05 | 0 | 0 | 0 | 0 | 0 | 0 | 0 | 0 | 0 | 0.016972 | 0.18 | 0.0029163 | 0.64655 | 0.64666 | 2.6384 | 0 | 0.0051127 | 0.0054208 | 0.010137 | 0.033051 | 0 | 0.057082 | 0.017981 | 0.31775 | 0 | 3.1954 | 2.1271 | 0 | 0.50417 | 0.83819 | 0 | 0 | 0 | 0 | -8.558 | 0.055283 | 0 | 0.0027774 | 0 | -0.070808 | 0 | 0 | 0 | 0 | 0 | 0 | 0 | 0 | 3.5644 | 0.0010361 | 0 | 0 | 1.8827 | 0 | 0 | 0 | 0.69204 | 7.4448 | 1.2663 | 3.1569 | 0.034497 | 0.057553 | -0.78377 | 0.62859 | 0.11453 | 2.6783 | 19.2711 | 21.2388 | -0.85457 | 0 | 0.5801 | 0 | 1.7286 | 0.216
2025_04_29 Hr 15 | 0.7486 | 0.00013927 | 0 | 0 | 0 | 0 | 0 | 0 | 0 | 0 | 0 | 0.016972 | 0.18 | 0.0028939 | 0.607 | 0.60707 | 2.6079 | 0 | 0.0051127 | 0.0054208 | 0.010137 | 0.033051 | 0 | 0.057082 | 0.017981 | 0.31775 | 0 | 3.1882 | 2.1271 | 0 | 0.50282 | 0.83819 | 0 | 0 | 0 | 0 | -7.377 | 0.055283 | 0 | 0.0027561 | 0 | -0.070247 | 0 | 0 | 0 | 0 | 0 | 0 | 0 | 0 | 3.5644 | 0.0010361 | 0 | 0 | 1.8827 | 0 | 0 | 0 | 0.60064 | 7.3279 | 1.2663 | 3.1569 | 0.034497 | 0.057553 | -0.7486 | 0.62859 | 0.11453 | 2.6783 | 20.2434 | 21.1113 | -0.81885 | 0 | 0.5801 | 0 | 1.7286 | 0.21635
2025_04_29 Hr 16 | 0.69789 | 0.00017477 | 0 | 0 | 0 | 0 | 0 | 0 | 0 | 0 | 0 | 0.016972 | 0.18 | 0.0030254 | 0.77944 | 0.77954 | 2.5353 | 0 | 0.0051127 | 0.0054208 | 0.010137 | 0.033051 | 0 | 0.057082 | 0.017981 | 0.31775 | 0 | 3.1522 | 2.1271 | 0 | 0.49607 | 0.83819 | 0 | 0 | 0 | 0 | -7.2405 | 0.055283 | 0 | 0.0028813 | 0 | -0.073535 | 0 | 0 | 0 | 0 | 0 | 0 | 0 | 0 | 3.078 | 0.0010361 | 0 | 0 | 1.8827 | 0 | 0 | 0 | 0.5397 | 7.5642 | 1.2663 | 3.1569 | 0.034497 | 0.057553 | -0.69789 | 0.62859 | 0.11453 | 2.6783 | 20.0584 | 20.5061 | -0.77143 | 0 | 0.5801 | 0 | 1.7286 | 0.21571
2025_04_29 Hr 17 | 0.55818 | 0.0001167 | 0 | 0 | 0 | 0 | 0 | 0 | 0 | 0 | 0 | 0.016972 | 0.15 | 0.0028662 | 1.0072 | 1.0074 | 2.5353 | 0 | 0.0051127 | 0.0054208 | 0.010137 | 0.033051 | 0 | 0.057082 | 0.017981 | 0.32278 | 0 | 3.0873 | 2.1271 | 0 | 0.48392 | 0.83819 | 0 | 0 | 0 | 0 | -7.9341 | 0.055283 | 0 | 0.0032757 | 0 | -0.083887 | 0 | 0 | 0 | 0 | 0 | 0 | 0 | 0 | 3.4918 | 0.0010361 | 0 | 0 | 1.8827 | 0 | 0 | 0 | 0.47877 | 7.9601 | 1.2663 | 3.1569 | 0.034497 | 0.057553 | -0.55818 | 0.62859 | 0.11453 | 2.6783 | 20.0593 | 20.6755 | -0.64207 | 0 | 0.5801 | 0 | 1.7286 | 0.21433
2025_04_29 Hr 18 | 0.61296 | 0.00015155 | 0 | 0 | 0 | 0 | 0 | 0 | 0 | 0 | 0 | 0.016972 | 0.18 | 0.0044088 | 1.235 | 1.2353 | 2.862 | 0 | 0.0051127 | 0.0054208 | 0.010137 | 0.033051 | 0 | 0.057082 | 0.017981 | 0.39311 | 0 | 3.1954 | 2.1271 | 0 | 0.50417 | 0.83819 | 0 | 0 | 0 | 0 | -13.1347 | 0.055283 | 0 | 0.0028867 | 0 | -0.10812 | 0 | 0 | 0 | 0 | 0 | 0 | 0 | 0 | 3.9709 | 0.0010361 | 0 | 0 | 1.8827 | 0 | 2.6261 | 0 | 0.42219 | 10.4468 | 1.2663 | 3.1569 | 0.034497 | 0.057553 | -0.61296 | 0.62859 | 0.11453 | 2.6783 | 17.7958 | 21.2048 | -0.72108 | 0 | 0.5801 | 0 | 1.7286 | 0.21454
2025_04_29 Hr 19 | 0.318 | 8.1147e-05 | 0 | 0 | 0 | 0 | 0 | 0 | 0 | 0 | 0 | 0.016972 | 0.21 | 0.0056701 | 1.408 | 1.408 | 2.862 | 0 | 0.0051127 | 0.0054208 | 0.010137 | 0.033051 | 0 | 0.057082 | 0.017981 | 0.62928 | 0 | 3.1954 | 2.1271 | 0 | 0.50417 | 0.83819 | 0 | 0 | 0 | 0 | -16.5123 | 0.055283 | 0 | 0.0031822 | 0 | -0.1194 | 0 | 0 | 0 | 0 | 0 | 0 | 0 | 0 | 3.2885 | 0.0010361 | 0 | 0 | 1.8827 | 0 | 1.6282 | 0 | 0.39172 | 11.1309 | 1.2663 | 3.1569 | 0.034497 | 0.057553 | -0.318 | 0.62859 | 0.11453 | 2.6783 | 14.4118 | 20.2306 | -0.4374 | 0 | 0.5801 | 0 | 1.7286 | 0.21698
2025_04_29 Hr 20 | 0.045044 | 1.995e-05 | 0 | 0 | 0 | 0 | 0 | 0 | 0 | 0 | 0 | 0.016972 | 0.33 | 0.0044525 | 0.50576 | 0.50576 | 1.8501 | 0 | 0.0051127 | 0.0054208 | 0.010137 | 0.033051 | 0 | 0.057082 | 0.017981 | 0.31775 | 0 | 2.4096 | 2.1271 | 0 | 0.35697 | 0.83819 | 0 | 0 | 0 | 0 | -4.7465 | 0.055283 | 0 | 0.0015902 | 0 | -0.058616 | 0 | 0 | 0 | 0 | 0 | 0 | 0 | 0 | 2.7368 | 0.0010361 | 0 | 0 | 1.8827 | 0 | 1.3826 | 0 | 0.17845 | 6.9715 | 1.2663 | 3.1569 | 0.034497 | 0.057553 | -0.045044 | 0.62859 | 0.11453 | 2.6783 | 21.2848 | 19.1635 | -0.10366 | 0 | 0.5801 | 0 | 1.7286 | 0.2163
2025_04_29 Hr 21 | 0 | 1.1032e-06 | 0 | 0 | 0 | 0 | 0 | 0 | 0 | 0 | 0 | 0.016972 | 0.54 | 0.0074138 | 0.50417 | 0.50417 | 1.841 | 0 | 0.0051127 | 0.0054208 | 0.010137 | 0.033051 | 0 | 0.057082 | 0.017981 | 0.31775 | 0 | 2.4096 | 2.1271 | 0 | 0.35697 | 0.83819 | 0 | 0 | 0 | 0 | -5.4044 | 0.055283 | 0 | 0.0016181 | 0 | -0.059682 | 0 | 0 | 0 | 0 | 0 | 0 | 0 | 0 | 2.7368 | 0.0010361 | 0 | 0 | 1.8827 | 0 | 1.3826 | 0 | 0.36125 | 6.9593 | 1.2663 | 3.1569 | 0.034497 | 0.057553 | 0 | 0.62859 | 0.11453 | 2.6783 | 21.0105 | 19.5154 | -0.059682 | 0 | 0.5801 | 0 | 1.7286 | 0.21743
2025_04_29 Hr 22 | 0 | 0 | 0 | 0 | 0 | 0 | 0 | 0 | 0 | 0 | 0 | 0.016972 | 0.9 | 0.011495 | 0.50417 | 0.50417 | 1.841 | 0 | 0.0051127 | 0.0054208 | 0.010137 | 0.033051 | 0 | 0.057082 | 0.017981 | 0.31775 | 0 | 2.3952 | 2.1271 | 0 | 0.35427 | 0.83819 | 0 | 0 | 0 | 0 | -6.7632 | 0.055283 | 0 | 0.0015054 | 0 | -0.055377 | 0 | 0 | 0 | 0 | 0 | 0 | 0 | 0 | 4.45 | 0.0010361 | 0 | 0 | 1.8827 | 0 | 1.3826 | 0 | 1.3797 | 6.9448 | 1.2663 | 3.1569 | 0.034497 | 0.057553 | 0 | 0.62859 | 0.11453 | 2.6783 | 22.7314 | 22.6051 | -0.055377 | 0 | 0.5801 | 0 | 1.7286 | 0.21411
2025_04_29 Hr 23 | 0 | 0 | 0 | 0 | 0 | 0 | 0 | 0 | 0 | 0 | 0 | 0.016972 | 1.11 | 0.017464 | 0.5374 | 0.53743 | 2.0163 | 0 | 0.0051127 | 0.0054208 | 0.010137 | 0.033051 | 0 | 0.057082 | 0.017981 | 0.31775 | 0 | 2.741 | 2.1271 | 0 | 0.41877 | 0.83819 | 0 | 0 | 0 | 0 | -9.6171 | 0.055283 | 0 | 0.0026971 | 0 | -0.068698 | 0 | 0 | 0 | 0 | 0 | 0 | 0 | 0 | 4.5226 | 0.0010361 | 0 | 0 | 1.8827 | 0 | 0 | 0 | 1.4711 | 6.1499 | 1.2663 | 3.1569 | 0.034497 | 0.057553 | 0 | 0.62859 | 0.11453 | 2.6783 | 19.5084 | 23.0443 | -0.068698 | 0 | 0.5801 | 0 | 1.7286 | 0.20883
2025_04_29 Hr 24 | 0 | 0 | 0 | 0 | 0 | 0 | 0 | 0 | 0 | 0 | 0 | 0.016972 | 1.26 | 0.025812 | 0.62757 | 0.62764 | 2.5566 | 0 | 0.0051127 | 0.0054208 | 0.010137 | 0.033051 | 0 | 0.057082 | 0.017981 | 0.31775 | 0 | 2.9423 | 2.1271 | 0 | 0.45705 | 0.83819 | 0 | 0 | 0 | 0 | -15.5931 | 0.055283 | 0 | 0.0035119 | 0 | -0.090087 | 0 | 0 | 0 | 0 | 0 | 0 | 0 | 0 | 4.0435 | 0.0010361 | 0 | 0 | 1.8827 | 0 | 0 | 0 | 2.2198 | 7.0718 | 1.2663 | 3.1569 | 0.034497 | 0.057553 | 0 | 0.62859 | 0.11453 | 2.6783 | 14.8933 | 23.5046 | -0.090087 | 0 | 0.5801 | 0 | 1.7286 | 0.20304
2025_04_30 Hr 01 | 0 | 0 | 0 | 0 | 0 | 0 | 0 | 0 | 0 | 0 | 0 | 0.016972 | 1.29 | 0.02264 | 0.85537 | 0.85551 | 2.7511 | 0 | 0.0051127 | 0.0054208 | 0.010137 | 0.033051 | 0 | 0.057082 | 0.017981 | 0.31775 | 0 | 3.0335 | 2.1271 | 0 | 0.51039 | 0.83819 | 0 | 0 | 0 | 0 | -14.9571 | 0.055283 | 0 | 0.0030087 | 0 | -0.076878 | 0 | 0 | 0 | 0 | 0 | 0 | 0 | 0 | 3.9709 | 0.0010361 | 0 | 0 | 1.8827 | 0 | 0 | 0 | 2.1893 | 7.8133 | 1.2663 | 3.1569 | 0.034497 | 0.057553 | 0 | 0.62859 | 0.11453 | 2.6783 | 16.2559 | 23.4766 | -0.076878 | 0 | 0.5801 | 0 | 1.7286 | 0.19792
2025_04_30 Hr 02 | 0 | 0 | 0 | 0 | 0 | 0 | 0 | 0 | 0 | 0 | 0 | 0.016972 | 1.17 | 0.020328 | 1.0832 | 1.0834 | 2.7511 | 0 | 0.0051127 | 0.0054208 | 0.010137 | 0.033051 | 0 | 0.057082 | 0.017981 | 0.31775 | 0 | 3.0335 | 2.1271 | 0 | 0.51039 | 0.83819 | 0 | 0 | 0 | 0 | -15.7218 | 0.055283 | 0 | 0.0029784 | 0 | -0.076083 | 0 | 0 | 0 | 0 | 0 | 0 | 0 | 0 | 3.4918 | 0.0010361 | 0 | 0 | 1.8827 | 0 | 0 | 0 | 2.2807 | 8.2689 | 1.2663 | 3.1569 | 0.034497 | 0.057553 | 0 | 0.62859 | 0.11453 | 2.6783 | 15.4367 | 22.9657 | -0.076083 | 0 | 0.5801 | 0 | 1.7286 | 0.19704
2025_04_30 Hr 03 | 0 | 0 | 0 | 0 | 0 | 0 | 0 | 0 | 0 | 0 | 0 | 0.016972 | 1.02 | 0.018635 | 1.311 | 1.3113 | 2.7511 | 0 | 0.0051127 | 0.0054208 | 0.010137 | 0.033051 | 0 | 0.057082 | 0.017981 | 0.31775 | 0 | 3.0335 | 2.1271 | 0 | 0.51039 | 0.83819 | 0 | 0 | 0 | 0 | -17.4606 | 0.055283 | 0 | 0.003132 | 0 | -0.080115 | 0 | 0 | 0 | 0 | 0 | 0 | 0 | 0 | 3.7676 | 0.0010361 | 0 | 0 | 1.8827 | 0 | 0 | 0 | 1.8629 | 8.7246 | 1.2663 | 3.1569 | 0.034497 | 0.057553 | 0 | 0.62859 | 0.11453 | 2.6783 | 13.8559 | 22.672 | -0.080115 | 0 | 0.5801 | 0 | 1.7286 | 0.19697
2025_04_30 Hr 04 | 0 | 0 | 0 | 0 | 0 | 0 | 0 | 0 | 0 | 0 | 0 | 0.016972 | 0.75 | 0.014009 | 1.4185 | 1.4185 | 2.7511 | 0 | 0.0051127 | 0.0054208 | 0.010137 | 0.033051 | 0 | 0.057082 | 0.017981 | 0.31775 | 0 | 3.0335 | 2.1271 | 0 | 0.51039 | 0.83819 | 0 | 0 | 0 | 0 | -17.7038 | 0.055283 | 0 | 0.0032021 | 0 | -0.081956 | 0 | 0 | 0 | 0 | 0 | 0 | 0 | 0 | 4.2467 | 0.0010361 | 0 | 0 | 1.8827 | 0 | 0 | 0 | 1.2927 | 8.9393 | 1.2663 | 3.1569 | 0.034497 | 0.057553 | 0 | 0.62859 | 0.11453 | 2.6783 | 13.4604 | 22.3068 | -0.081956 | 0 | 0.5801 | 0 | 1.7286 | 0.19745
2025_04_30 Hr 05 | 0 | 0 | 0 | 0 | 0 | 0 | 0 | 0 | 0 | 0 | 0 | 0.016972 | 0.72 | 0.015693 | 1.4185 | 1.4185 | 2.7511 | 0 | 0.0051127 | 0.0054208 | 0.010137 | 0.033051 | 0 | 0.057082 | 0.017981 | 0.31775 | 0 | 3.0335 | 2.1271 | 0 | 0.51039 | 0.83819 | 0 | 0 | 0 | 0 | -20.559 | 0.055283 | 0 | 0.0037365 | 0 | -0.095984 | 0 | 0 | 0 | 0 | 0 | 0 | 0 | 0 | 4.2467 | 0.0010361 | 0 | 0 | 1.8827 | 0 | 0 | 0 | 1.0794 | 8.9393 | 1.2663 | 3.1569 | 0.034497 | 0.057553 | 0 | 0.62859 | 0.11453 | 2.6783 | 10.3528 | 22.0685 | -0.095984 | 0 | 0.5801 | 0 | 1.7286 | 0.20079
2025_04_30 Hr 06 | 0 | 0 | 0 | 0 | 0 | 0 | 0 | 0 | 0 | 0 | 0 | 0.016972 | 0.69 | 0.018768 | 1.4185 | 1.4185 | 2.7511 | 0 | 0.0051127 | 0.0054208 | 0.010137 | 0.033051 | 0 | 0.057082 | 0.017981 | 0.44842 | 0 | 3.0335 | 2.1271 | 0 | 0.51039 | 0.83819 | 0 | 0 | 0 | 0 | -26.2847 | 0.055283 | 0 | 0.0046629 | 0 | -0.1203 | 0 | 0 | 0 | 0 | 0 | 0 | 0 | 0 | 4.5226 | 0.0010361 | 0 | 0 | 1.8827 | 0 | 0 | 0 | 1.0489 | 9.07 | 1.2663 | 3.1569 | 0.034497 | 0.057553 | 0 | 0.62859 | 0.11453 | 2.6783 | 4.9608 | 22.2959 | -0.1203 | 0 | 0.5801 | 0 | 1.7286 | 0.20966
2025_04_30 Hr 07 | 0.15853 | 0 | 0 | 0 | 0 | 0 | 0 | 0 | 0 | 0 | 0 | 0.016972 | 0.42 | 0.0076692 | 1.4185 | 1.4185 | 2.694 | 0 | 0.0051127 | 0.0054208 | 0.010137 | 0.033051 | 0 | 0.057082 | 0.017981 | 0.31775 | 0 | 3.0076 | 2.1271 | 0 | 0.50417 | 0.83819 | 0 | 0 | 0 | 0 | -16.8056 | 0.055283 | 0 | 0.0031303 | 0 | -0.08007 | 0 | 0 | 0 | 0 | 0 | 0 | 0 | 0 | 4.0435 | 0.0010361 | 0 | 0 | 1.8827 | 0 | 0 | 0 | 1.2927 | 8.8563 | 1.2663 | 3.1569 | 0.034497 | 0.057553 | -0.15853 | 0.62859 | 0.11453 | 2.6783 | 13.755 | 21.9428 | -0.2386 | 0 | 0.5801 | 0 | 1.7286 | 0.22083
2025_04_30 Hr 08 | 0.4771 | 0 | 0 | 0 | 0 | 0 | 0 | 0 | 0 | 0 | 0 | 0.016972 | 0.48 | 0.0076601 | 1.0375 | 1.0375 | 2.3737 | 0 | 0.0051127 | 0.0054208 | 0.010137 | 0.033051 | 0 | 0.057082 | 0.017981 | 0.31775 | 0 | 3.0076 | 2.1271 | 0 | 0.50417 | 0.83819 | 0 | 0 | 0 | 0 | -12.0516 | 0.055283 | 0 | 0.0027357 | 0 | -0.069713 | 0 | 0 | 0 | 0 | 0 | 0 | 0 | 0 | 3.833 | 0.0010361 | 0 | 0 | 1.8827 | 0 | 0 | 0 | 1.0794 | 7.774 | 1.2663 | 3.1569 | 0.034497 | 0.057553 | -0.4771 | 0.62859 | 0.11453 | 2.6783 | 17.0748 | 21.8992 | -0.54682 | 0 | 0.5801 | 0 | 1.7286 | 0.22243
2025_04_30 Hr 09 | 0.54503 | 1.1659e-05 | 0 | 0 | 0 | 0 | 0 | 0 | 0 | 0 | 0 | 0.016972 | 0.39 | 0.0049636 | 0.50417 | 0.50417 | 1.7329 | 0 | 0.0051127 | 0.0054208 | 0.010137 | 0.033051 | 0 | 0.057082 | 0.017981 | 0.31775 | 0 | 2.4173 | 2.1271 | 0 | 0.38668 | 0.83819 | 0 | 0 | 0 | 0 | -6.6076 | 0.055283 | 0 | 0.0021818 | 0 | -0.055172 | 0 | 0 | 0 | 0 | 0 | 0 | 0 | 0 | 3.5644 | 0.0010361 | 0 | 0 | 1.8827 | 0 | 0 | 0 | 0.77909 | 5.4763 | 1.2663 | 3.1569 | 0.034497 | 0.057553 | -0.54503 | 0.62859 | 0.11453 | 2.6783 | 19.4565 | 21.1881 | -0.6002 | 0 | 0.5801 | 0 | 1.7286 | 0.22242
2025_04_30 Hr 10 | 0.68983 | 5.2806e-05 | 0 | 0 | 0 | 0 | 0 | 0 | 0 | 0 | 0 | 0.016972 | 0.33 | 0.0042027 | 0.50417 | 0.50417 | 1.7329 | 0 | 0.0051127 | 0.0054208 | 0.010137 | 0.033051 | 0 | 0.057082 | 0.017981 | 0.31775 | 0 | 2.2544 | 2.1271 | 0 | 0.35427 | 0.83819 | 0 | 0 | 0 | 0 | -5.6569 | 0.055283 | 0 | 0.0021832 | 0 | -0.055209 | 0 | 0 | 0 | 0 | 0 | 0 | 0 | 0 | 3.0126 | 0.0010361 | 0 | 0 | 1.8827 | 0 | 0 | 0 | 0.84002 | 5.3134 | 1.2663 | 3.1569 | 0.034497 | 0.057553 | -0.68983 | 0.62859 | 0.11453 | 2.6783 | 19.6579 | 20.7464 | -0.74504 | 0 | 0.5801 | 0 | 1.7286 | 0.21985
2025_04_30 Hr 11 | 0.80919 | 7.5316e-05 | 0 | 0 | 0 | 0 | 0 | 0 | 0 | 0 | 0 | 0.016972 | 0.18 | 0.0018298 | 0.50417 | 0.50417 | 1.7329 | 0 | 0.0051127 | 0.0054208 | 0.010137 | 0.033051 | 0 | 0.057082 | 0.017981 | 0.31775 | 0 | 2.2476 | 2.1271 | 0 | 0.35292 | 0.83819 | 0 | 0 | 0 | 0 | -3.6242 | 0.055283 | 0 | 0.0017427 | 0 | -0.043645 | 0 | 0 | 0 | 0 | 0 | 0 | 0 | 0 | 3.2885 | 0.0010361 | 0 | 0 | 1.8827 | 0 | 0 | 0 | 0.80956 | 5.3066 | 1.2663 | 3.1569 | 0.034497 | 0.057553 | -0.80919 | 0.62859 | 0.11453 | 2.6783 | 21.7833 | 20.9537 | -0.85284 | 0 | 0.5801 | 0 | 1.7286 | 0.21611
2025_04_30 Hr 12 | 0.7898 | 9.4502e-05 | 0 | 0 | 0 | 0 | 0 | 0 | 0 | 0 | 0 | 0.016972 | 0.27 | 0.0025857 | 0.50417 | 0.50417 | 1.7329 | 0 | 0.0051127 | 0.0054208 | 0.010137 | 0.033051 | 0 | 0.057082 | 0.017981 | 0.31775 | 0 | 2.2476 | 2.1271 | 0 | 0.35292 | 0.83819 | 0 | 0 | 0 | 0 | -3.237 | 0.055283 | 0 | 0.0016417 | 0 | -0.040996 | 0 | 0 | 0 | 0 | 0 | 0 | 0 | 0 | 3.2159 | 0.0010361 | 0 | 0 | 1.8827 | 0 | 0 | 0 | 0.80956 | 5.3066 | 1.2663 | 3.1569 | 0.034497 | 0.057553 | -0.7898 | 0.62859 | 0.11453 | 2.6783 | 22.1903 | 20.9514 | -0.83079 | 0 | 0.5801 | 0 | 1.7286 | 0.21507
2025_04_30 Hr 13 | 0.7324 | 8.9053e-05 | 0 | 0 | 0 | 0 | 0 | 0 | 0 | 0 | 0 | 0.016972 | 0.21 | 0.0016275 | 0.50417 | 0.50417 | 1.7329 | 0 | 0.0051127 | 0.0054208 | 0.010137 | 0.033051 | 0 | 0.057082 | 0.017981 | 0.31775 | 0 | 2.2476 | 2.1271 | 0 | 0.35292 | 0.83819 | 0 | 0 | 0 | 0 | -2.2419 | 0.055283 | 0 | 0.0013285 | 0 | -0.032774 | 0 | 0 | 0 | 0 | 0 | 0 | 0 | 0 | 3.4918 | 0.0010361 | 0 | 0 | 1.8827 | 0 | 0 | 0 | 0.72251 | 5.3066 | 1.2663 | 3.1569 | 0.034497 | 0.057553 | -0.7324 | 0.62859 | 0.11453 | 2.6783 | 23.321 | 21.0214 | -0.76517 | 0 | 0.5801 | 0 | 1.7286 | 0.21459
2025_04_30 Hr 14 | 0.72644 | 0.00010075 | 0 | 0 | 0 | 0 | 0 | 0 | 0 | 0 | 0 | 0.016972 | 0.21 | 0.0016727 | 0.50417 | 0.50417 | 1.7329 | 0 | 0.0051127 | 0.0054208 | 0.010137 | 0.033051 | 0 | 0.057082 | 0.017981 | 0.31775 | 0 | 2.2476 | 2.1271 | 0 | 0.35292 | 0.83819 | 0 | 0 | 0 | 0 | -2.0268 | 0.055283 | 0 | 0.0013655 | 0 | -0.033744 | 0 | 0 | 0 | 0 | 0 | 0 | 0 | 0 | 3.4918 | 0.0010361 | 0 | 0 | 1.8827 | 0 | 0 | 0 | 0.66157 | 5.3066 | 1.2663 | 3.1569 | 0.034497 | 0.057553 | -0.72644 | 0.62859 | 0.11453 | 2.6783 | 23.4743 | 20.9547 | -0.76019 | 0 | 0.5801 | 0 | 1.7286 | 0.21467
2025_04_30 Hr 15 | 0.7486 | 0.00010685 | 0 | 0 | 0 | 0 | 0 | 0 | 0 | 0 | 0 | 0.016972 | 0.27 | 0.0024658 | 0.50417 | 0.50417 | 1.7329 | 0 | 0.0051127 | 0.0054208 | 0.010137 | 0.033051 | 0 | 0.057082 | 0.017981 | 0.31775 | 0 | 2.2476 | 2.1271 | 0 | 0.35292 | 0.83819 | 0 | 0 | 0 | 0 | -2.3028 | 0.055283 | 0 | 0.0015656 | 0 | -0.038997 | 0 | 0 | 0 | 0 | 0 | 0 | 0 | 0 | 3.3538 | 0.0010361 | 0 | 0 | 1.8827 | 0 | 0 | 0 | 0.77909 | 5.3066 | 1.2663 | 3.1569 | 0.034497 | 0.057553 | -0.7486 | 0.62859 | 0.11453 | 2.6783 | 23.2303 | 21.0141 | -0.7876 | 0 | 0.5801 | 0 | 1.7286 | 0.21159
2025_04_30 Hr 16 | 0.76153 | 0.00010149 | 0 | 0 | 0 | 0 | 0 | 0 | 0 | 0 | 0 | 0.016972 | 0.3 | 0.0030805 | 0.50417 | 0.50417 | 1.7329 | 0 | 0.0051127 | 0.0054208 | 0.010137 | 0.033051 | 0 | 0.057082 | 0.017981 | 0.31775 | 0 | 2.2476 | 2.1271 | 0 | 0.35292 | 0.83819 | 0 | 0 | 0 | 0 | -2.6019 | 0.055283 | 0 | 0.0017603 | 0 | -0.044107 | 0 | 0 | 0 | 0 | 0 | 0 | 0 | 0 | 3.833 | 0.0010361 | 0 | 0 | 1.8827 | 0 | 0 | 0 | 1.0185 | 5.3066 | 1.2663 | 3.1569 | 0.034497 | 0.057553 | -0.76153 | 0.62859 | 0.11453 | 2.6783 | 23.676 | 21.777 | -0.80564 | 0 | 0.5801 | 0 | 1.7286 | 0.21239
2025_04_30 Hr 17 | 0.74998 | 9.6653e-05 | 0 | 0 | 0 | 0 | 0 | 0 | 0 | 0 | 0 | 0.016972 | 0.27 | 0.0033342 | 0.50892 | 0.50893 | 1.8184 | 0 | 0.0051127 | 0.0054208 | 0.010137 | 0.033051 | 0 | 0.057082 | 0.017981 | 0.31775 | 0 | 2.39 | 2.1271 | 0 | 0.38126 | 0.83819 | 0 | 0 | 0 | 0 | -3.194 | 0.055283 | 0 | 0.002117 | 0 | -0.053471 | 0 | 0 | 0 | 0 | 0 | 0 | 0 | 0 | 3.695 | 0.0010361 | 0 | 0 | 1.8827 | 0 | 0 | 0 | 1.0489 | 5.544 | 1.2663 | 3.1569 | 0.034497 | 0.057553 | -0.74998 | 0.62859 | 0.11453 | 2.6783 | 23.2029 | 21.6563 | -0.80345 | 0 | 0.5801 | 0 | 1.7286 | 0.21218
2025_04_30 Hr 18 | 0.76902 | 8.3992e-05 | 0 | 0 | 0 | 0 | 0 | 0 | 0 | 0 | 0 | 0.016972 | 0.27 | 0.003824 | 0.51999 | 0.52 | 1.9123 | 0 | 0.0051127 | 0.0054208 | 0.010137 | 0.033051 | 0 | 0.057082 | 0.017981 | 0.31775 | 0 | 2.5757 | 2.1271 | 0 | 0.41821 | 0.83819 | 0 | 0 | 0 | 0 | -3.7633 | 0.055283 | 0 | 0.002428 | 0 | -0.061634 | 0 | 0 | 0 | 0 | 0 | 0 | 0 | 0 | 3.5644 | 0.0010361 | 0 | 0 | 1.8827 | 0 | 0 | 0 | 0.90096 | 5.8458 | 1.2663 | 3.1569 | 0.034497 | 0.057553 | -0.76902 | 0.62859 | 0.11453 | 2.6783 | 22.6868 | 21.435 | -0.83065 | 0 | 0.5801 | 0 | 1.7286 | 0.213
2025_04_30 Hr 19 | 0.40874 | 4.2081e-05 | 0 | 0 | 0 | 0 | 0 | 0 | 0 | 0 | 0 | 0.016972 | 0.27 | 0.0038214 | 0.50892 | 0.50893 | 1.9123 | 0 | 0.0051127 | 0.0054208 | 0.010137 | 0.033051 | 0 | 0.057082 | 0.017981 | 0.31775 | 0 | 2.6162 | 2.1271 | 0 | 0.42626 | 0.83819 | 0 | 0 | 0 | 0 | -3.7212 | 0.055283 | 0 | 0.0024263 | 0 | -0.06159 | 0 | 0 | 0 | 0 | 0 | 0 | 0 | 0 | 3.078 | 0.0010361 | 0 | 0 | 1.8827 | 0 | 0 | 0 | 0.63111 | 5.8641 | 1.2663 | 3.1569 | 0.034497 | 0.057553 | -0.40874 | 0.62859 | 0.11453 | 2.6783 | 21.9996 | 20.3271 | -0.47033 | 0 | 0.5801 | 0 | 1.7286 | 0.2136
2025_04_30 Hr 20 | 0.067929 | 2.2936e-05 | 0 | 0 | 0 | 0 | 0 | 0 | 0 | 0 | 0 | 0.016972 | 0.24 | 0.0039827 | 0.62757 | 0.62764 | 2.3576 | 0 | 0.0051127 | 0.0054208 | 0.010137 | 0.033051 | 0 | 0.057082 | 0.017981 | 0.31775 | 0 | 3.0076 | 2.1271 | 0 | 0.50417 | 0.83819 | 0 | 0 | 0 | 0 | -6.7901 | 0.055283 | 0 | 0.0028448 | 0 | -0.072576 | 0 | 0 | 0 | 0 | 0 | 0 | 0 | 0 | 3.078 | 0.0010361 | 0 | 0 | 1.8827 | 0 | 0 | 0 | 1.2013 | 6.9381 | 1.2663 | 3.1569 | 0.034497 | 0.057553 | -0.067929 | 0.62859 | 0.11453 | 2.6783 | 20.6102 | 20.6027 | -0.14051 | 0 | 0.5801 | 0 | 1.7286 | 0.21179
2025_04_30 Hr 21 | 0 | 1.4588e-06 | 0 | 0 | 0 | 0 | 0 | 0 | 0 | 0 | 0 | 0.016972 | 0.24 | 0.004357 | 0.85537 | 0.85551 | 2.694 | 0 | 0.0051127 | 0.0054208 | 0.010137 | 0.033051 | 0 | 0.057082 | 0.017981 | 0.31775 | 0 | 3.0076 | 2.1271 | 0 | 0.50417 | 0.83819 | 0 | 0 | 0 | 0 | -10.1191 | 0.055283 | 0 | 0.0031121 | 0 | -0.079594 | 0 | 0 | 0 | 0 | 0 | 0 | 0 | 0 | 2.5335 | 0.0010361 | 0 | 0 | 1.8827 | 0 | 0 | 0 | 2.0413 | 7.7302 | 1.2663 | 3.1569 | 0.034497 | 0.057553 | 0 | 0.62859 | 0.11453 | 2.6783 | 18.3653 | 20.8337 | -0.079594 | 0 | 0.5801 | 0 | 1.7286 | 0.21486
2025_04_30 Hr 22 | 0 | 0 | 0 | 0 | 0 | 0 | 0 | 0 | 0 | 0 | 0 | 0.016972 | 0.33 | 0.00535 | 0.81424 | 0.81436 | 2.4538 | 0 | 0.0051127 | 0.0054208 | 0.010137 | 0.033051 | 0 | 0.057082 | 0.017981 | 0.31775 | 0 | 3.0076 | 2.1271 | 0 | 0.50417 | 0.83819 | 0 | 0 | 0 | 0 | -9.794 | 0.055283 | 0 | 0.0027792 | 0 | -0.070854 | 0 | 0 | 0 | 0 | 0 | 0 | 0 | 0 | 1.8511 | 0.0010361 | 0 | 0 | 1.8827 | 0 | 0 | 0 | 2.3416 | 7.4077 | 1.2663 | 3.1569 | 0.034497 | 0.057553 | 0 | 0.62859 | 0.11453 | 2.6783 | 18.0821 | 20.5393 | -0.070854 | 0 | 0.5801 | 0 | 1.7286 | 0.21151
2025_04_30 Hr 23 | 0 | 0 | 0 | 0 | 0 | 0 | 0 | 0 | 0 | 0 | 0 | 0.016972 | 0.24 | 0.0048933 | 0.62757 | 0.62764 | 2.3245 | 0 | 0.0051127 | 0.0054208 | 0.010137 | 0.033051 | 0 | 0.057082 | 0.017981 | 0.31775 | 0 | 3.0335 | 2.1271 | 0 | 0.51039 | 0.83819 | 0 | 0 | 0 | 0 | -12.9336 | 0.055283 | 0 | 0.0034952 | 0 | -0.089649 | 0 | 0 | 0 | 0 | 0 | 0 | 0 | 0 | 1.4374 | 0.0010361 | 0 | 0 | 1.8827 | 0 | 0 | 0 | 2.2502 | 6.931 | 1.2663 | 3.1569 | 0.034497 | 0.057553 | 0 | 0.62859 | 0.11453 | 2.6783 | 13.8515 | 19.9437 | -0.089649 | 0 | 0.5801 | 0 | 1.7286 | 0.20537
2025_04_30 Hr 24 | 0 | 0 | 0 | 0 | 0 | 0 | 0 | 0 | 0 | 0 | 0 | 0.016972 | 0.18 | 0.0022155 | 0.50417 | 0.50417 | 1.7668 | 0 | 0.0051127 | 0.0054208 | 0.010137 | 0.033051 | 0 | 0.057082 | 0.017981 | 0.31775 | 0 | 2.2754 | 2.1271 | 0 | 0.35727 | 0.83819 | 0 | 0 | 0 | 0 | -6.9271 | 0.055283 | 0 | 0.00211 | 0 | -0.053288 | 0 | 0 | 0 | 0 | 0 | 0 | 0 | 0 | 1.4374 | 0.0010361 | 0 | 0 | 1.8827 | 0 | 0 | 0 | 2.2807 | 5.3682 | 1.2663 | 3.1569 | 0.034497 | 0.057553 | 0 | 0.62859 | 0.11453 | 2.6783 | 18.1403 | 19.7525 | -0.053288 | 0 | 0.5801 | 0 | 1.7286 | 0.19944
2025_05_01 Hr 01 | 0 | 0 | 0 | 0 | 0 | 0 | 0 | 0 | 0 | 0 | 0 | 0.02402 | 0.15 | 0.0039471 | 0.59142 | 0.59146 | 1.3534 | 0 | 0.0064686 | 0.0049984 | 0.013303 | 0.077119 | 0 | 0.030765 | 0.017896 | 0.095114 | 0 | 0 | 2.0585 | 0 | 0 | 0.81115 | 0 | 0 | 0 | 0 | -11.366 | 0.055558 | 0 | 0.053004 | 0 | -0.11631 | 0 | 0 | 0 | 0 | 0 | 0 | 0 | 0 | 1.51 | 0.012019 | 9.8343e-05 | 0 | 1.822 | 0 | 0 | 0 | 2.433 | 2.6314 | 1.2254 | 3.0551 | 0.11508 | 0.056743 | 0 | 0.45971 | 0.18742 | 3.782 | 11.4649 | 20.3158 | -0.11631 | 0 | 0.52614 | 0 | 1.6728 | 0.20448
2025_05_01 Hr 02 | 0 | 0 | 0 | 0 | 0 | 0 | 0 | 0 | 0 | 0 | 0 | 0.02402 | 0.18 | 0.0047348 | 0.81922 | 0.81936 | 1.2956 | 0 | 0.0064686 | 0.0049984 | 0.013303 | 0.077119 | 0 | 0.030765 | 0.017896 | 0.10014 | 0 | 0 | 2.0585 | 0 | 0 | 0.81115 | 0 | 0 | 0 | 0 | -12.154 | 0.055558 | 0 | 0.052985 | 0 | -0.11627 | 0 | 0 | 0 | 0 | 0 | 0 | 0 | 0 | 1.372 | 0.012019 | 9.8343e-05 | 0 | 1.822 | 0 | 0 | 0 | 1.8629 | 3.0343 | 1.2254 | 3.0551 | 0.11508 | 0.056743 | 0 | 0.45971 | 0.18742 | 3.782 | 10.4019 | 19.6378 | -0.11627 | 0 | 0.52614 | 0 | 1.6728 | 0.20378
2025_05_01 Hr 03 | 0 | 0 | 0 | 0 | 0 | 0 | 0 | 0 | 0 | 0 | 0 | 0.02402 | 0.09 | 0.0023673 | 1.0413 | 1.0415 | 1.2956 | 0 | 0.0064686 | 0.0049984 | 0.013303 | 0.077119 | 0 | 0.030765 | 0.017896 | 0.10014 | 0 | 0 | 2.0585 | 0 | 0 | 0.81115 | 0 | 0 | 0 | 0 | -14.2304 | 0.055558 | 0 | 0.052983 | 0 | -0.11627 | 0 | 0 | 0 | 0 | 0 | 0 | 0 | 0 | 2.6715 | 0.012019 | 9.8343e-05 | 0 | 1.822 | 0 | 0 | 0 | 1.7105 | 3.4785 | 1.2254 | 3.0551 | 0.11508 | 0.056743 | 0 | 0.45971 | 0.18742 | 3.782 | 9.8245 | 20.6926 | -0.11627 | 0 | 0.52614 | 0 | 1.6728 | 0.2038
2025_05_01 Hr 04 | 0 | 0 | 0 | 0 | 0 | 0 | 0 | 0 | 0 | 0 | 0 | 0.02402 | 0.06 | 0.0013324 | 1.1096 | 1.1096 | 1.2956 | 0 | 0.0064686 | 0.0049984 | 0.013303 | 0.077119 | 0 | 0.030765 | 0.017896 | 0.053094 | 0 | 0 | 2.0585 | 0 | 0 | 0.81115 | 0 | 0 | 0 | 0 | -12.4255 | 0.055558 | 0 | 0.04473 | 0 | -0.097829 | 0 | 0 | 0 | 0 | 0 | 0 | 0 | 0 | 3.078 | 0.012019 | 9.8343e-05 | 0 | 1.822 | 0 | 0 | 0 | 1.8629 | 3.5679 | 1.2254 | 3.0551 | 0.11508 | 0.056743 | 0 | 0.45971 | 0.18742 | 3.782 | 12.2645 | 21.2199 | -0.097829 | 0 | 0.52614 | 0 | 1.6728 | 0.20334
2025_05_01 Hr 05 | 0 | 0 | 0 | 0 | 0 | 0 | 0 | 0 | 0 | 0 | 0 | 0.02402 | 0.06 | 0.0015419 | 1.1096 | 1.1096 | 1.2956 | 0 | 0.0064686 | 0.0049984 | 0.013303 | 0.077119 | 0 | 0.030765 | 0.017896 | 0.07966 | 0 | 0 | 2.0585 | 0 | 0 | 0.81115 | 0 | 0 | 0 | 0 | -14.8907 | 0.055558 | 0 | 0.051763 | 0 | -0.11354 | 0 | 0 | 0 | 0 | 0 | 0 | 0 | 0 | 3.2885 | 0.012019 | 9.8343e-05 | 0 | 1.822 | 0 | 0 | 0 | 1.889 | 3.5945 | 1.2254 | 3.0551 | 0.11508 | 0.056743 | 0 | 0.45971 | 0.18742 | 3.782 | 10.0485 | 21.4583 | -0.11354 | 0 | 0.52614 | 0 | 1.6728 | 0.20483
2025_05_01 Hr 06 | 0 | 0 | 0 | 0 | 0 | 0 | 0 | 0 | 0 | 0 | 0 | 0.02402 | 0.06 | 0.0038534 | 1.1096 | 1.1096 | 1.9503 | 0 | 0.0064686 | 0.0049984 | 0.013303 | 0.077119 | 0 | 0.030765 | 0.017896 | 0.10014 | 0 | 0 | 2.0585 | 0 | 0 | 0.81115 | 0 | 0 | 0 | 0 | -39.7447 | 0.055558 | 0 | 0.12936 | 0 | -0.2869 | 0 | 0 | 0 | 0 | 0 | 0 | 0 | 0 | 3.078 | 0.012019 | 9.8343e-05 | 0 | 1.822 | 0 | 0 | 0 | 1.741 | 4.2696 | 1.2254 | 3.0551 | 0.11508 | 0.056743 | 0 | 0.45971 | 0.18742 | 3.782 | -14.6561 | 21.1059 | -0.2869 | 0 | 0.52614 | 0 | 1.6728 | 0.20871
2025_05_01 Hr 07 | 0.18134 | 0 | 0 | 0 | 0 | 0 | 0 | 0 | 0 | 0 | 0 | 0.02402 | 0.03 | 0.00083284 | 1.1096 | 1.1096 | 1.2778 | 0 | 0.0064686 | 0.0049984 | 0.013303 | 0.077119 | 0 | 0.030765 | 0.017896 | 0.10014 | 0 | 0 | 2.0585 | 0 | 0 | 0.81115 | 0 | 0 | 0 | 0 | -14.8828 | 0.055558 | 0 | 0.055919 | 0 | -0.12283 | 0 | 0 | 0 | 0 | 0 | 0 | 0 | 0 | 3.078 | 0.012019 | 9.8343e-05 | 0 | 1.822 | 0 | 0 | 0 | 1.5016 | 3.5971 | 1.2254 | 3.0551 | 0.11508 | 0.056743 | -0.18134 | 0.45971 | 0.18742 | 3.782 | 9.4285 | 21.0184 | -0.30416 | 0 | 0.52614 | 0 | 1.6728 | 0.21224
2025_05_01 Hr 08 | 0.45436 | 0 | 0 | 0 | 0 | 0 | 0 | 0 | 0 | 0 | 0 | 0.02402 | 0.03 | 0.00064221 | 1.1096 | 1.1096 | 1.2592 | 0 | 0.0064686 | 0.0049984 | 0.013303 | 0.077119 | 0 | 0.030765 | 0.017896 | 0.052704 | 0 | 0 | 2.0585 | 0 | 0 | 0.81115 | 0 | 0 | 0 | 0 | -10.0079 | 0.055558 | 0 | 0.04312 | 0 | -0.094231 | 0 | 0 | 0 | 0 | 0 | 0 | 0 | 0 | 2.8747 | 0.012019 | 9.8343e-05 | 0 | 1.822 | 0 | 0 | 0 | 1.3188 | 3.5311 | 1.2254 | 3.0551 | 0.11508 | 0.056743 | -0.45436 | 0.45971 | 0.18742 | 3.782 | 13.8815 | 20.9069 | -0.54859 | 0 | 0.52614 | 0 | 1.6728 | 0.21399
2025_05_01 Hr 09 | 0.61289 | 6.2308e-06 | 0 | 0 | 0 | 0 | 0 | 0 | 0 | 0 | 0 | 0.02402 | 0.03 | 0.00058154 | 1.1096 | 1.1096 | 1.2592 | 0 | 0.0064686 | 0.0049984 | 0.013303 | 0.077119 | 0 | 0.030765 | 0.017896 | 0.037413 | 0 | 0 | 2.0585 | 0 | 0 | 0.81115 | 0 | 0 | 0 | 0 | -7.2376 | 0.055558 | 0 | 0.039046 | 0 | -0.085131 | 0 | 0 | 0 | 0 | 0 | 0 | 0 | 0 | 2.5335 | 0.012019 | 9.8343e-05 | 0 | 1.822 | 0 | 0 | 0 | 0.5397 | 3.5158 | 1.2254 | 3.0551 | 0.11508 | 0.056743 | -0.61289 | 0.45971 | 0.18742 | 3.782 | 15.5242 | 19.9441 | -0.69802 | 0 | 0.52614 | 0 | 1.6728 | 0.21297
2025_05_01 Hr 10 | 0.74199 | 2.9134e-05 | 0 | 0 | 0 | 0 | 0 | 0 | 0 | 0 | 0 | 0.02402 | 0 | 0 | 1.1096 | 1.1096 | 1.3709 | 0 | 0.0064686 | 0.0049984 | 0.013303 | 0.077119 | 0 | 0.030765 | 0.017896 | 0.068363 | 0 | 0 | 2.0585 | 0 | 0 | 0.81115 | 0 | 0 | 0 | 0 | -8.51 | 0.055558 | 0 | 0.052919 | 0 | -0.11612 | 0 | 0 | 0 | 0 | 0 | 0 | 0 | 0 | 2.5335 | 0.012019 | 9.8343e-05 | 0 | 1.822 | 0 | 0 | 0 | 0.36125 | 3.6584 | 1.2254 | 3.0551 | 0.11508 | 0.056743 | -0.74199 | 0.45971 | 0.18742 | 3.782 | 14.1532 | 19.8629 | -0.85811 | 0 | 0.52614 | 0 | 1.6728 | 0.21162
2025_05_01 Hr 11 | 0.77999 | 3.6869e-05 | 0 | 0 | 0 | 0 | 0 | 0 | 0 | 0 | 0 | 0.02402 | 0 | 0 | 1.1096 | 1.1096 | 1.6626 | 0 | 0.0064686 | 0.0049984 | 0.013303 | 0.077119 | 0 | 0.030765 | 0.017896 | 0.094497 | 0 | 0 | 2.0585 | 0 | 0 | 0.81115 | 0 | 0 | 0 | 0 | -9.0213 | 0.055558 | 0 | 0.060802 | 0 | -0.13373 | 0 | 0 | 0 | 0 | 0 | 0 | 0 | 0 | 1.9891 | 0.012019 | 9.8343e-05 | 0 | 1.822 | 0 | 0 | 0 | 0.66157 | 3.9763 | 1.2254 | 3.0551 | 0.11508 | 0.056743 | -0.77999 | 0.45971 | 0.18742 | 3.782 | 13.6972 | 19.6559 | -0.91372 | 0 | 0.52614 | 0 | 1.6728 | 0.21077
2025_05_01 Hr 12 | 0.80302 | 8.158e-05 | 0 | 0 | 0 | 0 | 0 | 0 | 0 | 0 | 0 | 0.02402 | 0 | 0 | 1.1096 | 1.1096 | 1.8923 | 0 | 0.0064686 | 0.0049984 | 0.013303 | 0.077119 | 0 | 0.030765 | 0.017896 | 0.10014 | 0 | 0 | 2.0585 | 0 | 0 | 0.81115 | 0 | 0 | 0 | 0 | -8.8049 | 0.055558 | 0 | 0.069555 | 0 | -0.15329 | 0 | 0 | 0 | 0 | 0 | 0 | 0 | 0 | 1.7132 | 0.012019 | 9.8343e-05 | 0 | 1.822 | 0 | 0 | 0 | 0.72251 | 4.2116 | 1.2254 | 3.0551 | 0.11508 | 0.056743 | -0.80302 | 0.45971 | 0.18742 | 3.782 | 13.914 | 19.4637 | -0.95631 | 0 | 0.52614 | 0 | 1.6728 | 0.21041
2025_05_01 Hr 13 | 0.80048 | 9.096e-05 | 0 | 0 | 0 | 0 | 0 | 0 | 0 | 0 | 0 | 0.02402 | 0.03 | 0.00059997 | 1.1096 | 1.1096 | 1.2592 | 0 | 0.0064686 | 0.0049984 | 0.013303 | 0.077119 | 0 | 0.030765 | 0.017896 | 0.039097 | 0 | 0 | 2.0585 | 0 | 0 | 0.81115 | 0 | 0 | 0 | 0 | -4.1347 | 0.055558 | 0 | 0.040284 | 0 | -0.087896 | 0 | 0 | 0 | 0 | 0 | 0 | 0 | 0 | 1.7785 | 0.012019 | 9.8343e-05 | 0 | 1.822 | 0 | 0 | 0 | 0.72251 | 3.5175 | 1.2254 | 3.0551 | 0.11508 | 0.056743 | -0.80048 | 0.45971 | 0.18742 | 3.782 | 18.0512 | 19.5569 | -0.88837 | 0 | 0.52614 | 0 | 1.6728 | 0.21021
2025_05_01 Hr 14 | 0.77933 | 0.00010164 | 0 | 0 | 0 | 0 | 0 | 0 | 0 | 0 | 0 | 0.02402 | 0.12 | 0.0023643 | 1.1096 | 1.1096 | 1.2592 | 0 | 0.0064686 | 0.0049984 | 0.013303 | 0.077119 | 0 | 0.030765 | 0.017896 | 0.037413 | 0 | 0 | 2.0585 | 0 | 0 | 0.81115 | 0 | 0 | 0 | 0 | -3.5692 | 0.055558 | 0 | 0.039687 | 0 | -0.086562 | 0 | 0 | 0 | 0 | 0 | 0 | 0 | 0 | 1.9165 | 0.012019 | 9.8343e-05 | 0 | 1.822 | 0 | 0 | 0 | 0.74862 | 3.5158 | 1.2254 | 3.0551 | 0.11508 | 0.056743 | -0.77933 | 0.45971 | 0.18742 | 3.782 | 18.8722 | 19.7916 | -0.8659 | 0 | 0.52614 | 0 | 1.6728 | 0.21023
2025_05_01 Hr 15 | 0.77926 | 7.9432e-05 | 0 | 0 | 0 | 0 | 0 | 0 | 0 | 0 | 0 | 0.02402 | 0.15 | 0.0029188 | 1.1096 | 1.1096 | 1.2592 | 0 | 0.0064686 | 0.0049984 | 0.013303 | 0.077119 | 0 | 0.030765 | 0.017896 | 0.037413 | 0 | 0 | 2.0585 | 0 | 0 | 0.81115 | 0 | 0 | 0 | 0 | -3.5287 | 0.055558 | 0 | 0.039195 | 0 | -0.085463 | 0 | 0 | 0 | 0 | 0 | 0 | 0 | 0 | 2.2577 | 0.012019 | 9.8343e-05 | 0 | 1.822 | 0 | 0 | 0 | 1.1403 | 3.5158 | 1.2254 | 3.0551 | 0.11508 | 0.056743 | -0.77926 | 0.45971 | 0.18742 | 3.782 | 19.6767 | 20.5544 | -0.86472 | 0 | 0.52614 | 0 | 1.6728 | 0.20968
2025_05_01 Hr 16 | 0.71794 | 0.00014957 | 0 | 0 | 0 | 0 | 0 | 0 | 0 | 0 | 0 | 0.02402 | 0.21 | 0.013116 | 1.1048 | 1.1048 | 1.7226 | 0 | 0.0064686 | 0.0049984 | 0.013303 | 0.077119 | 0 | 0.030765 | 0.017896 | 0.079228 | 0 | 20.8146 | 2.0585 | 0 | 0.28067 | 0.81115 | 0 | 0 | 0 | 0 | -20.9447 | 0.055558 | 0 | 0.017755 | 0 | -0.27897 | 0 | 0 | 0 | 0 | 0 | 0 | 0 | 0 | 2.1197 | 0.012019 | 9.8343e-05 | 0 | 1.822 | 0 | 0 | 0 | 1.5016 | 7.9452 | 1.2254 | 3.0551 | 0.11508 | 0.056743 | -0.71794 | 0.45971 | 0.18742 | 3.782 | 7.0701 | 21.0664 | -0.99691 | 0 | 0.52614 | 0 | 1.6728 | 0.20879
2025_05_01 Hr 17 | 0.66861 | 6.949e-05 | 0 | 0 | 0 | 0 | 0 | 0 | 0 | 0 | 0 | 0.02402 | 0.3 | 0.0063899 | 1.1096 | 1.1096 | 1.2592 | 0 | 0.0064686 | 0.0049984 | 0.013303 | 0.077119 | 0 | 0.030765 | 0.017896 | 0.057909 | 0 | 5.3486 | 2.0585 | 0 | 0.37361 | 0.81115 | 0 | 0 | 0 | 0 | -7.3224 | 0.055558 | 0 | 0.0036514 | 0 | -0.093748 | 0 | 0 | 0 | 0 | 0 | 0 | 0 | 0 | 1.51 | 0.012019 | 9.8343e-05 | 0 | 1.822 | 0 | 0 | 0 | 1.5016 | 8.8849 | 1.2254 | 3.0551 | 0.11508 | 0.056743 | -0.66861 | 0.45971 | 0.18742 | 3.782 | 21.384 | 20.5838 | -0.76236 | 0 | 0.52614 | 0 | 1.6728 | 0.20916
2025_05_01 Hr 18 | 0.78602 | 0.00015848 | 0 | 0 | 0 | 0 | 0 | 0 | 0 | 0 | 0 | 0.02402 | 0.39 | 0.013216 | 1.1096 | 1.1096 | 1.611 | 0 | 0.0064686 | 0.0049984 | 0.013303 | 0.077119 | 0 | 0.030765 | 0.017896 | 0.10014 | 0 | 6.4121 | 2.0585 | 0 | 0.46819 | 0.81115 | 0 | 0 | 0 | 0 | -13.2517 | 0.055558 | 0 | 0.0058092 | 0 | -0.15039 | 0 | 0 | 0 | 0 | 0 | 0 | 0 | 0 | 0.95824 | 0.012019 | 9.8343e-05 | 0 | 1.822 | 0 | 0 | 0 | 1.4407 | 10.3424 | 1.2254 | 3.0551 | 0.11508 | 0.056743 | -0.78602 | 0.45971 | 0.18742 | 3.782 | 16.4345 | 20.2802 | -0.93641 | 0 | 0.52614 | 0 | 1.6728 | 0.20928
2025_05_01 Hr 19 | 0.38643 | 8.2523e-05 | 0 | 0 | 0 | 0 | 0 | 0 | 0 | 0 | 0 | 0.02402 | 0.72 | 0.017037 | 1.1096 | 1.1096 | 1.2592 | 0 | 0.0064686 | 0.0049984 | 0.013303 | 0.077119 | 0 | 0.030765 | 0.017896 | 0.068806 | 0 | 5.3191 | 2.0585 | 0 | 0.37099 | 0.81115 | 0 | 0 | 0 | 0 | -8.5499 | 0.055558 | 0 | 0.0040564 | 0 | -0.10438 | 0 | 0 | 0 | 0 | 0 | 0 | 0 | 0 | 0.82031 | 0.012019 | 9.8343e-05 | 0 | 1.822 | 0 | 0 | 0 | 1.4407 | 8.8663 | 1.2254 | 3.0551 | 0.11508 | 0.056743 | -0.38643 | 0.45971 | 0.18742 | 3.782 | 19.8049 | 19.9793 | -0.49081 | 0 | 0.52614 | 0 | 1.6728 | 0.20933
2025_05_01 Hr 20 | 0.045044 | 2.7454e-05 | 0 | 0 | 0 | 0 | 0 | 0 | 0 | 0 | 0 | 0.02402 | 1.77 | 0.039785 | 1.1096 | 1.1096 | 1.2592 | 0 | 0.0064686 | 0.0049984 | 0.013303 | 0.077119 | 0 | 0.030765 | 0.017896 | 0.056852 | 0 | 5.3044 | 2.0585 | 0 | 0.36967 | 0.81115 | 0 | 0 | 0 | 0 | -9.5305 | 0.055558 | 0 | 0.0038532 | 0 | -0.099048 | 0 | 0 | 0 | 0 | 0 | 0 | 0 | 0 | 0.75498 | 0.012019 | 9.8343e-05 | 0 | 1.822 | 0 | 0 | 0 | 1.593 | 8.8396 | 1.2254 | 3.0551 | 0.11508 | 0.056743 | -0.045044 | 0.45971 | 0.18742 | 3.782 | 19.9608 | 20.7958 | -0.14409 | 0 | 0.52614 | 0 | 1.6728 | 0.20887
2025_05_01 Hr 21 | 0 | 2.4643e-06 | 0 | 0 | 0 | 0 | 0 | 0 | 0 | 0 | 0 | 0.02402 | 2.55 | 0.055857 | 1.1096 | 1.1096 | 1.315 | 0 | 0.0064686 | 0.0049984 | 0.013303 | 0.077119 | 0 | 0.030765 | 0.017896 | 0.042434 | 0 | 5.3486 | 2.0585 | 0 | 0.37361 | 0.81115 | 0 | 0 | 0 | 0 | -11.9961 | 0.055558 | 0 | 0.0037551 | 0 | -0.096471 | 0 | 0 | 0 | 0 | 0 | 0 | 0 | 0 | 1.5753 | 0.012019 | 9.8343e-05 | 0 | 1.822 | 0 | 0 | 0 | 2.1327 | 8.9252 | 1.2254 | 3.0551 | 0.11508 | 0.056743 | 0 | 0.45971 | 0.18742 | 3.782 | 19.7448 | 22.9121 | -0.096471 | 0 | 0.52614 | 0 | 1.6728 | 0.21023
2025_05_01 Hr 22 | 0 | 0 | 0 | 0 | 0 | 0 | 0 | 0 | 0 | 0 | 0 | 0.02402 | 2.73 | 0.039488 | 0.5716 | 0.5716 | 1.2592 | 0 | 0.0064686 | 0.0049984 | 0.013303 | 0.077119 | 0 | 0.030765 | 0.017896 | 0.037413 | 0 | 5.3044 | 2.0585 | 0 | 0.36967 | 0.81115 | 0 | 0 | 0 | 0 | -8.1836 | 0.055558 | 0 | 0.0024796 | 0 | -0.06299 | 0 | 0 | 0 | 0 | 0 | 0 | 0 | 0 | 1.7132 | 0.012019 | 9.8343e-05 | 0 | 1.822 | 0 | 0 | 0 | 2.5505 | 7.7442 | 1.2254 | 3.0551 | 0.11508 | 0.056743 | 0 | 0.45971 | 0.18742 | 3.782 | 23.1244 | 23.6268 | -0.06299 | 0 | 0.52614 | 0 | 1.6728 | 0.20943
2025_05_01 Hr 23 | 0 | 0 | 0 | 0 | 0 | 0 | 0 | 0 | 0 | 0 | 0 | 0.02402 | 2.55 | 0.014831 | 0.39438 | 0.39438 | 1.2956 | 0 | 0.0064686 | 0.0049984 | 0.013303 | 0.077119 | 0 | 0.030765 | 0.017896 | 0.037413 | 0 | 5.4168 | 2.0585 | 0 | 0.37751 | 0.81115 | 0 | 0 | 0 | 0 | -3.3702 | 0.055558 | 0 | 0.00099707 | 0 | -0.024073 | 0 | 0 | 0 | 0 | 0 | 0 | 0 | 0 | 1.7785 | 0.012019 | 9.8343e-05 | 0 | 1.822 | 0 | 0 | 0 | 2.1893 | 7.5386 | 1.2254 | 3.0551 | 0.11508 | 0.056743 | 0 | 0.45971 | 0.18742 | 3.782 | 27.2758 | 23.1315 | -0.024073 | 0 | 0.52614 | 0 | 1.6728 | 0.2069
2025_05_01 Hr 24 | 0 | 0 | 0 | 0 | 0 | 0 | 0 | 0 | 0 | 0 | 0 | 0.02402 | 2.37 | 0.1121 | 0.70142 | 0.70122 | 1.7106 | 0 | 0.0064686 | 0.0049984 | 0.013303 | 0.077119 | 0 | 0.030765 | 0.017896 | 0.074412 | 0 | 6.5276 | 2.0585 | 0 | 0.4781 | 0.81115 | 0 | 0 | 0 | 0 | -37.0454 | 0.055558 | 0 | 0.0081087 | 0 | -0.21075 | 0 | 0 | 0 | 0 | 0 | 0 | 0 | 0 | 1.7785 | 0.012019 | 9.8343e-05 | 0 | 1.822 | 0 | 0 | 0 | 2.581 | 9.7153 | 1.2254 | 3.0551 | 0.11508 | 0.056743 | 0 | 0.45971 | 0.18742 | 3.782 | -4.0019 | 23.539 | -0.21075 | 0 | 0.52614 | 0 | 1.6728 | 0.20477
2025_05_02 Hr 01 | 0 | 0 | 0 | 0 | 0 | 0 | 0 | 0 | 0 | 0 | 0 | 0.02402 | 2.01 | 0.041935 | 0.9458 | 0.94593 | 1.0224 | 0 | 0.0064686 | 0.0049984 | 0.013303 | 0.077119 | 0 | 0.030765 | 0.017896 | 0.039087 | 0 | 4.5581 | 2.0585 | 0 | 0.41795 | 0.81115 | 0 | 0 | 0 | 0 | -18.7129 | 0.055558 | 0 | 0.0035765 | 0 | -0.091784 | 0 | 0 | 0 | 0 | 0 | 0 | 0 | 0 | 2.1197 | 0.012019 | 9.8343e-05 | 0 | 1.822 | 0 | 0 | 0 | 2.3112 | 7.5113 | 1.2254 | 3.0551 | 0.11508 | 0.056743 | 0 | 0.45971 | 0.18742 | 3.782 | 11.8364 | 23.1298 | -0.091784 | 0 | 0.52614 | 0 | 1.6728 | 0.21454
2025_05_02 Hr 02 | 0 | 0 | 0 | 0 | 0 | 0 | 0 | 0 | 0 | 0 | 0 | 0.02402 | 1.89 | 0.0037588 | 0.39438 | 0.39438 | 1.0074 | 0 | 0.0064686 | 0.0049984 | 0.013303 | 0.077119 | 0 | 0.030765 | 0.017896 | 0.037413 | 0 | 4.2109 | 2.0585 | 0 | 0.37751 | 0.81115 | 0 | 0 | 0 | 0 | -1.5846 | 0.055558 | 0 | 0.00034093 | 0 | -0.0068495 | 0 | 0 | 0 | 0 | 0 | 0 | 0 | 0 | 2.2577 | 0.012019 | 9.8343e-05 | 0 | 1.822 | 0 | 0 | 0 | 2.433 | 6.0445 | 1.2254 | 3.0551 | 0.11508 | 0.056743 | 0 | 0.45971 | 0.18742 | 3.782 | 27.6427 | 23.1897 | -0.0068495 | 0 | 0.52614 | 0 | 1.6728 | 0.21327
2025_05_02 Hr 03 | 0 | 0 | 0 | 0 | 0 | 0 | 0 | 0 | 0 | 0 | 0 | 0.02402 | 1.86 | 0.0071972 | 0.39438 | 0.39438 | 1.0074 | 0 | 0.0064686 | 0.0049984 | 0.013303 | 0.077119 | 0 | 0.030765 | 0.017896 | 0.037413 | 0 | 4.2109 | 2.0585 | 0 | 0.37751 | 0.81115 | 0 | 0 | 0 | 0 | -3.0797 | 0.055558 | 0 | 0.00066333 | 0 | -0.015313 | 0 | 0 | 0 | 0 | 0 | 0 | 0 | 0 | 1.7132 | 0.012019 | 9.8343e-05 | 0 | 1.822 | 0 | 0 | 0 | 2.3112 | 6.0445 | 1.2254 | 3.0551 | 0.11508 | 0.056743 | 0 | 0.45971 | 0.18742 | 3.782 | 25.4462 | 22.4967 | -0.015313 | 0 | 0.52614 | 0 | 1.6728 | 0.21319
2025_05_02 Hr 04 | 0 | 0 | 0 | 0 | 0 | 0 | 0 | 0 | 0 | 0 | 0 | 0.02402 | 1.56 | 0.034195 | 0.51778 | 0.51781 | 1.0972 | 0 | 0.0064686 | 0.0049984 | 0.013303 | 0.077119 | 0 | 0.030765 | 0.017896 | 0.047456 | 0 | 4.4638 | 2.0585 | 0 | 0.40696 | 0.81115 | 0 | 0 | 0 | 0 | -17.8289 | 0.055558 | 0 | 0.0037577 | 0 | -0.096541 | 0 | 0 | 0 | 0 | 0 | 0 | 0 | 0 | 1.0236 | 0.012019 | 9.8343e-05 | 0 | 1.822 | 0 | 0 | 0 | 1.8019 | 6.644 | 1.2254 | 3.0551 | 0.11508 | 0.056743 | 0 | 0.45971 | 0.18742 | 3.782 | 9.7729 | 21.0543 | -0.096541 | 0 | 0.52614 | 0 | 1.6728 | 0.21325
2025_05_02 Hr 05 | 0 | 0 | 0 | 0 | 0 | 0 | 0 | 0 | 0 | 0 | 0 | 0.02402 | 1.26 | 0.046319 | 0.88483 | 0.88469 | 1.5164 | 0 | 0.0064686 | 0.0049984 | 0.013303 | 0.077119 | 0 | 0.030765 | 0.017896 | 0.094497 | 0 | 5.0746 | 2.0585 | 0 | 0.47811 | 0.81115 | 0 | 0 | 0 | 0 | -34.445 | 0.055558 | 0 | 0.0063019 | 0 | -0.16332 | 0 | 0 | 0 | 0 | 0 | 0 | 0 | 0 | 0.95824 | 0.012019 | 9.8343e-05 | 0 | 1.822 | 0 | 0 | 0 | 1.741 | 8.455 | 1.2254 | 3.0551 | 0.11508 | 0.056743 | 0 | 0.45971 | 0.18742 | 3.782 | -5.4403 | 20.7131 | -0.16332 | 0 | 0.52614 | 0 | 1.6728 | 0.21502
2025_05_02 Hr 06 | 0 | 0 | 0 | 0 | 0 | 0 | 0 | 0 | 0 | 0 | 0 | 0.02402 | 1.02 | 0.027927 | 1.0884 | 1.0885 | 1.5663 | 0 | 0.0064686 | 0.0049984 | 0.013303 | 0.077119 | 0 | 0.030765 | 0.017896 | 0.10014 | 0 | 5.5998 | 2.0585 | 0 | 0.53929 | 0.81115 | 0 | 0 | 0 | 0 | -26.2974 | 0.055558 | 0 | 0.0046936 | 0 | -0.12111 | 0 | 0 | 0 | 0 | 0 | 0 | 0 | 0 | 0.82031 | 0.012019 | 9.8343e-05 | 0 | 1.822 | 0 | 0 | 0 | 1.4407 | 9.4431 | 1.2254 | 3.0551 | 0.11508 | 0.056743 | 0 | 0.45971 | 0.18742 | 3.782 | 3.1045 | 20.0799 | -0.12111 | 0 | 0.52614 | 0 | 1.6728 | 0.21726
2025_05_02 Hr 07 | 0.1586 | 0 | 0 | 0 | 0 | 0 | 0 | 0 | 0 | 0 | 0 | 0.02402 | 1.05 | 0.018982 | 1.1096 | 1.1096 | 0.97907 | 0 | 0.0064686 | 0.0049984 | 0.013303 | 0.077119 | 0 | 0.030765 | 0.017896 | 0.037413 | 0 | 4.1236 | 2.0585 | 0 | 0.36967 | 0.81115 | 0 | 0 | 0 | 0 | -14.6307 | 0.055558 | 0 | 0.0030991 | 0 | -0.079251 | 0 | 0 | 0 | 0 | 0 | 0 | 0 | 0 | 0.95824 | 0.012019 | 9.8343e-05 | 0 | 1.822 | 0 | 0 | 0 | 1.1403 | 7.3592 | 1.2254 | 3.0551 | 0.11508 | 0.056743 | -0.1586 | 0.45971 | 0.18742 | 3.782 | 12.4226 | 19.932 | -0.23785 | 0 | 0.52614 | 0 | 1.6728 | 0.22172
2025_05_02 Hr 08 | 0.56741 | 4.302e-07 | 0 | 0 | 0 | 0 | 0 | 0 | 0 | 0 | 0 | 0.02402 | 1.11 | 0.014856 | 0.39438 | 0.39438 | 0.97907 | 0 | 0.0064686 | 0.0049984 | 0.013303 | 0.077119 | 0 | 0.030765 | 0.017896 | 0.037413 | 0 | 0 | 2.0585 | 0 | 0 | 0.81115 | 0 | 0 | 0 | 0 | -5.5309 | 0.055558 | 0 | 0.026959 | 0 | -0.058128 | 0 | 0 | 0 | 0 | 0 | 0 | 0 | 0 | 0.75498 | 0.012019 | 9.8343e-05 | 0 | 1.822 | 0 | 0 | 0 | 0.77909 | 1.8053 | 1.2254 | 3.0551 | 0.11508 | 0.056743 | -0.56741 | 0.45971 | 0.18742 | 3.782 | 15.1119 | 19.4631 | -0.62554 | 0 | 0.52614 | 0 | 1.6728 | 0.22232
2025_05_02 Hr 09 | 0.59022 | 1.3842e-05 | 0 | 0 | 0 | 0 | 0 | 0 | 0 | 0 | 0 | 0.02402 | 0.84 | 0.011669 | 0.39438 | 0.39438 | 0.97907 | 0 | 0.0064686 | 0.0049984 | 0.013303 | 0.077119 | 0 | 0.030765 | 0.017896 | 0.037413 | 0 | 0 | 2.0585 | 0 | 0 | 0.81115 | 0 | 0 | 0 | 0 | -4.7893 | 0.055558 | 0 | 0.027981 | 0 | -0.06041 | 0 | 0 | 0 | 0 | 0 | 0 | 0 | 0 | 0.54445 | 0.012019 | 9.8343e-05 | 0 | 1.822 | 0 | 0 | 0 | 0.60064 | 1.8053 | 1.2254 | 3.0551 | 0.11508 | 0.056743 | -0.59022 | 0.45971 | 0.18742 | 3.782 | 15.1888 | 18.8235 | -0.65063 | 0 | 0.52614 | 0 | 1.6728 | 0.22207
2025_05_02 Hr 10 | 0.63577 | 6.9338e-05 | 0 | 0 | 0 | 0 | 0 | 0 | 0 | 0 | 0 | 0.02402 | 0.69 | 0.0099562 | 0.40388 | 0.40389 | 0.97907 | 0 | 0.0064686 | 0.0049984 | 0.013303 | 0.077119 | 0 | 0.030765 | 0.017896 | 0.037413 | 0 | 0 | 2.0585 | 0 | 0 | 0.81115 | 0 | 0 | 0 | 0 | -4.3562 | 0.055558 | 0 | 0.029065 | 0 | -0.062832 | 0 | 0 | 0 | 0 | 0 | 0 | 0 | 0 | 0.41378 | 0.012019 | 9.8343e-05 | 0 | 1.822 | 0 | 0 | 0 | 0.36125 | 1.8243 | 1.2254 | 3.0551 | 0.11508 | 0.056743 | -0.63577 | 0.45971 | 0.18742 | 3.782 | 15.1161 | 18.3467 | -0.69861 | 0 | 0.52614 | 0 | 1.6728 | 0.2214
2025_05_02 Hr 11 | 0.79415 | 5.5847e-05 | 0 | 0 | 0 | 0 | 0 | 0 | 0 | 0 | 0 | 0.02402 | 0.75 | 0.0093748 | 0.39438 | 0.39438 | 0.97907 | 0 | 0.0064686 | 0.0049984 | 0.013303 | 0.077119 | 0 | 0.030765 | 0.017896 | 0.037413 | 0 | 0 | 2.0585 | 0 | 0 | 0.81115 | 0 | 0 | 0 | 0 | -3.6692 | 0.055558 | 0 | 0.025178 | 0 | -0.054149 | 0 | 0 | 0 | 0 | 0 | 0 | 0 | 0 | 0.34119 | 0.012019 | 9.8343e-05 | 0 | 1.822 | 0 | 0 | 0 | 0.50924 | 1.8053 | 1.2254 | 3.0551 | 0.11508 | 0.056743 | -0.79415 | 0.45971 | 0.18742 | 3.782 | 15.928 | 18.6403 | -0.8483 | 0 | 0.52614 | 0 | 1.6728 | 0.22188
2025_05_02 Hr 12 | 0.78871 | 6.8099e-05 | 0 | 0 | 0 | 0 | 0 | 0 | 0 | 0 | 0 | 0.02402 | 1.14 | 0.012107 | 0.39438 | 0.39438 | 0.97907 | 0 | 0.0064686 | 0.0049984 | 0.013303 | 0.077119 | 0 | 0.030765 | 0.017896 | 0.037413 | 0 | 0 | 2.0585 | 0 | 0 | 0.81115 | 0 | 0 | 0 | 0 | -3.3215 | 0.055558 | 0 | 0.021391 | 0 | -0.045689 | 0 | 0 | 0 | 0 | 0 | 0 | 0 | 0 | 0.54445 | 0.012019 | 9.8343e-05 | 0 | 1.822 | 0 | 0 | 0 | 1.0185 | 1.8053 | 1.2254 | 3.0551 | 0.11508 | 0.056743 | -0.78871 | 0.45971 | 0.18742 | 3.782 | 17.3885 | 19.7392 | -0.83439 | 0 | 0.52614 | 0 | 1.6728 | 0.22095
2025_05_02 Hr 13 | 0.72056 | 9.353e-05 | 0 | 0 | 0 | 0 | 0 | 0 | 0 | 0 | 0 | 0.02402 | 1.56 | 0.014714 | 0.39438 | 0.39438 | 0.97907 | 0 | 0.0064686 | 0.0049984 | 0.013303 | 0.077119 | 0 | 0.030765 | 0.017896 | 0.037413 | 0 | 0 | 2.0585 | 0 | 0 | 0.81115 | 0 | 0 | 0 | 0 | -3.1532 | 0.055558 | 0 | 0.018999 | 0 | -0.040345 | 0 | 0 | 0 | 0 | 0 | 0 | 0 | 0 | 0.41378 | 0.012019 | 9.8343e-05 | 0 | 1.822 | 0 | 0 | 0 | 1.4102 | 1.8053 | 1.2254 | 3.0551 | 0.11508 | 0.056743 | -0.72056 | 0.45971 | 0.18742 | 3.782 | 18.2453 | 20.3541 | -0.7609 | 0 | 0.52614 | 0 | 1.6728 | 0.22031
2025_05_02 Hr 14 | 0.77933 | 6.5296e-05 | 0 | 0 | 0 | 0 | 0 | 0 | 0 | 0 | 0 | 0.02402 | 1.32 | 0.012386 | 0.39438 | 0.39438 | 0.97907 | 0 | 0.0064686 | 0.0049984 | 0.013303 | 0.077119 | 0 | 0.030765 | 0.017896 | 0.037413 | 0 | 0 | 2.0585 | 0 | 0 | 0.81115 | 0 | 0 | 0 | 0 | -3.05 | 0.055558 | 0 | 0.0189 | 0 | -0.040124 | 0 | 0 | 0 | 0 | 0 | 0 | 0 | 0 | 0.41378 | 0.012019 | 9.8343e-05 | 0 | 1.822 | 0 | 0 | 0 | 1.5016 | 1.8053 | 1.2254 | 3.0551 | 0.11508 | 0.056743 | -0.77933 | 0.45971 | 0.18742 | 3.782 | 18.1971 | 20.2613 | -0.81946 | 0 | 0.52614 | 0 | 1.6728 | 0.21965
2025_05_02 Hr 15 | 0.76103 | 7.5636e-05 | 0 | 0 | 0 | 0 | 0 | 0 | 0 | 0 | 0 | 0.02402 | 1.26 | 0.011742 | 0.39438 | 0.39438 | 0.97907 | 0 | 0.0064686 | 0.0049984 | 0.013303 | 0.077119 | 0 | 0.030765 | 0.017896 | 0.037413 | 0 | 0 | 2.0585 | 0 | 0 | 0.81115 | 0 | 0 | 0 | 0 | -3.2019 | 0.055558 | 0 | 0.018772 | 0 | -0.039837 | 0 | 0 | 0 | 0 | 0 | 0 | 0 | 0 | 0.82031 | 0.012019 | 9.8343e-05 | 0 | 1.822 | 0 | 0 | 0 | 1.6496 | 1.8053 | 1.2254 | 3.0551 | 0.11508 | 0.056743 | -0.76103 | 0.45971 | 0.18742 | 3.782 | 18.5389 | 20.7364 | -0.80086 | 0 | 0.52614 | 0 | 1.6728 | 0.21927
2025_05_02 Hr 16 | 0.65801 | 0.00034713 | 0 | 0 | 0 | 0 | 0 | 0 | 0 | 0 | 0 | 0.02402 | 1.05 | 0.038244 | 0.51778 | 0.5178 | 1.2895 | 0 | 0.0064686 | 0.0049984 | 0.013303 | 0.077119 | 0 | 0.030765 | 0.017896 | 0.073427 | 0 | 0 | 2.0585 | 0 | 0 | 0.81115 | 0 | 0 | 0 | 0 | -14.1379 | 0.055558 | 0 | 0.073367 | 0 | -0.1618 | 0 | 0 | 0 | 0 | 0 | 0 | 0 | 0 | 0.41378 | 0.012019 | 9.8343e-05 | 0 | 1.822 | 0 | 0 | 0 | 1.593 | 2.3985 | 1.2254 | 3.0551 | 0.11508 | 0.056743 | -0.65801 | 0.45971 | 0.18742 | 3.782 | 7.4284 | 19.9876 | -0.81981 | 0 | 0.52614 | 0 | 1.6728 | 0.21981
2025_05_02 Hr 17 | 0.65219 | 9.1535e-05 | 0 | 0 | 0 | 0 | 0 | 0 | 0 | 0 | 0 | 0.02402 | 1.11 | 0.013282 | 0.39913 | 0.39914 | 0.97907 | 0 | 0.0064686 | 0.0049984 | 0.013303 | 0.077119 | 0 | 0.030765 | 0.017896 | 0.037413 | 0 | 0 | 2.0585 | 0 | 0 | 0.81115 | 0 | 0 | 0 | 0 | -3.9432 | 0.055558 | 0 | 0.024102 | 0 | -0.051744 | 0 | 0 | 0 | 0 | 0 | 0 | 0 | 0 | 0.75498 | 0.012019 | 9.8343e-05 | 0 | 1.822 | 0 | 0 | 0 | 1.593 | 1.8148 | 1.2254 | 3.0551 | 0.11508 | 0.056743 | -0.65219 | 0.45971 | 0.18742 | 3.782 | 17.5249 | 20.3573 | -0.70394 | 0 | 0.52614 | 0 | 1.6728 | 0.21933
2025_05_02 Hr 18 | 0.65793 | 8.062e-05 | 0 | 0 | 0 | 0 | 0 | 0 | 0 | 0 | 0 | 0.02402 | 1.38 | 0.028724 | 0.51778 | 0.51781 | 1.1175 | 0 | 0.0064686 | 0.0049984 | 0.013303 | 0.077119 | 0 | 0.030765 | 0.017896 | 0.053515 | 0 | 0 | 2.0585 | 0 | 0 | 0.81115 | 0 | 0 | 0 | 0 | -7.0318 | 0.055558 | 0 | 0.041927 | 0 | -0.091566 | 0 | 0 | 0 | 0 | 0 | 0 | 0 | 0 | 1.0236 | 0.012019 | 9.8343e-05 | 0 | 1.822 | 0 | 0 | 0 | 1.1403 | 2.2066 | 1.2254 | 3.0551 | 0.11508 | 0.056743 | -0.65793 | 0.45971 | 0.18742 | 3.782 | 14.8887 | 20.4634 | -0.7495 | 0 | 0.52614 | 0 | 1.6728 | 0.21835
2025_05_02 Hr 19 | 0.318 | 5.6386e-05 | 0 | 0 | 0 | 0 | 0 | 0 | 0 | 0 | 0 | 0.02402 | 1.35 | 0.036434 | 0.74558 | 0.7457 | 1.3877 | 0 | 0.0064686 | 0.0049984 | 0.013303 | 0.077119 | 0 | 0.030765 | 0.017896 | 0.084876 | 0 | 0 | 2.0585 | 0 | 0 | 0.81115 | 0 | 0 | 0 | 0 | -11.5126 | 0.055558 | 0 | 0.054362 | 0 | -0.11935 | 0 | 0 | 0 | 0 | 0 | 0 | 0 | 0 | 1.5753 | 0.012019 | 9.8343e-05 | 0 | 1.822 | 0 | 0 | 0 | 1.2622 | 2.9639 | 1.2254 | 3.0551 | 0.11508 | 0.056743 | -0.318 | 0.45971 | 0.18742 | 3.782 | 11.7894 | 20.7755 | -0.43734 | 0 | 0.52614 | 0 | 1.6728 | 0.21906
2025_05_02 Hr 20 | 0.022885 | 3.2166e-05 | 0 | 0 | 0 | 0 | 0 | 0 | 0 | 0 | 0 | 0.02402 | 1.26 | 0.037085 | 0.97339 | 0.97359 | 1.5196 | 0 | 0.0064686 | 0.0049984 | 0.013303 | 0.077119 | 0 | 0.030765 | 0.017896 | 0.10014 | 0 | 0 | 2.0585 | 0 | 0 | 0.81115 | 0 | 0 | 0 | 0 | -13.6214 | 0.055558 | 0 | 0.059286 | 0 | -0.13035 | 0 | 0 | 0 | 0 | 0 | 0 | 0 | 0 | 2.1197 | 0.012019 | 9.8343e-05 | 0 | 1.822 | 0 | 0 | 0 | 1.2013 | 3.5667 | 1.2254 | 3.0551 | 0.11508 | 0.056743 | -0.022885 | 0.45971 | 0.18742 | 3.782 | 10.665 | 20.873 | -0.15323 | 0 | 0.52614 | 0 | 1.6728 | 0.21755
2025_05_02 Hr 21 | 0 | 2.5924e-06 | 0 | 0 | 0 | 0 | 0 | 0 | 0 | 0 | 0 | 0.02402 | 1.05 | 0.033875 | 1.1085 | 1.1085 | 1.5196 | 0 | 0.0064686 | 0.0049984 | 0.013303 | 0.077119 | 0 | 0.030765 | 0.017896 | 0.10014 | 0 | 0 | 2.0585 | 0 | 0 | 0.81115 | 0 | 0 | 0 | 0 | -17.6 | 0.055558 | 0 | 0.064984 | 0 | -0.14308 | 0 | 0 | 0 | 0 | 0 | 0 | 0 | 0 | 2.9473 | 0.012019 | 9.8343e-05 | 0 | 1.822 | 0 | 0 | 0 | 1.6191 | 3.8368 | 1.2254 | 3.0551 | 0.11508 | 0.056743 | 0 | 0.45971 | 0.18742 | 3.782 | 7.9779 | 21.8842 | -0.14308 | 0 | 0.52614 | 0 | 1.6728 | 0.21951
2025_05_02 Hr 22 | 0 | 0 | 0 | 0 | 0 | 0 | 0 | 0 | 0 | 0 | 0 | 0.02402 | 0.9 | 0.027225 | 1.1096 | 1.1096 | 1.5196 | 0 | 0.0064686 | 0.0049984 | 0.013303 | 0.077119 | 0 | 0.030765 | 0.017896 | 0.10014 | 0 | 0 | 2.0585 | 0 | 0 | 0.81115 | 0 | 0 | 0 | 0 | -17.0526 | 0.055558 | 0 | 0.060932 | 0 | -0.13403 | 0 | 0 | 0 | 0 | 0 | 0 | 0 | 0 | 3.2159 | 0.012019 | 9.8343e-05 | 0 | 1.822 | 0 | 0 | 0 | 1.5321 | 3.8389 | 1.2254 | 3.0551 | 0.11508 | 0.056743 | 0 | 0.45971 | 0.18742 | 3.782 | 8.5603 | 21.9081 | -0.13403 | 0 | 0.52614 | 0 | 1.6728 | 0.21844
2025_05_02 Hr 23 | 0 | 0 | 0 | 0 | 0 | 0 | 0 | 0 | 0 | 0 | 0 | 0.02402 | 0.99 | 0.06358 | 1.1096 | 1.1096 | 1.5663 | 0 | 0.0064686 | 0.0049984 | 0.013303 | 0.077119 | 0 | 0.030765 | 0.017896 | 0.10014 | 0 | 12.1536 | 2.0585 | 0 | 0.46463 | 0.81115 | 0 | 0 | 0 | 0 | -52.108 | 0.055558 | 0 | 0.010363 | 0 | -0.2869 | 0 | 0 | 0 | 0 | 0 | 0 | 0 | 0 | 2.9473 | 0.012019 | 9.8343e-05 | 0 | 1.822 | 0 | 1.6619 | 0 | 1.5016 | 9.2545 | 1.2254 | 3.0551 | 0.11508 | 0.056743 | 0 | 0.45971 | 0.18742 | 3.782 | -20.9428 | 22.1976 | -0.2869 | 0 | 0.52614 | 0 | 1.6728 | 0.2161
2025_05_02 Hr 24 | 0 | 0 | 0 | 0.06034 | 0.057544 | 0.057737 | 0.06322 | 0.059888 | 0.06322 | 0 | 0 | 0.02402 | 1.8 | 0.17231 | 1.1096 | 1.1096 | 1.5663 | 0 | 0.0064686 | 0.0049984 | 0.013303 | 0.077119 | 0 | 0.030765 | 0.017896 | 0.10014 | 0.22209 | 5.5998 | 2.0585 | 0 | 0.53929 | 0.81115 | 0 | 0 | 0 | 0 | -91.1097 | 0.055558 | 0 | 0.0075838 | 0 | -0.42868 | 0 | 0 | 0 | 0 | 0 | 0 | 0 | 0 | 3.4918 | 0.012019 | 9.8343e-05 | 0 | 1.822 | 0 | 2.801 | 0 | 0.84002 | 11.4689 | 1.2254 | 3.0551 | 0.11508 | 0.056743 | 0 | 0.45971 | 0.18742 | 3.782 | -56.9974 | 23.0721 | -0.42868 | 0 | 0.52614 | 0 | 1.6728 | 0.21424
2025_05_03 Hr 01 | 0 | 0 | 0 | 0.12068 | 0.11509 | 0.11547 | 0.12644 | 0.11978 | 0.12644 | 0 | 0 | 0.02402 | 1.86 | 0.10781 | 1.1096 | 1.1096 | 1.5663 | 0 | 0.0064686 | 0.0049984 | 0.013303 | 0.077119 | 0 | 0.030765 | 0.017896 | 0.10014 | 0.28976 | 5.5998 | 2.0585 | 0 | 0.53929 | 0.81115 | 0 | 0 | 0 | 0 | -52.2264 | 0.055558 | 0 | 0.003105 | 0 | -0.25872 | 0 | 0 | 0 | 0 | 0 | 0 | 0 | 0 | 3.9055 | 0.012019 | 9.8343e-05 | 0 | 1.822 | 0 | 3.0357 | 0 | 1.0794 | 13.5348 | 1.2254 | 3.0551 | 0.11508 | 0.056743 | 0 | 0.45971 | 0.18742 | 3.782 | -15.2352 | 23.7152 | -0.25872 | 0 | 0.52614 | 0 | 1.6728 | 0.20867
2025_05_03 Hr 02 | 0 | 0 | 0 | 0.12068 | 0.11509 | 0.11547 | 0.12644 | 0.11978 | 0.12644 | 0 | 0 | 0.02402 | 0.93 | 0.049687 | 1.1096 | 1.1096 | 1.5663 | 0 | 0.0064686 | 0.0049984 | 0.013303 | 0.077119 | 0 | 0.030765 | 0.017896 | 0.10014 | 0.28976 | 5.5998 | 2.0585 | 0 | 0.53929 | 0.81115 | 0 | 0 | 0 | 0 | -46.8676 | 0.055558 | 0 | 0.0028622 | 0 | -0.23832 | 0 | 0 | 0 | 0 | 0 | 0 | 0 | 0 | 4.1088 | 0.012019 | 9.8343e-05 | 0 | 1.822 | 0 | 3.0357 | 0 | 1.2317 | 13.5348 | 1.2254 | 3.0551 | 0.11508 | 0.056743 | 0 | 0.45971 | 0.18742 | 3.782 | -10.4891 | 23.082 | -0.23832 | 0 | 0.52614 | 0 | 1.6728 | 0.20809
2025_05_03 Hr 03 | 0 | 0 | 0 | 0.12068 | 0.11509 | 0.11547 | 0.12644 | 0.11978 | 0.12644 | 0 | 0 | 0.02402 | 0.24 | 0.012388 | 1.1096 | 1.1096 | 1.5663 | 0 | 0.0064686 | 0.0049984 | 0.013303 | 0.077119 | 0 | 0.030765 | 0.017896 | 0.10014 | 0.28976 | 5.5998 | 2.0585 | 0 | 0.53929 | 0.81115 | 0 | 0 | 0 | 0 | -44.8496 | 0.055558 | 0 | 0.0027651 | 0 | -0.23017 | 0 | 0 | 0 | 0 | 0 | 0 | 0 | 0 | 4.1088 | 0.012019 | 9.8343e-05 | 0 | 1.822 | 0 | 3.0357 | 0 | 1.1708 | 13.5348 | 1.2254 | 3.0551 | 0.11508 | 0.056743 | 0 | 0.45971 | 0.18742 | 3.782 | -9.251 | 22.294 | -0.23017 | 0 | 0.52614 | 0 | 1.6728 | 0.20831
2025_05_03 Hr 04 | 0 | 0 | 0 | 0.12068 | 0 | 0 | 0.12644 | 0.11978 | 0.12644 | 0 | 0 | 0.02402 | 0.18 | 0.0085588 | 1.1096 | 1.1096 | 1.5663 | 0 | 0.0064686 | 0.0049984 | 0.013303 | 0.077119 | 0 | 0.030765 | 0.017896 | 0.10014 | 0 | 5.5998 | 2.0585 | 0 | 0.53929 | 0.81115 | 0 | 0 | 0 | 0 | -40.8522 | 0.055558 | 0 | 0.0035662 | 0 | -0.21187 | 0 | 0 | 0 | 0 | 0 | 0 | 0 | 0 | 4.0435 | 0.012019 | 9.8343e-05 | 0 | 1.822 | 0 | 3.0357 | 0 | 1.3188 | 13.0144 | 1.2254 | 3.0551 | 0.11508 | 0.056743 | 0 | 0.45971 | 0.18742 | 3.782 | -5.7369 | 22.3128 | -0.21187 | 0 | 0.52614 | 0 | 1.6728 | 0.20819
2025_05_03 Hr 05 | 0 | 0 | 0 | 0.12068 | 0 | 0 | 0.12644 | 0.11978 | 0.12644 | 0 | 0 | 0.02402 | 0.21 | 0.010239 | 1.1096 | 1.1096 | 1.5663 | 0 | 0.0064686 | 0.0049984 | 0.013303 | 0.077119 | 0 | 0.030765 | 0.017896 | 0.10014 | 0 | 5.5998 | 2.0585 | 0 | 0.53929 | 0.81115 | 0 | 0 | 0 | 0 | -43.7454 | 0.055558 | 0 | 0.0036569 | 0 | -0.21732 | 0 | 0 | 0 | 0 | 0 | 0 | 0 | 0 | 4.1088 | 0.012019 | 9.8343e-05 | 0 | 1.822 | 0 | 3.0357 | 0 | 1.593 | 13.0144 | 1.2254 | 3.0551 | 0.11508 | 0.056743 | 0 | 0.45971 | 0.18742 | 3.782 | -8.2635 | 22.6848 | -0.21732 | 0 | 0.52614 | 0 | 1.6728 | 0.20897
2025_05_03 Hr 06 | 0 | 0 | 0 | 0 | 0 | 0 | 0 | 0 | 0 | 0 | 0 | 0.02402 | 0.42 | 0.018024 | 1.1096 | 1.1096 | 1.5663 | 0 | 0.0064686 | 0.0049984 | 0.013303 | 0.077119 | 0 | 0.030765 | 0.017896 | 0.10014 | 0 | 5.5998 | 2.0585 | 0 | 0.53929 | 0.81115 | 0 | 0 | 0 | 0 | -39.1219 | 0.055558 | 0 | 0.0050578 | 0 | -0.19102 | 0 | 0 | 0 | 0 | 0 | 0 | 0 | 0 | 4.45 | 0.012019 | 9.8343e-05 | 0 | 1.822 | 0 | 2.8215 | 0 | 1.741 | 12.3069 | 1.2254 | 3.0551 | 0.11508 | 0.056743 | 0 | 0.45971 | 0.18742 | 3.782 | -3.6138 | 23.3921 | -0.19102 | 0 | 0.52614 | 0 | 1.6728 | 0.20937
2025_05_03 Hr 07 | 0.29569 | 0 | 0 | 0 | 0 | 0 | 0 | 0 | 0 | 0 | 0 | 0.02402 | 0.78 | 0.020679 | 0.87118 | 0.87118 | 1.2043 | 0 | 0.0064686 | 0.0049984 | 0.013303 | 0.077119 | 0 | 0.030765 | 0.017896 | 0.063547 | 0 | 4.816 | 2.0585 | 0 | 0.44889 | 0.81115 | 0 | 0 | 0 | 0 | -23.6672 | 0.055558 | 0 | 0.0045449 | 0 | -0.1172 | 0 | 0 | 0 | 0 | 0 | 0 | 0 | 0 | 4.2467 | 0.012019 | 9.8343e-05 | 0 | 1.822 | 0 | 0 | 0 | 1.8629 | 7.8262 | 1.2254 | 3.0551 | 0.11508 | 0.056743 | -0.29569 | 0.45971 | 0.18742 | 3.782 | 7.6263 | 23.8802 | -0.4129 | 0 | 0.52614 | 0 | 1.6728 | 0.21093
2025_05_03 Hr 08 | 0.75536 | 0 | 0 | 0 | 0 | 0 | 0 | 0 | 0 | 0 | 0 | 0.02402 | 0.72 | 0.014909 | 0.48139 | 0.48143 | 1.1109 | 0 | 0.0064686 | 0.0049984 | 0.013303 | 0.077119 | 0 | 0.030765 | 0.017896 | 0.052715 | 0 | 4.2382 | 2.0585 | 0 | 0.38278 | 0.81115 | 0 | 0 | 0 | 0 | -14.2888 | 0.055558 | 0 | 0.0035499 | 0 | -0.091084 | 0 | 0 | 0 | 0 | 0 | 0 | 0 | 0 | 3.2159 | 0.012019 | 9.8343e-05 | 0 | 1.822 | 0 | 0 | 0 | 1.3493 | 6.3646 | 1.2254 | 3.0551 | 0.11508 | 0.056743 | -0.75536 | 0.45971 | 0.18742 | 3.782 | 13.8942 | 22.6647 | -0.84644 | 0 | 0.52614 | 0 | 1.6728 | 0.21209
2025_05_03 Hr 09 | 0.81573 | 1.0868e-05 | 0 | 0 | 0 | 0 | 0 | 0 | 0 | 0 | 0 | 0.02402 | 1.23 | 0.024463 | 0.51778 | 0.51784 | 0.97907 | 0 | 0.0064686 | 0.0049984 | 0.013303 | 0.077119 | 0 | 0.030765 | 0.017896 | 0.037413 | 0 | 4.1465 | 2.0585 | 0 | 0.3723 | 0.81115 | 0 | 0 | 0 | 0 | -12.9898 | 0.055558 | 0 | 0.0034095 | 0 | -0.087399 | 0 | 0 | 0 | 0 | 0 | 0 | 0 | 0 | 3.6297 | 0.012019 | 9.8343e-05 | 0 | 1.822 | 0 | 0 | 0 | 1.2317 | 6.1986 | 1.2254 | 3.0551 | 0.11508 | 0.056743 | -0.81573 | 0.45971 | 0.18742 | 3.782 | 15.8381 | 23.5325 | -0.90313 | 0 | 0.52614 | 0 | 1.6728 | 0.21412
2025_05_03 Hr 10 | 0.81159 | 2.6747e-05 | 0 | 0 | 0 | 0 | 0 | 0 | 0 | 0 | 0 | 0.02402 | 1.68 | 0.026131 | 0.47665 | 0.4767 | 0.97907 | 0 | 0.0064686 | 0.0049984 | 0.013303 | 0.077119 | 0 | 0.030765 | 0.017896 | 0.037413 | 0 | 4.1236 | 2.0585 | 0 | 0.36967 | 0.81115 | 0 | 0 | 0 | 0 | -9.7567 | 0.055558 | 0 | 0.0026664 | 0 | -0.067893 | 0 | 0 | 0 | 0 | 0 | 0 | 0 | 0 | 3.4264 | 0.012019 | 9.8343e-05 | 0 | 1.822 | 0 | 0 | 0 | 1.5625 | 6.0934 | 1.2254 | 3.0551 | 0.11508 | 0.056743 | -0.81159 | 0.45971 | 0.18742 | 3.782 | 19.5624 | 24.1051 | -0.87948 | 0 | 0.52614 | 0 | 1.6728 | 0.21431
2025_05_03 Hr 11 | 0.80709 | 6.3724e-05 | 0 | 0 | 0 | 0 | 0 | 0 | 0 | 0 | 0 | 0.02402 | 1.53 | 0.025172 | 0.51778 | 0.51781 | 0.97907 | 0 | 0.0064686 | 0.0049984 | 0.013303 | 0.077119 | 0 | 0.030765 | 0.017896 | 0.037413 | 0 | 4.1236 | 2.0585 | 0 | 0.36967 | 0.81115 | 0 | 0 | 0 | 0 | -9.6201 | 0.055558 | 0 | 0.0028204 | 0 | -0.071936 | 0 | 0 | 0 | 0 | 0 | 0 | 0 | 0 | 3.078 | 0.012019 | 9.8343e-05 | 0 | 1.822 | 0 | 0 | 0 | 1.3493 | 6.1756 | 1.2254 | 3.0551 | 0.11508 | 0.056743 | -0.80709 | 0.45971 | 0.18742 | 3.782 | 19.0645 | 23.388 | -0.87902 | 0 | 0.52614 | 0 | 1.6728 | 0.21434
2025_05_03 Hr 12 | 0.80302 | 4.8967e-05 | 0 | 0 | 0 | 0 | 0 | 0 | 0 | 0 | 0 | 0.02402 | 1.59 | 0.018076 | 0.39597 | 0.39597 | 0.97907 | 0 | 0.0064686 | 0.0049984 | 0.013303 | 0.077119 | 0 | 0.030765 | 0.017896 | 0.037413 | 0 | 4.1236 | 2.0585 | 0 | 0.36967 | 0.81115 | 0 | 0 | 0 | 0 | -6.2319 | 0.055558 | 0 | 0.0019489 | 0 | -0.04906 | 0 | 0 | 0 | 0 | 0 | 0 | 0 | 0 | 2.5335 | 0.012019 | 9.8343e-05 | 0 | 1.822 | 0 | 0 | 0 | 1.2013 | 5.932 | 1.2254 | 3.0551 | 0.11508 | 0.056743 | -0.80302 | 0.45971 | 0.18742 | 3.782 | 21.5916 | 22.7436 | -0.85208 | 0 | 0.52614 | 0 | 1.6728 | 0.21351
2025_05_03 Hr 13 | 0.80701 | 0.00012383 | 0 | 0 | 0 | 0 | 0 | 0 | 0 | 0 | 0 | 0.02402 | 1.08 | 0.020803 | 0.53676 | 0.53685 | 1.0225 | 0 | 0.0064686 | 0.0049984 | 0.013303 | 0.077119 | 0 | 0.030765 | 0.017896 | 0.042445 | 0 | 4.2382 | 2.0585 | 0 | 0.38278 | 0.81115 | 0 | 0 | 0 | 0 | -10.9235 | 0.055558 | 0 | 0.0033021 | 0 | -0.084579 | 0 | 0 | 0 | 0 | 0 | 0 | 0 | 0 | 2.5335 | 0.012019 | 9.8343e-05 | 0 | 1.822 | 0 | 0 | 0 | 1.1403 | 6.3767 | 1.2254 | 3.0551 | 0.11508 | 0.056743 | -0.80701 | 0.45971 | 0.18742 | 3.782 | 16.7538 | 22.1922 | -0.89159 | 0 | 0.52614 | 0 | 1.6728 | 0.21318
2025_05_03 Hr 14 | 0.76517 | 0.00013079 | 0 | 0 | 0 | 0 | 0 | 0 | 0 | 0 | 0 | 0.02402 | 1.08 | 0.016935 | 0.43235 | 0.43237 | 0.97907 | 0 | 0.0064686 | 0.0049984 | 0.013303 | 0.077119 | 0 | 0.030765 | 0.017896 | 0.037413 | 0 | 4.135 | 2.0585 | 0 | 0.37099 | 0.81115 | 0 | 0 | 0 | 0 | -8.7092 | 0.055558 | 0 | 0.0026881 | 0 | -0.068463 | 0 | 0 | 0 | 0 | 0 | 0 | 0 | 0 | 2.4682 | 0.012019 | 9.8343e-05 | 0 | 1.822 | 0 | 0 | 0 | 1.4102 | 6.0162 | 1.2254 | 3.0551 | 0.11508 | 0.056743 | -0.76517 | 0.45971 | 0.18742 | 3.782 | 18.8124 | 22.339 | -0.83363 | 0 | 0.52614 | 0 | 1.6728 | 0.21299
2025_05_03 Hr 15 | 0.77926 | 0.00014057 | 0 | 0 | 0 | 0 | 0 | 0 | 0 | 0 | 0 | 0.02402 | 1.02 | 0.020845 | 0.63168 | 0.63173 | 0.97907 | 0 | 0.0064686 | 0.0049984 | 0.013303 | 0.077119 | 0 | 0.030765 | 0.017896 | 0.037413 | 0 | 4.1923 | 2.0585 | 0 | 0.37754 | 0.81115 | 0 | 0 | 0 | 0 | -12.775 | 0.055558 | 0 | 0.0035034 | 0 | -0.089864 | 0 | 0 | 0 | 0 | 0 | 0 | 0 | 0 | 2.6715 | 0.012019 | 9.8343e-05 | 0 | 1.822 | 0 | 0 | 0 | 1.6496 | 6.4722 | 1.2254 | 3.0551 | 0.11508 | 0.056743 | -0.77926 | 0.45971 | 0.18742 | 3.782 | 15.5743 | 22.7462 | -0.86912 | 0 | 0.52614 | 0 | 1.6728 | 0.21292
2025_05_03 Hr 16 | 0.78507 | 0.00013805 | 0 | 0 | 0 | 0 | 0 | 0 | 0 | 0 | 0 | 0.02402 | 1.05 | 0.020042 | 0.85948 | 0.85957 | 0.97907 | 0 | 0.0064686 | 0.0049984 | 0.013303 | 0.077119 | 0 | 0.030765 | 0.017896 | 0.037413 | 0 | 4.2955 | 2.0585 | 0 | 0.38934 | 0.81115 | 0 | 0 | 0 | 0 | -13.3051 | 0.055558 | 0 | 0.0032722 | 0 | -0.083795 | 0 | 0 | 0 | 0 | 0 | 0 | 0 | 0 | 4.1088 | 0.012019 | 9.8343e-05 | 0 | 1.822 | 0 | 0 | 0 | 1.7715 | 7.031 | 1.2254 | 3.0551 | 0.11508 | 0.056743 | -0.78507 | 0.45971 | 0.18742 | 3.782 | 17.2096 | 24.3526 | -0.86887 | 0 | 0.52614 | 0 | 1.6728 | 0.21332
2025_05_03 Hr 17 | 0.74976 | 7.3741e-05 | 0 | 0 | 0 | 0 | 0 | 0 | 0 | 0 | 0 | 0.02402 | 1.02 | 0.014312 | 0.42761 | 0.42762 | 0.97907 | 0 | 0.0064686 | 0.0049984 | 0.013303 | 0.077119 | 0 | 0.030765 | 0.017896 | 0.037413 | 0 | 4.1236 | 2.0585 | 0 | 0.36967 | 0.81115 | 0 | 0 | 0 | 0 | -8.5852 | 0.055558 | 0 | 0.0024054 | 0 | -0.061042 | 0 | 0 | 0 | 0 | 0 | 0 | 0 | 0 | 3.695 | 0.012019 | 9.8343e-05 | 0 | 1.822 | 0 | 0 | 0 | 1.6191 | 5.9953 | 1.2254 | 3.0551 | 0.11508 | 0.056743 | -0.74976 | 0.45971 | 0.18742 | 3.782 | 20.2952 | 23.6959 | -0.81081 | 0 | 0.52614 | 0 | 1.6728 | 0.21351
2025_05_03 Hr 18 | 0.80258 | 7.3008e-05 | 0 | 0 | 0 | 0 | 0 | 0 | 0 | 0 | 0 | 0.02402 | 0.87 | 0.016536 | 0.63168 | 0.63175 | 1.0225 | 0 | 0.0064686 | 0.0049984 | 0.013303 | 0.077119 | 0 | 0.030765 | 0.017896 | 0.042445 | 0 | 4.2382 | 2.0585 | 0 | 0.38278 | 0.81115 | 0 | 0 | 0 | 0 | -12.0808 | 0.055558 | 0 | 0.0032584 | 0 | -0.083433 | 0 | 0 | 0 | 0 | 0 | 0 | 0 | 0 | 4.3121 | 0.012019 | 9.8343e-05 | 0 | 1.822 | 0 | 0 | 0 | 1.3797 | 6.5665 | 1.2254 | 3.0551 | 0.11508 | 0.056743 | -0.80258 | 0.45971 | 0.18742 | 3.782 | 17.5917 | 23.992 | -0.88601 | 0 | 0.52614 | 0 | 1.6728 | 0.21382
2025_05_03 Hr 19 | 0.43148 | 2.7996e-05 | 0 | 0 | 0 | 0 | 0 | 0 | 0 | 0 | 0 | 0.02402 | 0.78 | 0.011613 | 0.43868 | 0.4387 | 0.97907 | 0 | 0.0064686 | 0.0049984 | 0.013303 | 0.077119 | 0 | 0.030765 | 0.017896 | 0.037413 | 0 | 4.1236 | 2.0585 | 0 | 0.36967 | 0.81115 | 0 | 0 | 0 | 0 | -8.81 | 0.055558 | 0 | 0.0025523 | 0 | -0.064899 | 0 | 0 | 0 | 0 | 0 | 0 | 0 | 0 | 4.3121 | 0.012019 | 9.8343e-05 | 0 | 1.822 | 0 | 0 | 0 | 1.2013 | 6.0174 | 1.2254 | 3.0551 | 0.11508 | 0.056743 | -0.43148 | 0.45971 | 0.18742 | 3.782 | 20.0456 | 23.3346 | -0.49638 | 0 | 0.52614 | 0 | 1.6728 | 0.21402
2025_05_03 Hr 20 | 0.045044 | 4.6209e-06 | 0 | 0 | 0 | 0 | 0 | 0 | 0 | 0 | 0 | 0.02402 | 0.75 | 0.0061612 | 0.39438 | 0.39438 | 0.97907 | 0 | 0.0064686 | 0.0049984 | 0.013303 | 0.077119 | 0 | 0.030765 | 0.017896 | 0.037413 | 0 | 4.1236 | 2.0585 | 0 | 0.36967 | 0.81115 | 0 | 0 | 0 | 0 | -4.7289 | 0.055558 | 0 | 0.0014083 | 0 | -0.034867 | 0 | 0 | 0 | 0 | 0 | 0 | 0 | 0 | 3.833 | 0.012019 | 9.8343e-05 | 0 | 1.822 | 0 | 0 | 0 | 1.1403 | 5.9288 | 1.2254 | 3.0551 | 0.11508 | 0.056743 | -0.045044 | 0.45971 | 0.18742 | 3.782 | 23.4925 | 22.3725 | -0.079911 | 0 | 0.52614 | 0 | 1.6728 | 0.21393
2025_05_03 Hr 21 | 0 | 6.9389e-07 | 0 | 0 | 0 | 0 | 0 | 0 | 0 | 0 | 0 | 0.02402 | 0.51 | 0.01101 | 0.49879 | 0.49882 | 1.156 | 0 | 0.0064686 | 0.0049984 | 0.013303 | 0.077119 | 0 | 0.030765 | 0.017896 | 0.057941 | 0 | 0 | 2.0585 | 0 | 0 | 0.81115 | 0 | 0 | 0 | 0 | -9.9681 | 0.055558 | 0 | 0.043484 | 0 | -0.095045 | 0 | 0 | 0 | 0 | 0 | 0 | 0 | 0 | 3.4264 | 0.012019 | 9.8343e-05 | 0 | 1.822 | 0 | 0 | 0 | 1.6801 | 2.2115 | 1.2254 | 3.0551 | 0.11508 | 0.056743 | 0 | 0.45971 | 0.18742 | 3.782 | 14.0048 | 21.8564 | -0.095045 | 0 | 0.52614 | 0 | 1.6728 | 0.21451
2025_05_03 Hr 22 | 0 | 0 | 0 | 0 | 0 | 0 | 0 | 0 | 0 | 0 | 0 | 0.02402 | 0.69 | 0.014471 | 0.51778 | 0.51783 | 1.0659 | 0 | 0.0064686 | 0.0049984 | 0.013303 | 0.077119 | 0 | 0.030765 | 0.017896 | 0.047488 | 0 | 0 | 2.0585 | 0 | 0 | 0.81115 | 0 | 0 | 0 | 0 | -10.1691 | 0.055558 | 0 | 0.042245 | 0 | -0.092278 | 0 | 0 | 0 | 0 | 0 | 0 | 0 | 0 | 3.6297 | 0.012019 | 9.8343e-05 | 0 | 1.822 | 0 | 0 | 0 | 2.2198 | 2.149 | 1.2254 | 3.0551 | 0.11508 | 0.056743 | 0 | 0.45971 | 0.18742 | 3.782 | 14.669 | 22.7814 | -0.092278 | 0 | 0.52614 | 0 | 1.6728 | 0.21301
2025_05_03 Hr 23 | 0 | 0 | 0 | 0 | 0 | 0 | 0 | 0 | 0 | 0 | 0 | 0.02402 | 0.9 | 0.031918 | 0.88483 | 0.88472 | 1.4549 | 0 | 0.0064686 | 0.0049984 | 0.013303 | 0.077119 | 0 | 0.030765 | 0.017896 | 0.092813 | 0 | 0 | 2.0585 | 0 | 0 | 0.81115 | 0 | 0 | 0 | 0 | -23.0326 | 0.055558 | 0 | 0.071365 | 0 | -0.15749 | 0 | 0 | 0 | 0 | 0 | 0 | 0 | 0 | 4.5879 | 0.012019 | 9.8343e-05 | 0 | 1.822 | 0 | 1.4457 | 0 | 2.581 | 3.5111 | 1.2254 | 3.0551 | 0.11508 | 0.056743 | 0 | 0.45971 | 0.18742 | 3.782 | 4.6477 | 24.3268 | -0.15749 | 0 | 0.52614 | 0 | 1.6728 | 0.21146
2025_05_03 Hr 24 | 0 | 0 | 0 | 0 | 0 | 0 | 0 | 0 | 0 | 0 | 0 | 0.02402 | 1.11 | 0.0011491 | 0.39438 | 0.39438 | 1.0074 | 0 | 0.0064686 | 0.0049984 | 0.013303 | 0.077119 | 0 | 0.030765 | 0.017896 | 0.037413 | 0 | 0 | 2.0585 | 0 | 0 | 0.81115 | 0 | 0 | 0 | 0 | -0.45942 | 0.055558 | 0 | 0.0020852 | 0 | -0.0025585 | 0 | 0 | 0 | 0 | 0 | 0 | 0 | 0 | 4.3121 | 0.012019 | 9.8343e-05 | 0 | 1.822 | 0 | 0 | 0 | 2.6115 | 1.8336 | 1.2254 | 3.0551 | 0.11508 | 0.056743 | 0 | 0.45971 | 0.18742 | 3.782 | 25.63 | 24.2584 | -0.0025585 | 0 | 0.52614 | 0 | 1.6728 | 0.20922
2025_05_04 Hr 01 | 0 | 0 | 0 | 0 | 0 | 0 | 0 | 0 | 0 | 0 | 0 | 0.02402 | 1.41 | -0.00019959 | 0.39438 | 0.39438 | 1.0074 | 0 | 0.0064686 | 0.0049984 | 0.013303 | 0.077119 | 0 | 0.030765 | 0.017896 | 0.037413 | 0 | 0 | 2.0585 | 0 | 0 | 0.81115 | 0 | 0 | 0 | 0 | 0.072398 | 0.055558 | 0 | -0.00028513 | 0 | 0.002737 | 0 | 0 | 0 | 0 | 0 | 0 | 0 | 0 | 3.695 | 0.012019 | 9.8343e-05 | 0 | 1.822 | 0 | 0 | 0 | 2.0413 | 1.8336 | 1.2254 | 3.0551 | 0.11508 | 0.056743 | 0 | 0.45971 | 0.18742 | 3.782 | 25.2755 | 23.3668 | 0.002737 | 0 | 0.52614 | 0 | 1.6728 | 0.20625
2025_05_04 Hr 02 | 0 | 0 | 0 | 0 | 0 | 0 | 0 | 0 | 0 | 0 | 0 | 0.02402 | 1.56 | 0.0094725 | 0.39438 | 0.39438 | 1.0074 | 0 | 0.0064686 | 0.0049984 | 0.013303 | 0.077119 | 0 | 0.030765 | 0.017896 | 0.037413 | 0 | 0 | 2.0585 | 0 | 0 | 0.81115 | 0 | 0 | 0 | 0 | -3.1169 | 0.055558 | 0 | 0.012231 | 0 | -0.025225 | 0 | 0 | 0 | 0 | 0 | 0 | 0 | 0 | 4.2467 | 0.012019 | 9.8343e-05 | 0 | 1.822 | 0 | 0 | 0 | 1.6496 | 1.8336 | 1.2254 | 3.0551 | 0.11508 | 0.056743 | 0 | 0.45971 | 0.18742 | 3.782 | 22.3771 | 23.6857 | -0.025225 | 0 | 0.52614 | 0 | 1.6728 | 0.20545
2025_05_04 Hr 03 | 0 | 0 | 0 | 0 | 0 | 0 | 0 | 0 | 0 | 0 | 0 | 0.02402 | 1.62 | 0.016747 | 0.39438 | 0.39438 | 1.0074 | 0 | 0.0064686 | 0.0049984 | 0.013303 | 0.077119 | 0 | 0.030765 | 0.017896 | 0.037413 | 0 | 0 | 2.0585 | 0 | 0 | 0.81115 | 0 | 0 | 0 | 0 | -5.1399 | 0.055558 | 0 | 0.020823 | 0 | -0.044419 | 0 | 0 | 0 | 0 | 0 | 0 | 0 | 0 | 4.5879 | 0.012019 | 9.8343e-05 | 0 | 1.822 | 0 | 0 | 0 | 0.87049 | 1.8336 | 1.2254 | 3.0551 | 0.11508 | 0.056743 | 0 | 0.45971 | 0.18742 | 3.782 | 19.9638 | 23.3145 | -0.044419 | 0 | 0.52614 | 0 | 1.6728 | 0.20487
2025_05_04 Hr 04 | 0 | 0 | 0 | 0 | 0 | 0 | 0 | 0 | 0 | 0 | 0 | 0.02402 | 2.28 | 0.047383 | 0.51778 | 0.51785 | 1.0074 | 0 | 0.0064686 | 0.0049984 | 0.013303 | 0.077119 | 0 | 0.030765 | 0.017896 | 0.037413 | 0 | 0 | 2.0585 | 0 | 0 | 0.81115 | 0 | 0 | 0 | 0 | -11.2557 | 0.055558 | 0 | 0.041861 | 0 | -0.09142 | 0 | 0 | 0 | 0 | 0 | 0 | 0 | 0 | 5.0017 | 0.012019 | 9.8343e-05 | 0 | 1.822 | 0 | 0 | 0 | 0.99236 | 2.0804 | 1.2254 | 3.0551 | 0.11508 | 0.056743 | 0 | 0.45971 | 0.18742 | 3.782 | 15.2738 | 24.5404 | -0.09142 | 0 | 0.52614 | 0 | 1.6728 | 0.20454
2025_05_04 Hr 05 | 0 | 0 | 0 | 0 | 0 | 0 | 0 | 0 | 0 | 0 | 0 | 0.02402 | 2.31 | 0.046918 | 0.74558 | 0.74572 | 1.0074 | 0 | 0.0064686 | 0.0049984 | 0.013303 | 0.077119 | 0 | 0.030765 | 0.017896 | 0.037413 | 0 | 0 | 2.0585 | 0 | 0 | 0.81115 | 0 | 0 | 0 | 0 | -11.7758 | 0.055558 | 0 | 0.040912 | 0 | -0.089299 | 0 | 0 | 0 | 0 | 0 | 0 | 0 | 0 | 4.45 | 0.012019 | 9.8343e-05 | 0 | 1.822 | 0 | 0 | 0 | 0.93143 | 2.5361 | 1.2254 | 3.0551 | 0.11508 | 0.056743 | 0 | 0.45971 | 0.18742 | 3.782 | 14.6286 | 23.9575 | -0.089299 | 0 | 0.52614 | 0 | 1.6728 | 0.20473
2025_05_04 Hr 06 | 0 | 0 | 0 | 0 | 0 | 0 | 0 | 0 | 0 | 0 | 0 | 0.02402 | 2.01 | 0.03394 | 0.75666 | 0.7568 | 1.0074 | 0 | 0.0064686 | 0.0049984 | 0.013303 | 0.077119 | 0 | 0.030765 | 0.017896 | 0.037413 | 0 | 0 | 2.0585 | 0 | 0 | 0.81115 | 0 | 0 | 0 | 0 | -9.5892 | 0.055558 | 0 | 0.034012 | 0 | -0.073885 | 0 | 0 | 0 | 0 | 0 | 0 | 0 | 0 | 3.6297 | 0.012019 | 9.8343e-05 | 0 | 1.822 | 0 | 0 | 0 | 0.96189 | 2.5583 | 1.2254 | 3.0551 | 0.11508 | 0.056743 | 0 | 0.45971 | 0.18742 | 3.782 | 15.752 | 22.8568 | -0.073885 | 0 | 0.52614 | 0 | 1.6728 | 0.20687
2025_05_04 Hr 07 | 0.34074 | 0 | 0 | 0 | 0 | 0 | 0 | 0 | 0 | 0 | 0 | 0.02402 | 1.17 | 0.010298 | 0.40862 | 0.40866 | 0.97907 | 0 | 0.0064686 | 0.0049984 | 0.013303 | 0.077119 | 0 | 0.030765 | 0.017896 | 0.037413 | 0 | 0 | 2.0585 | 0 | 0 | 0.81115 | 0 | 0 | 0 | 0 | -4.2244 | 0.055558 | 0 | 0.01773 | 0 | -0.03751 | 0 | 0 | 0 | 0 | 0 | 0 | 0 | 0 | 3.695 | 0.012019 | 9.8343e-05 | 0 | 1.822 | 0 | 0 | 0 | 1.1099 | 1.8338 | 1.2254 | 3.0551 | 0.11508 | 0.056743 | -0.34074 | 0.45971 | 0.18742 | 3.782 | 19.7785 | 22.5474 | -0.37825 | 0 | 0.52614 | 0 | 1.6728 | 0.20703
2025_05_04 Hr 08 | 0.74402 | -2.3963e-07 | 0 | 0 | 0 | 0 | 0 | 0 | 0 | 0 | 0 | 0.02402 | 0.84 | -0.012524 | 0.39438 | 0.39438 | 0.97907 | 0 | 0.0064686 | 0.0049984 | 0.013303 | 0.077119 | 0 | 0.030765 | 0.017896 | 0.037413 | 0 | 0 | 2.0585 | 0 | 0 | 0.81115 | 0 | 0 | 0 | 0 | 2.9183 | 0.055558 | 0 | -0.047286 | 0 | 0.069195 | 0 | 0 | 0 | 0 | 0 | 0 | 0 | 0 | 0 | 0.012019 | 9.8343e-05 | 0 | 1.822 | 0 | 0 | 0 | 0.87049 | 1.8053 | 1.2254 | 3.0551 | 0.11508 | 0.056743 | -0.74402 | 0.45971 | 0.18742 | 3.782 | 22.7141 | 18.6654 | -0.67483 | 0 | 0.52614 | 0 | 1.6728 | 0.20896
2025_05_04 Hr 09 | 0.82728 | -6.7474e-06 | 0 | 0 | 0 | 0 | 0 | 0 | 0 | 0 | 0 | 0.02402 | 0.54 | -0.0059661 | 0.39438 | 0.39438 | 0.97907 | 0 | 0.0064686 | 0.0049984 | 0.013303 | 0.077119 | 0 | 0.030765 | 0.017896 | 0.037413 | 0 | 0 | 2.0585 | 0 | 0 | 0.81115 | 0 | 0 | 0 | 0 | 1.6746 | 0.055558 | 0 | -0.035039 | 0 | 0.051818 | 0 | 0 | 0 | 0 | 0 | 0 | 0 | 0 | 0 | 0.012019 | 9.8343e-05 | 0 | 1.822 | 0 | 0 | 0 | 0.47877 | 1.8053 | 1.2254 | 3.0551 | 0.11508 | 0.056743 | -0.82728 | 0.45971 | 0.18742 | 3.782 | 20.7695 | 18.0651 | -0.77547 | 0 | 0.52614 | 0 | 1.6728 | 0.21059
2025_05_04 Hr 10 | 0.81159 | -3.4567e-05 | 0 | 0 | 0 | 0 | 0 | 0 | 0 | 0 | 0 | 0.02402 | 0.27 | -0.0052317 | 0.39438 | 0.39438 | 0.97907 | 0 | 0.0064686 | 0.0049984 | 0.013303 | 0.077119 | 0 | 0.030765 | 0.017896 | 0.037413 | 0 | 0 | 2.0585 | 0 | 0 | 0.81115 | 0 | 0 | 0 | 0 | 2.7871 | 0.055558 | 0 | -0.061452 | 0 | 0.089296 | 0 | 0 | 0 | 0 | 0 | 0 | 0 | 0 | 0 | 0.012019 | 9.8343e-05 | 0 | 1.822 | 0 | 0 | 0 | 0.36125 | 1.8053 | 1.2254 | 3.0551 | 0.11508 | 0.056743 | -0.81159 | 0.45971 | 0.18742 | 3.782 | 21.534 | 17.664 | -0.7223 | 0 | 0.52614 | 0 | 1.6728 | 0.212
2025_05_04 Hr 11 | 0.80709 | -3.9635e-05 | 0 | 0 | 0 | 0 | 0 | 0 | 0 | 0 | 0 | 0.02402 | 0.27 | -0.0045608 | 0.39438 | 0.39438 | 0.97907 | 0 | 0.0064686 | 0.0049984 | 0.013303 | 0.077119 | 0 | 0.030765 | 0.017896 | 0.037413 | 0 | 0 | 2.0585 | 0 | 0 | 0.81115 | 0 | 0 | 0 | 0 | 2.3405 | 0.055558 | 0 | -0.053571 | 0 | 0.078113 | 0 | 0 | 0 | 0 | 0 | 0 | 0 | 0 | 0 | 0.012019 | 9.8343e-05 | 0 | 1.822 | 0 | 0 | 0 | 0.47877 | 1.8053 | 1.2254 | 3.0551 | 0.11508 | 0.056743 | -0.80709 | 0.45971 | 0.18742 | 3.782 | 21.1947 | 17.7779 | -0.72897 | 0 | 0.52614 | 0 | 1.6728 | 0.21226
2025_05_04 Hr 12 | 0.81464 | -7.1082e-05 | 0 | 0 | 0 | 0 | 0 | 0 | 0 | 0 | 0 | 0.02402 | 0.15 | -0.0023779 | 0.39438 | 0.39438 | 0.97907 | 0 | 0.0064686 | 0.0049984 | 0.013303 | 0.077119 | 0 | 0.030765 | 0.017896 | 0.037413 | 0 | 0 | 2.0585 | 0 | 0 | 0.81115 | 0 | 0 | 0 | 0 | 1.9787 | 0.055558 | 0 | -0.050276 | 0 | 0.073437 | 0 | 0 | 0 | 0 | 0 | 0 | 0 | 0 | 0 | 0.012019 | 9.8343e-05 | 0 | 1.822 | 0 | 0 | 0 | 0.50924 | 1.8053 | 1.2254 | 3.0551 | 0.11508 | 0.056743 | -0.81464 | 0.45971 | 0.18742 | 3.782 | 20.7403 | 17.6975 | -0.74121 | 0 | 0.52614 | 0 | 1.6728 | 0.21167
2025_05_04 Hr 13 | 0.80701 | -5.9302e-05 | 0 | 0 | 0 | 0 | 0 | 0 | 0 | 0 | 0 | 0.02402 | 0.15 | -0.00205 | 0.39438 | 0.39438 | 0.97907 | 0 | 0.0064686 | 0.0049984 | 0.013303 | 0.077119 | 0 | 0.030765 | 0.017896 | 0.037413 | 0 | 0 | 2.0585 | 0 | 0 | 0.81115 | 0 | 0 | 0 | 0 | 1.4189 | 0.055558 | 0 | -0.043342 | 0 | 0.063599 | 0 | 0 | 0 | 0 | 0 | 0 | 0 | 0 | 0 | 0.012019 | 9.8343e-05 | 0 | 1.822 | 0 | 0 | 0 | 0.36125 | 1.8053 | 1.2254 | 3.0551 | 0.11508 | 0.056743 | -0.80701 | 0.45971 | 0.18742 | 3.782 | 20.0234 | 17.5426 | -0.74342 | 0 | 0.52614 | 0 | 1.6728 | 0.21206
2025_05_04 Hr 14 | 0.81036 | -3.6493e-05 | 0 | 0 | 0 | 0 | 0 | 0 | 0 | 0 | 0 | 0.02402 | 0.18 | -0.0027804 | 0.39438 | 0.39438 | 0.97907 | 0 | 0.0064686 | 0.0049984 | 0.013303 | 0.077119 | 0 | 0.030765 | 0.017896 | 0.037413 | 0 | 0 | 2.0585 | 0 | 0 | 0.81115 | 0 | 0 | 0 | 0 | 1.7689 | 0.055558 | 0 | -0.048988 | 0 | 0.07161 | 0 | 0 | 0 | 0 | 0 | 0 | 0 | 0 | 0 | 0.012019 | 9.8343e-05 | 0 | 1.822 | 0 | 0 | 0 | 0.36125 | 1.8053 | 1.2254 | 3.0551 | 0.11508 | 0.056743 | -0.81036 | 0.45971 | 0.18742 | 3.782 | 20.4106 | 17.5752 | -0.73875 | 0 | 0.52614 | 0 | 1.6728 | 0.21195
2025_05_04 Hr 15 | 0.81384 | -3.427e-05 | 0 | 0 | 0 | 0 | 0 | 0 | 0 | 0 | 0 | 0.02402 | 0.21 | -0.0031097 | 0.39438 | 0.39438 | 0.97907 | 0 | 0.0064686 | 0.0049984 | 0.013303 | 0.077119 | 0 | 0.030765 | 0.017896 | 0.037413 | 0 | 0 | 2.0585 | 0 | 0 | 0.81115 | 0 | 0 | 0 | 0 | 1.6528 | 0.055558 | 0 | -0.046963 | 0 | 0.068737 | 0 | 0 | 0 | 0 | 0 | 0 | 0 | 0 | 0 | 0.012019 | 9.8343e-05 | 0 | 1.822 | 0 | 0 | 0 | 0.30032 | 1.8053 | 1.2254 | 3.0551 | 0.11508 | 0.056743 | -0.81384 | 0.45971 | 0.18742 | 3.782 | 20.2608 | 17.5478 | -0.74511 | 0 | 0.52614 | 0 | 1.6728 | 0.21231
2025_05_04 Hr 16 | 0.77497 | -2.8475e-05 | 0 | 0 | 0 | 0 | 0 | 0 | 0 | 0 | 0 | 0.02402 | 0.6 | -0.0086427 | 0.39438 | 0.39438 | 0.97907 | 0 | 0.0064686 | 0.0049984 | 0.013303 | 0.077119 | 0 | 0.030765 | 0.017896 | 0.037413 | 0 | 0 | 2.0585 | 0 | 0 | 0.81115 | 0 | 0 | 0 | 0 | 2.9085 | 0.055558 | 0 | -0.045683 | 0 | 0.06692 | 0 | 0 | 0 | 0 | 0 | 0 | 0 | 0 | 0 | 0.012019 | 9.8343e-05 | 0 | 1.822 | 0 | 0 | 0 | 0.36125 | 1.8053 | 1.2254 | 3.0551 | 0.11508 | 0.056743 | -0.77497 | 0.45971 | 0.18742 | 3.782 | 21.9606 | 17.9549 | -0.70805 | 0 | 0.52614 | 0 | 1.6728 | 0.2129
2025_05_04 Hr 17 | 0.70763 | 2.2037e-06 | 0 | 0 | 0 | 0 | 0 | 0 | 0 | 0 | 0 | 0.02402 | 1.2 | 0.001022 | 0.39438 | 0.39438 | 0.97907 | 0 | 0.0064686 | 0.0049984 | 0.013303 | 0.077119 | 0 | 0.030765 | 0.017896 | 0.037413 | 0 | 0 | 2.0585 | 0 | 0 | 0.81115 | 0 | 0 | 0 | 0 | -0.33297 | 0.055558 | 0 | 0.0017155 | 0 | -0.0017325 | 0 | 0 | 0 | 0 | 0 | 0 | 0 | 0 | 3.6297 | 0.012019 | 9.8343e-05 | 0 | 1.822 | 0 | 0 | 0 | 0.26985 | 1.8053 | 1.2254 | 3.0551 | 0.11508 | 0.056743 | -0.70763 | 0.45971 | 0.18742 | 3.782 | 22.7992 | 22.0362 | -0.70936 | 0 | 0.52614 | 0 | 1.6728 | 0.21361
2025_05_04 Hr 18 | 0.68096 | 5.9361e-05 | 0 | 0 | 0 | 0 | 0 | 0 | 0 | 0 | 0 | 0.02402 | 1.65 | 0.035639 | 0.51778 | 0.51781 | 1.1175 | 0 | 0.0064686 | 0.0049984 | 0.013303 | 0.077119 | 0 | 0.030765 | 0.017896 | 0.053515 | 0 | 0 | 2.0585 | 0 | 0 | 0.81115 | 0 | 0 | 0 | 0 | -9.3662 | 0.055558 | 0 | 0.043508 | 0 | -0.095098 | 0 | 0 | 0 | 0 | 0 | 0 | 0 | 0 | 3.4918 | 0.012019 | 9.8343e-05 | 0 | 1.822 | 0 | 0 | 0 | 0.50924 | 2.2066 | 1.2254 | 3.0551 | 0.11508 | 0.056743 | -0.68096 | 0.45971 | 0.18742 | 3.782 | 14.6604 | 22.5961 | -0.77606 | 0 | 0.52614 | 0 | 1.6728 | 0.21403
2025_05_04 Hr 19 | 0.318 | 2.708e-05 | 0 | 0 | 0 | 0 | 0 | 0 | 0 | 0 | 0 | 0.02402 | 1.59 | 0.029768 | 0.74558 | 0.74568 | 1.008 | 0 | 0.0064686 | 0.0049984 | 0.013303 | 0.077119 | 0 | 0.030765 | 0.017896 | 0.040782 | 0 | 0 | 2.0585 | 0 | 0 | 0.81115 | 0 | 0 | 0 | 0 | -8.7756 | 0.055558 | 0 | 0.037711 | 0 | -0.082148 | 0 | 0 | 0 | 0 | 0 | 0 | 0 | 0 | 3.4918 | 0.012019 | 9.8343e-05 | 0 | 1.822 | 0 | 0 | 0 | 1.2927 | 2.5401 | 1.2254 | 3.0551 | 0.11508 | 0.056743 | -0.318 | 0.45971 | 0.18742 | 3.782 | 16.3148 | 22.9505 | -0.40014 | 0 | 0.52614 | 0 | 1.6728 | 0.21386
2025_05_04 Hr 20 | 0.022885 | 1.0726e-05 | 0 | 0 | 0 | 0 | 0 | 0 | 0 | 0 | 0 | 0.02402 | 1.38 | 0.032894 | 0.97339 | 0.9735 | 1.1175 | 0 | 0.0064686 | 0.0049984 | 0.013303 | 0.077119 | 0 | 0.030765 | 0.017896 | 0.053504 | 0 | 0 | 2.0585 | 0 | 0 | 0.81115 | 0 | 0 | 0 | 0 | -12.4774 | 0.055558 | 0 | 0.048013 | 0 | -0.10516 | 0 | 0 | 0 | 0 | 0 | 0 | 0 | 0 | 3.4918 | 0.012019 | 9.8343e-05 | 0 | 1.822 | 0 | 0 | 0 | 1.5016 | 3.1179 | 1.2254 | 3.0551 | 0.11508 | 0.056743 | -0.022885 | 0.45971 | 0.18742 | 3.782 | 13.1705 | 22.658 | -0.12805 | 0 | 0.52614 | 0 | 1.6728 | 0.21447
2025_05_04 Hr 21 | 0 | 2.0716e-06 | 0 | 0 | 0 | 0 | 0 | 0 | 0 | 0 | 0 | 0.02402 | 1.26 | 0.081208 | 1.1085 | 1.1085 | 1.4568 | 0 | 0.0064686 | 0.0049984 | 0.013303 | 0.077119 | 0 | 0.030765 | 0.017896 | 0.092856 | 0 | 0 | 2.0585 | 0 | 0 | 0.81115 | 0 | 0 | 0 | 0 | -36.0581 | 0.055558 | 0 | 0.12982 | 0 | -0.28793 | 0 | 0 | 0 | 0 | 0 | 0 | 0 | 0 | 3.078 | 0.012019 | 9.8343e-05 | 0 | 1.822 | 0 | 0 | 0 | 1.7105 | 3.7667 | 1.2254 | 3.0551 | 0.11508 | 0.056743 | 0 | 0.45971 | 0.18742 | 3.782 | -10.2202 | 22.3592 | -0.28793 | 0 | 0.52614 | 0 | 1.6728 | 0.21505
2025_05_04 Hr 22 | 0 | 0 | 0 | 0 | 0 | 0 | 0 | 0 | 0 | 0 | 0 | 0.02402 | 0.39 | 0.018461 | 1.1096 | 1.1096 | 1.5196 | 0 | 0.0064686 | 0.0049984 | 0.013303 | 0.077119 | 0 | 0.030765 | 0.017896 | 0.10014 | 0 | 0 | 2.0585 | 0 | 0 | 0.81115 | 0 | 0 | 0 | 0 | -25.7875 | 0.055558 | 0 | 0.095346 | 0 | -0.21091 | 0 | 0 | 0 | 0 | 0 | 0 | 0 | 0 | 3.078 | 0.012019 | 9.8343e-05 | 0 | 1.822 | 0 | 0 | 0 | 1.6801 | 3.8389 | 1.2254 | 3.0551 | 0.11508 | 0.056743 | 0 | 0.45971 | 0.18742 | 3.782 | -0.76601 | 21.3935 | -0.21091 | 0 | 0.52614 | 0 | 1.6728 | 0.21259
2025_05_04 Hr 23 | 0 | 0 | 0 | 0.010057 | 0.0095906 | 0.0096229 | 0.010537 | 0.0099813 | 0.010537 | 0 | 0 | 0.02402 | 0.27 | 0.018297 | 1.1096 | 1.1096 | 1.5663 | 0 | 0.0064686 | 0.0049984 | 0.013303 | 0.077119 | 0 | 0.030765 | 0.017896 | 0.10014 | 0 | 0 | 2.0585 | 0 | 0 | 0.81115 | 0 | 0 | 0 | 0 | -39.3551 | 0.055558 | 0 | 0.13485 | 0 | -0.30286 | 0 | 0 | 0 | 0 | 0 | 0 | 0 | 0 | 3.2159 | 0.012019 | 9.8343e-05 | 0 | 1.822 | 0 | 1.4457 | 0 | 1.8324 | 4.1398 | 1.2254 | 3.0551 | 0.11508 | 0.056743 | 0 | 0.45971 | 0.18742 | 3.782 | -13.9573 | 21.5609 | -0.30286 | 0 | 0.52614 | 0 | 1.6728 | 0.20985
2025_05_04 Hr 24 | 0 | 0 | 0 | 0 | 0 | 0 | 0 | 0 | 0 | 0 | 0 | 0.02402 | 0.45 | 0.02182 | 1.1096 | 1.1096 | 1.5663 | 0 | 0.0064686 | 0.0049984 | 0.013303 | 0.077119 | 0 | 0.030765 | 0.017896 | 0.10014 | 0 | 0 | 2.0585 | 0 | 0 | 0.81115 | 0 | 0 | 0 | 0 | -29.5904 | 0.055558 | 0 | 0.097669 | 0 | -0.2161 | 0 | 0 | 0 | 0 | 0 | 0 | 0 | 0 | 3.695 | 0.012019 | 9.8343e-05 | 0 | 1.822 | 0 | 0 | 0 | 1.3797 | 3.8856 | 1.2254 | 3.0551 | 0.11508 | 0.056743 | 0 | 0.45971 | 0.18742 | 3.782 | -4.1522 | 21.7687 | -0.2161 | 0 | 0.52614 | 0 | 1.6728 | 0.20769
2025_05_05 Hr 01 | 0 | 0 | 0 | 0 | 0 | 0 | 0 | 0 | 0 | 0 | 0 | 0.02402 | 0.39 | 0.016913 | 1.1096 | 1.1096 | 1.5922 | 0 | 0.0064686 | 0.0049984 | 0.013303 | 0.077119 | 0 | 0.030765 | 0.017896 | 0.10014 | 0 | 0 | 2.0585 | 0 | 0 | 0.81115 | 0 | 0 | 0 | 0 | -26.796 | 0.055558 | 0 | 0.087351 | 0 | -0.19305 | 0 | 0 | 0 | 0 | 0 | 0 | 0 | 0 | 3.078 | 0.012019 | 9.8343e-05 | 0 | 1.822 | 0 | 0 | 0 | 0.87049 | 3.9115 | 1.2254 | 3.0551 | 0.11508 | 0.056743 | 0 | 0.45971 | 0.18742 | 3.782 | -2.496 | 20.5815 | -0.19305 | 0 | 0.52614 | 0 | 1.6728 | 0.21172
2025_05_05 Hr 02 | 0 | 0 | 0 | 0 | 0 | 0 | 0 | 0 | 0 | 0 | 0 | 0.02402 | 0.27 | 0.010122 | 1.1096 | 1.1096 | 1.5922 | 0 | 0.0064686 | 0.0049984 | 0.013303 | 0.077119 | 0 | 0.030765 | 0.017896 | 0.10014 | 0 | 0 | 2.0585 | 0 | 0 | 0.81115 | 0 | 0 | 0 | 0 | -22.4292 | 0.055558 | 0 | 0.07551 | 0 | -0.16659 | 0 | 0 | 0 | 0 | 0 | 0 | 0 | 0 | 3.6297 | 0.012019 | 9.8343e-05 | 0 | 1.822 | 0 | 0 | 0 | 0.93143 | 3.9115 | 1.2254 | 3.0551 | 0.11508 | 0.056743 | 0 | 0.45971 | 0.18742 | 3.782 | 2.3819 | 21.0662 | -0.16659 | 0 | 0.52614 | 0 | 1.6728 | 0.21056
2025_05_05 Hr 03 | 0 | 0 | 0 | 0 | 0 | 0 | 0 | 0 | 0 | 0 | 0 | 0.02402 | 0.24 | 0.0096339 | 1.1096 | 1.1096 | 1.5922 | 0 | 0.0064686 | 0.0049984 | 0.013303 | 0.077119 | 0 | 0.030765 | 0.017896 | 0.10014 | 0 | 12.3178 | 2.0585 | 0 | 0.46463 | 0.81115 | 0 | 0 | 0 | 0 | -31.8459 | 0.055558 | 0 | 0.0068813 | 0 | -0.17854 | 0 | 0 | 0 | 0 | 0 | 0 | 0 | 0 | 3.6297 | 0.012019 | 9.8343e-05 | 0 | 1.822 | 0 | 0 | 0 | 0.90096 | 8.9523 | 1.2254 | 3.0551 | 0.11508 | 0.056743 | 0 | 0.45971 | 0.18742 | 3.782 | -1.6031 | 21.4691 | -0.17854 | 0 | 0.52614 | 0 | 1.6728 | 0.20976
2025_05_05 Hr 04 | 0 | 0 | 0 | 0 | 0 | 0 | 0 | 0 | 0 | 0 | 0 | 0.02402 | 0.24 | 0.011303 | 1.1096 | 1.1096 | 1.5922 | 0 | 0.0064686 | 0.0049984 | 0.013303 | 0.077119 | 0 | 0.030765 | 0.017896 | 0.10014 | 0 | 5.6923 | 2.0585 | 0 | 0.53929 | 0.81115 | 0 | 0 | 0 | 0 | -41.3624 | 0.055558 | 0 | 0.0080733 | 0 | -0.20983 | 0 | 0 | 0 | 0 | 0 | 0 | 0 | 0 | 3.4264 | 0.012019 | 9.8343e-05 | 0 | 1.822 | 0 | 0 | 0 | 1.0794 | 9.6038 | 1.2254 | 3.0551 | 0.11508 | 0.056743 | 0 | 0.45971 | 0.18742 | 3.782 | -10.4464 | 21.522 | -0.20983 | 0 | 0.52614 | 0 | 1.6728 | 0.21117
2025_05_05 Hr 05 | 0 | 0 | 0 | 0 | 0 | 0 | 0 | 0 | 0 | 0 | 0 | 0.02402 | 0.24 | 0.01457 | 1.1096 | 1.1096 | 1.5922 | 0 | 0.0064686 | 0.0049984 | 0.013303 | 0.077119 | 0 | 0.030765 | 0.017896 | 0.10014 | 0 | 5.6923 | 2.0585 | 0 | 0.53929 | 0.81115 | 0 | 0 | 0 | 0 | -56.6035 | 0.055558 | 0 | 0.007908 | 0 | -0.27109 | 0 | 0 | 0 | 0 | 0 | 0 | 0 | 0 | 3.4918 | 0.012019 | 9.8343e-05 | 0 | 1.822 | 0 | 3.1191 | 0 | 1.4102 | 11.4643 | 1.2254 | 3.0551 | 0.11508 | 0.056743 | 0 | 0.45971 | 0.18742 | 3.782 | -23.4875 | 21.9228 | -0.27109 | 0 | 0.52614 | 0 | 1.6728 | 0.21252
2025_05_05 Hr 06 | 0 | 0 | 0 | 0.030683 | 0.029247 | 0.029346 | 0.032132 | 0.030439 | 0.032132 | 0 | 0 | 0.02402 | 0.54 | 0.034822 | 1.1096 | 1.1096 | 1.5922 | 0 | 0.0064686 | 0.0049984 | 0.013303 | 0.077119 | 0 | 0.030765 | 0.017896 | 0.10014 | 0 | 5.6923 | 2.0585 | 0 | 0.53929 | 0.81115 | 0 | 0 | 0 | 0 | -61.6845 | 0.055558 | 0 | 0.0063249 | 0 | -0.28808 | 0 | 0 | 0 | 0 | 0 | 0 | 0 | 0 | 3.4918 | 0.012019 | 9.8343e-05 | 0 | 1.822 | 0 | 3.0858 | 0 | 1.5321 | 12.8736 | 1.2254 | 3.0551 | 0.11508 | 0.056743 | 0 | 0.45971 | 0.18742 | 3.782 | -26.7309 | 22.3681 | -0.28808 | 0 | 0.52614 | 0 | 1.6728 | 0.2157
2025_05_05 Hr 07 | 0.24934 | 0 | 0 | 0.12267 | 0.11699 | 0.11738 | 0.12853 | 0.12175 | 0.12853 | 0 | 0 | 0.02402 | 0.96 | 0.041315 | 1.1096 | 1.1096 | 1.5447 | 0 | 0.0064686 | 0.0049984 | 0.013303 | 0.077119 | 0 | 0.030765 | 0.017896 | 0.10014 | 0 | 5.5995 | 2.0585 | 0 | 0.5281 | 0.81115 | 0 | 0 | 0 | 0 | -39.2461 | 0.055558 | 0 | 0.0023055 | 0 | -0.19156 | 0 | 0 | 0 | 0 | 0 | 0 | 0 | 0 | 3.4264 | 0.012019 | 9.8343e-05 | 0 | 1.822 | 0 | 2.7743 | 0 | 1.2317 | 12.9736 | 1.2254 | 3.0551 | 0.11508 | 0.056743 | -0.24934 | 0.45971 | 0.18742 | 3.782 | -4.043 | 22.6704 | -0.4409 | 0 | 0.52614 | 0 | 1.6728 | 0.21907
2025_05_05 Hr 08 | 0.71431 | 0 | 0 | 0.12267 | 0.11699 | 0.11738 | 0.12853 | 0.12175 | 0.12853 | 0 | 0 | 0.02402 | 1.47 | 0.056385 | 1.1096 | 1.1096 | 1.5447 | 0 | 0.0064686 | 0.0049984 | 0.013303 | 0.077119 | 0 | 0.030765 | 0.017896 | 0.10014 | 0 | 5.5995 | 2.0585 | 0 | 0.5281 | 0.81115 | 0 | 0 | 0 | 0 | -33.77 | 0.055558 | 0 | 0.0020548 | 0 | -0.17051 | 0 | 0 | 0 | 0 | 0 | 0 | 0 | 0 | 3.4264 | 0.012019 | 9.8343e-05 | 0 | 1.822 | 0 | 2.4965 | 0 | 1.4407 | 12.6958 | 1.2254 | 3.0551 | 0.11508 | 0.056743 | -0.71431 | 0.45971 | 0.18742 | 3.782 | 1.9121 | 23.8712 | -0.88482 | 0 | 0.52614 | 0 | 1.6728 | 0.2209
2025_05_05 Hr 09 | 0.82728 | 9.9291e-06 | 0 | 0.12267 | 0.11699 | 0.11738 | 0.12853 | 0.12175 | 0.12853 | 0 | 0 | 0.02402 | 1.47 | 0.056761 | 1.1096 | 1.1096 | 1.5447 | 0 | 0.0064686 | 0.0049984 | 0.013303 | 0.077119 | 0 | 0.030765 | 0.017896 | 0.10014 | 0 | 5.5995 | 2.0585 | 0 | 0.5281 | 0.81115 | 0 | 0 | 0 | 0 | -33.4558 | 0.055558 | 0 | 0.0020686 | 0 | -0.17166 | 0 | 0 | 0 | 0 | 0 | 0 | 0 | 0 | 2.9473 | 0.012019 | 9.8343e-05 | 0 | 1.822 | 0 | 2.3032 | 0 | 1.5625 | 12.5025 | 1.2254 | 3.0551 | 0.11508 | 0.056743 | -0.82728 | 0.45971 | 0.18742 | 3.782 | 1.6756 | 23.6278 | -0.99894 | 0 | 0.52614 | 0 | 1.6728 | 0.22136
2025_05_05 Hr 10 | 0.81159 | 2.7379e-05 | 0 | 0 | 0 | 0 | 0 | 0 | 0 | 0 | 0 | 0.02402 | 1.11 | 0.041108 | 1.1096 | 1.1096 | 1.5447 | 0 | 0.0064686 | 0.0049984 | 0.013303 | 0.077119 | 0 | 0.030765 | 0.017896 | 0.10014 | 0 | 5.5995 | 2.0585 | 0 | 0.5281 | 0.81115 | 0 | 0 | 0 | 0 | -30.1486 | 0.055558 | 0 | 0.0043647 | 0 | -0.16455 | 0 | 0 | 0 | 0 | 0 | 0 | 0 | 0 | 2.9473 | 0.012019 | 9.8343e-05 | 0 | 1.822 | 0 | 2.3676 | 0 | 1.2622 | 11.8311 | 1.2254 | 3.0551 | 0.11508 | 0.056743 | -0.81159 | 0.45971 | 0.18742 | 3.782 | 3.6422 | 22.9359 | -0.97614 | 0 | 0.52614 | 0 | 1.6728 | 0.22109
2025_05_05 Hr 11 | 0.81108 | 5.9324e-05 | 0 | 0 | 0 | 0 | 0 | 0 | 0 | 0 | 0 | 0.02402 | 1.02 | 0.035188 | 1.1096 | 1.1096 | 1.5447 | 0 | 0.0064686 | 0.0049984 | 0.013303 | 0.077119 | 0 | 0.030765 | 0.017896 | 0.10014 | 0 | 5.5995 | 2.0585 | 0 | 0.5281 | 0.81115 | 0 | 0 | 0 | 0 | -28.1847 | 0.055558 | 0 | 0.0040658 | 0 | -0.15314 | 0 | 0 | 0 | 0 | 0 | 0 | 0 | 0 | 2.8747 | 0.012019 | 9.8343e-05 | 0 | 1.822 | 0 | 2.2366 | 0 | 1.2013 | 11.7 | 1.2254 | 3.0551 | 0.11508 | 0.056743 | -0.81108 | 0.45971 | 0.18742 | 3.782 | 5.2571 | 22.706 | -0.96422 | 0 | 0.52614 | 0 | 1.6728 | 0.22114
2025_05_05 Hr 12 | 0.81464 | 9.1891e-05 | 0 | 0 | 0 | 0 | 0 | 0 | 0 | 0 | 0 | 0.02402 | 0.78 | 0.02437 | 1.1096 | 1.1096 | 1.5447 | 0 | 0.0064686 | 0.0049984 | 0.013303 | 0.077119 | 0 | 0.030765 | 0.017896 | 0.10014 | 0 | 5.5995 | 2.0585 | 0 | 0.5281 | 0.81115 | 0 | 0 | 0 | 0 | -25.2003 | 0.055558 | 0 | 0.0036823 | 0 | -0.1385 | 0 | 0 | 0 | 0 | 0 | 0 | 0 | 0 | 2.7368 | 0.012019 | 9.8343e-05 | 0 | 1.822 | 0 | 2.2366 | 0 | 1.0489 | 11.7 | 1.2254 | 3.0551 | 0.11508 | 0.056743 | -0.81464 | 0.45971 | 0.18742 | 3.782 | 7.7156 | 22.169 | -0.95314 | 0 | 0.52614 | 0 | 1.6728 | 0.22159
2025_05_05 Hr 13 | 0.77955 | 9.1332e-05 | 0 | 0 | 0 | 0 | 0 | 0 | 0 | 0 | 0 | 0.02402 | 0.57 | 0.016443 | 1.1096 | 1.1096 | 1.5447 | 0 | 0.0064686 | 0.0049984 | 0.013303 | 0.077119 | 0 | 0.030765 | 0.017896 | 0.10014 | 0 | 5.5995 | 2.0585 | 0 | 0.5281 | 0.81115 | 0 | 0 | 0 | 0 | -23.6886 | 0.055558 | 0 | 0.0033998 | 0 | -0.12771 | 0 | 0 | 0 | 0 | 0 | 0 | 0 | 0 | 2.4682 | 0.012019 | 9.8343e-05 | 0 | 1.822 | 0 | 2.2366 | 0 | 1.3188 | 11.7 | 1.2254 | 3.0551 | 0.11508 | 0.056743 | -0.77955 | 0.45971 | 0.18742 | 3.782 | 9.0216 | 21.9174 | -0.90726 | 0 | 0.52614 | 0 | 1.6728 | 0.22181
2025_05_05 Hr 14 | 0.7478 | 0.00011121 | 0 | 0 | 0 | 0 | 0 | 0 | 0 | 0 | 0 | 0.02402 | 0.45 | 0.01207 | 1.1096 | 1.1096 | 1.4564 | 0 | 0.0064686 | 0.0049984 | 0.013303 | 0.077119 | 0 | 0.030765 | 0.017896 | 0.098461 | 0 | 5.5995 | 2.0585 | 0 | 0.5281 | 0.81115 | 0 | 0 | 0 | 0 | -22.4195 | 0.055558 | 0 | 0.0031611 | 0 | -0.1186 | 0 | 0 | 0 | 0 | 0 | 0 | 0 | 0 | 2.7368 | 0.012019 | 9.8343e-05 | 0 | 1.822 | 0 | 2.2366 | 0 | 1.741 | 11.6101 | 1.2254 | 3.0551 | 0.11508 | 0.056743 | -0.7478 | 0.45971 | 0.18742 | 3.782 | 10.7762 | 22.4519 | -0.8664 | 0 | 0.52614 | 0 | 1.6728 | 0.22164
2025_05_05 Hr 15 | 0.68082 | 0.00011865 | 0 | 0 | 0 | 0 | 0 | 0 | 0 | 0 | 0 | 0.02402 | 0.33 | 0.00843 | 1.1096 | 1.1096 | 1.53 | 0 | 0.0064686 | 0.0049984 | 0.013303 | 0.077119 | 0 | 0.030765 | 0.017896 | 0.10014 | 0 | 5.5995 | 2.0585 | 0 | 0.5281 | 0.81115 | 0 | 0 | 0 | 0 | -21.4146 | 0.055558 | 0 | 0.0030107 | 0 | -0.11285 | 0 | 0 | 0 | 0 | 0 | 0 | 0 | 0 | 2.7368 | 0.012019 | 9.8343e-05 | 0 | 1.822 | 0 | 2.2366 | 0 | 1.8019 | 11.6853 | 1.2254 | 3.0551 | 0.11508 | 0.056743 | -0.68082 | 0.45971 | 0.18742 | 3.782 | 11.7995 | 22.3225 | -0.79367 | 0 | 0.52614 | 0 | 1.6728 | 0.22186
2025_05_05 Hr 16 | 0.68075 | 0.00023395 | 0 | 0.081782 | 0.077992 | 0.078255 | 0.085686 | 0.081169 | 0.085686 | 0 | 0 | 0.02402 | 0.18 | 0.015413 | 1.1096 | 1.1096 | 1.4106 | 0 | 0.0064686 | 0.0049984 | 0.013303 | 0.077119 | 0 | 0.030765 | 0.017896 | 0.084866 | 0.49559 | 5.483 | 2.0585 | 0 | 0.51499 | 0.81115 | 0 | 0 | 0 | 0 | -73.6738 | 0.055558 | 0 | 0.0052731 | 0 | -0.38323 | 0 | 0 | 0 | 0 | 0 | 0 | 0 | 0 | 2.7368 | 0.012019 | 9.8343e-05 | 0 | 1.822 | 0 | 2.7521 | 0 | 1.6191 | 12.6366 | 1.2254 | 3.0551 | 0.11508 | 0.056743 | -0.68075 | 0.45971 | 0.18742 | 3.782 | -40.118 | 21.9832 | -1.064 | 0 | 0.52614 | 0 | 1.6728 | 0.22147
2025_05_05 Hr 17 | 0.74068 | 8.6441e-05 | 0 | 0.12267 | 0.11699 | 0.11738 | 0.12853 | 0.12175 | 0.12853 | 0 | 0 | 0.02402 | 0.18 | 0.0066311 | 1.1096 | 1.1096 | 1.5447 | 0 | 0.0064686 | 0.0049984 | 0.013303 | 0.077119 | 0 | 0.030765 | 0.017896 | 0.10014 | 0.29447 | 5.5995 | 2.0585 | 0 | 0.5281 | 0.81115 | 0 | 0 | 0 | 0 | -31.8585 | 0.055558 | 0 | 0.0019735 | 0 | -0.16368 | 0 | 0 | 0 | 0 | 0 | 0 | 0 | 0 | 2.7368 | 0.012019 | 9.8343e-05 | 0 | 1.822 | 0 | 2.4922 | 0 | 1.6801 | 12.986 | 1.2254 | 3.0551 | 0.11508 | 0.056743 | -0.74068 | 0.45971 | 0.18742 | 3.782 | 2.3309 | 22.1078 | -0.90436 | 0 | 0.52614 | 0 | 1.6728 | 0.22103
2025_05_05 Hr 18 | 0.80258 | 6.3647e-05 | 0 | 0.12267 | 0.11699 | 0.11738 | 0.12853 | 0.12175 | 0.12853 | 0 | 0 | 0.02402 | 0.18 | 0.0066005 | 1.1096 | 1.1096 | 1.5447 | 0 | 0.0064686 | 0.0049984 | 0.013303 | 0.077119 | 0 | 0.030765 | 0.017896 | 0.10014 | 0.29447 | 5.5995 | 2.0585 | 0 | 0.5281 | 0.81115 | 0 | 0 | 0 | 0 | -31.5716 | 0.055558 | 0 | 0.0019644 | 0 | -0.16291 | 0 | 0 | 0 | 0 | 0 | 0 | 0 | 0 | 3.4918 | 0.012019 | 9.8343e-05 | 0 | 1.822 | 0 | 2.4922 | 0 | 1.8629 | 12.986 | 1.2254 | 3.0551 | 0.11508 | 0.056743 | -0.80258 | 0.45971 | 0.18742 | 3.782 | 3.5563 | 23.1075 | -0.96549 | 0 | 0.52614 | 0 | 1.6728 | 0.22106
2025_05_05 Hr 19 | 0.38643 | 0.00011299 | 0 | 0.12267 | 0.11699 | 0.11738 | 0.12853 | 0.12175 | 0.12853 | 0 | 0 | 0.02402 | 0.18 | 0.018887 | 1.1096 | 1.1096 | 1.5447 | 0 | 0.0064686 | 0.0049984 | 0.013303 | 0.077119 | 0 | 0.030765 | 0.017896 | 0.10014 | 0.29447 | 5.5995 | 2.0585 | 0 | 0.5281 | 0.81115 | 0 | 0 | 0 | 0 | -91.9894 | 0.055558 | 0 | 0.0056213 | 0 | -0.47009 | 0 | 0 | 0 | 0 | 0 | 0 | 0 | 0 | 3.4264 | 0.012019 | 9.8343e-05 | 0 | 1.822 | 0 | 3.0098 | 0 | 2.0413 | 13.5036 | 1.2254 | 3.0551 | 0.11508 | 0.056743 | -0.38643 | 0.45971 | 0.18742 | 3.782 | -56.5254 | 22.817 | -0.85652 | 0 | 0.52614 | 0 | 1.6728 | 0.22125
2025_05_05 Hr 20 | 0.090742 | 3.1761e-05 | 0 | 0.12267 | 0.11699 | 0.11738 | 0.12853 | 0.12175 | 0.12853 | 0 | 0 | 0.02402 | 0.18 | 0.017786 | 1.1096 | 1.1096 | 1.5447 | 0 | 0.0064686 | 0.0049984 | 0.013303 | 0.077119 | 0 | 0.030765 | 0.017896 | 0.10014 | 0.29447 | 5.5995 | 2.0585 | 0 | 0.5281 | 0.81115 | 0 | 0 | 0 | 0 | -90.1382 | 0.055558 | 0 | 0.0052935 | 0 | -0.44256 | 0 | 0 | 0 | 0 | 0 | 0 | 0 | 0 | 3.4264 | 0.012019 | 9.8343e-05 | 0 | 1.822 | 0 | 3.0098 | 0 | 2.2807 | 13.5036 | 1.2254 | 3.0551 | 0.11508 | 0.056743 | -0.090742 | 0.45971 | 0.18742 | 3.782 | -54.4079 | 22.76 | -0.5333 | 0 | 0.52614 | 0 | 1.6728 | 0.22178
2025_05_05 Hr 21 | 0 | 2.0422e-06 | 0 | 0.12267 | 0.11699 | 0.11738 | 0.12853 | 0.12175 | 0.12853 | 0 | 0 | 0.02402 | 0.18 | 0.011436 | 1.1096 | 1.1096 | 1.5447 | 0 | 0.0064686 | 0.0049984 | 0.013303 | 0.077119 | 0 | 0.030765 | 0.017896 | 0.10014 | 0 | 5.5995 | 2.0585 | 0 | 0.5281 | 0.81115 | 0 | 0 | 0 | 0 | -59.1823 | 0.055558 | 0 | 0.0034036 | 0 | -0.2838 | 0 | 0 | 0 | 0 | 0 | 0 | 0 | 0 | 4.1088 | 0.012019 | 9.8343e-05 | 0 | 1.822 | 0 | 3.0098 | 0 | 3.0598 | 13.2091 | 1.2254 | 3.0551 | 0.11508 | 0.056743 | 0 | 0.45971 | 0.18742 | 3.782 | -22.1326 | 24.1245 | -0.2838 | 0 | 0.52614 | 0 | 1.6728 | 0.22192
2025_05_05 Hr 22 | 0 | 0 | 0 | 0.12267 | 0 | 0 | 0.12853 | 0.12175 | 0.12853 | 0 | 0 | 0.02402 | 0.21 | 0.014321 | 1.1096 | 1.1096 | 1.5447 | 0 | 0.0064686 | 0.0049984 | 0.013303 | 0.077119 | 0 | 0.030765 | 0.017896 | 0.10014 | 0 | 5.5995 | 2.0585 | 0 | 0.5281 | 0.81115 | 0 | 0 | 0 | 0 | -63.6939 | 0.055558 | 0 | 0.0051147 | 0 | -0.30478 | 0 | 0 | 0 | 0 | 0 | 0 | 0 | 0 | 4.0435 | 0.012019 | 9.8343e-05 | 0 | 1.822 | 0 | 3.0098 | 0 | 3.0032 | 12.9747 | 1.2254 | 3.0551 | 0.11508 | 0.056743 | 0 | 0.45971 | 0.18742 | 3.782 | -26.9907 | 24.0332 | -0.30478 | 0 | 0.52614 | 0 | 1.6728 | 0.21971
2025_05_05 Hr 23 | 0 | 0 | 0 | 0.12267 | 0 | 0 | 0.12853 | 0.12175 | 0.12853 | 0 | 0 | 0.02402 | 0.21 | 0.020857 | 1.1096 | 1.1096 | 1.5922 | 0 | 0.0064686 | 0.0049984 | 0.013303 | 0.077119 | 0 | 0.030765 | 0.017896 | 0.10014 | 0 | 5.6923 | 2.0585 | 0 | 0.53929 | 0.81115 | 0 | 0 | 0 | 0 | -97.5024 | 0.055558 | 0 | 0.0074489 | 0 | -0.44484 | 0 | 0 | 0 | 0 | 0 | 0 | 0 | 0 | 4.0435 | 0.012019 | 9.8343e-05 | 0 | 1.822 | 0 | 3.0858 | 0 | 3.0598 | 13.1911 | 1.2254 | 3.0551 | 0.11508 | 0.056743 | 0 | 0.45971 | 0.18742 | 3.782 | -60.6513 | 24.1049 | -0.44484 | 0 | 0.52614 | 0 | 1.6728 | 0.21702
2025_05_05 Hr 24 | 0 | 0 | 0 | 0.12267 | 0 | 0 | 0.12853 | 0.12175 | 0.12853 | 0 | 0 | 0.02402 | 0.21 | 0.014695 | 1.1096 | 1.1096 | 1.5922 | 0 | 0.0064686 | 0.0049984 | 0.013303 | 0.077119 | 0 | 0.030765 | 0.017896 | 0.10014 | 0 | 5.6923 | 2.0585 | 0 | 0.53929 | 0.81115 | 0 | 0 | 0 | 0 | -72.1407 | 0.055558 | 0 | 0.0052483 | 0 | -0.3128 | 0 | 0 | 0 | 0 | 0 | 0 | 0 | 0 | 5.822 | 0.012019 | 9.8343e-05 | 0 | 1.822 | 0 | 2.7771 | 0 | 3.2731 | 12.8824 | 1.2254 | 3.0551 | 0.11508 | 0.056743 | 0 | 0.45971 | 0.18742 | 3.782 | -33.4836 | 26.0875 | -0.3128 | 0 | 0.52614 | 0 | 1.6728 | 0.21404
2025_05_06 Hr 01 | 0 | 0 | 0 | 0.11337 | 0 | 0 | 0.11878 | 0.11252 | 0.11878 | 0 | 0 | 0.02402 | 0.18 | 0.007002 | 1.1096 | 1.1096 | 1.4715 | 0 | 0.0064686 | 0.0049984 | 0.013303 | 0.077119 | 0 | 0.030765 | 0.017896 | 0.10014 | 0 | 5.2606 | 2.0585 | 0 | 0.53929 | 0.81115 | 0 | 0 | 0 | 0 | -39.9838 | 0.055558 | 0 | 0.0029175 | 0 | -0.17295 | 0 | 0 | 0 | 0 | 0 | 0 | 0 | 0 | 5.6188 | 0.012019 | 9.8343e-05 | 0 | 1.822 | 0 | 2.5184 | 0 | 3.2731 | 12.0333 | 1.2254 | 3.0551 | 0.11508 | 0.056743 | 0 | 0.45971 | 0.18742 | 3.782 | -2.2778 | 25.8457 | -0.17295 | 0 | 0.52614 | 0 | 1.6728 | 0.21316
2025_05_06 Hr 02 | 0 | 0 | 0 | 0.11337 | 0 | 0 | 0.11878 | 0.11252 | 0.11878 | 0 | 0 | 0.02402 | 0.18 | 0.006258 | 1.1096 | 1.1096 | 1.4715 | 0 | 0.0064686 | 0.0049984 | 0.013303 | 0.077119 | 0 | 0.030765 | 0.017896 | 0.10014 | 0 | 5.2606 | 2.0585 | 0 | 0.53929 | 0.81115 | 0 | 0 | 0 | 0 | -35.0043 | 0.055558 | 0 | 0.0026075 | 0 | -0.15435 | 0 | 0 | 0 | 0 | 0 | 0 | 0 | 0 | 4.45 | 0.012019 | 9.8343e-05 | 0 | 1.822 | 0 | 2.185 | 0 | 2.8813 | 11.6999 | 1.2254 | 3.0551 | 0.11508 | 0.056743 | 0 | 0.45971 | 0.18742 | 3.782 | 0.82507 | 24.2838 | -0.15435 | 0 | 0.52614 | 0 | 1.6728 | 0.21247
2025_05_06 Hr 03 | 0 | 0 | 0 | 0.11337 | 0 | 0 | 0.11878 | 0.11252 | 0.11878 | 0 | 0 | 0.02402 | 0.12 | 0.0041198 | 1.1096 | 1.1096 | 1.4715 | 0 | 0.0064686 | 0.0049984 | 0.013303 | 0.077119 | 0 | 0.030765 | 0.017896 | 0.10014 | 0 | 5.2606 | 2.0585 | 0 | 0.53929 | 0.81115 | 0 | 0 | 0 | 0 | -33.8754 | 0.055558 | 0 | 0.0025749 | 0 | -0.15239 | 0 | 0 | 0 | 0 | 0 | 0 | 0 | 0 | 4.45 | 0.012019 | 9.8343e-05 | 0 | 1.822 | 0 | 2.185 | 0 | 2.7333 | 11.6999 | 1.2254 | 3.0551 | 0.11508 | 0.056743 | 0 | 0.45971 | 0.18742 | 3.782 | 1.7454 | 24.0733 | -0.15239 | 0 | 0.52614 | 0 | 1.6728 | 0.21208
2025_05_06 Hr 04 | 0 | 0 | 0 | 0.11337 | 0 | 0 | 0.11878 | 0.11252 | 0.11878 | 0 | 0 | 0.02402 | 0.24 | 0.0078043 | 1.1096 | 1.1096 | 1.4715 | 0 | 0.0064686 | 0.0049984 | 0.013303 | 0.077119 | 0 | 0.030765 | 0.017896 | 0.10014 | 0 | 5.2606 | 2.0585 | 0 | 0.53929 | 0.81115 | 0 | 0 | 0 | 0 | -32.4181 | 0.055558 | 0 | 0.0024389 | 0 | -0.14423 | 0 | 0 | 0 | 0 | 0 | 0 | 0 | 0 | 4.2467 | 0.012019 | 9.8343e-05 | 0 | 1.822 | 0 | 2.185 | 0 | 2.9423 | 11.6999 | 1.2254 | 3.0551 | 0.11508 | 0.056743 | 0 | 0.45971 | 0.18742 | 3.782 | 3.3405 | 24.2029 | -0.14423 | 0 | 0.52614 | 0 | 1.6728 | 0.21235
2025_05_06 Hr 05 | 0 | 0 | 0 | 0.11337 | 0 | 0 | 0.11878 | 0.11252 | 0.11878 | 0 | 0 | 0.02402 | 0.42 | 0.015982 | 1.1096 | 1.1096 | 1.4715 | 0 | 0.0064686 | 0.0049984 | 0.013303 | 0.077119 | 0 | 0.030765 | 0.017896 | 0.10014 | 0 | 5.2606 | 2.0585 | 0 | 0.53929 | 0.81115 | 0 | 0 | 0 | 0 | -37.4674 | 0.055558 | 0 | 0.0028538 | 0 | -0.16913 | 0 | 0 | 0 | 0 | 0 | 0 | 0 | 0 | 4.45 | 0.012019 | 9.8343e-05 | 0 | 1.822 | 0 | 2.4764 | 0 | 2.7029 | 11.9913 | 1.2254 | 3.0551 | 0.11508 | 0.056743 | 0 | 0.45971 | 0.18742 | 3.782 | -1.2901 | 24.3551 | -0.16913 | 0 | 0.52614 | 0 | 1.6728 | 0.21254
2025_05_06 Hr 06 | 0 | 0 | 0 | 0.11337 | 0 | 0 | 0.11878 | 0.11252 | 0.11878 | 0 | 0 | 0.02402 | 0.63 | 0.030198 | 1.1096 | 1.1096 | 1.4715 | 0 | 0.0064686 | 0.0049984 | 0.013303 | 0.077119 | 0 | 0.030765 | 0.017896 | 0.10014 | 0 | 5.2606 | 2.0585 | 0 | 0.53929 | 0.81115 | 0 | 0 | 0 | 0 | -45.5862 | 0.055558 | 0 | 0.003595 | 0 | -0.2136 | 0 | 0 | 0 | 0 | 0 | 0 | 0 | 0 | 4.2467 | 0.012019 | 9.8343e-05 | 0 | 1.822 | 0 | 2.8518 | 0 | 2.0413 | 12.3666 | 1.2254 | 3.0551 | 0.11508 | 0.056743 | 0 | 0.45971 | 0.18742 | 3.782 | -9.7159 | 23.7173 | -0.2136 | 0 | 0.52614 | 0 | 1.6728 | 0.21533
2025_05_06 Hr 07 | 0.1586 | 0 | 0 | 0.11337 | 0.045048 | 0.045213 | 0.11878 | 0.11252 | 0.11878 | 0 | 0 | 0.02402 | 0.36 | 0.019008 | 1.1096 | 1.1096 | 1.4276 | 0 | 0.0064686 | 0.0049984 | 0.013303 | 0.077119 | 0 | 0.030765 | 0.017896 | 0.10014 | 0 | 5.1748 | 2.0585 | 0 | 0.5281 | 0.81115 | 0 | 0 | 0 | 0 | -46.9104 | 0.055558 | 0 | 0.0034126 | 0 | -0.2355 | 0 | 0 | 0 | 0 | 0 | 0 | 0 | 0 | 4.1088 | 0.012019 | 9.8343e-05 | 0 | 1.822 | 0 | 2.7815 | 0 | 1.889 | 12.2569 | 1.2254 | 3.0551 | 0.11508 | 0.056743 | -0.1586 | 0.45971 | 0.18742 | 3.782 | -11.7504 | 23.2972 | -0.3941 | 0 | 0.52614 | 0 | 1.6728 | 0.21929
2025_05_06 Hr 08 | 0.38651 | 0 | 0 | 0.11337 | 0 | 0 | 0.11878 | 0.11252 | 0.11878 | 0 | 0 | 0.02402 | 0.33 | 0.0093283 | 1.1096 | 1.1096 | 1.4276 | 0 | 0.0064686 | 0.0049984 | 0.013303 | 0.077119 | 0 | 0.030765 | 0.017896 | 0.084455 | 0 | 5.1748 | 2.0585 | 0 | 0.5281 | 0.81115 | 0 | 0 | 0 | 0 | -23.1834 | 0.055558 | 0 | 0.0021201 | 0 | -0.1251 | 0 | 0 | 0 | 0 | 0 | 0 | 0 | 0 | 3.695 | 0.012019 | 9.8343e-05 | 0 | 1.822 | 0 | 2.0669 | 0 | 1.5321 | 11.4364 | 1.2254 | 3.0551 | 0.11508 | 0.056743 | -0.38651 | 0.45971 | 0.18742 | 3.782 | 10.4586 | 22.7172 | -0.51161 | 0 | 0.52614 | 0 | 1.6728 | 0.22169
2025_05_06 Hr 09 | 0.4771 | 4.5554e-06 | 0 | 0 | 0 | 0 | 0 | 0 | 0 | 0 | 0 | 0.02402 | 0.3 | 0.0070861 | 1.1096 | 1.1096 | 1.3868 | 0 | 0.0064686 | 0.0049984 | 0.013303 | 0.077119 | 0 | 0.030765 | 0.017896 | 0.052704 | 0 | 5.1748 | 2.0585 | 0 | 0.5281 | 0.81115 | 0 | 0 | 0 | 0 | -18.2094 | 0.055558 | 0 | 0.0027838 | 0 | -0.10419 | 0 | 0 | 0 | 0 | 0 | 0 | 0 | 0 | 3.9055 | 0.012019 | 9.8343e-05 | 0 | 1.822 | 0 | 2.0669 | 0 | 1.0185 | 10.9005 | 1.2254 | 3.0551 | 0.11508 | 0.056743 | -0.4771 | 0.45971 | 0.18742 | 3.782 | 14.5822 | 22.4725 | -0.58129 | 0 | 0.52614 | 0 | 1.6728 | 0.22174
2025_05_06 Hr 10 | 0.56741 | 2.7869e-05 | 0 | 0 | 0 | 0 | 0 | 0 | 0 | 0 | 0 | 0.02402 | 0.3 | 0.0066696 | 1.1096 | 1.1096 | 1.1027 | 0 | 0.0064686 | 0.0049984 | 0.013303 | 0.077119 | 0 | 0.030765 | 0.017896 | 0.047488 | 0 | 4.5243 | 2.0585 | 0 | 0.44889 | 0.81115 | 0 | 0 | 0 | 0 | -15.9992 | 0.055558 | 0 | 0.0026202 | 0 | -0.097944 | 0 | 0 | 0 | 0 | 0 | 0 | 0 | 0 | 3.695 | 0.012019 | 9.8343e-05 | 0 | 1.822 | 0 | 2.0669 | 0 | 0.93143 | 9.9606 | 1.2254 | 3.0551 | 0.11508 | 0.056743 | -0.56741 | 0.45971 | 0.18742 | 3.782 | 15.482 | 22.186 | -0.66535 | 0 | 0.52614 | 0 | 1.6728 | 0.22208
2025_05_06 Hr 11 | 0.67813 | 5.0685e-05 | 0 | 0 | 0 | 0 | 0 | 0 | 0 | 0 | 0 | 0.02402 | 0.21 | 0.003659 | 1.1096 | 1.1096 | 0.91982 | 0 | 0.0064686 | 0.0049984 | 0.013303 | 0.077119 | 0 | 0.030765 | 0.017896 | 0.037413 | 0 | 3.8738 | 2.0585 | 0 | 0.36967 | 0.81115 | 0 | 0 | 0 | 0 | -12.1478 | 0.055558 | 0 | 0.0020535 | 0 | -0.076307 | 0 | 0 | 0 | 0 | 0 | 0 | 0 | 0 | 3.833 | 0.012019 | 9.8343e-05 | 0 | 1.822 | 0 | 2.0669 | 0 | 0.90096 | 9.1171 | 1.2254 | 3.0551 | 0.11508 | 0.056743 | -0.67813 | 0.45971 | 0.18742 | 3.782 | 18.4471 | 22.2323 | -0.75444 | 0 | 0.52614 | 0 | 1.6728 | 0.22243
2025_05_06 Hr 12 | 0.72492 | 7.7463e-05 | 0 | 0 | 0 | 0 | 0 | 0 | 0 | 0 | 0 | 0.02402 | 0.18 | 0.002941 | 0.51094 | 0.51095 | 0.91982 | 0 | 0.0064686 | 0.0049984 | 0.013303 | 0.077119 | 0 | 0.030765 | 0.017896 | 0.037413 | 0 | 3.8738 | 2.0585 | 0 | 0.36967 | 0.81115 | 0 | 0 | 0 | 0 | -10.0236 | 0.055558 | 0 | 0.0019256 | 0 | -0.071424 | 0 | 0 | 0 | 0 | 0 | 0 | 0 | 0 | 3.4264 | 0.012019 | 9.8343e-05 | 0 | 1.822 | 0 | 2.0669 | 0 | 1.1403 | 7.9198 | 1.2254 | 3.0551 | 0.11508 | 0.056743 | -0.72492 | 0.45971 | 0.18742 | 3.782 | 19.1812 | 22.0814 | -0.79634 | 0 | 0.52614 | 0 | 1.6728 | 0.22257
2025_05_06 Hr 13 | 0.6357 | 8.788e-05 | 0 | 0 | 0 | 0 | 0 | 0 | 0 | 0 | 0 | 0.02402 | 0.15 | 0.0021585 | 0.40071 | 0.40073 | 0.91982 | 0 | 0.0064686 | 0.0049984 | 0.013303 | 0.077119 | 0 | 0.030765 | 0.017896 | 0.037413 | 0 | 3.8738 | 2.0585 | 0 | 0.36967 | 0.81115 | 0 | 0 | 0 | 0 | -7.6159 | 0.055558 | 0 | 0.0024668 | 0 | -0.062654 | 0 | 0 | 0 | 0 | 0 | 0 | 0 | 0 | 3.4264 | 0.012019 | 9.8343e-05 | 0 | 1.822 | 0 | 0 | 0 | 0.87049 | 5.6324 | 1.2254 | 3.0551 | 0.11508 | 0.056743 | -0.6357 | 0.45971 | 0.18742 | 3.782 | 19.0097 | 21.6915 | -0.69835 | 0 | 0.52614 | 0 | 1.6728 | 0.22252
2025_05_06 Hr 14 | 0.79103 | 9.5949e-05 | 0 | 0 | 0 | 0 | 0 | 0 | 0 | 0 | 0 | 0.02402 | 0.09 | 0.0014066 | 0.45134 | 0.45135 | 0.91982 | 0 | 0.0064686 | 0.0049984 | 0.013303 | 0.077119 | 0 | 0.030765 | 0.017896 | 0.037413 | 0 | 3.8738 | 2.0585 | 0 | 0.36967 | 0.81115 | 0 | 0 | 0 | 0 | -8.3571 | 0.055558 | 0 | 0.0026792 | 0 | -0.068229 | 0 | 0 | 0 | 0 | 0 | 0 | 0 | 0 | 3.078 | 0.012019 | 9.8343e-05 | 0 | 1.822 | 0 | 0 | 0 | 0.60064 | 5.7337 | 1.2254 | 3.0551 | 0.11508 | 0.056743 | -0.79103 | 0.45971 | 0.18742 | 3.782 | 17.6852 | 21.1679 | -0.85926 | 0 | 0.52614 | 0 | 1.6728 | 0.22266
2025_05_06 Hr 15 | 0.76103 | 0.00011865 | 0 | 0 | 0 | 0 | 0 | 0 | 0 | 0 | 0 | 0.02402 | 0.09 | 0.0014077 | 0.41495 | 0.41498 | 0.91982 | 0 | 0.0064686 | 0.0049984 | 0.013303 | 0.077119 | 0 | 0.030765 | 0.017896 | 0.037413 | 0 | 3.8738 | 2.0585 | 0 | 0.36967 | 0.81115 | 0 | 0 | 0 | 0 | -8.7978 | 0.055558 | 0 | 0.0026814 | 0 | -0.068286 | 0 | 0 | 0 | 0 | 0 | 0 | 0 | 0 | 2.9473 | 0.012019 | 9.8343e-05 | 0 | 1.822 | 0 | 0 | 0 | 0.93143 | 5.6609 | 1.2254 | 3.0551 | 0.11508 | 0.056743 | -0.76103 | 0.45971 | 0.18742 | 3.782 | 17.3713 | 21.3375 | -0.82931 | 0 | 0.52614 | 0 | 1.6728 | 0.22209
2025_05_06 Hr 16 | 0.79495 | 0.00039182 | 0 | 0 | 0 | 0 | 0 | 0 | 0 | 0 | 0 | 0.02402 | 0.09 | 0.0045148 | 0.70142 | 0.70144 | 1.2584 | 0 | 0.0064686 | 0.0049984 | 0.013303 | 0.077119 | 0 | 0.030765 | 0.017896 | 0.079238 | 0 | 4.9046 | 2.0585 | 0 | 0.4952 | 0.81115 | 0 | 0 | 0 | 0 | -36.0505 | 0.055558 | 0 | 0.0085996 | 0 | -0.22364 | 0 | 0 | 0 | 0 | 0 | 0 | 0 | 0 | 2.7368 | 0.012019 | 9.8343e-05 | 0 | 1.822 | 0 | 0 | 0 | 1.7715 | 7.6451 | 1.2254 | 3.0551 | 0.11508 | 0.056743 | -0.79495 | 0.45971 | 0.18742 | 3.782 | -7.294 | 22.13 | -1.0186 | 0 | 0.52614 | 0 | 1.6728 | 0.2223
2025_05_06 Hr 17 | 0.75863 | 0.00017323 | 0 | 0 | 0 | 0 | 0 | 0 | 0 | 0 | 0 | 0.02402 | 0.15 | 0.0030854 | 0.9458 | 0.94587 | 1.0498 | 0 | 0.0064686 | 0.0049984 | 0.013303 | 0.077119 | 0 | 0.030765 | 0.017896 | 0.047477 | 0 | 4.2613 | 2.0585 | 0 | 0.41687 | 0.81115 | 0 | 0 | 0 | 0 | -14.2707 | 0.055558 | 0 | 0.0035262 | 0 | -0.090463 | 0 | 0 | 0 | 0 | 0 | 0 | 0 | 0 | 2.7368 | 0.012019 | 9.8343e-05 | 0 | 1.822 | 0 | 0 | 0 | 1.8324 | 7.2503 | 1.2254 | 3.0551 | 0.11508 | 0.056743 | -0.75863 | 0.45971 | 0.18742 | 3.782 | 14.265 | 22.1345 | -0.84909 | 0 | 0.52614 | 0 | 1.6728 | 0.22215
2025_05_06 Hr 18 | 0.68096 | 0.00029586 | 0 | 0.018908 | 0.018019 | 0.01808 | 0.019797 | 0.018753 | 0.019797 | 0 | 0 | 0.02402 | 0.18 | 0.010355 | 1.1042 | 1.1042 | 1.4276 | 0 | 0.0064686 | 0.0049984 | 0.013303 | 0.077119 | 0 | 0.030765 | 0.017896 | 0.094529 | 0 | 5.1625 | 2.0585 | 0 | 0.52661 | 0.81115 | 0 | 0 | 0 | 0 | -44.8702 | 0.055558 | 0 | 0.0089098 | 0 | -0.25678 | 0 | 0 | 0 | 0 | 0 | 0 | 0 | 0 | 2.9473 | 0.012019 | 9.8343e-05 | 0 | 1.822 | 0 | 0 | 0 | 2.3721 | 9.0065 | 1.2254 | 3.0551 | 0.11508 | 0.056743 | -0.68096 | 0.45971 | 0.18742 | 3.782 | -13.8471 | 22.9543 | -0.93774 | 0 | 0.52614 | 0 | 1.6728 | 0.22224
2025_05_06 Hr 19 | 0.45429 | 0.00048349 | 0 | 0.11337 | 0.10812 | 0.10848 | 0.11878 | 0.11252 | 0.11878 | 0 | 0 | 0.02402 | 0.21 | 0.016409 | 1.1096 | 1.1096 | 1.4276 | 0 | 0.0064686 | 0.0049984 | 0.013303 | 0.077119 | 0 | 0.030765 | 0.017896 | 0.10014 | 0 | 5.1748 | 2.0585 | 0 | 0.5281 | 0.81115 | 0 | 0 | 0 | 0 | -64.7511 | 0.055558 | 0 | 0.0083721 | 0 | -0.34953 | 0 | 0 | 0 | 0 | 0 | 0 | 0 | 0 | 3.2159 | 0.012019 | 9.8343e-05 | 0 | 1.822 | 0 | 0 | 0 | 2.4026 | 9.6018 | 1.2254 | 3.0551 | 0.11508 | 0.056743 | -0.45429 | 0.45971 | 0.18742 | 3.782 | -32.8876 | 23.0655 | -0.80382 | 0 | 0.52614 | 0 | 1.6728 | 0.22332
2025_05_06 Hr 20 | 0.045044 | 0.00014916 | 0 | 0.11337 | 0.10812 | 0.10848 | 0.11878 | 0.11252 | 0.11878 | 0 | 0 | 0.02402 | 0.51 | 0.04508 | 1.1096 | 1.1096 | 1.4276 | 0 | 0.0064686 | 0.0049984 | 0.013303 | 0.077119 | 0 | 0.030765 | 0.017896 | 0.10014 | 0 | 5.1748 | 2.0585 | 0 | 0.5281 | 0.81115 | 0 | 0 | 0 | 0 | -72.5023 | 0.055558 | 0 | 0.0094707 | 0 | -0.39567 | 0 | 0 | 0 | 0 | 0 | 0 | 0 | 0 | 2.8747 | 0.012019 | 9.8343e-05 | 0 | 1.822 | 0 | 0 | 0 | 2.2198 | 9.6018 | 1.2254 | 3.0551 | 0.11508 | 0.056743 | -0.045044 | 0.45971 | 0.18742 | 3.782 | -40.882 | 22.4593 | -0.44071 | 0 | 0.52614 | 0 | 1.6728 | 0.22204
2025_05_06 Hr 21 | 0 | 2.6584e-06 | 0 | 0.11337 | 0.10812 | 0.10848 | 0.11878 | 0.11252 | 0.11878 | 0 | 0 | 0.02402 | 0.87 | 0.028782 | 1.1096 | 1.1096 | 1.4276 | 0 | 0.0064686 | 0.0049984 | 0.013303 | 0.077119 | 0 | 0.030765 | 0.017896 | 0.10014 | 0 | 5.1748 | 2.0585 | 0 | 0.5281 | 0.81115 | 0 | 0 | 0 | 0 | -28.6373 | 0.055558 | 0 | 0.0035446 | 0 | -0.14677 | 0 | 0 | 0 | 0 | 0 | 0 | 0 | 0 | 3.4264 | 0.012019 | 9.8343e-05 | 0 | 1.822 | 0 | 0 | 0 | 2.0108 | 9.6018 | 1.2254 | 3.0551 | 0.11508 | 0.056743 | 0 | 0.45971 | 0.18742 | 3.782 | 3.9195 | 23.1018 | -0.14677 | 0 | 0.52614 | 0 | 1.6728 | 0.22318
2025_05_06 Hr 22 | 0 | 0 | 0 | 0 | 0 | 0 | 0 | 0 | 0 | 0 | 0 | 0.02402 | 1.11 | 0.025715 | 1.1096 | 1.1096 | 1.3007 | 0 | 0.0064686 | 0.0049984 | 0.013303 | 0.077119 | 0 | 0.030765 | 0.017896 | 0.063363 | 0 | 4.8495 | 2.0585 | 0 | 0.4885 | 0.81115 | 0 | 0 | 0 | 0 | -19.3373 | 0.055558 | 0 | 0.0039715 | 0 | -0.10215 | 0 | 0 | 0 | 0 | 0 | 0 | 0 | 0 | 3.695 | 0.012019 | 9.8343e-05 | 0 | 1.822 | 0 | 0 | 0 | 1.593 | 8.4327 | 1.2254 | 3.0551 | 0.11508 | 0.056743 | 0 | 0.45971 | 0.18742 | 3.782 | 12.1411 | 23.1478 | -0.10215 | 0 | 0.52614 | 0 | 1.6728 | 0.22116
2025_05_06 Hr 23 | 0 | 0 | 0 | 0 | 0 | 0 | 0 | 0 | 0 | 0 | 0 | 0.02402 | 1.2 | 0.05083 | 1.1096 | 1.1096 | 1.3809 | 0 | 0.0064686 | 0.0049984 | 0.013303 | 0.077119 | 0 | 0.030765 | 0.017896 | 0.094529 | 0 | 4.6584 | 2.0585 | 0 | 0.46463 | 0.81115 | 0 | 0 | 0 | 0 | -37.0265 | 0.055558 | 0 | 0.0072615 | 0 | -0.18851 | 0 | 0 | 0 | 0 | 0 | 0 | 0 | 0 | 4.2467 | 0.012019 | 9.8343e-05 | 0 | 1.822 | 0 | 0 | 0 | 2.0718 | 8.353 | 1.2254 | 3.0551 | 0.11508 | 0.056743 | 0 | 0.45971 | 0.18742 | 3.782 | -4.5958 | 24.2662 | -0.18851 | 0 | 0.52614 | 0 | 1.6728 | 0.21782
2025_05_06 Hr 24 | 0 | 0 | 0 | 0 | 0 | 0 | 0 | 0 | 0 | 0 | 0 | 0.02402 | 1.11 | 0.12668 | 1.1096 | 1.1096 | 1.4715 | 0 | 0.0064686 | 0.0049984 | 0.013303 | 0.077119 | 0 | 0.030765 | 0.017896 | 0.10014 | 0.21778 | 5.2606 | 2.0585 | 0 | 0.53929 | 0.81115 | 0 | 0 | 0 | 0 | -118.0246 | 0.055558 | 0 | 0.014321 | 0 | -0.51147 | 0 | 0 | 0 | 0 | 0 | 0 | 0 | 0 | 4.0435 | 0.012019 | 9.8343e-05 | 0 | 1.822 | 0 | 2.7805 | 0 | 2.5201 | 10.673 | 1.2254 | 3.0551 | 0.11508 | 0.056743 | 0 | 0.45971 | 0.18742 | 3.782 | -83.2937 | 24.5693 | -0.51147 | 0 | 0.52614 | 0 | 1.6728 | 0.21539
2025_05_07 Hr 01 | 0 | 0 | 0 | 0 | 0 | 0 | 0 | 0 | 0 | 0 | 0 | 0.02402 | 0.81 | 0.052918 | 1.1096 | 1.1096 | 1.4284 | 0 | 0.0064686 | 0.0049984 | 0.013303 | 0.077119 | 0 | 0.030765 | 0.017896 | 0.10014 | 0.26465 | 5.1064 | 2.0585 | 0 | 0.53929 | 0.81115 | 0 | 0 | 0 | 0 | -64.9664 | 0.055558 | 0 | 0.0076997 | 0 | -0.29189 | 0 | 0 | 0 | 0 | 0 | 0 | 0 | 0 | 3.9055 | 0.012019 | 9.8343e-05 | 0 | 1.822 | 0 | 2.7682 | 0 | 2.3721 | 11.887 | 1.2254 | 3.0551 | 0.11508 | 0.056743 | 0 | 0.45971 | 0.18742 | 3.782 | -29.4643 | 23.9069 | -0.29189 | 0 | 0.52614 | 0 | 1.6728 | 0.21263
2025_05_07 Hr 02 | 0 | 0 | 0 | 0 | 0 | 0 | 0 | 0 | 0 | 0 | 0 | 0.02402 | 0.63 | 0.041052 | 1.1096 | 1.1096 | 1.4284 | 0 | 0.0064686 | 0.0049984 | 0.013303 | 0.077119 | 0 | 0.030765 | 0.017896 | 0.10014 | 0.26465 | 5.1064 | 2.0585 | 0 | 0.53929 | 0.81115 | 0 | 0 | 0 | 0 | -64.9959 | 0.055558 | 0 | 0.0076798 | 0 | -0.29113 | 0 | 0 | 0 | 0 | 0 | 0 | 0 | 0 | 3.9055 | 0.012019 | 9.8343e-05 | 0 | 1.822 | 0 | 2.7682 | 0 | 2.433 | 11.887 | 1.2254 | 3.0551 | 0.11508 | 0.056743 | 0 | 0.45971 | 0.18742 | 3.782 | -29.624 | 23.776 | -0.29113 | 0 | 0.52614 | 0 | 1.6728 | 0.21264
2025_05_07 Hr 03 | 0 | 0 | 0 | 0.11005 | 0.10495 | 0.1053 | 0.1153 | 0.10922 | 0.1153 | 0 | 0 | 0.02402 | 0.54 | 0.032903 | 1.1096 | 1.1096 | 1.4284 | 0 | 0.0064686 | 0.0049984 | 0.013303 | 0.077119 | 0 | 0.030765 | 0.017896 | 0.10014 | 0.26465 | 5.1064 | 2.0585 | 0 | 0.53929 | 0.81115 | 0 | 0 | 0 | 0 | -60.6992 | 0.055558 | 0 | 0.0032642 | 0 | -0.27209 | 0 | 0 | 0 | 0 | 0 | 0 | 0 | 0 | 3.833 | 0.012019 | 9.8343e-05 | 0 | 1.822 | 0 | 2.7682 | 0 | 2.4026 | 12.5471 | 1.2254 | 3.0551 | 0.11508 | 0.056743 | 0 | 0.45971 | 0.18742 | 3.782 | -24.8507 | 23.5735 | -0.27209 | 0 | 0.52614 | 0 | 1.6728 | 0.21134
2025_05_07 Hr 04 | 0 | 0 | 0 | 0.11005 | 0.10495 | 0.1053 | 0.1153 | 0.10922 | 0.1153 | 0 | 0 | 0.02402 | 0.87 | 0.074837 | 1.1096 | 1.1096 | 1.4284 | 0 | 0.0064686 | 0.0049984 | 0.013303 | 0.077119 | 0 | 0.030765 | 0.017896 | 0.10014 | 0 | 5.1064 | 2.0585 | 0 | 0.53929 | 0.81115 | 0 | 0 | 0 | 0 | -84.1715 | 0.055558 | 0 | 0.0046082 | 0 | -0.38499 | 0 | 0 | 0 | 0 | 0 | 0 | 0 | 0 | 3.4918 | 0.012019 | 9.8343e-05 | 0 | 1.822 | 0 | 2.7682 | 0 | 2.3112 | 12.2825 | 1.2254 | 3.0551 | 0.11508 | 0.056743 | 0 | 0.45971 | 0.18742 | 3.782 | -48.7612 | 23.5128 | -0.38499 | 0 | 0.52614 | 0 | 1.6728 | 0.21131
2025_05_07 Hr 05 | 0 | 0 | 0 | 0.11005 | 0.10495 | 0.1053 | 0.1153 | 0.10922 | 0.1153 | 0 | 0 | 0.02402 | 0.87 | 0.09719 | 1.1096 | 1.1096 | 1.4284 | 0 | 0.0064686 | 0.0049984 | 0.013303 | 0.077119 | 0 | 0.030765 | 0.017896 | 0.10014 | 0 | 5.1064 | 2.0585 | 0 | 0.53929 | 0.81115 | 0 | 0 | 0 | 0 | -105.6493 | 0.055558 | 0 | 0.0059846 | 0 | -0.50061 | 0 | 0 | 0 | 0 | 0 | 0 | 0 | 0 | 3.078 | 0.012019 | 9.8343e-05 | 0 | 1.822 | 0 | 2.7682 | 0 | 2.1022 | 12.2825 | 1.2254 | 3.0551 | 0.11508 | 0.056743 | 0 | 0.45971 | 0.18742 | 3.782 | -70.954 | 22.9134 | -0.50061 | 0 | 0.52614 | 0 | 1.6728 | 0.21227
2025_05_07 Hr 06 | 0.02274 | 0 | 0 | 0.11005 | 0.10495 | 0.1053 | 0.1153 | 0.10922 | 0.1153 | 0 | 0 | 0.02402 | 0.75 | 0.070937 | 1.1096 | 1.1096 | 1.4284 | 0 | 0.0064686 | 0.0049984 | 0.013303 | 0.077119 | 0 | 0.030765 | 0.017896 | 0.10014 | 0 | 5.1064 | 2.0585 | 0 | 0.53929 | 0.81115 | 0 | 0 | 0 | 0 | -91.7082 | 0.055558 | 0 | 0.005067 | 0 | -0.42352 | 0 | 0 | 0 | 0 | 0 | 0 | 0 | 0 | 2.8747 | 0.012019 | 9.8343e-05 | 0 | 1.822 | 0 | 2.7682 | 0 | 2.6115 | 12.2825 | 1.2254 | 3.0551 | 0.11508 | 0.056743 | -0.02274 | 0.45971 | 0.18742 | 3.782 | -56.7727 | 23.0994 | -0.44626 | 0 | 0.52614 | 0 | 1.6728 | 0.21575
2025_05_07 Hr 07 | 0.34074 | 0 | 0 | 0.11005 | 0.10495 | 0.1053 | 0.1153 | 0.10922 | 0.1153 | 0 | 0 | 0.02402 | 0.6 | 0.019403 | 1.1096 | 1.1096 | 1.3858 | 0 | 0.0064686 | 0.0049984 | 0.013303 | 0.077119 | 0 | 0.030765 | 0.017896 | 0.10014 | 0 | 5.0231 | 2.0585 | 0 | 0.5281 | 0.81115 | 0 | 0 | 0 | 0 | -30.3361 | 0.055558 | 0 | 0.0017324 | 0 | -0.14342 | 0 | 0 | 0 | 0 | 0 | 0 | 0 | 0 | 2.9473 | 0.012019 | 9.8343e-05 | 0 | 1.822 | 0 | 2.0064 | 0 | 2.7899 | 11.3947 | 1.2254 | 3.0551 | 0.11508 | 0.056743 | -0.34074 | 0.45971 | 0.18742 | 3.782 | 4.034 | 23.4595 | -0.48416 | 0 | 0.52614 | 0 | 1.6728 | 0.21954
2025_05_07 Hr 08 | 0.74402 | 0 | 0 | 0.11005 | 0 | 0 | 0 | 0.10922 | 0 | 0 | 0 | 0.02402 | 0.54 | 0.022842 | 1.1096 | 1.1096 | 1.3858 | 0 | 0.0064686 | 0.0049984 | 0.013303 | 0.077119 | 0 | 0.030765 | 0.017896 | 0.10014 | 0 | 5.0231 | 2.0585 | 0 | 0.5281 | 0.81115 | 0 | 0 | 0 | 0 | -38.5088 | 0.055558 | 0 | 0.004079 | 0 | -0.18825 | 0 | 0 | 0 | 0 | 0 | 0 | 0 | 0 | 2.9473 | 0.012019 | 9.8343e-05 | 0 | 1.822 | 0 | 2.4707 | 0 | 2.3721 | 11.4182 | 1.2254 | 3.0551 | 0.11508 | 0.056743 | -0.74402 | 0.45971 | 0.18742 | 3.782 | -4.633 | 23.3899 | -0.93228 | 0 | 0.52614 | 0 | 1.6728 | 0.22109
2025_05_07 Hr 09 | 0.82728 | 1.9349e-06 | 0 | 0 | 0 | 0 | 0 | 0 | 0 | 0 | 0 | 0.02402 | 0.39 | 0.011738 | 1.1096 | 1.1096 | 1.3858 | 0 | 0.0064686 | 0.0049984 | 0.013303 | 0.077119 | 0 | 0.030765 | 0.017896 | 0.10014 | 0 | 5.0231 | 2.0585 | 0 | 0.5281 | 0.81115 | 0 | 0 | 0 | 0 | -25.9775 | 0.055558 | 0 | 0.0051596 | 0 | -0.13334 | 0 | 0 | 0 | 0 | 0 | 0 | 0 | 0 | 3.2885 | 0.012019 | 9.8343e-05 | 0 | 1.822 | 0 | 0 | 0 | 2.6724 | 8.7282 | 1.2254 | 3.0551 | 0.11508 | 0.056743 | -0.82728 | 0.45971 | 0.18742 | 3.782 | 5.7445 | 23.9543 | -0.96062 | 0 | 0.52614 | 0 | 1.6728 | 0.22182
2025_05_07 Hr 10 | 0.81159 | 9.9378e-06 | 0 | 0 | 0 | 0 | 0 | 0 | 0 | 0 | 0 | 0.02402 | 0.33 | 0.0058302 | 0.93079 | 0.93079 | 0.89288 | 0 | 0.0064686 | 0.0049984 | 0.013303 | 0.077119 | 0 | 0.030765 | 0.017896 | 0.037413 | 0 | 4.076 | 2.0585 | 0 | 0.40928 | 0.81115 | 0 | 0 | 0 | 0 | -13.8855 | 0.055558 | 0 | 0.0030287 | 0 | -0.077403 | 0 | 0 | 0 | 0 | 0 | 0 | 0 | 0 | 3.6297 | 0.012019 | 9.8343e-05 | 0 | 1.822 | 0 | 0 | 0 | 2.7029 | 6.8678 | 1.2254 | 3.0551 | 0.11508 | 0.056743 | -0.81159 | 0.45971 | 0.18742 | 3.782 | 16.2188 | 24.1255 | -0.88899 | 0 | 0.52614 | 0 | 1.6728 | 0.22179
2025_05_07 Hr 11 | 0.80709 | 1.3313e-05 | 0 | 0 | 0 | 0 | 0 | 0 | 0 | 0 | 0 | 0.02402 | 0.33 | 0.0032935 | 0.39438 | 0.39438 | 0.89288 | 0 | 0.0064686 | 0.0049984 | 0.013303 | 0.077119 | 0 | 0.030765 | 0.017896 | 0.037413 | 0 | 3.7602 | 2.0585 | 0 | 0.36967 | 0.81115 | 0 | 0 | 0 | 0 | -6.5258 | 0.055558 | 0 | 0.0017109 | 0 | -0.042812 | 0 | 0 | 0 | 0 | 0 | 0 | 0 | 0 | 3.2159 | 0.012019 | 9.8343e-05 | 0 | 1.822 | 0 | 0 | 0 | 2.4896 | 5.4793 | 1.2254 | 3.0551 | 0.11508 | 0.056743 | -0.80709 | 0.45971 | 0.18742 | 3.782 | 21.5553 | 23.4518 | -0.8499 | 0 | 0.52614 | 0 | 1.6728 | 0.22177
2025_05_07 Hr 12 | 0.81464 | 2.2495e-05 | 0 | 0 | 0 | 0 | 0 | 0 | 0 | 0 | 0 | 0.02402 | 0.27 | 0.0026244 | 0.39438 | 0.39438 | 0.89288 | 0 | 0.0064686 | 0.0049984 | 0.013303 | 0.077119 | 0 | 0.030765 | 0.017896 | 0.037413 | 0 | 3.7602 | 2.0585 | 0 | 0.36967 | 0.81115 | 0 | 0 | 0 | 0 | -6.6563 | 0.055558 | 0 | 0.0016663 | 0 | -0.04164 | 0 | 0 | 0 | 0 | 0 | 0 | 0 | 0 | 2.8747 | 0.012019 | 9.8343e-05 | 0 | 1.822 | 0 | 0 | 0 | 2.6115 | 5.4793 | 1.2254 | 3.0551 | 0.11508 | 0.056743 | -0.81464 | 0.45971 | 0.18742 | 3.782 | 21.1474 | 23.1806 | -0.85628 | 0 | 0.52614 | 0 | 1.6728 | 0.22304
2025_05_07 Hr 13 | 0.80701 | 2.7225e-06 | 0 | 0 | 0 | 0 | 0 | 0 | 0 | 0 | 0 | 0.02402 | 0.21 | 0.00098817 | 0.39438 | 0.39438 | 0.89288 | 0 | 0.0064686 | 0.0049984 | 0.013303 | 0.077119 | 0 | 0.030765 | 0.017896 | 0.037413 | 0 | 3.7602 | 2.0585 | 0 | 0.36967 | 0.81115 | 0 | 0 | 0 | 0 | -3.1503 | 0.055558 | 0 | 0.00080667 | 0 | -0.019075 | 0 | 0 | 0 | 0 | 0 | 0 | 0 | 0 | 2.4682 | 0.012019 | 9.8343e-05 | 0 | 1.822 | 0 | 0 | 0 | 2.6724 | 5.4793 | 1.2254 | 3.0551 | 0.11508 | 0.056743 | -0.80701 | 0.45971 | 0.18742 | 3.782 | 24.2681 | 22.7653 | -0.82609 | 0 | 0.52614 | 0 | 1.6728 | 0.22257
2025_05_07 Hr 14 | 0.81036 | 4.3905e-06 | 0 | 0 | 0 | 0 | 0 | 0 | 0 | 0 | 0 | 0.02402 | 0.12 | 0.00053741 | 0.39438 | 0.39438 | 0.89288 | 0 | 0.0064686 | 0.0049984 | 0.013303 | 0.077119 | 0 | 0.030765 | 0.017896 | 0.037413 | 0 | 3.7602 | 2.0585 | 0 | 0.36967 | 0.81115 | 0 | 0 | 0 | 0 | -2.9625 | 0.055558 | 0 | 0.00076773 | 0 | -0.018053 | 0 | 0 | 0 | 0 | 0 | 0 | 0 | 0 | 2.2577 | 0.012019 | 9.8343e-05 | 0 | 1.822 | 0 | 0 | 0 | 2.7029 | 5.4793 | 1.2254 | 3.0551 | 0.11508 | 0.056743 | -0.81036 | 0.45971 | 0.18742 | 3.782 | 24.1865 | 22.4981 | -0.82841 | 0 | 0.52614 | 0 | 1.6728 | 0.22254
2025_05_07 Hr 15 | 0.8251 | 1.1344e-05 | 0 | 0 | 0 | 0 | 0 | 0 | 0 | 0 | 0 | 0.02402 | 0.06 | 0.00034715 | 0.39438 | 0.39438 | 0.89288 | 0 | 0.0064686 | 0.0049984 | 0.013303 | 0.077119 | 0 | 0.030765 | 0.017896 | 0.037413 | 0 | 3.7602 | 2.0585 | 0 | 0.36967 | 0.81115 | 0 | 0 | 0 | 0 | -3.8971 | 0.055558 | 0 | 0.00099187 | 0 | -0.023937 | 0 | 0 | 0 | 0 | 0 | 0 | 0 | 0 | 2.3303 | 0.012019 | 9.8343e-05 | 0 | 1.822 | 0 | 0 | 0 | 3.2121 | 5.4793 | 1.2254 | 3.0551 | 0.11508 | 0.056743 | -0.8251 | 0.45971 | 0.18742 | 3.782 | 23.768 | 23.0348 | -0.84904 | 0 | 0.52614 | 0 | 1.6728 | 0.22288
2025_05_07 Hr 16 | 0.79495 | 3.207e-05 | 0 | 0 | 0 | 0 | 0 | 0 | 0 | 0 | 0 | 0.02402 | 0.12 | 0.0018279 | 0.44026 | 0.44027 | 0.89288 | 0 | 0.0064686 | 0.0049984 | 0.013303 | 0.077119 | 0 | 0.030765 | 0.017896 | 0.037413 | 0 | 4.0529 | 2.0585 | 0 | 0.40639 | 0.81115 | 0 | 0 | 0 | 0 | -10.7408 | 0.055558 | 0 | 0.0026113 | 0 | -0.066448 | 0 | 0 | 0 | 0 | 0 | 0 | 0 | 0 | 2.1197 | 0.012019 | 9.8343e-05 | 0 | 1.822 | 0 | 0 | 0 | 3.2731 | 5.8637 | 1.2254 | 3.0551 | 0.11508 | 0.056743 | -0.79495 | 0.45971 | 0.18742 | 3.782 | 17.2141 | 22.9526 | -0.8614 | 0 | 0.52614 | 0 | 1.6728 | 0.22221
2025_05_07 Hr 17 | 0.75863 | 5.8707e-05 | 0 | 0 | 0 | 0 | 0 | 0 | 0 | 0 | 0 | 0.02402 | 0.18 | 0.0027283 | 0.45134 | 0.45135 | 0.89288 | 0 | 0.0064686 | 0.0049984 | 0.013303 | 0.077119 | 0 | 0.030765 | 0.017896 | 0.037413 | 0 | 3.7602 | 2.0585 | 0 | 0.36967 | 0.81115 | 0 | 0 | 0 | 0 | -9.9931 | 0.055558 | 0 | 0.0025984 | 0 | -0.066108 | 0 | 0 | 0 | 0 | 0 | 0 | 0 | 0 | 1.9165 | 0.012019 | 9.8343e-05 | 0 | 1.822 | 0 | 0 | 0 | 3.1512 | 5.5932 | 1.2254 | 3.0551 | 0.11508 | 0.056743 | -0.75863 | 0.45971 | 0.18742 | 3.782 | 17.3899 | 22.6146 | -0.82474 | 0 | 0.52614 | 0 | 1.6728 | 0.22139
2025_05_07 Hr 18 | 0.80258 | 0.00011084 | 0 | 0 | 0 | 0 | 0 | 0 | 0 | 0 | 0 | 0.02402 | 0.21 | 0.0054039 | 0.66965 | 0.66973 | 1.1775 | 0 | 0.0064686 | 0.0049984 | 0.013303 | 0.077119 | 0 | 0.030765 | 0.017896 | 0.068374 | 0 | 4.5455 | 2.0585 | 0 | 0.46818 | 0.81115 | 0 | 0 | 0 | 0 | -20.2277 | 0.055558 | 0 | 0.0044114 | 0 | -0.1137 | 0 | 0 | 0 | 0 | 0 | 0 | 0 | 0 | 2.3303 | 0.012019 | 9.8343e-05 | 0 | 1.822 | 0 | 0 | 0 | 3.5124 | 7.1307 | 1.2254 | 3.0551 | 0.11508 | 0.056743 | -0.80258 | 0.45971 | 0.18742 | 3.782 | 9.5528 | 23.5661 | -0.91628 | 0 | 0.52614 | 0 | 1.6728 | 0.22267
2025_05_07 Hr 19 | 0.49941 | 0.00011476 | 0 | 0 | 0 | 0 | 0 | 0 | 0 | 0 | 0 | 0.02402 | 0.21 | 0.0065484 | 0.89745 | 0.89766 | 1.3858 | 0 | 0.0064686 | 0.0049984 | 0.013303 | 0.077119 | 0 | 0.030765 | 0.017896 | 0.10014 | 0 | 5.0231 | 2.0585 | 0 | 0.5281 | 0.81115 | 0 | 0 | 0 | 0 | -26.4217 | 0.055558 | 0 | 0.0053456 | 0 | -0.13822 | 0 | 0 | 0 | 0 | 0 | 0 | 0 | 0 | 2.3303 | 0.012019 | 9.8343e-05 | 0 | 1.822 | 0 | 0 | 0 | 3.2426 | 8.3042 | 1.2254 | 3.0551 | 0.11508 | 0.056743 | -0.49941 | 0.45971 | 0.18742 | 3.782 | 4.2987 | 23.0539 | -0.63763 | 0 | 0.52614 | 0 | 1.6728 | 0.22245
2025_05_07 Hr 20 | 0.067857 | 3.9965e-05 | 0 | 0 | 0 | 0 | 0 | 0 | 0 | 0 | 0 | 0.02402 | 0.33 | 0.010797 | 1.0884 | 1.0885 | 1.3858 | 0 | 0.0064686 | 0.0049984 | 0.013303 | 0.077119 | 0 | 0.030765 | 0.017896 | 0.10014 | 0 | 5.0231 | 2.0585 | 0 | 0.5281 | 0.81115 | 0 | 0 | 0 | 0 | -27.8297 | 0.055558 | 0 | 0.0056091 | 0 | -0.14514 | 0 | 0 | 0 | 0 | 0 | 0 | 0 | 0 | 1.9165 | 0.012019 | 9.8343e-05 | 0 | 1.822 | 0 | 0 | 0 | 2.433 | 8.686 | 1.2254 | 3.0551 | 0.11508 | 0.056743 | -0.067857 | 0.45971 | 0.18742 | 3.782 | 2.1671 | 21.5237 | -0.21299 | 0 | 0.52614 | 0 | 1.6728 | 0.22301
2025_05_07 Hr 21 | 0 | 1.7487e-06 | 0 | 0 | 0 | 0 | 0 | 0 | 0 | 0 | 0 | 0.02402 | 0.51 | 0.011098 | 1.1096 | 1.1096 | 0.98824 | 0 | 0.0064686 | 0.0049984 | 0.013303 | 0.077119 | 0 | 0.030765 | 0.017896 | 0.047867 | 0 | 4.4021 | 2.0585 | 0 | 0.4502 | 0.81115 | 0 | 0 | 0 | 0 | -18.2125 | 0.055558 | 0 | 0.0037305 | 0 | -0.095827 | 0 | 0 | 0 | 0 | 0 | 0 | 0 | 0 | 2.1197 | 0.012019 | 9.8343e-05 | 0 | 1.822 | 0 | 0 | 0 | 2.8204 | 7.6574 | 1.2254 | 3.0551 | 0.11508 | 0.056743 | 0 | 0.45971 | 0.18742 | 3.782 | 11.4984 | 22.1493 | -0.095827 | 0 | 0.52614 | 0 | 1.6728 | 0.22342
2025_05_07 Hr 22 | 0 | 0 | 0 | 0 | 0 | 0 | 0 | 0 | 0 | 0 | 0 | 0.02402 | 0.48 | 0.016003 | 1.1096 | 1.1096 | 1.3418 | 0 | 0.0064686 | 0.0049984 | 0.013303 | 0.077119 | 0 | 0.030765 | 0.017896 | 0.094529 | 0 | 4.5455 | 2.0585 | 0 | 0.46819 | 0.81115 | 0 | 0 | 0 | 0 | -29.3414 | 0.055558 | 0 | 0.0057155 | 0 | -0.14793 | 0 | 0 | 0 | 0 | 0 | 0 | 0 | 0 | 2.7368 | 0.012019 | 9.8343e-05 | 0 | 1.822 | 0 | 0 | 0 | 3.2426 | 8.201 | 1.2254 | 3.0551 | 0.11508 | 0.056743 | 0 | 0.45971 | 0.18742 | 3.782 | 1.8908 | 23.1792 | -0.14793 | 0 | 0.52614 | 0 | 1.6728 | 0.22121
2025_05_07 Hr 23 | 0 | 0 | 0 | 0 | 0 | 0 | 0 | 0 | 0 | 0 | 0 | 0.02402 | 0.21 | 0.0085074 | 1.1096 | 1.1096 | 1.4284 | 0 | 0.0064686 | 0.0049984 | 0.013303 | 0.077119 | 0 | 0.030765 | 0.017896 | 0.10014 | 0 | 5.1064 | 2.0585 | 0 | 0.53929 | 0.81115 | 0 | 0 | 0 | 0 | -37.8129 | 0.055558 | 0 | 0.0069448 | 0 | -0.1802 | 0 | 0 | 0 | 0 | 0 | 0 | 0 | 0 | 2.6715 | 0.012019 | 9.8343e-05 | 0 | 1.822 | 0 | 0 | 0 | 2.8813 | 8.8542 | 1.2254 | 3.0551 | 0.11508 | 0.056743 | 0 | 0.45971 | 0.18742 | 3.782 | -6.5962 | 22.5427 | -0.1802 | 0 | 0.52614 | 0 | 1.6728 | 0.21771
2025_05_07 Hr 24 | 0 | 0 | 0 | 0.027524 | 0.026237 | 0.026325 | 0.028825 | 0.027306 | 0.028825 | 0 | 0 | 0.02402 | 0.18 | 0.012322 | 1.1096 | 1.1096 | 1.4284 | 0 | 0.0064686 | 0.0049984 | 0.013303 | 0.077119 | 0 | 0.030765 | 0.017896 | 0.10014 | 0.2158 | 5.1064 | 2.0585 | 0 | 0.53929 | 0.81115 | 0 | 0 | 0 | 0 | -71.1668 | 0.055558 | 0 | 0.0065758 | 0 | -0.30594 | 0 | 0 | 0 | 0 | 0 | 0 | 0 | 0 | 2.4682 | 0.012019 | 9.8343e-05 | 0 | 1.822 | 0 | 2.569 | 0 | 2.8204 | 10.4384 | 1.2254 | 3.0551 | 0.11508 | 0.056743 | 0 | 0.45971 | 0.18742 | 3.782 | -38.7843 | 22.25 | -0.30594 | 0 | 0.52614 | 0 | 1.6728 | 0.21539
2025_05_08 Hr 01 | 0 | 0 | 0 | 0.090775 | 0.086568 | 0.08686 | 0.095108 | 0.090095 | 0.095108 | 0 | 0 | 0.02402 | 0.18 | 0.0065846 | 1.1096 | 1.1096 | 1.1785 | 0 | 0.0064686 | 0.0049984 | 0.013303 | 0.077119 | 0 | 0.030765 | 0.017896 | 0.10014 | 0.21913 | 4.2121 | 2.0585 | 0 | 0.53929 | 0.81115 | 0 | 0 | 0 | 0 | -38.9833 | 0.055558 | 0 | 0.0019597 | 0 | -0.16252 | 0 | 0 | 0 | 0 | 0 | 0 | 0 | 0 | 2.1197 | 0.012019 | 9.8343e-05 | 0 | 1.822 | 0 | 2.2834 | 0 | 2.7029 | 10.757 | 1.2254 | 3.0551 | 0.11508 | 0.056743 | 0 | 0.45971 | 0.18742 | 3.782 | -6.6152 | 21.7737 | -0.16252 | 0 | 0.52614 | 0 | 1.6728 | 0.21074
2025_05_08 Hr 02 | 0 | 0 | 0 | 0.090775 | 0.086568 | 0.08686 | 0.095108 | 0.090095 | 0.095108 | 0 | 0 | 0.02402 | 0.21 | 0.0074214 | 1.1096 | 1.1096 | 1.1785 | 0 | 0.0064686 | 0.0049984 | 0.013303 | 0.077119 | 0 | 0.030765 | 0.017896 | 0.10014 | 0.21913 | 4.2121 | 2.0585 | 0 | 0.53929 | 0.81115 | 0 | 0 | 0 | 0 | -37.6058 | 0.055558 | 0 | 0.0018932 | 0 | -0.15693 | 0 | 0 | 0 | 0 | 0 | 0 | 0 | 0 | 2.1197 | 0.012019 | 9.8343e-05 | 0 | 1.822 | 0 | 2.2834 | 0 | 2.6115 | 10.757 | 1.2254 | 3.0551 | 0.11508 | 0.056743 | 0 | 0.45971 | 0.18742 | 3.782 | -5.2936 | 21.7122 | -0.15693 | 0 | 0.52614 | 0 | 1.6728 | 0.2098
2025_05_08 Hr 03 | 0 | 0 | 0 | 0.090775 | 0.086568 | 0.08686 | 0.095108 | 0.090095 | 0.095108 | 0 | 0 | 0.02402 | 0.21 | 0.0065961 | 1.1096 | 1.1096 | 1.1785 | 0 | 0.0064686 | 0.0049984 | 0.013303 | 0.077119 | 0 | 0.030765 | 0.017896 | 0.10014 | 0.21913 | 4.2121 | 2.0585 | 0 | 0.53929 | 0.81115 | 0 | 0 | 0 | 0 | -32.9179 | 0.055558 | 0 | 0.0016827 | 0 | -0.13924 | 0 | 0 | 0 | 0 | 0 | 0 | 0 | 0 | 1.9891 | 0.012019 | 9.8343e-05 | 0 | 1.822 | 0 | 2.1499 | 0 | 2.1632 | 10.6235 | 1.2254 | 3.0551 | 0.11508 | 0.056743 | 0 | 0.45971 | 0.18742 | 3.782 | -1.3014 | 21.1323 | -0.13924 | 0 | 0.52614 | 0 | 1.6728 | 0.20975
2025_05_08 Hr 04 | 0 | 0 | 0 | 0.090775 | 0 | 0 | 0.095108 | 0.090095 | 0.095108 | 0 | 0 | 0.02402 | 0.3 | 0.0091506 | 1.1096 | 1.1096 | 1.1785 | 0 | 0.0064686 | 0.0049984 | 0.013303 | 0.077119 | 0 | 0.030765 | 0.017896 | 0.10014 | 0 | 4.2121 | 2.0585 | 0 | 0.53929 | 0.81115 | 0 | 0 | 0 | 0 | -31.1181 | 0.055558 | 0 | 0.0022877 | 0 | -0.13516 | 0 | 0 | 0 | 0 | 0 | 0 | 0 | 0 | 1.9891 | 0.012019 | 9.8343e-05 | 0 | 1.822 | 0 | 1.9949 | 0 | 1.9804 | 10.0759 | 1.2254 | 3.0551 | 0.11508 | 0.056743 | 0 | 0.45971 | 0.18742 | 3.782 | -0.13532 | 21.0421 | -0.13516 | 0 | 0.52614 | 0 | 1.6728 | 0.20978
2025_05_08 Hr 05 | 0 | 0 | 0 | 0.090775 | 0 | 0 | 0.095108 | 0.090095 | 0.095108 | 0 | 0 | 0.02402 | 0.54 | 0.030726 | 1.1096 | 1.1096 | 1.1785 | 0 | 0.0064686 | 0.0049984 | 0.013303 | 0.077119 | 0 | 0.030765 | 0.017896 | 0.10014 | 0 | 4.2121 | 2.0585 | 0 | 0.53929 | 0.81115 | 0 | 0 | 0 | 0 | -57.8362 | 0.055558 | 0 | 0.0042675 | 0 | -0.25395 | 0 | 0 | 0 | 0 | 0 | 0 | 0 | 0 | 1.9891 | 0.012019 | 9.8343e-05 | 0 | 1.822 | 0 | 2.2449 | 0 | 1.741 | 10.326 | 1.2254 | 3.0551 | 0.11508 | 0.056743 | 0 | 0.45971 | 0.18742 | 3.782 | -26.6989 | 21.0652 | -0.25395 | 0 | 0.52614 | 0 | 1.6728 | 0.21069
2025_05_08 Hr 06 | 0 | 0 | 0 | 0.090775 | 0 | 0 | 0.095108 | 0.090095 | 0.095108 | 0 | 0 | 0.02402 | 0.63 | 0.06985 | 1.1096 | 1.1096 | 1.1785 | 0 | 0.0064686 | 0.0049984 | 0.013303 | 0.077119 | 0 | 0.030765 | 0.017896 | 0.10014 | 0 | 4.2121 | 2.0585 | 0 | 0.53929 | 0.81115 | 0 | 0 | 0 | 0 | -108.8716 | 0.055558 | 0 | 0.0083154 | 0 | -0.49683 | 0 | 0 | 0 | 0 | 0 | 0 | 0 | 0 | 2.1197 | 0.012019 | 9.8343e-05 | 0 | 1.822 | 0 | 2.2834 | 0 | 2.1893 | 10.3644 | 1.2254 | 3.0551 | 0.11508 | 0.056743 | 0 | 0.45971 | 0.18742 | 3.782 | -77.2289 | 21.7751 | -0.49683 | 0 | 0.52614 | 0 | 1.6728 | 0.21252
2025_05_08 Hr 07 | 0.34074 | 0 | 0 | 0.090775 | 0 | 0 | 0.095108 | 0.090095 | 0.095108 | 0 | 0 | 0.02402 | 0.87 | 0.048326 | 1.1096 | 1.1096 | 1.1434 | 0 | 0.0064686 | 0.0049984 | 0.013303 | 0.077119 | 0 | 0.030765 | 0.017896 | 0.10014 | 0 | 4.1434 | 2.0585 | 0 | 0.5281 | 0.81115 | 0 | 0 | 0 | 0 | -52.0548 | 0.055558 | 0 | 0.0041661 | 0 | -0.24786 | 0 | 0 | 0 | 0 | 0 | 0 | 0 | 0 | 2.3303 | 0.012019 | 9.8343e-05 | 0 | 1.822 | 0 | 2.2271 | 0 | 2.3721 | 10.2043 | 1.2254 | 3.0551 | 0.11508 | 0.056743 | -0.34074 | 0.45971 | 0.18742 | 3.782 | -19.7201 | 22.719 | -0.5886 | 0 | 0.52614 | 0 | 1.6728 | 0.21502
2025_05_08 Hr 08 | 0.61071 | 0 | 0 | 0.090775 | 0 | 0 | 0.095108 | 0.090095 | 0.095108 | 0 | 0 | 0.02402 | 0.69 | 0.021738 | 1.1096 | 1.1096 | 1.1434 | 0 | 0.0064686 | 0.0049984 | 0.013303 | 0.077119 | 0 | 0.030765 | 0.017896 | 0.10014 | 0 | 4.1434 | 2.0585 | 0 | 0.5281 | 0.81115 | 0 | 0 | 0 | 0 | -27.1605 | 0.055558 | 0 | 0.0023628 | 0 | -0.13967 | 0 | 0 | 0 | 0 | 0 | 0 | 0 | 0 | 2.3303 | 0.012019 | 9.8343e-05 | 0 | 1.822 | 0 | 2.0364 | 0 | 1.5625 | 10.0136 | 1.2254 | 3.0551 | 0.11508 | 0.056743 | -0.61071 | 0.45971 | 0.18742 | 3.782 | 4.0767 | 21.974 | -0.75038 | 0 | 0.52614 | 0 | 1.6728 | 0.21623
2025_05_08 Hr 09 | 0.81573 | 1.4622e-05 | 0 | 0.090775 | 0 | 0 | 0 | 0.090095 | 0 | 0 | 0 | 0.02402 | 0.57 | 0.017287 | 1.1096 | 1.1096 | 1.1434 | 0 | 0.0064686 | 0.0049984 | 0.013303 | 0.077119 | 0 | 0.030765 | 0.017896 | 0.10014 | 0 | 4.1434 | 2.0585 | 0 | 0.5281 | 0.81115 | 0 | 0 | 0 | 0 | -25.7702 | 0.055558 | 0 | 0.0029245 | 0 | -0.13438 | 0 | 0 | 0 | 0 | 0 | 0 | 0 | 0 | 1.9891 | 0.012019 | 9.8343e-05 | 0 | 1.822 | 0 | 1.8473 | 0 | 1.2927 | 9.6342 | 1.2254 | 3.0551 | 0.11508 | 0.056743 | -0.81573 | 0.45971 | 0.18742 | 3.782 | 4.3585 | 21.4445 | -0.95011 | 0 | 0.52614 | 0 | 1.6728 | 0.21722
2025_05_08 Hr 10 | 0.81159 | 2.6264e-05 | 0 | 0.090775 | 0 | 0 | 0 | 0.090095 | 0 | 0 | 0 | 0.02402 | 0.78 | 0.014163 | 1.1096 | 1.1096 | 0.87223 | 0 | 0.0064686 | 0.0049984 | 0.013303 | 0.077119 | 0 | 0.030765 | 0.017896 | 0.037413 | 0 | 3.6226 | 2.0585 | 0 | 0.44889 | 0.81115 | 0 | 0 | 0 | 0 | -14.6761 | 0.055558 | 0 | 0.001751 | 0 | -0.079611 | 0 | 0 | 0 | 0 | 0 | 0 | 0 | 0 | 1.7785 | 0.012019 | 9.8343e-05 | 0 | 1.822 | 0 | 1.655 | 0 | 1.7105 | 8.5872 | 1.2254 | 3.0551 | 0.11508 | 0.056743 | -0.81159 | 0.45971 | 0.18742 | 3.782 | 14.795 | 21.7752 | -0.8912 | 0 | 0.52614 | 0 | 1.6728 | 0.217
2025_05_08 Hr 11 | 0.81108 | 5.6908e-05 | 0 | 0 | 0 | 0 | 0 | 0 | 0 | 0 | 0 | 0.02402 | 0.9 | 0.023262 | 1.1096 | 1.1096 | 1.107 | 0 | 0.0064686 | 0.0049984 | 0.013303 | 0.077119 | 0 | 0.030765 | 0.017896 | 0.094529 | 0 | 3.7495 | 2.0585 | 0 | 0.46819 | 0.81115 | 0 | 0 | 0 | 0 | -20.9549 | 0.055558 | 0 | 0.0030462 | 0 | -0.11421 | 0 | 0 | 0 | 0 | 0 | 0 | 0 | 0 | 1.51 | 0.012019 | 9.8343e-05 | 0 | 1.822 | 0 | 1.655 | 0 | 1.593 | 8.8252 | 1.2254 | 3.0551 | 0.11508 | 0.056743 | -0.81108 | 0.45971 | 0.18742 | 3.782 | 8.4813 | 21.5363 | -0.92529 | 0 | 0.52614 | 0 | 1.6728 | 0.21634
2025_05_08 Hr 12 | 0.80302 | 5.7868e-05 | 0 | 0 | 0 | 0 | 0 | 0 | 0 | 0 | 0 | 0.02402 | 0.78 | 0.017889 | 1.1096 | 1.1096 | 1.1434 | 0 | 0.0064686 | 0.0049984 | 0.013303 | 0.077119 | 0 | 0.030765 | 0.017896 | 0.04264 | 0 | 4.1434 | 2.0585 | 0 | 0.5281 | 0.81115 | 0 | 0 | 0 | 0 | -19.3104 | 0.055558 | 0 | 0.002703 | 0 | -0.1011 | 0 | 0 | 0 | 0 | 0 | 0 | 0 | 0 | 1.51 | 0.012019 | 9.8343e-05 | 0 | 1.822 | 0 | 1.655 | 0 | 1.6801 | 9.2036 | 1.2254 | 3.0551 | 0.11508 | 0.056743 | -0.80302 | 0.45971 | 0.18742 | 3.782 | 10.5391 | 21.5501 | -0.90412 | 0 | 0.52614 | 0 | 1.6728 | 0.21656
2025_05_08 Hr 13 | 0.77955 | 5.4059e-05 | 0 | 0 | 0 | 0 | 0 | 0 | 0 | 0 | 0 | 0.02402 | 0.78 | 0.015166 | 1.1096 | 1.1096 | 0.94248 | 0 | 0.0064686 | 0.0049984 | 0.013303 | 0.077119 | 0 | 0.030765 | 0.017896 | 0.037413 | 0 | 4.1434 | 2.0585 | 0 | 0.5281 | 0.81115 | 0 | 0 | 0 | 0 | -16.2589 | 0.055558 | 0 | 0.0022915 | 0 | -0.085394 | 0 | 0 | 0 | 0 | 0 | 0 | 0 | 0 | 1.372 | 0.012019 | 9.8343e-05 | 0 | 1.822 | 0 | 1.655 | 0 | 1.6496 | 8.9975 | 1.2254 | 3.0551 | 0.11508 | 0.056743 | -0.77955 | 0.45971 | 0.18742 | 3.782 | 13.2302 | 21.3565 | -0.86495 | 0 | 0.52614 | 0 | 1.6728 | 0.21761
2025_05_08 Hr 14 | 0.76517 | 6.9482e-05 | 0 | 0 | 0 | 0 | 0 | 0 | 0 | 0 | 0 | 0.02402 | 0.96 | 0.020345 | 1.1096 | 1.1096 | 1.1434 | 0 | 0.0064686 | 0.0049984 | 0.013303 | 0.077119 | 0 | 0.030765 | 0.017896 | 0.04414 | 0 | 4.1434 | 2.0585 | 0 | 0.5281 | 0.81115 | 0 | 0 | 0 | 0 | -17.9803 | 0.055558 | 0 | 0.0024977 | 0 | -0.093268 | 0 | 0 | 0 | 0 | 0 | 0 | 0 | 0 | 1.51 | 0.012019 | 9.8343e-05 | 0 | 1.822 | 0 | 1.655 | 0 | 1.6191 | 9.2051 | 1.2254 | 3.0551 | 0.11508 | 0.056743 | -0.76517 | 0.45971 | 0.18742 | 3.782 | 12.0012 | 21.6348 | -0.85843 | 0 | 0.52614 | 0 | 1.6728 | 0.21761
2025_05_08 Hr 15 | 0.74221 | 6.2992e-05 | 0 | 0 | 0 | 0 | 0 | 0 | 0 | 0 | 0 | 0.02402 | 0.93 | 0.021697 | 1.1096 | 1.1096 | 1.1434 | 0 | 0.0064686 | 0.0049984 | 0.013303 | 0.077119 | 0 | 0.030765 | 0.017896 | 0.048299 | 0 | 4.1434 | 2.0585 | 0 | 0.5281 | 0.81115 | 0 | 0 | 0 | 0 | -19.9488 | 0.055558 | 0 | 0.0027496 | 0 | -0.10289 | 0 | 0 | 0 | 0 | 0 | 0 | 0 | 0 | 1.51 | 0.012019 | 9.8343e-05 | 0 | 1.822 | 0 | 1.655 | 0 | 2.2807 | 9.2092 | 1.2254 | 3.0551 | 0.11508 | 0.056743 | -0.74221 | 0.45971 | 0.18742 | 3.782 | 10.6597 | 22.2443 | -0.8451 | 0 | 0.52614 | 0 | 1.6728 | 0.21719
2025_05_08 Hr 16 | 0.71794 | 0.0002497 | 0 | 0.060517 | 0.057712 | 0.057906 | 0.063405 | 0.060063 | 0.063405 | 0 | 0 | 0.02402 | 1.14 | 0.078371 | 1.108 | 1.108 | 1.0441 | 0 | 0.0064686 | 0.0049984 | 0.013303 | 0.077119 | 0 | 0.030765 | 0.017896 | 0.079238 | 0 | 4.1176 | 2.0585 | 0 | 0.52417 | 0.81115 | 0 | 0 | 0 | 0 | -60.3919 | 0.055558 | 0 | 0.0042307 | 0 | -0.30726 | 0 | 0 | 0 | 0 | 0 | 0 | 0 | 0 | 1.7132 | 0.012019 | 9.8343e-05 | 0 | 1.822 | 0 | 2.0364 | 0 | 1.741 | 9.8564 | 1.2254 | 3.0551 | 0.11508 | 0.056743 | -0.71794 | 0.45971 | 0.18742 | 3.782 | -29.4141 | 22.1466 | -1.0252 | 0 | 0.52614 | 0 | 1.6728 | 0.21726
2025_05_08 Hr 17 | 0.74068 | 0.0001956 | 0 | 0.090775 | 0.086568 | 0.08686 | 0.095108 | 0.090095 | 0.095108 | 0 | 0 | 0.02402 | 1.08 | 0.068104 | 1.1096 | 1.1096 | 1.1434 | 0 | 0.0064686 | 0.0049984 | 0.013303 | 0.077119 | 0 | 0.030765 | 0.017896 | 0.10014 | 0 | 4.1434 | 2.0585 | 0 | 0.5281 | 0.81115 | 0 | 0 | 0 | 0 | -54.718 | 0.055558 | 0 | 0.0033782 | 0 | -0.28167 | 0 | 0 | 0 | 0 | 0 | 0 | 0 | 0 | 1.7785 | 0.012019 | 9.8343e-05 | 0 | 1.822 | 0 | 2.2271 | 0 | 1.4102 | 10.3777 | 1.2254 | 3.0551 | 0.11508 | 0.056743 | -0.74068 | 0.45971 | 0.18742 | 3.782 | -23.5246 | 21.838 | -1.0223 | 0 | 0.52614 | 0 | 1.6728 | 0.21776
2025_05_08 Hr 18 | 0.76873 | 0.00025595 | 0 | 0.090775 | 0.086568 | 0.08686 | 0.095108 | 0.090095 | 0.095108 | 0 | 0 | 0.02402 | 0.48 | 0.031588 | 1.1096 | 1.1096 | 1.1434 | 0 | 0.0064686 | 0.0049984 | 0.013303 | 0.077119 | 0 | 0.030765 | 0.017896 | 0.10014 | 0.18617 | 4.1434 | 2.0585 | 0 | 0.5281 | 0.81115 | 0 | 0 | 0 | 0 | -53.204 | 0.055558 | 0 | 0.0035255 | 0 | -0.29404 | 0 | 0 | 0 | 0 | 0 | 0 | 0 | 0 | 1.9165 | 0.012019 | 9.8343e-05 | 0 | 1.822 | 0 | 2.2271 | 0 | 1.3188 | 10.4142 | 1.2254 | 3.0551 | 0.11508 | 0.056743 | -0.76873 | 0.45971 | 0.18742 | 3.782 | -22.5759 | 21.2767 | -1.0628 | 0 | 0.52614 | 0 | 1.6728 | 0.21828
2025_05_08 Hr 19 | 0.4771 | 0.00012543 | 0 | 0.090775 | 0.086568 | 0.08686 | 0.095108 | 0.090095 | 0.095108 | 0 | 0 | 0.02402 | 0.21 | 0.015461 | 1.1096 | 1.1096 | 1.1434 | 0 | 0.0064686 | 0.0049984 | 0.013303 | 0.077119 | 0 | 0.030765 | 0.017896 | 0.10014 | 0.21913 | 4.1434 | 2.0585 | 0 | 0.5281 | 0.81115 | 0 | 0 | 0 | 0 | -57.6245 | 0.055558 | 0 | 0.0039442 | 0 | -0.32921 | 0 | 0 | 0 | 0 | 0 | 0 | 0 | 0 | 2.2577 | 0.012019 | 9.8343e-05 | 0 | 1.822 | 0 | 2.2271 | 0 | 0.80956 | 10.5968 | 1.2254 | 3.0551 | 0.11508 | 0.056743 | -0.4771 | 0.45971 | 0.18742 | 3.782 | -27.3032 | 20.5307 | -0.80632 | 0 | 0.52614 | 0 | 1.6728 | 0.21826
2025_05_08 Hr 20 | 0.067857 | 6.2483e-05 | 0 | 0.090775 | 0.086568 | 0.08686 | 0.095108 | 0.090095 | 0.095108 | 0 | 0 | 0.02402 | 0.36 | 0.024132 | 1.1096 | 1.1096 | 1.1434 | 0 | 0.0064686 | 0.0049984 | 0.013303 | 0.077119 | 0 | 0.030765 | 0.017896 | 0.10014 | 0.21913 | 4.1434 | 2.0585 | 0 | 0.5281 | 0.81115 | 0 | 0 | 0 | 0 | -53.5838 | 0.055558 | 0 | 0.003591 | 0 | -0.29954 | 0 | 0 | 0 | 0 | 0 | 0 | 0 | 0 | 1.9165 | 0.012019 | 9.8343e-05 | 0 | 1.822 | 0 | 2.2271 | 0 | 0.99236 | 10.5968 | 1.2254 | 3.0551 | 0.11508 | 0.056743 | -0.067857 | 0.45971 | 0.18742 | 3.782 | -23.2332 | 20.1211 | -0.3674 | 0 | 0.52614 | 0 | 1.6728 | 0.21771
2025_05_08 Hr 21 | 0 | 1.0217e-05 | 0 | 0.090775 | 0.086568 | 0.08686 | 0.095108 | 0.090095 | 0.095108 | 0 | 0 | 0.02402 | 0.75 | 0.047679 | 1.1096 | 1.1096 | 1.1434 | 0 | 0.0064686 | 0.0049984 | 0.013303 | 0.077119 | 0 | 0.030765 | 0.017896 | 0.10014 | 0.21913 | 4.1434 | 2.0585 | 0 | 0.5281 | 0.81115 | 0 | 0 | 0 | 0 | -54.4172 | 0.055558 | 0 | 0.0034057 | 0 | -0.28398 | 0 | 0 | 0 | 0 | 0 | 0 | 0 | 0 | 1.7785 | 0.012019 | 9.8343e-05 | 0 | 1.822 | 0 | 2.2271 | 0 | 1.5321 | 10.5968 | 1.2254 | 3.0551 | 0.11508 | 0.056743 | 0 | 0.45971 | 0.18742 | 3.782 | -23.235 | 20.8693 | -0.28398 | 0 | 0.52614 | 0 | 1.6728 | 0.21848
2025_05_08 Hr 22 | 0 | 0 | 0 | 0.090775 | 0.086568 | 0.08686 | 0.095108 | 0.090095 | 0.095108 | 0 | 0 | 0.02402 | 1.71 | 0.098492 | 1.1096 | 1.1096 | 1.1434 | 0 | 0.0064686 | 0.0049984 | 0.013303 | 0.077119 | 0 | 0.030765 | 0.017896 | 0.10014 | 0 | 4.1434 | 2.0585 | 0 | 0.5281 | 0.81115 | 0 | 0 | 0 | 0 | -49.8551 | 0.055558 | 0 | 0.0030856 | 0 | -0.25709 | 0 | 0 | 0 | 0 | 0 | 0 | 0 | 0 | 1.9891 | 0.012019 | 9.8343e-05 | 0 | 1.822 | 0 | 2.2271 | 0 | 1.1099 | 10.3777 | 1.2254 | 3.0551 | 0.11508 | 0.056743 | 0 | 0.45971 | 0.18742 | 3.782 | -18.0677 | 21.6668 | -0.25709 | 0 | 0.52614 | 0 | 1.6728 | 0.21686
2025_05_08 Hr 23 | 0 | 0 | 0 | 0.090775 | 0 | 0 | 0.095108 | 0.090095 | 0.095108 | 0 | 0 | 0.02402 | 1.92 | 0.16812 | 1.1096 | 1.1096 | 1.1785 | 0 | 0.0064686 | 0.0049984 | 0.013303 | 0.077119 | 0 | 0.030765 | 0.017896 | 0.10014 | 0 | 4.2121 | 2.0585 | 0 | 0.53929 | 0.81115 | 0 | 0 | 0 | 0 | -83.6018 | 0.055558 | 0 | 0.0065673 | 0 | -0.39194 | 0 | 0 | 0 | 0 | 0 | 0 | 0 | 0 | 2.1197 | 0.012019 | 9.8343e-05 | 0 | 1.822 | 0 | 2.2834 | 0 | 1.4102 | 10.3644 | 1.2254 | 3.0551 | 0.11508 | 0.056743 | 0 | 0.45971 | 0.18742 | 3.782 | -51.2438 | 22.3855 | -0.39194 | 0 | 0.52614 | 0 | 1.6728 | 0.21369
2025_05_08 Hr 24 | 0 | 0 | 0 | 0.090775 | 0 | 0 | 0.095108 | 0.090095 | 0.095108 | 0 | 0 | 0.02402 | 1.65 | 0.1977 | 1.1096 | 1.1096 | 1.1785 | 0 | 0.0064686 | 0.0049984 | 0.013303 | 0.077119 | 0 | 0.030765 | 0.017896 | 0.10014 | 0 | 4.2121 | 2.0585 | 0 | 0.53929 | 0.81115 | 0 | 0 | 0 | 0 | -114.3449 | 0.055558 | 0 | 0.0089865 | 0 | -0.53709 | 0 | 0 | 0 | 0 | 0 | 0 | 0 | 0 | 1.9165 | 0.012019 | 9.8343e-05 | 0 | 1.822 | 0 | 2.2834 | 0 | 1.4407 | 10.3644 | 1.2254 | 3.0551 | 0.11508 | 0.056743 | 0 | 0.45971 | 0.18742 | 3.782 | -82.5482 | 21.9694 | -0.53709 | 0 | 0.52614 | 0 | 1.6728 | 0.21084
2025_05_09 Hr 01 | 0 | 0 | 0 | 0.087452 | 0 | 0 | 0.091626 | 0.086797 | 0.091626 | 0 | 0 | 0.02402 | 1.05 | 0.065881 | 1.1096 | 1.1096 | 1.1354 | 0 | 0.0064686 | 0.0049984 | 0.013303 | 0.077119 | 0 | 0.030765 | 0.017896 | 0.10014 | 0 | 4.0579 | 2.0585 | 0 | 0.53929 | 0.81115 | 0 | 0 | 0 | 0 | -58.9095 | 0.055558 | 0 | 0.0047058 | 0 | -0.28025 | 0 | 0 | 0 | 0 | 0 | 0 | 0 | 0 | 2.4682 | 0.012019 | 9.8343e-05 | 0 | 1.822 | 0 | 2.1998 | 0 | 1.0489 | 10.07 | 1.2254 | 3.0551 | 0.11508 | 0.056743 | 0 | 0.45971 | 0.18742 | 3.782 | -27.7219 | 21.3979 | -0.28025 | 0 | 0.52614 | 0 | 1.6728 | 0.21117
2025_05_09 Hr 02 | 0 | 0 | 0 | 0.087452 | 0 | 0 | 0.091626 | 0.086797 | 0.091626 | 0 | 0 | 0.02402 | 0.54 | 0.031308 | 1.1096 | 1.1096 | 1.1354 | 0 | 0.0064686 | 0.0049984 | 0.013303 | 0.077119 | 0 | 0.030765 | 0.017896 | 0.10014 | 0 | 4.0579 | 2.0585 | 0 | 0.53929 | 0.81115 | 0 | 0 | 0 | 0 | -53.1 | 0.055558 | 0 | 0.0043483 | 0 | -0.2588 | 0 | 0 | 0 | 0 | 0 | 0 | 0 | 0 | 2.1197 | 0.012019 | 9.8343e-05 | 0 | 1.822 | 0 | 2.1998 | 0 | 0.63111 | 10.07 | 1.2254 | 3.0551 | 0.11508 | 0.056743 | 0 | 0.45971 | 0.18742 | 3.782 | -23.2022 | 20.0866 | -0.2588 | 0 | 0.52614 | 0 | 1.6728 | 0.21073
2025_05_09 Hr 03 | 0 | 0 | 0 | 0.087452 | 0.0069601 | 0 | 0.091626 | 0.086797 | 0.091626 | 0 | 0 | 0.02402 | 0.36 | 0.01991 | 1.1096 | 1.1096 | 1.1354 | 0 | 0.0064686 | 0.0049984 | 0.013303 | 0.077119 | 0 | 0.030765 | 0.017896 | 0.10014 | 0 | 4.0579 | 2.0585 | 0 | 0.53929 | 0.81115 | 0 | 0 | 0 | 0 | -50.8507 | 0.055558 | 0 | 0.0040583 | 0 | -0.24678 | 0 | 0 | 0 | 0 | 0 | 0 | 0 | 0 | 2.7368 | 0.012019 | 9.8343e-05 | 0 | 1.822 | 0 | 2.1998 | 0 | 0.57017 | 10.0769 | 1.2254 | 3.0551 | 0.11508 | 0.056743 | 0 | 0.45971 | 0.18742 | 3.782 | -20.5695 | 20.451 | -0.24678 | 0 | 0.52614 | 0 | 1.6728 | 0.21043
2025_05_09 Hr 04 | 0 | 0 | 0 | 0.087452 | 0.0834 | 0.08368 | 0.091626 | 0.086797 | 0.091626 | 0 | 0 | 0.02402 | 0.27 | 0.016334 | 1.1096 | 1.1096 | 1.1354 | 0 | 0.0064686 | 0.0049984 | 0.013303 | 0.077119 | 0 | 0.030765 | 0.017896 | 0.10014 | 0 | 4.0579 | 2.0585 | 0 | 0.53929 | 0.81115 | 0 | 0 | 0 | 0 | -57.4665 | 0.055558 | 0 | 0.0032409 | 0 | -0.27013 | 0 | 0 | 0 | 0 | 0 | 0 | 0 | 0 | 3.833 | 0.012019 | 9.8343e-05 | 0 | 1.822 | 0 | 2.1998 | 0 | 0.93143 | 10.237 | 1.2254 | 3.0551 | 0.11508 | 0.056743 | 0 | 0.45971 | 0.18742 | 3.782 | -25.6852 | 21.8144 | -0.27013 | 0 | 0.52614 | 0 | 1.6728 | 0.20994
2025_05_09 Hr 05 | 0 | 0 | 0 | 0.087452 | 0.0834 | 0.08368 | 0.091626 | 0.086797 | 0.091626 | 0 | 0 | 0.02402 | 0.21 | 0.015271 | 1.1096 | 1.1096 | 1.1354 | 0 | 0.0064686 | 0.0049984 | 0.013303 | 0.077119 | 0 | 0.030765 | 0.017896 | 0.10014 | 0.30809 | 4.0579 | 2.0585 | 0 | 0.53929 | 0.81115 | 0 | 0 | 0 | 0 | -69.8005 | 0.055558 | 0 | 0.0038957 | 0 | -0.32514 | 0 | 0 | 0 | 0 | 0 | 0 | 0 | 0 | 4.1088 | 0.012019 | 9.8343e-05 | 0 | 1.822 | 0 | 2.1998 | 0 | 1.5016 | 10.3955 | 1.2254 | 3.0551 | 0.11508 | 0.056743 | 0 | 0.45971 | 0.18742 | 3.782 | -37.13 | 22.6001 | -0.32514 | 0 | 0.52614 | 0 | 1.6728 | 0.2107
2025_05_09 Hr 06 | 0.02274 | 0 | 0 | 0.087452 | 0.0834 | 0.08368 | 0.091626 | 0.086797 | 0.091626 | 0 | 0 | 0.02402 | 0.21 | 0.016533 | 1.1096 | 1.1096 | 1.1354 | 0 | 0.0064686 | 0.0049984 | 0.013303 | 0.077119 | 0 | 0.030765 | 0.017896 | 0.10014 | 0.21128 | 4.0579 | 2.0585 | 0 | 0.53929 | 0.81115 | 0 | 0 | 0 | 0 | -76.9227 | 0.055558 | 0 | 0.0042177 | 0 | -0.35218 | 0 | 0 | 0 | 0 | 0 | 0 | 0 | 0 | 4.2467 | 0.012019 | 9.8343e-05 | 0 | 1.822 | 0 | 2.1998 | 0 | 1.6801 | 10.4483 | 1.2254 | 3.0551 | 0.11508 | 0.056743 | -0.02274 | 0.45971 | 0.18742 | 3.782 | -43.9058 | 22.9435 | -0.37492 | 0 | 0.52614 | 0 | 1.6728 | 0.21371
2025_05_09 Hr 07 | 0.36362 | 0 | 0 | 0.087452 | 0.0834 | 0.08368 | 0.091626 | 0.086797 | 0.091626 | 0 | 0 | 0.02402 | 0.12 | 0.0046815 | 1.1096 | 1.1096 | 1.1016 | 0 | 0.0064686 | 0.0049984 | 0.013303 | 0.077119 | 0 | 0.030765 | 0.017896 | 0.10014 | 0.21128 | 3.9917 | 2.0585 | 0 | 0.5281 | 0.81115 | 0 | 0 | 0 | 0 | -35.9588 | 0.055558 | 0 | 0.00209 | 0 | -0.17346 | 0 | 0 | 0 | 0 | 0 | 0 | 0 | 0 | 3.695 | 0.012019 | 9.8343e-05 | 0 | 1.822 | 0 | 2.1456 | 0 | 1.741 | 10.2941 | 1.2254 | 3.0551 | 0.11508 | 0.056743 | -0.36362 | 0.45971 | 0.18742 | 3.782 | -3.5173 | 22.6846 | -0.53708 | 0 | 0.52614 | 0 | 1.6728 | 0.21771
2025_05_09 Hr 08 | 0.7635 | 4.1224e-07 | 0 | 0.087452 | 0 | 0 | 0.091626 | 0.086797 | 0.091626 | 0 | 0 | 0.02402 | 0.09 | 0.0023085 | 1.1096 | 1.1096 | 1.1016 | 0 | 0.0064686 | 0.0049984 | 0.013303 | 0.077119 | 0 | 0.030765 | 0.017896 | 0.084455 | 0.21128 | 3.9917 | 2.0585 | 0 | 0.5281 | 0.81115 | 0 | 0 | 0 | 0 | -21.2791 | 0.055558 | 0 | 0.0019238 | 0 | -0.11333 | 0 | 0 | 0 | 0 | 0 | 0 | 0 | 0 | 2.9473 | 0.012019 | 9.8343e-05 | 0 | 1.822 | 0 | 1.6419 | 0 | 1.0489 | 9.6076 | 1.2254 | 3.0551 | 0.11508 | 0.056743 | -0.7635 | 0.45971 | 0.18742 | 3.782 | 9.0664 | 21.6148 | -0.87682 | 0 | 0.52614 | 0 | 1.6728 | 0.22016
2025_05_09 Hr 09 | 0.82728 | 1.363e-05 | 0 | 0 | 0 | 0 | 0 | 0 | 0 | 0 | 0 | 0.02402 | 0.03 | 0.00054133 | 1.1096 | 1.1096 | 0.87299 | 0 | 0.0064686 | 0.0049984 | 0.013303 | 0.077119 | 0 | 0.030765 | 0.017896 | 0.037413 | 0 | 3.9917 | 2.0585 | 0 | 0.5281 | 0.81115 | 0 | 0 | 0 | 0 | -13.9424 | 0.055558 | 0 | 0.0021267 | 0 | -0.0791 | 0 | 0 | 0 | 0 | 0 | 0 | 0 | 0 | 2.8747 | 0.012019 | 9.8343e-05 | 0 | 1.822 | 0 | 1.5944 | 0 | 1.1403 | 8.7157 | 1.2254 | 3.0551 | 0.11508 | 0.056743 | -0.82728 | 0.45971 | 0.18742 | 3.782 | 15.502 | 21.6351 | -0.90638 | 0 | 0.52614 | 0 | 1.6728 | 0.21964
2025_05_09 Hr 10 | 0.81159 | 5.5709e-05 | 0 | 0 | 0 | 0 | 0 | 0 | 0 | 0 | 0 | 0.02402 | 0.03 | 0.0006117 | 1.1096 | 1.1096 | 1.056 | 0 | 0.0064686 | 0.0049984 | 0.013303 | 0.077119 | 0 | 0.030765 | 0.017896 | 0.047477 | 0 | 3.9917 | 2.0585 | 0 | 0.5281 | 0.81115 | 0 | 0 | 0 | 0 | -16.3526 | 0.055558 | 0 | 0.0024031 | 0 | -0.089655 | 0 | 0 | 0 | 0 | 0 | 0 | 0 | 0 | 2.7368 | 0.012019 | 9.8343e-05 | 0 | 1.822 | 0 | 1.5944 | 0 | 1.4102 | 8.9088 | 1.2254 | 3.0551 | 0.11508 | 0.056743 | -0.81159 | 0.45971 | 0.18742 | 3.782 | 13.407 | 21.752 | -0.90125 | 0 | 0.52614 | 0 | 1.6728 | 0.22025
2025_05_09 Hr 11 | 0.80709 | 0.00010668 | 0 | 0 | 0 | 0 | 0 | 0 | 0 | 0 | 0 | 0.02402 | 0.03 | 0.00058742 | 1.1096 | 1.1096 | 1.1016 | 0 | 0.0064686 | 0.0049984 | 0.013303 | 0.077119 | 0 | 0.030765 | 0.017896 | 0.037413 | 0 | 3.9917 | 2.0585 | 0 | 0.5281 | 0.81115 | 0 | 0 | 0 | 0 | -16.0313 | 0.055558 | 0 | 0.0023077 | 0 | -0.086013 | 0 | 0 | 0 | 0 | 0 | 0 | 0 | 0 | 2.7368 | 0.012019 | 9.8343e-05 | 0 | 1.822 | 0 | 1.5944 | 0 | 1.4407 | 8.9443 | 1.2254 | 3.0551 | 0.11508 | 0.056743 | -0.80709 | 0.45971 | 0.18742 | 3.782 | 13.7989 | 21.779 | -0.8931 | 0 | 0.52614 | 0 | 1.6728 | 0.22122
2025_05_09 Hr 12 | 0.81464 | 0.00019449 | 0 | 0 | 0 | 0 | 0 | 0 | 0 | 0 | 0 | 0.02402 | 0.03 | 0.00049597 | 1.0922 | 1.0922 | 0.74238 | 0 | 0.0064686 | 0.0049984 | 0.013303 | 0.077119 | 0 | 0.030765 | 0.017896 | 0.037413 | 0 | 3.105 | 2.0585 | 0 | 0.38812 | 0.81115 | 0 | 0 | 0 | 0 | -11.6961 | 0.055558 | 0 | 0.0019485 | 0 | -0.072296 | 0 | 0 | 0 | 0 | 0 | 0 | 0 | 0 | 2.7368 | 0.012019 | 9.8343e-05 | 0 | 1.822 | 0 | 1.5944 | 0 | 1.4102 | 7.6636 | 1.2254 | 3.0551 | 0.11508 | 0.056743 | -0.81464 | 0.45971 | 0.18742 | 3.782 | 16.6967 | 21.6161 | -0.88694 | 0 | 0.52614 | 0 | 1.6728 | 0.22123
2025_05_09 Hr 13 | 0.80701 | 0.000165 | 0 | 0 | 0 | 0 | 0 | 0 | 0 | 0 | 0 | 0.02402 | 0.03 | 0.00038355 | 0.39438 | 0.39438 | 0.70973 | 0 | 0.0064686 | 0.0049984 | 0.013303 | 0.077119 | 0 | 0.030765 | 0.017896 | 0.037413 | 0 | 2.9882 | 2.0585 | 0 | 0.36967 | 0.81115 | 0 | 0 | 0 | 0 | -7.4288 | 0.055558 | 0 | 0.0015068 | 0 | -0.055433 | 0 | 0 | 0 | 0 | 0 | 0 | 0 | 0 | 2.4682 | 0.012019 | 9.8343e-05 | 0 | 1.822 | 0 | 1.5944 | 0 | 1.5016 | 6.1185 | 1.2254 | 3.0551 | 0.11508 | 0.056743 | -0.80701 | 0.45971 | 0.18742 | 3.782 | 19.24 | 21.4128 | -0.86245 | 0 | 0.52614 | 0 | 1.6728 | 0.22137
2025_05_09 Hr 14 | 0.81036 | 0.00023408 | 0 | 0 | 0 | 0 | 0 | 0 | 0 | 0 | 0 | 0.02402 | 0.03 | 0.00054618 | 0.51778 | 0.51779 | 0.87536 | 0 | 0.0064686 | 0.0049984 | 0.013303 | 0.077119 | 0 | 0.030765 | 0.017896 | 0.037413 | 0 | 3.6122 | 2.0585 | 0 | 0.46819 | 0.81115 | 0 | 0 | 0 | 0 | -12.5451 | 0.055558 | 0 | 0.0021457 | 0 | -0.079828 | 0 | 0 | 0 | 0 | 0 | 0 | 0 | 0 | 2.4682 | 0.012019 | 9.8343e-05 | 0 | 1.822 | 0 | 1.5944 | 0 | 1.9499 | 7.1549 | 1.2254 | 3.0551 | 0.11508 | 0.056743 | -0.81036 | 0.45971 | 0.18742 | 3.782 | 15.6841 | 21.9644 | -0.89018 | 0 | 0.52614 | 0 | 1.6728 | 0.22259
2025_05_09 Hr 15 | 0.8251 | 0.00021051 | 0 | 0 | 0 | 0 | 0 | 0 | 0 | 0 | 0 | 0.02402 | 0.06 | 0.001299 | 0.74558 | 0.74572 | 1.1016 | 0 | 0.0064686 | 0.0049984 | 0.013303 | 0.077119 | 0 | 0.030765 | 0.017896 | 0.037413 | 0 | 3.9917 | 2.0585 | 0 | 0.5281 | 0.81115 | 0 | 0 | 0 | 0 | -16.1027 | 0.055558 | 0 | 0.0025516 | 0 | -0.095326 | 0 | 0 | 0 | 0 | 0 | 0 | 0 | 0 | 2.2577 | 0.012019 | 9.8343e-05 | 0 | 1.822 | 0 | 1.5944 | 0 | 2.3112 | 8.2164 | 1.2254 | 3.0551 | 0.11508 | 0.056743 | -0.8251 | 0.45971 | 0.18742 | 3.782 | 13.414 | 22.2208 | -0.92043 | 0 | 0.52614 | 0 | 1.6728 | 0.22281
2025_05_09 Hr 16 | 0.79495 | 0.00037455 | 0 | 0.058301 | 0.0556 | 0.055787 | 0.061084 | 0.057865 | 0.061084 | 0 | 0 | 0.02402 | 0.03 | 0.0016529 | 1.0384 | 1.0383 | 1.006 | 0 | 0.0064686 | 0.0049984 | 0.013303 | 0.077119 | 0 | 0.030765 | 0.017896 | 0.079238 | 0 | 3.9087 | 2.0585 | 0 | 0.51499 | 0.81115 | 0 | 0 | 0 | 0 | -42.495 | 0.055558 | 0 | 0.0034815 | 0 | -0.24583 | 0 | 0 | 0 | 0 | 0 | 0 | 0 | 0 | 1.7785 | 0.012019 | 9.8343e-05 | 0 | 1.822 | 0 | 1.9619 | 0 | 2.1022 | 9.3822 | 1.2254 | 3.0551 | 0.11508 | 0.056743 | -0.79495 | 0.45971 | 0.18742 | 3.782 | -12.6939 | 21.4597 | -1.0408 | 0 | 0.52614 | 0 | 1.6728 | 0.22248
2025_05_09 Hr 17 | 0.75863 | 0.00016645 | 0 | 0.087452 | 0.0834 | 0.08368 | 0.091626 | 0.086797 | 0.091626 | 0 | 0 | 0.02402 | 0.03 | 0.00098635 | 1.1096 | 1.1096 | 1.1016 | 0 | 0.0064686 | 0.0049984 | 0.013303 | 0.077119 | 0 | 0.030765 | 0.017896 | 0.10014 | 0 | 3.9917 | 2.0585 | 0 | 0.5281 | 0.81115 | 0 | 0 | 0 | 0 | -25.5088 | 0.055558 | 0 | 0.0017613 | 0 | -0.14585 | 0 | 0 | 0 | 0 | 0 | 0 | 0 | 0 | 2.1197 | 0.012019 | 9.8343e-05 | 0 | 1.822 | 0 | 1.9604 | 0 | 1.7105 | 9.8975 | 1.2254 | 3.0551 | 0.11508 | 0.056743 | -0.75863 | 0.45971 | 0.18742 | 3.782 | 4.8698 | 21.3856 | -0.90448 | 0 | 0.52614 | 0 | 1.6728 | 0.223
2025_05_09 Hr 18 | 0.76873 | 0.00021636 | 0 | 0.087452 | 0.0834 | 0.08368 | 0.091626 | 0.086797 | 0.091626 | 0 | 0 | 0.02402 | 0.12 | 0.0059833 | 1.1096 | 1.1096 | 1.1016 | 0 | 0.0064686 | 0.0049984 | 0.013303 | 0.077119 | 0 | 0.030765 | 0.017896 | 0.10014 | 0 | 3.9917 | 2.0585 | 0 | 0.5281 | 0.81115 | 0 | 0 | 0 | 0 | -39.0605 | 0.055558 | 0 | 0.0026711 | 0 | -0.22227 | 0 | 0 | 0 | 0 | 0 | 0 | 0 | 0 | 2.6715 | 0.012019 | 9.8343e-05 | 0 | 1.822 | 0 | 2.1456 | 0 | 1.5321 | 10.0828 | 1.2254 | 3.0551 | 0.11508 | 0.056743 | -0.76873 | 0.45971 | 0.18742 | 3.782 | -8.1045 | 21.8643 | -0.991 | 0 | 0.52614 | 0 | 1.6728 | 0.22328
2025_05_09 Hr 19 | 0.45429 | 0.0001599 | 0 | 0.087452 | 0.0834 | 0.08368 | 0.091626 | 0.086797 | 0.091626 | 0 | 0 | 0.02402 | 0.21 | 0.010715 | 1.1096 | 1.1096 | 1.1016 | 0 | 0.0064686 | 0.0049984 | 0.013303 | 0.077119 | 0 | 0.030765 | 0.017896 | 0.10014 | 0 | 3.9917 | 2.0585 | 0 | 0.5281 | 0.81115 | 0 | 0 | 0 | 0 | -39.0646 | 0.055558 | 0 | 0.0027333 | 0 | -0.2275 | 0 | 0 | 0 | 0 | 0 | 0 | 0 | 0 | 2.5335 | 0.012019 | 9.8343e-05 | 0 | 1.822 | 0 | 2.1456 | 0 | 1.2622 | 10.0828 | 1.2254 | 3.0551 | 0.11508 | 0.056743 | -0.45429 | 0.45971 | 0.18742 | 3.782 | -8.4273 | 21.2364 | -0.68179 | 0 | 0.52614 | 0 | 1.6728 | 0.22292
2025_05_09 Hr 20 | 0.090742 | 7.5524e-05 | 0 | 0.087452 | 0.0834 | 0.08368 | 0.091626 | 0.086797 | 0.091626 | 0 | 0 | 0.02402 | 0.6 | 0.032409 | 1.1096 | 1.1096 | 1.1016 | 0 | 0.0064686 | 0.0049984 | 0.013303 | 0.077119 | 0 | 0.030765 | 0.017896 | 0.10014 | 0.36091 | 3.9917 | 2.0585 | 0 | 0.5281 | 0.81115 | 0 | 0 | 0 | 0 | -44.1195 | 0.055558 | 0 | 0.0028936 | 0 | -0.24096 | 0 | 0 | 0 | 0 | 0 | 0 | 0 | 0 | 2.3303 | 0.012019 | 9.8343e-05 | 0 | 1.822 | 0 | 2.1456 | 0 | 1.2927 | 10.2941 | 1.2254 | 3.0551 | 0.11508 | 0.056743 | -0.090742 | 0.45971 | 0.18742 | 3.782 | -13.0457 | 21.1115 | -0.33171 | 0 | 0.52614 | 0 | 1.6728 | 0.22275
2025_05_09 Hr 21 | 0 | 1.0816e-05 | 0 | 0.087452 | 0.0834 | 0.08368 | 0.091626 | 0.086797 | 0.091626 | 0 | 0 | 0.02402 | 1.14 | 0.069747 | 1.1096 | 1.1096 | 1.1016 | 0 | 0.0064686 | 0.0049984 | 0.013303 | 0.077119 | 0 | 0.030765 | 0.017896 | 0.10014 | 0.21128 | 3.9917 | 2.0585 | 0 | 0.5281 | 0.81115 | 0 | 0 | 0 | 0 | -51.8763 | 0.055558 | 0 | 0.0032776 | 0 | -0.27322 | 0 | 0 | 0 | 0 | 0 | 0 | 0 | 0 | 1.7785 | 0.012019 | 9.8343e-05 | 0 | 1.822 | 0 | 2.1456 | 0 | 1.2927 | 10.2941 | 1.2254 | 3.0551 | 0.11508 | 0.056743 | 0 | 0.45971 | 0.18742 | 3.782 | -20.81 | 21.0455 | -0.27322 | 0 | 0.52614 | 0 | 1.6728 | 0.222
2025_05_09 Hr 22 | 0 | 0 | 0 | 0.087452 | 0.0834 | 0.08368 | 0.091626 | 0.086797 | 0.091626 | 0 | 0 | 0.02402 | 1.92 | 0.11699 | 1.1096 | 1.1096 | 1.1016 | 0 | 0.0064686 | 0.0049984 | 0.013303 | 0.077119 | 0 | 0.030765 | 0.017896 | 0.10014 | 0.21128 | 3.9917 | 2.0585 | 0 | 0.5281 | 0.81115 | 0 | 0 | 0 | 0 | -55.501 | 0.055558 | 0 | 0.0032643 | 0 | -0.2721 | 0 | 0 | 0 | 0 | 0 | 0 | 0 | 0 | 2.4682 | 0.012019 | 9.8343e-05 | 0 | 1.822 | 0 | 2.1456 | 0 | 1.1708 | 10.2941 | 1.2254 | 3.0551 | 0.11508 | 0.056743 | 0 | 0.45971 | 0.18742 | 3.782 | -23.0399 | 22.4391 | -0.2721 | 0 | 0.52614 | 0 | 1.6728 | 0.22058
2025_05_09 Hr 23 | 0 | 0 | 0 | 0.087452 | 0.0834 | 0.08368 | 0.091626 | 0.086797 | 0.091626 | 0 | 0 | 0.02402 | 2.34 | 0.19005 | 1.1096 | 1.1096 | 1.1354 | 0 | 0.0064686 | 0.0049984 | 0.013303 | 0.077119 | 0 | 0.030765 | 0.017896 | 0.10014 | 0.21128 | 4.0579 | 2.0585 | 0 | 0.53929 | 0.81115 | 0 | 0 | 0 | 0 | -82.3111 | 0.055558 | 0 | 0.0043509 | 0 | -0.36338 | 0 | 0 | 0 | 0 | 0 | 0 | 0 | 0 | 3.2885 | 0.012019 | 9.8343e-05 | 0 | 1.822 | 0 | 2.1998 | 0 | 1.1708 | 10.4483 | 1.2254 | 3.0551 | 0.11508 | 0.056743 | 0 | 0.45971 | 0.18742 | 3.782 | -48.4649 | 23.7612 | -0.36338 | 0 | 0.52614 | 0 | 1.6728 | 0.21813
2025_05_09 Hr 24 | 0 | 0 | 0 | 0.087452 | 0.0834 | 0.08368 | 0.091626 | 0.086797 | 0.091626 | 0 | 0 | 0.02402 | 2.43 | 0.32902 | 1.1096 | 1.1096 | 1.1354 | 0 | 0.0064686 | 0.0049984 | 0.013303 | 0.077119 | 0 | 0.030765 | 0.017896 | 0.10014 | 0.21128 | 4.0579 | 2.0585 | 0 | 0.53929 | 0.81115 | 0 | 0 | 0 | 0 | -144.368 | 0.055558 | 0 | 0.0072535 | 0 | -0.60719 | 0 | 0 | 0 | 0 | 0 | 0 | 0 | 0 | 3.2159 | 0.012019 | 9.8343e-05 | 0 | 1.822 | 0 | 2.1998 | 0 | 1.4102 | 10.4483 | 1.2254 | 3.0551 | 0.11508 | 0.056743 | 0 | 0.45971 | 0.18742 | 3.782 | -110.3724 | 24.1545 | -0.60719 | 0 | 0.52614 | 0 | 1.6728 | 0.21565
2025_05_10 Hr 01 | 0 | 0 | 0 | 0.086123 | 0.082132 | 0.082409 | 0.090234 | 0.085478 | 0.090234 | 0 | 0 | 0.02402 | 2.43 | 0.10028 | 1.1096 | 1.1096 | 1.1182 | 0 | 0.0064686 | 0.0049984 | 0.013303 | 0.077119 | 0 | 0.030765 | 0.017896 | 0.10014 | 0.20814 | 3.9962 | 2.0585 | 0 | 0.53929 | 0.81115 | 0 | 0 | 0 | 0 | -43.0495 | 0.055558 | 0 | 0.0022108 | 0 | -0.18361 | 0 | 0 | 0 | 0 | 0 | 0 | 0 | 0 | 3.6297 | 0.012019 | 9.8343e-05 | 0 | 1.822 | 0 | 2.1664 | 0 | 1.2317 | 10.3249 | 1.2254 | 3.0551 | 0.11508 | 0.056743 | 0 | 0.45971 | 0.18742 | 3.782 | -8.7513 | 24.1569 | -0.18361 | 0 | 0.52614 | 0 | 1.6728 | 0.21151
2025_05_10 Hr 02 | 0 | 0 | 0 | 0.086123 | 0.082132 | 0.082409 | 0.090234 | 0.085478 | 0.090234 | 0 | 0 | 0.02402 | 2.07 | 0.092588 | 1.1096 | 1.1096 | 1.1182 | 0 | 0.0064686 | 0.0049984 | 0.013303 | 0.077119 | 0 | 0.030765 | 0.017896 | 0.10014 | 0.20814 | 3.9962 | 2.0585 | 0 | 0.53929 | 0.81115 | 0 | 0 | 0 | 0 | -47.2817 | 0.055558 | 0 | 0.0023962 | 0 | -0.19918 | 0 | 0 | 0 | 0 | 0 | 0 | 0 | 0 | 4.2467 | 0.012019 | 9.8343e-05 | 0 | 1.822 | 0 | 2.1664 | 0 | 0.72251 | 10.3249 | 1.2254 | 3.0551 | 0.11508 | 0.056743 | 0 | 0.45971 | 0.18742 | 3.782 | -13.2594 | 23.8967 | -0.19918 | 0 | 0.52614 | 0 | 1.6728 | 0.2111
2025_05_10 Hr 03 | 0 | 0 | 0 | 0.086123 | 0.082132 | 0.082409 | 0.090234 | 0.085478 | 0.090234 | 0 | 0 | 0.02402 | 2.07 | 0.087929 | 1.1096 | 1.1096 | 1.1182 | 0 | 0.0064686 | 0.0049984 | 0.013303 | 0.077119 | 0 | 0.030765 | 0.017896 | 0.10014 | 0.20814 | 3.9962 | 2.0585 | 0 | 0.53929 | 0.81115 | 0 | 0 | 0 | 0 | -45.1636 | 0.055558 | 0 | 0.0022756 | 0 | -0.18905 | 0 | 0 | 0 | 0 | 0 | 0 | 0 | 0 | 4.2467 | 0.012019 | 9.8343e-05 | 0 | 1.822 | 0 | 2.1664 | 0 | 0.80956 | 10.3249 | 1.2254 | 3.0551 | 0.11508 | 0.056743 | 0 | 0.45971 | 0.18742 | 3.782 | -11.0494 | 23.9784 | -0.18905 | 0 | 0.52614 | 0 | 1.6728 | 0.21043
2025_05_10 Hr 04 | 0 | 0 | 0 | 0.086123 | 0.082132 | 0.082408 | 0.090234 | 0.085478 | 0.090234 | 0 | 0 | 0.02402 | 2.52 | 0.064696 | 1.1096 | 1.1096 | 1.1182 | 0 | 0.0064686 | 0.0049984 | 0.013303 | 0.077119 | 0 | 0.030765 | 0.017896 | 0.090103 | 0.20814 | 3.9962 | 2.0585 | 0 | 0.53929 | 0.81115 | 0 | 0 | 0 | 0 | -27.6874 | 0.055558 | 0 | 0.0013753 | 0 | -0.11343 | 0 | 0 | 0 | 0 | 0 | 0 | 0 | 0 | 4.2467 | 0.012019 | 9.8343e-05 | 0 | 1.822 | 0 | 1.6599 | 0 | 1.0489 | 9.8083 | 1.2254 | 3.0551 | 0.11508 | 0.056743 | 0 | 0.45971 | 0.18742 | 3.782 | 6.6523 | 24.6447 | -0.11343 | 0 | 0.52614 | 0 | 1.6728 | 0.21063
2025_05_10 Hr 05 | 0 | 0 | 0 | 0.086123 | 0.082132 | 0.082408 | 0.090234 | 0.085478 | 0.090234 | 0 | 0 | 0.02402 | 2.55 | 0.048315 | 1.1096 | 1.1096 | 1.0541 | 0 | 0.0064686 | 0.0049984 | 0.013303 | 0.077119 | 0 | 0.030765 | 0.017896 | 0.037413 | 0.20814 | 3.988 | 2.0585 | 0 | 0.53795 | 0.81115 | 0 | 0 | 0 | 0 | -20.4317 | 0.055558 | 0 | 0.001015 | 0 | -0.083161 | 0 | 0 | 0 | 0 | 0 | 0 | 0 | 0 | 4.2467 | 0.012019 | 9.8343e-05 | 0 | 1.822 | 0 | 1.6599 | 0 | 1.0794 | 9.6834 | 1.2254 | 3.0551 | 0.11508 | 0.056743 | 0 | 0.45971 | 0.18742 | 3.782 | 13.8561 | 24.6876 | -0.083161 | 0 | 0.52614 | 0 | 1.6728 | 0.21077
2025_05_10 Hr 06 | 0 | 0 | 0 | 0.086123 | 0 | 0 | 0.090234 | 0.085478 | 0.090234 | 0 | 0 | 0.02402 | 2.28 | 0.044431 | 1.1048 | 1.1048 | 0.99589 | 0 | 0.0064686 | 0.0049984 | 0.013303 | 0.077119 | 0 | 0.030765 | 0.017896 | 0.037413 | 0 | 3.947 | 2.0585 | 0 | 0.53126 | 0.81115 | 0 | 0 | 0 | 0 | -20.3488 | 0.055558 | 0 | 0.0014616 | 0 | -0.085593 | 0 | 0 | 0 | 0 | 0 | 0 | 0 | 0 | 4.3121 | 0.012019 | 9.8343e-05 | 0 | 1.822 | 0 | 1.6599 | 0 | 1.0185 | 9.2019 | 1.2254 | 3.0551 | 0.11508 | 0.056743 | 0 | 0.45971 | 0.18742 | 3.782 | 13.1795 | 24.412 | -0.085593 | 0 | 0.52614 | 0 | 1.6728 | 0.21132
2025_05_10 Hr 07 | 0.34074 | 0 | 0 | 0 | 0 | 0 | 0 | 0 | 0 | 0 | 0 | 0.02402 | 1.59 | 0.029542 | 0.75199 | 0.75199 | 0.85007 | 0 | 0.0064686 | 0.0049984 | 0.013303 | 0.077119 | 0 | 0.030765 | 0.017896 | 0.052715 | 0 | 3.3545 | 2.0585 | 0 | 0.43569 | 0.81115 | 0 | 0 | 0 | 0 | -16.5335 | 0.055558 | 0 | 0.0031851 | 0 | -0.081508 | 0 | 0 | 0 | 0 | 0 | 0 | 0 | 0 | 4.5879 | 0.012019 | 9.8343e-05 | 0 | 1.822 | 0 | 0 | 0 | 0.87049 | 5.7613 | 1.2254 | 3.0551 | 0.11508 | 0.056743 | -0.34074 | 0.45971 | 0.18742 | 3.782 | 12.8871 | 24.0815 | -0.42224 | 0 | 0.52614 | 0 | 1.6728 | 0.21272
2025_05_10 Hr 08 | 0.75536 | 6.1988e-07 | 0 | 0 | 0 | 0 | 0 | 0 | 0 | 0 | 0 | 0.02402 | 1.41 | 0.009064 | 0.39438 | 0.39438 | 0.69896 | 0 | 0.0064686 | 0.0049984 | 0.013303 | 0.077119 | 0 | 0.030765 | 0.017896 | 0.037413 | 0 | 2.9427 | 2.0585 | 0 | 0.36967 | 0.81115 | 0 | 0 | 0 | 0 | -4.4143 | 0.055558 | 0 | 0.001102 | 0 | -0.026828 | 0 | 0 | 0 | 0 | 0 | 0 | 0 | 0 | 4.45 | 0.012019 | 9.8343e-05 | 0 | 1.822 | 0 | 0 | 0 | 0.69204 | 4.4679 | 1.2254 | 3.0551 | 0.11508 | 0.056743 | -0.75536 | 0.45971 | 0.18742 | 3.782 | 23.1869 | 23.9155 | -0.78219 | 0 | 0.52614 | 0 | 1.6728 | 0.21489
2025_05_10 Hr 09 | 0.82728 | 2.9032e-06 | 0 | 0 | 0 | 0 | 0 | 0 | 0 | 0 | 0 | 0.02402 | 1.5 | 0.010036 | 0.39438 | 0.39438 | 0.69896 | 0 | 0.0064686 | 0.0049984 | 0.013303 | 0.077119 | 0 | 0.030765 | 0.017896 | 0.037413 | 0 | 0 | 2.0585 | 0 | 0 | 0.81115 | 0 | 0 | 0 | 0 | -3.2862 | 0.055558 | 0 | 0.013476 | 0 | -0.028007 | 0 | 0 | 0 | 0 | 0 | 0 | 0 | 0 | 4.3121 | 0.012019 | 9.8343e-05 | 0 | 1.822 | 0 | 0 | 0 | 0.47877 | 1.5251 | 1.2254 | 3.0551 | 0.11508 | 0.056743 | -0.82728 | 0.45971 | 0.18742 | 3.782 | 20.7429 | 23.3593 | -0.85529 | 0 | 0.52614 | 0 | 1.6728 | 0.21671
2025_05_10 Hr 10 | 0.81159 | 1.0994e-05 | 0 | 0 | 0 | 0 | 0 | 0 | 0 | 0 | 0 | 0.02402 | 1.56 | 0.010361 | 0.39438 | 0.39438 | 0.69896 | 0 | 0.0064686 | 0.0049984 | 0.013303 | 0.077119 | 0 | 0.030765 | 0.017896 | 0.037413 | 0 | 0 | 2.0585 | 0 | 0 | 0.81115 | 0 | 0 | 0 | 0 | -3.0344 | 0.055558 | 0 | 0.013378 | 0 | -0.027787 | 0 | 0 | 0 | 0 | 0 | 0 | 0 | 0 | 4.0435 | 0.012019 | 9.8343e-05 | 0 | 1.822 | 0 | 0 | 0 | 0.5397 | 1.5251 | 1.2254 | 3.0551 | 0.11508 | 0.056743 | -0.81159 | 0.45971 | 0.18742 | 3.782 | 20.8482 | 23.1968 | -0.83938 | 0 | 0.52614 | 0 | 1.6728 | 0.21727
2025_05_10 Hr 11 | 0.80709 | 1.1314e-05 | 0 | 0 | 0 | 0 | 0 | 0 | 0 | 0 | 0 | 0.02402 | 1.23 | 0.0057343 | 0.39438 | 0.39438 | 0.69896 | 0 | 0.0064686 | 0.0049984 | 0.013303 | 0.077119 | 0 | 0.030765 | 0.017896 | 0.037413 | 0 | 0 | 2.0585 | 0 | 0 | 0.81115 | 0 | 0 | 0 | 0 | -2.0795 | 0.055558 | 0 | 0.0093906 | 0 | -0.018879 | 0 | 0 | 0 | 0 | 0 | 0 | 0 | 0 | 3.6297 | 0.012019 | 9.8343e-05 | 0 | 1.822 | 0 | 0 | 0 | 0.69204 | 1.5251 | 1.2254 | 3.0551 | 0.11508 | 0.056743 | -0.80709 | 0.45971 | 0.18742 | 3.782 | 21.217 | 22.5974 | -0.82597 | 0 | 0.52614 | 0 | 1.6728 | 0.21837
2025_05_10 Hr 12 | 0.81464 | 8.4555e-06 | 0 | 0 | 0 | 0 | 0 | 0 | 0 | 0 | 0 | 0.02402 | 1.29 | 0.0056558 | 0.39438 | 0.39438 | 0.69896 | 0 | 0.0064686 | 0.0049984 | 0.013303 | 0.077119 | 0 | 0.030765 | 0.017896 | 0.037413 | 0 | 0 | 2.0585 | 0 | 0 | 0.81115 | 0 | 0 | 0 | 0 | -1.8072 | 0.055558 | 0 | 0.0088313 | 0 | -0.01763 | 0 | 0 | 0 | 0 | 0 | 0 | 0 | 0 | 3.6297 | 0.012019 | 9.8343e-05 | 0 | 1.822 | 0 | 0 | 0 | 0.72251 | 1.5251 | 1.2254 | 3.0551 | 0.11508 | 0.056743 | -0.81464 | 0.45971 | 0.18742 | 3.782 | 21.5807 | 22.695 | -0.83227 | 0 | 0.52614 | 0 | 1.6728 | 0.21809
2025_05_10 Hr 13 | 0.80701 | 4.6299e-06 | 0 | 0 | 0 | 0 | 0 | 0 | 0 | 0 | 0 | 0.02402 | 1.8 | 0.0039284 | 0.39438 | 0.39438 | 0.69896 | 0 | 0.0064686 | 0.0049984 | 0.013303 | 0.077119 | 0 | 0.030765 | 0.017896 | 0.037413 | 0 | 0 | 2.0585 | 0 | 0 | 0.81115 | 0 | 0 | 0 | 0 | -0.96095 | 0.055558 | 0 | 0.0043961 | 0 | -0.007721 | 0 | 0 | 0 | 0 | 0 | 0 | 0 | 0 | 3.9055 | 0.012019 | 9.8343e-05 | 0 | 1.822 | 0 | 0 | 0 | 0.57017 | 1.5251 | 1.2254 | 3.0551 | 0.11508 | 0.056743 | -0.80701 | 0.45971 | 0.18742 | 3.782 | 23.0695 | 23.32 | -0.81473 | 0 | 0.52614 | 0 | 1.6728 | 0.21894
2025_05_10 Hr 14 | 0.81036 | 7.2825e-06 | 0 | 0 | 0 | 0 | 0 | 0 | 0 | 0 | 0 | 0.02402 | 1.65 | 0.0037384 | 0.39438 | 0.39438 | 0.69896 | 0 | 0.0064686 | 0.0049984 | 0.013303 | 0.077119 | 0 | 0.030765 | 0.017896 | 0.037413 | 0 | 0 | 2.0585 | 0 | 0 | 0.81115 | 0 | 0 | 0 | 0 | -0.90178 | 0.055558 | 0 | 0.0045637 | 0 | -0.0080955 | 0 | 0 | 0 | 0 | 0 | 0 | 0 | 0 | 3.2885 | 0.012019 | 9.8343e-05 | 0 | 1.822 | 0 | 0 | 0 | 0.4483 | 1.5251 | 1.2254 | 3.0551 | 0.11508 | 0.056743 | -0.81036 | 0.45971 | 0.18742 | 3.782 | 22.2391 | 22.4342 | -0.81845 | 0 | 0.52614 | 0 | 1.6728 | 0.21885
2025_05_10 Hr 15 | 0.81384 | -2.2326e-05 | 0 | 0 | 0 | 0 | 0 | 0 | 0 | 0 | 0 | 0.02402 | 0.99 | -0.010419 | 0.39438 | 0.39438 | 0.69896 | 0 | 0.0064686 | 0.0049984 | 0.013303 | 0.077119 | 0 | 0.030765 | 0.017896 | 0.037413 | 0 | 0 | 2.0585 | 0 | 0 | 0.81115 | 0 | 0 | 0 | 0 | 1.0225 | 0.055558 | 0 | -0.033376 | 0 | 0.049459 | 0 | 0 | 0 | 0 | 0 | 0 | 0 | 0 | 0 | 0.012019 | 9.8343e-05 | 0 | 1.822 | 0 | 0 | 0 | 0.33079 | 1.5251 | 1.2254 | 3.0551 | 0.11508 | 0.056743 | -0.81384 | 0.45971 | 0.18742 | 3.782 | 20.1414 | 18.3581 | -0.76438 | 0 | 0.52614 | 0 | 1.6728 | 0.21946
2025_05_10 Hr 16 | 0.65801 | 2.0983e-05 | 0 | 0 | 0 | 0 | 0 | 0 | 0 | 0 | 0 | 0.02402 | 0.75 | 0.0027662 | 0.39438 | 0.39438 | 0.69896 | 0 | 0.0064686 | 0.0049984 | 0.013303 | 0.077119 | 0 | 0.030765 | 0.017896 | 0.037413 | 0 | 0 | 2.0585 | 0 | 0 | 0.81115 | 0 | 0 | 0 | 0 | -1.2201 | 0.055558 | 0 | 0.0074291 | 0 | -0.014497 | 0 | 0 | 0 | 0 | 0 | 0 | 0 | 0 | 2.6715 | 0.012019 | 9.8343e-05 | 0 | 1.822 | 0 | 0 | 0 | 0.30032 | 1.5251 | 1.2254 | 3.0551 | 0.11508 | 0.056743 | -0.65801 | 0.45971 | 0.18742 | 3.782 | 20.2499 | 20.6173 | -0.6725 | 0 | 0.52614 | 0 | 1.6728 | 0.22032
2025_05_10 Hr 17 | 0.70763 | 6.322e-06 | 0 | 0 | 0 | 0 | 0 | 0 | 0 | 0 | 0 | 0.02402 | 1.53 | 0.0051884 | 0.39438 | 0.39438 | 0.69896 | 0 | 0.0064686 | 0.0049984 | 0.013303 | 0.077119 | 0 | 0.030765 | 0.017896 | 0.037413 | 0 | 0 | 2.0585 | 0 | 0 | 0.81115 | 0 | 0 | 0 | 0 | -1.0436 | 0.055558 | 0 | 0.0068307 | 0 | -0.01316 | 0 | 0 | 0 | 0 | 0 | 0 | 0 | 0 | 2.3303 | 0.012019 | 9.8343e-05 | 0 | 1.822 | 0 | 0 | 0 | 0.23939 | 1.5251 | 1.2254 | 3.0551 | 0.11508 | 0.056743 | -0.70763 | 0.45971 | 0.18742 | 3.782 | 20.808 | 21.0473 | -0.72079 | 0 | 0.52614 | 0 | 1.6728 | 0.2204
2025_05_10 Hr 18 | 0.56726 | 7.1876e-05 | 0 | 0.0071769 | 0.0068443 | 0.0068674 | 0.0075195 | 0.0071232 | 0.0075195 | 0 | 0 | 0.02402 | 2.16 | 0.10977 | 0.70142 | 0.70125 | 1.0503 | 0 | 0.0064686 | 0.0049984 | 0.013303 | 0.077119 | 0 | 0.030765 | 0.017896 | 0.094508 | 0 | 0 | 2.0585 | 0 | 0 | 0.81115 | 0 | 0 | 0 | 0 | -21.373 | 0.055558 | 0 | 0.10028 | 0 | -0.2266 | 0 | 0 | 0 | 0 | 0 | 0 | 0 | 0 | 1.1615 | 0.012019 | 9.8343e-05 | 0 | 1.822 | 0 | 1.5628 | 0 | 0.23939 | 3.0526 | 1.2254 | 3.0551 | 0.11508 | 0.056743 | -0.56726 | 0.45971 | 0.18742 | 3.782 | 1.359 | 20.4732 | -0.79386 | 0 | 0.52614 | 0 | 1.6728 | 0.2208
2025_05_10 Hr 19 | 0.318 | 9.2567e-05 | 0 | 0 | 0 | 0 | 0 | 0 | 0 | 0 | 0 | 0.02402 | 1.92 | 0.054746 | 0.9458 | 0.9459 | 1.0848 | 0 | 0.0064686 | 0.0049984 | 0.013303 | 0.077119 | 0 | 0.030765 | 0.017896 | 0.07926 | 0 | 0 | 2.0585 | 0 | 0 | 0.81115 | 0 | 0 | 0 | 0 | -13.6867 | 0.055558 | 0 | 0.055907 | 0 | -0.12621 | 0 | 0 | 0 | 0 | 0 | 0 | 0 | 0 | 1.0236 | 0.012019 | 9.8343e-05 | 0 | 1.822 | 0 | 1.7948 | 0 | 0.23939 | 4.8506 | 1.2254 | 3.0551 | 0.11508 | 0.056743 | -0.318 | 0.45971 | 0.18742 | 3.782 | 10.5104 | 19.7906 | -0.44421 | 0 | 0.52614 | 0 | 1.6728 | 0.22042
2025_05_10 Hr 20 | 0.067857 | 2.7501e-05 | 0 | 0 | 0 | 0 | 0 | 0 | 0 | 0 | 0 | 0.02402 | 1.95 | 0.033038 | 1.0114 | 1.0115 | 0.76095 | 0 | 0.0064686 | 0.0049984 | 0.013303 | 0.077119 | 0 | 0.030765 | 0.017896 | 0.037413 | 0 | 0 | 2.0585 | 0 | 0 | 0.81115 | 0 | 0 | 0 | 0 | -8.0062 | 0.055558 | 0 | 0.033219 | 0 | -0.074141 | 0 | 0 | 0 | 0 | 0 | 0 | 0 | 0 | 0.54445 | 0.012019 | 9.8343e-05 | 0 | 1.822 | 0 | 1.5702 | 0 | 0.30032 | 4.3914 | 1.2254 | 3.0551 | 0.11508 | 0.056743 | -0.067857 | 0.45971 | 0.18742 | 3.782 | 15.3723 | 19.1291 | -0.142 | 0 | 0.52614 | 0 | 1.6728 | 0.21895
2025_05_10 Hr 21 | 0 | 4.5739e-06 | 0 | 0 | 0 | 0 | 0 | 0 | 0 | 0 | 0 | 0.02402 | 1.89 | 0.089648 | 0.70142 | 0.70126 | 1.04 | 0 | 0.0064686 | 0.0049984 | 0.013303 | 0.077119 | 0 | 0.030765 | 0.017896 | 0.092824 | 0 | 0 | 2.0585 | 0 | 0 | 0.81115 | 0 | 0 | 0 | 0 | -23.3863 | 0.055558 | 0 | 0.093002 | 0 | -0.21135 | 0 | 0 | 0 | 0 | 0 | 0 | 0 | 0 | 0.61705 | 0.012019 | 9.8343e-05 | 0 | 1.822 | 0 | 2.0381 | 0 | 0.39172 | 4.5736 | 1.2254 | 3.0551 | 0.11508 | 0.056743 | 0 | 0.45971 | 0.18742 | 3.782 | 0.19734 | 19.2213 | -0.21135 | 0 | 0.52614 | 0 | 1.6728 | 0.21848
2025_05_10 Hr 22 | 0 | 0 | 0 | 0 | 0 | 0 | 0 | 0 | 0 | 0 | 0 | 0.02402 | 1.92 | 0.071812 | 1.0383 | 1.0382 | 1.0848 | 0 | 0.0064686 | 0.0049984 | 0.013303 | 0.077119 | 0 | 0.030765 | 0.017896 | 0.10014 | 0 | 0 | 2.0585 | 0 | 0 | 0.81115 | 0 | 0 | 0 | 0 | -18.7721 | 0.055558 | 0 | 0.075338 | 0 | -0.16621 | 0 | 0 | 0 | 0 | 0 | 0 | 0 | 0 | 0.82031 | 0.012019 | 9.8343e-05 | 0 | 1.822 | 0 | 0 | 0 | 0.42219 | 3.2615 | 1.2254 | 3.0551 | 0.11508 | 0.056743 | 0 | 0.45971 | 0.18742 | 3.782 | 3.7901 | 19.4669 | -0.16621 | 0 | 0.52614 | 0 | 1.6728 | 0.21818
2025_05_10 Hr 23 | 0 | 0 | 0 | 0.0071769 | 0.0068443 | 0.0068674 | 0.0075195 | 0.0071231 | 0.0075195 | 0 | 0 | 0.02402 | 2.31 | 0.12202 | 1.1096 | 1.1096 | 1.1182 | 0 | 0.0064686 | 0.0049984 | 0.013303 | 0.077119 | 0 | 0.030765 | 0.017896 | 0.10014 | 0 | 0 | 2.0585 | 0 | 0 | 0.81115 | 0 | 0 | 0 | 0 | -30.1912 | 0.055558 | 0 | 0.10569 | 0 | -0.2356 | 0 | 0 | 0 | 0 | 0 | 0 | 0 | 0 | 1.0236 | 0.012019 | 9.8343e-05 | 0 | 1.822 | 0 | 0 | 0 | 0.42219 | 3.4806 | 1.2254 | 3.0551 | 0.11508 | 0.056743 | 0 | 0.45971 | 0.18742 | 3.782 | -6.8377 | 20.1085 | -0.2356 | 0 | 0.52614 | 0 | 1.6728 | 0.21632
2025_05_10 Hr 24 | 0 | 0 | 0 | 0 | 0 | 0 | 0 | 0 | 0 | 0 | 0 | 0.02402 | 2.52 | 0.022158 | 0.39438 | 0.39438 | 0.71918 | 0 | 0.0064686 | 0.0049984 | 0.013303 | 0.077119 | 0 | 0.030765 | 0.017896 | 0.037413 | 0 | 0 | 2.0585 | 0 | 0 | 0.81115 | 0 | 0 | 0 | 0 | -4.063 | 0.055558 | 0 | 0.017711 | 0 | -0.037468 | 0 | 0 | 0 | 0 | 0 | 0 | 0 | 0 | 1.51 | 0.012019 | 9.8343e-05 | 0 | 1.822 | 0 | 0 | 0 | 0.39172 | 1.5454 | 1.2254 | 3.0551 | 0.11508 | 0.056743 | 0 | 0.45971 | 0.18742 | 3.782 | 18.1164 | 20.6715 | -0.037468 | 0 | 0.52614 | 0 | 1.6728 | 0.21327
2025_05_11 Hr 01 | 0 | 0 | 0 | 0 | 0 | 0 | 0 | 0 | 0 | 0 | 0 | 0.02402 | 2.49 | -0.030458 | 0.39438 | 0.39438 | 0.71918 | 0 | 0.0064686 | 0.0049984 | 0.013303 | 0.077119 | 0 | 0.030765 | 0.017896 | 0.037413 | 0 | 0 | 2.0585 | 0 | 0 | 0.81115 | 0 | 0 | 0 | 0 | 3.7499 | 0.055558 | 0 | -0.038793 | 0 | 0.057145 | 0 | 0 | 0 | 0 | 0 | 0 | 0 | 0 | 0 | 0.012019 | 9.8343e-05 | 0 | 1.822 | 0 | 0 | 0 | 0.14798 | 1.5454 | 1.2254 | 3.0551 | 0.11508 | 0.056743 | 0 | 0.45971 | 0.18742 | 3.782 | 24.1852 | 18.8329 | 0.057145 | 0 | 0.52614 | 0 | 1.6728 | 0.21089
2025_05_11 Hr 02 | 0 | 0 | 0 | 0 | 0 | 0 | 0 | 0 | 0 | 0 | 0 | 0.02402 | 2.55 | 0.013685 | 0.39438 | 0.39438 | 0.71918 | 0 | 0.0064686 | 0.0049984 | 0.013303 | 0.077119 | 0 | 0.030765 | 0.017896 | 0.037413 | 0 | 0 | 2.0585 | 0 | 0 | 0.81115 | 0 | 0 | 0 | 0 | -2.6672 | 0.055558 | 0 | 0.01081 | 0 | -0.02205 | 0 | 0 | 0 | 0 | 0 | 0 | 0 | 0 | 1.7132 | 0.012019 | 9.8343e-05 | 0 | 1.822 | 0 | 0 | 0 | 0.060934 | 1.5454 | 1.2254 | 3.0551 | 0.11508 | 0.056743 | 0 | 0.45971 | 0.18742 | 3.782 | 19.4178 | 20.5617 | -0.02205 | 0 | 0.52614 | 0 | 1.6728 | 0.20944
2025_05_11 Hr 03 | 0 | 0 | 0 | 0 | 0 | 0 | 0 | 0 | 0 | 0 | 0 | 0.02402 | 2.64 | -0.006314 | 0.39438 | 0.39438 | 0.71918 | 0 | 0.0064686 | 0.0049984 | 0.013303 | 0.077119 | 0 | 0.030765 | 0.017896 | 0.037413 | 0 | 0 | 2.0585 | 0 | 0 | 0.81115 | 0 | 0 | 0 | 0 | 0.87048 | 0.055558 | 0 | -0.007585 | 0 | 0.012863 | 0 | 0 | 0 | 0 | 0 | 0 | 0 | 0 | 1.51 | 0.012019 | 9.8343e-05 | 0 | 1.822 | 0 | 0 | 0 | 0.060934 | 1.5454 | 1.2254 | 3.0551 | 0.11508 | 0.056743 | 0 | 0.45971 | 0.18742 | 3.782 | 22.8563 | 20.4276 | 0.012863 | 0 | 0.52614 | 0 | 1.6728 | 0.20861
2025_05_11 Hr 04 | 0 | 0 | 0 | 0 | 0 | 0 | 0 | 0 | 0 | 0 | 0 | 0.02402 | 2.49 | -0.037567 | 0.39438 | 0.39438 | 0.71918 | 0 | 0.0064686 | 0.0049984 | 0.013303 | 0.077119 | 0 | 0.030765 | 0.017896 | 0.037413 | 0 | 0 | 2.0585 | 0 | 0 | 0.81115 | 0 | 0 | 0 | 0 | 4.8828 | 0.055558 | 0 | -0.047848 | 0 | 0.069993 | 0 | 0 | 0 | 0 | 0 | 0 | 0 | 0 | 0 | 0.012019 | 9.8343e-05 | 0 | 1.822 | 0 | 0 | 0 | 0 | 1.5454 | 1.2254 | 3.0551 | 0.11508 | 0.056743 | 0 | 0.45971 | 0.18742 | 3.782 | 25.1729 | 18.6747 | 0.069993 | 0 | 0.52614 | 0 | 1.6728 | 0.20787
2025_05_11 Hr 05 | 0 | 0 | 0 | 0 | 0 | 0 | 0 | 0 | 0 | 0 | 0 | 0.02402 | 2.31 | -0.034852 | 0.39438 | 0.39438 | 0.71918 | 0 | 0.0064686 | 0.0049984 | 0.013303 | 0.077119 | 0 | 0.030765 | 0.017896 | 0.037413 | 0 | 0 | 2.0585 | 0 | 0 | 0.81115 | 0 | 0 | 0 | 0 | 5.2134 | 0.055558 | 0 | -0.047848 | 0 | 0.069993 | 0 | 0 | 0 | 0 | 0 | 0 | 0 | 0 | 0 | 0.012019 | 9.8343e-05 | 0 | 1.822 | 0 | 0 | 0 | 0.030467 | 1.5454 | 1.2254 | 3.0551 | 0.11508 | 0.056743 | 0 | 0.45971 | 0.18742 | 3.782 | 25.3575 | 18.5288 | 0.069993 | 0 | 0.52614 | 0 | 1.6728 | 0.20872
2025_05_11 Hr 06 | 0 | 0 | 0 | 0 | 0 | 0 | 0 | 0 | 0 | 0 | 0 | 0.02402 | 2.49 | -0.011972 | 0.39438 | 0.39438 | 0.71918 | 0 | 0.0064686 | 0.0049984 | 0.013303 | 0.077119 | 0 | 0.030765 | 0.017896 | 0.037413 | 0 | 0 | 2.0585 | 0 | 0 | 0.81115 | 0 | 0 | 0 | 0 | 1.7571 | 0.055558 | 0 | -0.015249 | 0 | 0.023737 | 0 | 0 | 0 | 0 | 0 | 0 | 0 | 0 | 0.45734 | 0.012019 | 9.8343e-05 | 0 | 1.822 | 0 | 0 | 0 | 0.26985 | 1.5454 | 1.2254 | 3.0551 | 0.11508 | 0.056743 | 0 | 0.45971 | 0.18742 | 3.782 | 22.7546 | 19.4284 | 0.023737 | 0 | 0.52614 | 0 | 1.6728 | 0.20874
2025_05_11 Hr 07 | 0.34074 | 0 | 0 | 0 | 0 | 0 | 0 | 0 | 0 | 0 | 0 | 0.02402 | 2.49 | -0.051761 | 0.39438 | 0.39438 | 0.69896 | 0 | 0.0064686 | 0.0049984 | 0.013303 | 0.077119 | 0 | 0.030765 | 0.017896 | 0.037413 | 0 | 0 | 2.0585 | 0 | 0 | 0.81115 | 0 | 0 | 0 | -3.8622 | 4.3319 | 0.055558 | 0 | -0.082705 | 0 | 0.095645 | 0 | 0 | 0 | 0 | 0 | 0 | 0 | 0 | 0.32486 | 0.012019 | 9.8343e-05 | 0 | 1.822 | 0 | 0 | 0 | 0.30032 | 1.5251 | 1.2254 | 3.0551 | 0.11508 | 0.056743 | -0.34074 | 0.45971 | 0.18742 | 3.782 | 21.3622 | 19.6124 | -0.24509 | 0 | 0.52614 | 0 | 1.6728 | 0.19385
2025_05_11 Hr 08 | 0.74402 | -3.3789e-07 | 0 | 0 | 0 | 0 | 0 | 0 | 0 | 0 | 0 | 0.02402 | 2.37 | -0.049827 | 0.39438 | 0.39438 | 0.69896 | 0 | 0.0064686 | 0.0049984 | 0.013303 | 0.077119 | 0 | 0.030765 | 0.017896 | 0.037413 | 0 | 0 | 2.0585 | 0 | 0 | 0.81115 | 0 | 0 | 0 | 0 | 6.0825 | 0.055558 | 0 | -0.066676 | 0 | 0.096709 | 0 | 0 | 0 | 0 | 0 | 0 | 0 | 0 | 0 | 0.012019 | 9.8343e-05 | 0 | 1.822 | 0 | 0 | 0 | 0.20892 | 1.5251 | 1.2254 | 3.0551 | 0.11508 | 0.056743 | -0.74402 | 0.45971 | 0.18742 | 3.782 | 26.4599 | 19.4996 | -0.64732 | 0 | 0.52614 | 0 | 1.6728 | 0.21205
2025_05_11 Hr 09 | 0.82728 | -5.6613e-06 | 0 | 0 | 0 | 0 | 0 | 0 | 0 | 0 | 0 | 0.02402 | 2.25 | -0.020323 | 0.39438 | 0.39438 | 0.69896 | 0 | 0.0064686 | 0.0049984 | 0.013303 | 0.077119 | 0 | 0.030765 | 0.017896 | 0.037413 | 0 | 0 | 2.0585 | 0 | 0 | 0.81115 | 0 | 0 | 0 | 0 | 2.1021 | 0.055558 | 0 | -0.028645 | 0 | 0.042746 | 0 | 0 | 0 | 0 | 0 | 0 | 0 | 0 | 0 | 0.012019 | 9.8343e-05 | 0 | 1.822 | 0 | 0 | 0 | 0.20892 | 1.5251 | 1.2254 | 3.0551 | 0.11508 | 0.056743 | -0.82728 | 0.45971 | 0.18742 | 3.782 | 22.3376 | 19.4949 | -0.78454 | 0 | 0.52614 | 0 | 1.6728 | 0.21464
2025_05_11 Hr 10 | 0.81159 | -0.00010813 | 0 | 0 | 0 | 0 | 0 | 0 | 0 | 0 | 0 | 0.02402 | 2.43 | -0.061697 | 0.39438 | 0.39438 | 0.69896 | 0 | 0.0064686 | 0.0049984 | 0.013303 | 0.077119 | 0 | 0.030765 | 0.017896 | 0.037413 | 0 | 0 | 2.0585 | 0 | 0 | 0.81115 | 0 | 0 | 0 | 0 | 5.5118 | 0.055558 | 0 | -0.080522 | 0 | 0.11635 | 0 | 0 | 0 | 0 | 0 | 0 | 0 | 0 | 0 | 0.012019 | 9.8343e-05 | 0 | 1.822 | 0 | 0 | 0 | 0.26985 | 1.5251 | 1.2254 | 3.0551 | 0.11508 | 0.056743 | -0.81159 | 0.45971 | 0.18742 | 3.782 | 26.0221 | 19.6804 | -0.69524 | 0 | 0.52614 | 0 | 1.6728 | 0.21637
2025_05_11 Hr 11 | 0.79415 | -2.3185e-05 | 0 | 0 | 0 | 0 | 0 | 0 | 0 | 0 | 0 | 0.02402 | 2.31 | -0.0059721 | 0.39438 | 0.39438 | 0.69896 | 0 | 0.0064686 | 0.0049984 | 0.013303 | 0.077119 | 0 | 0.030765 | 0.017896 | 0.037413 | 0 | 0 | 2.0585 | 0 | 0 | 0.81115 | 0 | 0 | 0 | 0 | 0.58251 | 0.055558 | 0 | -0.0081992 | 0 | 0.013734 | 0 | 0 | 0 | 0 | 0 | 0 | 0 | 0 | 1.1615 | 0.012019 | 9.8343e-05 | 0 | 1.822 | 0 | 0 | 0 | 0.20892 | 1.5251 | 1.2254 | 3.0551 | 0.11508 | 0.056743 | -0.79415 | 0.45971 | 0.18742 | 3.782 | 22.0277 | 20.7005 | -0.78042 | 0 | 0.52614 | 0 | 1.6728 | 0.21744
2025_05_11 Hr 12 | 0.78871 | -3.6209e-05 | 0 | 0 | 0 | 0 | 0 | 0 | 0 | 0 | 0 | 0.02402 | 2.37 | -0.0077162 | 0.39438 | 0.39438 | 0.69896 | 0 | 0.0064686 | 0.0049984 | 0.013303 | 0.077119 | 0 | 0.030765 | 0.017896 | 0.037413 | 0 | 0 | 2.0585 | 0 | 0 | 0.81115 | 0 | 0 | 0 | 0 | 0.61067 | 0.055558 | 0 | -0.010325 | 0 | 0.016751 | 0 | 0 | 0 | 0 | 0 | 0 | 0 | 0 | 1.1615 | 0.012019 | 9.8343e-05 | 0 | 1.822 | 0 | 0 | 0 | 0.14798 | 1.5251 | 1.2254 | 3.0551 | 0.11508 | 0.056743 | -0.78871 | 0.45971 | 0.18742 | 3.782 | 22.056 | 20.6921 | -0.77195 | 0 | 0.52614 | 0 | 1.6728 | 0.21727
2025_05_11 Hr 13 | 0.80701 | -0.00011995 | 0 | 0 | 0 | 0 | 0 | 0 | 0 | 0 | 0 | 0.02402 | 2.4 | -0.025301 | 0.39438 | 0.39438 | 0.69896 | 0 | 0.0064686 | 0.0049984 | 0.013303 | 0.077119 | 0 | 0.030765 | 0.017896 | 0.037413 | 0 | 0 | 2.0585 | 0 | 0 | 0.81115 | 0 | 0 | 0 | 0 | 1.6884 | 0.055558 | 0 | -0.033433 | 0 | 0.049539 | 0 | 0 | 0 | 0 | 0 | 0 | 0 | 0 | 0 | 0.012019 | 9.8343e-05 | 0 | 1.822 | 0 | 0 | 0 | 0.17845 | 1.5251 | 1.2254 | 3.0551 | 0.11508 | 0.056743 | -0.80701 | 0.45971 | 0.18742 | 3.782 | 22.048 | 19.5919 | -0.75747 | 0 | 0.52614 | 0 | 1.6728 | 0.21744
2025_05_11 Hr 14 | 0.80149 | -1.6427e-05 | 0 | 0 | 0 | 0 | 0 | 0 | 0 | 0 | 0 | 0.02402 | 2.37 | -0.0064425 | 0.39438 | 0.39438 | 0.69896 | 0 | 0.0064686 | 0.0049984 | 0.013303 | 0.077119 | 0 | 0.030765 | 0.017896 | 0.037413 | 0 | 0 | 2.0585 | 0 | 0 | 0.81115 | 0 | 0 | 0 | 0 | 0.39698 | 0.055558 | 0 | -0.008621 | 0 | 0.014332 | 0 | 0 | 0 | 0 | 0 | 0 | 0 | 0 | 1.51 | 0.012019 | 9.8343e-05 | 0 | 1.822 | 0 | 0 | 0 | 0.23939 | 1.5251 | 1.2254 | 3.0551 | 0.11508 | 0.056743 | -0.80149 | 0.45971 | 0.18742 | 3.782 | 22.2812 | 21.1462 | -0.78716 | 0 | 0.52614 | 0 | 1.6728 | 0.21741
2025_05_11 Hr 15 | 0.72201 | 3.458e-05 | 0 | 0 | 0 | 0 | 0 | 0 | 0 | 0 | 0 | 0.02402 | 2.13 | 0.010162 | 0.39438 | 0.39438 | 0.69896 | 0 | 0.0064686 | 0.0049984 | 0.013303 | 0.077119 | 0 | 0.030765 | 0.017896 | 0.037413 | 0 | 0 | 2.0585 | 0 | 0 | 0.81115 | 0 | 0 | 0 | 0 | -1.5426 | 0.055558 | 0 | 0.0096099 | 0 | -0.019369 | 0 | 0 | 0 | 0 | 0 | 0 | 0 | 0 | 1.7132 | 0.012019 | 9.8343e-05 | 0 | 1.822 | 0 | 0 | 0 | 0.30032 | 1.5251 | 1.2254 | 3.0551 | 0.11508 | 0.056743 | -0.72201 | 0.45971 | 0.18742 | 3.782 | 20.3489 | 21.1077 | -0.74138 | 0 | 0.52614 | 0 | 1.6728 | 0.21755
2025_05_11 Hr 16 | 0.65801 | 0.00013408 | 0 | 0 | 0 | 0 | 0 | 0 | 0 | 0 | 0 | 0.02402 | 1.62 | 0.024264 | 0.43868 | 0.43869 | 0.76561 | 0 | 0.0064686 | 0.0049984 | 0.013303 | 0.077119 | 0 | 0.030765 | 0.017896 | 0.037413 | 0 | 0 | 2.0585 | 0 | 0 | 0.81115 | 0 | 0 | 0 | 0 | -4.47 | 0.055558 | 0 | 0.03017 | 0 | -0.0653 | 0 | 0 | 0 | 0 | 0 | 0 | 0 | 0 | 1.372 | 0.012019 | 9.8343e-05 | 0 | 1.822 | 0 | 0 | 0 | 0.33079 | 1.6804 | 1.2254 | 3.0551 | 0.11508 | 0.056743 | -0.65801 | 0.45971 | 0.18742 | 3.782 | 16.7254 | 20.2383 | -0.72331 | 0 | 0.52614 | 0 | 1.6728 | 0.21865
2025_05_11 Hr 17 | 0.49941 | 0.00023375 | 0 | 0 | 0 | 0 | 0 | 0 | 0 | 0 | 0 | 0.02402 | 1.41 | 0.046086 | 0.80841 | 0.80829 | 1.0848 | 0 | 0.0064686 | 0.0049984 | 0.013303 | 0.077119 | 0 | 0.030765 | 0.017896 | 0.089281 | 0 | 0 | 2.0585 | 0 | 0 | 0.81115 | 0 | 0 | 0 | 0 | -10.6461 | 0.055558 | 0 | 0.065837 | 0 | -0.14498 | 0 | 0 | 0 | 0 | 0 | 0 | 0 | 0 | 0.82031 | 0.012019 | 9.8343e-05 | 0 | 1.822 | 0 | 0 | 0 | 0.36125 | 2.7908 | 1.2254 | 3.0551 | 0.11508 | 0.056743 | -0.49941 | 0.45971 | 0.18742 | 3.782 | 10.8708 | 19.3705 | -0.64439 | 0 | 0.52614 | 0 | 1.6728 | 0.21881
2025_05_11 Hr 18 | 0.45422 | 0.00031572 | 0 | 0.021541 | 0.020533 | 0.020602 | 0.022558 | 0.021369 | 0.022558 | 0 | 0 | 0.02402 | 0.99 | 0.078106 | 1.0864 | 1.0862 | 1.0848 | 0 | 0.0064686 | 0.0049984 | 0.013303 | 0.077119 | 0 | 0.030765 | 0.017896 | 0.10014 | 0.16698 | 5.9114 | 2.0585 | 0 | 0.033037 | 0.81115 | 0 | 0 | 0 | 0 | -31.9313 | 0.055558 | 0 | 0.11505 | 0 | -0.35293 | 0 | 0 | 0 | 0 | 0 | 0 | 0 | 0 | 0.95824 | 0.012019 | 9.8343e-05 | 0 | 1.822 | 0 | 2.1999 | 0 | 0.23939 | 4.8639 | 1.2254 | 3.0551 | 0.11508 | 0.056743 | -0.45422 | 0.45971 | 0.18742 | 3.782 | -8.8878 | 18.9867 | -0.80715 | 0 | 0.52614 | 0 | 1.6728 | 0.21901
2025_05_11 Hr 19 | 0.18141 | 0.00023505 | 0 | 0.086123 | 0.082132 | 0.082409 | 0.090234 | 0.085478 | 0.090234 | 0 | 0 | 0.02402 | 0.66 | 0.081115 | 1.1096 | 1.1096 | 1.0848 | 0 | 0.0064686 | 0.0049984 | 0.013303 | 0.077119 | 0 | 0.030765 | 0.017896 | 0.10014 | 0 | 0 | 2.0585 | 0 | 0 | 0.81115 | 0 | 0 | 0 | 0 | -49.7974 | 0.055558 | 0 | 0.23308 | 0 | -0.55096 | 0 | 0 | 0 | 0 | 0 | 0 | 0 | 0 | 0.95824 | 0.012019 | 9.8343e-05 | 0 | 1.822 | 0 | 2.113 | 0 | 0.23939 | 6.0337 | 1.2254 | 3.0551 | 0.11508 | 0.056743 | -0.18141 | 0.45971 | 0.18742 | 3.782 | -26.1416 | 18.3545 | -0.73237 | 0 | 0.52614 | 0 | 1.6728 | 0.21964
2025_05_11 Hr 20 | 0.067857 | 3.9691e-05 | 0 | 0.086123 | 0.082132 | 0.082409 | 0.090234 | 0.085478 | 0.090234 | 0 | 0 | 0.02402 | 0.42 | 0.047148 | 1.1096 | 1.1096 | 1.0848 | 0 | 0.0064686 | 0.0049984 | 0.013303 | 0.077119 | 0 | 0.030765 | 0.017896 | 0.10014 | 0 | 0 | 2.0585 | 0 | 0 | 0.81115 | 0 | 0 | 0 | 0 | -47.726 | 0.055558 | 0 | 0.21289 | 0 | -0.50306 | 0 | 0 | 0 | 0 | 0 | 0 | 0 | 0 | 0.95824 | 0.012019 | 9.8343e-05 | 0 | 1.822 | 0 | 2.113 | 0 | 0.42219 | 6.0337 | 1.2254 | 3.0551 | 0.11508 | 0.056743 | -0.067857 | 0.45971 | 0.18742 | 3.782 | -24.1137 | 18.1495 | -0.57091 | 0 | 0.52614 | 0 | 1.6728 | 0.21961
2025_05_11 Hr 21 | 0 | 2.8708e-06 | 0 | 0.086123 | 0.082132 | 0.082409 | 0.090234 | 0.085478 | 0.090234 | 0 | 0 | 0.02402 | 0.18 | 0.032153 | 1.1096 | 1.1096 | 1.0848 | 0 | 0.0064686 | 0.0049984 | 0.013303 | 0.077119 | 0 | 0.030765 | 0.017896 | 0.10014 | 0.42069 | 7.9133 | 2.0585 | 0 | 0.29785 | 0.81115 | 0 | 0 | 0 | 0 | -110.5164 | 0.055558 | 0 | 0.030064 | 0 | -0.80172 | 0 | 0 | 0 | 0 | 0 | 0 | 0 | 0 | 0.20326 | 0.012019 | 9.8343e-05 | 0 | 1.822 | 0 | 2.113 | 0 | 0.66157 | 8.4178 | 1.2254 | 3.0551 | 0.11508 | 0.056743 | 0 | 0.45971 | 0.18742 | 3.782 | -85.2927 | 17.6076 | -0.80172 | 0 | 0.52614 | 0 | 1.6728 | 0.21829
2025_05_11 Hr 22 | 0 | 0 | 0 | 0 | 0 | 0 | 0 | 0 | 0 | 0 | 0 | 0.02402 | 0.15 | 0.013826 | 1.1096 | 1.1096 | 1.0848 | 0 | 0.0064686 | 0.0049984 | 0.013303 | 0.077119 | 0 | 0.030765 | 0.017896 | 0.10014 | 0 | 0 | 2.0585 | 0 | 0 | 0.81115 | 0 | 0 | 0 | 0 | -34.0277 | 0.055558 | 0 | 0.18566 | 0 | -0.41267 | 0 | 0 | 0 | 0 | 0 | 0 | 0 | 0 | 0.41378 | 0.012019 | 9.8343e-05 | 0 | 1.822 | 0 | 0 | 0 | 0.69204 | 3.4041 | 1.2254 | 3.0551 | 0.11508 | 0.056743 | 0 | 0.45971 | 0.18742 | 3.782 | -13.5342 | 17.5021 | -0.41267 | 0 | 0.52614 | 0 | 1.6728 | 0.21799
2025_05_11 Hr 23 | 0 | 0 | 0 | 0 | 0 | 0 | 0 | 0 | 0 | 0 | 0 | 0.02402 | 0.21 | 0.010077 | 1.1096 | 1.1096 | 1.1182 | 0 | 0.0064686 | 0.0049984 | 0.013303 | 0.077119 | 0 | 0.030765 | 0.017896 | 0.10014 | 0 | 0 | 2.0585 | 0 | 0 | 0.81115 | 0 | 0 | 0 | 0 | -21.2728 | 0.055558 | 0 | 0.096659 | 0 | -0.21384 | 0 | 0 | 0 | 0 | 0 | 0 | 0 | 0 | 0.75498 | 0.012019 | 9.8343e-05 | 0 | 1.822 | 0 | 0 | 0 | 0.77909 | 3.4375 | 1.2254 | 3.0551 | 0.11508 | 0.056743 | 0 | 0.45971 | 0.18742 | 3.782 | -0.065923 | 17.9833 | -0.21384 | 0 | 0.52614 | 0 | 1.6728 | 0.21469
2025_05_11 Hr 24 | 0 | 0 | 0 | 0 | 0 | 0 | 0 | 0 | 0 | 0 | 0 | 0.02402 | 0.66 | 0.012216 | 1.1096 | 1.1096 | 0.95075 | 0 | 0.0064686 | 0.0049984 | 0.013303 | 0.077119 | 0 | 0.030765 | 0.017896 | 0.037413 | 0 | 0 | 2.0585 | 0 | 0 | 0.81115 | 0 | 0 | 0 | 0 | -8.8117 | 0.055558 | 0 | 0.037282 | 0 | -0.081189 | 0 | 0 | 0 | 0 | 0 | 0 | 0 | 0 | 0.82031 | 0.012019 | 9.8343e-05 | 0 | 1.822 | 0 | 0 | 0 | 0.66157 | 3.2073 | 1.2254 | 3.0551 | 0.11508 | 0.056743 | 0 | 0.45971 | 0.18742 | 3.782 | 12.6944 | 18.38 | -0.081189 | 0 | 0.52614 | 0 | 1.6728 | 0.21147
2025_05_12 Hr 01 | 0 | 0 | 0 | 0 | 0 | 0 | 0 | 0 | 0 | 0 | 0 | 0.02402 | 0.63 | 0.0072834 | 0.39438 | 0.39438 | 0.71918 | 0 | 0.0064686 | 0.0049984 | 0.013303 | 0.077119 | 0 | 0.030765 | 0.017896 | 0.037413 | 0 | 0 | 2.0585 | 0 | 0 | 0.81115 | 0 | 0 | 0 | 0 | -4.4611 | 0.055558 | 0 | 0.023287 | 0 | -0.049924 | 0 | 0 | 0 | 0 | 0 | 0 | 0 | 0 | 1.0236 | 0.012019 | 9.8343e-05 | 0 | 1.822 | 0 | 0 | 0 | 0.87049 | 1.5454 | 1.2254 | 3.0551 | 0.11508 | 0.056743 | 0 | 0.45971 | 0.18742 | 3.782 | 15.7929 | 18.7585 | -0.049924 | 0 | 0.52614 | 0 | 1.6728 | 0.21277
2025_05_12 Hr 02 | 0 | 0 | 0 | 0 | 0 | 0 | 0 | 0 | 0 | 0 | 0 | 0.02402 | 0.48 | 0.0065005 | 0.39438 | 0.39438 | 0.71918 | 0 | 0.0064686 | 0.0049984 | 0.013303 | 0.077119 | 0 | 0.030765 | 0.017896 | 0.037413 | 0 | 0 | 2.0585 | 0 | 0 | 0.81115 | 0 | 0 | 0 | 0 | -5.5987 | 0.055558 | 0 | 0.027279 | 0 | -0.058842 | 0 | 0 | 0 | 0 | 0 | 0 | 0 | 0 | 1.1615 | 0.012019 | 9.8343e-05 | 0 | 1.822 | 0 | 0 | 0 | 1.0185 | 1.5454 | 1.2254 | 3.0551 | 0.11508 | 0.056743 | 0 | 0.45971 | 0.18742 | 3.782 | 14.7806 | 18.8928 | -0.058842 | 0 | 0.52614 | 0 | 1.6728 | 0.21186
2025_05_12 Hr 03 | 0 | 0 | 0 | 0 | 0 | 0 | 0 | 0 | 0 | 0 | 0 | 0.02402 | 0.45 | 0.0055202 | 0.39438 | 0.39438 | 0.71918 | 0 | 0.0064686 | 0.0049984 | 0.013303 | 0.077119 | 0 | 0.030765 | 0.017896 | 0.037413 | 0 | 0 | 2.0585 | 0 | 0 | 0.81115 | 0 | 0 | 0 | 0 | -5.424 | 0.055558 | 0 | 0.024709 | 0 | -0.053102 | 0 | 0 | 0 | 0 | 0 | 0 | 0 | 0 | 1.2994 | 0.012019 | 9.8343e-05 | 0 | 1.822 | 0 | 0 | 0 | 1.2927 | 1.5454 | 1.2254 | 3.0551 | 0.11508 | 0.056743 | 0 | 0.45971 | 0.18742 | 3.782 | 15.3422 | 19.2739 | -0.053102 | 0 | 0.52614 | 0 | 1.6728 | 0.21184
2025_05_12 Hr 04 | 0 | 0 | 0 | 0 | 0 | 0 | 0 | 0 | 0 | 0 | 0 | 0.02402 | 0.36 | 0.0044887 | 0.39438 | 0.39438 | 0.71918 | 0 | 0.0064686 | 0.0049984 | 0.013303 | 0.077119 | 0 | 0.030765 | 0.017896 | 0.037413 | 0 | 0 | 2.0585 | 0 | 0 | 0.81115 | 0 | 0 | 0 | 0 | -5.7658 | 0.055558 | 0 | 0.025115 | 0 | -0.054009 | 0 | 0 | 0 | 0 | 0 | 0 | 0 | 0 | 1.51 | 0.012019 | 9.8343e-05 | 0 | 1.822 | 0 | 0 | 0 | 1.3797 | 1.5454 | 1.2254 | 3.0551 | 0.11508 | 0.056743 | 0 | 0.45971 | 0.18742 | 3.782 | 15.2063 | 19.4808 | -0.054009 | 0 | 0.52614 | 0 | 1.6728 | 0.21218
2025_05_12 Hr 05 | 0 | 0 | 0 | 0 | 0 | 0 | 0 | 0 | 0 | 0 | 0 | 0.02402 | 0.33 | 0.0040587 | 0.39438 | 0.39438 | 0.71918 | 0 | 0.0064686 | 0.0049984 | 0.013303 | 0.077119 | 0 | 0.030765 | 0.017896 | 0.037413 | 0 | 0 | 2.0585 | 0 | 0 | 0.81115 | 0 | 0 | 0 | 0 | -5.633 | 0.055558 | 0 | 0.024774 | 0 | -0.053246 | 0 | 0 | 0 | 0 | 0 | 0 | 0 | 0 | 1.51 | 0.012019 | 9.8343e-05 | 0 | 1.822 | 0 | 0 | 0 | 1.2622 | 1.5454 | 1.2254 | 3.0551 | 0.11508 | 0.056743 | 0 | 0.45971 | 0.18742 | 3.782 | 15.1931 | 19.334 | -0.053246 | 0 | 0.52614 | 0 | 1.6728 | 0.21336
2025_05_12 Hr 06 | 0 | 0 | 0 | 0 | 0 | 0 | 0 | 0 | 0 | 0 | 0 | 0.02402 | 0.42 | 0.0075206 | 0.51778 | 0.51783 | 0.8546 | 0 | 0.0064686 | 0.0049984 | 0.013303 | 0.077119 | 0 | 0.030765 | 0.017896 | 0.037413 | 0 | 0 | 2.0585 | 0 | 0 | 0.81115 | 0 | 0 | 0 | 0 | -8.7688 | 0.055558 | 0 | 0.036068 | 0 | -0.078477 | 0 | 0 | 0 | 0 | 0 | 0 | 0 | 0 | 1.372 | 0.012019 | 9.8343e-05 | 0 | 1.822 | 0 | 0 | 0 | 1.0794 | 1.9276 | 1.2254 | 3.0551 | 0.11508 | 0.056743 | 0 | 0.45971 | 0.18742 | 3.782 | 12.1901 | 19.1097 | -0.078477 | 0 | 0.52614 | 0 | 1.6728 | 0.21633
2025_05_12 Hr 07 | 0.1586 | 0 | 0 | 0 | 0 | 0 | 0 | 0 | 0 | 0 | 0 | 0.02402 | 1.2 | 0.008974 | 0.39438 | 0.39438 | 0.69896 | 0 | 0.0064686 | 0.0049984 | 0.013303 | 0.077119 | 0 | 0.030765 | 0.017896 | 0.037413 | 0 | 0 | 2.0585 | 0 | 0 | 0.81115 | 0 | 0 | 0 | 0 | -3.277 | 0.055558 | 0 | 0.015064 | 0 | -0.031553 | 0 | 0 | 0 | 0 | 0 | 0 | 0 | 0 | 1.1615 | 0.012019 | 9.8343e-05 | 0 | 1.822 | 0 | 0 | 0 | 1.4407 | 1.5251 | 1.2254 | 3.0551 | 0.11508 | 0.056743 | -0.1586 | 0.45971 | 0.18742 | 3.782 | 18.2615 | 20.2034 | -0.19015 | 0 | 0.52614 | 0 | 1.6728 | 0.21927
2025_05_12 Hr 08 | 0.40874 | 3.5778e-07 | 0 | 0 | 0 | 0 | 0 | 0 | 0 | 0 | 0 | 0.02402 | 0.84 | 0.0187 | 0.51778 | 0.51783 | 1.0503 | 0 | 0.0064686 | 0.0049984 | 0.013303 | 0.077119 | 0 | 0.030765 | 0.017896 | 0.058742 | 0 | 0 | 2.0585 | 0 | 0 | 0.81115 | 0 | 0 | 0 | 0 | -9.5943 | 0.055558 | 0 | 0.044842 | 0 | -0.098078 | 0 | 0 | 0 | 0 | 0 | 0 | 0 | 0 | 1.2994 | 0.012019 | 9.8343e-05 | 0 | 1.822 | 0 | 0 | 0 | 1.3188 | 2.1447 | 1.2254 | 3.0551 | 0.11508 | 0.056743 | -0.40874 | 0.45971 | 0.18742 | 3.782 | 12.1657 | 20.1221 | -0.50682 | 0 | 0.52614 | 0 | 1.6728 | 0.22204
2025_05_12 Hr 09 | 0.72194 | 5.8521e-06 | 0 | 0 | 0 | 0 | 0 | 0 | 0 | 0 | 0 | 0.02402 | 0.96 | 0.023304 | 0.74558 | 0.7457 | 1.0848 | 0 | 0.0064686 | 0.0049984 | 0.013303 | 0.077119 | 0 | 0.030765 | 0.017896 | 0.07008 | 0 | 0 | 2.0585 | 0 | 0 | 0.81115 | 0 | 0 | 0 | 0 | -10.1517 | 0.055558 | 0 | 0.048897 | 0 | -0.10714 | 0 | 0 | 0 | 0 | 0 | 0 | 0 | 0 | 1.372 | 0.012019 | 9.8343e-05 | 0 | 1.822 | 0 | 0 | 0 | 0.80956 | 2.6462 | 1.2254 | 3.0551 | 0.11508 | 0.056743 | -0.72194 | 0.45971 | 0.18742 | 3.782 | 11.7899 | 20.1245 | -0.82908 | 0 | 0.52614 | 0 | 1.6728 | 0.22323
2025_05_12 Hr 10 | 0.79285 | 1.1217e-05 | 0 | 0 | 0 | 0 | 0 | 0 | 0 | 0 | 0 | 0.02402 | 0.99 | 0.026575 | 0.97339 | 0.97351 | 1.0848 | 0 | 0.0064686 | 0.0049984 | 0.013303 | 0.077119 | 0 | 0.030765 | 0.017896 | 0.087639 | 0 | 0 | 2.0585 | 0 | 0 | 0.81115 | 0 | 0 | 0 | 0 | -10.945 | 0.055558 | 0 | 0.05407 | 0 | -0.1187 | 0 | 0 | 0 | 0 | 0 | 0 | 0 | 0 | 1.372 | 0.012019 | 9.8343e-05 | 0 | 1.822 | 0 | 0 | 0 | 0.87049 | 3.1194 | 1.2254 | 3.0551 | 0.11508 | 0.056743 | -0.79285 | 0.45971 | 0.18742 | 3.782 | 11.5523 | 20.2895 | -0.91154 | 0 | 0.52614 | 0 | 1.6728 | 0.22315
2025_05_12 Hr 11 | 0.79415 | 2.3156e-05 | 0 | 0 | 0 | 0 | 0 | 0 | 0 | 0 | 0 | 0.02402 | 0.93 | 0.02851 | 1.1085 | 1.1085 | 1.0848 | 0 | 0.0064686 | 0.0049984 | 0.013303 | 0.077119 | 0 | 0.030765 | 0.017896 | 0.094529 | 0 | 0 | 2.0585 | 0 | 0 | 0.81115 | 0 | 0 | 0 | 0 | -12.0645 | 0.055558 | 0 | 0.06175 | 0 | -0.13585 | 0 | 0 | 0 | 0 | 0 | 0 | 0 | 0 | 1.2994 | 0.012019 | 9.8343e-05 | 0 | 1.822 | 0 | 0 | 0 | 0.80956 | 3.3964 | 1.2254 | 3.0551 | 0.11508 | 0.056743 | -0.79415 | 0.45971 | 0.18742 | 3.782 | 10.5016 | 20.0997 | -0.93001 | 0 | 0.52614 | 0 | 1.6728 | 0.22358
2025_05_12 Hr 12 | 0.78871 | 2.6171e-05 | 0 | 0 | 0 | 0 | 0 | 0 | 0 | 0 | 0 | 0.02402 | 0.72 | 0.024427 | 1.1096 | 1.1096 | 1.0848 | 0 | 0.0064686 | 0.0049984 | 0.013303 | 0.077119 | 0 | 0.030765 | 0.017896 | 0.10014 | 0 | 0 | 2.0585 | 0 | 0 | 0.81115 | 0 | 0 | 0 | 0 | -11.6655 | 0.055558 | 0 | 0.068336 | 0 | -0.15057 | 0 | 0 | 0 | 0 | 0 | 0 | 0 | 0 | 0.95824 | 0.012019 | 9.8343e-05 | 0 | 1.822 | 0 | 0 | 0 | 0.69204 | 3.4041 | 1.2254 | 3.0551 | 0.11508 | 0.056743 | -0.78871 | 0.45971 | 0.18742 | 3.782 | 10.2219 | 19.4226 | -0.93927 | 0 | 0.52614 | 0 | 1.6728 | 0.22468
2025_05_12 Hr 13 | 0.70014 | 5.6146e-05 | 0 | 0 | 0 | 0 | 0 | 0 | 0 | 0 | 0 | 0.02402 | 0.45 | 0.017088 | 1.1096 | 1.1096 | 1.0848 | 0 | 0.0064686 | 0.0049984 | 0.013303 | 0.077119 | 0 | 0.030765 | 0.017896 | 0.10014 | 0 | 0 | 2.0585 | 0 | 0 | 0.81115 | 0 | 0 | 0 | 0 | -11.2017 | 0.055558 | 0 | 0.076489 | 0 | -0.16878 | 0 | 0 | 0 | 0 | 0 | 0 | 0 | 0 | 0.61705 | 0.012019 | 9.8343e-05 | 0 | 1.822 | 0 | 0 | 0 | 0.50924 | 3.4041 | 1.2254 | 3.0551 | 0.11508 | 0.056743 | -0.70014 | 0.45971 | 0.18742 | 3.782 | 9.8667 | 18.5332 | -0.86892 | 0 | 0.52614 | 0 | 1.6728 | 0.2252
2025_05_12 Hr 14 | 0.49948 | 0.00012345 | 0 | 0 | 0 | 0 | 0 | 0 | 0 | 0 | 0 | 0.02402 | 0.27 | 0.0098288 | 1.1096 | 1.1096 | 1.0848 | 0 | 0.0064686 | 0.0049984 | 0.013303 | 0.077119 | 0 | 0.030765 | 0.017896 | 0.10014 | 0 | 0 | 2.0585 | 0 | 0 | 0.81115 | 0 | 0 | 0 | 0 | -8.2548 | 0.055558 | 0 | 0.073326 | 0 | -0.16171 | 0 | 0 | 0 | 0 | 0 | 0 | 0 | 0 | 0.54445 | 0.012019 | 9.8343e-05 | 0 | 1.822 | 0 | 0 | 0 | 0.39172 | 3.4041 | 1.2254 | 3.0551 | 0.11508 | 0.056743 | -0.49948 | 0.45971 | 0.18742 | 3.782 | 12.4427 | 17.9545 | -0.66119 | 0 | 0.52614 | 0 | 1.6728 | 0.22449
2025_05_12 Hr 15 | 0.65801 | 0.00015081 | 0 | 0 | 0 | 0 | 0 | 0 | 0 | 0 | 0 | 0.02402 | 0.21 | 0.0085307 | 1.1096 | 1.1096 | 1.0848 | 0 | 0.0064686 | 0.0049984 | 0.013303 | 0.077119 | 0 | 0.030765 | 0.017896 | 0.10014 | 0 | 0 | 2.0585 | 0 | 0 | 0.81115 | 0 | 0 | 0 | 0 | -9.1826 | 0.055558 | 0 | 0.081825 | 0 | -0.1807 | 0 | 0 | 0 | 0 | 0 | 0 | 0 | 0 | 0.54445 | 0.012019 | 9.8343e-05 | 0 | 1.822 | 0 | 0 | 0 | 0.72251 | 3.4041 | 1.2254 | 3.0551 | 0.11508 | 0.056743 | -0.65801 | 0.45971 | 0.18742 | 3.782 | 11.7661 | 18.3833 | -0.83871 | 0 | 0.52614 | 0 | 1.6728 | 0.22523
2025_05_12 Hr 16 | 0.59008 | 0.0012852 | 0 | 0.057415 | 0.054755 | 0.054939 | 0.060156 | 0.056985 | 0.060156 | 0 | 0 | 0.02402 | 0.21 | 0.043846 | 1.1096 | 1.1096 | 1.0848 | 0 | 0.0064686 | 0.0049984 | 0.013303 | 0.077119 | 0 | 0.030765 | 0.017896 | 0.10014 | 0.43803 | 7.9539 | 2.0585 | 0 | 0.29643 | 0.81115 | 0 | 0 | 0 | 0 | -105.6166 | 0.055558 | 0 | 0.011609 | 0 | -0.93745 | 0 | 0 | 0 | 0 | 0 | 0 | 0 | 0 | 0.54445 | 0.012019 | 9.8343e-05 | 0 | 1.822 | 0 | 3.6291 | 0 | 0.80956 | 7.6182 | 1.2254 | 3.0551 | 0.11508 | 0.056743 | -0.59008 | 0.45971 | 0.18742 | 3.782 | -80.7911 | 18.7348 | -1.5275 | 0 | 0.52614 | 0 | 1.6728 | 0.22474
2025_05_12 Hr 17 | 0.4771 | 0.00033492 | 0 | 0.086123 | 0.082132 | 0.082409 | 0.090234 | 0.085478 | 0.090234 | 0 | 0 | 0.02402 | 0.39 | 0.038157 | 1.1096 | 1.1096 | 1.0848 | 0 | 0.0064686 | 0.0049984 | 0.013303 | 0.077119 | 0 | 0.030765 | 0.017896 | 0.10014 | 0.20814 | 3.8651 | 2.0585 | 0 | 0.51753 | 0.81115 | 0 | 0 | 0 | 0 | -60.7376 | 0.055558 | 0 | 0.0052414 | 0 | -0.43817 | 0 | 0 | 0 | 0 | 0 | 0 | 0 | 0 | 0.34119 | 0.012019 | 9.8343e-05 | 0 | 1.822 | 0 | 2.113 | 0 | 1.2317 | 10.107 | 1.2254 | 3.0551 | 0.11508 | 0.056743 | -0.4771 | 0.45971 | 0.18742 | 3.782 | -32.3107 | 19.2352 | -0.91528 | 0 | 0.52614 | 0 | 1.6728 | 0.22474
2025_05_12 Hr 18 | 0.54481 | 0.0006463 | 0 | 0.086123 | 0.082132 | 0.082409 | 0.090234 | 0.085478 | 0.090234 | 0 | 0 | 0.02402 | 0.42 | 0.044215 | 1.1096 | 1.1096 | 1.0848 | 0 | 0.0064686 | 0.0049984 | 0.013303 | 0.077119 | 0 | 0.030765 | 0.017896 | 0.10014 | 0.20814 | 3.9311 | 2.0585 | 0 | 0.5281 | 0.81115 | 0 | 0 | 0 | 0 | -66.9923 | 0.055558 | 0 | 0.0056396 | 0 | -0.47163 | 0 | 0 | 0 | 0 | 0 | 0 | 0 | 0 | 0.20326 | 0.012019 | 9.8343e-05 | 0 | 1.822 | 0 | 2.113 | 0 | 1.2013 | 10.173 | 1.2254 | 3.0551 | 0.11508 | 0.056743 | -0.54481 | 0.45971 | 0.18742 | 3.782 | -38.6545 | 19.1813 | -1.0164 | 0 | 0.52614 | 0 | 1.6728 | 0.22454
2025_05_12 Hr 19 | 0.40881 | 0.00065836 | 0 | 0.086123 | 0.082132 | 0.082409 | 0.090234 | 0.085478 | 0.090234 | 0 | 0 | 0.02402 | 0.72 | 0.078234 | 1.1096 | 1.1096 | 1.0848 | 0 | 0.0064686 | 0.0049984 | 0.013303 | 0.077119 | 0 | 0.030765 | 0.017896 | 0.10014 | 0.20814 | 3.9311 | 2.0585 | 0 | 0.5281 | 0.81115 | 0 | 0 | 0 | 0 | -72.5035 | 0.055558 | 0 | 0.005821 | 0 | -0.48686 | 0 | 0 | 0 | 0 | 0 | 0 | 0 | 0 | 0.41378 | 0.012019 | 9.8343e-05 | 0 | 1.822 | 0 | 2.113 | 0 | 0.72251 | 10.173 | 1.2254 | 3.0551 | 0.11508 | 0.056743 | -0.40881 | 0.45971 | 0.18742 | 3.782 | -44.1151 | 19.1112 | -0.89567 | 0 | 0.52614 | 0 | 1.6728 | 0.22465
2025_05_12 Hr 20 | 0.067857 | 0.00018982 | 0 | 0 | 0 | 0 | 0 | 0 | 0 | 0 | 0 | 0.02402 | 1.68 | 0.18373 | 1.1096 | 1.1096 | 1.0848 | 0 | 0.0064686 | 0.0049984 | 0.013303 | 0.077119 | 0 | 0.030765 | 0.017896 | 0.10014 | 0 | 3.9311 | 2.0585 | 0 | 0.5281 | 0.81115 | 0 | 0 | 0 | 0 | -66.1115 | 0.055558 | 0 | 0.018748 | 0 | -0.49002 | 0 | 0 | 0 | 0 | 0 | 0 | 0 | 0 | 0.54445 | 0.012019 | 9.8343e-05 | 0 | 1.822 | 0 | 0 | 0 | 0.50924 | 7.3352 | 1.2254 | 3.0551 | 0.11508 | 0.056743 | -0.067857 | 0.45971 | 0.18742 | 3.782 | -39.5824 | 19.7519 | -0.55788 | 0 | 0.52614 | 0 | 1.6728 | 0.22385
2025_05_12 Hr 21 | 0 | 1.7958e-05 | 0 | 0 | 0 | 0 | 0 | 0 | 0 | 0 | 0 | 0.02402 | 1.65 | 0.15364 | 1.1096 | 1.1096 | 1.0848 | 0 | 0.0064686 | 0.0049984 | 0.013303 | 0.077119 | 0 | 0.030765 | 0.017896 | 0.10014 | 0 | 3.9311 | 2.0585 | 0 | 0.5281 | 0.81115 | 0 | 0 | 0 | 0 | -61.0874 | 0.055558 | 0 | 0.015963 | 0 | -0.41692 | 0 | 0 | 0 | 0 | 0 | 0 | 0 | 0 | 1.2994 | 0.012019 | 9.8343e-05 | 0 | 1.822 | 0 | 0 | 0 | 0.63111 | 7.3352 | 1.2254 | 3.0551 | 0.11508 | 0.056743 | 0 | 0.45971 | 0.18742 | 3.782 | -33.6678 | 20.5012 | -0.41692 | 0 | 0.52614 | 0 | 1.6728 | 0.22452
2025_05_12 Hr 22 | 0 | 0 | 0 | 0 | 0 | 0 | 0 | 0 | 0 | 0 | 0 | 0.02402 | 2.37 | 0.073822 | 1.1096 | 1.1096 | 1.0848 | 0 | 0.0064686 | 0.0049984 | 0.013303 | 0.077119 | 0 | 0.030765 | 0.017896 | 0.10014 | 0 | 3.9311 | 2.0585 | 0 | 0.5281 | 0.81115 | 0 | 0 | 0 | 0 | -22.0436 | 0.055558 | 0 | 0.0053397 | 0 | -0.13807 | 0 | 0 | 0 | 0 | 0 | 0 | 0 | 0 | 0.82031 | 0.012019 | 9.8343e-05 | 0 | 1.822 | 0 | 0 | 0 | 0.99236 | 7.3352 | 1.2254 | 3.0551 | 0.11508 | 0.056743 | 0 | 0.45971 | 0.18742 | 3.782 | 6.1744 | 21.0209 | -0.13807 | 0 | 0.52614 | 0 | 1.6728 | 0.22188
2025_05_12 Hr 23 | 0 | 0 | 0 | 0 | 0 | 0 | 0 | 0 | 0 | 0 | 0 | 0.02402 | 2.43 | 0.015358 | 0.39438 | 0.39438 | 0.71918 | 0 | 0.0064686 | 0.0049984 | 0.013303 | 0.077119 | 0 | 0.030765 | 0.017896 | 0.037413 | 0 | 3.0051 | 2.0585 | 0 | 0.37751 | 0.81115 | 0 | 0 | 0 | 0 | -3.6633 | 0.055558 | 0 | 0.0010835 | 0 | -0.026341 | 0 | 0 | 0 | 0 | 0 | 0 | 0 | 0 | 1.1615 | 0.012019 | 9.8343e-05 | 0 | 1.822 | 0 | 0 | 0 | 1.3188 | 4.5504 | 1.2254 | 3.0551 | 0.11508 | 0.056743 | 0 | 0.45971 | 0.18742 | 3.782 | 22.3968 | 21.5359 | -0.026341 | 0 | 0.52614 | 0 | 1.6728 | 0.21836
2025_05_12 Hr 24 | 0 | 0 | 0 | 0 | 0 | 0 | 0 | 0 | 0 | 0 | 0 | 0.02402 | 2.28 | 0.055461 | 0.51778 | 0.51779 | 0.88303 | 0 | 0.0064686 | 0.0049984 | 0.013303 | 0.077119 | 0 | 0.030765 | 0.017896 | 0.058731 | 0 | 3.6214 | 2.0585 | 0 | 0.4781 | 0.81115 | 0 | 0 | 0 | 0 | -17.7319 | 0.055558 | 0 | 0.00417 | 0 | -0.10736 | 0 | 0 | 0 | 0 | 0 | 0 | 0 | 0 | 1.51 | 0.012019 | 9.8343e-05 | 0 | 1.822 | 0 | 0 | 0 | 1.3493 | 5.5987 | 1.2254 | 3.0551 | 0.11508 | 0.056743 | 0 | 0.45971 | 0.18742 | 3.782 | 9.6621 | 21.9027 | -0.10736 | 0 | 0.52614 | 0 | 1.6728 | 0.21547
2025_05_13 Hr 01 | 0 | 0 | 0 | 0 | 0 | 0 | 0 | 0 | 0 | 0 | 0 | 0.02402 | 2.46 | -0.0073338 | 0.39438 | 0.39438 | 0.96306 | 0 | 0.0064686 | 0.0049984 | 0.013303 | 0.077119 | 0 | 0.030765 | 0.017896 | 0.037413 | 0 | 4.0254 | 2.0585 | 0 | 0.37751 | 0.81115 | 0 | 0 | 0 | 0 | 1.5544 | 0.055558 | 0 | -0.0039608 | 0 | 0.015516 | 0 | 0 | 0 | 0 | 0 | 0 | 0 | 0 | 1.7132 | 0.012019 | 9.8343e-05 | 0 | 1.822 | 0 | 0 | 0 | 1.9194 | 5.8146 | 1.2254 | 3.0551 | 0.11508 | 0.056743 | 0 | 0.45971 | 0.18742 | 3.782 | 30.0749 | 22.6904 | 0.015516 | 0 | 0.52614 | 0 | 1.6728 | 0.21314
2025_05_13 Hr 02 | 0 | 0 | 0 | 0 | 0 | 0 | 0 | 0 | 0 | 0 | 0 | 0.02402 | 2.31 | -0.028845 | 0.39438 | 0.39438 | 0.96306 | 0 | 0.0064686 | 0.0049984 | 0.013303 | 0.077119 | 0 | 0.030765 | 0.017896 | 0.037413 | 0 | 4.0254 | 2.0585 | 0 | 0.37751 | 0.81115 | 0 | 0 | 0 | 0 | 6.8997 | 0.055558 | 0 | -0.01659 | 0 | 0.058293 | 0 | 0 | 0 | 0 | 0 | 0 | 0 | 0 | 0 | 0.012019 | 9.8343e-05 | 0 | 1.822 | 0 | 0 | 0 | 2.581 | 5.8146 | 1.2254 | 3.0551 | 0.11508 | 0.056743 | 0 | 0.45971 | 0.18742 | 3.782 | 34.2392 | 21.4666 | 0.058293 | 0 | 0.52614 | 0 | 1.6728 | 0.21245
2025_05_13 Hr 03 | 0 | 0 | 0 | 0 | 0 | 0 | 0 | 0 | 0 | 0 | 0 | 0.02402 | 1.26 | -0.016961 | 0.39438 | 0.39438 | 0.96306 | 0 | 0.0064686 | 0.0049984 | 0.013303 | 0.077119 | 0 | 0.030765 | 0.017896 | 0.037413 | 0 | 4.0254 | 2.0585 | 0 | 0.37751 | 0.81115 | 0 | 0 | 0 | 0 | 6.9485 | 0.055558 | 0 | -0.017884 | 0 | 0.062675 | 0 | 0 | 0 | 0 | 0 | 0 | 0 | 0 | 0 | 0.012019 | 9.8343e-05 | 0 | 1.822 | 0 | 0 | 0 | 2.6419 | 5.8146 | 1.2254 | 3.0551 | 0.11508 | 0.056743 | 0 | 0.45971 | 0.18742 | 3.782 | 33.3143 | 20.4884 | 0.062675 | 0 | 0.52614 | 0 | 1.6728 | 0.21152
2025_05_13 Hr 04 | 0 | 0 | 0 | 0 | 0 | 0 | 0 | 0 | 0 | 0 | 0 | 0.02402 | 1.14 | -0.013891 | 0.39438 | 0.39438 | 0.96306 | 0 | 0.0064686 | 0.0049984 | 0.013303 | 0.077119 | 0 | 0.030765 | 0.017896 | 0.037413 | 0 | 4.0254 | 2.0585 | 0 | 0.37751 | 0.81115 | 0 | 0 | 0 | 0 | 6.3864 | 0.055558 | 0 | -0.016189 | 0 | 0.056935 | 0 | 0 | 0 | 0 | 0 | 0 | 0 | 0 | 0 | 0.012019 | 9.8343e-05 | 0 | 1.822 | 0 | 0 | 0 | 2.4635 | 5.8146 | 1.2254 | 3.0551 | 0.11508 | 0.056743 | 0 | 0.45971 | 0.18742 | 3.782 | 32.4513 | 20.1934 | 0.056935 | 0 | 0.52614 | 0 | 1.6728 | 0.21182
2025_05_13 Hr 05 | 0 | 0 | 0 | 0 | 0 | 0 | 0 | 0 | 0 | 0 | 0 | 0.02402 | 2.22 | 0.011795 | 0.39438 | 0.39438 | 0.96306 | 0 | 0.0064686 | 0.0049984 | 0.013303 | 0.077119 | 0 | 0.030765 | 0.017896 | 0.037413 | 0 | 4.0254 | 2.0585 | 0 | 0.37751 | 0.81115 | 0 | 0 | 0 | 0 | -4.0719 | 0.055558 | 0 | 0.0009108 | 0 | -0.021809 | 0 | 0 | 0 | 0 | 0 | 0 | 0 | 0 | 3.078 | 0.012019 | 9.8343e-05 | 0 | 1.822 | 0 | 0 | 0 | 2.6419 | 5.8146 | 1.2254 | 3.0551 | 0.11508 | 0.056743 | 0 | 0.45971 | 0.18742 | 3.782 | 26.2772 | 24.5563 | -0.021809 | 0 | 0.52614 | 0 | 1.6728 | 0.21267
2025_05_13 Hr 06 | 0 | 0 | 0 | 0 | 0 | 0 | 0 | 0 | 0 | 0 | 0 | 0.02402 | 2.13 | 0.028418 | 0.39597 | 0.39597 | 0.96306 | 0 | 0.0064686 | 0.0049984 | 0.013303 | 0.077119 | 0 | 0.030765 | 0.017896 | 0.037413 | 0 | 4.0254 | 2.0585 | 0 | 0.37751 | 0.81115 | 0 | 0 | 0 | 0 | -10.3109 | 0.055558 | 0 | 0.0022872 | 0 | -0.057939 | 0 | 0 | 0 | 0 | 0 | 0 | 0 | 0 | 3.2885 | 0.012019 | 9.8343e-05 | 0 | 1.822 | 0 | 0 | 0 | 2.5505 | 5.8178 | 1.2254 | 3.0551 | 0.11508 | 0.056743 | 0 | 0.45971 | 0.18742 | 3.782 | 20.0544 | 24.6054 | -0.057939 | 0 | 0.52614 | 0 | 1.6728 | 0.21602
2025_05_13 Hr 07 | 0.34074 | 0 | 0 | 0 | 0 | 0 | 0 | 0 | 0 | 0 | 0 | 0.02402 | 0.99 | 0.031255 | 0.51778 | 0.5178 | 1.4121 | 0 | 0.0064686 | 0.0049984 | 0.013303 | 0.077119 | 0 | 0.030765 | 0.017896 | 0.094529 | 0 | 4.815 | 2.0585 | 0 | 0.47416 | 0.81115 | 0 | 0 | 0 | 0 | -23.4428 | 0.055558 | 0 | 0.0054121 | 0 | -0.13997 | 0 | 0 | 0 | 0 | 0 | 0 | 0 | 0 | 3.4918 | 0.012019 | 9.8343e-05 | 0 | 1.822 | 0 | 0 | 0 | 2.3416 | 7.3572 | 1.2254 | 3.0551 | 0.11508 | 0.056743 | -0.34074 | 0.45971 | 0.18742 | 3.782 | 7.3367 | 23.903 | -0.4807 | 0 | 0.52614 | 0 | 1.6728 | 0.21899
2025_05_13 Hr 08 | 0.66651 | 5.8487e-06 | 0 | 0 | 0 | 0 | 0 | 0 | 0 | 0 | 0 | 0.02402 | 0.27 | 0.0089326 | 0.88483 | 0.88473 | 1.4527 | 0 | 0.0064686 | 0.0049984 | 0.013303 | 0.077119 | 0 | 0.030765 | 0.017896 | 0.10014 | 0 | 0 | 2.0585 | 0 | 0 | 0.81115 | 0 | 0 | 0 | 0 | -17.1426 | 0.055558 | 0 | 0.06664 | 0 | -0.14678 | 0 | 0 | 0 | 0 | 0 | 0 | 0 | 0 | 2.6715 | 0.012019 | 9.8343e-05 | 0 | 1.822 | 0 | 0 | 0 | 1.9194 | 3.3224 | 1.2254 | 3.0551 | 0.11508 | 0.056743 | -0.66651 | 0.45971 | 0.18742 | 3.782 | 7.1388 | 21.7723 | -0.81328 | 0 | 0.52614 | 0 | 1.6728 | 0.22157
2025_05_13 Hr 09 | 0.81573 | 4.4582e-05 | 0 | 0 | 0 | 0 | 0 | 0 | 0 | 0 | 0 | 0.02402 | 0.15 | 0.00365 | 1.0884 | 1.0885 | 1.4389 | 0 | 0.0064686 | 0.0049984 | 0.013303 | 0.077119 | 0 | 0.030765 | 0.017896 | 0.075685 | 0 | 0 | 2.0585 | 0 | 0 | 0.81115 | 0 | 0 | 0 | 0 | -12.724 | 0.055558 | 0 | 0.049014 | 0 | -0.1074 | 0 | 0 | 0 | 0 | 0 | 0 | 0 | 0 | 2.3303 | 0.012019 | 9.8343e-05 | 0 | 1.822 | 0 | 0 | 0 | 1.9194 | 3.6914 | 1.2254 | 3.0551 | 0.11508 | 0.056743 | -0.81573 | 0.45971 | 0.18742 | 3.782 | 11.4999 | 21.4556 | -0.92313 | 0 | 0.52614 | 0 | 1.6728 | 0.22203
2025_05_13 Hr 10 | 0.79285 | 8.9393e-05 | 0 | 0 | 0 | 0 | 0 | 0 | 0 | 0 | 0 | 0.02402 | 0.09 | 0.0028443 | 1.1096 | 1.1096 | 1.4527 | 0 | 0.0064686 | 0.0049984 | 0.013303 | 0.077119 | 0 | 0.030765 | 0.017896 | 0.098093 | 0 | 0 | 2.0585 | 0 | 0 | 0.81115 | 0 | 0 | 0 | 0 | -15.9025 | 0.055558 | 0 | 0.063658 | 0 | -0.14012 | 0 | 0 | 0 | 0 | 0 | 0 | 0 | 0 | 2.4682 | 0.012019 | 9.8343e-05 | 0 | 1.822 | 0 | 0 | 0 | 2.0413 | 3.77 | 1.2254 | 3.0551 | 0.11508 | 0.056743 | -0.79285 | 0.45971 | 0.18742 | 3.782 | 8.5657 | 21.6312 | -0.93296 | 0 | 0.52614 | 0 | 1.6728 | 0.22151
2025_05_13 Hr 11 | 0.79415 | 0.00011382 | 0 | 0 | 0 | 0 | 0 | 0 | 0 | 0 | 0 | 0.02402 | 0.18 | 0.0062182 | 1.1096 | 1.1096 | 1.4527 | 0 | 0.0064686 | 0.0049984 | 0.013303 | 0.077119 | 0 | 0.030765 | 0.017896 | 0.10014 | 0 | 0 | 2.0585 | 0 | 0 | 0.81115 | 0 | 0 | 0 | 0 | -17.3422 | 0.055558 | 0 | 0.069585 | 0 | -0.15336 | 0 | 0 | 0 | 0 | 0 | 0 | 0 | 0 | 2.2577 | 0.012019 | 9.8343e-05 | 0 | 1.822 | 0 | 0 | 0 | 2.0108 | 3.772 | 1.2254 | 3.0551 | 0.11508 | 0.056743 | -0.79415 | 0.45971 | 0.18742 | 3.782 | 6.9685 | 21.4862 | -0.94751 | 0 | 0.52614 | 0 | 1.6728 | 0.22283
2025_05_13 Hr 12 | 0.75768 | 0.00012347 | 0 | 0 | 0 | 0 | 0 | 0 | 0 | 0 | 0 | 0.02402 | 0.21 | 0.005255 | 1.1096 | 1.1096 | 1.4527 | 0 | 0.0064686 | 0.0049984 | 0.013303 | 0.077119 | 0 | 0.030765 | 0.017896 | 0.083192 | 0 | 0 | 2.0585 | 0 | 0 | 0.81115 | 0 | 0 | 0 | 0 | -11.6089 | 0.055558 | 0 | 0.050405 | 0 | -0.11051 | 0 | 0 | 0 | 0 | 0 | 0 | 0 | 0 | 1.7785 | 0.012019 | 9.8343e-05 | 0 | 1.822 | 0 | 0 | 0 | 1.9499 | 3.7551 | 1.2254 | 3.0551 | 0.11508 | 0.056743 | -0.75768 | 0.45971 | 0.18742 | 3.782 | 12.2168 | 20.9388 | -0.86819 | 0 | 0.52614 | 0 | 1.6728 | 0.22283
2025_05_13 Hr 13 | 0.74068 | 6.7563e-05 | 0 | 0 | 0 | 0 | 0 | 0 | 0 | 0 | 0 | 0.02402 | 0.48 | 0.0085867 | 1.1096 | 1.1096 | 0.93598 | 0 | 0.0064686 | 0.0049984 | 0.013303 | 0.077119 | 0 | 0.030765 | 0.017896 | 0.037413 | 0 | 0 | 2.0585 | 0 | 0 | 0.81115 | 0 | 0 | 0 | 0 | -7.2902 | 0.055558 | 0 | 0.036033 | 0 | -0.0784 | 0 | 0 | 0 | 0 | 0 | 0 | 0 | 0 | 1.9165 | 0.012019 | 9.8343e-05 | 0 | 1.822 | 0 | 0 | 0 | 1.7715 | 3.1926 | 1.2254 | 3.0551 | 0.11508 | 0.056743 | -0.74068 | 0.45971 | 0.18742 | 3.782 | 16.2379 | 21.1545 | -0.81908 | 0 | 0.52614 | 0 | 1.6728 | 0.22283
2025_05_13 Hr 14 | 0.7478 | 9.5827e-05 | 0 | 0 | 0 | 0 | 0 | 0 | 0 | 0 | 0 | 0.02402 | 0.39 | 0.012175 | 1.1096 | 1.1096 | 1.4065 | 0 | 0.0064686 | 0.0049984 | 0.013303 | 0.077119 | 0 | 0.030765 | 0.017896 | 0.094529 | 0 | 0 | 2.0585 | 0 | 0 | 0.81115 | 0 | 0 | 0 | 0 | -12.587 | 0.055558 | 0 | 0.062881 | 0 | -0.13838 | 0 | 0 | 0 | 0 | 0 | 0 | 0 | 0 | 1.5753 | 0.012019 | 9.8343e-05 | 0 | 1.822 | 0 | 0 | 0 | 1.593 | 3.7202 | 1.2254 | 3.0551 | 0.11508 | 0.056743 | -0.7478 | 0.45971 | 0.18742 | 3.782 | 10.8024 | 20.5554 | -0.88618 | 0 | 0.52614 | 0 | 1.6728 | 0.22258
2025_05_13 Hr 15 | 0.68082 | 0.00011098 | 0 | 0 | 0 | 0 | 0 | 0 | 0 | 0 | 0 | 0.02402 | 0.39 | 0.018445 | 1.1096 | 1.1096 | 1.4527 | 0 | 0.0064686 | 0.0049984 | 0.013303 | 0.077119 | 0 | 0.030765 | 0.017896 | 0.10014 | 0 | 0 | 2.0585 | 0 | 0 | 0.81115 | 0 | 0 | 0 | 0 | -17.8154 | 0.055558 | 0 | 0.095267 | 0 | -0.21073 | 0 | 0 | 0 | 0 | 0 | 0 | 0 | 0 | 1.9165 | 0.012019 | 9.8343e-05 | 0 | 1.822 | 0 | 0 | 0 | 1.6801 | 3.772 | 1.2254 | 3.0551 | 0.11508 | 0.056743 | -0.68082 | 0.45971 | 0.18742 | 3.782 | 5.9884 | 20.9234 | -0.89155 | 0 | 0.52614 | 0 | 1.6728 | 0.22308
2025_05_13 Hr 16 | 0.77497 | 0.000602 | 0 | 0.076909 | 0.073345 | 0.073592 | 0.08058 | 0.076333 | 0.08058 | 0 | 0 | 0.02402 | 0.3 | 0.052757 | 1.1096 | 1.1096 | 1.4527 | 0 | 0.0064686 | 0.0049984 | 0.013303 | 0.077119 | 0 | 0.030765 | 0.017896 | 0.10014 | 0.48408 | 16.5863 | 2.0585 | 0 | 0.28078 | 0.81115 | 0 | 0 | 0 | 0 | -114.9071 | 0.055558 | 0 | 0.025541 | 0 | -0.78926 | 0 | 0 | 0 | 0 | 0 | 0 | 0 | 0 | 3.2159 | 0.012019 | 9.8343e-05 | 0 | 1.822 | 0 | 4.2079 | 0 | 1.7715 | 9.1571 | 1.2254 | 3.0551 | 0.11508 | 0.056743 | -0.77497 | 0.45971 | 0.18742 | 3.782 | -84.6811 | 22.6331 | -1.5642 | 0 | 0.52614 | 0 | 1.6728 | 0.22218
2025_05_13 Hr 17 | 0.74068 | 0.00027248 | 0 | 0.11536 | 0.11002 | 0.11039 | 0.12087 | 0.1145 | 0.12087 | 0 | 0 | 0.02402 | 0.54 | 0.060232 | 1.1096 | 1.1096 | 1.4527 | 0 | 0.0064686 | 0.0049984 | 0.013303 | 0.077119 | 0 | 0.030765 | 0.017896 | 0.10014 | 0.27721 | 5.1555 | 2.0585 | 0 | 0.5149 | 0.81115 | 0 | 0 | 0 | 0 | -80.8616 | 0.055558 | 0 | 0.0059754 | 0 | -0.49983 | 0 | 0 | 0 | 0 | 0 | 0 | 0 | 0 | 3.2885 | 0.012019 | 9.8343e-05 | 0 | 1.822 | 0 | 2.8304 | 0 | 1.593 | 12.7271 | 1.2254 | 3.0551 | 0.11508 | 0.056743 | -0.74068 | 0.45971 | 0.18742 | 3.782 | -46.4004 | 22.9745 | -1.2405 | 0 | 0.52614 | 0 | 1.6728 | 0.2225
2025_05_13 Hr 18 | 0.74802 | 0.00021498 | 0 | 0.11536 | 0.11002 | 0.11039 | 0.12087 | 0.1145 | 0.12087 | 0 | 0 | 0.02402 | 1.14 | 0.15721 | 1.1096 | 1.1096 | 1.4527 | 0 | 0.0064686 | 0.0049984 | 0.013303 | 0.077119 | 0 | 0.030765 | 0.017896 | 0.10014 | 0.27721 | 5.2658 | 2.0585 | 0 | 0.5281 | 0.81115 | 0 | 0 | 0 | 0 | -102.7855 | 0.055558 | 0 | 0.0073877 | 0 | -0.61847 | 0 | 0 | 0 | 0 | 0 | 0 | 0 | 0 | 2.9473 | 0.012019 | 9.8343e-05 | 0 | 1.822 | 0 | 2.8304 | 0 | 1.593 | 12.8375 | 1.2254 | 3.0551 | 0.11508 | 0.056743 | -0.74802 | 0.45971 | 0.18742 | 3.782 | -67.964 | 23.3505 | -1.3665 | 0 | 0.52614 | 0 | 1.6728 | 0.22226
2025_05_13 Hr 19 | 0.45429 | 0.00014411 | 0 | 0.11536 | 0.11002 | 0.11039 | 0.12087 | 0.1145 | 0.12087 | 0 | 0 | 0.02402 | 1.08 | 0.18988 | 1.1096 | 1.1096 | 1.4527 | 0 | 0.0064686 | 0.0049984 | 0.013303 | 0.077119 | 0 | 0.030765 | 0.017896 | 0.10014 | 0.27721 | 5.2658 | 2.0585 | 0 | 0.5281 | 0.81115 | 0 | 0 | 0 | 0 | -128.8967 | 0.055558 | 0 | 0.0094187 | 0 | -0.78907 | 0 | 0 | 0 | 0 | 0 | 0 | 0 | 0 | 2.6715 | 0.012019 | 9.8343e-05 | 0 | 1.822 | 0 | 2.8304 | 0 | 1.5321 | 12.8375 | 1.2254 | 3.0551 | 0.11508 | 0.056743 | -0.45429 | 0.45971 | 0.18742 | 3.782 | -94.6102 | 22.6924 | -1.2434 | 0 | 0.52614 | 0 | 1.6728 | 0.22203
2025_05_13 Hr 20 | 0.067857 | 5.0203e-05 | 0 | 0 | 0 | 0 | 0 | 0 | 0 | 0 | 0 | 0.02402 | 0.63 | 0.098398 | 1.1096 | 1.1096 | 1.4527 | 0 | 0.0064686 | 0.0049984 | 0.013303 | 0.077119 | 0 | 0.030765 | 0.017896 | 0.10014 | 0 | 5.2658 | 2.0585 | 0 | 0.5281 | 0.81115 | 0 | 0 | 0 | 0 | -92.0402 | 0.055558 | 0 | 0.026775 | 0 | -0.70074 | 0 | 0 | 0 | 0 | 0 | 0 | 0 | 0 | 1.9891 | 0.012019 | 9.8343e-05 | 0 | 1.822 | 0 | 0 | 0 | 0.5397 | 9.0378 | 1.2254 | 3.0551 | 0.11508 | 0.056743 | -0.067857 | 0.45971 | 0.18742 | 3.782 | -63.682 | 20.0889 | -0.7686 | 0 | 0.52614 | 0 | 1.6728 | 0.22132
2025_05_13 Hr 21 | 0.02274 | 2.1633e-06 | 0 | 0 | 0 | 0 | 0 | 0 | 0 | 0 | 0 | 0.02402 | 0.66 | 0.088838 | 1.1096 | 1.1096 | 1.4527 | 0 | 0.0064686 | 0.0049984 | 0.013303 | 0.077119 | 0 | 0.030765 | 0.017896 | 0.10014 | 0 | 5.2658 | 2.0585 | 0 | 0.5281 | 0.81115 | 0 | 0 | 0 | 0 | -90.046 | 0.055558 | 0 | 0.023075 | 0 | -0.60361 | 0 | 0 | 0 | 0 | 0 | 0 | 0 | 0 | 2.1197 | 0.012019 | 9.8343e-05 | 0 | 1.822 | 0 | 0 | 0 | 1.4407 | 9.0378 | 1.2254 | 3.0551 | 0.11508 | 0.056743 | -0.02274 | 0.45971 | 0.18742 | 3.782 | -60.5387 | 21.0959 | -0.62635 | 0 | 0.52614 | 0 | 1.6728 | 0.22134
2025_05_13 Hr 22 | 0 | 0 | 0 | 0 | 0 | 0 | 0 | 0 | 0 | 0 | 0 | 0.02402 | 1.14 | 0.11352 | 1.1096 | 1.1096 | 1.4527 | 0 | 0.0064686 | 0.0049984 | 0.013303 | 0.077119 | 0 | 0.030765 | 0.017896 | 0.10014 | 0 | 5.2658 | 2.0585 | 0 | 0.5281 | 0.81115 | 0 | 0 | 0 | 0 | -73.8141 | 0.055558 | 0 | 0.017071 | 0 | -0.44601 | 0 | 0 | 0 | 0 | 0 | 0 | 0 | 0 | 2.4682 | 0.012019 | 9.8343e-05 | 0 | 1.822 | 0 | 0 | 0 | 2.2198 | 9.0378 | 1.2254 | 3.0551 | 0.11508 | 0.056743 | 0 | 0.45971 | 0.18742 | 3.782 | -42.5187 | 22.7036 | -0.44601 | 0 | 0.52614 | 0 | 1.6728 | 0.21956
2025_05_13 Hr 23 | 0 | 0 | 0 | 0 | 0 | 0 | 0 | 0 | 0 | 0 | 0 | 0.02402 | 1.71 | 0.16162 | 1.1096 | 1.1096 | 1.4974 | 0 | 0.0064686 | 0.0049984 | 0.013303 | 0.077119 | 0 | 0.030765 | 0.017896 | 0.10014 | 0 | 5.3531 | 2.0585 | 0 | 0.53929 | 0.81115 | 0 | 0 | 0 | 0 | -76.8748 | 0.055558 | 0 | 0.016203 | 0 | -0.42322 | 0 | 0 | 0 | 0 | 0 | 0 | 0 | 0 | 2.2577 | 0.012019 | 9.8343e-05 | 0 | 1.822 | 0 | 0 | 0 | 2.1893 | 9.1698 | 1.2254 | 3.0551 | 0.11508 | 0.056743 | 0 | 0.45971 | 0.18742 | 3.782 | -45.0393 | 23.0889 | -0.42322 | 0 | 0.52614 | 0 | 1.6728 | 0.21662
2025_05_13 Hr 24 | 0 | 0 | 0 | 0.028841 | 0.027504 | 0.027597 | 0.030217 | 0.028625 | 0.030217 | 0 | 0 | 0.02402 | 1.26 | 0.056634 | 1.1096 | 1.1096 | 1.3527 | 0 | 0.0064686 | 0.0049984 | 0.013303 | 0.077119 | 0 | 0.030765 | 0.017896 | 0.074412 | 0 | 5.3531 | 2.0585 | 0 | 0.53929 | 0.81115 | 0 | 0 | 0 | 0 | -38.0191 | 0.055558 | 0 | 0.0062735 | 0 | -0.20016 | 0 | 0 | 0 | 0 | 0 | 0 | 0 | 0 | 1.2994 | 0.012019 | 9.8343e-05 | 0 | 1.822 | 0 | 0 | 0 | 1.6801 | 9.1724 | 1.2254 | 3.0551 | 0.11508 | 0.056743 | 0 | 0.45971 | 0.18742 | 3.782 | -7.9823 | 21.0645 | -0.20016 | 0 | 0.52614 | 0 | 1.6728 | 0.2147
2025_05_14 Hr 01 | 0 | 0 | 0 | 0.1024 | 0.097659 | 0.097988 | 0.10729 | 0.10164 | 0.10729 | 0 | 0 | 0.02402 | 0.51 | 0.010751 | 1.1096 | 1.1096 | 1.0922 | 0 | 0.0064686 | 0.0049984 | 0.013303 | 0.077119 | 0 | 0.030765 | 0.017896 | 0.05142 | 0 | 4.7518 | 2.0585 | 0 | 0.53929 | 0.81115 | 0 | 0 | 0 | 0 | -17.2023 | 0.055558 | 0 | 0.0022586 | 0 | -0.092761 | 0 | 0 | 0 | 0 | 0 | 0 | 0 | 0 | 0.41378 | 0.012019 | 9.8343e-05 | 0 | 1.822 | 0 | 0 | 0 | 1.4711 | 8.7288 | 1.2254 | 3.0551 | 0.11508 | 0.056743 | 0 | 0.45971 | 0.18742 | 3.782 | 10.606 | 19.1723 | -0.092761 | 0 | 0.52614 | 0 | 1.6728 | 0.2129
2025_05_14 Hr 02 | 0 | 0 | 0 | 0.1024 | 0.097659 | 0.097988 | 0.10729 | 0.10164 | 0.10729 | 0 | 0 | 0.02402 | 0.36 | 0.0068337 | 1.1096 | 1.1096 | 0.85498 | 0 | 0.0064686 | 0.0049984 | 0.013303 | 0.077119 | 0 | 0.030765 | 0.017896 | 0.037413 | 0 | 4.221 | 2.0585 | 0 | 0.46643 | 0.81115 | 0 | 0 | 0 | 0 | -14.6942 | 0.055558 | 0 | 0.0020338 | 0 | -0.083321 | 0 | 0 | 0 | 0 | 0 | 0 | 0 | 0 | 1.1615 | 0.012019 | 9.8343e-05 | 0 | 1.822 | 0 | 0 | 0 | 1.5016 | 7.9469 | 1.2254 | 3.0551 | 0.11508 | 0.056743 | 0 | 0.45971 | 0.18742 | 3.782 | 12.8918 | 19.7224 | -0.083321 | 0 | 0.52614 | 0 | 1.6728 | 0.21161
2025_05_14 Hr 03 | 0 | 0 | 0 | 0.1024 | 0.097659 | 0.097988 | 0.10729 | 0.10164 | 0.10729 | 0 | 0 | 0.02402 | 0.33 | 0.0062419 | 1.1096 | 1.1096 | 0.85498 | 0 | 0.0064686 | 0.0049984 | 0.013303 | 0.077119 | 0 | 0.030765 | 0.017896 | 0.037413 | 0 | 3.9536 | 2.0585 | 0 | 0.42973 | 0.81115 | 0 | 0 | 0 | 0 | -14.8716 | 0.055558 | 0 | 0.0020266 | 0 | -0.083017 | 0 | 0 | 0 | 0 | 0 | 0 | 0 | 0 | 1.5753 | 0.012019 | 9.8343e-05 | 0 | 1.822 | 0 | 0 | 0 | 1.5016 | 7.6795 | 1.2254 | 3.0551 | 0.11508 | 0.056743 | 0 | 0.45971 | 0.18742 | 3.782 | 12.7936 | 20.0687 | -0.083017 | 0 | 0.52614 | 0 | 1.6728 | 0.21142
2025_05_14 Hr 04 | 0 | 0 | 0 | 0.1024 | 0 | 0 | 0.10729 | 0.10164 | 0.10729 | 0 | 0 | 0.02402 | 0.36 | 0.005528 | 0.57318 | 0.57318 | 0.85498 | 0 | 0.0064686 | 0.0049984 | 0.013303 | 0.077119 | 0 | 0.030765 | 0.017896 | 0.037413 | 0 | 3.5732 | 2.0585 | 0 | 0.37751 | 0.81115 | 0 | 0 | 0 | 0 | -11.6526 | 0.055558 | 0 | 0.0011517 | 0 | -0.067001 | 0 | 0 | 0 | 0 | 0 | 0 | 0 | 0 | 2.4682 | 0.012019 | 9.8343e-05 | 0 | 1.822 | 0 | 3.1637 | 0 | 1.5625 | 8.0043 | 1.2254 | 3.0551 | 0.11508 | 0.056743 | 0 | 0.45971 | 0.18742 | 3.782 | 17.2843 | 20.9997 | -0.067001 | 0 | 0.52614 | 0 | 1.6728 | 0.21147
2025_05_14 Hr 05 | 0 | 0 | 0 | 0.1024 | 0 | 0 | 0.10729 | 0.10164 | 0.10729 | 0 | 0 | 0.02402 | 0.39 | 0.0096885 | 0.51778 | 0.51779 | 1.287 | 0 | 0.0064686 | 0.0049984 | 0.013303 | 0.077119 | 0 | 0.030765 | 0.017896 | 0.078828 | 0 | 4.306 | 2.0585 | 0 | 0.47811 | 0.81115 | 0 | 0 | 0 | 0 | -21.5846 | 0.055558 | 0 | 0.0018632 | 0 | -0.10969 | 0 | 0 | 0 | 0 | 0 | 0 | 0 | 0 | 3.695 | 0.012019 | 9.8343e-05 | 0 | 1.822 | 0 | 1.9737 | 0 | 1.8019 | 9.0997 | 1.2254 | 3.0551 | 0.11508 | 0.056743 | 0 | 0.45971 | 0.18742 | 3.782 | 10.0073 | 22.6019 | -0.10969 | 0 | 0.52614 | 0 | 1.6728 | 0.2127
2025_05_14 Hr 06 | 0 | 0 | 0 | 0.1024 | 0 | 0 | 0.10729 | 0.10164 | 0.10729 | 0 | 0 | 0.02402 | 0.45 | 0.027466 | 0.88483 | 0.88473 | 1.3293 | 0 | 0.0064686 | 0.0049984 | 0.013303 | 0.077119 | 0 | 0.030765 | 0.017896 | 0.10014 | 0 | 4.7518 | 2.0585 | 0 | 0.53929 | 0.81115 | 0 | 0 | 0 | 0 | -59.8424 | 0.055558 | 0 | 0.0045777 | 0 | -0.27256 | 0 | 0 | 0 | 0 | 0 | 0 | 0 | 0 | 3.9055 | 0.012019 | 9.8343e-05 | 0 | 1.822 | 0 | 2.5325 | 0 | 1.7715 | 10.902 | 1.2254 | 3.0551 | 0.11508 | 0.056743 | 0 | 0.45971 | 0.18742 | 3.782 | -26.2884 | 22.9246 | -0.27256 | 0 | 0.52614 | 0 | 1.6728 | 0.21641
2025_05_14 Hr 07 | 0.11348 | 0 | 0 | 0 | 0 | 0 | 0 | 0 | 0 | 0 | 0 | 0.02402 | 0.87 | 0.025303 | 1.0884 | 1.0885 | 1.2897 | 0 | 0.0064686 | 0.0049984 | 0.013303 | 0.077119 | 0 | 0.030765 | 0.017896 | 0.10014 | 0 | 4.6743 | 2.0585 | 0 | 0.5281 | 0.81115 | 0 | 0 | 0 | 0 | -26.4968 | 0.055558 | 0 | 0.0034278 | 0 | -0.12878 | 0 | 0 | 0 | 0 | 0 | 0 | 0 | 0 | 4.2467 | 0.012019 | 9.8343e-05 | 0 | 1.822 | 0 | 1.867 | 0 | 1.6191 | 10.108 | 1.2254 | 3.0551 | 0.11508 | 0.056743 | -0.11348 | 0.45971 | 0.18742 | 3.782 | 7.005 | 23.6362 | -0.24226 | 0 | 0.52614 | 0 | 1.6728 | 0.21901
2025_05_14 Hr 08 | 0.18134 | 4.1073e-06 | 0 | 0 | 0 | 0 | 0 | 0 | 0 | 0 | 0 | 0.02402 | 0.57 | 0.018209 | 1.1096 | 1.1096 | 1.2897 | 0 | 0.0064686 | 0.0049984 | 0.013303 | 0.077119 | 0 | 0.030765 | 0.017896 | 0.10014 | 0 | 4.6743 | 2.0585 | 0 | 0.5281 | 0.81115 | 0 | 0 | 0 | 0 | -26.023 | 0.055558 | 0 | 0.0054764 | 0 | -0.14166 | 0 | 0 | 0 | 0 | 0 | 0 | 0 | 0 | 4.0435 | 0.012019 | 9.8343e-05 | 0 | 1.822 | 0 | 0 | 0 | 1.4711 | 8.2833 | 1.2254 | 3.0551 | 0.11508 | 0.056743 | -0.18134 | 0.45971 | 0.18742 | 3.782 | 4.9853 | 23.048 | -0.32299 | 0 | 0.52614 | 0 | 1.6728 | 0.22132
2025_05_14 Hr 09 | 0.31807 | 2.3954e-05 | 0 | 0 | 0 | 0 | 0 | 0 | 0 | 0 | 0 | 0.02402 | 0.72 | 0.014308 | 1.1096 | 1.1096 | 0.90878 | 0 | 0.0064686 | 0.0049984 | 0.013303 | 0.077119 | 0 | 0.030765 | 0.017896 | 0.037413 | 0 | 4.6159 | 2.0585 | 0 | 0.52024 | 0.81115 | 0 | 0 | 0 | 0 | -15.2274 | 0.055558 | 0 | 0.0034068 | 0 | -0.087328 | 0 | 0 | 0 | 0 | 0 | 0 | 0 | 0 | 4.2467 | 0.012019 | 9.8343e-05 | 0 | 1.822 | 0 | 0 | 0 | 1.3188 | 7.7813 | 1.2254 | 3.0551 | 0.11508 | 0.056743 | -0.31807 | 0.45971 | 0.18742 | 3.782 | 15.523 | 23.3745 | -0.4054 | 0 | 0.52614 | 0 | 1.6728 | 0.22187
2025_05_14 Hr 10 | 0.29569 | 3.3295e-05 | 0 | 0 | 0 | 0 | 0 | 0 | 0 | 0 | 0 | 0.02402 | 0.78 | 0.01469 | 1.1096 | 1.1096 | 0.90465 | 0 | 0.0064686 | 0.0049984 | 0.013303 | 0.077119 | 0 | 0.030765 | 0.017896 | 0.037413 | 0 | 4.077 | 2.0585 | 0 | 0.44758 | 0.81115 | 0 | 0 | 0 | 0 | -13.2459 | 0.055558 | 0 | 0.0032286 | 0 | -0.082651 | 0 | 0 | 0 | 0 | 0 | 0 | 0 | 0 | 3.833 | 0.012019 | 9.8343e-05 | 0 | 1.822 | 0 | 0 | 0 | 1.3188 | 7.2382 | 1.2254 | 3.0551 | 0.11508 | 0.056743 | -0.29569 | 0.45971 | 0.18742 | 3.782 | 16.5394 | 22.9255 | -0.37834 | 0 | 0.52614 | 0 | 1.6728 | 0.2213
2025_05_14 Hr 11 | 0.29576 | 6.7794e-05 | 0 | 0 | 0 | 0 | 0 | 0 | 0 | 0 | 0 | 0.02402 | 0.66 | 0.014425 | 1.1096 | 1.1096 | 1.2487 | 0 | 0.0064686 | 0.0049984 | 0.013303 | 0.077119 | 0 | 0.030765 | 0.017896 | 0.037413 | 0 | 4.2298 | 2.0585 | 0 | 0.46819 | 0.81115 | 0 | 0 | 0 | 0 | -15.4272 | 0.055558 | 0 | 0.0037468 | 0 | -0.096254 | 0 | 0 | 0 | 0 | 0 | 0 | 0 | 0 | 3.6297 | 0.012019 | 9.8343e-05 | 0 | 1.822 | 0 | 0 | 0 | 1.3493 | 7.7351 | 1.2254 | 3.0551 | 0.11508 | 0.056743 | -0.29576 | 0.45971 | 0.18742 | 3.782 | 14.5697 | 22.6537 | -0.39202 | 0 | 0.52614 | 0 | 1.6728 | 0.22189
2025_05_14 Hr 12 | 0.45436 | 0.00014894 | 0 | 0 | 0 | 0 | 0 | 0 | 0 | 0 | 0 | 0.02402 | 0.6 | 0.022976 | 1.1096 | 1.1096 | 1.2897 | 0 | 0.0064686 | 0.0049984 | 0.013303 | 0.077119 | 0 | 0.030765 | 0.017896 | 0.094529 | 0 | 4.6743 | 2.0585 | 0 | 0.5281 | 0.81115 | 0 | 0 | 0 | 0 | -25.6377 | 0.055558 | 0 | 0.0065647 | 0 | -0.17022 | 0 | 0 | 0 | 0 | 0 | 0 | 0 | 0 | 3.078 | 0.012019 | 9.8343e-05 | 0 | 1.822 | 0 | 0 | 0 | 1.2927 | 8.2776 | 1.2254 | 3.0551 | 0.11508 | 0.056743 | -0.45436 | 0.45971 | 0.18742 | 3.782 | 4.2274 | 22.2121 | -0.62459 | 0 | 0.52614 | 0 | 1.6728 | 0.22137
2025_05_14 Hr 13 | 0.61274 | 0.00017347 | 0 | 0 | 0 | 0 | 0 | 0 | 0 | 0 | 0 | 0.02402 | 0.57 | 0.025318 | 1.1096 | 1.1096 | 1.2897 | 0 | 0.0064686 | 0.0049984 | 0.013303 | 0.077119 | 0 | 0.030765 | 0.017896 | 0.10014 | 0 | 4.6743 | 2.0585 | 0 | 0.5281 | 0.81115 | 0 | 0 | 0 | 0 | -29.1504 | 0.055558 | 0 | 0.0076144 | 0 | -0.19778 | 0 | 0 | 0 | 0 | 0 | 0 | 0 | 0 | 3.078 | 0.012019 | 9.8343e-05 | 0 | 1.822 | 0 | 0 | 0 | 1.3188 | 8.2833 | 1.2254 | 3.0551 | 0.11508 | 0.056743 | -0.61274 | 0.45971 | 0.18742 | 3.782 | 0.69232 | 22.37 | -0.81052 | 0 | 0.52614 | 0 | 1.6728 | 0.22247
2025_05_14 Hr 14 | 0.49948 | 0.00035244 | 0 | 0 | 0 | 0 | 0 | 0 | 0 | 0 | 0 | 0.02402 | 0.54 | 0.038699 | 1.1096 | 1.1096 | 1.2897 | 0 | 0.0064686 | 0.0049984 | 0.013303 | 0.077119 | 0 | 0.030765 | 0.017896 | 0.10014 | 0 | 4.6743 | 2.0585 | 0 | 0.5281 | 0.81115 | 0 | 0 | 0 | 0 | -43.9907 | 0.055558 | 0 | 0.012285 | 0 | -0.32039 | 0 | 0 | 0 | 0 | 0 | 0 | 0 | 0 | 3.078 | 0.012019 | 9.8343e-05 | 0 | 1.822 | 0 | 0 | 0 | 1.3493 | 8.2833 | 1.2254 | 3.0551 | 0.11508 | 0.056743 | -0.49948 | 0.45971 | 0.18742 | 3.782 | -14.2569 | 22.2705 | -0.81987 | 0 | 0.52614 | 0 | 1.6728 | 0.22214
2025_05_14 Hr 15 | 0.43148 | 0.00080204 | 0 | 0 | 0 | 0 | 0 | 0 | 0 | 0 | 0 | 0.02402 | 0.48 | 0.046694 | 1.1096 | 1.1096 | 1.2897 | 0 | 0.0064686 | 0.0049984 | 0.013303 | 0.077119 | 0 | 0.030765 | 0.017896 | 0.10014 | 0 | 4.6743 | 2.0585 | 0 | 0.5281 | 0.81115 | 0 | 0 | 0 | 0 | -56.2952 | 0.055558 | 0 | 0.016677 | 0 | -0.43566 | 0 | 0 | 0 | 0 | 0 | 0 | 0 | 0 | 3.2159 | 0.012019 | 9.8343e-05 | 0 | 1.822 | 0 | 0 | 0 | 1.2013 | 8.2833 | 1.2254 | 3.0551 | 0.11508 | 0.056743 | -0.43148 | 0.45971 | 0.18742 | 3.782 | -26.7393 | 22.1397 | -0.86714 | 0 | 0.52614 | 0 | 1.6728 | 0.22102
2025_05_14 Hr 16 | 0.45444 | 0.0023806 | 0 | 0.068281 | 0.065106 | 0.065325 | 0.071528 | 0.067758 | 0.071528 | 0 | 0 | 0.02402 | 0.69 | 0.24335 | 1.1096 | 1.1096 | 1.2897 | 0 | 0.0064686 | 0.0049984 | 0.013303 | 0.077119 | 0 | 0.030765 | 0.017896 | 0.10014 | 0.46367 | 4.6743 | 2.0585 | 0 | 0.5281 | 0.81115 | 0 | 0 | 0 | 0 | -236.8888 | 0.055558 | 0 | 0.02032 | 0 | -1.5849 | 0 | 0 | 0 | 0 | 0 | 0 | 0 | 0 | 2.9473 | 0.012019 | 9.8343e-05 | 0 | 1.822 | 0 | 3.4268 | 0 | 0.93143 | 11.1298 | 1.2254 | 3.0551 | 0.11508 | 0.056743 | -0.45444 | 0.45971 | 0.18742 | 3.782 | -205.7653 | 22.0331 | -2.0394 | 0 | 0.52614 | 0 | 1.6728 | 0.22168
2025_05_14 Hr 17 | 0.45436 | 0.0006878 | 0 | 0.1024 | 0.097659 | 0.097988 | 0.10729 | 0.10164 | 0.10729 | 0 | 0 | 0.02402 | 0.72 | 0.1034 | 1.1096 | 1.1096 | 1.2897 | 0 | 0.0064686 | 0.0049984 | 0.013303 | 0.077119 | 0 | 0.030765 | 0.017896 | 0.10014 | 0.2466 | 4.6743 | 2.0585 | 0 | 0.5281 | 0.81115 | 0 | 0 | 0 | 0 | -90.1446 | 0.055558 | 0 | 0.0076935 | 0 | -0.64415 | 0 | 0 | 0 | 0 | 0 | 0 | 0 | 0 | 3.078 | 0.012019 | 9.8343e-05 | 0 | 1.822 | 0 | 2.5125 | 0 | 0.93143 | 11.6566 | 1.2254 | 3.0551 | 0.11508 | 0.056743 | -0.45436 | 0.45971 | 0.18742 | 3.782 | -57.5346 | 22.052 | -1.0985 | 0 | 0.52614 | 0 | 1.6728 | 0.22157
2025_05_14 Hr 18 | 0.43141 | 0.00058557 | 0 | 0.1024 | 0.097659 | 0.097988 | 0.10729 | 0.10164 | 0.10729 | 0 | 0 | 0.02402 | 0.66 | 0.10146 | 1.1096 | 1.1096 | 1.2897 | 0 | 0.0064686 | 0.0049984 | 0.013303 | 0.077119 | 0 | 0.030765 | 0.017896 | 0.10014 | 0.2466 | 4.6743 | 2.0585 | 0 | 0.5281 | 0.81115 | 0 | 0 | 0 | 0 | -94.4484 | 0.055558 | 0 | 0.0082358 | 0 | -0.68971 | 0 | 0 | 0 | 0 | 0 | 0 | 0 | 0 | 2.9473 | 0.012019 | 9.8343e-05 | 0 | 1.822 | 0 | 2.5125 | 0 | 0.87049 | 11.6566 | 1.2254 | 3.0551 | 0.11508 | 0.056743 | -0.43141 | 0.45971 | 0.18742 | 3.782 | -62.1371 | 21.7758 | -1.1211 | 0 | 0.52614 | 0 | 1.6728 | 0.22204
2025_05_14 Hr 19 | 0.29576 | 0.00046361 | 0 | 0.1024 | 0.097659 | 0.097988 | 0.10729 | 0.10164 | 0.10729 | 0 | 0 | 0.02402 | 0.57 | 0.092896 | 1.1096 | 1.1096 | 1.2897 | 0 | 0.0064686 | 0.0049984 | 0.013303 | 0.077119 | 0 | 0.030765 | 0.017896 | 0.10014 | 0.2466 | 4.6743 | 2.0585 | 0 | 0.5281 | 0.81115 | 0 | 0 | 0 | 0 | -99.854 | 0.055558 | 0 | 0.0087308 | 0 | -0.73129 | 0 | 0 | 0 | 0 | 0 | 0 | 0 | 0 | 2.5335 | 0.012019 | 9.8343e-05 | 0 | 1.822 | 0 | 2.5125 | 0 | 0.69204 | 11.6566 | 1.2254 | 3.0551 | 0.11508 | 0.056743 | -0.29576 | 0.45971 | 0.18742 | 3.782 | -68.2752 | 20.9493 | -1.0271 | 0 | 0.52614 | 0 | 1.6728 | 0.22209
2025_05_14 Hr 20 | 0.022885 | 0.00020862 | 0 | 0.1024 | 0 | 0 | 0.10729 | 0.10164 | 0.10729 | 0 | 0 | 0.02402 | 0.78 | 0.10658 | 1.1096 | 1.1096 | 1.2897 | 0 | 0.0064686 | 0.0049984 | 0.013303 | 0.077119 | 0 | 0.030765 | 0.017896 | 0.10014 | 0 | 4.6743 | 2.0585 | 0 | 0.5281 | 0.81115 | 0 | 0 | 0 | 0 | -83.4906 | 0.055558 | 0 | 0.010248 | 0 | -0.61279 | 0 | 0 | 0 | 0 | 0 | 0 | 0 | 0 | 2.7368 | 0.012019 | 9.8343e-05 | 0 | 1.822 | 0 | 2.5125 | 0 | 0.39172 | 11.2143 | 1.2254 | 3.0551 | 0.11508 | 0.056743 | -0.022885 | 0.45971 | 0.18742 | 3.782 | -52.1102 | 20.8017 | -0.63568 | 0 | 0.52614 | 0 | 1.6728 | 0.221
2025_05_14 Hr 21 | 0 | 1.9186e-05 | 0 | 0.1024 | 0 | 0 | 0.10729 | 0.10164 | 0.10729 | 0 | 0 | 0.02402 | 1.62 | 0.13814 | 1.1096 | 1.1096 | 1.2897 | 0 | 0.0064686 | 0.0049984 | 0.013303 | 0.077119 | 0 | 0.030765 | 0.017896 | 0.10014 | 0 | 4.6743 | 2.0585 | 0 | 0.5281 | 0.81115 | 0 | 0 | 0 | 0 | -59.3469 | 0.055558 | 0 | 0.0063952 | 0 | -0.38161 | 0 | 0 | 0 | 0 | 0 | 0 | 0 | 0 | 2.8747 | 0.012019 | 9.8343e-05 | 0 | 1.822 | 0 | 2.5125 | 0 | 0.26985 | 11.2143 | 1.2254 | 3.0551 | 0.11508 | 0.056743 | 0 | 0.45971 | 0.18742 | 3.782 | -26.8471 | 21.667 | -0.38161 | 0 | 0.52614 | 0 | 1.6728 | 0.22173
2025_05_14 Hr 22 | 0 | 0 | 0 | 0.1024 | 0 | 0 | 0.10729 | 0.10164 | 0.10729 | 0 | 0 | 0.02402 | 1.59 | 0.089265 | 1.1096 | 1.1096 | 1.2897 | 0 | 0.0064686 | 0.0049984 | 0.013303 | 0.077119 | 0 | 0.030765 | 0.017896 | 0.10014 | 0 | 4.6743 | 2.0585 | 0 | 0.5281 | 0.81115 | 0 | 0 | 0 | 0 | -40.8584 | 0.055558 | 0 | 0.0042106 | 0 | -0.25054 | 0 | 0 | 0 | 0 | 0 | 0 | 0 | 0 | 2.6715 | 0.012019 | 9.8343e-05 | 0 | 1.822 | 0 | 2.5125 | 0 | 0.50924 | 11.2143 | 1.2254 | 3.0551 | 0.11508 | 0.056743 | 0 | 0.45971 | 0.18742 | 3.782 | -8.2723 | 21.6223 | -0.25054 | 0 | 0.52614 | 0 | 1.6728 | 0.21979
2025_05_14 Hr 23 | 0 | 0 | 0 | 0.1024 | 0 | 0 | 0.10729 | 0.10164 | 0.10729 | 0 | 0 | 0.02402 | 1.5 | 0.19044 | 1.1096 | 1.1096 | 1.3293 | 0 | 0.0064686 | 0.0049984 | 0.013303 | 0.077119 | 0 | 0.030765 | 0.017896 | 0.10014 | 0 | 4.7518 | 2.0585 | 0 | 0.53929 | 0.81115 | 0 | 0 | 0 | 0 | -104.1645 | 0.055558 | 0 | 0.009522 | 0 | -0.56922 | 0 | 0 | 0 | 0 | 0 | 0 | 0 | 0 | 1.51 | 0.012019 | 9.8343e-05 | 0 | 1.822 | 0 | 2.5759 | 0 | 1.2013 | 11.395 | 1.2254 | 3.0551 | 0.11508 | 0.056743 | 0 | 0.45971 | 0.18742 | 3.782 | -72.1661 | 21.1727 | -0.56922 | 0 | 0.52614 | 0 | 1.6728 | 0.21732
2025_05_14 Hr 24 | 0 | 0 | 0 | 0.1024 | 0.097659 | 0.097988 | 0.10729 | 0.10164 | 0.10729 | 0 | 0 | 0.02402 | 2.19 | 0.14728 | 1.1096 | 1.1096 | 1.3293 | 0 | 0.0064686 | 0.0049984 | 0.013303 | 0.077119 | 0 | 0.030765 | 0.017896 | 0.10014 | 0.39623 | 4.7518 | 2.0585 | 0 | 0.53929 | 0.81115 | 0 | 0 | 0 | 0 | -62.9635 | 0.055558 | 0 | 0.0036028 | 0 | -0.30053 | 0 | 0 | 0 | 0 | 0 | 0 | 0 | 0 | 1.372 | 0.012019 | 9.8343e-05 | 0 | 1.822 | 0 | 2.5759 | 0 | 1.0794 | 11.8372 | 1.2254 | 3.0551 | 0.11508 | 0.056743 | 0 | 0.45971 | 0.18742 | 3.782 | -29.8689 | 21.5579 | -0.30053 | 0 | 0.52614 | 0 | 1.6728 | 0.21543
2025_05_15 Hr 01 | 0 | 0 | 0 | 0.094762 | 0.090371 | 0.090675 | 0.099285 | 0.094052 | 0.099285 | 0 | 0 | 0.02402 | 2.49 | 0.056049 | 1.1096 | 1.1096 | 1.2302 | 0 | 0.0064686 | 0.0049984 | 0.013303 | 0.077119 | 0 | 0.030765 | 0.017896 | 0.053094 | 0.22854 | 4.3971 | 2.0585 | 0 | 0.53929 | 0.81115 | 0 | 0 | 0 | 0 | -21.3825 | 0.055558 | 0 | 0.0012059 | 0 | -0.099194 | 0 | 0 | 0 | 0 | 0 | 0 | 0 | 0 | 2.8747 | 0.012019 | 9.8343e-05 | 0 | 1.822 | 0 | 1.8264 | 0 | 0.96189 | 10.523 | 1.2254 | 3.0551 | 0.11508 | 0.056743 | 0 | 0.45971 | 0.18742 | 3.782 | 12.1893 | 23.148 | -0.099194 | 0 | 0.52614 | 0 | 1.6728 | 0.21161
2025_05_15 Hr 02 | 0 | 0 | 0 | 0.094762 | 0.090371 | 0.090675 | 0.099285 | 0.094052 | 0.099285 | 0 | 0 | 0.02402 | 2.73 | 0.060075 | 1.1096 | 1.1096 | 1.2302 | 0 | 0.0064686 | 0.0049984 | 0.013303 | 0.077119 | 0 | 0.030765 | 0.017896 | 0.037413 | 0.22854 | 4.3971 | 2.0585 | 0 | 0.53929 | 0.81115 | 0 | 0 | 0 | 0 | -21.9269 | 0.055558 | 0 | 0.0011789 | 0 | -0.096926 | 0 | 0 | 0 | 0 | 0 | 0 | 0 | 0 | 3.4918 | 0.012019 | 9.8343e-05 | 0 | 1.822 | 0 | 1.8264 | 0 | 0.96189 | 10.5073 | 1.2254 | 3.0551 | 0.11508 | 0.056743 | 0 | 0.45971 | 0.18742 | 3.782 | 12.492 | 24.0085 | -0.096926 | 0 | 0.52614 | 0 | 1.6728 | 0.21105
2025_05_15 Hr 03 | 0 | 0 | 0 | 0.094762 | 0.090371 | 0.090675 | 0.099285 | 0.094052 | 0.099285 | 0 | 0 | 0.02402 | 2.07 | 0.045484 | 1.1096 | 1.1096 | 1.2302 | 0 | 0.0064686 | 0.0049984 | 0.013303 | 0.077119 | 0 | 0.030765 | 0.017896 | 0.037413 | 0.22854 | 4.3971 | 2.0585 | 0 | 0.53929 | 0.81115 | 0 | 0 | 0 | 0 | -21.7355 | 0.055558 | 0 | 0.0011771 | 0 | -0.096779 | 0 | 0 | 0 | 0 | 0 | 0 | 0 | 0 | 3.695 | 0.012019 | 9.8343e-05 | 0 | 1.822 | 0 | 1.8264 | 0 | 1.0185 | 10.5073 | 1.2254 | 3.0551 | 0.11508 | 0.056743 | 0 | 0.45971 | 0.18742 | 3.782 | 12.2682 | 23.5931 | -0.096779 | 0 | 0.52614 | 0 | 1.6728 | 0.21042
2025_05_15 Hr 04 | 0 | 0 | 0 | 0.094762 | 0.090371 | 0.090675 | 0.099285 | 0.094052 | 0.099285 | 0 | 0 | 0.02402 | 1.83 | 0.038857 | 1.1096 | 1.1096 | 1.2302 | 0 | 0.0064686 | 0.0049984 | 0.013303 | 0.077119 | 0 | 0.030765 | 0.017896 | 0.037413 | 0.22854 | 4.3971 | 2.0585 | 0 | 0.53929 | 0.81115 | 0 | 0 | 0 | 0 | -21.0543 | 0.055558 | 0 | 0.0011375 | 0 | -0.09345 | 0 | 0 | 0 | 0 | 0 | 0 | 0 | 0 | 4.3121 | 0.012019 | 9.8343e-05 | 0 | 1.822 | 0 | 1.8264 | 0 | 0.77909 | 10.5073 | 1.2254 | 3.0551 | 0.11508 | 0.056743 | 0 | 0.45971 | 0.18742 | 3.782 | 13.0834 | 23.7239 | -0.09345 | 0 | 0.52614 | 0 | 1.6728 | 0.21012
2025_05_15 Hr 05 | 0 | 0 | 0 | 0.094762 | 0.090371 | 0.090675 | 0.099285 | 0.094052 | 0.099285 | 0 | 0 | 0.02402 | 1.02 | 0.033863 | 1.1096 | 1.1096 | 1.2302 | 0 | 0.0064686 | 0.0049984 | 0.013303 | 0.077119 | 0 | 0.030765 | 0.017896 | 0.094529 | 0.22854 | 4.3971 | 2.0585 | 0 | 0.53929 | 0.81115 | 0 | 0 | 0 | 0 | -32.819 | 0.055558 | 0 | 0.0017785 | 0 | -0.1473 | 0 | 0 | 0 | 0 | 0 | 0 | 0 | 0 | 4.6533 | 0.012019 | 9.8343e-05 | 0 | 1.822 | 0 | 2.2042 | 0 | 0.60064 | 10.9422 | 1.2254 | 3.0551 | 0.11508 | 0.056743 | 0 | 0.45971 | 0.18742 | 3.782 | 1.0487 | 23.0727 | -0.1473 | 0 | 0.52614 | 0 | 1.6728 | 0.21124
2025_05_15 Hr 06 | 0.045262 | 0 | 0 | 0.094762 | 0.090371 | 0.090675 | 0.099285 | 0.094052 | 0.099285 | 0 | 0 | 0.02402 | 1.29 | 0.077649 | 1.1096 | 1.1096 | 1.2302 | 0 | 0.0064686 | 0.0049984 | 0.013303 | 0.077119 | 0 | 0.030765 | 0.017896 | 0.10014 | 0.22854 | 4.3971 | 2.0585 | 0 | 0.53929 | 0.81115 | 0 | 0 | 0 | 0 | -58.584 | 0.055558 | 0 | 0.0032246 | 0 | -0.26877 | 0 | 0 | 0 | 0 | 0 | 0 | 0 | 0 | 4.5879 | 0.012019 | 9.8343e-05 | 0 | 1.822 | 0 | 2.3837 | 0 | 0.42219 | 11.1273 | 1.2254 | 3.0551 | 0.11508 | 0.056743 | -0.045262 | 0.45971 | 0.18742 | 3.782 | -24.5805 | 23.1901 | -0.31403 | 0 | 0.52614 | 0 | 1.6728 | 0.21336
2025_05_15 Hr 07 | 0.2266 | 0 | 0 | 0.094762 | 0.090371 | 0.090675 | 0.099285 | 0.094052 | 0.099285 | 0 | 0 | 0.02402 | 2.13 | 0.11877 | 1.1096 | 1.1096 | 1.1935 | 0 | 0.0064686 | 0.0049984 | 0.013303 | 0.077119 | 0 | 0.030765 | 0.017896 | 0.10014 | 0 | 4.3254 | 2.0585 | 0 | 0.5281 | 0.81115 | 0 | 0 | 0 | 0 | -52.1116 | 0.055558 | 0 | 0.0029871 | 0 | -0.24882 | 0 | 0 | 0 | 0 | 0 | 0 | 0 | 0 | 4.45 | 0.012019 | 9.8343e-05 | 0 | 1.822 | 0 | 2.325 | 0 | 0.33079 | 10.7316 | 1.2254 | 3.0551 | 0.11508 | 0.056743 | -0.2266 | 0.45971 | 0.18742 | 3.782 | -17.8394 | 24.016 | -0.47542 | 0 | 0.52614 | 0 | 1.6728 | 0.21728
2025_05_15 Hr 08 | 0.49941 | 2.5497e-06 | 0 | 0.094762 | 0 | 0 | 0.099285 | 0.094052 | 0.099285 | 0 | 0 | 0.02402 | 2.16 | 0.11422 | 1.1096 | 1.1096 | 1.1935 | 0 | 0.0064686 | 0.0049984 | 0.013303 | 0.077119 | 0 | 0.030765 | 0.017896 | 0.10014 | 0 | 4.3254 | 2.0585 | 0 | 0.5281 | 0.81115 | 0 | 0 | 0 | 0 | -47.7744 | 0.055558 | 0 | 0.0039661 | 0 | -0.23587 | 0 | 0 | 0 | 0 | 0 | 0 | 0 | 0 | 4.2467 | 0.012019 | 9.8343e-05 | 0 | 1.822 | 0 | 2.325 | 0 | 0.36125 | 10.5506 | 1.2254 | 3.0551 | 0.11508 | 0.056743 | -0.49941 | 0.45971 | 0.18742 | 3.782 | -13.8155 | 24.1436 | -0.73528 | 0 | 0.52614 | 0 | 1.6728 | 0.21944
2025_05_15 Hr 09 | 0.52222 | 1.9438e-05 | 0 | 0.094762 | 0 | 0 | 0 | 0.094052 | 0 | 0 | 0 | 0.02402 | 2.01 | 0.11576 | 1.1096 | 1.1096 | 1.1935 | 0 | 0.0064686 | 0.0049984 | 0.013303 | 0.077119 | 0 | 0.030765 | 0.017896 | 0.10014 | 0 | 4.3254 | 2.0585 | 0 | 0.5281 | 0.81115 | 0 | 0 | 0 | 0 | -49.0965 | 0.055558 | 0 | 0.0055536 | 0 | -0.25707 | 0 | 0 | 0 | 0 | 0 | 0 | 0 | 0 | 4.1088 | 0.012019 | 9.8343e-05 | 0 | 1.822 | 0 | 2.325 | 0 | 0.33079 | 10.352 | 1.2254 | 3.0551 | 0.11508 | 0.056743 | -0.52222 | 0.45971 | 0.18742 | 3.782 | -15.6734 | 23.8503 | -0.77929 | 0 | 0.52614 | 0 | 1.6728 | 0.22021
2025_05_15 Hr 10 | 0.65786 | 3.1472e-05 | 0 | 0.094762 | 0 | 0 | 0 | 0.094052 | 0 | 0 | 0 | 0.02402 | 1.62 | 0.037766 | 1.1096 | 1.1096 | 1.1935 | 0 | 0.0064686 | 0.0049984 | 0.013303 | 0.077119 | 0 | 0.030765 | 0.017896 | 0.05832 | 0 | 4.3254 | 2.0585 | 0 | 0.5281 | 0.81115 | 0 | 0 | 0 | 0 | -18.763 | 0.055558 | 0 | 0.002248 | 0 | -0.10281 | 0 | 0 | 0 | 0 | 0 | 0 | 0 | 0 | 3.4918 | 0.012019 | 9.8343e-05 | 0 | 1.822 | 0 | 1.7277 | 0 | 0.60064 | 9.7129 | 1.2254 | 3.0551 | 0.11508 | 0.056743 | -0.65786 | 0.45971 | 0.18742 | 3.782 | 13.3603 | 23.171 | -0.76067 | 0 | 0.52614 | 0 | 1.6728 | 0.22042
2025_05_15 Hr 11 | 0.54496 | 5.9467e-05 | 0 | 0 | 0 | 0 | 0 | 0 | 0 | 0 | 0 | 0.02402 | 0.9 | 0.025617 | 1.1096 | 1.1096 | 1.1935 | 0 | 0.0064686 | 0.0049984 | 0.013303 | 0.077119 | 0 | 0.030765 | 0.017896 | 0.094529 | 0 | 4.3254 | 2.0585 | 0 | 0.5281 | 0.81115 | 0 | 0 | 0 | 0 | -20.8753 | 0.055558 | 0 | 0.0033545 | 0 | -0.12598 | 0 | 0 | 0 | 0 | 0 | 0 | 0 | 0 | 3.2159 | 0.012019 | 9.8343e-05 | 0 | 1.822 | 0 | 1.7277 | 0 | 0.77909 | 9.5603 | 1.2254 | 3.0551 | 0.11508 | 0.056743 | -0.54496 | 0.45971 | 0.18742 | 3.782 | 10.2427 | 22.2286 | -0.67094 | 0 | 0.52614 | 0 | 1.6728 | 0.22042
2025_05_15 Hr 12 | 0.61289 | 0.00012197 | 0 | 0 | 0 | 0 | 0 | 0 | 0 | 0 | 0 | 0.02402 | 0.9 | 0.030358 | 1.1096 | 1.1096 | 1.1935 | 0 | 0.0064686 | 0.0049984 | 0.013303 | 0.077119 | 0 | 0.030765 | 0.017896 | 0.10014 | 0 | 4.3254 | 2.0585 | 0 | 0.5281 | 0.81115 | 0 | 0 | 0 | 0 | -23.3526 | 0.055558 | 0 | 0.0039754 | 0 | -0.14969 | 0 | 0 | 0 | 0 | 0 | 0 | 0 | 0 | 3.2159 | 0.012019 | 9.8343e-05 | 0 | 1.822 | 0 | 2.2597 | 0 | 0.77909 | 10.098 | 1.2254 | 3.0551 | 0.11508 | 0.056743 | -0.61289 | 0.45971 | 0.18742 | 3.782 | 8.2841 | 22.3013 | -0.76258 | 0 | 0.52614 | 0 | 1.6728 | 0.22045
2025_05_15 Hr 13 | 0.56741 | 7.7237e-05 | 0 | 0 | 0 | 0 | 0 | 0 | 0 | 0 | 0 | 0.02402 | 1.11 | 0.021424 | 1.1096 | 1.1096 | 0.91804 | 0 | 0.0064686 | 0.0049984 | 0.013303 | 0.077119 | 0 | 0.030765 | 0.017896 | 0.037413 | 0 | 4.2084 | 2.0585 | 0 | 0.51106 | 0.81115 | 0 | 0 | 0 | 0 | -11.4151 | 0.055558 | 0 | 0.0022747 | 0 | -0.084753 | 0 | 0 | 0 | 0 | 0 | 0 | 0 | 0 | 3.2159 | 0.012019 | 9.8343e-05 | 0 | 1.822 | 0 | 1.7277 | 0 | 0.47877 | 9.1107 | 1.2254 | 3.0551 | 0.11508 | 0.056743 | -0.56741 | 0.45971 | 0.18742 | 3.782 | 19.1833 | 22.1398 | -0.65216 | 0 | 0.52614 | 0 | 1.6728 | 0.22076
2025_05_15 Hr 14 | 0.52222 | 0.00022234 | 0 | 0 | 0 | 0 | 0 | 0 | 0 | 0 | 0 | 0.02402 | 1.47 | 0.049724 | 1.1096 | 1.1096 | 1.1935 | 0 | 0.0064686 | 0.0049984 | 0.013303 | 0.077119 | 0 | 0.030765 | 0.017896 | 0.094529 | 0 | 4.3254 | 2.0585 | 0 | 0.5281 | 0.81115 | 0 | 0 | 0 | 0 | -19.5962 | 0.055558 | 0 | 0.0039866 | 0 | -0.15012 | 0 | 0 | 0 | 0 | 0 | 0 | 0 | 0 | 2.9473 | 0.012019 | 9.8343e-05 | 0 | 1.822 | 0 | 2.0777 | 0 | 0.26985 | 9.9104 | 1.2254 | 3.0551 | 0.11508 | 0.056743 | -0.52222 | 0.45971 | 0.18742 | 3.782 | 11.6643 | 22.0224 | -0.67234 | 0 | 0.52614 | 0 | 1.6728 | 0.22054
2025_05_15 Hr 15 | 0.47703 | 0.00041959 | 0 | 0 | 0 | 0 | 0 | 0 | 0 | 0 | 0 | 0.02402 | 1.5 | 0.064517 | 1.1096 | 1.1096 | 1.1935 | 0 | 0.0064686 | 0.0049984 | 0.013303 | 0.077119 | 0 | 0.030765 | 0.017896 | 0.10014 | 0 | 4.3254 | 2.0585 | 0 | 0.5281 | 0.81115 | 0 | 0 | 0 | 0 | -23.2952 | 0.055558 | 0 | 0.0050692 | 0 | -0.19145 | 0 | 0 | 0 | 0 | 0 | 0 | 0 | 0 | 3.2159 | 0.012019 | 9.8343e-05 | 0 | 1.822 | 0 | 2.325 | 0 | 0.23939 | 10.1632 | 1.2254 | 3.0551 | 0.11508 | 0.056743 | -0.47703 | 0.45971 | 0.18742 | 3.782 | 8.4596 | 22.26 | -0.66848 | 0 | 0.52614 | 0 | 1.6728 | 0.22021
2025_05_15 Hr 16 | 0.45444 | 0.0010476 | 0 | 0.094762 | 0.08284 | 0.08313 | 0.099285 | 0.094052 | 0.099285 | 0 | 0 | 0.02402 | 1.44 | 0.36103 | 1.1096 | 1.1096 | 1.1935 | 0 | 0.0064686 | 0.0049984 | 0.013303 | 0.077119 | 0 | 0.030765 | 0.017896 | 0.10014 | 0.45165 | 4.3254 | 2.0585 | 0 | 0.5281 | 0.81115 | 0 | 0 | 0 | 0 | -130.7361 | 0.055558 | 0 | 0.013469 | 0 | -1.1261 | 0 | 0 | 0 | 0 | 0 | 0 | 0 | 0 | 3.078 | 0.012019 | 9.8343e-05 | 0 | 1.822 | 0 | 2.325 | 0 | 0.14798 | 10.8689 | 1.2254 | 3.0551 | 0.11508 | 0.056743 | -0.45444 | 0.45971 | 0.18742 | 3.782 | -99.2026 | 22.2451 | -1.5806 | 0 | 0.52614 | 0 | 1.6728 | 0.22008
2025_05_15 Hr 17 | 0.52229 | 0.00083143 | 0 | 0.094762 | 0.090371 | 0.090675 | 0.099285 | 0.094052 | 0.099285 | 0 | 0 | 0.02402 | 1.5 | 0.13907 | 1.1096 | 1.1096 | 1.1935 | 0 | 0.0064686 | 0.0049984 | 0.013303 | 0.077119 | 0 | 0.030765 | 0.017896 | 0.10014 | 0.22854 | 4.3254 | 2.0585 | 0 | 0.5281 | 0.81115 | 0 | 0 | 0 | 0 | -45.5643 | 0.055558 | 0 | 0.0049667 | 0 | -0.4151 | 0 | 0 | 0 | 0 | 0 | 0 | 0 | 0 | 2.9473 | 0.012019 | 9.8343e-05 | 0 | 1.822 | 0 | 2.325 | 0 | 0.12187 | 10.9602 | 1.2254 | 3.0551 | 0.11508 | 0.056743 | -0.52229 | 0.45971 | 0.18742 | 3.782 | -13.5478 | 21.9937 | -0.9374 | 0 | 0.52614 | 0 | 1.6728 | 0.21977
2025_05_15 Hr 18 | 0.49933 | 0.00089011 | 0 | 0.094762 | 0.090371 | 0.090675 | 0.099285 | 0.094052 | 0.099285 | 0 | 0 | 0.02402 | 1.56 | 0.18344 | 1.1096 | 1.1096 | 1.1935 | 0 | 0.0064686 | 0.0049984 | 0.013303 | 0.077119 | 0 | 0.030765 | 0.017896 | 0.10014 | 0.22854 | 4.3254 | 2.0585 | 0 | 0.5281 | 0.81115 | 0 | 0 | 0 | 0 | -55.5039 | 0.055558 | 0 | 0.0062995 | 0 | -0.52705 | 0 | 0 | 0 | 0 | 0 | 0 | 0 | 0 | 3.833 | 0.012019 | 9.8343e-05 | 0 | 1.822 | 0 | 2.325 | 0 | 0.14798 | 10.9602 | 1.2254 | 3.0551 | 0.11508 | 0.056743 | -0.49933 | 0.45971 | 0.18742 | 3.782 | -22.5841 | 22.986 | -1.0264 | 0 | 0.52614 | 0 | 1.6728 | 0.21889
2025_05_15 Hr 19 | 0.27201 | 0.00031987 | 0 | 0.094762 | 0.090371 | 0.090675 | 0.099285 | 0.094052 | 0.099285 | 0 | 0 | 0.02402 | 1.68 | 0.18172 | 1.1096 | 1.1096 | 1.1935 | 0 | 0.0064686 | 0.0049984 | 0.013303 | 0.077119 | 0 | 0.030765 | 0.017896 | 0.10014 | 0.22854 | 4.3254 | 2.0585 | 0 | 0.5281 | 0.81115 | 0 | 0 | 0 | 0 | -55.8792 | 0.055558 | 0 | 0.0057948 | 0 | -0.48466 | 0 | 0 | 0 | 0 | 0 | 0 | 0 | 0 | 4.1088 | 0.012019 | 9.8343e-05 | 0 | 1.822 | 0 | 2.325 | 0 | 0.14798 | 10.9602 | 1.2254 | 3.0551 | 0.11508 | 0.056743 | -0.27201 | 0.45971 | 0.18742 | 3.782 | -22.5236 | 23.152 | -0.75667 | 0 | 0.52614 | 0 | 1.6728 | 0.21867
2025_05_15 Hr 20 | 0.067857 | 5.5343e-05 | 0 | 0.094762 | 0.090371 | 0.090675 | 0.099285 | 0.094052 | 0.099285 | 0 | 0 | 0.02402 | 1.89 | 0.16688 | 1.1096 | 1.1096 | 1.1935 | 0 | 0.0064686 | 0.0049984 | 0.013303 | 0.077119 | 0 | 0.030765 | 0.017896 | 0.10014 | 0.22854 | 4.3254 | 2.0585 | 0 | 0.5281 | 0.81115 | 0 | 0 | 0 | 0 | -51.2596 | 0.055558 | 0 | 0.0047302 | 0 | -0.39523 | 0 | 0 | 0 | 0 | 0 | 0 | 0 | 0 | 4.3121 | 0.012019 | 9.8343e-05 | 0 | 1.822 | 0 | 2.325 | 0 | 0.23939 | 10.9602 | 1.2254 | 3.0551 | 0.11508 | 0.056743 | -0.067857 | 0.45971 | 0.18742 | 3.782 | -17.3249 | 23.4376 | -0.46309 | 0 | 0.52614 | 0 | 1.6728 | 0.21878
2025_05_15 Hr 21 | 0 | 1.1604e-06 | 0 | 0.094762 | 0.090371 | 0.090675 | 0.099285 | 0.094052 | 0.099285 | 0 | 0 | 0.02402 | 2.16 | 0.15595 | 1.1096 | 1.1096 | 1.1935 | 0 | 0.0064686 | 0.0049984 | 0.013303 | 0.077119 | 0 | 0.030765 | 0.017896 | 0.10014 | 0.22854 | 4.3254 | 2.0585 | 0 | 0.5281 | 0.81115 | 0 | 0 | 0 | 0 | -47.5506 | 0.055558 | 0 | 0.0038679 | 0 | -0.32281 | 0 | 0 | 0 | 0 | 0 | 0 | 0 | 0 | 4.45 | 0.012019 | 9.8343e-05 | 0 | 1.822 | 0 | 2.325 | 0 | 0.99236 | 10.9602 | 1.2254 | 3.0551 | 0.11508 | 0.056743 | 0 | 0.45971 | 0.18742 | 3.782 | -12.3939 | 24.5193 | -0.32281 | 0 | 0.52614 | 0 | 1.6728 | 0.21843
2025_05_15 Hr 22 | 0 | 0 | 0 | 0.094762 | 0.090371 | 0.090675 | 0.099285 | 0.094052 | 0.099285 | 0 | 0 | 0.02402 | 1.41 | 0.063108 | 1.1096 | 1.1096 | 1.1935 | 0 | 0.0064686 | 0.0049984 | 0.013303 | 0.077119 | 0 | 0.030765 | 0.017896 | 0.10014 | 0.22854 | 4.3254 | 2.0585 | 0 | 0.5281 | 0.81115 | 0 | 0 | 0 | 0 | -30.4808 | 0.055558 | 0 | 0.0023977 | 0 | -0.19931 | 0 | 0 | 0 | 0 | 0 | 0 | 0 | 0 | 4.0435 | 0.012019 | 9.8343e-05 | 0 | 1.822 | 0 | 2.325 | 0 | 0.90096 | 10.9602 | 1.2254 | 3.0551 | 0.11508 | 0.056743 | 0 | 0.45971 | 0.18742 | 3.782 | 3.457 | 23.1769 | -0.19931 | 0 | 0.52614 | 0 | 1.6728 | 0.21687
2025_05_15 Hr 23 | 0 | 0 | 0 | 0.094762 | 0.090371 | 0.090675 | 0.099285 | 0.094052 | 0.099285 | 0 | 0 | 0.02402 | 2.28 | 0.062791 | 1.1096 | 1.1096 | 1.2302 | 0 | 0.0064686 | 0.0049984 | 0.013303 | 0.077119 | 0 | 0.030765 | 0.017896 | 0.095114 | 0.22854 | 4.3971 | 2.0585 | 0 | 0.53929 | 0.81115 | 0 | 0 | 0 | 0 | -21.6375 | 0.055558 | 0 | 0.0014753 | 0 | -0.12183 | 0 | 0 | 0 | 0 | 0 | 0 | 0 | 0 | 3.833 | 0.012019 | 9.8343e-05 | 0 | 1.822 | 0 | 1.8264 | 0 | 0.84002 | 10.565 | 1.2254 | 3.0551 | 0.11508 | 0.056743 | 0 | 0.45971 | 0.18742 | 3.782 | 12.5899 | 23.7842 | -0.12183 | 0 | 0.52614 | 0 | 1.6728 | 0.21473
2025_05_15 Hr 24 | 0 | 0 | 0 | 0.094762 | 0.090371 | 0.090675 | 0.099285 | 0.094052 | 0.099285 | 0 | 0 | 0.02402 | 2.28 | 0.087648 | 1.1096 | 1.1096 | 1.148 | 0 | 0.0064686 | 0.0049984 | 0.013303 | 0.077119 | 0 | 0.030765 | 0.017896 | 0.07359 | 0.22854 | 4.3971 | 2.0585 | 0 | 0.53929 | 0.81115 | 0 | 0 | 0 | 0 | -34.1086 | 0.055558 | 0 | 0.0020594 | 0 | -0.17089 | 0 | 0 | 0 | 0 | 0 | 0 | 0 | 0 | 3.695 | 0.012019 | 9.8343e-05 | 0 | 1.822 | 0 | 2.0649 | 0 | 1.2317 | 10.6997 | 1.2254 | 3.0551 | 0.11508 | 0.056743 | 0 | 0.45971 | 0.18742 | 3.782 | 0.4803 | 24.06 | -0.17089 | 0 | 0.52614 | 0 | 1.6728 | 0.21188
2025_05_16 Hr 01 | 0 | 0 | 0 | 0.093433 | 0.089103 | 0.089403 | 0.097893 | 0.092733 | 0.097893 | 0 | 0 | 0.02402 | 2.13 | 0.04337 | 1.1096 | 1.1096 | 0.99658 | 0 | 0.0064686 | 0.0049984 | 0.013303 | 0.077119 | 0 | 0.030765 | 0.017896 | 0.037413 | 0.2254 | 4.3355 | 2.0585 | 0 | 0.53929 | 0.81115 | 0 | 0 | 0 | 0 | -18.51 | 0.055558 | 0 | 0.0010908 | 0 | -0.089527 | 0 | 0 | 0 | 0 | 0 | 0 | 0 | 0 | 3.695 | 0.012019 | 9.8343e-05 | 0 | 1.822 | 0 | 1.8008 | 0 | 1.6191 | 10.1753 | 1.2254 | 3.0551 | 0.11508 | 0.056743 | 0 | 0.45971 | 0.18742 | 3.782 | 15.8268 | 24.2511 | -0.089527 | 0 | 0.52614 | 0 | 1.6728 | 0.20987
2025_05_16 Hr 02 | 0 | 0 | 0 | 0.093433 | 0.089103 | 0.089403 | 0.097893 | 0.092733 | 0.097893 | 0 | 0 | 0.02402 | 1.65 | 0.027338 | 1.0938 | 1.0938 | 0.78015 | 0 | 0.0064686 | 0.0049984 | 0.013303 | 0.077119 | 0 | 0.030765 | 0.017896 | 0.037413 | 0 | 3.2602 | 2.0585 | 0 | 0.37751 | 0.81115 | 0 | 0 | 0 | 0 | -14.0475 | 0.055558 | 0 | 0.00088761 | 0 | -0.072459 | 0 | 0 | 0 | 0 | 0 | 0 | 0 | 0 | 3.9055 | 0.012019 | 9.8343e-05 | 0 | 1.822 | 0 | 1.8008 | 0 | 2.0108 | 8.6265 | 1.2254 | 3.0551 | 0.11508 | 0.056743 | 0 | 0.45971 | 0.18742 | 3.782 | 18.7014 | 24.1948 | -0.072459 | 0 | 0.52614 | 0 | 1.6728 | 0.20916
2025_05_16 Hr 03 | 0 | 0 | 0 | 0.093433 | 0 | 0 | 0.097893 | 0.092733 | 0.097893 | 0 | 0 | 0.02402 | 1.71 | 0.0289 | 1.1096 | 1.1096 | 0.78015 | 0 | 0.0064686 | 0.0049984 | 0.013303 | 0.077119 | 0 | 0.030765 | 0.017896 | 0.037413 | 0 | 3.4471 | 2.0585 | 0 | 0.40563 | 0.81115 | 0 | 0 | 0 | 0 | -14.6172 | 0.055558 | 0 | 0.0012675 | 0 | -0.073952 | 0 | 0 | 0 | 0 | 0 | 0 | 0 | 0 | 3.9055 | 0.012019 | 9.8343e-05 | 0 | 1.822 | 0 | 1.8008 | 0 | 1.741 | 8.6665 | 1.2254 | 3.0551 | 0.11508 | 0.056743 | 0 | 0.45971 | 0.18742 | 3.782 | 17.9895 | 24.0142 | -0.073952 | 0 | 0.52614 | 0 | 1.6728 | 0.20867
2025_05_16 Hr 04 | 0 | 0 | 0 | 0.093433 | 0 | 0 | 0.097893 | 0.092733 | 0.097893 | 0 | 0 | 0.02402 | 1.47 | 0.026966 | 1.1096 | 1.1096 | 0.84971 | 0 | 0.0064686 | 0.0049984 | 0.013303 | 0.077119 | 0 | 0.030765 | 0.017896 | 0.037413 | 0 | 3.6606 | 2.0585 | 0 | 0.43776 | 0.81115 | 0 | 0 | 0 | 0 | -15.708 | 0.055558 | 0 | 0.0013758 | 0 | -0.080448 | 0 | 0 | 0 | 0 | 0 | 0 | 0 | 0 | 3.833 | 0.012019 | 9.8343e-05 | 0 | 1.822 | 0 | 1.8008 | 0 | 1.2317 | 8.9496 | 1.2254 | 3.0551 | 0.11508 | 0.056743 | 0 | 0.45971 | 0.18742 | 3.782 | 16.3834 | 23.2222 | -0.080448 | 0 | 0.52614 | 0 | 1.6728 | 0.20839
2025_05_16 Hr 05 | 0 | 0 | 0 | 0.093433 | 0 | 0 | 0.097893 | 0.092733 | 0.097893 | 0 | 0 | 0.02402 | 1.59 | 0.038531 | 1.1096 | 1.1096 | 1.1743 | 0 | 0.0064686 | 0.0049984 | 0.013303 | 0.077119 | 0 | 0.030765 | 0.017896 | 0.065448 | 0 | 3.9288 | 2.0585 | 0 | 0.47811 | 0.81115 | 0 | 0 | 0 | 0 | -22.089 | 0.055558 | 0 | 0.0018175 | 0 | -0.10695 | 0 | 0 | 0 | 0 | 0 | 0 | 0 | 0 | 4.1088 | 0.012019 | 9.8343e-05 | 0 | 1.822 | 0 | 1.8008 | 0 | 1.2317 | 9.5705 | 1.2254 | 3.0551 | 0.11508 | 0.056743 | 0 | 0.45971 | 0.18742 | 3.782 | 11.0451 | 23.6706 | -0.10695 | 0 | 0.52614 | 0 | 1.6728 | 0.20894
2025_05_16 Hr 06 | 0 | 0 | 0 | 0.093433 | 0 | 0 | 0 | 0.092733 | 0 | 0 | 0 | 0.02402 | 1.2 | 0.02845 | 1.1096 | 1.1096 | 1.213 | 0 | 0.0064686 | 0.0049984 | 0.013303 | 0.077119 | 0 | 0.030765 | 0.017896 | 0.058731 | 0 | 4.3355 | 2.0585 | 0 | 0.53929 | 0.81115 | 0 | 0 | 0 | 0 | -22.004 | 0.055558 | 0 | 0.0022862 | 0 | -0.10459 | 0 | 0 | 0 | 0 | 0 | 0 | 0 | 0 | 4.2467 | 0.012019 | 9.8343e-05 | 0 | 1.822 | 0 | 1.8008 | 0 | 1.5321 | 9.8133 | 1.2254 | 3.0551 | 0.11508 | 0.056743 | 0 | 0.45971 | 0.18742 | 3.782 | 11.4774 | 23.7727 | -0.10459 | 0 | 0.52614 | 0 | 1.6728 | 0.21177
2025_05_16 Hr 07 | 0.27208 | 0 | 0 | 0 | 0 | 0 | 0 | 0 | 0 | 0 | 0 | 0.02402 | 1.23 | 0.020775 | 0.87435 | 0.87436 | 0.75821 | 0 | 0.0064686 | 0.0049984 | 0.013303 | 0.077119 | 0 | 0.030765 | 0.017896 | 0.037413 | 0 | 3.5056 | 2.0585 | 0 | 0.41593 | 0.81115 | 0 | 0 | 0 | 0 | -11.4345 | 0.055558 | 0 | 0.0028955 | 0 | -0.073906 | 0 | 0 | 0 | 0 | 0 | 0 | 0 | 0 | 3.4918 | 0.012019 | 9.8343e-05 | 0 | 1.822 | 0 | 0 | 0 | 1.2317 | 6.0499 | 1.2254 | 3.0551 | 0.11508 | 0.056743 | -0.27208 | 0.45971 | 0.18742 | 3.782 | 17.1611 | 22.8916 | -0.34599 | 0 | 0.52614 | 0 | 1.6728 | 0.21486
2025_05_16 Hr 08 | 0.49941 | 0 | 0 | 0 | 0 | 0 | 0 | 0 | 0 | 0 | 0 | 0.02402 | 1.02 | 0.018297 | 0.47981 | 0.47987 | 0.90027 | 0 | 0.0064686 | 0.0049984 | 0.013303 | 0.077119 | 0 | 0.030765 | 0.017896 | 0.037413 | 0 | 3.441 | 2.0585 | 0 | 0.40638 | 0.81115 | 0 | 0 | 0 | 0 | -10.1029 | 0.055558 | 0 | 0.0030752 | 0 | -0.078623 | 0 | 0 | 0 | 0 | 0 | 0 | 0 | 0 | 3.078 | 0.012019 | 9.8343e-05 | 0 | 1.822 | 0 | 0 | 0 | 0.90096 | 5.3384 | 1.2254 | 3.0551 | 0.11508 | 0.056743 | -0.49941 | 0.45971 | 0.18742 | 3.782 | 16.8127 | 22.1552 | -0.57803 | 0 | 0.52614 | 0 | 1.6728 | 0.21779
2025_05_16 Hr 09 | 0.40867 | 1.8136e-06 | 0 | 0 | 0 | 0 | 0 | 0 | 0 | 0 | 0 | 0.02402 | 0.9 | 0.009233 | 0.39438 | 0.39438 | 0.75821 | 0 | 0.0064686 | 0.0049984 | 0.013303 | 0.077119 | 0 | 0.030765 | 0.017896 | 0.037413 | 0 | 3.1925 | 2.0585 | 0 | 0.36967 | 0.81115 | 0 | 0 | 0 | 0 | -4.8278 | 0.055558 | 0 | 0.0017587 | 0 | -0.044065 | 0 | 0 | 0 | 0 | 0 | 0 | 0 | 0 | 2.7368 | 0.012019 | 9.8343e-05 | 0 | 1.822 | 0 | 0 | 0 | 0.99236 | 4.7769 | 1.2254 | 3.0551 | 0.11508 | 0.056743 | -0.40867 | 0.45971 | 0.18742 | 3.782 | 21.146 | 21.6496 | -0.45273 | 0 | 0.52614 | 0 | 1.6728 | 0.21845
2025_05_16 Hr 10 | 0.47718 | 1.0013e-05 | 0 | 0 | 0 | 0 | 0 | 0 | 0 | 0 | 0 | 0.02402 | 0.99 | 0.0090706 | 0.39438 | 0.39438 | 0.75821 | 0 | 0.0064686 | 0.0049984 | 0.013303 | 0.077119 | 0 | 0.030765 | 0.017896 | 0.037413 | 0 | 3.1925 | 2.0585 | 0 | 0.36967 | 0.81115 | 0 | 0 | 0 | 0 | -4.0298 | 0.055558 | 0 | 0.0015707 | 0 | -0.03913 | 0 | 0 | 0 | 0 | 0 | 0 | 0 | 0 | 2.8747 | 0.012019 | 9.8343e-05 | 0 | 1.822 | 0 | 0 | 0 | 1.1403 | 4.7769 | 1.2254 | 3.0551 | 0.11508 | 0.056743 | -0.47718 | 0.45971 | 0.18742 | 3.782 | 22.3251 | 22.0943 | -0.51631 | 0 | 0.52614 | 0 | 1.6728 | 0.21889
2025_05_16 Hr 11 | 0.52222 | 1.4418e-05 | 0 | 0 | 0 | 0 | 0 | 0 | 0 | 0 | 0 | 0.02402 | 1.14 | 0.0052446 | 0.39438 | 0.39438 | 0.75821 | 0 | 0.0064686 | 0.0049984 | 0.013303 | 0.077119 | 0 | 0.030765 | 0.017896 | 0.037413 | 0 | 3.1925 | 2.0585 | 0 | 0.36967 | 0.81115 | 0 | 0 | 0 | 0 | -1.7412 | 0.055558 | 0 | 0.00078867 | 0 | -0.018603 | 0 | 0 | 0 | 0 | 0 | 0 | 0 | 0 | 2.7368 | 0.012019 | 9.8343e-05 | 0 | 1.822 | 0 | 0 | 0 | 1.0489 | 4.7769 | 1.2254 | 3.0551 | 0.11508 | 0.056743 | -0.52222 | 0.45971 | 0.18742 | 3.782 | 24.5511 | 22.0562 | -0.54082 | 0 | 0.52614 | 0 | 1.6728 | 0.21889
2025_05_16 Hr 12 | 0.40881 | 1.4225e-05 | 0 | 0 | 0 | 0 | 0 | 0 | 0 | 0 | 0 | 0.02402 | 1.32 | 0.0061816 | 0.39438 | 0.39438 | 0.75821 | 0 | 0.0064686 | 0.0049984 | 0.013303 | 0.077119 | 0 | 0.030765 | 0.017896 | 0.037413 | 0 | 3.1925 | 2.0585 | 0 | 0.36967 | 0.81115 | 0 | 0 | 0 | 0 | -1.4919 | 0.055558 | 0 | 0.0008028 | 0 | -0.018974 | 0 | 0 | 0 | 0 | 0 | 0 | 0 | 0 | 2.3303 | 0.012019 | 9.8343e-05 | 0 | 1.822 | 0 | 0 | 0 | 0.93143 | 4.7769 | 1.2254 | 3.0551 | 0.11508 | 0.056743 | -0.40881 | 0.45971 | 0.18742 | 3.782 | 24.4568 | 21.5996 | -0.42778 | 0 | 0.52614 | 0 | 1.6728 | 0.21875
2025_05_16 Hr 13 | 0.40881 | 1.5376e-05 | 0 | 0 | 0 | 0 | 0 | 0 | 0 | 0 | 0 | 0.02402 | 1.23 | 0.0048627 | 0.39438 | 0.39438 | 0.75821 | 0 | 0.0064686 | 0.0049984 | 0.013303 | 0.077119 | 0 | 0.030765 | 0.017896 | 0.037413 | 0 | 3.1925 | 2.0585 | 0 | 0.36967 | 0.81115 | 0 | 0 | 0 | 0 | -0.93454 | 0.055558 | 0 | 0.00067773 | 0 | -0.015691 | 0 | 0 | 0 | 0 | 0 | 0 | 0 | 0 | 2.2577 | 0.012019 | 9.8343e-05 | 0 | 1.822 | 0 | 0 | 0 | 0.87049 | 4.7769 | 1.2254 | 3.0551 | 0.11508 | 0.056743 | -0.40881 | 0.45971 | 0.18742 | 3.782 | 24.7921 | 21.3742 | -0.4245 | 0 | 0.52614 | 0 | 1.6728 | 0.21828
2025_05_16 Hr 14 | 0.34095 | 3.6673e-05 | 0 | 0 | 0 | 0 | 0 | 0 | 0 | 0 | 0 | 0.02402 | 1.17 | 0.0078988 | 0.39438 | 0.39438 | 0.75821 | 0 | 0.0064686 | 0.0049984 | 0.013303 | 0.077119 | 0 | 0.030765 | 0.017896 | 0.037413 | 0 | 3.1925 | 2.0585 | 0 | 0.36967 | 0.81115 | 0 | 0 | 0 | 0 | -1.3444 | 0.055558 | 0 | 0.0011573 | 0 | -0.02828 | 0 | 0 | 0 | 0 | 0 | 0 | 0 | 0 | 2.1197 | 0.012019 | 9.8343e-05 | 0 | 1.822 | 0 | 0 | 0 | 1.1403 | 4.7769 | 1.2254 | 3.0551 | 0.11508 | 0.056743 | -0.34095 | 0.45971 | 0.18742 | 3.782 | 24.4449 | 21.3817 | -0.36923 | 0 | 0.52614 | 0 | 1.6728 | 0.21859
2025_05_16 Hr 15 | 0.40881 | 0.0001529 | 0 | 0 | 0 | 0 | 0 | 0 | 0 | 0 | 0 | 0.02402 | 1.44 | 0.028964 | 0.51778 | 0.51779 | 1.1394 | 0 | 0.0064686 | 0.0049984 | 0.013303 | 0.077119 | 0 | 0.030765 | 0.017896 | 0.037413 | 0 | 3.8593 | 2.0585 | 0 | 0.46819 | 0.81115 | 0 | 0 | 0 | 0 | -4.6908 | 0.055558 | 0 | 0.003448 | 0 | -0.088411 | 0 | 0 | 0 | 0 | 0 | 0 | 0 | 0 | 2.4682 | 0.012019 | 9.8343e-05 | 0 | 1.822 | 0 | 0 | 0 | 1.4102 | 6.0716 | 1.2254 | 3.0551 | 0.11508 | 0.056743 | -0.40881 | 0.45971 | 0.18742 | 3.782 | 23.3394 | 22.4558 | -0.49722 | 0 | 0.52614 | 0 | 1.6728 | 0.21682
2025_05_16 Hr 16 | 0.24927 | 0.00047862 | 0 | 0.062289 | 0.059402 | 0.059602 | 0.065262 | 0.061822 | 0.065262 | 0 | 0 | 0.02402 | 1.59 | 0.12627 | 0.88483 | 0.88472 | 1.1768 | 0 | 0.0064686 | 0.0049984 | 0.013303 | 0.077119 | 0 | 0.030765 | 0.017896 | 0.079626 | 0 | 4.2648 | 2.0585 | 0 | 0.5281 | 0.81115 | 0 | 0 | 0 | 0 | -29.4097 | 0.055558 | 0 | 0.0051969 | 0 | -0.35527 | 0 | 0 | 0 | 0 | 0 | 0 | 0 | 0 | 2.4682 | 0.012019 | 9.8343e-05 | 0 | 1.822 | 0 | 3.6322 | 0 | 0.99236 | 9.047 | 1.2254 | 3.0551 | 0.11508 | 0.056743 | -0.24927 | 0.45971 | 0.18742 | 3.782 | 1.219 | 22.1862 | -0.60454 | 0 | 0.52614 | 0 | 1.6728 | 0.21712
2025_05_16 Hr 17 | 0.29569 | 0.00024694 | 0 | 0.093433 | 0.089103 | 0.089403 | 0.097893 | 0.092733 | 0.097893 | 0 | 0 | 0.02402 | 1.89 | 0.097449 | 1.0884 | 1.0885 | 1.1768 | 0 | 0.0064686 | 0.0049984 | 0.013303 | 0.077119 | 0 | 0.030765 | 0.017896 | 0.10014 | 0 | 4.2648 | 2.0585 | 0 | 0.5281 | 0.81115 | 0 | 0 | 0 | 0 | -22.4263 | 0.055558 | 0 | 0.0027622 | 0 | -0.22992 | 0 | 0 | 0 | 0 | 0 | 0 | 0 | 0 | 3.2159 | 0.012019 | 9.8343e-05 | 0 | 1.822 | 0 | 2.2449 | 0 | 0.77909 | 10.5239 | 1.2254 | 3.0551 | 0.11508 | 0.056743 | -0.29569 | 0.45971 | 0.18742 | 3.782 | 10.61 | 23.038 | -0.52561 | 0 | 0.52614 | 0 | 1.6728 | 0.21709
2025_05_16 Hr 18 | 0.27208 | 0.00030156 | 0 | 0.093433 | 0.089103 | 0.089403 | 0.097893 | 0.092733 | 0.097893 | 0 | 0 | 0.02402 | 2.25 | 0.12793 | 1.1096 | 1.1096 | 1.1768 | 0 | 0.0064686 | 0.0049984 | 0.013303 | 0.077119 | 0 | 0.030765 | 0.017896 | 0.10014 | 0 | 4.2648 | 2.0585 | 0 | 0.5281 | 0.81115 | 0 | 0 | 0 | 0 | -25.2538 | 0.055558 | 0 | 0.003046 | 0 | -0.25377 | 0 | 0 | 0 | 0 | 0 | 0 | 0 | 0 | 2.9473 | 0.012019 | 9.8343e-05 | 0 | 1.822 | 0 | 2.2923 | 0 | 0.77909 | 10.6137 | 1.2254 | 3.0551 | 0.11508 | 0.056743 | -0.27208 | 0.45971 | 0.18742 | 3.782 | 7.9708 | 23.1368 | -0.52585 | 0 | 0.52614 | 0 | 1.6728 | 0.21752
2025_05_16 Hr 19 | 0.067929 | 0.00013996 | 0 | 0.093433 | 0.089103 | 0.089403 | 0.097893 | 0.092733 | 0.097893 | 0 | 0 | 0.02402 | 2.43 | 0.06718 | 1.1096 | 1.1096 | 1.1768 | 0 | 0.0064686 | 0.0049984 | 0.013303 | 0.077119 | 0 | 0.030765 | 0.017896 | 0.084876 | 0 | 4.2648 | 2.0585 | 0 | 0.5281 | 0.81115 | 0 | 0 | 0 | 0 | -12.8306 | 0.055558 | 0 | 0.001481 | 0 | -0.12231 | 0 | 0 | 0 | 0 | 0 | 0 | 0 | 0 | 2.5335 | 0.012019 | 9.8343e-05 | 0 | 1.822 | 0 | 1.8 | 0 | 0.69204 | 10.106 | 1.2254 | 3.0551 | 0.11508 | 0.056743 | -0.067929 | 0.45971 | 0.18742 | 3.782 | 19.6358 | 22.5506 | -0.19024 | 0 | 0.52614 | 0 | 1.6728 | 0.21727
2025_05_16 Hr 20 | 0 | 8.0875e-05 | 0 | 0 | 0 | 0 | 0 | 0 | 0 | 0 | 0 | 0.02402 | 2.55 | 0.19742 | 1.1096 | 1.1096 | 1.1768 | 0 | 0.0064686 | 0.0049984 | 0.013303 | 0.077119 | 0 | 0.030765 | 0.017896 | 0.10014 | 0 | 4.2648 | 2.0585 | 0 | 0.5281 | 0.81115 | 0 | 0 | 0 | 0 | -39.6723 | 0.055558 | 0 | 0.0091244 | 0 | -0.34629 | 0 | 0 | 0 | 0 | 0 | 0 | 0 | 0 | 2.5335 | 0.012019 | 9.8343e-05 | 0 | 1.822 | 0 | 2.2923 | 0 | 0.72251 | 10.0532 | 1.2254 | 3.0551 | 0.11508 | 0.056743 | 0 | 0.45971 | 0.18742 | 3.782 | -7.2029 | 22.7626 | -0.34629 | 0 | 0.52614 | 0 | 1.6728 | 0.21648
2025_05_16 Hr 21 | 0 | 2.7693e-06 | 0 | 0 | 0 | 0 | 0 | 0 | 0 | 0 | 0 | 0.02402 | 2.61 | 0.026455 | 0.39438 | 0.39438 | 0.75821 | 0 | 0.0064686 | 0.0049984 | 0.013303 | 0.077119 | 0 | 0.030765 | 0.017896 | 0.037413 | 0 | 3.1925 | 2.0585 | 0 | 0.36967 | 0.81115 | 0 | 0 | 0 | 0 | -3.8656 | 0.055558 | 0 | 0.0011946 | 0 | -0.043512 | 0 | 0 | 0 | 0 | 0 | 0 | 0 | 0 | 2.4682 | 0.012019 | 9.8343e-05 | 0 | 1.822 | 0 | 1.7034 | 0 | 1.3188 | 6.4804 | 1.2254 | 3.0551 | 0.11508 | 0.056743 | 0 | 0.45971 | 0.18742 | 3.782 | 25.5951 | 23.0238 | -0.043512 | 0 | 0.52614 | 0 | 1.6728 | 0.21623
2025_05_16 Hr 22 | 0 | 0 | 0 | 0 | 0 | 0 | 0 | 0 | 0 | 0 | 0 | 0.02402 | 2.61 | 0.019017 | 0.39438 | 0.39438 | 0.75821 | 0 | 0.0064686 | 0.0049984 | 0.013303 | 0.077119 | 0 | 0.030765 | 0.017896 | 0.037413 | 0 | 3.1925 | 2.0585 | 0 | 0.36967 | 0.81115 | 0 | 0 | 0 | 0 | -3.2596 | 0.055558 | 0 | 0.00085873 | 0 | -0.030688 | 0 | 0 | 0 | 0 | 0 | 0 | 0 | 0 | 2.4682 | 0.012019 | 9.8343e-05 | 0 | 1.822 | 0 | 1.7034 | 0 | 1.2927 | 6.4804 | 1.2254 | 3.0551 | 0.11508 | 0.056743 | 0 | 0.45971 | 0.18742 | 3.782 | 26.1798 | 22.9897 | -0.030688 | 0 | 0.52614 | 0 | 1.6728 | 0.21574
2025_05_16 Hr 23 | 0 | 0 | 0 | 0 | 0 | 0 | 0 | 0 | 0 | 0 | 0 | 0.02402 | 2.64 | 0.050292 | 0.51778 | 0.5178 | 0.92185 | 0 | 0.0064686 | 0.0049984 | 0.013303 | 0.077119 | 0 | 0.030765 | 0.017896 | 0.037413 | 0 | 3.5805 | 2.0585 | 0 | 0.42571 | 0.81115 | 0 | 0 | 0 | 0 | -11.1879 | 0.055558 | 0 | 0.0022452 | 0 | -0.083626 | 0 | 0 | 0 | 0 | 0 | 0 | 0 | 0 | 2.2577 | 0.012019 | 9.8343e-05 | 0 | 1.822 | 0 | 1.8008 | 0 | 0.96189 | 7.3761 | 1.2254 | 3.0551 | 0.11508 | 0.056743 | 0 | 0.45971 | 0.18742 | 3.782 | 18.6682 | 22.5636 | -0.083626 | 0 | 0.52614 | 0 | 1.6728 | 0.2136
2025_05_16 Hr 24 | 0 | 0 | 0 | 0.023358 | 0.022276 | 0.022351 | 0.024473 | 0.023183 | 0.024473 | 0 | 0 | 0.02402 | 2.28 | 0.093234 | 0.88483 | 0.88469 | 1.1743 | 0 | 0.0064686 | 0.0049984 | 0.013303 | 0.077119 | 0 | 0.030765 | 0.017896 | 0.074412 | 0 | 3.9288 | 2.0585 | 0 | 0.4781 | 0.81115 | 0 | 0 | 0 | 0 | -32.3042 | 0.055558 | 0 | 0.0035439 | 0 | -0.18191 | 0 | 0 | 0 | 0 | 0 | 0 | 0 | 0 | 2.2577 | 0.012019 | 9.8343e-05 | 0 | 1.822 | 0 | 2.0693 | 0 | 0.99236 | 9.1565 | 1.2254 | 3.0551 | 0.11508 | 0.056743 | 0 | 0.45971 | 0.18742 | 3.782 | -1.0021 | 22.3275 | -0.18191 | 0 | 0.52614 | 0 | 1.6728 | 0.21171
2025_05_17 Hr 01 | 0 | 0 | 0 | 0.093101 | 0.088786 | 0.089085 | 0.097544 | 0.092403 | 0.097544 | 0 | 0 | 0.02402 | 2.04 | 0.047435 | 1.0884 | 1.0885 | 1.2087 | 0 | 0.0064686 | 0.0049984 | 0.013303 | 0.077119 | 0 | 0.030765 | 0.017896 | 0.052704 | 0 | 4.32 | 2.0585 | 0 | 0.53929 | 0.81115 | 0 | 0 | 0 | 0 | -19.7918 | 0.055558 | 0 | 0.0012457 | 0 | -0.10254 | 0 | 0 | 0 | 0 | 0 | 0 | 0 | 0 | 2.1197 | 0.012019 | 9.8343e-05 | 0 | 1.822 | 0 | 1.7944 | 0 | 0.84002 | 10.1111 | 1.2254 | 3.0551 | 0.11508 | 0.056743 | 0 | 0.45971 | 0.18742 | 3.782 | 12.0252 | 21.8084 | -0.10254 | 0 | 0.52614 | 0 | 1.6728 | 0.20751
2025_05_17 Hr 02 | 0 | 0 | 0 | 0.093101 | 0.088786 | 0.089085 | 0.097544 | 0.092403 | 0.097544 | 0 | 0 | 0.02402 | 2.58 | 0.05825 | 1.1096 | 1.1096 | 1.2087 | 0 | 0.0064686 | 0.0049984 | 0.013303 | 0.077119 | 0 | 0.030765 | 0.017896 | 0.054378 | 0 | 4.32 | 2.0585 | 0 | 0.53929 | 0.81115 | 0 | 0 | 0 | 0 | -18.2739 | 0.055558 | 0 | 0.002419 | 0 | -0.099499 | 0 | 0 | 0 | 0 | 0 | 0 | 0 | 0 | 2.1197 | 0.012019 | 9.8343e-05 | 0 | 1.822 | 0 | 0 | 0 | 0.69204 | 8.3607 | 1.2254 | 3.0551 | 0.11508 | 0.056743 | 0 | 0.45971 | 0.18742 | 3.782 | 12.1968 | 22.2095 | -0.099499 | 0 | 0.52614 | 0 | 1.6728 | 0.20574
2025_05_17 Hr 03 | 0 | 0 | 0 | 0.093101 | 0.088786 | 0.089085 | 0.097544 | 0.092403 | 0.097544 | 0 | 0 | 0.02402 | 2.49 | 0.055178 | 1.1096 | 1.1096 | 1.2087 | 0 | 0.0064686 | 0.0049984 | 0.013303 | 0.077119 | 0 | 0.030765 | 0.017896 | 0.039097 | 0 | 4.32 | 2.0585 | 0 | 0.53929 | 0.81115 | 0 | 0 | 0 | 0 | -19.2877 | 0.055558 | 0 | 0.0023743 | 0 | -0.097619 | 0 | 0 | 0 | 0 | 0 | 0 | 0 | 0 | 1.9165 | 0.012019 | 9.8343e-05 | 0 | 1.822 | 0 | 0 | 0 | 0.80956 | 8.3455 | 1.2254 | 3.0551 | 0.11508 | 0.056743 | 0 | 0.45971 | 0.18742 | 3.782 | 10.9909 | 22.0308 | -0.097619 | 0 | 0.52614 | 0 | 1.6728 | 0.2059
2025_05_17 Hr 04 | 0 | 0 | 0 | 0 | 0 | 0 | 0 | 0 | 0 | 0 | 0 | 0.02402 | 2.28 | 0.047124 | 1.1096 | 1.1096 | 1.1741 | 0 | 0.0064686 | 0.0049984 | 0.013303 | 0.077119 | 0 | 0.030765 | 0.017896 | 0.037413 | 0 | 4.32 | 2.0585 | 0 | 0.53929 | 0.81115 | 0 | 0 | 0 | 0 | -17.3989 | 0.055558 | 0 | 0.0035432 | 0 | -0.090908 | 0 | 0 | 0 | 0 | 0 | 0 | 0 | 0 | 1.9891 | 0.012019 | 9.8343e-05 | 0 | 1.822 | 0 | 0 | 0 | 0.96189 | 7.7507 | 1.2254 | 3.0551 | 0.11508 | 0.056743 | 0 | 0.45971 | 0.18742 | 3.782 | 12.2982 | 22.0373 | -0.090908 | 0 | 0.52614 | 0 | 1.6728 | 0.20549
2025_05_17 Hr 05 | 0 | 0 | 0 | 0 | 0 | 0 | 0 | 0 | 0 | 0 | 0 | 0.02402 | 2.43 | 0.051531 | 1.1096 | 1.1096 | 1.1741 | 0 | 0.0064686 | 0.0049984 | 0.013303 | 0.077119 | 0 | 0.030765 | 0.017896 | 0.039097 | 0 | 0 | 2.0585 | 0 | 0 | 0.81115 | 0 | 0 | 0 | 0 | -13.1689 | 0.055558 | 0 | 0.042715 | 0 | -0.093327 | 0 | 0 | 0 | 0 | 0 | 0 | 0 | 0 | 2.2577 | 0.012019 | 9.8343e-05 | 0 | 1.822 | 0 | 0 | 0 | 0.66157 | 3.4323 | 1.2254 | 3.0551 | 0.11508 | 0.056743 | 0 | 0.45971 | 0.18742 | 3.782 | 11.7915 | 21.6214 | -0.093327 | 0 | 0.52614 | 0 | 1.6728 | 0.20617
2025_05_17 Hr 06 | 0.02274 | 0 | 0 | 0 | 0 | 0 | 0 | 0 | 0 | 0 | 0 | 0.02402 | 2.52 | 0.043994 | 0.87277 | 0.87277 | 0.88261 | 0 | 0.0064686 | 0.0049984 | 0.013303 | 0.077119 | 0 | 0.030765 | 0.017896 | 0.037413 | 0 | 0 | 2.0585 | 0 | 0 | 0.81115 | 0 | 0 | 0 | 0 | -10.882 | 0.055558 | 0 | 0.035165 | 0 | -0.07646 | 0 | 0 | 0 | 0 | 0 | 0 | 0 | 0 | 2.4682 | 0.012019 | 9.8343e-05 | 0 | 1.822 | 0 | 0 | 0 | 1.4102 | 2.6656 | 1.2254 | 3.0551 | 0.11508 | 0.056743 | -0.02274 | 0.45971 | 0.18742 | 3.782 | 14.371 | 22.6866 | -0.0992 | 0 | 0.52614 | 0 | 1.6728 | 0.20705
2025_05_17 Hr 07 | 0.067711 | 0 | 0 | 0 | 0 | 0 | 0 | 0 | 0 | 0 | 0 | 0.02402 | 2.58 | 0.022621 | 0.40862 | 0.40865 | 0.82707 | 0 | 0.0064686 | 0.0049984 | 0.013303 | 0.077119 | 0 | 0.030765 | 0.017896 | 0.037413 | 0 | 0 | 2.0585 | 0 | 0 | 0.81115 | 0 | 0 | 0 | 0 | -4.6629 | 0.055558 | 0 | 0.017661 | 0 | -0.037356 | 0 | 0 | 0 | 0 | 0 | 0 | 0 | 0 | 2.4682 | 0.012019 | 9.8343e-05 | 0 | 1.822 | 0 | 0 | 0 | 1.593 | 1.6818 | 1.2254 | 3.0551 | 0.11508 | 0.056743 | -0.067711 | 0.45971 | 0.18742 | 3.782 | 19.8683 | 22.9545 | -0.10507 | 0 | 0.52614 | 0 | 1.6728 | 0.20855
2025_05_17 Hr 08 | 0.090742 | 7.9125e-08 | 0 | 0 | 0 | 0 | 0 | 0 | 0 | 0 | 0 | 0.02402 | 2.67 | 0.013145 | 0.39438 | 0.39438 | 0.75552 | 0 | 0.0064686 | 0.0049984 | 0.013303 | 0.077119 | 0 | 0.030765 | 0.017896 | 0.037413 | 0 | 0 | 2.0585 | 0 | 0 | 0.81115 | 0 | 0 | 0 | 0 | -2.1355 | 0.055558 | 0 | 0.009917 | 0 | -0.020055 | 0 | 0 | 0 | 0 | 0 | 0 | 0 | 0 | 1.51 | 0.012019 | 9.8343e-05 | 0 | 1.822 | 0 | 0 | 0 | 0.96189 | 1.5817 | 1.2254 | 3.0551 | 0.11508 | 0.056743 | -0.090742 | 0.45971 | 0.18742 | 3.782 | 20.806 | 21.4707 | -0.1108 | 0 | 0.52614 | 0 | 1.6728 | 0.2105
2025_05_17 Hr 09 | 0.1586 | 2.6288e-06 | 0 | 0 | 0 | 0 | 0 | 0 | 0 | 0 | 0 | 0.02402 | 2.61 | 0.017076 | 0.39438 | 0.39438 | 0.75552 | 0 | 0.0064686 | 0.0049984 | 0.013303 | 0.077119 | 0 | 0.030765 | 0.017896 | 0.037413 | 0 | 0 | 2.0585 | 0 | 0 | 0.81115 | 0 | 0 | 0 | 0 | -2.4811 | 0.055558 | 0 | 0.013179 | 0 | -0.027342 | 0 | 0 | 0 | 0 | 0 | 0 | 0 | 0 | 1.2994 | 0.012019 | 9.8343e-05 | 0 | 1.822 | 0 | 0 | 0 | 0.63111 | 1.5817 | 1.2254 | 3.0551 | 0.11508 | 0.056743 | -0.1586 | 0.45971 | 0.18742 | 3.782 | 19.858 | 20.9433 | -0.18594 | 0 | 0.52614 | 0 | 1.6728 | 0.21269
2025_05_17 Hr 10 | 0.22645 | 6.084e-06 | 0 | 0 | 0 | 0 | 0 | 0 | 0 | 0 | 0 | 0.02402 | 2.52 | 0.016736 | 0.39438 | 0.39438 | 0.75552 | 0 | 0.0064686 | 0.0049984 | 0.013303 | 0.077119 | 0 | 0.030765 | 0.017896 | 0.037413 | 0 | 0 | 2.0585 | 0 | 0 | 0.81115 | 0 | 0 | 0 | 0 | -2.1884 | 0.055558 | 0 | 0.013378 | 0 | -0.027787 | 0 | 0 | 0 | 0 | 0 | 0 | 0 | 0 | 0.75498 | 0.012019 | 9.8343e-05 | 0 | 1.822 | 0 | 0 | 0 | 0.99236 | 1.5817 | 1.2254 | 3.0551 | 0.11508 | 0.056743 | -0.22645 | 0.45971 | 0.18742 | 3.782 | 19.8779 | 20.7389 | -0.25424 | 0 | 0.52614 | 0 | 1.6728 | 0.21395
2025_05_17 Hr 11 | 0.27215 | 1.6245e-05 | 0 | 0 | 0 | 0 | 0 | 0 | 0 | 0 | 0 | 0.02402 | 2.52 | 0.018593 | 0.39438 | 0.39438 | 0.75552 | 0 | 0.0064686 | 0.0049984 | 0.013303 | 0.077119 | 0 | 0.030765 | 0.017896 | 0.037413 | 0 | 0 | 2.0585 | 0 | 0 | 0.81115 | 0 | 0 | 0 | 0 | -1.8802 | 0.055558 | 0 | 0.014861 | 0 | -0.031101 | 0 | 0 | 0 | 0 | 0 | 0 | 0 | 0 | 0.41378 | 0.012019 | 9.8343e-05 | 0 | 1.822 | 0 | 0 | 0 | 1.2013 | 1.5817 | 1.2254 | 3.0551 | 0.11508 | 0.056743 | -0.27215 | 0.45971 | 0.18742 | 3.782 | 20.0522 | 20.654 | -0.30325 | 0 | 0.52614 | 0 | 1.6728 | 0.21374
2025_05_17 Hr 12 | 0.34081 | 2.0262e-05 | 0 | 0 | 0 | 0 | 0 | 0 | 0 | 0 | 0 | 0.02402 | 2.31 | 0.016738 | 0.39438 | 0.39438 | 0.75552 | 0 | 0.0064686 | 0.0049984 | 0.013303 | 0.077119 | 0 | 0.030765 | 0.017896 | 0.037413 | 0 | 0 | 2.0585 | 0 | 0 | 0.81115 | 0 | 0 | 0 | 0 | -1.4219 | 0.055558 | 0 | 0.014595 | 0 | -0.030506 | 0 | 0 | 0 | 0 | 0 | 0 | 0 | 0 | 0.54445 | 0.012019 | 9.8343e-05 | 0 | 1.822 | 0 | 0 | 0 | 1.2013 | 1.5817 | 1.2254 | 3.0551 | 0.11508 | 0.056743 | -0.34081 | 0.45971 | 0.18742 | 3.782 | 20.4303 | 20.6419 | -0.37131 | 0 | 0.52614 | 0 | 1.6728 | 0.21417
2025_05_17 Hr 13 | 0.43148 | 4.0986e-05 | 0 | 0 | 0 | 0 | 0 | 0 | 0 | 0 | 0 | 0.02402 | 2.25 | 0.017388 | 0.39438 | 0.39438 | 0.75552 | 0 | 0.0064686 | 0.0049984 | 0.013303 | 0.077119 | 0 | 0.030765 | 0.017896 | 0.037413 | 0 | 0 | 2.0585 | 0 | 0 | 0.81115 | 0 | 0 | 0 | 0 | -0.85784 | 0.055558 | 0 | 0.015566 | 0 | -0.032676 | 0 | 0 | 0 | 0 | 0 | 0 | 0 | 0 | 0.75498 | 0.012019 | 9.8343e-05 | 0 | 1.822 | 0 | 0 | 0 | 1.0489 | 1.5817 | 1.2254 | 3.0551 | 0.11508 | 0.056743 | -0.43148 | 0.45971 | 0.18742 | 3.782 | 20.9903 | 20.7306 | -0.46415 | 0 | 0.52614 | 0 | 1.6728 | 0.21335
2025_05_17 Hr 14 | 0.27215 | 3.6026e-05 | 0 | 0 | 0 | 0 | 0 | 0 | 0 | 0 | 0 | 0.02402 | 2.49 | 0.025841 | 0.39438 | 0.39438 | 0.75552 | 0 | 0.0064686 | 0.0049984 | 0.013303 | 0.077119 | 0 | 0.030765 | 0.017896 | 0.037413 | 0 | 0 | 2.0585 | 0 | 0 | 0.81115 | 0 | 0 | 0 | 0 | -0.57692 | 0.055558 | 0 | 0.020904 | 0 | -0.044601 | 0 | 0 | 0 | 0 | 0 | 0 | 0 | 0 | 0.95824 | 0.012019 | 9.8343e-05 | 0 | 1.822 | 0 | 0 | 0 | 0.96189 | 1.5817 | 1.2254 | 3.0551 | 0.11508 | 0.056743 | -0.27215 | 0.45971 | 0.18742 | 3.782 | 21.6228 | 20.9348 | -0.31675 | 0 | 0.52614 | 0 | 1.6728 | 0.21217
2025_05_17 Hr 15 | 0.43148 | 9.703e-05 | 0 | 0 | 0 | 0 | 0 | 0 | 0 | 0 | 0 | 0.02402 | 2.7 | 0.046048 | 0.51778 | 0.51781 | 0.78903 | 0 | 0.0064686 | 0.0049984 | 0.013303 | 0.077119 | 0 | 0.030765 | 0.017896 | 0.037413 | 0 | 0 | 2.0585 | 0 | 0 | 0.81115 | 0 | 0 | 0 | 0 | -0.91701 | 0.055558 | 0 | 0.034353 | 0 | -0.074647 | 0 | 0 | 0 | 0 | 0 | 0 | 0 | 0 | 1.2994 | 0.012019 | 9.8343e-05 | 0 | 1.822 | 0 | 0 | 0 | 1.1403 | 1.862 | 1.2254 | 3.0551 | 0.11508 | 0.056743 | -0.43148 | 0.45971 | 0.18742 | 3.782 | 22.2827 | 21.8438 | -0.50612 | 0 | 0.52614 | 0 | 1.6728 | 0.212
2025_05_17 Hr 16 | 0.27208 | 0.00013855 | 0 | 0 | 0 | 0 | 0 | 0 | 0 | 0 | 0 | 0.02402 | 2.64 | 0.067333 | 0.74558 | 0.74568 | 1.1242 | 0 | 0.0064686 | 0.0049984 | 0.013303 | 0.077119 | 0 | 0.030765 | 0.017896 | 0.063979 | 0 | 0 | 2.0585 | 0 | 0 | 0.81115 | 0 | 0 | 0 | 0 | -1.6294 | 0.055558 | 0 | 0.051374 | 0 | -0.11267 | 0 | 0 | 0 | 0 | 0 | 0 | 0 | 0 | 1.5753 | 0.012019 | 9.8343e-05 | 0 | 1.822 | 0 | 0 | 0 | 1.1099 | 2.6794 | 1.2254 | 3.0551 | 0.11508 | 0.056743 | -0.27208 | 0.45971 | 0.18742 | 3.782 | 22.5557 | 21.8904 | -0.38475 | 0 | 0.52614 | 0 | 1.6728 | 0.21127
2025_05_17 Hr 17 | 0.18148 | 0.00036949 | 0 | 0 | 0 | 0 | 0 | 0 | 0 | 0 | 0 | 0.02402 | 2.73 | 0.12995 | 1.0453 | 1.0452 | 1.1726 | 0 | 0.0064686 | 0.0049984 | 0.013303 | 0.077119 | 0 | 0.030765 | 0.017896 | 0.10014 | 0 | 0 | 2.0585 | 0 | 0 | 0.81115 | 0 | 0 | 0 | 0 | -3.6841 | 0.055558 | 0 | 0.095879 | 0 | -0.2121 | 0 | 0 | 0 | 0 | 0 | 0 | 0 | 0 | 2.3303 | 0.012019 | 9.8343e-05 | 0 | 1.822 | 0 | 0 | 0 | 0.77909 | 3.3633 | 1.2254 | 3.0551 | 0.11508 | 0.056743 | -0.18148 | 0.45971 | 0.18742 | 3.782 | 21.6623 | 22.3767 | -0.39358 | 0 | 0.52614 | 0 | 1.6728 | 0.21112
2025_05_17 Hr 18 | 0.20408 | 0.00025146 | 0 | 0.0077584 | 0.0073989 | 0.0074238 | 0.0081287 | 0.0077003 | 0.0081287 | 0 | 0 | 0.02402 | 2.67 | 0.14019 | 1.1096 | 1.1096 | 1.1726 | 0 | 0.0064686 | 0.0049984 | 0.013303 | 0.077119 | 0 | 0.030765 | 0.017896 | 0.10014 | 0 | 0 | 2.0585 | 0 | 0 | 0.81115 | 0 | 0 | 0 | 0 | -5.2578 | 0.055558 | 0 | 0.10427 | 0 | -0.23417 | 0 | 0 | 0 | 0 | 0 | 0 | 0 | 0 | 2.2577 | 0.012019 | 9.8343e-05 | 0 | 1.822 | 0 | 1.3532 | 0 | 0.99236 | 3.768 | 1.2254 | 3.0551 | 0.11508 | 0.056743 | -0.20408 | 0.45971 | 0.18742 | 3.782 | 20.5623 | 22.4904 | -0.43825 | 0 | 0.52614 | 0 | 1.6728 | 0.21143
2025_05_17 Hr 19 | 0.067929 | 0.00036633 | 0 | 0 | 0 | 0 | 0 | 0 | 0 | 0 | 0 | 0.02402 | 2.61 | 0.16901 | 1.1096 | 1.1096 | 1.1726 | 0 | 0.0064686 | 0.0049984 | 0.013303 | 0.077119 | 0 | 0.030765 | 0.017896 | 0.10014 | 0 | 0 | 2.0585 | 0 | 0 | 0.81115 | 0 | 0 | 0 | 0 | -8.7282 | 0.055558 | 0 | 0.12907 | 0 | -0.2893 | 0 | 0 | 0 | 0 | 0 | 0 | 0 | 0 | 1.9165 | 0.012019 | 9.8343e-05 | 0 | 1.822 | 0 | 1.6681 | 0 | 1.2317 | 4.0363 | 1.2254 | 3.0551 | 0.11508 | 0.056743 | -0.067929 | 0.45971 | 0.18742 | 3.782 | 17.1723 | 22.2214 | -0.35723 | 0 | 0.52614 | 0 | 1.6728 | 0.21146
2025_05_17 Hr 20 | 0.090742 | 0.0001382 | 0 | 0 | 0 | 0 | 0 | 0 | 0 | 0 | 0 | 0.02402 | 2.37 | 0.15677 | 1.1096 | 1.1096 | 1.1726 | 0 | 0.0064686 | 0.0049984 | 0.013303 | 0.077119 | 0 | 0.030765 | 0.017896 | 0.10014 | 0 | 0 | 2.0585 | 0 | 0 | 0.81115 | 0 | 0 | 0 | 0 | -14.2651 | 0.055558 | 0 | 0.1297 | 0 | -0.29556 | 0 | 0 | 0 | 0 | 0 | 0 | 0 | 0 | 1.7785 | 0.012019 | 9.8343e-05 | 0 | 1.822 | 0 | 2.2842 | 0 | 1.1708 | 5.7761 | 1.2254 | 3.0551 | 0.11508 | 0.056743 | -0.090742 | 0.45971 | 0.18742 | 3.782 | 12.9172 | 21.7926 | -0.38631 | 0 | 0.52614 | 0 | 1.6728 | 0.21112
2025_05_17 Hr 21 | 0 | 1.203e-05 | 0 | 0.038792 | 0.036994 | 0.037119 | 0.040644 | 0.038501 | 0.040644 | 0 | 0 | 0.02402 | 2.13 | 0.1993 | 1.1096 | 1.1096 | 1.1726 | 0 | 0.0064686 | 0.0049984 | 0.013303 | 0.077119 | 0 | 0.030765 | 0.017896 | 0.098461 | 0.16836 | 0 | 2.0585 | 0 | 0 | 0.81115 | 0 | 0 | 0 | 0 | -32.2545 | 0.055558 | 0 | 0.17989 | 0 | -0.41896 | 0 | 0 | 0 | 0 | 0 | 0 | 0 | 0 | 2.3303 | 0.012019 | 9.8343e-05 | 0 | 1.822 | 0 | 2.2674 | 0 | 1.4711 | 6.009 | 1.2254 | 3.0551 | 0.11508 | 0.056743 | 0 | 0.45971 | 0.18742 | 3.782 | -4.3071 | 22.3573 | -0.41896 | 0 | 0.52614 | 0 | 1.6728 | 0.21214
2025_05_17 Hr 22 | 0 | 0 | 0 | 0 | 0 | 0 | 0 | 0 | 0 | 0 | 0 | 0.02402 | 2.16 | 0.029402 | 0.51358 | 0.51358 | 0.75552 | 0 | 0.0064686 | 0.0049984 | 0.013303 | 0.077119 | 0 | 0.030765 | 0.017896 | 0.037413 | 0 | 0 | 2.0585 | 0 | 0 | 0.81115 | 0 | 0 | 0 | 0 | -3.4464 | 0.055558 | 0 | 0.026689 | 0 | -0.059154 | 0 | 0 | 0 | 0 | 0 | 0 | 0 | 0 | 2.7368 | 0.012019 | 9.8343e-05 | 0 | 1.822 | 0 | 1.6974 | 0 | 1.0185 | 3.5175 | 1.2254 | 3.0551 | 0.11508 | 0.056743 | 0 | 0.45971 | 0.18742 | 3.782 | 22.1832 | 22.1712 | -0.059154 | 0 | 0.52614 | 0 | 1.6728 | 0.21211
2025_05_17 Hr 23 | 0 | 0 | 0 | 0 | 0 | 0 | 0 | 0 | 0 | 0 | 0 | 0.02402 | 1.77 | 0.02656 | 0.39755 | 0.39755 | 0.77738 | 0 | 0.0064686 | 0.0049984 | 0.013303 | 0.077119 | 0 | 0.030765 | 0.017896 | 0.039097 | 0 | 0 | 2.0585 | 0 | 0 | 0.81115 | 0 | 0 | 0 | 0 | -4.038 | 0.055558 | 0 | 0.030226 | 0 | -0.065426 | 0 | 0 | 0 | 0 | 0 | 0 | 0 | 0 | 3.4264 | 0.012019 | 9.8343e-05 | 0 | 1.822 | 0 | 0 | 0 | 1.3797 | 1.6116 | 1.2254 | 3.0551 | 0.11508 | 0.056743 | 0 | 0.45971 | 0.18742 | 3.782 | 20.3349 | 22.8267 | -0.065426 | 0 | 0.52614 | 0 | 1.6728 | 0.20954
2025_05_17 Hr 24 | 0 | 0 | 0 | 0 | 0 | 0 | 0 | 0 | 0 | 0 | 0 | 0.02402 | 1.56 | 0.027811 | 0.51778 | 0.51783 | 0.84669 | 0 | 0.0064686 | 0.0049984 | 0.013303 | 0.077119 | 0 | 0.030765 | 0.017896 | 0.037413 | 0 | 0 | 2.0585 | 0 | 0 | 0.81115 | 0 | 0 | 0 | 0 | -6.7988 | 0.055558 | 0 | 0.03591 | 0 | -0.078124 | 0 | 0 | 0 | 0 | 0 | 0 | 0 | 0 | 3.833 | 0.012019 | 9.8343e-05 | 0 | 1.822 | 0 | 0 | 0 | 1.7105 | 1.9197 | 1.2254 | 3.0551 | 0.11508 | 0.056743 | 0 | 0.45971 | 0.18742 | 3.782 | 18.3967 | 23.3539 | -0.078124 | 0 | 0.52614 | 0 | 1.6728 | 0.2082
2025_05_18 Hr 01 | 0 | 0 | 0 | 0 | 0 | 0 | 0 | 0 | 0 | 0 | 0 | 0.02402 | 1.44 | 0.024219 | 0.67123 | 0.67134 | 0.77738 | 0 | 0.0064686 | 0.0049984 | 0.013303 | 0.077119 | 0 | 0.030765 | 0.017896 | 0.037413 | 0 | 0 | 2.0585 | 0 | 0 | 0.81115 | 0 | 0 | 0 | 0 | -7.5788 | 0.055558 | 0 | 0.033878 | 0 | -0.073584 | 0 | 0 | 0 | 0 | 0 | 0 | 0 | 0 | 3.695 | 0.012019 | 9.8343e-05 | 0 | 1.822 | 0 | 0 | 0 | 1.6801 | 2.1574 | 1.2254 | 3.0551 | 0.11508 | 0.056743 | 0 | 0.45971 | 0.18742 | 3.782 | 17.5647 | 23.0597 | -0.073584 | 0 | 0.52614 | 0 | 1.6728 | 0.20594
2025_05_18 Hr 02 | 0 | 0 | 0 | 0 | 0 | 0 | 0 | 0 | 0 | 0 | 0 | 0.02402 | 1.26 | 0.020897 | 0.43235 | 0.43239 | 0.78894 | 0 | 0.0064686 | 0.0049984 | 0.013303 | 0.077119 | 0 | 0.030765 | 0.017896 | 0.037413 | 0 | 0 | 2.0585 | 0 | 0 | 0.81115 | 0 | 0 | 0 | 0 | -6.9016 | 0.055558 | 0 | 0.033406 | 0 | -0.072531 | 0 | 0 | 0 | 0 | 0 | 0 | 0 | 0 | 3.2885 | 0.012019 | 9.8343e-05 | 0 | 1.822 | 0 | 0 | 0 | 1.7105 | 1.6911 | 1.2254 | 3.0551 | 0.11508 | 0.056743 | 0 | 0.45971 | 0.18742 | 3.782 | 17.2161 | 22.4991 | -0.072531 | 0 | 0.52614 | 0 | 1.6728 | 0.2048
2025_05_18 Hr 03 | 0 | 0 | 0 | 0 | 0 | 0 | 0 | 0 | 0 | 0 | 0 | 0.02402 | 1.29 | 0.023212 | 0.51778 | 0.51784 | 0.78894 | 0 | 0.0064686 | 0.0049984 | 0.013303 | 0.077119 | 0 | 0.030765 | 0.017896 | 0.037413 | 0 | 0 | 2.0585 | 0 | 0 | 0.81115 | 0 | 0 | 0 | 0 | -8.5817 | 0.055558 | 0 | 0.036245 | 0 | -0.078873 | 0 | 0 | 0 | 0 | 0 | 0 | 0 | 0 | 3.2159 | 0.012019 | 9.8343e-05 | 0 | 1.822 | 0 | 0 | 0 | 1.9499 | 1.862 | 1.2254 | 3.0551 | 0.11508 | 0.056743 | 0 | 0.45971 | 0.18742 | 3.782 | 15.8995 | 22.6981 | -0.078873 | 0 | 0.52614 | 0 | 1.6728 | 0.2046
2025_05_18 Hr 04 | 0 | 0 | 0 | 0 | 0 | 0 | 0 | 0 | 0 | 0 | 0 | 0.02402 | 1.11 | 0.020706 | 0.74558 | 0.7457 | 0.93532 | 0 | 0.0064686 | 0.0049984 | 0.013303 | 0.077119 | 0 | 0.030765 | 0.017896 | 0.037413 | 0 | 0 | 2.0585 | 0 | 0 | 0.81115 | 0 | 0 | 0 | 0 | -9.7952 | 0.055558 | 0 | 0.037575 | 0 | -0.081843 | 0 | 0 | 0 | 0 | 0 | 0 | 0 | 0 | 3.4918 | 0.012019 | 9.8343e-05 | 0 | 1.822 | 0 | 0 | 0 | 2.1022 | 2.464 | 1.2254 | 3.0551 | 0.11508 | 0.056743 | 0 | 0.45971 | 0.18742 | 3.782 | 15.5305 | 22.9435 | -0.081843 | 0 | 0.52614 | 0 | 1.6728 | 0.20441
2025_05_18 Hr 05 | 0 | 0 | 0 | 0 | 0 | 0 | 0 | 0 | 0 | 0 | 0 | 0.02402 | 1.11 | 0.019877 | 0.97339 | 0.97357 | 0.82359 | 0 | 0.0064686 | 0.0049984 | 0.013303 | 0.077119 | 0 | 0.030765 | 0.017896 | 0.037413 | 0 | 0 | 2.0585 | 0 | 0 | 0.81115 | 0 | 0 | 0 | 0 | -10.4459 | 0.055558 | 0 | 0.03607 | 0 | -0.078481 | 0 | 0 | 0 | 0 | 0 | 0 | 0 | 0 | 3.6297 | 0.012019 | 9.8343e-05 | 0 | 1.822 | 0 | 0 | 0 | 2.1327 | 2.808 | 1.2254 | 3.0551 | 0.11508 | 0.056743 | 0 | 0.45971 | 0.18742 | 3.782 | 15.3954 | 23.1118 | -0.078481 | 0 | 0.52614 | 0 | 1.6728 | 0.20507
2025_05_18 Hr 06 | 0 | 0 | 0 | 0 | 0 | 0 | 0 | 0 | 0 | 0 | 0 | 0.02402 | 1.53 | 0.017717 | 0.39438 | 0.39438 | 0.77738 | 0 | 0.0064686 | 0.0049984 | 0.013303 | 0.077119 | 0 | 0.030765 | 0.017896 | 0.037413 | 0 | 0 | 2.0585 | 0 | 0 | 0.81115 | 0 | 0 | 0 | 0 | -6.0657 | 0.055558 | 0 | 0.023325 | 0 | -0.050008 | 0 | 0 | 0 | 0 | 0 | 0 | 0 | 0 | 3.695 | 0.012019 | 9.8343e-05 | 0 | 1.822 | 0 | 0 | 0 | 2.1327 | 1.6036 | 1.2254 | 3.0551 | 0.11508 | 0.056743 | 0 | 0.45971 | 0.18742 | 3.782 | 19.0833 | 23.5955 | -0.050008 | 0 | 0.52614 | 0 | 1.6728 | 0.20558
2025_05_18 Hr 07 | 0.18134 | 0 | 0 | 0 | 0 | 0 | 0 | 0 | 0 | 0 | 0 | 0.02402 | 1.47 | 0.013235 | 0.40388 | 0.40388 | 0.82707 | 0 | 0.0064686 | 0.0049984 | 0.013303 | 0.077119 | 0 | 0.030765 | 0.017896 | 0.037413 | 0 | 0 | 2.0585 | 0 | 0 | 0.81115 | 0 | 0 | 0 | 0 | -4.8648 | 0.055558 | 0 | 0.018136 | 0 | -0.038416 | 0 | 0 | 0 | 0 | 0 | 0 | 0 | 0 | 3.6297 | 0.012019 | 9.8343e-05 | 0 | 1.822 | 0 | 0 | 0 | 2.1327 | 1.6722 | 1.2254 | 3.0551 | 0.11508 | 0.056743 | -0.18134 | 0.45971 | 0.18742 | 3.782 | 20.2351 | 23.6474 | -0.21975 | 0 | 0.52614 | 0 | 1.6728 | 0.206
2025_05_18 Hr 08 | 0.52222 | -5.1806e-07 | 0 | 0 | 0 | 0 | 0 | 0 | 0 | 0 | 0 | 0.02402 | 1.86 | -0.0039971 | 0.39438 | 0.39438 | 0.75552 | 0 | 0.0064686 | 0.0049984 | 0.013303 | 0.077119 | 0 | 0.030765 | 0.017896 | 0.037413 | 0 | 0 | 2.0585 | 0 | 0 | 0.81115 | 0 | 0 | 0 | 0 | 0.86643 | 0.055558 | 0 | -0.0058641 | 0 | 0.01177 | 0 | 0 | 0 | 0 | 0 | 0 | 0 | 0 | 3.078 | 0.012019 | 9.8343e-05 | 0 | 1.822 | 0 | 0 | 0 | 2.433 | 1.5817 | 1.2254 | 3.0551 | 0.11508 | 0.056743 | -0.52222 | 0.45971 | 0.18742 | 3.782 | 26.0499 | 24.1122 | -0.51045 | 0 | 0.52614 | 0 | 1.6728 | 0.20859
2025_05_18 Hr 09 | 0.56741 | 1.0172e-05 | 0 | 0 | 0 | 0 | 0 | 0 | 0 | 0 | 0 | 0.02402 | 1.98 | 0.010443 | 0.39438 | 0.39438 | 0.75552 | 0 | 0.0064686 | 0.0049984 | 0.013303 | 0.077119 | 0 | 0.030765 | 0.017896 | 0.037413 | 0 | 0 | 2.0585 | 0 | 0 | 0.81115 | 0 | 0 | 0 | 0 | -2.46 | 0.055558 | 0 | 0.010624 | 0 | -0.021634 | 0 | 0 | 0 | 0 | 0 | 0 | 0 | 0 | 2.8747 | 0.012019 | 9.8343e-05 | 0 | 1.822 | 0 | 0 | 0 | 2.4026 | 1.5817 | 1.2254 | 3.0551 | 0.11508 | 0.056743 | -0.56741 | 0.45971 | 0.18742 | 3.782 | 22.5917 | 24.0591 | -0.58904 | 0 | 0.52614 | 0 | 1.6728 | 0.20949
2025_05_18 Hr 10 | 0.74199 | 3.0373e-05 | 0 | 0 | 0 | 0 | 0 | 0 | 0 | 0 | 0 | 0.02402 | 1.95 | 0.010744 | 0.39438 | 0.39438 | 0.75552 | 0 | 0.0064686 | 0.0049984 | 0.013303 | 0.077119 | 0 | 0.030765 | 0.017896 | 0.037413 | 0 | 0 | 2.0585 | 0 | 0 | 0.81115 | 0 | 0 | 0 | 0 | -2.381 | 0.055558 | 0 | 0.011098 | 0 | -0.022694 | 0 | 0 | 0 | 0 | 0 | 0 | 0 | 0 | 2.7368 | 0.012019 | 9.8343e-05 | 0 | 1.822 | 0 | 0 | 0 | 2.5505 | 1.5817 | 1.2254 | 3.0551 | 0.11508 | 0.056743 | -0.74199 | 0.45971 | 0.18742 | 3.782 | 22.6511 | 24.2151 | -0.76468 | 0 | 0.52614 | 0 | 1.6728 | 0.21059
2025_05_18 Hr 11 | 0.63577 | 2.7785e-06 | 0 | 0 | 0 | 0 | 0 | 0 | 0 | 0 | 0 | 0.02402 | 1.98 | 0.00073458 | 0.39438 | 0.39438 | 0.75552 | 0 | 0.0064686 | 0.0049984 | 0.013303 | 0.077119 | 0 | 0.030765 | 0.017896 | 0.037413 | 0 | 0 | 2.0585 | 0 | 0 | 0.81115 | 0 | 0 | 0 | 0 | -0.14859 | 0.055558 | 0 | 0.0007473 | 0 | 0.0004305 | 0 | 0 | 0 | 0 | 0 | 0 | 0 | 0 | 2.6715 | 0.012019 | 9.8343e-05 | 0 | 1.822 | 0 | 0 | 0 | 2.5505 | 1.5817 | 1.2254 | 3.0551 | 0.11508 | 0.056743 | -0.63577 | 0.45971 | 0.18742 | 3.782 | 24.862 | 24.0642 | -0.63534 | 0 | 0.52614 | 0 | 1.6728 | 0.2113
2025_05_18 Hr 12 | 0.54489 | -3.9238e-05 | 0 | 0 | 0 | 0 | 0 | 0 | 0 | 0 | 0 | 0.02402 | 2.04 | -0.0082872 | 0.39438 | 0.39438 | 0.75552 | 0 | 0.0064686 | 0.0049984 | 0.013303 | 0.077119 | 0 | 0.030765 | 0.017896 | 0.037413 | 0 | 0 | 2.0585 | 0 | 0 | 0.81115 | 0 | 0 | 0 | 0 | 0.54128 | 0.055558 | 0 | -0.012883 | 0 | 0.020381 | 0 | 0 | 0 | 0 | 0 | 0 | 0 | 0 | 1.6455 | 0.012019 | 9.8343e-05 | 0 | 1.822 | 0 | 0 | 0 | 2.433 | 1.5817 | 1.2254 | 3.0551 | 0.11508 | 0.056743 | -0.54489 | 0.45971 | 0.18742 | 3.782 | 24.4785 | 22.88 | -0.52451 | 0 | 0.52614 | 0 | 1.6728 | 0.21056
2025_05_18 Hr 13 | 0.61274 | -5.4498e-05 | 0 | 0 | 0 | 0 | 0 | 0 | 0 | 0 | 0 | 0.02402 | 2.07 | -0.010492 | 0.39438 | 0.39438 | 0.75552 | 0 | 0.0064686 | 0.0049984 | 0.013303 | 0.077119 | 0 | 0.030765 | 0.017896 | 0.037413 | 0 | 0 | 2.0585 | 0 | 0 | 0.81115 | 0 | 0 | 0 | 0 | 0.27973 | 0.055558 | 0 | -0.016075 | 0 | 0.02491 | 0 | 0 | 0 | 0 | 0 | 0 | 0 | 0 | 1.0556 | 0.012019 | 9.8343e-05 | 0 | 1.822 | 0 | 0 | 0 | 2.433 | 1.5817 | 1.2254 | 3.0551 | 0.11508 | 0.056743 | -0.61274 | 0.45971 | 0.18742 | 3.782 | 23.659 | 22.3854 | -0.58783 | 0 | 0.52614 | 0 | 1.6728 | 0.21016
2025_05_18 Hr 14 | 0.72644 | -3.8059e-05 | 0 | 0 | 0 | 0 | 0 | 0 | 0 | 0 | 0 | 0.02402 | 2.13 | -0.0088648 | 0.39438 | 0.39438 | 0.75552 | 0 | 0.0064686 | 0.0049984 | 0.013303 | 0.077119 | 0 | 0.030765 | 0.017896 | 0.037413 | 0 | 0 | 2.0585 | 0 | 0 | 0.81115 | 0 | 0 | 0 | -0.0022354 | 0.15815 | 0.055558 | 0 | -0.013199 | 0 | 0.020829 | 0 | 0 | 0 | 0 | 0 | 0 | 0 | 0 | 2.5698 | 0.012019 | 9.8343e-05 | 0 | 1.822 | 0 | 0 | 0 | 2.2807 | 1.5817 | 1.2254 | 3.0551 | 0.11508 | 0.056743 | -0.72644 | 0.45971 | 0.18742 | 3.782 | 24.9556 | 23.9236 | -0.70561 | 0 | 0.52614 | 0 | 1.6728 | 0.21114
2025_05_18 Hr 15 | 0.59008 | 6.9973e-05 | 0 | 0 | 0 | 0 | 0 | 0 | 0 | 0 | 0 | 0.02402 | 2.04 | 0.013023 | 0.39438 | 0.39438 | 0.75552 | 0 | 0.0064686 | 0.0049984 | 0.013303 | 0.077119 | 0 | 0.030765 | 0.017896 | 0.037413 | 0 | 0 | 2.0585 | 0 | 0 | 0.81115 | 0 | 0 | 0 | 0 | -1.2406 | 0.055558 | 0 | 0.012859 | 0 | -0.026628 | 0 | 0 | 0 | 0 | 0 | 0 | 0 | 0 | 3.695 | 0.012019 | 9.8343e-05 | 0 | 1.822 | 0 | 0 | 0 | 1.9499 | 1.5817 | 1.2254 | 3.0551 | 0.11508 | 0.056743 | -0.59008 | 0.45971 | 0.18742 | 3.782 | 24.2377 | 24.5133 | -0.6167 | 0 | 0.52614 | 0 | 1.6728 | 0.21073
2025_05_18 Hr 16 | 0.61282 | -2.9192e-05 | 0 | 0 | 0 | 0 | 0 | 0 | 0 | 0 | 0 | 0.02402 | 1.77 | -0.0045733 | 0.39438 | 0.39438 | 0.75552 | 0 | 0.0064686 | 0.0049984 | 0.013303 | 0.077119 | 0 | 0.030765 | 0.017896 | 0.037413 | 0 | 0 | 2.0585 | 0 | 0 | 0.81115 | 0 | 0 | 0 | -0.051548 | 0 | 0.055558 | 0 | -0.0081943 | 0 | 0.013727 | 0 | 0 | 0 | 0 | 0 | 0 | 0 | 0 | 4.0435 | 0.012019 | 9.8343e-05 | 0 | 1.822 | 0 | 0 | 0 | 1.9499 | 1.5817 | 1.2254 | 3.0551 | 0.11508 | 0.056743 | -0.61282 | 0.45971 | 0.18742 | 3.782 | 25.5278 | 24.5967 | -0.59909 | 0 | 0.52614 | 0 | 1.6728 | 0.2107
2025_05_18 Hr 17 | 0.59008 | 3.5451e-05 | 0 | 0 | 0 | 0 | 0 | 0 | 0 | 0 | 0 | 0.02402 | 1.5 | 0.00546 | 0.39438 | 0.39438 | 0.75552 | 0 | 0.0064686 | 0.0049984 | 0.013303 | 0.077119 | 0 | 0.030765 | 0.017896 | 0.037413 | 0 | 0 | 2.0585 | 0 | 0 | 0.81115 | 0 | 0 | 0 | 0 | -0.42055 | 0.055558 | 0 | 0.007332 | 0 | -0.01428 | 0 | 0 | 0 | 0 | 0 | 0 | 0 | 0 | 4.2467 | 0.012019 | 9.8343e-05 | 0 | 1.822 | 0 | 0 | 0 | 1.5625 | 1.5817 | 1.2254 | 3.0551 | 0.11508 | 0.056743 | -0.59008 | 0.45971 | 0.18742 | 3.782 | 24.6874 | 24.1306 | -0.60436 | 0 | 0.52614 | 0 | 1.6728 | 0.21133
2025_05_18 Hr 18 | 0.43141 | 4.75e-06 | 0 | 0 | 0 | 0 | 0 | 0 | 0 | 0 | 0 | 0.02402 | 1.14 | 0.00074214 | 0.39438 | 0.39438 | 0.75552 | 0 | 0.0064686 | 0.0049984 | 0.013303 | 0.077119 | 0 | 0.030765 | 0.017896 | 0.037413 | 0 | 0 | 2.0585 | 0 | 0 | 0.81115 | 0 | 0 | 0 | 0 | -0.030809 | 0.055558 | 0 | 0.0013113 | 0 | -0.0008295 | 0 | 0 | 0 | 0 | 0 | 0 | 0 | 0 | 3.4918 | 0.012019 | 9.8343e-05 | 0 | 1.822 | 0 | 0 | 0 | 1.593 | 1.5817 | 1.2254 | 3.0551 | 0.11508 | 0.056743 | -0.43141 | 0.45971 | 0.18742 | 3.782 | 24.0016 | 22.883 | -0.43223 | 0 | 0.52614 | 0 | 1.6728 | 0.2116
2025_05_18 Hr 19 | 0.318 | 8.4959e-06 | 0 | 0 | 0 | 0 | 0 | 0 | 0 | 0 | 0 | 0.02402 | 0.72 | 0.0010259 | 0.39438 | 0.39438 | 0.75552 | 0 | 0.0064686 | 0.0049984 | 0.013303 | 0.077119 | 0 | 0.030765 | 0.017896 | 0.037413 | 0 | 0 | 2.0585 | 0 | 0 | 0.81115 | 0 | 0 | 0 | 0 | -0.11665 | 0.055558 | 0 | 0.0028701 | 0 | -0.004312 | 0 | 0 | 0 | 0 | 0 | 0 | 0 | 0 | 4.0435 | 0.012019 | 9.8343e-05 | 0 | 1.822 | 0 | 0 | 0 | 0.96189 | 1.5817 | 1.2254 | 3.0551 | 0.11508 | 0.056743 | -0.318 | 0.45971 | 0.18742 | 3.782 | 23.4133 | 22.2706 | -0.32231 | 0 | 0.52614 | 0 | 1.6728 | 0.21174
2025_05_18 Hr 20 | 0.045044 | -1.6365e-05 | 0 | 0 | 0 | 0 | 0 | 0 | 0 | 0 | 0 | 0.02402 | 0.33 | -0.0029219 | 0.39438 | 0.39438 | 0.75552 | 0 | 0.0064686 | 0.0049984 | 0.013303 | 0.077119 | 0 | 0.030765 | 0.017896 | 0.037413 | 0 | 0 | 2.0585 | 0 | 0 | 0.81115 | 0 | 0 | 0 | -0.69458 | 0 | 0.055558 | 0 | -0.028081 | 0 | 0.041944 | 0 | 0 | 0 | 0 | 0 | 0 | 0 | 0 | 0 | 0.012019 | 9.8343e-05 | 0 | 1.822 | 0 | 0 | 0 | 1.2013 | 1.5817 | 1.2254 | 3.0551 | 0.11508 | 0.056743 | -0.045044 | 0.45971 | 0.18742 | 3.782 | 18.6834 | 17.7994 | -0.0031 | 0 | 0.52614 | 0 | 1.6728 | 0.21158
2025_05_18 Hr 21 | 0 | -1.4394e-06 | 0 | 0 | 0 | 0 | 0 | 0 | 0 | 0 | 0 | 0.02402 | 0.3 | -0.0020669 | 0.39438 | 0.39438 | 0.75552 | 0 | 0.0064686 | 0.0049984 | 0.013303 | 0.077119 | 0 | 0.030765 | 0.017896 | 0.037413 | 0 | 0 | 2.0585 | 0 | 0 | 0.81115 | 0 | 0 | 0 | -0.11429 | 0.07163 | 0.055558 | 0 | -0.021685 | 0 | 0.033103 | 0 | 0 | 0 | 0 | 0 | 0 | 0 | 0 | 1.0962 | 0.012019 | 9.8343e-05 | 0 | 1.822 | 0 | 0 | 0 | 1.4102 | 1.5817 | 1.2254 | 3.0551 | 0.11508 | 0.056743 | 0 | 0.45971 | 0.18742 | 3.782 | 20.6034 | 19.0313 | 0.033103 | 0 | 0.52614 | 0 | 1.6728 | 0.21254
2025_05_18 Hr 22 | 0 | 0 | 0 | 0 | 0 | 0 | 0 | 0 | 0 | 0 | 0 | 0.02402 | 0.3 | -0.0013862 | 0.39438 | 0.39438 | 0.75552 | 0 | 0.0064686 | 0.0049984 | 0.013303 | 0.077119 | 0 | 0.030765 | 0.017896 | 0.037413 | 0 | 0 | 2.0585 | 0 | 0 | 0.81115 | 0 | 0 | 0 | 0 | 0.21075 | 0.055558 | 0 | -0.014654 | 0 | 0.022894 | 0 | 0 | 0 | 0 | 0 | 0 | 0 | 0 | 1.7193 | 0.012019 | 9.8343e-05 | 0 | 1.822 | 0 | 0 | 0 | 0.96189 | 1.5817 | 1.2254 | 3.0551 | 0.11508 | 0.056743 | 0 | 0.45971 | 0.18742 | 3.782 | 21.021 | 19.2057 | 0.022894 | 0 | 0.52614 | 0 | 1.6728 | 0.21147
2025_05_18 Hr 23 | 0 | 0 | 0 | 0 | 0 | 0 | 0 | 0 | 0 | 0 | 0 | 0.02402 | 0.33 | -0.0014101 | 0.39438 | 0.39438 | 0.77738 | 0 | 0.0064686 | 0.0049984 | 0.013303 | 0.077119 | 0 | 0.030765 | 0.017896 | 0.037413 | 0 | 0 | 2.0585 | 0 | 0 | 0.81115 | 0 | 0 | 0 | 0 | 0.67346 | 0.055558 | 0 | -0.013552 | 0 | 0.021329 | 0 | 0 | 0 | 0 | 0 | 0 | 0 | 0 | 2.2262 | 0.012019 | 9.8343e-05 | 0 | 1.822 | 0 | 0 | 0 | 1.7715 | 1.6036 | 1.2254 | 3.0551 | 0.11508 | 0.056743 | 0 | 0.45971 | 0.18742 | 3.782 | 22.8475 | 20.5492 | 0.021329 | 0 | 0.52614 | 0 | 1.6728 | 0.20848
2025_05_18 Hr 24 | 0 | 0 | 0 | 0 | 0 | 0 | 0 | 0 | 0 | 0 | 0 | 0.02402 | 0.24 | 0.00014336 | 0.39438 | 0.39438 | 0.77738 | 0 | 0.0064686 | 0.0049984 | 0.013303 | 0.077119 | 0 | 0.030765 | 0.017896 | 0.037413 | 0 | 0 | 2.0585 | 0 | 0 | 0.81115 | 0 | 0 | 0 | 0 | -0.21942 | 0.055558 | 0 | 0.0012032 | 0 | -0.000588 | 0 | 0 | 0 | 0 | 0 | 0 | 0 | 0 | 2.2577 | 0.012019 | 9.8343e-05 | 0 | 1.822 | 0 | 0 | 0 | 1.6801 | 1.6036 | 1.2254 | 3.0551 | 0.11508 | 0.056743 | 0 | 0.45971 | 0.18742 | 3.782 | 21.782 | 20.3984 | -0.000588 | 0 | 0.52614 | 0 | 1.6728 | 0.20611
2025_05_19 Hr 01 | 0 | 0 | 0 | 0 | 0 | 0 | 0 | 0 | 0 | 0 | 0 | 0.02402 | 0.15 | -0.0016261 | 0.39438 | 0.39438 | 0.77738 | 0 | 0.0064686 | 0.0049984 | 0.013303 | 0.077119 | 0 | 0.030765 | 0.017896 | 0.037413 | 0 | 0 | 2.0585 | 0 | 0 | 0.81115 | 0 | 0 | 0 | 0 | 2.3637 | 0.055558 | 0 | -0.03438 | 0 | 0.050883 | 0 | 0 | 0 | 0 | 0 | 0 | 0 | 0 | 0 | 0.012019 | 9.8343e-05 | 0 | 1.822 | 0 | 0 | 0 | 1.741 | 1.6036 | 1.2254 | 3.0551 | 0.11508 | 0.056743 | 0 | 0.45971 | 0.18742 | 3.782 | 22.1311 | 18.1129 | 0.050883 | 0 | 0.52614 | 0 | 1.6728 | 0.20911
2025_05_19 Hr 02 | 0 | 0 | 0 | 0 | 0 | 0 | 0 | 0 | 0 | 0 | 0 | 0.02402 | 0.09 | -0.0002079 | 0.39438 | 0.39438 | 0.77738 | 0 | 0.0064686 | 0.0049984 | 0.013303 | 0.077119 | 0 | 0.030765 | 0.017896 | 0.037413 | 0 | 0 | 2.0585 | 0 | 0 | 0.81115 | 0 | 0 | 0 | 0 | 0.60967 | 0.055558 | 0 | -0.007326 | 0 | 0.012495 | 0 | 0 | 0 | 0 | 0 | 0 | 0 | 0 | 2.6715 | 0.012019 | 9.8343e-05 | 0 | 1.822 | 0 | 0 | 0 | 1.4102 | 1.6036 | 1.2254 | 3.0551 | 0.11508 | 0.056743 | 0 | 0.45971 | 0.18742 | 3.782 | 22.6202 | 20.3944 | 0.012495 | 0 | 0.52614 | 0 | 1.6728 | 0.20857
2025_05_19 Hr 03 | 0 | 0 | 0 | 0 | 0 | 0 | 0 | 0 | 0 | 0 | 0 | 0.02402 | 0.21 | -0.0011342 | 0.39438 | 0.39438 | 0.77738 | 0 | 0.0064686 | 0.0049984 | 0.013303 | 0.077119 | 0 | 0.030765 | 0.017896 | 0.037413 | 0 | 0 | 2.0585 | 0 | 0 | 0.81115 | 0 | 0 | 0 | 0 | 1.422 | 0.055558 | 0 | -0.017129 | 0 | 0.026404 | 0 | 0 | 0 | 0 | 0 | 0 | 0 | 0 | 0 | 0.012019 | 9.8343e-05 | 0 | 1.822 | 0 | 0 | 0 | 1.4102 | 1.6036 | 1.2254 | 3.0551 | 0.11508 | 0.056743 | 0 | 0.45971 | 0.18742 | 3.782 | 20.8948 | 17.8428 | 0.026404 | 0 | 0.52614 | 0 | 1.6728 | 0.20928
2025_05_19 Hr 04 | 0 | 0 | 0 | 0 | 0 | 0 | 0 | 0 | 0 | 0 | 0 | 0.02402 | 0.21 | -0.002206 | 0.39438 | 0.39438 | 0.77738 | 0 | 0.0064686 | 0.0049984 | 0.013303 | 0.077119 | 0 | 0.030765 | 0.017896 | 0.037413 | 0 | 0 | 2.0585 | 0 | 0 | 0.81115 | 0 | 0 | 0 | 0 | 2.8234 | 0.055558 | 0 | -0.033315 | 0 | 0.049371 | 0 | 0 | 0 | 0 | 0 | 0 | 0 | 0 | 0 | 0.012019 | 9.8343e-05 | 0 | 1.822 | 0 | 0 | 0 | 1.3797 | 1.6036 | 1.2254 | 3.0551 | 0.11508 | 0.056743 | 0 | 0.45971 | 0.18742 | 3.782 | 22.2877 | 17.8113 | 0.049371 | 0 | 0.52614 | 0 | 1.6728 | 0.20939
2025_05_19 Hr 05 | 0 | 0 | 0 | 0 | 0 | 0 | 0 | 0 | 0 | 0 | 0 | 0.02402 | 0.21 | -0.0031512 | 0.39438 | 0.39438 | 0.77738 | 0 | 0.0064686 | 0.0049984 | 0.013303 | 0.077119 | 0 | 0.030765 | 0.017896 | 0.037413 | 0 | 0 | 2.0585 | 0 | 0 | 0.81115 | 0 | 0 | 0 | 0 | 3.7601 | 0.055558 | 0 | -0.047589 | 0 | 0.069626 | 0 | 0 | 0 | 0 | 0 | 0 | 0 | 0 | 0 | 0.012019 | 9.8343e-05 | 0 | 1.822 | 0 | 0 | 0 | 1.3797 | 1.6036 | 1.2254 | 3.0551 | 0.11508 | 0.056743 | 0 | 0.45971 | 0.18742 | 3.782 | 23.2446 | 17.8114 | 0.069626 | 0 | 0.52614 | 0 | 1.6728 | 0.21035
2025_05_19 Hr 06 | 0.02274 | 0 | 0 | 0 | 0 | 0 | 0 | 0 | 0 | 0 | 0 | 0.02402 | 0.21 | 0.002336 | 0.39438 | 0.39438 | 0.77738 | 0 | 0.0064686 | 0.0049984 | 0.013303 | 0.077119 | 0 | 0.030765 | 0.017896 | 0.037413 | 0 | 0 | 2.0585 | 0 | 0 | 0.81115 | 0 | 0 | 0 | 0 | -5.2517 | 0.055558 | 0 | 0.022406 | 0 | -0.047957 | 0 | 0 | 0 | 0 | 0 | 0 | 0 | 0 | 3.4264 | 0.012019 | 9.8343e-05 | 0 | 1.822 | 0 | 0 | 0 | 1.4407 | 1.6036 | 1.2254 | 3.0551 | 0.11508 | 0.056743 | -0.02274 | 0.45971 | 0.18742 | 3.782 | 17.6109 | 21.3298 | -0.070697 | 0 | 0.52614 | 0 | 1.6728 | 0.21319
2025_05_19 Hr 07 | 0.1586 | 0 | 0 | 0 | 0 | 0 | 0 | 0 | 0 | 0 | 0 | 0.02402 | 0.21 | 0.00096579 | 0.39438 | 0.39438 | 0.75552 | 0 | 0.0064686 | 0.0049984 | 0.013303 | 0.077119 | 0 | 0.030765 | 0.017896 | 0.037413 | 0 | 0 | 2.0585 | 0 | 0 | 0.81115 | 0 | 0 | 0 | 0 | -2.0191 | 0.055558 | 0 | 0.0092637 | 0 | -0.018596 | 0 | 0 | 0 | 0 | 0 | 0 | 0 | 0 | 3.4918 | 0.012019 | 9.8343e-05 | 0 | 1.822 | 0 | 0 | 0 | 1.4711 | 1.5817 | 1.2254 | 3.0551 | 0.11508 | 0.056743 | -0.1586 | 0.45971 | 0.18742 | 3.782 | 20.9494 | 21.564 | -0.17719 | 0 | 0.52614 | 0 | 1.6728 | 0.21709
2025_05_19 Hr 08 | 0.24927 | 9.678e-07 | 0 | 0 | 0 | 0 | 0 | 0 | 0 | 0 | 0 | 0.02402 | 0.15 | 0.0011291 | 0.39438 | 0.39438 | 0.75552 | 0 | 0.0064686 | 0.0049984 | 0.013303 | 0.077119 | 0 | 0.030765 | 0.017896 | 0.037413 | 0 | 0 | 2.0585 | 0 | 0 | 0.81115 | 0 | 0 | 0 | 0 | -2.9228 | 0.055558 | 0 | 0.015162 | 0 | -0.031773 | 0 | 0 | 0 | 0 | 0 | 0 | 0 | 0 | 3.2159 | 0.012019 | 9.8343e-05 | 0 | 1.822 | 0 | 0 | 0 | 1.3188 | 1.5817 | 1.2254 | 3.0551 | 0.11508 | 0.056743 | -0.24927 | 0.45971 | 0.18742 | 3.782 | 19.5466 | 21.1687 | -0.28104 | 0 | 0.52614 | 0 | 1.6728 | 0.21917
2025_05_19 Hr 09 | 0.20415 | 1.0302e-05 | 0 | 0 | 0 | 0 | 0 | 0 | 0 | 0 | 0 | 0.02402 | 0.18 | 0.0011312 | 0.39438 | 0.39438 | 0.75552 | 0 | 0.0064686 | 0.0049984 | 0.013303 | 0.077119 | 0 | 0.030765 | 0.017896 | 0.037413 | 0 | 0 | 2.0585 | 0 | 0 | 0.81115 | 0 | 0 | 0 | 0 | -2.1979 | 0.055558 | 0 | 0.012659 | 0 | -0.02618 | 0 | 0 | 0 | 0 | 0 | 0 | 0 | 0 | 3.078 | 0.012019 | 9.8343e-05 | 0 | 1.822 | 0 | 0 | 0 | 1.2927 | 1.5817 | 1.2254 | 3.0551 | 0.11508 | 0.056743 | -0.20415 | 0.45971 | 0.18742 | 3.782 | 20.1433 | 20.9898 | -0.23033 | 0 | 0.52614 | 0 | 1.6728 | 0.21941
2025_05_19 Hr 10 | 0.45429 | 2.0959e-05 | 0 | 0 | 0 | 0 | 0 | 0 | 0 | 0 | 0 | 0.02402 | 0.21 | 0.00080785 | 0.39438 | 0.39438 | 0.75552 | 0 | 0.0064686 | 0.0049984 | 0.013303 | 0.077119 | 0 | 0.030765 | 0.017896 | 0.037413 | 0 | 0 | 2.0585 | 0 | 0 | 0.81115 | 0 | 0 | 0 | 0 | -1.3057 | 0.055558 | 0 | 0.0077487 | 0 | -0.015211 | 0 | 0 | 0 | 0 | 0 | 0 | 0 | 0 | 3.2159 | 0.012019 | 9.8343e-05 | 0 | 1.822 | 0 | 0 | 0 | 1.3493 | 1.5817 | 1.2254 | 3.0551 | 0.11508 | 0.056743 | -0.45429 | 0.45971 | 0.18742 | 3.782 | 21.27 | 21.4635 | -0.4695 | 0 | 0.52614 | 0 | 1.6728 | 0.21878
2025_05_19 Hr 11 | 0.49941 | 3.5273e-05 | 0 | 0 | 0 | 0 | 0 | 0 | 0 | 0 | 0 | 0.02402 | 0.21 | 0.00082157 | 0.39438 | 0.39438 | 0.75552 | 0 | 0.0064686 | 0.0049984 | 0.013303 | 0.077119 | 0 | 0.030765 | 0.017896 | 0.037413 | 0 | 0 | 2.0585 | 0 | 0 | 0.81115 | 0 | 0 | 0 | 0 | -1.3466 | 0.055558 | 0 | 0.0078803 | 0 | -0.015505 | 0 | 0 | 0 | 0 | 0 | 0 | 0 | 0 | 2.6715 | 0.012019 | 9.8343e-05 | 0 | 1.822 | 0 | 0 | 0 | 1.2013 | 1.5817 | 1.2254 | 3.0551 | 0.11508 | 0.056743 | -0.49941 | 0.45971 | 0.18742 | 3.782 | 20.537 | 20.8168 | -0.51491 | 0 | 0.52614 | 0 | 1.6728 | 0.21938
2025_05_19 Hr 12 | 0.54489 | 4.8759e-05 | 0 | 0 | 0 | 0 | 0 | 0 | 0 | 0 | 0 | 0.02402 | 0.24 | 0.0010255 | 0.39438 | 0.39438 | 0.75552 | 0 | 0.0064686 | 0.0049984 | 0.013303 | 0.077119 | 0 | 0.030765 | 0.017896 | 0.037413 | 0 | 0 | 2.0585 | 0 | 0 | 0.81115 | 0 | 0 | 0 | 0 | -1.3557 | 0.055558 | 0 | 0.0086073 | 0 | -0.017129 | 0 | 0 | 0 | 0 | 0 | 0 | 0 | 0 | 2.2577 | 0.012019 | 9.8343e-05 | 0 | 1.822 | 0 | 0 | 0 | 1.1099 | 1.5817 | 1.2254 | 3.0551 | 0.11508 | 0.056743 | -0.54489 | 0.45971 | 0.18742 | 3.782 | 20.0511 | 20.3871 | -0.56202 | 0 | 0.52614 | 0 | 1.6728 | 0.2192
2025_05_19 Hr 13 | 0.65801 | 4.2263e-05 | 0 | 0 | 0 | 0 | 0 | 0 | 0 | 0 | 0 | 0.02402 | 0.36 | 0.0011819 | 0.39438 | 0.39438 | 0.75552 | 0 | 0.0064686 | 0.0049984 | 0.013303 | 0.077119 | 0 | 0.030765 | 0.017896 | 0.037413 | 0 | 0 | 2.0585 | 0 | 0 | 0.81115 | 0 | 0 | 0 | 0 | -1.0246 | 0.055558 | 0 | 0.0066129 | 0 | -0.012674 | 0 | 0 | 0 | 0 | 0 | 0 | 0 | 0 | 2.6715 | 0.012019 | 9.8343e-05 | 0 | 1.822 | 0 | 0 | 0 | 0.87049 | 1.5817 | 1.2254 | 3.0551 | 0.11508 | 0.056743 | -0.65801 | 0.45971 | 0.18742 | 3.782 | 20.6815 | 20.7951 | -0.67068 | 0 | 0.52614 | 0 | 1.6728 | 0.21949
2025_05_19 Hr 14 | 0.68096 | 6.073e-05 | 0 | 0 | 0 | 0 | 0 | 0 | 0 | 0 | 0 | 0.02402 | 0.48 | 0.0022673 | 0.39438 | 0.39438 | 0.75552 | 0 | 0.0064686 | 0.0049984 | 0.013303 | 0.077119 | 0 | 0.030765 | 0.017896 | 0.037413 | 0 | 0 | 2.0585 | 0 | 0 | 0.81115 | 0 | 0 | 0 | 0 | -1.4638 | 0.055558 | 0 | 0.0095144 | 0 | -0.019156 | 0 | 0 | 0 | 0 | 0 | 0 | 0 | 0 | 2.5335 | 0.012019 | 9.8343e-05 | 0 | 1.822 | 0 | 0 | 0 | 0.87049 | 1.5817 | 1.2254 | 3.0551 | 0.11508 | 0.056743 | -0.68096 | 0.45971 | 0.18742 | 3.782 | 20.2188 | 20.801 | -0.70012 | 0 | 0.52614 | 0 | 1.6728 | 0.2193
2025_05_19 Hr 15 | 0.59008 | 0.00013285 | 0 | 0 | 0 | 0 | 0 | 0 | 0 | 0 | 0 | 0.02402 | 0.54 | 0.0055797 | 0.39438 | 0.39438 | 0.75552 | 0 | 0.0064686 | 0.0049984 | 0.013303 | 0.077119 | 0 | 0.030765 | 0.017896 | 0.037413 | 0 | 0 | 2.0585 | 0 | 0 | 0.81115 | 0 | 0 | 0 | 0 | -3.2238 | 0.055558 | 0 | 0.020813 | 0 | -0.044398 | 0 | 0 | 0 | 0 | 0 | 0 | 0 | 0 | 2.6715 | 0.012019 | 9.8343e-05 | 0 | 1.822 | 0 | 0 | 0 | 1.0489 | 1.5817 | 1.2254 | 3.0551 | 0.11508 | 0.056743 | -0.59008 | 0.45971 | 0.18742 | 3.782 | 18.813 | 21.0896 | -0.63447 | 0 | 0.52614 | 0 | 1.6728 | 0.21895
2025_05_19 Hr 16 | 0.54496 | 0.00016844 | 0 | 0 | 0 | 0 | 0 | 0 | 0 | 0 | 0 | 0.02402 | 0.57 | 0.0075717 | 0.44026 | 0.44031 | 0.75552 | 0 | 0.0064686 | 0.0049984 | 0.013303 | 0.077119 | 0 | 0.030765 | 0.017896 | 0.037413 | 0 | 0 | 2.0585 | 0 | 0 | 0.81115 | 0 | 0 | 0 | 0 | -4.2844 | 0.055558 | 0 | 0.026757 | 0 | -0.057677 | 0 | 0 | 0 | 0 | 0 | 0 | 0 | 0 | 2.5335 | 0.012019 | 9.8343e-05 | 0 | 1.822 | 0 | 0 | 0 | 1.1099 | 1.6735 | 1.2254 | 3.0551 | 0.11508 | 0.056743 | -0.54496 | 0.45971 | 0.18742 | 3.782 | 17.7854 | 20.9989 | -0.60264 | 0 | 0.52614 | 0 | 1.6728 | 0.2184
2025_05_19 Hr 17 | 0.49941 | 0.00053284 | 0 | 0 | 0 | 0 | 0 | 0 | 0 | 0 | 0 | 0.02402 | 0.57 | 0.026505 | 0.7167 | 0.7166 | 1.1353 | 0 | 0.0064686 | 0.0049984 | 0.013303 | 0.077119 | 0 | 0.030765 | 0.017896 | 0.094508 | 0 | 0 | 2.0585 | 0 | 0 | 0.81115 | 0 | 0 | 0 | 0 | -18.1606 | 0.055558 | 0 | 0.093665 | 0 | -0.20715 | 0 | 0 | 0 | 0 | 0 | 0 | 0 | 0 | 2.7368 | 0.012019 | 9.8343e-05 | 0 | 1.822 | 0 | 0 | 0 | 0.99236 | 2.6632 | 1.2254 | 3.0551 | 0.11508 | 0.056743 | -0.49941 | 0.45971 | 0.18742 | 3.782 | 4.8547 | 21.0587 | -0.70656 | 0 | 0.52614 | 0 | 1.6728 | 0.21873
2025_05_19 Hr 18 | 0.61296 | 0.00042596 | 0 | 0 | 0 | 0 | 0 | 0 | 0 | 0 | 0 | 0.02402 | 0.6 | 0.028246 | 1.0443 | 1.0441 | 1.1726 | 0 | 0.0064686 | 0.0049984 | 0.013303 | 0.077119 | 0 | 0.030765 | 0.017896 | 0.10014 | 0 | 0 | 2.0585 | 0 | 0 | 0.81115 | 0 | 0 | 0 | 0 | -21.021 | 0.055558 | 0 | 0.094826 | 0 | -0.20974 | 0 | 0 | 0 | 0 | 0 | 0 | 0 | 0 | 2.5335 | 0.012019 | 9.8343e-05 | 0 | 1.822 | 0 | 0 | 0 | 0.96189 | 3.3612 | 1.2254 | 3.0551 | 0.11508 | 0.056743 | -0.61296 | 0.45971 | 0.18742 | 3.782 | 2.4879 | 20.9704 | -0.82271 | 0 | 0.52614 | 0 | 1.6728 | 0.21892
2025_05_19 Hr 19 | 0.5451 | 0.00026981 | 0 | 0 | 0 | 0 | 0 | 0 | 0 | 0 | 0 | 0.02402 | 0.3 | 0.014227 | 1.1096 | 1.1096 | 1.1726 | 0 | 0.0064686 | 0.0049984 | 0.013303 | 0.077119 | 0 | 0.030765 | 0.017896 | 0.10014 | 0 | 0 | 2.0585 | 0 | 0 | 0.81115 | 0 | 0 | 0 | 0 | -21.4555 | 0.055558 | 0 | 0.095526 | 0 | -0.21131 | 0 | 0 | 0 | 0 | 0 | 0 | 0 | 0 | 2.7368 | 0.012019 | 9.8343e-05 | 0 | 1.822 | 0 | 0 | 0 | 0.96189 | 3.4919 | 1.2254 | 3.0551 | 0.11508 | 0.056743 | -0.5451 | 0.45971 | 0.18742 | 3.782 | 2.0711 | 20.791 | -0.75641 | 0 | 0.52614 | 0 | 1.6728 | 0.21832
2025_05_19 Hr 20 | 0.13586 | 6.4132e-05 | 0 | 0 | 0 | 0 | 0 | 0 | 0 | 0 | 0 | 0.02402 | 0.45 | 0.014599 | 1.1096 | 1.1096 | 1.1726 | 0 | 0.0064686 | 0.0049984 | 0.013303 | 0.077119 | 0 | 0.030765 | 0.017896 | 0.10014 | 0 | 0 | 2.0585 | 0 | 0 | 0.81115 | 0 | 0 | 0 | 0 | -15.2769 | 0.055558 | 0 | 0.065349 | 0 | -0.14389 | 0 | 0 | 0 | 0 | 0 | 0 | 0 | 0 | 1.9165 | 0.012019 | 9.8343e-05 | 0 | 1.822 | 0 | 0 | 0 | 1.2317 | 3.4919 | 1.2254 | 3.0551 | 0.11508 | 0.056743 | -0.13586 | 0.45971 | 0.18742 | 3.782 | 7.9169 | 19.9817 | -0.27975 | 0 | 0.52614 | 0 | 1.6728 | 0.2185
2025_05_19 Hr 21 | 0 | 1.83e-06 | 0 | 0 | 0 | 0 | 0 | 0 | 0 | 0 | 0 | 0.02402 | 0.48 | 0.0049687 | 0.39438 | 0.39438 | 0.75552 | 0 | 0.0064686 | 0.0049984 | 0.013303 | 0.077119 | 0 | 0.030765 | 0.017896 | 0.037413 | 0 | 0 | 2.0585 | 0 | 0 | 0.81115 | 0 | 0 | 0 | 0 | -3.6904 | 0.055558 | 0 | 0.020851 | 0 | -0.044482 | 0 | 0 | 0 | 0 | 0 | 0 | 0 | 0 | 2.6715 | 0.012019 | 9.8343e-05 | 0 | 1.822 | 0 | 0 | 0 | 0.60064 | 1.5817 | 1.2254 | 3.0551 | 0.11508 | 0.056743 | 0 | 0.45971 | 0.18742 | 3.782 | 17.8368 | 19.99 | -0.044482 | 0 | 0.52614 | 0 | 1.6728 | 0.21848
2025_05_19 Hr 22 | 0 | 0 | 0 | 0 | 0 | 0 | 0 | 0 | 0 | 0 | 0 | 0.02402 | 0.9 | 0.0071911 | 0.39438 | 0.39438 | 0.75552 | 0 | 0.0064686 | 0.0049984 | 0.013303 | 0.077119 | 0 | 0.030765 | 0.017896 | 0.037413 | 0 | 0 | 2.0585 | 0 | 0 | 0.81115 | 0 | 0 | 0 | 0 | -2.9672 | 0.055558 | 0 | 0.016094 | 0 | -0.033856 | 0 | 0 | 0 | 0 | 0 | 0 | 0 | 0 | 3.078 | 0.012019 | 9.8343e-05 | 0 | 1.822 | 0 | 0 | 0 | 0.4483 | 1.5817 | 1.2254 | 3.0551 | 0.11508 | 0.056743 | 0 | 0.45971 | 0.18742 | 3.782 | 19.246 | 20.6654 | -0.033856 | 0 | 0.52614 | 0 | 1.6728 | 0.21747
2025_05_19 Hr 23 | 0 | 0 | 0 | 0 | 0 | 0 | 0 | 0 | 0 | 0 | 0 | 0.02402 | 1.08 | 0.015931 | 0.42761 | 0.42763 | 0.77738 | 0 | 0.0064686 | 0.0049984 | 0.013303 | 0.077119 | 0 | 0.030765 | 0.017896 | 0.037413 | 0 | 0 | 2.0585 | 0 | 0 | 0.81115 | 0 | 0 | 0 | 0 | -6.9119 | 0.055558 | 0 | 0.029712 | 0 | -0.064279 | 0 | 0 | 0 | 0 | 0 | 0 | 0 | 0 | 3.6297 | 0.012019 | 9.8343e-05 | 0 | 1.822 | 0 | 0 | 0 | 0.99236 | 1.67 | 1.2254 | 3.0551 | 0.11508 | 0.056743 | 0 | 0.45971 | 0.18742 | 3.782 | 16.6407 | 21.9468 | -0.064279 | 0 | 0.52614 | 0 | 1.6728 | 0.21438
2025_05_19 Hr 24 | 0 | 0 | 0 | 0 | 0 | 0 | 0 | 0 | 0 | 0 | 0 | 0.02402 | 1.2 | 0.026625 | 0.51778 | 0.51779 | 0.92375 | 0 | 0.0064686 | 0.0049984 | 0.013303 | 0.077119 | 0 | 0.030765 | 0.017896 | 0.053515 | 0 | 0 | 2.0585 | 0 | 0 | 0.81115 | 0 | 0 | 0 | 0 | -11.784 | 0.055558 | 0 | 0.044693 | 0 | -0.097745 | 0 | 0 | 0 | 0 | 0 | 0 | 0 | 0 | 3.4264 | 0.012019 | 9.8343e-05 | 0 | 1.822 | 0 | 0 | 0 | 1.2927 | 2.0128 | 1.2254 | 3.0551 | 0.11508 | 0.056743 | 0 | 0.45971 | 0.18742 | 3.782 | 12.3033 | 22.1722 | -0.097745 | 0 | 0.52614 | 0 | 1.6728 | 0.212
2025_05_20 Hr 01 | 0 | 0 | 0 | 0 | 0 | 0 | 0 | 0 | 0 | 0 | 0 | 0.02402 | 1.29 | 0.010841 | 0.39438 | 0.39438 | 0.97692 | 0 | 0.0064686 | 0.0049984 | 0.013303 | 0.077119 | 0 | 0.030765 | 0.017896 | 0.037413 | 0 | 0 | 2.0585 | 0 | 0 | 0.81115 | 0 | 0 | 0 | 0 | -4.4977 | 0.055558 | 0 | 0.016928 | 0 | -0.035718 | 0 | 0 | 0 | 0 | 0 | 0 | 0 | 0 | 2.9473 | 0.012019 | 9.8343e-05 | 0 | 1.822 | 0 | 0 | 0 | 1.741 | 1.8031 | 1.2254 | 3.0551 | 0.11508 | 0.056743 | 0 | 0.45971 | 0.18742 | 3.782 | 19.4853 | 22.2156 | -0.035718 | 0 | 0.52614 | 0 | 1.6728 | 0.21207
2025_05_20 Hr 02 | 0 | 0 | 0 | 0 | 0 | 0 | 0 | 0 | 0 | 0 | 0 | 0.02402 | 1.38 | 0.0097909 | 0.39438 | 0.39438 | 0.97692 | 0 | 0.0064686 | 0.0049984 | 0.013303 | 0.077119 | 0 | 0.030765 | 0.017896 | 0.037413 | 0 | 0 | 2.0585 | 0 | 0 | 0.81115 | 0 | 0 | 0 | 0 | -3.6915 | 0.055558 | 0 | 0.014291 | 0 | -0.029827 | 0 | 0 | 0 | 0 | 0 | 0 | 0 | 0 | 3.2159 | 0.012019 | 9.8343e-05 | 0 | 1.822 | 0 | 0 | 0 | 1.1403 | 1.8031 | 1.2254 | 3.0551 | 0.11508 | 0.056743 | 0 | 0.45971 | 0.18742 | 3.782 | 20.0531 | 21.9713 | -0.029827 | 0 | 0.52614 | 0 | 1.6728 | 0.21081
2025_05_20 Hr 03 | 0 | 0 | 0 | 0 | 0 | 0 | 0 | 0 | 0 | 0 | 0 | 0.02402 | 1.59 | 0.013094 | 0.39438 | 0.39438 | 0.97692 | 0 | 0.0064686 | 0.0049984 | 0.013303 | 0.077119 | 0 | 0.030765 | 0.017896 | 0.037413 | 0 | 0 | 2.0585 | 0 | 0 | 0.81115 | 0 | 0 | 0 | 0 | -4.3143 | 0.055558 | 0 | 0.016588 | 0 | -0.034958 | 0 | 0 | 0 | 0 | 0 | 0 | 0 | 0 | 2.9473 | 0.012019 | 9.8343e-05 | 0 | 1.822 | 0 | 0 | 0 | 0.90096 | 1.8031 | 1.2254 | 3.0551 | 0.11508 | 0.056743 | 0 | 0.45971 | 0.18742 | 3.782 | 19.1303 | 21.6764 | -0.034958 | 0 | 0.52614 | 0 | 1.6728 | 0.21056
2025_05_20 Hr 04 | 0 | 0 | 0 | 0 | 0 | 0 | 0 | 0 | 0 | 0 | 0 | 0.02402 | 1.95 | 0.02765 | 0.39438 | 0.39438 | 0.97692 | 0 | 0.0064686 | 0.0049984 | 0.013303 | 0.077119 | 0 | 0.030765 | 0.017896 | 0.037413 | 0 | 0 | 2.0585 | 0 | 0 | 0.81115 | 0 | 0 | 0 | 0 | -7.381 | 0.055558 | 0 | 0.028562 | 0 | -0.061709 | 0 | 0 | 0 | 0 | 0 | 0 | 0 | 0 | 2.9473 | 0.012019 | 9.8343e-05 | 0 | 1.822 | 0 | 0 | 0 | 0.47877 | 1.8031 | 1.2254 | 3.0551 | 0.11508 | 0.056743 | 0 | 0.45971 | 0.18742 | 3.782 | 15.9894 | 21.629 | -0.061709 | 0 | 0.52614 | 0 | 1.6728 | 0.21081
2025_05_20 Hr 05 | 0 | 0 | 0 | 0 | 0 | 0 | 0 | 0 | 0 | 0 | 0 | 0.02402 | 1.92 | 0.11191 | 0.70142 | 0.70126 | 1.4705 | 0 | 0.0064686 | 0.0049984 | 0.013303 | 0.077119 | 0 | 0.030765 | 0.017896 | 0.094508 | 0 | 0 | 2.0585 | 0 | 0 | 0.81115 | 0 | 0 | 0 | 0 | -38.6328 | 0.055558 | 0 | 0.11741 | 0 | -0.2602 | 0 | 0 | 0 | 0 | 0 | 0 | 0 | 0 | 3.4264 | 0.012019 | 9.8343e-05 | 0 | 1.822 | 0 | 0 | 0 | 0.87049 | 2.9677 | 1.2254 | 3.0551 | 0.11508 | 0.056743 | 0 | 0.45971 | 0.18742 | 3.782 | -13.3698 | 22.5555 | -0.2602 | 0 | 0.52614 | 0 | 1.6728 | 0.2122
2025_05_20 Hr 06 | 0.02274 | 0 | 0 | 0 | 0 | 0 | 0 | 0 | 0 | 0 | 0 | 0.02402 | 1.71 | 0.052043 | 0.9458 | 0.94594 | 1.5189 | 0 | 0.0064686 | 0.0049984 | 0.013303 | 0.077119 | 0 | 0.030765 | 0.017896 | 0.10014 | 0 | 0 | 2.0585 | 0 | 0 | 0.81115 | 0 | 0 | 0 | 0 | -20.5546 | 0.055558 | 0 | 0.061304 | 0 | -0.13486 | 0 | 0 | 0 | 0 | 0 | 0 | 0 | 0 | 3.4264 | 0.012019 | 9.8343e-05 | 0 | 1.822 | 0 | 0 | 0 | 1.2013 | 3.5108 | 1.2254 | 3.0551 | 0.11508 | 0.056743 | -0.02274 | 0.45971 | 0.18742 | 3.782 | 5.4404 | 22.6417 | -0.1576 | 0 | 0.52614 | 0 | 1.6728 | 0.2148
2025_05_20 Hr 07 | 0.24934 | 0 | 0 | 0 | 0 | 0 | 0 | 0 | 0 | 0 | 0 | 0.02402 | 1.74 | 0.022004 | 0.39438 | 0.39438 | 0.94944 | 0 | 0.0064686 | 0.0049984 | 0.013303 | 0.077119 | 0 | 0.030765 | 0.017896 | 0.037413 | 0 | 0 | 2.0585 | 0 | 0 | 0.81115 | 0 | 0 | 0 | 0 | -6.3749 | 0.055558 | 0 | 0.025472 | 0 | -0.054807 | 0 | 0 | 0 | 0 | 0 | 0 | 0 | 0 | 3.4918 | 0.012019 | 9.8343e-05 | 0 | 1.822 | 0 | 0 | 0 | 0.77909 | 1.7756 | 1.2254 | 3.0551 | 0.11508 | 0.056743 | -0.24934 | 0.45971 | 0.18742 | 3.782 | 17.6118 | 22.5152 | -0.30415 | 0 | 0.52614 | 0 | 1.6728 | 0.21856
2025_05_20 Hr 08 | 0.43162 | 3.7235e-06 | 0 | 0 | 0 | 0 | 0 | 0 | 0 | 0 | 0 | 0.02402 | 1.5 | 0.034753 | 0.51778 | 0.51783 | 1.1647 | 0 | 0.0064686 | 0.0049984 | 0.013303 | 0.077119 | 0 | 0.030765 | 0.017896 | 0.063158 | 0 | 0 | 2.0585 | 0 | 0 | 0.81115 | 0 | 0 | 0 | 0 | -11.1663 | 0.055558 | 0 | 0.046668 | 0 | -0.10216 | 0 | 0 | 0 | 0 | 0 | 0 | 0 | 0 | 2.8747 | 0.012019 | 9.8343e-05 | 0 | 1.822 | 0 | 0 | 0 | 0.47877 | 2.2634 | 1.2254 | 3.0551 | 0.11508 | 0.056743 | -0.43162 | 0.45971 | 0.18742 | 3.782 | 12.1185 | 21.5552 | -0.53378 | 0 | 0.52614 | 0 | 1.6728 | 0.22091
2025_05_20 Hr 09 | 0.45422 | 1.5248e-05 | 0 | 0 | 0 | 0 | 0 | 0 | 0 | 0 | 0 | 0.02402 | 1.29 | 0.012749 | 0.39438 | 0.39438 | 0.94944 | 0 | 0.0064686 | 0.0049984 | 0.013303 | 0.077119 | 0 | 0.030765 | 0.017896 | 0.037413 | 0 | 0 | 2.0585 | 0 | 0 | 0.81115 | 0 | 0 | 0 | 0 | -4.2161 | 0.055558 | 0 | 0.019908 | 0 | -0.042375 | 0 | 0 | 0 | 0 | 0 | 0 | 0 | 0 | 2.2577 | 0.012019 | 9.8343e-05 | 0 | 1.822 | 0 | 0 | 0 | 0.57017 | 1.7756 | 1.2254 | 3.0551 | 0.11508 | 0.056743 | -0.45422 | 0.45971 | 0.18742 | 3.782 | 17.8834 | 20.8206 | -0.49659 | 0 | 0.52614 | 0 | 1.6728 | 0.22129
2025_05_20 Hr 10 | 0.49941 | 4.9607e-05 | 0 | 0 | 0 | 0 | 0 | 0 | 0 | 0 | 0 | 0.02402 | 1.38 | 0.017973 | 0.39438 | 0.39438 | 0.94944 | 0 | 0.0064686 | 0.0049984 | 0.013303 | 0.077119 | 0 | 0.030765 | 0.017896 | 0.037413 | 0 | 0 | 2.0585 | 0 | 0 | 0.81115 | 0 | 0 | 0 | 0 | -5.413 | 0.055558 | 0 | 0.026234 | 0 | -0.056508 | 0 | 0 | 0 | 0 | 0 | 0 | 0 | 0 | 2.3303 | 0.012019 | 9.8343e-05 | 0 | 1.822 | 0 | 0 | 0 | 0.60064 | 1.7756 | 1.2254 | 3.0551 | 0.11508 | 0.056743 | -0.49941 | 0.45971 | 0.18742 | 3.782 | 16.8706 | 21.0638 | -0.55591 | 0 | 0.52614 | 0 | 1.6728 | 0.22105
2025_05_20 Hr 11 | 0.4771 | 0.00012356 | 0 | 0 | 0 | 0 | 0 | 0 | 0 | 0 | 0 | 0.02402 | 1.44 | 0.020425 | 0.39438 | 0.39438 | 0.94944 | 0 | 0.0064686 | 0.0049984 | 0.013303 | 0.077119 | 0 | 0.030765 | 0.017896 | 0.037413 | 0 | 0 | 2.0585 | 0 | 0 | 0.81115 | 0 | 0 | 0 | 0 | -5.7816 | 0.055558 | 0 | 0.028571 | 0 | -0.06173 | 0 | 0 | 0 | 0 | 0 | 0 | 0 | 0 | 2.1197 | 0.012019 | 9.8343e-05 | 0 | 1.822 | 0 | 0 | 0 | 0.60064 | 1.7756 | 1.2254 | 3.0551 | 0.11508 | 0.056743 | -0.4771 | 0.45971 | 0.18742 | 3.782 | 16.3483 | 20.8931 | -0.53883 | 0 | 0.52614 | 0 | 1.6728 | 0.22064
2025_05_20 Hr 12 | 0.49948 | 0.00014192 | 0 | 0 | 0 | 0 | 0 | 0 | 0 | 0 | 0 | 0.02402 | 1.83 | 0.023835 | 0.39597 | 0.39597 | 0.94944 | 0 | 0.0064686 | 0.0049984 | 0.013303 | 0.077119 | 0 | 0.030765 | 0.017896 | 0.037413 | 0 | 0 | 2.0585 | 0 | 0 | 0.81115 | 0 | 0 | 0 | 0 | -5.4083 | 0.055558 | 0 | 0.026235 | 0 | -0.056511 | 0 | 0 | 0 | 0 | 0 | 0 | 0 | 0 | 2.1197 | 0.012019 | 9.8343e-05 | 0 | 1.822 | 0 | 0 | 0 | 0.5397 | 1.7788 | 1.2254 | 3.0551 | 0.11508 | 0.056743 | -0.49948 | 0.45971 | 0.18742 | 3.782 | 17.0627 | 21.2482 | -0.55599 | 0 | 0.52614 | 0 | 1.6728 | 0.22088
2025_05_20 Hr 13 | 0.49941 | 0.00019588 | 0 | 0 | 0 | 0 | 0 | 0 | 0 | 0 | 0 | 0.02402 | 2.25 | 0.038788 | 0.51778 | 0.51783 | 0.94944 | 0 | 0.0064686 | 0.0049984 | 0.013303 | 0.077119 | 0 | 0.030765 | 0.017896 | 0.037413 | 0 | 0 | 2.0585 | 0 | 0 | 0.81115 | 0 | 0 | 0 | 0 | -7.218 | 0.055558 | 0 | 0.034724 | 0 | -0.075476 | 0 | 0 | 0 | 0 | 0 | 0 | 0 | 0 | 2.4682 | 0.012019 | 9.8343e-05 | 0 | 1.822 | 0 | 0 | 0 | 0.50924 | 2.0225 | 1.2254 | 3.0551 | 0.11508 | 0.056743 | -0.49941 | 0.45971 | 0.18742 | 3.782 | 16.23 | 22.0005 | -0.57488 | 0 | 0.52614 | 0 | 1.6728 | 0.22025
2025_05_20 Hr 14 | 0.49948 | 0.00029191 | 0 | 0 | 0 | 0 | 0 | 0 | 0 | 0 | 0 | 0.02402 | 2.34 | 0.058624 | 0.74558 | 0.74566 | 1.2584 | 0 | 0.0064686 | 0.0049984 | 0.013303 | 0.077119 | 0 | 0.030765 | 0.017896 | 0.073611 | 0 | 11.6198 | 2.0585 | 0 | 0.45499 | 0.81115 | 0 | 0 | 0 | 0 | -17.225 | 0.055558 | 0 | 0.0042948 | 0 | -0.11064 | 0 | 0 | 0 | 0 | 0 | 0 | 0 | 0 | 2.9473 | 0.012019 | 9.8343e-05 | 0 | 1.822 | 0 | 0 | 0 | 0.33079 | 7.5451 | 1.2254 | 3.0551 | 0.11508 | 0.056743 | -0.49948 | 0.45971 | 0.18742 | 3.782 | 12.5761 | 22.8662 | -0.61012 | 0 | 0.52614 | 0 | 1.6728 | 0.22028
2025_05_20 Hr 15 | 0.40881 | 0.00031863 | 0 | 0 | 0 | 0 | 0 | 0 | 0 | 0 | 0 | 0.02402 | 2.49 | 0.062173 | 0.97339 | 0.97357 | 1.4736 | 0 | 0.0064686 | 0.0049984 | 0.013303 | 0.077119 | 0 | 0.030765 | 0.017896 | 0.09344 | 0 | 5.3416 | 2.0585 | 0 | 0.5281 | 0.81115 | 0 | 0 | 0 | 0 | -18.413 | 0.055558 | 0 | 0.0042804 | 0 | -0.11026 | 0 | 0 | 0 | 0 | 0 | 0 | 0 | 0 | 2.5335 | 0.012019 | 9.8343e-05 | 0 | 1.822 | 0 | 0 | 0 | 0.20892 | 8.8556 | 1.2254 | 3.0551 | 0.11508 | 0.056743 | -0.40881 | 0.45971 | 0.18742 | 3.782 | 12.3897 | 22.4662 | -0.51907 | 0 | 0.52614 | 0 | 1.6728 | 0.21987
2025_05_20 Hr 16 | 0.38651 | 0.00083117 | 0 | 0.078016 | 0.074401 | 0.074651 | 0.08174 | 0.077432 | 0.08174 | 0 | 0 | 0.02402 | 2.52 | 0.1846 | 1.1085 | 1.1085 | 1.3457 | 0 | 0.0064686 | 0.0049984 | 0.013303 | 0.077119 | 0 | 0.030765 | 0.017896 | 0.084876 | 0 | 5.2305 | 2.0585 | 0 | 0.51499 | 0.81115 | 0 | 0 | 0 | 0 | -59.0658 | 0.055558 | 0 | 0.0048132 | 0 | -0.32754 | 0 | 0 | 0 | 0 | 0 | 0 | 0 | 0 | 2.5335 | 0.012019 | 9.8343e-05 | 0 | 1.822 | 0 | 4.173 | 0 | 0.060934 | 11.1148 | 1.2254 | 3.0551 | 0.11508 | 0.056743 | -0.38651 | 0.45971 | 0.18742 | 3.782 | -26.23 | 22.435 | -0.71405 | 0 | 0.52614 | 0 | 1.6728 | 0.21922
2025_05_20 Hr 17 | 0.20408 | 0.00037386 | 0 | 0.11702 | 0.1116 | 0.11198 | 0.12261 | 0.11615 | 0.12261 | 0 | 0 | 0.02402 | 2.19 | 0.072159 | 1.1096 | 1.1096 | 1.4736 | 0 | 0.0064686 | 0.0049984 | 0.013303 | 0.077119 | 0 | 0.030765 | 0.017896 | 0.10014 | 0 | 5.3416 | 2.0585 | 0 | 0.5281 | 0.81115 | 0 | 0 | 0 | 0 | -25.92 | 0.055558 | 0 | 0.0017651 | 0 | -0.14617 | 0 | 0 | 0 | 0 | 0 | 0 | 0 | 0 | 2.2577 | 0.012019 | 9.8343e-05 | 0 | 1.822 | 0 | 2.2586 | 0 | 0.14798 | 12.0951 | 1.2254 | 3.0551 | 0.11508 | 0.056743 | -0.20408 | 0.45971 | 0.18742 | 3.782 | 7.459 | 21.6341 | -0.35025 | 0 | 0.52614 | 0 | 1.6728 | 0.2193
2025_05_20 Hr 18 | 0.11334 | 0.00050429 | 0 | 0.11702 | 0.1116 | 0.11198 | 0.12261 | 0.11615 | 0.12261 | 0 | 0 | 0.02402 | 2.07 | 0.11874 | 1.1096 | 1.1096 | 1.4736 | 0 | 0.0064686 | 0.0049984 | 0.013303 | 0.077119 | 0 | 0.030765 | 0.017896 | 0.10014 | 0.17308 | 5.3416 | 2.0585 | 0 | 0.5281 | 0.81115 | 0 | 0 | 0 | 0 | -45.7926 | 0.055558 | 0 | 0.0030731 | 0 | -0.25604 | 0 | 0 | 0 | 0 | 0 | 0 | 0 | 0 | 2.7368 | 0.012019 | 9.8343e-05 | 0 | 1.822 | 0 | 2.8118 | 0 | 0.23939 | 12.6717 | 1.2254 | 3.0551 | 0.11508 | 0.056743 | -0.11334 | 0.45971 | 0.18742 | 3.782 | -11.4487 | 22.0416 | -0.36937 | 0 | 0.52614 | 0 | 1.6728 | 0.22026
2025_05_20 Hr 19 | 0.045044 | 0.00033937 | 0 | 0.11702 | 0.1116 | 0.11198 | 0.12261 | 0.11615 | 0.12261 | 0 | 0 | 0.02402 | 1.83 | 0.10855 | 1.1096 | 1.1096 | 1.4736 | 0 | 0.0064686 | 0.0049984 | 0.013303 | 0.077119 | 0 | 0.030765 | 0.017896 | 0.10014 | 0.28113 | 5.3416 | 2.0585 | 0 | 0.5281 | 0.81115 | 0 | 0 | 0 | 0 | -47.2534 | 0.055558 | 0 | 0.0031776 | 0 | -0.26482 | 0 | 0 | 0 | 0 | 0 | 0 | 0 | 0 | 2.4682 | 0.012019 | 9.8343e-05 | 0 | 1.822 | 0 | 2.8712 | 0 | 0.20892 | 12.9888 | 1.2254 | 3.0551 | 0.11508 | 0.056743 | -0.045044 | 0.45971 | 0.18742 | 3.782 | -13.1507 | 21.4237 | -0.30986 | 0 | 0.52614 | 0 | 1.6728 | 0.22015
2025_05_20 Hr 20 | 0.022885 | 0.00011273 | 0 | 0.11702 | 0.1116 | 0.11198 | 0.12261 | 0.11615 | 0.12261 | 0 | 0 | 0.02402 | 1.53 | 0.086548 | 1.1096 | 1.1096 | 1.4736 | 0 | 0.0064686 | 0.0049984 | 0.013303 | 0.077119 | 0 | 0.030765 | 0.017896 | 0.10014 | 0.28113 | 5.3416 | 2.0585 | 0 | 0.5281 | 0.81115 | 0 | 0 | 0 | 0 | -45.2181 | 0.055558 | 0 | 0.0030304 | 0 | -0.25245 | 0 | 0 | 0 | 0 | 0 | 0 | 0 | 0 | 2.3303 | 0.012019 | 9.8343e-05 | 0 | 1.822 | 0 | 2.8712 | 0 | 0.23939 | 12.9888 | 1.2254 | 3.0551 | 0.11508 | 0.056743 | -0.022885 | 0.45971 | 0.18742 | 3.782 | -11.5326 | 20.972 | -0.27534 | 0 | 0.52614 | 0 | 1.6728 | 0.22026
2025_05_20 Hr 21 | 0 | 8.5917e-06 | 0 | 0.11702 | 0.1116 | 0.11198 | 0.12261 | 0.11615 | 0.12261 | 0 | 0 | 0.02402 | 1.41 | 0.057983 | 1.1096 | 1.1096 | 1.4736 | 0 | 0.0064686 | 0.0049984 | 0.013303 | 0.077119 | 0 | 0.030765 | 0.017896 | 0.10014 | 0.28113 | 5.3416 | 2.0585 | 0 | 0.5281 | 0.81115 | 0 | 0 | 0 | 0 | -34.6777 | 0.055558 | 0 | 0.002203 | 0 | -0.18295 | 0 | 0 | 0 | 0 | 0 | 0 | 0 | 0 | 2.6715 | 0.012019 | 9.8343e-05 | 0 | 1.822 | 0 | 2.5024 | 0 | 0.23939 | 12.62 | 1.2254 | 3.0551 | 0.11508 | 0.056743 | 0 | 0.45971 | 0.18742 | 3.782 | -1.0984 | 21.1423 | -0.18295 | 0 | 0.52614 | 0 | 1.6728 | 0.22092
2025_05_20 Hr 22 | 0 | 0 | 0 | 0.11702 | 0.1116 | 0.11198 | 0.12261 | 0.11615 | 0.12261 | 0 | 0 | 0.02402 | 1.68 | 0.10836 | 1.1096 | 1.1096 | 1.4736 | 0 | 0.0064686 | 0.0049984 | 0.013303 | 0.077119 | 0 | 0.030765 | 0.017896 | 0.10014 | 0.28113 | 5.3416 | 2.0585 | 0 | 0.5281 | 0.81115 | 0 | 0 | 0 | 0 | -56.3984 | 0.055558 | 0 | 0.0034553 | 0 | -0.28815 | 0 | 0 | 0 | 0 | 0 | 0 | 0 | 0 | 2.6715 | 0.012019 | 9.8343e-05 | 0 | 1.822 | 0 | 2.8118 | 0 | 0.50924 | 12.9294 | 1.2254 | 3.0551 | 0.11508 | 0.056743 | 0 | 0.45971 | 0.18742 | 3.782 | -22.0264 | 21.7308 | -0.28815 | 0 | 0.52614 | 0 | 1.6728 | 0.21916
2025_05_20 Hr 23 | 0 | 0 | 0 | 0.11702 | 0.1116 | 0.11198 | 0.12261 | 0.11615 | 0.12261 | 0 | 0 | 0.02402 | 1.53 | 0.050831 | 1.1096 | 1.1096 | 1.5189 | 0 | 0.0064686 | 0.0049984 | 0.013303 | 0.077119 | 0 | 0.030765 | 0.017896 | 0.10014 | 0.28113 | 5.4302 | 2.0585 | 0 | 0.53929 | 0.81115 | 0 | 0 | 0 | 0 | -31.5887 | 0.055558 | 0 | 0.0017798 | 0 | -0.1474 | 0 | 0 | 0 | 0 | 0 | 0 | 0 | 0 | 3.695 | 0.012019 | 9.8343e-05 | 0 | 1.822 | 0 | 2.2555 | 0 | 0.77909 | 12.507 | 1.2254 | 3.0551 | 0.11508 | 0.056743 | 0 | 0.45971 | 0.18742 | 3.782 | 3.5958 | 22.8249 | -0.1474 | 0 | 0.52614 | 0 | 1.6728 | 0.21627
2025_05_20 Hr 24 | 0 | 0 | 0 | 0.11702 | 0.1116 | 0.11198 | 0.12261 | 0.11615 | 0.12261 | 0 | 0 | 0.02402 | 1.47 | 0.12844 | 1.1096 | 1.1096 | 1.5189 | 0 | 0.0064686 | 0.0049984 | 0.013303 | 0.077119 | 0 | 0.030765 | 0.017896 | 0.10014 | 0.28113 | 5.4302 | 2.0585 | 0 | 0.53929 | 0.81115 | 0 | 0 | 0 | 0 | -87.7368 | 0.055558 | 0 | 0.0046806 | 0 | -0.39107 | 0 | 0 | 0 | 0 | 0 | 0 | 0 | 0 | 2.6715 | 0.012019 | 9.8343e-05 | 0 | 1.822 | 0 | 2.8941 | 0 | 1.2317 | 13.1457 | 1.2254 | 3.0551 | 0.11508 | 0.056743 | 0 | 0.45971 | 0.18742 | 3.782 | -52.7129 | 22.2693 | -0.39107 | 0 | 0.52614 | 0 | 1.6728 | 0.21395
2025_05_21 Hr 01 | 0 | 0 | 0 | 0.13198 | 0.12586 | 0.12628 | 0.13828 | 0.13099 | 0.13828 | 0 | 0 | 0.02402 | 1.53 | 0.04415 | 1.1096 | 1.1096 | 1.7128 | 0 | 0.0064686 | 0.0049984 | 0.013303 | 0.077119 | 0 | 0.030765 | 0.017896 | 0.10014 | 0.31645 | 6.124 | 2.0585 | 0 | 0.53929 | 0.81115 | 0 | 0 | 0 | 0 | -29.7488 | 0.055558 | 0 | 0.0015459 | 0 | -0.12775 | 0 | 0 | 0 | 0 | 0 | 0 | 0 | 0 | 2.9473 | 0.012019 | 9.8343e-05 | 0 | 1.822 | 0 | 2.5437 | 0 | 1.9499 | 13.808 | 1.2254 | 3.0551 | 0.11508 | 0.056743 | 0 | 0.45971 | 0.18742 | 3.782 | 7.1691 | 23.2377 | -0.12775 | 0 | 0.52614 | 0 | 1.6728 | 0.2126
2025_05_21 Hr 02 | 0 | 0 | 0 | 0.13198 | 0 | 0 | 0.13828 | 0.13099 | 0.13828 | 0 | 0 | 0.02402 | 1.62 | 0.043906 | 1.1096 | 1.1096 | 1.5637 | 0 | 0.0064686 | 0.0049984 | 0.013303 | 0.077119 | 0 | 0.030765 | 0.017896 | 0.10014 | 0 | 6.124 | 2.0585 | 0 | 0.53929 | 0.81115 | 0 | 0 | 0 | 0 | -27.9591 | 0.055558 | 0 | 0.0020327 | 0 | -0.11986 | 0 | 0 | 0 | 0 | 0 | 0 | 0 | 0 | 2.8747 | 0.012019 | 9.8343e-05 | 0 | 1.822 | 0 | 2.5437 | 0 | 1.7715 | 13.0903 | 1.2254 | 3.0551 | 0.11508 | 0.056743 | 0 | 0.45971 | 0.18742 | 3.782 | 8.0869 | 23.0756 | -0.11986 | 0 | 0.52614 | 0 | 1.6728 | 0.21181
2025_05_21 Hr 03 | 0 | 0 | 0 | 0.13198 | 0 | 0 | 0.13828 | 0.13099 | 0.13828 | 0 | 0 | 0.02402 | 1.71 | 0.043084 | 1.1096 | 1.1096 | 1.3054 | 0 | 0.0064686 | 0.0049984 | 0.013303 | 0.077119 | 0 | 0.030765 | 0.017896 | 0.089681 | 0 | 6.124 | 2.0585 | 0 | 0.53929 | 0.81115 | 0 | 0 | 0 | 0 | -25.4229 | 0.055558 | 0 | 0.0018897 | 0 | -0.11128 | 0 | 0 | 0 | 0 | 0 | 0 | 0 | 0 | 2.4682 | 0.012019 | 9.8343e-05 | 0 | 1.822 | 0 | 2.5437 | 0 | 1.9194 | 12.8215 | 1.2254 | 3.0551 | 0.11508 | 0.056743 | 0 | 0.45971 | 0.18742 | 3.782 | 10.193 | 22.9057 | -0.11128 | 0 | 0.52614 | 0 | 1.6728 | 0.21127
2025_05_21 Hr 04 | 0 | 0 | 0 | 0.13198 | 0 | 0 | 0.13828 | 0.13099 | 0.13828 | 0 | 0 | 0.02402 | 2.01 | 0.037346 | 1.1096 | 1.1096 | 1.1016 | 0 | 0.0064686 | 0.0049984 | 0.013303 | 0.077119 | 0 | 0.030765 | 0.017896 | 0.037413 | 0 | 4.6051 | 2.0585 | 0 | 0.37751 | 0.81115 | 0 | 0 | 0 | 0 | -17.8465 | 0.055558 | 0 | 0.0013935 | 0 | -0.081512 | 0 | 0 | 0 | 0 | 0 | 0 | 0 | 0 | 2.2577 | 0.012019 | 9.8343e-05 | 0 | 1.822 | 0 | 2.5437 | 0 | 2.3416 | 11.0465 | 1.2254 | 3.0551 | 0.11508 | 0.056743 | 0 | 0.45971 | 0.18742 | 3.782 | 16.3683 | 23.2498 | -0.081512 | 0 | 0.52614 | 0 | 1.6728 | 0.21121
2025_05_21 Hr 05 | 0 | 0 | 0 | 0 | 0 | 0 | 0 | 0 | 0 | 0 | 0 | 0.02402 | 2.01 | 0.094808 | 1.1096 | 1.1096 | 1.6582 | 0 | 0.0064686 | 0.0049984 | 0.013303 | 0.077119 | 0 | 0.030765 | 0.017896 | 0.094497 | 0 | 5.5576 | 2.0585 | 0 | 0.47896 | 0.81115 | 0 | 0 | 0 | 0 | -50.154 | 0.055558 | 0 | 0.0055591 | 0 | -0.21016 | 0 | 0 | 0 | 0 | 0 | 0 | 0 | 0 | 2.6715 | 0.012019 | 9.8343e-05 | 0 | 1.822 | 0 | 3.1818 | 0 | 2.4635 | 12.7113 | 1.2254 | 3.0551 | 0.11508 | 0.056743 | 0 | 0.45971 | 0.18742 | 3.782 | -13.7077 | 23.9452 | -0.21016 | 0 | 0.52614 | 0 | 1.6728 | 0.21206
2025_05_21 Hr 06 | 0.02274 | 0 | 0 | 0 | 0 | 0 | 0 | 0 | 0 | 0 | 0 | 0.02402 | 2.04 | 0.055271 | 1.1096 | 1.1096 | 1.4036 | 0 | 0.0064686 | 0.0049984 | 0.013303 | 0.077119 | 0 | 0.030765 | 0.017896 | 0.10014 | 0 | 6.124 | 2.0585 | 0 | 0.53929 | 0.81115 | 0 | 0 | 0 | 0 | -28.6506 | 0.055558 | 0 | 0.0031932 | 0 | -0.11982 | 0 | 0 | 0 | 0 | 0 | 0 | 0 | 0 | 2.6715 | 0.012019 | 9.8343e-05 | 0 | 1.822 | 0 | 2.5437 | 0 | 2.2807 | 12.3906 | 1.2254 | 3.0551 | 0.11508 | 0.056743 | -0.02274 | 0.45971 | 0.18742 | 3.782 | 7.4364 | 23.8391 | -0.14256 | 0 | 0.52614 | 0 | 1.6728 | 0.21517
2025_05_21 Hr 07 | 0.20415 | 0 | 0 | 0 | 0 | 0 | 0 | 0 | 0 | 0 | 0 | 0.02402 | 1.29 | 0.025598 | 1.1096 | 1.1096 | 1.0706 | 0 | 0.0064686 | 0.0049984 | 0.013303 | 0.077119 | 0 | 0.030765 | 0.017896 | 0.037413 | 0 | 4.5096 | 2.0585 | 0 | 0.36967 | 0.81115 | 0 | 0 | 0 | 0 | -16.4369 | 0.055558 | 0 | 0.0034017 | 0 | -0.087196 | 0 | 0 | 0 | 0 | 0 | 0 | 0 | 0 | 2.8747 | 0.012019 | 9.8343e-05 | 0 | 1.822 | 0 | 0 | 0 | 2.0108 | 7.8368 | 1.2254 | 3.0551 | 0.11508 | 0.056743 | -0.20415 | 0.45971 | 0.18742 | 3.782 | 14.1168 | 23.0083 | -0.29135 | 0 | 0.52614 | 0 | 1.6728 | 0.21885
2025_05_21 Hr 08 | 0.49941 | 0 | 0 | 0 | 0 | 0 | 0 | 0 | 0 | 0 | 0 | 0.02402 | 1.71 | 0.051831 | 1.1096 | 1.1096 | 1.4612 | 0 | 0.0064686 | 0.0049984 | 0.013303 | 0.077119 | 0 | 0.030765 | 0.017896 | 0.094497 | 0 | 0 | 2.0585 | 0 | 0 | 0.81115 | 0 | 0 | 0 | 0 | -19.4271 | 0.055558 | 0 | 0.061055 | 0 | -0.1343 | 0 | 0 | 0 | 0 | 0 | 0 | 0 | 0 | 3.2885 | 0.012019 | 9.8343e-05 | 0 | 1.822 | 0 | 0 | 0 | 1.0794 | 3.7748 | 1.2254 | 3.0551 | 0.11508 | 0.056743 | -0.49941 | 0.45971 | 0.18742 | 3.782 | 6.5783 | 22.8642 | -0.63371 | 0 | 0.52614 | 0 | 1.6728 | 0.22065
2025_05_21 Hr 09 | 0.68082 | 1.6345e-05 | 0 | 0 | 0 | 0 | 0 | 0 | 0 | 0 | 0 | 0.02402 | 2.13 | 0.074697 | 1.1096 | 1.1096 | 1.6089 | 0 | 0.0064686 | 0.0049984 | 0.013303 | 0.077119 | 0 | 0.030765 | 0.017896 | 0.10014 | 0 | 0 | 2.0585 | 0 | 0 | 0.81115 | 0 | 0 | 0 | 0 | -22.7257 | 0.055558 | 0 | 0.070639 | 0 | -0.15571 | 0 | 0 | 0 | 0 | 0 | 0 | 0 | 0 | 3.6297 | 0.012019 | 9.8343e-05 | 0 | 1.822 | 0 | 0 | 0 | 1.3188 | 3.9282 | 1.2254 | 3.0551 | 0.11508 | 0.056743 | -0.68082 | 0.45971 | 0.18742 | 3.782 | 4.4351 | 24.069 | -0.83653 | 0 | 0.52614 | 0 | 1.6728 | 0.22056
2025_05_21 Hr 10 | 0.68075 | 5.4366e-05 | 0 | 0 | 0 | 0 | 0 | 0 | 0 | 0 | 0 | 0.02402 | 2.31 | 0.055815 | 1.1096 | 1.1096 | 1.2184 | 0 | 0.0064686 | 0.0049984 | 0.013303 | 0.077119 | 0 | 0.030765 | 0.017896 | 0.068774 | 0 | 0 | 2.0585 | 0 | 0 | 0.81115 | 0 | 0 | 0 | 0 | -15.7146 | 0.055558 | 0 | 0.04867 | 0 | -0.10663 | 0 | 0 | 0 | 0 | 0 | 0 | 0 | 0 | 3.695 | 0.012019 | 9.8343e-05 | 0 | 1.822 | 0 | 0 | 0 | 1.6191 | 3.5064 | 1.2254 | 3.0551 | 0.11508 | 0.056743 | -0.68075 | 0.45971 | 0.18742 | 3.782 | 11.6006 | 24.5963 | -0.78738 | 0 | 0.52614 | 0 | 1.6728 | 0.22111
2025_05_21 Hr 11 | 0.63577 | 0.00011746 | 0 | 0 | 0 | 0 | 0 | 0 | 0 | 0 | 0 | 0.02402 | 2.4 | 0.050844 | 1.1096 | 1.1096 | 1.0706 | 0 | 0.0064686 | 0.0049984 | 0.013303 | 0.077119 | 0 | 0.030765 | 0.017896 | 0.037413 | 0 | 0 | 2.0585 | 0 | 0 | 0.81115 | 0 | 0 | 0 | 0 | -13.2155 | 0.055558 | 0 | 0.042673 | 0 | -0.093233 | 0 | 0 | 0 | 0 | 0 | 0 | 0 | 0 | 4.0435 | 0.012019 | 9.8343e-05 | 0 | 1.822 | 0 | 0 | 0 | 1.5016 | 3.3272 | 1.2254 | 3.0551 | 0.11508 | 0.056743 | -0.63577 | 0.45971 | 0.18742 | 3.782 | 14.2495 | 24.8668 | -0.72901 | 0 | 0.52614 | 0 | 1.6728 | 0.22059
2025_05_21 Hr 12 | 0.68089 | 0.00015947 | 0 | 0 | 0 | 0 | 0 | 0 | 0 | 0 | 0 | 0.02402 | 2.22 | 0.031741 | 0.45399 | 0.45399 | 1.0706 | 0 | 0.0064686 | 0.0049984 | 0.013303 | 0.077119 | 0 | 0.030765 | 0.017896 | 0.037413 | 0 | 0 | 2.0585 | 0 | 0 | 0.81115 | 0 | 0 | 0 | 0 | -7.8171 | 0.055558 | 0 | 0.0288 | 0 | -0.062241 | 0 | 0 | 0 | 0 | 0 | 0 | 0 | 0 | 3.833 | 0.012019 | 9.8343e-05 | 0 | 1.822 | 0 | 0 | 0 | 1.593 | 2.016 | 1.2254 | 3.0551 | 0.11508 | 0.056743 | -0.68089 | 0.45971 | 0.18742 | 3.782 | 18.0522 | 24.5964 | -0.74313 | 0 | 0.52614 | 0 | 1.6728 | 0.22323
2025_05_21 Hr 13 | 0.70014 | 0.00023128 | 0 | 0 | 0 | 0 | 0 | 0 | 0 | 0 | 0 | 0.02402 | 1.83 | 0.034742 | 0.51778 | 0.51785 | 1.0706 | 0 | 0.0064686 | 0.0049984 | 0.013303 | 0.077119 | 0 | 0.030765 | 0.017896 | 0.037413 | 0 | 0 | 2.0585 | 0 | 0 | 0.81115 | 0 | 0 | 0 | 0 | -8.9853 | 0.055558 | 0 | 0.038241 | 0 | -0.083332 | 0 | 0 | 0 | 0 | 0 | 0 | 0 | 0 | 3.4918 | 0.012019 | 9.8343e-05 | 0 | 1.822 | 0 | 0 | 0 | 1.6496 | 2.1437 | 1.2254 | 3.0551 | 0.11508 | 0.056743 | -0.70014 | 0.45971 | 0.18742 | 3.782 | 16.3173 | 23.9424 | -0.78347 | 0 | 0.52614 | 0 | 1.6728 | 0.22146
2025_05_21 Hr 14 | 0.77933 | 0.00018697 | 0 | 0 | 0 | 0 | 0 | 0 | 0 | 0 | 0 | 0.02402 | 1.83 | 0.030766 | 0.74558 | 0.74568 | 1.0706 | 0 | 0.0064686 | 0.0049984 | 0.013303 | 0.077119 | 0 | 0.030765 | 0.017896 | 0.037413 | 0 | 0 | 2.0585 | 0 | 0 | 0.81115 | 0 | 0 | 0 | 0 | -8.29 | 0.055558 | 0 | 0.033864 | 0 | -0.073553 | 0 | 0 | 0 | 0 | 0 | 0 | 0 | 0 | 2.9473 | 0.012019 | 9.8343e-05 | 0 | 1.822 | 0 | 0 | 0 | 1.6496 | 2.5993 | 1.2254 | 3.0551 | 0.11508 | 0.056743 | -0.77933 | 0.45971 | 0.18742 | 3.782 | 16.9288 | 23.4723 | -0.85289 | 0 | 0.52614 | 0 | 1.6728 | 0.22067
2025_05_21 Hr 15 | 0.7016 | 0.0003039 | 0 | 0 | 0 | 0 | 0 | 0 | 0 | 0 | 0 | 0.02402 | 1.83 | 0.044708 | 0.97339 | 0.97356 | 1.0706 | 0 | 0.0064686 | 0.0049984 | 0.013303 | 0.077119 | 0 | 0.030765 | 0.017896 | 0.079249 | 0 | 0 | 2.0585 | 0 | 0 | 0.81115 | 0 | 0 | 0 | 0 | -13.4806 | 0.055558 | 0 | 0.04921 | 0 | -0.10784 | 0 | 0 | 0 | 0 | 0 | 0 | 0 | 0 | 3.078 | 0.012019 | 9.8343e-05 | 0 | 1.822 | 0 | 0 | 0 | 1.9194 | 3.0968 | 1.2254 | 3.0551 | 0.11508 | 0.056743 | -0.7016 | 0.45971 | 0.18742 | 3.782 | 12.6162 | 23.8093 | -0.80943 | 0 | 0.52614 | 0 | 1.6728 | 0.22089
2025_05_21 Hr 16 | 0.61282 | 0.0013654 | 0 | 0.087984 | 0.083907 | 0.08419 | 0.092184 | 0.087325 | 0.092184 | 0 | 0 | 0.02402 | 1.23 | 0.13642 | 1.1085 | 1.1085 | 1.6125 | 0 | 0.0064686 | 0.0049984 | 0.013303 | 0.077119 | 0 | 0.030765 | 0.017896 | 0.10014 | 0.51024 | 12.8268 | 2.0585 | 0 | 0.45499 | 0.81115 | 0 | 0 | 0 | 0 | -95.9434 | 0.055558 | 0 | 0.0070961 | 0 | -0.49699 | 0 | 0 | 0 | 0 | 0 | 0 | 0 | 0 | 2.4682 | 0.012019 | 9.8343e-05 | 0 | 1.822 | 0 | 4.497 | 0 | 2.5201 | 11.9883 | 1.2254 | 3.0551 | 0.11508 | 0.056743 | -0.61282 | 0.45971 | 0.18742 | 3.782 | -61.4062 | 23.6587 | -1.1098 | 0 | 0.52614 | 0 | 1.6728 | 0.2204
2025_05_21 Hr 17 | 0.4771 | 0.00073763 | 0 | 0.13198 | 0.12586 | 0.12628 | 0.13828 | 0.13099 | 0.13828 | 0 | 0 | 0.02402 | 0.66 | 0.045689 | 1.1096 | 1.1096 | 1.6617 | 0 | 0.0064686 | 0.0049984 | 0.013303 | 0.077119 | 0 | 0.030765 | 0.017896 | 0.10014 | 0.31645 | 6.0242 | 2.0585 | 0 | 0.5281 | 0.81115 | 0 | 0 | 0 | 0 | -58.7438 | 0.055558 | 0 | 0.0037085 | 0 | -0.30942 | 0 | 0 | 0 | 0 | 0 | 0 | 0 | 0 | 2.3303 | 0.012019 | 9.8343e-05 | 0 | 1.822 | 0 | 3.2165 | 0 | 1.9804 | 14.3298 | 1.2254 | 3.0551 | 0.11508 | 0.056743 | -0.4771 | 0.45971 | 0.18742 | 3.782 | -22.9437 | 22.2567 | -0.78652 | 0 | 0.52614 | 0 | 1.6728 | 0.22005
2025_05_21 Hr 18 | 0.47718 | 0.00040484 | 0 | 0.13198 | 0.12586 | 0.12628 | 0.13828 | 0.13099 | 0.13828 | 0 | 0 | 0.02402 | 0.45 | 0.039497 | 1.1096 | 1.1096 | 1.6617 | 0 | 0.0064686 | 0.0049984 | 0.013303 | 0.077119 | 0 | 0.030765 | 0.017896 | 0.10014 | 0.31645 | 6.0242 | 2.0585 | 0 | 0.5281 | 0.81115 | 0 | 0 | 0 | 0 | -73.7818 | 0.055558 | 0 | 0.004702 | 0 | -0.39287 | 0 | 0 | 0 | 0 | 0 | 0 | 0 | 0 | 2.3303 | 0.012019 | 9.8343e-05 | 0 | 1.822 | 0 | 3.2381 | 0 | 1.9499 | 14.3514 | 1.2254 | 3.0551 | 0.11508 | 0.056743 | -0.47718 | 0.45971 | 0.18742 | 3.782 | -38.29 | 22.0105 | -0.87004 | 0 | 0.52614 | 0 | 1.6728 | 0.2207
2025_05_21 Hr 19 | 0.36362 | 0.00019549 | 0 | 0.13198 | 0.12586 | 0.12628 | 0.13828 | 0.13099 | 0.13828 | 0 | 0 | 0.02402 | 0.6 | 0.051761 | 1.1096 | 1.1096 | 1.6617 | 0 | 0.0064686 | 0.0049984 | 0.013303 | 0.077119 | 0 | 0.030765 | 0.017896 | 0.10014 | 0.31645 | 6.0242 | 2.0585 | 0 | 0.5281 | 0.81115 | 0 | 0 | 0 | 0 | -73.0815 | 0.055558 | 0 | 0.0046215 | 0 | -0.38611 | 0 | 0 | 0 | 0 | 0 | 0 | 0 | 0 | 2.3303 | 0.012019 | 9.8343e-05 | 0 | 1.822 | 0 | 3.2381 | 0 | 2.3416 | 14.3514 | 1.2254 | 3.0551 | 0.11508 | 0.056743 | -0.36362 | 0.45971 | 0.18742 | 3.782 | -37.03 | 22.4499 | -0.74973 | 0 | 0.52614 | 0 | 1.6728 | 0.21991
2025_05_21 Hr 20 | 0.067857 | 7.7441e-05 | 0 | 0.13198 | 0.12586 | 0.12628 | 0.13828 | 0.13099 | 0.13828 | 0 | 0 | 0.02402 | 0.45 | 0.037385 | 1.1096 | 1.1096 | 1.6617 | 0 | 0.0064686 | 0.0049984 | 0.013303 | 0.077119 | 0 | 0.030765 | 0.017896 | 0.10014 | 0.31645 | 6.0242 | 2.0585 | 0 | 0.5281 | 0.81115 | 0 | 0 | 0 | 0 | -70.6411 | 0.055558 | 0 | 0.0044506 | 0 | -0.37175 | 0 | 0 | 0 | 0 | 0 | 0 | 0 | 0 | 2.1197 | 0.012019 | 9.8343e-05 | 0 | 1.822 | 0 | 3.2381 | 0 | 2.2198 | 14.3514 | 1.2254 | 3.0551 | 0.11508 | 0.056743 | -0.067857 | 0.45971 | 0.18742 | 3.782 | -35.0723 | 21.6571 | -0.43961 | 0 | 0.52614 | 0 | 1.6728 | 0.21975
2025_05_21 Hr 21 | 0 | 8.6849e-06 | 0 | 0.13198 | 0.12586 | 0.12628 | 0.13828 | 0.13099 | 0.13828 | 0 | 0 | 0.02402 | 0.3 | 0.02702 | 1.1096 | 1.1096 | 1.6617 | 0 | 0.0064686 | 0.0049984 | 0.013303 | 0.077119 | 0 | 0.030765 | 0.017896 | 0.10014 | 0.31645 | 6.0242 | 2.0585 | 0 | 0.5281 | 0.81115 | 0 | 0 | 0 | 0 | -77.0222 | 0.055558 | 0 | 0.0048249 | 0 | -0.40319 | 0 | 0 | 0 | 0 | 0 | 0 | 0 | 0 | 2.1197 | 0.012019 | 9.8343e-05 | 0 | 1.822 | 0 | 3.2381 | 0 | 2.0413 | 14.3514 | 1.2254 | 3.0551 | 0.11508 | 0.056743 | 0 | 0.45971 | 0.18742 | 3.782 | -41.823 | 21.251 | -0.40319 | 0 | 0.52614 | 0 | 1.6728 | 0.22041
2025_05_21 Hr 22 | 0 | 0 | 0 | 0.13198 | 0.12586 | 0.12628 | 0.13828 | 0.13099 | 0.13828 | 0 | 0 | 0.02402 | 0.3 | 0.02589 | 1.1096 | 1.1096 | 1.6617 | 0 | 0.0064686 | 0.0049984 | 0.013303 | 0.077119 | 0 | 0.030765 | 0.017896 | 0.10014 | 0.31645 | 6.0242 | 2.0585 | 0 | 0.5281 | 0.81115 | 0 | 0 | 0 | 0 | -75.7765 | 0.055558 | 0 | 0.0046232 | 0 | -0.38625 | 0 | 0 | 0 | 0 | 0 | 0 | 0 | 0 | 2.2577 | 0.012019 | 9.8343e-05 | 0 | 1.822 | 0 | 3.2381 | 0 | 1.9194 | 14.3514 | 1.2254 | 3.0551 | 0.11508 | 0.056743 | 0 | 0.45971 | 0.18742 | 3.782 | -40.5468 | 21.2646 | -0.38625 | 0 | 0.52614 | 0 | 1.6728 | 0.21912
2025_05_21 Hr 23 | 0 | 0 | 0 | 0.13198 | 0.12586 | 0.12628 | 0.13828 | 0.13099 | 0.13828 | 0 | 0 | 0.02402 | 0.27 | 0.033481 | 1.1096 | 1.1096 | 1.7128 | 0 | 0.0064686 | 0.0049984 | 0.013303 | 0.077119 | 0 | 0.030765 | 0.017896 | 0.10014 | 0.31645 | 6.124 | 2.0585 | 0 | 0.53929 | 0.81115 | 0 | 0 | 0 | 0 | -115.8519 | 0.055558 | 0 | 0.006643 | 0 | -0.55592 | 0 | 0 | 0 | 0 | 0 | 0 | 0 | 0 | 1.9891 | 0.012019 | 9.8343e-05 | 0 | 1.822 | 0 | 3.3199 | 0 | 2.1327 | 14.5841 | 1.2254 | 3.0551 | 0.11508 | 0.056743 | 0 | 0.45971 | 0.18742 | 3.782 | -80.6278 | 21.1958 | -0.55592 | 0 | 0.52614 | 0 | 1.6728 | 0.21683
2025_05_21 Hr 24 | 0 | 0 | 0 | 0.13198 | 0.12586 | 0.12628 | 0.13828 | 0.13099 | 0.13828 | 0 | 0 | 0.02402 | 0.21 | 0.031882 | 1.1096 | 1.1096 | 1.7128 | 0 | 0.0064686 | 0.0049984 | 0.013303 | 0.077119 | 0 | 0.030765 | 0.017896 | 0.10014 | 0.31645 | 6.124 | 2.0585 | 0 | 0.53929 | 0.81115 | 0 | 0 | 0 | 0 | -149.1686 | 0.055558 | 0 | 0.0081331 | 0 | -0.68108 | 0 | 0 | 0 | 0 | 0 | 0 | 0 | 0 | 2.3303 | 0.012019 | 9.8343e-05 | 0 | 1.822 | 0 | 3.3199 | 0 | 2.5505 | 14.5841 | 1.2254 | 3.0551 | 0.11508 | 0.056743 | 0 | 0.45971 | 0.18742 | 3.782 | -113.3753 | 21.8902 | -0.68108 | 0 | 0.52614 | 0 | 1.6728 | 0.2138
2025_05_22 Hr 01 | 0 | 0 | 0 | 0.11503 | 0.1097 | 0.11007 | 0.12052 | 0.11417 | 0.12052 | 0 | 0 | 0.02402 | 0.33 | 0.020163 | 1.1096 | 1.1096 | 1.4931 | 0 | 0.0064686 | 0.0049984 | 0.013303 | 0.077119 | 0 | 0.030765 | 0.017896 | 0.10014 | 0.27642 | 5.3377 | 2.0585 | 0 | 0.53929 | 0.81115 | 0 | 0 | 0 | 0 | -59.8456 | 0.055558 | 0 | 0.0032732 | 0 | -0.27285 | 0 | 0 | 0 | 0 | 0 | 0 | 0 | 0 | 2.4682 | 0.012019 | 9.8343e-05 | 0 | 1.822 | 0 | 2.8936 | 0 | 2.433 | 13.0101 | 1.2254 | 3.0551 | 0.11508 | 0.056743 | 0 | 0.45971 | 0.18742 | 3.782 | -25.091 | 22.0174 | -0.27285 | 0 | 0.52614 | 0 | 1.6728 | 0.21227
2025_05_22 Hr 02 | 0 | 0 | 0 | 0.11503 | 0.1097 | 0.11007 | 0.12052 | 0.11417 | 0.12052 | 0 | 0 | 0.02402 | 0.66 | 0.053847 | 1.1096 | 1.1096 | 1.4931 | 0 | 0.0064686 | 0.0049984 | 0.013303 | 0.077119 | 0 | 0.030765 | 0.017896 | 0.10014 | 0.27642 | 5.3377 | 2.0585 | 0 | 0.53929 | 0.81115 | 0 | 0 | 0 | 0 | -82.5836 | 0.055558 | 0 | 0.0043707 | 0 | -0.36504 | 0 | 0 | 0 | 0 | 0 | 0 | 0 | 0 | 2.8747 | 0.012019 | 9.8343e-05 | 0 | 1.822 | 0 | 2.8936 | 0 | 2.5505 | 13.0101 | 1.2254 | 3.0551 | 0.11508 | 0.056743 | 0 | 0.45971 | 0.18742 | 3.782 | -47.0338 | 22.9047 | -0.36504 | 0 | 0.52614 | 0 | 1.6728 | 0.21189
2025_05_22 Hr 03 | 0 | 0 | 0 | 0.11503 | 0.1097 | 0.11007 | 0.12052 | 0.11417 | 0.12052 | 0 | 0 | 0.02402 | 1.08 | 0.088113 | 1.1096 | 1.1096 | 1.4931 | 0 | 0.0064686 | 0.0049984 | 0.013303 | 0.077119 | 0 | 0.030765 | 0.017896 | 0.10014 | 0.27642 | 5.3377 | 2.0585 | 0 | 0.53929 | 0.81115 | 0 | 0 | 0 | 0 | -87.8779 | 0.055558 | 0 | 0.0043707 | 0 | -0.36504 | 0 | 0 | 0 | 0 | 0 | 0 | 0 | 0 | 2.8747 | 0.012019 | 9.8343e-05 | 0 | 1.822 | 0 | 2.8936 | 0 | 2.4026 | 13.0101 | 1.2254 | 3.0551 | 0.11508 | 0.056743 | 0 | 0.45971 | 0.18742 | 3.782 | -52.0215 | 23.2114 | -0.36504 | 0 | 0.52614 | 0 | 1.6728 | 0.2123
2025_05_22 Hr 04 | 0 | 0 | 0 | 0.11503 | 0.1097 | 0.11007 | 0.12052 | 0.11417 | 0.12052 | 0 | 0 | 0.02402 | 1.44 | 0.15477 | 1.1096 | 1.1096 | 1.4931 | 0 | 0.0064686 | 0.0049984 | 0.013303 | 0.077119 | 0 | 0.030765 | 0.017896 | 0.10014 | 0.27642 | 5.3377 | 2.0585 | 0 | 0.53929 | 0.81115 | 0 | 0 | 0 | 0 | -113.6647 | 0.055558 | 0 | 0.0057579 | 0 | -0.48156 | 0 | 0 | 0 | 0 | 0 | 0 | 0 | 0 | 3.4264 | 0.012019 | 9.8343e-05 | 0 | 1.822 | 0 | 2.8936 | 0 | 2.4896 | 13.0101 | 1.2254 | 3.0551 | 0.11508 | 0.056743 | 0 | 0.45971 | 0.18742 | 3.782 | -76.8598 | 24.2764 | -0.48156 | 0 | 0.52614 | 0 | 1.6728 | 0.21189
2025_05_22 Hr 05 | 0 | 0 | 0 | 0.11503 | 0.1097 | 0.11007 | 0.12052 | 0.11417 | 0.12052 | 0 | 0 | 0.02402 | 1.98 | 0.28569 | 1.1096 | 1.1096 | 1.4931 | 0 | 0.0064686 | 0.0049984 | 0.013303 | 0.077119 | 0 | 0.030765 | 0.017896 | 0.10014 | 0.27642 | 5.3377 | 2.0585 | 0 | 0.53929 | 0.81115 | 0 | 0 | 0 | 0 | -157.9697 | 0.055558 | 0 | 0.0077298 | 0 | -0.64721 | 0 | 0 | 0 | 0 | 0 | 0 | 0 | 0 | 3.833 | 0.012019 | 9.8343e-05 | 0 | 1.822 | 0 | 2.8936 | 0 | 2.3721 | 13.0101 | 1.2254 | 3.0551 | 0.11508 | 0.056743 | 0 | 0.45971 | 0.18742 | 3.782 | -120.3693 | 25.2375 | -0.64721 | 0 | 0.52614 | 0 | 1.6728 | 0.21304
2025_05_22 Hr 06 | 0.02274 | 0 | 0 | 0.11503 | 0.1097 | 0.11007 | 0.12052 | 0.11417 | 0.12052 | 0 | 0 | 0.02402 | 2.31 | 0.32183 | 1.1096 | 1.1096 | 1.4931 | 0 | 0.0064686 | 0.0049984 | 0.013303 | 0.077119 | 0 | 0.030765 | 0.017896 | 0.10014 | 0.27642 | 5.3377 | 2.0585 | 0 | 0.53929 | 0.81115 | 0 | 0 | 0 | 0 | -151.8763 | 0.055558 | 0 | 0.0074635 | 0 | -0.62483 | 0 | 0 | 0 | 0 | 0 | 0 | 0 | 0 | 3.2885 | 0.012019 | 9.8343e-05 | 0 | 1.822 | 0 | 2.8936 | 0 | 2.5201 | 13.0101 | 1.2254 | 3.0551 | 0.11508 | 0.056743 | -0.02274 | 0.45971 | 0.18742 | 3.782 | -114.281 | 25.2328 | -0.64757 | 0 | 0.52614 | 0 | 1.6728 | 0.21596
2025_05_22 Hr 07 | 0.090669 | 0 | 0 | 0.11503 | 0.1097 | 0.11007 | 0.12052 | 0.11417 | 0.12052 | 0 | 0 | 0.02402 | 2.31 | 0.17123 | 1.1096 | 1.1096 | 1.4485 | 0 | 0.0064686 | 0.0049984 | 0.013303 | 0.077119 | 0 | 0.030765 | 0.017896 | 0.10014 | 0.27642 | 5.2506 | 2.0585 | 0 | 0.5281 | 0.81115 | 0 | 0 | 0 | 0 | -74.2907 | 0.055558 | 0 | 0.0039711 | 0 | -0.33147 | 0 | 0 | 0 | 0 | 0 | 0 | 0 | 0 | 2.8747 | 0.012019 | 9.8343e-05 | 0 | 1.822 | 0 | 2.8223 | 0 | 2.5201 | 12.8072 | 1.2254 | 3.0551 | 0.11508 | 0.056743 | -0.090669 | 0.45971 | 0.18742 | 3.782 | -37.1779 | 24.7278 | -0.42214 | 0 | 0.52614 | 0 | 1.6728 | 0.21854
2025_05_22 Hr 08 | 0.22645 | 1.3151e-05 | 0 | 0.11503 | 0.1097 | 0.11007 | 0.12052 | 0.11417 | 0.12052 | 0 | 0 | 0.02402 | 2.16 | 0.11783 | 1.1096 | 1.1096 | 1.4485 | 0 | 0.0064686 | 0.0049984 | 0.013303 | 0.077119 | 0 | 0.030765 | 0.017896 | 0.10014 | 0.27642 | 5.2506 | 2.0585 | 0 | 0.5281 | 0.81115 | 0 | 0 | 0 | 0 | -52.5047 | 0.055558 | 0 | 0.0029224 | 0 | -0.24338 | 0 | 0 | 0 | 0 | 0 | 0 | 0 | 0 | 2.5335 | 0.012019 | 9.8343e-05 | 0 | 1.822 | 0 | 2.8223 | 0 | 2.581 | 12.8072 | 1.2254 | 3.0551 | 0.11508 | 0.056743 | -0.22645 | 0.45971 | 0.18742 | 3.782 | -15.785 | 24.3824 | -0.46983 | 0 | 0.52614 | 0 | 1.6728 | 0.22102
2025_05_22 Hr 09 | 0.38636 | 6.5455e-05 | 0 | 0.11503 | 0.1097 | 0.11007 | 0.12052 | 0.11417 | 0.12052 | 0 | 0 | 0.02402 | 2.1 | 0.079932 | 1.1096 | 1.1096 | 1.4485 | 0 | 0.0064686 | 0.0049984 | 0.013303 | 0.077119 | 0 | 0.030765 | 0.017896 | 0.10014 | 0.27642 | 5.2506 | 2.0585 | 0 | 0.5281 | 0.81115 | 0 | 0 | 0 | 0 | -36.1971 | 0.055558 | 0 | 0.0020391 | 0 | -0.16918 | 0 | 0 | 0 | 0 | 0 | 0 | 0 | 0 | 1.9165 | 0.012019 | 9.8343e-05 | 0 | 1.822 | 0 | 2.3993 | 0 | 2.3721 | 12.3842 | 1.2254 | 3.0551 | 0.11508 | 0.056743 | -0.38636 | 0.45971 | 0.18742 | 3.782 | -0.74949 | 23.6189 | -0.55554 | 0 | 0.52614 | 0 | 1.6728 | 0.22146
2025_05_22 Hr 10 | 0.52222 | 0.00021414 | 0 | 0.11503 | 0 | 0 | 0.12052 | 0.11417 | 0.12052 | 0 | 0 | 0.02402 | 2.01 | 0.077856 | 1.1096 | 1.1096 | 1.4485 | 0 | 0.0064686 | 0.0049984 | 0.013303 | 0.077119 | 0 | 0.030765 | 0.017896 | 0.10014 | 0 | 5.2506 | 2.0585 | 0 | 0.5281 | 0.81115 | 0 | 0 | 0 | 0 | -34.7193 | 0.055558 | 0 | 0.0029051 | 0 | -0.1722 | 0 | 0 | 0 | 0 | 0 | 0 | 0 | 0 | 1.51 | 0.012019 | 9.8343e-05 | 0 | 1.822 | 0 | 2.4014 | 0 | 2.0718 | 11.8901 | 1.2254 | 3.0551 | 0.11508 | 0.056743 | -0.52222 | 0.45971 | 0.18742 | 3.782 | -0.56819 | 22.9555 | -0.69442 | 0 | 0.52614 | 0 | 1.6728 | 0.22093
2025_05_22 Hr 11 | 0.65771 | 0.00029815 | 0 | 0.11503 | 0 | 0 | 0.12052 | 0.11417 | 0.12052 | 0 | 0 | 0.02402 | 2.04 | 0.068809 | 1.1096 | 1.1096 | 1.4485 | 0 | 0.0064686 | 0.0049984 | 0.013303 | 0.077119 | 0 | 0.030765 | 0.017896 | 0.10014 | 0 | 5.2506 | 2.0585 | 0 | 0.5281 | 0.81115 | 0 | 0 | 0 | 0 | -29.1626 | 0.055558 | 0 | 0.0025297 | 0 | -0.14968 | 0 | 0 | 0 | 0 | 0 | 0 | 0 | 0 | 1.372 | 0.012019 | 9.8343e-05 | 0 | 1.822 | 0 | 2.0972 | 0 | 1.889 | 11.5859 | 1.2254 | 3.0551 | 0.11508 | 0.056743 | -0.65771 | 0.45971 | 0.18742 | 3.782 | 4.4073 | 22.7914 | -0.8074 | 0 | 0.52614 | 0 | 1.6728 | 0.22101
2025_05_22 Hr 12 | 0.65801 | 0.00036423 | 0 | 0.11503 | 0 | 0 | 0 | 0.11417 | 0 | 0 | 0 | 0.02402 | 2.04 | 0.072579 | 1.1096 | 1.1096 | 1.4485 | 0 | 0.0064686 | 0.0049984 | 0.013303 | 0.077119 | 0 | 0.030765 | 0.017896 | 0.10014 | 0 | 5.2506 | 2.0585 | 0 | 0.5281 | 0.81115 | 0 | 0 | 0 | 0 | -30.3397 | 0.055558 | 0 | 0.0034307 | 0 | -0.158 | 0 | 0 | 0 | 0 | 0 | 0 | 0 | 0 | 1.1615 | 0.012019 | 9.8343e-05 | 0 | 1.822 | 0 | 2.1181 | 0 | 1.7715 | 11.3657 | 1.2254 | 3.0551 | 0.11508 | 0.056743 | -0.65801 | 0.45971 | 0.18742 | 3.782 | 2.6779 | 22.4679 | -0.81601 | 0 | 0.52614 | 0 | 1.6728 | 0.22143
2025_05_22 Hr 13 | 0.54489 | 0.0004541 | 0 | 0 | 0 | 0 | 0 | 0 | 0 | 0 | 0 | 0.02402 | 2.01 | 0.075421 | 1.1096 | 1.1096 | 1.4485 | 0 | 0.0064686 | 0.0049984 | 0.013303 | 0.077119 | 0 | 0.030765 | 0.017896 | 0.10014 | 0 | 5.2506 | 2.0585 | 0 | 0.5281 | 0.81115 | 0 | 0 | 0 | 0 | -31.5947 | 0.055558 | 0 | 0.0044224 | 0 | -0.16675 | 0 | 0 | 0 | 0 | 0 | 0 | 0 | 0 | 1.2994 | 0.012019 | 9.8343e-05 | 0 | 1.822 | 0 | 2.3598 | 0 | 1.4407 | 11.3782 | 1.2254 | 3.0551 | 0.11508 | 0.056743 | -0.54489 | 0.45971 | 0.18742 | 3.782 | 1.2079 | 22.136 | -0.71164 | 0 | 0.52614 | 0 | 1.6728 | 0.2226
2025_05_22 Hr 14 | 0.52222 | 0.00046443 | 0 | 0 | 0 | 0 | 0 | 0 | 0 | 0 | 0 | 0.02402 | 2.01 | 0.074563 | 1.1096 | 1.1096 | 1.4485 | 0 | 0.0064686 | 0.0049984 | 0.013303 | 0.077119 | 0 | 0.030765 | 0.017896 | 0.10014 | 0 | 5.2506 | 2.0585 | 0 | 0.5281 | 0.81115 | 0 | 0 | 0 | 0 | -31.1071 | 0.055558 | 0 | 0.004372 | 0 | -0.16483 | 0 | 0 | 0 | 0 | 0 | 0 | 0 | 0 | 1.372 | 0.012019 | 9.8343e-05 | 0 | 1.822 | 0 | 2.3765 | 0 | 1.3493 | 11.395 | 1.2254 | 3.0551 | 0.11508 | 0.056743 | -0.52222 | 0.45971 | 0.18742 | 3.782 | 1.6943 | 22.0934 | -0.68705 | 0 | 0.52614 | 0 | 1.6728 | 0.22235
2025_05_22 Hr 15 | 0.52222 | 0.00062278 | 0 | 0 | 0 | 0 | 0 | 0 | 0 | 0 | 0 | 0.02402 | 1.86 | 0.092287 | 1.1096 | 1.1096 | 1.4485 | 0 | 0.0064686 | 0.0049984 | 0.013303 | 0.077119 | 0 | 0.030765 | 0.017896 | 0.10014 | 0 | 5.2506 | 2.0585 | 0 | 0.5281 | 0.81115 | 0 | 0 | 0 | 0 | -40.6774 | 0.055558 | 0 | 0.0058477 | 0 | -0.22118 | 0 | 0 | 0 | 0 | 0 | 0 | 0 | 0 | 1.372 | 0.012019 | 9.8343e-05 | 0 | 1.822 | 0 | 2.8223 | 0 | 1.2317 | 11.8407 | 1.2254 | 3.0551 | 0.11508 | 0.056743 | -0.52222 | 0.45971 | 0.18742 | 3.782 | -7.7363 | 21.8438 | -0.7434 | 0 | 0.52614 | 0 | 1.6728 | 0.22233
2025_05_22 Hr 16 | 0.31814 | 0.0020521 | 0 | 0 | 0.1097 | 0.11007 | 0.12052 | 0 | 0.12052 | 0 | 0 | 0.02402 | 1.32 | 0.22177 | 1.1096 | 1.1096 | 1.4485 | 0 | 0.0064686 | 0.0049984 | 0.013303 | 0.077119 | 0 | 0.030765 | 0.017896 | 0.10014 | 0.42606 | 5.2506 | 2.0585 | 0 | 0.5281 | 0.81115 | 0 | 0 | 0 | 0 | -140.5556 | 0.055558 | 0 | 0.0126 | 0 | -0.75392 | 0 | 0 | 0 | 0 | 0 | 0 | 0 | 0 | 1.372 | 0.012019 | 9.8343e-05 | 0 | 1.822 | 0 | 2.8223 | 0 | 1.2013 | 12.578 | 1.2254 | 3.0551 | 0.11508 | 0.056743 | -0.31814 | 0.45971 | 0.18742 | 3.782 | -107.8494 | 21.2003 | -1.0721 | 0 | 0.52614 | 0 | 1.6728 | 0.22252
2025_05_22 Hr 17 | 0.29569 | 0.00072963 | 0 | 0.11503 | 0.1097 | 0.11007 | 0.12052 | 0.11417 | 0.12052 | 0 | 0 | 0.02402 | 1.08 | 0.074516 | 1.1096 | 1.1096 | 1.4485 | 0 | 0.0064686 | 0.0049984 | 0.013303 | 0.077119 | 0 | 0.030765 | 0.017896 | 0.10014 | 0.27642 | 5.2506 | 2.0585 | 0 | 0.5281 | 0.81115 | 0 | 0 | 0 | 0 | -57.7655 | 0.055558 | 0 | 0.0036962 | 0 | -0.30838 | 0 | 0 | 0 | 0 | 0 | 0 | 0 | 0 | 2.2577 | 0.012019 | 9.8343e-05 | 0 | 1.822 | 0 | 2.8223 | 0 | 1.1099 | 12.8072 | 1.2254 | 3.0551 | 0.11508 | 0.056743 | -0.29569 | 0.45971 | 0.18742 | 3.782 | -23.9787 | 21.5837 | -0.60407 | 0 | 0.52614 | 0 | 1.6728 | 0.22268
2025_05_22 Hr 18 | 0.27208 | 0.00058591 | 0 | 0.11503 | 0.1097 | 0.11007 | 0.12052 | 0.11417 | 0.12052 | 0 | 0 | 0.02402 | 0.93 | 0.067405 | 1.1096 | 1.1096 | 1.4485 | 0 | 0.0064686 | 0.0049984 | 0.013303 | 0.077119 | 0 | 0.030765 | 0.017896 | 0.10014 | 0.27642 | 5.2506 | 2.0585 | 0 | 0.5281 | 0.81115 | 0 | 0 | 0 | 0 | -59.4814 | 0.055558 | 0 | 0.0038828 | 0 | -0.32405 | 0 | 0 | 0 | 0 | 0 | 0 | 0 | 0 | 2.1197 | 0.012019 | 9.8343e-05 | 0 | 1.822 | 0 | 2.8223 | 0 | 1.1403 | 12.8072 | 1.2254 | 3.0551 | 0.11508 | 0.056743 | -0.27208 | 0.45971 | 0.18742 | 3.782 | -25.9748 | 21.2955 | -0.59613 | 0 | 0.52614 | 0 | 1.6728 | 0.22282
2025_05_22 Hr 19 | 0.090742 | 0.00046835 | 0 | 0.11503 | 0.1097 | 0.11007 | 0.12052 | 0.11417 | 0.12052 | 0 | 0 | 0.02402 | 0.69 | 0.059141 | 1.1096 | 1.1096 | 1.4485 | 0 | 0.0064686 | 0.0049984 | 0.013303 | 0.077119 | 0 | 0.030765 | 0.017896 | 0.10014 | 0.27642 | 5.2506 | 2.0585 | 0 | 0.5281 | 0.81115 | 0 | 0 | 0 | 0 | -71.0069 | 0.055558 | 0 | 0.0045917 | 0 | -0.3836 | 0 | 0 | 0 | 0 | 0 | 0 | 0 | 0 | 1.9165 | 0.012019 | 9.8343e-05 | 0 | 1.822 | 0 | 2.8223 | 0 | 1.4407 | 12.8072 | 1.2254 | 3.0551 | 0.11508 | 0.056743 | -0.090742 | 0.45971 | 0.18742 | 3.782 | -37.7114 | 20.9627 | -0.47435 | 0 | 0.52614 | 0 | 1.6728 | 0.22265
2025_05_22 Hr 20 | 0.045044 | 0.00021738 | 0 | 0.11503 | 0.1097 | 0.11007 | 0.12052 | 0.11417 | 0.12052 | 0 | 0 | 0.02402 | 0.87 | 0.072193 | 1.1096 | 1.1096 | 1.4485 | 0 | 0.0064686 | 0.0049984 | 0.013303 | 0.077119 | 0 | 0.030765 | 0.017896 | 0.10014 | 0.27642 | 5.2506 | 2.0585 | 0 | 0.5281 | 0.81115 | 0 | 0 | 0 | 0 | -72.5439 | 0.055558 | 0 | 0.0044454 | 0 | -0.37131 | 0 | 0 | 0 | 0 | 0 | 0 | 0 | 0 | 1.9891 | 0.012019 | 9.8343e-05 | 0 | 1.822 | 0 | 2.8223 | 0 | 1.8019 | 12.8072 | 1.2254 | 3.0551 | 0.11508 | 0.056743 | -0.045044 | 0.45971 | 0.18742 | 3.782 | -38.6096 | 21.5435 | -0.41636 | 0 | 0.52614 | 0 | 1.6728 | 0.22249
2025_05_22 Hr 21 | 0 | 2.9348e-05 | 0 | 0.11503 | 0.1097 | 0.11007 | 0.12052 | 0.11417 | 0.12052 | 0 | 0 | 0.02402 | 1.02 | 0.077609 | 1.1096 | 1.1096 | 1.4485 | 0 | 0.0064686 | 0.0049984 | 0.013303 | 0.077119 | 0 | 0.030765 | 0.017896 | 0.10014 | 0.27642 | 5.2506 | 2.0585 | 0 | 0.5281 | 0.81115 | 0 | 0 | 0 | 0 | -68.9257 | 0.055558 | 0 | 0.0040761 | 0 | -0.34029 | 0 | 0 | 0 | 0 | 0 | 0 | 0 | 0 | 2.1197 | 0.012019 | 9.8343e-05 | 0 | 1.822 | 0 | 2.8223 | 0 | 2.0413 | 12.8072 | 1.2254 | 3.0551 | 0.11508 | 0.056743 | 0 | 0.45971 | 0.18742 | 3.782 | -34.4357 | 22.0231 | -0.34029 | 0 | 0.52614 | 0 | 1.6728 | 0.22192
2025_05_22 Hr 22 | 0 | 0 | 0 | 0.11503 | 0.1097 | 0.11007 | 0.12052 | 0.11417 | 0.12052 | 0 | 0 | 0.02402 | 1.59 | 0.10003 | 1.1096 | 1.1096 | 1.4485 | 0 | 0.0064686 | 0.0049984 | 0.013303 | 0.077119 | 0 | 0.030765 | 0.017896 | 0.10014 | 0.27642 | 5.2506 | 2.0585 | 0 | 0.5281 | 0.81115 | 0 | 0 | 0 | 0 | -57.0341 | 0.055558 | 0 | 0.0033703 | 0 | -0.281 | 0 | 0 | 0 | 0 | 0 | 0 | 0 | 0 | 2.1197 | 0.012019 | 9.8343e-05 | 0 | 1.822 | 0 | 2.8223 | 0 | 1.3493 | 12.8072 | 1.2254 | 3.0551 | 0.11508 | 0.056743 | 0 | 0.45971 | 0.18742 | 3.782 | -22.5856 | 21.9223 | -0.281 | 0 | 0.52614 | 0 | 1.6728 | 0.22077
2025_05_22 Hr 23 | 0 | 0 | 0 | 0.11503 | 0.1097 | 0.11007 | 0.12052 | 0.11417 | 0.12052 | 0 | 0 | 0.02402 | 1.26 | 0.11029 | 1.1096 | 1.1096 | 1.4931 | 0 | 0.0064686 | 0.0049984 | 0.013303 | 0.077119 | 0 | 0.030765 | 0.017896 | 0.10014 | 0.27642 | 5.3377 | 2.0585 | 0 | 0.53929 | 0.81115 | 0 | 0 | 0 | 0 | -81.9834 | 0.055558 | 0 | 0.0046891 | 0 | -0.39179 | 0 | 0 | 0 | 0 | 0 | 0 | 0 | 0 | 2.2577 | 0.012019 | 9.8343e-05 | 0 | 1.822 | 0 | 2.8936 | 0 | 1.4102 | 13.0101 | 1.2254 | 3.0551 | 0.11508 | 0.056743 | 0 | 0.45971 | 0.18742 | 3.782 | -47.5552 | 21.81 | -0.39179 | 0 | 0.52614 | 0 | 1.6728 | 0.2181
2025_05_22 Hr 24 | 0 | 0 | 0 | 0.11503 | 0.1097 | 0.11007 | 0.12052 | 0.11417 | 0.12052 | 0 | 0 | 0.02402 | 1.05 | 0.13651 | 1.1096 | 1.1096 | 1.4931 | 0 | 0.0064686 | 0.0049984 | 0.013303 | 0.077119 | 0 | 0.030765 | 0.017896 | 0.10014 | 0.27642 | 5.3377 | 2.0585 | 0 | 0.53929 | 0.81115 | 0 | 0 | 0 | 0 | -122.3261 | 0.055558 | 0 | 0.006965 | 0 | -0.58296 | 0 | 0 | 0 | 0 | 0 | 0 | 0 | 0 | 2.5335 | 0.012019 | 9.8343e-05 | 0 | 1.822 | 0 | 2.8936 | 0 | 1.2317 | 13.0101 | 1.2254 | 3.0551 | 0.11508 | 0.056743 | 0 | 0.45971 | 0.18742 | 3.782 | -88.1784 | 21.7206 | -0.58296 | 0 | 0.52614 | 0 | 1.6728 | 0.2151
2025_05_23 Hr 01 | 0 | 0 | 0 | 0.11005 | 0.10495 | 0.1053 | 0.1153 | 0.10922 | 0.1153 | 0 | 0 | 0.02402 | 0.84 | 0.055583 | 1.1096 | 1.1096 | 1.4284 | 0 | 0.0064686 | 0.0049984 | 0.013303 | 0.077119 | 0 | 0.030765 | 0.017896 | 0.10014 | 0.26465 | 5.1064 | 2.0585 | 0 | 0.53929 | 0.81115 | 0 | 0 | 0 | 0 | -64.699 | 0.055558 | 0 | 0.0035448 | 0 | -0.29567 | 0 | 0 | 0 | 0 | 0 | 0 | 0 | 0 | 3.2885 | 0.012019 | 9.8343e-05 | 0 | 1.822 | 0 | 2.7682 | 0 | 1.2927 | 12.5471 | 1.2254 | 3.0551 | 0.11508 | 0.056743 | 0 | 0.45971 | 0.18742 | 3.782 | -30.2063 | 22.2413 | -0.29567 | 0 | 0.52614 | 0 | 1.6728 | 0.21077
2025_05_23 Hr 02 | 0 | 0 | 0 | 0.11005 | 0 | 0 | 0 | 0.10922 | 0 | 0 | 0 | 0.02402 | 0.63 | 0.039211 | 1.1096 | 1.1096 | 1.4284 | 0 | 0.0064686 | 0.0049984 | 0.013303 | 0.077119 | 0 | 0.030765 | 0.017896 | 0.10014 | 0 | 5.1064 | 2.0585 | 0 | 0.53929 | 0.81115 | 0 | 0 | 0 | 0 | -60.2508 | 0.055558 | 0 | 0.0060017 | 0 | -0.27798 | 0 | 0 | 0 | 0 | 0 | 0 | 0 | 0 | 2.9473 | 0.012019 | 9.8343e-05 | 0 | 1.822 | 0 | 2.7682 | 0 | 1.6191 | 11.8416 | 1.2254 | 3.0551 | 0.11508 | 0.056743 | 0 | 0.45971 | 0.18742 | 3.782 | -26.6881 | 21.9991 | -0.27798 | 0 | 0.52614 | 0 | 1.6728 | 0.20974
2025_05_23 Hr 03 | 0 | 0 | 0 | 0 | 0 | 0 | 0 | 0 | 0 | 0 | 0 | 0.02402 | 0.42 | 0.029202 | 1.1096 | 1.1096 | 1.4284 | 0 | 0.0064686 | 0.0049984 | 0.013303 | 0.077119 | 0 | 0.030765 | 0.017896 | 0.10014 | 0 | 5.1064 | 2.0585 | 0 | 0.53929 | 0.81115 | 0 | 0 | 0 | 0 | -65.5548 | 0.055558 | 0 | 0.0081945 | 0 | -0.31078 | 0 | 0 | 0 | 0 | 0 | 0 | 0 | 0 | 3.2159 | 0.012019 | 9.8343e-05 | 0 | 1.822 | 0 | 2.7682 | 0 | 1.6801 | 11.6223 | 1.2254 | 3.0551 | 0.11508 | 0.056743 | 0 | 0.45971 | 0.18742 | 3.782 | -32.1357 | 22.1075 | -0.31078 | 0 | 0.52614 | 0 | 1.6728 | 0.20865
2025_05_23 Hr 04 | 0 | 0 | 0 | 0 | 0 | 0 | 0 | 0 | 0 | 0 | 0 | 0.02402 | 0.27 | 0.018165 | 1.1096 | 1.1096 | 1.4284 | 0 | 0.0064686 | 0.0049984 | 0.013303 | 0.077119 | 0 | 0.030765 | 0.017896 | 0.10014 | 0 | 5.1064 | 2.0585 | 0 | 0.53929 | 0.81115 | 0 | 0 | 0 | 0 | -65.3631 | 0.055558 | 0 | 0.0079294 | 0 | -0.30066 | 0 | 0 | 0 | 0 | 0 | 0 | 0 | 0 | 3.4918 | 0.012019 | 9.8343e-05 | 0 | 1.822 | 0 | 2.7682 | 0 | 1.889 | 11.6223 | 1.2254 | 3.0551 | 0.11508 | 0.056743 | 0 | 0.45971 | 0.18742 | 3.782 | -31.6096 | 22.4318 | -0.30066 | 0 | 0.52614 | 0 | 1.6728 | 0.20919
2025_05_23 Hr 05 | 0 | 0 | 0 | 0 | 0 | 0 | 0 | 0 | 0 | 0 | 0 | 0.02402 | 0.48 | 0.056089 | 1.1096 | 1.1096 | 1.4284 | 0 | 0.0064686 | 0.0049984 | 0.013303 | 0.077119 | 0 | 0.030765 | 0.017896 | 0.10014 | 0 | 5.1064 | 2.0585 | 0 | 0.53929 | 0.81115 | 0 | 0 | 0 | 0 | -114.5416 | 0.055558 | 0 | 0.013772 | 0 | -0.52373 | 0 | 0 | 0 | 0 | 0 | 0 | 0 | 0 | 3.9055 | 0.012019 | 9.8343e-05 | 0 | 1.822 | 0 | 2.7682 | 0 | 1.8629 | 11.6223 | 1.2254 | 3.0551 | 0.11508 | 0.056743 | 0 | 0.45971 | 0.18742 | 3.782 | -80.3749 | 23.0681 | -0.52373 | 0 | 0.52614 | 0 | 1.6728 | 0.2099
2025_05_23 Hr 06 | 0.02274 | 0 | 0 | 0 | 0.10495 | 0.1053 | 0.1153 | 0 | 0.1153 | 0 | 0 | 0.02402 | 0.15 | 0.014933 | 1.1096 | 1.1096 | 1.4284 | 0 | 0.0064686 | 0.0049984 | 0.013303 | 0.077119 | 0 | 0.030765 | 0.017896 | 0.10014 | 0 | 5.1064 | 2.0585 | 0 | 0.53929 | 0.81115 | 0 | 0 | 0 | 0 | -95.6835 | 0.055558 | 0 | 0.0074666 | 0 | -0.44589 | 0 | 0 | 0 | 0 | 0 | 0 | 0 | 0 | 3.9055 | 0.012019 | 9.8343e-05 | 0 | 1.822 | 0 | 2.7682 | 0 | 1.4407 | 12.0632 | 1.2254 | 3.0551 | 0.11508 | 0.056743 | -0.02274 | 0.45971 | 0.18742 | 3.782 | -61.7894 | 22.2995 | -0.46863 | 0 | 0.52614 | 0 | 1.6728 | 0.21194
2025_05_23 Hr 07 | 0.43155 | 0 | 0 | 0 | 0.10495 | 0.1053 | 0.1153 | 0 | 0.1153 | 0 | 0 | 0.02402 | 0.21 | 0.010398 | 1.1096 | 1.1096 | 1.3858 | 0 | 0.0064686 | 0.0049984 | 0.013303 | 0.077119 | 0 | 0.030765 | 0.017896 | 0.10014 | 0 | 5.0231 | 2.0585 | 0 | 0.5281 | 0.81115 | 0 | 0 | 0 | 0 | -43.1888 | 0.055558 | 0 | 0.0037134 | 0 | -0.22071 | 0 | 0 | 0 | 0 | 0 | 0 | 0 | 0 | 3.4264 | 0.012019 | 9.8343e-05 | 0 | 1.822 | 0 | 2.7 | 0 | 0.77909 | 11.8691 | 1.2254 | 3.0551 | 0.11508 | 0.056743 | -0.43155 | 0.45971 | 0.18742 | 3.782 | -10.3572 | 21.6148 | -0.65226 | 0 | 0.52614 | 0 | 1.6728 | 0.21477
2025_05_23 Hr 08 | 0.72949 | 9.9036e-06 | 0 | 0 | 0.10495 | 0.1053 | 0.1153 | 0 | 0.1153 | 0 | 0 | 0.02402 | 0.33 | 0.014525 | 1.1096 | 1.1096 | 1.3858 | 0 | 0.0064686 | 0.0049984 | 0.013303 | 0.077119 | 0 | 0.030765 | 0.017896 | 0.10014 | 0 | 5.0231 | 2.0585 | 0 | 0.5281 | 0.81115 | 0 | 0 | 0 | 0 | -33.5035 | 0.055558 | 0 | 0.0056592 | 0 | -0.19597 | 0 | 0 | 0 | 0 | 0 | 0 | 0 | 0 | 3.2159 | 0.012019 | 9.8343e-05 | 0 | 1.822 | 0 | 0 | 0 | 0.50924 | 9.1691 | 1.2254 | 3.0551 | 0.11508 | 0.056743 | -0.72949 | 0.45971 | 0.18742 | 3.782 | -3.7008 | 21.5591 | -0.92547 | 0 | 0.52614 | 0 | 1.6728 | 0.21744
2025_05_23 Hr 09 | 0.77941 | 5.0813e-05 | 0 | 0 | 0.10495 | 0.1053 | 0.1153 | 0 | 0.1153 | 0 | 0 | 0.02402 | 0.48 | 0.012971 | 1.1096 | 1.1096 | 1.3858 | 0 | 0.0064686 | 0.0049984 | 0.013303 | 0.077119 | 0 | 0.030765 | 0.017896 | 0.10014 | 0 | 5.0231 | 2.0585 | 0 | 0.5281 | 0.81115 | 0 | 0 | 0 | 0 | -19.7739 | 0.055558 | 0 | 0.0034744 | 0 | -0.1195 | 0 | 0 | 0 | 0 | 0 | 0 | 0 | 0 | 3.078 | 0.012019 | 9.8343e-05 | 0 | 1.822 | 0 | 0 | 0 | 0.60064 | 9.1691 | 1.2254 | 3.0551 | 0.11508 | 0.056743 | -0.77941 | 0.45971 | 0.18742 | 3.782 | 10.2079 | 21.7116 | -0.89891 | 0 | 0.52614 | 0 | 1.6728 | 0.21804
2025_05_23 Hr 10 | 0.81159 | 0.00014329 | 0 | 0 | 0 | 0 | 0 | 0 | 0 | 0 | 0 | 0.02402 | 0.57 | 0.014397 | 1.1096 | 1.1096 | 1.3858 | 0 | 0.0064686 | 0.0049984 | 0.013303 | 0.077119 | 0 | 0.030765 | 0.017896 | 0.068774 | 0 | 5.0231 | 2.0585 | 0 | 0.5281 | 0.81115 | 0 | 0 | 0 | 0 | -18.3503 | 0.055558 | 0 | 0.0043299 | 0 | -0.11156 | 0 | 0 | 0 | 0 | 0 | 0 | 0 | 0 | 3.4264 | 0.012019 | 9.8343e-05 | 0 | 1.822 | 0 | 0 | 0 | 0.74862 | 8.6969 | 1.2254 | 3.0551 | 0.11508 | 0.056743 | -0.81159 | 0.45971 | 0.18742 | 3.782 | 11.756 | 22.3325 | -0.92315 | 0 | 0.52614 | 0 | 1.6728 | 0.2188
2025_05_23 Hr 11 | 0.79415 | 0.00023218 | 0 | 0 | 0 | 0 | 0 | 0 | 0 | 0 | 0 | 0.02402 | 0.63 | 0.016252 | 1.1096 | 1.1096 | 1.3858 | 0 | 0.0064686 | 0.0049984 | 0.013303 | 0.077119 | 0 | 0.030765 | 0.017896 | 0.094529 | 0 | 5.0231 | 2.0585 | 0 | 0.5281 | 0.81115 | 0 | 0 | 0 | 0 | -18.0005 | 0.055558 | 0 | 0.0044224 | 0 | -0.11399 | 0 | 0 | 0 | 0 | 0 | 0 | 0 | 0 | 2.8747 | 0.012019 | 9.8343e-05 | 0 | 1.822 | 0 | 0 | 0 | 1.0489 | 8.7226 | 1.2254 | 3.0551 | 0.11508 | 0.056743 | -0.79415 | 0.45971 | 0.18742 | 3.782 | 11.939 | 22.125 | -0.90814 | 0 | 0.52614 | 0 | 1.6728 | 0.21815
2025_05_23 Hr 12 | 0.81464 | 0.00037052 | 0 | 0 | 0 | 0 | 0 | 0 | 0 | 0 | 0 | 0.02402 | 1.41 | 0.046705 | 1.1096 | 1.1096 | 1.3858 | 0 | 0.0064686 | 0.0049984 | 0.013303 | 0.077119 | 0 | 0.030765 | 0.017896 | 0.10014 | 0 | 5.0231 | 2.0585 | 0 | 0.5281 | 0.81115 | 0 | 0 | 0 | 0 | -22.6719 | 0.055558 | 0 | 0.0056784 | 0 | -0.14696 | 0 | 0 | 0 | 0 | 0 | 0 | 0 | 0 | 2.6715 | 0.012019 | 9.8343e-05 | 0 | 1.822 | 0 | 0 | 0 | 1.2013 | 8.7282 | 1.2254 | 3.0551 | 0.11508 | 0.056743 | -0.81464 | 0.45971 | 0.18742 | 3.782 | 7.9993 | 22.9045 | -0.9616 | 0 | 0.52614 | 0 | 1.6728 | 0.2175
2025_05_23 Hr 13 | 0.80701 | 0.00046554 | 0 | 0 | 0 | 0 | 0 | 0 | 0 | 0 | 0 | 0.02402 | 1.83 | 0.067875 | 1.1096 | 1.1096 | 1.3858 | 0 | 0.0064686 | 0.0049984 | 0.013303 | 0.077119 | 0 | 0.030765 | 0.017896 | 0.10014 | 0 | 5.0231 | 2.0585 | 0 | 0.5281 | 0.81115 | 0 | 0 | 0 | 0 | -25.2855 | 0.055558 | 0 | 0.0063583 | 0 | -0.1648 | 0 | 0 | 0 | 0 | 0 | 0 | 0 | 0 | 2.6715 | 0.012019 | 9.8343e-05 | 0 | 1.822 | 0 | 0 | 0 | 1.4711 | 8.7282 | 1.2254 | 3.0551 | 0.11508 | 0.056743 | -0.80701 | 0.45971 | 0.18742 | 3.782 | 6.0787 | 23.6077 | -0.97182 | 0 | 0.52614 | 0 | 1.6728 | 0.21728
2025_05_23 Hr 14 | 0.7478 | 0.0004683 | 0 | 0 | 0 | 0 | 0 | 0 | 0 | 0 | 0 | 0.02402 | 1.98 | 0.07331 | 1.1096 | 1.1096 | 1.3858 | 0 | 0.0064686 | 0.0049984 | 0.013303 | 0.077119 | 0 | 0.030765 | 0.017896 | 0.10014 | 0 | 5.0231 | 2.0585 | 0 | 0.5281 | 0.81115 | 0 | 0 | 0 | 0 | -24.5908 | 0.055558 | 0 | 0.0063472 | 0 | -0.16451 | 0 | 0 | 0 | 0 | 0 | 0 | 0 | 0 | 2.4682 | 0.012019 | 9.8343e-05 | 0 | 1.822 | 0 | 0 | 0 | 1.5321 | 8.7282 | 1.2254 | 3.0551 | 0.11508 | 0.056743 | -0.7478 | 0.45971 | 0.18742 | 3.782 | 6.7867 | 23.5616 | -0.91232 | 0 | 0.52614 | 0 | 1.6728 | 0.21725
2025_05_23 Hr 15 | 0.79786 | 0.00044741 | 0 | 0 | 0 | 0 | 0 | 0 | 0 | 0 | 0 | 0.02402 | 1.98 | 0.070039 | 1.1096 | 1.1096 | 1.3858 | 0 | 0.0064686 | 0.0049984 | 0.013303 | 0.077119 | 0 | 0.030765 | 0.017896 | 0.10014 | 0 | 5.0231 | 2.0585 | 0 | 0.5281 | 0.81115 | 0 | 0 | 0 | 0 | -23.3976 | 0.055558 | 0 | 0.006064 | 0 | -0.15708 | 0 | 0 | 0 | 0 | 0 | 0 | 0 | 0 | 2.6715 | 0.012019 | 9.8343e-05 | 0 | 1.822 | 0 | 0 | 0 | 1.6191 | 8.7282 | 1.2254 | 3.0551 | 0.11508 | 0.056743 | -0.79786 | 0.45971 | 0.18742 | 3.782 | 8.2747 | 23.899 | -0.95494 | 0 | 0.52614 | 0 | 1.6728 | 0.21752
2025_05_23 Hr 16 | 0.78507 | 0.0016644 | 0 | 0.073364 | 0.069965 | 0.0702 | 0.076866 | 0.072815 | 0.076866 | 0 | 0 | 0.02402 | 2.04 | 0.27121 | 1.1096 | 1.1096 | 1.3858 | 0 | 0.0064686 | 0.0049984 | 0.013303 | 0.077119 | 0 | 0.030765 | 0.017896 | 0.10014 | 0.47571 | 5.0231 | 2.0585 | 0 | 0.5281 | 0.81115 | 0 | 0 | 0 | 0 | -96.8599 | 0.055558 | 0 | 0.0080604 | 0 | -0.59615 | 0 | 0 | 0 | 0 | 0 | 0 | 0 | 0 | 2.6715 | 0.012019 | 9.8343e-05 | 0 | 1.822 | 0 | 4.1852 | 0 | 1.5321 | 11.1715 | 1.2254 | 3.0551 | 0.11508 | 0.056743 | -0.78507 | 0.45971 | 0.18742 | 3.782 | -63.0088 | 24.0609 | -1.3812 | 0 | 0.52614 | 0 | 1.6728 | 0.21693
2025_05_23 Hr 17 | 0.75863 | 0.00070113 | 0 | 0.11005 | 0.10495 | 0.1053 | 0.1153 | 0.10922 | 0.1153 | 0 | 0 | 0.02402 | 2.19 | 0.13807 | 1.1096 | 1.1096 | 1.3858 | 0 | 0.0064686 | 0.0049984 | 0.013303 | 0.077119 | 0 | 0.030765 | 0.017896 | 0.10014 | 0.26465 | 5.0231 | 2.0585 | 0 | 0.5281 | 0.81115 | 0 | 0 | 0 | 0 | -48.7488 | 0.055558 | 0 | 0.0033773 | 0 | -0.2816 | 0 | 0 | 0 | 0 | 0 | 0 | 0 | 0 | 2.6715 | 0.012019 | 9.8343e-05 | 0 | 1.822 | 0 | 2.7 | 0 | 1.6496 | 12.353 | 1.2254 | 3.0551 | 0.11508 | 0.056743 | -0.75863 | 0.45971 | 0.18742 | 3.782 | -13.268 | 24.168 | -1.0402 | 0 | 0.52614 | 0 | 1.6728 | 0.21701
2025_05_23 Hr 18 | 0.81697 | 0.00060315 | 0 | 0.11005 | 0.10495 | 0.1053 | 0.1153 | 0.10922 | 0.1153 | 0 | 0 | 0.02402 | 2.19 | 0.15537 | 1.1096 | 1.1096 | 1.3858 | 0 | 0.0064686 | 0.0049984 | 0.013303 | 0.077119 | 0 | 0.030765 | 0.017896 | 0.10014 | 0.26465 | 5.0231 | 2.0585 | 0 | 0.5281 | 0.81115 | 0 | 0 | 0 | 0 | -58.168 | 0.055558 | 0 | 0.0038005 | 0 | -0.31715 | 0 | 0 | 0 | 0 | 0 | 0 | 0 | 0 | 2.6715 | 0.012019 | 9.8343e-05 | 0 | 1.822 | 0 | 2.7 | 0 | 1.9499 | 12.353 | 1.2254 | 3.0551 | 0.11508 | 0.056743 | -0.81697 | 0.45971 | 0.18742 | 3.782 | -22.4048 | 24.5443 | -1.1341 | 0 | 0.52614 | 0 | 1.6728 | 0.2175
2025_05_23 Hr 19 | 0.63512 | 0.00038287 | 0 | 0.11005 | 0.10495 | 0.1053 | 0.1153 | 0.10922 | 0.1153 | 0 | 0 | 0.02402 | 1.56 | 0.10898 | 1.1096 | 1.1096 | 1.3858 | 0 | 0.0064686 | 0.0049984 | 0.013303 | 0.077119 | 0 | 0.030765 | 0.017896 | 0.10014 | 0.26465 | 5.0231 | 2.0585 | 0 | 0.5281 | 0.81115 | 0 | 0 | 0 | 0 | -56.4836 | 0.055558 | 0 | 0.0037426 | 0 | -0.31228 | 0 | 0 | 0 | 0 | 0 | 0 | 0 | 0 | 2.6715 | 0.012019 | 9.8343e-05 | 0 | 1.822 | 0 | 2.7 | 0 | 2.1022 | 12.353 | 1.2254 | 3.0551 | 0.11508 | 0.056743 | -0.63512 | 0.45971 | 0.18742 | 3.782 | -21.2408 | 23.8372 | -0.9474 | 0 | 0.52614 | 0 | 1.6728 | 0.21644
2025_05_23 Hr 20 | 0.090742 | 0.0001253 | 0 | 0.11005 | 0.10495 | 0.1053 | 0.1153 | 0.10922 | 0.1153 | 0 | 0 | 0.02402 | 1.26 | 0.07859 | 1.1096 | 1.1096 | 1.3858 | 0 | 0.0064686 | 0.0049984 | 0.013303 | 0.077119 | 0 | 0.030765 | 0.017896 | 0.10014 | 0.26465 | 5.0231 | 2.0585 | 0 | 0.5281 | 0.81115 | 0 | 0 | 0 | 0 | -52.6569 | 0.055558 | 0 | 0.0033414 | 0 | -0.27858 | 0 | 0 | 0 | 0 | 0 | 0 | 0 | 0 | 2.7368 | 0.012019 | 9.8343e-05 | 0 | 1.822 | 0 | 2.7 | 0 | 1.7715 | 12.353 | 1.2254 | 3.0551 | 0.11508 | 0.056743 | -0.090742 | 0.45971 | 0.18742 | 3.782 | -17.9768 | 22.6964 | -0.36932 | 0 | 0.52614 | 0 | 1.6728 | 0.21621
2025_05_23 Hr 21 | 0.02274 | 1.6814e-05 | 0 | 0.11005 | 0.10495 | 0.1053 | 0.1153 | 0.10922 | 0.1153 | 0 | 0 | 0.02402 | 1.11 | 0.072581 | 1.1096 | 1.1096 | 1.3858 | 0 | 0.0064686 | 0.0049984 | 0.013303 | 0.077119 | 0 | 0.030765 | 0.017896 | 0.10014 | 0.26465 | 5.0231 | 2.0585 | 0 | 0.5281 | 0.81115 | 0 | 0 | 0 | 0 | -56.4766 | 0.055558 | 0 | 0.003503 | 0 | -0.29215 | 0 | 0 | 0 | 0 | 0 | 0 | 0 | 0 | 3.078 | 0.012019 | 9.8343e-05 | 0 | 1.822 | 0 | 2.7 | 0 | 1.889 | 12.353 | 1.2254 | 3.0551 | 0.11508 | 0.056743 | -0.02274 | 0.45971 | 0.18742 | 3.782 | -21.5081 | 22.9304 | -0.31489 | 0 | 0.52614 | 0 | 1.6728 | 0.21562
2025_05_23 Hr 22 | 0 | 0 | 0 | 0.11005 | 0.10495 | 0.1053 | 0.1153 | 0.10922 | 0.1153 | 0 | 0 | 0.02402 | 1.02 | 0.061534 | 1.1096 | 1.1096 | 1.3858 | 0 | 0.0064686 | 0.0049984 | 0.013303 | 0.077119 | 0 | 0.030765 | 0.017896 | 0.10014 | 0.26465 | 5.0231 | 2.0585 | 0 | 0.5281 | 0.81115 | 0 | 0 | 0 | 0 | -52.4228 | 0.055558 | 0 | 0.0032318 | 0 | -0.26937 | 0 | 0 | 0 | 0 | 0 | 0 | 0 | 0 | 3.833 | 0.012019 | 9.8343e-05 | 0 | 1.822 | 0 | 2.7 | 0 | 1.6801 | 12.353 | 1.2254 | 3.0551 | 0.11508 | 0.056743 | 0 | 0.45971 | 0.18742 | 3.782 | -16.9872 | 23.352 | -0.26937 | 0 | 0.52614 | 0 | 1.6728 | 0.21488
2025_05_23 Hr 23 | 0 | 0 | 0 | 0.11005 | 0.10495 | 0.1053 | 0.1153 | 0.10922 | 0.1153 | 0 | 0 | 0.02402 | 1.35 | 0.15217 | 1.1096 | 1.1096 | 1.4284 | 0 | 0.0064686 | 0.0049984 | 0.013303 | 0.077119 | 0 | 0.030765 | 0.017896 | 0.10014 | 0.26465 | 5.1064 | 2.0585 | 0 | 0.53929 | 0.81115 | 0 | 0 | 0 | 0 | -107.0573 | 0.055558 | 0 | 0.0060385 | 0 | -0.50513 | 0 | 0 | 0 | 0 | 0 | 0 | 0 | 0 | 4.1088 | 0.012019 | 9.8343e-05 | 0 | 1.822 | 0 | 2.7682 | 0 | 1.6496 | 12.5471 | 1.2254 | 3.0551 | 0.11508 | 0.056743 | 0 | 0.45971 | 0.18742 | 3.782 | -70.9875 | 24.0278 | -0.50513 | 0 | 0.52614 | 0 | 1.6728 | 0.21355
2025_05_23 Hr 24 | 0 | 0 | 0 | 0.11005 | 0.10495 | 0.1053 | 0.1153 | 0.10922 | 0.1153 | 0 | 0 | 0.02402 | 1.17 | 0.13245 | 1.1096 | 1.1096 | 1.4284 | 0 | 0.0064686 | 0.0049984 | 0.013303 | 0.077119 | 0 | 0.030765 | 0.017896 | 0.10014 | 0.26465 | 5.1064 | 2.0585 | 0 | 0.53929 | 0.81115 | 0 | 0 | 0 | 0 | -110.3399 | 0.055558 | 0 | 0.0060644 | 0 | -0.50731 | 0 | 0 | 0 | 0 | 0 | 0 | 0 | 0 | 4.3121 | 0.012019 | 9.8343e-05 | 0 | 1.822 | 0 | 2.7682 | 0 | 1.5625 | 12.5471 | 1.2254 | 3.0551 | 0.11508 | 0.056743 | 0 | 0.45971 | 0.18742 | 3.782 | -74.358 | 23.9421 | -0.50731 | 0 | 0.52614 | 0 | 1.6728 | 0.21129
2025_05_24 Hr 01 | 0 | 0 | 0 | 0.11536 | 0.11002 | 0.11039 | 0.12087 | 0.1145 | 0.12087 | 0 | 0 | 0.02402 | 0.6 | 0.045618 | 1.1096 | 1.1096 | 1.4974 | 0 | 0.0064686 | 0.0049984 | 0.013303 | 0.077119 | 0 | 0.030765 | 0.017896 | 0.10014 | 0.27721 | 5.3531 | 2.0585 | 0 | 0.53929 | 0.81115 | 0 | 0 | 0 | 0 | -71.4772 | 0.055558 | 0 | 0.004073 | 0 | -0.34004 | 0 | 0 | 0 | 0 | 0 | 0 | 0 | 0 | 4.3121 | 0.012019 | 9.8343e-05 | 0 | 1.822 | 0 | 2.9019 | 0 | 1.5016 | 13.0409 | 1.2254 | 3.0551 | 0.11508 | 0.056743 | 0 | 0.45971 | 0.18742 | 3.782 | -35.5567 | 23.2196 | -0.34004 | 0 | 0.52614 | 0 | 1.6728 | 0.20658
2025_05_24 Hr 02 | 0 | 0 | 0 | 0.11536 | 0.11002 | 0.11039 | 0.12087 | 0.1145 | 0.12087 | 0 | 0 | 0.02402 | 0.51 | 0.024302 | 1.1096 | 1.1096 | 1.4974 | 0 | 0.0064686 | 0.0049984 | 0.013303 | 0.077119 | 0 | 0.030765 | 0.017896 | 0.10014 | 0.27721 | 5.3531 | 2.0585 | 0 | 0.53929 | 0.81115 | 0 | 0 | 0 | 0 | -41.8737 | 0.055558 | 0 | 0.0025528 | 0 | -0.21233 | 0 | 0 | 0 | 0 | 0 | 0 | 0 | 0 | 4.1088 | 0.012019 | 9.8343e-05 | 0 | 1.822 | 0 | 2.9019 | 0 | 1.3797 | 13.0409 | 1.2254 | 3.0551 | 0.11508 | 0.056743 | 0 | 0.45971 | 0.18742 | 3.782 | -6.2633 | 22.7817 | -0.21233 | 0 | 0.52614 | 0 | 1.6728 | 0.20517
2025_05_24 Hr 03 | 0 | 0 | 0 | 0.11536 | 0.11002 | 0.11039 | 0.12087 | 0.1145 | 0.12087 | 0 | 0 | 0.02402 | 0.27 | 0.01351 | 1.1096 | 1.1096 | 1.4974 | 0 | 0.0064686 | 0.0049984 | 0.013303 | 0.077119 | 0 | 0.030765 | 0.017896 | 0.10014 | 0 | 5.3531 | 2.0585 | 0 | 0.53929 | 0.81115 | 0 | 0 | 0 | 0 | -42.1046 | 0.055558 | 0 | 0.0026805 | 0 | -0.22306 | 0 | 0 | 0 | 0 | 0 | 0 | 0 | 0 | 3.9055 | 0.012019 | 9.8343e-05 | 0 | 1.822 | 0 | 2.9019 | 0 | 1.2622 | 12.7637 | 1.2254 | 3.0551 | 0.11508 | 0.056743 | 0 | 0.45971 | 0.18742 | 3.782 | -7.3548 | 22.2092 | -0.22306 | 0 | 0.52614 | 0 | 1.6728 | 0.20419
2025_05_24 Hr 04 | 0 | 0 | 0 | 0.11536 | 0 | 0 | 0.12087 | 0.1145 | 0.12087 | 0 | 0 | 0.02402 | 0.54 | 0.024662 | 1.1096 | 1.1096 | 1.4974 | 0 | 0.0064686 | 0.0049984 | 0.013303 | 0.077119 | 0 | 0.030765 | 0.017896 | 0.10014 | 0 | 5.3531 | 2.0585 | 0 | 0.53929 | 0.81115 | 0 | 0 | 0 | 0 | -38.3603 | 0.055558 | 0 | 0.0034253 | 0 | -0.20342 | 0 | 0 | 0 | 0 | 0 | 0 | 0 | 0 | 3.6297 | 0.012019 | 9.8343e-05 | 0 | 1.822 | 0 | 2.9019 | 0 | 1.3188 | 12.5433 | 1.2254 | 3.0551 | 0.11508 | 0.056743 | 0 | 0.45971 | 0.18742 | 3.782 | -3.7491 | 22.2713 | -0.20342 | 0 | 0.52614 | 0 | 1.6728 | 0.20443
2025_05_24 Hr 05 | 0 | 0 | 0 | 0 | 0 | 0 | 0 | 0 | 0 | 0 | 0 | 0.02402 | 0.54 | 0.019547 | 1.1096 | 1.1096 | 1.4974 | 0 | 0.0064686 | 0.0049984 | 0.013303 | 0.077119 | 0 | 0.030765 | 0.017896 | 0.10014 | 0 | 5.3531 | 2.0585 | 0 | 0.53929 | 0.81115 | 0 | 0 | 0 | 0 | -27.4655 | 0.055558 | 0 | 0.0062055 | 0 | -0.16079 | 0 | 0 | 0 | 0 | 0 | 0 | 0 | 0 | 3.6297 | 0.012019 | 9.8343e-05 | 0 | 1.822 | 0 | 0 | 0 | 1.5016 | 9.1698 | 1.2254 | 3.0551 | 0.11508 | 0.056743 | 0 | 0.45971 | 0.18742 | 3.782 | 3.9923 | 22.4488 | -0.16079 | 0 | 0.52614 | 0 | 1.6728 | 0.20424
2025_05_24 Hr 06 | 0 | 0 | 0 | 0 | 0 | 0 | 0 | 0 | 0 | 0 | 0 | 0.02402 | 0.48 | 0.018052 | 1.1096 | 1.1096 | 1.4974 | 0 | 0.0064686 | 0.0049984 | 0.013303 | 0.077119 | 0 | 0.030765 | 0.017896 | 0.10014 | 0 | 5.3531 | 2.0585 | 0 | 0.53929 | 0.81115 | 0 | 0 | 0 | 0 | -29.677 | 0.055558 | 0 | 0.0064471 | 0 | -0.16714 | 0 | 0 | 0 | 0 | 0 | 0 | 0 | 0 | 3.4918 | 0.012019 | 9.8343e-05 | 0 | 1.822 | 0 | 0 | 0 | 1.4102 | 9.1698 | 1.2254 | 3.0551 | 0.11508 | 0.056743 | 0 | 0.45971 | 0.18742 | 3.782 | 1.4848 | 22.1592 | -0.16714 | 0 | 0.52614 | 0 | 1.6728 | 0.20541
2025_05_24 Hr 07 | 0.24934 | 0 | 0 | 0 | 0 | 0 | 0 | 0 | 0 | 0 | 0 | 0.02402 | 0.21 | 0.0032048 | 0.63279 | 0.63279 | 1.0652 | 0 | 0.0064686 | 0.0049984 | 0.013303 | 0.077119 | 0 | 0.030765 | 0.017896 | 0.053094 | 0 | 0 | 2.0585 | 0 | 0 | 0.81115 | 0 | 0 | 0 | 0 | -8.4001 | 0.055558 | 0 | 0.03074 | 0 | -0.066574 | 0 | 0 | 0 | 0 | 0 | 0 | 0 | 0 | 3.2159 | 0.012019 | 9.8343e-05 | 0 | 1.822 | 0 | 0 | 0 | 1.6801 | 2.3838 | 1.2254 | 3.0551 | 0.11508 | 0.056743 | -0.24934 | 0.45971 | 0.18742 | 3.782 | 15.2474 | 21.5796 | -0.31591 | 0 | 0.52614 | 0 | 1.6728 | 0.20666
2025_05_24 Hr 08 | 0.47703 | 1.6965e-06 | 0 | 0 | 0 | 0 | 0 | 0 | 0 | 0 | 0 | 0.02402 | 0.27 | 0.0020357 | 0.39438 | 0.39438 | 0.93598 | 0 | 0.0064686 | 0.0049984 | 0.013303 | 0.077119 | 0 | 0.030765 | 0.017896 | 0.037413 | 0 | 0 | 2.0585 | 0 | 0 | 0.81115 | 0 | 0 | 0 | 0 | -3.823 | 0.055558 | 0 | 0.015187 | 0 | -0.031829 | 0 | 0 | 0 | 0 | 0 | 0 | 0 | 0 | 2.7368 | 0.012019 | 9.8343e-05 | 0 | 1.822 | 0 | 0 | 0 | 1.4407 | 1.7622 | 1.2254 | 3.0551 | 0.11508 | 0.056743 | -0.47703 | 0.45971 | 0.18742 | 3.782 | 18.5796 | 21.1493 | -0.50886 | 0 | 0.52614 | 0 | 1.6728 | 0.20832
2025_05_24 Hr 09 | 0.49933 | 1.7586e-05 | 0 | 0 | 0 | 0 | 0 | 0 | 0 | 0 | 0 | 0.02402 | 0.54 | 0.0050077 | 0.39438 | 0.39438 | 0.93598 | 0 | 0.0064686 | 0.0049984 | 0.013303 | 0.077119 | 0 | 0.030765 | 0.017896 | 0.037413 | 0 | 0 | 2.0585 | 0 | 0 | 0.81115 | 0 | 0 | 0 | 0 | -4.6626 | 0.055558 | 0 | 0.018679 | 0 | -0.039631 | 0 | 0 | 0 | 0 | 0 | 0 | 0 | 0 | 2.7368 | 0.012019 | 9.8343e-05 | 0 | 1.822 | 0 | 0 | 0 | 1.5016 | 1.7622 | 1.2254 | 3.0551 | 0.11508 | 0.056743 | -0.49933 | 0.45971 | 0.18742 | 3.782 | 18.0672 | 21.5066 | -0.53896 | 0 | 0.52614 | 0 | 1.6728 | 0.20944
2025_05_24 Hr 10 | 0.47718 | 4.4914e-05 | 0 | 0 | 0 | 0 | 0 | 0 | 0 | 0 | 0 | 0.02402 | 0.96 | 0.0075361 | 0.39438 | 0.39438 | 0.93598 | 0 | 0.0064686 | 0.0049984 | 0.013303 | 0.077119 | 0 | 0.030765 | 0.017896 | 0.037413 | 0 | 0 | 2.0585 | 0 | 0 | 0.81115 | 0 | 0 | 0 | 0 | -3.8806 | 0.055558 | 0 | 0.015812 | 0 | -0.033226 | 0 | 0 | 0 | 0 | 0 | 0 | 0 | 0 | 2.5335 | 0.012019 | 9.8343e-05 | 0 | 1.822 | 0 | 0 | 0 | 1.5625 | 1.7622 | 1.2254 | 3.0551 | 0.11508 | 0.056743 | -0.47718 | 0.45971 | 0.18742 | 3.782 | 19.1373 | 21.7662 | -0.5104 | 0 | 0.52614 | 0 | 1.6728 | 0.21094
2025_05_24 Hr 11 | 0.4771 | 9.3316e-05 | 0 | 0 | 0 | 0 | 0 | 0 | 0 | 0 | 0 | 0.02402 | 1.05 | 0.010457 | 0.39438 | 0.39438 | 0.93598 | 0 | 0.0064686 | 0.0049984 | 0.013303 | 0.077119 | 0 | 0.030765 | 0.017896 | 0.037413 | 0 | 0 | 2.0585 | 0 | 0 | 0.81115 | 0 | 0 | 0 | 0 | -4.7401 | 0.055558 | 0 | 0.020061 | 0 | -0.042718 | 0 | 0 | 0 | 0 | 0 | 0 | 0 | 0 | 2.7368 | 0.012019 | 9.8343e-05 | 0 | 1.822 | 0 | 0 | 0 | 1.6191 | 1.7622 | 1.2254 | 3.0551 | 0.11508 | 0.056743 | -0.4771 | 0.45971 | 0.18742 | 3.782 | 18.6214 | 22.1191 | -0.51982 | 0 | 0.52614 | 0 | 1.6728 | 0.2111
2025_05_24 Hr 12 | 0.56726 | 0.00011915 | 0 | 0 | 0 | 0 | 0 | 0 | 0 | 0 | 0 | 0.02402 | 1.11 | 0.011382 | 0.39438 | 0.39438 | 0.93598 | 0 | 0.0064686 | 0.0049984 | 0.013303 | 0.077119 | 0 | 0.030765 | 0.017896 | 0.037413 | 0 | 0 | 2.0585 | 0 | 0 | 0.81115 | 0 | 0 | 0 | 0 | -4.863 | 0.055558 | 0 | 0.020655 | 0 | -0.044044 | 0 | 0 | 0 | 0 | 0 | 0 | 0 | 0 | 2.7368 | 0.012019 | 9.8343e-05 | 0 | 1.822 | 0 | 0 | 0 | 1.5321 | 1.7622 | 1.2254 | 3.0551 | 0.11508 | 0.056743 | -0.56726 | 0.45971 | 0.18742 | 3.782 | 18.4714 | 22.1836 | -0.61131 | 0 | 0.52614 | 0 | 1.6728 | 0.21156
2025_05_24 Hr 13 | 0.49941 | 0.00011459 | 0 | 0 | 0 | 0 | 0 | 0 | 0 | 0 | 0 | 0.02402 | 0.99 | 0.0089128 | 0.39438 | 0.39438 | 0.93598 | 0 | 0.0064686 | 0.0049984 | 0.013303 | 0.077119 | 0 | 0.030765 | 0.017896 | 0.037413 | 0 | 0 | 2.0585 | 0 | 0 | 0.81115 | 0 | 0 | 0 | 0 | -4.2128 | 0.055558 | 0 | 0.018134 | 0 | -0.038413 | 0 | 0 | 0 | 0 | 0 | 0 | 0 | 0 | 2.9473 | 0.012019 | 9.8343e-05 | 0 | 1.822 | 0 | 0 | 0 | 1.4407 | 1.7622 | 1.2254 | 3.0551 | 0.11508 | 0.056743 | -0.49941 | 0.45971 | 0.18742 | 3.782 | 19.1232 | 22.1117 | -0.53782 | 0 | 0.52614 | 0 | 1.6728 | 0.21083
2025_05_24 Hr 14 | 0.61296 | 0.00012054 | 0 | 0 | 0 | 0 | 0 | 0 | 0 | 0 | 0 | 0.02402 | 0.78 | 0.007368 | 0.39438 | 0.39438 | 0.93598 | 0 | 0.0064686 | 0.0049984 | 0.013303 | 0.077119 | 0 | 0.030765 | 0.017896 | 0.037413 | 0 | 0 | 2.0585 | 0 | 0 | 0.81115 | 0 | 0 | 0 | 0 | -3.752 | 0.055558 | 0 | 0.019027 | 0 | -0.040408 | 0 | 0 | 0 | 0 | 0 | 0 | 0 | 0 | 2.6715 | 0.012019 | 9.8343e-05 | 0 | 1.822 | 0 | 0 | 0 | 1.593 | 1.7622 | 1.2254 | 3.0551 | 0.11508 | 0.056743 | -0.61296 | 0.45971 | 0.18742 | 3.782 | 19.2459 | 21.8892 | -0.65337 | 0 | 0.52614 | 0 | 1.6728 | 0.20982
2025_05_24 Hr 15 | 0.52222 | 0.00012981 | 0 | 0 | 0 | 0 | 0 | 0 | 0 | 0 | 0 | 0.02402 | 0.78 | 0.008005 | 0.39438 | 0.39438 | 0.93598 | 0 | 0.0064686 | 0.0049984 | 0.013303 | 0.077119 | 0 | 0.030765 | 0.017896 | 0.037413 | 0 | 0 | 2.0585 | 0 | 0 | 0.81115 | 0 | 0 | 0 | 0 | -3.5923 | 0.055558 | 0 | 0.020672 | 0 | -0.044083 | 0 | 0 | 0 | 0 | 0 | 0 | 0 | 0 | 2.5335 | 0.012019 | 9.8343e-05 | 0 | 1.822 | 0 | 0 | 0 | 1.593 | 1.7622 | 1.2254 | 3.0551 | 0.11508 | 0.056743 | -0.52222 | 0.45971 | 0.18742 | 3.782 | 19.264 | 21.6604 | -0.5663 | 0 | 0.52614 | 0 | 1.6728 | 0.20908
2025_05_24 Hr 16 | 0.61282 | 0.00020213 | 0 | 0 | 0 | 0 | 0 | 0 | 0 | 0 | 0 | 0.02402 | 0.81 | 0.013583 | 0.48139 | 0.48142 | 0.93598 | 0 | 0.0064686 | 0.0049984 | 0.013303 | 0.077119 | 0 | 0.030765 | 0.017896 | 0.037413 | 0 | 0 | 2.0585 | 0 | 0 | 0.81115 | 0 | 0 | 0 | 0 | -6.1154 | 0.055558 | 0 | 0.033779 | 0 | -0.073363 | 0 | 0 | 0 | 0 | 0 | 0 | 0 | 0 | 2.7368 | 0.012019 | 9.8343e-05 | 0 | 1.822 | 0 | 0 | 0 | 1.593 | 1.9362 | 1.2254 | 3.0551 | 0.11508 | 0.056743 | -0.61282 | 0.45971 | 0.18742 | 3.782 | 17.1248 | 21.9903 | -0.68618 | 0 | 0.52614 | 0 | 1.6728 | 0.20944
2025_05_24 Hr 17 | 0.43148 | 0.00029055 | 0 | 0 | 0 | 0 | 0 | 0 | 0 | 0 | 0 | 0.02402 | 0.72 | 0.019255 | 0.70761 | 0.70773 | 1.2097 | 0 | 0.0064686 | 0.0049984 | 0.013303 | 0.077119 | 0 | 0.030765 | 0.017896 | 0.065653 | 0 | 0 | 2.0585 | 0 | 0 | 0.81115 | 0 | 0 | 0 | 0 | -12.5012 | 0.055558 | 0 | 0.053869 | 0 | -0.11824 | 0 | 0 | 0 | 0 | 0 | 0 | 0 | 0 | 2.6715 | 0.012019 | 9.8343e-05 | 0 | 1.822 | 0 | 0 | 0 | 1.9194 | 2.6907 | 1.2254 | 3.0551 | 0.11508 | 0.056743 | -0.43148 | 0.45971 | 0.18742 | 3.782 | 11.6256 | 21.9858 | -0.54972 | 0 | 0.52614 | 0 | 1.6728 | 0.20949
2025_05_24 Hr 18 | 0.49933 | 0.00025207 | 0 | 0 | 0 | 0 | 0 | 0 | 0 | 0 | 0 | 0.02402 | 0.54 | 0.01595 | 0.93542 | 0.9356 | 1.2773 | 0 | 0.0064686 | 0.0049984 | 0.013303 | 0.077119 | 0 | 0.030765 | 0.017896 | 0.073622 | 0 | 0 | 2.0585 | 0 | 0 | 0.81115 | 0 | 0 | 0 | 0 | -15.9374 | 0.055558 | 0 | 0.059497 | 0 | -0.13082 | 0 | 0 | 0 | 0 | 0 | 0 | 0 | 0 | 2.7368 | 0.012019 | 9.8343e-05 | 0 | 1.822 | 0 | 0 | 0 | 1.4407 | 3.222 | 1.2254 | 3.0551 | 0.11508 | 0.056743 | -0.49933 | 0.45971 | 0.18742 | 3.782 | 8.1115 | 21.4571 | -0.63015 | 0 | 0.52614 | 0 | 1.6728 | 0.20971
2025_05_24 Hr 19 | 0.45429 | 0.00021763 | 0 | 0 | 0 | 0 | 0 | 0 | 0 | 0 | 0 | 0.02402 | 0.18 | 0.0071901 | 1.1016 | 1.1017 | 1.4527 | 0 | 0.0064686 | 0.0049984 | 0.013303 | 0.077119 | 0 | 0.030765 | 0.017896 | 0.10014 | 0 | 0 | 2.0585 | 0 | 0 | 0.81115 | 0 | 0 | 0 | 0 | -22.7174 | 0.055558 | 0 | 0.080461 | 0 | -0.17765 | 0 | 0 | 0 | 0 | 0 | 0 | 0 | 0 | 2.7368 | 0.012019 | 9.8343e-05 | 0 | 1.822 | 0 | 0 | 0 | 1.4711 | 3.7562 | 1.2254 | 3.0551 | 0.11508 | 0.056743 | -0.45429 | 0.45971 | 0.18742 | 3.782 | 1.4813 | 21.0745 | -0.63194 | 0 | 0.52614 | 0 | 1.6728 | 0.21047
2025_05_24 Hr 20 | 0.090742 | 5.7354e-05 | 0 | 0 | 0 | 0 | 0 | 0 | 0 | 0 | 0 | 0.02402 | 0.09 | 0.0034536 | 1.1096 | 1.1096 | 1.4527 | 0 | 0.0064686 | 0.0049984 | 0.013303 | 0.077119 | 0 | 0.030765 | 0.017896 | 0.10014 | 0 | 0 | 2.0585 | 0 | 0 | 0.81115 | 0 | 0 | 0 | 0 | -21.9632 | 0.055558 | 0 | 0.077295 | 0 | -0.17058 | 0 | 0 | 0 | 0 | 0 | 0 | 0 | 0 | 2.9473 | 0.012019 | 9.8343e-05 | 0 | 1.822 | 0 | 0 | 0 | 1.0794 | 3.772 | 1.2254 | 3.0551 | 0.11508 | 0.056743 | -0.090742 | 0.45971 | 0.18742 | 3.782 | 1.9825 | 20.4351 | -0.26132 | 0 | 0.52614 | 0 | 1.6728 | 0.20965
2025_05_24 Hr 21 | 0 | 7.8707e-06 | 0 | 0.067295 | 0.064177 | 0.064393 | 0.070507 | 0.066791 | 0.070507 | 0 | 0 | 0.02402 | 0.03 | 0.0020988 | 1.1096 | 1.1096 | 1.4389 | 0 | 0.0064686 | 0.0049984 | 0.013303 | 0.077119 | 0 | 0.030765 | 0.017896 | 0.098461 | 0.17274 | 7.1594 | 2.0585 | 0 | 0.030806 | 0.81115 | 0 | 0 | 0 | 0 | -48.6597 | 0.055558 | 0 | 0.11519 | 0 | -0.31273 | 0 | 0 | 0 | 0 | 0 | 0 | 0 | 0 | 2.9473 | 0.012019 | 9.8343e-05 | 0 | 1.822 | 0 | 3.4648 | 0 | 0.90096 | 6.7799 | 1.2254 | 3.0551 | 0.11508 | 0.056743 | 0 | 0.45971 | 0.18742 | 3.782 | -22.0569 | 20.1356 | -0.31273 | 0 | 0.52614 | 0 | 1.6728 | 0.20998
2025_05_24 Hr 22 | 0 | 0 | 0 | 0 | 0 | 0 | 0 | 0 | 0 | 0 | 0 | 0.02402 | 0.24 | 0.009061 | 1.1096 | 1.1096 | 1.4527 | 0 | 0.0064686 | 0.0049984 | 0.013303 | 0.077119 | 0 | 0.030765 | 0.017896 | 0.10014 | 0 | 0 | 2.0585 | 0 | 0 | 0.81115 | 0 | 0 | 0 | 0 | -25.4573 | 0.055558 | 0 | 0.074025 | 0 | -0.16779 | 0 | 0 | 0 | 0 | 0 | 0 | 0 | 0 | 2.9473 | 0.012019 | 9.8343e-05 | 0 | 1.822 | 0 | 2.4063 | 0 | 0.90096 | 6.1783 | 1.2254 | 3.0551 | 0.11508 | 0.056743 | 0 | 0.45971 | 0.18742 | 3.782 | 0.87516 | 20.322 | -0.16779 | 0 | 0.52614 | 0 | 1.6728 | 0.21025
2025_05_24 Hr 23 | 0 | 0 | 0 | 0.076909 | 0.073345 | 0.073592 | 0.08058 | 0.076333 | 0.08058 | 0 | 0 | 0.02402 | 0.96 | 0.071861 | 1.1096 | 1.1096 | 1.4974 | 0 | 0.0064686 | 0.0049984 | 0.013303 | 0.077119 | 0 | 0.030765 | 0.017896 | 0.10014 | 0.17274 | 7.3111 | 2.0585 | 0 | 0.031459 | 0.81115 | 0 | 0 | 0 | 0 | -59.3484 | 0.055558 | 0 | 0.11442 | 0 | -0.33475 | 0 | 0 | 0 | 0 | 0 | 0 | 0 | 0 | 2.7368 | 0.012019 | 9.8343e-05 | 0 | 1.822 | 0 | 2.7965 | 0 | 0.99236 | 7.4331 | 1.2254 | 3.0551 | 0.11508 | 0.056743 | 0 | 0.45971 | 0.18742 | 3.782 | -31.2348 | 21.0153 | -0.33475 | 0 | 0.52614 | 0 | 1.6728 | 0.20835
2025_05_24 Hr 24 | 0 | 0 | 0 | 0.11536 | 0.11002 | 0.11039 | 0.12087 | 0.1145 | 0.12087 | 0 | 0 | 0.02402 | 1.44 | 0.026732 | 1.1096 | 1.1096 | 0.96306 | 0 | 0.0064686 | 0.0049984 | 0.013303 | 0.077119 | 0 | 0.030765 | 0.017896 | 0.037413 | 0 | 0 | 2.0585 | 0 | 0 | 0.81115 | 0 | 0 | 0 | 0 | -12.3906 | 0.055558 | 0 | 0.035205 | 0 | -0.081438 | 0 | 0 | 0 | 0 | 0 | 0 | 0 | 0 | 2.9473 | 0.012019 | 9.8343e-05 | 0 | 1.822 | 0 | 2.2235 | 0 | 1.0489 | 6.1351 | 1.2254 | 3.0551 | 0.11508 | 0.056743 | 0 | 0.45971 | 0.18742 | 3.782 | 15.347 | 21.684 | -0.081438 | 0 | 0.52614 | 0 | 1.6728 | 0.20655
2025_05_25 Hr 01 | 0 | 0 | 0 | 0.11536 | 0.11002 | 0.11039 | 0.12087 | 0.1145 | 0.12087 | 0 | 0 | 0.02402 | 1.56 | 0.029696 | 1.1096 | 1.1096 | 0.96306 | 0 | 0.0064686 | 0.0049984 | 0.013303 | 0.077119 | 0 | 0.030765 | 0.017896 | 0.037413 | 0 | 0 | 2.0585 | 0 | 0 | 0.81115 | 0 | 0 | 0 | 0 | -11.2366 | 0.055558 | 0 | 0.03712 | 0 | -0.083563 | 0 | 0 | 0 | 0 | 0 | 0 | 0 | 0 | 3.078 | 0.012019 | 9.8343e-05 | 0 | 1.822 | 0 | 0 | 0 | 1.0489 | 3.9116 | 1.2254 | 3.0551 | 0.11508 | 0.056743 | 0 | 0.45971 | 0.18742 | 3.782 | 14.5259 | 21.9344 | -0.083563 | 0 | 0.52614 | 0 | 1.6728 | 0.20338
2025_05_25 Hr 02 | 0 | 0 | 0 | 0.11536 | 0.11002 | 0.11039 | 0.12087 | 0.1145 | 0.12087 | 0 | 0 | 0.02402 | 1.53 | 0.02683 | 1.108 | 1.108 | 0.96306 | 0 | 0.0064686 | 0.0049984 | 0.013303 | 0.077119 | 0 | 0.030765 | 0.017896 | 0.037413 | 0 | 0 | 2.0585 | 0 | 0 | 0.81115 | 0 | 0 | 0 | 0 | -9.8273 | 0.055558 | 0 | 0.034195 | 0 | -0.076812 | 0 | 0 | 0 | 0 | 0 | 0 | 0 | 0 | 2.9473 | 0.012019 | 9.8343e-05 | 0 | 1.822 | 0 | 0 | 0 | 1.4102 | 3.9085 | 1.2254 | 3.0551 | 0.11508 | 0.056743 | 0 | 0.45971 | 0.18742 | 3.782 | 16.1356 | 22.1313 | -0.076812 | 0 | 0.52614 | 0 | 1.6728 | 0.20248
2025_05_25 Hr 03 | 0 | 0 | 0 | 0 | 0 | 0 | 0 | 0 | 0 | 0 | 0 | 0.02402 | 1.14 | 0.018518 | 0.7678 | 0.76782 | 0.96306 | 0 | 0.0064686 | 0.0049984 | 0.013303 | 0.077119 | 0 | 0.030765 | 0.017896 | 0.037413 | 0 | 0 | 2.0585 | 0 | 0 | 0.81115 | 0 | 0 | 0 | 0 | -7.7322 | 0.055558 | 0 | 0.03272 | 0 | -0.070998 | 0 | 0 | 0 | 0 | 0 | 0 | 0 | 0 | 3.2885 | 0.012019 | 9.8343e-05 | 0 | 1.822 | 0 | 0 | 0 | 1.3188 | 2.5361 | 1.2254 | 3.0551 | 0.11508 | 0.056743 | 0 | 0.45971 | 0.18742 | 3.782 | 16.7158 | 21.9828 | -0.070998 | 0 | 0.52614 | 0 | 1.6728 | 0.20259
2025_05_25 Hr 04 | 0 | 0 | 0 | 0 | 0 | 0 | 0 | 0 | 0 | 0 | 0 | 0.02402 | 0.78 | 0.013004 | 0.59371 | 0.59382 | 0.96306 | 0 | 0.0064686 | 0.0049984 | 0.013303 | 0.077119 | 0 | 0.030765 | 0.017896 | 0.037413 | 0 | 0 | 2.0585 | 0 | 0 | 0.81115 | 0 | 0 | 0 | 0 | -7.1905 | 0.055558 | 0 | 0.033581 | 0 | -0.072922 | 0 | 0 | 0 | 0 | 0 | 0 | 0 | 0 | 2.9473 | 0.012019 | 9.8343e-05 | 0 | 1.822 | 0 | 0 | 0 | 1.3188 | 2.188 | 1.2254 | 3.0551 | 0.11508 | 0.056743 | 0 | 0.45971 | 0.18742 | 3.782 | 16.2006 | 21.2761 | -0.072922 | 0 | 0.52614 | 0 | 1.6728 | 0.20254
2025_05_25 Hr 05 | 0 | 0 | 0 | 0 | 0 | 0 | 0 | 0 | 0 | 0 | 0 | 0.02402 | 0.54 | 0.0089463 | 0.82152 | 0.8217 | 0.96306 | 0 | 0.0064686 | 0.0049984 | 0.013303 | 0.077119 | 0 | 0.030765 | 0.017896 | 0.037413 | 0 | 0 | 2.0585 | 0 | 0 | 0.81115 | 0 | 0 | 0 | 0 | -8.1115 | 0.055558 | 0 | 0.033371 | 0 | -0.072453 | 0 | 0 | 0 | 0 | 0 | 0 | 0 | 0 | 2.7368 | 0.012019 | 9.8343e-05 | 0 | 1.822 | 0 | 0 | 0 | 1.1403 | 2.6437 | 1.2254 | 3.0551 | 0.11508 | 0.056743 | 0 | 0.45971 | 0.18742 | 3.782 | 15.1037 | 20.644 | -0.072453 | 0 | 0.52614 | 0 | 1.6728 | 0.20346
2025_05_25 Hr 06 | 0.02274 | 0 | 0 | 0 | 0 | 0 | 0 | 0 | 0 | 0 | 0 | 0.02402 | 0.45 | 0.011767 | 1.043 | 1.0432 | 1.3144 | 0 | 0.0064686 | 0.0049984 | 0.013303 | 0.077119 | 0 | 0.030765 | 0.017896 | 0.075307 | 0 | 0 | 2.0585 | 0 | 0 | 0.81115 | 0 | 0 | 0 | 0 | -12.958 | 0.055558 | 0 | 0.052672 | 0 | -0.11557 | 0 | 0 | 0 | 0 | 0 | 0 | 0 | 0 | 2.5335 | 0.012019 | 9.8343e-05 | 0 | 1.822 | 0 | 0 | 0 | 0.93143 | 3.476 | 1.2254 | 3.0551 | 0.11508 | 0.056743 | -0.02274 | 0.45971 | 0.18742 | 3.782 | 10.5466 | 20.1669 | -0.13831 | 0 | 0.52614 | 0 | 1.6728 | 0.20303
2025_05_25 Hr 07 | 0.090669 | 0 | 0 | 0 | 0 | 0 | 0 | 0 | 0 | 0 | 0 | 0.02402 | 0.33 | 0.0059744 | 0.69239 | 0.69239 | 1.1082 | 0 | 0.0064686 | 0.0049984 | 0.013303 | 0.077119 | 0 | 0.030765 | 0.017896 | 0.051052 | 0 | 0 | 2.0585 | 0 | 0 | 0.81115 | 0 | 0 | 0 | 0 | -8.8721 | 0.055558 | 0 | 0.036467 | 0 | -0.07937 | 0 | 0 | 0 | 0 | 0 | 0 | 0 | 0 | 2.7368 | 0.012019 | 9.8343e-05 | 0 | 1.822 | 0 | 0 | 0 | 0.72251 | 2.544 | 1.2254 | 3.0551 | 0.11508 | 0.056743 | -0.090669 | 0.45971 | 0.18742 | 3.782 | 13.6058 | 20.1039 | -0.17004 | 0 | 0.52614 | 0 | 1.6728 | 0.20352
2025_05_25 Hr 08 | 0.36362 | 5.5432e-06 | 0 | 0 | 0 | 0 | 0 | 0 | 0 | 0 | 0 | 0.02402 | 0.18 | 0.0031042 | 0.41811 | 0.41813 | 1.019 | 0 | 0.0064686 | 0.0049984 | 0.013303 | 0.077119 | 0 | 0.030765 | 0.017896 | 0.042445 | 0 | 0 | 2.0585 | 0 | 0 | 0.81115 | 0 | 0 | 0 | 0 | -7.5246 | 0.055558 | 0 | 0.034737 | 0 | -0.075504 | 0 | 0 | 0 | 0 | 0 | 0 | 0 | 0 | 2.6715 | 0.012019 | 9.8343e-05 | 0 | 1.822 | 0 | 0 | 0 | 0.42219 | 1.8977 | 1.2254 | 3.0551 | 0.11508 | 0.056743 | -0.36362 | 0.45971 | 0.18742 | 3.782 | 13.7941 | 19.8602 | -0.43913 | 0 | 0.52614 | 0 | 1.6728 | 0.20539
2025_05_25 Hr 09 | 0.52222 | 4.7436e-05 | 0 | 0 | 0 | 0 | 0 | 0 | 0 | 0 | 0 | 0.02402 | 0.18 | 0.00458 | 0.51778 | 0.5178 | 1.3204 | 0 | 0.0064686 | 0.0049984 | 0.013303 | 0.077119 | 0 | 0.030765 | 0.017896 | 0.073232 | 0 | 0 | 2.0585 | 0 | 0 | 0.81115 | 0 | 0 | 0 | 0 | -12.6838 | 0.055558 | 0 | 0.051253 | 0 | -0.1124 | 0 | 0 | 0 | 0 | 0 | 0 | 0 | 0 | 2.4682 | 0.012019 | 9.8343e-05 | 0 | 1.822 | 0 | 0 | 0 | 0.42219 | 2.4292 | 1.2254 | 3.0551 | 0.11508 | 0.056743 | -0.52222 | 0.45971 | 0.18742 | 3.782 | 8.9296 | 19.8188 | -0.63462 | 0 | 0.52614 | 0 | 1.6728 | 0.20714
2025_05_25 Hr 10 | 0.54503 | 0.00013999 | 0 | 0 | 0 | 0 | 0 | 0 | 0 | 0 | 0 | 0.02402 | 0.36 | 0.0091687 | 0.74558 | 0.74562 | 1.3465 | 0 | 0.0064686 | 0.0049984 | 0.013303 | 0.077119 | 0 | 0.030765 | 0.017896 | 0.074044 | 0 | 0 | 2.0585 | 0 | 0 | 0.81115 | 0 | 0 | 0 | 0 | -12.908 | 0.055558 | 0 | 0.051301 | 0 | -0.11251 | 0 | 0 | 0 | 0 | 0 | 0 | 0 | 0 | 2.1197 | 0.012019 | 9.8343e-05 | 0 | 1.822 | 0 | 0 | 0 | 0.60064 | 2.9118 | 1.2254 | 3.0551 | 0.11508 | 0.056743 | -0.54503 | 0.45971 | 0.18742 | 3.782 | 9.2035 | 19.8573 | -0.65754 | 0 | 0.52614 | 0 | 1.6728 | 0.20813
2025_05_25 Hr 11 | 0.59015 | 0.00025963 | 0 | 0 | 0 | 0 | 0 | 0 | 0 | 0 | 0 | 0.02402 | 0.6 | 0.018016 | 0.97339 | 0.9735 | 1.4527 | 0 | 0.0064686 | 0.0049984 | 0.013303 | 0.077119 | 0 | 0.030765 | 0.017896 | 0.094529 | 0 | 0 | 2.0585 | 0 | 0 | 0.81115 | 0 | 0 | 0 | 0 | -16.7059 | 0.055558 | 0 | 0.060483 | 0 | -0.13302 | 0 | 0 | 0 | 0 | 0 | 0 | 0 | 0 | 2.1197 | 0.012019 | 9.8343e-05 | 0 | 1.822 | 0 | 0 | 0 | 0.69204 | 3.4941 | 1.2254 | 3.0551 | 0.11508 | 0.056743 | -0.59015 | 0.45971 | 0.18742 | 3.782 | 6.3083 | 20.2432 | -0.72317 | 0 | 0.52614 | 0 | 1.6728 | 0.20855
2025_05_25 Hr 12 | 0.65801 | 0.000353 | 0 | 0 | 0 | 0 | 0 | 0 | 0 | 0 | 0 | 0.02402 | 0.66 | 0.021381 | 1.1085 | 1.1085 | 1.3697 | 0 | 0.0064686 | 0.0049984 | 0.013303 | 0.077119 | 0 | 0.030765 | 0.017896 | 0.090092 | 0 | 0 | 2.0585 | 0 | 0 | 0.81115 | 0 | 0 | 0 | 0 | -18.1836 | 0.055558 | 0 | 0.065254 | 0 | -0.14368 | 0 | 0 | 0 | 0 | 0 | 0 | 0 | 0 | 1.7785 | 0.012019 | 9.8343e-05 | 0 | 1.822 | 0 | 0 | 0 | 0.57017 | 3.6768 | 1.2254 | 3.0551 | 0.11508 | 0.056743 | -0.65801 | 0.45971 | 0.18742 | 3.782 | 4.6037 | 19.9121 | -0.80169 | 0 | 0.52614 | 0 | 1.6728 | 0.20922
2025_05_25 Hr 13 | 0.59015 | 0.00041115 | 0 | 0 | 0 | 0 | 0 | 0 | 0 | 0 | 0 | 0.02402 | 0.57 | 0.018719 | 1.1096 | 1.1096 | 1.4389 | 0 | 0.0064686 | 0.0049984 | 0.013303 | 0.077119 | 0 | 0.030765 | 0.017896 | 0.089292 | 0 | 0 | 2.0585 | 0 | 0 | 0.81115 | 0 | 0 | 0 | 0 | -17.817 | 0.055558 | 0 | 0.06615 | 0 | -0.14568 | 0 | 0 | 0 | 0 | 0 | 0 | 0 | 0 | 1.7132 | 0.012019 | 9.8343e-05 | 0 | 1.822 | 0 | 0 | 0 | 0.39172 | 3.7473 | 1.2254 | 3.0551 | 0.11508 | 0.056743 | -0.59015 | 0.45971 | 0.18742 | 3.782 | 4.7024 | 19.5078 | -0.73583 | 0 | 0.52614 | 0 | 1.6728 | 0.20918
2025_05_25 Hr 14 | 0.59 | 0.00046899 | 0 | 0 | 0 | 0 | 0 | 0 | 0 | 0 | 0 | 0.02402 | 0.33 | 0.011992 | 1.1096 | 1.1096 | 1.4527 | 0 | 0.0064686 | 0.0049984 | 0.013303 | 0.077119 | 0 | 0.030765 | 0.017896 | 0.10014 | 0 | 0 | 2.0585 | 0 | 0 | 0.81115 | 0 | 0 | 0 | 0 | -18.5247 | 0.055558 | 0 | 0.073201 | 0 | -0.16143 | 0 | 0 | 0 | 0 | 0 | 0 | 0 | 0 | 1.51 | 0.012019 | 9.8343e-05 | 0 | 1.822 | 0 | 0 | 0 | 0.63111 | 3.772 | 1.2254 | 3.0551 | 0.11508 | 0.056743 | -0.59 | 0.45971 | 0.18742 | 3.782 | 3.7919 | 19.296 | -0.75144 | 0 | 0.52614 | 0 | 1.6728 | 0.20809
2025_05_25 Hr 15 | 0.5451 | 0.00043655 | 0 | 0 | 0 | 0 | 0 | 0 | 0 | 0 | 0 | 0.02402 | 0.21 | 0.0068561 | 1.1096 | 1.1096 | 1.4527 | 0 | 0.0064686 | 0.0049984 | 0.013303 | 0.077119 | 0 | 0.030765 | 0.017896 | 0.10014 | 0 | 0 | 2.0585 | 0 | 0 | 0.81115 | 0 | 0 | 0 | 0 | -15.781 | 0.055558 | 0 | 0.065762 | 0 | -0.14482 | 0 | 0 | 0 | 0 | 0 | 0 | 0 | 0 | 1.372 | 0.012019 | 9.8343e-05 | 0 | 1.822 | 0 | 0 | 0 | 0.69204 | 3.772 | 1.2254 | 3.0551 | 0.11508 | 0.056743 | -0.5451 | 0.45971 | 0.18742 | 3.782 | 6.35 | 19.0489 | -0.68992 | 0 | 0.52614 | 0 | 1.6728 | 0.20803
2025_05_25 Hr 16 | 0.45444 | 0.000496 | 0 | 0 | 0 | 0 | 0 | 0 | 0 | 0 | 0 | 0.02402 | 0.27 | 0.010339 | 1.1096 | 1.1096 | 1.4527 | 0 | 0.0064686 | 0.0049984 | 0.013303 | 0.077119 | 0 | 0.030765 | 0.017896 | 0.10014 | 0 | 0 | 2.0585 | 0 | 0 | 0.81115 | 0 | 0 | 0 | 0 | -16.7845 | 0.055558 | 0 | 0.077129 | 0 | -0.17021 | 0 | 0 | 0 | 0 | 0 | 0 | 0 | 0 | 1.2994 | 0.012019 | 9.8343e-05 | 0 | 1.822 | 0 | 0 | 0 | 0.60064 | 3.772 | 1.2254 | 3.0551 | 0.11508 | 0.056743 | -0.45444 | 0.45971 | 0.18742 | 3.782 | 5.22 | 18.8572 | -0.62464 | 0 | 0.52614 | 0 | 1.6728 | 0.20738
2025_05_25 Hr 17 | 0.59008 | 0.00048299 | 0 | 0 | 0 | 0 | 0 | 0 | 0 | 0 | 0 | 0.02402 | 0.24 | 0.0099898 | 1.1096 | 1.1096 | 1.4527 | 0 | 0.0064686 | 0.0049984 | 0.013303 | 0.077119 | 0 | 0.030765 | 0.017896 | 0.10014 | 0 | 0 | 2.0585 | 0 | 0 | 0.81115 | 0 | 0 | 0 | 0 | -16.8239 | 0.055558 | 0 | 0.083843 | 0 | -0.18521 | 0 | 0 | 0 | 0 | 0 | 0 | 0 | 0 | 1.0236 | 0.012019 | 9.8343e-05 | 0 | 1.822 | 0 | 0 | 0 | 0.23939 | 3.772 | 1.2254 | 3.0551 | 0.11508 | 0.056743 | -0.59008 | 0.45971 | 0.18742 | 3.782 | 4.4987 | 18.3259 | -0.77529 | 0 | 0.52614 | 0 | 1.6728 | 0.20792
2025_05_25 Hr 18 | 0.76873 | 0.00041173 | 0 | 0 | 0 | 0 | 0 | 0 | 0 | 0 | 0 | 0.02402 | 0.33 | 0.015233 | 1.1096 | 1.1096 | 1.4527 | 0 | 0.0064686 | 0.0049984 | 0.013303 | 0.077119 | 0 | 0.030765 | 0.017896 | 0.10014 | 0 | 0 | 2.0585 | 0 | 0 | 0.81115 | 0 | 0 | 0 | 0 | -18.3491 | 0.055558 | 0 | 0.09298 | 0 | -0.20562 | 0 | 0 | 0 | 0 | 0 | 0 | 0 | 0 | 0.95824 | 0.012019 | 9.8343e-05 | 0 | 1.822 | 0 | 0 | 0 | 0.36125 | 3.772 | 1.2254 | 3.0551 | 0.11508 | 0.056743 | -0.76873 | 0.45971 | 0.18742 | 3.782 | 3.1048 | 18.6563 | -0.97435 | 0 | 0.52614 | 0 | 1.6728 | 0.20803
2025_05_25 Hr 19 | 0.49941 | 0.00024525 | 0 | 0 | 0 | 0 | 0 | 0 | 0 | 0 | 0 | 0.02402 | 0.36 | 0.01611 | 1.1096 | 1.1096 | 1.4527 | 0 | 0.0064686 | 0.0049984 | 0.013303 | 0.077119 | 0 | 0.030765 | 0.017896 | 0.10014 | 0 | 0 | 2.0585 | 0 | 0 | 0.81115 | 0 | 0 | 0 | 0 | -19.9679 | 0.055558 | 0 | 0.09014 | 0 | -0.19928 | 0 | 0 | 0 | 0 | 0 | 0 | 0 | 0 | 0.82031 | 0.012019 | 9.8343e-05 | 0 | 1.822 | 0 | 0 | 0 | 0.69204 | 3.772 | 1.2254 | 3.0551 | 0.11508 | 0.056743 | -0.49941 | 0.45971 | 0.18742 | 3.782 | 1.7167 | 18.6113 | -0.69868 | 0 | 0.52614 | 0 | 1.6728 | 0.20874
2025_05_25 Hr 20 | 0.090742 | 0.00012272 | 0 | 0 | 0 | 0 | 0 | 0 | 0 | 0 | 0 | 0.02402 | 0.66 | 0.038179 | 1.1096 | 1.1096 | 1.4527 | 0 | 0.0064686 | 0.0049984 | 0.013303 | 0.077119 | 0 | 0.030765 | 0.017896 | 0.10014 | 0 | 0 | 2.0585 | 0 | 0 | 0.81115 | 0 | 0 | 0 | 0 | -27.5511 | 0.055558 | 0 | 0.11652 | 0 | -0.25821 | 0 | 0 | 0 | 0 | 0 | 0 | 0 | 0 | 0.75498 | 0.012019 | 9.8343e-05 | 0 | 1.822 | 0 | 0 | 0 | 0.5397 | 3.772 | 1.2254 | 3.0551 | 0.11508 | 0.056743 | -0.090742 | 0.45971 | 0.18742 | 3.782 | -5.822 | 18.306 | -0.34895 | 0 | 0.52614 | 0 | 1.6728 | 0.20787
2025_05_25 Hr 21 | 0 | 2.2421e-05 | 0 | 0.0096136 | 0.0091681 | 0.009199 | 0.010072 | 0.0095416 | 0.010072 | 0 | 0 | 0.02402 | 1.35 | 0.10463 | 1.1096 | 1.1096 | 1.4389 | 0 | 0.0064686 | 0.0049984 | 0.013303 | 0.077119 | 0 | 0.030765 | 0.017896 | 0.098461 | 0 | 0 | 2.0585 | 0 | 0 | 0.81115 | 0 | 0 | 0 | 0 | -41.8565 | 0.055558 | 0 | 0.15477 | 0 | -0.34667 | 0 | 0 | 0 | 0 | 0 | 0 | 0 | 0 | 1.2994 | 0.012019 | 9.8343e-05 | 0 | 1.822 | 0 | 1.372 | 0 | 0.47877 | 3.9894 | 1.2254 | 3.0551 | 0.11508 | 0.056743 | 0 | 0.45971 | 0.18742 | 3.782 | -18.7581 | 19.4556 | -0.34667 | 0 | 0.52614 | 0 | 1.6728 | 0.20835
2025_05_25 Hr 22 | 0 | 0 | 0 | 0 | 0 | 0 | 0 | 0 | 0 | 0 | 0 | 0.02402 | 1.23 | 0.056074 | 1.1096 | 1.1096 | 1.4527 | 0 | 0.0064686 | 0.0049984 | 0.013303 | 0.077119 | 0 | 0.030765 | 0.017896 | 0.10014 | 0 | 0 | 2.0585 | 0 | 0 | 0.81115 | 0 | 0 | 0 | 0 | -23.5437 | 0.055558 | 0 | 0.091829 | 0 | -0.20305 | 0 | 0 | 0 | 0 | 0 | 0 | 0 | 0 | 1.7785 | 0.012019 | 9.8343e-05 | 0 | 1.822 | 0 | 0 | 0 | 0.26985 | 3.772 | 1.2254 | 3.0551 | 0.11508 | 0.056743 | 0 | 0.45971 | 0.18742 | 3.782 | -0.41917 | 19.5556 | -0.20305 | 0 | 0.52614 | 0 | 1.6728 | 0.20668
2025_05_25 Hr 23 | 0 | 0 | 0 | 0 | 0 | 0 | 0 | 0 | 0 | 0 | 0 | 0.02402 | 1.14 | 0.052293 | 1.1096 | 1.1096 | 1.4974 | 0 | 0.0064686 | 0.0049984 | 0.013303 | 0.077119 | 0 | 0.030765 | 0.017896 | 0.10014 | 0 | 0 | 2.0585 | 0 | 0 | 0.81115 | 0 | 0 | 0 | 0 | -25.8346 | 0.055558 | 0 | 0.092397 | 0 | -0.20432 | 0 | 0 | 0 | 0 | 0 | 0 | 0 | 0 | 1.372 | 0.012019 | 9.8343e-05 | 0 | 1.822 | 0 | 0 | 0 | 0.33079 | 3.8167 | 1.2254 | 3.0551 | 0.11508 | 0.056743 | 0 | 0.45971 | 0.18742 | 3.782 | -3.1064 | 19.1158 | -0.20432 | 0 | 0.52614 | 0 | 1.6728 | 0.20626
2025_05_25 Hr 24 | 0 | 0 | 0 | 0 | 0 | 0 | 0 | 0 | 0 | 0 | 0 | 0.02402 | 1.32 | 0.042593 | 1.1096 | 1.1096 | 1.4974 | 0 | 0.0064686 | 0.0049984 | 0.013303 | 0.077119 | 0 | 0.030765 | 0.017896 | 0.10014 | 0 | 0 | 2.0585 | 0 | 0 | 0.81115 | 0 | 0 | 0 | 0 | -17.9897 | 0.055558 | 0 | 0.064996 | 0 | -0.1431 | 0 | 0 | 0 | 0 | 0 | 0 | 0 | 0 | 1.0236 | 0.012019 | 9.8343e-05 | 0 | 1.822 | 0 | 0 | 0 | 0.5397 | 3.8167 | 1.2254 | 3.0551 | 0.11508 | 0.056743 | 0 | 0.45971 | 0.18742 | 3.782 | 4.829 | 19.145 | -0.1431 | 0 | 0.52614 | 0 | 1.6728 | 0.20474
2025_05_26 Hr 01 | 0 | 0 | 0 | 0 | 0 | 0 | 0 | 0 | 0 | 0 | 0 | 0.02402 | 1.62 | 0.036466 | 1.1096 | 1.1096 | 1.1412 | 0 | 0.0064686 | 0.0049984 | 0.013303 | 0.077119 | 0 | 0.030765 | 0.017896 | 0.053094 | 0 | 0 | 2.0585 | 0 | 0 | 0.81115 | 0 | 0 | 0 | 0 | -13.7508 | 0.055558 | 0 | 0.045341 | 0 | -0.099194 | 0 | 0 | 0 | 0 | 0 | 0 | 0 | 0 | 1.7132 | 0.012019 | 9.8343e-05 | 0 | 1.822 | 0 | 0 | 0 | 0.69204 | 3.4134 | 1.2254 | 3.0551 | 0.11508 | 0.056743 | 0 | 0.45971 | 0.18742 | 3.782 | 9.8455 | 20.282 | -0.099194 | 0 | 0.52614 | 0 | 1.6728 | 0.20588
2025_05_26 Hr 02 | 0 | 0 | 0 | 0 | 0 | 0 | 0 | 0 | 0 | 0 | 0 | 0.02402 | 2.04 | 0.070721 | 1.1096 | 1.1096 | 1.4496 | 0 | 0.0064686 | 0.0049984 | 0.013303 | 0.077119 | 0 | 0.030765 | 0.017896 | 0.094529 | 0 | 0 | 2.0585 | 0 | 0 | 0.81115 | 0 | 0 | 0 | 0 | -22.651 | 0.055558 | 0 | 0.069829 | 0 | -0.1539 | 0 | 0 | 0 | 0 | 0 | 0 | 0 | 0 | 1.51 | 0.012019 | 9.8343e-05 | 0 | 1.822 | 0 | 0 | 0 | 0.5397 | 3.7633 | 1.2254 | 3.0551 | 0.11508 | 0.056743 | 0 | 0.45971 | 0.18742 | 3.782 | 1.3384 | 20.38 | -0.1539 | 0 | 0.52614 | 0 | 1.6728 | 0.20522
2025_05_26 Hr 03 | 0 | 0 | 0 | 0 | 0 | 0 | 0 | 0 | 0 | 0 | 0 | 0.02402 | 2.31 | 0.091407 | 1.1096 | 1.1096 | 1.4974 | 0 | 0.0064686 | 0.0049984 | 0.013303 | 0.077119 | 0 | 0.030765 | 0.017896 | 0.10014 | 0 | 0 | 2.0585 | 0 | 0 | 0.81115 | 0 | 0 | 0 | 0 | -26.302 | 0.055558 | 0 | 0.079706 | 0 | -0.17597 | 0 | 0 | 0 | 0 | 0 | 0 | 0 | 0 | 1.372 | 0.012019 | 9.8343e-05 | 0 | 1.822 | 0 | 0 | 0 | 0.60064 | 3.8167 | 1.2254 | 3.0551 | 0.11508 | 0.056743 | 0 | 0.45971 | 0.18742 | 3.782 | -2.0683 | 20.5929 | -0.17597 | 0 | 0.52614 | 0 | 1.6728 | 0.20444
2025_05_26 Hr 04 | 0 | 0 | 0 | 0 | 0 | 0 | 0 | 0 | 0 | 0 | 0 | 0.02402 | 2.16 | 0.099762 | 1.1096 | 1.1096 | 1.4974 | 0 | 0.0064686 | 0.0049984 | 0.013303 | 0.077119 | 0 | 0.030765 | 0.017896 | 0.10014 | 0 | 11.716 | 2.0585 | 0 | 0.46463 | 0.81115 | 0 | 0 | 0 | 0 | -41.7265 | 0.055558 | 0 | 0.0079176 | 0 | -0.20574 | 0 | 0 | 0 | 0 | 0 | 0 | 0 | 0 | 1.7785 | 0.012019 | 9.8343e-05 | 0 | 1.822 | 0 | 0 | 0 | 0.77909 | 8.5571 | 1.2254 | 3.0551 | 0.11508 | 0.056743 | 0 | 0.45971 | 0.18742 | 3.782 | -11.8741 | 21.501 | -0.20574 | 0 | 0.52614 | 0 | 1.6728 | 0.20455
2025_05_26 Hr 05 | 0 | 0 | 0 | 0 | 0 | 0 | 0 | 0 | 0 | 0 | 0 | 0.02402 | 1.77 | 0.073488 | 1.1096 | 1.1096 | 1.4974 | 0 | 0.0064686 | 0.0049984 | 0.013303 | 0.077119 | 0 | 0.030765 | 0.017896 | 0.10014 | 0 | 5.3531 | 2.0585 | 0 | 0.53929 | 0.81115 | 0 | 0 | 0 | 0 | -38.7709 | 0.055558 | 0 | 0.0071175 | 0 | -0.18473 | 0 | 0 | 0 | 0 | 0 | 0 | 0 | 0 | 1.9891 | 0.012019 | 9.8343e-05 | 0 | 1.822 | 0 | 0 | 0 | 0.60064 | 9.1698 | 1.2254 | 3.0551 | 0.11508 | 0.056743 | 0 | 0.45971 | 0.18742 | 3.782 | -8.5936 | 21.1922 | -0.18473 | 0 | 0.52614 | 0 | 1.6728 | 0.20531
2025_05_26 Hr 06 | 0 | 0 | 0 | 0 | 0 | 0 | 0 | 0 | 0 | 0 | 0 | 0.02402 | 0.72 | 0.042008 | 1.1096 | 1.1096 | 1.4974 | 0 | 0.0064686 | 0.0049984 | 0.013303 | 0.077119 | 0 | 0.030765 | 0.017896 | 0.10014 | 0 | 5.3531 | 2.0585 | 0 | 0.53929 | 0.81115 | 0 | 0 | 0 | 0 | -52.7175 | 0.055558 | 0 | 0.010002 | 0 | -0.26045 | 0 | 0 | 0 | 0 | 0 | 0 | 0 | 0 | 1.9891 | 0.012019 | 9.8343e-05 | 0 | 1.822 | 0 | 0 | 0 | 0.5397 | 9.1698 | 1.2254 | 3.0551 | 0.11508 | 0.056743 | 0 | 0.45971 | 0.18742 | 3.782 | -23.7578 | 20.0504 | -0.26045 | 0 | 0.52614 | 0 | 1.6728 | 0.20591
2025_05_26 Hr 07 | 0.067711 | 0 | 0 | 0 | 0 | 0 | 0 | 0 | 0 | 0 | 0 | 0.02402 | 0.36 | 0.0089158 | 1.1096 | 1.1096 | 1.3804 | 0 | 0.0064686 | 0.0049984 | 0.013303 | 0.077119 | 0 | 0.030765 | 0.017896 | 0.079228 | 0 | 5.2658 | 2.0585 | 0 | 0.5281 | 0.81115 | 0 | 0 | 0 | 0 | -21.2665 | 0.055558 | 0 | 0.0042456 | 0 | -0.10935 | 0 | 0 | 0 | 0 | 0 | 0 | 0 | 0 | 1.7132 | 0.012019 | 9.8343e-05 | 0 | 1.822 | 0 | 0 | 0 | 0.42219 | 8.9446 | 1.2254 | 3.0551 | 0.11508 | 0.056743 | -0.067711 | 0.45971 | 0.18742 | 3.782 | 6.8229 | 19.3218 | -0.17706 | 0 | 0.52614 | 0 | 1.6728 | 0.20726
2025_05_26 Hr 08 | 0.34081 | 7.1218e-06 | 0 | 0 | 0 | 0 | 0 | 0 | 0 | 0 | 0 | 0.02402 | 0.48 | 0.015193 | 1.1096 | 1.1096 | 1.4358 | 0 | 0.0064686 | 0.0049984 | 0.013303 | 0.077119 | 0 | 0.030765 | 0.017896 | 0.094529 | 0 | 5.2658 | 2.0585 | 0 | 0.5281 | 0.81115 | 0 | 0 | 0 | 0 | -26.3451 | 0.055558 | 0 | 0.0054261 | 0 | -0.14034 | 0 | 0 | 0 | 0 | 0 | 0 | 0 | 0 | 1.7132 | 0.012019 | 9.8343e-05 | 0 | 1.822 | 0 | 0 | 0 | 0.26985 | 9.0153 | 1.2254 | 3.0551 | 0.11508 | 0.056743 | -0.34081 | 0.45971 | 0.18742 | 3.782 | 1.7594 | 19.5703 | -0.48114 | 0 | 0.52614 | 0 | 1.6728 | 0.20867
2025_05_26 Hr 09 | 0.56741 | 4.6146e-05 | 0 | 0 | 0 | 0 | 0 | 0 | 0 | 0 | 0 | 0.02402 | 0.75 | 0.01825 | 1.1096 | 1.1096 | 1.4389 | 0 | 0.0064686 | 0.0049984 | 0.013303 | 0.077119 | 0 | 0.030765 | 0.017896 | 0.075685 | 0 | 5.2658 | 2.0585 | 0 | 0.5281 | 0.81115 | 0 | 0 | 0 | 0 | -19.4968 | 0.055558 | 0 | 0.0041714 | 0 | -0.1074 | 0 | 0 | 0 | 0 | 0 | 0 | 0 | 0 | 1.5753 | 0.012019 | 9.8343e-05 | 0 | 1.822 | 0 | 0 | 0 | 0.50924 | 8.9995 | 1.2254 | 3.0551 | 0.11508 | 0.056743 | -0.56741 | 0.45971 | 0.18742 | 3.782 | 9.0004 | 20.1725 | -0.67481 | 0 | 0.52614 | 0 | 1.6728 | 0.20976
2025_05_26 Hr 10 | 0.77861 | 0.00020711 | 0 | 0 | 0 | 0 | 0 | 0 | 0 | 0 | 0 | 0.02402 | 1.05 | 0.038009 | 1.1096 | 1.1096 | 1.4527 | 0 | 0.0064686 | 0.0049984 | 0.013303 | 0.077119 | 0 | 0.030765 | 0.017896 | 0.098093 | 0 | 5.2658 | 2.0585 | 0 | 0.5281 | 0.81115 | 0 | 0 | 0 | 0 | -27.7995 | 0.055558 | 0 | 0.0062056 | 0 | -0.1608 | 0 | 0 | 0 | 0 | 0 | 0 | 0 | 0 | 1.372 | 0.012019 | 9.8343e-05 | 0 | 1.822 | 0 | 0 | 0 | 0.47877 | 9.0358 | 1.2254 | 3.0551 | 0.11508 | 0.056743 | -0.77861 | 0.45971 | 0.18742 | 3.782 | 0.76811 | 20.4712 | -0.9394 | 0 | 0.52614 | 0 | 1.6728 | 0.21107
2025_05_26 Hr 11 | 0.69854 | 0.00033577 | 0 | 0 | 0 | 0 | 0 | 0 | 0 | 0 | 0 | 0.02402 | 1.23 | 0.044383 | 1.1096 | 1.1096 | 1.4527 | 0 | 0.0064686 | 0.0049984 | 0.013303 | 0.077119 | 0 | 0.030765 | 0.017896 | 0.10014 | 0 | 5.2658 | 2.0585 | 0 | 0.5281 | 0.81115 | 0 | 0 | 0 | 0 | -26.8627 | 0.055558 | 0 | 0.0061857 | 0 | -0.16028 | 0 | 0 | 0 | 0 | 0 | 0 | 0 | 0 | 1.2994 | 0.012019 | 9.8343e-05 | 0 | 1.822 | 0 | 0 | 0 | 0.5397 | 9.0378 | 1.2254 | 3.0551 | 0.11508 | 0.056743 | -0.69854 | 0.45971 | 0.18742 | 3.782 | 1.8833 | 20.567 | -0.85882 | 0 | 0.52614 | 0 | 1.6728 | 0.21207
2025_05_26 Hr 12 | 0.72492 | 0.00052529 | 0 | 0 | 0 | 0 | 0 | 0 | 0 | 0 | 0 | 0.02402 | 1.05 | 0.047077 | 1.1096 | 1.1096 | 1.4527 | 0 | 0.0064686 | 0.0049984 | 0.013303 | 0.077119 | 0 | 0.030765 | 0.017896 | 0.10014 | 0 | 5.2658 | 2.0585 | 0 | 0.5281 | 0.81115 | 0 | 0 | 0 | 0 | -31.911 | 0.055558 | 0 | 0.0070222 | 0 | -0.19966 | 0 | 0 | 0 | 0 | 0 | 0 | 0 | 0 | 1.51 | 0.012019 | 9.8343e-05 | 0 | 1.822 | 0 | 2.9401 | 0 | 0.66157 | 9.5845 | 1.2254 | 3.0551 | 0.11508 | 0.056743 | -0.72492 | 0.45971 | 0.18742 | 3.782 | -2.5024 | 20.7487 | -0.92458 | 0 | 0.52614 | 0 | 1.6728 | 0.21215
2025_05_26 Hr 13 | 0.65801 | 0.00057269 | 0 | 0 | 0 | 0 | 0 | 0 | 0 | 0 | 0 | 0.02402 | 0.96 | 0.04239 | 1.1096 | 1.1096 | 1.4527 | 0 | 0.0064686 | 0.0049984 | 0.013303 | 0.077119 | 0 | 0.030765 | 0.017896 | 0.10014 | 0 | 5.2658 | 2.0585 | 0 | 0.5281 | 0.81115 | 0 | 0 | 0 | 0 | -32.9367 | 0.055558 | 0 | 0.0052041 | 0 | -0.1966 | 0 | 0 | 0 | 0 | 0 | 0 | 0 | 0 | 1.7785 | 0.012019 | 9.8343e-05 | 0 | 1.822 | 0 | 2.8116 | 0 | 0.66157 | 11.8494 | 1.2254 | 3.0551 | 0.11508 | 0.056743 | -0.65801 | 0.45971 | 0.18742 | 3.782 | -1.0853 | 20.8566 | -0.85461 | 0 | 0.52614 | 0 | 1.6728 | 0.21302
2025_05_26 Hr 14 | 0.65801 | 0.00056606 | 0 | 0.11536 | 0 | 0 | 0.12087 | 0.1145 | 0.12087 | 0 | 0 | 0.02402 | 0.84 | 0.036124 | 1.1096 | 1.1096 | 1.4527 | 0 | 0.0064686 | 0.0049984 | 0.013303 | 0.077119 | 0 | 0.030765 | 0.017896 | 0.10014 | 0 | 5.2658 | 2.0585 | 0 | 0.5281 | 0.81115 | 0 | 0 | 0 | 0 | -30.874 | 0.055558 | 0 | 0.0032254 | 0 | -0.19142 | 0 | 0 | 0 | 0 | 0 | 0 | 0 | 0 | 1.7785 | 0.012019 | 9.8343e-05 | 0 | 1.822 | 0 | 2.8096 | 0 | 0.47877 | 12.319 | 1.2254 | 3.0551 | 0.11508 | 0.056743 | -0.65801 | 0.45971 | 0.18742 | 3.782 | 1.143 | 20.5475 | -0.84943 | 0 | 0.52614 | 0 | 1.6728 | 0.21294
2025_05_26 Hr 15 | 0.76103 | 0.00037973 | 0 | 0.11536 | 0.11002 | 0.11039 | 0.12087 | 0.1145 | 0.12087 | 0 | 0 | 0.02402 | 1.14 | 0.03309 | 1.1096 | 1.1096 | 1.4527 | 0 | 0.0064686 | 0.0049984 | 0.013303 | 0.077119 | 0 | 0.030765 | 0.017896 | 0.10014 | 0 | 5.2658 | 2.0585 | 0 | 0.5281 | 0.81115 | 0 | 0 | 0 | 0 | -20.162 | 0.055558 | 0 | 0.001555 | 0 | -0.12852 | 0 | 0 | 0 | 0 | 0 | 0 | 0 | 0 | 1.7132 | 0.012019 | 9.8343e-05 | 0 | 1.822 | 0 | 2.1033 | 0 | 0.42219 | 11.8331 | 1.2254 | 3.0551 | 0.11508 | 0.056743 | -0.76103 | 0.45971 | 0.18742 | 3.782 | 11.6069 | 20.8253 | -0.88955 | 0 | 0.52614 | 0 | 1.6728 | 0.21288
2025_05_26 Hr 16 | 0.76495 | 0.0013418 | 0 | 0.11536 | 0.11002 | 0.11039 | 0.12087 | 0.1145 | 0.12087 | 0 | 0 | 0.02402 | 1.77 | 0.19292 | 1.1096 | 1.1096 | 1.4527 | 0 | 0.0064686 | 0.0049984 | 0.013303 | 0.077119 | 0 | 0.030765 | 0.017896 | 0.10014 | 0.42684 | 5.2658 | 2.0585 | 0 | 0.5281 | 0.81115 | 0 | 0 | 0 | 0 | -77.281 | 0.055558 | 0 | 0.005839 | 0 | -0.48837 | 0 | 0 | 0 | 0 | 0 | 0 | 0 | 0 | 1.5753 | 0.012019 | 9.8343e-05 | 0 | 1.822 | 0 | 2.5881 | 0 | 0.69204 | 12.5951 | 1.2254 | 3.0551 | 0.11508 | 0.056743 | -0.76495 | 0.45971 | 0.18742 | 3.782 | -44.1874 | 21.7518 | -1.2533 | 0 | 0.52614 | 0 | 1.6728 | 0.2127
2025_05_26 Hr 17 | 0.66861 | 0.00034311 | 0 | 0.11536 | 0.11002 | 0.11039 | 0.12087 | 0.1145 | 0.12087 | 0 | 0 | 0.02402 | 2.31 | 0.072739 | 1.1096 | 1.1096 | 1.4527 | 0 | 0.0064686 | 0.0049984 | 0.013303 | 0.077119 | 0 | 0.030765 | 0.017896 | 0.098461 | 0.27721 | 5.2658 | 2.0585 | 0 | 0.5281 | 0.81115 | 0 | 0 | 0 | 0 | -20.8578 | 0.055558 | 0 | 0.0016869 | 0 | -0.1396 | 0 | 0 | 0 | 0 | 0 | 0 | 0 | 0 | 1.5753 | 0.012019 | 9.8343e-05 | 0 | 1.822 | 0 | 2.2225 | 0 | 0.77909 | 12.2278 | 1.2254 | 3.0551 | 0.11508 | 0.056743 | -0.66861 | 0.45971 | 0.18742 | 3.782 | 12.724 | 22.1622 | -0.80821 | 0 | 0.52614 | 0 | 1.6728 | 0.21359
2025_05_26 Hr 18 | 0.72644 | 0.00034372 | 0 | 0.11536 | 0.11002 | 0.11039 | 0.12087 | 0.1145 | 0.12087 | 0 | 0 | 0.02402 | 2.55 | 0.10213 | 1.1096 | 1.1096 | 1.4527 | 0 | 0.0064686 | 0.0049984 | 0.013303 | 0.077119 | 0 | 0.030765 | 0.017896 | 0.10014 | 0.27721 | 5.2658 | 2.0585 | 0 | 0.5281 | 0.81115 | 0 | 0 | 0 | 0 | -25.9294 | 0.055558 | 0 | 0.0021456 | 0 | -0.17813 | 0 | 0 | 0 | 0 | 0 | 0 | 0 | 0 | 1.9891 | 0.012019 | 9.8343e-05 | 0 | 1.822 | 0 | 2.4083 | 0 | 0.80956 | 12.4153 | 1.2254 | 3.0551 | 0.11508 | 0.056743 | -0.72644 | 0.45971 | 0.18742 | 3.782 | 8.5157 | 22.9344 | -0.90457 | 0 | 0.52614 | 0 | 1.6728 | 0.2143
2025_05_26 Hr 19 | 0.49941 | 0.00025729 | 0 | 0.11536 | 0.11002 | 0.11039 | 0.12087 | 0.1145 | 0.12087 | 0 | 0 | 0.02402 | 2.46 | 0.11515 | 1.1096 | 1.1096 | 1.4527 | 0 | 0.0064686 | 0.0049984 | 0.013303 | 0.077119 | 0 | 0.030765 | 0.017896 | 0.10014 | 0.27721 | 5.2658 | 2.0585 | 0 | 0.5281 | 0.81115 | 0 | 0 | 0 | 0 | -30.1905 | 0.055558 | 0 | 0.0025077 | 0 | -0.20855 | 0 | 0 | 0 | 0 | 0 | 0 | 0 | 0 | 2.1197 | 0.012019 | 9.8343e-05 | 0 | 1.822 | 0 | 2.7073 | 0 | 0.60064 | 12.7143 | 1.2254 | 3.0551 | 0.11508 | 0.056743 | -0.49941 | 0.45971 | 0.18742 | 3.782 | 4.3681 | 22.5523 | -0.70795 | 0 | 0.52614 | 0 | 1.6728 | 0.21454
2025_05_26 Hr 20 | 0.090742 | 9.3232e-05 | 0 | 0.11536 | 0.11002 | 0.11039 | 0.12087 | 0.1145 | 0.12087 | 0 | 0 | 0.02402 | 2.43 | 0.10844 | 1.1096 | 1.1096 | 1.4527 | 0 | 0.0064686 | 0.0049984 | 0.013303 | 0.077119 | 0 | 0.030765 | 0.017896 | 0.10014 | 0.27721 | 5.2658 | 2.0585 | 0 | 0.5281 | 0.81115 | 0 | 0 | 0 | 0 | -31.7578 | 0.055558 | 0 | 0.0023906 | 0 | -0.19871 | 0 | 0 | 0 | 0 | 0 | 0 | 0 | 0 | 2.3303 | 0.012019 | 9.8343e-05 | 0 | 1.822 | 0 | 2.8096 | 0 | 0.36125 | 12.8166 | 1.2254 | 3.0551 | 0.11508 | 0.056743 | -0.090742 | 0.45971 | 0.18742 | 3.782 | 2.847 | 22.0777 | -0.28945 | 0 | 0.52614 | 0 | 1.6728 | 0.21435
2025_05_26 Hr 21 | 0.045117 | 1.7293e-05 | 0 | 0.11536 | 0.11002 | 0.11039 | 0.12087 | 0.1145 | 0.12087 | 0 | 0 | 0.02402 | 2.46 | 0.12032 | 1.1096 | 1.1096 | 1.4527 | 0 | 0.0064686 | 0.0049984 | 0.013303 | 0.077119 | 0 | 0.030765 | 0.017896 | 0.10014 | 0.27721 | 5.2658 | 2.0585 | 0 | 0.5281 | 0.81115 | 0 | 0 | 0 | 0 | -35.6879 | 0.055558 | 0 | 0.0026202 | 0 | -0.218 | 0 | 0 | 0 | 0 | 0 | 0 | 0 | 0 | 2.6715 | 0.012019 | 9.8343e-05 | 0 | 1.822 | 0 | 2.8096 | 0 | 0.14798 | 12.8166 | 1.2254 | 3.0551 | 0.11508 | 0.056743 | -0.045117 | 0.45971 | 0.18742 | 3.782 | -0.93266 | 22.2018 | -0.26312 | 0 | 0.52614 | 0 | 1.6728 | 0.21433
2025_05_26 Hr 22 | 0 | 0 | 0 | 0.11536 | 0.11002 | 0.11039 | 0.12087 | 0.1145 | 0.12087 | 0 | 0 | 0.02402 | 2.43 | 0.10069 | 1.1096 | 1.1096 | 1.4527 | 0 | 0.0064686 | 0.0049984 | 0.013303 | 0.077119 | 0 | 0.030765 | 0.017896 | 0.10014 | 0.27721 | 5.2658 | 2.0585 | 0 | 0.5281 | 0.81115 | 0 | 0 | 0 | 0 | -32.3652 | 0.055558 | 0 | 0.0022198 | 0 | -0.18437 | 0 | 0 | 0 | 0 | 0 | 0 | 0 | 0 | 2.5335 | 0.012019 | 9.8343e-05 | 0 | 1.822 | 0 | 2.6486 | 0 | 0.30032 | 12.6557 | 1.2254 | 3.0551 | 0.11508 | 0.056743 | 0 | 0.45971 | 0.18742 | 3.782 | 2.2262 | 22.1201 | -0.18437 | 0 | 0.52614 | 0 | 1.6728 | 0.21302
2025_05_26 Hr 23 | 0 | 0 | 0 | 0.11536 | 0.11002 | 0.11039 | 0.12087 | 0.1145 | 0.12087 | 0 | 0 | 0.02402 | 2.43 | 0.20797 | 1.1096 | 1.1096 | 1.4974 | 0 | 0.0064686 | 0.0049984 | 0.013303 | 0.077119 | 0 | 0.030765 | 0.017896 | 0.10014 | 0.27721 | 5.3531 | 2.0585 | 0 | 0.53929 | 0.81115 | 0 | 0 | 0 | 0 | -75.5777 | 0.055558 | 0 | 0.0045848 | 0 | -0.38302 | 0 | 0 | 0 | 0 | 0 | 0 | 0 | 0 | 2.6715 | 0.012019 | 9.8343e-05 | 0 | 1.822 | 0 | 2.7965 | 0 | 0.74862 | 12.9355 | 1.2254 | 3.0551 | 0.11508 | 0.056743 | 0 | 0.45971 | 0.18742 | 3.782 | -40.2036 | 22.8216 | -0.38302 | 0 | 0.52614 | 0 | 1.6728 | 0.20981
2025_05_26 Hr 24 | 0 | 0 | 0 | 0.11536 | 0.11002 | 0.11039 | 0.12087 | 0.1145 | 0.12087 | 0 | 0 | 0.02402 | 2.07 | 0.22855 | 1.1096 | 1.1096 | 1.4974 | 0 | 0.0064686 | 0.0049984 | 0.013303 | 0.077119 | 0 | 0.030765 | 0.017896 | 0.10014 | 0.27721 | 5.3531 | 2.0585 | 0 | 0.53929 | 0.81115 | 0 | 0 | 0 | 0 | -110.0228 | 0.055558 | 0 | 0.0059149 | 0 | -0.49475 | 0 | 0 | 0 | 0 | 0 | 0 | 0 | 0 | 3.2159 | 0.012019 | 9.8343e-05 | 0 | 1.822 | 0 | 2.9019 | 0 | 1.9499 | 13.0409 | 1.2254 | 3.0551 | 0.11508 | 0.056743 | 0 | 0.45971 | 0.18742 | 3.782 | -73.2506 | 24.226 | -0.49475 | 0 | 0.52614 | 0 | 1.6728 | 0.20794
2025_05_27 Hr 01 | 0 | 0 | 0 | 0.11005 | 0.10495 | 0.1053 | 0.1153 | 0.10922 | 0.1153 | 0 | 0 | 0.02402 | 1.59 | 0.084064 | 1.1096 | 1.1096 | 1.4284 | 0 | 0.0064686 | 0.0049984 | 0.013303 | 0.077119 | 0 | 0.030765 | 0.017896 | 0.10014 | 0 | 5.1064 | 2.0585 | 0 | 0.53929 | 0.81115 | 0 | 0 | 0 | 0 | -53.1561 | 0.055558 | 0 | 0.0028323 | 0 | -0.23582 | 0 | 0 | 0 | 0 | 0 | 0 | 0 | 0 | 3.2885 | 0.012019 | 9.8343e-05 | 0 | 1.822 | 0 | 2.7682 | 0 | 2.0108 | 12.2825 | 1.2254 | 3.0551 | 0.11508 | 0.056743 | 0 | 0.45971 | 0.18742 | 3.782 | -17.37 | 23.7395 | -0.23582 | 0 | 0.52614 | 0 | 1.6728 | 0.21237
2025_05_27 Hr 02 | 0 | 0 | 0 | 0 | 0 | 0 | 0 | 0 | 0 | 0 | 0 | 0.02402 | 1.26 | 0.050241 | 1.1096 | 1.1096 | 1.4284 | 0 | 0.0064686 | 0.0049984 | 0.013303 | 0.077119 | 0 | 0.030765 | 0.017896 | 0.10014 | 0 | 5.1064 | 2.0585 | 0 | 0.53929 | 0.81115 | 0 | 0 | 0 | 0 | -38.3159 | 0.055558 | 0 | 0.0046994 | 0 | -0.17733 | 0 | 0 | 0 | 0 | 0 | 0 | 0 | 0 | 3.2885 | 0.012019 | 9.8343e-05 | 0 | 1.822 | 0 | 2.7682 | 0 | 1.3797 | 11.6223 | 1.2254 | 3.0551 | 0.11508 | 0.056743 | 0 | 0.45971 | 0.18742 | 3.782 | -4.1271 | 22.7438 | -0.17733 | 0 | 0.52614 | 0 | 1.6728 | 0.21158
2025_05_27 Hr 03 | 0 | 0 | 0 | 0 | 0 | 0 | 0 | 0 | 0 | 0 | 0 | 0.02402 | 1.26 | 0.045159 | 1.1096 | 1.1096 | 1.4284 | 0 | 0.0064686 | 0.0049984 | 0.013303 | 0.077119 | 0 | 0.030765 | 0.017896 | 0.10014 | 0 | 5.1064 | 2.0585 | 0 | 0.53929 | 0.81115 | 0 | 0 | 0 | 0 | -34.4642 | 0.055558 | 0 | 0.0042241 | 0 | -0.15918 | 0 | 0 | 0 | 0 | 0 | 0 | 0 | 0 | 3.4918 | 0.012019 | 9.8343e-05 | 0 | 1.822 | 0 | 2.4446 | 0 | 1.1403 | 11.2987 | 1.2254 | 3.0551 | 0.11508 | 0.056743 | 0 | 0.45971 | 0.18742 | 3.782 | -0.62207 | 22.7026 | -0.15918 | 0 | 0.52614 | 0 | 1.6728 | 0.21163
2025_05_27 Hr 04 | 0 | 0 | 0 | 0 | 0 | 0 | 0 | 0 | 0 | 0 | 0 | 0.02402 | 1.53 | 0.051398 | 1.1096 | 1.1096 | 1.4284 | 0 | 0.0064686 | 0.0049984 | 0.013303 | 0.077119 | 0 | 0.030765 | 0.017896 | 0.10014 | 0 | 5.1064 | 2.0585 | 0 | 0.53929 | 0.81115 | 0 | 0 | 0 | 0 | -33.3274 | 0.055558 | 0 | 0.0039593 | 0 | -0.14907 | 0 | 0 | 0 | 0 | 0 | 0 | 0 | 0 | 3.695 | 0.012019 | 9.8343e-05 | 0 | 1.822 | 0 | 2.2362 | 0 | 1.3797 | 11.0903 | 1.2254 | 3.0551 | 0.11508 | 0.056743 | 0 | 0.45971 | 0.18742 | 3.782 | 1.036 | 23.4221 | -0.14907 | 0 | 0.52614 | 0 | 1.6728 | 0.21221
2025_05_27 Hr 05 | 0 | 0 | 0 | 0 | 0 | 0 | 0 | 0 | 0 | 0 | 0 | 0.02402 | 1.71 | 0.074042 | 1.1096 | 1.1096 | 1.4284 | 0 | 0.0064686 | 0.0049984 | 0.013303 | 0.077119 | 0 | 0.030765 | 0.017896 | 0.10014 | 0 | 5.1064 | 2.0585 | 0 | 0.53929 | 0.81115 | 0 | 0 | 0 | 0 | -43.9862 | 0.055558 | 0 | 0.0051032 | 0 | -0.19275 | 0 | 0 | 0 | 0 | 0 | 0 | 0 | 0 | 3.2885 | 0.012019 | 9.8343e-05 | 0 | 1.822 | 0 | 2.7216 | 0 | 1.5625 | 11.5757 | 1.2254 | 3.0551 | 0.11508 | 0.056743 | 0 | 0.45971 | 0.18742 | 3.782 | -9.2011 | 23.4021 | -0.19275 | 0 | 0.52614 | 0 | 1.6728 | 0.21329
2025_05_27 Hr 06 | 0.045262 | 0 | 0 | 0.11005 | 0.10495 | 0.1053 | 0.1153 | 0.10922 | 0.1153 | 0 | 0 | 0.02402 | 1.68 | 0.048705 | 1.1096 | 1.1096 | 1.4284 | 0 | 0.0064686 | 0.0049984 | 0.013303 | 0.077119 | 0 | 0.030765 | 0.017896 | 0.10014 | 0 | 5.1064 | 2.0585 | 0 | 0.53929 | 0.81115 | 0 | 0 | 0 | 0 | -28.375 | 0.055558 | 0 | 0.0015531 | 0 | -0.12836 | 0 | 0 | 0 | 0 | 0 | 0 | 0 | 0 | 2.4682 | 0.012019 | 9.8343e-05 | 0 | 1.822 | 0 | 2.121 | 0 | 1.741 | 11.6352 | 1.2254 | 3.0551 | 0.11508 | 0.056743 | -0.045262 | 0.45971 | 0.18742 | 3.782 | 5.8386 | 22.752 | -0.17362 | 0 | 0.52614 | 0 | 1.6728 | 0.21514
2025_05_27 Hr 07 | 0.49628 | 0 | 0 | 0.11005 | 0.10495 | 0.1053 | 0.1153 | 0.10922 | 0.1153 | 0 | 0 | 0.02402 | 2.04 | 0.0271 | 0.39438 | 0.39438 | 0.89288 | 0 | 0.0064686 | 0.0049984 | 0.013303 | 0.077119 | 0 | 0.030765 | 0.017896 | 0.037413 | 0 | 3.7602 | 2.0585 | 0 | 0.36967 | 0.81115 | 0 | 0 | 0 | 0 | -9.59 | 0.055558 | 0 | 0.00071167 | 0 | -0.05768 | 0 | 0 | 0 | 0 | 0 | 0 | 0 | 0 | 1.9891 | 0.012019 | 9.8343e-05 | 0 | 1.822 | 0 | 2.0064 | 0 | 1.593 | 8.1458 | 1.2254 | 3.0551 | 0.11508 | 0.056743 | -0.49628 | 0.45971 | 0.18742 | 3.782 | 20.7504 | 22.7487 | -0.55396 | 0 | 0.52614 | 0 | 1.6728 | 0.2191
2025_05_27 Hr 08 | 0.75536 | 5.2654e-06 | 0 | 0.11005 | 0.10495 | 0.1053 | 0.1153 | 0.10922 | 0.1153 | 0 | 0 | 0.02402 | 1.86 | 0.032073 | 0.46557 | 0.46562 | 0.89288 | 0 | 0.0064686 | 0.0049984 | 0.013303 | 0.077119 | 0 | 0.030765 | 0.017896 | 0.037413 | 0 | 3.7602 | 2.0585 | 0 | 0.36967 | 0.81115 | 0 | 0 | 0 | 0 | -11.4857 | 0.055558 | 0 | 0.00092375 | 0 | -0.075495 | 0 | 0 | 0 | 0 | 0 | 0 | 0 | 0 | 1.7785 | 0.012019 | 9.8343e-05 | 0 | 1.822 | 0 | 2.0064 | 0 | 1.5016 | 8.2882 | 1.2254 | 3.0551 | 0.11508 | 0.056743 | -0.75536 | 0.45971 | 0.18742 | 3.782 | 18.5038 | 22.5321 | -0.83085 | 0 | 0.52614 | 0 | 1.6728 | 0.22046
2025_05_27 Hr 09 | 0.82728 | 2.3259e-05 | 0 | 0.11005 | 0.10495 | 0.1053 | 0.1153 | 0.10922 | 0.1153 | 0 | 0 | 0.02402 | 1.71 | 0.020285 | 0.39438 | 0.39438 | 0.89288 | 0 | 0.0064686 | 0.0049984 | 0.013303 | 0.077119 | 0 | 0.030765 | 0.017896 | 0.037413 | 0 | 3.7602 | 2.0585 | 0 | 0.36967 | 0.81115 | 0 | 0 | 0 | 0 | -7.3455 | 0.055558 | 0 | 0.0006355 | 0 | -0.051282 | 0 | 0 | 0 | 0 | 0 | 0 | 0 | 0 | 1.2994 | 0.012019 | 9.8343e-05 | 0 | 1.822 | 0 | 2.0064 | 0 | 1.5016 | 8.1458 | 1.2254 | 3.0551 | 0.11508 | 0.056743 | -0.82728 | 0.45971 | 0.18742 | 3.782 | 21.886 | 21.9642 | -0.87857 | 0 | 0.52614 | 0 | 1.6728 | 0.22151
2025_05_27 Hr 10 | 0.81159 | 8.0797e-05 | 0 | 0 | 0 | 0 | 0 | 0 | 0 | 0 | 0 | 0.02402 | 1.77 | 0.02557 | 0.40388 | 0.40389 | 0.89288 | 0 | 0.0064686 | 0.0049984 | 0.013303 | 0.077119 | 0 | 0.030765 | 0.017896 | 0.037413 | 0 | 3.7602 | 2.0585 | 0 | 0.36967 | 0.81115 | 0 | 0 | 0 | 0 | -8.5803 | 0.055558 | 0 | 0.0017026 | 0 | -0.062909 | 0 | 0 | 0 | 0 | 0 | 0 | 0 | 0 | 0.82031 | 0.012019 | 9.8343e-05 | 0 | 1.822 | 0 | 2.0064 | 0 | 2.0108 | 7.5046 | 1.2254 | 3.0551 | 0.11508 | 0.056743 | -0.81159 | 0.45971 | 0.18742 | 3.782 | 20.0946 | 22.0447 | -0.8745 | 0 | 0.52614 | 0 | 1.6728 | 0.22222
2025_05_27 Hr 11 | 0.80709 | 0.00015141 | 0 | 0 | 0 | 0 | 0 | 0 | 0 | 0 | 0 | 0.02402 | 1.53 | 0.025558 | 0.51778 | 0.51784 | 0.89288 | 0 | 0.0064686 | 0.0049984 | 0.013303 | 0.077119 | 0 | 0.030765 | 0.017896 | 0.037413 | 0 | 3.7602 | 2.0585 | 0 | 0.36967 | 0.81115 | 0 | 0 | 0 | 0 | -10.1562 | 0.055558 | 0 | 0.0019687 | 0 | -0.07307 | 0 | 0 | 0 | 0 | 0 | 0 | 0 | 0 | 0.75498 | 0.012019 | 9.8343e-05 | 0 | 1.822 | 0 | 2.0064 | 0 | 2.5201 | 7.7325 | 1.2254 | 3.0551 | 0.11508 | 0.056743 | -0.80709 | 0.45971 | 0.18742 | 3.782 | 18.9408 | 22.2447 | -0.88016 | 0 | 0.52614 | 0 | 1.6728 | 0.22279
2025_05_27 Hr 12 | 0.80302 | 0.00028562 | 0 | 0 | 0 | 0 | 0 | 0 | 0 | 0 | 0 | 0.02402 | 1.29 | 0.031621 | 0.74558 | 0.74566 | 1.3418 | 0 | 0.0064686 | 0.0049984 | 0.013303 | 0.077119 | 0 | 0.030765 | 0.017896 | 0.055005 | 0 | 4.5455 | 2.0585 | 0 | 0.46819 | 0.81115 | 0 | 0 | 0 | 0 | -17.5167 | 0.055558 | 0 | 0.002889 | 0 | -0.10821 | 0 | 0 | 0 | 0 | 0 | 0 | 0 | 0 | 1.1615 | 0.012019 | 9.8343e-05 | 0 | 1.822 | 0 | 2.0064 | 0 | 2.8204 | 9.4399 | 1.2254 | 3.0551 | 0.11508 | 0.056743 | -0.80302 | 0.45971 | 0.18742 | 3.782 | 13.8248 | 22.8129 | -0.91123 | 0 | 0.52614 | 0 | 1.6728 | 0.22345
2025_05_27 Hr 13 | 0.80048 | 0.00033706 | 0 | 0 | 0 | 0 | 0 | 0 | 0 | 0 | 0 | 0.02402 | 0.99 | 0.025445 | 0.97339 | 0.97356 | 1.3858 | 0 | 0.0064686 | 0.0049984 | 0.013303 | 0.077119 | 0 | 0.030765 | 0.017896 | 0.084271 | 0 | 5.0231 | 2.0585 | 0 | 0.5281 | 0.81115 | 0 | 0 | 0 | 0 | -19.6662 | 0.055558 | 0 | 0.0030292 | 0 | -0.11356 | 0 | 0 | 0 | 0 | 0 | 0 | 0 | 0 | 1.51 | 0.012019 | 9.8343e-05 | 0 | 1.822 | 0 | 2.0064 | 0 | 3.0598 | 10.4465 | 1.2254 | 3.0551 | 0.11508 | 0.056743 | -0.80048 | 0.45971 | 0.18742 | 3.782 | 13.0188 | 23.1525 | -0.91403 | 0 | 0.52614 | 0 | 1.6728 | 0.22401
2025_05_27 Hr 14 | 0.7478 | 0.00031606 | 0 | 0 | 0 | 0 | 0 | 0 | 0 | 0 | 0 | 0.02402 | 0.99 | 0.023344 | 1.1085 | 1.1085 | 1.1834 | 0 | 0.0064686 | 0.0049984 | 0.013303 | 0.077119 | 0 | 0.030765 | 0.017896 | 0.062284 | 0 | 5.0231 | 2.0585 | 0 | 0.5281 | 0.81115 | 0 | 0 | 0 | 0 | -17.4184 | 0.055558 | 0 | 0.0027791 | 0 | -0.10401 | 0 | 0 | 0 | 0 | 0 | 0 | 0 | 0 | 0.82031 | 0.012019 | 9.8343e-05 | 0 | 1.822 | 0 | 2.0064 | 0 | 2.8813 | 10.4922 | 1.2254 | 3.0551 | 0.11508 | 0.056743 | -0.7478 | 0.45971 | 0.18742 | 3.782 | 14.4525 | 22.2305 | -0.85181 | 0 | 0.52614 | 0 | 1.6728 | 0.22483
2025_05_27 Hr 15 | 0.7016 | 0.00035312 | 0 | 0 | 0 | 0 | 0 | 0 | 0 | 0 | 0 | 0.02402 | 0.93 | 0.024501 | 1.1096 | 1.1096 | 1.3858 | 0 | 0.0064686 | 0.0049984 | 0.013303 | 0.077119 | 0 | 0.030765 | 0.017896 | 0.10014 | 0 | 5.0231 | 2.0585 | 0 | 0.5281 | 0.81115 | 0 | 0 | 0 | 0 | -18.7256 | 0.055558 | 0 | 0.0031049 | 0 | -0.11645 | 0 | 0 | 0 | 0 | 0 | 0 | 0 | 0 | 0.95824 | 0.012019 | 9.8343e-05 | 0 | 1.822 | 0 | 2.0064 | 0 | 2.6724 | 10.7346 | 1.2254 | 3.0551 | 0.11508 | 0.056743 | -0.7016 | 0.45971 | 0.18742 | 3.782 | 13.2454 | 22.0545 | -0.81805 | 0 | 0.52614 | 0 | 1.6728 | 0.22485
2025_05_27 Hr 16 | 0.61282 | 0.001106 | 0 | 0.11005 | 0.10495 | 0.1053 | 0.1153 | 0.10922 | 0.1153 | 0 | 0 | 0.02402 | 0.9 | 0.078303 | 1.1096 | 1.1096 | 1.3462 | 0 | 0.0064686 | 0.0049984 | 0.013303 | 0.077119 | 0 | 0.030765 | 0.017896 | 0.084866 | 0.47571 | 5.0127 | 2.0585 | 0 | 0.52679 | 0.81115 | 0 | 0 | 0 | 0 | -65.6314 | 0.055558 | 0 | 0.0046609 | 0 | -0.38942 | 0 | 0 | 0 | 0 | 0 | 0 | 0 | 0 | 0.61705 | 0.012019 | 9.8343e-05 | 0 | 1.822 | 0 | 2.4688 | 0 | 2.7029 | 11.9683 | 1.2254 | 3.0551 | 0.11508 | 0.056743 | -0.61282 | 0.45971 | 0.18742 | 3.782 | -32.9859 | 21.6794 | -1.0022 | 0 | 0.52614 | 0 | 1.6728 | 0.22602
2025_05_27 Hr 17 | 0.56741 | 0.00055232 | 0 | 0.11005 | 0.10495 | 0.1053 | 0.1153 | 0.10922 | 0.1153 | 0 | 0 | 0.02402 | 0.78 | 0.039133 | 1.1096 | 1.1096 | 1.3858 | 0 | 0.0064686 | 0.0049984 | 0.013303 | 0.077119 | 0 | 0.030765 | 0.017896 | 0.10014 | 0.26465 | 5.0231 | 2.0585 | 0 | 0.5281 | 0.81115 | 0 | 0 | 0 | 0 | -35.5002 | 0.055558 | 0 | 0.0026877 | 0 | -0.22367 | 0 | 0 | 0 | 0 | 0 | 0 | 0 | 0 | 0.54445 | 0.012019 | 9.8343e-05 | 0 | 1.822 | 0 | 2.7 | 0 | 2.6724 | 12.353 | 1.2254 | 3.0551 | 0.11508 | 0.056743 | -0.56741 | 0.45971 | 0.18742 | 3.782 | -2.5658 | 21.3726 | -0.79108 | 0 | 0.52614 | 0 | 1.6728 | 0.22608
2025_05_27 Hr 18 | 0.59022 | 0.00042258 | 0 | 0.11005 | 0.10495 | 0.1053 | 0.1153 | 0.10922 | 0.1153 | 0 | 0 | 0.02402 | 0.69 | 0.033535 | 1.1096 | 1.1096 | 1.3858 | 0 | 0.0064686 | 0.0049984 | 0.013303 | 0.077119 | 0 | 0.030765 | 0.017896 | 0.10014 | 0.26465 | 5.0231 | 2.0585 | 0 | 0.5281 | 0.81115 | 0 | 0 | 0 | 0 | -33.1 | 0.055558 | 0 | 0.0026037 | 0 | -0.21661 | 0 | 0 | 0 | 0 | 0 | 0 | 0 | 0 | 0.13793 | 0.012019 | 9.8343e-05 | 0 | 1.822 | 0 | 2.7 | 0 | 2.8509 | 12.353 | 1.2254 | 3.0551 | 0.11508 | 0.056743 | -0.59022 | 0.45971 | 0.18742 | 3.782 | -0.48137 | 21.0725 | -0.80683 | 0 | 0.52614 | 0 | 1.6728 | 0.227
2025_05_27 Hr 19 | 0.59022 | 0.00024473 | 0 | 0.11005 | 0.10495 | 0.1053 | 0.1153 | 0.10922 | 0.1153 | 0 | 0 | 0.02402 | 0.45 | 0.023468 | 1.1096 | 1.1096 | 1.3858 | 0 | 0.0064686 | 0.0049984 | 0.013303 | 0.077119 | 0 | 0.030765 | 0.017896 | 0.10014 | 0.26465 | 5.0231 | 2.0585 | 0 | 0.5281 | 0.81115 | 0 | 0 | 0 | 0 | -36.3244 | 0.055558 | 0 | 0.0027938 | 0 | -0.23258 | 0 | 0 | 0 | 0 | 0 | 0 | 0 | 0 | 1.5753 | 0.012019 | 9.8343e-05 | 0 | 1.822 | 0 | 2.7 | 0 | 2.7029 | 12.353 | 1.2254 | 3.0551 | 0.11508 | 0.056743 | -0.59022 | 0.45971 | 0.18742 | 3.782 | -2.6832 | 22.1111 | -0.8228 | 0 | 0.52614 | 0 | 1.6728 | 0.22643
2025_05_27 Hr 20 | 0.13586 | 0.00011441 | 0 | 0.11005 | 0.10495 | 0.1053 | 0.1153 | 0.10922 | 0.1153 | 0 | 0 | 0.02402 | 0.3 | 0.016685 | 1.1096 | 1.1096 | 1.3858 | 0 | 0.0064686 | 0.0049984 | 0.013303 | 0.077119 | 0 | 0.030765 | 0.017896 | 0.10014 | 0.26465 | 5.0231 | 2.0585 | 0 | 0.5281 | 0.81115 | 0 | 0 | 0 | 0 | -42.7064 | 0.055558 | 0 | 0.0029795 | 0 | -0.24818 | 0 | 0 | 0 | 0 | 0 | 0 | 0 | 0 | 2.2577 | 0.012019 | 9.8343e-05 | 0 | 1.822 | 0 | 2.7 | 0 | 2.2198 | 12.353 | 1.2254 | 3.0551 | 0.11508 | 0.056743 | -0.13586 | 0.45971 | 0.18742 | 3.782 | -9.0386 | 21.6989 | -0.38404 | 0 | 0.52614 | 0 | 1.6728 | 0.22623
2025_05_27 Hr 21 | 0 | 1.6188e-05 | 0 | 0.11005 | 0.10495 | 0.1053 | 0.1153 | 0.10922 | 0.1153 | 0 | 0 | 0.02402 | 0.21 | 0.010072 | 1.1096 | 1.1096 | 1.3858 | 0 | 0.0064686 | 0.0049984 | 0.013303 | 0.077119 | 0 | 0.030765 | 0.017896 | 0.10014 | 0.26465 | 5.0231 | 2.0585 | 0 | 0.5281 | 0.81115 | 0 | 0 | 0 | 0 | -39.4256 | 0.055558 | 0 | 0.0025695 | 0 | -0.21373 | 0 | 0 | 0 | 0 | 0 | 0 | 0 | 0 | 0.54445 | 0.012019 | 9.8343e-05 | 0 | 1.822 | 0 | 2.6801 | 0 | 2.8204 | 12.3331 | 1.2254 | 3.0551 | 0.11508 | 0.056743 | 0 | 0.45971 | 0.18742 | 3.782 | -6.9537 | 20.3525 | -0.21373 | 0 | 0.52614 | 0 | 1.6728 | 0.22504
2025_05_27 Hr 22 | 0 | 0 | 0 | 0.11005 | 0.10495 | 0.1053 | 0.1153 | 0.10922 | 0.1153 | 0 | 0 | 0.02402 | 0.27 | 0.0098022 | 1.1096 | 1.1096 | 1.3858 | 0 | 0.0064686 | 0.0049984 | 0.013303 | 0.077119 | 0 | 0.030765 | 0.017896 | 0.10014 | 0.26465 | 5.0231 | 2.0585 | 0 | 0.5281 | 0.81115 | 0 | 0 | 0 | 0 | -29.7235 | 0.055558 | 0 | 0.0019449 | 0 | -0.16127 | 0 | 0 | 0 | 0 | 0 | 0 | 0 | 0 | 0.41378 | 0.012019 | 9.8343e-05 | 0 | 1.822 | 0 | 2.4489 | 0 | 2.4896 | 12.1019 | 1.2254 | 3.0551 | 0.11508 | 0.056743 | 0 | 0.45971 | 0.18742 | 3.782 | 2.1665 | 19.9494 | -0.16127 | 0 | 0.52614 | 0 | 1.6728 | 0.22369
2025_05_27 Hr 23 | 0 | 0 | 0 | 0.11005 | 0.10495 | 0.1053 | 0.1153 | 0.10922 | 0.1153 | 0 | 0 | 0.02402 | 0.27 | 0.020414 | 1.1096 | 1.1096 | 1.4284 | 0 | 0.0064686 | 0.0049984 | 0.013303 | 0.077119 | 0 | 0.030765 | 0.017896 | 0.10014 | 0 | 5.1064 | 2.0585 | 0 | 0.53929 | 0.81115 | 0 | 0 | 0 | 0 | -66.3657 | 0.055558 | 0 | 0.0040505 | 0 | -0.33814 | 0 | 0 | 0 | 0 | 0 | 0 | 0 | 0 | 0.41378 | 0.012019 | 9.8343e-05 | 0 | 1.822 | 0 | 2.6676 | 0 | 2.4896 | 12.1819 | 1.2254 | 3.0551 | 0.11508 | 0.056743 | 0 | 0.45971 | 0.18742 | 3.782 | -34.5545 | 19.9674 | -0.33814 | 0 | 0.52614 | 0 | 1.6728 | 0.21989
2025_05_27 Hr 24 | 0 | 0 | 0 | 0.11005 | 0.10495 | 0.1053 | 0.1153 | 0.10922 | 0.1153 | 0 | 0 | 0.02402 | 0.24 | 0.049178 | 1.1096 | 1.1096 | 1.4284 | 0 | 0.0064686 | 0.0049984 | 0.013303 | 0.077119 | 0 | 0.030765 | 0.017896 | 0.10014 | 0 | 5.1064 | 2.0585 | 0 | 0.53929 | 0.81115 | 0 | 0 | 0 | 0 | -189.1703 | 0.055558 | 0 | 0.010977 | 0 | -0.91999 | 0 | 0 | 0 | 0 | 0 | 0 | 0 | 0 | 0.82031 | 0.012019 | 9.8343e-05 | 0 | 1.822 | 0 | 2.7682 | 0 | 2.4026 | 12.2825 | 1.2254 | 3.0551 | 0.11508 | 0.056743 | 0 | 0.45971 | 0.18742 | 3.782 | -157.5255 | 20.2824 | -0.91999 | 0 | 0.52614 | 0 | 1.6728 | 0.2166
2025_05_28 Hr 01 | 0 | 0 | 0 | 0.10706 | 0.1021 | 0.10244 | 0.11217 | 0.10625 | 0.11217 | 0 | 0 | 0.02402 | 0.27 | 0.020931 | 1.1096 | 1.1096 | 1.3897 | 0 | 0.0064686 | 0.0049984 | 0.013303 | 0.077119 | 0 | 0.030765 | 0.017896 | 0.10014 | 0 | 4.9676 | 2.0585 | 0 | 0.53929 | 0.81115 | 0 | 0 | 0 | 0 | -73.5112 | 0.055558 | 0 | 0.004153 | 0 | -0.34675 | 0 | 0 | 0 | 0 | 0 | 0 | 0 | 0 | 0.61705 | 0.012019 | 9.8343e-05 | 0 | 1.822 | 0 | 2.693 | 0 | 2.2198 | 12.0117 | 1.2254 | 3.0551 | 0.11508 | 0.056743 | 0 | 0.45971 | 0.18742 | 3.782 | -41.9493 | 19.8969 | -0.34675 | 0 | 0.52614 | 0 | 1.6728 | 0.2154
2025_05_28 Hr 02 | 0 | 0 | 0 | 0.10706 | 0.1021 | 0.10244 | 0.11217 | 0.10625 | 0.11217 | 0 | 0 | 0.02402 | 0.3 | 0.022813 | 1.1096 | 1.1096 | 1.3897 | 0 | 0.0064686 | 0.0049984 | 0.013303 | 0.077119 | 0 | 0.030765 | 0.017896 | 0.10014 | 0 | 4.9676 | 2.0585 | 0 | 0.53929 | 0.81115 | 0 | 0 | 0 | 0 | -70.5815 | 0.055558 | 0 | 0.0040738 | 0 | -0.3401 | 0 | 0 | 0 | 0 | 0 | 0 | 0 | 0 | 0.20326 | 0.012019 | 9.8343e-05 | 0 | 1.822 | 0 | 2.693 | 0 | 1.7715 | 12.0117 | 1.2254 | 3.0551 | 0.11508 | 0.056743 | 0 | 0.45971 | 0.18742 | 3.782 | -39.8447 | 19.0652 | -0.3401 | 0 | 0.52614 | 0 | 1.6728 | 0.21394
2025_05_28 Hr 03 | 0 | 0 | 0 | 0.10706 | 0 | 0 | 0.11217 | 0.10625 | 0.11217 | 0 | 0 | 0.02402 | 0.48 | 0.036517 | 1.1096 | 1.1096 | 1.3897 | 0 | 0.0064686 | 0.0049984 | 0.013303 | 0.077119 | 0 | 0.030765 | 0.017896 | 0.10014 | 0 | 4.9676 | 2.0585 | 0 | 0.53929 | 0.81115 | 0 | 0 | 0 | 0 | -70.1839 | 0.055558 | 0 | 0.0057058 | 0 | -0.34025 | 0 | 0 | 0 | 0 | 0 | 0 | 0 | 0 | 0.13793 | 0.012019 | 9.8343e-05 | 0 | 1.822 | 0 | 2.693 | 0 | 1.6801 | 11.8072 | 1.2254 | 3.0551 | 0.11508 | 0.056743 | 0 | 0.45971 | 0.18742 | 3.782 | -39.6153 | 19.1017 | -0.34025 | 0 | 0.52614 | 0 | 1.6728 | 0.21345
2025_05_28 Hr 04 | 0 | 0 | 0 | 0.10706 | 0 | 0 | 0.11217 | 0.10625 | 0.11217 | 0 | 0 | 0.02402 | 0.33 | 0.023532 | 1.1096 | 1.1096 | 1.3897 | 0 | 0.0064686 | 0.0049984 | 0.013303 | 0.077119 | 0 | 0.030765 | 0.017896 | 0.10014 | 0 | 4.9676 | 2.0585 | 0 | 0.53929 | 0.81115 | 0 | 0 | 0 | 0 | -67.2309 | 0.055558 | 0 | 0.0053482 | 0 | -0.31879 | 0 | 0 | 0 | 0 | 0 | 0 | 0 | 0 | 0.20326 | 0.012019 | 9.8343e-05 | 0 | 1.822 | 0 | 2.693 | 0 | 1.593 | 11.8072 | 1.2254 | 3.0551 | 0.11508 | 0.056743 | 0 | 0.45971 | 0.18742 | 3.782 | -36.8251 | 18.9173 | -0.31879 | 0 | 0.52614 | 0 | 1.6728 | 0.21383
2025_05_28 Hr 05 | 0 | 0 | 0 | 0.10706 | 0 | 0 | 0.11217 | 0.10625 | 0.11217 | 0 | 0 | 0.02402 | 0.27 | 0.023785 | 1.1096 | 1.1096 | 1.3897 | 0 | 0.0064686 | 0.0049984 | 0.013303 | 0.077119 | 0 | 0.030765 | 0.017896 | 0.10014 | 0.21405 | 4.9676 | 2.0585 | 0 | 0.53929 | 0.81115 | 0 | 0 | 0 | 0 | -82.0566 | 0.055558 | 0 | 0.0066069 | 0 | -0.39431 | 0 | 0 | 0 | 0 | 0 | 0 | 0 | 0 | 0.54445 | 0.012019 | 9.8343e-05 | 0 | 1.822 | 0 | 2.693 | 0 | 1.6801 | 11.8716 | 1.2254 | 3.0551 | 0.11508 | 0.056743 | 0 | 0.45971 | 0.18742 | 3.782 | -51.2936 | 19.2857 | -0.39431 | 0 | 0.52614 | 0 | 1.6728 | 0.21364
2025_05_28 Hr 06 | 0.02274 | 0 | 0 | 0.10706 | 0 | 0 | 0.11217 | 0.10625 | 0.11217 | 0 | 0 | 0.02402 | 0.21 | 0.016999 | 1.1096 | 1.1096 | 1.3897 | 0 | 0.0064686 | 0.0049984 | 0.013303 | 0.077119 | 0 | 0.030765 | 0.017896 | 0.10014 | 0.25758 | 4.9676 | 2.0585 | 0 | 0.53929 | 0.81115 | 0 | 0 | 0 | 0 | -79.4964 | 0.055558 | 0 | 0.0060711 | 0 | -0.36217 | 0 | 0 | 0 | 0 | 0 | 0 | 0 | 0 | 0.82031 | 0.012019 | 9.8343e-05 | 0 | 1.822 | 0 | 2.693 | 0 | 1.9499 | 12.0648 | 1.2254 | 3.0551 | 0.11508 | 0.056743 | -0.02274 | 0.45971 | 0.18742 | 3.782 | -48.0266 | 19.7899 | -0.38491 | 0 | 0.52614 | 0 | 1.6728 | 0.21627
2025_05_28 Hr 07 | 0.318 | 0 | 0 | 0.10706 | 0 | 0 | 0.11217 | 0.10625 | 0.11217 | 0 | 0 | 0.02402 | 0.24 | 0.0090251 | 1.1096 | 1.1096 | 1.3482 | 0 | 0.0064686 | 0.0049984 | 0.013303 | 0.077119 | 0 | 0.030765 | 0.017896 | 0.10014 | 0.25758 | 4.8866 | 2.0585 | 0 | 0.5281 | 0.81115 | 0 | 0 | 0 | 0 | -34.4349 | 0.055558 | 0 | 0.0028204 | 0 | -0.16712 | 0 | 0 | 0 | 0 | 0 | 0 | 0 | 0 | 0.95824 | 0.012019 | 9.8343e-05 | 0 | 1.822 | 0 | 2.4211 | 0 | 1.7715 | 11.6704 | 1.2254 | 3.0551 | 0.11508 | 0.056743 | -0.318 | 0.45971 | 0.18742 | 3.782 | -3.1906 | 20.059 | -0.48512 | 0 | 0.52614 | 0 | 1.6728 | 0.21974
2025_05_28 Hr 08 | 0.68394 | 0 | 0 | 0 | 0 | 0 | 0 | 0 | 0 | 0 | 0 | 0.02402 | 0.15 | 0.0040045 | 1.1096 | 1.1096 | 1.3482 | 0 | 0.0064686 | 0.0049984 | 0.013303 | 0.077119 | 0 | 0.030765 | 0.017896 | 0.084455 | 0.25758 | 4.8866 | 2.0585 | 0 | 0.5281 | 0.81115 | 0 | 0 | 0 | 0 | -21.8772 | 0.055558 | 0 | 0.0031464 | 0 | -0.11803 | 0 | 0 | 0 | 0 | 0 | 0 | 0 | 0 | 0.75498 | 0.012019 | 9.8343e-05 | 0 | 1.822 | 0 | 1.9518 | 0 | 1.3797 | 10.7479 | 1.2254 | 3.0551 | 0.11508 | 0.056743 | -0.68394 | 0.45971 | 0.18742 | 3.782 | 7.8051 | 19.7364 | -0.80198 | 0 | 0.52614 | 0 | 1.6728 | 0.22121
2025_05_28 Hr 09 | 0.79779 | 3.101e-06 | 0 | 0 | 0 | 0 | 0 | 0 | 0 | 0 | 0 | 0.02402 | 0.24 | 0.0077181 | 1.1096 | 1.1096 | 1.3482 | 0 | 0.0064686 | 0.0049984 | 0.013303 | 0.077119 | 0 | 0.030765 | 0.017896 | 0.094529 | 0 | 4.8866 | 2.0585 | 0 | 0.5281 | 0.81115 | 0 | 0 | 0 | 0 | -23.6826 | 0.055558 | 0 | 0.0055129 | 0 | -0.14261 | 0 | 0 | 0 | 0 | 0 | 0 | 0 | 0 | 0.34119 | 0.012019 | 9.8343e-05 | 0 | 1.822 | 0 | 0 | 0 | 1.0794 | 8.5485 | 1.2254 | 3.0551 | 0.11508 | 0.056743 | -0.79779 | 0.45971 | 0.18742 | 3.782 | 3.156 | 19.2305 | -0.9404 | 0 | 0.52614 | 0 | 1.6728 | 0.22185
2025_05_28 Hr 10 | 0.81159 | 1.5211e-05 | 0 | 0 | 0 | 0 | 0 | 0 | 0 | 0 | 0 | 0.02402 | 0.21 | 0.0082817 | 1.1096 | 1.1096 | 1.3482 | 0 | 0.0064686 | 0.0049984 | 0.013303 | 0.077119 | 0 | 0.030765 | 0.017896 | 0.10014 | 0 | 4.8866 | 2.0585 | 0 | 0.5281 | 0.81115 | 0 | 0 | 0 | 0 | -29.849 | 0.055558 | 0 | 0.0067605 | 0 | -0.17536 | 0 | 0 | 0 | 0 | 0 | 0 | 0 | 0 | 0.34119 | 0.012019 | 9.8343e-05 | 0 | 1.822 | 0 | 0 | 0 | 1.2622 | 8.5541 | 1.2254 | 3.0551 | 0.11508 | 0.056743 | -0.81159 | 0.45971 | 0.18742 | 3.782 | -2.8839 | 19.398 | -0.98695 | 0 | 0.52614 | 0 | 1.6728 | 0.22215
2025_05_28 Hr 11 | 0.80709 | 6.3015e-05 | 0 | 0 | 0 | 0 | 0 | 0 | 0 | 0 | 0 | 0.02402 | 0.24 | 0.0096023 | 1.1096 | 1.1096 | 1.3482 | 0 | 0.0064686 | 0.0049984 | 0.013303 | 0.077119 | 0 | 0.030765 | 0.017896 | 0.10014 | 0 | 4.8866 | 2.0585 | 0 | 0.5281 | 0.81115 | 0 | 0 | 0 | 0 | -30.3639 | 0.055558 | 0 | 0.0068588 | 0 | -0.17794 | 0 | 0 | 0 | 0 | 0 | 0 | 0 | 0 | 0.54445 | 0.012019 | 9.8343e-05 | 0 | 1.822 | 0 | 0 | 0 | 1.0489 | 8.5541 | 1.2254 | 3.0551 | 0.11508 | 0.056743 | -0.80709 | 0.45971 | 0.18742 | 3.782 | -3.3785 | 19.4164 | -0.98503 | 0 | 0.52614 | 0 | 1.6728 | 0.22372
2025_05_28 Hr 12 | 0.80302 | 7.4262e-05 | 0 | 0 | 0 | 0 | 0 | 0 | 0 | 0 | 0 | 0.02402 | 0.21 | 0.0088215 | 1.1096 | 1.1096 | 1.3482 | 0 | 0.0064686 | 0.0049984 | 0.013303 | 0.077119 | 0 | 0.030765 | 0.017896 | 0.10014 | 0 | 4.8866 | 2.0585 | 0 | 0.5281 | 0.81115 | 0 | 0 | 0 | 0 | -31.5837 | 0.055558 | 0 | 0.0072012 | 0 | -0.18693 | 0 | 0 | 0 | 0 | 0 | 0 | 0 | 0 | 0.82031 | 0.012019 | 9.8343e-05 | 0 | 1.822 | 0 | 0 | 0 | 0.93143 | 8.5541 | 1.2254 | 3.0551 | 0.11508 | 0.056743 | -0.80302 | 0.45971 | 0.18742 | 3.782 | -4.4793 | 19.5402 | -0.98995 | 0 | 0.52614 | 0 | 1.6728 | 0.22402
2025_05_28 Hr 13 | 0.77955 | 9.9532e-05 | 0 | 0 | 0 | 0 | 0 | 0 | 0 | 0 | 0 | 0.02402 | 0.18 | 0.0073825 | 1.1096 | 1.1096 | 1.3482 | 0 | 0.0064686 | 0.0049984 | 0.013303 | 0.077119 | 0 | 0.030765 | 0.017896 | 0.10014 | 0 | 4.8866 | 2.0585 | 0 | 0.5281 | 0.81115 | 0 | 0 | 0 | 0 | -30.2404 | 0.055558 | 0 | 0.0070309 | 0 | -0.18246 | 0 | 0 | 0 | 0 | 0 | 0 | 0 | 0 | 0.82031 | 0.012019 | 9.8343e-05 | 0 | 1.822 | 0 | 0 | 0 | 0.96189 | 8.5541 | 1.2254 | 3.0551 | 0.11508 | 0.056743 | -0.77955 | 0.45971 | 0.18742 | 3.782 | -3.1321 | 19.5162 | -0.96201 | 0 | 0.52614 | 0 | 1.6728 | 0.2244
2025_05_28 Hr 14 | 0.81036 | 9.1105e-05 | 0 | 0 | 0 | 0 | 0 | 0 | 0 | 0 | 0 | 0.02402 | 0.18 | 0.0071355 | 1.1096 | 1.1096 | 1.3482 | 0 | 0.0064686 | 0.0049984 | 0.013303 | 0.077119 | 0 | 0.030765 | 0.017896 | 0.10014 | 0 | 4.8866 | 2.0585 | 0 | 0.5281 | 0.81115 | 0 | 0 | 0 | 0 | -28.5867 | 0.055558 | 0 | 0.0067957 | 0 | -0.17629 | 0 | 0 | 0 | 0 | 0 | 0 | 0 | 0 | 0.82031 | 0.012019 | 9.8343e-05 | 0 | 1.822 | 0 | 0 | 0 | 1.2013 | 8.5541 | 1.2254 | 3.0551 | 0.11508 | 0.056743 | -0.81036 | 0.45971 | 0.18742 | 3.782 | -1.2316 | 19.7877 | -0.98664 | 0 | 0.52614 | 0 | 1.6728 | 0.22595
2025_05_28 Hr 15 | 0.81384 | 0.00017651 | 0 | 0 | 0 | 0 | 0 | 0 | 0 | 0 | 0 | 0.02402 | 0.18 | 0.0072681 | 1.1096 | 1.1096 | 1.3482 | 0 | 0.0064686 | 0.0049984 | 0.013303 | 0.077119 | 0 | 0.030765 | 0.017896 | 0.10014 | 0 | 4.8866 | 2.0585 | 0 | 0.5281 | 0.81115 | 0 | 0 | 0 | 0 | -27.9124 | 0.055558 | 0 | 0.006922 | 0 | -0.1796 | 0 | 0 | 0 | 0 | 0 | 0 | 0 | 0 | 0.75498 | 0.012019 | 9.8343e-05 | 0 | 1.822 | 0 | 0 | 0 | 1.0185 | 8.5541 | 1.2254 | 3.0551 | 0.11508 | 0.056743 | -0.81384 | 0.45971 | 0.18742 | 3.782 | -0.80792 | 19.5438 | -0.99345 | 0 | 0.52614 | 0 | 1.6728 | 0.22655
2025_05_28 Hr 16 | 0.70189 | 0.00044409 | 0 | 0.10706 | 0.068063 | 0.068293 | 0.11217 | 0.10625 | 0.11217 | 0 | 0 | 0.02402 | 0.18 | 0.020811 | 1.1096 | 1.1096 | 1.3482 | 0 | 0.0064686 | 0.0049984 | 0.013303 | 0.077119 | 0 | 0.030765 | 0.017896 | 0.10014 | 0.471 | 4.8866 | 2.0585 | 0 | 0.5281 | 0.81115 | 0 | 0 | 0 | 0 | -78.8936 | 0.055558 | 0 | 0.012603 | 0 | -0.51817 | 0 | 0 | 0 | 0 | 0 | 0 | 0 | 0 | 0.54445 | 0.012019 | 9.8343e-05 | 0 | 1.822 | 0 | 0 | 0 | 0.87049 | 9.2998 | 1.2254 | 3.0551 | 0.11508 | 0.056743 | -0.70189 | 0.45971 | 0.18742 | 3.782 | -51.7259 | 19.0879 | -1.2201 | 0 | 0.52614 | 0 | 1.6728 | 0.22729
2025_05_28 Hr 17 | 0.70763 | 0.00027042 | 0 | 0.10706 | 0.1021 | 0.10244 | 0.11217 | 0.10625 | 0.11217 | 0 | 0 | 0.02402 | 0.21 | 0.0076153 | 1.1096 | 1.1096 | 1.3482 | 0 | 0.0064686 | 0.0049984 | 0.013303 | 0.077119 | 0 | 0.030765 | 0.017896 | 0.10014 | 0.25758 | 4.8866 | 2.0585 | 0 | 0.5281 | 0.81115 | 0 | 0 | 0 | 0 | -26.5348 | 0.055558 | 0 | 0.0019427 | 0 | -0.16108 | 0 | 0 | 0 | 0 | 0 | 0 | 0 | 0 | 0.75498 | 0.012019 | 9.8343e-05 | 0 | 1.822 | 0 | 3.4605 | 0 | 0.69204 | 11.745 | 1.2254 | 3.0551 | 0.11508 | 0.056743 | -0.70763 | 0.45971 | 0.18742 | 3.782 | 3.4849 | 19.1435 | -0.86871 | 0 | 0.52614 | 0 | 1.6728 | 0.22838
2025_05_28 Hr 18 | 0.54481 | 0.00022236 | 0 | 0.10706 | 0.1021 | 0.10244 | 0.11217 | 0.10625 | 0.11217 | 0 | 0 | 0.02402 | 0.24 | 0.015888 | 1.1096 | 1.1096 | 1.3482 | 0 | 0.0064686 | 0.0049984 | 0.013303 | 0.077119 | 0 | 0.030765 | 0.017896 | 0.10014 | 0.25758 | 4.8866 | 2.0585 | 0 | 0.5281 | 0.81115 | 0 | 0 | 0 | 0 | -47.1648 | 0.055558 | 0 | 0.0035464 | 0 | -0.2958 | 0 | 0 | 0 | 0 | 0 | 0 | 0 | 0 | 1.9165 | 0.012019 | 9.8343e-05 | 0 | 1.822 | 0 | 2.6266 | 0 | 0.60064 | 12.0805 | 1.2254 | 3.0551 | 0.11508 | 0.056743 | -0.54481 | 0.45971 | 0.18742 | 3.782 | -15.8359 | 20.089 | -0.84061 | 0 | 0.52614 | 0 | 1.6728 | 0.22841
2025_05_28 Hr 19 | 0.40881 | 0.00030028 | 0 | 0.10706 | 0.1021 | 0.10244 | 0.11217 | 0.10625 | 0.11217 | 0 | 0 | 0.02402 | 0.21 | 0.015447 | 1.1096 | 1.1096 | 1.3482 | 0 | 0.0064686 | 0.0049984 | 0.013303 | 0.077119 | 0 | 0.030765 | 0.017896 | 0.10014 | 0.25758 | 4.8866 | 2.0585 | 0 | 0.5281 | 0.81115 | 0 | 0 | 0 | 0 | -53.7181 | 0.055558 | 0 | 0.0039407 | 0 | -0.32892 | 0 | 0 | 0 | 0 | 0 | 0 | 0 | 0 | 1.5753 | 0.012019 | 9.8343e-05 | 0 | 1.822 | 0 | 2.6266 | 0 | 0.69204 | 12.0805 | 1.2254 | 3.0551 | 0.11508 | 0.056743 | -0.40881 | 0.45971 | 0.18742 | 3.782 | -22.7031 | 19.6723 | -0.73773 | 0 | 0.52614 | 0 | 1.6728 | 0.22784
2025_05_28 Hr 20 | 0.067857 | 0.0001229 | 0 | 0.10706 | 0.1021 | 0.10244 | 0.11217 | 0.10625 | 0.11217 | 0 | 0 | 0.02402 | 0.24 | 0.020622 | 1.1096 | 1.1096 | 1.3482 | 0 | 0.0064686 | 0.0049984 | 0.013303 | 0.077119 | 0 | 0.030765 | 0.017896 | 0.10014 | 0.25758 | 4.8866 | 2.0585 | 0 | 0.5281 | 0.81115 | 0 | 0 | 0 | 0 | -65.4589 | 0.055558 | 0 | 0.0046031 | 0 | -0.38456 | 0 | 0 | 0 | 0 | 0 | 0 | 0 | 0 | 1.372 | 0.012019 | 9.8343e-05 | 0 | 1.822 | 0 | 2.6266 | 0 | 0.50924 | 12.0805 | 1.2254 | 3.0551 | 0.11508 | 0.056743 | -0.067857 | 0.45971 | 0.18742 | 3.782 | -34.8516 | 18.9793 | -0.45242 | 0 | 0.52614 | 0 | 1.6728 | 0.22686
2025_05_28 Hr 21 | 0 | 3.4011e-05 | 0 | 0.10706 | 0.1021 | 0.10244 | 0.11217 | 0.10625 | 0.11217 | 0 | 0 | 0.02402 | 0.3 | 0.021163 | 1.1096 | 1.1096 | 1.3482 | 0 | 0.0064686 | 0.0049984 | 0.013303 | 0.077119 | 0 | 0.030765 | 0.017896 | 0.10014 | 0.25758 | 4.8866 | 2.0585 | 0 | 0.5281 | 0.81115 | 0 | 0 | 0 | 0 | -56.5577 | 0.055558 | 0 | 0.003779 | 0 | -0.31534 | 0 | 0 | 0 | 0 | 0 | 0 | 0 | 0 | 0.82031 | 0.012019 | 9.8343e-05 | 0 | 1.822 | 0 | 2.6266 | 0 | 0.50924 | 12.0805 | 1.2254 | 3.0551 | 0.11508 | 0.056743 | 0 | 0.45971 | 0.18742 | 3.782 | -26.3737 | 18.4188 | -0.31534 | 0 | 0.52614 | 0 | 1.6728 | 0.22553
2025_05_28 Hr 22 | 0 | 0 | 0 | 0.10706 | 0.1021 | 0.10244 | 0.11217 | 0.10625 | 0.11217 | 0 | 0 | 0.02402 | 0.27 | 0.016505 | 1.1096 | 1.1096 | 1.3482 | 0 | 0.0064686 | 0.0049984 | 0.013303 | 0.077119 | 0 | 0.030765 | 0.017896 | 0.10014 | 0.25758 | 4.8866 | 2.0585 | 0 | 0.5281 | 0.81115 | 0 | 0 | 0 | 0 | -49.5067 | 0.055558 | 0 | 0.0032748 | 0 | -0.27298 | 0 | 0 | 0 | 0 | 0 | 0 | 0 | 0 | 0.61705 | 0.012019 | 9.8343e-05 | 0 | 1.822 | 0 | 2.6266 | 0 | 0.47877 | 12.0805 | 1.2254 | 3.0551 | 0.11508 | 0.056743 | 0 | 0.45971 | 0.18742 | 3.782 | -19.5502 | 18.1489 | -0.27298 | 0 | 0.52614 | 0 | 1.6728 | 0.22405
2025_05_28 Hr 23 | 0 | 0 | 0 | 0.10706 | 0.1021 | 0.10244 | 0.11217 | 0.10625 | 0.11217 | 0 | 0 | 0.02402 | 0.27 | 0.033091 | 1.1096 | 1.1096 | 1.3897 | 0 | 0.0064686 | 0.0049984 | 0.013303 | 0.077119 | 0 | 0.030765 | 0.017896 | 0.10014 | 0.25758 | 4.9676 | 2.0585 | 0 | 0.53929 | 0.81115 | 0 | 0 | 0 | 0 | -109.0428 | 0.055558 | 0 | 0.0065657 | 0 | -0.54942 | 0 | 0 | 0 | 0 | 0 | 0 | 0 | 0 | 0.41378 | 0.012019 | 9.8343e-05 | 0 | 1.822 | 0 | 2.693 | 0 | 0.39172 | 12.2693 | 1.2254 | 3.0551 | 0.11508 | 0.056743 | 0 | 0.45971 | 0.18742 | 3.782 | -79.4399 | 17.883 | -0.54942 | 0 | 0.52614 | 0 | 1.6728 | 0.22066
2025_05_28 Hr 24 | 0 | 0 | 0 | 0.10706 | 0.1021 | 0.10244 | 0.11217 | 0.10625 | 0.11217 | 0 | 0 | 0.02402 | 0.33 | 0.053655 | 1.1096 | 1.1096 | 1.3897 | 0 | 0.0064686 | 0.0049984 | 0.013303 | 0.077119 | 0 | 0.030765 | 0.017896 | 0.10014 | 0.25758 | 4.9676 | 2.0585 | 0 | 0.53929 | 0.81115 | 0 | 0 | 0 | 0 | -152.4802 | 0.055558 | 0 | 0.0087103 | 0 | -0.72956 | 0 | 0 | 0 | 0 | 0 | 0 | 0 | 0 | 0.61705 | 0.012019 | 9.8343e-05 | 0 | 1.822 | 0 | 2.693 | 0 | 0.23939 | 12.2693 | 1.2254 | 3.0551 | 0.11508 | 0.056743 | 0 | 0.45971 | 0.18742 | 3.782 | -122.9285 | 18.0119 | -0.72956 | 0 | 0.52614 | 0 | 1.6728 | 0.21813
2025_05_29 Hr 01 | 0 | 0 | 0 | 0.10971 | 0.10463 | 0.10498 | 0.11495 | 0.10889 | 0.11495 | 0 | 0 | 0.02402 | 0.33 | 0.034382 | 1.1096 | 1.1096 | 1.4241 | 0 | 0.0064686 | 0.0049984 | 0.013303 | 0.077119 | 0 | 0.030765 | 0.017896 | 0.10014 | 0.26386 | 5.091 | 2.0585 | 0 | 0.53929 | 0.81115 | 0 | 0 | 0 | 0 | -99.9095 | 0.055558 | 0 | 0.0055815 | 0 | -0.46674 | 0 | 0 | 0 | 0 | 0 | 0 | 0 | 0 | 0.54445 | 0.012019 | 9.8343e-05 | 0 | 1.822 | 0 | 2.7598 | 0 | 0.20892 | 12.5162 | 1.2254 | 3.0551 | 0.11508 | 0.056743 | 0 | 0.45971 | 0.18742 | 3.782 | -69.9712 | 17.8888 | -0.46674 | 0 | 0.52614 | 0 | 1.6728 | 0.21733
2025_05_29 Hr 02 | 0 | 0 | 0 | 0.10971 | 0.10463 | 0.10498 | 0.11495 | 0.10889 | 0.11495 | 0 | 0 | 0.02402 | 0.27 | 0.025728 | 1.1096 | 1.1096 | 1.4241 | 0 | 0.0064686 | 0.0049984 | 0.013303 | 0.077119 | 0 | 0.030765 | 0.017896 | 0.10014 | 0.26386 | 5.091 | 2.0585 | 0 | 0.53929 | 0.81115 | 0 | 0 | 0 | 0 | -92.5105 | 0.055558 | 0 | 0.0051048 | 0 | -0.4267 | 0 | 0 | 0 | 0 | 0 | 0 | 0 | 0 | 0.95824 | 0.012019 | 9.8343e-05 | 0 | 1.822 | 0 | 2.7598 | 0 | 0.36125 | 12.5162 | 1.2254 | 3.0551 | 0.11508 | 0.056743 | 0 | 0.45971 | 0.18742 | 3.782 | -62.0361 | 18.3848 | -0.4267 | 0 | 0.52614 | 0 | 1.6728 | 0.21586
2025_05_29 Hr 03 | 0 | 0 | 0 | 0.10971 | 0.10463 | 0.10498 | 0.11495 | 0.10889 | 0.11495 | 0 | 0 | 0.02402 | 0.51 | 0.049162 | 1.1096 | 1.1096 | 1.4241 | 0 | 0.0064686 | 0.0049984 | 0.013303 | 0.077119 | 0 | 0.030765 | 0.017896 | 0.10014 | 0.26386 | 5.091 | 2.0585 | 0 | 0.53929 | 0.81115 | 0 | 0 | 0 | 0 | -94.9608 | 0.055558 | 0 | 0.0051641 | 0 | -0.43168 | 0 | 0 | 0 | 0 | 0 | 0 | 0 | 0 | 1.5753 | 0.012019 | 9.8343e-05 | 0 | 1.822 | 0 | 2.7598 | 0 | 0.36125 | 12.5162 | 1.2254 | 3.0551 | 0.11508 | 0.056743 | 0 | 0.45971 | 0.18742 | 3.782 | -63.6122 | 19.2641 | -0.43168 | 0 | 0.52614 | 0 | 1.6728 | 0.21467
2025_05_29 Hr 04 | 0 | 0 | 0 | 0.10971 | 0.10463 | 0.10498 | 0.11495 | 0.10889 | 0.11495 | 0 | 0 | 0.02402 | 1.17 | 0.11608 | 1.1096 | 1.1096 | 1.4241 | 0 | 0.0064686 | 0.0049984 | 0.013303 | 0.077119 | 0 | 0.030765 | 0.017896 | 0.10014 | 0.26386 | 5.091 | 2.0585 | 0 | 0.53929 | 0.81115 | 0 | 0 | 0 | 0 | -102.4783 | 0.055558 | 0 | 0.0053152 | 0 | -0.44438 | 0 | 0 | 0 | 0 | 0 | 0 | 0 | 0 | 2.6715 | 0.012019 | 9.8343e-05 | 0 | 1.822 | 0 | 2.7598 | 0 | 0.42219 | 12.5162 | 1.2254 | 3.0551 | 0.11508 | 0.056743 | 0 | 0.45971 | 0.18742 | 3.782 | -69.258 | 21.1485 | -0.44438 | 0 | 0.52614 | 0 | 1.6728 | 0.215
2025_05_29 Hr 05 | 0 | 0 | 0 | 0.10971 | 0.10463 | 0.10498 | 0.11495 | 0.10889 | 0.11495 | 0 | 0 | 0.02402 | 1.68 | 0.18344 | 1.1096 | 1.1096 | 1.4241 | 0 | 0.0064686 | 0.0049984 | 0.013303 | 0.077119 | 0 | 0.030765 | 0.017896 | 0.10014 | 0.26386 | 5.091 | 2.0585 | 0 | 0.53929 | 0.81115 | 0 | 0 | 0 | 0 | -115.7521 | 0.055558 | 0 | 0.0058496 | 0 | -0.48927 | 0 | 0 | 0 | 0 | 0 | 0 | 0 | 0 | 2.4682 | 0.012019 | 9.8343e-05 | 0 | 1.822 | 0 | 2.7598 | 0 | 0.36125 | 12.5162 | 1.2254 | 3.0551 | 0.11508 | 0.056743 | 0 | 0.45971 | 0.18742 | 3.782 | -82.2624 | 21.4627 | -0.48927 | 0 | 0.52614 | 0 | 1.6728 | 0.21614
2025_05_29 Hr 06 | 0.045262 | 0 | 0 | 0.10971 | 0.10463 | 0.10498 | 0.11495 | 0.10889 | 0.11495 | 0 | 0 | 0.02402 | 2.19 | 0.32761 | 1.1096 | 1.1096 | 1.4241 | 0 | 0.0064686 | 0.0049984 | 0.013303 | 0.077119 | 0 | 0.030765 | 0.017896 | 0.10014 | 0.26386 | 5.091 | 2.0585 | 0 | 0.53929 | 0.81115 | 0 | 0 | 0 | 0 | -160.1344 | 0.055558 | 0 | 0.008014 | 0 | -0.67108 | 0 | 0 | 0 | 0 | 0 | 0 | 0 | 0 | 2.4682 | 0.012019 | 9.8343e-05 | 0 | 1.822 | 0 | 2.7598 | 0 | 0.42219 | 12.5162 | 1.2254 | 3.0551 | 0.11508 | 0.056743 | -0.045262 | 0.45971 | 0.18742 | 3.782 | -126.1093 | 22.2252 | -0.71634 | 0 | 0.52614 | 0 | 1.6728 | 0.21825
2025_05_29 Hr 07 | 0.40881 | 0 | 0 | 0.10971 | 0.10463 | 0.10498 | 0.11495 | 0.10889 | 0.11495 | 0 | 0 | 0.02402 | 1.65 | 0.12199 | 1.1096 | 1.1096 | 1.3816 | 0 | 0.0064686 | 0.0049984 | 0.013303 | 0.077119 | 0 | 0.030765 | 0.017896 | 0.10014 | 0.26386 | 5.008 | 2.0585 | 0 | 0.5281 | 0.81115 | 0 | 0 | 0 | 0 | -75.5429 | 0.055558 | 0 | 0.0039606 | 0 | -0.33059 | 0 | 0 | 0 | 0 | 0 | 0 | 0 | 0 | 2.7368 | 0.012019 | 9.8343e-05 | 0 | 1.822 | 0 | 2.6918 | 0 | 1.1403 | 12.3227 | 1.2254 | 3.0551 | 0.11508 | 0.056743 | -0.40881 | 0.45971 | 0.18742 | 3.782 | -41.1373 | 22.8222 | -0.7394 | 0 | 0.52614 | 0 | 1.6728 | 0.22177
2025_05_29 Hr 08 | 0.6992 | 1.7876e-05 | 0 | 0.10971 | 0.10463 | 0.10498 | 0.11495 | 0.10889 | 0.11495 | 0 | 0 | 0.02402 | 0.54 | 0.027302 | 1.1096 | 1.1096 | 1.3816 | 0 | 0.0064686 | 0.0049984 | 0.013303 | 0.077119 | 0 | 0.030765 | 0.017896 | 0.10014 | 0.26386 | 5.008 | 2.0585 | 0 | 0.5281 | 0.81115 | 0 | 0 | 0 | 0 | -46.1281 | 0.055558 | 0 | 0.0027085 | 0 | -0.22541 | 0 | 0 | 0 | 0 | 0 | 0 | 0 | 0 | 1.7785 | 0.012019 | 9.8343e-05 | 0 | 1.822 | 0 | 2.6918 | 0 | 0.63111 | 12.3227 | 1.2254 | 3.0551 | 0.11508 | 0.056743 | -0.6992 | 0.45971 | 0.18742 | 3.782 | -14.2873 | 20.4426 | -0.92461 | 0 | 0.52614 | 0 | 1.6728 | 0.22393
2025_05_29 Hr 09 | 0.82728 | 7.1414e-05 | 0 | 0.10971 | 0.10463 | 0.10498 | 0.11495 | 0.10889 | 0.11495 | 0 | 0 | 0.02402 | 0.45 | 0.023525 | 1.1096 | 1.1096 | 1.3816 | 0 | 0.0064686 | 0.0049984 | 0.013303 | 0.077119 | 0 | 0.030765 | 0.017896 | 0.10014 | 0 | 5.008 | 2.0585 | 0 | 0.5281 | 0.81115 | 0 | 0 | 0 | 0 | -47.9482 | 0.055558 | 0 | 0.0028005 | 0 | -0.23315 | 0 | 0 | 0 | 0 | 0 | 0 | 0 | 0 | 1.9165 | 0.012019 | 9.8343e-05 | 0 | 1.822 | 0 | 2.6918 | 0 | 0.39172 | 12.0588 | 1.2254 | 3.0551 | 0.11508 | 0.056743 | -0.82728 | 0.45971 | 0.18742 | 3.782 | -16.5727 | 20.3771 | -1.0604 | 0 | 0.52614 | 0 | 1.6728 | 0.22545
2025_05_29 Hr 10 | 0.81159 | 0.00016537 | 0 | 0 | 0 | 0 | 0 | 0 | 0 | 0 | 0 | 0.02402 | 0.3 | 0.016247 | 1.1096 | 1.1096 | 1.3816 | 0 | 0.0064686 | 0.0049984 | 0.013303 | 0.077119 | 0 | 0.030765 | 0.017896 | 0.10014 | 0 | 5.008 | 2.0585 | 0 | 0.5281 | 0.81115 | 0 | 0 | 0 | 0 | -45.248 | 0.055558 | 0 | 0.0063828 | 0 | -0.24161 | 0 | 0 | 0 | 0 | 0 | 0 | 0 | 0 | 1.7785 | 0.012019 | 9.8343e-05 | 0 | 1.822 | 0 | 2.6918 | 0 | 0.42219 | 11.4007 | 1.2254 | 3.0551 | 0.11508 | 0.056743 | -0.81159 | 0.45971 | 0.18742 | 3.782 | -14.8041 | 20.0963 | -1.0532 | 0 | 0.52614 | 0 | 1.6728 | 0.22506
2025_05_29 Hr 11 | 0.80709 | 0.00032438 | 0 | 0 | 0 | 0 | 0 | 0 | 0 | 0 | 0 | 0.02402 | 0.18 | 0.0098192 | 1.1096 | 1.1096 | 1.3816 | 0 | 0.0064686 | 0.0049984 | 0.013303 | 0.077119 | 0 | 0.030765 | 0.017896 | 0.10014 | 0 | 5.008 | 2.0585 | 0 | 0.5281 | 0.81115 | 0 | 0 | 0 | 0 | -47.4266 | 0.055558 | 0 | 0.0064292 | 0 | -0.24338 | 0 | 0 | 0 | 0 | 0 | 0 | 0 | 0 | 2.9473 | 0.012019 | 9.8343e-05 | 0 | 1.822 | 0 | 2.6918 | 0 | 0.60064 | 11.4007 | 1.2254 | 3.0551 | 0.11508 | 0.056743 | -0.80709 | 0.45971 | 0.18742 | 3.782 | -15.762 | 21.3144 | -1.0505 | 0 | 0.52614 | 0 | 1.6728 | 0.22667
2025_05_29 Hr 12 | 0.81806 | 0.00027591 | 0 | 0 | 0 | 0 | 0 | 0 | 0 | 0 | 0 | 0.02402 | 0.15 | 0.0074859 | 1.1096 | 1.1096 | 1.3816 | 0 | 0.0064686 | 0.0049984 | 0.013303 | 0.077119 | 0 | 0.030765 | 0.017896 | 0.10014 | 0 | 5.008 | 2.0585 | 0 | 0.5281 | 0.81115 | 0 | 0 | 0 | 0 | -43.2096 | 0.055558 | 0 | 0.0058818 | 0 | -0.22248 | 0 | 0 | 0 | 0 | 0 | 0 | 0 | 0 | 2.9473 | 0.012019 | 9.8343e-05 | 0 | 1.822 | 0 | 2.6918 | 0 | 0.66157 | 11.4007 | 1.2254 | 3.0551 | 0.11508 | 0.056743 | -0.81806 | 0.45971 | 0.18742 | 3.782 | -11.4937 | 21.3557 | -1.0405 | 0 | 0.52614 | 0 | 1.6728 | 0.22843
2025_05_29 Hr 13 | 0.80048 | 0.00013465 | 0 | 0 | 0 | 0 | 0 | 0 | 0 | 0 | 0 | 0.02402 | 0.12 | 0.0055853 | 1.1096 | 1.1096 | 1.3816 | 0 | 0.0064686 | 0.0049984 | 0.013303 | 0.077119 | 0 | 0.030765 | 0.017896 | 0.10014 | 0 | 5.008 | 2.0585 | 0 | 0.5281 | 0.81115 | 0 | 0 | 0 | 0 | -39.3403 | 0.055558 | 0 | 0.0054856 | 0 | -0.20735 | 0 | 0 | 0 | 0 | 0 | 0 | 0 | 0 | 1.372 | 0.012019 | 9.8343e-05 | 0 | 1.822 | 0 | 2.6918 | 0 | 0.87049 | 11.4007 | 1.2254 | 3.0551 | 0.11508 | 0.056743 | -0.80048 | 0.45971 | 0.18742 | 3.782 | -9.0066 | 19.9407 | -1.0078 | 0 | 0.52614 | 0 | 1.6728 | 0.22949
2025_05_29 Hr 14 | 0.81036 | 0.00038933 | 0 | 0.045727 | 0 | 0 | 0.02875 | 0.045372 | 0.028738 | 0 | 0 | 0.02402 | 0.12 | 0.0059692 | 1.1096 | 1.1096 | 1.3816 | 0 | 0.0064686 | 0.0049984 | 0.013303 | 0.077119 | 0 | 0.030765 | 0.017896 | 0.10014 | 0 | 5.008 | 2.0585 | 0 | 0.5281 | 0.81115 | 0 | 0 | 0 | 0 | -42.3528 | 0.055558 | 0 | 0.0049797 | 0 | -0.22175 | 0 | 0 | 0 | 0 | 0 | 0 | 0 | 0 | 1.372 | 0.012019 | 9.8343e-05 | 0 | 1.822 | 0 | 2.6918 | 0 | 0.99236 | 11.5493 | 1.2254 | 3.0551 | 0.11508 | 0.056743 | -0.81036 | 0.45971 | 0.18742 | 3.782 | -11.7614 | 20.0741 | -1.0321 | 0 | 0.52614 | 0 | 1.6728 | 0.23046
2025_05_29 Hr 15 | 0.79786 | 0.00012969 | 0 | 0.10971 | 0.10463 | 0.10498 | 0.11495 | 0.10889 | 0.11495 | 0 | 0 | 0.02402 | 0.09 | 0.0047158 | 1.1096 | 1.1096 | 1.3816 | 0 | 0.0064686 | 0.0049984 | 0.013303 | 0.077119 | 0 | 0.030765 | 0.017896 | 0.10014 | 0 | 5.008 | 2.0585 | 0 | 0.5281 | 0.81115 | 0 | 0 | 0 | 0 | -44.627 | 0.055558 | 0 | 0.002807 | 0 | -0.23369 | 0 | 0 | 0 | 0 | 0 | 0 | 0 | 0 | 1.1615 | 0.012019 | 9.8343e-05 | 0 | 1.822 | 0 | 2.6918 | 0 | 1.2013 | 12.0588 | 1.2254 | 3.0551 | 0.11508 | 0.056743 | -0.79786 | 0.45971 | 0.18742 | 3.782 | -13.5711 | 20.0285 | -1.0316 | 0 | 0.52614 | 0 | 1.6728 | 0.23049
2025_05_29 Hr 16 | 0.78507 | 8.0145e-05 | 0 | 0.10971 | 0.10463 | 0.10498 | 0.11495 | 0.10889 | 0.11495 | 0 | 0 | 0.02402 | 0 | 0 | 1.1096 | 1.1096 | 1.3816 | 0 | 0.0064686 | 0.0049984 | 0.013303 | 0.077119 | 0 | 0.030765 | 0.017896 | 0.10014 | 0.4135 | 5.008 | 2.0585 | 0 | 0.5281 | 0.81115 | 0 | 0 | 0 | 0 | -159.1818 | 0.055558 | 0 | 0.010275 | 0 | -0.861 | 0 | 0 | 0 | 0 | 0 | 0 | 0 | 0 | 1.1615 | 0.012019 | 9.8343e-05 | 0 | 1.822 | 0 | 2.6918 | 0 | 1.2013 | 12.3227 | 1.2254 | 3.0551 | 0.11508 | 0.056743 | -0.78507 | 0.45971 | 0.18742 | 3.782 | -128.5838 | 19.9213 | -1.6461 | 0 | 0.52614 | 0 | 1.6728 | 0.23087
2025_05_29 Hr 17 | 0.71969 | 0.00012157 | 0 | 0.10971 | 0.10463 | 0.10498 | 0.11495 | 0.10889 | 0.11495 | 0 | 0 | 0.02402 | 0 | 0 | 1.1096 | 1.1096 | 1.3816 | 0 | 0.0064686 | 0.0049984 | 0.013303 | 0.077119 | 0 | 0.030765 | 0.017896 | 0.10014 | 0.26386 | 5.008 | 2.0585 | 0 | 0.5281 | 0.81115 | 0 | 0 | 0 | 0 | -51.343 | 0.055558 | 0 | 0.0035237 | 0 | -0.29389 | 0 | 0 | 0 | 0 | 0 | 0 | 0 | 0 | 1.2994 | 0.012019 | 9.8343e-05 | 0 | 1.822 | 0 | 2.6918 | 0 | 1.1708 | 12.3227 | 1.2254 | 3.0551 | 0.11508 | 0.056743 | -0.71969 | 0.45971 | 0.18742 | 3.782 | -20.0692 | 19.9646 | -1.0136 | 0 | 0.52614 | 0 | 1.6728 | 0.23206
2025_05_29 Hr 18 | 0.78602 | 0.00014885 | 0 | 0.10971 | 0.10463 | 0.10498 | 0.11495 | 0.10889 | 0.11495 | 0 | 0 | 0.02402 | 0 | 0 | 1.1096 | 1.1096 | 1.3816 | 0 | 0.0064686 | 0.0049984 | 0.013303 | 0.077119 | 0 | 0.030765 | 0.017896 | 0.10014 | 0.26386 | 5.008 | 2.0585 | 0 | 0.5281 | 0.81115 | 0 | 0 | 0 | 0 | -57.4698 | 0.055558 | 0 | 0.004067 | 0 | -0.33952 | 0 | 0 | 0 | 0 | 0 | 0 | 0 | 0 | 0.75498 | 0.012019 | 9.8343e-05 | 0 | 1.822 | 0 | 2.6918 | 0 | 1.0794 | 12.3227 | 1.2254 | 3.0551 | 0.11508 | 0.056743 | -0.78602 | 0.45971 | 0.18742 | 3.782 | -26.878 | 19.3946 | -1.1255 | 0 | 0.52614 | 0 | 1.6728 | 0.23152
2025_05_29 Hr 19 | 0.52229 | 0.00022352 | 0 | 0.10971 | 0.10463 | 0.10498 | 0.11495 | 0.10889 | 0.11495 | 0 | 0 | 0.02402 | 0.15 | 0.012418 | 1.1096 | 1.1096 | 1.3816 | 0 | 0.0064686 | 0.0049984 | 0.013303 | 0.077119 | 0 | 0.030765 | 0.017896 | 0.10014 | 0.26386 | 5.008 | 2.0585 | 0 | 0.5281 | 0.81115 | 0 | 0 | 0 | 0 | -63.4124 | 0.055558 | 0 | 0.0044349 | 0 | -0.37043 | 0 | 0 | 0 | 0 | 0 | 0 | 0 | 0 | 0.54445 | 0.012019 | 9.8343e-05 | 0 | 1.822 | 0 | 2.6918 | 0 | 1.0794 | 12.3227 | 1.2254 | 3.0551 | 0.11508 | 0.056743 | -0.52229 | 0.45971 | 0.18742 | 3.782 | -32.901 | 19.0813 | -0.89273 | 0 | 0.52614 | 0 | 1.6728 | 0.23
2025_05_29 Hr 20 | 0.11341 | 5.5267e-05 | 0 | 0.10971 | 0.10463 | 0.10498 | 0.11495 | 0.10889 | 0.11495 | 0 | 0 | 0.02402 | 0.36 | 0.028136 | 1.1096 | 1.1096 | 1.3816 | 0 | 0.0064686 | 0.0049984 | 0.013303 | 0.077119 | 0 | 0.030765 | 0.017896 | 0.10014 | 0.26386 | 5.008 | 2.0585 | 0 | 0.5281 | 0.81115 | 0 | 0 | 0 | 0 | -62.9489 | 0.055558 | 0 | 0.0041869 | 0 | -0.3496 | 0 | 0 | 0 | 0 | 0 | 0 | 0 | 0 | 0.54445 | 0.012019 | 9.8343e-05 | 0 | 1.822 | 0 | 2.6918 | 0 | 1.0489 | 12.3227 | 1.2254 | 3.0551 | 0.11508 | 0.056743 | -0.11341 | 0.45971 | 0.18742 | 3.782 | -32.225 | 18.8641 | -0.46301 | 0 | 0.52614 | 0 | 1.6728 | 0.2266
2025_05_29 Hr 21 | 0.02274 | 1.401e-05 | 0 | 0.10971 | 0.10463 | 0.10498 | 0.11495 | 0.10889 | 0.11495 | 0 | 0 | 0.02402 | 0.42 | 0.030511 | 1.1096 | 1.1096 | 1.3816 | 0 | 0.0064686 | 0.0049984 | 0.013303 | 0.077119 | 0 | 0.030765 | 0.017896 | 0.10014 | 0.26386 | 5.008 | 2.0585 | 0 | 0.5281 | 0.81115 | 0 | 0 | 0 | 0 | -62.0403 | 0.055558 | 0 | 0.0038917 | 0 | -0.3248 | 0 | 0 | 0 | 0 | 0 | 0 | 0 | 0 | 0.61705 | 0.012019 | 9.8343e-05 | 0 | 1.822 | 0 | 2.6918 | 0 | 1.1708 | 12.3227 | 1.2254 | 3.0551 | 0.11508 | 0.056743 | -0.02274 | 0.45971 | 0.18742 | 3.782 | -31.0352 | 19.03 | -0.34754 | 0 | 0.52614 | 0 | 1.6728 | 0.22634
2025_05_29 Hr 22 | 0 | 0 | 0 | 0.10971 | 0.10463 | 0.10498 | 0.11495 | 0.10889 | 0.11495 | 0 | 0 | 0.02402 | 0.3 | 0.017912 | 1.1096 | 1.1096 | 1.3816 | 0 | 0.0064686 | 0.0049984 | 0.013303 | 0.077119 | 0 | 0.030765 | 0.017896 | 0.10014 | 0 | 5.008 | 2.0585 | 0 | 0.5281 | 0.81115 | 0 | 0 | 0 | 0 | -53.241 | 0.055558 | 0 | 0.0031986 | 0 | -0.26658 | 0 | 0 | 0 | 0 | 0 | 0 | 0 | 0 | 0.75498 | 0.012019 | 9.8343e-05 | 0 | 1.822 | 0 | 2.6918 | 0 | 1.2317 | 12.0588 | 1.2254 | 3.0551 | 0.11508 | 0.056743 | 0 | 0.45971 | 0.18742 | 3.782 | -22.3767 | 19.0721 | -0.26658 | 0 | 0.52614 | 0 | 1.6728 | 0.22488
2025_05_29 Hr 23 | 0 | 0 | 0 | 0.10971 | 0.10463 | 0.10498 | 0.11495 | 0.10889 | 0.11495 | 0 | 0 | 0.02402 | 0.27 | 0.029301 | 1.1096 | 1.1096 | 1.4241 | 0 | 0.0064686 | 0.0049984 | 0.013303 | 0.077119 | 0 | 0.030765 | 0.017896 | 0.10014 | 0 | 5.091 | 2.0585 | 0 | 0.53929 | 0.81115 | 0 | 0 | 0 | 0 | -102.3394 | 0.055558 | 0 | 0.0058137 | 0 | -0.48625 | 0 | 0 | 0 | 0 | 0 | 0 | 0 | 0 | 0.95824 | 0.012019 | 9.8343e-05 | 0 | 1.822 | 0 | 2.7598 | 0 | 1.5625 | 12.2524 | 1.2254 | 3.0551 | 0.11508 | 0.056743 | 0 | 0.45971 | 0.18742 | 3.782 | -70.9781 | 19.5952 | -0.48625 | 0 | 0.52614 | 0 | 1.6728 | 0.22139
2025_05_29 Hr 24 | 0 | 0 | 0 | 0.10971 | 0.10463 | 0.10498 | 0.11495 | 0.10889 | 0.11495 | 0 | 0 | 0.02402 | 0.54 | 0.095826 | 1.1096 | 1.1096 | 1.4241 | 0 | 0.0064686 | 0.0049984 | 0.013303 | 0.077119 | 0 | 0.030765 | 0.017896 | 0.10014 | 0 | 5.091 | 2.0585 | 0 | 0.53929 | 0.81115 | 0 | 0 | 0 | 0 | -182.2371 | 0.055558 | 0 | 0.0095065 | 0 | -0.79645 | 0 | 0 | 0 | 0 | 0 | 0 | 0 | 0 | 1.2994 | 0.012019 | 9.8343e-05 | 0 | 1.822 | 0 | 2.7598 | 0 | 1.4407 | 12.2524 | 1.2254 | 3.0551 | 0.11508 | 0.056743 | 0 | 0.45971 | 0.18742 | 3.782 | -150.6327 | 20.1485 | -0.79645 | 0 | 0.52614 | 0 | 1.6728 | 0.2189
2025_05_30 Hr 01 | 0 | 0 | 0 | 0.096423 | 0.091955 | 0.092265 | 0.10103 | 0.095701 | 0.10103 | 0 | 0 | 0.02402 | 1.05 | 0.088239 | 1.1096 | 1.1096 | 1.2518 | 0 | 0.0064686 | 0.0049984 | 0.013303 | 0.077119 | 0 | 0.030765 | 0.017896 | 0.10014 | 0 | 4.4742 | 2.0585 | 0 | 0.53929 | 0.81115 | 0 | 0 | 0 | 0 | -83.9867 | 0.055558 | 0 | 0.004502 | 0 | -0.37607 | 0 | 0 | 0 | 0 | 0 | 0 | 0 | 0 | 1.2994 | 0.012019 | 9.8343e-05 | 0 | 1.822 | 0 | 2.4255 | 0 | 0.69204 | 11.0492 | 1.2254 | 3.0551 | 0.11508 | 0.056743 | 0 | 0.45971 | 0.18742 | 3.782 | -53.4132 | 19.9004 | -0.37607 | 0 | 0.52614 | 0 | 1.6728 | 0.21694
2025_05_30 Hr 02 | 0 | 0 | 0 | 0.096423 | 0 | 0 | 0.10103 | 0.095701 | 0.10103 | 0 | 0 | 0.02402 | 1.92 | 0.082166 | 1.1096 | 1.1096 | 1.2518 | 0 | 0.0064686 | 0.0049984 | 0.013303 | 0.077119 | 0 | 0.030765 | 0.017896 | 0.10014 | 0 | 4.4742 | 2.0585 | 0 | 0.53929 | 0.81115 | 0 | 0 | 0 | 0 | -44.2468 | 0.055558 | 0 | 0.0032096 | 0 | -0.19048 | 0 | 0 | 0 | 0 | 0 | 0 | 0 | 0 | 1.372 | 0.012019 | 9.8343e-05 | 0 | 1.822 | 0 | 2.4255 | 0 | 0.66157 | 10.865 | 1.2254 | 3.0551 | 0.11508 | 0.056743 | 0 | 0.45971 | 0.18742 | 3.782 | -12.7667 | 20.8056 | -0.19048 | 0 | 0.52614 | 0 | 1.6728 | 0.2161
2025_05_30 Hr 03 | 0 | 0 | 0 | 0.096423 | 0 | 0 | 0.10103 | 0.095701 | 0.10103 | 0 | 0 | 0.02402 | 2.04 | 0.1171 | 1.1096 | 1.1096 | 1.2518 | 0 | 0.0064686 | 0.0049984 | 0.013303 | 0.077119 | 0 | 0.030765 | 0.017896 | 0.10014 | 0 | 4.4742 | 2.0585 | 0 | 0.53929 | 0.81115 | 0 | 0 | 0 | 0 | -60.1694 | 0.055558 | 0 | 0.0043053 | 0 | -0.25622 | 0 | 0 | 0 | 0 | 0 | 0 | 0 | 0 | 1.5753 | 0.012019 | 9.8343e-05 | 0 | 1.822 | 0 | 2.4255 | 0 | 1.4407 | 10.865 | 1.2254 | 3.0551 | 0.11508 | 0.056743 | 0 | 0.45971 | 0.18742 | 3.782 | -27.6187 | 21.9419 | -0.25622 | 0 | 0.52614 | 0 | 1.6728 | 0.21513
2025_05_30 Hr 04 | 0 | 0 | 0 | 0.096423 | 0 | 0 | 0.10103 | 0.095701 | 0.10103 | 0 | 0 | 0.02402 | 2.07 | 0.25057 | 1.1096 | 1.1096 | 1.2518 | 0 | 0.0064686 | 0.0049984 | 0.013303 | 0.077119 | 0 | 0.030765 | 0.017896 | 0.10014 | 0.38211 | 4.4742 | 2.0585 | 0 | 0.53929 | 0.81115 | 0 | 0 | 0 | 0 | -130.0753 | 0.055558 | 0 | 0.0090787 | 0 | -0.54262 | 0 | 0 | 0 | 0 | 0 | 0 | 0 | 0 | 1.7785 | 0.012019 | 9.8343e-05 | 0 | 1.822 | 0 | 2.4255 | 0 | 1.8019 | 11.0974 | 1.2254 | 3.0551 | 0.11508 | 0.056743 | 0 | 0.45971 | 0.18742 | 3.782 | -96.8505 | 22.67 | -0.54262 | 0 | 0.52614 | 0 | 1.6728 | 0.21523
2025_05_30 Hr 05 | 0 | 0 | 0 | 0.096423 | 0 | 0 | 0.10103 | 0.095701 | 0.10103 | 0 | 0 | 0.02402 | 1.8 | 0.19183 | 1.1096 | 1.1096 | 1.2518 | 0 | 0.0064686 | 0.0049984 | 0.013303 | 0.077119 | 0 | 0.030765 | 0.017896 | 0.10014 | 0.23247 | 4.4742 | 2.0585 | 0 | 0.53929 | 0.81115 | 0 | 0 | 0 | 0 | -115.0573 | 0.055558 | 0 | 0.007993 | 0 | -0.47748 | 0 | 0 | 0 | 0 | 0 | 0 | 0 | 0 | 1.7785 | 0.012019 | 9.8343e-05 | 0 | 1.822 | 0 | 2.4255 | 0 | 1.889 | 11.0974 | 1.2254 | 3.0551 | 0.11508 | 0.056743 | 0 | 0.45971 | 0.18742 | 3.782 | -82.0079 | 22.4294 | -0.47748 | 0 | 0.52614 | 0 | 1.6728 | 0.21634
2025_05_30 Hr 06 | 0.045262 | 0 | 0 | 0.096423 | 0.022989 | 0.023077 | 0.10103 | 0.095701 | 0.10103 | 0 | 0 | 0.02402 | 1.14 | 0.066751 | 1.1096 | 1.1096 | 1.2518 | 0 | 0.0064686 | 0.0049984 | 0.013303 | 0.077119 | 0 | 0.030765 | 0.017896 | 0.10014 | 0.23247 | 4.4742 | 2.0585 | 0 | 0.53929 | 0.81115 | 0 | 0 | 0 | 0 | -59.9435 | 0.055558 | 0 | 0.0039796 | 0 | -0.26139 | 0 | 0 | 0 | 0 | 0 | 0 | 0 | 0 | 1.9891 | 0.012019 | 9.8343e-05 | 0 | 1.822 | 0 | 2.4255 | 0 | 1.9804 | 11.1435 | 1.2254 | 3.0551 | 0.11508 | 0.056743 | -0.045262 | 0.45971 | 0.18742 | 3.782 | -27.114 | 21.9927 | -0.30665 | 0 | 0.52614 | 0 | 1.6728 | 0.2175
2025_05_30 Hr 07 | 0.13579 | 0 | 0 | 0.096423 | 0.091955 | 0.092265 | 0.10103 | 0.095701 | 0.10103 | 0 | 0 | 0.02402 | 0.9 | 0.032447 | 1.1096 | 1.1096 | 1.2144 | 0 | 0.0064686 | 0.0049984 | 0.013303 | 0.077119 | 0 | 0.030765 | 0.017896 | 0.10014 | 0.23247 | 4.4013 | 2.0585 | 0 | 0.5281 | 0.81115 | 0 | 0 | 0 | 0 | -35.4049 | 0.055558 | 0 | 0.0019314 | 0 | -0.16014 | 0 | 0 | 0 | 0 | 0 | 0 | 0 | 0 | 2.2577 | 0.012019 | 9.8343e-05 | 0 | 1.822 | 0 | 2.3657 | 0 | 1.9804 | 11.1116 | 1.2254 | 3.0551 | 0.11508 | 0.056743 | -0.13579 | 0.45971 | 0.18742 | 3.782 | -2.5193 | 22.07 | -0.29592 | 0 | 0.52614 | 0 | 1.6728 | 0.22116
2025_05_30 Hr 08 | 0.34081 | 1.0794e-05 | 0 | 0 | 0.091955 | 0.092265 | 0 | 0 | 0 | 0 | 0 | 0.02402 | 0.33 | 0.011665 | 1.1096 | 1.1096 | 1.2144 | 0 | 0.0064686 | 0.0049984 | 0.013303 | 0.077119 | 0 | 0.030765 | 0.017896 | 0.10014 | 0 | 4.4013 | 2.0585 | 0 | 0.5281 | 0.81115 | 0 | 0 | 0 | 0 | -30.6194 | 0.055558 | 0 | 0.0034087 | 0 | -0.15697 | 0 | 0 | 0 | 0 | 0 | 0 | 0 | 0 | 1.372 | 0.012019 | 9.8343e-05 | 0 | 1.822 | 0 | 2.2138 | 0 | 1.5625 | 10.333 | 1.2254 | 3.0551 | 0.11508 | 0.056743 | -0.34081 | 0.45971 | 0.18742 | 3.782 | -0.40168 | 20.3825 | -0.49778 | 0 | 0.52614 | 0 | 1.6728 | 0.22289
2025_05_30 Hr 09 | 0.45422 | 8.4783e-05 | 0 | 0 | 0.091955 | 0.092265 | 0 | 0 | 0 | 0 | 0 | 0.02402 | 0.48 | 0.022212 | 1.1096 | 1.1096 | 1.2144 | 0 | 0.0064686 | 0.0049984 | 0.013303 | 0.077119 | 0 | 0.030765 | 0.017896 | 0.10014 | 0 | 4.4013 | 2.0585 | 0 | 0.5281 | 0.81115 | 0 | 0 | 0 | 0 | -37.3441 | 0.055558 | 0 | 0.0069413 | 0 | -0.20614 | 0 | 0 | 0 | 0 | 0 | 0 | 0 | 0 | 1.372 | 0.012019 | 9.8343e-05 | 0 | 1.822 | 0 | 0 | 0 | 1.3493 | 8.1192 | 1.2254 | 3.0551 | 0.11508 | 0.056743 | -0.45422 | 0.45971 | 0.18742 | 3.782 | -9.4404 | 20.4448 | -0.66036 | 0 | 0.52614 | 0 | 1.6728 | 0.22452
2025_05_30 Hr 10 | 0.47718 | 0.00018159 | 0 | 0 | 0 | 0 | 0 | 0 | 0 | 0 | 0 | 0.02402 | 0.69 | 0.033035 | 1.1096 | 1.1096 | 1.2144 | 0 | 0.0064686 | 0.0049984 | 0.013303 | 0.077119 | 0 | 0.030765 | 0.017896 | 0.10014 | 0 | 4.4013 | 2.0585 | 0 | 0.5281 | 0.81115 | 0 | 0 | 0 | 0 | -37.5181 | 0.055558 | 0 | 0.0082075 | 0 | -0.21335 | 0 | 0 | 0 | 0 | 0 | 0 | 0 | 0 | 1.2994 | 0.012019 | 9.8343e-05 | 0 | 1.822 | 0 | 0 | 0 | 1.1708 | 7.935 | 1.2254 | 3.0551 | 0.11508 | 0.056743 | -0.47718 | 0.45971 | 0.18742 | 3.782 | -9.8354 | 20.4382 | -0.69052 | 0 | 0.52614 | 0 | 1.6728 | 0.22503
2025_05_30 Hr 11 | 0.36355 | 0.00011942 | 0 | 0 | 0 | 0 | 0 | 0 | 0 | 0 | 0 | 0.02402 | 0.78 | 0.034499 | 1.1096 | 1.1096 | 1.2144 | 0 | 0.0064686 | 0.0049984 | 0.013303 | 0.077119 | 0 | 0.030765 | 0.017896 | 0.10014 | 0 | 4.4013 | 2.0585 | 0 | 0.5281 | 0.81115 | 0 | 0 | 0 | 0 | -33.9501 | 0.055558 | 0 | 0.0075821 | 0 | -0.19693 | 0 | 0 | 0 | 0 | 0 | 0 | 0 | 0 | 0.82031 | 0.012019 | 9.8343e-05 | 0 | 1.822 | 0 | 0 | 0 | 1.0185 | 7.935 | 1.2254 | 3.0551 | 0.11508 | 0.056743 | -0.36355 | 0.45971 | 0.18742 | 3.782 | -6.7898 | 19.7858 | -0.56048 | 0 | 0.52614 | 0 | 1.6728 | 0.2263
2025_05_30 Hr 12 | 0.34081 | 0.0001187 | 0 | 0 | 0 | 0 | 0 | 0 | 0 | 0 | 0 | 0.02402 | 0.84 | 0.040025 | 1.1096 | 1.1096 | 1.2144 | 0 | 0.0064686 | 0.0049984 | 0.013303 | 0.077119 | 0 | 0.030765 | 0.017896 | 0.10014 | 0 | 4.4013 | 2.0585 | 0 | 0.5281 | 0.81115 | 0 | 0 | 0 | 0 | -35.0075 | 0.055558 | 0 | 0.0081683 | 0 | -0.21232 | 0 | 0 | 0 | 0 | 0 | 0 | 0 | 0 | 0.61705 | 0.012019 | 9.8343e-05 | 0 | 1.822 | 0 | 0 | 0 | 0.5397 | 7.935 | 1.2254 | 3.0551 | 0.11508 | 0.056743 | -0.34081 | 0.45971 | 0.18742 | 3.782 | -8.4784 | 19.1472 | -0.55313 | 0 | 0.52614 | 0 | 1.6728 | 0.22698
2025_05_30 Hr 13 | 0.72056 | 0.00014932 | 0 | 0.0080353 | 0 | 0 | 0.0084188 | 0.0079751 | 0.0084188 | 0 | 0 | 0.02402 | 0.84 | 0.03922 | 1.1096 | 1.1096 | 1.2144 | 0 | 0.0064686 | 0.0049984 | 0.013303 | 0.077119 | 0 | 0.030765 | 0.017896 | 0.10014 | 0 | 4.4013 | 2.0585 | 0 | 0.5281 | 0.81115 | 0 | 0 | 0 | 0 | -31.9668 | 0.055558 | 0 | 0.0077991 | 0 | -0.20801 | 0 | 0 | 0 | 0 | 0 | 0 | 0 | 0 | 0.54445 | 0.012019 | 9.8343e-05 | 0 | 1.822 | 0 | 0 | 0 | 0.30032 | 7.9678 | 1.2254 | 3.0551 | 0.11508 | 0.056743 | -0.72056 | 0.45971 | 0.18742 | 3.782 | -5.7125 | 19.2151 | -0.92856 | 0 | 0.52614 | 0 | 1.6728 | 0.22787
2025_05_30 Hr 14 | 0.7478 | 0.00020341 | 0 | 0.040199 | 0.0076629 | 0.0076887 | 0.025268 | 0.039875 | 0.025256 | 0 | 0 | 0.02402 | 0.96 | 0.046732 | 1.1096 | 1.1096 | 1.2144 | 0 | 0.0064686 | 0.0049984 | 0.013303 | 0.077119 | 0 | 0.030765 | 0.017896 | 0.10014 | 0 | 4.4013 | 2.0585 | 0 | 0.5281 | 0.81115 | 0 | 0 | 0 | 0 | -32.5529 | 0.055558 | 0 | 0.0073276 | 0 | -0.21696 | 0 | 0 | 0 | 0 | 0 | 0 | 0 | 0 | 0.75498 | 0.012019 | 9.8343e-05 | 0 | 1.822 | 0 | 0 | 0 | 0.33079 | 8.0809 | 1.2254 | 3.0551 | 0.11508 | 0.056743 | -0.7478 | 0.45971 | 0.18742 | 3.782 | -5.8248 | 19.6119 | -0.96476 | 0 | 0.52614 | 0 | 1.6728 | 0.2289
2025_05_30 Hr 15 | 0.77926 | 0.00044203 | 0 | 0.096423 | 0.091955 | 0.092265 | 0.10103 | 0.095701 | 0.10103 | 0 | 0 | 0.02402 | 0.78 | 0.039876 | 1.1096 | 1.1096 | 1.2144 | 0 | 0.0064686 | 0.0049984 | 0.013303 | 0.077119 | 0 | 0.030765 | 0.017896 | 0.10014 | 0 | 4.4013 | 2.0585 | 0 | 0.5281 | 0.81115 | 0 | 0 | 0 | 0 | -33.4302 | 0.055558 | 0 | 0.0054775 | 0 | -0.22796 | 0 | 0 | 0 | 0 | 0 | 0 | 0 | 0 | 0.61705 | 0.012019 | 9.8343e-05 | 0 | 1.822 | 0 | 0 | 0 | 0.30032 | 8.5134 | 1.2254 | 3.0551 | 0.11508 | 0.056743 | -0.77926 | 0.45971 | 0.18742 | 3.782 | -6.6352 | 19.2888 | -1.0072 | 0 | 0.52614 | 0 | 1.6728 | 0.2293
2025_05_30 Hr 16 | 0.70189 | 0.0016498 | 0 | 0.096423 | 0.091955 | 0.092265 | 0.10103 | 0.095701 | 0.10103 | 0 | 0 | 0.02402 | 0.96 | 0.17789 | 1.1096 | 1.1096 | 1.2144 | 0 | 0.0064686 | 0.0049984 | 0.013303 | 0.077119 | 0 | 0.030765 | 0.017896 | 0.10014 | 0.38211 | 4.4013 | 2.0585 | 0 | 0.5281 | 0.81115 | 0 | 0 | 0 | 0 | -125.2709 | 0.055558 | 0 | 0.019854 | 0 | -0.83175 | 0 | 0 | 0 | 0 | 0 | 0 | 0 | 0 | 0.41378 | 0.012019 | 9.8343e-05 | 0 | 1.822 | 0 | 0 | 0 | 0.26985 | 8.7459 | 1.2254 | 3.0551 | 0.11508 | 0.056743 | -0.70189 | 0.45971 | 0.18742 | 3.782 | -98.7606 | 19.2981 | -1.5336 | 0 | 0.52614 | 0 | 1.6728 | 0.23047
2025_05_30 Hr 17 | 0.4771 | 0.00043144 | 0 | 0.096423 | 0.091955 | 0.092265 | 0.10103 | 0.095701 | 0.10103 | 0 | 0 | 0.02402 | 0.78 | 0.060693 | 1.1096 | 1.1096 | 1.2144 | 0 | 0.0064686 | 0.0049984 | 0.013303 | 0.077119 | 0 | 0.030765 | 0.017896 | 0.10014 | 0.23247 | 4.4013 | 2.0585 | 0 | 0.5281 | 0.81115 | 0 | 0 | 0 | 0 | -51.9395 | 0.055558 | 0 | 0.0041685 | 0 | -0.34805 | 0 | 0 | 0 | 0 | 0 | 0 | 0 | 0 | 0.54445 | 0.012019 | 9.8343e-05 | 0 | 1.822 | 0 | 3.4007 | 0 | 0.23939 | 11.012 | 1.2254 | 3.0551 | 0.11508 | 0.056743 | -0.4771 | 0.45971 | 0.18742 | 3.782 | -22.8775 | 18.8751 | -0.82515 | 0 | 0.52614 | 0 | 1.6728 | 0.23052
2025_05_30 Hr 18 | 0.11334 | 0.0006386 | 0 | 0.096423 | 0.091955 | 0.092265 | 0.10103 | 0.095701 | 0.10103 | 0 | 0 | 0.02402 | 0.54 | 0.040561 | 1.1096 | 1.1096 | 1.2144 | 0 | 0.0064686 | 0.0049984 | 0.013303 | 0.077119 | 0 | 0.030765 | 0.017896 | 0.10014 | 0.23247 | 4.4013 | 2.0585 | 0 | 0.5281 | 0.81115 | 0 | 0 | 0 | 0 | -50.0875 | 0.055558 | 0 | 0.0040239 | 0 | -0.33591 | 0 | 0 | 0 | 0 | 0 | 0 | 0 | 0 | 0.61705 | 0.012019 | 9.8343e-05 | 0 | 1.822 | 0 | 2.3657 | 0 | 0.33079 | 11.1116 | 1.2254 | 3.0551 | 0.11508 | 0.056743 | -0.11334 | 0.45971 | 0.18742 | 3.782 | -21.0088 | 18.4163 | -0.44925 | 0 | 0.52614 | 0 | 1.6728 | 0.23139
2025_05_30 Hr 19 | 0.067929 | 0.00016535 | 0 | 0.096423 | 0.091955 | 0.092265 | 0.10103 | 0.095701 | 0.10103 | 0 | 0 | 0.02402 | 0.36 | 0.028059 | 1.1096 | 1.1096 | 1.2144 | 0 | 0.0064686 | 0.0049984 | 0.013303 | 0.077119 | 0 | 0.030765 | 0.017896 | 0.10014 | 0.23247 | 4.4013 | 2.0585 | 0 | 0.5281 | 0.81115 | 0 | 0 | 0 | 0 | -53.8502 | 0.055558 | 0 | 0.0041755 | 0 | -0.34864 | 0 | 0 | 0 | 0 | 0 | 0 | 0 | 0 | 1.1615 | 0.012019 | 9.8343e-05 | 0 | 1.822 | 0 | 2.3657 | 0 | 0.36125 | 11.1116 | 1.2254 | 3.0551 | 0.11508 | 0.056743 | -0.067929 | 0.45971 | 0.18742 | 3.782 | -24.4034 | 18.7517 | -0.41657 | 0 | 0.52614 | 0 | 1.6728 | 0.23028
2025_05_30 Hr 20 | 0.045044 | 6.1754e-05 | 0 | 0.096423 | 0.091955 | 0.092265 | 0.10103 | 0.095701 | 0.10103 | 0 | 0 | 0.02402 | 0.57 | 0.044698 | 1.1096 | 1.1096 | 1.2144 | 0 | 0.0064686 | 0.0049984 | 0.013303 | 0.077119 | 0 | 0.030765 | 0.017896 | 0.10014 | 0.23247 | 4.4013 | 2.0585 | 0 | 0.5281 | 0.81115 | 0 | 0 | 0 | 0 | -58.7507 | 0.055558 | 0 | 0.004201 | 0 | -0.35078 | 0 | 0 | 0 | 0 | 0 | 0 | 0 | 0 | 1.5753 | 0.012019 | 9.8343e-05 | 0 | 1.822 | 0 | 2.3657 | 0 | 0.4483 | 11.1116 | 1.2254 | 3.0551 | 0.11508 | 0.056743 | -0.045044 | 0.45971 | 0.18742 | 3.782 | -28.5814 | 19.4536 | -0.39582 | 0 | 0.52614 | 0 | 1.6728 | 0.22767
2025_05_30 Hr 21 | 0 | 3.3751e-05 | 0 | 0.096423 | 0.091955 | 0.092265 | 0.10103 | 0.095701 | 0.10103 | 0 | 0 | 0.02402 | 0.69 | 0.057961 | 1.1096 | 1.1096 | 1.2144 | 0 | 0.0064686 | 0.0049984 | 0.013303 | 0.077119 | 0 | 0.030765 | 0.017896 | 0.10014 | 0.23247 | 4.4013 | 2.0585 | 0 | 0.5281 | 0.81115 | 0 | 0 | 0 | 0 | -70.275 | 0.055558 | 0 | 0.0045001 | 0 | -0.37591 | 0 | 0 | 0 | 0 | 0 | 0 | 0 | 0 | 2.6715 | 0.012019 | 9.8343e-05 | 0 | 1.822 | 0 | 2.3657 | 0 | 0.60064 | 11.1116 | 1.2254 | 3.0551 | 0.11508 | 0.056743 | 0 | 0.45971 | 0.18742 | 3.782 | -38.7506 | 20.7887 | -0.37591 | 0 | 0.52614 | 0 | 1.6728 | 0.2261
2025_05_30 Hr 22 | 0 | 0 | 0 | 0.096423 | 0.091955 | 0.092265 | 0.10103 | 0.095701 | 0.10103 | 0 | 0 | 0.02402 | 0.87 | 0.042739 | 1.1096 | 1.1096 | 1.2144 | 0 | 0.0064686 | 0.0049984 | 0.013303 | 0.077119 | 0 | 0.030765 | 0.017896 | 0.10014 | 0.23247 | 4.4013 | 2.0585 | 0 | 0.5281 | 0.81115 | 0 | 0 | 0 | 0 | -43.4843 | 0.055558 | 0 | 0.0026317 | 0 | -0.21896 | 0 | 0 | 0 | 0 | 0 | 0 | 0 | 0 | 2.3303 | 0.012019 | 9.8343e-05 | 0 | 1.822 | 0 | 2.3657 | 0 | 0.90096 | 11.1116 | 1.2254 | 3.0551 | 0.11508 | 0.056743 | 0 | 0.45971 | 0.18742 | 3.782 | -11.6799 | 20.9119 | -0.21896 | 0 | 0.52614 | 0 | 1.6728 | 0.22535
2025_05_30 Hr 23 | 0 | 0 | 0 | 0.096423 | 0.091955 | 0.092265 | 0.10103 | 0.095701 | 0.10103 | 0 | 0 | 0.02402 | 1.89 | 0.25373 | 1.1096 | 1.1096 | 1.2518 | 0 | 0.0064686 | 0.0049984 | 0.013303 | 0.077119 | 0 | 0.030765 | 0.017896 | 0.10014 | 0.23247 | 4.4742 | 2.0585 | 0 | 0.53929 | 0.81115 | 0 | 0 | 0 | 0 | -128.4926 | 0.055558 | 0 | 0.0071919 | 0 | -0.60202 | 0 | 0 | 0 | 0 | 0 | 0 | 0 | 0 | 1.51 | 0.012019 | 9.8343e-05 | 0 | 1.822 | 0 | 2.4255 | 0 | 0.80956 | 11.2817 | 1.2254 | 3.0551 | 0.11508 | 0.056743 | 0 | 0.45971 | 0.18742 | 3.782 | -96.5736 | 21.2394 | -0.60202 | 0 | 0.52614 | 0 | 1.6728 | 0.2224
2025_05_30 Hr 24 | 0 | 0 | 0 | 0.096423 | 0.091955 | 0.092265 | 0.10103 | 0.095701 | 0.10103 | 0 | 0 | 0.02402 | 2.46 | 0.42185 | 1.1096 | 1.1096 | 1.2518 | 0 | 0.0064686 | 0.0049984 | 0.013303 | 0.077119 | 0 | 0.030765 | 0.017896 | 0.10014 | 0.23247 | 4.4742 | 2.0585 | 0 | 0.53929 | 0.81115 | 0 | 0 | 0 | 0 | -176.5966 | 0.055558 | 0 | 0.0091866 | 0 | -0.76957 | 0 | 0 | 0 | 0 | 0 | 0 | 0 | 0 | 1.372 | 0.012019 | 9.8343e-05 | 0 | 1.822 | 0 | 2.4255 | 0 | 0.74862 | 11.2817 | 1.2254 | 3.0551 | 0.11508 | 0.056743 | 0 | 0.45971 | 0.18742 | 3.782 | -144.3084 | 21.7761 | -0.76957 | 0 | 0.52614 | 0 | 1.6728 | 0.21989
2025_05_31 Hr 01 | 0 | 0 | 0 | 0.086123 | 0.082132 | 0.082409 | 0.090234 | 0.085478 | 0.090234 | 0 | 0 | 0.02402 | 2.4 | 0.24703 | 1.1096 | 1.1096 | 1.1182 | 0 | 0.0064686 | 0.0049984 | 0.013303 | 0.077119 | 0 | 0.030765 | 0.017896 | 0.10014 | 0.20814 | 3.9962 | 2.0585 | 0 | 0.53929 | 0.81115 | 0 | 0 | 0 | 0 | -117.1266 | 0.055558 | 0 | 0.0055142 | 0 | -0.46109 | 0 | 0 | 0 | 0 | 0 | 0 | 0 | 0 | 1.7785 | 0.012019 | 9.8343e-05 | 0 | 1.822 | 0 | 2.1664 | 0 | 1.1099 | 10.3249 | 1.2254 | 3.0551 | 0.11508 | 0.056743 | 0 | 0.45971 | 0.18742 | 3.782 | -84.9525 | 22.3103 | -0.46109 | 0 | 0.52614 | 0 | 1.6728 | 0.22112
2025_05_31 Hr 02 | 0 | 0 | 0 | 0.086123 | 0.082132 | 0.082409 | 0.090234 | 0.085478 | 0.090234 | 0 | 0 | 0.02402 | 2.46 | 0.24313 | 1.1096 | 1.1096 | 1.1182 | 0 | 0.0064686 | 0.0049984 | 0.013303 | 0.077119 | 0 | 0.030765 | 0.017896 | 0.10014 | 0.20814 | 3.9962 | 2.0585 | 0 | 0.53929 | 0.81115 | 0 | 0 | 0 | 0 | -115.9769 | 0.055558 | 0 | 0.0052948 | 0 | -0.44266 | 0 | 0 | 0 | 0 | 0 | 0 | 0 | 0 | 2.3303 | 0.012019 | 9.8343e-05 | 0 | 1.822 | 0 | 2.1664 | 0 | 1.4711 | 10.3249 | 1.2254 | 3.0551 | 0.11508 | 0.056743 | 0 | 0.45971 | 0.18742 | 3.782 | -82.8167 | 23.278 | -0.44266 | 0 | 0.52614 | 0 | 1.6728 | 0.21977
2025_05_31 Hr 03 | 0 | 0 | 0 | 0.086123 | 0.082132 | 0.082409 | 0.090234 | 0.085478 | 0.090234 | 0 | 0 | 0.02402 | 2.64 | 0.32627 | 1.1096 | 1.1096 | 1.1182 | 0 | 0.0064686 | 0.0049984 | 0.013303 | 0.077119 | 0 | 0.030765 | 0.017896 | 0.10014 | 0.20814 | 3.9962 | 2.0585 | 0 | 0.53929 | 0.81115 | 0 | 0 | 0 | 0 | -145.3936 | 0.055558 | 0 | 0.0066208 | 0 | -0.55404 | 0 | 0 | 0 | 0 | 0 | 0 | 0 | 0 | 3.078 | 0.012019 | 9.8343e-05 | 0 | 1.822 | 0 | 2.1664 | 0 | 1.5321 | 10.3249 | 1.2254 | 3.0551 | 0.11508 | 0.056743 | 0 | 0.45971 | 0.18742 | 3.782 | -111.2746 | 24.3482 | -0.55404 | 0 | 0.52614 | 0 | 1.6728 | 0.21818
2025_05_31 Hr 04 | 0 | 0 | 0 | 0.086123 | 0.082132 | 0.082409 | 0.090234 | 0.085478 | 0.090234 | 0 | 0 | 0.02402 | 2.67 | 0.27994 | 1.1096 | 1.1096 | 1.1182 | 0 | 0.0064686 | 0.0049984 | 0.013303 | 0.077119 | 0 | 0.030765 | 0.017896 | 0.10014 | 0.20814 | 3.9962 | 2.0585 | 0 | 0.53929 | 0.81115 | 0 | 0 | 0 | 0 | -123.317 | 0.055558 | 0 | 0.0056168 | 0 | -0.46971 | 0 | 0 | 0 | 0 | 0 | 0 | 0 | 0 | 3.9055 | 0.012019 | 9.8343e-05 | 0 | 1.822 | 0 | 2.1664 | 0 | 1.0489 | 10.3249 | 1.2254 | 3.0551 | 0.11508 | 0.056743 | 0 | 0.45971 | 0.18742 | 3.782 | -88.7859 | 24.676 | -0.46971 | 0 | 0.52614 | 0 | 1.6728 | 0.21786
2025_05_31 Hr 05 | 0 | 0 | 0 | 0.086123 | 0.082132 | 0.082409 | 0.090234 | 0.085478 | 0.090234 | 0 | 0 | 0.02402 | 2.58 | 0.26479 | 1.1096 | 1.1096 | 1.1182 | 0 | 0.0064686 | 0.0049984 | 0.013303 | 0.077119 | 0 | 0.030765 | 0.017896 | 0.10014 | 0 | 3.9962 | 2.0585 | 0 | 0.53929 | 0.81115 | 0 | 0 | 0 | 0 | -118.8623 | 0.055558 | 0 | 0.005498 | 0 | -0.45974 | 0 | 0 | 0 | 0 | 0 | 0 | 0 | 0 | 3.6297 | 0.012019 | 9.8343e-05 | 0 | 1.822 | 0 | 2.1664 | 0 | 1.1099 | 10.1167 | 1.2254 | 3.0551 | 0.11508 | 0.056743 | 0 | 0.45971 | 0.18742 | 3.782 | -84.8494 | 24.3559 | -0.45974 | 0 | 0.52614 | 0 | 1.6728 | 0.21783
2025_05_31 Hr 06 | 0.02274 | 0 | 0 | 0.086123 | 0.082132 | 0.082409 | 0.090234 | 0.085478 | 0.090234 | 0 | 0 | 0.02402 | 2.67 | 0.2377 | 1.1096 | 1.1096 | 1.1182 | 0 | 0.0064686 | 0.0049984 | 0.013303 | 0.077119 | 0 | 0.030765 | 0.017896 | 0.10014 | 0 | 3.9962 | 2.0585 | 0 | 0.53929 | 0.81115 | 0 | 0 | 0 | 0 | -101.4756 | 0.055558 | 0 | 0.0047693 | 0 | -0.39852 | 0 | 0 | 0 | 0 | 0 | 0 | 0 | 0 | 3.078 | 0.012019 | 9.8343e-05 | 0 | 1.822 | 0 | 2.1664 | 0 | 1.0489 | 10.1167 | 1.2254 | 3.0551 | 0.11508 | 0.056743 | -0.02274 | 0.45971 | 0.18742 | 3.782 | -67.9508 | 23.8293 | -0.42126 | 0 | 0.52614 | 0 | 1.6728 | 0.21824
2025_05_31 Hr 07 | 0.2266 | 0 | 0 | 0 | 0 | 0 | 0 | 0 | 0 | 0 | 0 | 0.02402 | 2.7 | 0.10801 | 0.87118 | 0.87118 | 0.9562 | 0 | 0.0064686 | 0.0049984 | 0.013303 | 0.077119 | 0 | 0.030765 | 0.017896 | 0.079228 | 0 | 3.6016 | 2.0585 | 0 | 0.47529 | 0.81115 | 0 | 0 | 0 | 0 | -43.9788 | 0.055558 | 0 | 0.0047149 | 0 | -0.17792 | 0 | 0 | 0 | 0 | 0 | 0 | 0 | 0 | 3.078 | 0.012019 | 9.8343e-05 | 0 | 1.822 | 0 | 1.8868 | 0 | 0.80956 | 8.2662 | 1.2254 | 3.0551 | 0.11508 | 0.056743 | -0.2266 | 0.45971 | 0.18742 | 3.782 | -12.4855 | 23.6316 | -0.40452 | 0 | 0.52614 | 0 | 1.6728 | 0.21971
2025_05_31 Hr 08 | 0.38651 | 1.4445e-05 | 0 | 0 | 0 | 0 | 0 | 0 | 0 | 0 | 0 | 0.02402 | 2.34 | 0.10015 | 0.70142 | 0.70146 | 1.0503 | 0 | 0.0064686 | 0.0049984 | 0.013303 | 0.077119 | 0 | 0.030765 | 0.017896 | 0.094508 | 0 | 3.7749 | 2.0585 | 0 | 0.50307 | 0.81115 | 0 | 0 | 0 | 0 | -38.7456 | 0.055558 | 0 | 0.0073371 | 0 | -0.1905 | 0 | 0 | 0 | 0 | 0 | 0 | 0 | 0 | 2.6715 | 0.012019 | 9.8343e-05 | 0 | 1.822 | 0 | 0 | 0 | 0.5397 | 6.3226 | 1.2254 | 3.0551 | 0.11508 | 0.056743 | -0.38651 | 0.45971 | 0.18742 | 3.782 | -10.2226 | 22.7774 | -0.57701 | 0 | 0.52614 | 0 | 1.6728 | 0.2221
2025_05_31 Hr 09 | 0.49933 | 5.8079e-05 | 0 | 0 | 0 | 0 | 0 | 0 | 0 | 0 | 0 | 0.02402 | 1.95 | 0.085938 | 1.0383 | 1.0382 | 1.0848 | 0 | 0.0064686 | 0.0049984 | 0.013303 | 0.077119 | 0 | 0.030765 | 0.017896 | 0.10014 | 0 | 3.9311 | 2.0585 | 0 | 0.5281 | 0.81115 | 0 | 0 | 0 | 0 | -40.7297 | 0.055558 | 0 | 0.0075549 | 0 | -0.19622 | 0 | 0 | 0 | 0 | 0 | 0 | 0 | 0 | 1.9891 | 0.012019 | 9.8343e-05 | 0 | 1.822 | 0 | 0 | 0 | 0.47877 | 7.1925 | 1.2254 | 3.0551 | 0.11508 | 0.056743 | -0.49933 | 0.45971 | 0.18742 | 3.782 | -12.4625 | 21.7702 | -0.69555 | 0 | 0.52614 | 0 | 1.6728 | 0.22452
2025_05_31 Hr 10 | 0.56741 | 0.00018131 | 0 | 0 | 0 | 0 | 0 | 0 | 0 | 0 | 0 | 0.02402 | 1.68 | 0.082762 | 1.1096 | 1.1096 | 1.0848 | 0 | 0.0064686 | 0.0049984 | 0.013303 | 0.077119 | 0 | 0.030765 | 0.017896 | 0.10014 | 0 | 3.9311 | 2.0585 | 0 | 0.5281 | 0.81115 | 0 | 0 | 0 | 0 | -43.768 | 0.055558 | 0 | 0.0084451 | 0 | -0.21958 | 0 | 0 | 0 | 0 | 0 | 0 | 0 | 0 | 1.9165 | 0.012019 | 9.8343e-05 | 0 | 1.822 | 0 | 0 | 0 | 0.33079 | 7.3352 | 1.2254 | 3.0551 | 0.11508 | 0.056743 | -0.56741 | 0.45971 | 0.18742 | 3.782 | -15.8732 | 21.3466 | -0.78699 | 0 | 0.52614 | 0 | 1.6728 | 0.22647
2025_05_31 Hr 11 | 0.67813 | 0.00045413 | 0 | 0 | 0 | 0 | 0 | 0 | 0 | 0 | 0 | 0.02402 | 1.65 | 0.088136 | 1.1096 | 1.1096 | 1.0848 | 0 | 0.0064686 | 0.0049984 | 0.013303 | 0.077119 | 0 | 0.030765 | 0.017896 | 0.10014 | 0 | 3.9311 | 2.0585 | 0 | 0.5281 | 0.81115 | 0 | 0 | 0 | 0 | -46.5856 | 0.055558 | 0 | 0.0091569 | 0 | -0.23827 | 0 | 0 | 0 | 0 | 0 | 0 | 0 | 0 | 1.9165 | 0.012019 | 9.8343e-05 | 0 | 1.822 | 0 | 0 | 0 | 0.33079 | 7.3352 | 1.2254 | 3.0551 | 0.11508 | 0.056743 | -0.67813 | 0.45971 | 0.18742 | 3.782 | -18.7321 | 21.4347 | -0.9164 | 0 | 0.52614 | 0 | 1.6728 | 0.2282
2025_05_31 Hr 12 | 0.68089 | 0.0006021 | 0 | 0 | 0 | 0 | 0 | 0 | 0 | 0 | 0 | 0.02402 | 1.68 | 0.095074 | 1.1096 | 1.1096 | 1.0848 | 0 | 0.0064686 | 0.0049984 | 0.013303 | 0.077119 | 0 | 0.030765 | 0.017896 | 0.10014 | 0 | 3.9311 | 2.0585 | 0 | 0.5281 | 0.81115 | 0 | 0 | 0 | 0 | -46.5547 | 0.055558 | 0 | 0.0097015 | 0 | -0.25256 | 0 | 0 | 0 | 0 | 0 | 0 | 0 | 0 | 1.7785 | 0.012019 | 9.8343e-05 | 0 | 1.822 | 0 | 0 | 0 | 0.4483 | 7.3352 | 1.2254 | 3.0551 | 0.11508 | 0.056743 | -0.68089 | 0.45971 | 0.18742 | 3.782 | -18.6975 | 21.4554 | -0.93345 | 0 | 0.52614 | 0 | 1.6728 | 0.22946
2025_05_31 Hr 13 | 0.80048 | 0.00053569 | 0 | 0.014364 | 0.013689 | 0.013735 | 0.015039 | 0.014246 | 0.015039 | 0 | 0 | 0.02402 | 1.47 | 0.080589 | 1.1096 | 1.1096 | 1.0848 | 0 | 0.0064686 | 0.0049984 | 0.013303 | 0.077119 | 0 | 0.030765 | 0.017896 | 0.10014 | 0 | 3.9311 | 2.0585 | 0 | 0.5281 | 0.81115 | 0 | 0 | 0 | 0 | -43.6434 | 0.055558 | 0 | 0.0084646 | 0 | -0.2446 | 0 | 0 | 0 | 0 | 0 | 0 | 0 | 0 | 1.7132 | 0.012019 | 9.8343e-05 | 0 | 1.822 | 0 | 0 | 0 | 0.60064 | 7.4213 | 1.2254 | 3.0551 | 0.11508 | 0.056743 | -0.80048 | 0.45971 | 0.18742 | 3.782 | -15.8288 | 21.4383 | -1.0451 | 0 | 0.52614 | 0 | 1.6728 | 0.23034
2025_05_31 Hr 14 | 0.72644 | 0.00041343 | 0 | 0.086123 | 0.082132 | 0.082409 | 0.090234 | 0.085478 | 0.090234 | 0 | 0 | 0.02402 | 1.23 | 0.071264 | 1.1096 | 1.1096 | 1.0848 | 0 | 0.0064686 | 0.0049984 | 0.013303 | 0.077119 | 0 | 0.030765 | 0.017896 | 0.10014 | 0 | 3.9311 | 2.0585 | 0 | 0.5281 | 0.81115 | 0 | 0 | 0 | 0 | -44.2735 | 0.055558 | 0 | 0.0062077 | 0 | -0.25862 | 0 | 0 | 0 | 0 | 0 | 0 | 0 | 0 | 1.7785 | 0.012019 | 9.8343e-05 | 0 | 1.822 | 0 | 0 | 0 | 0.50924 | 7.8518 | 1.2254 | 3.0551 | 0.11508 | 0.056743 | -0.72644 | 0.45971 | 0.18742 | 3.782 | -16.3174 | 21.0893 | -0.98507 | 0 | 0.52614 | 0 | 1.6728 | 0.23087
2025_05_31 Hr 15 | 0.7016 | 0.00054996 | 0 | 0.086123 | 0.082132 | 0.082409 | 0.090234 | 0.085478 | 0.090234 | 0 | 0 | 0.02402 | 1.17 | 0.070488 | 1.1096 | 1.1096 | 1.0848 | 0 | 0.0064686 | 0.0049984 | 0.013303 | 0.077119 | 0 | 0.030765 | 0.017896 | 0.10014 | 0 | 3.9311 | 2.0585 | 0 | 0.5281 | 0.81115 | 0 | 0 | 0 | 0 | -43.7528 | 0.055558 | 0 | 0.0064549 | 0 | -0.26901 | 0 | 0 | 0 | 0 | 0 | 0 | 0 | 0 | 1.9891 | 0.012019 | 9.8343e-05 | 0 | 1.822 | 0 | 0 | 0 | 0.42219 | 7.8518 | 1.2254 | 3.0551 | 0.11508 | 0.056743 | -0.7016 | 0.45971 | 0.18742 | 3.782 | -15.7431 | 21.1285 | -0.9706 | 0 | 0.52614 | 0 | 1.6728 | 0.2321
2025_05_31 Hr 16 | 0.74947 | 0.00065184 | 0 | 0.086123 | 0.082132 | 0.082409 | 0.090234 | 0.085478 | 0.090234 | 0 | 0 | 0.02402 | 0.93 | 0.055389 | 1.1096 | 1.1096 | 1.0848 | 0 | 0.0064686 | 0.0049984 | 0.013303 | 0.077119 | 0 | 0.030765 | 0.017896 | 0.10014 | 0 | 3.9311 | 2.0585 | 0 | 0.5281 | 0.81115 | 0 | 0 | 0 | 0 | -43.7681 | 0.055558 | 0 | 0.0031906 | 0 | -0.26591 | 0 | 0 | 0 | 0 | 0 | 0 | 0 | 0 | 2.2577 | 0.012019 | 9.8343e-05 | 0 | 1.822 | 0 | 3.1248 | 0 | 0.36125 | 9.8759 | 1.2254 | 3.0551 | 0.11508 | 0.056743 | -0.74947 | 0.45971 | 0.18742 | 3.782 | -13.778 | 21.1297 | -1.0154 | 0 | 0.52614 | 0 | 1.6728 | 0.23271
2025_05_31 Hr 17 | 0.69491 | 0.00017907 | 0 | 0.086123 | 0.082132 | 0.082409 | 0.090234 | 0.085478 | 0.090234 | 0 | 0 | 0.02402 | 0.72 | 0.04507 | 1.1096 | 1.1096 | 1.0848 | 0 | 0.0064686 | 0.0049984 | 0.013303 | 0.077119 | 0 | 0.030765 | 0.017896 | 0.10014 | 0.35777 | 3.9311 | 2.0585 | 0 | 0.5281 | 0.81115 | 0 | 0 | 0 | 0 | -43.9545 | 0.055558 | 0 | 0.0033534 | 0 | -0.27959 | 0 | 0 | 0 | 0 | 0 | 0 | 0 | 0 | 2.4682 | 0.012019 | 9.8343e-05 | 0 | 1.822 | 0 | 2.113 | 0 | 0.33079 | 10.173 | 1.2254 | 3.0551 | 0.11508 | 0.056743 | -0.69491 | 0.45971 | 0.18742 | 3.782 | -13.7212 | 21.0348 | -0.9745 | 0 | 0.52614 | 0 | 1.6728 | 0.23313
2025_05_31 Hr 18 | 0.80258 | 0.00044384 | 0 | 0.086123 | 0.082132 | 0.082409 | 0.090234 | 0.085478 | 0.090234 | 0 | 0 | 0.02402 | 0.48 | 0.032331 | 1.1096 | 1.1096 | 1.0848 | 0 | 0.0064686 | 0.0049984 | 0.013303 | 0.077119 | 0 | 0.030765 | 0.017896 | 0.10014 | 0.20814 | 3.9311 | 2.0585 | 0 | 0.5281 | 0.81115 | 0 | 0 | 0 | 0 | -45.4031 | 0.055558 | 0 | 0.0036084 | 0 | -0.30101 | 0 | 0 | 0 | 0 | 0 | 0 | 0 | 0 | 2.4682 | 0.012019 | 9.8343e-05 | 0 | 1.822 | 0 | 2.113 | 0 | 0.26985 | 10.173 | 1.2254 | 3.0551 | 0.11508 | 0.056743 | -0.80258 | 0.45971 | 0.18742 | 3.782 | -15.5043 | 20.8294 | -1.1036 | 0 | 0.52614 | 0 | 1.6728 | 0.2335
2025_05_31 Hr 19 | 0.65336 | 0.00031925 | 0 | 0.086123 | 0.082132 | 0.082409 | 0.090234 | 0.085478 | 0.090234 | 0 | 0 | 0.02402 | 0.18 | 0.011244 | 1.1096 | 1.1096 | 1.0848 | 0 | 0.0064686 | 0.0049984 | 0.013303 | 0.077119 | 0 | 0.030765 | 0.017896 | 0.10014 | 0.20814 | 3.9311 | 2.0585 | 0 | 0.5281 | 0.81115 | 0 | 0 | 0 | 0 | -41.87 | 0.055558 | 0 | 0.0033465 | 0 | -0.279 | 0 | 0 | 0 | 0 | 0 | 0 | 0 | 0 | 1.9891 | 0.012019 | 9.8343e-05 | 0 | 1.822 | 0 | 2.113 | 0 | 0.33079 | 10.173 | 1.2254 | 3.0551 | 0.11508 | 0.056743 | -0.65336 | 0.45971 | 0.18742 | 3.782 | -12.6898 | 19.9396 | -0.93236 | 0 | 0.52614 | 0 | 1.6728 | 0.23233
2025_05_31 Hr 20 | 0.090742 | 8.1937e-05 | 0 | 0.086123 | 0.082132 | 0.082409 | 0.090234 | 0.085478 | 0.090234 | 0 | 0 | 0.02402 | 0.15 | 0.008997 | 1.1096 | 1.1096 | 1.0848 | 0 | 0.0064686 | 0.0049984 | 0.013303 | 0.077119 | 0 | 0.030765 | 0.017896 | 0.10014 | 0.20814 | 3.9311 | 2.0585 | 0 | 0.5281 | 0.81115 | 0 | 0 | 0 | 0 | -43.873 | 0.055558 | 0 | 0.0032132 | 0 | -0.26781 | 0 | 0 | 0 | 0 | 0 | 0 | 0 | 0 | 2.8747 | 0.012019 | 9.8343e-05 | 0 | 1.822 | 0 | 2.113 | 0 | 0.47877 | 10.173 | 1.2254 | 3.0551 | 0.11508 | 0.056743 | -0.090742 | 0.45971 | 0.18742 | 3.782 | -13.6809 | 20.3776 | -0.35855 | 0 | 0.52614 | 0 | 1.6728 | 0.23181
2025_05_31 Hr 21 | 0.02274 | 7.074e-05 | 0 | 0.086123 | 0.082132 | 0.082409 | 0.090234 | 0.085478 | 0.090234 | 0 | 0 | 0.02402 | 0.09 | 0.011004 | 1.1096 | 1.1096 | 1.0848 | 0 | 0.0064686 | 0.0049984 | 0.013303 | 0.077119 | 0 | 0.030765 | 0.017896 | 0.10014 | 0.20814 | 3.9311 | 2.0585 | 0 | 0.5281 | 0.81115 | 0 | 0 | 0 | 0 | -97.0576 | 0.055558 | 0 | 0.00655 | 0 | -0.5481 | 0 | 0 | 0 | 0 | 0 | 0 | 0 | 0 | 2.4682 | 0.012019 | 9.8343e-05 | 0 | 1.822 | 0 | 2.113 | 0 | 0.74862 | 10.173 | 1.2254 | 3.0551 | 0.11508 | 0.056743 | -0.02274 | 0.45971 | 0.18742 | 3.782 | -67.3429 | 20.1127 | -0.57084 | 0 | 0.52614 | 0 | 1.6728 | 0.2295
2025_05_31 Hr 22 | 0 | 1.1461e-06 | 0 | 0.086123 | 0.082132 | 0.082409 | 0.090234 | 0.085478 | 0.090234 | 0 | 0 | 0.02402 | 0.03 | 0.0021395 | 1.1096 | 1.1096 | 1.0848 | 0 | 0.0064686 | 0.0049984 | 0.013303 | 0.077119 | 0 | 0.030765 | 0.017896 | 0.10014 | 0.20814 | 3.9311 | 2.0585 | 0 | 0.5281 | 0.81115 | 0 | 0 | 0 | 0 | -60.6192 | 0.055558 | 0 | 0.0038205 | 0 | -0.31882 | 0 | 0 | 0 | 0 | 0 | 0 | 0 | 0 | 1.9891 | 0.012019 | 9.8343e-05 | 0 | 1.822 | 0 | 2.113 | 0 | 0.5397 | 10.173 | 1.2254 | 3.0551 | 0.11508 | 0.056743 | 0 | 0.45971 | 0.18742 | 3.782 | -31.4333 | 19.3317 | -0.31882 | 0 | 0.52614 | 0 | 1.6728 | 0.2283
2025_05_31 Hr 23 | 0 | 0 | 0 | 0.086123 | 0.082132 | 0.082409 | 0.090234 | 0.085478 | 0.090234 | 0 | 0 | 0.02402 | 0.03 | 0.0039051 | 1.1096 | 1.1096 | 1.1182 | 0 | 0.0064686 | 0.0049984 | 0.013303 | 0.077119 | 0 | 0.030765 | 0.017896 | 0.10014 | 0.20814 | 3.9962 | 2.0585 | 0 | 0.53929 | 0.81115 | 0 | 0 | 0 | 0 | -121.4661 | 0.055558 | 0 | 0.0069734 | 0 | -0.58366 | 0 | 0 | 0 | 0 | 0 | 0 | 0 | 0 | 1.7132 | 0.012019 | 9.8343e-05 | 0 | 1.822 | 0 | 2.1664 | 0 | 0.69204 | 10.3249 | 1.2254 | 3.0551 | 0.11508 | 0.056743 | 0 | 0.45971 | 0.18742 | 3.782 | -92.5064 | 19.2184 | -0.58366 | 0 | 0.52614 | 0 | 1.6728 | 0.22556
2025_05_31 Hr 24 | 0 | 0 | 0 | 0.086123 | 0.082132 | 0.082409 | 0.090234 | 0.085478 | 0.090234 | 0 | 0 | 0.02402 | 0.03 | 0.0026154 | 1.1096 | 1.1096 | 1.1182 | 0 | 0.0064686 | 0.0049984 | 0.013303 | 0.077119 | 0 | 0.030765 | 0.017896 | 0.10014 | 0.20814 | 3.9962 | 2.0585 | 0 | 0.53929 | 0.81115 | 0 | 0 | 0 | 0 | -84.8238 | 0.055558 | 0 | 0.0046703 | 0 | -0.39021 | 0 | 0 | 0 | 0 | 0 | 0 | 0 | 0 | 1.9891 | 0.012019 | 9.8343e-05 | 0 | 1.822 | 0 | 2.1664 | 0 | 0.72251 | 10.3249 | 1.2254 | 3.0551 | 0.11508 | 0.056743 | 0 | 0.45971 | 0.18742 | 3.782 | -55.3686 | 19.5206 | -0.39021 | 0 | 0.52614 | 0 | 1.6728 | 0.22268
2025_06_01 Hr 01 | 0 | 0 | 0 | 0.0978 | 0.0978 | 0.097389 | 0.09781 | 0.09782 | 0.097859 | 0 | 0 | 0.024893 | 0.06 | 0.0015115 | 0.96395 | 0.96395 | 2.552 | 0 | 0.0052034 | 0.003872 | 0.023281 | 0.085287 | 0 | 0.011212 | 0.015969 | 0.33394 | 0 | 2.4043 | 2.1271 | 0 | 0.29979 | 0.83819 | 0 | 0 | 0 | 0 | -20.4102 | 0.048579 | 0 | 0.0013496 | 0 | -0.11127 | 0 | 0 | 0 | 0 | 0 | 0 | 0 | 0 | 2.3956 | 0.043723 | 0.00013688 | 0 | 1.8827 | 0 | 1.1613 | 0 | 0.77909 | 8.9659 | 1.2663 | 3.1569 | 0.15353 | 0.055921 | 0 | 0.63797 | 0.20824 | 3.7009 | 8.688 | 20.2436 | -0.11127 | 0 | 0.48567 | 0 | 1.7286 | 0.20336
2025_06_01 Hr 02 | 0 | 0 | 0 | 0.0978 | 0.0978 | 0.097389 | 0.09781 | 0.09782 | 0.097859 | 0 | 0 | 0.024893 | 0.21 | 0.0076311 | 0.80521 | 0.80497 | 3.115 | 0 | 0.0052034 | 0.003872 | 0.023281 | 0.085287 | 0 | 0.011212 | 0.015969 | 0.42936 | 0 | 2.4977 | 2.1271 | 0 | 0.31427 | 0.83819 | 0 | 0 | 0 | 0 | -31.7132 | 0.048579 | 0 | 0.0019467 | 0 | -0.16142 | 0 | 0 | 0 | 0 | 0 | 0 | 0 | 0 | 3.3538 | 0.043723 | 0.00013688 | 0 | 1.8827 | 0 | 1.1843 | 0 | 1.0185 | 9.423 | 1.2663 | 3.1569 | 0.15353 | 0.055921 | 0 | 0.63797 | 0.20824 | 3.7009 | -0.84242 | 21.6092 | -0.16142 | 0 | 0.48567 | 0 | 1.7286 | 0.20077
2025_06_01 Hr 03 | 0 | 0 | 0 | 0 | 0 | 0 | 0 | 0 | 0 | 0 | 0 | 0.024893 | 0.27 | 0.0072559 | 1.0519 | 1.0519 | 3.4432 | 0 | 0.0052034 | 0.003872 | 0.023281 | 0.085287 | 0 | 0.011212 | 0.015969 | 0.63034 | 0 | 2.6003 | 2.1271 | 0 | 0.33018 | 0.83819 | 0 | 0 | 0 | 0 | -24.613 | 0.048579 | 0 | 0.0031673 | 0 | -0.11883 | 0 | 0 | 0 | 0 | 0 | 0 | 0 | 0 | 4.6533 | 0.043723 | 0.00013688 | 0 | 1.8827 | 0 | 1.0704 | 0 | 1.1099 | 9.8479 | 1.2663 | 3.1569 | 0.15353 | 0.055921 | 0 | 0.63797 | 0.20824 | 3.7009 | 8.1893 | 23.0732 | -0.11883 | 0 | 0.48567 | 0 | 1.7286 | 0.19839
2025_06_01 Hr 04 | 0 | 0 | 0 | 0 | 0 | 0 | 0 | 0 | 0 | 0 | 0 | 0.024893 | 0.39 | 0.0098389 | 1.25 | 1.2501 | 3.4432 | 0 | 0.0052034 | 0.003872 | 0.023281 | 0.085287 | 0 | 0.011212 | 0.015969 | 0.39258 | 0 | 2.6003 | 2.1271 | 0 | 0.33018 | 0.83819 | 0 | 0 | 0 | 0 | -23.1556 | 0.048579 | 0 | 0.0043248 | 0 | -0.11143 | 0 | 0 | 0 | 0 | 0 | 0 | 0 | 0 | 4.7259 | 0.043723 | 0.00013688 | 0 | 1.8827 | 0 | 0 | 0 | 1.2317 | 8.9361 | 1.2663 | 3.1569 | 0.15353 | 0.055921 | 0 | 0.63797 | 0.20824 | 3.7009 | 9.0578 | 23.3888 | -0.11143 | 0 | 0.48567 | 0 | 1.7286 | 0.19692
2025_06_01 Hr 05 | 0 | 0 | 0 | 0 | 0 | 0 | 0 | 0 | 0 | 0 | 0 | 0.024893 | 0.36 | 0.0092433 | 1.2773 | 1.2773 | 3.4432 | 0 | 0.0052034 | 0.003872 | 0.023281 | 0.085287 | 0 | 0.011212 | 0.015969 | 0.42778 | 0 | 2.6003 | 2.1271 | 0 | 0.33018 | 0.83819 | 0 | 0 | 0 | 0 | -23.949 | 0.048579 | 0 | 0.0044016 | 0 | -0.11344 | 0 | 0 | 0 | 0 | 0 | 0 | 0 | 0 | 5.4808 | 0.043723 | 0.00013688 | 0 | 1.8827 | 0 | 0 | 0 | 1.0489 | 9.0259 | 1.2663 | 3.1569 | 0.15353 | 0.055921 | 0 | 0.63797 | 0.20824 | 3.7009 | 8.8929 | 23.9295 | -0.11344 | 0 | 0.48567 | 0 | 1.7286 | 0.19603
2025_06_01 Hr 06 | 0.044971 | 0 | 0 | 0 | 0 | 0 | 0 | 0 | 0 | 0 | 0 | 0.024893 | 0.45 | 0.013257 | 1.2773 | 1.2773 | 3.3412 | 0 | 0.0052034 | 0.003872 | 0.023281 | 0.085287 | 0 | 0.011212 | 0.015969 | 0.39089 | 0 | 2.6003 | 2.1271 | 0 | 0.33018 | 0.83819 | 0 | 0 | 0 | 0 | -26.743 | 0.048579 | 0 | 0.0050504 | 0 | -0.13047 | 0 | 0 | 0 | 0 | 0 | 0 | 0 | 0 | 4.5879 | 0.043723 | 0.00013688 | 0 | 1.8827 | 0 | 0 | 0 | 1.1403 | 8.887 | 1.2663 | 3.1569 | 0.15353 | 0.055921 | -0.044971 | 0.63797 | 0.20824 | 3.7009 | 5.2358 | 23.2673 | -0.17544 | 0 | 0.48567 | 0 | 1.7286 | 0.19632
2025_06_01 Hr 07 | 0.24934 | 0 | 0 | 0 | 0 | 0 | 0 | 0 | 0 | 0 | 0 | 0.024893 | 0.42 | 0.0058058 | 0.65984 | 0.65984 | 2.225 | 0 | 0.0052034 | 0.003872 | 0.023281 | 0.085287 | 0 | 0.011212 | 0.015969 | 0.30377 | 0 | 0 | 2.1271 | 0 | 0 | 0.83819 | 0 | 0 | 0 | 0 | -8.8921 | 0.048579 | 0 | 0.027844 | 0 | -0.060106 | 0 | 0 | 0 | 0 | 0 | 0 | 0 | 0 | 4.0435 | 0.043723 | 0.00013688 | 0 | 1.8827 | 0 | 0 | 0 | 1.0489 | 3.8484 | 1.2663 | 3.1569 | 0.15353 | 0.055921 | -0.24934 | 0.63797 | 0.20824 | 3.7009 | 17.1205 | 22.4735 | -0.30945 | 0 | 0.48567 | 0 | 1.7286 | 0.20172
2025_06_01 Hr 08 | 0.5892 | 8.5892e-06 | 0 | 0 | 0 | 0 | 0 | 0 | 0 | 0 | 0 | 0.024893 | 0.18 | 0.0030062 | 0.54102 | 0.54103 | 2.1655 | 0 | 0.0052034 | 0.003872 | 0.023281 | 0.085287 | 0 | 0.011212 | 0.015969 | 0.29873 | 0 | 0 | 2.1271 | 0 | 0 | 0.83819 | 0 | 0 | 0 | 0 | -8.881 | 0.048579 | 0 | 0.033641 | 0 | -0.073055 | 0 | 0 | 0 | 0 | 0 | 0 | 0 | 0 | 3.833 | 0.043723 | 0.00013688 | 0 | 1.8827 | 0 | 0 | 0 | 0.60064 | 3.5463 | 1.2663 | 3.1569 | 0.15353 | 0.055921 | -0.5892 | 0.63797 | 0.20824 | 3.7009 | 15.9187 | 21.9157 | -0.66226 | 0 | 0.48567 | 0 | 1.7286 | 0.20564
2025_06_01 Hr 09 | 0.61173 | 4.8166e-05 | 0 | 0 | 0 | 0 | 0 | 0 | 0 | 0 | 0 | 0.024893 | 0.15 | 0.0031659 | 0.5774 | 0.57742 | 2.9177 | 0 | 0.0052034 | 0.003872 | 0.023281 | 0.085287 | 0 | 0.011212 | 0.015969 | 0.29873 | 0 | 0 | 2.1271 | 0 | 0 | 0.83819 | 0 | 0 | 0 | 0 | -12.0588 | 0.048579 | 0 | 0.042513 | 0 | -0.092876 | 0 | 0 | 0 | 0 | 0 | 0 | 0 | 0 | 4.0435 | 0.043723 | 0.00013688 | 0 | 1.8827 | 0 | 0 | 0 | 0.33079 | 4.3713 | 1.2663 | 3.1569 | 0.15353 | 0.055921 | -0.61173 | 0.63797 | 0.20824 | 3.7009 | 13.4646 | 21.8568 | -0.7046 | 0 | 0.48567 | 0 | 1.7286 | 0.21335
2025_06_01 Hr 10 | 0.71475 | 0.00010326 | 0 | 0 | 0 | 0 | 0 | 0 | 0 | 0 | 0 | 0.024893 | 0.18 | 0.0038424 | 0.8052 | 0.80527 | 3.0224 | 0 | 0.0052034 | 0.003872 | 0.023281 | 0.085287 | 0 | 0.011212 | 0.015969 | 0.32388 | 0 | 0 | 2.1271 | 0 | 0 | 0.83819 | 0 | 0 | 0 | 0 | -13.1918 | 0.048579 | 0 | 0.042998 | 0 | -0.093959 | 0 | 0 | 0 | 0 | 0 | 0 | 0 | 0 | 4.1741 | 0.043723 | 0.00013688 | 0 | 1.8827 | 0 | 0 | 0 | 0.23939 | 4.9568 | 1.2663 | 3.1569 | 0.15353 | 0.055921 | -0.71475 | 0.63797 | 0.20824 | 3.7009 | 12.9923 | 22.0361 | -0.80871 | 0 | 0.48567 | 0 | 1.7286 | 0.21959
2025_06_01 Hr 11 | 0.80592 | 0.00021301 | 0 | 0 | 0 | 0 | 0 | 0 | 0 | 0 | 0 | 0.024893 | 0.24 | 0.0057212 | 1.033 | 1.0331 | 3.3207 | 0 | 0.0052034 | 0.003872 | 0.023281 | 0.085287 | 0 | 0.011212 | 0.015969 | 0.39085 | 0 | 0 | 2.1271 | 0 | 0 | 0.83819 | 0 | 0 | 0 | 0 | -16.3562 | 0.048579 | 0 | 0.048018 | 0 | -0.10517 | 0 | 0 | 0 | 0 | 0 | 0 | 0 | 0 | 4.6533 | 0.043723 | 0.00013688 | 0 | 1.8827 | 0 | 0 | 0 | 0.12187 | 5.7777 | 1.2663 | 3.1569 | 0.15353 | 0.055921 | -0.80592 | 0.63797 | 0.20824 | 3.7009 | 11.0668 | 22.5565 | -0.9111 | 0 | 0.48567 | 0 | 1.7286 | 0.22521
2025_06_01 Hr 12 | 0.78645 | 0.00028746 | 0 | 0 | 0 | 0 | 0 | 0 | 0 | 0 | 0 | 0.024893 | 0.27 | 0.0068597 | 1.24 | 1.2401 | 3.3207 | 0 | 0.0052034 | 0.003872 | 0.023281 | 0.085287 | 0 | 0.011212 | 0.015969 | 0.63036 | 0 | 0 | 2.1271 | 0 | 0 | 0.83819 | 0 | 0 | 0 | 0 | -17.4273 | 0.048579 | 0 | 0.051176 | 0 | -0.11223 | 0 | 0 | 0 | 0 | 0 | 0 | 0 | 0 | 4.1741 | 0.043723 | 0.00013688 | 0 | 1.8827 | 0 | 0 | 0 | 0.091402 | 6.4311 | 1.2663 | 3.1569 | 0.15353 | 0.055921 | -0.78645 | 0.63797 | 0.20824 | 3.7009 | 10.1668 | 22.0617 | -0.89868 | 0 | 0.48567 | 0 | 1.7286 | 0.22826
2025_06_01 Hr 13 | 0.83128 | 0.00026863 | 0 | 0 | 0 | 0 | 0 | 0 | 0 | 0 | 0 | 0.024893 | 0.24 | 0.0053275 | 1.2773 | 1.2773 | 3.3207 | 0 | 0.0052034 | 0.003872 | 0.023281 | 0.085287 | 0 | 0.011212 | 0.015969 | 0.31549 | 0 | 0 | 2.1271 | 0 | 0 | 0.83819 | 0 | 0 | 0 | 0 | -14.0975 | 0.048579 | 0 | 0.044713 | 0 | -0.097791 | 0 | 0 | 0 | 0 | 0 | 0 | 0 | 0 | 3.9055 | 0.043723 | 0.00013688 | 0 | 1.8827 | 0 | 0 | 0 | 0.060934 | 6.1909 | 1.2663 | 3.1569 | 0.15353 | 0.055921 | -0.83128 | 0.63797 | 0.20824 | 3.7009 | 12.944 | 21.7797 | -0.92907 | 0 | 0.48567 | 0 | 1.7286 | 0.23212
2025_06_01 Hr 14 | 0.82932 | 0.00027382 | 0 | 0 | 0 | 0 | 0 | 0 | 0 | 0 | 0 | 0.024893 | 0.24 | 0.0050859 | 1.2773 | 1.2773 | 3.3207 | 0 | 0.0052034 | 0.003872 | 0.023281 | 0.085287 | 0 | 0.011212 | 0.015969 | 0.29873 | 0 | 0 | 2.1271 | 0 | 0 | 0.83819 | 0 | 0 | 0 | 0 | -12.5045 | 0.048579 | 0 | 0.042685 | 0 | -0.093261 | 0 | 0 | 0 | 0 | 0 | 0 | 0 | 0 | 3.2885 | 0.043723 | 0.00013688 | 0 | 1.8827 | 0 | 0 | 0 | 0.060934 | 6.1741 | 1.2663 | 3.1569 | 0.15353 | 0.055921 | -0.82932 | 0.63797 | 0.20824 | 3.7009 | 13.9095 | 21.1624 | -0.92258 | 0 | 0.48567 | 0 | 1.7286 | 0.23407
2025_06_01 Hr 15 | 0.79677 | 0.00035266 | 0 | 0 | 0 | 0 | 0 | 0 | 0 | 0 | 0 | 0.024893 | 0.21 | 0.0057387 | 1.2773 | 1.2773 | 3.2568 | 0 | 0.0052034 | 0.003872 | 0.023281 | 0.085287 | 0 | 0.011212 | 0.015969 | 0.42935 | 0 | 0 | 2.1271 | 0 | 0 | 0.83819 | 0 | 0 | 0 | 0 | -15.2958 | 0.048579 | 0 | 0.055044 | 0 | -0.12087 | 0 | 0 | 0 | 0 | 0 | 0 | 0 | 0 | 2.6715 | 0.043723 | 0.00013688 | 0 | 1.8827 | 0 | 0 | 0 | 0.060934 | 6.2408 | 1.2663 | 3.1569 | 0.15353 | 0.055921 | -0.79677 | 0.63797 | 0.20824 | 3.7009 | 10.5138 | 20.4865 | -0.91764 | 0 | 0.48567 | 0 | 1.7286 | 0.237
2025_06_01 Hr 16 | 0.8158 | 0.00030264 | 0 | 0 | 0 | 0 | 0 | 0 | 0 | 0 | 0 | 0.024893 | 0.33 | 0.0089029 | 1.2773 | 1.2773 | 3.3207 | 0 | 0.0052034 | 0.003872 | 0.023281 | 0.085287 | 0 | 0.011212 | 0.015969 | 0.67051 | 0 | 0 | 2.1271 | 0 | 0 | 0.83819 | 0 | 0 | 0 | 0 | -14.9013 | 0.048579 | 0 | 0.054342 | 0 | -0.1193 | 0 | 0 | 0 | 0 | 0 | 0 | 0 | 0 | 2.8094 | 0.043723 | 0.00013688 | 0 | 1.8827 | 0 | 0 | 0 | 0.030467 | 6.5459 | 1.2663 | 3.1569 | 0.15353 | 0.055921 | -0.8158 | 0.63797 | 0.20824 | 3.7009 | 11.4478 | 20.7383 | -0.93511 | 0 | 0.48567 | 0 | 1.7286 | 0.23923
2025_06_01 Hr 17 | 0.8036 | 0.00036564 | 0 | 0 | 0 | 0 | 0 | 0 | 0 | 0 | 0 | 0.024893 | 0.3 | 0.012546 | 1.2773 | 1.2773 | 3.3207 | 0 | 0.0052034 | 0.003872 | 0.023281 | 0.085287 | 0 | 0.011212 | 0.015969 | 0.79954 | 0 | 0 | 2.1271 | 0 | 0 | 0.83819 | 0 | 0 | 0 | 0 | -21.4318 | 0.048579 | 0 | 0.08424 | 0 | -0.1861 | 0 | 0 | 0 | 0 | 0 | 0 | 0 | 0 | 2.6715 | 0.043723 | 0.00013688 | 0 | 1.8827 | 0 | 0 | 0 | 0.091402 | 6.6749 | 1.2663 | 3.1569 | 0.15353 | 0.055921 | -0.8036 | 0.63797 | 0.20824 | 3.7009 | 4.8775 | 20.624 | -0.98969 | 0 | 0.48567 | 0 | 1.7286 | 0.24042
2025_06_01 Hr 18 | 0.79023 | 0.00019937 | 0 | 0 | 0 | 0 | 0 | 0 | 0 | 0 | 0 | 0.024893 | 0.3 | 0.011777 | 1.2773 | 1.2773 | 3.3207 | 0 | 0.0052034 | 0.003872 | 0.023281 | 0.085287 | 0 | 0.011212 | 0.015969 | 0.79954 | 0 | 7.5488 | 2.1271 | 0 | 0.22364 | 0.83819 | 0 | 0 | 0 | 0 | -23.4777 | 0.048579 | 0 | 0.015432 | 0 | -0.17456 | 0 | 0 | 0 | 0 | 0 | 0 | 0 | 0 | 2.4682 | 0.043723 | 0.00013688 | 0 | 1.8827 | 0 | 0 | 0 | 0.26985 | 8.4827 | 1.2663 | 3.1569 | 0.15353 | 0.055921 | -0.79023 | 0.63797 | 0.20824 | 3.7009 | 4.851 | 20.8107 | -0.96479 | 0 | 0.48567 | 0 | 1.7286 | 0.24259
2025_06_01 Hr 19 | 0.63556 | 0.00015196 | 0 | 0 | 0 | 0 | 0 | 0 | 0 | 0 | 0 | 0.024893 | 0.36 | 0.014008 | 1.2773 | 1.2773 | 3.3207 | 0 | 0.0052034 | 0.003872 | 0.023281 | 0.085287 | 0 | 0.011212 | 0.015969 | 0.79954 | 0 | 8.0947 | 2.1271 | 0 | 0.29245 | 0.83819 | 0 | 0 | 0 | 0 | -24.9204 | 0.048579 | 0 | 0.0066705 | 0 | -0.173 | 0 | 0 | 0 | 0 | 0 | 0 | 0 | 0 | 1.9165 | 0.043723 | 0.00013688 | 0 | 1.8827 | 0 | 0 | 0 | 0.90096 | 9.0287 | 1.2663 | 3.1569 | 0.15353 | 0.055921 | -0.63556 | 0.63797 | 0.20824 | 3.7009 | 4.1668 | 20.867 | -0.80856 | 0 | 0.48567 | 0 | 1.7286 | 0.24312
2025_06_01 Hr 20 | 0.11341 | 7.6831e-05 | 0 | 0 | 0 | 0 | 0 | 0 | 0 | 0 | 0 | 0.024893 | 0.81 | 0.027463 | 1.2773 | 1.2773 | 3.3207 | 0 | 0.0052034 | 0.003872 | 0.023281 | 0.085287 | 0 | 0.011212 | 0.015969 | 0.79954 | 0 | 2.547 | 2.1271 | 0 | 0.32182 | 0.83819 | 0 | 0 | 0 | 0 | -24.2382 | 0.048579 | 0 | 0.0058123 | 0 | -0.15047 | 0 | 0 | 0 | 0 | 0 | 0 | 0 | 0 | 1.4374 | 0.043723 | 0.00013688 | 0 | 1.8827 | 0 | 0 | 0 | 1.3188 | 9.2219 | 1.2663 | 3.1569 | 0.15353 | 0.055921 | -0.11341 | 0.63797 | 0.20824 | 3.7009 | 5.4933 | 20.7735 | -0.26388 | 0 | 0.48567 | 0 | 1.7286 | 0.24029
2025_06_01 Hr 21 | 0 | 1.4614e-05 | 0 | 0 | 0 | 0 | 0 | 0 | 0 | 0 | 0 | 0.024893 | 1.65 | 0.068197 | 1.2773 | 1.2773 | 3.3101 | 0 | 0.0052034 | 0.003872 | 0.023281 | 0.085287 | 0 | 0.011212 | 0.015969 | 0.79787 | 0 | 2.547 | 2.1271 | 0 | 0.32182 | 0.83819 | 0 | 0 | 0 | 0 | -32.3509 | 0.048579 | 0 | 0.0070854 | 0 | -0.18389 | 0 | 0 | 0 | 0 | 0 | 0 | 0 | 0 | 1.5753 | 0.043723 | 0.00013688 | 0 | 1.8827 | 0 | 0 | 0 | 1.2927 | 9.2096 | 1.2663 | 3.1569 | 0.15353 | 0.055921 | 0 | 0.63797 | 0.20824 | 3.7009 | -1.6768 | 21.6484 | -0.18389 | 0 | 0.48567 | 0 | 1.7286 | 0.23615
2025_06_01 Hr 22 | 0 | 6.995e-07 | 0 | 0 | 0 | 0 | 0 | 0 | 0 | 0 | 0 | 0.024893 | 2.04 | 0.08879 | 1.2773 | 1.2773 | 3.3207 | 0 | 0.0052034 | 0.003872 | 0.023281 | 0.085287 | 0 | 0.011212 | 0.015969 | 0.79954 | 0 | 2.547 | 2.1271 | 0 | 0.32182 | 0.83819 | 0 | 0 | 0 | 0 | -35.9915 | 0.048579 | 0 | 0.0074613 | 0 | -0.19376 | 0 | 0 | 0 | 0 | 0 | 0 | 0 | 0 | 1.372 | 0.043723 | 0.00013688 | 0 | 1.8827 | 0 | 0 | 0 | 1.0489 | 9.2219 | 1.2663 | 3.1569 | 0.15353 | 0.055921 | 0 | 0.63797 | 0.20824 | 3.7009 | -5.3564 | 21.6069 | -0.19376 | 0 | 0.48567 | 0 | 1.7286 | 0.2311
2025_06_01 Hr 23 | 0 | 0 | 0 | 0 | 0 | 0 | 0 | 0 | 0 | 0 | 0 | 0.024893 | 2.19 | 0.10461 | 1.2773 | 1.2773 | 3.4432 | 0 | 0.0052034 | 0.003872 | 0.023281 | 0.085287 | 0 | 0.011212 | 0.015969 | 0.79954 | 0 | 2.6003 | 2.1271 | 0 | 0.33018 | 0.83819 | 0 | 0 | 0 | 0 | -40.5831 | 0.048579 | 0 | 0.0081887 | 0 | -0.21285 | 0 | 0 | 0 | 0 | 0 | 0 | 0 | 0 | 1.2341 | 0.043723 | 0.00013688 | 0 | 1.8827 | 0 | 0 | 0 | 0.77909 | 9.3976 | 1.2663 | 3.1569 | 0.15353 | 0.055921 | 0 | 0.63797 | 0.20824 | 3.7009 | -10.0374 | 21.3609 | -0.21285 | 0 | 0.48567 | 0 | 1.7286 | 0.21871
2025_06_01 Hr 24 | 0 | 0 | 0 | 0 | 0 | 0 | 0 | 0 | 0 | 0 | 0 | 0.024893 | 2.19 | 0.073318 | 1.2773 | 1.2773 | 3.4432 | 0 | 0.0052034 | 0.003872 | 0.023281 | 0.085287 | 0 | 0.011212 | 0.015969 | 0.79954 | 0 | 2.6003 | 2.1271 | 0 | 0.33018 | 0.83819 | 0 | 0 | 0 | 0 | -30.6959 | 0.048579 | 0 | 0.0057392 | 0 | -0.14855 | 0 | 0 | 0 | 0 | 0 | 0 | 0 | 0 | 1.7785 | 0.043723 | 0.00013688 | 0 | 1.8827 | 0 | 0 | 0 | 0.74862 | 9.3976 | 1.2663 | 3.1569 | 0.15353 | 0.055921 | 0 | 0.63797 | 0.20824 | 3.7009 | 0.38824 | 21.835 | -0.14855 | 0 | 0.48567 | 0 | 1.7286 | 0.21012
2025_06_02 Hr 01 | 0 | 0 | 0 | 0 | 0 | 0 | 0 | 0 | 0 | 0 | 0 | 0.024893 | 2.13 | 0.057385 | 1.2773 | 1.2773 | 3.4432 | 0 | 0.0052034 | 0.003872 | 0.023281 | 0.085287 | 0 | 0.011212 | 0.015969 | 0.79954 | 0 | 2.6003 | 2.1271 | 0 | 0.33018 | 0.83819 | 0 | 0 | 0 | 0 | -25.3182 | 0.048579 | 0 | 0.0046185 | 0 | -0.11914 | 0 | 0 | 0 | 0 | 0 | 0 | 0 | 0 | 2.3303 | 0.043723 | 0.00013688 | 0 | 1.8827 | 0 | 0 | 0 | 0.99236 | 9.3976 | 1.2663 | 3.1569 | 0.15353 | 0.055921 | 0 | 0.63797 | 0.20824 | 3.7009 | 6.5098 | 22.5494 | -0.11914 | 0 | 0.48567 | 0 | 1.7286 | 0.205
2025_06_02 Hr 02 | 0 | 0 | 0 | 0 | 0 | 0 | 0 | 0 | 0 | 0 | 0 | 0.024893 | 2.01 | 0.051765 | 1.2773 | 1.2773 | 3.4432 | 0 | 0.0052034 | 0.003872 | 0.023281 | 0.085287 | 0 | 0.011212 | 0.015969 | 0.75781 | 0 | 2.6003 | 2.1271 | 0 | 0.33018 | 0.83819 | 0 | 0 | 0 | 0 | -25.0434 | 0.048579 | 0 | 0.0030353 | 0 | -0.11379 | 0 | 0 | 0 | 0 | 0 | 0 | 0 | 0 | 2.8747 | 0.043723 | 0.00013688 | 0 | 1.8827 | 0 | 2.1504 | 0 | 0.77909 | 10.3762 | 1.2663 | 3.1569 | 0.15353 | 0.055921 | 0 | 0.63797 | 0.20824 | 3.7009 | 7.9709 | 22.7519 | -0.11379 | 0 | 0.48567 | 0 | 1.7286 | 0.20188
2025_06_02 Hr 03 | 0 | 0 | 0 | 0 | 0 | 0 | 0 | 0 | 0 | 0 | 0 | 0.024893 | 1.77 | 0.057316 | 1.2773 | 1.2773 | 3.4432 | 0 | 0.0052034 | 0.003872 | 0.023281 | 0.085287 | 0 | 0.011212 | 0.015969 | 0.4294 | 0 | 2.6003 | 2.1271 | 0 | 0.33018 | 0.83819 | 0 | 0 | 0 | 0 | -30.6195 | 0.048579 | 0 | 0.0038165 | 0 | -0.14362 | 0 | 0 | 0 | 0 | 0 | 0 | 0 | 0 | 3.2159 | 0.043723 | 0.00013688 | 0 | 1.8827 | 0 | 1.3471 | 0 | 0.47877 | 10.3746 | 1.2663 | 3.1569 | 0.15353 | 0.055921 | 0 | 0.63797 | 0.20824 | 3.7009 | 2.1667 | 22.5552 | -0.14362 | 0 | 0.48567 | 0 | 1.7286 | 0.19877
2025_06_02 Hr 04 | 0 | 0 | 0 | 0 | 0 | 0 | 0 | 0 | 0 | 0 | 0 | 0.024893 | 1.8 | 0.048236 | 1.2773 | 1.2773 | 3.4432 | 0 | 0.0052034 | 0.003872 | 0.023281 | 0.085287 | 0 | 0.011212 | 0.015969 | 0.67057 | 0 | 2.6003 | 2.1271 | 0 | 0.33018 | 0.83819 | 0 | 0 | 0 | 0 | -25.4623 | 0.048579 | 0 | 0.0031583 | 0 | -0.11849 | 0 | 0 | 0 | 0 | 0 | 0 | 0 | 0 | 3.3538 | 0.043723 | 0.00013688 | 0 | 1.8827 | 0 | 1.0203 | 0 | 0.36125 | 10.289 | 1.2663 | 3.1569 | 0.15353 | 0.055921 | 0 | 0.63797 | 0.20824 | 3.7009 | 7.304 | 22.5958 | -0.11849 | 0 | 0.48567 | 0 | 1.7286 | 0.19803
2025_06_02 Hr 05 | 0 | 0 | 0 | 0.0978 | 0.0978 | 0.097389 | 0.09781 | 0.09782 | 0.097859 | 0 | 0 | 0.024893 | 1.38 | 0.058628 | 1.2773 | 1.2773 | 3.4432 | 0 | 0.0052034 | 0.003872 | 0.023281 | 0.085287 | 0 | 0.011212 | 0.015969 | 0.79954 | 0 | 2.6003 | 2.1271 | 0 | 0.33018 | 0.83819 | 0 | 0 | 0 | 0 | -41.5517 | 0.048579 | 0 | 0.0022759 | 0 | -0.18908 | 0 | 0 | 0 | 0 | 0 | 0 | 0 | 0 | 3.2885 | 0.043723 | 0.00013688 | 0 | 1.8827 | 0 | 1.3471 | 0 | 0.26985 | 11.3312 | 1.2663 | 3.1569 | 0.15353 | 0.055921 | 0 | 0.63797 | 0.20824 | 3.7009 | -8.3782 | 22.0313 | -0.18908 | 0 | 0.48567 | 0 | 1.7286 | 0.1999
2025_06_02 Hr 06 | 0.090742 | 0 | 0 | 0.0978 | 0.0978 | 0.097389 | 0.09781 | 0.09782 | 0.097859 | 0 | 0 | 0.024893 | 1.41 | 0.061806 | 1.2773 | 1.2773 | 3.4432 | 0 | 0.0052034 | 0.003872 | 0.023281 | 0.085287 | 0 | 0.011212 | 0.015969 | 0.79954 | 0.38216 | 2.6003 | 2.1271 | 0 | 0.33018 | 0.83819 | 0 | 0 | 0 | 0 | -42.4557 | 0.048579 | 0 | 0.0023483 | 0 | -0.19515 | 0 | 0 | 0 | 0 | 0 | 0 | 0 | 0 | 3.1506 | 0.043723 | 0.00013688 | 0 | 1.8827 | 0 | 1.3586 | 0 | 0.33079 | 11.5753 | 1.2663 | 3.1569 | 0.15353 | 0.055921 | -0.090742 | 0.63797 | 0.20824 | 3.7009 | -9.084 | 22.0823 | -0.28589 | 0 | 0.48567 | 0 | 1.7286 | 0.20399
2025_06_02 Hr 07 | 0.45371 | 7.8381e-07 | 0 | 0.0978 | 0.0978 | 0.097389 | 0.09781 | 0.09782 | 0.097859 | 0 | 0 | 0.024893 | 1.29 | 0.062914 | 1.2773 | 1.2773 | 3.3207 | 0 | 0.0052034 | 0.003872 | 0.023281 | 0.085287 | 0 | 0.011212 | 0.015969 | 0.79954 | 0.23253 | 2.547 | 2.1271 | 0 | 0.32182 | 0.83819 | 0 | 0 | 0 | 0 | -45.3954 | 0.048579 | 0 | 0.0026127 | 0 | -0.21737 | 0 | 0 | 0 | 0 | 0 | 0 | 0 | 0 | 2.7368 | 0.043723 | 0.00013688 | 0 | 1.8827 | 0 | 1.3224 | 0 | 0.50924 | 11.3633 | 1.2663 | 3.1569 | 0.15353 | 0.055921 | -0.45371 | 0.63797 | 0.20824 | 3.7009 | -12.6099 | 22.0933 | -0.67108 | 0 | 0.48567 | 0 | 1.7286 | 0.21458
2025_06_02 Hr 08 | 0.74185 | 1.7492e-05 | 0 | 0.0978 | 0.0978 | 0.097389 | 0.09781 | 0.09782 | 0.097859 | 0 | 0 | 0.024893 | 0.42 | 0.019875 | 1.2773 | 1.2773 | 3.3207 | 0 | 0.0052034 | 0.003872 | 0.023281 | 0.085287 | 0 | 0.011212 | 0.015969 | 0.79954 | 0.23253 | 2.547 | 2.1271 | 0 | 0.32182 | 0.83819 | 0 | 0 | 0 | 0 | -40.3461 | 0.048579 | 0 | 0.0025351 | 0 | -0.21085 | 0 | 0 | 0 | 0 | 0 | 0 | 0 | 0 | 2.3303 | 0.043723 | 0.00013688 | 0 | 1.8827 | 0 | 1.3224 | 0 | 0.30032 | 11.3633 | 1.2663 | 3.1569 | 0.15353 | 0.055921 | -0.74185 | 0.63797 | 0.20824 | 3.7009 | -9.0765 | 20.8589 | -0.9527 | 0 | 0.48567 | 0 | 1.7286 | 0.22052
2025_06_02 Hr 09 | 0.76655 | 9.2666e-05 | 0 | 0.0978 | 0.0978 | 0.097389 | 0.09781 | 0.09782 | 0.097859 | 0 | 0 | 0.024893 | 0.33 | 0.014636 | 1.2773 | 1.2773 | 3.3207 | 0 | 0.0052034 | 0.003872 | 0.023281 | 0.085287 | 0 | 0.011212 | 0.015969 | 0.79954 | 0.23253 | 2.547 | 2.1271 | 0 | 0.32182 | 0.83819 | 0 | 0 | 0 | 0 | -37.3513 | 0.048579 | 0 | 0.002376 | 0 | -0.19749 | 0 | 0 | 0 | 0 | 0 | 0 | 0 | 0 | 2.3303 | 0.043723 | 0.00013688 | 0 | 1.8827 | 0 | 1.3224 | 0 | 0.12187 | 11.3633 | 1.2663 | 3.1569 | 0.15353 | 0.055921 | -0.76655 | 0.63797 | 0.20824 | 3.7009 | -6.3362 | 20.6158 | -0.96403 | 0 | 0.48567 | 0 | 1.7286 | 0.22629
2025_06_02 Hr 10 | 0.77418 | 0.00023051 | 0 | 0.0978 | 0.0978 | 0.097389 | 0.09781 | 0.09782 | 0.097859 | 0 | 0 | 0.024893 | 0.27 | 0.011257 | 1.2773 | 1.2773 | 3.3207 | 0 | 0.0052034 | 0.003872 | 0.023281 | 0.085287 | 0 | 0.011212 | 0.015969 | 0.79954 | 0.23253 | 2.547 | 2.1271 | 0 | 0.32182 | 0.83819 | 0 | 0 | 0 | 0 | -34.11 | 0.048579 | 0 | 0.0022336 | 0 | -0.18552 | 0 | 0 | 0 | 0 | 0 | 0 | 0 | 0 | 2.3956 | 0.043723 | 0.00013688 | 0 | 1.8827 | 0 | 1.3224 | 0 | 0.17845 | 11.3633 | 1.2663 | 3.1569 | 0.15353 | 0.055921 | -0.77418 | 0.63797 | 0.20824 | 3.7009 | -3.0212 | 20.6852 | -0.9597 | 0 | 0.48567 | 0 | 1.7286 | 0.22945
2025_06_02 Hr 11 | 0.81435 | 0.00034548 | 0 | 0.0978 | 0.0978 | 0.097389 | 0.09781 | 0.09782 | 0.097859 | 0 | 0 | 0.024893 | 0.21 | 0.0085985 | 1.2773 | 1.2773 | 3.3207 | 0 | 0.0052034 | 0.003872 | 0.023281 | 0.085287 | 0 | 0.011212 | 0.015969 | 0.79954 | 0.23253 | 2.547 | 2.1271 | 0 | 0.32182 | 0.83819 | 0 | 0 | 0 | 0 | -32.2359 | 0.048579 | 0 | 0.0021935 | 0 | -0.18215 | 0 | 0 | 0 | 0 | 0 | 0 | 0 | 0 | 2.6715 | 0.043723 | 0.00013688 | 0 | 1.8827 | 0 | 1.3224 | 0 | 0.20892 | 11.3633 | 1.2663 | 3.1569 | 0.15353 | 0.055921 | -0.81435 | 0.63797 | 0.20824 | 3.7009 | -0.8991 | 20.9699 | -0.99651 | 0 | 0.48567 | 0 | 1.7286 | 0.23019
2025_06_02 Hr 12 | 0.77686 | 0.00047645 | 0 | 0.0978 | 0.0978 | 0.097389 | 0.09781 | 0.09782 | 0.097859 | 0 | 0 | 0.024893 | 0.21 | 0.0093758 | 1.2773 | 1.2773 | 3.3207 | 0 | 0.0052034 | 0.003872 | 0.023281 | 0.085287 | 0 | 0.011212 | 0.015969 | 0.79954 | 0.23253 | 2.547 | 2.1271 | 0 | 0.32182 | 0.83819 | 0 | 0 | 0 | 0 | -34.5842 | 0.048579 | 0 | 0.0023918 | 0 | -0.19881 | 0 | 0 | 0 | 0 | 0 | 0 | 0 | 0 | 2.7368 | 0.043723 | 0.00013688 | 0 | 1.8827 | 0 | 1.3224 | 0 | 0.14798 | 11.3633 | 1.2663 | 3.1569 | 0.15353 | 0.055921 | -0.77686 | 0.63797 | 0.20824 | 3.7009 | -3.2562 | 20.9403 | -0.97567 | 0 | 0.48567 | 0 | 1.7286 | 0.23272
2025_06_02 Hr 13 | 0.82053 | 0.00054449 | 0 | 0.0978 | 0.0978 | 0.097389 | 0.09781 | 0.09782 | 0.097859 | 0 | 0 | 0.024893 | 0.18 | 0.0080135 | 1.2773 | 1.2773 | 3.3207 | 0 | 0.0052034 | 0.003872 | 0.023281 | 0.085287 | 0 | 0.011212 | 0.015969 | 0.79954 | 0.23253 | 2.547 | 2.1271 | 0 | 0.32182 | 0.83819 | 0 | 0 | 0 | 0 | -32.5641 | 0.048579 | 0 | 0.002385 | 0 | -0.19824 | 0 | 0 | 0 | 0 | 0 | 0 | 0 | 0 | 3.078 | 0.043723 | 0.00013688 | 0 | 1.8827 | 0 | 1.3224 | 0 | 0.030467 | 11.3633 | 1.2663 | 3.1569 | 0.15353 | 0.055921 | -0.82053 | 0.63797 | 0.20824 | 3.7009 | -1.0403 | 21.1793 | -1.0188 | 0 | 0.48567 | 0 | 1.7286 | 0.23567
2025_06_02 Hr 14 | 0.74693 | 0.00061679 | 0 | 0.0978 | 0.0978 | 0.097389 | 0.09781 | 0.09782 | 0.097859 | 0 | 0 | 0.024893 | 0.18 | 0.0087444 | 1.2773 | 1.2773 | 3.3207 | 0 | 0.0052034 | 0.003872 | 0.023281 | 0.085287 | 0 | 0.011212 | 0.015969 | 0.79954 | 0.23253 | 2.547 | 2.1271 | 0 | 0.32182 | 0.83819 | 0 | 0 | 0 | 0 | -35.0145 | 0.048579 | 0 | 0.0026025 | 0 | -0.21651 | 0 | 0 | 0 | 0 | 0 | 0 | 0 | 0 | 3.1506 | 0.043723 | 0.00013688 | 0 | 1.8827 | 0 | 1.3224 | 0 | 0.091402 | 11.3633 | 1.2663 | 3.1569 | 0.15353 | 0.055921 | -0.74693 | 0.63797 | 0.20824 | 3.7009 | -3.3723 | 21.2423 | -0.96344 | 0 | 0.48567 | 0 | 1.7286 | 0.23792
2025_06_02 Hr 15 | 0.63577 | 0.00062743 | 0 | 0.0978 | 0.0978 | 0.097389 | 0.09781 | 0.09782 | 0.097859 | 0 | 0 | 0.024893 | 0.15 | 0.007566 | 1.2773 | 1.2773 | 3.3207 | 0 | 0.0052034 | 0.003872 | 0.023281 | 0.085287 | 0 | 0.011212 | 0.015969 | 0.79954 | 0.23253 | 2.547 | 2.1271 | 0 | 0.32182 | 0.83819 | 0 | 0 | 0 | 0 | -34.4511 | 0.048579 | 0 | 0.0027021 | 0 | -0.22488 | 0 | 0 | 0 | 0 | 0 | 0 | 0 | 0 | 2.6715 | 0.043723 | 0.00013688 | 0 | 1.8827 | 0 | 1.3224 | 0 | 0.12187 | 11.3633 | 1.2663 | 3.1569 | 0.15353 | 0.055921 | -0.63577 | 0.63797 | 0.20824 | 3.7009 | -3.2969 | 20.6515 | -0.86065 | 0 | 0.48567 | 0 | 1.7286 | 0.23812
2025_06_02 Hr 16 | 0.76342 | 0.00058724 | 0 | 0.0978 | 0.0978 | 0.097389 | 0.09781 | 0.09782 | 0.097859 | 0 | 0 | 0.024893 | 0.15 | 0.0076336 | 1.2773 | 1.2773 | 3.3207 | 0 | 0.0052034 | 0.003872 | 0.023281 | 0.085287 | 0 | 0.011212 | 0.015969 | 0.79954 | 0.23253 | 2.547 | 2.1271 | 0 | 0.32182 | 0.83819 | 0 | 0 | 0 | 0 | -32.6326 | 0.048579 | 0 | 0.0027263 | 0 | -0.22691 | 0 | 0 | 0 | 0 | 0 | 0 | 0 | 0 | 2.6715 | 0.043723 | 0.00013688 | 0 | 1.8827 | 0 | 1.3224 | 0 | 0.14798 | 11.3633 | 1.2663 | 3.1569 | 0.15353 | 0.055921 | -0.76342 | 0.63797 | 0.20824 | 3.7009 | -1.4559 | 20.8037 | -0.99033 | 0 | 0.48567 | 0 | 1.7286 | 0.23653
2025_06_02 Hr 17 | 0.79183 | 0.00053987 | 0 | 0.0978 | 0.0978 | 0.097389 | 0.09781 | 0.09782 | 0.097859 | 0 | 0 | 0.024893 | 0.15 | 0.0085693 | 1.2773 | 1.2773 | 3.3207 | 0 | 0.0052034 | 0.003872 | 0.023281 | 0.085287 | 0 | 0.011212 | 0.015969 | 0.79954 | 0.23253 | 2.547 | 2.1271 | 0 | 0.32182 | 0.83819 | 0 | 0 | 0 | 0 | -36.4575 | 0.048579 | 0 | 0.0030605 | 0 | -0.25498 | 0 | 0 | 0 | 0 | 0 | 0 | 0 | 0 | 2.3956 | 0.043723 | 0.00013688 | 0 | 1.8827 | 0 | 1.3224 | 0 | 0.23939 | 11.3633 | 1.2663 | 3.1569 | 0.15353 | 0.055921 | -0.79183 | 0.63797 | 0.20824 | 3.7009 | -5.4914 | 20.6495 | -1.0468 | 0 | 0.48567 | 0 | 1.7286 | 0.23755
2025_06_02 Hr 18 | 0.54503 | 0.00044497 | 0 | 0.0978 | 0.0978 | 0.097389 | 0.09781 | 0.09782 | 0.097859 | 0 | 0 | 0.024893 | 0.12 | 0.0073668 | 1.2773 | 1.2773 | 3.3207 | 0 | 0.0052034 | 0.003872 | 0.023281 | 0.085287 | 0 | 0.011212 | 0.015969 | 0.79954 | 0.23253 | 2.547 | 2.1271 | 0 | 0.32182 | 0.83819 | 0 | 0 | 0 | 0 | -39.7717 | 0.048579 | 0 | 0.0032888 | 0 | -0.27416 | 0 | 0 | 0 | 0 | 0 | 0 | 0 | 0 | 3.078 | 0.043723 | 0.00013688 | 0 | 1.8827 | 0 | 1.3224 | 0 | 0.23939 | 11.3633 | 1.2663 | 3.1569 | 0.15353 | 0.055921 | -0.54503 | 0.63797 | 0.20824 | 3.7009 | -8.1708 | 21.0568 | -0.81919 | 0 | 0.48567 | 0 | 1.7286 | 0.24047
2025_06_02 Hr 19 | 0.38643 | 0.00028515 | 0 | 0.0978 | 0.0978 | 0.097389 | 0.09781 | 0.09782 | 0.097859 | 0 | 0 | 0.024893 | 0.06 | 0.0034904 | 1.2773 | 1.2773 | 3.3207 | 0 | 0.0052034 | 0.003872 | 0.023281 | 0.085287 | 0 | 0.011212 | 0.015969 | 0.79954 | 0.23253 | 2.547 | 2.1271 | 0 | 0.32182 | 0.83819 | 0 | 0 | 0 | 0 | -38.2839 | 0.048579 | 0 | 0.0031164 | 0 | -0.25968 | 0 | 0 | 0 | 0 | 0 | 0 | 0 | 0 | 2.9473 | 0.043723 | 0.00013688 | 0 | 1.8827 | 0 | 1.3224 | 0 | 0.66157 | 11.3633 | 1.2663 | 3.1569 | 0.15353 | 0.055921 | -0.38643 | 0.63797 | 0.20824 | 3.7009 | -6.441 | 21.1257 | -0.64611 | 0 | 0.48567 | 0 | 1.7286 | 0.24052
2025_06_02 Hr 20 | 0.090742 | 0.00014218 | 0 | 0.0978 | 0.0978 | 0.097389 | 0.09781 | 0.09782 | 0.097859 | 0 | 0 | 0.024893 | 0.09 | 0.005568 | 1.2773 | 1.2773 | 3.3207 | 0 | 0.0052034 | 0.003872 | 0.023281 | 0.085287 | 0 | 0.011212 | 0.015969 | 0.79954 | 0.23253 | 2.547 | 2.1271 | 0 | 0.32182 | 0.83819 | 0 | 0 | 0 | 0 | -42.6973 | 0.048579 | 0 | 0.0033143 | 0 | -0.2763 | 0 | 0 | 0 | 0 | 0 | 0 | 0 | 0 | 3.4264 | 0.043723 | 0.00013688 | 0 | 1.8827 | 0 | 1.3224 | 0 | 0.77909 | 11.3633 | 1.2663 | 3.1569 | 0.15353 | 0.055921 | -0.090742 | 0.63797 | 0.20824 | 3.7009 | -10.248 | 21.453 | -0.36704 | 0 | 0.48567 | 0 | 1.7286 | 0.23495
2025_06_02 Hr 21 | 0.022667 | 1.9432e-05 | 0 | 0.0978 | 0.0978 | 0.097389 | 0.09781 | 0.09782 | 0.097859 | 0 | 0 | 0.024893 | 0.15 | 0.0095456 | 1.2773 | 1.2773 | 3.3207 | 0 | 0.0052034 | 0.003872 | 0.023281 | 0.085287 | 0 | 0.011212 | 0.015969 | 0.79954 | 0.23253 | 2.547 | 2.1271 | 0 | 0.32182 | 0.83819 | 0 | 0 | 0 | 0 | -47.525 | 0.048579 | 0 | 0.0034091 | 0 | -0.28427 | 0 | 0 | 0 | 0 | 0 | 0 | 0 | 0 | 3.078 | 0.043723 | 0.00013688 | 0 | 1.8827 | 0 | 1.3224 | 0 | 0.84002 | 11.3633 | 1.2663 | 3.1569 | 0.15353 | 0.055921 | -0.022667 | 0.63797 | 0.20824 | 3.7009 | -15.3119 | 21.1566 | -0.30693 | 0 | 0.48567 | 0 | 1.7286 | 0.23033
2025_06_02 Hr 22 | 0 | 6.5551e-07 | 0 | 0.0978 | 0.0978 | 0.097389 | 0.09781 | 0.09782 | 0.097859 | 0 | 0 | 0.024893 | 0.18 | 0.0073417 | 1.2773 | 1.2773 | 3.3207 | 0 | 0.0052034 | 0.003872 | 0.023281 | 0.085287 | 0 | 0.011212 | 0.015969 | 0.79954 | 0.23253 | 2.547 | 2.1271 | 0 | 0.32182 | 0.83819 | 0 | 0 | 0 | 0 | -31.2765 | 0.048579 | 0 | 0.002185 | 0 | -0.18144 | 0 | 0 | 0 | 0 | 0 | 0 | 0 | 0 | 2.5989 | 0.043723 | 0.00013688 | 0 | 1.8827 | 0 | 1.3224 | 0 | 0.20892 | 11.3633 | 1.2663 | 3.1569 | 0.15353 | 0.055921 | 0 | 0.63797 | 0.20824 | 3.7009 | -0.047584 | 20.047 | -0.18144 | 0 | 0.48567 | 0 | 1.7286 | 0.2258
2025_06_02 Hr 23 | 0 | 0 | 0 | 0.0978 | 0.0978 | 0.097389 | 0.09781 | 0.09782 | 0.097859 | 0 | 0 | 0.024893 | 0.3 | 0.012666 | 1.2773 | 1.2773 | 3.4432 | 0 | 0.0052034 | 0.003872 | 0.023281 | 0.085287 | 0 | 0.011212 | 0.015969 | 0.79954 | 0 | 2.6003 | 2.1271 | 0 | 0.33018 | 0.83819 | 0 | 0 | 0 | 0 | -33.3784 | 0.048579 | 0 | 0.0022617 | 0 | -0.18788 | 0 | 0 | 0 | 0 | 0 | 0 | 0 | 0 | 1.8511 | 0.043723 | 0.00013688 | 0 | 1.8827 | 0 | 1.3586 | 0 | 0.091402 | 11.3427 | 1.2663 | 3.1569 | 0.15353 | 0.055921 | 0 | 0.63797 | 0.20824 | 3.7009 | -2.9176 | 19.3059 | -0.18788 | 0 | 0.48567 | 0 | 1.7286 | 0.21624
2025_06_02 Hr 24 | 0 | 0 | 0 | 0.0978 | 0.0978 | 0.097389 | 0.09781 | 0.09782 | 0.097859 | 0 | 0 | 0.024893 | 0.75 | 0.031627 | 1.2773 | 1.2773 | 3.4432 | 0 | 0.0052034 | 0.003872 | 0.023281 | 0.085287 | 0 | 0.011212 | 0.015969 | 0.79954 | 0 | 2.6003 | 2.1271 | 0 | 0.33018 | 0.83819 | 0 | 0 | 0 | 0 | -35.8114 | 0.048579 | 0 | 0.0022591 | 0 | -0.18766 | 0 | 0 | 0 | 0 | 0 | 0 | 0 | 0 | 1.7132 | 0.043723 | 0.00013688 | 0 | 1.8827 | 0 | 1.3586 | 0 | 0.12187 | 11.3427 | 1.2663 | 3.1569 | 0.15353 | 0.055921 | 0 | 0.63797 | 0.20824 | 3.7009 | -4.9979 | 19.6585 | -0.18766 | 0 | 0.48567 | 0 | 1.7286 | 0.20735
2025_06_03 Hr 01 | 0 | 0 | 0 | 0 | 0 | 0 | 0 | 0 | 0 | 0 | 0 | 0.024893 | 0.9 | 0.033319 | 1.2773 | 1.2773 | 3.4432 | 0 | 0.0052034 | 0.003872 | 0.023281 | 0.085287 | 0 | 0.011212 | 0.015969 | 0.79954 | 0 | 2.6003 | 2.1271 | 0 | 0.33018 | 0.83819 | 0 | 0 | 0 | 0 | -31.8301 | 0.048579 | 0 | 0.0043632 | 0 | -0.16449 | 0 | 0 | 0 | 0 | 0 | 0 | 0 | 0 | 2.3956 | 0.043723 | 0.00013688 | 0 | 1.8827 | 0 | 1.3586 | 0 | 0.17845 | 10.7563 | 1.2663 | 3.1569 | 0.15353 | 0.055921 | 0 | 0.63797 | 0.20824 | 3.7009 | -0.69487 | 20.5435 | -0.16449 | 0 | 0.48567 | 0 | 1.7286 | 0.20169
2025_06_03 Hr 02 | 0 | 0 | 0 | 0 | 0 | 0 | 0 | 0 | 0 | 0 | 0 | 0.024893 | 0.93 | 0.031804 | 1.2773 | 1.2773 | 3.4432 | 0 | 0.0052034 | 0.003872 | 0.023281 | 0.085287 | 0 | 0.011212 | 0.015969 | 0.79954 | 0 | 2.6003 | 2.1271 | 0 | 0.33018 | 0.83819 | 0 | 0 | 0 | 0 | -28.6777 | 0.048579 | 0 | 0.0058625 | 0 | -0.15179 | 0 | 0 | 0 | 0 | 0 | 0 | 0 | 0 | 2.8094 | 0.043723 | 0.00013688 | 0 | 1.8827 | 0 | 0 | 0 | 0.14798 | 9.3976 | 1.2663 | 3.1569 | 0.15353 | 0.055921 | 0 | 0.63797 | 0.20824 | 3.7009 | 1.5209 | 20.9528 | -0.15179 | 0 | 0.48567 | 0 | 1.7286 | 0.19917
2025_06_03 Hr 03 | 0 | 0 | 0 | 0 | 0 | 0 | 0 | 0 | 0 | 0 | 0 | 0.024893 | 0.93 | 0.03212 | 1.2773 | 1.2773 | 3.4432 | 0 | 0.0052034 | 0.003872 | 0.023281 | 0.085287 | 0 | 0.011212 | 0.015969 | 0.79954 | 0 | 2.6003 | 2.1271 | 0 | 0.33018 | 0.83819 | 0 | 0 | 0 | 0 | -29.4306 | 0.048579 | 0 | 0.0059207 | 0 | -0.15332 | 0 | 0 | 0 | 0 | 0 | 0 | 0 | 0 | 3.4264 | 0.043723 | 0.00013688 | 0 | 1.8827 | 0 | 0 | 0 | 0.72251 | 9.3976 | 1.2663 | 3.1569 | 0.15353 | 0.055921 | 0 | 0.63797 | 0.20824 | 3.7009 | 1.9555 | 22.1418 | -0.15332 | 0 | 0.48567 | 0 | 1.7286 | 0.19627
2025_06_03 Hr 04 | 0 | 0 | 0 | 0 | 0 | 0 | 0 | 0 | 0 | 0 | 0 | 0.024893 | 0.9 | 0.030258 | 1.2773 | 1.2773 | 3.4432 | 0 | 0.0052034 | 0.003872 | 0.023281 | 0.085287 | 0 | 0.011212 | 0.015969 | 0.79954 | 0 | 2.6003 | 2.1271 | 0 | 0.33018 | 0.83819 | 0 | 0 | 0 | 0 | -29.9165 | 0.048579 | 0 | 0.0057635 | 0 | -0.14919 | 0 | 0 | 0 | 0 | 0 | 0 | 0 | 0 | 4.2467 | 0.043723 | 0.00013688 | 0 | 1.8827 | 0 | 0 | 0 | 0.60064 | 9.3976 | 1.2663 | 3.1569 | 0.15353 | 0.055921 | 0 | 0.63797 | 0.20824 | 3.7009 | 2.1411 | 22.8092 | -0.14919 | 0 | 0.48567 | 0 | 1.7286 | 0.19717
2025_06_03 Hr 05 | 0 | 0 | 0 | 0 | 0 | 0 | 0 | 0 | 0 | 0 | 0 | 0.024893 | 0.75 | 0.025976 | 1.2773 | 1.2773 | 3.4432 | 0 | 0.0052034 | 0.003872 | 0.023281 | 0.085287 | 0 | 0.011212 | 0.015969 | 0.79954 | 0 | 2.6003 | 2.1271 | 0 | 0.33018 | 0.83819 | 0 | 0 | 0 | 0 | -30.8258 | 0.048579 | 0 | 0.0059373 | 0 | -0.15376 | 0 | 0 | 0 | 0 | 0 | 0 | 0 | 0 | 4.2467 | 0.043723 | 0.00013688 | 0 | 1.8827 | 0 | 0 | 0 | 0.66157 | 9.3976 | 1.2663 | 3.1569 | 0.15353 | 0.055921 | 0 | 0.63797 | 0.20824 | 3.7009 | 1.1351 | 22.7171 | -0.15376 | 0 | 0.48567 | 0 | 1.7286 | 0.19834
2025_06_03 Hr 06 | 0.022813 | 0 | 0 | 0 | 0 | 0 | 0 | 0 | 0 | 0 | 0 | 0.024893 | 0.3 | 0.0116 | 1.2773 | 1.2773 | 3.4432 | 0 | 0.0052034 | 0.003872 | 0.023281 | 0.085287 | 0 | 0.011212 | 0.015969 | 0.79954 | 0 | 2.6003 | 2.1271 | 0 | 0.33018 | 0.83819 | 0 | 0 | 0 | 0 | -34.8223 | 0.048579 | 0 | 0.0066287 | 0 | -0.1719 | 0 | 0 | 0 | 0 | 0 | 0 | 0 | 0 | 4.2467 | 0.043723 | 0.00013688 | 0 | 1.8827 | 0 | 0 | 0 | 1.0794 | 9.3976 | 1.2663 | 3.1569 | 0.15353 | 0.055921 | -0.022813 | 0.63797 | 0.20824 | 3.7009 | -2.9196 | 22.6999 | -0.19472 | 0 | 0.48567 | 0 | 1.7286 | 0.20487
2025_06_03 Hr 07 | 0.40867 | 5.7716e-07 | 0 | 0 | 0 | 0 | 0 | 0 | 0 | 0 | 0 | 0.024893 | 0.3 | 0.010774 | 1.2773 | 1.2773 | 3.3207 | 0 | 0.0052034 | 0.003872 | 0.023281 | 0.085287 | 0 | 0.011212 | 0.015969 | 0.79954 | 0 | 2.547 | 2.1271 | 0 | 0.32182 | 0.83819 | 0 | 0 | 0 | 0 | -30.6209 | 0.048579 | 0 | 0.0061564 | 0 | -0.15951 | 0 | 0 | 0 | 0 | 0 | 0 | 0 | 0 | 2.9473 | 0.043723 | 0.00013688 | 0 | 1.8827 | 0 | 0 | 0 | 1.2927 | 9.2219 | 1.2663 | 3.1569 | 0.15353 | 0.055921 | -0.40867 | 0.63797 | 0.20824 | 3.7009 | 0.032992 | 22.0001 | -0.56817 | 0 | 0.48567 | 0 | 1.7286 | 0.21461
2025_06_03 Hr 08 | 0.75303 | 2.0641e-05 | 0 | 0 | 0 | 0 | 0 | 0 | 0 | 0 | 0 | 0.024893 | 0.33 | 0.012465 | 1.2773 | 1.2773 | 3.3207 | 0 | 0.0052034 | 0.003872 | 0.023281 | 0.085287 | 0 | 0.011212 | 0.015969 | 0.79954 | 0 | 2.547 | 2.1271 | 0 | 0.32182 | 0.83819 | 0 | 0 | 0 | 0 | -29.9278 | 0.048579 | 0 | 0.0064755 | 0 | -0.16788 | 0 | 0 | 0 | 0 | 0 | 0 | 0 | 0 | 2.6715 | 0.043723 | 0.00013688 | 0 | 1.8827 | 0 | 0 | 0 | 0.5397 | 9.2219 | 1.2663 | 3.1569 | 0.15353 | 0.055921 | -0.75303 | 0.63797 | 0.20824 | 3.7009 | -0.27306 | 21.3538 | -0.92091 | 0 | 0.48567 | 0 | 1.7286 | 0.22102
2025_06_03 Hr 09 | 0.76655 | 7.7157e-05 | 0 | 0 | 0 | 0 | 0 | 0 | 0 | 0 | 0 | 0.024893 | 0.24 | 0.0086632 | 1.2773 | 1.2773 | 3.3207 | 0 | 0.0052034 | 0.003872 | 0.023281 | 0.085287 | 0 | 0.011212 | 0.015969 | 0.79954 | 0 | 2.547 | 2.1271 | 0 | 0.32182 | 0.83819 | 0 | 0 | 0 | 0 | -27.704 | 0.048579 | 0 | 0.006188 | 0 | -0.16034 | 0 | 0 | 0 | 0 | 0 | 0 | 0 | 0 | 2.2577 | 0.043723 | 0.00013688 | 0 | 1.8827 | 0 | 0 | 0 | 0.36125 | 9.2219 | 1.2663 | 3.1569 | 0.15353 | 0.055921 | -0.76655 | 0.63797 | 0.20824 | 3.7009 | 1.2747 | 20.6836 | -0.92688 | 0 | 0.48567 | 0 | 1.7286 | 0.22332
2025_06_03 Hr 10 | 0.76291 | 0.000156 | 0 | 0 | 0 | 0 | 0 | 0 | 0 | 0 | 0 | 0.024893 | 0.24 | 0.0087907 | 1.2773 | 1.2773 | 3.3207 | 0 | 0.0052034 | 0.003872 | 0.023281 | 0.085287 | 0 | 0.011212 | 0.015969 | 0.79954 | 0 | 2.547 | 2.1271 | 0 | 0.32182 | 0.83819 | 0 | 0 | 0 | 0 | -27.5365 | 0.048579 | 0 | 0.0062791 | 0 | -0.16273 | 0 | 0 | 0 | 0 | 0 | 0 | 0 | 0 | 1.9165 | 0.043723 | 0.00013688 | 0 | 1.8827 | 0 | 0 | 0 | 0.50924 | 9.2219 | 1.2663 | 3.1569 | 0.15353 | 0.055921 | -0.76291 | 0.63797 | 0.20824 | 3.7009 | 1.2482 | 20.4885 | -0.92564 | 0 | 0.48567 | 0 | 1.7286 | 0.22482
2025_06_03 Hr 11 | 0.80592 | 0.00032648 | 0 | 0 | 0 | 0 | 0 | 0 | 0 | 0 | 0 | 0.024893 | 0.27 | 0.0099908 | 1.2773 | 1.2773 | 3.3207 | 0 | 0.0052034 | 0.003872 | 0.023281 | 0.085287 | 0 | 0.011212 | 0.015969 | 0.79954 | 0 | 2.547 | 2.1271 | 0 | 0.32182 | 0.83819 | 0 | 0 | 0 | 0 | -26.7281 | 0.048579 | 0 | 0.0063433 | 0 | -0.16441 | 0 | 0 | 0 | 0 | 0 | 0 | 0 | 0 | 1.8511 | 0.043723 | 0.00013688 | 0 | 1.8827 | 0 | 0 | 0 | 0.4483 | 9.2219 | 1.2663 | 3.1569 | 0.15353 | 0.055921 | -0.80592 | 0.63797 | 0.20824 | 3.7009 | 1.9616 | 20.4381 | -0.97034 | 0 | 0.48567 | 0 | 1.7286 | 0.22637
2025_06_03 Hr 12 | 0.78645 | 0.00043238 | 0 | 0 | 0 | 0 | 0 | 0 | 0 | 0 | 0 | 0.024893 | 0.39 | 0.014778 | 1.2773 | 1.2773 | 3.3207 | 0 | 0.0052034 | 0.003872 | 0.023281 | 0.085287 | 0 | 0.011212 | 0.015969 | 0.79954 | 0 | 2.547 | 2.1271 | 0 | 0.32182 | 0.83819 | 0 | 0 | 0 | 0 | -27.6984 | 0.048579 | 0 | 0.0044659 | 0 | -0.16842 | 0 | 0 | 0 | 0 | 0 | 0 | 0 | 0 | 1.7785 | 0.043723 | 0.00013688 | 0 | 1.8827 | 0 | 2.3725 | 0 | 0.39172 | 10.5004 | 1.2663 | 3.1569 | 0.15353 | 0.055921 | -0.78645 | 0.63797 | 0.20824 | 3.7009 | 2.2629 | 20.4157 | -0.95487 | 0 | 0.48567 | 0 | 1.7286 | 0.22771
2025_06_03 Hr 13 | 0.83128 | 0.00048699 | 0 | 0 | 0 | 0 | 0 | 0 | 0 | 0 | 0 | 0.024893 | 0.45 | 0.01713 | 1.2773 | 1.2773 | 3.3207 | 0 | 0.0052034 | 0.003872 | 0.023281 | 0.085287 | 0 | 0.011212 | 0.015969 | 0.79954 | 0 | 2.547 | 2.1271 | 0 | 0.32182 | 0.83819 | 0 | 0 | 0 | 0 | -25.9915 | 0.048579 | 0 | 0.0044865 | 0 | -0.1692 | 0 | 0 | 0 | 0 | 0 | 0 | 0 | 0 | 1.8511 | 0.043723 | 0.00013688 | 0 | 1.8827 | 0 | 1.3224 | 0 | 0.30032 | 10.5443 | 1.2663 | 3.1569 | 0.15353 | 0.055921 | -0.83128 | 0.63797 | 0.20824 | 3.7009 | 4.058 | 20.5056 | -1.0005 | 0 | 0.48567 | 0 | 1.7286 | 0.22918
2025_06_03 Hr 14 | 0.82932 | 0.00052568 | 0 | 0 | 0 | 0 | 0 | 0 | 0 | 0 | 0 | 0.024893 | 0.51 | 0.020826 | 1.2773 | 1.2773 | 3.3207 | 0 | 0.0052034 | 0.003872 | 0.023281 | 0.085287 | 0 | 0.011212 | 0.015969 | 0.79954 | 0 | 2.547 | 2.1271 | 0 | 0.32182 | 0.83819 | 0 | 0 | 0 | 0 | -26.3424 | 0.048579 | 0 | 0.0048127 | 0 | -0.18166 | 0 | 0 | 0 | 0 | 0 | 0 | 0 | 0 | 1.7785 | 0.043723 | 0.00013688 | 0 | 1.8827 | 0 | 1.3224 | 0 | 0.42219 | 10.5443 | 1.2663 | 3.1569 | 0.15353 | 0.055921 | -0.82932 | 0.63797 | 0.20824 | 3.7009 | 3.8102 | 20.6193 | -1.011 | 0 | 0.48567 | 0 | 1.7286 | 0.23184
2025_06_03 Hr 15 | 0.78674 | 0.00050511 | 0 | 0.0978 | 0.0978 | 0.097389 | 0.09781 | 0.09782 | 0.097859 | 0 | 0 | 0.024893 | 0.69 | 0.027696 | 1.2773 | 1.2773 | 3.3207 | 0 | 0.0052034 | 0.003872 | 0.023281 | 0.085287 | 0 | 0.011212 | 0.015969 | 0.79954 | 0 | 2.547 | 2.1271 | 0 | 0.32182 | 0.83819 | 0 | 0 | 0 | 0 | -25.3374 | 0.048579 | 0 | 0.0021503 | 0 | -0.17853 | 0 | 0 | 0 | 0 | 0 | 0 | 0 | 0 | 1.9165 | 0.043723 | 0.00013688 | 0 | 1.8827 | 0 | 1.3224 | 0 | 0.39172 | 11.1308 | 1.2663 | 3.1569 | 0.15353 | 0.055921 | -0.78674 | 0.63797 | 0.20824 | 3.7009 | 5.6983 | 20.8702 | -0.96527 | 0 | 0.48567 | 0 | 1.7286 | 0.23103
2025_06_03 Hr 16 | 0.8158 | 0.0005374 | 0 | 0.0978 | 0.0978 | 0.097389 | 0.09781 | 0.09782 | 0.097859 | 0 | 0 | 0.024893 | 0.93 | 0.043799 | 1.2773 | 1.2773 | 3.3207 | 0 | 0.0052034 | 0.003872 | 0.023281 | 0.085287 | 0 | 0.011212 | 0.015969 | 0.79954 | 0.38216 | 2.547 | 2.1271 | 0 | 0.32182 | 0.83819 | 0 | 0 | 0 | 0 | -29.7729 | 0.048579 | 0 | 0.002523 | 0 | -0.20983 | 0 | 0 | 0 | 0 | 0 | 0 | 0 | 0 | 2.1923 | 0.043723 | 0.00013688 | 0 | 1.8827 | 0 | 1.3224 | 0 | 0.69204 | 11.3633 | 1.2663 | 3.1569 | 0.15353 | 0.055921 | -0.8158 | 0.63797 | 0.20824 | 3.7009 | 2.2962 | 21.7314 | -1.0256 | 0 | 0.48567 | 0 | 1.7286 | 0.23083
2025_06_03 Hr 17 | 0.8036 | 0.00057572 | 0 | 0.0978 | 0.0978 | 0.097389 | 0.09781 | 0.09782 | 0.097859 | 0 | 0 | 0.024893 | 1.05 | 0.056733 | 1.2773 | 1.2773 | 3.3207 | 0 | 0.0052034 | 0.003872 | 0.023281 | 0.085287 | 0 | 0.011212 | 0.015969 | 0.79954 | 0.23253 | 2.547 | 2.1271 | 0 | 0.32182 | 0.83819 | 0 | 0 | 0 | 0 | -29.984 | 0.048579 | 0 | 0.0028945 | 0 | -0.24104 | 0 | 0 | 0 | 0 | 0 | 0 | 0 | 0 | 2.1923 | 0.043723 | 0.00013688 | 0 | 1.8827 | 0 | 1.3224 | 0 | 0.30032 | 11.3633 | 1.2663 | 3.1569 | 0.15353 | 0.055921 | -0.8036 | 0.63797 | 0.20824 | 3.7009 | 1.796 | 21.4613 | -1.0446 | 0 | 0.48567 | 0 | 1.7286 | 0.2317
2025_06_03 Hr 18 | 0.77454 | 0.00044153 | 0 | 0.0978 | 0.0978 | 0.097389 | 0.09781 | 0.09782 | 0.097859 | 0 | 0 | 0.024893 | 1.11 | 0.064745 | 1.2773 | 1.2773 | 3.3207 | 0 | 0.0052034 | 0.003872 | 0.023281 | 0.085287 | 0 | 0.011212 | 0.015969 | 0.79954 | 0.23253 | 2.547 | 2.1271 | 0 | 0.32182 | 0.83819 | 0 | 0 | 0 | 0 | -31.9596 | 0.048579 | 0 | 0.0031248 | 0 | -0.26038 | 0 | 0 | 0 | 0 | 0 | 0 | 0 | 0 | 1.8511 | 0.043723 | 0.00013688 | 0 | 1.8827 | 0 | 1.3224 | 0 | 0.39172 | 11.3633 | 1.2663 | 3.1569 | 0.15353 | 0.055921 | -0.77454 | 0.63797 | 0.20824 | 3.7009 | -0.37709 | 21.254 | -1.0349 | 0 | 0.48567 | 0 | 1.7286 | 0.23539
2025_06_03 Hr 19 | 0.59015 | 0.00031402 | 0 | 0.0978 | 0.0978 | 0.097389 | 0.09781 | 0.09782 | 0.097859 | 0 | 0 | 0.024893 | 1.14 | 0.077612 | 1.2773 | 1.2773 | 3.3207 | 0 | 0.0052034 | 0.003872 | 0.023281 | 0.085287 | 0 | 0.011212 | 0.015969 | 0.79954 | 0.23253 | 2.547 | 2.1271 | 0 | 0.32182 | 0.83819 | 0 | 0 | 0 | 0 | -39.3499 | 0.048579 | 0 | 0.0036472 | 0 | -0.30426 | 0 | 0 | 0 | 0 | 0 | 0 | 0 | 0 | 1.8511 | 0.043723 | 0.00013688 | 0 | 1.8827 | 0 | 1.3224 | 0 | 0.93143 | 11.3633 | 1.2663 | 3.1569 | 0.15353 | 0.055921 | -0.59015 | 0.63797 | 0.20824 | 3.7009 | -7.2317 | 21.6492 | -0.89441 | 0 | 0.48567 | 0 | 1.7286 | 0.2325
2025_06_03 Hr 20 | 0.11341 | 0.00012124 | 0 | 0.0978 | 0.0978 | 0.097389 | 0.09781 | 0.09782 | 0.097859 | 0 | 0 | 0.024893 | 1.05 | 0.070725 | 1.2773 | 1.2773 | 3.3207 | 0 | 0.0052034 | 0.003872 | 0.023281 | 0.085287 | 0 | 0.011212 | 0.015969 | 0.79954 | 0.23253 | 2.547 | 2.1271 | 0 | 0.32182 | 0.83819 | 0 | 0 | 0 | 0 | -39.8677 | 0.048579 | 0 | 0.0036084 | 0 | -0.30101 | 0 | 0 | 0 | 0 | 0 | 0 | 0 | 0 | 1.8511 | 0.043723 | 0.00013688 | 0 | 1.8827 | 0 | 1.3224 | 0 | 0.69204 | 11.3633 | 1.2663 | 3.1569 | 0.15353 | 0.055921 | -0.11341 | 0.63797 | 0.20824 | 3.7009 | -8.084 | 20.8347 | -0.41442 | 0 | 0.48567 | 0 | 1.7286 | 0.23124
2025_06_03 Hr 21 | 0 | 3.9478e-05 | 0 | 0.0978 | 0.0978 | 0.097389 | 0.09781 | 0.09782 | 0.097859 | 0 | 0 | 0.024893 | 1.29 | 0.081251 | 1.2773 | 1.2773 | 3.3207 | 0 | 0.0052034 | 0.003872 | 0.023281 | 0.085287 | 0 | 0.011212 | 0.015969 | 0.79954 | 0 | 2.547 | 2.1271 | 0 | 0.32182 | 0.83819 | 0 | 0 | 0 | 0 | -40.6476 | 0.048579 | 0 | 0.0033742 | 0 | -0.28133 | 0 | 0 | 0 | 0 | 0 | 0 | 0 | 0 | 1.4374 | 0.043723 | 0.00013688 | 0 | 1.8827 | 0 | 1.3224 | 0 | 1.0185 | 11.1308 | 1.2663 | 3.1569 | 0.15353 | 0.055921 | 0 | 0.63797 | 0.20824 | 3.7009 | -8.9176 | 20.8806 | -0.28133 | 0 | 0.48567 | 0 | 1.7286 | 0.22737
2025_06_03 Hr 22 | 0 | 9.8826e-07 | 0 | 0.0978 | 0.0978 | 0.097389 | 0.09781 | 0.09782 | 0.097859 | 0 | 0 | 0.024893 | 1.53 | 0.094083 | 1.2773 | 1.2773 | 3.3207 | 0 | 0.0052034 | 0.003872 | 0.023281 | 0.085287 | 0 | 0.011212 | 0.015969 | 0.79954 | 0 | 2.547 | 2.1271 | 0 | 0.32182 | 0.83819 | 0 | 0 | 0 | 0 | -46.0181 | 0.048579 | 0 | 0.0032942 | 0 | -0.27461 | 0 | 0 | 0 | 0 | 0 | 0 | 0 | 0 | 2.1197 | 0.043723 | 0.00013688 | 0 | 1.8827 | 0 | 1.3224 | 0 | 1.1403 | 11.1308 | 1.2663 | 3.1569 | 0.15353 | 0.055921 | 0 | 0.63797 | 0.20824 | 3.7009 | -13.2253 | 21.9366 | -0.27461 | 0 | 0.48567 | 0 | 1.7286 | 0.2264
2025_06_03 Hr 23 | 0 | 0 | 0 | 0.0978 | 0.0978 | 0.097389 | 0.09781 | 0.09782 | 0.097859 | 0 | 0 | 0.024893 | 1.77 | 0.092138 | 1.2773 | 1.2773 | 3.4432 | 0 | 0.0052034 | 0.003872 | 0.023281 | 0.085287 | 0 | 0.011212 | 0.015969 | 0.79954 | 0 | 2.6003 | 2.1271 | 0 | 0.33018 | 0.83819 | 0 | 0 | 0 | 0 | -44.4913 | 0.048579 | 0 | 0.0027887 | 0 | -0.23215 | 0 | 0 | 0 | 0 | 0 | 0 | 0 | 0 | 3.078 | 0.043723 | 0.00013688 | 0 | 1.8827 | 0 | 1.3586 | 0 | 1.4102 | 11.3427 | 1.2663 | 3.1569 | 0.15353 | 0.055921 | 0 | 0.63797 | 0.20824 | 3.7009 | -9.9789 | 23.4018 | -0.23215 | 0 | 0.48567 | 0 | 1.7286 | 0.21706
2025_06_03 Hr 24 | 0 | 0 | 0 | 0.0978 | 0.0978 | 0.097389 | 0.09781 | 0.09782 | 0.097859 | 0 | 0 | 0.024893 | 1.26 | 0.052487 | 1.2773 | 1.2773 | 3.4432 | 0 | 0.0052034 | 0.003872 | 0.023281 | 0.085287 | 0 | 0.011212 | 0.015969 | 0.79954 | 0 | 2.6003 | 2.1271 | 0 | 0.33018 | 0.83819 | 0 | 0 | 0 | 0 | -37.1859 | 0.048579 | 0 | 0.0022316 | 0 | -0.18535 | 0 | 0 | 0 | 0 | 0 | 0 | 0 | 0 | 3.6297 | 0.043723 | 0.00013688 | 0 | 1.8827 | 0 | 1.3586 | 0 | 1.593 | 11.3427 | 1.2663 | 3.1569 | 0.15353 | 0.055921 | 0 | 0.63797 | 0.20824 | 3.7009 | -2.4509 | 23.5776 | -0.18535 | 0 | 0.48567 | 0 | 1.7286 | 0.20795
2025_06_04 Hr 01 | 0 | 0 | 0 | 0.11592 | 0.11592 | 0.11544 | 0.11594 | 0.11595 | 0.11599 | 0 | 0 | 0.024893 | 1.86 | 0.072367 | 1.2773 | 1.2773 | 4.0805 | 0 | 0.0052034 | 0.003872 | 0.023281 | 0.085287 | 0 | 0.011212 | 0.015969 | 0.79954 | 0 | 3.0822 | 2.1271 | 0 | 0.33018 | 0.83819 | 0 | 0 | 0 | 0 | -37.5045 | 0.048579 | 0 | 0.0020843 | 0 | -0.17298 | 0 | 0 | 0 | 0 | 0 | 0 | 0 | 0 | 3.7676 | 0.043723 | 0.00013688 | 0 | 1.8827 | 0 | 1.6104 | 0 | 1.8324 | 12.8225 | 1.2663 | 3.1569 | 0.15353 | 0.055921 | 0 | 0.63797 | 0.20824 | 3.7009 | -0.28354 | 24.5714 | -0.17298 | 0 | 0.48567 | 0 | 1.7286 | 0.20459
2025_06_04 Hr 02 | 0 | 0 | 0 | 0.11592 | 0.11592 | 0.11544 | 0.11594 | 0.11595 | 0.11599 | 0 | 0 | 0.024893 | 2.19 | 0.081462 | 1.2773 | 1.2773 | 4.0805 | 0 | 0.0052034 | 0.003872 | 0.023281 | 0.085287 | 0 | 0.011212 | 0.015969 | 0.79954 | 0 | 3.0822 | 2.1271 | 0 | 0.33018 | 0.83819 | 0 | 0 | 0 | 0 | -36.5053 | 0.048579 | 0 | 0.0019927 | 0 | -0.16529 | 0 | 0 | 0 | 0 | 0 | 0 | 0 | 0 | 4.45 | 0.043723 | 0.00013688 | 0 | 1.8827 | 0 | 1.4768 | 0 | 1.593 | 12.6889 | 1.2663 | 3.1569 | 0.15353 | 0.055921 | 0 | 0.63797 | 0.20824 | 3.7009 | 1.3679 | 25.3497 | -0.16529 | 0 | 0.48567 | 0 | 1.7286 | 0.20081
2025_06_04 Hr 03 | 0 | 0 | 0 | 0 | 0 | 0 | 0 | 0 | 0 | 0 | 0 | 0.024893 | 2.4 | 0.09419 | 1.2773 | 1.2773 | 4.0805 | 0 | 0.0052034 | 0.003872 | 0.023281 | 0.085287 | 0 | 0.011212 | 0.015969 | 0.79954 | 0 | 3.0822 | 2.1271 | 0 | 0.33018 | 0.83819 | 0 | 0 | 0 | 0 | -38.5217 | 0.048579 | 0 | 0.0046254 | 0 | -0.17451 | 0 | 0 | 0 | 0 | 0 | 0 | 0 | 0 | 4.45 | 0.043723 | 0.00013688 | 0 | 1.8827 | 0 | 1.5968 | 0 | 1.741 | 12.1137 | 1.2663 | 3.1569 | 0.15353 | 0.055921 | 0 | 0.63797 | 0.20824 | 3.7009 | -0.86446 | 25.718 | -0.17451 | 0 | 0.48567 | 0 | 1.7286 | 0.19844
2025_06_04 Hr 04 | 0 | 0 | 0 | 0 | 0 | 0 | 0 | 0 | 0 | 0 | 0 | 0.024893 | 2.55 | 0.094381 | 1.2773 | 1.2773 | 4.0805 | 0 | 0.0052034 | 0.003872 | 0.023281 | 0.085287 | 0 | 0.011212 | 0.015969 | 0.79954 | 0 | 3.0822 | 2.1271 | 0 | 0.33018 | 0.83819 | 0 | 0 | 0 | 0 | -37.7745 | 0.048579 | 0 | 0.0043621 | 0 | -0.16445 | 0 | 0 | 0 | 0 | 0 | 0 | 0 | 0 | 4.2467 | 0.043723 | 0.00013688 | 0 | 1.8827 | 0 | 1.6104 | 0 | 1.7715 | 12.1273 | 1.2663 | 3.1569 | 0.15353 | 0.055921 | 0 | 0.63797 | 0.20824 | 3.7009 | -0.1145 | 25.6971 | -0.16445 | 0 | 0.48567 | 0 | 1.7286 | 0.20014
2025_06_04 Hr 05 | 0 | 0 | 0 | 0 | 0 | 0 | 0 | 0 | 0 | 0 | 0 | 0.024893 | 2.64 | 0.10366 | 1.2773 | 1.2773 | 4.0805 | 0 | 0.0052034 | 0.003872 | 0.023281 | 0.085287 | 0 | 0.011212 | 0.015969 | 0.79954 | 0 | 3.0822 | 2.1271 | 0 | 0.33018 | 0.83819 | 0 | 0 | 0 | 0 | -39.9436 | 0.048579 | 0 | 0.0046275 | 0 | -0.17459 | 0 | 0 | 0 | 0 | 0 | 0 | 0 | 0 | 4.1088 | 0.043723 | 0.00013688 | 0 | 1.8827 | 0 | 1.5238 | 0 | 1.741 | 12.0407 | 1.2663 | 3.1569 | 0.15353 | 0.055921 | 0 | 0.63797 | 0.20824 | 3.7009 | -2.4489 | 25.6285 | -0.17459 | 0 | 0.48567 | 0 | 1.7286 | 0.20065
2025_06_04 Hr 06 | 0.068002 | 0 | 0 | 0 | 0 | 0 | 0 | 0 | 0 | 0 | 0 | 0.024893 | 2.58 | 0.080355 | 1.2773 | 1.2773 | 4.0805 | 0 | 0.0052034 | 0.003872 | 0.023281 | 0.085287 | 0 | 0.011212 | 0.015969 | 0.79954 | 0 | 3.0822 | 2.1271 | 0 | 0.33018 | 0.83819 | 0 | 0 | 0 | 0 | -30.6689 | 0.048579 | 0 | 0.0036707 | 0 | -0.13805 | 0 | 0 | 0 | 0 | 0 | 0 | 0 | 0 | 3.3538 | 0.043723 | 0.00013688 | 0 | 1.8827 | 0 | 1.2094 | 0 | 1.5625 | 11.7264 | 1.2663 | 3.1569 | 0.15353 | 0.055921 | -0.068002 | 0.63797 | 0.20824 | 3.7009 | 5.5372 | 24.6858 | -0.20606 | 0 | 0.48567 | 0 | 1.7286 | 0.20666
2025_06_04 Hr 07 | 0.49171 | 0 | 0 | 0 | 0 | 0 | 0 | 0 | 0 | 0 | 0 | 0.024893 | 2.46 | 0.093866 | 1.2773 | 1.2773 | 3.9354 | 0 | 0.0052034 | 0.003872 | 0.023281 | 0.085287 | 0 | 0.011212 | 0.015969 | 0.79954 | 0 | 3.019 | 2.1271 | 0 | 0.32182 | 0.83819 | 0 | 0 | 0 | 0 | -33.8778 | 0.048579 | 0 | 0.0065412 | 0 | -0.16961 | 0 | 0 | 0 | 0 | 0 | 0 | 0 | 0 | 3.4264 | 0.043723 | 0.00013688 | 0 | 1.8827 | 0 | 0 | 0 | 1.4102 | 10.3087 | 1.2663 | 3.1569 | 0.15353 | 0.055921 | -0.49171 | 0.63797 | 0.20824 | 3.7009 | 0.69342 | 24.9239 | -0.66131 | 0 | 0.48567 | 0 | 1.7286 | 0.21562
2025_06_04 Hr 08 | 0.70319 | 1.2669e-05 | 0 | 0 | 0 | 0 | 0 | 0 | 0 | 0 | 0 | 0.024893 | 2.07 | 0.090653 | 1.2773 | 1.2773 | 3.9354 | 0 | 0.0052034 | 0.003872 | 0.023281 | 0.085287 | 0 | 0.011212 | 0.015969 | 0.79954 | 0 | 3.019 | 2.1271 | 0 | 0.32182 | 0.83819 | 0 | 0 | 0 | 0 | -37.4067 | 0.048579 | 0 | 0.0075075 | 0 | -0.19497 | 0 | 0 | 0 | 0 | 0 | 0 | 0 | 0 | 3.833 | 0.043723 | 0.00013688 | 0 | 1.8827 | 0 | 0 | 0 | 1.2317 | 10.3087 | 1.2663 | 3.1569 | 0.15353 | 0.055921 | -0.70319 | 0.63797 | 0.20824 | 3.7009 | -3.0196 | 24.9766 | -0.89817 | 0 | 0.48567 | 0 | 1.7286 | 0.222
2025_06_04 Hr 09 | 0.76655 | 3.4603e-05 | 0 | 0 | 0 | 0 | 0 | 0 | 0 | 0 | 0 | 0.024893 | 1.56 | 0.068547 | 1.2773 | 1.2773 | 3.9354 | 0 | 0.0052034 | 0.003872 | 0.023281 | 0.085287 | 0 | 0.011212 | 0.015969 | 0.79954 | 0 | 3.019 | 2.1271 | 0 | 0.32182 | 0.83819 | 0 | 0 | 0 | 0 | -35.017 | 0.048579 | 0 | 0.0075327 | 0 | -0.19563 | 0 | 0 | 0 | 0 | 0 | 0 | 0 | 0 | 3.4264 | 0.043723 | 0.00013688 | 0 | 1.8827 | 0 | 0 | 0 | 1.5016 | 10.3087 | 1.2663 | 3.1569 | 0.15353 | 0.055921 | -0.76655 | 0.63797 | 0.20824 | 3.7009 | -1.2974 | 24.3731 | -0.96218 | 0 | 0.48567 | 0 | 1.7286 | 0.22384
2025_06_04 Hr 10 | 0.77418 | 0.00011265 | 0 | 0 | 0 | 0 | 0 | 0 | 0 | 0 | 0 | 0.024893 | 1.02 | 0.04554 | 1.2773 | 1.2773 | 3.9354 | 0 | 0.0052034 | 0.003872 | 0.023281 | 0.085287 | 0 | 0.011212 | 0.015969 | 0.79954 | 0 | 3.019 | 2.1271 | 0 | 0.32182 | 0.83819 | 0 | 0 | 0 | 0 | -33.9937 | 0.048579 | 0 | 0.0076537 | 0 | -0.19881 | 0 | 0 | 0 | 0 | 0 | 0 | 0 | 0 | 3.3538 | 0.043723 | 0.00013688 | 0 | 1.8827 | 0 | 0 | 0 | 1.6191 | 10.3087 | 1.2663 | 3.1569 | 0.15353 | 0.055921 | -0.77418 | 0.63797 | 0.20824 | 3.7009 | -0.7928 | 23.8652 | -0.97299 | 0 | 0.48567 | 0 | 1.7286 | 0.22636
2025_06_04 Hr 11 | 0.81435 | 0.00028719 | 0 | 0 | 0 | 0 | 0 | 0 | 0 | 0 | 0 | 0.024893 | 0.81 | 0.037991 | 1.2773 | 1.2773 | 3.9354 | 0 | 0.0052034 | 0.003872 | 0.023281 | 0.085287 | 0 | 0.011212 | 0.015969 | 0.79954 | 0 | 3.019 | 2.1271 | 0 | 0.32182 | 0.83819 | 0 | 0 | 0 | 0 | -32.7612 | 0.048579 | 0 | 0.0080404 | 0 | -0.20896 | 0 | 0 | 0 | 0 | 0 | 0 | 0 | 0 | 3.078 | 0.043723 | 0.00013688 | 0 | 1.8827 | 0 | 0 | 0 | 1.593 | 10.3087 | 1.2663 | 3.1569 | 0.15353 | 0.055921 | -0.81435 | 0.63797 | 0.20824 | 3.7009 | -0.089253 | 23.3865 | -1.0233 | 0 | 0.48567 | 0 | 1.7286 | 0.22688
2025_06_04 Hr 12 | 0.78645 | 0.00038121 | 0 | 0 | 0 | 0 | 0 | 0 | 0 | 0 | 0 | 0.024893 | 0.63 | 0.030748 | 1.2773 | 1.2773 | 3.9354 | 0 | 0.0052034 | 0.003872 | 0.023281 | 0.085287 | 0 | 0.011212 | 0.015969 | 0.79954 | 0 | 3.019 | 2.1271 | 0 | 0.32182 | 0.83819 | 0 | 0 | 0 | 0 | -30.5495 | 0.048579 | 0 | 0.0083668 | 0 | -0.21753 | 0 | 0 | 0 | 0 | 0 | 0 | 0 | 0 | 2.6715 | 0.043723 | 0.00013688 | 0 | 1.8827 | 0 | 0 | 0 | 1.3493 | 10.3087 | 1.2663 | 3.1569 | 0.15353 | 0.055921 | -0.78645 | 0.63797 | 0.20824 | 3.7009 | 1.2779 | 22.5227 | -1.004 | 0 | 0.48567 | 0 | 1.7286 | 0.22836
2025_06_04 Hr 13 | 0.83128 | 0.00035635 | 0 | 0 | 0 | 0 | 0 | 0 | 0 | 0 | 0 | 0.024893 | 0.48 | 0.023547 | 1.2773 | 1.2773 | 3.9354 | 0 | 0.0052034 | 0.003872 | 0.023281 | 0.085287 | 0 | 0.011212 | 0.015969 | 0.79954 | 0 | 3.019 | 2.1271 | 0 | 0.32182 | 0.83819 | 0 | 0 | 0 | 0 | -27.3875 | 0.048579 | 0 | 0.0084095 | 0 | -0.21865 | 0 | 0 | 0 | 0 | 0 | 0 | 0 | 0 | 2.2577 | 0.043723 | 0.00013688 | 0 | 1.8827 | 0 | 0 | 0 | 1.1708 | 10.3087 | 1.2663 | 3.1569 | 0.15353 | 0.055921 | -0.83128 | 0.63797 | 0.20824 | 3.7009 | 3.6906 | 21.8194 | -1.0499 | 0 | 0.48567 | 0 | 1.7286 | 0.22963
2025_06_04 Hr 14 | 0.81922 | 0.00029708 | 0 | 0 | 0 | 0 | 0 | 0 | 0 | 0 | 0 | 0.024893 | 0.3 | 0.015319 | 1.2773 | 1.2773 | 3.9354 | 0 | 0.0052034 | 0.003872 | 0.023281 | 0.085287 | 0 | 0.011212 | 0.015969 | 0.79954 | 0 | 3.019 | 2.1271 | 0 | 0.32182 | 0.83819 | 0 | 0 | 0 | 0 | -24.6674 | 0.048579 | 0 | 0.0087539 | 0 | -0.22769 | 0 | 0 | 0 | 0 | 0 | 0 | 0 | 0 | 2.4682 | 0.043723 | 0.00013688 | 0 | 1.8827 | 0 | 0 | 0 | 0.90096 | 10.3087 | 1.2663 | 3.1569 | 0.15353 | 0.055921 | -0.81922 | 0.63797 | 0.20824 | 3.7009 | 6.1546 | 21.5602 | -1.0469 | 0 | 0.48567 | 0 | 1.7286 | 0.23015
2025_06_04 Hr 15 | 0.79677 | 0.00034719 | 0 | 0.11593 | 0.11593 | 0.11544 | 0.11594 | 0.11595 | 0.11599 | 0 | 0 | 0.024893 | 0.21 | 0.011174 | 1.2773 | 1.2773 | 3.9354 | 0 | 0.0052034 | 0.003872 | 0.023281 | 0.085287 | 0 | 0.011212 | 0.015969 | 0.79954 | 0 | 3.019 | 2.1271 | 0 | 0.32182 | 0.83819 | 0 | 0 | 0 | 0 | -26.4395 | 0.048579 | 0 | 0.0028505 | 0 | -0.23734 | 0 | 0 | 0 | 0 | 0 | 0 | 0 | 0 | 2.3303 | 0.043723 | 0.00013688 | 0 | 1.8827 | 0 | 2.6638 | 0 | 0.99236 | 12.5193 | 1.2663 | 3.1569 | 0.15353 | 0.055921 | -0.79677 | 0.63797 | 0.20824 | 3.7009 | 6.4445 | 21.3988 | -1.0341 | 0 | 0.48567 | 0 | 1.7286 | 0.23186
2025_06_04 Hr 16 | 0.78071 | 0.00053265 | 0 | 0.11593 | 0.11593 | 0.11544 | 0.11594 | 0.11595 | 0.11599 | 0 | 0 | 0.024893 | 0.15 | 0.0087525 | 1.2773 | 1.2773 | 3.9354 | 0 | 0.0052034 | 0.003872 | 0.023281 | 0.085287 | 0 | 0.011212 | 0.015969 | 0.79954 | 0.42434 | 3.019 | 2.1271 | 0 | 0.32182 | 0.83819 | 0 | 0 | 0 | 0 | -26.8296 | 0.048579 | 0 | 0.0031259 | 0 | -0.26047 | 0 | 0 | 0 | 0 | 0 | 0 | 0 | 0 | 2.3303 | 0.043723 | 0.00013688 | 0 | 1.8827 | 0 | 1.5675 | 0 | 0.96189 | 12.846 | 1.2663 | 3.1569 | 0.15353 | 0.055921 | -0.78071 | 0.63797 | 0.20824 | 3.7009 | 6.2641 | 21.2888 | -1.0412 | 0 | 0.48567 | 0 | 1.7286 | 0.2306
2025_06_04 Hr 17 | 0.70356 | 0.00038167 | 0 | 0.11593 | 0.11593 | 0.11544 | 0.11594 | 0.11595 | 0.11599 | 0 | 0 | 0.024893 | 0.09 | 0.0057767 | 1.2773 | 1.2773 | 3.9354 | 0 | 0.0052034 | 0.003872 | 0.023281 | 0.085287 | 0 | 0.011212 | 0.015969 | 0.79954 | 0.2747 | 3.019 | 2.1271 | 0 | 0.32182 | 0.83819 | 0 | 0 | 0 | 0 | -25.8469 | 0.048579 | 0 | 0.0034385 | 0 | -0.28673 | 0 | 0 | 0 | 0 | 0 | 0 | 0 | 0 | 2.3303 | 0.043723 | 0.00013688 | 0 | 1.8827 | 0 | 1.5675 | 0 | 0.69204 | 12.846 | 1.2663 | 3.1569 | 0.15353 | 0.055921 | -0.70356 | 0.63797 | 0.20824 | 3.7009 | 6.8874 | 20.8785 | -0.99029 | 0 | 0.48567 | 0 | 1.7286 | 0.23044
2025_06_04 Hr 18 | 0.70334 | 0.00048539 | 0 | 0.11593 | 0.11593 | 0.11544 | 0.11594 | 0.11595 | 0.11599 | 0 | 0 | 0.024893 | 0.03 | 0.0022651 | 1.2773 | 1.2773 | 3.9354 | 0 | 0.0052034 | 0.003872 | 0.023281 | 0.085287 | 0 | 0.011212 | 0.015969 | 0.79954 | 0.2747 | 3.019 | 2.1271 | 0 | 0.32182 | 0.83819 | 0 | 0 | 0 | 0 | -29.0785 | 0.048579 | 0 | 0.0040449 | 0 | -0.33767 | 0 | 0 | 0 | 0 | 0 | 0 | 0 | 0 | 1.9891 | 0.043723 | 0.00013688 | 0 | 1.8827 | 0 | 1.5675 | 0 | 0.42219 | 12.846 | 1.2663 | 3.1569 | 0.15353 | 0.055921 | -0.70334 | 0.63797 | 0.20824 | 3.7009 | 2.931 | 20.2045 | -1.041 | 0 | 0.48567 | 0 | 1.7286 | 0.23103
2025_06_04 Hr 19 | 0.54503 | 0.00026846 | 0 | 0.11593 | 0.11593 | 0.11544 | 0.11594 | 0.11595 | 0.11599 | 0 | 0 | 0.024893 | 0 | 0 | 1.2773 | 1.2773 | 3.9354 | 0 | 0.0052034 | 0.003872 | 0.023281 | 0.085287 | 0 | 0.011212 | 0.015969 | 0.79954 | 0.2747 | 3.019 | 2.1271 | 0 | 0.32182 | 0.83819 | 0 | 0 | 0 | 0 | -29.8957 | 0.048579 | 0 | 0.0040862 | 0 | -0.34114 | 0 | 0 | 0 | 0 | 0 | 0 | 0 | 0 | 1.7785 | 0.043723 | 0.00013688 | 0 | 1.8827 | 0 | 1.5675 | 0 | 0.66157 | 12.846 | 1.2663 | 3.1569 | 0.15353 | 0.055921 | -0.54503 | 0.63797 | 0.20824 | 3.7009 | 2.1035 | 20.0394 | -0.88617 | 0 | 0.48567 | 0 | 1.7286 | 0.22786
2025_06_04 Hr 20 | 0.13593 | 9.8107e-05 | 0 | 0.11593 | 0.11593 | 0.11544 | 0.11594 | 0.11595 | 0.11599 | 0 | 0 | 0.024893 | 0 | 0 | 1.2773 | 1.2773 | 3.9354 | 0 | 0.0052034 | 0.003872 | 0.023281 | 0.085287 | 0 | 0.011212 | 0.015969 | 0.79954 | 0.2747 | 3.019 | 2.1271 | 0 | 0.32182 | 0.83819 | 0 | 0 | 0 | 0 | -26.9683 | 0.048579 | 0 | 0.003337 | 0 | -0.2782 | 0 | 0 | 0 | 0 | 0 | 0 | 0 | 0 | 1.7785 | 0.043723 | 0.00013688 | 0 | 1.8827 | 0 | 1.5675 | 0 | 0.84002 | 12.846 | 1.2663 | 3.1569 | 0.15353 | 0.055921 | -0.13593 | 0.63797 | 0.20824 | 3.7009 | 5.2722 | 19.8085 | -0.41414 | 0 | 0.48567 | 0 | 1.7286 | 0.22785
2025_06_04 Hr 21 | 0 | 1.3603e-05 | 0 | 0.11592 | 0.11592 | 0.11544 | 0.11594 | 0.11595 | 0.11599 | 0 | 0 | 0.024893 | 0 | 0 | 1.2773 | 1.2773 | 3.9354 | 0 | 0.0052034 | 0.003872 | 0.023281 | 0.085287 | 0 | 0.011212 | 0.015969 | 0.79954 | 0.2747 | 3.019 | 2.1271 | 0 | 0.32182 | 0.83819 | 0 | 0 | 0 | 0 | -15.0777 | 0.048579 | 0 | 0.0016194 | 0 | -0.13393 | 0 | 0 | 0 | 0 | 0 | 0 | 0 | 0 | 2.7368 | 0.043723 | 0.00013688 | 0 | 1.8827 | 0 | 1.1396 | 0 | 1.2317 | 12.4181 | 1.2663 | 3.1569 | 0.15353 | 0.055921 | 0 | 0.63797 | 0.20824 | 3.7009 | 18.2245 | 21.018 | -0.13393 | 0 | 0.48567 | 0 | 1.7286 | 0.22341
2025_06_04 Hr 22 | 0 | 9.7384e-07 | 0 | 0.11593 | 0.11593 | 0.11544 | 0.11594 | 0.11595 | 0.11599 | 0 | 0 | 0.024893 | 0.06 | 0.0036357 | 1.2773 | 1.2773 | 3.9354 | 0 | 0.0052034 | 0.003872 | 0.023281 | 0.085287 | 0 | 0.011212 | 0.015969 | 0.79954 | 0.2747 | 3.019 | 2.1271 | 0 | 0.32182 | 0.83819 | 0 | 0 | 0 | 0 | -36.9134 | 0.048579 | 0 | 0.0032461 | 0 | -0.27057 | 0 | 0 | 0 | 0 | 0 | 0 | 0 | 0 | 2.6715 | 0.043723 | 0.00013688 | 0 | 1.8827 | 0 | 1.5511 | 0 | 1.6496 | 12.8297 | 1.2663 | 3.1569 | 0.15353 | 0.055921 | 0 | 0.63797 | 0.20824 | 3.7009 | -2.9205 | 21.4339 | -0.27057 | 0 | 0.48567 | 0 | 1.7286 | 0.22312
2025_06_04 Hr 23 | 0 | 0 | 0 | 0.11592 | 0.11592 | 0.11544 | 0.11594 | 0.11595 | 0.11599 | 0 | 0 | 0.024893 | 0.27 | 0.0094813 | 1.2773 | 1.2773 | 4.0805 | 0 | 0.0052034 | 0.003872 | 0.023281 | 0.085287 | 0 | 0.011212 | 0.015969 | 0.79954 | 0.2747 | 3.0822 | 2.1271 | 0 | 0.33018 | 0.83819 | 0 | 0 | 0 | 0 | -24.1641 | 0.048579 | 0 | 0.0018812 | 0 | -0.15592 | 0 | 0 | 0 | 0 | 0 | 0 | 0 | 0 | 2.5989 | 0.043723 | 0.00013688 | 0 | 1.8827 | 0 | 1.3765 | 0 | 1.6496 | 12.8633 | 1.2663 | 3.1569 | 0.15353 | 0.055921 | 0 | 0.63797 | 0.20824 | 3.7009 | 10.12 | 21.5767 | -0.15592 | 0 | 0.48567 | 0 | 1.7286 | 0.21439
2025_06_04 Hr 24 | 0 | 0 | 0 | 0.11592 | 0.11592 | 0.11544 | 0.11594 | 0.11595 | 0.11599 | 0 | 0 | 0.024893 | 0.39 | 0.0091883 | 1.2773 | 1.2773 | 3.5972 | 0 | 0.0052034 | 0.003872 | 0.023281 | 0.085287 | 0 | 0.011212 | 0.015969 | 0.54914 | 0.2747 | 3.0822 | 2.1271 | 0 | 0.33018 | 0.83819 | 0 | 0 | 0 | 0 | -16.5395 | 0.048579 | 0 | 0.0012621 | 0 | -0.10392 | 0 | 0 | 0 | 0 | 0 | 0 | 0 | 0 | 3.7676 | 0.043723 | 0.00013688 | 0 | 1.8827 | 0 | 1.2094 | 0 | 1.593 | 11.9625 | 1.2663 | 3.1569 | 0.15353 | 0.055921 | 0 | 0.63797 | 0.20824 | 3.7009 | 18.1193 | 22.8002 | -0.10392 | 0 | 0.48567 | 0 | 1.7286 | 0.20602
2025_06_05 Hr 01 | 0 | 0 | 0 | 0.12054 | 0.12054 | 0.12004 | 0.12056 | 0.12057 | 0.12062 | 0 | 0 | 0.024893 | 0.45 | 0.011893 | 1.2773 | 1.2773 | 3.7265 | 0 | 0.0052034 | 0.003872 | 0.023281 | 0.085287 | 0 | 0.011212 | 0.015969 | 0.42941 | 0 | 3.205 | 2.1271 | 0 | 0.33018 | 0.83819 | 0 | 0 | 0 | 0 | -19.4763 | 0.048579 | 0 | 0.0014158 | 0 | -0.11683 | 0 | 0 | 0 | 0 | 0 | 0 | 0 | 0 | 3.9055 | 0.043723 | 0.00013688 | 0 | 1.8827 | 0 | 1.2576 | 0 | 1.741 | 11.8961 | 1.2663 | 3.1569 | 0.15353 | 0.055921 | 0 | 0.63797 | 0.20824 | 3.7009 | 15.4464 | 23.1434 | -0.11683 | 0 | 0.48567 | 0 | 1.7286 | 0.20051
2025_06_05 Hr 02 | 0 | 0 | 0 | 0 | 0 | 0 | 0 | 0 | 0 | 0 | 0 | 0.024893 | 0.78 | 0.021862 | 1.2773 | 1.2773 | 4.243 | 0 | 0.0052034 | 0.003872 | 0.023281 | 0.085287 | 0 | 0.011212 | 0.015969 | 0.67057 | 0 | 3.205 | 2.1271 | 0 | 0.33018 | 0.83819 | 0 | 0 | 0 | 0 | -21.2028 | 0.048579 | 0 | 0.0048048 | 0 | -0.12403 | 0 | 0 | 0 | 0 | 0 | 0 | 0 | 0 | 4.1088 | 0.043723 | 0.00013688 | 0 | 1.8827 | 0 | 0 | 0 | 1.7105 | 10.6733 | 1.2663 | 3.1569 | 0.15353 | 0.055921 | 0 | 0.63797 | 0.20824 | 3.7009 | 13.0007 | 23.6543 | -0.12403 | 0 | 0.48567 | 0 | 1.7286 | 0.19865
2025_06_05 Hr 03 | 0 | 0 | 0 | 0 | 0 | 0 | 0 | 0 | 0 | 0 | 0 | 0.024893 | 1.65 | 0.046353 | 1.2773 | 1.2773 | 4.243 | 0 | 0.0052034 | 0.003872 | 0.023281 | 0.085287 | 0 | 0.011212 | 0.015969 | 0.79954 | 0 | 3.205 | 2.1271 | 0 | 0.33018 | 0.83819 | 0 | 0 | 0 | 0 | -22.5057 | 0.048579 | 0 | 0.0048159 | 0 | -0.12432 | 0 | 0 | 0 | 0 | 0 | 0 | 0 | 0 | 4.1741 | 0.043723 | 0.00013688 | 0 | 1.8827 | 0 | 0 | 0 | 1.6191 | 10.8022 | 1.2663 | 3.1569 | 0.15353 | 0.055921 | 0 | 0.63797 | 0.20824 | 3.7009 | 12.6917 | 24.5195 | -0.12432 | 0 | 0.48567 | 0 | 1.7286 | 0.19546
2025_06_05 Hr 04 | 0 | 0 | 0 | 0 | 0 | 0 | 0 | 0 | 0 | 0 | 0 | 0.024893 | 1.74 | 0.04226 | 1.2773 | 1.2773 | 4.243 | 0 | 0.0052034 | 0.003872 | 0.023281 | 0.085287 | 0 | 0.011212 | 0.015969 | 0.7527 | 0 | 3.205 | 2.1271 | 0 | 0.33018 | 0.83819 | 0 | 0 | 0 | 0 | -20.3401 | 0.048579 | 0 | 0.0041635 | 0 | -0.10719 | 0 | 0 | 0 | 0 | 0 | 0 | 0 | 0 | 4.0435 | 0.043723 | 0.00013688 | 0 | 1.8827 | 0 | 0 | 0 | 1.3493 | 10.7554 | 1.2663 | 3.1569 | 0.15353 | 0.055921 | 0 | 0.63797 | 0.20824 | 3.7009 | 14.5145 | 24.2064 | -0.10719 | 0 | 0.48567 | 0 | 1.7286 | 0.19693
2025_06_05 Hr 05 | 0 | 0 | 0 | 0 | 0 | 0 | 0 | 0 | 0 | 0 | 0 | 0.024893 | 1.17 | 0.031331 | 1.2773 | 1.2773 | 4.243 | 0 | 0.0052034 | 0.003872 | 0.023281 | 0.085287 | 0 | 0.011212 | 0.015969 | 0.79453 | 0 | 3.205 | 2.1271 | 0 | 0.33018 | 0.83819 | 0 | 0 | 0 | 0 | -21.4219 | 0.048579 | 0 | 0.0045907 | 0 | -0.11841 | 0 | 0 | 0 | 0 | 0 | 0 | 0 | 0 | 3.6297 | 0.043723 | 0.00013688 | 0 | 1.8827 | 0 | 0 | 0 | 0.90096 | 10.7972 | 1.2663 | 3.1569 | 0.15353 | 0.055921 | 0 | 0.63797 | 0.20824 | 3.7009 | 12.0218 | 22.7649 | -0.11841 | 0 | 0.48567 | 0 | 1.7286 | 0.19851
2025_06_05 Hr 06 | 0.022813 | 0 | 0 | 0 | 0 | 0 | 0 | 0 | 0 | 0 | 0 | 0.024893 | 1.11 | 0.031709 | 1.2773 | 1.2773 | 4.243 | 0 | 0.0052034 | 0.003872 | 0.023281 | 0.085287 | 0 | 0.011212 | 0.015969 | 0.79954 | 0 | 3.205 | 2.1271 | 0 | 0.33018 | 0.83819 | 0 | 0 | 0 | 0 | -22.6287 | 0.048579 | 0 | 0.0048971 | 0 | -0.12645 | 0 | 0 | 0 | 0 | 0 | 0 | 0 | 0 | 3.4264 | 0.043723 | 0.00013688 | 0 | 1.8827 | 0 | 0 | 0 | 1.2927 | 10.8022 | 1.2663 | 3.1569 | 0.15353 | 0.055921 | -0.022813 | 0.63797 | 0.20824 | 3.7009 | 10.9444 | 22.92 | -0.14926 | 0 | 0.48567 | 0 | 1.7286 | 0.20196
2025_06_05 Hr 07 | 0.15853 | 9.8288e-07 | 0 | 0 | 0 | 0 | 0 | 0 | 0 | 0 | 0 | 0.024893 | 0.78 | 0.023851 | 1.2773 | 1.2773 | 4.0921 | 0 | 0.0052034 | 0.003872 | 0.023281 | 0.085287 | 0 | 0.011212 | 0.015969 | 0.79954 | 0 | 3.1394 | 2.1271 | 0 | 0.32182 | 0.83819 | 0 | 0 | 0 | 0 | -20.9845 | 0.048579 | 0 | 0.005242 | 0 | -0.1355 | 0 | 0 | 0 | 0 | 0 | 0 | 0 | 0 | 3.1506 | 0.043723 | 0.00013688 | 0 | 1.8827 | 0 | 0 | 0 | 1.2317 | 10.5857 | 1.2663 | 3.1569 | 0.15353 | 0.055921 | -0.15853 | 0.63797 | 0.20824 | 3.7009 | 11.6831 | 22.376 | -0.29403 | 0 | 0.48567 | 0 | 1.7286 | 0.20527
2025_06_05 Hr 08 | 0.34081 | 1.3167e-05 | 0 | 0 | 0 | 0 | 0 | 0 | 0 | 0 | 0 | 0.024893 | 0.33 | 0.012289 | 1.2773 | 1.2773 | 4.0921 | 0 | 0.0052034 | 0.003872 | 0.023281 | 0.085287 | 0 | 0.011212 | 0.015969 | 0.79954 | 0 | 3.1394 | 2.1271 | 0 | 0.32182 | 0.83819 | 0 | 0 | 0 | 0 | -24.7684 | 0.048579 | 0 | 0.0063841 | 0 | -0.16548 | 0 | 0 | 0 | 0 | 0 | 0 | 0 | 0 | 2.8094 | 0.043723 | 0.00013688 | 0 | 1.8827 | 0 | 0 | 0 | 0.96189 | 10.5857 | 1.2663 | 3.1569 | 0.15353 | 0.055921 | -0.34081 | 0.63797 | 0.20824 | 3.7009 | 6.8041 | 21.4931 | -0.50629 | 0 | 0.48567 | 0 | 1.7286 | 0.21263
2025_06_05 Hr 09 | 0.45444 | 7.723e-05 | 0 | 0 | 0 | 0 | 0 | 0 | 0 | 0 | 0 | 0.024893 | 1.05 | 0.037937 | 1.2773 | 1.2773 | 4.0921 | 0 | 0.0052034 | 0.003872 | 0.023281 | 0.085287 | 0 | 0.011212 | 0.015969 | 0.79954 | 0 | 3.1394 | 2.1271 | 0 | 0.32182 | 0.83819 | 0 | 0 | 0 | 0 | -27.0175 | 0.048579 | 0 | 0.0061939 | 0 | -0.16049 | 0 | 0 | 0 | 0 | 0 | 0 | 0 | 0 | 2.8747 | 0.043723 | 0.00013688 | 0 | 1.8827 | 0 | 0 | 0 | 1.3493 | 10.5857 | 1.2663 | 3.1569 | 0.15353 | 0.055921 | -0.45444 | 0.63797 | 0.20824 | 3.7009 | 5.762 | 22.8087 | -0.61492 | 0 | 0.48567 | 0 | 1.7286 | 0.21624
2025_06_05 Hr 10 | 0.40867 | 0.00025041 | 0 | 0 | 0 | 0 | 0 | 0 | 0 | 0 | 0 | 0.024893 | 0.84 | 0.036972 | 1.2773 | 1.2773 | 4.0921 | 0 | 0.0052034 | 0.003872 | 0.023281 | 0.085287 | 0 | 0.011212 | 0.015969 | 0.79954 | 0 | 3.1394 | 2.1271 | 0 | 0.32182 | 0.83819 | 0 | 0 | 0 | 0 | -32.344 | 0.048579 | 0 | 0.0075453 | 0 | -0.19597 | 0 | 0 | 0 | 0 | 0 | 0 | 0 | 0 | 3.1506 | 0.043723 | 0.00013688 | 0 | 1.8827 | 0 | 0 | 0 | 2.3416 | 10.5857 | 1.2663 | 3.1569 | 0.15353 | 0.055921 | -0.40867 | 0.63797 | 0.20824 | 3.7009 | 1.458 | 23.8209 | -0.60463 | 0 | 0.48567 | 0 | 1.7286 | 0.21677
2025_06_05 Hr 11 | 0.49955 | 0.00041839 | 0 | 0 | 0 | 0 | 0 | 0 | 0 | 0 | 0 | 0.024893 | 0.78 | 0.037191 | 1.2773 | 1.2773 | 4.0921 | 0 | 0.0052034 | 0.003872 | 0.023281 | 0.085287 | 0 | 0.011212 | 0.015969 | 0.79954 | 0 | 3.1394 | 2.1271 | 0 | 0.32182 | 0.83819 | 0 | 0 | 0 | 0 | -32.5139 | 0.048579 | 0 | 0.0081737 | 0 | -0.21246 | 0 | 0 | 0 | 0 | 0 | 0 | 0 | 0 | 2.9473 | 0.043723 | 0.00013688 | 0 | 1.8827 | 0 | 0 | 0 | 2.433 | 10.5857 | 1.2663 | 3.1569 | 0.15353 | 0.055921 | -0.49955 | 0.63797 | 0.20824 | 3.7009 | 1.0985 | 23.7387 | -0.71201 | 0 | 0.48567 | 0 | 1.7286 | 0.21519
2025_06_05 Hr 12 | 0.54496 | 0.00066638 | 0 | 0 | 0 | 0 | 0 | 0 | 0 | 0 | 0 | 0.024893 | 1.08 | 0.064433 | 1.2773 | 1.2773 | 4.0921 | 0 | 0.0052034 | 0.003872 | 0.023281 | 0.085287 | 0 | 0.011212 | 0.015969 | 0.79954 | 0 | 3.1394 | 2.1271 | 0 | 0.32182 | 0.83819 | 0 | 0 | 0 | 0 | -40.4943 | 0.048579 | 0 | 0.010227 | 0 | -0.26637 | 0 | 0 | 0 | 0 | 0 | 0 | 0 | 0 | 2.7368 | 0.043723 | 0.00013688 | 0 | 1.8827 | 0 | 0 | 0 | 2.3416 | 10.5857 | 1.2663 | 3.1569 | 0.15353 | 0.055921 | -0.54496 | 0.63797 | 0.20824 | 3.7009 | -6.9079 | 23.812 | -0.81133 | 0 | 0.48567 | 0 | 1.7286 | 0.21745
2025_06_05 Hr 13 | 0.52215 | 0.00064833 | 0 | 0 | 0 | 0 | 0 | 0 | 0 | 0 | 0 | 0.024893 | 0.96 | 0.049586 | 1.2773 | 1.2773 | 4.0921 | 0 | 0.0052034 | 0.003872 | 0.023281 | 0.085287 | 0 | 0.011212 | 0.015969 | 0.79954 | 0 | 3.1394 | 2.1271 | 0 | 0.32182 | 0.83819 | 0 | 0 | 0 | 0 | -31.4052 | 0.048579 | 0 | 0.0088547 | 0 | -0.23034 | 0 | 0 | 0 | 0 | 0 | 0 | 0 | 0 | 2.5989 | 0.043723 | 0.00013688 | 0 | 1.8827 | 0 | 0 | 0 | 1.8629 | 10.5857 | 1.2663 | 3.1569 | 0.15353 | 0.055921 | -0.52215 | 0.63797 | 0.20824 | 3.7009 | 1.469 | 23.041 | -0.75248 | 0 | 0.48567 | 0 | 1.7286 | 0.22083
2025_06_05 Hr 14 | 0.45429 | 0.00061538 | 0 | 0 | 0 | 0 | 0 | 0 | 0 | 0 | 0 | 0.024893 | 0.78 | 0.039611 | 1.2773 | 1.2773 | 4.0921 | 0 | 0.0052034 | 0.003872 | 0.023281 | 0.085287 | 0 | 0.011212 | 0.015969 | 0.79954 | 0 | 3.1394 | 2.1271 | 0 | 0.32182 | 0.83819 | 0 | 0 | 0 | 0 | -27.7552 | 0.048579 | 0 | 0.0080003 | 0 | -0.22642 | 0 | 0 | 0 | 0 | 0 | 0 | 0 | 0 | 2.3956 | 0.043723 | 0.00013688 | 0 | 1.8827 | 0 | 1.4314 | 0 | 1.4407 | 10.8549 | 1.2663 | 3.1569 | 0.15353 | 0.055921 | -0.45429 | 0.63797 | 0.20824 | 3.7009 | 4.5769 | 22.158 | -0.68071 | 0 | 0.48567 | 0 | 1.7286 | 0.22112
2025_06_05 Hr 15 | 0.40881 | 0.00061046 | 0 | 0.060286 | 0.060273 | 0.060019 | 0.060279 | 0.060285 | 0.060309 | 0 | 0 | 0.024893 | 0.6 | 0.029407 | 1.2773 | 1.2773 | 4.0921 | 0 | 0.0052034 | 0.003872 | 0.023281 | 0.085287 | 0 | 0.011212 | 0.015969 | 0.79954 | 0 | 3.1394 | 2.1271 | 0 | 0.32182 | 0.83819 | 0 | 0 | 0 | 0 | -27.1005 | 0.048579 | 0 | 0.004043 | 0 | -0.21845 | 0 | 0 | 0 | 0 | 0 | 0 | 0 | 0 | 2.5989 | 0.043723 | 0.00013688 | 0 | 1.8827 | 0 | 1.63 | 0 | 1.9804 | 12.5771 | 1.2663 | 3.1569 | 0.15353 | 0.055921 | -0.40881 | 0.63797 | 0.20824 | 3.7009 | 7.515 | 22.6657 | -0.62726 | 0 | 0.48567 | 0 | 1.7286 | 0.22155
2025_06_05 Hr 16 | 0.27223 | 0.0004454 | 0 | 0.12054 | 0.12054 | 0.12004 | 0.12056 | 0.12057 | 0.12062 | 0 | 0 | 0.024893 | 0.51 | 0.030726 | 1.2773 | 1.2773 | 4.0921 | 0 | 0.0052034 | 0.003872 | 0.023281 | 0.085287 | 0 | 0.011212 | 0.015969 | 0.79954 | 0 | 3.1394 | 2.1271 | 0 | 0.32182 | 0.83819 | 0 | 0 | 0 | 0 | -33.1398 | 0.048579 | 0 | 0.0032275 | 0 | -0.26901 | 0 | 0 | 0 | 0 | 0 | 0 | 0 | 0 | 2.5989 | 0.043723 | 0.00013688 | 0 | 1.8827 | 0 | 1.63 | 0 | 2.5201 | 12.9385 | 1.2663 | 3.1569 | 0.15353 | 0.055921 | -0.27223 | 0.63797 | 0.20824 | 3.7009 | 2.2368 | 22.9792 | -0.54124 | 0 | 0.48567 | 0 | 1.7286 | 0.22084
2025_06_05 Hr 17 | 0.31807 | 0.00040384 | 0 | 0.12054 | 0.12054 | 0.12004 | 0.12056 | 0.12057 | 0.12062 | 0 | 0 | 0.024893 | 0.45 | 0.027989 | 1.2773 | 1.2773 | 4.0921 | 0 | 0.0052034 | 0.003872 | 0.023281 | 0.085287 | 0 | 0.011212 | 0.015969 | 0.79954 | 0 | 3.1394 | 2.1271 | 0 | 0.32182 | 0.83819 | 0 | 0 | 0 | 0 | -39.8946 | 0.048579 | 0 | 0.003332 | 0 | -0.27779 | 0 | 0 | 0 | 0 | 0 | 0 | 0 | 0 | 2.4682 | 0.043723 | 0.00013688 | 0 | 1.8827 | 0 | 1.63 | 0 | 2.6115 | 12.9385 | 1.2663 | 3.1569 | 0.15353 | 0.055921 | -0.31807 | 0.63797 | 0.20824 | 3.7009 | -4.6283 | 22.9237 | -0.59586 | 0 | 0.48567 | 0 | 1.7286 | 0.22147
2025_06_05 Hr 18 | 0.11348 | 0.0002398 | 0 | 0.12054 | 0.12054 | 0.12004 | 0.12056 | 0.12057 | 0.12062 | 0 | 0 | 0.024893 | 0.21 | 0.013623 | 1.2773 | 1.2773 | 4.0921 | 0 | 0.0052034 | 0.003872 | 0.023281 | 0.085287 | 0 | 0.011212 | 0.015969 | 0.79954 | 0 | 3.1394 | 2.1271 | 0 | 0.32182 | 0.83819 | 0 | 0 | 0 | 0 | -48.8592 | 0.048579 | 0 | 0.0034753 | 0 | -0.28983 | 0 | 0 | 0 | 0 | 0 | 0 | 0 | 0 | 2.3303 | 0.043723 | 0.00013688 | 0 | 1.8827 | 0 | 1.63 | 0 | 2.6724 | 12.9385 | 1.2663 | 3.1569 | 0.15353 | 0.055921 | -0.11348 | 0.63797 | 0.20824 | 3.7009 | -13.9349 | 22.389 | -0.40331 | 0 | 0.48567 | 0 | 1.7286 | 0.22293
2025_06_05 Hr 19 | 0.022885 | 8.9275e-05 | 0 | 0.12054 | 0.12054 | 0.12004 | 0.12056 | 0.12057 | 0.12062 | 0 | 0 | 0.024893 | 0.09 | 0.0043473 | 1.2773 | 1.2773 | 4.0921 | 0 | 0.0052034 | 0.003872 | 0.023281 | 0.085287 | 0 | 0.011212 | 0.015969 | 0.79954 | 0 | 3.1394 | 2.1271 | 0 | 0.32182 | 0.83819 | 0 | 0 | 0 | 0 | -36.9502 | 0.048579 | 0 | 0.0025877 | 0 | -0.21526 | 0 | 0 | 0 | 0 | 0 | 0 | 0 | 0 | 2.1197 | 0.043723 | 0.00013688 | 0 | 1.8827 | 0 | 1.63 | 0 | 2.6115 | 12.9385 | 1.2663 | 3.1569 | 0.15353 | 0.055921 | -0.022885 | 0.63797 | 0.20824 | 3.7009 | -2.3559 | 21.8939 | -0.23815 | 0 | 0.48567 | 0 | 1.7286 | 0.2193
2025_06_05 Hr 20 | 0.022667 | 3.4078e-05 | 0 | 0.12054 | 0.12054 | 0.12004 | 0.12056 | 0.12057 | 0.12062 | 0 | 0 | 0.024893 | 0 | 0 | 1.2773 | 1.2773 | 4.0921 | 0 | 0.0052034 | 0.003872 | 0.023281 | 0.085287 | 0 | 0.011212 | 0.015969 | 0.79954 | 0 | 3.1394 | 2.1271 | 0 | 0.32182 | 0.83819 | 0 | 0 | 0 | 0 | -32.5626 | 0.048579 | 0 | 0.0021433 | 0 | -0.17794 | 0 | 0 | 0 | 0 | 0 | 0 | 0 | 0 | 2.4682 | 0.043723 | 0.00013688 | 0 | 1.8827 | 0 | 1.5017 | 0 | 2.5201 | 12.8102 | 1.2663 | 3.1569 | 0.15353 | 0.055921 | -0.022667 | 0.63797 | 0.20824 | 3.7009 | 2.103 | 22.056 | -0.2006 | 0 | 0.48567 | 0 | 1.7286 | 0.21894
2025_06_05 Hr 21 | 0 | 7.2929e-07 | 0 | 0 | 0 | 0 | 0 | 0 | 0 | 0 | 0 | 0.024893 | 0 | 0 | 1.2773 | 1.2773 | 4.0921 | 0 | 0.0052034 | 0.003872 | 0.023281 | 0.085287 | 0 | 0.011212 | 0.015969 | 0.79954 | 0 | 3.1394 | 2.1271 | 0 | 0.32182 | 0.83819 | 0 | 0 | 0 | 0 | -36.9968 | 0.048579 | 0 | 0.0053481 | 0 | -0.2021 | 0 | 0 | 0 | 0 | 0 | 0 | 0 | 0 | 2.3956 | 0.043723 | 0.00013688 | 0 | 1.8827 | 0 | 1.6129 | 0 | 2.4635 | 12.1986 | 1.2663 | 3.1569 | 0.15353 | 0.055921 | 0 | 0.63797 | 0.20824 | 3.7009 | -3.0968 | 21.9035 | -0.2021 | 0 | 0.48567 | 0 | 1.7286 | 0.21836
2025_06_05 Hr 22 | 0 | 0 | 0 | 0 | 0 | 0 | 0 | 0 | 0 | 0 | 0 | 0.024893 | 0.03 | 0.0012569 | 1.2773 | 1.2773 | 4.0921 | 0 | 0.0052034 | 0.003872 | 0.023281 | 0.085287 | 0 | 0.011212 | 0.015969 | 0.79954 | 0 | 3.1394 | 2.1271 | 0 | 0.32182 | 0.83819 | 0 | 0 | 0 | 0 | -33.8288 | 0.048579 | 0 | 0.0049376 | 0 | -0.18643 | 0 | 0 | 0 | 0 | 0 | 0 | 0 | 0 | 2.9473 | 0.043723 | 0.00013688 | 0 | 1.8827 | 0 | 1.5558 | 0 | 1.8019 | 12.1415 | 1.2663 | 3.1569 | 0.15353 | 0.055921 | 0 | 0.63797 | 0.20824 | 3.7009 | -0.049503 | 21.8242 | -0.18643 | 0 | 0.48567 | 0 | 1.7286 | 0.21768
2025_06_05 Hr 23 | 0 | 0 | 0 | 0 | 0 | 0 | 0 | 0 | 0 | 0 | 0 | 0.024893 | 0.09 | 0.0039994 | 1.2773 | 1.2773 | 4.243 | 0 | 0.0052034 | 0.003872 | 0.023281 | 0.085287 | 0 | 0.011212 | 0.015969 | 0.79954 | 0 | 3.205 | 2.1271 | 0 | 0.33018 | 0.83819 | 0 | 0 | 0 | 0 | -38.4045 | 0.048579 | 0 | 0.0052373 | 0 | -0.19787 | 0 | 0 | 0 | 0 | 0 | 0 | 0 | 0 | 2.9473 | 0.043723 | 0.00013688 | 0 | 1.8827 | 0 | 1.6257 | 0 | 1.9804 | 12.4279 | 1.2663 | 3.1569 | 0.15353 | 0.055921 | 0 | 0.63797 | 0.20824 | 3.7009 | -4.1049 | 22.0696 | -0.19787 | 0 | 0.48567 | 0 | 1.7286 | 0.21346
2025_06_05 Hr 24 | 0 | 0 | 0 | 0 | 0 | 0 | 0 | 0 | 0 | 0 | 0 | 0.024893 | 0.33 | 0.011991 | 1.2773 | 1.2773 | 4.243 | 0 | 0.0052034 | 0.003872 | 0.023281 | 0.085287 | 0 | 0.011212 | 0.015969 | 0.79954 | 0 | 3.205 | 2.1271 | 0 | 0.33018 | 0.83819 | 0 | 0 | 0 | 0 | -31.2021 | 0.048579 | 0 | 0.0042824 | 0 | -0.16141 | 0 | 0 | 0 | 0 | 0 | 0 | 0 | 0 | 2.8747 | 0.043723 | 0.00013688 | 0 | 1.8827 | 0 | 1.4661 | 0 | 2.433 | 12.2684 | 1.2663 | 3.1569 | 0.15353 | 0.055921 | 0 | 0.63797 | 0.20824 | 3.7009 | 3.5952 | 22.6903 | -0.16141 | 0 | 0.48567 | 0 | 1.7286 | 0.20617
2025_06_06 Hr 01 | 0 | 0 | 0 | 0 | 0 | 0 | 0 | 0 | 0 | 0 | 0 | 0.024893 | 0.72 | 0.025393 | 1.2773 | 1.2773 | 3.7306 | 0 | 0.0052034 | 0.003872 | 0.023281 | 0.085287 | 0 | 0.011212 | 0.015969 | 0.79954 | 0 | 2.8176 | 2.1271 | 0 | 0.33018 | 0.83819 | 0 | 0 | 0 | 0 | -31.5489 | 0.048579 | 0 | 0.0041566 | 0 | -0.15661 | 0 | 0 | 0 | 0 | 0 | 0 | 0 | 0 | 3.3538 | 0.043723 | 0.00013688 | 0 | 1.8827 | 0 | 1.4597 | 0 | 2.4635 | 11.3621 | 1.2663 | 3.1569 | 0.15353 | 0.055921 | 0 | 0.63797 | 0.20824 | 3.7009 | 3.2548 | 23.5982 | -0.15661 | 0 | 0.48567 | 0 | 1.7286 | 0.20105
2025_06_06 Hr 02 | 0 | 0 | 0 | 0 | 0 | 0 | 0 | 0 | 0 | 0 | 0 | 0.024893 | 1.89 | 0.066262 | 1.2773 | 1.2773 | 3.7306 | 0 | 0.0052034 | 0.003872 | 0.023281 | 0.085287 | 0 | 0.011212 | 0.015969 | 0.79954 | 0 | 2.8176 | 2.1271 | 0 | 0.33018 | 0.83819 | 0 | 0 | 0 | 0 | -33.5972 | 0.048579 | 0 | 0.004132 | 0 | -0.15567 | 0 | 0 | 0 | 0 | 0 | 0 | 0 | 0 | 3.1506 | 0.043723 | 0.00013688 | 0 | 1.8827 | 0 | 1.4416 | 0 | 2.2502 | 11.344 | 1.2663 | 3.1569 | 0.15353 | 0.055921 | 0 | 0.63797 | 0.20824 | 3.7009 | 1.9831 | 24.3919 | -0.15567 | 0 | 0.48567 | 0 | 1.7286 | 0.20038
2025_06_06 Hr 03 | 0 | 0 | 0 | 0 | 0 | 0 | 0 | 0 | 0 | 0 | 0 | 0.024893 | 2.28 | 0.078598 | 1.2773 | 1.2773 | 3.7306 | 0 | 0.0052034 | 0.003872 | 0.023281 | 0.085287 | 0 | 0.011212 | 0.015969 | 0.79954 | 0 | 2.8176 | 2.1271 | 0 | 0.33018 | 0.83819 | 0 | 0 | 0 | 0 | -32.6502 | 0.048579 | 0 | 0.0040629 | 0 | -0.15303 | 0 | 0 | 0 | 0 | 0 | 0 | 0 | 0 | 3.2159 | 0.043723 | 0.00013688 | 0 | 1.8827 | 0 | 1.4597 | 0 | 1.8629 | 11.3621 | 1.2663 | 3.1569 | 0.15353 | 0.055921 | 0 | 0.63797 | 0.20824 | 3.7009 | 3.0291 | 24.4702 | -0.15303 | 0 | 0.48567 | 0 | 1.7286 | 0.19838
2025_06_06 Hr 04 | 0 | 0 | 0 | 0 | 0 | 0 | 0 | 0 | 0 | 0 | 0 | 0.024893 | 2.46 | 0.084407 | 1.2773 | 1.2773 | 3.7306 | 0 | 0.0052034 | 0.003872 | 0.023281 | 0.085287 | 0 | 0.011212 | 0.015969 | 0.79954 | 0 | 2.8176 | 2.1271 | 0 | 0.33018 | 0.83819 | 0 | 0 | 0 | 0 | -34.3262 | 0.048579 | 0 | 0.0040439 | 0 | -0.1523 | 0 | 0 | 0 | 0 | 0 | 0 | 0 | 0 | 3.695 | 0.043723 | 0.00013688 | 0 | 1.8827 | 0 | 1.4722 | 0 | 2.4896 | 11.3746 | 1.2663 | 3.1569 | 0.15353 | 0.055921 | 0 | 0.63797 | 0.20824 | 3.7009 | 2.6589 | 25.7628 | -0.1523 | 0 | 0.48567 | 0 | 1.7286 | 0.19934
2025_06_06 Hr 05 | 0 | 0 | 0 | 0 | 0 | 0 | 0 | 0 | 0 | 0 | 0 | 0.024893 | 2.34 | 0.079046 | 1.2773 | 1.2773 | 3.7306 | 0 | 0.0052034 | 0.003872 | 0.023281 | 0.085287 | 0 | 0.011212 | 0.015969 | 0.79954 | 0 | 2.8176 | 2.1271 | 0 | 0.33018 | 0.83819 | 0 | 0 | 0 | 0 | -32.8476 | 0.048579 | 0 | 0.0039813 | 0 | -0.14991 | 0 | 0 | 0 | 0 | 0 | 0 | 0 | 0 | 2.8747 | 0.043723 | 0.00013688 | 0 | 1.8827 | 0 | 1.3375 | 0 | 2.2198 | 11.24 | 1.2663 | 3.1569 | 0.15353 | 0.055921 | 0 | 0.63797 | 0.20824 | 3.7009 | 2.7921 | 24.5497 | -0.14991 | 0 | 0.48567 | 0 | 1.7286 | 0.20172
2025_06_06 Hr 06 | 0 | 0 | 0 | 0 | 0 | 0 | 0 | 0 | 0 | 0 | 0 | 0.024893 | 2.28 | 0.099541 | 1.2773 | 1.2773 | 3.7306 | 0 | 0.0052034 | 0.003872 | 0.023281 | 0.085287 | 0 | 0.011212 | 0.015969 | 0.79954 | 0 | 2.8176 | 2.1271 | 0 | 0.33018 | 0.83819 | 0 | 0 | 0 | 0 | -42.8835 | 0.048579 | 0 | 0.0051454 | 0 | -0.19436 | 0 | 0 | 0 | 0 | 0 | 0 | 0 | 0 | 2.1923 | 0.043723 | 0.00013688 | 0 | 1.8827 | 0 | 1.4722 | 0 | 2.433 | 11.3746 | 1.2663 | 3.1569 | 0.15353 | 0.055921 | 0 | 0.63797 | 0.20824 | 3.7009 | -7.6558 | 24.0474 | -0.19436 | 0 | 0.48567 | 0 | 1.7286 | 0.20809
2025_06_06 Hr 07 | 0.22638 | 0 | 0 | 0 | 0 | 0 | 0 | 0 | 0 | 0 | 0 | 0.024893 | 2.04 | 0.086331 | 1.2773 | 1.2773 | 3.5979 | 0 | 0.0052034 | 0.003872 | 0.023281 | 0.085287 | 0 | 0.011212 | 0.015969 | 0.79954 | 0 | 2.7599 | 2.1271 | 0 | 0.32182 | 0.83819 | 0 | 0 | 0 | 0 | -37.729 | 0.048579 | 0 | 0.0072547 | 0 | -0.18834 | 0 | 0 | 0 | 0 | 0 | 0 | 0 | 0 | 1.9165 | 0.043723 | 0.00013688 | 0 | 1.8827 | 0 | 0 | 0 | 1.8019 | 9.712 | 1.2663 | 3.1569 | 0.15353 | 0.055921 | -0.22638 | 0.63797 | 0.20824 | 3.7009 | -5.3166 | 23.1151 | -0.41472 | 0 | 0.48567 | 0 | 1.7286 | 0.21795
2025_06_06 Hr 08 | 0.52215 | 6.5345e-07 | 0 | 0 | 0 | 0 | 0 | 0 | 0 | 0 | 0 | 0.024893 | 1.62 | 0.065868 | 1.2773 | 1.2773 | 3.5979 | 0 | 0.0052034 | 0.003872 | 0.023281 | 0.085287 | 0 | 0.011212 | 0.015969 | 0.79954 | 0 | 2.7599 | 2.1271 | 0 | 0.32182 | 0.83819 | 0 | 0 | 0 | 0 | -33.446 | 0.048579 | 0 | 0.0069701 | 0 | -0.18087 | 0 | 0 | 0 | 0 | 0 | 0 | 0 | 0 | 1.5753 | 0.043723 | 0.00013688 | 0 | 1.8827 | 0 | 0 | 0 | 0.99236 | 9.712 | 1.2663 | 3.1569 | 0.15353 | 0.055921 | -0.52215 | 0.63797 | 0.20824 | 3.7009 | -2.6117 | 21.8253 | -0.70301 | 0 | 0.48567 | 0 | 1.7286 | 0.22357
2025_06_06 Hr 09 | 0.56741 | 1.1743e-05 | 0 | 0 | 0 | 0 | 0 | 0 | 0 | 0 | 0 | 0.024893 | 2.34 | 0.081418 | 1.2773 | 1.2773 | 3.5979 | 0 | 0.0052034 | 0.003872 | 0.023281 | 0.085287 | 0 | 0.011212 | 0.015969 | 0.79954 | 0 | 2.7599 | 2.1271 | 0 | 0.32182 | 0.83819 | 0 | 0 | 0 | 0 | -27.9577 | 0.048579 | 0 | 0.0059647 | 0 | -0.15447 | 0 | 0 | 0 | 0 | 0 | 0 | 0 | 0 | 1.372 | 0.043723 | 0.00013688 | 0 | 1.8827 | 0 | 0 | 0 | 0.96189 | 9.712 | 1.2663 | 3.1569 | 0.15353 | 0.055921 | -0.56741 | 0.63797 | 0.20824 | 3.7009 | 3.4046 | 22.3721 | -0.72188 | 0 | 0.48567 | 0 | 1.7286 | 0.22328
2025_06_06 Hr 10 | 0.63091 | 3.9418e-05 | 0 | 0 | 0 | 0 | 0 | 0 | 0 | 0 | 0 | 0.024893 | 2.31 | 0.076563 | 1.2773 | 1.2773 | 3.5979 | 0 | 0.0052034 | 0.003872 | 0.023281 | 0.085287 | 0 | 0.011212 | 0.015969 | 0.79954 | 0 | 2.7599 | 2.1271 | 0 | 0.32182 | 0.83819 | 0 | 0 | 0 | 0 | -26.0587 | 0.048579 | 0 | 0.0056819 | 0 | -0.14705 | 0 | 0 | 0 | 0 | 0 | 0 | 0 | 0 | 1.2341 | 0.043723 | 0.00013688 | 0 | 1.8827 | 0 | 0 | 0 | 0.90096 | 9.712 | 1.2663 | 3.1569 | 0.15353 | 0.055921 | -0.63091 | 0.63797 | 0.20824 | 3.7009 | 5.0791 | 22.2037 | -0.77796 | 0 | 0.48567 | 0 | 1.7286 | 0.22504
2025_06_06 Hr 11 | 0.63577 | 6.9662e-05 | 0 | 0 | 0 | 0 | 0 | 0 | 0 | 0 | 0 | 0.024893 | 1.8 | 0.054944 | 1.2773 | 1.2773 | 3.5979 | 0 | 0.0052034 | 0.003872 | 0.023281 | 0.085287 | 0 | 0.011212 | 0.015969 | 0.79954 | 0 | 2.7599 | 2.1271 | 0 | 0.32182 | 0.83819 | 0 | 0 | 0 | 0 | -22.4515 | 0.048579 | 0 | 0.0052328 | 0 | -0.13526 | 0 | 0 | 0 | 0 | 0 | 0 | 0 | 0 | 1.2341 | 0.043723 | 0.00013688 | 0 | 1.8827 | 0 | 0 | 0 | 0.80956 | 9.712 | 1.2663 | 3.1569 | 0.15353 | 0.055921 | -0.63577 | 0.63797 | 0.20824 | 3.7009 | 8.0731 | 21.5836 | -0.77104 | 0 | 0.48567 | 0 | 1.7286 | 0.22312
2025_06_06 Hr 12 | 0.65793 | 0.00012659 | 0 | 0 | 0 | 0 | 0 | 0 | 0 | 0 | 0 | 0.024893 | 1.44 | 0.045921 | 1.2773 | 1.2773 | 3.5979 | 0 | 0.0052034 | 0.003872 | 0.023281 | 0.085287 | 0 | 0.011212 | 0.015969 | 0.79954 | 0 | 2.7599 | 2.1271 | 0 | 0.32182 | 0.83819 | 0 | 0 | 0 | 0 | -23.1338 | 0.048579 | 0 | 0.0054668 | 0 | -0.1414 | 0 | 0 | 0 | 0 | 0 | 0 | 0 | 0 | 1.372 | 0.043723 | 0.00013688 | 0 | 1.8827 | 0 | 0 | 0 | 1.2317 | 9.712 | 1.2663 | 3.1569 | 0.15353 | 0.055921 | -0.65793 | 0.63797 | 0.20824 | 3.7009 | 7.5753 | 21.7964 | -0.79934 | 0 | 0.48567 | 0 | 1.7286 | 0.22262
2025_06_06 Hr 13 | 0.68082 | 0.00013148 | 0 | 0 | 0 | 0 | 0 | 0 | 0 | 0 | 0 | 0.024893 | 1.41 | 0.047664 | 1.2773 | 1.2773 | 3.5979 | 0 | 0.0052034 | 0.003872 | 0.023281 | 0.085287 | 0 | 0.011212 | 0.015969 | 0.79954 | 0 | 2.7599 | 2.1271 | 0 | 0.32182 | 0.83819 | 0 | 0 | 0 | 0 | -24.022 | 0.048579 | 0 | 0.0057951 | 0 | -0.15002 | 0 | 0 | 0 | 0 | 0 | 0 | 0 | 0 | 1.2994 | 0.043723 | 0.00013688 | 0 | 1.8827 | 0 | 0 | 0 | 1.4102 | 9.712 | 1.2663 | 3.1569 | 0.15353 | 0.055921 | -0.68082 | 0.63797 | 0.20824 | 3.7009 | 6.7557 | 21.8965 | -0.83084 | 0 | 0.48567 | 0 | 1.7286 | 0.22222
2025_06_06 Hr 14 | 0.72644 | 8.1177e-05 | 0 | 0 | 0 | 0 | 0 | 0 | 0 | 0 | 0 | 0.024893 | 1.41 | 0.036523 | 1.2773 | 1.2773 | 3.5979 | 0 | 0.0052034 | 0.003872 | 0.023281 | 0.085287 | 0 | 0.011212 | 0.015969 | 0.76441 | 0 | 2.7599 | 2.1271 | 0 | 0.32182 | 0.83819 | 0 | 0 | 0 | 0 | -18.0526 | 0.048579 | 0 | 0.0044405 | 0 | -0.11446 | 0 | 0 | 0 | 0 | 0 | 0 | 0 | 0 | 0.75498 | 0.043723 | 0.00013688 | 0 | 1.8827 | 0 | 0 | 0 | 1.3188 | 9.6769 | 1.2663 | 3.1569 | 0.15353 | 0.055921 | -0.72644 | 0.63797 | 0.20824 | 3.7009 | 12.0789 | 21.2956 | -0.84091 | 0 | 0.48567 | 0 | 1.7286 | 0.22267
2025_06_06 Hr 15 | 0.71315 | 0.00029279 | 0 | 0 | 0 | 0 | 0 | 0 | 0 | 0 | 0 | 0.024893 | 1.26 | 0.039039 | 1.2773 | 1.2773 | 3.5979 | 0 | 0.0052034 | 0.003872 | 0.023281 | 0.085287 | 0 | 0.011212 | 0.015969 | 0.79954 | 0 | 2.7599 | 2.1271 | 0 | 0.32182 | 0.83819 | 0 | 0 | 0 | 0 | -22.2283 | 0.048579 | 0 | 0.0036516 | 0 | -0.13733 | 0 | 0 | 0 | 0 | 0 | 0 | 0 | 0 | 0.8929 | 0.043723 | 0.00013688 | 0 | 1.8827 | 0 | 2.2431 | 0 | 1.1403 | 10.8366 | 1.2663 | 3.1569 | 0.15353 | 0.055921 | -0.71315 | 0.63797 | 0.20824 | 3.7009 | 8.85 | 21.0923 | -0.85047 | 0 | 0.48567 | 0 | 1.7286 | 0.22046
2025_06_06 Hr 16 | 0.74511 | 0.0002318 | 0 | 0.10597 | 0.10597 | 0.10553 | 0.10598 | 0.106 | 0.10604 | 0 | 0 | 0.024893 | 1.38 | 0.042529 | 1.2773 | 1.2773 | 3.5979 | 0 | 0.0052034 | 0.003872 | 0.023281 | 0.085287 | 0 | 0.011212 | 0.015969 | 0.7962 | 0.40118 | 2.7599 | 2.1271 | 0 | 0.32182 | 0.83819 | 0 | 0 | 0 | 0 | -23.8618 | 0.048579 | 0 | 0.001651 | 0 | -0.13658 | 0 | 0 | 0 | 0 | 0 | 0 | 0 | 0 | 1.2994 | 0.043723 | 0.00013688 | 0 | 1.8827 | 0 | 1.1898 | 0 | 0.96189 | 11.7855 | 1.2663 | 3.1569 | 0.15353 | 0.055921 | -0.74511 | 0.63797 | 0.20824 | 3.7009 | 8.5181 | 21.4761 | -0.8817 | 0 | 0.48567 | 0 | 1.7286 | 0.22083
2025_06_06 Hr 17 | 0.73945 | 0.00023488 | 0 | 0.10597 | 0.10597 | 0.10553 | 0.10598 | 0.106 | 0.10604 | 0 | 0 | 0.024893 | 1.65 | 0.054312 | 1.2773 | 1.2773 | 3.5979 | 0 | 0.0052034 | 0.003872 | 0.023281 | 0.085287 | 0 | 0.011212 | 0.015969 | 0.79954 | 0.25155 | 2.7599 | 2.1271 | 0 | 0.32182 | 0.83819 | 0 | 0 | 0 | 0 | -25.7415 | 0.048579 | 0 | 0.0017634 | 0 | -0.14602 | 0 | 0 | 0 | 0 | 0 | 0 | 0 | 0 | 1.7132 | 0.043723 | 0.00013688 | 0 | 1.8827 | 0 | 1.2374 | 0 | 1.3188 | 11.8364 | 1.2663 | 3.1569 | 0.15353 | 0.055921 | -0.73945 | 0.63797 | 0.20824 | 3.7009 | 7.7313 | 22.5218 | -0.88547 | 0 | 0.48567 | 0 | 1.7286 | 0.21977
2025_06_06 Hr 18 | 0.72245 | 0.00023023 | 0 | 0.10597 | 0.10597 | 0.10553 | 0.10598 | 0.106 | 0.10604 | 0 | 0 | 0.024893 | 1.77 | 0.058829 | 1.2773 | 1.2773 | 3.5979 | 0 | 0.0052034 | 0.003872 | 0.023281 | 0.085287 | 0 | 0.011212 | 0.015969 | 0.79954 | 0.25155 | 2.7599 | 2.1271 | 0 | 0.32182 | 0.83819 | 0 | 0 | 0 | 0 | -26.1267 | 0.048579 | 0 | 0.0017806 | 0 | -0.14747 | 0 | 0 | 0 | 0 | 0 | 0 | 0 | 0 | 1.4374 | 0.043723 | 0.00013688 | 0 | 1.8827 | 0 | 1.2198 | 0 | 1.3797 | 11.8188 | 1.2663 | 3.1569 | 0.15353 | 0.055921 | -0.72245 | 0.63797 | 0.20824 | 3.7009 | 7.2368 | 22.4147 | -0.86991 | 0 | 0.48567 | 0 | 1.7286 | 0.22
2025_06_06 Hr 19 | 0.65706 | 0.0001905 | 0 | 0.10597 | 0.10597 | 0.10553 | 0.10598 | 0.106 | 0.10604 | 0 | 0 | 0.024893 | 1.71 | 0.055532 | 1.2773 | 1.2773 | 3.5979 | 0 | 0.0052034 | 0.003872 | 0.023281 | 0.085287 | 0 | 0.011212 | 0.015969 | 0.79954 | 0.25155 | 2.7599 | 2.1271 | 0 | 0.32182 | 0.83819 | 0 | 0 | 0 | 0 | -25.3885 | 0.048579 | 0 | 0.0017397 | 0 | -0.14404 | 0 | 0 | 0 | 0 | 0 | 0 | 0 | 0 | 1.0962 | 0.043723 | 0.00013688 | 0 | 1.8827 | 0 | 1.2224 | 0 | 1.0489 | 11.8214 | 1.2663 | 3.1569 | 0.15353 | 0.055921 | -0.65706 | 0.63797 | 0.20824 | 3.7009 | 7.2444 | 21.6125 | -0.8011 | 0 | 0.48567 | 0 | 1.7286 | 0.21858
2025_06_06 Hr 20 | 0.13593 | 6.0052e-05 | 0 | 0.10597 | 0.10597 | 0.10553 | 0.10598 | 0.106 | 0.10604 | 0 | 0 | 0.024893 | 2.52 | 0.07782 | 1.2773 | 1.2773 | 3.5979 | 0 | 0.0052034 | 0.003872 | 0.023281 | 0.085287 | 0 | 0.011212 | 0.015969 | 0.79954 | 0 | 2.7599 | 2.1271 | 0 | 0.32182 | 0.83819 | 0 | 0 | 0 | 0 | -25.3518 | 0.048579 | 0 | 0.0016543 | 0 | -0.13686 | 0 | 0 | 0 | 0 | 0 | 0 | 0 | 0 | 1.2994 | 0.043723 | 0.00013688 | 0 | 1.8827 | 0 | 1.077 | 0 | 1.3493 | 11.4245 | 1.2663 | 3.1569 | 0.15353 | 0.055921 | -0.13593 | 0.63797 | 0.20824 | 3.7009 | 8.2243 | 22.4244 | -0.2728 | 0 | 0.48567 | 0 | 1.7286 | 0.2158
2025_06_06 Hr 21 | 0.022667 | 1.1043e-05 | 0 | 0.10597 | 0.10597 | 0.10553 | 0.10598 | 0.106 | 0.10604 | 0 | 0 | 0.024893 | 2.4 | 0.071697 | 1.2773 | 1.2773 | 3.5979 | 0 | 0.0052034 | 0.003872 | 0.023281 | 0.085287 | 0 | 0.011212 | 0.015969 | 0.79954 | 0 | 2.7599 | 2.1271 | 0 | 0.32182 | 0.83819 | 0 | 0 | 0 | 0 | -24.7457 | 0.048579 | 0 | 0.0016004 | 0 | -0.13233 | 0 | 0 | 0 | 0 | 0 | 0 | 0 | 0 | 1.7132 | 0.043723 | 0.00013688 | 0 | 1.8827 | 0 | 1.092 | 0 | 1.4407 | 11.4395 | 1.2663 | 3.1569 | 0.15353 | 0.055921 | -0.022667 | 0.63797 | 0.20824 | 3.7009 | 9.2299 | 22.6911 | -0.155 | 0 | 0.48567 | 0 | 1.7286 | 0.21682
2025_06_06 Hr 22 | 0 | 1.0277e-06 | 0 | 0.10597 | 0.10597 | 0.10553 | 0.10598 | 0.106 | 0.10604 | 0 | 0 | 0.024893 | 2.04 | 0.065222 | 1.2773 | 1.2773 | 3.5979 | 0 | 0.0052034 | 0.003872 | 0.023281 | 0.085287 | 0 | 0.011212 | 0.015969 | 0.79954 | 0 | 2.7599 | 2.1271 | 0 | 0.32182 | 0.83819 | 0 | 0 | 0 | 0 | -27.2607 | 0.048579 | 0 | 0.0017128 | 0 | -0.14177 | 0 | 0 | 0 | 0 | 0 | 0 | 0 | 0 | 2.1197 | 0.043723 | 0.00013688 | 0 | 1.8827 | 0 | 1.1572 | 0 | 1.5016 | 11.5047 | 1.2663 | 3.1569 | 0.15353 | 0.055921 | 0 | 0.63797 | 0.20824 | 3.7009 | 6.8716 | 22.7694 | -0.14177 | 0 | 0.48567 | 0 | 1.7286 | 0.21682
2025_06_06 Hr 23 | 0 | 0 | 0 | 0.10597 | 0.10597 | 0.10553 | 0.10598 | 0.106 | 0.10604 | 0 | 0 | 0.024893 | 0.75 | 0.025113 | 1.2773 | 1.2773 | 3.7306 | 0 | 0.0052034 | 0.003872 | 0.023281 | 0.085287 | 0 | 0.011212 | 0.015969 | 0.79954 | 0 | 2.8176 | 2.1271 | 0 | 0.33018 | 0.83819 | 0 | 0 | 0 | 0 | -29.1467 | 0.048579 | 0 | 0.0017938 | 0 | -0.14858 | 0 | 0 | 0 | 0 | 0 | 0 | 0 | 0 | 2.3956 | 0.043723 | 0.00013688 | 0 | 1.8827 | 0 | 1.2459 | 0 | 1.2622 | 11.7838 | 1.2663 | 3.1569 | 0.15353 | 0.055921 | 0 | 0.63797 | 0.20824 | 3.7009 | 3.9688 | 21.4803 | -0.14858 | 0 | 0.48567 | 0 | 1.7286 | 0.21296
2025_06_06 Hr 24 | 0 | 0 | 0 | 0.10597 | 0.10597 | 0.10553 | 0.10598 | 0.106 | 0.10604 | 0 | 0 | 0.024893 | 0.75 | 0.023033 | 1.2773 | 1.2773 | 3.7306 | 0 | 0.0052034 | 0.003872 | 0.023281 | 0.085287 | 0 | 0.011212 | 0.015969 | 0.79954 | 0 | 2.8176 | 2.1271 | 0 | 0.33018 | 0.83819 | 0 | 0 | 0 | 0 | -26.8546 | 0.048579 | 0 | 0.0016452 | 0 | -0.1361 | 0 | 0 | 0 | 0 | 0 | 0 | 0 | 0 | 2.5989 | 0.043723 | 0.00013688 | 0 | 1.8827 | 0 | 1.1848 | 0 | 1.0185 | 11.7227 | 1.2663 | 3.1569 | 0.15353 | 0.055921 | 0 | 0.63797 | 0.20824 | 3.7009 | 6.1638 | 21.4318 | -0.1361 | 0 | 0.48567 | 0 | 1.7286 | 0.20697
2025_06_07 Hr 01 | 0 | 0 | 0 | 0 | 0 | 0.099159 | 0 | 0 | 0 | 0 | 0 | 0.024893 | 1.35 | 0.049854 | 1.2742 | 1.2742 | 3.1581 | 0 | 0.0052034 | 0.003872 | 0.023281 | 0.085287 | 0 | 0.011212 | 0.015969 | 0.63596 | 0 | 2.5956 | 2.1271 | 0 | 0.32228 | 0.83819 | 0 | 0 | 0 | 0 | -26.5085 | 0.048579 | 0 | 0.0039567 | 0 | -0.16408 | 0 | 0 | 0 | 0 | 0 | 0 | 0 | 0 | 1.51 | 0.043723 | 0.00013688 | 0 | 1.8827 | 0 | 1.2738 | 0 | 1.1708 | 10.311 | 1.2663 | 3.1569 | 0.15353 | 0.055921 | 0 | 0.63797 | 0.20824 | 3.7009 | 4.7486 | 21.1102 | -0.16408 | 0 | 0.48567 | 0 | 1.7286 | 0.2031
2025_06_07 Hr 02 | 0 | 0 | 0 | 0 | 0 | 0 | 0 | 0 | 0 | 0 | 0 | 0.024893 | 1.68 | 0.071719 | 1.2773 | 1.2773 | 3.3227 | 0 | 0.0052034 | 0.003872 | 0.023281 | 0.085287 | 0 | 0.011212 | 0.015969 | 0.59975 | 0 | 2.6475 | 2.1271 | 0 | 0.33018 | 0.83819 | 0 | 0 | 0 | 0 | -29.6236 | 0.048579 | 0 | 0.0073183 | 0 | -0.19001 | 0 | 0 | 0 | 0 | 0 | 0 | 0 | 0 | 1.5753 | 0.043723 | 0.00013688 | 0 | 1.8827 | 0 | 0 | 0 | 1.4407 | 9.1246 | 1.2663 | 3.1569 | 0.15353 | 0.055921 | 0 | 0.63797 | 0.20824 | 3.7009 | 1.1146 | 21.8036 | -0.19001 | 0 | 0.48567 | 0 | 1.7286 | 0.20148
2025_06_07 Hr 03 | 0 | 0 | 0 | 0 | 0 | 0 | 0 | 0 | 0 | 0 | 0 | 0.024893 | 2.58 | 0.080012 | 1.2773 | 1.2773 | 3.5057 | 0 | 0.0052034 | 0.003872 | 0.023281 | 0.085287 | 0 | 0.011212 | 0.015969 | 0.79071 | 0 | 2.6475 | 2.1271 | 0 | 0.33018 | 0.83819 | 0 | 0 | 0 | 0 | -22.3337 | 0.048579 | 0 | 0.0053164 | 0 | -0.13746 | 0 | 0 | 0 | 0 | 0 | 0 | 0 | 0 | 1.51 | 0.043723 | 0.00013688 | 0 | 1.8827 | 0 | 0 | 0 | 1.2927 | 9.4985 | 1.2663 | 3.1569 | 0.15353 | 0.055921 | 0 | 0.63797 | 0.20824 | 3.7009 | 9.5249 | 22.4976 | -0.13746 | 0 | 0.48567 | 0 | 1.7286 | 0.2005
2025_06_07 Hr 04 | 0 | 0 | 0 | 0 | 0 | 0 | 0 | 0 | 0 | 0 | 0 | 0.024893 | 2.43 | 0.075908 | 1.2773 | 1.2773 | 3.5057 | 0 | 0.0052034 | 0.003872 | 0.023281 | 0.085287 | 0 | 0.011212 | 0.015969 | 0.79954 | 0 | 2.6475 | 2.1271 | 0 | 0.33018 | 0.83819 | 0 | 0 | 0 | 0 | -19.1788 | 0.048579 | 0 | 0.0053551 | 0 | -0.13847 | 0 | 0 | 0 | 0 | 0 | 0 | 0 | 0 | 1.2994 | 0.043723 | 0.00013688 | 0 | 1.8827 | 0 | 0 | 0 | 1.2622 | 9.5074 | 1.2663 | 3.1569 | 0.15353 | 0.055921 | 0 | 0.63797 | 0.20824 | 3.7009 | 12.2893 | 22.0992 | -0.13847 | 0 | 0.48567 | 0 | 1.7286 | 0.19718
2025_06_07 Hr 05 | 0 | 0 | 0 | 0 | 0 | 0 | 0 | 0 | 0 | 0 | 0 | 0.024893 | 2.43 | 0.078681 | 1.2773 | 1.2773 | 3.5057 | 0 | 0.0052034 | 0.003872 | 0.023281 | 0.085287 | 0 | 0.011212 | 0.015969 | 0.79954 | 0 | 2.6475 | 2.1271 | 0 | 0.33018 | 0.83819 | 0 | 0 | 0 | 0 | -20.6565 | 0.048579 | 0 | 0.0055507 | 0 | -0.14361 | 0 | 0 | 0 | 0 | 0 | 0 | 0 | 0 | 1.7785 | 0.043723 | 0.00013688 | 0 | 1.8827 | 0 | 0 | 0 | 0.87049 | 9.5074 | 1.2663 | 3.1569 | 0.15353 | 0.055921 | 0 | 0.63797 | 0.20824 | 3.7009 | 10.8977 | 22.1904 | -0.14361 | 0 | 0.48567 | 0 | 1.7286 | 0.19828
2025_06_07 Hr 06 | 0.068002 | 0 | 0 | 0 | 0 | 0 | 0 | 0 | 0 | 0 | 0 | 0.024893 | 2.49 | 0.091771 | 1.2773 | 1.2773 | 3.5057 | 0 | 0.0052034 | 0.003872 | 0.023281 | 0.085287 | 0 | 0.011212 | 0.015969 | 0.75781 | 0 | 2.6475 | 2.1271 | 0 | 0.33018 | 0.83819 | 0 | 0 | 0 | 0 | -28.4696 | 0.048579 | 0 | 0.0063181 | 0 | -0.16375 | 0 | 0 | 0 | 0 | 0 | 0 | 0 | 0 | 1.9165 | 0.043723 | 0.00013688 | 0 | 1.8827 | 0 | 0 | 0 | 1.0489 | 9.4656 | 1.2663 | 3.1569 | 0.15353 | 0.055921 | -0.068002 | 0.63797 | 0.20824 | 3.7009 | 3.4159 | 22.6516 | -0.23175 | 0 | 0.48567 | 0 | 1.7286 | 0.20202
2025_06_07 Hr 07 | 0.34081 | 4.2515e-07 | 0 | 0 | 0 | 0 | 0 | 0 | 0 | 0 | 0 | 0.024893 | 2.46 | 0.065077 | 1.1385 | 1.1385 | 2.6931 | 0 | 0.0052034 | 0.003872 | 0.023281 | 0.085287 | 0 | 0.011212 | 0.015969 | 0.31551 | 0 | 2.3777 | 2.1271 | 0 | 0.28964 | 0.83819 | 0 | 0 | 0 | 0 | -24.5681 | 0.048579 | 0 | 0.004535 | 0 | -0.11694 | 0 | 0 | 0 | 0 | 0 | 0 | 0 | 0 | 3.4264 | 0.043723 | 0.00013688 | 0 | 1.8827 | 0 | 0 | 0 | 1.4102 | 7.6633 | 1.2663 | 3.1569 | 0.15353 | 0.055921 | -0.34081 | 0.63797 | 0.20824 | 3.7009 | 7.3415 | 24.704 | -0.45775 | 0 | 0.48567 | 0 | 1.7286 | 0.20763
2025_06_07 Hr 08 | 0.5892 | 1.0897e-05 | 0 | 0 | 0 | 0 | 0 | 0 | 0 | 0 | 0 | 0.024893 | 2.34 | 0.063462 | 0.5774 | 0.5774 | 2.9706 | 0 | 0.0052034 | 0.003872 | 0.023281 | 0.085287 | 0 | 0.011212 | 0.015969 | 0.42939 | 0 | 2.4504 | 2.1271 | 0 | 0.30049 | 0.83819 | 0 | 0 | 0 | 0 | -22.7126 | 0.048579 | 0 | 0.0046492 | 0 | -0.11994 | 0 | 0 | 0 | 0 | 0 | 0 | 0 | 0 | 4.9291 | 0.043723 | 0.00013688 | 0 | 1.8827 | 0 | 0 | 0 | 1.2317 | 7.0052 | 1.2663 | 3.1569 | 0.15353 | 0.055921 | -0.5892 | 0.63797 | 0.20824 | 3.7009 | 9.7509 | 26.1675 | -0.70915 | 0 | 0.48567 | 0 | 1.7286 | 0.20919
2025_06_07 Hr 09 | 0.69782 | 5.1213e-05 | 0 | 0 | 0 | 0 | 0 | 0 | 0 | 0 | 0 | 0.024893 | 2.16 | 0.050241 | 0.8052 | 0.80523 | 3.3593 | 0 | 0.0052034 | 0.003872 | 0.023281 | 0.085287 | 0 | 0.011212 | 0.015969 | 0.33393 | 0 | 2.5761 | 2.1271 | 0 | 0.31925 | 0.83819 | 0 | 0 | 0 | 0 | -23.2234 | 0.048579 | 0 | 0.0039874 | 0 | -0.10257 | 0 | 0 | 0 | 0 | 0 | 0 | 0 | 0 | 3.6297 | 0.043723 | 0.00013688 | 0 | 1.8827 | 0 | 0 | 0 | 1.1099 | 7.8797 | 1.2663 | 3.1569 | 0.15353 | 0.055921 | -0.69782 | 0.63797 | 0.20824 | 3.7009 | 8.5442 | 24.6883 | -0.80039 | 0 | 0.48567 | 0 | 1.7286 | 0.2171
2025_06_07 Hr 10 | 0.71475 | 0.00015193 | 0 | 0 | 0 | 0 | 0 | 0 | 0 | 0 | 0 | 0.024893 | 1.95 | 0.051491 | 1.033 | 1.0331 | 3.381 | 0 | 0.0052034 | 0.003872 | 0.023281 | 0.085287 | 0 | 0.011212 | 0.015969 | 0.42934 | 0 | 2.5933 | 2.1271 | 0 | 0.32182 | 0.83819 | 0 | 0 | 0 | 0 | -26.4891 | 0.048579 | 0 | 0.0045266 | 0 | -0.11672 | 0 | 0 | 0 | 0 | 0 | 0 | 0 | 0 | 3.833 | 0.043723 | 0.00013688 | 0 | 1.8827 | 0 | 0 | 0 | 1.0489 | 8.4697 | 1.2663 | 3.1569 | 0.15353 | 0.055921 | -0.71475 | 0.63797 | 0.20824 | 3.7009 | 5.793 | 24.6439 | -0.83147 | 0 | 0.48567 | 0 | 1.7286 | 0.21956
2025_06_07 Hr 11 | 0.74686 | 0.00023603 | 0 | 0 | 0 | 0 | 0 | 0 | 0 | 0 | 0 | 0.024893 | 1.56 | 0.040839 | 1.24 | 1.2401 | 3.381 | 0 | 0.0052034 | 0.003872 | 0.023281 | 0.085287 | 0 | 0.011212 | 0.015969 | 0.67055 | 0 | 2.5933 | 2.1271 | 0 | 0.32182 | 0.83819 | 0 | 0 | 0 | 0 | -25.9371 | 0.048579 | 0 | 0.0044878 | 0 | -0.1157 | 0 | 0 | 0 | 0 | 0 | 0 | 0 | 0 | 3.833 | 0.043723 | 0.00013688 | 0 | 1.8827 | 0 | 0 | 0 | 0.72251 | 9.1249 | 1.2663 | 3.1569 | 0.15353 | 0.055921 | -0.74686 | 0.63797 | 0.20824 | 3.7009 | 6.2738 | 23.9486 | -0.86256 | 0 | 0.48567 | 0 | 1.7286 | 0.21916
2025_06_07 Hr 12 | 0.61289 | 0.00028063 | 0 | 0 | 0 | 0 | 0 | 0 | 0 | 0 | 0 | 0.024893 | 1.2 | 0.030062 | 1.2773 | 1.2773 | 3.381 | 0 | 0.0052034 | 0.003872 | 0.023281 | 0.085287 | 0 | 0.011212 | 0.015969 | 0.77278 | 0 | 2.5933 | 2.1271 | 0 | 0.32182 | 0.83819 | 0 | 0 | 0 | 0 | -23.9433 | 0.048579 | 0 | 0.0042946 | 0 | -0.11063 | 0 | 0 | 0 | 0 | 0 | 0 | 0 | 0 | 3.9055 | 0.043723 | 0.00013688 | 0 | 1.8827 | 0 | 0 | 0 | 0.47877 | 9.3017 | 1.2663 | 3.1569 | 0.15353 | 0.055921 | -0.61289 | 0.63797 | 0.20824 | 3.7009 | 7.906 | 23.2711 | -0.72352 | 0 | 0.48567 | 0 | 1.7286 | 0.21752
2025_06_07 Hr 13 | 0.52215 | 0.00030243 | 0 | 0 | 0 | 0 | 0 | 0 | 0 | 0 | 0 | 0.024893 | 1.23 | 0.030021 | 1.2773 | 1.2773 | 3.381 | 0 | 0.0052034 | 0.003872 | 0.023281 | 0.085287 | 0 | 0.011212 | 0.015969 | 0.40927 | 0 | 2.5933 | 2.1271 | 0 | 0.32182 | 0.83819 | 0 | 0 | 0 | 0 | -22.556 | 0.048579 | 0 | 0.0041841 | 0 | -0.10773 | 0 | 0 | 0 | 0 | 0 | 0 | 0 | 0 | 3.7676 | 0.043723 | 0.00013688 | 0 | 1.8827 | 0 | 0 | 0 | 0.47877 | 8.9382 | 1.2663 | 3.1569 | 0.15353 | 0.055921 | -0.52215 | 0.63797 | 0.20824 | 3.7009 | 8.8238 | 23.0715 | -0.62988 | 0 | 0.48567 | 0 | 1.7286 | 0.21657
2025_06_07 Hr 14 | 0.61296 | 0.00029103 | 0 | 0 | 0 | 0 | 0 | 0 | 0 | 0 | 0 | 0.024893 | 1.08 | 0.024946 | 1.2773 | 1.2773 | 3.381 | 0 | 0.0052034 | 0.003872 | 0.023281 | 0.085287 | 0 | 0.011212 | 0.015969 | 0.32054 | 0 | 2.5933 | 2.1271 | 0 | 0.32182 | 0.83819 | 0 | 0 | 0 | 0 | -20.5754 | 0.048579 | 0 | 0.0039596 | 0 | -0.10184 | 0 | 0 | 0 | 0 | 0 | 0 | 0 | 0 | 3.1506 | 0.043723 | 0.00013688 | 0 | 1.8827 | 0 | 0 | 0 | 0.36125 | 8.8494 | 1.2663 | 3.1569 | 0.15353 | 0.055921 | -0.61296 | 0.63797 | 0.20824 | 3.7009 | 9.8301 | 22.2708 | -0.7148 | 0 | 0.48567 | 0 | 1.7286 | 0.21473
2025_06_07 Hr 15 | 0.63577 | 0.00032248 | 0 | 0 | 0 | 0 | 0 | 0 | 0 | 0 | 0 | 0.024893 | 0.96 | 0.024169 | 1.2726 | 1.2726 | 3.0773 | 0 | 0.0052034 | 0.003872 | 0.023281 | 0.085287 | 0 | 0.011212 | 0.015969 | 0.39084 | 0 | 2.5159 | 2.1271 | 0 | 0.31027 | 0.83819 | 0 | 0 | 0 | 0 | -20.9089 | 0.048579 | 0 | 0.004316 | 0 | -0.11119 | 0 | 0 | 0 | 0 | 0 | 0 | 0 | 0 | 2.8747 | 0.043723 | 0.00013688 | 0 | 1.8827 | 0 | 0 | 0 | 0.33079 | 8.5292 | 1.2663 | 3.1569 | 0.15353 | 0.055921 | -0.63577 | 0.63797 | 0.20824 | 3.7009 | 8.7276 | 21.8543 | -0.74697 | 0 | 0.48567 | 0 | 1.7286 | 0.21399
2025_06_07 Hr 16 | 0.45422 | 0.00031884 | 0 | 0 | 0 | 0 | 0 | 0 | 0 | 0 | 0 | 0.024893 | 1.11 | 0.029245 | 1.2773 | 1.2773 | 3.381 | 0 | 0.0052034 | 0.003872 | 0.023281 | 0.085287 | 0 | 0.011212 | 0.015969 | 0.63033 | 0 | 2.5933 | 2.1271 | 0 | 0.32182 | 0.83819 | 0 | 0 | 0 | 0 | -23.1686 | 0.048579 | 0 | 0.0031052 | 0 | -0.11646 | 0 | 0 | 0 | 0 | 0 | 0 | 0 | 0 | 3.2159 | 0.043723 | 0.00013688 | 0 | 1.8827 | 0 | 2.0947 | 0 | 0.26985 | 10.1547 | 1.2663 | 3.1569 | 0.15353 | 0.055921 | -0.45422 | 0.63797 | 0.20824 | 3.7009 | 8.5352 | 22.1198 | -0.57068 | 0 | 0.48567 | 0 | 1.7286 | 0.21421
2025_06_07 Hr 17 | 0.27193 | 0.00017243 | 0 | 0.099577 | 0.099577 | 0.099159 | 0.099587 | 0.099597 | 0.099637 | 0 | 0 | 0.024893 | 1.41 | 0.031451 | 1.2773 | 1.2773 | 3.381 | 0 | 0.0052034 | 0.003872 | 0.023281 | 0.085287 | 0 | 0.011212 | 0.015969 | 0.3155 | 0 | 2.5933 | 2.1271 | 0 | 0.32182 | 0.83819 | 0 | 0 | 0 | 0 | -19.6038 | 0.048579 | 0 | 0.001195 | 0 | -0.098277 | 0 | 0 | 0 | 0 | 0 | 0 | 0 | 0 | 3.4264 | 0.043723 | 0.00013688 | 0 | 1.8827 | 0 | 0.97887 | 0 | 0.33079 | 10.4204 | 1.2663 | 3.1569 | 0.15353 | 0.055921 | -0.27193 | 0.63797 | 0.20824 | 3.7009 | 12.9587 | 22.5123 | -0.37021 | 0 | 0.48567 | 0 | 1.7286 | 0.21547
2025_06_07 Hr 18 | 0.34081 | 0.00012488 | 0 | 0.099577 | 0.099577 | 0.099159 | 0.099587 | 0.099597 | 0.099637 | 0 | 0 | 0.024893 | 0.87 | 0.024763 | 1.2773 | 1.2773 | 3.381 | 0 | 0.0052034 | 0.003872 | 0.023281 | 0.085287 | 0 | 0.011212 | 0.015969 | 0.45792 | 0 | 2.5933 | 2.1271 | 0 | 0.32182 | 0.83819 | 0 | 0 | 0 | 0 | -23.7134 | 0.048579 | 0 | 0.0015248 | 0 | -0.12599 | 0 | 0 | 0 | 0 | 0 | 0 | 0 | 0 | 3.4264 | 0.043723 | 0.00013688 | 0 | 1.8827 | 0 | 1.0426 | 0 | 0.26985 | 10.6266 | 1.2663 | 3.1569 | 0.15353 | 0.055921 | -0.34081 | 0.63797 | 0.20824 | 3.7009 | 8.4186 | 21.9723 | -0.4668 | 0 | 0.48567 | 0 | 1.7286 | 0.21422
2025_06_07 Hr 19 | 0.045262 | 9.2317e-05 | 0 | 0.099577 | 0.099577 | 0.099159 | 0.099587 | 0.099597 | 0.099637 | 0 | 0 | 0.024893 | 0.9 | 0.026786 | 1.2773 | 1.2773 | 3.381 | 0 | 0.0052034 | 0.003872 | 0.023281 | 0.085287 | 0 | 0.011212 | 0.015969 | 0.42937 | 0.3863 | 2.5933 | 2.1271 | 0 | 0.32182 | 0.83819 | 0 | 0 | 0 | 0 | -24.6228 | 0.048579 | 0 | 0.0015944 | 0 | -0.13183 | 0 | 0 | 0 | 0 | 0 | 0 | 0 | 0 | 3.078 | 0.043723 | 0.00013688 | 0 | 1.8827 | 0 | 1.0873 | 0 | 0.30032 | 10.8794 | 1.2663 | 3.1569 | 0.15353 | 0.055921 | -0.045262 | 0.63797 | 0.20824 | 3.7009 | 7.4698 | 21.3903 | -0.17709 | 0 | 0.48567 | 0 | 1.7286 | 0.21383
2025_06_07 Hr 20 | 0 | 4.6681e-05 | 0 | 0.099577 | 0.099577 | 0.099159 | 0.099587 | 0.099597 | 0.099637 | 0 | 0 | 0.024893 | 1.47 | 0.044476 | 1.2773 | 1.2773 | 3.381 | 0 | 0.0052034 | 0.003872 | 0.023281 | 0.085287 | 0 | 0.011212 | 0.015969 | 0.67049 | 0.23666 | 2.5933 | 2.1271 | 0 | 0.32182 | 0.83819 | 0 | 0 | 0 | 0 | -25.384 | 0.048579 | 0 | 0.0016209 | 0 | -0.13405 | 0 | 0 | 0 | 0 | 0 | 0 | 0 | 0 | 2.2577 | 0.043723 | 0.00013688 | 0 | 1.8827 | 0 | 1.1155 | 0 | 0.39172 | 11.1487 | 1.2663 | 3.1569 | 0.15353 | 0.055921 | 0 | 0.63797 | 0.20824 | 3.7009 | 6.8329 | 21.2023 | -0.13405 | 0 | 0.48567 | 0 | 1.7286 | 0.21227
2025_06_07 Hr 21 | 0.044971 | 1.4814e-05 | 0 | 0.099577 | 0.099577 | 0.099159 | 0.099587 | 0.099597 | 0.099637 | 0 | 0 | 0.024893 | 1.74 | 0.053463 | 1.2757 | 1.2757 | 3.3701 | 0 | 0.0052034 | 0.003872 | 0.023281 | 0.085287 | 0 | 0.011212 | 0.015969 | 0.78283 | 0.23666 | 2.5847 | 2.1271 | 0 | 0.32053 | 0.83819 | 0 | 0 | 0 | 0 | -25.8611 | 0.048579 | 0 | 0.001646 | 0 | -0.13617 | 0 | 0 | 0 | 0 | 0 | 0 | 0 | 0 | 1.9891 | 0.043723 | 0.00013688 | 0 | 1.8827 | 0 | 1.1461 | 0 | 0.5397 | 11.2691 | 1.2663 | 3.1569 | 0.15353 | 0.055921 | -0.044971 | 0.63797 | 0.20824 | 3.7009 | 6.6296 | 21.4027 | -0.18114 | 0 | 0.48567 | 0 | 1.7286 | 0.2107
2025_06_07 Hr 22 | 0 | 4.4963e-07 | 0 | 0.099577 | 0.099577 | 0.099159 | 0.099587 | 0.099597 | 0.099637 | 0 | 0 | 0.024893 | 1.77 | 0.049519 | 1.2773 | 1.2773 | 3.381 | 0 | 0.0052034 | 0.003872 | 0.023281 | 0.085287 | 0 | 0.011212 | 0.015969 | 0.79452 | 0.23666 | 2.5933 | 2.1271 | 0 | 0.32182 | 0.83819 | 0 | 0 | 0 | 0 | -25.7639 | 0.048579 | 0 | 0.0014988 | 0 | -0.1238 | 0 | 0 | 0 | 0 | 0 | 0 | 0 | 0 | 2.3956 | 0.043723 | 0.00013688 | 0 | 1.8827 | 0 | 1.0849 | 0 | 0.5397 | 11.2421 | 1.2663 | 3.1569 | 0.15353 | 0.055921 | 0 | 0.63797 | 0.20824 | 3.7009 | 7.1474 | 21.7929 | -0.1238 | 0 | 0.48567 | 0 | 1.7286 | 0.21206
2025_06_07 Hr 23 | 0 | 0 | 0 | 0.099577 | 0.099577 | 0.099159 | 0.099587 | 0.099597 | 0.099637 | 0 | 0 | 0.024893 | 1.29 | 0.039615 | 1.2773 | 1.2773 | 3.5057 | 0 | 0.0052034 | 0.003872 | 0.023281 | 0.085287 | 0 | 0.011212 | 0.015969 | 0.59087 | 0.23666 | 2.6475 | 2.1271 | 0 | 0.33018 | 0.83819 | 0 | 0 | 0 | 0 | -26.873 | 0.048579 | 0 | 0.0016451 | 0 | -0.13609 | 0 | 0 | 0 | 0 | 0 | 0 | 0 | 0 | 2.8747 | 0.043723 | 0.00013688 | 0 | 1.8827 | 0 | 1.1707 | 0 | 0.57017 | 11.3032 | 1.2663 | 3.1569 | 0.15353 | 0.055921 | 0 | 0.63797 | 0.20824 | 3.7009 | 6.1115 | 21.8175 | -0.13609 | 0 | 0.48567 | 0 | 1.7286 | 0.20854
2025_06_07 Hr 24 | 0 | 0 | 0 | 0 | 0 | 0 | 0 | 0 | 0 | 0 | 0 | 0.024893 | 2.73 | 0.079458 | 1.2773 | 1.2773 | 3.5057 | 0 | 0.0052034 | 0.003872 | 0.023281 | 0.085287 | 0 | 0.011212 | 0.015969 | 0.39085 | 0 | 2.6475 | 2.1271 | 0 | 0.33018 | 0.83819 | 0 | 0 | 0 | 0 | -22.6597 | 0.048579 | 0 | 0.0034303 | 0 | -0.12887 | 0 | 0 | 0 | 0 | 0 | 0 | 0 | 0 | 2.9473 | 0.043723 | 0.00013688 | 0 | 1.8827 | 0 | 1.1133 | 0 | 0.20892 | 10.2119 | 1.2663 | 3.1569 | 0.15353 | 0.055921 | 0 | 0.63797 | 0.20824 | 3.7009 | 10.4279 | 23.0045 | -0.12887 | 0 | 0.48567 | 0 | 1.7286 | 0.20438
2025_06_08 Hr 01 | 0 | 0 | 0 | 0 | 0 | 0 | 0 | 0 | 0 | 0 | 0 | 0.024893 | 2.7 | 0.09004 | 1.2678 | 1.2678 | 3.113 | 0 | 0.0052034 | 0.003872 | 0.023281 | 0.085287 | 0 | 0.011212 | 0.015969 | 0.36244 | 0 | 0 | 2.1271 | 0 | 0 | 0.83819 | 0 | 0 | 0 | 0 | -18.6665 | 0.048579 | 0 | 0.067173 | 0 | -0.14797 | 0 | 0 | 0 | 0 | 0 | 0 | 0 | 0 | 2.4682 | 0.043723 | 0.00013688 | 0 | 1.8827 | 0 | 0 | 0 | 0.030467 | 6.0111 | 1.2663 | 3.1569 | 0.15353 | 0.055921 | 0 | 0.63797 | 0.20824 | 3.7009 | 9.1916 | 21.995 | -0.14797 | 0 | 0.48567 | 0 | 1.7286 | 0.20206
2025_06_08 Hr 02 | 0 | 0 | 0 | 0 | 0 | 0 | 0 | 0 | 0 | 0 | 0 | 0.024893 | 2.1 | 0.082941 | 1.2773 | 1.2773 | 3.1714 | 0 | 0.0052034 | 0.003872 | 0.023281 | 0.085287 | 0 | 0.011212 | 0.015969 | 0.44961 | 0 | 0 | 2.1271 | 0 | 0 | 0.83819 | 0 | 0 | 0 | 0 | -21.2007 | 0.048579 | 0 | 0.079556 | 0 | -0.17563 | 0 | 0 | 0 | 0 | 0 | 0 | 0 | 0 | 3.2159 | 0.043723 | 0.00013688 | 0 | 1.8827 | 0 | 0 | 0 | 0.14798 | 6.1757 | 1.2663 | 3.1569 | 0.15353 | 0.055921 | 0 | 0.63797 | 0.20824 | 3.7009 | 7.0508 | 22.2514 | -0.17563 | 0 | 0.48567 | 0 | 1.7286 | 0.20037
2025_06_08 Hr 03 | 0 | 0 | 0 | 0 | 0 | 0 | 0 | 0 | 0 | 0 | 0 | 0.024893 | 0.93 | 0.026734 | 1.2773 | 1.2773 | 3.5057 | 0 | 0.0052034 | 0.003872 | 0.023281 | 0.085287 | 0 | 0.011212 | 0.015969 | 0.69064 | 0 | 0 | 2.1271 | 0 | 0 | 0.83819 | 0 | 0 | 0 | 0 | -14.0502 | 0.048579 | 0 | 0.057902 | 0 | -0.12726 | 0 | 0 | 0 | 0 | 0 | 0 | 0 | 0 | 3.1506 | 0.043723 | 0.00013688 | 0 | 1.8827 | 0 | 0 | 0 | 0.14798 | 6.7509 | 1.2663 | 3.1569 | 0.15353 | 0.055921 | 0 | 0.63797 | 0.20824 | 3.7009 | 13.5322 | 20.9587 | -0.12726 | 0 | 0.48567 | 0 | 1.7286 | 0.19915
2025_06_08 Hr 04 | 0 | 0 | 0 | 0 | 0 | 0 | 0 | 0 | 0 | 0 | 0 | 0.024893 | 1.26 | 0.035126 | 1.2773 | 1.2773 | 3.5057 | 0 | 0.0052034 | 0.003872 | 0.023281 | 0.085287 | 0 | 0.011212 | 0.015969 | 0.79954 | 0 | 0 | 2.1271 | 0 | 0 | 0.83819 | 0 | 0 | 0 | 0 | -14.9096 | 0.048579 | 0 | 0.056154 | 0 | -0.12335 | 0 | 0 | 0 | 0 | 0 | 0 | 0 | 0 | 3.9055 | 0.043723 | 0.00013688 | 0 | 1.8827 | 0 | 0 | 0 | 0.091402 | 6.8599 | 1.2663 | 3.1569 | 0.15353 | 0.055921 | 0 | 0.63797 | 0.20824 | 3.7009 | 13.8225 | 21.9956 | -0.12335 | 0 | 0.48567 | 0 | 1.7286 | 0.19931
2025_06_08 Hr 05 | 0 | 0 | 0 | 0 | 0 | 0 | 0 | 0 | 0 | 0 | 0 | 0.024893 | 0.96 | 0.026817 | 1.2773 | 1.2773 | 3.5057 | 0 | 0.0052034 | 0.003872 | 0.023281 | 0.085287 | 0 | 0.011212 | 0.015969 | 0.79954 | 0 | 0 | 2.1271 | 0 | 0 | 0.83819 | 0 | 0 | 0 | 0 | -15.8828 | 0.048579 | 0 | 0.056267 | 0 | -0.1236 | 0 | 0 | 0 | 0 | 0 | 0 | 0 | 0 | 3.9055 | 0.043723 | 0.00013688 | 0 | 1.8827 | 0 | 0 | 0 | 0.060934 | 6.8599 | 1.2663 | 3.1569 | 0.15353 | 0.055921 | 0 | 0.63797 | 0.20824 | 3.7009 | 12.5112 | 21.6578 | -0.1236 | 0 | 0.48567 | 0 | 1.7286 | 0.20024
2025_06_08 Hr 06 | 0.022813 | 0 | 0 | 0 | 0 | 0 | 0 | 0 | 0 | 0 | 0 | 0.024893 | 1.44 | 0.039694 | 1.2773 | 1.2773 | 3.4018 | 0 | 0.0052034 | 0.003872 | 0.023281 | 0.085287 | 0 | 0.011212 | 0.015969 | 0.67267 | 0 | 0 | 2.1271 | 0 | 0 | 0.83819 | 0 | 0 | 0 | 0 | -17.1081 | 0.048579 | 0 | 0.055524 | 0 | -0.12194 | 0 | 0 | 0 | 0 | 0 | 0 | 0 | 0 | 3.695 | 0.043723 | 0.00013688 | 0 | 1.8827 | 0 | 0 | 0 | 0.14798 | 6.6292 | 1.2663 | 3.1569 | 0.15353 | 0.055921 | -0.022813 | 0.63797 | 0.20824 | 3.7009 | 11.4274 | 22.0511 | -0.14476 | 0 | 0.48567 | 0 | 1.7286 | 0.20138
2025_06_08 Hr 07 | 0.31821 | 0 | 0 | 0 | 0 | 0 | 0 | 0 | 0 | 0 | 0 | 0.024893 | 2.19 | 0.04675 | 0.79706 | 0.79706 | 2.3145 | 0 | 0.0052034 | 0.003872 | 0.023281 | 0.085287 | 0 | 0.011212 | 0.015969 | 0.3088 | 0 | 0 | 2.1271 | 0 | 0 | 0.83819 | 0 | 0 | 0 | 0 | -13.1903 | 0.048579 | 0 | 0.042999 | 0 | -0.093961 | 0 | 0 | 0 | 0 | 0 | 0 | 0 | 0 | 4.1741 | 0.043723 | 0.00013688 | 0 | 1.8827 | 0 | 0 | 0 | 0.63111 | 4.2174 | 1.2663 | 3.1569 | 0.15353 | 0.055921 | -0.31821 | 0.63797 | 0.20824 | 3.7009 | 14.6836 | 24.0687 | -0.41218 | 0 | 0.48567 | 0 | 1.7286 | 0.20424
2025_06_08 Hr 08 | 0.49941 | 1.9671e-06 | 0 | 0 | 0 | 0 | 0 | 0 | 0 | 0 | 0 | 0.024893 | 2.16 | 0.044064 | 0.5774 | 0.57742 | 2.771 | 0 | 0.0052034 | 0.003872 | 0.023281 | 0.085287 | 0 | 0.011212 | 0.015969 | 0.30041 | 0 | 0 | 2.1271 | 0 | 0 | 0.83819 | 0 | 0 | 0 | 0 | -13.5633 | 0.048579 | 0 | 0.041091 | 0 | -0.0897 | 0 | 0 | 0 | 0 | 0 | 0 | 0 | 0 | 3.695 | 0.043723 | 0.00013688 | 0 | 1.8827 | 0 | 0 | 0 | 1.2013 | 4.2262 | 1.2663 | 3.1569 | 0.15353 | 0.055921 | -0.49941 | 0.63797 | 0.20824 | 3.7009 | 14.3857 | 24.3119 | -0.58911 | 0 | 0.48567 | 0 | 1.7286 | 0.20787
2025_06_08 Hr 09 | 0.49948 | 9.9821e-06 | 0 | 0 | 0 | 0 | 0 | 0 | 0 | 0 | 0 | 0.024893 | 2.01 | 0.029725 | 0.48723 | 0.48725 | 2.1831 | 0 | 0.0052034 | 0.003872 | 0.023281 | 0.085287 | 0 | 0.011212 | 0.015969 | 0.29873 | 0 | 0 | 2.1271 | 0 | 0 | 0.83819 | 0 | 0 | 0 | 0 | -9.5127 | 0.048579 | 0 | 0.029788 | 0 | -0.064448 | 0 | 0 | 0 | 0 | 0 | 0 | 0 | 0 | 3.2159 | 0.043723 | 0.00013688 | 0 | 1.8827 | 0 | 0 | 0 | 0.84002 | 3.4563 | 1.2663 | 3.1569 | 0.15353 | 0.055921 | -0.49948 | 0.63797 | 0.20824 | 3.7009 | 16.6905 | 23.3107 | -0.56393 | 0 | 0.48567 | 0 | 1.7286 | 0.21136
2025_06_08 Hr 10 | 0.52215 | 1.627e-05 | 0 | 0 | 0 | 0 | 0 | 0 | 0 | 0 | 0 | 0.024893 | 2.04 | 0.036878 | 0.5774 | 0.5774 | 2.4109 | 0 | 0.0052034 | 0.003872 | 0.023281 | 0.085287 | 0 | 0.011212 | 0.015969 | 0.29873 | 0 | 0 | 2.1271 | 0 | 0 | 0.83819 | 0 | 0 | 0 | 0 | -11.1392 | 0.048579 | 0 | 0.036413 | 0 | -0.079248 | 0 | 0 | 0 | 0 | 0 | 0 | 0 | 0 | 2.4682 | 0.043723 | 0.00013688 | 0 | 1.8827 | 0 | 0 | 0 | 0.69204 | 3.8644 | 1.2663 | 3.1569 | 0.15353 | 0.055921 | -0.52215 | 0.63797 | 0.20824 | 3.7009 | 14.5992 | 22.4754 | -0.6014 | 0 | 0.48567 | 0 | 1.7286 | 0.2119
2025_06_08 Hr 11 | 0.59015 | 3.6359e-05 | 0 | 0 | 0 | 0 | 0 | 0 | 0 | 0 | 0 | 0.024893 | 2.01 | 0.037272 | 0.8052 | 0.80522 | 2.5736 | 0 | 0.0052034 | 0.003872 | 0.023281 | 0.085287 | 0 | 0.011212 | 0.015969 | 0.29873 | 0 | 0 | 2.1271 | 0 | 0 | 0.83819 | 0 | 0 | 0 | 0 | -12.1222 | 0.048579 | 0 | 0.037352 | 0 | -0.081346 | 0 | 0 | 0 | 0 | 0 | 0 | 0 | 0 | 1.7785 | 0.043723 | 0.00013688 | 0 | 1.8827 | 0 | 0 | 0 | 0.69204 | 4.4827 | 1.2663 | 3.1569 | 0.15353 | 0.055921 | -0.59015 | 0.63797 | 0.20824 | 3.7009 | 13.5163 | 21.8273 | -0.67149 | 0 | 0.48567 | 0 | 1.7286 | 0.21498
2025_06_08 Hr 12 | 0.56726 | 5.2771e-05 | 0 | 0 | 0 | 0 | 0 | 0 | 0 | 0 | 0 | 0.024893 | 2.01 | 0.036871 | 1.033 | 1.033 | 2.259 | 0 | 0.0052034 | 0.003872 | 0.023281 | 0.085287 | 0 | 0.011212 | 0.015969 | 0.29873 | 0 | 0 | 2.1271 | 0 | 0 | 0.83819 | 0 | 0 | 0 | 0 | -11.6341 | 0.048579 | 0 | 0.036949 | 0 | -0.080446 | 0 | 0 | 0 | 0 | 0 | 0 | 0 | 0 | 1.7132 | 0.043723 | 0.00013688 | 0 | 1.8827 | 0 | 0 | 0 | 0.66157 | 4.6238 | 1.2663 | 3.1569 | 0.15353 | 0.055921 | -0.56726 | 0.63797 | 0.20824 | 3.7009 | 14.0522 | 21.7101 | -0.64771 | 0 | 0.48567 | 0 | 1.7286 | 0.21686
2025_06_08 Hr 13 | 0.61289 | 5.7411e-05 | 0 | 0 | 0 | 0 | 0 | 0 | 0 | 0 | 0 | 0.024893 | 2.04 | 0.035898 | 1.24 | 1.24 | 2.2482 | 0 | 0.0052034 | 0.003872 | 0.023281 | 0.085287 | 0 | 0.011212 | 0.015969 | 0.29873 | 0 | 0 | 2.1271 | 0 | 0 | 0.83819 | 0 | 0 | 0 | 0 | -10.8727 | 0.048579 | 0 | 0.035446 | 0 | -0.077088 | 0 | 0 | 0 | 0 | 0 | 0 | 0 | 0 | 1.7785 | 0.043723 | 0.00013688 | 0 | 1.8827 | 0 | 0 | 0 | 0.69204 | 5.027 | 1.2663 | 3.1569 | 0.15353 | 0.055921 | -0.61289 | 0.63797 | 0.20824 | 3.7009 | 15.3447 | 21.8804 | -0.68998 | 0 | 0.48567 | 0 | 1.7286 | 0.21673
2025_06_08 Hr 14 | 0.68082 | 0.00012575 | 0 | 0 | 0 | 0 | 0 | 0 | 0 | 0 | 0 | 0.024893 | 2.01 | 0.041279 | 1.2773 | 1.2773 | 3.2051 | 0 | 0.0052034 | 0.003872 | 0.023281 | 0.085287 | 0 | 0.011212 | 0.015969 | 0.29873 | 0 | 0 | 2.1271 | 0 | 0 | 0.83819 | 0 | 0 | 0 | 0 | -13.2365 | 0.048579 | 0 | 0.041367 | 0 | -0.090316 | 0 | 0 | 0 | 0 | 0 | 0 | 0 | 0 | 1.7785 | 0.043723 | 0.00013688 | 0 | 1.8827 | 0 | 0 | 0 | 0.57017 | 6.0585 | 1.2663 | 3.1569 | 0.15353 | 0.055921 | -0.68082 | 0.63797 | 0.20824 | 3.7009 | 13.8507 | 21.7999 | -0.77113 | 0 | 0.48567 | 0 | 1.7286 | 0.21471
2025_06_08 Hr 15 | 0.74635 | 0.00012952 | 0 | 0 | 0 | 0 | 0 | 0 | 0 | 0 | 0 | 0.024893 | 2.04 | 0.04807 | 1.2726 | 1.2726 | 3.0773 | 0 | 0.0052034 | 0.003872 | 0.023281 | 0.085287 | 0 | 0.011212 | 0.015969 | 0.37408 | 0 | 7.6674 | 2.1271 | 0 | 0.22814 | 0.83819 | 0 | 0 | 0 | 0 | -16.9981 | 0.048579 | 0 | 0.0040395 | 0 | -0.10394 | 0 | 0 | 0 | 0 | 0 | 0 | 0 | 0 | 1.9165 | 0.043723 | 0.00013688 | 0 | 1.8827 | 0 | 0 | 0 | 0.77909 | 7.8573 | 1.2663 | 3.1569 | 0.15353 | 0.055921 | -0.74635 | 0.63797 | 0.20824 | 3.7009 | 12.4864 | 22.4775 | -0.85029 | 0 | 0.48567 | 0 | 1.7286 | 0.21494
2025_06_08 Hr 16 | 0.78071 | 0.00012312 | 0 | 0 | 0 | 0 | 0 | 0 | 0 | 0 | 0 | 0.024893 | 1.8 | 0.035909 | 1.2757 | 1.2757 | 2.771 | 0 | 0.0052034 | 0.003872 | 0.023281 | 0.085287 | 0 | 0.011212 | 0.015969 | 0.29873 | 0 | 2.3965 | 2.1271 | 0 | 0.29245 | 0.83819 | 0 | 0 | 0 | 0 | -13.4929 | 0.048579 | 0 | 0.0034199 | 0 | -0.087672 | 0 | 0 | 0 | 0 | 0 | 0 | 0 | 0 | 1.8511 | 0.043723 | 0.00013688 | 0 | 1.8827 | 0 | 0 | 0 | 0.72251 | 8.0177 | 1.2663 | 3.1569 | 0.15353 | 0.055921 | -0.78071 | 0.63797 | 0.20824 | 3.7009 | 15.8602 | 22.2037 | -0.86839 | 0 | 0.48567 | 0 | 1.7286 | 0.21657
2025_06_08 Hr 17 | 0.76727 | 0.00010754 | 0 | 0 | 0 | 0 | 0 | 0 | 0 | 0 | 0 | 0.024893 | 1.5 | 0.03014 | 1.2773 | 1.2773 | 3.2075 | 0 | 0.0052034 | 0.003872 | 0.023281 | 0.085287 | 0 | 0.011212 | 0.015969 | 0.29873 | 0 | 2.5675 | 2.1271 | 0 | 0.31797 | 0.83819 | 0 | 0 | 0 | 0 | -13.598 | 0.048579 | 0 | 0.0034446 | 0 | -0.088321 | 0 | 0 | 0 | 0 | 0 | 0 | 0 | 0 | 2.3303 | 0.043723 | 0.00013688 | 0 | 1.8827 | 0 | 0 | 0 | 0.77909 | 8.6283 | 1.2663 | 3.1569 | 0.15353 | 0.055921 | -0.76727 | 0.63797 | 0.20824 | 3.7009 | 16.6218 | 22.4471 | -0.85559 | 0 | 0.48567 | 0 | 1.7286 | 0.21797
2025_06_08 Hr 18 | 0.80295 | 6.6243e-05 | 0 | 0 | 0 | 0 | 0 | 0 | 0 | 0 | 0 | 0.024893 | 1.59 | 0.033608 | 1.1385 | 1.1385 | 3.0056 | 0 | 0.0052034 | 0.003872 | 0.023281 | 0.085287 | 0 | 0.011212 | 0.015969 | 0.30878 | 0 | 2.4769 | 2.1271 | 0 | 0.30444 | 0.83819 | 0 | 0 | 0 | 0 | -13.2935 | 0.048579 | 0 | 0.0036235 | 0 | -0.093018 | 0 | 0 | 0 | 0 | 0 | 0 | 0 | 0 | 1.7785 | 0.043723 | 0.00013688 | 0 | 1.8827 | 0 | 0 | 0 | 0.60064 | 8.0683 | 1.2663 | 3.1569 | 0.15353 | 0.055921 | -0.80295 | 0.63797 | 0.20824 | 3.7009 | 15.7139 | 21.8351 | -0.89596 | 0 | 0.48567 | 0 | 1.7286 | 0.22056
2025_06_08 Hr 19 | 0.69767 | 9.035e-05 | 0 | 0 | 0 | 0 | 0 | 0 | 0 | 0 | 0 | 0.024893 | 1.5 | 0.031702 | 0.5774 | 0.57741 | 2.9707 | 0 | 0.0052034 | 0.003872 | 0.023281 | 0.085287 | 0 | 0.011212 | 0.015969 | 0.30041 | 0 | 2.4418 | 2.1271 | 0 | 0.29921 | 0.83819 | 0 | 0 | 0 | 0 | -11.1147 | 0.048579 | 0 | 0.003623 | 0 | -0.093005 | 0 | 0 | 0 | 0 | 0 | 0 | 0 | 0 | 1.9165 | 0.043723 | 0.00013688 | 0 | 1.8827 | 0 | 0 | 0 | 0.60064 | 6.8677 | 1.2663 | 3.1569 | 0.15353 | 0.055921 | -0.69767 | 0.63797 | 0.20824 | 3.7009 | 16.7334 | 21.771 | -0.79068 | 0 | 0.48567 | 0 | 1.7286 | 0.22098
2025_06_08 Hr 20 | 0.11341 | 6.0855e-05 | 0 | 0 | 0 | 0 | 0 | 0 | 0 | 0 | 0 | 0.024893 | 1.47 | 0.034573 | 0.8052 | 0.80527 | 2.8929 | 0 | 0.0052034 | 0.003872 | 0.023281 | 0.085287 | 0 | 0.011212 | 0.015969 | 0.34564 | 0 | 2.3049 | 2.1271 | 0 | 0.27878 | 0.83819 | 0 | 0 | 0 | 0 | -14.0054 | 0.048579 | 0 | 0.0040318 | 0 | -0.10373 | 0 | 0 | 0 | 0 | 0 | 0 | 0 | 0 | 1.8511 | 0.043723 | 0.00013688 | 0 | 1.8827 | 0 | 0 | 0 | 1.1403 | 7.154 | 1.2663 | 3.1569 | 0.15353 | 0.055921 | -0.11341 | 0.63797 | 0.20824 | 3.7009 | 14.5445 | 21.613 | -0.21714 | 0 | 0.48567 | 0 | 1.7286 | 0.22048
2025_06_08 Hr 21 | 0.022667 | 9.5295e-06 | 0 | 0 | 0 | 0 | 0 | 0 | 0 | 0 | 0 | 0.024893 | 1.53 | 0.0324 | 1.033 | 1.0331 | 3.1207 | 0 | 0.0052034 | 0.003872 | 0.023281 | 0.085287 | 0 | 0.011212 | 0.015969 | 0.3088 | 0 | 2.4987 | 2.1271 | 0 | 0.3077 | 0.83819 | 0 | 0 | 0 | 0 | -14.7865 | 0.048579 | 0 | 0.0036303 | 0 | -0.093195 | 0 | 0 | 0 | 0 | 0 | 0 | 0 | 0 | 1.8511 | 0.043723 | 0.00013688 | 0 | 1.8827 | 0 | 0 | 0 | 1.0185 | 7.9943 | 1.2663 | 3.1569 | 0.15353 | 0.055921 | -0.022667 | 0.63797 | 0.20824 | 3.7009 | 14.5794 | 21.4875 | -0.11586 | 0 | 0.48567 | 0 | 1.7286 | 0.22085
2025_06_08 Hr 22 | 0 | 6.117e-07 | 0 | 0 | 0 | 0 | 0 | 0 | 0 | 0 | 0 | 0.024893 | 2.13 | 0.040535 | 1.24 | 1.2401 | 2.6822 | 0 | 0.0052034 | 0.003872 | 0.023281 | 0.085287 | 0 | 0.011212 | 0.015969 | 0.29873 | 0 | 2.2785 | 2.1271 | 0 | 0.27483 | 0.83819 | 0 | 0 | 0 | 0 | -14.8808 | 0.048579 | 0 | 0.0032624 | 0 | -0.083538 | 0 | 0 | 0 | 0 | 0 | 0 | 0 | 0 | 2.2577 | 0.043723 | 0.00013688 | 0 | 1.8827 | 0 | 0 | 0 | 1.0185 | 7.7395 | 1.2663 | 3.1569 | 0.15353 | 0.055921 | 0 | 0.63797 | 0.20824 | 3.7009 | 15.2198 | 22.4447 | -0.083538 | 0 | 0.48567 | 0 | 1.7286 | 0.21891
2025_06_08 Hr 23 | 0 | 0 | 0 | 0 | 0 | 0 | 0 | 0 | 0 | 0 | 0 | 0.024893 | 2.4 | 0.059117 | 1.2773 | 1.2773 | 2.4968 | 0 | 0.0052034 | 0.003872 | 0.023281 | 0.085287 | 0 | 0.011212 | 0.015969 | 0.33394 | 0 | 2.3784 | 2.1271 | 0 | 0.28919 | 0.83819 | 0 | 0 | 0 | 0 | -19.8843 | 0.048579 | 0 | 0.0042227 | 0 | -0.10874 | 0 | 0 | 0 | 0 | 0 | 0 | 0 | 0 | 2.4682 | 0.043723 | 0.00013688 | 0 | 1.8827 | 0 | 0 | 0 | 1.2317 | 7.7637 | 1.2663 | 3.1569 | 0.15353 | 0.055921 | 0 | 0.63797 | 0.20824 | 3.7009 | 10.9352 | 23.1644 | -0.10874 | 0 | 0.48567 | 0 | 1.7286 | 0.21194
2025_06_08 Hr 24 | 0 | 0 | 0 | 0 | 0 | 0 | 0 | 0 | 0 | 0 | 0 | 0.024893 | 2.4 | 0.05981 | 1.2773 | 1.2773 | 2.8713 | 0 | 0.0052034 | 0.003872 | 0.023281 | 0.085287 | 0 | 0.011212 | 0.015969 | 0.31048 | 0 | 2.5494 | 2.1271 | 0 | 0.31524 | 0.83819 | 0 | 0 | 0 | 0 | -15.9208 | 0.048579 | 0 | 0.0037874 | 0 | -0.11004 | 0 | 0 | 0 | 0 | 0 | 0 | 0 | 0 | 2.4682 | 0.043723 | 0.00013688 | 0 | 1.8827 | 0 | 1.358 | 0 | 0.77909 | 8.5083 | 1.2663 | 3.1569 | 0.15353 | 0.055921 | 0 | 0.63797 | 0.20824 | 3.7009 | 15.2076 | 22.7301 | -0.11004 | 0 | 0.48567 | 0 | 1.7286 | 0.20356
2025_06_09 Hr 01 | 0 | 0 | 0 | 0.099577 | 0.099577 | 0.099159 | 0.099587 | 0.099597 | 0.099637 | 0 | 0 | 0.024893 | 2.4 | 0.053728 | 1.2773 | 1.2773 | 3.079 | 0 | 0.0052034 | 0.003872 | 0.023281 | 0.085287 | 0 | 0.011212 | 0.015969 | 0.29873 | 0.3863 | 2.6475 | 2.1271 | 0 | 0.33018 | 0.83819 | 0 | 0 | 0 | 0 | -20.0042 | 0.048579 | 0 | 0.0011993 | 0 | -0.098641 | 0 | 0 | 0 | 0 | 0 | 0 | 0 | 0 | 2.2577 | 0.043723 | 0.00013688 | 0 | 1.8827 | 0 | 2.1745 | 0 | 0.74862 | 10.4525 | 1.2663 | 3.1569 | 0.15353 | 0.055921 | 0 | 0.63797 | 0.20824 | 3.7009 | 12.8437 | 22.4939 | -0.098641 | 0 | 0.48567 | 0 | 1.7286 | 0.19948
2025_06_09 Hr 02 | 0 | 0 | 0 | 0.099577 | 0.099577 | 0.099159 | 0.099587 | 0.099597 | 0.099637 | 0 | 0 | 0.024893 | 2.34 | 0.052163 | 1.2773 | 1.2773 | 3.5057 | 0 | 0.0052034 | 0.003872 | 0.023281 | 0.085287 | 0 | 0.011212 | 0.015969 | 0.29873 | 0.23666 | 2.6475 | 2.1271 | 0 | 0.33018 | 0.83819 | 0 | 0 | 0 | 0 | -20.887 | 0.048579 | 0 | 0.0011942 | 0 | -0.098214 | 0 | 0 | 0 | 0 | 0 | 0 | 0 | 0 | 1.9891 | 0.043723 | 0.00013688 | 0 | 1.8827 | 0 | 1.0389 | 0 | 0.77909 | 10.8792 | 1.2663 | 3.1569 | 0.15353 | 0.055921 | 0 | 0.63797 | 0.20824 | 3.7009 | 12.0855 | 22.1916 | -0.098214 | 0 | 0.48567 | 0 | 1.7286 | 0.19681
2025_06_09 Hr 03 | 0 | 0 | 0 | 0.099577 | 0.099577 | 0.099159 | 0.099587 | 0.099597 | 0.099637 | 0 | 0 | 0.024893 | 2.25 | 0.050297 | 1.2773 | 1.2773 | 3.5057 | 0 | 0.0052034 | 0.003872 | 0.023281 | 0.085287 | 0 | 0.011212 | 0.015969 | 0.29873 | 0.23666 | 2.6475 | 2.1271 | 0 | 0.33018 | 0.83819 | 0 | 0 | 0 | 0 | -21.099 | 0.048579 | 0 | 0.0011975 | 0 | -0.098494 | 0 | 0 | 0 | 0 | 0 | 0 | 0 | 0 | 2.1923 | 0.043723 | 0.00013688 | 0 | 1.8827 | 0 | 1.0389 | 0 | 0.42219 | 10.8792 | 1.2663 | 3.1569 | 0.15353 | 0.055921 | 0 | 0.63797 | 0.20824 | 3.7009 | 11.6269 | 21.9452 | -0.098494 | 0 | 0.48567 | 0 | 1.7286 | 0.19591
2025_06_09 Hr 04 | 0 | 0 | 0 | 0.099577 | 0.099577 | 0.099159 | 0.099587 | 0.099597 | 0.099637 | 0 | 0 | 0.024893 | 2.16 | 0.043581 | 1.2773 | 1.2773 | 3.5057 | 0 | 0.0052034 | 0.003872 | 0.023281 | 0.085287 | 0 | 0.011212 | 0.015969 | 0.29873 | 0.23666 | 2.6475 | 2.1271 | 0 | 0.33018 | 0.83819 | 0 | 0 | 0 | 0 | -19.3708 | 0.048579 | 0 | 0.0010809 | 0 | -0.088694 | 0 | 0 | 0 | 0 | 0 | 0 | 0 | 0 | 2.1197 | 0.043723 | 0.00013688 | 0 | 1.8827 | 0 | 1.0389 | 0 | 0.36125 | 10.8792 | 1.2663 | 3.1569 | 0.15353 | 0.055921 | 0 | 0.63797 | 0.20824 | 3.7009 | 13.1359 | 21.7161 | -0.088694 | 0 | 0.48567 | 0 | 1.7286 | 0.1971
2025_06_09 Hr 05 | 0 | 0 | 0 | 0.099577 | 0.099577 | 0.099159 | 0.099587 | 0.099597 | 0.099637 | 0 | 0 | 0.024893 | 2.31 | 0.054397 | 1.2773 | 1.2773 | 3.5057 | 0 | 0.0052034 | 0.003872 | 0.023281 | 0.085287 | 0 | 0.011212 | 0.015969 | 0.37411 | 0.23666 | 2.6475 | 2.1271 | 0 | 0.33018 | 0.83819 | 0 | 0 | 0 | 0 | -22.655 | 0.048579 | 0 | 0.0012615 | 0 | -0.10387 | 0 | 0 | 0 | 0 | 0 | 0 | 0 | 0 | 1.7132 | 0.043723 | 0.00013688 | 0 | 1.8827 | 0 | 1.0389 | 0 | 0.5397 | 10.9546 | 1.2663 | 3.1569 | 0.15353 | 0.055921 | 0 | 0.63797 | 0.20824 | 3.7009 | 9.8466 | 21.6508 | -0.10387 | 0 | 0.48567 | 0 | 1.7286 | 0.1991
2025_06_09 Hr 06 | 0.022813 | 0 | 0 | 0.099577 | 0.099577 | 0.099159 | 0.099587 | 0.099597 | 0.099637 | 0 | 0 | 0.024893 | 2.1 | 0.05643 | 1.2773 | 1.2773 | 3.5057 | 0 | 0.0052034 | 0.003872 | 0.023281 | 0.085287 | 0 | 0.011212 | 0.015969 | 0.57514 | 0.23666 | 2.6475 | 2.1271 | 0 | 0.33018 | 0.83819 | 0 | 0 | 0 | 0 | -26.1203 | 0.048579 | 0 | 0.0014395 | 0 | -0.11882 | 0 | 0 | 0 | 0 | 0 | 0 | 0 | 0 | 0.82031 | 0.043723 | 0.00013688 | 0 | 1.8827 | 0 | 1.0389 | 0 | 0.80956 | 11.1556 | 1.2663 | 3.1569 | 0.15353 | 0.055921 | -0.022813 | 0.63797 | 0.20824 | 3.7009 | 5.7429 | 20.8492 | -0.14163 | 0 | 0.48567 | 0 | 1.7286 | 0.20568
2025_06_09 Hr 07 | 0.067929 | 0 | 0 | 0.099577 | 0.099577 | 0.099159 | 0.099587 | 0.099597 | 0.099637 | 0 | 0 | 0.024893 | 1.17 | 0.029933 | 1.2773 | 1.2773 | 3.381 | 0 | 0.0052034 | 0.003872 | 0.023281 | 0.085287 | 0 | 0.011212 | 0.015969 | 0.34565 | 0.23666 | 2.5933 | 2.1271 | 0 | 0.32182 | 0.83819 | 0 | 0 | 0 | 0 | -22.8197 | 0.048579 | 0 | 0.0013705 | 0 | -0.11303 | 0 | 0 | 0 | 0 | 0 | 0 | 0 | 0 | 0.61705 | 0.043723 | 0.00013688 | 0 | 1.8827 | 0 | 1.0315 | 0 | 0.99236 | 10.7399 | 1.2663 | 3.1569 | 0.15353 | 0.055921 | -0.067929 | 0.63797 | 0.20824 | 3.7009 | 7.6572 | 19.9181 | -0.18096 | 0 | 0.48567 | 0 | 1.7286 | 0.21471
2025_06_09 Hr 08 | 0.090669 | 7.8863e-06 | 0 | 0.099577 | 0.099577 | 0.099159 | 0.099587 | 0.099597 | 0.099637 | 0 | 0 | 0.024893 | 0.9 | 0.025978 | 1.2773 | 1.2773 | 3.381 | 0 | 0.0052034 | 0.003872 | 0.023281 | 0.085287 | 0 | 0.011212 | 0.015969 | 0.4294 | 0.23666 | 2.5933 | 2.1271 | 0 | 0.32182 | 0.83819 | 0 | 0 | 0 | 0 | -23.8579 | 0.048579 | 0 | 0.0015463 | 0 | -0.12779 | 0 | 0 | 0 | 0 | 0 | 0 | 0 | 0 | 0.34119 | 0.043723 | 0.00013688 | 0 | 1.8827 | 0 | 1.0567 | 0 | 0.87049 | 10.8488 | 1.2663 | 3.1569 | 0.15353 | 0.055921 | -0.090669 | 0.63797 | 0.20824 | 3.7009 | 6.0459 | 19.2736 | -0.21846 | 0 | 0.48567 | 0 | 1.7286 | 0.21916
2025_06_09 Hr 09 | 0.13571 | 4.8152e-05 | 0 | 0.099577 | 0.099577 | 0.099159 | 0.099587 | 0.099597 | 0.099637 | 0 | 0 | 0.024893 | 1.14 | 0.032529 | 1.2773 | 1.2773 | 3.381 | 0 | 0.0052034 | 0.003872 | 0.023281 | 0.085287 | 0 | 0.011212 | 0.015969 | 0.67053 | 0.23666 | 2.5933 | 2.1271 | 0 | 0.32182 | 0.83819 | 0 | 0 | 0 | 0 | -22.8166 | 0.048579 | 0 | 0.0015286 | 0 | -0.1263 | 0 | 0 | 0 | 0 | 0 | 0 | 0 | 0 | 0.13793 | 0.043723 | 0.00013688 | 0 | 1.8827 | 0 | 1.1014 | 0 | 0.66157 | 11.1347 | 1.2663 | 3.1569 | 0.15353 | 0.055921 | -0.13571 | 0.63797 | 0.20824 | 3.7009 | 7.2151 | 19.1591 | -0.26202 | 0 | 0.48567 | 0 | 1.7286 | 0.22521
2025_06_09 Hr 10 | 0.15867 | 8.0274e-05 | 0 | 0.099577 | 0.099577 | 0.099159 | 0.099587 | 0.099597 | 0.099637 | 0 | 0 | 0.024893 | 1.44 | 0.044953 | 1.2773 | 1.2773 | 3.381 | 0 | 0.0052034 | 0.003872 | 0.023281 | 0.085287 | 0 | 0.011212 | 0.015969 | 0.79954 | 0.23666 | 2.5933 | 2.1271 | 0 | 0.32182 | 0.83819 | 0 | 0 | 0 | 0 | -23.1777 | 0.048579 | 0 | 0.0016724 | 0 | -0.13838 | 0 | 0 | 0 | 0 | 0 | 0 | 0 | 0 | 0.13793 | 0.043723 | 0.00013688 | 0 | 1.8827 | 0 | 1.1627 | 0 | 0.4483 | 11.3249 | 1.2663 | 3.1569 | 0.15353 | 0.055921 | -0.15867 | 0.63797 | 0.20824 | 3.7009 | 7.1315 | 19.2813 | -0.29705 | 0 | 0.48567 | 0 | 1.7286 | 0.22529
2025_06_09 Hr 11 | 0.18141 | 9.1701e-05 | 0 | 0.099577 | 0.099577 | 0.099159 | 0.099587 | 0.099597 | 0.099637 | 0 | 0 | 0.024893 | 1.8 | 0.055818 | 1.2773 | 1.2773 | 3.381 | 0 | 0.0052034 | 0.003872 | 0.023281 | 0.085287 | 0 | 0.011212 | 0.015969 | 0.79954 | 0.23666 | 2.5933 | 2.1271 | 0 | 0.32182 | 0.83819 | 0 | 0 | 0 | 0 | -22.2843 | 0.048579 | 0 | 0.0016612 | 0 | -0.13744 | 0 | 0 | 0 | 0 | 0 | 0 | 0 | 0 | 0.13793 | 0.043723 | 0.00013688 | 0 | 1.8827 | 0 | 1.1768 | 0 | 0.33079 | 11.339 | 1.2663 | 3.1569 | 0.15353 | 0.055921 | -0.18141 | 0.63797 | 0.20824 | 3.7009 | 8.2965 | 19.5606 | -0.31886 | 0 | 0.48567 | 0 | 1.7286 | 0.22854
2025_06_09 Hr 12 | 0.27208 | 0.00012404 | 0 | 0.099577 | 0.099577 | 0.099159 | 0.099587 | 0.099597 | 0.099637 | 0 | 0 | 0.024893 | 1.98 | 0.064481 | 1.2773 | 1.2773 | 3.381 | 0 | 0.0052034 | 0.003872 | 0.023281 | 0.085287 | 0 | 0.011212 | 0.015969 | 0.79954 | 0.23666 | 2.5933 | 2.1271 | 0 | 0.32182 | 0.83819 | 0 | 0 | 0 | 0 | -21.6636 | 0.048579 | 0 | 0.0017446 | 0 | -0.14445 | 0 | 0 | 0 | 0 | 0 | 0 | 0 | 0 | 0.20326 | 0.043723 | 0.00013688 | 0 | 1.8827 | 0 | 1.2098 | 0 | 0.26985 | 11.3721 | 1.2663 | 3.1569 | 0.15353 | 0.055921 | -0.27208 | 0.63797 | 0.20824 | 3.7009 | 9.1387 | 19.8468 | -0.41653 | 0 | 0.48567 | 0 | 1.7286 | 0.23091
2025_06_09 Hr 13 | 0.59008 | 0.00010721 | 0 | 0.099577 | 0.099577 | 0.099159 | 0.099587 | 0.099597 | 0.099637 | 0 | 0 | 0.024893 | 2.04 | 0.066708 | 1.2773 | 1.2773 | 3.381 | 0 | 0.0052034 | 0.003872 | 0.023281 | 0.085287 | 0 | 0.011212 | 0.015969 | 0.79954 | 0.23666 | 2.5933 | 2.1271 | 0 | 0.32182 | 0.83819 | 0 | 0 | 0 | 0 | -19.8002 | 0.048579 | 0 | 0.0017518 | 0 | -0.14505 | 0 | 0 | 0 | 0 | 0 | 0 | 0 | 0 | 0.20326 | 0.043723 | 0.00013688 | 0 | 1.8827 | 0 | 1.1627 | 0 | 0.17845 | 11.3249 | 1.2663 | 3.1569 | 0.15353 | 0.055921 | -0.59008 | 0.63797 | 0.20824 | 3.7009 | 10.9263 | 20.1366 | -0.73513 | 0 | 0.48567 | 0 | 1.7286 | 0.23196
2025_06_09 Hr 14 | 0.74693 | 0.00019785 | 0 | 0.099577 | 0.099577 | 0.099159 | 0.099587 | 0.099597 | 0.099637 | 0 | 0 | 0.024893 | 2.1 | 0.067855 | 1.2773 | 1.2773 | 3.381 | 0 | 0.0052034 | 0.003872 | 0.023281 | 0.085287 | 0 | 0.011212 | 0.015969 | 0.79954 | 0.23666 | 2.5933 | 2.1271 | 0 | 0.32182 | 0.83819 | 0 | 0 | 0 | 0 | -18.7161 | 0.048579 | 0 | 0.001731 | 0 | -0.1433 | 0 | 0 | 0 | 0 | 0 | 0 | 0 | 0 | 0.13793 | 0.043723 | 0.00013688 | 0 | 1.8827 | 0 | 1.1792 | 0 | 0.20892 | 11.3415 | 1.2663 | 3.1569 | 0.15353 | 0.055921 | -0.74693 | 0.63797 | 0.20824 | 3.7009 | 12.0564 | 20.3213 | -0.89023 | 0 | 0.48567 | 0 | 1.7286 | 0.23337
2025_06_09 Hr 15 | 0.63577 | 0.00016696 | 0 | 0.099577 | 0.099577 | 0.099159 | 0.099587 | 0.099597 | 0.099637 | 0 | 0 | 0.024893 | 1.83 | 0.074262 | 1.2773 | 1.2773 | 3.381 | 0 | 0.0052034 | 0.003872 | 0.023281 | 0.085287 | 0 | 0.011212 | 0.015969 | 0.79954 | 0 | 2.5933 | 2.1271 | 0 | 0.32182 | 0.83819 | 0 | 0 | 0 | 0 | -22.6851 | 0.048579 | 0 | 0.002174 | 0 | -0.18051 | 0 | 0 | 0 | 0 | 0 | 0 | 0 | 0 | 0.065334 | 0.043723 | 0.00013688 | 0 | 1.8827 | 0 | 1.3465 | 0 | 0.26985 | 11.272 | 1.2663 | 3.1569 | 0.15353 | 0.055921 | -0.63577 | 0.63797 | 0.20824 | 3.7009 | 7.7079 | 19.9372 | -0.81629 | 0 | 0.48567 | 0 | 1.7286 | 0.23579
2025_06_09 Hr 16 | 0.59015 | 0.00033022 | 0 | 0.099577 | 0.099577 | 0.099159 | 0.099587 | 0.099597 | 0.099637 | 0 | 0 | 0.024893 | 1.44 | 0.078691 | 1.2773 | 1.2773 | 3.381 | 0 | 0.0052034 | 0.003872 | 0.023281 | 0.085287 | 0 | 0.011212 | 0.015969 | 0.79954 | 0 | 2.5933 | 2.1271 | 0 | 0.32182 | 0.83819 | 0 | 0 | 0 | 0 | -30.0414 | 0.048579 | 0 | 0.0029275 | 0 | -0.24381 | 0 | 0 | 0 | 0 | 0 | 0 | 0 | 0 | 0 | 0.043723 | 0.00013688 | 0 | 1.8827 | 0 | 1.3465 | 0 | 0.60064 | 11.272 | 1.2663 | 3.1569 | 0.15353 | 0.055921 | -0.59015 | 0.63797 | 0.20824 | 3.7009 | 0.16947 | 19.7728 | -0.83396 | 0 | 0.48567 | 0 | 1.7286 | 0.2369
2025_06_09 Hr 17 | 0.63563 | 0.00048559 | 0 | 0.099577 | 0.099577 | 0.099159 | 0.099587 | 0.099597 | 0.099637 | 0 | 0 | 0.024893 | 1.2 | 0.074451 | 1.2773 | 1.2773 | 3.381 | 0 | 0.0052034 | 0.003872 | 0.023281 | 0.085287 | 0 | 0.011212 | 0.015969 | 0.79954 | 0 | 2.5933 | 2.1271 | 0 | 0.32182 | 0.83819 | 0 | 0 | 0 | 0 | -33.5727 | 0.048579 | 0 | 0.0033237 | 0 | -0.27709 | 0 | 0 | 0 | 0 | 0 | 0 | 0 | 0 | 0.065334 | 0.043723 | 0.00013688 | 0 | 1.8827 | 0 | 1.3465 | 0 | 0.84002 | 11.272 | 1.2663 | 3.1569 | 0.15353 | 0.055921 | -0.63563 | 0.63797 | 0.20824 | 3.7009 | -3.3354 | 19.878 | -0.91272 | 0 | 0.48567 | 0 | 1.7286 | 0.23601
2025_06_09 Hr 18 | 0.52215 | 0.000369 | 0 | 0.099577 | 0.099577 | 0.099159 | 0.099587 | 0.099597 | 0.099637 | 0 | 0 | 0.024893 | 1.17 | 0.07809 | 1.2773 | 1.2773 | 3.381 | 0 | 0.0052034 | 0.003872 | 0.023281 | 0.085287 | 0 | 0.011212 | 0.015969 | 0.79954 | 0 | 2.5933 | 2.1271 | 0 | 0.32182 | 0.83819 | 0 | 0 | 0 | 0 | -38.6549 | 0.048579 | 0 | 0.0035755 | 0 | -0.29825 | 0 | 0 | 0 | 0 | 0 | 0 | 0 | 0 | 0 | 0.043723 | 0.00013688 | 0 | 1.8827 | 0 | 1.3465 | 0 | 1.0489 | 11.272 | 1.2663 | 3.1569 | 0.15353 | 0.055921 | -0.52215 | 0.63797 | 0.20824 | 3.7009 | -8.3206 | 19.8826 | -0.82039 | 0 | 0.48567 | 0 | 1.7286 | 0.237
2025_06_09 Hr 19 | 0.20408 | 0.00026657 | 0 | 0.099577 | 0.099577 | 0.099159 | 0.099587 | 0.099597 | 0.099637 | 0 | 0 | 0.024893 | 0.87 | 0.060889 | 1.2773 | 1.2773 | 3.381 | 0 | 0.0052034 | 0.003872 | 0.023281 | 0.085287 | 0 | 0.011212 | 0.015969 | 0.79954 | 0 | 2.5933 | 2.1271 | 0 | 0.32182 | 0.83819 | 0 | 0 | 0 | 0 | -42.3109 | 0.048579 | 0 | 0.0037493 | 0 | -0.31284 | 0 | 0 | 0 | 0 | 0 | 0 | 0 | 0 | 0.065334 | 0.043723 | 0.00013688 | 0 | 1.8827 | 0 | 1.3465 | 0 | 1.1403 | 11.272 | 1.2663 | 3.1569 | 0.15353 | 0.055921 | -0.20408 | 0.63797 | 0.20824 | 3.7009 | -12.1525 | 19.4033 | -0.51692 | 0 | 0.48567 | 0 | 1.7286 | 0.23631
2025_06_09 Hr 20 | 0.090742 | 0.00010186 | 0 | 0.099577 | 0.099577 | 0.099159 | 0.099587 | 0.099597 | 0.099637 | 0 | 0 | 0.024893 | 1.14 | 0.057802 | 1.2773 | 1.2773 | 3.381 | 0 | 0.0052034 | 0.003872 | 0.023281 | 0.085287 | 0 | 0.011212 | 0.015969 | 0.79954 | 0 | 2.5933 | 2.1271 | 0 | 0.32182 | 0.83819 | 0 | 0 | 0 | 0 | -33.6387 | 0.048579 | 0 | 0.0027163 | 0 | -0.22607 | 0 | 0 | 0 | 0 | 0 | 0 | 0 | 0 | 0.82031 | 0.043723 | 0.00013688 | 0 | 1.8827 | 0 | 1.3465 | 0 | 1.1708 | 11.272 | 1.2663 | 3.1569 | 0.15353 | 0.055921 | -0.090742 | 0.63797 | 0.20824 | 3.7009 | -2.3442 | 20.3393 | -0.31681 | 0 | 0.48567 | 0 | 1.7286 | 0.23344
2025_06_09 Hr 21 | 0 | 1.6917e-05 | 0 | 0 | 0 | 0 | 0 | 0 | 0 | 0 | 0 | 0.024893 | 1.68 | 0.053586 | 1.2773 | 1.2773 | 3.381 | 0 | 0.0052034 | 0.003872 | 0.023281 | 0.085287 | 0 | 0.011212 | 0.015969 | 0.79954 | 0 | 2.5933 | 2.1271 | 0 | 0.32182 | 0.83819 | 0 | 0 | 0 | 0 | -23.296 | 0.048579 | 0 | 0.0037593 | 0 | -0.14144 | 0 | 0 | 0 | 0 | 0 | 0 | 0 | 0 | 2.3956 | 0.043723 | 0.00013688 | 0 | 1.8827 | 0 | 1.2239 | 0 | 1.1708 | 10.5524 | 1.2663 | 3.1569 | 0.15353 | 0.055921 | 0 | 0.63797 | 0.20824 | 3.7009 | 9.4724 | 22.3574 | -0.14144 | 0 | 0.48567 | 0 | 1.7286 | 0.23136
2025_06_09 Hr 22 | 0 | 5.3473e-07 | 0 | 0 | 0 | 0 | 0 | 0 | 0 | 0 | 0 | 0.024893 | 2.13 | 0.070869 | 1.2773 | 1.2773 | 3.381 | 0 | 0.0052034 | 0.003872 | 0.023281 | 0.085287 | 0 | 0.011212 | 0.015969 | 0.79954 | 0 | 2.5933 | 2.1271 | 0 | 0.32182 | 0.83819 | 0 | 0 | 0 | 0 | -25.3224 | 0.048579 | 0 | 0.0057037 | 0 | -0.14762 | 0 | 0 | 0 | 0 | 0 | 0 | 0 | 0 | 2.7368 | 0.043723 | 0.00013688 | 0 | 1.8827 | 0 | 0 | 0 | 1.3797 | 9.3285 | 1.2663 | 3.1569 | 0.15353 | 0.055921 | 0 | 0.63797 | 0.20824 | 3.7009 | 7.2299 | 23.3715 | -0.14762 | 0 | 0.48567 | 0 | 1.7286 | 0.22803
2025_06_09 Hr 23 | 0 | 0 | 0 | 0 | 0 | 0 | 0 | 0 | 0 | 0 | 0 | 0.024893 | 2.19 | 0.060744 | 1.2773 | 1.2773 | 3.5057 | 0 | 0.0052034 | 0.003872 | 0.023281 | 0.085287 | 0 | 0.011212 | 0.015969 | 0.79954 | 0 | 2.6475 | 2.1271 | 0 | 0.33018 | 0.83819 | 0 | 0 | 0 | 0 | -23.4483 | 0.048579 | 0 | 0.0047549 | 0 | -0.12272 | 0 | 0 | 0 | 0 | 0 | 0 | 0 | 0 | 3.1506 | 0.043723 | 0.00013688 | 0 | 1.8827 | 0 | 0 | 0 | 1.6496 | 9.5074 | 1.2663 | 3.1569 | 0.15353 | 0.055921 | 0 | 0.63797 | 0.20824 | 3.7009 | 10.0422 | 24.1058 | -0.12272 | 0 | 0.48567 | 0 | 1.7286 | 0.22046
2025_06_09 Hr 24 | 0 | 0 | 0 | 0 | 0 | 0 | 0 | 0 | 0 | 0 | 0 | 0.024893 | 2.22 | 0.071534 | 1.2773 | 1.2773 | 3.5057 | 0 | 0.0052034 | 0.003872 | 0.023281 | 0.085287 | 0 | 0.011212 | 0.015969 | 0.79954 | 0 | 2.6475 | 2.1271 | 0 | 0.33018 | 0.83819 | 0 | 0 | 0 | 0 | -27.1612 | 0.048579 | 0 | 0.0055239 | 0 | -0.1429 | 0 | 0 | 0 | 0 | 0 | 0 | 0 | 0 | 3.1506 | 0.043723 | 0.00013688 | 0 | 1.8827 | 0 | 0 | 0 | 1.7105 | 9.5074 | 1.2663 | 3.1569 | 0.15353 | 0.055921 | 0 | 0.63797 | 0.20824 | 3.7009 | 6.4007 | 24.1974 | -0.1429 | 0 | 0.48567 | 0 | 1.7286 | 0.21034
2025_06_10 Hr 01 | 0 | 0 | 0 | 0 | 0 | 0 | 0 | 0 | 0 | 0 | 0 | 0.024893 | 2.1 | 0.059416 | 1.2773 | 1.2773 | 5.0428 | 0 | 0.0052034 | 0.003872 | 0.023281 | 0.085287 | 0 | 0.011212 | 0.015969 | 0.79954 | 0 | 3.8098 | 2.1271 | 0 | 0.33018 | 0.83819 | 0 | 0 | 0 | 0 | -25.1934 | 0.048579 | 0 | 0.0048503 | 0 | -0.12522 | 0 | 0 | 0 | 0 | 0 | 0 | 0 | 0 | 2.2577 | 0.043723 | 0.00013688 | 0 | 1.8827 | 0 | 0 | 0 | 1.7715 | 12.2068 | 1.2663 | 3.1569 | 0.15353 | 0.055921 | 0 | 0.63797 | 0.20824 | 3.7009 | 10.1141 | 23.226 | -0.12522 | 0 | 0.48567 | 0 | 1.7286 | 0.20299
2025_06_10 Hr 02 | 0 | 0 | 0 | 0 | 0 | 0 | 0 | 0 | 0 | 0 | 0 | 0.024893 | 2.31 | 0.058636 | 1.2773 | 1.2773 | 3.4002 | 0 | 0.0052034 | 0.003872 | 0.023281 | 0.085287 | 0 | 0.011212 | 0.015969 | 0.75781 | 0 | 3.7318 | 2.1271 | 0 | 0.32192 | 0.83819 | 0 | 0 | 0 | 0 | -21.139 | 0.048579 | 0 | 0.0043515 | 0 | -0.11213 | 0 | 0 | 0 | 0 | 0 | 0 | 0 | 0 | 2.5989 | 0.043723 | 0.00013688 | 0 | 1.8827 | 0 | 0 | 0 | 1.1099 | 10.4444 | 1.2663 | 3.1569 | 0.15353 | 0.055921 | 0 | 0.63797 | 0.20824 | 3.7009 | 12.2972 | 23.1039 | -0.11213 | 0 | 0.48567 | 0 | 1.7286 | 0.20033
2025_06_10 Hr 03 | 0 | 0 | 0 | 0 | 0 | 0 | 0 | 0 | 0 | 0 | 0 | 0.024893 | 2.01 | 0.051685 | 1.2773 | 1.2773 | 3.2671 | 0 | 0.0052034 | 0.003872 | 0.023281 | 0.085287 | 0 | 0.011212 | 0.015969 | 0.4294 | 0 | 3.603 | 2.1271 | 0 | 0.3083 | 0.83819 | 0 | 0 | 0 | 0 | -20.4897 | 0.048579 | 0 | 0.0044081 | 0 | -0.11361 | 0 | 0 | 0 | 0 | 0 | 0 | 0 | 0 | 3.2885 | 0.043723 | 0.00013688 | 0 | 1.8827 | 0 | 0 | 0 | 1.0794 | 9.8542 | 1.2663 | 3.1569 | 0.15353 | 0.055921 | 0 | 0.63797 | 0.20824 | 3.7009 | 12.6899 | 23.439 | -0.11361 | 0 | 0.48567 | 0 | 1.7286 | 0.19685
2025_06_10 Hr 04 | 0 | 0 | 0 | 0 | 0 | 0 | 0 | 0 | 0 | 0 | 0 | 0.024893 | 2.61 | 0.069229 | 1.2773 | 1.2773 | 4.0628 | 0 | 0.0052034 | 0.003872 | 0.023281 | 0.085287 | 0 | 0.011212 | 0.015969 | 0.67045 | 0 | 3.8098 | 2.1271 | 0 | 0.33018 | 0.83819 | 0 | 0 | 0 | 0 | -24.0806 | 0.048579 | 0 | 0.0045471 | 0 | -0.11726 | 0 | 0 | 0 | 0 | 0 | 0 | 0 | 0 | 3.3538 | 0.043723 | 0.00013688 | 0 | 1.8827 | 0 | 0 | 0 | 1.1403 | 11.0977 | 1.2663 | 3.1569 | 0.15353 | 0.055921 | 0 | 0.63797 | 0.20824 | 3.7009 | 11.1059 | 24.206 | -0.11726 | 0 | 0.48567 | 0 | 1.7286 | 0.19818
2025_06_10 Hr 05 | 0 | 0 | 0 | 0 | 0 | 0 | 0 | 0 | 0 | 0 | 0 | 0.024893 | 2.61 | 0.06623 | 1.2773 | 1.2773 | 3.5916 | 0 | 0.0052034 | 0.003872 | 0.023281 | 0.085287 | 0 | 0.011212 | 0.015969 | 0.7527 | 0 | 3.5485 | 2.1271 | 0 | 0.30253 | 0.83819 | 0 | 0 | 0 | 0 | -22.8574 | 0.048579 | 0 | 0.0043501 | 0 | -0.11209 | 0 | 0 | 0 | 0 | 0 | 0 | 0 | 0 | 3.6297 | 0.043723 | 0.00013688 | 0 | 1.8827 | 0 | 0 | 0 | 1.5321 | 10.4475 | 1.2663 | 3.1569 | 0.15353 | 0.055921 | 0 | 0.63797 | 0.20824 | 3.7009 | 12.3217 | 24.8437 | -0.11209 | 0 | 0.48567 | 0 | 1.7286 | 0.19894
2025_06_10 Hr 06 | 0.068002 | 0 | 0 | 0 | 0 | 0 | 0 | 0 | 0 | 0 | 0 | 0.024893 | 2.46 | 0.068574 | 1.2773 | 1.2773 | 4.5363 | 0 | 0.0052034 | 0.003872 | 0.023281 | 0.085287 | 0 | 0.011212 | 0.015969 | 0.79954 | 0 | 3.8098 | 2.1271 | 0 | 0.33018 | 0.83819 | 0 | 0 | 0 | 0 | -27.912 | 0.048579 | 0 | 0.0047787 | 0 | -0.12334 | 0 | 0 | 0 | 0 | 0 | 0 | 0 | 0 | 3.1506 | 0.043723 | 0.00013688 | 0 | 1.8827 | 0 | 0 | 0 | 2.4026 | 11.7003 | 1.2663 | 3.1569 | 0.15353 | 0.055921 | -0.068002 | 0.63797 | 0.20824 | 3.7009 | 8.7876 | 25.1906 | -0.19134 | 0 | 0.48567 | 0 | 1.7286 | 0.20647
2025_06_10 Hr 07 | 0.34081 | 3.7711e-07 | 0 | 0 | 0 | 0 | 0 | 0 | 0 | 0 | 0 | 0.024893 | 1.68 | 0.039421 | 1.2773 | 1.2773 | 3.3294 | 0 | 0.0052034 | 0.003872 | 0.023281 | 0.085287 | 0 | 0.011212 | 0.015969 | 0.46567 | 0 | 3.1112 | 2.1271 | 0 | 0.25745 | 0.83819 | 0 | 0 | 0 | 0 | -19.6799 | 0.048579 | 0 | 0.0040225 | 0 | -0.10349 | 0 | 0 | 0 | 0 | 0 | 0 | 0 | 0 | 3.2885 | 0.043723 | 0.00013688 | 0 | 1.8827 | 0 | 0 | 0 | 2.1022 | 9.461 | 1.2663 | 3.1569 | 0.15353 | 0.055921 | -0.34081 | 0.63797 | 0.20824 | 3.7009 | 13.7644 | 24.4277 | -0.4443 | 0 | 0.48567 | 0 | 1.7286 | 0.21505
2025_06_10 Hr 08 | 0.62655 | 1.1566e-05 | 0 | 0 | 0 | 0 | 0 | 0 | 0 | 0 | 0 | 0.024893 | 0.39 | 0.0071966 | 1.2773 | 1.2773 | 3.1404 | 0 | 0.0052034 | 0.003872 | 0.023281 | 0.085287 | 0 | 0.011212 | 0.015969 | 0.29873 | 0 | 2.801 | 2.1271 | 0 | 0.22527 | 0.83819 | 0 | 0 | 0 | 0 | -13.4283 | 0.048579 | 0 | 0.0031633 | 0 | -0.080938 | 0 | 0 | 0 | 0 | 0 | 0 | 0 | 0 | 3.7676 | 0.043723 | 0.00013688 | 0 | 1.8827 | 0 | 0 | 0 | 2.4026 | 8.7947 | 1.2663 | 3.1569 | 0.15353 | 0.055921 | -0.62655 | 0.63797 | 0.20824 | 3.7009 | 18.8053 | 24.1464 | -0.70748 | 0 | 0.48567 | 0 | 1.7286 | 0.22289
2025_06_10 Hr 09 | 0.66658 | 3.9433e-05 | 0 | 0 | 0 | 0 | 0 | 0 | 0 | 0 | 0 | 0.024893 | 0.3 | 0.0065722 | 1.2773 | 1.2773 | 3.1404 | 0 | 0.0052034 | 0.003872 | 0.023281 | 0.085287 | 0 | 0.011212 | 0.015969 | 0.33388 | 0 | 3.0608 | 2.1271 | 0 | 0.25222 | 0.83819 | 0 | 0 | 0 | 0 | -15.0044 | 0.048579 | 0 | 0.0037555 | 0 | -0.096483 | 0 | 0 | 0 | 0 | 0 | 0 | 0 | 0 | 3.6297 | 0.043723 | 0.00013688 | 0 | 1.8827 | 0 | 0 | 0 | 2.4026 | 9.0897 | 1.2663 | 3.1569 | 0.15353 | 0.055921 | -0.66658 | 0.63797 | 0.20824 | 3.7009 | 17.3114 | 23.9892 | -0.76306 | 0 | 0.48567 | 0 | 1.7286 | 0.22725
2025_06_10 Hr 10 | 0.71475 | 8.0472e-05 | 0 | 0 | 0 | 0 | 0 | 0 | 0 | 0 | 0 | 0.024893 | 0.45 | 0.010578 | 1.2773 | 1.2773 | 3.1404 | 0 | 0.0052034 | 0.003872 | 0.023281 | 0.085287 | 0 | 0.011212 | 0.015969 | 0.30542 | 0 | 2.8257 | 2.1271 | 0 | 0.22784 | 0.83819 | 0 | 0 | 0 | 0 | -14.7215 | 0.048579 | 0 | 0.0040299 | 0 | -0.10368 | 0 | 0 | 0 | 0 | 0 | 0 | 0 | 0 | 3.7676 | 0.043723 | 0.00013688 | 0 | 1.8827 | 0 | 0 | 0 | 2.3112 | 8.8262 | 1.2663 | 3.1569 | 0.15353 | 0.055921 | -0.71475 | 0.63797 | 0.20824 | 3.7009 | 17.5013 | 24.2151 | -0.81843 | 0 | 0.48567 | 0 | 1.7286 | 0.22881
2025_06_10 Hr 11 | 0.72644 | 0.00012341 | 0 | 0 | 0 | 0 | 0 | 0 | 0 | 0 | 0 | 0.024893 | 0.24 | 0.0055676 | 1.2773 | 1.2773 | 3.1404 | 0 | 0.0052034 | 0.003872 | 0.023281 | 0.085287 | 0 | 0.011212 | 0.015969 | 0.3339 | 0 | 2.8381 | 2.1271 | 0 | 0.22912 | 0.83819 | 0 | 0 | 0 | 0 | -13.2541 | 0.048579 | 0 | 0.0039769 | 0 | -0.10229 | 0 | 0 | 0 | 0 | 0 | 0 | 0 | 0 | 4.1088 | 0.043723 | 0.00013688 | 0 | 1.8827 | 0 | 0 | 0 | 2.4896 | 8.867 | 1.2663 | 3.1569 | 0.15353 | 0.055921 | -0.72644 | 0.63797 | 0.20824 | 3.7009 | 19.3206 | 24.5364 | -0.82874 | 0 | 0.48567 | 0 | 1.7286 | 0.23251
2025_06_10 Hr 12 | 0.67973 | 0.00016207 | 0 | 0 | 0 | 0 | 0 | 0 | 0 | 0 | 0 | 0.024893 | 1.14 | 0.028526 | 1.2773 | 1.2773 | 3.2496 | 0 | 0.0052034 | 0.003872 | 0.023281 | 0.085287 | 0 | 0.011212 | 0.015969 | 0.54995 | 0 | 3.3944 | 2.1271 | 0 | 0.28683 | 0.83819 | 0 | 0 | 0 | 0 | -15.1752 | 0.048579 | 0 | 0.0042896 | 0 | -0.1105 | 0 | 0 | 0 | 0 | 0 | 0 | 0 | 0 | 4.45 | 0.043723 | 0.00013688 | 0 | 1.8827 | 0 | 0 | 0 | 2.7029 | 9.7486 | 1.2663 | 3.1569 | 0.15353 | 0.055921 | -0.67973 | 0.63797 | 0.20824 | 3.7009 | 19.8098 | 26.0267 | -0.79023 | 0 | 0.48567 | 0 | 1.7286 | 0.23428
2025_06_10 Hr 13 | 0.72637 | 0.00026079 | 0 | 0 | 0 | 0 | 0 | 0 | 0 | 0 | 0 | 0.024893 | 1.14 | 0.026656 | 1.2773 | 1.2773 | 3.1872 | 0 | 0.0052034 | 0.003872 | 0.023281 | 0.085287 | 0 | 0.011212 | 0.015969 | 0.35899 | 0 | 3.0842 | 2.1271 | 0 | 0.25465 | 0.83819 | 0 | 0 | 0 | 0 | -12.7424 | 0.048579 | 0 | 0.0040083 | 0 | -0.10312 | 0 | 0 | 0 | 0 | 0 | 0 | 0 | 0 | 4.1741 | 0.043723 | 0.00013688 | 0 | 1.8827 | 0 | 0 | 0 | 2.6419 | 9.185 | 1.2663 | 3.1569 | 0.15353 | 0.055921 | -0.72637 | 0.63797 | 0.20824 | 3.7009 | 21.3181 | 25.705 | -0.82949 | 0 | 0.48567 | 0 | 1.7286 | 0.23671
2025_06_10 Hr 14 | 0.68082 | 0.00020881 | 0 | 0 | 0 | 0 | 0 | 0 | 0 | 0 | 0 | 0.024893 | 1.17 | 0.026575 | 1.2773 | 1.2773 | 3.1404 | 0 | 0.0052034 | 0.003872 | 0.023281 | 0.085287 | 0 | 0.011212 | 0.015969 | 0.33388 | 0 | 3.0608 | 2.1271 | 0 | 0.25222 | 0.83819 | 0 | 0 | 0 | 0 | -11.6067 | 0.048579 | 0 | 0.0038938 | 0 | -0.10011 | 0 | 0 | 0 | 0 | 0 | 0 | 0 | 0 | 4.5226 | 0.043723 | 0.00013688 | 0 | 1.8827 | 0 | 0 | 0 | 2.7029 | 9.0897 | 1.2663 | 3.1569 | 0.15353 | 0.055921 | -0.68082 | 0.63797 | 0.20824 | 3.7009 | 22.8019 | 26.0999 | -0.78093 | 0 | 0.48567 | 0 | 1.7286 | 0.24033
2025_06_10 Hr 15 | 0.59015 | 0.00016636 | 0 | 0 | 0 | 0 | 0 | 0 | 0 | 0 | 0 | 0.024893 | 1.02 | 0.019197 | 1.2773 | 1.2773 | 3.1404 | 0 | 0.0052034 | 0.003872 | 0.023281 | 0.085287 | 0 | 0.011212 | 0.015969 | 0.29873 | 0 | 2.801 | 2.1271 | 0 | 0.22527 | 0.83819 | 0 | 0 | 0 | 0 | -8.4775 | 0.048579 | 0 | 0.0032264 | 0 | -0.082593 | 0 | 0 | 0 | 0 | 0 | 0 | 0 | 0 | 4.5226 | 0.043723 | 0.00013688 | 0 | 1.8827 | 0 | 0 | 0 | 2.2502 | 8.7947 | 1.2663 | 3.1569 | 0.15353 | 0.055921 | -0.59015 | 0.63797 | 0.20824 | 3.7009 | 25.018 | 25.3735 | -0.67274 | 0 | 0.48567 | 0 | 1.7286 | 0.24167
2025_06_10 Hr 16 | 0.56726 | 0.00014854 | 0 | 0 | 0 | 0 | 0 | 0 | 0 | 0 | 0 | 0.024893 | 0.87 | 0.016857 | 1.233 | 1.233 | 3.156 | 0 | 0.0052034 | 0.003872 | 0.023281 | 0.085287 | 0 | 0.011212 | 0.015969 | 0.31547 | 0 | 2.8752 | 2.1271 | 0 | 0.23297 | 0.83819 | 0 | 0 | 0 | 0 | -8.3319 | 0.048579 | 0 | 0.0033216 | 0 | -0.085093 | 0 | 0 | 0 | 0 | 0 | 0 | 0 | 0 | 4.5879 | 0.043723 | 0.00013688 | 0 | 1.8827 | 0 | 0 | 0 | 1.8019 | 8.8127 | 1.2663 | 3.1569 | 0.15353 | 0.055921 | -0.56726 | 0.63797 | 0.20824 | 3.7009 | 24.6533 | 24.8248 | -0.65236 | 0 | 0.48567 | 0 | 1.7286 | 0.24347
2025_06_10 Hr 17 | 0.54503 | 0.00012056 | 0 | 0 | 0 | 0 | 0 | 0 | 0 | 0 | 0 | 0.024893 | 0.69 | 0.0096032 | 0.4635 | 0.46351 | 3.1404 | 0 | 0.0052034 | 0.003872 | 0.023281 | 0.085287 | 0 | 0.011212 | 0.015969 | 0.29873 | 0 | 2.801 | 2.1271 | 0 | 0.22527 | 0.83819 | 0 | 0 | 0 | 0 | -4.016 | 0.048579 | 0 | 0.0023859 | 0 | -0.06053 | 0 | 0 | 0 | 0 | 0 | 0 | 0 | 0 | 4.2467 | 0.043723 | 0.00013688 | 0 | 1.8827 | 0 | 0 | 0 | 1.4407 | 7.1671 | 1.2663 | 3.1569 | 0.15353 | 0.055921 | -0.54503 | 0.63797 | 0.20824 | 3.7009 | 26.4528 | 23.9072 | -0.60556 | 0 | 0.48567 | 0 | 1.7286 | 0.24553
2025_06_10 Hr 18 | 0.54503 | 0.00015082 | 0 | 0 | 0 | 0 | 0 | 0 | 0 | 0 | 0 | 0.024893 | 0.45 | 0.010007 | 0.63435 | 0.63445 | 3.234 | 0 | 0.0052034 | 0.003872 | 0.023281 | 0.085287 | 0 | 0.011212 | 0.015969 | 0.34561 | 0 | 3.0841 | 2.1271 | 0 | 0.25464 | 0.83819 | 0 | 0 | 0 | 0 | -8.107 | 0.048579 | 0 | 0.0038121 | 0 | -0.097967 | 0 | 0 | 0 | 0 | 0 | 0 | 0 | 0 | 4.5879 | 0.043723 | 0.00013688 | 0 | 1.8827 | 0 | 0 | 0 | 1.1403 | 7.9325 | 1.2663 | 3.1569 | 0.15353 | 0.055921 | -0.54503 | 0.63797 | 0.20824 | 3.7009 | 22.9212 | 23.7387 | -0.643 | 0 | 0.48567 | 0 | 1.7286 | 0.24633
2025_06_10 Hr 19 | 0.45436 | 8.1001e-05 | 0 | 0 | 0 | 0 | 0 | 0 | 0 | 0 | 0 | 0.024893 | 0.42 | 0.0099381 | 0.86216 | 0.86225 | 3.1404 | 0 | 0.0052034 | 0.003872 | 0.023281 | 0.085287 | 0 | 0.011212 | 0.015969 | 0.35901 | 0 | 3.1384 | 2.1271 | 0 | 0.26027 | 0.83819 | 0 | 0 | 0 | 0 | -9.8363 | 0.048579 | 0 | 0.0040564 | 0 | -0.10438 | 0 | 0 | 0 | 0 | 0 | 0 | 0 | 0 | 4.7259 | 0.043723 | 0.00013688 | 0 | 1.8827 | 0 | 0 | 0 | 1.0185 | 8.3621 | 1.2663 | 3.1569 | 0.15353 | 0.055921 | -0.45436 | 0.63797 | 0.20824 | 3.7009 | 21.6053 | 23.6382 | -0.55874 | 0 | 0.48567 | 0 | 1.7286 | 0.245
2025_06_10 Hr 20 | 0.11341 | 6.551e-05 | 0 | 0 | 0 | 0 | 0 | 0 | 0 | 0 | 0 | 0.024893 | 0.36 | 0.0092291 | 1.09 | 1.0901 | 3.3744 | 0 | 0.0052034 | 0.003872 | 0.023281 | 0.085287 | 0 | 0.011212 | 0.015969 | 0.36068 | 0 | 3.2283 | 2.1271 | 0 | 0.2696 | 0.83819 | 0 | 0 | 0 | 0 | -13.4007 | 0.048579 | 0 | 0.0043948 | 0 | -0.11326 | 0 | 0 | 0 | 0 | 0 | 0 | 0 | 0 | 4.7259 | 0.043723 | 0.00013688 | 0 | 1.8827 | 0 | 0 | 0 | 0.60064 | 9.1435 | 1.2663 | 3.1569 | 0.15353 | 0.055921 | -0.11341 | 0.63797 | 0.20824 | 3.7009 | 18.3409 | 22.8248 | -0.22667 | 0 | 0.48567 | 0 | 1.7286 | 0.24174
2025_06_10 Hr 21 | 0 | 8.4118e-06 | 0 | 0 | 0 | 0 | 0 | 0 | 0 | 0 | 0 | 0.024893 | 0.18 | 0.0032487 | 1.1283 | 1.1284 | 3.1404 | 0 | 0.0052034 | 0.003872 | 0.023281 | 0.085287 | 0 | 0.011212 | 0.015969 | 0.29873 | 0 | 0 | 2.1271 | 0 | 0 | 0.83819 | 0 | 0 | 0 | 0 | -8.9625 | 0.048579 | 0 | 0.036355 | 0 | -0.079118 | 0 | 0 | 0 | 0 | 0 | 0 | 0 | 0 | 4.7912 | 0.043723 | 0.00013688 | 0 | 1.8827 | 0 | 0 | 0 | 0.42219 | 5.6957 | 1.2663 | 3.1569 | 0.15353 | 0.055921 | 0 | 0.63797 | 0.20824 | 3.7009 | 18.7951 | 22.141 | -0.079118 | 0 | 0.48567 | 0 | 1.7286 | 0.24014
2025_06_10 Hr 22 | 0 | 4.7935e-07 | 0 | 0 | 0 | 0 | 0 | 0 | 0 | 0 | 0 | 0.024893 | 0.21 | 0.0031318 | 0.46983 | 0.46985 | 3.1404 | 0 | 0.0052034 | 0.003872 | 0.023281 | 0.085287 | 0 | 0.011212 | 0.015969 | 0.29873 | 0 | 0 | 2.1271 | 0 | 0 | 0.83819 | 0 | 0 | 0 | 0 | -6.4312 | 0.048579 | 0 | 0.030039 | 0 | -0.065009 | 0 | 0 | 0 | 0 | 0 | 0 | 0 | 0 | 4.6533 | 0.043723 | 0.00013688 | 0 | 1.8827 | 0 | 0 | 0 | 0.36125 | 4.3788 | 1.2663 | 3.1569 | 0.15353 | 0.055921 | 0 | 0.63797 | 0.20824 | 3.7009 | 19.8487 | 21.9662 | -0.065009 | 0 | 0.48567 | 0 | 1.7286 | 0.23427
2025_06_10 Hr 23 | 0 | 0 | 0 | 0 | 0 | 0 | 0 | 0 | 0 | 0 | 0 | 0.024893 | 0.06 | 0.001064 | 0.55842 | 0.55848 | 3.2509 | 0 | 0.0052034 | 0.003872 | 0.023281 | 0.085287 | 0 | 0.011212 | 0.015969 | 0.29873 | 0 | 0 | 2.1271 | 0 | 0 | 0.83819 | 0 | 0 | 0 | 0 | -8.7684 | 0.048579 | 0 | 0.03572 | 0 | -0.0777 | 0 | 0 | 0 | 0 | 0 | 0 | 0 | 0 | 4.1088 | 0.043723 | 0.00013688 | 0 | 1.8827 | 0 | 0 | 0 | 0.23939 | 4.6665 | 1.2663 | 3.1569 | 0.15353 | 0.055921 | 0 | 0.63797 | 0.20824 | 3.7009 | 16.9581 | 21.1377 | -0.0777 | 0 | 0.48567 | 0 | 1.7286 | 0.22421
2025_06_10 Hr 24 | 0 | 0 | 0 | 0 | 0 | 0 | 0 | 0 | 0 | 0 | 0 | 0.024893 | 0.18 | 0.0025934 | 0.4635 | 0.46352 | 3.2509 | 0 | 0.0052034 | 0.003872 | 0.023281 | 0.085287 | 0 | 0.011212 | 0.015969 | 0.29873 | 0 | 0 | 2.1271 | 0 | 0 | 0.83819 | 0 | 0 | 0 | 0 | -7.4811 | 0.048579 | 0 | 0.029021 | 0 | -0.062734 | 0 | 0 | 0 | 0 | 0 | 0 | 0 | 0 | 4.5226 | 0.043723 | 0.00013688 | 0 | 1.8827 | 0 | 0 | 0 | 0.42219 | 4.4766 | 1.2663 | 3.1569 | 0.15353 | 0.055921 | 0 | 0.63797 | 0.20824 | 3.7009 | 18.7777 | 21.8449 | -0.062734 | 0 | 0.48567 | 0 | 1.7286 | 0.21331
2025_06_11 Hr 01 | 0 | 0 | 0 | 0 | 0 | 0 | 0 | 0 | 0 | 0 | 0 | 0.024893 | 0.21 | 0.0029036 | 0.45401 | 0.45401 | 3.2186 | 0 | 0.0052034 | 0.003872 | 0.023281 | 0.085287 | 0 | 0.011212 | 0.015969 | 0.29873 | 0 | 0 | 2.1271 | 0 | 0 | 0.83819 | 0 | 0 | 0 | 0 | -8.7347 | 0.048579 | 0 | 0.027851 | 0 | -0.06012 | 0 | 0 | 0 | 0 | 0 | 0 | 0 | 0 | 5.4082 | 0.043723 | 0.00013688 | 0 | 1.8827 | 0 | 0 | 0 | 0.63111 | 4.4254 | 1.2663 | 3.1569 | 0.15353 | 0.055921 | 0 | 0.63797 | 0.20824 | 3.7009 | 18.5948 | 22.9642 | -0.06012 | 0 | 0.48567 | 0 | 1.7286 | 0.2077
2025_06_11 Hr 02 | 0 | 0 | 0 | 0 | 0 | 0 | 0 | 0 | 0 | 0 | 0 | 0.024893 | 0.27 | 0.0037752 | 0.45401 | 0.45401 | 3.2186 | 0 | 0.0052034 | 0.003872 | 0.023281 | 0.085287 | 0 | 0.011212 | 0.015969 | 0.29873 | 0 | 0 | 2.1271 | 0 | 0 | 0.83819 | 0 | 0 | 0 | 0 | -8.7352 | 0.048579 | 0 | 0.028164 | 0 | -0.06082 | 0 | 0 | 0 | 0 | 0 | 0 | 0 | 0 | 5.4082 | 0.043723 | 0.00013688 | 0 | 1.8827 | 0 | 0 | 0 | 1.0489 | 4.4254 | 1.2663 | 3.1569 | 0.15353 | 0.055921 | 0 | 0.63797 | 0.20824 | 3.7009 | 19.0666 | 23.4373 | -0.06082 | 0 | 0.48567 | 0 | 1.7286 | 0.20208
2025_06_11 Hr 03 | 0 | 0 | 0 | 0 | 0 | 0 | 0 | 0 | 0 | 0 | 0 | 0.024893 | 0.51 | 0.0064708 | 0.45401 | 0.45401 | 3.2186 | 0 | 0.0052034 | 0.003872 | 0.023281 | 0.085287 | 0 | 0.011212 | 0.015969 | 0.29873 | 0 | 0 | 2.1271 | 0 | 0 | 0.83819 | 0 | 0 | 0 | 0 | -8.3226 | 0.048579 | 0 | 0.025557 | 0 | -0.054996 | 0 | 0 | 0 | 0 | 0 | 0 | 0 | 0 | 5.96 | 0.043723 | 0.00013688 | 0 | 1.8827 | 0 | 0 | 0 | 1.1099 | 4.4254 | 1.2663 | 3.1569 | 0.15353 | 0.055921 | 0 | 0.63797 | 0.20824 | 3.7009 | 20.3387 | 24.2909 | -0.054996 | 0 | 0.48567 | 0 | 1.7286 | 0.20031
2025_06_11 Hr 04 | 0 | 0 | 0 | 0 | 0 | 0 | 0 | 0 | 0 | 0 | 0 | 0.024893 | 0.27 | 0.0041612 | 0.45559 | 0.4556 | 3.2186 | 0 | 0.0052034 | 0.003872 | 0.023281 | 0.085287 | 0 | 0.011212 | 0.015969 | 0.29873 | 0 | 0 | 2.1271 | 0 | 0 | 0.83819 | 0 | 0 | 0 | 0 | -10.2164 | 0.048579 | 0 | 0.031044 | 0 | -0.067253 | 0 | 0 | 0 | 0 | 0 | 0 | 0 | 0 | 6.3665 | 0.043723 | 0.00013688 | 0 | 1.8827 | 0 | 0 | 0 | 1.1403 | 4.4286 | 1.2663 | 3.1569 | 0.15353 | 0.055921 | 0 | 0.63797 | 0.20824 | 3.7009 | 18.6289 | 24.484 | -0.067253 | 0 | 0.48567 | 0 | 1.7286 | 0.19877
2025_06_11 Hr 05 | 0 | 0 | 0 | 0 | 0 | 0 | 0 | 0 | 0 | 0 | 0 | 0.024893 | 0.36 | 0.0060594 | 0.59638 | 0.5965 | 3.2186 | 0 | 0.0052034 | 0.003872 | 0.023281 | 0.085287 | 0 | 0.011212 | 0.015969 | 0.29873 | 0 | 0 | 2.1271 | 0 | 0 | 0.83819 | 0 | 0 | 0 | 0 | -11.742 | 0.048579 | 0 | 0.033904 | 0 | -0.073642 | 0 | 0 | 0 | 0 | 0 | 0 | 0 | 0 | 6.0979 | 0.043723 | 0.00013688 | 0 | 1.8827 | 0 | 0 | 0 | 1.0489 | 4.7103 | 1.2663 | 3.1569 | 0.15353 | 0.055921 | 0 | 0.63797 | 0.20824 | 3.7009 | 17.1146 | 24.2199 | -0.073642 | 0 | 0.48567 | 0 | 1.7286 | 0.20281
2025_06_11 Hr 06 | 0.022813 | 0 | 0 | 0 | 0 | 0 | 0 | 0 | 0 | 0 | 0 | 0.024893 | 1.08 | 0.017861 | 0.67548 | 0.67562 | 3.2186 | 0 | 0.0052034 | 0.003872 | 0.023281 | 0.085287 | 0 | 0.011212 | 0.015969 | 0.29873 | 0 | 0 | 2.1271 | 0 | 0 | 0.83819 | 0 | 0 | 0 | 0 | -11.9921 | 0.048579 | 0 | 0.033312 | 0 | -0.072321 | 0 | 0 | 0 | 0 | 0 | 0 | 0 | 0 | 6.0253 | 0.043723 | 0.00013688 | 0 | 1.8827 | 0 | 0 | 0 | 1.4102 | 4.8685 | 1.2663 | 3.1569 | 0.15353 | 0.055921 | -0.022813 | 0.63797 | 0.20824 | 3.7009 | 18.0488 | 25.2675 | -0.095133 | 0 | 0.48567 | 0 | 1.7286 | 0.20713
2025_06_11 Hr 07 | 0.20422 | 2.9823e-07 | 0 | 0 | 0 | 0 | 0 | 0 | 0 | 0 | 0 | 0.024893 | 1.17 | 0.010855 | 0.45401 | 0.45401 | 3.1092 | 0 | 0.0052034 | 0.003872 | 0.023281 | 0.085287 | 0 | 0.011212 | 0.015969 | 0.29873 | 0 | 0 | 2.1271 | 0 | 0 | 0.83819 | 0 | 0 | 0 | 0 | -6.0196 | 0.048579 | 0 | 0.018689 | 0 | -0.039652 | 0 | 0 | 0 | 0 | 0 | 0 | 0 | 0 | 5.4808 | 0.043723 | 0.00013688 | 0 | 1.8827 | 0 | 0 | 0 | 1.2927 | 4.316 | 1.2663 | 3.1569 | 0.15353 | 0.055921 | -0.20422 | 0.63797 | 0.20824 | 3.7009 | 22.9335 | 24.881 | -0.24388 | 0 | 0.48567 | 0 | 1.7286 | 0.21815
2025_06_11 Hr 08 | 0.34081 | 3.6356e-06 | 0 | 0 | 0 | 0 | 0 | 0 | 0 | 0 | 0 | 0.024893 | 0.93 | 0.0084153 | 0.45401 | 0.45401 | 3.1092 | 0 | 0.0052034 | 0.003872 | 0.023281 | 0.085287 | 0 | 0.011212 | 0.015969 | 0.29873 | 0 | 0 | 2.1271 | 0 | 0 | 0.83819 | 0 | 0 | 0 | 0 | -5.5117 | 0.048579 | 0 | 0.018227 | 0 | -0.038619 | 0 | 0 | 0 | 0 | 0 | 0 | 0 | 0 | 4.7912 | 0.043723 | 0.00013688 | 0 | 1.8827 | 0 | 0 | 0 | 1.1403 | 4.316 | 1.2663 | 3.1569 | 0.15353 | 0.055921 | -0.34081 | 0.63797 | 0.20824 | 3.7009 | 22.365 | 23.9402 | -0.37943 | 0 | 0.48567 | 0 | 1.7286 | 0.22518
2025_06_11 Hr 09 | 0.40874 | 1.4264e-05 | 0 | 0 | 0 | 0 | 0 | 0 | 0 | 0 | 0 | 0.024893 | 1.29 | 0.0078421 | 0.45401 | 0.45401 | 3.1092 | 0 | 0.0052034 | 0.003872 | 0.023281 | 0.085287 | 0 | 0.011212 | 0.015969 | 0.29873 | 0 | 0 | 2.1271 | 0 | 0 | 0.83819 | 0 | 0 | 0 | 0 | -3.762 | 0.048579 | 0 | 0.012245 | 0 | -0.025256 | 0 | 0 | 0 | 0 | 0 | 0 | 0 | 0 | 5.0017 | 0.043723 | 0.00013688 | 0 | 1.8827 | 0 | 0 | 0 | 0.93143 | 4.316 | 1.2663 | 3.1569 | 0.15353 | 0.055921 | -0.40874 | 0.63797 | 0.20824 | 3.7009 | 24.4933 | 24.3733 | -0.43399 | 0 | 0.48567 | 0 | 1.7286 | 0.22933
2025_06_11 Hr 10 | 0.43148 | 3.3079e-05 | 0 | 0 | 0 | 0 | 0 | 0 | 0 | 0 | 0 | 0.024893 | 1.77 | 0.009689 | 0.45401 | 0.45401 | 3.1092 | 0 | 0.0052034 | 0.003872 | 0.023281 | 0.085287 | 0 | 0.011212 | 0.015969 | 0.29873 | 0 | 0 | 2.1271 | 0 | 0 | 0.83819 | 0 | 0 | 0 | 0 | -3.5819 | 0.048579 | 0 | 0.011026 | 0 | -0.022533 | 0 | 0 | 0 | 0 | 0 | 0 | 0 | 0 | 4.5879 | 0.043723 | 0.00013688 | 0 | 1.8827 | 0 | 0 | 0 | 0.96189 | 4.316 | 1.2663 | 3.1569 | 0.15353 | 0.055921 | -0.43148 | 0.63797 | 0.20824 | 3.7009 | 24.7786 | 24.4986 | -0.45401 | 0 | 0.48567 | 0 | 1.7286 | 0.23329
2025_06_11 Hr 11 | 0.72644 | 4.5274e-05 | 0 | 0 | 0 | 0 | 0 | 0 | 0 | 0 | 0 | 0.024893 | 1.95 | 0.0096035 | 0.45401 | 0.45401 | 3.1092 | 0 | 0.0052034 | 0.003872 | 0.023281 | 0.085287 | 0 | 0.011212 | 0.015969 | 0.29873 | 0 | 0 | 2.1271 | 0 | 0 | 0.83819 | 0 | 0 | 0 | 0 | -3.1718 | 0.048579 | 0 | 0.0099201 | 0 | -0.020062 | 0 | 0 | 0 | 0 | 0 | 0 | 0 | 0 | 4.5879 | 0.043723 | 0.00013688 | 0 | 1.8827 | 0 | 0 | 0 | 0.66157 | 4.316 | 1.2663 | 3.1569 | 0.15353 | 0.055921 | -0.72644 | 0.63797 | 0.20824 | 3.7009 | 25.0724 | 24.6747 | -0.74651 | 0 | 0.48567 | 0 | 1.7286 | 0.23483
2025_06_11 Hr 12 | 0.73146 | 7.7951e-05 | 0 | 0 | 0 | 0 | 0 | 0 | 0 | 0 | 0 | 0.024893 | 2.04 | 0.014196 | 0.45401 | 0.45401 | 3.1092 | 0 | 0.0052034 | 0.003872 | 0.023281 | 0.085287 | 0 | 0.011212 | 0.015969 | 0.29873 | 0 | 0 | 2.1271 | 0 | 0 | 0.83819 | 0 | 0 | 0 | 0 | -4.2262 | 0.048579 | 0 | 0.014017 | 0 | -0.029215 | 0 | 0 | 0 | 0 | 0 | 0 | 0 | 0 | 4.1741 | 0.043723 | 0.00013688 | 0 | 1.8827 | 0 | 0 | 0 | 0.72251 | 4.316 | 1.2663 | 3.1569 | 0.15353 | 0.055921 | -0.73146 | 0.63797 | 0.20824 | 3.7009 | 23.7534 | 24.4243 | -0.76067 | 0 | 0.48567 | 0 | 1.7286 | 0.23766
2025_06_11 Hr 13 | 0.74722 | 3.7644e-05 | 0 | 0 | 0 | 0 | 0 | 0 | 0 | 0 | 0 | 0.024893 | 2.25 | 0.006671 | 0.45401 | 0.45401 | 3.1092 | 0 | 0.0052034 | 0.003872 | 0.023281 | 0.085287 | 0 | 0.011212 | 0.015969 | 0.29873 | 0 | 0 | 2.1271 | 0 | 0 | 0.83819 | 0 | 0 | 0 | 0 | -1.8684 | 0.048579 | 0 | 0.0059721 | 0 | -0.011242 | 0 | 0 | 0 | 0 | 0 | 0 | 0 | 0 | 3.5644 | 0.043723 | 0.00013688 | 0 | 1.8827 | 0 | 0 | 0 | 0.99236 | 4.316 | 1.2663 | 3.1569 | 0.15353 | 0.055921 | -0.74722 | 0.63797 | 0.20824 | 3.7009 | 25.9967 | 24.3076 | -0.75846 | 0 | 0.48567 | 0 | 1.7286 | 0.24267
2025_06_11 Hr 14 | 0.68082 | 1.2068e-05 | 0 | 0 | 0 | 0 | 0 | 0 | 0 | 0 | 0 | 0.024893 | 2.49 | 0.0023608 | 0.45401 | 0.45401 | 3.1092 | 0 | 0.0052034 | 0.003872 | 0.023281 | 0.085287 | 0 | 0.011212 | 0.015969 | 0.29873 | 0 | 0 | 2.1271 | 0 | 0 | 0.83819 | 0 | 0 | 0 | 0 | -0.61218 | 0.048579 | 0 | 0.0019098 | 0 | -0.0021665 | 0 | 0 | 0 | 0 | 0 | 0 | 0 | 0 | 3.2885 | 0.043723 | 0.00013688 | 0 | 1.8827 | 0 | 0 | 0 | 1.3797 | 4.316 | 1.2663 | 3.1569 | 0.15353 | 0.055921 | -0.68082 | 0.63797 | 0.20824 | 3.7009 | 27.6127 | 24.5919 | -0.68298 | 0 | 0.48567 | 0 | 1.7286 | 0.24621
2025_06_11 Hr 15 | 0.59015 | -1.0642e-06 | 0 | 0 | 0 | 0 | 0 | 0 | 0 | 0 | 0 | 0.024893 | 2.46 | -0.00021238 | 0.45401 | 0.45401 | 3.1092 | 0 | 0.0052034 | 0.003872 | 0.023281 | 0.085287 | 0 | 0.011212 | 0.015969 | 0.29873 | 0 | 0 | 2.1271 | 0 | 0 | 0.83819 | 0 | 0 | 0 | 0 | 0.056782 | 0.048579 | 0 | -0.0001739 | 0 | 0.0024885 | 0 | 0 | 0 | 0 | 0 | 0 | 0 | 0 | 2.2577 | 0.043723 | 0.00013688 | 0 | 1.8827 | 0 | 0 | 0 | 1.4102 | 4.316 | 1.2663 | 3.1569 | 0.15353 | 0.055921 | -0.59015 | 0.63797 | 0.20824 | 3.7009 | 27.2568 | 23.4717 | -0.58766 | 0 | 0.48567 | 0 | 1.7286 | 0.2496
2025_06_11 Hr 16 | 0.54496 | 1.3462e-05 | 0 | 0 | 0 | 0 | 0 | 0 | 0 | 0 | 0 | 0.024893 | 2.43 | 0.0026366 | 0.45401 | 0.45401 | 0 | 0 | 0.0052034 | 0.003872 | 0.023281 | 0.085287 | 0 | 0.011212 | 0.015969 | 0.29873 | 0 | 0 | 2.1271 | 0 | 0 | 0.83819 | 0 | 0 | 0 | 0 | -0.57819 | 0.048579 | 0 | 0.0027551 | 0 | -0.0027825 | 0 | 0 | 0 | 0 | 0 | 0 | 0 | 0 | 1.8511 | 0.043723 | 0.00013688 | 0 | 1.8827 | 0 | 0 | 0 | 1.6191 | 1.2067 | 1.2663 | 3.1569 | 0.15353 | 0.055921 | -0.54496 | 0.63797 | 0.20824 | 3.7009 | 23.2849 | 23.2041 | -0.54774 | 0 | 0.48567 | 0 | 1.7286 | 0.25195
2025_06_11 Hr 17 | 0.49955 | 1.5905e-05 | 0 | 0 | 0 | 0 | 0 | 0 | 0 | 0 | 0 | 0.024893 | 2.13 | 0.0030864 | 0.45401 | 0.45401 | 0 | 0 | 0.0052034 | 0.003872 | 0.023281 | 0.085287 | 0 | 0.011212 | 0.015969 | 0.29873 | 0 | 0 | 2.1271 | 0 | 0 | 0.83819 | 0 | 0 | 0 | 0 | -0.71946 | 0.048579 | 0 | 0.0036794 | 0 | -0.0044205 | 0 | 0 | 0 | 0 | 0 | 0 | 0 | 0 | 1.372 | 0.043723 | 0.00013688 | 0 | 1.8827 | 0 | 0 | 0 | 1.0794 | 1.2067 | 1.2663 | 3.1569 | 0.15353 | 0.055921 | -0.49955 | 0.63797 | 0.20824 | 3.7009 | 21.8236 | 21.8403 | -0.50397 | 0 | 0.48567 | 0 | 1.7286 | 0.25195
2025_06_11 Hr 18 | 0.54503 | 5.0399e-05 | 0 | 0 | 0 | 0 | 0 | 0 | 0 | 0 | 0 | 0.024893 | 1.74 | 0.010067 | 0.45401 | 0.45401 | 0 | 0 | 0.0052034 | 0.003872 | 0.023281 | 0.085287 | 0 | 0.011212 | 0.015969 | 0.29873 | 0 | 0 | 2.1271 | 0 | 0 | 0.83819 | 0 | 0 | 0 | 0 | -2.7632 | 0.048579 | 0 | 0.014692 | 0 | -0.023937 | 0 | 0 | 0 | 0 | 0 | 0 | 0 | 0 | 1.0236 | 0.043723 | 0.00013688 | 0 | 1.8827 | 0 | 0 | 0 | 1.3188 | 1.2067 | 1.2663 | 3.1569 | 0.15353 | 0.055921 | -0.54503 | 0.63797 | 0.20824 | 3.7009 | 19.2683 | 21.3937 | -0.56897 | 0 | 0.48567 | 0 | 1.7286 | 0.25195
2025_06_11 Hr 19 | 0.43148 | 5.4273e-05 | 0 | 0 | 0 | 0 | 0 | 0 | 0 | 0 | 0 | 0.024893 | 1.35 | 0.012734 | 0.45401 | 0.45401 | 0 | 0 | 0.0052034 | 0.003872 | 0.023281 | 0.085287 | 0 | 0.011212 | 0.015969 | 0.29873 | 0 | 0 | 2.1271 | 0 | 0 | 0.83819 | 0 | 0 | 0 | 0 | -4.4767 | 0.048579 | 0 | 0.023953 | 0 | -0.040348 | 0 | 0 | 0 | 0 | 0 | 0 | 0 | 0 | 0.95824 | 0.043723 | 0.00013688 | 0 | 1.8827 | 0 | 0 | 0 | 1.0794 | 1.2067 | 1.2663 | 3.1569 | 0.15353 | 0.055921 | -0.43148 | 0.63797 | 0.20824 | 3.7009 | 16.8461 | 20.5879 | -0.47183 | 0 | 0.48567 | 0 | 1.7286 | 0.25174
2025_06_11 Hr 20 | 0.067929 | 2.0824e-05 | 0 | 0 | 0 | 0 | 0 | 0 | 0 | 0 | 0 | 0.024893 | 0.87 | 0.0076166 | 0.45401 | 0.45401 | 0 | 0 | 0.0052034 | 0.003872 | 0.023281 | 0.085287 | 0 | 0.011212 | 0.015969 | 0.29873 | 0 | 0 | 2.1271 | 0 | 0 | 0.83819 | 0 | 0 | 0 | 0 | -3.9458 | 0.048579 | 0 | 0.022231 | 0 | -0.037296 | 0 | 0 | 0 | 0 | 0 | 0 | 0 | 0 | 1.372 | 0.043723 | 0.00013688 | 0 | 1.8827 | 0 | 0 | 0 | 0.30032 | 1.2067 | 1.2663 | 3.1569 | 0.15353 | 0.055921 | -0.067929 | 0.63797 | 0.20824 | 3.7009 | 16.5277 | 19.372 | -0.10523 | 0 | 0.48567 | 0 | 1.7286 | 0.24982
2025_06_11 Hr 21 | 0 | 4.6992e-06 | 0 | 0 | 0 | 0 | 0 | 0 | 0 | 0 | 0 | 0.024893 | 0.6 | 0.0073099 | 0.45401 | 0.45401 | 0 | 0 | 0.0052034 | 0.003872 | 0.023281 | 0.085287 | 0 | 0.011212 | 0.015969 | 0.29873 | 0 | 0 | 2.1271 | 0 | 0 | 0.83819 | 0 | 0 | 0 | 0 | -5.6044 | 0.048579 | 0 | 0.030936 | 0 | -0.052724 | 0 | 0 | 0 | 0 | 0 | 0 | 0 | 0 | 2.4682 | 0.043723 | 0.00013688 | 0 | 1.8827 | 0 | 0 | 0 | 0.17845 | 1.2067 | 1.2663 | 3.1569 | 0.15353 | 0.055921 | 0 | 0.63797 | 0.20824 | 3.7009 | 15.5509 | 20.0012 | -0.052724 | 0 | 0.48567 | 0 | 1.7286 | 0.24302
2025_06_11 Hr 22 | 0 | 3.2415e-07 | 0 | 0 | 0 | 0 | 0 | 0 | 0 | 0 | 0 | 0.024893 | 0.24 | 0.0024203 | 0.45401 | 0.45401 | 0 | 0 | 0.0052034 | 0.003872 | 0.023281 | 0.085287 | 0 | 0.011212 | 0.015969 | 0.29873 | 0 | 0 | 2.1271 | 0 | 0 | 0.83819 | 0 | 0 | 0 | 0 | -5.1667 | 0.048579 | 0 | 0.025608 | 0 | -0.043281 | 0 | 0 | 0 | 0 | 0 | 0 | 0 | 0 | 3.2885 | 0.043723 | 0.00013688 | 0 | 1.8827 | 0 | 0 | 0 | 1.0489 | 1.2067 | 1.2663 | 3.1569 | 0.15353 | 0.055921 | 0 | 0.63797 | 0.20824 | 3.7009 | 17.3204 | 21.3236 | -0.043281 | 0 | 0.48567 | 0 | 1.7286 | 0.23945
2025_06_11 Hr 23 | 0 | 0 | 0 | 0 | 0 | 0 | 0 | 0 | 0 | 0 | 0 | 0.024893 | 0.21 | 0.0036869 | 0.55842 | 0.55848 | 0 | 0 | 0.0052034 | 0.003872 | 0.023281 | 0.085287 | 0 | 0.011212 | 0.015969 | 0.29873 | 0 | 0 | 2.1271 | 0 | 0 | 0.83819 | 0 | 0 | 0 | 0 | -10.4814 | 0.048579 | 0 | 0.044582 | 0 | -0.076906 | 0 | 0 | 0 | 0 | 0 | 0 | 0 | 0 | 3.7676 | 0.043723 | 0.00013688 | 0 | 1.8827 | 0 | 0 | 0 | 1.2013 | 1.4156 | 1.2663 | 3.1569 | 0.15353 | 0.055921 | 0 | 0.63797 | 0.20824 | 3.7009 | 12.7728 | 21.9154 | -0.076906 | 0 | 0.48567 | 0 | 1.7286 | 0.22858
2025_06_11 Hr 24 | 0 | 0 | 0 | 0 | 0 | 0 | 0 | 0 | 0 | 0 | 0 | 0.024893 | 0.18 | 0.0020017 | 0.45401 | 0.45401 | 0 | 0 | 0.0052034 | 0.003872 | 0.023281 | 0.085287 | 0 | 0.011212 | 0.015969 | 0.29873 | 0 | 0 | 2.1271 | 0 | 0 | 0.83819 | 0 | 0 | 0 | 0 | -6.3013 | 0.048579 | 0 | 0.028239 | 0 | -0.047943 | 0 | 0 | 0 | 0 | 0 | 0 | 0 | 0 | 3.5644 | 0.043723 | 0.00013688 | 0 | 1.8827 | 0 | 0 | 0 | 1.1708 | 1.2067 | 1.2663 | 3.1569 | 0.15353 | 0.055921 | 0 | 0.63797 | 0.20824 | 3.7009 | 16.496 | 21.6385 | -0.047943 | 0 | 0.48567 | 0 | 1.7286 | 0.21711
2025_06_12 Hr 01 | 0 | 0 | 0 | 0 | 0 | 0 | 0 | 0 | 0 | 0 | 0 | 0.024893 | 0.24 | 0.0032049 | 0.45401 | 0.45401 | 0 | 0 | 0.0052034 | 0.003872 | 0.023281 | 0.085287 | 0 | 0.011212 | 0.015969 | 0.29873 | 0 | 0 | 2.1271 | 0 | 0 | 0.83819 | 0 | 0 | 0 | 0 | -8.2036 | 0.048579 | 0 | 0.033909 | 0 | -0.057992 | 0 | 0 | 0 | 0 | 0 | 0 | 0 | 0 | 2.9473 | 0.043723 | 0.00013688 | 0 | 1.8827 | 0 | 0 | 0 | 1.1099 | 1.2067 | 1.2663 | 3.1569 | 0.15353 | 0.055921 | 0 | 0.63797 | 0.20824 | 3.7009 | 13.9621 | 21.0169 | -0.057992 | 0 | 0.48567 | 0 | 1.7286 | 0.21229
2025_06_12 Hr 02 | 0 | 0 | 0 | 0 | 0 | 0 | 0 | 0 | 0 | 0 | 0 | 0.024893 | 0.39 | 0.0048606 | 0.45401 | 0.45401 | 0 | 0 | 0.0052034 | 0.003872 | 0.023281 | 0.085287 | 0 | 0.011212 | 0.015969 | 0.29873 | 0 | 0 | 2.1271 | 0 | 0 | 0.83819 | 0 | 0 | 0 | 0 | -7.5724 | 0.048579 | 0 | 0.031647 | 0 | -0.053984 | 0 | 0 | 0 | 0 | 0 | 0 | 0 | 0 | 3.2159 | 0.043723 | 0.00013688 | 0 | 1.8827 | 0 | 0 | 0 | 1.4407 | 1.2067 | 1.2663 | 3.1569 | 0.15353 | 0.055921 | 0 | 0.63797 | 0.20824 | 3.7009 | 15.3428 | 21.7623 | -0.053984 | 0 | 0.48567 | 0 | 1.7286 | 0.20666
2025_06_12 Hr 03 | 0 | 0 | 0 | 0 | 0 | 0 | 0 | 0 | 0 | 0 | 0 | 0.024893 | 0.45 | 0.011238 | 0.5774 | 0.5774 | 0 | 0 | 0.0052034 | 0.003872 | 0.023281 | 0.085287 | 0 | 0.011212 | 0.015969 | 0.42941 | 0 | 0 | 2.1271 | 0 | 0 | 0.83819 | 0 | 0 | 0 | 0 | -16.1105 | 0.048579 | 0 | 0.063415 | 0 | -0.11028 | 0 | 0 | 0 | 0 | 0 | 0 | 0 | 0 | 3.4264 | 0.043723 | 0.00013688 | 0 | 1.8827 | 0 | 0 | 0 | 1.2622 | 1.5842 | 1.2663 | 3.1569 | 0.15353 | 0.055921 | 0 | 0.63797 | 0.20824 | 3.7009 | 7.2233 | 21.8599 | -0.11028 | 0 | 0.48567 | 0 | 1.7286 | 0.20579
2025_06_12 Hr 04 | 0 | 0 | 0 | 0 | 0 | 0 | 0 | 0 | 0 | 0 | 0 | 0.024893 | 0.48 | 0.011748 | 0.8052 | 0.8052 | 0 | 0 | 0.0052034 | 0.003872 | 0.023281 | 0.085287 | 0 | 0.011212 | 0.015969 | 0.67057 | 0 | 0 | 2.1271 | 0 | 0 | 0.83819 | 0 | 0 | 0 | 0 | -16.509 | 0.048579 | 0 | 0.062151 | 0 | -0.10804 | 0 | 0 | 0 | 0 | 0 | 0 | 0 | 0 | 3.078 | 0.043723 | 0.00013688 | 0 | 1.8827 | 0 | 0 | 0 | 1.1708 | 2.281 | 1.2663 | 3.1569 | 0.15353 | 0.055921 | 0 | 0.63797 | 0.20824 | 3.7009 | 7.1124 | 21.4484 | -0.10804 | 0 | 0.48567 | 0 | 1.7286 | 0.20363
2025_06_12 Hr 05 | 0 | 0 | 0 | 0 | 0 | 0 | 0 | 0 | 0 | 0 | 0 | 0.024893 | 0.3 | 0.007691 | 1.033 | 1.033 | 0 | 0 | 0.0052034 | 0.003872 | 0.023281 | 0.085287 | 0 | 0.011212 | 0.015969 | 0.76443 | 0 | 0 | 2.1271 | 0 | 0 | 0.83819 | 0 | 0 | 0 | 0 | -16.6694 | 0.048579 | 0 | 0.065099 | 0 | -0.11326 | 0 | 0 | 0 | 0 | 0 | 0 | 0 | 0 | 2.5989 | 0.043723 | 0.00013688 | 0 | 1.8827 | 0 | 0 | 0 | 0.84002 | 2.8305 | 1.2663 | 3.1569 | 0.15353 | 0.055921 | 0 | 0.63797 | 0.20824 | 3.7009 | 6.5021 | 20.4543 | -0.11326 | 0 | 0.48567 | 0 | 1.7286 | 0.20349
2025_06_12 Hr 06 | 0.044971 | 0 | 0 | 0 | 0 | 0 | 0 | 0 | 0 | 0 | 0 | 0.024893 | 0.21 | 0.005366 | 1.24 | 1.2401 | 0 | 0 | 0.0052034 | 0.003872 | 0.023281 | 0.085287 | 0 | 0.011212 | 0.015969 | 0.67434 | 0 | 0 | 2.1271 | 0 | 0 | 0.83819 | 0 | 0 | 0 | 0 | -16.9504 | 0.048579 | 0 | 0.064885 | 0 | -0.11289 | 0 | 0 | 0 | 0 | 0 | 0 | 0 | 0 | 2.3303 | 0.043723 | 0.00013688 | 0 | 1.8827 | 0 | 0 | 0 | 0.66157 | 3.1544 | 1.2663 | 3.1569 | 0.15353 | 0.055921 | -0.044971 | 0.63797 | 0.20824 | 3.7009 | 6.0123 | 19.966 | -0.15786 | 0 | 0.48567 | 0 | 1.7286 | 0.20963
2025_06_12 Hr 07 | 0.22638 | 7.687e-07 | 0 | 0 | 0 | 0 | 0 | 0 | 0 | 0 | 0 | 0.024893 | 0.18 | 0.0043047 | 1.2773 | 1.2773 | 0 | 0 | 0.0052034 | 0.003872 | 0.023281 | 0.085287 | 0 | 0.011212 | 0.015969 | 0.32389 | 0 | 0 | 2.1271 | 0 | 0 | 0.83819 | 0 | 0 | 0 | 0 | -14.8064 | 0.048579 | 0 | 0.060727 | 0 | -0.10552 | 0 | 0 | 0 | 0 | 0 | 0 | 0 | 0 | 1.5753 | 0.043723 | 0.00013688 | 0 | 1.8827 | 0 | 0 | 0 | 0.57017 | 2.8786 | 1.2663 | 3.1569 | 0.15353 | 0.055921 | -0.22638 | 0.63797 | 0.20824 | 3.7009 | 7.0192 | 19.279 | -0.3319 | 0 | 0.48567 | 0 | 1.7286 | 0.21856
2025_06_12 Hr 08 | 0.52215 | 1.0254e-05 | 0 | 0 | 0 | 0 | 0 | 0 | 0 | 0 | 0 | 0.024893 | 0.09 | 0.0021268 | 1.2773 | 1.2773 | 0 | 0 | 0.0052034 | 0.003872 | 0.023281 | 0.085287 | 0 | 0.011212 | 0.015969 | 0.33394 | 0 | 0 | 2.1271 | 0 | 0 | 0.83819 | 0 | 0 | 0 | 0 | -13.8626 | 0.048579 | 0 | 0.060006 | 0 | -0.10424 | 0 | 0 | 0 | 0 | 0 | 0 | 0 | 0 | 0.95824 | 0.043723 | 0.00013688 | 0 | 1.8827 | 0 | 0 | 0 | 0.20892 | 2.8886 | 1.2663 | 3.1569 | 0.15353 | 0.055921 | -0.52215 | 0.63797 | 0.20824 | 3.7009 | 6.9134 | 18.5138 | -0.62639 | 0 | 0.48567 | 0 | 1.7286 | 0.2281
2025_06_12 Hr 09 | 0.52229 | 6.4005e-05 | 0 | 0 | 0 | 0 | 0 | 0 | 0 | 0 | 0 | 0.024893 | 0.06 | 0.0016594 | 1.2773 | 1.2773 | 0 | 0 | 0.0052034 | 0.003872 | 0.023281 | 0.085287 | 0 | 0.011212 | 0.015969 | 0.42939 | 0 | 0 | 2.1271 | 0 | 0 | 0.83819 | 0 | 0 | 0 | 0 | -15.3915 | 0.048579 | 0 | 0.070228 | 0 | -0.12235 | 0 | 0 | 0 | 0 | 0 | 0 | 0 | 0 | 0.54445 | 0.043723 | 0.00013688 | 0 | 1.8827 | 0 | 0 | 0 | 0.26985 | 2.9841 | 1.2663 | 3.1569 | 0.15353 | 0.055921 | -0.52229 | 0.63797 | 0.20824 | 3.7009 | 5.0839 | 18.1359 | -0.64465 | 0 | 0.48567 | 0 | 1.7286 | 0.23336
2025_06_12 Hr 10 | 0.63091 | 0.0001418 | 0 | 0 | 0 | 0 | 0 | 0 | 0 | 0 | 0 | 0.024893 | 0.09 | 0.0021696 | 1.2773 | 1.2773 | 0 | 0 | 0.0052034 | 0.003872 | 0.023281 | 0.085287 | 0 | 0.011212 | 0.015969 | 0.39588 | 0 | 0 | 2.1271 | 0 | 0 | 0.83819 | 0 | 0 | 0 | 0 | -13.3816 | 0.048579 | 0 | 0.061214 | 0 | -0.10638 | 0 | 0 | 0 | 0 | 0 | 0 | 0 | 0 | 0.41378 | 0.043723 | 0.00013688 | 0 | 1.8827 | 0 | 0 | 0 | 0.23939 | 2.9505 | 1.2663 | 3.1569 | 0.15353 | 0.055921 | -0.63091 | 0.63797 | 0.20824 | 3.7009 | 6.9529 | 18.1212 | -0.73729 | 0 | 0.48567 | 0 | 1.7286 | 0.24061
2025_06_12 Hr 11 | 0.68075 | 0.0002448 | 0 | 0 | 0 | 0 | 0 | 0 | 0 | 0 | 0 | 0.024893 | 0.12 | 0.0032524 | 1.2773 | 1.2773 | 0 | 0 | 0.0052034 | 0.003872 | 0.023281 | 0.085287 | 0 | 0.011212 | 0.015969 | 0.61031 | 0 | 0 | 2.1271 | 0 | 0 | 0.83819 | 0 | 0 | 0 | 0 | -15.1009 | 0.048579 | 0 | 0.068823 | 0 | -0.11986 | 0 | 0 | 0 | 0 | 0 | 0 | 0 | 0 | 0.34119 | 0.043723 | 0.00013688 | 0 | 1.8827 | 0 | 0 | 0 | 0.20892 | 3.165 | 1.2663 | 3.1569 | 0.15353 | 0.055921 | -0.68075 | 0.63797 | 0.20824 | 3.7009 | 5.3673 | 18.1039 | -0.80061 | 0 | 0.48567 | 0 | 1.7286 | 0.24526
2025_06_12 Hr 12 | 0.67973 | 0.00031707 | 0 | 0 | 0 | 0 | 0 | 0 | 0 | 0 | 0 | 0.024893 | 0.15 | 0.0043076 | 1.2773 | 1.2773 | 0 | 0 | 0.0052034 | 0.003872 | 0.023281 | 0.085287 | 0 | 0.011212 | 0.015969 | 0.78993 | 0 | 0 | 2.1271 | 0 | 0 | 0.83819 | 0 | 0 | 0 | 0 | -15.6996 | 0.048579 | 0 | 0.072921 | 0 | -0.12713 | 0 | 0 | 0 | 0 | 0 | 0 | 0 | 0 | 0.41378 | 0.043723 | 0.00013688 | 0 | 1.8827 | 0 | 0 | 0 | 0.23939 | 3.3446 | 1.2663 | 3.1569 | 0.15353 | 0.055921 | -0.67973 | 0.63797 | 0.20824 | 3.7009 | 5.0809 | 18.2428 | -0.80686 | 0 | 0.48567 | 0 | 1.7286 | 0.25104
2025_06_12 Hr 13 | 0.74722 | 0.00034022 | 0 | 0 | 0 | 0 | 0 | 0 | 0 | 0 | 0 | 0.024893 | 0.15 | 0.0042226 | 1.2773 | 1.2773 | 0 | 0 | 0.0052034 | 0.003872 | 0.023281 | 0.085287 | 0 | 0.011212 | 0.015969 | 0.79954 | 0 | 0 | 2.1271 | 0 | 0 | 0.83819 | 0 | 0 | 0 | 0 | -14.8671 | 0.048579 | 0 | 0.071483 | 0 | -0.12458 | 0 | 0 | 0 | 0 | 0 | 0 | 0 | 0 | 0.41378 | 0.043723 | 0.00013688 | 0 | 1.8827 | 0 | 0 | 0 | 0.17845 | 3.3542 | 1.2663 | 3.1569 | 0.15353 | 0.055921 | -0.74722 | 0.63797 | 0.20824 | 3.7009 | 5.8655 | 18.2502 | -0.8718 | 0 | 0.48567 | 0 | 1.7286 | 0.25195
2025_06_12 Hr 14 | 0.59015 | 0.00036519 | 0 | 0 | 0 | 0 | 0 | 0 | 0 | 0 | 0 | 0.024893 | 0.12 | 0.0034869 | 1.2773 | 1.2773 | 0 | 0 | 0.0052034 | 0.003872 | 0.023281 | 0.085287 | 0 | 0.011212 | 0.015969 | 0.79954 | 0 | 0 | 2.1271 | 0 | 0 | 0.83819 | 0 | 0 | 0 | 0 | -14.4931 | 0.048579 | 0 | 0.073786 | 0 | -0.12866 | 0 | 0 | 0 | 0 | 0 | 0 | 0 | 0 | 0.41378 | 0.043723 | 0.00013688 | 0 | 1.8827 | 0 | 0 | 0 | 0.23939 | 3.3542 | 1.2663 | 3.1569 | 0.15353 | 0.055921 | -0.59015 | 0.63797 | 0.20824 | 3.7009 | 6.2657 | 18.1234 | -0.71881 | 0 | 0.48567 | 0 | 1.7286 | 0.25195
2025_06_12 Hr 15 | 0.56741 | 0.00039261 | 0 | 0 | 0 | 0 | 0 | 0 | 0 | 0 | 0 | 0.024893 | 0.15 | 0.0047282 | 1.2773 | 1.2773 | 9.7333 | 0 | 0.0052034 | 0.003872 | 0.023281 | 0.085287 | 0 | 0.011212 | 0.015969 | 0.79954 | 0 | 7.6548 | 2.1271 | 0 | 0.018773 | 0.83819 | 0 | 0 | 0 | 0 | -16.9351 | 0.048579 | 0 | 0.071568 | 0 | -0.13975 | 0 | 0 | 0 | 0 | 0 | 0 | 0 | 0 | 0.34119 | 0.043723 | 0.00013688 | 0 | 1.8827 | 0 | 0 | 0 | 0.33079 | 3.8757 | 1.2663 | 3.1569 | 0.15353 | 0.055921 | -0.56741 | 0.63797 | 0.20824 | 3.7009 | 4.403 | 18.1695 | -0.70716 | 0 | 0.48567 | 0 | 1.7286 | 0.25195
2025_06_12 Hr 16 | 0.54496 | 0.00047068 | 0 | 0 | 0 | 0 | 0 | 0 | 0 | 0 | 0 | 0.024893 | 0.12 | 0.0047685 | 1.2773 | 1.2773 | 13.5748 | 0 | 0.0052034 | 0.003872 | 0.023281 | 0.085287 | 0 | 0.011212 | 0.015969 | 0.79954 | 0 | 10.87 | 2.1271 | 0 | 0.29245 | 0.83819 | 0 | 0 | 0 | 0 | -32.6448 | 0.048579 | 0 | 0.0063622 | 0 | -0.17672 | 0 | 0 | 0 | 0 | 0 | 0 | 0 | 0 | 1.372 | 0.043723 | 0.00013688 | 0 | 1.8827 | 0 | 1.389 | 0 | 0.33079 | 11.091 | 1.2663 | 3.1569 | 0.15353 | 0.055921 | -0.54496 | 0.63797 | 0.20824 | 3.7009 | -2.8538 | 19.4217 | -0.72168 | 0 | 0.48567 | 0 | 1.7286 | 0.25195
2025_06_12 Hr 17 | 0.40874 | 0.00045925 | 0 | 0 | 0 | 0 | 0 | 0 | 0 | 0 | 0 | 0.024893 | 0.12 | 0.0053246 | 1.2773 | 1.2773 | 4.8635 | 0 | 0.0052034 | 0.003872 | 0.023281 | 0.085287 | 0 | 0.011212 | 0.015969 | 0.79954 | 0 | 3.7317 | 2.1271 | 0 | 0.32182 | 0.83819 | 0 | 0 | 0 | 0 | -39.2188 | 0.048579 | 0 | 0.0052295 | 0 | -0.19757 | 0 | 0 | 0 | 0 | 0 | 0 | 0 | 0 | 1.5753 | 0.043723 | 0.00013688 | 0 | 1.8827 | 0 | 1.6731 | 0 | 0.50924 | 13.6225 | 1.2663 | 3.1569 | 0.15353 | 0.055921 | -0.40874 | 0.63797 | 0.20824 | 3.7009 | -6.5055 | 19.6971 | -0.60631 | 0 | 0.48567 | 0 | 1.7286 | 0.25195
2025_06_12 Hr 18 | 0.45422 | 0.00036812 | 0 | 0 | 0 | 0 | 0 | 0 | 0 | 0 | 0 | 0.024893 | 0.09 | 0.0041065 | 1.2773 | 1.2773 | 4.8635 | 0 | 0.0052034 | 0.003872 | 0.023281 | 0.085287 | 0 | 0.011212 | 0.015969 | 0.79954 | 0 | 3.7317 | 2.1271 | 0 | 0.32182 | 0.83819 | 0 | 0 | 0 | 0 | -40.3946 | 0.048579 | 0 | 0.0053776 | 0 | -0.20323 | 0 | 0 | 0 | 0 | 0 | 0 | 0 | 0 | 1.4374 | 0.043723 | 0.00013688 | 0 | 1.8827 | 0 | 1.6493 | 0 | 1.1099 | 13.5987 | 1.2663 | 3.1569 | 0.15353 | 0.055921 | -0.45422 | 0.63797 | 0.20824 | 3.7009 | -7.2794 | 20.174 | -0.65744 | 0 | 0.48567 | 0 | 1.7286 | 0.25195
2025_06_12 Hr 19 | 0.22653 | 0.00030829 | 0 | 0 | 0 | 0 | 0 | 0 | 0 | 0 | 0 | 0.024893 | 0.03 | 0.0015387 | 1.2773 | 1.2773 | 4.8635 | 0 | 0.0052034 | 0.003872 | 0.023281 | 0.085287 | 0 | 0.011212 | 0.015969 | 0.79954 | 0 | 3.7317 | 2.1271 | 0 | 0.32182 | 0.83819 | 0 | 0 | 0 | 0 | -46.1662 | 0.048579 | 0 | 0.0060449 | 0 | -0.2287 | 0 | 0 | 0 | 0 | 0 | 0 | 0 | 0 | 1.2341 | 0.043723 | 0.00013688 | 0 | 1.8827 | 0 | 1.9376 | 0 | 1.3188 | 13.887 | 1.2663 | 3.1569 | 0.15353 | 0.055921 | -0.22653 | 0.63797 | 0.20824 | 3.7009 | -12.8451 | 19.8893 | -0.45523 | 0 | 0.48567 | 0 | 1.7286 | 0.25195
2025_06_12 Hr 20 | 0.045044 | 0.00012413 | 0 | 0 | 0 | 0 | 0 | 0 | 0 | 0 | 0 | 0.024893 | 0.03 | 0.0013317 | 1.2773 | 1.2773 | 4.8635 | 0 | 0.0052034 | 0.003872 | 0.023281 | 0.085287 | 0 | 0.011212 | 0.015969 | 0.79954 | 0 | 3.7317 | 2.1271 | 0 | 0.32182 | 0.83819 | 0 | 0 | 0 | 0 | -39.779 | 0.048579 | 0 | 0.0076096 | 0 | -0.19765 | 0 | 0 | 0 | 0 | 0 | 0 | 0 | 0 | 1.372 | 0.043723 | 0.00013688 | 0 | 1.8827 | 0 | 0 | 0 | 1.6801 | 11.9494 | 1.2663 | 3.1569 | 0.15353 | 0.055921 | -0.045044 | 0.63797 | 0.20824 | 3.7009 | -7.8657 | 20.2066 | -0.2427 | 0 | 0.48567 | 0 | 1.7286 | 0.25195
2025_06_12 Hr 21 | 0 | 2.3456e-05 | 0 | 0 | 0 | 0 | 0 | 0 | 0 | 0 | 0 | 0.024893 | 0.03 | 0.0013683 | 1.2773 | 1.2773 | 4.8635 | 0 | 0.0052034 | 0.003872 | 0.023281 | 0.085287 | 0 | 0.011212 | 0.015969 | 0.79954 | 0 | 3.7317 | 2.1271 | 0 | 0.32182 | 0.83819 | 0 | 0 | 0 | 0 | -43.1513 | 0.048579 | 0 | 0.0078187 | 0 | -0.20314 | 0 | 0 | 0 | 0 | 0 | 0 | 0 | 0 | 1.372 | 0.043723 | 0.00013688 | 0 | 1.8827 | 0 | 0 | 0 | 2.3112 | 11.9494 | 1.2663 | 3.1569 | 0.15353 | 0.055921 | 0 | 0.63797 | 0.20824 | 3.7009 | -10.6168 | 20.7882 | -0.20314 | 0 | 0.48567 | 0 | 1.7286 | 0.24756
2025_06_12 Hr 22 | 0 | 2.0403e-06 | 0 | 0 | 0 | 0 | 0 | 0 | 0 | 0 | 0 | 0.024893 | 0.3 | 0.012695 | 1.2773 | 1.2773 | 4.8635 | 0 | 0.0052034 | 0.003872 | 0.023281 | 0.085287 | 0 | 0.011212 | 0.015969 | 0.79954 | 0 | 3.7317 | 2.1271 | 0 | 0.32182 | 0.83819 | 0 | 0 | 0 | 0 | -41.8457 | 0.048579 | 0 | 0.0072545 | 0 | -0.18833 | 0 | 0 | 0 | 0 | 0 | 0 | 0 | 0 | 1.9165 | 0.043723 | 0.00013688 | 0 | 1.8827 | 0 | 0 | 0 | 2.3416 | 11.9494 | 1.2663 | 3.1569 | 0.15353 | 0.055921 | 0 | 0.63797 | 0.20824 | 3.7009 | -8.4466 | 21.638 | -0.18833 | 0 | 0.48567 | 0 | 1.7286 | 0.2411
2025_06_12 Hr 23 | 0 | 0 | 0 | 0 | 0 | 0 | 0 | 0 | 0 | 0 | 0 | 0.024893 | 1.08 | 0.043184 | 1.2773 | 1.2773 | 5.0428 | 0 | 0.0052034 | 0.003872 | 0.023281 | 0.085287 | 0 | 0.011212 | 0.015969 | 0.79954 | 0 | 3.8098 | 2.1271 | 0 | 0.33018 | 0.83819 | 0 | 0 | 0 | 0 | -44.8498 | 0.048579 | 0 | 0.0068545 | 0 | -0.17783 | 0 | 0 | 0 | 0 | 0 | 0 | 0 | 0 | 2.3956 | 0.043723 | 0.00013688 | 0 | 1.8827 | 0 | 0 | 0 | 2.3721 | 12.2068 | 1.2663 | 3.1569 | 0.15353 | 0.055921 | 0 | 0.63797 | 0.20824 | 3.7009 | -9.8664 | 22.9543 | -0.17783 | 0 | 0.48567 | 0 | 1.7286 | 0.22905
2025_06_12 Hr 24 | 0 | 0 | 0 | 0 | 0 | 0 | 0 | 0 | 0 | 0 | 0 | 0.024893 | 1.62 | 0.054414 | 1.2773 | 1.2773 | 5.0428 | 0 | 0.0052034 | 0.003872 | 0.023281 | 0.085287 | 0 | 0.011212 | 0.015969 | 0.79954 | 0 | 3.8098 | 2.1271 | 0 | 0.33018 | 0.83819 | 0 | 0 | 0 | 0 | -39.1768 | 0.048579 | 0 | 0.0057581 | 0 | -0.14905 | 0 | 0 | 0 | 0 | 0 | 0 | 0 | 0 | 2.3303 | 0.043723 | 0.00013688 | 0 | 1.8827 | 0 | 0 | 0 | 2.2807 | 12.2068 | 1.2663 | 3.1569 | 0.15353 | 0.055921 | 0 | 0.63797 | 0.20824 | 3.7009 | -3.782 | 23.3371 | -0.14905 | 0 | 0.48567 | 0 | 1.7286 | 0.21729
2025_06_13 Hr 01 | 0 | 0 | 0 | 0 | 0 | 0 | 0 | 0 | 0 | 0 | 0 | 0.024893 | 1.8 | 0.054515 | 1.2773 | 1.2773 | 4.5679 | 0 | 0.0052034 | 0.003872 | 0.023281 | 0.085287 | 0 | 0.011212 | 0.015969 | 0.79954 | 0 | 3.4507 | 2.1271 | 0 | 0.33018 | 0.83819 | 0 | 0 | 0 | 0 | -32.7676 | 0.048579 | 0 | 0.0051919 | 0 | -0.13419 | 0 | 0 | 0 | 0 | 0 | 0 | 0 | 0 | 2.2577 | 0.043723 | 0.00013688 | 0 | 1.8827 | 0 | 0 | 0 | 2.5201 | 11.3729 | 1.2663 | 3.1569 | 0.15353 | 0.055921 | 0 | 0.63797 | 0.20824 | 3.7009 | 2.1472 | 23.6761 | -0.13419 | 0 | 0.48567 | 0 | 1.7286 | 0.20945
2025_06_13 Hr 02 | 0 | 0 | 0 | 0 | 0 | 0 | 0 | 0 | 0 | 0 | 0 | 0.024893 | 1.68 | 0.048666 | 1.2773 | 1.2773 | 4.5679 | 0 | 0.0052034 | 0.003872 | 0.023281 | 0.085287 | 0 | 0.011212 | 0.015969 | 0.79954 | 0 | 3.4507 | 2.1271 | 0 | 0.33018 | 0.83819 | 0 | 0 | 0 | 0 | -31.2992 | 0.048579 | 0 | 0.0049659 | 0 | -0.12825 | 0 | 0 | 0 | 0 | 0 | 0 | 0 | 0 | 2.4682 | 0.043723 | 0.00013688 | 0 | 1.8827 | 0 | 0 | 0 | 2.5201 | 11.3729 | 1.2663 | 3.1569 | 0.15353 | 0.055921 | 0 | 0.63797 | 0.20824 | 3.7009 | 3.7036 | 23.7583 | -0.12825 | 0 | 0.48567 | 0 | 1.7286 | 0.2069
2025_06_13 Hr 03 | 0 | 0 | 0 | 0 | 0 | 0 | 0 | 0 | 0 | 0 | 0 | 0.024893 | 1.71 | 0.052643 | 1.2773 | 1.2773 | 4.5679 | 0 | 0.0052034 | 0.003872 | 0.023281 | 0.085287 | 0 | 0.011212 | 0.015969 | 0.79954 | 0 | 3.4507 | 2.1271 | 0 | 0.33018 | 0.83819 | 0 | 0 | 0 | 0 | -32.8166 | 0.048579 | 0 | 0.0052775 | 0 | -0.13643 | 0 | 0 | 0 | 0 | 0 | 0 | 0 | 0 | 2.5989 | 0.043723 | 0.00013688 | 0 | 1.8827 | 0 | 0 | 0 | 2.1893 | 11.3729 | 1.2663 | 3.1569 | 0.15353 | 0.055921 | 0 | 0.63797 | 0.20824 | 3.7009 | 2.0091 | 23.5893 | -0.13643 | 0 | 0.48567 | 0 | 1.7286 | 0.20409
2025_06_13 Hr 04 | 0 | 0 | 0 | 0 | 0 | 0 | 0 | 0 | 0 | 0 | 0 | 0.024893 | 1.86 | 0.05929 | 1.2773 | 1.2773 | 4.5679 | 0 | 0.0052034 | 0.003872 | 0.023281 | 0.085287 | 0 | 0.011212 | 0.015969 | 0.79954 | 0 | 3.4507 | 2.1271 | 0 | 0.33018 | 0.83819 | 0 | 0 | 0 | 0 | -33.3859 | 0.048579 | 0 | 0.0054645 | 0 | -0.14134 | 0 | 0 | 0 | 0 | 0 | 0 | 0 | 0 | 2.4682 | 0.043723 | 0.00013688 | 0 | 1.8827 | 0 | 0 | 0 | 1.9194 | 11.3729 | 1.2663 | 3.1569 | 0.15353 | 0.055921 | 0 | 0.63797 | 0.20824 | 3.7009 | 1.1894 | 23.3438 | -0.14134 | 0 | 0.48567 | 0 | 1.7286 | 0.20245
2025_06_13 Hr 05 | 0 | 0 | 0 | 0 | 0 | 0 | 0 | 0 | 0 | 0 | 0 | 0.024893 | 1.89 | 0.068508 | 1.2773 | 1.2773 | 4.5679 | 0 | 0.0052034 | 0.003872 | 0.023281 | 0.085287 | 0 | 0.011212 | 0.015969 | 0.79954 | 0 | 3.4507 | 2.1271 | 0 | 0.33018 | 0.83819 | 0 | 0 | 0 | 0 | -36.6583 | 0.048579 | 0 | 0.0062139 | 0 | -0.16101 | 0 | 0 | 0 | 0 | 0 | 0 | 0 | 0 | 2.5989 | 0.043723 | 0.00013688 | 0 | 1.8827 | 0 | 0 | 0 | 1.6801 | 11.3729 | 1.2663 | 3.1569 | 0.15353 | 0.055921 | 0 | 0.63797 | 0.20824 | 3.7009 | -2.1727 | 23.2738 | -0.16101 | 0 | 0.48567 | 0 | 1.7286 | 0.20192
2025_06_13 Hr 06 | 0.022813 | 0 | 0 | 0 | 0 | 0 | 0 | 0 | 0 | 0 | 0 | 0.024893 | 1.65 | 0.062937 | 1.2773 | 1.2773 | 4.5679 | 0 | 0.0052034 | 0.003872 | 0.023281 | 0.085287 | 0 | 0.011212 | 0.015969 | 0.79954 | 0 | 3.4507 | 2.1271 | 0 | 0.33018 | 0.83819 | 0 | 0 | 0 | 0 | -38.9034 | 0.048579 | 0 | 0.0065389 | 0 | -0.16955 | 0 | 0 | 0 | 0 | 0 | 0 | 0 | 0 | 2.1197 | 0.043723 | 0.00013688 | 0 | 1.8827 | 0 | 0 | 0 | 1.8629 | 11.3729 | 1.2663 | 3.1569 | 0.15353 | 0.055921 | -0.022813 | 0.63797 | 0.20824 | 3.7009 | -4.9631 | 22.7598 | -0.19236 | 0 | 0.48567 | 0 | 1.7286 | 0.20701
2025_06_13 Hr 07 | 0.15853 | 1.2333e-06 | 0 | 0 | 0 | 0 | 0 | 0 | 0 | 0 | 0 | 0.024893 | 1.17 | 0.04489 | 1.2773 | 1.2773 | 4.4055 | 0 | 0.0052034 | 0.003872 | 0.023281 | 0.085287 | 0 | 0.011212 | 0.015969 | 0.79954 | 0 | 3.38 | 2.1271 | 0 | 0.32182 | 0.83819 | 0 | 0 | 0 | 0 | -38.3445 | 0.048579 | 0 | 0.0065773 | 0 | -0.17056 | 0 | 0 | 0 | 0 | 0 | 0 | 0 | 0 | 2.4682 | 0.043723 | 0.00013688 | 0 | 1.8827 | 0 | 0 | 0 | 1.6801 | 11.1397 | 1.2663 | 3.1569 | 0.15353 | 0.055921 | -0.15853 | 0.63797 | 0.20824 | 3.7009 | -4.9684 | 22.5655 | -0.32908 | 0 | 0.48567 | 0 | 1.7286 | 0.21774
2025_06_13 Hr 08 | 0.29569 | 1.6443e-05 | 0 | 0 | 0 | 0 | 0 | 0 | 0 | 0 | 0 | 0.024893 | 0.57 | 0.021599 | 1.2773 | 1.2773 | 4.4055 | 0 | 0.0052034 | 0.003872 | 0.023281 | 0.085287 | 0 | 0.011212 | 0.015969 | 0.79954 | 0 | 3.38 | 2.1271 | 0 | 0.32182 | 0.83819 | 0 | 0 | 0 | 0 | -36.0816 | 0.048579 | 0 | 0.0064959 | 0 | -0.16842 | 0 | 0 | 0 | 0 | 0 | 0 | 0 | 0 | 2.3303 | 0.043723 | 0.00013688 | 0 | 1.8827 | 0 | 0 | 0 | 1.5016 | 11.1397 | 1.2663 | 3.1569 | 0.15353 | 0.055921 | -0.29569 | 0.63797 | 0.20824 | 3.7009 | -3.6354 | 21.7706 | -0.46411 | 0 | 0.48567 | 0 | 1.7286 | 0.22538
2025_06_13 Hr 09 | 0.29576 | 8.1205e-05 | 0 | 0 | 0 | 0 | 0 | 0 | 0 | 0 | 0 | 0.024893 | 0.24 | 0.0085398 | 1.2773 | 1.2773 | 4.4055 | 0 | 0.0052034 | 0.003872 | 0.023281 | 0.085287 | 0 | 0.011212 | 0.015969 | 0.79954 | 0 | 3.38 | 2.1271 | 0 | 0.32182 | 0.83819 | 0 | 0 | 0 | 0 | -32.0538 | 0.048579 | 0 | 0.0060999 | 0 | -0.15802 | 0 | 0 | 0 | 0 | 0 | 0 | 0 | 0 | 2.1923 | 0.043723 | 0.00013688 | 0 | 1.8827 | 0 | 0 | 0 | 1.5321 | 11.1397 | 1.2663 | 3.1569 | 0.15353 | 0.055921 | -0.29576 | 0.63797 | 0.20824 | 3.7009 | -0.044807 | 21.3231 | -0.45379 | 0 | 0.48567 | 0 | 1.7286 | 0.22826
2025_06_13 Hr 10 | 0.34074 | 0.00020478 | 0 | 0 | 0 | 0 | 0 | 0 | 0 | 0 | 0 | 0.024893 | 0.18 | 0.006301 | 1.2773 | 1.2773 | 4.4055 | 0 | 0.0052034 | 0.003872 | 0.023281 | 0.085287 | 0 | 0.011212 | 0.015969 | 0.79954 | 0 | 3.38 | 2.1271 | 0 | 0.32182 | 0.83819 | 0 | 0 | 0 | 0 | -31.7152 | 0.048579 | 0 | 0.0060009 | 0 | -0.15542 | 0 | 0 | 0 | 0 | 0 | 0 | 0 | 0 | 1.7785 | 0.043723 | 0.00013688 | 0 | 1.8827 | 0 | 0 | 0 | 1.7105 | 11.1397 | 1.2663 | 3.1569 | 0.15353 | 0.055921 | -0.34074 | 0.63797 | 0.20824 | 3.7009 | 0.0028029 | 21.0745 | -0.49616 | 0 | 0.48567 | 0 | 1.7286 | 0.23211
2025_06_13 Hr 11 | 0.43148 | 0.00030362 | 0 | 0 | 0 | 0 | 0 | 0 | 0 | 0 | 0 | 0.024893 | 0.18 | 0.0061604 | 1.2773 | 1.2773 | 4.4055 | 0 | 0.0052034 | 0.003872 | 0.023281 | 0.085287 | 0 | 0.011212 | 0.015969 | 0.79954 | 0 | 3.38 | 2.1271 | 0 | 0.32182 | 0.83819 | 0 | 0 | 0 | 0 | -30.1061 | 0.048579 | 0 | 0.0058671 | 0 | -0.15191 | 0 | 0 | 0 | 0 | 0 | 0 | 0 | 0 | 1.372 | 0.043723 | 0.00013688 | 0 | 1.8827 | 0 | 0 | 0 | 1.8629 | 11.1397 | 1.2663 | 3.1569 | 0.15353 | 0.055921 | -0.43148 | 0.63797 | 0.20824 | 3.7009 | 1.3638 | 20.9136 | -0.58339 | 0 | 0.48567 | 0 | 1.7286 | 0.23471
2025_06_13 Hr 12 | 0.38636 | 0.00037436 | 0 | 0 | 0 | 0 | 0 | 0 | 0 | 0 | 0 | 0.024893 | 0.24 | 0.0083067 | 1.2773 | 1.2773 | 4.4055 | 0 | 0.0052034 | 0.003872 | 0.023281 | 0.085287 | 0 | 0.011212 | 0.015969 | 0.79954 | 0 | 3.38 | 2.1271 | 0 | 0.32182 | 0.83819 | 0 | 0 | 0 | 0 | -30.8448 | 0.048579 | 0 | 0.0059333 | 0 | -0.15365 | 0 | 0 | 0 | 0 | 0 | 0 | 0 | 0 | 0.8929 | 0.043723 | 0.00013688 | 0 | 1.8827 | 0 | 0 | 0 | 2.1632 | 11.1397 | 1.2663 | 3.1569 | 0.15353 | 0.055921 | -0.38636 | 0.63797 | 0.20824 | 3.7009 | 0.50937 | 20.7545 | -0.54001 | 0 | 0.48567 | 0 | 1.7286 | 0.23728
2025_06_13 Hr 13 | 0.4771 | 0.00041259 | 0 | 0 | 0 | 0 | 0 | 0 | 0 | 0 | 0 | 0.024893 | 0.33 | 0.011734 | 1.2773 | 1.2773 | 4.4055 | 0 | 0.0052034 | 0.003872 | 0.023281 | 0.085287 | 0 | 0.011212 | 0.015969 | 0.79954 | 0 | 3.38 | 2.1271 | 0 | 0.32182 | 0.83819 | 0 | 0 | 0 | 0 | -30.4825 | 0.048579 | 0 | 0.0060955 | 0 | -0.15791 | 0 | 0 | 0 | 0 | 0 | 0 | 0 | 0 | 0.54445 | 0.043723 | 0.00013688 | 0 | 1.8827 | 0 | 0 | 0 | 2.3721 | 11.1397 | 1.2663 | 3.1569 | 0.15353 | 0.055921 | -0.4771 | 0.63797 | 0.20824 | 3.7009 | 0.82499 | 20.8027 | -0.63501 | 0 | 0.48567 | 0 | 1.7286 | 0.24088
2025_06_13 Hr 14 | 0.5451 | 0.00042037 | 0 | 0 | 0 | 0 | 0 | 0 | 0 | 0 | 0 | 0.024893 | 0.36 | 0.012622 | 1.2773 | 1.2773 | 4.4055 | 0 | 0.0052034 | 0.003872 | 0.023281 | 0.085287 | 0 | 0.011212 | 0.015969 | 0.79954 | 0 | 3.38 | 2.1271 | 0 | 0.32182 | 0.83819 | 0 | 0 | 0 | 0 | -30.8575 | 0.048579 | 0 | 0.0041323 | 0 | -0.15568 | 0 | 0 | 0 | 0 | 0 | 0 | 0 | 0 | 0.13793 | 0.043723 | 0.00013688 | 0 | 1.8827 | 0 | 2.4658 | 0 | 2.4635 | 12.4155 | 1.2663 | 3.1569 | 0.15353 | 0.055921 | -0.5451 | 0.63797 | 0.20824 | 3.7009 | 1.4438 | 20.5865 | -0.70078 | 0 | 0.48567 | 0 | 1.7286 | 0.24089
2025_06_13 Hr 15 | 0.59015 | 0.00038347 | 0 | 0.12979 | 0.12979 | 0.12924 | 0.1298 | 0.12981 | 0.12986 | 0 | 0 | 0.024893 | 0.3 | 0.0096472 | 1.2773 | 1.2773 | 4.4055 | 0 | 0.0052034 | 0.003872 | 0.023281 | 0.085287 | 0 | 0.011212 | 0.015969 | 0.79954 | 0 | 3.38 | 2.1271 | 0 | 0.32182 | 0.83819 | 0 | 0 | 0 | 0 | -27.6983 | 0.048579 | 0 | 0.0017227 | 0 | -0.14261 | 0 | 0 | 0 | 0 | 0 | 0 | 0 | 0 | 0.065334 | 0.043723 | 0.00013688 | 0 | 1.8827 | 0 | 1.2758 | 0 | 2.2198 | 13.1938 | 1.2663 | 3.1569 | 0.15353 | 0.055921 | -0.59015 | 0.63797 | 0.20824 | 3.7009 | 5.0158 | 20.253 | -0.73276 | 0 | 0.48567 | 0 | 1.7286 | 0.24169
2025_06_13 Hr 16 | 0.68082 | 0.00031889 | 0 | 0.12979 | 0.12979 | 0.12924 | 0.1298 | 0.12981 | 0.12986 | 0 | 0 | 0.024893 | 0.24 | 0.0068717 | 1.2773 | 1.2773 | 4.0098 | 0 | 0.0052034 | 0.003872 | 0.023281 | 0.085287 | 0 | 0.011212 | 0.015969 | 0.75269 | 0.45659 | 3.268 | 2.1271 | 0 | 0.30898 | 0.83819 | 0 | 0 | 0 | 0 | -23.8746 | 0.048579 | 0 | 0.0015339 | 0 | -0.12674 | 0 | 0 | 0 | 0 | 0 | 0 | 0 | 0 | 0.20326 | 0.043723 | 0.00013688 | 0 | 1.8827 | 0 | 1.2758 | 0 | 1.9804 | 12.9462 | 1.2663 | 3.1569 | 0.15353 | 0.055921 | -0.68082 | 0.63797 | 0.20824 | 3.7009 | 8.4339 | 20.1698 | -0.80756 | 0 | 0.48567 | 0 | 1.7286 | 0.24495
2025_06_13 Hr 17 | 0.72397 | 0.00020846 | 0 | 0.12979 | 0.12979 | 0.12924 | 0.1298 | 0.12981 | 0.12986 | 0 | 0 | 0.024893 | 0.24 | 0.005029 | 1.2773 | 1.2773 | 2.9294 | 0 | 0.0052034 | 0.003872 | 0.023281 | 0.085287 | 0 | 0.011212 | 0.015969 | 0.30879 | 0.30695 | 2.8425 | 2.1271 | 0 | 0.26026 | 0.83819 | 0 | 0 | 0 | 0 | -14.9841 | 0.048579 | 0 | 0.0011226 | 0 | -0.092194 | 0 | 0 | 0 | 0 | 0 | 0 | 0 | 0 | 0.13793 | 0.043723 | 0.00013688 | 0 | 1.8827 | 0 | 1.2758 | 0 | 1.4711 | 10.9965 | 1.2663 | 3.1569 | 0.15353 | 0.055921 | -0.72397 | 0.63797 | 0.20824 | 3.7009 | 14.7866 | 19.5903 | -0.81617 | 0 | 0.48567 | 0 | 1.7286 | 0.24753
2025_06_13 Hr 18 | 0.43155 | 0.00016091 | 0 | 0.12979 | 0.12979 | 0.12924 | 0.1298 | 0.12981 | 0.12986 | 0 | 0 | 0.024893 | 0.3 | 0.0059713 | 1.2757 | 1.2757 | 2.8588 | 0 | 0.0052034 | 0.003872 | 0.023281 | 0.085287 | 0 | 0.011212 | 0.015969 | 0.30041 | 0.30695 | 2.7723 | 2.1271 | 0 | 0.25222 | 0.83819 | 0 | 0 | 0 | 0 | -14.3336 | 0.048579 | 0 | 0.0010663 | 0 | -0.087469 | 0 | 0 | 0 | 0 | 0 | 0 | 0 | 0 | 0.13793 | 0.043723 | 0.00013688 | 0 | 1.8827 | 0 | 1.2758 | 0 | 1.741 | 10.8441 | 1.2663 | 3.1569 | 0.15353 | 0.055921 | -0.43155 | 0.63797 | 0.20824 | 3.7009 | 15.6126 | 19.6212 | -0.51902 | 0 | 0.48567 | 0 | 1.7286 | 0.24814
2025_06_13 Hr 19 | 0.27208 | 9.895e-05 | 0 | 0 | 0 | 0 | 0 | 0 | 0 | 0 | 0 | 0.024893 | 0.54 | 0.010167 | 1.2773 | 1.2773 | 2.8446 | 0 | 0.0052034 | 0.003872 | 0.023281 | 0.085287 | 0 | 0.011212 | 0.015969 | 0.29873 | 0.30695 | 2.537 | 2.1271 | 0 | 0.22527 | 0.83819 | 0 | 0 | 0 | 0 | -14.3103 | 0.048579 | 0 | 0.0022191 | 0 | -0.082628 | 0 | 0 | 0 | 0 | 0 | 0 | 0 | 0 | 0.34119 | 0.043723 | 0.00013688 | 0 | 1.8827 | 0 | 1.2758 | 0 | 2.4026 | 9.8178 | 1.2663 | 3.1569 | 0.15353 | 0.055921 | -0.27208 | 0.63797 | 0.20824 | 3.7009 | 15.6917 | 20.5389 | -0.35471 | 0 | 0.48567 | 0 | 1.7286 | 0.24327
2025_06_13 Hr 20 | 0.067929 | 4.096e-05 | 0 | 0 | 0 | 0 | 0 | 0 | 0 | 0 | 0 | 0.024893 | 0.78 | 0.014405 | 1.2773 | 1.2773 | 2.8446 | 0 | 0.0052034 | 0.003872 | 0.023281 | 0.085287 | 0 | 0.011212 | 0.015969 | 0.29873 | 0 | 2.537 | 2.1271 | 0 | 0.22527 | 0.83819 | 0 | 0 | 0 | 0 | -13.9915 | 0.048579 | 0 | 0.003166 | 0 | -0.081008 | 0 | 0 | 0 | 0 | 0 | 0 | 0 | 0 | 0.34119 | 0.043723 | 0.00013688 | 0 | 1.8827 | 0 | 0 | 0 | 2.7029 | 8.235 | 1.2663 | 3.1569 | 0.15353 | 0.055921 | -0.067929 | 0.63797 | 0.20824 | 3.7009 | 14.9687 | 20.8742 | -0.14894 | 0 | 0.48567 | 0 | 1.7286 | 0.23822
2025_06_13 Hr 21 | 0.022667 | 8.1783e-06 | 0 | 0 | 0 | 0 | 0 | 0 | 0 | 0 | 0 | 0.024893 | 1.77 | 0.033359 | 1.2773 | 1.2773 | 2.8446 | 0 | 0.0052034 | 0.003872 | 0.023281 | 0.085287 | 0 | 0.011212 | 0.015969 | 0.29873 | 0 | 0 | 2.1271 | 0 | 0 | 0.83819 | 0 | 0 | 0 | 0 | -13.5633 | 0.048579 | 0 | 0.037963 | 0 | -0.082712 | 0 | 0 | 0 | 0 | 0 | 0 | 0 | 0 | 0.20326 | 0.043723 | 0.00013688 | 0 | 1.8827 | 0 | 0 | 0 | 3.6604 | 5.698 | 1.2663 | 3.1569 | 0.15353 | 0.055921 | -0.022667 | 0.63797 | 0.20824 | 3.7009 | 14.4561 | 22.4267 | -0.10538 | 0 | 0.48567 | 0 | 1.7286 | 0.23277
2025_06_13 Hr 22 | 0 | 7.7348e-07 | 0 | 0 | 0 | 0 | 0 | 0 | 0 | 0 | 0 | 0.024893 | 2.64 | 0.042352 | 0.79706 | 0.79706 | 2.8446 | 0 | 0.0052034 | 0.003872 | 0.023281 | 0.085287 | 0 | 0.011212 | 0.015969 | 0.29873 | 0 | 0 | 2.1271 | 0 | 0 | 0.83819 | 0 | 0 | 0 | 0 | -11.2126 | 0.048579 | 0 | 0.032314 | 0 | -0.070091 | 0 | 0 | 0 | 0 | 0 | 0 | 0 | 0 | 0.41378 | 0.043723 | 0.00013688 | 0 | 1.8827 | 0 | 0 | 0 | 3.7823 | 4.7375 | 1.2663 | 3.1569 | 0.15353 | 0.055921 | 0 | 0.63797 | 0.20824 | 3.7009 | 17.0668 | 23.612 | -0.070091 | 0 | 0.48567 | 0 | 1.7286 | 0.22937
2025_06_13 Hr 23 | 0 | 0 | 0 | 0 | 0 | 0 | 0 | 0 | 0 | 0 | 0 | 0.024893 | 2.7 | 0.048794 | 0.5774 | 0.57747 | 2.9447 | 0 | 0.0052034 | 0.003872 | 0.023281 | 0.085287 | 0 | 0.011212 | 0.015969 | 0.29873 | 0 | 0 | 2.1271 | 0 | 0 | 0.83819 | 0 | 0 | 0 | 0 | -12.7507 | 0.048579 | 0 | 0.036402 | 0 | -0.079223 | 0 | 0 | 0 | 0 | 0 | 0 | 0 | 0 | 1.2341 | 0.043723 | 0.00013688 | 0 | 1.8827 | 0 | 0 | 0 | 3.8128 | 4.3983 | 1.2663 | 3.1569 | 0.15353 | 0.055921 | 0 | 0.63797 | 0.20824 | 3.7009 | 16.089 | 24.5206 | -0.079223 | 0 | 0.48567 | 0 | 1.7286 | 0.22072
2025_06_13 Hr 24 | 0 | 0 | 0 | 0 | 0 | 0 | 0 | 0 | 0 | 0 | 0 | 0.024893 | 2.7 | 0.064088 | 0.8052 | 0.80531 | 3.2534 | 0 | 0.0052034 | 0.003872 | 0.023281 | 0.085287 | 0 | 0.011212 | 0.015969 | 0.33388 | 0 | 0 | 2.1271 | 0 | 0 | 0.83819 | 0 | 0 | 0 | 0 | -18.0303 | 0.048579 | 0 | 0.047812 | 0 | -0.10471 | 0 | 0 | 0 | 0 | 0 | 0 | 0 | 0 | 1.8511 | 0.043723 | 0.00013688 | 0 | 1.8827 | 0 | 0 | 0 | 3.7823 | 5.1978 | 1.2663 | 3.1569 | 0.15353 | 0.055921 | 0 | 0.63797 | 0.20824 | 3.7009 | 12.1764 | 25.1136 | -0.10471 | 0 | 0.48567 | 0 | 1.7286 | 0.21185
2025_06_14 Hr 01 | 0 | 0 | 0 | 0 | 0 | 0 | 0 | 0 | 0 | 0 | 0 | 0.024893 | 2.7 | 0.090003 | 1.033 | 1.0331 | 3.0336 | 0 | 0.0052034 | 0.003872 | 0.023281 | 0.085287 | 0 | 0.011212 | 0.015969 | 0.36244 | 0 | 0 | 2.1271 | 0 | 0 | 0.83819 | 0 | 0 | 0 | 0 | -24.1285 | 0.048579 | 0 | 0.067145 | 0 | -0.1479 | 0 | 0 | 0 | 0 | 0 | 0 | 0 | 0 | 1.7132 | 0.043723 | 0.00013688 | 0 | 1.8827 | 0 | 0 | 0 | 2.5201 | 5.4622 | 1.2663 | 3.1569 | 0.15353 | 0.055921 | 0 | 0.63797 | 0.20824 | 3.7009 | 4.919 | 23.7332 | -0.1479 | 0 | 0.48567 | 0 | 1.7286 | 0.2057
2025_06_14 Hr 02 | 0 | 0 | 0 | 0 | 0 | 0 | 0 | 0 | 0 | 0 | 0 | 0.024893 | 2.58 | 0.093652 | 1.24 | 1.2401 | 3.5785 | 0 | 0.0052034 | 0.003872 | 0.023281 | 0.085287 | 0 | 0.011212 | 0.015969 | 0.44961 | 0 | 0 | 2.1271 | 0 | 0 | 0.83819 | 0 | 0 | 0 | 0 | -28.0623 | 0.048579 | 0 | 0.073117 | 0 | -0.16125 | 0 | 0 | 0 | 0 | 0 | 0 | 0 | 0 | 2.1197 | 0.043723 | 0.00013688 | 0 | 1.8827 | 0 | 0 | 0 | 1.9194 | 6.5082 | 1.2663 | 3.1569 | 0.15353 | 0.055921 | 0 | 0.63797 | 0.20824 | 3.7009 | 1.7023 | 23.4177 | -0.16125 | 0 | 0.48567 | 0 | 1.7286 | 0.20058
2025_06_14 Hr 03 | 0 | 0 | 0 | 0 | 0 | 0 | 0 | 0 | 0 | 0 | 0 | 0.024893 | 2.49 | 0.067138 | 1.2773 | 1.2773 | 3.9556 | 0 | 0.0052034 | 0.003872 | 0.023281 | 0.085287 | 0 | 0.011212 | 0.015969 | 0.6489 | 0 | 0 | 2.1271 | 0 | 0 | 0.83819 | 0 | 0 | 0 | 0 | -22.2383 | 0.048579 | 0 | 0.054312 | 0 | -0.11923 | 0 | 0 | 0 | 0 | 0 | 0 | 0 | 0 | 2.7368 | 0.043723 | 0.00013688 | 0 | 1.8827 | 0 | 0 | 0 | 2.2807 | 7.1591 | 1.2663 | 3.1569 | 0.15353 | 0.055921 | 0 | 0.63797 | 0.20824 | 3.7009 | 9.0785 | 24.2769 | -0.11923 | 0 | 0.48567 | 0 | 1.7286 | 0.19801
2025_06_14 Hr 04 | 0 | 0 | 0 | 0 | 0 | 0 | 0 | 0 | 0 | 0 | 0 | 0.024893 | 1.92 | 0.044581 | 1.2773 | 1.2773 | 3.9428 | 0 | 0.0052034 | 0.003872 | 0.023281 | 0.085287 | 0 | 0.011212 | 0.015969 | 0.32387 | 0 | 0 | 2.1271 | 0 | 0 | 0.83819 | 0 | 0 | 0 | 0 | -19.0688 | 0.048579 | 0 | 0.04677 | 0 | -0.10239 | 0 | 0 | 0 | 0 | 0 | 0 | 0 | 0 | 2.8747 | 0.043723 | 0.00013688 | 0 | 1.8827 | 0 | 0 | 0 | 3.5429 | 6.8214 | 1.2663 | 3.1569 | 0.15353 | 0.055921 | 0 | 0.63797 | 0.20824 | 3.7009 | 12.7326 | 25.0824 | -0.10239 | 0 | 0.48567 | 0 | 1.7286 | 0.19593
2025_06_14 Hr 05 | 0 | 0 | 0 | 0 | 0 | 0 | 0 | 0 | 0 | 0 | 0 | 0.024893 | 1.2 | 0.035855 | 1.2773 | 1.2773 | 3.9556 | 0 | 0.0052034 | 0.003872 | 0.023281 | 0.085287 | 0 | 0.011212 | 0.015969 | 0.42941 | 0 | 0 | 2.1271 | 0 | 0 | 0.83819 | 0 | 0 | 0 | 0 | -23.7811 | 0.048579 | 0 | 0.060185 | 0 | -0.13236 | 0 | 0 | 0 | 0 | 0 | 0 | 0 | 0 | 2.6715 | 0.043723 | 0.00013688 | 0 | 1.8827 | 0 | 0 | 0 | 3.1207 | 6.9396 | 1.2663 | 3.1569 | 0.15353 | 0.055921 | 0 | 0.63797 | 0.20824 | 3.7009 | 6.754 | 23.7278 | -0.13236 | 0 | 0.48567 | 0 | 1.7286 | 0.19549
2025_06_14 Hr 06 | 0.068002 | 0 | 0 | 0 | 0 | 0 | 0 | 0 | 0 | 0 | 0 | 0.024893 | 2.04 | 0.062888 | 1.2773 | 1.2773 | 3.8384 | 0 | 0.0052034 | 0.003872 | 0.023281 | 0.085287 | 0 | 0.011212 | 0.015969 | 0.59186 | 0 | 8.9577 | 2.1271 | 0 | 0.27253 | 0.83819 | 0 | 0 | 0 | 0 | -28.9314 | 0.048579 | 0 | 0.0080883 | 0 | -0.13662 | 0 | 0 | 0 | 0 | 0 | 0 | 0 | 0 | 2.9473 | 0.043723 | 0.00013688 | 0 | 1.8827 | 0 | 0 | 0 | 2.1327 | 9.5003 | 1.2663 | 3.1569 | 0.15353 | 0.055921 | -0.068002 | 0.63797 | 0.20824 | 3.7009 | 4.5894 | 24.2251 | -0.20462 | 0 | 0.48567 | 0 | 1.7286 | 0.19741
2025_06_14 Hr 07 | 0.18134 | 1.03e-06 | 0 | 0 | 0 | 0 | 0 | 0 | 0 | 0 | 0 | 0.024893 | 2.19 | 0.046787 | 0.79706 | 0.79706 | 2.6115 | 0 | 0.0052034 | 0.003872 | 0.023281 | 0.085287 | 0 | 0.011212 | 0.015969 | 0.3088 | 0 | 7.0696 | 2.1271 | 0 | 0.08279 | 0.83819 | 0 | 0 | 0 | 0 | -16.3922 | 0.048579 | 0 | 0.019959 | 0 | -0.094038 | 0 | 0 | 0 | 0 | 0 | 0 | 0 | 0 | 2.1197 | 0.043723 | 0.00013688 | 0 | 1.8827 | 0 | 0 | 0 | 2.4635 | 5.3048 | 1.2663 | 3.1569 | 0.15353 | 0.055921 | -0.18134 | 0.63797 | 0.20824 | 3.7009 | 12.4283 | 23.7911 | -0.27538 | 0 | 0.48567 | 0 | 1.7286 | 0.20267
2025_06_14 Hr 08 | 0.45422 | 9.2101e-06 | 0 | 0 | 0 | 0 | 0 | 0 | 0 | 0 | 0 | 0.024893 | 1.23 | 0.025174 | 0.5774 | 0.57742 | 2.5612 | 0 | 0.0052034 | 0.003872 | 0.023281 | 0.085287 | 0 | 0.011212 | 0.015969 | 0.29873 | 0 | 7.5521 | 2.1271 | 0 | 0.13544 | 0.83819 | 0 | 0 | 0 | 0 | -12.8956 | 0.048579 | 0 | 0.0091201 | 0 | -0.090001 | 0 | 0 | 0 | 0 | 0 | 0 | 0 | 0 | 1.7132 | 0.043723 | 0.00013688 | 0 | 1.8827 | 0 | 0 | 0 | 2.2502 | 5.2876 | 1.2663 | 3.1569 | 0.15353 | 0.055921 | -0.45422 | 0.63797 | 0.20824 | 3.7009 | 14.3673 | 22.5195 | -0.54422 | 0 | 0.48567 | 0 | 1.7286 | 0.20695
2025_06_14 Hr 09 | 0.47725 | 5.3205e-05 | 0 | 0 | 0 | 0 | 0 | 0 | 0 | 0 | 0 | 0.024893 | 0.84 | 0.019446 | 0.8052 | 0.80528 | 3.2392 | 0 | 0.0052034 | 0.003872 | 0.023281 | 0.085287 | 0 | 0.011212 | 0.015969 | 0.33393 | 0 | 8.6814 | 2.1271 | 0 | 0.26029 | 0.83819 | 0 | 0 | 0 | 0 | -17.6615 | 0.048579 | 0 | 0.0039687 | 0 | -0.10208 | 0 | 0 | 0 | 0 | 0 | 0 | 0 | 0 | 2.1197 | 0.043723 | 0.00013688 | 0 | 1.8827 | 0 | 0 | 0 | 2.1327 | 7.5858 | 1.2663 | 3.1569 | 0.15353 | 0.055921 | -0.47725 | 0.63797 | 0.20824 | 3.7009 | 11.9129 | 22.5679 | -0.57933 | 0 | 0.48567 | 0 | 1.7286 | 0.21418
2025_06_14 Hr 10 | 0.47718 | 0.00012321 | 0 | 0 | 0 | 0 | 0 | 0 | 0 | 0 | 0 | 0.024893 | 0.99 | 0.02126 | 1.033 | 1.0332 | 2.9038 | 0 | 0.0052034 | 0.003872 | 0.023281 | 0.085287 | 0 | 0.011212 | 0.015969 | 0.32387 | 0 | 2.5403 | 2.1271 | 0 | 0.27073 | 0.83819 | 0 | 0 | 0 | 0 | -17.742 | 0.048579 | 0 | 0.0036815 | 0 | -0.094538 | 0 | 0 | 0 | 0 | 0 | 0 | 0 | 0 | 2.1197 | 0.043723 | 0.00013688 | 0 | 1.8827 | 0 | 0 | 0 | 2.4635 | 7.8341 | 1.2663 | 3.1569 | 0.15353 | 0.055921 | -0.47718 | 0.63797 | 0.20824 | 3.7009 | 12.5873 | 23.0669 | -0.57171 | 0 | 0.48567 | 0 | 1.7286 | 0.22017
2025_06_14 Hr 11 | 0.43148 | 0.00017178 | 0 | 0 | 0 | 0 | 0 | 0 | 0 | 0 | 0 | 0.024893 | 1.29 | 0.0253 | 1.24 | 1.2401 | 2.5 | 0 | 0.0052034 | 0.003872 | 0.023281 | 0.085287 | 0 | 0.011212 | 0.015969 | 0.29873 | 0 | 2.6082 | 2.1271 | 0 | 0.27972 | 0.83819 | 0 | 0 | 0 | 0 | -16.7481 | 0.048579 | 0 | 0.0033621 | 0 | -0.086156 | 0 | 0 | 0 | 0 | 0 | 0 | 0 | 0 | 2.4682 | 0.043723 | 0.00013688 | 0 | 1.8827 | 0 | 0 | 0 | 2.4026 | 7.8871 | 1.2663 | 3.1569 | 0.15353 | 0.055921 | -0.43148 | 0.63797 | 0.20824 | 3.7009 | 14.2473 | 23.626 | -0.51763 | 0 | 0.48567 | 0 | 1.7286 | 0.22436
2025_06_14 Hr 12 | 0.47718 | 0.00018012 | 0 | 0 | 0 | 0 | 0 | 0 | 0 | 0 | 0 | 0.024893 | 1.41 | 0.023445 | 1.252 | 1.252 | 2.4633 | 0 | 0.0052034 | 0.003872 | 0.023281 | 0.085287 | 0 | 0.011212 | 0.015969 | 0.29873 | 0 | 2.1966 | 2.1271 | 0 | 0.22527 | 0.83819 | 0 | 0 | 0 | 0 | -13.3773 | 0.048579 | 0 | 0.0028505 | 0 | -0.072726 | 0 | 0 | 0 | 0 | 0 | 0 | 0 | 0 | 2.3956 | 0.043723 | 0.00013688 | 0 | 1.8827 | 0 | 0 | 0 | 2.1893 | 7.4626 | 1.2663 | 3.1569 | 0.15353 | 0.055921 | -0.47718 | 0.63797 | 0.20824 | 3.7009 | 16.9859 | 23.4505 | -0.5499 | 0 | 0.48567 | 0 | 1.7286 | 0.2253
2025_06_14 Hr 13 | 0.56726 | 0.00014862 | 0 | 0 | 0 | 0 | 0 | 0 | 0 | 0 | 0 | 0.024893 | 1.38 | 0.017481 | 0.45401 | 0.45401 | 2.4633 | 0 | 0.0052034 | 0.003872 | 0.023281 | 0.085287 | 0 | 0.011212 | 0.015969 | 0.29873 | 0 | 2.1966 | 2.1271 | 0 | 0.22527 | 0.83819 | 0 | 0 | 0 | 0 | -8.7153 | 0.048579 | 0 | 0.0021716 | 0 | -0.054905 | 0 | 0 | 0 | 0 | 0 | 0 | 0 | 0 | 1.9165 | 0.043723 | 0.00013688 | 0 | 1.8827 | 0 | 0 | 0 | 2.0718 | 5.8666 | 1.2663 | 3.1569 | 0.15353 | 0.055921 | -0.56726 | 0.63797 | 0.20824 | 3.7009 | 19.4412 | 22.912 | -0.62217 | 0 | 0.48567 | 0 | 1.7286 | 0.22936
2025_06_14 Hr 14 | 0.74693 | 0.00014919 | 0 | 0 | 0 | 0 | 0 | 0 | 0 | 0 | 0 | 0.024893 | 0.9 | 0.01108 | 0.45401 | 0.45401 | 2.4633 | 0 | 0.0052034 | 0.003872 | 0.023281 | 0.085287 | 0 | 0.011212 | 0.015969 | 0.29873 | 0 | 2.1966 | 2.1271 | 0 | 0.22527 | 0.83819 | 0 | 0 | 0 | 0 | -8.3163 | 0.048579 | 0 | 0.0021105 | 0 | -0.053302 | 0 | 0 | 0 | 0 | 0 | 0 | 0 | 0 | 2.2577 | 0.043723 | 0.00013688 | 0 | 1.8827 | 0 | 0 | 0 | 2.0413 | 5.8666 | 1.2663 | 3.1569 | 0.15353 | 0.055921 | -0.74693 | 0.63797 | 0.20824 | 3.7009 | 19.6675 | 22.9175 | -0.80023 | 0 | 0.48567 | 0 | 1.7286 | 0.23086
2025_06_14 Hr 15 | 0.61274 | 0.00014128 | 0 | 0 | 0 | 0 | 0 | 0 | 0 | 0 | 0 | 0.024893 | 0.96 | 0.011343 | 0.45401 | 0.45401 | 2.4633 | 0 | 0.0052034 | 0.003872 | 0.023281 | 0.085287 | 0 | 0.011212 | 0.015969 | 0.29873 | 0 | 2.1966 | 2.1271 | 0 | 0.22527 | 0.83819 | 0 | 0 | 0 | 0 | -8.0824 | 0.048579 | 0 | 0.0020255 | 0 | -0.051069 | 0 | 0 | 0 | 0 | 0 | 0 | 0 | 0 | 1.8511 | 0.043723 | 0.00013688 | 0 | 1.8827 | 0 | 0 | 0 | 2.1327 | 5.8666 | 1.2663 | 3.1569 | 0.15353 | 0.055921 | -0.61274 | 0.63797 | 0.20824 | 3.7009 | 19.6523 | 22.5319 | -0.66381 | 0 | 0.48567 | 0 | 1.7286 | 0.23426
2025_06_14 Hr 16 | 0.72535 | 0.00015521 | 0 | 0 | 0 | 0 | 0 | 0 | 0 | 0 | 0 | 0.024893 | 1.35 | 0.018337 | 0.45875 | 0.45876 | 2.4633 | 0 | 0.0052034 | 0.003872 | 0.023281 | 0.085287 | 0 | 0.011212 | 0.015969 | 0.29873 | 0 | 2.1966 | 2.1271 | 0 | 0.22527 | 0.83819 | 0 | 0 | 0 | 0 | -9.4383 | 0.048579 | 0 | 0.0023285 | 0 | -0.059024 | 0 | 0 | 0 | 0 | 0 | 0 | 0 | 0 | 2.1923 | 0.043723 | 0.00013688 | 0 | 1.8827 | 0 | 0 | 0 | 1.741 | 5.8761 | 1.2663 | 3.1569 | 0.15353 | 0.055921 | -0.72535 | 0.63797 | 0.20824 | 3.7009 | 18.6451 | 22.9917 | -0.78438 | 0 | 0.48567 | 0 | 1.7286 | 0.23501
2025_06_14 Hr 17 | 0.77955 | 0.00017785 | 0 | 0 | 0 | 0 | 0 | 0 | 0 | 0 | 0 | 0.024893 | 1.83 | 0.032454 | 0.5774 | 0.57745 | 2.4633 | 0 | 0.0052034 | 0.003872 | 0.023281 | 0.085287 | 0 | 0.011212 | 0.015969 | 0.29873 | 0 | 2.2257 | 2.1271 | 0 | 0.22912 | 0.83819 | 0 | 0 | 0 | 0 | -12.4619 | 0.048579 | 0 | 0.0030402 | 0 | -0.077705 | 0 | 0 | 0 | 0 | 0 | 0 | 0 | 0 | 2.3956 | 0.043723 | 0.00013688 | 0 | 1.8827 | 0 | 0 | 0 | 1.0185 | 6.1425 | 1.2663 | 3.1569 | 0.15353 | 0.055921 | -0.77955 | 0.63797 | 0.20824 | 3.7009 | 15.852 | 23.0286 | -0.85726 | 0 | 0.48567 | 0 | 1.7286 | 0.23893
2025_06_14 Hr 18 | 0.77454 | 0.00018441 | 0 | 0 | 0 | 0 | 0 | 0 | 0 | 0 | 0 | 0.024893 | 1.86 | 0.042261 | 0.73085 | 0.73091 | 3.014 | 0 | 0.0052034 | 0.003872 | 0.023281 | 0.085287 | 0 | 0.011212 | 0.015969 | 0.31048 | 0 | 2.6436 | 2.1271 | 0 | 0.2844 | 0.83819 | 0 | 0 | 0 | 0 | -17.9719 | 0.048579 | 0 | 0.003895 | 0 | -0.10014 | 0 | 0 | 0 | 0 | 0 | 0 | 0 | 0 | 2.3956 | 0.043723 | 0.00013688 | 0 | 1.8827 | 0 | 0 | 0 | 1.1708 | 7.4298 | 1.2663 | 3.1569 | 0.15353 | 0.055921 | -0.77454 | 0.63797 | 0.20824 | 3.7009 | 11.8551 | 23.2719 | -0.87468 | 0 | 0.48567 | 0 | 1.7286 | 0.2398
2025_06_14 Hr 19 | 0.54503 | 0.00014129 | 0 | 0 | 0 | 0 | 0 | 0 | 0 | 0 | 0 | 0.024893 | 1.86 | 0.049854 | 0.5774 | 0.5774 | 3.3519 | 0 | 0.0052034 | 0.003872 | 0.023281 | 0.085287 | 0 | 0.011212 | 0.015969 | 0.42938 | 0 | 2.7653 | 2.1271 | 0 | 0.30049 | 0.83819 | 0 | 0 | 0 | 0 | -23.2099 | 0.048579 | 0 | 0.0045948 | 0 | -0.11851 | 0 | 0 | 0 | 0 | 0 | 0 | 0 | 0 | 2.5989 | 0.043723 | 0.00013688 | 0 | 1.8827 | 0 | 0 | 0 | 2.0718 | 7.7013 | 1.2663 | 3.1569 | 0.15353 | 0.055921 | -0.54503 | 0.63797 | 0.20824 | 3.7009 | 7.9969 | 24.169 | -0.66355 | 0 | 0.48567 | 0 | 1.7286 | 0.23862
2025_06_14 Hr 20 | 0.11341 | 6.2557e-05 | 0 | 0 | 0 | 0 | 0 | 0 | 0 | 0 | 0 | 0.024893 | 2.01 | 0.056694 | 0.8052 | 0.8052 | 3.6313 | 0 | 0.0052034 | 0.003872 | 0.023281 | 0.085287 | 0 | 0.011212 | 0.015969 | 0.67048 | 0 | 2.9265 | 2.1271 | 0 | 0.32182 | 0.83819 | 0 | 0 | 0 | 0 | -26.5825 | 0.048579 | 0 | 0.0048353 | 0 | -0.12483 | 0 | 0 | 0 | 0 | 0 | 0 | 0 | 0 | 2.4682 | 0.043723 | 0.00013688 | 0 | 1.8827 | 0 | 0 | 0 | 2.4635 | 8.8387 | 1.2663 | 3.1569 | 0.15353 | 0.055921 | -0.11341 | 0.63797 | 0.20824 | 3.7009 | 6.189 | 24.171 | -0.23824 | 0 | 0.48567 | 0 | 1.7286 | 0.23307
2025_06_14 Hr 21 | 0.022667 | 1.2631e-05 | 0 | 0 | 0 | 0 | 0 | 0 | 0 | 0 | 0 | 0.024893 | 2.55 | 0.064649 | 1.033 | 1.033 | 3.6191 | 0 | 0.0052034 | 0.003872 | 0.023281 | 0.085287 | 0 | 0.011212 | 0.015969 | 0.42241 | 0 | 2.8295 | 2.1271 | 0 | 0.30898 | 0.83819 | 0 | 0 | 0 | 0 | -25.286 | 0.048579 | 0 | 0.0043462 | 0 | -0.11199 | 0 | 0 | 0 | 0 | 0 | 0 | 0 | 0 | 3.078 | 0.043723 | 0.00013688 | 0 | 1.8827 | 0 | 0 | 0 | 2.4026 | 8.937 | 1.2663 | 3.1569 | 0.15353 | 0.055921 | -0.022667 | 0.63797 | 0.20824 | 3.7009 | 8.6777 | 25.1614 | -0.13465 | 0 | 0.48567 | 0 | 1.7286 | 0.23033
2025_06_14 Hr 22 | 0 | 1.3753e-06 | 0 | 0 | 0 | 0 | 0 | 0 | 0 | 0 | 0 | 0.024893 | 2.82 | 0.060328 | 1.24 | 1.24 | 3.1391 | 0 | 0.0052034 | 0.003872 | 0.023281 | 0.085287 | 0 | 0.011212 | 0.015969 | 0.35571 | 0 | 2.6198 | 2.1271 | 0 | 0.28125 | 0.83819 | 0 | 0 | 0 | 0 | -20.4626 | 0.048579 | 0 | 0.0036674 | 0 | -0.094168 | 0 | 0 | 0 | 0 | 0 | 0 | 0 | 0 | 2.9473 | 0.043723 | 0.00013688 | 0 | 1.8827 | 0 | 0 | 0 | 1.5625 | 8.5946 | 1.2663 | 3.1569 | 0.15353 | 0.055921 | 0 | 0.63797 | 0.20824 | 3.7009 | 12.4396 | 24.4018 | -0.094168 | 0 | 0.48567 | 0 | 1.7286 | 0.22611
2025_06_14 Hr 23 | 0 | 0 | 0 | 0 | 0 | 0 | 0 | 0 | 0 | 0 | 0 | 0.024893 | 2.79 | 0.068544 | 1.2773 | 1.2773 | 2.7409 | 0 | 0.0052034 | 0.003872 | 0.023281 | 0.085287 | 0 | 0.011212 | 0.015969 | 0.33394 | 0 | 2.6316 | 2.1271 | 0 | 0.28213 | 0.83819 | 0 | 0 | 0 | 0 | -22.6333 | 0.048579 | 0 | 0.0042116 | 0 | -0.10845 | 0 | 0 | 0 | 0 | 0 | 0 | 0 | 0 | 2.5989 | 0.043723 | 0.00013688 | 0 | 1.8827 | 0 | 0 | 0 | 0.96189 | 8.2611 | 1.2663 | 3.1569 | 0.15353 | 0.055921 | 0 | 0.63797 | 0.20824 | 3.7009 | 8.9432 | 23.4239 | -0.10845 | 0 | 0.48567 | 0 | 1.7286 | 0.21819
2025_06_14 Hr 24 | 0 | 0 | 0 | 0 | 0 | 0 | 0 | 0 | 0 | 0 | 0 | 0.024893 | 2.79 | 0.059794 | 1.2773 | 1.2773 | 0 | 0 | 0.0052034 | 0.003872 | 0.023281 | 0.085287 | 0 | 0.011212 | 0.015969 | 0.3088 | 0 | 2.4098 | 2.1271 | 0 | 0.25219 | 0.83819 | 0 | 0 | 0 | 0 | -15.7536 | 0.048579 | 0 | 0.014926 | 0 | -0.094342 | 0 | 0 | 0 | 0 | 0 | 0 | 0 | 0 | 2.7368 | 0.043723 | 0.00013688 | 0 | 1.8827 | 0 | 0 | 0 | 1.0489 | 5.2732 | 1.2663 | 3.1569 | 0.15353 | 0.055921 | 0 | 0.63797 | 0.20824 | 3.7009 | 13.0265 | 23.6012 | -0.094342 | 0 | 0.48567 | 0 | 1.7286 | 0.20924
2025_06_15 Hr 01 | 0 | 0 | 0 | 0 | 0 | 0 | 0 | 0 | 0 | 0 | 0 | 0.024893 | 2.04 | 0.047583 | 1.0061 | 1.0061 | 0 | 0 | 0.0052034 | 0.003872 | 0.023281 | 0.085287 | 0 | 0.011212 | 0.015969 | 0.32389 | 0 | 0 | 2.1271 | 0 | 0 | 0.83819 | 0 | 0 | 0 | 0 | -14.4977 | 0.048579 | 0 | 0.059228 | 0 | -0.10286 | 0 | 0 | 0 | 0 | 0 | 0 | 0 | 0 | 3.1506 | 0.043723 | 0.00013688 | 0 | 1.8827 | 0 | 0 | 0 | 1.2622 | 2.336 | 1.2663 | 3.1569 | 0.15353 | 0.055921 | 0 | 0.63797 | 0.20824 | 3.7009 | 10.9449 | 23.2095 | -0.10286 | 0 | 0.48567 | 0 | 1.7286 | 0.20486
2025_06_15 Hr 02 | 0 | 0 | 0 | 0 | 0 | 0 | 0 | 0 | 0 | 0 | 0 | 0.024893 | 2.13 | 0.066089 | 0.59638 | 0.59645 | 0 | 0 | 0.0052034 | 0.003872 | 0.023281 | 0.085287 | 0 | 0.011212 | 0.015969 | 0.42934 | 0 | 0 | 2.1271 | 0 | 0 | 0.83819 | 0 | 0 | 0 | 0 | -16.5739 | 0.048579 | 0 | 0.078788 | 0 | -0.13752 | 0 | 0 | 0 | 0 | 0 | 0 | 0 | 0 | 3.6297 | 0.043723 | 0.00013688 | 0 | 1.8827 | 0 | 0 | 0 | 1.1099 | 1.6222 | 1.2663 | 3.1569 | 0.15353 | 0.055921 | 0 | 0.63797 | 0.20824 | 3.7009 | 8.5508 | 23.6401 | -0.13752 | 0 | 0.48567 | 0 | 1.7286 | 0.20021
2025_06_15 Hr 03 | 0 | 0 | 0 | 0 | 0 | 0 | 0 | 0 | 0 | 0 | 0 | 0.024893 | 2.04 | 0.042708 | 0.82419 | 0.82431 | 0 | 0 | 0.0052034 | 0.003872 | 0.023281 | 0.085287 | 0 | 0.011212 | 0.015969 | 0.30378 | 0 | 0 | 2.1271 | 0 | 0 | 0.83819 | 0 | 0 | 0 | 0 | -11.6828 | 0.048579 | 0 | 0.053161 | 0 | -0.09211 | 0 | 0 | 0 | 0 | 0 | 0 | 0 | 0 | 3.5644 | 0.043723 | 0.00013688 | 0 | 1.8827 | 0 | 0 | 0 | 1.0185 | 1.9523 | 1.2663 | 3.1569 | 0.15353 | 0.055921 | 0 | 0.63797 | 0.20824 | 3.7009 | 13.5459 | 23.3685 | -0.09211 | 0 | 0.48567 | 0 | 1.7286 | 0.1987
2025_06_15 Hr 04 | 0 | 0 | 0 | 0 | 0 | 0 | 0 | 0 | 0 | 0 | 0 | 0.024893 | 2.25 | 0.047378 | 1.052 | 1.0522 | 0 | 0 | 0.0052034 | 0.003872 | 0.023281 | 0.085287 | 0 | 0.011212 | 0.015969 | 0.29873 | 0 | 0 | 2.1271 | 0 | 0 | 0.83819 | 0 | 0 | 0 | 0 | -12.4554 | 0.048579 | 0 | 0.053469 | 0 | -0.092656 | 0 | 0 | 0 | 0 | 0 | 0 | 0 | 0 | 3.5644 | 0.043723 | 0.00013688 | 0 | 1.8827 | 0 | 0 | 0 | 0.72251 | 2.4029 | 1.2663 | 3.1569 | 0.15353 | 0.055921 | 0 | 0.63797 | 0.20824 | 3.7009 | 13.141 | 23.2862 | -0.092656 | 0 | 0.48567 | 0 | 1.7286 | 0.19772
2025_06_15 Hr 05 | 0 | 0 | 0 | 0 | 0 | 0 | 0 | 0 | 0 | 0 | 0 | 0.024893 | 2.46 | 0.049902 | 1.2501 | 1.2502 | 0 | 0 | 0.0052034 | 0.003872 | 0.023281 | 0.085287 | 0 | 0.011212 | 0.015969 | 0.3021 | 0 | 0 | 2.1271 | 0 | 0 | 0.83819 | 0 | 0 | 0 | 0 | -12.984 | 0.048579 | 0 | 0.05151 | 0 | -0.089184 | 0 | 0 | 0 | 0 | 0 | 0 | 0 | 0 | 3.2885 | 0.043723 | 0.00013688 | 0 | 1.8827 | 0 | 0 | 0 | 1.2013 | 2.8024 | 1.2663 | 3.1569 | 0.15353 | 0.055921 | 0 | 0.63797 | 0.20824 | 3.7009 | 13.431 | 23.7017 | -0.089184 | 0 | 0.48567 | 0 | 1.7286 | 0.19781
2025_06_15 Hr 06 | 0.022813 | 0 | 0 | 0 | 0 | 0 | 0 | 0 | 0 | 0 | 0 | 0.024893 | 2.28 | 0.036027 | 0.72845 | 0.72845 | 0 | 0 | 0.0052034 | 0.003872 | 0.023281 | 0.085287 | 0 | 0.011212 | 0.015969 | 0.30041 | 0 | 0 | 2.1271 | 0 | 0 | 0.83819 | 0 | 0 | 0 | 0 | -9.394 | 0.048579 | 0 | 0.040124 | 0 | -0.069006 | 0 | 0 | 0 | 0 | 0 | 0 | 0 | 0 | 3.1506 | 0.043723 | 0.00013688 | 0 | 1.8827 | 0 | 0 | 0 | 1.8324 | 1.7573 | 1.2663 | 3.1569 | 0.15353 | 0.055921 | -0.022813 | 0.63797 | 0.20824 | 3.7009 | 16.2952 | 24.0237 | -0.091819 | 0 | 0.48567 | 0 | 1.7286 | 0.19768
2025_06_15 Hr 07 | 0.27193 | 3.4263e-07 | 0 | 0 | 0 | 0 | 0 | 0 | 0 | 0 | 0 | 0.024893 | 2.01 | 0.021425 | 0.4635 | 0.46351 | 0 | 0 | 0.0052034 | 0.003872 | 0.023281 | 0.085287 | 0 | 0.011212 | 0.015969 | 0.30041 | 0 | 0 | 2.1271 | 0 | 0 | 0.83819 | 0 | 0 | 0 | 0 | -5.4914 | 0.048579 | 0 | 0.027067 | 0 | -0.045868 | 0 | 0 | 0 | 0 | 0 | 0 | 0 | 0 | 2.7368 | 0.043723 | 0.00013688 | 0 | 1.8827 | 0 | 0 | 0 | 1.5016 | 1.2274 | 1.2663 | 3.1569 | 0.15353 | 0.055921 | -0.27193 | 0.63797 | 0.20824 | 3.7009 | 18.6639 | 23.2457 | -0.3178 | 0 | 0.48567 | 0 | 1.7286 | 0.19972
2025_06_15 Hr 08 | 0.40881 | 4.5968e-06 | 0 | 0 | 0 | 0 | 0 | 0 | 0 | 0 | 0 | 0.024893 | 1.62 | 0.015445 | 0.45401 | 0.45401 | 0 | 0 | 0.0052034 | 0.003872 | 0.023281 | 0.085287 | 0 | 0.011212 | 0.015969 | 0.29873 | 0 | 0 | 2.1271 | 0 | 0 | 0.83819 | 0 | 0 | 0 | 0 | -4.7695 | 0.048579 | 0 | 0.02421 | 0 | -0.040803 | 0 | 0 | 0 | 0 | 0 | 0 | 0 | 0 | 2.5989 | 0.043723 | 0.00013688 | 0 | 1.8827 | 0 | 0 | 0 | 1.0185 | 1.2067 | 1.2663 | 3.1569 | 0.15353 | 0.055921 | -0.40881 | 0.63797 | 0.20824 | 3.7009 | 18.3609 | 22.3733 | -0.44961 | 0 | 0.48567 | 0 | 1.7286 | 0.20742
2025_06_15 Hr 09 | 0.45444 | 1.9558e-05 | 0 | 0 | 0 | 0 | 0 | 0 | 0 | 0 | 0 | 0.024893 | 1.68 | 0.014923 | 0.45401 | 0.45401 | 0 | 0 | 0.0052034 | 0.003872 | 0.023281 | 0.085287 | 0 | 0.011212 | 0.015969 | 0.29873 | 0 | 0 | 2.1271 | 0 | 0 | 0.83819 | 0 | 0 | 0 | 0 | -4.6084 | 0.048579 | 0 | 0.022556 | 0 | -0.037874 | 0 | 0 | 0 | 0 | 0 | 0 | 0 | 0 | 2.5989 | 0.043723 | 0.00013688 | 0 | 1.8827 | 0 | 0 | 0 | 0.84002 | 1.2067 | 1.2663 | 3.1569 | 0.15353 | 0.055921 | -0.45444 | 0.63797 | 0.20824 | 3.7009 | 18.4138 | 22.3078 | -0.49231 | 0 | 0.48567 | 0 | 1.7286 | 0.21533
2025_06_15 Hr 10 | 0.47718 | 4.2547e-05 | 0 | 0 | 0 | 0 | 0 | 0 | 0 | 0 | 0 | 0.024893 | 1.56 | 0.011902 | 0.45401 | 0.45401 | 0 | 0 | 0.0052034 | 0.003872 | 0.023281 | 0.085287 | 0 | 0.011212 | 0.015969 | 0.29873 | 0 | 0 | 2.1271 | 0 | 0 | 0.83819 | 0 | 0 | 0 | 0 | -4.0571 | 0.048579 | 0 | 0.019373 | 0 | -0.032232 | 0 | 0 | 0 | 0 | 0 | 0 | 0 | 0 | 1.9165 | 0.043723 | 0.00013688 | 0 | 1.8827 | 0 | 0 | 0 | 0.72251 | 1.2067 | 1.2663 | 3.1569 | 0.15353 | 0.055921 | -0.47718 | 0.63797 | 0.20824 | 3.7009 | 18.0525 | 21.4123 | -0.50941 | 0 | 0.48567 | 0 | 1.7286 | 0.21991
2025_06_15 Hr 11 | 0.56726 | 5.1363e-05 | 0 | 0 | 0 | 0 | 0 | 0 | 0 | 0 | 0 | 0.024893 | 1.74 | 0.013023 | 0.45401 | 0.45401 | 0 | 0 | 0.0052034 | 0.003872 | 0.023281 | 0.085287 | 0 | 0.011212 | 0.015969 | 0.29873 | 0 | 0 | 2.1271 | 0 | 0 | 0.83819 | 0 | 0 | 0 | 0 | -4.1324 | 0.048579 | 0 | 0.019005 | 0 | -0.031581 | 0 | 0 | 0 | 0 | 0 | 0 | 0 | 0 | 1.9165 | 0.043723 | 0.00013688 | 0 | 1.8827 | 0 | 0 | 0 | 0.60064 | 1.2067 | 1.2663 | 3.1569 | 0.15353 | 0.055921 | -0.56726 | 0.63797 | 0.20824 | 3.7009 | 18.0443 | 21.5688 | -0.59884 | 0 | 0.48567 | 0 | 1.7286 | 0.22713
2025_06_15 Hr 12 | 0.56726 | 2.431e-05 | 0 | 0 | 0 | 0 | 0 | 0 | 0 | 0 | 0 | 0.024893 | 1.92 | 0.012965 | 0.45401 | 0.45401 | 0 | 0 | 0.0052034 | 0.003872 | 0.023281 | 0.085287 | 0 | 0.011212 | 0.015969 | 0.29873 | 0 | 0 | 2.1271 | 0 | 0 | 0.83819 | 0 | 0 | 0 | 0 | -3.9161 | 0.048579 | 0 | 0.017147 | 0 | -0.028287 | 0 | 0 | 0 | 0 | 0 | 0 | 0 | 0 | 1.5753 | 0.043723 | 0.00013688 | 0 | 1.8827 | 0 | 0 | 0 | 0.50924 | 1.2067 | 1.2663 | 3.1569 | 0.15353 | 0.055921 | -0.56726 | 0.63797 | 0.20824 | 3.7009 | 18.0156 | 21.3205 | -0.59555 | 0 | 0.48567 | 0 | 1.7286 | 0.23144
2025_06_15 Hr 13 | 0.59008 | 2.9529e-05 | 0 | 0 | 0 | 0 | 0 | 0 | 0 | 0 | 0 | 0.024893 | 1.95 | 0.011521 | 0.45401 | 0.45401 | 0 | 0 | 0.0052034 | 0.003872 | 0.023281 | 0.085287 | 0 | 0.011212 | 0.015969 | 0.29873 | 0 | 0 | 2.1271 | 0 | 0 | 0.83819 | 0 | 0 | 0 | 0 | -3.4186 | 0.048579 | 0 | 0.015002 | 0 | -0.024486 | 0 | 0 | 0 | 0 | 0 | 0 | 0 | 0 | 1.2994 | 0.043723 | 0.00013688 | 0 | 1.8827 | 0 | 0 | 0 | 0.4483 | 1.2067 | 1.2663 | 3.1569 | 0.15353 | 0.055921 | -0.59008 | 0.63797 | 0.20824 | 3.7009 | 18.2112 | 21.0375 | -0.61456 | 0 | 0.48567 | 0 | 1.7286 | 0.23393
2025_06_15 Hr 14 | 0.56734 | 2.4592e-05 | 0 | 0 | 0 | 0 | 0 | 0 | 0 | 0 | 0 | 0.024893 | 2.01 | 0.010679 | 0.45401 | 0.45401 | 0 | 0 | 0.0052034 | 0.003872 | 0.023281 | 0.085287 | 0 | 0.011212 | 0.015969 | 0.29873 | 0 | 0 | 2.1271 | 0 | 0 | 0.83819 | 0 | 0 | 0 | 0 | -3.1581 | 0.048579 | 0 | 0.013491 | 0 | -0.021809 | 0 | 0 | 0 | 0 | 0 | 0 | 0 | 0 | 1.2341 | 0.043723 | 0.00013688 | 0 | 1.8827 | 0 | 0 | 0 | 0.50924 | 1.2067 | 1.2663 | 3.1569 | 0.15353 | 0.055921 | -0.56734 | 0.63797 | 0.20824 | 3.7009 | 18.5323 | 21.0728 | -0.58914 | 0 | 0.48567 | 0 | 1.7286 | 0.23718
2025_06_15 Hr 15 | 0.54496 | 3.0696e-05 | 0 | 0 | 0 | 0 | 0 | 0 | 0 | 0 | 0 | 0.024893 | 1.98 | 0.01216 | 0.45401 | 0.45401 | 0 | 0 | 0.0052034 | 0.003872 | 0.023281 | 0.085287 | 0 | 0.011212 | 0.015969 | 0.29873 | 0 | 0 | 2.1271 | 0 | 0 | 0.83819 | 0 | 0 | 0 | 0 | -3.8288 | 0.048579 | 0 | 0.015595 | 0 | -0.025536 | 0 | 0 | 0 | 0 | 0 | 0 | 0 | 0 | 1.2994 | 0.043723 | 0.00013688 | 0 | 1.8827 | 0 | 0 | 0 | 0.77909 | 1.2067 | 1.2663 | 3.1569 | 0.15353 | 0.055921 | -0.54496 | 0.63797 | 0.20824 | 3.7009 | 18.1678 | 21.3603 | -0.5705 | 0 | 0.48567 | 0 | 1.7286 | 0.24034
2025_06_15 Hr 16 | 0.54496 | 1.6686e-05 | 0 | 0 | 0 | 0 | 0 | 0 | 0 | 0 | 0 | 0.024893 | 1.98 | 0.0078463 | 0.45401 | 0.45401 | 0 | 0 | 0.0052034 | 0.003872 | 0.023281 | 0.085287 | 0 | 0.011212 | 0.015969 | 0.29873 | 0 | 0 | 2.1271 | 0 | 0 | 0.83819 | 0 | 0 | 0 | 0 | -2.5236 | 0.048579 | 0 | 0.010063 | 0 | -0.015733 | 0 | 0 | 0 | 0 | 0 | 0 | 0 | 0 | 1.8511 | 0.043723 | 0.00013688 | 0 | 1.8827 | 0 | 0 | 0 | 1.2013 | 1.2067 | 1.2663 | 3.1569 | 0.15353 | 0.055921 | -0.54496 | 0.63797 | 0.20824 | 3.7009 | 20.455 | 22.3326 | -0.56069 | 0 | 0.48567 | 0 | 1.7286 | 0.24308
2025_06_15 Hr 17 | 0.79183 | 3.8068e-05 | 0 | 0 | 0 | 0 | 0 | 0 | 0 | 0 | 0 | 0.024893 | 1.8 | 0.0080598 | 0.45401 | 0.45401 | 0 | 0 | 0.0052034 | 0.003872 | 0.023281 | 0.085287 | 0 | 0.011212 | 0.015969 | 0.29873 | 0 | 0 | 2.1271 | 0 | 0 | 0.83819 | 0 | 0 | 0 | 0 | -2.6671 | 0.048579 | 0 | 0.01137 | 0 | -0.01805 | 0 | 0 | 0 | 0 | 0 | 0 | 0 | 0 | 1.8511 | 0.043723 | 0.00013688 | 0 | 1.8827 | 0 | 0 | 0 | 0.74862 | 1.2067 | 1.2663 | 3.1569 | 0.15353 | 0.055921 | -0.79183 | 0.63797 | 0.20824 | 3.7009 | 19.6794 | 21.9496 | -0.80988 | 0 | 0.48567 | 0 | 1.7286 | 0.24569
2025_06_15 Hr 18 | 0.63577 | 5.937e-05 | 0 | 0 | 0 | 0 | 0 | 0 | 0 | 0 | 0 | 0.024893 | 1.59 | 0.018826 | 0.45875 | 0.45876 | 8.3114 | 0 | 0.0052034 | 0.003872 | 0.023281 | 0.085287 | 0 | 0.011212 | 0.015969 | 0.29873 | 0 | 6.4623 | 2.1271 | 0 | 0.018773 | 0.83819 | 0 | 0 | 0 | 0 | -7.5342 | 0.048579 | 0 | 0.025885 | 0 | -0.051181 | 0 | 0 | 0 | 0 | 0 | 0 | 0 | 0 | 1.8511 | 0.043723 | 0.00013688 | 0 | 1.8827 | 0 | 0 | 0 | 1.2317 | 1.6046 | 1.2663 | 3.1569 | 0.15353 | 0.055921 | -0.63577 | 0.63797 | 0.20824 | 3.7009 | 15.4792 | 22.0958 | -0.68696 | 0 | 0.48567 | 0 | 1.7286 | 0.24527
2025_06_15 Hr 19 | 0.40867 | 4.6032e-05 | 0 | 0 | 0 | 0 | 0 | 0 | 0 | 0 | 0 | 0.024893 | 1.38 | 0.017037 | 0.45401 | 0.45401 | 0 | 0 | 0.0052034 | 0.003872 | 0.023281 | 0.085287 | 0 | 0.011212 | 0.015969 | 0.29873 | 0 | 0 | 2.1271 | 0 | 0 | 0.83819 | 0 | 0 | 0 | 0 | -7.3986 | 0.048579 | 0 | 0.031349 | 0 | -0.053456 | 0 | 0 | 0 | 0 | 0 | 0 | 0 | 0 | 1.4374 | 0.043723 | 0.00013688 | 0 | 1.8827 | 0 | 0 | 0 | 1.2317 | 1.2067 | 1.2663 | 3.1569 | 0.15353 | 0.055921 | -0.40867 | 0.63797 | 0.20824 | 3.7009 | 14.569 | 21.223 | -0.46212 | 0 | 0.48567 | 0 | 1.7286 | 0.24391
2025_06_15 Hr 20 | 0.11341 | 2.2048e-05 | 0 | 0 | 0 | 0 | 0 | 0 | 0 | 0 | 0 | 0.024893 | 1.53 | 0.014376 | 0.45401 | 0.45401 | 0 | 0 | 0.0052034 | 0.003872 | 0.023281 | 0.085287 | 0 | 0.011212 | 0.015969 | 0.29873 | 0 | 0 | 2.1271 | 0 | 0 | 0.83819 | 0 | 0 | 0 | 0 | -5.6737 | 0.048579 | 0 | 0.02386 | 0 | -0.040184 | 0 | 0 | 0 | 0 | 0 | 0 | 0 | 0 | 1.7785 | 0.043723 | 0.00013688 | 0 | 1.8827 | 0 | 0 | 0 | 1.0185 | 1.2067 | 1.2663 | 3.1569 | 0.15353 | 0.055921 | -0.11341 | 0.63797 | 0.20824 | 3.7009 | 16.5804 | 21.2009 | -0.15359 | 0 | 0.48567 | 0 | 1.7286 | 0.24186
2025_06_15 Hr 21 | 0 | 3.9281e-06 | 0 | 0 | 0 | 0 | 0 | 0 | 0 | 0 | 0 | 0.024893 | 1.35 | 0.0074991 | 0.45401 | 0.45401 | 0 | 0 | 0.0052034 | 0.003872 | 0.023281 | 0.085287 | 0 | 0.011212 | 0.015969 | 0.29873 | 0 | 0 | 2.1271 | 0 | 0 | 0.83819 | 0 | 0 | 0 | 0 | -3.3867 | 0.048579 | 0 | 0.014105 | 0 | -0.022897 | 0 | 0 | 0 | 0 | 0 | 0 | 0 | 0 | 1.9891 | 0.043723 | 0.00013688 | 0 | 1.8827 | 0 | 0 | 0 | 1.2622 | 1.2067 | 1.2663 | 3.1569 | 0.15353 | 0.055921 | 0 | 0.63797 | 0.20824 | 3.7009 | 19.1471 | 21.3499 | -0.022897 | 0 | 0.48567 | 0 | 1.7286 | 0.2369
2025_06_15 Hr 22 | 0 | 2.7055e-07 | 0 | 0 | 0 | 0 | 0 | 0 | 0 | 0 | 0 | 0.024893 | 1.35 | 0.011363 | 0.45401 | 0.45401 | 0 | 0 | 0.0052034 | 0.003872 | 0.023281 | 0.085287 | 0 | 0.011212 | 0.015969 | 0.29873 | 0 | 0 | 2.1271 | 0 | 0 | 0.83819 | 0 | 0 | 0 | 0 | -4.8983 | 0.048579 | 0 | 0.021373 | 0 | -0.035777 | 0 | 0 | 0 | 0 | 0 | 0 | 0 | 0 | 1.9891 | 0.043723 | 0.00013688 | 0 | 1.8827 | 0 | 0 | 0 | 0.99236 | 1.2067 | 1.2663 | 3.1569 | 0.15353 | 0.055921 | 0 | 0.63797 | 0.20824 | 3.7009 | 17.3527 | 21.08 | -0.035777 | 0 | 0.48567 | 0 | 1.7286 | 0.2329
2025_06_15 Hr 23 | 0 | 0 | 0 | 0 | 0 | 0 | 0 | 0 | 0 | 0 | 0 | 0.024893 | 1.14 | 0.018301 | 0.48723 | 0.48724 | 8.8624 | 0 | 0.0052034 | 0.003872 | 0.023281 | 0.085287 | 0 | 0.011212 | 0.015969 | 0.30041 | 0 | 7.1584 | 2.1271 | 0 | 0.075651 | 0.83819 | 0 | 0 | 0 | 0 | -10.9141 | 0.048579 | 0 | 0.021344 | 0 | -0.070142 | 0 | 0 | 0 | 0 | 0 | 0 | 0 | 0 | 2.1197 | 0.043723 | 0.00013688 | 0 | 1.8827 | 0 | 0 | 0 | 1.9194 | 2.462 | 1.2663 | 3.1569 | 0.15353 | 0.055921 | 0 | 0.63797 | 0.20824 | 3.7009 | 13.4789 | 22.001 | -0.070142 | 0 | 0.48567 | 0 | 1.7286 | 0.22367
2025_06_15 Hr 24 | 0 | 0 | 0 | 0 | 0 | 0 | 0 | 0 | 0 | 0 | 0 | 0.024893 | 0.75 | 0.011423 | 0.4635 | 0.46351 | 10.9795 | 0 | 0.0052034 | 0.003872 | 0.023281 | 0.085287 | 0 | 0.011212 | 0.015969 | 0.30041 | 0 | 8.7252 | 2.1271 | 0 | 0.23507 | 0.83819 | 0 | 0 | 0 | 0 | -12.3621 | 0.048579 | 0 | 0.0026109 | 0 | -0.066437 | 0 | 0 | 0 | 0 | 0 | 0 | 0 | 0 | 1.9891 | 0.043723 | 0.00013688 | 0 | 1.8827 | 0 | 0 | 0 | 2.3416 | 6.0985 | 1.2663 | 3.1569 | 0.15353 | 0.055921 | 0 | 0.63797 | 0.20824 | 3.7009 | 15.7154 | 22.0455 | -0.066437 | 0 | 0.48567 | 0 | 1.7286 | 0.21404
2025_06_16 Hr 01 | 0 | 0 | 0 | 0.11237 | 0.11237 | 0.1119 | 0.11238 | 0.11239 | 0.11244 | 0 | 0 | 0.024893 | 0.57 | 0.0060457 | 0.45401 | 0.45401 | 2.55 | 0 | 0.0052034 | 0.003872 | 0.023281 | 0.085287 | 0 | 0.011212 | 0.015969 | 0.29873 | 0.41607 | 2.2536 | 2.1271 | 0 | 0.23112 | 0.83819 | 0 | 0 | 0 | 0 | -9.8186 | 0.048579 | 0 | 0.00056821 | 0 | -0.04563 | 0 | 0 | 0 | 0 | 0 | 0 | 0 | 0 | 2.3956 | 0.043723 | 0.00013688 | 0 | 1.8827 | 0 | 2.3476 | 0 | 1.8629 | 8.123 | 1.2663 | 3.1569 | 0.15353 | 0.055921 | 0 | 0.63797 | 0.20824 | 3.7009 | 20.0363 | 21.7776 | -0.04563 | 0 | 0.48567 | 0 | 1.7286 | 0.2077
2025_06_16 Hr 02 | 0 | 0 | 0 | 0.11237 | 0.11237 | 0.1119 | 0.11238 | 0.11239 | 0.11244 | 0 | 0 | 0.024893 | 0.42 | 0.0045119 | 0.45401 | 0.45401 | 2.55 | 0 | 0.0052034 | 0.003872 | 0.023281 | 0.085287 | 0 | 0.011212 | 0.015969 | 0.29873 | 0.26643 | 2.2536 | 2.1271 | 0 | 0.23112 | 0.83819 | 0 | 0 | 0 | 0 | -9.529 | 0.048579 | 0 | 0.0005755 | 0 | -0.046242 | 0 | 0 | 0 | 0 | 0 | 0 | 0 | 0 | 2.6715 | 0.043723 | 0.00013688 | 0 | 1.8827 | 0 | 1.1724 | 0 | 1.3493 | 8.123 | 1.2663 | 3.1569 | 0.15353 | 0.055921 | 0 | 0.63797 | 0.20824 | 3.7009 | 19.9321 | 21.3844 | -0.046242 | 0 | 0.48567 | 0 | 1.7286 | 0.20379
2025_06_16 Hr 03 | 0 | 0 | 0 | 0.11237 | 0.11237 | 0.1119 | 0.11238 | 0.11239 | 0.11244 | 0 | 0 | 0.024893 | 0.27 | 0.0027857 | 0.45401 | 0.45401 | 2.55 | 0 | 0.0052034 | 0.003872 | 0.023281 | 0.085287 | 0 | 0.011212 | 0.015969 | 0.29873 | 0.26643 | 2.2536 | 2.1271 | 0 | 0.23112 | 0.83819 | 0 | 0 | 0 | 0 | -8.8984 | 0.048579 | 0 | 0.00055271 | 0 | -0.044328 | 0 | 0 | 0 | 0 | 0 | 0 | 0 | 0 | 2.9473 | 0.043723 | 0.00013688 | 0 | 1.8827 | 0 | 1.1724 | 0 | 0.63111 | 8.123 | 1.2663 | 3.1569 | 0.15353 | 0.055921 | 0 | 0.63797 | 0.20824 | 3.7009 | 19.969 | 20.7888 | -0.044328 | 0 | 0.48567 | 0 | 1.7286 | 0.20218
2025_06_16 Hr 04 | 0 | 0 | 0 | 0.11237 | 0.11237 | 0.1119 | 0.11238 | 0.11239 | 0.11244 | 0 | 0 | 0.024893 | 0.21 | 0.0016905 | 0.45401 | 0.45401 | 2.55 | 0 | 0.0052034 | 0.003872 | 0.023281 | 0.085287 | 0 | 0.011212 | 0.015969 | 0.29873 | 0.26643 | 2.2536 | 2.1271 | 0 | 0.23112 | 0.83819 | 0 | 0 | 0 | 0 | -6.708 | 0.048579 | 0 | 0.00043125 | 0 | -0.034125 | 0 | 0 | 0 | 0 | 0 | 0 | 0 | 0 | 3.3538 | 0.043723 | 0.00013688 | 0 | 1.8827 | 0 | 1.1724 | 0 | 0.39172 | 8.123 | 1.2663 | 3.1569 | 0.15353 | 0.055921 | 0 | 0.63797 | 0.20824 | 3.7009 | 22.2742 | 20.8934 | -0.034125 | 0 | 0.48567 | 0 | 1.7286 | 0.20077
2025_06_16 Hr 05 | 0 | 0 | 0 | 0.11237 | 0.11237 | 0.1119 | 0.11238 | 0.11239 | 0.11244 | 0 | 0 | 0.024893 | 0.18 | 0.0015028 | 0.45401 | 0.45401 | 2.55 | 0 | 0.0052034 | 0.003872 | 0.023281 | 0.085287 | 0 | 0.011212 | 0.015969 | 0.29873 | 0 | 2.2536 | 2.1271 | 0 | 0.23112 | 0.83819 | 0 | 0 | 0 | 0 | -6.6522 | 0.048579 | 0 | 0.00044725 | 0 | -0.035469 | 0 | 0 | 0 | 0 | 0 | 0 | 0 | 0 | 3.3538 | 0.043723 | 0.00013688 | 0 | 1.8827 | 0 | 1.1724 | 0 | 0.36125 | 7.8565 | 1.2663 | 3.1569 | 0.15353 | 0.055921 | 0 | 0.63797 | 0.20824 | 3.7009 | 22.0019 | 20.833 | -0.035469 | 0 | 0.48567 | 0 | 1.7286 | 0.20102
2025_06_16 Hr 06 | 0.044971 | 0 | 0 | 0 | 0 | 0.1119 | 0 | 0 | 0 | 0 | 0 | 0.024893 | 0.18 | 0.002576 | 0.45559 | 0.4556 | 2.55 | 0 | 0.0052034 | 0.003872 | 0.023281 | 0.085287 | 0 | 0.011212 | 0.015969 | 0.29873 | 0 | 2.2536 | 2.1271 | 0 | 0.23112 | 0.83819 | 0 | 0 | 0 | 0 | -11.3712 | 0.048579 | 0 | 0.0015333 | 0 | -0.0623 | 0 | 0 | 0 | 0 | 0 | 0 | 0 | 0 | 3.2885 | 0.043723 | 0.00013688 | 0 | 1.8827 | 0 | 1.1724 | 0 | 0.20892 | 7.2977 | 1.2663 | 3.1569 | 0.15353 | 0.055921 | -0.044971 | 0.63797 | 0.20824 | 3.7009 | 16.488 | 20.6688 | -0.10727 | 0 | 0.48567 | 0 | 1.7286 | 0.20847
2025_06_16 Hr 07 | 0.47289 | 6.6341e-07 | 0 | 0 | 0 | 0 | 0 | 0 | 0 | 0 | 0 | 0.024893 | 0.15 | 0.002064 | 0.46983 | 0.46985 | 2.4633 | 0 | 0.0052034 | 0.003872 | 0.023281 | 0.085287 | 0 | 0.011212 | 0.015969 | 0.29873 | 0 | 2.1966 | 2.1271 | 0 | 0.22527 | 0.83819 | 0 | 0 | 0 | 0 | -9.7677 | 0.048579 | 0 | 0.0023588 | 0 | -0.059819 | 0 | 0 | 0 | 0 | 0 | 0 | 0 | 0 | 2.7368 | 0.043723 | 0.00013688 | 0 | 1.8827 | 0 | 0 | 0 | 0.26985 | 5.8982 | 1.2663 | 3.1569 | 0.15353 | 0.055921 | -0.47289 | 0.63797 | 0.20824 | 3.7009 | 16.1758 | 20.578 | -0.53271 | 0 | 0.48567 | 0 | 1.7286 | 0.21689
2025_06_16 Hr 08 | 0.64377 | 5.9219e-06 | 0 | 0 | 0 | 0 | 0 | 0 | 0 | 0 | 0 | 0.024893 | 0.21 | 0.0023448 | 0.45401 | 0.45401 | 2.4633 | 0 | 0.0052034 | 0.003872 | 0.023281 | 0.085287 | 0 | 0.011212 | 0.015969 | 0.29873 | 0 | 2.1966 | 2.1271 | 0 | 0.22527 | 0.83819 | 0 | 0 | 0 | 0 | -7.8973 | 0.048579 | 0 | 0.0019141 | 0 | -0.048146 | 0 | 0 | 0 | 0 | 0 | 0 | 0 | 0 | 2.4682 | 0.043723 | 0.00013688 | 0 | 1.8827 | 0 | 0 | 0 | 0.20892 | 5.8666 | 1.2663 | 3.1569 | 0.15353 | 0.055921 | -0.64377 | 0.63797 | 0.20824 | 3.7009 | 17.7664 | 20.4891 | -0.69191 | 0 | 0.48567 | 0 | 1.7286 | 0.22634
2025_06_16 Hr 09 | 0.77853 | 4.1745e-06 | 0 | 0 | 0 | 0 | 0 | 0 | 0 | 0 | 0 | 0.024893 | 0.24 | 0.0015585 | 0.45401 | 0.45401 | 2.4633 | 0 | 0.0052034 | 0.003872 | 0.023281 | 0.085287 | 0 | 0.011212 | 0.015969 | 0.29873 | 0 | 2.1966 | 2.1271 | 0 | 0.22527 | 0.83819 | 0 | 0 | 0 | 0 | -4.427 | 0.048579 | 0 | 0.0011132 | 0 | -0.027122 | 0 | 0 | 0 | 0 | 0 | 0 | 0 | 0 | 2.5989 | 0.043723 | 0.00013688 | 0 | 1.8827 | 0 | 0 | 0 | 0.26985 | 5.8666 | 1.2663 | 3.1569 | 0.15353 | 0.055921 | -0.77853 | 0.63797 | 0.20824 | 3.7009 | 21.4846 | 20.8508 | -0.80566 | 0 | 0.48567 | 0 | 1.7286 | 0.23241
2025_06_16 Hr 10 | 0.75144 | 5.4328e-06 | 0 | 0 | 0 | 0 | 0 | 0 | 0 | 0 | 0 | 0.024893 | 0.33 | 0.0019571 | 0.45401 | 0.45401 | 2.4633 | 0 | 0.0052034 | 0.003872 | 0.023281 | 0.085287 | 0 | 0.011212 | 0.015969 | 0.29873 | 0 | 2.1966 | 2.1271 | 0 | 0.22527 | 0.83819 | 0 | 0 | 0 | 0 | -4.0934 | 0.048579 | 0 | 0.0010167 | 0 | -0.024588 | 0 | 0 | 0 | 0 | 0 | 0 | 0 | 0 | 2.7368 | 0.043723 | 0.00013688 | 0 | 1.8827 | 0 | 0 | 0 | 0.72251 | 5.8666 | 1.2663 | 3.1569 | 0.15353 | 0.055921 | -0.75144 | 0.63797 | 0.20824 | 3.7009 | 22.5064 | 21.5093 | -0.77602 | 0 | 0.48567 | 0 | 1.7286 | 0.23708
2025_06_16 Hr 11 | 0.81435 | 4.8402e-06 | 0 | 0 | 0 | 0 | 0 | 0 | 0 | 0 | 0 | 0.024893 | 0.24 | 0.0010039 | 0.45401 | 0.45401 | 2.4633 | 0 | 0.0052034 | 0.003872 | 0.023281 | 0.085287 | 0 | 0.011212 | 0.015969 | 0.29873 | 0 | 2.1966 | 2.1271 | 0 | 0.22527 | 0.83819 | 0 | 0 | 0 | 0 | -2.8322 | 0.048579 | 0 | 0.00071707 | 0 | -0.016723 | 0 | 0 | 0 | 0 | 0 | 0 | 0 | 0 | 3.2885 | 0.043723 | 0.00013688 | 0 | 1.8827 | 0 | 0 | 0 | 1.0489 | 5.8666 | 1.2663 | 3.1569 | 0.15353 | 0.055921 | -0.81435 | 0.63797 | 0.20824 | 3.7009 | 24.5652 | 22.3619 | -0.83107 | 0 | 0.48567 | 0 | 1.7286 | 0.23958
2025_06_16 Hr 12 | 0.71605 | 5.1811e-06 | 0 | 0 | 0 | 0 | 0 | 0 | 0 | 0 | 0 | 0.024893 | 0.21 | 0.00071262 | 0.45401 | 0.45401 | 2.4633 | 0 | 0.0052034 | 0.003872 | 0.023281 | 0.085287 | 0 | 0.011212 | 0.015969 | 0.29873 | 0 | 2.1966 | 2.1271 | 0 | 0.22527 | 0.83819 | 0 | 0 | 0 | 0 | -2.2781 | 0.048579 | 0 | 0.00058173 | 0 | -0.013171 | 0 | 0 | 0 | 0 | 0 | 0 | 0 | 0 | 3.1506 | 0.043723 | 0.00013688 | 0 | 1.8827 | 0 | 0 | 0 | 0.99236 | 5.8666 | 1.2663 | 3.1569 | 0.15353 | 0.055921 | -0.71605 | 0.63797 | 0.20824 | 3.7009 | 24.9051 | 22.0459 | -0.72922 | 0 | 0.48567 | 0 | 1.7286 | 0.24666
2025_06_16 Hr 13 | 0.70363 | 1.1361e-05 | 0 | 0 | 0 | 0 | 0 | 0 | 0 | 0 | 0 | 0.024893 | 0.21 | 0.00050323 | 0.45401 | 0.45401 | 2.4633 | 0 | 0.0052034 | 0.003872 | 0.023281 | 0.085287 | 0 | 0.011212 | 0.015969 | 0.29873 | 0 | 2.1966 | 2.1271 | 0 | 0.22527 | 0.83819 | 0 | 0 | 0 | 0 | -1.5661 | 0.048579 | 0 | 0.0004108 | 0 | -0.0086835 | 0 | 0 | 0 | 0 | 0 | 0 | 0 | 0 | 2.8747 | 0.043723 | 0.00013688 | 0 | 1.8827 | 0 | 0 | 0 | 0.69204 | 5.8666 | 1.2663 | 3.1569 | 0.15353 | 0.055921 | -0.70363 | 0.63797 | 0.20824 | 3.7009 | 25.0479 | 21.4597 | -0.71231 | 0 | 0.48567 | 0 | 1.7286 | 0.24923
2025_06_16 Hr 14 | 0.63563 | 5.4994e-07 | 0 | 0 | 0 | 0 | 0 | 0 | 0 | 0 | 0 | 0.024893 | 0.24 | 7.8213e-05 | 0.45401 | 0.45401 | 2.4633 | 0 | 0.0052034 | 0.003872 | 0.023281 | 0.085287 | 0 | 0.011212 | 0.015969 | 0.29873 | 0 | 2.1966 | 2.1271 | 0 | 0.22527 | 0.83819 | 0 | 0 | 0 | 0 | -0.20959 | 0.048579 | 0 | 5.5867e-05 | 0 | 0.0006335 | 0 | 0 | 0 | 0 | 0 | 0 | 0 | 0 | 2.4682 | 0.043723 | 0.00013688 | 0 | 1.8827 | 0 | 0 | 0 | 0.57017 | 5.8666 | 1.2663 | 3.1569 | 0.15353 | 0.055921 | -0.63563 | 0.63797 | 0.20824 | 3.7009 | 25.9169 | 20.8949 | -0.635 | 0 | 0.48567 | 0 | 1.7286 | 0.2513
2025_06_16 Hr 15 | 0.74635 | 1.1541e-05 | 0 | 0 | 0 | 0 | 0 | 0 | 0 | 0 | 0 | 0.024893 | 0.24 | 0.00094696 | 0.45401 | 0.45401 | 2.4633 | 0 | 0.0052034 | 0.003872 | 0.023281 | 0.085287 | 0 | 0.011212 | 0.015969 | 0.29873 | 0 | 2.1966 | 2.1271 | 0 | 0.22527 | 0.83819 | 0 | 0 | 0 | 0 | -2.5491 | 0.048579 | 0 | 0.0006764 | 0 | -0.015656 | 0 | 0 | 0 | 0 | 0 | 0 | 0 | 0 | 2.1923 | 0.043723 | 0.00013688 | 0 | 1.8827 | 0 | 0 | 0 | 0.47877 | 5.8666 | 1.2663 | 3.1569 | 0.15353 | 0.055921 | -0.74635 | 0.63797 | 0.20824 | 3.7009 | 23.1954 | 20.6399 | -0.76201 | 0 | 0.48567 | 0 | 1.7286 | 0.25195
2025_06_16 Hr 16 | 0.68082 | 3.0667e-05 | 0 | 0 | 0 | 0 | 0 | 0 | 0 | 0 | 0 | 0.024893 | 0.54 | 0.0037199 | 0.45401 | 0.45401 | 0 | 0 | 0.0052034 | 0.003872 | 0.023281 | 0.085287 | 0 | 0.011212 | 0.015969 | 0.29873 | 0 | 0 | 2.1271 | 0 | 0 | 0.83819 | 0 | 0 | 0 | 0 | -3.0348 | 0.048579 | 0 | 0.017493 | 0 | -0.0289 | 0 | 0 | 0 | 0 | 0 | 0 | 0 | 0 | 2.2577 | 0.043723 | 0.00013688 | 0 | 1.8827 | 0 | 0 | 0 | 0.33079 | 1.2067 | 1.2663 | 3.1569 | 0.15353 | 0.055921 | -0.68082 | 0.63797 | 0.20824 | 3.7009 | 18.0315 | 20.5692 | -0.70972 | 0 | 0.48567 | 0 | 1.7286 | 0.25195
2025_06_16 Hr 17 | 0.75325 | 3.745e-05 | 0 | 0 | 0 | 0 | 0 | 0 | 0 | 0 | 0 | 0.024893 | 0.69 | 0.0058255 | 0.45401 | 0.45401 | 0 | 0 | 0.0052034 | 0.003872 | 0.023281 | 0.085287 | 0 | 0.011212 | 0.015969 | 0.29873 | 0 | 0 | 2.1271 | 0 | 0 | 0.83819 | 0 | 0 | 0 | 0 | -3.5391 | 0.048579 | 0 | 0.021439 | 0 | -0.035893 | 0 | 0 | 0 | 0 | 0 | 0 | 0 | 0 | 2.1197 | 0.043723 | 0.00013688 | 0 | 1.8827 | 0 | 0 | 0 | 0.30032 | 1.2067 | 1.2663 | 3.1569 | 0.15353 | 0.055921 | -0.75325 | 0.63797 | 0.20824 | 3.7009 | 17.5038 | 20.6254 | -0.78914 | 0 | 0.48567 | 0 | 1.7286 | 0.25195
2025_06_16 Hr 18 | 0.77454 | 2.166e-05 | 0 | 0 | 0 | 0 | 0 | 0 | 0 | 0 | 0 | 0.024893 | 0.6 | 0.0095134 | 0.5252 | 0.52522 | 0 | 0 | 0.0052034 | 0.003872 | 0.023281 | 0.085287 | 0 | 0.011212 | 0.015969 | 0.29873 | 0 | 0 | 2.1271 | 0 | 0 | 0.83819 | 0 | 0 | 0 | 0 | -7.0521 | 0.048579 | 0 | 0.040262 | 0 | -0.06925 | 0 | 0 | 0 | 0 | 0 | 0 | 0 | 0 | 2.1923 | 0.043723 | 0.00013688 | 0 | 1.8827 | 0 | 0 | 0 | 0.20892 | 1.3492 | 1.2663 | 3.1569 | 0.15353 | 0.055921 | -0.77454 | 0.63797 | 0.20824 | 3.7009 | 13.9948 | 20.5415 | -0.84379 | 0 | 0.48567 | 0 | 1.7286 | 0.25195
2025_06_16 Hr 19 | 0.6774 | 1.4486e-05 | 0 | 0 | 0 | 0 | 0 | 0 | 0 | 0 | 0 | 0.024893 | 0.24 | 0.0041601 | 0.74825 | 0.74838 | 0 | 0 | 0.0052034 | 0.003872 | 0.023281 | 0.085287 | 0 | 0.011212 | 0.015969 | 0.29873 | 0 | 0 | 2.1271 | 0 | 0 | 0.83819 | 0 | 0 | 0 | 0 | -8.1091 | 0.048579 | 0 | 0.044015 | 0 | -0.075902 | 0 | 0 | 0 | 0 | 0 | 0 | 0 | 0 | 2.3303 | 0.043723 | 0.00013688 | 0 | 1.8827 | 0 | 0 | 0 | 0.30032 | 1.7954 | 1.2663 | 3.1569 | 0.15353 | 0.055921 | -0.6774 | 0.63797 | 0.20824 | 3.7009 | 13.2413 | 20.3084 | -0.75331 | 0 | 0.48567 | 0 | 1.7286 | 0.25195
2025_06_16 Hr 20 | 0.13593 | 8.3704e-06 | 0 | 0 | 0 | 0 | 0 | 0 | 0 | 0 | 0 | 0.024893 | 0.21 | 0.0035282 | 0.77673 | 0.77687 | 0 | 0 | 0.0052034 | 0.003872 | 0.023281 | 0.085287 | 0 | 0.011212 | 0.015969 | 0.29873 | 0 | 0 | 2.1271 | 0 | 0 | 0.83819 | 0 | 0 | 0 | 0 | -8.4998 | 0.048579 | 0 | 0.042662 | 0 | -0.073504 | 0 | 0 | 0 | 0 | 0 | 0 | 0 | 0 | 1.9165 | 0.043723 | 0.00013688 | 0 | 1.8827 | 0 | 0 | 0 | 0.30032 | 1.8523 | 1.2663 | 3.1569 | 0.15353 | 0.055921 | -0.13593 | 0.63797 | 0.20824 | 3.7009 | 12.4656 | 19.3225 | -0.20943 | 0 | 0.48567 | 0 | 1.7286 | 0.25195
2025_06_16 Hr 21 | 0.022667 | 1.1267e-06 | 0 | 0 | 0 | 0 | 0 | 0 | 0 | 0 | 0 | 0.024893 | 0.21 | 0.0036804 | 0.54102 | 0.54107 | 0 | 0 | 0.0052034 | 0.003872 | 0.023281 | 0.085287 | 0 | 0.011212 | 0.015969 | 0.29873 | 0 | 0 | 2.1271 | 0 | 0 | 0.83819 | 0 | 0 | 0 | 0 | -7.889 | 0.048579 | 0 | 0.044503 | 0 | -0.076766 | 0 | 0 | 0 | 0 | 0 | 0 | 0 | 0 | 1.372 | 0.043723 | 0.00013688 | 0 | 1.8827 | 0 | 0 | 0 | 0.26985 | 1.3808 | 1.2663 | 3.1569 | 0.15353 | 0.055921 | -0.022667 | 0.63797 | 0.20824 | 3.7009 | 12.0192 | 18.6268 | -0.099433 | 0 | 0.48567 | 0 | 1.7286 | 0.24429
2025_06_16 Hr 22 | 0 | 0 | 0 | 0 | 0 | 0 | 0 | 0 | 0 | 0 | 0 | 0.024893 | 0.21 | 0.0030666 | 0.46983 | 0.46985 | 0 | 0 | 0.0052034 | 0.003872 | 0.023281 | 0.085287 | 0 | 0.011212 | 0.015969 | 0.29873 | 0 | 0 | 2.1271 | 0 | 0 | 0.83819 | 0 | 0 | 0 | 0 | -7.2156 | 0.048579 | 0 | 0.037081 | 0 | -0.063613 | 0 | 0 | 0 | 0 | 0 | 0 | 0 | 0 | 1.9891 | 0.043723 | 0.00013688 | 0 | 1.8827 | 0 | 0 | 0 | 0.74862 | 1.2384 | 1.2663 | 3.1569 | 0.15353 | 0.055921 | 0 | 0.63797 | 0.20824 | 3.7009 | 13.6546 | 19.6954 | -0.063613 | 0 | 0.48567 | 0 | 1.7286 | 0.24037
2025_06_16 Hr 23 | 0 | 0 | 0 | 0 | 0 | 0 | 0 | 0 | 0 | 0 | 0 | 0.024893 | 0.21 | 0.0032939 | 0.48723 | 0.48726 | 0 | 0 | 0.0052034 | 0.003872 | 0.023281 | 0.085287 | 0 | 0.011212 | 0.015969 | 0.29873 | 0 | 0 | 2.1271 | 0 | 0 | 0.83819 | 0 | 0 | 0 | 0 | -9.0419 | 0.048579 | 0 | 0.03983 | 0 | -0.068485 | 0 | 0 | 0 | 0 | 0 | 0 | 0 | 0 | 2.3956 | 0.043723 | 0.00013688 | 0 | 1.8827 | 0 | 0 | 0 | 0.63111 | 1.2732 | 1.2663 | 3.1569 | 0.15353 | 0.055921 | 0 | 0.63797 | 0.20824 | 3.7009 | 12.1374 | 19.9745 | -0.068485 | 0 | 0.48567 | 0 | 1.7286 | 0.23026
2025_06_16 Hr 24 | 0 | 0 | 0 | 0 | 0 | 0 | 0 | 0 | 0 | 0 | 0 | 0.024893 | 0.18 | 0.0022362 | 0.45401 | 0.45401 | 0 | 0 | 0.0052034 | 0.003872 | 0.023281 | 0.085287 | 0 | 0.011212 | 0.015969 | 0.29873 | 0 | 0 | 2.1271 | 0 | 0 | 0.83819 | 0 | 0 | 0 | 0 | -7.197 | 0.048579 | 0 | 0.031547 | 0 | -0.053806 | 0 | 0 | 0 | 0 | 0 | 0 | 0 | 0 | 2.1923 | 0.043723 | 0.00013688 | 0 | 1.8827 | 0 | 0 | 0 | 0.60064 | 1.2067 | 1.2663 | 3.1569 | 0.15353 | 0.055921 | 0 | 0.63797 | 0.20824 | 3.7009 | 13.6554 | 19.6994 | -0.053806 | 0 | 0.48567 | 0 | 1.7286 | 0.21998
2025_06_17 Hr 01 | 0 | 0 | 0 | 0 | 0 | 0 | 0 | 0 | 0 | 0 | 0 | 0.024893 | 0.18 | 0.0023288 | 0.45401 | 0.45401 | 0 | 0 | 0.0052034 | 0.003872 | 0.023281 | 0.085287 | 0 | 0.011212 | 0.015969 | 0.29873 | 0 | 0 | 2.1271 | 0 | 0 | 0.83819 | 0 | 0 | 0 | 0 | -7.0088 | 0.048579 | 0 | 0.032852 | 0 | -0.056119 | 0 | 0 | 0 | 0 | 0 | 0 | 0 | 0 | 1.51 | 0.043723 | 0.00013688 | 0 | 1.8827 | 0 | 0 | 0 | 0.74862 | 1.2067 | 1.2663 | 3.1569 | 0.15353 | 0.055921 | 0 | 0.63797 | 0.20824 | 3.7009 | 13.2985 | 19.1567 | -0.056119 | 0 | 0.48567 | 0 | 1.7286 | 0.21154
2025_06_17 Hr 02 | 0 | 0 | 0 | 0 | 0 | 0 | 0 | 0 | 0 | 0 | 0 | 0.024893 | 0.24 | 0.0028795 | 0.45401 | 0.45401 | 0 | 0 | 0.0052034 | 0.003872 | 0.023281 | 0.085287 | 0 | 0.011212 | 0.015969 | 0.29873 | 0 | 0 | 2.1271 | 0 | 0 | 0.83819 | 0 | 0 | 0 | 0 | -6.5171 | 0.048579 | 0 | 0.030466 | 0 | -0.051891 | 0 | 0 | 0 | 0 | 0 | 0 | 0 | 0 | 1.9165 | 0.043723 | 0.00013688 | 0 | 1.8827 | 0 | 0 | 0 | 1.2622 | 1.2067 | 1.2663 | 3.1569 | 0.15353 | 0.055921 | 0 | 0.63797 | 0.20824 | 3.7009 | 14.7693 | 20.1315 | -0.051891 | 0 | 0.48567 | 0 | 1.7286 | 0.20571
2025_06_17 Hr 03 | 0 | 0 | 0 | 0 | 0 | 0 | 0 | 0 | 0 | 0 | 0 | 0.024893 | 0.24 | 0.0032417 | 0.45401 | 0.45401 | 0 | 0 | 0.0052034 | 0.003872 | 0.023281 | 0.085287 | 0 | 0.011212 | 0.015969 | 0.29873 | 0 | 0 | 2.1271 | 0 | 0 | 0.83819 | 0 | 0 | 0 | 0 | -7.5877 | 0.048579 | 0 | 0.034298 | 0 | -0.058681 | 0 | 0 | 0 | 0 | 0 | 0 | 0 | 0 | 2.3303 | 0.043723 | 0.00013688 | 0 | 1.8827 | 0 | 0 | 0 | 1.3797 | 1.2067 | 1.2663 | 3.1569 | 0.15353 | 0.055921 | 0 | 0.63797 | 0.20824 | 3.7009 | 14.2219 | 20.6615 | -0.058681 | 0 | 0.48567 | 0 | 1.7286 | 0.20401
2025_06_17 Hr 04 | 0 | 0 | 0 | 0 | 0 | 0 | 0 | 0 | 0 | 0 | 0 | 0.024893 | 0.24 | 0.004046 | 0.5774 | 0.57747 | 0 | 0 | 0.0052034 | 0.003872 | 0.023281 | 0.085287 | 0 | 0.011212 | 0.015969 | 0.29873 | 0 | 0 | 2.1271 | 0 | 0 | 0.83819 | 0 | 0 | 0 | 0 | -9.7712 | 0.048579 | 0 | 0.042808 | 0 | -0.073763 | 0 | 0 | 0 | 0 | 0 | 0 | 0 | 0 | 2.7368 | 0.043723 | 0.00013688 | 0 | 1.8827 | 0 | 0 | 0 | 1.4102 | 1.4536 | 1.2663 | 3.1569 | 0.15353 | 0.055921 | 0 | 0.63797 | 0.20824 | 3.7009 | 12.707 | 21.0984 | -0.073763 | 0 | 0.48567 | 0 | 1.7286 | 0.20312
2025_06_17 Hr 05 | 0 | 0 | 0 | 0 | 0 | 0 | 0 | 0 | 0 | 0 | 0 | 0.024893 | 0.24 | 0.0040058 | 0.8052 | 0.80532 | 0 | 0 | 0.0052034 | 0.003872 | 0.023281 | 0.085287 | 0 | 0.011212 | 0.015969 | 0.29873 | 0 | 0 | 2.1271 | 0 | 0 | 0.83819 | 0 | 0 | 0 | 0 | -10.3133 | 0.048579 | 0 | 0.042383 | 0 | -0.073009 | 0 | 0 | 0 | 0 | 0 | 0 | 0 | 0 | 2.9473 | 0.043723 | 0.00013688 | 0 | 1.8827 | 0 | 0 | 0 | 1.4407 | 1.9093 | 1.2663 | 3.1569 | 0.15353 | 0.055921 | 0 | 0.63797 | 0.20824 | 3.7009 | 12.8641 | 21.3411 | -0.073009 | 0 | 0.48567 | 0 | 1.7286 | 0.2049
2025_06_17 Hr 06 | 0.044971 | 0 | 0 | 0 | 0 | 0 | 0 | 0 | 0 | 0 | 0 | 0.024893 | 0.6 | 0.010906 | 1.033 | 1.0332 | 0 | 0 | 0.0052034 | 0.003872 | 0.023281 | 0.085287 | 0 | 0.011212 | 0.015969 | 0.29873 | 0 | 0 | 2.1271 | 0 | 0 | 0.83819 | 0 | 0 | 0 | 0 | -11.6084 | 0.048579 | 0 | 0.046158 | 0 | -0.079699 | 0 | 0 | 0 | 0 | 0 | 0 | 0 | 0 | 3.1506 | 0.043723 | 0.00013688 | 0 | 1.8827 | 0 | 0 | 0 | 1.0794 | 2.3649 | 1.2663 | 3.1569 | 0.15353 | 0.055921 | -0.044971 | 0.63797 | 0.20824 | 3.7009 | 12.2296 | 21.5977 | -0.12467 | 0 | 0.48567 | 0 | 1.7286 | 0.20756
2025_06_17 Hr 07 | 0.47289 | 5.248e-07 | 0 | 0 | 0 | 0 | 0 | 0 | 0 | 0 | 0 | 0.024893 | 0.18 | 0.0029389 | 0.76249 | 0.76261 | 0 | 0 | 0.0052034 | 0.003872 | 0.023281 | 0.085287 | 0 | 0.011212 | 0.015969 | 0.29873 | 0 | 0 | 2.1271 | 0 | 0 | 0.83819 | 0 | 0 | 0 | 0 | -8.7987 | 0.048579 | 0 | 0.041459 | 0 | -0.071372 | 0 | 0 | 0 | 0 | 0 | 0 | 0 | 0 | 3.1506 | 0.043723 | 0.00013688 | 0 | 1.8827 | 0 | 0 | 0 | 0.36125 | 1.8238 | 1.2663 | 3.1569 | 0.15353 | 0.055921 | -0.47289 | 0.63797 | 0.20824 | 3.7009 | 13.3719 | 20.8911 | -0.54426 | 0 | 0.48567 | 0 | 1.7286 | 0.21916
2025_06_17 Hr 08 | 0.68983 | 2.1916e-05 | 0 | 0 | 0 | 0 | 0 | 0 | 0 | 0 | 0 | 0.024893 | 0 | 0 | 0.5774 | 0.57744 | 0 | 0 | 0.0052034 | 0.003872 | 0.023281 | 0.085287 | 0 | 0.011212 | 0.015969 | 0.33394 | 0 | 0 | 2.1271 | 0 | 0 | 0.83819 | 0 | 0 | 0 | 0 | -11.6279 | 0.048579 | 0 | 0.060749 | 0 | -0.10556 | 0 | 0 | 0 | 0 | 0 | 0 | 0 | 0 | 2.8094 | 0.043723 | 0.00013688 | 0 | 1.8827 | 0 | 0 | 0 | 0.39172 | 1.4888 | 1.2663 | 3.1569 | 0.15353 | 0.055921 | -0.68983 | 0.63797 | 0.20824 | 3.7009 | 9.686 | 20.6205 | -0.79538 | 0 | 0.48567 | 0 | 1.7286 | 0.22529
2025_06_17 Hr 09 | 0.72673 | 5.9007e-05 | 0 | 0 | 0 | 0 | 0 | 0 | 0 | 0 | 0 | 0.024893 | 0 | 0 | 0.8052 | 0.80529 | 0 | 0 | 0.0052034 | 0.003872 | 0.023281 | 0.085287 | 0 | 0.011212 | 0.015969 | 0.3741 | 0 | 0 | 2.1271 | 0 | 0 | 0.83819 | 0 | 0 | 0 | 0 | -12.4029 | 0.048579 | 0 | 0.060936 | 0 | -0.10589 | 0 | 0 | 0 | 0 | 0 | 0 | 0 | 0 | 2.8094 | 0.043723 | 0.00013688 | 0 | 1.8827 | 0 | 0 | 0 | 0.30032 | 1.9846 | 1.2663 | 3.1569 | 0.15353 | 0.055921 | -0.72673 | 0.63797 | 0.20824 | 3.7009 | 9.3227 | 20.5736 | -0.83262 | 0 | 0.48567 | 0 | 1.7286 | 0.23281
2025_06_17 Hr 10 | 0.75144 | 8.0312e-05 | 0 | 0 | 0 | 0 | 0 | 0 | 0 | 0 | 0 | 0.024893 | 0 | 0 | 1.033 | 1.0331 | 0 | 0 | 0.0052034 | 0.003872 | 0.023281 | 0.085287 | 0 | 0.011212 | 0.015969 | 0.30041 | 0 | 0 | 2.1271 | 0 | 0 | 0.83819 | 0 | 0 | 0 | 0 | -12.8013 | 0.048579 | 0 | 0.058746 | 0 | -0.10201 | 0 | 0 | 0 | 0 | 0 | 0 | 0 | 0 | 2.5989 | 0.043723 | 0.00013688 | 0 | 1.8827 | 0 | 0 | 0 | 0.69204 | 2.3666 | 1.2663 | 3.1569 | 0.15353 | 0.055921 | -0.75144 | 0.63797 | 0.20824 | 3.7009 | 9.494 | 20.7822 | -0.85344 | 0 | 0.48567 | 0 | 1.7286 | 0.23549
2025_06_17 Hr 11 | 0.81435 | 8.9259e-05 | 0 | 0 | 0 | 0 | 0 | 0 | 0 | 0 | 0 | 0.024893 | 0 | 0 | 1.24 | 1.2401 | 0 | 0 | 0.0052034 | 0.003872 | 0.023281 | 0.085287 | 0 | 0.011212 | 0.015969 | 0.29873 | 0 | 0 | 2.1271 | 0 | 0 | 0.83819 | 0 | 0 | 0 | 0 | -12.5394 | 0.048579 | 0 | 0.052233 | 0 | -0.090465 | 0 | 0 | 0 | 0 | 0 | 0 | 0 | 0 | 2.4682 | 0.043723 | 0.00013688 | 0 | 1.8827 | 0 | 0 | 0 | 1.5016 | 2.7788 | 1.2663 | 3.1569 | 0.15353 | 0.055921 | -0.81435 | 0.63797 | 0.20824 | 3.7009 | 10.8625 | 21.5279 | -0.90482 | 0 | 0.48567 | 0 | 1.7286 | 0.23938
2025_06_17 Hr 12 | 0.77686 | 5.4785e-05 | 0 | 0 | 0 | 0 | 0 | 0 | 0 | 0 | 0 | 0.024893 | 0.09 | 0.0019296 | 1.2773 | 1.2773 | 0 | 0 | 0.0052034 | 0.003872 | 0.023281 | 0.085287 | 0 | 0.011212 | 0.015969 | 0.29873 | 0 | 0 | 2.1271 | 0 | 0 | 0.83819 | 0 | 0 | 0 | 0 | -13.3509 | 0.048579 | 0 | 0.054441 | 0 | -0.094378 | 0 | 0 | 0 | 0 | 0 | 0 | 0 | 0 | 2.4682 | 0.043723 | 0.00013688 | 0 | 1.8827 | 0 | 0 | 0 | 1.5016 | 2.8534 | 1.2663 | 3.1569 | 0.15353 | 0.055921 | -0.77686 | 0.63797 | 0.20824 | 3.7009 | 10.2165 | 21.5852 | -0.87124 | 0 | 0.48567 | 0 | 1.7286 | 0.24234
2025_06_17 Hr 13 | 0.80534 | 6.7658e-05 | 0 | 0 | 0 | 0 | 0 | 0 | 0 | 0 | 0 | 0.024893 | 0.15 | 0.0032054 | 1.2773 | 1.2773 | 0 | 0 | 0.0052034 | 0.003872 | 0.023281 | 0.085287 | 0 | 0.011212 | 0.015969 | 0.32387 | 0 | 0 | 2.1271 | 0 | 0 | 0.83819 | 0 | 0 | 0 | 0 | -12.8202 | 0.048579 | 0 | 0.054264 | 0 | -0.094063 | 0 | 0 | 0 | 0 | 0 | 0 | 0 | 0 | 2.3303 | 0.043723 | 0.00013688 | 0 | 1.8827 | 0 | 0 | 0 | 1.0185 | 2.8785 | 1.2663 | 3.1569 | 0.15353 | 0.055921 | -0.80534 | 0.63797 | 0.20824 | 3.7009 | 10.2159 | 21.057 | -0.89941 | 0 | 0.48567 | 0 | 1.7286 | 0.24537
2025_06_17 Hr 14 | 0.82932 | 6.7402e-05 | 0 | 0 | 0 | 0 | 0 | 0 | 0 | 0 | 0 | 0.024893 | 0.18 | 0.0037935 | 1.2773 | 1.2773 | 0 | 0 | 0.0052034 | 0.003872 | 0.023281 | 0.085287 | 0 | 0.011212 | 0.015969 | 0.30879 | 0 | 0 | 2.1271 | 0 | 0 | 0.83819 | 0 | 0 | 0 | 0 | -13.1517 | 0.048579 | 0 | 0.053515 | 0 | -0.092736 | 0 | 0 | 0 | 0 | 0 | 0 | 0 | 0 | 2.3956 | 0.043723 | 0.00013688 | 0 | 1.8827 | 0 | 0 | 0 | 1.4102 | 2.8635 | 1.2663 | 3.1569 | 0.15353 | 0.055921 | -0.82932 | 0.63797 | 0.20824 | 3.7009 | 10.3603 | 21.5706 | -0.92205 | 0 | 0.48567 | 0 | 1.7286 | 0.24736
2025_06_17 Hr 15 | 0.78674 | 7.6718e-05 | 0 | 0 | 0 | 0 | 0 | 0 | 0 | 0 | 0 | 0.024893 | 0.21 | 0.004416 | 1.2773 | 1.2773 | 0 | 0 | 0.0052034 | 0.003872 | 0.023281 | 0.085287 | 0 | 0.011212 | 0.015969 | 0.30041 | 0 | 0 | 2.1271 | 0 | 0 | 0.83819 | 0 | 0 | 0 | 0 | -13.2195 | 0.048579 | 0 | 0.053398 | 0 | -0.09253 | 0 | 0 | 0 | 0 | 0 | 0 | 0 | 0 | 2.4682 | 0.043723 | 0.00013688 | 0 | 1.8827 | 0 | 0 | 0 | 0.87049 | 2.8551 | 1.2663 | 3.1569 | 0.15353 | 0.055921 | -0.78674 | 0.63797 | 0.20824 | 3.7009 | 9.8497 | 21.0934 | -0.87927 | 0 | 0.48567 | 0 | 1.7286 | 0.24922
2025_06_17 Hr 16 | 0.79408 | 9.867e-05 | 0 | 0 | 0 | 0 | 0 | 0 | 0 | 0 | 0 | 0.024893 | 0.27 | 0.0073674 | 1.2773 | 1.2773 | 0 | 0 | 0.0052034 | 0.003872 | 0.023281 | 0.085287 | 0 | 0.011212 | 0.015969 | 0.42934 | 0 | 0 | 2.1271 | 0 | 0 | 0.83819 | 0 | 0 | 0 | 0 | -17.8018 | 0.048579 | 0 | 0.069289 | 0 | -0.12069 | 0 | 0 | 0 | 0 | 0 | 0 | 0 | 0 | 2.8747 | 0.043723 | 0.00013688 | 0 | 1.8827 | 0 | 0 | 0 | 0.77909 | 2.984 | 1.2663 | 3.1569 | 0.15353 | 0.055921 | -0.79408 | 0.63797 | 0.20824 | 3.7009 | 5.7467 | 21.4792 | -0.91477 | 0 | 0.48567 | 0 | 1.7286 | 0.24959
2025_06_17 Hr 17 | 0.79183 | 8.6743e-05 | 0 | 0 | 0 | 0 | 0 | 0 | 0 | 0 | 0 | 0.024893 | 0.18 | 0.005997 | 1.2773 | 1.2773 | 0 | 0 | 0.0052034 | 0.003872 | 0.023281 | 0.085287 | 0 | 0.011212 | 0.015969 | 0.67057 | 0 | 0 | 2.1271 | 0 | 0 | 0.83819 | 0 | 0 | 0 | 0 | -22.8165 | 0.048579 | 0 | 0.084601 | 0 | -0.14783 | 0 | 0 | 0 | 0 | 0 | 0 | 0 | 0 | 3.2885 | 0.043723 | 0.00013688 | 0 | 1.8827 | 0 | 0 | 0 | 1.0185 | 3.2252 | 1.2663 | 3.1569 | 0.15353 | 0.055921 | -0.79183 | 0.63797 | 0.20824 | 3.7009 | 1.5087 | 22.0397 | -0.93966 | 0 | 0.48567 | 0 | 1.7286 | 0.25055
2025_06_17 Hr 18 | 0.80295 | 3.8626e-05 | 0 | 0 | 0 | 0 | 0 | 0 | 0 | 0 | 0 | 0.024893 | 0.18 | 0.0066556 | 1.2773 | 1.2773 | 0 | 0 | 0.0052034 | 0.003872 | 0.023281 | 0.085287 | 0 | 0.011212 | 0.015969 | 0.79954 | 0 | 0 | 2.1271 | 0 | 0 | 0.83819 | 0 | 0 | 0 | 0 | -25.0547 | 0.048579 | 0 | 0.093892 | 0 | -0.16429 | 0 | 0 | 0 | 0 | 0 | 0 | 0 | 0 | 3.2885 | 0.043723 | 0.00013688 | 0 | 1.8827 | 0 | 0 | 0 | 0.96189 | 3.3542 | 1.2663 | 3.1569 | 0.15353 | 0.055921 | -0.80295 | 0.63797 | 0.20824 | 3.7009 | -0.67147 | 21.9962 | -0.96724 | 0 | 0.48567 | 0 | 1.7286 | 0.25195
2025_06_17 Hr 19 | 0.61282 | 3.905e-05 | 0 | 0 | 0 | 0 | 0 | 0 | 0 | 0 | 0 | 0.024893 | 0.39 | 0.018952 | 1.2773 | 1.2773 | 0 | 0 | 0.0052034 | 0.003872 | 0.023281 | 0.085287 | 0 | 0.011212 | 0.015969 | 0.79954 | 0 | 0 | 2.1271 | 0 | 0 | 0.83819 | 0 | 0 | 0 | 0 | -34.5508 | 0.048579 | 0 | 0.1234 | 0 | -0.21658 | 0 | 0 | 0 | 0 | 0 | 0 | 0 | 0 | 2.6715 | 0.043723 | 0.00013688 | 0 | 1.8827 | 0 | 0 | 0 | 1.2317 | 3.3542 | 1.2663 | 3.1569 | 0.15353 | 0.055921 | -0.61282 | 0.63797 | 0.20824 | 3.7009 | -10.3463 | 21.6797 | -0.8294 | 0 | 0.48567 | 0 | 1.7286 | 0.2504
2025_06_17 Hr 20 | 0.15845 | 2.2069e-05 | 0 | 0 | 0 | 0 | 0 | 0 | 0 | 0 | 0 | 0.024893 | 1.2 | 0.061032 | 1.2773 | 1.2773 | 0 | 0 | 0.0052034 | 0.003872 | 0.023281 | 0.085287 | 0 | 0.011212 | 0.015969 | 0.79954 | 0 | 0 | 2.1271 | 0 | 0 | 0.83819 | 0 | 0 | 0 | 0 | -37.0845 | 0.048579 | 0 | 0.12915 | 0 | -0.22677 | 0 | 0 | 0 | 0 | 0 | 0 | 0 | 0 | 1.9891 | 0.043723 | 0.00013688 | 0 | 1.8827 | 0 | 0 | 0 | 1.3797 | 3.3542 | 1.2663 | 3.1569 | 0.15353 | 0.055921 | -0.15845 | 0.63797 | 0.20824 | 3.7009 | -12.5766 | 21.539 | -0.38522 | 0 | 0.48567 | 0 | 1.7286 | 0.2464
2025_06_17 Hr 21 | 0 | 5.7567e-06 | 0 | 0 | 0 | 0 | 0 | 0 | 0 | 0 | 0 | 0.024893 | 1.86 | 0.08328 | 1.2773 | 1.2773 | 0 | 0 | 0.0052034 | 0.003872 | 0.023281 | 0.085287 | 0 | 0.011212 | 0.015969 | 0.79954 | 0 | 0 | 2.1271 | 0 | 0 | 0.83819 | 0 | 0 | 0 | 0 | -34.0976 | 0.048579 | 0 | 0.11369 | 0 | -0.19938 | 0 | 0 | 0 | 0 | 0 | 0 | 0 | 0 | 2.1197 | 0.043723 | 0.00013688 | 0 | 1.8827 | 0 | 0 | 0 | 1.4407 | 3.3542 | 1.2663 | 3.1569 | 0.15353 | 0.055921 | 0 | 0.63797 | 0.20824 | 3.7009 | -8.6946 | 22.2482 | -0.19938 | 0 | 0.48567 | 0 | 1.7286 | 0.24026
2025_06_17 Hr 22 | 0 | 0 | 0 | 0 | 0 | 0 | 0 | 0 | 0 | 0 | 0 | 0.024893 | 2.28 | 0.10054 | 1.2773 | 1.2773 | 0 | 0 | 0.0052034 | 0.003872 | 0.023281 | 0.085287 | 0 | 0.011212 | 0.015969 | 0.79954 | 0 | 0 | 2.1271 | 0 | 0 | 0.83819 | 0 | 0 | 0 | 0 | -34.939 | 0.048579 | 0 | 0.11197 | 0 | -0.19634 | 0 | 0 | 0 | 0 | 0 | 0 | 0 | 0 | 2.3303 | 0.043723 | 0.00013688 | 0 | 1.8827 | 0 | 0 | 0 | 1.593 | 3.3542 | 1.2663 | 3.1569 | 0.15353 | 0.055921 | 0 | 0.63797 | 0.20824 | 3.7009 | -8.739 | 23.0421 | -0.19634 | 0 | 0.48567 | 0 | 1.7286 | 0.23404
2025_06_17 Hr 23 | 0 | 0 | 0 | 0 | 0 | 0 | 0 | 0 | 0 | 0 | 0 | 0.024893 | 2.28 | 0.084827 | 1.2773 | 1.2773 | 0 | 0 | 0.0052034 | 0.003872 | 0.023281 | 0.085287 | 0 | 0.011212 | 0.015969 | 0.79954 | 0 | 0 | 2.1271 | 0 | 0 | 0.83819 | 0 | 0 | 0 | 0 | -31.4971 | 0.048579 | 0 | 0.094474 | 0 | -0.16532 | 0 | 0 | 0 | 0 | 0 | 0 | 0 | 0 | 2.4682 | 0.043723 | 0.00013688 | 0 | 1.8827 | 0 | 0 | 0 | 1.8019 | 3.3542 | 1.2663 | 3.1569 | 0.15353 | 0.055921 | 0 | 0.63797 | 0.20824 | 3.7009 | -4.9432 | 23.365 | -0.16532 | 0 | 0.48567 | 0 | 1.7286 | 0.22578
2025_06_17 Hr 24 | 0 | 0 | 0 | 0 | 0 | 0 | 0 | 0 | 0 | 0 | 0 | 0.024893 | 2.19 | 0.049397 | 1.2773 | 1.2773 | 0 | 0 | 0.0052034 | 0.003872 | 0.023281 | 0.085287 | 0 | 0.011212 | 0.015969 | 0.42393 | 0 | 0 | 2.1271 | 0 | 0 | 0.83819 | 0 | 0 | 0 | 0 | -19.2814 | 0.048579 | 0 | 0.057275 | 0 | -0.0994 | 0 | 0 | 0 | 0 | 0 | 0 | 0 | 0 | 2.3956 | 0.043723 | 0.00013688 | 0 | 1.8827 | 0 | 0 | 0 | 2.1327 | 2.9786 | 1.2663 | 3.1569 | 0.15353 | 0.055921 | 0 | 0.63797 | 0.20824 | 3.7009 | 7.0839 | 23.486 | -0.0994 | 0 | 0.48567 | 0 | 1.7286 | 0.2141
2025_06_18 Hr 01 | 0 | 0 | 0 | 0 | 0 | 0 | 0 | 0 | 0 | 0 | 0 | 0.024893 | 2.1 | 0.058586 | 1.2773 | 1.2773 | 0 | 0 | 0.0052034 | 0.003872 | 0.023281 | 0.085287 | 0 | 0.011212 | 0.015969 | 0.42941 | 0 | 0 | 2.1271 | 0 | 0 | 0.83819 | 0 | 0 | 0 | 0 | -19.1006 | 0.048579 | 0 | 0.070841 | 0 | -0.12344 | 0 | 0 | 0 | 0 | 0 | 0 | 0 | 0 | 2.5989 | 0.043723 | 0.00013688 | 0 | 1.8827 | 0 | 0 | 0 | 2.3416 | 2.9841 | 1.2663 | 3.1569 | 0.15353 | 0.055921 | 0 | 0.63797 | 0.20824 | 3.7009 | 7.5706 | 23.8106 | -0.12344 | 0 | 0.48567 | 0 | 1.7286 | 0.20725
2025_06_18 Hr 02 | 0 | 0 | 0 | 0 | 0 | 0 | 0 | 0 | 0 | 0 | 0 | 0.024893 | 2.1 | 0.061474 | 1.2773 | 1.2773 | 0 | 0 | 0.0052034 | 0.003872 | 0.023281 | 0.085287 | 0 | 0.011212 | 0.015969 | 0.67057 | 0 | 0 | 2.1271 | 0 | 0 | 0.83819 | 0 | 0 | 0 | 0 | -21.4107 | 0.048579 | 0 | 0.074333 | 0 | -0.12963 | 0 | 0 | 0 | 0 | 0 | 0 | 0 | 0 | 2.7368 | 0.043723 | 0.00013688 | 0 | 1.8827 | 0 | 0 | 0 | 1.9499 | 3.2252 | 1.2663 | 3.1569 | 0.15353 | 0.055921 | 0 | 0.63797 | 0.20824 | 3.7009 | 5.2427 | 23.5578 | -0.12963 | 0 | 0.48567 | 0 | 1.7286 | 0.20542
2025_06_18 Hr 03 | 0 | 0 | 0 | 0 | 0 | 0 | 0 | 0 | 0 | 0 | 0 | 0.024893 | 2.01 | 0.05091 | 1.2773 | 1.2773 | 0 | 0 | 0.0052034 | 0.003872 | 0.023281 | 0.085287 | 0 | 0.011212 | 0.015969 | 0.79954 | 0 | 0 | 2.1271 | 0 | 0 | 0.83819 | 0 | 0 | 0 | 0 | -18.0533 | 0.048579 | 0 | 0.064316 | 0 | -0.11188 | 0 | 0 | 0 | 0 | 0 | 0 | 0 | 0 | 3.2885 | 0.043723 | 0.00013688 | 0 | 1.8827 | 0 | 0 | 0 | 1.889 | 3.3542 | 1.2663 | 3.1569 | 0.15353 | 0.055921 | 0 | 0.63797 | 0.20824 | 3.7009 | 9.1333 | 23.9443 | -0.11188 | 0 | 0.48567 | 0 | 1.7286 | 0.20166
2025_06_18 Hr 04 | 0 | 0 | 0 | 0 | 0 | 0 | 0 | 0 | 0 | 0 | 0 | 0.024893 | 2.1 | 0.059618 | 1.2773 | 1.2773 | 0 | 0 | 0.0052034 | 0.003872 | 0.023281 | 0.085287 | 0 | 0.011212 | 0.015969 | 0.79954 | 0 | 0 | 2.1271 | 0 | 0 | 0.83819 | 0 | 0 | 0 | 0 | -19.1008 | 0.048579 | 0 | 0.07209 | 0 | -0.12565 | 0 | 0 | 0 | 0 | 0 | 0 | 0 | 0 | 3.4264 | 0.043723 | 0.00013688 | 0 | 1.8827 | 0 | 0 | 0 | 1.5625 | 3.3542 | 1.2663 | 3.1569 | 0.15353 | 0.055921 | 0 | 0.63797 | 0.20824 | 3.7009 | 7.9796 | 23.8518 | -0.12565 | 0 | 0.48567 | 0 | 1.7286 | 0.19901
2025_06_18 Hr 05 | 0 | 0 | 0 | 0 | 0 | 0 | 0 | 0 | 0 | 0 | 0 | 0.024893 | 2.04 | 0.094239 | 1.2773 | 1.2773 | 0 | 0 | 0.0052034 | 0.003872 | 0.023281 | 0.085287 | 0 | 0.011212 | 0.015969 | 0.79954 | 0 | 0 | 2.1271 | 0 | 0 | 0.83819 | 0 | 0 | 0 | 0 | -31.9495 | 0.048579 | 0 | 0.1173 | 0 | -0.20578 | 0 | 0 | 0 | 0 | 0 | 0 | 0 | 0 | 2.8094 | 0.043723 | 0.00013688 | 0 | 1.8827 | 0 | 0 | 0 | 2.0413 | 3.3542 | 1.2663 | 3.1569 | 0.15353 | 0.055921 | 0 | 0.63797 | 0.20824 | 3.7009 | -5.1087 | 23.6924 | -0.20578 | 0 | 0.48567 | 0 | 1.7286 | 0.20323
2025_06_18 Hr 06 | 0.044971 | 0 | 0 | 0 | 0 | 0 | 0 | 0 | 0 | 0 | 0 | 0.024893 | 2.04 | 0.10688 | 1.2773 | 1.2773 | 0 | 0 | 0.0052034 | 0.003872 | 0.023281 | 0.085287 | 0 | 0.011212 | 0.015969 | 0.79954 | 0 | 0 | 2.1271 | 0 | 0 | 0.83819 | 0 | 0 | 0 | 0 | -33.3368 | 0.048579 | 0 | 0.13303 | 0 | -0.23366 | 0 | 0 | 0 | 0 | 0 | 0 | 0 | 0 | 2.8094 | 0.043723 | 0.00013688 | 0 | 1.8827 | 0 | 0 | 0 | 1.8629 | 3.3542 | 1.2663 | 3.1569 | 0.15353 | 0.055921 | -0.044971 | 0.63797 | 0.20824 | 3.7009 | -6.6872 | 23.574 | -0.27863 | 0 | 0.48567 | 0 | 1.7286 | 0.20568
2025_06_18 Hr 07 | 0.49171 | 8.0373e-07 | 0 | 0 | 0 | 0 | 0 | 0 | 0 | 0 | 0 | 0.024893 | 0.78 | 0.039007 | 1.2773 | 1.2773 | 0 | 0 | 0.0052034 | 0.003872 | 0.023281 | 0.085287 | 0 | 0.011212 | 0.015969 | 0.79954 | 0 | 0 | 2.1271 | 0 | 0 | 0.83819 | 0 | 0 | 0 | 0 | -28.4487 | 0.048579 | 0 | 0.12699 | 0 | -0.22294 | 0 | 0 | 0 | 0 | 0 | 0 | 0 | 0 | 2.9473 | 0.043723 | 0.00013688 | 0 | 1.8827 | 0 | 0 | 0 | 1.8324 | 3.3542 | 1.2663 | 3.1569 | 0.15353 | 0.055921 | -0.49171 | 0.63797 | 0.20824 | 3.7009 | -3.0001 | 22.809 | -0.71465 | 0 | 0.48567 | 0 | 1.7286 | 0.21437
2025_06_18 Hr 08 | 0.75303 | 1.8742e-05 | 0 | 0 | 0 | 0 | 0 | 0 | 0 | 0 | 0 | 0.024893 | 0.3 | 0.012957 | 1.2773 | 1.2773 | 0 | 0 | 0.0052034 | 0.003872 | 0.023281 | 0.085287 | 0 | 0.011212 | 0.015969 | 0.79954 | 0 | 0 | 2.1271 | 0 | 0 | 0.83819 | 0 | 0 | 0 | 0 | -24.0234 | 0.048579 | 0 | 0.10967 | 0 | -0.19226 | 0 | 0 | 0 | 0 | 0 | 0 | 0 | 0 | 3.3538 | 0.043723 | 0.00013688 | 0 | 1.8827 | 0 | 0 | 0 | 1.6801 | 3.3542 | 1.2663 | 3.1569 | 0.15353 | 0.055921 | -0.75303 | 0.63797 | 0.20824 | 3.7009 | 1.2114 | 22.8259 | -0.94529 | 0 | 0.48567 | 0 | 1.7286 | 0.22177
2025_06_18 Hr 09 | 0.77853 | 0.00010013 | 0 | 0 | 0 | 0 | 0 | 0 | 0 | 0 | 0 | 0.024893 | 0.3 | 0.011981 | 1.2773 | 1.2773 | 0 | 0 | 0.0052034 | 0.003872 | 0.023281 | 0.085287 | 0 | 0.011212 | 0.015969 | 0.79954 | 0 | 0 | 2.1271 | 0 | 0 | 0.83819 | 0 | 0 | 0 | 0 | -23.8687 | 0.048579 | 0 | 0.10141 | 0 | -0.17761 | 0 | 0 | 0 | 0 | 0 | 0 | 0 | 0 | 3.695 | 0.043723 | 0.00013688 | 0 | 1.8827 | 0 | 0 | 0 | 1.6801 | 3.3542 | 1.2663 | 3.1569 | 0.15353 | 0.055921 | -0.77853 | 0.63797 | 0.20824 | 3.7009 | 1.7269 | 23.1975 | -0.95615 | 0 | 0.48567 | 0 | 1.7286 | 0.2276
2025_06_18 Hr 10 | 0.77418 | 0.00013176 | 0 | 0 | 0 | 0 | 0 | 0 | 0 | 0 | 0 | 0.024893 | 0.27 | 0.0090353 | 1.2773 | 1.2773 | 0 | 0 | 0.0052034 | 0.003872 | 0.023281 | 0.085287 | 0 | 0.011212 | 0.015969 | 0.79954 | 0 | 0 | 2.1271 | 0 | 0 | 0.83819 | 0 | 0 | 0 | 0 | -19.1814 | 0.048579 | 0 | 0.084974 | 0 | -0.14849 | 0 | 0 | 0 | 0 | 0 | 0 | 0 | 0 | 3.2885 | 0.043723 | 0.00013688 | 0 | 1.8827 | 0 | 0 | 0 | 1.7105 | 3.3542 | 1.2663 | 3.1569 | 0.15353 | 0.055921 | -0.77418 | 0.63797 | 0.20824 | 3.7009 | 6.0336 | 22.7835 | -0.92266 | 0 | 0.48567 | 0 | 1.7286 | 0.22685
2025_06_18 Hr 11 | 0.81711 | 0.00011865 | 0 | 0 | 0 | 0 | 0 | 0 | 0 | 0 | 0 | 0.024893 | 0.21 | 0.0069833 | 1.2773 | 1.2773 | 0 | 0 | 0.0052034 | 0.003872 | 0.023281 | 0.085287 | 0 | 0.011212 | 0.015969 | 0.79954 | 0 | 0 | 2.1271 | 0 | 0 | 0.83819 | 0 | 0 | 0 | 0 | -18.5561 | 0.048579 | 0 | 0.084441 | 0 | -0.14754 | 0 | 0 | 0 | 0 | 0 | 0 | 0 | 0 | 2.1923 | 0.043723 | 0.00013688 | 0 | 1.8827 | 0 | 0 | 0 | 1.6496 | 3.3542 | 1.2663 | 3.1569 | 0.15353 | 0.055921 | -0.81711 | 0.63797 | 0.20824 | 3.7009 | 5.443 | 21.6096 | -0.96465 | 0 | 0.48567 | 0 | 1.7286 | 0.22919
2025_06_18 Hr 12 | 0.78645 | 0.00011686 | 0 | 0 | 0 | 0 | 0 | 0 | 0 | 0 | 0 | 0.024893 | 0.21 | 0.006941 | 1.2773 | 1.2773 | 0 | 0 | 0.0052034 | 0.003872 | 0.023281 | 0.085287 | 0 | 0.011212 | 0.015969 | 0.79954 | 0 | 0 | 2.1271 | 0 | 0 | 0.83819 | 0 | 0 | 0 | 0 | -17.0778 | 0.048579 | 0 | 0.08393 | 0 | -0.14664 | 0 | 0 | 0 | 0 | 0 | 0 | 0 | 0 | 1.51 | 0.043723 | 0.00013688 | 0 | 1.8827 | 0 | 0 | 0 | 1.6191 | 3.3542 | 1.2663 | 3.1569 | 0.15353 | 0.055921 | -0.78645 | 0.63797 | 0.20824 | 3.7009 | 6.2091 | 20.8659 | -0.93309 | 0 | 0.48567 | 0 | 1.7286 | 0.22904
2025_06_18 Hr 13 | 0.83128 | 0.0002448 | 0 | 0 | 0 | 0 | 0 | 0 | 0 | 0 | 0 | 0.024893 | 0.21 | 0.0075979 | 1.2773 | 1.2773 | 0 | 0 | 0.0052034 | 0.003872 | 0.023281 | 0.085287 | 0 | 0.011212 | 0.015969 | 0.79954 | 0 | 0 | 2.1271 | 0 | 0 | 0.83819 | 0 | 0 | 0 | 0 | -18.5084 | 0.048579 | 0 | 0.091873 | 0 | -0.16071 | 0 | 0 | 0 | 0 | 0 | 0 | 0 | 0 | 1.0962 | 0.043723 | 0.00013688 | 0 | 1.8827 | 0 | 0 | 0 | 1.8019 | 3.3542 | 1.2663 | 3.1569 | 0.15353 | 0.055921 | -0.83128 | 0.63797 | 0.20824 | 3.7009 | 4.5325 | 20.6787 | -0.99199 | 0 | 0.48567 | 0 | 1.7286 | 0.22726
2025_06_18 Hr 14 | 0.80542 | 0.00036728 | 0 | 0 | 0 | 0 | 0 | 0 | 0 | 0 | 0 | 0.024893 | 0.24 | 0.0081618 | 1.2773 | 1.2773 | 0 | 0 | 0.0052034 | 0.003872 | 0.023281 | 0.085287 | 0 | 0.011212 | 0.015969 | 0.79954 | 0 | 0 | 2.1271 | 0 | 0 | 0.83819 | 0 | 0 | 0 | 0 | -16.9689 | 0.048579 | 0 | 0.086355 | 0 | -0.15093 | 0 | 0 | 0 | 0 | 0 | 0 | 0 | 0 | 0.82031 | 0.043723 | 0.00013688 | 0 | 1.8827 | 0 | 0 | 0 | 1.9194 | 3.3542 | 1.2663 | 3.1569 | 0.15353 | 0.055921 | -0.80542 | 0.63797 | 0.20824 | 3.7009 | 5.9545 | 20.5256 | -0.95635 | 0 | 0.48567 | 0 | 1.7286 | 0.22764
2025_06_18 Hr 15 | 0.79677 | 0.00045204 | 0 | 0 | 0 | 0 | 0 | 0 | 0 | 0 | 0 | 0.024893 | 0.3 | 0.012003 | 1.2773 | 1.2773 | 0 | 0 | 0.0052034 | 0.003872 | 0.023281 | 0.085287 | 0 | 0.011212 | 0.015969 | 0.79954 | 0 | 0 | 2.1271 | 0 | 0 | 0.83819 | 0 | 0 | 0 | 0 | -20.4141 | 0.048579 | 0 | 0.1016 | 0 | -0.17794 | 0 | 0 | 0 | 0 | 0 | 0 | 0 | 0 | 0.82031 | 0.043723 | 0.00013688 | 0 | 1.8827 | 0 | 0 | 0 | 1.889 | 3.3542 | 1.2663 | 3.1569 | 0.15353 | 0.055921 | -0.79677 | 0.63797 | 0.20824 | 3.7009 | 2.5148 | 20.5494 | -0.97471 | 0 | 0.48567 | 0 | 1.7286 | 0.22661
2025_06_18 Hr 16 | 0.68082 | 0.00067031 | 0 | 0 | 0 | 0 | 0 | 0 | 0 | 0 | 0 | 0.024893 | 0.54 | 0.030272 | 1.2773 | 1.2773 | 12.4473 | 0 | 0.0052034 | 0.003872 | 0.023281 | 0.085287 | 0 | 0.011212 | 0.015969 | 0.79954 | 0 | 9.916 | 2.1271 | 0 | 0.29245 | 0.83819 | 0 | 0 | 0 | 0 | -46.4528 | 0.048579 | 0 | 0.0092613 | 0 | -0.25017 | 0 | 0 | 0 | 0 | 0 | 0 | 0 | 0 | 0.41378 | 0.043723 | 0.00013688 | 0 | 1.8827 | 0 | 1.2881 | 0 | 2.1327 | 10.2104 | 1.2663 | 3.1569 | 0.15353 | 0.055921 | -0.68082 | 0.63797 | 0.20824 | 3.7009 | -16.3526 | 20.8207 | -0.93098 | 0 | 0.48567 | 0 | 1.7286 | 0.22577
2025_06_18 Hr 17 | 0.63563 | 0.00055191 | 0 | 0 | 0 | 0 | 0 | 0 | 0 | 0 | 0 | 0.024893 | 0.57 | 0.028786 | 1.2773 | 1.2773 | 4.3332 | 0 | 0.0052034 | 0.003872 | 0.023281 | 0.085287 | 0 | 0.011212 | 0.015969 | 0.79954 | 0 | 3.3245 | 2.1271 | 0 | 0.32182 | 0.83819 | 0 | 0 | 0 | 0 | -45.1848 | 0.048579 | 0 | 0.005952 | 0 | -0.22516 | 0 | 0 | 0 | 0 | 0 | 0 | 0 | 0 | 0.20326 | 0.043723 | 0.00013688 | 0 | 1.8827 | 0 | 1.7081 | 0 | 2.2807 | 12.7199 | 1.2663 | 3.1569 | 0.15353 | 0.055921 | -0.63563 | 0.63797 | 0.20824 | 3.7009 | -12.556 | 20.7697 | -0.86079 | 0 | 0.48567 | 0 | 1.7286 | 0.22474
2025_06_18 Hr 18 | 0.77454 | 0.00050064 | 0 | 0.010638 | 0.010638 | 0.010593 | 0.010639 | 0.01064 | 0.010644 | 0 | 0 | 0.024893 | 0.72 | 0.044413 | 1.2773 | 1.2773 | 4.3332 | 0 | 0.0052034 | 0.003872 | 0.023281 | 0.085287 | 0 | 0.011212 | 0.015969 | 0.79954 | 0 | 3.3245 | 2.1271 | 0 | 0.32182 | 0.83819 | 0 | 0 | 0 | 0 | -55.2602 | 0.048579 | 0 | 0.0068458 | 0 | -0.27548 | 0 | 0 | 0 | 0 | 0 | 0 | 0 | 0 | 0.065334 | 0.043723 | 0.00013688 | 0 | 1.8827 | 0 | 1.7261 | 0 | 2.5201 | 12.8018 | 1.2663 | 3.1569 | 0.15353 | 0.055921 | -0.77454 | 0.63797 | 0.20824 | 3.7009 | -22.3336 | 21.1749 | -1.05 | 0 | 0.48567 | 0 | 1.7286 | 0.22399
2025_06_18 Hr 19 | 0.7526 | 0.00038662 | 0 | 0 | 0 | 0 | 0 | 0 | 0 | 0 | 0 | 0.024893 | 0.51 | 0.033249 | 1.2773 | 1.2773 | 4.3332 | 0 | 0.0052034 | 0.003872 | 0.023281 | 0.085287 | 0 | 0.011212 | 0.015969 | 0.79954 | 0 | 3.3245 | 2.1271 | 0 | 0.32182 | 0.83819 | 0 | 0 | 0 | 0 | -56.6853 | 0.048579 | 0 | 0.0076836 | 0 | -0.29127 | 0 | 0 | 0 | 0 | 0 | 0 | 0 | 0 | 0.20326 | 0.043723 | 0.00013688 | 0 | 1.8827 | 0 | 1.7261 | 0 | 1.8019 | 12.738 | 1.2663 | 3.1569 | 0.15353 | 0.055921 | -0.7526 | 0.63797 | 0.20824 | 3.7009 | -24.6401 | 20.3511 | -1.0439 | 0 | 0.48567 | 0 | 1.7286 | 0.22363
2025_06_18 Hr 20 | 0.13593 | 0.0001538 | 0 | 0.021275 | 0.021275 | 0.021186 | 0.021278 | 0.02128 | 0.021288 | 0 | 0 | 0.024893 | 0.21 | 0.012965 | 1.2773 | 1.2773 | 4.3332 | 0 | 0.0052034 | 0.003872 | 0.023281 | 0.085287 | 0 | 0.011212 | 0.015969 | 0.79954 | 0 | 3.3245 | 2.1271 | 0 | 0.32182 | 0.83819 | 0 | 0 | 0 | 0 | -51.6763 | 0.048579 | 0 | 0.0065616 | 0 | -0.27573 | 0 | 0 | 0 | 0 | 0 | 0 | 0 | 0 | 0.41378 | 0.043723 | 0.00013688 | 0 | 1.8827 | 0 | 1.7261 | 0 | 1.5625 | 12.8655 | 1.2663 | 3.1569 | 0.15353 | 0.055921 | -0.13593 | 0.63797 | 0.20824 | 3.7009 | -19.8399 | 19.3825 | -0.41166 | 0 | 0.48567 | 0 | 1.7286 | 0.22103
2025_06_18 Hr 21 | 0.022667 | 2.875e-05 | 0 | 0.085102 | 0.085102 | 0.084744 | 0.08511 | 0.085119 | 0.085153 | 0 | 0 | 0.024893 | 0.18 | 0.011103 | 1.2773 | 1.2773 | 4.3332 | 0 | 0.0052034 | 0.003872 | 0.023281 | 0.085287 | 0 | 0.011212 | 0.015969 | 0.79954 | 0 | 3.3245 | 2.1271 | 0 | 0.32182 | 0.83819 | 0 | 0 | 0 | 0 | -54.0077 | 0.048579 | 0 | 0.0044899 | 0 | -0.27549 | 0 | 0 | 0 | 0 | 0 | 0 | 0 | 0 | 0.20326 | 0.043723 | 0.00013688 | 0 | 1.8827 | 0 | 1.7261 | 0 | 1.6496 | 13.2483 | 1.2663 | 3.1569 | 0.15353 | 0.055921 | -0.022667 | 0.63797 | 0.20824 | 3.7009 | -21.9441 | 19.1135 | -0.29815 | 0 | 0.48567 | 0 | 1.7286 | 0.22081
2025_06_18 Hr 22 | 0 | 3.4621e-06 | 0 | 0.053189 | 0.053189 | 0.052965 | 0.053194 | 0.053199 | 0.053221 | 0 | 0 | 0.024893 | 0.09 | 0.0048469 | 1.2773 | 1.2773 | 4.3332 | 0 | 0.0052034 | 0.003872 | 0.023281 | 0.085287 | 0 | 0.011212 | 0.015969 | 0.79954 | 0 | 3.3245 | 2.1271 | 0 | 0.32182 | 0.83819 | 0 | 0 | 0 | 0 | -45.4384 | 0.048579 | 0 | 0.0047533 | 0 | -0.24025 | 0 | 0 | 0 | 0 | 0 | 0 | 0 | 0 | 0.47912 | 0.043723 | 0.00013688 | 0 | 1.8827 | 0 | 1.7261 | 0 | 1.1403 | 13.0569 | 1.2663 | 3.1569 | 0.15353 | 0.055921 | 0 | 0.63797 | 0.20824 | 3.7009 | -13.8624 | 18.7593 | -0.24025 | 0 | 0.48567 | 0 | 1.7286 | 0.21895
2025_06_18 Hr 23 | 0 | 0 | 0 | 0.042551 | 0.042551 | 0.042372 | 0.042555 | 0.042559 | 0.042576 | 0 | 0 | 0.024893 | 0.06 | 0.0030973 | 1.2773 | 1.2773 | 4.493 | 0 | 0.0052034 | 0.003872 | 0.023281 | 0.085287 | 0 | 0.011212 | 0.015969 | 0.79954 | 0 | 3.394 | 2.1271 | 0 | 0.33018 | 0.83819 | 0 | 0 | 0 | 0 | -46.2517 | 0.048579 | 0 | 0.0048837 | 0 | -0.2302 | 0 | 0 | 0 | 0 | 0 | 0 | 0 | 0 | 0.82031 | 0.043723 | 0.00013688 | 0 | 1.8827 | 0 | 1.7734 | 0 | 1.8629 | 13.2697 | 1.2663 | 3.1569 | 0.15353 | 0.055921 | 0 | 0.63797 | 0.20824 | 3.7009 | -13.4193 | 19.7929 | -0.2302 | 0 | 0.48567 | 0 | 1.7286 | 0.21221
2025_06_18 Hr 24 | 0 | 0 | 0 | 0 | 0 | 0 | 0 | 0 | 0 | 0 | 0 | 0.024893 | 0.06 | 0.0020173 | 1.2773 | 1.2773 | 4.493 | 0 | 0.0052034 | 0.003872 | 0.023281 | 0.085287 | 0 | 0.011212 | 0.015969 | 0.79954 | 0 | 3.394 | 2.1271 | 0 | 0.33018 | 0.83819 | 0 | 0 | 0 | 0 | -30.5501 | 0.048579 | 0 | 0.0039625 | 0 | -0.14919 | 0 | 0 | 0 | 0 | 0 | 0 | 0 | 0 | 1.0962 | 0.043723 | 0.00013688 | 0 | 1.8827 | 0 | 1.3318 | 0 | 2.1893 | 12.573 | 1.2663 | 3.1569 | 0.15353 | 0.055921 | 0 | 0.63797 | 0.20824 | 3.7009 | 2.2622 | 20.3886 | -0.14919 | 0 | 0.48567 | 0 | 1.7286 | 0.20666
2025_06_19 Hr 01 | 0 | 0 | 0 | 0 | 0 | 0 | 0 | 0 | 0 | 0 | 0 | 0.024893 | 0.15 | 0.0050432 | 1.2773 | 1.2773 | 4.3305 | 0 | 0.0052034 | 0.003872 | 0.023281 | 0.085287 | 0 | 0.011212 | 0.015969 | 0.79954 | 0 | 3.2712 | 2.1271 | 0 | 0.33018 | 0.83819 | 0 | 0 | 0 | 0 | -30.9417 | 0.048579 | 0 | 0.0039625 | 0 | -0.14919 | 0 | 0 | 0 | 0 | 0 | 0 | 0 | 0 | 1.372 | 0.043723 | 0.00013688 | 0 | 1.8827 | 0 | 1.2836 | 0 | 1.9499 | 12.2394 | 1.2663 | 3.1569 | 0.15353 | 0.055921 | 0 | 0.63797 | 0.20824 | 3.7009 | 1.6617 | 20.5131 | -0.14919 | 0 | 0.48567 | 0 | 1.7286 | 0.2017
2025_06_19 Hr 02 | 0 | 0 | 0 | 0 | 0 | 0 | 0 | 0 | 0 | 0 | 0 | 0.024893 | 0 | 0 | 1.2773 | 1.2773 | 4.3305 | 0 | 0.0052034 | 0.003872 | 0.023281 | 0.085287 | 0 | 0.011212 | 0.015969 | 0.79954 | 0 | 3.2712 | 2.1271 | 0 | 0.33018 | 0.83819 | 0 | 0 | 0 | 0 | -25.8658 | 0.048579 | 0 | 0.0032048 | 0 | -0.12026 | 0 | 0 | 0 | 0 | 0 | 0 | 0 | 0 | 1.51 | 0.043723 | 0.00013688 | 0 | 1.8827 | 0 | 1.2836 | 0 | 2.1632 | 12.2394 | 1.2663 | 3.1569 | 0.15353 | 0.055921 | 0 | 0.63797 | 0.20824 | 3.7009 | 6.9614 | 20.7081 | -0.12026 | 0 | 0.48567 | 0 | 1.7286 | 0.20052
2025_06_19 Hr 03 | 0 | 0 | 0 | 0 | 0 | 0 | 0 | 0 | 0 | 0 | 0 | 0.024893 | 0.27 | 0.0073418 | 1.2773 | 1.2773 | 4.3305 | 0 | 0.0052034 | 0.003872 | 0.023281 | 0.085287 | 0 | 0.011212 | 0.015969 | 0.79954 | 0 | 3.2712 | 2.1271 | 0 | 0.33018 | 0.83819 | 0 | 0 | 0 | 0 | -26.3345 | 0.048579 | 0 | 0.0032048 | 0 | -0.12026 | 0 | 0 | 0 | 0 | 0 | 0 | 0 | 0 | 2.3303 | 0.043723 | 0.00013688 | 0 | 1.8827 | 0 | 1.2836 | 0 | 1.8629 | 12.2394 | 1.2663 | 3.1569 | 0.15353 | 0.055921 | 0 | 0.63797 | 0.20824 | 3.7009 | 7.2868 | 21.5021 | -0.12026 | 0 | 0.48567 | 0 | 1.7286 | 0.19725
2025_06_19 Hr 04 | 0 | 0 | 0 | 0 | 0 | 0 | 0 | 0 | 0 | 0 | 0 | 0.024893 | 0.39 | 0.010605 | 1.2773 | 1.2773 | 4.3305 | 0 | 0.0052034 | 0.003872 | 0.023281 | 0.085287 | 0 | 0.011212 | 0.015969 | 0.79954 | 0 | 3.2712 | 2.1271 | 0 | 0.33018 | 0.83819 | 0 | 0 | 0 | 0 | -25.7662 | 0.048579 | 0 | 0.0032048 | 0 | -0.12026 | 0 | 0 | 0 | 0 | 0 | 0 | 0 | 0 | 2.3303 | 0.043723 | 0.00013688 | 0 | 1.8827 | 0 | 1.2836 | 0 | 1.8019 | 12.2394 | 1.2663 | 3.1569 | 0.15353 | 0.055921 | 0 | 0.63797 | 0.20824 | 3.7009 | 7.9165 | 21.5635 | -0.12026 | 0 | 0.48567 | 0 | 1.7286 | 0.1963
2025_06_19 Hr 05 | 0 | 0 | 0 | 0 | 0 | 0 | 0 | 0 | 0 | 0 | 0 | 0.024893 | 0.18 | 0.0052562 | 1.2773 | 1.2773 | 4.3305 | 0 | 0.0052034 | 0.003872 | 0.023281 | 0.085287 | 0 | 0.011212 | 0.015969 | 0.79954 | 0 | 3.2712 | 2.1271 | 0 | 0.33018 | 0.83819 | 0 | 0 | 0 | 0 | -28.7655 | 0.048579 | 0 | 0.0034415 | 0 | -0.1293 | 0 | 0 | 0 | 0 | 0 | 0 | 0 | 0 | 1.9891 | 0.043723 | 0.00013688 | 0 | 1.8827 | 0 | 1.2836 | 0 | 2.5201 | 12.2394 | 1.2663 | 3.1569 | 0.15353 | 0.055921 | 0 | 0.63797 | 0.20824 | 3.7009 | 5.0729 | 21.7282 | -0.1293 | 0 | 0.48567 | 0 | 1.7286 | 0.19941
2025_06_19 Hr 06 | 0.068002 | 0 | 0 | 0 | 0 | 0 | 0 | 0 | 0 | 0 | 0 | 0.024893 | 0.12 | 0.0037451 | 1.2773 | 1.2773 | 4.3305 | 0 | 0.0052034 | 0.003872 | 0.023281 | 0.085287 | 0 | 0.011212 | 0.015969 | 0.79954 | 0 | 3.2712 | 2.1271 | 0 | 0.33018 | 0.83819 | 0 | 0 | 0 | 0 | -30.4311 | 0.048579 | 0 | 0.0036782 | 0 | -0.13834 | 0 | 0 | 0 | 0 | 0 | 0 | 0 | 0 | 1.9891 | 0.043723 | 0.00013688 | 0 | 1.8827 | 0 | 1.2836 | 0 | 2.4026 | 12.2394 | 1.2663 | 3.1569 | 0.15353 | 0.055921 | -0.068002 | 0.63797 | 0.20824 | 3.7009 | 3.2257 | 21.6237 | -0.20634 | 0 | 0.48567 | 0 | 1.7286 | 0.20591
2025_06_19 Hr 07 | 0.51103 | 3.9668e-06 | 0 | 0 | 0 | 0 | 0 | 0 | 0 | 0 | 0 | 0.024893 | 0.18 | 0.0063469 | 1.2773 | 1.2773 | 4.1765 | 0 | 0.0052034 | 0.003872 | 0.023281 | 0.085287 | 0 | 0.011212 | 0.015969 | 0.79954 | 0 | 3.2042 | 2.1271 | 0 | 0.32182 | 0.83819 | 0 | 0 | 0 | 0 | -33.3298 | 0.048579 | 0 | 0.0041557 | 0 | -0.15657 | 0 | 0 | 0 | 0 | 0 | 0 | 0 | 0 | 1.9165 | 0.043723 | 0.00013688 | 0 | 1.8827 | 0 | 1.3502 | 0 | 1.9194 | 12.0851 | 1.2663 | 3.1569 | 0.15353 | 0.055921 | -0.51103 | 0.63797 | 0.20824 | 3.7009 | -0.33968 | 21.5726 | -0.6676 | 0 | 0.48567 | 0 | 1.7286 | 0.21328
2025_06_19 Hr 08 | 0.74185 | 2.0745e-05 | 0 | 0 | 0 | 0 | 0 | 0 | 0 | 0 | 0 | 0.024893 | 0.21 | 0.006454 | 1.2773 | 1.2773 | 4.1765 | 0 | 0.0052034 | 0.003872 | 0.023281 | 0.085287 | 0 | 0.011212 | 0.015969 | 0.79954 | 0 | 3.2042 | 2.1271 | 0 | 0.32182 | 0.83819 | 0 | 0 | 0 | 0 | -28.8246 | 0.048579 | 0 | 0.0036221 | 0 | -0.1362 | 0 | 0 | 0 | 0 | 0 | 0 | 0 | 0 | 2.2577 | 0.043723 | 0.00013688 | 0 | 1.8827 | 0 | 1.2095 | 0 | 1.4102 | 11.9443 | 1.2663 | 3.1569 | 0.15353 | 0.055921 | -0.74185 | 0.63797 | 0.20824 | 3.7009 | 3.9129 | 21.6712 | -0.87804 | 0 | 0.48567 | 0 | 1.7286 | 0.21898
2025_06_19 Hr 09 | 0.77853 | 7.2474e-05 | 0 | 0 | 0 | 0 | 0 | 0 | 0 | 0 | 0 | 0.024893 | 0.27 | 0.0076098 | 1.2773 | 1.2773 | 4.0961 | 0 | 0.0052034 | 0.003872 | 0.023281 | 0.085287 | 0 | 0.011212 | 0.015969 | 0.78283 | 0 | 3.2042 | 2.1271 | 0 | 0.32182 | 0.83819 | 0 | 0 | 0 | 0 | -26.9724 | 0.048579 | 0 | 0.0033217 | 0 | -0.12473 | 0 | 0 | 0 | 0 | 0 | 0 | 0 | 0 | 2.3303 | 0.043723 | 0.00013688 | 0 | 1.8827 | 0 | 1.2095 | 0 | 1.5016 | 11.8472 | 1.2663 | 3.1569 | 0.15353 | 0.055921 | -0.77853 | 0.63797 | 0.20824 | 3.7009 | 5.9101 | 21.9385 | -0.90326 | 0 | 0.48567 | 0 | 1.7286 | 0.22436
2025_06_19 Hr 10 | 0.76291 | 0.00016852 | 0 | 0 | 0 | 0 | 0 | 0 | 0 | 0 | 0 | 0.024893 | 0.57 | 0.016285 | 1.2773 | 1.2773 | 4.1765 | 0 | 0.0052034 | 0.003872 | 0.023281 | 0.085287 | 0 | 0.011212 | 0.015969 | 0.79954 | 0 | 3.2042 | 2.1271 | 0 | 0.32182 | 0.83819 | 0 | 0 | 0 | 0 | -27.3317 | 0.048579 | 0 | 0.0033673 | 0 | -0.12647 | 0 | 0 | 0 | 0 | 0 | 0 | 0 | 0 | 2.1923 | 0.043723 | 0.00013688 | 0 | 1.8827 | 0 | 1.2095 | 0 | 1.3188 | 11.9443 | 1.2663 | 3.1569 | 0.15353 | 0.055921 | -0.76291 | 0.63797 | 0.20824 | 3.7009 | 5.6349 | 21.9117 | -0.88938 | 0 | 0.48567 | 0 | 1.7286 | 0.22511
2025_06_19 Hr 11 | 0.81711 | 0.00023554 | 0 | 0 | 0 | 0 | 0 | 0 | 0 | 0 | 0 | 0.024893 | 0.69 | 0.018487 | 1.2773 | 1.2773 | 4.1765 | 0 | 0.0052034 | 0.003872 | 0.023281 | 0.085287 | 0 | 0.011212 | 0.015969 | 0.79954 | 0 | 3.2042 | 2.1271 | 0 | 0.32182 | 0.83819 | 0 | 0 | 0 | 0 | -25.5796 | 0.048579 | 0 | 0.0031577 | 0 | -0.11847 | 0 | 0 | 0 | 0 | 0 | 0 | 0 | 0 | 2.4682 | 0.043723 | 0.00013688 | 0 | 1.8827 | 0 | 1.2095 | 0 | 1.5016 | 11.9443 | 1.2663 | 3.1569 | 0.15353 | 0.055921 | -0.81711 | 0.63797 | 0.20824 | 3.7009 | 7.9758 | 22.5467 | -0.93558 | 0 | 0.48567 | 0 | 1.7286 | 0.22503
2025_06_19 Hr 12 | 0.77686 | 0.00027544 | 0 | 0 | 0 | 0 | 0 | 0 | 0 | 0 | 0 | 0.024893 | 0.63 | 0.016897 | 1.2773 | 1.2773 | 4.1765 | 0 | 0.0052034 | 0.003872 | 0.023281 | 0.085287 | 0 | 0.011212 | 0.015969 | 0.79954 | 0 | 3.2042 | 2.1271 | 0 | 0.32182 | 0.83819 | 0 | 0 | 0 | 0 | -25.1632 | 0.048579 | 0 | 0.003161 | 0 | -0.11859 | 0 | 0 | 0 | 0 | 0 | 0 | 0 | 0 | 2.1923 | 0.043723 | 0.00013688 | 0 | 1.8827 | 0 | 1.2095 | 0 | 1.5016 | 11.9443 | 1.2663 | 3.1569 | 0.15353 | 0.055921 | -0.77686 | 0.63797 | 0.20824 | 3.7009 | 8.0554 | 22.1697 | -0.89546 | 0 | 0.48567 | 0 | 1.7286 | 0.22568
2025_06_19 Hr 13 | 0.78674 | 0.00015995 | 0 | 0 | 0 | 0 | 0 | 0 | 0 | 0 | 0 | 0.024893 | 0.42 | 0.011029 | 1.2773 | 1.2773 | 4.0425 | 0 | 0.0052034 | 0.003872 | 0.023281 | 0.085287 | 0 | 0.011212 | 0.015969 | 0.73932 | 0 | 3.2042 | 2.1271 | 0 | 0.32182 | 0.83819 | 0 | 0 | 0 | 0 | -23.307 | 0.048579 | 0 | 0.0030949 | 0 | -0.11607 | 0 | 0 | 0 | 0 | 0 | 0 | 0 | 0 | 2.2577 | 0.043723 | 0.00013688 | 0 | 1.8827 | 0 | 1.2095 | 0 | 1.4407 | 11.7501 | 1.2663 | 3.1569 | 0.15353 | 0.055921 | -0.78674 | 0.63797 | 0.20824 | 3.7009 | 9.5071 | 21.9668 | -0.90281 | 0 | 0.48567 | 0 | 1.7286 | 0.2245
2025_06_19 Hr 14 | 0.61296 | 0.00032732 | 0 | 0 | 0 | 0 | 0 | 0 | 0 | 0 | 0 | 0.024893 | 0.42 | 0.011009 | 1.2773 | 1.2773 | 4.0961 | 0 | 0.0052034 | 0.003872 | 0.023281 | 0.085287 | 0 | 0.011212 | 0.015969 | 0.77446 | 0 | 3.2042 | 2.1271 | 0 | 0.32182 | 0.83819 | 0 | 0 | 0 | 0 | -22.1109 | 0.048579 | 0 | 0.0030893 | 0 | -0.11585 | 0 | 0 | 0 | 0 | 0 | 0 | 0 | 0 | 2.4682 | 0.043723 | 0.00013688 | 0 | 1.8827 | 0 | 1.2095 | 0 | 1.1099 | 11.8388 | 1.2663 | 3.1569 | 0.15353 | 0.055921 | -0.61296 | 0.63797 | 0.20824 | 3.7009 | 10.6731 | 21.674 | -0.72882 | 0 | 0.48567 | 0 | 1.7286 | 0.2256
2025_06_19 Hr 15 | 0.61274 | 0.00030601 | 0 | 0.12303 | 0.12303 | 0.12252 | 0.12304 | 0.12306 | 0.12311 | 0 | 0 | 0.024893 | 0.39 | 0.0094476 | 1.2773 | 1.2773 | 3.8013 | 0 | 0.0052034 | 0.003872 | 0.023281 | 0.085287 | 0 | 0.011212 | 0.015969 | 0.35904 | 0 | 3.1723 | 2.1271 | 0 | 0.31797 | 0.83819 | 0 | 0 | 0 | 0 | -19.1508 | 0.048579 | 0 | 0.0012977 | 0 | -0.10691 | 0 | 0 | 0 | 0 | 0 | 0 | 0 | 0 | 2.8094 | 0.043723 | 0.00013688 | 0 | 1.8827 | 0 | 1.2095 | 0 | 1.1403 | 11.8346 | 1.2663 | 3.1569 | 0.15353 | 0.055921 | -0.61274 | 0.63797 | 0.20824 | 3.7009 | 13.9718 | 22.0076 | -0.71965 | 0 | 0.48567 | 0 | 1.7286 | 0.22316
2025_06_19 Hr 16 | 0.65793 | 0.00032469 | 0 | 0.12303 | 0.12303 | 0.12252 | 0.12304 | 0.12306 | 0.12311 | 0 | 0 | 0.024893 | 0.42 | 0.011239 | 1.2773 | 1.2773 | 3.5736 | 0 | 0.0052034 | 0.003872 | 0.023281 | 0.085287 | 0 | 0.011212 | 0.015969 | 0.42934 | 0.44088 | 2.9145 | 2.1271 | 0 | 0.28682 | 0.83819 | 0 | 0 | 0 | 0 | -20.8159 | 0.048579 | 0 | 0.0014335 | 0 | -0.11831 | 0 | 0 | 0 | 0 | 0 | 0 | 0 | 0 | 2.8094 | 0.043723 | 0.00013688 | 0 | 1.8827 | 0 | 1.2095 | 0 | 1.3188 | 11.7106 | 1.2663 | 3.1569 | 0.15353 | 0.055921 | -0.65793 | 0.63797 | 0.20824 | 3.7009 | 12.349 | 22.2307 | -0.77625 | 0 | 0.48567 | 0 | 1.7286 | 0.2219
2025_06_19 Hr 17 | 0.73945 | 0.00034893 | 0 | 0.12303 | 0.12303 | 0.12252 | 0.12304 | 0.12306 | 0.12311 | 0 | 0 | 0.024893 | 0.09 | 0.0028609 | 1.2773 | 1.2773 | 4.1765 | 0 | 0.0052034 | 0.003872 | 0.023281 | 0.085287 | 0 | 0.011212 | 0.015969 | 0.67056 | 0.29124 | 3.2042 | 2.1271 | 0 | 0.32182 | 0.83819 | 0 | 0 | 0 | 0 | -25.0848 | 0.048579 | 0 | 0.0017029 | 0 | -0.14095 | 0 | 0 | 0 | 0 | 0 | 0 | 0 | 0 | 2.7368 | 0.043723 | 0.00013688 | 0 | 1.8827 | 0 | 1.2299 | 0 | 1.3188 | 12.8648 | 1.2663 | 3.1569 | 0.15353 | 0.055921 | -0.73945 | 0.63797 | 0.20824 | 3.7009 | 8.8355 | 21.9359 | -0.88039 | 0 | 0.48567 | 0 | 1.7286 | 0.22164
2025_06_19 Hr 18 | 0.80295 | 0.0003383 | 0 | 0.12303 | 0.12303 | 0.12252 | 0.12304 | 0.12306 | 0.12311 | 0 | 0 | 0.024893 | 0.18 | 0.006578 | 1.2773 | 1.2773 | 4.1765 | 0 | 0.0052034 | 0.003872 | 0.023281 | 0.085287 | 0 | 0.011212 | 0.015969 | 0.79954 | 0.29124 | 3.2042 | 2.1271 | 0 | 0.32182 | 0.83819 | 0 | 0 | 0 | 0 | -28.2505 | 0.048579 | 0 | 0.0019578 | 0 | -0.16235 | 0 | 0 | 0 | 0 | 0 | 0 | 0 | 0 | 3.6297 | 0.043723 | 0.00013688 | 0 | 1.8827 | 0 | 1.3813 | 0 | 1.0185 | 13.1452 | 1.2663 | 3.1569 | 0.15353 | 0.055921 | -0.80295 | 0.63797 | 0.20824 | 3.7009 | 6.6142 | 22.6848 | -0.9653 | 0 | 0.48567 | 0 | 1.7286 | 0.22072
2025_06_19 Hr 19 | 0.76735 | 0.00021632 | 0 | 0.12303 | 0.12303 | 0.12252 | 0.12304 | 0.12306 | 0.12311 | 0 | 0 | 0.024893 | 0.84 | 0.031147 | 1.2773 | 1.2773 | 4.1765 | 0 | 0.0052034 | 0.003872 | 0.023281 | 0.085287 | 0 | 0.011212 | 0.015969 | 0.79954 | 0.29124 | 3.2042 | 2.1271 | 0 | 0.32182 | 0.83819 | 0 | 0 | 0 | 0 | -29.8045 | 0.048579 | 0 | 0.0019864 | 0 | -0.16476 | 0 | 0 | 0 | 0 | 0 | 0 | 0 | 0 | 3.078 | 0.043723 | 0.00013688 | 0 | 1.8827 | 0 | 1.3026 | 0 | 1.4102 | 13.0664 | 1.2663 | 3.1569 | 0.15353 | 0.055921 | -0.76735 | 0.63797 | 0.20824 | 3.7009 | 5.5039 | 23.1741 | -0.9321 | 0 | 0.48567 | 0 | 1.7286 | 0.22109
2025_06_19 Hr 20 | 0.13593 | 8.7547e-05 | 0 | 0 | 0 | 0 | 0 | 0 | 0 | 0 | 0 | 0.024893 | 1.98 | 0.071429 | 1.2773 | 1.2773 | 4.1765 | 0 | 0.0052034 | 0.003872 | 0.023281 | 0.085287 | 0 | 0.011212 | 0.015969 | 0.79954 | 0 | 3.2042 | 2.1271 | 0 | 0.32182 | 0.83819 | 0 | 0 | 0 | 0 | -27.9951 | 0.048579 | 0 | 0.0042517 | 0 | -0.16024 | 0 | 0 | 0 | 0 | 0 | 0 | 0 | 0 | 2.1197 | 0.043723 | 0.00013688 | 0 | 1.8827 | 0 | 1.3609 | 0 | 0.80956 | 12.0957 | 1.2663 | 3.1569 | 0.15353 | 0.055921 | -0.13593 | 0.63797 | 0.20824 | 3.7009 | 5.966 | 22.1616 | -0.29617 | 0 | 0.48567 | 0 | 1.7286 | 0.2188
2025_06_19 Hr 21 | 0.044971 | 2.3113e-05 | 0 | 0 | 0 | 0 | 0 | 0 | 0 | 0 | 0 | 0.024893 | 2.37 | 0.083131 | 1.2773 | 1.2773 | 4.1765 | 0 | 0.0052034 | 0.003872 | 0.023281 | 0.085287 | 0 | 0.011212 | 0.015969 | 0.79954 | 0 | 3.2042 | 2.1271 | 0 | 0.32182 | 0.83819 | 0 | 0 | 0 | 0 | -29.2202 | 0.048579 | 0 | 0.004134 | 0 | -0.15574 | 0 | 0 | 0 | 0 | 0 | 0 | 0 | 0 | 2.1197 | 0.043723 | 0.00013688 | 0 | 1.8827 | 0 | 1.2678 | 0 | 0.72251 | 12.0026 | 1.2663 | 3.1569 | 0.15353 | 0.055921 | -0.044971 | 0.63797 | 0.20824 | 3.7009 | 4.9676 | 22.3859 | -0.20071 | 0 | 0.48567 | 0 | 1.7286 | 0.21948
2025_06_19 Hr 22 | 0 | 3.9356e-06 | 0 | 0 | 0 | 0 | 0 | 0 | 0 | 0 | 0 | 0.024893 | 2.61 | 0.10652 | 1.2773 | 1.2773 | 4.1765 | 0 | 0.0052034 | 0.003872 | 0.023281 | 0.085287 | 0 | 0.011212 | 0.015969 | 0.79954 | 0 | 3.2042 | 2.1271 | 0 | 0.32182 | 0.83819 | 0 | 0 | 0 | 0 | -36.9251 | 0.048579 | 0 | 0.0048102 | 0 | -0.18156 | 0 | 0 | 0 | 0 | 0 | 0 | 0 | 0 | 1.9165 | 0.043723 | 0.00013688 | 0 | 1.8827 | 0 | 1.4948 | 0 | 1.3797 | 12.2297 | 1.2663 | 3.1569 | 0.15353 | 0.055921 | 0 | 0.63797 | 0.20824 | 3.7009 | -1.8204 | 23.0565 | -0.18156 | 0 | 0.48567 | 0 | 1.7286 | 0.21771
2025_06_19 Hr 23 | 0 | 0 | 0 | 0 | 0 | 0 | 0 | 0 | 0 | 0 | 0 | 0.024893 | 2.04 | 0.076293 | 1.2773 | 1.2773 | 4.3305 | 0 | 0.0052034 | 0.003872 | 0.023281 | 0.085287 | 0 | 0.011212 | 0.015969 | 0.79954 | 0 | 3.2712 | 2.1271 | 0 | 0.33018 | 0.83819 | 0 | 0 | 0 | 0 | -34.4697 | 0.048579 | 0 | 0.0044077 | 0 | -0.16619 | 0 | 0 | 0 | 0 | 0 | 0 | 0 | 0 | 1.7132 | 0.043723 | 0.00013688 | 0 | 1.8827 | 0 | 1.411 | 0 | 1.593 | 12.3668 | 1.2663 | 3.1569 | 0.15353 | 0.055921 | 0 | 0.63797 | 0.20824 | 3.7009 | 0.2002 | 22.4692 | -0.16619 | 0 | 0.48567 | 0 | 1.7286 | 0.2123
2025_06_19 Hr 24 | 0 | 0 | 0 | 0 | 0 | 0 | 0 | 0 | 0 | 0 | 0 | 0.024893 | 2.58 | 0.090158 | 1.2773 | 1.2773 | 4.3305 | 0 | 0.0052034 | 0.003872 | 0.023281 | 0.085287 | 0 | 0.011212 | 0.015969 | 0.79954 | 0 | 3.2712 | 2.1271 | 0 | 0.33018 | 0.83819 | 0 | 0 | 0 | 0 | -34.548 | 0.048579 | 0 | 0.0041185 | 0 | -0.15515 | 0 | 0 | 0 | 0 | 0 | 0 | 0 | 0 | 1.9891 | 0.043723 | 0.00013688 | 0 | 1.8827 | 0 | 1.3755 | 0 | 2.0108 | 12.3314 | 1.2663 | 3.1569 | 0.15353 | 0.055921 | 0 | 0.63797 | 0.20824 | 3.7009 | 1.3387 | 23.7105 | -0.15515 | 0 | 0.48567 | 0 | 1.7286 | 0.20602
2025_06_20 Hr 01 | 0 | 0 | 0 | 0 | 0 | 0 | 0 | 0 | 0 | 0 | 0 | 0.024893 | 2.67 | 0.078868 | 1.2773 | 1.2773 | 4.3555 | 0 | 0.0052034 | 0.003872 | 0.023281 | 0.085287 | 0 | 0.011212 | 0.015969 | 0.79954 | 0 | 3.2901 | 2.1271 | 0 | 0.33018 | 0.83819 | 0 | 0 | 0 | 0 | -30.1401 | 0.048579 | 0 | 0.0034813 | 0 | -0.13082 | 0 | 0 | 0 | 0 | 0 | 0 | 0 | 0 | 2.4682 | 0.043723 | 0.00013688 | 0 | 1.8827 | 0 | 1.291 | 0 | 2.3416 | 12.2908 | 1.2663 | 3.1569 | 0.15353 | 0.055921 | 0 | 0.63797 | 0.20824 | 3.7009 | 6.6145 | 24.5946 | -0.13082 | 0 | 0.48567 | 0 | 1.7286 | 0.20151
2025_06_20 Hr 02 | 0 | 0 | 0 | 0 | 0 | 0 | 0 | 0 | 0 | 0 | 0 | 0.024893 | 2.52 | 0.082702 | 1.2773 | 1.2773 | 4.3555 | 0 | 0.0052034 | 0.003872 | 0.023281 | 0.085287 | 0 | 0.011212 | 0.015969 | 0.79954 | 0 | 3.2901 | 2.1271 | 0 | 0.33018 | 0.83819 | 0 | 0 | 0 | 0 | -32.8964 | 0.048579 | 0 | 0.005626 | 0 | -0.14558 | 0 | 0 | 0 | 0 | 0 | 0 | 0 | 0 | 3.4264 | 0.043723 | 0.00013688 | 0 | 1.8827 | 0 | 0 | 0 | 2.2502 | 10.9998 | 1.2663 | 3.1569 | 0.15353 | 0.055921 | 0 | 0.63797 | 0.20824 | 3.7009 | 3.271 | 25.3133 | -0.14558 | 0 | 0.48567 | 0 | 1.7286 | 0.19948
2025_06_20 Hr 03 | 0 | 0 | 0 | 0 | 0 | 0 | 0 | 0 | 0 | 0 | 0 | 0.024893 | 2.28 | 0.066264 | 1.2773 | 1.2773 | 4.3555 | 0 | 0.0052034 | 0.003872 | 0.023281 | 0.085287 | 0 | 0.011212 | 0.015969 | 0.79954 | 0 | 3.2901 | 2.1271 | 0 | 0.33018 | 0.83819 | 0 | 0 | 0 | 0 | -29.1298 | 0.048579 | 0 | 0.0049823 | 0 | -0.12868 | 0 | 0 | 0 | 0 | 0 | 0 | 0 | 0 | 4.3121 | 0.043723 | 0.00013688 | 0 | 1.8827 | 0 | 0 | 0 | 2.1327 | 10.9998 | 1.2663 | 3.1569 | 0.15353 | 0.055921 | 0 | 0.63797 | 0.20824 | 3.7009 | 7.5647 | 25.8234 | -0.12868 | 0 | 0.48567 | 0 | 1.7286 | 0.19797
2025_06_20 Hr 04 | 0 | 0 | 0 | 0 | 0 | 0 | 0 | 0 | 0 | 0 | 0 | 0.024893 | 1.89 | 0.062024 | 1.2773 | 1.2773 | 4.3555 | 0 | 0.0052034 | 0.003872 | 0.023281 | 0.085287 | 0 | 0.011212 | 0.015969 | 0.79954 | 0 | 3.2901 | 2.1271 | 0 | 0.33018 | 0.83819 | 0 | 0 | 0 | 0 | -32.8843 | 0.048579 | 0 | 0.0056257 | 0 | -0.14558 | 0 | 0 | 0 | 0 | 0 | 0 | 0 | 0 | 4.3121 | 0.043723 | 0.00013688 | 0 | 1.8827 | 0 | 0 | 0 | 2.6115 | 10.9998 | 1.2663 | 3.1569 | 0.15353 | 0.055921 | 0 | 0.63797 | 0.20824 | 3.7009 | 3.8768 | 25.9069 | -0.14558 | 0 | 0.48567 | 0 | 1.7286 | 0.19687
2025_06_20 Hr 05 | 0 | 0 | 0 | 0 | 0 | 0 | 0 | 0 | 0 | 0 | 0 | 0.024893 | 2.1 | 0.057778 | 1.2773 | 1.2773 | 4.3555 | 0 | 0.0052034 | 0.003872 | 0.023281 | 0.085287 | 0 | 0.011212 | 0.015969 | 0.79954 | 0 | 3.2901 | 2.1271 | 0 | 0.33018 | 0.83819 | 0 | 0 | 0 | 0 | -28.0718 | 0.048579 | 0 | 0.0047165 | 0 | -0.12171 | 0 | 0 | 0 | 0 | 0 | 0 | 0 | 0 | 4.0435 | 0.043723 | 0.00013688 | 0 | 1.8827 | 0 | 0 | 0 | 2.8509 | 10.9998 | 1.2663 | 3.1569 | 0.15353 | 0.055921 | 0 | 0.63797 | 0.20824 | 3.7009 | 8.8916 | 26.0854 | -0.12171 | 0 | 0.48567 | 0 | 1.7286 | 0.19887
2025_06_20 Hr 06 | 0 | 0 | 0 | 0 | 0 | 0 | 0 | 0 | 0 | 0 | 0 | 0.024893 | 1.32 | 0.035894 | 1.2773 | 1.2773 | 4.3555 | 0 | 0.0052034 | 0.003872 | 0.023281 | 0.085287 | 0 | 0.011212 | 0.015969 | 0.79954 | 0 | 3.2901 | 2.1271 | 0 | 0.33018 | 0.83819 | 0 | 0 | 0 | 0 | -26.6634 | 0.048579 | 0 | 0.0046616 | 0 | -0.12027 | 0 | 0 | 0 | 0 | 0 | 0 | 0 | 0 | 4.0435 | 0.043723 | 0.00013688 | 0 | 1.8827 | 0 | 0 | 0 | 2.7333 | 10.9998 | 1.2663 | 3.1569 | 0.15353 | 0.055921 | 0 | 0.63797 | 0.20824 | 3.7009 | 9.3857 | 25.1697 | -0.12027 | 0 | 0.48567 | 0 | 1.7286 | 0.20254
2025_06_20 Hr 07 | 0.044971 | 1.1774e-06 | 0 | 0 | 0 | 0 | 0 | 0 | 0 | 0 | 0 | 0.024893 | 0.39 | 0.0095235 | 1.2773 | 1.2773 | 3.567 | 0 | 0.0052034 | 0.003872 | 0.023281 | 0.085287 | 0 | 0.011212 | 0.015969 | 0.5074 | 0 | 2.9547 | 2.1271 | 0 | 0.28964 | 0.83819 | 0 | 0 | 0 | 0 | -20.5509 | 0.048579 | 0 | 0.0041862 | 0 | -0.10779 | 0 | 0 | 0 | 0 | 0 | 0 | 0 | 0 | 4.1088 | 0.043723 | 0.00013688 | 0 | 1.8827 | 0 | 0 | 0 | 2.2807 | 9.5838 | 1.2663 | 3.1569 | 0.15353 | 0.055921 | -0.044971 | 0.63797 | 0.20824 | 3.7009 | 12.7167 | 23.8365 | -0.15276 | 0 | 0.48567 | 0 | 1.7286 | 0.20867
2025_06_20 Hr 08 | 0.13593 | 1.3575e-05 | 0 | 0 | 0 | 0 | 0 | 0 | 0 | 0 | 0 | 0.024893 | 0.27 | 0.0084466 | 1.2773 | 1.2773 | 3.6908 | 0 | 0.0052034 | 0.003872 | 0.023281 | 0.085287 | 0 | 0.011212 | 0.015969 | 0.42941 | 0 | 3.0451 | 2.1271 | 0 | 0.30049 | 0.83819 | 0 | 0 | 0 | 0 | -25.7357 | 0.048579 | 0 | 0.0053629 | 0 | -0.13868 | 0 | 0 | 0 | 0 | 0 | 0 | 0 | 0 | 3.4264 | 0.043723 | 0.00013688 | 0 | 1.8827 | 0 | 0 | 0 | 1.9804 | 9.72 | 1.2663 | 3.1569 | 0.15353 | 0.055921 | -0.13593 | 0.63797 | 0.20824 | 3.7009 | 6.5514 | 22.8418 | -0.27461 | 0 | 0.48567 | 0 | 1.7286 | 0.21583
2025_06_20 Hr 09 | 0.40874 | 4.4767e-05 | 0 | 0 | 0 | 0 | 0 | 0 | 0 | 0 | 0 | 0.024893 | 0.15 | 0.0057237 | 1.2773 | 1.2773 | 4.2006 | 0 | 0.0052034 | 0.003872 | 0.023281 | 0.085287 | 0 | 0.011212 | 0.015969 | 0.67057 | 0 | 3.2227 | 2.1271 | 0 | 0.32182 | 0.83819 | 0 | 0 | 0 | 0 | -31.0111 | 0.048579 | 0 | 0.0065413 | 0 | -0.16961 | 0 | 0 | 0 | 0 | 0 | 0 | 0 | 0 | 3.1506 | 0.043723 | 0.00013688 | 0 | 1.8827 | 0 | 0 | 0 | 1.5321 | 10.6485 | 1.2663 | 3.1569 | 0.15353 | 0.055921 | -0.40874 | 0.63797 | 0.20824 | 3.7009 | 1.3508 | 22.2918 | -0.57835 | 0 | 0.48567 | 0 | 1.7286 | 0.21857
2025_06_20 Hr 10 | 0.52215 | 0.00011072 | 0 | 0 | 0 | 0 | 0 | 0 | 0 | 0 | 0 | 0.024893 | 0.15 | 0.0059049 | 1.2773 | 1.2773 | 4.2006 | 0 | 0.0052034 | 0.003872 | 0.023281 | 0.085287 | 0 | 0.011212 | 0.015969 | 0.79954 | 0 | 3.2227 | 2.1271 | 0 | 0.32182 | 0.83819 | 0 | 0 | 0 | 0 | -32.0995 | 0.048579 | 0 | 0.0067484 | 0 | -0.17505 | 0 | 0 | 0 | 0 | 0 | 0 | 0 | 0 | 3.9055 | 0.043723 | 0.00013688 | 0 | 1.8827 | 0 | 0 | 0 | 1.0794 | 10.7774 | 1.2663 | 3.1569 | 0.15353 | 0.055921 | -0.52215 | 0.63797 | 0.20824 | 3.7009 | 0.69 | 22.7092 | -0.69719 | 0 | 0.48567 | 0 | 1.7286 | 0.22003
2025_06_20 Hr 11 | 0.63577 | 0.00036738 | 0 | 0 | 0 | 0 | 0 | 0 | 0 | 0 | 0 | 0.024893 | 0.09 | 0.0036413 | 1.2773 | 1.2773 | 4.2006 | 0 | 0.0052034 | 0.003872 | 0.023281 | 0.085287 | 0 | 0.011212 | 0.015969 | 0.79954 | 0 | 3.2227 | 2.1271 | 0 | 0.32182 | 0.83819 | 0 | 0 | 0 | 0 | -31.3352 | 0.048579 | 0 | 0.0069359 | 0 | -0.17997 | 0 | 0 | 0 | 0 | 0 | 0 | 0 | 0 | 3.1506 | 0.043723 | 0.00013688 | 0 | 1.8827 | 0 | 0 | 0 | 0.87049 | 10.7774 | 1.2663 | 3.1569 | 0.15353 | 0.055921 | -0.63577 | 0.63797 | 0.20824 | 3.7009 | 0.4237 | 21.7972 | -0.81574 | 0 | 0.48567 | 0 | 1.7286 | 0.2203
2025_06_20 Hr 12 | 0.49948 | 9.1135e-05 | 0 | 0 | 0 | 0 | 0 | 0 | 0 | 0 | 0 | 0.024893 | 0.03 | 0.0010501 | 1.2773 | 1.2773 | 4.2006 | 0 | 0.0052034 | 0.003872 | 0.023281 | 0.085287 | 0 | 0.011212 | 0.015969 | 0.79954 | 0 | 3.2227 | 2.1271 | 0 | 0.32182 | 0.83819 | 0 | 0 | 0 | 0 | -27.3798 | 0.048579 | 0 | 0.0041255 | 0 | -0.15542 | 0 | 0 | 0 | 0 | 0 | 0 | 0 | 0 | 2.5989 | 0.043723 | 0.00013688 | 0 | 1.8827 | 0 | 2.3883 | 0 | 0.74862 | 11.9939 | 1.2663 | 3.1569 | 0.15353 | 0.055921 | -0.49948 | 0.63797 | 0.20824 | 3.7009 | 4.8863 | 20.9271 | -0.6549 | 0 | 0.48567 | 0 | 1.7286 | 0.22289
2025_06_20 Hr 13 | 0.54503 | 0.0001882 | 0 | 0 | 0 | 0 | 0 | 0 | 0 | 0 | 0 | 0.024893 | 0.06 | 0.0018837 | 1.2773 | 1.2773 | 4.2006 | 0 | 0.0052034 | 0.003872 | 0.023281 | 0.085287 | 0 | 0.011212 | 0.015969 | 0.79954 | 0 | 3.2227 | 2.1271 | 0 | 0.32182 | 0.83819 | 0 | 0 | 0 | 0 | -22.6738 | 0.048579 | 0 | 0.0037 | 0 | -0.13917 | 0 | 0 | 0 | 0 | 0 | 0 | 0 | 0 | 2.2577 | 0.043723 | 0.00013688 | 0 | 1.8827 | 0 | 1.2165 | 0 | 0.60064 | 11.9939 | 1.2663 | 3.1569 | 0.15353 | 0.055921 | -0.54503 | 0.63797 | 0.20824 | 3.7009 | 9.1481 | 20.5122 | -0.68421 | 0 | 0.48567 | 0 | 1.7286 | 0.22074
2025_06_20 Hr 14 | 0.49933 | 0.00040121 | 0 | 0 | 0 | 0 | 0 | 0 | 0 | 0 | 0 | 0.024893 | 0.03 | 0.0009468 | 1.2773 | 1.2773 | 4.2006 | 0 | 0.0052034 | 0.003872 | 0.023281 | 0.085287 | 0 | 0.011212 | 0.015969 | 0.79954 | 0 | 3.2227 | 2.1271 | 0 | 0.32182 | 0.83819 | 0 | 0 | 0 | 0 | -21.7098 | 0.048579 | 0 | 0.0037196 | 0 | -0.13992 | 0 | 0 | 0 | 0 | 0 | 0 | 0 | 0 | 1.9891 | 0.043723 | 0.00013688 | 0 | 1.8827 | 0 | 1.2165 | 0 | 0.47877 | 11.9939 | 1.2663 | 3.1569 | 0.15353 | 0.055921 | -0.49933 | 0.63797 | 0.20824 | 3.7009 | 9.6898 | 20.0449 | -0.63925 | 0 | 0.48567 | 0 | 1.7286 | 0.22032
2025_06_20 Hr 15 | 0.52229 | 0.00025555 | 0 | 0 | 0 | 0 | 0 | 0 | 0 | 0 | 0 | 0.024893 | 0.06 | 0.0012587 | 1.2773 | 1.2773 | 2.7527 | 0 | 0.0052034 | 0.003872 | 0.023281 | 0.085287 | 0 | 0.011212 | 0.015969 | 0.29873 | 0 | 2.7102 | 2.1271 | 0 | 0.26027 | 0.83819 | 0 | 0 | 0 | 0 | -10.9675 | 0.048579 | 0 | 0.0024724 | 0 | -0.092299 | 0 | 0 | 0 | 0 | 0 | 0 | 0 | 0 | 1.9165 | 0.043723 | 0.00013688 | 0 | 1.8827 | 0 | 1.2165 | 0 | 0.63111 | 9.5328 | 1.2663 | 3.1569 | 0.15353 | 0.055921 | -0.52229 | 0.63797 | 0.20824 | 3.7009 | 18.0661 | 20.1154 | -0.61459 | 0 | 0.48567 | 0 | 1.7286 | 0.2195
2025_06_20 Hr 16 | 0.47703 | 0.00015426 | 0 | 0 | 0 | 0 | 0 | 0 | 0 | 0 | 0 | 0.024893 | 0.12 | 0.0030311 | 1.2773 | 1.2773 | 3.4427 | 0 | 0.0052034 | 0.003872 | 0.023281 | 0.085287 | 0 | 0.011212 | 0.015969 | 0.39084 | 0 | 2.8644 | 2.1271 | 0 | 0.27878 | 0.83819 | 0 | 0 | 0 | 0 | -14.536 | 0.048579 | 0 | 0.002977 | 0 | -0.11157 | 0 | 0 | 0 | 0 | 0 | 0 | 0 | 0 | 1.7785 | 0.043723 | 0.00013688 | 0 | 1.8827 | 0 | 1.2165 | 0 | 0.72251 | 10.469 | 1.2663 | 3.1569 | 0.15353 | 0.055921 | -0.47703 | 0.63797 | 0.20824 | 3.7009 | 15.4496 | 20.1052 | -0.5886 | 0 | 0.48567 | 0 | 1.7286 | 0.22088
2025_06_20 Hr 17 | 0.49955 | 0.0002892 | 0 | 0 | 0 | 0 | 0 | 0 | 0 | 0 | 0 | 0.024893 | 0.21 | 0.0065154 | 1.2773 | 1.2773 | 4.2006 | 0 | 0.0052034 | 0.003872 | 0.023281 | 0.085287 | 0 | 0.011212 | 0.015969 | 0.6304 | 0 | 3.2227 | 2.1271 | 0 | 0.32182 | 0.83819 | 0 | 0 | 0 | 0 | -17.4391 | 0.048579 | 0 | 0.0053187 | 0 | -0.13752 | 0 | 0 | 0 | 0 | 0 | 0 | 0 | 0 | 1.7785 | 0.043723 | 0.00013688 | 0 | 1.8827 | 0 | 0 | 0 | 0.57017 | 10.6083 | 1.2663 | 3.1569 | 0.15353 | 0.055921 | -0.49955 | 0.63797 | 0.20824 | 3.7009 | 12.6431 | 20.111 | -0.63707 | 0 | 0.48567 | 0 | 1.7286 | 0.21983
2025_06_20 Hr 18 | 0.4771 | 0.00029542 | 0 | 0 | 0 | 0 | 0 | 0 | 0 | 0 | 0 | 0.024893 | 0.33 | 0.012507 | 1.2773 | 1.2773 | 4.2006 | 0 | 0.0052034 | 0.003872 | 0.023281 | 0.085287 | 0 | 0.011212 | 0.015969 | 0.79481 | 0 | 3.2227 | 2.1271 | 0 | 0.32182 | 0.83819 | 0 | 0 | 0 | 0 | -21.5663 | 0.048579 | 0 | 0.0064972 | 0 | -0.16845 | 0 | 0 | 0 | 0 | 0 | 0 | 0 | 0 | 1.9891 | 0.043723 | 0.00013688 | 0 | 1.8827 | 0 | 0 | 0 | 0.74862 | 10.7727 | 1.2663 | 3.1569 | 0.15353 | 0.055921 | -0.4771 | 0.63797 | 0.20824 | 3.7009 | 9.1652 | 20.6044 | -0.64555 | 0 | 0.48567 | 0 | 1.7286 | 0.22068
2025_06_20 Hr 19 | 0.24934 | 0.00019108 | 0 | 0 | 0 | 0 | 0 | 0 | 0 | 0 | 0 | 0.024893 | 1.11 | 0.043412 | 1.2773 | 1.2773 | 4.2006 | 0 | 0.0052034 | 0.003872 | 0.023281 | 0.085287 | 0 | 0.011212 | 0.015969 | 0.79954 | 0 | 3.2227 | 2.1271 | 0 | 0.32182 | 0.83819 | 0 | 0 | 0 | 0 | -24.8981 | 0.048579 | 0 | 0.0067045 | 0 | -0.17389 | 0 | 0 | 0 | 0 | 0 | 0 | 0 | 0 | 1.8511 | 0.043723 | 0.00013688 | 0 | 1.8827 | 0 | 0 | 0 | 1.0185 | 10.7774 | 1.2663 | 3.1569 | 0.15353 | 0.055921 | -0.24934 | 0.63797 | 0.20824 | 3.7009 | 6.7766 | 21.3205 | -0.42323 | 0 | 0.48567 | 0 | 1.7286 | 0.22187
2025_06_20 Hr 20 | 0.11341 | 9.6263e-05 | 0 | 0 | 0 | 0 | 0 | 0 | 0 | 0 | 0 | 0.024893 | 1.92 | 0.077183 | 1.2773 | 1.2773 | 4.2006 | 0 | 0.0052034 | 0.003872 | 0.023281 | 0.085287 | 0 | 0.011212 | 0.015969 | 0.79954 | 0 | 0 | 2.1271 | 0 | 0 | 0.83819 | 0 | 0 | 0 | 0 | -21.0332 | 0.048579 | 0 | 0.080973 | 0 | -0.1788 | 0 | 0 | 0 | 0 | 0 | 0 | 0 | 0 | 2.1197 | 0.043723 | 0.00013688 | 0 | 1.8827 | 0 | 0 | 0 | 1.0489 | 7.5548 | 1.2663 | 3.1569 | 0.15353 | 0.055921 | -0.11341 | 0.63797 | 0.20824 | 3.7009 | 8.2326 | 22.0032 | -0.29221 | 0 | 0.48567 | 0 | 1.7286 | 0.21953
2025_06_20 Hr 21 | 0 | 1.8428e-05 | 0 | 0 | 0 | 0 | 0 | 0 | 0 | 0 | 0 | 0.024893 | 1.89 | 0.065669 | 1.2773 | 1.2773 | 4.2006 | 0 | 0.0052034 | 0.003872 | 0.023281 | 0.085287 | 0 | 0.011212 | 0.015969 | 0.79954 | 0 | 0 | 2.1271 | 0 | 0 | 0.83819 | 0 | 0 | 0 | 0 | -20.0443 | 0.048579 | 0 | 0.069988 | 0 | -0.15426 | 0 | 0 | 0 | 0 | 0 | 0 | 0 | 0 | 2.1197 | 0.043723 | 0.00013688 | 0 | 1.8827 | 0 | 0 | 0 | 1.2317 | 7.5548 | 1.2663 | 3.1569 | 0.15353 | 0.055921 | 0 | 0.63797 | 0.20824 | 3.7009 | 9.3854 | 22.0292 | -0.15426 | 0 | 0.48567 | 0 | 1.7286 | 0.21777
2025_06_20 Hr 22 | 0 | 2.583e-06 | 0 | 0 | 0 | 0 | 0 | 0 | 0 | 0 | 0 | 0.024893 | 2.34 | 0.075217 | 1.2773 | 1.2773 | 4.2006 | 0 | 0.0052034 | 0.003872 | 0.023281 | 0.085287 | 0 | 0.011212 | 0.015969 | 0.79954 | 0 | 0 | 2.1271 | 0 | 0 | 0.83819 | 0 | 0 | 0 | 0 | -21.2985 | 0.048579 | 0 | 0.064747 | 0 | -0.14255 | 0 | 0 | 0 | 0 | 0 | 0 | 0 | 0 | 1.7785 | 0.043723 | 0.00013688 | 0 | 1.8827 | 0 | 0 | 0 | 1.5625 | 7.5548 | 1.2663 | 3.1569 | 0.15353 | 0.055921 | 0 | 0.63797 | 0.20824 | 3.7009 | 8.5924 | 22.4787 | -0.14255 | 0 | 0.48567 | 0 | 1.7286 | 0.21812
2025_06_20 Hr 23 | 0 | 0 | 0 | 0 | 0 | 0 | 0 | 0 | 0 | 0 | 0 | 0.024893 | 2.19 | 0.075211 | 1.2773 | 1.2773 | 4.3555 | 0 | 0.0052034 | 0.003872 | 0.023281 | 0.085287 | 0 | 0.011212 | 0.015969 | 0.79954 | 0 | 0 | 2.1271 | 0 | 0 | 0.83819 | 0 | 0 | 0 | 0 | -24.275 | 0.048579 | 0 | 0.069176 | 0 | -0.15244 | 0 | 0 | 0 | 0 | 0 | 0 | 0 | 0 | 1.51 | 0.043723 | 0.00013688 | 0 | 1.8827 | 0 | 0 | 0 | 1.7715 | 7.7097 | 1.2663 | 3.1569 | 0.15353 | 0.055921 | 0 | 0.63797 | 0.20824 | 3.7009 | 5.546 | 22.2637 | -0.15244 | 0 | 0.48567 | 0 | 1.7286 | 0.21281
2025_06_20 Hr 24 | 0 | 0 | 0 | 0 | 0 | 0 | 0 | 0 | 0 | 0 | 0 | 0.024893 | 2.07 | 0.047968 | 1.2773 | 1.2773 | 3.5816 | 0 | 0.0052034 | 0.003872 | 0.023281 | 0.085287 | 0 | 0.011212 | 0.015969 | 0.5074 | 0 | 0 | 2.1271 | 0 | 0 | 0.83819 | 0 | 0 | 0 | 0 | -15.8957 | 0.048579 | 0 | 0.046677 | 0 | -0.10218 | 0 | 0 | 0 | 0 | 0 | 0 | 0 | 0 | 1.5753 | 0.043723 | 0.00013688 | 0 | 1.8827 | 0 | 0 | 0 | 1.889 | 6.6437 | 1.2663 | 3.1569 | 0.15353 | 0.055921 | 0 | 0.63797 | 0.20824 | 3.7009 | 12.9389 | 22.2931 | -0.10218 | 0 | 0.48567 | 0 | 1.7286 | 0.20661
2025_06_21 Hr 01 | 0 | 0 | 0 | 0 | 0 | 0 | 0 | 0 | 0 | 0 | 0 | 0.024893 | 2.16 | 0.061653 | 1.0124 | 1.0124 | 3.3644 | 0 | 0.0052034 | 0.003872 | 0.023281 | 0.085287 | 0 | 0.011212 | 0.015969 | 0.36076 | 0 | 0 | 2.1271 | 0 | 0 | 0.83819 | 0 | 0 | 0 | 0 | -15.2199 | 0.048579 | 0 | 0.057494 | 0 | -0.12634 | 0 | 0 | 0 | 0 | 0 | 0 | 0 | 0 | 2.1197 | 0.043723 | 0.00013688 | 0 | 1.8827 | 0 | 0 | 0 | 1.8629 | 5.75 | 1.2663 | 3.1569 | 0.15353 | 0.055921 | 0 | 0.63797 | 0.20824 | 3.7009 | 13.3145 | 22.9108 | -0.12634 | 0 | 0.48567 | 0 | 1.7286 | 0.20231
2025_06_21 Hr 02 | 0 | 0 | 0 | 0 | 0 | 0 | 0 | 0 | 0 | 0 | 0 | 0.024893 | 1.38 | 0.047703 | 0.83578 | 0.83553 | 3.9855 | 0 | 0.0052034 | 0.003872 | 0.023281 | 0.085287 | 0 | 0.011212 | 0.015969 | 0.44958 | 0 | 0 | 2.1271 | 0 | 0 | 0.83819 | 0 | 0 | 0 | 0 | -17.4469 | 0.048579 | 0 | 0.069628 | 0 | -0.15345 | 0 | 0 | 0 | 0 | 0 | 0 | 0 | 0 | 2.7368 | 0.043723 | 0.00013688 | 0 | 1.8827 | 0 | 0 | 0 | 1.3188 | 6.1064 | 1.2663 | 3.1569 | 0.15353 | 0.055921 | 0 | 0.63797 | 0.20824 | 3.7009 | 10.695 | 22.189 | -0.15345 | 0 | 0.48567 | 0 | 1.7286 | 0.20143
2025_06_21 Hr 03 | 0 | 0 | 0 | 0 | 0 | 0 | 0 | 0 | 0 | 0 | 0 | 0.024893 | 0.96 | 0.020515 | 1.0818 | 1.0818 | 2.8825 | 0 | 0.0052034 | 0.003872 | 0.023281 | 0.085287 | 0 | 0.011212 | 0.015969 | 0.30378 | 0 | 0 | 2.1271 | 0 | 0 | 0.83819 | 0 | 0 | 0 | 0 | -7.9834 | 0.048579 | 0 | 0.043044 | 0 | -0.094063 | 0 | 0 | 0 | 0 | 0 | 0 | 0 | 0 | 3.2885 | 0.043723 | 0.00013688 | 0 | 1.8827 | 0 | 0 | 0 | 1.0185 | 5.3498 | 1.2663 | 3.1569 | 0.15353 | 0.055921 | 0 | 0.63797 | 0.20824 | 3.7009 | 19.2623 | 21.99 | -0.094063 | 0 | 0.48567 | 0 | 1.7286 | 0.19826
2025_06_21 Hr 04 | 0 | 0 | 0 | 0 | 0 | 0 | 0 | 0 | 0 | 0 | 0 | 0.024893 | 0.54 | 0.011622 | 1.2628 | 1.2628 | 2.84 | 0 | 0.0052034 | 0.003872 | 0.023281 | 0.085287 | 0 | 0.011212 | 0.015969 | 0.29873 | 0 | 0 | 2.1271 | 0 | 0 | 0.83819 | 0 | 0 | 0 | 0 | -8.3429 | 0.048579 | 0 | 0.043351 | 0 | -0.094749 | 0 | 0 | 0 | 0 | 0 | 0 | 0 | 0 | 3.6297 | 0.043723 | 0.00013688 | 0 | 1.8827 | 0 | 0 | 0 | 1.1099 | 5.6643 | 1.2663 | 3.1569 | 0.15353 | 0.055921 | 0 | 0.63797 | 0.20824 | 3.7009 | 19.22 | 21.9934 | -0.094749 | 0 | 0.48567 | 0 | 1.7286 | 0.19795
2025_06_21 Hr 05 | 0 | 0 | 0 | 0 | 0 | 0 | 0 | 0 | 0 | 0 | 0 | 0.024893 | 0.27 | 0.0055155 | 1.2773 | 1.2773 | 2.8967 | 0 | 0.0052034 | 0.003872 | 0.023281 | 0.085287 | 0 | 0.011212 | 0.015969 | 0.3021 | 0 | 0 | 2.1271 | 0 | 0 | 0.83819 | 0 | 0 | 0 | 0 | -8.3562 | 0.048579 | 0 | 0.041147 | 0 | -0.089825 | 0 | 0 | 0 | 0 | 0 | 0 | 0 | 0 | 3.7676 | 0.043723 | 0.00013688 | 0 | 1.8827 | 0 | 0 | 0 | 1.0185 | 5.7534 | 1.2663 | 3.1569 | 0.15353 | 0.055921 | 0 | 0.63797 | 0.20824 | 3.7009 | 19.0716 | 21.7642 | -0.089825 | 0 | 0.48567 | 0 | 1.7286 | 0.19833
2025_06_21 Hr 06 | 0.022813 | 0 | 0 | 0 | 0 | 0 | 0 | 0 | 0 | 0 | 0 | 0.024893 | 0.72 | 0.018583 | 1.2087 | 1.2087 | 3.4778 | 0 | 0.0052034 | 0.003872 | 0.023281 | 0.085287 | 0 | 0.011212 | 0.015969 | 0.32726 | 0 | 0 | 2.1271 | 0 | 0 | 0.83819 | 0 | 0 | 0 | 0 | -13.4482 | 0.048579 | 0 | 0.051989 | 0 | -0.11405 | 0 | 0 | 0 | 0 | 0 | 0 | 0 | 0 | 3.695 | 0.043723 | 0.00013688 | 0 | 1.8827 | 0 | 0 | 0 | 0.90096 | 6.2225 | 1.2663 | 3.1569 | 0.15353 | 0.055921 | -0.022813 | 0.63797 | 0.20824 | 3.7009 | 14.7002 | 22.0628 | -0.13686 | 0 | 0.48567 | 0 | 1.7286 | 0.20113
2025_06_21 Hr 07 | 0.47289 | 1.1024e-06 | 0 | 0 | 0 | 0 | 0 | 0 | 0 | 0 | 0 | 0.024893 | 1.65 | 0.028296 | 0.46983 | 0.46983 | 2.8468 | 0 | 0.0052034 | 0.003872 | 0.023281 | 0.085287 | 0 | 0.011212 | 0.015969 | 0.3088 | 0 | 0 | 2.1271 | 0 | 0 | 0.83819 | 0 | 0 | 0 | 0 | -7.4516 | 0.048579 | 0 | 0.034543 | 0 | -0.075072 | 0 | 0 | 0 | 0 | 0 | 0 | 0 | 0 | 3.078 | 0.043723 | 0.00013688 | 0 | 1.8827 | 0 | 0 | 0 | 0.72251 | 4.0953 | 1.2663 | 3.1569 | 0.15353 | 0.055921 | -0.47289 | 0.63797 | 0.20824 | 3.7009 | 18.755 | 22.6593 | -0.54796 | 0 | 0.48567 | 0 | 1.7286 | 0.20335
2025_06_21 Hr 08 | 0.65982 | 9.5893e-06 | 0 | 0 | 0 | 0 | 0 | 0 | 0 | 0 | 0 | 0.024893 | 1.95 | 0.041554 | 0.5774 | 0.57745 | 2.8116 | 0 | 0.0052034 | 0.003872 | 0.023281 | 0.085287 | 0 | 0.011212 | 0.015969 | 0.30714 | 0 | 0 | 2.1271 | 0 | 0 | 0.83819 | 0 | 0 | 0 | 0 | -11.6332 | 0.048579 | 0 | 0.042924 | 0 | -0.093793 | 0 | 0 | 0 | 0 | 0 | 0 | 0 | 0 | 2.1923 | 0.043723 | 0.00013688 | 0 | 1.8827 | 0 | 0 | 0 | 0.42219 | 4.2736 | 1.2663 | 3.1569 | 0.15353 | 0.055921 | -0.65982 | 0.63797 | 0.20824 | 3.7009 | 13.8651 | 21.9784 | -0.75361 | 0 | 0.48567 | 0 | 1.7286 | 0.20822
2025_06_21 Hr 09 | 0.61173 | 5.7484e-05 | 0 | 0 | 0 | 0 | 0 | 0 | 0 | 0 | 0 | 0.024893 | 2.4 | 0.059202 | 0.8052 | 0.80528 | 3.51 | 0 | 0.0052034 | 0.003872 | 0.023281 | 0.085287 | 0 | 0.011212 | 0.015969 | 0.39088 | 0 | 0 | 2.1271 | 0 | 0 | 0.83819 | 0 | 0 | 0 | 0 | -17.4034 | 0.048579 | 0 | 0.049687 | 0 | -0.1089 | 0 | 0 | 0 | 0 | 0 | 0 | 0 | 0 | 1.7785 | 0.043723 | 0.00013688 | 0 | 1.8827 | 0 | 0 | 0 | 0.39172 | 5.5114 | 1.2663 | 3.1569 | 0.15353 | 0.055921 | -0.61173 | 0.63797 | 0.20824 | 3.7009 | 9.345 | 21.9577 | -0.72063 | 0 | 0.48567 | 0 | 1.7286 | 0.21214
2025_06_21 Hr 10 | 0.47718 | 0.00014004 | 0 | 0 | 0 | 0 | 0 | 0 | 0 | 0 | 0 | 0.024893 | 2.34 | 0.0576 | 1.033 | 1.0332 | 3.51 | 0 | 0.0052034 | 0.003872 | 0.023281 | 0.085287 | 0 | 0.011212 | 0.015969 | 0.40921 | 0 | 8.1674 | 2.1271 | 0 | 0.13764 | 0.83819 | 0 | 0 | 0 | 0 | -19.3212 | 0.048579 | 0 | 0.014745 | 0 | -0.10867 | 0 | 0 | 0 | 0 | 0 | 0 | 0 | 0 | 1.51 | 0.043723 | 0.00013688 | 0 | 1.8827 | 0 | 0 | 0 | 0.33079 | 7.401 | 1.2663 | 3.1569 | 0.15353 | 0.055921 | -0.47718 | 0.63797 | 0.20824 | 3.7009 | 9.0666 | 21.5727 | -0.58585 | 0 | 0.48567 | 0 | 1.7286 | 0.21513
2025_06_21 Hr 11 | 0.54503 | 0.00021637 | 0 | 0 | 0 | 0 | 0 | 0 | 0 | 0 | 0 | 0.024893 | 2.31 | 0.057805 | 1.24 | 1.2401 | 4.0443 | 0 | 0.0052034 | 0.003872 | 0.023281 | 0.085287 | 0 | 0.011212 | 0.015969 | 0.65045 | 0 | 3.2273 | 2.1271 | 0 | 0.31797 | 0.83819 | 0 | 0 | 0 | 0 | -21.9876 | 0.048579 | 0 | 0.0042898 | 0 | -0.11051 | 0 | 0 | 0 | 0 | 0 | 0 | 0 | 0 | 1.372 | 0.043723 | 0.00013688 | 0 | 1.8827 | 0 | 0 | 0 | 0.23939 | 10.4022 | 1.2663 | 3.1569 | 0.15353 | 0.055921 | -0.54503 | 0.63797 | 0.20824 | 3.7009 | 9.3214 | 21.5624 | -0.65554 | 0 | 0.48567 | 0 | 1.7286 | 0.21572
2025_06_21 Hr 12 | 0.59008 | 0.00023674 | 0 | 0 | 0 | 0 | 0 | 0 | 0 | 0 | 0 | 0.024893 | 2.28 | 0.050052 | 1.2773 | 1.2773 | 2.8116 | 0 | 0.0052034 | 0.003872 | 0.023281 | 0.085287 | 0 | 0.011212 | 0.015969 | 0.29873 | 0 | 3.0016 | 2.1271 | 0 | 0.29117 | 0.83819 | 0 | 0 | 0 | 0 | -16.8599 | 0.048579 | 0 | 0.0037633 | 0 | -0.096687 | 0 | 0 | 0 | 0 | 0 | 0 | 0 | 0 | 1.2994 | 0.043723 | 0.00013688 | 0 | 1.8827 | 0 | 0 | 0 | 0.14798 | 8.6666 | 1.2663 | 3.1569 | 0.15353 | 0.055921 | -0.59008 | 0.63797 | 0.20824 | 3.7009 | 12.4995 | 21.3796 | -0.68676 | 0 | 0.48567 | 0 | 1.7286 | 0.21639
2025_06_21 Hr 13 | 0.72637 | 0.00026226 | 0 | 0 | 0 | 0 | 0 | 0 | 0 | 0 | 0 | 0.024893 | 2.46 | 0.053956 | 1.2773 | 1.2773 | 2.9479 | 0 | 0.0052034 | 0.003872 | 0.023281 | 0.085287 | 0 | 0.011212 | 0.015969 | 0.29873 | 0 | 2.8973 | 2.1271 | 0 | 0.27878 | 0.83819 | 0 | 0 | 0 | 0 | -16.3919 | 0.048579 | 0 | 0.00376 | 0 | -0.0966 | 0 | 0 | 0 | 0 | 0 | 0 | 0 | 0 | 0.8929 | 0.043723 | 0.00013688 | 0 | 1.8827 | 0 | 0 | 0 | 0.091402 | 8.6986 | 1.2663 | 3.1569 | 0.15353 | 0.055921 | -0.72637 | 0.63797 | 0.20824 | 3.7009 | 12.7095 | 21.2258 | -0.82297 | 0 | 0.48567 | 0 | 1.7286 | 0.21788
2025_06_21 Hr 14 | 0.5451 | 0.00023098 | 0 | 0 | 0 | 0 | 0 | 0 | 0 | 0 | 0 | 0.024893 | 2.64 | 0.04934 | 1.2773 | 1.2773 | 2.7434 | 0 | 0.0052034 | 0.003872 | 0.023281 | 0.085287 | 0 | 0.011212 | 0.015969 | 0.29873 | 0 | 2.4467 | 2.1271 | 0 | 0.22527 | 0.83819 | 0 | 0 | 0 | 0 | -12.2571 | 0.048579 | 0 | 0.0032039 | 0 | -0.082002 | 0 | 0 | 0 | 0 | 0 | 0 | 0 | 0 | 0.75498 | 0.043723 | 0.00013688 | 0 | 1.8827 | 0 | 0 | 0 | 0.091402 | 8.0435 | 1.2663 | 3.1569 | 0.15353 | 0.055921 | -0.5451 | 0.63797 | 0.20824 | 3.7009 | 16.185 | 21.0257 | -0.62711 | 0 | 0.48567 | 0 | 1.7286 | 0.21514
2025_06_21 Hr 15 | 0.52229 | 0.00033449 | 0 | 0 | 0 | 0 | 0 | 0 | 0 | 0 | 0 | 0.024893 | 2.7 | 0.07317 | 1.2773 | 1.2773 | 3.6077 | 0 | 0.0052034 | 0.003872 | 0.023281 | 0.085287 | 0 | 0.011212 | 0.015969 | 0.42935 | 0 | 2.965 | 2.1271 | 0 | 0.28682 | 0.83819 | 0 | 0 | 0 | 0 | -19.8326 | 0.048579 | 0 | 0.0046457 | 0 | -0.11985 | 0 | 0 | 0 | 0 | 0 | 0 | 0 | 0 | 0.8929 | 0.043723 | 0.00013688 | 0 | 1.8827 | 0 | 0 | 0 | 0.091402 | 9.5567 | 1.2663 | 3.1569 | 0.15353 | 0.055921 | -0.52229 | 0.63797 | 0.20824 | 3.7009 | 10.3703 | 21.2884 | -0.64214 | 0 | 0.48567 | 0 | 1.7286 | 0.21719
2025_06_21 Hr 16 | 0.74511 | 0.000242 | 0 | 0 | 0 | 0 | 0 | 0 | 0 | 0 | 0 | 0.024893 | 2.82 | 0.061185 | 1.2773 | 1.2773 | 3.0297 | 0 | 0.0052034 | 0.003872 | 0.023281 | 0.085287 | 0 | 0.011212 | 0.015969 | 0.30546 | 0 | 2.8091 | 2.1271 | 0 | 0.26831 | 0.83819 | 0 | 0 | 0 | 0 | -14.208 | 0.048579 | 0 | 0.0037194 | 0 | -0.095535 | 0 | 0 | 0 | 0 | 0 | 0 | 0 | 0 | 1.2994 | 0.043723 | 0.00013688 | 0 | 1.8827 | 0 | 0 | 0 | 0.12187 | 8.6989 | 1.2663 | 3.1569 | 0.15353 | 0.055921 | -0.74511 | 0.63797 | 0.20824 | 3.7009 | 15.6881 | 22.0378 | -0.84065 | 0 | 0.48567 | 0 | 1.7286 | 0.21742
2025_06_21 Hr 17 | 0.75325 | 0.00028866 | 0 | 0 | 0 | 0 | 0 | 0 | 0 | 0 | 0 | 0.024893 | 2.85 | 0.077912 | 1.2773 | 1.2773 | 4.1996 | 0 | 0.0052034 | 0.003872 | 0.023281 | 0.085287 | 0 | 0.011212 | 0.015969 | 0.44961 | 0 | 3.2597 | 2.1271 | 0 | 0.32182 | 0.83819 | 0 | 0 | 0 | 0 | -21.0304 | 0.048579 | 0 | 0.0046864 | 0 | -0.12092 | 0 | 0 | 0 | 0 | 0 | 0 | 0 | 0 | 1.0962 | 0.043723 | 0.00013688 | 0 | 1.8827 | 0 | 0 | 0 | 0.4483 | 10.4635 | 1.2663 | 3.1569 | 0.15353 | 0.055921 | -0.75325 | 0.63797 | 0.20824 | 3.7009 | 10.8314 | 22.2724 | -0.87417 | 0 | 0.48567 | 0 | 1.7286 | 0.22046
2025_06_21 Hr 18 | 0.61296 | 0.00030245 | 0 | 0 | 0 | 0 | 0 | 0 | 0 | 0 | 0 | 0.024893 | 2.82 | 0.099944 | 1.2773 | 1.2773 | 4.2488 | 0 | 0.0052034 | 0.003872 | 0.023281 | 0.085287 | 0 | 0.011212 | 0.015969 | 0.69064 | 0 | 3.2597 | 2.1271 | 0 | 0.32182 | 0.83819 | 0 | 0 | 0 | 0 | -27.9756 | 0.048579 | 0 | 0.0060756 | 0 | -0.15738 | 0 | 0 | 0 | 0 | 0 | 0 | 0 | 0 | 0.82031 | 0.043723 | 0.00013688 | 0 | 1.8827 | 0 | 0 | 0 | 0.33079 | 10.7538 | 1.2663 | 3.1569 | 0.15353 | 0.055921 | -0.61296 | 0.63797 | 0.20824 | 3.7009 | 3.74 | 21.7322 | -0.77035 | 0 | 0.48567 | 0 | 1.7286 | 0.22178
2025_06_21 Hr 19 | 0.6774 | 0.00024141 | 0 | 0 | 0 | 0 | 0 | 0 | 0 | 0 | 0 | 0.024893 | 2.79 | 0.11739 | 1.2773 | 1.2773 | 4.2488 | 0 | 0.0052034 | 0.003872 | 0.023281 | 0.085287 | 0 | 0.011212 | 0.015969 | 0.79954 | 0 | 3.2597 | 2.1271 | 0 | 0.32182 | 0.83819 | 0 | 0 | 0 | 0 | -33.5744 | 0.048579 | 0 | 0.0072129 | 0 | -0.18724 | 0 | 0 | 0 | 0 | 0 | 0 | 0 | 0 | 0.95824 | 0.043723 | 0.00013688 | 0 | 1.8827 | 0 | 0 | 0 | 0.17845 | 10.8627 | 1.2663 | 3.1569 | 0.15353 | 0.055921 | -0.6774 | 0.63797 | 0.20824 | 3.7009 | -1.8075 | 21.7688 | -0.86464 | 0 | 0.48567 | 0 | 1.7286 | 0.22105
2025_06_21 Hr 20 | 0.15845 | 9.9905e-05 | 0 | 0 | 0 | 0 | 0 | 0 | 0 | 0 | 0 | 0.024893 | 2.79 | 0.11798 | 1.2773 | 1.2773 | 4.2488 | 0 | 0.0052034 | 0.003872 | 0.023281 | 0.085287 | 0 | 0.011212 | 0.015969 | 0.79954 | 0 | 3.2597 | 2.1271 | 0 | 0.32182 | 0.83819 | 0 | 0 | 0 | 0 | -34.8441 | 0.048579 | 0 | 0.0072493 | 0 | -0.1882 | 0 | 0 | 0 | 0 | 0 | 0 | 0 | 0 | 0.75498 | 0.043723 | 0.00013688 | 0 | 1.8827 | 0 | 0 | 0 | 0.12187 | 10.8627 | 1.2663 | 3.1569 | 0.15353 | 0.055921 | -0.15845 | 0.63797 | 0.20824 | 3.7009 | -3.341 | 20.9871 | -0.34665 | 0 | 0.48567 | 0 | 1.7286 | 0.21766
2025_06_21 Hr 21 | 0 | 2.8126e-05 | 0 | 0 | 0 | 0 | 0 | 0 | 0 | 0 | 0 | 0.024893 | 2.79 | 0.11909 | 1.2773 | 1.2773 | 4.2352 | 0 | 0.0052034 | 0.003872 | 0.023281 | 0.085287 | 0 | 0.011212 | 0.015969 | 0.79787 | 0 | 3.2489 | 2.1271 | 0 | 0.32053 | 0.83819 | 0 | 0 | 0 | 0 | -37.2491 | 0.048579 | 0 | 0.0073172 | 0 | -0.18998 | 0 | 0 | 0 | 0 | 0 | 0 | 0 | 0 | 0.8929 | 0.043723 | 0.00013688 | 0 | 1.8827 | 0 | 0 | 0 | 0.14798 | 10.8366 | 1.2663 | 3.1569 | 0.15353 | 0.055921 | 0 | 0.63797 | 0.20824 | 3.7009 | -5.6111 | 20.9913 | -0.18998 | 0 | 0.48567 | 0 | 1.7286 | 0.21654
2025_06_21 Hr 22 | 0 | 7.9646e-06 | 0 | 0 | 0 | 0 | 0 | 0 | 0 | 0 | 0 | 0.024893 | 2.49 | 0.10283 | 1.2773 | 1.2773 | 4.2488 | 0 | 0.0052034 | 0.003872 | 0.023281 | 0.085287 | 0 | 0.011212 | 0.015969 | 0.79954 | 0 | 3.2597 | 2.1271 | 0 | 0.32182 | 0.83819 | 0 | 0 | 0 | 0 | -37.3246 | 0.048579 | 0 | 0.0070796 | 0 | -0.18374 | 0 | 0 | 0 | 0 | 0 | 0 | 0 | 0 | 1.372 | 0.043723 | 0.00013688 | 0 | 1.8827 | 0 | 0 | 0 | 0.17845 | 10.8627 | 1.2663 | 3.1569 | 0.15353 | 0.055921 | 0 | 0.63797 | 0.20824 | 3.7009 | -5.4601 | 21.1856 | -0.18374 | 0 | 0.48567 | 0 | 1.7286 | 0.21618
2025_06_21 Hr 23 | 0 | 0 | 0 | 0 | 0 | 0 | 0 | 0 | 0 | 0 | 0 | 0.024893 | 2.79 | 0.10962 | 1.2773 | 1.2773 | 4.4055 | 0 | 0.0052034 | 0.003872 | 0.023281 | 0.085287 | 0 | 0.011212 | 0.015969 | 0.79954 | 0 | 3.3279 | 2.1271 | 0 | 0.33018 | 0.83819 | 0 | 0 | 0 | 0 | -38.4557 | 0.048579 | 0 | 0.0067355 | 0 | -0.17471 | 0 | 0 | 0 | 0 | 0 | 0 | 0 | 0 | 1.51 | 0.043723 | 0.00013688 | 0 | 1.8827 | 0 | 0 | 0 | 0.36125 | 11.0876 | 1.2663 | 3.1569 | 0.15353 | 0.055921 | 0 | 0.63797 | 0.20824 | 3.7009 | -5.7256 | 21.8173 | -0.17471 | 0 | 0.48567 | 0 | 1.7286 | 0.21206
2025_06_21 Hr 24 | 0 | 0 | 0 | 0 | 0 | 0 | 0 | 0 | 0 | 0 | 0 | 0.024893 | 2.76 | 0.072547 | 1.2773 | 1.2773 | 3.4469 | 0 | 0.0052034 | 0.003872 | 0.023281 | 0.085287 | 0 | 0.011212 | 0.015969 | 0.46735 | 0 | 3.1807 | 2.1271 | 0 | 0.31235 | 0.83819 | 0 | 0 | 0 | 0 | -22.148 | 0.048579 | 0 | 0.004506 | 0 | -0.11618 | 0 | 0 | 0 | 0 | 0 | 0 | 0 | 0 | 2.1923 | 0.043723 | 0.00013688 | 0 | 1.8827 | 0 | 0 | 0 | 0.72251 | 9.6496 | 1.2663 | 3.1569 | 0.15353 | 0.055921 | 0 | 0.63797 | 0.20824 | 3.7009 | 10.1563 | 22.7709 | -0.11618 | 0 | 0.48567 | 0 | 1.7286 | 0.20696
2025_06_22 Hr 01 | 0 | 0 | 0 | 0 | 0 | 0 | 0 | 0 | 0 | 0 | 0 | 0.024893 | 2.7 | 0.078782 | 1.0124 | 1.0124 | 3.3644 | 0 | 0.0052034 | 0.003872 | 0.023281 | 0.085287 | 0 | 0.011212 | 0.015969 | 0.36076 | 0 | 2.8965 | 2.1271 | 0 | 0.27791 | 0.83819 | 0 | 0 | 0 | 0 | -24.7087 | 0.048579 | 0 | 0.005002 | 0 | -0.1292 | 0 | 0 | 0 | 0 | 0 | 0 | 0 | 0 | 2.5989 | 0.043723 | 0.00013688 | 0 | 1.8827 | 0 | 0 | 0 | 1.1403 | 8.6464 | 1.2663 | 3.1569 | 0.15353 | 0.055921 | 0 | 0.63797 | 0.20824 | 3.7009 | 7.3099 | 23.5013 | -0.1292 | 0 | 0.48567 | 0 | 1.7286 | 0.20118
2025_06_22 Hr 02 | 0 | 0 | 0 | 0 | 0 | 0 | 0 | 0 | 0 | 0 | 0 | 0.024893 | 2.61 | 0.090559 | 0.83578 | 0.83553 | 3.9855 | 0 | 0.0052034 | 0.003872 | 0.023281 | 0.085287 | 0 | 0.011212 | 0.015969 | 0.44958 | 0 | 0 | 2.1271 | 0 | 0 | 0.83819 | 0 | 0 | 0 | 0 | -26.0323 | 0.048579 | 0 | 0.06989 | 0 | -0.15404 | 0 | 0 | 0 | 0 | 0 | 0 | 0 | 0 | 3.5644 | 0.043723 | 0.00013688 | 0 | 1.8827 | 0 | 0 | 0 | 0.99236 | 6.1064 | 1.2663 | 3.1569 | 0.15353 | 0.055921 | 0 | 0.63797 | 0.20824 | 3.7009 | 3.8805 | 23.9604 | -0.15404 | 0 | 0.48567 | 0 | 1.7286 | 0.19889
2025_06_22 Hr 03 | 0 | 0 | 0 | 0 | 0 | 0 | 0 | 0 | 0 | 0 | 0 | 0.024893 | 2.52 | 0.062564 | 1.0818 | 1.0818 | 3.8836 | 0 | 0.0052034 | 0.003872 | 0.023281 | 0.085287 | 0 | 0.011212 | 0.015969 | 0.5333 | 0 | 0 | 2.1271 | 0 | 0 | 0.83819 | 0 | 0 | 0 | 0 | -18.9249 | 0.048579 | 0 | 0.050008 | 0 | -0.10962 | 0 | 0 | 0 | 0 | 0 | 0 | 0 | 0 | 3.4264 | 0.043723 | 0.00013688 | 0 | 1.8827 | 0 | 0 | 0 | 1.0489 | 6.5805 | 1.2663 | 3.1569 | 0.15353 | 0.055921 | 0 | 0.63797 | 0.20824 | 3.7009 | 11.3048 | 23.7588 | -0.10962 | 0 | 0.48567 | 0 | 1.7286 | 0.19662
2025_06_22 Hr 04 | 0 | 0 | 0 | 0 | 0 | 0 | 0 | 0 | 0 | 0 | 0 | 0.024893 | 2.46 | 0.060176 | 1.2628 | 1.2628 | 3.6225 | 0 | 0.0052034 | 0.003872 | 0.023281 | 0.085287 | 0 | 0.011212 | 0.015969 | 0.39088 | 0 | 0 | 2.1271 | 0 | 0 | 0.83819 | 0 | 0 | 0 | 0 | -17.8295 | 0.048579 | 0 | 0.049273 | 0 | -0.10798 | 0 | 0 | 0 | 0 | 0 | 0 | 0 | 0 | 3.078 | 0.043723 | 0.00013688 | 0 | 1.8827 | 0 | 0 | 0 | 0.57017 | 6.5389 | 1.2663 | 3.1569 | 0.15353 | 0.055921 | 0 | 0.63797 | 0.20824 | 3.7009 | 11.4689 | 22.8675 | -0.10798 | 0 | 0.48567 | 0 | 1.7286 | 0.19492
2025_06_22 Hr 05 | 0 | 0 | 0 | 0 | 0 | 0 | 0 | 0 | 0 | 0 | 0 | 0.024893 | 2.73 | 0.072712 | 1.2773 | 1.2773 | 3.9856 | 0 | 0.0052034 | 0.003872 | 0.023281 | 0.085287 | 0 | 0.011212 | 0.015969 | 0.42938 | 0 | 0 | 2.1271 | 0 | 0 | 0.83819 | 0 | 0 | 0 | 0 | -20.6491 | 0.048579 | 0 | 0.053649 | 0 | -0.11776 | 0 | 0 | 0 | 0 | 0 | 0 | 0 | 0 | 2.6715 | 0.043723 | 0.00013688 | 0 | 1.8827 | 0 | 0 | 0 | 0.36125 | 6.9696 | 1.2663 | 3.1569 | 0.15353 | 0.055921 | 0 | 0.63797 | 0.20824 | 3.7009 | 8.7385 | 22.5358 | -0.11776 | 0 | 0.48567 | 0 | 1.7286 | 0.19616
2025_06_22 Hr 06 | 0.090742 | 0 | 0 | 0 | 0 | 0 | 0 | 0 | 0 | 0 | 0 | 0.024893 | 2.76 | 0.075977 | 1.2773 | 1.2773 | 4.0141 | 0 | 0.0052034 | 0.003872 | 0.023281 | 0.085287 | 0 | 0.011212 | 0.015969 | 0.555 | 0 | 0 | 2.1271 | 0 | 0 | 0.83819 | 0 | 0 | 0 | 0 | -21.7224 | 0.048579 | 0 | 0.055449 | 0 | -0.12178 | 0 | 0 | 0 | 0 | 0 | 0 | 0 | 0 | 2.5989 | 0.043723 | 0.00013688 | 0 | 1.8827 | 0 | 0 | 0 | 0.47877 | 7.1238 | 1.2663 | 3.1569 | 0.15353 | 0.055921 | -0.090742 | 0.63797 | 0.20824 | 3.7009 | 7.8943 | 22.7055 | -0.21252 | 0 | 0.48567 | 0 | 1.7286 | 0.1969
2025_06_22 Hr 07 | 0.49171 | 9.249e-07 | 0 | 0 | 0 | 0 | 0 | 0 | 0 | 0 | 0 | 0.024893 | 2.79 | 0.040141 | 0.72845 | 0.72845 | 2.8468 | 0 | 0.0052034 | 0.003872 | 0.023281 | 0.085287 | 0 | 0.011212 | 0.015969 | 0.3088 | 0 | 0 | 2.1271 | 0 | 0 | 0.83819 | 0 | 0 | 0 | 0 | -9.7549 | 0.048579 | 0 | 0.02898 | 0 | -0.062643 | 0 | 0 | 0 | 0 | 0 | 0 | 0 | 0 | 2.1197 | 0.043723 | 0.00013688 | 0 | 1.8827 | 0 | 0 | 0 | 0.57017 | 4.6125 | 1.2663 | 3.1569 | 0.15353 | 0.055921 | -0.49171 | 0.63797 | 0.20824 | 3.7009 | 17.0198 | 22.7165 | -0.55435 | 0 | 0.48567 | 0 | 1.7286 | 0.20052
2025_06_22 Hr 08 | 0.72906 | 6.1277e-06 | 0 | 0 | 0 | 0 | 0 | 0 | 0 | 0 | 0 | 0.024893 | 2.79 | 0.039399 | 0.46192 | 0.46194 | 2.7434 | 0 | 0.0052034 | 0.003872 | 0.023281 | 0.085287 | 0 | 0.011212 | 0.015969 | 0.29873 | 0 | 0 | 2.1271 | 0 | 0 | 0.83819 | 0 | 0 | 0 | 0 | -7.9222 | 0.048579 | 0 | 0.028444 | 0 | -0.061446 | 0 | 0 | 0 | 0 | 0 | 0 | 0 | 0 | 1.2341 | 0.043723 | 0.00013688 | 0 | 1.8827 | 0 | 0 | 0 | 0.4483 | 3.966 | 1.2663 | 3.1569 | 0.15353 | 0.055921 | -0.72906 | 0.63797 | 0.20824 | 3.7009 | 17.2034 | 21.9501 | -0.7905 | 0 | 0.48567 | 0 | 1.7286 | 0.20497
2025_06_22 Hr 09 | 0.73996 | 3.1693e-05 | 0 | 0 | 0 | 0 | 0 | 0 | 0 | 0 | 0 | 0.024893 | 2.76 | 0.037537 | 0.45401 | 0.45401 | 2.7434 | 0 | 0.0052034 | 0.003872 | 0.023281 | 0.085287 | 0 | 0.011212 | 0.015969 | 0.29873 | 0 | 0 | 2.1271 | 0 | 0 | 0.83819 | 0 | 0 | 0 | 0 | -7.2656 | 0.048579 | 0 | 0.027395 | 0 | -0.059101 | 0 | 0 | 0 | 0 | 0 | 0 | 0 | 0 | 1.0962 | 0.043723 | 0.00013688 | 0 | 1.8827 | 0 | 0 | 0 | 0.36125 | 3.9502 | 1.2663 | 3.1569 | 0.15353 | 0.055921 | -0.73996 | 0.63797 | 0.20824 | 3.7009 | 17.5938 | 21.7083 | -0.79906 | 0 | 0.48567 | 0 | 1.7286 | 0.20909
2025_06_22 Hr 10 | 0.76291 | 7.9399e-05 | 0 | 0 | 0 | 0 | 0 | 0 | 0 | 0 | 0 | 0.024893 | 2.76 | 0.037771 | 0.47774 | 0.47775 | 2.7434 | 0 | 0.0052034 | 0.003872 | 0.023281 | 0.085287 | 0 | 0.011212 | 0.015969 | 0.29873 | 0 | 0 | 2.1271 | 0 | 0 | 0.83819 | 0 | 0 | 0 | 0 | -7.0581 | 0.048579 | 0 | 0.027566 | 0 | -0.059484 | 0 | 0 | 0 | 0 | 0 | 0 | 0 | 0 | 1.51 | 0.043723 | 0.00013688 | 0 | 1.8827 | 0 | 0 | 0 | 0.57017 | 3.9977 | 1.2663 | 3.1569 | 0.15353 | 0.055921 | -0.76291 | 0.63797 | 0.20824 | 3.7009 | 18.4736 | 22.3564 | -0.8224 | 0 | 0.48567 | 0 | 1.7286 | 0.2113
2025_06_22 Hr 11 | 0.81435 | 0.00017172 | 0 | 0 | 0 | 0 | 0 | 0 | 0 | 0 | 0 | 0.024893 | 2.73 | 0.05323 | 0.67232 | 0.67246 | 2.7434 | 0 | 0.0052034 | 0.003872 | 0.023281 | 0.085287 | 0 | 0.011212 | 0.015969 | 0.29873 | 0 | 0 | 2.1271 | 0 | 0 | 0.83819 | 0 | 0 | 0 | 0 | -10.6244 | 0.048579 | 0 | 0.039275 | 0 | -0.085642 | 0 | 0 | 0 | 0 | 0 | 0 | 0 | 0 | 1.7785 | 0.043723 | 0.00013688 | 0 | 1.8827 | 0 | 0 | 0 | 0.60064 | 4.3869 | 1.2663 | 3.1569 | 0.15353 | 0.055921 | -0.81435 | 0.63797 | 0.20824 | 3.7009 | 15.5576 | 22.6951 | -0.89999 | 0 | 0.48567 | 0 | 1.7286 | 0.21388
2025_06_22 Hr 12 | 0.77686 | 0.00020569 | 0 | 0 | 0 | 0 | 0 | 0 | 0 | 0 | 0 | 0.024893 | 2.79 | 0.053456 | 0.90012 | 0.90033 | 2.7434 | 0 | 0.0052034 | 0.003872 | 0.023281 | 0.085287 | 0 | 0.011212 | 0.015969 | 0.29873 | 0 | 0 | 2.1271 | 0 | 0 | 0.83819 | 0 | 0 | 0 | 0 | -10.462 | 0.048579 | 0 | 0.038593 | 0 | -0.084119 | 0 | 0 | 0 | 0 | 0 | 0 | 0 | 0 | 1.5753 | 0.043723 | 0.00013688 | 0 | 1.8827 | 0 | 0 | 0 | 0.90096 | 4.8426 | 1.2663 | 3.1569 | 0.15353 | 0.055921 | -0.77686 | 0.63797 | 0.20824 | 3.7009 | 16.335 | 22.8154 | -0.86098 | 0 | 0.48567 | 0 | 1.7286 | 0.2144
2025_06_22 Hr 13 | 0.83128 | 0.00024614 | 0 | 0 | 0 | 0 | 0 | 0 | 0 | 0 | 0 | 0.024893 | 2.34 | 0.048234 | 1.1279 | 1.1282 | 2.7434 | 0 | 0.0052034 | 0.003872 | 0.023281 | 0.085287 | 0 | 0.011212 | 0.015969 | 0.29873 | 0 | 7.8957 | 2.1271 | 0 | 0.11082 | 0.83819 | 0 | 0 | 0 | 0 | -12.1638 | 0.048579 | 0 | 0.014817 | 0 | -0.090658 | 0 | 0 | 0 | 0 | 0 | 0 | 0 | 0 | 1.5753 | 0.043723 | 0.00013688 | 0 | 1.8827 | 0 | 0 | 0 | 1.0489 | 6.4421 | 1.2663 | 3.1569 | 0.15353 | 0.055921 | -0.83128 | 0.63797 | 0.20824 | 3.7009 | 16.0323 | 22.676 | -0.92194 | 0 | 0.48567 | 0 | 1.7286 | 0.21689
2025_06_22 Hr 14 | 0.80542 | 0.00030585 | 0 | 0 | 0 | 0 | 0 | 0 | 0 | 0 | 0 | 0.024893 | 2.67 | 0.067123 | 1.2746 | 1.2746 | 3.7331 | 0 | 0.0052034 | 0.003872 | 0.023281 | 0.085287 | 0 | 0.011212 | 0.015969 | 0.42937 | 0 | 3.2597 | 2.1271 | 0 | 0.32182 | 0.83819 | 0 | 0 | 0 | 0 | -18.3797 | 0.048579 | 0 | 0.0043097 | 0 | -0.11103 | 0 | 0 | 0 | 0 | 0 | 0 | 0 | 0 | 1.51 | 0.043723 | 0.00013688 | 0 | 1.8827 | 0 | 0 | 0 | 0.77909 | 9.9714 | 1.2663 | 3.1569 | 0.15353 | 0.055921 | -0.80542 | 0.63797 | 0.20824 | 3.7009 | 13.5511 | 22.8759 | -0.91644 | 0 | 0.48567 | 0 | 1.7286 | 0.21793
2025_06_22 Hr 15 | 0.71315 | 0.00034138 | 0 | 0 | 0 | 0 | 0 | 0 | 0 | 0 | 0 | 0.024893 | 2.85 | 0.076922 | 1.2773 | 1.2773 | 3.6077 | 0 | 0.0052034 | 0.003872 | 0.023281 | 0.085287 | 0 | 0.011212 | 0.015969 | 0.6705 | 0 | 2.965 | 2.1271 | 0 | 0.28682 | 0.83819 | 0 | 0 | 0 | 0 | -18.2605 | 0.048579 | 0 | 0.0046269 | 0 | -0.11936 | 0 | 0 | 0 | 0 | 0 | 0 | 0 | 0 | 1.4374 | 0.043723 | 0.00013688 | 0 | 1.8827 | 0 | 0 | 0 | 1.1708 | 9.7978 | 1.2663 | 3.1569 | 0.15353 | 0.055921 | -0.71315 | 0.63797 | 0.20824 | 3.7009 | 13.9603 | 23.2554 | -0.8325 | 0 | 0.48567 | 0 | 1.7286 | 0.21579
2025_06_22 Hr 16 | 0.78071 | 0.000285 | 0 | 0 | 0 | 0 | 0 | 0 | 0 | 0 | 0 | 0.024893 | 2.61 | 0.067568 | 1.2773 | 1.2773 | 3.8672 | 0 | 0.0052034 | 0.003872 | 0.023281 | 0.085287 | 0 | 0.011212 | 0.015969 | 0.72426 | 0 | 3.0976 | 2.1271 | 0 | 0.30257 | 0.83819 | 0 | 0 | 0 | 0 | -17.3196 | 0.048579 | 0 | 0.0044379 | 0 | -0.1144 | 0 | 0 | 0 | 0 | 0 | 0 | 0 | 0 | 1.372 | 0.043723 | 0.00013688 | 0 | 1.8827 | 0 | 0 | 0 | 1.1099 | 10.2437 | 1.2663 | 3.1569 | 0.15353 | 0.055921 | -0.78071 | 0.63797 | 0.20824 | 3.7009 | 14.9941 | 22.9651 | -0.89511 | 0 | 0.48567 | 0 | 1.7286 | 0.21785
2025_06_22 Hr 17 | 0.76727 | 3.7503e-05 | 0 | 0 | 0 | 0 | 0 | 0 | 0 | 0 | 0 | 0.024893 | 2.31 | 0.072844 | 1.2773 | 1.2773 | 4.2488 | 0 | 0.0052034 | 0.003872 | 0.023281 | 0.085287 | 0 | 0.011212 | 0.015969 | 0.79954 | 0 | 3.2597 | 2.1271 | 0 | 0.32182 | 0.83819 | 0 | 0 | 0 | 0 | -21.5714 | 0.048579 | 0 | 0.0054059 | 0 | -0.1398 | 0 | 0 | 0 | 0 | 0 | 0 | 0 | 0 | 1.5753 | 0.043723 | 0.00013688 | 0 | 1.8827 | 0 | 0 | 0 | 1.3493 | 10.8627 | 1.2663 | 3.1569 | 0.15353 | 0.055921 | -0.76727 | 0.63797 | 0.20824 | 3.7009 | 11.5043 | 23.12 | -0.90708 | 0 | 0.48567 | 0 | 1.7286 | 0.21925
2025_06_22 Hr 18 | 0.74032 | 2.7795e-05 | 0 | 0 | 0 | 0 | 0 | 0 | 0 | 0 | 0 | 0.024893 | 2.19 | 0.080585 | 1.2773 | 1.2773 | 4.2488 | 0 | 0.0052034 | 0.003872 | 0.023281 | 0.085287 | 0 | 0.011212 | 0.015969 | 0.79954 | 0 | 3.2597 | 2.1271 | 0 | 0.32182 | 0.83819 | 0 | 0 | 0 | 0 | -24.9559 | 0.048579 | 0 | 0.0060095 | 0 | -0.16349 | 0 | 0 | 0 | 0 | 0 | 0 | 0 | 0 | 1.5753 | 0.043723 | 0.00013688 | 0 | 1.8827 | 0 | 1.2786 | 0 | 1.1708 | 10.9652 | 1.2663 | 3.1569 | 0.15353 | 0.055921 | -0.74032 | 0.63797 | 0.20824 | 3.7009 | 7.9092 | 22.8037 | -0.9038 | 0 | 0.48567 | 0 | 1.7286 | 0.22058
2025_06_22 Hr 19 | 0.59015 | 3.5704e-05 | 0 | 0 | 0 | 0 | 0 | 0 | 0 | 0 | 0 | 0.024893 | 1.68 | 0.065478 | 1.2773 | 1.2773 | 4.2488 | 0 | 0.0052034 | 0.003872 | 0.023281 | 0.085287 | 0 | 0.011212 | 0.015969 | 0.79954 | 0 | 3.2597 | 2.1271 | 0 | 0.32182 | 0.83819 | 0 | 0 | 0 | 0 | -27.3362 | 0.048579 | 0 | 0.0045935 | 0 | -0.17329 | 0 | 0 | 0 | 0 | 0 | 0 | 0 | 0 | 1.51 | 0.043723 | 0.00013688 | 0 | 1.8827 | 0 | 2.6052 | 0 | 1.5016 | 12.2918 | 1.2663 | 3.1569 | 0.15353 | 0.055921 | -0.59015 | 0.63797 | 0.20824 | 3.7009 | 6.5859 | 22.3937 | -0.76344 | 0 | 0.48567 | 0 | 1.7286 | 0.22043
2025_06_22 Hr 20 | 0.13593 | 5.594e-05 | 0 | 0.12516 | 0.12516 | 0.12464 | 0.12518 | 0.12519 | 0.12524 | 0 | 0 | 0.024893 | 1.68 | 0.06426 | 1.2773 | 1.2773 | 4.2488 | 0 | 0.0052034 | 0.003872 | 0.023281 | 0.085287 | 0 | 0.011212 | 0.015969 | 0.79954 | 0 | 3.2597 | 2.1271 | 0 | 0.32182 | 0.83819 | 0 | 0 | 0 | 0 | -28.1484 | 0.048579 | 0 | 0.0020491 | 0 | -0.17002 | 0 | 0 | 0 | 0 | 0 | 0 | 0 | 0 | 1.4374 | 0.043723 | 0.00013688 | 0 | 1.8827 | 0 | 1.4022 | 0 | 1.5016 | 13.0154 | 1.2663 | 3.1569 | 0.15353 | 0.055921 | -0.13593 | 0.63797 | 0.20824 | 3.7009 | 6.4254 | 21.8643 | -0.30596 | 0 | 0.48567 | 0 | 1.7286 | 0.21903
2025_06_22 Hr 21 | 0.044971 | 2.8746e-05 | 0 | 0.12516 | 0.12516 | 0.12464 | 0.12518 | 0.12519 | 0.12524 | 0 | 0 | 0.024893 | 2.13 | 0.066839 | 1.2757 | 1.2757 | 4.167 | 0 | 0.0052034 | 0.003872 | 0.023281 | 0.085287 | 0 | 0.011212 | 0.015969 | 0.78952 | 0 | 3.2273 | 2.1271 | 0 | 0.31797 | 0.83819 | 0 | 0 | 0 | 0 | -25.0454 | 0.048579 | 0 | 0.0016811 | 0 | -0.13911 | 0 | 0 | 0 | 0 | 0 | 0 | 0 | 0 | 1.4374 | 0.043723 | 0.00013688 | 0 | 1.8827 | 0 | 1.2867 | 0 | 1.8629 | 12.7725 | 1.2663 | 3.1569 | 0.15353 | 0.055921 | -0.044971 | 0.63797 | 0.20824 | 3.7009 | 10.1255 | 22.5825 | -0.18408 | 0 | 0.48567 | 0 | 1.7286 | 0.21821
2025_06_22 Hr 22 | 0 | 1.2938e-06 | 0 | 0.12516 | 0.12516 | 0.12464 | 0.12518 | 0.12519 | 0.12524 | 0 | 0 | 0.024893 | 2.64 | 0.070843 | 1.2773 | 1.2773 | 4.2079 | 0 | 0.0052034 | 0.003872 | 0.023281 | 0.085287 | 0 | 0.011212 | 0.015969 | 0.60095 | 0 | 3.2597 | 2.1271 | 0 | 0.32182 | 0.83819 | 0 | 0 | 0 | 0 | -23.4996 | 0.048579 | 0 | 0.0014376 | 0 | -0.11865 | 0 | 0 | 0 | 0 | 0 | 0 | 0 | 0 | 1.7785 | 0.043723 | 0.00013688 | 0 | 1.8827 | 0 | 1.2304 | 0 | 2.4635 | 12.6042 | 1.2663 | 3.1569 | 0.15353 | 0.055921 | 0 | 0.63797 | 0.20824 | 3.7009 | 12.9823 | 23.9963 | -0.11865 | 0 | 0.48567 | 0 | 1.7286 | 0.2174
2025_06_22 Hr 23 | 0 | 0 | 0 | 0.12516 | 0.12516 | 0.12464 | 0.12518 | 0.12519 | 0.12524 | 0 | 0 | 0.024893 | 2.73 | 0.073937 | 1.2773 | 1.2773 | 3.6227 | 0 | 0.0052034 | 0.003872 | 0.023281 | 0.085287 | 0 | 0.011212 | 0.015969 | 0.36412 | 0 | 2.9872 | 2.1271 | 0 | 0.2889 | 0.83819 | 0 | 0 | 0 | 0 | -24.0229 | 0.048579 | 0 | 0.0014509 | 0 | -0.11977 | 0 | 0 | 0 | 0 | 0 | 0 | 0 | 0 | 1.5753 | 0.043723 | 0.00013688 | 0 | 1.8827 | 0 | 1.3633 | 0 | 2.7333 | 11.6426 | 1.2663 | 3.1569 | 0.15353 | 0.055921 | 0 | 0.63797 | 0.20824 | 3.7009 | 11.6171 | 24.1173 | -0.11977 | 0 | 0.48567 | 0 | 1.7286 | 0.21155
2025_06_22 Hr 24 | 0 | 0 | 0 | 0.12516 | 0.12516 | 0.12464 | 0.12518 | 0.12519 | 0.12524 | 0 | 0 | 0.024893 | 2.76 | 0.076778 | 1.2773 | 1.2773 | 3.3644 | 0 | 0.0052034 | 0.003872 | 0.023281 | 0.085287 | 0 | 0.011212 | 0.015969 | 0.36072 | 0.44584 | 3.011 | 2.1271 | 0 | 0.29179 | 0.83819 | 0 | 0 | 0 | 0 | -24.7094 | 0.048579 | 0 | 0.0014903 | 0 | -0.12308 | 0 | 0 | 0 | 0 | 0 | 0 | 0 | 0 | 1.9891 | 0.043723 | 0.00013688 | 0 | 1.8827 | 0 | 1.3633 | 0 | 2.433 | 11.7009 | 1.2663 | 3.1569 | 0.15353 | 0.055921 | 0 | 0.63797 | 0.20824 | 3.7009 | 11.1278 | 24.2594 | -0.12308 | 0 | 0.48567 | 0 | 1.7286 | 0.20449
2025_06_23 Hr 01 | 0 | 0 | 0 | 0.12516 | 0.12516 | 0.12464 | 0.12518 | 0.12519 | 0.12524 | 0 | 0 | 0.024893 | 2.79 | 0.0721 | 1.2773 | 1.2773 | 3.8692 | 0 | 0.0052034 | 0.003872 | 0.023281 | 0.085287 | 0 | 0.011212 | 0.015969 | 0.42941 | 0.2962 | 3.1473 | 2.1271 | 0 | 0.3083 | 0.83819 | 0 | 0 | 0 | 0 | -24.623 | 0.048579 | 0 | 0.0013844 | 0 | -0.11419 | 0 | 0 | 0 | 0 | 0 | 0 | 0 | 0 | 2.5989 | 0.043723 | 0.00013688 | 0 | 1.8827 | 0 | 1.3058 | 0 | 2.2198 | 12.3531 | 1.2663 | 3.1569 | 0.15353 | 0.055921 | 0 | 0.63797 | 0.20824 | 3.7009 | 12.3088 | 24.6929 | -0.11419 | 0 | 0.48567 | 0 | 1.7286 | 0.19965
2025_06_23 Hr 02 | 0 | 0 | 0 | 0.12516 | 0.12516 | 0.12464 | 0.12518 | 0.12519 | 0.12524 | 0 | 0 | 0.024893 | 2.76 | 0.071259 | 1.2773 | 1.2773 | 4.4055 | 0 | 0.0052034 | 0.003872 | 0.023281 | 0.085287 | 0 | 0.011212 | 0.015969 | 0.63038 | 0.2962 | 3.3279 | 2.1271 | 0 | 0.33018 | 0.83819 | 0 | 0 | 0 | 0 | -25.2662 | 0.048579 | 0 | 0.0013831 | 0 | -0.11408 | 0 | 0 | 0 | 0 | 0 | 0 | 0 | 0 | 2.4682 | 0.043723 | 0.00013688 | 0 | 1.8827 | 0 | 1.3058 | 0 | 1.9804 | 13.271 | 1.2663 | 3.1569 | 0.15353 | 0.055921 | 0 | 0.63797 | 0.20824 | 3.7009 | 12.2016 | 24.311 | -0.11408 | 0 | 0.48567 | 0 | 1.7286 | 0.19672
2025_06_23 Hr 03 | 0 | 0 | 0 | 0.12516 | 0.12516 | 0.12464 | 0.12518 | 0.12519 | 0.12524 | 0 | 0 | 0.024893 | 2.73 | 0.071336 | 1.2773 | 1.2773 | 4.4055 | 0 | 0.0052034 | 0.003872 | 0.023281 | 0.085287 | 0 | 0.011212 | 0.015969 | 0.42941 | 0.2962 | 3.3279 | 2.1271 | 0 | 0.33018 | 0.83819 | 0 | 0 | 0 | 0 | -25.6994 | 0.048579 | 0 | 0.0013998 | 0 | -0.11549 | 0 | 0 | 0 | 0 | 0 | 0 | 0 | 0 | 2.3956 | 0.043723 | 0.00013688 | 0 | 1.8827 | 0 | 1.3058 | 0 | 2.0108 | 13.07 | 1.2663 | 3.1569 | 0.15353 | 0.055921 | 0 | 0.63797 | 0.20824 | 3.7009 | 11.4928 | 24.2377 | -0.11549 | 0 | 0.48567 | 0 | 1.7286 | 0.19547
2025_06_23 Hr 04 | 0 | 0 | 0 | 0.12516 | 0.12516 | 0.12464 | 0.12518 | 0.12519 | 0.12524 | 0 | 0 | 0.024893 | 2.64 | 0.071682 | 1.2773 | 1.2773 | 4.4055 | 0 | 0.0052034 | 0.003872 | 0.023281 | 0.085287 | 0 | 0.011212 | 0.015969 | 0.67057 | 0 | 3.3279 | 2.1271 | 0 | 0.33018 | 0.83819 | 0 | 0 | 0 | 0 | -26.6608 | 0.048579 | 0 | 0.0014546 | 0 | -0.12008 | 0 | 0 | 0 | 0 | 0 | 0 | 0 | 0 | 2.1197 | 0.043723 | 0.00013688 | 0 | 1.8827 | 0 | 1.3058 | 0 | 2.1327 | 13.015 | 1.2663 | 3.1569 | 0.15353 | 0.055921 | 0 | 0.63797 | 0.20824 | 3.7009 | 10.2289 | 23.9947 | -0.12008 | 0 | 0.48567 | 0 | 1.7286 | 0.19619
2025_06_23 Hr 05 | 0 | 0 | 0 | 0 | 0 | 0 | 0 | 0 | 0 | 0 | 0 | 0.024893 | 2.34 | 0.065151 | 1.2773 | 1.2773 | 4.4055 | 0 | 0.0052034 | 0.003872 | 0.023281 | 0.085287 | 0 | 0.011212 | 0.015969 | 0.79954 | 0 | 3.3279 | 2.1271 | 0 | 0.33018 | 0.83819 | 0 | 0 | 0 | 0 | -25.8959 | 0.048579 | 0 | 0.0047729 | 0 | -0.12319 | 0 | 0 | 0 | 0 | 0 | 0 | 0 | 0 | 1.8511 | 0.043723 | 0.00013688 | 0 | 1.8827 | 0 | 0 | 0 | 1.8629 | 11.0876 | 1.2663 | 3.1569 | 0.15353 | 0.055921 | 0 | 0.63797 | 0.20824 | 3.7009 | 8.2203 | 23.1518 | -0.12319 | 0 | 0.48567 | 0 | 1.7286 | 0.19827
2025_06_23 Hr 06 | 0.022813 | 0 | 0 | 0 | 0 | 0 | 0 | 0 | 0 | 0 | 0 | 0.024893 | 2.01 | 0.05154 | 1.2773 | 1.2773 | 4.1446 | 0 | 0.0052034 | 0.003872 | 0.023281 | 0.085287 | 0 | 0.011212 | 0.015969 | 0.67434 | 0 | 3.3279 | 2.1271 | 0 | 0.33018 | 0.83819 | 0 | 0 | 0 | 0 | -22.9576 | 0.048579 | 0 | 0.0043957 | 0 | -0.11329 | 0 | 0 | 0 | 0 | 0 | 0 | 0 | 0 | 1.9891 | 0.043723 | 0.00013688 | 0 | 1.8827 | 0 | 0 | 0 | 1.7105 | 10.7014 | 1.2663 | 3.1569 | 0.15353 | 0.055921 | -0.022813 | 0.63797 | 0.20824 | 3.7009 | 10.4302 | 22.8225 | -0.1361 | 0 | 0.48567 | 0 | 1.7286 | 0.20411
2025_06_23 Hr 07 | 0.34081 | 7.1005e-07 | 0 | 0 | 0 | 0 | 0 | 0 | 0 | 0 | 0 | 0.024893 | 1.44 | 0.03181 | 1.2773 | 1.2773 | 2.9086 | 0 | 0.0052034 | 0.003872 | 0.023281 | 0.085287 | 0 | 0.011212 | 0.015969 | 0.31551 | 0 | 2.7854 | 2.1271 | 0 | 0.2655 | 0.83819 | 0 | 0 | 0 | 0 | -16.2691 | 0.048579 | 0 | 0.0037869 | 0 | -0.097307 | 0 | 0 | 0 | 0 | 0 | 0 | 0 | 0 | 1.9165 | 0.043723 | 0.00013688 | 0 | 1.8827 | 0 | 0 | 0 | 1.593 | 8.5642 | 1.2663 | 3.1569 | 0.15353 | 0.055921 | -0.34081 | 0.63797 | 0.20824 | 3.7009 | 14.1616 | 22.3046 | -0.43812 | 0 | 0.48567 | 0 | 1.7286 | 0.21274
2025_06_23 Hr 08 | 0.62655 | 5.3896e-06 | 0 | 0 | 0 | 0 | 0 | 0 | 0 | 0 | 0 | 0.024893 | 0.69 | 0.013611 | 1.2773 | 1.2773 | 0 | 0 | 0.0052034 | 0.003872 | 0.023281 | 0.085287 | 0 | 0.011212 | 0.015969 | 0.29873 | 0 | 0 | 2.1271 | 0 | 0 | 0.83819 | 0 | 0 | 0 | 0 | -8.1971 | 0.048579 | 0 | 0.050092 | 0 | -0.086671 | 0 | 0 | 0 | 0 | 0 | 0 | 0 | 0 | 1.7132 | 0.043723 | 0.00013688 | 0 | 1.8827 | 0 | 0 | 0 | 0.99236 | 2.8534 | 1.2663 | 3.1569 | 0.15353 | 0.055921 | -0.62655 | 0.63797 | 0.20824 | 3.7009 | 14.7022 | 20.7591 | -0.71322 | 0 | 0.48567 | 0 | 1.7286 | 0.21912
2025_06_23 Hr 09 | 0.73996 | 4.2843e-05 | 0 | 0 | 0 | 0 | 0 | 0 | 0 | 0 | 0 | 0.024893 | 0.54 | 0.010824 | 1.2726 | 1.2726 | 0 | 0 | 0.0052034 | 0.003872 | 0.023281 | 0.085287 | 0 | 0.011212 | 0.015969 | 0.3021 | 0 | 0 | 2.1271 | 0 | 0 | 0.83819 | 0 | 0 | 0 | 0 | -7.3785 | 0.048579 | 0 | 0.050897 | 0 | -0.088096 | 0 | 0 | 0 | 0 | 0 | 0 | 0 | 0 | 1.51 | 0.043723 | 0.00013688 | 0 | 1.8827 | 0 | 0 | 0 | 0.84002 | 2.8473 | 1.2663 | 3.1569 | 0.15353 | 0.055921 | -0.73996 | 0.63797 | 0.20824 | 3.7009 | 15.0073 | 20.3666 | -0.82805 | 0 | 0.48567 | 0 | 1.7286 | 0.22157
2025_06_23 Hr 10 | 0.76291 | 0.00010865 | 0 | 0 | 0 | 0 | 0 | 0 | 0 | 0 | 0 | 0.024893 | 0.54 | 0.011776 | 1.2773 | 1.2773 | 0 | 0 | 0.0052034 | 0.003872 | 0.023281 | 0.085287 | 0 | 0.011212 | 0.015969 | 0.29873 | 0 | 0 | 2.1271 | 0 | 0 | 0.83819 | 0 | 0 | 0 | 0 | -7.6781 | 0.048579 | 0 | 0.055375 | 0 | -0.096033 | 0 | 0 | 0 | 0 | 0 | 0 | 0 | 0 | 1.2994 | 0.043723 | 0.00013688 | 0 | 1.8827 | 0 | 0 | 0 | 0.90096 | 2.8534 | 1.2663 | 3.1569 | 0.15353 | 0.055921 | -0.76291 | 0.63797 | 0.20824 | 3.7009 | 14.561 | 20.2446 | -0.85895 | 0 | 0.48567 | 0 | 1.7286 | 0.22518
2025_06_23 Hr 11 | 0.80592 | 0.00014855 | 0 | 0 | 0 | 0 | 0 | 0 | 0 | 0 | 0 | 0.024893 | 0.57 | 0.012455 | 1.2773 | 1.2773 | 0 | 0 | 0.0052034 | 0.003872 | 0.023281 | 0.085287 | 0 | 0.011212 | 0.015969 | 0.29873 | 0 | 0 | 2.1271 | 0 | 0 | 0.83819 | 0 | 0 | 0 | 0 | -7.3048 | 0.048579 | 0 | 0.055488 | 0 | -0.096233 | 0 | 0 | 0 | 0 | 0 | 0 | 0 | 0 | 1.2994 | 0.043723 | 0.00013688 | 0 | 1.8827 | 0 | 0 | 0 | 0.90096 | 2.8534 | 1.2663 | 3.1569 | 0.15353 | 0.055921 | -0.80592 | 0.63797 | 0.20824 | 3.7009 | 14.9661 | 20.3196 | -0.90216 | 0 | 0.48567 | 0 | 1.7286 | 0.22642
2025_06_23 Hr 12 | 0.69789 | 0.00025359 | 0 | 0 | 0 | 0 | 0 | 0 | 0 | 0 | 0 | 0.024893 | 0.54 | 0.01289 | 1.2773 | 1.2773 | 0 | 0 | 0.0052034 | 0.003872 | 0.023281 | 0.085287 | 0 | 0.011212 | 0.015969 | 0.3741 | 0 | 0 | 2.1271 | 0 | 0 | 0.83819 | 0 | 0 | 0 | 0 | -6.3122 | 0.048579 | 0 | 0.060616 | 0 | -0.10532 | 0 | 0 | 0 | 0 | 0 | 0 | 0 | 0 | 1.2994 | 0.043723 | 0.00013688 | 0 | 1.8827 | 0 | 0 | 0 | 0.57017 | 2.9288 | 1.2663 | 3.1569 | 0.15353 | 0.055921 | -0.69789 | 0.63797 | 0.20824 | 3.7009 | 15.6635 | 19.8501 | -0.80321 | 0 | 0.48567 | 0 | 1.7286 | 0.22526
2025_06_23 Hr 13 | 0.68082 | 0.00032524 | 0 | 0 | 0 | 0 | 0 | 0 | 0 | 0 | 0 | 0.024893 | 0.66 | 0.017414 | 1.2773 | 1.2773 | 0 | 0 | 0.0052034 | 0.003872 | 0.023281 | 0.085287 | 0 | 0.011212 | 0.015969 | 0.61026 | 0 | 0 | 2.1271 | 0 | 0 | 0.83819 | 0 | 0 | 0 | 0 | -5.9026 | 0.048579 | 0 | 0.066999 | 0 | -0.11663 | 0 | 0 | 0 | 0 | 0 | 0 | 0 | 0 | 1.2341 | 0.043723 | 0.00013688 | 0 | 1.8827 | 0 | 0 | 0 | 0.66157 | 3.1649 | 1.2663 | 3.1569 | 0.15353 | 0.055921 | -0.68082 | 0.63797 | 0.20824 | 3.7009 | 16.4498 | 19.9848 | -0.79745 | 0 | 0.48567 | 0 | 1.7286 | 0.22636
2025_06_23 Hr 14 | 0.68082 | 0.0003567 | 0 | 0 | 0 | 0 | 0 | 0 | 0 | 0 | 0 | 0.024893 | 0.75 | 0.02176 | 1.2773 | 1.2773 | 0 | 0 | 0.0052034 | 0.003872 | 0.023281 | 0.085287 | 0 | 0.011212 | 0.015969 | 0.78993 | 0 | 0 | 2.1271 | 0 | 0 | 0.83819 | 0 | 0 | 0 | 0 | -6.2686 | 0.048579 | 0 | 0.073671 | 0 | -0.12846 | 0 | 0 | 0 | 0 | 0 | 0 | 0 | 0 | 1.4374 | 0.043723 | 0.00013688 | 0 | 1.8827 | 0 | 0 | 0 | 0.57017 | 3.3446 | 1.2663 | 3.1569 | 0.15353 | 0.055921 | -0.68082 | 0.63797 | 0.20824 | 3.7009 | 16.458 | 20.1913 | -0.80927 | 0 | 0.48567 | 0 | 1.7286 | 0.2266
2025_06_23 Hr 15 | 0.71315 | 0.00033794 | 0 | 0 | 0 | 0 | 0 | 0 | 0 | 0 | 0 | 0.024893 | 0.72 | 0.021628 | 1.2773 | 1.2773 | 0 | 0 | 0.0052034 | 0.003872 | 0.023281 | 0.085287 | 0 | 0.011212 | 0.015969 | 0.79954 | 0 | 0 | 2.1271 | 0 | 0 | 0.83819 | 0 | 0 | 0 | 0 | -5.6908 | 0.048579 | 0 | 0.076278 | 0 | -0.13308 | 0 | 0 | 0 | 0 | 0 | 0 | 0 | 0 | 1.372 | 0.043723 | 0.00013688 | 0 | 1.8827 | 0 | 0 | 0 | 0.69204 | 3.3542 | 1.2663 | 3.1569 | 0.15353 | 0.055921 | -0.71315 | 0.63797 | 0.20824 | 3.7009 | 17.069 | 20.2518 | -0.84623 | 0 | 0.48567 | 0 | 1.7286 | 0.22839
2025_06_23 Hr 16 | 0.79408 | 0.00042142 | 0 | 0 | 0 | 0 | 0 | 0 | 0 | 0 | 0 | 0.024893 | 0.54 | 0.020823 | 1.2773 | 1.2773 | 0 | 0 | 0.0052034 | 0.003872 | 0.023281 | 0.085287 | 0 | 0.011212 | 0.015969 | 0.79954 | 0 | 0 | 2.1271 | 0 | 0 | 0.83819 | 0 | 0 | 0 | 0 | -6.4489 | 0.048579 | 0 | 0.097919 | 0 | -0.17143 | 0 | 0 | 0 | 0 | 0 | 0 | 0 | 0 | 1.5753 | 0.043723 | 0.00013688 | 0 | 1.8827 | 0 | 0 | 0 | 0.72251 | 3.3542 | 1.2663 | 3.1569 | 0.15353 | 0.055921 | -0.79408 | 0.63797 | 0.20824 | 3.7009 | 16.3228 | 20.383 | -0.96551 | 0 | 0.48567 | 0 | 1.7286 | 0.22557
2025_06_23 Hr 17 | 0.76727 | 0.00033368 | 0 | 0 | 0 | 0 | 0 | 0 | 0 | 0 | 0 | 0.024893 | 0.48 | 0.019389 | 1.2773 | 1.2773 | 0 | 0 | 0.0052034 | 0.003872 | 0.023281 | 0.085287 | 0 | 0.011212 | 0.015969 | 0.79954 | 0 | 0 | 2.1271 | 0 | 0 | 0.83819 | 0 | 0 | 0 | 0 | -7.4569 | 0.048579 | 0 | 0.10257 | 0 | -0.17967 | 0 | 0 | 0 | 0 | 0 | 0 | 0 | 0 | 1.9165 | 0.043723 | 0.00013688 | 0 | 1.8827 | 0 | 0 | 0 | 0.77909 | 3.3542 | 1.2663 | 3.1569 | 0.15353 | 0.055921 | -0.76727 | 0.63797 | 0.20824 | 3.7009 | 15.6448 | 20.6945 | -0.94694 | 0 | 0.48567 | 0 | 1.7286 | 0.2277
2025_06_23 Hr 18 | 0.68082 | 0.00026395 | 0 | 0 | 0 | 0 | 0 | 0 | 0 | 0 | 0 | 0.024893 | 0.48 | 0.020801 | 1.2773 | 1.2773 | 0 | 0 | 0.0052034 | 0.003872 | 0.023281 | 0.085287 | 0 | 0.011212 | 0.015969 | 0.79954 | 0 | 0 | 2.1271 | 0 | 0 | 0.83819 | 0 | 0 | 0 | 0 | -8.3894 | 0.048579 | 0 | 0.11004 | 0 | -0.19291 | 0 | 0 | 0 | 0 | 0 | 0 | 0 | 0 | 1.0962 | 0.043723 | 0.00013688 | 0 | 1.8827 | 0 | 0 | 0 | 0.66157 | 3.3542 | 1.2663 | 3.1569 | 0.15353 | 0.055921 | -0.68082 | 0.63797 | 0.20824 | 3.7009 | 13.7641 | 19.673 | -0.87372 | 0 | 0.48567 | 0 | 1.7286 | 0.2291
2025_06_23 Hr 19 | 0.65706 | 0.00018975 | 0 | 0 | 0 | 0 | 0 | 0 | 0 | 0 | 0 | 0.024893 | 0.45 | 0.018841 | 1.2773 | 1.2773 | 0 | 0 | 0.0052034 | 0.003872 | 0.023281 | 0.085287 | 0 | 0.011212 | 0.015969 | 0.79954 | 0 | 0 | 2.1271 | 0 | 0 | 0.83819 | 0 | 0 | 0 | 0 | -8.6215 | 0.048579 | 0 | 0.10632 | 0 | -0.18631 | 0 | 0 | 0 | 0 | 0 | 0 | 0 | 0 | 0.95824 | 0.043723 | 0.00013688 | 0 | 1.8827 | 0 | 0 | 0 | 0.5397 | 3.3542 | 1.2663 | 3.1569 | 0.15353 | 0.055921 | -0.65706 | 0.63797 | 0.20824 | 3.7009 | 13.2463 | 19.357 | -0.84337 | 0 | 0.48567 | 0 | 1.7286 | 0.22868
2025_06_23 Hr 20 | 0.15845 | 5.733e-05 | 0 | 0 | 0 | 0 | 0 | 0 | 0 | 0 | 0 | 0.024893 | 0.66 | 0.026454 | 1.2773 | 1.2773 | 0 | 0 | 0.0052034 | 0.003872 | 0.023281 | 0.085287 | 0 | 0.011212 | 0.015969 | 0.79954 | 0 | 0 | 2.1271 | 0 | 0 | 0.83819 | 0 | 0 | 0 | 0 | -9.6091 | 0.048579 | 0 | 0.10178 | 0 | -0.17827 | 0 | 0 | 0 | 0 | 0 | 0 | 0 | 0 | 0.95824 | 0.043723 | 0.00013688 | 0 | 1.8827 | 0 | 0 | 0 | 0.5397 | 3.3542 | 1.2663 | 3.1569 | 0.15353 | 0.055921 | -0.15845 | 0.63797 | 0.20824 | 3.7009 | 12.4833 | 19.0749 | -0.33672 | 0 | 0.48567 | 0 | 1.7286 | 0.22778
2025_06_23 Hr 21 | 0 | 1.2576e-05 | 0 | 0 | 0 | 0 | 0 | 0 | 0 | 0 | 0 | 0.024893 | 0.63 | 0.01972 | 1.2773 | 1.2773 | 0 | 0 | 0.0052034 | 0.003872 | 0.023281 | 0.085287 | 0 | 0.011212 | 0.015969 | 0.79954 | 0 | 0 | 2.1271 | 0 | 0 | 0.83819 | 0 | 0 | 0 | 0 | -7.9629 | 0.048579 | 0 | 0.079482 | 0 | -0.13875 | 0 | 0 | 0 | 0 | 0 | 0 | 0 | 0 | 1.372 | 0.043723 | 0.00013688 | 0 | 1.8827 | 0 | 0 | 0 | 0.66157 | 3.3542 | 1.2663 | 3.1569 | 0.15353 | 0.055921 | 0 | 0.63797 | 0.20824 | 3.7009 | 14.6619 | 19.4094 | -0.13875 | 0 | 0.48567 | 0 | 1.7286 | 0.2218
2025_06_23 Hr 22 | 0 | 2.1736e-06 | 0 | 0 | 0 | 0 | 0 | 0 | 0 | 0 | 0 | 0.024893 | 0.63 | 0.017041 | 1.2773 | 1.2773 | 0 | 0 | 0.0052034 | 0.003872 | 0.023281 | 0.085287 | 0 | 0.011212 | 0.015969 | 0.71607 | 0 | 0 | 2.1271 | 0 | 0 | 0.83819 | 0 | 0 | 0 | 0 | -8.6407 | 0.048579 | 0 | 0.068685 | 0 | -0.11962 | 0 | 0 | 0 | 0 | 0 | 0 | 0 | 0 | 1.7785 | 0.043723 | 0.00013688 | 0 | 1.8827 | 0 | 0 | 0 | 1.4102 | 3.2707 | 1.2663 | 3.1569 | 0.15353 | 0.055921 | 0 | 0.63797 | 0.20824 | 3.7009 | 15.0699 | 20.5595 | -0.11962 | 0 | 0.48567 | 0 | 1.7286 | 0.21943
2025_06_23 Hr 23 | 0 | 0 | 0 | 0 | 0 | 0 | 0 | 0 | 0 | 0 | 0 | 0.024893 | 0.66 | 0.01547 | 1.2773 | 1.2773 | 0 | 0 | 0.0052034 | 0.003872 | 0.023281 | 0.085287 | 0 | 0.011212 | 0.015969 | 0.32389 | 0 | 0 | 2.1271 | 0 | 0 | 0.83819 | 0 | 0 | 0 | 0 | -8.6113 | 0.048579 | 0 | 0.059521 | 0 | -0.10338 | 0 | 0 | 0 | 0 | 0 | 0 | 0 | 0 | 1.9891 | 0.043723 | 0.00013688 | 0 | 1.8827 | 0 | 0 | 0 | 1.4102 | 2.8786 | 1.2663 | 3.1569 | 0.15353 | 0.055921 | 0 | 0.63797 | 0.20824 | 3.7009 | 14.9561 | 20.7922 | -0.10338 | 0 | 0.48567 | 0 | 1.7286 | 0.21326
2025_06_23 Hr 24 | 0 | 0 | 0 | 0 | 0 | 0 | 0 | 0 | 0 | 0 | 0 | 0.024893 | 0.69 | 0.018757 | 1.2773 | 1.2773 | 11.6052 | 0 | 0.0052034 | 0.003872 | 0.023281 | 0.085287 | 0 | 0.011212 | 0.015969 | 0.40932 | 0 | 10.0064 | 2.1271 | 0 | 0.30004 | 0.83819 | 0 | 0 | 0 | 0 | -16.8981 | 0.048579 | 0 | 0.0078313 | 0 | -0.12023 | 0 | 0 | 0 | 0 | 0 | 0 | 0 | 0 | 1.372 | 0.043723 | 0.00013688 | 0 | 1.8827 | 0 | 0 | 0 | 1.4407 | 8.6834 | 1.2663 | 3.1569 | 0.15353 | 0.055921 | 0 | 0.63797 | 0.20824 | 3.7009 | 12.1956 | 20.5306 | -0.12023 | 0 | 0.48567 | 0 | 1.7286 | 0.20485
2025_06_24 Hr 01 | 0 | 0 | 0 | 0 | 0 | 0 | 0 | 0 | 0 | 0 | 0 | 0.024893 | 0.42 | 0.011376 | 1.2773 | 1.2773 | 12.7037 | 0 | 0.0052034 | 0.003872 | 0.023281 | 0.085287 | 0 | 0.011212 | 0.015969 | 0.42941 | 0 | 3.3279 | 2.1271 | 0 | 0.33018 | 0.83819 | 0 | 0 | 0 | 0 | -18.7876 | 0.048579 | 0 | 0.0046433 | 0 | -0.11979 | 0 | 0 | 0 | 0 | 0 | 0 | 0 | 0 | 1.2341 | 0.043723 | 0.00013688 | 0 | 1.8827 | 0 | 0 | 0 | 1.0489 | 10.0507 | 1.2663 | 3.1569 | 0.15353 | 0.055921 | 0 | 0.63797 | 0.20824 | 3.7009 | 10.8913 | 19.748 | -0.11979 | 0 | 0.48567 | 0 | 1.7286 | 0.19916
2025_06_24 Hr 02 | 0 | 0 | 0 | 0 | 0 | 0 | 0 | 0 | 0 | 0 | 0 | 0.024893 | 0.27 | 0.0072553 | 1.2773 | 1.2773 | 4.4055 | 0 | 0.0052034 | 0.003872 | 0.023281 | 0.085287 | 0 | 0.011212 | 0.015969 | 0.67057 | 0 | 3.3279 | 2.1271 | 0 | 0.33018 | 0.83819 | 0 | 0 | 0 | 0 | -20.6838 | 0.048579 | 0 | 0.0046065 | 0 | -0.11882 | 0 | 0 | 0 | 0 | 0 | 0 | 0 | 0 | 1.7132 | 0.043723 | 0.00013688 | 0 | 1.8827 | 0 | 0 | 0 | 1.2317 | 10.9586 | 1.2663 | 3.1569 | 0.15353 | 0.055921 | 0 | 0.63797 | 0.20824 | 3.7009 | 10.4107 | 20.2547 | -0.11882 | 0 | 0.48567 | 0 | 1.7286 | 0.19804
2025_06_24 Hr 03 | 0 | 0 | 0 | 0 | 0 | 0 | 0 | 0 | 0 | 0 | 0 | 0.024893 | 0.3 | 0.0079191 | 1.2773 | 1.2773 | 4.4055 | 0 | 0.0052034 | 0.003872 | 0.023281 | 0.085287 | 0 | 0.011212 | 0.015969 | 0.79954 | 0 | 3.3279 | 2.1271 | 0 | 0.33018 | 0.83819 | 0 | 0 | 0 | 0 | -22.1617 | 0.048579 | 0 | 0.0045252 | 0 | -0.11669 | 0 | 0 | 0 | 0 | 0 | 0 | 0 | 0 | 2.1197 | 0.043723 | 0.00013688 | 0 | 1.8827 | 0 | 0 | 0 | 2.1022 | 11.0876 | 1.2663 | 3.1569 | 0.15353 | 0.055921 | 0 | 0.63797 | 0.20824 | 3.7009 | 10.3704 | 21.5612 | -0.11669 | 0 | 0.48567 | 0 | 1.7286 | 0.19686
2025_06_24 Hr 04 | 0 | 0 | 0 | 0 | 0 | 0 | 0 | 0 | 0 | 0 | 0 | 0.024893 | 0.66 | 0.017489 | 1.2773 | 1.2773 | 4.4055 | 0 | 0.0052034 | 0.003872 | 0.023281 | 0.085287 | 0 | 0.011212 | 0.015969 | 0.79954 | 0 | 3.3279 | 2.1271 | 0 | 0.33018 | 0.83819 | 0 | 0 | 0 | 0 | -22.4873 | 0.048579 | 0 | 0.0045427 | 0 | -0.11714 | 0 | 0 | 0 | 0 | 0 | 0 | 0 | 0 | 1.8511 | 0.043723 | 0.00013688 | 0 | 1.8827 | 0 | 0 | 0 | 2.2502 | 11.0876 | 1.2663 | 3.1569 | 0.15353 | 0.055921 | 0 | 0.63797 | 0.20824 | 3.7009 | 10.2922 | 21.8092 | -0.11714 | 0 | 0.48567 | 0 | 1.7286 | 0.19591
2025_06_24 Hr 05 | 0 | 0 | 0 | 0 | 0 | 0 | 0 | 0 | 0 | 0 | 0 | 0.024893 | 1.41 | 0.040754 | 1.2773 | 1.2773 | 4.4055 | 0 | 0.0052034 | 0.003872 | 0.023281 | 0.085287 | 0 | 0.011212 | 0.015969 | 0.79954 | 0 | 3.3279 | 2.1271 | 0 | 0.33018 | 0.83819 | 0 | 0 | 0 | 0 | -25.3227 | 0.048579 | 0 | 0.0049549 | 0 | -0.12797 | 0 | 0 | 0 | 0 | 0 | 0 | 0 | 0 | 1.9165 | 0.043723 | 0.00013688 | 0 | 1.8827 | 0 | 0 | 0 | 1.9804 | 11.0876 | 1.2663 | 3.1569 | 0.15353 | 0.055921 | 0 | 0.63797 | 0.20824 | 3.7009 | 8.0169 | 22.3801 | -0.12797 | 0 | 0.48567 | 0 | 1.7286 | 0.19804
2025_06_24 Hr 06 | 0.068002 | 0 | 0 | 0 | 0 | 0 | 0 | 0 | 0 | 0 | 0 | 0.024893 | 1.77 | 0.050875 | 1.2773 | 1.2773 | 4.4055 | 0 | 0.0052034 | 0.003872 | 0.023281 | 0.085287 | 0 | 0.011212 | 0.015969 | 0.79954 | 0 | 3.3279 | 2.1271 | 0 | 0.33018 | 0.83819 | 0 | 0 | 0 | 0 | -26.6826 | 0.048579 | 0 | 0.0033875 | 0 | -0.12724 | 0 | 0 | 0 | 0 | 0 | 0 | 0 | 0 | 1.7785 | 0.043723 | 0.00013688 | 0 | 1.8827 | 0 | 2.5208 | 0 | 1.8324 | 12.3934 | 1.2663 | 3.1569 | 0.15353 | 0.055921 | -0.068002 | 0.63797 | 0.20824 | 3.7009 | 8.054 | 22.5386 | -0.19524 | 0 | 0.48567 | 0 | 1.7286 | 0.20431
2025_06_24 Hr 07 | 0.49171 | 2.3489e-06 | 0 | 0 | 0 | 0 | 0 | 0 | 0 | 0 | 0 | 0.024893 | 1.56 | 0.0456 | 1.2773 | 1.2773 | 4.2488 | 0 | 0.0052034 | 0.003872 | 0.023281 | 0.085287 | 0 | 0.011212 | 0.015969 | 0.79954 | 0 | 3.2597 | 2.1271 | 0 | 0.32182 | 0.83819 | 0 | 0 | 0 | 0 | -25.4814 | 0.048579 | 0 | 0.003445 | 0 | -0.12944 | 0 | 0 | 0 | 0 | 0 | 0 | 0 | 0 | 1.51 | 0.043723 | 0.00013688 | 0 | 1.8827 | 0 | 1.2304 | 0 | 1.4407 | 12.0931 | 1.2663 | 3.1569 | 0.15353 | 0.055921 | -0.49171 | 0.63797 | 0.20824 | 3.7009 | 8.0768 | 22.0862 | -0.62114 | 0 | 0.48567 | 0 | 1.7286 | 0.21219
2025_06_24 Hr 08 | 0.71613 | 1.4901e-05 | 0 | 0 | 0 | 0 | 0 | 0 | 0 | 0 | 0 | 0.024893 | 1.29 | 0.038583 | 1.2773 | 1.2773 | 4.2488 | 0 | 0.0052034 | 0.003872 | 0.023281 | 0.085287 | 0 | 0.011212 | 0.015969 | 0.79954 | 0 | 3.2597 | 2.1271 | 0 | 0.32182 | 0.83819 | 0 | 0 | 0 | 0 | -24.5357 | 0.048579 | 0 | 0.003525 | 0 | -0.13249 | 0 | 0 | 0 | 0 | 0 | 0 | 0 | 0 | 1.4374 | 0.043723 | 0.00013688 | 0 | 1.8827 | 0 | 1.2304 | 0 | 0.63111 | 12.0931 | 1.2663 | 3.1569 | 0.15353 | 0.055921 | -0.71613 | 0.63797 | 0.20824 | 3.7009 | 7.8666 | 21.1578 | -0.84862 | 0 | 0.48567 | 0 | 1.7286 | 0.21854
2025_06_24 Hr 09 | 0.76655 | 6.9459e-05 | 0 | 0 | 0 | 0 | 0 | 0 | 0 | 0 | 0 | 0.024893 | 1.35 | 0.039158 | 1.2773 | 1.2773 | 4.2079 | 0 | 0.0052034 | 0.003872 | 0.023281 | 0.085287 | 0 | 0.011212 | 0.015969 | 0.78951 | 0 | 3.2597 | 2.1271 | 0 | 0.32182 | 0.83819 | 0 | 0 | 0 | 0 | -23.464 | 0.048579 | 0 | 0.0034185 | 0 | -0.12843 | 0 | 0 | 0 | 0 | 0 | 0 | 0 | 0 | 1.0236 | 0.043723 | 0.00013688 | 0 | 1.8827 | 0 | 1.2304 | 0 | 0.96189 | 12.0422 | 1.2663 | 3.1569 | 0.15353 | 0.055921 | -0.76655 | 0.63797 | 0.20824 | 3.7009 | 8.871 | 21.1878 | -0.89497 | 0 | 0.48567 | 0 | 1.7286 | 0.22053
2025_06_24 Hr 10 | 0.77418 | 0.00016719 | 0 | 0 | 0 | 0 | 0 | 0 | 0 | 0 | 0 | 0.024893 | 1.23 | 0.036043 | 1.2773 | 1.2773 | 4.2488 | 0 | 0.0052034 | 0.003872 | 0.023281 | 0.085287 | 0 | 0.011212 | 0.015969 | 0.79954 | 0 | 3.2597 | 2.1271 | 0 | 0.32182 | 0.83819 | 0 | 0 | 0 | 0 | -22.3136 | 0.048579 | 0 | 0.0034536 | 0 | -0.12977 | 0 | 0 | 0 | 0 | 0 | 0 | 0 | 0 | 0.8929 | 0.043723 | 0.00013688 | 0 | 1.8827 | 0 | 1.2304 | 0 | 0.77909 | 12.0931 | 1.2663 | 3.1569 | 0.15353 | 0.055921 | -0.77418 | 0.63797 | 0.20824 | 3.7009 | 9.6367 | 20.7612 | -0.90394 | 0 | 0.48567 | 0 | 1.7286 | 0.22275
2025_06_24 Hr 11 | 0.78042 | 0.00029444 | 0 | 0 | 0 | 0 | 0 | 0 | 0 | 0 | 0 | 0.024893 | 1.11 | 0.038154 | 1.2773 | 1.2773 | 4.2488 | 0 | 0.0052034 | 0.003872 | 0.023281 | 0.085287 | 0 | 0.011212 | 0.015969 | 0.79954 | 0 | 3.2597 | 2.1271 | 0 | 0.32182 | 0.83819 | 0 | 0 | 0 | 0 | -24.8469 | 0.048579 | 0 | 0.0040511 | 0 | -0.15258 | 0 | 0 | 0 | 0 | 0 | 0 | 0 | 0 | 1.2994 | 0.043723 | 0.00013688 | 0 | 1.8827 | 0 | 1.2304 | 0 | 0.72251 | 12.0931 | 1.2663 | 3.1569 | 0.15353 | 0.055921 | -0.78042 | 0.63797 | 0.20824 | 3.7009 | 7.3151 | 21.0019 | -0.933 | 0 | 0.48567 | 0 | 1.7286 | 0.22505
2025_06_24 Hr 12 | 0.71605 | 0.00035709 | 0 | 0 | 0 | 0 | 0 | 0 | 0 | 0 | 0 | 0.024893 | 1.41 | 0.04805 | 1.2773 | 1.2773 | 4.2488 | 0 | 0.0052034 | 0.003872 | 0.023281 | 0.085287 | 0 | 0.011212 | 0.015969 | 0.79954 | 0 | 3.2597 | 2.1271 | 0 | 0.32182 | 0.83819 | 0 | 0 | 0 | 0 | -22.4215 | 0.048579 | 0 | 0.0040164 | 0 | -0.15125 | 0 | 0 | 0 | 0 | 0 | 0 | 0 | 0 | 1.7132 | 0.043723 | 0.00013688 | 0 | 1.8827 | 0 | 1.2304 | 0 | 0.47877 | 12.0931 | 1.2663 | 3.1569 | 0.15353 | 0.055921 | -0.71605 | 0.63797 | 0.20824 | 3.7009 | 10.2226 | 21.4182 | -0.86731 | 0 | 0.48567 | 0 | 1.7286 | 0.2257
2025_06_24 Hr 13 | 0.74722 | 0.00038539 | 0 | 0 | 0 | 0 | 0 | 0 | 0 | 0 | 0 | 0.024893 | 1.47 | 0.055165 | 1.2773 | 1.2773 | 4.2488 | 0 | 0.0052034 | 0.003872 | 0.023281 | 0.085287 | 0 | 0.011212 | 0.015969 | 0.79954 | 0 | 3.2597 | 2.1271 | 0 | 0.32182 | 0.83819 | 0 | 0 | 0 | 0 | -24.2628 | 0.048579 | 0 | 0.0044228 | 0 | -0.16677 | 0 | 0 | 0 | 0 | 0 | 0 | 0 | 0 | 2.1197 | 0.043723 | 0.00013688 | 0 | 1.8827 | 0 | 1.4052 | 0 | 0.42219 | 12.2679 | 1.2663 | 3.1569 | 0.15353 | 0.055921 | -0.74722 | 0.63797 | 0.20824 | 3.7009 | 8.9609 | 21.8698 | -0.91399 | 0 | 0.48567 | 0 | 1.7286 | 0.22903
2025_06_24 Hr 14 | 0.76756 | 0.00046011 | 0 | 0 | 0 | 0 | 0 | 0 | 0 | 0 | 0 | 0.024893 | 1.71 | 0.076732 | 1.2773 | 1.2773 | 4.2488 | 0 | 0.0052034 | 0.003872 | 0.023281 | 0.085287 | 0 | 0.011212 | 0.015969 | 0.79954 | 0 | 3.2597 | 2.1271 | 0 | 0.32182 | 0.83819 | 0 | 0 | 0 | 0 | -27.6181 | 0.048579 | 0 | 0.0052886 | 0 | -0.19983 | 0 | 0 | 0 | 0 | 0 | 0 | 0 | 0 | 1.8511 | 0.043723 | 0.00013688 | 0 | 1.8827 | 0 | 1.6332 | 0 | 0.57017 | 12.4959 | 1.2663 | 3.1569 | 0.15353 | 0.055921 | -0.76756 | 0.63797 | 0.20824 | 3.7009 | 5.9415 | 22.0311 | -0.96739 | 0 | 0.48567 | 0 | 1.7286 | 0.22894
2025_06_24 Hr 15 | 0.74635 | 0.00049519 | 0 | 0.010444 | 0.01043 | 0.010387 | 0.010431 | 0.010433 | 0.010437 | 0 | 0 | 0.024893 | 2.07 | 0.093383 | 1.2773 | 1.2773 | 4.2488 | 0 | 0.0052034 | 0.003872 | 0.023281 | 0.085287 | 0 | 0.011212 | 0.015969 | 0.79954 | 0 | 3.2597 | 2.1271 | 0 | 0.32182 | 0.83819 | 0 | 0 | 0 | 0 | -26.8031 | 0.048579 | 0 | 0.0049951 | 0 | -0.20091 | 0 | 0 | 0 | 0 | 0 | 0 | 0 | 0 | 1.51 | 0.043723 | 0.00013688 | 0 | 1.8827 | 0 | 1.6925 | 0 | 0.63111 | 12.6177 | 1.2663 | 3.1569 | 0.15353 | 0.055921 | -0.74635 | 0.63797 | 0.20824 | 3.7009 | 6.974 | 22.1067 | -0.94726 | 0 | 0.48567 | 0 | 1.7286 | 0.22931
2025_06_24 Hr 16 | 0.79408 | 0.00047637 | 0 | 0.12516 | 0.12516 | 0.12464 | 0.12518 | 0.12519 | 0.12524 | 0 | 0 | 0.024893 | 2.37 | 0.11767 | 1.2773 | 1.2773 | 4.2488 | 0 | 0.0052034 | 0.003872 | 0.023281 | 0.085287 | 0 | 0.011212 | 0.015969 | 0.79954 | 0 | 3.2597 | 2.1271 | 0 | 0.32182 | 0.83819 | 0 | 0 | 0 | 0 | -30.9031 | 0.048579 | 0 | 0.0026598 | 0 | -0.22132 | 0 | 0 | 0 | 0 | 0 | 0 | 0 | 0 | 1.7132 | 0.043723 | 0.00013688 | 0 | 1.8827 | 0 | 1.6509 | 0 | 0.63111 | 13.2642 | 1.2663 | 3.1569 | 0.15353 | 0.055921 | -0.79408 | 0.63797 | 0.20824 | 3.7009 | 4.0275 | 22.6819 | -1.0154 | 0 | 0.48567 | 0 | 1.7286 | 0.22924
2025_06_24 Hr 17 | 0.77955 | 0.00032716 | 0 | 0.12516 | 0.12516 | 0.12464 | 0.12518 | 0.12519 | 0.12524 | 0 | 0 | 0.024893 | 2.22 | 0.10658 | 1.2773 | 1.2773 | 4.2488 | 0 | 0.0052034 | 0.003872 | 0.023281 | 0.085287 | 0 | 0.011212 | 0.015969 | 0.79954 | 0 | 3.2597 | 2.1271 | 0 | 0.32182 | 0.83819 | 0 | 0 | 0 | 0 | -30.7859 | 0.048579 | 0 | 0.002572 | 0 | -0.21395 | 0 | 0 | 0 | 0 | 0 | 0 | 0 | 0 | 1.8511 | 0.043723 | 0.00013688 | 0 | 1.8827 | 0 | 1.6925 | 0 | 0.77909 | 13.3057 | 1.2663 | 3.1569 | 0.15353 | 0.055921 | -0.77955 | 0.63797 | 0.20824 | 3.7009 | 4.3197 | 22.7934 | -0.9935 | 0 | 0.48567 | 0 | 1.7286 | 0.23065
2025_06_24 Hr 18 | 0.80295 | 0.00036743 | 0 | 0.12516 | 0.12516 | 0.12464 | 0.12518 | 0.12519 | 0.12524 | 0 | 0 | 0.024893 | 1.89 | 0.10313 | 1.2773 | 1.2773 | 4.2488 | 0 | 0.0052034 | 0.003872 | 0.023281 | 0.085287 | 0 | 0.011212 | 0.015969 | 0.79954 | 0 | 3.2597 | 2.1271 | 0 | 0.32182 | 0.83819 | 0 | 0 | 0 | 0 | -36.628 | 0.048579 | 0 | 0.0029231 | 0 | -0.24344 | 0 | 0 | 0 | 0 | 0 | 0 | 0 | 0 | 1.5753 | 0.043723 | 0.00013688 | 0 | 1.8827 | 0 | 1.6925 | 0 | 0.87049 | 13.3057 | 1.2663 | 3.1569 | 0.15353 | 0.055921 | -0.80295 | 0.63797 | 0.20824 | 3.7009 | -2.0668 | 22.3018 | -1.0464 | 0 | 0.48567 | 0 | 1.7286 | 0.23352
2025_06_24 Hr 19 | 0.7526 | 0.00035839 | 0 | 0.12517 | 0.12517 | 0.12464 | 0.12518 | 0.12519 | 0.12524 | 0 | 0 | 0.024893 | 1.5 | 0.098092 | 1.2773 | 1.2773 | 4.2488 | 0 | 0.0052034 | 0.003872 | 0.023281 | 0.085287 | 0 | 0.011212 | 0.015969 | 0.79954 | 0 | 3.2597 | 2.1271 | 0 | 0.32182 | 0.83819 | 0 | 0 | 0 | 0 | -47.9931 | 0.048579 | 0 | 0.0035033 | 0 | -0.29218 | 0 | 0 | 0 | 0 | 0 | 0 | 0 | 0 | 1.5753 | 0.043723 | 0.00013688 | 0 | 1.8827 | 0 | 1.6925 | 0 | 1.0489 | 13.3057 | 1.2663 | 3.1569 | 0.15353 | 0.055921 | -0.7526 | 0.63797 | 0.20824 | 3.7009 | -13.6992 | 22.033 | -1.0448 | 0 | 0.48567 | 0 | 1.7286 | 0.23167
2025_06_24 Hr 20 | 0.18127 | 0.00011097 | 0 | 0.12516 | 0.12516 | 0.12464 | 0.12518 | 0.12519 | 0.12524 | 0 | 0 | 0.024893 | 1.02 | 0.043744 | 1.2773 | 1.2773 | 4.2488 | 0 | 0.0052034 | 0.003872 | 0.023281 | 0.085287 | 0 | 0.011212 | 0.015969 | 0.79954 | 0 | 3.2597 | 2.1271 | 0 | 0.32182 | 0.83819 | 0 | 0 | 0 | 0 | -33.9608 | 0.048579 | 0 | 0.0022975 | 0 | -0.19089 | 0 | 0 | 0 | 0 | 0 | 0 | 0 | 0 | 1.51 | 0.043723 | 0.00013688 | 0 | 1.8827 | 0 | 1.6363 | 0 | 1.3188 | 13.2495 | 1.2663 | 3.1569 | 0.15353 | 0.055921 | -0.18127 | 0.63797 | 0.20824 | 3.7009 | 0.047205 | 21.1306 | -0.37216 | 0 | 0.48567 | 0 | 1.7286 | 0.23071
2025_06_24 Hr 21 | 0.044971 | 3.0073e-05 | 0 | 0 | 0 | 0 | 0 | 0 | 0 | 0 | 0 | 0.024893 | 0.66 | 0.026847 | 1.2773 | 1.2773 | 4.2488 | 0 | 0.0052034 | 0.003872 | 0.023281 | 0.085287 | 0 | 0.011212 | 0.015969 | 0.79954 | 0 | 3.2597 | 2.1271 | 0 | 0.32182 | 0.83819 | 0 | 0 | 0 | 0 | -32.6743 | 0.048579 | 0 | 0.0047942 | 0 | -0.18095 | 0 | 0 | 0 | 0 | 0 | 0 | 0 | 0 | 1.8511 | 0.043723 | 0.00013688 | 0 | 1.8827 | 0 | 1.5385 | 0 | 1.4711 | 12.4011 | 1.2663 | 3.1569 | 0.15353 | 0.055921 | -0.044971 | 0.63797 | 0.20824 | 3.7009 | 0.60902 | 21.1081 | -0.22592 | 0 | 0.48567 | 0 | 1.7286 | 0.22791
2025_06_24 Hr 22 | 0 | 3.6338e-06 | 0 | 0 | 0 | 0 | 0 | 0 | 0 | 0 | 0 | 0.024893 | 0.51 | 0.016473 | 1.2773 | 1.2773 | 4.2488 | 0 | 0.0052034 | 0.003872 | 0.023281 | 0.085287 | 0 | 0.011212 | 0.015969 | 0.79954 | 0 | 3.2597 | 2.1271 | 0 | 0.32182 | 0.83819 | 0 | 0 | 0 | 0 | -26.9918 | 0.048579 | 0 | 0.0038068 | 0 | -0.14325 | 0 | 0 | 0 | 0 | 0 | 0 | 0 | 0 | 2.3303 | 0.043723 | 0.00013688 | 0 | 1.8827 | 0 | 1.2304 | 0 | 1.2317 | 12.0931 | 1.2663 | 3.1569 | 0.15353 | 0.055921 | 0 | 0.63797 | 0.20824 | 3.7009 | 6.0978 | 21.1398 | -0.14325 | 0 | 0.48567 | 0 | 1.7286 | 0.22526
2025_06_24 Hr 23 | 0 | 0 | 0 | 0 | 0 | 0 | 0 | 0 | 0 | 0 | 0 | 0.024893 | 0.54 | 0.016233 | 1.2773 | 1.2773 | 4.4055 | 0 | 0.0052034 | 0.003872 | 0.023281 | 0.085287 | 0 | 0.011212 | 0.015969 | 0.79954 | 0 | 3.3279 | 2.1271 | 0 | 0.33018 | 0.83819 | 0 | 0 | 0 | 0 | -25.1847 | 0.048579 | 0 | 0.0035428 | 0 | -0.13317 | 0 | 0 | 0 | 0 | 0 | 0 | 0 | 0 | 2.7368 | 0.043723 | 0.00013688 | 0 | 1.8827 | 0 | 1.3058 | 0 | 1.0185 | 12.3934 | 1.2663 | 3.1569 | 0.15353 | 0.055921 | 0 | 0.63797 | 0.20824 | 3.7009 | 8.4366 | 21.3611 | -0.13317 | 0 | 0.48567 | 0 | 1.7286 | 0.21516
2025_06_24 Hr 24 | 0 | 0 | 0 | 0 | 0 | 0 | 0 | 0 | 0 | 0 | 0 | 0.024893 | 0.6 | 0.016035 | 1.2773 | 1.2773 | 4.275 | 0 | 0.0052034 | 0.003872 | 0.023281 | 0.085287 | 0 | 0.011212 | 0.015969 | 0.71607 | 0 | 3.3279 | 2.1271 | 0 | 0.33018 | 0.83819 | 0 | 0 | 0 | 0 | -21.9996 | 0.048579 | 0 | 0.0031497 | 0 | -0.11816 | 0 | 0 | 0 | 0 | 0 | 0 | 0 | 0 | 2.6715 | 0.043723 | 0.00013688 | 0 | 1.8827 | 0 | 1.3058 | 0 | 0.74862 | 12.1794 | 1.2663 | 3.1569 | 0.15353 | 0.055921 | 0 | 0.63797 | 0.20824 | 3.7009 | 11.1391 | 21.0773 | -0.11816 | 0 | 0.48567 | 0 | 1.7286 | 0.20682
2025_06_25 Hr 01 | 0 | 0 | 0 | 0 | 0 | 0 | 0 | 0 | 0 | 0 | 0 | 0.024893 | 0.48 | 0.012732 | 1.2773 | 1.2773 | 4.1505 | 0 | 0.0052034 | 0.003872 | 0.023281 | 0.085287 | 0 | 0.011212 | 0.015969 | 0.42932 | 0 | 3.7058 | 2.1271 | 0 | 0.33018 | 0.83819 | 0 | 0 | 0 | 0 | -20.0851 | 0.048579 | 0 | 0.0045473 | 0 | -0.11727 | 0 | 0 | 0 | 0 | 0 | 0 | 0 | 0 | 1.372 | 0.043723 | 0.00013688 | 0 | 1.8827 | 0 | 0 | 0 | 1.0794 | 10.8403 | 1.2663 | 3.1569 | 0.15353 | 0.055921 | 0 | 0.63797 | 0.20824 | 3.7009 | 10.6185 | 19.9805 | -0.11727 | 0 | 0.48567 | 0 | 1.7286 | 0.20192
2025_06_25 Hr 02 | 0 | 0 | 0 | 0 | 0 | 0 | 0 | 0 | 0 | 0 | 0 | 0.024893 | 0.48 | 0.012797 | 1.2773 | 1.2773 | 3.8726 | 0 | 0.0052034 | 0.003872 | 0.023281 | 0.085287 | 0 | 0.011212 | 0.015969 | 0.67047 | 0 | 3.7058 | 2.1271 | 0 | 0.33018 | 0.83819 | 0 | 0 | 0 | 0 | -19.6274 | 0.048579 | 0 | 0.0045704 | 0 | -0.11787 | 0 | 0 | 0 | 0 | 0 | 0 | 0 | 0 | 1.372 | 0.043723 | 0.00013688 | 0 | 1.8827 | 0 | 0 | 0 | 1.1708 | 10.8035 | 1.2663 | 3.1569 | 0.15353 | 0.055921 | 0 | 0.63797 | 0.20824 | 3.7009 | 11.1258 | 20.0676 | -0.11787 | 0 | 0.48567 | 0 | 1.7286 | 0.19752
2025_06_25 Hr 03 | 0 | 0 | 0 | 0 | 0 | 0 | 0 | 0 | 0 | 0 | 0 | 0.024893 | 0.66 | 0.017457 | 1.2773 | 1.2773 | 4.3083 | 0 | 0.0052034 | 0.003872 | 0.023281 | 0.085287 | 0 | 0.011212 | 0.015969 | 0.79954 | 0 | 3.7058 | 2.1271 | 0 | 0.33018 | 0.83819 | 0 | 0 | 0 | 0 | -21.0713 | 0.048579 | 0 | 0.0045342 | 0 | -0.11692 | 0 | 0 | 0 | 0 | 0 | 0 | 0 | 0 | 1.7132 | 0.043723 | 0.00013688 | 0 | 1.8827 | 0 | 0 | 0 | 1.2013 | 11.3684 | 1.2663 | 3.1569 | 0.15353 | 0.055921 | 0 | 0.63797 | 0.20824 | 3.7009 | 10.8026 | 20.6225 | -0.11692 | 0 | 0.48567 | 0 | 1.7286 | 0.19613
2025_06_25 Hr 04 | 0 | 0 | 0 | 0 | 0 | 0 | 0 | 0 | 0 | 0 | 0 | 0.024893 | 0.93 | 0.024953 | 1.2773 | 1.2773 | 4.9054 | 0 | 0.0052034 | 0.003872 | 0.023281 | 0.085287 | 0 | 0.011212 | 0.015969 | 0.79954 | 0 | 3.7058 | 2.1271 | 0 | 0.33018 | 0.83819 | 0 | 0 | 0 | 0 | -22.9533 | 0.048579 | 0 | 0.0045996 | 0 | -0.11864 | 0 | 0 | 0 | 0 | 0 | 0 | 0 | 0 | 2.6715 | 0.043723 | 0.00013688 | 0 | 1.8827 | 0 | 0 | 0 | 1.5321 | 11.9654 | 1.2663 | 3.1569 | 0.15353 | 0.055921 | 0 | 0.63797 | 0.20824 | 3.7009 | 11.0809 | 22.1874 | -0.11864 | 0 | 0.48567 | 0 | 1.7286 | 0.19448
2025_06_25 Hr 05 | 0 | 0 | 0 | 0 | 0 | 0 | 0 | 0 | 0 | 0 | 0 | 0.024893 | 1.11 | 0.030149 | 1.2773 | 1.2773 | 4.4635 | 0 | 0.0052034 | 0.003872 | 0.023281 | 0.085287 | 0 | 0.011212 | 0.015969 | 0.79452 | 0 | 3.7058 | 2.1271 | 0 | 0.33018 | 0.83819 | 0 | 0 | 0 | 0 | -23.7398 | 0.048579 | 0 | 0.0046562 | 0 | -0.12013 | 0 | 0 | 0 | 0 | 0 | 0 | 0 | 0 | 3.2159 | 0.043723 | 0.00013688 | 0 | 1.8827 | 0 | 0 | 0 | 1.593 | 11.5185 | 1.2663 | 3.1569 | 0.15353 | 0.055921 | 0 | 0.63797 | 0.20824 | 3.7009 | 10.6398 | 22.9813 | -0.12013 | 0 | 0.48567 | 0 | 1.7286 | 0.19781
2025_06_25 Hr 06 | 0.044971 | 0 | 0 | 0 | 0 | 0 | 0 | 0 | 0 | 0 | 0 | 0.024893 | 0.87 | 0.033088 | 1.2773 | 1.2773 | 4.9054 | 0 | 0.0052034 | 0.003872 | 0.023281 | 0.085287 | 0 | 0.011212 | 0.015969 | 0.79954 | 0 | 3.7058 | 2.1271 | 0 | 0.33018 | 0.83819 | 0 | 0 | 0 | 0 | -34.0224 | 0.048579 | 0 | 0.0065197 | 0 | -0.16904 | 0 | 0 | 0 | 0 | 0 | 0 | 0 | 0 | 3.1506 | 0.043723 | 0.00013688 | 0 | 1.8827 | 0 | 0 | 0 | 1.6801 | 11.9654 | 1.2663 | 3.1569 | 0.15353 | 0.055921 | -0.044971 | 0.63797 | 0.20824 | 3.7009 | 0.54613 | 22.8171 | -0.21401 | 0 | 0.48567 | 0 | 1.7286 | 0.20399
2025_06_25 Hr 07 | 0.34081 | 0 | 0 | 0 | 0 | 0 | 0 | 0 | 0 | 0 | 0 | 0.024893 | 0.21 | 0.00774 | 1.2773 | 1.2773 | 4.7309 | 0 | 0.0052034 | 0.003872 | 0.023281 | 0.085287 | 0 | 0.011212 | 0.015969 | 0.79954 | 0 | 3.6299 | 2.1271 | 0 | 0.32182 | 0.83819 | 0 | 0 | 0 | 0 | -30.9842 | 0.048579 | 0 | 0.0063184 | 0 | -0.16376 | 0 | 0 | 0 | 0 | 0 | 0 | 0 | 0 | 3.2885 | 0.043723 | 0.00013688 | 0 | 1.8827 | 0 | 0 | 0 | 1.5016 | 11.715 | 1.2663 | 3.1569 | 0.15353 | 0.055921 | -0.34081 | 0.63797 | 0.20824 | 3.7009 | 2.6131 | 22.3868 | -0.50457 | 0 | 0.48567 | 0 | 1.7286 | 0.21211
2025_06_25 Hr 08 | 0.68983 | 7.5659e-06 | 0 | 0 | 0 | 0 | 0 | 0 | 0 | 0 | 0 | 0.024893 | 0.06 | 0.0023538 | 1.2773 | 1.2773 | 4.7309 | 0 | 0.0052034 | 0.003872 | 0.023281 | 0.085287 | 0 | 0.011212 | 0.015969 | 0.79954 | 0 | 3.6299 | 2.1271 | 0 | 0.32182 | 0.83819 | 0 | 0 | 0 | 0 | -30.8952 | 0.048579 | 0 | 0.0067252 | 0 | -0.17444 | 0 | 0 | 0 | 0 | 0 | 0 | 0 | 0 | 3.3538 | 0.043723 | 0.00013688 | 0 | 1.8827 | 0 | 0 | 0 | 0.90096 | 11.715 | 1.2663 | 3.1569 | 0.15353 | 0.055921 | -0.68983 | 0.63797 | 0.20824 | 3.7009 | 2.0067 | 22.0511 | -0.86426 | 0 | 0.48567 | 0 | 1.7286 | 0.21805
2025_06_25 Hr 09 | 0.68242 | 4.9624e-05 | 0 | 0 | 0 | 0 | 0 | 0 | 0 | 0 | 0 | 0.024893 | 0.06 | 0.0021542 | 1.2773 | 1.2773 | 4.7309 | 0 | 0.0052034 | 0.003872 | 0.023281 | 0.085287 | 0 | 0.011212 | 0.015969 | 0.79954 | 0 | 3.6299 | 2.1271 | 0 | 0.32182 | 0.83819 | 0 | 0 | 0 | 0 | -27.2919 | 0.048579 | 0 | 0.0061549 | 0 | -0.15947 | 0 | 0 | 0 | 0 | 0 | 0 | 0 | 0 | 2.8094 | 0.043723 | 0.00013688 | 0 | 1.8827 | 0 | 0 | 0 | 0.84002 | 11.715 | 1.2663 | 3.1569 | 0.15353 | 0.055921 | -0.68242 | 0.63797 | 0.20824 | 3.7009 | 5.0244 | 21.4432 | -0.84188 | 0 | 0.48567 | 0 | 1.7286 | 0.22306
2025_06_25 Hr 10 | 0.76291 | 0.00018369 | 0 | 0 | 0 | 0 | 0 | 0 | 0 | 0 | 0 | 0.024893 | 0.03 | 0.0012514 | 1.2773 | 1.2773 | 4.7309 | 0 | 0.0052034 | 0.003872 | 0.023281 | 0.085287 | 0 | 0.011212 | 0.015969 | 0.79954 | 0 | 3.6299 | 2.1271 | 0 | 0.32182 | 0.83819 | 0 | 0 | 0 | 0 | -29.2548 | 0.048579 | 0 | 0.0071508 | 0 | -0.18561 | 0 | 0 | 0 | 0 | 0 | 0 | 0 | 0 | 2.3956 | 0.043723 | 0.00013688 | 0 | 1.8827 | 0 | 0 | 0 | 0.57017 | 11.715 | 1.2663 | 3.1569 | 0.15353 | 0.055921 | -0.76291 | 0.63797 | 0.20824 | 3.7009 | 2.3214 | 20.8096 | -0.94852 | 0 | 0.48567 | 0 | 1.7286 | 0.22343
2025_06_25 Hr 11 | 0.81435 | 0.00036559 | 0 | 0 | 0 | 0 | 0 | 0 | 0 | 0 | 0 | 0.024893 | 0.06 | 0.0025182 | 1.2773 | 1.2773 | 4.7309 | 0 | 0.0052034 | 0.003872 | 0.023281 | 0.085287 | 0 | 0.011212 | 0.015969 | 0.79954 | 0 | 3.6299 | 2.1271 | 0 | 0.32182 | 0.83819 | 0 | 0 | 0 | 0 | -27.7133 | 0.048579 | 0 | 0.0071948 | 0 | -0.18676 | 0 | 0 | 0 | 0 | 0 | 0 | 0 | 0 | 2.7368 | 0.043723 | 0.00013688 | 0 | 1.8827 | 0 | 0 | 0 | 0.36125 | 11.715 | 1.2663 | 3.1569 | 0.15353 | 0.055921 | -0.81435 | 0.63797 | 0.20824 | 3.7009 | 4.027 | 21.0263 | -1.0011 | 0 | 0.48567 | 0 | 1.7286 | 0.22499
2025_06_25 Hr 12 | 0.78645 | 0.00041632 | 0 | 0 | 0 | 0 | 0 | 0 | 0 | 0 | 0 | 0.024893 | 0.09 | 0.0034285 | 1.2773 | 1.2773 | 4.7309 | 0 | 0.0052034 | 0.003872 | 0.023281 | 0.085287 | 0 | 0.011212 | 0.015969 | 0.79954 | 0 | 3.6299 | 2.1271 | 0 | 0.32182 | 0.83819 | 0 | 0 | 0 | 0 | -24.243 | 0.048579 | 0 | 0.0065305 | 0 | -0.16933 | 0 | 0 | 0 | 0 | 0 | 0 | 0 | 0 | 2.5989 | 0.043723 | 0.00013688 | 0 | 1.8827 | 0 | 0 | 0 | 0.60064 | 11.715 | 1.2663 | 3.1569 | 0.15353 | 0.055921 | -0.78645 | 0.63797 | 0.20824 | 3.7009 | 7.6517 | 21.1354 | -0.95578 | 0 | 0.48567 | 0 | 1.7286 | 0.22957
2025_06_25 Hr 13 | 0.80534 | 0.00053553 | 0 | 0 | 0 | 0 | 0 | 0 | 0 | 0 | 0 | 0.024893 | 0.09 | 0.0037347 | 1.2773 | 1.2773 | 4.7309 | 0 | 0.0052034 | 0.003872 | 0.023281 | 0.085287 | 0 | 0.011212 | 0.015969 | 0.79954 | 0 | 3.6299 | 2.1271 | 0 | 0.32182 | 0.83819 | 0 | 0 | 0 | 0 | -24.1284 | 0.048579 | 0 | 0.0071137 | 0 | -0.18464 | 0 | 0 | 0 | 0 | 0 | 0 | 0 | 0 | 2.1923 | 0.043723 | 0.00013688 | 0 | 1.8827 | 0 | 0 | 0 | 0.87049 | 11.715 | 1.2663 | 3.1569 | 0.15353 | 0.055921 | -0.80534 | 0.63797 | 0.20824 | 3.7009 | 7.6144 | 21.0177 | -0.98998 | 0 | 0.48567 | 0 | 1.7286 | 0.22919
2025_06_25 Hr 14 | 0.76756 | 0.00051194 | 0 | 0 | 0 | 0 | 0 | 0 | 0 | 0 | 0 | 0.024893 | 0.15 | 0.0063879 | 1.2773 | 1.2773 | 4.7309 | 0 | 0.0052034 | 0.003872 | 0.023281 | 0.085287 | 0 | 0.011212 | 0.015969 | 0.79954 | 0 | 3.6299 | 2.1271 | 0 | 0.32182 | 0.83819 | 0 | 0 | 0 | 0 | -23.313 | 0.048579 | 0 | 0.0073004 | 0 | -0.18954 | 0 | 0 | 0 | 0 | 0 | 0 | 0 | 0 | 1.7785 | 0.043723 | 0.00013688 | 0 | 1.8827 | 0 | 0 | 0 | 0.90096 | 11.715 | 1.2663 | 3.1569 | 0.15353 | 0.055921 | -0.76756 | 0.63797 | 0.20824 | 3.7009 | 8.1072 | 20.6623 | -0.9571 | 0 | 0.48567 | 0 | 1.7286 | 0.23223
2025_06_25 Hr 15 | 0.67726 | 0.00054281 | 0 | 0 | 0 | 0 | 0 | 0 | 0 | 0 | 0 | 0.024893 | 0.15 | 0.0068556 | 1.2773 | 1.2773 | 4.7309 | 0 | 0.0052034 | 0.003872 | 0.023281 | 0.085287 | 0 | 0.011212 | 0.015969 | 0.79954 | 0 | 3.6299 | 2.1271 | 0 | 0.32182 | 0.83819 | 0 | 0 | 0 | 0 | -24.1672 | 0.048579 | 0 | 0.0065316 | 0 | -0.20357 | 0 | 0 | 0 | 0 | 0 | 0 | 0 | 0 | 1.7132 | 0.043723 | 0.00013688 | 0 | 1.8827 | 0 | 1.9953 | 0 | 0.87049 | 12.4916 | 1.2663 | 3.1569 | 0.15353 | 0.055921 | -0.67726 | 0.63797 | 0.20824 | 3.7009 | 7.9218 | 20.4782 | -0.88082 | 0 | 0.48567 | 0 | 1.7286 | 0.23377
2025_06_25 Hr 16 | 0.76342 | 0.000645 | 0 | 0.13938 | 0.13938 | 0.13879 | 0.13939 | 0.13941 | 0.13946 | 0 | 0 | 0.024893 | 0.09 | 0.0047715 | 1.2773 | 1.2773 | 4.7309 | 0 | 0.0052034 | 0.003872 | 0.023281 | 0.085287 | 0 | 0.011212 | 0.015969 | 0.79954 | 0 | 3.6299 | 2.1271 | 0 | 0.32182 | 0.83819 | 0 | 0 | 0 | 0 | -29.0423 | 0.048579 | 0 | 0.0028402 | 0 | -0.23647 | 0 | 0 | 0 | 0 | 0 | 0 | 0 | 0 | 1.7132 | 0.043723 | 0.00013688 | 0 | 1.8827 | 0 | 2.9122 | 0 | 0.77909 | 14.2443 | 1.2663 | 3.1569 | 0.15353 | 0.055921 | -0.76342 | 0.63797 | 0.20824 | 3.7009 | 4.6139 | 20.4117 | -0.9999 | 0 | 0.48567 | 0 | 1.7286 | 0.23448
2025_06_25 Hr 17 | 0.68082 | 0.00059339 | 0 | 0.13938 | 0.13938 | 0.13879 | 0.13939 | 0.13941 | 0.13946 | 0 | 0 | 0.024893 | 0.09 | 0.0048653 | 1.2773 | 1.2773 | 4.7309 | 0 | 0.0052034 | 0.003872 | 0.023281 | 0.085287 | 0 | 0.011212 | 0.015969 | 0.79954 | 0 | 3.6299 | 2.1271 | 0 | 0.32182 | 0.83819 | 0 | 0 | 0 | 0 | -28.5339 | 0.048579 | 0 | 0.002896 | 0 | -0.24116 | 0 | 0 | 0 | 0 | 0 | 0 | 0 | 0 | 1.8511 | 0.043723 | 0.00013688 | 0 | 1.8827 | 0 | 1.8847 | 0 | 0.72251 | 14.4356 | 1.2663 | 3.1569 | 0.15353 | 0.055921 | -0.68082 | 0.63797 | 0.20824 | 3.7009 | 5.389 | 20.4092 | -0.92198 | 0 | 0.48567 | 0 | 1.7286 | 0.23324
2025_06_25 Hr 18 | 0.77454 | 0.00043656 | 0 | 0.13938 | 0.13938 | 0.13879 | 0.13939 | 0.13941 | 0.13946 | 0 | 0 | 0.024893 | 0.12 | 0.0060141 | 1.2773 | 1.2773 | 4.7309 | 0 | 0.0052034 | 0.003872 | 0.023281 | 0.085287 | 0 | 0.011212 | 0.015969 | 0.79954 | 0 | 3.6299 | 2.1271 | 0 | 0.32182 | 0.83819 | 0 | 0 | 0 | 0 | -24.8714 | 0.048579 | 0 | 0.0026849 | 0 | -0.22343 | 0 | 0 | 0 | 0 | 0 | 0 | 0 | 0 | 1.7132 | 0.043723 | 0.00013688 | 0 | 1.8827 | 0 | 1.6901 | 0 | 0.66157 | 14.2409 | 1.2663 | 3.1569 | 0.15353 | 0.055921 | -0.77454 | 0.63797 | 0.20824 | 3.7009 | 8.7043 | 20.3329 | -0.99797 | 0 | 0.48567 | 0 | 1.7286 | 0.23101
2025_06_25 Hr 19 | 0.71794 | 0.00026164 | 0 | 0.13938 | 0.13938 | 0.13879 | 0.13939 | 0.13941 | 0.13946 | 0 | 0 | 0.024893 | 0.15 | 0.0067834 | 1.2773 | 1.2773 | 4.7309 | 0 | 0.0052034 | 0.003872 | 0.023281 | 0.085287 | 0 | 0.011212 | 0.015969 | 0.79954 | 0 | 3.6299 | 2.1271 | 0 | 0.32182 | 0.83819 | 0 | 0 | 0 | 0 | -22.3913 | 0.048579 | 0 | 0.0024226 | 0 | -0.2014 | 0 | 0 | 0 | 0 | 0 | 0 | 0 | 0 | 1.9165 | 0.043723 | 0.00013688 | 0 | 1.8827 | 0 | 1.7792 | 0 | 0.77909 | 14.3301 | 1.2663 | 3.1569 | 0.15353 | 0.055921 | -0.71794 | 0.63797 | 0.20824 | 3.7009 | 11.6436 | 20.6242 | -0.91934 | 0 | 0.48567 | 0 | 1.7286 | 0.22756
2025_06_25 Hr 20 | 0.15845 | 0.00011563 | 0 | 0.13938 | 0.13938 | 0.13879 | 0.13939 | 0.13941 | 0.13946 | 0 | 0 | 0.024893 | 0.06 | 0.0027151 | 1.2773 | 1.2773 | 4.7309 | 0 | 0.0052034 | 0.003872 | 0.023281 | 0.085287 | 0 | 0.011212 | 0.015969 | 0.79954 | 0 | 3.6299 | 2.1271 | 0 | 0.32182 | 0.83819 | 0 | 0 | 0 | 0 | -20.9993 | 0.048579 | 0 | 0.0024242 | 0 | -0.20153 | 0 | 0 | 0 | 0 | 0 | 0 | 0 | 0 | 2.2577 | 0.043723 | 0.00013688 | 0 | 1.8827 | 0 | 1.6703 | 0 | 0.74862 | 14.2212 | 1.2663 | 3.1569 | 0.15353 | 0.055921 | -0.15845 | 0.63797 | 0.20824 | 3.7009 | 13.1355 | 20.2736 | -0.35998 | 0 | 0.48567 | 0 | 1.7286 | 0.21994
2025_06_25 Hr 21 | 0 | 2.5328e-05 | 0 | 0.13938 | 0.13938 | 0.13879 | 0.13939 | 0.13941 | 0.13946 | 0 | 0 | 0.024893 | 0.03 | 0.0012442 | 1.2773 | 1.2773 | 4.7309 | 0 | 0.0052034 | 0.003872 | 0.023281 | 0.085287 | 0 | 0.011212 | 0.015969 | 0.79954 | 0 | 3.6299 | 2.1271 | 0 | 0.32182 | 0.83819 | 0 | 0 | 0 | 0 | -20.6276 | 0.048579 | 0 | 0.0022218 | 0 | -0.18453 | 0 | 0 | 0 | 0 | 0 | 0 | 0 | 0 | 2.3303 | 0.043723 | 0.00013688 | 0 | 1.8827 | 0 | 1.4594 | 0 | 0.96189 | 14.0102 | 1.2663 | 3.1569 | 0.15353 | 0.055921 | 0 | 0.63797 | 0.20824 | 3.7009 | 13.5637 | 20.3656 | -0.18453 | 0 | 0.48567 | 0 | 1.7286 | 0.21615
2025_06_25 Hr 22 | 0 | 2.8998e-06 | 0 | 0.13938 | 0.13938 | 0.13879 | 0.13939 | 0.13941 | 0.13946 | 0 | 0 | 0.024893 | 0.15 | 0.005413 | 1.2773 | 1.2773 | 4.7309 | 0 | 0.0052034 | 0.003872 | 0.023281 | 0.085287 | 0 | 0.011212 | 0.015969 | 0.79954 | 0 | 3.6299 | 2.1271 | 0 | 0.32182 | 0.83819 | 0 | 0 | 0 | 0 | -21.0434 | 0.048579 | 0 | 0.0019332 | 0 | -0.16029 | 0 | 0 | 0 | 0 | 0 | 0 | 0 | 0 | 2.3303 | 0.043723 | 0.00013688 | 0 | 1.8827 | 0 | 1.3702 | 0 | 1.0794 | 13.921 | 1.2663 | 3.1569 | 0.15353 | 0.055921 | 0 | 0.63797 | 0.20824 | 3.7009 | 13.3234 | 20.6062 | -0.16029 | 0 | 0.48567 | 0 | 1.7286 | 0.215
2025_06_25 Hr 23 | 0 | 0 | 0 | 0.13938 | 0.13938 | 0.13879 | 0.13939 | 0.13941 | 0.13946 | 0 | 0 | 0.024893 | 0 | 0 | 1.2773 | 1.2773 | 4.9054 | 0 | 0.0052034 | 0.003872 | 0.023281 | 0.085287 | 0 | 0.011212 | 0.015969 | 0.79954 | 0 | 3.7058 | 2.1271 | 0 | 0.33018 | 0.83819 | 0 | 0 | 0 | 0 | -25.1407 | 0.048579 | 0 | 0.0020706 | 0 | -0.17183 | 0 | 0 | 0 | 0 | 0 | 0 | 0 | 0 | 2.2577 | 0.043723 | 0.00013688 | 0 | 1.8827 | 0 | 1.4542 | 0 | 1.5625 | 14.2554 | 1.2663 | 3.1569 | 0.15353 | 0.055921 | 0 | 0.63797 | 0.20824 | 3.7009 | 9.8058 | 20.8629 | -0.17183 | 0 | 0.48567 | 0 | 1.7286 | 0.20829
2025_06_25 Hr 24 | 0 | 0 | 0 | 0 | 0 | 0 | 0 | 0 | 0 | 0 | 0 | 0.024893 | 0 | 0 | 1.2773 | 1.2773 | 4.9054 | 0 | 0.0052034 | 0.003872 | 0.023281 | 0.085287 | 0 | 0.011212 | 0.015969 | 0.79954 | 0 | 3.7058 | 2.1271 | 0 | 0.33018 | 0.83819 | 0 | 0 | 0 | 0 | -21.6266 | 0.048579 | 0 | 0.0059303 | 0 | -0.15357 | 0 | 0 | 0 | 0 | 0 | 0 | 0 | 0 | 2.3303 | 0.043723 | 0.00013688 | 0 | 1.8827 | 0 | 0 | 0 | 1.5016 | 11.9654 | 1.2663 | 3.1569 | 0.15353 | 0.055921 | 0 | 0.63797 | 0.20824 | 3.7009 | 11.0531 | 20.8679 | -0.15357 | 0 | 0.48567 | 0 | 1.7286 | 0.20156
2025_06_26 Hr 01 | 0 | 0 | 0 | 0 | 0 | 0 | 0 | 0 | 0 | 0 | 0 | 0.024893 | 0 | 0 | 1.2773 | 1.2773 | 4.5554 | 0 | 0.0052034 | 0.003872 | 0.023281 | 0.085287 | 0 | 0.011212 | 0.015969 | 0.79954 | 0 | 3.4413 | 2.1271 | 0 | 0.33018 | 0.83819 | 0 | 0 | 0 | 0 | -23.7651 | 0.048579 | 0 | 0.0059768 | 0 | -0.15479 | 0 | 0 | 0 | 0 | 0 | 0 | 0 | 0 | 2.3956 | 0.043723 | 0.00013688 | 0 | 1.8827 | 0 | 0 | 0 | 1.6496 | 11.3509 | 1.2663 | 3.1569 | 0.15353 | 0.055921 | 0 | 0.63797 | 0.20824 | 3.7009 | 8.5089 | 21.0779 | -0.15479 | 0 | 0.48567 | 0 | 1.7286 | 0.19831
2025_06_26 Hr 02 | 0 | 0 | 0 | 0 | 0 | 0 | 0 | 0 | 0 | 0 | 0 | 0.024893 | 0.39 | 0.012717 | 1.2773 | 1.2773 | 4.5554 | 0 | 0.0052034 | 0.003872 | 0.023281 | 0.085287 | 0 | 0.011212 | 0.015969 | 0.79954 | 0 | 3.4413 | 2.1271 | 0 | 0.33018 | 0.83819 | 0 | 0 | 0 | 0 | -23.8589 | 0.048579 | 0 | 0.00559 | 0 | -0.14464 | 0 | 0 | 0 | 0 | 0 | 0 | 0 | 0 | 2.5989 | 0.043723 | 0.00013688 | 0 | 1.8827 | 0 | 0 | 0 | 1.5016 | 11.3509 | 1.2663 | 3.1569 | 0.15353 | 0.055921 | 0 | 0.63797 | 0.20824 | 3.7009 | 8.8818 | 21.5344 | -0.14464 | 0 | 0.48567 | 0 | 1.7286 | 0.19685
2025_06_26 Hr 03 | 0 | 0 | 0 | 0 | 0 | 0 | 0 | 0 | 0 | 0 | 0 | 0.024893 | 0.96 | 0.030717 | 1.2773 | 1.2773 | 4.5554 | 0 | 0.0052034 | 0.003872 | 0.023281 | 0.085287 | 0 | 0.011212 | 0.015969 | 0.79954 | 0 | 3.4413 | 2.1271 | 0 | 0.33018 | 0.83819 | 0 | 0 | 0 | 0 | -24.0095 | 0.048579 | 0 | 0.0054852 | 0 | -0.14189 | 0 | 0 | 0 | 0 | 0 | 0 | 0 | 0 | 2.7368 | 0.043723 | 0.00013688 | 0 | 1.8827 | 0 | 0 | 0 | 1.2622 | 11.3509 | 1.2663 | 3.1569 | 0.15353 | 0.055921 | 0 | 0.63797 | 0.20824 | 3.7009 | 9.2179 | 22.0183 | -0.14189 | 0 | 0.48567 | 0 | 1.7286 | 0.19419
2025_06_26 Hr 04 | 0 | 0 | 0 | 0 | 0 | 0 | 0 | 0 | 0 | 0 | 0 | 0.024893 | 1.08 | 0.03237 | 1.2773 | 1.2773 | 4.5554 | 0 | 0.0052034 | 0.003872 | 0.023281 | 0.085287 | 0 | 0.011212 | 0.015969 | 0.79954 | 0 | 3.4413 | 2.1271 | 0 | 0.33018 | 0.83819 | 0 | 0 | 0 | 0 | -23.422 | 0.048579 | 0 | 0.0051381 | 0 | -0.13278 | 0 | 0 | 0 | 0 | 0 | 0 | 0 | 0 | 2.9473 | 0.043723 | 0.00013688 | 0 | 1.8827 | 0 | 0 | 0 | 1.2622 | 11.3509 | 1.2663 | 3.1569 | 0.15353 | 0.055921 | 0 | 0.63797 | 0.20824 | 3.7009 | 10.1466 | 22.3505 | -0.13278 | 0 | 0.48567 | 0 | 1.7286 | 0.1942
2025_06_26 Hr 05 | 0 | 0 | 0 | 0 | 0 | 0 | 0 | 0 | 0 | 0 | 0 | 0.024893 | 0.84 | 0.026142 | 1.2773 | 1.2773 | 4.5554 | 0 | 0.0052034 | 0.003872 | 0.023281 | 0.085287 | 0 | 0.011212 | 0.015969 | 0.79954 | 0 | 3.4413 | 2.1271 | 0 | 0.33018 | 0.83819 | 0 | 0 | 0 | 0 | -24.1625 | 0.048579 | 0 | 0.0053352 | 0 | -0.13795 | 0 | 0 | 0 | 0 | 0 | 0 | 0 | 0 | 2.6715 | 0.043723 | 0.00013688 | 0 | 1.8827 | 0 | 0 | 0 | 1.3493 | 11.3509 | 1.2663 | 3.1569 | 0.15353 | 0.055921 | 0 | 0.63797 | 0.20824 | 3.7009 | 8.9666 | 21.9161 | -0.13795 | 0 | 0.48567 | 0 | 1.7286 | 0.19486
2025_06_26 Hr 06 | 0.068002 | 0 | 0 | 0 | 0 | 0 | 0 | 0 | 0 | 0 | 0 | 0.024893 | 0.51 | 0.019396 | 1.2773 | 1.2773 | 4.5554 | 0 | 0.0052034 | 0.003872 | 0.023281 | 0.085287 | 0 | 0.011212 | 0.015969 | 0.79954 | 0 | 3.4413 | 2.1271 | 0 | 0.33018 | 0.83819 | 0 | 0 | 0 | 0 | -28.2765 | 0.048579 | 0 | 0.0065197 | 0 | -0.16904 | 0 | 0 | 0 | 0 | 0 | 0 | 0 | 0 | 2.4682 | 0.043723 | 0.00013688 | 0 | 1.8827 | 0 | 0 | 0 | 1.1708 | 11.3509 | 1.2663 | 3.1569 | 0.15353 | 0.055921 | -0.068002 | 0.63797 | 0.20824 | 3.7009 | 4.1072 | 21.2698 | -0.23704 | 0 | 0.48567 | 0 | 1.7286 | 0.19897
2025_06_26 Hr 07 | 0.45371 | 3.1075e-06 | 0 | 0 | 0 | 0 | 0 | 0 | 0 | 0 | 0 | 0.024893 | 0.3 | 0.011601 | 1.2773 | 1.2773 | 4.3934 | 0 | 0.0052034 | 0.003872 | 0.023281 | 0.085287 | 0 | 0.011212 | 0.015969 | 0.79954 | 0 | 3.3708 | 2.1271 | 0 | 0.32182 | 0.83819 | 0 | 0 | 0 | 0 | -27.048 | 0.048579 | 0 | 0.0066293 | 0 | -0.17192 | 0 | 0 | 0 | 0 | 0 | 0 | 0 | 0 | 2.2577 | 0.043723 | 0.00013688 | 0 | 1.8827 | 0 | 0 | 0 | 1.2317 | 11.1184 | 1.2663 | 3.1569 | 0.15353 | 0.055921 | -0.45371 | 0.63797 | 0.20824 | 3.7009 | 4.7332 | 21.2885 | -0.62563 | 0 | 0.48567 | 0 | 1.7286 | 0.20767
2025_06_26 Hr 08 | 0.75303 | 1.8021e-05 | 0 | 0 | 0 | 0 | 0 | 0 | 0 | 0 | 0 | 0.024893 | 0.12 | 0.0042049 | 1.2773 | 1.2773 | 4.3934 | 0 | 0.0052034 | 0.003872 | 0.023281 | 0.085287 | 0 | 0.011212 | 0.015969 | 0.79954 | 0 | 3.3708 | 2.1271 | 0 | 0.32182 | 0.83819 | 0 | 0 | 0 | 0 | -22.5803 | 0.048579 | 0 | 0.0060071 | 0 | -0.15559 | 0 | 0 | 0 | 0 | 0 | 0 | 0 | 0 | 1.9165 | 0.043723 | 0.00013688 | 0 | 1.8827 | 0 | 0 | 0 | 0.72251 | 11.1184 | 1.2663 | 3.1569 | 0.15353 | 0.055921 | -0.75303 | 0.63797 | 0.20824 | 3.7009 | 8.186 | 20.5565 | -0.90862 | 0 | 0.48567 | 0 | 1.7286 | 0.21415
2025_06_26 Hr 09 | 0.77853 | 9.6739e-05 | 0 | 0 | 0 | 0 | 0 | 0 | 0 | 0 | 0 | 0.024893 | 0.06 | 0.0024077 | 1.2773 | 1.2773 | 4.3934 | 0 | 0.0052034 | 0.003872 | 0.023281 | 0.085287 | 0 | 0.011212 | 0.015969 | 0.79954 | 0 | 3.3708 | 2.1271 | 0 | 0.32182 | 0.83819 | 0 | 0 | 0 | 0 | -24.9417 | 0.048579 | 0 | 0.0068792 | 0 | -0.17848 | 0 | 0 | 0 | 0 | 0 | 0 | 0 | 0 | 1.51 | 0.043723 | 0.00013688 | 0 | 1.8827 | 0 | 0 | 0 | 0.77909 | 11.1184 | 1.2663 | 3.1569 | 0.15353 | 0.055921 | -0.77853 | 0.63797 | 0.20824 | 3.7009 | 5.395 | 20.1754 | -0.95701 | 0 | 0.48567 | 0 | 1.7286 | 0.21921
2025_06_26 Hr 10 | 0.77418 | 0.00024841 | 0 | 0 | 0 | 0 | 0 | 0 | 0 | 0 | 0 | 0.024893 | 0.09 | 0.0037699 | 1.2773 | 1.2773 | 4.3934 | 0 | 0.0052034 | 0.003872 | 0.023281 | 0.085287 | 0 | 0.011212 | 0.015969 | 0.79954 | 0 | 3.3708 | 2.1271 | 0 | 0.32182 | 0.83819 | 0 | 0 | 0 | 0 | -23.4491 | 0.048579 | 0 | 0.0071807 | 0 | -0.18639 | 0 | 0 | 0 | 0 | 0 | 0 | 0 | 0 | 1.4374 | 0.043723 | 0.00013688 | 0 | 1.8827 | 0 | 0 | 0 | 0.77909 | 11.1184 | 1.2663 | 3.1569 | 0.15353 | 0.055921 | -0.77418 | 0.63797 | 0.20824 | 3.7009 | 6.8397 | 20.131 | -0.96057 | 0 | 0.48567 | 0 | 1.7286 | 0.22025
2025_06_26 Hr 11 | 0.81435 | 0.00036527 | 0 | 0 | 0 | 0 | 0 | 0 | 0 | 0 | 0 | 0.024893 | 0.03 | 0.0012176 | 1.2773 | 1.2773 | 4.3934 | 0 | 0.0052034 | 0.003872 | 0.023281 | 0.085287 | 0 | 0.011212 | 0.015969 | 0.79954 | 0 | 3.3708 | 2.1271 | 0 | 0.32182 | 0.83819 | 0 | 0 | 0 | 0 | -19.9669 | 0.048579 | 0 | 0.0069576 | 0 | -0.18054 | 0 | 0 | 0 | 0 | 0 | 0 | 0 | 0 | 1.2341 | 0.043723 | 0.00013688 | 0 | 1.8827 | 0 | 0 | 0 | 0.57017 | 11.1184 | 1.2663 | 3.1569 | 0.15353 | 0.055921 | -0.81435 | 0.63797 | 0.20824 | 3.7009 | 9.8538 | 19.6971 | -0.99489 | 0 | 0.48567 | 0 | 1.7286 | 0.22085
2025_06_26 Hr 12 | 0.75725 | 0.00046647 | 0 | 0 | 0 | 0 | 0 | 0 | 0 | 0 | 0 | 0.024893 | 0.03 | 0.0012693 | 1.2773 | 1.2773 | 4.3934 | 0 | 0.0052034 | 0.003872 | 0.023281 | 0.085287 | 0 | 0.011212 | 0.015969 | 0.79954 | 0 | 3.3708 | 2.1271 | 0 | 0.32182 | 0.83819 | 0 | 0 | 0 | 0 | -21.0832 | 0.048579 | 0 | 0.0049866 | 0 | -0.1883 | 0 | 0 | 0 | 0 | 0 | 0 | 0 | 0 | 1.0236 | 0.043723 | 0.00013688 | 0 | 1.8827 | 0 | 2.7615 | 0 | 0.57017 | 12.691 | 1.2663 | 3.1569 | 0.15353 | 0.055921 | -0.75725 | 0.63797 | 0.20824 | 3.7009 | 10.0956 | 19.4333 | -0.94554 | 0 | 0.48567 | 0 | 1.7286 | 0.22453
2025_06_26 Hr 13 | 0.80534 | 0.0005914 | 0 | 0 | 0 | 0 | 0 | 0 | 0 | 0 | 0 | 0.024893 | 0.03 | 0.0014063 | 1.2773 | 1.2773 | 4.3934 | 0 | 0.0052034 | 0.003872 | 0.023281 | 0.085287 | 0 | 0.011212 | 0.015969 | 0.79954 | 0 | 3.3708 | 2.1271 | 0 | 0.32182 | 0.83819 | 0 | 0 | 0 | 0 | -19.4016 | 0.048579 | 0 | 0.0055248 | 0 | -0.20885 | 0 | 0 | 0 | 0 | 0 | 0 | 0 | 0 | 1.0236 | 0.043723 | 0.00013688 | 0 | 1.8827 | 0 | 1.7501 | 0 | 0.47877 | 12.8685 | 1.2663 | 3.1569 | 0.15353 | 0.055921 | -0.80534 | 0.63797 | 0.20824 | 3.7009 | 11.8426 | 19.3899 | -1.0142 | 0 | 0.48567 | 0 | 1.7286 | 0.22411
2025_06_26 Hr 14 | 0.78805 | 0.00060711 | 0 | 0.12943 | 0.12943 | 0.12889 | 0.12944 | 0.12946 | 0.12951 | 0 | 0 | 0.024893 | 0.03 | 0.0013888 | 1.2773 | 1.2773 | 4.3934 | 0 | 0.0052034 | 0.003872 | 0.023281 | 0.085287 | 0 | 0.011212 | 0.015969 | 0.79954 | 0 | 3.3708 | 2.1271 | 0 | 0.32182 | 0.83819 | 0 | 0 | 0 | 0 | -18.4366 | 0.048579 | 0 | 0.00248 | 0 | -0.20622 | 0 | 0 | 0 | 0 | 0 | 0 | 0 | 0 | 0.82031 | 0.043723 | 0.00013688 | 0 | 1.8827 | 0 | 1.6888 | 0 | 1.0185 | 13.5834 | 1.2663 | 3.1569 | 0.15353 | 0.055921 | -0.78805 | 0.63797 | 0.20824 | 3.7009 | 13.8597 | 19.7072 | -0.99427 | 0 | 0.48567 | 0 | 1.7286 | 0.22231
2025_06_26 Hr 15 | 0.56741 | 0.0006112 | 0 | 0.12943 | 0.12943 | 0.12889 | 0.12944 | 0.12946 | 0.12951 | 0 | 0 | 0.024893 | 0.12 | 0.0056272 | 1.2773 | 1.2773 | 4.3934 | 0 | 0.0052034 | 0.003872 | 0.023281 | 0.085287 | 0 | 0.011212 | 0.015969 | 0.79954 | 0 | 3.3708 | 2.1271 | 0 | 0.32182 | 0.83819 | 0 | 0 | 0 | 0 | -17.9121 | 0.048579 | 0 | 0.0025121 | 0 | -0.20892 | 0 | 0 | 0 | 0 | 0 | 0 | 0 | 0 | 0.8929 | 0.043723 | 0.00013688 | 0 | 1.8827 | 0 | 1.7501 | 0 | 1.5016 | 13.6447 | 1.2663 | 3.1569 | 0.15353 | 0.055921 | -0.56741 | 0.63797 | 0.20824 | 3.7009 | 15.0919 | 20.1356 | -0.77633 | 0 | 0.48567 | 0 | 1.7286 | 0.22143
2025_06_26 Hr 16 | 0.56726 | 0.00066727 | 0 | 0.12943 | 0.12943 | 0.12889 | 0.12944 | 0.12946 | 0.12951 | 0 | 0 | 0.024893 | 0.15 | 0.0081303 | 1.2773 | 1.2773 | 4.3934 | 0 | 0.0052034 | 0.003872 | 0.023281 | 0.085287 | 0 | 0.011212 | 0.015969 | 0.79954 | 0 | 3.3708 | 2.1271 | 0 | 0.32182 | 0.83819 | 0 | 0 | 0 | 0 | -18.3418 | 0.048579 | 0 | 0.0029037 | 0 | -0.24181 | 0 | 0 | 0 | 0 | 0 | 0 | 0 | 0 | 0.75498 | 0.043723 | 0.00013688 | 0 | 1.8827 | 0 | 1.7287 | 0 | 0.87049 | 13.6232 | 1.2663 | 3.1569 | 0.15353 | 0.055921 | -0.56726 | 0.63797 | 0.20824 | 3.7009 | 13.8716 | 19.3992 | -0.80907 | 0 | 0.48567 | 0 | 1.7286 | 0.22165
2025_06_26 Hr 17 | 0.54503 | 0.00059658 | 0 | 0.12943 | 0.12943 | 0.12889 | 0.12944 | 0.12946 | 0.12951 | 0 | 0 | 0.024893 | 0.18 | 0.0099135 | 1.2773 | 1.2773 | 4.3934 | 0 | 0.0052034 | 0.003872 | 0.023281 | 0.085287 | 0 | 0.011212 | 0.015969 | 0.79954 | 0 | 3.3708 | 2.1271 | 0 | 0.32182 | 0.83819 | 0 | 0 | 0 | 0 | -16.5312 | 0.048579 | 0 | 0.0029505 | 0 | -0.24574 | 0 | 0 | 0 | 0 | 0 | 0 | 0 | 0 | 0.61705 | 0.043723 | 0.00013688 | 0 | 1.8827 | 0 | 1.7501 | 0 | 0.36125 | 13.6447 | 1.2663 | 3.1569 | 0.15353 | 0.055921 | -0.54503 | 0.63797 | 0.20824 | 3.7009 | 15.0838 | 18.7611 | -0.79077 | 0 | 0.48567 | 0 | 1.7286 | 0.2212
2025_06_26 Hr 18 | 0.36355 | 0.00052116 | 0 | 0.12943 | 0.12943 | 0.12889 | 0.12944 | 0.12946 | 0.12951 | 0 | 0 | 0.024893 | 0.42 | 0.024899 | 1.2773 | 1.2773 | 4.3934 | 0 | 0.0052034 | 0.003872 | 0.023281 | 0.085287 | 0 | 0.011212 | 0.015969 | 0.79954 | 0 | 3.3708 | 2.1271 | 0 | 0.32182 | 0.83819 | 0 | 0 | 0 | 0 | -21.5086 | 0.048579 | 0 | 0.0031759 | 0 | -0.26467 | 0 | 0 | 0 | 0 | 0 | 0 | 0 | 0 | 0.54445 | 0.043723 | 0.00013688 | 0 | 1.8827 | 0 | 1.7501 | 0 | 0.33079 | 13.6447 | 1.2663 | 3.1569 | 0.15353 | 0.055921 | -0.36355 | 0.63797 | 0.20824 | 3.7009 | 10.2422 | 18.7343 | -0.62822 | 0 | 0.48567 | 0 | 1.7286 | 0.22404
2025_06_26 Hr 19 | 0.11348 | 0.00036527 | 0 | 0.12943 | 0.12943 | 0.12889 | 0.12944 | 0.12946 | 0.12951 | 0 | 0 | 0.024893 | 0.81 | 0.049891 | 1.2773 | 1.2773 | 4.3934 | 0 | 0.0052034 | 0.003872 | 0.023281 | 0.085287 | 0 | 0.011212 | 0.015969 | 0.79954 | 0 | 3.3708 | 2.1271 | 0 | 0.32182 | 0.83819 | 0 | 0 | 0 | 0 | -25.2691 | 0.048579 | 0 | 0.0032997 | 0 | -0.27507 | 0 | 0 | 0 | 0 | 0 | 0 | 0 | 0 | 0.75498 | 0.043723 | 0.00013688 | 0 | 1.8827 | 0 | 1.7501 | 0 | 0.50924 | 13.6447 | 1.2663 | 3.1569 | 0.15353 | 0.055921 | -0.11348 | 0.63797 | 0.20824 | 3.7009 | 7.2737 | 19.2867 | -0.38855 | 0 | 0.48567 | 0 | 1.7286 | 0.22263
2025_06_26 Hr 20 | 0.045044 | 0.00014801 | 0 | 0 | 0 | 0 | 0 | 0 | 0 | 0 | 0 | 0.024893 | 0.96 | 0.055256 | 1.2773 | 1.2773 | 4.3934 | 0 | 0.0052034 | 0.003872 | 0.023281 | 0.085287 | 0 | 0.011212 | 0.015969 | 0.79954 | 0 | 3.3708 | 2.1271 | 0 | 0.32182 | 0.83819 | 0 | 0 | 0 | 0 | -22.9866 | 0.048579 | 0 | 0.0067837 | 0 | -0.25691 | 0 | 0 | 0 | 0 | 0 | 0 | 0 | 0 | 0.95824 | 0.043723 | 0.00013688 | 0 | 1.8827 | 0 | 1.7501 | 0 | 1.3797 | 12.8685 | 1.2663 | 3.1569 | 0.15353 | 0.055921 | -0.045044 | 0.63797 | 0.20824 | 3.7009 | 10.0245 | 20.4445 | -0.30196 | 0 | 0.48567 | 0 | 1.7286 | 0.22
2025_06_26 Hr 21 | 0 | 2.5648e-05 | 0 | 0 | 0 | 0 | 0 | 0 | 0 | 0 | 0 | 0.024893 | 0.48 | 0.025534 | 1.2773 | 1.2773 | 4.3934 | 0 | 0.0052034 | 0.003872 | 0.023281 | 0.085287 | 0 | 0.011212 | 0.015969 | 0.79954 | 0 | 3.3708 | 2.1271 | 0 | 0.32182 | 0.83819 | 0 | 0 | 0 | 0 | -24.6864 | 0.048579 | 0 | 0.0062695 | 0 | -0.23728 | 0 | 0 | 0 | 0 | 0 | 0 | 0 | 0 | 1.4374 | 0.043723 | 0.00013688 | 0 | 1.8827 | 0 | 1.7501 | 0 | 1.1403 | 12.8685 | 1.2663 | 3.1569 | 0.15353 | 0.055921 | 0 | 0.63797 | 0.20824 | 3.7009 | 8.0754 | 20.1306 | -0.23728 | 0 | 0.48567 | 0 | 1.7286 | 0.22127
2025_06_26 Hr 22 | 0 | 3.6892e-06 | 0 | 0 | 0 | 0 | 0 | 0 | 0 | 0 | 0 | 0.024893 | 0.63 | 0.028923 | 1.2773 | 1.2773 | 4.3934 | 0 | 0.0052034 | 0.003872 | 0.023281 | 0.085287 | 0 | 0.011212 | 0.015969 | 0.79954 | 0 | 3.3708 | 2.1271 | 0 | 0.32182 | 0.83819 | 0 | 0 | 0 | 0 | -25.2378 | 0.048579 | 0 | 0.0054108 | 0 | -0.20449 | 0 | 0 | 0 | 0 | 0 | 0 | 0 | 0 | 2.1923 | 0.043723 | 0.00013688 | 0 | 1.8827 | 0 | 1.7103 | 0 | 0.93143 | 12.8287 | 1.2663 | 3.1569 | 0.15353 | 0.055921 | 0 | 0.63797 | 0.20824 | 3.7009 | 8.2141 | 20.8277 | -0.20449 | 0 | 0.48567 | 0 | 1.7286 | 0.21897
2025_06_26 Hr 23 | 0 | 0 | 0 | 0 | 0 | 0 | 0 | 0 | 0 | 0 | 0 | 0.024893 | 1.32 | 0.051751 | 1.2773 | 1.2773 | 4.5554 | 0 | 0.0052034 | 0.003872 | 0.023281 | 0.085287 | 0 | 0.011212 | 0.015969 | 0.79954 | 0 | 3.4413 | 2.1271 | 0 | 0.33018 | 0.83819 | 0 | 0 | 0 | 0 | -24.4042 | 0.048579 | 0 | 0.0046206 | 0 | -0.17432 | 0 | 0 | 0 | 0 | 0 | 0 | 0 | 0 | 1.9165 | 0.043723 | 0.00013688 | 0 | 1.8827 | 0 | 1.4844 | 0 | 0.90096 | 12.8353 | 1.2663 | 3.1569 | 0.15353 | 0.055921 | 0 | 0.63797 | 0.20824 | 3.7009 | 9.4912 | 21.2345 | -0.17432 | 0 | 0.48567 | 0 | 1.7286 | 0.21092
2025_06_26 Hr 24 | 0 | 0 | 0 | 0 | 0 | 0 | 0 | 0 | 0 | 0 | 0 | 0.024893 | 0.63 | 0.021546 | 1.2773 | 1.2773 | 4.5554 | 0 | 0.0052034 | 0.003872 | 0.023281 | 0.085287 | 0 | 0.011212 | 0.015969 | 0.79954 | 0 | 3.4413 | 2.1271 | 0 | 0.33018 | 0.83819 | 0 | 0 | 0 | 0 | -23.2393 | 0.048579 | 0 | 0.0040307 | 0 | -0.1518 | 0 | 0 | 0 | 0 | 0 | 0 | 0 | 0 | 1.5753 | 0.043723 | 0.00013688 | 0 | 1.8827 | 0 | 1.3503 | 0 | 1.2317 | 12.7012 | 1.2663 | 3.1569 | 0.15353 | 0.055921 | 0 | 0.63797 | 0.20824 | 3.7009 | 9.8093 | 20.4992 | -0.1518 | 0 | 0.48567 | 0 | 1.7286 | 0.20614
2025_06_27 Hr 01 | 0 | 0 | 0 | 0 | 0 | 0 | 0 | 0 | 0 | 0 | 0 | 0.024893 | 2.16 | 0.06028 | 1.2773 | 1.2773 | 4.7554 | 0 | 0.0052034 | 0.003872 | 0.023281 | 0.085287 | 0 | 0.011212 | 0.015969 | 0.79954 | 0 | 3.5924 | 2.1271 | 0 | 0.33018 | 0.83819 | 0 | 0 | 0 | 0 | -20.5755 | 0.048579 | 0 | 0.0047841 | 0 | -0.12348 | 0 | 0 | 0 | 0 | 0 | 0 | 0 | 0 | 1.9165 | 0.043723 | 0.00013688 | 0 | 1.8827 | 0 | 0 | 0 | 1.4711 | 11.7021 | 1.2663 | 3.1569 | 0.15353 | 0.055921 | 0 | 0.63797 | 0.20824 | 3.7009 | 13.6439 | 22.6408 | -0.12348 | 0 | 0.48567 | 0 | 1.7286 | 0.19853
2025_06_27 Hr 02 | 0 | 0 | 0 | 0 | 0 | 0 | 0 | 0 | 0 | 0 | 0 | 0.024893 | 0.81 | 0.025508 | 1.2773 | 1.2773 | 4.7554 | 0 | 0.0052034 | 0.003872 | 0.023281 | 0.085287 | 0 | 0.011212 | 0.015969 | 0.79954 | 0 | 3.5924 | 2.1271 | 0 | 0.33018 | 0.83819 | 0 | 0 | 0 | 0 | -23.4539 | 0.048579 | 0 | 0.0053985 | 0 | -0.13961 | 0 | 0 | 0 | 0 | 0 | 0 | 0 | 0 | 1.8511 | 0.043723 | 0.00013688 | 0 | 1.8827 | 0 | 0 | 0 | 1.4102 | 11.7021 | 1.2663 | 3.1569 | 0.15353 | 0.055921 | 0 | 0.63797 | 0.20824 | 3.7009 | 9.237 | 21.1284 | -0.13961 | 0 | 0.48567 | 0 | 1.7286 | 0.19713
2025_06_27 Hr 03 | 0 | 0 | 0 | 0 | 0 | 0 | 0 | 0 | 0 | 0 | 0 | 0.024893 | 0.45 | 0.014359 | 1.2773 | 1.2773 | 4.7554 | 0 | 0.0052034 | 0.003872 | 0.023281 | 0.085287 | 0 | 0.011212 | 0.015969 | 0.79954 | 0 | 3.5924 | 2.1271 | 0 | 0.33018 | 0.83819 | 0 | 0 | 0 | 0 | -24.8219 | 0.048579 | 0 | 0.0054701 | 0 | -0.14149 | 0 | 0 | 0 | 0 | 0 | 0 | 0 | 0 | 2.3303 | 0.043723 | 0.00013688 | 0 | 1.8827 | 0 | 0 | 0 | 1.4407 | 11.7021 | 1.2663 | 3.1569 | 0.15353 | 0.055921 | 0 | 0.63797 | 0.20824 | 3.7009 | 8.0055 | 21.2668 | -0.14149 | 0 | 0.48567 | 0 | 1.7286 | 0.19712
2025_06_27 Hr 04 | 0 | 0 | 0 | 0 | 0 | 0 | 0 | 0 | 0 | 0 | 0 | 0.024893 | 0.33 | 0.0068861 | 1.2773 | 1.2773 | 3.0656 | 0 | 0.0052034 | 0.003872 | 0.023281 | 0.085287 | 0 | 0.011212 | 0.015969 | 0.29873 | 0 | 2.7098 | 2.1271 | 0 | 0.23112 | 0.83819 | 0 | 0 | 0 | 0 | -14.2975 | 0.048579 | 0 | 0.0035772 | 0 | -0.091802 | 0 | 0 | 0 | 0 | 0 | 0 | 0 | 0 | 2.8094 | 0.043723 | 0.00013688 | 0 | 1.8827 | 0 | 0 | 0 | 1.9804 | 8.6288 | 1.2663 | 3.1569 | 0.15353 | 0.055921 | 0 | 0.63797 | 0.20824 | 3.7009 | 16.2991 | 22.0597 | -0.091802 | 0 | 0.48567 | 0 | 1.7286 | 0.1977
2025_06_27 Hr 05 | 0 | 0 | 0 | 0 | 0 | 0 | 0 | 0 | 0 | 0 | 0 | 0.024893 | 0.51 | 0.0095938 | 1.2773 | 1.2773 | 3.0656 | 0 | 0.0052034 | 0.003872 | 0.023281 | 0.085287 | 0 | 0.011212 | 0.015969 | 0.29873 | 0 | 2.7098 | 2.1271 | 0 | 0.23112 | 0.83819 | 0 | 0 | 0 | 0 | -13.6593 | 0.048579 | 0 | 0.0032248 | 0 | -0.082551 | 0 | 0 | 0 | 0 | 0 | 0 | 0 | 0 | 3.2885 | 0.043723 | 0.00013688 | 0 | 1.8827 | 0 | 0 | 0 | 2.2807 | 8.6288 | 1.2663 | 3.1569 | 0.15353 | 0.055921 | 0 | 0.63797 | 0.20824 | 3.7009 | 17.9092 | 23.0223 | -0.082551 | 0 | 0.48567 | 0 | 1.7286 | 0.19815
2025_06_27 Hr 06 | 0.022813 | 0 | 0 | 0 | 0 | 0 | 0 | 0 | 0 | 0 | 0 | 0.024893 | 0.66 | 0.026497 | 1.2773 | 1.2773 | 4.1766 | 0 | 0.0052034 | 0.003872 | 0.023281 | 0.085287 | 0 | 0.011212 | 0.015969 | 0.42932 | 0 | 3.3975 | 2.1271 | 0 | 0.3083 | 0.83819 | 0 | 0 | 0 | 0 | -32.6413 | 0.048579 | 0 | 0.0068823 | 0 | -0.17856 | 0 | 0 | 0 | 0 | 0 | 0 | 0 | 0 | 3.4264 | 0.043723 | 0.00013688 | 0 | 1.8827 | 0 | 0 | 0 | 2.2502 | 10.5581 | 1.2663 | 3.1569 | 0.15353 | 0.055921 | -0.022813 | 0.63797 | 0.20824 | 3.7009 | 1.1164 | 23.401 | -0.20137 | 0 | 0.48567 | 0 | 1.7286 | 0.2025
2025_06_27 Hr 07 | 0.27193 | 2.8747e-06 | 0 | 0 | 0 | 0 | 0 | 0 | 0 | 0 | 0 | 0.024893 | 0.75 | 0.02683 | 1.2773 | 1.2773 | 4.5863 | 0 | 0.0052034 | 0.003872 | 0.023281 | 0.085287 | 0 | 0.011212 | 0.015969 | 0.67057 | 0 | 3.5189 | 2.1271 | 0 | 0.32182 | 0.83819 | 0 | 0 | 0 | 0 | -29.2689 | 0.048579 | 0 | 0.0061327 | 0 | -0.15888 | 0 | 0 | 0 | 0 | 0 | 0 | 0 | 0 | 2.3956 | 0.043723 | 0.00013688 | 0 | 1.8827 | 0 | 0 | 0 | 1.7105 | 11.3304 | 1.2663 | 3.1569 | 0.15353 | 0.055921 | -0.27193 | 0.63797 | 0.20824 | 3.7009 | 3.8227 | 22.1921 | -0.43082 | 0 | 0.48567 | 0 | 1.7286 | 0.21113
2025_06_27 Hr 08 | 0.52215 | 1.7165e-05 | 0 | 0 | 0 | 0 | 0 | 0 | 0 | 0 | 0 | 0.024893 | 0.51 | 0.018156 | 1.2773 | 1.2773 | 4.5863 | 0 | 0.0052034 | 0.003872 | 0.023281 | 0.085287 | 0 | 0.011212 | 0.015969 | 0.79954 | 0 | 3.5189 | 2.1271 | 0 | 0.32182 | 0.83819 | 0 | 0 | 0 | 0 | -26.2487 | 0.048579 | 0 | 0.0061029 | 0 | -0.1581 | 0 | 0 | 0 | 0 | 0 | 0 | 0 | 0 | 2.1197 | 0.043723 | 0.00013688 | 0 | 1.8827 | 0 | 0 | 0 | 1.3493 | 11.4593 | 1.2663 | 3.1569 | 0.15353 | 0.055921 | -0.52215 | 0.63797 | 0.20824 | 3.7009 | 6.0899 | 21.5594 | -0.68025 | 0 | 0.48567 | 0 | 1.7286 | 0.21404
2025_06_27 Hr 09 | 0.59022 | 8.4143e-05 | 0 | 0 | 0 | 0 | 0 | 0 | 0 | 0 | 0 | 0.024893 | 0.78 | 0.027225 | 1.2773 | 1.2773 | 4.5863 | 0 | 0.0052034 | 0.003872 | 0.023281 | 0.085287 | 0 | 0.011212 | 0.015969 | 0.79954 | 0 | 3.5189 | 2.1271 | 0 | 0.32182 | 0.83819 | 0 | 0 | 0 | 0 | -25.5578 | 0.048579 | 0 | 0.0059835 | 0 | -0.15497 | 0 | 0 | 0 | 0 | 0 | 0 | 0 | 0 | 2.3303 | 0.043723 | 0.00013688 | 0 | 1.8827 | 0 | 0 | 0 | 1.3188 | 11.4593 | 1.2663 | 3.1569 | 0.15353 | 0.055921 | -0.59022 | 0.63797 | 0.20824 | 3.7009 | 7.2487 | 22.0924 | -0.74519 | 0 | 0.48567 | 0 | 1.7286 | 0.2197
2025_06_27 Hr 10 | 0.5451 | 0.00023318 | 0 | 0 | 0 | 0 | 0 | 0 | 0 | 0 | 0 | 0.024893 | 0.87 | 0.035359 | 1.2773 | 1.2773 | 4.5863 | 0 | 0.0052034 | 0.003872 | 0.023281 | 0.085287 | 0 | 0.011212 | 0.015969 | 0.79954 | 0 | 3.5189 | 2.1271 | 0 | 0.32182 | 0.83819 | 0 | 0 | 0 | 0 | -27.3967 | 0.048579 | 0 | 0.0069672 | 0 | -0.18079 | 0 | 0 | 0 | 0 | 0 | 0 | 0 | 0 | 2.3956 | 0.043723 | 0.00013688 | 0 | 1.8827 | 0 | 0 | 0 | 1.2927 | 11.4593 | 1.2663 | 3.1569 | 0.15353 | 0.055921 | -0.5451 | 0.63797 | 0.20824 | 3.7009 | 5.5218 | 22.1851 | -0.72589 | 0 | 0.48567 | 0 | 1.7286 | 0.22008
2025_06_27 Hr 11 | 0.56726 | 0.00038786 | 0 | 0 | 0 | 0 | 0 | 0 | 0 | 0 | 0 | 0.024893 | 1.02 | 0.045333 | 1.2773 | 1.2773 | 4.5863 | 0 | 0.0052034 | 0.003872 | 0.023281 | 0.085287 | 0 | 0.011212 | 0.015969 | 0.79954 | 0 | 3.5189 | 2.1271 | 0 | 0.32182 | 0.83819 | 0 | 0 | 0 | 0 | -27.2861 | 0.048579 | 0 | 0.0076191 | 0 | -0.1979 | 0 | 0 | 0 | 0 | 0 | 0 | 0 | 0 | 2.3303 | 0.043723 | 0.00013688 | 0 | 1.8827 | 0 | 0 | 0 | 1.2622 | 11.4593 | 1.2663 | 3.1569 | 0.15353 | 0.055921 | -0.56726 | 0.63797 | 0.20824 | 3.7009 | 5.6801 | 22.272 | -0.76516 | 0 | 0.48567 | 0 | 1.7286 | 0.22046
2025_06_27 Hr 12 | 0.6357 | 0.00056859 | 0 | 0 | 0 | 0 | 0 | 0 | 0 | 0 | 0 | 0.024893 | 1.17 | 0.060429 | 1.2773 | 1.2773 | 4.5863 | 0 | 0.0052034 | 0.003872 | 0.023281 | 0.085287 | 0 | 0.011212 | 0.015969 | 0.79954 | 0 | 3.5189 | 2.1271 | 0 | 0.32182 | 0.83819 | 0 | 0 | 0 | 0 | -27.8035 | 0.048579 | 0 | 0.008854 | 0 | -0.23032 | 0 | 0 | 0 | 0 | 0 | 0 | 0 | 0 | 2.2577 | 0.043723 | 0.00013688 | 0 | 1.8827 | 0 | 0 | 0 | 1.1099 | 11.4593 | 1.2663 | 3.1569 | 0.15353 | 0.055921 | -0.6357 | 0.63797 | 0.20824 | 3.7009 | 5.0703 | 22.2806 | -0.86602 | 0 | 0.48567 | 0 | 1.7286 | 0.22024
2025_06_27 Hr 13 | 0.52215 | 0.00054966 | 0 | 0 | 0 | 0 | 0 | 0 | 0 | 0 | 0 | 0.024893 | 1.29 | 0.057373 | 1.2773 | 1.2773 | 4.5863 | 0 | 0.0052034 | 0.003872 | 0.023281 | 0.085287 | 0 | 0.011212 | 0.015969 | 0.79954 | 0 | 3.5189 | 2.1271 | 0 | 0.32182 | 0.83819 | 0 | 0 | 0 | 0 | -21.9499 | 0.048579 | 0 | 0.0076243 | 0 | -0.19804 | 0 | 0 | 0 | 0 | 0 | 0 | 0 | 0 | 2.2577 | 0.043723 | 0.00013688 | 0 | 1.8827 | 0 | 0 | 0 | 1.2927 | 11.4593 | 1.2663 | 3.1569 | 0.15353 | 0.055921 | -0.52215 | 0.63797 | 0.20824 | 3.7009 | 11.2554 | 22.4661 | -0.72018 | 0 | 0.48567 | 0 | 1.7286 | 0.21966
2025_06_27 Hr 14 | 0.63563 | 0.00057125 | 0 | 0 | 0 | 0 | 0 | 0 | 0 | 0 | 0 | 0.024893 | 1.74 | 0.076638 | 1.2773 | 1.2773 | 4.5863 | 0 | 0.0052034 | 0.003872 | 0.023281 | 0.085287 | 0 | 0.011212 | 0.015969 | 0.79954 | 0 | 3.5189 | 2.1271 | 0 | 0.32182 | 0.83819 | 0 | 0 | 0 | 0 | -21.6669 | 0.048579 | 0 | 0.0075505 | 0 | -0.1961 | 0 | 0 | 0 | 0 | 0 | 0 | 0 | 0 | 2.1923 | 0.043723 | 0.00013688 | 0 | 1.8827 | 0 | 0 | 0 | 1.4102 | 11.4593 | 1.2663 | 3.1569 | 0.15353 | 0.055921 | -0.63563 | 0.63797 | 0.20824 | 3.7009 | 12.063 | 23.1023 | -0.83173 | 0 | 0.48567 | 0 | 1.7286 | 0.22083
2025_06_27 Hr 15 | 0.78674 | 0.00058196 | 0 | 0 | 0 | 0 | 0 | 0 | 0 | 0 | 0 | 0.024893 | 2.13 | 0.09629 | 1.2773 | 1.2773 | 4.5863 | 0 | 0.0052034 | 0.003872 | 0.023281 | 0.085287 | 0 | 0.011212 | 0.015969 | 0.79954 | 0 | 3.5189 | 2.1271 | 0 | 0.32182 | 0.83819 | 0 | 0 | 0 | 0 | -19.8288 | 0.048579 | 0 | 0.0077497 | 0 | -0.20133 | 0 | 0 | 0 | 0 | 0 | 0 | 0 | 0 | 2.1197 | 0.043723 | 0.00013688 | 0 | 1.8827 | 0 | 0 | 0 | 1.1099 | 11.4593 | 1.2663 | 3.1569 | 0.15353 | 0.055921 | -0.78674 | 0.63797 | 0.20824 | 3.7009 | 13.9329 | 23.2904 | -0.98807 | 0 | 0.48567 | 0 | 1.7286 | 0.22111
2025_06_27 Hr 16 | 0.80665 | 0.00077883 | 0 | 0.056298 | 0.056298 | 0.056062 | 0.056304 | 0.05631 | 0.056332 | 0 | 0 | 0.024893 | 2.34 | 0.1496 | 1.2773 | 1.2773 | 4.5863 | 0 | 0.0052034 | 0.003872 | 0.023281 | 0.085287 | 0 | 0.011212 | 0.015969 | 0.79954 | 0 | 3.5189 | 2.1271 | 0 | 0.32182 | 0.83819 | 0 | 0 | 0 | 0 | -28.9696 | 0.048579 | 0 | 0.0064829 | 0 | -0.28559 | 0 | 0 | 0 | 0 | 0 | 0 | 0 | 0 | 2.1923 | 0.043723 | 0.00013688 | 0 | 1.8827 | 0 | 2.0305 | 0 | 0.87049 | 12.6215 | 1.2663 | 3.1569 | 0.15353 | 0.055921 | -0.80665 | 0.63797 | 0.20824 | 3.7009 | 5.9665 | 23.4068 | -1.0922 | 0 | 0.48567 | 0 | 1.7286 | 0.22084
2025_06_27 Hr 17 | 0.77955 | 0.00075106 | 0 | 0.13512 | 0.13512 | 0.13455 | 0.13513 | 0.13514 | 0.1352 | 0 | 0 | 0.024893 | 2.49 | 0.17265 | 1.2773 | 1.2773 | 4.5863 | 0 | 0.0052034 | 0.003872 | 0.023281 | 0.085287 | 0 | 0.011212 | 0.015969 | 0.79954 | 0 | 3.5189 | 2.1271 | 0 | 0.32182 | 0.83819 | 0 | 0 | 0 | 0 | -31.5171 | 0.048579 | 0 | 0.0037145 | 0 | -0.30991 | 0 | 0 | 0 | 0 | 0 | 0 | 0 | 0 | 2.2577 | 0.043723 | 0.00013688 | 0 | 1.8827 | 0 | 1.827 | 0 | 0.72251 | 14.0966 | 1.2663 | 3.1569 | 0.15353 | 0.055921 | -0.77955 | 0.63797 | 0.20824 | 3.7009 | 4.9595 | 23.4695 | -1.0895 | 0 | 0.48567 | 0 | 1.7286 | 0.22028
2025_06_27 Hr 18 | 0.80295 | 0.00055628 | 0 | 0.13512 | 0.13512 | 0.13455 | 0.13513 | 0.13514 | 0.1352 | 0 | 0 | 0.024893 | 2.55 | 0.16225 | 1.2773 | 1.2773 | 4.5863 | 0 | 0.0052034 | 0.003872 | 0.023281 | 0.085287 | 0 | 0.011212 | 0.015969 | 0.79954 | 0 | 3.5189 | 2.1271 | 0 | 0.32182 | 0.83819 | 0 | 0 | 0 | 0 | -28.3875 | 0.048579 | 0 | 0.0034086 | 0 | -0.28422 | 0 | 0 | 0 | 0 | 0 | 0 | 0 | 0 | 1.7785 | 0.043723 | 0.00013688 | 0 | 1.8827 | 0 | 1.827 | 0 | 0.87049 | 14.0966 | 1.2663 | 3.1569 | 0.15353 | 0.055921 | -0.80295 | 0.63797 | 0.20824 | 3.7009 | 7.8329 | 23.2109 | -1.0872 | 0 | 0.48567 | 0 | 1.7286 | 0.22004
2025_06_27 Hr 19 | 0.63556 | 0.0003942 | 0 | 0.13512 | 0.13512 | 0.13455 | 0.13513 | 0.13514 | 0.1352 | 0 | 0 | 0.024893 | 2.52 | 0.16796 | 1.2773 | 1.2773 | 4.5863 | 0 | 0.0052034 | 0.003872 | 0.023281 | 0.085287 | 0 | 0.011212 | 0.015969 | 0.79954 | 0 | 3.5189 | 2.1271 | 0 | 0.32182 | 0.83819 | 0 | 0 | 0 | 0 | -31.4161 | 0.048579 | 0 | 0.0035706 | 0 | -0.29783 | 0 | 0 | 0 | 0 | 0 | 0 | 0 | 0 | 1.51 | 0.043723 | 0.00013688 | 0 | 1.8827 | 0 | 1.827 | 0 | 1.0489 | 14.0966 | 1.2663 | 3.1569 | 0.15353 | 0.055921 | -0.63556 | 0.63797 | 0.20824 | 3.7009 | 4.6762 | 22.9291 | -0.93339 | 0 | 0.48567 | 0 | 1.7286 | 0.22022
2025_06_27 Hr 20 | 0.18127 | 0.00016392 | 0 | 0 | 0 | 0 | 0 | 0 | 0 | 0 | 0 | 0.024893 | 2.28 | 0.14354 | 1.2773 | 1.2773 | 4.5863 | 0 | 0.0052034 | 0.003872 | 0.023281 | 0.085287 | 0 | 0.011212 | 0.015969 | 0.79954 | 0 | 3.5189 | 2.1271 | 0 | 0.32182 | 0.83819 | 0 | 0 | 0 | 0 | -26.4549 | 0.048579 | 0 | 0.010793 | 0 | -0.28121 | 0 | 0 | 0 | 0 | 0 | 0 | 0 | 0 | 1.8511 | 0.043723 | 0.00013688 | 0 | 1.8827 | 0 | 0 | 0 | 0.99236 | 11.4593 | 1.2663 | 3.1569 | 0.15353 | 0.055921 | -0.18127 | 0.63797 | 0.20824 | 3.7009 | 7.0348 | 22.4929 | -0.46248 | 0 | 0.48567 | 0 | 1.7286 | 0.21834
2025_06_27 Hr 21 | 0 | 2.8046e-05 | 0 | 0 | 0 | 0 | 0 | 0 | 0 | 0 | 0 | 0.024893 | 2.67 | 0.14561 | 1.2773 | 1.2773 | 4.5863 | 0 | 0.0052034 | 0.003872 | 0.023281 | 0.085287 | 0 | 0.011212 | 0.015969 | 0.79954 | 0 | 3.5189 | 2.1271 | 0 | 0.32182 | 0.83819 | 0 | 0 | 0 | 0 | -27.9197 | 0.048579 | 0 | 0.0093488 | 0 | -0.24331 | 0 | 0 | 0 | 0 | 0 | 0 | 0 | 0 | 2.2577 | 0.043723 | 0.00013688 | 0 | 1.8827 | 0 | 0 | 0 | 1.0794 | 11.4593 | 1.2663 | 3.1569 | 0.15353 | 0.055921 | 0 | 0.63797 | 0.20824 | 3.7009 | 6.4911 | 23.1947 | -0.24331 | 0 | 0.48567 | 0 | 1.7286 | 0.21594
2025_06_27 Hr 22 | 0 | 3.4637e-06 | 0 | 0 | 0 | 0 | 0 | 0 | 0 | 0 | 0 | 0.024893 | 2.67 | 0.095905 | 1.2773 | 1.2773 | 4.5863 | 0 | 0.0052034 | 0.003872 | 0.023281 | 0.085287 | 0 | 0.011212 | 0.015969 | 0.79954 | 0 | 3.5189 | 2.1271 | 0 | 0.32182 | 0.83819 | 0 | 0 | 0 | 0 | -22.1844 | 0.048579 | 0 | 0.0061576 | 0 | -0.15954 | 0 | 0 | 0 | 0 | 0 | 0 | 0 | 0 | 2.2577 | 0.043723 | 0.00013688 | 0 | 1.8827 | 0 | 0 | 0 | 1.741 | 11.4593 | 1.2663 | 3.1569 | 0.15353 | 0.055921 | 0 | 0.63797 | 0.20824 | 3.7009 | 12.9199 | 23.8046 | -0.15954 | 0 | 0.48567 | 0 | 1.7286 | 0.21396
2025_06_27 Hr 23 | 0 | 0 | 0 | 0 | 0 | 0 | 0 | 0 | 0 | 0 | 0 | 0.024893 | 2.58 | 0.075049 | 1.2773 | 1.2773 | 4.7554 | 0 | 0.0052034 | 0.003872 | 0.023281 | 0.085287 | 0 | 0.011212 | 0.015969 | 0.79954 | 0 | 3.5924 | 2.1271 | 0 | 0.33018 | 0.83819 | 0 | 0 | 0 | 0 | -20.9255 | 0.048579 | 0 | 0.0049867 | 0 | -0.1288 | 0 | 0 | 0 | 0 | 0 | 0 | 0 | 0 | 2.6715 | 0.043723 | 0.00013688 | 0 | 1.8827 | 0 | 0 | 0 | 2.1632 | 11.7021 | 1.2663 | 3.1569 | 0.15353 | 0.055921 | 0 | 0.63797 | 0.20824 | 3.7009 | 15.1808 | 24.533 | -0.1288 | 0 | 0.48567 | 0 | 1.7286 | 0.20894
2025_06_27 Hr 24 | 0 | 0 | 0 | 0 | 0 | 0 | 0 | 0 | 0 | 0 | 0 | 0.024893 | 2.55 | 0.054647 | 1.2773 | 1.2773 | 3.0656 | 0 | 0.0052034 | 0.003872 | 0.023281 | 0.085287 | 0 | 0.011212 | 0.015969 | 0.38052 | 0 | 3.0776 | 2.1271 | 0 | 0.2724 | 0.83819 | 0 | 0 | 0 | 0 | -14.6422 | 0.048579 | 0 | 0.0036737 | 0 | -0.094336 | 0 | 0 | 0 | 0 | 0 | 0 | 0 | 0 | 3.2159 | 0.043723 | 0.00013688 | 0 | 1.8827 | 0 | 0 | 0 | 1.6496 | 9.0783 | 1.2663 | 3.1569 | 0.15353 | 0.055921 | 0 | 0.63797 | 0.20824 | 3.7009 | 18.7942 | 24.4524 | -0.094336 | 0 | 0.48567 | 0 | 1.7286 | 0.2056
2025_06_28 Hr 01 | 0 | 0 | 0 | 0 | 0 | 0 | 0 | 0 | 0 | 0 | 0 | 0.024893 | 2.4 | 0.059474 | 1.0061 | 1.0061 | 3.2356 | 0 | 0.0052034 | 0.003872 | 0.023281 | 0.085287 | 0 | 0.011212 | 0.015969 | 0.33394 | 0 | 2.9757 | 2.1271 | 0 | 0.2766 | 0.83819 | 0 | 0 | 0 | 0 | -19.1344 | 0.048579 | 0 | 0.0042481 | 0 | -0.10941 | 0 | 0 | 0 | 0 | 0 | 0 | 0 | 0 | 4.5879 | 0.043723 | 0.00013688 | 0 | 1.8827 | 0 | 0 | 0 | 1.0794 | 8.5573 | 1.2663 | 3.1569 | 0.15353 | 0.055921 | 0 | 0.63797 | 0.20824 | 3.7009 | 14.4196 | 25.106 | -0.10941 | 0 | 0.48567 | 0 | 1.7286 | 0.19834
2025_06_28 Hr 02 | 0 | 0 | 0 | 0 | 0 | 0 | 0 | 0 | 0 | 0 | 0 | 0.024893 | 1.53 | 0.04847 | 0.59638 | 0.59638 | 3.8852 | 0 | 0.0052034 | 0.003872 | 0.023281 | 0.085287 | 0 | 0.011212 | 0.015969 | 0.42934 | 0 | 3.2547 | 2.1271 | 0 | 0.30937 | 0.83819 | 0 | 0 | 0 | 0 | -23.9184 | 0.048579 | 0 | 0.0054308 | 0 | -0.14046 | 0 | 0 | 0 | 0 | 0 | 0 | 0 | 0 | 4.2467 | 0.043723 | 0.00013688 | 0 | 1.8827 | 0 | 0 | 0 | 1.4102 | 8.762 | 1.2663 | 3.1569 | 0.15353 | 0.055921 | 0 | 0.63797 | 0.20824 | 3.7009 | 8.947 | 24.244 | -0.14046 | 0 | 0.48567 | 0 | 1.7286 | 0.19494
2025_06_28 Hr 03 | 0 | 0 | 0 | 0 | 0 | 0 | 0 | 0 | 0 | 0 | 0 | 0.024893 | 1.41 | 0.030582 | 0.82419 | 0.82422 | 2.9725 | 0 | 0.0052034 | 0.003872 | 0.023281 | 0.085287 | 0 | 0.011212 | 0.015969 | 0.30378 | 0 | 3.0947 | 2.1271 | 0 | 0.29058 | 0.83819 | 0 | 0 | 0 | 0 | -15.8977 | 0.048579 | 0 | 0.0037182 | 0 | -0.095502 | 0 | 0 | 0 | 0 | 0 | 0 | 0 | 0 | 3.9055 | 0.043723 | 0.00013688 | 0 | 1.8827 | 0 | 0 | 0 | 1.593 | 8.0194 | 1.2663 | 3.1569 | 0.15353 | 0.055921 | 0 | 0.63797 | 0.20824 | 3.7009 | 15.9543 | 23.9282 | -0.095502 | 0 | 0.48567 | 0 | 1.7286 | 0.19421
2025_06_28 Hr 04 | 0 | 0 | 0 | 0 | 0 | 0 | 0 | 0 | 0 | 0 | 0 | 0.024893 | 1.2 | 0.024651 | 1.052 | 1.0521 | 2.9286 | 0 | 0.0052034 | 0.003872 | 0.023281 | 0.085287 | 0 | 0.011212 | 0.015969 | 0.29873 | 0 | 2.5998 | 2.1271 | 0 | 0.23244 | 0.83819 | 0 | 0 | 0 | 0 | -15.7786 | 0.048579 | 0 | 0.0035216 | 0 | -0.090342 | 0 | 0 | 0 | 0 | 0 | 0 | 0 | 0 | 3.9055 | 0.043723 | 0.00013688 | 0 | 1.8827 | 0 | 0 | 0 | 2.3112 | 7.9313 | 1.2663 | 3.1569 | 0.15353 | 0.055921 | 0 | 0.63797 | 0.20824 | 3.7009 | 16.434 | 24.3717 | -0.090342 | 0 | 0.48567 | 0 | 1.7286 | 0.19363
2025_06_28 Hr 05 | 0 | 0 | 0 | 0 | 0 | 0 | 0 | 0 | 0 | 0 | 0 | 0.024893 | 0.96 | 0.01753 | 1.2501 | 1.2502 | 2.9286 | 0 | 0.0052034 | 0.003872 | 0.023281 | 0.085287 | 0 | 0.011212 | 0.015969 | 0.29873 | 0 | 2.6111 | 2.1271 | 0 | 0.23376 | 0.83819 | 0 | 0 | 0 | 0 | -14.5634 | 0.048579 | 0 | 0.0031304 | 0 | -0.080073 | 0 | 0 | 0 | 0 | 0 | 0 | 0 | 0 | 3.833 | 0.043723 | 0.00013688 | 0 | 1.8827 | 0 | 0 | 0 | 2.3112 | 8.3387 | 1.2663 | 3.1569 | 0.15353 | 0.055921 | 0 | 0.63797 | 0.20824 | 3.7009 | 17.7491 | 24.0539 | -0.080073 | 0 | 0.48567 | 0 | 1.7286 | 0.19422
2025_06_28 Hr 06 | 0.068002 | 0 | 0 | 0 | 0 | 0 | 0 | 0 | 0 | 0 | 0 | 0.024893 | 0.57 | 0.015846 | 1.2773 | 1.2773 | 3.5864 | 0 | 0.0052034 | 0.003872 | 0.023281 | 0.085287 | 0 | 0.011212 | 0.015969 | 0.37415 | 0 | 3.105 | 2.1271 | 0 | 0.29179 | 0.83819 | 0 | 0 | 0 | 0 | -24.141 | 0.048579 | 0 | 0.0047656 | 0 | -0.123 | 0 | 0 | 0 | 0 | 0 | 0 | 0 | 0 | 3.5644 | 0.043723 | 0.00013688 | 0 | 1.8827 | 0 | 0 | 0 | 2.3416 | 9.6202 | 1.2663 | 3.1569 | 0.15353 | 0.055921 | -0.068002 | 0.63797 | 0.20824 | 3.7009 | 8.8396 | 23.5514 | -0.191 | 0 | 0.48567 | 0 | 1.7286 | 0.19556
2025_06_28 Hr 07 | 0.13571 | 2.345e-06 | 0 | 0 | 0 | 0 | 0 | 0 | 0 | 0 | 0 | 0.024893 | 0.39 | 0.011381 | 1.1401 | 1.1401 | 2.9993 | 0 | 0.0052034 | 0.003872 | 0.023281 | 0.085287 | 0 | 0.011212 | 0.015969 | 0.31551 | 0 | 2.7114 | 2.1271 | 0 | 0.24696 | 0.83819 | 0 | 0 | 0 | 0 | -23.2895 | 0.048579 | 0 | 0.0050027 | 0 | -0.12922 | 0 | 0 | 0 | 0 | 0 | 0 | 0 | 0 | 3.1506 | 0.043723 | 0.00013688 | 0 | 1.8827 | 0 | 0 | 0 | 2.3112 | 8.3065 | 1.2663 | 3.1569 | 0.15353 | 0.055921 | -0.13571 | 0.63797 | 0.20824 | 3.7009 | 7.7022 | 22.9502 | -0.26493 | 0 | 0.48567 | 0 | 1.7286 | 0.20012
2025_06_28 Hr 08 | 0.22645 | 1.1677e-05 | 0 | 0 | 0 | 0 | 0 | 0 | 0 | 0 | 0 | 0.024893 | 0.18 | 0.0048439 | 0.5774 | 0.5774 | 3.8496 | 0 | 0.0052034 | 0.003872 | 0.023281 | 0.085287 | 0 | 0.011212 | 0.015969 | 0.42939 | 0 | 3.1763 | 2.1271 | 0 | 0.30049 | 0.83819 | 0 | 0 | 0 | 0 | -19.9482 | 0.048579 | 0 | 0.0046132 | 0 | -0.119 | 0 | 0 | 0 | 0 | 0 | 0 | 0 | 0 | 3.6297 | 0.043723 | 0.00013688 | 0 | 1.8827 | 0 | 0 | 0 | 2.1632 | 8.6101 | 1.2663 | 3.1569 | 0.15353 | 0.055921 | -0.22645 | 0.63797 | 0.20824 | 3.7009 | 11.5302 | 23.2137 | -0.34545 | 0 | 0.48567 | 0 | 1.7286 | 0.20475
2025_06_28 Hr 09 | 0.45444 | 7.5121e-05 | 0 | 0 | 0 | 0 | 0 | 0 | 0 | 0 | 0 | 0.024893 | 0.15 | 0.0044658 | 0.8052 | 0.8052 | 4.3533 | 0 | 0.0052034 | 0.003872 | 0.023281 | 0.085287 | 0 | 0.011212 | 0.015969 | 0.67055 | 0 | 3.3392 | 2.1271 | 0 | 0.31925 | 0.83819 | 0 | 0 | 0 | 0 | -23.8867 | 0.048579 | 0 | 0.0051038 | 0 | -0.13187 | 0 | 0 | 0 | 0 | 0 | 0 | 0 | 0 | 3.9055 | 0.043723 | 0.00013688 | 0 | 1.8827 | 0 | 0 | 0 | 2.4026 | 9.9734 | 1.2663 | 3.1569 | 0.15353 | 0.055921 | -0.45444 | 0.63797 | 0.20824 | 3.7009 | 9.4511 | 23.9506 | -0.58631 | 0 | 0.48567 | 0 | 1.7286 | 0.21003
2025_06_28 Hr 10 | 0.52215 | 0.00019011 | 0 | 0 | 0 | 0 | 0 | 0 | 0 | 0 | 0 | 0.024893 | 0.03 | 0.00094885 | 1.033 | 1.0331 | 4.3814 | 0 | 0.0052034 | 0.003872 | 0.023281 | 0.085287 | 0 | 0.011212 | 0.015969 | 0.79954 | 0 | 3.3615 | 2.1271 | 0 | 0.32182 | 0.83819 | 0 | 0 | 0 | 0 | -24.7225 | 0.048579 | 0 | 0.005422 | 0 | -0.14023 | 0 | 0 | 0 | 0 | 0 | 0 | 0 | 0 | 3.833 | 0.043723 | 0.00013688 | 0 | 1.8827 | 0 | 0 | 0 | 2.3721 | 10.6085 | 1.2663 | 3.1569 | 0.15353 | 0.055921 | -0.52215 | 0.63797 | 0.20824 | 3.7009 | 9.0196 | 23.7959 | -0.66237 | 0 | 0.48567 | 0 | 1.7286 | 0.21154
2025_06_28 Hr 11 | 0.63577 | 0.00030545 | 0 | 0 | 0 | 0 | 0 | 0 | 0 | 0 | 0 | 0.024893 | 0.03 | 0.0010182 | 1.24 | 1.2401 | 4.3814 | 0 | 0.0052034 | 0.003872 | 0.023281 | 0.085287 | 0 | 0.011212 | 0.015969 | 0.79954 | 0 | 3.3615 | 2.1271 | 0 | 0.32182 | 0.83819 | 0 | 0 | 0 | 0 | -26.8883 | 0.048579 | 0 | 0.005818 | 0 | -0.15062 | 0 | 0 | 0 | 0 | 0 | 0 | 0 | 0 | 3.6297 | 0.043723 | 0.00013688 | 0 | 1.8827 | 0 | 0 | 0 | 2.3721 | 11.0225 | 1.2663 | 3.1569 | 0.15353 | 0.055921 | -0.63577 | 0.63797 | 0.20824 | 3.7009 | 7.0575 | 23.7097 | -0.7864 | 0 | 0.48567 | 0 | 1.7286 | 0.21476
2025_06_28 Hr 12 | 0.59008 | 0.00047642 | 0 | 0 | 0 | 0 | 0 | 0 | 0 | 0 | 0 | 0.024893 | 0.03 | 0.0012614 | 1.2773 | 1.2773 | 4.3814 | 0 | 0.0052034 | 0.003872 | 0.023281 | 0.085287 | 0 | 0.011212 | 0.015969 | 0.79954 | 0 | 3.3615 | 2.1271 | 0 | 0.32182 | 0.83819 | 0 | 0 | 0 | 0 | -31.7009 | 0.048579 | 0 | 0.0072083 | 0 | -0.18712 | 0 | 0 | 0 | 0 | 0 | 0 | 0 | 0 | 3.5644 | 0.043723 | 0.00013688 | 0 | 1.8827 | 0 | 0 | 0 | 2.1022 | 11.0971 | 1.2663 | 3.1569 | 0.15353 | 0.055921 | -0.59008 | 0.63797 | 0.20824 | 3.7009 | 1.9494 | 23.3304 | -0.77719 | 0 | 0.48567 | 0 | 1.7286 | 0.21594
2025_06_28 Hr 13 | 0.56726 | 0.00054646 | 0 | 0 | 0 | 0 | 0 | 0 | 0 | 0 | 0 | 0.024893 | 0.03 | 0.0012961 | 1.2773 | 1.2773 | 4.3814 | 0 | 0.0052034 | 0.003872 | 0.023281 | 0.085287 | 0 | 0.011212 | 0.015969 | 0.79954 | 0 | 3.3615 | 2.1271 | 0 | 0.32182 | 0.83819 | 0 | 0 | 0 | 0 | -29.735 | 0.048579 | 0 | 0.0074065 | 0 | -0.19232 | 0 | 0 | 0 | 0 | 0 | 0 | 0 | 0 | 3.2885 | 0.043723 | 0.00013688 | 0 | 1.8827 | 0 | 0 | 0 | 1.9499 | 11.0971 | 1.2663 | 3.1569 | 0.15353 | 0.055921 | -0.56726 | 0.63797 | 0.20824 | 3.7009 | 3.4818 | 22.8794 | -0.75959 | 0 | 0.48567 | 0 | 1.7286 | 0.21579
2025_06_28 Hr 14 | 0.72644 | 0.00066735 | 0 | 0 | 0 | 0 | 0 | 0 | 0 | 0 | 0 | 0.024893 | 0.06 | 0.003057 | 1.2773 | 1.2773 | 4.3814 | 0 | 0.0052034 | 0.003872 | 0.023281 | 0.085287 | 0 | 0.011212 | 0.015969 | 0.79954 | 0 | 3.3615 | 2.1271 | 0 | 0.32182 | 0.83819 | 0 | 0 | 0 | 0 | -32.5428 | 0.048579 | 0 | 0.0087343 | 0 | -0.22717 | 0 | 0 | 0 | 0 | 0 | 0 | 0 | 0 | 2.9473 | 0.043723 | 0.00013688 | 0 | 1.8827 | 0 | 0 | 0 | 1.8019 | 11.0971 | 1.2663 | 3.1569 | 0.15353 | 0.055921 | -0.72644 | 0.63797 | 0.20824 | 3.7009 | 0.18312 | 22.5825 | -0.95362 | 0 | 0.48567 | 0 | 1.7286 | 0.217
2025_06_28 Hr 15 | 0.65793 | 0.00067124 | 0 | 0.053781 | 0.053781 | 0.053555 | 0.053786 | 0.053792 | 0.053813 | 0 | 0 | 0.024893 | 0.15 | 0.0076965 | 1.2773 | 1.2773 | 4.3814 | 0 | 0.0052034 | 0.003872 | 0.023281 | 0.085287 | 0 | 0.011212 | 0.015969 | 0.79954 | 0 | 3.3615 | 2.1271 | 0 | 0.32182 | 0.83819 | 0 | 0 | 0 | 0 | -31.4594 | 0.048579 | 0 | 0.0051419 | 0 | -0.22879 | 0 | 0 | 0 | 0 | 0 | 0 | 0 | 0 | 2.4682 | 0.043723 | 0.00013688 | 0 | 1.8827 | 0 | 2.0524 | 0 | 1.6801 | 12.2842 | 1.2663 | 3.1569 | 0.15353 | 0.055921 | -0.65793 | 0.63797 | 0.20824 | 3.7009 | 1.9448 | 22.0068 | -0.88673 | 0 | 0.48567 | 0 | 1.7286 | 0.21614
2025_06_28 Hr 16 | 0.47703 | 0.00068878 | 0 | 0.12907 | 0.12907 | 0.12853 | 0.12909 | 0.1291 | 0.12915 | 0 | 0 | 0.024893 | 0.18 | 0.0099926 | 1.2773 | 1.2773 | 4.3814 | 0 | 0.0052034 | 0.003872 | 0.023281 | 0.085287 | 0 | 0.011212 | 0.015969 | 0.79954 | 0 | 3.3615 | 2.1271 | 0 | 0.32182 | 0.83819 | 0 | 0 | 0 | 0 | -36.1279 | 0.048579 | 0 | 0.002974 | 0 | -0.24772 | 0 | 0 | 0 | 0 | 0 | 0 | 0 | 0 | 2.5989 | 0.043723 | 0.00013688 | 0 | 1.8827 | 0 | 1.7453 | 0 | 1.593 | 13.6164 | 1.2663 | 3.1569 | 0.15353 | 0.055921 | -0.47703 | 0.63797 | 0.20824 | 3.7009 | -1.3314 | 21.9048 | -0.72475 | 0 | 0.48567 | 0 | 1.7286 | 0.2192
2025_06_28 Hr 17 | 0.47718 | 0.00076628 | 0 | 0.12907 | 0.12907 | 0.12853 | 0.12909 | 0.1291 | 0.12915 | 0 | 0 | 0.024893 | 0.18 | 0.013389 | 1.2773 | 1.2773 | 4.3814 | 0 | 0.0052034 | 0.003872 | 0.023281 | 0.085287 | 0 | 0.011212 | 0.015969 | 0.79954 | 0 | 3.3615 | 2.1271 | 0 | 0.32182 | 0.83819 | 0 | 0 | 0 | 0 | -48.2018 | 0.048579 | 0 | 0.0039848 | 0 | -0.33262 | 0 | 0 | 0 | 0 | 0 | 0 | 0 | 0 | 2.1197 | 0.043723 | 0.00013688 | 0 | 1.8827 | 0 | 1.7453 | 0 | 1.6496 | 13.6164 | 1.2663 | 3.1569 | 0.15353 | 0.055921 | -0.47718 | 0.63797 | 0.20824 | 3.7009 | -13.9062 | 21.4889 | -0.8098 | 0 | 0.48567 | 0 | 1.7286 | 0.2222
2025_06_28 Hr 18 | 0.54503 | 0.0006459 | 0 | 0.12907 | 0.12907 | 0.12853 | 0.12909 | 0.1291 | 0.12915 | 0 | 0 | 0.024893 | 0.24 | 0.018621 | 1.2773 | 1.2773 | 4.3814 | 0 | 0.0052034 | 0.003872 | 0.023281 | 0.085287 | 0 | 0.011212 | 0.015969 | 0.79954 | 0.45196 | 3.3615 | 2.1271 | 0 | 0.32182 | 0.83819 | 0 | 0 | 0 | 0 | -48.9338 | 0.048579 | 0 | 0.0041564 | 0 | -0.34704 | 0 | 0 | 0 | 0 | 0 | 0 | 0 | 0 | 1.51 | 0.043723 | 0.00013688 | 0 | 1.8827 | 0 | 1.7453 | 0 | 1.3797 | 13.7691 | 1.2663 | 3.1569 | 0.15353 | 0.055921 | -0.54503 | 0.63797 | 0.20824 | 3.7009 | -15.3141 | 20.7426 | -0.89207 | 0 | 0.48567 | 0 | 1.7286 | 0.22254
2025_06_28 Hr 19 | 0.73603 | 0.00031661 | 0 | 0.12907 | 0.12907 | 0.12853 | 0.12909 | 0.1291 | 0.12915 | 0 | 0 | 0.024893 | 0.3 | 0.018703 | 1.2773 | 1.2773 | 4.3814 | 0 | 0.0052034 | 0.003872 | 0.023281 | 0.085287 | 0 | 0.011212 | 0.015969 | 0.79954 | 0.20054 | 3.3615 | 2.1271 | 0 | 0.32182 | 0.83819 | 0 | 0 | 0 | 0 | -43.6209 | 0.048579 | 0 | 0.0033397 | 0 | -0.27844 | 0 | 0 | 0 | 0 | 0 | 0 | 0 | 0 | 1.0962 | 0.043723 | 0.00013688 | 0 | 1.8827 | 0 | 1.7453 | 0 | 1.741 | 13.6673 | 1.2663 | 3.1569 | 0.15353 | 0.055921 | -0.73603 | 0.63797 | 0.20824 | 3.7009 | -10.0261 | 20.9419 | -1.0145 | 0 | 0.48567 | 0 | 1.7286 | 0.22362
2025_06_28 Hr 20 | 0.2266 | 0.00011201 | 0 | 0.12907 | 0.12907 | 0.12853 | 0.12909 | 0.1291 | 0.12915 | 0 | 0 | 0.024893 | 0.27 | 0.012714 | 1.2773 | 1.2773 | 4.3814 | 0 | 0.0052034 | 0.003872 | 0.023281 | 0.085287 | 0 | 0.011212 | 0.015969 | 0.79954 | 0 | 3.3615 | 2.1271 | 0 | 0.32182 | 0.83819 | 0 | 0 | 0 | 0 | -35.9928 | 0.048579 | 0 | 0.0025227 | 0 | -0.20981 | 0 | 0 | 0 | 0 | 0 | 0 | 0 | 0 | 1.0962 | 0.043723 | 0.00013688 | 0 | 1.8827 | 0 | 1.4888 | 0 | 2.1327 | 13.3599 | 1.2663 | 3.1569 | 0.15353 | 0.055921 | -0.2266 | 0.63797 | 0.20824 | 3.7009 | -2.2821 | 20.7872 | -0.43641 | 0 | 0.48567 | 0 | 1.7286 | 0.22278
2025_06_28 Hr 21 | 0 | 3.5575e-05 | 0 | 0.12907 | 0.12907 | 0.12853 | 0.12909 | 0.1291 | 0.12915 | 0 | 0 | 0.024893 | 0.3 | 0.010886 | 1.2773 | 1.2773 | 4.3392 | 0 | 0.0052034 | 0.003872 | 0.023281 | 0.085287 | 0 | 0.011212 | 0.015969 | 0.79453 | 0 | 3.3504 | 2.1271 | 0 | 0.32053 | 0.83819 | 0 | 0 | 0 | 0 | -28.2792 | 0.048579 | 0 | 0.001944 | 0 | -0.16119 | 0 | 0 | 0 | 0 | 0 | 0 | 0 | 0 | 1.2341 | 0.043723 | 0.00013688 | 0 | 1.8827 | 0 | 1.3697 | 0 | 2.3416 | 13.1825 | 1.2663 | 3.1569 | 0.15353 | 0.055921 | 0 | 0.63797 | 0.20824 | 3.7009 | 5.6719 | 20.9298 | -0.16119 | 0 | 0.48567 | 0 | 1.7286 | 0.21835
2025_06_28 Hr 22 | 0 | 3.8005e-06 | 0 | 0.12907 | 0.12907 | 0.12853 | 0.12909 | 0.1291 | 0.12915 | 0 | 0 | 0.024893 | 0.33 | 0.011148 | 1.2773 | 1.2773 | 4.3814 | 0 | 0.0052034 | 0.003872 | 0.023281 | 0.085287 | 0 | 0.011212 | 0.015969 | 0.79954 | 0 | 3.3615 | 2.1271 | 0 | 0.32182 | 0.83819 | 0 | 0 | 0 | 0 | -27.9469 | 0.048579 | 0 | 0.0018098 | 0 | -0.14992 | 0 | 0 | 0 | 0 | 0 | 0 | 0 | 0 | 1.5753 | 0.043723 | 0.00013688 | 0 | 1.8827 | 0 | 1.3118 | 0 | 2.1632 | 13.1829 | 1.2663 | 3.1569 | 0.15353 | 0.055921 | 0 | 0.63797 | 0.20824 | 3.7009 | 6.2079 | 21.1219 | -0.14992 | 0 | 0.48567 | 0 | 1.7286 | 0.2162
2025_06_28 Hr 23 | 0 | 0 | 0 | 0.12907 | 0.12907 | 0.12853 | 0.12909 | 0.1291 | 0.12915 | 0 | 0 | 0.024893 | 0.99 | 0.030845 | 1.2773 | 1.2773 | 3.8703 | 0 | 0.0052034 | 0.003872 | 0.023281 | 0.085287 | 0 | 0.011212 | 0.015969 | 0.59087 | 0 | 3.2322 | 2.1271 | 0 | 0.30673 | 0.83819 | 0 | 0 | 0 | 0 | -26.2806 | 0.048579 | 0 | 0.0016691 | 0 | -0.13811 | 0 | 0 | 0 | 0 | 0 | 0 | 0 | 0 | 1.8511 | 0.043723 | 0.00013688 | 0 | 1.8827 | 0 | 1.4362 | 0 | 1.9804 | 12.4583 | 1.2663 | 3.1569 | 0.15353 | 0.055921 | 0 | 0.63797 | 0.20824 | 3.7009 | 7.9148 | 21.8751 | -0.13811 | 0 | 0.48567 | 0 | 1.7286 | 0.21177
2025_06_28 Hr 24 | 0 | 0 | 0 | 0 | 0 | 0 | 0 | 0 | 0 | 0 | 0 | 0.024893 | 2.13 | 0.067822 | 1.2773 | 1.2773 | 3.9899 | 0 | 0.0052034 | 0.003872 | 0.023281 | 0.085287 | 0 | 0.011212 | 0.015969 | 0.42941 | 0 | 3.3047 | 2.1271 | 0 | 0.31524 | 0.83819 | 0 | 0 | 0 | 0 | -25.642 | 0.048579 | 0 | 0.0054585 | 0 | -0.14119 | 0 | 0 | 0 | 0 | 0 | 0 | 0 | 0 | 1.9891 | 0.043723 | 0.00013688 | 0 | 1.8827 | 0 | 0 | 0 | 1.5625 | 10.2787 | 1.2663 | 3.1569 | 0.15353 | 0.055921 | 0 | 0.63797 | 0.20824 | 3.7009 | 7.2693 | 22.7737 | -0.14119 | 0 | 0.48567 | 0 | 1.7286 | 0.2048
2025_06_29 Hr 01 | 0 | 0 | 0 | 0 | 0 | 0 | 0 | 0 | 0 | 0 | 0 | 0.024893 | 2.16 | 0.053296 | 1.0061 | 1.0061 | 3.7358 | 0 | 0.0052034 | 0.003872 | 0.023281 | 0.085287 | 0 | 0.011212 | 0.015969 | 0.45452 | 0 | 0 | 2.1271 | 0 | 0 | 0.83819 | 0 | 0 | 0 | 0 | -16.2168 | 0.048579 | 0 | 0.049701 | 0 | -0.10893 | 0 | 0 | 0 | 0 | 0 | 0 | 0 | 0 | 2.2577 | 0.043723 | 0.00013688 | 0 | 1.8827 | 0 | 0 | 0 | 1.5016 | 6.2024 | 1.2663 | 3.1569 | 0.15353 | 0.055921 | 0 | 0.63797 | 0.20824 | 3.7009 | 12.5517 | 22.6749 | -0.10893 | 0 | 0.48567 | 0 | 1.7286 | 0.19812
2025_06_29 Hr 02 | 0 | 0 | 0 | 0 | 0 | 0 | 0 | 0 | 0 | 0 | 0 | 0.024893 | 2.25 | 0.074204 | 0.80521 | 0.80502 | 3.9899 | 0 | 0.0052034 | 0.003872 | 0.023281 | 0.085287 | 0 | 0.011212 | 0.015969 | 0.42936 | 0 | 0 | 2.1271 | 0 | 0 | 0.83819 | 0 | 0 | 0 | 0 | -20.8048 | 0.048579 | 0 | 0.066431 | 0 | -0.14631 | 0 | 0 | 0 | 0 | 0 | 0 | 0 | 0 | 1.51 | 0.043723 | 0.00013688 | 0 | 1.8827 | 0 | 0 | 0 | 1.593 | 6.0295 | 1.2663 | 3.1569 | 0.15353 | 0.055921 | 0 | 0.63797 | 0.20824 | 3.7009 | 7.2043 | 22.1259 | -0.14631 | 0 | 0.48567 | 0 | 1.7286 | 0.1945
2025_06_29 Hr 03 | 0 | 0 | 0 | 0 | 0 | 0 | 0 | 0 | 0 | 0 | 0 | 0.024893 | 2.19 | 0.052658 | 1.0519 | 1.0519 | 3.9318 | 0 | 0.0052034 | 0.003872 | 0.023281 | 0.085287 | 0 | 0.011212 | 0.015969 | 0.5198 | 0 | 0 | 2.1271 | 0 | 0 | 0.83819 | 0 | 0 | 0 | 0 | -15.9585 | 0.048579 | 0 | 0.048433 | 0 | -0.1061 | 0 | 0 | 0 | 0 | 0 | 0 | 0 | 0 | 1.7785 | 0.043723 | 0.00013688 | 0 | 1.8827 | 0 | 0 | 0 | 1.889 | 6.5553 | 1.2663 | 3.1569 | 0.15353 | 0.055921 | 0 | 0.63797 | 0.20824 | 3.7009 | 13.0967 | 22.606 | -0.1061 | 0 | 0.48567 | 0 | 1.7286 | 0.19154
2025_06_29 Hr 04 | 0 | 0 | 0 | 0 | 0 | 0 | 0 | 0 | 0 | 0 | 0 | 0.024893 | 2.25 | 0.056831 | 1.25 | 1.2501 | 3.7355 | 0 | 0.0052034 | 0.003872 | 0.023281 | 0.085287 | 0 | 0.011212 | 0.015969 | 0.39258 | 0 | 0 | 2.1271 | 0 | 0 | 0.83819 | 0 | 0 | 0 | 0 | -17.4533 | 0.048579 | 0 | 0.050878 | 0 | -0.11156 | 0 | 0 | 0 | 0 | 0 | 0 | 0 | 0 | 2.6715 | 0.043723 | 0.00013688 | 0 | 1.8827 | 0 | 0 | 0 | 1.593 | 6.6282 | 1.2663 | 3.1569 | 0.15353 | 0.055921 | 0 | 0.63797 | 0.20824 | 3.7009 | 12.33 | 23.2667 | -0.11156 | 0 | 0.48567 | 0 | 1.7286 | 0.1912
2025_06_29 Hr 05 | 0 | 0 | 0 | 0 | 0 | 0 | 0 | 0 | 0 | 0 | 0 | 0.024893 | 2.31 | 0.051875 | 1.2773 | 1.2773 | 3.0455 | 0 | 0.0052034 | 0.003872 | 0.023281 | 0.085287 | 0 | 0.011212 | 0.015969 | 0.31216 | 0 | 0 | 2.1271 | 0 | 0 | 0.83819 | 0 | 0 | 0 | 0 | -15.3176 | 0.048579 | 0 | 0.045235 | 0 | -0.098956 | 0 | 0 | 0 | 0 | 0 | 0 | 0 | 0 | 2.4682 | 0.043723 | 0.00013688 | 0 | 1.8827 | 0 | 0 | 0 | 1.7715 | 5.9124 | 1.2663 | 3.1569 | 0.15353 | 0.055921 | 0 | 0.63797 | 0.20824 | 3.7009 | 13.7939 | 23.298 | -0.098956 | 0 | 0.48567 | 0 | 1.7286 | 0.19226
2025_06_29 Hr 06 | 0.068002 | 0 | 0 | 0 | 0 | 0 | 0 | 0 | 0 | 0 | 0 | 0.024893 | 2.22 | 0.041911 | 1.1401 | 1.1401 | 2.9725 | 0 | 0.0052034 | 0.003872 | 0.023281 | 0.085287 | 0 | 0.011212 | 0.015969 | 0.30377 | 0 | 0 | 2.1271 | 0 | 0 | 0.83819 | 0 | 0 | 0 | 0 | -12.8574 | 0.048579 | 0 | 0.038028 | 0 | -0.082856 | 0 | 0 | 0 | 0 | 0 | 0 | 0 | 0 | 1.9165 | 0.043723 | 0.00013688 | 0 | 1.8827 | 0 | 0 | 0 | 1.5625 | 5.5564 | 1.2663 | 3.1569 | 0.15353 | 0.055921 | -0.068002 | 0.63797 | 0.20824 | 3.7009 | 15.0558 | 22.5076 | -0.15086 | 0 | 0.48567 | 0 | 1.7286 | 0.19442
2025_06_29 Hr 07 | 0.49171 | 5.9438e-07 | 0 | 0 | 0 | 0 | 0 | 0 | 0 | 0 | 0 | 0.024893 | 2.31 | 0.017086 | 0.45559 | 0.4556 | 2.8291 | 0 | 0.0052034 | 0.003872 | 0.023281 | 0.085287 | 0 | 0.011212 | 0.015969 | 0.29873 | 0 | 0 | 2.1271 | 0 | 0 | 0.83819 | 0 | 0 | 0 | 0 | -4.0931 | 0.048579 | 0 | 0.014899 | 0 | -0.031185 | 0 | 0 | 0 | 0 | 0 | 0 | 0 | 0 | 1.2994 | 0.043723 | 0.00013688 | 0 | 1.8827 | 0 | 0 | 0 | 1.4711 | 4.039 | 1.2663 | 3.1569 | 0.15353 | 0.055921 | -0.49171 | 0.63797 | 0.20824 | 3.7009 | 21.7127 | 22.2898 | -0.52289 | 0 | 0.48567 | 0 | 1.7286 | 0.19615
2025_06_29 Hr 08 | 0.68983 | 5.0392e-06 | 0 | 0 | 0 | 0 | 0 | 0 | 0 | 0 | 0 | 0.024893 | 2.37 | 0.023222 | 0.45401 | 0.45401 | 2.8291 | 0 | 0.0052034 | 0.003872 | 0.023281 | 0.085287 | 0 | 0.011212 | 0.015969 | 0.29873 | 0 | 0 | 2.1271 | 0 | 0 | 0.83819 | 0 | 0 | 0 | 0 | -5.1505 | 0.048579 | 0 | 0.019737 | 0 | -0.041993 | 0 | 0 | 0 | 0 | 0 | 0 | 0 | 0 | 1.2341 | 0.043723 | 0.00013688 | 0 | 1.8827 | 0 | 0 | 0 | 0.84002 | 4.0358 | 1.2663 | 3.1569 | 0.15353 | 0.055921 | -0.68983 | 0.63797 | 0.20824 | 3.7009 | 20.0166 | 21.8632 | -0.73182 | 0 | 0.48567 | 0 | 1.7286 | 0.20173
2025_06_29 Hr 09 | 0.76655 | 3.15e-05 | 0 | 0 | 0 | 0 | 0 | 0 | 0 | 0 | 0 | 0.024893 | 2.31 | 0.027608 | 0.45401 | 0.45401 | 2.8291 | 0 | 0.0052034 | 0.003872 | 0.023281 | 0.085287 | 0 | 0.011212 | 0.015969 | 0.29873 | 0 | 0 | 2.1271 | 0 | 0 | 0.83819 | 0 | 0 | 0 | 0 | -6.2895 | 0.048579 | 0 | 0.024073 | 0 | -0.051681 | 0 | 0 | 0 | 0 | 0 | 0 | 0 | 0 | 1.2341 | 0.043723 | 0.00013688 | 0 | 1.8827 | 0 | 0 | 0 | 0.66157 | 4.0358 | 1.2663 | 3.1569 | 0.15353 | 0.055921 | -0.76655 | 0.63797 | 0.20824 | 3.7009 | 18.6393 | 21.7113 | -0.81823 | 0 | 0.48567 | 0 | 1.7286 | 0.20716
2025_06_29 Hr 10 | 0.76291 | 9.9483e-05 | 0 | 0 | 0 | 0 | 0 | 0 | 0 | 0 | 0 | 0.024893 | 2.16 | 0.034196 | 0.51096 | 0.51099 | 2.8291 | 0 | 0.0052034 | 0.003872 | 0.023281 | 0.085287 | 0 | 0.011212 | 0.015969 | 0.29873 | 0 | 0 | 2.1271 | 0 | 0 | 0.83819 | 0 | 0 | 0 | 0 | -8.0722 | 0.048579 | 0 | 0.031889 | 0 | -0.069141 | 0 | 0 | 0 | 0 | 0 | 0 | 0 | 0 | 1.2341 | 0.043723 | 0.00013688 | 0 | 1.8827 | 0 | 0 | 0 | 0.60064 | 4.1497 | 1.2663 | 3.1569 | 0.15353 | 0.055921 | -0.76291 | 0.63797 | 0.20824 | 3.7009 | 16.7544 | 21.5089 | -0.83206 | 0 | 0.48567 | 0 | 1.7286 | 0.21269
2025_06_29 Hr 11 | 0.79626 | 0.00017025 | 0 | 0 | 0 | 0 | 0 | 0 | 0 | 0 | 0 | 0.024893 | 1.65 | 0.030345 | 0.72927 | 0.7294 | 2.8291 | 0 | 0.0052034 | 0.003872 | 0.023281 | 0.085287 | 0 | 0.011212 | 0.015969 | 0.29873 | 0 | 0 | 2.1271 | 0 | 0 | 0.83819 | 0 | 0 | 0 | 0 | -9.1525 | 0.048579 | 0 | 0.037044 | 0 | -0.080658 | 0 | 0 | 0 | 0 | 0 | 0 | 0 | 0 | 1.0236 | 0.043723 | 0.00013688 | 0 | 1.8827 | 0 | 0 | 0 | 0.50924 | 4.5865 | 1.2663 | 3.1569 | 0.15353 | 0.055921 | -0.79626 | 0.63797 | 0.20824 | 3.7009 | 15.2847 | 20.7277 | -0.87692 | 0 | 0.48567 | 0 | 1.7286 | 0.21383
2025_06_29 Hr 12 | 0.75725 | 0.00021717 | 0 | 0 | 0 | 0 | 0 | 0 | 0 | 0 | 0 | 0.024893 | 1.11 | 0.021305 | 0.95707 | 0.95728 | 2.8291 | 0 | 0.0052034 | 0.003872 | 0.023281 | 0.085287 | 0 | 0.011212 | 0.015969 | 0.29873 | 0 | 0 | 2.1271 | 0 | 0 | 0.83819 | 0 | 0 | 0 | 0 | -10.1776 | 0.048579 | 0 | 0.038662 | 0 | -0.084273 | 0 | 0 | 0 | 0 | 0 | 0 | 0 | 0 | 1.2994 | 0.043723 | 0.00013688 | 0 | 1.8827 | 0 | 0 | 0 | 0.57017 | 5.0421 | 1.2663 | 3.1569 | 0.15353 | 0.055921 | -0.75725 | 0.63797 | 0.20824 | 3.7009 | 14.5031 | 20.4801 | -0.84152 | 0 | 0.48567 | 0 | 1.7286 | 0.21748
2025_06_29 Hr 13 | 0.78674 | 0.00030641 | 0 | 0 | 0 | 0 | 0 | 0 | 0 | 0 | 0 | 0.024893 | 0.75 | 0.018239 | 1.1839 | 1.1841 | 3.6195 | 0 | 0.0052034 | 0.003872 | 0.023281 | 0.085287 | 0 | 0.011212 | 0.015969 | 0.42934 | 0 | 9.442 | 2.1271 | 0 | 0.24152 | 0.83819 | 0 | 0 | 0 | 0 | -17.127 | 0.048579 | 0 | 0.0041688 | 0 | -0.10733 | 0 | 0 | 0 | 0 | 0 | 0 | 0 | 0 | 1.2341 | 0.043723 | 0.00013688 | 0 | 1.8827 | 0 | 0 | 0 | 0.66157 | 8.9626 | 1.2663 | 3.1569 | 0.15353 | 0.055921 | -0.78674 | 0.63797 | 0.20824 | 3.7009 | 11.3561 | 20.4146 | -0.89408 | 0 | 0.48567 | 0 | 1.7286 | 0.21787
2025_06_29 Hr 14 | 0.65808 | 0.0003381 | 0 | 0 | 0 | 0 | 0 | 0 | 0 | 0 | 0 | 0.024893 | 0.6 | 0.015488 | 1.2773 | 1.2773 | 4.3392 | 0 | 0.0052034 | 0.003872 | 0.023281 | 0.085287 | 0 | 0.011212 | 0.015969 | 0.67056 | 0 | 3.3615 | 2.1271 | 0 | 0.32182 | 0.83819 | 0 | 0 | 0 | 0 | -20.3791 | 0.048579 | 0 | 0.0044251 | 0 | -0.11406 | 0 | 0 | 0 | 0 | 0 | 0 | 0 | 0 | 1.0236 | 0.043723 | 0.00013688 | 0 | 1.8827 | 0 | 0 | 0 | 0.69204 | 10.9259 | 1.2663 | 3.1569 | 0.15353 | 0.055921 | -0.65808 | 0.63797 | 0.20824 | 3.7009 | 9.8069 | 20.0323 | -0.77214 | 0 | 0.48567 | 0 | 1.7286 | 0.21669
2025_06_29 Hr 15 | 0.71315 | 0.00029362 | 0 | 0 | 0 | 0 | 0 | 0 | 0 | 0 | 0 | 0.024893 | 0.33 | 0.0096772 | 1.2773 | 1.2773 | 3.9878 | 0 | 0.0052034 | 0.003872 | 0.023281 | 0.085287 | 0 | 0.011212 | 0.015969 | 0.73933 | 0 | 3.1275 | 2.1271 | 0 | 0.29487 | 0.83819 | 0 | 0 | 0 | 0 | -24.5228 | 0.048579 | 0 | 0.0050271 | 0 | -0.12986 | 0 | 0 | 0 | 0 | 0 | 0 | 0 | 0 | 0.61705 | 0.043723 | 0.00013688 | 0 | 1.8827 | 0 | 0 | 0 | 0.63111 | 10.4093 | 1.2663 | 3.1569 | 0.15353 | 0.055921 | -0.71315 | 0.63797 | 0.20824 | 3.7009 | 4.3647 | 19.3212 | -0.84301 | 0 | 0.48567 | 0 | 1.7286 | 0.22082
2025_06_29 Hr 16 | 0.68082 | 0.0003429 | 0 | 0 | 0 | 0 | 0 | 0 | 0 | 0 | 0 | 0.024893 | 0.18 | 0.0065425 | 1.2773 | 1.2773 | 4.3814 | 0 | 0.0052034 | 0.003872 | 0.023281 | 0.085287 | 0 | 0.011212 | 0.015969 | 0.79954 | 0 | 3.3615 | 2.1271 | 0 | 0.32182 | 0.83819 | 0 | 0 | 0 | 0 | -33.3245 | 0.048579 | 0 | 0.0062309 | 0 | -0.16146 | 0 | 0 | 0 | 0 | 0 | 0 | 0 | 0 | 0.47912 | 0.043723 | 0.00013688 | 0 | 1.8827 | 0 | 0 | 0 | 0.74862 | 11.0971 | 1.2663 | 3.1569 | 0.15353 | 0.055921 | -0.68082 | 0.63797 | 0.20824 | 3.7009 | -3.9222 | 19.1475 | -0.84228 | 0 | 0.48567 | 0 | 1.7286 | 0.226
2025_06_29 Hr 17 | 0.52207 | 0.00035634 | 0 | 0 | 0 | 0 | 0 | 0 | 0 | 0 | 0 | 0.024893 | 0.15 | 0.0058246 | 1.2773 | 1.2773 | 4.3814 | 0 | 0.0052034 | 0.003872 | 0.023281 | 0.085287 | 0 | 0.011212 | 0.015969 | 0.79954 | 0 | 3.3615 | 2.1271 | 0 | 0.32182 | 0.83819 | 0 | 0 | 0 | 0 | -34.558 | 0.048579 | 0 | 0.0066567 | 0 | -0.17264 | 0 | 0 | 0 | 0 | 0 | 0 | 0 | 0 | 0.61705 | 0.043723 | 0.00013688 | 0 | 1.8827 | 0 | 0 | 0 | 0.90096 | 11.0971 | 1.2663 | 3.1569 | 0.15353 | 0.055921 | -0.52207 | 0.63797 | 0.20824 | 3.7009 | -4.9077 | 19.2479 | -0.69471 | 0 | 0.48567 | 0 | 1.7286 | 0.22555
2025_06_29 Hr 18 | 0.54503 | 0.00026087 | 0 | 0.12907 | 0.12907 | 0.12853 | 0.12909 | 0.1291 | 0.12915 | 0 | 0 | 0.024893 | 0.12 | 0.0041444 | 1.2773 | 1.2773 | 4.3673 | 0 | 0.0052034 | 0.003872 | 0.023281 | 0.085287 | 0 | 0.011212 | 0.015969 | 0.79787 | 0 | 3.3615 | 2.1271 | 0 | 0.32182 | 0.83819 | 0 | 0 | 0 | 0 | -31.535 | 0.048579 | 0 | 0.0018502 | 0 | -0.15331 | 0 | 0 | 0 | 0 | 0 | 0 | 0 | 0 | 0.61705 | 0.043723 | 0.00013688 | 0 | 1.8827 | 0 | 2.5178 | 0 | 0.69204 | 13.1854 | 1.2663 | 3.1569 | 0.15353 | 0.055921 | -0.54503 | 0.63797 | 0.20824 | 3.7009 | -0.014446 | 19.0336 | -0.69835 | 0 | 0.48567 | 0 | 1.7286 | 0.22895
2025_06_29 Hr 19 | 0.59015 | 0.00012527 | 0 | 0.12907 | 0.12907 | 0.12853 | 0.12909 | 0.1291 | 0.12915 | 0 | 0 | 0.024893 | 0.12 | 0.0024357 | 1.2757 | 1.2757 | 2.8431 | 0 | 0.0052034 | 0.003872 | 0.023281 | 0.085287 | 0 | 0.011212 | 0.015969 | 0.30041 | 0.45493 | 2.6234 | 2.1271 | 0 | 0.23682 | 0.83819 | 0 | 0 | 0 | 0 | -15.0703 | 0.048579 | 0 | 0.0010874 | 0 | -0.08924 | 0 | 0 | 0 | 0 | 0 | 0 | 0 | 0 | 0.61705 | 0.043723 | 0.00013688 | 0 | 1.8827 | 0 | 1.2689 | 0 | 0.63111 | 10.6666 | 1.2663 | 3.1569 | 0.15353 | 0.055921 | -0.59015 | 0.63797 | 0.20824 | 3.7009 | 13.8468 | 18.9299 | -0.67939 | 0 | 0.48567 | 0 | 1.7286 | 0.22797
2025_06_29 Hr 20 | 0.11341 | 2.9166e-05 | 0 | 0.12907 | 0.12907 | 0.12853 | 0.12909 | 0.1291 | 0.12915 | 0 | 0 | 0.024893 | 0.15 | 0.002078 | 0.48723 | 0.48725 | 2.8291 | 0 | 0.0052034 | 0.003872 | 0.023281 | 0.085287 | 0 | 0.011212 | 0.015969 | 0.29873 | 0.3053 | 2.5231 | 2.1271 | 0 | 0.22527 | 0.83819 | 0 | 0 | 0 | 0 | -9.1259 | 0.048579 | 0 | 0.00074214 | 0 | -0.06024 | 0 | 0 | 0 | 0 | 0 | 0 | 0 | 0 | 0.61705 | 0.043723 | 0.00013688 | 0 | 1.8827 | 0 | 1.2689 | 0 | 0.4483 | 8.9735 | 1.2663 | 3.1569 | 0.15353 | 0.055921 | -0.11341 | 0.63797 | 0.20824 | 3.7009 | 17.9618 | 18.2878 | -0.17365 | 0 | 0.48567 | 0 | 1.7286 | 0.22741
2025_06_29 Hr 21 | 0.022667 | 2.1487e-05 | 0 | 0.12907 | 0.12907 | 0.12853 | 0.12909 | 0.1291 | 0.12915 | 0 | 0 | 0.024893 | 0.18 | 0.0032967 | 0.6913 | 0.6914 | 2.8291 | 0 | 0.0052034 | 0.003872 | 0.023281 | 0.085287 | 0 | 0.011212 | 0.015969 | 0.29873 | 0.3053 | 2.59 | 2.1271 | 0 | 0.23297 | 0.83819 | 0 | 0 | 0 | 0 | -12.8567 | 0.048579 | 0 | 0.00098115 | 0 | -0.080317 | 0 | 0 | 0 | 0 | 0 | 0 | 0 | 0 | 0.61705 | 0.043723 | 0.00013688 | 0 | 1.8827 | 0 | 1.2689 | 0 | 0.26985 | 9.4486 | 1.2663 | 3.1569 | 0.15353 | 0.055921 | -0.022667 | 0.63797 | 0.20824 | 3.7009 | 14.5422 | 18.0533 | -0.10298 | 0 | 0.48567 | 0 | 1.7286 | 0.22322
2025_06_29 Hr 22 | 0 | 2.2854e-06 | 0 | 0.12907 | 0.12907 | 0.12853 | 0.12909 | 0.1291 | 0.12915 | 0 | 0 | 0.024893 | 0.21 | 0.0049771 | 0.91911 | 0.91921 | 3.0399 | 0 | 0.0052034 | 0.003872 | 0.023281 | 0.085287 | 0 | 0.011212 | 0.015969 | 0.32389 | 0.3053 | 2.8999 | 2.1271 | 0 | 0.26866 | 0.83819 | 0 | 0 | 0 | 0 | -17.3873 | 0.048579 | 0 | 0.0012697 | 0 | -0.10455 | 0 | 0 | 0 | 0 | 0 | 0 | 0 | 0 | 0.54445 | 0.043723 | 0.00013688 | 0 | 1.8827 | 0 | 1.2689 | 0 | 0.90096 | 10.4501 | 1.2663 | 3.1569 | 0.15353 | 0.055921 | 0 | 0.63797 | 0.20824 | 3.7009 | 11.6101 | 18.6518 | -0.10455 | 0 | 0.48567 | 0 | 1.7286 | 0.21853
2025_06_29 Hr 23 | 0 | 0 | 0 | 0.12907 | 0.12907 | 0.12853 | 0.12909 | 0.1291 | 0.12915 | 0 | 0 | 0.024893 | 0.33 | 0.0078843 | 1.1469 | 1.1471 | 3.1479 | 0 | 0.0052034 | 0.003872 | 0.023281 | 0.085287 | 0 | 0.011212 | 0.015969 | 0.33394 | 0.3053 | 2.7567 | 2.1271 | 0 | 0.25087 | 0.83819 | 0 | 0 | 0 | 0 | -18.1394 | 0.048579 | 0 | 0.0012799 | 0 | -0.10541 | 0 | 0 | 0 | 0 | 0 | 0 | 0 | 0 | 0.75498 | 0.043723 | 0.00013688 | 0 | 1.8827 | 0 | 1.3466 | 0 | 1.593 | 10.9585 | 1.2663 | 3.1569 | 0.15353 | 0.055921 | 0 | 0.63797 | 0.20824 | 3.7009 | 12.3655 | 19.6518 | -0.10541 | 0 | 0.48567 | 0 | 1.7286 | 0.21082
2025_06_29 Hr 24 | 0 | 0 | 0 | 0.12907 | 0.12907 | 0.12853 | 0.12909 | 0.1291 | 0.12915 | 0 | 0 | 0.024893 | 0.51 | 0.0042594 | 0.45401 | 0.45401 | 2.9286 | 0 | 0.0052034 | 0.003872 | 0.023281 | 0.085287 | 0 | 0.011212 | 0.015969 | 0.29873 | 0.3053 | 2.5886 | 2.1271 | 0 | 0.23112 | 0.83819 | 0 | 0 | 0 | 0 | -5.2347 | 0.048579 | 0 | 0.00044742 | 0 | -0.035483 | 0 | 0 | 0 | 0 | 0 | 0 | 0 | 0 | 0.82031 | 0.043723 | 0.00013688 | 0 | 1.8827 | 0 | 1.3466 | 0 | 1.4407 | 9.1499 | 1.2663 | 3.1569 | 0.15353 | 0.055921 | 0 | 0.63797 | 0.20824 | 3.7009 | 23.5932 | 19.7135 | -0.035483 | 0 | 0.48567 | 0 | 1.7286 | 0.20284
2025_06_30 Hr 01 | 0 | 0 | 0 | 0.12907 | 0.12907 | 0.12853 | 0.12909 | 0.1291 | 0.12915 | 0 | 0 | 0.024893 | 0.9 | 0.0072331 | 0.45401 | 0.45401 | 2.9286 | 0 | 0.0052034 | 0.003872 | 0.023281 | 0.085287 | 0 | 0.011212 | 0.015969 | 0.29873 | 0.3053 | 2.5886 | 2.1271 | 0 | 0.23112 | 0.83819 | 0 | 0 | 0 | 0 | -3.7308 | 0.048579 | 0 | 0.00043054 | 0 | -0.034066 | 0 | 0 | 0 | 0 | 0 | 0 | 0 | 0 | 0.61705 | 0.043723 | 0.00013688 | 0 | 1.8827 | 0 | 1.3466 | 0 | 1.2927 | 9.1499 | 1.2663 | 3.1569 | 0.15353 | 0.055921 | 0 | 0.63797 | 0.20824 | 3.7009 | 25.1288 | 19.7438 | -0.034066 | 0 | 0.48567 | 0 | 1.7286 | 0.19144
2025_06_30 Hr 02 | 0 | 0 | 0 | 0.12907 | 0.12907 | 0.12853 | 0.12909 | 0.1291 | 0.12915 | 0 | 0 | 0.024893 | 0.93 | 0.0061295 | 0.45401 | 0.45401 | 2.9286 | 0 | 0.0052034 | 0.003872 | 0.023281 | 0.085287 | 0 | 0.011212 | 0.015969 | 0.29873 | 0 | 2.5886 | 2.1271 | 0 | 0.23112 | 0.83819 | 0 | 0 | 0 | 0 | -3.0503 | 0.048579 | 0 | 0.00035308 | 0 | -0.027559 | 0 | 0 | 0 | 0 | 0 | 0 | 0 | 0 | 0.8929 | 0.043723 | 0.00013688 | 0 | 1.8827 | 0 | 1.3466 | 0 | 0.87049 | 8.8446 | 1.2663 | 3.1569 | 0.15353 | 0.055921 | 0 | 0.63797 | 0.20824 | 3.7009 | 25.3909 | 19.6242 | -0.027559 | 0 | 0.48567 | 0 | 1.7286 | 0.18927
2025_06_30 Hr 03 | 0 | 0 | 0 | 0 | 0 | 0 | 0 | 0 | 0 | 0 | 0 | 0.024893 | 1.2 | 0.0069421 | 0.45401 | 0.45401 | 2.9286 | 0 | 0.0052034 | 0.003872 | 0.023281 | 0.085287 | 0 | 0.011212 | 0.015969 | 0.29873 | 0 | 2.5886 | 2.1271 | 0 | 0.23112 | 0.83819 | 0 | 0 | 0 | 0 | -2.5236 | 0.048579 | 0 | 0.00099173 | 0 | -0.023933 | 0 | 0 | 0 | 0 | 0 | 0 | 0 | 0 | 2.1197 | 0.043723 | 0.00013688 | 0 | 1.8827 | 0 | 0 | 0 | 0.87049 | 6.724 | 1.2663 | 3.1569 | 0.15353 | 0.055921 | 0 | 0.63797 | 0.20824 | 3.7009 | 25.296 | 21.1196 | -0.023933 | 0 | 0.48567 | 0 | 1.7286 | 0.187
2025_06_30 Hr 04 | 0 | 0 | 0 | 0 | 0 | 0 | 0 | 0 | 0 | 0 | 0 | 0.024893 | 1.92 | 0.011152 | 0.45401 | 0.45401 | 0 | 0 | 0.0052034 | 0.003872 | 0.023281 | 0.085287 | 0 | 0.011212 | 0.015969 | 0.29873 | 0 | 2.5886 | 2.1271 | 0 | 0.23112 | 0.83819 | 0 | 0 | 0 | 0 | -2.2347 | 0.048579 | 0 | 0.0040452 | 0 | -0.024038 | 0 | 0 | 0 | 0 | 0 | 0 | 0 | 0 | 2.8094 | 0.043723 | 0.00013688 | 0 | 1.8827 | 0 | 0 | 0 | 1.0489 | 3.7954 | 1.2663 | 3.1569 | 0.15353 | 0.055921 | 0 | 0.63797 | 0.20824 | 3.7009 | 24.2503 | 22.7137 | -0.024038 | 0 | 0.48567 | 0 | 1.7286 | 0.18882
2025_06_30 Hr 05 | 0 | 0 | 0 | 0 | 0 | 0 | 0 | 0 | 0 | 0 | 0 | 0.024893 | 1.89 | 0.0051906 | 0.45401 | 0.45401 | 0 | 0 | 0.0052034 | 0.003872 | 0.023281 | 0.085287 | 0 | 0.011212 | 0.015969 | 0.29873 | 0 | 0 | 2.1271 | 0 | 0 | 0.83819 | 0 | 0 | 0 | 0 | -0.8467 | 0.048579 | 0 | 0.0069737 | 0 | -0.010259 | 0 | 0 | 0 | 0 | 0 | 0 | 0 | 0 | 2.8747 | 0.043723 | 0.00013688 | 0 | 1.8827 | 0 | 0 | 0 | 1.2622 | 1.2067 | 1.2663 | 3.1569 | 0.15353 | 0.055921 | 0 | 0.63797 | 0.20824 | 3.7009 | 23.0768 | 22.727 | -0.010259 | 0 | 0.48567 | 0 | 1.7286 | 0.19068
2025_06_30 Hr 06 | 0.044971 | 0 | 0 | 0 | 0 | 0 | 0 | 0 | 0 | 0 | 0 | 0.024893 | 0.33 | 0.00081363 | 0.45401 | 0.45401 | 0 | 0 | 0.0052034 | 0.003872 | 0.023281 | 0.085287 | 0 | 0.011212 | 0.015969 | 0.29873 | 0 | 0 | 2.1271 | 0 | 0 | 0.83819 | 0 | 0 | 0 | 0 | -0.72346 | 0.048579 | 0 | 0.0062608 | 0 | -0.008995 | 0 | 0 | 0 | 0 | 0 | 0 | 0 | 0 | 2.9473 | 0.043723 | 0.00013688 | 0 | 1.8827 | 0 | 0 | 0 | 1.1708 | 1.2067 | 1.2663 | 3.1569 | 0.15353 | 0.055921 | -0.044971 | 0.63797 | 0.20824 | 3.7009 | 21.6217 | 21.1924 | -0.053966 | 0 | 0.48567 | 0 | 1.7286 | 0.19423
2025_06_30 Hr 07 | 0.47289 | -6.3855e-07 | 0 | 0 | 0 | 0 | 0 | 0 | 0 | 0 | 0 | 0.024893 | 0.12 | -0.00052976 | 0.45401 | 0.45401 | 0 | 0 | 0.0052034 | 0.003872 | 0.023281 | 0.085287 | 0 | 0.011212 | 0.015969 | 0.29873 | 0 | 0 | 2.1271 | 0 | 0 | 0.83819 | 0 | 0 | 0 | 0 | 0.81719 | 0.048579 | 0 | -0.016319 | 0 | 0.021966 | 0 | 0 | 0 | 0 | 0 | 0 | 0 | 0 | 1.781 | 0.043723 | 0.00013688 | 0 | 1.8827 | 0 | 0 | 0 | 0.90096 | 1.2067 | 1.2663 | 3.1569 | 0.15353 | 0.055921 | -0.47289 | 0.63797 | 0.20824 | 3.7009 | 21.5537 | 19.9806 | -0.45092 | 0 | 0.48567 | 0 | 1.7286 | 0.2021
2025_06_30 Hr 08 | 0.65982 | -2.5048e-06 | 0 | 0 | 0 | 0 | 0 | 0 | 0 | 0 | 0 | 0.024893 | 0.09 | -0.00021917 | 0.45401 | 0.45401 | 0 | 0 | 0.0052034 | 0.003872 | 0.023281 | 0.085287 | 0 | 0.011212 | 0.015969 | 0.29873 | 0 | 0 | 2.1271 | 0 | 0 | 0.83819 | 0 | 0 | 0 | 0 | 0.42625 | 0.048579 | 0 | -0.0090016 | 0 | 0.013059 | 0 | 0 | 0 | 0 | 0 | 0 | 0 | 0 | 1.7132 | 0.043723 | 0.00013688 | 0 | 1.8827 | 0 | 0 | 0 | 0.60064 | 1.2067 | 1.2663 | 3.1569 | 0.15353 | 0.055921 | -0.65982 | 0.63797 | 0.20824 | 3.7009 | 20.7617 | 19.7755 | -0.64676 | 0 | 0.48567 | 0 | 1.7286 | 0.20775
2025_06_30 Hr 09 | 0.69782 | -2.6338e-06 | 0 | 0 | 0 | 0 | 0 | 0 | 0 | 0 | 0 | 0.024893 | 0.21 | -0.00024582 | 0.45401 | 0.45401 | 0 | 0 | 0.0052034 | 0.003872 | 0.023281 | 0.085287 | 0 | 0.011212 | 0.015969 | 0.29873 | 0 | 0 | 2.1271 | 0 | 0 | 0.83819 | 0 | 0 | 0 | 0 | 0.37466 | 0.048579 | 0 | -0.0029724 | 0 | 0.0073675 | 0 | 0 | 0 | 0 | 0 | 0 | 0 | 0 | 1.5753 | 0.043723 | 0.00013688 | 0 | 1.8827 | 0 | 0 | 0 | 0.5397 | 1.2067 | 1.2663 | 3.1569 | 0.15353 | 0.055921 | -0.69782 | 0.63797 | 0.20824 | 3.7009 | 20.6314 | 19.7405 | -0.69045 | 0 | 0.48567 | 0 | 1.7286 | 0.21368
2025_06_30 Hr 10 | 0.71475 | 8.5698e-06 | 0 | 0 | 0 | 0 | 0 | 0 | 0 | 0 | 0 | 0.024893 | 0.27 | 0.00059493 | 0.45401 | 0.45401 | 0 | 0 | 0.0052034 | 0.003872 | 0.023281 | 0.085287 | 0 | 0.011212 | 0.015969 | 0.29873 | 0 | 0 | 2.1271 | 0 | 0 | 0.83819 | 0 | 0 | 0 | 0 | -0.7364 | 0.048579 | 0 | 0.0055952 | 0 | -0.0078155 | 0 | 0 | 0 | 0 | 0 | 0 | 0 | 0 | 1.9891 | 0.043723 | 0.00013688 | 0 | 1.8827 | 0 | 0 | 0 | 0.84002 | 1.2067 | 1.2663 | 3.1569 | 0.15353 | 0.055921 | -0.71475 | 0.63797 | 0.20824 | 3.7009 | 20.2832 | 20.5355 | -0.72256 | 0 | 0.48567 | 0 | 1.7286 | 0.21675
2025_06_30 Hr 11 | 0.78042 | 1.3416e-06 | 0 | 0 | 0 | 0 | 0 | 0 | 0 | 0 | 0 | 0.024893 | 1.29 | 0.00026588 | 0.45401 | 0.45401 | 0 | 0 | 0.0052034 | 0.003872 | 0.023281 | 0.085287 | 0 | 0.011212 | 0.015969 | 0.29873 | 0 | 0 | 2.1271 | 0 | 0 | 0.83819 | 0 | 0 | 0 | 0 | -0.077925 | 0.048579 | 0 | 0.00052338 | 0 | 0.0011725 | 0 | 0 | 0 | 0 | 0 | 0 | 0 | 0 | 1.5753 | 0.043723 | 0.00013688 | 0 | 1.8827 | 0 | 0 | 0 | 0.90096 | 1.2067 | 1.2663 | 3.1569 | 0.15353 | 0.055921 | -0.78042 | 0.63797 | 0.20824 | 3.7009 | 21.6216 | 21.272 | -0.77925 | 0 | 0.48567 | 0 | 1.7286 | 0.2208
2025_06_30 Hr 12 | 0.75725 | 8.0995e-06 | 0 | 0 | 0 | 0 | 0 | 0 | 0 | 0 | 0 | 0.024893 | 1.74 | 0.0018081 | 0.45401 | 0.45401 | 0 | 0 | 0.0052034 | 0.003872 | 0.023281 | 0.085287 | 0 | 0.011212 | 0.015969 | 0.29873 | 0 | 0 | 2.1271 | 0 | 0 | 0.83819 | 0 | 0 | 0 | 0 | -0.38855 | 0.048579 | 0 | 0.0026386 | 0 | -0.002576 | 0 | 0 | 0 | 0 | 0 | 0 | 0 | 0 | 0.82031 | 0.043723 | 0.00013688 | 0 | 1.8827 | 0 | 0 | 0 | 0.90096 | 1.2067 | 1.2663 | 3.1569 | 0.15353 | 0.055921 | -0.75725 | 0.63797 | 0.20824 | 3.7009 | 21.0058 | 20.9474 | -0.75982 | 0 | 0.48567 | 0 | 1.7286 | 0.22283
2025_06_30 Hr 13 | 0.76771 | -5.604e-06 | 0 | 0 | 0 | 0 | 0 | 0 | 0 | 0 | 0 | 0.024893 | 1.8 | -0.001344 | 0.45401 | 0.45401 | 0 | 0 | 0.0052034 | 0.003872 | 0.023281 | 0.085287 | 0 | 0.011212 | 0.015969 | 0.29873 | 0 | 0 | 2.1271 | 0 | 0 | 0.83819 | 0 | 0 | 0 | 0 | 0.29669 | 0.048579 | 0 | -0.001896 | 0 | 0.00546 | 0 | 0 | 0 | 0 | 0 | 0 | 0 | 0 | 0.75498 | 0.043723 | 0.00013688 | 0 | 1.8827 | 0 | 0 | 0 | 0.87049 | 1.2067 | 1.2663 | 3.1569 | 0.15353 | 0.055921 | -0.76771 | 0.63797 | 0.20824 | 3.7009 | 21.664 | 20.9229 | -0.76225 | 0 | 0.48567 | 0 | 1.7286 | 0.22677
2025_06_30 Hr 14 | 0.63563 | -1.3601e-05 | 0 | 0 | 0 | 0 | 0 | 0 | 0 | 0 | 0 | 0.024893 | 1.74 | -0.0031803 | 0.45401 | 0.45401 | 0 | 0 | 0.0052034 | 0.003872 | 0.023281 | 0.085287 | 0 | 0.011212 | 0.015969 | 0.29873 | 0 | 0 | 2.1271 | 0 | 0 | 0.83819 | 0 | 0 | 0 | 0 | 0.64468 | 0.048579 | 0 | -0.0056178 | 0 | 0.010325 | 0 | 0 | 0 | 0 | 0 | 0 | 0 | 0 | 0.82031 | 0.043723 | 0.00013688 | 0 | 1.8827 | 0 | 0 | 0 | 0.90096 | 1.2067 | 1.2663 | 3.1569 | 0.15353 | 0.055921 | -0.63563 | 0.63797 | 0.20824 | 3.7009 | 22.0526 | 20.8265 | -0.6253 | 0 | 0.48567 | 0 | 1.7286 | 0.22854
2025_06_30 Hr 15 | 0.59015 | -2.9819e-06 | 0 | 0 | 0 | 0 | 0 | 0 | 0 | 0 | 0 | 0.024893 | 1.95 | -0.00097522 | 0.45401 | 0.45401 | 0 | 0 | 0.0052034 | 0.003872 | 0.023281 | 0.085287 | 0 | 0.011212 | 0.015969 | 0.29873 | 0 | 0 | 2.1271 | 0 | 0 | 0.83819 | 0 | 0 | 0 | 0 | 0.23352 | 0.048579 | 0 | -0.0012699 | 0 | 0.0043505 | 0 | 0 | 0 | 0 | 0 | 0 | 0 | 0 | 0.95824 | 0.043723 | 0.00013688 | 0 | 1.8827 | 0 | 0 | 0 | 0.72251 | 1.2067 | 1.2663 | 3.1569 | 0.15353 | 0.055921 | -0.59015 | 0.63797 | 0.20824 | 3.7009 | 21.8088 | 20.9544 | -0.5858 | 0 | 0.48567 | 0 | 1.7286 | 0.2302
2025_06_30 Hr 16 | 0.78071 | -3.9178e-06 | 0 | 0 | 0 | 0 | 0 | 0 | 0 | 0 | 0 | 0.024893 | 2.13 | -0.001708 | 0.45401 | 0.45401 | 0 | 0 | 0.0052034 | 0.003872 | 0.023281 | 0.085287 | 0 | 0.011212 | 0.015969 | 0.29873 | 0 | 0 | 2.1271 | 0 | 0 | 0.83819 | 0 | 0 | 0 | 0 | 0.3709 | 0.048579 | 0 | -0.0020362 | 0 | 0.0057085 | 0 | 0 | 0 | 0 | 0 | 0 | 0 | 0 | 1.2341 | 0.043723 | 0.00013688 | 0 | 1.8827 | 0 | 0 | 0 | 0.60064 | 1.2067 | 1.2663 | 3.1569 | 0.15353 | 0.055921 | -0.78071 | 0.63797 | 0.20824 | 3.7009 | 22.2829 | 21.4802 | -0.77501 | 0 | 0.48567 | 0 | 1.7286 | 0.23224
2025_06_30 Hr 17 | 0.79183 | 9.8272e-06 | 0 | 0 | 0 | 0 | 0 | 0 | 0 | 0 | 0 | 0.024893 | 2.49 | 0.0051612 | 0.45401 | 0.45401 | 0 | 0 | 0.0052034 | 0.003872 | 0.023281 | 0.085287 | 0 | 0.011212 | 0.015969 | 0.29873 | 0 | 0 | 2.1271 | 0 | 0 | 0.83819 | 0 | 0 | 0 | 0 | -0.928 | 0.048579 | 0 | 0.0052634 | 0 | -0.0072275 | 0 | 0 | 0 | 0 | 0 | 0 | 0 | 0 | 1.0236 | 0.043723 | 0.00013688 | 0 | 1.8827 | 0 | 0 | 0 | 0.39172 | 1.2067 | 1.2663 | 3.1569 | 0.15353 | 0.055921 | -0.79183 | 0.63797 | 0.20824 | 3.7009 | 20.9207 | 21.441 | -0.79906 | 0 | 0.48567 | 0 | 1.7286 | 0.23445
2025_06_30 Hr 18 | 0.81399 | 3.2586e-06 | 0 | 0 | 0 | 0 | 0 | 0 | 0 | 0 | 0 | 0.024893 | 2.28 | 0.0027682 | 0.45401 | 0.45401 | 0 | 0 | 0.0052034 | 0.003872 | 0.023281 | 0.085287 | 0 | 0.011212 | 0.015969 | 0.29873 | 0 | 0 | 2.1271 | 0 | 0 | 0.83819 | 0 | 0 | 0 | 0 | -0.49224 | 0.048579 | 0 | 0.003083 | 0 | -0.0033635 | 0 | 0 | 0 | 0 | 0 | 0 | 0 | 0 | 0.75498 | 0.043723 | 0.00013688 | 0 | 1.8827 | 0 | 0 | 0 | 0.23939 | 1.2067 | 1.2663 | 3.1569 | 0.15353 | 0.055921 | -0.81399 | 0.63797 | 0.20824 | 3.7009 | 20.7278 | 20.8306 | -0.81735 | 0 | 0.48567 | 0 | 1.7286 | 0.23522
2025_06_30 Hr 19 | 0.73603 | 5.4582e-06 | 0 | 0 | 0 | 0 | 0 | 0 | 0 | 0 | 0 | 0.024893 | 1.86 | 0.0071784 | 0.45401 | 0.45401 | 0 | 0 | 0.0052034 | 0.003872 | 0.023281 | 0.085287 | 0 | 0.011212 | 0.015969 | 0.29873 | 0 | 0 | 2.1271 | 0 | 0 | 0.83819 | 0 | 0 | 0 | 0 | -1.4656 | 0.048579 | 0 | 0.0098 | 0 | -0.015267 | 0 | 0 | 0 | 0 | 0 | 0 | 0 | 0 | 0.47912 | 0.043723 | 0.00013688 | 0 | 1.8827 | 0 | 0 | 0 | 0.14798 | 1.2067 | 1.2663 | 3.1569 | 0.15353 | 0.055921 | -0.73603 | 0.63797 | 0.20824 | 3.7009 | 18.9584 | 19.9686 | -0.7513 | 0 | 0.48567 | 0 | 1.7286 | 0.23403
2025_06_30 Hr 20 | 0.18127 | 1.3241e-06 | 0 | 0 | 0 | 0 | 0 | 0 | 0 | 0 | 0 | 0.024893 | 0.93 | 0.0015024 | 0.45401 | 0.45401 | 0 | 0 | 0.0052034 | 0.003872 | 0.023281 | 0.085287 | 0 | 0.011212 | 0.015969 | 0.29873 | 0 | 0 | 2.1271 | 0 | 0 | 0.83819 | 0 | 0 | 0 | 0 | -0.56237 | 0.048579 | 0 | 0.0041021 | 0 | -0.0051695 | 0 | 0 | 0 | 0 | 0 | 0 | 0 | 0 | 0.41378 | 0.043723 | 0.00013688 | 0 | 1.8827 | 0 | 0 | 0 | 0.12187 | 1.2067 | 1.2663 | 3.1569 | 0.15353 | 0.055921 | -0.18127 | 0.63797 | 0.20824 | 3.7009 | 18.8411 | 18.3831 | -0.18644 | 0 | 0.48567 | 0 | 1.7286 | 0.23045
2025_06_30 Hr 21 | 0 | -9.0706e-07 | 0 | 0 | 0 | 0 | 0 | 0 | 0 | 0 | 0 | 0.024893 | 1.59 | -0.0039017 | 0.45401 | 0.45401 | 0 | 0 | 0.0052034 | 0.003872 | 0.023281 | 0.085287 | 0 | 0.011212 | 0.015969 | 0.29873 | 0 | 0 | 2.1271 | 0 | 0 | 0.83819 | 0 | 0 | 0 | 0 | 0.57658 | 0.048579 | 0 | -0.0090706 | 0 | 0.013142 | 0 | 0 | 0 | 0 | 0 | 0 | 0 | 0 | 0.61705 | 0.043723 | 0.00013688 | 0 | 1.8827 | 0 | 0 | 0 | 0.47877 | 1.2067 | 1.2663 | 3.1569 | 0.15353 | 0.055921 | 0 | 0.63797 | 0.20824 | 3.7009 | 21.2103 | 19.4138 | 0.013142 | 0 | 0.48567 | 0 | 1.7286 | 0.22767
2025_06_30 Hr 22 | 0 | -2.7575e-08 | 0 | 0 | 0 | 0 | 0 | 0 | 0 | 0 | 0 | 0.024893 | 1.35 | -0.0011581 | 0.45401 | 0.45401 | 0 | 0 | 0.0052034 | 0.003872 | 0.023281 | 0.085287 | 0 | 0.011212 | 0.015969 | 0.29873 | 0 | 0 | 2.1271 | 0 | 0 | 0.83819 | 0 | 0 | 0 | 0 | 0.32945 | 0.048579 | 0 | -0.0021784 | 0 | 0.0059605 | 0 | 0 | 0 | 0 | 0 | 0 | 0 | 0 | 1.0962 | 0.043723 | 0.00013688 | 0 | 1.8827 | 0 | 0 | 0 | 1.0489 | 1.2067 | 1.2663 | 3.1569 | 0.15353 | 0.055921 | 0 | 0.63797 | 0.20824 | 3.7009 | 21.7616 | 20.2195 | 0.0059605 | 0 | 0.48567 | 0 | 1.7286 | 0.22126
2025_06_30 Hr 23 | 0 | 0 | 0 | 0 | 0 | 0 | 0 | 0 | 0 | 0 | 0 | 0.024893 | 0.54 | 0.0027426 | 0.45401 | 0.45401 | 0 | 0 | 0.0052034 | 0.003872 | 0.023281 | 0.085287 | 0 | 0.011212 | 0.015969 | 0.29873 | 0 | 0 | 2.1271 | 0 | 0 | 0.83819 | 0 | 0 | 0 | 0 | -1.6736 | 0.048579 | 0 | 0.012897 | 0 | -0.020755 | 0 | 0 | 0 | 0 | 0 | 0 | 0 | 0 | 1.51 | 0.043723 | 0.00013688 | 0 | 1.8827 | 0 | 0 | 0 | 0.99236 | 1.2067 | 1.2663 | 3.1569 | 0.15353 | 0.055921 | 0 | 0.63797 | 0.20824 | 3.7009 | 19.2736 | 19.7613 | -0.020755 | 0 | 0.48567 | 0 | 1.7286 | 0.21198
2025_06_30 Hr 24 | 0 | 0 | 0 | 0 | 0 | 0 | 0 | 0 | 0 | 0 | 0 | 0.024893 | 0.6 | 0.0070336 | 0.45401 | 0.45401 | 0 | 0 | 0.0052034 | 0.003872 | 0.023281 | 0.085287 | 0 | 0.011212 | 0.015969 | 0.29873 | 0 | 0 | 2.1271 | 0 | 0 | 0.83819 | 0 | 0 | 0 | 0 | -3.3184 | 0.048579 | 0 | 0.029767 | 0 | -0.050652 | 0 | 0 | 0 | 0 | 0 | 0 | 0 | 0 | 1.372 | 0.043723 | 0.00013688 | 0 | 1.8827 | 0 | 0 | 0 | 1.4711 | 1.2067 | 1.2663 | 3.1569 | 0.15353 | 0.055921 | 0 | 0.63797 | 0.20824 | 3.7009 | 17.9947 | 20.157 | -0.050652 | 0 | 0.48567 | 0 | 1.7286 | 0.20258
2025_07_01 Hr 01 | 0 | 0 | 0 | 0 | 0 | 0 | 0 | 0 | 0 | 0 | 0 | 0.023943 | 0.75 | 0.011937 | 0.55637 | 0.55639 | 0 | 0 | 0.0061261 | 0.0036608 | 0.012521 | 0.087661 | 0 | 0.0011913 | 0.024329 | 0 | 0 | 0 | 2.0585 | 0 | 0 | 0.81115 | 0 | 0 | 0 | 0 | -4.1431 | 0.053997 | 0 | 0.049796 | 0 | -0.069524 | 0 | 0 | 0 | 0 | 0 | 0 | 0 | 0 | 1.5753 | 0.044241 | 0.00026332 | 0 | 1.822 | 0 | 0 | 0 | 1.3797 | 1.1128 | 1.2254 | 3.0551 | 0.1796 | 0.050933 | 0 | 0.73583 | 0.23426 | 3.7293 | 16.9925 | 20.0924 | -0.069524 | 0 | 0.23416 | 0 | 1.6728 | 0.30841
2025_07_01 Hr 02 | 0 | 0 | 0 | 0 | 0 | 0 | 0 | 0 | 0 | 0 | 0 | 0.023943 | 0.6 | 0.010014 | 0.62003 | 0.62009 | 0 | 0 | 0.0061261 | 0.0036608 | 0.012521 | 0.087661 | 0 | 0.0011913 | 0.024329 | 0 | 0 | 0 | 2.0585 | 0 | 0 | 0.81115 | 0 | 0 | 0 | 0 | -4.5668 | 0.053997 | 0 | 0.052218 | 0 | -0.073009 | 0 | 0 | 0 | 0 | 0 | 0 | 0 | 0 | 1.7785 | 0.044241 | 0.00026332 | 0 | 1.822 | 0 | 0 | 0 | 1.6496 | 1.2401 | 1.2254 | 3.0551 | 0.1796 | 0.050933 | 0 | 0.73583 | 0.23426 | 3.7293 | 17.0079 | 20.4076 | -0.073009 | 0 | 0.23416 | 0 | 1.6728 | 0.30238
2025_07_01 Hr 03 | 0 | 0 | 0 | 0 | 0 | 0 | 0 | 0 | 0 | 0 | 0 | 0.023943 | 0.75 | 0.014853 | 0.65664 | 0.65671 | 0 | 0 | 0.0061261 | 0.0036608 | 0.012521 | 0.087661 | 0 | 0.0011913 | 0.024329 | 0 | 0 | 0 | 2.0585 | 0 | 0 | 0.81115 | 0 | 0 | 0 | 0 | -5.3889 | 0.053997 | 0 | 0.061958 | 0 | -0.087017 | 0 | 0 | 0 | 0 | 0 | 0 | 0 | 0 | 2.5335 | 0.044241 | 0.00026332 | 0 | 1.822 | 0 | 0 | 0 | 1.4711 | 1.3134 | 1.2254 | 3.0551 | 0.1796 | 0.050933 | 0 | 0.73583 | 0.23426 | 3.7293 | 16.9707 | 21.1333 | -0.087017 | 0 | 0.23416 | 0 | 1.6728 | 0.29671
2025_07_01 Hr 04 | 0 | 0 | 0 | 0 | 0 | 0 | 0 | 0 | 0 | 0 | 0 | 0.023943 | 0.54 | 0.015531 | 0.88585 | 0.88597 | 0 | 0 | 0.0061261 | 0.0036608 | 0.012521 | 0.087661 | 0 | 0.0011913 | 0.024329 | 0 | 0 | 0 | 2.0585 | 0 | 0 | 0.81115 | 0 | 0 | 0 | 0 | -8.9977 | 0.053997 | 0 | 0.089239 | 0 | -0.12732 | 0 | 0 | 0 | 0 | 0 | 0 | 0 | 0 | 2.7368 | 0.044241 | 0.00026332 | 0 | 1.822 | 0 | 1.1708 | 0 | 0.96189 | 1.9666 | 1.2254 | 3.0551 | 0.1796 | 0.050933 | 0 | 0.73583 | 0.23426 | 3.7293 | 13.4574 | 20.6159 | -0.12732 | 0 | 0.23416 | 0 | 1.6728 | 0.29464
2025_07_01 Hr 05 | 0 | 0 | 0 | 0 | 0 | 0 | 0 | 0 | 0 | 0 | 0 | 0.023943 | 0.27 | 0.005207 | 1.1151 | 1.1151 | 0 | 0 | 0.0061261 | 0.0036608 | 0.012521 | 0.087661 | 0 | 0.0011913 | 0.024329 | 0 | 0 | 0 | 2.0585 | 0 | 0 | 0.81115 | 0 | 0 | 0 | 0 | -8.0364 | 0.053997 | 0 | 0.059302 | 0 | -0.084684 | 0 | 0 | 0 | 0 | 0 | 0 | 0 | 0 | 3.2885 | 0.044241 | 0.00026332 | 0 | 1.822 | 0 | 1.13 | 0 | 1.3188 | 3.3602 | 1.2254 | 3.0551 | 0.1796 | 0.050933 | 0 | 0.73583 | 0.23426 | 3.7293 | 16.4923 | 21.2532 | -0.084684 | 0 | 0.23416 | 0 | 1.6728 | 0.30365
2025_07_01 Hr 06 | 0.022813 | 0 | 0 | 0 | 0 | 0 | 0 | 0 | 0 | 0 | 0 | 0.023943 | 0.81 | 0.017228 | 1.3443 | 1.3445 | 0 | 0 | 0.0061261 | 0.0036608 | 0.012521 | 0.087661 | 0 | 0.0011913 | 0.024329 | 0 | 0 | 0 | 2.0585 | 0 | 0 | 0.81115 | 0 | 0 | 0 | 0 | -10.9932 | 0.053997 | 0 | 0.065404 | 0 | -0.093613 | 0 | 0 | 0 | 0 | 0 | 0 | 0 | 0 | 3.4918 | 0.044241 | 0.00026332 | 0 | 1.822 | 0 | 1.2799 | 0 | 1.4711 | 3.9686 | 1.2254 | 3.0551 | 0.1796 | 0.050933 | -0.022813 | 0.73583 | 0.23426 | 3.7293 | 15.0527 | 22.1937 | -0.11643 | 0 | 0.23416 | 0 | 1.6728 | 0.31374
2025_07_01 Hr 07 | 0.1586 | 9.3602e-07 | 0 | 0 | 0 | 0 | 0 | 0 | 0 | 0 | 0 | 0.023943 | 0.63 | 0.012231 | 1.4948 | 1.4948 | 0 | 0 | 0.0061261 | 0.0036608 | 0.012521 | 0.087661 | 0 | 0.0011913 | 0.024329 | 0 | 0 | 0 | 2.0585 | 0 | 0 | 0.81115 | 0 | 0 | 0 | 0 | -10.1796 | 0.053997 | 0 | 0.059698 | 0 | -0.085262 | 0 | 0 | 0 | 0 | 0 | 0 | 0 | 0 | 3.078 | 0.044241 | 0.00026332 | 0 | 1.822 | 0 | 1.1991 | 0 | 1.4407 | 4.1886 | 1.2254 | 3.0551 | 0.1796 | 0.050933 | -0.1586 | 0.73583 | 0.23426 | 3.7293 | 15.4781 | 21.7129 | -0.24386 | 0 | 0.23416 | 0 | 1.6728 | 0.32638
2025_07_01 Hr 08 | 0.43155 | 5.2241e-06 | 0 | 0 | 0 | 0 | 0 | 0 | 0 | 0 | 0 | 0.023943 | 0.45 | 0.012189 | 1.4981 | 1.4981 | 0 | 0 | 0.0061261 | 0.0036608 | 0.012521 | 0.087661 | 0 | 0.0011913 | 0.024329 | 0 | 0 | 0 | 2.0585 | 0 | 0 | 0.81115 | 0 | 0 | 0 | 0 | -11.4099 | 0.053997 | 0 | 0.084746 | 0 | -0.11979 | 0 | 0 | 0 | 0 | 0 | 0 | 0 | 0 | 2.0544 | 0.044241 | 0.00026332 | 0 | 1.822 | 0 | 0 | 0 | 1.1403 | 2.9963 | 1.2254 | 3.0551 | 0.1796 | 0.050933 | -0.43155 | 0.73583 | 0.23426 | 3.7293 | 11.5301 | 20.495 | -0.55134 | 0 | 0.23416 | 0 | 1.6728 | 0.33947
2025_07_01 Hr 09 | 0.61296 | 2.361e-05 | 0 | 0 | 0 | 0 | 0 | 0 | 0 | 0 | 0 | 0.023943 | 0.81 | 0.023332 | 1.4981 | 1.4981 | 0 | 0 | 0.0061261 | 0.0036608 | 0.012521 | 0.087661 | 0 | 0.0011913 | 0.024329 | 0 | 0 | 0 | 2.0585 | 0 | 0 | 0.81115 | 0 | 0 | 0 | 0 | -11.0301 | 0.053997 | 0 | 0.090119 | 0 | -0.12752 | 0 | 0 | 0 | 0 | 0 | 0 | 0 | 0 | 1.0236 | 0.044241 | 0.00026332 | 0 | 1.822 | 0 | 0 | 0 | 0.84002 | 2.9963 | 1.2254 | 3.0551 | 0.1796 | 0.050933 | -0.61296 | 0.73583 | 0.23426 | 3.7293 | 10.9467 | 19.721 | -0.74048 | 0 | 0.23416 | 0 | 1.6728 | 0.34403
2025_07_01 Hr 10 | 0.68082 | 5.5365e-05 | 0 | 0 | 0 | 0 | 0 | 0 | 0 | 0 | 0 | 0.023943 | 1.14 | 0.03415 | 1.4981 | 1.4981 | 0 | 0 | 0.0061261 | 0.0036608 | 0.012521 | 0.087661 | 0 | 0.0011913 | 0.024329 | 0 | 0 | 0 | 2.0585 | 0 | 0 | 0.81115 | 0 | 0 | 0 | 0 | -11.5245 | 0.053997 | 0 | 0.09372 | 0 | -0.1327 | 0 | 0 | 0 | 0 | 0 | 0 | 0 | 0 | 0.95824 | 0.044241 | 0.00026332 | 0 | 1.822 | 0 | 0 | 0 | 0.96189 | 2.9963 | 1.2254 | 3.0551 | 0.1796 | 0.050933 | -0.68082 | 0.73583 | 0.23426 | 3.7293 | 10.8546 | 20.1964 | -0.81352 | 0 | 0.23416 | 0 | 1.6728 | 0.35417
2025_07_01 Hr 11 | 0.78573 | 5.8791e-05 | 0 | 0 | 0 | 0 | 0 | 0 | 0 | 0 | 0 | 0.023943 | 1.32 | 0.043502 | 1.4981 | 1.4981 | 0 | 0 | 0.0061261 | 0.0036608 | 0.012521 | 0.087661 | 0 | 0.0011913 | 0.024329 | 0 | 0 | 0 | 2.0585 | 0 | 0 | 0.81115 | 0 | 0 | 0 | 0 | -12.6821 | 0.053997 | 0 | 0.10311 | 0 | -0.1462 | 0 | 0 | 0 | 0 | 0 | 0 | 0 | 0 | 0.41378 | 0.044241 | 0.00026332 | 0 | 1.822 | 0 | 0 | 0 | 1.2927 | 2.9963 | 1.2254 | 3.0551 | 0.1796 | 0.050933 | -0.78573 | 0.73583 | 0.23426 | 3.7293 | 9.6653 | 20.2831 | -0.93193 | 0 | 0.23416 | 0 | 1.6728 | 0.36029
2025_07_01 Hr 12 | 0.77643 | 8.6742e-05 | 0 | 0 | 0 | 0 | 0 | 0 | 0 | 0 | 0 | 0.023943 | 1.35 | 0.047009 | 1.4981 | 1.4981 | 0 | 0 | 0.0061261 | 0.0036608 | 0.012521 | 0.087661 | 0 | 0.0011913 | 0.024329 | 0 | 0 | 0 | 2.0585 | 0 | 0 | 0.81115 | 0 | 0 | 0 | 0 | -14.1759 | 0.053997 | 0 | 0.10894 | 0 | -0.1546 | 0 | 0 | 0 | 0 | 0 | 0 | 0 | 0 | 0.34119 | 0.044241 | 0.00026332 | 0 | 1.822 | 0 | 0 | 0 | 1.2317 | 2.9963 | 1.2254 | 3.0551 | 0.1796 | 0.050933 | -0.77643 | 0.73583 | 0.23426 | 3.7293 | 8.0694 | 20.18 | -0.93102 | 0 | 0.23416 | 0 | 1.6728 | 0.36649
2025_07_01 Hr 13 | 0.72535 | 0.00011172 | 0 | 0 | 0 | 0 | 0 | 0 | 0 | 0 | 0 | 0.023943 | 0.87 | 0.030857 | 1.4981 | 1.4981 | 0 | 0 | 0.0061261 | 0.0036608 | 0.012521 | 0.087661 | 0 | 0.0011913 | 0.024329 | 0 | 0 | 0 | 2.0585 | 0 | 0 | 0.81115 | 0 | 0 | 0 | 0 | -12.5397 | 0.053997 | 0 | 0.11096 | 0 | -0.1575 | 0 | 0 | 0 | 0 | 0 | 0 | 0 | 0 | 0.47912 | 0.044241 | 0.00026332 | 0 | 1.822 | 0 | 0 | 0 | 1.0185 | 2.9963 | 1.2254 | 3.0551 | 0.1796 | 0.050933 | -0.72535 | 0.73583 | 0.23426 | 3.7293 | 9.1291 | 19.5554 | -0.88286 | 0 | 0.23416 | 0 | 1.6728 | 0.36443
2025_07_01 Hr 14 | 0.65328 | 0.00012703 | 0 | 0 | 0 | 0 | 0 | 0 | 0 | 0 | 0 | 0.023943 | 0.57 | 0.019848 | 1.4981 | 1.4981 | 0 | 0 | 0.0061261 | 0.0036608 | 0.012521 | 0.087661 | 0 | 0.0011913 | 0.024329 | 0 | 0 | 0 | 2.0585 | 0 | 0 | 0.81115 | 0 | 0 | 0 | 0 | -10.6019 | 0.053997 | 0 | 0.10894 | 0 | -0.15459 | 0 | 0 | 0 | 0 | 0 | 0 | 0 | 0 | 0.61705 | 0.044241 | 0.00026332 | 0 | 1.822 | 0 | 0 | 0 | 1.2622 | 2.9963 | 1.2254 | 3.0551 | 0.1796 | 0.050933 | -0.65328 | 0.73583 | 0.23426 | 3.7293 | 11.1445 | 19.5579 | -0.80787 | 0 | 0.23416 | 0 | 1.6728 | 0.36837
2025_07_01 Hr 15 | 0.69833 | 0.0001343 | 0 | 0 | 0 | 0 | 0 | 0 | 0 | 0 | 0 | 0.023943 | 0.57 | 0.020531 | 1.4981 | 1.4981 | 0 | 0 | 0.0061261 | 0.0036608 | 0.012521 | 0.087661 | 0 | 0.0011913 | 0.024329 | 0 | 0 | 0 | 2.0585 | 0 | 0 | 0.81115 | 0 | 0 | 0 | 0 | -10.823 | 0.053997 | 0 | 0.11269 | 0 | -0.15999 | 0 | 0 | 0 | 0 | 0 | 0 | 0 | 0 | 0.75498 | 0.044241 | 0.00026332 | 0 | 1.822 | 0 | 0 | 0 | 1.5016 | 2.9963 | 1.2254 | 3.0551 | 0.1796 | 0.050933 | -0.69833 | 0.73583 | 0.23426 | 3.7293 | 11.3018 | 19.9869 | -0.85831 | 0 | 0.23416 | 0 | 1.6728 | 0.37428
2025_07_01 Hr 16 | 0.74054 | 0.00014095 | 0 | 0 | 0 | 0 | 0 | 0 | 0 | 0 | 0 | 0.023943 | 0.54 | 0.018645 | 1.4981 | 1.4981 | 0 | 0 | 0.0061261 | 0.0036608 | 0.012521 | 0.087661 | 0 | 0.0011913 | 0.024329 | 0 | 0 | 5.0825 | 2.0585 | 0 | 0.2104 | 0.81115 | 0 | 0 | 0 | 0 | -16.7562 | 0.053997 | 0 | 0.061286 | 0 | -0.15328 | 0 | 0 | 0 | 0 | 0 | 0 | 0 | 0 | 0.8929 | 0.044241 | 0.00026332 | 0 | 1.822 | 0 | 2.1297 | 0 | 1.593 | 5.1742 | 1.2254 | 3.0551 | 0.1796 | 0.050933 | -0.74054 | 0.73583 | 0.23426 | 3.7293 | 7.9628 | 20.4387 | -0.89381 | 0 | 0.23416 | 0 | 1.6728 | 0.37598
2025_07_01 Hr 17 | 0.63461 | 0.00026586 | 0 | 0.01433 | 0.014326 | 0.014329 | 0.014329 | 0.01427 | 0.01433 | 0 | 0 | 0.023943 | 0.45 | 0.025669 | 1.4981 | 1.4981 | 6.2556 | 0 | 0.0061261 | 0.0036608 | 0.012521 | 0.087661 | 0 | 0.0011913 | 0.024329 | 0 | 0 | 2.3259 | 2.0585 | 0.33183 | 0.52685 | 0.81115 | 0 | 0 | 0 | 0 | -40.8176 | 0.053997 | 0 | 0.054129 | 0 | -0.25459 | 0 | 0 | 0 | 0 | 0 | 0 | 0 | 0 | 0.75498 | 0.044241 | 0.00026332 | 0 | 1.822 | 0 | 1.2635 | 0 | 1.6801 | 7.6964 | 1.2254 | 3.0551 | 0.1796 | 0.050933 | -0.63461 | 0.73583 | 0.23426 | 3.7293 | -13.4913 | 20.5191 | -0.8892 | 0 | 0.23416 | 0 | 1.6728 | 0.37963
2025_07_01 Hr 18 | 0.61303 | 0.0002116 | 0 | 0.05732 | 0.057303 | 0.057315 | 0.057315 | 0.05708 | 0.05732 | 0 | 0 | 0.023943 | 0.39 | 0.025933 | 1.4981 | 1.4981 | 2.6486 | 0.29268 | 0.0061261 | 0.0036608 | 0.012521 | 0.087661 | 0 | 0.0011913 | 0.024329 | 0 | 0 | 2.3349 | 2.0585 | 0.33184 | 0.5298 | 0.81115 | 0 | 0 | 0 | 0 | -59.3321 | 0.053997 | 0 | 0.042747 | 0 | -0.29713 | 0 | 0 | 0 | 0 | 0 | 0 | 0 | 0 | 0.41378 | 0.044241 | 0.00026332 | 0 | 1.822 | 0 | 1.2635 | 0 | 1.5321 | 10.2114 | 1.2254 | 3.0551 | 0.1796 | 0.050933 | -0.61303 | 0.73583 | 0.23426 | 3.7293 | -30.077 | 19.9537 | -0.91016 | 0 | 0.23416 | 0 | 1.6728 | 0.38187
2025_07_01 Hr 19 | 0.4771 | 0.00022248 | 0 | 0.05732 | 0.057303 | 0.057315 | 0.057315 | 0.05708 | 0.05732 | 0 | 0 | 0.023943 | 0.66 | 0.044352 | 1.4981 | 1.4981 | 2.7287 | 0.29268 | 0.0061261 | 0.0036608 | 0.012521 | 0.087661 | 0 | 0.0011913 | 0.024329 | 0 | 0 | 2.3349 | 2.0585 | 0.33184 | 0.5298 | 0.81115 | 0 | 0 | 0 | 0 | -59.8482 | 0.053997 | 0 | 0.0432 | 0 | -0.3003 | 0 | 0 | 0 | 0 | 0 | 0 | 0 | 0 | 0.27586 | 0.044241 | 0.00026332 | 0 | 1.822 | 0 | 1.2635 | 0 | 1.5625 | 10.2916 | 1.2254 | 3.0551 | 0.1796 | 0.050933 | -0.4771 | 0.73583 | 0.23426 | 3.7293 | -30.3441 | 19.9899 | -0.7774 | 0 | 0.23416 | 0 | 1.6728 | 0.37303
2025_07_01 Hr 20 | 0.090669 | 0.00010192 | 0 | 0.05732 | 0.057303 | 0.057315 | 0.057315 | 0.05708 | 0.05732 | 0 | 0 | 0.023943 | 1.77 | 0.10112 | 1.4981 | 1.4981 | 2.7287 | 0.29268 | 0.0061261 | 0.0036608 | 0.012521 | 0.087661 | 0 | 0.0011913 | 0.024329 | 0 | 0 | 2.3349 | 2.0585 | 0.33184 | 0.5298 | 0.81115 | 0 | 0 | 0 | 0 | -48.4624 | 0.053997 | 0 | 0.039788 | 0 | -0.25499 | 0 | 0 | 0 | 0 | 0 | 0 | 0 | 0 | 0.20326 | 0.044241 | 0.00026332 | 0 | 1.822 | 0 | 0 | 0 | 1.4102 | 9.0281 | 1.2254 | 3.0551 | 0.1796 | 0.050933 | -0.090669 | 0.73583 | 0.23426 | 3.7293 | -19.2466 | 20.5333 | -0.34566 | 0 | 0.23416 | 0 | 1.6728 | 0.36114
2025_07_01 Hr 21 | 0 | 3.2826e-05 | 0 | 0 | 0 | 0 | 0 | 0 | 0 | 0 | 0 | 0.023943 | 2.04 | 0.13021 | 1.4981 | 1.4981 | 2.7287 | 0.29268 | 0.0061261 | 0.0036608 | 0.012521 | 0.087661 | 0 | 0.0011913 | 0.024329 | 0 | 0 | 2.3349 | 2.0585 | 0.33184 | 0.5298 | 0.81115 | 0 | 0 | 0 | 0 | -51.8612 | 0.053997 | 0 | 0.048555 | 0 | -0.28513 | 0 | 0 | 0 | 0 | 0 | 0 | 0 | 0 | 0.41378 | 0.044241 | 0.00026332 | 0 | 1.822 | 0 | 0 | 0 | 1.3188 | 8.6844 | 1.2254 | 3.0551 | 0.1796 | 0.050933 | 0 | 0.73583 | 0.23426 | 3.7293 | -22.6117 | 20.8502 | -0.28513 | 0 | 0.23416 | 0 | 1.6728 | 0.35057
2025_07_01 Hr 22 | 0 | 9.0359e-06 | 0 | 0 | 0 | 0 | 0 | 0 | 0 | 0 | 0 | 0.023943 | 1.29 | 0.09066 | 1.4981 | 1.4981 | 2.7287 | 0.29268 | 0.0061261 | 0.0036608 | 0.012521 | 0.087661 | 0 | 0.0011913 | 0.024329 | 0 | 0 | 2.3349 | 2.0585 | 0.33184 | 0.5298 | 0.81115 | 0 | 0 | 0 | 0 | -59.6599 | 0.053997 | 0 | 0.053462 | 0 | -0.31416 | 0 | 0 | 0 | 0 | 0 | 0 | 0 | 0 | 1.372 | 0.044241 | 0.00026332 | 0 | 1.822 | 0 | 0 | 0 | 1.7715 | 8.6844 | 1.2254 | 3.0551 | 0.1796 | 0.050933 | 0 | 0.73583 | 0.23426 | 3.7293 | -29.8236 | 21.466 | -0.31416 | 0 | 0.23416 | 0 | 1.6728 | 0.34504
2025_07_01 Hr 23 | 0 | 0 | 0 | 0 | 0 | 0 | 0 | 0 | 0 | 0 | 0 | 0.023943 | 1.26 | 0.065916 | 1.4981 | 1.4981 | 2.8517 | 0.24856 | 0.0061261 | 0.0036608 | 0.012521 | 0.087661 | 0 | 0.0011913 | 0.024329 | 0 | 0 | 2.5611 | 2.0585 | 0 | 0.55068 | 0.81115 | 0 | 0 | 0 | 0 | -45.0605 | 0.053997 | 0 | 0.039796 | 0 | -0.23331 | 0 | 0 | 0 | 0 | 0 | 0 | 0 | 0 | 1.372 | 0.044241 | 0.00026332 | 0 | 1.822 | 0 | 0 | 0 | 1.9194 | 8.6577 | 1.2254 | 3.0551 | 0.1796 | 0.050933 | 0 | 0.73583 | 0.23426 | 3.7293 | -15.0745 | 21.5616 | -0.23331 | 0 | 0.23416 | 0 | 1.6728 | 0.32652
2025_07_01 Hr 24 | 0 | 0 | 0 | 0 | 0 | 0 | 0 | 0 | 0 | 0 | 0 | 0.023943 | 1.89 | 0.097365 | 1.4981 | 1.4981 | 2.8549 | 0.24856 | 0.0061261 | 0.0036608 | 0.012521 | 0.087661 | 0 | 0.0011913 | 0.024329 | 0 | 0 | 2.563 | 2.0585 | 0 | 0.55118 | 0.81115 | 0 | 0 | 0 | 0 | -42.8624 | 0.053997 | 0 | 0.039189 | 0 | -0.22972 | 0 | 0 | 0 | 0 | 0 | 0 | 0 | 0 | 0.8929 | 0.044241 | 0.00026332 | 0 | 1.822 | 0 | 0 | 0 | 1.4102 | 8.6627 | 1.2254 | 3.0551 | 0.1796 | 0.050933 | 0 | 0.73583 | 0.23426 | 3.7293 | -13.2086 | 21.2208 | -0.22972 | 0 | 0.23416 | 0 | 1.6728 | 0.31211
2025_07_02 Hr 01 | 0 | 0 | 0 | 0 | 0 | 0 | 0 | 0 | 0 | 0 | 0 | 0.023943 | 1.23 | 0.070795 | 1.4981 | 1.4981 | 2.6958 | 0.23471 | 0.0061261 | 0.0036608 | 0.012521 | 0.087661 | 0 | 0.0011913 | 0.024329 | 0 | 0 | 2.4199 | 2.0585 | 0 | 0.55118 | 0.81115 | 0 | 0 | 0 | 0 | -47.7753 | 0.053997 | 0 | 0.043785 | 0 | -0.25691 | 0 | 0 | 0 | 0 | 0 | 0 | 0 | 0 | 0.61705 | 0.044241 | 0.00026332 | 0 | 1.822 | 0 | 0 | 0 | 1.3188 | 8.3467 | 1.2254 | 3.0551 | 0.1796 | 0.050933 | 0 | 0.73583 | 0.23426 | 3.7293 | -19.5262 | 20.1592 | -0.25691 | 0 | 0.23416 | 0 | 1.6728 | 0.30438
2025_07_02 Hr 02 | 0 | 0 | 0 | 0 | 0 | 0 | 0 | 0 | 0 | 0 | 0 | 0.023943 | 0.57 | 0.027257 | 1.4981 | 1.4981 | 2.6958 | 0 | 0.0061261 | 0.0036608 | 0.012521 | 0.087661 | 0 | 0.0011913 | 0.024329 | 0 | 0 | 2.4199 | 2.0585 | 0 | 0.55118 | 0.81115 | 0 | 0 | 0 | 0 | -36.7266 | 0.053997 | 0 | 0.036376 | 0 | -0.21308 | 0 | 0 | 0 | 0 | 0 | 0 | 0 | 0 | 0.61705 | 0.044241 | 0.00026332 | 0 | 1.822 | 0 | 0 | 0 | 1.2927 | 8.112 | 1.2254 | 3.0551 | 0.1796 | 0.050933 | 0 | 0.73583 | 0.23426 | 3.7293 | -9.4099 | 19.4178 | -0.21308 | 0 | 0.23416 | 0 | 1.6728 | 0.29256
2025_07_02 Hr 03 | 0 | 0 | 0 | 0.01353 | 0.013526 | 0.013529 | 0.013529 | 0.013473 | 0.01353 | 0 | 0 | 0.023943 | 0.51 | 0.023138 | 1.4981 | 1.4981 | 2.6958 | 0 | 0.0061261 | 0.0036608 | 0.012521 | 0.087661 | 0 | 0.0011913 | 0.024329 | 0 | 0 | 2.4199 | 2.0585 | 0 | 0.55118 | 0.81115 | 0 | 0 | 0 | 0 | -35.7584 | 0.053997 | 0 | 0.033603 | 0 | -0.20206 | 0 | 0 | 0 | 0 | 0 | 0 | 0 | 0 | 1.6406 | 0.044241 | 0.00026332 | 0 | 1.822 | 0 | 0 | 0 | 0.77909 | 8.1931 | 1.2254 | 3.0551 | 0.1796 | 0.050933 | 0 | 0.73583 | 0.23426 | 3.7293 | -7.9086 | 19.8588 | -0.20206 | 0 | 0.23416 | 0 | 1.6728 | 0.28768
2025_07_02 Hr 04 | 0 | 0 | 0 | 0.018046 | 0.018035 | 0.018038 | 0.018038 | 0.017964 | 0.01804 | 0 | 0 | 0.023943 | 0.51 | 0.029101 | 1.4965 | 1.4965 | 2.6898 | 0 | 0.0061261 | 0.0036608 | 0.012521 | 0.087661 | 0 | 0.0011913 | 0.024329 | 0 | 0.17162 | 2.4152 | 2.0585 | 0 | 0.54989 | 0.81115 | 0 | 0 | 0 | 0 | -51.5837 | 0.053997 | 0 | 0.038147 | 0 | -0.25468 | 0 | 0 | 0 | 0 | 0 | 0 | 0 | 0 | 2.1197 | 0.044241 | 0.00026332 | 0 | 1.822 | 0 | 2.1356 | 0 | 1.1403 | 9.3975 | 1.2254 | 3.0551 | 0.1796 | 0.050933 | 0 | 0.73583 | 0.23426 | 3.7293 | -21.7368 | 20.7041 | -0.25468 | 0 | 0.23416 | 0 | 1.6728 | 0.28802
2025_07_02 Hr 05 | 0 | 0 | 0 | 0.05412 | 0.054104 | 0.054115 | 0.054115 | 0.053893 | 0.05412 | 0 | 0 | 0.023943 | 1.5 | 0.06997 | 1.4981 | 1.4981 | 2.6958 | 0 | 0.0061261 | 0.0036608 | 0.012521 | 0.087661 | 0 | 0.0011913 | 0.024329 | 0 | 0.13183 | 2.4199 | 2.0585 | 0 | 0.55118 | 0.81115 | 0 | 0 | 0 | 0 | -47.0328 | 0.053997 | 0 | 0.029987 | 0 | -0.20781 | 0 | 0 | 0 | 0 | 0 | 0 | 0 | 0 | 2.5335 | 0.044241 | 0.00026332 | 0 | 1.822 | 0 | 1.2354 | 0 | 1.6801 | 9.8037 | 1.2254 | 3.0551 | 0.1796 | 0.050933 | 0 | 0.73583 | 0.23426 | 3.7293 | -14.7422 | 22.6947 | -0.20781 | 0 | 0.23416 | 0 | 1.6728 | 0.29292
2025_07_02 Hr 06 | 0.045117 | 0 | 0 | 0.05412 | 0.054104 | 0.054115 | 0.054115 | 0.053893 | 0.05412 | 0 | 0 | 0.023943 | 2.04 | 0.14859 | 1.4981 | 1.4981 | 2.6958 | 0.23471 | 0.0061261 | 0.0036608 | 0.012521 | 0.087661 | 0 | 0.0011913 | 0.024329 | 0 | 0.13183 | 2.4199 | 2.0585 | 0 | 0.55118 | 0.81115 | 0 | 0 | 0 | 0 | -76.1463 | 0.053997 | 0 | 0.046825 | 0 | -0.32568 | 0 | 0 | 0 | 0 | 0 | 0 | 0 | 0 | 2.9473 | 0.044241 | 0.00026332 | 0 | 1.822 | 0 | 1.2354 | 0 | 1.4711 | 10.0384 | 1.2254 | 3.0551 | 0.1796 | 0.050933 | -0.045117 | 0.73583 | 0.23426 | 3.7293 | -42.9059 | 23.5727 | -0.37079 | 0 | 0.23416 | 0 | 1.6728 | 0.30235
2025_07_02 Hr 07 | 0.18141 | 1.0869e-05 | 0 | 0.05412 | 0.054104 | 0.054115 | 0.054115 | 0.053893 | 0.05412 | 0 | 0 | 0.023943 | 2.19 | 0.18513 | 1.4981 | 1.4981 | 2.5767 | 0.27637 | 0.0061261 | 0.0036608 | 0.012521 | 0.087661 | 0 | 0.0011913 | 0.024329 | 4.7893 | 0.13183 | 2.2045 | 2.0585 | 0 | 0.5298 | 0.81115 | 0 | 0 | 0 | 0 | -87.6877 | 0.053997 | 0 | 0.0045286 | 0 | -0.3783 | 0 | 0 | 0 | 0 | 0 | 0 | 0 | 0 | 2.7368 | 0.044241 | 0.00026332 | 0 | 1.822 | 0 | 1.193 | 0 | 1.1099 | 10.184 | 1.2254 | 3.0551 | 0.1796 | 0.050933 | -0.18141 | 0.73583 | 0.23426 | 3.7293 | -54.7463 | 23.317 | -0.55971 | 0 | 0.23416 | 0 | 1.6728 | 0.31698
2025_07_02 Hr 08 | 0.45415 | 7.0165e-05 | 0 | 0.05412 | 0.054104 | 0.054115 | 0.054115 | 0.053893 | 0.05412 | 0 | 0 | 0.023943 | 1.8 | 0.17463 | 1.4981 | 1.4981 | 2.5767 | 0.27637 | 0.0061261 | 0.0036608 | 0.012521 | 0.087661 | 0 | 0.0011913 | 0.024329 | 1.0352 | 0 | 2.2045 | 2.0585 | 0 | 0.5298 | 0.81115 | 0 | 0 | 0 | 0 | -96.9687 | 0.053997 | 0 | 0.0051974 | 0 | -0.43448 | 0 | 0 | 0 | 0 | 0 | 0 | 0 | 0 | 1.8511 | 0.044241 | 0.00026332 | 0 | 1.822 | 0 | 1.193 | 0 | 0.50924 | 10.6065 | 1.2254 | 3.0551 | 0.1796 | 0.050933 | -0.45415 | 0.73583 | 0.23426 | 3.7293 | -65.5322 | 21.7187 | -0.88863 | 0 | 0.23416 | 0 | 1.6728 | 0.33258
2025_07_02 Hr 09 | 0.47703 | 0.00018743 | 0 | 0.05412 | 0.054104 | 0.054115 | 0.054115 | 0.053893 | 0.05412 | 0 | 0 | 0.023943 | 1.74 | 0.11089 | 1.4981 | 1.4981 | 2.5767 | 0.27637 | 0.0061261 | 0.0036608 | 0.012521 | 0.087661 | 0 | 0.0011913 | 0.024329 | 1.2582 | 0 | 2.2045 | 2.0585 | 0.31331 | 0.5298 | 0.81115 | 0 | 0 | 0 | 0 | -65.2695 | 0.053997 | 0 | 0.003414 | 0 | -0.28468 | 0 | 0 | 0 | 0 | 0 | 0 | 0 | 0 | 1.2341 | 0.044241 | 0.00026332 | 0 | 1.822 | 0 | 1.193 | 0 | 0.42219 | 11.1428 | 1.2254 | 3.0551 | 0.1796 | 0.050933 | -0.47703 | 0.73583 | 0.23426 | 3.7293 | -33.9637 | 20.9248 | -0.76171 | 0 | 0.23416 | 0 | 1.6728 | 0.34358
2025_07_02 Hr 10 | 0.68082 | 0.00037413 | 0 | 0.05412 | 0.054104 | 0.054115 | 0.054115 | 0.053893 | 0.05412 | 0 | 0 | 0.023943 | 1.83 | 0.11152 | 1.4981 | 1.4981 | 2.5767 | 0.27637 | 0.0061261 | 0.0036608 | 0.012521 | 0.087661 | 0 | 0.0011913 | 0.024329 | 1.2821 | 0 | 2.2045 | 2.0585 | 0.31331 | 0.5298 | 0.81115 | 0 | 0 | 0 | 0 | -60.0801 | 0.053997 | 0 | 0.0032647 | 0 | -0.27213 | 0 | 0 | 0 | 0 | 0 | 0 | 0 | 0 | 1.0962 | 0.044241 | 0.00026332 | 0 | 1.822 | 0 | 1.193 | 0 | 0.33079 | 11.1667 | 1.2254 | 3.0551 | 0.1796 | 0.050933 | -0.68082 | 0.73583 | 0.23426 | 3.7293 | -28.8723 | 20.9941 | -0.95295 | 0 | 0.23416 | 0 | 1.6728 | 0.34755
2025_07_02 Hr 11 | 0.68082 | 0.00053595 | 0 | 0.05412 | 0.054104 | 0.054115 | 0.054115 | 0.053893 | 0.05412 | 0 | 0 | 0.023943 | 2.04 | 0.12369 | 1.4981 | 1.4981 | 2.5767 | 0.27637 | 0.0061261 | 0.0036608 | 0.012521 | 0.087661 | 0 | 0.0011913 | 0.024329 | 1.2821 | 0 | 2.2045 | 2.0585 | 0.31331 | 0.5298 | 0.81115 | 0 | 0 | 0 | 0 | -57.5479 | 0.053997 | 0 | 0.0032482 | 0 | -0.27075 | 0 | 0 | 0 | 0 | 0 | 0 | 0 | 0 | 1.0962 | 0.044241 | 0.00026332 | 0 | 1.822 | 0 | 1.193 | 0 | 0.23939 | 11.1667 | 1.2254 | 3.0551 | 0.1796 | 0.050933 | -0.68082 | 0.73583 | 0.23426 | 3.7293 | -26.2056 | 21.1271 | -0.95156 | 0 | 0.23416 | 0 | 1.6728 | 0.34963
2025_07_02 Hr 12 | 0.73102 | 0.00065889 | 0 | 0.05412 | 0.054104 | 0.054115 | 0.054115 | 0.053893 | 0.05412 | 0 | 0 | 0.023943 | 1.65 | 0.09948 | 1.4981 | 1.4981 | 2.5767 | 0.27637 | 0.0061261 | 0.0036608 | 0.012521 | 0.087661 | 0 | 0.0011913 | 0.024329 | 1.2821 | 0.28147 | 2.2045 | 2.0585 | 0.31331 | 0.5298 | 0.81115 | 0 | 0 | 0 | 0 | -56.3105 | 0.053997 | 0 | 0.0032299 | 0 | -0.26921 | 0 | 0 | 0 | 0 | 0 | 0 | 0 | 0 | 0.82031 | 0.044241 | 0.00026332 | 0 | 1.822 | 0 | 1.193 | 0 | 0.14798 | 11.2986 | 1.2254 | 3.0551 | 0.1796 | 0.050933 | -0.73102 | 0.73583 | 0.23426 | 3.7293 | -25.612 | 20.4001 | -1.0002 | 0 | 0.23416 | 0 | 1.6728 | 0.35384
2025_07_02 Hr 13 | 0.72535 | 0.00071176 | 0 | 0.05412 | 0.054104 | 0.054115 | 0.054115 | 0.053893 | 0.05412 | 0 | 0 | 0.023943 | 1.14 | 0.065145 | 1.4981 | 1.4981 | 2.5767 | 0.27637 | 0.0061261 | 0.0036608 | 0.012521 | 0.087661 | 0 | 0.0011913 | 0.024329 | 1.2821 | 0.13183 | 2.2045 | 2.0585 | 0.31331 | 0.5298 | 0.81115 | 0 | 0 | 0 | 0 | -50.8589 | 0.053997 | 0 | 0.0030613 | 0 | -0.25505 | 0 | 0 | 0 | 0 | 0 | 0 | 0 | 0 | 0.61705 | 0.044241 | 0.00026332 | 0 | 1.822 | 0 | 1.193 | 0 | 0.14798 | 11.2986 | 1.2254 | 3.0551 | 0.1796 | 0.050933 | -0.72535 | 0.73583 | 0.23426 | 3.7293 | -20.8898 | 19.6509 | -0.98041 | 0 | 0.23416 | 0 | 1.6728 | 0.35781
2025_07_02 Hr 14 | 0.72979 | 0.00078858 | 0 | 0.05412 | 0.054104 | 0.054115 | 0.054115 | 0.053893 | 0.05412 | 0 | 0 | 0.023943 | 0.81 | 0.053063 | 1.4981 | 1.4981 | 2.5767 | 0.27637 | 0.0061261 | 0.0036608 | 0.012521 | 0.087661 | 0 | 0.0011913 | 0.024329 | 1.2821 | 0.13183 | 2.2045 | 2.0585 | 0.31331 | 0.5298 | 0.81115 | 0 | 0 | 0 | 0 | -55.1732 | 0.053997 | 0 | 0.0035095 | 0 | -0.29269 | 0 | 0 | 0 | 0 | 0 | 0 | 0 | 0 | 0.54445 | 0.044241 | 0.00026332 | 0 | 1.822 | 0 | 1.193 | 0 | 0.26985 | 11.2986 | 1.2254 | 3.0551 | 0.1796 | 0.050933 | -0.72979 | 0.73583 | 0.23426 | 3.7293 | -25.5357 | 19.3615 | -1.0225 | 0 | 0.23416 | 0 | 1.6728 | 0.35669
2025_07_02 Hr 15 | 0.69833 | 0.00086186 | 0 | 0.05412 | 0.054104 | 0.054115 | 0.054115 | 0.053893 | 0.05412 | 0 | 0 | 0.023943 | 1.5 | 0.10515 | 1.4981 | 1.4981 | 2.5767 | 0.27637 | 0.0061261 | 0.0036608 | 0.012521 | 0.087661 | 0 | 0.0011913 | 0.024329 | 1.2821 | 0.13183 | 2.2045 | 2.0585 | 0.31331 | 0.5298 | 0.81115 | 0 | 0 | 0 | 0 | -58.6494 | 0.053997 | 0 | 0.0037554 | 0 | -0.31335 | 0 | 0 | 0 | 0 | 0 | 0 | 0 | 0 | 0.61705 | 0.044241 | 0.00026332 | 0 | 1.822 | 0 | 1.193 | 0 | 0.36125 | 11.2986 | 1.2254 | 3.0551 | 0.1796 | 0.050933 | -0.69833 | 0.73583 | 0.23426 | 3.7293 | -28.1258 | 20.2368 | -1.0117 | 0 | 0.23416 | 0 | 1.6728 | 0.35726
2025_07_02 Hr 16 | 0.77163 | 0.0013638 | 0 | 0.05412 | 0.054104 | 0.054115 | 0.054115 | 0.053893 | 0.05412 | 0 | 0 | 0.023943 | 1.86 | 0.19437 | 1.4981 | 1.4981 | 2.5767 | 0.27637 | 0.0061261 | 0.0036608 | 0.012521 | 0.087661 | 0 | 0.0011913 | 0.024329 | 1.2821 | 0.13183 | 2.2045 | 2.0585 | 0.31331 | 0.5298 | 0.81115 | 0 | 0 | 0 | 0 | -88.2277 | 0.053997 | 0 | 0.0055983 | 0 | -0.46816 | 0 | 0 | 0 | 0 | 0 | 0 | 0 | 0 | 0.61705 | 0.044241 | 0.00026332 | 0 | 1.822 | 0 | 1.193 | 0 | 0.36125 | 11.2986 | 1.2254 | 3.0551 | 0.1796 | 0.050933 | -0.77163 | 0.73583 | 0.23426 | 3.7293 | -57.4053 | 20.7636 | -1.2398 | 0 | 0.23416 | 0 | 1.6728 | 0.36109
2025_07_02 Hr 17 | 0.7688 | 0.0014529 | 0 | 0.05412 | 0.054104 | 0.054115 | 0.054115 | 0.053893 | 0.05412 | 0 | 0 | 0.023943 | 1.14 | 0.14557 | 1.4981 | 1.4981 | 2.5767 | 0.27637 | 0.0061261 | 0.0036608 | 0.012521 | 0.087661 | 0 | 0.0011913 | 0.024329 | 1.2821 | 0.13183 | 2.2045 | 2.0585 | 0.31331 | 0.5298 | 0.81115 | 0 | 0 | 0 | 0 | -103.5716 | 0.053997 | 0 | 0.0068405 | 0 | -0.57251 | 0 | 0 | 0 | 0 | 0 | 0 | 0 | 0 | 0.61705 | 0.044241 | 0.00026332 | 0 | 1.822 | 0 | 1.193 | 0 | 0.39172 | 11.2986 | 1.2254 | 3.0551 | 0.1796 | 0.050933 | -0.7688 | 0.73583 | 0.23426 | 3.7293 | -73.5882 | 20.0261 | -1.3413 | 0 | 0.23416 | 0 | 1.6728 | 0.3647
2025_07_02 Hr 18 | 0.75042 | 0.0011345 | 0 | 0.05412 | 0.054104 | 0.054115 | 0.054115 | 0.053893 | 0.05412 | 0 | 0 | 0.023943 | 1.02 | 0.1279 | 1.4981 | 1.4981 | 2.5767 | 0.27637 | 0.0061261 | 0.0036608 | 0.012521 | 0.087661 | 0 | 0.0011913 | 0.024329 | 1.2821 | 0.13183 | 2.2045 | 2.0585 | 0.31331 | 0.5298 | 0.81115 | 0 | 0 | 0 | 0 | -99.6775 | 0.053997 | 0 | 0.0067173 | 0 | -0.56215 | 0 | 0 | 0 | 0 | 0 | 0 | 0 | 0 | 0.61705 | 0.044241 | 0.00026332 | 0 | 1.822 | 0 | 1.193 | 0 | 0.50924 | 11.2986 | 1.2254 | 3.0551 | 0.1796 | 0.050933 | -0.75042 | 0.73583 | 0.23426 | 3.7293 | -69.7026 | 19.989 | -1.3126 | 0 | 0.23416 | 0 | 1.6728 | 0.36643
2025_07_02 Hr 19 | 0.6248 | 0.0006999 | 0 | 0.05412 | 0.054104 | 0.054115 | 0.054115 | 0.053893 | 0.05412 | 0 | 0 | 0.023943 | 1.17 | 0.13132 | 1.4981 | 1.4981 | 2.5767 | 0.27637 | 0.0061261 | 0.0036608 | 0.012521 | 0.087661 | 0 | 0.0011913 | 0.024329 | 1.2821 | 0.13183 | 2.2045 | 2.0585 | 0.31331 | 0.5298 | 0.81115 | 0 | 0 | 0 | 0 | -91.7823 | 0.053997 | 0 | 0.0060129 | 0 | -0.50298 | 0 | 0 | 0 | 0 | 0 | 0 | 0 | 0 | 0.68238 | 0.044241 | 0.00026332 | 0 | 1.822 | 0 | 1.193 | 0 | 0.63111 | 11.2986 | 1.2254 | 3.0551 | 0.1796 | 0.050933 | -0.6248 | 0.73583 | 0.23426 | 3.7293 | -61.4115 | 20.2 | -1.1278 | 0 | 0.23416 | 0 | 1.6728 | 0.36284
2025_07_02 Hr 20 | 0.13579 | 0.00028496 | 0 | 0.05412 | 0.054104 | 0.054115 | 0.054115 | 0.053893 | 0.05412 | 0 | 0 | 0.023943 | 0.6 | 0.0557 | 1.4981 | 1.4981 | 2.5767 | 0.27637 | 0.0061261 | 0.0036608 | 0.012521 | 0.087661 | 0 | 0.0011913 | 0.024329 | 1.2821 | 0.13183 | 2.2045 | 2.0585 | 0.31331 | 0.5298 | 0.81115 | 0 | 0 | 0 | 0 | -75.3511 | 0.053997 | 0 | 0.0049732 | 0 | -0.41565 | 0 | 0 | 0 | 0 | 0 | 0 | 0 | 0 | 0.61705 | 0.044241 | 0.00026332 | 0 | 1.822 | 0 | 1.193 | 0 | 0.90096 | 11.2986 | 1.2254 | 3.0551 | 0.1796 | 0.050933 | -0.13579 | 0.73583 | 0.23426 | 3.7293 | -45.3424 | 19.2615 | -0.55144 | 0 | 0.23416 | 0 | 1.6728 | 0.35492
2025_07_02 Hr 21 | 0 | 3.9546e-05 | 0 | 0.05412 | 0.054104 | 0.054115 | 0.054115 | 0.053893 | 0.05412 | 0 | 0 | 0.023943 | 0.63 | 0.048444 | 1.4981 | 1.4981 | 2.5767 | 0.27637 | 0.0061261 | 0.0036608 | 0.012521 | 0.087661 | 0 | 0.0011913 | 0.024329 | 1.2821 | 0.13183 | 2.2045 | 2.0585 | 0.31331 | 0.5298 | 0.81115 | 0 | 0 | 0 | 0 | -61.7216 | 0.053997 | 0 | 0.0041194 | 0 | -0.34393 | 0 | 0 | 0 | 0 | 0 | 0 | 0 | 0 | 0.41378 | 0.044241 | 0.00026332 | 0 | 1.822 | 0 | 1.193 | 0 | 0.42219 | 11.2986 | 1.2254 | 3.0551 | 0.1796 | 0.050933 | 0 | 0.73583 | 0.23426 | 3.7293 | -32.309 | 18.458 | -0.34393 | 0 | 0.23416 | 0 | 1.6728 | 0.34674
2025_07_02 Hr 22 | 0 | 6.4309e-06 | 0 | 0.05412 | 0.054104 | 0.054115 | 0.054115 | 0.053893 | 0.05412 | 0 | 0 | 0.023943 | 1.41 | 0.080601 | 1.4981 | 1.4981 | 2.5767 | 0.27637 | 0.0061261 | 0.0036608 | 0.012521 | 0.087661 | 0 | 0.0011913 | 0.024329 | 1.2821 | 0.13183 | 2.2045 | 2.0585 | 0.31331 | 0.5298 | 0.81115 | 0 | 0 | 0 | 0 | -51.94 | 0.053997 | 0 | 0.0030623 | 0 | -0.25514 | 0 | 0 | 0 | 0 | 0 | 0 | 0 | 0 | 0.47912 | 0.044241 | 0.00026332 | 0 | 1.822 | 0 | 1.193 | 0 | 0.90096 | 11.2986 | 1.2254 | 3.0551 | 0.1796 | 0.050933 | 0 | 0.73583 | 0.23426 | 3.7293 | -21.0843 | 19.8123 | -0.25514 | 0 | 0.23416 | 0 | 1.6728 | 0.34473
2025_07_02 Hr 23 | 0 | 0 | 0 | 0.05412 | 0.054104 | 0.054115 | 0.054115 | 0.053893 | 0.05412 | 0 | 0 | 0.023943 | 2.13 | 0.11606 | 1.4981 | 1.4981 | 2.6928 | 0.23471 | 0.0061261 | 0.0036608 | 0.012521 | 0.087661 | 0 | 0.0011913 | 0.024329 | 1.2353 | 0.13183 | 2.4181 | 2.0585 | 0 | 0.55068 | 0.81115 | 0 | 0 | 0 | 0 | -53.4321 | 0.053997 | 0 | 0.0029191 | 0 | -0.24311 | 0 | 0 | 0 | 0 | 0 | 0 | 0 | 0 | 0.54445 | 0.044241 | 0.00026332 | 0 | 1.822 | 0 | 1.2354 | 0 | 1.4711 | 11.269 | 1.2254 | 3.0551 | 0.1796 | 0.050933 | 0 | 0.73583 | 0.23426 | 3.7293 | -21.1984 | 21.2078 | -0.24311 | 0 | 0.23416 | 0 | 1.6728 | 0.32839
2025_07_02 Hr 24 | 0 | 0 | 0 | 0.05412 | 0.054104 | 0.054115 | 0.054115 | 0.053893 | 0.05412 | 0 | 0 | 0.023943 | 2.01 | 0.068462 | 1.4981 | 1.4981 | 2.6958 | 0.23471 | 0.0061261 | 0.0036608 | 0.012521 | 0.087661 | 0 | 0.0011913 | 0.024329 | 0.67981 | 0.13183 | 2.4199 | 2.0585 | 0 | 0.55118 | 0.81115 | 0 | 0 | 0 | 0 | -32.3938 | 0.053997 | 0 | 0.0018247 | 0 | -0.15117 | 0 | 0 | 0 | 0 | 0 | 0 | 0 | 0 | 1.9165 | 0.044241 | 0.00026332 | 0 | 1.822 | 0 | 1.2354 | 0 | 0.74862 | 10.7182 | 1.2254 | 3.0551 | 0.1796 | 0.050933 | 0 | 0.73583 | 0.23426 | 3.7293 | -0.15173 | 21.675 | -0.15117 | 0 | 0.23416 | 0 | 1.6728 | 0.31325
2025_07_03 Hr 01 | 0 | 0 | 0 | 0.059454 | 0.059436 | 0.059448 | 0.059448 | 0.059204 | 0.059454 | 0 | 0 | 0.023943 | 1.77 | 0.052203 | 1.4981 | 1.4981 | 2.961 | 0.25779 | 0.0061261 | 0.0036608 | 0.012521 | 0.087661 | 0 | 0.0011913 | 0.024329 | 0.47904 | 0 | 2.6584 | 2.0585 | 0 | 0.55118 | 0.81115 | 0 | 0 | 0 | 0 | -27.8743 | 0.053997 | 0 | 0.00158 | 0 | -0.13062 | 0 | 0 | 0 | 0 | 0 | 0 | 0 | 0 | 3.078 | 0.044241 | 0.00026332 | 0 | 1.822 | 0 | 1.3572 | 0 | 0.63111 | 11.0662 | 1.2254 | 3.0551 | 0.1796 | 0.050933 | 0 | 0.73583 | 0.23426 | 3.7293 | 5.5106 | 22.4494 | -0.13062 | 0 | 0.23416 | 0 | 1.6728 | 0.29985
2025_07_03 Hr 02 | 0 | 0 | 0 | 0.059454 | 0.059436 | 0.059448 | 0.059448 | 0.059204 | 0.059454 | 0 | 0 | 0.023943 | 1.35 | 0.050915 | 1.4981 | 1.4981 | 2.961 | 0 | 0.0061261 | 0.0036608 | 0.012521 | 0.087661 | 0 | 0.0011913 | 0.024329 | 0.55441 | 0 | 2.6584 | 2.0585 | 0 | 0.55118 | 0.81115 | 0 | 0 | 0 | 0 | -34.8589 | 0.053997 | 0 | 0.0020204 | 0 | -0.16762 | 0 | 0 | 0 | 0 | 0 | 0 | 0 | 0 | 3.5644 | 0.044241 | 0.00026332 | 0 | 1.822 | 0 | 1.3572 | 0 | 0.57017 | 10.8837 | 1.2254 | 3.0551 | 0.1796 | 0.050933 | 0 | 0.73583 | 0.23426 | 3.7293 | -1.6987 | 22.4441 | -0.16762 | 0 | 0.23416 | 0 | 1.6728 | 0.29045
2025_07_03 Hr 03 | 0 | 0 | 0 | 0.059454 | 0.059436 | 0.059448 | 0.059448 | 0.059204 | 0.059454 | 0 | 0 | 0.023943 | 0.99 | 0.042069 | 1.4981 | 1.4981 | 2.961 | 0 | 0.0061261 | 0.0036608 | 0.012521 | 0.087661 | 0 | 0.0011913 | 0.024329 | 0.53938 | 0 | 2.6584 | 2.0585 | 0 | 0.55118 | 0.81115 | 0 | 0 | 0 | 0 | -40.2827 | 0.053997 | 0 | 0.0022765 | 0 | -0.18912 | 0 | 0 | 0 | 0 | 0 | 0 | 0 | 0 | 3.7676 | 0.044241 | 0.00026332 | 0 | 1.822 | 0 | 1.3572 | 0 | 0.80956 | 10.8687 | 1.2254 | 3.0551 | 0.1796 | 0.050933 | 0 | 0.73583 | 0.23426 | 3.7293 | -7.0869 | 22.5162 | -0.18912 | 0 | 0.23416 | 0 | 1.6728 | 0.28873
2025_07_03 Hr 04 | 0 | 0 | 0 | 0.059454 | 0.059436 | 0.059448 | 0.059448 | 0.059204 | 0.059454 | 0 | 0 | 0.023943 | 0.84 | 0.063168 | 1.4965 | 1.4965 | 2.9544 | 0 | 0.0061261 | 0.0036608 | 0.012521 | 0.087661 | 0 | 0.0011913 | 0.024329 | 0.86324 | 0 | 2.6533 | 2.0585 | 0 | 0.54989 | 0.81115 | 0 | 0 | 0 | 0 | -72.4877 | 0.053997 | 0 | 0.0040285 | 0 | -0.3363 | 0 | 0 | 0 | 0 | 0 | 0 | 0 | 0 | 2.8094 | 0.044241 | 0.00026332 | 0 | 1.822 | 0 | 1.3473 | 0 | 1.0489 | 11.1678 | 1.2254 | 3.0551 | 0.1796 | 0.050933 | 0 | 0.73583 | 0.23426 | 3.7293 | -39.9887 | 21.6675 | -0.3363 | 0 | 0.23416 | 0 | 1.6728 | 0.28909
2025_07_03 Hr 05 | 0 | 0 | 0 | 0.059454 | 0.059436 | 0.059448 | 0.059448 | 0.059204 | 0.059454 | 0 | 0 | 0.023943 | 0.39 | 0.018273 | 1.4981 | 1.4981 | 2.961 | 0 | 0.0061261 | 0.0036608 | 0.012521 | 0.087661 | 0 | 0.0011913 | 0.024329 | 1.1274 | 0.32333 | 2.6584 | 2.0585 | 0 | 0.55118 | 0.81115 | 0 | 0 | 0 | 0 | -44.7716 | 0.053997 | 0 | 0.0025101 | 0 | -0.20874 | 0 | 0 | 0 | 0 | 0 | 0 | 0 | 0 | 3.1506 | 0.044241 | 0.00026332 | 0 | 1.822 | 0 | 1.3572 | 0 | 1.4102 | 11.4808 | 1.2254 | 3.0551 | 0.1796 | 0.050933 | 0 | 0.73583 | 0.23426 | 3.7293 | -11.6251 | 21.8744 | -0.20874 | 0 | 0.23416 | 0 | 1.6728 | 0.28716
2025_07_03 Hr 06 | 0.022813 | 0 | 0 | 0.059454 | 0.059436 | 0.059448 | 0.059448 | 0.059204 | 0.059454 | 0 | 0 | 0.023943 | 0.51 | 0.026599 | 1.4981 | 1.4981 | 2.961 | 0 | 0.0061261 | 0.0036608 | 0.012521 | 0.087661 | 0 | 0.0011913 | 0.024329 | 1.2798 | 0.14434 | 2.6584 | 2.0585 | 0 | 0.55118 | 0.81115 | 0 | 0 | 0 | 0 | -48.546 | 0.053997 | 0 | 0.002794 | 0 | -0.2326 | 0 | 0 | 0 | 0 | 0 | 0 | 0 | 0 | 3.2159 | 0.044241 | 0.00026332 | 0 | 1.822 | 0 | 1.3572 | 0 | 1.2317 | 11.7535 | 1.2254 | 3.0551 | 0.1796 | 0.050933 | -0.022813 | 0.73583 | 0.23426 | 3.7293 | -15.1341 | 21.9139 | -0.25541 | 0 | 0.23416 | 0 | 1.6728 | 0.28859
2025_07_03 Hr 07 | 0.38418 | 4.7796e-06 | 0 | 0.059454 | 0.059436 | 0.059448 | 0.059448 | 0.059204 | 0.059454 | 0 | 0 | 0.023943 | 0.27 | 0.01606 | 1.4981 | 1.4981 | 2.8301 | 0 | 0.0061261 | 0.0036608 | 0.012521 | 0.087661 | 0 | 0.0011913 | 0.024329 | 1.2821 | 0.14434 | 2.4218 | 2.0585 | 0 | 0.5298 | 0.81115 | 0 | 0 | 0 | 0 | -50.4537 | 0.053997 | 0 | 0.0031864 | 0 | -0.26556 | 0 | 0 | 0 | 0 | 0 | 0 | 0 | 0 | 3.4264 | 0.044241 | 0.00026332 | 0 | 1.822 | 0 | 1.3106 | 0 | 1.4102 | 11.3417 | 1.2254 | 3.0551 | 0.1796 | 0.050933 | -0.38418 | 0.73583 | 0.23426 | 3.7293 | -17.3632 | 22.3986 | -0.64974 | 0 | 0.23416 | 0 | 1.6728 | 0.29485
2025_07_03 Hr 08 | 0.71961 | 2.0921e-05 | 0 | 0.059454 | 0.059436 | 0.059448 | 0.059448 | 0.059204 | 0.059454 | 0 | 0 | 0.023943 | 0.18 | 0.0086782 | 1.4981 | 1.4981 | 2.8301 | 0.30356 | 0.0061261 | 0.0036608 | 0.012521 | 0.087661 | 0 | 0.0011913 | 0.024329 | 1.2821 | 0.14434 | 2.4218 | 2.0585 | 0 | 0.5298 | 0.81115 | 0 | 0 | 0 | 0 | -40.7196 | 0.053997 | 0 | 0.0025828 | 0 | -0.21485 | 0 | 0 | 0 | 0 | 0 | 0 | 0 | 0 | 4.0435 | 0.044241 | 0.00026332 | 0 | 1.822 | 0 | 1.3106 | 0 | 0.60064 | 11.6452 | 1.2254 | 3.0551 | 0.1796 | 0.050933 | -0.71961 | 0.73583 | 0.23426 | 3.7293 | -7.5552 | 22.4536 | -0.93447 | 0 | 0.23416 | 0 | 1.6728 | 0.30435
2025_07_03 Hr 09 | 0.8129 | 0.00010082 | 0 | 0.059454 | 0.059436 | 0.059448 | 0.059448 | 0.059204 | 0.059454 | 0 | 0 | 0.023943 | 0.09 | 0.0038407 | 1.4981 | 1.4981 | 2.8301 | 0.30356 | 0.0061261 | 0.0036608 | 0.012521 | 0.087661 | 0 | 0.0011913 | 0.024329 | 1.2571 | 0.14434 | 2.4218 | 2.0585 | 0 | 0.5298 | 0.81115 | 0 | 0 | 0 | 0 | -38.0158 | 0.053997 | 0 | 0.0022861 | 0 | -0.18993 | 0 | 0 | 0 | 0 | 0 | 0 | 0 | 0 | 3.2885 | 0.044241 | 0.00026332 | 0 | 1.822 | 0 | 1.3106 | 0 | 0.60064 | 11.6201 | 1.2254 | 3.0551 | 0.1796 | 0.050933 | -0.8129 | 0.73583 | 0.23426 | 3.7293 | -5.6902 | 21.7083 | -1.0028 | 0 | 0.23416 | 0 | 1.6728 | 0.31548
2025_07_03 Hr 10 | 0.77301 | 0.00025776 | 0 | 0.059454 | 0.059436 | 0.059448 | 0.059448 | 0.059204 | 0.059454 | 0 | 0 | 0.023943 | 0.18 | 0.0081094 | 1.4981 | 1.4981 | 2.8301 | 0.30356 | 0.0061261 | 0.0036608 | 0.012521 | 0.087661 | 0 | 0.0011913 | 0.024329 | 1.2821 | 0.14434 | 2.4218 | 2.0585 | 0 | 0.5298 | 0.81115 | 0 | 0 | 0 | 0 | -40.9427 | 0.053997 | 0 | 0.0024135 | 0 | -0.20063 | 0 | 0 | 0 | 0 | 0 | 0 | 0 | 0 | 3.078 | 0.044241 | 0.00026332 | 0 | 1.822 | 0 | 1.3106 | 0 | 0.93143 | 11.6452 | 1.2254 | 3.0551 | 0.1796 | 0.050933 | -0.77301 | 0.73583 | 0.23426 | 3.7293 | -8.38 | 21.8911 | -0.97365 | 0 | 0.23416 | 0 | 1.6728 | 0.32348
2025_07_03 Hr 11 | 0.82205 | 0.00040963 | 0 | 0.059454 | 0.059436 | 0.059448 | 0.059448 | 0.059204 | 0.059454 | 0 | 0 | 0.023943 | 0.3 | 0.014186 | 1.4981 | 1.4981 | 2.8301 | 0.30356 | 0.0061261 | 0.0036608 | 0.012521 | 0.087661 | 0 | 0.0011913 | 0.024329 | 1.2821 | 0.14434 | 2.4218 | 2.0585 | 0 | 0.5298 | 0.81115 | 0 | 0 | 0 | 0 | -44.197 | 0.053997 | 0 | 0.0025333 | 0 | -0.2107 | 0 | 0 | 0 | 0 | 0 | 0 | 0 | 0 | 3.2885 | 0.044241 | 0.00026332 | 0 | 1.822 | 0 | 1.3106 | 0 | 1.6801 | 11.6452 | 1.2254 | 3.0551 | 0.1796 | 0.050933 | -0.82205 | 0.73583 | 0.23426 | 3.7293 | -10.5524 | 23.0321 | -1.0327 | 0 | 0.23416 | 0 | 1.6728 | 0.33008
2025_07_03 Hr 12 | 0.77643 | 0.00053694 | 0 | 0.059454 | 0.059436 | 0.059448 | 0.059448 | 0.059204 | 0.059454 | 0 | 0 | 0.023943 | 0.45 | 0.022608 | 1.4981 | 1.4981 | 2.8301 | 0.30356 | 0.0061261 | 0.0036608 | 0.012521 | 0.087661 | 0 | 0.0011913 | 0.024329 | 1.2821 | 0.14434 | 2.4218 | 2.0585 | 0 | 0.5298 | 0.81115 | 0 | 0 | 0 | 0 | -44.7238 | 0.053997 | 0 | 0.0026914 | 0 | -0.22398 | 0 | 0 | 0 | 0 | 0 | 0 | 0 | 0 | 3.2885 | 0.044241 | 0.00026332 | 0 | 1.822 | 0 | 1.3106 | 0 | 1.0185 | 11.6452 | 1.2254 | 3.0551 | 0.1796 | 0.050933 | -0.77643 | 0.73583 | 0.23426 | 3.7293 | -11.5937 | 22.4853 | -1.0004 | 0 | 0.23416 | 0 | 1.6728 | 0.33193
2025_07_03 Hr 13 | 0.78914 | 0.0005797 | 0 | 0.059454 | 0.059436 | 0.059448 | 0.059448 | 0.059204 | 0.059454 | 0 | 0 | 0.023943 | 0.51 | 0.0252 | 1.4981 | 1.4981 | 2.8301 | 0.30356 | 0.0061261 | 0.0036608 | 0.012521 | 0.087661 | 0 | 0.0011913 | 0.024329 | 1.2821 | 0.14434 | 2.4218 | 2.0585 | 0.34419 | 0.5298 | 0.81115 | 0 | 0 | 0 | 0 | -45.0521 | 0.053997 | 0 | 0.002647 | 0 | -0.22025 | 0 | 0 | 0 | 0 | 0 | 0 | 0 | 0 | 2.9473 | 0.044241 | 0.00026332 | 0 | 1.822 | 0 | 1.3106 | 0 | 0.74862 | 11.9894 | 1.2254 | 3.0551 | 0.1796 | 0.050933 | -0.78914 | 0.73583 | 0.23426 | 3.7293 | -12.113 | 21.959 | -1.0094 | 0 | 0.23416 | 0 | 1.6728 | 0.34134
2025_07_03 Hr 14 | 0.72107 | 0.00082131 | 0 | 0.059454 | 0.059436 | 0.059448 | 0.059448 | 0.059204 | 0.059454 | 0 | 0 | 0.023943 | 0.42 | 0.028849 | 1.4981 | 1.4981 | 2.8301 | 0.30356 | 0.0061261 | 0.0036608 | 0.012521 | 0.087661 | 0 | 0.0011913 | 0.024329 | 1.2821 | 0.14434 | 2.4218 | 2.0585 | 0.34419 | 0.5298 | 0.81115 | 0 | 0 | 0 | 0 | -59.9353 | 0.053997 | 0 | 0.0036797 | 0 | -0.307 | 0 | 0 | 0 | 0 | 0 | 0 | 0 | 0 | 2.7368 | 0.044241 | 0.00026332 | 0 | 1.822 | 0 | 1.3106 | 0 | 0.36125 | 11.9894 | 1.2254 | 3.0551 | 0.1796 | 0.050933 | -0.72107 | 0.73583 | 0.23426 | 3.7293 | -27.7651 | 21.2089 | -1.0281 | 0 | 0.23416 | 0 | 1.6728 | 0.34322
2025_07_03 Hr 15 | 0.67392 | 0.0011223 | 0 | 0.059454 | 0.059436 | 0.059448 | 0.059448 | 0.059204 | 0.059454 | 0 | 0 | 0.023943 | 0.57 | 0.052931 | 1.4981 | 1.4981 | 2.8301 | 0.30356 | 0.0061261 | 0.0036608 | 0.012521 | 0.087661 | 0 | 0.0011913 | 0.024329 | 1.2821 | 0.14434 | 2.4218 | 2.0585 | 0.34419 | 0.5298 | 0.81115 | 0 | 0 | 0 | 0 | -78.0771 | 0.053997 | 0 | 0.0049747 | 0 | -0.41578 | 0 | 0 | 0 | 0 | 0 | 0 | 0 | 0 | 2.7368 | 0.044241 | 0.00026332 | 0 | 1.822 | 0 | 1.3106 | 0 | 0.60064 | 11.9894 | 1.2254 | 3.0551 | 0.1796 | 0.050933 | -0.67392 | 0.73583 | 0.23426 | 3.7293 | -45.6034 | 21.5741 | -1.0897 | 0 | 0.23416 | 0 | 1.6728 | 0.34182
2025_07_03 Hr 16 | 0.78355 | 0.0011837 | 0 | 0.059454 | 0.059436 | 0.059448 | 0.059448 | 0.059204 | 0.059454 | 0 | 0 | 0.023943 | 0.75 | 0.084724 | 1.4981 | 1.4981 | 2.8301 | 0.30356 | 0.0061261 | 0.0036608 | 0.012521 | 0.087661 | 0 | 0.0011913 | 0.024329 | 1.2821 | 0.14434 | 2.4218 | 2.0585 | 0.34419 | 0.5298 | 0.81115 | 0 | 0 | 0 | 0 | -95.2218 | 0.053997 | 0 | 0.0060517 | 0 | -0.50624 | 0 | 0 | 0 | 0 | 0 | 0 | 0 | 0 | 2.7368 | 0.044241 | 0.00026332 | 0 | 1.822 | 0 | 1.3106 | 0 | 0.87049 | 11.9894 | 1.2254 | 3.0551 | 0.1796 | 0.050933 | -0.78355 | 0.73583 | 0.23426 | 3.7293 | -62.355 | 22.1672 | -1.2898 | 0 | 0.23416 | 0 | 1.6728 | 0.34368
2025_07_03 Hr 17 | 0.75318 | 0.00097396 | 0 | 0.059454 | 0.059436 | 0.059448 | 0.059448 | 0.059204 | 0.059454 | 0 | 0 | 0.023943 | 0.42 | 0.041387 | 1.4981 | 1.4981 | 2.8301 | 0.30356 | 0.0061261 | 0.0036608 | 0.012521 | 0.087661 | 0 | 0.0011913 | 0.024329 | 1.2821 | 0.14434 | 2.4218 | 2.0585 | 0.34419 | 0.5298 | 0.81115 | 0 | 0 | 0 | 0 | -81.8609 | 0.053997 | 0 | 0.0052789 | 0 | -0.44133 | 0 | 0 | 0 | 0 | 0 | 0 | 0 | 0 | 2.6715 | 0.044241 | 0.00026332 | 0 | 1.822 | 0 | 1.3106 | 0 | 1.0185 | 11.9894 | 1.2254 | 3.0551 | 0.1796 | 0.050933 | -0.75318 | 0.73583 | 0.23426 | 3.7293 | -49.2171 | 21.8488 | -1.1945 | 0 | 0.23416 | 0 | 1.6728 | 0.34653
2025_07_03 Hr 18 | 0.73916 | 0.00061231 | 0 | 0.059454 | 0.059436 | 0.059448 | 0.059448 | 0.059204 | 0.059454 | 0 | 0 | 0.023943 | 0.24 | 0.020972 | 1.4981 | 1.4981 | 2.8301 | 0.30356 | 0.0061261 | 0.0036608 | 0.012521 | 0.087661 | 0 | 0.0011913 | 0.024329 | 1.2821 | 0.14434 | 2.4218 | 2.0585 | 0.34419 | 0.5298 | 0.81115 | 0 | 0 | 0 | 0 | -72.1144 | 0.053997 | 0 | 0.0046813 | 0 | -0.39113 | 0 | 0 | 0 | 0 | 0 | 0 | 0 | 0 | 2.4682 | 0.044241 | 0.00026332 | 0 | 1.822 | 0 | 1.3106 | 0 | 0.90096 | 11.9894 | 1.2254 | 3.0551 | 0.1796 | 0.050933 | -0.73916 | 0.73583 | 0.23426 | 3.7293 | -39.9404 | 21.3148 | -1.1303 | 0 | 0.23416 | 0 | 1.6728 | 0.34811
2025_07_03 Hr 19 | 0.6248 | 0.00022137 | 0 | 0.059454 | 0.059436 | 0.059448 | 0.059448 | 0.059204 | 0.059454 | 0 | 0 | 0.023943 | 0.18 | 0.011069 | 1.4981 | 1.4981 | 2.8301 | 0.30356 | 0.0061261 | 0.0036608 | 0.012521 | 0.087661 | 0 | 0.0011913 | 0.024329 | 1.2821 | 0.14434 | 2.4218 | 2.0585 | 0.34419 | 0.5298 | 0.81115 | 0 | 0 | 0 | 0 | -50.7284 | 0.053997 | 0 | 0.0032943 | 0 | -0.27462 | 0 | 0 | 0 | 0 | 0 | 0 | 0 | 0 | 2.4682 | 0.044241 | 0.00026332 | 0 | 1.822 | 0 | 1.3106 | 0 | 0.72251 | 11.9894 | 1.2254 | 3.0551 | 0.1796 | 0.050933 | -0.6248 | 0.73583 | 0.23426 | 3.7293 | -18.6887 | 20.9497 | -0.89942 | 0 | 0.23416 | 0 | 1.6728 | 0.34606
2025_07_03 Hr 20 | 0.18141 | 0.0001329 | 0 | 0.059454 | 0.059436 | 0.059448 | 0.059448 | 0.059204 | 0.059454 | 0 | 0 | 0.023943 | 0.42 | 0.021982 | 1.4981 | 1.4981 | 2.8301 | 0.30356 | 0.0061261 | 0.0036608 | 0.012521 | 0.087661 | 0 | 0.0011913 | 0.024329 | 1.2805 | 0.14434 | 2.4218 | 2.0585 | 0.34419 | 0.5298 | 0.81115 | 0 | 0 | 0 | 0 | -41.8303 | 0.053997 | 0 | 0.0028039 | 0 | -0.23342 | 0 | 0 | 0 | 0 | 0 | 0 | 0 | 0 | 2.4682 | 0.044241 | 0.00026332 | 0 | 1.822 | 0 | 1.3106 | 0 | 0.50924 | 11.9877 | 1.2254 | 3.0551 | 0.1796 | 0.050933 | -0.18141 | 0.73583 | 0.23426 | 3.7293 | -9.7203 | 20.5371 | -0.41484 | 0 | 0.23416 | 0 | 1.6728 | 0.33929
2025_07_03 Hr 21 | 0 | 2.4891e-05 | 0 | 0.059454 | 0.059436 | 0.059448 | 0.059448 | 0.059204 | 0.059454 | 0 | 0 | 0.023943 | 0.6 | 0.015488 | 1.4981 | 1.4981 | 2.8301 | 0.30356 | 0.0061261 | 0.0036608 | 0.012521 | 0.087661 | 0 | 0.0011913 | 0.024329 | 0.47904 | 0.14434 | 2.4218 | 2.0585 | 0 | 0.5298 | 0.81115 | 0 | 0 | 0 | 0 | -19.3534 | 0.053997 | 0 | 0.0013828 | 0 | -0.11406 | 0 | 0 | 0 | 0 | 0 | 0 | 0 | 0 | 2.5335 | 0.044241 | 0.00026332 | 0 | 1.822 | 0 | 1.2356 | 0 | 0.57017 | 10.7672 | 1.2254 | 3.0551 | 0.1796 | 0.050933 | 0 | 0.73583 | 0.23426 | 3.7293 | 11.9403 | 20.6406 | -0.11406 | 0 | 0.23416 | 0 | 1.6728 | 0.32457
2025_07_03 Hr 22 | 0 | 1.5949e-06 | 0 | 0.059454 | 0.059436 | 0.059448 | 0.059448 | 0.059204 | 0.059454 | 0 | 0 | 0.023943 | 0.69 | 0.013695 | 1.4965 | 1.4965 | 2.8301 | 0.30356 | 0.0061261 | 0.0036608 | 0.012521 | 0.087661 | 0 | 0.0011913 | 0.024329 | 0.47904 | 0 | 2.4218 | 2.0585 | 0 | 0.5298 | 0.81115 | 0 | 0 | 0 | 0 | -15.3375 | 0.053997 | 0 | 0.0010633 | 0 | -0.087215 | 0 | 0 | 0 | 0 | 0 | 0 | 0 | 0 | 2.5989 | 0.044241 | 0.00026332 | 0 | 1.822 | 0 | 1.0736 | 0 | 0.72251 | 10.4576 | 1.2254 | 3.0551 | 0.1796 | 0.050933 | 0 | 0.73583 | 0.23426 | 3.7293 | 15.9767 | 20.9438 | -0.087215 | 0 | 0.23416 | 0 | 1.6728 | 0.32191
2025_07_03 Hr 23 | 0 | 0 | 0 | 0.059454 | 0.059436 | 0.059448 | 0.059448 | 0.059204 | 0.059454 | 0 | 0 | 0.023943 | 0.3 | 0.0099836 | 1.4743 | 1.4743 | 2.938 | 0.21483 | 0.0061261 | 0.0036608 | 0.012521 | 0.087661 | 0 | 0.0011913 | 0.024329 | 0.51422 | 0 | 2.6564 | 2.0585 | 0 | 0.55068 | 0.81115 | 0 | 0 | 0 | 0 | -28.7117 | 0.053997 | 0 | 0.0017828 | 0 | -0.14765 | 0 | 0 | 0 | 0 | 0 | 0 | 0 | 0 | 2.0544 | 0.044241 | 0.00026332 | 0 | 1.822 | 0 | 1.2061 | 0 | 0.69204 | 10.8346 | 1.2254 | 3.0551 | 0.1796 | 0.050933 | 0 | 0.73583 | 0.23426 | 3.7293 | 1.9629 | 19.9877 | -0.14765 | 0 | 0.23416 | 0 | 1.6728 | 0.31352
2025_07_03 Hr 24 | 0 | 0 | 0 | 0.059454 | 0.059436 | 0.059448 | 0.059448 | 0.059204 | 0.059454 | 0 | 0 | 0.023943 | 0.15 | 0.004472 | 1.4981 | 1.4981 | 2.961 | 0.25779 | 0.0061261 | 0.0036608 | 0.012521 | 0.087661 | 0 | 0.0011913 | 0.024329 | 0.48407 | 0 | 2.6584 | 2.0585 | 0 | 0.55118 | 0.81115 | 0 | 0 | 0 | 0 | -25.821 | 0.053997 | 0 | 0.0015972 | 0 | -0.13206 | 0 | 0 | 0 | 0 | 0 | 0 | 0 | 0 | 1.4374 | 0.044241 | 0.00026332 | 0 | 1.822 | 0 | 1.3572 | 0 | 0.60064 | 11.0712 | 1.2254 | 3.0551 | 0.1796 | 0.050933 | 0 | 0.73583 | 0.23426 | 3.7293 | 4.2343 | 19.1162 | -0.13206 | 0 | 0.23416 | 0 | 1.6728 | 0.30547
2025_07_04 Hr 01 | 0 | 0 | 0 | 0 | 0 | 0 | 0 | 0 | 0 | 0 | 0 | 0.023943 | 0.12 | 0.0035131 | 1.4981 | 1.4981 | 2.9786 | 0 | 0.0061261 | 0.0036608 | 0.012521 | 0.087661 | 0 | 0.0011913 | 0.024329 | 0.47904 | 0 | 2.6743 | 2.0585 | 0 | 0.55118 | 0.81115 | 0 | 0 | 0 | 0 | -24.0883 | 0.053997 | 0 | 0.0034503 | 0 | -0.12964 | 0 | 0 | 0 | 0 | 0 | 0 | 0 | 0 | 1.51 | 0.044241 | 0.00026332 | 0 | 1.822 | 0 | 1.3653 | 0 | 0.4483 | 10.4936 | 1.2254 | 3.0551 | 0.1796 | 0.050933 | 0 | 0.73583 | 0.23426 | 3.7293 | 5.2723 | 18.9967 | -0.12964 | 0 | 0.23416 | 0 | 1.6728 | 0.29671
2025_07_04 Hr 02 | 0 | 0 | 0 | 0 | 0 | 0 | 0 | 0 | 0 | 0 | 0 | 0.023943 | 0.15 | 0.0043206 | 1.4981 | 1.4981 | 2.9786 | 0 | 0.0061261 | 0.0036608 | 0.012521 | 0.087661 | 0 | 0.0011913 | 0.024329 | 0.47904 | 0 | 2.6743 | 2.0585 | 0 | 0.55118 | 0.81115 | 0 | 0 | 0 | 0 | -23.1242 | 0.053997 | 0 | 0.0033948 | 0 | -0.12752 | 0 | 0 | 0 | 0 | 0 | 0 | 0 | 0 | 2.0544 | 0.044241 | 0.00026332 | 0 | 1.822 | 0 | 1.3653 | 0 | 0.84002 | 10.4936 | 1.2254 | 3.0551 | 0.1796 | 0.050933 | 0 | 0.73583 | 0.23426 | 3.7293 | 7.1918 | 19.9499 | -0.12752 | 0 | 0.23416 | 0 | 1.6728 | 0.28296
2025_07_04 Hr 03 | 0 | 0 | 0 | 0 | 0 | 0 | 0 | 0 | 0 | 0 | 0 | 0.023943 | 0.24 | 0.0065972 | 1.4981 | 1.4981 | 2.9786 | 0 | 0.0061261 | 0.0036608 | 0.012521 | 0.087661 | 0 | 0.0011913 | 0.024329 | 0.47904 | 0 | 2.6743 | 2.0585 | 0 | 0.55118 | 0.81115 | 0 | 0 | 0 | 0 | -22.7091 | 0.053997 | 0 | 0.0032397 | 0 | -0.1216 | 0 | 0 | 0 | 0 | 0 | 0 | 0 | 0 | 2.0544 | 0.044241 | 0.00026332 | 0 | 1.822 | 0 | 1.3653 | 0 | 1.0185 | 10.4936 | 1.2254 | 3.0551 | 0.1796 | 0.050933 | 0 | 0.73583 | 0.23426 | 3.7293 | 7.8817 | 20.2188 | -0.1216 | 0 | 0.23416 | 0 | 1.6728 | 0.28111
2025_07_04 Hr 04 | 0 | 0 | 0 | 0 | 0 | 0 | 0 | 0 | 0 | 0 | 0 | 0.023943 | 0.27 | 0.012501 | 1.4965 | 1.4965 | 2.972 | 0 | 0.0061261 | 0.0036608 | 0.012521 | 0.087661 | 0 | 0.0011913 | 0.024329 | 0.60964 | 0.16173 | 2.6691 | 2.0585 | 0 | 0.54989 | 0.81115 | 0 | 0 | 0 | 0 | -39.2148 | 0.053997 | 0 | 0.0054569 | 0 | -0.20625 | 0 | 0 | 0 | 0 | 0 | 0 | 0 | 0 | 1.9891 | 0.044241 | 0.00026332 | 0 | 1.822 | 0 | 1.3355 | 0 | 1.2927 | 10.5915 | 1.2254 | 3.0551 | 0.1796 | 0.050933 | 0 | 0.73583 | 0.23426 | 3.7293 | -8.3687 | 20.4609 | -0.20625 | 0 | 0.23416 | 0 | 1.6728 | 0.27968
2025_07_04 Hr 05 | 0 | 0 | 0 | 0 | 0 | 0 | 0 | 0 | 0 | 0 | 0 | 0.023943 | 0.24 | 0.0066233 | 1.4981 | 1.4981 | 2.9786 | 0 | 0.0061261 | 0.0036608 | 0.012521 | 0.087661 | 0 | 0.0011913 | 0.024329 | 0.48072 | 0.14517 | 2.6743 | 2.0585 | 0 | 0.55118 | 0.81115 | 0 | 0 | 0 | 0 | -24.6399 | 0.053997 | 0 | 0.0032525 | 0 | -0.12209 | 0 | 0 | 0 | 0 | 0 | 0 | 0 | 0 | 2.3956 | 0.044241 | 0.00026332 | 0 | 1.822 | 0 | 1.3653 | 0 | 1.7715 | 10.6405 | 1.2254 | 3.0551 | 0.1796 | 0.050933 | 0 | 0.73583 | 0.23426 | 3.7293 | 7.1954 | 21.3169 | -0.12209 | 0 | 0.23416 | 0 | 1.6728 | 0.28502
2025_07_04 Hr 06 | 0.045117 | 0 | 0 | 0.0049841 | 0.0049826 | 0.0049836 | 0.0049836 | 0.0049632 | 0.0049841 | 0 | 0 | 0.023943 | 0.12 | 0.0048265 | 1.4981 | 1.4981 | 2.9786 | 0 | 0.0061261 | 0.0036608 | 0.012521 | 0.087661 | 0 | 0.0011913 | 0.024329 | 0.60965 | 0.14517 | 2.6743 | 2.0585 | 0 | 0.55118 | 0.81115 | 0 | 0 | 0 | 0 | -33.6775 | 0.053997 | 0 | 0.0044549 | 0 | -0.17889 | 0 | 0 | 0 | 0 | 0 | 0 | 0 | 0 | 2.0544 | 0.044241 | 0.00026332 | 0 | 1.822 | 0 | 1.3653 | 0 | 1.5625 | 10.7993 | 1.2254 | 3.0551 | 0.1796 | 0.050933 | -0.045117 | 0.73583 | 0.23426 | 3.7293 | -2.4135 | 20.6887 | -0.22401 | 0 | 0.23416 | 0 | 1.6728 | 0.28364
2025_07_04 Hr 07 | 0.40474 | 2.687e-06 | 0 | 0.05981 | 0.059792 | 0.059804 | 0.059804 | 0.059558 | 0.05981 | 0 | 0 | 0.023943 | 0 | 0 | 1.4981 | 1.4981 | 2.847 | 0 | 0.0061261 | 0.0036608 | 0.012521 | 0.087661 | 0 | 0.0011913 | 0.024329 | 1.0508 | 0.14517 | 2.4363 | 2.0585 | 0 | 0.5298 | 0.81115 | 0 | 0 | 0 | 0 | -45.1776 | 0.053997 | 0 | 0.0029856 | 0 | -0.24869 | 0 | 0 | 0 | 0 | 0 | 0 | 0 | 0 | 1.7785 | 0.044241 | 0.00026332 | 0 | 1.822 | 0 | 1.3184 | 0 | 1.6191 | 11.1525 | 1.2254 | 3.0551 | 0.1796 | 0.050933 | -0.40474 | 0.73583 | 0.23426 | 3.7293 | -13.9851 | 20.6934 | -0.65343 | 0 | 0.23416 | 0 | 1.6728 | 0.2942
2025_07_04 Hr 08 | 0.72819 | 5.7077e-05 | 0 | 0.05981 | 0.059792 | 0.059804 | 0.059804 | 0.059558 | 0.05981 | 0 | 0 | 0.023943 | 0.45 | 0.034004 | 1.4981 | 1.4981 | 2.847 | 0.30537 | 0.0061261 | 0.0036608 | 0.012521 | 0.087661 | 0 | 0.0011913 | 0.024329 | 1.2645 | 0 | 2.4363 | 2.0585 | 0 | 0.5298 | 0.81115 | 0 | 0 | 0 | 0 | -64.4574 | 0.053997 | 0 | 0.004048 | 0 | -0.33794 | 0 | 0 | 0 | 0 | 0 | 0 | 0 | 0 | 1.372 | 0.044241 | 0.00026332 | 0 | 1.822 | 0 | 1.3184 | 0 | 0.99236 | 11.5264 | 1.2254 | 3.0551 | 0.1796 | 0.050933 | -0.72819 | 0.73583 | 0.23426 | 3.7293 | -33.5107 | 20.4864 | -1.0661 | 0 | 0.23416 | 0 | 1.6728 | 0.31293
2025_07_04 Hr 09 | 0.76589 | 0.0001451 | 0 | 0.05981 | 0.059792 | 0.059804 | 0.059804 | 0.059558 | 0.05981 | 0 | 0 | 0.023943 | 0.09 | 0.007005 | 1.4981 | 1.4981 | 2.847 | 0.30537 | 0.0061261 | 0.0036608 | 0.012521 | 0.087661 | 0 | 0.0011913 | 0.024329 | 1.2821 | 0 | 2.4363 | 2.0585 | 0 | 0.5298 | 0.81115 | 0 | 0 | 0 | 0 | -63.7333 | 0.053997 | 0 | 0.0041697 | 0 | -0.34815 | 0 | 0 | 0 | 0 | 0 | 0 | 0 | 0 | 1.51 | 0.044241 | 0.00026332 | 0 | 1.822 | 0 | 1.3184 | 0 | 0.90096 | 11.5441 | 1.2254 | 3.0551 | 0.1796 | 0.050933 | -0.76589 | 0.73583 | 0.23426 | 3.7293 | -33.1087 | 20.1947 | -1.114 | 0 | 0.23416 | 0 | 1.6728 | 0.32386
2025_07_04 Hr 10 | 0.7534 | 0.00025563 | 0 | 0.05981 | 0.059792 | 0.059804 | 0.059804 | 0.059558 | 0.05981 | 0 | 0 | 0.023943 | 0 | 0 | 1.4981 | 1.4981 | 2.847 | 0.30537 | 0.0061261 | 0.0036608 | 0.012521 | 0.087661 | 0 | 0.0011913 | 0.024329 | 1.2821 | 0 | 2.4363 | 2.0585 | 0 | 0.5298 | 0.81115 | 0 | 0 | 0 | 0 | -58.5558 | 0.053997 | 0 | 0.0040576 | 0 | -0.33874 | 0 | 0 | 0 | 0 | 0 | 0 | 0 | 0 | 1.1615 | 0.044241 | 0.00026332 | 0 | 1.822 | 0 | 1.3184 | 0 | 0.96189 | 11.5441 | 1.2254 | 3.0551 | 0.1796 | 0.050933 | -0.7534 | 0.73583 | 0.23426 | 3.7293 | -28.299 | 19.8049 | -1.0921 | 0 | 0.23416 | 0 | 1.6728 | 0.331
2025_07_04 Hr 11 | 0.81421 | 0.0004316 | 0 | 0.05981 | 0.059792 | 0.059804 | 0.059804 | 0.059558 | 0.05981 | 0 | 0 | 0.023943 | 0 | 0 | 1.4981 | 1.4981 | 2.847 | 0.30537 | 0.0061261 | 0.0036608 | 0.012521 | 0.087661 | 0 | 0.0011913 | 0.024329 | 1.2821 | 0 | 2.4363 | 2.0585 | 0.34625 | 0.5298 | 0.81115 | 0 | 0 | 0 | 0 | -57.335 | 0.053997 | 0 | 0.0038778 | 0 | -0.32363 | 0 | 0 | 0 | 0 | 0 | 0 | 0 | 0 | 0.61705 | 0.044241 | 0.00026332 | 0 | 1.822 | 0 | 1.3184 | 0 | 0.77909 | 11.8903 | 1.2254 | 3.0551 | 0.1796 | 0.050933 | -0.81421 | 0.73583 | 0.23426 | 3.7293 | -27.4317 | 19.1508 | -1.1378 | 0 | 0.23416 | 0 | 1.6728 | 0.34317
2025_07_04 Hr 12 | 0.76647 | 0 | 0 | 0.05981 | 0.059792 | 0.059804 | 0.059804 | 0.059558 | 0.05981 | 0 | 0 | 0.023943 | 0.06 | 0.0046361 | 1.4981 | 1.4981 | 2.847 | 0.30537 | 0.0061261 | 0.0036608 | 0.012521 | 0.087661 | 0 | 0.0011913 | 0.024329 | 1.2821 | 0.29481 | 2.4363 | 2.0585 | 0.34625 | 0.5298 | 0.81115 | 0 | 0 | 0 | 0 | -60.2923 | 0.053997 | 0 | 0.0041394 | 0 | -0.34561 | 0 | 0 | 0 | 0 | 0 | 0 | 0 | 0 | 0.47912 | 0.044241 | 0.00026332 | 0 | 1.822 | 0 | 1.3184 | 0 | 0.69204 | 12.0355 | 1.2254 | 3.0551 | 0.1796 | 0.050933 | -0.76647 | 0.73583 | 0.23426 | 3.7293 | -30.4199 | 18.9491 | -1.1121 | 0 | 0.23416 | 0 | 1.6728 | 0.34995
2025_07_04 Hr 13 | 0.7813 | 0.00066913 | 0 | 0.05981 | 0.059792 | 0.059804 | 0.059804 | 0.059558 | 0.05981 | 0 | 0 | 0.023943 | 0.03 | 0.0022265 | 1.4981 | 1.4981 | 2.847 | 0.30537 | 0.0061261 | 0.0036608 | 0.012521 | 0.087661 | 0 | 0.0011913 | 0.024329 | 1.2821 | 0.14517 | 2.4363 | 2.0585 | 0.34625 | 0.5298 | 0.81115 | 0 | 0 | 0 | 0 | -58.8728 | 0.053997 | 0 | 0.0039758 | 0 | -0.33187 | 0 | 0 | 0 | 0 | 0 | 0 | 0 | 0 | 0.27586 | 0.044241 | 0.00026332 | 0 | 1.822 | 0 | 1.3184 | 0 | 0.74862 | 12.0355 | 1.2254 | 3.0551 | 0.1796 | 0.050933 | -0.7813 | 0.73583 | 0.23426 | 3.7293 | -29.1541 | 18.7964 | -1.1132 | 0 | 0.23416 | 0 | 1.6728 | 0.36086
2025_07_04 Hr 14 | 0.72107 | 0.0006806 | 0 | 0.05981 | 0.059792 | 0.059804 | 0.059804 | 0.059558 | 0.05981 | 0 | 0 | 0.023943 | 0 | 0 | 1.4981 | 1.4981 | 2.847 | 0.30537 | 0.0061261 | 0.0036608 | 0.012521 | 0.087661 | 0 | 0.0011913 | 0.024329 | 1.2821 | 0.14517 | 2.4363 | 2.0585 | 0.34625 | 0.5298 | 0.81115 | 0 | 0 | 0 | 0 | -62.7613 | 0.053997 | 0 | 0.0042564 | 0 | -0.35544 | 0 | 0 | 0 | 0 | 0 | 0 | 0 | 0 | 0.20326 | 0.044241 | 0.00026332 | 0 | 1.822 | 0 | 1.3184 | 0 | 0.72251 | 12.0355 | 1.2254 | 3.0551 | 0.1796 | 0.050933 | -0.72107 | 0.73583 | 0.23426 | 3.7293 | -33.1944 | 18.6079 | -1.0765 | 0 | 0.23416 | 0 | 1.6728 | 0.36351
2025_07_04 Hr 15 | 0.74679 | 0.00085239 | 0 | 0.05981 | 0.059792 | 0.059804 | 0.059804 | 0.059558 | 0.05981 | 0 | 0 | 0.023943 | 0.03 | 0.0024181 | 1.4981 | 1.4981 | 2.847 | 0.30537 | 0.0061261 | 0.0036608 | 0.012521 | 0.087661 | 0 | 0.0011913 | 0.024329 | 1.2821 | 0.14517 | 2.4363 | 2.0585 | 0.34625 | 0.5298 | 0.81115 | 0 | 0 | 0 | 0 | -63.6053 | 0.053997 | 0 | 0.0043181 | 0 | -0.36062 | 0 | 0 | 0 | 0 | 0 | 0 | 0 | 0 | 0.13793 | 0.044241 | 0.00026332 | 0 | 1.822 | 0 | 1.3184 | 0 | 0.60064 | 12.0355 | 1.2254 | 3.0551 | 0.1796 | 0.050933 | -0.74679 | 0.73583 | 0.23426 | 3.7293 | -34.1936 | 18.4837 | -1.1074 | 0 | 0.23416 | 0 | 1.6728 | 0.36819
2025_07_04 Hr 16 | 0.79604 | 0.0010777 | 0 | 0.05981 | 0.059792 | 0.059804 | 0.059804 | 0.059558 | 0.05981 | 0 | 0 | 0.023943 | 0.03 | 0.0026574 | 1.4981 | 1.4981 | 2.847 | 0.30537 | 0.0061261 | 0.0036608 | 0.012521 | 0.087661 | 0 | 0.0011913 | 0.024329 | 1.2821 | 0.14517 | 2.4363 | 2.0585 | 0.34625 | 0.5298 | 0.81115 | 0 | 0 | 0 | 0 | -71.4082 | 0.053997 | 0 | 0.0047454 | 0 | -0.39652 | 0 | 0 | 0 | 0 | 0 | 0 | 0 | 0 | 0.13793 | 0.044241 | 0.00026332 | 0 | 1.822 | 0 | 1.3184 | 0 | 0.63111 | 12.0355 | 1.2254 | 3.0551 | 0.1796 | 0.050933 | -0.79604 | 0.73583 | 0.23426 | 3.7293 | -41.9967 | 18.5685 | -1.1926 | 0 | 0.23416 | 0 | 1.6728 | 0.37288
2025_07_04 Hr 17 | 0.71983 | 0.0010821 | 0 | 0.05981 | 0.059792 | 0.059804 | 0.059804 | 0.059558 | 0.05981 | 0 | 0 | 0.023943 | 0 | 0 | 1.4981 | 1.4981 | 2.847 | 0.30537 | 0.0061261 | 0.0036608 | 0.012521 | 0.087661 | 0 | 0.0011913 | 0.024329 | 1.2821 | 0.14517 | 2.4363 | 2.0585 | 0.34625 | 0.5298 | 0.81115 | 0 | 0 | 0 | 0 | -92.6695 | 0.053997 | 0 | 0.006052 | 0 | -0.50626 | 0 | 0 | 0 | 0 | 0 | 0 | 0 | 0 | 0.20326 | 0.044241 | 0.00026332 | 0 | 1.822 | 0 | 1.3184 | 0 | 0.5397 | 12.0355 | 1.2254 | 3.0551 | 0.1796 | 0.050933 | -0.71983 | 0.73583 | 0.23426 | 3.7293 | -63.4218 | 18.4383 | -1.2261 | 0 | 0.23416 | 0 | 1.6728 | 0.37753
2025_07_04 Hr 18 | 0.77098 | 0.0006522 | 0 | 0.05981 | 0.059792 | 0.059804 | 0.059804 | 0.059558 | 0.05981 | 0 | 0 | 0.023943 | 0 | 0 | 1.4981 | 1.4981 | 2.847 | 0.30537 | 0.0061261 | 0.0036608 | 0.012521 | 0.087661 | 0 | 0.0011913 | 0.024329 | 1.2821 | 0.14517 | 2.4363 | 2.0585 | 0.34625 | 0.5298 | 0.81115 | 0 | 0 | 0 | 0 | -70.7883 | 0.053997 | 0 | 0.0046753 | 0 | -0.39062 | 0 | 0 | 0 | 0 | 0 | 0 | 0 | 0 | 0.34119 | 0.044241 | 0.00026332 | 0 | 1.822 | 0 | 1.3184 | 0 | 0.42219 | 12.0355 | 1.2254 | 3.0551 | 0.1796 | 0.050933 | -0.77098 | 0.73583 | 0.23426 | 3.7293 | -41.4043 | 18.5102 | -1.1616 | 0 | 0.23416 | 0 | 1.6728 | 0.37831
2025_07_04 Hr 19 | 0.61362 | 0.00055505 | 0 | 0.05981 | 0.059792 | 0.059804 | 0.059804 | 0.059558 | 0.05981 | 0 | 0 | 0.023943 | 0 | 0 | 1.4981 | 1.4981 | 2.847 | 0.30537 | 0.0061261 | 0.0036608 | 0.012521 | 0.087661 | 0 | 0.0011913 | 0.024329 | 1.2821 | 0.14517 | 2.4363 | 2.0585 | 0.34625 | 0.5298 | 0.81115 | 0 | 0 | 0 | 0 | -73.3073 | 0.053997 | 0 | 0.004637 | 0 | -0.38741 | 0 | 0 | 0 | 0 | 0 | 0 | 0 | 0 | 0.47912 | 0.044241 | 0.00026332 | 0 | 1.822 | 0 | 1.3184 | 0 | 0.33079 | 12.0355 | 1.2254 | 3.0551 | 0.1796 | 0.050933 | -0.61362 | 0.73583 | 0.23426 | 3.7293 | -43.8722 | 18.4006 | -1.001 | 0 | 0.23416 | 0 | 1.6728 | 0.37971
2025_07_04 Hr 20 | 0.13579 | 0.00015129 | 0 | 0.05981 | 0.059792 | 0.059804 | 0.059804 | 0.059558 | 0.05981 | 0 | 0 | 0.023943 | 0.12 | 0.0064921 | 1.4981 | 1.4981 | 2.847 | 0.30537 | 0.0061261 | 0.0036608 | 0.012521 | 0.087661 | 0 | 0.0011913 | 0.024329 | 1.2805 | 0.14517 | 2.4363 | 2.0585 | 0.34625 | 0.5298 | 0.81115 | 0 | 0 | 0 | 0 | -47.1049 | 0.053997 | 0 | 0.0028983 | 0 | -0.24136 | 0 | 0 | 0 | 0 | 0 | 0 | 0 | 0 | 0.47912 | 0.044241 | 0.00026332 | 0 | 1.822 | 0 | 1.3184 | 0 | 0.39172 | 12.0338 | 1.2254 | 3.0551 | 0.1796 | 0.050933 | -0.13579 | 0.73583 | 0.23426 | 3.7293 | -17.3469 | 18.1013 | -0.37714 | 0 | 0.23416 | 0 | 1.6728 | 0.37115
2025_07_04 Hr 21 | 0.045044 | 2.0303e-05 | 0 | 0.05981 | 0.059792 | 0.059804 | 0.059804 | 0.059558 | 0.05981 | 0 | 0 | 0.023943 | 0.51 | 0.017413 | 1.4981 | 1.4981 | 2.847 | 0.30537 | 0.0061261 | 0.0036608 | 0.012521 | 0.087661 | 0 | 0.0011913 | 0.024329 | 0.81366 | 0.14517 | 2.4363 | 2.0585 | 0.34625 | 0.5298 | 0.81115 | 0 | 0 | 0 | 0 | -30.3297 | 0.053997 | 0 | 0.0018291 | 0 | -0.15154 | 0 | 0 | 0 | 0 | 0 | 0 | 0 | 0 | 0.75498 | 0.044241 | 0.00026332 | 0 | 1.822 | 0 | 1.3184 | 0 | 0.57017 | 11.567 | 1.2254 | 3.0551 | 0.1796 | 0.050933 | -0.045044 | 0.73583 | 0.23426 | 3.7293 | -0.10566 | 18.8536 | -0.19659 | 0 | 0.23416 | 0 | 1.6728 | 0.35913
2025_07_04 Hr 22 | 0 | 4.3408e-06 | 0 | 0.05981 | 0.059792 | 0.059804 | 0.059804 | 0.059558 | 0.05981 | 0 | 0 | 0.023943 | 1.35 | 0.052089 | 1.4981 | 1.4981 | 2.847 | 0.30537 | 0.0061261 | 0.0036608 | 0.012521 | 0.087661 | 0 | 0.0011913 | 0.024329 | 0.51425 | 0.14517 | 2.4363 | 2.0585 | 0.34625 | 0.5298 | 0.81115 | 0 | 0 | 0 | 0 | -36.0567 | 0.053997 | 0 | 0.002067 | 0 | -0.17153 | 0 | 0 | 0 | 0 | 0 | 0 | 0 | 0 | 1.0962 | 0.044241 | 0.00026332 | 0 | 1.822 | 0 | 1.3184 | 0 | 1.0185 | 11.2676 | 1.2254 | 3.0551 | 0.1796 | 0.050933 | 0 | 0.73583 | 0.23426 | 3.7293 | -4.4973 | 20.4634 | -0.17153 | 0 | 0.23416 | 0 | 1.6728 | 0.34985
2025_07_04 Hr 23 | 0 | 0 | 0 | 0.05981 | 0.059792 | 0.059804 | 0.059804 | 0.059558 | 0.05981 | 0 | 0 | 0.023943 | 1.77 | 0.075752 | 1.4934 | 1.4934 | 2.9753 | 0.25933 | 0.0061261 | 0.0036608 | 0.012521 | 0.087661 | 0 | 0.0011913 | 0.024329 | 0.57114 | 0.14517 | 2.6723 | 2.0585 | 0 | 0.55068 | 0.81115 | 0 | 0 | 0 | 0 | -41.8344 | 0.053997 | 0 | 0.0022927 | 0 | -0.19049 | 0 | 0 | 0 | 0 | 0 | 0 | 0 | 0 | 0.95824 | 0.044241 | 0.00026332 | 0 | 1.822 | 0 | 1.2713 | 0 | 1.4102 | 11.2399 | 1.2254 | 3.0551 | 0.1796 | 0.050933 | 0 | 0.73583 | 0.23426 | 3.7293 | -9.6212 | 21.1638 | -0.19049 | 0 | 0.23416 | 0 | 1.6728 | 0.33188
2025_07_04 Hr 24 | 0 | 0 | 0 | 0.05981 | 0.059792 | 0.059804 | 0.059804 | 0.059558 | 0.05981 | 0 | 0 | 0.023943 | 1.8 | 0.054548 | 1.4981 | 1.4981 | 2.9786 | 0.25933 | 0.0061261 | 0.0036608 | 0.012521 | 0.087661 | 0 | 0.0011913 | 0.024329 | 0.51757 | 0.14517 | 2.6743 | 2.0585 | 0 | 0.55118 | 0.81115 | 0 | 0 | 0 | 0 | -29.0142 | 0.053997 | 0 | 0.0016234 | 0 | -0.13427 | 0 | 0 | 0 | 0 | 0 | 0 | 0 | 0 | 0.47912 | 0.044241 | 0.00026332 | 0 | 1.822 | 0 | 1.3653 | 0 | 1.3188 | 11.2952 | 1.2254 | 3.0551 | 0.1796 | 0.050933 | 0 | 0.73583 | 0.23426 | 3.7293 | 2.7321 | 20.5853 | -0.13427 | 0 | 0.23416 | 0 | 1.6728 | 0.31461
2025_07_05 Hr 01 | 0 | 0 | 0 | 0 | 0 | 0 | 0 | 0 | 0 | 0 | 0 | 0.023943 | 1.8 | 0.046148 | 1.4981 | 1.4981 | 5.5771 | 0.24278 | 0.0061261 | 0.0036608 | 0.012521 | 0.087661 | 0 | 0.0011913 | 0.024329 | 0.47904 | 0 | 5.0118 | 2.0585 | 0 | 0.55118 | 0.81115 | 0 | 0 | 0 | 0 | -21.5103 | 0.053997 | 0 | 0.0043951 | 0 | -0.11327 | 0 | 0 | 0 | 0 | 0 | 0 | 0 | 0 | 0.34119 | 0.044241 | 0.00026332 | 0 | 1.822 | 0 | 0 | 0 | 1.2013 | 14.307 | 1.2254 | 3.0551 | 0.1796 | 0.050933 | 0 | 0.73583 | 0.23426 | 3.7293 | 12.9931 | 20.3096 | -0.11327 | 0 | 0.23416 | 0 | 1.6728 | 0.30275
2025_07_05 Hr 02 | 0 | 0 | 0 | 0 | 0 | 0 | 0 | 0 | 0 | 0 | 0 | 0.023943 | 1.71 | 0.047518 | 1.4981 | 1.4981 | 5.5771 | 0 | 0.0061261 | 0.0036608 | 0.012521 | 0.087661 | 0 | 0.0011913 | 0.024329 | 0.48072 | 0 | 5.0118 | 2.0585 | 0 | 0.55118 | 0.81115 | 0 | 0 | 0 | 0 | -23.2639 | 0.053997 | 0 | 0.0047637 | 0 | -0.12295 | 0 | 0 | 0 | 0 | 0 | 0 | 0 | 0 | 0.68238 | 0.044241 | 0.00026332 | 0 | 1.822 | 0 | 0 | 0 | 1.5321 | 14.0659 | 1.2254 | 3.0551 | 0.1796 | 0.050933 | 0 | 0.73583 | 0.23426 | 3.7293 | 11.5624 | 20.8833 | -0.12295 | 0 | 0.23416 | 0 | 1.6728 | 0.29314
2025_07_05 Hr 03 | 0 | 0 | 0 | 0 | 0 | 0 | 0 | 0 | 0 | 0 | 0 | 0.023943 | 1.14 | 0.035699 | 1.4934 | 1.4934 | 5.3387 | 0 | 0.0061261 | 0.0036608 | 0.012521 | 0.087661 | 0 | 0.0011913 | 0.024329 | 0.48909 | 0 | 4.879 | 2.0585 | 0 | 0.53353 | 0.81115 | 0 | 0 | 0 | 0 | -26.267 | 0.053997 | 0 | 0.0053683 | 0 | -0.13882 | 0 | 0 | 0 | 0 | 0 | 0 | 0 | 0 | 0.8929 | 0.044241 | 0.00026332 | 0 | 1.822 | 0 | 0 | 0 | 1.9499 | 13.6935 | 1.2254 | 3.0551 | 0.1796 | 0.050933 | 0 | 0.73583 | 0.23426 | 3.7293 | 8.1949 | 20.9073 | -0.13882 | 0 | 0.23416 | 0 | 1.6728 | 0.28818
2025_07_05 Hr 04 | 0 | 0 | 0 | 0 | 0 | 0 | 0 | 0 | 0 | 0 | 0 | 0.023943 | 1.35 | 0.034246 | 1.4981 | 1.4981 | 4.571 | 0 | 0.0061261 | 0.0036608 | 0.012521 | 0.087661 | 0 | 0.0011913 | 0.024329 | 0.47904 | 0 | 4.5081 | 2.0585 | 0 | 0.48426 | 0.81115 | 0 | 0 | 0 | 0 | -19.7294 | 0.053997 | 0 | 0.0043487 | 0 | -0.11205 | 0 | 0 | 0 | 0 | 0 | 0 | 0 | 0 | 1.372 | 0.044241 | 0.00026332 | 0 | 1.822 | 0 | 0 | 0 | 1.2317 | 12.5544 | 1.2254 | 3.0551 | 0.1796 | 0.050933 | 0 | 0.73583 | 0.23426 | 3.7293 | 13.5399 | 20.827 | -0.11205 | 0 | 0.23416 | 0 | 1.6728 | 0.28768
2025_07_05 Hr 05 | 0 | 0 | 0 | 0 | 0 | 0 | 0 | 0 | 0 | 0 | 0 | 0.023943 | 0.96 | 0.029085 | 1.4981 | 1.4981 | 5.1284 | 0 | 0.0061261 | 0.0036608 | 0.012521 | 0.087661 | 0 | 0.0011913 | 0.024329 | 0.48911 | 0 | 4.9051 | 2.0585 | 0 | 0.537 | 0.81115 | 0 | 0 | 0 | 0 | -25.2815 | 0.053997 | 0 | 0.0051938 | 0 | -0.13424 | 0 | 0 | 0 | 0 | 0 | 0 | 0 | 0 | 1.7132 | 0.044241 | 0.00026332 | 0 | 1.822 | 0 | 0 | 0 | 1.4102 | 13.5189 | 1.2254 | 3.0551 | 0.1796 | 0.050933 | 0 | 0.73583 | 0.23426 | 3.7293 | 9.1057 | 21.0025 | -0.13424 | 0 | 0.23416 | 0 | 1.6728 | 0.28601
2025_07_05 Hr 06 | 0.022813 | 0 | 0 | 0 | 0 | 0 | 0 | 0 | 0 | 0 | 0 | 0.023943 | 0.69 | 0.018872 | 1.4981 | 1.4981 | 5.5647 | 0 | 0.0061261 | 0.0036608 | 0.012521 | 0.087661 | 0 | 0.0011913 | 0.024329 | 0.47904 | 0 | 5.0021 | 2.0585 | 0 | 0.54989 | 0.81115 | 0 | 0 | 0 | 0 | -22.9 | 0.053997 | 0 | 0.0046887 | 0 | -0.12098 | 0 | 0 | 0 | 0 | 0 | 0 | 0 | 0 | 1.7132 | 0.044241 | 0.00026332 | 0 | 1.822 | 0 | 0 | 0 | 1.741 | 14.0422 | 1.2254 | 3.0551 | 0.1796 | 0.050933 | -0.022813 | 0.73583 | 0.23426 | 3.7293 | 12.0855 | 21.0871 | -0.14379 | 0 | 0.23416 | 0 | 1.6728 | 0.28426
2025_07_05 Hr 07 | 0.37118 | 2.7935e-06 | 0 | 0 | 0 | 0 | 0 | 0 | 0 | 0 | 0 | 0.023943 | 0.27 | 0.0078217 | 1.4981 | 1.4981 | 5.2952 | 0 | 0.0061261 | 0.0036608 | 0.012521 | 0.087661 | 0 | 0.0011913 | 0.024329 | 0.48241 | 0 | 4.5657 | 2.0585 | 0 | 0.5298 | 0.81115 | 0 | 0 | 0 | 0 | -23.0638 | 0.053997 | 0 | 0.0049662 | 0 | -0.12826 | 0 | 0 | 0 | 0 | 0 | 0 | 0 | 0 | 1.51 | 0.044241 | 0.00026332 | 0 | 1.822 | 0 | 0 | 0 | 1.5625 | 13.3397 | 1.2254 | 3.0551 | 0.1796 | 0.050933 | -0.37118 | 0.73583 | 0.23426 | 3.7293 | 10.3892 | 20.6127 | -0.49944 | 0 | 0.23416 | 0 | 1.6728 | 0.29439
2025_07_05 Hr 08 | 0.67806 | 3.0214e-05 | 0 | 0 | 0 | 0 | 0 | 0 | 0 | 0 | 0 | 0.023943 | 0.21 | 0.0098699 | 1.4981 | 1.4981 | 5.3306 | 0.57176 | 0.0061261 | 0.0036608 | 0.012521 | 0.087661 | 0 | 0.0011913 | 0.024329 | 0.60969 | 0 | 4.5657 | 2.0585 | 0 | 0.5298 | 0.81115 | 0 | 0 | 0 | 0 | -35.5081 | 0.053997 | 0 | 0.008057 | 0 | -0.2094 | 0 | 0 | 0 | 0 | 0 | 0 | 0 | 0 | 1.0236 | 0.044241 | 0.00026332 | 0 | 1.822 | 0 | 0 | 0 | 0.80956 | 14.0741 | 1.2254 | 3.0551 | 0.1796 | 0.050933 | -0.67806 | 0.73583 | 0.23426 | 3.7293 | -2.6937 | 19.6278 | -0.88745 | 0 | 0.23416 | 0 | 1.6728 | 0.29984
2025_07_05 Hr 09 | 0.7943 | 0.00011013 | 0 | 0 | 0 | 0 | 0 | 0 | 0 | 0 | 0 | 0.023943 | 0.21 | 0.0090503 | 1.4981 | 1.4981 | 5.3306 | 0.57176 | 0.0061261 | 0.0036608 | 0.012521 | 0.087661 | 0 | 0.0011913 | 0.024329 | 0.85081 | 0 | 4.5657 | 2.0585 | 0 | 0.5298 | 0.81115 | 0 | 0 | 0 | 0 | -35.038 | 0.053997 | 0 | 0.0056438 | 0 | -0.19184 | 0 | 0 | 0 | 0 | 0 | 0 | 0 | 0 | 0.61705 | 0.044241 | 0.00026332 | 0 | 1.822 | 0 | 3.3718 | 0 | 0.84002 | 15.4966 | 1.2254 | 3.0551 | 0.1796 | 0.050933 | -0.7943 | 0.73583 | 0.23426 | 3.7293 | -1.1462 | 19.3813 | -0.98613 | 0 | 0.23416 | 0 | 1.6728 | 0.31397
2025_07_05 Hr 10 | 0.78071 | 0.00024671 | 0 | 0 | 0 | 0 | 0 | 0 | 0 | 0 | 0 | 0.023943 | 0.42 | 0.017378 | 1.4981 | 1.4981 | 5.3306 | 0.57176 | 0.0061261 | 0.0036608 | 0.012521 | 0.087661 | 0 | 0.0011913 | 0.024329 | 1.092 | 0 | 4.5657 | 2.0585 | 0 | 0.5298 | 0.81115 | 0 | 0 | 0 | 0 | -36.4752 | 0.053997 | 0 | 0.0048765 | 0 | -0.18409 | 0 | 0 | 0 | 0 | 0 | 0 | 0 | 0 | 0.41378 | 0.044241 | 0.00026332 | 0 | 1.822 | 0 | 2.4528 | 0 | 0.90096 | 17.0092 | 1.2254 | 3.0551 | 0.1796 | 0.050933 | -0.78071 | 0.73583 | 0.23426 | 3.7293 | -0.9724 | 19.4584 | -0.96481 | 0 | 0.23416 | 0 | 1.6728 | 0.32844
2025_07_05 Hr 11 | 0.81421 | 0.00042025 | 0 | 0.11208 | 0.11205 | 0.11207 | 0.11207 | 0.11161 | 0.11208 | 0 | 0 | 0.023943 | 0.42 | 0.020114 | 1.4981 | 1.4981 | 5.3306 | 0.57176 | 0.0061261 | 0.0036608 | 0.012521 | 0.087661 | 0 | 0.0011913 | 0.024329 | 1.2721 | 0 | 4.5657 | 2.0585 | 0.6489 | 0.5298 | 0.81115 | 0 | 0 | 0 | 0 | -43.6006 | 0.053997 | 0 | 0.0025656 | 0 | -0.21341 | 0 | 0 | 0 | 0 | 0 | 0 | 0 | 0 | 0.27586 | 0.044241 | 0.00026332 | 0 | 1.822 | 0 | 2.4708 | 0 | 0.63111 | 18.5282 | 1.2254 | 3.0551 | 0.1796 | 0.050933 | -0.81421 | 0.73583 | 0.23426 | 3.7293 | -7.0051 | 19.0949 | -1.0276 | 0 | 0.23416 | 0 | 1.6728 | 0.33637
2025_07_05 Hr 12 | 0.78609 | 0.00069321 | 0 | 0.11208 | 0.11205 | 0.11207 | 0.11207 | 0.11161 | 0.11208 | 0 | 0 | 0.023943 | 0.39 | 0.024848 | 1.4981 | 1.4981 | 5.3306 | 0.57176 | 0.0061261 | 0.0036608 | 0.012521 | 0.087661 | 0 | 0.0011913 | 0.024329 | 1.2821 | 0 | 4.5657 | 2.0585 | 0.6489 | 0.5298 | 0.81115 | 0 | 0 | 0 | 0 | -56.4865 | 0.053997 | 0 | 0.0034132 | 0 | -0.28461 | 0 | 0 | 0 | 0 | 0 | 0 | 0 | 0 | 0.20326 | 0.044241 | 0.00026332 | 0 | 1.822 | 0 | 2.4708 | 0 | 0.30032 | 18.5382 | 1.2254 | 3.0551 | 0.1796 | 0.050933 | -0.78609 | 0.73583 | 0.23426 | 3.7293 | -20.3726 | 18.6463 | -1.0707 | 0 | 0.23416 | 0 | 1.6728 | 0.34428
2025_07_05 Hr 13 | 0.7813 | 0.00071471 | 0 | 0.11208 | 0.11205 | 0.11207 | 0.11207 | 0.11161 | 0.11208 | 0 | 0 | 0.023943 | 0.39 | 0.024291 | 1.4981 | 1.4981 | 5.3306 | 0.57176 | 0.0061261 | 0.0036608 | 0.012521 | 0.087661 | 0 | 0.0011913 | 0.024329 | 1.2821 | 0 | 4.5657 | 2.0585 | 0.6489 | 0.5298 | 0.81115 | 0 | 0 | 0 | 0 | -54.9042 | 0.053997 | 0 | 0.0033367 | 0 | -0.27818 | 0 | 0 | 0 | 0 | 0 | 0 | 0 | 0 | 0.27586 | 0.044241 | 0.00026332 | 0 | 1.822 | 0 | 2.4708 | 0 | 0.23939 | 18.5382 | 1.2254 | 3.0551 | 0.1796 | 0.050933 | -0.7813 | 0.73583 | 0.23426 | 3.7293 | -18.7669 | 18.6586 | -1.0595 | 0 | 0.23416 | 0 | 1.6728 | 0.35016
2025_07_05 Hr 14 | 0.73865 | 0.00073364 | 0 | 0.11208 | 0.11205 | 0.11207 | 0.11207 | 0.11161 | 0.11208 | 0 | 0 | 0.023943 | 0.39 | 0.023993 | 1.4981 | 1.4981 | 5.3306 | 0.57176 | 0.0061261 | 0.0036608 | 0.012521 | 0.087661 | 0 | 0.0011913 | 0.024329 | 1.2821 | 0 | 4.5657 | 2.0585 | 0.6489 | 0.5298 | 0.81115 | 0 | 0 | 0 | 0 | -52.7004 | 0.053997 | 0 | 0.0032958 | 0 | -0.27475 | 0 | 0 | 0 | 0 | 0 | 0 | 0 | 0 | 0.41378 | 0.044241 | 0.00026332 | 0 | 1.822 | 0 | 2.4708 | 0 | 0.26985 | 18.5382 | 1.2254 | 3.0551 | 0.1796 | 0.050933 | -0.73865 | 0.73583 | 0.23426 | 3.7293 | -16.3889 | 18.7867 | -1.0134 | 0 | 0.23416 | 0 | 1.6728 | 0.35281
2025_07_05 Hr 15 | 0.7231 | 0.00075326 | 0 | 0.11208 | 0.11205 | 0.11207 | 0.11207 | 0.11161 | 0.11208 | 0 | 0 | 0.023943 | 0.24 | 0.015119 | 1.4981 | 1.4981 | 5.3306 | 0.57176 | 0.0061261 | 0.0036608 | 0.012521 | 0.087661 | 0 | 0.0011913 | 0.024329 | 1.2821 | 0.41731 | 4.5657 | 2.0585 | 0.6489 | 0.5298 | 0.81115 | 0 | 0 | 0 | 0 | -55.604 | 0.053997 | 0 | 0.0033748 | 0 | -0.28139 | 0 | 0 | 0 | 0 | 0 | 0 | 0 | 0 | 0.54445 | 0.044241 | 0.00026332 | 0 | 1.822 | 0 | 2.4708 | 0 | 0.30032 | 18.8059 | 1.2254 | 3.0551 | 0.1796 | 0.050933 | -0.7231 | 0.73583 | 0.23426 | 3.7293 | -19.023 | 18.7796 | -1.0045 | 0 | 0.23416 | 0 | 1.6728 | 0.35902
2025_07_05 Hr 16 | 0.70363 | 0.00099016 | 0 | 0.11208 | 0.11205 | 0.11207 | 0.11207 | 0.11161 | 0.11208 | 0 | 0 | 0.023943 | 0.21 | 0.017748 | 1.4981 | 1.4981 | 5.3306 | 0.57176 | 0.0061261 | 0.0036608 | 0.012521 | 0.087661 | 0 | 0.0011913 | 0.024329 | 1.2821 | 0.26768 | 4.5657 | 2.0585 | 0.6489 | 0.5298 | 0.81115 | 0 | 0 | 0 | 0 | -74.5941 | 0.053997 | 0 | 0.0045275 | 0 | -0.37821 | 0 | 0 | 0 | 0 | 0 | 0 | 0 | 0 | 0.95824 | 0.044241 | 0.00026332 | 0 | 1.822 | 0 | 2.4708 | 0 | 0.30032 | 18.8059 | 1.2254 | 3.0551 | 0.1796 | 0.050933 | -0.70363 | 0.73583 | 0.23426 | 3.7293 | -37.7195 | 19.1505 | -1.0818 | 0 | 0.23416 | 0 | 1.6728 | 0.36272
2025_07_05 Hr 17 | 0.65176 | 0.0010318 | 0 | 0.11208 | 0.11205 | 0.11207 | 0.11207 | 0.11161 | 0.11208 | 0 | 0 | 0.023943 | 0.21 | 0.020428 | 1.4981 | 1.4981 | 5.3306 | 0.57176 | 0.0061261 | 0.0036608 | 0.012521 | 0.087661 | 0 | 0.0011913 | 0.024329 | 1.2821 | 0.26768 | 4.5657 | 2.0585 | 0.6489 | 0.5298 | 0.81115 | 0 | 0 | 0 | 0 | -90.7829 | 0.053997 | 0 | 0.0052112 | 0 | -0.43564 | 0 | 0 | 0 | 0 | 0 | 0 | 0 | 0 | 1.4374 | 0.044241 | 0.00026332 | 0 | 1.822 | 0 | 2.4708 | 0 | 0.26985 | 18.8059 | 1.2254 | 3.0551 | 0.1796 | 0.050933 | -0.65176 | 0.73583 | 0.23426 | 3.7293 | -53.5077 | 19.5567 | -1.0874 | 0 | 0.23416 | 0 | 1.6728 | 0.36943
2025_07_05 Hr 18 | 0.61303 | 0.0027592 | 0 | 0.11208 | 0.11205 | 0.11207 | 0.11207 | 0.11161 | 0.11208 | 0 | 0 | 0.023943 | 0.27 | 0.085209 | 1.4981 | 1.4981 | 5.3306 | 0.57176 | 0.0061261 | 0.0036608 | 0.012521 | 0.087661 | 0 | 0.0011913 | 0.024329 | 1.2821 | 0.26768 | 4.5657 | 2.0585 | 0.6489 | 0.5298 | 0.81115 | 0 | 0 | 0 | 0 | -292.5235 | 0.053997 | 0 | 0.016907 | 0 | -1.4181 | 0 | 0 | 0 | 0 | 0 | 0 | 0 | 0 | 1.1615 | 0.044241 | 0.00026332 | 0 | 1.822 | 0 | 2.4708 | 0 | 0.23939 | 18.8059 | 1.2254 | 3.0551 | 0.1796 | 0.050933 | -0.61303 | 0.73583 | 0.23426 | 3.7293 | -256.4085 | 19.3402 | -2.0311 | 0 | 0.23416 | 0 | 1.6728 | 0.37146
2025_07_05 Hr 19 | 0.61362 | 0.00048531 | 0 | 0.11208 | 0.11205 | 0.11207 | 0.11207 | 0.11161 | 0.11208 | 0 | 0 | 0.023943 | 0.24 | 0.019856 | 1.4981 | 1.4981 | 5.3306 | 0.57176 | 0.0061261 | 0.0036608 | 0.012521 | 0.087661 | 0 | 0.0011913 | 0.024329 | 1.2821 | 0.26768 | 4.5657 | 2.0585 | 0.6489 | 0.5298 | 0.81115 | 0 | 0 | 0 | 0 | -77.6 | 0.053997 | 0 | 0.0044321 | 0 | -0.3702 | 0 | 0 | 0 | 0 | 0 | 0 | 0 | 0 | 1.4374 | 0.044241 | 0.00026332 | 0 | 1.822 | 0 | 2.4708 | 0 | 0.36125 | 18.8059 | 1.2254 | 3.0551 | 0.1796 | 0.050933 | -0.61362 | 0.73583 | 0.23426 | 3.7293 | -40.1394 | 19.6386 | -0.98381 | 0 | 0.23416 | 0 | 1.6728 | 0.36915
2025_07_05 Hr 20 | 0.11363 | 0.00012288 | 0 | 0.11208 | 0.11205 | 0.11207 | 0.11207 | 0.11161 | 0.11208 | 0 | 0 | 0.023943 | 0.45 | 0.019889 | 1.4981 | 1.4981 | 5.3306 | 0.52412 | 0.0061261 | 0.0036608 | 0.012521 | 0.087661 | 0 | 0.0011913 | 0.024329 | 1.0145 | 0.26768 | 4.5657 | 2.0585 | 0.59482 | 0.5298 | 0.81115 | 0 | 0 | 0 | 0 | -40.3902 | 0.053997 | 0 | 0.0023677 | 0 | -0.19679 | 0 | 0 | 0 | 0 | 0 | 0 | 0 | 0 | 1.0236 | 0.044241 | 0.00026332 | 0 | 1.822 | 0 | 2.3399 | 0 | 0.47877 | 18.3056 | 1.2254 | 3.0551 | 0.1796 | 0.050933 | -0.11363 | 0.73583 | 0.23426 | 3.7293 | -3.3529 | 19.0421 | -0.31041 | 0 | 0.23416 | 0 | 1.6728 | 0.35932
2025_07_05 Hr 21 | 0.022813 | 3.6211e-05 | 0 | 0.11208 | 0.11205 | 0.11207 | 0.11207 | 0.11161 | 0.11208 | 0 | 0 | 0.023943 | 0.45 | 0.020278 | 1.4965 | 1.4965 | 5.2952 | 0.38118 | 0.0061261 | 0.0036608 | 0.012521 | 0.087661 | 0 | 0.0011913 | 0.024329 | 0.52429 | 0.26768 | 4.5584 | 2.0585 | 0.37852 | 0.52856 | 0.81115 | 0 | 0 | 0 | 0 | -39.2257 | 0.053997 | 0 | 0.0024141 | 0 | -0.20068 | 0 | 0 | 0 | 0 | 0 | 0 | 0 | 0 | 0.47912 | 0.044241 | 0.00026332 | 0 | 1.822 | 0 | 2.062 | 0 | 0.50924 | 17.1324 | 1.2254 | 3.0551 | 0.1796 | 0.050933 | -0.022813 | 0.73583 | 0.23426 | 3.7293 | -3.8934 | 18.4234 | -0.22349 | 0 | 0.23416 | 0 | 1.6728 | 0.34627
2025_07_05 Hr 22 | 0 | 5.7617e-06 | 0 | 0.11208 | 0.11205 | 0.11207 | 0.11207 | 0.11161 | 0.11208 | 0 | 0 | 0.023943 | 0.27 | 0.0096797 | 1.4965 | 1.4965 | 5.2599 | 0.42882 | 0.0061261 | 0.0036608 | 0.012521 | 0.087661 | 0 | 0.0011913 | 0.024329 | 0.53934 | 0 | 4.5584 | 2.0585 | 0.48667 | 0.52856 | 0.81115 | 0 | 0 | 0 | 0 | -31.8074 | 0.053997 | 0 | 0.0019206 | 0 | -0.15923 | 0 | 0 | 0 | 0 | 0 | 0 | 0 | 0 | 0.20326 | 0.044241 | 0.00026332 | 0 | 1.822 | 0 | 2.1112 | 0 | 0.50924 | 17.0494 | 1.2254 | 3.0551 | 0.1796 | 0.050933 | 0 | 0.73583 | 0.23426 | 3.7293 | 3.0115 | 17.9288 | -0.15923 | 0 | 0.23416 | 0 | 1.6728 | 0.341
2025_07_05 Hr 23 | 0 | 0 | 0 | 0.11208 | 0.11205 | 0.11207 | 0.11207 | 0.11161 | 0.11208 | 0 | 0 | 0.023943 | 0.15 | 0.0046459 | 1.2615 | 1.2615 | 5.0906 | 0.28325 | 0.0061261 | 0.0036608 | 0.012521 | 0.087661 | 0 | 0.0011913 | 0.024329 | 0.51424 | 0 | 4.726 | 2.0585 | 0 | 0.51321 | 0.81115 | 0 | 0 | 0 | 0 | -25.8226 | 0.053997 | 0 | 0.0016592 | 0 | -0.13728 | 0 | 0 | 0 | 0 | 0 | 0 | 0 | 0 | 0.20326 | 0.044241 | 0.00026332 | 0 | 1.822 | 0 | 2.0943 | 0 | 0.47877 | 15.9034 | 1.2254 | 3.0551 | 0.1796 | 0.050933 | 0 | 0.73583 | 0.23426 | 3.7293 | 7.6867 | 17.7432 | -0.13728 | 0 | 0.23416 | 0 | 1.6728 | 0.32624
2025_07_05 Hr 24 | 0 | 0 | 0 | 0 | 0 | 0 | 0 | 0 | 0 | 0 | 0 | 0.023943 | 0.03 | 0.00051644 | 0.63277 | 0.63278 | 3.6433 | 0 | 0.0061261 | 0.0036608 | 0.012521 | 0.087661 | 0 | 0.0011913 | 0.024329 | 0 | 0 | 3.864 | 2.0585 | 0 | 0.39871 | 0.81115 | 0 | 0 | 0 | 0 | -8.0707 | 0.053997 | 0 | 0.013095 | 0 | -0.075366 | 0 | 0 | 0 | 0 | 0 | 0 | 0 | 0 | 1.1615 | 0.044241 | 0.00026332 | 0 | 1.822 | 0 | 0 | 0 | 0.47877 | 8.7728 | 1.2254 | 3.0551 | 0.1796 | 0.050933 | 0 | 0.73583 | 0.23426 | 3.7293 | 19.0729 | 18.4461 | -0.075366 | 0 | 0.23416 | 0 | 1.6728 | 0.3096
2025_07_06 Hr 01 | 0 | 0 | 0 | 0 | 0 | 0 | 0 | 0 | 0 | 0 | 0 | 0.023943 | 0.06 | 0.0011035 | 0.65664 | 0.65668 | 3.6804 | 0.040464 | 0.0061261 | 0.0036608 | 0.012521 | 0.087661 | 0 | 0.0011913 | 0.024329 | 0 | 0 | 3.8251 | 2.0585 | 0 | 0.39356 | 0.81115 | 0 | 0 | 0 | 0 | -9.5689 | 0.053997 | 0 | 0.013991 | 0 | -0.080666 | 0 | 0 | 0 | 0 | 0 | 0 | 0 | 0 | 3.0126 | 0.044241 | 0.00026332 | 0 | 1.822 | 0 | 0 | 0 | 0.4483 | 8.8593 | 1.2254 | 3.0551 | 0.1796 | 0.050933 | 0 | 0.73583 | 0.23426 | 3.7293 | 19.4913 | 20.2815 | -0.080666 | 0 | 0.23416 | 0 | 1.6728 | 0.29888
2025_07_06 Hr 02 | 0 | 0 | 0 | 0 | 0 | 0 | 0 | 0 | 0 | 0 | 0 | 0.023943 | 0.33 | 0.0054986 | 0.62481 | 0.62485 | 3.6186 | 0 | 0.0061261 | 0.0036608 | 0.012521 | 0.087661 | 0 | 0.0011913 | 0.024329 | 0 | 0 | 3.7766 | 2.0585 | 0 | 0.38711 | 0.81115 | 0 | 0 | 0 | 0 | -8.2146 | 0.053997 | 0 | 0.012675 | 0 | -0.072881 | 0 | 0 | 0 | 0 | 0 | 0 | 0 | 0 | 3.2159 | 0.044241 | 0.00026332 | 0 | 1.822 | 0 | 0 | 0 | 0.33079 | 8.6449 | 1.2254 | 3.0551 | 0.1796 | 0.050933 | 0 | 0.73583 | 0.23426 | 3.7293 | 20.9842 | 20.6269 | -0.072881 | 0 | 0.23416 | 0 | 1.6728 | 0.29051
2025_07_06 Hr 03 | 0 | 0 | 0 | 0 | 0 | 0 | 0 | 0 | 0 | 0 | 0 | 0.023943 | 0.54 | 0.0083301 | 0.54841 | 0.54842 | 3.6433 | 0 | 0.0061261 | 0.0036608 | 0.012521 | 0.087661 | 0 | 0.0011913 | 0.024329 | 0 | 0 | 3.8251 | 2.0585 | 0 | 0.39356 | 0.81115 | 0 | 0 | 0 | 0 | -7.3343 | 0.053997 | 0 | 0.011735 | 0 | -0.067317 | 0 | 0 | 0 | 0 | 0 | 0 | 0 | 0 | 3.2885 | 0.044241 | 0.00026332 | 0 | 1.822 | 0 | 0 | 0 | 0.30032 | 8.5653 | 1.2254 | 3.0551 | 0.1796 | 0.050933 | 0 | 0.73583 | 0.23426 | 3.7293 | 22.0454 | 20.8818 | -0.067317 | 0 | 0.23416 | 0 | 1.6728 | 0.28402
2025_07_06 Hr 04 | 0 | 0 | 0 | 0 | 0 | 0 | 0 | 0 | 0 | 0 | 0 | 0.023943 | 1.23 | 0.021469 | 0.65664 | 0.65666 | 3.6062 | 0 | 0.0061261 | 0.0036608 | 0.012521 | 0.087661 | 0 | 0.0011913 | 0.024329 | 0 | 0 | 3.864 | 2.0585 | 0 | 0.39871 | 0.81115 | 0 | 0 | 0 | 0 | -9.0909 | 0.053997 | 0 | 0.013278 | 0 | -0.076444 | 0 | 0 | 0 | 0 | 0 | 0 | 0 | 0 | 3.7676 | 0.044241 | 0.00026332 | 0 | 1.822 | 0 | 0 | 0 | 0.4483 | 8.7835 | 1.2254 | 3.0551 | 0.1796 | 0.050933 | 0 | 0.73583 | 0.23426 | 3.7293 | 21.8302 | 22.2141 | -0.076444 | 0 | 0.23416 | 0 | 1.6728 | 0.28089
2025_07_06 Hr 05 | 0 | 0 | 0 | 0 | 0 | 0 | 0 | 0 | 0 | 0 | 0 | 0.023943 | 1.38 | 0.024504 | 0.62322 | 0.62324 | 3.6804 | 0 | 0.0061261 | 0.0036608 | 0.012521 | 0.087661 | 0 | 0.0011913 | 0.024329 | 0 | 0 | 0 | 2.0585 | 0 | 0 | 0.81115 | 0 | 0 | 0 | 0 | -6.6871 | 0.053997 | 0 | 0.046229 | 0 | -0.077803 | 0 | 0 | 0 | 0 | 0 | 0 | 0 | 0 | 3.9709 | 0.044241 | 0.00026332 | 0 | 1.822 | 0 | 0 | 0 | 0.66157 | 4.9269 | 1.2254 | 3.0551 | 0.1796 | 0.050933 | 0 | 0.73583 | 0.23426 | 3.7293 | 20.5467 | 22.3846 | -0.077803 | 0 | 0.23416 | 0 | 1.6728 | 0.28063
2025_07_06 Hr 06 | 0.022813 | 0 | 0 | 0 | 0 | 0 | 0 | 0 | 0 | 0 | 0 | 0.023943 | 1.05 | 0.021817 | 0.75215 | 0.75216 | 3.9526 | 0 | 0.0061261 | 0.0036608 | 0.012521 | 0.087661 | 0 | 0.0011913 | 0.024329 | 0 | 0 | 0 | 2.0585 | 0 | 0 | 0.81115 | 0 | 0 | 0 | 0 | -7.5115 | 0.053997 | 0 | 0.054097 | 0 | -0.091401 | 0 | 0 | 0 | 0 | 0 | 0 | 0 | 0 | 4.2467 | 0.044241 | 0.00026332 | 0 | 1.822 | 0 | 0 | 0 | 0.4483 | 5.4569 | 1.2254 | 3.0551 | 0.1796 | 0.050933 | -0.022813 | 0.73583 | 0.23426 | 3.7293 | 19.9646 | 22.1334 | -0.11421 | 0 | 0.23416 | 0 | 1.6728 | 0.27671
2025_07_06 Hr 07 | 0.34575 | 2.0086e-06 | 0 | 0 | 0 | 0 | 0 | 0 | 0 | 0 | 0 | 0.023943 | 0.72 | 0.011248 | 0.60889 | 0.60891 | 3.475 | 0 | 0.0061261 | 0.0036608 | 0.012521 | 0.087661 | 0 | 0.0011913 | 0.024329 | 0 | 0 | 0 | 2.0585 | 0 | 0 | 0.81115 | 0 | 0 | 0 | 0 | -4.8845 | 0.053997 | 0 | 0.040675 | 0 | -0.068202 | 0 | 0 | 0 | 0 | 0 | 0 | 0 | 0 | 3.7676 | 0.044241 | 0.00026332 | 0 | 1.822 | 0 | 0 | 0 | 0.57017 | 4.6928 | 1.2254 | 3.0551 | 0.1796 | 0.050933 | -0.34575 | 0.73583 | 0.23426 | 3.7293 | 21.1615 | 21.7672 | -0.41395 | 0 | 0.23416 | 0 | 1.6728 | 0.28536
2025_07_06 Hr 08 | 0.70959 | 1.5806e-05 | 0 | 0 | 0 | 0 | 0 | 0 | 0 | 0 | 0 | 0.023943 | 0.36 | 0.0065564 | 0.65664 | 0.65666 | 3.4986 | 0 | 0.0061261 | 0.0036608 | 0.012521 | 0.087661 | 0 | 0.0011913 | 0.024329 | 0 | 0 | 0 | 2.0585 | 0 | 0 | 0.81115 | 0 | 0 | 0 | 0 | -5.1739 | 0.053997 | 0 | 0.047417 | 0 | -0.079855 | 0 | 0 | 0 | 0 | 0 | 0 | 0 | 0 | 3.2159 | 0.044241 | 0.00026332 | 0 | 1.822 | 0 | 0 | 0 | 0.39172 | 4.8119 | 1.2254 | 3.0551 | 0.1796 | 0.050933 | -0.70959 | 0.73583 | 0.23426 | 3.7293 | 19.8922 | 21.0436 | -0.78944 | 0 | 0.23416 | 0 | 1.6728 | 0.29274
2025_07_06 Hr 09 | 0.76589 | 5.3679e-05 | 0 | 0 | 0 | 0 | 0 | 0 | 0 | 0 | 0 | 0.023943 | 0.3 | 0.0060362 | 0.88585 | 0.88589 | 3.6283 | 0 | 0.0061261 | 0.0036608 | 0.012521 | 0.087661 | 0 | 0.0011913 | 0.024329 | 0 | 0 | 0 | 2.0585 | 0 | 0 | 0.81115 | 0 | 0 | 0 | 0 | -6.4128 | 0.053997 | 0 | 0.052386 | 0 | -0.088443 | 0 | 0 | 0 | 0 | 0 | 0 | 0 | 0 | 3.2159 | 0.044241 | 0.00026332 | 0 | 1.822 | 0 | 0 | 0 | 0.091402 | 5.4001 | 1.2254 | 3.0551 | 0.1796 | 0.050933 | -0.76589 | 0.73583 | 0.23426 | 3.7293 | 18.8815 | 20.7485 | -0.85434 | 0 | 0.23416 | 0 | 1.6728 | 0.30219
2025_07_06 Hr 10 | 0.77301 | 0.00012569 | 0 | 0 | 0 | 0 | 0 | 0 | 0 | 0 | 0 | 0.023943 | 0.48 | 0.010398 | 1.1151 | 1.1151 | 4.2298 | 0 | 0.0061261 | 0.0036608 | 0.012521 | 0.087661 | 0 | 0.0011913 | 0.024329 | 0 | 0 | 0 | 2.0585 | 0 | 0 | 0.81115 | 0 | 0 | 0 | 0 | -8.3238 | 0.053997 | 0 | 0.056402 | 0 | -0.095384 | 0 | 0 | 0 | 0 | 0 | 0 | 0 | 0 | 2.7368 | 0.044241 | 0.00026332 | 0 | 1.822 | 0 | 0 | 0 | 0.060934 | 6.46 | 1.2254 | 3.0551 | 0.1796 | 0.050933 | -0.77301 | 0.73583 | 0.23426 | 3.7293 | 17.7078 | 20.44 | -0.8684 | 0 | 0.23416 | 0 | 1.6728 | 0.31169
2025_07_06 Hr 11 | 0.76713 | 0.00018776 | 0 | 0 | 0 | 0 | 0 | 0 | 0 | 0 | 0 | 0.023943 | 0.69 | 0.014956 | 1.3443 | 1.3443 | 4.2298 | 0.047647 | 0.0061261 | 0.0036608 | 0.012521 | 0.087661 | 0 | 0.0011913 | 0.024329 | 0 | 0 | 0 | 2.0585 | 0 | 0 | 0.81115 | 0 | 0 | 0 | 0 | -9.5748 | 0.053997 | 0 | 0.056433 | 0 | -0.095439 | 0 | 0 | 0 | 0 | 0 | 0 | 0 | 0 | 2.4682 | 0.044241 | 0.00026332 | 0 | 1.822 | 0 | 0 | 0 | 0.091402 | 6.966 | 1.2254 | 3.0551 | 0.1796 | 0.050933 | -0.76713 | 0.73583 | 0.23426 | 3.7293 | 16.9508 | 20.4222 | -0.86257 | 0 | 0.23416 | 0 | 1.6728 | 0.32331
2025_07_06 Hr 12 | 0.77643 | 0.00025204 | 0 | 0 | 0 | 0 | 0 | 0 | 0 | 0 | 0 | 0.023943 | 0.69 | 0.016647 | 1.4948 | 1.4948 | 5.0004 | 0.28588 | 0.0061261 | 0.0036608 | 0.012521 | 0.087661 | 0 | 0.0011913 | 0.024329 | 0 | 0 | 0 | 2.0585 | 0 | 0 | 0.81115 | 0 | 0 | 0 | 0 | -11.8569 | 0.053997 | 0 | 0.062815 | 0 | -0.10647 | 0 | 0 | 0 | 0 | 0 | 0 | 0 | 0 | 2.2577 | 0.044241 | 0.00026332 | 0 | 1.822 | 0 | 0 | 0 | 0.091402 | 8.2759 | 1.2254 | 3.0551 | 0.1796 | 0.050933 | -0.77643 | 0.73583 | 0.23426 | 3.7293 | 15.767 | 20.231 | -0.8829 | 0 | 0.23416 | 0 | 1.6728 | 0.33156
2025_07_06 Hr 13 | 0.77316 | 0.00017541 | 0 | 0 | 0 | 0 | 0 | 0 | 0 | 0 | 0 | 0.023943 | 0.63 | 0.010067 | 0.62003 | 0.62005 | 3.4514 | 0 | 0.0061261 | 0.0036608 | 0.012521 | 0.087661 | 0 | 0.0011913 | 0.024329 | 0 | 0 | 8.304 | 2.0585 | 0 | 0.24985 | 0.81115 | 0 | 0 | 0 | 0 | -5.1636 | 0.053997 | 0 | 0.016542 | 0 | -0.06981 | 0 | 0 | 0 | 0 | 0 | 0 | 0 | 0 | 1.9891 | 0.044241 | 0.00026332 | 0 | 1.822 | 0 | 0 | 0 | 0.12187 | 6.9464 | 1.2254 | 3.0551 | 0.1796 | 0.050933 | -0.77316 | 0.73583 | 0.23426 | 3.7293 | 21.1163 | 20.1764 | -0.84297 | 0 | 0.23416 | 0 | 1.6728 | 0.33518
2025_07_06 Hr 14 | 0.74591 | 0.00016012 | 0 | 0 | 0 | 0 | 0 | 0 | 0 | 0 | 0 | 0.023943 | 0.54 | 0.0071828 | 0.53249 | 0.53249 | 3.4514 | 0 | 0.0061261 | 0.0036608 | 0.012521 | 0.087661 | 0 | 0.0011913 | 0.024329 | 0 | 0 | 3.6208 | 2.0585 | 0 | 0.37086 | 0.81115 | 0 | 0 | 0 | 0 | -4.6083 | 0.053997 | 0 | 0.010119 | 0 | -0.057757 | 0 | 0 | 0 | 0 | 0 | 0 | 0 | 0 | 1.5753 | 0.044241 | 0.00026332 | 0 | 1.822 | 0 | 0 | 0 | 0.14798 | 8.1372 | 1.2254 | 3.0551 | 0.1796 | 0.050933 | -0.74591 | 0.73583 | 0.23426 | 3.7293 | 22.5182 | 19.793 | -0.80367 | 0 | 0.23416 | 0 | 1.6728 | 0.33856
2025_07_06 Hr 15 | 0.7231 | 0.00018905 | 0 | 0 | 0 | 0 | 0 | 0 | 0 | 0 | 0 | 0.023943 | 0.48 | 0.0072857 | 0.53886 | 0.53887 | 3.4514 | 0 | 0.0061261 | 0.0036608 | 0.012521 | 0.087661 | 0 | 0.0011913 | 0.024329 | 0 | 0 | 3.6797 | 2.0585 | 0 | 0.38077 | 0.81115 | 0 | 0 | 0 | 0 | -5.4517 | 0.053997 | 0 | 0.011546 | 0 | -0.066203 | 0 | 0 | 0 | 0 | 0 | 0 | 0 | 0 | 1.5753 | 0.044241 | 0.00026332 | 0 | 1.822 | 0 | 0 | 0 | 0.26985 | 8.2088 | 1.2254 | 3.0551 | 0.1796 | 0.050933 | -0.7231 | 0.73583 | 0.23426 | 3.7293 | 21.8139 | 19.8461 | -0.7893 | 0 | 0.23416 | 0 | 1.6728 | 0.34258
2025_07_06 Hr 16 | 0.79604 | 0.00012318 | 0 | 0 | 0 | 0 | 0 | 0 | 0 | 0 | 0 | 0.023943 | 0.39 | 0.0040668 | 0.53249 | 0.53249 | 3.4514 | 0 | 0.0061261 | 0.0036608 | 0.012521 | 0.087661 | 0 | 0.0011913 | 0.024329 | 0 | 0 | 3.6208 | 2.0585 | 0 | 0.37086 | 0.81115 | 0 | 0 | 0 | 0 | -3.3482 | 0.053997 | 0 | 0.0079325 | 0 | -0.044825 | 0 | 0 | 0 | 0 | 0 | 0 | 0 | 0 | 1.2994 | 0.044241 | 0.00026332 | 0 | 1.822 | 0 | 0 | 0 | 0.12187 | 8.1372 | 1.2254 | 3.0551 | 0.1796 | 0.050933 | -0.79604 | 0.73583 | 0.23426 | 3.7293 | 23.3429 | 19.3948 | -0.84087 | 0 | 0.23416 | 0 | 1.6728 | 0.34536
2025_07_06 Hr 17 | 0.78377 | 0.00012197 | 0 | 0 | 0 | 0 | 0 | 0 | 0 | 0 | 0 | 0.023943 | 0.45 | 0.0059086 | 0.55637 | 0.55638 | 3.4514 | 0 | 0.0061261 | 0.0036608 | 0.012521 | 0.087661 | 0 | 0.0011913 | 0.024329 | 0 | 0 | 3.7313 | 2.0585 | 0 | 0.38944 | 0.81115 | 0 | 0 | 0 | 0 | -4.648 | 0.053997 | 0 | 0.0099884 | 0 | -0.056987 | 0 | 0 | 0 | 0 | 0 | 0 | 0 | 0 | 1.2341 | 0.044241 | 0.00026332 | 0 | 1.822 | 0 | 0 | 0 | 0.14798 | 8.2954 | 1.2254 | 3.0551 | 0.1796 | 0.050933 | -0.78377 | 0.73583 | 0.23426 | 3.7293 | 22.237 | 19.4304 | -0.84075 | 0 | 0.23416 | 0 | 1.6728 | 0.35203
2025_07_06 Hr 18 | 0.77098 | 0.00026082 | 0 | 0.11208 | 0.11205 | 0.11207 | 0.11207 | 0.11161 | 0.11208 | 0 | 0 | 0.023943 | 0.63 | 0.021435 | 0.71915 | 0.71894 | 4.1742 | 0.23822 | 0.0061261 | 0.0036608 | 0.012521 | 0.087661 | 0 | 0.0011913 | 0.024329 | 0 | 0.41731 | 4.0154 | 2.0585 | 0.27036 | 0.43724 | 0.81115 | 0 | 0 | 0 | 0 | -21.8146 | 0.053997 | 0 | 0.021872 | 0 | -0.151 | 0 | 0 | 0 | 0 | 0 | 0 | 0 | 0 | 0.95824 | 0.044241 | 0.00026332 | 0 | 1.822 | 0 | 3.0575 | 0 | 0.17845 | 13.0382 | 1.2254 | 3.0551 | 0.1796 | 0.050933 | -0.77098 | 0.73583 | 0.23426 | 3.7293 | 9.7235 | 19.4219 | -0.92198 | 0 | 0.23416 | 0 | 1.6728 | 0.35822
2025_07_06 Hr 19 | 0.63527 | 5.0456e-05 | 0 | 0.11208 | 0.11205 | 0.11207 | 0.11207 | 0.11161 | 0.11208 | 0 | 0 | 0.023943 | 1.02 | 0.01071 | 0.53408 | 0.53409 | 3.4514 | 0 | 0.0061261 | 0.0036608 | 0.012521 | 0.087661 | 0 | 0.0011913 | 0.024329 | 0 | 0.26768 | 3.6282 | 2.0585 | 0 | 0.3721 | 0.81115 | 0 | 0 | 0 | 0 | -4.2179 | 0.053997 | 0 | 0.00675 | 0 | -0.04515 | 0 | 0 | 0 | 0 | 0 | 0 | 0 | 0 | 0.54445 | 0.044241 | 0.00026332 | 0 | 1.822 | 0 | 1.7308 | 0 | 0.30032 | 10.8182 | 1.2254 | 3.0551 | 0.1796 | 0.050933 | -0.63527 | 0.73583 | 0.23426 | 3.7293 | 25.224 | 19.3041 | -0.68042 | 0 | 0.23416 | 0 | 1.6728 | 0.35417
2025_07_06 Hr 20 | 0.15845 | 2.6303e-05 | 0 | 0.11208 | 0.11205 | 0.11207 | 0.11207 | 0.11161 | 0.11208 | 0 | 0 | 0.023943 | 1.59 | 0.012391 | 0.53249 | 0.53249 | 3.4514 | 0 | 0.0061261 | 0.0036608 | 0.012521 | 0.087661 | 0 | 0.0011913 | 0.024329 | 0 | 0.26768 | 3.6208 | 2.0585 | 0 | 0.37086 | 0.81115 | 0 | 0 | 0 | 0 | -3.6194 | 0.053997 | 0 | 0.00501 | 0 | -0.03297 | 0 | 0 | 0 | 0 | 0 | 0 | 0 | 0 | 0.54445 | 0.044241 | 0.00026332 | 0 | 1.822 | 0 | 1.7308 | 0 | 0.17845 | 10.8076 | 1.2254 | 3.0551 | 0.1796 | 0.050933 | -0.15845 | 0.73583 | 0.23426 | 3.7293 | 26.2733 | 19.2764 | -0.19142 | 0 | 0.23416 | 0 | 1.6728 | 0.35476
2025_07_06 Hr 21 | 0.022813 | 5.535e-06 | 0 | 0.11208 | 0.11205 | 0.11207 | 0.11207 | 0.11161 | 0.11208 | 0 | 0 | 0.023943 | 2.37 | 0.012183 | 0.53249 | 0.53249 | 3.4514 | 0 | 0.0061261 | 0.0036608 | 0.012521 | 0.087661 | 0 | 0.0011913 | 0.024329 | 0 | 0.26768 | 3.6208 | 2.0585 | 0 | 0.37086 | 0.81115 | 0 | 0 | 0 | 0 | -2.5382 | 0.053997 | 0 | 0.0033045 | 0 | -0.021032 | 0 | 0 | 0 | 0 | 0 | 0 | 0 | 0 | 0.54445 | 0.044241 | 0.00026332 | 0 | 1.822 | 0 | 1.7308 | 0 | 0.30032 | 10.8076 | 1.2254 | 3.0551 | 0.1796 | 0.050933 | -0.022813 | 0.73583 | 0.23426 | 3.7293 | 28.2567 | 20.0312 | -0.043844 | 0 | 0.23416 | 0 | 1.6728 | 0.34348
2025_07_06 Hr 22 | 0 | 5.9175e-07 | 0 | 0 | 0 | 0 | 0 | 0 | 0 | 0 | 0 | 0.023943 | 2.58 | 0.006333 | 0.53249 | 0.53249 | 3.4514 | 0 | 0.0061261 | 0.0036608 | 0.012521 | 0.087661 | 0 | 0.0011913 | 0.024329 | 0 | 0 | 3.6208 | 2.0585 | 0 | 0.37086 | 0.81115 | 0 | 0 | 0 | 0 | -1.2847 | 0.053997 | 0 | 0.0017358 | 0 | -0.008946 | 0 | 0 | 0 | 0 | 0 | 0 | 0 | 0 | 0.68238 | 0.044241 | 0.00026332 | 0 | 1.822 | 0 | 1.7308 | 0 | 0.39172 | 9.868 | 1.2254 | 3.0551 | 0.1796 | 0.050933 | 0 | 0.73583 | 0.23426 | 3.7293 | 29.011 | 20.4367 | -0.008946 | 0 | 0.23416 | 0 | 1.6728 | 0.33838
2025_07_06 Hr 23 | 0 | 0 | 0 | 0 | 0 | 0 | 0 | 0 | 0 | 0 | 0 | 0.023943 | 2.64 | 0.032197 | 0.55637 | 0.55638 | 3.6062 | 0 | 0.0061261 | 0.0036608 | 0.012521 | 0.087661 | 0 | 0.0011913 | 0.024329 | 0 | 0 | 3.7669 | 2.0585 | 0 | 0.38582 | 0.81115 | 0 | 0 | 0 | 0 | -5.9342 | 0.053997 | 0 | 0.0092775 | 0 | -0.052781 | 0 | 0 | 0 | 0 | 0 | 0 | 0 | 0 | 1.0236 | 0.044241 | 0.00026332 | 0 | 1.822 | 0 | 0 | 0 | 0.72251 | 8.4859 | 1.2254 | 3.0551 | 0.1796 | 0.050933 | 0 | 0.73583 | 0.23426 | 3.7293 | 23.6891 | 21.1902 | -0.052781 | 0 | 0.23416 | 0 | 1.6728 | 0.31907
2025_07_06 Hr 24 | 0 | 0 | 0 | 0 | 0 | 0 | 0 | 0 | 0 | 0 | 0 | 0.023943 | 2.49 | 0.011322 | 0.53249 | 0.53249 | 3.6062 | 0 | 0.0061261 | 0.0036608 | 0.012521 | 0.087661 | 0 | 0.0011913 | 0.024329 | 0 | 0 | 3.7669 | 2.0585 | 0 | 0.38582 | 0.81115 | 0 | 0 | 0 | 0 | -2.2716 | 0.053997 | 0 | 0.0034589 | 0 | -0.018361 | 0 | 0 | 0 | 0 | 0 | 0 | 0 | 0 | 1.0962 | 0.044241 | 0.00026332 | 0 | 1.822 | 0 | 0 | 0 | 1.0185 | 8.4381 | 1.2254 | 3.0551 | 0.1796 | 0.050933 | 0 | 0.73583 | 0.23426 | 3.7293 | 27.517 | 21.3688 | -0.018361 | 0 | 0.23416 | 0 | 1.6728 | 0.30001
2025_07_07 Hr 01 | 0 | 0 | 0 | 0 | 0 | 0 | 0 | 0 | 0 | 0 | 0 | 0.023943 | 2.43 | 0.010463 | 0.53249 | 0.53249 | 3.6062 | 0 | 0.0061261 | 0.0036608 | 0.012521 | 0.087661 | 0 | 0.0011913 | 0.024329 | 0 | 0 | 3.7669 | 2.0585 | 0 | 0.38582 | 0.81115 | 0 | 0 | 0 | 0 | -1.9431 | 0.053997 | 0 | 0.0032755 | 0 | -0.017276 | 0 | 0 | 0 | 0 | 0 | 0 | 0 | 0 | 1.372 | 0.044241 | 0.00026332 | 0 | 1.822 | 0 | 0 | 0 | 1.2013 | 8.4381 | 1.2254 | 3.0551 | 0.1796 | 0.050933 | 0 | 0.73583 | 0.23426 | 3.7293 | 28.2328 | 21.7551 | -0.017276 | 0 | 0.23416 | 0 | 1.6728 | 0.28843
2025_07_07 Hr 02 | 0 | 0 | 0 | 0 | 0 | 0 | 0 | 0 | 0 | 0 | 0 | 0.023943 | 2.43 | 0.011047 | 0.53249 | 0.53249 | 0 | 0 | 0.0061261 | 0.0036608 | 0.012521 | 0.087661 | 0 | 0.0011913 | 0.024329 | 0 | 0 | 3.7669 | 2.0585 | 0 | 0.38582 | 0.81115 | 0 | 0 | 0 | 0 | -1.1956 | 0.053997 | 0 | 0.005845 | 0 | -0.018358 | 0 | 0 | 0 | 0 | 0 | 0 | 0 | 0 | 1.372 | 0.044241 | 0.00026332 | 0 | 1.822 | 0 | 0 | 0 | 0.96189 | 4.8319 | 1.2254 | 3.0551 | 0.1796 | 0.050933 | 0 | 0.73583 | 0.23426 | 3.7293 | 25.1251 | 21.5072 | -0.018358 | 0 | 0.23416 | 0 | 1.6728 | 0.27933
2025_07_07 Hr 03 | 0 | 0 | 0 | 0 | 0 | 0 | 0 | 0 | 0 | 0 | 0 | 0.023943 | 2.16 | 0.0018648 | 0.53249 | 0.53249 | 0 | 0 | 0.0061261 | 0.0036608 | 0.012521 | 0.087661 | 0 | 0.0011913 | 0.024329 | 0 | 0 | 3.7669 | 2.0585 | 0 | 0.38582 | 0.81115 | 0 | 0 | 0 | 0 | -0.24277 | 0.053997 | 0 | 0.00111 | 0 | -0.001785 | 0 | 0 | 0 | 0 | 0 | 0 | 0 | 0 | 1.372 | 0.044241 | 0.00026332 | 0 | 1.822 | 0 | 0 | 0 | 1.2317 | 4.8319 | 1.2254 | 3.0551 | 0.1796 | 0.050933 | 0 | 0.73583 | 0.23426 | 3.7293 | 26.084 | 21.4966 | -0.001785 | 0 | 0.23416 | 0 | 1.6728 | 0.27811
2025_07_07 Hr 04 | 0 | 0 | 0 | 0 | 0 | 0 | 0 | 0 | 0 | 0 | 0 | 0.023943 | 2.19 | 0.016893 | 0.53727 | 0.53727 | 0 | 0 | 0.0061261 | 0.0036608 | 0.012521 | 0.087661 | 0 | 0.0011913 | 0.024329 | 0 | 0 | 3.796 | 2.0585 | 0 | 0.38969 | 0.81115 | 0 | 0 | 0 | 0 | -2.4717 | 0.053997 | 0 | 0.0099174 | 0 | -0.032611 | 0 | 0 | 0 | 0 | 0 | 0 | 0 | 0 | 2.0544 | 0.044241 | 0.00026332 | 0 | 1.822 | 0 | 0 | 0 | 1.3797 | 4.8706 | 1.2254 | 3.0551 | 0.1796 | 0.050933 | 0 | 0.73583 | 0.23426 | 3.7293 | 24.7445 | 22.3783 | -0.032611 | 0 | 0.23416 | 0 | 1.6728 | 0.2805
2025_07_07 Hr 05 | 0 | 0 | 0 | 0 | 0 | 0 | 0 | 0 | 0 | 0 | 0 | 0.023943 | 2.34 | 0.0094003 | 0.53249 | 0.53249 | 0 | 0 | 0.0061261 | 0.0036608 | 0.012521 | 0.087661 | 0 | 0.0011913 | 0.024329 | 0 | 0 | 0 | 2.0585 | 0 | 0 | 0.81115 | 0 | 0 | 0 | 0 | -0.60053 | 0.053997 | 0 | 0.012568 | 0 | -0.015978 | 0 | 0 | 0 | 0 | 0 | 0 | 0 | 0 | 2.0544 | 0.044241 | 0.00026332 | 0 | 1.822 | 0 | 0 | 0 | 1.3188 | 1.065 | 1.2254 | 3.0551 | 0.1796 | 0.050933 | 0 | 0.73583 | 0.23426 | 3.7293 | 22.5248 | 22.0763 | -0.015978 | 0 | 0.23416 | 0 | 1.6728 | 0.28663
2025_07_07 Hr 06 | 0.022813 | 0 | 0 | 0 | 0 | 0 | 0 | 0 | 0 | 0 | 0 | 0.023943 | 1.95 | 0.010162 | 0.53249 | 0.53249 | 0 | 0 | 0.0061261 | 0.0036608 | 0.012521 | 0.087661 | 0 | 0.0011913 | 0.024329 | 0 | 0 | 0 | 2.0585 | 0 | 0 | 0.81115 | 0 | 0 | 0 | 0 | -0.66517 | 0.053997 | 0 | 0.016303 | 0 | -0.02135 | 0 | 0 | 0 | 0 | 0 | 0 | 0 | 0 | 1.9165 | 0.044241 | 0.00026332 | 0 | 1.822 | 0 | 0 | 0 | 0.96189 | 1.065 | 1.2254 | 3.0551 | 0.1796 | 0.050933 | -0.022813 | 0.73583 | 0.23426 | 3.7293 | 21.5811 | 21.2255 | -0.044163 | 0 | 0.23416 | 0 | 1.6728 | 0.29707
2025_07_07 Hr 07 | 0.37118 | 5.8733e-07 | 0 | 0 | 0 | 0 | 0 | 0 | 0 | 0 | 0 | 0.023943 | 0.78 | 0.0047508 | 0.53249 | 0.53249 | 0 | 0 | 0.0061261 | 0.0036608 | 0.012521 | 0.087661 | 0 | 0.0011913 | 0.024329 | 0 | 0 | 0 | 2.0585 | 0 | 0 | 0.81115 | 0 | 0 | 0 | 0 | -0.45819 | 0.053997 | 0 | 0.019055 | 0 | -0.025309 | 0 | 0 | 0 | 0 | 0 | 0 | 0 | 0 | 1.7785 | 0.044241 | 0.00026332 | 0 | 1.822 | 0 | 0 | 0 | 0.90096 | 1.065 | 1.2254 | 3.0551 | 0.1796 | 0.050933 | -0.37118 | 0.73583 | 0.23426 | 3.7293 | 20.4253 | 20.215 | -0.39649 | 0 | 0.23416 | 0 | 1.6728 | 0.3125
2025_07_07 Hr 08 | 0.72819 | 9.0253e-06 | 0 | 0 | 0 | 0 | 0 | 0 | 0 | 0 | 0 | 0.023943 | 0.42 | 0.0056157 | 0.53249 | 0.53249 | 0 | 0 | 0.0061261 | 0.0036608 | 0.012521 | 0.087661 | 0 | 0.0011913 | 0.024329 | 0 | 0 | 0 | 2.0585 | 0 | 0 | 0.81115 | 0 | 0 | 0 | 0 | -0.34598 | 0.053997 | 0 | 0.041831 | 0 | -0.058069 | 0 | 0 | 0 | 0 | 0 | 0 | 0 | 0 | 1.5753 | 0.044241 | 0.00026332 | 0 | 1.822 | 0 | 0 | 0 | 0.42219 | 1.065 | 1.2254 | 3.0551 | 0.1796 | 0.050933 | -0.72819 | 0.73583 | 0.23426 | 3.7293 | 19.4774 | 19.5447 | -0.78626 | 0 | 0.23416 | 0 | 1.6728 | 0.32635
2025_07_07 Hr 09 | 0.8129 | 3.2878e-05 | 0 | 0 | 0 | 0 | 0 | 0 | 0 | 0 | 0 | 0.023943 | 0.36 | 0.0046612 | 0.53249 | 0.53249 | 0 | 0 | 0.0061261 | 0.0036608 | 0.012521 | 0.087661 | 0 | 0.0011913 | 0.024329 | 0 | 0 | 0 | 2.0585 | 0 | 0 | 0.81115 | 0 | 0 | 0 | 0 | -0.55077 | 0.053997 | 0 | 0.040508 | 0 | -0.056165 | 0 | 0 | 0 | 0 | 0 | 0 | 0 | 0 | 1.2994 | 0.044241 | 0.00026332 | 0 | 1.822 | 0 | 0 | 0 | 0.5397 | 1.065 | 1.2254 | 3.0551 | 0.1796 | 0.050933 | -0.8129 | 0.73583 | 0.23426 | 3.7293 | 19.0693 | 19.4241 | -0.86906 | 0 | 0.23416 | 0 | 1.6728 | 0.34035
2025_07_07 Hr 10 | 0.78071 | 0.00010036 | 0 | 0 | 0 | 0 | 0 | 0 | 0 | 0 | 0 | 0.023943 | 0.48 | 0.0083264 | 0.65664 | 0.6567 | 0 | 0 | 0.0061261 | 0.0036608 | 0.012521 | 0.087661 | 0 | 0.0011913 | 0.024329 | 0 | 0 | 0 | 2.0585 | 0 | 0 | 0.81115 | 0 | 0 | 0 | 0 | -0.27137 | 0.053997 | 0 | 0.05427 | 0 | -0.07596 | 0 | 0 | 0 | 0 | 0 | 0 | 0 | 0 | 1.2341 | 0.044241 | 0.00026332 | 0 | 1.822 | 0 | 0 | 0 | 0.69204 | 1.3133 | 1.2254 | 3.0551 | 0.1796 | 0.050933 | -0.78071 | 0.73583 | 0.23426 | 3.7293 | 19.7884 | 19.6031 | -0.85667 | 0 | 0.23416 | 0 | 1.6728 | 0.34082
2025_07_07 Hr 11 | 0.82205 | 0.00013084 | 0 | 0 | 0 | 0 | 0 | 0 | 0 | 0 | 0 | 0.023943 | 0.63 | 0.011631 | 0.88585 | 0.88599 | 0 | 0 | 0.0061261 | 0.0036608 | 0.012521 | 0.087661 | 0 | 0.0011913 | 0.024329 | 0 | 0 | 0 | 2.0585 | 0 | 0 | 0.81115 | 0 | 0 | 0 | 0.050938 | -0.022012 | 0.053997 | 0 | 0.057758 | 0 | -0.080976 | 0 | 0 | 0 | 0 | 0 | 0 | 0 | 0 | 0.8929 | 0.044241 | 0.00026332 | 0 | 1.822 | 0 | 0 | 0 | 0.63111 | 1.7718 | 1.2254 | 3.0551 | 0.1796 | 0.050933 | -0.82205 | 0.73583 | 0.23426 | 3.7293 | 20.2999 | 19.4021 | -0.90303 | 0 | 0.23416 | 0 | 1.6728 | 0.34728
2025_07_07 Hr 12 | 0.78609 | 0.00016536 | 0 | 0 | 0 | 0 | 0 | 0 | 0 | 0 | 0 | 0.023943 | 0.81 | 0.015637 | 1.1151 | 1.1153 | 0 | 0 | 0.0061261 | 0.0036608 | 0.012521 | 0.087661 | 0 | 0.0011913 | 0.024329 | 0 | 0 | 0 | 2.0585 | 0 | 0 | 0.81115 | 0 | 0 | 0 | 0 | -0.86952 | 0.053997 | 0 | 0.060395 | 0 | -0.08477 | 0 | 0 | 0 | 0 | 0 | 0 | 0 | 0 | 0.61705 | 0.044241 | 0.00026332 | 0 | 1.822 | 0 | 0 | 0 | 0.5397 | 2.2303 | 1.2254 | 3.0551 | 0.1796 | 0.050933 | -0.78609 | 0.73583 | 0.23426 | 3.7293 | 19.678 | 19.1881 | -0.87086 | 0 | 0.23416 | 0 | 1.6728 | 0.35236
2025_07_07 Hr 13 | 0.77316 | 0.00019191 | 0 | 0 | 0 | 0 | 0 | 0 | 0 | 0 | 0 | 0.023943 | 0.75 | 0.016253 | 1.3443 | 1.3445 | 0 | 0 | 0.0061261 | 0.0036608 | 0.012521 | 0.087661 | 0 | 0.0011913 | 0.024329 | 0 | 0 | 0 | 2.0585 | 0 | 0 | 0.81115 | 0 | 0 | 0 | 0 | -0.29531 | 0.053997 | 0 | 0.0678 | 0 | -0.095421 | 0 | 0 | 0 | 0 | 0 | 0 | 0 | 0 | 0.41378 | 0.044241 | 0.00026332 | 0 | 1.822 | 0 | 0 | 0 | 0.74862 | 2.6888 | 1.2254 | 3.0551 | 0.1796 | 0.050933 | -0.77316 | 0.73583 | 0.23426 | 3.7293 | 20.6473 | 19.1224 | -0.86858 | 0 | 0.23416 | 0 | 1.6728 | 0.35334
2025_07_07 Hr 14 | 0.73865 | 0.00029645 | 0 | 0 | 0 | 0 | 0 | 0 | 0 | 0 | 0 | 0.023943 | 0.51 | 0.015575 | 1.4948 | 1.4948 | 0 | 0 | 0.0061261 | 0.0036608 | 0.012521 | 0.087661 | 0 | 0.0011913 | 0.024329 | 0 | 0 | 0 | 2.0585 | 0 | 0 | 0.81115 | 0 | 0 | 0 | 0.37608 | -0.052986 | 0.053997 | 0 | 0.095545 | 0 | -0.13533 | 0 | 0 | 0 | 0 | 0 | 0 | 0 | 0 | 0.27586 | 0.044241 | 0.00026332 | 0 | 1.822 | 0 | 0 | 0 | 0.50924 | 2.9896 | 1.2254 | 3.0551 | 0.1796 | 0.050933 | -0.73865 | 0.73583 | 0.23426 | 3.7293 | 20.9161 | 18.4773 | -0.87398 | 0 | 0.23416 | 0 | 1.6728 | 0.36067
2025_07_07 Hr 15 | 0.74679 | 0.00044241 | 0 | 0 | 0 | 0 | 0 | 0 | 0 | 0 | 0 | 0.023943 | 0.33 | 0.015423 | 1.4981 | 1.4981 | 0 | 0 | 0.0061261 | 0.0036608 | 0.012521 | 0.087661 | 0 | 0.0011913 | 0.024329 | 0 | 0 | 0 | 2.0585 | 0 | 0 | 0.81115 | 0 | 0 | 0 | 0.97039 | 0 | 0.053997 | 0 | 0.14622 | 0 | -0.20822 | 0 | 0 | 0 | 0 | 0 | 0 | 0 | 0 | 0.47912 | 0.044241 | 0.00026332 | 0 | 1.822 | 0 | 0 | 0 | 0.60064 | 2.9963 | 1.2254 | 3.0551 | 0.1796 | 0.050933 | -0.74679 | 0.73583 | 0.23426 | 3.7293 | 21.6164 | 18.6047 | -0.955 | 0 | 0.23416 | 0 | 1.6728 | 0.36528
2025_07_07 Hr 16 | 0.80483 | 0.00062711 | 0 | 0 | 0 | 0 | 0 | 0 | 0 | 0 | 0 | 0.023943 | 0.21 | 0.011118 | 1.4981 | 1.4981 | 0 | 0 | 0.0061261 | 0.0036608 | 0.012521 | 0.087661 | 0 | 0.0011913 | 0.024329 | 0 | 0 | 0 | 2.0585 | 0 | 0 | 0.81115 | 0 | 0 | 0 | 2.13 | 0 | 0.053997 | 0 | 0.16564 | 0 | -0.23615 | 0 | 0 | 0 | 0 | 0 | 0 | 0 | 0 | 0.82031 | 0.044241 | 0.00026332 | 0 | 1.822 | 0 | 0 | 0 | 0.60064 | 2.9963 | 1.2254 | 3.0551 | 0.1796 | 0.050933 | -0.80483 | 0.73583 | 0.23426 | 3.7293 | 22.966 | 18.8807 | -1.041 | 0 | 0.23416 | 0 | 1.6728 | 0.36608
2025_07_07 Hr 17 | 0.78863 | 0.0009421 | 0 | 0.037361 | 0.03735 | 0.037357 | 0.037357 | 0.037204 | 0.037361 | 0 | 0 | 0.023943 | 0.09 | 0.0082822 | 1.4981 | 1.4981 | 0 | 0 | 0.0061261 | 0.0036608 | 0.012521 | 0.087661 | 0 | 0.0011913 | 0.024329 | 0 | 0 | 0 | 2.0585 | 0 | 0 | 0.81115 | 0 | 0 | 0 | 3.694 | -0.25273 | 0.053997 | 0 | 0.28189 | 0 | -0.41201 | 0 | 0 | 0 | 0 | 0 | 0 | 0 | 0 | 1.0236 | 0.044241 | 0.00026332 | 0 | 1.822 | 0 | 2.1939 | 0 | 0.80956 | 4.319 | 1.2254 | 3.0551 | 0.1796 | 0.050933 | -0.78863 | 0.73583 | 0.23426 | 3.7293 | 25.7137 | 19.1541 | -1.2006 | 0 | 0.23416 | 0 | 1.6728 | 0.36605
2025_07_07 Hr 18 | 0.76168 | 0.00089394 | 0 | 0.11208 | 0.11205 | 0.11207 | 0.11207 | 0.11161 | 0.11208 | 0 | 0 | 0.023943 | 0.39 | 0.050684 | 1.4981 | 1.4981 | 0 | 0 | 0.0061261 | 0.0036608 | 0.012521 | 0.087661 | 0 | 0.0011913 | 0.024329 | 0 | 0 | 0 | 2.0585 | 0 | 0 | 0.81115 | 0 | 0 | 0 | 0 | -0.99856 | 0.053997 | 0 | 0.39127 | 0 | -0.58272 | 0 | 0 | 0 | 0 | 0 | 0 | 0 | 0 | 0.8929 | 0.044241 | 0.00026332 | 0 | 1.822 | 0 | 2.4708 | 0 | 0.72251 | 6.1391 | 1.2254 | 3.0551 | 0.1796 | 0.050933 | -0.76168 | 0.73583 | 0.23426 | 3.7293 | 23.0484 | 19.2523 | -1.3444 | 0 | 0.23416 | 0 | 1.6728 | 0.36655
2025_07_07 Hr 19 | 0.64391 | 0.00086308 | 0 | 0.11208 | 0.11205 | 0.11207 | 0.11207 | 0.11161 | 0.11208 | 0 | 0 | 0.023943 | 1.35 | 0.19701 | 1.4981 | 1.4981 | 0 | 0 | 0.0061261 | 0.0036608 | 0.012521 | 0.087661 | 0 | 0.0011913 | 0.024329 | 0 | 0 | 0 | 2.0585 | 0 | 0 | 0.81115 | 0 | 0 | 0 | 0 | -7.2664 | 0.053997 | 0 | 0.43936 | 0 | -0.65459 | 0 | 0 | 0 | 0 | 0 | 0 | 0 | 0 | 0.75498 | 0.044241 | 0.00026332 | 0 | 1.822 | 0 | 2.4708 | 0 | 0.66157 | 6.1391 | 1.2254 | 3.0551 | 0.1796 | 0.050933 | -0.64391 | 0.73583 | 0.23426 | 3.7293 | 17.616 | 20.0418 | -1.2985 | 0 | 0.23416 | 0 | 1.6728 | 0.36638
2025_07_07 Hr 20 | 0.18141 | 0.00027475 | 0 | 0.11208 | 0.11205 | 0.11207 | 0.11207 | 0.11161 | 0.11208 | 0 | 0 | 0.023943 | 1.53 | 0.16047 | 1.4981 | 1.4981 | 0 | 0 | 0.0061261 | 0.0036608 | 0.012521 | 0.087661 | 0 | 0.0011913 | 0.024329 | 0 | 0 | 0 | 2.0585 | 0 | 0 | 0.81115 | 0 | 0 | 0 | 0 | -8.522 | 0.053997 | 0 | 0.31576 | 0 | -0.46986 | 0 | 0 | 0 | 0 | 0 | 0 | 0 | 0 | 0.27586 | 0.044241 | 0.00026332 | 0 | 1.822 | 0 | 2.4708 | 0 | 0.93143 | 6.1391 | 1.2254 | 3.0551 | 0.1796 | 0.050933 | -0.18141 | 0.73583 | 0.23426 | 3.7293 | 16.4723 | 19.5065 | -0.65127 | 0 | 0.23416 | 0 | 1.6728 | 0.36004
2025_07_07 Hr 21 | 0 | 0.00011367 | 0 | 0 | 0 | 0 | 0 | 0 | 0 | 0 | 0 | 0.023943 | 1.98 | 0.17954 | 1.4981 | 1.4981 | 0 | 0 | 0.0061261 | 0.0036608 | 0.012521 | 0.087661 | 0 | 0.0011913 | 0.024329 | 0 | 0 | 0 | 2.0585 | 0 | 0 | 0.81115 | 0 | 0 | 0 | 0 | -3.5139 | 0.053997 | 0 | 0.28369 | 0 | -0.40594 | 0 | 0 | 0 | 0 | 0 | 0 | 0 | 0 | 0.61705 | 0.044241 | 0.00026332 | 0 | 1.822 | 0 | 0 | 0 | 1.0794 | 2.9963 | 1.2254 | 3.0551 | 0.1796 | 0.050933 | 0 | 0.73583 | 0.23426 | 3.7293 | 19.3517 | 20.2753 | -0.40594 | 0 | 0.23416 | 0 | 1.6728 | 0.35217
2025_07_07 Hr 22 | 0 | 2.5983e-05 | 0 | 0 | 0 | 0 | 0 | 0 | 0 | 0 | 0 | 0.023943 | 1.71 | 0.13823 | 1.4981 | 1.4981 | 0 | 0 | 0.0061261 | 0.0036608 | 0.012521 | 0.087661 | 0 | 0.0011913 | 0.024329 | 0 | 0 | 0 | 2.0585 | 0 | 0 | 0.81115 | 0 | 0 | 0 | 0 | -7.4627 | 0.053997 | 0 | 0.2529 | 0 | -0.36166 | 0 | 0 | 0 | 0 | 0 | 0 | 0 | 0 | 1.372 | 0.044241 | 0.00026332 | 0 | 1.822 | 0 | 0 | 0 | 1.0185 | 2.9963 | 1.2254 | 3.0551 | 0.1796 | 0.050933 | 0 | 0.73583 | 0.23426 | 3.7293 | 15.8218 | 20.6499 | -0.36166 | 0 | 0.23416 | 0 | 1.6728 | 0.34407
2025_07_07 Hr 23 | 0 | 0 | 0 | 0 | 0 | 0 | 0 | 0 | 0 | 0 | 0 | 0.023943 | 1.98 | 0.11324 | 1.4981 | 1.4981 | 0 | 0 | 0.0061261 | 0.0036608 | 0.012521 | 0.087661 | 0 | 0.0011913 | 0.024329 | 0 | 0 | 0 | 2.0585 | 0 | 0 | 0.81115 | 0 | 0 | 0 | 0 | -11.3011 | 0.053997 | 0 | 0.17893 | 0 | -0.25527 | 0 | 0 | 0 | 0 | 0 | 0 | 0 | 0 | 1.2341 | 0.044241 | 0.00026332 | 0 | 1.822 | 0 | 0 | 0 | 1.2317 | 2.9963 | 1.2254 | 3.0551 | 0.1796 | 0.050933 | 0 | 0.73583 | 0.23426 | 3.7293 | 12.3934 | 20.9535 | -0.25527 | 0 | 0.23416 | 0 | 1.6728 | 0.32738
2025_07_07 Hr 24 | 0 | 0 | 0 | 0 | 0 | 0 | 0 | 0 | 0 | 0 | 0 | 0.023943 | 0.39 | 0.011031 | 1.4981 | 1.4981 | 0 | 0 | 0.0061261 | 0.0036608 | 0.012521 | 0.087661 | 0 | 0.0011913 | 0.024329 | 0 | 0 | 0 | 2.0585 | 0 | 0 | 0.81115 | 0 | 0 | 0 | 0 | -4.0858 | 0.053997 | 0 | 0.088493 | 0 | -0.12518 | 0 | 0 | 0 | 0 | 0 | 0 | 0 | 0 | 1.0236 | 0.044241 | 0.00026332 | 0 | 1.822 | 0 | 0 | 0 | 1.5016 | 2.9963 | 1.2254 | 3.0551 | 0.1796 | 0.050933 | 0 | 0.73583 | 0.23426 | 3.7293 | 18.0864 | 19.3011 | -0.12518 | 0 | 0.23416 | 0 | 1.6728 | 0.30782
2025_07_08 Hr 01 | 0 | 0 | 0 | 0 | 0 | 0 | 0 | 0 | 0 | 0 | 0 | 0.023943 | 1.56 | 0.040414 | 1.4981 | 1.4981 | 0 | 0 | 0.0061261 | 0.0036608 | 0.012521 | 0.087661 | 0 | 0.0011913 | 0.024329 | 0 | 0 | 0 | 2.0585 | 0 | 0 | 0.81115 | 0 | 0 | 0 | 0 | -4.0186 | 0.053997 | 0 | 0.081049 | 0 | -0.11448 | 0 | 0 | 0 | 0 | 0 | 0 | 0 | 0 | 1.2994 | 0.044241 | 0.00026332 | 0 | 1.822 | 0 | 0 | 0 | 1.5016 | 2.9963 | 1.2254 | 3.0551 | 0.1796 | 0.050933 | 0 | 0.73583 | 0.23426 | 3.7293 | 19.626 | 20.7628 | -0.11448 | 0 | 0.23416 | 0 | 1.6728 | 0.29427
2025_07_08 Hr 02 | 0 | 0 | 0 | 0 | 0 | 0 | 0 | 0 | 0 | 0 | 0 | 0.023943 | 0.93 | 0.023834 | 1.4981 | 1.4981 | 0 | 0 | 0.0061261 | 0.0036608 | 0.012521 | 0.087661 | 0 | 0.0011913 | 0.024329 | 0 | 0 | 0 | 2.0585 | 0 | 0 | 0.81115 | 0 | 0 | 0 | 0 | -4.2154 | 0.053997 | 0 | 0.080178 | 0 | -0.11323 | 0 | 0 | 0 | 0 | 0 | 0 | 0 | 0 | 1.6406 | 0.044241 | 0.00026332 | 0 | 1.822 | 0 | 0 | 0 | 1.2622 | 2.9963 | 1.2254 | 3.0551 | 0.1796 | 0.050933 | 0 | 0.73583 | 0.23426 | 3.7293 | 18.8813 | 20.2136 | -0.11323 | 0 | 0.23416 | 0 | 1.6728 | 0.28984
2025_07_08 Hr 03 | 0 | 0 | 0 | 0 | 0 | 0 | 0 | 0 | 0 | 0 | 0 | 0.023943 | 0.78 | 0.020197 | 1.4981 | 1.4981 | 0 | 0 | 0.0061261 | 0.0036608 | 0.012521 | 0.087661 | 0 | 0.0011913 | 0.024329 | 0 | 0 | 0 | 2.0585 | 0 | 0 | 0.81115 | 0 | 0 | 0 | 0 | -3.2632 | 0.053997 | 0 | 0.081008 | 0 | -0.11442 | 0 | 0 | 0 | 0 | 0 | 0 | 0 | 0 | 2.1197 | 0.044241 | 0.00026332 | 0 | 1.822 | 0 | 0 | 0 | 1.0794 | 2.9963 | 1.2254 | 3.0551 | 0.1796 | 0.050933 | 0 | 0.73583 | 0.23426 | 3.7293 | 19.9603 | 20.3417 | -0.11442 | 0 | 0.23416 | 0 | 1.6728 | 0.27528
2025_07_08 Hr 04 | 0 | 0 | 0 | 0 | 0 | 0 | 0 | 0 | 0 | 0 | 0 | 0.023943 | 0.24 | 0.010254 | 1.4934 | 1.4934 | 0 | 0 | 0.0061261 | 0.0036608 | 0.012521 | 0.087661 | 0 | 0.0011913 | 0.024329 | 0 | 0 | 0 | 2.0585 | 0 | 0 | 0.81115 | 0 | 0 | 0 | 0 | -9.4388 | 0.053997 | 0 | 0.13367 | 0 | -0.19017 | 0 | 0 | 0 | 0 | 0 | 0 | 0 | 0 | 2.1923 | 0.044241 | 0.00026332 | 0 | 1.822 | 0 | 0 | 0 | 0.99236 | 2.9867 | 1.2254 | 3.0551 | 0.1796 | 0.050933 | 0 | 0.73583 | 0.23426 | 3.7293 | 13.1553 | 19.7975 | -0.19017 | 0 | 0.23416 | 0 | 1.6728 | 0.29553
2025_07_08 Hr 05 | 0 | 0 | 0 | 0 | 0 | 0 | 0 | 0 | 0 | 0 | 0 | 0.023943 | 0.21 | 0.0057978 | 1.4981 | 1.4981 | 0 | 0 | 0.0061261 | 0.0036608 | 0.012521 | 0.087661 | 0 | 0.0011913 | 0.024329 | 0 | 0 | 0 | 2.0585 | 0 | 0 | 0.81115 | 0 | 0 | 0 | 0 | -4.738 | 0.053997 | 0 | 0.086376 | 0 | -0.12214 | 0 | 0 | 0 | 0 | 0 | 0 | 0 | 0 | 2.3303 | 0.044241 | 0.00026332 | 0 | 1.822 | 0 | 0 | 0 | 0.72251 | 2.9963 | 1.2254 | 3.0551 | 0.1796 | 0.050933 | 0 | 0.73583 | 0.23426 | 3.7293 | 17.7604 | 19.6242 | -0.12214 | 0 | 0.23416 | 0 | 1.6728 | 0.28861
2025_07_08 Hr 06 | 0.045117 | 0 | 0 | 0 | 0 | 0 | 0 | 0 | 0 | 0 | 0 | 0.023943 | 0.54 | 0.014705 | 1.4981 | 1.4981 | 0 | 0 | 0.0061261 | 0.0036608 | 0.012521 | 0.087661 | 0 | 0.0011913 | 0.024329 | 0 | 0 | 0 | 2.0585 | 0 | 0 | 0.81115 | 0 | 0 | 0 | 0 | -3.9506 | 0.053997 | 0 | 0.085193 | 0 | -0.12044 | 0 | 0 | 0 | 0 | 0 | 0 | 0 | 0 | 2.2577 | 0.044241 | 0.00026332 | 0 | 1.822 | 0 | 0 | 0 | 0.30032 | 2.9963 | 1.2254 | 3.0551 | 0.1796 | 0.050933 | -0.045117 | 0.73583 | 0.23426 | 3.7293 | 18.3996 | 19.5194 | -0.16556 | 0 | 0.23416 | 0 | 1.6728 | 0.2946
2025_07_08 Hr 07 | 0.27215 | 1.7579e-06 | 0 | 0 | 0 | 0 | 0 | 0 | 0 | 0 | 0 | 0.023943 | 0.75 | 0.020509 | 1.4981 | 1.4981 | 0 | 0 | 0.0061261 | 0.0036608 | 0.012521 | 0.087661 | 0 | 0.0011913 | 0.024329 | 0 | 0 | 0 | 2.0585 | 0 | 0 | 0.81115 | 0 | 0 | 0 | 0 | -3.8256 | 0.053997 | 0 | 0.085551 | 0 | -0.12095 | 0 | 0 | 0 | 0 | 0 | 0 | 0 | 0 | 1.5753 | 0.044241 | 0.00026332 | 0 | 1.822 | 0 | 0 | 0 | 0.17845 | 2.9963 | 1.2254 | 3.0551 | 0.1796 | 0.050933 | -0.27215 | 0.73583 | 0.23426 | 3.7293 | 17.9534 | 19.1758 | -0.39311 | 0 | 0.23416 | 0 | 1.6728 | 0.31238
2025_07_08 Hr 08 | 0.52215 | 1.9928e-05 | 0 | 0 | 0 | 0 | 0 | 0 | 0 | 0 | 0 | 0.023943 | 1.29 | 0.042094 | 1.4981 | 1.4981 | 12.0974 | 0 | 0.0061261 | 0.0036608 | 0.012521 | 0.087661 | 0 | 0.0011913 | 0.024329 | 0 | 0 | 10.1537 | 2.0585 | 0 | 0.45223 | 0.81115 | 0 | 0 | 0 | 0 | -17.4123 | 0.053997 | 0 | 0.024823 | 0 | -0.14474 | 0 | 0 | 0 | 0 | 0 | 0 | 0 | 0 | 1.0962 | 0.044241 | 0.00026332 | 0 | 1.822 | 0 | 0 | 0 | 0.091402 | 11.3307 | 1.2254 | 3.0551 | 0.1796 | 0.050933 | -0.52215 | 0.73583 | 0.23426 | 3.7293 | 13.1376 | 19.8861 | -0.66689 | 0 | 0.23416 | 0 | 1.6728 | 0.32494
2025_07_08 Hr 09 | 0.68089 | 8.3187e-05 | 0 | 0 | 0 | 0 | 0 | 0 | 0 | 0 | 0 | 0.023943 | 0.63 | 0.021885 | 1.4981 | 1.4981 | 5.3123 | 0.57176 | 0.0061261 | 0.0036608 | 0.012521 | 0.087661 | 0 | 0.0011913 | 0.024329 | 0 | 0 | 4.5657 | 2.0585 | 0.6489 | 0.5298 | 0.81115 | 0 | 0 | 0 | 0 | -22.7476 | 0.053997 | 0 | 0.026426 | 0 | -0.15422 | 0 | 0 | 0 | 0 | 0 | 0 | 0 | 0 | 1.2994 | 0.044241 | 0.00026332 | 0 | 1.822 | 0 | 0 | 0 | 0.33079 | 14.095 | 1.2254 | 3.0551 | 0.1796 | 0.050933 | -0.68089 | 0.73583 | 0.23426 | 3.7293 | 10.409 | 19.8968 | -0.83511 | 0 | 0.23416 | 0 | 1.6728 | 0.33692
2025_07_08 Hr 10 | 0.71903 | 0.00020747 | 0 | 0 | 0 | 0 | 0 | 0 | 0 | 0 | 0 | 0.023943 | 0.18 | 0.0068748 | 1.4981 | 1.4981 | 5.3306 | 0.57176 | 0.0061261 | 0.0036608 | 0.012521 | 0.087661 | 0 | 0.0011913 | 0.024329 | 0 | 0 | 4.5657 | 2.0585 | 0.6489 | 0.5298 | 0.81115 | 0 | 0 | 0 | 0 | -22.9079 | 0.053997 | 0 | 0.029054 | 0 | -0.16977 | 0 | 0 | 0 | 0 | 0 | 0 | 0 | 0 | 1.2994 | 0.044241 | 0.00026332 | 0 | 1.822 | 0 | 0 | 0 | 0.33079 | 14.1133 | 1.2254 | 3.0551 | 0.1796 | 0.050933 | -0.71903 | 0.73583 | 0.23426 | 3.7293 | 9.7938 | 19.4771 | -0.8888 | 0 | 0.23416 | 0 | 1.6728 | 0.34396
2025_07_08 Hr 11 | 0.78573 | 0.00035027 | 0 | 0 | 0 | 0 | 0 | 0 | 0 | 0 | 0 | 0.023943 | 0.21 | 0.0090452 | 1.4981 | 1.4981 | 5.3306 | 0.57176 | 0.0061261 | 0.0036608 | 0.012521 | 0.087661 | 0 | 0.0011913 | 0.024329 | 4.898 | 0 | 4.5657 | 2.0585 | 0.6489 | 0.5298 | 0.81115 | 0 | 0 | 0 | 0 | -24.9987 | 0.053997 | 0 | 0.0073839 | 0 | -0.19173 | 0 | 0 | 0 | 0 | 0 | 0 | 0 | 0 | 1.2994 | 0.044241 | 0.00026332 | 0 | 1.822 | 0 | 0 | 0 | 0.30032 | 14.7029 | 1.2254 | 3.0551 | 0.1796 | 0.050933 | -0.78573 | 0.73583 | 0.23426 | 3.7293 | 8.2779 | 19.5512 | -0.97745 | 0 | 0.23416 | 0 | 1.6728 | 0.34946
2025_07_08 Hr 12 | 0.78609 | 0.00041228 | 0 | 0 | 0 | 0 | 0 | 0 | 0 | 0 | 0 | 0.023943 | 0.36 | 0.014566 | 1.4981 | 1.4981 | 5.3306 | 0.57176 | 0.0061261 | 0.0036608 | 0.012521 | 0.087661 | 0 | 0.0011913 | 0.024329 | 0.83073 | 0 | 4.5657 | 2.0585 | 0.6489 | 0.5298 | 0.81115 | 0 | 0 | 0 | 0 | -22.3312 | 0.053997 | 0 | 0.0069363 | 0 | -0.17998 | 0 | 0 | 0 | 0 | 0 | 0 | 0 | 0 | 1.1615 | 0.044241 | 0.00026332 | 0 | 1.822 | 0 | 0 | 0 | 0.20892 | 14.944 | 1.2254 | 3.0551 | 0.1796 | 0.050933 | -0.78609 | 0.73583 | 0.23426 | 3.7293 | 11.1324 | 19.4856 | -0.96607 | 0 | 0.23416 | 0 | 1.6728 | 0.35729
2025_07_08 Hr 13 | 0.77316 | 0.00049054 | 0 | 0 | 0 | 0 | 0 | 0 | 0 | 0 | 0 | 0.023943 | 0.33 | 0.017188 | 1.4981 | 1.4981 | 5.3306 | 0.57176 | 0.0061261 | 0.0036608 | 0.012521 | 0.087661 | 0 | 0.0011913 | 0.024329 | 1.0719 | 0 | 4.5657 | 2.0585 | 0.6489 | 0.5298 | 0.81115 | 0 | 0 | 0 | 0 | -26.9173 | 0.053997 | 0 | 0.0086382 | 0 | -0.23229 | 0 | 0 | 0 | 0 | 0 | 0 | 0 | 0 | 1.1615 | 0.044241 | 0.00026332 | 0 | 1.822 | 0 | 1.2394 | 0 | 0.12187 | 15.3295 | 1.2254 | 3.0551 | 0.1796 | 0.050933 | -0.77316 | 0.73583 | 0.23426 | 3.7293 | 6.7713 | 19.3646 | -1.0054 | 0 | 0.23416 | 0 | 1.6728 | 0.36358
2025_07_08 Hr 14 | 0.69673 | 0.00071771 | 0 | 0.074722 | 0.0747 | 0.074715 | 0.074715 | 0.074408 | 0.074722 | 0 | 0 | 0.023943 | 0.42 | 0.028548 | 1.4981 | 1.4981 | 5.3306 | 0.57176 | 0.0061261 | 0.0036608 | 0.012521 | 0.087661 | 0 | 0.0011913 | 0.024329 | 1.2657 | 0 | 4.5657 | 2.0585 | 0.6489 | 0.5298 | 0.81115 | 0 | 0 | 0 | 0 | -38.8269 | 0.053997 | 0 | 0.0048527 | 0 | -0.30377 | 0 | 0 | 0 | 0 | 0 | 0 | 0 | 0 | 1.0236 | 0.044241 | 0.00026332 | 0 | 1.822 | 0 | 2.3939 | 0 | 0.12187 | 18.2209 | 1.2254 | 3.0551 | 0.1796 | 0.050933 | -0.69673 | 0.73583 | 0.23426 | 3.7293 | -2.3493 | 19.2572 | -1.0005 | 0 | 0.23416 | 0 | 1.6728 | 0.36894
2025_07_08 Hr 15 | 0.7231 | 0.00096232 | 0 | 0.11208 | 0.11205 | 0.11207 | 0.11207 | 0.11161 | 0.11208 | 0 | 0 | 0.023943 | 0.39 | 0.031012 | 1.4981 | 1.4981 | 5.3306 | 0.57176 | 0.0061261 | 0.0036608 | 0.012521 | 0.087661 | 0 | 0.0011913 | 0.024329 | 1.2821 | 0 | 4.5657 | 2.0585 | 0.6489 | 0.5298 | 0.81115 | 0 | 0 | 0 | 0 | -44.2297 | 0.053997 | 0 | 0.0042599 | 0 | -0.35573 | 0 | 0 | 0 | 0 | 0 | 0 | 0 | 0 | 1.0236 | 0.044241 | 0.00026332 | 0 | 1.822 | 0 | 2.4708 | 0 | 0.14798 | 18.5382 | 1.2254 | 3.0551 | 0.1796 | 0.050933 | -0.7231 | 0.73583 | 0.23426 | 3.7293 | -7.4811 | 19.2891 | -1.0788 | 0 | 0.23416 | 0 | 1.6728 | 0.37565
2025_07_08 Hr 16 | 0.68089 | 0.0016571 | 0 | 0.11208 | 0.11205 | 0.11207 | 0.11207 | 0.11161 | 0.11208 | 0 | 0 | 0.023943 | 0.48 | 0.069905 | 1.4981 | 1.4981 | 5.3306 | 0.57176 | 0.0061261 | 0.0036608 | 0.012521 | 0.087661 | 0 | 0.0011913 | 0.024329 | 1.2821 | 0.41731 | 4.5657 | 2.0585 | 0.6489 | 0.5298 | 0.81115 | 0 | 0 | 0 | 0 | -78.9124 | 0.053997 | 0 | 0.0078019 | 0 | -0.65326 | 0 | 0 | 0 | 0 | 0 | 0 | 0 | 0 | 0.8929 | 0.044241 | 0.00026332 | 0 | 1.822 | 0 | 2.4708 | 0 | 0.23939 | 18.8059 | 1.2254 | 3.0551 | 0.1796 | 0.050933 | -0.68089 | 0.73583 | 0.23426 | 3.7293 | -42.1006 | 19.34 | -1.3342 | 0 | 0.23416 | 0 | 1.6728 | 0.3784
2025_07_08 Hr 17 | 0.47725 | 0.0015067 | 0 | 0.11208 | 0.11205 | 0.11207 | 0.11207 | 0.11161 | 0.11208 | 0 | 0 | 0.023943 | 0.69 | 0.10284 | 1.4981 | 1.4981 | 5.3306 | 0.57176 | 0.0061261 | 0.0036608 | 0.012521 | 0.087661 | 0 | 0.0011913 | 0.024329 | 1.2821 | 0.26768 | 4.5657 | 2.0585 | 0.6489 | 0.5298 | 0.81115 | 0 | 0 | 0 | 0 | -80.2084 | 0.053997 | 0 | 0.0079844 | 0 | -0.66859 | 0 | 0 | 0 | 0 | 0 | 0 | 0 | 0 | 1.0962 | 0.044241 | 0.00026332 | 0 | 1.822 | 0 | 2.4708 | 0 | 0.33079 | 18.8059 | 1.2254 | 3.0551 | 0.1796 | 0.050933 | -0.47725 | 0.73583 | 0.23426 | 3.7293 | -42.8747 | 19.6737 | -1.1458 | 0 | 0.23416 | 0 | 1.6728 | 0.37829
2025_07_08 Hr 18 | 0.49948 | 0.001391 | 0 | 0.11208 | 0.11205 | 0.11207 | 0.11207 | 0.11161 | 0.11208 | 0 | 0 | 0.023943 | 1.41 | 0.24117 | 1.4981 | 1.4981 | 5.3306 | 0.57176 | 0.0061261 | 0.0036608 | 0.012521 | 0.087661 | 0 | 0.0011913 | 0.024329 | 1.2821 | 0.26768 | 4.5657 | 2.0585 | 0.6489 | 0.5298 | 0.81115 | 0 | 0 | 0 | 0 | -95.7567 | 0.053997 | 0 | 0.0091632 | 0 | -0.76761 | 0 | 0 | 0 | 0 | 0 | 0 | 0 | 0 | 1.0236 | 0.044241 | 0.00026332 | 0 | 1.822 | 0 | 2.4708 | 0 | 0.42219 | 18.8059 | 1.2254 | 3.0551 | 0.1796 | 0.050933 | -0.49948 | 0.73583 | 0.23426 | 3.7293 | -57.6442 | 20.5737 | -1.2671 | 0 | 0.23416 | 0 | 1.6728 | 0.37903
2025_07_08 Hr 19 | 0.40867 | 0.001128 | 0 | 0.11208 | 0.11205 | 0.11207 | 0.11207 | 0.11161 | 0.11208 | 0 | 0 | 0.023943 | 1.77 | 0.36009 | 1.4981 | 1.4981 | 5.3306 | 0.57176 | 0.0061261 | 0.0036608 | 0.012521 | 0.087661 | 0 | 0.0011913 | 0.024329 | 1.2821 | 0.26768 | 4.5657 | 2.0585 | 0.6489 | 0.5298 | 0.81115 | 0 | 0 | 0 | 0 | -123.8403 | 0.053997 | 0 | 0.010899 | 0 | -0.91337 | 0 | 0 | 0 | 0 | 0 | 0 | 0 | 0 | 1.0962 | 0.044241 | 0.00026332 | 0 | 1.822 | 0 | 2.4708 | 0 | 0.72251 | 18.8059 | 1.2254 | 3.0551 | 0.1796 | 0.050933 | -0.40867 | 0.73583 | 0.23426 | 3.7293 | -85.0211 | 21.3354 | -1.322 | 0 | 0.23416 | 0 | 1.6728 | 0.37999
2025_07_08 Hr 20 | 0.13579 | 0.00029788 | 0 | 0.11208 | 0.11205 | 0.11207 | 0.11207 | 0.11161 | 0.11208 | 0 | 0 | 0.023943 | 1.89 | 0.21624 | 1.4981 | 1.4981 | 5.3306 | 0.57176 | 0.0061261 | 0.0036608 | 0.012521 | 0.087661 | 0 | 0.0011913 | 0.024329 | 1.2821 | 0.26768 | 4.5657 | 2.0585 | 0.6489 | 0.5298 | 0.81115 | 0 | 0 | 0 | 0 | -70.6696 | 0.053997 | 0 | 0.0061292 | 0 | -0.51275 | 0 | 0 | 0 | 0 | 0 | 0 | 0 | 0 | 0.95824 | 0.044241 | 0.00026332 | 0 | 1.822 | 0 | 2.4708 | 0 | 0.47877 | 18.8059 | 1.2254 | 3.0551 | 0.1796 | 0.050933 | -0.13579 | 0.73583 | 0.23426 | 3.7293 | -31.867 | 20.6452 | -0.64854 | 0 | 0.23416 | 0 | 1.6728 | 0.36903
2025_07_08 Hr 21 | 0 | 5.8106e-05 | 0 | 0.11208 | 0.11205 | 0.11207 | 0.11207 | 0.11161 | 0.11208 | 0 | 0 | 0.023943 | 0.72 | 0.05659 | 1.4981 | 1.4981 | 5.3306 | 0.57176 | 0.0061261 | 0.0036608 | 0.012521 | 0.087661 | 0 | 0.0011913 | 0.024329 | 1.2821 | 0.26768 | 4.5657 | 2.0585 | 0.6489 | 0.5298 | 0.81115 | 0 | 0 | 0 | 0 | -48.522 | 0.053997 | 0 | 0.0042106 | 0 | -0.35159 | 0 | 0 | 0 | 0 | 0 | 0 | 0 | 0 | 0.95824 | 0.044241 | 0.00026332 | 0 | 1.822 | 0 | 2.4708 | 0 | 0.12187 | 18.8059 | 1.2254 | 3.0551 | 0.1796 | 0.050933 | 0 | 0.73583 | 0.23426 | 3.7293 | -11.2505 | 18.8172 | -0.35159 | 0 | 0.23416 | 0 | 1.6728 | 0.36356
2025_07_08 Hr 22 | 0 | 1.0464e-05 | 0 | 0.11208 | 0.11205 | 0.11207 | 0.11207 | 0.11161 | 0.11208 | 0 | 0 | 0.023943 | 0.57 | 0.041234 | 1.4981 | 1.4981 | 5.3306 | 0.57176 | 0.0061261 | 0.0036608 | 0.012521 | 0.087661 | 0 | 0.0011913 | 0.024329 | 1.2821 | 0.26768 | 4.5657 | 2.0585 | 0.6489 | 0.5298 | 0.81115 | 0 | 0 | 0 | 0 | -46.5059 | 0.053997 | 0 | 0.0038754 | 0 | -0.32343 | 0 | 0 | 0 | 0 | 0 | 0 | 0 | 0 | 1.2994 | 0.044241 | 0.00026332 | 0 | 1.822 | 0 | 2.4708 | 0 | 0.060934 | 18.8059 | 1.2254 | 3.0551 | 0.1796 | 0.050933 | 0 | 0.73583 | 0.23426 | 3.7293 | -9.102 | 18.9215 | -0.32343 | 0 | 0.23416 | 0 | 1.6728 | 0.353
2025_07_08 Hr 23 | 0 | 0 | 0 | 0.11208 | 0.11205 | 0.11207 | 0.11207 | 0.11161 | 0.11208 | 0 | 0 | 0.023943 | 1.17 | 0.068883 | 1.4981 | 1.4981 | 5.5709 | 0.40464 | 0.0061261 | 0.0036608 | 0.012521 | 0.087661 | 0 | 0.0011913 | 0.024329 | 1.2353 | 0.26768 | 5.0081 | 2.0585 | 0.54075 | 0.55068 | 0.81115 | 0 | 0 | 0 | 0 | -45.0765 | 0.053997 | 0 | 0.003154 | 0 | -0.26284 | 0 | 0 | 0 | 0 | 0 | 0 | 0 | 0 | 1.0236 | 0.044241 | 0.00026332 | 0 | 1.822 | 0 | 2.3316 | 0 | 0.12187 | 19.0272 | 1.2254 | 3.0551 | 0.1796 | 0.050933 | 0 | 0.73583 | 0.23426 | 3.7293 | -6.9731 | 19.3391 | -0.26284 | 0 | 0.23416 | 0 | 1.6728 | 0.33706
2025_07_08 Hr 24 | 0 | 0 | 0 | 0.11208 | 0.11205 | 0.11207 | 0.11207 | 0.11161 | 0.11208 | 0 | 0 | 0.023943 | 0.78 | 0.025983 | 1.4981 | 1.4981 | 5.5771 | 0.4451 | 0.0061261 | 0.0036608 | 0.012521 | 0.087661 | 0 | 0.0011913 | 0.024329 | 0.67981 | 0.26768 | 5.0118 | 2.0585 | 0 | 0.55118 | 0.81115 | 0 | 0 | 0 | 0 | -23.7375 | 0.053997 | 0 | 0.0017845 | 0 | -0.1478 | 0 | 0 | 0 | 0 | 0 | 0 | 0 | 0 | 1.2994 | 0.044241 | 0.00026332 | 0 | 1.822 | 0 | 2.0774 | 0 | 0.42219 | 17.7272 | 1.2254 | 3.0551 | 0.1796 | 0.050933 | 0 | 0.73583 | 0.23426 | 3.7293 | 13.3051 | 19.4633 | -0.1478 | 0 | 0.23416 | 0 | 1.6728 | 0.31744
2025_07_09 Hr 01 | 0 | 0 | 0 | 0.11315 | 0.11312 | 0.11314 | 0.11314 | 0.11267 | 0.11315 | 0 | 0 | 0.023943 | 0.63 | 0.020272 | 1.4981 | 1.4981 | 5.6301 | 0.49019 | 0.0061261 | 0.0036608 | 0.012521 | 0.087661 | 0 | 0.0011913 | 0.024329 | 0.47904 | 0.27018 | 5.0595 | 2.0585 | 0 | 0.55118 | 0.81115 | 0 | 0 | 0 | 0 | -22.3128 | 0.053997 | 0 | 0.0017238 | 0 | -0.1427 | 0 | 0 | 0 | 0 | 0 | 0 | 0 | 0 | 1.4374 | 0.044241 | 0.00026332 | 0 | 1.822 | 0 | 2.0561 | 0 | 0.23939 | 17.6598 | 1.2254 | 3.0551 | 0.1796 | 0.050933 | 0 | 0.73583 | 0.23426 | 3.7293 | 14.4542 | 19.2499 | -0.1427 | 0 | 0.23416 | 0 | 1.6728 | 0.30464
2025_07_09 Hr 02 | 0 | 0 | 0 | 0.11315 | 0.11312 | 0.11314 | 0.11314 | 0.11267 | 0.11315 | 0 | 0 | 0.023943 | 0.54 | 0.018663 | 1.4981 | 1.4981 | 5.6301 | 0.49019 | 0.0061261 | 0.0036608 | 0.012521 | 0.087661 | 0 | 0.0011913 | 0.024329 | 0.48909 | 0.27018 | 5.0595 | 2.0585 | 0 | 0.55118 | 0.81115 | 0 | 0 | 0 | 0 | -25.0577 | 0.053997 | 0 | 0.0018515 | 0 | -0.15342 | 0 | 0 | 0 | 0 | 0 | 0 | 0 | 0 | 0.8929 | 0.044241 | 0.00026332 | 0 | 1.822 | 0 | 2.0817 | 0 | 0.23939 | 17.6955 | 1.2254 | 3.0551 | 0.1796 | 0.050933 | 0 | 0.73583 | 0.23426 | 3.7293 | 11.0917 | 18.6074 | -0.15342 | 0 | 0.23416 | 0 | 1.6728 | 0.29824
2025_07_09 Hr 03 | 0 | 0 | 0 | 0.11315 | 0.11312 | 0.11314 | 0.11314 | 0.11267 | 0.11315 | 0 | 0 | 0.023943 | 0.18 | 0.006142 | 1.4981 | 1.4981 | 5.6301 | 0 | 0.0061261 | 0.0036608 | 0.012521 | 0.087661 | 0 | 0.0011913 | 0.024329 | 0.49581 | 0.27018 | 5.0595 | 2.0585 | 0 | 0.55118 | 0.81115 | 0 | 0 | 0 | 0 | -24.4714 | 0.053997 | 0 | 0.001828 | 0 | -0.15145 | 0 | 0 | 0 | 0 | 0 | 0 | 0 | 0 | 0.82031 | 0.044241 | 0.00026332 | 0 | 1.822 | 0 | 2.0561 | 0 | 0.36125 | 17.1864 | 1.2254 | 3.0551 | 0.1796 | 0.050933 | 0 | 0.73583 | 0.23426 | 3.7293 | 10.8419 | 18.2784 | -0.15145 | 0 | 0.23416 | 0 | 1.6728 | 0.29244
2025_07_09 Hr 04 | 0 | 0 | 0 | 0.11315 | 0.11312 | 0.11314 | 0.11314 | 0.11267 | 0.11315 | 0 | 0 | 0.023943 | 0.12 | 0.0066111 | 1.4965 | 1.4965 | 5.5927 | 0 | 0.0061261 | 0.0036608 | 0.012521 | 0.087661 | 0 | 0.0011913 | 0.024329 | 0.60964 | 0.27018 | 5.0301 | 2.0585 | 0 | 0.54731 | 0.81115 | 0 | 0 | 0 | 0 | -39.9768 | 0.053997 | 0 | 0.0029514 | 0 | -0.24582 | 0 | 0 | 0 | 0 | 0 | 0 | 0 | 0 | 1.2994 | 0.044241 | 0.00026332 | 0 | 1.822 | 0 | 2.1775 | 0 | 0.96189 | 17.3516 | 1.2254 | 3.0551 | 0.1796 | 0.050933 | 0 | 0.73583 | 0.23426 | 3.7293 | -3.5875 | 19.2835 | -0.24582 | 0 | 0.23416 | 0 | 1.6728 | 0.28123
2025_07_09 Hr 05 | 0 | 0 | 0 | 0.11315 | 0.11312 | 0.11314 | 0.11314 | 0.11267 | 0.11315 | 0 | 0 | 0.023943 | 0.21 | 0.0087748 | 1.4981 | 1.4981 | 5.6301 | 0 | 0.0061261 | 0.0036608 | 0.012521 | 0.087661 | 0 | 0.0011913 | 0.024329 | 0.85081 | 0.27018 | 5.0595 | 2.0585 | 0 | 0.55118 | 0.81115 | 0 | 0 | 0 | 0 | -31.9471 | 0.053997 | 0 | 0.0022385 | 0 | -0.18593 | 0 | 0 | 0 | 0 | 0 | 0 | 0 | 0 | 1.6406 | 0.044241 | 0.00026332 | 0 | 1.822 | 0 | 2.2888 | 0 | 1.1099 | 17.7741 | 1.2254 | 3.0551 | 0.1796 | 0.050933 | 0 | 0.73583 | 0.23426 | 3.7293 | 5.515 | 19.8739 | -0.18593 | 0 | 0.23416 | 0 | 1.6728 | 0.28641
2025_07_09 Hr 06 | 0.022813 | 0 | 0 | 0.11315 | 0.11312 | 0.11314 | 0.11314 | 0.11267 | 0.11315 | 0 | 0 | 0.023943 | 0.48 | 0.016252 | 1.4981 | 1.4981 | 5.6301 | 0.49019 | 0.0061261 | 0.0036608 | 0.012521 | 0.087661 | 0 | 0.0011913 | 0.024329 | 0.4891 | 0.27018 | 5.0595 | 2.0585 | 0 | 0.55118 | 0.81115 | 0 | 0 | 0 | 0 | -26.9932 | 0.053997 | 0 | 0.0018138 | 0 | -0.15026 | 0 | 0 | 0 | 0 | 0 | 0 | 0 | 0 | 1.51 | 0.044241 | 0.00026332 | 0 | 1.822 | 0 | 2.0235 | 0 | 1.5625 | 17.6373 | 1.2254 | 3.0551 | 0.1796 | 0.050933 | -0.022813 | 0.73583 | 0.23426 | 3.7293 | 10.9793 | 20.5084 | -0.17307 | 0 | 0.23416 | 0 | 1.6728 | 0.29861
2025_07_09 Hr 07 | 0.20408 | 0 | 0 | 0.11315 | 0.11312 | 0.11314 | 0.11314 | 0.11267 | 0.11315 | 0 | 0 | 0.023943 | 1.77 | 0.083041 | 1.4981 | 1.4981 | 5.3813 | 0.5772 | 0.0061261 | 0.0036608 | 0.012521 | 0.087661 | 0 | 0.0011913 | 0.024329 | 0.60972 | 0.27018 | 4.6092 | 2.0585 | 0 | 0.5298 | 0.81115 | 0 | 0 | 0 | 0 | -39.1826 | 0.053997 | 0 | 0.0025133 | 0 | -0.20902 | 0 | 0 | 0 | 0 | 0 | 0 | 0 | 0 | 1.372 | 0.044241 | 0.00026332 | 0 | 1.822 | 0 | 2.4816 | 0 | 1.5016 | 17.6039 | 1.2254 | 3.0551 | 0.1796 | 0.050933 | -0.20408 | 0.73583 | 0.23426 | 3.7293 | -0.15016 | 21.8416 | -0.4131 | 0 | 0.23416 | 0 | 1.6728 | 0.31404
2025_07_09 Hr 08 | 0.40874 | 1.2184e-05 | 0 | 0.11315 | 0.11312 | 0.11314 | 0.11314 | 0.11267 | 0.11315 | 0 | 0 | 0.023943 | 2.04 | 0.081397 | 1.4981 | 1.4981 | 5.3813 | 0.5772 | 0.0061261 | 0.0036608 | 0.012521 | 0.087661 | 0 | 0.0011913 | 0.024329 | 0.85087 | 0.27018 | 4.6092 | 2.0585 | 0.65508 | 0.5298 | 0.81115 | 0 | 0 | 0 | 0 | -33.7348 | 0.053997 | 0 | 0.0021375 | 0 | -0.17745 | 0 | 0 | 0 | 0 | 0 | 0 | 0 | 0 | 0.95824 | 0.044241 | 0.00026332 | 0 | 1.822 | 0 | 2.4943 | 0 | 0.60064 | 18.5128 | 1.2254 | 3.0551 | 0.1796 | 0.050933 | -0.40874 | 0.73583 | 0.23426 | 3.7293 | 5.2104 | 21.0186 | -0.58619 | 0 | 0.23416 | 0 | 1.6728 | 0.3327
2025_07_09 Hr 09 | 0.40874 | 5.2294e-05 | 0 | 0.11315 | 0.11312 | 0.11314 | 0.11314 | 0.11267 | 0.11315 | 0 | 0 | 0.023943 | 2.1 | 0.092338 | 1.4981 | 1.4981 | 5.3813 | 0.5772 | 0.0061261 | 0.0036608 | 0.012521 | 0.087661 | 0 | 0.0011913 | 0.024329 | 1.092 | 0.27018 | 4.6092 | 2.0585 | 0.65508 | 0.5298 | 0.81115 | 0 | 0 | 0 | 0 | -34.732 | 0.053997 | 0 | 0.0023556 | 0 | -0.19577 | 0 | 0 | 0 | 0 | 0 | 0 | 0 | 0 | 0.41378 | 0.044241 | 0.00026332 | 0 | 1.822 | 0 | 2.4762 | 0 | 0.39172 | 18.7358 | 1.2254 | 3.0551 | 0.1796 | 0.050933 | -0.40874 | 0.73583 | 0.23426 | 3.7293 | 3.7403 | 20.341 | -0.60451 | 0 | 0.23416 | 0 | 1.6728 | 0.33757
2025_07_09 Hr 10 | 0.3634 | 5.536e-05 | 0 | 0.11315 | 0.11312 | 0.11314 | 0.11314 | 0.11267 | 0.11315 | 0 | 0 | 0.023943 | 1.98 | 0.10657 | 1.4981 | 1.4981 | 5.3813 | 0.5772 | 0.0061261 | 0.0036608 | 0.012521 | 0.087661 | 0 | 0.0011913 | 0.024329 | 1.2723 | 0.27018 | 4.6092 | 2.0585 | 0.65508 | 0.5298 | 0.81115 | 0 | 0 | 0 | 0 | -39.8874 | 0.053997 | 0 | 0.0028833 | 0 | -0.2401 | 0 | 0 | 0 | 0 | 0 | 0 | 0 | 0 | 0.41378 | 0.044241 | 0.00026332 | 0 | 1.822 | 0 | 2.4943 | 0 | 0.30032 | 18.9342 | 1.2254 | 3.0551 | 0.1796 | 0.050933 | -0.3634 | 0.73583 | 0.23426 | 3.7293 | -1.4542 | 20.1024 | -0.6035 | 0 | 0.23416 | 0 | 1.6728 | 0.34147
2025_07_09 Hr 11 | 0.40874 | 7.9205e-05 | 0 | 0.11315 | 0.11312 | 0.11314 | 0.11314 | 0.11267 | 0.11315 | 0 | 0 | 0.023943 | 1.74 | 0.10587 | 1.4981 | 1.4981 | 5.3813 | 0.5772 | 0.0061261 | 0.0036608 | 0.012521 | 0.087661 | 0 | 0.0011913 | 0.024329 | 1.2821 | 0.27018 | 4.6092 | 2.0585 | 0.65508 | 0.5298 | 0.81115 | 0 | 0 | 0 | 0 | -42.6223 | 0.053997 | 0 | 0.0032595 | 0 | -0.27169 | 0 | 0 | 0 | 0 | 0 | 0 | 0 | 0 | 0.54445 | 0.044241 | 0.00026332 | 0 | 1.822 | 0 | 2.4943 | 0 | 0.26985 | 18.9441 | 1.2254 | 3.0551 | 0.1796 | 0.050933 | -0.40874 | 0.73583 | 0.23426 | 3.7293 | -4.3432 | 20.0155 | -0.68043 | 0 | 0.23416 | 0 | 1.6728 | 0.3497
2025_07_09 Hr 12 | 0.68082 | 0.00017655 | 0 | 0.11315 | 0.11312 | 0.11314 | 0.11314 | 0.11267 | 0.11315 | 0 | 0 | 0.023943 | 2.22 | 0.15242 | 1.4981 | 1.4981 | 5.3813 | 0.5772 | 0.0061261 | 0.0036608 | 0.012521 | 0.087661 | 0 | 0.0011913 | 0.024329 | 1.2821 | 0.27018 | 4.6092 | 2.0585 | 0.65508 | 0.5298 | 0.81115 | 0 | 0 | 0 | 0 | -48.9859 | 0.053997 | 0 | 0.003678 | 0 | -0.30686 | 0 | 0 | 0 | 0 | 0 | 0 | 0 | 0 | 0.54445 | 0.044241 | 0.00026332 | 0 | 1.822 | 0 | 2.4943 | 0 | 0.17845 | 18.9441 | 1.2254 | 3.0551 | 0.1796 | 0.050933 | -0.68082 | 0.73583 | 0.23426 | 3.7293 | -10.2962 | 20.7334 | -0.98767 | 0 | 0.23416 | 0 | 1.6728 | 0.36019
2025_07_09 Hr 13 | 0.76502 | 0.00010035 | 0 | 0.11315 | 0.11312 | 0.11314 | 0.11314 | 0.11267 | 0.11315 | 0 | 0 | 0.023943 | 1.86 | 0.147 | 1.4981 | 1.4981 | 5.3813 | 0.5772 | 0.0061261 | 0.0036608 | 0.012521 | 0.087661 | 0 | 0.0011913 | 0.024329 | 1.2821 | 0.27018 | 4.6092 | 2.0585 | 0.65508 | 0.5298 | 0.81115 | 0 | 0 | 0 | 0 | -54.7095 | 0.053997 | 0 | 0.004234 | 0 | -0.35356 | 0 | 0 | 0 | 0 | 0 | 0 | 0 | 0 | 0.61705 | 0.044241 | 0.00026332 | 0 | 1.822 | 0 | 2.4943 | 0 | 0.23939 | 18.9441 | 1.2254 | 3.0551 | 0.1796 | 0.050933 | -0.76502 | 0.73583 | 0.23426 | 3.7293 | -16.2903 | 20.5937 | -1.1186 | 0 | 0.23416 | 0 | 1.6728 | 0.36829
2025_07_09 Hr 14 | 0.7093 | 0.00012326 | 0 | 0.11315 | 0.11312 | 0.11314 | 0.11314 | 0.11267 | 0.11315 | 0 | 0 | 0.023943 | 1.35 | 0.14583 | 1.4981 | 1.4981 | 5.3813 | 0.5772 | 0.0061261 | 0.0036608 | 0.012521 | 0.087661 | 0 | 0.0011913 | 0.024329 | 1.2821 | 0.27018 | 4.6092 | 2.0585 | 0.65508 | 0.5298 | 0.81115 | 0 | 0 | 0 | 0 | -68.1125 | 0.053997 | 0 | 0.0057868 | 0 | -0.48399 | 0 | 0 | 0 | 0 | 0 | 0 | 0 | 0 | 0.61705 | 0.044241 | 0.00026332 | 0 | 1.822 | 0 | 2.4943 | 0 | 0.42219 | 18.9441 | 1.2254 | 3.0551 | 0.1796 | 0.050933 | -0.7093 | 0.73583 | 0.23426 | 3.7293 | -30.1541 | 20.2076 | -1.1933 | 0 | 0.23416 | 0 | 1.6728 | 0.36627
2025_07_09 Hr 15 | 0.71068 | 0.00020943 | 0 | 0.11315 | 0.11312 | 0.11314 | 0.11314 | 0.11267 | 0.11315 | 0 | 0 | 0.023943 | 1.44 | 0.22076 | 1.4981 | 1.4981 | 5.3813 | 0.5772 | 0.0061261 | 0.0036608 | 0.012521 | 0.087661 | 0 | 0.0011913 | 0.024329 | 1.2821 | 0.27018 | 4.6092 | 2.0585 | 0.65508 | 0.5298 | 0.81115 | 0 | 0 | 0 | 0 | -97.5726 | 0.053997 | 0 | 0.0082128 | 0 | -0.68777 | 0 | 0 | 0 | 0 | 0 | 0 | 0 | 0 | 0.82031 | 0.044241 | 0.00026332 | 0 | 1.822 | 0 | 2.4943 | 0 | 0.72251 | 18.9441 | 1.2254 | 3.0551 | 0.1796 | 0.050933 | -0.71068 | 0.73583 | 0.23426 | 3.7293 | -59.1468 | 20.8802 | -1.3984 | 0 | 0.23416 | 0 | 1.6728 | 0.36887
2025_07_09 Hr 16 | 0.61289 | 0.00046308 | 0 | 0.11315 | 0.11312 | 0.11314 | 0.11314 | 0.11267 | 0.11315 | 0 | 0 | 0.023943 | 1.56 | 0.27919 | 1.4981 | 1.4981 | 5.3813 | 0.5772 | 0.0061261 | 0.0036608 | 0.012521 | 0.087661 | 0 | 0.0011913 | 0.024329 | 1.2821 | 0.27018 | 4.6092 | 2.0585 | 0.65508 | 0.5298 | 0.81115 | 0 | 0 | 0 | 0 | -117.328 | 0.053997 | 0 | 0.0095877 | 0 | -0.80326 | 0 | 0 | 0 | 0 | 0 | 0 | 0 | 0 | 0.95824 | 0.044241 | 0.00026332 | 0 | 1.822 | 0 | 2.4943 | 0 | 0.93143 | 18.9441 | 1.2254 | 3.0551 | 0.1796 | 0.050933 | -0.61289 | 0.73583 | 0.23426 | 3.7293 | -78.4913 | 21.3088 | -1.4162 | 0 | 0.23416 | 0 | 1.6728 | 0.3698
2025_07_09 Hr 17 | 0.36362 | 0.00057776 | 0 | 0.11315 | 0.11312 | 0.11314 | 0.11314 | 0.11267 | 0.11315 | 0 | 0 | 0.023943 | 1.71 | 0.32526 | 1.4981 | 1.4981 | 5.3813 | 0.5772 | 0.0061261 | 0.0036608 | 0.012521 | 0.087661 | 0 | 0.0011913 | 0.024329 | 1.2821 | 0.27018 | 4.6092 | 2.0585 | 0.65508 | 0.5298 | 0.81115 | 0 | 0 | 0 | 0 | -123.3669 | 0.053997 | 0 | 0.01019 | 0 | -0.85385 | 0 | 0 | 0 | 0 | 0 | 0 | 0 | 0 | 1.1615 | 0.044241 | 0.00026332 | 0 | 1.822 | 0 | 2.4943 | 0 | 0.72251 | 18.9441 | 1.2254 | 3.0551 | 0.1796 | 0.050933 | -0.36362 | 0.73583 | 0.23426 | 3.7293 | -84.3914 | 21.2489 | -1.2175 | 0 | 0.23416 | 0 | 1.6728 | 0.36859
2025_07_09 Hr 18 | 0.20408 | 0.00020649 | 0 | 0.11315 | 0.11312 | 0.11314 | 0.11314 | 0.11267 | 0.11315 | 0 | 0 | 0.023943 | 1.71 | 0.27463 | 1.4981 | 1.4981 | 5.3813 | 0.5772 | 0.0061261 | 0.0036608 | 0.012521 | 0.087661 | 0 | 0.0011913 | 0.024329 | 1.2821 | 0.27018 | 4.6092 | 2.0585 | 0.65508 | 0.5298 | 0.81115 | 0 | 0 | 0 | 0 | -111.4413 | 0.053997 | 0 | 0.0086038 | 0 | -0.72062 | 0 | 0 | 0 | 0 | 0 | 0 | 0 | 0 | 1.2994 | 0.044241 | 0.00026332 | 0 | 1.822 | 0 | 2.4943 | 0 | 1.0185 | 18.9441 | 1.2254 | 3.0551 | 0.1796 | 0.050933 | -0.20408 | 0.73583 | 0.23426 | 3.7293 | -71.9455 | 21.4764 | -0.9247 | 0 | 0.23416 | 0 | 1.6728 | 0.3727
2025_07_09 Hr 19 | 0.090669 | 0.00013541 | 0 | 0.11315 | 0.11312 | 0.11314 | 0.11314 | 0.11267 | 0.11315 | 0 | 0 | 0.023943 | 1.59 | 0.20298 | 1.4981 | 1.4981 | 5.3813 | 0.5772 | 0.0061261 | 0.0036608 | 0.012521 | 0.087661 | 0 | 0.0011913 | 0.024329 | 1.2821 | 0.27018 | 4.6092 | 2.0585 | 0.65508 | 0.5298 | 0.81115 | 0 | 0 | 0 | 0 | -92.0626 | 0.053997 | 0 | 0.0068388 | 0 | -0.57236 | 0 | 0 | 0 | 0 | 0 | 0 | 0 | 0 | 1.372 | 0.044241 | 0.00026332 | 0 | 1.822 | 0 | 2.4943 | 0 | 0.66157 | 18.9441 | 1.2254 | 3.0551 | 0.1796 | 0.050933 | -0.090669 | 0.73583 | 0.23426 | 3.7293 | -52.8948 | 20.8868 | -0.66303 | 0 | 0.23416 | 0 | 1.6728 | 0.37254
2025_07_09 Hr 20 | 0.02274 | 5.9868e-05 | 0 | 0.11315 | 0.11312 | 0.11314 | 0.11314 | 0.11267 | 0.11315 | 0 | 0 | 0.023943 | 1.56 | 0.096853 | 1.4981 | 1.4981 | 5.3813 | 0.5772 | 0.0061261 | 0.0036608 | 0.012521 | 0.087661 | 0 | 0.0011913 | 0.024329 | 1.2805 | 0.27018 | 4.6092 | 2.0585 | 0.65508 | 0.5298 | 0.81115 | 0 | 0 | 0 | 0 | -45.7507 | 0.053997 | 0 | 0.003326 | 0 | -0.27728 | 0 | 0 | 0 | 0 | 0 | 0 | 0 | 0 | 1.372 | 0.044241 | 0.00026332 | 0 | 1.822 | 0 | 2.4762 | 0 | 0.4483 | 18.9242 | 1.2254 | 3.0551 | 0.1796 | 0.050933 | -0.02274 | 0.73583 | 0.23426 | 3.7293 | -6.6619 | 20.4646 | -0.30002 | 0 | 0.23416 | 0 | 1.6728 | 0.36773
2025_07_09 Hr 21 | 0 | 6.9973e-05 | 0 | 0.11315 | 0.11312 | 0.11314 | 0.11314 | 0.11267 | 0.11315 | 0 | 0 | 0.023943 | 1.44 | 0.065996 | 1.4981 | 1.4981 | 5.3813 | 0.5772 | 0.0061261 | 0.0036608 | 0.012521 | 0.087661 | 0 | 0.0011913 | 0.024329 | 0.94751 | 0.27018 | 4.6092 | 2.0585 | 0.65508 | 0.5298 | 0.81115 | 0 | 0 | 0 | 0 | -35.3733 | 0.053997 | 0 | 0.0024552 | 0 | -0.20414 | 0 | 0 | 0 | 0 | 0 | 0 | 0 | 0 | 1.0962 | 0.044241 | 0.00026332 | 0 | 1.822 | 0 | 2.2635 | 0 | 0.60064 | 18.3786 | 1.2254 | 3.0551 | 0.1796 | 0.050933 | 0 | 0.73583 | 0.23426 | 3.7293 | 2.9633 | 20.1621 | -0.20414 | 0 | 0.23416 | 0 | 1.6728 | 0.36242
2025_07_09 Hr 22 | 0 | 6.7716e-06 | 0 | 0.11315 | 0.11312 | 0.11314 | 0.11314 | 0.11267 | 0.11315 | 0 | 0 | 0.023943 | 1.14 | 0.025281 | 1.4981 | 1.4981 | 4.4328 | 0.1924 | 0.0061261 | 0.0036608 | 0.012521 | 0.087661 | 0 | 0.0011913 | 0.024329 | 0.47904 | 0.27018 | 4.6092 | 2.0585 | 0.10918 | 0.5298 | 0.81115 | 0 | 0 | 0 | 0 | -15.502 | 0.053997 | 0 | 0.001188 | 0 | -0.097692 | 0 | 0 | 0 | 0 | 0 | 0 | 0 | 0 | 1.0962 | 0.044241 | 0.00026332 | 0 | 1.822 | 0 | 1.7473 | 0 | 1.4407 | 15.5147 | 1.2254 | 3.0551 | 0.1796 | 0.050933 | 0 | 0.73583 | 0.23426 | 3.7293 | 20.566 | 20.651 | -0.097692 | 0 | 0.23416 | 0 | 1.6728 | 0.35207
2025_07_09 Hr 23 | 0 | 0 | 0 | 0.11315 | 0.11312 | 0.11314 | 0.11314 | 0.11267 | 0.11315 | 0 | 0 | 0.023943 | 1.29 | 0.035855 | 1.4536 | 1.4536 | 4.4646 | 0.1634 | 0.0061261 | 0.0036608 | 0.012521 | 0.087661 | 0 | 0.0011913 | 0.024329 | 0.48911 | 0.27018 | 4.7032 | 2.0585 | 0.21836 | 0.50429 | 0.81115 | 0 | 0 | 0 | 0 | -21.9215 | 0.053997 | 0 | 0.001489 | 0 | -0.12297 | 0 | 0 | 0 | 0 | 0 | 0 | 0 | 0 | 1.6406 | 0.044241 | 0.00026332 | 0 | 1.822 | 0 | 2.0046 | 0 | 1.4102 | 15.8989 | 1.2254 | 3.0551 | 0.1796 | 0.050933 | 0 | 0.73583 | 0.23426 | 3.7293 | 15.1387 | 21.2842 | -0.12297 | 0 | 0.23416 | 0 | 1.6728 | 0.33622
2025_07_09 Hr 24 | 0 | 0 | 0 | 0 | 0 | 0 | 0 | 0 | 0 | 0 | 0 | 0.023943 | 1.44 | 0.016742 | 0.53408 | 0.53409 | 3.6405 | 0 | 0.0061261 | 0.0036608 | 0.012521 | 0.087661 | 0 | 0.0011913 | 0.024329 | 0.47904 | 0 | 3.8028 | 2.0585 | 0 | 0.38582 | 0.81115 | 0 | 0 | 0 | 0 | -5.5685 | 0.053997 | 0 | 0.0013702 | 0 | -0.050218 | 0 | 0 | 0 | 0 | 0 | 0 | 0 | 0 | 1.7785 | 0.044241 | 0.00026332 | 0 | 1.822 | 0 | 1.8849 | 0 | 0.96189 | 10.8754 | 1.2254 | 3.0551 | 0.1796 | 0.050933 | 0 | 0.73583 | 0.23426 | 3.7293 | 26.2255 | 20.9688 | -0.050218 | 0 | 0.23416 | 0 | 1.6728 | 0.3188
2025_07_10 Hr 01 | 0 | 0 | 0 | 0 | 0 | 0 | 0 | 0 | 0 | 0 | 0 | 0.023943 | 1.32 | 0.0042011 | 0.53249 | 0.53249 | 3.6176 | 0 | 0.0061261 | 0.0036608 | 0.012521 | 0.087661 | 0 | 0.0011913 | 0.024329 | 0.47904 | 0 | 3.7789 | 2.0585 | 0 | 0.38582 | 0.81115 | 0 | 0 | 0 | 0 | -1.2824 | 0.053997 | 0 | 0.0005456 | 0 | -0.012222 | 0 | 0 | 0 | 0 | 0 | 0 | 0 | 0 | 1.7132 | 0.044241 | 0.00026332 | 0 | 1.822 | 0 | 0 | 0 | 0.84002 | 8.9405 | 1.2254 | 3.0551 | 0.1796 | 0.050933 | 0 | 0.73583 | 0.23426 | 3.7293 | 28.2791 | 20.6332 | -0.012222 | 0 | 0.23416 | 0 | 1.6728 | 0.30288
2025_07_10 Hr 02 | 0 | 0 | 0 | 0 | 0 | 0 | 0 | 0 | 0 | 0 | 0 | 0.023943 | 0.72 | 0.008414 | 0.53249 | 0.53249 | 3.6176 | 0 | 0.0061261 | 0.0036608 | 0.012521 | 0.087661 | 0 | 0.0011913 | 0.024329 | 0.47904 | 0 | 3.7789 | 2.0585 | 0 | 0.38582 | 0.81115 | 0 | 0 | 0 | 0 | -4.7179 | 0.053997 | 0 | 0.0020033 | 0 | -0.050488 | 0 | 0 | 0 | 0 | 0 | 0 | 0 | 0 | 1.9891 | 0.044241 | 0.00026332 | 0 | 1.822 | 0 | 0 | 0 | 0.93143 | 8.9405 | 1.2254 | 3.0551 | 0.1796 | 0.050933 | 0 | 0.73583 | 0.23426 | 3.7293 | 24.5698 | 20.3976 | -0.050488 | 0 | 0.23416 | 0 | 1.6728 | 0.29586
2025_07_10 Hr 03 | 0 | 0 | 0 | 0 | 0 | 0 | 0 | 0 | 0 | 0 | 0 | 0.023943 | 0.24 | 0.0026744 | 0.53249 | 0.53249 | 3.6176 | 0 | 0.0061261 | 0.0036608 | 0.012521 | 0.087661 | 0 | 0.0011913 | 0.024329 | 0.47904 | 0 | 3.7789 | 2.0585 | 0 | 0.38582 | 0.81115 | 0 | 0 | 0 | 0 | -4.5923 | 0.053997 | 0 | 0.0019103 | 0 | -0.048045 | 0 | 0 | 0 | 0 | 0 | 0 | 0 | 0 | 2.3956 | 0.044241 | 0.00026332 | 0 | 1.822 | 0 | 0 | 0 | 1.4102 | 8.9405 | 1.2254 | 3.0551 | 0.1796 | 0.050933 | 0 | 0.73583 | 0.23426 | 3.7293 | 25.0905 | 20.7903 | -0.048045 | 0 | 0.23416 | 0 | 1.6728 | 0.28897
2025_07_10 Hr 04 | 0 | 0 | 0 | 0 | 0 | 0 | 0 | 0 | 0 | 0 | 0 | 0.023943 | 0.24 | 0.0032473 | 0.55637 | 0.55637 | 3.6921 | 0 | 0.0061261 | 0.0036608 | 0.012521 | 0.087661 | 0 | 0.0011913 | 0.024329 | 0.47904 | 0 | 3.8762 | 2.0585 | 0 | 0.39871 | 0.81115 | 0 | 0 | 0 | 0 | -5.4917 | 0.053997 | 0 | 0.0023195 | 0 | -0.058788 | 0 | 0 | 0 | 0 | 0 | 0 | 0 | 0 | 2.5989 | 0.044241 | 0.00026332 | 0 | 1.822 | 0 | 0 | 0 | 1.0185 | 9.1601 | 1.2254 | 3.0551 | 0.1796 | 0.050933 | 0 | 0.73583 | 0.23426 | 3.7293 | 24.2209 | 20.6114 | -0.058788 | 0 | 0.23416 | 0 | 1.6728 | 0.28505
2025_07_10 Hr 05 | 0 | 0 | 0 | 0 | 0 | 0 | 0 | 0 | 0 | 0 | 0 | 0.023943 | 0.18 | 0.0016969 | 0.53249 | 0.53249 | 3.6176 | 0 | 0.0061261 | 0.0036608 | 0.012521 | 0.087661 | 0 | 0.0011913 | 0.024329 | 0.47904 | 0 | 3.7789 | 2.0585 | 0 | 0.38582 | 0.81115 | 0 | 0 | 0 | 0 | -3.7313 | 0.053997 | 0 | 0.0016161 | 0 | -0.040324 | 0 | 0 | 0 | 0 | 0 | 0 | 0 | 0 | 2.3303 | 0.044241 | 0.00026332 | 0 | 1.822 | 0 | 0 | 0 | 1.593 | 8.9405 | 1.2254 | 3.0551 | 0.1796 | 0.050933 | 0 | 0.73583 | 0.23426 | 3.7293 | 26.0153 | 20.8464 | -0.040324 | 0 | 0.23416 | 0 | 1.6728 | 0.28861
2025_07_10 Hr 06 | 0.045117 | 0 | 0 | 0 | 0 | 0 | 0 | 0 | 0 | 0 | 0 | 0.023943 | 0.09 | 0.0015347 | 0.65664 | 0.65667 | 3.63 | 0 | 0.0061261 | 0.0036608 | 0.012521 | 0.087661 | 0 | 0.0011913 | 0.024329 | 0.47904 | 0 | 3.8081 | 2.0585 | 0 | 0.38969 | 0.81115 | 0 | 0 | 0 | 0 | -7.1948 | 0.053997 | 0 | 0.0029232 | 0 | -0.074634 | 0 | 0 | 0 | 0 | 0 | 0 | 0 | 0 | 2.3303 | 0.044241 | 0.00026332 | 0 | 1.822 | 0 | 0 | 0 | 1.3797 | 9.2305 | 1.2254 | 3.0551 | 0.1796 | 0.050933 | -0.045117 | 0.73583 | 0.23426 | 3.7293 | 22.5208 | 20.6049 | -0.11975 | 0 | 0.23416 | 0 | 1.6728 | 0.3015
2025_07_10 Hr 07 | 0.22653 | 1.3976e-06 | 0 | 0 | 0 | 0 | 0 | 0 | 0 | 0 | 0 | 0.023943 | 0.06 | 0.0013044 | 0.88585 | 0.88592 | 4.5231 | 0 | 0.0061261 | 0.0036608 | 0.012521 | 0.087661 | 0 | 0.0011913 | 0.024329 | 0 | 0 | 4.2687 | 2.0585 | 0 | 0.47756 | 0.81115 | 0 | 0 | 0 | 0 | -9.727 | 0.053997 | 0 | 0.016538 | 0 | -0.095729 | 0 | 0 | 0 | 0 | 0 | 0 | 0 | 0 | 1.6406 | 0.044241 | 0.00026332 | 0 | 1.822 | 0 | 0 | 0 | 0.99236 | 10.5635 | 1.2254 | 3.0551 | 0.1796 | 0.050933 | -0.22653 | 0.73583 | 0.23426 | 3.7293 | 20.2892 | 19.7748 | -0.32226 | 0 | 0.23416 | 0 | 1.6728 | 0.30942
2025_07_10 Hr 08 | 0.43155 | 1.6611e-05 | 0 | 0 | 0 | 0 | 0 | 0 | 0 | 0 | 0 | 0.023943 | 0.03 | 0.00081599 | 1.1151 | 1.1152 | 5.3475 | 0.57358 | 0.0061261 | 0.0036608 | 0.012521 | 0.087661 | 0 | 0.0011913 | 0.024329 | 0 | 0 | 4.5802 | 2.0585 | 0 | 0.5298 | 0.81115 | 0 | 0 | 0 | 0 | -14.606 | 0.053997 | 0 | 0.020691 | 0 | -0.1203 | 0 | 0 | 0 | 0 | 0 | 0 | 0 | 0 | 1.2341 | 0.044241 | 0.00026332 | 0 | 1.822 | 0 | 0 | 0 | 0.5397 | 12.7316 | 1.2254 | 3.0551 | 0.1796 | 0.050933 | -0.43155 | 0.73583 | 0.23426 | 3.7293 | 16.7312 | 19.1574 | -0.55185 | 0 | 0.23416 | 0 | 1.6728 | 0.32441
2025_07_10 Hr 09 | 0.49955 | 9.4136e-05 | 0 | 0 | 0 | 0 | 0 | 0 | 0 | 0 | 0 | 0.023943 | 0.12 | 0.0048811 | 1.4433 | 1.443 | 5.3475 | 0.57357 | 0.0061261 | 0.0036608 | 0.012521 | 0.087661 | 0 | 0.0011913 | 0.024329 | 0 | 0 | 4.5802 | 2.0585 | 0 | 0.5298 | 0.81115 | 0 | 0 | 0 | 0 | -23.6983 | 0.053997 | 0 | 0.030943 | 0 | -0.18094 | 0 | 0 | 0 | 0 | 0 | 0 | 0 | 0 | 1.2341 | 0.044241 | 0.00026332 | 0 | 1.822 | 0 | 0 | 0 | 1.3797 | 13.3876 | 1.2254 | 3.0551 | 0.1796 | 0.050933 | -0.49955 | 0.73583 | 0.23426 | 3.7293 | 9.1722 | 20.1634 | -0.68049 | 0 | 0.23416 | 0 | 1.6728 | 0.3282
2025_07_10 Hr 10 | 0.61303 | 0.00023063 | 0 | 0 | 0 | 0 | 0 | 0 | 0 | 0 | 0 | 0.023943 | 0.18 | 0.0078991 | 1.4981 | 1.4981 | 5.3475 | 0.57358 | 0.0061261 | 0.0036608 | 0.012521 | 0.087661 | 0 | 0.0011913 | 0.024329 | 0 | 0 | 4.5802 | 2.0585 | 0.65096 | 0.5298 | 0.81115 | 0 | 0 | 0 | 0 | -26.3286 | 0.053997 | 0 | 0.033383 | 0 | -0.19538 | 0 | 0 | 0 | 0 | 0 | 0 | 0 | 0 | 1.2341 | 0.044241 | 0.00026332 | 0 | 1.822 | 0 | 0 | 0 | 1.5016 | 14.1486 | 1.2254 | 3.0551 | 0.1796 | 0.050933 | -0.61303 | 0.73583 | 0.23426 | 3.7293 | 7.4822 | 20.4706 | -0.80841 | 0 | 0.23416 | 0 | 1.6728 | 0.33691
2025_07_10 Hr 11 | 0.61282 | 0.00036992 | 0 | 0 | 0 | 0 | 0 | 0 | 0 | 0 | 0 | 0.023943 | 0.27 | 0.014353 | 1.4981 | 1.4981 | 5.3475 | 0.57358 | 0.0061261 | 0.0036608 | 0.012521 | 0.087661 | 0 | 0.0011913 | 0.024329 | 0 | 0 | 4.5802 | 2.0585 | 0.65096 | 0.5298 | 0.81115 | 0 | 0 | 0 | 0 | -31.4324 | 0.053997 | 0 | 0.040438 | 0 | -0.23711 | 0 | 0 | 0 | 0 | 0 | 0 | 0 | 0 | 0.95824 | 0.044241 | 0.00026332 | 0 | 1.822 | 0 | 0 | 0 | 1.0489 | 14.1486 | 1.2254 | 3.0551 | 0.1796 | 0.050933 | -0.61282 | 0.73583 | 0.23426 | 3.7293 | 1.714 | 19.8478 | -0.84993 | 0 | 0.23416 | 0 | 1.6728 | 0.3462
2025_07_10 Hr 12 | 0.61296 | 0.00051274 | 0 | 0.056231 | 0.056202 | 0.056214 | 0.056214 | 0.055983 | 0.056219 | 0 | 0 | 0.023943 | 0.39 | 0.024113 | 1.4981 | 1.4981 | 5.3475 | 0.57358 | 0.0061261 | 0.0036608 | 0.012521 | 0.087661 | 0 | 0.0011913 | 0.024329 | 0 | 0 | 4.5802 | 2.0585 | 0.65096 | 0.5298 | 0.81115 | 0 | 0 | 0 | 0 | -40.7398 | 0.053997 | 0 | 0.041439 | 0 | -0.27613 | 0 | 0 | 0 | 0 | 0 | 0 | 0 | 0 | 0.75498 | 0.044241 | 0.00026332 | 0 | 1.822 | 0 | 3.4359 | 0 | 0.72251 | 16.8253 | 1.2254 | 3.0551 | 0.1796 | 0.050933 | -0.61296 | 0.73583 | 0.23426 | 3.7293 | -5.3423 | 19.4613 | -0.88909 | 0 | 0.23416 | 0 | 1.6728 | 0.35941
2025_07_10 Hr 13 | 0.72535 | 0.00045707 | 0 | 0.11244 | 0.1124 | 0.11243 | 0.11243 | 0.11197 | 0.11244 | 0 | 0 | 0.023943 | 0.48 | 0.025374 | 1.4981 | 1.4981 | 5.3475 | 0.57358 | 0.0061261 | 0.0036608 | 0.012521 | 0.087661 | 0 | 0.0011913 | 0.024329 | 0 | 0 | 4.5802 | 2.0585 | 0.65096 | 0.5298 | 0.81115 | 0 | 0 | 0 | 0 | -32.8908 | 0.053997 | 0 | 0.033983 | 0 | -0.23578 | 0 | 0 | 0 | 0 | 0 | 0 | 0 | 0 | 0.61705 | 0.044241 | 0.00026332 | 0 | 1.822 | 0 | 2.4787 | 0 | 0.93143 | 17.3013 | 1.2254 | 3.0551 | 0.1796 | 0.050933 | -0.72535 | 0.73583 | 0.23426 | 3.7293 | 3.1857 | 19.7364 | -0.96113 | 0 | 0.23416 | 0 | 1.6728 | 0.35985
2025_07_10 Hr 14 | 0.69673 | 0.00051319 | 0 | 0.11244 | 0.1124 | 0.11243 | 0.11243 | 0.11197 | 0.11244 | 0 | 0 | 0.023943 | 0.57 | 0.030234 | 1.4981 | 1.4981 | 5.3475 | 0.57358 | 0.0061261 | 0.0036608 | 0.012521 | 0.087661 | 0 | 0.0011913 | 0.024329 | 0 | 0 | 4.5802 | 2.0585 | 0.65096 | 0.5298 | 0.81115 | 0 | 0 | 0 | 0 | -31.5086 | 0.053997 | 0 | 0.034099 | 0 | -0.23659 | 0 | 0 | 0 | 0 | 0 | 0 | 0 | 0 | 0.82031 | 0.044241 | 0.00026332 | 0 | 1.822 | 0 | 2.4787 | 0 | 0.96189 | 17.3013 | 1.2254 | 3.0551 | 0.1796 | 0.050933 | -0.69673 | 0.73583 | 0.23426 | 3.7293 | 4.9023 | 20.0429 | -0.93332 | 0 | 0.23416 | 0 | 1.6728 | 0.36634
2025_07_10 Hr 15 | 0.69833 | 0.0004166 | 0 | 0.11244 | 0.1124 | 0.11243 | 0.11243 | 0.11197 | 0.11244 | 0 | 0 | 0.023943 | 0.75 | 0.03273 | 1.4981 | 1.4981 | 5.3475 | 0.57358 | 0.0061261 | 0.0036608 | 0.012521 | 0.087661 | 0 | 0.0011913 | 0.024329 | 0 | 0 | 4.5802 | 2.0585 | 0.65096 | 0.5298 | 0.81115 | 0 | 0 | 0 | 0 | -24.375 | 0.053997 | 0 | 0.028054 | 0 | -0.19428 | 0 | 0 | 0 | 0 | 0 | 0 | 0 | 0 | 0.82031 | 0.044241 | 0.00026332 | 0 | 1.822 | 0 | 2.4787 | 0 | 0.93143 | 17.3013 | 1.2254 | 3.0551 | 0.1796 | 0.050933 | -0.69833 | 0.73583 | 0.23426 | 3.7293 | 12.228 | 20.1942 | -0.89261 | 0 | 0.23416 | 0 | 1.6728 | 0.36419
2025_07_10 Hr 16 | 0.75681 | 0.00061966 | 0 | 0.11244 | 0.1124 | 0.11243 | 0.11243 | 0.11197 | 0.11244 | 0 | 0 | 0.023943 | 0.87 | 0.056567 | 1.4981 | 1.4981 | 5.3475 | 0.57358 | 0.0061261 | 0.0036608 | 0.012521 | 0.087661 | 0 | 0.0011913 | 0.024329 | 0 | 0.26155 | 4.5802 | 2.0585 | 0.65096 | 0.5298 | 0.81115 | 0 | 0 | 0 | 0 | -34.9156 | 0.053997 | 0 | 0.041798 | 0 | -0.29049 | 0 | 0 | 0 | 0 | 0 | 0 | 0 | 0 | 0.75498 | 0.044241 | 0.00026332 | 0 | 1.822 | 0 | 2.4787 | 0 | 0.84002 | 17.4132 | 1.2254 | 3.0551 | 0.1796 | 0.050933 | -0.75681 | 0.73583 | 0.23426 | 3.7293 | 1.6931 | 20.2428 | -1.0473 | 0 | 0.23416 | 0 | 1.6728 | 0.36694
2025_07_10 Hr 17 | 0.73698 | 0.00069593 | 0 | 0.11244 | 0.1124 | 0.11243 | 0.11243 | 0.11197 | 0.11244 | 0 | 0 | 0.023943 | 0.9 | 0.06296 | 1.4981 | 1.4981 | 5.3475 | 0.57358 | 0.0061261 | 0.0036608 | 0.012521 | 0.087661 | 0 | 0.0011913 | 0.024329 | 0 | 0.26851 | 4.5802 | 2.0585 | 0.65096 | 0.5298 | 0.81115 | 0 | 0 | 0 | 0 | -36.8968 | 0.053997 | 0 | 0.044972 | 0 | -0.3127 | 0 | 0 | 0 | 0 | 0 | 0 | 0 | 0 | 0.75498 | 0.044241 | 0.00026332 | 0 | 1.822 | 0 | 2.4787 | 0 | 0.74862 | 17.5698 | 1.2254 | 3.0551 | 0.1796 | 0.050933 | -0.73698 | 0.73583 | 0.23426 | 3.7293 | -0.20544 | 20.1712 | -1.0497 | 0 | 0.23416 | 0 | 1.6728 | 0.37013
2025_07_10 Hr 18 | 0.61303 | 0.00025687 | 0 | 0.11244 | 0.1124 | 0.11243 | 0.11243 | 0.11197 | 0.11244 | 0 | 0 | 0.023943 | 0.81 | 0.045909 | 1.4981 | 1.4981 | 5.3475 | 0.57358 | 0.0061261 | 0.0036608 | 0.012521 | 0.087661 | 0 | 0.0011913 | 0.024329 | 0 | 0.26851 | 4.5802 | 2.0585 | 0.65096 | 0.5298 | 0.81115 | 0 | 0 | 0 | 0 | -29.7704 | 0.053997 | 0 | 0.036436 | 0 | -0.25295 | 0 | 0 | 0 | 0 | 0 | 0 | 0 | 0 | 0.68238 | 0.044241 | 0.00026332 | 0 | 1.822 | 0 | 2.4787 | 0 | 0.87049 | 17.5698 | 1.2254 | 3.0551 | 0.1796 | 0.050933 | -0.61303 | 0.73583 | 0.23426 | 3.7293 | 6.9233 | 19.9898 | -0.86599 | 0 | 0.23416 | 0 | 1.6728 | 0.37087
2025_07_10 Hr 19 | 0.4771 | 0.00019333 | 0 | 0.11244 | 0.1124 | 0.11243 | 0.11243 | 0.11197 | 0.11244 | 0 | 0 | 0.023943 | 1.26 | 0.042575 | 1.4981 | 1.4981 | 5.3475 | 0.57358 | 0.0061261 | 0.0036608 | 0.012521 | 0.087661 | 0 | 0.0011913 | 0.024329 | 0 | 0.26851 | 4.5802 | 2.0585 | 0.65096 | 0.5298 | 0.81115 | 0 | 0 | 0 | 0 | -18.3664 | 0.053997 | 0 | 0.021722 | 0 | -0.14995 | 0 | 0 | 0 | 0 | 0 | 0 | 0 | 0 | 0.61705 | 0.044241 | 0.00026332 | 0 | 1.822 | 0 | 1.9866 | 0 | 0.90096 | 17.0778 | 1.2254 | 3.0551 | 0.1796 | 0.050933 | -0.4771 | 0.73583 | 0.23426 | 3.7293 | 18.3478 | 20.2635 | -0.62706 | 0 | 0.23416 | 0 | 1.6728 | 0.36877
2025_07_10 Hr 20 | 0.11363 | 5.3514e-05 | 0 | 0 | 0 | 0 | 0 | 0 | 0 | 0 | 0 | 0.023943 | 2.01 | 0.06197 | 1.4981 | 1.4981 | 5.3357 | 0.47798 | 0.0061261 | 0.0036608 | 0.012521 | 0.087661 | 0 | 0.0011913 | 0.024329 | 0 | 0 | 4.5802 | 2.0585 | 0.54247 | 0.5298 | 0.81115 | 0 | 0 | 0 | 0 | -16.1655 | 0.053997 | 0 | 0.021802 | 0 | -0.13664 | 0 | 0 | 0 | 0 | 0 | 0 | 0 | 0 | 0.54445 | 0.044241 | 0.00026332 | 0 | 1.822 | 0 | 1.8809 | 0 | 0.72251 | 15.8136 | 1.2254 | 3.0551 | 0.1796 | 0.050933 | -0.11363 | 0.73583 | 0.23426 | 3.7293 | 19.8092 | 20.4114 | -0.25027 | 0 | 0.23416 | 0 | 1.6728 | 0.36193
2025_07_10 Hr 21 | 0.022813 | 1.8365e-05 | 0 | 0 | 0 | 0 | 0 | 0 | 0 | 0 | 0 | 0.023943 | 2.19 | 0.067634 | 1.4981 | 1.4981 | 5.1904 | 0.38238 | 0.0061261 | 0.0036608 | 0.012521 | 0.087661 | 0 | 0.0011913 | 0.024329 | 0 | 0 | 4.5802 | 2.0585 | 0.37973 | 0.5298 | 0.81115 | 0 | 0 | 0 | 0 | -15.696 | 0.053997 | 0 | 0.023493 | 0 | -0.13687 | 0 | 0 | 0 | 0 | 0 | 0 | 0 | 0 | 0.54445 | 0.044241 | 0.00026332 | 0 | 1.822 | 0 | 0 | 0 | 0.36125 | 13.529 | 1.2254 | 3.0551 | 0.1796 | 0.050933 | -0.022813 | 0.73583 | 0.23426 | 3.7293 | 17.8102 | 20.1369 | -0.15969 | 0 | 0.23416 | 0 | 1.6728 | 0.35387
2025_07_10 Hr 22 | 0 | 1.2074e-05 | 0 | 0 | 0 | 0 | 0 | 0 | 0 | 0 | 0 | 0.023943 | 2.43 | 0.058891 | 1.4981 | 1.4981 | 3.8055 | 0.23899 | 0.0061261 | 0.0036608 | 0.012521 | 0.087661 | 0 | 0.0011913 | 0.024329 | 0 | 0 | 4.5802 | 2.0585 | 0.21699 | 0.5298 | 0.81115 | 0 | 0 | 0 | 0 | -11.1506 | 0.053997 | 0 | 0.018436 | 0 | -0.10696 | 0 | 0 | 0 | 0 | 0 | 0 | 0 | 0 | 0.34119 | 0.044241 | 0.00026332 | 0 | 1.822 | 0 | 0 | 0 | 0.20892 | 11.838 | 1.2254 | 3.0551 | 0.1796 | 0.050933 | 0 | 0.73583 | 0.23426 | 3.7293 | 20.5604 | 19.98 | -0.10696 | 0 | 0.23416 | 0 | 1.6728 | 0.34414
2025_07_10 Hr 23 | 0 | 0 | 0 | 0 | 0 | 0 | 0 | 0 | 0 | 0 | 0 | 0.023943 | 2.46 | 0.061565 | 1.4536 | 1.4536 | 4.3001 | 0.16237 | 0.0061261 | 0.0036608 | 0.012521 | 0.087661 | 0 | 0.0011913 | 0.024329 | 0 | 0 | 4.4924 | 2.0585 | 0 | 0.4803 | 0.81115 | 0 | 0 | 0 | 0 | -13.6478 | 0.053997 | 0 | 0.019038 | 0 | -0.11052 | 0 | 0 | 0 | 0 | 0 | 0 | 0 | 0 | 0.20326 | 0.044241 | 0.00026332 | 0 | 1.822 | 0 | 0 | 0 | 0.60064 | 11.862 | 1.2254 | 3.0551 | 0.1796 | 0.050933 | 0 | 0.73583 | 0.23426 | 3.7293 | 18.3006 | 20.1969 | -0.11052 | 0 | 0.23416 | 0 | 1.6728 | 0.32407
2025_07_10 Hr 24 | 0 | 0 | 0 | 0 | 0 | 0 | 0 | 0 | 0 | 0 | 0 | 0.023943 | 2.37 | 0.040293 | 0.80733 | 0.80735 | 3.903 | 0 | 0.0061261 | 0.0036608 | 0.012521 | 0.087661 | 0 | 0.0011913 | 0.024329 | 0 | 0 | 4.0814 | 2.0585 | 0 | 0.42587 | 0.81115 | 0 | 0 | 0 | 0 | -6.7213 | 0.053997 | 0 | 0.012933 | 0 | -0.074405 | 0 | 0 | 0 | 0 | 0 | 0 | 0 | 0 | 0.20326 | 0.044241 | 0.00026332 | 0 | 1.822 | 0 | 0 | 0 | 0.93143 | 9.599 | 1.2254 | 3.0551 | 0.1796 | 0.050933 | 0 | 0.73583 | 0.23426 | 3.7293 | 23.1479 | 20.3445 | -0.074405 | 0 | 0.23416 | 0 | 1.6728 | 0.30658
2025_07_11 Hr 01 | 0 | 0 | 0 | 0 | 0 | 0 | 0 | 0 | 0 | 0 | 0 | 0.023943 | 2.25 | 0.025396 | 0.53249 | 0.53249 | 3.8919 | 0 | 0.0061261 | 0.0036608 | 0.012521 | 0.087661 | 0 | 0.0011913 | 0.024329 | 0 | 0 | 4.0657 | 2.0585 | 0 | 0.38582 | 0.81115 | 0 | 0 | 0 | 0 | -3.452 | 0.053997 | 0 | 0.0085863 | 0 | -0.048692 | 0 | 0 | 0 | 0 | 0 | 0 | 0 | 0 | 0.41378 | 0.044241 | 0.00026332 | 0 | 1.822 | 0 | 0 | 0 | 0.72251 | 9.0226 | 1.2254 | 3.0551 | 0.1796 | 0.050933 | 0 | 0.73583 | 0.23426 | 3.7293 | 25.6795 | 20.1576 | -0.048692 | 0 | 0.23416 | 0 | 1.6728 | 0.29299
2025_07_11 Hr 02 | 0 | 0 | 0 | 0 | 0 | 0 | 0 | 0 | 0 | 0 | 0 | 0.023943 | 1.95 | 0.027221 | 0.53408 | 0.53409 | 3.8919 | 0 | 0.0061261 | 0.0036608 | 0.012521 | 0.087661 | 0 | 0.0011913 | 0.024329 | 0 | 0 | 4.0657 | 2.0585 | 0 | 0.38582 | 0.81115 | 0 | 0 | 0 | 0 | -4.2117 | 0.053997 | 0 | 0.010619 | 0 | -0.060718 | 0 | 0 | 0 | 0 | 0 | 0 | 0 | 0 | 1.372 | 0.044241 | 0.00026332 | 0 | 1.822 | 0 | 0 | 0 | 0.4483 | 9.0258 | 1.2254 | 3.0551 | 0.1796 | 0.050933 | 0 | 0.73583 | 0.23426 | 3.7293 | 25.2876 | 20.5342 | -0.060718 | 0 | 0.23416 | 0 | 1.6728 | 0.28376
2025_07_11 Hr 03 | 0 | 0 | 0 | 0 | 0 | 0 | 0 | 0 | 0 | 0 | 0 | 0.023943 | 1.17 | 0.016034 | 0.53886 | 0.53887 | 3.8919 | 0 | 0.0061261 | 0.0036608 | 0.012521 | 0.087661 | 0 | 0.0011913 | 0.024329 | 0 | 0 | 4.0657 | 2.0585 | 0 | 0.38582 | 0.81115 | 0 | 0 | 0 | 0 | -3.9491 | 0.053997 | 0 | 0.010425 | 0 | -0.05957 | 0 | 0 | 0 | 0 | 0 | 0 | 0 | 0 | 1.5753 | 0.044241 | 0.00026332 | 0 | 1.822 | 0 | 0 | 0 | 0.20892 | 9.0354 | 1.2254 | 3.0551 | 0.1796 | 0.050933 | 0 | 0.73583 | 0.23426 | 3.7293 | 24.728 | 19.7013 | -0.05957 | 0 | 0.23416 | 0 | 1.6728 | 0.27822
2025_07_11 Hr 04 | 0 | 0 | 0 | 0 | 0 | 0 | 0 | 0 | 0 | 0 | 0 | 0.023943 | 2.19 | 0.060896 | 0.65664 | 0.65664 | 4.773 | 0 | 0.0061261 | 0.0036608 | 0.012521 | 0.087661 | 0 | 0.0011913 | 0.024329 | 0 | 0 | 4.7214 | 2.0585 | 0 | 0.46652 | 0.81115 | 0 | 0 | 0 | 0 | -13.0198 | 0.053997 | 0 | 0.021153 | 0 | -0.12303 | 0 | 0 | 0 | 0 | 0 | 0 | 0 | 0 | 1.5753 | 0.044241 | 0.00026332 | 0 | 1.822 | 0 | 0 | 0 | 0.5397 | 10.8077 | 1.2254 | 3.0551 | 0.1796 | 0.050933 | 0 | 0.73583 | 0.23426 | 3.7293 | 18.8391 | 21.1743 | -0.12303 | 0 | 0.23416 | 0 | 1.6728 | 0.27489
2025_07_11 Hr 05 | 0 | 0 | 0 | 0 | 0 | 0 | 0 | 0 | 0 | 0 | 0 | 0.023943 | 1.86 | 0.034928 | 0.88585 | 0.88586 | 3.9453 | 0 | 0.0061261 | 0.0036608 | 0.012521 | 0.087661 | 0 | 0.0011913 | 0.024329 | 0 | 0 | 4.139 | 2.0585 | 0 | 0.39485 | 0.81115 | 0 | 0 | 0 | 0 | -7.964 | 0.053997 | 0 | 0.014285 | 0 | -0.082403 | 0 | 0 | 0 | 0 | 0 | 0 | 0 | 0 | 1.2994 | 0.044241 | 0.00026332 | 0 | 1.822 | 0 | 0 | 0 | 1.593 | 9.8561 | 1.2254 | 3.0551 | 0.1796 | 0.050933 | 0 | 0.73583 | 0.23426 | 3.7293 | 23.3348 | 21.5252 | -0.082403 | 0 | 0.23416 | 0 | 1.6728 | 0.27592
2025_07_11 Hr 06 | 0.022813 | 0 | 0 | 0 | 0 | 0 | 0 | 0 | 0 | 0 | 0 | 0.023943 | 0.42 | 0.005889 | 0.54204 | 0.54205 | 3.8919 | 0 | 0.0061261 | 0.0036608 | 0.012521 | 0.087661 | 0 | 0.0011913 | 0.024329 | 0 | 0 | 4.0657 | 2.0585 | 0 | 0.38582 | 0.81115 | 0 | 0 | 0 | 0 | -4.2117 | 0.053997 | 0 | 0.010666 | 0 | -0.060997 | 0 | 0 | 0 | 0 | 0 | 0 | 0 | 0 | 1.372 | 0.044241 | 0.00026332 | 0 | 1.822 | 0 | 0 | 0 | 1.5016 | 9.0417 | 1.2254 | 3.0551 | 0.1796 | 0.050933 | -0.022813 | 0.73583 | 0.23426 | 3.7293 | 24.8067 | 20.0605 | -0.083809 | 0 | 0.23416 | 0 | 1.6728 | 0.28528
2025_07_11 Hr 07 | 0.22653 | 2.5103e-06 | 0 | 0 | 0 | 0 | 0 | 0 | 0 | 0 | 0 | 0.023943 | 0.33 | 0.0085906 | 0.65664 | 0.65664 | 4.8661 | 0.25711 | 0.0061261 | 0.0036608 | 0.012521 | 0.087661 | 0 | 0.0011913 | 0.024329 | 0 | 0 | 4.5927 | 2.0585 | 0 | 0.47756 | 0.81115 | 0 | 0 | 0 | 0 | -10.9095 | 0.053997 | 0 | 0.019803 | 0 | -0.11504 | 0 | 0 | 0 | 0 | 0 | 0 | 0 | 0 | 2.1197 | 0.044241 | 0.00026332 | 0 | 1.822 | 0 | 0 | 0 | 1.3797 | 11.0292 | 1.2254 | 3.0551 | 0.1796 | 0.050933 | -0.22653 | 0.73583 | 0.23426 | 3.7293 | 20.6874 | 20.9093 | -0.34157 | 0 | 0.23416 | 0 | 1.6728 | 0.30012
2025_07_11 Hr 08 | 0.47696 | 1.8119e-05 | 0 | 0 | 0 | 0 | 0 | 0 | 0 | 0 | 0 | 0.023943 | 0.21 | 0.0087686 | 1.0917 | 1.0915 | 5.753 | 0.61706 | 0.0061261 | 0.0036608 | 0.012521 | 0.087661 | 0 | 0.0011913 | 0.024329 | 0 | 0 | 4.9279 | 2.0585 | 0 | 0.5298 | 0.81115 | 0 | 0 | 0 | 0 | -25.212 | 0.053997 | 0 | 0.031764 | 0 | -0.1858 | 0 | 0 | 0 | 0 | 0 | 0 | 0 | 0 | 2.3956 | 0.044241 | 0.00026332 | 0 | 1.822 | 0 | 0 | 0 | 1.0185 | 13.4811 | 1.2254 | 3.0551 | 0.1796 | 0.050933 | -0.47696 | 0.73583 | 0.23426 | 3.7293 | 8.6334 | 21.0271 | -0.66276 | 0 | 0.23416 | 0 | 1.6728 | 0.3204
2025_07_11 Hr 09 | 0.7943 | 0.00012088 | 0 | 0.050405 | 0.05039 | 0.0504 | 0.0504 | 0.050194 | 0.050405 | 0 | 0 | 0.023943 | 0.09 | 0.0045129 | 1.4417 | 1.4414 | 5.753 | 0.61706 | 0.0061261 | 0.0036608 | 0.012521 | 0.087661 | 0 | 0.0011913 | 0.024329 | 0 | 0 | 4.9279 | 2.0585 | 0.70036 | 0.5298 | 0.81115 | 0 | 0 | 0 | 0 | -38.3191 | 0.053997 | 0 | 0.034098 | 0 | -0.22354 | 0 | 0 | 0 | 0 | 0 | 0 | 0 | 0 | 1.8511 | 0.044241 | 0.00026332 | 0 | 1.822 | 0 | 3.6382 | 0 | 0.90096 | 17.7009 | 1.2254 | 3.0551 | 0.1796 | 0.050933 | -0.7943 | 0.73583 | 0.23426 | 3.7293 | -1.0663 | 20.5698 | -1.0178 | 0 | 0.23416 | 0 | 1.6728 | 0.33188
2025_07_11 Hr 10 | 0.65808 | 0.00031797 | 0 | 0.12097 | 0.12094 | 0.12096 | 0.12096 | 0.12046 | 0.12097 | 0 | 0 | 0.023943 | 0.24 | 0.013264 | 1.4981 | 1.4981 | 5.753 | 0.61707 | 0.0061261 | 0.0036608 | 0.012521 | 0.087661 | 0 | 0.0011913 | 0.024329 | 4.898 | 0 | 4.9279 | 2.0585 | 0.70037 | 0.5298 | 0.81115 | 0 | 0 | 0 | 0 | -45.0713 | 0.053997 | 0 | 0.0029606 | 0 | -0.24659 | 0 | 0 | 0 | 0 | 0 | 0 | 0 | 0 | 1.6406 | 0.044241 | 0.00026332 | 0 | 1.822 | 0 | 2.6668 | 0 | 0.80956 | 18.9763 | 1.2254 | 3.0551 | 0.1796 | 0.050933 | -0.65808 | 0.73583 | 0.23426 | 3.7293 | -6.7013 | 20.2983 | -0.90467 | 0 | 0.23416 | 0 | 1.6728 | 0.33961
2025_07_11 Hr 11 | 0.72637 | 0.00049794 | 0 | 0.12097 | 0.12094 | 0.12096 | 0.12096 | 0.12046 | 0.12097 | 0 | 0 | 0.023943 | 0.54 | 0.031098 | 1.4981 | 1.4981 | 5.753 | 0.61707 | 0.0061261 | 0.0036608 | 0.012521 | 0.087661 | 0 | 0.0011913 | 0.024329 | 1.0352 | 0 | 4.9279 | 2.0585 | 0.70037 | 0.5298 | 0.81115 | 0 | 0 | 0 | 0 | -46.9931 | 0.053997 | 0 | 0.0030851 | 0 | -0.25705 | 0 | 0 | 0 | 0 | 0 | 0 | 0 | 0 | 1.4374 | 0.044241 | 0.00026332 | 0 | 1.822 | 0 | 2.6668 | 0 | 0.50924 | 19.4219 | 1.2254 | 3.0551 | 0.1796 | 0.050933 | -0.72637 | 0.73583 | 0.23426 | 3.7293 | -8.3638 | 20.1909 | -0.98342 | 0 | 0.23416 | 0 | 1.6728 | 0.34945
2025_07_11 Hr 12 | 0.73102 | 0.00065974 | 0 | 0.12097 | 0.12094 | 0.12096 | 0.12096 | 0.12046 | 0.12097 | 0 | 0 | 0.023943 | 0.54 | 0.033792 | 1.4981 | 1.4981 | 5.753 | 0.61707 | 0.0061261 | 0.0036608 | 0.012521 | 0.087661 | 0 | 0.0011913 | 0.024329 | 1.2582 | 0 | 4.9279 | 2.0585 | 0.70037 | 0.5298 | 0.81115 | 0 | 0 | 0 | 0 | -51.3112 | 0.053997 | 0 | 0.0033523 | 0 | -0.2795 | 0 | 0 | 0 | 0 | 0 | 0 | 0 | 0 | 1.2994 | 0.044241 | 0.00026332 | 0 | 1.822 | 0 | 2.6668 | 0 | 0.33079 | 19.6449 | 1.2254 | 3.0551 | 0.1796 | 0.050933 | -0.73102 | 0.73583 | 0.23426 | 3.7293 | -12.7845 | 19.8923 | -1.0105 | 0 | 0.23416 | 0 | 1.6728 | 0.35978
2025_07_11 Hr 13 | 0.74177 | 0.00085599 | 0 | 0.12097 | 0.12094 | 0.12096 | 0.12096 | 0.12046 | 0.12097 | 0 | 0 | 0.023943 | 0.69 | 0.046697 | 1.4981 | 1.4981 | 5.753 | 0.61707 | 0.0061261 | 0.0036608 | 0.012521 | 0.087661 | 0 | 0.0011913 | 0.024329 | 1.2821 | 0.29392 | 4.9279 | 2.0585 | 0.70037 | 0.5298 | 0.81115 | 0 | 0 | 0 | 0 | -54.9177 | 0.053997 | 0 | 0.0036255 | 0 | -0.30244 | 0 | 0 | 0 | 0 | 0 | 0 | 0 | 0 | 1.0962 | 0.044241 | 0.00026332 | 0 | 1.822 | 0 | 2.6668 | 0 | 0.30032 | 19.8131 | 1.2254 | 3.0551 | 0.1796 | 0.050933 | -0.74177 | 0.73583 | 0.23426 | 3.7293 | -16.3051 | 19.8438 | -1.0442 | 0 | 0.23416 | 0 | 1.6728 | 0.37111
2025_07_11 Hr 14 | 0.68307 | 0.0008059 | 0 | 0.12097 | 0.12094 | 0.12096 | 0.12096 | 0.12046 | 0.12097 | 0 | 0 | 0.023943 | 0.48 | 0.035087 | 1.4981 | 1.4981 | 5.753 | 0.61707 | 0.0061261 | 0.0036608 | 0.012521 | 0.087661 | 0 | 0.0011913 | 0.024329 | 1.2821 | 0.28851 | 4.9279 | 2.0585 | 0.70037 | 0.5298 | 0.81115 | 0 | 0 | 0 | 0 | -58.4387 | 0.053997 | 0 | 0.003916 | 0 | -0.32684 | 0 | 0 | 0 | 0 | 0 | 0 | 0 | 0 | 1.0236 | 0.044241 | 0.00026332 | 0 | 1.822 | 0 | 2.6668 | 0 | 0.30032 | 19.9574 | 1.2254 | 3.0551 | 0.1796 | 0.050933 | -0.68307 | 0.73583 | 0.23426 | 3.7293 | -19.9886 | 19.5027 | -1.0099 | 0 | 0.23416 | 0 | 1.6728 | 0.38298
2025_07_11 Hr 15 | 0.67392 | 0.00061753 | 0 | 0.12097 | 0.12094 | 0.12096 | 0.12096 | 0.12046 | 0.12097 | 0 | 0 | 0.023943 | 0.39 | 0.027396 | 1.4981 | 1.4981 | 5.753 | 0.61707 | 0.0061261 | 0.0036608 | 0.012521 | 0.087661 | 0 | 0.0011913 | 0.024329 | 1.2821 | 0.28851 | 4.9279 | 2.0585 | 0.70037 | 0.5298 | 0.81115 | 0 | 0 | 0 | 0 | -52.9806 | 0.053997 | 0 | 0.0037631 | 0 | -0.314 | 0 | 0 | 0 | 0 | 0 | 0 | 0 | 0 | 1.0962 | 0.044241 | 0.00026332 | 0 | 1.822 | 0 | 2.6668 | 0 | 0.23939 | 19.9574 | 1.2254 | 3.0551 | 0.1796 | 0.050933 | -0.67392 | 0.73583 | 0.23426 | 3.7293 | -14.5967 | 19.4144 | -0.98792 | 0 | 0.23416 | 0 | 1.6728 | 0.39011
2025_07_11 Hr 16 | 0.61289 | 0.0011729 | 0 | 0.12097 | 0.12094 | 0.12096 | 0.12096 | 0.12046 | 0.12097 | 0 | 0 | 0.023943 | 0.24 | 0.030147 | 1.4981 | 1.4981 | 5.753 | 0.61707 | 0.0061261 | 0.0036608 | 0.012521 | 0.087661 | 0 | 0.0011913 | 0.024329 | 1.2821 | 0.28851 | 4.9279 | 2.0585 | 0.70037 | 0.5298 | 0.81115 | 0 | 0 | 0 | 0 | -90.2823 | 0.053997 | 0 | 0.0067293 | 0 | -0.56316 | 0 | 0 | 0 | 0 | 0 | 0 | 0 | 0 | 1.2994 | 0.044241 | 0.00026332 | 0 | 1.822 | 0 | 2.6668 | 0 | 0.23939 | 19.9574 | 1.2254 | 3.0551 | 0.1796 | 0.050933 | -0.61289 | 0.73583 | 0.23426 | 3.7293 | -52.0932 | 19.4077 | -1.176 | 0 | 0.23416 | 0 | 1.6728 | 0.38786
2025_07_11 Hr 17 | 0.56254 | 0.0013992 | 0 | 0.12097 | 0.12094 | 0.12096 | 0.12096 | 0.12046 | 0.12097 | 0 | 0 | 0.023943 | 0.24 | 0.030327 | 1.4981 | 1.4981 | 5.753 | 0.61707 | 0.0061261 | 0.0036608 | 0.012521 | 0.087661 | 0 | 0.0011913 | 0.024329 | 1.2821 | 0.28851 | 4.9279 | 2.0585 | 0.70037 | 0.5298 | 0.81115 | 0 | 0 | 0 | 0 | -88.4808 | 0.053997 | 0 | 0.0067695 | 0 | -0.56653 | 0 | 0 | 0 | 0 | 0 | 0 | 0 | 0 | 1.4374 | 0.044241 | 0.00026332 | 0 | 1.822 | 0 | 2.6668 | 0 | 0.20892 | 19.9574 | 1.2254 | 3.0551 | 0.1796 | 0.050933 | -0.56254 | 0.73583 | 0.23426 | 3.7293 | -50.1822 | 19.4703 | -1.1291 | 0 | 0.23416 | 0 | 1.6728 | 0.39292
2025_07_11 Hr 18 | 0.45429 | 0.0010157 | 0 | 0.12097 | 0.12094 | 0.12096 | 0.12096 | 0.12046 | 0.12097 | 0 | 0 | 0.023943 | 0.27 | 0.031658 | 1.4981 | 1.4981 | 5.753 | 0.61707 | 0.0061261 | 0.0036608 | 0.012521 | 0.087661 | 0 | 0.0011913 | 0.024329 | 1.2821 | 0.28851 | 4.9279 | 2.0585 | 0.70037 | 0.5298 | 0.81115 | 0 | 0 | 0 | 0 | -81.9038 | 0.053997 | 0 | 0.0062813 | 0 | -0.52553 | 0 | 0 | 0 | 0 | 0 | 0 | 0 | 0 | 0.82031 | 0.044241 | 0.00026332 | 0 | 1.822 | 0 | 2.6668 | 0 | 0.17845 | 19.9574 | 1.2254 | 3.0551 | 0.1796 | 0.050933 | -0.45429 | 0.73583 | 0.23426 | 3.7293 | -44.1775 | 18.7487 | -0.97982 | 0 | 0.23416 | 0 | 1.6728 | 0.39616
2025_07_11 Hr 19 | 0.31807 | 0.00057355 | 0 | 0.12097 | 0.12094 | 0.12096 | 0.12096 | 0.12046 | 0.12097 | 0 | 0 | 0.023943 | 0.21 | 0.023131 | 1.4981 | 1.4981 | 5.753 | 0.61707 | 0.0061261 | 0.0036608 | 0.012521 | 0.087661 | 0 | 0.0011913 | 0.024329 | 1.2821 | 0.28851 | 4.9279 | 2.0585 | 0.70037 | 0.5298 | 0.81115 | 0 | 0 | 0 | 0 | -77.6676 | 0.053997 | 0 | 0.0059008 | 0 | -0.49356 | 0 | 0 | 0 | 0 | 0 | 0 | 0 | 0 | 0.61705 | 0.044241 | 0.00026332 | 0 | 1.822 | 0 | 2.6668 | 0 | 0.14798 | 19.9574 | 1.2254 | 3.0551 | 0.1796 | 0.050933 | -0.31807 | 0.73583 | 0.23426 | 3.7293 | -40.2161 | 18.3057 | -0.81163 | 0 | 0.23416 | 0 | 1.6728 | 0.39209
2025_07_11 Hr 20 | 0.090669 | 0.00018177 | 0 | 0.12097 | 0.12094 | 0.12096 | 0.12096 | 0.12046 | 0.12097 | 0 | 0 | 0.023943 | 0.18 | 0.0092958 | 1.4981 | 1.4981 | 5.753 | 0.61707 | 0.0061261 | 0.0036608 | 0.012521 | 0.087661 | 0 | 0.0011913 | 0.024329 | 1.2771 | 0.28851 | 4.9279 | 2.0585 | 0.70037 | 0.5298 | 0.81115 | 0 | 0 | 0 | 0 | -35.4553 | 0.053997 | 0 | 0.0027666 | 0 | -0.23029 | 0 | 0 | 0 | 0 | 0 | 0 | 0 | 0 | 0.61705 | 0.044241 | 0.00026332 | 0 | 1.822 | 0 | 2.6085 | 0 | 0.20892 | 19.894 | 1.2254 | 3.0551 | 0.1796 | 0.050933 | -0.090669 | 0.73583 | 0.23426 | 3.7293 | 2.1998 | 18.082 | -0.32096 | 0 | 0.23416 | 0 | 1.6728 | 0.37905
2025_07_11 Hr 21 | 0.045044 | 1.1923e-05 | 0 | 0.12097 | 0.12094 | 0.12096 | 0.12096 | 0.12046 | 0.12097 | 0 | 0 | 0.023943 | 0.15 | 0.0026495 | 1.0958 | 1.0958 | 4.2192 | 0 | 0.0061261 | 0.0036608 | 0.012521 | 0.087661 | 0 | 0.0011913 | 0.024329 | 0.47904 | 0 | 4.5029 | 2.0585 | 0 | 0.46357 | 0.81115 | 0 | 0 | 0 | 0 | -8.616 | 0.053997 | 0 | 0.00094625 | 0 | -0.077385 | 0 | 0 | 0 | 0 | 0 | 0 | 0 | 0 | 0.82031 | 0.044241 | 0.00026332 | 0 | 1.822 | 0 | 1.8681 | 0 | 0.42219 | 13.9861 | 1.2254 | 3.0551 | 0.1796 | 0.050933 | -0.045044 | 0.73583 | 0.23426 | 3.7293 | 23.5856 | 18.3379 | -0.12243 | 0 | 0.23416 | 0 | 1.6728 | 0.36709
2025_07_11 Hr 22 | 0 | 2.3751e-06 | 0 | 0 | 0 | 0 | 0 | 0 | 0 | 0 | 0 | 0.023943 | 0.24 | 0.0039409 | 0.56592 | 0.56592 | 3.7376 | 0 | 0.0061261 | 0.0036608 | 0.012521 | 0.087661 | 0 | 0.0011913 | 0.024329 | 0.47904 | 0 | 4.0273 | 2.0585 | 0 | 0.38944 | 0.81115 | 0 | 0 | 0 | 0 | -5.7918 | 0.053997 | 0 | 0.0019353 | 0 | -0.071792 | 0 | 0 | 0 | 0 | 0 | 0 | 0 | 0 | 1.1615 | 0.044241 | 0.00026332 | 0 | 1.822 | 0 | 1.8681 | 0 | 0.39172 | 11.2439 | 1.2254 | 3.0551 | 0.1796 | 0.050933 | 0 | 0.73583 | 0.23426 | 3.7293 | 23.9921 | 18.6119 | -0.071792 | 0 | 0.23416 | 0 | 1.6728 | 0.35819
2025_07_11 Hr 23 | 0 | 0 | 0 | 0 | 0 | 0 | 0 | 0 | 0 | 0 | 0 | 0.023943 | 0.42 | 0.0092871 | 0.65664 | 0.65665 | 4.1723 | 0.13101 | 0.0061261 | 0.0036608 | 0.012521 | 0.087661 | 0 | 0.0011913 | 0.024329 | 0.47904 | 0 | 4.4427 | 2.0585 | 0.17509 | 0.43222 | 0.81115 | 0 | 0 | 0 | 0 | -9.5689 | 0.053997 | 0 | 0.0037906 | 0 | -0.097404 | 0 | 0 | 0 | 0 | 0 | 0 | 0 | 0 | 1.372 | 0.044241 | 0.00026332 | 0 | 1.822 | 0 | 0 | 0 | 0.23939 | 10.7134 | 1.2254 | 3.0551 | 0.1796 | 0.050933 | 0 | 0.73583 | 0.23426 | 3.7293 | 19.9286 | 18.8815 | -0.097404 | 0 | 0.23416 | 0 | 1.6728 | 0.34151
2025_07_11 Hr 24 | 0 | 0 | 0 | 0 | 0 | 0 | 0 | 0 | 0 | 0 | 0 | 0.023943 | 0.03 | 0.00055398 | 0.81104 | 0.81109 | 3.932 | 0.04367 | 0.0061261 | 0.0036608 | 0.012521 | 0.087661 | 0 | 0.0011913 | 0.024329 | 0.47904 | 0 | 4.3767 | 2.0585 | 0 | 0.42409 | 0.81115 | 0 | 0 | 0 | 0 | -7.8159 | 0.053997 | 0 | 0.0031656 | 0 | -0.080997 | 0 | 0 | 0 | 0 | 0 | 0 | 0 | 0 | 1.9891 | 0.044241 | 0.00026332 | 0 | 1.822 | 0 | 0 | 0 | 0.17845 | 10.4535 | 1.2254 | 3.0551 | 0.1796 | 0.050933 | 0 | 0.73583 | 0.23426 | 3.7293 | 21.5659 | 19.0093 | -0.080997 | 0 | 0.23416 | 0 | 1.6728 | 0.32006
2025_07_12 Hr 01 | 0 | 0 | 0 | 0 | 0 | 0 | 0 | 0 | 0 | 0 | 0 | 0.023943 | 0.18 | 0.0030556 | 0.55796 | 0.55799 | 4.1117 | 0 | 0.0061261 | 0.0036608 | 0.012521 | 0.087661 | 0 | 0.0011913 | 0.024329 | 0.47904 | 0 | 4.2919 | 2.0585 | 0 | 0.38711 | 0.81115 | 0 | 0 | 0 | 0 | -6.074 | 0.053997 | 0 | 0.0029101 | 0 | -0.074291 | 0 | 0 | 0 | 0 | 0 | 0 | 0 | 0 | 2.1197 | 0.044241 | 0.00026332 | 0 | 1.822 | 0 | 0 | 0 | 0.50924 | 9.9986 | 1.2254 | 3.0551 | 0.1796 | 0.050933 | 0 | 0.73583 | 0.23426 | 3.7293 | 23.4198 | 19.5695 | -0.074291 | 0 | 0.23416 | 0 | 1.6728 | 0.3033
2025_07_12 Hr 02 | 0 | 0 | 0 | 0 | 0 | 0 | 0 | 0 | 0 | 0 | 0 | 0.023943 | 0.57 | 0.0097804 | 0.55477 | 0.55481 | 4.1117 | 0.045979 | 0.0061261 | 0.0036608 | 0.012521 | 0.087661 | 0 | 0.0011913 | 0.024329 | 0.47904 | 0 | 4.2919 | 2.0585 | 0 | 0.38711 | 0.81115 | 0 | 0 | 0 | 0 | -6.6176 | 0.053997 | 0 | 0.0029415 | 0 | -0.075114 | 0 | 0 | 0 | 0 | 0 | 0 | 0 | 0 | 2.3956 | 0.044241 | 0.00026332 | 0 | 1.822 | 0 | 0 | 0 | 0.50924 | 10.0382 | 1.2254 | 3.0551 | 0.1796 | 0.050933 | 0 | 0.73583 | 0.23426 | 3.7293 | 23.5776 | 20.2321 | -0.075114 | 0 | 0.23416 | 0 | 1.6728 | 0.29336
2025_07_12 Hr 03 | 0 | 0 | 0 | 0 | 0 | 0 | 0 | 0 | 0 | 0 | 0 | 0.023943 | 0.27 | 0.0058252 | 0.63754 | 0.63756 | 4.2101 | 0 | 0.0061261 | 0.0036608 | 0.012521 | 0.087661 | 0 | 0.0011913 | 0.024329 | 0.48072 | 0 | 4.3911 | 2.0585 | 0 | 0.39871 | 0.81115 | 0 | 0 | 0 | 0 | -8.7878 | 0.053997 | 0 | 0.0036986 | 0 | -0.094988 | 0 | 0 | 0 | 0 | 0 | 0 | 0 | 0 | 2.5335 | 0.044241 | 0.00026332 | 0 | 1.822 | 0 | 0 | 0 | 0.33079 | 10.3571 | 1.2254 | 3.0551 | 0.1796 | 0.050933 | 0 | 0.73583 | 0.23426 | 3.7293 | 21.3701 | 19.8958 | -0.094988 | 0 | 0.23416 | 0 | 1.6728 | 0.28993
2025_07_12 Hr 04 | 0 | 0 | 0 | 0 | 0 | 0 | 0 | 0 | 0 | 0 | 0 | 0.023943 | 0.33 | 0.0074446 | 0.65664 | 0.65666 | 4.3226 | 0 | 0.0061261 | 0.0036608 | 0.012521 | 0.087661 | 0 | 0.0011913 | 0.024329 | 0.47904 | 0 | 4.8873 | 2.0585 | 0 | 0.45671 | 0.81115 | 0 | 0 | 0 | 0 | -10.0284 | 0.053997 | 0 | 0.0038673 | 0 | -0.099417 | 0 | 0 | 0 | 0 | 0 | 0 | 0 | 0 | 2.3956 | 0.044241 | 0.00026332 | 0 | 1.822 | 0 | 0 | 0 | 0.36125 | 11.0022 | 1.2254 | 3.0551 | 0.1796 | 0.050933 | 0 | 0.73583 | 0.23426 | 3.7293 | 20.7798 | 19.9054 | -0.099417 | 0 | 0.23416 | 0 | 1.6728 | 0.28734
2025_07_12 Hr 05 | 0 | 0 | 0 | 0 | 0 | 0 | 0 | 0 | 0 | 0 | 0 | 0.023943 | 0.3 | 0.0069661 | 0.88585 | 0.88586 | 4.3085 | 0 | 0.0061261 | 0.0036608 | 0.012521 | 0.087661 | 0 | 0.0011913 | 0.024329 | 0.48072 | 0 | 4.7448 | 2.0585 | 0 | 0.44005 | 0.81115 | 0 | 0 | 0 | 0 | -10.9874 | 0.053997 | 0 | 0.0039806 | 0 | -0.10239 | 0 | 0 | 0 | 0 | 0 | 0 | 0 | 0 | 2.0544 | 0.044241 | 0.00026332 | 0 | 1.822 | 0 | 0 | 0 | 0.66157 | 11.3058 | 1.2254 | 3.0551 | 0.1796 | 0.050933 | 0 | 0.73583 | 0.23426 | 3.7293 | 20.0283 | 19.8123 | -0.10239 | 0 | 0.23416 | 0 | 1.6728 | 0.28226
2025_07_12 Hr 06 | 0 | 0 | 0 | 0 | 0 | 0 | 0 | 0 | 0 | 0 | 0 | 0.023943 | 0.27 | 0.0037388 | 0.57388 | 0.57389 | 4.0977 | 0 | 0.0061261 | 0.0036608 | 0.012521 | 0.087661 | 0 | 0.0011913 | 0.024329 | 0.47904 | 0 | 4.2809 | 2.0585 | 0 | 0.38582 | 0.81115 | 0 | 0 | 0 | 0 | -5.7168 | 0.053997 | 0 | 0.0023739 | 0 | -0.060214 | 0 | 0 | 0 | 0 | 0 | 0 | 0 | 0 | 2.5989 | 0.044241 | 0.00026332 | 0 | 1.822 | 0 | 0 | 0 | 0.96189 | 10.0053 | 1.2254 | 3.0551 | 0.1796 | 0.050933 | 0 | 0.73583 | 0.23426 | 3.7293 | 24.8036 | 20.5753 | -0.060214 | 0 | 0.23416 | 0 | 1.6728 | 0.28796
2025_07_12 Hr 07 | 0.20408 | 1.5832e-06 | 0 | 0 | 0 | 0 | 0 | 0 | 0 | 0 | 0 | 0.023943 | 0.21 | 0.0029552 | 0.54522 | 0.54524 | 3.9218 | 0 | 0.0061261 | 0.0036608 | 0.012521 | 0.087661 | 0 | 0.0011913 | 0.024329 | 0.47904 | 0 | 4.1819 | 2.0585 | 0 | 0.38079 | 0.81115 | 0 | 0 | 0 | 0 | -5.1211 | 0.053997 | 0 | 0.0024124 | 0 | -0.061227 | 0 | 0 | 0 | 0 | 0 | 0 | 0 | 0 | 2.5989 | 0.044241 | 0.00026332 | 0 | 1.822 | 0 | 0 | 0 | 1.0489 | 9.6732 | 1.2254 | 3.0551 | 0.1796 | 0.050933 | -0.20408 | 0.73583 | 0.23426 | 3.7293 | 25.0923 | 20.8056 | -0.26531 | 0 | 0.23416 | 0 | 1.6728 | 0.29293
2025_07_12 Hr 08 | 0.56734 | 1.7481e-05 | 0 | 0 | 0 | 0 | 0 | 0 | 0 | 0 | 0 | 0.023943 | 0.18 | 0.0057584 | 0.65664 | 0.65664 | 4.9671 | 0.43313 | 0.0061261 | 0.0036608 | 0.012521 | 0.087661 | 0 | 0.0011913 | 0.024329 | 0.48576 | 0 | 4.7541 | 2.0585 | 0 | 0.46548 | 0.81115 | 0 | 0 | 0 | 0 | -15.7993 | 0.053997 | 0 | 0.0054842 | 0 | -0.14186 | 0 | 0 | 0 | 0 | 0 | 0 | 0 | 0 | 1.9891 | 0.044241 | 0.00026332 | 0 | 1.822 | 0 | 0 | 0 | 0.66157 | 11.9533 | 1.2254 | 3.0551 | 0.1796 | 0.050933 | -0.56734 | 0.73583 | 0.23426 | 3.7293 | 15.6876 | 20.2428 | -0.7092 | 0 | 0.23416 | 0 | 1.6728 | 0.30651
2025_07_12 Hr 09 | 0.74686 | 8.2908e-05 | 0 | 0 | 0 | 0 | 0 | 0 | 0 | 0 | 0 | 0.023943 | 0.15 | 0.0048667 | 1.0917 | 1.0914 | 6.0534 | 0.64968 | 0.0061261 | 0.0036608 | 0.012521 | 0.087661 | 0 | 0.0011913 | 0.024329 | 0.48408 | 0 | 5.1886 | 2.0585 | 0 | 0.5298 | 0.81115 | 0 | 0 | 0 | 0 | -19.9669 | 0.053997 | 0 | 0.0055619 | 0 | -0.1439 | 0 | 0 | 0 | 0 | 0 | 0 | 0 | 0 | 1.7785 | 0.044241 | 0.00026332 | 0 | 1.822 | 0 | 0 | 0 | 0.69204 | 14.5589 | 1.2254 | 3.0551 | 0.1796 | 0.050933 | -0.74686 | 0.73583 | 0.23426 | 3.7293 | 13.9879 | 20.2867 | -0.89076 | 0 | 0.23416 | 0 | 1.6728 | 0.3175
2025_07_12 Hr 10 | 0.77301 | 0.00024059 | 0 | 0 | 0 | 0 | 0 | 0 | 0 | 0 | 0 | 0.023943 | 0.09 | 0.0035832 | 1.4317 | 1.4315 | 6.0571 | 0.64968 | 0.0061261 | 0.0036608 | 0.012521 | 0.087661 | 0 | 0.0011913 | 0.024329 | 0.60968 | 0 | 5.1886 | 2.0585 | 0.73742 | 0.5298 | 0.81115 | 0 | 0 | 0 | 0 | -27.4461 | 0.053997 | 0 | 0.0068252 | 0 | -0.17706 | 0 | 0 | 0 | 0 | 0 | 0 | 0 | 0 | 1.7785 | 0.044241 | 0.00026332 | 0 | 1.822 | 0 | 0 | 0 | 0.36125 | 16.1058 | 1.2254 | 3.0551 | 0.1796 | 0.050933 | -0.77301 | 0.73583 | 0.23426 | 3.7293 | 7.647 | 19.9374 | -0.95007 | 0 | 0.23416 | 0 | 1.6728 | 0.33393
2025_07_12 Hr 11 | 0.81421 | 0.00041062 | 0 | 0.010614 | 0.010611 | 0.010613 | 0.010613 | 0.01057 | 0.010614 | 0 | 0 | 0.023943 | 0.09 | 0.0040988 | 1.4981 | 1.4981 | 6.0571 | 0.64969 | 0.0061261 | 0.0036608 | 0.012521 | 0.087661 | 0 | 0.0011913 | 0.024329 | 0.85085 | 0 | 5.1886 | 2.0585 | 0.73743 | 0.5298 | 0.81115 | 0 | 0 | 0 | 0 | -30.2855 | 0.053997 | 0 | 0.0075075 | 0 | -0.20284 | 0 | 0 | 0 | 0 | 0 | 0 | 0 | 0 | 1.2341 | 0.044241 | 0.00026332 | 0 | 1.822 | 0 | 0 | 0 | 0.26985 | 16.5436 | 1.2254 | 3.0551 | 0.1796 | 0.050933 | -0.81421 | 0.73583 | 0.23426 | 3.7293 | 4.5916 | 19.3505 | -1.017 | 0 | 0.23416 | 0 | 1.6728 | 0.34101
2025_07_12 Hr 12 | 0.77643 | 0.00051565 | 0 | 0.12737 | 0.12734 | 0.12736 | 0.12736 | 0.12684 | 0.12737 | 0 | 0 | 0.023943 | 0.3 | 0.01395 | 1.4981 | 1.4981 | 6.0571 | 0.64969 | 0.0061261 | 0.0036608 | 0.012521 | 0.087661 | 0 | 0.0011913 | 0.024329 | 1.092 | 0 | 5.1886 | 2.0585 | 0.73743 | 0.5298 | 0.81115 | 0 | 0 | 0 | 0 | -35.759 | 0.053997 | 0 | 0.0024911 | 0 | -0.20715 | 0 | 0 | 0 | 0 | 0 | 0 | 0 | 0 | 0.82031 | 0.044241 | 0.00026332 | 0 | 1.822 | 0 | 3.6143 | 0 | 0.23939 | 19.9597 | 1.2254 | 3.0551 | 0.1796 | 0.050933 | -0.77643 | 0.73583 | 0.23426 | 3.7293 | 2.319 | 19.1019 | -0.98358 | 0 | 0.23416 | 0 | 1.6728 | 0.35443
2025_07_12 Hr 13 | 0.7813 | 0.00061151 | 0 | 0.12737 | 0.12734 | 0.12736 | 0.12736 | 0.12684 | 0.12737 | 0 | 0 | 0.023943 | 0.57 | 0.027841 | 1.4981 | 1.4981 | 6.0571 | 0.64969 | 0.0061261 | 0.0036608 | 0.012521 | 0.087661 | 0 | 0.0011913 | 0.024329 | 1.2723 | 0 | 5.1886 | 2.0585 | 0.73743 | 0.5298 | 0.81115 | 0 | 0 | 0 | 0 | -37.1944 | 0.053997 | 0 | 0.0026166 | 0 | -0.2177 | 0 | 0 | 0 | 0 | 0 | 0 | 0 | 0 | 0.95824 | 0.044241 | 0.00026332 | 0 | 1.822 | 0 | 2.8079 | 0 | 0.23939 | 20.473 | 1.2254 | 3.0551 | 0.1796 | 0.050933 | -0.7813 | 0.73583 | 0.23426 | 3.7293 | 1.8152 | 19.5356 | -0.99899 | 0 | 0.23416 | 0 | 1.6728 | 0.36136
2025_07_12 Hr 14 | 0.72979 | 0.00060493 | 0 | 0.12737 | 0.12734 | 0.12736 | 0.12736 | 0.12684 | 0.12737 | 0 | 0 | 0.023943 | 0.15 | 0.0070664 | 1.4981 | 1.4981 | 6.0571 | 0.64969 | 0.0061261 | 0.0036608 | 0.012521 | 0.087661 | 0 | 0.0011913 | 0.024329 | 1.2821 | 0 | 5.1886 | 2.0585 | 0.73743 | 0.5298 | 0.81115 | 0 | 0 | 0 | 0 | -35.0269 | 0.053997 | 0 | 0.0025237 | 0 | -0.20989 | 0 | 0 | 0 | 0 | 0 | 0 | 0 | 0 | 1.1615 | 0.044241 | 0.00026332 | 0 | 1.822 | 0 | 2.8079 | 0 | 0.33079 | 20.4829 | 1.2254 | 3.0551 | 0.1796 | 0.050933 | -0.72979 | 0.73583 | 0.23426 | 3.7293 | 3.859 | 19.3428 | -0.93968 | 0 | 0.23416 | 0 | 1.6728 | 0.36617
2025_07_12 Hr 15 | 0.71068 | 0.00053717 | 0 | 0.12737 | 0.12734 | 0.12736 | 0.12736 | 0.12684 | 0.12737 | 0 | 0 | 0.023943 | 0.12 | 0.0052225 | 1.4981 | 1.4981 | 6.0571 | 0.64969 | 0.0061261 | 0.0036608 | 0.012521 | 0.087661 | 0 | 0.0011913 | 0.024329 | 1.2821 | 0 | 5.1886 | 2.0585 | 0.73743 | 0.5298 | 0.81115 | 0 | 0 | 0 | 0 | -32.2028 | 0.053997 | 0 | 0.0023315 | 0 | -0.19374 | 0 | 0 | 0 | 0 | 0 | 0 | 0 | 0 | 1.51 | 0.044241 | 0.00026332 | 0 | 1.822 | 0 | 2.6851 | 0 | 0.5397 | 20.36 | 1.2254 | 3.0551 | 0.1796 | 0.050933 | -0.71068 | 0.73583 | 0.23426 | 3.7293 | 7.1107 | 19.8579 | -0.90442 | 0 | 0.23416 | 0 | 1.6728 | 0.37492
2025_07_12 Hr 16 | 0.78355 | 0.00053089 | 0 | 0.12737 | 0.12734 | 0.12736 | 0.12736 | 0.12684 | 0.12737 | 0 | 0 | 0.023943 | 0.06 | 0.0027915 | 1.4981 | 1.4981 | 6.0571 | 0.64969 | 0.0061261 | 0.0036608 | 0.012521 | 0.087661 | 0 | 0.0011913 | 0.024329 | 1.2821 | 0 | 5.1886 | 2.0585 | 0.73743 | 0.5298 | 0.81115 | 0 | 0 | 0 | 0 | -32.7561 | 0.053997 | 0 | 0.0024924 | 0 | -0.20726 | 0 | 0 | 0 | 0 | 0 | 0 | 0 | 0 | 1.7785 | 0.044241 | 0.00026332 | 0 | 1.822 | 0 | 2.8079 | 0 | 0.50924 | 20.4829 | 1.2254 | 3.0551 | 0.1796 | 0.050933 | -0.78355 | 0.73583 | 0.23426 | 3.7293 | 6.844 | 20.108 | -0.99081 | 0 | 0.23416 | 0 | 1.6728 | 0.37655
2025_07_12 Hr 17 | 0.66876 | 0.00062179 | 0 | 0.12737 | 0.12734 | 0.12736 | 0.12736 | 0.12684 | 0.12737 | 0 | 0 | 0.023943 | 0.09 | 0.005765 | 1.4981 | 1.4981 | 6.0571 | 0.64969 | 0.0061261 | 0.0036608 | 0.012521 | 0.087661 | 0 | 0.0011913 | 0.024329 | 1.2821 | 0.45315 | 5.1886 | 2.0585 | 0.73743 | 0.5298 | 0.81115 | 0 | 0 | 0 | 0 | -43.806 | 0.053997 | 0 | 0.0034315 | 0 | -0.28615 | 0 | 0 | 0 | 0 | 0 | 0 | 0 | 0 | 1.9165 | 0.044241 | 0.00026332 | 0 | 1.822 | 0 | 2.7875 | 0 | 0.4483 | 20.7659 | 1.2254 | 3.0551 | 0.1796 | 0.050933 | -0.66876 | 0.73583 | 0.23426 | 3.7293 | -3.8923 | 20.1027 | -0.95491 | 0 | 0.23416 | 0 | 1.6728 | 0.37593
2025_07_12 Hr 18 | 0.52207 | 0.0012342 | 0 | 0.12737 | 0.12734 | 0.12736 | 0.12736 | 0.12684 | 0.12737 | 0 | 0 | 0.023943 | 0.06 | 0.010544 | 1.4981 | 1.4981 | 6.0571 | 0.64969 | 0.0061261 | 0.0036608 | 0.012521 | 0.087661 | 0 | 0.0011913 | 0.024329 | 1.2805 | 0.30351 | 5.1886 | 2.0585 | 0.73743 | 0.5298 | 0.81115 | 0 | 0 | 0 | 0 | -121.432 | 0.053997 | 0 | 0.0094141 | 0 | -0.78868 | 0 | 0 | 0 | 0 | 0 | 0 | 0 | 0 | 2.1923 | 0.044241 | 0.00026332 | 0 | 1.822 | 0 | 2.6851 | 0 | 0.4483 | 20.6619 | 1.2254 | 3.0551 | 0.1796 | 0.050933 | -0.52207 | 0.73583 | 0.23426 | 3.7293 | -81.8683 | 20.2125 | -1.3108 | 0 | 0.23416 | 0 | 1.6728 | 0.38119
2025_07_12 Hr 19 | 0.38636 | 0.00018802 | 0 | 0.12737 | 0.12734 | 0.12736 | 0.12736 | 0.12684 | 0.12737 | 0 | 0 | 0.023943 | 0.03 | 0.0016249 | 1.4981 | 1.4981 | 6.0571 | 0.64969 | 0.0061261 | 0.0036608 | 0.012521 | 0.087661 | 0 | 0.0011913 | 0.024329 | 1.2721 | 0.30351 | 5.1886 | 2.0585 | 0.67598 | 0.5298 | 0.81115 | 0 | 0 | 0 | 0 | -38.1739 | 0.053997 | 0 | 0.0029016 | 0 | -0.24163 | 0 | 0 | 0 | 0 | 0 | 0 | 0 | 0 | 1.9891 | 0.044241 | 0.00026332 | 0 | 1.822 | 0 | 2.6851 | 0 | 0.63111 | 20.592 | 1.2254 | 3.0551 | 0.1796 | 0.050933 | -0.38636 | 0.73583 | 0.23426 | 3.7293 | 1.805 | 20.0149 | -0.62799 | 0 | 0.23416 | 0 | 1.6728 | 0.37968
2025_07_12 Hr 20 | 0.13579 | 9.3733e-05 | 0 | 0.12737 | 0.12734 | 0.12736 | 0.12736 | 0.12684 | 0.12737 | 0 | 0 | 0.023943 | 0.03 | 0.0012067 | 1.4981 | 1.4981 | 6.0437 | 0.59555 | 0.0061261 | 0.0036608 | 0.012521 | 0.087661 | 0 | 0.0011913 | 0.024329 | 1.0061 | 0.30351 | 5.1886 | 2.0585 | 0.67598 | 0.5298 | 0.81115 | 0 | 0 | 0 | 0 | -27.4283 | 0.053997 | 0 | 0.0021548 | 0 | -0.1789 | 0 | 0 | 0 | 0 | 0 | 0 | 0 | 0 | 1.7785 | 0.044241 | 0.00026332 | 0 | 1.822 | 0 | 2.4253 | 0 | 0.69204 | 19.9987 | 1.2254 | 3.0551 | 0.1796 | 0.050933 | -0.13579 | 0.73583 | 0.23426 | 3.7293 | 11.861 | 19.6053 | -0.31469 | 0 | 0.23416 | 0 | 1.6728 | 0.3708
2025_07_12 Hr 21 | 0.022813 | 3.5678e-05 | 0 | 0 | 0 | 0 | 0 | 0 | 0 | 0 | 0 | 0.023943 | 0.06 | 0.0028956 | 1.4965 | 1.4965 | 6.0169 | 0.37899 | 0.0061261 | 0.0036608 | 0.012521 | 0.087661 | 0 | 0.0011913 | 0.024329 | 0.53094 | 0 | 5.1803 | 2.0585 | 0.43017 | 0.52856 | 0.81115 | 0 | 0 | 0 | 0 | -31.789 | 0.053997 | 0 | 0.0056878 | 0 | -0.21507 | 0 | 0 | 0 | 0 | 0 | 0 | 0 | 0 | 1.5753 | 0.044241 | 0.00026332 | 0 | 1.822 | 0 | 2.2678 | 0 | 0.72251 | 17.7982 | 1.2254 | 3.0551 | 0.1796 | 0.050933 | -0.022813 | 0.73583 | 0.23426 | 3.7293 | 5.1095 | 19.3382 | -0.23788 | 0 | 0.23416 | 0 | 1.6728 | 0.35903
2025_07_12 Hr 22 | 0 | 4.5435e-06 | 0 | 0 | 0 | 0 | 0 | 0 | 0 | 0 | 0 | 0.023943 | 0.51 | 0.018023 | 1.4965 | 1.4965 | 5.9767 | 0.43313 | 0.0061261 | 0.0036608 | 0.012521 | 0.087661 | 0 | 0.0011913 | 0.024329 | 0 | 0 | 5.1803 | 2.0585 | 0.49162 | 0.52856 | 0.81115 | 0 | 0 | 0 | 0 | -21.897 | 0.053997 | 0 | 0.026883 | 0 | -0.15692 | 0 | 0 | 0 | 0 | 0 | 0 | 0 | 0 | 1.8511 | 0.044241 | 0.00026332 | 0 | 1.822 | 0 | 0 | 0 | 0.63111 | 15.0748 | 1.2254 | 3.0551 | 0.1796 | 0.050933 | 0 | 0.73583 | 0.23426 | 3.7293 | 12.9743 | 19.9535 | -0.15692 | 0 | 0.23416 | 0 | 1.6728 | 0.34758
2025_07_12 Hr 23 | 0 | 0 | 0 | 0 | 0 | 0 | 0 | 0 | 0 | 0 | 0 | 0.023943 | 0.6 | 0.019225 | 1.2615 | 1.2615 | 5.7844 | 0.32185 | 0.0061261 | 0.0036608 | 0.012521 | 0.087661 | 0 | 0.0011913 | 0.024329 | 0 | 0 | 5.3487 | 2.0585 | 0.43017 | 0.51063 | 0.81115 | 0 | 0 | 0 | 0 | -19.7801 | 0.053997 | 0 | 0.024374 | 0 | -0.14209 | 0 | 0 | 0 | 0 | 0 | 0 | 0 | 0 | 1.9165 | 0.044241 | 0.00026332 | 0 | 1.822 | 0 | 0 | 0 | 0.50924 | 14.4081 | 1.2254 | 3.0551 | 0.1796 | 0.050933 | 0 | 0.73583 | 0.23426 | 3.7293 | 14.4373 | 19.9514 | -0.14209 | 0 | 0.23416 | 0 | 1.6728 | 0.32878
2025_07_12 Hr 24 | 0 | 0 | 0 | 0 | 0 | 0 | 0 | 0 | 0 | 0 | 0 | 0.023943 | 1.65 | 0.043049 | 0.69485 | 0.69486 | 5.0113 | 0.13794 | 0.0061261 | 0.0036608 | 0.012521 | 0.087661 | 0 | 0.0011913 | 0.024329 | 0 | 0 | 0 | 2.0585 | 0 | 0 | 0.81115 | 0 | 0 | 0 | 0 | -7.3402 | 0.053997 | 0 | 0.067928 | 0 | -0.11531 | 0 | 0 | 0 | 0 | 0 | 0 | 0 | 0 | 1.9891 | 0.044241 | 0.00026332 | 0 | 1.822 | 0 | 0 | 0 | 1.0489 | 6.539 | 1.2254 | 3.0551 | 0.1796 | 0.050933 | 0 | 0.73583 | 0.23426 | 3.7293 | 20.1931 | 21.1096 | -0.11531 | 0 | 0.23416 | 0 | 1.6728 | 0.31147
2025_07_13 Hr 01 | 0 | 0 | 0 | 0 | 0 | 0 | 0 | 0 | 0 | 0 | 0 | 0.023943 | 2.43 | 0.048423 | 0.92405 | 0.92417 | 4.182 | 0.045979 | 0.0061261 | 0.0036608 | 0.012521 | 0.087661 | 0 | 0.0011913 | 0.024329 | 0 | 0 | 0 | 2.0585 | 0 | 0 | 0.81115 | 0 | 0 | 0 | 0 | -6.6514 | 0.053997 | 0 | 0.051882 | 0 | -0.087573 | 0 | 0 | 0 | 0 | 0 | 0 | 0 | 0 | 2.3303 | 0.044241 | 0.00026332 | 0 | 1.822 | 0 | 0 | 0 | 1.0185 | 6.0762 | 1.2254 | 3.0551 | 0.1796 | 0.050933 | 0 | 0.73583 | 0.23426 | 3.7293 | 21.528 | 22.1908 | -0.087573 | 0 | 0.23416 | 0 | 1.6728 | 0.29658
2025_07_13 Hr 02 | 0 | 0 | 0 | 0 | 0 | 0 | 0 | 0 | 0 | 0 | 0 | 0.023943 | 2.07 | 0.045518 | 1.1533 | 1.1534 | 4.1539 | 0 | 0.0061261 | 0.0036608 | 0.012521 | 0.087661 | 0 | 0.0011913 | 0.024329 | 0 | 0 | 0 | 2.0585 | 0 | 0 | 0.81115 | 0 | 0 | 0 | 0 | -7.7587 | 0.053997 | 0 | 0.057251 | 0 | -0.096852 | 0 | 0 | 0 | 0 | 0 | 0 | 0 | 0 | 2.5989 | 0.044241 | 0.00026332 | 0 | 1.822 | 0 | 0 | 0 | 0.77909 | 6.4606 | 1.2254 | 3.0551 | 0.1796 | 0.050933 | 0 | 0.73583 | 0.23426 | 3.7293 | 20.4546 | 21.8495 | -0.096852 | 0 | 0.23416 | 0 | 1.6728 | 0.28894
2025_07_13 Hr 03 | 0 | 0 | 0 | 0 | 0 | 0 | 0 | 0 | 0 | 0 | 0 | 0.023943 | 0.36 | 0.0085559 | 1.3029 | 1.3031 | 4.2382 | 0 | 0.0061261 | 0.0036608 | 0.012521 | 0.087661 | 0 | 0.0011913 | 0.024329 | 0 | 0 | 0 | 2.0585 | 0 | 0 | 0.81115 | 0 | 0 | 0 | 0 | -8.1535 | 0.053997 | 0 | 0.061878 | 0 | -0.10485 | 0 | 0 | 0 | 0 | 0 | 0 | 0 | 0 | 3.7676 | 0.044241 | 0.00026332 | 0 | 1.822 | 0 | 0 | 0 | 0.66157 | 6.8442 | 1.2254 | 3.0551 | 0.1796 | 0.050933 | 0 | 0.73583 | 0.23426 | 3.7293 | 19.7333 | 21.1474 | -0.10485 | 0 | 0.23416 | 0 | 1.6728 | 0.28263
2025_07_13 Hr 04 | 0 | 0 | 0 | 0 | 0 | 0 | 0 | 0 | 0 | 0 | 0 | 0.023943 | 0.36 | 0.0074466 | 0.65664 | 0.65668 | 4.2382 | 0 | 0.0061261 | 0.0036608 | 0.012521 | 0.087661 | 0 | 0.0011913 | 0.024329 | 0 | 0 | 0 | 2.0585 | 0 | 0 | 0.81115 | 0 | 0 | 0 | 0 | -4.3712 | 0.053997 | 0 | 0.053855 | 0 | -0.090983 | 0 | 0 | 0 | 0 | 0 | 0 | 0 | 0 | 4.1088 | 0.044241 | 0.00026332 | 0 | 1.822 | 0 | 0 | 0 | 0.39172 | 5.5516 | 1.2254 | 3.0551 | 0.1796 | 0.050933 | 0 | 0.73583 | 0.23426 | 3.7293 | 22.2971 | 21.2078 | -0.090983 | 0 | 0.23416 | 0 | 1.6728 | 0.27273
2025_07_13 Hr 05 | 0 | 0 | 0 | 0 | 0 | 0 | 0 | 0 | 0 | 0 | 0 | 0.023943 | 0.54 | 0.0075983 | 0.58502 | 0.58504 | 4.1117 | 0 | 0.0061261 | 0.0036608 | 0.012521 | 0.087661 | 0 | 0.0011913 | 0.024329 | 0 | 0 | 0 | 2.0585 | 0 | 0 | 0.81115 | 0 | 0 | 0 | 0 | -2.7956 | 0.053997 | 0 | 0.036635 | 0 | -0.061219 | 0 | 0 | 0 | 0 | 0 | 0 | 0 | 0 | 3.9709 | 0.044241 | 0.00026332 | 0 | 1.822 | 0 | 0 | 0 | 0.69204 | 5.2818 | 1.2254 | 3.0551 | 0.1796 | 0.050933 | 0 | 0.73583 | 0.23426 | 3.7293 | 23.9733 | 21.5483 | -0.061219 | 0 | 0.23416 | 0 | 1.6728 | 0.27075
2025_07_13 Hr 06 | 0.022813 | 0 | 0 | 0 | 0 | 0 | 0 | 0 | 0 | 0 | 0 | 0.023943 | 0.33 | 0.0041988 | 0.53886 | 0.53886 | 4.0977 | 0 | 0.0061261 | 0.0036608 | 0.012521 | 0.087661 | 0 | 0.0011913 | 0.024329 | 0 | 0 | 0 | 2.0585 | 0 | 0 | 0.81115 | 0 | 0 | 0 | 0 | -2.1389 | 0.053997 | 0 | 0.033127 | 0 | -0.055157 | 0 | 0 | 0 | 0 | 0 | 0 | 0 | 0 | 3.695 | 0.044241 | 0.00026332 | 0 | 1.822 | 0 | 0 | 0 | 1.0489 | 5.1754 | 1.2254 | 3.0551 | 0.1796 | 0.050933 | -0.022813 | 0.73583 | 0.23426 | 3.7293 | 24.3928 | 21.4343 | -0.077969 | 0 | 0.23416 | 0 | 1.6728 | 0.26624
2025_07_13 Hr 07 | 0.24919 | 2.5825e-06 | 0 | 0 | 0 | 0 | 0 | 0 | 0 | 0 | 0 | 0.023943 | 0.3 | 0.0060259 | 0.63754 | 0.63756 | 4.0282 | 0 | 0.0061261 | 0.0036608 | 0.012521 | 0.087661 | 0 | 0.0011913 | 0.024329 | 0 | 0 | 0 | 2.0585 | 0 | 0 | 0.81115 | 0 | 0 | 0 | 0 | -4.1075 | 0.053997 | 0 | 0.052296 | 0 | -0.088289 | 0 | 0 | 0 | 0 | 0 | 0 | 0 | 0 | 3.6297 | 0.044241 | 0.00026332 | 0 | 1.822 | 0 | 0 | 0 | 1.2622 | 5.3034 | 1.2254 | 3.0551 | 0.1796 | 0.050933 | -0.24919 | 0.73583 | 0.23426 | 3.7293 | 22.6463 | 21.7879 | -0.33748 | 0 | 0.23416 | 0 | 1.6728 | 0.27374
2025_07_13 Hr 08 | 0.6078 | 1.3773e-05 | 0 | 0 | 0 | 0 | 0 | 0 | 0 | 0 | 0 | 0.023943 | 0.24 | 0.0054126 | 0.65664 | 0.65668 | 4.096 | 0 | 0.0061261 | 0.0036608 | 0.012521 | 0.087661 | 0 | 0.0011913 | 0.024329 | 0 | 0 | 0 | 2.0585 | 0 | 0 | 0.81115 | 0 | 0 | 0 | 0 | -4.3753 | 0.053997 | 0 | 0.058717 | 0 | -0.099385 | 0 | 0 | 0 | 0 | 0 | 0 | 0 | 0 | 2.5335 | 0.044241 | 0.00026332 | 0 | 1.822 | 0 | 0 | 0 | 0.87049 | 5.4093 | 1.2254 | 3.0551 | 0.1796 | 0.050933 | -0.6078 | 0.73583 | 0.23426 | 3.7293 | 20.9409 | 20.614 | -0.70719 | 0 | 0.23416 | 0 | 1.6728 | 0.28972
2025_07_13 Hr 09 | 0.78188 | 4.7237e-05 | 0 | 0 | 0 | 0 | 0 | 0 | 0 | 0 | 0 | 0.023943 | 0.24 | 0.0065316 | 0.88585 | 0.88587 | 5.5412 | 0.2707 | 0.0061261 | 0.0036608 | 0.012521 | 0.087661 | 0 | 0.0011913 | 0.024329 | 0 | 0 | 0 | 2.0585 | 0 | 0 | 0.81115 | 0 | 0 | 0 | 0 | -8.8085 | 0.053997 | 0 | 0.070856 | 0 | -0.12037 | 0 | 0 | 0 | 0 | 0 | 0 | 0 | 0 | 2.5335 | 0.044241 | 0.00026332 | 0 | 1.822 | 0 | 0 | 0 | 0.87049 | 7.5836 | 1.2254 | 3.0551 | 0.1796 | 0.050933 | -0.78188 | 0.73583 | 0.23426 | 3.7293 | 18.6766 | 20.8038 | -0.90224 | 0 | 0.23416 | 0 | 1.6728 | 0.30426
2025_07_13 Hr 10 | 0.77301 | 7.6993e-05 | 0 | 0 | 0 | 0 | 0 | 0 | 0 | 0 | 0 | 0.023943 | 0.21 | 0.0060972 | 1.1151 | 1.1151 | 6.0571 | 0.43313 | 0.0061261 | 0.0036608 | 0.012521 | 0.087661 | 0 | 0.0011913 | 0.024329 | 0 | 0 | 11.2587 | 2.0585 | 0 | 0.45224 | 0.81115 | 0 | 0 | 0 | 0 | -16.6785 | 0.053997 | 0 | 0.022087 | 0 | -0.12856 | 0 | 0 | 0 | 0 | 0 | 0 | 0 | 0 | 2.7368 | 0.044241 | 0.00026332 | 0 | 1.822 | 0 | 0 | 0 | 0.77909 | 13.3851 | 1.2254 | 3.0551 | 0.1796 | 0.050933 | -0.77301 | 0.73583 | 0.23426 | 3.7293 | 17.143 | 21.3379 | -0.90157 | 0 | 0.23416 | 0 | 1.6728 | 0.31356
2025_07_13 Hr 11 | 0.80106 | 0.00010176 | 0 | 0 | 0 | 0 | 0 | 0 | 0 | 0 | 0 | 0.023943 | 0.18 | 0.0054272 | 1.3443 | 1.3445 | 6.0437 | 0.43313 | 0.0061261 | 0.0036608 | 0.012521 | 0.087661 | 0 | 0.0011913 | 0.024329 | 0 | 0 | 5.1886 | 2.0585 | 0 | 0.5298 | 0.81115 | 0 | 0 | 0 | 0 | -18.7408 | 0.053997 | 0 | 0.022936 | 0 | -0.13358 | 0 | 0 | 0 | 0 | 0 | 0 | 0 | 0 | 2.8747 | 0.044241 | 0.00026332 | 0 | 1.822 | 0 | 0 | 0 | 0.80956 | 14.3542 | 1.2254 | 3.0551 | 0.1796 | 0.050933 | -0.80106 | 0.73583 | 0.23426 | 3.7293 | 16.2683 | 21.5895 | -0.93464 | 0 | 0.23416 | 0 | 1.6728 | 0.32181
2025_07_13 Hr 12 | 0.77643 | 0.00010857 | 0 | 0 | 0 | 0 | 0 | 0 | 0 | 0 | 0 | 0.023943 | 0.21 | 0.0064778 | 1.4948 | 1.4948 | 6.0571 | 0.32484 | 0.0061261 | 0.0036608 | 0.012521 | 0.087661 | 0 | 0.0011913 | 0.024329 | 0 | 0 | 5.1886 | 2.0585 | 0.36871 | 0.5298 | 0.81115 | 0 | 0 | 0 | 0 | -19.5738 | 0.053997 | 0 | 0.023466 | 0 | -0.13671 | 0 | 0 | 0 | 0 | 0 | 0 | 0 | 0 | 2.5335 | 0.044241 | 0.00026332 | 0 | 1.822 | 0 | 0 | 0 | 0.87049 | 14.9289 | 1.2254 | 3.0551 | 0.1796 | 0.050933 | -0.77643 | 0.73583 | 0.23426 | 3.7293 | 15.7644 | 21.3224 | -0.91314 | 0 | 0.23416 | 0 | 1.6728 | 0.32856
2025_07_13 Hr 13 | 0.7813 | 0.00017194 | 0 | 0 | 0 | 0 | 0 | 0 | 0 | 0 | 0 | 0.023943 | 0.27 | 0.0079359 | 1.4981 | 1.4981 | 6.0571 | 0.43313 | 0.0061261 | 0.0036608 | 0.012521 | 0.087661 | 0 | 0.0011913 | 0.024329 | 0 | 0 | 5.1886 | 2.0585 | 0.36871 | 0.5298 | 0.81115 | 0 | 0 | 0 | 0 | -18.0623 | 0.053997 | 0 | 0.022359 | 0 | -0.13017 | 0 | 0 | 0 | 0 | 0 | 0 | 0 | 0 | 2.2577 | 0.044241 | 0.00026332 | 0 | 1.822 | 0 | 0 | 0 | 0.90096 | 15.0439 | 1.2254 | 3.0551 | 0.1796 | 0.050933 | -0.7813 | 0.73583 | 0.23426 | 3.7293 | 17.2214 | 21.1513 | -0.91146 | 0 | 0.23416 | 0 | 1.6728 | 0.33637
2025_07_13 Hr 14 | 0.73865 | 0.00017443 | 0 | 0 | 0 | 0 | 0 | 0 | 0 | 0 | 0 | 0.023943 | 0.21 | 0.0065683 | 1.4981 | 1.4981 | 6.0571 | 0.37899 | 0.0061261 | 0.0036608 | 0.012521 | 0.087661 | 0 | 0.0011913 | 0.024329 | 0 | 0 | 5.1886 | 2.0585 | 0.43017 | 0.5298 | 0.81115 | 0 | 0 | 0 | 0 | -18.8785 | 0.053997 | 0 | 0.023793 | 0 | -0.13865 | 0 | 0 | 0 | 0 | 0 | 0 | 0 | 0 | 2.0544 | 0.044241 | 0.00026332 | 0 | 1.822 | 0 | 0 | 0 | 0.77909 | 15.0512 | 1.2254 | 3.0551 | 0.1796 | 0.050933 | -0.73865 | 0.73583 | 0.23426 | 3.7293 | 16.0247 | 20.7293 | -0.8773 | 0 | 0.23416 | 0 | 1.6728 | 0.34358
2025_07_13 Hr 15 | 0.73567 | 0.00025281 | 0 | 0 | 0 | 0 | 0 | 0 | 0 | 0 | 0 | 0.023943 | 0.21 | 0.0064899 | 1.4981 | 1.4981 | 6.0571 | 0.59555 | 0.0061261 | 0.0036608 | 0.012521 | 0.087661 | 0 | 0.0011913 | 0.024329 | 0 | 0 | 5.1886 | 2.0585 | 0.55307 | 0.5298 | 0.81115 | 0 | 0 | 0 | 0 | -18.3004 | 0.053997 | 0 | 0.023509 | 0 | -0.13697 | 0 | 0 | 0 | 0 | 0 | 0 | 0 | 0 | 1.6406 | 0.044241 | 0.00026332 | 0 | 1.822 | 0 | 0 | 0 | 0.77909 | 15.3907 | 1.2254 | 3.0551 | 0.1796 | 0.050933 | -0.73567 | 0.73583 | 0.23426 | 3.7293 | 16.5356 | 20.3179 | -0.87264 | 0 | 0.23416 | 0 | 1.6728 | 0.34898
2025_07_13 Hr 16 | 0.79604 | 0.00016413 | 0 | 0 | 0 | 0 | 0 | 0 | 0 | 0 | 0 | 0.023943 | 0.36 | 0.0092839 | 1.4981 | 1.4981 | 6.0169 | 0.16242 | 0.0061261 | 0.0036608 | 0.012521 | 0.087661 | 0 | 0.0011913 | 0.024329 | 0 | 0 | 5.1886 | 2.0585 | 0.1229 | 0.5298 | 0.81115 | 0 | 0 | 0 | 0 | -14.2764 | 0.053997 | 0 | 0.019618 | 0 | -0.11395 | 0 | 0 | 0 | 0 | 0 | 0 | 0 | 0 | 1.8511 | 0.044241 | 0.00026332 | 0 | 1.822 | 0 | 0 | 0 | 0.72251 | 14.4872 | 1.2254 | 3.0551 | 0.1796 | 0.050933 | -0.79604 | 0.73583 | 0.23426 | 3.7293 | 19.9932 | 20.6925 | -0.90999 | 0 | 0.23416 | 0 | 1.6728 | 0.35648
2025_07_13 Hr 17 | 0.78377 | 0.00025546 | 0 | 0.12737 | 0.12734 | 0.12736 | 0.12736 | 0.12684 | 0.12737 | 0 | 0 | 0.023943 | 0.66 | 0.018245 | 1.4981 | 1.4981 | 5.4541 | 0.21656 | 0.0061261 | 0.0036608 | 0.012521 | 0.087661 | 0 | 0.0011913 | 0.024329 | 0 | 0 | 5.1803 | 2.0585 | 0.24581 | 0.52856 | 0.81115 | 0 | 0 | 0 | 0 | -16.9254 | 0.053997 | 0 | 0.017771 | 0 | -0.1223 | 0 | 0 | 0 | 0 | 0 | 0 | 0 | 0 | 1.7785 | 0.044241 | 0.00026332 | 0 | 1.822 | 0 | 3.1063 | 0 | 0.77909 | 16.8237 | 1.2254 | 3.0551 | 0.1796 | 0.050933 | -0.78377 | 0.73583 | 0.23426 | 3.7293 | 19.9706 | 20.9784 | -0.90606 | 0 | 0.23416 | 0 | 1.6728 | 0.36288
2025_07_13 Hr 18 | 0.76168 | 0.00043842 | 0 | 0.12737 | 0.12734 | 0.12736 | 0.12736 | 0.12684 | 0.12737 | 0 | 0 | 0.023943 | 0.93 | 0.070668 | 1.4981 | 1.4981 | 4.9894 | 0.32484 | 0.0061261 | 0.0036608 | 0.012521 | 0.087661 | 0 | 0.0011913 | 0.024329 | 0 | 0.45315 | 5.1384 | 2.0585 | 0.36871 | 0.52236 | 0.81115 | 0 | 0 | 0 | 0 | -50.5062 | 0.053997 | 0 | 0.048849 | 0 | -0.33984 | 0 | 0 | 0 | 0 | 0 | 0 | 0 | 0 | 1.8511 | 0.044241 | 0.00026332 | 0 | 1.822 | 0 | 2.2883 | 0 | 0.74862 | 17.1731 | 1.2254 | 3.0551 | 0.1796 | 0.050933 | -0.76168 | 0.73583 | 0.23426 | 3.7293 | -13.1193 | 21.3153 | -1.1015 | 0 | 0.23416 | 0 | 1.6728 | 0.36334
2025_07_13 Hr 19 | 0.64391 | 0.00013842 | 0 | 0.12737 | 0.12734 | 0.12736 | 0.12736 | 0.12684 | 0.12737 | 0 | 0 | 0.023943 | 0.99 | 0.022558 | 1.4886 | 1.4886 | 4.1094 | 0.054141 | 0.0061261 | 0.0036608 | 0.012521 | 0.087661 | 0 | 0.0011913 | 0.024329 | 0 | 0.30351 | 5.0631 | 2.0585 | 0.061452 | 0.51121 | 0.81115 | 0 | 0 | 0 | 0 | -11.9939 | 0.053997 | 0 | 0.014648 | 0 | -0.10044 | 0 | 0 | 0 | 0 | 0 | 0 | 0 | 0 | 1.2994 | 0.044241 | 0.00026332 | 0 | 1.822 | 0 | 1.967 | 0 | 0.60064 | 15.2994 | 1.2254 | 3.0551 | 0.1796 | 0.050933 | -0.64391 | 0.73583 | 0.23426 | 3.7293 | 23.0634 | 20.5022 | -0.74435 | 0 | 0.23416 | 0 | 1.6728 | 0.36726
2025_07_13 Hr 20 | 0.13579 | 5.0638e-05 | 0 | 0.12737 | 0.12734 | 0.12736 | 0.12736 | 0.12684 | 0.12737 | 0 | 0 | 0.023943 | 1.26 | 0.02123 | 1.1683 | 1.1683 | 3.9218 | 0 | 0.0061261 | 0.0036608 | 0.012521 | 0.087661 | 0 | 0.0011913 | 0.024329 | 0 | 0.30351 | 4.747 | 2.0585 | 0 | 0.46443 | 0.81115 | 0 | 0 | 0 | 0 | -8.2181 | 0.053997 | 0 | 0.010832 | 0 | -0.073722 | 0 | 0 | 0 | 0 | 0 | 0 | 0 | 0 | 1.2994 | 0.044241 | 0.00026332 | 0 | 1.822 | 0 | 1.967 | 0 | 0.47877 | 14.0395 | 1.2254 | 3.0551 | 0.1796 | 0.050933 | -0.13579 | 0.73583 | 0.23426 | 3.7293 | 25.7002 | 20.0883 | -0.20951 | 0 | 0.23416 | 0 | 1.6728 | 0.36154
2025_07_13 Hr 21 | 0.022813 | 1.6117e-05 | 0 | 0 | 0 | 0 | 0 | 0 | 0 | 0 | 0 | 0.023943 | 1.05 | 0.022891 | 0.58979 | 0.58979 | 4.0156 | 0.054141 | 0.0061261 | 0.0036608 | 0.012521 | 0.087661 | 0 | 0.0011913 | 0.024329 | 0 | 0.30351 | 4.3408 | 2.0585 | 0.061452 | 0.40431 | 0.81115 | 0 | 0 | 0 | 0 | -7.0477 | 0.053997 | 0 | 0.016584 | 0 | -0.096002 | 0 | 0 | 0 | 0 | 0 | 0 | 0 | 0 | 1.9891 | 0.044241 | 0.00026332 | 0 | 1.822 | 0 | 0 | 0 | 0.39172 | 9.9551 | 1.2254 | 3.0551 | 0.1796 | 0.050933 | -0.022813 | 0.73583 | 0.23426 | 3.7293 | 23.0872 | 20.2986 | -0.11881 | 0 | 0.23416 | 0 | 1.6728 | 0.35078
2025_07_13 Hr 22 | 0 | 2.8062e-06 | 0 | 0 | 0 | 0 | 0 | 0 | 0 | 0 | 0 | 0.023943 | 1.77 | 0.020603 | 0.53727 | 0.53727 | 0 | 0 | 0.0061261 | 0.0036608 | 0.012521 | 0.087661 | 0 | 0.0011913 | 0.024329 | 0 | 0 | 4.1399 | 2.0585 | 0 | 0.37457 | 0.81115 | 0 | 0 | 0 | 0 | -2.312 | 0.053997 | 0 | 0.014966 | 0 | -0.050282 | 0 | 0 | 0 | 0 | 0 | 0 | 0 | 0 | 3.2885 | 0.044241 | 0.00026332 | 0 | 1.822 | 0 | 0 | 0 | 0.42219 | 5.2144 | 1.2254 | 3.0551 | 0.1796 | 0.050933 | 0 | 0.73583 | 0.23426 | 3.7293 | 25.14 | 22.2879 | -0.050282 | 0 | 0.23416 | 0 | 1.6728 | 0.34495
2025_07_13 Hr 23 | 0 | 0 | 0 | 0 | 0 | 0 | 0 | 0 | 0 | 0 | 0 | 0.023943 | 0.33 | 0.0072406 | 0.60571 | 0.60574 | 0 | 0 | 0.0061261 | 0.0036608 | 0.012521 | 0.087661 | 0 | 0.0011913 | 0.024329 | 0 | 0 | 4.4463 | 2.0585 | 0.18436 | 0.40516 | 0.81115 | 0 | 0 | 0 | 0 | -5.0994 | 0.053997 | 0 | 0.02821 | 0 | -0.096635 | 0 | 0 | 0 | 0 | 0 | 0 | 0 | 0 | 3.9055 | 0.044241 | 0.00026332 | 0 | 1.822 | 0 | 0 | 0 | 0.57017 | 5.8421 | 1.2254 | 3.0551 | 0.1796 | 0.050933 | 0 | 0.73583 | 0.23426 | 3.7293 | 22.2577 | 21.6117 | -0.096635 | 0 | 0.23416 | 0 | 1.6728 | 0.32651
2025_07_13 Hr 24 | 0 | 0 | 0 | 0 | 0 | 0 | 0 | 0 | 0 | 0 | 0 | 0.023943 | 0.39 | 0.0089465 | 0.67574 | 0.67583 | 0 | 0 | 0.0061261 | 0.0036608 | 0.012521 | 0.087661 | 0 | 0.0011913 | 0.024329 | 0 | 0 | 4.7771 | 2.0585 | 0 | 0.44382 | 0.81115 | 0 | 0 | 0 | 0 | -6.0828 | 0.053997 | 0 | 0.029494 | 0 | -0.10113 | 0 | 0 | 0 | 0 | 0 | 0 | 0 | 0 | 4.1741 | 0.044241 | 0.00026332 | 0 | 1.822 | 0 | 0 | 0 | 0.5397 | 6.1287 | 1.2254 | 3.0551 | 0.1796 | 0.050933 | 0 | 0.73583 | 0.23426 | 3.7293 | 21.8751 | 21.9303 | -0.10113 | 0 | 0.23416 | 0 | 1.6728 | 0.30667
2025_07_14 Hr 01 | 0 | 0 | 0 | 0 | 0 | 0 | 0 | 0 | 0 | 0 | 0 | 0.023943 | 1.11 | 0.018943 | 0.72668 | 0.72681 | 0 | 0 | 0.0061261 | 0.0036608 | 0.012521 | 0.087661 | 0 | 0.0011913 | 0.024329 | 0 | 0 | 4.2809 | 2.0585 | 0 | 0.38582 | 0.81115 | 0 | 0 | 0 | 0 | -3.723 | 0.053997 | 0 | 0.021942 | 0 | -0.074696 | 0 | 0 | 0 | 0 | 0 | 0 | 0 | 0 | 4.1088 | 0.044241 | 0.00026332 | 0 | 1.822 | 0 | 0 | 0 | 0.33079 | 5.7343 | 1.2254 | 3.0551 | 0.1796 | 0.050933 | 0 | 0.73583 | 0.23426 | 3.7293 | 24.2497 | 22.3131 | -0.074696 | 0 | 0.23416 | 0 | 1.6728 | 0.29165
2025_07_14 Hr 02 | 0 | 0 | 0 | 0 | 0 | 0 | 0 | 0 | 0 | 0 | 0 | 0.023943 | 0.93 | 0.01334 | 0.53727 | 0.53727 | 0 | 0 | 0.0061261 | 0.0036608 | 0.012521 | 0.087661 | 0 | 0.0011913 | 0.024329 | 0 | 0 | 0 | 2.0585 | 0 | 0 | 0.81115 | 0 | 0 | 0 | 0 | -0.58292 | 0.053997 | 0 | 0.044877 | 0 | -0.062449 | 0 | 0 | 0 | 0 | 0 | 0 | 0 | 0 | 4.0435 | 0.044241 | 0.00026332 | 0 | 1.822 | 0 | 0 | 0 | 0.30032 | 1.0745 | 1.2254 | 3.0551 | 0.1796 | 0.050933 | 0 | 0.73583 | 0.23426 | 3.7293 | 22.0719 | 21.6427 | -0.062449 | 0 | 0.23416 | 0 | 1.6728 | 0.28852
2025_07_14 Hr 03 | 0 | 0 | 0 | 0 | 0 | 0 | 0 | 0 | 0 | 0 | 0 | 0.023943 | 1.05 | 0.014754 | 0.54841 | 0.54842 | 0 | 0 | 0.0061261 | 0.0036608 | 0.012521 | 0.087661 | 0 | 0.0011913 | 0.024329 | 0 | 0 | 0 | 2.0585 | 0 | 0 | 0.81115 | 0 | 0 | 0 | 0 | -1.1631 | 0.053997 | 0 | 0.043962 | 0 | -0.061133 | 0 | 0 | 0 | 0 | 0 | 0 | 0 | 0 | 4.5226 | 0.044241 | 0.00026332 | 0 | 1.822 | 0 | 0 | 0 | 0.84002 | 1.0968 | 1.2254 | 3.0551 | 0.1796 | 0.050933 | 0 | 0.73583 | 0.23426 | 3.7293 | 22.6502 | 22.7776 | -0.061133 | 0 | 0.23416 | 0 | 1.6728 | 0.28317
2025_07_14 Hr 04 | 0 | 0 | 0 | 0 | 0 | 0 | 0 | 0 | 0 | 0 | 0 | 0.023943 | 0.99 | 0.026038 | 0.65664 | 0.65668 | 0 | 0 | 0.0061261 | 0.0036608 | 0.012521 | 0.087661 | 0 | 0.0011913 | 0.024329 | 0 | 0 | 0 | 2.0585 | 0 | 0 | 0.81115 | 0 | 0 | 0 | 0 | -2.237 | 0.053997 | 0 | 0.082283 | 0 | -0.11625 | 0 | 0 | 0 | 0 | 0 | 0 | 0 | 0 | 4.3847 | 0.044241 | 0.00026332 | 0 | 1.822 | 0 | 0 | 0 | 0.42219 | 1.3133 | 1.2254 | 3.0551 | 0.1796 | 0.050933 | 0 | 0.73583 | 0.23426 | 3.7293 | 21.1311 | 22.171 | -0.11625 | 0 | 0.23416 | 0 | 1.6728 | 0.28108
2025_07_14 Hr 05 | 0 | 0 | 0 | 0 | 0 | 0 | 0 | 0 | 0 | 0 | 0 | 0.023943 | 0.78 | 0.013934 | 0.88585 | 0.88595 | 0 | 0 | 0.0061261 | 0.0036608 | 0.012521 | 0.087661 | 0 | 0.0011913 | 0.024329 | 0 | 0 | 0 | 2.0585 | 0 | 0 | 0.81115 | 0 | 0 | 0 | 0 | -1.9471 | 0.053997 | 0 | 0.055891 | 0 | -0.07829 | 0 | 0 | 0 | 0 | 0 | 0 | 0 | 0 | 4.2467 | 0.044241 | 0.00026332 | 0 | 1.822 | 0 | 0 | 0 | 0.26985 | 1.7718 | 1.2254 | 3.0551 | 0.1796 | 0.050933 | 0 | 0.73583 | 0.23426 | 3.7293 | 21.4094 | 21.663 | -0.07829 | 0 | 0.23416 | 0 | 1.6728 | 0.28544
2025_07_14 Hr 06 | 0.022813 | 0 | 0 | 0 | 0 | 0 | 0 | 0 | 0 | 0 | 0 | 0.023943 | 0.57 | 0.0096963 | 1.1151 | 1.1152 | 0 | 0 | 0.0061261 | 0.0036608 | 0.012521 | 0.087661 | 0 | 0.0011913 | 0.024329 | 0 | 0 | 0 | 2.0585 | 0 | 0 | 0.81115 | 0 | 0 | 0 | 0 | -2.3847 | 0.053997 | 0 | 0.05322 | 0 | -0.07445 | 0 | 0 | 0 | 0 | 0 | 0 | 0 | 0 | 4.0435 | 0.044241 | 0.00026332 | 0 | 1.822 | 0 | 0 | 0 | 0.50924 | 2.2303 | 1.2254 | 3.0551 | 0.1796 | 0.050933 | -0.022813 | 0.73583 | 0.23426 | 3.7293 | 21.2637 | 21.5154 | -0.097262 | 0 | 0.23416 | 0 | 1.6728 | 0.29317
2025_07_14 Hr 07 | 0.24919 | 1.6618e-06 | 0 | 0 | 0 | 0 | 0 | 0 | 0 | 0 | 0 | 0.023943 | 0.18 | 0.0031021 | 1.3443 | 1.3445 | 0 | 0 | 0.0061261 | 0.0036608 | 0.012521 | 0.087661 | 0 | 0.0011913 | 0.024329 | 0 | 0 | 0 | 2.0585 | 0 | 0 | 0.81115 | 0 | 0 | 0 | 0 | -3.2323 | 0.053997 | 0 | 0.053917 | 0 | -0.075453 | 0 | 0 | 0 | 0 | 0 | 0 | 0 | 0 | 3.9709 | 0.044241 | 0.00026332 | 0 | 1.822 | 0 | 0 | 0 | 0.84002 | 2.6888 | 1.2254 | 3.0551 | 0.1796 | 0.050933 | -0.24919 | 0.73583 | 0.23426 | 3.7293 | 20.7537 | 21.6219 | -0.32465 | 0 | 0.23416 | 0 | 1.6728 | 0.31167
2025_07_14 Hr 08 | 0.49941 | 1.5773e-05 | 0 | 0 | 0 | 0 | 0 | 0 | 0 | 0 | 0 | 0.023943 | 0.15 | 0.0029443 | 1.4948 | 1.4948 | 0 | 0 | 0.0061261 | 0.0036608 | 0.012521 | 0.087661 | 0 | 0.0011913 | 0.024329 | 0 | 0 | 0 | 2.0585 | 0 | 0 | 0.81115 | 0 | 0 | 0 | 0 | -2.9501 | 0.053997 | 0 | 0.06141 | 0 | -0.08623 | 0 | 0 | 0 | 0 | 0 | 0 | 0 | 0 | 4.0435 | 0.044241 | 0.00026332 | 0 | 1.822 | 0 | 0 | 0 | 0.47877 | 2.9896 | 1.2254 | 3.0551 | 0.1796 | 0.050933 | -0.49941 | 0.73583 | 0.23426 | 3.7293 | 21.0163 | 21.5624 | -0.58564 | 0 | 0.23416 | 0 | 1.6728 | 0.32079
2025_07_14 Hr 09 | 0.6357 | 9.293e-05 | 0 | 0 | 0 | 0 | 0 | 0 | 0 | 0 | 0 | 0.023943 | 0.24 | 0.0068701 | 1.4981 | 1.4981 | 0 | 0 | 0.0061261 | 0.0036608 | 0.012521 | 0.087661 | 0 | 0.0011913 | 0.024329 | 0 | 0 | 0 | 2.0585 | 0 | 0 | 0.81115 | 0 | 0 | 0 | 0 | -4.871 | 0.053997 | 0 | 0.089556 | 0 | -0.12671 | 0 | 0 | 0 | 0 | 0 | 0 | 0 | 0 | 4.1741 | 0.044241 | 0.00026332 | 0 | 1.822 | 0 | 0 | 0 | 0.33079 | 2.9963 | 1.2254 | 3.0551 | 0.1796 | 0.050933 | -0.6357 | 0.73583 | 0.23426 | 3.7293 | 19.1492 | 21.7863 | -0.76242 | 0 | 0.23416 | 0 | 1.6728 | 0.3317
2025_07_14 Hr 10 | 0.70276 | 0.00017051 | 0 | 0 | 0 | 0 | 0 | 0 | 0 | 0 | 0 | 0.023943 | 0.21 | 0.0059571 | 1.4981 | 1.4981 | 0 | 0 | 0.0061261 | 0.0036608 | 0.012521 | 0.087661 | 0 | 0.0011913 | 0.024329 | 0 | 0 | 0 | 2.0585 | 0 | 0 | 0.81115 | 0 | 0 | 0 | 0 | -4.4544 | 0.053997 | 0 | 0.088749 | 0 | -0.12555 | 0 | 0 | 0 | 0 | 0 | 0 | 0 | 0 | 4.1088 | 0.044241 | 0.00026332 | 0 | 1.822 | 0 | 0 | 0 | 0.33079 | 2.9963 | 1.2254 | 3.0551 | 0.1796 | 0.050933 | -0.70276 | 0.73583 | 0.23426 | 3.7293 | 19.4768 | 21.7632 | -0.82831 | 0 | 0.23416 | 0 | 1.6728 | 0.3377
2025_07_14 Hr 11 | 0.76713 | 0.00026018 | 0 | 0 | 0 | 0 | 0 | 0 | 0 | 0 | 0 | 0.023943 | 0.18 | 0.0057249 | 1.4981 | 1.4981 | 0 | 0 | 0.0061261 | 0.0036608 | 0.012521 | 0.087661 | 0 | 0.0011913 | 0.024329 | 0 | 0 | 0 | 2.0585 | 0 | 0 | 0.81115 | 0 | 0 | 0 | 0 | -5.6366 | 0.053997 | 0 | 0.099504 | 0 | -0.14102 | 0 | 0 | 0 | 0 | 0 | 0 | 0 | 0 | 3.9709 | 0.044241 | 0.00026332 | 0 | 1.822 | 0 | 0 | 0 | 0.33079 | 2.9963 | 1.2254 | 3.0551 | 0.1796 | 0.050933 | -0.76713 | 0.73583 | 0.23426 | 3.7293 | 18.12 | 21.6685 | -0.90815 | 0 | 0.23416 | 0 | 1.6728 | 0.34664
2025_07_14 Hr 12 | 0.76647 | 0.00039838 | 0 | 0 | 0 | 0 | 0 | 0 | 0 | 0 | 0 | 0.023943 | 0.15 | 0.0063127 | 1.4981 | 1.4981 | 0 | 0 | 0.0061261 | 0.0036608 | 0.012521 | 0.087661 | 0 | 0.0011913 | 0.024329 | 0 | 0 | 0 | 2.0585 | 0 | 0 | 0.81115 | 0 | 0 | 0 | 0 | -6.372 | 0.053997 | 0 | 0.13167 | 0 | -0.18728 | 0 | 0 | 0 | 0 | 0 | 0 | 0 | 0 | 3.5644 | 0.044241 | 0.00026332 | 0 | 1.822 | 0 | 0 | 0 | 0.23939 | 2.9963 | 1.2254 | 3.0551 | 0.1796 | 0.050933 | -0.76647 | 0.73583 | 0.23426 | 3.7293 | 16.8124 | 21.1418 | -0.95376 | 0 | 0.23416 | 0 | 1.6728 | 0.34782
2025_07_14 Hr 13 | 0.7813 | 0.0003332 | 0 | 0 | 0 | 0 | 0 | 0 | 0 | 0 | 0 | 0.023943 | 0.15 | 0.0076598 | 1.4981 | 1.4981 | 0 | 0 | 0.0061261 | 0.0036608 | 0.012521 | 0.087661 | 0 | 0.0011913 | 0.024329 | 0 | 0 | 0 | 2.0585 | 0 | 0 | 0.81115 | 0 | 0 | 0 | 0 | -7.1847 | 0.053997 | 0 | 0.15976 | 0 | -0.22769 | 0 | 0 | 0 | 0 | 0 | 0 | 0 | 0 | 3.2885 | 0.044241 | 0.00026332 | 0 | 1.822 | 0 | 0 | 0 | 0.30032 | 2.9963 | 1.2254 | 3.0551 | 0.1796 | 0.050933 | -0.7813 | 0.73583 | 0.23426 | 3.7293 | 15.7478 | 20.9452 | -1.009 | 0 | 0.23416 | 0 | 1.6728 | 0.35006
2025_07_14 Hr 14 | 0.73865 | 0.0003568 | 0 | 0 | 0 | 0 | 0 | 0 | 0 | 0 | 0 | 0.023943 | 0.09 | 0.00445 | 1.4981 | 1.4981 | 0 | 0 | 0.0061261 | 0.0036608 | 0.012521 | 0.087661 | 0 | 0.0011913 | 0.024329 | 0 | 0 | 0 | 2.0585 | 0 | 0 | 0.81115 | 0 | 0 | 0 | 0 | -6.3648 | 0.053997 | 0 | 0.15469 | 0 | -0.2204 | 0 | 0 | 0 | 0 | 0 | 0 | 0 | 0 | 3.0126 | 0.044241 | 0.00026332 | 0 | 1.822 | 0 | 0 | 0 | 0.30032 | 2.9963 | 1.2254 | 3.0551 | 0.1796 | 0.050933 | -0.73865 | 0.73583 | 0.23426 | 3.7293 | 16.2376 | 20.5652 | -0.95905 | 0 | 0.23416 | 0 | 1.6728 | 0.35172
2025_07_14 Hr 15 | 0.74679 | 0.00029426 | 0 | 0 | 0 | 0 | 0 | 0 | 0 | 0 | 0 | 0.023943 | 0.12 | 0.0051335 | 1.4981 | 1.4981 | 0 | 0 | 0.0061261 | 0.0036608 | 0.012521 | 0.087661 | 0 | 0.0011913 | 0.024329 | 0 | 0 | 0 | 2.0585 | 0 | 0 | 0.81115 | 0 | 0 | 0 | 0 | -3.8446 | 0.053997 | 0 | 0.13384 | 0 | -0.19041 | 0 | 0 | 0 | 0 | 0 | 0 | 0 | 0 | 2.6715 | 0.044241 | 0.00026332 | 0 | 1.822 | 0 | 0 | 0 | 0.36125 | 2.9963 | 1.2254 | 3.0551 | 0.1796 | 0.050933 | -0.74679 | 0.73583 | 0.23426 | 3.7293 | 18.5355 | 20.321 | -0.93719 | 0 | 0.23416 | 0 | 1.6728 | 0.34902
2025_07_14 Hr 16 | 0.80483 | 0.00030836 | 0 | 0 | 0 | 0 | 0 | 0 | 0 | 0 | 0 | 0.023943 | 0.09 | 0.0047053 | 1.4981 | 1.4981 | 0 | 0 | 0.0061261 | 0.0036608 | 0.012521 | 0.087661 | 0 | 0.0011913 | 0.024329 | 0 | 0 | 0 | 2.0585 | 0 | 0 | 0.81115 | 0 | 0 | 0 | 0 | -3.0931 | 0.053997 | 0 | 0.16356 | 0 | -0.23316 | 0 | 0 | 0 | 0 | 0 | 0 | 0 | 0 | 2.4682 | 0.044241 | 0.00026332 | 0 | 1.822 | 0 | 0 | 0 | 0.47877 | 2.9963 | 1.2254 | 3.0551 | 0.1796 | 0.050933 | -0.80483 | 0.73583 | 0.23426 | 3.7293 | 19.1266 | 20.2614 | -1.038 | 0 | 0.23416 | 0 | 1.6728 | 0.34752
2025_07_14 Hr 17 | 0.78377 | 0.00022331 | 0 | 0 | 0 | 0 | 0 | 0 | 0 | 0 | 0 | 0.023943 | 0.06 | 0.0031341 | 1.4981 | 1.4981 | 0 | 0 | 0.0061261 | 0.0036608 | 0.012521 | 0.087661 | 0 | 0.0011913 | 0.024329 | 0 | 0 | 0 | 2.0585 | 0 | 0 | 0.81115 | 0 | 0 | 0 | 0 | -1.4478 | 0.053997 | 0 | 0.16342 | 0 | -0.23296 | 0 | 0 | 0 | 0 | 0 | 0 | 0 | 0 | 2.2577 | 0.044241 | 0.00026332 | 0 | 1.822 | 0 | 0 | 0 | 0.60064 | 2.9963 | 1.2254 | 3.0551 | 0.1796 | 0.050933 | -0.78377 | 0.73583 | 0.23426 | 3.7293 | 20.6511 | 20.1194 | -1.0167 | 0 | 0.23416 | 0 | 1.6728 | 0.34691
2025_07_14 Hr 18 | 0.75042 | 0.00028265 | 0 | 0 | 0 | 0 | 0 | 0 | 0 | 0 | 0 | 0.023943 | 0.03 | 0.0017471 | 1.4981 | 1.4981 | 0 | 0 | 0.0061261 | 0.0036608 | 0.012521 | 0.087661 | 0 | 0.0011913 | 0.024329 | 0 | 0 | 0 | 2.0585 | 0 | 0 | 0.81115 | 0 | 0 | 0 | 0.073048 | -0.073285 | 0.053997 | 0 | 0.18219 | 0 | -0.25996 | 0 | 0 | 0 | 0 | 0 | 0 | 0 | 0 | 2.1197 | 0.044241 | 0.00026332 | 0 | 1.822 | 0 | 0 | 0 | 0.5397 | 2.9963 | 1.2254 | 3.0551 | 0.1796 | 0.050933 | -0.75042 | 0.73583 | 0.23426 | 3.7293 | 21.839 | 19.8533 | -1.0104 | 0 | 0.23416 | 0 | 1.6728 | 0.34434
2025_07_14 Hr 19 | 0.57903 | 0.00022275 | 0 | 0 | 0 | 0 | 0 | 0 | 0 | 0 | 0 | 0.023943 | 0 | 0 | 1.4981 | 1.4981 | 0 | 0 | 0.0061261 | 0.0036608 | 0.012521 | 0.087661 | 0 | 0.0011913 | 0.024329 | 4.898 | 0 | 0 | 2.0585 | 0 | 0 | 0.81115 | 0 | 0 | 0 | 0.54871 | -0.16396 | 0.053997 | 0 | 0.14787 | 0 | -0.25996 | 0 | 0 | 0 | 0 | 0 | 0 | 0 | 0 | 1.9165 | 0.044241 | 0.00026332 | 0 | 1.822 | 0 | 0 | 0 | 0.42219 | 3.5859 | 1.2254 | 3.0551 | 0.1796 | 0.050933 | -0.57903 | 0.73583 | 0.23426 | 3.7293 | 22.4597 | 19.328 | -0.83899 | 0 | 0.23416 | 0 | 1.6728 | 0.34303
2025_07_14 Hr 20 | 0.13579 | 0.00010912 | 0 | 0 | 0 | 0 | 0 | 0 | 0 | 0 | 0 | 0.023943 | 0.12 | 0.0054682 | 1.4981 | 1.4981 | 0 | 0 | 0.0061261 | 0.0036608 | 0.012521 | 0.087661 | 0 | 0.0011913 | 0.024329 | 0.83077 | 0 | 0 | 2.0585 | 0 | 0 | 0.81115 | 0 | 0 | 0 | 0.14965 | -0.76443 | 0.053997 | 0 | 0.11571 | 0 | -0.20296 | 0 | 0 | 0 | 0 | 0 | 0 | 0 | 0 | 1.7785 | 0.044241 | 0.00026332 | 0 | 1.822 | 0 | 0 | 0 | 0.26985 | 3.827 | 1.2254 | 3.0551 | 0.1796 | 0.050933 | -0.13579 | 0.73583 | 0.23426 | 3.7293 | 21.591 | 18.7174 | -0.33874 | 0 | 0.23416 | 0 | 1.6728 | 0.34062
2025_07_14 Hr 21 | 0.045044 | 3.9076e-05 | 0 | 0 | 0 | 0 | 0 | 0 | 0 | 0 | 0 | 0.023943 | 2.58 | 0.10632 | 1.4981 | 1.4981 | 0 | 0 | 0.0061261 | 0.0036608 | 0.012521 | 0.087661 | 0 | 0.0011913 | 0.024329 | 0.79561 | 0 | 0 | 2.0585 | 0 | 0 | 0.81115 | 0 | 0 | 0 | 0 | -4.9292 | 0.053997 | 0 | 0.10465 | 0 | -0.18335 | 0 | 0 | 0 | 0 | 0 | 0 | 0 | 0 | 1.0236 | 0.044241 | 0.00026332 | 0 | 1.822 | 0 | 0 | 0 | 0.20892 | 3.7919 | 1.2254 | 3.0551 | 0.1796 | 0.050933 | -0.045044 | 0.73583 | 0.23426 | 3.7293 | 19.0007 | 20.3664 | -0.22839 | 0 | 0.23416 | 0 | 1.6728 | 0.3354
2025_07_14 Hr 22 | 0 | 4.3219e-06 | 0 | 0 | 0 | 0 | 0 | 0 | 0 | 0 | 0 | 0.023943 | 2.46 | 0.06014 | 1.4981 | 1.4981 | 10.673 | 0 | 0.0061261 | 0.0036608 | 0.012521 | 0.087661 | 0 | 0.0011913 | 0.024329 | 0.47904 | 0 | 11.2587 | 2.0585 | 0 | 0.45224 | 0.81115 | 0 | 0 | 0 | 0 | -10.3623 | 0.053997 | 0 | 0.0096438 | 0 | -0.10791 | 0 | 0 | 0 | 0 | 0 | 0 | 0 | 0 | 1.0962 | 0.044241 | 0.00026332 | 0 | 1.822 | 0 | 0 | 0 | 0.091402 | 10.3019 | 1.2254 | 3.0551 | 0.1796 | 0.050933 | 0 | 0.73583 | 0.23426 | 3.7293 | 20.3883 | 20.5566 | -0.10791 | 0 | 0.23416 | 0 | 1.6728 | 0.32959
2025_07_14 Hr 23 | 0 | 0 | 0 | 0 | 0 | 0 | 0 | 0 | 0 | 0 | 0 | 0.023943 | 1.41 | 0.047166 | 1.4743 | 1.4743 | 12.4317 | 0 | 0.0061261 | 0.0036608 | 0.012521 | 0.087661 | 0 | 0.0011913 | 0.024329 | 0.50418 | 0 | 5.3826 | 2.0585 | 0 | 0.5146 | 0.81115 | 0 | 0 | 0 | 0 | -19.7149 | 0.053997 | 0 | 0.0057345 | 0 | -0.14843 | 0 | 0 | 0 | 0 | 0 | 0 | 0 | 0 | 1.51 | 0.044241 | 0.00026332 | 0 | 1.822 | 0 | 0 | 0 | 0.20892 | 12.3743 | 1.2254 | 3.0551 | 0.1796 | 0.050933 | 0 | 0.73583 | 0.23426 | 3.7293 | 12.5871 | 20.0762 | -0.14843 | 0 | 0.23416 | 0 | 1.6728 | 0.31854
2025_07_14 Hr 24 | 0 | 0 | 0 | 0 | 0 | 0 | 0 | 0 | 0 | 0 | 0 | 0.023943 | 0.75 | 0.013891 | 1.3372 | 1.3372 | 4.449 | 0 | 0.0061261 | 0.0036608 | 0.012521 | 0.087661 | 0 | 0.0011913 | 0.024329 | 0.47904 | 0 | 4.6235 | 2.0585 | 0 | 0.42587 | 0.81115 | 0 | 0 | 0 | 0 | -9.7151 | 0.053997 | 0 | 0.0031752 | 0 | -0.081249 | 0 | 0 | 0 | 0 | 0 | 0 | 0 | 0 | 1.51 | 0.044241 | 0.00026332 | 0 | 1.822 | 0 | 0 | 0 | 0.33079 | 12.226 | 1.2254 | 3.0551 | 0.1796 | 0.050933 | 0 | 0.73583 | 0.23426 | 3.7293 | 21.8297 | 19.4 | -0.081249 | 0 | 0.23416 | 0 | 1.6728 | 0.30243
2025_07_15 Hr 01 | 0 | 0 | 0 | 0 | 0 | 0 | 0 | 0 | 0 | 0 | 0 | 0.023943 | 0.48 | 0.0075578 | 0.55637 | 0.55639 | 4.5091 | 0 | 0.0061261 | 0.0036608 | 0.012521 | 0.087661 | 0 | 0.0011913 | 0.024329 | 0.47904 | 0 | 4.7111 | 2.0585 | 0 | 0.38582 | 0.81115 | 0 | 0 | 0 | 0 | -4.9271 | 0.053997 | 0 | 0.0026992 | 0 | -0.068754 | 0 | 0 | 0 | 0 | 0 | 0 | 0 | 0 | 1.4374 | 0.044241 | 0.00026332 | 0 | 1.822 | 0 | 0 | 0 | 0.47877 | 10.812 | 1.2254 | 3.0551 | 0.1796 | 0.050933 | 0 | 0.73583 | 0.23426 | 3.7293 | 24.9587 | 19.1425 | -0.068754 | 0 | 0.23416 | 0 | 1.6728 | 0.28595
2025_07_15 Hr 02 | 0 | 0 | 0 | 0 | 0 | 0 | 0 | 0 | 0 | 0 | 0 | 0.023943 | 1.92 | 0.030902 | 0.62003 | 0.62006 | 4.5091 | 0 | 0.0061261 | 0.0036608 | 0.012521 | 0.087661 | 0 | 0.0011913 | 0.024329 | 0.47904 | 0 | 4.7111 | 2.0585 | 0 | 0.38582 | 0.81115 | 0 | 0 | 0 | 0 | -6.751 | 0.053997 | 0 | 0.0027591 | 0 | -0.070326 | 0 | 0 | 0 | 0 | 0 | 0 | 0 | 0 | 2.6715 | 0.044241 | 0.00026332 | 0 | 1.822 | 0 | 0 | 0 | 0.33079 | 10.9394 | 1.2254 | 3.0551 | 0.1796 | 0.050933 | 0 | 0.73583 | 0.23426 | 3.7293 | 25.8058 | 21.6877 | -0.070326 | 0 | 0.23416 | 0 | 1.6728 | 0.28166
2025_07_15 Hr 03 | 0 | 0 | 0 | 0 | 0 | 0 | 0 | 0 | 0 | 0 | 0 | 0.023943 | 2.37 | 0.032422 | 0.53886 | 0.53887 | 4.5091 | 0 | 0.0061261 | 0.0036608 | 0.012521 | 0.087661 | 0 | 0.0011913 | 0.024329 | 0.47904 | 0 | 4.7111 | 2.0585 | 0 | 0.38582 | 0.81115 | 0 | 0 | 0 | 0 | -6.0631 | 0.053997 | 0 | 0.0023452 | 0 | -0.059462 | 0 | 0 | 0 | 0 | 0 | 0 | 0 | 0 | 3.3538 | 0.044241 | 0.00026332 | 0 | 1.822 | 0 | 0 | 0 | 0.80956 | 10.777 | 1.2254 | 3.0551 | 0.1796 | 0.050933 | 0 | 0.73583 | 0.23426 | 3.7293 | 27.9511 | 23.2966 | -0.059462 | 0 | 0.23416 | 0 | 1.6728 | 0.27796
2025_07_15 Hr 04 | 0 | 0 | 0 | 0 | 0 | 0 | 0 | 0 | 0 | 0 | 0 | 0.023943 | 2.43 | 0.055294 | 0.65664 | 0.65664 | 4.7411 | 0 | 0.0061261 | 0.0036608 | 0.012521 | 0.087661 | 0 | 0.0011913 | 0.024329 | 0.48408 | 0 | 4.8931 | 2.0585 | 0 | 0.40516 | 0.81115 | 0 | 0 | 0 | 0 | -12.2142 | 0.053997 | 0 | 0.0039008 | 0 | -0.1003 | 0 | 0 | 0 | 0 | 0 | 0 | 0 | 0 | 3.1506 | 0.044241 | 0.00026332 | 0 | 1.822 | 0 | 0 | 0 | 1.3493 | 11.4316 | 1.2254 | 3.0551 | 0.1796 | 0.050933 | 0 | 0.73583 | 0.23426 | 3.7293 | 22.851 | 23.7338 | -0.1003 | 0 | 0.23416 | 0 | 1.6728 | 0.27649
2025_07_15 Hr 05 | 0 | 0 | 0 | 0 | 0 | 0 | 0 | 0 | 0 | 0 | 0 | 0.023943 | 2.19 | 0.035763 | 0.60412 | 0.60413 | 4.5091 | 0 | 0.0061261 | 0.0036608 | 0.012521 | 0.087661 | 0 | 0.0011913 | 0.024329 | 0.47904 | 0 | 4.7233 | 2.0585 | 0 | 0.38711 | 0.81115 | 0 | 0 | 0 | 0 | -7.6744 | 0.053997 | 0 | 0.0027995 | 0 | -0.071386 | 0 | 0 | 0 | 0 | 0 | 0 | 0 | 0 | 2.7368 | 0.044241 | 0.00026332 | 0 | 1.822 | 0 | 0 | 0 | 1.6191 | 10.9197 | 1.2254 | 3.0551 | 0.1796 | 0.050933 | 0 | 0.73583 | 0.23426 | 3.7293 | 26.4894 | 23.3156 | -0.071386 | 0 | 0.23416 | 0 | 1.6728 | 0.27972
2025_07_15 Hr 06 | 0 | 0 | 0 | 0 | 0 | 0 | 0 | 0 | 0 | 0 | 0 | 0.023943 | 2.13 | 0.047646 | 0.82855 | 0.82866 | 4.5555 | 0 | 0.0061261 | 0.0036608 | 0.012521 | 0.087661 | 0 | 0.0011913 | 0.024329 | 0.47904 | 0 | 4.8931 | 2.0585 | 0 | 0.40516 | 0.81115 | 0 | 0 | 0 | 0 | -11.5187 | 0.053997 | 0 | 0.0038347 | 0 | -0.09856 | 0 | 0 | 0 | 0 | 0 | 0 | 0 | 0 | 2.9473 | 0.044241 | 0.00026332 | 0 | 1.822 | 0 | 0 | 0 | 1.3188 | 11.5849 | 1.2254 | 3.0551 | 0.1796 | 0.050933 | 0 | 0.73583 | 0.23426 | 3.7293 | 23.172 | 23.2044 | -0.09856 | 0 | 0.23416 | 0 | 1.6728 | 0.28842
2025_07_15 Hr 07 | 0.27215 | 2.0682e-06 | 0 | 0 | 0 | 0 | 0 | 0 | 0 | 0 | 0 | 0.023943 | 1.05 | 0.02252 | 1.0578 | 1.0579 | 4.3156 | 0 | 0.0061261 | 0.0036608 | 0.012521 | 0.087661 | 0 | 0.0011913 | 0.024329 | 0.47904 | 0 | 5.3218 | 2.0585 | 0 | 0.47757 | 0.81115 | 0 | 0 | 0 | 0 | -11.5162 | 0.053997 | 0 | 0.0036767 | 0 | -0.094414 | 0 | 0 | 0 | 0 | 0 | 0 | 0 | 0 | 2.7368 | 0.044241 | 0.00026332 | 0 | 1.822 | 0 | 0 | 0 | 1.7105 | 12.2321 | 1.2254 | 3.0551 | 0.1796 | 0.050933 | -0.27215 | 0.73583 | 0.23426 | 3.7293 | 22.9901 | 22.6407 | -0.36657 | 0 | 0.23416 | 0 | 1.6728 | 0.30412
2025_07_15 Hr 08 | 0.56734 | 1.5893e-05 | 0 | 0 | 0 | 0 | 0 | 0 | 0 | 0 | 0 | 0.023943 | 0.96 | 0.031646 | 1.3844 | 1.3841 | 5.4659 | 0.71491 | 0.0061261 | 0.0036608 | 0.012521 | 0.087661 | 0 | 0.0011913 | 0.024329 | 0.48072 | 0 | 5.7101 | 2.0585 | 0 | 0.5298 | 0.81115 | 0 | 0 | 0 | 0 | -20.4644 | 0.053997 | 0 | 0.005651 | 0 | -0.14624 | 0 | 0 | 0 | 0 | 0 | 0 | 0 | 0 | 1.7132 | 0.044241 | 0.00026332 | 0 | 1.822 | 0 | 0 | 0 | 0.90096 | 15.1402 | 1.2254 | 3.0551 | 0.1796 | 0.050933 | -0.56734 | 0.73583 | 0.23426 | 3.7293 | 15.0491 | 21.0869 | -0.71358 | 0 | 0.23416 | 0 | 1.6728 | 0.31688
2025_07_15 Hr 09 | 0.56726 | 8.6568e-05 | 0 | 0 | 0 | 0 | 0 | 0 | 0 | 0 | 0 | 0.023943 | 0.12 | 0.0042525 | 1.4981 | 1.4981 | 6.6612 | 0.59577 | 0.0061261 | 0.0036608 | 0.012521 | 0.087661 | 0 | 0.0011913 | 0.024329 | 0.49585 | 0 | 5.7101 | 2.0585 | 0 | 0.5298 | 0.81115 | 0 | 0 | 0 | 0 | -22.1219 | 0.053997 | 0 | 0.0060749 | 0 | -0.15737 | 0 | 0 | 0 | 0 | 0 | 0 | 0 | 0 | 1.2341 | 0.044241 | 0.00026332 | 0 | 1.822 | 0 | 0 | 0 | 0.74862 | 16.4593 | 1.2254 | 3.0551 | 0.1796 | 0.050933 | -0.56726 | 0.73583 | 0.23426 | 3.7293 | 13.2076 | 19.5949 | -0.72463 | 0 | 0.23416 | 0 | 1.6728 | 0.32372
2025_07_15 Hr 10 | 0.49933 | 0.00019081 | 0 | 0.14018 | 0.14013 | 0.14016 | 0.14016 | 0.13959 | 0.14018 | 0 | 0 | 0.023943 | 0.33 | 0.013557 | 1.4981 | 1.4981 | 6.6653 | 0.71493 | 0.0061261 | 0.0036608 | 0.012521 | 0.087661 | 0 | 0.0011913 | 0.024329 | 0.60966 | 0 | 5.7101 | 2.0585 | 0.81155 | 0.5298 | 0.81115 | 0 | 0 | 0 | 0 | -29.9372 | 0.053997 | 0 | 0.0022009 | 0 | -0.18277 | 0 | 0 | 0 | 0 | 0 | 0 | 0 | 0 | 1.2994 | 0.044241 | 0.00026332 | 0 | 1.822 | 0 | 3.5144 | 0 | 1.1403 | 20.6863 | 1.2254 | 3.0551 | 0.1796 | 0.050933 | -0.49933 | 0.73583 | 0.23426 | 3.7293 | 10.2744 | 20.2074 | -0.68211 | 0 | 0.23416 | 0 | 1.6728 | 0.3277
2025_07_15 Hr 11 | 0.54481 | 0.00036256 | 0 | 0.14018 | 0.14013 | 0.14016 | 0.14016 | 0.13959 | 0.14018 | 0 | 0 | 0.023943 | 0.39 | 0.016952 | 1.4981 | 1.4981 | 6.6653 | 0.71493 | 0.0061261 | 0.0036608 | 0.012521 | 0.087661 | 0 | 0.0011913 | 0.024329 | 0.85084 | 0 | 5.7101 | 2.0585 | 0.81155 | 0.5298 | 0.81115 | 0 | 0 | 0 | 0 | -30.8122 | 0.053997 | 0 | 0.0023286 | 0 | -0.1935 | 0 | 0 | 0 | 0 | 0 | 0 | 0 | 0 | 1.1615 | 0.044241 | 0.00026332 | 0 | 1.822 | 0 | 2.4767 | 0 | 1.1403 | 21.0662 | 1.2254 | 3.0551 | 0.1796 | 0.050933 | -0.54481 | 0.73583 | 0.23426 | 3.7293 | 9.6978 | 20.1821 | -0.73831 | 0 | 0.23416 | 0 | 1.6728 | 0.33129
2025_07_15 Hr 12 | 0.65793 | 0.0005276 | 0 | 0.14018 | 0.14013 | 0.14016 | 0.14016 | 0.13959 | 0.14018 | 0 | 0 | 0.023943 | 0.39 | 0.019282 | 1.4981 | 1.4981 | 6.6653 | 0.71493 | 0.0061261 | 0.0036608 | 0.012521 | 0.087661 | 0 | 0.0011913 | 0.024329 | 1.092 | 0.48315 | 5.7101 | 2.0585 | 0.81155 | 0.5298 | 0.81115 | 0 | 0 | 0 | 0 | -35.2292 | 0.053997 | 0 | 0.0026486 | 0 | -0.22038 | 0 | 0 | 0 | 0 | 0 | 0 | 0 | 0 | 1.372 | 0.044241 | 0.00026332 | 0 | 1.822 | 0 | 2.8398 | 0 | 1.0794 | 22.0039 | 1.2254 | 3.0551 | 0.1796 | 0.050933 | -0.65793 | 0.73583 | 0.23426 | 3.7293 | 6.3512 | 20.4548 | -0.87832 | 0 | 0.23416 | 0 | 1.6728 | 0.33877
2025_07_15 Hr 13 | 0.59015 | 0.00082697 | 0 | 0.14018 | 0.14013 | 0.14016 | 0.14016 | 0.13959 | 0.14018 | 0 | 0 | 0.023943 | 0.3 | 0.022372 | 1.4981 | 1.4981 | 6.6653 | 0.71493 | 0.0061261 | 0.0036608 | 0.012521 | 0.087661 | 0 | 0.0011913 | 0.024329 | 1.2723 | 0.33351 | 5.7101 | 2.0585 | 0.81155 | 0.5298 | 0.81115 | 0 | 0 | 0 | 0 | -50.6911 | 0.053997 | 0 | 0.003995 | 0 | -0.33348 | 0 | 0 | 0 | 0 | 0 | 0 | 0 | 0 | 1.0962 | 0.044241 | 0.00026332 | 0 | 1.822 | 0 | 3.0902 | 0 | 1.2927 | 22.4346 | 1.2254 | 3.0551 | 0.1796 | 0.050933 | -0.59015 | 0.73583 | 0.23426 | 3.7293 | -8.9388 | 20.2414 | -0.92363 | 0 | 0.23416 | 0 | 1.6728 | 0.34232
2025_07_15 Hr 14 | 0.63766 | 0.00055854 | 0 | 0.14018 | 0.14013 | 0.14016 | 0.14016 | 0.13959 | 0.14018 | 0 | 0 | 0.023943 | 0.27 | 0.015639 | 1.4981 | 1.4981 | 6.6653 | 0.71493 | 0.0061261 | 0.0036608 | 0.012521 | 0.087661 | 0 | 0.0011913 | 0.024329 | 1.2821 | 0.33351 | 5.7101 | 2.0585 | 0.81155 | 0.5298 | 0.81115 | 0 | 0 | 0 | 0 | -36.9579 | 0.053997 | 0 | 0.003103 | 0 | -0.25855 | 0 | 0 | 0 | 0 | 0 | 0 | 0 | 0 | 0.95824 | 0.044241 | 0.00026332 | 0 | 1.822 | 0 | 3.0902 | 0 | 1.2317 | 22.4444 | 1.2254 | 3.0551 | 0.1796 | 0.050933 | -0.63766 | 0.73583 | 0.23426 | 3.7293 | 4.6456 | 20.0552 | -0.89622 | 0 | 0.23416 | 0 | 1.6728 | 0.34455
2025_07_15 Hr 15 | 0.54024 | 0.00055644 | 0 | 0.14018 | 0.14013 | 0.14016 | 0.14016 | 0.13959 | 0.14018 | 0 | 0 | 0.023943 | 0.21 | 0.018595 | 1.4981 | 1.4981 | 6.6653 | 0.71493 | 0.0061261 | 0.0036608 | 0.012521 | 0.087661 | 0 | 0.0011913 | 0.024329 | 1.2821 | 0.33351 | 5.7101 | 2.0585 | 0.81155 | 0.5298 | 0.81115 | 0 | 0 | 0 | 0 | -52.9835 | 0.053997 | 0 | 0.0047437 | 0 | -0.39637 | 0 | 0 | 0 | 0 | 0 | 0 | 0 | 0 | 1.0236 | 0.044241 | 0.00026332 | 0 | 1.822 | 0 | 3.0902 | 0 | 1.2622 | 22.4444 | 1.2254 | 3.0551 | 0.1796 | 0.050933 | -0.54024 | 0.73583 | 0.23426 | 3.7293 | -11.4791 | 19.9966 | -0.93661 | 0 | 0.23416 | 0 | 1.6728 | 0.34457
2025_07_15 Hr 16 | 0.61289 | 0.0011182 | 0 | 0.14018 | 0.14013 | 0.14016 | 0.14016 | 0.13959 | 0.14018 | 0 | 0 | 0.023943 | 0.21 | 0.025725 | 1.4981 | 1.4981 | 6.6653 | 0.71493 | 0.0061261 | 0.0036608 | 0.012521 | 0.087661 | 0 | 0.0011913 | 0.024329 | 1.2821 | 0.33351 | 5.7101 | 2.0585 | 0.81155 | 0.5298 | 0.81115 | 0 | 0 | 0 | 0 | -72.39 | 0.053997 | 0 | 0.0065625 | 0 | -0.54915 | 0 | 0 | 0 | 0 | 0 | 0 | 0 | 0 | 1.0962 | 0.044241 | 0.00026332 | 0 | 1.822 | 0 | 3.0902 | 0 | 1.2927 | 22.4444 | 1.2254 | 3.0551 | 0.1796 | 0.050933 | -0.61289 | 0.73583 | 0.23426 | 3.7293 | -30.921 | 20.1867 | -1.162 | 0 | 0.23416 | 0 | 1.6728 | 0.35124
2025_07_15 Hr 17 | 0.71983 | 0.0012836 | 0 | 0.14018 | 0.14013 | 0.14016 | 0.14016 | 0.13959 | 0.14018 | 0 | 0 | 0.023943 | 0.18 | 0.025949 | 1.4981 | 1.4981 | 6.6653 | 0.71493 | 0.0061261 | 0.0036608 | 0.012521 | 0.087661 | 0 | 0.0011913 | 0.024329 | 1.2821 | 0.33351 | 5.7101 | 2.0585 | 0.81155 | 0.5298 | 0.81115 | 0 | 0 | 0 | 0 | -80.0636 | 0.053997 | 0 | 0.007723 | 0 | -0.64663 | 0 | 0 | 0 | 0 | 0 | 0 | 0 | 0 | 0.8929 | 0.044241 | 0.00026332 | 0 | 1.822 | 0 | 3.0902 | 0 | 1.3188 | 22.4444 | 1.2254 | 3.0551 | 0.1796 | 0.050933 | -0.71983 | 0.73583 | 0.23426 | 3.7293 | -38.8993 | 20.0863 | -1.3665 | 0 | 0.23416 | 0 | 1.6728 | 0.35065
2025_07_15 Hr 18 | 0.72811 | 0.0012315 | 0 | 0.14018 | 0.14013 | 0.14016 | 0.14016 | 0.13959 | 0.14018 | 0 | 0 | 0.023943 | 0.21 | 0.029856 | 1.4981 | 1.4981 | 6.6653 | 0.71493 | 0.0061261 | 0.0036608 | 0.012521 | 0.087661 | 0 | 0.0011913 | 0.024329 | 1.2821 | 0.33351 | 5.7101 | 2.0585 | 0.81155 | 0.5298 | 0.81115 | 0 | 0 | 0 | 0 | -76.1459 | 0.053997 | 0 | 0.0076162 | 0 | -0.63766 | 0 | 0 | 0 | 0 | 0 | 0 | 0 | 0 | 1.0236 | 0.044241 | 0.00026332 | 0 | 1.822 | 0 | 3.0902 | 0 | 1.0794 | 22.4444 | 1.2254 | 3.0551 | 0.1796 | 0.050933 | -0.72811 | 0.73583 | 0.23426 | 3.7293 | -35.0445 | 20.0228 | -1.3658 | 0 | 0.23416 | 0 | 1.6728 | 0.35375
2025_07_15 Hr 19 | 0.59153 | 0.00085345 | 0 | 0.14018 | 0.14013 | 0.14016 | 0.14016 | 0.13959 | 0.14018 | 0 | 0 | 0.023943 | 0.18 | 0.024447 | 1.4981 | 1.4981 | 6.6653 | 0.71493 | 0.0061261 | 0.0036608 | 0.012521 | 0.087661 | 0 | 0.0011913 | 0.024329 | 1.2821 | 0.33351 | 5.7101 | 2.0585 | 0.81155 | 0.5298 | 0.81115 | 0 | 0 | 0 | 0 | -73.8944 | 0.053997 | 0 | 0.0072758 | 0 | -0.60907 | 0 | 0 | 0 | 0 | 0 | 0 | 0 | 0 | 0.95824 | 0.044241 | 0.00026332 | 0 | 1.822 | 0 | 3.0902 | 0 | 0.80956 | 22.4444 | 1.2254 | 3.0551 | 0.1796 | 0.050933 | -0.59153 | 0.73583 | 0.23426 | 3.7293 | -33.1325 | 19.5181 | -1.2006 | 0 | 0.23416 | 0 | 1.6728 | 0.35659
2025_07_15 Hr 20 | 0.13579 | 0.00053853 | 0 | 0.14018 | 0.14013 | 0.14016 | 0.14016 | 0.13959 | 0.14018 | 0 | 0 | 0.023943 | 0.24 | 0.043945 | 1.4981 | 1.4981 | 6.6653 | 0.71493 | 0.0061261 | 0.0036608 | 0.012521 | 0.087661 | 0 | 0.0011913 | 0.024329 | 1.2821 | 0.33351 | 5.7101 | 2.0585 | 0.81155 | 0.5298 | 0.81115 | 0 | 0 | 0 | 0 | -100.4346 | 0.053997 | 0 | 0.0098093 | 0 | -0.82188 | 0 | 0 | 0 | 0 | 0 | 0 | 0 | 0 | 0.61705 | 0.044241 | 0.00026332 | 0 | 1.822 | 0 | 3.0902 | 0 | 0.72251 | 22.4444 | 1.2254 | 3.0551 | 0.1796 | 0.050933 | -0.13579 | 0.73583 | 0.23426 | 3.7293 | -60.2454 | 18.7024 | -0.95766 | 0 | 0.23416 | 0 | 1.6728 | 0.3457
2025_07_15 Hr 21 | 0 | 6.2963e-05 | 0 | 0.14018 | 0.14013 | 0.14016 | 0.14016 | 0.13959 | 0.14018 | 0 | 0 | 0.023943 | 0.51 | 0.051231 | 1.4981 | 1.4981 | 6.6653 | 0.71493 | 0.0061261 | 0.0036608 | 0.012521 | 0.087661 | 0 | 0.0011913 | 0.024329 | 1.2821 | 0.33351 | 5.7101 | 2.0585 | 0.81155 | 0.5298 | 0.81115 | 0 | 0 | 0 | 0 | -63.8493 | 0.053997 | 0 | 0.0053815 | 0 | -0.44994 | 0 | 0 | 0 | 0 | 0 | 0 | 0 | 0 | 0.8929 | 0.044241 | 0.00026332 | 0 | 1.822 | 0 | 3.0902 | 0 | 0.96189 | 22.4444 | 1.2254 | 3.0551 | 0.1796 | 0.050933 | 0 | 0.73583 | 0.23426 | 3.7293 | -22.4992 | 19.3556 | -0.44994 | 0 | 0.23416 | 0 | 1.6728 | 0.34263
2025_07_15 Hr 22 | 0 | 1.0234e-05 | 0 | 0.14018 | 0.14013 | 0.14016 | 0.14016 | 0.13959 | 0.14018 | 0 | 0 | 0.023943 | 0.54 | 0.038206 | 1.4981 | 1.4981 | 6.6653 | 0.71493 | 0.0061261 | 0.0036608 | 0.012521 | 0.087661 | 0 | 0.0011913 | 0.024329 | 1.2821 | 0.33351 | 5.7101 | 2.0585 | 0.81155 | 0.5298 | 0.81115 | 0 | 0 | 0 | 0 | -48.6441 | 0.053997 | 0 | 0.0037903 | 0 | -0.31628 | 0 | 0 | 0 | 0 | 0 | 0 | 0 | 0 | 1.0236 | 0.044241 | 0.00026332 | 0 | 1.822 | 0 | 3.0902 | 0 | 0.84002 | 22.4444 | 1.2254 | 3.0551 | 0.1796 | 0.050933 | 0 | 0.73583 | 0.23426 | 3.7293 | -7.1424 | 19.3735 | -0.31628 | 0 | 0.23416 | 0 | 1.6728 | 0.33488
2025_07_15 Hr 23 | 0 | 0 | 0 | 0.14018 | 0.14013 | 0.14016 | 0.14016 | 0.13959 | 0.14018 | 0 | 0 | 0.023943 | 0.48 | 0.028635 | 1.4981 | 1.4981 | 6.9194 | 0.45536 | 0.0061261 | 0.0036608 | 0.012521 | 0.087661 | 0 | 0.0011913 | 0.024329 | 1.2353 | 0.33351 | 6.227 | 2.0585 | 0 | 0.54682 | 0.81115 | 0 | 0 | 0 | 0 | -45.7893 | 0.053997 | 0 | 0.0031958 | 0 | -0.26635 | 0 | 0 | 0 | 0 | 0 | 0 | 0 | 0 | 1.4374 | 0.044241 | 0.00026332 | 0 | 1.822 | 0 | 2.8439 | 0 | 1.2317 | 21.8512 | 1.2254 | 3.0551 | 0.1796 | 0.050933 | 0 | 0.73583 | 0.23426 | 3.7293 | -4.0935 | 20.111 | -0.26635 | 0 | 0.23416 | 0 | 1.6728 | 0.31941
2025_07_15 Hr 24 | 0 | 0 | 0 | 0.14018 | 0.14013 | 0.14016 | 0.14016 | 0.13959 | 0.14018 | 0 | 0 | 0.023943 | 1.35 | 0.068161 | 1.4981 | 1.4981 | 6.9736 | 0.60715 | 0.0061261 | 0.0036608 | 0.012521 | 0.087661 | 0 | 0.0011913 | 0.024329 | 1.2152 | 0.33351 | 6.268 | 2.0585 | 0 | 0.55118 | 0.81115 | 0 | 0 | 0 | 0 | -40.6798 | 0.053997 | 0 | 0.0027048 | 0 | -0.2251 | 0 | 0 | 0 | 0 | 0 | 0 | 0 | 0 | 1.51 | 0.044241 | 0.00026332 | 0 | 1.822 | 0 | 3.056 | 0 | 1.3493 | 22.2901 | 1.2254 | 3.0551 | 0.1796 | 0.050933 | 0 | 0.73583 | 0.23426 | 3.7293 | 2.5805 | 21.1953 | -0.2251 | 0 | 0.23416 | 0 | 1.6728 | 0.29967
2025_07_16 Hr 01 | 0 | 0 | 0 | 0.13982 | 0.13978 | 0.13981 | 0.13981 | 0.13923 | 0.13982 | 0 | 0 | 0.023943 | 0.96 | 0.05419 | 1.4981 | 1.4981 | 6.9559 | 0 | 0.0061261 | 0.0036608 | 0.012521 | 0.087661 | 0 | 0.0011913 | 0.024329 | 0.86324 | 0.33268 | 6.2521 | 2.0585 | 0 | 0.55118 | 0.81115 | 0 | 0 | 0 | 0 | -43.4576 | 0.053997 | 0 | 0.003024 | 0 | -0.25191 | 0 | 0 | 0 | 0 | 0 | 0 | 0 | 0 | 1.8511 | 0.044241 | 0.00026332 | 0 | 1.822 | 0 | 3.116 | 0 | 1.1708 | 21.3545 | 1.2254 | 3.0551 | 0.1796 | 0.050933 | 0 | 0.73583 | 0.23426 | 3.7293 | -1.4128 | 20.9422 | -0.25191 | 0 | 0.23416 | 0 | 1.6728 | 0.28785
2025_07_16 Hr 02 | 0 | 0 | 0 | 0.13982 | 0.13978 | 0.13981 | 0.13981 | 0.13923 | 0.13982 | 0 | 0 | 0.023943 | 0.66 | 0.033163 | 1.4981 | 1.4981 | 6.9559 | 0 | 0.0061261 | 0.0036608 | 0.012521 | 0.087661 | 0 | 0.0011913 | 0.024329 | 1.1275 | 0.33268 | 6.2521 | 2.0585 | 0 | 0.55118 | 0.81115 | 0 | 0 | 0 | 0 | -40.2589 | 0.053997 | 0 | 0.0026918 | 0 | -0.22401 | 0 | 0 | 0 | 0 | 0 | 0 | 0 | 0 | 2.1197 | 0.044241 | 0.00026332 | 0 | 1.822 | 0 | 3.1201 | 0 | 1.1708 | 21.6228 | 1.2254 | 3.0551 | 0.1796 | 0.050933 | 0 | 0.73583 | 0.23426 | 3.7293 | 2.0228 | 20.8829 | -0.22401 | 0 | 0.23416 | 0 | 1.6728 | 0.28091
2025_07_16 Hr 03 | 0 | 0 | 0 | 0.13982 | 0.13978 | 0.13981 | 0.13981 | 0.13923 | 0.13982 | 0 | 0 | 0.023943 | 0.39 | 0.019953 | 1.4981 | 1.4981 | 6.9559 | 0 | 0.0061261 | 0.0036608 | 0.012521 | 0.087661 | 0 | 0.0011913 | 0.024329 | 1.2798 | 0.33268 | 6.2521 | 2.0585 | 0 | 0.55118 | 0.81115 | 0 | 0 | 0 | 0 | -43.6202 | 0.053997 | 0 | 0.0027407 | 0 | -0.22812 | 0 | 0 | 0 | 0 | 0 | 0 | 0 | 0 | 2.5989 | 0.044241 | 0.00026332 | 0 | 1.822 | 0 | 3.0462 | 0 | 1.4711 | 21.7012 | 1.2254 | 3.0551 | 0.1796 | 0.050933 | 0 | 0.73583 | 0.23426 | 3.7293 | -0.76829 | 21.3788 | -0.22812 | 0 | 0.23416 | 0 | 1.6728 | 0.28061
2025_07_16 Hr 04 | 0 | 0 | 0 | 0.13982 | 0.13978 | 0.13981 | 0.13981 | 0.13923 | 0.13982 | 0 | 0 | 0.023943 | 0.42 | 0.034048 | 1.4965 | 1.4965 | 6.9405 | 0 | 0.0061261 | 0.0036608 | 0.012521 | 0.087661 | 0 | 0.0011913 | 0.024329 | 1.2771 | 0.33268 | 6.24 | 2.0585 | 0 | 0.54989 | 0.81115 | 0 | 0 | 0 | 0 | -67.8517 | 0.053997 | 0 | 0.0043429 | 0 | -0.3627 | 0 | 0 | 0 | 0 | 0 | 0 | 0 | 0 | 2.5335 | 0.044241 | 0.00026332 | 0 | 1.822 | 0 | 3.1222 | 0 | 1.3493 | 21.7439 | 1.2254 | 3.0551 | 0.1796 | 0.050933 | 0 | 0.73583 | 0.23426 | 3.7293 | -25.2403 | 21.2302 | -0.3627 | 0 | 0.23416 | 0 | 1.6728 | 0.27645
2025_07_16 Hr 05 | 0 | 0 | 0 | 0.13982 | 0.13978 | 0.13981 | 0.13981 | 0.13923 | 0.13982 | 0 | 0 | 0.023943 | 0.69 | 0.043145 | 1.4981 | 1.4981 | 6.9559 | 0 | 0.0061261 | 0.0036608 | 0.012521 | 0.087661 | 0 | 0.0011913 | 0.024329 | 1.2821 | 0.33268 | 6.2521 | 2.0585 | 0 | 0.55118 | 0.81115 | 0 | 0 | 0 | 0 | -53.6663 | 0.053997 | 0 | 0.0033498 | 0 | -0.27928 | 0 | 0 | 0 | 0 | 0 | 0 | 0 | 0 | 1.7132 | 0.044241 | 0.00026332 | 0 | 1.822 | 0 | 3.1687 | 0 | 1.5321 | 21.8261 | 1.2254 | 3.0551 | 0.1796 | 0.050933 | 0 | 0.73583 | 0.23426 | 3.7293 | -11.2443 | 20.8752 | -0.27928 | 0 | 0.23416 | 0 | 1.6728 | 0.27852
2025_07_16 Hr 06 | 0.045117 | 0 | 0 | 0.13982 | 0.13978 | 0.13981 | 0.13981 | 0.13923 | 0.13982 | 0 | 0 | 0.023943 | 0.36 | 0.028518 | 1.4981 | 1.4981 | 6.9559 | 0.60561 | 0.0061261 | 0.0036608 | 0.012521 | 0.087661 | 0 | 0.0011913 | 0.024329 | 1.2821 | 0.33268 | 6.2521 | 2.0585 | 0 | 0.55118 | 0.81115 | 0 | 0 | 0 | 0 | -69.3488 | 0.053997 | 0 | 0.0042438 | 0 | -0.35438 | 0 | 0 | 0 | 0 | 0 | 0 | 0 | 0 | 2.8094 | 0.044241 | 0.00026332 | 0 | 1.822 | 0 | 3.192 | 0 | 1.4711 | 22.455 | 1.2254 | 3.0551 | 0.1796 | 0.050933 | -0.045117 | 0.73583 | 0.23426 | 3.7293 | -25.6703 | 21.623 | -0.3995 | 0 | 0.23416 | 0 | 1.6728 | 0.29062
2025_07_16 Hr 07 | 0.33195 | 6.4691e-06 | 0 | 0.13982 | 0.13978 | 0.13981 | 0.13981 | 0.13923 | 0.13982 | 0 | 0 | 0.023943 | 0.51 | 0.051321 | 1.4981 | 1.4981 | 6.6485 | 0.71312 | 0.0061261 | 0.0036608 | 0.012521 | 0.087661 | 0 | 0.0011913 | 0.024329 | 1.2821 | 0 | 5.6957 | 2.0585 | 0 | 0.5298 | 0.81115 | 0 | 0 | 0 | 0 | -82.7574 | 0.053997 | 0 | 0.0053909 | 0 | -0.45073 | 0 | 0 | 0 | 0 | 0 | 0 | 0 | 0 | 2.9473 | 0.044241 | 0.00026332 | 0 | 1.822 | 0 | 3.0823 | 0 | 1.3797 | 21.2562 | 1.2254 | 3.0551 | 0.1796 | 0.050933 | -0.33195 | 0.73583 | 0.23426 | 3.7293 | -40.1634 | 22.1205 | -0.78268 | 0 | 0.23416 | 0 | 1.6728 | 0.30335
2025_07_16 Hr 08 | 0.70959 | 2.2891e-05 | 0 | 0.13982 | 0.13978 | 0.13981 | 0.13981 | 0.13923 | 0.13982 | 0 | 0 | 0.023943 | 0.51 | 0.048427 | 1.4981 | 1.4981 | 6.6485 | 0.71312 | 0.0061261 | 0.0036608 | 0.012521 | 0.087661 | 0 | 0.0011913 | 0.024329 | 1.2821 | 0 | 5.6957 | 2.0585 | 0 | 0.5298 | 0.81115 | 0 | 0 | 0 | 0 | -75.5316 | 0.053997 | 0 | 0.0050869 | 0 | -0.4252 | 0 | 0 | 0 | 0 | 0 | 0 | 0 | 0 | 2.5989 | 0.044241 | 0.00026332 | 0 | 1.822 | 0 | 3.0823 | 0 | 1.2013 | 21.2562 | 1.2254 | 3.0551 | 0.1796 | 0.050933 | -0.70959 | 0.73583 | 0.23426 | 3.7293 | -33.4282 | 21.982 | -1.1348 | 0 | 0.23416 | 0 | 1.6728 | 0.31695
2025_07_16 Hr 09 | 0.80454 | 4.4217e-05 | 0 | 0.13982 | 0.13978 | 0.13981 | 0.13981 | 0.13923 | 0.13982 | 0 | 0 | 0.023943 | 0.36 | 0.027513 | 1.4981 | 1.4981 | 6.6485 | 0.71312 | 0.0061261 | 0.0036608 | 0.012521 | 0.087661 | 0 | 0.0011913 | 0.024329 | 1.2821 | 0 | 5.6957 | 2.0585 | 0.80949 | 0.5298 | 0.81115 | 0 | 0 | 0 | 0 | -59.5814 | 0.053997 | 0 | 0.0040942 | 0 | -0.34181 | 0 | 0 | 0 | 0 | 0 | 0 | 0 | 0 | 2.1197 | 0.044241 | 0.00026332 | 0 | 1.822 | 0 | 3.0823 | 0 | 1.0489 | 22.0657 | 1.2254 | 3.0551 | 0.1796 | 0.050933 | -0.80454 | 0.73583 | 0.23426 | 3.7293 | -17.379 | 21.283 | -1.1464 | 0 | 0.23416 | 0 | 1.6728 | 0.32534
2025_07_16 Hr 10 | 0.74185 | 8.6936e-05 | 0 | 0.13982 | 0.13978 | 0.13981 | 0.13981 | 0.13923 | 0.13982 | 0 | 0 | 0.023943 | 0.27 | 0.021799 | 1.4981 | 1.4981 | 6.6485 | 0.71312 | 0.0061261 | 0.0036608 | 0.012521 | 0.087661 | 0 | 0.0011913 | 0.024329 | 1.2821 | 0 | 5.6957 | 2.0585 | 0.80949 | 0.5298 | 0.81115 | 0 | 0 | 0 | 0 | -58.5131 | 0.053997 | 0 | 0.0043252 | 0 | -0.36121 | 0 | 0 | 0 | 0 | 0 | 0 | 0 | 0 | 2.4682 | 0.044241 | 0.00026332 | 0 | 1.822 | 0 | 3.0823 | 0 | 0.90096 | 22.0657 | 1.2254 | 3.0551 | 0.1796 | 0.050933 | -0.74185 | 0.73583 | 0.23426 | 3.7293 | -16.2222 | 21.3282 | -1.1031 | 0 | 0.23416 | 0 | 1.6728 | 0.32844
2025_07_16 Hr 11 | 0.78573 | 0.00019499 | 0 | 0.13982 | 0.13978 | 0.13981 | 0.13981 | 0.13923 | 0.13982 | 0 | 0 | 0.023943 | 0.42 | 0.034665 | 1.4981 | 1.4981 | 6.6485 | 0.71312 | 0.0061261 | 0.0036608 | 0.012521 | 0.087661 | 0 | 0.0011913 | 0.024329 | 1.2821 | 0.48232 | 5.6957 | 2.0585 | 0.80949 | 0.5298 | 0.81115 | 0 | 0 | 0 | 0 | -56.1998 | 0.053997 | 0 | 0.0044215 | 0 | -0.36931 | 0 | 0 | 0 | 0 | 0 | 0 | 0 | 0 | 1.8511 | 0.044241 | 0.00026332 | 0 | 1.822 | 0 | 3.0823 | 0 | 0.5397 | 22.3984 | 1.2254 | 3.0551 | 0.1796 | 0.050933 | -0.78573 | 0.73583 | 0.23426 | 3.7293 | -14.3947 | 20.5618 | -1.155 | 0 | 0.23416 | 0 | 1.6728 | 0.33348
2025_07_16 Hr 12 | 0.77643 | 0.00028901 | 0 | 0.13982 | 0.13978 | 0.13981 | 0.13981 | 0.13923 | 0.13982 | 0 | 0 | 0.023943 | 0.27 | 0.024399 | 1.4981 | 1.4981 | 6.6485 | 0.71312 | 0.0061261 | 0.0036608 | 0.012521 | 0.087661 | 0 | 0.0011913 | 0.024329 | 1.2821 | 0.33268 | 5.6957 | 2.0585 | 0.80949 | 0.5298 | 0.81115 | 0 | 0 | 0 | 0 | -52.7349 | 0.053997 | 0 | 0.004841 | 0 | -0.40454 | 0 | 0 | 0 | 0 | 0 | 0 | 0 | 0 | 1.1615 | 0.044241 | 0.00026332 | 0 | 1.822 | 0 | 3.0823 | 0 | 0.69204 | 22.3984 | 1.2254 | 3.0551 | 0.1796 | 0.050933 | -0.77643 | 0.73583 | 0.23426 | 3.7293 | -11.6645 | 19.8529 | -1.181 | 0 | 0.23416 | 0 | 1.6728 | 0.33144
2025_07_16 Hr 13 | 0.77316 | 0.00044705 | 0 | 0.13982 | 0.13978 | 0.13981 | 0.13981 | 0.13923 | 0.13982 | 0 | 0 | 0.023943 | 0.18 | 0.017325 | 1.4981 | 1.4981 | 6.6485 | 0.71312 | 0.0061261 | 0.0036608 | 0.012521 | 0.087661 | 0 | 0.0011913 | 0.024329 | 1.2821 | 0.33268 | 5.6957 | 2.0585 | 0.80949 | 0.5298 | 0.81115 | 0 | 0 | 0 | 0 | -53.0286 | 0.053997 | 0 | 0.0051563 | 0 | -0.43103 | 0 | 0 | 0 | 0 | 0 | 0 | 0 | 0 | 0.8929 | 0.044241 | 0.00026332 | 0 | 1.822 | 0 | 3.0823 | 0 | 0.80956 | 22.3984 | 1.2254 | 3.0551 | 0.1796 | 0.050933 | -0.77316 | 0.73583 | 0.23426 | 3.7293 | -12.2267 | 19.6077 | -1.2042 | 0 | 0.23416 | 0 | 1.6728 | 0.33751
2025_07_16 Hr 14 | 0.7093 | 0.00048434 | 0 | 0.13982 | 0.13978 | 0.13981 | 0.13981 | 0.13923 | 0.13982 | 0 | 0 | 0.023943 | 0.15 | 0.01426 | 1.4981 | 1.4981 | 6.6485 | 0.71312 | 0.0061261 | 0.0036608 | 0.012521 | 0.087661 | 0 | 0.0011913 | 0.024329 | 1.2821 | 0.33268 | 5.6957 | 2.0585 | 0.80949 | 0.5298 | 0.81115 | 0 | 0 | 0 | 0 | -45.6125 | 0.053997 | 0 | 0.0050929 | 0 | -0.42571 | 0 | 0 | 0 | 0 | 0 | 0 | 0 | 0 | 0.61705 | 0.044241 | 0.00026332 | 0 | 1.822 | 0 | 3.0823 | 0 | 0.63111 | 22.3984 | 1.2254 | 3.0551 | 0.1796 | 0.050933 | -0.7093 | 0.73583 | 0.23426 | 3.7293 | -5.2903 | 19.0588 | -1.135 | 0 | 0.23416 | 0 | 1.6728 | 0.33973
2025_07_16 Hr 15 | 0.71068 | 0.0008928 | 0 | 0.13982 | 0.13978 | 0.13981 | 0.13981 | 0.13923 | 0.13982 | 0 | 0 | 0.023943 | 0.18 | 0.02123 | 1.4981 | 1.4981 | 6.6485 | 0.71312 | 0.0061261 | 0.0036608 | 0.012521 | 0.087661 | 0 | 0.0011913 | 0.024329 | 1.2821 | 0.33268 | 5.6957 | 2.0585 | 0.80949 | 0.5298 | 0.81115 | 0 | 0 | 0 | 0 | -49.749 | 0.053997 | 0 | 0.0063185 | 0 | -0.52865 | 0 | 0 | 0 | 0 | 0 | 0 | 0 | 0 | 0.54445 | 0.044241 | 0.00026332 | 0 | 1.822 | 0 | 3.0823 | 0 | 0.50924 | 22.3984 | 1.2254 | 3.0551 | 0.1796 | 0.050933 | -0.71068 | 0.73583 | 0.23426 | 3.7293 | -9.6898 | 18.9001 | -1.2393 | 0 | 0.23416 | 0 | 1.6728 | 0.33681
2025_07_16 Hr 16 | 0.78355 | 0.0015949 | 0 | 0.13982 | 0.13978 | 0.13981 | 0.13981 | 0.13923 | 0.13982 | 0 | 0 | 0.023943 | 0.27 | 0.058631 | 1.4981 | 1.4981 | 6.6485 | 0.71312 | 0.0061261 | 0.0036608 | 0.012521 | 0.087661 | 0 | 0.0011913 | 0.024329 | 1.2821 | 0.33268 | 5.6957 | 2.0585 | 0.80949 | 0.5298 | 0.81115 | 0 | 0 | 0 | 0 | -82.9779 | 0.053997 | 0 | 0.011633 | 0 | -0.97508 | 0 | 0 | 0 | 0 | 0 | 0 | 0 | 0 | 0.61705 | 0.044241 | 0.00026332 | 0 | 1.822 | 0 | 3.0823 | 0 | 0.66157 | 22.3984 | 1.2254 | 3.0551 | 0.1796 | 0.050933 | -0.78355 | 0.73583 | 0.23426 | 3.7293 | -43.0122 | 19.3259 | -1.7586 | 0 | 0.23416 | 0 | 1.6728 | 0.3367
2025_07_16 Hr 17 | 0.7688 | 0.0013265 | 0 | 0.13982 | 0.13978 | 0.13981 | 0.13981 | 0.13923 | 0.13982 | 0 | 0 | 0.023943 | 0.24 | 0.055643 | 1.4981 | 1.4981 | 6.6485 | 0.71312 | 0.0061261 | 0.0036608 | 0.012521 | 0.087661 | 0 | 0.0011913 | 0.024329 | 1.2821 | 0.33268 | 5.6957 | 2.0585 | 0.80949 | 0.5298 | 0.81115 | 0 | 0 | 0 | 0 | -84.0186 | 0.053997 | 0 | 0.01242 | 0 | -1.0412 | 0 | 0 | 0 | 0 | 0 | 0 | 0 | 0 | 0.61705 | 0.044241 | 0.00026332 | 0 | 1.822 | 0 | 3.0823 | 0 | 0.87049 | 22.3984 | 1.2254 | 3.0551 | 0.1796 | 0.050933 | -0.7688 | 0.73583 | 0.23426 | 3.7293 | -43.9412 | 19.489 | -1.81 | 0 | 0.23416 | 0 | 1.6728 | 0.3389
2025_07_16 Hr 18 | 0.69019 | 0.0011372 | 0 | 0.13982 | 0.13978 | 0.13981 | 0.13981 | 0.13923 | 0.13982 | 0 | 0 | 0.023943 | 0.27 | 0.073481 | 1.4981 | 1.4981 | 6.6485 | 0.71312 | 0.0061261 | 0.0036608 | 0.012521 | 0.087661 | 0 | 0.0011913 | 0.024329 | 1.2821 | 0.33268 | 5.6957 | 2.0585 | 0.80949 | 0.5298 | 0.81115 | 0 | 0 | 0 | 0 | -99.1951 | 0.053997 | 0 | 0.01458 | 0 | -1.2226 | 0 | 0 | 0 | 0 | 0 | 0 | 0 | 0 | 0.61705 | 0.044241 | 0.00026332 | 0 | 1.822 | 0 | 3.0823 | 0 | 0.99236 | 22.3984 | 1.2254 | 3.0551 | 0.1796 | 0.050933 | -0.69019 | 0.73583 | 0.23426 | 3.7293 | -59.1319 | 19.5776 | -1.9128 | 0 | 0.23416 | 0 | 1.6728 | 0.33652
2025_07_16 Hr 19 | 0.57903 | 0.001148 | 0 | 0.13982 | 0.13978 | 0.13981 | 0.13981 | 0.13923 | 0.13982 | 0 | 0 | 0.023943 | 0.18 | 0.055901 | 1.4981 | 1.4981 | 6.6485 | 0.71312 | 0.0061261 | 0.0036608 | 0.012521 | 0.087661 | 0 | 0.0011913 | 0.024329 | 1.2821 | 0.33268 | 5.6957 | 2.0585 | 0.80949 | 0.5298 | 0.81115 | 0 | 0 | 0 | 0 | -112.8064 | 0.053997 | 0 | 0.016637 | 0 | -1.3954 | 0 | 0 | 0 | 0 | 0 | 0 | 0 | 0 | 0.61705 | 0.044241 | 0.00026332 | 0 | 1.822 | 0 | 3.0823 | 0 | 0.87049 | 22.3984 | 1.2254 | 3.0551 | 0.1796 | 0.050933 | -0.57903 | 0.73583 | 0.23426 | 3.7293 | -73.1482 | 19.2343 | -1.9744 | 0 | 0.23416 | 0 | 1.6728 | 0.33384
2025_07_16 Hr 20 | 0.13579 | 0.00024792 | 0 | 0.13982 | 0.13978 | 0.13981 | 0.13981 | 0.13923 | 0.13982 | 0 | 0 | 0.023943 | 0.15 | 0.035599 | 1.4981 | 1.4981 | 6.6485 | 0.71312 | 0.0061261 | 0.0036608 | 0.012521 | 0.087661 | 0 | 0.0011913 | 0.024329 | 1.2821 | 0.33268 | 5.6957 | 2.0585 | 0.80949 | 0.5298 | 0.81115 | 0 | 0 | 0 | 0 | -98.2796 | 0.053997 | 0 | 0.012714 | 0 | -1.0659 | 0 | 0 | 0 | 0 | 0 | 0 | 0 | 0 | 0.82031 | 0.044241 | 0.00026332 | 0 | 1.822 | 0 | 3.0823 | 0 | 0.50924 | 22.3984 | 1.2254 | 3.0551 | 0.1796 | 0.050933 | -0.13579 | 0.73583 | 0.23426 | 3.7293 | -58.5013 | 18.5816 | -1.2016 | 0 | 0.23416 | 0 | 1.6728 | 0.33353
2025_07_16 Hr 21 | 0 | 8.0595e-05 | 0 | 0.13982 | 0.13978 | 0.13981 | 0.13981 | 0.13923 | 0.13982 | 0 | 0 | 0.023943 | 0.66 | 0.091938 | 1.4981 | 1.4981 | 6.6485 | 0.71312 | 0.0061261 | 0.0036608 | 0.012521 | 0.087661 | 0 | 0.0011913 | 0.024329 | 1.2821 | 0.33268 | 5.6957 | 2.0585 | 0.80949 | 0.5298 | 0.81115 | 0 | 0 | 0 | 0 | -77.1156 | 0.053997 | 0 | 0.0074625 | 0 | -0.62475 | 0 | 0 | 0 | 0 | 0 | 0 | 0 | 0 | 1.2341 | 0.044241 | 0.00026332 | 0 | 1.822 | 0 | 3.0823 | 0 | 1.2927 | 22.3984 | 1.2254 | 3.0551 | 0.1796 | 0.050933 | 0 | 0.73583 | 0.23426 | 3.7293 | -35.1344 | 20.2076 | -0.62475 | 0 | 0.23416 | 0 | 1.6728 | 0.33193
2025_07_16 Hr 22 | 0 | 1.0996e-05 | 0 | 0.13982 | 0.13978 | 0.13981 | 0.13981 | 0.13923 | 0.13982 | 0 | 0 | 0.023943 | 1.89 | 0.18474 | 1.4981 | 1.4981 | 6.6485 | 0.71312 | 0.0061261 | 0.0036608 | 0.012521 | 0.087661 | 0 | 0.0011913 | 0.024329 | 1.2821 | 0.33268 | 5.6957 | 2.0585 | 0.80949 | 0.5298 | 0.81115 | 0 | 0 | 0 | 0 | -65.8294 | 0.053997 | 0 | 0.0052364 | 0 | -0.43776 | 0 | 0 | 0 | 0 | 0 | 0 | 0 | 0 | 1.2341 | 0.044241 | 0.00026332 | 0 | 1.822 | 0 | 3.0823 | 0 | 1.2927 | 22.3984 | 1.2254 | 3.0551 | 0.1796 | 0.050933 | 0 | 0.73583 | 0.23426 | 3.7293 | -22.3464 | 21.5223 | -0.43776 | 0 | 0.23416 | 0 | 1.6728 | 0.32397
2025_07_16 Hr 23 | 0 | 0 | 0 | 0.13982 | 0.13978 | 0.13981 | 0.13981 | 0.13923 | 0.13982 | 0 | 0 | 0.023943 | 0.18 | 0.015327 | 1.4981 | 1.4981 | 6.9482 | 0.60561 | 0.0061261 | 0.0036608 | 0.012521 | 0.087661 | 0 | 0.0011913 | 0.024329 | 1.2771 | 0.33268 | 6.2475 | 2.0585 | 0 | 0.55068 | 0.81115 | 0 | 0 | 0 | 0 | -59.7315 | 0.053997 | 0 | 0.0045617 | 0 | -0.38108 | 0 | 0 | 0 | 0 | 0 | 0 | 0 | 0 | 1.51 | 0.044241 | 0.00026332 | 0 | 1.822 | 0 | 2.9805 | 0 | 1.6496 | 22.2261 | 1.2254 | 3.0551 | 0.1796 | 0.050933 | 0 | 0.73583 | 0.23426 | 3.7293 | -17.6029 | 20.2835 | -0.38108 | 0 | 0.23416 | 0 | 1.6728 | 0.31093
2025_07_16 Hr 24 | 0 | 0 | 0 | 0 | 0 | 0 | 0 | 0 | 0 | 0 | 0 | 0.023943 | 0.21 | 0.014692 | 1.4981 | 1.4981 | 6.9559 | 0.60561 | 0.0061261 | 0.0036608 | 0.012521 | 0.087661 | 0 | 0.0011913 | 0.024329 | 1.2821 | 0 | 6.2521 | 2.0585 | 0 | 0.55118 | 0.81115 | 0 | 0 | 0 | 0 | -51.6421 | 0.053997 | 0 | 0.0082456 | 0 | -0.31273 | 0 | 0 | 0 | 0 | 0 | 0 | 0 | 0 | 1.372 | 0.044241 | 0.00026332 | 0 | 1.822 | 0 | 3.192 | 0 | 1.8324 | 21.2841 | 1.2254 | 3.0551 | 0.1796 | 0.050933 | 0 | 0.73583 | 0.23426 | 3.7293 | -10.323 | 20.3478 | -0.31273 | 0 | 0.23416 | 0 | 1.6728 | 0.30045
2025_07_17 Hr 01 | 0 | 0 | 0 | 0 | 0 | 0 | 0 | 0 | 0 | 0 | 0 | 0.023943 | 0.06 | 0.0032955 | 1.4981 | 1.4981 | 6.7261 | 0 | 0.0061261 | 0.0036608 | 0.012521 | 0.087661 | 0 | 0.0011913 | 0.024329 | 1.2821 | 0 | 6.0454 | 2.0585 | 0 | 0.55118 | 0.81115 | 0 | 0 | 0 | 0 | -35.5458 | 0.053997 | 0 | 0.0094156 | 0 | -0.24506 | 0 | 0 | 0 | 0 | 0 | 0 | 0 | 0 | 1.372 | 0.044241 | 0.00026332 | 0 | 1.822 | 0 | 0 | 0 | 1.8324 | 17.0499 | 1.2254 | 3.0551 | 0.1796 | 0.050933 | 0 | 0.73583 | 0.23426 | 3.7293 | 1.4326 | 20.1735 | -0.24506 | 0 | 0.23416 | 0 | 1.6728 | 0.28758
2025_07_17 Hr 02 | 0 | 0 | 0 | 0 | 0 | 0 | 0 | 0 | 0 | 0 | 0 | 0.023943 | 0.06 | 0.0035259 | 1.4981 | 1.4981 | 6.7261 | 0 | 0.0061261 | 0.0036608 | 0.012521 | 0.087661 | 0 | 0.0011913 | 0.024329 | 1.2821 | 0 | 6.0454 | 2.0585 | 0 | 0.55118 | 0.81115 | 0 | 0 | 0 | 0 | -40.8826 | 0.053997 | 0 | 0.010074 | 0 | -0.26234 | 0 | 0 | 0 | 0 | 0 | 0 | 0 | 0 | 1.7785 | 0.044241 | 0.00026332 | 0 | 1.822 | 0 | 0 | 0 | 2.1022 | 17.0499 | 1.2254 | 3.0551 | 0.1796 | 0.050933 | 0 | 0.73583 | 0.23426 | 3.7293 | -3.25 | 20.845 | -0.26234 | 0 | 0.23416 | 0 | 1.6728 | 0.28244
2025_07_17 Hr 03 | 0 | 0 | 0 | 0 | 0 | 0 | 0 | 0 | 0 | 0 | 0 | 0.023943 | 0.24 | 0.012805 | 1.4981 | 1.4981 | 6.7261 | 0 | 0.0061261 | 0.0036608 | 0.012521 | 0.087661 | 0 | 0.0011913 | 0.024329 | 1.2821 | 0 | 6.0454 | 2.0585 | 0 | 0.55118 | 0.81115 | 0 | 0 | 0 | 0 | -38.1613 | 0.053997 | 0 | 0.0091464 | 0 | -0.23799 | 0 | 0 | 0 | 0 | 0 | 0 | 0 | 0 | 1.2341 | 0.044241 | 0.00026332 | 0 | 1.822 | 0 | 0 | 0 | 2.0718 | 17.0499 | 1.2254 | 3.0551 | 0.1796 | 0.050933 | 0 | 0.73583 | 0.23426 | 3.7293 | -0.89489 | 20.4545 | -0.23799 | 0 | 0.23416 | 0 | 1.6728 | 0.27761
2025_07_17 Hr 04 | 0 | 0 | 0 | 0.045066 | 0.045052 | 0.045061 | 0.045061 | 0.044876 | 0.045066 | 0 | 0 | 0.023943 | 0.3 | 0.028187 | 1.4965 | 1.4965 | 6.7112 | 0 | 0.0061261 | 0.0036608 | 0.012521 | 0.087661 | 0 | 0.0011913 | 0.024329 | 1.2771 | 0.2033 | 6.0337 | 2.0585 | 0 | 0.54989 | 0.81115 | 0 | 0 | 0 | 0 | -73.1929 | 0.053997 | 0 | 0.012588 | 0 | -0.4207 | 0 | 0 | 0 | 0 | 0 | 0 | 0 | 0 | 1.9165 | 0.044241 | 0.00026332 | 0 | 1.822 | 0 | 0 | 0 | 2.6724 | 17.339 | 1.2254 | 3.0551 | 0.1796 | 0.050933 | 0 | 0.73583 | 0.23426 | 3.7293 | -34.4639 | 21.8107 | -0.4207 | 0 | 0.23416 | 0 | 1.6728 | 0.27672
2025_07_17 Hr 05 | 0 | 0 | 0 | 0.1352 | 0.13516 | 0.13518 | 0.13518 | 0.13463 | 0.1352 | 0 | 0 | 0.023943 | 0.48 | 0.028607 | 1.4981 | 1.4981 | 6.7261 | 0 | 0.0061261 | 0.0036608 | 0.012521 | 0.087661 | 0 | 0.0011913 | 0.024329 | 1.2821 | 0.32184 | 6.0454 | 2.0585 | 0 | 0.55118 | 0.81115 | 0 | 0 | 0 | 0 | -49.5674 | 0.053997 | 0 | 0.0063855 | 0 | -0.26609 | 0 | 0 | 0 | 0 | 0 | 0 | 0 | 0 | 2.7368 | 0.044241 | 0.00026332 | 0 | 1.822 | 0 | 0 | 0 | 3.1207 | 18.1823 | 1.2254 | 3.0551 | 0.1796 | 0.050933 | 0 | 0.73583 | 0.23426 | 3.7293 | -8.3877 | 23.2634 | -0.26609 | 0 | 0.23416 | 0 | 1.6728 | 0.27907
2025_07_17 Hr 06 | 0.022813 | 0 | 0 | 0.1352 | 0.13516 | 0.13518 | 0.13518 | 0.13463 | 0.1352 | 0 | 0 | 0.023943 | 0.33 | 0.018272 | 1.4981 | 1.4981 | 6.7261 | 0.5856 | 0.0061261 | 0.0036608 | 0.012521 | 0.087661 | 0 | 0.0011913 | 0.024329 | 1.2821 | 0.32184 | 6.0454 | 2.0585 | 0 | 0.55118 | 0.81115 | 0 | 0 | 0 | 0 | -47.518 | 0.053997 | 0 | 0.0059324 | 0 | -0.24706 | 0 | 0 | 0 | 0 | 0 | 0 | 0 | 0 | 3.0126 | 0.044241 | 0.00026332 | 0 | 1.822 | 0 | 0 | 0 | 2.9118 | 18.7679 | 1.2254 | 3.0551 | 0.1796 | 0.050933 | -0.022813 | 0.73583 | 0.23426 | 3.7293 | -5.8153 | 23.2046 | -0.26987 | 0 | 0.23416 | 0 | 1.6728 | 0.29085
2025_07_17 Hr 07 | 0.11348 | 9.5153e-06 | 0 | 0.1352 | 0.13516 | 0.13518 | 0.13518 | 0.13463 | 0.1352 | 0 | 0 | 0.023943 | 0.18 | 0.013321 | 1.4981 | 1.4981 | 6.4288 | 0.68956 | 0.0061261 | 0.0036608 | 0.012521 | 0.087661 | 0 | 0.0011913 | 0.024329 | 1.2821 | 0.32184 | 5.5073 | 2.0585 | 0 | 0.5298 | 0.81115 | 0 | 0 | 0 | 0 | -57.0243 | 0.053997 | 0 | 0.0079294 | 0 | -0.33094 | 0 | 0 | 0 | 0 | 0 | 0 | 0 | 0 | 2.6715 | 0.044241 | 0.00026332 | 0 | 1.822 | 0 | 0 | 0 | 2.4026 | 18.0365 | 1.2254 | 3.0551 | 0.1796 | 0.050933 | -0.11348 | 0.73583 | 0.23426 | 3.7293 | -17.152 | 22.2803 | -0.44442 | 0 | 0.23416 | 0 | 1.6728 | 0.30261
2025_07_17 Hr 08 | 0.29569 | 5.1307e-05 | 0 | 0.1352 | 0.13516 | 0.13518 | 0.13518 | 0.13463 | 0.1352 | 0 | 0 | 0.023943 | 0.18 | 0.01277 | 1.4981 | 1.4981 | 6.4288 | 0.68956 | 0.0061261 | 0.0036608 | 0.012521 | 0.087661 | 0 | 0.0011913 | 0.024329 | 1.2821 | 0.32184 | 5.5073 | 2.0585 | 0 | 0.5298 | 0.81115 | 0 | 0 | 0 | 0 | -51.7703 | 0.053997 | 0 | 0.0076011 | 0 | -0.31715 | 0 | 0 | 0 | 0 | 0 | 0 | 0 | 0 | 1.9891 | 0.044241 | 0.00026332 | 0 | 1.822 | 0 | 0 | 0 | 1.7105 | 18.0365 | 1.2254 | 3.0551 | 0.1796 | 0.050933 | -0.29569 | 0.73583 | 0.23426 | 3.7293 | -13.2432 | 21.1034 | -0.61284 | 0 | 0.23416 | 0 | 1.6728 | 0.31846
2025_07_17 Hr 09 | 0.36362 | 0.0001868 | 0 | 0.1352 | 0.13516 | 0.13518 | 0.13518 | 0.13463 | 0.1352 | 0 | 0 | 0.023943 | 0.12 | 0.0092368 | 1.4981 | 1.4981 | 6.4288 | 0.68956 | 0.0061261 | 0.0036608 | 0.012521 | 0.087661 | 0 | 0.0011913 | 0.024329 | 1.2821 | 0.32184 | 5.5073 | 2.0585 | 0.78272 | 0.5298 | 0.81115 | 0 | 0 | 0 | 0 | -60.3632 | 0.053997 | 0 | 0.0041236 | 0 | -0.34428 | 0 | 0 | 0 | 0 | 0 | 0 | 0 | 0 | 1.8511 | 0.044241 | 0.00026332 | 0 | 1.822 | 0 | 3.9753 | 0 | 1.7105 | 21.6325 | 1.2254 | 3.0551 | 0.1796 | 0.050933 | -0.36362 | 0.73583 | 0.23426 | 3.7293 | -18.4601 | 20.9784 | -0.7079 | 0 | 0.23416 | 0 | 1.6728 | 0.32689
2025_07_17 Hr 10 | 0.54496 | 0.00043812 | 0 | 0.1352 | 0.13516 | 0.13518 | 0.13518 | 0.13463 | 0.1352 | 0 | 0 | 0.023943 | 0.15 | 0.011296 | 1.4981 | 1.4981 | 6.4288 | 0.68956 | 0.0061261 | 0.0036608 | 0.012521 | 0.087661 | 0 | 0.0011913 | 0.024329 | 1.2821 | 0.32184 | 5.5073 | 2.0585 | 0.78272 | 0.5298 | 0.81115 | 0 | 0 | 0 | 0 | -54.9539 | 0.053997 | 0 | 0.0040342 | 0 | -0.33677 | 0 | 0 | 0 | 0 | 0 | 0 | 0 | 0 | 1.51 | 0.044241 | 0.00026332 | 0 | 1.822 | 0 | 2.9804 | 0 | 1.8019 | 21.7996 | 1.2254 | 3.0551 | 0.1796 | 0.050933 | -0.54496 | 0.73583 | 0.23426 | 3.7293 | -13.0907 | 20.9454 | -0.88173 | 0 | 0.23416 | 0 | 1.6728 | 0.32995
2025_07_17 Hr 11 | 0.56741 | 0.00076993 | 0 | 0.1352 | 0.13516 | 0.13518 | 0.13518 | 0.13463 | 0.1352 | 0 | 0 | 0.023943 | 0.15 | 0.013042 | 1.4981 | 1.4981 | 6.4288 | 0.68956 | 0.0061261 | 0.0036608 | 0.012521 | 0.087661 | 0 | 0.0011913 | 0.024329 | 1.2821 | 0.32184 | 5.5073 | 2.0585 | 0.78272 | 0.5298 | 0.81115 | 0 | 0 | 0 | 0 | -59.1775 | 0.053997 | 0 | 0.0046578 | 0 | -0.38915 | 0 | 0 | 0 | 0 | 0 | 0 | 0 | 0 | 1.51 | 0.044241 | 0.00026332 | 0 | 1.822 | 0 | 2.9804 | 0 | 1.9194 | 21.7996 | 1.2254 | 3.0551 | 0.1796 | 0.050933 | -0.56741 | 0.73583 | 0.23426 | 3.7293 | -17.2423 | 21.0921 | -0.95656 | 0 | 0.23416 | 0 | 1.6728 | 0.33467
2025_07_17 Hr 12 | 0.56719 | 0.00093631 | 0 | 0.1352 | 0.13516 | 0.13518 | 0.13518 | 0.13463 | 0.1352 | 0 | 0 | 0.023943 | 0.15 | 0.013261 | 1.4981 | 1.4981 | 6.4288 | 0.68956 | 0.0061261 | 0.0036608 | 0.012521 | 0.087661 | 0 | 0.0011913 | 0.024329 | 1.2821 | 0.32184 | 5.5073 | 2.0585 | 0.78272 | 0.5298 | 0.81115 | 0 | 0 | 0 | 0 | -53.3462 | 0.053997 | 0 | 0.004736 | 0 | -0.39572 | 0 | 0 | 0 | 0 | 0 | 0 | 0 | 0 | 1.51 | 0.044241 | 0.00026332 | 0 | 1.822 | 0 | 2.9804 | 0 | 1.7715 | 21.7996 | 1.2254 | 3.0551 | 0.1796 | 0.050933 | -0.56719 | 0.73583 | 0.23426 | 3.7293 | -11.565 | 20.9445 | -0.96292 | 0 | 0.23416 | 0 | 1.6728 | 0.33489
2025_07_17 Hr 13 | 0.61289 | 0.0010922 | 0 | 0.1352 | 0.13516 | 0.13518 | 0.13518 | 0.13463 | 0.1352 | 0 | 0 | 0.023943 | 0.18 | 0.016575 | 1.4981 | 1.4981 | 6.4288 | 0.68956 | 0.0061261 | 0.0036608 | 0.012521 | 0.087661 | 0 | 0.0011913 | 0.024329 | 1.2821 | 0.32184 | 5.5073 | 2.0585 | 0.78272 | 0.5298 | 0.81115 | 0 | 0 | 0 | 0 | -51.1869 | 0.053997 | 0 | 0.0049332 | 0 | -0.41229 | 0 | 0 | 0 | 0 | 0 | 0 | 0 | 0 | 1.6406 | 0.044241 | 0.00026332 | 0 | 1.822 | 0 | 2.9804 | 0 | 1.6801 | 21.7996 | 1.2254 | 3.0551 | 0.1796 | 0.050933 | -0.61289 | 0.73583 | 0.23426 | 3.7293 | -9.3452 | 21.0672 | -1.0252 | 0 | 0.23416 | 0 | 1.6728 | 0.33909
2025_07_17 Hr 14 | 0.62074 | 0.0012662 | 0 | 0.1352 | 0.13516 | 0.13518 | 0.13518 | 0.13463 | 0.1352 | 0 | 0 | 0.023943 | 0.33 | 0.035861 | 1.4981 | 1.4981 | 6.4288 | 0.68956 | 0.0061261 | 0.0036608 | 0.012521 | 0.087661 | 0 | 0.0011913 | 0.024329 | 1.2821 | 0.32184 | 5.5073 | 2.0585 | 0.78272 | 0.5298 | 0.81115 | 0 | 0 | 0 | 0 | -55.203 | 0.053997 | 0 | 0.0058216 | 0 | -0.48691 | 0 | 0 | 0 | 0 | 0 | 0 | 0 | 0 | 1.51 | 0.044241 | 0.00026332 | 0 | 1.822 | 0 | 2.9804 | 0 | 1.593 | 21.7996 | 1.2254 | 3.0551 | 0.1796 | 0.050933 | -0.62074 | 0.73583 | 0.23426 | 3.7293 | -13.482 | 21.0289 | -1.1076 | 0 | 0.23416 | 0 | 1.6728 | 0.34129
2025_07_17 Hr 15 | 0.61652 | 0.00088087 | 0 | 0.1352 | 0.13516 | 0.13518 | 0.13518 | 0.13463 | 0.1352 | 0 | 0 | 0.023943 | 0.45 | 0.06075 | 1.4981 | 1.4981 | 6.4288 | 0.68956 | 0.0061261 | 0.0036608 | 0.012521 | 0.087661 | 0 | 0.0011913 | 0.024329 | 1.2821 | 0.32184 | 5.5073 | 2.0585 | 0.78272 | 0.5298 | 0.81115 | 0 | 0 | 0 | 0 | -63.6693 | 0.053997 | 0 | 0.0072321 | 0 | -0.6054 | 0 | 0 | 0 | 0 | 0 | 0 | 0 | 0 | 1.51 | 0.044241 | 0.00026332 | 0 | 1.822 | 0 | 2.9804 | 0 | 1.5625 | 21.7996 | 1.2254 | 3.0551 | 0.1796 | 0.050933 | -0.61652 | 0.73583 | 0.23426 | 3.7293 | -21.9506 | 21.141 | -1.2219 | 0 | 0.23416 | 0 | 1.6728 | 0.3435
2025_07_17 Hr 16 | 0.74054 | 0.00091743 | 0 | 0.1352 | 0.13516 | 0.13518 | 0.13518 | 0.13463 | 0.1352 | 0 | 0 | 0.023943 | 0.42 | 0.084421 | 1.4981 | 1.4981 | 6.4288 | 0.68956 | 0.0061261 | 0.0036608 | 0.012521 | 0.087661 | 0 | 0.0011913 | 0.024329 | 1.2821 | 0.32184 | 5.5073 | 2.0585 | 0.78272 | 0.5298 | 0.81115 | 0 | 0 | 0 | 0 | -92.2226 | 0.053997 | 0 | 0.010768 | 0 | -0.90241 | 0 | 0 | 0 | 0 | 0 | 0 | 0 | 0 | 1.5753 | 0.044241 | 0.00026332 | 0 | 1.822 | 0 | 2.9804 | 0 | 1.5625 | 21.7996 | 1.2254 | 3.0551 | 0.1796 | 0.050933 | -0.74054 | 0.73583 | 0.23426 | 3.7293 | -50.738 | 21.3279 | -1.6429 | 0 | 0.23416 | 0 | 1.6728 | 0.34732
2025_07_17 Hr 17 | 0.66876 | 0.0013123 | 0 | 0.1352 | 0.13516 | 0.13518 | 0.13518 | 0.13463 | 0.1352 | 0 | 0 | 0.023943 | 0.57 | 0.11636 | 1.4981 | 1.4981 | 6.4288 | 0.68956 | 0.0061261 | 0.0036608 | 0.012521 | 0.087661 | 0 | 0.0011913 | 0.024329 | 1.2821 | 0.32184 | 5.5073 | 2.0585 | 0.78272 | 0.5298 | 0.81115 | 0 | 0 | 0 | 0 | -87.4586 | 0.053997 | 0 | 0.010936 | 0 | -0.91651 | 0 | 0 | 0 | 0 | 0 | 0 | 0 | 0 | 1.7785 | 0.044241 | 0.00026332 | 0 | 1.822 | 0 | 2.9804 | 0 | 1.5016 | 21.7996 | 1.2254 | 3.0551 | 0.1796 | 0.050933 | -0.66876 | 0.73583 | 0.23426 | 3.7293 | -45.6623 | 21.5819 | -1.5853 | 0 | 0.23416 | 0 | 1.6728 | 0.34848
2025_07_17 Hr 18 | 0.65408 | 0.0012291 | 0 | 0.1352 | 0.13516 | 0.13518 | 0.13518 | 0.13463 | 0.1352 | 0 | 0 | 0.023943 | 0.27 | 0.060733 | 1.4981 | 1.4981 | 6.4288 | 0.68956 | 0.0061261 | 0.0036608 | 0.012521 | 0.087661 | 0 | 0.0011913 | 0.024329 | 1.2821 | 0.32184 | 5.5073 | 2.0585 | 0.78272 | 0.5298 | 0.81115 | 0 | 0 | 0 | 0 | -97.7983 | 0.053997 | 0 | 0.01205 | 0 | -1.0101 | 0 | 0 | 0 | 0 | 0 | 0 | 0 | 0 | 1.9891 | 0.044241 | 0.00026332 | 0 | 1.822 | 0 | 2.9804 | 0 | 1.4407 | 21.7996 | 1.2254 | 3.0551 | 0.1796 | 0.050933 | -0.65408 | 0.73583 | 0.23426 | 3.7293 | -56.3025 | 21.3604 | -1.6642 | 0 | 0.23416 | 0 | 1.6728 | 0.34775
2025_07_17 Hr 19 | 0.56523 | 0.00094944 | 0 | 0.1352 | 0.13516 | 0.13518 | 0.13518 | 0.13463 | 0.1352 | 0 | 0 | 0.023943 | 0.42 | 0.098853 | 1.4981 | 1.4981 | 6.4288 | 0.68956 | 0.0061261 | 0.0036608 | 0.012521 | 0.087661 | 0 | 0.0011913 | 0.024329 | 1.2821 | 0.32184 | 5.5073 | 2.0585 | 0.78272 | 0.5298 | 0.81115 | 0 | 0 | 0 | 0 | -107.214 | 0.053997 | 0 | 0.012609 | 0 | -1.057 | 0 | 0 | 0 | 0 | 0 | 0 | 0 | 0 | 1.6406 | 0.044241 | 0.00026332 | 0 | 1.822 | 0 | 2.9804 | 0 | 1.4102 | 21.7996 | 1.2254 | 3.0551 | 0.1796 | 0.050933 | -0.56523 | 0.73583 | 0.23426 | 3.7293 | -65.959 | 21.0776 | -1.6223 | 0 | 0.23416 | 0 | 1.6728 | 0.34495
2025_07_17 Hr 20 | 0.11363 | 0.00047743 | 0 | 0.1352 | 0.13516 | 0.13518 | 0.13518 | 0.13463 | 0.1352 | 0 | 0 | 0.023943 | 0.72 | 0.13537 | 1.4981 | 1.4981 | 6.4288 | 0.68956 | 0.0061261 | 0.0036608 | 0.012521 | 0.087661 | 0 | 0.0011913 | 0.024329 | 1.2821 | 0.32184 | 5.5073 | 2.0585 | 0.78272 | 0.5298 | 0.81115 | 0 | 0 | 0 | 0 | -92.114 | 0.053997 | 0 | 0.010072 | 0 | -0.84399 | 0 | 0 | 0 | 0 | 0 | 0 | 0 | 0 | 1.372 | 0.044241 | 0.00026332 | 0 | 1.822 | 0 | 2.9804 | 0 | 1.2622 | 21.7996 | 1.2254 | 3.0551 | 0.1796 | 0.050933 | -0.11363 | 0.73583 | 0.23426 | 3.7293 | -50.7336 | 20.5385 | -0.95761 | 0 | 0.23416 | 0 | 1.6728 | 0.33789
2025_07_17 Hr 21 | 0.022813 | 8.8959e-05 | 0 | 0.1352 | 0.13516 | 0.13518 | 0.13518 | 0.13463 | 0.1352 | 0 | 0 | 0.023943 | 1.41 | 0.17344 | 1.4981 | 1.4981 | 6.4288 | 0.68956 | 0.0061261 | 0.0036608 | 0.012521 | 0.087661 | 0 | 0.0011913 | 0.024329 | 1.2821 | 0.32184 | 5.5073 | 2.0585 | 0.78272 | 0.5298 | 0.81115 | 0 | 0 | 0 | 0 | -75.1778 | 0.053997 | 0 | 0.0065895 | 0 | -0.55142 | 0 | 0 | 0 | 0 | 0 | 0 | 0 | 0 | 1.4374 | 0.044241 | 0.00026332 | 0 | 1.822 | 0 | 2.9804 | 0 | 1.4407 | 21.7996 | 1.2254 | 3.0551 | 0.1796 | 0.050933 | -0.022813 | 0.73583 | 0.23426 | 3.7293 | -32.5381 | 21.4143 | -0.57423 | 0 | 0.23416 | 0 | 1.6728 | 0.33308
2025_07_17 Hr 22 | 0 | 5.3084e-06 | 0 | 0.1352 | 0.13516 | 0.13518 | 0.13518 | 0.13463 | 0.1352 | 0 | 0 | 0.023943 | 1.05 | 0.1156 | 1.4981 | 1.4981 | 6.4288 | 0.68956 | 0.0061261 | 0.0036608 | 0.012521 | 0.087661 | 0 | 0.0011913 | 0.024329 | 1.2821 | 0.32184 | 5.5073 | 2.0585 | 0.78272 | 0.5298 | 0.81115 | 0 | 0 | 0 | 0 | -74.215 | 0.053997 | 0 | 0.0058982 | 0 | -0.49335 | 0 | 0 | 0 | 0 | 0 | 0 | 0 | 0 | 1.372 | 0.044241 | 0.00026332 | 0 | 1.822 | 0 | 2.9804 | 0 | 1.4407 | 21.7996 | 1.2254 | 3.0551 | 0.1796 | 0.050933 | 0 | 0.73583 | 0.23426 | 3.7293 | -32.0071 | 20.9016 | -0.49335 | 0 | 0.23416 | 0 | 1.6728 | 0.32644
2025_07_17 Hr 23 | 0 | 0 | 0 | 0.1352 | 0.13516 | 0.13518 | 0.13518 | 0.13463 | 0.1352 | 0 | 0 | 0.023943 | 0.33 | 0.028004 | 1.4981 | 1.4981 | 6.7186 | 0.5856 | 0.0061261 | 0.0036608 | 0.012521 | 0.087661 | 0 | 0.0011913 | 0.024329 | 1.2771 | 0.32184 | 6.0409 | 2.0585 | 0 | 0.55068 | 0.81115 | 0 | 0 | 0 | 0 | -62.3654 | 0.053997 | 0 | 0.0045461 | 0 | -0.37977 | 0 | 0 | 0 | 0 | 0 | 0 | 0 | 0 | 1.7132 | 0.044241 | 0.00026332 | 0 | 1.822 | 0 | 2.8819 | 0 | 1.5625 | 21.6329 | 1.2254 | 3.0551 | 0.1796 | 0.050933 | 0 | 0.73583 | 0.23426 | 3.7293 | -20.5483 | 20.5639 | -0.37977 | 0 | 0.23416 | 0 | 1.6728 | 0.31245
2025_07_17 Hr 24 | 0 | 0 | 0 | 0.1352 | 0.13516 | 0.13518 | 0.13518 | 0.13463 | 0.1352 | 0 | 0 | 0.023943 | 0.3 | 0.018865 | 1.4981 | 1.4981 | 6.7261 | 0.5856 | 0.0061261 | 0.0036608 | 0.012521 | 0.087661 | 0 | 0.0011913 | 0.024329 | 1.2821 | 0 | 6.0454 | 2.0585 | 0 | 0.55118 | 0.81115 | 0 | 0 | 0 | 0 | -47.545 | 0.053997 | 0 | 0.0033688 | 0 | -0.28088 | 0 | 0 | 0 | 0 | 0 | 0 | 0 | 0 | 1.51 | 0.044241 | 0.00026332 | 0 | 1.822 | 0 | 3.0865 | 0 | 1.7105 | 21.5326 | 1.2254 | 3.0551 | 0.1796 | 0.050933 | 0 | 0.73583 | 0.23426 | 3.7293 | -5.8405 | 20.4528 | -0.28088 | 0 | 0.23416 | 0 | 1.6728 | 0.29528
2025_07_18 Hr 01 | 0 | 0 | 0 | 0 | 0 | 0 | 0 | 0 | 0 | 0 | 0 | 0.023943 | 0.78 | 0.048174 | 1.4981 | 1.4981 | 6.9912 | 0 | 0.0061261 | 0.0036608 | 0.012521 | 0.087661 | 0 | 0.0011913 | 0.024329 | 1.2821 | 0 | 6.2839 | 2.0585 | 0 | 0.55118 | 0.81115 | 0 | 0 | 0 | 0 | -47.2378 | 0.053997 | 0 | 0.007279 | 0 | -0.27582 | 0 | 0 | 0 | 0 | 0 | 0 | 0 | 0 | 2.1197 | 0.044241 | 0.00026332 | 0 | 1.822 | 0 | 3.2083 | 0 | 1.7715 | 20.7618 | 1.2254 | 3.0551 | 0.1796 | 0.050933 | 0 | 0.73583 | 0.23426 | 3.7293 | -5.1294 | 21.6223 | -0.27582 | 0 | 0.23416 | 0 | 1.6728 | 0.28471
2025_07_18 Hr 02 | 0 | 0 | 0 | 0 | 0 | 0 | 0 | 0 | 0 | 0 | 0 | 0.023943 | 1.77 | 0.1002 | 1.4981 | 1.4981 | 6.9912 | 0 | 0.0061261 | 0.0036608 | 0.012521 | 0.087661 | 0 | 0.0011913 | 0.024329 | 1.2821 | 0 | 6.2839 | 2.0585 | 0 | 0.55118 | 0.81115 | 0 | 0 | 0 | 0 | -47.7381 | 0.053997 | 0 | 0.0066722 | 0 | -0.25266 | 0 | 0 | 0 | 0 | 0 | 0 | 0 | 0 | 2.9473 | 0.044241 | 0.00026332 | 0 | 1.822 | 0 | 3.2083 | 0 | 1.6801 | 20.7618 | 1.2254 | 3.0551 | 0.1796 | 0.050933 | 0 | 0.73583 | 0.23426 | 3.7293 | -3.833 | 23.396 | -0.25266 | 0 | 0.23416 | 0 | 1.6728 | 0.28017
2025_07_18 Hr 03 | 0 | 0 | 0 | 0 | 0 | 0 | 0 | 0 | 0 | 0 | 0 | 0.023943 | 1.14 | 0.06421 | 1.4981 | 1.4981 | 6.9912 | 0 | 0.0061261 | 0.0036608 | 0.012521 | 0.087661 | 0 | 0.0011913 | 0.024329 | 1.2821 | 0 | 6.2839 | 2.0585 | 0 | 0.55118 | 0.81115 | 0 | 0 | 0 | 0 | -47.9213 | 0.053997 | 0 | 0.0066382 | 0 | -0.25136 | 0 | 0 | 0 | 0 | 0 | 0 | 0 | 0 | 3.6297 | 0.044241 | 0.00026332 | 0 | 1.822 | 0 | 3.2083 | 0 | 1.6801 | 20.7618 | 1.2254 | 3.0551 | 0.1796 | 0.050933 | 0 | 0.73583 | 0.23426 | 3.7293 | -4.0037 | 23.4071 | -0.25136 | 0 | 0.23416 | 0 | 1.6728 | 0.2749
2025_07_18 Hr 04 | 0 | 0 | 0 | 0 | 0 | 0 | 0 | 0 | 0 | 0 | 0 | 0.023943 | 0.75 | 0.069227 | 1.4965 | 1.4965 | 6.9757 | 0 | 0.0061261 | 0.0036608 | 0.012521 | 0.087661 | 0 | 0.0011913 | 0.024329 | 1.2771 | 0.26109 | 6.2718 | 2.0585 | 0 | 0.54989 | 0.81115 | 0 | 0 | 0 | 0 | -75.4248 | 0.053997 | 0 | 0.010878 | 0 | -0.41326 | 0 | 0 | 0 | 0 | 0 | 0 | 0 | 0 | 3.4918 | 0.044241 | 0.00026332 | 0 | 1.822 | 0 | 3.1381 | 0 | 1.8324 | 20.7673 | 1.2254 | 3.0551 | 0.1796 | 0.050933 | 0 | 0.73583 | 0.23426 | 3.7293 | -32.0407 | 23.0301 | -0.41326 | 0 | 0.23416 | 0 | 1.6728 | 0.26975
2025_07_18 Hr 05 | 0 | 0 | 0 | 0.14053 | 0.14049 | 0.14052 | 0.14052 | 0.13994 | 0.14053 | 0 | 0 | 0.023943 | 0.6 | 0.034148 | 1.4981 | 1.4981 | 6.9912 | 0 | 0.0061261 | 0.0036608 | 0.012521 | 0.087661 | 0 | 0.0011913 | 0.024329 | 1.2821 | 0.33435 | 6.2839 | 2.0585 | 0 | 0.55118 | 0.81115 | 0 | 0 | 0 | 0 | -49.0615 | 0.053997 | 0 | 0.0030489 | 0 | -0.25401 | 0 | 0 | 0 | 0 | 0 | 0 | 0 | 0 | 3.833 | 0.044241 | 0.00026332 | 0 | 1.822 | 0 | 3.1849 | 0 | 1.8629 | 21.9153 | 1.2254 | 3.0551 | 0.1796 | 0.050933 | 0 | 0.73583 | 0.23426 | 3.7293 | -4.1771 | 23.2231 | -0.25401 | 0 | 0.23416 | 0 | 1.6728 | 0.27488
2025_07_18 Hr 06 | 0.022813 | 0 | 0 | 0.14053 | 0.14049 | 0.14052 | 0.14052 | 0.13994 | 0.14053 | 0 | 0 | 0.023943 | 0.42 | 0.020612 | 1.4981 | 1.4981 | 6.9912 | 0 | 0.0061261 | 0.0036608 | 0.012521 | 0.087661 | 0 | 0.0011913 | 0.024329 | 1.2821 | 0.33435 | 6.2839 | 2.0585 | 0 | 0.55118 | 0.81115 | 0 | 0 | 0 | 0 | -40.7063 | 0.053997 | 0 | 0.0026291 | 0 | -0.21875 | 0 | 0 | 0 | 0 | 0 | 0 | 0 | 0 | 3.3538 | 0.044241 | 0.00026332 | 0 | 1.822 | 0 | 2.9723 | 0 | 1.8019 | 21.7027 | 1.2254 | 3.0551 | 0.1796 | 0.050933 | -0.022813 | 0.73583 | 0.23426 | 3.7293 | 3.2753 | 22.5205 | -0.24156 | 0 | 0.23416 | 0 | 1.6728 | 0.28306
2025_07_18 Hr 07 | 0.35846 | 5.0624e-06 | 0 | 0.14053 | 0.14049 | 0.14052 | 0.14052 | 0.13994 | 0.14053 | 0 | 0 | 0.023943 | 0.24 | 0.01512 | 1.4981 | 1.4981 | 6.6822 | 0.71674 | 0.0061261 | 0.0036608 | 0.012521 | 0.087661 | 0 | 0.0011913 | 0.024329 | 1.2821 | 0.33435 | 5.7246 | 2.0585 | 0 | 0.5298 | 0.81115 | 0 | 0 | 0 | 0 | -52.7281 | 0.053997 | 0 | 0.003375 | 0 | -0.2814 | 0 | 0 | 0 | 0 | 0 | 0 | 0 | 0 | 2.7368 | 0.044241 | 0.00026332 | 0 | 1.822 | 0 | 3.098 | 0 | 1.6801 | 21.6769 | 1.2254 | 3.0551 | 0.1796 | 0.050933 | -0.35846 | 0.73583 | 0.23426 | 3.7293 | -9.7648 | 21.9263 | -0.63986 | 0 | 0.23416 | 0 | 1.6728 | 0.299
2025_07_18 Hr 08 | 0.70959 | 3.9262e-05 | 0 | 0.14053 | 0.14049 | 0.14052 | 0.14052 | 0.13994 | 0.14053 | 0 | 0 | 0.023943 | 0.27 | 0.020612 | 1.4981 | 1.4981 | 6.6822 | 0.71674 | 0.0061261 | 0.0036608 | 0.012521 | 0.087661 | 0 | 0.0011913 | 0.024329 | 1.2821 | 0.33435 | 5.7246 | 2.0585 | 0 | 0.5298 | 0.81115 | 0 | 0 | 0 | 0 | -61.6737 | 0.053997 | 0 | 0.0040898 | 0 | -0.34144 | 0 | 0 | 0 | 0 | 0 | 0 | 0 | 0 | 2.8747 | 0.044241 | 0.00026332 | 0 | 1.822 | 0 | 3.098 | 0 | 1.3797 | 21.6769 | 1.2254 | 3.0551 | 0.1796 | 0.050933 | -0.70959 | 0.73583 | 0.23426 | 3.7293 | -18.8859 | 22.1619 | -1.051 | 0 | 0.23416 | 0 | 1.6728 | 0.31038
2025_07_18 Hr 09 | 0.8129 | 7.2839e-05 | 0 | 0.14053 | 0.14049 | 0.14052 | 0.14052 | 0.13994 | 0.14053 | 0 | 0 | 0.023943 | 0.21 | 0.017625 | 1.4981 | 1.4981 | 6.6822 | 0.71674 | 0.0061261 | 0.0036608 | 0.012521 | 0.087661 | 0 | 0.0011913 | 0.024329 | 1.2821 | 0.33435 | 5.7246 | 2.0585 | 0 | 0.5298 | 0.81115 | 0 | 0 | 0 | 0 | -65.5755 | 0.053997 | 0 | 0.0044963 | 0 | -0.37559 | 0 | 0 | 0 | 0 | 0 | 0 | 0 | 0 | 2.3303 | 0.044241 | 0.00026332 | 0 | 1.822 | 0 | 3.098 | 0 | 1.3493 | 21.6769 | 1.2254 | 3.0551 | 0.1796 | 0.050933 | -0.8129 | 0.73583 | 0.23426 | 3.7293 | -23.454 | 21.6331 | -1.1885 | 0 | 0.23416 | 0 | 1.6728 | 0.31611
2025_07_18 Hr 10 | 0.77301 | 0.00012973 | 0 | 0.14053 | 0.14049 | 0.14052 | 0.14052 | 0.13994 | 0.14053 | 0 | 0 | 0.023943 | 0.42 | 0.032915 | 1.4981 | 1.4981 | 6.6822 | 0.71674 | 0.0061261 | 0.0036608 | 0.012521 | 0.087661 | 0 | 0.0011913 | 0.024329 | 1.2821 | 0.33435 | 5.7246 | 2.0585 | 0.81361 | 0.5298 | 0.81115 | 0 | 0 | 0 | 0 | -64.813 | 0.053997 | 0 | 0.0041983 | 0 | -0.35056 | 0 | 0 | 0 | 0 | 0 | 0 | 0 | 0 | 2.4682 | 0.044241 | 0.00026332 | 0 | 1.822 | 0 | 3.098 | 0 | 1.3493 | 22.4905 | 1.2254 | 3.0551 | 0.1796 | 0.050933 | -0.77301 | 0.73583 | 0.23426 | 3.7293 | -21.4821 | 21.9639 | -1.1236 | 0 | 0.23416 | 0 | 1.6728 | 0.32356
2025_07_18 Hr 11 | 0.82205 | 9.9417e-05 | 0 | 0.14053 | 0.14049 | 0.14052 | 0.14052 | 0.13994 | 0.14053 | 0 | 0 | 0.023943 | 0.48 | 0.037585 | 1.4981 | 1.4981 | 6.6822 | 0.71674 | 0.0061261 | 0.0036608 | 0.012521 | 0.087661 | 0 | 0.0011913 | 0.024329 | 1.2821 | 0.33435 | 5.7246 | 2.0585 | 0.81361 | 0.5298 | 0.81115 | 0 | 0 | 0 | 0 | -62.1323 | 0.053997 | 0 | 0.0041948 | 0 | -0.35026 | 0 | 0 | 0 | 0 | 0 | 0 | 0 | 0 | 2.6715 | 0.044241 | 0.00026332 | 0 | 1.822 | 0 | 3.098 | 0 | 1.2317 | 22.4905 | 1.2254 | 3.0551 | 0.1796 | 0.050933 | -0.82205 | 0.73583 | 0.23426 | 3.7293 | -18.6487 | 22.1654 | -1.1723 | 0 | 0.23416 | 0 | 1.6728 | 0.32562
2025_07_18 Hr 12 | 0.77643 | 0.00027395 | 0 | 0.14053 | 0.14049 | 0.14052 | 0.14052 | 0.13994 | 0.14053 | 0 | 0 | 0.023943 | 0.69 | 0.062231 | 1.4981 | 1.4981 | 6.6822 | 0.71674 | 0.0061261 | 0.0036608 | 0.012521 | 0.087661 | 0 | 0.0011913 | 0.024329 | 1.2821 | 0.33435 | 5.7246 | 2.0585 | 0.81361 | 0.5298 | 0.81115 | 0 | 0 | 0 | 0 | -65.7617 | 0.053997 | 0 | 0.0048316 | 0 | -0.40375 | 0 | 0 | 0 | 0 | 0 | 0 | 0 | 0 | 2.5989 | 0.044241 | 0.00026332 | 0 | 1.822 | 0 | 3.098 | 0 | 0.84002 | 22.4905 | 1.2254 | 3.0551 | 0.1796 | 0.050933 | -0.77643 | 0.73583 | 0.23426 | 3.7293 | -22.5553 | 21.8961 | -1.1802 | 0 | 0.23416 | 0 | 1.6728 | 0.33145
2025_07_18 Hr 13 | 0.79219 | 0.00038072 | 0 | 0.14053 | 0.14049 | 0.14052 | 0.14052 | 0.13994 | 0.14053 | 0 | 0 | 0.023943 | 0.9 | 0.090726 | 1.4981 | 1.4981 | 6.6822 | 0.71674 | 0.0061261 | 0.0036608 | 0.012521 | 0.087661 | 0 | 0.0011913 | 0.024329 | 1.2821 | 0.33435 | 5.7246 | 2.0585 | 0.81361 | 0.5298 | 0.81115 | 0 | 0 | 0 | 0 | -68.0104 | 0.053997 | 0 | 0.0054003 | 0 | -0.45153 | 0 | 0 | 0 | 0 | 0 | 0 | 0 | 0 | 2.1923 | 0.044241 | 0.00026332 | 0 | 1.822 | 0 | 3.098 | 0 | 0.69204 | 22.4905 | 1.2254 | 3.0551 | 0.1796 | 0.050933 | -0.79219 | 0.73583 | 0.23426 | 3.7293 | -25.1662 | 21.5974 | -1.2437 | 0 | 0.23416 | 0 | 1.6728 | 0.33289
2025_07_18 Hr 14 | 0.73865 | 0.00023549 | 0 | 0.14053 | 0.14049 | 0.14052 | 0.14052 | 0.13994 | 0.14053 | 0 | 0 | 0.023943 | 0.99 | 0.088451 | 1.4981 | 1.4981 | 6.6822 | 0.71674 | 0.0061261 | 0.0036608 | 0.012521 | 0.087661 | 0 | 0.0011913 | 0.024329 | 1.2821 | 0.33435 | 5.7246 | 2.0585 | 0.81361 | 0.5298 | 0.81115 | 0 | 0 | 0 | 0 | -55.7863 | 0.053997 | 0 | 0.0047863 | 0 | -0.39995 | 0 | 0 | 0 | 0 | 0 | 0 | 0 | 0 | 1.8511 | 0.044241 | 0.00026332 | 0 | 1.822 | 0 | 3.098 | 0 | 0.50924 | 22.4905 | 1.2254 | 3.0551 | 0.1796 | 0.050933 | -0.73865 | 0.73583 | 0.23426 | 3.7293 | -13.3249 | 21.1095 | -1.1386 | 0 | 0.23416 | 0 | 1.6728 | 0.33498
2025_07_18 Hr 15 | 0.7231 | 0.00020629 | 0 | 0.14053 | 0.14049 | 0.14052 | 0.14052 | 0.13994 | 0.14053 | 0 | 0 | 0.023943 | 0.87 | 0.093061 | 1.4981 | 1.4981 | 6.6822 | 0.71674 | 0.0061261 | 0.0036608 | 0.012521 | 0.087661 | 0 | 0.0011913 | 0.024329 | 1.2821 | 0.33435 | 5.7246 | 2.0585 | 0.81361 | 0.5298 | 0.81115 | 0 | 0 | 0 | 0 | -59.3734 | 0.053997 | 0 | 0.0057303 | 0 | -0.47925 | 0 | 0 | 0 | 0 | 0 | 0 | 0 | 0 | 1.5753 | 0.044241 | 0.00026332 | 0 | 1.822 | 0 | 3.098 | 0 | 0.36125 | 22.4905 | 1.2254 | 3.0551 | 0.1796 | 0.050933 | -0.7231 | 0.73583 | 0.23426 | 3.7293 | -17.533 | 20.5523 | -1.2023 | 0 | 0.23416 | 0 | 1.6728 | 0.33254
2025_07_18 Hr 16 | 0.75681 | 0.00026373 | 0 | 0.14053 | 0.14049 | 0.14052 | 0.14052 | 0.13994 | 0.14053 | 0 | 0 | 0.023943 | 0.99 | 0.13426 | 1.4981 | 1.4981 | 6.6822 | 0.71674 | 0.0061261 | 0.0036608 | 0.012521 | 0.087661 | 0 | 0.0011913 | 0.024329 | 1.2821 | 0.33435 | 5.7246 | 2.0585 | 0.81361 | 0.5298 | 0.81115 | 0 | 0 | 0 | 0 | -67.824 | 0.053997 | 0 | 0.0072652 | 0 | -0.60817 | 0 | 0 | 0 | 0 | 0 | 0 | 0 | 0 | 1.0962 | 0.044241 | 0.00026332 | 0 | 1.822 | 0 | 3.098 | 0 | 0.26985 | 22.4905 | 1.2254 | 3.0551 | 0.1796 | 0.050933 | -0.75681 | 0.73583 | 0.23426 | 3.7293 | -26.5237 | 20.1748 | -1.365 | 0 | 0.23416 | 0 | 1.6728 | 0.3306
2025_07_18 Hr 17 | 0.7688 | 0.0003649 | 0 | 0.14053 | 0.14049 | 0.14052 | 0.14052 | 0.13994 | 0.14053 | 0 | 0 | 0.023943 | 0.78 | 0.1265 | 1.4981 | 1.4981 | 6.6822 | 0.71674 | 0.0061261 | 0.0036608 | 0.012521 | 0.087661 | 0 | 0.0011913 | 0.024329 | 1.2821 | 0.33435 | 5.7246 | 2.0585 | 0.81361 | 0.5298 | 0.81115 | 0 | 0 | 0 | 0 | -74.8323 | 0.053997 | 0 | 0.0086881 | 0 | -0.7277 | 0 | 0 | 0 | 0 | 0 | 0 | 0 | 0 | 1.0962 | 0.044241 | 0.00026332 | 0 | 1.822 | 0 | 3.098 | 0 | 0.17845 | 22.4905 | 1.2254 | 3.0551 | 0.1796 | 0.050933 | -0.7688 | 0.73583 | 0.23426 | 3.7293 | -33.9594 | 19.8789 | -1.4965 | 0 | 0.23416 | 0 | 1.6728 | 0.33176
2025_07_18 Hr 18 | 0.75042 | 0.00028197 | 0 | 0.14053 | 0.14049 | 0.14052 | 0.14052 | 0.13994 | 0.14053 | 0 | 0 | 0.023943 | 0.45 | 0.068653 | 1.4981 | 1.4981 | 6.6822 | 0.71674 | 0.0061261 | 0.0036608 | 0.012521 | 0.087661 | 0 | 0.0011913 | 0.024329 | 1.2821 | 0.33435 | 5.7246 | 2.0585 | 0.81361 | 0.5298 | 0.81115 | 0 | 0 | 0 | 0 | -70.5502 | 0.053997 | 0 | 0.008173 | 0 | -0.68443 | 0 | 0 | 0 | 0 | 0 | 0 | 0 | 0 | 1.4374 | 0.044241 | 0.00026332 | 0 | 1.822 | 0 | 3.098 | 0 | 0.12187 | 22.4905 | 1.2254 | 3.0551 | 0.1796 | 0.050933 | -0.75042 | 0.73583 | 0.23426 | 3.7293 | -29.7347 | 19.7599 | -1.4348 | 0 | 0.23416 | 0 | 1.6728 | 0.33443
2025_07_18 Hr 19 | 0.64391 | 0.00017971 | 0 | 0.14053 | 0.14049 | 0.14052 | 0.14052 | 0.13994 | 0.14053 | 0 | 0 | 0.023943 | 0.54 | 0.079451 | 1.4981 | 1.4981 | 6.6822 | 0.71674 | 0.0061261 | 0.0036608 | 0.012521 | 0.087661 | 0 | 0.0011913 | 0.024329 | 1.2821 | 0.33435 | 5.7246 | 2.0585 | 0.81361 | 0.5298 | 0.81115 | 0 | 0 | 0 | 0 | -71.3192 | 0.053997 | 0 | 0.007882 | 0 | -0.65999 | 0 | 0 | 0 | 0 | 0 | 0 | 0 | 0 | 1.6406 | 0.044241 | 0.00026332 | 0 | 1.822 | 0 | 3.098 | 0 | 0.060934 | 22.4905 | 1.2254 | 3.0551 | 0.1796 | 0.050933 | -0.64391 | 0.73583 | 0.23426 | 3.7293 | -30.238 | 19.8946 | -1.3039 | 0 | 0.23416 | 0 | 1.6728 | 0.33267
2025_07_18 Hr 20 | 0.11363 | 0.00012922 | 0 | 0.14053 | 0.14049 | 0.14052 | 0.14052 | 0.13994 | 0.14053 | 0 | 0 | 0.023943 | 1.68 | 0.21106 | 1.4981 | 1.4981 | 6.6822 | 0.71674 | 0.0061261 | 0.0036608 | 0.012521 | 0.087661 | 0 | 0.0011913 | 0.024329 | 1.2821 | 0.33435 | 5.7246 | 2.0585 | 0.81361 | 0.5298 | 0.81115 | 0 | 0 | 0 | 0 | -69.2996 | 0.053997 | 0 | 0.0067303 | 0 | -0.56324 | 0 | 0 | 0 | 0 | 0 | 0 | 0 | 0 | 1.0236 | 0.044241 | 0.00026332 | 0 | 1.822 | 0 | 3.098 | 0 | 0.091402 | 22.4905 | 1.2254 | 3.0551 | 0.1796 | 0.050933 | -0.11363 | 0.73583 | 0.23426 | 3.7293 | -27.4425 | 20.0434 | -0.67687 | 0 | 0.23416 | 0 | 1.6728 | 0.3268
2025_07_18 Hr 21 | 0.022813 | 5.552e-05 | 0 | 0.14053 | 0.14049 | 0.14052 | 0.14052 | 0.13994 | 0.14053 | 0 | 0 | 0.023943 | 1.86 | 0.19471 | 1.4981 | 1.4981 | 6.6822 | 0.71674 | 0.0061261 | 0.0036608 | 0.012521 | 0.087661 | 0 | 0.0011913 | 0.024329 | 1.2821 | 0 | 5.7246 | 2.0585 | 0.81361 | 0.5298 | 0.81115 | 0 | 0 | 0 | 0 | -64.8645 | 0.053997 | 0 | 0.0056081 | 0 | -0.46898 | 0 | 0 | 0 | 0 | 0 | 0 | 0 | 0 | 0.75498 | 0.044241 | 0.00026332 | 0 | 1.822 | 0 | 3.098 | 0 | 0.12187 | 22.1562 | 1.2254 | 3.0551 | 0.1796 | 0.050933 | -0.022813 | 0.73583 | 0.23426 | 3.7293 | -23.3246 | 19.8756 | -0.4918 | 0 | 0.23416 | 0 | 1.6728 | 0.32431
2025_07_18 Hr 22 | 0 | 7.4336e-06 | 0 | 0.14053 | 0.14049 | 0.14052 | 0.14052 | 0.13994 | 0.14053 | 0 | 0 | 0.023943 | 1.8 | 0.13876 | 1.4981 | 1.4981 | 6.6822 | 0.71674 | 0.0061261 | 0.0036608 | 0.012521 | 0.087661 | 0 | 0.0011913 | 0.024329 | 1.2821 | 0 | 5.7246 | 2.0585 | 0 | 0.5298 | 0.81115 | 0 | 0 | 0 | 0 | -49.15 | 0.053997 | 0 | 0.0041298 | 0 | -0.3448 | 0 | 0 | 0 | 0 | 0 | 0 | 0 | 0 | 0.95824 | 0.044241 | 0.00026332 | 0 | 1.822 | 0 | 3.098 | 0 | 0.17845 | 21.3425 | 1.2254 | 3.0551 | 0.1796 | 0.050933 | 0 | 0.73583 | 0.23426 | 3.7293 | -8.1643 | 19.988 | -0.3448 | 0 | 0.23416 | 0 | 1.6728 | 0.31571
2025_07_18 Hr 23 | 0 | 0 | 0 | 0.14053 | 0.14049 | 0.14052 | 0.14052 | 0.13994 | 0.14053 | 0 | 0 | 0.023943 | 0.99 | 0.055413 | 1.4981 | 1.4981 | 6.8284 | 0.40579 | 0.0061261 | 0.0036608 | 0.012521 | 0.087661 | 0 | 0.0011913 | 0.024329 | 1.2353 | 0 | 6.2428 | 2.0585 | 0 | 0.54682 | 0.81115 | 0 | 0 | 0 | 0 | -39.6493 | 0.053997 | 0 | 0.0029985 | 0 | -0.24978 | 0 | 0 | 0 | 0 | 0 | 0 | 0 | 0 | 1.372 | 0.044241 | 0.00026332 | 0 | 1.822 | 0 | 2.8428 | 0 | 0.17845 | 21.3939 | 1.2254 | 3.0551 | 0.1796 | 0.050933 | 0 | 0.73583 | 0.23426 | 3.7293 | 1.0066 | 19.5117 | -0.24978 | 0 | 0.23416 | 0 | 1.6728 | 0.30195
2025_07_18 Hr 24 | 0 | 0 | 0 | 0 | 0 | 0 | 0 | 0 | 0 | 0 | 0 | 0.023943 | 1.05 | 0.048688 | 1.4981 | 1.4981 | 6.9912 | 0.60869 | 0.0061261 | 0.0036608 | 0.012521 | 0.087661 | 0 | 0.0011913 | 0.024329 | 1.1483 | 0 | 6.2839 | 2.0585 | 0 | 0.55118 | 0.81115 | 0 | 0 | 0 | 0 | -33.0323 | 0.053997 | 0 | 0.005465 | 0 | -0.20656 | 0 | 0 | 0 | 0 | 0 | 0 | 0 | 0 | 1.7785 | 0.044241 | 0.00026332 | 0 | 1.822 | 0 | 2.7768 | 0 | 0.26985 | 20.8052 | 1.2254 | 3.0551 | 0.1796 | 0.050933 | 0 | 0.73583 | 0.23426 | 3.7293 | 7.6211 | 20.0548 | -0.20656 | 0 | 0.23416 | 0 | 1.6728 | 0.28951
2025_07_19 Hr 01 | 0 | 0 | 0 | 0 | 0 | 0 | 0 | 0 | 0 | 0 | 0 | 0.023943 | 1.56 | 0.068153 | 1.4981 | 1.4981 | 7.115 | 0 | 0.0061261 | 0.0036608 | 0.012521 | 0.087661 | 0 | 0.0011913 | 0.024329 | 0.60969 | 0 | 6.3953 | 2.0585 | 0 | 0.55118 | 0.81115 | 0 | 0 | 0 | 0 | -28.0319 | 0.053997 | 0 | 0.0074893 | 0 | -0.19449 | 0 | 0 | 0 | 0 | 0 | 0 | 0 | 0 | 1.7785 | 0.044241 | 0.00026332 | 0 | 1.822 | 0 | 0 | 0 | 0.42219 | 17.1162 | 1.2254 | 3.0551 | 0.1796 | 0.050933 | 0 | 0.73583 | 0.23426 | 3.7293 | 9.6136 | 20.7238 | -0.19449 | 0 | 0.23416 | 0 | 1.6728 | 0.27668
2025_07_19 Hr 02 | 0 | 0 | 0 | 0 | 0 | 0 | 0 | 0 | 0 | 0 | 0 | 0.023943 | 2.07 | 0.074191 | 1.4981 | 1.4981 | 7.115 | 0 | 0.0061261 | 0.0036608 | 0.012521 | 0.087661 | 0 | 0.0011913 | 0.024329 | 0.57619 | 0 | 6.3953 | 2.0585 | 0 | 0.55118 | 0.81115 | 0 | 0 | 0 | 0 | -24.6642 | 0.053997 | 0 | 0.0061442 | 0 | -0.15919 | 0 | 0 | 0 | 0 | 0 | 0 | 0 | 0 | 1.7132 | 0.044241 | 0.00026332 | 0 | 1.822 | 0 | 0 | 0 | 0.33079 | 17.0827 | 1.2254 | 3.0551 | 0.1796 | 0.050933 | 0 | 0.73583 | 0.23426 | 3.7293 | 13.3403 | 21.081 | -0.15919 | 0 | 0.23416 | 0 | 1.6728 | 0.27454
2025_07_19 Hr 03 | 0 | 0 | 0 | 0 | 0 | 0 | 0 | 0 | 0 | 0 | 0 | 0.023943 | 2.01 | 0.06987 | 1.4934 | 1.4934 | 6.6688 | 0 | 0.0061261 | 0.0036608 | 0.012521 | 0.087661 | 0 | 0.0011913 | 0.024329 | 0.49246 | 0 | 6.1886 | 2.0585 | 0 | 0.52966 | 0.81115 | 0 | 0 | 0 | 0 | -23.9422 | 0.053997 | 0 | 0.0059591 | 0 | -0.15433 | 0 | 0 | 0 | 0 | 0 | 0 | 0 | 0 | 1.6406 | 0.044241 | 0.00026332 | 0 | 1.822 | 0 | 0 | 0 | 0.20892 | 16.3365 | 1.2254 | 3.0551 | 0.1796 | 0.050933 | 0 | 0.73583 | 0.23426 | 3.7293 | 13.0382 | 20.7982 | -0.15433 | 0 | 0.23416 | 0 | 1.6728 | 0.27206
2025_07_19 Hr 04 | 0 | 0 | 0 | 0 | 0 | 0 | 0 | 0 | 0 | 0 | 0 | 0.023943 | 1.95 | 0.052455 | 1.4981 | 1.4981 | 5.3107 | 0 | 0.0061261 | 0.0036608 | 0.012521 | 0.087661 | 0 | 0.0011913 | 0.024329 | 0.47904 | 0 | 5.7524 | 2.0585 | 0 | 0.48426 | 0.81115 | 0 | 0 | 0 | 0 | -16.0076 | 0.053997 | 0 | 0.0046114 | 0 | -0.11895 | 0 | 0 | 0 | 0 | 0 | 0 | 0 | 0 | 1.5753 | 0.044241 | 0.00026332 | 0 | 1.822 | 0 | 0 | 0 | 0.23939 | 14.5384 | 1.2254 | 3.0551 | 0.1796 | 0.050933 | 0 | 0.73583 | 0.23426 | 3.7293 | 19.0481 | 20.6362 | -0.11895 | 0 | 0.23416 | 0 | 1.6728 | 0.26771
2025_07_19 Hr 05 | 0 | 0 | 0 | 0 | 0 | 0 | 0 | 0 | 0 | 0 | 0 | 0.023943 | 1.56 | 0.038905 | 1.4806 | 1.4806 | 5.216 | 0 | 0.0061261 | 0.0036608 | 0.012521 | 0.087661 | 0 | 0.0011913 | 0.024329 | 0.48072 | 0 | 5.3277 | 2.0585 | 0 | 0.44005 | 0.81115 | 0 | 0 | 0 | 0 | -14.2233 | 0.053997 | 0 | 0.0042752 | 0 | -0.11012 | 0 | 0 | 0 | 0 | 0 | 0 | 0 | 0 | 1.7132 | 0.044241 | 0.00026332 | 0 | 1.822 | 0 | 0 | 0 | 0.30032 | 13.9857 | 1.2254 | 3.0551 | 0.1796 | 0.050933 | 0 | 0.73583 | 0.23426 | 3.7293 | 20.0399 | 20.3877 | -0.11012 | 0 | 0.23416 | 0 | 1.6728 | 0.26813
2025_07_19 Hr 06 | 0.022813 | 0 | 0 | 0 | 0 | 0 | 0 | 0 | 0 | 0 | 0 | 0.023943 | 0.99 | 0.027739 | 1.4981 | 1.4981 | 5.2792 | 0 | 0.0061261 | 0.0036608 | 0.012521 | 0.087661 | 0 | 0.0011913 | 0.024329 | 0.47904 | 0 | 5.9276 | 2.0585 | 0 | 0.5025 | 0.81115 | 0 | 0 | 0 | 0 | -16.4325 | 0.053997 | 0 | 0.0048032 | 0 | -0.12398 | 0 | 0 | 0 | 0 | 0 | 0 | 0 | 0 | 1.7132 | 0.044241 | 0.00026332 | 0 | 1.822 | 0 | 0 | 0 | 0.26985 | 14.6821 | 1.2254 | 3.0551 | 0.1796 | 0.050933 | -0.022813 | 0.73583 | 0.23426 | 3.7293 | 17.9669 | 19.8641 | -0.1468 | 0 | 0.23416 | 0 | 1.6728 | 0.27091
2025_07_19 Hr 07 | 0.34575 | 1.5905e-06 | 0 | 0 | 0 | 0 | 0 | 0 | 0 | 0 | 0 | 0.023943 | 0.33 | 0.0081647 | 1.4934 | 1.4934 | 4.7564 | 0 | 0.0061261 | 0.0036608 | 0.012521 | 0.087661 | 0 | 0.0011913 | 0.024329 | 0.48072 | 0 | 5.6222 | 2.0585 | 0 | 0.50292 | 0.81115 | 0 | 0 | 0 | 0 | -13.4874 | 0.053997 | 0 | 0.0042414 | 0 | -0.10924 | 0 | 0 | 0 | 0 | 0 | 0 | 0 | 0 | 2.1197 | 0.044241 | 0.00026332 | 0 | 1.822 | 0 | 0 | 0 | 0.20892 | 13.8461 | 1.2254 | 3.0551 | 0.1796 | 0.050933 | -0.34575 | 0.73583 | 0.23426 | 3.7293 | 19.7653 | 19.8616 | -0.45499 | 0 | 0.23416 | 0 | 1.6728 | 0.27907
2025_07_19 Hr 08 | 0.71961 | 4.3349e-05 | 0 | 0 | 0 | 0 | 0 | 0 | 0 | 0 | 0 | 0.023943 | 0.15 | 0.0063218 | 1.4981 | 1.4981 | 5.5766 | 0 | 0.0061261 | 0.0036608 | 0.012521 | 0.087661 | 0 | 0.0011913 | 0.024329 | 0.60966 | 0 | 5.3381 | 2.0585 | 0 | 0.46548 | 0.81115 | 0 | 0 | 0 | 0 | -21.5754 | 0.053997 | 0 | 0.0072249 | 0 | -0.18755 | 0 | 0 | 0 | 0 | 0 | 0 | 0 | 0 | 1.9891 | 0.044241 | 0.00026332 | 0 | 1.822 | 0 | 0 | 0 | 0.12187 | 14.5206 | 1.2254 | 3.0551 | 0.1796 | 0.050933 | -0.71961 | 0.73583 | 0.23426 | 3.7293 | 11.8426 | 19.8044 | -0.90717 | 0 | 0.23416 | 0 | 1.6728 | 0.28499
2025_07_19 Hr 09 | 0.80454 | 0.00011157 | 0 | 0 | 0 | 0 | 0 | 0 | 0 | 0 | 0 | 0.023943 | 0.06 | 0.003204 | 1.4981 | 1.4981 | 6.7963 | 0.72943 | 0.0061261 | 0.0036608 | 0.012521 | 0.087661 | 0 | 0.0011913 | 0.024329 | 0.85088 | 0 | 5.826 | 2.0585 | 0 | 0.5298 | 0.81115 | 0 | 0 | 0 | 0 | -34.0264 | 0.053997 | 0 | 0.0091544 | 0 | -0.2382 | 0 | 0 | 0 | 0 | 0 | 0 | 0 | 0 | 1.9165 | 0.044241 | 0.00026332 | 0 | 1.822 | 0 | 0 | 0 | 0.12187 | 17.1989 | 1.2254 | 3.0551 | 0.1796 | 0.050933 | -0.80454 | 0.73583 | 0.23426 | 3.7293 | 1.9322 | 19.8024 | -1.0427 | 0 | 0.23416 | 0 | 1.6728 | 0.29937
2025_07_19 Hr 10 | 0.78071 | 0.00033667 | 0 | 0.14302 | 0.14298 | 0.14301 | 0.14301 | 0.14242 | 0.14302 | 0 | 0 | 0.023943 | 0.09 | 0.0054332 | 1.4981 | 1.4981 | 6.8005 | 0.72943 | 0.0061261 | 0.0036608 | 0.012521 | 0.087661 | 0 | 0.0011913 | 0.024329 | 1.1969 | 0 | 5.826 | 2.0585 | 0 | 0.5298 | 0.81115 | 0 | 0 | 0 | 0 | -42.2733 | 0.053997 | 0 | 0.0032341 | 0 | -0.26956 | 0 | 0 | 0 | 0 | 0 | 0 | 0 | 0 | 1.51 | 0.044241 | 0.00026332 | 0 | 1.822 | 0 | 4.1607 | 0 | 0.091402 | 21.3827 | 1.2254 | 3.0551 | 0.1796 | 0.050933 | -0.78071 | 0.73583 | 0.23426 | 3.7293 | -2.5598 | 19.3812 | -1.0503 | 0 | 0.23416 | 0 | 1.6728 | 0.30649
2025_07_19 Hr 11 | 0.80106 | 0.00041944 | 0 | 0.14302 | 0.14298 | 0.14301 | 0.14301 | 0.14242 | 0.14302 | 0 | 0 | 0.023943 | 0.06 | 0.0037916 | 1.4981 | 1.4981 | 6.8005 | 0.72943 | 0.0061261 | 0.0036608 | 0.012521 | 0.087661 | 0 | 0.0011913 | 0.024329 | 1.2821 | 0.17798 | 5.826 | 2.0585 | 0 | 0.5298 | 0.81115 | 0 | 0 | 0 | 0 | -41.2777 | 0.053997 | 0 | 0.0033853 | 0 | -0.28227 | 0 | 0 | 0 | 0 | 0 | 0 | 0 | 0 | 1.2341 | 0.044241 | 0.00026332 | 0 | 1.822 | 0 | 3.1529 | 0 | 0.060934 | 21.6731 | 1.2254 | 3.0551 | 0.1796 | 0.050933 | -0.80106 | 0.73583 | 0.23426 | 3.7293 | -1.6203 | 19.0677 | -1.0833 | 0 | 0.23416 | 0 | 1.6728 | 0.31055
2025_07_19 Hr 12 | 0.77643 | 0.00064685 | 0 | 0.14302 | 0.14298 | 0.14301 | 0.14301 | 0.14242 | 0.14302 | 0 | 0 | 0.023943 | 0.03 | 0.0019697 | 1.4981 | 1.4981 | 6.8005 | 0.72943 | 0.0061261 | 0.0036608 | 0.012521 | 0.087661 | 0 | 0.0011913 | 0.024329 | 1.2821 | 0.48982 | 5.826 | 2.0585 | 0 | 0.5298 | 0.81115 | 0 | 0 | 0 | 0 | -39.2486 | 0.053997 | 0 | 0.0035174 | 0 | -0.29336 | 0 | 0 | 0 | 0 | 0 | 0 | 0 | 0 | 1.0236 | 0.044241 | 0.00026332 | 0 | 1.822 | 0 | 3.1529 | 0 | 0.091402 | 21.9849 | 1.2254 | 3.0551 | 0.1796 | 0.050933 | -0.77643 | 0.73583 | 0.23426 | 3.7293 | 0.49967 | 18.8332 | -1.0698 | 0 | 0.23416 | 0 | 1.6728 | 0.31234
2025_07_19 Hr 13 | 0.75383 | 0.00097769 | 0 | 0.14302 | 0.14298 | 0.14301 | 0.14301 | 0.14242 | 0.14302 | 0 | 0 | 0.023943 | 0.09 | 0.0072135 | 1.4981 | 1.4981 | 6.8005 | 0.72943 | 0.0061261 | 0.0036608 | 0.012521 | 0.087661 | 0 | 0.0011913 | 0.024329 | 1.2821 | 0.34018 | 5.826 | 2.0585 | 0.82802 | 0.5298 | 0.81115 | 0 | 0 | 0 | 0 | -49.6355 | 0.053997 | 0 | 0.0042938 | 0 | -0.35858 | 0 | 0 | 0 | 0 | 0 | 0 | 0 | 0 | 0.8929 | 0.044241 | 0.00026332 | 0 | 1.822 | 0 | 3.1529 | 0 | 0.091402 | 22.8129 | 1.2254 | 3.0551 | 0.1796 | 0.050933 | -0.75383 | 0.73583 | 0.23426 | 3.7293 | -9.1806 | 18.7544 | -1.1124 | 0 | 0.23416 | 0 | 1.6728 | 0.32122
2025_07_19 Hr 14 | 0.73865 | 0.00090887 | 0 | 0.14302 | 0.14298 | 0.14301 | 0.14301 | 0.14242 | 0.14302 | 0 | 0 | 0.023943 | 0.03 | 0.002134 | 1.4981 | 1.4981 | 6.8005 | 0.72943 | 0.0061261 | 0.0036608 | 0.012521 | 0.087661 | 0 | 0.0011913 | 0.024329 | 1.2821 | 0.34018 | 5.826 | 2.0585 | 0.82802 | 0.5298 | 0.81115 | 0 | 0 | 0 | 0 | -39.6024 | 0.053997 | 0 | 0.0038108 | 0 | -0.31801 | 0 | 0 | 0 | 0 | 0 | 0 | 0 | 0 | 0.82031 | 0.044241 | 0.00026332 | 0 | 1.822 | 0 | 3.1529 | 0 | 0.060934 | 22.8129 | 1.2254 | 3.0551 | 0.1796 | 0.050933 | -0.73865 | 0.73583 | 0.23426 | 3.7293 | 0.72665 | 18.5727 | -1.0567 | 0 | 0.23416 | 0 | 1.6728 | 0.32297
2025_07_19 Hr 15 | 0.73567 | 0.00092688 | 0 | 0.14302 | 0.14298 | 0.14301 | 0.14301 | 0.14242 | 0.14302 | 0 | 0 | 0.023943 | 0.03 | 0.0030407 | 1.4981 | 1.4981 | 6.8005 | 0.72943 | 0.0061261 | 0.0036608 | 0.012521 | 0.087661 | 0 | 0.0011913 | 0.024329 | 1.2821 | 0.34018 | 5.826 | 2.0585 | 0.82802 | 0.5298 | 0.81115 | 0 | 0 | 0 | 0 | -50.0933 | 0.053997 | 0 | 0.0054299 | 0 | -0.45401 | 0 | 0 | 0 | 0 | 0 | 0 | 0 | 0 | 0.61705 | 0.044241 | 0.00026332 | 0 | 1.822 | 0 | 3.1529 | 0 | 0.060934 | 22.8129 | 1.2254 | 3.0551 | 0.1796 | 0.050933 | -0.73567 | 0.73583 | 0.23426 | 3.7293 | -10.1048 | 18.3652 | -1.1897 | 0 | 0.23416 | 0 | 1.6728 | 0.32076
2025_07_19 Hr 16 | 0.79604 | 0.0007808 | 0 | 0.14302 | 0.14298 | 0.14301 | 0.14301 | 0.14242 | 0.14302 | 0 | 0 | 0.023943 | 0.06 | 0.0070241 | 1.4981 | 1.4981 | 6.8005 | 0.72943 | 0.0061261 | 0.0036608 | 0.012521 | 0.087661 | 0 | 0.0011913 | 0.024329 | 1.2821 | 0.34018 | 5.826 | 2.0585 | 0.82802 | 0.5298 | 0.81115 | 0 | 0 | 0 | 0 | -55.0399 | 0.053997 | 0 | 0.0062715 | 0 | -0.52471 | 0 | 0 | 0 | 0 | 0 | 0 | 0 | 0 | 0.61705 | 0.044241 | 0.00026332 | 0 | 1.822 | 0 | 3.1529 | 0 | 0.091402 | 22.8129 | 1.2254 | 3.0551 | 0.1796 | 0.050933 | -0.79604 | 0.73583 | 0.23426 | 3.7293 | -15.0546 | 18.4932 | -1.3208 | 0 | 0.23416 | 0 | 1.6728 | 0.3241
2025_07_19 Hr 17 | 0.73698 | 0.00086823 | 0 | 0.14302 | 0.14298 | 0.14301 | 0.14301 | 0.14242 | 0.14302 | 0 | 0 | 0.023943 | 0.06 | 0.0080632 | 1.4981 | 1.4981 | 6.8005 | 0.72943 | 0.0061261 | 0.0036608 | 0.012521 | 0.087661 | 0 | 0.0011913 | 0.024329 | 1.2821 | 0.34018 | 5.826 | 2.0585 | 0.82802 | 0.5298 | 0.81115 | 0 | 0 | 0 | 0 | -62.8308 | 0.053997 | 0 | 0.0071993 | 0 | -0.60264 | 0 | 0 | 0 | 0 | 0 | 0 | 0 | 0 | 0.75498 | 0.044241 | 0.00026332 | 0 | 1.822 | 0 | 3.1529 | 0 | 0.12187 | 22.8129 | 1.2254 | 3.0551 | 0.1796 | 0.050933 | -0.73698 | 0.73583 | 0.23426 | 3.7293 | -22.7471 | 18.6104 | -1.3396 | 0 | 0.23416 | 0 | 1.6728 | 0.33079
2025_07_19 Hr 18 | 0.71693 | 0.0027107 | 0 | 0.14302 | 0.14298 | 0.14301 | 0.14301 | 0.14242 | 0.14302 | 0 | 0 | 0.023943 | 0.06 | 0.030119 | 1.4981 | 1.4981 | 6.8005 | 0.72943 | 0.0061261 | 0.0036608 | 0.012521 | 0.087661 | 0 | 0.0011913 | 0.024329 | 1.2821 | 0.34018 | 5.826 | 2.0585 | 0.82802 | 0.5298 | 0.81115 | 0 | 0 | 0 | 0 | -250.3075 | 0.053997 | 0 | 0.026892 | 0 | -2.2568 | 0 | 0 | 0 | 0 | 0 | 0 | 0 | 0 | 0.75498 | 0.044241 | 0.00026332 | 0 | 1.822 | 0 | 3.1529 | 0 | 0.14798 | 22.8129 | 1.2254 | 3.0551 | 0.1796 | 0.050933 | -0.71693 | 0.73583 | 0.23426 | 3.7293 | -211.8232 | 18.6451 | -2.9737 | 0 | 0.23416 | 0 | 1.6728 | 0.33559
2025_07_19 Hr 19 | 0.6248 | 0.00045127 | 0 | 0.14302 | 0.14298 | 0.14301 | 0.14301 | 0.14242 | 0.14302 | 0 | 0 | 0.023943 | 0.09 | 0.011084 | 1.4981 | 1.4981 | 6.8005 | 0.72943 | 0.0061261 | 0.0036608 | 0.012521 | 0.087661 | 0 | 0.0011913 | 0.024329 | 1.2821 | 0.34018 | 5.826 | 2.0585 | 0.82802 | 0.5298 | 0.81115 | 0 | 0 | 0 | 0 | -63.6547 | 0.053997 | 0 | 0.0065975 | 0 | -0.55209 | 0 | 0 | 0 | 0 | 0 | 0 | 0 | 0 | 0.68238 | 0.044241 | 0.00026332 | 0 | 1.822 | 0 | 3.1529 | 0 | 0.23939 | 22.8129 | 1.2254 | 3.0551 | 0.1796 | 0.050933 | -0.6248 | 0.73583 | 0.23426 | 3.7293 | -23.437 | 18.5817 | -1.1769 | 0 | 0.23416 | 0 | 1.6728 | 0.33673
2025_07_19 Hr 20 | 0.13579 | 0.00024677 | 0 | 0.14302 | 0.14298 | 0.14301 | 0.14301 | 0.14242 | 0.14302 | 0 | 0 | 0.023943 | 0.24 | 0.026704 | 1.4981 | 1.4981 | 6.8005 | 0.72943 | 0.0061261 | 0.0036608 | 0.012521 | 0.087661 | 0 | 0.0011913 | 0.024329 | 1.2821 | 0.34018 | 5.826 | 2.0585 | 0.82802 | 0.5298 | 0.81115 | 0 | 0 | 0 | 0 | -58.703 | 0.053997 | 0 | 0.0059607 | 0 | -0.4986 | 0 | 0 | 0 | 0 | 0 | 0 | 0 | 0 | 0.41378 | 0.044241 | 0.00026332 | 0 | 1.822 | 0 | 3.1529 | 0 | 0.39172 | 22.8129 | 1.2254 | 3.0551 | 0.1796 | 0.050933 | -0.13579 | 0.73583 | 0.23426 | 3.7293 | -18.3898 | 18.1347 | -0.63438 | 0 | 0.23416 | 0 | 1.6728 | 0.3296
2025_07_19 Hr 21 | 0 | 3.5878e-05 | 0 | 0.14302 | 0.14298 | 0.14301 | 0.14301 | 0.14242 | 0.14302 | 0 | 0 | 0.023943 | 0.18 | 0.01086 | 1.4965 | 1.4965 | 6.7855 | 0.66864 | 0.0061261 | 0.0036608 | 0.012521 | 0.087661 | 0 | 0.0011913 | 0.024329 | 1.2554 | 0.34018 | 5.8166 | 2.0585 | 0.69001 | 0.52856 | 0.81115 | 0 | 0 | 0 | 0 | -36.1142 | 0.053997 | 0 | 0.0032322 | 0 | -0.26941 | 0 | 0 | 0 | 0 | 0 | 0 | 0 | 0 | 0.75498 | 0.044241 | 0.00026332 | 0 | 1.822 | 0 | 2.641 | 0 | 0.47877 | 22.0478 | 1.2254 | 3.0551 | 0.1796 | 0.050933 | 0 | 0.73583 | 0.23426 | 3.7293 | 4.0092 | 18.3449 | -0.26941 | 0 | 0.23416 | 0 | 1.6728 | 0.32467
2025_07_19 Hr 22 | 0 | 4.1811e-06 | 0 | 0.14302 | 0.14298 | 0.14301 | 0.14301 | 0.14242 | 0.14302 | 0 | 0 | 0.023943 | 0.3 | 0.019512 | 1.4981 | 1.4981 | 6.8005 | 0.66864 | 0.0061261 | 0.0036608 | 0.012521 | 0.087661 | 0 | 0.0011913 | 0.024329 | 1.2721 | 0 | 5.826 | 2.0585 | 0 | 0.5298 | 0.81115 | 0 | 0 | 0 | 0 | -40.3158 | 0.053997 | 0 | 0.0034843 | 0 | -0.29058 | 0 | 0 | 0 | 0 | 0 | 0 | 0 | 0 | 0.75498 | 0.044241 | 0.00026332 | 0 | 1.822 | 0 | 2.9761 | 0 | 0.4483 | 21.3971 | 1.2254 | 3.0551 | 0.1796 | 0.050933 | 0 | 0.73583 | 0.23426 | 3.7293 | -0.77206 | 18.4372 | -0.29058 | 0 | 0.23416 | 0 | 1.6728 | 0.31756
2025_07_19 Hr 23 | 0 | 0 | 0 | 0.14302 | 0.14298 | 0.14301 | 0.14301 | 0.14242 | 0.14302 | 0 | 0 | 0.023943 | 0.75 | 0.041634 | 1.4965 | 1.4965 | 6.5258 | 0.51622 | 0.0061261 | 0.0036608 | 0.012521 | 0.087661 | 0 | 0.0011913 | 0.024329 | 1.0831 | 0 | 6.3534 | 2.0585 | 0 | 0.54682 | 0.81115 | 0 | 0 | 0 | 0 | -39.6275 | 0.053997 | 0 | 0.0029738 | 0 | -0.2477 | 0 | 0 | 0 | 0 | 0 | 0 | 0 | 0 | 0.61705 | 0.044241 | 0.00026332 | 0 | 1.822 | 0 | 2.8974 | 0 | 0.77909 | 21.2264 | 1.2254 | 3.0551 | 0.1796 | 0.050933 | 0 | 0.73583 | 0.23426 | 3.7293 | 0.46033 | 19.1092 | -0.2477 | 0 | 0.23416 | 0 | 1.6728 | 0.30752
2025_07_19 Hr 24 | 0 | 0 | 0 | 0 | 0 | 0 | 0 | 0 | 0 | 0 | 0 | 0.023943 | 1.35 | 0.068008 | 1.4981 | 1.4981 | 6.6214 | 0.61945 | 0.0061261 | 0.0036608 | 0.012521 | 0.087661 | 0 | 0.0011913 | 0.024329 | 0.62992 | 0 | 6.3953 | 2.0585 | 0 | 0.55118 | 0.81115 | 0 | 0 | 0 | 0 | -33.9085 | 0.053997 | 0 | 0.0086359 | 0 | -0.22459 | 0 | 0 | 0 | 0 | 0 | 0 | 0 | 0 | 1.5753 | 0.044241 | 0.00026332 | 0 | 1.822 | 0 | 0 | 0 | 0.69204 | 17.2623 | 1.2254 | 3.0551 | 0.1796 | 0.050933 | 0 | 0.73583 | 0.23426 | 3.7293 | 3.726 | 20.5967 | -0.22459 | 0 | 0.23416 | 0 | 1.6728 | 0.29312
2025_07_20 Hr 01 | 0 | 0 | 0 | 0 | 0 | 0 | 0 | 0 | 0 | 0 | 0 | 0.023943 | 1.56 | 0.078685 | 1.4981 | 1.4981 | 7.115 | 0 | 0.0061261 | 0.0036608 | 0.012521 | 0.087661 | 0 | 0.0011913 | 0.024329 | 0.87109 | 0 | 6.3953 | 2.0585 | 0 | 0.55118 | 0.81115 | 0 | 0 | 0 | 0 | -33.7506 | 0.053997 | 0 | 0.0086467 | 0 | -0.22488 | 0 | 0 | 0 | 0 | 0 | 0 | 0 | 0 | 1.5753 | 0.044241 | 0.00026332 | 0 | 1.822 | 0 | 0 | 0 | 0.87049 | 17.3776 | 1.2254 | 3.0551 | 0.1796 | 0.050933 | 0 | 0.73583 | 0.23426 | 3.7293 | 4.3852 | 20.9831 | -0.22488 | 0 | 0.23416 | 0 | 1.6728 | 0.28038
2025_07_20 Hr 02 | 0 | 0 | 0 | 0 | 0 | 0 | 0 | 0 | 0 | 0 | 0 | 0.023943 | 1.26 | 0.068881 | 1.4981 | 1.4981 | 7.115 | 0 | 0.0061261 | 0.0036608 | 0.012521 | 0.087661 | 0 | 0.0011913 | 0.024329 | 1.1122 | 0 | 6.3953 | 2.0585 | 0 | 0.55118 | 0.81115 | 0 | 0 | 0 | 0 | -38.3137 | 0.053997 | 0 | 0.0093716 | 0 | -0.2439 | 0 | 0 | 0 | 0 | 0 | 0 | 0 | 0 | 2.2577 | 0.044241 | 0.00026332 | 0 | 1.822 | 0 | 0 | 0 | 1.2927 | 17.6187 | 1.2254 | 3.0551 | 0.1796 | 0.050933 | 0 | 0.73583 | 0.23426 | 3.7293 | 0.83002 | 21.7689 | -0.2439 | 0 | 0.23416 | 0 | 1.6728 | 0.27144
2025_07_20 Hr 03 | 0 | 0 | 0 | 0 | 0 | 0 | 0 | 0 | 0 | 0 | 0 | 0.023943 | 1.02 | 0.065096 | 1.4981 | 1.4981 | 7.0676 | 0 | 0.0061261 | 0.0036608 | 0.012521 | 0.087661 | 0 | 0.0011913 | 0.024329 | 1.2723 | 0 | 6.3829 | 2.0585 | 0 | 0.54989 | 0.81115 | 0 | 0 | 0 | 0 | -45.7547 | 0.053997 | 0 | 0.010941 | 0 | -0.28509 | 0 | 0 | 0 | 0 | 0 | 0 | 0 | 0 | 1.7785 | 0.044241 | 0.00026332 | 0 | 1.822 | 0 | 0 | 0 | 1.2927 | 17.719 | 1.2254 | 3.0551 | 0.1796 | 0.050933 | 0 | 0.73583 | 0.23426 | 3.7293 | -7.2771 | 21.0437 | -0.28509 | 0 | 0.23416 | 0 | 1.6728 | 0.27041
2025_07_20 Hr 04 | 0 | 0 | 0 | 0.059592 | 0.059574 | 0.059586 | 0.059586 | 0.059341 | 0.059592 | 0 | 0 | 0.023943 | 0.75 | 0.050686 | 1.4981 | 1.4981 | 7.115 | 0 | 0.0061261 | 0.0036608 | 0.012521 | 0.087661 | 0 | 0.0011913 | 0.024329 | 1.2821 | 0 | 6.3953 | 2.0585 | 0 | 0.55118 | 0.81115 | 0 | 0 | 0 | 0 | -48.7398 | 0.053997 | 0 | 0.0094646 | 0 | -0.30202 | 0 | 0 | 0 | 0 | 0 | 0 | 0 | 0 | 2.6715 | 0.044241 | 0.00026332 | 0 | 1.822 | 0 | 0 | 0 | 0.57017 | 18.1459 | 1.2254 | 3.0551 | 0.1796 | 0.050933 | 0 | 0.73583 | 0.23426 | 3.7293 | -9.9675 | 20.9285 | -0.30202 | 0 | 0.23416 | 0 | 1.6728 | 0.26795
2025_07_20 Hr 05 | 0 | 0 | 0 | 0.14302 | 0.14298 | 0.14301 | 0.14301 | 0.14242 | 0.14302 | 0 | 0 | 0.023943 | 0.69 | 0.046555 | 1.4981 | 1.4981 | 7.115 | 0 | 0.0061261 | 0.0036608 | 0.012521 | 0.087661 | 0 | 0.0011913 | 0.024329 | 1.2821 | 0 | 6.3953 | 2.0585 | 0 | 0.55118 | 0.81115 | 0 | 0 | 0 | 0 | -49.8974 | 0.053997 | 0 | 0.0072291 | 0 | -0.30152 | 0 | 0 | 0 | 0 | 0 | 0 | 0 | 0 | 2.5335 | 0.044241 | 0.00026332 | 0 | 1.822 | 0 | 0 | 0 | 0.84002 | 18.6461 | 1.2254 | 3.0551 | 0.1796 | 0.050933 | 0 | 0.73583 | 0.23426 | 3.7293 | -10.557 | 20.9959 | -0.30152 | 0 | 0.23416 | 0 | 1.6728 | 0.26753
2025_07_20 Hr 06 | 0.022813 | 0 | 0 | 0.14302 | 0.14298 | 0.14301 | 0.14301 | 0.14242 | 0.14302 | 0 | 0 | 0.023943 | 0.78 | 0.048143 | 1.4981 | 1.4981 | 7.115 | 0 | 0.0061261 | 0.0036608 | 0.012521 | 0.087661 | 0 | 0.0011913 | 0.024329 | 1.2821 | 0 | 6.3953 | 2.0585 | 0 | 0.55118 | 0.81115 | 0 | 0 | 0 | 0 | -47.5369 | 0.053997 | 0 | 0.006613 | 0 | -0.27565 | 0 | 0 | 0 | 0 | 0 | 0 | 0 | 0 | 2.7368 | 0.044241 | 0.00026332 | 0 | 1.822 | 0 | 0 | 0 | 1.2317 | 18.6461 | 1.2254 | 3.0551 | 0.1796 | 0.050933 | -0.022813 | 0.73583 | 0.23426 | 3.7293 | -7.4813 | 21.708 | -0.29846 | 0 | 0.23416 | 0 | 1.6728 | 0.27027
2025_07_20 Hr 07 | 0.34575 | 5.5973e-06 | 0 | 0.14302 | 0.14298 | 0.14301 | 0.14301 | 0.14242 | 0.14302 | 0 | 0 | 0.023943 | 0.75 | 0.043535 | 1.4981 | 1.4981 | 6.8005 | 0 | 0.0061261 | 0.0036608 | 0.012521 | 0.087661 | 0 | 0.0011913 | 0.024329 | 1.2771 | 0 | 5.826 | 2.0585 | 0 | 0.5298 | 0.81115 | 0 | 0 | 0 | 0 | -43.8609 | 0.053997 | 0 | 0.0062193 | 0 | -0.25911 | 0 | 0 | 0 | 0 | 0 | 0 | 0 | 0 | 2.9473 | 0.044241 | 0.00026332 | 0 | 1.822 | 0 | 0 | 0 | 1.6801 | 17.7574 | 1.2254 | 3.0551 | 0.1796 | 0.050933 | -0.34575 | 0.73583 | 0.23426 | 3.7293 | -4.07 | 22.6384 | -0.60486 | 0 | 0.23416 | 0 | 1.6728 | 0.27491
2025_07_20 Hr 08 | 0.71961 | 2.4118e-05 | 0 | 0 | 0 | 0 | 0 | 0 | 0 | 0 | 0 | 0.023943 | 0.3 | 0.015524 | 1.4981 | 1.4981 | 6.8005 | 0 | 0.0061261 | 0.0036608 | 0.012521 | 0.087661 | 0 | 0.0011913 | 0.024329 | 1.2821 | 0 | 5.826 | 2.0585 | 0 | 0.5298 | 0.81115 | 0 | 0 | 0 | 0 | -34.7841 | 0.053997 | 0 | 0.0088709 | 0 | -0.23076 | 0 | 0 | 0 | 0 | 0 | 0 | 0 | 0 | 2.7368 | 0.044241 | 0.00026332 | 0 | 1.822 | 0 | 0 | 0 | 1.0489 | 16.905 | 1.2254 | 3.0551 | 0.1796 | 0.050933 | -0.71961 | 0.73583 | 0.23426 | 3.7293 | 2.873 | 21.7025 | -0.95038 | 0 | 0.23416 | 0 | 1.6728 | 0.28473
2025_07_20 Hr 09 | 0.80454 | 0.00012192 | 0 | 0 | 0 | 0 | 0 | 0 | 0 | 0 | 0 | 0.023943 | 0.18 | 0.0095491 | 1.4981 | 1.4981 | 6.8005 | 0.72943 | 0.0061261 | 0.0036608 | 0.012521 | 0.087661 | 0 | 0.0011913 | 0.024329 | 1.2821 | 0 | 5.826 | 2.0585 | 0 | 0.5298 | 0.81115 | 0 | 0 | 0 | 0 | -36.3487 | 0.053997 | 0 | 0.0090944 | 0 | -0.23663 | 0 | 0 | 0 | 0 | 0 | 0 | 0 | 0 | 2.7368 | 0.044241 | 0.00026332 | 0 | 1.822 | 0 | 0 | 0 | 0.80956 | 17.6344 | 1.2254 | 3.0551 | 0.1796 | 0.050933 | -0.80454 | 0.73583 | 0.23426 | 3.7293 | 1.6785 | 21.434 | -1.0412 | 0 | 0.23416 | 0 | 1.6728 | 0.29656
2025_07_20 Hr 10 | 0.78071 | 0.00029933 | 0 | 0 | 0 | 0 | 0 | 0 | 0 | 0 | 0 | 0.023943 | 0.18 | 0.009606 | 1.4981 | 1.4981 | 6.8005 | 0.72943 | 0.0061261 | 0.0036608 | 0.012521 | 0.087661 | 0 | 0.0011913 | 0.024329 | 1.2821 | 0 | 5.826 | 2.0585 | 0 | 0.5298 | 0.81115 | 0 | 0 | 0 | 0 | -33.566 | 0.053997 | 0 | 0.0091485 | 0 | -0.23805 | 0 | 0 | 0 | 0 | 0 | 0 | 0 | 0 | 2.5335 | 0.044241 | 0.00026332 | 0 | 1.822 | 0 | 0 | 0 | 0.72251 | 17.6344 | 1.2254 | 3.0551 | 0.1796 | 0.050933 | -0.78071 | 0.73583 | 0.23426 | 3.7293 | 4.1791 | 21.1294 | -1.0188 | 0 | 0.23416 | 0 | 1.6728 | 0.30594
2025_07_20 Hr 11 | 0.81421 | 0.00055899 | 0 | 0 | 0 | 0 | 0 | 0 | 0 | 0 | 0 | 0.023943 | 0.18 | 0.012157 | 1.4981 | 1.4981 | 6.8005 | 0.72943 | 0.0061261 | 0.0036608 | 0.012521 | 0.087661 | 0 | 0.0011913 | 0.024329 | 1.2821 | 0 | 5.826 | 2.0585 | 0 | 0.5298 | 0.81115 | 0 | 0 | 0 | 0 | -43.866 | 0.053997 | 0 | 0.0079597 | 0 | -0.30182 | 0 | 0 | 0 | 0 | 0 | 0 | 0 | 0 | 2.5989 | 0.044241 | 0.00026332 | 0 | 1.822 | 0 | 4.1607 | 0 | 0.63111 | 20.6105 | 1.2254 | 3.0551 | 0.1796 | 0.050933 | -0.81421 | 0.73583 | 0.23426 | 3.7293 | -3.2263 | 21.1453 | -1.116 | 0 | 0.23416 | 0 | 1.6728 | 0.31157
2025_07_20 Hr 12 | 0.76647 | 0.00083746 | 0 | 0.083428 | 0.083403 | 0.08342 | 0.08342 | 0.083078 | 0.083428 | 0 | 0 | 0.023943 | 0.18 | 0.014475 | 1.4981 | 1.4981 | 6.8005 | 0.72943 | 0.0061261 | 0.0036608 | 0.012521 | 0.087661 | 0 | 0.0011913 | 0.024329 | 1.2821 | 0 | 5.826 | 2.0585 | 0.82802 | 0.5298 | 0.81115 | 0 | 0 | 0 | 0 | -52.557 | 0.053997 | 0 | 0.0061022 | 0 | -0.35977 | 0 | 0 | 0 | 0 | 0 | 0 | 0 | 0 | 2.2577 | 0.044241 | 0.00026332 | 0 | 1.822 | 0 | 3.1529 | 0 | 0.57017 | 22.1155 | 1.2254 | 3.0551 | 0.1796 | 0.050933 | -0.76647 | 0.73583 | 0.23426 | 3.7293 | -10.8612 | 20.7066 | -1.1262 | 0 | 0.23416 | 0 | 1.6728 | 0.32011
2025_07_20 Hr 13 | 0.77316 | 0.00094681 | 0 | 0.14302 | 0.14298 | 0.14301 | 0.14301 | 0.14242 | 0.14302 | 0 | 0 | 0.023943 | 0.15 | 0.012411 | 1.4981 | 1.4981 | 6.8005 | 0.72943 | 0.0061261 | 0.0036608 | 0.012521 | 0.087661 | 0 | 0.0011913 | 0.024329 | 1.2821 | 0 | 5.826 | 2.0585 | 0.82802 | 0.5298 | 0.81115 | 0 | 0 | 0 | 0 | -50.2162 | 0.053997 | 0 | 0.0044326 | 0 | -0.37024 | 0 | 0 | 0 | 0 | 0 | 0 | 0 | 0 | 2.1923 | 0.044241 | 0.00026332 | 0 | 1.822 | 0 | 3.1529 | 0 | 0.47877 | 22.4727 | 1.2254 | 3.0551 | 0.1796 | 0.050933 | -0.77316 | 0.73583 | 0.23426 | 3.7293 | -8.3575 | 20.5293 | -1.1434 | 0 | 0.23416 | 0 | 1.6728 | 0.32488
2025_07_20 Hr 14 | 0.72107 | 0.0010162 | 0 | 0.14302 | 0.14298 | 0.14301 | 0.14301 | 0.14242 | 0.14302 | 0 | 0 | 0.023943 | 0.12 | 0.01009 | 1.4981 | 1.4981 | 6.8005 | 0.72943 | 0.0061261 | 0.0036608 | 0.012521 | 0.087661 | 0 | 0.0011913 | 0.024329 | 1.2821 | 0 | 5.826 | 2.0585 | 0.82802 | 0.5298 | 0.81115 | 0 | 0 | 0 | 0 | -47.0978 | 0.053997 | 0 | 0.0045044 | 0 | -0.37627 | 0 | 0 | 0 | 0 | 0 | 0 | 0 | 0 | 2.0544 | 0.044241 | 0.00026332 | 0 | 1.822 | 0 | 3.1529 | 0 | 0.33079 | 22.4727 | 1.2254 | 3.0551 | 0.1796 | 0.050933 | -0.72107 | 0.73583 | 0.23426 | 3.7293 | -5.555 | 20.1673 | -1.0973 | 0 | 0.23416 | 0 | 1.6728 | 0.33314
2025_07_20 Hr 15 | 0.7231 | 0.00093439 | 0 | 0.14302 | 0.14298 | 0.14301 | 0.14301 | 0.14242 | 0.14302 | 0 | 0 | 0.023943 | 0.09 | 0.0069031 | 1.4981 | 1.4981 | 6.8005 | 0.72943 | 0.0061261 | 0.0036608 | 0.012521 | 0.087661 | 0 | 0.0011913 | 0.024329 | 1.2821 | 0.48982 | 5.826 | 2.0585 | 0.82802 | 0.5298 | 0.81115 | 0 | 0 | 0 | 0 | -43.3063 | 0.053997 | 0 | 0.004109 | 0 | -0.34306 | 0 | 0 | 0 | 0 | 0 | 0 | 0 | 0 | 1.9891 | 0.044241 | 0.00026332 | 0 | 1.822 | 0 | 3.1529 | 0 | 0.36125 | 22.8129 | 1.2254 | 3.0551 | 0.1796 | 0.050933 | -0.7231 | 0.73583 | 0.23426 | 3.7293 | -1.4485 | 20.1111 | -1.0662 | 0 | 0.23416 | 0 | 1.6728 | 0.34295
2025_07_20 Hr 16 | 0.78355 | 0.00097891 | 0 | 0.14302 | 0.14298 | 0.14301 | 0.14301 | 0.14242 | 0.14302 | 0 | 0 | 0.023943 | 0.06 | 0.0050971 | 1.4981 | 1.4981 | 6.8005 | 0.72943 | 0.0061261 | 0.0036608 | 0.012521 | 0.087661 | 0 | 0.0011913 | 0.024329 | 1.2821 | 0.34018 | 5.826 | 2.0585 | 0.82802 | 0.5298 | 0.81115 | 0 | 0 | 0 | 0 | -46.0128 | 0.053997 | 0 | 0.004551 | 0 | -0.38018 | 0 | 0 | 0 | 0 | 0 | 0 | 0 | 0 | 1.7785 | 0.044241 | 0.00026332 | 0 | 1.822 | 0 | 3.1529 | 0 | 0.57017 | 22.8129 | 1.2254 | 3.0551 | 0.1796 | 0.050933 | -0.78355 | 0.73583 | 0.23426 | 3.7293 | -4.2194 | 20.1442 | -1.1637 | 0 | 0.23416 | 0 | 1.6728 | 0.34904
2025_07_20 Hr 17 | 0.7688 | 0.00090497 | 0 | 0.14302 | 0.14298 | 0.14301 | 0.14301 | 0.14242 | 0.14302 | 0 | 0 | 0.023943 | 0.06 | 0.0052544 | 1.4981 | 1.4981 | 6.8005 | 0.72943 | 0.0061261 | 0.0036608 | 0.012521 | 0.087661 | 0 | 0.0011913 | 0.024329 | 1.2821 | 0.34018 | 5.826 | 2.0585 | 0.82802 | 0.5298 | 0.81115 | 0 | 0 | 0 | 0 | -46.6885 | 0.053997 | 0 | 0.0046914 | 0 | -0.39198 | 0 | 0 | 0 | 0 | 0 | 0 | 0 | 0 | 1.7132 | 0.044241 | 0.00026332 | 0 | 1.822 | 0 | 3.1529 | 0 | 0.66157 | 22.8129 | 1.2254 | 3.0551 | 0.1796 | 0.050933 | -0.7688 | 0.73583 | 0.23426 | 3.7293 | -4.8704 | 20.166 | -1.1608 | 0 | 0.23416 | 0 | 1.6728 | 0.35945
2025_07_20 Hr 18 | 0.77098 | 0.0019899 | 0 | 0.14302 | 0.14298 | 0.14301 | 0.14301 | 0.14242 | 0.14302 | 0 | 0 | 0.023943 | 0.12 | 0.029133 | 1.4981 | 1.4981 | 6.8005 | 0.72943 | 0.0061261 | 0.0036608 | 0.012521 | 0.087661 | 0 | 0.0011913 | 0.024329 | 1.2821 | 0.34018 | 5.826 | 2.0585 | 0.82802 | 0.5298 | 0.81115 | 0 | 0 | 0 | 0 | -131.1132 | 0.053997 | 0 | 0.013006 | 0 | -1.0904 | 0 | 0 | 0 | 0 | 0 | 0 | 0 | 0 | 1.372 | 0.044241 | 0.00026332 | 0 | 1.822 | 0 | 3.1529 | 0 | 0.90096 | 22.8129 | 1.2254 | 3.0551 | 0.1796 | 0.050933 | -0.77098 | 0.73583 | 0.23426 | 3.7293 | -90.0057 | 20.156 | -1.8614 | 0 | 0.23416 | 0 | 1.6728 | 0.36406
2025_07_20 Hr 19 | 0.61362 | 0.00037309 | 0 | 0.14302 | 0.14298 | 0.14301 | 0.14301 | 0.14242 | 0.14302 | 0 | 0 | 0.023943 | 0.18 | 0.011973 | 1.4981 | 1.4981 | 6.8005 | 0.72943 | 0.0061261 | 0.0036608 | 0.012521 | 0.087661 | 0 | 0.0011913 | 0.024329 | 1.2805 | 0.34018 | 5.826 | 2.0585 | 0.82802 | 0.5298 | 0.81115 | 0 | 0 | 0 | 0 | -36.2611 | 0.053997 | 0 | 0.0035634 | 0 | -0.29723 | 0 | 0 | 0 | 0 | 0 | 0 | 0 | 0 | 1.1615 | 0.044241 | 0.00026332 | 0 | 1.822 | 0 | 3.015 | 0 | 0.69204 | 22.6733 | 1.2254 | 3.0551 | 0.1796 | 0.050933 | -0.61362 | 0.73583 | 0.23426 | 3.7293 | 5.1253 | 19.6239 | -0.91084 | 0 | 0.23416 | 0 | 1.6728 | 0.36755
2025_07_20 Hr 20 | 0.13579 | 0.00016055 | 0 | 0.14302 | 0.14298 | 0.14301 | 0.14301 | 0.14242 | 0.14302 | 0 | 0 | 0.023943 | 0.54 | 0.029318 | 1.4981 | 1.4981 | 6.8005 | 0.66864 | 0.0061261 | 0.0036608 | 0.012521 | 0.087661 | 0 | 0.0011913 | 0.024329 | 1.2805 | 0.34018 | 5.826 | 2.0585 | 0.75902 | 0.5298 | 0.81115 | 0 | 0 | 0 | 0 | -31.6518 | 0.053997 | 0 | 0.0029086 | 0 | -0.24222 | 0 | 0 | 0 | 0 | 0 | 0 | 0 | 0 | 0.95824 | 0.044241 | 0.00026332 | 0 | 1.822 | 0 | 2.8611 | 0 | 0.42219 | 22.3897 | 1.2254 | 3.0551 | 0.1796 | 0.050933 | -0.13579 | 0.73583 | 0.23426 | 3.7293 | 9.4069 | 19.0469 | -0.37801 | 0 | 0.23416 | 0 | 1.6728 | 0.36439
2025_07_20 Hr 21 | 0 | 4.8936e-05 | 0 | 0.14302 | 0.14298 | 0.14301 | 0.14301 | 0.14242 | 0.14302 | 0 | 0 | 0.023943 | 1.44 | 0.093292 | 1.4965 | 1.4965 | 6.7855 | 0.66864 | 0.0061261 | 0.0036608 | 0.012521 | 0.087661 | 0 | 0.0011913 | 0.024329 | 1.2621 | 0 | 5.8166 | 2.0585 | 0.75902 | 0.52856 | 0.81115 | 0 | 0 | 0 | 0 | -40.9607 | 0.053997 | 0 | 0.0034707 | 0 | -0.28944 | 0 | 0 | 0 | 0 | 0 | 0 | 0 | 0 | 1.0236 | 0.044241 | 0.00026332 | 0 | 1.822 | 0 | 2.7038 | 0 | 0.36125 | 21.8461 | 1.2254 | 3.0551 | 0.1796 | 0.050933 | 0 | 0.73583 | 0.23426 | 3.7293 | 0.46088 | 19.8648 | -0.28944 | 0 | 0.23416 | 0 | 1.6728 | 0.35106
2025_07_20 Hr 22 | 0 | 8.5337e-06 | 0 | 0 | 0 | 0 | 0 | 0 | 0 | 0 | 0 | 0.023943 | 2.31 | 0.13629 | 1.4981 | 1.4981 | 6.7855 | 0.66864 | 0.0061261 | 0.0036608 | 0.012521 | 0.087661 | 0 | 0.0011913 | 0.024329 | 1.2721 | 0 | 5.826 | 2.0585 | 0.75902 | 0.5298 | 0.81115 | 0 | 0 | 0 | 0 | -37.5361 | 0.053997 | 0 | 0.010114 | 0 | -0.26339 | 0 | 0 | 0 | 0 | 0 | 0 | 0 | 0 | 1.2994 | 0.044241 | 0.00026332 | 0 | 1.822 | 0 | 0 | 0 | 0.14798 | 18.3075 | 1.2254 | 3.0551 | 0.1796 | 0.050933 | 0 | 0.73583 | 0.23426 | 3.7293 | 1.3421 | 20.8341 | -0.26339 | 0 | 0.23416 | 0 | 1.6728 | 0.34355
2025_07_20 Hr 23 | 0 | 0 | 0 | 0 | 0 | 0 | 0 | 0 | 0 | 0 | 0 | 0.023943 | 2.7 | 0.18253 | 1.4965 | 1.4965 | 7.0598 | 0.56784 | 0.0061261 | 0.0036608 | 0.012521 | 0.087661 | 0 | 0.0011913 | 0.024329 | 1.0864 | 0 | 6.3534 | 2.0585 | 0.75902 | 0.54682 | 0.81115 | 0 | 0 | 0 | 0 | -47.4285 | 0.053997 | 0 | 0.011589 | 0 | -0.30212 | 0 | 0 | 0 | 0 | 0 | 0 | 0 | 0 | 1.4374 | 0.044241 | 0.00026332 | 0 | 1.822 | 0 | 0 | 0 | 0.30032 | 18.8195 | 1.2254 | 3.0551 | 0.1796 | 0.050933 | 0 | 0.73583 | 0.23426 | 3.7293 | -7.3558 | 21.5554 | -0.30212 | 0 | 0.23416 | 0 | 1.6728 | 0.32134
2025_07_20 Hr 24 | 0 | 0 | 0 | 0 | 0 | 0 | 0 | 0 | 0 | 0 | 0 | 0.023943 | 2.52 | 0.13728 | 1.4981 | 1.4981 | 7.115 | 0.61946 | 0.0061261 | 0.0036608 | 0.012521 | 0.087661 | 0 | 0.0011913 | 0.024329 | 0.89459 | 0 | 6.3953 | 2.0585 | 0 | 0.55118 | 0.81115 | 0 | 0 | 0 | 0 | -37.9967 | 0.053997 | 0 | 0.009339 | 0 | -0.24305 | 0 | 0 | 0 | 0 | 0 | 0 | 0 | 0 | 1.0236 | 0.044241 | 0.00026332 | 0 | 1.822 | 0 | 0 | 0 | 0.39172 | 18.0206 | 1.2254 | 3.0551 | 0.1796 | 0.050933 | 0 | 0.73583 | 0.23426 | 3.7293 | 0.77426 | 20.9935 | -0.24305 | 0 | 0.23416 | 0 | 1.6728 | 0.30267
2025_07_21 Hr 01 | 0 | 0 | 0 | 0 | 0 | 0 | 0 | 0 | 0 | 0 | 0 | 0.023943 | 2.25 | 0.12339 | 1.4981 | 1.4981 | 7.115 | 0.61946 | 0.0061261 | 0.0036608 | 0.012521 | 0.087661 | 0 | 0.0011913 | 0.024329 | 1.158 | 0 | 6.3953 | 2.0585 | 0 | 0.55118 | 0.81115 | 0 | 0 | 0 | 0 | -35.194 | 0.053997 | 0 | 0.0094009 | 0 | -0.24467 | 0 | 0 | 0 | 0 | 0 | 0 | 0 | 0 | 0.61705 | 0.044241 | 0.00026332 | 0 | 1.822 | 0 | 0 | 0 | 0.26985 | 18.2839 | 1.2254 | 3.0551 | 0.1796 | 0.050933 | 0 | 0.73583 | 0.23426 | 3.7293 | 3.0127 | 20.1674 | -0.24467 | 0 | 0.23416 | 0 | 1.6728 | 0.28893
2025_07_21 Hr 02 | 0 | 0 | 0 | 0 | 0 | 0 | 0 | 0 | 0 | 0 | 0 | 0.023943 | 1.47 | 0.083027 | 1.4981 | 1.4981 | 7.115 | 0 | 0.0061261 | 0.0036608 | 0.012521 | 0.087661 | 0 | 0.0011913 | 0.024329 | 1.2821 | 0 | 6.3953 | 2.0585 | 0 | 0.55118 | 0.81115 | 0 | 0 | 0 | 0 | -35.7398 | 0.053997 | 0 | 0.0096824 | 0 | -0.25206 | 0 | 0 | 0 | 0 | 0 | 0 | 0 | 0 | 1.0236 | 0.044241 | 0.00026332 | 0 | 1.822 | 0 | 0 | 0 | 0.36125 | 17.7886 | 1.2254 | 3.0551 | 0.1796 | 0.050933 | 0 | 0.73583 | 0.23426 | 3.7293 | 1.6325 | 19.8357 | -0.25206 | 0 | 0.23416 | 0 | 1.6728 | 0.27959
2025_07_21 Hr 03 | 0 | 0 | 0 | 0 | 0 | 0 | 0 | 0 | 0 | 0 | 0 | 0.023943 | 0.69 | 0.038772 | 1.4981 | 1.4981 | 0 | 0 | 0.0061261 | 0.0036608 | 0.012521 | 0.087661 | 0 | 0.0011913 | 0.024329 | 1.2821 | 0 | 0 | 2.0585 | 0 | 0 | 0.81115 | 0 | 0 | 0 | 0 | -6.4772 | 0.053997 | 0 | 0.14269 | 0 | -0.25076 | 0 | 0 | 0 | 0 | 0 | 0 | 0 | 0 | 1.2994 | 0.044241 | 0.00026332 | 0 | 1.822 | 0 | 0 | 0 | 0.47877 | 4.2784 | 1.2254 | 3.0551 | 0.1796 | 0.050933 | 0 | 0.73583 | 0.23426 | 3.7293 | 16.4046 | 18.8542 | -0.25076 | 0 | 0.23416 | 0 | 1.6728 | 0.28015
2025_07_21 Hr 04 | 0 | 0 | 0 | 0.023852 | 0.02383 | 0.023834 | 0.023834 | 0.023737 | 0.023837 | 0 | 0 | 0.023943 | 1.98 | 0.14104 | 1.4965 | 1.4965 | 0 | 0 | 0.0061261 | 0.0036608 | 0.012521 | 0.087661 | 0 | 0.0011913 | 0.024329 | 1.2771 | 0.178 | 0 | 2.0585 | 0 | 0 | 0.81115 | 0 | 0 | 0 | 0 | -14.4418 | 0.053997 | 0 | 0.17924 | 0 | -0.31844 | 0 | 0 | 0 | 0 | 0 | 0 | 0 | 0 | 1.1615 | 0.044241 | 0.00026332 | 0 | 1.822 | 0 | 0 | 0 | 1.4711 | 4.4415 | 1.2254 | 3.0551 | 0.1796 | 0.050933 | 0 | 0.73583 | 0.23426 | 3.7293 | 10.7803 | 21.099 | -0.31844 | 0 | 0.23416 | 0 | 1.6728 | 0.27825
2025_07_21 Hr 05 | 0 | 0 | 0 | 0.14302 | 0.14298 | 0.14301 | 0.14301 | 0.14242 | 0.14302 | 0 | 0 | 0.023943 | 2.28 | 0.13599 | 1.4981 | 1.4981 | 0 | 0 | 0.0061261 | 0.0036608 | 0.012521 | 0.087661 | 0 | 0.0011913 | 0.024329 | 1.2821 | 0.34018 | 0 | 2.0585 | 0 | 0 | 0.81115 | 0 | 0 | 0 | 0 | -16.6296 | 0.053997 | 0 | 0.14762 | 0 | -0.2663 | 0 | 0 | 0 | 0 | 0 | 0 | 0 | 0 | 0.82031 | 0.044241 | 0.00026332 | 0 | 1.822 | 0 | 0 | 0 | 2.1327 | 5.476 | 1.2254 | 3.0551 | 0.1796 | 0.050933 | 0 | 0.73583 | 0.23426 | 3.7293 | 10.3 | 21.7198 | -0.2663 | 0 | 0.23416 | 0 | 1.6728 | 0.28374
2025_07_21 Hr 06 | 0 | 0 | 0 | 0.14302 | 0.14298 | 0.14301 | 0.14301 | 0.14242 | 0.14302 | 0 | 0 | 0.023943 | 2.13 | 0.12334 | 1.4981 | 1.4981 | 0 | 0 | 0.0061261 | 0.0036608 | 0.012521 | 0.087661 | 0 | 0.0011913 | 0.024329 | 1.2821 | 0.34018 | 0 | 2.0585 | 0 | 0 | 0.81115 | 0 | 0 | 0 | 0 | -13.1731 | 0.053997 | 0 | 0.14332 | 0 | -0.25848 | 0 | 0 | 0 | 0 | 0 | 0 | 0 | 0 | 0.41378 | 0.044241 | 0.00026332 | 0 | 1.822 | 0 | 0 | 0 | 2.1022 | 5.476 | 1.2254 | 3.0551 | 0.1796 | 0.050933 | 0 | 0.73583 | 0.23426 | 3.7293 | 13.1701 | 21.1256 | -0.25848 | 0 | 0.23416 | 0 | 1.6728 | 0.28919
2025_07_21 Hr 07 | 0.35846 | 1.5124e-05 | 0 | 0.14302 | 0.14298 | 0.14301 | 0.14301 | 0.14242 | 0.14302 | 0 | 0 | 0.023943 | 1.2 | 0.080659 | 1.4981 | 1.4981 | 0 | 0 | 0.0061261 | 0.0036608 | 0.012521 | 0.087661 | 0 | 0.0011913 | 0.024329 | 1.2821 | 0.34018 | 0 | 2.0585 | 0 | 0 | 0.81115 | 0 | 0 | 0 | 0 | -12.9433 | 0.053997 | 0 | 0.16636 | 0 | -0.30037 | 0 | 0 | 0 | 0 | 0 | 0 | 0 | 0 | 0.61705 | 0.044241 | 0.00026332 | 0 | 1.822 | 0 | 0 | 0 | 2.1327 | 5.476 | 1.2254 | 3.0551 | 0.1796 | 0.050933 | -0.35846 | 0.73583 | 0.23426 | 3.7293 | 12.6327 | 20.7587 | -0.65883 | 0 | 0.23416 | 0 | 1.6728 | 0.30282
2025_07_21 Hr 08 | 0.71961 | 7.4547e-05 | 0 | 0 | 0 | 0 | 0 | 0 | 0 | 0 | 0 | 0.023943 | 0.63 | 0.050384 | 1.4981 | 1.4981 | 0 | 0 | 0.0061261 | 0.0036608 | 0.012521 | 0.087661 | 0 | 0.0011913 | 0.024329 | 1.2821 | 0 | 0 | 2.0585 | 0 | 0 | 0.81115 | 0 | 0 | 0 | 0 | -8.6815 | 0.053997 | 0 | 0.20308 | 0 | -0.35778 | 0 | 0 | 0 | 0 | 0 | 0 | 0 | 0 | 0.41378 | 0.044241 | 0.00026332 | 0 | 1.822 | 0 | 0 | 0 | 1.5016 | 4.2784 | 1.2254 | 3.0551 | 0.1796 | 0.050933 | -0.71961 | 0.73583 | 0.23426 | 3.7293 | 14.2231 | 19.7035 | -1.0774 | 0 | 0.23416 | 0 | 1.6728 | 0.32105
2025_07_21 Hr 09 | 0.80454 | 0.00011028 | 0 | 0 | 0 | 0 | 0 | 0 | 0 | 0 | 0 | 0.023943 | 0.21 | 0.017155 | 1.4981 | 1.4981 | 0 | 0 | 0.0061261 | 0.0036608 | 0.012521 | 0.087661 | 0 | 0.0011913 | 0.024329 | 1.2821 | 0 | 0 | 2.0585 | 0 | 0 | 0.81115 | 0 | 0 | 0 | 0 | -2.0051 | 0.053997 | 0 | 0.20744 | 0 | -0.36552 | 0 | 0 | 0 | 0 | 0 | 0 | 0 | 0 | 0.54445 | 0.044241 | 0.00026332 | 0 | 1.822 | 0 | 0 | 0 | 1.4102 | 4.2784 | 1.2254 | 3.0551 | 0.1796 | 0.050933 | -0.80454 | 0.73583 | 0.23426 | 3.7293 | 20.4819 | 19.3787 | -1.1701 | 0 | 0.23416 | 0 | 1.6728 | 0.3252
2025_07_21 Hr 10 | 0.78071 | 0.00014798 | 0 | 0 | 0 | 0 | 0 | 0 | 0 | 0 | 0 | 0.023943 | 0.18 | 0.016248 | 1.4981 | 1.4981 | 0 | 0 | 0.0061261 | 0.0036608 | 0.012521 | 0.087661 | 0 | 0.0011913 | 0.024329 | 1.2821 | 0 | 0 | 2.0585 | 0 | 0 | 0.81115 | 0 | 0 | 0 | 1.4645 | -0.086373 | 0.053997 | 0 | 0.22922 | 0 | -0.40411 | 0 | 0 | 0 | 0 | 0 | 0 | 0 | 0 | 0.61705 | 0.044241 | 0.00026332 | 0 | 1.822 | 0 | 0 | 0 | 1.5016 | 4.2784 | 1.2254 | 3.0551 | 0.1796 | 0.050933 | -0.78071 | 0.73583 | 0.23426 | 3.7293 | 23.9678 | 19.4961 | -1.1848 | 0 | 0.23416 | 0 | 1.6728 | 0.3333
2025_07_21 Hr 11 | 0.81421 | 0.00023336 | 0 | 0 | 0 | 0 | 0 | 0 | 0 | 0 | 0 | 0.023943 | 0.18 | 0.013267 | 1.4981 | 1.4981 | 12.9696 | 0 | 0.0061261 | 0.0036608 | 0.012521 | 0.087661 | 0 | 0.0011913 | 0.024329 | 1.2821 | 0 | 12.3893 | 2.0585 | 0 | 0.45223 | 0.81115 | 0 | 0 | 0 | 0 | -23.2819 | 0.053997 | 0 | 0.012636 | 0 | -0.32959 | 0 | 0 | 0 | 0 | 0 | 0 | 0 | 0 | 0.61705 | 0.044241 | 0.00026332 | 0 | 1.822 | 0 | 0 | 0 | 1.3797 | 13.316 | 1.2254 | 3.0551 | 0.1796 | 0.050933 | -0.81421 | 0.73583 | 0.23426 | 3.7293 | 8.7506 | 19.8603 | -1.1438 | 0 | 0.23416 | 0 | 1.6728 | 0.33657
2025_07_21 Hr 12 | 0.78609 | 0.00056957 | 0 | 0 | 0 | 0 | 0 | 0 | 0 | 0 | 0 | 0.023943 | 0.18 | 0.019873 | 1.4981 | 1.4981 | 6.7771 | 0.72943 | 0.0061261 | 0.0036608 | 0.012521 | 0.087661 | 0 | 0.0011913 | 0.024329 | 1.2821 | 0 | 5.826 | 2.0585 | 0.82802 | 0.5298 | 0.81115 | 0 | 0 | 0 | 0 | -41.0062 | 0.053997 | 0 | 0.018926 | 0 | -0.49472 | 0 | 0 | 0 | 0 | 0 | 0 | 0 | 0 | 0.41378 | 0.044241 | 0.00026332 | 0 | 1.822 | 0 | 0 | 0 | 1.1403 | 18.439 | 1.2254 | 3.0551 | 0.1796 | 0.050933 | -0.78609 | 0.73583 | 0.23426 | 3.7293 | -4.3741 | 19.4739 | -1.2808 | 0 | 0.23416 | 0 | 1.6728 | 0.33642
2025_07_21 Hr 13 | 0.7813 | 0.0010849 | 0 | 0 | 0 | 0 | 0 | 0 | 0 | 0 | 0 | 0.023943 | 0.15 | 0.016201 | 1.4981 | 1.4981 | 6.8005 | 0.72943 | 0.0061261 | 0.0036608 | 0.012521 | 0.087661 | 0 | 0.0011913 | 0.024329 | 1.2821 | 0 | 5.826 | 2.0585 | 0.82802 | 0.5298 | 0.81115 | 0 | 0 | 0 | 0 | -34.026 | 0.053997 | 0 | 0.018515 | 0 | -0.48392 | 0 | 0 | 0 | 0 | 0 | 0 | 0 | 0 | 0.34119 | 0.044241 | 0.00026332 | 0 | 1.822 | 0 | 0 | 0 | 0.93143 | 18.4624 | 1.2254 | 3.0551 | 0.1796 | 0.050933 | -0.7813 | 0.73583 | 0.23426 | 3.7293 | 2.3366 | 19.1654 | -1.2652 | 0 | 0.23416 | 0 | 1.6728 | 0.34736
2025_07_21 Hr 14 | 0.73865 | 0.0010987 | 0 | 0 | 0 | 0 | 0 | 0 | 0 | 0 | 0 | 0.023943 | 0.15 | 0.017006 | 1.4981 | 1.4981 | 6.8005 | 0.72943 | 0.0061261 | 0.0036608 | 0.012521 | 0.087661 | 0 | 0.0011913 | 0.024329 | 1.2821 | 0 | 5.826 | 2.0585 | 0.82802 | 0.5298 | 0.81115 | 0 | 0 | 0 | 0 | -36.9192 | 0.053997 | 0 | 0.019435 | 0 | -0.50807 | 0 | 0 | 0 | 0 | 0 | 0 | 0 | 0 | 0.34119 | 0.044241 | 0.00026332 | 0 | 1.822 | 0 | 0 | 0 | 1.0794 | 18.4624 | 1.2254 | 3.0551 | 0.1796 | 0.050933 | -0.73865 | 0.73583 | 0.23426 | 3.7293 | -0.41747 | 19.2861 | -1.2467 | 0 | 0.23416 | 0 | 1.6728 | 0.36188
2025_07_21 Hr 15 | 0.75078 | 0.001236 | 0 | 0 | 0 | 0 | 0 | 0 | 0 | 0 | 0 | 0.023943 | 0.09 | 0.010714 | 1.4981 | 1.4981 | 6.8005 | 0.72943 | 0.0061261 | 0.0036608 | 0.012521 | 0.087661 | 0 | 0.0011913 | 0.024329 | 1.2821 | 0 | 5.826 | 2.0585 | 0.82802 | 0.5298 | 0.81115 | 0 | 0 | 0 | 0 | -36.3363 | 0.053997 | 0 | 0.019224 | 0 | -0.53361 | 0 | 0 | 0 | 0 | 0 | 0 | 0 | 0 | 0.41378 | 0.044241 | 0.00026332 | 0 | 1.822 | 0 | 2.7373 | 0 | 1.0794 | 18.8305 | 1.2254 | 3.0551 | 0.1796 | 0.050933 | -0.75078 | 0.73583 | 0.23426 | 3.7293 | 0.5186 | 19.3088 | -1.2844 | 0 | 0.23416 | 0 | 1.6728 | 0.36603
2025_07_21 Hr 16 | 0.79604 | 0.0012683 | 0 | 0 | 0 | 0 | 0 | 0 | 0 | 0 | 0 | 0.023943 | 0.12 | 0.012867 | 1.4981 | 1.4981 | 6.8005 | 0.72943 | 0.0061261 | 0.0036608 | 0.012521 | 0.087661 | 0 | 0.0011913 | 0.024329 | 1.2821 | 0 | 5.826 | 2.0585 | 0.82802 | 0.5298 | 0.81115 | 0 | 0 | 0 | 0 | -34.2522 | 0.053997 | 0 | 0.018382 | 0 | -0.48042 | 0 | 0 | 0 | 0 | 0 | 0 | 0 | 0 | 0.41378 | 0.044241 | 0.00026332 | 0 | 1.822 | 0 | 0 | 0 | 1.3188 | 18.4624 | 1.2254 | 3.0551 | 0.1796 | 0.050933 | -0.79604 | 0.73583 | 0.23426 | 3.7293 | 2.574 | 19.6403 | -1.2765 | 0 | 0.23416 | 0 | 1.6728 | 0.38068
2025_07_21 Hr 17 | 0.78377 | 0.00094461 | 0 | 0.047673 | 0.047659 | 0.047669 | 0.047669 | 0.047473 | 0.047673 | 0 | 0 | 0.023943 | 0.15 | 0.014842 | 1.4981 | 1.4981 | 6.8005 | 0.72943 | 0.0061261 | 0.0036608 | 0.012521 | 0.087661 | 0 | 0.0011913 | 0.024329 | 1.2821 | 0 | 5.826 | 2.0585 | 0.82802 | 0.5298 | 0.81115 | 0 | 0 | 0 | 0 | -38.1054 | 0.053997 | 0 | 0.01095 | 0 | -0.44317 | 0 | 0 | 0 | 0 | 0 | 0 | 0 | 0 | 0.41378 | 0.044241 | 0.00026332 | 0 | 1.822 | 0 | 2.3915 | 0 | 1.5016 | 19.9551 | 1.2254 | 3.0551 | 0.1796 | 0.050933 | -0.78377 | 0.73583 | 0.23426 | 3.7293 | 0.47408 | 19.8513 | -1.2269 | 0 | 0.23416 | 0 | 1.6728 | 0.38956
2025_07_21 Hr 18 | 0.76168 | 0.00095286 | 0 | 0.14302 | 0.14298 | 0.14301 | 0.14301 | 0.14242 | 0.14302 | 0 | 0 | 0.023943 | 0.3 | 0.039178 | 1.4981 | 1.4981 | 6.8005 | 0.72943 | 0.0061261 | 0.0036608 | 0.012521 | 0.087661 | 0 | 0.0011913 | 0.024329 | 1.2821 | 0 | 5.826 | 2.0585 | 0.82802 | 0.5298 | 0.81115 | 0 | 0 | 0 | 0 | -56.9399 | 0.053997 | 0 | 0.006996 | 0 | -0.58557 | 0 | 0 | 0 | 0 | 0 | 0 | 0 | 0 | 0.41378 | 0.044241 | 0.00026332 | 0 | 1.822 | 0 | 3.1529 | 0 | 1.4102 | 22.4727 | 1.2254 | 3.0551 | 0.1796 | 0.050933 | -0.76168 | 0.73583 | 0.23426 | 3.7293 | -15.9002 | 19.9142 | -1.3472 | 0 | 0.23416 | 0 | 1.6728 | 0.39157
2025_07_21 Hr 19 | 0.61362 | 0.00045824 | 0 | 0.14302 | 0.14298 | 0.14301 | 0.14301 | 0.14242 | 0.14302 | 0 | 0 | 0.023943 | 0.39 | 0.044659 | 1.4981 | 1.4981 | 6.8005 | 0.72943 | 0.0061261 | 0.0036608 | 0.012521 | 0.087661 | 0 | 0.0011913 | 0.024329 | 1.2821 | 0 | 5.826 | 2.0585 | 0.82802 | 0.5298 | 0.81115 | 0 | 0 | 0 | 0 | -53.1433 | 0.053997 | 0 | 0.0061344 | 0 | -0.51319 | 0 | 0 | 0 | 0 | 0 | 0 | 0 | 0 | 0.41378 | 0.044241 | 0.00026332 | 0 | 1.822 | 0 | 3.1529 | 0 | 1.1708 | 22.4727 | 1.2254 | 3.0551 | 0.1796 | 0.050933 | -0.61362 | 0.73583 | 0.23426 | 3.7293 | -12.1745 | 19.6229 | -1.1268 | 0 | 0.23416 | 0 | 1.6728 | 0.39271
2025_07_21 Hr 20 | 0.11363 | 5.6581e-05 | 0 | 0.14302 | 0.14298 | 0.14301 | 0.14301 | 0.14242 | 0.14302 | 0 | 0 | 0.023943 | 0.84 | 0.10198 | 1.4981 | 1.4981 | 6.8005 | 0.72943 | 0.0061261 | 0.0036608 | 0.012521 | 0.087661 | 0 | 0.0011913 | 0.024329 | 1.2821 | 0 | 5.826 | 2.0585 | 0.82802 | 0.5298 | 0.81115 | 0 | 0 | 0 | 0 | -60.8792 | 0.053997 | 0 | 0.0065036 | 0 | -0.5442 | 0 | 0 | 0 | 0 | 0 | 0 | 0 | 0 | 0.47912 | 0.044241 | 0.00026332 | 0 | 1.822 | 0 | 3.1529 | 0 | 0.77909 | 22.4727 | 1.2254 | 3.0551 | 0.1796 | 0.050933 | -0.11363 | 0.73583 | 0.23426 | 3.7293 | -19.7692 | 19.2951 | -0.65783 | 0 | 0.23416 | 0 | 1.6728 | 0.38437
2025_07_21 Hr 21 | 0 | 0 | 0 | 0 | 0 | 0 | 0 | 0 | 0 | 0 | 0 | 0.023943 | 1.89 | 0.19286 | 1.4981 | 1.4981 | 6.8005 | 0.72943 | 0.0061261 | 0.0036608 | 0.012521 | 0.087661 | 0 | 0.0011913 | 0.024329 | 1.2821 | 0 | 5.826 | 2.0585 | 0.82802 | 0.5298 | 0.81115 | 0 | 0 | 0 | 0 | -58.3932 | 0.053997 | 0 | 0.012026 | 0 | -0.45709 | 0 | 0 | 0 | 0 | 0 | 0 | 0 | 0 | 0.75498 | 0.044241 | 0.00026332 | 0 | 1.822 | 0 | 3.1529 | 0 | 1.1403 | 21.6153 | 1.2254 | 3.0551 | 0.1796 | 0.050933 | 0 | 0.73583 | 0.23426 | 3.7293 | -16.2854 | 20.9496 | -0.45709 | 0 | 0.23416 | 0 | 1.6728 | 0.37458
2025_07_21 Hr 22 | 0 | 0 | 0 | 0 | 0 | 0 | 0 | 0 | 0 | 0 | 0 | 0.023943 | 2.31 | 0.25654 | 1.4981 | 1.4981 | 6.8005 | 0.72943 | 0.0061261 | 0.0036608 | 0.012521 | 0.087661 | 0 | 0.0011913 | 0.024329 | 1.2821 | 0.26303 | 5.826 | 2.0585 | 0.82802 | 0.5298 | 0.81115 | 0 | 0 | 0 | 0 | -71.3064 | 0.053997 | 0 | 0.013089 | 0 | -0.49765 | 0 | 0 | 0 | 0 | 0 | 0 | 0 | 0 | 0.8929 | 0.044241 | 0.00026332 | 0 | 1.822 | 0 | 3.1529 | 0 | 1.3493 | 21.7287 | 1.2254 | 3.0551 | 0.1796 | 0.050933 | 0 | 0.73583 | 0.23426 | 3.7293 | -28.309 | 21.7664 | -0.49765 | 0 | 0.23416 | 0 | 1.6728 | 0.36083
2025_07_21 Hr 23 | 0 | 0 | 0 | 0 | 0 | 0 | 0 | 0 | 0 | 0 | 0 | 0.023943 | 2.34 | 0.20782 | 1.4981 | 1.4981 | 7.1071 | 0.61946 | 0.0061261 | 0.0036608 | 0.012521 | 0.087661 | 0 | 0.0011913 | 0.024329 | 1.2771 | 0.49771 | 6.3905 | 2.0585 | 0.82802 | 0.55068 | 0.81115 | 0 | 0 | 0 | 0 | -66.5539 | 0.053997 | 0 | 0.010467 | 0 | -0.39754 | 0 | 0 | 0 | 0 | 0 | 0 | 0 | 0 | 0.61705 | 0.044241 | 0.00026332 | 0 | 1.822 | 0 | 3.0487 | 0 | 1.3797 | 22.4656 | 1.2254 | 3.0551 | 0.1796 | 0.050933 | 0 | 0.73583 | 0.23426 | 3.7293 | -22.9845 | 21.5013 | -0.39754 | 0 | 0.23416 | 0 | 1.6728 | 0.33897
2025_07_21 Hr 24 | 0 | 0 | 0 | 0 | 0 | 0 | 0 | 0 | 0 | 0 | 0 | 0.023943 | 2.31 | 0.161 | 1.4981 | 1.4981 | 7.115 | 0.61946 | 0.0061261 | 0.0036608 | 0.012521 | 0.087661 | 0 | 0.0011913 | 0.024329 | 1.2821 | 0.34018 | 6.3953 | 2.0585 | 0 | 0.55118 | 0.81115 | 0 | 0 | 0 | 0 | -50.1205 | 0.053997 | 0 | 0.0082143 | 0 | -0.31154 | 0 | 0 | 0 | 0 | 0 | 0 | 0 | 0 | 0.20326 | 0.044241 | 0.00026332 | 0 | 1.822 | 0 | 3.2651 | 0 | 1.1708 | 22.0134 | 1.2254 | 3.0551 | 0.1796 | 0.050933 | 0 | 0.73583 | 0.23426 | 3.7293 | -7.6391 | 20.7796 | -0.31154 | 0 | 0.23416 | 0 | 1.6728 | 0.31629
2025_07_22 Hr 01 | 0 | 0 | 0 | 0.16222 | 0.16217 | 0.16221 | 0.16221 | 0.16154 | 0.16222 | 0 | 0 | 0.023943 | 1.71 | 0.10976 | 1.4981 | 1.4981 | 8.0695 | 0.70257 | 0.0061261 | 0.0036608 | 0.012521 | 0.087661 | 0 | 0.0011913 | 0.024329 | 1.2821 | 0.38518 | 7.2539 | 2.0585 | 0 | 0.55118 | 0.81115 | 0 | 0 | 0 | 0 | -44.8861 | 0.053997 | 0 | 0.0034387 | 0 | -0.28675 | 0 | 0 | 0 | 0 | 0 | 0 | 0 | 0 | 0.065334 | 0.044241 | 0.00026332 | 0 | 1.822 | 0 | 3.7035 | 0 | 1.1708 | 25.3657 | 1.2254 | 3.0551 | 0.1796 | 0.050933 | 0 | 0.73583 | 0.23426 | 3.7293 | 0.16804 | 19.9752 | -0.28675 | 0 | 0.23416 | 0 | 1.6728 | 0.30108
2025_07_22 Hr 02 | 0 | 0 | 0 | 0.16222 | 0.16217 | 0.16221 | 0.16221 | 0.16154 | 0.16222 | 0 | 0 | 0.023943 | 1.92 | 0.11758 | 1.4981 | 1.4981 | 8.0695 | 0.70257 | 0.0061261 | 0.0036608 | 0.012521 | 0.087661 | 0 | 0.0011913 | 0.024329 | 1.2821 | 0.38518 | 7.2539 | 2.0585 | 0 | 0.55118 | 0.81115 | 0 | 0 | 0 | 0 | -46.036 | 0.053997 | 0 | 0.0032808 | 0 | -0.27348 | 0 | 0 | 0 | 0 | 0 | 0 | 0 | 0 | 0.13793 | 0.044241 | 0.00026332 | 0 | 1.822 | 0 | 3.7035 | 0 | 1.6801 | 25.3657 | 1.2254 | 3.0551 | 0.1796 | 0.050933 | 0 | 0.73583 | 0.23426 | 3.7293 | -0.17851 | 20.7653 | -0.27348 | 0 | 0.23416 | 0 | 1.6728 | 0.29156
2025_07_22 Hr 03 | 0 | 0 | 0 | 0.16222 | 0.16217 | 0.16221 | 0.16221 | 0.16154 | 0.16222 | 0 | 0 | 0.023943 | 2.07 | 0.12024 | 1.4981 | 1.4981 | 8.0695 | 0.70257 | 0.0061261 | 0.0036608 | 0.012521 | 0.087661 | 0 | 0.0011913 | 0.024329 | 1.2821 | 0.38518 | 7.2539 | 2.0585 | 0 | 0.55118 | 0.81115 | 0 | 0 | 0 | 0 | -45.4461 | 0.053997 | 0 | 0.0031118 | 0 | -0.25929 | 0 | 0 | 0 | 0 | 0 | 0 | 0 | 0 | 0.13793 | 0.044241 | 0.00026332 | 0 | 1.822 | 0 | 3.4532 | 0 | 1.7715 | 25.1154 | 1.2254 | 3.0551 | 0.1796 | 0.050933 | 0 | 0.73583 | 0.23426 | 3.7293 | 0.41377 | 21.0038 | -0.25929 | 0 | 0.23416 | 0 | 1.6728 | 0.28591
2025_07_22 Hr 04 | 0 | 0 | 0 | 0.16222 | 0.16217 | 0.16221 | 0.16221 | 0.16154 | 0.16222 | 0 | 0 | 0.023943 | 2.28 | 0.26615 | 1.4965 | 1.4965 | 8.0516 | 0 | 0.0061261 | 0.0036608 | 0.012521 | 0.087661 | 0 | 0.0011913 | 0.024329 | 1.2805 | 0.38518 | 7.2399 | 2.0585 | 0 | 0.54989 | 0.81115 | 0 | 0 | 0 | 0 | -90.9151 | 0.053997 | 0 | 0.0062535 | 0 | -0.5232 | 0 | 0 | 0 | 0 | 0 | 0 | 0 | 0 | 0.13793 | 0.044241 | 0.00026332 | 0 | 1.822 | 0 | 3.5343 | 0 | 2.0108 | 24.4571 | 1.2254 | 3.0551 | 0.1796 | 0.050933 | 0 | 0.73583 | 0.23426 | 3.7293 | -45.3874 | 21.5938 | -0.5232 | 0 | 0.23416 | 0 | 1.6728 | 0.28196
2025_07_22 Hr 05 | 0 | 0 | 0 | 0.16222 | 0.16217 | 0.16221 | 0.16221 | 0.16154 | 0.16222 | 0 | 0 | 0.023943 | 2.43 | 0.17633 | 1.4981 | 1.4981 | 8.0695 | 0.70257 | 0.0061261 | 0.0036608 | 0.012521 | 0.087661 | 0 | 0.0011913 | 0.024329 | 1.2821 | 0.38518 | 7.2539 | 2.0585 | 0 | 0.55118 | 0.81115 | 0 | 0 | 0 | 0 | -59.0539 | 0.053997 | 0 | 0.0038873 | 0 | -0.32443 | 0 | 0 | 0 | 0 | 0 | 0 | 0 | 0 | 0.34119 | 0.044241 | 0.00026332 | 0 | 1.822 | 0 | 3.6765 | 0 | 2.1022 | 25.3387 | 1.2254 | 3.0551 | 0.1796 | 0.050933 | 0 | 0.73583 | 0.23426 | 3.7293 | -12.0881 | 21.9516 | -0.32443 | 0 | 0.23416 | 0 | 1.6728 | 0.28366
2025_07_22 Hr 06 | 0 | 0 | 0 | 0.16222 | 0.16217 | 0.16221 | 0.16221 | 0.16154 | 0.16222 | 0 | 0 | 0.023943 | 2.64 | 0.16857 | 1.4981 | 1.4981 | 8.0695 | 0.70257 | 0.0061261 | 0.0036608 | 0.012521 | 0.087661 | 0 | 0.0011913 | 0.024329 | 1.2821 | 0.38518 | 7.2539 | 2.0585 | 0 | 0.55118 | 0.81115 | 0 | 0 | 0 | 0 | -53.4747 | 0.053997 | 0 | 0.0034206 | 0 | -0.28523 | 0 | 0 | 0 | 0 | 0 | 0 | 0 | 0 | 0.68238 | 0.044241 | 0.00026332 | 0 | 1.822 | 0 | 3.7035 | 0 | 2.4026 | 25.3657 | 1.2254 | 3.0551 | 0.1796 | 0.050933 | 0 | 0.73583 | 0.23426 | 3.7293 | -5.5894 | 22.8048 | -0.28523 | 0 | 0.23416 | 0 | 1.6728 | 0.29307
2025_07_22 Hr 07 | 0.20408 | 4.9338e-06 | 0 | 0.16222 | 0.16217 | 0.16221 | 0.16221 | 0.16154 | 0.16222 | 0 | 0 | 0.023943 | 2.16 | 0.16577 | 1.4981 | 1.4981 | 7.7129 | 0.82729 | 0.0061261 | 0.0036608 | 0.012521 | 0.087661 | 0 | 0.0011913 | 0.024329 | 1.2821 | 0.38518 | 6.6083 | 2.0585 | 0 | 0.5298 | 0.81115 | 0 | 0 | 0 | 0 | -59.8407 | 0.053997 | 0 | 0.0041115 | 0 | -0.34326 | 0 | 0 | 0 | 0 | 0 | 0 | 0 | 0 | 0.75498 | 0.044241 | 0.00026332 | 0 | 1.822 | 0 | 3.5762 | 0 | 2.433 | 24.3608 | 1.2254 | 3.0551 | 0.1796 | 0.050933 | -0.20408 | 0.73583 | 0.23426 | 3.7293 | -13.405 | 22.6222 | -0.54734 | 0 | 0.23416 | 0 | 1.6728 | 0.30746
2025_07_22 Hr 08 | 0.40874 | 3.5258e-05 | 0 | 0.16222 | 0.16217 | 0.16221 | 0.16221 | 0.16154 | 0.16222 | 0 | 0 | 0.023943 | 1.86 | 0.14573 | 1.4981 | 1.4981 | 7.7129 | 0.82729 | 0.0061261 | 0.0036608 | 0.012521 | 0.087661 | 0 | 0.0011913 | 0.024329 | 1.2821 | 0.38518 | 6.6083 | 2.0585 | 0.93919 | 0.5298 | 0.81115 | 0 | 0 | 0 | 0 | -58.83 | 0.053997 | 0 | 0.0041974 | 0 | -0.35048 | 0 | 0 | 0 | 0 | 0 | 0 | 0 | 0 | 0.75498 | 0.044241 | 0.00026332 | 0 | 1.822 | 0 | 3.5762 | 0 | 1.4711 | 25.3 | 1.2254 | 3.0551 | 0.1796 | 0.050933 | -0.40874 | 0.73583 | 0.23426 | 3.7293 | -12.7268 | 21.5624 | -0.75922 | 0 | 0.23416 | 0 | 1.6728 | 0.32493
2025_07_22 Hr 09 | 0.43155 | 0.00019572 | 0 | 0.16222 | 0.16217 | 0.16221 | 0.16221 | 0.16154 | 0.16222 | 0 | 0 | 0.023943 | 1.92 | 0.16466 | 1.4981 | 1.4981 | 7.7129 | 0.82729 | 0.0061261 | 0.0036608 | 0.012521 | 0.087661 | 0 | 0.0011913 | 0.024329 | 1.2821 | 0.38518 | 6.6083 | 2.0585 | 0.93919 | 0.5298 | 0.81115 | 0 | 0 | 0 | 0 | -61.2099 | 0.053997 | 0 | 0.0045944 | 0 | -0.38383 | 0 | 0 | 0 | 0 | 0 | 0 | 0 | 0 | 0.34119 | 0.044241 | 0.00026332 | 0 | 1.822 | 0 | 3.5762 | 0 | 1.2927 | 25.3 | 1.2254 | 3.0551 | 0.1796 | 0.050933 | -0.43155 | 0.73583 | 0.23426 | 3.7293 | -15.638 | 21.0872 | -0.81538 | 0 | 0.23416 | 0 | 1.6728 | 0.34008
2025_07_22 Hr 10 | 0.49933 | 0.00048404 | 0 | 0.16222 | 0.16217 | 0.16221 | 0.16221 | 0.16154 | 0.16222 | 0 | 0 | 0.023943 | 1.95 | 0.17172 | 1.4981 | 1.4981 | 7.7129 | 0.82729 | 0.0061261 | 0.0036608 | 0.012521 | 0.087661 | 0 | 0.0011913 | 0.024329 | 1.2821 | 0.38518 | 6.6083 | 2.0585 | 0.93919 | 0.5298 | 0.81115 | 0 | 0 | 0 | 0 | -60.0464 | 0.053997 | 0 | 0.0047177 | 0 | -0.39419 | 0 | 0 | 0 | 0 | 0 | 0 | 0 | 0 | 0.41378 | 0.044241 | 0.00026332 | 0 | 1.822 | 0 | 3.5762 | 0 | 1.3188 | 25.3 | 1.2254 | 3.0551 | 0.1796 | 0.050933 | -0.49933 | 0.73583 | 0.23426 | 3.7293 | -14.3374 | 21.3025 | -0.89352 | 0 | 0.23416 | 0 | 1.6728 | 0.35156
2025_07_22 Hr 11 | 0.70349 | 0.00091462 | 0 | 0.16222 | 0.16217 | 0.16221 | 0.16221 | 0.16154 | 0.16222 | 0 | 0 | 0.023943 | 2.07 | 0.23327 | 1.4981 | 1.4981 | 7.7129 | 0.82729 | 0.0061261 | 0.0036608 | 0.012521 | 0.087661 | 0 | 0.0011913 | 0.024329 | 1.2821 | 0.38518 | 6.6083 | 2.0585 | 0.93919 | 0.5298 | 0.81115 | 0 | 0 | 0 | 0 | -76.6319 | 0.053997 | 0 | 0.0060371 | 0 | -0.50502 | 0 | 0 | 0 | 0 | 0 | 0 | 0 | 0 | 0.34119 | 0.044241 | 0.00026332 | 0 | 1.822 | 0 | 3.5762 | 0 | 1.4711 | 25.3 | 1.2254 | 3.0551 | 0.1796 | 0.050933 | -0.70349 | 0.73583 | 0.23426 | 3.7293 | -30.7594 | 21.781 | -1.2085 | 0 | 0.23416 | 0 | 1.6728 | 0.36417
2025_07_22 Hr 12 | 0.74511 | 0.00097513 | 0 | 0.16222 | 0.16217 | 0.16221 | 0.16221 | 0.16154 | 0.16222 | 0 | 0 | 0.023943 | 2.04 | 0.22837 | 1.4981 | 1.4981 | 7.7129 | 0.82729 | 0.0061261 | 0.0036608 | 0.012521 | 0.087661 | 0 | 0.0011913 | 0.024329 | 1.2821 | 0.38518 | 6.6083 | 2.0585 | 0.93919 | 0.5298 | 0.81115 | 0 | 0 | 0 | 0 | -69.5898 | 0.053997 | 0 | 0.0059971 | 0 | -0.50166 | 0 | 0 | 0 | 0 | 0 | 0 | 0 | 0 | 0.27586 | 0.044241 | 0.00026332 | 0 | 1.822 | 0 | 3.5762 | 0 | 1.4711 | 25.3 | 1.2254 | 3.0551 | 0.1796 | 0.050933 | -0.74511 | 0.73583 | 0.23426 | 3.7293 | -23.8042 | 21.7323 | -1.2468 | 0 | 0.23416 | 0 | 1.6728 | 0.37405
2025_07_22 Hr 13 | 0.77316 | 0.00087899 | 0 | 0.16222 | 0.16217 | 0.16221 | 0.16221 | 0.16154 | 0.16222 | 0 | 0 | 0.023943 | 1.68 | 0.19591 | 1.4981 | 1.4981 | 7.7129 | 0.82729 | 0.0061261 | 0.0036608 | 0.012521 | 0.087661 | 0 | 0.0011913 | 0.024329 | 1.2821 | 0.38518 | 6.6083 | 2.0585 | 0.93919 | 0.5298 | 0.81115 | 0 | 0 | 0 | 0 | -65.4524 | 0.053997 | 0 | 0.0062473 | 0 | -0.52267 | 0 | 0 | 0 | 0 | 0 | 0 | 0 | 0 | 0.47912 | 0.044241 | 0.00026332 | 0 | 1.822 | 0 | 3.5762 | 0 | 1.3493 | 25.3 | 1.2254 | 3.0551 | 0.1796 | 0.050933 | -0.77316 | 0.73583 | 0.23426 | 3.7293 | -19.9875 | 21.4608 | -1.2958 | 0 | 0.23416 | 0 | 1.6728 | 0.38561
2025_07_22 Hr 14 | 0.72979 | 0.001117 | 0 | 0.16222 | 0.16217 | 0.16221 | 0.16221 | 0.16154 | 0.16222 | 0 | 0 | 0.023943 | 1.29 | 0.16917 | 1.4981 | 1.4981 | 7.7129 | 0.82729 | 0.0061261 | 0.0036608 | 0.012521 | 0.087661 | 0 | 0.0011913 | 0.024329 | 1.2821 | 0.38518 | 6.6083 | 2.0585 | 0.93919 | 0.5298 | 0.81115 | 0 | 0 | 0 | 0 | -67.2399 | 0.053997 | 0 | 0.0070255 | 0 | -0.58804 | 0 | 0 | 0 | 0 | 0 | 0 | 0 | 0 | 0.41378 | 0.044241 | 0.00026332 | 0 | 1.822 | 0 | 3.5762 | 0 | 1.0185 | 25.3 | 1.2254 | 3.0551 | 0.1796 | 0.050933 | -0.72979 | 0.73583 | 0.23426 | 3.7293 | -22.6431 | 20.6147 | -1.3178 | 0 | 0.23416 | 0 | 1.6728 | 0.39547
2025_07_22 Hr 15 | 0.73567 | 0.0013363 | 0 | 0.16222 | 0.16217 | 0.16221 | 0.16221 | 0.16154 | 0.16222 | 0 | 0 | 0.023943 | 1.02 | 0.1631 | 1.4981 | 1.4981 | 7.7129 | 0.82729 | 0.0061261 | 0.0036608 | 0.012521 | 0.087661 | 0 | 0.0011913 | 0.024329 | 1.2821 | 0.38518 | 6.6083 | 2.0585 | 0.93919 | 0.5298 | 0.81115 | 0 | 0 | 0 | 0 | -73.6565 | 0.053997 | 0 | 0.0085663 | 0 | -0.71747 | 0 | 0 | 0 | 0 | 0 | 0 | 0 | 0 | 0.34119 | 0.044241 | 0.00026332 | 0 | 1.822 | 0 | 3.5762 | 0 | 0.77909 | 25.3 | 1.2254 | 3.0551 | 0.1796 | 0.050933 | -0.73567 | 0.73583 | 0.23426 | 3.7293 | -29.773 | 20.0367 | -1.4531 | 0 | 0.23416 | 0 | 1.6728 | 0.39942
2025_07_22 Hr 16 | 0.75681 | 0.0010279 | 0 | 0.16222 | 0.16217 | 0.16221 | 0.16221 | 0.16154 | 0.16222 | 0 | 0 | 0.023943 | 0.69 | 0.12328 | 1.4981 | 1.4981 | 7.7129 | 0.82729 | 0.0061261 | 0.0036608 | 0.012521 | 0.087661 | 0 | 0.0011913 | 0.024329 | 1.2821 | 0.38518 | 6.6083 | 2.0585 | 0.93919 | 0.5298 | 0.81115 | 0 | 0 | 0 | 0 | -81.2623 | 0.053997 | 0 | 0.0095712 | 0 | -0.80188 | 0 | 0 | 0 | 0 | 0 | 0 | 0 | 0 | 0.20326 | 0.044241 | 0.00026332 | 0 | 1.822 | 0 | 3.5762 | 0 | 0.57017 | 25.3 | 1.2254 | 3.0551 | 0.1796 | 0.050933 | -0.75681 | 0.73583 | 0.23426 | 3.7293 | -38.1722 | 19.3488 | -1.5587 | 0 | 0.23416 | 0 | 1.6728 | 0.4074
2025_07_22 Hr 17 | 0.70261 | 0.0014511 | 0 | 0.16222 | 0.16217 | 0.16221 | 0.16221 | 0.16154 | 0.16222 | 0 | 0 | 0.023943 | 0.81 | 0.1511 | 1.4981 | 1.4981 | 7.7129 | 0.82729 | 0.0061261 | 0.0036608 | 0.012521 | 0.087661 | 0 | 0.0011913 | 0.024329 | 1.2821 | 0.38518 | 6.6083 | 2.0585 | 0.93919 | 0.5298 | 0.81115 | 0 | 0 | 0 | 0 | -80.5829 | 0.053997 | 0 | 0.0099935 | 0 | -0.83735 | 0 | 0 | 0 | 0 | 0 | 0 | 0 | 0 | 0.20326 | 0.044241 | 0.00026332 | 0 | 1.822 | 0 | 3.5762 | 0 | 0.50924 | 25.3 | 1.2254 | 3.0551 | 0.1796 | 0.050933 | -0.70261 | 0.73583 | 0.23426 | 3.7293 | -37.4365 | 19.3864 | -1.54 | 0 | 0.23416 | 0 | 1.6728 | 0.41187
2025_07_22 Hr 18 | 0.65408 | 0.0018824 | 0 | 0.16222 | 0.16217 | 0.16221 | 0.16221 | 0.16154 | 0.16222 | 0 | 0 | 0.023943 | 0.99 | 0.20062 | 1.4981 | 1.4981 | 7.7129 | 0.82729 | 0.0061261 | 0.0036608 | 0.012521 | 0.087661 | 0 | 0.0011913 | 0.024329 | 1.2821 | 0.38518 | 6.6083 | 2.0585 | 0.93919 | 0.5298 | 0.81115 | 0 | 0 | 0 | 0 | -86.5236 | 0.053997 | 0 | 0.010856 | 0 | -0.9098 | 0 | 0 | 0 | 0 | 0 | 0 | 0 | 0 | 0.20326 | 0.044241 | 0.00026332 | 0 | 1.822 | 0 | 3.5762 | 0 | 0.47877 | 25.3 | 1.2254 | 3.0551 | 0.1796 | 0.050933 | -0.65408 | 0.73583 | 0.23426 | 3.7293 | -43.254 | 19.5335 | -1.5639 | 0 | 0.23416 | 0 | 1.6728 | 0.40803
2025_07_22 Hr 19 | 0.57903 | 0.0010426 | 0 | 0.16222 | 0.16217 | 0.16221 | 0.16221 | 0.16154 | 0.16222 | 0 | 0 | 0.023943 | 1.17 | 0.24172 | 1.4981 | 1.4981 | 7.7129 | 0.82729 | 0.0061261 | 0.0036608 | 0.012521 | 0.087661 | 0 | 0.0011913 | 0.024329 | 1.2821 | 0.38518 | 6.6083 | 2.0585 | 0.93919 | 0.5298 | 0.81115 | 0 | 0 | 0 | 0 | -90.8598 | 0.053997 | 0 | 0.011068 | 0 | -0.92761 | 0 | 0 | 0 | 0 | 0 | 0 | 0 | 0 | 0.20326 | 0.044241 | 0.00026332 | 0 | 1.822 | 0 | 3.5762 | 0 | 0.50924 | 25.3 | 1.2254 | 3.0551 | 0.1796 | 0.050933 | -0.57903 | 0.73583 | 0.23426 | 3.7293 | -47.3615 | 19.7049 | -1.5066 | 0 | 0.23416 | 0 | 1.6728 | 0.40374
2025_07_22 Hr 20 | 0.11363 | 0.00044507 | 0 | 0.16222 | 0.16217 | 0.16221 | 0.16221 | 0.16154 | 0.16222 | 0 | 0 | 0.023943 | 1.71 | 0.33349 | 1.4981 | 1.4981 | 7.7129 | 0.82729 | 0.0061261 | 0.0036608 | 0.012521 | 0.087661 | 0 | 0.0011913 | 0.024329 | 1.2821 | 0.38518 | 6.6083 | 2.0585 | 0.93919 | 0.5298 | 0.81115 | 0 | 0 | 0 | 0 | -94.8892 | 0.053997 | 0 | 0.010448 | 0 | -0.87551 | 0 | 0 | 0 | 0 | 0 | 0 | 0 | 0 | 0.75498 | 0.044241 | 0.00026332 | 0 | 1.822 | 0 | 3.5762 | 0 | 0.33079 | 25.3 | 1.2254 | 3.0551 | 0.1796 | 0.050933 | -0.11363 | 0.73583 | 0.23426 | 3.7293 | -50.3434 | 20.2349 | -0.98914 | 0 | 0.23416 | 0 | 1.6728 | 0.39471
2025_07_22 Hr 21 | 0 | 4.9825e-05 | 0 | 0.16222 | 0.16217 | 0.16221 | 0.16221 | 0.16154 | 0.16222 | 0 | 0 | 0.023943 | 1.92 | 0.2588 | 1.4981 | 1.4981 | 7.7129 | 0.82729 | 0.0061261 | 0.0036608 | 0.012521 | 0.087661 | 0 | 0.0011913 | 0.024329 | 1.2821 | 0.38518 | 6.6083 | 2.0585 | 0.93919 | 0.5298 | 0.81115 | 0 | 0 | 0 | 0 | -73.7492 | 0.053997 | 0 | 0.007221 | 0 | -0.60447 | 0 | 0 | 0 | 0 | 0 | 0 | 0 | 0 | 1.5753 | 0.044241 | 0.00026332 | 0 | 1.822 | 0 | 3.5762 | 0 | 0.39172 | 25.3 | 1.2254 | 3.0551 | 0.1796 | 0.050933 | 0 | 0.73583 | 0.23426 | 3.7293 | -27.9331 | 21.1205 | -0.60447 | 0 | 0.23416 | 0 | 1.6728 | 0.37782
2025_07_22 Hr 22 | 0 | 1.4927e-05 | 0 | 0.16222 | 0.16217 | 0.16221 | 0.16221 | 0.16154 | 0.16222 | 0 | 0 | 0.023943 | 2.43 | 0.28212 | 1.4981 | 1.4981 | 7.7129 | 0.82729 | 0.0061261 | 0.0036608 | 0.012521 | 0.087661 | 0 | 0.0011913 | 0.024329 | 1.2821 | 0.38518 | 6.6083 | 2.0585 | 0.93919 | 0.5298 | 0.81115 | 0 | 0 | 0 | 0 | -62.214 | 0.053997 | 0 | 0.0062196 | 0 | -0.52035 | 0 | 0 | 0 | 0 | 0 | 0 | 0 | 0 | 1.372 | 0.044241 | 0.00026332 | 0 | 1.822 | 0 | 3.5762 | 0 | 0.5397 | 25.3 | 1.2254 | 3.0551 | 0.1796 | 0.050933 | 0 | 0.73583 | 0.23426 | 3.7293 | -15.8685 | 21.5659 | -0.52035 | 0 | 0.23416 | 0 | 1.6728 | 0.34514
2025_07_22 Hr 23 | 0 | 0 | 0 | 0.16222 | 0.16217 | 0.16221 | 0.16221 | 0.16154 | 0.16222 | 0 | 0 | 0.023943 | 2.58 | 0.21802 | 1.4981 | 1.4981 | 8.0606 | 0.58547 | 0.0061261 | 0.0036608 | 0.012521 | 0.087661 | 0 | 0.0011913 | 0.024329 | 1.2771 | 0.38518 | 7.2486 | 2.0585 | 0.78266 | 0.55068 | 0.81115 | 0 | 0 | 0 | 0 | -53.1236 | 0.053997 | 0 | 0.0045269 | 0 | -0.37816 | 0 | 0 | 0 | 0 | 0 | 0 | 0 | 0 | 1.4374 | 0.044241 | 0.00026332 | 0 | 1.822 | 0 | 3.3746 | 0 | 0.69204 | 25.6831 | 1.2254 | 3.0551 | 0.1796 | 0.050933 | 0 | 0.73583 | 0.23426 | 3.7293 | -5.951 | 21.8678 | -0.37816 | 0 | 0.23416 | 0 | 1.6728 | 0.32263
2025_07_22 Hr 24 | 0 | 0 | 0 | 0.16222 | 0.16217 | 0.16221 | 0.16221 | 0.16154 | 0.16222 | 0 | 0 | 0.023943 | 2.67 | 0.17703 | 1.4981 | 1.4981 | 8.0695 | 0.70257 | 0.0061261 | 0.0036608 | 0.012521 | 0.087661 | 0 | 0.0011913 | 0.024329 | 1.2821 | 0 | 7.2539 | 2.0585 | 0 | 0.55118 | 0.81115 | 0 | 0 | 0 | 0 | -41.77 | 0.053997 | 0 | 0.0035519 | 0 | -0.29626 | 0 | 0 | 0 | 0 | 0 | 0 | 0 | 0 | 1.372 | 0.044241 | 0.00026332 | 0 | 1.822 | 0 | 3.6201 | 0 | 0.39172 | 24.8971 | 1.2254 | 3.0551 | 0.1796 | 0.050933 | 0 | 0.73583 | 0.23426 | 3.7293 | 4.3663 | 21.5355 | -0.29626 | 0 | 0.23416 | 0 | 1.6728 | 0.30649
2025_07_23 Hr 01 | 0 | 0 | 0 | 0 | 0 | 0 | 0 | 0 | 0 | 0 | 0 | 0.023943 | 2.34 | 0.15458 | 1.4981 | 1.4981 | 7.9811 | 0.69487 | 0.0061261 | 0.0036608 | 0.012521 | 0.087661 | 0 | 0.0011913 | 0.024329 | 1.2821 | 0 | 7.1744 | 2.0585 | 0 | 0.55118 | 0.81115 | 0 | 0 | 0 | 0 | -44.6722 | 0.053997 | 0 | 0.0077857 | 0 | -0.29517 | 0 | 0 | 0 | 0 | 0 | 0 | 0 | 0 | 1.4374 | 0.044241 | 0.00026332 | 0 | 1.822 | 0 | 3.5757 | 0 | 0.42219 | 23.7045 | 1.2254 | 3.0551 | 0.1796 | 0.050933 | 0 | 0.73583 | 0.23426 | 3.7293 | 0.004009 | 21.2669 | -0.29517 | 0 | 0.23416 | 0 | 1.6728 | 0.29452
2025_07_23 Hr 02 | 0 | 0 | 0 | 0 | 0 | 0 | 0 | 0 | 0 | 0 | 0 | 0.023943 | 1.86 | 0.11573 | 1.4981 | 1.4981 | 7.9811 | 0.69487 | 0.0061261 | 0.0036608 | 0.012521 | 0.087661 | 0 | 0.0011913 | 0.024329 | 1.2821 | 0 | 7.1744 | 2.0585 | 0 | 0.55118 | 0.81115 | 0 | 0 | 0 | 0 | -41.8083 | 0.053997 | 0 | 0.007333 | 0 | -0.27789 | 0 | 0 | 0 | 0 | 0 | 0 | 0 | 0 | 1.7132 | 0.044241 | 0.00026332 | 0 | 1.822 | 0 | 3.6629 | 0 | 0.42219 | 23.7917 | 1.2254 | 3.0551 | 0.1796 | 0.050933 | 0 | 0.73583 | 0.23426 | 3.7293 | 2.7194 | 21.0138 | -0.27789 | 0 | 0.23416 | 0 | 1.6728 | 0.28443
2025_07_23 Hr 03 | 0 | 0 | 0 | 0 | 0 | 0 | 0 | 0 | 0 | 0 | 0 | 0.023943 | 1.92 | 0.12489 | 1.4981 | 1.4981 | 7.9811 | 0 | 0.0061261 | 0.0036608 | 0.012521 | 0.087661 | 0 | 0.0011913 | 0.024329 | 1.2821 | 0 | 7.1744 | 2.0585 | 0 | 0.55118 | 0.81115 | 0 | 0 | 0 | 0 | -42.4432 | 0.053997 | 0 | 0.0076661 | 0 | -0.29061 | 0 | 0 | 0 | 0 | 0 | 0 | 0 | 0 | 1.7132 | 0.044241 | 0.00026332 | 0 | 1.822 | 0 | 3.6629 | 0 | 0.42219 | 23.0969 | 1.2254 | 3.0551 | 0.1796 | 0.050933 | 0 | 0.73583 | 0.23426 | 3.7293 | 1.4357 | 21.0726 | -0.29061 | 0 | 0.23416 | 0 | 1.6728 | 0.27409
2025_07_23 Hr 04 | 0 | 0 | 0 | 0 | 0 | 0 | 0 | 0 | 0 | 0 | 0 | 0.023943 | 2.07 | 0.29508 | 1.4981 | 1.4981 | 7.9634 | 0 | 0.0061261 | 0.0036608 | 0.012521 | 0.087661 | 0 | 0.0011913 | 0.024329 | 1.2805 | 0.27664 | 7.1605 | 2.0585 | 0 | 0.54989 | 0.81115 | 0 | 0 | 0 | 0 | -98.6829 | 0.053997 | 0 | 0.016801 | 0 | -0.63938 | 0 | 0 | 0 | 0 | 0 | 0 | 0 | 0 | 1.5753 | 0.044241 | 0.00026332 | 0 | 1.822 | 0 | 3.6362 | 0 | 0.60064 | 23.1639 | 1.2254 | 3.0551 | 0.1796 | 0.050933 | 0 | 0.73583 | 0.23426 | 3.7293 | -54.7264 | 21.432 | -0.63938 | 0 | 0.23416 | 0 | 1.6728 | 0.27409
2025_07_23 Hr 05 | 0 | 0 | 0 | 0.16044 | 0.1604 | 0.16043 | 0.16043 | 0.15977 | 0.16044 | 0 | 0 | 0.023943 | 2.01 | 0.21522 | 1.4981 | 1.4981 | 7.9811 | 0 | 0.0061261 | 0.0036608 | 0.012521 | 0.087661 | 0 | 0.0011913 | 0.024329 | 1.2821 | 0.38101 | 7.1744 | 2.0585 | 0 | 0.55118 | 0.81115 | 0 | 0 | 0 | 0 | -75.5707 | 0.053997 | 0 | 0.0057362 | 0 | -0.47974 | 0 | 0 | 0 | 0 | 0 | 0 | 0 | 0 | 1.6406 | 0.044241 | 0.00026332 | 0 | 1.822 | 0 | 3.6629 | 0 | 0.4483 | 24.4398 | 1.2254 | 3.0551 | 0.1796 | 0.050933 | 0 | 0.73583 | 0.23426 | 3.7293 | -30.4063 | 21.2043 | -0.47974 | 0 | 0.23416 | 0 | 1.6728 | 0.27192
2025_07_23 Hr 06 | 0 | 0 | 0 | 0.16044 | 0.1604 | 0.16043 | 0.16043 | 0.15977 | 0.16044 | 0 | 0 | 0.023943 | 1.74 | 0.15701 | 1.4981 | 1.4981 | 7.9811 | 0 | 0.0061261 | 0.0036608 | 0.012521 | 0.087661 | 0 | 0.0011913 | 0.024329 | 1.2821 | 0.38101 | 7.1744 | 2.0585 | 0 | 0.55118 | 0.81115 | 0 | 0 | 0 | 0 | -59.4276 | 0.053997 | 0 | 0.004834 | 0 | -0.40395 | 0 | 0 | 0 | 0 | 0 | 0 | 0 | 0 | 1.51 | 0.044241 | 0.00026332 | 0 | 1.822 | 0 | 3.6629 | 0 | 0.84002 | 24.4398 | 1.2254 | 3.0551 | 0.1796 | 0.050933 | 0 | 0.73583 | 0.23426 | 3.7293 | -14.2515 | 21.1404 | -0.40395 | 0 | 0.23416 | 0 | 1.6728 | 0.27515
2025_07_23 Hr 07 | 0.20408 | 1.4495e-05 | 0 | 0.16044 | 0.1604 | 0.16043 | 0.16043 | 0.15977 | 0.16044 | 0 | 0 | 0.023943 | 1.38 | 0.1778 | 1.4981 | 1.4981 | 7.6284 | 0.81822 | 0.0061261 | 0.0036608 | 0.012521 | 0.087661 | 0 | 0.0011913 | 0.024329 | 1.2821 | 0.38101 | 6.5359 | 2.0585 | 0 | 0.5298 | 0.81115 | 0 | 0 | 0 | 0 | -81.8491 | 0.053997 | 0 | 0.0069022 | 0 | -0.57769 | 0 | 0 | 0 | 0 | 0 | 0 | 0 | 0 | 1.7132 | 0.044241 | 0.00026332 | 0 | 1.822 | 0 | 3.537 | 0 | 1.1403 | 24.1408 | 1.2254 | 3.0551 | 0.1796 | 0.050933 | -0.20408 | 0.73583 | 0.23426 | 3.7293 | -36.988 | 21.502 | -0.78176 | 0 | 0.23416 | 0 | 1.6728 | 0.28973
2025_07_23 Hr 08 | 0.52215 | 5.3661e-05 | 0 | 0.16044 | 0.1604 | 0.16043 | 0.16043 | 0.15977 | 0.16044 | 0 | 0 | 0.023943 | 0.66 | 0.073455 | 1.4981 | 1.4981 | 7.6284 | 0.81822 | 0.0061261 | 0.0036608 | 0.012521 | 0.087661 | 0 | 0.0011913 | 0.024329 | 1.2821 | 0.38101 | 6.5359 | 2.0585 | 0 | 0.5298 | 0.81115 | 0 | 0 | 0 | 0 | -65.2583 | 0.053997 | 0 | 0.0059623 | 0 | -0.49873 | 0 | 0 | 0 | 0 | 0 | 0 | 0 | 0 | 1.8511 | 0.044241 | 0.00026332 | 0 | 1.822 | 0 | 3.537 | 0 | 0.77909 | 24.1408 | 1.2254 | 3.0551 | 0.1796 | 0.050933 | -0.52215 | 0.73583 | 0.23426 | 3.7293 | -21.3504 | 20.7879 | -1.0209 | 0 | 0.23416 | 0 | 1.6728 | 0.30522
2025_07_23 Hr 09 | 0.6357 | 0.0001251 | 0 | 0.16044 | 0.1604 | 0.16043 | 0.16043 | 0.15977 | 0.16044 | 0 | 0 | 0.023943 | 0.51 | 0.067287 | 1.4981 | 1.4981 | 7.6284 | 0.81822 | 0.0061261 | 0.0036608 | 0.012521 | 0.087661 | 0 | 0.0011913 | 0.024329 | 1.2821 | 0.38101 | 6.5359 | 2.0585 | 0 | 0.5298 | 0.81115 | 0 | 0 | 0 | 0 | -66.9981 | 0.053997 | 0 | 0.007068 | 0 | -0.59161 | 0 | 0 | 0 | 0 | 0 | 0 | 0 | 0 | 1.7785 | 0.044241 | 0.00026332 | 0 | 1.822 | 0 | 3.537 | 0 | 0.47877 | 24.1408 | 1.2254 | 3.0551 | 0.1796 | 0.050933 | -0.6357 | 0.73583 | 0.23426 | 3.7293 | -23.7058 | 20.3788 | -1.2273 | 0 | 0.23416 | 0 | 1.6728 | 0.31148
2025_07_23 Hr 10 | 0.78071 | 0.0005102 | 0 | 0.16044 | 0.1604 | 0.16043 | 0.16043 | 0.15977 | 0.16044 | 0 | 0 | 0.023943 | 0.48 | 0.059992 | 1.4981 | 1.4981 | 7.6284 | 0.81822 | 0.0061261 | 0.0036608 | 0.012521 | 0.087661 | 0 | 0.0011913 | 0.024329 | 1.2821 | 0.38101 | 6.5359 | 2.0585 | 0.9289 | 0.5298 | 0.81115 | 0 | 0 | 0 | 0 | -58.2278 | 0.053997 | 0 | 0.0066955 | 0 | -0.56032 | 0 | 0 | 0 | 0 | 0 | 0 | 0 | 0 | 1.2341 | 0.044241 | 0.00026332 | 0 | 1.822 | 0 | 3.537 | 0 | 0.39172 | 25.0697 | 1.2254 | 3.0551 | 0.1796 | 0.050933 | -0.78071 | 0.73583 | 0.23426 | 3.7293 | -14.6347 | 19.8644 | -1.341 | 0 | 0.23416 | 0 | 1.6728 | 0.32054
2025_07_23 Hr 11 | 0.80106 | 0.00090788 | 0 | 0.16044 | 0.1604 | 0.16043 | 0.16043 | 0.15977 | 0.16044 | 0 | 0 | 0.023943 | 0.24 | 0.031603 | 1.4981 | 1.4981 | 7.6284 | 0.81822 | 0.0061261 | 0.0036608 | 0.012521 | 0.087661 | 0 | 0.0011913 | 0.024329 | 1.2821 | 0.38101 | 6.5359 | 2.0585 | 0.9289 | 0.5298 | 0.81115 | 0 | 0 | 0 | 0 | -51.7105 | 0.053997 | 0 | 0.0070542 | 0 | -0.59045 | 0 | 0 | 0 | 0 | 0 | 0 | 0 | 0 | 1.2994 | 0.044241 | 0.00026332 | 0 | 1.822 | 0 | 3.537 | 0 | 0.33079 | 25.0697 | 1.2254 | 3.0551 | 0.1796 | 0.050933 | -0.80106 | 0.73583 | 0.23426 | 3.7293 | -8.4085 | 19.6237 | -1.3915 | 0 | 0.23416 | 0 | 1.6728 | 0.32311
2025_07_23 Hr 12 | 0.77643 | 0.001281 | 0 | 0.16044 | 0.1604 | 0.16043 | 0.16043 | 0.15977 | 0.16044 | 0 | 0 | 0.023943 | 0.18 | 0.021607 | 1.4981 | 1.4981 | 7.6284 | 0.81822 | 0.0061261 | 0.0036608 | 0.012521 | 0.087661 | 0 | 0.0011913 | 0.024329 | 1.2821 | 0.38101 | 6.5359 | 2.0585 | 0.9289 | 0.5298 | 0.81115 | 0 | 0 | 0 | 0 | -37.5364 | 0.053997 | 0 | 0.0064305 | 0 | -0.53807 | 0 | 0 | 0 | 0 | 0 | 0 | 0 | 0 | 1.6406 | 0.044241 | 0.00026332 | 0 | 1.822 | 0 | 3.537 | 0 | 0.30032 | 25.0697 | 1.2254 | 3.0551 | 0.1796 | 0.050933 | -0.77643 | 0.73583 | 0.23426 | 3.7293 | 6.0644 | 19.8456 | -1.3145 | 0 | 0.23416 | 0 | 1.6728 | 0.32848
2025_07_23 Hr 13 | 0.78914 | 0.0015428 | 0 | 0.16044 | 0.1604 | 0.16043 | 0.16043 | 0.15977 | 0.16044 | 0 | 0 | 0.023943 | 0.09 | 0.012049 | 1.4981 | 1.4981 | 7.6284 | 0.81822 | 0.0061261 | 0.0036608 | 0.012521 | 0.087661 | 0 | 0.0011913 | 0.024329 | 1.2821 | 0.38101 | 6.5359 | 2.0585 | 0.9289 | 0.5298 | 0.81115 | 0 | 0 | 0 | 0 | -36.7789 | 0.053997 | 0 | 0.0071723 | 0 | -0.60037 | 0 | 0 | 0 | 0 | 0 | 0 | 0 | 0 | 1.6406 | 0.044241 | 0.00026332 | 0 | 1.822 | 0 | 3.537 | 0 | 0.26985 | 25.0697 | 1.2254 | 3.0551 | 0.1796 | 0.050933 | -0.78914 | 0.73583 | 0.23426 | 3.7293 | 6.6352 | 19.734 | -1.3895 | 0 | 0.23416 | 0 | 1.6728 | 0.33391
2025_07_23 Hr 14 | 0.73865 | 0.0013406 | 0 | 0.16044 | 0.1604 | 0.16043 | 0.16043 | 0.15977 | 0.16044 | 0 | 0 | 0.023943 | 0.03 | 0.0051176 | 1.4981 | 1.4981 | 7.6284 | 0.81822 | 0.0061261 | 0.0036608 | 0.012521 | 0.087661 | 0 | 0.0011913 | 0.024329 | 1.2821 | 0.38101 | 6.5359 | 2.0585 | 0.9289 | 0.5298 | 0.81115 | 0 | 0 | 0 | 0 | -34.6766 | 0.053997 | 0 | 0.0091386 | 0 | -0.76554 | 0 | 0 | 0 | 0 | 0 | 0 | 0 | 0 | 1.7785 | 0.044241 | 0.00026332 | 0 | 1.822 | 0 | 3.537 | 0 | 0.26985 | 25.0697 | 1.2254 | 3.0551 | 0.1796 | 0.050933 | -0.73865 | 0.73583 | 0.23426 | 3.7293 | 8.6456 | 19.7567 | -1.5042 | 0 | 0.23416 | 0 | 1.6728 | 0.33635
2025_07_23 Hr 15 | 0.74679 | 0.0013579 | 0 | 0.16044 | 0.1604 | 0.16043 | 0.16043 | 0.15977 | 0.16044 | 0 | 0 | 0.023943 | 0.06 | 0.010606 | 1.4981 | 1.4981 | 7.6284 | 0.81822 | 0.0061261 | 0.0036608 | 0.012521 | 0.087661 | 0 | 0.0011913 | 0.024329 | 1.2821 | 0.38101 | 6.5359 | 2.0585 | 0.9289 | 0.5298 | 0.81115 | 0 | 0 | 0 | 0 | -35.8885 | 0.053997 | 0 | 0.0094696 | 0 | -0.79335 | 0 | 0 | 0 | 0 | 0 | 0 | 0 | 0 | 2.1197 | 0.044241 | 0.00026332 | 0 | 1.822 | 0 | 3.537 | 0 | 0.26985 | 25.0697 | 1.2254 | 3.0551 | 0.1796 | 0.050933 | -0.74679 | 0.73583 | 0.23426 | 3.7293 | 7.7889 | 20.1478 | -1.5401 | 0 | 0.23416 | 0 | 1.6728 | 0.34261
2025_07_23 Hr 16 | 0.79604 | 0.0011229 | 0 | 0.16044 | 0.1604 | 0.16043 | 0.16043 | 0.15977 | 0.16044 | 0 | 0 | 0.023943 | 0.03 | 0.0059377 | 1.4981 | 1.4981 | 7.6284 | 0.81822 | 0.0061261 | 0.0036608 | 0.012521 | 0.087661 | 0 | 0.0011913 | 0.024329 | 1.2821 | 0.38101 | 6.5359 | 2.0585 | 0.9289 | 0.5298 | 0.81115 | 0 | 0 | 0 | 0 | -37.2816 | 0.053997 | 0 | 0.010603 | 0 | -0.88855 | 0 | 0 | 0 | 0 | 0 | 0 | 0 | 0 | 1.7132 | 0.044241 | 0.00026332 | 0 | 1.822 | 0 | 3.537 | 0 | 0.23939 | 25.0697 | 1.2254 | 3.0551 | 0.1796 | 0.050933 | -0.79604 | 0.73583 | 0.23426 | 3.7293 | 5.8315 | 19.728 | -1.6846 | 0 | 0.23416 | 0 | 1.6728 | 0.34543
2025_07_23 Hr 17 | 0.78377 | 0.0018774 | 0 | 0.16044 | 0.1604 | 0.16043 | 0.16043 | 0.15977 | 0.16044 | 0 | 0 | 0.023943 | 0.03 | 0.0065997 | 1.4981 | 1.4981 | 7.6284 | 0.81822 | 0.0061261 | 0.0036608 | 0.012521 | 0.087661 | 0 | 0.0011913 | 0.024329 | 1.2821 | 0.38101 | 6.5359 | 2.0585 | 0.9289 | 0.5298 | 0.81115 | 0 | 0 | 0 | 0 | -38.1604 | 0.053997 | 0 | 0.011785 | 0 | -0.98786 | 0 | 0 | 0 | 0 | 0 | 0 | 0 | 0 | 1.6406 | 0.044241 | 0.00026332 | 0 | 1.822 | 0 | 3.537 | 0 | 0.23939 | 25.0697 | 1.2254 | 3.0551 | 0.1796 | 0.050933 | -0.78377 | 0.73583 | 0.23426 | 3.7293 | 4.7832 | 19.6455 | -1.7716 | 0 | 0.23416 | 0 | 1.6728 | 0.34645
2025_07_23 Hr 18 | 0.75042 | 0.00089169 | 0 | 0.16044 | 0.1604 | 0.16043 | 0.16043 | 0.15977 | 0.16044 | 0 | 0 | 0.023943 | 0.09 | 0.01928 | 1.4981 | 1.4981 | 7.6284 | 0.81822 | 0.0061261 | 0.0036608 | 0.012521 | 0.087661 | 0 | 0.0011913 | 0.024329 | 1.2821 | 0.38101 | 6.5359 | 2.0585 | 0.9289 | 0.5298 | 0.81115 | 0 | 0 | 0 | 0 | -47.5128 | 0.053997 | 0 | 0.011476 | 0 | -0.96189 | 0 | 0 | 0 | 0 | 0 | 0 | 0 | 0 | 1.9891 | 0.044241 | 0.00026332 | 0 | 1.822 | 0 | 3.537 | 0 | 0.23939 | 25.0697 | 1.2254 | 3.0551 | 0.1796 | 0.050933 | -0.75042 | 0.73583 | 0.23426 | 3.7293 | -4.1199 | 20.0354 | -1.7123 | 0 | 0.23416 | 0 | 1.6728 | 0.34955
2025_07_23 Hr 19 | 0.59153 | 0.00024155 | 0 | 0.16044 | 0.1604 | 0.16043 | 0.16043 | 0.15977 | 0.16044 | 0 | 0 | 0.023943 | 0.21 | 0.038027 | 1.4981 | 1.4981 | 7.6284 | 0.81822 | 0.0061261 | 0.0036608 | 0.012521 | 0.087661 | 0 | 0.0011913 | 0.024329 | 1.2821 | 0.38101 | 6.5359 | 2.0585 | 0.9289 | 0.5298 | 0.81115 | 0 | 0 | 0 | 0 | -40.0778 | 0.053997 | 0 | 0.0097007 | 0 | -0.81276 | 0 | 0 | 0 | 0 | 0 | 0 | 0 | 0 | 2.1923 | 0.044241 | 0.00026332 | 0 | 1.822 | 0 | 3.537 | 0 | 0.36125 | 25.0697 | 1.2254 | 3.0551 | 0.1796 | 0.050933 | -0.59153 | 0.73583 | 0.23426 | 3.7293 | 3.9233 | 20.3356 | -1.4043 | 0 | 0.23416 | 0 | 1.6728 | 0.34541
2025_07_23 Hr 20 | 0.090669 | 0.00017192 | 0 | 0.16044 | 0.1604 | 0.16043 | 0.16043 | 0.15977 | 0.16044 | 0 | 0 | 0.023943 | 0.84 | 0.1523 | 1.4981 | 1.4981 | 7.6284 | 0.81822 | 0.0061261 | 0.0036608 | 0.012521 | 0.087661 | 0 | 0.0011913 | 0.024329 | 1.2821 | 0.38101 | 6.5359 | 2.0585 | 0.9289 | 0.5298 | 0.81115 | 0 | 0 | 0 | 0 | -54.8282 | 0.053997 | 0 | 0.0097128 | 0 | -0.81378 | 0 | 0 | 0 | 0 | 0 | 0 | 0 | 0 | 2.0544 | 0.044241 | 0.00026332 | 0 | 1.822 | 0 | 3.537 | 0 | 0.36125 | 25.0697 | 1.2254 | 3.0551 | 0.1796 | 0.050933 | -0.090669 | 0.73583 | 0.23426 | 3.7293 | -10.2253 | 20.4377 | -0.90445 | 0 | 0.23416 | 0 | 1.6728 | 0.34202
2025_07_23 Hr 21 | 0 | 0.00013255 | 0 | 0.16044 | 0.1604 | 0.16043 | 0.16043 | 0.15977 | 0.16044 | 0 | 0 | 0.023943 | 1.74 | 0.27076 | 1.4981 | 1.4981 | 7.6284 | 0.81822 | 0.0061261 | 0.0036608 | 0.012521 | 0.087661 | 0 | 0.0011913 | 0.024329 | 1.2821 | 0.38101 | 6.5359 | 2.0585 | 0.9289 | 0.5298 | 0.81115 | 0 | 0 | 0 | 0 | -55.8317 | 0.053997 | 0 | 0.0083363 | 0 | -0.69815 | 0 | 0 | 0 | 0 | 0 | 0 | 0 | 0 | 1.9891 | 0.044241 | 0.00026332 | 0 | 1.822 | 0 | 3.537 | 0 | 0.30032 | 25.0697 | 1.2254 | 3.0551 | 0.1796 | 0.050933 | 0 | 0.73583 | 0.23426 | 3.7293 | -10.2314 | 21.2287 | -0.69815 | 0 | 0.23416 | 0 | 1.6728 | 0.33154
2025_07_23 Hr 22 | 0 | 2.6155e-05 | 0 | 0.16044 | 0.1604 | 0.16043 | 0.16043 | 0.15977 | 0.16044 | 0 | 0 | 0.023943 | 2.19 | 0.35641 | 1.4981 | 1.4981 | 7.6284 | 0.81822 | 0.0061261 | 0.0036608 | 0.012521 | 0.087661 | 0 | 0.0011913 | 0.024329 | 1.2821 | 0.38101 | 6.5359 | 2.0585 | 0.9289 | 0.5298 | 0.81115 | 0 | 0 | 0 | 0 | -67.0883 | 0.053997 | 0 | 0.0087185 | 0 | -0.73025 | 0 | 0 | 0 | 0 | 0 | 0 | 0 | 0 | 2.1197 | 0.044241 | 0.00026332 | 0 | 1.822 | 0 | 3.537 | 0 | 0.14798 | 25.0697 | 1.2254 | 3.0551 | 0.1796 | 0.050933 | 0 | 0.73583 | 0.23426 | 3.7293 | -21.0132 | 21.7356 | -0.73025 | 0 | 0.23416 | 0 | 1.6728 | 0.32462
2025_07_23 Hr 23 | 0 | 0 | 0 | 0.16044 | 0.1604 | 0.16043 | 0.16043 | 0.15977 | 0.16044 | 0 | 0 | 0.023943 | 2.19 | 0.25125 | 1.4981 | 1.4981 | 7.9723 | 0.69487 | 0.0061261 | 0.0036608 | 0.012521 | 0.087661 | 0 | 0.0011913 | 0.024329 | 1.2821 | 0.38101 | 7.1691 | 2.0585 | 0 | 0.55068 | 0.81115 | 0 | 0 | 0 | 0 | -56.2007 | 0.053997 | 0 | 0.0061461 | 0 | -0.51417 | 0 | 0 | 0 | 0 | 0 | 0 | 0 | 0 | 1.7132 | 0.044241 | 0.00026332 | 0 | 1.822 | 0 | 3.5828 | 0 | 0.20892 | 25.0404 | 1.2254 | 3.0551 | 0.1796 | 0.050933 | 0 | 0.73583 | 0.23426 | 3.7293 | -10.3879 | 21.2866 | -0.51417 | 0 | 0.23416 | 0 | 1.6728 | 0.30546
2025_07_23 Hr 24 | 0 | 0 | 0 | 0.16044 | 0.1604 | 0.16043 | 0.16043 | 0.15977 | 0.16044 | 0 | 0 | 0.023943 | 1.98 | 0.17677 | 1.4981 | 1.4981 | 7.9811 | 0.69487 | 0.0061261 | 0.0036608 | 0.012521 | 0.087661 | 0 | 0.0011913 | 0.024329 | 1.2821 | 0 | 7.1744 | 2.0585 | 0 | 0.55118 | 0.81115 | 0 | 0 | 0 | 0 | -46.0727 | 0.053997 | 0 | 0.0047828 | 0 | -0.39966 | 0 | 0 | 0 | 0 | 0 | 0 | 0 | 0 | 0.82031 | 0.044241 | 0.00026332 | 0 | 1.822 | 0 | 3.6629 | 0 | 0.47877 | 24.7537 | 1.2254 | 3.0551 | 0.1796 | 0.050933 | 0 | 0.73583 | 0.23426 | 3.7293 | -1.3506 | 20.3681 | -0.39966 | 0 | 0.23416 | 0 | 1.6728 | 0.29401
2025_07_24 Hr 01 | 0 | 0 | 0 | 0 | 0 | 0 | 0 | 0 | 0 | 0 | 0 | 0.023943 | 1.26 | 0.11251 | 1.4981 | 1.4981 | 8.0695 | 0.70257 | 0.0061261 | 0.0036608 | 0.012521 | 0.087661 | 0 | 0.0011913 | 0.024329 | 1.2821 | 0 | 7.2539 | 2.0585 | 0 | 0.55118 | 0.81115 | 0 | 0 | 0 | 0 | -44.7278 | 0.053997 | 0 | 0.010524 | 0 | -0.39971 | 0 | 0 | 0 | 0 | 0 | 0 | 0 | 0 | 0.82031 | 0.044241 | 0.00026332 | 0 | 1.822 | 0 | 3.7035 | 0 | 0.96189 | 24.0079 | 1.2254 | 3.0551 | 0.1796 | 0.050933 | 0 | 0.73583 | 0.23426 | 3.7293 | -1.0642 | 20.0553 | -0.39971 | 0 | 0.23416 | 0 | 1.6728 | 0.28237
2025_07_24 Hr 02 | 0 | 0 | 0 | 0 | 0 | 0 | 0 | 0 | 0 | 0 | 0 | 0.023943 | 0.66 | 0.05241 | 1.4981 | 1.4981 | 8.0695 | 0 | 0.0061261 | 0.0036608 | 0.012521 | 0.087661 | 0 | 0.0011913 | 0.024329 | 1.2821 | 0 | 7.2539 | 2.0585 | 0 | 0.55118 | 0.81115 | 0 | 0 | 0 | 0 | -41.0128 | 0.053997 | 0 | 0.009359 | 0 | -0.35524 | 0 | 0 | 0 | 0 | 0 | 0 | 0 | 0 | 1.372 | 0.044241 | 0.00026332 | 0 | 1.822 | 0 | 3.7035 | 0 | 0.96189 | 23.3053 | 1.2254 | 3.0551 | 0.1796 | 0.050933 | 0 | 0.73583 | 0.23426 | 3.7293 | 1.8762 | 19.9389 | -0.35524 | 0 | 0.23416 | 0 | 1.6728 | 0.27431
2025_07_24 Hr 03 | 0 | 0 | 0 | 0 | 0 | 0 | 0 | 0 | 0 | 0 | 0 | 0.023943 | 0.51 | 0.041035 | 1.4981 | 1.4981 | 8.0695 | 0 | 0.0061261 | 0.0036608 | 0.012521 | 0.087661 | 0 | 0.0011913 | 0.024329 | 1.2821 | 0 | 7.2539 | 2.0585 | 0 | 0.55118 | 0.81115 | 0 | 0 | 0 | 0 | -44.0999 | 0.053997 | 0 | 0.0094828 | 0 | -0.35997 | 0 | 0 | 0 | 0 | 0 | 0 | 0 | 0 | 1.7785 | 0.044241 | 0.00026332 | 0 | 1.822 | 0 | 3.7035 | 0 | 0.77909 | 23.3053 | 1.2254 | 3.0551 | 0.1796 | 0.050933 | 0 | 0.73583 | 0.23426 | 3.7293 | -1.1569 | 19.9977 | -0.35997 | 0 | 0.23416 | 0 | 1.6728 | 0.27079
2025_07_24 Hr 04 | 0 | 0 | 0 | 0 | 0 | 0 | 0 | 0 | 0 | 0 | 0 | 0.023943 | 0.3 | 0.040374 | 1.4981 | 1.4981 | 8.0516 | 0 | 0.0061261 | 0.0036608 | 0.012521 | 0.087661 | 0 | 0.0011913 | 0.024329 | 1.2805 | 0.27803 | 7.2399 | 2.0585 | 0 | 0.54989 | 0.81115 | 0 | 0 | 0 | 0 | -77.5988 | 0.053997 | 0 | 0.015861 | 0 | -0.60351 | 0 | 0 | 0 | 0 | 0 | 0 | 0 | 0 | 1.9891 | 0.044241 | 0.00026332 | 0 | 1.822 | 0 | 3.6225 | 0 | 0.87049 | 23.3191 | 1.2254 | 3.0551 | 0.1796 | 0.050933 | 0 | 0.73583 | 0.23426 | 3.7293 | -34.7966 | 20.0865 | -0.60351 | 0 | 0.23416 | 0 | 1.6728 | 0.26965
2025_07_24 Hr 05 | 0 | 0 | 0 | 0.16222 | 0.16217 | 0.16221 | 0.16221 | 0.16154 | 0.16222 | 0 | 0 | 0.023943 | 0.33 | 0.029713 | 1.4981 | 1.4981 | 8.0695 | 0 | 0.0061261 | 0.0036608 | 0.012521 | 0.087661 | 0 | 0.0011913 | 0.024329 | 1.2821 | 0.38518 | 7.2539 | 2.0585 | 0 | 0.55118 | 0.81115 | 0 | 0 | 0 | 0 | -53.8901 | 0.053997 | 0 | 0.0048236 | 0 | -0.40308 | 0 | 0 | 0 | 0 | 0 | 0 | 0 | 0 | 1.2994 | 0.044241 | 0.00026332 | 0 | 1.822 | 0 | 3.7035 | 0 | 0.60064 | 24.6631 | 1.2254 | 3.0551 | 0.1796 | 0.050933 | 0 | 0.73583 | 0.23426 | 3.7293 | -10.4778 | 19.1523 | -0.40308 | 0 | 0.23416 | 0 | 1.6728 | 0.27433
2025_07_24 Hr 06 | 0.045117 | 0 | 0 | 0.16222 | 0.16217 | 0.16221 | 0.16221 | 0.16154 | 0.16222 | 0 | 0 | 0.023943 | 0.36 | 0.027805 | 1.4981 | 1.4981 | 8.0695 | 0.70257 | 0.0061261 | 0.0036608 | 0.012521 | 0.087661 | 0 | 0.0011913 | 0.024329 | 1.2821 | 0.38518 | 7.2539 | 2.0585 | 0 | 0.55118 | 0.81115 | 0 | 0 | 0 | 0 | -47.4712 | 0.053997 | 0 | 0.0041376 | 0 | -0.34546 | 0 | 0 | 0 | 0 | 0 | 0 | 0 | 0 | 1.0962 | 0.044241 | 0.00026332 | 0 | 1.822 | 0 | 3.7035 | 0 | 0.72251 | 25.3657 | 1.2254 | 3.0551 | 0.1796 | 0.050933 | -0.045117 | 0.73583 | 0.23426 | 3.7293 | -3.3432 | 19.1529 | -0.39058 | 0 | 0.23416 | 0 | 1.6728 | 0.28308
2025_07_24 Hr 07 | 0.33195 | 9.9833e-06 | 0 | 0.16222 | 0.16217 | 0.16221 | 0.16221 | 0.16154 | 0.16222 | 0 | 0 | 0.023943 | 0.63 | 0.065224 | 1.4981 | 1.4981 | 7.7129 | 0.82729 | 0.0061261 | 0.0036608 | 0.012521 | 0.087661 | 0 | 0.0011913 | 0.024329 | 1.2821 | 0.38518 | 6.6083 | 2.0585 | 0 | 0.5298 | 0.81115 | 0 | 0 | 0 | 0 | -64.9415 | 0.053997 | 0 | 0.0055463 | 0 | -0.46379 | 0 | 0 | 0 | 0 | 0 | 0 | 0 | 0 | 1.7785 | 0.044241 | 0.00026332 | 0 | 1.822 | 0 | 3.5762 | 0 | 0.87049 | 24.3608 | 1.2254 | 3.0551 | 0.1796 | 0.050933 | -0.33195 | 0.73583 | 0.23426 | 3.7293 | -20.803 | 20.5735 | -0.79573 | 0 | 0.23416 | 0 | 1.6728 | 0.30042
2025_07_24 Hr 08 | 0.71961 | 5.5538e-05 | 0 | 0.16222 | 0.16217 | 0.16221 | 0.16221 | 0.16154 | 0.16222 | 0 | 0 | 0.023943 | 0.6 | 0.071497 | 1.4981 | 1.4981 | 7.7129 | 0.82729 | 0.0061261 | 0.0036608 | 0.012521 | 0.087661 | 0 | 0.0011913 | 0.024329 | 1.2821 | 0.38518 | 6.6083 | 2.0585 | 0 | 0.5298 | 0.81115 | 0 | 0 | 0 | 0 | -64.209 | 0.053997 | 0 | 0.0063837 | 0 | -0.53413 | 0 | 0 | 0 | 0 | 0 | 0 | 0 | 0 | 1.0962 | 0.044241 | 0.00026332 | 0 | 1.822 | 0 | 3.5762 | 0 | 0.69204 | 24.3608 | 1.2254 | 3.0551 | 0.1796 | 0.050933 | -0.71961 | 0.73583 | 0.23426 | 3.7293 | -21.0152 | 20.0867 | -1.2537 | 0 | 0.23416 | 0 | 1.6728 | 0.31046
2025_07_24 Hr 09 | 0.8129 | 0.00027475 | 0 | 0.16222 | 0.16217 | 0.16221 | 0.16221 | 0.16154 | 0.16222 | 0 | 0 | 0.023943 | 0.42 | 0.051287 | 1.4981 | 1.4981 | 7.7129 | 0.82729 | 0.0061261 | 0.0036608 | 0.012521 | 0.087661 | 0 | 0.0011913 | 0.024329 | 1.2821 | 0.38518 | 6.6083 | 2.0585 | 0.93919 | 0.5298 | 0.81115 | 0 | 0 | 0 | 0 | -60.4107 | 0.053997 | 0 | 0.0065417 | 0 | -0.5474 | 0 | 0 | 0 | 0 | 0 | 0 | 0 | 0 | 0.34119 | 0.044241 | 0.00026332 | 0 | 1.822 | 0 | 3.5762 | 0 | 0.72251 | 25.3 | 1.2254 | 3.0551 | 0.1796 | 0.050933 | -0.8129 | 0.73583 | 0.23426 | 3.7293 | -17.2044 | 19.2666 | -1.3603 | 0 | 0.23416 | 0 | 1.6728 | 0.32158
2025_07_24 Hr 10 | 0.77301 | 0.00073399 | 0 | 0.16222 | 0.16217 | 0.16221 | 0.16221 | 0.16154 | 0.16222 | 0 | 0 | 0.023943 | 0.48 | 0.064287 | 1.4981 | 1.4981 | 7.7129 | 0.82729 | 0.0061261 | 0.0036608 | 0.012521 | 0.087661 | 0 | 0.0011913 | 0.024329 | 1.2821 | 0.38518 | 6.6083 | 2.0585 | 0.93919 | 0.5298 | 0.81115 | 0 | 0 | 0 | 0 | -57.309 | 0.053997 | 0 | 0.0071748 | 0 | -0.60059 | 0 | 0 | 0 | 0 | 0 | 0 | 0 | 0 | 0.41378 | 0.044241 | 0.00026332 | 0 | 1.822 | 0 | 3.5762 | 0 | 0.87049 | 25.3 | 1.2254 | 3.0551 | 0.1796 | 0.050933 | -0.77301 | 0.73583 | 0.23426 | 3.7293 | -13.8566 | 19.526 | -1.3736 | 0 | 0.23416 | 0 | 1.6728 | 0.32682
2025_07_24 Hr 11 | 0.78573 | 0.0011693 | 0 | 0.16222 | 0.16217 | 0.16221 | 0.16221 | 0.16154 | 0.16222 | 0 | 0 | 0.023943 | 0.81 | 0.11443 | 1.4981 | 1.4981 | 7.7129 | 0.82729 | 0.0061261 | 0.0036608 | 0.012521 | 0.087661 | 0 | 0.0011913 | 0.024329 | 1.2821 | 0.38518 | 6.6083 | 2.0585 | 0.93919 | 0.5298 | 0.81115 | 0 | 0 | 0 | 0 | -51.1606 | 0.053997 | 0 | 0.0075683 | 0 | -0.63364 | 0 | 0 | 0 | 0 | 0 | 0 | 0 | 0 | 0.41378 | 0.044241 | 0.00026332 | 0 | 1.822 | 0 | 3.5762 | 0 | 0.69204 | 25.3 | 1.2254 | 3.0551 | 0.1796 | 0.050933 | -0.78573 | 0.73583 | 0.23426 | 3.7293 | -7.5345 | 19.7455 | -1.4194 | 0 | 0.23416 | 0 | 1.6728 | 0.33145
2025_07_24 Hr 12 | 0.75681 | 0.0015572 | 0 | 0.16222 | 0.16217 | 0.16221 | 0.16221 | 0.16154 | 0.16222 | 0 | 0 | 0.023943 | 1.08 | 0.16049 | 1.4981 | 1.4981 | 7.7129 | 0.82729 | 0.0061261 | 0.0036608 | 0.012521 | 0.087661 | 0 | 0.0011913 | 0.024329 | 1.2821 | 0.38518 | 6.6083 | 2.0585 | 0.93919 | 0.5298 | 0.81115 | 0 | 0 | 0 | 0 | -44.0631 | 0.053997 | 0 | 0.007961 | 0 | -0.66662 | 0 | 0 | 0 | 0 | 0 | 0 | 0 | 0 | 0.34119 | 0.044241 | 0.00026332 | 0 | 1.822 | 0 | 3.5762 | 0 | 0.77909 | 25.3 | 1.2254 | 3.0551 | 0.1796 | 0.050933 | -0.75681 | 0.73583 | 0.23426 | 3.7293 | -0.13232 | 20.0542 | -1.4234 | 0 | 0.23416 | 0 | 1.6728 | 0.3382
2025_07_24 Hr 13 | 0.76502 | 0.0016199 | 0 | 0.16222 | 0.16217 | 0.16221 | 0.16221 | 0.16154 | 0.16222 | 0 | 0 | 0.023943 | 0.78 | 0.10799 | 1.4981 | 1.4981 | 7.7129 | 0.82729 | 0.0061261 | 0.0036608 | 0.012521 | 0.087661 | 0 | 0.0011913 | 0.024329 | 1.2821 | 0.38518 | 6.6083 | 2.0585 | 0.93919 | 0.5298 | 0.81115 | 0 | 0 | 0 | 0 | -34.0937 | 0.053997 | 0 | 0.0074172 | 0 | -0.62094 | 0 | 0 | 0 | 0 | 0 | 0 | 0 | 0 | 0.41378 | 0.044241 | 0.00026332 | 0 | 1.822 | 0 | 3.5762 | 0 | 0.80956 | 25.3 | 1.2254 | 3.0551 | 0.1796 | 0.050933 | -0.76502 | 0.73583 | 0.23426 | 3.7293 | 9.6415 | 19.8211 | -1.386 | 0 | 0.23416 | 0 | 1.6728 | 0.34626
2025_07_24 Hr 14 | 0.73865 | 0.0020902 | 0 | 0.16222 | 0.16217 | 0.16221 | 0.16221 | 0.16154 | 0.16222 | 0 | 0 | 0.023943 | 0.51 | 0.086934 | 1.4981 | 1.4981 | 7.7129 | 0.82729 | 0.0061261 | 0.0036608 | 0.012521 | 0.087661 | 0 | 0.0011913 | 0.024329 | 1.2821 | 0.38518 | 6.6083 | 2.0585 | 0.93919 | 0.5298 | 0.81115 | 0 | 0 | 0 | 0 | -30.4435 | 0.053997 | 0 | 0.0091317 | 0 | -0.76496 | 0 | 0 | 0 | 0 | 0 | 0 | 0 | 0 | 0.34119 | 0.044241 | 0.00026332 | 0 | 1.822 | 0 | 3.5762 | 0 | 0.77909 | 25.3 | 1.2254 | 3.0551 | 0.1796 | 0.050933 | -0.73865 | 0.73583 | 0.23426 | 3.7293 | 12.759 | 19.4061 | -1.5036 | 0 | 0.23416 | 0 | 1.6728 | 0.35132
2025_07_24 Hr 15 | 0.74679 | 0.002242 | 0 | 0.16222 | 0.16217 | 0.16221 | 0.16221 | 0.16154 | 0.16222 | 0 | 0 | 0.023943 | 0.54 | 0.098474 | 1.4981 | 1.4981 | 7.7129 | 0.82729 | 0.0061261 | 0.0036608 | 0.012521 | 0.087661 | 0 | 0.0011913 | 0.024329 | 1.2821 | 0.38518 | 6.6083 | 2.0585 | 0.93919 | 0.5298 | 0.81115 | 0 | 0 | 0 | 0 | -30.7921 | 0.053997 | 0 | 0.0097692 | 0 | -0.81851 | 0 | 0 | 0 | 0 | 0 | 0 | 0 | 0 | 0.34119 | 0.044241 | 0.00026332 | 0 | 1.822 | 0 | 3.5762 | 0 | 0.93143 | 25.3 | 1.2254 | 3.0551 | 0.1796 | 0.050933 | -0.74679 | 0.73583 | 0.23426 | 3.7293 | 12.5579 | 19.6153 | -1.5653 | 0 | 0.23416 | 0 | 1.6728 | 0.35833
2025_07_24 Hr 16 | 0.79604 | 0.0021718 | 0 | 0.16222 | 0.16217 | 0.16221 | 0.16221 | 0.16154 | 0.16222 | 0 | 0 | 0.023943 | 0.66 | 0.1302 | 1.4981 | 1.4981 | 7.7129 | 0.82729 | 0.0061261 | 0.0036608 | 0.012521 | 0.087661 | 0 | 0.0011913 | 0.024329 | 1.2821 | 0.38518 | 6.6083 | 2.0585 | 0.93919 | 0.5298 | 0.81115 | 0 | 0 | 0 | 0 | -34.6997 | 0.053997 | 0 | 0.010568 | 0 | -0.88564 | 0 | 0 | 0 | 0 | 0 | 0 | 0 | 0 | 0.41378 | 0.044241 | 0.00026332 | 0 | 1.822 | 0 | 3.5762 | 0 | 0.93143 | 25.3 | 1.2254 | 3.0551 | 0.1796 | 0.050933 | -0.79604 | 0.73583 | 0.23426 | 3.7293 | 8.8127 | 19.8941 | -1.6817 | 0 | 0.23416 | 0 | 1.6728 | 0.36359
2025_07_24 Hr 17 | 0.78377 | 0.0022473 | 0 | 0.16222 | 0.16217 | 0.16221 | 0.16221 | 0.16154 | 0.16222 | 0 | 0 | 0.023943 | 0.69 | 0.14936 | 1.4981 | 1.4981 | 7.7129 | 0.82729 | 0.0061261 | 0.0036608 | 0.012521 | 0.087661 | 0 | 0.0011913 | 0.024329 | 1.2821 | 0.38518 | 6.6083 | 2.0585 | 0.93919 | 0.5298 | 0.81115 | 0 | 0 | 0 | 0 | -48.2957 | 0.053997 | 0 | 0.011596 | 0 | -0.97196 | 0 | 0 | 0 | 0 | 0 | 0 | 0 | 0 | 0.41378 | 0.044241 | 0.00026332 | 0 | 1.822 | 0 | 3.5762 | 0 | 1.0489 | 25.3 | 1.2254 | 3.0551 | 0.1796 | 0.050933 | -0.78377 | 0.73583 | 0.23426 | 3.7293 | -4.6985 | 20.0529 | -1.7557 | 0 | 0.23416 | 0 | 1.6728 | 0.36796
2025_07_24 Hr 18 | 0.77098 | 0.0018307 | 0 | 0.16222 | 0.16217 | 0.16221 | 0.16221 | 0.16154 | 0.16222 | 0 | 0 | 0.023943 | 0.21 | 0.045565 | 1.4981 | 1.4981 | 7.7129 | 0.82729 | 0.0061261 | 0.0036608 | 0.012521 | 0.087661 | 0 | 0.0011913 | 0.024329 | 1.2821 | 0.38518 | 6.6083 | 2.0585 | 0.93919 | 0.5298 | 0.81115 | 0 | 0 | 0 | 0 | -52.3044 | 0.053997 | 0 | 0.011624 | 0 | -0.9743 | 0 | 0 | 0 | 0 | 0 | 0 | 0 | 0 | 0.34119 | 0.044241 | 0.00026332 | 0 | 1.822 | 0 | 3.5762 | 0 | 1.4102 | 25.3 | 1.2254 | 3.0551 | 0.1796 | 0.050933 | -0.77098 | 0.73583 | 0.23426 | 3.7293 | -9.0027 | 19.747 | -1.7453 | 0 | 0.23416 | 0 | 1.6728 | 0.37036
2025_07_24 Hr 19 | 0.61362 | 0.0012488 | 0 | 0.16222 | 0.16217 | 0.16221 | 0.16221 | 0.16154 | 0.16222 | 0 | 0 | 0.023943 | 0.48 | 0.10247 | 1.4981 | 1.4981 | 7.7129 | 0.82729 | 0.0061261 | 0.0036608 | 0.012521 | 0.087661 | 0 | 0.0011913 | 0.024329 | 1.2821 | 0.38518 | 6.6083 | 2.0585 | 0.93919 | 0.5298 | 0.81115 | 0 | 0 | 0 | 0 | -56.6117 | 0.053997 | 0 | 0.011436 | 0 | -0.95853 | 0 | 0 | 0 | 0 | 0 | 0 | 0 | 0 | 0.41378 | 0.044241 | 0.00026332 | 0 | 1.822 | 0 | 3.5762 | 0 | 1.3797 | 25.3 | 1.2254 | 3.0551 | 0.1796 | 0.050933 | -0.61362 | 0.73583 | 0.23426 | 3.7293 | -12.9278 | 19.9561 | -1.5721 | 0 | 0.23416 | 0 | 1.6728 | 0.36837
2025_07_24 Hr 20 | 0.11363 | 0.00052023 | 0 | 0.16222 | 0.16217 | 0.16221 | 0.16221 | 0.16154 | 0.16222 | 0 | 0 | 0.023943 | 1.38 | 0.25526 | 1.4981 | 1.4981 | 7.7129 | 0.82729 | 0.0061261 | 0.0036608 | 0.012521 | 0.087661 | 0 | 0.0011913 | 0.024329 | 1.2821 | 0.38518 | 6.6083 | 2.0585 | 0.93919 | 0.5298 | 0.81115 | 0 | 0 | 0 | 0 | -57.5278 | 0.053997 | 0 | 0.0099092 | 0 | -0.83027 | 0 | 0 | 0 | 0 | 0 | 0 | 0 | 0 | 0.41378 | 0.044241 | 0.00026332 | 0 | 1.822 | 0 | 3.5762 | 0 | 0.90096 | 25.3 | 1.2254 | 3.0551 | 0.1796 | 0.050933 | -0.11363 | 0.73583 | 0.23426 | 3.7293 | -13.1469 | 20.0248 | -0.9439 | 0 | 0.23416 | 0 | 1.6728 | 0.36384
2025_07_24 Hr 21 | 0.022813 | 9.5021e-05 | 0 | 0.16222 | 0.16217 | 0.16221 | 0.16221 | 0.16154 | 0.16222 | 0 | 0 | 0.023943 | 2.01 | 0.32119 | 1.4981 | 1.4981 | 7.7129 | 0.82729 | 0.0061261 | 0.0036608 | 0.012521 | 0.087661 | 0 | 0.0011913 | 0.024329 | 1.2821 | 0.38518 | 6.6083 | 2.0585 | 0.93919 | 0.5298 | 0.81115 | 0 | 0 | 0 | 0 | -57.874 | 0.053997 | 0 | 0.0085604 | 0 | -0.71698 | 0 | 0 | 0 | 0 | 0 | 0 | 0 | 0 | 1.0236 | 0.044241 | 0.00026332 | 0 | 1.822 | 0 | 3.5762 | 0 | 0.84002 | 25.3 | 1.2254 | 3.0551 | 0.1796 | 0.050933 | -0.022813 | 0.73583 | 0.23426 | 3.7293 | -12.1471 | 21.1667 | -0.73979 | 0 | 0.23416 | 0 | 1.6728 | 0.35216
2025_07_24 Hr 22 | 0 | 2.2149e-05 | 0 | 0.16222 | 0.16217 | 0.16221 | 0.16221 | 0.16154 | 0.16222 | 0 | 0 | 0.023943 | 2.19 | 0.33535 | 1.4981 | 1.4981 | 7.7129 | 0.82729 | 0.0061261 | 0.0036608 | 0.012521 | 0.087661 | 0 | 0.0011913 | 0.024329 | 1.2821 | 0.38518 | 6.6083 | 2.0585 | 0.93919 | 0.5298 | 0.81115 | 0 | 0 | 0 | 0 | -60.6904 | 0.053997 | 0 | 0.0082033 | 0 | -0.68698 | 0 | 0 | 0 | 0 | 0 | 0 | 0 | 0 | 1.2341 | 0.044241 | 0.00026332 | 0 | 1.822 | 0 | 3.5762 | 0 | 0.93143 | 25.3 | 1.2254 | 3.0551 | 0.1796 | 0.050933 | 0 | 0.73583 | 0.23426 | 3.7293 | -14.4502 | 21.6272 | -0.68698 | 0 | 0.23416 | 0 | 1.6728 | 0.33947
2025_07_24 Hr 23 | 0 | 0 | 0 | 0.16222 | 0.16217 | 0.16221 | 0.16221 | 0.16154 | 0.16222 | 0 | 0 | 0.023943 | 2.52 | 0.28325 | 1.4981 | 1.4981 | 8.0606 | 0.70257 | 0.0061261 | 0.0036608 | 0.012521 | 0.087661 | 0 | 0.0011913 | 0.024329 | 1.2821 | 0.38518 | 7.2486 | 2.0585 | 0.93919 | 0.55068 | 0.81115 | 0 | 0 | 0 | 0 | -59.4606 | 0.053997 | 0 | 0.0060215 | 0 | -0.50371 | 0 | 0 | 0 | 0 | 0 | 0 | 0 | 0 | 1.0236 | 0.044241 | 0.00026332 | 0 | 1.822 | 0 | 3.6225 | 0 | 1.2927 | 26.2095 | 1.2254 | 3.0551 | 0.1796 | 0.050933 | 0 | 0.73583 | 0.23426 | 3.7293 | -11.6962 | 22.0585 | -0.50371 | 0 | 0.23416 | 0 | 1.6728 | 0.32126
2025_07_24 Hr 24 | 0 | 0 | 0 | 0.16222 | 0.16217 | 0.16221 | 0.16221 | 0.16154 | 0.16222 | 0 | 0 | 0.023943 | 2.64 | 0.26421 | 1.4981 | 1.4981 | 8.0695 | 0.70257 | 0.0061261 | 0.0036608 | 0.012521 | 0.087661 | 0 | 0.0011913 | 0.024329 | 1.2821 | 0.38518 | 7.2539 | 2.0585 | 0 | 0.55118 | 0.81115 | 0 | 0 | 0 | 0 | -53.132 | 0.053997 | 0 | 0.0053614 | 0 | -0.44826 | 0 | 0 | 0 | 0 | 0 | 0 | 0 | 0 | 0.75498 | 0.044241 | 0.00026332 | 0 | 1.822 | 0 | 3.7035 | 0 | 1.2927 | 25.3657 | 1.2254 | 3.0551 | 0.1796 | 0.050933 | 0 | 0.73583 | 0.23426 | 3.7293 | -6.3443 | 21.8703 | -0.44826 | 0 | 0.23416 | 0 | 1.6728 | 0.30025
2025_07_25 Hr 01 | 0 | 0 | 0 | 0.17325 | 0.17319 | 0.17323 | 0.17323 | 0.17252 | 0.17325 | 0 | 0 | 0.023943 | 2.49 | 0.247 | 1.4981 | 1.4981 | 8.6175 | 0.75028 | 0.0061261 | 0.0036608 | 0.012521 | 0.087661 | 0 | 0.0011913 | 0.024329 | 1.2821 | 0 | 7.7469 | 2.0585 | 0 | 0.55118 | 0.81115 | 0 | 0 | 0 | 0 | -53.4639 | 0.053997 | 0 | 0.0053141 | 0 | -0.44429 | 0 | 0 | 0 | 0 | 0 | 0 | 0 | 0 | 1.372 | 0.044241 | 0.00026332 | 0 | 1.822 | 0 | 3.9552 | 0 | 1.4711 | 26.3869 | 1.2254 | 3.0551 | 0.1796 | 0.050933 | 0 | 0.73583 | 0.23426 | 3.7293 | -5.0353 | 22.486 | -0.44429 | 0 | 0.23416 | 0 | 1.6728 | 0.28759
2025_07_25 Hr 02 | 0 | 0 | 0 | 0.17325 | 0.17319 | 0.17323 | 0.17323 | 0.17252 | 0.17325 | 0 | 0 | 0.023943 | 2.67 | 0.26873 | 1.4981 | 1.4981 | 8.6175 | 0 | 0.0061261 | 0.0036608 | 0.012521 | 0.087661 | 0 | 0.0011913 | 0.024329 | 1.2821 | 0 | 7.7469 | 2.0585 | 0 | 0.55118 | 0.81115 | 0 | 0 | 0 | 0 | -55.7138 | 0.053997 | 0 | 0.0053918 | 0 | -0.45081 | 0 | 0 | 0 | 0 | 0 | 0 | 0 | 0 | 1.9165 | 0.044241 | 0.00026332 | 0 | 1.822 | 0 | 3.9552 | 0 | 1.2927 | 25.6366 | 1.2254 | 3.0551 | 0.1796 | 0.050933 | 0 | 0.73583 | 0.23426 | 3.7293 | -7.485 | 23.0429 | -0.45081 | 0 | 0.23416 | 0 | 1.6728 | 0.27683
2025_07_25 Hr 03 | 0 | 0 | 0 | 0.17325 | 0.17319 | 0.17323 | 0.17323 | 0.17252 | 0.17325 | 0 | 0 | 0.023943 | 2.37 | 0.23753 | 1.4981 | 1.4981 | 8.6175 | 0 | 0.0061261 | 0.0036608 | 0.012521 | 0.087661 | 0 | 0.0011913 | 0.024329 | 1.2821 | 0 | 7.7469 | 2.0585 | 0 | 0.55118 | 0.81115 | 0 | 0 | 0 | 0 | -57.4763 | 0.053997 | 0 | 0.0053692 | 0 | -0.44891 | 0 | 0 | 0 | 0 | 0 | 0 | 0 | 0 | 1.4374 | 0.044241 | 0.00026332 | 0 | 1.822 | 0 | 3.9552 | 0 | 1.0794 | 25.6366 | 1.2254 | 3.0551 | 0.1796 | 0.050933 | 0 | 0.73583 | 0.23426 | 3.7293 | -10.272 | 22.0166 | -0.44891 | 0 | 0.23416 | 0 | 1.6728 | 0.27404
2025_07_25 Hr 04 | 0 | 0 | 0 | 0.17325 | 0.17319 | 0.17323 | 0.17323 | 0.17252 | 0.17325 | 0 | 0 | 0.023943 | 1.95 | 0.29499 | 1.4981 | 1.4981 | 8.5984 | 0 | 0.0061261 | 0.0036608 | 0.012521 | 0.087661 | 0 | 0.0011913 | 0.024329 | 1.2805 | 0 | 7.7319 | 2.0585 | 0 | 0.54989 | 0.81115 | 0 | 0 | 0 | 0 | -90.2068 | 0.053997 | 0 | 0.0081041 | 0 | -0.67864 | 0 | 0 | 0 | 0 | 0 | 0 | 0 | 0 | 1.8511 | 0.044241 | 0.00026332 | 0 | 1.822 | 0 | 3.9263 | 0 | 1.1403 | 25.572 | 1.2254 | 3.0551 | 0.1796 | 0.050933 | 0 | 0.73583 | 0.23426 | 3.7293 | -43.1888 | 22.1246 | -0.67864 | 0 | 0.23416 | 0 | 1.6728 | 0.2712
2025_07_25 Hr 05 | 0 | 0 | 0 | 0.17325 | 0.17319 | 0.17323 | 0.17323 | 0.17252 | 0.17325 | 0 | 0 | 0.023943 | 2.13 | 0.20334 | 1.4981 | 1.4981 | 8.6175 | 0 | 0.0061261 | 0.0036608 | 0.012521 | 0.087661 | 0 | 0.0011913 | 0.024329 | 1.2821 | 0.56065 | 7.7469 | 2.0585 | 0 | 0.55118 | 0.81115 | 0 | 0 | 0 | 0 | -58.3221 | 0.053997 | 0 | 0.0051142 | 0 | -0.42749 | 0 | 0 | 0 | 0 | 0 | 0 | 0 | 0 | 1.5753 | 0.044241 | 0.00026332 | 0 | 1.822 | 0 | 3.9552 | 0 | 0.87049 | 26.0476 | 1.2254 | 3.0551 | 0.1796 | 0.050933 | 0 | 0.73583 | 0.23426 | 3.7293 | -11.0304 | 21.6716 | -0.42749 | 0 | 0.23416 | 0 | 1.6728 | 0.27427
2025_07_25 Hr 06 | 0 | 0 | 0 | 0.17325 | 0.17319 | 0.17323 | 0.17323 | 0.17252 | 0.17325 | 0 | 0 | 0.023943 | 1.65 | 0.12144 | 1.4981 | 1.4981 | 8.6175 | 0.75028 | 0.0061261 | 0.0036608 | 0.012521 | 0.087661 | 0 | 0.0011913 | 0.024329 | 1.2821 | 0.41102 | 7.7469 | 2.0585 | 0 | 0.55118 | 0.81115 | 0 | 0 | 0 | 0 | -44.0717 | 0.053997 | 0 | 0.0039429 | 0 | -0.3291 | 0 | 0 | 0 | 0 | 0 | 0 | 0 | 0 | 1.2341 | 0.044241 | 0.00026332 | 0 | 1.822 | 0 | 3.9552 | 0 | 0.69204 | 26.7979 | 1.2254 | 3.0551 | 0.1796 | 0.050933 | 0 | 0.73583 | 0.23426 | 3.7293 | 2.9942 | 20.5971 | -0.3291 | 0 | 0.23416 | 0 | 1.6728 | 0.2813
2025_07_25 Hr 07 | 0.33195 | 1.7707e-05 | 0 | 0.17325 | 0.17319 | 0.17323 | 0.17323 | 0.17252 | 0.17325 | 0 | 0 | 0.023943 | 0.93 | 0.093149 | 1.4981 | 1.4981 | 8.2366 | 0.88346 | 0.0061261 | 0.0036608 | 0.012521 | 0.087661 | 0 | 0.0011913 | 0.024329 | 1.2821 | 0.41102 | 7.0574 | 2.0585 | 0 | 0.5298 | 0.81115 | 0 | 0 | 0 | 0 | -53.7396 | 0.053997 | 0 | 0.0053657 | 0 | -0.44862 | 0 | 0 | 0 | 0 | 0 | 0 | 0 | 0 | 0.75498 | 0.044241 | 0.00026332 | 0 | 1.822 | 0 | 3.8192 | 0 | 0.66157 | 25.7248 | 1.2254 | 3.0551 | 0.1796 | 0.050933 | -0.33195 | 0.73583 | 0.23426 | 3.7293 | -9.1318 | 19.6636 | -0.78056 | 0 | 0.23416 | 0 | 1.6728 | 0.29507
2025_07_25 Hr 08 | 0.70959 | 9.4268e-05 | 0 | 0.17325 | 0.17319 | 0.17323 | 0.17323 | 0.17252 | 0.17325 | 0 | 0 | 0.023943 | 0.51 | 0.049857 | 1.4981 | 1.4981 | 8.2366 | 0.88346 | 0.0061261 | 0.0036608 | 0.012521 | 0.087661 | 0 | 0.0011913 | 0.024329 | 1.2821 | 0.41102 | 7.0574 | 2.0585 | 0 | 0.5298 | 0.81115 | 0 | 0 | 0 | 0 | -48.9543 | 0.053997 | 0 | 0.0052371 | 0 | -0.43782 | 0 | 0 | 0 | 0 | 0 | 0 | 0 | 0 | 0.68238 | 0.044241 | 0.00026332 | 0 | 1.822 | 0 | 3.8192 | 0 | 0.47877 | 25.7248 | 1.2254 | 3.0551 | 0.1796 | 0.050933 | -0.70959 | 0.73583 | 0.23426 | 3.7293 | -5.0373 | 19.3396 | -1.1474 | 0 | 0.23416 | 0 | 1.6728 | 0.31203
2025_07_25 Hr 09 | 0.8129 | 0.0002327 | 0 | 0.17325 | 0.17319 | 0.17323 | 0.17323 | 0.17252 | 0.17325 | 0 | 0 | 0.023943 | 0.27 | 0.029175 | 1.4981 | 1.4981 | 8.2366 | 0.88346 | 0.0061261 | 0.0036608 | 0.012521 | 0.087661 | 0 | 0.0011913 | 0.024329 | 1.2821 | 0.41102 | 7.0574 | 2.0585 | 1.003 | 0.5298 | 0.81115 | 0 | 0 | 0 | 0 | -48.3619 | 0.053997 | 0 | 0.0057886 | 0 | -0.48414 | 0 | 0 | 0 | 0 | 0 | 0 | 0 | 0 | 0.61705 | 0.044241 | 0.00026332 | 0 | 1.822 | 0 | 3.8192 | 0 | 0.60064 | 26.7278 | 1.2254 | 3.0551 | 0.1796 | 0.050933 | -0.8129 | 0.73583 | 0.23426 | 3.7293 | -3.6862 | 19.245 | -1.297 | 0 | 0.23416 | 0 | 1.6728 | 0.31817
2025_07_25 Hr 10 | 0.77301 | 0.00060808 | 0 | 0.17325 | 0.17319 | 0.17323 | 0.17323 | 0.17252 | 0.17325 | 0 | 0 | 0.023943 | 0.42 | 0.048597 | 1.4981 | 1.4981 | 8.2366 | 0.88346 | 0.0061261 | 0.0036608 | 0.012521 | 0.087661 | 0 | 0.0011913 | 0.024329 | 1.2821 | 0.41102 | 7.0574 | 2.0585 | 1.003 | 0.5298 | 0.81115 | 0 | 0 | 0 | 0 | -46.6787 | 0.053997 | 0 | 0.0061986 | 0 | -0.51858 | 0 | 0 | 0 | 0 | 0 | 0 | 0 | 0 | 0.34119 | 0.044241 | 0.00026332 | 0 | 1.822 | 0 | 3.8192 | 0 | 0.63111 | 26.7278 | 1.2254 | 3.0551 | 0.1796 | 0.050933 | -0.77301 | 0.73583 | 0.23426 | 3.7293 | -2.102 | 19.1405 | -1.2916 | 0 | 0.23416 | 0 | 1.6728 | 0.32914
2025_07_25 Hr 11 | 0.82205 | 0.0010558 | 0 | 0.17325 | 0.17319 | 0.17323 | 0.17323 | 0.17252 | 0.17325 | 0 | 0 | 0.023943 | 0.66 | 0.082274 | 1.4981 | 1.4981 | 8.2366 | 0.88346 | 0.0061261 | 0.0036608 | 0.012521 | 0.087661 | 0 | 0.0011913 | 0.024329 | 1.2821 | 0.41102 | 7.0574 | 2.0585 | 1.003 | 0.5298 | 0.81115 | 0 | 0 | 0 | 0 | -44.3013 | 0.053997 | 0 | 0.006678 | 0 | -0.55886 | 0 | 0 | 0 | 0 | 0 | 0 | 0 | 0 | 0.41378 | 0.044241 | 0.00026332 | 0 | 1.822 | 0 | 3.8192 | 0 | 0.80956 | 26.7278 | 1.2254 | 3.0551 | 0.1796 | 0.050933 | -0.82205 | 0.73583 | 0.23426 | 3.7293 | 0.7667 | 19.7211 | -1.3809 | 0 | 0.23416 | 0 | 1.6728 | 0.33554
2025_07_25 Hr 12 | 0.78609 | 0.0013118 | 0 | 0.17325 | 0.17319 | 0.17323 | 0.17323 | 0.17252 | 0.17325 | 0 | 0 | 0.023943 | 0.93 | 0.11381 | 1.4981 | 1.4981 | 8.2366 | 0.88346 | 0.0061261 | 0.0036608 | 0.012521 | 0.087661 | 0 | 0.0011913 | 0.024329 | 1.2821 | 0.41102 | 7.0574 | 2.0585 | 1.003 | 0.5298 | 0.81115 | 0 | 0 | 0 | 0 | -39.6411 | 0.053997 | 0 | 0.0065556 | 0 | -0.54857 | 0 | 0 | 0 | 0 | 0 | 0 | 0 | 0 | 0.41378 | 0.044241 | 0.00026332 | 0 | 1.822 | 0 | 3.8192 | 0 | 1.2317 | 26.7278 | 1.2254 | 3.0551 | 0.1796 | 0.050933 | -0.78609 | 0.73583 | 0.23426 | 3.7293 | 6.1709 | 20.419 | -1.3347 | 0 | 0.23416 | 0 | 1.6728 | 0.34538
2025_07_25 Hr 13 | 0.7813 | 0.0014737 | 0 | 0.17325 | 0.17319 | 0.17323 | 0.17323 | 0.17252 | 0.17325 | 0 | 0 | 0.023943 | 1.14 | 0.13994 | 1.4981 | 1.4981 | 8.2366 | 0.88346 | 0.0061261 | 0.0036608 | 0.012521 | 0.087661 | 0 | 0.0011913 | 0.024329 | 1.2821 | 0.41102 | 7.0574 | 2.0585 | 1.003 | 0.5298 | 0.81115 | 0 | 0 | 0 | 0 | -39.6644 | 0.053997 | 0 | 0.0065763 | 0 | -0.55031 | 0 | 0 | 0 | 0 | 0 | 0 | 0 | 0 | 0.95824 | 0.044241 | 0.00026332 | 0 | 1.822 | 0 | 3.8192 | 0 | 1.1099 | 26.7278 | 1.2254 | 3.0551 | 0.1796 | 0.050933 | -0.7813 | 0.73583 | 0.23426 | 3.7293 | 6.8184 | 21.0866 | -1.3316 | 0 | 0.23416 | 0 | 1.6728 | 0.35898
2025_07_25 Hr 14 | 0.73865 | 0.0019432 | 0 | 0.17325 | 0.17319 | 0.17323 | 0.17323 | 0.17252 | 0.17325 | 0 | 0 | 0.023943 | 1.35 | 0.2162 | 1.4981 | 1.4981 | 8.2366 | 0.88346 | 0.0061261 | 0.0036608 | 0.012521 | 0.087661 | 0 | 0.0011913 | 0.024329 | 1.2821 | 0.41102 | 7.0574 | 2.0585 | 1.003 | 0.5298 | 0.81115 | 0 | 0 | 0 | 0 | -47.2292 | 0.053997 | 0 | 0.0085792 | 0 | -0.71855 | 0 | 0 | 0 | 0 | 0 | 0 | 0 | 0 | 1.0962 | 0.044241 | 0.00026332 | 0 | 1.822 | 0 | 3.8192 | 0 | 1.0489 | 26.7278 | 1.2254 | 3.0551 | 0.1796 | 0.050933 | -0.73865 | 0.73583 | 0.23426 | 3.7293 | -0.54402 | 21.4146 | -1.4572 | 0 | 0.23416 | 0 | 1.6728 | 0.36584
2025_07_25 Hr 15 | 0.75078 | 0.0019158 | 0 | 0.17325 | 0.17319 | 0.17323 | 0.17323 | 0.17252 | 0.17325 | 0 | 0 | 0.023943 | 1.47 | 0.25961 | 1.4981 | 1.4981 | 8.2366 | 0.88346 | 0.0061261 | 0.0036608 | 0.012521 | 0.087661 | 0 | 0.0011913 | 0.024329 | 1.2821 | 0.41102 | 7.0574 | 2.0585 | 1.003 | 0.5298 | 0.81115 | 0 | 0 | 0 | 0 | -53.2078 | 0.053997 | 0 | 0.0094608 | 0 | -0.79261 | 0 | 0 | 0 | 0 | 0 | 0 | 0 | 0 | 1.0236 | 0.044241 | 0.00026332 | 0 | 1.822 | 0 | 3.8192 | 0 | 1.1403 | 26.7278 | 1.2254 | 3.0551 | 0.1796 | 0.050933 | -0.75078 | 0.73583 | 0.23426 | 3.7293 | -6.4102 | 21.6133 | -1.5434 | 0 | 0.23416 | 0 | 1.6728 | 0.37019
2025_07_25 Hr 16 | 0.79604 | 0.0020822 | 0 | 0.17325 | 0.17319 | 0.17323 | 0.17323 | 0.17252 | 0.17325 | 0 | 0 | 0.023943 | 1.5 | 0.29898 | 1.4981 | 1.4981 | 8.2366 | 0.88346 | 0.0061261 | 0.0036608 | 0.012521 | 0.087661 | 0 | 0.0011913 | 0.024329 | 1.2821 | 0.41102 | 7.0574 | 2.0585 | 1.003 | 0.5298 | 0.81115 | 0 | 0 | 0 | 0 | -68.7522 | 0.053997 | 0 | 0.010678 | 0 | -0.89483 | 0 | 0 | 0 | 0 | 0 | 0 | 0 | 0 | 0.61705 | 0.044241 | 0.00026332 | 0 | 1.822 | 0 | 3.8192 | 0 | 1.0489 | 26.7278 | 1.2254 | 3.0551 | 0.1796 | 0.050933 | -0.79604 | 0.73583 | 0.23426 | 3.7293 | -22.478 | 21.2373 | -1.6909 | 0 | 0.23416 | 0 | 1.6728 | 0.37735
2025_07_25 Hr 17 | 0.78377 | 0.0019823 | 0 | 0.17325 | 0.17319 | 0.17323 | 0.17323 | 0.17252 | 0.17325 | 0 | 0 | 0.023943 | 1.56 | 0.3139 | 1.4981 | 1.4981 | 8.2366 | 0.88346 | 0.0061261 | 0.0036608 | 0.012521 | 0.087661 | 0 | 0.0011913 | 0.024329 | 1.2821 | 0.41102 | 7.0574 | 2.0585 | 1.003 | 0.5298 | 0.81115 | 0 | 0 | 0 | 0 | -71.9448 | 0.053997 | 0 | 0.010779 | 0 | -0.90337 | 0 | 0 | 0 | 0 | 0 | 0 | 0 | 0 | 0.61705 | 0.044241 | 0.00026332 | 0 | 1.822 | 0 | 3.8192 | 0 | 1.0489 | 26.7278 | 1.2254 | 3.0551 | 0.1796 | 0.050933 | -0.78377 | 0.73583 | 0.23426 | 3.7293 | -25.5954 | 21.3088 | -1.6871 | 0 | 0.23416 | 0 | 1.6728 | 0.38634
2025_07_25 Hr 18 | 0.76168 | 0.0013643 | 0 | 0.17325 | 0.17319 | 0.17323 | 0.17323 | 0.17252 | 0.17325 | 0 | 0 | 0.023943 | 1.26 | 0.24254 | 1.4981 | 1.4981 | 8.2366 | 0.88346 | 0.0061261 | 0.0036608 | 0.012521 | 0.087661 | 0 | 0.0011913 | 0.024329 | 1.2821 | 0.41102 | 7.0574 | 2.0585 | 1.003 | 0.5298 | 0.81115 | 0 | 0 | 0 | 0 | -69.8309 | 0.053997 | 0 | 0.010312 | 0 | -0.86413 | 0 | 0 | 0 | 0 | 0 | 0 | 0 | 0 | 0.82031 | 0.044241 | 0.00026332 | 0 | 1.822 | 0 | 3.8192 | 0 | 1.2622 | 26.7278 | 1.2254 | 3.0551 | 0.1796 | 0.050933 | -0.76168 | 0.73583 | 0.23426 | 3.7293 | -23.3982 | 21.3307 | -1.6258 | 0 | 0.23416 | 0 | 1.6728 | 0.38577
2025_07_25 Hr 19 | 0.61362 | 0.0006875 | 0 | 0.17325 | 0.17319 | 0.17323 | 0.17323 | 0.17252 | 0.17325 | 0 | 0 | 0.023943 | 0.78 | 0.14507 | 1.4981 | 1.4981 | 8.2366 | 0.88346 | 0.0061261 | 0.0036608 | 0.012521 | 0.087661 | 0 | 0.0011913 | 0.024329 | 1.2821 | 0.41102 | 7.0574 | 2.0585 | 1.003 | 0.5298 | 0.81115 | 0 | 0 | 0 | 0 | -67.2699 | 0.053997 | 0 | 0.0099638 | 0 | -0.83486 | 0 | 0 | 0 | 0 | 0 | 0 | 0 | 0 | 0.82031 | 0.044241 | 0.00026332 | 0 | 1.822 | 0 | 3.8192 | 0 | 0.96189 | 26.7278 | 1.2254 | 3.0551 | 0.1796 | 0.050933 | -0.61362 | 0.73583 | 0.23426 | 3.7293 | -21.6919 | 20.2987 | -1.4485 | 0 | 0.23416 | 0 | 1.6728 | 0.38029
2025_07_25 Hr 20 | 0.090669 | 0.00052634 | 0 | 0.17325 | 0.17319 | 0.17323 | 0.17323 | 0.17252 | 0.17325 | 0 | 0 | 0.023943 | 0.51 | 0.10002 | 1.4981 | 1.4981 | 8.2366 | 0.88346 | 0.0061261 | 0.0036608 | 0.012521 | 0.087661 | 0 | 0.0011913 | 0.024329 | 1.2821 | 0.41102 | 7.0574 | 2.0585 | 1.003 | 0.5298 | 0.81115 | 0 | 0 | 0 | 0 | -76.8463 | 0.053997 | 0 | 0.010506 | 0 | -0.88039 | 0 | 0 | 0 | 0 | 0 | 0 | 0 | 0 | 0.95824 | 0.044241 | 0.00026332 | 0 | 1.822 | 0 | 3.8192 | 0 | 0.60064 | 26.7278 | 1.2254 | 3.0551 | 0.1796 | 0.050933 | -0.090669 | 0.73583 | 0.23426 | 3.7293 | -31.8577 | 19.2319 | -0.97106 | 0 | 0.23416 | 0 | 1.6728 | 0.375
2025_07_25 Hr 21 | 0 | 0.0002142 | 0 | 0.17325 | 0.17319 | 0.17323 | 0.17323 | 0.17252 | 0.17325 | 0 | 0 | 0.023943 | 0.3 | 0.045959 | 1.4981 | 1.4981 | 8.2366 | 0.88346 | 0.0061261 | 0.0036608 | 0.012521 | 0.087661 | 0 | 0.0011913 | 0.024329 | 1.2821 | 0.41102 | 7.0574 | 2.0585 | 1.003 | 0.5298 | 0.81115 | 0 | 0 | 0 | 0 | -61.1539 | 0.053997 | 0 | 0.0082069 | 0 | -0.68728 | 0 | 0 | 0 | 0 | 0 | 0 | 0 | 0 | 1.0236 | 0.044241 | 0.00026332 | 0 | 1.822 | 0 | 3.8192 | 0 | 0.42219 | 26.7278 | 1.2254 | 3.0551 | 0.1796 | 0.050933 | 0 | 0.73583 | 0.23426 | 3.7293 | -16.3642 | 18.7492 | -0.68728 | 0 | 0.23416 | 0 | 1.6728 | 0.36041
2025_07_25 Hr 22 | 0 | 3.0672e-05 | 0 | 0.17325 | 0.17319 | 0.17323 | 0.17323 | 0.17252 | 0.17325 | 0 | 0 | 0.023943 | 0.03 | 0.0044042 | 1.4981 | 1.4981 | 8.2366 | 0.88346 | 0.0061261 | 0.0036608 | 0.012521 | 0.087661 | 0 | 0.0011913 | 0.024329 | 1.2821 | 0.41102 | 7.0574 | 2.0585 | 1.003 | 0.5298 | 0.81115 | 0 | 0 | 0 | 0 | -65.1759 | 0.053997 | 0 | 0.0078647 | 0 | -0.65853 | 0 | 0 | 0 | 0 | 0 | 0 | 0 | 0 | 0.8929 | 0.044241 | 0.00026332 | 0 | 1.822 | 0 | 3.8192 | 0 | 0.33079 | 26.7278 | 1.2254 | 3.0551 | 0.1796 | 0.050933 | 0 | 0.73583 | 0.23426 | 3.7293 | -20.9022 | 18.2044 | -0.65853 | 0 | 0.23416 | 0 | 1.6728 | 0.34947
2025_07_25 Hr 23 | 0 | 0 | 0 | 0.17325 | 0.17319 | 0.17323 | 0.17323 | 0.17252 | 0.17325 | 0 | 0 | 0.023943 | 0.03 | 0.0033391 | 1.4981 | 1.4981 | 8.6079 | 0.75028 | 0.0061261 | 0.0036608 | 0.012521 | 0.087661 | 0 | 0.0011913 | 0.024329 | 1.2821 | 0.41102 | 7.7411 | 2.0585 | 1.003 | 0.55068 | 0.81115 | 0 | 0 | 0 | 0 | -61.9696 | 0.053997 | 0 | 0.0059627 | 0 | -0.49876 | 0 | 0 | 0 | 0 | 0 | 0 | 0 | 0 | 1.2994 | 0.044241 | 0.00026332 | 0 | 1.822 | 0 | 3.6931 | 0 | 0.77909 | 27.5235 | 1.2254 | 3.0551 | 0.1796 | 0.050933 | 0 | 0.73583 | 0.23426 | 3.7293 | -15.8847 | 19.0601 | -0.49876 | 0 | 0.23416 | 0 | 1.6728 | 0.33055
2025_07_25 Hr 24 | 0 | 0 | 0 | 0.17325 | 0.17319 | 0.17323 | 0.17323 | 0.17252 | 0.17325 | 0 | 0 | 0.023943 | 0.09 | 0.0088257 | 1.4981 | 1.4981 | 8.6175 | 0.75028 | 0.0061261 | 0.0036608 | 0.012521 | 0.087661 | 0 | 0.0011913 | 0.024329 | 1.2821 | 0 | 7.7469 | 2.0585 | 0 | 0.55118 | 0.81115 | 0 | 0 | 0 | 0 | -57.482 | 0.053997 | 0 | 0.0052534 | 0 | -0.43918 | 0 | 0 | 0 | 0 | 0 | 0 | 0 | 0 | 1.0962 | 0.044241 | 0.00026332 | 0 | 1.822 | 0 | 3.9552 | 0 | 1.3188 | 26.3869 | 1.2254 | 3.0551 | 0.1796 | 0.050933 | 0 | 0.73583 | 0.23426 | 3.7293 | -12.0908 | 19.4435 | -0.43918 | 0 | 0.23416 | 0 | 1.6728 | 0.3115
2025_07_26 Hr 01 | 0 | 0 | 0 | 0.17894 | 0.17888 | 0.17892 | 0 | 0.17818 | 0 | 0 | 0 | 0.023943 | 0.36 | 0.034989 | 1.4981 | 1.4981 | 8.9003 | 0.7749 | 0.0061261 | 0.0036608 | 0.012521 | 0.087661 | 0 | 0.0011913 | 0.024329 | 1.2821 | 0 | 8.0013 | 2.0585 | 0 | 0.55118 | 0.81115 | 0 | 0 | 0 | 0 | -49.3965 | 0.053997 | 0 | 0.012496 | 0 | -0.43526 | 0 | 0 | 0 | 0 | 0 | 0 | 0 | 0 | 0.75498 | 0.044241 | 0.00026332 | 0 | 1.822 | 0 | 0 | 0 | 1.0489 | 22.6699 | 1.2254 | 3.0551 | 0.1796 | 0.050933 | 0 | 0.73583 | 0.23426 | 3.7293 | -8.0516 | 19.1103 | -0.43526 | 0 | 0.23416 | 0 | 1.6728 | 0.29316
2025_07_26 Hr 02 | 0 | 0 | 0 | 0 | 0 | 0.17892 | 0 | 0.17818 | 0 | 0 | 0 | 0.023943 | 1.05 | 0.1035 | 1.4981 | 1.4981 | 8.9003 | 0.7749 | 0.0061261 | 0.0036608 | 0.012521 | 0.087661 | 0 | 0.0011913 | 0.024329 | 1.2821 | 0 | 8.0013 | 2.0585 | 0 | 0.55118 | 0.81115 | 0 | 0 | 0 | 0 | -54.3095 | 0.053997 | 0 | 0.014785 | 0 | -0.44146 | 0 | 0 | 0 | 0 | 0 | 0 | 0 | 0 | 0.61705 | 0.044241 | 0.00026332 | 0 | 1.822 | 0 | 0 | 0 | 0.96189 | 22.312 | 1.2254 | 3.0551 | 0.1796 | 0.050933 | 0 | 0.73583 | 0.23426 | 3.7293 | -12.8041 | 19.6348 | -0.44146 | 0 | 0.23416 | 0 | 1.6728 | 0.28411
2025_07_26 Hr 03 | 0 | 0 | 0 | 0 | 0 | 0.17892 | 0 | 0.17818 | 0 | 0 | 0 | 0.023943 | 0.78 | 0.077548 | 1.4981 | 1.4981 | 8.9003 | 0.71033 | 0.0061261 | 0.0036608 | 0.012521 | 0.087661 | 0 | 0.0011913 | 0.024329 | 1.2805 | 0 | 8.0013 | 2.0585 | 0 | 0.55118 | 0.81115 | 0 | 0 | 0 | 0 | -57.2034 | 0.053997 | 0 | 0.014913 | 0 | -0.44529 | 0 | 0 | 0 | 0 | 0 | 0 | 0 | 0 | 0.68238 | 0.044241 | 0.00026332 | 0 | 1.822 | 0 | 0 | 0 | 0.96189 | 22.2458 | 1.2254 | 3.0551 | 0.1796 | 0.050933 | 0 | 0.73583 | 0.23426 | 3.7293 | -16.0014 | 19.4015 | -0.44529 | 0 | 0.23416 | 0 | 1.6728 | 0.28145
2025_07_26 Hr 04 | 0 | 0 | 0 | 0 | 0 | 0.17892 | 0 | 0.17818 | 0 | 0 | 0 | 0.023943 | 0.45 | 0.04491 | 1.4981 | 1.4981 | 8.9003 | 0 | 0.0061261 | 0.0036608 | 0.012521 | 0.087661 | 0 | 0.0011913 | 0.024329 | 1.2821 | 0 | 8.0013 | 2.0585 | 0 | 0.55118 | 0.81115 | 0 | 0 | 0 | 0 | -55.9855 | 0.053997 | 0 | 0.01497 | 0 | -0.447 | 0 | 0 | 0 | 0 | 0 | 0 | 0 | 0 | 1.0962 | 0.044241 | 0.00026332 | 0 | 1.822 | 0 | 0 | 0 | 0.69204 | 21.5371 | 1.2254 | 3.0551 | 0.1796 | 0.050933 | 0 | 0.73583 | 0.23426 | 3.7293 | -15.716 | 19.1793 | -0.447 | 0 | 0.23416 | 0 | 1.6728 | 0.27795
2025_07_26 Hr 05 | 0 | 0 | 0 | 0 | 0 | 0.17892 | 0.17892 | 0.17818 | 0.17894 | 0 | 0 | 0.023943 | 0.33 | 0.03399 | 1.4981 | 1.4981 | 8.9003 | 0 | 0.0061261 | 0.0036608 | 0.012521 | 0.087661 | 0 | 0.0011913 | 0.024329 | 1.2821 | 0.40539 | 8.0013 | 2.0585 | 0 | 0.55118 | 0.81115 | 0 | 0 | 0 | 0 | -59.6128 | 0.053997 | 0 | 0.013243 | 0 | -0.46141 | 0 | 0 | 0 | 0 | 0 | 0 | 0 | 0 | 1.4374 | 0.044241 | 0.00026332 | 0 | 1.822 | 0 | 0 | 0 | 0.50924 | 22.0011 | 1.2254 | 3.0551 | 0.1796 | 0.050933 | 0 | 0.73583 | 0.23426 | 3.7293 | -18.8687 | 19.2044 | -0.46141 | 0 | 0.23416 | 0 | 1.6728 | 0.27556
2025_07_26 Hr 06 | 0 | 0 | 0 | 0.17894 | 0.17888 | 0.17892 | 0.17892 | 0.17818 | 0.17894 | 0 | 0 | 0.023943 | 0.39 | 0.037207 | 1.4981 | 1.4981 | 8.9003 | 0 | 0.0061261 | 0.0036608 | 0.012521 | 0.087661 | 0 | 0.0011913 | 0.024329 | 1.2821 | 0.42435 | 8.0013 | 2.0585 | 0 | 0.55118 | 0.81115 | 0 | 0 | 0 | 0 | -60.1799 | 0.053997 | 0 | 0.010222 | 0 | -0.42722 | 0 | 0 | 0 | 0 | 0 | 0 | 0 | 0 | 1.9165 | 0.044241 | 0.00026332 | 0 | 1.822 | 0 | 0 | 0 | 0.69204 | 22.6772 | 1.2254 | 3.0551 | 0.1796 | 0.050933 | 0 | 0.73583 | 0.23426 | 3.7293 | -17.9971 | 19.9329 | -0.42722 | 0 | 0.23416 | 0 | 1.6728 | 0.27893
2025_07_26 Hr 07 | 0.34575 | 1.1079e-05 | 0 | 0.17894 | 0.17888 | 0.17892 | 0.17892 | 0.17818 | 0.17894 | 0 | 0 | 0.023943 | 0.99 | 0.11375 | 1.4981 | 1.4981 | 8.5069 | 0.91246 | 0.0061261 | 0.0036608 | 0.012521 | 0.087661 | 0 | 0.0011913 | 0.024329 | 1.2821 | 0.42435 | 7.2891 | 2.0585 | 0 | 0.5298 | 0.81115 | 0 | 0 | 0 | 0 | -74.6613 | 0.053997 | 0 | 0.01231 | 0 | -0.51493 | 0 | 0 | 0 | 0 | 0 | 0 | 0 | 0 | 1.8511 | 0.044241 | 0.00026332 | 0 | 1.822 | 0 | 0 | 0 | 0.96189 | 22.4841 | 1.2254 | 3.0551 | 0.1796 | 0.050933 | -0.34575 | 0.73583 | 0.23426 | 3.7293 | -31.8912 | 21.1467 | -0.86068 | 0 | 0.23416 | 0 | 1.6728 | 0.28729
2025_07_26 Hr 08 | 0.69898 | 4.9759e-05 | 0 | 0.17894 | 0.17888 | 0.17892 | 0.17892 | 0.17818 | 0.17894 | 0 | 0 | 0.023943 | 0.54 | 0.064303 | 1.4981 | 1.4981 | 8.5069 | 0.91246 | 0.0061261 | 0.0036608 | 0.012521 | 0.087661 | 0 | 0.0011913 | 0.024329 | 1.2821 | 0.42435 | 7.2891 | 2.0585 | 0 | 0.5298 | 0.81115 | 0 | 0 | 0 | 0 | -69.3877 | 0.053997 | 0 | 0.012759 | 0 | -0.53376 | 0 | 0 | 0 | 0 | 0 | 0 | 0 | 0 | 1.372 | 0.044241 | 0.00026332 | 0 | 1.822 | 0 | 0 | 0 | 0.50924 | 22.4841 | 1.2254 | 3.0551 | 0.1796 | 0.050933 | -0.69898 | 0.73583 | 0.23426 | 3.7293 | -28.0595 | 20.077 | -1.2327 | 0 | 0.23416 | 0 | 1.6728 | 0.29551
2025_07_26 Hr 09 | 0.80454 | 0.00030072 | 0 | 0.17894 | 0.17888 | 0.17892 | 0.17892 | 0.17818 | 0.17894 | 0 | 0 | 0.023943 | 0.27 | 0.03533 | 1.4981 | 1.4981 | 8.5069 | 0.91246 | 0.0061261 | 0.0036608 | 0.012521 | 0.087661 | 0 | 0.0011913 | 0.024329 | 1.2821 | 0.42435 | 7.2891 | 2.0585 | 0 | 0.5298 | 0.81115 | 0 | 0 | 0 | 0 | -77.9525 | 0.053997 | 0 | 0.0070099 | 0 | -0.58673 | 0 | 0 | 0 | 0 | 0 | 0 | 0 | 0 | 1.4374 | 0.044241 | 0.00026332 | 0 | 1.822 | 0 | 5.0119 | 0 | 0.091402 | 26.2076 | 1.2254 | 3.0551 | 0.1796 | 0.050933 | -0.80454 | 0.73583 | 0.23426 | 3.7293 | -33.5929 | 19.5433 | -1.3913 | 0 | 0.23416 | 0 | 1.6728 | 0.3075
2025_07_26 Hr 10 | 0.78071 | 0.00089179 | 0 | 0.17894 | 0.17888 | 0.17892 | 0.17892 | 0.17818 | 0.17894 | 0 | 0 | 0.023943 | 0.12 | 0.018243 | 1.4981 | 1.4981 | 8.5069 | 0.91246 | 0.0061261 | 0.0036608 | 0.012521 | 0.087661 | 0 | 0.0011913 | 0.024329 | 1.2821 | 0.42435 | 7.2891 | 2.0585 | 1.036 | 0.5298 | 0.81115 | 0 | 0 | 0 | 0 | -87.6358 | 0.053997 | 0 | 0.0081442 | 0 | -0.68201 | 0 | 0 | 0 | 0 | 0 | 0 | 0 | 0 | 1.5753 | 0.044241 | 0.00026332 | 0 | 1.822 | 0 | 3.9447 | 0 | 0.060934 | 27.4647 | 1.2254 | 3.0551 | 0.1796 | 0.050933 | -0.78071 | 0.73583 | 0.23426 | 3.7293 | -42.1599 | 19.4739 | -1.4627 | 0 | 0.23416 | 0 | 1.6728 | 0.32103
2025_07_26 Hr 11 | 0.82205 | 0.0013795 | 0 | 0.17894 | 0.17888 | 0.17892 | 0.17892 | 0.17818 | 0.17894 | 0 | 0 | 0.023943 | 0.03 | 0.0046147 | 1.4981 | 1.4981 | 8.5069 | 0.91246 | 0.0061261 | 0.0036608 | 0.012521 | 0.087661 | 0 | 0.0011913 | 0.024329 | 1.2821 | 0.42435 | 7.2891 | 2.0585 | 1.036 | 0.5298 | 0.81115 | 0 | 0 | 0 | 0 | -78.4947 | 0.053997 | 0 | 0.0082405 | 0 | -0.6901 | 0 | 0 | 0 | 0 | 0 | 0 | 0 | 0 | 1.51 | 0.044241 | 0.00026332 | 0 | 1.822 | 0 | 3.9447 | 0 | 0.060934 | 27.4647 | 1.2254 | 3.0551 | 0.1796 | 0.050933 | -0.82205 | 0.73583 | 0.23426 | 3.7293 | -33.1865 | 19.3557 | -1.5122 | 0 | 0.23416 | 0 | 1.6728 | 0.32993
2025_07_26 Hr 12 | 0.78609 | 0.0018617 | 0 | 0.17894 | 0.17888 | 0.17892 | 0.17892 | 0.17818 | 0.17894 | 0 | 0 | 0.023943 | 0 | 0 | 1.4981 | 1.4981 | 8.5069 | 0.91246 | 0.0061261 | 0.0036608 | 0.012521 | 0.087661 | 0 | 0.0011913 | 0.024329 | 1.2821 | 0.42435 | 7.2891 | 2.0585 | 1.036 | 0.5298 | 0.81115 | 0 | 0 | 0 | 0 | -72.1188 | 0.053997 | 0 | 0.0089936 | 0 | -0.75336 | 0 | 0 | 0 | 0 | 0 | 0 | 0 | 0 | 1.1615 | 0.044241 | 0.00026332 | 0 | 1.822 | 0 | 3.9447 | 0 | 0.20892 | 27.4647 | 1.2254 | 3.0551 | 0.1796 | 0.050933 | -0.78609 | 0.73583 | 0.23426 | 3.7293 | -27.1042 | 19.0893 | -1.5395 | 0 | 0.23416 | 0 | 1.6728 | 0.33412
2025_07_26 Hr 13 | 0.7813 | 0.0020841 | 0 | 0.17894 | 0.17888 | 0.17892 | 0.17892 | 0.17818 | 0.17894 | 0 | 0 | 0.023943 | 0 | 0 | 1.4981 | 1.4981 | 8.5069 | 0.91246 | 0.0061261 | 0.0036608 | 0.012521 | 0.087661 | 0 | 0.0011913 | 0.024329 | 1.2821 | 0.42435 | 7.2891 | 2.0585 | 1.036 | 0.5298 | 0.81115 | 0 | 0 | 0 | 0 | -63.3937 | 0.053997 | 0 | 0.009189 | 0 | -0.76978 | 0 | 0 | 0 | 0 | 0 | 0 | 0 | 0 | 0.8929 | 0.044241 | 0.00026332 | 0 | 1.822 | 0 | 3.9447 | 0 | 0.20892 | 27.4647 | 1.2254 | 3.0551 | 0.1796 | 0.050933 | -0.7813 | 0.73583 | 0.23426 | 3.7293 | -18.6581 | 18.822 | -1.5511 | 0 | 0.23416 | 0 | 1.6728 | 0.33996
2025_07_26 Hr 14 | 0.74591 | 0.0022268 | 0 | 0.17894 | 0.17888 | 0.17892 | 0.17892 | 0.17818 | 0.17894 | 0 | 0 | 0.023943 | 0.03 | 0.0055349 | 1.4981 | 1.4981 | 8.5069 | 0.91246 | 0.0061261 | 0.0036608 | 0.012521 | 0.087661 | 0 | 0.0011913 | 0.024329 | 1.2821 | 0.42435 | 7.2891 | 2.0585 | 1.036 | 0.5298 | 0.81115 | 0 | 0 | 0 | 0 | -57.5203 | 0.053997 | 0 | 0.0098838 | 0 | -0.82814 | 0 | 0 | 0 | 0 | 0 | 0 | 0 | 0 | 0.75498 | 0.044241 | 0.00026332 | 0 | 1.822 | 0 | 3.9447 | 0 | 0.14798 | 27.4647 | 1.2254 | 3.0551 | 0.1796 | 0.050933 | -0.74591 | 0.73583 | 0.23426 | 3.7293 | -13.0033 | 18.6264 | -1.5741 | 0 | 0.23416 | 0 | 1.6728 | 0.34289
2025_07_26 Hr 15 | 0.73567 | 0.0020853 | 0 | 0.17894 | 0.17888 | 0.17892 | 0.17892 | 0.17818 | 0.17894 | 0 | 0 | 0.023943 | 0.06 | 0.011832 | 1.4981 | 1.4981 | 8.5069 | 0.91246 | 0.0061261 | 0.0036608 | 0.012521 | 0.087661 | 0 | 0.0011913 | 0.024329 | 1.2821 | 0.42435 | 7.2891 | 2.0585 | 1.036 | 0.5298 | 0.81115 | 0 | 0 | 0 | 0 | -52.2005 | 0.053997 | 0 | 0.010564 | 0 | -0.88527 | 0 | 0 | 0 | 0 | 0 | 0 | 0 | 0 | 0.8929 | 0.044241 | 0.00026332 | 0 | 1.822 | 0 | 3.9447 | 0 | 0.17845 | 27.4647 | 1.2254 | 3.0551 | 0.1796 | 0.050933 | -0.73567 | 0.73583 | 0.23426 | 3.7293 | -7.534 | 18.8228 | -1.6209 | 0 | 0.23416 | 0 | 1.6728 | 0.34498
2025_07_26 Hr 16 | 0.80483 | 0.0021951 | 0 | 0.17894 | 0.17888 | 0.17892 | 0.17892 | 0.17818 | 0.17894 | 0 | 0 | 0.023943 | 0.06 | 0.01225 | 1.4981 | 1.4981 | 8.5069 | 0.91246 | 0.0061261 | 0.0036608 | 0.012521 | 0.087661 | 0 | 0.0011913 | 0.024329 | 1.2821 | 0.42435 | 7.2891 | 2.0585 | 1.036 | 0.5298 | 0.81115 | 0 | 0 | 0 | 0 | -47.6844 | 0.053997 | 0 | 0.010937 | 0 | -0.91664 | 0 | 0 | 0 | 0 | 0 | 0 | 0 | 0 | 1.0236 | 0.044241 | 0.00026332 | 0 | 1.822 | 0 | 3.9447 | 0 | 0.23939 | 27.4647 | 1.2254 | 3.0551 | 0.1796 | 0.050933 | -0.80483 | 0.73583 | 0.23426 | 3.7293 | -2.8533 | 19.0879 | -1.7215 | 0 | 0.23416 | 0 | 1.6728 | 0.34886
2025_07_26 Hr 17 | 0.7688 | 0.0020022 | 0 | 0.17894 | 0.17888 | 0.17892 | 0.17892 | 0.17818 | 0.17894 | 0 | 0 | 0.023943 | 0.09 | 0.018114 | 1.4981 | 1.4981 | 8.5069 | 0.91246 | 0.0061261 | 0.0036608 | 0.012521 | 0.087661 | 0 | 0.0011913 | 0.024329 | 1.2821 | 0.42435 | 7.2891 | 2.0585 | 1.036 | 0.5298 | 0.81115 | 0 | 0 | 0 | 0 | -48.4244 | 0.053997 | 0 | 0.010782 | 0 | -0.9036 | 0 | 0 | 0 | 0 | 0 | 0 | 0 | 0 | 1.0236 | 0.044241 | 0.00026332 | 0 | 1.822 | 0 | 3.9447 | 0 | 0.20892 | 27.4647 | 1.2254 | 3.0551 | 0.1796 | 0.050933 | -0.7688 | 0.73583 | 0.23426 | 3.7293 | -3.5712 | 19.0609 | -1.6724 | 0 | 0.23416 | 0 | 1.6728 | 0.35265
2025_07_26 Hr 18 | 0.76168 | 0.0059768 | 0 | 0.17894 | 0.17888 | 0.17892 | 0.17892 | 0.17818 | 0.17894 | 0 | 0 | 0.023943 | 0.12 | 0.081139 | 1.4981 | 1.4981 | 8.5069 | 0.91246 | 0.0061261 | 0.0036608 | 0.012521 | 0.087661 | 0 | 0.0011913 | 0.024329 | 1.2821 | 0.42435 | 7.2891 | 2.0585 | 1.036 | 0.5298 | 0.81115 | 0 | 0 | 0 | 0 | -156.7183 | 0.053997 | 0 | 0.036223 | 0 | -3.0406 | 0 | 0 | 0 | 0 | 0 | 0 | 0 | 0 | 1.1615 | 0.044241 | 0.00026332 | 0 | 1.822 | 0 | 3.9447 | 0 | 0.14798 | 27.4647 | 1.2254 | 3.0551 | 0.1796 | 0.050933 | -0.76168 | 0.73583 | 0.23426 | 3.7293 | -113.8262 | 19.2297 | -3.8023 | 0 | 0.23416 | 0 | 1.6728 | 0.35458
2025_07_26 Hr 19 | 0.59153 | 0.0011945 | 0 | 0.17894 | 0.17888 | 0.17892 | 0.17892 | 0.17818 | 0.17894 | 0 | 0 | 0.023943 | 0.15 | 0.028152 | 1.4981 | 1.4981 | 8.5069 | 0.91246 | 0.0061261 | 0.0036608 | 0.012521 | 0.087661 | 0 | 0.0011913 | 0.024329 | 1.2821 | 0.42435 | 7.2891 | 2.0585 | 1.036 | 0.5298 | 0.81115 | 0 | 0 | 0 | 0 | -49.5145 | 0.053997 | 0 | 0.010054 | 0 | -0.84246 | 0 | 0 | 0 | 0 | 0 | 0 | 0 | 0 | 1.372 | 0.044241 | 0.00026332 | 0 | 1.822 | 0 | 3.9447 | 0 | 0.33079 | 27.4647 | 1.2254 | 3.0551 | 0.1796 | 0.050933 | -0.59153 | 0.73583 | 0.23426 | 3.7293 | -4.0602 | 19.4236 | -1.434 | 0 | 0.23416 | 0 | 1.6728 | 0.35307
2025_07_26 Hr 20 | 0.11363 | 0.00049349 | 0 | 0.17894 | 0.17888 | 0.17892 | 0.17892 | 0.17818 | 0.17894 | 0 | 0 | 0.023943 | 0.48 | 0.078398 | 1.4981 | 1.4981 | 8.5069 | 0.91246 | 0.0061261 | 0.0036608 | 0.012521 | 0.087661 | 0 | 0.0011913 | 0.024329 | 1.2821 | 0.42435 | 7.2891 | 2.0585 | 1.036 | 0.5298 | 0.81115 | 0 | 0 | 0 | 0 | -52.4516 | 0.053997 | 0 | 0.0087498 | 0 | -0.73288 | 0 | 0 | 0 | 0 | 0 | 0 | 0 | 0 | 1.4374 | 0.044241 | 0.00026332 | 0 | 1.822 | 0 | 3.9447 | 0 | 0.26985 | 27.4647 | 1.2254 | 3.0551 | 0.1796 | 0.050933 | -0.11363 | 0.73583 | 0.23426 | 3.7293 | -6.5129 | 19.3206 | -0.84651 | 0 | 0.23416 | 0 | 1.6728 | 0.34401
2025_07_26 Hr 21 | 0 | 8.095e-05 | 0 | 0.17894 | 0.17888 | 0.17892 | 0.17892 | 0.17818 | 0.17894 | 0 | 0 | 0.023943 | 1.14 | 0.14355 | 1.4981 | 1.4981 | 8.4881 | 0.83642 | 0.0061261 | 0.0036608 | 0.012521 | 0.087661 | 0 | 0.0011913 | 0.024329 | 1.2805 | 0.42435 | 7.2774 | 2.0585 | 0.94963 | 0.52856 | 0.81115 | 0 | 0 | 0 | 0 | -48.9043 | 0.053997 | 0 | 0.0067458 | 0 | -0.56455 | 0 | 0 | 0 | 0 | 0 | 0 | 0 | 0 | 1.6406 | 0.044241 | 0.00026332 | 0 | 1.822 | 0 | 3.9159 | 0 | 0.26985 | 27.2413 | 1.2254 | 3.0551 | 0.1796 | 0.050933 | 0 | 0.73583 | 0.23426 | 3.7293 | -2.1087 | 20.1188 | -0.56455 | 0 | 0.23416 | 0 | 1.6728 | 0.3291
2025_07_26 Hr 22 | 0 | 1.8646e-05 | 0 | 0.17894 | 0.17888 | 0.17892 | 0.17892 | 0.17818 | 0.17894 | 0 | 0 | 0.023943 | 1.74 | 0.20187 | 1.4981 | 1.4981 | 8.5069 | 0.91246 | 0.0061261 | 0.0036608 | 0.012521 | 0.087661 | 0 | 0.0011913 | 0.024329 | 1.2821 | 0.42435 | 7.2891 | 2.0585 | 1.036 | 0.5298 | 0.81115 | 0 | 0 | 0 | 0 | -57.824 | 0.053997 | 0 | 0.0062152 | 0 | -0.51998 | 0 | 0 | 0 | 0 | 0 | 0 | 0 | 0 | 1.6406 | 0.044241 | 0.00026332 | 0 | 1.822 | 0 | 3.9159 | 0 | 0.17845 | 27.4359 | 1.2254 | 3.0551 | 0.1796 | 0.050933 | 0 | 0.73583 | 0.23426 | 3.7293 | -10.2246 | 20.6834 | -0.51998 | 0 | 0.23416 | 0 | 1.6728 | 0.32563
2025_07_26 Hr 23 | 0 | 0 | 0 | 0.17894 | 0.17888 | 0.17892 | 0.17892 | 0.17818 | 0.17894 | 0 | 0 | 0.023943 | 2.04 | 0.1841 | 1.4965 | 1.4965 | 8.8312 | 0.71033 | 0.0061261 | 0.0036608 | 0.012521 | 0.087661 | 0 | 0.0011913 | 0.024329 | 1.2771 | 0.42435 | 7.9799 | 2.0585 | 0 | 0.5494 | 0.81115 | 0 | 0 | 0 | 0 | -49.697 | 0.053997 | 0 | 0.0048346 | 0 | -0.404 | 0 | 0 | 0 | 0 | 0 | 0 | 0 | 0 | 1.51 | 0.044241 | 0.00026332 | 0 | 1.822 | 0 | 3.8984 | 0 | 0.26985 | 27.1872 | 1.2254 | 3.0551 | 0.1796 | 0.050933 | 0 | 0.73583 | 0.23426 | 3.7293 | -1.9841 | 20.9297 | -0.404 | 0 | 0.23416 | 0 | 1.6728 | 0.30934
2025_07_26 Hr 24 | 0 | 0 | 0 | 0.17894 | 0.17888 | 0.17892 | 0.17892 | 0.17818 | 0.17894 | 0 | 0 | 0.023943 | 2.19 | 0.20279 | 1.4981 | 1.4981 | 8.9003 | 0.7749 | 0.0061261 | 0.0036608 | 0.012521 | 0.087661 | 0 | 0.0011913 | 0.024329 | 1.2821 | 0 | 8.0013 | 2.0585 | 0 | 0.55118 | 0.81115 | 0 | 0 | 0 | 0 | -57.7147 | 0.053997 | 0 | 0.0049607 | 0 | -0.4146 | 0 | 0 | 0 | 0 | 0 | 0 | 0 | 0 | 1.7132 | 0.044241 | 0.00026332 | 0 | 1.822 | 0 | 4.0824 | 0 | 0.30032 | 27.1102 | 1.2254 | 3.0551 | 0.1796 | 0.050933 | 0 | 0.73583 | 0.23426 | 3.7293 | -9.6991 | 21.3201 | -0.4146 | 0 | 0.23416 | 0 | 1.6728 | 0.29553
2025_07_27 Hr 01 | 0 | 0 | 0 | 0.17894 | 0.17888 | 0.17892 | 0.17892 | 0.17818 | 0.17894 | 0 | 0 | 0.023943 | 2.4 | 0.21569 | 1.4981 | 1.4981 | 8.9003 | 0.7749 | 0.0061261 | 0.0036608 | 0.012521 | 0.087661 | 0 | 0.0011913 | 0.024329 | 1.2821 | 0 | 8.0013 | 2.0585 | 0 | 0.55118 | 0.81115 | 0 | 0 | 0 | 0 | -59.881 | 0.053997 | 0 | 0.0048145 | 0 | -0.40231 | 0 | 0 | 0 | 0 | 0 | 0 | 0 | 0 | 1.5753 | 0.044241 | 0.00026332 | 0 | 1.822 | 0 | 4.0851 | 0 | 0.20892 | 27.1128 | 1.2254 | 3.0551 | 0.1796 | 0.050933 | 0 | 0.73583 | 0.23426 | 3.7293 | -11.8703 | 21.3003 | -0.40231 | 0 | 0.23416 | 0 | 1.6728 | 0.2822
2025_07_27 Hr 02 | 0 | 0 | 0 | 0.17894 | 0.17888 | 0.17892 | 0.17892 | 0.17818 | 0.17894 | 0 | 0 | 0.023943 | 2.49 | 0.2192 | 1.4981 | 1.4981 | 8.9003 | 0 | 0.0061261 | 0.0036608 | 0.012521 | 0.087661 | 0 | 0.0011913 | 0.024329 | 1.2821 | 0 | 8.0013 | 2.0585 | 0 | 0.55118 | 0.81115 | 0 | 0 | 0 | 0 | -60.1535 | 0.053997 | 0 | 0.0047161 | 0 | -0.39405 | 0 | 0 | 0 | 0 | 0 | 0 | 0 | 0 | 1.7132 | 0.044241 | 0.00026332 | 0 | 1.822 | 0 | 4.0851 | 0 | 0.12187 | 26.3379 | 1.2254 | 3.0551 | 0.1796 | 0.050933 | 0 | 0.73583 | 0.23426 | 3.7293 | -12.7696 | 21.4401 | -0.39405 | 0 | 0.23416 | 0 | 1.6728 | 0.27764
2025_07_27 Hr 03 | 0 | 0 | 0 | 0.17894 | 0.17888 | 0.17892 | 0.17892 | 0.17818 | 0.17894 | 0 | 0 | 0.023943 | 2.52 | 0.22462 | 1.4981 | 1.4981 | 8.8806 | 0 | 0.0061261 | 0.0036608 | 0.012521 | 0.087661 | 0 | 0.0011913 | 0.024329 | 1.2771 | 0 | 8.0013 | 2.0585 | 0 | 0.55118 | 0.81115 | 0 | 0 | 0 | 0 | -63.1368 | 0.053997 | 0 | 0.004775 | 0 | -0.399 | 0 | 0 | 0 | 0 | 0 | 0 | 0 | 0 | 1.5753 | 0.044241 | 0.00026332 | 0 | 1.822 | 0 | 3.9957 | 0 | 0.20892 | 26.2237 | 1.2254 | 3.0551 | 0.1796 | 0.050933 | 0 | 0.73583 | 0.23426 | 3.7293 | -15.8933 | 21.4187 | -0.399 | 0 | 0.23416 | 0 | 1.6728 | 0.2717
2025_07_27 Hr 04 | 0 | 0 | 0 | 0.17894 | 0.17888 | 0.17892 | 0.17892 | 0.17818 | 0.17894 | 0 | 0 | 0.023943 | 2.19 | 0.18698 | 1.4981 | 1.4981 | 8.9003 | 0 | 0.0061261 | 0.0036608 | 0.012521 | 0.087661 | 0 | 0.0011913 | 0.024329 | 1.2821 | 0.57399 | 8.0013 | 2.0585 | 0 | 0.55118 | 0.81115 | 0 | 0 | 0 | 0 | -62.158 | 0.053997 | 0 | 0.0045738 | 0 | -0.3821 | 0 | 0 | 0 | 0 | 0 | 0 | 0 | 0 | 1.9165 | 0.044241 | 0.00026332 | 0 | 1.822 | 0 | 4.0851 | 0 | 0.091402 | 26.7622 | 1.2254 | 3.0551 | 0.1796 | 0.050933 | 0 | 0.73583 | 0.23426 | 3.7293 | -14.5074 | 21.2705 | -0.3821 | 0 | 0.23416 | 0 | 1.6728 | 0.26741
2025_07_27 Hr 05 | 0 | 0 | 0 | 0.17894 | 0.17888 | 0.17892 | 0.17892 | 0.17818 | 0.17894 | 0 | 0 | 0.023943 | 1.95 | 0.17064 | 1.4981 | 1.4981 | 8.9003 | 0 | 0.0061261 | 0.0036608 | 0.012521 | 0.087661 | 0 | 0.0011913 | 0.024329 | 1.2821 | 0.42435 | 8.0013 | 2.0585 | 0 | 0.55118 | 0.81115 | 0 | 0 | 0 | 0 | -64.8227 | 0.053997 | 0 | 0.0046878 | 0 | -0.39168 | 0 | 0 | 0 | 0 | 0 | 0 | 0 | 0 | 2.3956 | 0.044241 | 0.00026332 | 0 | 1.822 | 0 | 4.0255 | 0 | 0 | 26.7026 | 1.2254 | 3.0551 | 0.1796 | 0.050933 | 0 | 0.73583 | 0.23426 | 3.7293 | -17.1087 | 21.4031 | -0.39168 | 0 | 0.23416 | 0 | 1.6728 | 0.26863
2025_07_27 Hr 06 | 0 | 0 | 0 | 0.17894 | 0.17888 | 0.17892 | 0.17892 | 0.17818 | 0.17894 | 0 | 0 | 0.023943 | 1.92 | 0.17012 | 1.4981 | 1.4981 | 8.9003 | 0 | 0.0061261 | 0.0036608 | 0.012521 | 0.087661 | 0 | 0.0011913 | 0.024329 | 1.2821 | 0.42435 | 8.0013 | 2.0585 | 0 | 0.55118 | 0.81115 | 0 | 0 | 0 | 0 | -66.6029 | 0.053997 | 0 | 0.0047465 | 0 | -0.39661 | 0 | 0 | 0 | 0 | 0 | 0 | 0 | 0 | 3.3538 | 0.044241 | 0.00026332 | 0 | 1.822 | 0 | 4.0851 | 0 | 0 | 26.7622 | 1.2254 | 3.0551 | 0.1796 | 0.050933 | 0 | 0.73583 | 0.23426 | 3.7293 | -17.908 | 22.3293 | -0.39661 | 0 | 0.23416 | 0 | 1.6728 | 0.26713
2025_07_27 Hr 07 | 0.31444 | 1.3485e-05 | 0 | 0.17894 | 0.17888 | 0.17892 | 0.17892 | 0.17818 | 0.17894 | 0 | 0 | 0.023943 | 1.74 | 0.13273 | 1.4981 | 1.4981 | 8.5069 | 0 | 0.0061261 | 0.0036608 | 0.012521 | 0.087661 | 0 | 0.0011913 | 0.024329 | 1.2821 | 0.42435 | 7.2891 | 2.0585 | 0 | 0.5298 | 0.81115 | 0 | 0 | 0 | 0 | -55.1984 | 0.053997 | 0 | 0.0040864 | 0 | -0.34116 | 0 | 0 | 0 | 0 | 0 | 0 | 0 | 0 | 3.7676 | 0.044241 | 0.00026332 | 0 | 1.822 | 0 | 3.8584 | 0 | 0.12187 | 25.43 | 1.2254 | 3.0551 | 0.1796 | 0.050933 | -0.31444 | 0.73583 | 0.23426 | 3.7293 | -7.4778 | 22.9462 | -0.65559 | 0 | 0.23416 | 0 | 1.6728 | 0.27267
2025_07_27 Hr 08 | 0.70959 | 5.3062e-05 | 0 | 0.17894 | 0.17888 | 0.17892 | 0.17892 | 0.17818 | 0.17894 | 0 | 0 | 0.023943 | 0.75 | 0.056278 | 1.4981 | 1.4981 | 8.5069 | 0.91246 | 0.0061261 | 0.0036608 | 0.012521 | 0.087661 | 0 | 0.0011913 | 0.024329 | 1.2821 | 0 | 7.2891 | 2.0585 | 0 | 0.5298 | 0.81115 | 0 | 0 | 0 | 0 | -52.1385 | 0.053997 | 0 | 0.0040199 | 0 | -0.33557 | 0 | 0 | 0 | 0 | 0 | 0 | 0 | 0 | 2.9473 | 0.044241 | 0.00026332 | 0 | 1.822 | 0 | 3.9447 | 0 | 0.26985 | 26.0044 | 1.2254 | 3.0551 | 0.1796 | 0.050933 | -0.70959 | 0.73583 | 0.23426 | 3.7293 | -5.5637 | 21.6156 | -1.0452 | 0 | 0.23416 | 0 | 1.6728 | 0.28568
2025_07_27 Hr 09 | 0.80454 | 0.00016077 | 0 | 0.17894 | 0.17888 | 0.17892 | 0.17892 | 0.17818 | 0.17894 | 0 | 0 | 0.023943 | 0.63 | 0.053408 | 1.4981 | 1.4981 | 8.5069 | 0.91246 | 0.0061261 | 0.0036608 | 0.012521 | 0.087661 | 0 | 0.0011913 | 0.024329 | 1.2821 | 0 | 7.2891 | 2.0585 | 0 | 0.5298 | 0.81115 | 0 | 0 | 0 | 0 | -51.499 | 0.053997 | 0 | 0.0045415 | 0 | -0.37938 | 0 | 0 | 0 | 0 | 0 | 0 | 0 | 0 | 1.5753 | 0.044241 | 0.00026332 | 0 | 1.822 | 0 | 3.9447 | 0 | 0.20892 | 26.0044 | 1.2254 | 3.0551 | 0.1796 | 0.050933 | -0.80454 | 0.73583 | 0.23426 | 3.7293 | -6.5172 | 20.1613 | -1.1839 | 0 | 0.23416 | 0 | 1.6728 | 0.29216
2025_07_27 Hr 10 | 0.78071 | 0.00048277 | 0 | 0.17894 | 0.17888 | 0.17892 | 0.17892 | 0.17818 | 0.17894 | 0 | 0 | 0.023943 | 0.63 | 0.060462 | 1.4981 | 1.4981 | 8.5069 | 0.91246 | 0.0061261 | 0.0036608 | 0.012521 | 0.087661 | 0 | 0.0011913 | 0.024329 | 1.2821 | 0 | 7.2891 | 2.0585 | 0 | 0.5298 | 0.81115 | 0 | 0 | 0 | 0 | -53.5318 | 0.053997 | 0 | 0.0051413 | 0 | -0.42977 | 0 | 0 | 0 | 0 | 0 | 0 | 0 | 0 | 1.0236 | 0.044241 | 0.00026332 | 0 | 1.822 | 0 | 3.9447 | 0 | 0.33079 | 26.0044 | 1.2254 | 3.0551 | 0.1796 | 0.050933 | -0.78071 | 0.73583 | 0.23426 | 3.7293 | -9.012 | 19.726 | -1.2105 | 0 | 0.23416 | 0 | 1.6728 | 0.30311
2025_07_27 Hr 11 | 0.81421 | 0.00083496 | 0 | 0.17894 | 0.17888 | 0.17892 | 0.17892 | 0.17818 | 0.17894 | 0 | 0 | 0.023943 | 0.48 | 0.048897 | 1.4981 | 1.4981 | 8.5069 | 0.91246 | 0.0061261 | 0.0036608 | 0.012521 | 0.087661 | 0 | 0.0011913 | 0.024329 | 1.2821 | 0 | 7.2891 | 2.0585 | 1.036 | 0.5298 | 0.81115 | 0 | 0 | 0 | 0 | -51.4114 | 0.053997 | 0 | 0.0054573 | 0 | -0.45631 | 0 | 0 | 0 | 0 | 0 | 0 | 0 | 0 | 0.75498 | 0.044241 | 0.00026332 | 0 | 1.822 | 0 | 3.9447 | 0 | 0.30032 | 27.0404 | 1.2254 | 3.0551 | 0.1796 | 0.050933 | -0.81421 | 0.73583 | 0.23426 | 3.7293 | -6.3344 | 19.3072 | -1.2705 | 0 | 0.23416 | 0 | 1.6728 | 0.31115
2025_07_27 Hr 12 | 0.78609 | 0.0010075 | 0 | 0.17894 | 0.17888 | 0.17892 | 0.17892 | 0.17818 | 0.17894 | 0 | 0 | 0.023943 | 0.42 | 0.039771 | 1.4981 | 1.4981 | 8.5069 | 0.91246 | 0.0061261 | 0.0036608 | 0.012521 | 0.087661 | 0 | 0.0011913 | 0.024329 | 1.2821 | 0.57399 | 7.2891 | 2.0585 | 1.036 | 0.5298 | 0.81115 | 0 | 0 | 0 | 0 | -39.5903 | 0.053997 | 0 | 0.0050728 | 0 | -0.42402 | 0 | 0 | 0 | 0 | 0 | 0 | 0 | 0 | 0.61705 | 0.044241 | 0.00026332 | 0 | 1.822 | 0 | 3.9447 | 0 | 0.17845 | 27.4647 | 1.2254 | 3.0551 | 0.1796 | 0.050933 | -0.78609 | 0.73583 | 0.23426 | 3.7293 | 5.6198 | 18.9555 | -1.2101 | 0 | 0.23416 | 0 | 1.6728 | 0.31626
2025_07_27 Hr 13 | 0.7813 | 0.0013982 | 0 | 0.17894 | 0.17888 | 0.17892 | 0.17892 | 0.17818 | 0.17894 | 0 | 0 | 0.023943 | 0.3 | 0.035032 | 1.4981 | 1.4981 | 8.5069 | 0.91246 | 0.0061261 | 0.0036608 | 0.012521 | 0.087661 | 0 | 0.0011913 | 0.024329 | 1.2821 | 0.42435 | 7.2891 | 2.0585 | 1.036 | 0.5298 | 0.81115 | 0 | 0 | 0 | 0 | -40.2152 | 0.053997 | 0 | 0.0062558 | 0 | -0.52338 | 0 | 0 | 0 | 0 | 0 | 0 | 0 | 0 | 0.68238 | 0.044241 | 0.00026332 | 0 | 1.822 | 0 | 3.9447 | 0 | 0.17845 | 27.4647 | 1.2254 | 3.0551 | 0.1796 | 0.050933 | -0.7813 | 0.73583 | 0.23426 | 3.7293 | 4.8406 | 18.8958 | -1.3047 | 0 | 0.23416 | 0 | 1.6728 | 0.32041
2025_07_27 Hr 14 | 0.72107 | 0.0014607 | 0 | 0.17894 | 0.17888 | 0.17892 | 0.17892 | 0.17818 | 0.17894 | 0 | 0 | 0.023943 | 0.18 | 0.021165 | 1.4981 | 1.4981 | 8.5069 | 0.91246 | 0.0061261 | 0.0036608 | 0.012521 | 0.087661 | 0 | 0.0011913 | 0.024329 | 1.2821 | 0.42435 | 7.2891 | 2.0585 | 1.036 | 0.5298 | 0.81115 | 0 | 0 | 0 | 0 | -36.7512 | 0.053997 | 0 | 0.006299 | 0 | -0.52702 | 0 | 0 | 0 | 0 | 0 | 0 | 0 | 0 | 0.95824 | 0.044241 | 0.00026332 | 0 | 1.822 | 0 | 3.9447 | 0 | 0.42219 | 27.4647 | 1.2254 | 3.0551 | 0.1796 | 0.050933 | -0.72107 | 0.73583 | 0.23426 | 3.7293 | 8.6937 | 19.2283 | -1.2481 | 0 | 0.23416 | 0 | 1.6728 | 0.32733
2025_07_27 Hr 15 | 0.73567 | 0.0016716 | 0 | 0.17894 | 0.17888 | 0.17892 | 0.17892 | 0.17818 | 0.17894 | 0 | 0 | 0.023943 | 0.42 | 0.056223 | 1.4981 | 1.4981 | 8.5069 | 0.91246 | 0.0061261 | 0.0036608 | 0.012521 | 0.087661 | 0 | 0.0011913 | 0.024329 | 1.2821 | 0.42435 | 7.2891 | 2.0585 | 1.036 | 0.5298 | 0.81115 | 0 | 0 | 0 | 0 | -38.1685 | 0.053997 | 0 | 0.0071713 | 0 | -0.60029 | 0 | 0 | 0 | 0 | 0 | 0 | 0 | 0 | 0.95824 | 0.044241 | 0.00026332 | 0 | 1.822 | 0 | 3.9447 | 0 | 0.23939 | 27.4647 | 1.2254 | 3.0551 | 0.1796 | 0.050933 | -0.73567 | 0.73583 | 0.23426 | 3.7293 | 7.3014 | 19.3412 | -1.336 | 0 | 0.23416 | 0 | 1.6728 | 0.33314
2025_07_27 Hr 16 | 0.80483 | 0.0018372 | 0 | 0.17894 | 0.17888 | 0.17892 | 0.17892 | 0.17818 | 0.17894 | 0 | 0 | 0.023943 | 0.6 | 0.092815 | 1.4981 | 1.4981 | 8.5069 | 0.91246 | 0.0061261 | 0.0036608 | 0.012521 | 0.087661 | 0 | 0.0011913 | 0.024329 | 1.2821 | 0.42435 | 7.2891 | 2.0585 | 1.036 | 0.5298 | 0.81115 | 0 | 0 | 0 | 0 | -42.376 | 0.053997 | 0 | 0.0082871 | 0 | -0.69402 | 0 | 0 | 0 | 0 | 0 | 0 | 0 | 0 | 1.0236 | 0.044241 | 0.00026332 | 0 | 1.822 | 0 | 3.9447 | 0 | 0.26985 | 27.4647 | 1.2254 | 3.0551 | 0.1796 | 0.050933 | -0.80483 | 0.73583 | 0.23426 | 3.7293 | 3.3185 | 19.7286 | -1.4989 | 0 | 0.23416 | 0 | 1.6728 | 0.33885
2025_07_27 Hr 17 | 0.7688 | 0.0012928 | 0 | 0.17894 | 0.17888 | 0.17892 | 0.17892 | 0.17818 | 0.17894 | 0 | 0 | 0.023943 | 0.36 | 0.052367 | 1.4981 | 1.4981 | 8.5069 | 0.91246 | 0.0061261 | 0.0036608 | 0.012521 | 0.087661 | 0 | 0.0011913 | 0.024329 | 1.2821 | 0.42435 | 7.2891 | 2.0585 | 1.036 | 0.5298 | 0.81115 | 0 | 0 | 0 | 0 | -39.325 | 0.053997 | 0 | 0.0077927 | 0 | -0.65249 | 0 | 0 | 0 | 0 | 0 | 0 | 0 | 0 | 1.0962 | 0.044241 | 0.00026332 | 0 | 1.822 | 0 | 3.9447 | 0 | 0.77909 | 27.4647 | 1.2254 | 3.0551 | 0.1796 | 0.050933 | -0.7688 | 0.73583 | 0.23426 | 3.7293 | 6.7205 | 20.0021 | -1.4213 | 0 | 0.23416 | 0 | 1.6728 | 0.34754
2025_07_27 Hr 18 | 0.76168 | 0.0038816 | 0 | 0.17894 | 0.17888 | 0.17892 | 0.17892 | 0.17818 | 0.17894 | 0 | 0 | 0.023943 | 0.33 | 0.14598 | 1.4981 | 1.4981 | 8.5069 | 0.91246 | 0.0061261 | 0.0036608 | 0.012521 | 0.087661 | 0 | 0.0011913 | 0.024329 | 1.2821 | 0.42435 | 7.2891 | 2.0585 | 1.036 | 0.5298 | 0.81115 | 0 | 0 | 0 | 0 | -127.7438 | 0.053997 | 0 | 0.023697 | 0 | -1.9885 | 0 | 0 | 0 | 0 | 0 | 0 | 0 | 0 | 1.2341 | 0.044241 | 0.00026332 | 0 | 1.822 | 0 | 3.9447 | 0 | 0.87049 | 27.4647 | 1.2254 | 3.0551 | 0.1796 | 0.050933 | -0.76168 | 0.73583 | 0.23426 | 3.7293 | -82.7324 | 20.2968 | -2.7502 | 0 | 0.23416 | 0 | 1.6728 | 0.35379
2025_07_27 Hr 19 | 0.59153 | 0.00081957 | 0 | 0.17894 | 0.17888 | 0.17892 | 0.17892 | 0.17818 | 0.17894 | 0 | 0 | 0.023943 | 0.36 | 0.049483 | 1.4981 | 1.4981 | 8.5069 | 0.91246 | 0.0061261 | 0.0036608 | 0.012521 | 0.087661 | 0 | 0.0011913 | 0.024329 | 1.2821 | 0.42435 | 7.2891 | 2.0585 | 1.036 | 0.5298 | 0.81115 | 0 | 0 | 0 | 0 | -42.863 | 0.053997 | 0 | 0.0073636 | 0 | -0.61644 | 0 | 0 | 0 | 0 | 0 | 0 | 0 | 0 | 1.4374 | 0.044241 | 0.00026332 | 0 | 1.822 | 0 | 3.9447 | 0 | 0.84002 | 27.4647 | 1.2254 | 3.0551 | 0.1796 | 0.050933 | -0.59153 | 0.73583 | 0.23426 | 3.7293 | 3.6247 | 20.231 | -1.208 | 0 | 0.23416 | 0 | 1.6728 | 0.35491
2025_07_27 Hr 20 | 0.11363 | 0.00034933 | 0 | 0.17894 | 0.17888 | 0.17892 | 0.17892 | 0.17818 | 0.17894 | 0 | 0 | 0.023943 | 0.57 | 0.069604 | 1.4981 | 1.4981 | 8.5069 | 0.91246 | 0.0061261 | 0.0036608 | 0.012521 | 0.087661 | 0 | 0.0011913 | 0.024329 | 1.2821 | 0.42435 | 7.2891 | 2.0585 | 1.036 | 0.5298 | 0.81115 | 0 | 0 | 0 | 0 | -45.6756 | 0.053997 | 0 | 0.0065417 | 0 | -0.5474 | 0 | 0 | 0 | 0 | 0 | 0 | 0 | 0 | 2.2577 | 0.044241 | 0.00026332 | 0 | 1.822 | 0 | 3.9447 | 0 | 1.1403 | 27.4647 | 1.2254 | 3.0551 | 0.1796 | 0.050933 | -0.11363 | 0.73583 | 0.23426 | 3.7293 | 2.222 | 21.094 | -0.66103 | 0 | 0.23416 | 0 | 1.6728 | 0.34554
2025_07_27 Hr 21 | 0.022813 | 5.727e-05 | 0 | 0.17894 | 0.17888 | 0.17892 | 0.17892 | 0.17818 | 0.17894 | 0 | 0 | 0.023943 | 1.89 | 0.19809 | 1.4981 | 1.4981 | 8.4881 | 0.83642 | 0.0061261 | 0.0036608 | 0.012521 | 0.087661 | 0 | 0.0011913 | 0.024329 | 1.2805 | 0 | 7.2774 | 2.0585 | 0.94963 | 0.52856 | 0.81115 | 0 | 0 | 0 | 0 | -50.0206 | 0.053997 | 0 | 0.0056147 | 0 | -0.46954 | 0 | 0 | 0 | 0 | 0 | 0 | 0 | 0 | 2.8747 | 0.044241 | 0.00026332 | 0 | 1.822 | 0 | 3.8584 | 0 | 1.1708 | 26.7595 | 1.2254 | 3.0551 | 0.1796 | 0.050933 | -0.022813 | 0.73583 | 0.23426 | 3.7293 | -0.66725 | 23.0862 | -0.49235 | 0 | 0.23416 | 0 | 1.6728 | 0.33409
2025_07_27 Hr 22 | 0 | 8.1768e-06 | 0 | 0.17894 | 0.17888 | 0.17892 | 0.17892 | 0.17818 | 0.17894 | 0 | 0 | 0.023943 | 2.4 | 0.24421 | 1.4981 | 1.4981 | 8.5069 | 0.91246 | 0.0061261 | 0.0036608 | 0.012521 | 0.087661 | 0 | 0.0011913 | 0.024329 | 1.2821 | 0 | 7.2891 | 2.0585 | 1.036 | 0.5298 | 0.81115 | 0 | 0 | 0 | 0 | -55.2251 | 0.053997 | 0 | 0.0054512 | 0 | -0.4558 | 0 | 0 | 0 | 0 | 0 | 0 | 0 | 0 | 3.4264 | 0.044241 | 0.00026332 | 0 | 1.822 | 0 | 3.8584 | 0 | 0.96189 | 26.9541 | 1.2254 | 3.0551 | 0.1796 | 0.050933 | 0 | 0.73583 | 0.23426 | 3.7293 | -4.7768 | 23.9501 | -0.4558 | 0 | 0.23416 | 0 | 1.6728 | 0.32066
2025_07_27 Hr 23 | 0 | 0 | 0 | 0.17894 | 0.17888 | 0.17892 | 0.17892 | 0.17818 | 0.17894 | 0 | 0 | 0.023943 | 1.62 | 0.16469 | 1.4965 | 1.4965 | 8.8707 | 0.71033 | 0.0061261 | 0.0036608 | 0.012521 | 0.087661 | 0 | 0.0011913 | 0.024329 | 1.2771 | 0 | 7.9799 | 2.0585 | 0 | 0.5494 | 0.81115 | 0 | 0 | 0 | 0 | -55.6339 | 0.053997 | 0 | 0.005446 | 0 | -0.45536 | 0 | 0 | 0 | 0 | 0 | 0 | 0 | 0 | 2.9473 | 0.044241 | 0.00026332 | 0 | 1.822 | 0 | 3.8984 | 0 | 0.77909 | 26.8023 | 1.2254 | 3.0551 | 0.1796 | 0.050933 | 0 | 0.73583 | 0.23426 | 3.7293 | -6.8554 | 22.4316 | -0.45536 | 0 | 0.23416 | 0 | 1.6728 | 0.30405
2025_07_27 Hr 24 | 0 | 0 | 0 | 0.17894 | 0.17888 | 0.17892 | 0.17892 | 0.17818 | 0.17894 | 0 | 0 | 0.023943 | 1.74 | 0.15347 | 1.4981 | 1.4981 | 8.9003 | 0.7749 | 0.0061261 | 0.0036608 | 0.012521 | 0.087661 | 0 | 0.0011913 | 0.024329 | 1.2821 | 0 | 8.0013 | 2.0585 | 0 | 0.55118 | 0.81115 | 0 | 0 | 0 | 0 | -51.5584 | 0.053997 | 0 | 0.0047252 | 0 | -0.39482 | 0 | 0 | 0 | 0 | 0 | 0 | 0 | 0 | 1.7785 | 0.044241 | 0.00026332 | 0 | 1.822 | 0 | 4.0824 | 0 | 0.87049 | 27.1102 | 1.2254 | 3.0551 | 0.1796 | 0.050933 | 0 | 0.73583 | 0.23426 | 3.7293 | -3.3977 | 21.4454 | -0.39482 | 0 | 0.23416 | 0 | 1.6728 | 0.28469
2025_07_28 Hr 01 | 0 | 0 | 0 | 0.17894 | 0.17888 | 0.17892 | 0.17892 | 0.17818 | 0.17894 | 0 | 0 | 0.023943 | 1.89 | 0.16207 | 1.4981 | 1.4981 | 8.9003 | 0.7749 | 0.0061261 | 0.0036608 | 0.012521 | 0.087661 | 0 | 0.0011913 | 0.024329 | 1.2821 | 0 | 8.0013 | 2.0585 | 0 | 0.55118 | 0.81115 | 0 | 0 | 0 | 0 | -51.2895 | 0.053997 | 0 | 0.0045938 | 0 | -0.38378 | 0 | 0 | 0 | 0 | 0 | 0 | 0 | 0 | 1.9891 | 0.044241 | 0.00026332 | 0 | 1.822 | 0 | 4.0851 | 0 | 0.99236 | 27.1128 | 1.2254 | 3.0551 | 0.1796 | 0.050933 | 0 | 0.73583 | 0.23426 | 3.7293 | -2.6311 | 21.9294 | -0.38378 | 0 | 0.23416 | 0 | 1.6728 | 0.27771
2025_07_28 Hr 02 | 0 | 0 | 0 | 0 | 0 | 0 | 0 | 0 | 0 | 0 | 0 | 0.023943 | 2.67 | 0.22605 | 1.4981 | 1.4981 | 8.9003 | 0 | 0.0061261 | 0.0036608 | 0.012521 | 0.087661 | 0 | 0.0011913 | 0.024329 | 1.2821 | 0 | 8.0013 | 2.0585 | 0 | 0.55118 | 0.81115 | 0 | 0 | 0 | 0 | -46.8867 | 0.053997 | 0 | 0.014514 | 0 | -0.37889 | 0 | 0 | 0 | 0 | 0 | 0 | 0 | 0 | 2.3956 | 0.044241 | 0.00026332 | 0 | 1.822 | 0 | 0 | 0 | 0.96189 | 21.18 | 1.2254 | 3.0551 | 0.1796 | 0.050933 | 0 | 0.73583 | 0.23426 | 3.7293 | -2.941 | 23.1445 | -0.37889 | 0 | 0.23416 | 0 | 1.6728 | 0.27278
2025_07_28 Hr 03 | 0 | 0 | 0 | 0 | 0 | 0 | 0 | 0 | 0 | 0 | 0 | 0.023943 | 2.64 | 0.21213 | 1.4981 | 1.4981 | 8.9003 | 0 | 0.0061261 | 0.0036608 | 0.012521 | 0.087661 | 0 | 0.0011913 | 0.024329 | 1.2821 | 0 | 0 | 2.0585 | 0 | 0 | 0.81115 | 0 | 0 | 0 | 0 | -28.1199 | 0.053997 | 0 | 0.16185 | 0 | -0.35949 | 0 | 0 | 0 | 0 | 0 | 0 | 0 | 0 | 2.8094 | 0.044241 | 0.00026332 | 0 | 1.822 | 0 | 0 | 0 | 0.80956 | 13.1787 | 1.2254 | 3.0551 | 0.1796 | 0.050933 | 0 | 0.73583 | 0.23426 | 3.7293 | 7.5083 | 22.8089 | -0.35949 | 0 | 0.23416 | 0 | 1.6728 | 0.27083
2025_07_28 Hr 04 | 0 | 0 | 0 | 0 | 0 | 0 | 0 | 0 | 0 | 0 | 0 | 0.023943 | 2.58 | 0.32979 | 1.4981 | 1.4981 | 8.8806 | 0 | 0.0061261 | 0.0036608 | 0.012521 | 0.087661 | 0 | 0.0011913 | 0.024329 | 1.2805 | 0.22039 | 0 | 2.0585 | 0 | 0 | 0.81115 | 0 | 0 | 0 | 0 | -46.0553 | 0.053997 | 0 | 0.25748 | 0 | -0.57312 | 0 | 0 | 0 | 0 | 0 | 0 | 0 | 0 | 2.9473 | 0.044241 | 0.00026332 | 0 | 1.822 | 0 | 0 | 0 | 0.84002 | 13.2281 | 1.2254 | 3.0551 | 0.1796 | 0.050933 | 0 | 0.73583 | 0.23426 | 3.7293 | -10.3694 | 23.031 | -0.57312 | 0 | 0.23416 | 0 | 1.6728 | 0.26686
2025_07_28 Hr 05 | 0 | 0 | 0 | 0 | 0 | 0 | 0 | 0 | 0 | 0 | 0 | 0.023943 | 2.7 | 0.21956 | 1.4981 | 1.4981 | 8.9003 | 0 | 0.0061261 | 0.0036608 | 0.012521 | 0.087661 | 0 | 0.0011913 | 0.024329 | 1.2821 | 0.42435 | 0 | 2.0585 | 0 | 0 | 0.81115 | 0 | 0 | 0 | 0 | -28.985 | 0.053997 | 0 | 0.1638 | 0 | -0.36384 | 0 | 0 | 0 | 0 | 0 | 0 | 0 | 0 | 3.4918 | 0.044241 | 0.00026332 | 0 | 1.822 | 0 | 0 | 0 | 0.36125 | 13.6031 | 1.2254 | 3.0551 | 0.1796 | 0.050933 | 0 | 0.73583 | 0.23426 | 3.7293 | 7.3646 | 23.1103 | -0.36384 | 0 | 0.23416 | 0 | 1.6728 | 0.27071
2025_07_28 Hr 06 | 0 | 0 | 0 | 0 | 0 | 0 | 0 | 0 | 0 | 0 | 0 | 0.023943 | 2.64 | 0.19813 | 1.4981 | 1.4981 | 8.9003 | 0.7749 | 0.0061261 | 0.0036608 | 0.012521 | 0.087661 | 0 | 0.0011913 | 0.024329 | 1.2821 | 0.42435 | 0 | 2.0585 | 0 | 0 | 0.81115 | 0 | 0 | 0 | 0 | -29.6499 | 0.053997 | 0 | 0.15117 | 0 | -0.33562 | 0 | 0 | 0 | 0 | 0 | 0 | 0 | 0 | 3.7676 | 0.044241 | 0.00026332 | 0 | 1.822 | 0 | 0 | 0 | 0.66157 | 14.378 | 1.2254 | 3.0551 | 0.1796 | 0.050933 | 0 | 0.73583 | 0.23426 | 3.7293 | 8.0069 | 23.6145 | -0.33562 | 0 | 0.23416 | 0 | 1.6728 | 0.28008
2025_07_28 Hr 07 | 0.1586 | 1.5605e-06 | 0 | 0 | 0 | 0 | 0 | 0 | 0 | 0 | 0 | 0.023943 | 2.28 | 0.22138 | 1.4981 | 1.4981 | 8.5069 | 0.91246 | 0.0061261 | 0.0036608 | 0.012521 | 0.087661 | 0 | 0.0011913 | 0.024329 | 1.2821 | 0.42435 | 0 | 2.0585 | 0 | 0 | 0.81115 | 0 | 0 | 0 | 0 | -32.1249 | 0.053997 | 0 | 0.19558 | 0 | -0.43483 | 0 | 0 | 0 | 0 | 0 | 0 | 0 | 0 | 2.8747 | 0.044241 | 0.00026332 | 0 | 1.822 | 0 | 0 | 0 | 0.84002 | 14.1222 | 1.2254 | 3.0551 | 0.1796 | 0.050933 | -0.1586 | 0.73583 | 0.23426 | 3.7293 | 4.1372 | 22.7334 | -0.59343 | 0 | 0.23416 | 0 | 1.6728 | 0.29164
2025_07_28 Hr 08 | 0.27208 | 4.3265e-05 | 0 | 0 | 0 | 0 | 0 | 0 | 0 | 0 | 0 | 0.023943 | 0.84 | 0.083753 | 1.4981 | 1.4981 | 8.5069 | 0.91246 | 0.0061261 | 0.0036608 | 0.012521 | 0.087661 | 0 | 0.0011913 | 0.024329 | 1.2821 | 0 | 0 | 2.0585 | 0 | 0 | 0.81115 | 0 | 0 | 0 | 0 | -25.6328 | 0.053997 | 0 | 0.20084 | 0 | -0.44658 | 0 | 0 | 0 | 0 | 0 | 0 | 0 | 0 | 2.3303 | 0.044241 | 0.00026332 | 0 | 1.822 | 0 | 0 | 0 | 0.39172 | 13.6978 | 1.2254 | 3.0551 | 0.1796 | 0.050933 | -0.27208 | 0.73583 | 0.23426 | 3.7293 | 7.6381 | 20.2917 | -0.71866 | 0 | 0.23416 | 0 | 1.6728 | 0.30679
2025_07_28 Hr 09 | 0.52222 | 0.00011014 | 0 | 0 | 0 | 0 | 0 | 0 | 0 | 0 | 0 | 0.023943 | 0.69 | 0.065675 | 1.4981 | 1.4981 | 8.5069 | 0.91246 | 0.0061261 | 0.0036608 | 0.012521 | 0.087661 | 0 | 0.0011913 | 0.024329 | 1.2821 | 0 | 0 | 2.0585 | 0 | 0 | 0.81115 | 0 | 0 | 0 | 0 | -22.605 | 0.053997 | 0 | 0.19172 | 0 | -0.42622 | 0 | 0 | 0 | 0 | 0 | 0 | 0 | 0 | 2.3956 | 0.044241 | 0.00026332 | 0 | 1.822 | 0 | 0 | 0 | 0.30032 | 13.6978 | 1.2254 | 3.0551 | 0.1796 | 0.050933 | -0.52222 | 0.73583 | 0.23426 | 3.7293 | 10.5065 | 20.362 | -0.94844 | 0 | 0.23416 | 0 | 1.6728 | 0.32107
2025_07_28 Hr 10 | 0.76415 | 0.00036328 | 0 | 0 | 0 | 0 | 0 | 0 | 0 | 0 | 0 | 0.023943 | 0.75 | 0.072761 | 1.4981 | 1.4981 | 8.5069 | 0.91246 | 0.0061261 | 0.0036608 | 0.012521 | 0.087661 | 0 | 0.0011913 | 0.024329 | 1.2821 | 0 | 0 | 2.0585 | 0 | 0 | 0.81115 | 0 | 0 | 0 | 0 | -17.2934 | 0.053997 | 0 | 0.19542 | 0 | -0.43447 | 0 | 0 | 0 | 0 | 0 | 0 | 0 | 0 | 2.1197 | 0.044241 | 0.00026332 | 0 | 1.822 | 0 | 0 | 0 | 0.33079 | 13.6978 | 1.2254 | 3.0551 | 0.1796 | 0.050933 | -0.76415 | 0.73583 | 0.23426 | 3.7293 | 15.637 | 20.4312 | -1.1986 | 0 | 0.23416 | 0 | 1.6728 | 0.32635
2025_07_28 Hr 11 | 0.81421 | 0.00066134 | 0 | 0 | 0 | 0 | 0 | 0 | 0 | 0 | 0 | 0.023943 | 1.05 | 0.11969 | 1.4981 | 1.4981 | 8.5069 | 0.91246 | 0.0061261 | 0.0036608 | 0.012521 | 0.087661 | 0 | 0.0011913 | 0.024329 | 1.2821 | 0 | 14.9848 | 2.0585 | 0 | 0.45224 | 0.81115 | 0 | 0 | 0 | 0 | -39.3627 | 0.053997 | 0 | 0.019541 | 0 | -0.51085 | 0 | 0 | 0 | 0 | 0 | 0 | 0 | 0 | 1.7785 | 0.044241 | 0.00026332 | 0 | 1.822 | 0 | 0 | 0 | 0.36125 | 20.2509 | 1.2254 | 3.0551 | 0.1796 | 0.050933 | -0.81421 | 0.73583 | 0.23426 | 3.7293 | 0.5405 | 20.9774 | -1.3251 | 0 | 0.23416 | 0 | 1.6728 | 0.33379
2025_07_28 Hr 12 | 0.78609 | 0.00068155 | 0 | 0.089468 | 0.089441 | 0.089459 | 0.089459 | 0.089092 | 0.089468 | 0 | 0 | 0.023943 | 1.53 | 0.19662 | 1.4981 | 1.4981 | 8.5069 | 0.91246 | 0.0061261 | 0.0036608 | 0.012521 | 0.087661 | 0 | 0.0011913 | 0.024329 | 1.2821 | 0 | 7.2891 | 2.0585 | 1.036 | 0.5298 | 0.81115 | 0 | 0 | 0 | 0 | -50.9679 | 0.053997 | 0 | 0.013362 | 0 | -0.57619 | 0 | 0 | 0 | 0 | 0 | 0 | 0 | 0 | 1.372 | 0.044241 | 0.00026332 | 0 | 1.822 | 0 | 2.8951 | 0 | 0.33079 | 24.1661 | 1.2254 | 3.0551 | 0.1796 | 0.050933 | -0.78609 | 0.73583 | 0.23426 | 3.7293 | -7.0089 | 21.1552 | -1.3623 | 0 | 0.23416 | 0 | 1.6728 | 0.34218
2025_07_28 Hr 13 | 0.7813 | 0.0012069 | 0 | 0.17894 | 0.17888 | 0.17892 | 0.17892 | 0.17818 | 0.17894 | 0 | 0 | 0.023943 | 1.92 | 0.27517 | 1.4981 | 1.4981 | 8.5069 | 0.91246 | 0.0061261 | 0.0036608 | 0.012521 | 0.087661 | 0 | 0.0011913 | 0.024329 | 1.2821 | 0 | 7.2891 | 2.0585 | 1.036 | 0.5298 | 0.81115 | 0 | 0 | 0 | 0 | -57.8825 | 0.053997 | 0 | 0.0076777 | 0 | -0.64283 | 0 | 0 | 0 | 0 | 0 | 0 | 0 | 0 | 0.95824 | 0.044241 | 0.00026332 | 0 | 1.822 | 0 | 3.9447 | 0 | 0.20892 | 27.0404 | 1.2254 | 3.0551 | 0.1796 | 0.050933 | -0.7813 | 0.73583 | 0.23426 | 3.7293 | -11.1737 | 21.0926 | -1.4241 | 0 | 0.23416 | 0 | 1.6728 | 0.35097
2025_07_28 Hr 14 | 0.73865 | 0.0015268 | 0 | 0.17894 | 0.17888 | 0.17892 | 0.17892 | 0.17818 | 0.17894 | 0 | 0 | 0.023943 | 1.86 | 0.29847 | 1.4981 | 1.4981 | 8.5069 | 0.91246 | 0.0061261 | 0.0036608 | 0.012521 | 0.087661 | 0 | 0.0011913 | 0.024329 | 1.2821 | 0 | 7.2891 | 2.0585 | 1.036 | 0.5298 | 0.81115 | 0 | 0 | 0 | 0 | -65.8888 | 0.053997 | 0 | 0.0085966 | 0 | -0.72001 | 0 | 0 | 0 | 0 | 0 | 0 | 0 | 0 | 1.2994 | 0.044241 | 0.00026332 | 0 | 1.822 | 0 | 3.9447 | 0 | 0.17845 | 27.0404 | 1.2254 | 3.0551 | 0.1796 | 0.050933 | -0.73865 | 0.73583 | 0.23426 | 3.7293 | -18.9749 | 21.3322 | -1.4587 | 0 | 0.23416 | 0 | 1.6728 | 0.35881
2025_07_28 Hr 15 | 0.73567 | 0.0013551 | 0 | 0.17894 | 0.17888 | 0.17892 | 0.17892 | 0.17818 | 0.17894 | 0 | 0 | 0.023943 | 2.07 | 0.33057 | 1.4981 | 1.4981 | 8.5069 | 0.91246 | 0.0061261 | 0.0036608 | 0.012521 | 0.087661 | 0 | 0.0011913 | 0.024329 | 1.2821 | 0.40539 | 7.2891 | 2.0585 | 1.036 | 0.5298 | 0.81115 | 0 | 0 | 0 | 0 | -72.7243 | 0.053997 | 0 | 0.0085551 | 0 | -0.71653 | 0 | 0 | 0 | 0 | 0 | 0 | 0 | 0 | 2.2577 | 0.044241 | 0.00026332 | 0 | 1.822 | 0 | 3.9447 | 0 | 0.20892 | 27.1465 | 1.2254 | 3.0551 | 0.1796 | 0.050933 | -0.73567 | 0.73583 | 0.23426 | 3.7293 | -24.4638 | 22.5663 | -1.4522 | 0 | 0.23416 | 0 | 1.6728 | 0.36527
2025_07_28 Hr 16 | 0.79604 | 0.00049752 | 0 | 0.17894 | 0.17888 | 0.17892 | 0.17892 | 0.17818 | 0.17894 | 0 | 0 | 0.023943 | 2.07 | 0.35016 | 1.4981 | 1.4981 | 8.5069 | 0.91246 | 0.0061261 | 0.0036608 | 0.012521 | 0.087661 | 0 | 0.0011913 | 0.024329 | 1.2821 | 0.57399 | 7.2891 | 2.0585 | 1.036 | 0.5298 | 0.81115 | 0 | 0 | 0 | 0 | -76.539 | 0.053997 | 0 | 0.0090622 | 0 | -0.75913 | 0 | 0 | 0 | 0 | 0 | 0 | 0 | 0 | 2.1197 | 0.044241 | 0.00026332 | 0 | 1.822 | 0 | 3.9447 | 0 | 0.33079 | 27.4647 | 1.2254 | 3.0551 | 0.1796 | 0.050933 | -0.79604 | 0.73583 | 0.23426 | 3.7293 | -27.9938 | 22.6357 | -1.5552 | 0 | 0.23416 | 0 | 1.6728 | 0.37159
2025_07_28 Hr 17 | 0.75318 | 0.0006806 | 0 | 0.17894 | 0.17888 | 0.17892 | 0.17892 | 0.17818 | 0.17894 | 0 | 0 | 0.023943 | 2.16 | 0.38434 | 1.4981 | 1.4981 | 8.5069 | 0.91246 | 0.0061261 | 0.0036608 | 0.012521 | 0.087661 | 0 | 0.0011913 | 0.024329 | 1.2821 | 0.42435 | 7.2891 | 2.0585 | 1.036 | 0.5298 | 0.81115 | 0 | 0 | 0 | 0 | -81.896 | 0.053997 | 0 | 0.0095323 | 0 | -0.79861 | 0 | 0 | 0 | 0 | 0 | 0 | 0 | 0 | 1.4374 | 0.044241 | 0.00026332 | 0 | 1.822 | 0 | 3.9447 | 0 | 0.36125 | 27.4647 | 1.2254 | 3.0551 | 0.1796 | 0.050933 | -0.75318 | 0.73583 | 0.23426 | 3.7293 | -33.9115 | 22.0716 | -1.5518 | 0 | 0.23416 | 0 | 1.6728 | 0.37793
2025_07_28 Hr 18 | 0.75042 | 0.00074365 | 0 | 0.17894 | 0.17888 | 0.17892 | 0.17892 | 0.17818 | 0.17894 | 0 | 0 | 0.023943 | 1.89 | 0.34028 | 1.4981 | 1.4981 | 8.5069 | 0.91246 | 0.0061261 | 0.0036608 | 0.012521 | 0.087661 | 0 | 0.0011913 | 0.024329 | 1.2821 | 0.42435 | 7.2891 | 2.0585 | 1.036 | 0.5298 | 0.81115 | 0 | 0 | 0 | 0 | -85.042 | 0.053997 | 0 | 0.0096452 | 0 | -0.8081 | 0 | 0 | 0 | 0 | 0 | 0 | 0 | 0 | 1.372 | 0.044241 | 0.00026332 | 0 | 1.822 | 0 | 3.9447 | 0 | 0.30032 | 27.4647 | 1.2254 | 3.0551 | 0.1796 | 0.050933 | -0.75042 | 0.73583 | 0.23426 | 3.7293 | -37.507 | 21.6288 | -1.5585 | 0 | 0.23416 | 0 | 1.6728 | 0.37818
2025_07_28 Hr 19 | 0.56523 | 0.00026132 | 0 | 0.17894 | 0.17888 | 0.17892 | 0.17892 | 0.17818 | 0.17894 | 0 | 0 | 0.023943 | 1.59 | 0.30416 | 1.4981 | 1.4981 | 8.5069 | 0.91246 | 0.0061261 | 0.0036608 | 0.012521 | 0.087661 | 0 | 0.0011913 | 0.024329 | 1.2821 | 0.42435 | 7.2891 | 2.0585 | 1.036 | 0.5298 | 0.81115 | 0 | 0 | 0 | 0 | -99.003 | 0.053997 | 0 | 0.010248 | 0 | -0.85873 | 0 | 0 | 0 | 0 | 0 | 0 | 0 | 0 | 1.372 | 0.044241 | 0.00026332 | 0 | 1.822 | 0 | 3.9447 | 0 | 0.14798 | 27.4647 | 1.2254 | 3.0551 | 0.1796 | 0.050933 | -0.56523 | 0.73583 | 0.23426 | 3.7293 | -52.0078 | 20.9544 | -1.424 | 0 | 0.23416 | 0 | 1.6728 | 0.37793
2025_07_28 Hr 20 | 0.090669 | 0.000257 | 0 | 0.17894 | 0.17888 | 0.17892 | 0.17892 | 0.17818 | 0.17894 | 0 | 0 | 0.023943 | 1.95 | 0.38978 | 1.4981 | 1.4981 | 8.5069 | 0.91246 | 0.0061261 | 0.0036608 | 0.012521 | 0.087661 | 0 | 0.0011913 | 0.024329 | 1.2821 | 0.42435 | 7.2891 | 2.0585 | 1.036 | 0.5298 | 0.81115 | 0 | 0 | 0 | 0 | -111.3691 | 0.053997 | 0 | 0.010708 | 0 | -0.89739 | 0 | 0 | 0 | 0 | 0 | 0 | 0 | 0 | 1.372 | 0.044241 | 0.00026332 | 0 | 1.822 | 0 | 3.9447 | 0 | 0.20892 | 27.4647 | 1.2254 | 3.0551 | 0.1796 | 0.050933 | -0.090669 | 0.73583 | 0.23426 | 3.7293 | -63.9152 | 20.9772 | -0.98806 | 0 | 0.23416 | 0 | 1.6728 | 0.3687
2025_07_28 Hr 21 | 0 | 8.0847e-05 | 0 | 0.17894 | 0.17888 | 0.17892 | 0.17892 | 0.17818 | 0.17894 | 0 | 0 | 0.023943 | 2.07 | 0.33591 | 1.4981 | 1.4981 | 8.5069 | 0.91246 | 0.0061261 | 0.0036608 | 0.012521 | 0.087661 | 0 | 0.0011913 | 0.024329 | 1.2821 | 0.42435 | 7.2891 | 2.0585 | 1.036 | 0.5298 | 0.81115 | 0 | 0 | 0 | 0 | -93.1897 | 0.053997 | 0 | 0.0086933 | 0 | -0.72813 | 0 | 0 | 0 | 0 | 0 | 0 | 0 | 0 | 1.7132 | 0.044241 | 0.00026332 | 0 | 1.822 | 0 | 3.9447 | 0 | 0.4483 | 27.4647 | 1.2254 | 3.0551 | 0.1796 | 0.050933 | 0 | 0.73583 | 0.23426 | 3.7293 | -44.9327 | 21.5204 | -0.72813 | 0 | 0.23416 | 0 | 1.6728 | 0.35603
2025_07_28 Hr 22 | 0 | 4.133e-06 | 0 | 0.17894 | 0.17888 | 0.17892 | 0.17892 | 0.17818 | 0.17894 | 0 | 0 | 0.023943 | 1.95 | 0.25074 | 1.4981 | 1.4981 | 8.5069 | 0.91246 | 0.0061261 | 0.0036608 | 0.012521 | 0.087661 | 0 | 0.0011913 | 0.024329 | 1.2821 | 0.42435 | 7.2891 | 2.0585 | 1.036 | 0.5298 | 0.81115 | 0 | 0 | 0 | 0 | -73.0003 | 0.053997 | 0 | 0.0068884 | 0 | -0.57652 | 0 | 0 | 0 | 0 | 0 | 0 | 0 | 0 | 1.9891 | 0.044241 | 0.00026332 | 0 | 1.822 | 0 | 3.9447 | 0 | 0.39172 | 27.4647 | 1.2254 | 3.0551 | 0.1796 | 0.050933 | 0 | 0.73583 | 0.23426 | 3.7293 | -24.5964 | 21.5157 | -0.57652 | 0 | 0.23416 | 0 | 1.6728 | 0.33731
2025_07_28 Hr 23 | 0 | 0 | 0 | 0.17894 | 0.17888 | 0.17892 | 0.17892 | 0.17818 | 0.17894 | 0 | 0 | 0.023943 | 1.35 | 0.11052 | 1.4981 | 1.4981 | 8.8905 | 0.58118 | 0.0061261 | 0.0036608 | 0.012521 | 0.087661 | 0 | 0.0011913 | 0.024329 | 1.2771 | 0.42435 | 7.9954 | 2.0585 | 0.77697 | 0.55068 | 0.81115 | 0 | 0 | 0 | 0 | -50.6189 | 0.053997 | 0 | 0.0043858 | 0 | -0.3663 | 0 | 0 | 0 | 0 | 0 | 0 | 0 | 0 | 2.1923 | 0.044241 | 0.00026332 | 0 | 1.822 | 0 | 3.7117 | 0 | 0.39172 | 27.7262 | 1.2254 | 3.0551 | 0.1796 | 0.050933 | 0 | 0.73583 | 0.23426 | 3.7293 | -2.2764 | 20.9827 | -0.3663 | 0 | 0.23416 | 0 | 1.6728 | 0.32038
2025_07_28 Hr 24 | 0 | 0 | 0 | 0.17894 | 0.17888 | 0.17892 | 0.17892 | 0.17818 | 0.17894 | 0 | 0 | 0.023943 | 0.87 | 0.056044 | 1.4981 | 1.4981 | 8.9003 | 0.7749 | 0.0061261 | 0.0036608 | 0.012521 | 0.087661 | 0 | 0.0011913 | 0.024329 | 1.2821 | 0.42435 | 8.0013 | 2.0585 | 0 | 0.55118 | 0.81115 | 0 | 0 | 0 | 0 | -38.1082 | 0.053997 | 0 | 0.003451 | 0 | -0.28778 | 0 | 0 | 0 | 0 | 0 | 0 | 0 | 0 | 2.1923 | 0.044241 | 0.00026332 | 0 | 1.822 | 0 | 3.901 | 0 | 0.69204 | 27.3531 | 1.2254 | 3.0551 | 0.1796 | 0.050933 | 0 | 0.73583 | 0.23426 | 3.7293 | 9.684 | 20.7269 | -0.28778 | 0 | 0.23416 | 0 | 1.6728 | 0.29823
2025_07_29 Hr 01 | 0 | 0 | 0 | 0.18214 | 0.18208 | 0.18212 | 0.18212 | 0.18137 | 0.18214 | 0 | 0 | 0.023943 | 0.75 | 0.037823 | 1.4981 | 1.4981 | 9.0594 | 0.78875 | 0.0061261 | 0.0036608 | 0.012521 | 0.087661 | 0 | 0.0011913 | 0.024329 | 1.2821 | 0.43185 | 8.1444 | 2.0585 | 0 | 0.55118 | 0.81115 | 0 | 0 | 0 | 0 | -29.8582 | 0.053997 | 0 | 0.0027017 | 0 | -0.22484 | 0 | 0 | 0 | 0 | 0 | 0 | 0 | 0 | 2.1197 | 0.044241 | 0.00026332 | 0 | 1.822 | 0 | 3.1252 | 0 | 0.69204 | 26.92 | 1.2254 | 3.0551 | 0.1796 | 0.050933 | 0 | 0.73583 | 0.23426 | 3.7293 | 17.3421 | 20.5052 | -0.22484 | 0 | 0.23416 | 0 | 1.6728 | 0.28736
2025_07_29 Hr 02 | 0 | 0 | 0 | 0.18214 | 0.18208 | 0.18212 | 0.18212 | 0.18137 | 0.18214 | 0 | 0 | 0.023943 | 0.9 | 0.05752 | 1.4981 | 1.4981 | 9.0594 | 0.78875 | 0.0061261 | 0.0036608 | 0.012521 | 0.087661 | 0 | 0.0011913 | 0.024329 | 1.2821 | 0.43185 | 8.1444 | 2.0585 | 0 | 0.55118 | 0.81115 | 0 | 0 | 0 | 0 | -40.7086 | 0.053997 | 0 | 0.0034238 | 0 | -0.2855 | 0 | 0 | 0 | 0 | 0 | 0 | 0 | 0 | 2.2577 | 0.044241 | 0.00026332 | 0 | 1.822 | 0 | 3.9655 | 0 | 0.57017 | 27.7603 | 1.2254 | 3.0551 | 0.1796 | 0.050933 | 0 | 0.73583 | 0.23426 | 3.7293 | 7.4493 | 20.6831 | -0.2855 | 0 | 0.23416 | 0 | 1.6728 | 0.27954
2025_07_29 Hr 03 | 0 | 0 | 0 | 0.18214 | 0.18208 | 0.18212 | 0.18212 | 0.18137 | 0.18214 | 0 | 0 | 0.023943 | 0.99 | 0.060979 | 1.4981 | 1.4981 | 9.0594 | 0 | 0.0061261 | 0.0036608 | 0.012521 | 0.087661 | 0 | 0.0011913 | 0.024329 | 1.2821 | 0.43185 | 8.1444 | 2.0585 | 0 | 0.55118 | 0.81115 | 0 | 0 | 0 | 0 | -37.7501 | 0.053997 | 0 | 0.0032998 | 0 | -0.27508 | 0 | 0 | 0 | 0 | 0 | 0 | 0 | 0 | 2.5989 | 0.044241 | 0.00026332 | 0 | 1.822 | 0 | 3.6542 | 0 | 0.30032 | 26.6602 | 1.2254 | 3.0551 | 0.1796 | 0.050933 | 0 | 0.73583 | 0.23426 | 3.7293 | 9.4755 | 20.8404 | -0.27508 | 0 | 0.23416 | 0 | 1.6728 | 0.27204
2025_07_29 Hr 04 | 0 | 0 | 0 | 0.18214 | 0.18208 | 0.18212 | 0.18212 | 0.18137 | 0.18214 | 0 | 0 | 0.023943 | 0.72 | 0.077767 | 1.4965 | 1.4965 | 9.0393 | 0 | 0.0061261 | 0.0036608 | 0.012521 | 0.087661 | 0 | 0.0011913 | 0.024329 | 1.2805 | 0.43185 | 8.1287 | 2.0585 | 0 | 0.54989 | 0.81115 | 0 | 0 | 0 | 0 | -68.7929 | 0.053997 | 0 | 0.0057862 | 0 | -0.48394 | 0 | 0 | 0 | 0 | 0 | 0 | 0 | 0 | 2.9473 | 0.044241 | 0.00026332 | 0 | 1.822 | 0 | 3.9682 | 0 | 0.17845 | 26.9335 | 1.2254 | 3.0551 | 0.1796 | 0.050933 | 0 | 0.73583 | 0.23426 | 3.7293 | -21.5328 | 20.8105 | -0.48394 | 0 | 0.23416 | 0 | 1.6728 | 0.27
2025_07_29 Hr 05 | 0 | 0 | 0 | 0.18214 | 0.18208 | 0.18212 | 0.18212 | 0.18137 | 0.18214 | 0 | 0 | 0.023943 | 0.84 | 0.054687 | 1.4981 | 1.4981 | 9.0594 | 0 | 0.0061261 | 0.0036608 | 0.012521 | 0.087661 | 0 | 0.0011913 | 0.024329 | 1.2821 | 0.43185 | 8.1444 | 2.0585 | 0 | 0.55118 | 0.81115 | 0 | 0 | 0 | 0 | -42.5654 | 0.053997 | 0 | 0.0034877 | 0 | -0.29086 | 0 | 0 | 0 | 0 | 0 | 0 | 0 | 0 | 3.3538 | 0.044241 | 0.00026332 | 0 | 1.822 | 0 | 3.6953 | 0 | 0.26985 | 26.7013 | 1.2254 | 3.0551 | 0.1796 | 0.050933 | 0 | 0.73583 | 0.23426 | 3.7293 | 5.2557 | 21.4107 | -0.29086 | 0 | 0.23416 | 0 | 1.6728 | 0.27409
2025_07_29 Hr 06 | 0 | 0 | 0 | 0.18214 | 0.18208 | 0.18212 | 0.18212 | 0.18137 | 0.18214 | 0 | 0 | 0.023943 | 0.9 | 0.066457 | 1.4981 | 1.4981 | 9.0594 | 0.78875 | 0.0061261 | 0.0036608 | 0.012521 | 0.087661 | 0 | 0.0011913 | 0.024329 | 1.2821 | 0.43185 | 8.1444 | 2.0585 | 0 | 0.55118 | 0.81115 | 0 | 0 | 0 | 0 | -51.6548 | 0.053997 | 0 | 0.0039558 | 0 | -0.33018 | 0 | 0 | 0 | 0 | 0 | 0 | 0 | 0 | 3.4918 | 0.044241 | 0.00026332 | 0 | 1.822 | 0 | 4.1581 | 0 | 0.4483 | 27.9529 | 1.2254 | 3.0551 | 0.1796 | 0.050933 | 0 | 0.73583 | 0.23426 | 3.7293 | -2.2237 | 21.8083 | -0.33018 | 0 | 0.23416 | 0 | 1.6728 | 0.28357
2025_07_29 Hr 07 | 0.27215 | 2.9203e-06 | 0 | 0.18214 | 0.18208 | 0.18212 | 0.18212 | 0.18137 | 0.18214 | 0 | 0 | 0.023943 | 0.84 | 0.076316 | 1.4981 | 1.4981 | 8.659 | 0.92877 | 0.0061261 | 0.0036608 | 0.012521 | 0.087661 | 0 | 0.0011913 | 0.024329 | 1.2821 | 0.43185 | 7.4195 | 2.0585 | 0 | 0.5298 | 0.81115 | 0 | 0 | 0 | 0 | -58.257 | 0.053997 | 0 | 0.0048671 | 0 | -0.40674 | 0 | 0 | 0 | 0 | 0 | 0 | 0 | 0 | 3.6297 | 0.044241 | 0.00026332 | 0 | 1.822 | 0 | 4.0152 | 0 | 0.4483 | 26.8247 | 1.2254 | 3.0551 | 0.1796 | 0.050933 | -0.27215 | 0.73583 | 0.23426 | 3.7293 | -9.955 | 22.1561 | -0.67889 | 0 | 0.23416 | 0 | 1.6728 | 0.29282
2025_07_29 Hr 08 | 0.68874 | 3.3379e-05 | 0 | 0.18214 | 0.18208 | 0.18212 | 0.18212 | 0.18137 | 0.18214 | 0 | 0 | 0.023943 | 0.27 | 0.025489 | 1.4981 | 1.4981 | 8.659 | 0.92877 | 0.0061261 | 0.0036608 | 0.012521 | 0.087661 | 0 | 0.0011913 | 0.024329 | 1.2821 | 0.43185 | 7.4195 | 2.0585 | 1.0545 | 0.5298 | 0.81115 | 0 | 0 | 0 | 0 | -58.3332 | 0.053997 | 0 | 0.0050574 | 0 | -0.42272 | 0 | 0 | 0 | 0 | 0 | 0 | 0 | 0 | 3.2885 | 0.044241 | 0.00026332 | 0 | 1.822 | 0 | 4.0152 | 0 | 0.36125 | 27.8792 | 1.2254 | 3.0551 | 0.1796 | 0.050933 | -0.68874 | 0.73583 | 0.23426 | 3.7293 | -10.0271 | 21.5383 | -1.1115 | 0 | 0.23416 | 0 | 1.6728 | 0.30746
2025_07_29 Hr 09 | 0.80454 | 0.00023526 | 0 | 0.18214 | 0.18208 | 0.18212 | 0.18212 | 0.18137 | 0.18214 | 0 | 0 | 0.023943 | 0.21 | 0.024016 | 1.4981 | 1.4981 | 8.659 | 0.92877 | 0.0061261 | 0.0036608 | 0.012521 | 0.087661 | 0 | 0.0011913 | 0.024329 | 1.2821 | 0.43185 | 7.4195 | 2.0585 | 1.0545 | 0.5298 | 0.81115 | 0 | 0 | 0 | 0 | -65.3036 | 0.053997 | 0 | 0.0061265 | 0 | -0.51253 | 0 | 0 | 0 | 0 | 0 | 0 | 0 | 0 | 3.078 | 0.044241 | 0.00026332 | 0 | 1.822 | 0 | 4.0152 | 0 | 0.20892 | 27.8792 | 1.2254 | 3.0551 | 0.1796 | 0.050933 | -0.80454 | 0.73583 | 0.23426 | 3.7293 | -17.5021 | 21.2394 | -1.3171 | 0 | 0.23416 | 0 | 1.6728 | 0.31689
2025_07_29 Hr 10 | 0.77301 | 0.00064686 | 0 | 0.18214 | 0.18208 | 0.18212 | 0.18212 | 0.18137 | 0.18214 | 0 | 0 | 0.023943 | 0.18 | 0.022155 | 1.4981 | 1.4981 | 8.659 | 0.92877 | 0.0061261 | 0.0036608 | 0.012521 | 0.087661 | 0 | 0.0011913 | 0.024329 | 1.2821 | 0.43185 | 7.4195 | 2.0585 | 1.0545 | 0.5298 | 0.81115 | 0 | 0 | 0 | 0 | -64.1182 | 0.053997 | 0 | 0.0065938 | 0 | -0.55178 | 0 | 0 | 0 | 0 | 0 | 0 | 0 | 0 | 3.2159 | 0.044241 | 0.00026332 | 0 | 1.822 | 0 | 4.0152 | 0 | 0.26985 | 27.8792 | 1.2254 | 3.0551 | 0.1796 | 0.050933 | -0.77301 | 0.73583 | 0.23426 | 3.7293 | -16.1826 | 21.3812 | -1.3248 | 0 | 0.23416 | 0 | 1.6728 | 0.32278
2025_07_29 Hr 11 | 0.81421 | 0.00098379 | 0 | 0.18214 | 0.18208 | 0.18212 | 0.18212 | 0.18137 | 0.18214 | 0 | 0 | 0.023943 | 0.18 | 0.02411 | 1.4981 | 1.4981 | 8.659 | 0.92877 | 0.0061261 | 0.0036608 | 0.012521 | 0.087661 | 0 | 0.0011913 | 0.024329 | 1.2821 | 0.43185 | 7.4195 | 2.0585 | 1.0545 | 0.5298 | 0.81115 | 0 | 0 | 0 | 0 | -65.6062 | 0.053997 | 0 | 0.0071757 | 0 | -0.60066 | 0 | 0 | 0 | 0 | 0 | 0 | 0 | 0 | 3.0126 | 0.044241 | 0.00026332 | 0 | 1.822 | 0 | 4.0152 | 0 | 0.33079 | 27.8792 | 1.2254 | 3.0551 | 0.1796 | 0.050933 | -0.81421 | 0.73583 | 0.23426 | 3.7293 | -17.8524 | 21.2894 | -1.4149 | 0 | 0.23416 | 0 | 1.6728 | 0.32987
2025_07_29 Hr 12 | 0.76647 | 0.0015573 | 0 | 0.18214 | 0.18208 | 0.18212 | 0.18212 | 0.18137 | 0.18214 | 0 | 0 | 0.023943 | 0.18 | 0.02721 | 1.4981 | 1.4981 | 8.659 | 0.92877 | 0.0061261 | 0.0036608 | 0.012521 | 0.087661 | 0 | 0.0011913 | 0.024329 | 1.2821 | 0.43185 | 7.4195 | 2.0585 | 1.0545 | 0.5298 | 0.81115 | 0 | 0 | 0 | 0 | -65.1837 | 0.053997 | 0 | 0.0080983 | 0 | -0.67815 | 0 | 0 | 0 | 0 | 0 | 0 | 0 | 0 | 2.6715 | 0.044241 | 0.00026332 | 0 | 1.822 | 0 | 4.0152 | 0 | 0.14798 | 27.8792 | 1.2254 | 3.0551 | 0.1796 | 0.050933 | -0.76647 | 0.73583 | 0.23426 | 3.7293 | -18.0204 | 20.7288 | -1.4446 | 0 | 0.23416 | 0 | 1.6728 | 0.33725
2025_07_29 Hr 13 | 0.77316 | 0.0014655 | 0 | 0.18214 | 0.18208 | 0.18212 | 0.18212 | 0.18137 | 0.18214 | 0 | 0 | 0.023943 | 0.21 | 0.030985 | 1.4981 | 1.4981 | 8.659 | 0.92877 | 0.0061261 | 0.0036608 | 0.012521 | 0.087661 | 0 | 0.0011913 | 0.024329 | 1.2821 | 0.43185 | 7.4195 | 2.0585 | 1.0545 | 0.5298 | 0.81115 | 0 | 0 | 0 | 0 | -61.0011 | 0.053997 | 0 | 0.0079044 | 0 | -0.66187 | 0 | 0 | 0 | 0 | 0 | 0 | 0 | 0 | 2.6715 | 0.044241 | 0.00026332 | 0 | 1.822 | 0 | 4.0152 | 0 | 0.14798 | 27.8792 | 1.2254 | 3.0551 | 0.1796 | 0.050933 | -0.77316 | 0.73583 | 0.23426 | 3.7293 | -13.7797 | 20.7772 | -1.435 | 0 | 0.23416 | 0 | 1.6728 | 0.34533
2025_07_29 Hr 14 | 0.72107 | 0.0012068 | 0 | 0.18214 | 0.18208 | 0.18212 | 0.18212 | 0.18137 | 0.18214 | 0 | 0 | 0.023943 | 0.27 | 0.037614 | 1.4981 | 1.4981 | 8.659 | 0.92877 | 0.0061261 | 0.0036608 | 0.012521 | 0.087661 | 0 | 0.0011913 | 0.024329 | 1.2821 | 0.43185 | 7.4195 | 2.0585 | 1.0545 | 0.5298 | 0.81115 | 0 | 0 | 0 | 0 | -56.3552 | 0.053997 | 0 | 0.0074631 | 0 | -0.6248 | 0 | 0 | 0 | 0 | 0 | 0 | 0 | 0 | 2.8747 | 0.044241 | 0.00026332 | 0 | 1.822 | 0 | 4.0152 | 0 | 0.12187 | 27.8792 | 1.2254 | 3.0551 | 0.1796 | 0.050933 | -0.72107 | 0.73583 | 0.23426 | 3.7293 | -8.8449 | 20.977 | -1.3459 | 0 | 0.23416 | 0 | 1.6728 | 0.35367
2025_07_29 Hr 15 | 0.73567 | 0.0010005 | 0 | 0.18214 | 0.18208 | 0.18212 | 0.18212 | 0.18137 | 0.18214 | 0 | 0 | 0.023943 | 0.39 | 0.064746 | 1.4981 | 1.4981 | 8.659 | 0.92877 | 0.0061261 | 0.0036608 | 0.012521 | 0.087661 | 0 | 0.0011913 | 0.024329 | 1.2821 | 0.43185 | 7.4195 | 2.0585 | 1.0545 | 0.5298 | 0.81115 | 0 | 0 | 0 | 0 | -65.8863 | 0.053997 | 0 | 0.0088937 | 0 | -0.74497 | 0 | 0 | 0 | 0 | 0 | 0 | 0 | 0 | 2.9473 | 0.044241 | 0.00026332 | 0 | 1.822 | 0 | 4.0152 | 0 | 0.20892 | 27.8792 | 1.2254 | 3.0551 | 0.1796 | 0.050933 | -0.73567 | 0.73583 | 0.23426 | 3.7293 | -18.1865 | 21.3012 | -1.4806 | 0 | 0.23416 | 0 | 1.6728 | 0.35668
2025_07_29 Hr 16 | 0.79604 | 0.00087758 | 0 | 0.18214 | 0.18208 | 0.18212 | 0.18212 | 0.18137 | 0.18214 | 0 | 0 | 0.023943 | 0.42 | 0.07422 | 1.4981 | 1.4981 | 8.659 | 0.92877 | 0.0061261 | 0.0036608 | 0.012521 | 0.087661 | 0 | 0.0011913 | 0.024329 | 1.2821 | 0.43185 | 7.4195 | 2.0585 | 1.0545 | 0.5298 | 0.81115 | 0 | 0 | 0 | 0 | -65.9741 | 0.053997 | 0 | 0.0094669 | 0 | -0.79312 | 0 | 0 | 0 | 0 | 0 | 0 | 0 | 0 | 3.0126 | 0.044241 | 0.00026332 | 0 | 1.822 | 0 | 4.0152 | 0 | 0.23939 | 27.8792 | 1.2254 | 3.0551 | 0.1796 | 0.050933 | -0.79604 | 0.73583 | 0.23426 | 3.7293 | -18.1818 | 21.5023 | -1.5892 | 0 | 0.23416 | 0 | 1.6728 | 0.36231
2025_07_29 Hr 17 | 0.78377 | 0.00083026 | 0 | 0.18214 | 0.18208 | 0.18212 | 0.18212 | 0.18137 | 0.18214 | 0 | 0 | 0.023943 | 0.45 | 0.067384 | 1.4981 | 1.4981 | 8.659 | 0.92877 | 0.0061261 | 0.0036608 | 0.012521 | 0.087661 | 0 | 0.0011913 | 0.024329 | 1.2821 | 0.43185 | 7.4195 | 2.0585 | 1.0545 | 0.5298 | 0.81115 | 0 | 0 | 0 | 0 | -59.2797 | 0.053997 | 0 | 0.0080219 | 0 | -0.67174 | 0 | 0 | 0 | 0 | 0 | 0 | 0 | 0 | 3.078 | 0.044241 | 0.00026332 | 0 | 1.822 | 0 | 4.0152 | 0 | 0.42219 | 27.8792 | 1.2254 | 3.0551 | 0.1796 | 0.050933 | -0.78377 | 0.73583 | 0.23426 | 3.7293 | -11.0892 | 21.7668 | -1.4555 | 0 | 0.23416 | 0 | 1.6728 | 0.3678
2025_07_29 Hr 18 | 0.72811 | 0.00069411 | 0 | 0.18214 | 0.18208 | 0.18212 | 0.18212 | 0.18137 | 0.18214 | 0 | 0 | 0.023943 | 0.66 | 0.10217 | 1.4981 | 1.4981 | 8.659 | 0.92877 | 0.0061261 | 0.0036608 | 0.012521 | 0.087661 | 0 | 0.0011913 | 0.024329 | 1.2821 | 0.43185 | 7.4195 | 2.0585 | 1.0545 | 0.5298 | 0.81115 | 0 | 0 | 0 | 0 | -65.2806 | 0.053997 | 0 | 0.0082928 | 0 | -0.6945 | 0 | 0 | 0 | 0 | 0 | 0 | 0 | 0 | 3.2159 | 0.044241 | 0.00026332 | 0 | 1.822 | 0 | 4.0152 | 0 | 0.36125 | 27.8792 | 1.2254 | 3.0551 | 0.1796 | 0.050933 | -0.72811 | 0.73583 | 0.23426 | 3.7293 | -16.784 | 22.04 | -1.4226 | 0 | 0.23416 | 0 | 1.6728 | 0.37502
2025_07_29 Hr 19 | 0.56523 | 0.00052559 | 0 | 0.18214 | 0.18208 | 0.18212 | 0.18212 | 0.18137 | 0.18214 | 0 | 0 | 0.023943 | 1.02 | 0.13727 | 1.4981 | 1.4981 | 8.659 | 0.92877 | 0.0061261 | 0.0036608 | 0.012521 | 0.087661 | 0 | 0.0011913 | 0.024329 | 1.2821 | 0.43185 | 7.4195 | 2.0585 | 1.0545 | 0.5298 | 0.81115 | 0 | 0 | 0 | 0 | -63.2553 | 0.053997 | 0 | 0.0072098 | 0 | -0.60352 | 0 | 0 | 0 | 0 | 0 | 0 | 0 | 0 | 3.0126 | 0.044241 | 0.00026332 | 0 | 1.822 | 0 | 4.0152 | 0 | 0.39172 | 27.8792 | 1.2254 | 3.0551 | 0.1796 | 0.050933 | -0.56523 | 0.73583 | 0.23426 | 3.7293 | -14.4482 | 22.0967 | -1.1687 | 0 | 0.23416 | 0 | 1.6728 | 0.37242
2025_07_29 Hr 20 | 0.11363 | 0.00022237 | 0 | 0.18214 | 0.18208 | 0.18212 | 0.18212 | 0.18137 | 0.18214 | 0 | 0 | 0.023943 | 2.16 | 0.21196 | 1.4981 | 1.4981 | 8.659 | 0.92877 | 0.0061261 | 0.0036608 | 0.012521 | 0.087661 | 0 | 0.0011913 | 0.024329 | 1.2821 | 0.43185 | 7.4195 | 2.0585 | 1.0545 | 0.5298 | 0.81115 | 0 | 0 | 0 | 0 | -53.5063 | 0.053997 | 0 | 0.0052569 | 0 | -0.43948 | 0 | 0 | 0 | 0 | 0 | 0 | 0 | 0 | 2.0544 | 0.044241 | 0.00026332 | 0 | 1.822 | 0 | 3.9859 | 0 | 0.39172 | 27.8499 | 1.2254 | 3.0551 | 0.1796 | 0.050933 | -0.11363 | 0.73583 | 0.23426 | 3.7293 | -4.3153 | 21.8942 | -0.55311 | 0 | 0.23416 | 0 | 1.6728 | 0.36543
2025_07_29 Hr 21 | 0 | 8.1807e-05 | 0 | 0.18214 | 0.18208 | 0.18212 | 0.18212 | 0.18137 | 0.18214 | 0 | 0 | 0.023943 | 2.58 | 0.21182 | 1.4981 | 1.4981 | 8.659 | 0.92877 | 0.0061261 | 0.0036608 | 0.012521 | 0.087661 | 0 | 0.0011913 | 0.024329 | 1.2821 | 0.43185 | 7.4195 | 2.0585 | 1.0545 | 0.5298 | 0.81115 | 0 | 0 | 0 | 0 | -47.9694 | 0.053997 | 0 | 0.0043982 | 0 | -0.36735 | 0 | 0 | 0 | 0 | 0 | 0 | 0 | 0 | 1.9165 | 0.044241 | 0.00026332 | 0 | 1.822 | 0 | 3.915 | 0 | 0.17845 | 27.779 | 1.2254 | 3.0551 | 0.1796 | 0.050933 | 0 | 0.73583 | 0.23426 | 3.7293 | 1.2772 | 21.8349 | -0.36735 | 0 | 0.23416 | 0 | 1.6728 | 0.35123
2025_07_29 Hr 22 | 0 | 1.3041e-05 | 0 | 0.18214 | 0.18208 | 0.18212 | 0.18212 | 0.18137 | 0.18214 | 0 | 0 | 0.023943 | 2.61 | 0.21178 | 1.4981 | 1.4981 | 8.659 | 0.92877 | 0.0061261 | 0.0036608 | 0.012521 | 0.087661 | 0 | 0.0011913 | 0.024329 | 1.2821 | 0 | 7.4195 | 2.0585 | 1.0545 | 0.5298 | 0.81115 | 0 | 0 | 0 | 0 | -50.0416 | 0.053997 | 0 | 0.0043469 | 0 | -0.36304 | 0 | 0 | 0 | 0 | 0 | 0 | 0 | 0 | 1.9891 | 0.044241 | 0.00026332 | 0 | 1.822 | 0 | 3.8903 | 0 | 0.14798 | 27.3225 | 1.2254 | 3.0551 | 0.1796 | 0.050933 | 0 | 0.73583 | 0.23426 | 3.7293 | -1.1903 | 21.8919 | -0.36304 | 0 | 0.23416 | 0 | 1.6728 | 0.33619
2025_07_29 Hr 23 | 0 | 0 | 0 | 0.18214 | 0 | 0.18212 | 0 | 0.18137 | 0 | 0 | 0 | 0.023943 | 2.61 | 0.17118 | 1.4981 | 1.4981 | 8.748 | 0.52584 | 0.0061261 | 0.0036608 | 0.012521 | 0.087661 | 0 | 0.0011913 | 0.024329 | 1.247 | 0 | 7.9807 | 2.0585 | 0.70299 | 0.5378 | 0.81115 | 0 | 0 | 0 | 0 | -44.5827 | 0.053997 | 0 | 0.0056216 | 0 | -0.29303 | 0 | 0 | 0 | 0 | 0 | 0 | 0 | 0 | 2.1923 | 0.044241 | 0.00026332 | 0 | 1.822 | 0 | 3.6016 | 0 | 0.33079 | 26.3481 | 1.2254 | 3.0551 | 0.1796 | 0.050933 | 0 | 0.73583 | 0.23426 | 3.7293 | 3.6976 | 22.2253 | -0.29303 | 0 | 0.23416 | 0 | 1.6728 | 0.31619
2025_07_29 Hr 24 | 0 | 0 | 0 | 0 | 0 | 0 | 0 | 0 | 0 | 0 | 0 | 0.023943 | 2.34 | 0.1398 | 1.4981 | 1.4981 | 9.0594 | 0.78875 | 0.0061261 | 0.0036608 | 0.012521 | 0.087661 | 0 | 0.0011913 | 0.024329 | 1.2821 | 0 | 8.1444 | 2.0585 | 0 | 0.55118 | 0.81115 | 0 | 0 | 0 | 0 | -37.2966 | 0.053997 | 0 | 0.010242 | 0 | -0.26675 | 0 | 0 | 0 | 0 | 0 | 0 | 0 | 0 | 2.3956 | 0.044241 | 0.00026332 | 0 | 1.822 | 0 | 0 | 0 | 0.63111 | 22.271 | 1.2254 | 3.0551 | 0.1796 | 0.050933 | 0 | 0.73583 | 0.23426 | 3.7293 | 7.1305 | 22.4229 | -0.26675 | 0 | 0.23416 | 0 | 1.6728 | 0.29815
2025_07_30 Hr 01 | 0 | 0 | 0 | 0 | 0 | 0 | 0 | 0 | 0 | 0 | 0 | 0.023943 | 2.58 | 0.15102 | 1.4981 | 1.4981 | 9.6251 | 0.838 | 0.0061261 | 0.0036608 | 0.012521 | 0.087661 | 0 | 0.0011913 | 0.024329 | 1.2821 | 0 | 8.6533 | 2.0585 | 0 | 0.55118 | 0.81115 | 0 | 0 | 0 | 0 | -33.9927 | 0.053997 | 0 | 0.010034 | 0 | -0.2613 | 0 | 0 | 0 | 0 | 0 | 0 | 0 | 0 | 3.2885 | 0.044241 | 0.00026332 | 0 | 1.822 | 0 | 0 | 0 | 0.50924 | 23.3947 | 1.2254 | 3.0551 | 0.1796 | 0.050933 | 0 | 0.73583 | 0.23426 | 3.7293 | 12.5688 | 23.4281 | -0.2613 | 0 | 0.23416 | 0 | 1.6728 | 0.28113
2025_07_30 Hr 02 | 0 | 0 | 0 | 0 | 0 | 0 | 0 | 0 | 0 | 0 | 0 | 0.023943 | 2.52 | 0.15695 | 1.4981 | 1.4981 | 9.6251 | 0.838 | 0.0061261 | 0.0036608 | 0.012521 | 0.087661 | 0 | 0.0011913 | 0.024329 | 1.2821 | 0 | 8.6533 | 2.0585 | 0 | 0.55118 | 0.81115 | 0 | 0 | 0 | 0 | -40.5765 | 0.053997 | 0 | 0.010677 | 0 | -0.27816 | 0 | 0 | 0 | 0 | 0 | 0 | 0 | 0 | 3.833 | 0.044241 | 0.00026332 | 0 | 1.822 | 0 | 0 | 0 | 0.87049 | 23.3947 | 1.2254 | 3.0551 | 0.1796 | 0.050933 | 0 | 0.73583 | 0.23426 | 3.7293 | 6.8164 | 24.2764 | -0.27816 | 0 | 0.23416 | 0 | 1.6728 | 0.27774
2025_07_30 Hr 03 | 0 | 0 | 0 | 0 | 0 | 0 | 0 | 0 | 0 | 0 | 0 | 0.023943 | 2.52 | 0.14927 | 1.4981 | 1.4981 | 9.6251 | 0 | 0.0061261 | 0.0036608 | 0.012521 | 0.087661 | 0 | 0.0011913 | 0.024329 | 1.2821 | 0 | 8.6533 | 2.0585 | 0 | 0.55118 | 0.81115 | 0 | 0 | 0 | 0 | -38.7601 | 0.053997 | 0 | 0.010155 | 0 | -0.26446 | 0 | 0 | 0 | 0 | 0 | 0 | 0 | 0 | 4.0435 | 0.044241 | 0.00026332 | 0 | 1.822 | 0 | 0 | 0 | 1.1708 | 22.5567 | 1.2254 | 3.0551 | 0.1796 | 0.050933 | 0 | 0.73583 | 0.23426 | 3.7293 | 8.3057 | 24.7735 | -0.26446 | 0 | 0.23416 | 0 | 1.6728 | 0.27175
2025_07_30 Hr 04 | 0 | 0 | 0 | 0.064505 | 0.064486 | 0.064499 | 0.064499 | 0.064234 | 0.064505 | 0 | 0 | 0.023943 | 2.52 | 0.25545 | 1.4965 | 1.4965 | 9.6037 | 0 | 0.0061261 | 0.0036608 | 0.012521 | 0.087661 | 0 | 0.0011913 | 0.024329 | 1.2805 | 0.22608 | 8.6365 | 2.0585 | 0 | 0.54989 | 0.81115 | 0 | 0 | 0 | 0 | -66.9073 | 0.053997 | 0 | 0.013544 | 0 | -0.45406 | 0 | 0 | 0 | 0 | 0 | 0 | 0 | 0 | 3.9709 | 0.044241 | 0.00026332 | 0 | 1.822 | 0 | 0 | 0 | 0.93143 | 22.9769 | 1.2254 | 3.0551 | 0.1796 | 0.050933 | 0 | 0.73583 | 0.23426 | 3.7293 | -19.8208 | 24.5636 | -0.45406 | 0 | 0.23416 | 0 | 1.6728 | 0.2689
2025_07_30 Hr 05 | 0 | 0 | 0 | 0.19352 | 0.19346 | 0.1935 | 0.1935 | 0.1927 | 0.19352 | 0 | 0 | 0.023943 | 2.46 | 0.16447 | 1.4981 | 1.4981 | 9.6251 | 0 | 0.0061261 | 0.0036608 | 0.012521 | 0.087661 | 0 | 0.0011913 | 0.024329 | 1.2821 | 0.45852 | 8.6533 | 2.0585 | 0 | 0.55118 | 0.81115 | 0 | 0 | 0 | 0 | -45.9345 | 0.053997 | 0 | 0.0071633 | 0 | -0.29876 | 0 | 0 | 0 | 0 | 0 | 0 | 0 | 0 | 3.9055 | 0.044241 | 0.00026332 | 0 | 1.822 | 0 | 0 | 0 | 1.2013 | 24.1754 | 1.2254 | 3.0551 | 0.1796 | 0.050933 | 0 | 0.73583 | 0.23426 | 3.7293 | 2.564 | 24.6218 | -0.29876 | 0 | 0.23416 | 0 | 1.6728 | 0.27229
2025_07_30 Hr 06 | 0.022813 | 0 | 0 | 0.19352 | 0.19346 | 0.1935 | 0.1935 | 0.1927 | 0.19352 | 0 | 0 | 0.023943 | 2.16 | 0.1554 | 1.4981 | 1.4981 | 9.6251 | 0.838 | 0.0061261 | 0.0036608 | 0.012521 | 0.087661 | 0 | 0.0011913 | 0.024329 | 1.2821 | 0.45852 | 8.6533 | 2.0585 | 0 | 0.55118 | 0.81115 | 0 | 0 | 0 | 0 | -48.8343 | 0.053997 | 0 | 0.0077082 | 0 | -0.32164 | 0 | 0 | 0 | 0 | 0 | 0 | 0 | 0 | 3.9055 | 0.044241 | 0.00026332 | 0 | 1.822 | 0 | 0 | 0 | 1.5016 | 25.0134 | 1.2254 | 3.0551 | 0.1796 | 0.050933 | -0.022813 | 0.73583 | 0.23426 | 3.7293 | 0.4774 | 24.6427 | -0.34446 | 0 | 0.23416 | 0 | 1.6728 | 0.2791
2025_07_30 Hr 07 | 0.22653 | 1.0901e-05 | 0 | 0.19352 | 0.19346 | 0.1935 | 0.1935 | 0.1927 | 0.19352 | 0 | 0 | 0.023943 | 1.2 | 0.11628 | 1.4981 | 1.4981 | 9.1997 | 0.98676 | 0.0061261 | 0.0036608 | 0.012521 | 0.087661 | 0 | 0.0011913 | 0.024329 | 1.2821 | 0.45852 | 7.8831 | 2.0585 | 0 | 0.5298 | 0.81115 | 0 | 0 | 0 | 0 | -59.7101 | 0.053997 | 0 | 0.010382 | 0 | -0.43395 | 0 | 0 | 0 | 0 | 0 | 0 | 0 | 0 | 3.3538 | 0.044241 | 0.00026332 | 0 | 1.822 | 0 | 0 | 0 | 1.3188 | 23.9666 | 1.2254 | 3.0551 | 0.1796 | 0.050933 | -0.22653 | 0.73583 | 0.23426 | 3.7293 | -13.2958 | 23.1082 | -0.66048 | 0 | 0.23416 | 0 | 1.6728 | 0.29594
2025_07_30 Hr 08 | 0.64725 | 7.7214e-05 | 0 | 0.19352 | 0.19346 | 0.1935 | 0.1935 | 0.1927 | 0.19352 | 0 | 0 | 0.023943 | 1.11 | 0.10666 | 1.4981 | 1.4981 | 9.1997 | 0.98676 | 0.0061261 | 0.0036608 | 0.012521 | 0.087661 | 0 | 0.0011913 | 0.024329 | 1.2821 | 0.45852 | 7.8831 | 2.0585 | 0 | 0.5298 | 0.81115 | 0 | 0 | 0 | 0 | -60.9671 | 0.053997 | 0 | 0.0051476 | 0 | -0.4303 | 0 | 0 | 0 | 0 | 0 | 0 | 0 | 0 | 3.1506 | 0.044241 | 0.00026332 | 0 | 1.822 | 0 | 5.3574 | 0 | 0.80956 | 27.9935 | 1.2254 | 3.0551 | 0.1796 | 0.050933 | -0.64725 | 0.73583 | 0.23426 | 3.7293 | -11.3242 | 22.7269 | -1.0776 | 0 | 0.23416 | 0 | 1.6728 | 0.30596
2025_07_30 Hr 09 | 0.74686 | 0.00022685 | 0 | 0.19352 | 0.19346 | 0.1935 | 0.1935 | 0.1927 | 0.19352 | 0 | 0 | 0.023943 | 1.14 | 0.10656 | 1.4981 | 1.4981 | 9.1997 | 0.98676 | 0.0061261 | 0.0036608 | 0.012521 | 0.087661 | 0 | 0.0011913 | 0.024329 | 1.2821 | 0.45852 | 7.8831 | 2.0585 | 1.1204 | 0.5298 | 0.81115 | 0 | 0 | 0 | 0 | -60.6713 | 0.053997 | 0 | 0.0050078 | 0 | -0.41855 | 0 | 0 | 0 | 0 | 0 | 0 | 0 | 0 | 3.3538 | 0.044241 | 0.00026332 | 0 | 1.822 | 0 | 4.2661 | 0 | 0.66157 | 29.3531 | 1.2254 | 3.0551 | 0.1796 | 0.050933 | -0.74686 | 0.73583 | 0.23426 | 3.7293 | -9.5612 | 22.9225 | -1.1654 | 0 | 0.23416 | 0 | 1.6728 | 0.31655
2025_07_30 Hr 10 | 0.76415 | 0.00046163 | 0 | 0.19352 | 0.19346 | 0.1935 | 0.1935 | 0.1927 | 0.19352 | 0 | 0 | 0.023943 | 1.17 | 0.1147 | 1.4981 | 1.4981 | 9.1997 | 0.98676 | 0.0061261 | 0.0036608 | 0.012521 | 0.087661 | 0 | 0.0011913 | 0.024329 | 1.2821 | 0.45852 | 7.8831 | 2.0585 | 1.1204 | 0.5298 | 0.81115 | 0 | 0 | 0 | 0 | -62.6225 | 0.053997 | 0 | 0.0052518 | 0 | -0.43905 | 0 | 0 | 0 | 0 | 0 | 0 | 0 | 0 | 3.4264 | 0.044241 | 0.00026332 | 0 | 1.822 | 0 | 4.2661 | 0 | 0.66157 | 29.3531 | 1.2254 | 3.0551 | 0.1796 | 0.050933 | -0.76415 | 0.73583 | 0.23426 | 3.7293 | -11.4127 | 23.06 | -1.2032 | 0 | 0.23416 | 0 | 1.6728 | 0.32581
2025_07_30 Hr 11 | 0.81421 | 0.00071793 | 0 | 0.19352 | 0.19346 | 0.1935 | 0.1935 | 0.1927 | 0.19352 | 0 | 0 | 0.023943 | 1.05 | 0.10197 | 1.4981 | 1.4981 | 9.1997 | 0.98676 | 0.0061261 | 0.0036608 | 0.012521 | 0.087661 | 0 | 0.0011913 | 0.024329 | 1.2821 | 0.45852 | 7.8831 | 2.0585 | 1.1204 | 0.5298 | 0.81115 | 0 | 0 | 0 | 0 | -59.1039 | 0.053997 | 0 | 0.0052024 | 0 | -0.4349 | 0 | 0 | 0 | 0 | 0 | 0 | 0 | 0 | 3.2159 | 0.044241 | 0.00026332 | 0 | 1.822 | 0 | 4.2661 | 0 | 0.60064 | 29.3531 | 1.2254 | 3.0551 | 0.1796 | 0.050933 | -0.81421 | 0.73583 | 0.23426 | 3.7293 | -8.2866 | 22.7134 | -1.2491 | 0 | 0.23416 | 0 | 1.6728 | 0.33312
2025_07_30 Hr 12 | 0.76647 | 0.00087679 | 0 | 0.19352 | 0.19346 | 0.1935 | 0.1935 | 0.1927 | 0.19352 | 0 | 0 | 0.023943 | 1.02 | 0.10173 | 1.4981 | 1.4981 | 9.1997 | 0.98676 | 0.0061261 | 0.0036608 | 0.012521 | 0.087661 | 0 | 0.0011913 | 0.024329 | 1.2821 | 0.45852 | 7.8831 | 2.0585 | 1.1204 | 0.5298 | 0.81115 | 0 | 0 | 0 | 0 | -56.2627 | 0.053997 | 0 | 0.005343 | 0 | -0.44672 | 0 | 0 | 0 | 0 | 0 | 0 | 0 | 0 | 3.2159 | 0.044241 | 0.00026332 | 0 | 1.822 | 0 | 4.2661 | 0 | 0.66157 | 29.3531 | 1.2254 | 3.0551 | 0.1796 | 0.050933 | -0.76647 | 0.73583 | 0.23426 | 3.7293 | -5.4195 | 22.7033 | -1.2132 | 0 | 0.23416 | 0 | 1.6728 | 0.33993
2025_07_30 Hr 13 | 0.75383 | 0.00097976 | 0 | 0.19352 | 0.19346 | 0.1935 | 0.1935 | 0.1927 | 0.19352 | 0 | 0 | 0.023943 | 0.87 | 0.085544 | 1.4981 | 1.4981 | 9.1997 | 0.98676 | 0.0061261 | 0.0036608 | 0.012521 | 0.087661 | 0 | 0.0011913 | 0.024329 | 1.2821 | 0.45852 | 7.8831 | 2.0585 | 1.1204 | 0.5298 | 0.81115 | 0 | 0 | 0 | 0 | -53.4711 | 0.053997 | 0 | 0.0052675 | 0 | -0.44037 | 0 | 0 | 0 | 0 | 0 | 0 | 0 | 0 | 3.078 | 0.044241 | 0.00026332 | 0 | 1.822 | 0 | 4.2661 | 0 | 0.80956 | 29.3531 | 1.2254 | 3.0551 | 0.1796 | 0.050933 | -0.75383 | 0.73583 | 0.23426 | 3.7293 | -2.7671 | 22.5451 | -1.1942 | 0 | 0.23416 | 0 | 1.6728 | 0.35039
2025_07_30 Hr 14 | 0.72979 | 0.00056666 | 0 | 0.19352 | 0.19346 | 0.1935 | 0.1935 | 0.1927 | 0.19352 | 0 | 0 | 0.023943 | 0.63 | 0.060036 | 1.4981 | 1.4981 | 9.1997 | 0.98676 | 0.0061261 | 0.0036608 | 0.012521 | 0.087661 | 0 | 0.0011913 | 0.024329 | 1.2821 | 0.45852 | 7.8831 | 2.0585 | 1.1204 | 0.5298 | 0.81115 | 0 | 0 | 0 | 0 | -48.9111 | 0.053997 | 0 | 0.0051051 | 0 | -0.42673 | 0 | 0 | 0 | 0 | 0 | 0 | 0 | 0 | 2.8747 | 0.044241 | 0.00026332 | 0 | 1.822 | 0 | 4.2661 | 0 | 0.77909 | 29.3531 | 1.2254 | 3.0551 | 0.1796 | 0.050933 | -0.72979 | 0.73583 | 0.23426 | 3.7293 | 1.3164 | 22.031 | -1.1565 | 0 | 0.23416 | 0 | 1.6728 | 0.35993
2025_07_30 Hr 15 | 0.74679 | 0.00047284 | 0 | 0.19352 | 0.19346 | 0.1935 | 0.1935 | 0.1927 | 0.19352 | 0 | 0 | 0.023943 | 0.6 | 0.059637 | 1.4981 | 1.4981 | 9.1997 | 0.98676 | 0.0061261 | 0.0036608 | 0.012521 | 0.087661 | 0 | 0.0011913 | 0.024329 | 1.2821 | 0.45852 | 7.8831 | 2.0585 | 1.1204 | 0.5298 | 0.81115 | 0 | 0 | 0 | 0 | -45.5356 | 0.053997 | 0 | 0.0053248 | 0 | -0.44518 | 0 | 0 | 0 | 0 | 0 | 0 | 0 | 0 | 2.3303 | 0.044241 | 0.00026332 | 0 | 1.822 | 0 | 4.2661 | 0 | 0.66157 | 29.3531 | 1.2254 | 3.0551 | 0.1796 | 0.050933 | -0.74679 | 0.73583 | 0.23426 | 3.7293 | 3.9876 | 21.3622 | -1.192 | 0 | 0.23416 | 0 | 1.6728 | 0.36658
2025_07_30 Hr 16 | 0.79604 | 0.00055565 | 0 | 0.19352 | 0.19346 | 0.1935 | 0.1935 | 0.1927 | 0.19352 | 0 | 0 | 0.023943 | 0.45 | 0.054782 | 1.4981 | 1.4981 | 9.1997 | 0.98676 | 0.0061261 | 0.0036608 | 0.012521 | 0.087661 | 0 | 0.0011913 | 0.024329 | 1.2821 | 0.45852 | 7.8831 | 2.0585 | 1.1204 | 0.5298 | 0.81115 | 0 | 0 | 0 | 0 | -50.9344 | 0.053997 | 0 | 0.0065217 | 0 | -0.54572 | 0 | 0 | 0 | 0 | 0 | 0 | 0 | 0 | 1.9891 | 0.044241 | 0.00026332 | 0 | 1.822 | 0 | 4.2661 | 0 | 0.69204 | 29.3531 | 1.2254 | 3.0551 | 0.1796 | 0.050933 | -0.79604 | 0.73583 | 0.23426 | 3.7293 | -1.9726 | 20.9505 | -1.3418 | 0 | 0.23416 | 0 | 1.6728 | 0.37119
2025_07_30 Hr 17 | 0.7688 | 0.00043898 | 0 | 0.19352 | 0.19346 | 0.1935 | 0.1935 | 0.1927 | 0.19352 | 0 | 0 | 0.023943 | 0.3 | 0.036911 | 1.4981 | 1.4981 | 9.1997 | 0.98676 | 0.0061261 | 0.0036608 | 0.012521 | 0.087661 | 0 | 0.0011913 | 0.024329 | 1.2821 | 0.45852 | 7.8831 | 2.0585 | 1.1204 | 0.5298 | 0.81115 | 0 | 0 | 0 | 0 | -50.2483 | 0.053997 | 0 | 0.0065913 | 0 | -0.55157 | 0 | 0 | 0 | 0 | 0 | 0 | 0 | 0 | 1.7785 | 0.044241 | 0.00026332 | 0 | 1.822 | 0 | 4.2661 | 0 | 0.90096 | 29.3531 | 1.2254 | 3.0551 | 0.1796 | 0.050933 | -0.7688 | 0.73583 | 0.23426 | 3.7293 | -1.4569 | 20.7587 | -1.3204 | 0 | 0.23416 | 0 | 1.6728 | 0.37621
2025_07_30 Hr 18 | 0.73916 | 0.00011859 | 0 | 0.19352 | 0.19346 | 0.1935 | 0.1935 | 0.1927 | 0.19352 | 0 | 0 | 0.023943 | 0.27 | 0.03435 | 1.4981 | 1.4981 | 9.1997 | 0.98676 | 0.0061261 | 0.0036608 | 0.012521 | 0.087661 | 0 | 0.0011913 | 0.024329 | 1.2821 | 0.45852 | 7.8831 | 2.0585 | 1.1204 | 0.5298 | 0.81115 | 0 | 0 | 0 | 0 | -48.4711 | 0.053997 | 0 | 0.0068155 | 0 | -0.5704 | 0 | 0 | 0 | 0 | 0 | 0 | 0 | 0 | 1.6406 | 0.044241 | 0.00026332 | 0 | 1.822 | 0 | 4.2661 | 0 | 0.87049 | 29.3531 | 1.2254 | 3.0551 | 0.1796 | 0.050933 | -0.73916 | 0.73583 | 0.23426 | 3.7293 | 0.098213 | 20.5258 | -1.3096 | 0 | 0.23416 | 0 | 1.6728 | 0.37427
2025_07_30 Hr 19 | 0.5515 | 0.00012078 | 0 | 0.19352 | 0.19346 | 0.1935 | 0.1935 | 0.1927 | 0.19352 | 0 | 0 | 0.023943 | 0.21 | 0.028695 | 1.4981 | 1.4981 | 9.1997 | 0.98676 | 0.0061261 | 0.0036608 | 0.012521 | 0.087661 | 0 | 0.0011913 | 0.024329 | 1.2821 | 0.45852 | 7.8831 | 2.0585 | 1.1204 | 0.5298 | 0.81115 | 0 | 0 | 0 | 0 | -54.154 | 0.053997 | 0 | 0.0073201 | 0 | -0.61279 | 0 | 0 | 0 | 0 | 0 | 0 | 0 | 0 | 1.5753 | 0.044241 | 0.00026332 | 0 | 1.822 | 0 | 4.2661 | 0 | 0.66157 | 29.3531 | 1.2254 | 3.0551 | 0.1796 | 0.050933 | -0.5515 | 0.73583 | 0.23426 | 3.7293 | -5.9685 | 19.9967 | -1.1643 | 0 | 0.23416 | 0 | 1.6728 | 0.37265
2025_07_30 Hr 20 | 0.090669 | 0.00019898 | 0 | 0.19352 | 0.19346 | 0.1935 | 0.1935 | 0.1927 | 0.19352 | 0 | 0 | 0.023943 | 1.8 | 0.26218 | 1.4981 | 1.4981 | 9.1997 | 0.98676 | 0.0061261 | 0.0036608 | 0.012521 | 0.087661 | 0 | 0.0011913 | 0.024329 | 1.2821 | 0.45852 | 7.8831 | 2.0585 | 1.1204 | 0.5298 | 0.81115 | 0 | 0 | 0 | 0 | -69.7003 | 0.053997 | 0 | 0.007803 | 0 | -0.65335 | 0 | 0 | 0 | 0 | 0 | 0 | 0 | 0 | 1.0236 | 0.044241 | 0.00026332 | 0 | 1.822 | 0 | 4.2661 | 0 | 0.69204 | 29.3531 | 1.2254 | 3.0551 | 0.1796 | 0.050933 | -0.090669 | 0.73583 | 0.23426 | 3.7293 | -20.2592 | 20.832 | -0.74402 | 0 | 0.23416 | 0 | 1.6728 | 0.36654
2025_07_30 Hr 21 | 0 | 0.00011335 | 0 | 0.19352 | 0.19346 | 0.1935 | 0.1935 | 0.1927 | 0.19352 | 0 | 0 | 0.023943 | 2.49 | 0.34436 | 1.4981 | 1.4981 | 9.1997 | 0.98676 | 0.0061261 | 0.0036608 | 0.012521 | 0.087661 | 0 | 0.0011913 | 0.024329 | 1.2821 | 0 | 7.8831 | 2.0585 | 1.1204 | 0.5298 | 0.81115 | 0 | 0 | 0 | 0 | -77.3187 | 0.053997 | 0 | 0.0074087 | 0 | -0.62023 | 0 | 0 | 0 | 0 | 0 | 0 | 0 | 0 | 1.372 | 0.044241 | 0.00026332 | 0 | 1.822 | 0 | 4.2661 | 0 | 0.63111 | 28.8945 | 1.2254 | 3.0551 | 0.1796 | 0.050933 | 0 | 0.73583 | 0.23426 | 3.7293 | -27.2552 | 21.7892 | -0.62023 | 0 | 0.23416 | 0 | 1.6728 | 0.35477
2025_07_30 Hr 22 | 0 | 3.6095e-05 | 0 | 0.19352 | 0.19346 | 0.1935 | 0.1935 | 0.1927 | 0.19352 | 0 | 0 | 0.023943 | 2.58 | 0.24143 | 1.4981 | 1.4981 | 9.1997 | 0.98676 | 0.0061261 | 0.0036608 | 0.012521 | 0.087661 | 0 | 0.0011913 | 0.024329 | 1.2821 | 0 | 7.8831 | 2.0585 | 1.1204 | 0.5298 | 0.81115 | 0 | 0 | 0 | 0 | -56.0639 | 0.053997 | 0 | 0.0050131 | 0 | -0.419 | 0 | 0 | 0 | 0 | 0 | 0 | 0 | 0 | 1.7785 | 0.044241 | 0.00026332 | 0 | 1.822 | 0 | 4.2661 | 0 | 0.66157 | 28.8945 | 1.2254 | 3.0551 | 0.1796 | 0.050933 | 0 | 0.73583 | 0.23426 | 3.7293 | -5.3882 | 22.2002 | -0.419 | 0 | 0.23416 | 0 | 1.6728 | 0.34175
2025_07_30 Hr 23 | 0 | 0 | 0 | 0.19352 | 0.19346 | 0.1935 | 0.1935 | 0.1927 | 0.19352 | 0 | 0 | 0.023943 | 2.58 | 0.19649 | 1.4981 | 1.4981 | 9.5504 | 0.6285 | 0.0061261 | 0.0036608 | 0.012521 | 0.087661 | 0 | 0.0011913 | 0.024329 | 1.2654 | 0 | 8.5966 | 2.0585 | 0.84028 | 0.54682 | 0.81115 | 0 | 0 | 0 | 0 | -50.5956 | 0.053997 | 0 | 0.0040799 | 0 | -0.34061 | 0 | 0 | 0 | 0 | 0 | 0 | 0 | 0 | 2.3303 | 0.044241 | 0.00026332 | 0 | 1.822 | 0 | 3.9146 | 0 | 0.50924 | 28.9523 | 1.2254 | 3.0551 | 0.1796 | 0.050933 | 0 | 0.73583 | 0.23426 | 3.7293 | 0.56536 | 22.5493 | -0.34061 | 0 | 0.23416 | 0 | 1.6728 | 0.31942
2025_07_30 Hr 24 | 0 | 0 | 0 | 0 | 0 | 0 | 0 | 0 | 0 | 0 | 0 | 0.023943 | 2.73 | 0.19373 | 1.4981 | 1.4981 | 9.6251 | 0.838 | 0.0061261 | 0.0036608 | 0.012521 | 0.087661 | 0 | 0.0011913 | 0.024329 | 1.2821 | 0 | 8.6533 | 2.0585 | 0 | 0.55118 | 0.81115 | 0 | 0 | 0 | 0 | -38.8988 | 0.053997 | 0 | 0.012165 | 0 | -0.31724 | 0 | 0 | 0 | 0 | 0 | 0 | 0 | 0 | 2.3956 | 0.044241 | 0.00026332 | 0 | 1.822 | 0 | 0 | 0 | 0.63111 | 23.3947 | 1.2254 | 3.0551 | 0.1796 | 0.050933 | 0 | 0.73583 | 0.23426 | 3.7293 | 7.0449 | 22.8662 | -0.31724 | 0 | 0.23416 | 0 | 1.6728 | 0.29755
2025_07_31 Hr 01 | 0 | 0 | 0 | 0 | 0 | 0 | 0 | 0 | 0 | 0 | 0 | 0.023943 | 2.52 | 0.15804 | 1.4981 | 1.4981 | 9.024 | 0.78568 | 0.0061261 | 0.0036608 | 0.012521 | 0.087661 | 0 | 0.0011913 | 0.024329 | 1.2821 | 0 | 8.1126 | 2.0585 | 0 | 0.55118 | 0.81115 | 0 | 0 | 0 | 0 | -35.1147 | 0.053997 | 0 | 0.010751 | 0 | -0.28012 | 0 | 0 | 0 | 0 | 0 | 0 | 0 | 0 | 2.5335 | 0.044241 | 0.00026332 | 0 | 1.822 | 0 | 0 | 0 | 0.90096 | 22.2007 | 1.2254 | 3.0551 | 0.1796 | 0.050933 | 0 | 0.73583 | 0.23426 | 3.7293 | 9.8289 | 23.023 | -0.28012 | 0 | 0.23416 | 0 | 1.6728 | 0.29226
2025_07_31 Hr 02 | 0 | 0 | 0 | 0 | 0 | 0 | 0 | 0 | 0 | 0 | 0 | 0.023943 | 2.31 | 0.15076 | 1.4981 | 1.4981 | 9.024 | 0.78568 | 0.0061261 | 0.0036608 | 0.012521 | 0.087661 | 0 | 0.0011913 | 0.024329 | 1.2821 | 0 | 8.1126 | 2.0585 | 0 | 0.55118 | 0.81115 | 0 | 0 | 0 | 0 | -37.5518 | 0.053997 | 0 | 0.011188 | 0 | -0.29159 | 0 | 0 | 0 | 0 | 0 | 0 | 0 | 0 | 2.6715 | 0.044241 | 0.00026332 | 0 | 1.822 | 0 | 0 | 0 | 0.66157 | 22.2007 | 1.2254 | 3.0551 | 0.1796 | 0.050933 | 0 | 0.73583 | 0.23426 | 3.7293 | 7.0556 | 22.6982 | -0.29159 | 0 | 0.23416 | 0 | 1.6728 | 0.28623
2025_07_31 Hr 03 | 0 | 0 | 0 | 0 | 0 | 0 | 0 | 0 | 0 | 0 | 0 | 0.023943 | 2.49 | 0.16624 | 1.4981 | 1.4981 | 9.024 | 0.78568 | 0.0061261 | 0.0036608 | 0.012521 | 0.087661 | 0 | 0.0011913 | 0.024329 | 1.2821 | 0 | 8.1126 | 2.0585 | 0 | 0.55118 | 0.81115 | 0 | 0 | 0 | 0 | -40.5997 | 0.053997 | 0 | 0.011445 | 0 | -0.29833 | 0 | 0 | 0 | 0 | 0 | 0 | 0 | 0 | 3.2159 | 0.044241 | 0.00026332 | 0 | 1.822 | 0 | 0 | 0 | 0.72251 | 22.2007 | 1.2254 | 3.0551 | 0.1796 | 0.050933 | 0 | 0.73583 | 0.23426 | 3.7293 | 4.7948 | 23.4921 | -0.29833 | 0 | 0.23416 | 0 | 1.6728 | 0.27923
2025_07_31 Hr 04 | 0 | 0 | 0 | 0.18143 | 0.18137 | 0.18141 | 0.18141 | 0.18066 | 0.18143 | 0 | 0 | 0.023943 | 1.95 | 0.21018 | 1.4965 | 1.4965 | 9.004 | 0.7202 | 0.0061261 | 0.0036608 | 0.012521 | 0.087661 | 0 | 0.0011913 | 0.024329 | 1.2805 | 0.29303 | 8.0969 | 2.0585 | 0 | 0.54989 | 0.81115 | 0 | 0 | 0 | 0 | -67.9408 | 0.053997 | 0 | 0.011548 | 0 | -0.48293 | 0 | 0 | 0 | 0 | 0 | 0 | 0 | 0 | 2.6715 | 0.044241 | 0.00026332 | 0 | 1.822 | 0 | 0 | 0 | 1.2622 | 23.3258 | 1.2254 | 3.0551 | 0.1796 | 0.050933 | 0 | 0.73583 | 0.23426 | 3.7293 | -22.1123 | 22.9857 | -0.48293 | 0 | 0.23416 | 0 | 1.6728 | 0.27488
2025_07_31 Hr 05 | 0 | 0 | 0 | 0.18143 | 0.18137 | 0.18141 | 0.18141 | 0.18066 | 0.18143 | 0 | 0 | 0.023943 | 1.05 | 0.067119 | 1.4981 | 1.4981 | 9.024 | 0.78568 | 0.0061261 | 0.0036608 | 0.012521 | 0.087661 | 0 | 0.0011913 | 0.024329 | 1.2821 | 0.43018 | 8.1126 | 2.0585 | 0 | 0.55118 | 0.81115 | 0 | 0 | 0 | 0 | -38.2248 | 0.053997 | 0 | 0.0068488 | 0 | -0.28555 | 0 | 0 | 0 | 0 | 0 | 0 | 0 | 0 | 2.1197 | 0.044241 | 0.00026332 | 0 | 1.822 | 0 | 0 | 0 | 1.4102 | 23.7186 | 1.2254 | 3.0551 | 0.1796 | 0.050933 | 0 | 0.73583 | 0.23426 | 3.7293 | 6.7487 | 21.5404 | -0.28555 | 0 | 0.23416 | 0 | 1.6728 | 0.27517
2025_07_31 Hr 06 | 0.022813 | 0 | 0 | 0.18143 | 0.18137 | 0.18141 | 0.18141 | 0.18066 | 0.18143 | 0 | 0 | 0.023943 | 1.08 | 0.077623 | 1.4981 | 1.4981 | 9.024 | 0.78568 | 0.0061261 | 0.0036608 | 0.012521 | 0.087661 | 0 | 0.0011913 | 0.024329 | 1.2821 | 0.43018 | 8.1126 | 2.0585 | 0 | 0.55118 | 0.81115 | 0 | 0 | 0 | 0 | -43.7667 | 0.053997 | 0 | 0.0077007 | 0 | -0.32133 | 0 | 0 | 0 | 0 | 0 | 0 | 0 | 0 | 1.9891 | 0.044241 | 0.00026332 | 0 | 1.822 | 0 | 0 | 0 | 1.3797 | 23.7186 | 1.2254 | 3.0551 | 0.1796 | 0.050933 | -0.022813 | 0.73583 | 0.23426 | 3.7293 | 1.0627 | 21.4548 | -0.34414 | 0 | 0.23416 | 0 | 1.6728 | 0.28736
2025_07_31 Hr 07 | 0.22653 | 7.0309e-06 | 0 | 0.18143 | 0.18137 | 0.18141 | 0.18141 | 0.18066 | 0.18143 | 0 | 0 | 0.023943 | 1.29 | 0.11287 | 1.4981 | 1.4981 | 8.6252 | 0.92514 | 0.0061261 | 0.0036608 | 0.012521 | 0.087661 | 0 | 0.0011913 | 0.024329 | 1.2821 | 0.43018 | 7.3905 | 2.0585 | 0 | 0.5298 | 0.81115 | 0 | 0 | 0 | 0 | -48.0758 | 0.053997 | 0 | 0.0093746 | 0 | -0.39163 | 0 | 0 | 0 | 0 | 0 | 0 | 0 | 0 | 1.7785 | 0.044241 | 0.00026332 | 0 | 1.822 | 0 | 0 | 0 | 1.2927 | 22.7372 | 1.2254 | 3.0551 | 0.1796 | 0.050933 | -0.22653 | 0.73583 | 0.23426 | 3.7293 | -4.3679 | 21.5889 | -0.61816 | 0 | 0.23416 | 0 | 1.6728 | 0.29142
2025_07_31 Hr 08 | 0.6078 | 6.321e-05 | 0 | 0.18143 | 0.18137 | 0.18141 | 0.18141 | 0.18066 | 0.18143 | 0 | 0 | 0.023943 | 0.24 | 0.023598 | 1.4981 | 1.4981 | 8.6252 | 0.92514 | 0.0061261 | 0.0036608 | 0.012521 | 0.087661 | 0 | 0.0011913 | 0.024329 | 1.2821 | 0.43018 | 7.3905 | 2.0585 | 0 | 0.5298 | 0.81115 | 0 | 0 | 0 | 0 | -55.4812 | 0.053997 | 0 | 0.0052675 | 0 | -0.44037 | 0 | 0 | 0 | 0 | 0 | 0 | 0 | 0 | 1.372 | 0.044241 | 0.00026332 | 0 | 1.822 | 0 | 5.0709 | 0 | 0.96189 | 26.5125 | 1.2254 | 3.0551 | 0.1796 | 0.050933 | -0.6078 | 0.73583 | 0.23426 | 3.7293 | -9.9096 | 20.1073 | -1.0482 | 0 | 0.23416 | 0 | 1.6728 | 0.30503
2025_07_31 Hr 09 | 0.80454 | 0.00020588 | 0 | 0.18143 | 0.18137 | 0.18141 | 0.18141 | 0.18066 | 0.18143 | 0 | 0 | 0.023943 | 0.15 | 0.01525 | 1.4981 | 1.4981 | 8.6252 | 0.92514 | 0.0061261 | 0.0036608 | 0.012521 | 0.087661 | 0 | 0.0011913 | 0.024329 | 1.2821 | 0.43018 | 7.3905 | 2.0585 | 1.0504 | 0.5298 | 0.81115 | 0 | 0 | 0 | 0 | -56.1875 | 0.053997 | 0 | 0.0054465 | 0 | -0.45541 | 0 | 0 | 0 | 0 | 0 | 0 | 0 | 0 | 1.0962 | 0.044241 | 0.00026332 | 0 | 1.822 | 0 | 3.9995 | 0 | 0.77909 | 27.7871 | 1.2254 | 3.0551 | 0.1796 | 0.050933 | -0.80454 | 0.73583 | 0.23426 | 3.7293 | -9.9062 | 19.7541 | -1.2599 | 0 | 0.23416 | 0 | 1.6728 | 0.31203
2025_07_31 Hr 10 | 0.77301 | 0.00043091 | 0 | 0.18143 | 0.18137 | 0.18141 | 0.18141 | 0.18066 | 0.18143 | 0 | 0 | 0.023943 | 0.12 | 0.013186 | 1.4981 | 1.4981 | 8.6252 | 0.92514 | 0.0061261 | 0.0036608 | 0.012521 | 0.087661 | 0 | 0.0011913 | 0.024329 | 1.2821 | 0.43018 | 7.3905 | 2.0585 | 1.0504 | 0.5298 | 0.81115 | 0 | 0 | 0 | 0 | -59.1615 | 0.053997 | 0 | 0.0058868 | 0 | -0.49239 | 0 | 0 | 0 | 0 | 0 | 0 | 0 | 0 | 1.2994 | 0.044241 | 0.00026332 | 0 | 1.822 | 0 | 3.9995 | 0 | 0.74862 | 27.7871 | 1.2254 | 3.0551 | 0.1796 | 0.050933 | -0.77301 | 0.73583 | 0.23426 | 3.7293 | -12.7699 | 19.8699 | -1.2654 | 0 | 0.23416 | 0 | 1.6728 | 0.31835
2025_07_31 Hr 11 | 0.81421 | 0.00091152 | 0 | 0.18143 | 0.18137 | 0.18141 | 0.18141 | 0.18066 | 0.18143 | 0 | 0 | 0.023943 | 0.09 | 0.01059 | 1.4981 | 1.4981 | 8.6252 | 0.92514 | 0.0061261 | 0.0036608 | 0.012521 | 0.087661 | 0 | 0.0011913 | 0.024329 | 1.2821 | 0.43018 | 7.3905 | 2.0585 | 1.0504 | 0.5298 | 0.81115 | 0 | 0 | 0 | 0 | -67.5447 | 0.053997 | 0 | 0.0063038 | 0 | -0.52742 | 0 | 0 | 0 | 0 | 0 | 0 | 0 | 0 | 1.372 | 0.044241 | 0.00026332 | 0 | 1.822 | 0 | 3.9995 | 0 | 0.74862 | 27.7871 | 1.2254 | 3.0551 | 0.1796 | 0.050933 | -0.81421 | 0.73583 | 0.23426 | 3.7293 | -21.135 | 19.9642 | -1.3416 | 0 | 0.23416 | 0 | 1.6728 | 0.33095
2025_07_31 Hr 12 | 0.77643 | 0.0014949 | 0 | 0.18143 | 0.18137 | 0.18141 | 0.18141 | 0.18066 | 0.18143 | 0 | 0 | 0.023943 | 0.06 | 0.0081711 | 1.4981 | 1.4981 | 8.6252 | 0.92514 | 0.0061261 | 0.0036608 | 0.012521 | 0.087661 | 0 | 0.0011913 | 0.024329 | 1.2821 | 0.43018 | 7.3905 | 2.0585 | 1.0504 | 0.5298 | 0.81115 | 0 | 0 | 0 | 0 | -83.9507 | 0.053997 | 0 | 0.0072956 | 0 | -0.61073 | 0 | 0 | 0 | 0 | 0 | 0 | 0 | 0 | 1.4374 | 0.044241 | 0.00026332 | 0 | 1.822 | 0 | 3.9995 | 0 | 0.66157 | 27.7871 | 1.2254 | 3.0551 | 0.1796 | 0.050933 | -0.77643 | 0.73583 | 0.23426 | 3.7293 | -37.6614 | 19.8894 | -1.3872 | 0 | 0.23416 | 0 | 1.6728 | 0.3475
2025_07_31 Hr 13 | 0.7813 | 0.0016167 | 0 | 0.18143 | 0.18137 | 0.18141 | 0.18141 | 0.18066 | 0.18143 | 0 | 0 | 0.023943 | 0.03 | 0.0046215 | 1.4981 | 1.4981 | 8.6252 | 0.92514 | 0.0061261 | 0.0036608 | 0.012521 | 0.087661 | 0 | 0.0011913 | 0.024329 | 1.2821 | 0.43018 | 7.3905 | 2.0585 | 1.0504 | 0.5298 | 0.81115 | 0 | 0 | 0 | 0 | -93.0971 | 0.053997 | 0 | 0.0082527 | 0 | -0.69113 | 0 | 0 | 0 | 0 | 0 | 0 | 0 | 0 | 1.51 | 0.044241 | 0.00026332 | 0 | 1.822 | 0 | 3.9995 | 0 | 0.39172 | 27.7871 | 1.2254 | 3.0551 | 0.1796 | 0.050933 | -0.7813 | 0.73583 | 0.23426 | 3.7293 | -47.1067 | 19.6757 | -1.4724 | 0 | 0.23416 | 0 | 1.6728 | 0.35969
2025_07_31 Hr 14 | 0.73865 | 0.0010891 | 0 | 0.18143 | 0.18137 | 0.18141 | 0.18141 | 0.18066 | 0.18143 | 0 | 0 | 0.023943 | 0.03 | 0.0048287 | 1.4981 | 1.4981 | 8.6252 | 0.92514 | 0.0061261 | 0.0036608 | 0.012521 | 0.087661 | 0 | 0.0011913 | 0.024329 | 1.2821 | 0.43018 | 7.3905 | 2.0585 | 1.0504 | 0.5298 | 0.81115 | 0 | 0 | 0 | 0 | -94.7125 | 0.053997 | 0 | 0.0086228 | 0 | -0.72221 | 0 | 0 | 0 | 0 | 0 | 0 | 0 | 0 | 1.5753 | 0.044241 | 0.00026332 | 0 | 1.822 | 0 | 3.9995 | 0 | 0.42219 | 27.7871 | 1.2254 | 3.0551 | 0.1796 | 0.050933 | -0.73865 | 0.73583 | 0.23426 | 3.7293 | -48.6501 | 19.7361 | -1.4609 | 0 | 0.23416 | 0 | 1.6728 | 0.36726
2025_07_31 Hr 15 | 0.74679 | 0.0010161 | 0 | 0.18143 | 0.18137 | 0.18141 | 0.18141 | 0.18066 | 0.18143 | 0 | 0 | 0.023943 | 0 | 0 | 1.4981 | 1.4981 | 8.6252 | 0.92514 | 0.0061261 | 0.0036608 | 0.012521 | 0.087661 | 0 | 0.0011913 | 0.024329 | 1.2821 | 0.43018 | 7.3905 | 2.0585 | 1.0504 | 0.5298 | 0.81115 | 0 | 0 | 0 | 0 | -101.6031 | 0.053997 | 0 | 0.0094608 | 0 | -0.79261 | 0 | 0 | 0 | 0 | 0 | 0 | 0 | 0 | 1.51 | 0.044241 | 0.00026332 | 0 | 1.822 | 0 | 3.9995 | 0 | 0.39172 | 27.7871 | 1.2254 | 3.0551 | 0.1796 | 0.050933 | -0.74679 | 0.73583 | 0.23426 | 3.7293 | -55.7339 | 19.6214 | -1.5394 | 0 | 0.23416 | 0 | 1.6728 | 0.3751
2025_07_31 Hr 16 | 0.79604 | 0.0012389 | 0 | 0.18143 | 0.18137 | 0.18141 | 0.18141 | 0.18066 | 0.18143 | 0 | 0 | 0.023943 | 0.09 | 0.017882 | 1.4981 | 1.4981 | 8.6252 | 0.92514 | 0.0061261 | 0.0036608 | 0.012521 | 0.087661 | 0 | 0.0011913 | 0.024329 | 1.2821 | 0.43018 | 7.3905 | 2.0585 | 1.0504 | 0.5298 | 0.81115 | 0 | 0 | 0 | 0 | -117.651 | 0.053997 | 0 | 0.010644 | 0 | -0.89198 | 0 | 0 | 0 | 0 | 0 | 0 | 0 | 0 | 1.4374 | 0.044241 | 0.00026332 | 0 | 1.822 | 0 | 3.9995 | 0 | 0.39172 | 27.7871 | 1.2254 | 3.0551 | 0.1796 | 0.050933 | -0.79604 | 0.73583 | 0.23426 | 3.7293 | -71.8399 | 19.7121 | -1.688 | 0 | 0.23416 | 0 | 1.6728 | 0.381
2025_07_31 Hr 17 | 0.7688 | 0.0013398 | 0 | 0.18143 | 0.18137 | 0.18141 | 0.18141 | 0.18066 | 0.18143 | 0 | 0 | 0.023943 | 0 | 0 | 1.4981 | 1.4981 | 8.6252 | 0.92514 | 0.0061261 | 0.0036608 | 0.012521 | 0.087661 | 0 | 0.0011913 | 0.024329 | 1.2821 | 0.43018 | 7.3905 | 2.0585 | 1.0504 | 0.5298 | 0.81115 | 0 | 0 | 0 | 0 | -118.8949 | 0.053997 | 0 | 0.01071 | 0 | -0.89754 | 0 | 0 | 0 | 0 | 0 | 0 | 0 | 0 | 1.372 | 0.044241 | 0.00026332 | 0 | 1.822 | 0 | 3.9995 | 0 | 0.4483 | 27.7871 | 1.2254 | 3.0551 | 0.1796 | 0.050933 | -0.7688 | 0.73583 | 0.23426 | 3.7293 | -73.2006 | 19.5735 | -1.6663 | 0 | 0.23416 | 0 | 1.6728 | 0.38617
2025_07_31 Hr 18 | 0.76168 | 0.0012635 | 0 | 0.18143 | 0.18137 | 0.18141 | 0.18141 | 0.18066 | 0.18143 | 0 | 0 | 0.023943 | 0.06 | 0.010188 | 1.4981 | 1.4981 | 8.6252 | 0.92514 | 0.0061261 | 0.0036608 | 0.012521 | 0.087661 | 0 | 0.0011913 | 0.024329 | 1.2821 | 0.43018 | 7.3905 | 2.0585 | 1.0504 | 0.5298 | 0.81115 | 0 | 0 | 0 | 0 | -103.9842 | 0.053997 | 0 | 0.0090963 | 0 | -0.76199 | 0 | 0 | 0 | 0 | 0 | 0 | 0 | 0 | 1.2994 | 0.044241 | 0.00026332 | 0 | 1.822 | 0 | 3.9995 | 0 | 0.5397 | 27.7871 | 1.2254 | 3.0551 | 0.1796 | 0.050933 | -0.76168 | 0.73583 | 0.23426 | 3.7293 | -58.0602 | 19.6606 | -1.5237 | 0 | 0.23416 | 0 | 1.6728 | 0.3915
2025_07_31 Hr 19 | 0.51888 | 0.00092626 | 0 | 0.18143 | 0.18137 | 0.18141 | 0.18141 | 0.18066 | 0.18143 | 0 | 0 | 0.023943 | 0.75 | 0.1228 | 1.4981 | 1.4981 | 8.6252 | 0.92514 | 0.0061261 | 0.0036608 | 0.012521 | 0.087661 | 0 | 0.0011913 | 0.024329 | 1.2821 | 0.43018 | 7.3905 | 2.0585 | 1.0504 | 0.5298 | 0.81115 | 0 | 0 | 0 | 0 | -107.6821 | 0.053997 | 0 | 0.0087714 | 0 | -0.7347 | 0 | 0 | 0 | 0 | 0 | 0 | 0 | 0 | 1.0236 | 0.044241 | 0.00026332 | 0 | 1.822 | 0 | 3.9995 | 0 | 0.80956 | 27.7871 | 1.2254 | 3.0551 | 0.1796 | 0.050933 | -0.51888 | 0.73583 | 0.23426 | 3.7293 | -60.9383 | 20.2103 | -1.2536 | 0 | 0.23416 | 0 | 1.6728 | 0.38771
2025_07_31 Hr 20 | 0.090669 | 0.00033324 | 0 | 0.18143 | 0.18137 | 0.18141 | 0.18141 | 0.18066 | 0.18143 | 0 | 0 | 0.023943 | 1.11 | 0.12374 | 1.4981 | 1.4981 | 8.6252 | 0.92514 | 0.0061261 | 0.0036608 | 0.012521 | 0.087661 | 0 | 0.0011913 | 0.024329 | 1.2821 | 0.43018 | 7.3905 | 2.0585 | 1.0504 | 0.5298 | 0.81115 | 0 | 0 | 0 | 0 | -80.9098 | 0.053997 | 0 | 0.005972 | 0 | -0.49955 | 0 | 0 | 0 | 0 | 0 | 0 | 0 | 0 | 0.61705 | 0.044241 | 0.00026332 | 0 | 1.822 | 0 | 3.9995 | 0 | 1.3797 | 27.7871 | 1.2254 | 3.0551 | 0.1796 | 0.050933 | -0.090669 | 0.73583 | 0.23426 | 3.7293 | -33.4151 | 20.2978 | -0.59022 | 0 | 0.23416 | 0 | 1.6728 | 0.37944
2025_07_31 Hr 21 | 0 | 7.2098e-05 | 0 | 0.18143 | 0.18137 | 0.18141 | 0.18141 | 0.18066 | 0.18143 | 0 | 0 | 0.023943 | 2.31 | 0.16714 | 1.4981 | 1.4981 | 8.6252 | 0.92514 | 0.0061261 | 0.0036608 | 0.012521 | 0.087661 | 0 | 0.0011913 | 0.024329 | 1.2821 | 0.43018 | 7.3905 | 2.0585 | 1.0504 | 0.5298 | 0.81115 | 0 | 0 | 0 | 0 | -57.0287 | 0.053997 | 0 | 0.0038762 | 0 | -0.3235 | 0 | 0 | 0 | 0 | 0 | 0 | 0 | 0 | 0.61705 | 0.044241 | 0.00026332 | 0 | 1.822 | 0 | 3.5296 | 0 | 1.5016 | 27.3172 | 1.2254 | 3.0551 | 0.1796 | 0.050933 | 0 | 0.73583 | 0.23426 | 3.7293 | -8.4766 | 21.5584 | -0.3235 | 0 | 0.23416 | 0 | 1.6728 | 0.3657
2025_07_31 Hr 22 | 0 | 2.8256e-05 | 0 | 0.18143 | 0.18137 | 0.18141 | 0.18141 | 0.18066 | 0.18143 | 0 | 0 | 0.023943 | 2.49 | 0.16838 | 1.4981 | 1.4981 | 8.6252 | 0.92514 | 0.0061261 | 0.0036608 | 0.012521 | 0.087661 | 0 | 0.0011913 | 0.024329 | 1.2821 | 0 | 7.3905 | 2.0585 | 1.0504 | 0.5298 | 0.81115 | 0 | 0 | 0 | 0 | -51.1332 | 0.053997 | 0 | 0.0036226 | 0 | -0.3022 | 0 | 0 | 0 | 0 | 0 | 0 | 0 | 0 | 0.68238 | 0.044241 | 0.00026332 | 0 | 1.822 | 0 | 3.5633 | 0 | 1.593 | 26.9207 | 1.2254 | 3.0551 | 0.1796 | 0.050933 | 0 | 0.73583 | 0.23426 | 3.7293 | -2.6357 | 21.8789 | -0.3022 | 0 | 0.23416 | 0 | 1.6728 | 0.34832
2025_07_31 Hr 23 | 0 | 0 | 0 | 0.18143 | 0.18137 | 0.18141 | 0.18141 | 0.18066 | 0.18143 | 0 | 0 | 0.023943 | 2.46 | 0.14536 | 1.4981 | 1.4981 | 8.5938 | 0.45831 | 0.0061261 | 0.0036608 | 0.012521 | 0.087661 | 0 | 0.0011913 | 0.024329 | 1.2353 | 0 | 7.871 | 2.0585 | 0.61272 | 0.53135 | 0.81115 | 0 | 0 | 0 | 0 | -45.1067 | 0.053997 | 0 | 0.0031655 | 0 | -0.2638 | 0 | 0 | 0 | 0 | 0 | 0 | 0 | 0 | 0.41378 | 0.044241 | 0.00026332 | 0 | 1.822 | 0 | 3.4942 | 0 | 1.3188 | 26.3493 | 1.2254 | 3.0551 | 0.1796 | 0.050933 | 0 | 0.73583 | 0.23426 | 3.7293 | 2.2425 | 21.2638 | -0.2638 | 0 | 0.23416 | 0 | 1.6728 | 0.32745
2025_07_31 Hr 24 | 0 | 0 | 0 | 0 | 0 | 0 | 0 | 0 | 0 | 0 | 0 | 0.023943 | 2.19 | 0.12163 | 1.4981 | 1.4981 | 9.024 | 0.7202 | 0.0061261 | 0.0036608 | 0.012521 | 0.087661 | 0 | 0.0011913 | 0.024329 | 1.2821 | 0 | 8.1126 | 2.0585 | 0.96284 | 0.55118 | 0.81115 | 0 | 0 | 0 | 0 | -41.371 | 0.053997 | 0 | 0.0065456 | 0 | -0.24782 | 0 | 0 | 0 | 0 | 0 | 0 | 0 | 0 | 0.27586 | 0.044241 | 0.00026332 | 0 | 1.822 | 0 | 3.3627 | 0 | 1.0489 | 26.4608 | 1.2254 | 3.0551 | 0.1796 | 0.050933 | 0 | 0.73583 | 0.23426 | 3.7293 | 5.4058 | 20.5639 | -0.24782 | 0 | 0.23416 | 0 | 1.6728 | 0.30922
2025_08_01 Hr 01 | 0 | 0 | 0 | 0 | 0 | 0 | 0 | 0 | 0 | 0 | 0 | 0.010184 | 1.32 | 0.070595 | 1.5087 | 1.5087 | 6.5489 | 0.54849 | 0.0012136 | 0.004224 | 0.0069788 | 0.086901 | 0 | 0 | 0.015357 | 0.47904 | 0 | 5.8594 | 2.0585 | 0 | 0.55355 | 0.81115 | 0 | 0 | 0 | 0 | -25.3849 | 0.033679 | 0 | 0.15815 | 0 | -0.23856 | 0 | 0 | 0 | 0 | 0 | 0 | 0 | 0 | 0.27586 | 0.048074 | 3.8936e-05 | 0 | 1.822 | 0 | 2.8792 | 4.082 | 1.2622 | 22.2074 | 1.2254 | 3.0551 | 0.16064 | 0.017778 | 0 | 0.69964 | 0.18406 | 3.3194 | 15.6604 | 19.0765 | -0.23856 | 0 | 0.078052 | 0 | 1.6728 | 0.283
2025_08_01 Hr 02 | 0 | 0 | 0 | 0 | 0 | 0 | 0 | 0 | 0 | 0 | 0 | 0.010184 | 0.87 | 0.044661 | 1.5087 | 1.5087 | 6.5489 | 0.54849 | 0.0012136 | 0.004224 | 0.0069788 | 0.086901 | 0 | 0 | 0.015357 | 0.47904 | 0 | 5.8594 | 2.0585 | 0 | 0.55355 | 0.81115 | 0 | 0 | 0 | 0 | -25.7873 | 0.033679 | 0 | 0.1518 | 0 | -0.2289 | 0 | 0 | 0 | 0 | 0 | 0 | 0 | 0 | 0.27586 | 0.048074 | 3.8936e-05 | 0 | 1.822 | 0 | 3.0136 | 3.0091 | 1.5321 | 22.4759 | 1.2254 | 3.0551 | 0.16064 | 0.017778 | 0 | 0.69964 | 0.18406 | 3.3194 | 15.3252 | 18.8655 | -0.2289 | 0 | 0.078052 | 0 | 1.6728 | 0.27809
2025_08_01 Hr 03 | 0 | 0 | 0 | 0 | 0 | 0 | 0 | 0 | 0 | 0 | 0 | 0.010184 | 1.14 | 0.05865 | 1.5087 | 1.5087 | 6.5489 | 0 | 0.0012136 | 0.004224 | 0.0069788 | 0.086901 | 0 | 0 | 0.015357 | 0.47904 | 0 | 5.8594 | 2.0585 | 0 | 0.55355 | 0.81115 | 0 | 0 | 0 | 0 | -25.1245 | 0.033679 | 0 | 0.15214 | 0 | -0.22941 | 0 | 0 | 0 | 0 | 0 | 0 | 0 | 0 | 0.47912 | 0.048074 | 3.8936e-05 | 0 | 1.822 | 0 | 3.0136 | 3.0091 | 1.0489 | 21.9274 | 1.2254 | 3.0551 | 0.16064 | 0.017778 | 0 | 0.69964 | 0.18406 | 3.3194 | 15.4355 | 18.862 | -0.22941 | 0 | 0.078052 | 0 | 1.6728 | 0.2704
2025_08_01 Hr 04 | 0 | 0 | 0 | 0.13097 | 0.13106 | 0.13106 | 0.131 | 0.13101 | 0.13106 | 0 | 0 | 0.010184 | 0.75 | 0.039867 | 1.5087 | 1.5087 | 6.5489 | 0 | 0.0012136 | 0.004224 | 0.0069788 | 0.086901 | 0 | 0 | 0.015357 | 0.47904 | 0 | 5.8594 | 2.0585 | 0 | 0.55355 | 0.81115 | 0 | 0 | 0 | 0 | -26.7757 | 0.033679 | 0 | 0.15377 | 0 | -0.2371 | 0 | 0 | 0 | 0 | 0 | 0 | 0 | 0 | 0.47912 | 0.048074 | 3.8936e-05 | 0 | 1.822 | 0 | 3.0136 | 3.0091 | 0.90096 | 22.7136 | 1.2254 | 3.0551 | 0.16064 | 0.017778 | 0 | 0.69964 | 0.18406 | 3.3194 | 14.0034 | 18.3025 | -0.2371 | 0 | 0.078052 | 0 | 1.6728 | 0.26774
2025_08_01 Hr 05 | 0 | 0 | 0 | 0.13097 | 0.13106 | 0.13106 | 0.131 | 0.13101 | 0.13106 | 0 | 0 | 0.010184 | 0.21 | 0.011102 | 1.5087 | 1.5087 | 6.5489 | 0 | 0.0012136 | 0.004224 | 0.0069788 | 0.086901 | 0 | 0 | 0.015357 | 0.47904 | 0 | 5.8594 | 2.0585 | 0 | 0.55355 | 0.81115 | 0 | 0 | 0 | 0 | -25.3796 | 0.033679 | 0 | 0.15294 | 0 | -0.23581 | 0 | 0 | 0 | 0 | 0 | 0 | 0 | 0 | 0.47912 | 0.048074 | 3.8936e-05 | 0 | 1.822 | 0 | 3.0136 | 3.0091 | 1.2317 | 22.7136 | 1.2254 | 3.0551 | 0.16064 | 0.017778 | 0 | 0.69964 | 0.18406 | 3.3194 | 15.1631 | 18.065 | -0.23581 | 0 | 0.078052 | 0 | 1.6728 | 0.26815
2025_08_01 Hr 06 | 0.045117 | 0 | 0 | 0.13097 | 0.13106 | 0.13106 | 0.131 | 0.13101 | 0.13106 | 0 | 0 | 0.010184 | 0.09 | 0.0053149 | 1.5087 | 1.5087 | 6.5489 | 0.54849 | 0.0012136 | 0.004224 | 0.0069788 | 0.086901 | 0 | 0 | 0.015357 | 0.51423 | 0 | 5.8594 | 2.0585 | 0 | 0.55355 | 0.81115 | 0 | 0 | 0 | 0 | -27.9346 | 0.033679 | 0 | 0.17084 | 0 | -0.26365 | 0 | 0 | 0 | 0 | 0 | 0 | 0 | 0 | 0.47912 | 0.048074 | 3.8936e-05 | 0 | 1.822 | 0 | 3.0136 | 3.0091 | 1.5321 | 23.2973 | 1.2254 | 3.0551 | 0.16064 | 0.017778 | -0.045117 | 0.69964 | 0.18406 | 3.3194 | 13.3442 | 18.2903 | -0.30876 | 0 | 0.078052 | 0 | 1.6728 | 0.27384
2025_08_01 Hr 07 | 0.13586 | 3.5972e-06 | 0 | 0.13097 | 0.13106 | 0.13106 | 0.131 | 0.13101 | 0.13106 | 0 | 0 | 0.010184 | 0.15 | 0.0083934 | 1.5087 | 1.5087 | 6.2644 | 0.64485 | 0.0012136 | 0.004224 | 0.0069788 | 0.086901 | 0 | 0 | 0.015357 | 0.47904 | 0 | 5.6665 | 2.0585 | 0 | 0.53217 | 0.81115 | 0 | 0 | 0 | 0 | -22.0139 | 0.033679 | 0 | 0.16187 | 0 | -0.2497 | 0 | 0 | 0 | 0 | 0 | 0 | 0 | 0 | 0.47912 | 0.048074 | 3.8936e-05 | 0 | 1.822 | 0 | 2.9045 | 2.9002 | 0.77909 | 22.663 | 1.2254 | 3.0551 | 0.16064 | 0.017778 | -0.13586 | 0.69964 | 0.18406 | 3.3194 | 17.9488 | 17.6853 | -0.38556 | 0 | 0.078052 | 0 | 1.6728 | 0.28936
2025_08_01 Hr 08 | 0.49941 | 1.7523e-05 | 0 | 0.13097 | 0.13106 | 0.13106 | 0.131 | 0.13101 | 0.13106 | 0 | 0 | 0.010184 | 0.24 | 0.013084 | 1.5087 | 1.5087 | 6.2644 | 0.64485 | 0.0012136 | 0.004224 | 0.0069788 | 0.086901 | 0 | 0 | 0.015357 | 0.47904 | 0 | 5.6665 | 2.0585 | 0.76008 | 0.53217 | 0.81115 | 0 | 0 | 0 | 0 | -23.0238 | 0.033679 | 0 | 0 | 0 | -0.24323 | 0 | 0 | 0 | 0 | 0 | 0 | 0 | 0 | 0.47912 | 0.048074 | 3.8936e-05 | 0 | 1.822 | 0 | 2.9045 | 2.9002 | 0.77909 | 23.4231 | 1.2254 | 3.0551 | 0.16064 | 0.017778 | -0.49941 | 0.69964 | 0.18406 | 3.3194 | 17.8128 | 18.1562 | -0.74263 | 0 | 0.078052 | 0 | 1.6728 | 0.30196
2025_08_01 Hr 09 | 0.65808 | 8.2651e-05 | 0 | 0.13097 | 0.13106 | 0.13106 | 0.131 | 0.13101 | 0.13106 | 0 | 0 | 0.010184 | 0.21 | 0.01102 | 1.5087 | 1.5087 | 6.2644 | 0.64485 | 0.0012136 | 0.004224 | 0.0069788 | 0.086901 | 0 | 0 | 0.015357 | 0.47904 | 0.46237 | 5.6665 | 2.0585 | 0.76008 | 0.53217 | 0.81115 | 0 | 0 | 0 | 0 | -25.5166 | 0.033679 | 0 | 0 | 0 | -0.23405 | 0 | 0 | 0 | 0 | 0 | 0 | 0 | 0 | 0.34119 | 0.048074 | 3.8936e-05 | 0 | 1.822 | 0 | 2.9045 | 2.9002 | 0.63111 | 23.7358 | 1.2254 | 3.0551 | 0.16064 | 0.017778 | -0.65808 | 0.69964 | 0.18406 | 3.3194 | 15.335 | 18.0079 | -0.89212 | 0 | 0.078052 | 0 | 1.6728 | 0.31297
2025_08_01 Hr 10 | 0.68082 | 0.00021104 | 0 | 0.13097 | 0.13106 | 0.13106 | 0.131 | 0.13101 | 0.13106 | 0 | 0 | 0.010184 | 0.18 | 0.009973 | 1.5087 | 1.5087 | 6.2644 | 0.64485 | 0.0012136 | 0.004224 | 0.0069788 | 0.086901 | 0 | 0 | 0.015357 | 0.47904 | 0.31273 | 5.6665 | 2.0585 | 0.76008 | 0.53217 | 0.81115 | 0 | 0 | 0 | 0 | -30.7309 | 0.033679 | 0 | 0 | 0 | -0.24723 | 0 | 0 | 0 | 0 | 0 | 0 | 0 | 0 | 0.20326 | 0.048074 | 3.8936e-05 | 0 | 1.822 | 0 | 2.9045 | 2.9002 | 0.23939 | 23.7358 | 1.2254 | 3.0551 | 0.16064 | 0.017778 | -0.68082 | 0.69964 | 0.18406 | 3.3194 | 9.5593 | 17.4824 | -0.92804 | 0 | 0.078052 | 0 | 1.6728 | 0.32531
2025_08_01 Hr 11 | 0.65801 | 0.00039705 | 0 | 0.13097 | 0.13106 | 0.13106 | 0.131 | 0.13101 | 0.13106 | 0 | 0 | 0.010184 | 0.18 | 0.010794 | 1.5087 | 1.5087 | 6.2644 | 0.64485 | 0.0012136 | 0.004224 | 0.0069788 | 0.086901 | 0 | 0 | 0.015357 | 0.53935 | 0.31273 | 5.6665 | 2.0585 | 0.76008 | 0.53217 | 0.81115 | 0 | 0 | 0 | 0 | -37.3748 | 0.033679 | 0 | 0 | 0 | -0.26774 | 0 | 0 | 0 | 0 | 0 | 0 | 0 | 0 | 0.065334 | 0.048074 | 3.8936e-05 | 0 | 1.822 | 0 | 2.9045 | 2.9002 | 0.39172 | 23.7961 | 1.2254 | 3.0551 | 0.16064 | 0.017778 | -0.65801 | 0.69964 | 0.18406 | 3.3194 | 2.9802 | 17.4846 | -0.92575 | 0 | 0.078052 | 0 | 1.6728 | 0.33486
2025_08_01 Hr 12 | 0.71555 | 0.00044414 | 0 | 0.13097 | 0.13106 | 0.13106 | 0.131 | 0.13101 | 0.13106 | 0 | 0 | 0.010184 | 0.21 | 0.013752 | 1.5087 | 1.5087 | 6.2644 | 0.64485 | 0.0012136 | 0.004224 | 0.0069788 | 0.086901 | 0 | 0 | 0.015357 | 0.77049 | 0.31273 | 5.6665 | 2.0585 | 0.76008 | 0.53217 | 0.81115 | 0 | 0 | 0 | 0 | -45.8475 | 0.033679 | 0 | 0 | 0 | -0.29259 | 0 | 0 | 0 | 0 | 0 | 0 | 0 | 0 | 0.065334 | 0.048074 | 3.8936e-05 | 0 | 1.822 | 0 | 2.9045 | 2.9002 | 1.1403 | 24.0273 | 1.2254 | 3.0551 | 0.16064 | 0.017778 | -0.71555 | 0.69964 | 0.18406 | 3.3194 | -4.4973 | 18.331 | -1.0081 | 0 | 0.078052 | 0 | 1.6728 | 0.34215
2025_08_01 Hr 13 | 0.68089 | 0.00049301 | 0 | 0.13097 | 0.13106 | 0.13106 | 0.131 | 0.13101 | 0.13106 | 0 | 0 | 0.010184 | 0.21 | 0.01362 | 1.5087 | 1.5087 | 6.2644 | 0.64485 | 0.0012136 | 0.004224 | 0.0069788 | 0.086901 | 0 | 0 | 0.015357 | 1.0116 | 0.31273 | 5.6665 | 2.0585 | 0.76008 | 0.53217 | 0.81115 | 0 | 0 | 0 | 0 | -50.2218 | 0.033679 | 0 | 0 | 0 | -0.28975 | 0 | 0 | 0 | 0 | 0 | 0 | 0 | 0 | 0.8929 | 0.048074 | 3.8936e-05 | 0 | 1.822 | 0 | 2.9045 | 2.9002 | 1.0489 | 24.2684 | 1.2254 | 3.0551 | 0.16064 | 0.017778 | -0.68089 | 0.69964 | 0.18406 | 3.3194 | -7.8839 | 19.0402 | -0.97064 | 0 | 0.078052 | 0 | 1.6728 | 0.34984
2025_08_01 Hr 14 | 0.62074 | 0.00077488 | 0 | 0.13097 | 0.13106 | 0.13106 | 0.131 | 0.13101 | 0.13106 | 0 | 0 | 0.010184 | 0.21 | 0.014632 | 1.5087 | 1.5087 | 6.2644 | 0.64485 | 0.0012136 | 0.004224 | 0.0069788 | 0.086901 | 0 | 0 | 0.015357 | 1.2358 | 0.31273 | 5.6665 | 2.0585 | 0.76008 | 0.53217 | 0.81115 | 0 | 0 | 0 | 0 | -57.3541 | 0.033679 | 0 | 0 | 0 | -0.31143 | 0 | 0 | 0 | 0 | 0 | 0 | 0 | 0 | 0.34119 | 0.048074 | 3.8936e-05 | 0 | 1.822 | 0 | 2.9045 | 2.9002 | 1.2927 | 24.4925 | 1.2254 | 3.0551 | 0.16064 | 0.017778 | -0.62074 | 0.69964 | 0.18406 | 3.3194 | -15.1135 | 18.6802 | -0.93217 | 0 | 0.078052 | 0 | 1.6728 | 0.35674
2025_08_01 Hr 15 | 0.57903 | 0.0010683 | 0 | 0.13097 | 0.13106 | 0.13106 | 0.131 | 0.13101 | 0.13106 | 0 | 0 | 0.010184 | 0.3 | 0.024468 | 1.5087 | 1.5087 | 6.2644 | 0.64485 | 0.0012136 | 0.004224 | 0.0069788 | 0.086901 | 0 | 0 | 0.015357 | 1.2821 | 0.31273 | 5.6665 | 2.0585 | 0.76008 | 0.53217 | 0.81115 | 0 | 0 | 0 | 0 | -70.8358 | 0.033679 | 0 | 0 | 0 | -0.36492 | 0 | 0 | 0 | 0 | 0 | 0 | 0 | 0 | 0.82031 | 0.048074 | 3.8936e-05 | 0 | 1.822 | 0 | 2.9045 | 2.9002 | 0.90096 | 24.5389 | 1.2254 | 3.0551 | 0.16064 | 0.017778 | -0.57903 | 0.69964 | 0.18406 | 3.3194 | -28.4059 | 18.8349 | -0.94395 | 0 | 0.078052 | 0 | 1.6728 | 0.36563
2025_08_01 Hr 16 | 0.65815 | 0.00039437 | 0 | 0.13097 | 0.13106 | 0.13106 | 0.131 | 0.13101 | 0.13106 | 0 | 0 | 0.010184 | 1.14 | 0.087692 | 1.5087 | 1.5087 | 6.2644 | 0.64485 | 0.0012136 | 0.004224 | 0.0069788 | 0.086901 | 0 | 0 | 0.015357 | 1.2821 | 0.31273 | 5.6665 | 2.0585 | 0.76008 | 0.53217 | 0.81115 | 0 | 0 | 0 | 0 | -70.2838 | 0.033679 | 0 | 0 | 0 | -0.34405 | 0 | 0 | 0 | 0 | 0 | 0 | 0 | 0 | 1.5753 | 0.048074 | 3.8936e-05 | 0 | 1.822 | 0 | 2.9045 | 2.9002 | 0.69204 | 24.5389 | 1.2254 | 3.0551 | 0.16064 | 0.017778 | -0.65815 | 0.69964 | 0.18406 | 3.3194 | -26.3799 | 20.3672 | -1.0022 | 0 | 0.078052 | 0 | 1.6728 | 0.37014
2025_08_01 Hr 17 | 0.70261 | 0.00015523 | 0 | 0.13097 | 0.13106 | 0.13106 | 0.131 | 0.13101 | 0.13106 | 0 | 0 | 0.010184 | 1.98 | 0.14825 | 1.5087 | 1.5087 | 6.2644 | 0.64485 | 0.0012136 | 0.004224 | 0.0069788 | 0.086901 | 0 | 0 | 0.015357 | 1.2821 | 0.31273 | 5.6665 | 2.0585 | 0.76008 | 0.53217 | 0.81115 | 0 | 0 | 0 | 0 | -69.6991 | 0.033679 | 0 | 0 | 0 | -0.33482 | 0 | 0 | 0 | 0 | 0 | 0 | 0 | 0 | 1.5753 | 0.048074 | 3.8936e-05 | 0 | 1.822 | 0 | 2.9045 | 2.9002 | 0.72251 | 24.5389 | 1.2254 | 3.0551 | 0.16064 | 0.017778 | -0.70261 | 0.69964 | 0.18406 | 3.3194 | -24.8529 | 21.3447 | -1.0374 | 0 | 0.078052 | 0 | 1.6728 | 0.37239
2025_08_01 Hr 18 | 0.59022 | 0.00026097 | 0 | 0.13097 | 0.13106 | 0.13106 | 0.131 | 0.13101 | 0.13106 | 0 | 0 | 0.010184 | 2.07 | 0.16238 | 1.5087 | 1.5087 | 6.2644 | 0.64485 | 0.0012136 | 0.004224 | 0.0069788 | 0.086901 | 0 | 0 | 0.015357 | 1.2821 | 0.31273 | 5.6665 | 2.0585 | 0.76008 | 0.53217 | 0.81115 | 0 | 0 | 0 | 0 | -71.2592 | 0.033679 | 0 | 0 | 0 | -0.35091 | 0 | 0 | 0 | 0 | 0 | 0 | 0 | 0 | 0.8929 | 0.048074 | 3.8936e-05 | 0 | 1.822 | 0 | 2.9045 | 2.9002 | 0.36125 | 24.5389 | 1.2254 | 3.0551 | 0.16064 | 0.017778 | -0.59022 | 0.69964 | 0.18406 | 3.3194 | -27.3692 | 20.2922 | -0.94113 | 0 | 0.078052 | 0 | 1.6728 | 0.37173
2025_08_01 Hr 19 | 0.40867 | 0.00051536 | 0 | 0.13097 | 0.13106 | 0.13106 | 0.131 | 0.13101 | 0.13106 | 0 | 0 | 0.010184 | 1.62 | 0.13423 | 1.5087 | 1.5087 | 6.2644 | 0.64485 | 0.0012136 | 0.004224 | 0.0069788 | 0.086901 | 0 | 0 | 0.015357 | 1.2821 | 0.31273 | 5.6665 | 2.0585 | 0.76008 | 0.53217 | 0.81115 | 0 | 0 | 0 | 0 | -66.3232 | 0.033679 | 0 | 0 | 0 | -0.37077 | 0 | 0 | 0 | 0 | 0 | 0 | 0 | 0 | 0 | 0.048074 | 3.8936e-05 | 0 | 1.822 | 0 | 2.9045 | 2.9002 | 0.72251 | 24.5389 | 1.2254 | 3.0551 | 0.16064 | 0.017778 | -0.40867 | 0.69964 | 0.18406 | 3.3194 | -23.475 | 19.0888 | -0.77943 | 0 | 0.078052 | 0 | 1.6728 | 0.3594
2025_08_01 Hr 20 | 0.090669 | 0.00010344 | 0 | 0.13097 | 0.13106 | 0.13106 | 0.131 | 0.13101 | 0.13106 | 0 | 0 | 0.010184 | 1.98 | 0.15353 | 1.5087 | 1.5087 | 6.2644 | 0.64485 | 0.0012136 | 0.004224 | 0.0069788 | 0.086901 | 0 | 0 | 0.015357 | 1.2821 | 0 | 5.6665 | 2.0585 | 0.76008 | 0.53217 | 0.81115 | 0 | 0 | 0 | 0 | -61.9723 | 0.033679 | 0 | 0 | 0 | -0.34684 | 0 | 0 | 0 | 0 | 0 | 0 | 0 | 0 | 0.20326 | 0.048074 | 3.8936e-05 | 0 | 1.822 | 0 | 2.9045 | 2.9002 | 0.96189 | 24.2262 | 1.2254 | 3.0551 | 0.16064 | 0.017778 | -0.090669 | 0.69964 | 0.18406 | 3.3194 | -18.5995 | 19.5841 | -0.43751 | 0 | 0.078052 | 0 | 1.6728 | 0.35118
2025_08_01 Hr 21 | 0 | 7.7671e-05 | 0 | 0.13097 | 0.13106 | 0.13106 | 0.131 | 0.13101 | 0.13106 | 0 | 0 | 0.010184 | 2.07 | 0.14931 | 1.5087 | 1.5087 | 6.2644 | 0.64485 | 0.0012136 | 0.004224 | 0.0069788 | 0.086901 | 0 | 0 | 0.015357 | 1.2821 | 0 | 5.6665 | 2.0585 | 0.76008 | 0.53217 | 0.81115 | 0 | 0 | 0 | 0 | -53.7486 | 0.033679 | 0 | 0 | 0 | -0.32249 | 0 | 0 | 0 | 0 | 0 | 0 | 0 | 0 | 0.34119 | 0.048074 | 3.8936e-05 | 0 | 1.822 | 0 | 2.9045 | 2.9002 | 0.90096 | 24.2262 | 1.2254 | 3.0551 | 0.16064 | 0.017778 | 0 | 0.69964 | 0.18406 | 3.3194 | -10.2003 | 19.6446 | -0.32249 | 0 | 0.078052 | 0 | 1.6728 | 0.33962
2025_08_01 Hr 22 | 0 | 1.0525e-05 | 0 | 0 | 0 | 0 | 0 | 0 | 0 | 0 | 0 | 0.010184 | 1.41 | 0.1026 | 1.5087 | 1.5087 | 6.2644 | 0.64485 | 0.0012136 | 0.004224 | 0.0069788 | 0.086901 | 0 | 0 | 0.015357 | 1.2821 | 0 | 5.6665 | 2.0585 | 0.76008 | 0.53217 | 0.81115 | 0 | 0 | 0 | 0 | -46.6268 | 0.033679 | 0 | 0.0046777 | 0 | -0.32534 | 0 | 0 | 0 | 0 | 0 | 0 | 0 | 0 | 0.8929 | 0.048074 | 3.8936e-05 | 0 | 1.822 | 0 | 2.9045 | 2.9002 | 0.72251 | 23.44 | 1.2254 | 3.0551 | 0.16064 | 0.017778 | 0 | 0.69964 | 0.18406 | 3.3194 | -4.2109 | 19.3012 | -0.32534 | 0 | 0.078052 | 0 | 1.6728 | 0.32968
2025_08_01 Hr 23 | 0 | 0 | 0 | 0 | 0 | 0 | 0 | 0 | 0 | 0 | 0 | 0.010184 | 0.75 | 0.049605 | 1.5087 | 1.5087 | 6.5423 | 0.54849 | 0.0012136 | 0.004224 | 0.0069788 | 0.086901 | 0 | 0 | 0.015357 | 1.0144 | 0 | 5.8552 | 2.0585 | 0.76008 | 0.55307 | 0.81115 | 0 | 0 | 0 | 0 | -39.6591 | 0.033679 | 0 | 0.0042519 | 0 | -0.29553 | 0 | 0 | 0 | 0 | 0 | 0 | 0 | 0 | 1.0962 | 0.048074 | 3.8936e-05 | 0 | 1.822 | 0 | 3.0136 | 3.0091 | 1.1403 | 23.7606 | 1.2254 | 3.0551 | 0.16064 | 0.017778 | 0 | 0.69964 | 0.18406 | 3.3194 | 3.0202 | 19.2141 | -0.29553 | 0 | 0.078052 | 0 | 1.6728 | 0.31363
2025_08_01 Hr 24 | 0 | 0 | 0 | 0 | 0 | 0 | 0 | 0 | 0 | 0 | 0 | 0.010184 | 0.45 | 0.027384 | 1.5087 | 1.5087 | 6.5489 | 0.54849 | 0.0012136 | 0.004224 | 0.0069788 | 0.086901 | 0 | 0 | 0.015357 | 0.51425 | 0 | 5.8594 | 2.0585 | 0 | 0.55355 | 0.81115 | 0 | 0 | 0 | 0 | -28.7684 | 0.033679 | 0 | 0.003912 | 0 | -0.27174 | 0 | 0 | 0 | 0 | 0 | 0 | 0 | 0 | 1.372 | 0.048074 | 3.8936e-05 | 0 | 1.822 | 0 | 3.0136 | 3.0091 | 0.90096 | 22.5111 | 1.2254 | 3.0551 | 0.16064 | 0.017778 | 0 | 0.69964 | 0.18406 | 3.3194 | 12.3855 | 18.9145 | -0.27174 | 0 | 0.078052 | 0 | 1.6728 | 0.2993
2025_08_02 Hr 01 | 0 | 0 | 0 | 0 | 0 | 0 | 0 | 0 | 0 | 0 | 0 | 0.010184 | 0.42 | 0.027329 | 1.5087 | 1.5087 | 6.5489 | 0.54849 | 0.0012136 | 0.004224 | 0.0069788 | 0.086901 | 0 | 0 | 0.015357 | 0.60971 | 0 | 5.8594 | 2.0585 | 0 | 0.55355 | 0.81115 | 0 | 0 | 0 | 0 | -34.4376 | 0.033679 | 0 | 0.004183 | 0 | -0.29071 | 0 | 0 | 0 | 0 | 0 | 0 | 0 | 0 | 1.7132 | 0.048074 | 3.8936e-05 | 0 | 1.822 | 0 | 3.0136 | 3.0091 | 0.84002 | 22.6066 | 1.2254 | 3.0551 | 0.16064 | 0.017778 | 0 | 0.69964 | 0.18406 | 3.3194 | 7.0291 | 19.1508 | -0.29071 | 0 | 0.078052 | 0 | 1.6728 | 0.28535
2025_08_02 Hr 02 | 0 | 0 | 0 | 0.13097 | 0.13106 | 0.13106 | 0.131 | 0.13101 | 0.13106 | 0 | 0 | 0.010184 | 0.57 | 0.038648 | 1.5087 | 1.5087 | 6.5489 | 0.54849 | 0.0012136 | 0.004224 | 0.0069788 | 0.086901 | 0 | 0 | 0.015357 | 0.85088 | 0 | 5.8594 | 2.0585 | 0 | 0.55355 | 0.81115 | 0 | 0 | 0 | 0 | -37.8224 | 0.033679 | 0 | 0.19615 | 0 | -0.30302 | 0 | 0 | 0 | 0 | 0 | 0 | 0 | 0 | 1.9891 | 0.048074 | 3.8936e-05 | 0 | 1.822 | 0 | 3.0136 | 3.0091 | 0.77909 | 23.6339 | 1.2254 | 3.0551 | 0.16064 | 0.017778 | 0 | 0.69964 | 0.18406 | 3.3194 | 5.028 | 19.5195 | -0.30302 | 0 | 0.078052 | 0 | 1.6728 | 0.27783
2025_08_02 Hr 03 | 0 | 0 | 0 | 0.13097 | 0.13106 | 0.13106 | 0.131 | 0.13101 | 0.13106 | 0 | 0 | 0.010184 | 0.36 | 0.023391 | 1.5087 | 1.5087 | 6.5489 | 0.54849 | 0.0012136 | 0.004224 | 0.0069788 | 0.086901 | 0 | 0 | 0.015357 | 1.092 | 0 | 5.8594 | 2.0585 | 0 | 0.55355 | 0.81115 | 0 | 0 | 0 | 0 | -37.5932 | 0.033679 | 0 | 0.18796 | 0 | -0.29028 | 0 | 0 | 0 | 0 | 0 | 0 | 0 | 0 | 2.9473 | 0.048074 | 3.8936e-05 | 0 | 1.822 | 0 | 3.0136 | 3.0091 | 0.33079 | 23.8751 | 1.2254 | 3.0551 | 0.16064 | 0.017778 | 0 | 0.69964 | 0.18406 | 3.3194 | 5.7906 | 19.799 | -0.29028 | 0 | 0.078052 | 0 | 1.6728 | 0.27269
2025_08_02 Hr 04 | 0 | 0 | 0 | 0.13097 | 0.13106 | 0.13106 | 0.131 | 0.13101 | 0.13106 | 0 | 0 | 0.010184 | 0.3 | 0.020029 | 1.5087 | 1.5087 | 6.5489 | 0 | 0.0012136 | 0.004224 | 0.0069788 | 0.086901 | 0 | 0 | 0.015357 | 1.2723 | 0 | 5.8594 | 2.0585 | 0 | 0.55355 | 0.81115 | 0 | 0 | 0 | 0 | -38.4125 | 0.033679 | 0 | 0.19314 | 0 | -0.29833 | 0 | 0 | 0 | 0 | 0 | 0 | 0 | 0 | 2.8094 | 0.048074 | 3.8936e-05 | 0 | 1.822 | 0 | 3.0136 | 3.0091 | 0.69204 | 23.5069 | 1.2254 | 3.0551 | 0.16064 | 0.017778 | 0 | 0.69964 | 0.18406 | 3.3194 | 4.7514 | 19.9553 | -0.29833 | 0 | 0.078052 | 0 | 1.6728 | 0.269
2025_08_02 Hr 05 | 0 | 0 | 0 | 0.13097 | 0.13106 | 0.13106 | 0.131 | 0.13101 | 0.13106 | 0 | 0 | 0.010184 | 0.36 | 0.025893 | 1.5087 | 1.5087 | 6.5489 | 0 | 0.0012136 | 0.004224 | 0.0069788 | 0.086901 | 0 | 0 | 0.015357 | 1.2821 | 0 | 5.8594 | 2.0585 | 0 | 0.55355 | 0.81115 | 0 | 0 | 0 | 0 | -41.3335 | 0.033679 | 0 | 0.20807 | 0 | -0.32157 | 0 | 0 | 0 | 0 | 0 | 0 | 0 | 0 | 2.5335 | 0.048074 | 3.8936e-05 | 0 | 1.822 | 0 | 3.0136 | 3.0091 | 0.72251 | 23.5167 | 1.2254 | 3.0551 | 0.16064 | 0.017778 | 0 | 0.69964 | 0.18406 | 3.3194 | 1.6376 | 19.7759 | -0.32157 | 0 | 0.078052 | 0 | 1.6728 | 0.26911
2025_08_02 Hr 06 | 0 | 0 | 0 | 0.13097 | 0.13106 | 0.13106 | 0.131 | 0.13101 | 0.13106 | 0 | 0 | 0.010184 | 0.66 | 0.059564 | 1.5087 | 1.5087 | 6.5489 | 0 | 0.0012136 | 0.004224 | 0.0069788 | 0.086901 | 0 | 0 | 0.015357 | 1.2821 | 0 | 5.8594 | 2.0585 | 0 | 0.55355 | 0.81115 | 0 | 0 | 0 | 0 | -52.8898 | 0.033679 | 0 | 0.26107 | 0 | -0.40402 | 0 | 0 | 0 | 0 | 0 | 0 | 0 | 0 | 2.5335 | 0.048074 | 3.8936e-05 | 0 | 1.822 | 0 | 3.0136 | 3.0091 | 0.80956 | 23.5167 | 1.2254 | 3.0551 | 0.16064 | 0.017778 | 0 | 0.69964 | 0.18406 | 3.3194 | -9.5789 | 20.1982 | -0.40402 | 0 | 0.078052 | 0 | 1.6728 | 0.2707
2025_08_02 Hr 07 | 0.22653 | 9.4354e-06 | 0 | 0.13097 | 0.13106 | 0.13106 | 0.131 | 0.13101 | 0.13106 | 0 | 0 | 0.010184 | 0.39 | 0.038161 | 1.5087 | 1.5087 | 6.2644 | 0.64485 | 0.0012136 | 0.004224 | 0.0069788 | 0.086901 | 0 | 0 | 0.015357 | 1.2821 | 0.306 | 5.6665 | 2.0585 | 0 | 0.53217 | 0.81115 | 0 | 0 | 0 | 0 | -53.8472 | 0.033679 | 0 | 0.28306 | 0 | -0.43822 | 0 | 0 | 0 | 0 | 0 | 0 | 0 | 0 | 2.6715 | 0.048074 | 3.8936e-05 | 0 | 1.822 | 0 | 2.9045 | 2.9002 | 0.72251 | 23.6225 | 1.2254 | 3.0551 | 0.16064 | 0.017778 | -0.22653 | 0.69964 | 0.18406 | 3.3194 | -10.7233 | 20.1663 | -0.66475 | 0 | 0.078052 | 0 | 1.6728 | 0.27414
2025_08_02 Hr 08 | 0.67806 | 9.1197e-05 | 0 | 0.13097 | 0.13106 | 0.13106 | 0.131 | 0.13101 | 0.13106 | 0 | 0 | 0.010184 | 0.15 | 0.013954 | 1.5087 | 1.5087 | 6.2644 | 0.64485 | 0.0012136 | 0.004224 | 0.0069788 | 0.086901 | 0 | 0 | 0.015357 | 1.2821 | 0.46237 | 5.6665 | 2.0585 | 0 | 0.53217 | 0.81115 | 0 | 0 | 0 | 0 | -48.5435 | 0.033679 | 0 | 0.2691 | 0 | -0.41651 | 0 | 0 | 0 | 0 | 0 | 0 | 0 | 0 | 2.3956 | 0.048074 | 3.8936e-05 | 0 | 1.822 | 0 | 2.9045 | 2.9002 | 0.80956 | 23.7788 | 1.2254 | 3.0551 | 0.16064 | 0.017778 | -0.67806 | 0.69964 | 0.18406 | 3.3194 | -5.6855 | 20.1737 | -1.0946 | 0 | 0.078052 | 0 | 1.6728 | 0.28299
2025_08_02 Hr 09 | 0.80454 | 0.00021972 | 0 | 0.13097 | 0.13106 | 0.13106 | 0.131 | 0.13101 | 0.13106 | 0 | 0 | 0.010184 | 0.09 | 0.0089814 | 1.5087 | 1.5087 | 6.2644 | 0.64485 | 0.0012136 | 0.004224 | 0.0069788 | 0.086901 | 0 | 0 | 0.015357 | 1.2821 | 0.31273 | 5.6665 | 2.0585 | 0 | 0.53217 | 0.81115 | 0 | 0 | 0 | 0 | -54.9686 | 0.033679 | 0 | 0 | 0 | -0.44697 | 0 | 0 | 0 | 0 | 0 | 0 | 0 | 0 | 2.4682 | 0.048074 | 3.8936e-05 | 0 | 1.822 | 0 | 2.9045 | 2.9002 | 0.50924 | 23.7788 | 1.2254 | 3.0551 | 0.16064 | 0.017778 | -0.80454 | 0.69964 | 0.18406 | 3.3194 | -12.4207 | 20.0206 | -1.2515 | 0 | 0.078052 | 0 | 1.6728 | 0.29593
2025_08_02 Hr 10 | 0.78071 | 0.00088928 | 0 | 0.13097 | 0.13106 | 0.13106 | 0.131 | 0.13101 | 0.13106 | 0 | 0 | 0.010184 | 0.06 | 0.0096232 | 1.5071 | 1.5071 | 6.2504 | 0.59111 | 0.0012136 | 0.004224 | 0.0069788 | 0.086901 | 0 | 0 | 0.015357 | 1.2771 | 0.31273 | 5.6555 | 2.0585 | 0.69674 | 0.53093 | 0.81115 | 0 | 0 | 0 | 0 | -96.7764 | 0.033679 | 0 | 0 | 0 | -0.71964 | 0 | 0 | 0 | 0 | 0 | 0 | 0 | 0 | 2.3956 | 0.048074 | 3.8936e-05 | 0 | 1.822 | 0 | 2.8833 | 2.879 | 0.66157 | 24.3462 | 1.2254 | 3.0551 | 0.16064 | 0.017778 | -0.78071 | 0.69964 | 0.18406 | 3.3194 | -53.8714 | 20.0591 | -1.5004 | 0 | 0.078052 | 0 | 1.6728 | 0.30845
2025_08_02 Hr 11 | 0.81421 | 0.00094183 | 0 | 0.13097 | 0.13106 | 0.13106 | 0.131 | 0.13101 | 0.13106 | 0 | 0 | 0.010184 | 0.09 | 0.0096245 | 1.5087 | 1.5087 | 6.2644 | 0.64485 | 0.0012136 | 0.004224 | 0.0069788 | 0.086901 | 0 | 0 | 0.015357 | 1.2821 | 0.31273 | 5.6665 | 2.0585 | 0.76008 | 0.53217 | 0.81115 | 0 | 0 | 0 | 0 | -70.1949 | 0.033679 | 0 | 0 | 0 | -0.47913 | 0 | 0 | 0 | 0 | 0 | 0 | 0 | 0 | 2.6715 | 0.048074 | 3.8936e-05 | 0 | 1.822 | 0 | 2.9045 | 2.9002 | 0.84002 | 24.5389 | 1.2254 | 3.0551 | 0.16064 | 0.017778 | -0.81421 | 0.69964 | 0.18406 | 3.3194 | -26.3623 | 20.587 | -1.2933 | 0 | 0.078052 | 0 | 1.6728 | 0.3173
2025_08_02 Hr 12 | 0.78609 | 0.00070152 | 0 | 0.13097 | 0.13106 | 0.13106 | 0.131 | 0.13101 | 0.13106 | 0 | 0 | 0.010184 | 0.12 | 0.012561 | 1.5087 | 1.5087 | 6.2644 | 0.64485 | 0.0012136 | 0.004224 | 0.0069788 | 0.086901 | 0 | 0 | 0.015357 | 1.2821 | 0.31273 | 5.6665 | 2.0585 | 0.76008 | 0.53217 | 0.81115 | 0 | 0 | 0 | 0 | -68.7504 | 0.033679 | 0 | 0 | 0 | -0.46895 | 0 | 0 | 0 | 0 | 0 | 0 | 0 | 0 | 2.2577 | 0.048074 | 3.8936e-05 | 0 | 1.822 | 0 | 2.9045 | 2.9002 | 0.84002 | 24.5389 | 1.2254 | 3.0551 | 0.16064 | 0.017778 | -0.78609 | 0.69964 | 0.18406 | 3.3194 | -25.283 | 20.1835 | -1.255 | 0 | 0.078052 | 0 | 1.6728 | 0.32299
2025_08_02 Hr 13 | 0.78914 | 0.00054153 | 0 | 0.13097 | 0.13106 | 0.13106 | 0.131 | 0.13101 | 0.13106 | 0 | 0 | 0.010184 | 0.12 | 0.012675 | 1.5087 | 1.5087 | 6.2644 | 0.64485 | 0.0012136 | 0.004224 | 0.0069788 | 0.086901 | 0 | 0 | 0.015357 | 1.2821 | 0.31273 | 5.6665 | 2.0585 | 0.76008 | 0.53217 | 0.81115 | 0 | 0 | 0 | 0 | -67.7878 | 0.033679 | 0 | 0 | 0 | -0.47322 | 0 | 0 | 0 | 0 | 0 | 0 | 0 | 0 | 1.7132 | 0.048074 | 3.8936e-05 | 0 | 1.822 | 0 | 2.9045 | 2.9002 | 1.1708 | 24.5389 | 1.2254 | 3.0551 | 0.16064 | 0.017778 | -0.78914 | 0.69964 | 0.18406 | 3.3194 | -24.5346 | 19.9767 | -1.2624 | 0 | 0.078052 | 0 | 1.6728 | 0.32682
2025_08_02 Hr 14 | 0.73865 | 0.00055783 | 0 | 0.13097 | 0.13106 | 0.13106 | 0.131 | 0.13101 | 0.13106 | 0 | 0 | 0.010184 | 0.12 | 0.012776 | 1.5087 | 1.5087 | 6.2644 | 0.64485 | 0.0012136 | 0.004224 | 0.0069788 | 0.086901 | 0 | 0 | 0.015357 | 1.2821 | 0.31273 | 5.6665 | 2.0585 | 0.76008 | 0.53217 | 0.81115 | 0 | 0 | 0 | 0 | -71.2009 | 0.033679 | 0 | 0 | 0 | -0.47702 | 0 | 0 | 0 | 0 | 0 | 0 | 0 | 0 | 2.1923 | 0.048074 | 3.8936e-05 | 0 | 1.822 | 0 | 2.9045 | 2.9002 | 1.1708 | 24.5389 | 1.2254 | 3.0551 | 0.16064 | 0.017778 | -0.73865 | 0.69964 | 0.18406 | 3.3194 | -27.4639 | 20.4137 | -1.2157 | 0 | 0.078052 | 0 | 1.6728 | 0.33513
2025_08_02 Hr 15 | 0.73567 | 0.00039813 | 0 | 0.13097 | 0.13106 | 0.13106 | 0.131 | 0.13101 | 0.13106 | 0 | 0 | 0.010184 | 0.12 | 0.013451 | 1.5087 | 1.5087 | 6.2644 | 0.64485 | 0.0012136 | 0.004224 | 0.0069788 | 0.086901 | 0 | 0 | 0.015357 | 1.2821 | 0.31273 | 5.6665 | 2.0585 | 0.76008 | 0.53217 | 0.81115 | 0 | 0 | 0 | 0 | -72.0949 | 0.033679 | 0 | 0 | 0 | -0.50231 | 0 | 0 | 0 | 0 | 0 | 0 | 0 | 0 | 2.3956 | 0.048074 | 3.8936e-05 | 0 | 1.822 | 0 | 2.9045 | 2.9002 | 1.1099 | 24.5389 | 1.2254 | 3.0551 | 0.16064 | 0.017778 | -0.73567 | 0.69964 | 0.18406 | 3.3194 | -28.2362 | 20.5578 | -1.238 | 0 | 0.078052 | 0 | 1.6728 | 0.33934
2025_08_02 Hr 16 | 0.78355 | 0.00075611 | 0 | 0.13097 | 0.13106 | 0.13106 | 0.131 | 0.13101 | 0.13106 | 0 | 0 | 0.010184 | 0.06 | 0.007351 | 1.5087 | 1.5087 | 6.2644 | 0.64485 | 0.0012136 | 0.004224 | 0.0069788 | 0.086901 | 0 | 0 | 0.015357 | 1.2821 | 0.31273 | 5.6665 | 2.0585 | 0.76008 | 0.53217 | 0.81115 | 0 | 0 | 0 | 0 | -83.1882 | 0.033679 | 0 | 0 | 0 | -0.54923 | 0 | 0 | 0 | 0 | 0 | 0 | 0 | 0 | 2.5335 | 0.048074 | 3.8936e-05 | 0 | 1.822 | 0 | 2.9045 | 2.9002 | 1.2317 | 24.5389 | 1.2254 | 3.0551 | 0.16064 | 0.017778 | -0.78355 | 0.69964 | 0.18406 | 3.3194 | -39.1776 | 20.8045 | -1.3328 | 0 | 0.078052 | 0 | 1.6728 | 0.3441
2025_08_02 Hr 17 | 0.70261 | 0.00096513 | 0 | 0.13097 | 0.13106 | 0.13106 | 0.131 | 0.13101 | 0.13106 | 0 | 0 | 0.010184 | 0.06 | 0.0076016 | 1.5087 | 1.5087 | 6.2644 | 0.64485 | 0.0012136 | 0.004224 | 0.0069788 | 0.086901 | 0 | 0 | 0.015357 | 1.2805 | 0.31273 | 5.6665 | 2.0585 | 0.76008 | 0.53217 | 0.81115 | 0 | 0 | 0 | 0 | -83.1002 | 0.033679 | 0 | 0 | 0 | -0.56802 | 0 | 0 | 0 | 0 | 0 | 0 | 0 | 0 | 2.7368 | 0.048074 | 3.8936e-05 | 0 | 1.822 | 0 | 2.8833 | 2.879 | 1.3493 | 24.4949 | 1.2254 | 3.0551 | 0.16064 | 0.017778 | -0.70261 | 0.69964 | 0.18406 | 3.3194 | -38.8264 | 21.0496 | -1.2706 | 0 | 0.078052 | 0 | 1.6728 | 0.34885
2025_08_02 Hr 18 | 0.54496 | 0.00082384 | 0 | 0.13097 | 0.13106 | 0.13106 | 0.131 | 0.13101 | 0.13106 | 0 | 0 | 0.010184 | 0.09 | 0.01063 | 1.5087 | 1.5087 | 6.2644 | 0.64485 | 0.0012136 | 0.004224 | 0.0069788 | 0.086901 | 0 | 0 | 0.015357 | 1.2821 | 0.31273 | 5.6665 | 2.0585 | 0.76008 | 0.53217 | 0.81115 | 0 | 0 | 0 | 0 | -75.9322 | 0.033679 | 0 | 0 | 0 | -0.52941 | 0 | 0 | 0 | 0 | 0 | 0 | 0 | 0 | 3.078 | 0.048074 | 3.8936e-05 | 0 | 1.822 | 0 | 2.9045 | 2.9002 | 1.3188 | 24.5389 | 1.2254 | 3.0551 | 0.16064 | 0.017778 | -0.54496 | 0.69964 | 0.18406 | 3.3194 | -31.2314 | 21.2363 | -1.0744 | 0 | 0.078052 | 0 | 1.6728 | 0.34964
2025_08_02 Hr 19 | 0.34088 | 0.00054847 | 0 | 0.13097 | 0.13106 | 0.13106 | 0.131 | 0.13101 | 0.13106 | 0 | 0 | 0.010184 | 0.18 | 0.020894 | 1.5071 | 1.5071 | 6.2225 | 0.59111 | 0.0012136 | 0.004224 | 0.0069788 | 0.086901 | 0 | 0 | 0.015357 | 1.2704 | 0.31273 | 5.6555 | 2.0585 | 0.69674 | 0.53093 | 0.81115 | 0 | 0 | 0 | 0 | -66.4425 | 0.033679 | 0 | 0 | 0 | -0.52025 | 0 | 0 | 0 | 0 | 0 | 0 | 0 | 0 | 3.0126 | 0.048074 | 3.8936e-05 | 0 | 1.822 | 0 | 2.841 | 2.8366 | 0.77909 | 24.2268 | 1.2254 | 3.0551 | 0.16064 | 0.017778 | -0.34088 | 0.69964 | 0.18406 | 3.3194 | -22.5571 | 20.5197 | -0.86113 | 0 | 0.078052 | 0 | 1.6728 | 0.34344
2025_08_02 Hr 20 | 0.090669 | 0.00024445 | 0 | 0.13097 | 0.13106 | 0.13106 | 0.131 | 0.13101 | 0.13106 | 0 | 0 | 0.010184 | 0.69 | 0.069505 | 1.5087 | 1.5087 | 6.2644 | 0.64485 | 0.0012136 | 0.004224 | 0.0069788 | 0.086901 | 0 | 0 | 0.015357 | 1.2821 | 0.31273 | 5.6665 | 2.0585 | 0.76008 | 0.53217 | 0.81115 | 0 | 0 | 0 | 0 | -54.2814 | 0.033679 | 0 | 0 | 0 | -0.45119 | 0 | 0 | 0 | 0 | 0 | 0 | 0 | 0 | 2.3956 | 0.048074 | 3.8936e-05 | 0 | 1.822 | 0 | 2.9045 | 2.9002 | 0.33079 | 24.5389 | 1.2254 | 3.0551 | 0.16064 | 0.017778 | -0.090669 | 0.69964 | 0.18406 | 3.3194 | -10.531 | 19.7533 | -0.54186 | 0 | 0.078052 | 0 | 1.6728 | 0.33302
2025_08_02 Hr 21 | 0 | 6.7845e-05 | 0 | 0.13097 | 0.13106 | 0.13106 | 0.131 | 0.13101 | 0.13106 | 0 | 0 | 0.010184 | 1.35 | 0.12389 | 1.5087 | 1.5087 | 6.2644 | 0.64485 | 0.0012136 | 0.004224 | 0.0069788 | 0.086901 | 0 | 0 | 0.015357 | 1.2821 | 0 | 5.6665 | 2.0585 | 0.76008 | 0.53217 | 0.81115 | 0 | 0 | 0 | 0 | -49.7349 | 0.033679 | 0 | 0 | 0 | -0.41087 | 0 | 0 | 0 | 0 | 0 | 0 | 0 | 0 | 2.4682 | 0.048074 | 3.8936e-05 | 0 | 1.822 | 0 | 2.9045 | 2.9002 | 0.42219 | 24.2262 | 1.2254 | 3.0551 | 0.16064 | 0.017778 | 0 | 0.69964 | 0.18406 | 3.3194 | -5.3902 | 20.5295 | -0.41087 | 0 | 0.078052 | 0 | 1.6728 | 0.32165
2025_08_02 Hr 22 | 0 | 2.6302e-05 | 0 | 0.13097 | 0.13106 | 0.13106 | 0.131 | 0.13101 | 0.13106 | 0 | 0 | 0.010184 | 2.37 | 0.20414 | 1.5087 | 1.5087 | 6.2644 | 0.64485 | 0.0012136 | 0.004224 | 0.0069788 | 0.086901 | 0 | 0 | 0.015357 | 1.2821 | 0 | 5.6665 | 2.0585 | 0.76008 | 0.53217 | 0.81115 | 0 | 0 | 0 | 0 | -55.5157 | 0.033679 | 0 | 0 | 0 | -0.38551 | 0 | 0 | 0 | 0 | 0 | 0 | 0 | 0 | 3.3538 | 0.048074 | 3.8936e-05 | 0 | 1.822 | 0 | 2.9045 | 2.9002 | 0.72251 | 24.2262 | 1.2254 | 3.0551 | 0.16064 | 0.017778 | 0 | 0.69964 | 0.18406 | 3.3194 | -8.8648 | 22.8102 | -0.38551 | 0 | 0.078052 | 0 | 1.6728 | 0.31624
2025_08_02 Hr 23 | 0 | 0 | 0 | 0.13097 | 0.13106 | 0.13106 | 0.131 | 0.13101 | 0.13106 | 0 | 0 | 0.010184 | 2.64 | 0.19579 | 1.5087 | 1.5087 | 6.5423 | 0.54849 | 0.0012136 | 0.004224 | 0.0069788 | 0.086901 | 0 | 0 | 0.015357 | 1.2821 | 0 | 5.8552 | 2.0585 | 0.76008 | 0.55307 | 0.81115 | 0 | 0 | 0 | 0 | -50.1058 | 0.033679 | 0 | 0 | 0 | -0.33164 | 0 | 0 | 0 | 0 | 0 | 0 | 0 | 0 | 2.7368 | 0.048074 | 3.8936e-05 | 0 | 1.822 | 0 | 3.0136 | 3.0091 | 1.0489 | 24.8145 | 1.2254 | 3.0551 | 0.16064 | 0.017778 | 0 | 0.69964 | 0.18406 | 3.3194 | -2.8355 | 22.7875 | -0.33164 | 0 | 0.078052 | 0 | 1.6728 | 0.30159
2025_08_02 Hr 24 | 0 | 0 | 0 | 0.13097 | 0.13106 | 0.13106 | 0.131 | 0.13101 | 0.13106 | 0 | 0 | 0.010184 | 2.43 | 0.15056 | 1.5087 | 1.5087 | 6.5489 | 0.54849 | 0.0012136 | 0.004224 | 0.0069788 | 0.086901 | 0 | 0 | 0.015357 | 0.94751 | 0 | 5.8594 | 2.0585 | 0 | 0.55355 | 0.81115 | 0 | 0 | 0 | 0 | -35.959 | 0.033679 | 0 | 0 | 0 | -0.27671 | 0 | 0 | 0 | 0 | 0 | 0 | 0 | 0 | 2.1197 | 0.048074 | 3.8936e-05 | 0 | 1.822 | 0 | 3.0136 | 3.0091 | 0.99236 | 23.7306 | 1.2254 | 3.0551 | 0.16064 | 0.017778 | 0 | 0.69964 | 0.18406 | 3.3194 | 9.3374 | 21.8426 | -0.27671 | 0 | 0.078052 | 0 | 1.6728 | 0.2851
2025_08_03 Hr 01 | 0 | 0 | 0 | 0.13097 | 0.13106 | 0.13106 | 0.131 | 0.13101 | 0.13106 | 0 | 0 | 0.010184 | 2.58 | 0.16167 | 1.5087 | 1.5087 | 6.5489 | 0.54849 | 0.0012136 | 0.004224 | 0.0069788 | 0.086901 | 0 | 0 | 0.015357 | 0.53938 | 0 | 5.8594 | 2.0585 | 0 | 0.55355 | 0.81115 | 0 | 0 | 0 | 0 | -37.1877 | 0.033679 | 0 | 0.18128 | 0 | -0.27989 | 0 | 0 | 0 | 0 | 0 | 0 | 0 | 0 | 2.5335 | 0.048074 | 3.8936e-05 | 0 | 1.822 | 0 | 3.0136 | 3.0091 | 1.1099 | 23.3224 | 1.2254 | 3.0551 | 0.16064 | 0.017778 | 0 | 0.69964 | 0.18406 | 3.3194 | 8.3781 | 22.5233 | -0.27989 | 0 | 0.078052 | 0 | 1.6728 | 0.27337
2025_08_03 Hr 02 | 0 | 0 | 0 | 0.13097 | 0.13106 | 0.13106 | 0.131 | 0.13101 | 0.13106 | 0 | 0 | 0.010184 | 2.31 | 0.14846 | 1.5087 | 1.5087 | 6.5489 | 0 | 0.0012136 | 0.004224 | 0.0069788 | 0.086901 | 0 | 0 | 0.015357 | 0.60972 | 0 | 5.8594 | 2.0585 | 0 | 0.55355 | 0.81115 | 0 | 0 | 0 | 0 | -37.2738 | 0.033679 | 0 | 0.18592 | 0 | -0.28711 | 0 | 0 | 0 | 0 | 0 | 0 | 0 | 0 | 2.6715 | 0.048074 | 3.8936e-05 | 0 | 1.822 | 0 | 3.0136 | 3.0091 | 1.2013 | 22.8443 | 1.2254 | 3.0551 | 0.16064 | 0.017778 | 0 | 0.69964 | 0.18406 | 3.3194 | 7.7444 | 22.461 | -0.28711 | 0 | 0.078052 | 0 | 1.6728 | 0.26497
2025_08_03 Hr 03 | 0 | 0 | 0 | 0.13097 | 0.13106 | 0.13106 | 0.131 | 0.13101 | 0.13106 | 0 | 0 | 0.010184 | 1.8 | 0.10974 | 1.5087 | 1.5087 | 6.5489 | 0 | 0.0012136 | 0.004224 | 0.0069788 | 0.086901 | 0 | 0 | 0.015357 | 0.7353 | 0 | 5.8594 | 2.0585 | 0 | 0.55355 | 0.81115 | 0 | 0 | 0 | 0 | -36.1249 | 0.033679 | 0 | 0.17637 | 0 | -0.27225 | 0 | 0 | 0 | 0 | 0 | 0 | 0 | 0 | 2.6715 | 0.048074 | 3.8936e-05 | 0 | 1.822 | 0 | 3.0136 | 3.0091 | 1.0185 | 22.9699 | 1.2254 | 3.0551 | 0.16064 | 0.017778 | 0 | 0.69964 | 0.18406 | 3.3194 | 8.3005 | 21.7278 | -0.27225 | 0 | 0.078052 | 0 | 1.6728 | 0.26326
2025_08_03 Hr 04 | 0 | 0 | 0 | 0.13097 | 0.13106 | 0.13106 | 0.131 | 0.13101 | 0.13106 | 0 | 0 | 0.010184 | 0.63 | 0.038583 | 1.5087 | 1.5087 | 6.5489 | 0 | 0.0012136 | 0.004224 | 0.0069788 | 0.086901 | 0 | 0 | 0.015357 | 0.60966 | 0 | 5.8594 | 2.0585 | 0 | 0.55355 | 0.81115 | 0 | 0 | 0 | 0 | -33.7557 | 0.033679 | 0 | 0.17717 | 0 | -0.2735 | 0 | 0 | 0 | 0 | 0 | 0 | 0 | 0 | 2.3956 | 0.048074 | 3.8936e-05 | 0 | 1.822 | 0 | 3.0136 | 3.0091 | 1.0794 | 22.8442 | 1.2254 | 3.0551 | 0.16064 | 0.017778 | 0 | 0.69964 | 0.18406 | 3.3194 | 9.0827 | 20.2678 | -0.2735 | 0 | 0.078052 | 0 | 1.6728 | 0.25931
2025_08_03 Hr 05 | 0 | 0 | 0 | 0.13097 | 0.13106 | 0.13106 | 0.131 | 0.13101 | 0.13106 | 0 | 0 | 0.010184 | 0.51 | 0.031165 | 1.5087 | 1.5087 | 6.5489 | 0 | 0.0012136 | 0.004224 | 0.0069788 | 0.086901 | 0 | 0 | 0.015357 | 0.53933 | 0 | 5.8594 | 2.0585 | 0 | 0.55355 | 0.81115 | 0 | 0 | 0 | 0 | -33.5196 | 0.033679 | 0 | 0.17678 | 0 | -0.27289 | 0 | 0 | 0 | 0 | 0 | 0 | 0 | 0 | 2.3956 | 0.048074 | 3.8936e-05 | 0 | 1.822 | 0 | 3.0136 | 3.0091 | 1.0489 | 22.7739 | 1.2254 | 3.0551 | 0.16064 | 0.017778 | 0 | 0.69964 | 0.18406 | 3.3194 | 9.0925 | 20.1111 | -0.27289 | 0 | 0.078052 | 0 | 1.6728 | 0.2605
2025_08_03 Hr 06 | 0 | 0 | 0 | 0.13097 | 0.13106 | 0.13106 | 0.131 | 0.13101 | 0.13106 | 0 | 0 | 0.010184 | 0.3 | 0.018406 | 1.5087 | 1.5087 | 6.5489 | 0 | 0.0012136 | 0.004224 | 0.0069788 | 0.086901 | 0 | 0 | 0.015357 | 0.58956 | 0 | 5.8594 | 2.0585 | 0 | 0.55355 | 0.81115 | 0 | 0 | 0 | 0 | -32.5129 | 0.033679 | 0 | 0.17748 | 0 | -0.27399 | 0 | 0 | 0 | 0 | 0 | 0 | 0 | 0 | 2.1197 | 0.048074 | 3.8936e-05 | 0 | 1.822 | 0 | 3.0136 | 3.0091 | 0.90096 | 22.8241 | 1.2254 | 3.0551 | 0.16064 | 0.017778 | 0 | 0.69964 | 0.18406 | 3.3194 | 9.504 | 19.4667 | -0.27399 | 0 | 0.078052 | 0 | 1.6728 | 0.26274
2025_08_03 Hr 07 | 0.18141 | 3.6573e-06 | 0 | 0.13097 | 0.13106 | 0.13106 | 0.131 | 0.13101 | 0.13106 | 0 | 0 | 0.010184 | 0.3 | 0.017067 | 1.5087 | 1.5087 | 6.2644 | 0 | 0.0012136 | 0.004224 | 0.0069788 | 0.086901 | 0 | 0 | 0.015357 | 0.62479 | 0 | 5.6665 | 2.0585 | 0 | 0.53217 | 0.81115 | 0 | 0 | 0 | 0 | -28.0951 | 0.033679 | 0 | 0.16458 | 0 | -0.25391 | 0 | 0 | 0 | 0 | 0 | 0 | 0 | 0 | 1.7132 | 0.048074 | 3.8936e-05 | 0 | 1.822 | 0 | 2.9045 | 2.9002 | 0.93143 | 22.1639 | 1.2254 | 3.0551 | 0.16064 | 0.017778 | -0.18141 | 0.69964 | 0.18406 | 3.3194 | 12.8852 | 19.2517 | -0.43532 | 0 | 0.078052 | 0 | 1.6728 | 0.2651
2025_08_03 Hr 08 | 0.68874 | 2.3991e-05 | 0 | 0.13097 | 0.13106 | 0.13106 | 0.131 | 0.13101 | 0.13106 | 0 | 0 | 0.010184 | 0.03 | 0.001866 | 1.5087 | 1.5087 | 6.2644 | 0.64485 | 0.0012136 | 0.004224 | 0.0069788 | 0.086901 | 0 | 0 | 0.015357 | 0.54104 | 0 | 5.6665 | 2.0585 | 0 | 0.53217 | 0.81115 | 0 | 0 | 0 | 0 | -28.451 | 0.033679 | 0 | 0.17994 | 0 | -0.2778 | 0 | 0 | 0 | 0 | 0 | 0 | 0 | 0 | 1.6406 | 0.048074 | 3.8936e-05 | 0 | 1.822 | 0 | 2.9045 | 2.9002 | 0.74862 | 22.725 | 1.2254 | 3.0551 | 0.16064 | 0.017778 | -0.68874 | 0.69964 | 0.18406 | 3.3194 | 12.534 | 19.2266 | -0.96654 | 0 | 0.078052 | 0 | 1.6728 | 0.27324
2025_08_03 Hr 09 | 0.80454 | 0.00013474 | 0 | 0.13097 | 0.13106 | 0.13106 | 0.131 | 0.13101 | 0.13106 | 0 | 0 | 0.010184 | 0.12 | 0.0073433 | 1.5087 | 1.5087 | 6.2644 | 0.64485 | 0.0012136 | 0.004224 | 0.0069788 | 0.086901 | 0 | 0 | 0.015357 | 0.52098 | 0 | 5.6665 | 2.0585 | 0 | 0.53217 | 0.81115 | 0 | 0 | 0 | 0 | -26.9631 | 0.033679 | 0 | 0 | 0 | -0.27327 | 0 | 0 | 0 | 0 | 0 | 0 | 0 | 0 | 1.6406 | 0.048074 | 3.8936e-05 | 0 | 1.822 | 0 | 2.9045 | 2.9002 | 0.77909 | 22.7049 | 1.2254 | 3.0551 | 0.16064 | 0.017778 | -0.80454 | 0.69964 | 0.18406 | 3.3194 | 14.1435 | 19.4795 | -1.0778 | 0 | 0.078052 | 0 | 1.6728 | 0.28428
2025_08_03 Hr 10 | 0.77301 | 0.00054658 | 0 | 0.13097 | 0.13106 | 0.13106 | 0.131 | 0.13101 | 0.13106 | 0 | 0 | 0.010184 | 0.15 | 0.014171 | 1.5071 | 1.5071 | 6.2504 | 0.59111 | 0.0012136 | 0.004224 | 0.0069788 | 0.086901 | 0 | 0 | 0.015357 | 0.86318 | 0.46237 | 5.6555 | 2.0585 | 0 | 0.53093 | 0.81115 | 0 | 0 | 0 | 0 | -44.0978 | 0.033679 | 0 | 0 | 0 | -0.42302 | 0 | 0 | 0 | 0 | 0 | 0 | 0 | 0 | 1.9891 | 0.048074 | 3.8936e-05 | 0 | 1.822 | 0 | 2.841 | 2.8366 | 0.72251 | 23.1508 | 1.2254 | 3.0551 | 0.16064 | 0.017778 | -0.77301 | 0.69964 | 0.18406 | 3.3194 | -2.3571 | 19.7859 | -1.196 | 0 | 0.078052 | 0 | 1.6728 | 0.2944
2025_08_03 Hr 11 | 0.82205 | 0.00050432 | 0 | 0.13097 | 0.13106 | 0.13106 | 0.131 | 0.13101 | 0.13106 | 0 | 0 | 0.010184 | 0.21 | 0.012181 | 1.5087 | 1.5087 | 6.2644 | 0.64485 | 0.0012136 | 0.004224 | 0.0069788 | 0.086901 | 0 | 0 | 0.015357 | 0.52597 | 0.31273 | 5.6665 | 2.0585 | 0.76008 | 0.53217 | 0.81115 | 0 | 0 | 0 | 0 | -29.8631 | 0.033679 | 0 | 0 | 0 | -0.25891 | 0 | 0 | 0 | 0 | 0 | 0 | 0 | 0 | 1.9891 | 0.048074 | 3.8936e-05 | 0 | 1.822 | 0 | 2.9045 | 2.9002 | 0.63111 | 23.7827 | 1.2254 | 3.0551 | 0.16064 | 0.017778 | -0.82205 | 0.69964 | 0.18406 | 3.3194 | 12.653 | 19.8144 | -1.081 | 0 | 0.078052 | 0 | 1.6728 | 0.30596
2025_08_03 Hr 12 | 0.77643 | 0.00061766 | 0 | 0.13097 | 0.13106 | 0.13106 | 0.131 | 0.13101 | 0.13106 | 0 | 0 | 0.010184 | 0.27 | 0.016013 | 1.5087 | 1.5087 | 6.2644 | 0.64485 | 0.0012136 | 0.004224 | 0.0069788 | 0.086901 | 0 | 0 | 0.015357 | 0.53935 | 0.31273 | 5.6665 | 2.0585 | 0.76008 | 0.53217 | 0.81115 | 0 | 0 | 0 | 0 | -31.7578 | 0.033679 | 0 | 0 | 0 | -0.26479 | 0 | 0 | 0 | 0 | 0 | 0 | 0 | 0 | 1.9891 | 0.048074 | 3.8936e-05 | 0 | 1.822 | 0 | 2.9045 | 2.9002 | 0.77909 | 23.7961 | 1.2254 | 3.0551 | 0.16064 | 0.017778 | -0.77643 | 0.69964 | 0.18406 | 3.3194 | 10.9862 | 19.9891 | -1.0412 | 0 | 0.078052 | 0 | 1.6728 | 0.31437
2025_08_03 Hr 13 | 0.78914 | 0.00068383 | 0 | 0.13097 | 0.13106 | 0.13106 | 0.131 | 0.13101 | 0.13106 | 0 | 0 | 0.010184 | 0.27 | 0.016483 | 1.5087 | 1.5087 | 6.2644 | 0.64485 | 0.0012136 | 0.004224 | 0.0069788 | 0.086901 | 0 | 0 | 0.015357 | 0.57116 | 0.31273 | 5.6665 | 2.0585 | 0.76008 | 0.53217 | 0.81115 | 0 | 0 | 0 | 0 | -34.0762 | 0.033679 | 0 | 0 | 0 | -0.27261 | 0 | 0 | 0 | 0 | 0 | 0 | 0 | 0 | 1.8511 | 0.048074 | 3.8936e-05 | 0 | 1.822 | 0 | 2.8833 | 2.879 | 1.1403 | 23.7856 | 1.2254 | 3.0551 | 0.16064 | 0.017778 | -0.78914 | 0.69964 | 0.18406 | 3.3194 | 8.8806 | 20.233 | -1.0618 | 0 | 0.078052 | 0 | 1.6728 | 0.32172
2025_08_03 Hr 14 | 0.74591 | 0.00075784 | 0 | 0.13097 | 0.13106 | 0.13106 | 0.131 | 0.13101 | 0.13106 | 0 | 0 | 0.010184 | 0.27 | 0.016471 | 1.5087 | 1.5087 | 6.2644 | 0.64485 | 0.0012136 | 0.004224 | 0.0069788 | 0.086901 | 0 | 0 | 0.015357 | 0.56616 | 0.31273 | 5.6665 | 2.0585 | 0.76008 | 0.53217 | 0.81115 | 0 | 0 | 0 | 0 | -33.1679 | 0.033679 | 0 | 0 | 0 | -0.27241 | 0 | 0 | 0 | 0 | 0 | 0 | 0 | 0 | 1.7132 | 0.048074 | 3.8936e-05 | 0 | 1.822 | 0 | 2.8116 | 2.8074 | 1.1403 | 23.6372 | 1.2254 | 3.0551 | 0.16064 | 0.017778 | -0.74591 | 0.69964 | 0.18406 | 3.3194 | 9.5086 | 20.0575 | -1.0183 | 0 | 0.078052 | 0 | 1.6728 | 0.32738
2025_08_03 Hr 15 | 0.73567 | 0.00089764 | 0 | 0.13097 | 0.13106 | 0.13106 | 0.131 | 0.13101 | 0.13106 | 0 | 0 | 0.010184 | 0.21 | 0.015515 | 1.5087 | 1.5087 | 6.2644 | 0.64485 | 0.0012136 | 0.004224 | 0.0069788 | 0.086901 | 0 | 0 | 0.015357 | 0.60972 | 0.31273 | 5.6665 | 2.0585 | 0.76008 | 0.53217 | 0.81115 | 0 | 0 | 0 | 0 | -40.0989 | 0.033679 | 0 | 0 | 0 | -0.33036 | 0 | 0 | 0 | 0 | 0 | 0 | 0 | 0 | 1.6406 | 0.048074 | 3.8936e-05 | 0 | 1.822 | 0 | 2.8165 | 2.8125 | 1.1403 | 23.6907 | 1.2254 | 3.0551 | 0.16064 | 0.017778 | -0.73567 | 0.69964 | 0.18406 | 3.3194 | 2.4495 | 19.9237 | -1.066 | 0 | 0.078052 | 0 | 1.6728 | 0.33722
2025_08_03 Hr 16 | 0.79604 | 0.00078893 | 0 | 0.13097 | 0.13106 | 0.13106 | 0.131 | 0.13101 | 0.13106 | 0 | 0 | 0.010184 | 0.3 | 0.021753 | 1.5087 | 1.5087 | 6.2644 | 0.64485 | 0.0012136 | 0.004224 | 0.0069788 | 0.086901 | 0 | 0 | 0.015357 | 0.85088 | 0.31273 | 5.6665 | 2.0585 | 0.76008 | 0.53217 | 0.81115 | 0 | 0 | 0 | 0 | -40.0979 | 0.033679 | 0 | 0 | 0 | -0.32419 | 0 | 0 | 0 | 0 | 0 | 0 | 0 | 0 | 1.5753 | 0.048074 | 3.8936e-05 | 0 | 1.822 | 0 | 2.9045 | 2.9002 | 1.1403 | 24.1076 | 1.2254 | 3.0551 | 0.16064 | 0.017778 | -0.79604 | 0.69964 | 0.18406 | 3.3194 | 2.9129 | 20.0235 | -1.1202 | 0 | 0.078052 | 0 | 1.6728 | 0.34577
2025_08_03 Hr 17 | 0.78377 | 0.00088652 | 0 | 0.13097 | 0.13106 | 0.13106 | 0.131 | 0.13101 | 0.13106 | 0 | 0 | 0.010184 | 0.27 | 0.026454 | 1.5087 | 1.5087 | 6.2644 | 0.59111 | 0.0012136 | 0.004224 | 0.0069788 | 0.086901 | 0 | 0 | 0.015357 | 1.1969 | 0.31273 | 5.6665 | 2.0585 | 0.69674 | 0.53217 | 0.81115 | 0 | 0 | 0 | 0 | -51.8322 | 0.033679 | 0 | 0 | 0 | -0.4388 | 0 | 0 | 0 | 0 | 0 | 0 | 0 | 0 | 1.6406 | 0.048074 | 3.8936e-05 | 0 | 1.822 | 0 | 2.8833 | 2.879 | 1.2927 | 24.2942 | 1.2254 | 3.0551 | 0.16064 | 0.017778 | -0.78377 | 0.69964 | 0.18406 | 3.3194 | -8.5543 | 20.2063 | -1.2226 | 0 | 0.078052 | 0 | 1.6728 | 0.34838
2025_08_03 Hr 18 | 0.73916 | 0.00077884 | 0 | 0.13097 | 0.13106 | 0.13106 | 0.131 | 0.13101 | 0.13106 | 0 | 0 | 0.010184 | 0.3 | 0.028563 | 1.5087 | 1.5087 | 6.2644 | 0.64485 | 0.0012136 | 0.004224 | 0.0069788 | 0.086901 | 0 | 0 | 0.015357 | 1.2821 | 0.31273 | 5.6665 | 2.0585 | 0.76008 | 0.53217 | 0.81115 | 0 | 0 | 0 | 0 | -51.8356 | 0.033679 | 0 | 0 | 0 | -0.42634 | 0 | 0 | 0 | 0 | 0 | 0 | 0 | 0 | 1.5753 | 0.048074 | 3.8936e-05 | 0 | 1.822 | 0 | 2.9045 | 2.9002 | 1.3493 | 24.5389 | 1.2254 | 3.0551 | 0.16064 | 0.017778 | -0.73916 | 0.69964 | 0.18406 | 3.3194 | -8.2719 | 20.1903 | -1.1655 | 0 | 0.078052 | 0 | 1.6728 | 0.35377
2025_08_03 Hr 19 | 0.53588 | 0.00058273 | 0 | 0.13097 | 0.13106 | 0.13106 | 0.131 | 0.13101 | 0.13106 | 0 | 0 | 0.010184 | 0.57 | 0.06008 | 1.5071 | 1.5071 | 6.2225 | 0.59111 | 0.0012136 | 0.004224 | 0.0069788 | 0.086901 | 0 | 0 | 0.015357 | 1.2704 | 0.31273 | 5.6335 | 2.0585 | 0.6334 | 0.52844 | 0.81115 | 0 | 0 | 0 | 0 | -57.6548 | 0.033679 | 0 | 0 | 0 | -0.47221 | 0 | 0 | 0 | 0 | 0 | 0 | 0 | 0 | 1.2994 | 0.048074 | 3.8936e-05 | 0 | 1.822 | 0 | 2.8198 | 2.8154 | 1.3797 | 24.0992 | 1.2254 | 3.0551 | 0.16064 | 0.017778 | -0.53588 | 0.69964 | 0.18406 | 3.3194 | -14.5244 | 20.0393 | -1.0081 | 0 | 0.078052 | 0 | 1.6728 | 0.3539
2025_08_03 Hr 20 | 0.068002 | 0.00021733 | 0 | 0.13097 | 0.13106 | 0.13106 | 0.131 | 0.13101 | 0.13106 | 0 | 0 | 0.010184 | 0.75 | 0.070924 | 1.5087 | 1.5087 | 6.2644 | 0.64485 | 0.0012136 | 0.004224 | 0.0069788 | 0.086901 | 0 | 0 | 0.015357 | 0 | 0 | 5.6665 | 2.0585 | 0.76008 | 0.53217 | 0.81115 | 0 | 0 | 0 | 0 | -48.4607 | 0.033679 | 0 | 0.055726 | 0 | -0.42344 | 0 | 0 | 0 | 0 | 0 | 0 | 0 | 0 | 0.61705 | 0.048074 | 3.8936e-05 | 0 | 1.822 | 0 | 2.9045 | 2.9002 | 1.4102 | 22.944 | 1.2254 | 3.0551 | 0.16064 | 0.017778 | -0.068002 | 0.69964 | 0.18406 | 3.3194 | -6.8985 | 19.1096 | -0.49145 | 0 | 0.078052 | 0 | 1.6728 | 0.34971
2025_08_03 Hr 21 | 0 | 9.6425e-05 | 0 | 0 | 0 | 0 | 0 | 0 | 0 | 0 | 0 | 0.010184 | 1.2 | 0.10909 | 1.5087 | 1.5087 | 6.2644 | 0.64485 | 0.0012136 | 0.004224 | 0.0069788 | 0.086901 | 0 | 0 | 0.015357 | 0 | 0 | 5.6665 | 2.0585 | 0.76008 | 0.53217 | 0.81115 | 0 | 0 | 0 | 0 | -33.2438 | 0.033679 | 0 | 0.069153 | 0 | -0.40698 | 0 | 0 | 0 | 0 | 0 | 0 | 0 | 0 | 0.54445 | 0.048074 | 3.8936e-05 | 0 | 1.822 | 0 | 0 | 0 | 1.4711 | 16.3532 | 1.2254 | 3.0551 | 0.16064 | 0.017778 | 0 | 0.69964 | 0.18406 | 3.3194 | 2.2108 | 19.5084 | -0.40698 | 0 | 0.078052 | 0 | 1.6728 | 0.34011
2025_08_03 Hr 22 | 0 | 1.7415e-05 | 0 | 0 | 0 | 0 | 0 | 0 | 0 | 0 | 0 | 0.010184 | 1.62 | 0.14629 | 1.5087 | 1.5087 | 6.2644 | 0.64485 | 0.0012136 | 0.004224 | 0.0069788 | 0.086901 | 0 | 0 | 0.015357 | 0 | 0 | 5.6665 | 2.0585 | 0.76008 | 0.53217 | 0.81115 | 0 | 0 | 0 | 0 | -34.4896 | 0.033679 | 0 | 0.068694 | 0 | -0.40426 | 0 | 0 | 0 | 0 | 0 | 0 | 0 | 0 | 1.6406 | 0.048074 | 3.8936e-05 | 0 | 1.822 | 0 | 0 | 0 | 1.6191 | 16.3532 | 1.2254 | 3.0551 | 0.16064 | 0.017778 | 0 | 0.69964 | 0.18406 | 3.3194 | 2.6532 | 21.1939 | -0.40426 | 0 | 0.078052 | 0 | 1.6728 | 0.32435
2025_08_03 Hr 23 | 0 | 0 | 0 | 0 | 0 | 0 | 0 | 0 | 0 | 0 | 0 | 0.010184 | 1.8 | 0.12595 | 1.5087 | 1.5087 | 6.5423 | 0.54849 | 0.0012136 | 0.004224 | 0.0069788 | 0.086901 | 0 | 0 | 0.015357 | 0 | 0 | 5.8552 | 2.0585 | 0.76008 | 0.55307 | 0.81115 | 0 | 0 | 0 | 0 | -31.7374 | 0.033679 | 0 | 0.053229 | 0 | -0.31278 | 0 | 0 | 0 | 0 | 0 | 0 | 0 | 0 | 2.1923 | 0.048074 | 3.8936e-05 | 0 | 1.822 | 0 | 0 | 0 | 2.5201 | 16.7235 | 1.2254 | 3.0551 | 0.16064 | 0.017778 | 0 | 0.69964 | 0.18406 | 3.3194 | 7.4849 | 22.8116 | -0.31278 | 0 | 0.078052 | 0 | 1.6728 | 0.30885
2025_08_03 Hr 24 | 0 | 0 | 0 | 0 | 0 | 0 | 0 | 0 | 0 | 0 | 0 | 0.010184 | 1.83 | 0.11619 | 1.5087 | 1.5087 | 6.5489 | 0.54849 | 0.0012136 | 0.004224 | 0.0069788 | 0.086901 | 0 | 0 | 0.015357 | 0 | 0 | 5.8594 | 2.0585 | 0 | 0.55355 | 0.81115 | 0 | 0 | 0 | 0 | -26.1604 | 0.033679 | 0 | 0.048299 | 0 | -0.28361 | 0 | 0 | 0 | 0 | 0 | 0 | 0 | 0 | 1.9891 | 0.048074 | 3.8936e-05 | 0 | 1.822 | 0 | 0 | 0 | 2.9423 | 15.9742 | 1.2254 | 3.0551 | 0.16064 | 0.017778 | 0 | 0.69964 | 0.18406 | 3.3194 | 12.5611 | 23.031 | -0.28361 | 0 | 0.078052 | 0 | 1.6728 | 0.28861
2025_08_04 Hr 01 | 0 | 0 | 0 | 0 | 0 | 0 | 0 | 0 | 0 | 0 | 0 | 0.010184 | 1.56 | 0.093576 | 1.5087 | 1.5087 | 6.5489 | 0.54849 | 0.0012136 | 0.004224 | 0.0069788 | 0.086901 | 0 | 0 | 0.015357 | 0 | 0 | 5.8594 | 2.0585 | 0 | 0.55355 | 0.81115 | 0 | 0 | 0 | 0 | -21.4312 | 0.033679 | 0 | 0.21916 | 0 | -0.26783 | 0 | 0 | 0 | 0 | 0 | 0 | 0 | 0 | 1.9165 | 0.048074 | 3.8936e-05 | 0 | 1.822 | 0 | 0 | 0 | 2.0718 | 15.9742 | 1.2254 | 3.0551 | 0.16064 | 0.017778 | 0 | 0.69964 | 0.18406 | 3.3194 | 16.0573 | 21.7822 | -0.26783 | 0 | 0.078052 | 0 | 1.6728 | 0.27548
2025_08_04 Hr 02 | 0 | 0 | 0 | 0 | 0 | 0 | 0 | 0 | 0 | 0 | 0 | 0.010184 | 0.75 | 0.045134 | 1.5087 | 1.5087 | 6.5489 | 0 | 0.0012136 | 0.004224 | 0.0069788 | 0.086901 | 0 | 0 | 0.015357 | 0 | 0 | 5.8594 | 2.0585 | 0 | 0.55355 | 0.81115 | 0 | 0 | 0 | 0 | -19.8522 | 0.033679 | 0 | 0.24566 | 0 | -0.2687 | 0 | 0 | 0 | 0 | 0 | 0 | 0 | 0 | 1.8511 | 0.048074 | 3.8936e-05 | 0 | 1.822 | 0 | 0 | 0 | 1.593 | 15.4257 | 1.2254 | 3.0551 | 0.16064 | 0.017778 | 0 | 0.69964 | 0.18406 | 3.3194 | 15.6767 | 20.3719 | -0.2687 | 0 | 0.078052 | 0 | 1.6728 | 0.26777
2025_08_04 Hr 03 | 0 | 0 | 0 | 0 | 0 | 0 | 0 | 0 | 0 | 0 | 0 | 0.010184 | 0.27 | 0.016262 | 1.5087 | 1.5087 | 6.5489 | 0 | 0.0012136 | 0.004224 | 0.0069788 | 0.086901 | 0 | 0 | 0.015357 | 0 | 0 | 5.8594 | 2.0585 | 0 | 0.55355 | 0.81115 | 0 | 0 | 0 | 0 | -18.4616 | 0.033679 | 0 | 0.24586 | 0 | -0.26893 | 0 | 0 | 0 | 0 | 0 | 0 | 0 | 0 | 1.6406 | 0.048074 | 3.8936e-05 | 0 | 1.822 | 0 | 0 | 0 | 1.0489 | 15.4257 | 1.2254 | 3.0551 | 0.16064 | 0.017778 | 0 | 0.69964 | 0.18406 | 3.3194 | 15.8011 | 19.106 | -0.26893 | 0 | 0.078052 | 0 | 1.6728 | 0.2653
2025_08_04 Hr 04 | 0 | 0 | 0 | 0 | 0 | 0 | 0 | 0 | 0 | 0 | 0 | 0.010184 | 0.18 | 0.010696 | 1.5087 | 1.5087 | 6.5489 | 0 | 0.0012136 | 0.004224 | 0.0069788 | 0.086901 | 0 | 0 | 0.015357 | 0 | 0 | 5.8594 | 2.0585 | 0 | 0.55355 | 0.81115 | 0 | 0 | 0 | 0 | -17.9106 | 0.033679 | 0 | 0.24257 | 0 | -0.2653 | 0 | 0 | 0 | 0 | 0 | 0 | 0 | 0 | 1.1615 | 0.048074 | 3.8936e-05 | 0 | 1.822 | 0 | 0 | 0 | 0.77909 | 15.4257 | 1.2254 | 3.0551 | 0.16064 | 0.017778 | 0 | 0.69964 | 0.18406 | 3.3194 | 15.5112 | 18.2614 | -0.2653 | 0 | 0.078052 | 0 | 1.6728 | 0.2653
2025_08_04 Hr 05 | 0 | 0 | 0 | 0 | 0 | 0 | 0 | 0 | 0 | 0 | 0 | 0.010184 | 0.18 | 0.010626 | 1.5087 | 1.5087 | 6.5489 | 0 | 0.0012136 | 0.004224 | 0.0069788 | 0.086901 | 0 | 0 | 0.015357 | 0 | 0 | 5.8594 | 2.0585 | 0 | 0.55355 | 0.81115 | 0 | 0 | 0 | 0 | -16.3997 | 0.033679 | 0 | 0.24098 | 0 | -0.26355 | 0 | 0 | 0 | 0 | 0 | 0 | 0 | 0 | 0.82031 | 0.048074 | 3.8936e-05 | 0 | 1.822 | 0 | 0 | 0 | 0.77909 | 15.4257 | 1.2254 | 3.0551 | 0.16064 | 0.017778 | 0 | 0.69964 | 0.18406 | 3.3194 | 16.6841 | 17.9216 | -0.26355 | 0 | 0.078052 | 0 | 1.6728 | 0.26673
2025_08_04 Hr 06 | 0.022813 | 0 | 0 | 0 | 0 | 0 | 0 | 0 | 0 | 0 | 0 | 0.010184 | 0.72 | 0.046678 | 1.5087 | 1.5087 | 6.5489 | 0.54849 | 0.0012136 | 0.004224 | 0.0069788 | 0.086901 | 0 | 0 | 0.015357 | 0 | 0 | 5.8594 | 2.0585 | 0 | 0.55355 | 0.81115 | 0 | 0 | 0 | 0 | -19.0208 | 0.033679 | 0 | 0.23686 | 0 | -0.28964 | 0 | 0 | 0 | 0 | 0 | 0 | 0 | 0 | 0.8929 | 0.048074 | 3.8936e-05 | 0 | 1.822 | 0 | 0 | 0 | 1.0489 | 15.9742 | 1.2254 | 3.0551 | 0.16064 | 0.017778 | -0.022813 | 0.69964 | 0.18406 | 3.3194 | 15.5137 | 18.8729 | -0.31245 | 0 | 0.078052 | 0 | 1.6728 | 0.27667
2025_08_04 Hr 07 | 0.18141 | 4.8287e-06 | 0 | 0 | 0 | 0 | 0 | 0 | 0 | 0 | 0 | 0.010184 | 1.23 | 0.073911 | 1.5087 | 1.5087 | 6.2644 | 0.64485 | 0.0012136 | 0.004224 | 0.0069788 | 0.086901 | 0 | 0 | 0.015357 | 0 | 0 | 5.6665 | 2.0585 | 0 | 0.53217 | 0.81115 | 0 | 0 | 0 | 0 | -15.1614 | 0.033679 | 0 | 0.21954 | 0 | -0.26831 | 0 | 0 | 0 | 0 | 0 | 0 | 0 | 0 | 1.5753 | 0.048074 | 3.8936e-05 | 0 | 1.822 | 0 | 0 | 0 | 1.6191 | 15.5931 | 1.2254 | 3.0551 | 0.16064 | 0.017778 | -0.18141 | 0.69964 | 0.18406 | 3.3194 | 20.7936 | 20.8116 | -0.44972 | 0 | 0.078052 | 0 | 1.6728 | 0.28842
2025_08_04 Hr 08 | 0.62786 | 2.7177e-05 | 0 | 0 | 0 | 0 | 0 | 0 | 0 | 0 | 0 | 0.010184 | 0.39 | 0.022741 | 1.5087 | 1.5087 | 6.2644 | 0.64485 | 0.0012136 | 0.004224 | 0.0069788 | 0.086901 | 0 | 0 | 0.015357 | 0 | 0 | 5.6665 | 2.0585 | 0.76008 | 0.53217 | 0.81115 | 0 | 0 | 0 | 0 | -10.6781 | 0.033679 | 0 | 0.21304 | 0 | -0.2603 | 0 | 0 | 0 | 0 | 0 | 0 | 0 | 0 | 2.2577 | 0.048074 | 3.8936e-05 | 0 | 1.822 | 0 | 0 | 0 | 1.3188 | 16.3532 | 1.2254 | 3.0551 | 0.16064 | 0.017778 | -0.62786 | 0.69964 | 0.18406 | 3.3194 | 25.5482 | 20.7613 | -0.88815 | 0 | 0.078052 | 0 | 1.6728 | 0.30071
2025_08_04 Hr 09 | 0.78188 | 0.00012204 | 0 | 0 | 0 | 0 | 0 | 0 | 0 | 0 | 0 | 0.010184 | 0.33 | 0.018983 | 1.5087 | 1.5087 | 6.2644 | 0.64485 | 0.0012136 | 0.004224 | 0.0069788 | 0.086901 | 0 | 0 | 0.015357 | 0 | 0 | 5.6665 | 2.0585 | 0.76008 | 0.53217 | 0.81115 | 0 | 0 | 0 | 0 | -10.95 | 0.033679 | 0 | 0.04376 | 0 | -0.25676 | 0 | 0 | 0 | 0 | 0 | 0 | 0 | 0 | 2.5335 | 0.048074 | 3.8936e-05 | 0 | 1.822 | 0 | 0 | 0 | 1.3797 | 16.3532 | 1.2254 | 3.0551 | 0.16064 | 0.017778 | -0.78188 | 0.69964 | 0.18406 | 3.3194 | 25.5644 | 21.1998 | -1.0386 | 0 | 0.078052 | 0 | 1.6728 | 0.31209
2025_08_04 Hr 10 | 0.78071 | 0.00025522 | 0 | 0 | 0 | 0 | 0 | 0 | 0 | 0 | 0 | 0.010184 | 0.33 | 0.018987 | 1.5087 | 1.5087 | 6.2644 | 0.64485 | 0.0012136 | 0.004224 | 0.0069788 | 0.086901 | 0 | 0 | 0.015357 | 0 | 0 | 5.6665 | 2.0585 | 0.76008 | 0.53217 | 0.81115 | 0 | 0 | 0 | 0 | -11.0504 | 0.033679 | 0 | 0.04377 | 0 | -0.25682 | 0 | 0 | 0 | 0 | 0 | 0 | 0 | 0 | 2.2577 | 0.048074 | 3.8936e-05 | 0 | 1.822 | 0 | 0 | 0 | 1.5321 | 16.3532 | 1.2254 | 3.0551 | 0.16064 | 0.017778 | -0.78071 | 0.69964 | 0.18406 | 3.3194 | 25.3498 | 21.0845 | -1.0375 | 0 | 0.078052 | 0 | 1.6728 | 0.32137
2025_08_04 Hr 11 | 0.81421 | 0.00018615 | 0 | 0 | 0 | 0 | 0 | 0 | 0 | 0 | 0 | 0.010184 | 0.24 | 0.014329 | 1.5087 | 1.5087 | 6.2644 | 0.64485 | 0.0012136 | 0.004224 | 0.0069788 | 0.086901 | 0 | 0 | 0.015357 | 0 | 0 | 5.6665 | 2.0585 | 0.76008 | 0.53217 | 0.81115 | 0 | 0 | 0 | 0 | -13.8592 | 0.033679 | 0 | 0.042881 | 0 | -0.26657 | 0 | 0 | 0 | 0 | 0 | 0 | 0 | 0 | 1.9891 | 0.048074 | 3.8936e-05 | 0 | 1.822 | 0 | 1.9089 | 1.9113 | 1.593 | 17.8615 | 1.2254 | 3.0551 | 0.16064 | 0.017778 | -0.81421 | 0.69964 | 0.18406 | 3.3194 | 23.7476 | 20.8261 | -1.0808 | 0 | 0.078052 | 0 | 1.6728 | 0.33182
2025_08_04 Hr 12 | 0.77643 | 0.00073805 | 0 | 0.032743 | 0.032766 | 0.032766 | 0.032749 | 0.032752 | 0.032766 | 0 | 0 | 0.010184 | 0.3 | 0.02035 | 1.5087 | 1.5087 | 6.2644 | 0.64485 | 0.0012136 | 0.004224 | 0.0069788 | 0.086901 | 0 | 0 | 0.015357 | 0 | 0 | 5.6665 | 2.0585 | 0.76008 | 0.53217 | 0.81115 | 0 | 0 | 0 | 0 | -20.7759 | 0.033679 | 0 | 0.043128 | 0 | -0.30315 | 0 | 0 | 0 | 0 | 0 | 0 | 0 | 0 | 2.1197 | 0.048074 | 3.8936e-05 | 0 | 1.822 | 0 | 2.9045 | 2.9002 | 1.6496 | 22.3544 | 1.2254 | 3.0551 | 0.16064 | 0.017778 | -0.77643 | 0.69964 | 0.18406 | 3.3194 | 21.5495 | 21.0506 | -1.0796 | 0 | 0.078052 | 0 | 1.6728 | 0.34033
2025_08_04 Hr 13 | 0.77316 | 0.00060902 | 0 | 0.13097 | 0.13106 | 0.13106 | 0.131 | 0.13101 | 0.13106 | 0 | 0 | 0.010184 | 0.18 | 0.01229 | 1.5087 | 1.5087 | 6.2644 | 0.64485 | 0.0012136 | 0.004224 | 0.0069788 | 0.086901 | 0 | 0 | 0.015357 | 0 | 0 | 5.6665 | 2.0585 | 0.76008 | 0.53217 | 0.81115 | 0 | 0 | 0 | 0 | -21.5486 | 0.033679 | 0 | 0.040236 | 0 | -0.30515 | 0 | 0 | 0 | 0 | 0 | 0 | 0 | 0 | 2.3956 | 0.048074 | 3.8936e-05 | 0 | 1.822 | 0 | 2.9045 | 2.9002 | 1.2013 | 22.944 | 1.2254 | 3.0551 | 0.16064 | 0.017778 | -0.77316 | 0.69964 | 0.18406 | 3.3194 | 21.0754 | 20.7582 | -1.0783 | 0 | 0.078052 | 0 | 1.6728 | 0.35183
2025_08_04 Hr 14 | 0.73865 | 0.00081327 | 0 | 0.13097 | 0.13106 | 0.13106 | 0.131 | 0.13101 | 0.13106 | 0 | 0 | 0.010184 | 0.15 | 0.010542 | 1.5087 | 1.5087 | 6.2644 | 0.64485 | 0.0012136 | 0.004224 | 0.0069788 | 0.086901 | 0 | 0 | 0.015357 | 0 | 0.20176 | 5.6665 | 2.0585 | 0.76008 | 0.53217 | 0.81115 | 0 | 0 | 0 | 0 | -20.9667 | 0.033679 | 0 | 0.041416 | 0 | -0.31417 | 0 | 0 | 0 | 0 | 0 | 0 | 0 | 0 | 2.3956 | 0.048074 | 3.8936e-05 | 0 | 1.822 | 0 | 2.9045 | 2.9002 | 0.66157 | 22.9962 | 1.2254 | 3.0551 | 0.16064 | 0.017778 | -0.73865 | 0.69964 | 0.18406 | 3.3194 | 21.141 | 20.1644 | -1.0528 | 0 | 0.078052 | 0 | 1.6728 | 0.36374
2025_08_04 Hr 15 | 0.7231 | 0.00098268 | 0 | 0.13097 | 0.13106 | 0.13106 | 0.131 | 0.13101 | 0.13106 | 0 | 0 | 0.010184 | 0.12 | 0.010163 | 1.5087 | 1.5087 | 6.2644 | 0.64485 | 0.0012136 | 0.004224 | 0.0069788 | 0.086901 | 0 | 0 | 0.015357 | 0 | 0.31273 | 5.6665 | 2.0585 | 0.76008 | 0.53217 | 0.81115 | 0 | 0 | 0 | 0 | -24.6928 | 0.033679 | 0 | 0.049905 | 0 | -0.37899 | 0 | 0 | 0 | 0 | 0 | 0 | 0 | 0 | 2.1197 | 0.048074 | 3.8936e-05 | 0 | 1.822 | 0 | 2.9045 | 2.9002 | 0.80956 | 23.2568 | 1.2254 | 3.0551 | 0.16064 | 0.017778 | -0.7231 | 0.69964 | 0.18406 | 3.3194 | 17.4602 | 19.9983 | -1.1021 | 0 | 0.078052 | 0 | 1.6728 | 0.37132
2025_08_04 Hr 16 | 0.79604 | 0.0011405 | 0 | 0.13097 | 0.13106 | 0.13106 | 0.131 | 0.13101 | 0.13106 | 0 | 0 | 0.010184 | 0.09 | 0.0091368 | 1.5087 | 1.5087 | 6.2644 | 0.64485 | 0.0012136 | 0.004224 | 0.0069788 | 0.086901 | 0 | 0 | 0.015357 | 0 | 0.31273 | 5.6665 | 2.0585 | 0.76008 | 0.53217 | 0.81115 | 0 | 0 | 0 | 0 | -28.3956 | 0.033679 | 0 | 0.059824 | 0 | -0.45474 | 0 | 0 | 0 | 0 | 0 | 0 | 0 | 0 | 1.2994 | 0.048074 | 3.8936e-05 | 0 | 1.822 | 0 | 2.9045 | 2.9002 | 1.2317 | 23.2568 | 1.2254 | 3.0551 | 0.16064 | 0.017778 | -0.79604 | 0.69964 | 0.18406 | 3.3194 | 13.2582 | 19.6478 | -1.2508 | 0 | 0.078052 | 0 | 1.6728 | 0.37682
2025_08_04 Hr 17 | 0.75318 | 0.0011703 | 0 | 0.13097 | 0.13106 | 0.13106 | 0.131 | 0.13101 | 0.13106 | 0 | 0 | 0.010184 | 0.06 | 0.0070469 | 1.5087 | 1.5087 | 6.2644 | 0.64485 | 0.0012136 | 0.004224 | 0.0069788 | 0.086901 | 0 | 0 | 0.015357 | 0 | 0.31273 | 5.6665 | 2.0585 | 0.76008 | 0.53217 | 0.81115 | 0 | 0 | 0 | 0 | -32.1686 | 0.033679 | 0 | 0.06921 | 0 | -0.52641 | 0 | 0 | 0 | 0 | 0 | 0 | 0 | 0 | 1.6406 | 0.048074 | 3.8936e-05 | 0 | 1.822 | 0 | 2.9045 | 2.9002 | 1.3493 | 23.2568 | 1.2254 | 3.0551 | 0.16064 | 0.017778 | -0.75318 | 0.69964 | 0.18406 | 3.3194 | 9.8433 | 20.0347 | -1.2796 | 0 | 0.078052 | 0 | 1.6728 | 0.37994
2025_08_04 Hr 18 | 0.71693 | 0.00094224 | 0 | 0.13097 | 0.13106 | 0.13106 | 0.131 | 0.13101 | 0.13106 | 0 | 0 | 0.010184 | 0.15 | 0.017176 | 1.5087 | 1.5087 | 6.2644 | 0.64485 | 0.0012136 | 0.004224 | 0.0069788 | 0.086901 | 0 | 0 | 0.015357 | 0 | 0.31273 | 5.6665 | 2.0585 | 0.76008 | 0.53217 | 0.81115 | 0 | 0 | 0 | 0 | -31.8046 | 0.033679 | 0 | 0.067478 | 0 | -0.51319 | 0 | 0 | 0 | 0 | 0 | 0 | 0 | 0 | 3.2159 | 0.048074 | 3.8936e-05 | 0 | 1.822 | 0 | 2.9045 | 2.9002 | 1.3188 | 23.2568 | 1.2254 | 3.0551 | 0.16064 | 0.017778 | -0.71693 | 0.69964 | 0.18406 | 3.3194 | 11.8661 | 21.6441 | -1.2301 | 0 | 0.078052 | 0 | 1.6728 | 0.38086
2025_08_04 Hr 19 | 0.49941 | 0.00063769 | 0 | 0.13097 | 0.13106 | 0.13106 | 0.131 | 0.13101 | 0.13106 | 0 | 0 | 0.010184 | 0.21 | 0.02321 | 1.5087 | 1.5087 | 6.2644 | 0.64485 | 0.0012136 | 0.004224 | 0.0069788 | 0.086901 | 0 | 0 | 0.015357 | 0 | 0.31273 | 5.6665 | 2.0585 | 0.76008 | 0.53217 | 0.81115 | 0 | 0 | 0 | 0 | -31.7464 | 0.033679 | 0 | 0.065131 | 0 | -0.49526 | 0 | 0 | 0 | 0 | 0 | 0 | 0 | 0 | 3.078 | 0.048074 | 3.8936e-05 | 0 | 1.822 | 0 | 2.9045 | 2.9002 | 1.4102 | 23.2568 | 1.2254 | 3.0551 | 0.16064 | 0.017778 | -0.49941 | 0.69964 | 0.18406 | 3.3194 | 11.9576 | 21.442 | -0.99467 | 0 | 0.078052 | 0 | 1.6728 | 0.37706
2025_08_04 Hr 20 | 0.068002 | 0.00029448 | 0 | 0.13097 | 0.13106 | 0.13106 | 0.131 | 0.13101 | 0.13106 | 0 | 0 | 0.010184 | 1.29 | 0.13507 | 1.5087 | 1.5087 | 6.2644 | 0.64485 | 0.0012136 | 0.004224 | 0.0069788 | 0.086901 | 0 | 0 | 0.015357 | 4.898 | 0.31273 | 5.6665 | 2.0585 | 0.76008 | 0.53217 | 0.81115 | 0 | 0 | 0 | 0 | -33.1013 | 0.033679 | 0 | 0 | 0 | -0.46907 | 0 | 0 | 0 | 0 | 0 | 0 | 0 | 0 | 1.372 | 0.048074 | 3.8936e-05 | 0 | 1.822 | 0 | 2.9045 | 2.9002 | 1.5625 | 23.8464 | 1.2254 | 3.0551 | 0.16064 | 0.017778 | -0.068002 | 0.69964 | 0.18406 | 3.3194 | 10.8444 | 20.6363 | -0.53707 | 0 | 0.078052 | 0 | 1.6728 | 0.36491
2025_08_04 Hr 21 | 0.022813 | 7.5721e-05 | 0 | 0.13097 | 0.13106 | 0.13106 | 0.131 | 0.13101 | 0.13106 | 0 | 0 | 0.010184 | 1.32 | 0.1352 | 1.5087 | 1.5087 | 6.2644 | 0.64485 | 0.0012136 | 0.004224 | 0.0069788 | 0.086901 | 0 | 0 | 0.015357 | 1.0352 | 0.31273 | 5.6665 | 2.0585 | 0.76008 | 0.53217 | 0.81115 | 0 | 0 | 0 | 0 | -40.5671 | 0.033679 | 0 | 0 | 0 | -0.45881 | 0 | 0 | 0 | 0 | 0 | 0 | 0 | 0 | 1.1615 | 0.048074 | 3.8936e-05 | 0 | 1.822 | 0 | 2.9045 | 2.9002 | 1.7715 | 24.292 | 1.2254 | 3.0551 | 0.16064 | 0.017778 | -0.022813 | 0.69964 | 0.18406 | 3.3194 | 3.8523 | 20.6091 | -0.48162 | 0 | 0.078052 | 0 | 1.6728 | 0.35459
2025_08_04 Hr 22 | 0 | 1.5199e-05 | 0 | 0.13097 | 0.13106 | 0.13106 | 0.131 | 0.13101 | 0.13106 | 0 | 0 | 0.010184 | 0.66 | 0.062418 | 1.5087 | 1.5087 | 6.2644 | 0.64485 | 0.0012136 | 0.004224 | 0.0069788 | 0.086901 | 0 | 0 | 0.015357 | 1.2582 | 0.31273 | 5.6665 | 2.0585 | 0.76008 | 0.53217 | 0.81115 | 0 | 0 | 0 | 0 | -36.8366 | 0.033679 | 0 | 0 | 0 | -0.42348 | 0 | 0 | 0 | 0 | 0 | 0 | 0 | 0 | 1.4374 | 0.048074 | 3.8936e-05 | 0 | 1.822 | 0 | 2.9045 | 2.9002 | 1.6496 | 24.5149 | 1.2254 | 3.0551 | 0.16064 | 0.017778 | 0 | 0.69964 | 0.18406 | 3.3194 | 7.2471 | 19.9923 | -0.42348 | 0 | 0.078052 | 0 | 1.6728 | 0.33943
2025_08_04 Hr 23 | 0 | 0 | 0 | 0.13097 | 0.13106 | 0.13106 | 0.131 | 0.13101 | 0.13106 | 0 | 0 | 0.010184 | 0.24 | 0.019863 | 1.5087 | 1.5087 | 6.5423 | 0.54849 | 0.0012136 | 0.004224 | 0.0069788 | 0.086901 | 0 | 0 | 0.015357 | 1.2821 | 0.31273 | 5.8552 | 2.0585 | 0.76008 | 0.55307 | 0.81115 | 0 | 0 | 0 | 0 | -33.2601 | 0.033679 | 0 | 0 | 0 | -0.37034 | 0 | 0 | 0 | 0 | 0 | 0 | 0 | 0 | 1.4374 | 0.048074 | 3.8936e-05 | 0 | 1.822 | 0 | 3.0136 | 3.0091 | 1.5625 | 25.1272 | 1.2254 | 3.0551 | 0.16064 | 0.017778 | 0 | 0.69964 | 0.18406 | 3.3194 | 10.9389 | 19.4421 | -0.37034 | 0 | 0.078052 | 0 | 1.6728 | 0.31798
2025_08_04 Hr 24 | 0 | 0 | 0 | 0.13097 | 0.13106 | 0.13106 | 0.131 | 0.13101 | 0.13106 | 0 | 0 | 0.010184 | 0.15 | 0.010915 | 1.5087 | 1.5087 | 6.5489 | 0.54849 | 0.0012136 | 0.004224 | 0.0069788 | 0.086901 | 0 | 0 | 0.015357 | 1.2821 | 0.31273 | 5.8594 | 2.0585 | 0 | 0.55355 | 0.81115 | 0 | 0 | 0 | 0 | -26.3743 | 0.033679 | 0 | 0.2105 | 0 | -0.32535 | 0 | 0 | 0 | 0 | 0 | 0 | 0 | 0 | 1.372 | 0.048074 | 3.8936e-05 | 0 | 1.822 | 0 | 3.0136 | 3.0091 | 1.3188 | 24.3779 | 1.2254 | 3.0551 | 0.16064 | 0.017778 | 0 | 0.69964 | 0.18406 | 3.3194 | 16.6933 | 19.0151 | -0.32535 | 0 | 0.078052 | 0 | 1.6728 | 0.29849
2025_08_05 Hr 01 | 0 | 0 | 0 | 0.12849 | 0.12858 | 0.12858 | 0.12851 | 0.12853 | 0.12858 | 0 | 0 | 0.010184 | 0.75 | 0.053967 | 1.5087 | 1.5087 | 6.4248 | 0.53809 | 0.0012136 | 0.004224 | 0.0069788 | 0.086901 | 0 | 0 | 0.015357 | 1.2821 | 0.3069 | 5.7483 | 2.0585 | 0 | 0.55355 | 0.81115 | 0 | 0 | 0 | 0 | -29.7151 | 0.033679 | 0 | 0.20816 | 0 | -0.3217 | 0 | 0 | 0 | 0 | 0 | 0 | 0 | 0 | 0.61705 | 0.048074 | 3.8936e-05 | 0 | 1.822 | 0 | 2.9565 | 2.952 | 1.2927 | 23.9974 | 1.2254 | 3.0551 | 0.16064 | 0.017778 | 0 | 0.69964 | 0.18406 | 3.3194 | 12.8245 | 18.8639 | -0.3217 | 0 | 0.078052 | 0 | 1.6728 | 0.28537
2025_08_05 Hr 02 | 0 | 0 | 0 | 0.12849 | 0.12858 | 0.12858 | 0.12851 | 0.12853 | 0.12858 | 0 | 0 | 0.010184 | 2.31 | 0.17035 | 1.5087 | 1.5087 | 6.4248 | 0.53809 | 0.0012136 | 0.004224 | 0.0069788 | 0.086901 | 0 | 0 | 0.015357 | 1.2821 | 0.3069 | 5.7483 | 2.0585 | 0 | 0.55355 | 0.81115 | 0 | 0 | 0 | 0 | -38.7881 | 0.033679 | 0 | 0.24494 | 0 | -0.32975 | 0 | 0 | 0 | 0 | 0 | 0 | 0 | 0 | 1.6406 | 0.048074 | 3.8936e-05 | 0 | 1.822 | 0 | 2.9565 | 2.952 | 1.1403 | 23.9974 | 1.2254 | 3.0551 | 0.16064 | 0.017778 | 0 | 0.69964 | 0.18406 | 3.3194 | 6.2812 | 21.4017 | -0.32975 | 0 | 0.078052 | 0 | 1.6728 | 0.27548
2025_08_05 Hr 03 | 0 | 0 | 0 | 0.12849 | 0.12858 | 0.12858 | 0.12851 | 0.12853 | 0.12858 | 0 | 0 | 0.010184 | 2.28 | 0.16719 | 1.5087 | 1.5087 | 6.4248 | 0.53809 | 0.0012136 | 0.004224 | 0.0069788 | 0.086901 | 0 | 0 | 0.015357 | 1.2821 | 0.3069 | 5.7483 | 2.0585 | 0 | 0.55355 | 0.81115 | 0 | 0 | 0 | 0 | -41.0525 | 0.033679 | 0 | 0.24355 | 0 | -0.32787 | 0 | 0 | 0 | 0 | 0 | 0 | 0 | 0 | 2.6715 | 0.048074 | 3.8936e-05 | 0 | 1.822 | 0 | 2.9565 | 2.952 | 0.84002 | 23.9974 | 1.2254 | 3.0551 | 0.16064 | 0.017778 | 0 | 0.69964 | 0.18406 | 3.3194 | 4.7124 | 22.0954 | -0.32787 | 0 | 0.078052 | 0 | 1.6728 | 0.27184
2025_08_05 Hr 04 | 0 | 0 | 0 | 0.12849 | 0.12858 | 0.12858 | 0.12851 | 0.12853 | 0.12858 | 0 | 0 | 0.010184 | 1.38 | 0.094842 | 1.5087 | 1.5087 | 6.4248 | 0 | 0.0012136 | 0.004224 | 0.0069788 | 0.086901 | 0 | 0 | 0.015357 | 1.2821 | 0.3069 | 5.7483 | 2.0585 | 0 | 0.55355 | 0.81115 | 0 | 0 | 0 | 0 | -35.0439 | 0.033679 | 0 | 0.22827 | 0 | -0.30717 | 0 | 0 | 0 | 0 | 0 | 0 | 0 | 0 | 2.6715 | 0.048074 | 3.8936e-05 | 0 | 1.822 | 0 | 2.9565 | 2.952 | 0.47877 | 23.4593 | 1.2254 | 3.0551 | 0.16064 | 0.017778 | 0 | 0.69964 | 0.18406 | 3.3194 | 8.8676 | 20.7593 | -0.30717 | 0 | 0.078052 | 0 | 1.6728 | 0.26937
2025_08_05 Hr 05 | 0 | 0 | 0 | 0.12849 | 0.12858 | 0.12858 | 0.12851 | 0.12853 | 0.12858 | 0 | 0 | 0.010184 | 0.84 | 0.062591 | 1.5087 | 1.5087 | 6.4248 | 0.53809 | 0.0012136 | 0.004224 | 0.0069788 | 0.086901 | 0 | 0 | 0.015357 | 1.2821 | 0.3069 | 5.7483 | 2.0585 | 0 | 0.55355 | 0.81115 | 0 | 0 | 0 | 0 | -37.4899 | 0.033679 | 0 | 0.24749 | 0 | -0.33321 | 0 | 0 | 0 | 0 | 0 | 0 | 0 | 0 | 2.3956 | 0.048074 | 3.8936e-05 | 0 | 1.822 | 0 | 2.9565 | 2.952 | 0.33079 | 23.9974 | 1.2254 | 3.0551 | 0.16064 | 0.017778 | 0 | 0.69964 | 0.18406 | 3.3194 | 5.94 | 19.7657 | -0.33321 | 0 | 0.078052 | 0 | 1.6728 | 0.27184
2025_08_05 Hr 06 | 0 | 0 | 0 | 0.12849 | 0.12858 | 0.12858 | 0.12851 | 0.12853 | 0.12858 | 0 | 0 | 0.010184 | 0.9 | 0.068341 | 1.5087 | 1.5087 | 6.4248 | 0.53809 | 0.0012136 | 0.004224 | 0.0069788 | 0.086901 | 0 | 0 | 0.015357 | 1.2821 | 0.3069 | 5.7483 | 2.0585 | 0 | 0.55355 | 0.81115 | 0 | 0 | 0 | 0 | -33.9569 | 0.033679 | 0 | 0.21967 | 0 | -0.33961 | 0 | 0 | 0 | 0 | 0 | 0 | 0 | 0 | 1.9891 | 0.048074 | 3.8936e-05 | 0 | 1.822 | 0 | 2.9565 | 2.952 | 0.17845 | 23.9974 | 1.2254 | 3.0551 | 0.16064 | 0.017778 | 0 | 0.69964 | 0.18406 | 3.3194 | 8.9809 | 19.28 | -0.33961 | 0 | 0.078052 | 0 | 1.6728 | 0.27926
2025_08_05 Hr 07 | 0.18141 | 5.1596e-06 | 0 | 0.12849 | 0.12858 | 0.12858 | 0.12851 | 0.12853 | 0.12858 | 0 | 0 | 0.010184 | 0.51 | 0.040932 | 1.5087 | 1.5087 | 6.1457 | 0.63263 | 0.0012136 | 0.004224 | 0.0069788 | 0.086901 | 0 | 0 | 0.015357 | 1.2821 | 0 | 5.559 | 2.0585 | 0 | 0.53217 | 0.81115 | 0 | 0 | 0 | 0 | -25.2588 | 0.033679 | 0 | 0.23218 | 0 | -0.35907 | 0 | 0 | 0 | 0 | 0 | 0 | 0 | 0 | 1.8511 | 0.048074 | 3.8936e-05 | 0 | 1.822 | 0 | 2.8495 | 2.8452 | 0.14798 | 23.1028 | 1.2254 | 3.0551 | 0.16064 | 0.017778 | -0.18141 | 0.69964 | 0.18406 | 3.3194 | 16.1686 | 18.8651 | -0.54048 | 0 | 0.078052 | 0 | 1.6728 | 0.29019
2025_08_05 Hr 08 | 0.66462 | 3.4726e-05 | 0 | 0.12849 | 0.12858 | 0.12858 | 0.12851 | 0.12853 | 0.12858 | 0 | 0 | 0.010184 | 0.18 | 0.014405 | 1.5087 | 1.5087 | 6.1457 | 0.63263 | 0.0012136 | 0.004224 | 0.0069788 | 0.086901 | 0 | 0 | 0.015357 | 1.2821 | 0 | 5.559 | 2.0585 | 0.74566 | 0.53217 | 0.81115 | 0 | 0 | 0 | 0 | -23.1083 | 0.033679 | 0 | 0.2315 | 0 | -0.35802 | 0 | 0 | 0 | 0 | 0 | 0 | 0 | 0 | 1.0962 | 0.048074 | 3.8936e-05 | 0 | 1.822 | 0 | 2.8495 | 2.8452 | 0.26985 | 23.8485 | 1.2254 | 3.0551 | 0.16064 | 0.017778 | -0.66462 | 0.69964 | 0.18406 | 3.3194 | 18.0921 | 18.3745 | -1.0226 | 0 | 0.078052 | 0 | 1.6728 | 0.30593
2025_08_05 Hr 09 | 0.7943 | 0.00018966 | 0 | 0.12849 | 0.12858 | 0.12858 | 0.12851 | 0.12853 | 0.12858 | 0 | 0 | 0.010184 | 0.06 | 0.0057101 | 1.5087 | 1.5087 | 6.1457 | 0.63263 | 0.0012136 | 0.004224 | 0.0069788 | 0.086901 | 0 | 0 | 0.015357 | 1.2821 | 0 | 5.559 | 2.0585 | 0.74566 | 0.53217 | 0.81115 | 0 | 0 | 0 | 0 | -25.533 | 0.033679 | 0 | 0 | 0 | -0.42616 | 0 | 0 | 0 | 0 | 0 | 0 | 0 | 0 | 0.75498 | 0.048074 | 3.8936e-05 | 0 | 1.822 | 0 | 2.8495 | 2.8452 | 0.17845 | 23.8485 | 1.2254 | 3.0551 | 0.16064 | 0.017778 | -0.7943 | 0.69964 | 0.18406 | 3.3194 | 15.049 | 17.954 | -1.2205 | 0 | 0.078052 | 0 | 1.6728 | 0.31686
2025_08_05 Hr 10 | 0.77301 | 0.00042571 | 0 | 0.12849 | 0.12858 | 0.12858 | 0.12851 | 0.12853 | 0.12858 | 0 | 0 | 0.010184 | 0.03 | 0.0024679 | 1.5087 | 1.5087 | 6.1457 | 0.63263 | 0.0012136 | 0.004224 | 0.0069788 | 0.086901 | 0 | 0 | 0.015357 | 1.2821 | 0 | 5.559 | 2.0585 | 0.74566 | 0.53217 | 0.81115 | 0 | 0 | 0 | 0 | -21.6634 | 0.033679 | 0 | 0 | 0 | -0.36808 | 0 | 0 | 0 | 0 | 0 | 0 | 0 | 0 | 0.61705 | 0.048074 | 3.8936e-05 | 0 | 1.822 | 0 | 2.8495 | 2.8452 | 0.14798 | 23.8485 | 1.2254 | 3.0551 | 0.16064 | 0.017778 | -0.77301 | 0.69964 | 0.18406 | 3.3194 | 18.7849 | 17.7409 | -1.1411 | 0 | 0.078052 | 0 | 1.6728 | 0.32649
2025_08_05 Hr 11 | 0.81421 | 0.00082875 | 0 | 0.12849 | 0.12858 | 0.12858 | 0.12851 | 0.12853 | 0.12858 | 0 | 0 | 0.010184 | 0 | 0 | 1.5087 | 1.5087 | 6.1457 | 0.63263 | 0.0012136 | 0.004224 | 0.0069788 | 0.086901 | 0 | 0 | 0.015357 | 1.2821 | 0.45654 | 5.559 | 2.0585 | 0.74566 | 0.53217 | 0.81115 | 0 | 0 | 0 | 0 | -29.7946 | 0.033679 | 0 | 0 | 0 | -0.45832 | 0 | 0 | 0 | 0 | 0 | 0 | 0 | 0 | 0.20326 | 0.048074 | 3.8936e-05 | 0 | 1.822 | 0 | 2.8495 | 2.8452 | 0.060934 | 24.1554 | 1.2254 | 3.0551 | 0.16064 | 0.017778 | -0.81421 | 0.69964 | 0.18406 | 3.3194 | 10.3478 | 17.2596 | -1.2725 | 0 | 0.078052 | 0 | 1.6728 | 0.33689
2025_08_05 Hr 12 | 0.77643 | 0.0010251 | 0 | 0.12849 | 0.12858 | 0.12858 | 0.12851 | 0.12853 | 0.12858 | 0 | 0 | 0.010184 | 0.03 | 0.0029805 | 1.5087 | 1.5087 | 6.1457 | 0.63263 | 0.0012136 | 0.004224 | 0.0069788 | 0.086901 | 0 | 0 | 0.015357 | 1.2821 | 0.3069 | 5.559 | 2.0585 | 0.74566 | 0.53217 | 0.81115 | 0 | 0 | 0 | 0 | -32.5028 | 0.033679 | 0 | 0 | 0 | -0.44498 | 0 | 0 | 0 | 0 | 0 | 0 | 0 | 0 | 0.34119 | 0.048074 | 3.8936e-05 | 0 | 1.822 | 0 | 2.8495 | 2.8452 | 0.14798 | 24.1554 | 1.2254 | 3.0551 | 0.16064 | 0.017778 | -0.77643 | 0.69964 | 0.18406 | 3.3194 | 7.9222 | 17.491 | -1.2214 | 0 | 0.078052 | 0 | 1.6728 | 0.34796
2025_08_05 Hr 13 | 0.77316 | 0.0011981 | 0 | 0.12849 | 0.12858 | 0.12858 | 0.12851 | 0.12853 | 0.12858 | 0 | 0 | 0.010184 | 0 | 0 | 1.5087 | 1.5087 | 6.1457 | 0.63263 | 0.0012136 | 0.004224 | 0.0069788 | 0.086901 | 0 | 0 | 0.015357 | 1.2821 | 0.3069 | 5.559 | 2.0585 | 0.74566 | 0.53217 | 0.81115 | 0 | 0 | 0 | 0 | -37.661 | 0.033679 | 0 | 0 | 0 | -0.45557 | 0 | 0 | 0 | 0 | 0 | 0 | 0 | 0 | 0.20326 | 0.048074 | 3.8936e-05 | 0 | 1.822 | 0 | 2.8495 | 2.8452 | 0.39172 | 24.1554 | 1.2254 | 3.0551 | 0.16064 | 0.017778 | -0.77316 | 0.69964 | 0.18406 | 3.3194 | 2.8381 | 17.5725 | -1.2287 | 0 | 0.078052 | 0 | 1.6728 | 0.35966
2025_08_05 Hr 14 | 0.72979 | 0.0012443 | 0 | 0.12849 | 0.12858 | 0.12858 | 0.12851 | 0.12853 | 0.12858 | 0 | 0 | 0.010184 | 0 | 0 | 1.5087 | 1.5087 | 6.1457 | 0.63263 | 0.0012136 | 0.004224 | 0.0069788 | 0.086901 | 0 | 0 | 0.015357 | 1.2821 | 0.3069 | 5.559 | 2.0585 | 0.74566 | 0.53217 | 0.81115 | 0 | 0 | 0 | 0 | -41.3793 | 0.033679 | 0 | 0 | 0 | -0.47193 | 0 | 0 | 0 | 0 | 0 | 0 | 0 | 0 | 0.47912 | 0.048074 | 3.8936e-05 | 0 | 1.822 | 0 | 2.8495 | 2.8452 | 0 | 24.1554 | 1.2254 | 3.0551 | 0.16064 | 0.017778 | -0.72979 | 0.69964 | 0.18406 | 3.3194 | -0.99884 | 17.4268 | -1.2017 | 0 | 0.078052 | 0 | 1.6728 | 0.3732
2025_08_05 Hr 15 | 0.7231 | 0.0014346 | 0 | 0.12849 | 0.12858 | 0.12858 | 0.12851 | 0.12853 | 0.12858 | 0 | 0 | 0.010184 | 0 | 0 | 1.5087 | 1.5087 | 6.1457 | 0.63263 | 0.0012136 | 0.004224 | 0.0069788 | 0.086901 | 0 | 0 | 0.015357 | 1.2821 | 0.3069 | 5.559 | 2.0585 | 0.74566 | 0.53217 | 0.81115 | 0 | 0 | 0 | 0 | -49.099 | 0.033679 | 0 | 0 | 0 | -0.51355 | 0 | 0 | 0 | 0 | 0 | 0 | 0 | 0 | 1.1615 | 0.048074 | 3.8936e-05 | 0 | 1.822 | 0 | 2.8495 | 2.8452 | 0.091402 | 24.1554 | 1.2254 | 3.0551 | 0.16064 | 0.017778 | -0.7231 | 0.69964 | 0.18406 | 3.3194 | -7.9789 | 18.2014 | -1.2366 | 0 | 0.078052 | 0 | 1.6728 | 0.38048
2025_08_05 Hr 16 | 0.79604 | 0.0014216 | 0 | 0.12849 | 0.12858 | 0.12858 | 0.12851 | 0.12853 | 0.12858 | 0 | 0 | 0.010184 | 0 | 0 | 1.5087 | 1.5087 | 6.1457 | 0.63263 | 0.0012136 | 0.004224 | 0.0069788 | 0.086901 | 0 | 0 | 0.015357 | 1.2821 | 0.3069 | 5.559 | 2.0585 | 0.74566 | 0.53217 | 0.81115 | 0 | 0 | 0 | 0 | -55.6325 | 0.033679 | 0 | 0 | 0 | -0.56653 | 0 | 0 | 0 | 0 | 0 | 0 | 0 | 0 | 1.2994 | 0.048074 | 3.8936e-05 | 0 | 1.822 | 0 | 2.8495 | 2.8452 | 0.4483 | 24.1554 | 1.2254 | 3.0551 | 0.16064 | 0.017778 | -0.79604 | 0.69964 | 0.18406 | 3.3194 | -14.0683 | 18.7714 | -1.3626 | 0 | 0.078052 | 0 | 1.6728 | 0.38269
2025_08_05 Hr 17 | 0.75318 | 0.0010511 | 0 | 0.12849 | 0.12858 | 0.12858 | 0.12851 | 0.12853 | 0.12858 | 0 | 0 | 0.010184 | 0 | 0 | 1.5087 | 1.5087 | 6.1457 | 0.63263 | 0.0012136 | 0.004224 | 0.0069788 | 0.086901 | 0 | 0 | 0.015357 | 1.2821 | 0.3069 | 5.559 | 2.0585 | 0.74566 | 0.53217 | 0.81115 | 0 | 0 | 0 | 0 | -58.3179 | 0.033679 | 0 | 0 | 0 | -0.57839 | 0 | 0 | 0 | 0 | 0 | 0 | 0 | 0 | 1.2994 | 0.048074 | 3.8936e-05 | 0 | 1.822 | 0 | 2.8495 | 2.8452 | 0.30032 | 24.1554 | 1.2254 | 3.0551 | 0.16064 | 0.017778 | -0.75318 | 0.69964 | 0.18406 | 3.3194 | -16.9077 | 18.5864 | -1.3316 | 0 | 0.078052 | 0 | 1.6728 | 0.38894
2025_08_05 Hr 18 | 0.73916 | 0.00072271 | 0 | 0.12849 | 0.12858 | 0.12858 | 0.12851 | 0.12853 | 0.12858 | 0 | 0 | 0.010184 | 0 | 0 | 1.5087 | 1.5087 | 6.1457 | 0.63263 | 0.0012136 | 0.004224 | 0.0069788 | 0.086901 | 0 | 0 | 0.015357 | 1.2821 | 0.3069 | 5.559 | 2.0585 | 0.74566 | 0.53217 | 0.81115 | 0 | 0 | 0 | 0 | -57.1601 | 0.033679 | 0 | 0 | 0 | -0.61111 | 0 | 0 | 0 | 0 | 0 | 0 | 0 | 0 | 1.1615 | 0.048074 | 3.8936e-05 | 0 | 1.822 | 0 | 2.8495 | 2.8452 | 0.26985 | 24.1554 | 1.2254 | 3.0551 | 0.16064 | 0.017778 | -0.73916 | 0.69964 | 0.18406 | 3.3194 | -15.9495 | 18.4055 | -1.3503 | 0 | 0.078052 | 0 | 1.6728 | 0.39077
2025_08_05 Hr 19 | 0.51888 | 0.00061164 | 0 | 0.12849 | 0.12858 | 0.12858 | 0.12851 | 0.12853 | 0.12858 | 0 | 0 | 0.010184 | 0 | 0 | 1.5087 | 1.5087 | 6.1457 | 0.63263 | 0.0012136 | 0.004224 | 0.0069788 | 0.086901 | 0 | 0 | 0.015357 | 1.2821 | 0.3069 | 5.559 | 2.0585 | 0.74566 | 0.53217 | 0.81115 | 0 | 0 | 0 | 0 | -54.7499 | 0.033679 | 0 | 0 | 0 | -0.57844 | 0 | 0 | 0 | 0 | 0 | 0 | 0 | 0 | 1.0236 | 0.048074 | 3.8936e-05 | 0 | 1.822 | 0 | 2.8495 | 2.8452 | 0.36125 | 24.1554 | 1.2254 | 3.0551 | 0.16064 | 0.017778 | -0.51888 | 0.69964 | 0.18406 | 3.3194 | -13.5572 | 18.1347 | -1.0973 | 0 | 0.078052 | 0 | 1.6728 | 0.38686
2025_08_05 Hr 20 | 0.068002 | 0.00036344 | 0 | 0.12849 | 0.12858 | 0.12858 | 0.12851 | 0.12853 | 0.12858 | 0 | 0 | 0.010184 | 0.15 | 0.018845 | 1.5087 | 1.5087 | 6.1457 | 0.63263 | 0.0012136 | 0.004224 | 0.0069788 | 0.086901 | 0 | 0 | 0.015357 | 1.2821 | 0.3069 | 5.559 | 2.0585 | 0.74566 | 0.53217 | 0.81115 | 0 | 0 | 0 | 0 | -57.7616 | 0.033679 | 0 | 0 | 0 | -0.56325 | 0 | 0 | 0 | 0 | 0 | 0 | 0 | 0 | 2.3956 | 0.048074 | 3.8936e-05 | 0 | 1.822 | 0 | 2.8495 | 2.8452 | 0.72251 | 24.1554 | 1.2254 | 3.0551 | 0.16064 | 0.017778 | -0.068002 | 0.69964 | 0.18406 | 3.3194 | -14.6639 | 19.5736 | -0.63125 | 0 | 0.078052 | 0 | 1.6728 | 0.37476
2025_08_05 Hr 21 | 0 | 8.3167e-05 | 0 | 0.12849 | 0.12858 | 0.12858 | 0.12851 | 0.12853 | 0.12858 | 0 | 0 | 0.010184 | 0.75 | 0.080856 | 1.5087 | 1.5087 | 6.1457 | 0.63263 | 0.0012136 | 0.004224 | 0.0069788 | 0.086901 | 0 | 0 | 0.015357 | 1.2821 | 0 | 5.559 | 2.0585 | 0.74566 | 0.53217 | 0.81115 | 0 | 0 | 0 | 0 | -48.5779 | 0.033679 | 0 | 0 | 0 | -0.48304 | 0 | 0 | 0 | 0 | 0 | 0 | 0 | 0 | 1.5753 | 0.048074 | 3.8936e-05 | 0 | 1.822 | 0 | 2.8495 | 2.8452 | 0.96189 | 23.8485 | 1.2254 | 3.0551 | 0.16064 | 0.017778 | 0 | 0.69964 | 0.18406 | 3.3194 | -5.6356 | 19.5769 | -0.48304 | 0 | 0.078052 | 0 | 1.6728 | 0.36526
2025_08_05 Hr 22 | 0 | 3.1885e-05 | 0 | 0.12849 | 0.12858 | 0.12858 | 0.12851 | 0.12853 | 0.12858 | 0 | 0 | 0.010184 | 1.68 | 0.13332 | 1.5087 | 1.5087 | 6.1457 | 0.63263 | 0.0012136 | 0.004224 | 0.0069788 | 0.086901 | 0 | 0 | 0.015357 | 1.2821 | 0 | 5.559 | 2.0585 | 0.74566 | 0.53217 | 0.81115 | 0 | 0 | 0 | 0 | -35.1534 | 0.033679 | 0 | 0 | 0 | -0.35501 | 0 | 0 | 0 | 0 | 0 | 0 | 0 | 0 | 0.54445 | 0.048074 | 3.8936e-05 | 0 | 1.822 | 0 | 2.8495 | 2.8452 | 1.4407 | 23.8485 | 1.2254 | 3.0551 | 0.16064 | 0.017778 | 0 | 0.69964 | 0.18406 | 3.3194 | 8.3301 | 19.99 | -0.35501 | 0 | 0.078052 | 0 | 1.6728 | 0.34809
2025_08_05 Hr 23 | 0 | 0 | 0 | 0.12849 | 0.12858 | 0.12858 | 0.12851 | 0.12853 | 0.12858 | 0 | 0 | 0.010184 | 2.25 | 0.16554 | 1.5087 | 1.5087 | 6.4184 | 0.53809 | 0.0012136 | 0.004224 | 0.0069788 | 0.086901 | 0 | 0 | 0.015357 | 1.2821 | 0 | 5.7442 | 2.0585 | 0.74566 | 0.55307 | 0.81115 | 0 | 0 | 0 | 0 | -31.3522 | 0.033679 | 0 | 0 | 0 | -0.32897 | 0 | 0 | 0 | 0 | 0 | 0 | 0 | 0 | 0.61705 | 0.048074 | 3.8936e-05 | 0 | 1.822 | 0 | 2.9565 | 2.952 | 1.4711 | 24.4256 | 1.2254 | 3.0551 | 0.16064 | 0.017778 | 0 | 0.69964 | 0.18406 | 3.3194 | 13.4357 | 20.6912 | -0.32897 | 0 | 0.078052 | 0 | 1.6728 | 0.32311
2025_08_05 Hr 24 | 0 | 0 | 0 | 0 | 0 | 0 | 0 | 0 | 0 | 0 | 0 | 0.010184 | 2.19 | 0.14499 | 1.5087 | 1.5087 | 6.4248 | 0.53809 | 0.0012136 | 0.004224 | 0.0069788 | 0.086901 | 0 | 0 | 0.015357 | 1.2805 | 0 | 5.7483 | 2.0585 | 0.74566 | 0.55355 | 0.81115 | 0 | 0 | 0 | 0 | -26.9862 | 0.033679 | 0 | 0.19578 | 0 | -0.29583 | 0 | 0 | 0 | 0 | 0 | 0 | 0 | 0 | 0.8929 | 0.048074 | 3.8936e-05 | 0 | 1.822 | 0 | 2.9565 | 2.952 | 1.7715 | 23.6633 | 1.2254 | 3.0551 | 0.16064 | 0.017778 | 0 | 0.69964 | 0.18406 | 3.3194 | 17.5531 | 21.1718 | -0.29583 | 0 | 0.078052 | 0 | 1.6728 | 0.30762
2025_08_06 Hr 01 | 0 | 0 | 0 | 0 | 0 | 0 | 0 | 0 | 0 | 0 | 0 | 0.010184 | 2.04 | 0.15618 | 1.5087 | 1.5087 | 6.2299 | 0.52177 | 0.0012136 | 0.004224 | 0.0069788 | 0.086901 | 0 | 0 | 0.015357 | 1.2821 | 0 | 5.5737 | 2.0585 | 0 | 0.55355 | 0.81115 | 0 | 0 | 0 | 0 | -29.3861 | 0.033679 | 0 | 0.22639 | 0 | -0.34241 | 0 | 0 | 0 | 0 | 0 | 0 | 0 | 0 | 0.8929 | 0.048074 | 3.8936e-05 | 0 | 1.822 | 0 | 2.8667 | 2.8624 | 1.7105 | 22.3539 | 1.2254 | 3.0551 | 0.16064 | 0.017778 | 0 | 0.69964 | 0.18406 | 3.3194 | 13.5806 | 20.9551 | -0.34241 | 0 | 0.078052 | 0 | 1.6728 | 0.29063
2025_08_06 Hr 02 | 0 | 0 | 0 | 0 | 0 | 0 | 0 | 0 | 0 | 0 | 0 | 0.010184 | 2.37 | 0.16947 | 1.5087 | 1.5087 | 6.2299 | 0.52177 | 0.0012136 | 0.004224 | 0.0069788 | 0.086901 | 0 | 0 | 0.015357 | 1.2821 | 0 | 5.5737 | 2.0585 | 0 | 0.55355 | 0.81115 | 0 | 0 | 0 | 0 | -30.1707 | 0.033679 | 0 | 0.21146 | 0 | -0.31968 | 0 | 0 | 0 | 0 | 0 | 0 | 0 | 0 | 1.0236 | 0.048074 | 3.8936e-05 | 0 | 1.822 | 0 | 2.8667 | 2.8624 | 1.6191 | 22.3539 | 1.2254 | 3.0551 | 0.16064 | 0.017778 | 0 | 0.69964 | 0.18406 | 3.3194 | 13.1919 | 21.3283 | -0.31968 | 0 | 0.078052 | 0 | 1.6728 | 0.2813
2025_08_06 Hr 03 | 0 | 0 | 0 | 0 | 0 | 0 | 0 | 0 | 0 | 0 | 0 | 0.010184 | 2.28 | 0.16863 | 1.5087 | 1.5087 | 6.2299 | 0.52177 | 0.0012136 | 0.004224 | 0.0069788 | 0.086901 | 0 | 0 | 0.015357 | 1.2821 | 0 | 5.5737 | 2.0585 | 0 | 0.55355 | 0.81115 | 0 | 0 | 0 | 0 | -33.9823 | 0.033679 | 0 | 0.25041 | 0 | -0.33073 | 0 | 0 | 0 | 0 | 0 | 0 | 0 | 0 | 0.8929 | 0.048074 | 3.8936e-05 | 0 | 1.822 | 0 | 2.8667 | 2.8624 | 1.6496 | 22.3539 | 1.2254 | 3.0551 | 0.16064 | 0.017778 | 0 | 0.69964 | 0.18406 | 3.3194 | 9.1721 | 21.1312 | -0.33073 | 0 | 0.078052 | 0 | 1.6728 | 0.27523
2025_08_06 Hr 04 | 0 | 0 | 0 | 0.12458 | 0.12467 | 0.12467 | 0.12461 | 0.12462 | 0.12467 | 0 | 0 | 0.010184 | 1.65 | 0.1164 | 1.5087 | 1.5087 | 6.2299 | 0.52177 | 0.0012136 | 0.004224 | 0.0069788 | 0.086901 | 0 | 0 | 0.015357 | 1.2821 | 0.44737 | 5.5737 | 2.0585 | 0 | 0.55355 | 0.81115 | 0 | 0 | 0 | 0 | -35.0304 | 0.033679 | 0 | 0.23432 | 0 | -0.31536 | 0 | 0 | 0 | 0 | 0 | 0 | 0 | 0 | 1.7132 | 0.048074 | 3.8936e-05 | 0 | 1.822 | 0 | 2.8667 | 2.8624 | 1.7715 | 23.3995 | 1.2254 | 3.0551 | 0.16064 | 0.017778 | 0 | 0.69964 | 0.18406 | 3.3194 | 9.442 | 21.3883 | -0.31536 | 0 | 0.078052 | 0 | 1.6728 | 0.27237
2025_08_06 Hr 05 | 0 | 0 | 0 | 0.12458 | 0.12467 | 0.12467 | 0.12461 | 0.12462 | 0.12467 | 0 | 0 | 0.010184 | 0.93 | 0.064086 | 1.5087 | 1.5087 | 6.2299 | 0.52177 | 0.0012136 | 0.004224 | 0.0069788 | 0.086901 | 0 | 0 | 0.015357 | 1.2821 | 0.29773 | 5.5737 | 2.0585 | 0 | 0.55355 | 0.81115 | 0 | 0 | 0 | 0 | -31.0313 | 0.033679 | 0 | 0.22888 | 0 | -0.30799 | 0 | 0 | 0 | 0 | 0 | 0 | 0 | 0 | 1.9891 | 0.048074 | 3.8936e-05 | 0 | 1.822 | 0 | 2.8667 | 2.8624 | 1.7105 | 23.3995 | 1.2254 | 3.0551 | 0.16064 | 0.017778 | 0 | 0.69964 | 0.18406 | 3.3194 | 12.893 | 20.8329 | -0.30799 | 0 | 0.078052 | 0 | 1.6728 | 0.27432
2025_08_06 Hr 06 | 0.022813 | 0 | 0 | 0.12458 | 0.12467 | 0.12467 | 0.12461 | 0.12462 | 0.12467 | 0 | 0 | 0.010184 | 0.78 | 0.05462 | 1.5087 | 1.5087 | 6.2299 | 0.52177 | 0.0012136 | 0.004224 | 0.0069788 | 0.086901 | 0 | 0 | 0.015357 | 1.2821 | 0.29773 | 5.5737 | 2.0585 | 0 | 0.55355 | 0.81115 | 0 | 0 | 0 | 0 | -27.6354 | 0.033679 | 0 | 0.20257 | 0 | -0.31302 | 0 | 0 | 0 | 0 | 0 | 0 | 0 | 0 | 1.9891 | 0.048074 | 3.8936e-05 | 0 | 1.822 | 0 | 2.8667 | 2.8624 | 1.4407 | 23.3995 | 1.2254 | 3.0551 | 0.16064 | 0.017778 | -0.022813 | 0.69964 | 0.18406 | 3.3194 | 15.8665 | 20.4383 | -0.33583 | 0 | 0.078052 | 0 | 1.6728 | 0.28623
2025_08_06 Hr 07 | 0.11348 | 7.6467e-06 | 0 | 0.12458 | 0.12467 | 0.12467 | 0.12461 | 0.12462 | 0.12467 | 0 | 0 | 0.010184 | 1.02 | 0.080885 | 1.5087 | 1.5087 | 5.9592 | 0.61343 | 0.0012136 | 0.004224 | 0.0069788 | 0.086901 | 0 | 0 | 0.015357 | 1.2821 | 0.29773 | 5.3902 | 2.0585 | 0.72302 | 0.53217 | 0.81115 | 0 | 0 | 0 | 0 | -26.5499 | 0.033679 | 0 | 0.2294 | 0 | -0.35475 | 0 | 0 | 0 | 0 | 0 | 0 | 0 | 0 | 1.372 | 0.048074 | 3.8936e-05 | 0 | 1.822 | 0 | 2.7629 | 2.7588 | 1.3188 | 23.5526 | 1.2254 | 3.0551 | 0.16064 | 0.017778 | -0.11348 | 0.69964 | 0.18406 | 3.3194 | 16.5801 | 20.0456 | -0.46823 | 0 | 0.078052 | 0 | 1.6728 | 0.29698
2025_08_06 Hr 08 | 0.34081 | 3.4383e-05 | 0 | 0.12458 | 0.12467 | 0.12467 | 0.12461 | 0.12462 | 0.12467 | 0 | 0 | 0.010184 | 0.78 | 0.059598 | 1.5087 | 1.5087 | 5.9592 | 0.61343 | 0.0012136 | 0.004224 | 0.0069788 | 0.086901 | 0 | 0 | 0.015357 | 1.2821 | 0.29773 | 5.3902 | 2.0585 | 0.72302 | 0.53217 | 0.81115 | 0 | 0 | 0 | 0 | -21.9413 | 0.033679 | 0 | 0.22104 | 0 | -0.34173 | 0 | 0 | 0 | 0 | 0 | 0 | 0 | 0 | 1.372 | 0.048074 | 3.8936e-05 | 0 | 1.822 | 0 | 2.7629 | 2.7588 | 1.2317 | 23.5526 | 1.2254 | 3.0551 | 0.16064 | 0.017778 | -0.34081 | 0.69964 | 0.18406 | 3.3194 | 20.8646 | 19.9358 | -0.68254 | 0 | 0.078052 | 0 | 1.6728 | 0.30811
2025_08_06 Hr 09 | 0.43155 | 0.00016723 | 0 | 0.12458 | 0.12467 | 0.12467 | 0.12461 | 0.12462 | 0.12467 | 0 | 0 | 0.010184 | 0.9 | 0.070948 | 1.5087 | 1.5087 | 5.9592 | 0.61343 | 0.0012136 | 0.004224 | 0.0069788 | 0.086901 | 0 | 0 | 0.015357 | 1.2821 | 0.29773 | 5.3902 | 2.0585 | 0.72302 | 0.53217 | 0.81115 | 0 | 0 | 0 | 0 | -23.8036 | 0.033679 | 0 | 0 | 0 | -0.35264 | 0 | 0 | 0 | 0 | 0 | 0 | 0 | 0 | 1.1615 | 0.048074 | 3.8936e-05 | 0 | 1.822 | 0 | 2.7629 | 2.7588 | 1.1403 | 23.5526 | 1.2254 | 3.0551 | 0.16064 | 0.017778 | -0.43155 | 0.69964 | 0.18406 | 3.3194 | 18.8324 | 19.8675 | -0.78419 | 0 | 0.078052 | 0 | 1.6728 | 0.3195
2025_08_06 Hr 10 | 0.56734 | 0.0004745 | 0 | 0.12458 | 0.12467 | 0.12467 | 0.12461 | 0.12462 | 0.12467 | 0 | 0 | 0.010184 | 1.5 | 0.12837 | 1.5087 | 1.5087 | 5.9592 | 0.61343 | 0.0012136 | 0.004224 | 0.0069788 | 0.086901 | 0 | 0 | 0.015357 | 1.2821 | 0.29773 | 5.3902 | 2.0585 | 0.72302 | 0.53217 | 0.81115 | 0 | 0 | 0 | 0 | -31.4585 | 0.033679 | 0 | 0 | 0 | -0.383 | 0 | 0 | 0 | 0 | 0 | 0 | 0 | 0 | 0.75498 | 0.048074 | 3.8936e-05 | 0 | 1.822 | 0 | 2.7629 | 2.7588 | 1.1099 | 23.5526 | 1.2254 | 3.0551 | 0.16064 | 0.017778 | -0.56734 | 0.69964 | 0.18406 | 3.3194 | 11.3795 | 20.2357 | -0.95033 | 0 | 0.078052 | 0 | 1.6728 | 0.33116
2025_08_06 Hr 11 | 0.78573 | 0.00079818 | 0 | 0.12458 | 0.12467 | 0.12467 | 0.12461 | 0.12462 | 0.12467 | 0 | 0 | 0.010184 | 1.29 | 0.1218 | 1.5087 | 1.5087 | 5.9592 | 0.61343 | 0.0012136 | 0.004224 | 0.0069788 | 0.086901 | 0 | 0 | 0.015357 | 1.2821 | 0.29773 | 5.3902 | 2.0585 | 0.72302 | 0.53217 | 0.81115 | 0 | 0 | 0 | 0 | -34.044 | 0.033679 | 0 | 0 | 0 | -0.42279 | 0 | 0 | 0 | 0 | 0 | 0 | 0 | 0 | 0.54445 | 0.048074 | 3.8936e-05 | 0 | 1.822 | 0 | 2.7629 | 2.7588 | 1.1708 | 23.5526 | 1.2254 | 3.0551 | 0.16064 | 0.017778 | -0.78573 | 0.69964 | 0.18406 | 3.3194 | 8.4003 | 20.1001 | -1.2085 | 0 | 0.078052 | 0 | 1.6728 | 0.34307
2025_08_06 Hr 12 | 0.77643 | 0.0010877 | 0 | 0.12458 | 0.12467 | 0.12467 | 0.12461 | 0.12462 | 0.12467 | 0 | 0 | 0.010184 | 0.96 | 0.098291 | 1.5087 | 1.5087 | 5.9592 | 0.61343 | 0.0012136 | 0.004224 | 0.0069788 | 0.086901 | 0 | 0 | 0.015357 | 1.2821 | 0.29773 | 5.3902 | 2.0585 | 0.72302 | 0.53217 | 0.81115 | 0 | 0 | 0 | 0 | -36.445 | 0.033679 | 0 | 0 | 0 | -0.45864 | 0 | 0 | 0 | 0 | 0 | 0 | 0 | 0 | 0.82031 | 0.048074 | 3.8936e-05 | 0 | 1.822 | 0 | 2.7629 | 2.7588 | 1.2317 | 23.5526 | 1.2254 | 3.0551 | 0.16064 | 0.017778 | -0.77643 | 0.69964 | 0.18406 | 3.3194 | 5.9593 | 20.0867 | -1.2351 | 0 | 0.078052 | 0 | 1.6728 | 0.35537
2025_08_06 Hr 13 | 0.75383 | 0.0012615 | 0 | 0.12458 | 0.12467 | 0.12467 | 0.12461 | 0.12462 | 0.12467 | 0 | 0 | 0.010184 | 0.78 | 0.081203 | 1.5087 | 1.5087 | 5.9592 | 0.61343 | 0.0012136 | 0.004224 | 0.0069788 | 0.086901 | 0 | 0 | 0.015357 | 1.2821 | 0.29773 | 5.3902 | 2.0585 | 0.72302 | 0.53217 | 0.81115 | 0 | 0 | 0 | 0 | -39.3653 | 0.033679 | 0 | 0 | 0 | -0.46638 | 0 | 0 | 0 | 0 | 0 | 0 | 0 | 0 | 0.8929 | 0.048074 | 3.8936e-05 | 0 | 1.822 | 0 | 2.7629 | 2.7588 | 1.2927 | 23.5526 | 1.2254 | 3.0551 | 0.16064 | 0.017778 | -0.75383 | 0.69964 | 0.18406 | 3.3194 | 2.9796 | 20.0125 | -1.2202 | 0 | 0.078052 | 0 | 1.6728 | 0.36715
2025_08_06 Hr 14 | 0.69673 | 0.0013088 | 0 | 0.12458 | 0.12467 | 0.12467 | 0.12461 | 0.12462 | 0.12467 | 0 | 0 | 0.010184 | 0.87 | 0.0931 | 1.5087 | 1.5087 | 5.9592 | 0.61343 | 0.0012136 | 0.004224 | 0.0069788 | 0.086901 | 0 | 0 | 0.015357 | 1.2821 | 0.29773 | 5.3902 | 2.0585 | 0.72302 | 0.53217 | 0.81115 | 0 | 0 | 0 | 0 | -43.4924 | 0.033679 | 0 | 0 | 0 | -0.47945 | 0 | 0 | 0 | 0 | 0 | 0 | 0 | 0 | 0.61705 | 0.048074 | 3.8936e-05 | 0 | 1.822 | 0 | 2.7629 | 2.7588 | 1.3493 | 23.5526 | 1.2254 | 3.0551 | 0.16064 | 0.017778 | -0.69673 | 0.69964 | 0.18406 | 3.3194 | -1.2675 | 19.8484 | -1.1762 | 0 | 0.078052 | 0 | 1.6728 | 0.3775
2025_08_06 Hr 15 | 0.67392 | 0.0013306 | 0 | 0.12458 | 0.12467 | 0.12467 | 0.12461 | 0.12462 | 0.12467 | 0 | 0 | 0.010184 | 0.81 | 0.089897 | 1.5087 | 1.5087 | 5.9592 | 0.61343 | 0.0012136 | 0.004224 | 0.0069788 | 0.086901 | 0 | 0 | 0.015357 | 1.2821 | 0.29773 | 5.3902 | 2.0585 | 0.72302 | 0.53217 | 0.81115 | 0 | 0 | 0 | 0 | -44.5534 | 0.033679 | 0 | 0 | 0 | -0.49733 | 0 | 0 | 0 | 0 | 0 | 0 | 0 | 0 | 0.54445 | 0.048074 | 3.8936e-05 | 0 | 1.822 | 0 | 2.7629 | 2.7588 | 1.3188 | 23.5526 | 1.2254 | 3.0551 | 0.16064 | 0.017778 | -0.67392 | 0.69964 | 0.18406 | 3.3194 | -2.5057 | 19.6664 | -1.1712 | 0 | 0.078052 | 0 | 1.6728 | 0.38449
2025_08_06 Hr 16 | 0.56719 | 0.001483 | 0 | 0.12458 | 0.12467 | 0.12467 | 0.12461 | 0.12462 | 0.12467 | 0 | 0 | 0.010184 | 0.99 | 0.12295 | 1.5087 | 1.5087 | 5.9592 | 0.61343 | 0.0012136 | 0.004224 | 0.0069788 | 0.086901 | 0 | 0 | 0.015357 | 1.2821 | 0.29773 | 5.3902 | 2.0585 | 0.72302 | 0.53217 | 0.81115 | 0 | 0 | 0 | 0 | -52.1484 | 0.033679 | 0 | 0 | 0 | -0.55678 | 0 | 0 | 0 | 0 | 0 | 0 | 0 | 0 | 0.75498 | 0.048074 | 3.8936e-05 | 0 | 1.822 | 0 | 2.7629 | 2.7588 | 1.3188 | 23.5526 | 1.2254 | 3.0551 | 0.16064 | 0.017778 | -0.56719 | 0.69964 | 0.18406 | 3.3194 | -9.7317 | 19.988 | -1.124 | 0 | 0.078052 | 0 | 1.6728 | 0.38916
2025_08_06 Hr 17 | 0.43162 | 0.0013484 | 0 | 0.12458 | 0.12467 | 0.12467 | 0.12461 | 0.12462 | 0.12467 | 0 | 0 | 0.010184 | 1.02 | 0.12659 | 1.5087 | 1.5087 | 5.9592 | 0.61343 | 0.0012136 | 0.004224 | 0.0069788 | 0.086901 | 0 | 0 | 0.015357 | 1.2821 | 0.29773 | 5.3902 | 2.0585 | 0.72302 | 0.53217 | 0.81115 | 0 | 0 | 0 | 0 | -53.0694 | 0.033679 | 0 | 0 | 0 | -0.5564 | 0 | 0 | 0 | 0 | 0 | 0 | 0 | 0 | 1.5753 | 0.048074 | 3.8936e-05 | 0 | 1.822 | 0 | 2.7629 | 2.7588 | 1.2622 | 23.5526 | 1.2254 | 3.0551 | 0.16064 | 0.017778 | -0.43162 | 0.69964 | 0.18406 | 3.3194 | -9.8508 | 20.654 | -0.98803 | 0 | 0.078052 | 0 | 1.6728 | 0.39342
2025_08_06 Hr 18 | 0.65408 | 0.0011473 | 0 | 0.12458 | 0.12467 | 0.12467 | 0.12461 | 0.12462 | 0.12467 | 0 | 0 | 0.010184 | 0.93 | 0.11771 | 1.5087 | 1.5087 | 5.9592 | 0.61343 | 0.0012136 | 0.004224 | 0.0069788 | 0.086901 | 0 | 0 | 0.015357 | 1.2821 | 0.29773 | 5.3902 | 2.0585 | 0.72302 | 0.53217 | 0.81115 | 0 | 0 | 0 | 0 | -53.7857 | 0.033679 | 0 | 0 | 0 | -0.56747 | 0 | 0 | 0 | 0 | 0 | 0 | 0 | 0 | 2.5335 | 0.048074 | 3.8936e-05 | 0 | 1.822 | 0 | 2.7629 | 2.7588 | 1.2622 | 23.5526 | 1.2254 | 3.0551 | 0.16064 | 0.017778 | -0.65408 | 0.69964 | 0.18406 | 3.3194 | -9.7211 | 21.7335 | -1.2216 | 0 | 0.078052 | 0 | 1.6728 | 0.39136
2025_08_06 Hr 19 | 0.4771 | 0.00073874 | 0 | 0.12458 | 0.12467 | 0.12467 | 0.12461 | 0.12462 | 0.12467 | 0 | 0 | 0.010184 | 0.87 | 0.10124 | 1.5087 | 1.5087 | 5.9592 | 0.61343 | 0.0012136 | 0.004224 | 0.0069788 | 0.086901 | 0 | 0 | 0.015357 | 1.2821 | 0.29773 | 5.3902 | 2.0585 | 0.72302 | 0.53217 | 0.81115 | 0 | 0 | 0 | 0 | -45.2278 | 0.033679 | 0 | 0 | 0 | -0.52157 | 0 | 0 | 0 | 0 | 0 | 0 | 0 | 0 | 2.2577 | 0.048074 | 3.8936e-05 | 0 | 1.822 | 0 | 2.7629 | 2.7588 | 1.0794 | 23.5526 | 1.2254 | 3.0551 | 0.16064 | 0.017778 | -0.4771 | 0.69964 | 0.18406 | 3.3194 | -1.6612 | 21.0126 | -0.99867 | 0 | 0.078052 | 0 | 1.6728 | 0.38294
2025_08_06 Hr 20 | 0.090669 | 0.00030338 | 0 | 0.12458 | 0.12467 | 0.12467 | 0.12461 | 0.12462 | 0.12467 | 0 | 0 | 0.010184 | 1.35 | 0.15539 | 1.5087 | 1.5087 | 5.9592 | 0.61343 | 0.0012136 | 0.004224 | 0.0069788 | 0.086901 | 0 | 0 | 0.015357 | 1.2821 | 0.29773 | 5.3902 | 2.0585 | 0.72302 | 0.53217 | 0.81115 | 0 | 0 | 0 | 0 | -44.9159 | 0.033679 | 0 | 0 | 0 | -0.51587 | 0 | 0 | 0 | 0 | 0 | 0 | 0 | 0 | 1.8511 | 0.048074 | 3.8936e-05 | 0 | 1.822 | 0 | 2.7629 | 2.7588 | 1.3493 | 23.5526 | 1.2254 | 3.0551 | 0.16064 | 0.017778 | -0.090669 | 0.69964 | 0.18406 | 3.3194 | -0.95813 | 21.0117 | -0.60654 | 0 | 0.078052 | 0 | 1.6728 | 0.37141
2025_08_06 Hr 21 | 0 | 6.4777e-05 | 0 | 0.12458 | 0.12467 | 0.12467 | 0.12461 | 0.12462 | 0.12467 | 0 | 0 | 0.010184 | 1.83 | 0.17562 | 1.5087 | 1.5087 | 5.9592 | 0.61343 | 0.0012136 | 0.004224 | 0.0069788 | 0.086901 | 0 | 0 | 0.015357 | 1.2821 | 0.29773 | 5.3902 | 2.0585 | 0.72302 | 0.53217 | 0.81115 | 0 | 0 | 0 | 0 | -39.2698 | 0.033679 | 0 | 0 | 0 | -0.42975 | 0 | 0 | 0 | 0 | 0 | 0 | 0 | 0 | 2.4682 | 0.048074 | 3.8936e-05 | 0 | 1.822 | 0 | 2.7629 | 2.7588 | 1.6801 | 23.5526 | 1.2254 | 3.0551 | 0.16064 | 0.017778 | 0 | 0.69964 | 0.18406 | 3.3194 | 6.2095 | 22.3564 | -0.42975 | 0 | 0.078052 | 0 | 1.6728 | 0.35899
2025_08_06 Hr 22 | 0 | 1.488e-05 | 0 | 0.12458 | 0.12467 | 0.12467 | 0.12461 | 0.12462 | 0.12467 | 0 | 0 | 0.010184 | 2.04 | 0.20987 | 1.5087 | 1.5087 | 5.9592 | 0.61343 | 0.0012136 | 0.004224 | 0.0069788 | 0.086901 | 0 | 0 | 0.015357 | 1.2821 | 0 | 5.3902 | 2.0585 | 0.72302 | 0.53217 | 0.81115 | 0 | 0 | 0 | 0 | -41.9219 | 0.033679 | 0 | 0 | 0 | -0.46084 | 0 | 0 | 0 | 0 | 0 | 0 | 0 | 0 | 1.9891 | 0.048074 | 3.8936e-05 | 0 | 1.822 | 0 | 2.7629 | 2.7588 | 1.4407 | 23.2549 | 1.2254 | 3.0551 | 0.16064 | 0.017778 | 0 | 0.69964 | 0.18406 | 3.3194 | 2.7431 | 21.8709 | -0.46084 | 0 | 0.078052 | 0 | 1.6728 | 0.34785
2025_08_06 Hr 23 | 0 | 0 | 0 | 0.12458 | 0.12467 | 0.12467 | 0.12461 | 0.12462 | 0.12467 | 0 | 0 | 0.010184 | 2.13 | 0.18665 | 1.5087 | 1.5087 | 6.2236 | 0.52177 | 0.0012136 | 0.004224 | 0.0069788 | 0.086901 | 0 | 0 | 0.015357 | 1.2821 | 0 | 5.5697 | 2.0585 | 0.72302 | 0.55307 | 0.81115 | 0 | 0 | 0 | 0 | -36.264 | 0.033679 | 0 | 0 | 0 | -0.39223 | 0 | 0 | 0 | 0 | 0 | 0 | 0 | 0 | 1.9165 | 0.048074 | 3.8936e-05 | 0 | 1.822 | 0 | 2.8667 | 2.8624 | 1.2622 | 23.8146 | 1.2254 | 3.0551 | 0.16064 | 0.017778 | 0 | 0.69964 | 0.18406 | 3.3194 | 8.8458 | 21.6875 | -0.39223 | 0 | 0.078052 | 0 | 1.6728 | 0.32779
2025_08_06 Hr 24 | 0 | 0 | 0 | 0.12458 | 0.12467 | 0.12467 | 0.12461 | 0.12462 | 0.12467 | 0 | 0 | 0.010184 | 1.8 | 0.1807 | 1.5087 | 1.5087 | 6.2299 | 0.52177 | 0.0012136 | 0.004224 | 0.0069788 | 0.086901 | 0 | 0 | 0.015357 | 1.2821 | 0 | 5.5737 | 2.0585 | 0.72302 | 0.55355 | 0.81115 | 0 | 0 | 0 | 0 | -38.6839 | 0.033679 | 0 | 0.29042 | 0 | -0.44966 | 0 | 0 | 0 | 0 | 0 | 0 | 0 | 0 | 1.8511 | 0.048074 | 3.8936e-05 | 0 | 1.822 | 0 | 2.8667 | 2.8624 | 1.1708 | 23.8248 | 1.2254 | 3.0551 | 0.16064 | 0.017778 | 0 | 0.69964 | 0.18406 | 3.3194 | 5.868 | 21.1768 | -0.44966 | 0 | 0.078052 | 0 | 1.6728 | 0.30926
2025_08_07 Hr 01 | 0 | 0 | 0 | 0.12388 | 0.12396 | 0.12396 | 0.1239 | 0.12391 | 0.12396 | 0 | 0 | 0.010184 | 1.53 | 0.14516 | 1.5087 | 1.5087 | 6.1944 | 0.5188 | 0.0012136 | 0.004224 | 0.0069788 | 0.086901 | 0 | 0 | 0.015357 | 1.2821 | 0 | 5.542 | 2.0585 | 0 | 0.55355 | 0.81115 | 0 | 0 | 0 | 0 | -34.3909 | 0.033679 | 0 | 0.27447 | 0 | -0.42485 | 0 | 0 | 0 | 0 | 0 | 0 | 0 | 0 | 1.4374 | 0.048074 | 3.8936e-05 | 0 | 1.822 | 0 | 2.8504 | 2.8461 | 0.87049 | 22.9947 | 1.2254 | 3.0551 | 0.16064 | 0.017778 | 0 | 0.69964 | 0.18406 | 3.3194 | 8.3214 | 20.1424 | -0.42485 | 0 | 0.078052 | 0 | 1.6728 | 0.29454
2025_08_07 Hr 02 | 0 | 0 | 0 | 0.12388 | 0.12396 | 0.12396 | 0.1239 | 0.12391 | 0.12396 | 0 | 0 | 0.010184 | 1.92 | 0.18138 | 1.5087 | 1.5087 | 6.1944 | 0.5188 | 0.0012136 | 0.004224 | 0.0069788 | 0.086901 | 0 | 0 | 0.015357 | 1.2821 | 0 | 5.542 | 2.0585 | 0 | 0.55355 | 0.81115 | 0 | 0 | 0 | 0 | -39.885 | 0.033679 | 0 | 0.27329 | 0 | -0.42302 | 0 | 0 | 0 | 0 | 0 | 0 | 0 | 0 | 1.6406 | 0.048074 | 3.8936e-05 | 0 | 1.822 | 0 | 2.8504 | 2.8461 | 1.0794 | 22.9947 | 1.2254 | 3.0551 | 0.16064 | 0.017778 | 0 | 0.69964 | 0.18406 | 3.3194 | 3.6583 | 20.9715 | -0.42302 | 0 | 0.078052 | 0 | 1.6728 | 0.28526
2025_08_07 Hr 03 | 0 | 0 | 0 | 0.12388 | 0.12396 | 0.12396 | 0.1239 | 0.12391 | 0.12396 | 0 | 0 | 0.010184 | 1.86 | 0.17693 | 1.5087 | 1.5087 | 6.1944 | 0.5188 | 0.0012136 | 0.004224 | 0.0069788 | 0.086901 | 0 | 0 | 0.015357 | 1.2821 | 0.4457 | 5.542 | 2.0585 | 0 | 0.55355 | 0.81115 | 0 | 0 | 0 | 0 | -43.6712 | 0.033679 | 0 | 0.27518 | 0 | -0.42596 | 0 | 0 | 0 | 0 | 0 | 0 | 0 | 0 | 1.7132 | 0.048074 | 3.8936e-05 | 0 | 1.822 | 0 | 2.8504 | 2.8461 | 1.2013 | 23.2908 | 1.2254 | 3.0551 | 0.16064 | 0.017778 | 0 | 0.69964 | 0.18406 | 3.3194 | 0.28908 | 21.0955 | -0.42596 | 0 | 0.078052 | 0 | 1.6728 | 0.2792
2025_08_07 Hr 04 | 0 | 0 | 0 | 0.12388 | 0.12396 | 0.12396 | 0.1239 | 0.12391 | 0.12396 | 0 | 0 | 0.010184 | 1.92 | 0.18916 | 1.5087 | 1.5087 | 6.1944 | 0.5188 | 0.0012136 | 0.004224 | 0.0069788 | 0.086901 | 0 | 0 | 0.015357 | 1.2821 | 0.29606 | 5.542 | 2.0585 | 0 | 0.55355 | 0.81115 | 0 | 0 | 0 | 0 | -48.1113 | 0.033679 | 0 | 0.32723 | 0 | -0.44124 | 0 | 0 | 0 | 0 | 0 | 0 | 0 | 0 | 1.5753 | 0.048074 | 3.8936e-05 | 0 | 1.822 | 0 | 2.8504 | 2.8461 | 1.1708 | 23.2908 | 1.2254 | 3.0551 | 0.16064 | 0.017778 | 0 | 0.69964 | 0.18406 | 3.3194 | -4.2675 | 20.9942 | -0.44124 | 0 | 0.078052 | 0 | 1.6728 | 0.27405
2025_08_07 Hr 05 | 0 | 0 | 0 | 0.12388 | 0.12396 | 0.12396 | 0.1239 | 0.12391 | 0.12396 | 0 | 0 | 0.010184 | 1.89 | 0.1943 | 1.5087 | 1.5087 | 6.1944 | 0.5188 | 0.0012136 | 0.004224 | 0.0069788 | 0.086901 | 0 | 0 | 0.015357 | 1.2821 | 0.29606 | 5.542 | 2.0585 | 0 | 0.55355 | 0.81115 | 0 | 0 | 0 | 0 | -48.5007 | 0.033679 | 0 | 0.34145 | 0 | -0.46052 | 0 | 0 | 0 | 0 | 0 | 0 | 0 | 0 | 1.5753 | 0.048074 | 3.8936e-05 | 0 | 1.822 | 0 | 2.8504 | 2.8461 | 1.0489 | 23.2908 | 1.2254 | 3.0551 | 0.16064 | 0.017778 | 0 | 0.69964 | 0.18406 | 3.3194 | -4.8211 | 20.8494 | -0.46052 | 0 | 0.078052 | 0 | 1.6728 | 0.27597
2025_08_07 Hr 06 | 0 | 0 | 0 | 0.12388 | 0.12396 | 0.12396 | 0.1239 | 0.12391 | 0.12396 | 0 | 0 | 0.010184 | 1.86 | 0.19975 | 1.5087 | 1.5087 | 6.1944 | 0.5188 | 0.0012136 | 0.004224 | 0.0069788 | 0.086901 | 0 | 0 | 0.015357 | 1.2821 | 0.29606 | 5.542 | 2.0585 | 0 | 0.55355 | 0.81115 | 0 | 0 | 0 | 0 | -47.3523 | 0.033679 | 0 | 0.31067 | 0 | -0.48117 | 0 | 0 | 0 | 0 | 0 | 0 | 0 | 0 | 1.6406 | 0.048074 | 3.8936e-05 | 0 | 1.822 | 0 | 2.8504 | 2.8461 | 0.96189 | 23.2908 | 1.2254 | 3.0551 | 0.16064 | 0.017778 | 0 | 0.69964 | 0.18406 | 3.3194 | -3.7313 | 20.8114 | -0.48117 | 0 | 0.078052 | 0 | 1.6728 | 0.28424
2025_08_07 Hr 07 | 0.20408 | 7.1586e-06 | 0 | 0.12388 | 0.12396 | 0.12396 | 0.1239 | 0.12391 | 0.12396 | 0 | 0 | 0.010184 | 1.71 | 0.19042 | 1.5087 | 1.5087 | 5.9253 | 0.60994 | 0.0012136 | 0.004224 | 0.0069788 | 0.086901 | 0 | 0 | 0.015357 | 1.2821 | 0.29606 | 5.3595 | 2.0585 | 0 | 0.53217 | 0.81115 | 0 | 0 | 0 | 0 | -37.5649 | 0.033679 | 0 | 0.32214 | 0 | -0.499 | 0 | 0 | 0 | 0 | 0 | 0 | 0 | 0 | 1.6406 | 0.048074 | 3.8936e-05 | 0 | 1.822 | 0 | 2.7472 | 2.743 | 0.84002 | 22.7242 | 1.2254 | 3.0551 | 0.16064 | 0.017778 | -0.20408 | 0.69964 | 0.18406 | 3.3194 | 5.1799 | 20.7237 | -0.70308 | 0 | 0.078052 | 0 | 1.6728 | 0.29505
2025_08_07 Hr 08 | 0.64725 | 3.9391e-05 | 0 | 0.12388 | 0.12396 | 0.12396 | 0.1239 | 0.12391 | 0.12396 | 0 | 0 | 0.010184 | 0.66 | 0.070333 | 1.5087 | 1.5087 | 5.9253 | 0.60994 | 0.0012136 | 0.004224 | 0.0069788 | 0.086901 | 0 | 0 | 0.015357 | 1.2821 | 0.29606 | 5.3595 | 2.0585 | 0.7189 | 0.53217 | 0.81115 | 0 | 0 | 0 | 0 | -26.4144 | 0.033679 | 0 | 0.30828 | 0 | -0.47745 | 0 | 0 | 0 | 0 | 0 | 0 | 0 | 0 | 1.2994 | 0.048074 | 3.8936e-05 | 0 | 1.822 | 0 | 2.7472 | 2.743 | 0.90096 | 23.4431 | 1.2254 | 3.0551 | 0.16064 | 0.017778 | -0.64725 | 0.69964 | 0.18406 | 3.3194 | 15.6297 | 19.7257 | -1.1247 | 0 | 0.078052 | 0 | 1.6728 | 0.3042
2025_08_07 Hr 09 | 0.76589 | 0.00020937 | 0 | 0.12388 | 0.12396 | 0.12396 | 0.1239 | 0.12391 | 0.12396 | 0 | 0 | 0.010184 | 0.21 | 0.021712 | 1.5087 | 1.5087 | 5.9253 | 0.60994 | 0.0012136 | 0.004224 | 0.0069788 | 0.086901 | 0 | 0 | 0.015357 | 1.2821 | 0.29606 | 5.3595 | 2.0585 | 0.7189 | 0.53217 | 0.81115 | 0 | 0 | 0 | 0 | -25.066 | 0.033679 | 0 | 0 | 0 | -0.46316 | 0 | 0 | 0 | 0 | 0 | 0 | 0 | 0 | 1.1615 | 0.048074 | 3.8936e-05 | 0 | 1.822 | 0 | 2.7472 | 2.743 | 0.96189 | 23.4431 | 1.2254 | 3.0551 | 0.16064 | 0.017778 | -0.76589 | 0.69964 | 0.18406 | 3.3194 | 16.4309 | 19.2829 | -1.2291 | 0 | 0.078052 | 0 | 1.6728 | 0.31825
2025_08_07 Hr 10 | 0.74185 | 0.00061004 | 0 | 0.12388 | 0.12396 | 0.12396 | 0.1239 | 0.12391 | 0.12396 | 0 | 0 | 0.010184 | 0.21 | 0.024229 | 1.5087 | 1.5087 | 5.9253 | 0.60994 | 0.0012136 | 0.004224 | 0.0069788 | 0.086901 | 0 | 0 | 0.015357 | 1.2821 | 0.29606 | 5.3595 | 2.0585 | 0.7189 | 0.53217 | 0.81115 | 0 | 0 | 0 | 0 | -28.1481 | 0.033679 | 0 | 0 | 0 | -0.51709 | 0 | 0 | 0 | 0 | 0 | 0 | 0 | 0 | 1.0962 | 0.048074 | 3.8936e-05 | 0 | 1.822 | 0 | 2.7472 | 2.743 | 0.96189 | 23.4431 | 1.2254 | 3.0551 | 0.16064 | 0.017778 | -0.74185 | 0.69964 | 0.18406 | 3.3194 | 13.2455 | 19.2095 | -1.2589 | 0 | 0.078052 | 0 | 1.6728 | 0.33125
2025_08_07 Hr 11 | 0.74744 | 0.0009399 | 0 | 0.12388 | 0.12396 | 0.12396 | 0.1239 | 0.12391 | 0.12396 | 0 | 0 | 0.010184 | 0.24 | 0.027684 | 1.5087 | 1.5087 | 5.9253 | 0.60994 | 0.0012136 | 0.004224 | 0.0069788 | 0.086901 | 0 | 0 | 0.015357 | 1.2821 | 0.29606 | 5.3595 | 2.0585 | 0.7189 | 0.53217 | 0.81115 | 0 | 0 | 0 | 0 | -28.1532 | 0.033679 | 0 | 0 | 0 | -0.51697 | 0 | 0 | 0 | 0 | 0 | 0 | 0 | 0 | 1.0962 | 0.048074 | 3.8936e-05 | 0 | 1.822 | 0 | 2.7472 | 2.743 | 0.96189 | 23.4431 | 1.2254 | 3.0551 | 0.16064 | 0.017778 | -0.74744 | 0.69964 | 0.18406 | 3.3194 | 13.2838 | 19.2583 | -1.2644 | 0 | 0.078052 | 0 | 1.6728 | 0.34067
2025_08_07 Hr 12 | 0.74511 | 0.001105 | 0 | 0.12388 | 0.12396 | 0.12396 | 0.1239 | 0.12391 | 0.12396 | 0 | 0 | 0.010184 | 0.21 | 0.022738 | 1.5087 | 1.5087 | 5.9253 | 0.60994 | 0.0012136 | 0.004224 | 0.0069788 | 0.086901 | 0 | 0 | 0.015357 | 1.2821 | 0.29606 | 5.3595 | 2.0585 | 0.7189 | 0.53217 | 0.81115 | 0 | 0 | 0 | 0 | -30.136 | 0.033679 | 0 | 0 | 0 | -0.48514 | 0 | 0 | 0 | 0 | 0 | 0 | 0 | 0 | 0.8929 | 0.048074 | 3.8936e-05 | 0 | 1.822 | 0 | 2.7472 | 2.743 | 1.1403 | 23.4431 | 1.2254 | 3.0551 | 0.16064 | 0.017778 | -0.74511 | 0.69964 | 0.18406 | 3.3194 | 11.2895 | 19.2127 | -1.2303 | 0 | 0.078052 | 0 | 1.6728 | 0.35703
2025_08_07 Hr 13 | 0.74177 | 0.0012723 | 0 | 0.12388 | 0.12396 | 0.12396 | 0.1239 | 0.12391 | 0.12396 | 0 | 0 | 0.010184 | 0.18 | 0.019682 | 1.5087 | 1.5087 | 5.9253 | 0.60994 | 0.0012136 | 0.004224 | 0.0069788 | 0.086901 | 0 | 0 | 0.015357 | 1.2821 | 0.29606 | 5.3595 | 2.0585 | 0.7189 | 0.53217 | 0.81115 | 0 | 0 | 0 | 0 | -32.1555 | 0.033679 | 0 | 0 | 0 | -0.48994 | 0 | 0 | 0 | 0 | 0 | 0 | 0 | 0 | 1.7132 | 0.048074 | 3.8936e-05 | 0 | 1.822 | 0 | 2.7472 | 2.743 | 0.90096 | 23.4431 | 1.2254 | 3.0551 | 0.16064 | 0.017778 | -0.74177 | 0.69964 | 0.18406 | 3.3194 | 9.827 | 19.7712 | -1.2317 | 0 | 0.078052 | 0 | 1.6728 | 0.3708
2025_08_07 Hr 14 | 0.7093 | 0.00143 | 0 | 0.12388 | 0.12396 | 0.12396 | 0.1239 | 0.12391 | 0.12396 | 0 | 0 | 0.010184 | 0.15 | 0.017538 | 1.5087 | 1.5087 | 5.9253 | 0.60994 | 0.0012136 | 0.004224 | 0.0069788 | 0.086901 | 0 | 0 | 0.015357 | 1.2821 | 0.29606 | 5.3595 | 2.0585 | 0.7189 | 0.53217 | 0.81115 | 0 | 0 | 0 | 0 | -29.4536 | 0.033679 | 0 | 0 | 0 | -0.52405 | 0 | 0 | 0 | 0 | 0 | 0 | 0 | 0 | 1.7132 | 0.048074 | 3.8936e-05 | 0 | 1.822 | 0 | 2.7472 | 2.743 | 0.80956 | 23.4431 | 1.2254 | 3.0551 | 0.16064 | 0.017778 | -0.7093 | 0.69964 | 0.18406 | 3.3194 | 12.3769 | 19.6209 | -1.2333 | 0 | 0.078052 | 0 | 1.6728 | 0.37635
2025_08_07 Hr 15 | 0.6859 | 0.0014943 | 0 | 0.12388 | 0.12396 | 0.12396 | 0.1239 | 0.12391 | 0.12396 | 0 | 0 | 0.010184 | 0.15 | 0.018279 | 1.5087 | 1.5087 | 5.9253 | 0.60994 | 0.0012136 | 0.004224 | 0.0069788 | 0.086901 | 0 | 0 | 0.015357 | 1.2821 | 0.29606 | 5.3595 | 2.0585 | 0.7189 | 0.53217 | 0.81115 | 0 | 0 | 0 | 0 | -34.4236 | 0.033679 | 0 | 0 | 0 | -0.54628 | 0 | 0 | 0 | 0 | 0 | 0 | 0 | 0 | 3.3538 | 0.048074 | 3.8936e-05 | 0 | 1.822 | 0 | 2.7472 | 2.743 | 1.0185 | 23.4431 | 1.2254 | 3.0551 | 0.16064 | 0.017778 | -0.6859 | 0.69964 | 0.18406 | 3.3194 | 9.2409 | 21.4536 | -1.2322 | 0 | 0.078052 | 0 | 1.6728 | 0.38214
2025_08_07 Hr 16 | 0.78355 | 0.0015318 | 0 | 0.12388 | 0.12396 | 0.12396 | 0.1239 | 0.12391 | 0.12396 | 0 | 0 | 0.010184 | 0.09 | 0.011751 | 1.5087 | 1.5087 | 5.9253 | 0.60994 | 0.0012136 | 0.004224 | 0.0069788 | 0.086901 | 0 | 0 | 0.015357 | 1.2821 | 0.29606 | 5.3595 | 2.0585 | 0.7189 | 0.53217 | 0.81115 | 0 | 0 | 0 | 0 | -39.6968 | 0.033679 | 0 | 0 | 0 | -0.58545 | 0 | 0 | 0 | 0 | 0 | 0 | 0 | 0 | 3.833 | 0.048074 | 3.8936e-05 | 0 | 1.822 | 0 | 2.7472 | 2.743 | 1.1099 | 23.4431 | 1.2254 | 3.0551 | 0.16064 | 0.017778 | -0.78355 | 0.69964 | 0.18406 | 3.3194 | 4.4353 | 22.058 | -1.369 | 0 | 0.078052 | 0 | 1.6728 | 0.38485
2025_08_07 Hr 17 | 0.66876 | 0.0013906 | 0 | 0.12388 | 0.12396 | 0.12396 | 0.1239 | 0.12391 | 0.12396 | 0 | 0 | 0.010184 | 0.06 | 0.0079021 | 1.5087 | 1.5087 | 5.9253 | 0.60994 | 0.0012136 | 0.004224 | 0.0069788 | 0.086901 | 0 | 0 | 0.015357 | 1.2821 | 0.29606 | 5.3595 | 2.0585 | 0.7189 | 0.53217 | 0.81115 | 0 | 0 | 0 | 0 | -44.6059 | 0.033679 | 0 | 0 | 0 | -0.59056 | 0 | 0 | 0 | 0 | 0 | 0 | 0 | 0 | 3.9055 | 0.048074 | 3.8936e-05 | 0 | 1.822 | 0 | 2.7472 | 2.743 | 1.2013 | 23.4431 | 1.2254 | 3.0551 | 0.16064 | 0.017778 | -0.66876 | 0.69964 | 0.18406 | 3.3194 | -0.34721 | 22.075 | -1.2593 | 0 | 0.078052 | 0 | 1.6728 | 0.38665
2025_08_07 Hr 18 | 0.52207 | 0.0011452 | 0 | 0.12388 | 0.12396 | 0.12396 | 0.1239 | 0.12391 | 0.12396 | 0 | 0 | 0.010184 | 0.12 | 0.015806 | 1.5087 | 1.5087 | 5.9253 | 0.60994 | 0.0012136 | 0.004224 | 0.0069788 | 0.086901 | 0 | 0 | 0.015357 | 1.2821 | 0.29606 | 5.3595 | 2.0585 | 0.7189 | 0.53217 | 0.81115 | 0 | 0 | 0 | 0 | -45.694 | 0.033679 | 0 | 0 | 0 | -0.59061 | 0 | 0 | 0 | 0 | 0 | 0 | 0 | 0 | 3.3538 | 0.048074 | 3.8936e-05 | 0 | 1.822 | 0 | 2.7472 | 2.743 | 1.1403 | 23.4431 | 1.2254 | 3.0551 | 0.16064 | 0.017778 | -0.52207 | 0.69964 | 0.18406 | 3.3194 | -1.9861 | 21.3775 | -1.1127 | 0 | 0.078052 | 0 | 1.6728 | 0.38085
2025_08_07 Hr 19 | 0.34088 | 0.00065703 | 0 | 0.12388 | 0.12396 | 0.12396 | 0.1239 | 0.12391 | 0.12396 | 0 | 0 | 0.010184 | 0.24 | 0.025888 | 1.5087 | 1.5087 | 5.9253 | 0.60994 | 0.0012136 | 0.004224 | 0.0069788 | 0.086901 | 0 | 0 | 0.015357 | 1.2821 | 0.29606 | 5.3595 | 2.0585 | 0.7189 | 0.53217 | 0.81115 | 0 | 0 | 0 | 0 | -38.8076 | 0.033679 | 0 | 0 | 0 | -0.4833 | 0 | 0 | 0 | 0 | 0 | 0 | 0 | 0 | 3.2159 | 0.048074 | 3.8936e-05 | 0 | 1.822 | 0 | 2.7472 | 2.743 | 0.87049 | 23.4431 | 1.2254 | 3.0551 | 0.16064 | 0.017778 | -0.34088 | 0.69964 | 0.18406 | 3.3194 | 4.7226 | 20.9113 | -0.82419 | 0 | 0.078052 | 0 | 1.6728 | 0.37402
2025_08_07 Hr 20 | 0.068002 | 0.00022045 | 0 | 0.12388 | 0.12396 | 0.12396 | 0.1239 | 0.12391 | 0.12396 | 0 | 0 | 0.010184 | 0.87 | 0.06521 | 1.5087 | 1.5087 | 5.9253 | 0.60994 | 0.0012136 | 0.004224 | 0.0069788 | 0.086901 | 0 | 0 | 0.015357 | 1.2821 | 0.29606 | 5.3595 | 2.0585 | 0.7189 | 0.53217 | 0.81115 | 0 | 0 | 0 | 0 | -28.3578 | 0.033679 | 0 | 0 | 0 | -0.3352 | 0 | 0 | 0 | 0 | 0 | 0 | 0 | 0 | 3.078 | 0.048074 | 3.8936e-05 | 0 | 1.822 | 0 | 2.7472 | 2.743 | 1.1099 | 23.4431 | 1.2254 | 3.0551 | 0.16064 | 0.017778 | -0.068002 | 0.69964 | 0.18406 | 3.3194 | 16.0799 | 21.3978 | -0.4032 | 0 | 0.078052 | 0 | 1.6728 | 0.36308
2025_08_07 Hr 21 | 0.022813 | 4.753e-05 | 0 | 0.12388 | 0.12396 | 0.12396 | 0.1239 | 0.12391 | 0.12396 | 0 | 0 | 0.010184 | 1.5 | 0.11375 | 1.5087 | 1.5087 | 5.9253 | 0.60994 | 0.0012136 | 0.004224 | 0.0069788 | 0.086901 | 0 | 0 | 0.015357 | 0 | 0 | 5.3595 | 2.0585 | 0.7189 | 0.53217 | 0.81115 | 0 | 0 | 0 | 0 | -29.6052 | 0.033679 | 0 | 0.044687 | 0 | -0.33914 | 0 | 0 | 0 | 0 | 0 | 0 | 0 | 0 | 3.0126 | 0.048074 | 3.8936e-05 | 0 | 1.822 | 0 | 2.7472 | 2.743 | 1.3188 | 21.8649 | 1.2254 | 3.0551 | 0.16064 | 0.017778 | -0.022813 | 0.69964 | 0.18406 | 3.3194 | 14.0656 | 22.1679 | -0.36196 | 0 | 0.078052 | 0 | 1.6728 | 0.35638
2025_08_07 Hr 22 | 0 | 1.0318e-05 | 0 | 0.12388 | 0.12396 | 0.12396 | 0.1239 | 0.12391 | 0.12396 | 0 | 0 | 0.010184 | 1.92 | 0.13696 | 1.5087 | 1.5087 | 5.9253 | 0.60994 | 0.0012136 | 0.004224 | 0.0069788 | 0.086901 | 0 | 0 | 0.015357 | 0 | 0 | 5.3595 | 2.0585 | 0.7189 | 0.53217 | 0.81115 | 0 | 0 | 0 | 0 | -28.2304 | 0.033679 | 0 | 0.042037 | 0 | -0.31891 | 0 | 0 | 0 | 0 | 0 | 0 | 0 | 0 | 2.9473 | 0.048074 | 3.8936e-05 | 0 | 1.822 | 0 | 2.7472 | 2.743 | 1.4102 | 21.8649 | 1.2254 | 3.0551 | 0.16064 | 0.017778 | 0 | 0.69964 | 0.18406 | 3.3194 | 15.9173 | 22.6017 | -0.31891 | 0 | 0.078052 | 0 | 1.6728 | 0.34374
2025_08_07 Hr 23 | 0 | 0 | 0 | 0.12388 | 0.12396 | 0.12396 | 0.1239 | 0.12391 | 0.12396 | 0 | 0 | 0.010184 | 1.98 | 0.11838 | 1.5087 | 1.5087 | 6.1882 | 0.5188 | 0.0012136 | 0.004224 | 0.0069788 | 0.086901 | 0 | 0 | 0.015357 | 0 | 0 | 5.538 | 2.0585 | 0.7189 | 0.55307 | 0.81115 | 0 | 0 | 0 | 0 | -24.4666 | 0.033679 | 0 | 0.035233 | 0 | -0.26695 | 0 | 0 | 0 | 0 | 0 | 0 | 0 | 0 | 2.6715 | 0.048074 | 3.8936e-05 | 0 | 1.822 | 0 | 2.8504 | 2.8461 | 1.3493 | 22.4213 | 1.2254 | 3.0551 | 0.16064 | 0.017778 | 0 | 0.69964 | 0.18406 | 3.3194 | 19.9956 | 22.3079 | -0.26695 | 0 | 0.078052 | 0 | 1.6728 | 0.32442
2025_08_07 Hr 24 | 0 | 0 | 0 | 0 | 0 | 0 | 0 | 0 | 0 | 0 | 0 | 0.010184 | 1.95 | 0.11938 | 1.5087 | 1.5087 | 6.1944 | 0.5188 | 0.0012136 | 0.004224 | 0.0069788 | 0.086901 | 0 | 0 | 0.015357 | 0 | 0 | 5.542 | 2.0585 | 0.7189 | 0.55355 | 0.81115 | 0 | 0 | 0 | 0 | -21.9535 | 0.033679 | 0 | 0.21712 | 0 | -0.2734 | 0 | 0 | 0 | 0 | 0 | 0 | 0 | 0 | 1.9891 | 0.048074 | 3.8936e-05 | 0 | 1.822 | 0 | 2.8504 | 2.8461 | 1.2622 | 21.6879 | 1.2254 | 3.0551 | 0.16064 | 0.017778 | 0 | 0.69964 | 0.18406 | 3.3194 | 20.9545 | 21.4935 | -0.2734 | 0 | 0.078052 | 0 | 1.6728 | 0.30793
2025_08_08 Hr 01 | 0 | 0 | 0 | 0 | 0 | 0 | 0 | 0 | 0 | 0 | 0 | 0.010184 | 1.98 | 0.10966 | 1.5087 | 1.5087 | 6.5312 | 0.547 | 0.0012136 | 0.004224 | 0.0069788 | 0.086901 | 0 | 0 | 0.015357 | 0 | 0 | 5.8435 | 2.0585 | 0 | 0.55355 | 0.81115 | 0 | 0 | 0 | 0 | -28.3246 | 0.033679 | 0 | 0.036196 | 0 | -0.24712 | 0 | 0 | 0 | 0 | 0 | 0 | 0 | 0 | 3.0126 | 0.048074 | 3.8936e-05 | 0 | 1.822 | 0 | 3.0055 | 3.0009 | 1.2013 | 21.9455 | 1.2254 | 3.0551 | 0.16064 | 0.017778 | 0 | 0.69964 | 0.18406 | 3.3194 | 15.8343 | 22.4606 | -0.24712 | 0 | 0.078052 | 0 | 1.6728 | 0.29212
2025_08_08 Hr 02 | 0 | 0 | 0 | 0 | 0 | 0 | 0 | 0 | 0 | 0 | 0 | 0.010184 | 2.04 | 0.11655 | 1.5087 | 1.5087 | 6.5312 | 0.547 | 0.0012136 | 0.004224 | 0.0069788 | 0.086901 | 0 | 0 | 0.015357 | 0 | 0 | 5.8435 | 2.0585 | 0 | 0.55355 | 0.81115 | 0 | 0 | 0 | 0 | -30.5155 | 0.033679 | 0 | 0.03734 | 0 | -0.25499 | 0 | 0 | 0 | 0 | 0 | 0 | 0 | 0 | 3.9055 | 0.048074 | 3.8936e-05 | 0 | 1.822 | 0 | 3.0055 | 3.0009 | 1.0794 | 21.9455 | 1.2254 | 3.0551 | 0.16064 | 0.017778 | 0 | 0.69964 | 0.18406 | 3.3194 | 14.468 | 23.293 | -0.25499 | 0 | 0.078052 | 0 | 1.6728 | 0.2866
2025_08_08 Hr 03 | 0 | 0 | 0 | 0 | 0 | 0 | 0 | 0 | 0 | 0 | 0 | 0.010184 | 1.83 | 0.097705 | 1.5087 | 1.5087 | 6.5312 | 0.547 | 0.0012136 | 0.004224 | 0.0069788 | 0.086901 | 0 | 0 | 0.015357 | 0 | 0 | 5.8435 | 2.0585 | 0 | 0.55355 | 0.81115 | 0 | 0 | 0 | 0 | -28.1356 | 0.033679 | 0 | 0.034895 | 0 | -0.23816 | 0 | 0 | 0 | 0 | 0 | 0 | 0 | 0 | 4.3847 | 0.048074 | 3.8936e-05 | 0 | 1.822 | 0 | 3.0055 | 3.0009 | 1.0489 | 21.9455 | 1.2254 | 3.0551 | 0.16064 | 0.017778 | 0 | 0.69964 | 0.18406 | 3.3194 | 17.079 | 23.5073 | -0.23816 | 0 | 0.078052 | 0 | 1.6728 | 0.28109
2025_08_08 Hr 04 | 0 | 0 | 0 | 0.13062 | 0.13071 | 0.13071 | 0.13064 | 0.13065 | 0.13071 | 0 | 0 | 0.010184 | 1.59 | 0.091311 | 1.5087 | 1.5087 | 6.5312 | 0.547 | 0.0012136 | 0.004224 | 0.0069788 | 0.086901 | 0 | 0 | 0.015357 | 0 | 0 | 5.8435 | 2.0585 | 0 | 0.55355 | 0.81115 | 0 | 0 | 0 | 0 | -32.4703 | 0.033679 | 0 | 0.033842 | 0 | -0.25633 | 0 | 0 | 0 | 0 | 0 | 0 | 0 | 0 | 4.5879 | 0.048074 | 3.8936e-05 | 0 | 1.822 | 0 | 3.0055 | 3.0009 | 0.96189 | 22.7295 | 1.2254 | 3.0551 | 0.16064 | 0.017778 | 0 | 0.69964 | 0.18406 | 3.3194 | 13.3785 | 23.3756 | -0.25633 | 0 | 0.078052 | 0 | 1.6728 | 0.27956
2025_08_08 Hr 05 | 0 | 0 | 0 | 0.13062 | 0.13071 | 0.13071 | 0.13064 | 0.13065 | 0.13071 | 0 | 0 | 0.010184 | 1.8 | 0.10657 | 1.5087 | 1.5087 | 6.5312 | 0.547 | 0.0012136 | 0.004224 | 0.0069788 | 0.086901 | 0 | 0 | 0.015357 | 0 | 0 | 5.8435 | 2.0585 | 0 | 0.55355 | 0.81115 | 0 | 0 | 0 | 0 | -32.9854 | 0.033679 | 0 | 0.034889 | 0 | -0.26433 | 0 | 0 | 0 | 0 | 0 | 0 | 0 | 0 | 4.8638 | 0.048074 | 3.8936e-05 | 0 | 1.822 | 0 | 3.0055 | 3.0009 | 0.96189 | 22.7295 | 1.2254 | 3.0551 | 0.16064 | 0.017778 | 0 | 0.69964 | 0.18406 | 3.3194 | 13.3571 | 23.8773 | -0.26433 | 0 | 0.078052 | 0 | 1.6728 | 0.28019
2025_08_08 Hr 06 | 0 | 0 | 0 | 0.13062 | 0.13071 | 0.13071 | 0.13064 | 0.13065 | 0.13071 | 0 | 0 | 0.010184 | 2.13 | 0.14821 | 1.5087 | 1.5087 | 6.5312 | 0.547 | 0.0012136 | 0.004224 | 0.0069788 | 0.086901 | 0 | 0 | 0.015357 | 0 | 0 | 5.8435 | 2.0585 | 0 | 0.55355 | 0.81115 | 0 | 0 | 0 | 0 | -42.7055 | 0.033679 | 0 | 0.041005 | 0 | -0.31103 | 0 | 0 | 0 | 0 | 0 | 0 | 0 | 0 | 4.9291 | 0.048074 | 3.8936e-05 | 0 | 1.822 | 0 | 3.0055 | 3.0009 | 0.93143 | 22.7295 | 1.2254 | 3.0551 | 0.16064 | 0.017778 | 0 | 0.69964 | 0.18406 | 3.3194 | 4.0082 | 24.2952 | -0.31103 | 0 | 0.078052 | 0 | 1.6728 | 0.29161
2025_08_08 Hr 07 | 0.090742 | 5.3962e-06 | 0 | 0.13062 | 0.13071 | 0.13071 | 0.13064 | 0.13065 | 0.13071 | 0 | 0 | 0.010184 | 1.59 | 0.10677 | 1.5087 | 1.5087 | 6.2474 | 0.6431 | 0.0012136 | 0.004224 | 0.0069788 | 0.086901 | 0 | 0 | 0.015357 | 0 | 0 | 5.6511 | 2.0585 | 0.75802 | 0.53217 | 0.81115 | 0 | 0 | 0 | 0 | -39.1354 | 0.033679 | 0 | 0.039572 | 0 | -0.30009 | 0 | 0 | 0 | 0 | 0 | 0 | 0 | 0 | 4.6533 | 0.048074 | 3.8936e-05 | 0 | 1.822 | 0 | 2.8967 | 2.8923 | 1.2317 | 22.8901 | 1.2254 | 3.0551 | 0.16064 | 0.017778 | -0.090742 | 0.69964 | 0.18406 | 3.3194 | 7.18 | 23.8162 | -0.39083 | 0 | 0.078052 | 0 | 1.6728 | 0.30019
2025_08_08 Hr 08 | 0.38643 | 3.7936e-05 | 0 | 0.13062 | 0.13071 | 0.13071 | 0.13064 | 0.13065 | 0.13071 | 0 | 0 | 0.010184 | 0.6 | 0.048838 | 1.5087 | 1.5087 | 6.2474 | 0.6431 | 0.0012136 | 0.004224 | 0.0069788 | 0.086901 | 0 | 0 | 0.015357 | 0 | 0.27959 | 5.6511 | 2.0585 | 0.75802 | 0.53217 | 0.81115 | 0 | 0 | 0 | 0 | -41.9954 | 0.033679 | 0 | 0.047966 | 0 | -0.36418 | 0 | 0 | 0 | 0 | 0 | 0 | 0 | 0 | 3.3538 | 0.048074 | 3.8936e-05 | 0 | 1.822 | 0 | 2.8967 | 2.8923 | 1.0489 | 23.02 | 1.2254 | 3.0551 | 0.16064 | 0.017778 | -0.38643 | 0.69964 | 0.18406 | 3.3194 | 1.8641 | 21.5901 | -0.75062 | 0 | 0.078052 | 0 | 1.6728 | 0.30852
2025_08_08 Hr 09 | 0.65808 | 0.00016961 | 0 | 0.13062 | 0.13071 | 0.13071 | 0.13064 | 0.13065 | 0.13071 | 0 | 0 | 0.010184 | 0.54 | 0.045231 | 1.5087 | 1.5087 | 6.2474 | 0.6431 | 0.0012136 | 0.004224 | 0.0069788 | 0.086901 | 0 | 0 | 0.015357 | 0 | 0.46154 | 5.6511 | 2.0585 | 0.75802 | 0.53217 | 0.81115 | 0 | 0 | 0 | 0 | -40.4712 | 0.033679 | 0 | 0.049359 | 0 | -0.37482 | 0 | 0 | 0 | 0 | 0 | 0 | 0 | 0 | 2.1923 | 0.048074 | 3.8936e-05 | 0 | 1.822 | 0 | 2.8967 | 2.8923 | 1.2317 | 23.202 | 1.2254 | 3.0551 | 0.16064 | 0.017778 | -0.65808 | 0.69964 | 0.18406 | 3.3194 | 2.5209 | 20.823 | -1.0329 | 0 | 0.078052 | 0 | 1.6728 | 0.31198
2025_08_08 Hr 10 | 0.73022 | 0.0004415 | 0 | 0.13062 | 0.13071 | 0.13071 | 0.13064 | 0.13065 | 0.13071 | 0 | 0 | 0.010184 | 0.48 | 0.040324 | 1.5087 | 1.5087 | 6.2474 | 0.6431 | 0.0012136 | 0.004224 | 0.0069788 | 0.086901 | 0 | 0 | 0.015357 | 0 | 0.3119 | 5.6511 | 2.0585 | 0.75802 | 0.53217 | 0.81115 | 0 | 0 | 0 | 0 | -37.5655 | 0.033679 | 0 | 0.049505 | 0 | -0.37594 | 0 | 0 | 0 | 0 | 0 | 0 | 0 | 0 | 1.7132 | 0.048074 | 3.8936e-05 | 0 | 1.822 | 0 | 2.8967 | 2.8923 | 1.2927 | 23.202 | 1.2254 | 3.0551 | 0.16064 | 0.017778 | -0.73022 | 0.69964 | 0.18406 | 3.3194 | 4.9465 | 20.4162 | -1.1062 | 0 | 0.078052 | 0 | 1.6728 | 0.31583
2025_08_08 Hr 11 | 0.74744 | 0.00071706 | 0 | 0.13062 | 0.13071 | 0.13071 | 0.13064 | 0.13065 | 0.13071 | 0 | 0 | 0.010184 | 0.51 | 0.045692 | 1.5087 | 1.5087 | 6.2474 | 0.6431 | 0.0012136 | 0.004224 | 0.0069788 | 0.086901 | 0 | 0 | 0.015357 | 0 | 0.3119 | 5.6511 | 2.0585 | 0.75802 | 0.53217 | 0.81115 | 0 | 0 | 0 | 0 | -29.8935 | 0.033679 | 0 | 0.052796 | 0 | -0.40107 | 0 | 0 | 0 | 0 | 0 | 0 | 0 | 0 | 1.9891 | 0.048074 | 3.8936e-05 | 0 | 1.822 | 0 | 2.8967 | 2.8923 | 1.1099 | 23.202 | 1.2254 | 3.0551 | 0.16064 | 0.017778 | -0.74744 | 0.69964 | 0.18406 | 3.3194 | 12.7173 | 20.5574 | -1.1485 | 0 | 0.078052 | 0 | 1.6728 | 0.3111
2025_08_08 Hr 12 | 0.73102 | 0.00093523 | 0 | 0.13062 | 0.13071 | 0.13071 | 0.13064 | 0.13065 | 0.13071 | 0 | 0 | 0.010184 | 0.39 | 0.036312 | 1.5087 | 1.5087 | 6.2474 | 0.6431 | 0.0012136 | 0.004224 | 0.0069788 | 0.086901 | 0 | 0 | 0.015357 | 0 | 0.3119 | 5.6511 | 2.0585 | 0.75802 | 0.53217 | 0.81115 | 0 | 0 | 0 | 0 | -22.9733 | 0.033679 | 0 | 0.054867 | 0 | -0.41689 | 0 | 0 | 0 | 0 | 0 | 0 | 0 | 0 | 2.2577 | 0.048074 | 3.8936e-05 | 0 | 1.822 | 0 | 2.8967 | 2.8923 | 0.47877 | 23.202 | 1.2254 | 3.0551 | 0.16064 | 0.017778 | -0.73102 | 0.69964 | 0.18406 | 3.3194 | 19.1326 | 20.0518 | -1.1479 | 0 | 0.078052 | 0 | 1.6728 | 0.31365
2025_08_08 Hr 13 | 0.74177 | 0.001075 | 0 | 0.13062 | 0.13071 | 0.13071 | 0.13064 | 0.13065 | 0.13071 | 0 | 0 | 0.010184 | 0.27 | 0.025617 | 1.5087 | 1.5087 | 6.2474 | 0.6431 | 0.0012136 | 0.004224 | 0.0069788 | 0.086901 | 0 | 0 | 0.015357 | 0 | 0.3119 | 5.6511 | 2.0585 | 0.75802 | 0.53217 | 0.81115 | 0 | 0 | 0 | 0 | -14.9368 | 0.033679 | 0 | 0.055911 | 0 | -0.42485 | 0 | 0 | 0 | 0 | 0 | 0 | 0 | 0 | 1.9891 | 0.048074 | 3.8936e-05 | 0 | 1.822 | 0 | 2.8967 | 2.8923 | 0.26985 | 23.202 | 1.2254 | 3.0551 | 0.16064 | 0.017778 | -0.74177 | 0.69964 | 0.18406 | 3.3194 | 26.5545 | 19.4559 | -1.1666 | 0 | 0.078052 | 0 | 1.6728 | 0.31506
2025_08_08 Hr 14 | 0.66818 | 0.0013711 | 0 | 0.13062 | 0.13071 | 0.13071 | 0.13064 | 0.13065 | 0.13071 | 0 | 0 | 0.010184 | 0.33 | 0.038097 | 1.5087 | 1.5087 | 6.2474 | 0.6431 | 0.0012136 | 0.004224 | 0.0069788 | 0.086901 | 0 | 0 | 0.015357 | 0 | 0.3119 | 5.6511 | 2.0585 | 0.75802 | 0.53217 | 0.81115 | 0 | 0 | 0 | 0 | -15.1251 | 0.033679 | 0 | 0.06803 | 0 | -0.5174 | 0 | 0 | 0 | 0 | 0 | 0 | 0 | 0 | 1.8511 | 0.048074 | 3.8936e-05 | 0 | 1.822 | 0 | 2.8967 | 2.8923 | 0.57017 | 23.202 | 1.2254 | 3.0551 | 0.16064 | 0.017778 | -0.66818 | 0.69964 | 0.18406 | 3.3194 | 26.5125 | 19.6212 | -1.1856 | 0 | 0.078052 | 0 | 1.6728 | 0.31877
2025_08_08 Hr 15 | 0.61652 | 0.0013813 | 0 | 0.13062 | 0.13071 | 0.13071 | 0.13064 | 0.13065 | 0.13071 | 0 | 0 | 0.010184 | 0.27 | 0.031401 | 1.5087 | 1.5087 | 6.2474 | 0.6431 | 0.0012136 | 0.004224 | 0.0069788 | 0.086901 | 0 | 0 | 0.015357 | 0 | 0.3119 | 5.6511 | 2.0585 | 0.75802 | 0.53217 | 0.81115 | 0 | 0 | 0 | 0 | -9.3632 | 0.033679 | 0 | 0.068534 | 0 | -0.52125 | 0 | 0 | 0 | 0 | 0 | 0 | 0 | 0 | 1.7132 | 0.048074 | 3.8936e-05 | 0 | 1.822 | 0 | 2.8967 | 2.8923 | 0.80956 | 23.202 | 1.2254 | 3.0551 | 0.16064 | 0.017778 | -0.61652 | 0.69964 | 0.18406 | 3.3194 | 32.306 | 19.605 | -1.1378 | 0 | 0.078052 | 0 | 1.6728 | 0.31941
2025_08_08 Hr 16 | 0.45436 | 0.0014874 | 0 | 0.13062 | 0.13071 | 0.13071 | 0.13064 | 0.13065 | 0.13071 | 0 | 0 | 0.010184 | 0.24 | 0.031462 | 1.5087 | 1.5087 | 6.2474 | 0.6431 | 0.0012136 | 0.004224 | 0.0069788 | 0.086901 | 0 | 0 | 0.015357 | 0 | 0.3119 | 5.6511 | 2.0585 | 0.75802 | 0.53217 | 0.81115 | 0 | 0 | 0 | 0 | -4.2202 | 0.033679 | 0 | 0.077252 | 0 | -0.58782 | 0 | 0 | 0 | 0 | 0 | 0 | 0 | 0 | 1.372 | 0.048074 | 3.8936e-05 | 0 | 1.822 | 0 | 2.8967 | 2.8923 | 0.77909 | 23.202 | 1.2254 | 3.0551 | 0.16064 | 0.017778 | -0.45436 | 0.69964 | 0.18406 | 3.3194 | 36.9791 | 19.0395 | -1.0422 | 0 | 0.078052 | 0 | 1.6728 | 0.31763
2025_08_08 Hr 17 | 0.47725 | 0.0015793 | 0 | 0.13062 | 0.13071 | 0.13071 | 0.13064 | 0.13065 | 0.13071 | 0 | 0 | 0.010184 | 0.18 | 0.027769 | 1.5087 | 1.5087 | 6.2474 | 0.6431 | 0.0012136 | 0.004224 | 0.0069788 | 0.086901 | 0 | 0 | 0.015357 | 0 | 0.3119 | 5.6511 | 2.0585 | 0.75802 | 0.53217 | 0.81115 | 0 | 0 | 0 | 0.097781 | -2.2888 | 0.033679 | 0 | 0.090909 | 0 | -0.69211 | 0 | 0 | 0 | 0 | 0 | 0 | 0 | 0 | 0.8929 | 0.048074 | 3.8936e-05 | 0 | 1.822 | 0 | 2.8967 | 2.8923 | 0.93143 | 23.202 | 1.2254 | 3.0551 | 0.16064 | 0.017778 | -0.47725 | 0.69964 | 0.18406 | 3.3194 | 38.5172 | 18.6756 | -1.1694 | 0 | 0.078052 | 0 | 1.6728 | 0.32121
2025_08_08 Hr 18 | 0.38636 | 0.0013542 | 0 | 0.13062 | 0.13071 | 0.13071 | 0.13064 | 0.13065 | 0.13071 | 0 | 0 | 0.010184 | 0.18 | 0.029112 | 1.5087 | 1.5087 | 6.2474 | 0.6431 | 0.0012136 | 0.004224 | 0.0069788 | 0.086901 | 0 | 0 | 0.015357 | 0 | 0.3119 | 5.6511 | 2.0585 | 0.75802 | 0.53217 | 0.81115 | 0 | 0 | 0 | 0 | -3.6231 | 0.033679 | 0 | 0.095307 | 0 | -0.7257 | 0 | 0 | 0 | 0 | 0 | 0 | 0 | 0 | 0.82031 | 0.048074 | 3.8936e-05 | 0 | 1.822 | 0 | 2.8967 | 2.8923 | 0.77909 | 23.202 | 1.2254 | 3.0551 | 0.16064 | 0.017778 | -0.38636 | 0.69964 | 0.18406 | 3.3194 | 36.8275 | 18.3606 | -1.1121 | 0 | 0.078052 | 0 | 1.6728 | 0.32095
2025_08_08 Hr 19 | 0.27193 | 0.00096009 | 0 | 0.13062 | 0.13071 | 0.13071 | 0.13064 | 0.13065 | 0.13071 | 0 | 0 | 0.010184 | 0.21 | 0.034183 | 1.5087 | 1.5087 | 6.2474 | 0.6431 | 0.0012136 | 0.004224 | 0.0069788 | 0.086901 | 0 | 0 | 0.015357 | 0 | 0.3119 | 5.6511 | 2.0585 | 0.75802 | 0.53217 | 0.81115 | 0 | 0 | 0 | 0.030369 | -1.8577 | 0.033679 | 0 | 0.095921 | 0 | -0.73039 | 0 | 0 | 0 | 0 | 0 | 0 | 0 | 0 | 0.54445 | 0.048074 | 3.8936e-05 | 0 | 1.822 | 0 | 2.8967 | 2.8923 | 0.39172 | 23.202 | 1.2254 | 3.0551 | 0.16064 | 0.017778 | -0.27193 | 0.69964 | 0.18406 | 3.3194 | 37.9878 | 17.6155 | -1.0023 | 0 | 0.078052 | 0 | 1.6728 | 0.31877
2025_08_08 Hr 20 | 0.045044 | 0.00038504 | 0 | 0.13062 | 0.13071 | 0.13071 | 0.13064 | 0.13065 | 0.13071 | 0 | 0 | 0.010184 | 0.75 | 0.10095 | 1.5087 | 1.5087 | 6.2474 | 0.6431 | 0.0012136 | 0.004224 | 0.0069788 | 0.086901 | 0 | 0 | 0.015357 | 0 | 0.3119 | 5.6511 | 2.0585 | 0.75802 | 0.53217 | 0.81115 | 0 | 0 | 0 | 0.28958 | -2.5673 | 0.033679 | 0 | 0.079315 | 0 | -0.60358 | 0 | 0 | 0 | 0 | 0 | 0 | 0 | 0 | 0.47912 | 0.048074 | 3.8936e-05 | 0 | 1.822 | 0 | 2.8967 | 2.8923 | 0.33079 | 23.202 | 1.2254 | 3.0551 | 0.16064 | 0.017778 | -0.045044 | 0.69964 | 0.18406 | 3.3194 | 38.1321 | 17.8565 | -0.64862 | 0 | 0.078052 | 0 | 1.6728 | 0.30674
2025_08_08 Hr 21 | 0 | 7.2603e-05 | 0 | 0.13062 | 0.13071 | 0.13071 | 0.13064 | 0.13065 | 0.13071 | 0 | 0 | 0.010184 | 1.62 | 0.1785 | 1.5087 | 1.5087 | 6.2474 | 0.6431 | 0.0012136 | 0.004224 | 0.0069788 | 0.086901 | 0 | 0 | 0.015357 | 4.898 | 0.3119 | 5.6511 | 2.0585 | 0.75802 | 0.53217 | 0.81115 | 0 | 0 | 0 | 0 | -12.4194 | 0.033679 | 0 | 0 | 0 | -0.49373 | 0 | 0 | 0 | 0 | 0 | 0 | 0 | 0 | 0.47912 | 0.048074 | 3.8936e-05 | 0 | 1.822 | 0 | 2.8967 | 2.8923 | 0.17845 | 23.7916 | 1.2254 | 3.0551 | 0.16064 | 0.017778 | 0 | 0.69964 | 0.18406 | 3.3194 | 29.4803 | 18.6019 | -0.49373 | 0 | 0.078052 | 0 | 1.6728 | 0.30225
2025_08_08 Hr 22 | 0 | 1.5373e-05 | 0 | 0.13062 | 0.13071 | 0.13071 | 0.13064 | 0.13065 | 0.13071 | 0 | 0 | 0.010184 | 2.37 | 0.25189 | 1.5087 | 1.5087 | 6.2474 | 0.6431 | 0.0012136 | 0.004224 | 0.0069788 | 0.086901 | 0 | 0 | 0.015357 | 1.0352 | 0.3119 | 5.6511 | 2.0585 | 0.75802 | 0.53217 | 0.81115 | 0 | 0 | 0 | 0 | -24.7773 | 0.033679 | 0 | 0 | 0 | -0.47617 | 0 | 0 | 0 | 0 | 0 | 0 | 0 | 0 | 1.372 | 0.048074 | 3.8936e-05 | 0 | 1.822 | 0 | 2.8967 | 2.8923 | 0.30032 | 24.2372 | 1.2254 | 3.0551 | 0.16064 | 0.017778 | 0 | 0.69964 | 0.18406 | 3.3194 | 19.4184 | 20.4347 | -0.47617 | 0 | 0.078052 | 0 | 1.6728 | 0.297
2025_08_08 Hr 23 | 0 | 0 | 0 | 0.13062 | 0.13071 | 0.13071 | 0.13064 | 0.13065 | 0.13071 | 0 | 0 | 0.010184 | 2.34 | 0.17864 | 1.5087 | 1.5087 | 6.5246 | 0.547 | 0.0012136 | 0.004224 | 0.0069788 | 0.086901 | 0 | 0 | 0.015357 | 1.2582 | 0.3119 | 5.8393 | 2.0585 | 0 | 0.55307 | 0.81115 | 0 | 0 | 0 | 0 | -25.2098 | 0.033679 | 0 | 0 | 0 | -0.34144 | 0 | 0 | 0 | 0 | 0 | 0 | 0 | 0 | 1.7132 | 0.048074 | 3.8936e-05 | 0 | 1.822 | 0 | 3.0055 | 3.0009 | 0.57017 | 24.2889 | 1.2254 | 3.0551 | 0.16064 | 0.017778 | 0 | 0.69964 | 0.18406 | 3.3194 | 19.6939 | 20.9563 | -0.34144 | 0 | 0.078052 | 0 | 1.6728 | 0.28994
2025_08_08 Hr 24 | 0 | 0 | 0 | 0.13062 | 0.13071 | 0.13071 | 0.13064 | 0.13065 | 0.13071 | 0 | 0 | 0.010184 | 2.25 | 0.1446 | 1.5087 | 1.5087 | 6.5312 | 0.547 | 0.0012136 | 0.004224 | 0.0069788 | 0.086901 | 0 | 0 | 0.015357 | 1.0814 | 0.3119 | 5.8435 | 2.0585 | 0 | 0.55355 | 0.81115 | 0 | 0 | 0 | 0 | -21.4803 | 0.033679 | 0 | 0 | 0 | -0.28711 | 0 | 0 | 0 | 0 | 0 | 0 | 0 | 0 | 1.5753 | 0.048074 | 3.8936e-05 | 0 | 1.822 | 0 | 3.0055 | 3.0009 | 0.5397 | 24.1228 | 1.2254 | 3.0551 | 0.16064 | 0.017778 | 0 | 0.69964 | 0.18406 | 3.3194 | 23.0066 | 20.6512 | -0.28711 | 0 | 0.078052 | 0 | 1.6728 | 0.27674
2025_08_09 Hr 01 | 0 | 0 | 0 | 0.12671 | 0.1268 | 0.1268 | 0.12674 | 0.12675 | 0.1268 | 0 | 0 | 0.010184 | 2.25 | 0.15576 | 1.5087 | 1.5087 | 6.3362 | 0.53067 | 0.0012136 | 0.004224 | 0.0069788 | 0.086901 | 0 | 0 | 0.015357 | 0.60972 | 0.30273 | 5.6689 | 2.0585 | 0 | 0.55355 | 0.81115 | 0 | 0 | 0 | 0 | -27.8934 | 0.033679 | 0 | 0 | 0 | -0.30942 | 0 | 0 | 0 | 0 | 0 | 0 | 0 | 0 | 1.6406 | 0.048074 | 3.8936e-05 | 0 | 1.822 | 0 | 2.9157 | 2.9113 | 0.33079 | 23.0532 | 1.2254 | 3.0551 | 0.16064 | 0.017778 | 0 | 0.69964 | 0.18406 | 3.3194 | 15.3612 | 20.5108 | -0.30942 | 0 | 0.078052 | 0 | 1.6728 | 0.26878
2025_08_09 Hr 02 | 0 | 0 | 0 | 0.12671 | 0.1268 | 0.1268 | 0.12674 | 0.12675 | 0.1268 | 0 | 0 | 0.010184 | 1.32 | 0.091853 | 1.5087 | 1.5087 | 6.3362 | 0 | 0.0012136 | 0.004224 | 0.0069788 | 0.086901 | 0 | 0 | 0.015357 | 0.85088 | 0.30273 | 5.6689 | 2.0585 | 0 | 0.55355 | 0.81115 | 0 | 0 | 0 | 0 | -27.7542 | 0.033679 | 0 | 0.2013 | 0 | -0.31103 | 0 | 0 | 0 | 0 | 0 | 0 | 0 | 0 | 2.1923 | 0.048074 | 3.8936e-05 | 0 | 1.822 | 0 | 2.9157 | 2.9113 | 0.20892 | 22.7637 | 1.2254 | 3.0551 | 0.16064 | 0.017778 | 0 | 0.69964 | 0.18406 | 3.3194 | 14.6418 | 19.9433 | -0.31103 | 0 | 0.078052 | 0 | 1.6728 | 0.26535
2025_08_09 Hr 03 | 0 | 0 | 0 | 0.12671 | 0.1268 | 0.1268 | 0.12674 | 0.12675 | 0.1268 | 0 | 0 | 0.010184 | 0.66 | 0.041975 | 1.5087 | 1.5087 | 6.3362 | 0 | 0.0012136 | 0.004224 | 0.0069788 | 0.086901 | 0 | 0 | 0.015357 | 1.092 | 0.30273 | 5.6689 | 2.0585 | 0 | 0.55355 | 0.81115 | 0 | 0 | 0 | 0 | -26.1801 | 0.033679 | 0 | 0.18398 | 0 | -0.28409 | 0 | 0 | 0 | 0 | 0 | 0 | 0 | 0 | 2.2577 | 0.048074 | 3.8936e-05 | 0 | 1.822 | 0 | 2.9157 | 2.9113 | 0.12187 | 23.0049 | 1.2254 | 3.0551 | 0.16064 | 0.017778 | 0 | 0.69964 | 0.18406 | 3.3194 | 15.7462 | 19.2055 | -0.28409 | 0 | 0.078052 | 0 | 1.6728 | 0.25909
2025_08_09 Hr 04 | 0 | 0 | 0 | 0.12671 | 0.1268 | 0.1268 | 0.12674 | 0.12675 | 0.1268 | 0 | 0 | 0.010184 | 0.75 | 0.052204 | 1.5087 | 1.5087 | 6.3362 | 0 | 0.0012136 | 0.004224 | 0.0069788 | 0.086901 | 0 | 0 | 0.015357 | 1.2723 | 0.30273 | 5.6689 | 2.0585 | 0 | 0.55355 | 0.81115 | 0 | 0 | 0 | 0 | -32.9698 | 0.033679 | 0 | 0.20136 | 0 | -0.31113 | 0 | 0 | 0 | 0 | 0 | 0 | 0 | 0 | 2.5335 | 0.048074 | 3.8936e-05 | 0 | 1.822 | 0 | 2.9157 | 2.9113 | 0.33079 | 23.1851 | 1.2254 | 3.0551 | 0.16064 | 0.017778 | 0 | 0.69964 | 0.18406 | 3.3194 | 9.6937 | 19.7894 | -0.31113 | 0 | 0.078052 | 0 | 1.6728 | 0.25806
2025_08_09 Hr 05 | 0 | 0 | 0 | 0.12671 | 0.1268 | 0.1268 | 0.12674 | 0.12675 | 0.1268 | 0 | 0 | 0.010184 | 0.66 | 0.055353 | 1.5087 | 1.5087 | 6.3362 | 0 | 0.0012136 | 0.004224 | 0.0069788 | 0.086901 | 0 | 0 | 0.015357 | 1.2821 | 0.30273 | 5.6689 | 2.0585 | 0 | 0.55355 | 0.81115 | 0 | 0 | 0 | 0 | -41.2662 | 0.033679 | 0 | 0.24262 | 0 | -0.37531 | 0 | 0 | 0 | 0 | 0 | 0 | 0 | 0 | 2.3956 | 0.048074 | 3.8936e-05 | 0 | 1.822 | 0 | 2.9157 | 2.9113 | 0.87049 | 23.195 | 1.2254 | 3.0551 | 0.16064 | 0.017778 | 0 | 0.69964 | 0.18406 | 3.3194 | 1.658 | 20.1045 | -0.37531 | 0 | 0.078052 | 0 | 1.6728 | 0.25819
2025_08_09 Hr 06 | 0 | 0 | 0 | 0.12671 | 0.1268 | 0.1268 | 0.12674 | 0.12675 | 0.1268 | 0 | 0 | 0.010184 | 1.05 | 0.096145 | 1.5087 | 1.5087 | 6.3362 | 0 | 0.0012136 | 0.004224 | 0.0069788 | 0.086901 | 0 | 0 | 0.015357 | 1.2821 | 0.30273 | 5.6689 | 2.0585 | 0 | 0.55355 | 0.81115 | 0 | 0 | 0 | 0 | -48.826 | 0.033679 | 0 | 0.26489 | 0 | -0.40995 | 0 | 0 | 0 | 0 | 0 | 0 | 0 | 0 | 2.3956 | 0.048074 | 3.8936e-05 | 0 | 1.822 | 0 | 2.9157 | 2.9113 | 1.2013 | 23.195 | 1.2254 | 3.0551 | 0.16064 | 0.017778 | 0 | 0.69964 | 0.18406 | 3.3194 | -5.1691 | 20.8719 | -0.40995 | 0 | 0.078052 | 0 | 1.6728 | 0.26406
2025_08_09 Hr 07 | 0.11348 | 0 | 0 | 0.12671 | 0.1268 | 0.1268 | 0.12674 | 0.12675 | 0.1268 | 0 | 0 | 0.010184 | 0.93 | 0.08906 | 1.5087 | 1.5087 | 6.0609 | 0 | 0.0012136 | 0.004224 | 0.0069788 | 0.086901 | 0 | 0 | 0.015357 | 1.2821 | 0.30273 | 5.4823 | 2.0585 | 0 | 0.53217 | 0.81115 | 0 | 0 | 0 | 0 | -44.5376 | 0.033679 | 0 | 0.27703 | 0 | -0.42884 | 0 | 0 | 0 | 0 | 0 | 0 | 0 | 0 | 1.9165 | 0.048074 | 3.8936e-05 | 0 | 1.822 | 0 | 2.8101 | 2.8059 | 1.1403 | 22.5221 | 1.2254 | 3.0551 | 0.16064 | 0.017778 | -0.11348 | 0.69964 | 0.18406 | 3.3194 | -2.2606 | 20.2972 | -0.54232 | 0 | 0.078052 | 0 | 1.6728 | 0.26432
2025_08_09 Hr 08 | 0.29569 | 2.0603e-05 | 0 | 0.12671 | 0.1268 | 0.1268 | 0.12674 | 0.12675 | 0.1268 | 0 | 0 | 0.010184 | 0.21 | 0.020708 | 1.5087 | 1.5087 | 6.0609 | 0.6239 | 0.0012136 | 0.004224 | 0.0069788 | 0.086901 | 0 | 0 | 0.015357 | 1.2821 | 0.30273 | 5.4823 | 2.0585 | 0 | 0.53217 | 0.81115 | 0 | 0 | 0 | 0 | -43.5608 | 0.033679 | 0 | 0 | 0 | -0.44165 | 0 | 0 | 0 | 0 | 0 | 0 | 0 | 0 | 1.8511 | 0.048074 | 3.8936e-05 | 0 | 1.822 | 0 | 2.8101 | 2.8059 | 1.0489 | 23.146 | 1.2254 | 3.0551 | 0.16064 | 0.017778 | -0.29569 | 0.69964 | 0.18406 | 3.3194 | -1.6109 | 19.5412 | -0.73734 | 0 | 0.078052 | 0 | 1.6728 | 0.27121
2025_08_09 Hr 09 | 0.31807 | 7.4608e-05 | 0 | 0.12671 | 0.1268 | 0.1268 | 0.12674 | 0.12675 | 0.1268 | 0 | 0 | 0.010184 | 0.09 | 0.0087042 | 1.5087 | 1.5087 | 6.0609 | 0.6239 | 0.0012136 | 0.004224 | 0.0069788 | 0.086901 | 0 | 0 | 0.015357 | 1.2821 | 0.30273 | 5.4823 | 2.0585 | 0 | 0.53217 | 0.81115 | 0 | 0 | 0 | 0 | -46.6308 | 0.033679 | 0 | 0 | 0 | -0.43311 | 0 | 0 | 0 | 0 | 0 | 0 | 0 | 0 | 1.4374 | 0.048074 | 3.8936e-05 | 0 | 1.822 | 0 | 2.8101 | 2.8059 | 1.1708 | 23.146 | 1.2254 | 3.0551 | 0.16064 | 0.017778 | -0.31807 | 0.69964 | 0.18406 | 3.3194 | -5.0819 | 19.1541 | -0.75118 | 0 | 0.078052 | 0 | 1.6728 | 0.28562
2025_08_09 Hr 10 | 0.3634 | 0.00048024 | 0 | 0.12671 | 0.1268 | 0.1268 | 0.12674 | 0.12675 | 0.1268 | 0 | 0 | 0.010184 | 0.09 | 0.013447 | 1.5071 | 1.5071 | 6.0474 | 0.57191 | 0.0012136 | 0.004224 | 0.0069788 | 0.086901 | 0 | 0 | 0.015357 | 1.2771 | 0.30273 | 5.4717 | 2.0585 | 0.67409 | 0.53093 | 0.81115 | 0 | 0 | 0 | 0 | -73.9657 | 0.033679 | 0 | 0 | 0 | -0.67024 | 0 | 0 | 0 | 0 | 0 | 0 | 0 | 0 | 1.4374 | 0.048074 | 3.8936e-05 | 0 | 1.822 | 0 | 2.7896 | 2.7854 | 0.80956 | 23.6947 | 1.2254 | 3.0551 | 0.16064 | 0.017778 | -0.3634 | 0.69964 | 0.18406 | 3.3194 | -32.4535 | 18.8512 | -1.0336 | 0 | 0.078052 | 0 | 1.6728 | 0.29468
2025_08_09 Hr 11 | 0.47718 | 0.00077673 | 0 | 0.12671 | 0.1268 | 0.1268 | 0.12674 | 0.12675 | 0.1268 | 0 | 0 | 0.010184 | 0.12 | 0.012691 | 1.5087 | 1.5087 | 6.0609 | 0.6239 | 0.0012136 | 0.004224 | 0.0069788 | 0.086901 | 0 | 0 | 0.015357 | 1.2821 | 0.30273 | 5.4823 | 2.0585 | 0.73537 | 0.53217 | 0.81115 | 0 | 0 | 0 | 0 | -54.6517 | 0.033679 | 0 | 0 | 0 | -0.4738 | 0 | 0 | 0 | 0 | 0 | 0 | 0 | 0 | 1.1615 | 0.048074 | 3.8936e-05 | 0 | 1.822 | 0 | 2.8101 | 2.8059 | 0.63111 | 23.8814 | 1.2254 | 3.0551 | 0.16064 | 0.017778 | -0.47718 | 0.69964 | 0.18406 | 3.3194 | -13.168 | 18.5533 | -0.95097 | 0 | 0.078052 | 0 | 1.6728 | 0.30654
2025_08_09 Hr 12 | 0.56719 | 0.00077175 | 0 | 0.12671 | 0.1268 | 0.1268 | 0.12674 | 0.12675 | 0.1268 | 0 | 0 | 0.010184 | 0.09 | 0.0093546 | 1.5087 | 1.5087 | 6.0609 | 0.6239 | 0.0012136 | 0.004224 | 0.0069788 | 0.086901 | 0 | 0 | 0.015357 | 1.2821 | 0.30273 | 5.4823 | 2.0585 | 0.73537 | 0.53217 | 0.81115 | 0 | 0 | 0 | 0 | -52.433 | 0.033679 | 0 | 0 | 0 | -0.46563 | 0 | 0 | 0 | 0 | 0 | 0 | 0 | 0 | 0.8929 | 0.048074 | 3.8936e-05 | 0 | 1.822 | 0 | 2.8101 | 2.8059 | 0.69204 | 23.8814 | 1.2254 | 3.0551 | 0.16064 | 0.017778 | -0.56719 | 0.69964 | 0.18406 | 3.3194 | -11.177 | 18.4074 | -1.0328 | 0 | 0.078052 | 0 | 1.6728 | 0.31164
2025_08_09 Hr 13 | 0.7037 | 0.0012804 | 0 | 0.12671 | 0.1268 | 0.1268 | 0.12674 | 0.12675 | 0.1268 | 0 | 0 | 0.010184 | 0.03 | 0.0037286 | 1.5087 | 1.5087 | 6.0609 | 0.6239 | 0.0012136 | 0.004224 | 0.0069788 | 0.086901 | 0 | 0 | 0.015357 | 1.2821 | 0.30273 | 5.4823 | 2.0585 | 0.73537 | 0.53217 | 0.81115 | 0 | 0 | 0 | 0 | -64.0889 | 0.033679 | 0 | 0 | 0 | -0.55718 | 0 | 0 | 0 | 0 | 0 | 0 | 0 | 0 | 0.75498 | 0.048074 | 3.8936e-05 | 0 | 1.822 | 0 | 2.8101 | 2.8059 | 1.0185 | 23.8814 | 1.2254 | 3.0551 | 0.16064 | 0.017778 | -0.7037 | 0.69964 | 0.18406 | 3.3194 | -22.7951 | 18.6733 | -1.2609 | 0 | 0.078052 | 0 | 1.6728 | 0.31764
2025_08_09 Hr 14 | 0.7093 | 0.0011417 | 0 | 0.12671 | 0.1268 | 0.1268 | 0.12674 | 0.12675 | 0.1268 | 0 | 0 | 0.010184 | 0 | 0 | 1.5087 | 1.5087 | 6.0609 | 0.6239 | 0.0012136 | 0.004224 | 0.0069788 | 0.086901 | 0 | 0 | 0.015357 | 1.2821 | 0.30273 | 5.4823 | 2.0585 | 0.73537 | 0.53217 | 0.81115 | 0 | 0 | 0 | 0 | -59.1891 | 0.033679 | 0 | 0 | 0 | -0.49974 | 0 | 0 | 0 | 0 | 0 | 0 | 0 | 0 | 0.75498 | 0.048074 | 3.8936e-05 | 0 | 1.822 | 0 | 2.8101 | 2.8059 | 0.96189 | 23.8814 | 1.2254 | 3.0551 | 0.16064 | 0.017778 | -0.7093 | 0.69964 | 0.18406 | 3.3194 | -17.9226 | 18.5942 | -1.209 | 0 | 0.078052 | 0 | 1.6728 | 0.32339
2025_08_09 Hr 15 | 0.69833 | 0.00056856 | 0 | 0.12671 | 0.1268 | 0.1268 | 0.12674 | 0.12675 | 0.1268 | 0 | 0 | 0.010184 | 0.03 | 0.00338 | 1.5087 | 1.5087 | 6.0609 | 0.6239 | 0.0012136 | 0.004224 | 0.0069788 | 0.086901 | 0 | 0 | 0.015357 | 1.2821 | 0.30273 | 5.4823 | 2.0585 | 0.73537 | 0.53217 | 0.81115 | 0 | 0 | 0 | 0 | -56.6357 | 0.033679 | 0 | 0 | 0 | -0.5049 | 0 | 0 | 0 | 0 | 0 | 0 | 0 | 0 | 0.75498 | 0.048074 | 3.8936e-05 | 0 | 1.822 | 0 | 2.8101 | 2.8059 | 0.87049 | 23.8814 | 1.2254 | 3.0551 | 0.16064 | 0.017778 | -0.69833 | 0.69964 | 0.18406 | 3.3194 | -15.4298 | 18.5278 | -1.2032 | 0 | 0.078052 | 0 | 1.6728 | 0.32656
2025_08_09 Hr 16 | 0.77163 | 0.00055757 | 0 | 0.12671 | 0.1268 | 0.1268 | 0.12674 | 0.12675 | 0.1268 | 0 | 0 | 0.010184 | 0.03 | 0.0035044 | 1.5087 | 1.5087 | 6.0609 | 0.6239 | 0.0012136 | 0.004224 | 0.0069788 | 0.086901 | 0 | 0 | 0.015357 | 1.2821 | 0.30273 | 5.4823 | 2.0585 | 0.73537 | 0.53217 | 0.81115 | 0 | 0 | 0 | 0 | -58.0191 | 0.033679 | 0 | 0 | 0 | -0.52356 | 0 | 0 | 0 | 0 | 0 | 0 | 0 | 0 | 0.82031 | 0.048074 | 3.8936e-05 | 0 | 1.822 | 0 | 2.8101 | 2.8059 | 0.77909 | 23.8814 | 1.2254 | 3.0551 | 0.16064 | 0.017778 | -0.77163 | 0.69964 | 0.18406 | 3.3194 | -16.8554 | 18.5776 | -1.2952 | 0 | 0.078052 | 0 | 1.6728 | 0.32899
2025_08_09 Hr 17 | 0.70261 | 0.00048812 | 0 | 0.12671 | 0.1268 | 0.1268 | 0.12674 | 0.12675 | 0.1268 | 0 | 0 | 0.010184 | 0.03 | 0.0033376 | 1.5087 | 1.5087 | 6.0609 | 0.6239 | 0.0012136 | 0.004224 | 0.0069788 | 0.086901 | 0 | 0 | 0.015357 | 1.2805 | 0.30273 | 5.4823 | 2.0585 | 0.67409 | 0.53217 | 0.81115 | 0 | 0 | 0 | 0 | -49.5213 | 0.033679 | 0 | 0 | 0 | -0.49853 | 0 | 0 | 0 | 0 | 0 | 0 | 0 | 0 | 0.61705 | 0.048074 | 3.8936e-05 | 0 | 1.822 | 0 | 2.7896 | 2.7854 | 0.72251 | 23.7775 | 1.2254 | 3.0551 | 0.16064 | 0.017778 | -0.70261 | 0.69964 | 0.18406 | 3.3194 | -8.697 | 18.248 | -1.2011 | 0 | 0.078052 | 0 | 1.6728 | 0.32849
2025_08_09 Hr 18 | 0.61303 | 0.00032384 | 0 | 0.12671 | 0.1268 | 0.1268 | 0.12674 | 0.12675 | 0.1268 | 0 | 0 | 0.010184 | 0.06 | 0.0057298 | 1.5087 | 1.5087 | 6.0609 | 0.6239 | 0.0012136 | 0.004224 | 0.0069788 | 0.086901 | 0 | 0 | 0.015357 | 1.2821 | 0.30273 | 5.4823 | 2.0585 | 0.73537 | 0.53217 | 0.81115 | 0 | 0 | 0 | 0 | -39.5823 | 0.033679 | 0 | 0 | 0 | -0.42763 | 0 | 0 | 0 | 0 | 0 | 0 | 0 | 0 | 0.61705 | 0.048074 | 3.8936e-05 | 0 | 1.822 | 0 | 2.8101 | 2.8059 | 0.99236 | 23.8814 | 1.2254 | 3.0551 | 0.16064 | 0.017778 | -0.61303 | 0.69964 | 0.18406 | 3.3194 | 1.7126 | 18.4542 | -1.0407 | 0 | 0.078052 | 0 | 1.6728 | 0.32223
2025_08_09 Hr 19 | 0.40867 | 0.00031006 | 0 | 0.12671 | 0.1268 | 0.1268 | 0.12674 | 0.12675 | 0.1268 | 0 | 0 | 0.010184 | 0.09 | 0.0080759 | 1.5071 | 1.5071 | 6.0204 | 0.51992 | 0.0012136 | 0.004224 | 0.0069788 | 0.086901 | 0 | 0 | 0.015357 | 1.2219 | 0.30273 | 5.4504 | 2.0585 | 0.61281 | 0.52844 | 0.81115 | 0 | 0 | 0 | 0 | -34.8177 | 0.033679 | 0 | 0 | 0 | -0.40169 | 0 | 0 | 0 | 0 | 0 | 0 | 0 | 0 | 0.34119 | 0.048074 | 3.8936e-05 | 0 | 1.822 | 0 | 2.6666 | 2.6624 | 1.8324 | 23.232 | 1.2254 | 3.0551 | 0.16064 | 0.017778 | -0.40867 | 0.69964 | 0.18406 | 3.3194 | 6.4379 | 18.8339 | -0.81036 | 0 | 0.078052 | 0 | 1.6728 | 0.31356
2025_08_09 Hr 20 | 0.090669 | 8.0705e-05 | 0 | 0.12671 | 0.1268 | 0.1268 | 0.12674 | 0.12675 | 0.1268 | 0 | 0 | 0.010184 | 0.24 | 0.015858 | 1.5087 | 1.5087 | 6.0609 | 0.6239 | 0.0012136 | 0.004224 | 0.0069788 | 0.086901 | 0 | 0 | 0.015357 | 1.2152 | 0 | 5.4823 | 2.0585 | 0.73537 | 0.53217 | 0.81115 | 0 | 0 | 0 | 0 | -25.4912 | 0.033679 | 0 | 0 | 0 | -0.29524 | 0 | 0 | 0 | 0 | 0 | 0 | 0 | 0 | 0.34119 | 0.048074 | 3.8936e-05 | 0 | 1.822 | 0 | 2.8101 | 2.8059 | 1.8324 | 23.5117 | 1.2254 | 3.0551 | 0.16064 | 0.017778 | -0.090669 | 0.69964 | 0.18406 | 3.3194 | 16.3028 | 18.6682 | -0.3859 | 0 | 0.078052 | 0 | 1.6728 | 0.3045
2025_08_09 Hr 21 | 0 | 5.4895e-05 | 0 | 0.12671 | 0.1268 | 0.1268 | 0.12674 | 0.12675 | 0.1268 | 0 | 0 | 0.010184 | 0.66 | 0.042535 | 1.5087 | 1.5087 | 6.0609 | 0.6239 | 0.0012136 | 0.004224 | 0.0069788 | 0.086901 | 0 | 0 | 0.015357 | 0 | 0 | 5.4823 | 2.0585 | 0 | 0.53217 | 0.81115 | 0 | 0 | 0 | 0 | -19.3143 | 0.033679 | 0 | 0.037978 | 0 | -0.28791 | 0 | 0 | 0 | 0 | 0 | 0 | 0 | 0 | 0.27586 | 0.048074 | 3.8936e-05 | 0 | 1.822 | 0 | 2.8101 | 2.8059 | 1.0489 | 21.5612 | 1.2254 | 3.0551 | 0.16064 | 0.017778 | 0 | 0.69964 | 0.18406 | 3.3194 | 20.1237 | 18.1648 | -0.28791 | 0 | 0.078052 | 0 | 1.6728 | 0.29391
2025_08_09 Hr 22 | 0 | 9.5045e-06 | 0 | 0 | 0 | 0 | 0 | 0 | 0 | 0 | 0 | 0.010184 | 1.74 | 0.1029 | 1.5087 | 1.5087 | 6.0609 | 0.6239 | 0.0012136 | 0.004224 | 0.0069788 | 0.086901 | 0 | 0 | 0.015357 | 0 | 0 | 5.4823 | 2.0585 | 0 | 0.53217 | 0.81115 | 0 | 0 | 0 | 0 | -18.3145 | 0.033679 | 0 | 0.038652 | 0 | -0.26403 | 0 | 0 | 0 | 0 | 0 | 0 | 0 | 0 | 0.27586 | 0.048074 | 3.8936e-05 | 0 | 1.822 | 0 | 2.8101 | 2.8059 | 1.1708 | 20.8005 | 1.2254 | 3.0551 | 0.16064 | 0.017778 | 0 | 0.69964 | 0.18406 | 3.3194 | 21.6369 | 19.4149 | -0.26403 | 0 | 0.078052 | 0 | 1.6728 | 0.2818
2025_08_09 Hr 23 | 0 | 0 | 0 | 0 | 0 | 0 | 0 | 0 | 0 | 0 | 0 | 0.010184 | 2.19 | 0.12561 | 1.5087 | 1.5087 | 6.3299 | 0.53067 | 0.0012136 | 0.004224 | 0.0069788 | 0.086901 | 0 | 0 | 0.015357 | 0 | 0 | 5.6649 | 2.0585 | 0 | 0.55307 | 0.81115 | 0 | 0 | 0 | 0 | -22.4031 | 0.033679 | 0 | 0.037487 | 0 | -0.25601 | 0 | 0 | 0 | 0 | 0 | 0 | 0 | 0 | 0.34119 | 0.048074 | 3.8936e-05 | 0 | 1.822 | 0 | 2.9157 | 2.9113 | 1.6801 | 21.3697 | 1.2254 | 3.0551 | 0.16064 | 0.017778 | 0 | 0.69964 | 0.18406 | 3.3194 | 19.1831 | 20.4724 | -0.25601 | 0 | 0.078052 | 0 | 1.6728 | 0.27121
2025_08_09 Hr 24 | 0 | 0 | 0 | 0 | 0 | 0 | 0 | 0 | 0 | 0 | 0 | 0.010184 | 2.31 | 0.10682 | 1.5087 | 1.5087 | 6.3362 | 0 | 0.0012136 | 0.004224 | 0.0069788 | 0.086901 | 0 | 0 | 0.015357 | 0 | 0 | 5.6689 | 2.0585 | 0 | 0.55355 | 0.81115 | 0 | 0 | 0 | 0 | -18.0387 | 0.033679 | 0 | 0.164 | 0 | -0.206 | 0 | 0 | 0 | 0 | 0 | 0 | 0 | 0 | 0.34119 | 0.048074 | 3.8936e-05 | 0 | 1.822 | 0 | 2.9157 | 2.9113 | 0.84002 | 20.8495 | 1.2254 | 3.0551 | 0.16064 | 0.017778 | 0 | 0.69964 | 0.18406 | 3.3194 | 22.3317 | 19.7269 | -0.206 | 0 | 0.078052 | 0 | 1.6728 | 0.26406
2025_08_10 Hr 01 | 0 | 0 | 0 | 0 | 0 | 0 | 0 | 0 | 0 | 0 | 0 | 0.010184 | 2.1 | 0.097262 | 1.5087 | 1.5087 | 6.3362 | 0 | 0.0012136 | 0.004224 | 0.0069788 | 0.086901 | 0 | 0 | 0.015357 | 0 | 0 | 5.6689 | 2.0585 | 0 | 0.55355 | 0.81115 | 0 | 0 | 0 | 0 | -24.1891 | 0.033679 | 0 | 0.03027 | 0 | -0.20632 | 0 | 0 | 0 | 0 | 0 | 0 | 0 | 0 | 0.27586 | 0.048074 | 3.8936e-05 | 0 | 1.822 | 0 | 2.9157 | 2.9113 | 0.90096 | 20.8495 | 1.2254 | 3.0551 | 0.16064 | 0.017778 | 0 | 0.69964 | 0.18406 | 3.3194 | 15.9519 | 19.4978 | -0.20632 | 0 | 0.078052 | 0 | 1.6728 | 0.25887
2025_08_10 Hr 02 | 0 | 0 | 0 | 0.12671 | 0.1268 | 0.1268 | 0.12674 | 0.12675 | 0.1268 | 0 | 0 | 0.010184 | 1.89 | 0.091089 | 1.5087 | 1.5087 | 6.3362 | 0 | 0.0012136 | 0.004224 | 0.0069788 | 0.086901 | 0 | 0 | 0.015357 | 0 | 0 | 5.6689 | 2.0585 | 0 | 0.55355 | 0.81115 | 0 | 0 | 0 | 0 | -25.73 | 0.033679 | 0 | 0.028401 | 0 | -0.21478 | 0 | 0 | 0 | 0 | 0 | 0 | 0 | 0 | 0.20326 | 0.048074 | 3.8936e-05 | 0 | 1.822 | 0 | 2.9157 | 2.9113 | 1.0794 | 21.6101 | 1.2254 | 3.0551 | 0.16064 | 0.017778 | 0 | 0.69964 | 0.18406 | 3.3194 | 15.0467 | 19.3814 | -0.21478 | 0 | 0.078052 | 0 | 1.6728 | 0.25279
2025_08_10 Hr 03 | 0 | 0 | 0 | 0.12671 | 0.1268 | 0.1268 | 0.12674 | 0.12675 | 0.1268 | 0 | 0 | 0.010184 | 1.95 | 0.09083 | 1.5087 | 1.5087 | 6.3362 | 0 | 0.0012136 | 0.004224 | 0.0069788 | 0.086901 | 0 | 0 | 0.015357 | 0 | 0 | 5.6689 | 2.0585 | 0 | 0.55355 | 0.81115 | 0 | 0 | 0 | 0 | -24.9947 | 0.033679 | 0 | 0.027449 | 0 | -0.20751 | 0 | 0 | 0 | 0 | 0 | 0 | 0 | 0 | 0.20326 | 0.048074 | 3.8936e-05 | 0 | 1.822 | 0 | 2.9157 | 2.9113 | 1.0185 | 21.6101 | 1.2254 | 3.0551 | 0.16064 | 0.017778 | 0 | 0.69964 | 0.18406 | 3.3194 | 15.7865 | 19.3786 | -0.20751 | 0 | 0.078052 | 0 | 1.6728 | 0.25114
2025_08_10 Hr 04 | 0 | 0 | 0 | 0.12671 | 0.1268 | 0.1268 | 0.12674 | 0.12675 | 0.1268 | 0 | 0 | 0.010184 | 1.95 | 0.087859 | 1.5087 | 1.5087 | 6.3362 | 0 | 0.0012136 | 0.004224 | 0.0069788 | 0.086901 | 0 | 0 | 0.015357 | 0 | 0 | 5.6689 | 2.0585 | 0 | 0.55355 | 0.81115 | 0 | 0 | 0 | 0 | -25.1931 | 0.033679 | 0 | 0.026551 | 0 | -0.20065 | 0 | 0 | 0 | 0 | 0 | 0 | 0 | 0 | 0.065334 | 0.048074 | 3.8936e-05 | 0 | 1.822 | 0 | 2.9157 | 2.9113 | 1.0794 | 21.6101 | 1.2254 | 3.0551 | 0.16064 | 0.017778 | 0 | 0.69964 | 0.18406 | 3.3194 | 15.5142 | 19.2978 | -0.20065 | 0 | 0.078052 | 0 | 1.6728 | 0.25038
2025_08_10 Hr 05 | 0 | 0 | 0 | 0.12671 | 0.1268 | 0.1268 | 0.12674 | 0.12675 | 0.1268 | 0 | 0 | 0.010184 | 1.77 | 0.082917 | 1.5087 | 1.5087 | 6.3362 | 0 | 0.0012136 | 0.004224 | 0.0069788 | 0.086901 | 0 | 0 | 0.015357 | 0 | 0 | 5.6689 | 2.0585 | 0 | 0.55355 | 0.81115 | 0 | 0 | 0 | 0 | -25.9823 | 0.033679 | 0 | 0.027605 | 0 | -0.20871 | 0 | 0 | 0 | 0 | 0 | 0 | 0 | 0 | 0.065334 | 0.048074 | 3.8936e-05 | 0 | 1.822 | 0 | 2.9157 | 2.9113 | 1.1403 | 21.6101 | 1.2254 | 3.0551 | 0.16064 | 0.017778 | 0 | 0.69964 | 0.18406 | 3.3194 | 14.5934 | 19.1743 | -0.20871 | 0 | 0.078052 | 0 | 1.6728 | 0.25088
2025_08_10 Hr 06 | 0 | 0 | 0 | 0.12671 | 0.1268 | 0.1268 | 0.12674 | 0.12675 | 0.1268 | 0 | 0 | 0.010184 | 1.62 | 0.088031 | 1.5087 | 1.5087 | 6.3362 | 0 | 0.0012136 | 0.004224 | 0.0069788 | 0.086901 | 0 | 0 | 0.015357 | 0 | 0 | 5.6689 | 2.0585 | 0 | 0.55355 | 0.81115 | 0 | 0 | 0 | 0 | -29.6929 | 0.033679 | 0 | 0.032022 | 0 | -0.24243 | 0 | 0 | 0 | 0 | 0 | 0 | 0 | 0 | 0.27586 | 0.048074 | 3.8936e-05 | 0 | 1.822 | 0 | 2.9157 | 2.9113 | 0.96189 | 21.6101 | 1.2254 | 3.0551 | 0.16064 | 0.017778 | 0 | 0.69964 | 0.18406 | 3.3194 | 10.7377 | 19.0629 | -0.24243 | 0 | 0.078052 | 0 | 1.6728 | 0.25227
2025_08_10 Hr 07 | 0.1586 | 1.8877e-06 | 0 | 0.12671 | 0.1268 | 0.1268 | 0.12674 | 0.12675 | 0.1268 | 0 | 0 | 0.010184 | 1.53 | 0.059902 | 1.5087 | 1.5087 | 6.0609 | 0 | 0.0012136 | 0.004224 | 0.0069788 | 0.086901 | 0 | 0 | 0.015357 | 0 | 0 | 5.4823 | 2.0585 | 0 | 0.53217 | 0.81115 | 0 | 0 | 0 | 0 | -19.8137 | 0.033679 | 0 | 0.023072 | 0 | -0.17408 | 0 | 0 | 0 | 0 | 0 | 0 | 0 | 0 | 0.47912 | 0.048074 | 3.8936e-05 | 0 | 1.822 | 0 | 2.3938 | 2.3902 | 0.60064 | 20.1052 | 1.2254 | 3.0551 | 0.16064 | 0.017778 | -0.1586 | 0.69964 | 0.18406 | 3.3194 | 18.8873 | 18.9285 | -0.33268 | 0 | 0.078052 | 0 | 1.6728 | 0.25672
2025_08_10 Hr 08 | 0.58775 | 1.2207e-05 | 0 | 0.12671 | 0.1268 | 0.1268 | 0.12674 | 0.12675 | 0.1268 | 0 | 0 | 0.010184 | 0.72 | 0.026041 | 1.5087 | 1.5087 | 6.0609 | 0 | 0.0012136 | 0.004224 | 0.0069788 | 0.086901 | 0 | 0 | 0.015357 | 0 | 0 | 5.4823 | 2.0585 | 0 | 0.53217 | 0.81115 | 0 | 0 | 0 | 0 | -15.0592 | 0.033679 | 0 | 0.021313 | 0 | -0.16066 | 0 | 0 | 0 | 0 | 0 | 0 | 0 | 0 | 0.47912 | 0.048074 | 3.8936e-05 | 0 | 1.822 | 0 | 2.1005 | 2.0975 | 0.36125 | 19.5192 | 1.2254 | 3.0551 | 0.16064 | 0.017778 | -0.58775 | 0.69964 | 0.18406 | 3.3194 | 21.9878 | 18.2762 | -0.74841 | 0 | 0.078052 | 0 | 1.6728 | 0.2585
2025_08_10 Hr 09 | 0.76589 | 6.7833e-05 | 0 | 0.12671 | 0.1268 | 0.1268 | 0.12674 | 0.12675 | 0.1268 | 0 | 0 | 0.010184 | 0.51 | 0.017501 | 1.5087 | 1.5087 | 6.0609 | 0 | 0.0012136 | 0.004224 | 0.0069788 | 0.086901 | 0 | 0 | 0.015357 | 0 | 0 | 5.4823 | 2.0585 | 0 | 0.53217 | 0.81115 | 0 | 0 | 0 | 0 | -12.7829 | 0.033679 | 0 | 0.020221 | 0 | -0.15232 | 0 | 0 | 0 | 0 | 0 | 0 | 0 | 0 | 0.75498 | 0.048074 | 3.8936e-05 | 0 | 1.822 | 0 | 1.9775 | 1.9745 | 0.39172 | 19.2732 | 1.2254 | 3.0551 | 0.16064 | 0.017778 | -0.76589 | 0.69964 | 0.18406 | 3.3194 | 24.1191 | 18.5469 | -0.91821 | 0 | 0.078052 | 0 | 1.6728 | 0.26332
2025_08_10 Hr 10 | 0.73022 | 0.0002911 | 0 | 0.12671 | 0.1268 | 0.1268 | 0.12674 | 0.12675 | 0.1268 | 0 | 0 | 0.010184 | 0.51 | 0.028958 | 1.5071 | 1.5071 | 6.0204 | 0.57191 | 0.0012136 | 0.004224 | 0.0069788 | 0.086901 | 0 | 0 | 0.015357 | 0 | 0.20011 | 5.4504 | 2.0585 | 0 | 0.52844 | 0.81115 | 0 | 0 | 0 | 0 | -26.1836 | 0.033679 | 0 | 0.03346 | 0 | -0.25341 | 0 | 0 | 0 | 0 | 0 | 0 | 0 | 0 | 0.8929 | 0.048074 | 3.8936e-05 | 0 | 1.822 | 0 | 2.378 | 2.3746 | 0.47877 | 20.6206 | 1.2254 | 3.0551 | 0.16064 | 0.017778 | -0.73022 | 0.69964 | 0.18406 | 3.3194 | 12.2097 | 18.7563 | -0.98363 | 0 | 0.078052 | 0 | 1.6728 | 0.27538
2025_08_10 Hr 11 | 0.78573 | 0.00034824 | 0 | 0.12671 | 0.1268 | 0.1268 | 0.12674 | 0.12675 | 0.1268 | 0 | 0 | 0.010184 | 0.51 | 0.022553 | 1.5087 | 1.5087 | 6.0609 | 0.6239 | 0.0012136 | 0.004224 | 0.0069788 | 0.086901 | 0 | 0 | 0.015357 | 0 | 0 | 5.4823 | 2.0585 | 0 | 0.53217 | 0.81115 | 0 | 0 | 0 | 0 | -20.473 | 0.033679 | 0 | 0.026059 | 0 | -0.19689 | 0 | 0 | 0 | 0 | 0 | 0 | 0 | 0 | 0.82031 | 0.048074 | 3.8936e-05 | 0 | 1.822 | 0 | 2.6177 | 2.6136 | 0.72251 | 21.1765 | 1.2254 | 3.0551 | 0.16064 | 0.017778 | -0.78573 | 0.69964 | 0.18406 | 3.3194 | 18.7055 | 18.9846 | -0.98262 | 0 | 0.078052 | 0 | 1.6728 | 0.27969
2025_08_10 Hr 12 | 0.76647 | 0.0004674 | 0 | 0.12671 | 0.1268 | 0.1268 | 0.12674 | 0.12675 | 0.1268 | 0 | 0 | 0.010184 | 0.54 | 0.025412 | 1.5087 | 1.5087 | 6.0609 | 0.6239 | 0.0012136 | 0.004224 | 0.0069788 | 0.086901 | 0 | 0 | 0.015357 | 0 | 0 | 5.4823 | 2.0585 | 0 | 0.53217 | 0.81115 | 0 | 0 | 0 | 0 | -21.6351 | 0.033679 | 0 | 0.027731 | 0 | -0.20967 | 0 | 0 | 0 | 0 | 0 | 0 | 0 | 0 | 0.8929 | 0.048074 | 3.8936e-05 | 0 | 1.822 | 0 | 2.7896 | 2.7854 | 0.77909 | 21.5202 | 1.2254 | 3.0551 | 0.16064 | 0.017778 | -0.76647 | 0.69964 | 0.18406 | 3.3194 | 18.0425 | 19.1336 | -0.97614 | 0 | 0.078052 | 0 | 1.6728 | 0.28579
2025_08_10 Hr 13 | 0.78914 | 0.00070632 | 0 | 0.12671 | 0.1268 | 0.1268 | 0.12674 | 0.12675 | 0.1268 | 0 | 0 | 0.010184 | 0.51 | 0.031703 | 1.5087 | 1.5087 | 6.0609 | 0.6239 | 0.0012136 | 0.004224 | 0.0069788 | 0.086901 | 0 | 0 | 0.015357 | 0 | 0 | 5.4823 | 2.0585 | 0 | 0.53217 | 0.81115 | 0 | 0 | 0 | 0 | -24.8504 | 0.033679 | 0 | 0.036631 | 0 | -0.27763 | 0 | 0 | 0 | 0 | 0 | 0 | 0 | 0 | 1.0236 | 0.048074 | 3.8936e-05 | 0 | 1.822 | 0 | 2.8101 | 2.8059 | 0.72251 | 21.5612 | 1.2254 | 3.0551 | 0.16064 | 0.017778 | -0.78914 | 0.69964 | 0.18406 | 3.3194 | 14.8515 | 19.2075 | -1.0668 | 0 | 0.078052 | 0 | 1.6728 | 0.28642
2025_08_10 Hr 14 | 0.72979 | 0.00074341 | 0 | 0.12671 | 0.1268 | 0.1268 | 0.12674 | 0.12675 | 0.1268 | 0 | 0 | 0.010184 | 0.45 | 0.02721 | 1.5087 | 1.5087 | 6.0609 | 0.6239 | 0.0012136 | 0.004224 | 0.0069788 | 0.086901 | 0 | 0 | 0.015357 | 0 | 0.17488 | 5.4823 | 2.0585 | 0 | 0.53217 | 0.81115 | 0 | 0 | 0 | 0 | -18.4966 | 0.033679 | 0 | 0.035632 | 0 | -0.27 | 0 | 0 | 0 | 0 | 0 | 0 | 0 | 0 | 1.1615 | 0.048074 | 3.8936e-05 | 0 | 1.822 | 0 | 2.7407 | 2.7366 | 0.60064 | 21.4477 | 1.2254 | 3.0551 | 0.16064 | 0.017778 | -0.72979 | 0.69964 | 0.18406 | 3.3194 | 21.0478 | 19.0965 | -0.99978 | 0 | 0.078052 | 0 | 1.6728 | 0.28313
2025_08_10 Hr 15 | 0.63083 | 0.00084803 | 0 | 0.12671 | 0.1268 | 0.1268 | 0.12674 | 0.12675 | 0.1268 | 0 | 0 | 0.010184 | 0.51 | 0.034904 | 1.5087 | 1.5087 | 6.0609 | 0.6239 | 0.0012136 | 0.004224 | 0.0069788 | 0.086901 | 0 | 0 | 0.015357 | 0 | 0.45237 | 5.4823 | 2.0585 | 0 | 0.53217 | 0.81115 | 0 | 0 | 0 | 0 | -17.3806 | 0.033679 | 0 | 0.04033 | 0 | -0.30588 | 0 | 0 | 0 | 0 | 0 | 0 | 0 | 0 | 1.1615 | 0.048074 | 3.8936e-05 | 0 | 1.822 | 0 | 2.725 | 2.721 | 0.47877 | 21.6939 | 1.2254 | 3.0551 | 0.16064 | 0.017778 | -0.63083 | 0.69964 | 0.18406 | 3.3194 | 22.3207 | 18.9441 | -0.93671 | 0 | 0.078052 | 0 | 1.6728 | 0.28376
2025_08_10 Hr 16 | 0.61289 | 0.00064218 | 0 | 0.12671 | 0.1268 | 0.1268 | 0.12674 | 0.12675 | 0.1268 | 0 | 0 | 0.010184 | 0.6 | 0.041407 | 1.5087 | 1.5087 | 6.0609 | 0.6239 | 0.0012136 | 0.004224 | 0.0069788 | 0.086901 | 0 | 0 | 0.015357 | 0 | 0.30273 | 5.4823 | 2.0585 | 0 | 0.53217 | 0.81115 | 0 | 0 | 0 | 0 | -14.6349 | 0.033679 | 0 | 0.040667 | 0 | -0.30845 | 0 | 0 | 0 | 0 | 0 | 0 | 0 | 0 | 1.372 | 0.048074 | 3.8936e-05 | 0 | 1.822 | 0 | 2.8101 | 2.8059 | 0.36125 | 21.8639 | 1.2254 | 3.0551 | 0.16064 | 0.017778 | -0.61289 | 0.69964 | 0.18406 | 3.3194 | 25.4223 | 19.1147 | -0.92134 | 0 | 0.078052 | 0 | 1.6728 | 0.283
2025_08_10 Hr 17 | 0.47725 | 0.001076 | 0 | 0.12671 | 0.1268 | 0.1268 | 0.12674 | 0.12675 | 0.1268 | 0 | 0 | 0.010184 | 0.72 | 0.068765 | 1.5087 | 1.5087 | 6.0609 | 0.57191 | 0.0012136 | 0.004224 | 0.0069788 | 0.086901 | 0 | 0 | 0.015357 | 0 | 0.30273 | 5.4823 | 2.0585 | 0 | 0.53217 | 0.81115 | 0 | 0 | 0 | 0 | -16.5878 | 0.033679 | 0 | 0.056281 | 0 | -0.42768 | 0 | 0 | 0 | 0 | 0 | 0 | 0 | 0 | 1.5753 | 0.048074 | 3.8936e-05 | 0 | 1.822 | 0 | 2.7896 | 2.7854 | 0.36125 | 21.7709 | 1.2254 | 3.0551 | 0.16064 | 0.017778 | -0.47725 | 0.69964 | 0.18406 | 3.3194 | 23.6105 | 19.3323 | -0.90493 | 0 | 0.078052 | 0 | 1.6728 | 0.28516
2025_08_10 Hr 18 | 0.43155 | 0.00067462 | 0 | 0.12671 | 0.1268 | 0.1268 | 0.12674 | 0.12675 | 0.1268 | 0 | 0 | 0.010184 | 0.93 | 0.075509 | 1.5087 | 1.5087 | 6.0609 | 0.6239 | 0.0012136 | 0.004224 | 0.0069788 | 0.086901 | 0 | 0 | 0.015357 | 0 | 0.30273 | 5.4823 | 2.0585 | 0 | 0.53217 | 0.81115 | 0 | 0 | 0 | 0 | -16.2076 | 0.033679 | 0 | 0.047845 | 0 | -0.36327 | 0 | 0 | 0 | 0 | 0 | 0 | 0 | 0 | 1.2994 | 0.048074 | 3.8936e-05 | 0 | 1.822 | 0 | 2.8101 | 2.8059 | 0.17845 | 21.8639 | 1.2254 | 3.0551 | 0.16064 | 0.017778 | -0.43155 | 0.69964 | 0.18406 | 3.3194 | 23.9123 | 19.0508 | -0.79482 | 0 | 0.078052 | 0 | 1.6728 | 0.29176
2025_08_10 Hr 19 | 0.27193 | 0.0004073 | 0 | 0.12671 | 0.1268 | 0.1268 | 0.12674 | 0.12675 | 0.1268 | 0 | 0 | 0.010184 | 1.44 | 0.089447 | 1.5038 | 1.5038 | 6.0069 | 0.46793 | 0.0012136 | 0.004224 | 0.0069788 | 0.086901 | 0 | 0 | 0.015357 | 0 | 0.30273 | 5.4504 | 2.0585 | 0 | 0.52844 | 0.81115 | 0 | 0 | 0 | 0 | -12.1041 | 0.033679 | 0 | 0.036604 | 0 | -0.27742 | 0 | 0 | 0 | 0 | 0 | 0 | 0 | 0 | 1.2994 | 0.048074 | 3.8936e-05 | 0 | 1.822 | 0 | 2.4995 | 2.4956 | 0.060934 | 20.9912 | 1.2254 | 3.0551 | 0.16064 | 0.017778 | -0.27193 | 0.69964 | 0.18406 | 3.3194 | 27.629 | 19.2912 | -0.54936 | 0 | 0.078052 | 0 | 1.6728 | 0.28934
2025_08_10 Hr 20 | 0.068002 | 0.00020985 | 0 | 0 | 0 | 0 | 0 | 0 | 0 | 0 | 0 | 0.010184 | 1.8 | 0.12636 | 1.5087 | 1.5087 | 6.0609 | 0.6239 | 0.0012136 | 0.004224 | 0.0069788 | 0.086901 | 0 | 0 | 0.015357 | 0 | 0 | 5.4823 | 2.0585 | 0 | 0.53217 | 0.81115 | 0 | 0 | 0 | 0 | -6.1782 | 0.033679 | 0 | 0.053402 | 0 | -0.3138 | 0 | 0 | 0 | 0 | 0 | 0 | 0 | 0 | 1.1615 | 0.048074 | 3.8936e-05 | 0 | 1.822 | 0 | 0 | 0 | 0.030467 | 15.1845 | 1.2254 | 3.0551 | 0.16064 | 0.017778 | -0.068002 | 0.69964 | 0.18406 | 3.3194 | 27.9435 | 19.319 | -0.3818 | 0 | 0.078052 | 0 | 1.6728 | 0.28897
2025_08_10 Hr 21 | 0 | 3.985e-05 | 0 | 0 | 0 | 0 | 0 | 0 | 0 | 0 | 0 | 0.010184 | 2.1 | 0.13703 | 1.5087 | 1.5087 | 6.0609 | 0.6239 | 0.0012136 | 0.004224 | 0.0069788 | 0.086901 | 0 | 0 | 0.015357 | 0 | 0 | 5.4823 | 2.0585 | 0 | 0.53217 | 0.81115 | 0 | 0 | 0 | 0 | -10.3351 | 0.033679 | 0 | 0.049638 | 0 | -0.29153 | 0 | 0 | 0 | 0 | 0 | 0 | 0 | 0 | 1.0962 | 0.048074 | 3.8936e-05 | 0 | 1.822 | 0 | 0 | 0 | 0.23939 | 15.1845 | 1.2254 | 3.0551 | 0.16064 | 0.017778 | 0 | 0.69964 | 0.18406 | 3.3194 | 24.2598 | 19.7019 | -0.29153 | 0 | 0.078052 | 0 | 1.6728 | 0.28579
2025_08_10 Hr 22 | 0 | 6.1035e-06 | 0 | 0 | 0 | 0 | 0 | 0 | 0 | 0 | 0 | 0.010184 | 1.74 | 0.082601 | 1.5087 | 1.5087 | 6.0609 | 0.6239 | 0.0012136 | 0.004224 | 0.0069788 | 0.086901 | 0 | 0 | 0.015357 | 0 | 0 | 5.4823 | 2.0585 | 0 | 0.53217 | 0.81115 | 0 | 0 | 0 | 0 | -8.1839 | 0.033679 | 0 | 0.036112 | 0 | -0.21152 | 0 | 0 | 0 | 0 | 0 | 0 | 0 | 0 | 0.82031 | 0.048074 | 3.8936e-05 | 0 | 1.822 | 0 | 0 | 0 | 0.17845 | 15.1845 | 1.2254 | 3.0551 | 0.16064 | 0.017778 | 0 | 0.69964 | 0.18406 | 3.3194 | 25.7311 | 18.942 | -0.21152 | 0 | 0.078052 | 0 | 1.6728 | 0.27716
2025_08_10 Hr 23 | 0 | 0 | 0 | 0 | 0 | 0 | 0 | 0 | 0 | 0 | 0 | 0.010184 | 1.2 | 0.06592 | 1.5087 | 1.5087 | 6.3299 | 0.53067 | 0.0012136 | 0.004224 | 0.0069788 | 0.086901 | 0 | 0 | 0.015357 | 4.898 | 0 | 5.6649 | 2.0585 | 0 | 0.55307 | 0.81115 | 0 | 0 | 0 | 0 | -12.8475 | 0.033679 | 0 | 0.0094172 | 0 | -0.2451 | 0 | 0 | 0 | 0 | 0 | 0 | 0 | 0 | 0.82031 | 0.048074 | 3.8936e-05 | 0 | 1.822 | 0 | 0 | 0 | 0.17845 | 16.1324 | 1.2254 | 3.0551 | 0.16064 | 0.017778 | 0 | 0.69964 | 0.18406 | 3.3194 | 21.4373 | 18.3974 | -0.2451 | 0 | 0.078052 | 0 | 1.6728 | 0.26839
2025_08_10 Hr 24 | 0 | 0 | 0 | 0 | 0 | 0 | 0 | 0 | 0 | 0 | 0 | 0.010184 | 0.45 | 0.022715 | 1.5087 | 1.5087 | 6.3362 | 0 | 0.0012136 | 0.004224 | 0.0069788 | 0.086901 | 0 | 0 | 0.015357 | 0.47904 | 0 | 5.6689 | 2.0585 | 0 | 0.55355 | 0.81115 | 0 | 0 | 0 | 0 | -11.9041 | 0.033679 | 0 | 0.0086532 | 0 | -0.22505 | 0 | 0 | 0 | 0 | 0 | 0 | 0 | 0 | 0.8929 | 0.048074 | 3.8936e-05 | 0 | 1.822 | 0 | 0 | 0 | 0.57017 | 15.5016 | 1.2254 | 3.0551 | 0.16064 | 0.017778 | 0 | 0.69964 | 0.18406 | 3.3194 | 21.4322 | 18.0598 | -0.22505 | 0 | 0.078052 | 0 | 1.6728 | 0.25913
2025_08_11 Hr 01 | 0 | 0 | 0 | 0 | 0 | 0 | 0 | 0 | 0 | 0 | 0 | 0.010184 | 0.27 | 0.012828 | 1.5087 | 1.5087 | 6.3362 | 0 | 0.0012136 | 0.004224 | 0.0069788 | 0.086901 | 0 | 0 | 0.015357 | 0.47904 | 0 | 5.6689 | 2.0585 | 0 | 0.55355 | 0.81115 | 0 | 0 | 0 | 0 | -11.4432 | 0.033679 | 0 | 0.14559 | 0 | -0.2117 | 0 | 0 | 0 | 0 | 0 | 0 | 0 | 0 | 0.8929 | 0.048074 | 3.8936e-05 | 0 | 1.822 | 0 | 0 | 0 | 1.1708 | 15.5016 | 1.2254 | 3.0551 | 0.16064 | 0.017778 | 0 | 0.69964 | 0.18406 | 3.3194 | 22.3103 | 18.4636 | -0.2117 | 0 | 0.078052 | 0 | 1.6728 | 0.25222
2025_08_11 Hr 02 | 0 | 0 | 0 | 0 | 0 | 0 | 0 | 0 | 0 | 0 | 0 | 0.010184 | 0.6 | 0.028573 | 1.5087 | 1.5087 | 6.3362 | 0 | 0.0012136 | 0.004224 | 0.0069788 | 0.086901 | 0 | 0 | 0.015357 | 0.47904 | 0 | 5.6689 | 2.0585 | 0 | 0.55355 | 0.81115 | 0 | 0 | 0 | 0 | -13.471 | 0.033679 | 0 | 0.14593 | 0 | -0.2122 | 0 | 0 | 0 | 0 | 0 | 0 | 0 | 0 | 0.82031 | 0.048074 | 3.8936e-05 | 0 | 1.822 | 0 | 0 | 0 | 1.1403 | 15.5016 | 1.2254 | 3.0551 | 0.16064 | 0.017778 | 0 | 0.69964 | 0.18406 | 3.3194 | 20.5185 | 18.7001 | -0.2122 | 0 | 0.078052 | 0 | 1.6728 | 0.24604
2025_08_11 Hr 03 | 0 | 0 | 0 | 0 | 0 | 0 | 0 | 0 | 0 | 0 | 0 | 0.010184 | 1.11 | 0.045394 | 1.5087 | 1.5087 | 6.3362 | 0 | 0.0012136 | 0.004224 | 0.0069788 | 0.086901 | 0 | 0 | 0.015357 | 0.47904 | 0 | 5.6689 | 2.0585 | 0 | 0.55355 | 0.81115 | 0 | 0 | 0 | 0 | -12.93 | 0.033679 | 0 | 0.12532 | 0 | -0.18193 | 0 | 0 | 0 | 0 | 0 | 0 | 0 | 0 | 0.75498 | 0.048074 | 3.8936e-05 | 0 | 1.822 | 0 | 0 | 0 | 1.0794 | 15.5016 | 1.2254 | 3.0551 | 0.16064 | 0.017778 | 0 | 0.69964 | 0.18406 | 3.3194 | 21.4892 | 19.0995 | -0.18193 | 0 | 0.078052 | 0 | 1.6728 | 0.24489
2025_08_11 Hr 04 | 0 | 0 | 0 | 0 | 0 | 0 | 0 | 0 | 0 | 0 | 0 | 0.010184 | 1.05 | 0.045925 | 1.5087 | 1.5087 | 6.3362 | 0 | 0.0012136 | 0.004224 | 0.0069788 | 0.086901 | 0 | 0 | 0.015357 | 0.47904 | 0 | 5.6689 | 2.0585 | 0 | 0.55355 | 0.81115 | 0 | 0 | 0 | 0 | -14.1026 | 0.033679 | 0 | 0.15277 | 0 | -0.19472 | 0 | 0 | 0 | 0 | 0 | 0 | 0 | 0 | 0.82031 | 0.048074 | 3.8936e-05 | 0 | 1.822 | 0 | 0 | 0 | 1.2013 | 15.5016 | 1.2254 | 3.0551 | 0.16064 | 0.017778 | 0 | 0.69964 | 0.18406 | 3.3194 | 20.4289 | 19.2246 | -0.19472 | 0 | 0.078052 | 0 | 1.6728 | 0.24225
2025_08_11 Hr 05 | 0 | 0 | 0 | 0 | 0 | 0 | 0 | 0 | 0 | 0 | 0 | 0.010184 | 1.26 | 0.056616 | 1.5087 | 1.5087 | 6.3362 | 0 | 0.0012136 | 0.004224 | 0.0069788 | 0.086901 | 0 | 0 | 0.015357 | 0.47904 | 0 | 5.6689 | 2.0585 | 0 | 0.55355 | 0.81115 | 0 | 0 | 0 | 0 | -14.6276 | 0.033679 | 0 | 0.13769 | 0 | -0.2001 | 0 | 0 | 0 | 0 | 0 | 0 | 0 | 0 | 1.1615 | 0.048074 | 3.8936e-05 | 0 | 1.822 | 0 | 0 | 0 | 1.593 | 15.5016 | 1.2254 | 3.0551 | 0.16064 | 0.017778 | 0 | 0.69964 | 0.18406 | 3.3194 | 20.8524 | 20.1785 | -0.2001 | 0 | 0.078052 | 0 | 1.6728 | 0.24251
2025_08_11 Hr 06 | 0 | 0 | 0 | 0 | 0 | 0 | 0 | 0 | 0 | 0 | 0 | 0.010184 | 1.71 | 0.071767 | 1.5087 | 1.5087 | 6.3362 | 0 | 0.0012136 | 0.004224 | 0.0069788 | 0.086901 | 0 | 0 | 0.015357 | 0.47904 | 0 | 5.6689 | 2.0585 | 0 | 0.55355 | 0.81115 | 0 | 0 | 0 | 0 | -12.0153 | 0.033679 | 0 | 0.1286 | 0 | -0.18676 | 0 | 0 | 0 | 0 | 0 | 0 | 0 | 0 | 1.2994 | 0.048074 | 3.8936e-05 | 0 | 1.822 | 0 | 0 | 0 | 0.96189 | 15.5016 | 1.2254 | 3.0551 | 0.16064 | 0.017778 | 0 | 0.69964 | 0.18406 | 3.3194 | 23.4607 | 20.1612 | -0.18676 | 0 | 0.078052 | 0 | 1.6728 | 0.25323
2025_08_11 Hr 07 | 0.090742 | 2.1287e-06 | 0 | 0 | 0 | 0 | 0 | 0 | 0 | 0 | 0 | 0.010184 | 1.59 | 0.070199 | 1.5087 | 1.5087 | 6.0609 | 0.6239 | 0.0012136 | 0.004224 | 0.0069788 | 0.086901 | 0 | 0 | 0.015357 | 0.47904 | 0 | 5.4823 | 2.0585 | 0 | 0.53217 | 0.81115 | 0 | 0 | 0 | 0 | -9.8404 | 0.033679 | 0 | 0.0075687 | 0 | -0.19658 | 0 | 0 | 0 | 0 | 0 | 0 | 0 | 0 | 1.1615 | 0.048074 | 3.8936e-05 | 0 | 1.822 | 0 | 0 | 0 | 0.63111 | 15.6636 | 1.2254 | 3.0551 | 0.16064 | 0.017778 | -0.090742 | 0.69964 | 0.18406 | 3.3194 | 25.1884 | 19.6525 | -0.28732 | 0 | 0.078052 | 0 | 1.6728 | 0.26548
2025_08_11 Hr 08 | 0.34081 | 1.9495e-05 | 0 | 0 | 0 | 0 | 0 | 0 | 0 | 0 | 0 | 0.010184 | 0.99 | 0.054585 | 1.5087 | 1.5087 | 6.0609 | 0.6239 | 0.0012136 | 0.004224 | 0.0069788 | 0.086901 | 0 | 0 | 0.015357 | 0.47904 | 0 | 5.4823 | 2.0585 | 0 | 0.53217 | 0.81115 | 0 | 0 | 0 | 0 | -11.5725 | 0.033679 | 0 | 0.0083916 | 0 | -0.24602 | 0 | 0 | 0 | 0 | 0 | 0 | 0 | 0 | 0.61705 | 0.048074 | 3.8936e-05 | 0 | 1.822 | 0 | 1.4937 | 1.4931 | 0.63111 | 16.3633 | 1.2254 | 3.0551 | 0.16064 | 0.017778 | -0.34081 | 0.69964 | 0.18406 | 3.3194 | 22.9577 | 18.7538 | -0.58682 | 0 | 0.078052 | 0 | 1.6728 | 0.27672
2025_08_11 Hr 09 | 0.45436 | 6.4969e-05 | 0 | 0 | 0 | 0 | 0 | 0 | 0 | 0 | 0 | 0.010184 | 0.72 | 0.024055 | 1.5087 | 1.5087 | 6.0609 | 0.6239 | 0.0012136 | 0.004224 | 0.0069788 | 0.086901 | 0 | 0 | 0.015357 | 0.47904 | 0 | 5.4823 | 2.0585 | 0 | 0.53217 | 0.81115 | 0 | 0 | 0 | 0 | -7.0047 | 0.033679 | 0 | 0.0057273 | 0 | -0.14824 | 0 | 0 | 0 | 0 | 0 | 0 | 0 | 0 | 1.372 | 0.048074 | 3.8936e-05 | 0 | 1.822 | 0 | 0 | 0 | 0.36125 | 15.6636 | 1.2254 | 3.0551 | 0.16064 | 0.017778 | -0.45436 | 0.69964 | 0.18406 | 3.3194 | 27.1188 | 19.0624 | -0.60261 | 0 | 0.078052 | 0 | 1.6728 | 0.28721
2025_08_11 Hr 10 | 0.38643 | 0.00017294 | 0 | 0.12671 | 0.1268 | 0.1268 | 0.12674 | 0.12675 | 0.1268 | 0 | 0 | 0.010184 | 0.78 | 0.025985 | 1.5087 | 1.5087 | 6.0609 | 0.6239 | 0.0012136 | 0.004224 | 0.0069788 | 0.086901 | 0 | 0 | 0.015357 | 0.47904 | 0 | 5.4823 | 2.0585 | 0.73537 | 0.53217 | 0.81115 | 0 | 0 | 0 | 0 | -12.3265 | 0.033679 | 0 | 0 | 0 | -0.14782 | 0 | 0 | 0 | 0 | 0 | 0 | 0 | 0 | 1.0962 | 0.048074 | 3.8936e-05 | 0 | 1.822 | 0 | 3.121 | 3.1181 | 0.39172 | 21.1115 | 1.2254 | 3.0551 | 0.16064 | 0.017778 | -0.38643 | 0.69964 | 0.18406 | 3.3194 | 27.0704 | 18.8196 | -0.53425 | 0 | 0.078052 | 0 | 1.6728 | 0.29566
2025_08_11 Hr 11 | 0.40874 | 0.00021454 | 0 | 0.12671 | 0.1268 | 0.1268 | 0.12674 | 0.12675 | 0.1268 | 0 | 0 | 0.010184 | 0.66 | 0.017412 | 1.5087 | 1.5087 | 6.0609 | 0.15598 | 0.0012136 | 0.004224 | 0.0069788 | 0.086901 | 0 | 0 | 0.015357 | 0.47904 | 0 | 5.4823 | 2.0585 | 0 | 0.53217 | 0.81115 | 0 | 0 | 0 | 0 | -7.0384 | 0.033679 | 0 | 0 | 0 | -0.11662 | 0 | 0 | 0 | 0 | 0 | 0 | 0 | 0 | 0.54445 | 0.048074 | 3.8936e-05 | 0 | 1.822 | 0 | 1.9775 | 1.9745 | 0.36125 | 19.9082 | 1.2254 | 3.0551 | 0.16064 | 0.017778 | -0.40874 | 0.69964 | 0.18406 | 3.3194 | 30.478 | 18.1335 | -0.52536 | 0 | 0.078052 | 0 | 1.6728 | 0.29794
2025_08_11 Hr 12 | 0.47703 | 0.00034944 | 0 | 0.12671 | 0.1268 | 0.1268 | 0.12674 | 0.12675 | 0.1268 | 0 | 0 | 0.010184 | 0.54 | 0.01849 | 1.5087 | 1.5087 | 6.0609 | 0.6239 | 0.0012136 | 0.004224 | 0.0069788 | 0.086901 | 0 | 0 | 0.015357 | 0.47904 | 0 | 5.4823 | 2.0585 | 0.73537 | 0.53217 | 0.81115 | 0 | 0 | 0 | 0 | -8.0699 | 0.033679 | 0 | 0 | 0 | -0.15198 | 0 | 0 | 0 | 0 | 0 | 0 | 0 | 0 | 0.75498 | 0.048074 | 3.8936e-05 | 0 | 1.822 | 0 | 1.9775 | 1.9745 | 0.33079 | 21.1115 | 1.2254 | 3.0551 | 0.16064 | 0.017778 | -0.47703 | 0.69964 | 0.18406 | 3.3194 | 30.6754 | 18.2628 | -0.62901 | 0 | 0.078052 | 0 | 1.6728 | 0.2977
2025_08_11 Hr 13 | 0.49933 | 0.00043188 | 0 | 0.12671 | 0.1268 | 0.1268 | 0.12674 | 0.12675 | 0.1268 | 0 | 0 | 0.010184 | 0.57 | 0.021483 | 1.5087 | 1.5087 | 6.0609 | 0.6239 | 0.0012136 | 0.004224 | 0.0069788 | 0.086901 | 0 | 0 | 0.015357 | 0.47904 | 0 | 5.4823 | 2.0585 | 0.73537 | 0.53217 | 0.81115 | 0 | 0 | 0 | 0 | -9.0353 | 0.033679 | 0 | 0 | 0 | -0.1675 | 0 | 0 | 0 | 0 | 0 | 0 | 0 | 0 | 0.75498 | 0.048074 | 3.8936e-05 | 0 | 1.822 | 0 | 2.2014 | 2.1979 | 0.26985 | 21.5589 | 1.2254 | 3.0551 | 0.16064 | 0.017778 | -0.49933 | 0.69964 | 0.18406 | 3.3194 | 30.1229 | 18.2661 | -0.66684 | 0 | 0.078052 | 0 | 1.6728 | 0.30654
2025_08_11 Hr 14 | 0.56479 | 0.00051561 | 0 | 0.12671 | 0.1268 | 0.1268 | 0.12674 | 0.12675 | 0.1268 | 0 | 0 | 0.010184 | 0.36 | 0.015503 | 1.5087 | 1.5087 | 6.0609 | 0.6239 | 0.0012136 | 0.004224 | 0.0069788 | 0.086901 | 0 | 0 | 0.015357 | 0.47904 | 0 | 5.4823 | 2.0585 | 0.73537 | 0.53217 | 0.81115 | 0 | 0 | 0 | 0 | -8.4266 | 0.033679 | 0 | 0 | 0 | -0.19168 | 0 | 0 | 0 | 0 | 0 | 0 | 0 | 0 | 0.54445 | 0.048074 | 3.8936e-05 | 0 | 1.822 | 0 | 2.5484 | 2.5443 | 0.20892 | 22.2523 | 1.2254 | 3.0551 | 0.16064 | 0.017778 | -0.56479 | 0.69964 | 0.18406 | 3.3194 | 30.9165 | 17.8473 | -0.75648 | 0 | 0.078052 | 0 | 1.6728 | 0.30968
2025_08_11 Hr 15 | 0.64558 | 0.00075631 | 0 | 0.12671 | 0.1268 | 0.1268 | 0.12674 | 0.12675 | 0.1268 | 0 | 0 | 0.010184 | 0.54 | 0.034065 | 1.5087 | 1.5087 | 6.0609 | 0.6239 | 0.0012136 | 0.004224 | 0.0069788 | 0.086901 | 0 | 0 | 0.015357 | 0.60965 | 0 | 5.4823 | 2.0585 | 0.73537 | 0.53217 | 0.81115 | 0 | 0 | 0 | 0 | -10.6367 | 0.033679 | 0 | 0 | 0 | -0.28177 | 0 | 0 | 0 | 0 | 0 | 0 | 0 | 0 | 0.82031 | 0.048074 | 3.8936e-05 | 0 | 1.822 | 0 | 2.8101 | 2.8059 | 0.14798 | 22.9062 | 1.2254 | 3.0551 | 0.16064 | 0.017778 | -0.64558 | 0.69964 | 0.18406 | 3.3194 | 29.6837 | 18.3416 | -0.92735 | 0 | 0.078052 | 0 | 1.6728 | 0.30944
2025_08_11 Hr 16 | 0.70363 | 0.0012025 | 0 | 0.12671 | 0.1268 | 0.1268 | 0.12674 | 0.12675 | 0.1268 | 0 | 0 | 0.010184 | 0.81 | 0.084998 | 1.5087 | 1.5087 | 6.0609 | 0.6239 | 0.0012136 | 0.004224 | 0.0069788 | 0.086901 | 0 | 0 | 0.015357 | 1.0508 | 0.45237 | 5.4823 | 2.0585 | 0.73537 | 0.53217 | 0.81115 | 0 | 0 | 0 | 0 | -16.8637 | 0.033679 | 0 | 0 | 0 | -0.47011 | 0 | 0 | 0 | 0 | 0 | 0 | 0 | 0 | 0.75498 | 0.048074 | 3.8936e-05 | 0 | 1.822 | 0 | 2.8101 | 2.8059 | 0.14798 | 23.6501 | 1.2254 | 3.0551 | 0.16064 | 0.017778 | -0.70363 | 0.69964 | 0.18406 | 3.3194 | 24.2696 | 18.657 | -1.1737 | 0 | 0.078052 | 0 | 1.6728 | 0.3107
2025_08_11 Hr 17 | 0.63461 | 0.0011596 | 0 | 0.12671 | 0.1268 | 0.1268 | 0.12674 | 0.12675 | 0.1268 | 0 | 0 | 0.010184 | 1.68 | 0.18793 | 1.5087 | 1.5087 | 6.0609 | 0.6239 | 0.0012136 | 0.004224 | 0.0069788 | 0.086901 | 0 | 0 | 0.015357 | 1.2653 | 0.30273 | 5.4823 | 2.0585 | 0.73537 | 0.53217 | 0.81115 | 0 | 0 | 0 | 0 | -21.0109 | 0.033679 | 0 | 0 | 0 | -0.50127 | 0 | 0 | 0 | 0 | 0 | 0 | 0 | 0 | 0.82031 | 0.048074 | 3.8936e-05 | 0 | 1.822 | 0 | 2.8101 | 2.8059 | 0.23939 | 23.8645 | 1.2254 | 3.0551 | 0.16064 | 0.017778 | -0.63461 | 0.69964 | 0.18406 | 3.3194 | 21.4378 | 19.7201 | -1.1359 | 0 | 0.078052 | 0 | 1.6728 | 0.31323
2025_08_11 Hr 18 | 0.75042 | 0.0011083 | 0 | 0.12671 | 0.1268 | 0.1268 | 0.12674 | 0.12675 | 0.1268 | 0 | 0 | 0.010184 | 1.92 | 0.25077 | 1.5087 | 1.5087 | 6.0609 | 0.6239 | 0.0012136 | 0.004224 | 0.0069788 | 0.086901 | 0 | 0 | 0.015357 | 1.2821 | 0.30273 | 5.4823 | 2.0585 | 0.73537 | 0.53217 | 0.81115 | 0 | 0 | 0 | 0 | -26.4589 | 0.033679 | 0 | 0 | 0 | -0.58565 | 0 | 0 | 0 | 0 | 0 | 0 | 0 | 0 | 1.0236 | 0.048074 | 3.8936e-05 | 0 | 1.822 | 0 | 2.8101 | 2.8059 | 0.26985 | 23.8814 | 1.2254 | 3.0551 | 0.16064 | 0.017778 | -0.75042 | 0.69964 | 0.18406 | 3.3194 | 16.4597 | 20.3733 | -1.3361 | 0 | 0.078052 | 0 | 1.6728 | 0.3141
2025_08_11 Hr 19 | 0.36362 | 0.00079011 | 0 | 0.12671 | 0.1268 | 0.1268 | 0.12674 | 0.12675 | 0.1268 | 0 | 0 | 0.010184 | 1.86 | 0.24714 | 1.5087 | 1.5087 | 6.0609 | 0.6239 | 0.0012136 | 0.004224 | 0.0069788 | 0.086901 | 0 | 0 | 0.015357 | 1.2821 | 0.30273 | 5.4823 | 2.0585 | 0.73537 | 0.53217 | 0.81115 | 0 | 0 | 0 | 0 | -32.0615 | 0.033679 | 0 | 0 | 0 | -0.59582 | 0 | 0 | 0 | 0 | 0 | 0 | 0 | 0 | 1.0236 | 0.048074 | 3.8936e-05 | 0 | 1.822 | 0 | 2.8101 | 2.8059 | 0.20892 | 23.8814 | 1.2254 | 3.0551 | 0.16064 | 0.017778 | -0.36362 | 0.69964 | 0.18406 | 3.3194 | 10.7237 | 19.8633 | -0.95944 | 0 | 0.078052 | 0 | 1.6728 | 0.31575
2025_08_11 Hr 20 | 0.045044 | 0.00034889 | 0 | 0.12671 | 0.1268 | 0.1268 | 0.12674 | 0.12675 | 0.1268 | 0 | 0 | 0.010184 | 1.95 | 0.23916 | 1.5087 | 1.5087 | 6.0609 | 0.6239 | 0.0012136 | 0.004224 | 0.0069788 | 0.086901 | 0 | 0 | 0.015357 | 1.2821 | 0.30273 | 5.4823 | 2.0585 | 0.73537 | 0.53217 | 0.81115 | 0 | 0 | 0 | 0 | -31.643 | 0.033679 | 0 | 0 | 0 | -0.54982 | 0 | 0 | 0 | 0 | 0 | 0 | 0 | 0 | 1.0962 | 0.048074 | 3.8936e-05 | 0 | 1.822 | 0 | 2.8101 | 2.8059 | 0.23939 | 23.8814 | 1.2254 | 3.0551 | 0.16064 | 0.017778 | -0.045044 | 0.69964 | 0.18406 | 3.3194 | 11.3636 | 19.72 | -0.59486 | 0 | 0.078052 | 0 | 1.6728 | 0.30641
2025_08_11 Hr 21 | 0.022813 | 6.6326e-05 | 0 | 0.12671 | 0.1268 | 0.1268 | 0.12674 | 0.12675 | 0.1268 | 0 | 0 | 0.010184 | 2.13 | 0.23133 | 1.5087 | 1.5087 | 6.0609 | 0.6239 | 0.0012136 | 0.004224 | 0.0069788 | 0.086901 | 0 | 0 | 0.015357 | 1.2821 | 0.30273 | 5.4823 | 2.0585 | 0.73537 | 0.53217 | 0.81115 | 0 | 0 | 0 | 0 | -36.5833 | 0.033679 | 0 | 0 | 0 | -0.48662 | 0 | 0 | 0 | 0 | 0 | 0 | 0 | 0 | 1.5753 | 0.048074 | 3.8936e-05 | 0 | 1.822 | 0 | 2.8101 | 2.8059 | 0.12187 | 23.8814 | 1.2254 | 3.0551 | 0.16064 | 0.017778 | -0.022813 | 0.69964 | 0.18406 | 3.3194 | 7.017 | 20.2283 | -0.50943 | 0 | 0.078052 | 0 | 1.6728 | 0.30351
2025_08_11 Hr 22 | 0 | 1.2804e-05 | 0 | 0.12671 | 0.1268 | 0.1268 | 0.12674 | 0.12675 | 0.1268 | 0 | 0 | 0.010184 | 1.68 | 0.1673 | 1.5087 | 1.5087 | 6.0609 | 0.6239 | 0.0012136 | 0.004224 | 0.0069788 | 0.086901 | 0 | 0 | 0.015357 | 1.2821 | 0.30273 | 5.4823 | 2.0585 | 0.73537 | 0.53217 | 0.81115 | 0 | 0 | 0 | 0 | -36.6179 | 0.033679 | 0 | 0 | 0 | -0.44603 | 0 | 0 | 0 | 0 | 0 | 0 | 0 | 0 | 1.4374 | 0.048074 | 3.8936e-05 | 0 | 1.822 | 0 | 2.8101 | 2.8059 | 0.26985 | 23.8814 | 1.2254 | 3.0551 | 0.16064 | 0.017778 | 0 | 0.69964 | 0.18406 | 3.3194 | 6.51 | 19.6925 | -0.44603 | 0 | 0.078052 | 0 | 1.6728 | 0.29453
2025_08_11 Hr 23 | 0 | 0 | 0 | 0.12671 | 0.1268 | 0.1268 | 0.12674 | 0.12675 | 0.1268 | 0 | 0 | 0.010184 | 2.19 | 0.14901 | 1.5087 | 1.5087 | 6.3299 | 0.53067 | 0.0012136 | 0.004224 | 0.0069788 | 0.086901 | 0 | 0 | 0.015357 | 1.0814 | 0.30273 | 5.6649 | 2.0585 | 0 | 0.55307 | 0.81115 | 0 | 0 | 0 | 0 | -30.1981 | 0.033679 | 0 | 0 | 0 | -0.30408 | 0 | 0 | 0 | 0 | 0 | 0 | 0 | 0 | 1.5753 | 0.048074 | 3.8936e-05 | 0 | 1.822 | 0 | 2.9157 | 2.9113 | 0.5397 | 23.5145 | 1.2254 | 3.0551 | 0.16064 | 0.017778 | 0 | 0.69964 | 0.18406 | 3.3194 | 13.6136 | 20.6014 | -0.30408 | 0 | 0.078052 | 0 | 1.6728 | 0.28303
2025_08_11 Hr 24 | 0 | 0 | 0 | 0.12671 | 0.1268 | 0.1268 | 0.12674 | 0.12675 | 0.1268 | 0 | 0 | 0.010184 | 0.81 | 0.048967 | 1.5087 | 1.5087 | 6.3362 | 0.53067 | 0.0012136 | 0.004224 | 0.0069788 | 0.086901 | 0 | 0 | 0.015357 | 0.51425 | 0.30273 | 5.6689 | 2.0585 | 0 | 0.55355 | 0.81115 | 0 | 0 | 0 | 0 | -22.7563 | 0.033679 | 0 | 0 | 0 | -0.26994 | 0 | 0 | 0 | 0 | 0 | 0 | 0 | 0 | 1.7132 | 0.048074 | 3.8936e-05 | 0 | 1.822 | 0 | 2.9157 | 2.9113 | 0.57017 | 22.9578 | 1.2254 | 3.0551 | 0.16064 | 0.017778 | 0 | 0.69964 | 0.18406 | 3.3194 | 19.2084 | 19.2769 | -0.26994 | 0 | 0.078052 | 0 | 1.6728 | 0.26966
2025_08_12 Hr 01 | 0 | 0 | 0 | 0.12388 | 0.12396 | 0.12396 | 0.1239 | 0.12391 | 0.12396 | 0 | 0 | 0.010184 | 1.59 | 0.090628 | 1.5087 | 1.5087 | 6.1944 | 0 | 0.0012136 | 0.004224 | 0.0069788 | 0.086901 | 0 | 0 | 0.015357 | 0.47904 | 0.29606 | 5.542 | 2.0585 | 0 | 0.55355 | 0.81115 | 0 | 0 | 0 | 0 | -22.3103 | 0.033679 | 0 | 0.16489 | 0 | -0.25439 | 0 | 0 | 0 | 0 | 0 | 0 | 0 | 0 | 1.2994 | 0.048074 | 3.8936e-05 | 0 | 1.822 | 0 | 2.8504 | 2.8461 | 0.72251 | 21.9689 | 1.2254 | 3.0551 | 0.16064 | 0.017778 | 0 | 0.69964 | 0.18406 | 3.3194 | 19.2303 | 19.8261 | -0.25439 | 0 | 0.078052 | 0 | 1.6728 | 0.2587
2025_08_12 Hr 02 | 0 | 0 | 0 | 0.12388 | 0.12396 | 0.12396 | 0.1239 | 0.12391 | 0.12396 | 0 | 0 | 0.010184 | 2.22 | 0.12733 | 1.5087 | 1.5087 | 6.1944 | 0 | 0.0012136 | 0.004224 | 0.0069788 | 0.086901 | 0 | 0 | 0.015357 | 0 | 0 | 5.542 | 2.0585 | 0 | 0.55355 | 0.81115 | 0 | 0 | 0 | 0 | -25.7598 | 0.033679 | 0 | 0.19972 | 0 | -0.256 | 0 | 0 | 0 | 0 | 0 | 0 | 0 | 0 | 1.0962 | 0.048074 | 3.8936e-05 | 0 | 1.822 | 0 | 2.8504 | 2.8461 | 1.1099 | 21.1938 | 1.2254 | 3.0551 | 0.16064 | 0.017778 | 0 | 0.69964 | 0.18406 | 3.3194 | 15.8493 | 20.6713 | -0.256 | 0 | 0.078052 | 0 | 1.6728 | 0.25304
2025_08_12 Hr 03 | 0 | 0 | 0 | 0.12388 | 0.12396 | 0.12396 | 0.1239 | 0.12391 | 0.12396 | 0 | 0 | 0.010184 | 1.59 | 0.088256 | 1.5087 | 1.5087 | 6.1944 | 0 | 0.0012136 | 0.004224 | 0.0069788 | 0.086901 | 0 | 0 | 0.015357 | 0 | 0 | 5.542 | 2.0585 | 0 | 0.55355 | 0.81115 | 0 | 0 | 0 | 0 | -27.1443 | 0.033679 | 0 | 0.21707 | 0 | -0.24768 | 0 | 0 | 0 | 0 | 0 | 0 | 0 | 0 | 2.1923 | 0.048074 | 3.8936e-05 | 0 | 1.822 | 0 | 2.8504 | 2.8461 | 1.5321 | 21.1938 | 1.2254 | 3.0551 | 0.16064 | 0.017778 | 0 | 0.69964 | 0.18406 | 3.3194 | 15.3176 | 21.5158 | -0.24768 | 0 | 0.078052 | 0 | 1.6728 | 0.24827
2025_08_12 Hr 04 | 0 | 0 | 0 | 0.12388 | 0.12396 | 0.12396 | 0.1239 | 0.12391 | 0.12396 | 0 | 0 | 0.010184 | 0.93 | 0.055918 | 1.5087 | 1.5087 | 6.1944 | 0 | 0.0012136 | 0.004224 | 0.0069788 | 0.086901 | 0 | 0 | 0.015357 | 0 | 0 | 5.542 | 2.0585 | 0 | 0.55355 | 0.81115 | 0 | 0 | 0 | 0 | -29.1818 | 0.033679 | 0 | 0.20937 | 0 | -0.26847 | 0 | 0 | 0 | 0 | 0 | 0 | 0 | 0 | 2.9473 | 0.048074 | 3.8936e-05 | 0 | 1.822 | 0 | 2.8504 | 2.8461 | 1.8019 | 21.1938 | 1.2254 | 3.0551 | 0.16064 | 0.017778 | 0 | 0.69964 | 0.18406 | 3.3194 | 13.5927 | 21.8492 | -0.26847 | 0 | 0.078052 | 0 | 1.6728 | 0.24915
2025_08_12 Hr 05 | 0 | 0 | 0 | 0.12388 | 0.12396 | 0.12396 | 0.1239 | 0.12391 | 0.12396 | 0 | 0 | 0.010184 | 1.38 | 0.09099 | 1.5087 | 1.5087 | 6.1944 | 0 | 0.0012136 | 0.004224 | 0.0069788 | 0.086901 | 0 | 0 | 0.015357 | 0 | 0 | 5.542 | 2.0585 | 0 | 0.55355 | 0.81115 | 0 | 0 | 0 | 0 | -32.1476 | 0.033679 | 0 | 0.22959 | 0 | -0.29461 | 0 | 0 | 0 | 0 | 0 | 0 | 0 | 0 | 2.7368 | 0.048074 | 3.8936e-05 | 0 | 1.822 | 0 | 2.8504 | 2.8461 | 1.5625 | 21.1938 | 1.2254 | 3.0551 | 0.16064 | 0.017778 | 0 | 0.69964 | 0.18406 | 3.3194 | 10.6388 | 21.8872 | -0.29461 | 0 | 0.078052 | 0 | 1.6728 | 0.25204
2025_08_12 Hr 06 | 0 | 0 | 0 | 0 | 0 | 0 | 0 | 0 | 0 | 0 | 0 | 0.010184 | 2.34 | 0.17824 | 1.5087 | 1.5087 | 6.1944 | 0 | 0.0012136 | 0.004224 | 0.0069788 | 0.086901 | 0 | 0 | 0.015357 | 0 | 0 | 5.542 | 2.0585 | 0 | 0.55355 | 0.81115 | 0 | 0 | 0 | 0 | -35.7743 | 0.033679 | 0 | 0.27013 | 0 | -0.34067 | 0 | 0 | 0 | 0 | 0 | 0 | 0 | 0 | 2.9473 | 0.048074 | 3.8936e-05 | 0 | 1.822 | 0 | 2.8504 | 2.8461 | 1.5016 | 20.4502 | 1.2254 | 3.0551 | 0.16064 | 0.017778 | 0 | 0.69964 | 0.18406 | 3.3194 | 7.4295 | 23.0942 | -0.34067 | 0 | 0.078052 | 0 | 1.6728 | 0.26222
2025_08_12 Hr 07 | 0.090742 | 3.8476e-06 | 0 | 0 | 0 | 0 | 0 | 0 | 0 | 0 | 0 | 0.010184 | 2.07 | 0.16519 | 1.5087 | 1.5087 | 5.9253 | 0.60994 | 0.0012136 | 0.004224 | 0.0069788 | 0.086901 | 0 | 0 | 0.015357 | 0 | 0 | 5.3595 | 2.0585 | 0 | 0.53217 | 0.81115 | 0 | 0 | 0 | 0 | -32.0562 | 0.033679 | 0 | 0.28301 | 0 | -0.35701 | 0 | 0 | 0 | 0 | 0 | 0 | 0 | 0 | 2.9473 | 0.048074 | 3.8936e-05 | 0 | 1.822 | 0 | 2.7472 | 2.743 | 1.6191 | 20.4024 | 1.2254 | 3.0551 | 0.16064 | 0.017778 | -0.090742 | 0.69964 | 0.18406 | 3.3194 | 10.9042 | 23.0058 | -0.44775 | 0 | 0.078052 | 0 | 1.6728 | 0.27
2025_08_12 Hr 08 | 0.36362 | 2.6068e-05 | 0 | 0 | 0 | 0 | 0 | 0 | 0 | 0 | 0 | 0.010184 | 2.1 | 0.1622 | 1.5087 | 1.5087 | 5.9253 | 0.60994 | 0.0012136 | 0.004224 | 0.0069788 | 0.086901 | 0 | 0 | 0.015357 | 0 | 0 | 5.3595 | 2.0585 | 0 | 0.53217 | 0.81115 | 0 | 0 | 0 | 0 | -28.5533 | 0.033679 | 0 | 0.050481 | 0 | -0.34547 | 0 | 0 | 0 | 0 | 0 | 0 | 0 | 0 | 2.6715 | 0.048074 | 3.8936e-05 | 0 | 1.822 | 0 | 2.7472 | 2.743 | 1.3797 | 20.4024 | 1.2254 | 3.0551 | 0.16064 | 0.017778 | -0.36362 | 0.69964 | 0.18406 | 3.3194 | 13.9396 | 22.7996 | -0.70909 | 0 | 0.078052 | 0 | 1.6728 | 0.27906
2025_08_12 Hr 09 | 0.52222 | 0.0001591 | 0 | 0 | 0 | 0 | 0 | 0 | 0 | 0 | 0 | 0.010184 | 2.34 | 0.20143 | 1.5087 | 1.5087 | 5.9253 | 0.60994 | 0.0012136 | 0.004224 | 0.0069788 | 0.086901 | 0 | 0 | 0.015357 | 0 | 0 | 5.3595 | 2.0585 | 0 | 0.53217 | 0.81115 | 0 | 0 | 0 | 0 | -29.089 | 0.033679 | 0 | 0.05626 | 0 | -0.38526 | 0 | 0 | 0 | 0 | 0 | 0 | 0 | 0 | 2.3956 | 0.048074 | 3.8936e-05 | 0 | 1.822 | 0 | 2.7472 | 2.743 | 0.84002 | 20.4024 | 1.2254 | 3.0551 | 0.16064 | 0.017778 | -0.52222 | 0.69964 | 0.18406 | 3.3194 | 12.835 | 22.4291 | -0.90748 | 0 | 0.078052 | 0 | 1.6728 | 0.28622
2025_08_12 Hr 10 | 0.59015 | 0.00047255 | 0 | 0.12388 | 0.12396 | 0.12396 | 0.1239 | 0.12391 | 0.12396 | 0 | 0 | 0.010184 | 2.4 | 0.22402 | 1.5087 | 1.5087 | 5.9253 | 0.60994 | 0.0012136 | 0.004224 | 0.0069788 | 0.086901 | 0 | 0 | 0.015357 | 0 | 0.4457 | 5.3595 | 2.0585 | 0 | 0.53217 | 0.81115 | 0 | 0 | 0 | 0 | -30.6332 | 0.033679 | 0 | 0.055006 | 0 | -0.41794 | 0 | 0 | 0 | 0 | 0 | 0 | 0 | 0 | 2.3956 | 0.048074 | 3.8936e-05 | 0 | 1.822 | 0 | 2.7472 | 2.743 | 0.77909 | 21.442 | 1.2254 | 3.0551 | 0.16064 | 0.017778 | -0.59015 | 0.69964 | 0.18406 | 3.3194 | 12.3227 | 22.5219 | -1.0081 | 0 | 0.078052 | 0 | 1.6728 | 0.28911
2025_08_12 Hr 11 | 0.80106 | 0.00084445 | 0 | 0.12388 | 0.12396 | 0.12396 | 0.1239 | 0.12391 | 0.12396 | 0 | 0 | 0.010184 | 2.49 | 0.26538 | 1.5087 | 1.5087 | 5.9253 | 0.60994 | 0.0012136 | 0.004224 | 0.0069788 | 0.086901 | 0 | 0 | 0.015357 | 0 | 0.29606 | 5.3595 | 2.0585 | 0.7189 | 0.53217 | 0.81115 | 0 | 0 | 0 | 0 | -34.8774 | 0.033679 | 0 | 0.062805 | 0 | -0.47751 | 0 | 0 | 0 | 0 | 0 | 0 | 0 | 0 | 2.2577 | 0.048074 | 3.8936e-05 | 0 | 1.822 | 0 | 2.7472 | 2.743 | 0.57017 | 22.1609 | 1.2254 | 3.0551 | 0.16064 | 0.017778 | -0.80106 | 0.69964 | 0.18406 | 3.3194 | 8.5284 | 22.5235 | -1.2786 | 0 | 0.078052 | 0 | 1.6728 | 0.29488
2025_08_12 Hr 12 | 0.69971 | 0.0010976 | 0 | 0.12388 | 0.12396 | 0.12396 | 0.1239 | 0.12391 | 0.12396 | 0 | 0 | 0.010184 | 2.52 | 0.28779 | 1.5087 | 1.5087 | 5.9253 | 0.60994 | 0.0012136 | 0.004224 | 0.0069788 | 0.086901 | 0 | 0 | 0.015357 | 0 | 0.29606 | 5.3595 | 2.0585 | 0.7189 | 0.53217 | 0.81115 | 0 | 0 | 0 | 0 | -36.547 | 0.033679 | 0 | 0.067298 | 0 | -0.51182 | 0 | 0 | 0 | 0 | 0 | 0 | 0 | 0 | 2.1923 | 0.048074 | 3.8936e-05 | 0 | 1.822 | 0 | 2.7472 | 2.743 | 0.4483 | 22.1609 | 1.2254 | 3.0551 | 0.16064 | 0.017778 | -0.69971 | 0.69964 | 0.18406 | 3.3194 | 6.6994 | 22.297 | -1.2115 | 0 | 0.078052 | 0 | 1.6728 | 0.30432
2025_08_12 Hr 13 | 0.56734 | 0.0014432 | 0 | 0.12388 | 0.12396 | 0.12396 | 0.1239 | 0.12391 | 0.12396 | 0 | 0 | 0.010184 | 2.52 | 0.33425 | 1.5087 | 1.5087 | 5.9253 | 0.60994 | 0.0012136 | 0.004224 | 0.0069788 | 0.086901 | 0 | 0 | 0.015357 | 0 | 0.29606 | 5.3595 | 2.0585 | 0.7189 | 0.53217 | 0.81115 | 0 | 0 | 0 | 0 | -36.5517 | 0.033679 | 0 | 0.078162 | 0 | -0.59478 | 0 | 0 | 0 | 0 | 0 | 0 | 0 | 0 | 1.9165 | 0.048074 | 3.8936e-05 | 0 | 1.822 | 0 | 2.7472 | 2.743 | 0.4483 | 22.1609 | 1.2254 | 3.0551 | 0.16064 | 0.017778 | -0.56734 | 0.69964 | 0.18406 | 3.3194 | 6.3895 | 21.9424 | -1.1621 | 0 | 0.078052 | 0 | 1.6728 | 0.3111
2025_08_12 Hr 14 | 0.62074 | 0.0016402 | 0 | 0.12388 | 0.12396 | 0.12396 | 0.1239 | 0.12391 | 0.12396 | 0 | 0 | 0.010184 | 2.58 | 0.36318 | 1.5087 | 1.5087 | 5.9253 | 0.60994 | 0.0012136 | 0.004224 | 0.0069788 | 0.086901 | 0 | 0 | 0.015357 | 0 | 0.29606 | 5.3595 | 2.0585 | 0.7189 | 0.53217 | 0.81115 | 0 | 0 | 0 | 0 | -35.3187 | 0.033679 | 0 | 0.082952 | 0 | -0.63135 | 0 | 0 | 0 | 0 | 0 | 0 | 0 | 0 | 2.1197 | 0.048074 | 3.8936e-05 | 0 | 1.822 | 0 | 2.7472 | 2.743 | 0.50924 | 22.1609 | 1.2254 | 3.0551 | 0.16064 | 0.017778 | -0.62074 | 0.69964 | 0.18406 | 3.3194 | 7.9435 | 22.3534 | -1.2521 | 0 | 0.078052 | 0 | 1.6728 | 0.31539
2025_08_12 Hr 15 | 0.64558 | 0.0020021 | 0 | 0.12388 | 0.12396 | 0.12396 | 0.1239 | 0.12391 | 0.12396 | 0 | 0 | 0.010184 | 2.58 | 0.43848 | 1.5087 | 1.5087 | 5.9253 | 0.60994 | 0.0012136 | 0.004224 | 0.0069788 | 0.086901 | 0 | 0 | 0.015357 | 0 | 0.29606 | 5.3595 | 2.0585 | 0.7189 | 0.53217 | 0.81115 | 0 | 0 | 0 | 0 | -36.9114 | 0.033679 | 0 | 0.10015 | 0 | -0.7627 | 0 | 0 | 0 | 0 | 0 | 0 | 0 | 0 | 2.1197 | 0.048074 | 3.8936e-05 | 0 | 1.822 | 0 | 2.7472 | 2.743 | 0.42219 | 22.1609 | 1.2254 | 3.0551 | 0.16064 | 0.017778 | -0.64558 | 0.69964 | 0.18406 | 3.3194 | 6.214 | 22.3727 | -1.4083 | 0 | 0.078052 | 0 | 1.6728 | 0.32127
2025_08_12 Hr 16 | 0.75681 | 0.0024249 | 0 | 0.12388 | 0.12396 | 0.12396 | 0.1239 | 0.12391 | 0.12396 | 0 | 0 | 0.010184 | 2.07 | 0.44682 | 1.5087 | 1.5087 | 5.9253 | 0.60994 | 0.0012136 | 0.004224 | 0.0069788 | 0.086901 | 0 | 0 | 0.015357 | 0 | 0.29606 | 5.3595 | 2.0585 | 0.7189 | 0.53217 | 0.81115 | 0 | 0 | 0 | 0 | -36.8265 | 0.033679 | 0 | 0.1272 | 0 | -0.96926 | 0 | 0 | 0 | 0 | 0 | 0 | 0 | 0 | 1.9891 | 0.048074 | 3.8936e-05 | 0 | 1.822 | 0 | 2.7472 | 2.743 | 0.39172 | 22.1609 | 1.2254 | 3.0551 | 0.16064 | 0.017778 | -0.75681 | 0.69964 | 0.18406 | 3.3194 | 5.4339 | 21.8255 | -1.7261 | 0 | 0.078052 | 0 | 1.6728 | 0.32518
2025_08_12 Hr 17 | 0.75318 | 0.0023022 | 0 | 0.12388 | 0.12396 | 0.12396 | 0.1239 | 0.12391 | 0.12396 | 0 | 0 | 0.010184 | 2.49 | 0.5707 | 1.5087 | 1.5087 | 5.9253 | 0.60994 | 0.0012136 | 0.004224 | 0.0069788 | 0.086901 | 0 | 0 | 0.015357 | 0 | 0.29606 | 5.3595 | 2.0585 | 0.7189 | 0.53217 | 0.81115 | 0 | 0 | 0 | 0 | -57.1812 | 0.033679 | 0 | 0.13506 | 0 | -1.0293 | 0 | 0 | 0 | 0 | 0 | 0 | 0 | 0 | 1.9165 | 0.048074 | 3.8936e-05 | 0 | 1.822 | 0 | 2.7472 | 2.743 | 0.42219 | 22.1609 | 1.2254 | 3.0551 | 0.16064 | 0.017778 | -0.75318 | 0.69964 | 0.18406 | 3.3194 | -14.4684 | 22.3343 | -1.7825 | 0 | 0.078052 | 0 | 1.6728 | 0.33598
2025_08_12 Hr 18 | 0.77098 | 0.0019057 | 0 | 0.12388 | 0.12396 | 0.12396 | 0.1239 | 0.12391 | 0.12396 | 0 | 0 | 0.010184 | 2.34 | 0.54405 | 1.5087 | 1.5087 | 5.9253 | 0.60994 | 0.0012136 | 0.004224 | 0.0069788 | 0.086901 | 0 | 0 | 0.015357 | 0 | 0.29606 | 5.3595 | 2.0585 | 0.7189 | 0.53217 | 0.81115 | 0 | 0 | 0 | 0 | -56.1904 | 0.033679 | 0 | 0.13701 | 0 | -1.0442 | 0 | 0 | 0 | 0 | 0 | 0 | 0 | 0 | 1.8511 | 0.048074 | 3.8936e-05 | 0 | 1.822 | 0 | 2.7472 | 2.743 | 0.47877 | 22.1609 | 1.2254 | 3.0551 | 0.16064 | 0.017778 | -0.77098 | 0.69964 | 0.18406 | 3.3194 | -13.6764 | 22.1682 | -1.8151 | 0 | 0.078052 | 0 | 1.6728 | 0.33787
2025_08_12 Hr 19 | 0.43155 | 0.0010557 | 0 | 0.12388 | 0.12396 | 0.12396 | 0.1239 | 0.12391 | 0.12396 | 0 | 0 | 0.010184 | 2.1 | 0.45982 | 1.5087 | 1.5087 | 5.9253 | 0.60994 | 0.0012136 | 0.004224 | 0.0069788 | 0.086901 | 0 | 0 | 0.015357 | 0 | 0.29606 | 5.3595 | 2.0585 | 0.7189 | 0.53217 | 0.81115 | 0 | 0 | 0 | 0 | -49.1033 | 0.033679 | 0 | 0.12903 | 0 | -0.98322 | 0 | 0 | 0 | 0 | 0 | 0 | 0 | 0 | 1.372 | 0.048074 | 3.8936e-05 | 0 | 1.822 | 0 | 2.7472 | 2.743 | 0.90096 | 22.1609 | 1.2254 | 3.0551 | 0.16064 | 0.017778 | -0.43155 | 0.69964 | 0.18406 | 3.3194 | -6.9152 | 21.442 | -1.4148 | 0 | 0.078052 | 0 | 1.6728 | 0.33309
2025_08_12 Hr 20 | 0.068002 | 0.00042272 | 0 | 0.12388 | 0.12396 | 0.12396 | 0.1239 | 0.12391 | 0.12396 | 0 | 0 | 0.010184 | 1.98 | 0.35917 | 1.5087 | 1.5087 | 5.9253 | 0.60994 | 0.0012136 | 0.004224 | 0.0069788 | 0.086901 | 0 | 0 | 0.015357 | 0 | 0.29606 | 5.3595 | 2.0585 | 0.7189 | 0.53217 | 0.81115 | 0 | 0 | 0 | 0 | -49.8515 | 0.033679 | 0 | 0.1069 | 0 | -0.81419 | 0 | 0 | 0 | 0 | 0 | 0 | 0 | 0 | 1.1615 | 0.048074 | 3.8936e-05 | 0 | 1.822 | 0 | 2.7472 | 2.743 | 0.99236 | 22.1609 | 1.2254 | 3.0551 | 0.16064 | 0.017778 | -0.068002 | 0.69964 | 0.18406 | 3.3194 | -7.8392 | 20.7336 | -0.88219 | 0 | 0.078052 | 0 | 1.6728 | 0.32869
2025_08_12 Hr 21 | 0 | 0.00016225 | 0 | 0.12388 | 0.12396 | 0.12396 | 0.1239 | 0.12391 | 0.12396 | 0 | 0 | 0.010184 | 1.86 | 0.25723 | 1.5087 | 1.5087 | 5.9253 | 0.60994 | 0.0012136 | 0.004224 | 0.0069788 | 0.086901 | 0 | 0 | 0.015357 | 0 | 0.29606 | 5.3595 | 2.0585 | 0.7189 | 0.53217 | 0.81115 | 0 | 0 | 0 | 0 | -43.0499 | 0.033679 | 0 | 0.081495 | 0 | -0.62023 | 0 | 0 | 0 | 0 | 0 | 0 | 0 | 0 | 1.9891 | 0.048074 | 3.8936e-05 | 0 | 1.822 | 0 | 2.7472 | 2.743 | 0.69204 | 22.1609 | 1.2254 | 3.0551 | 0.16064 | 0.017778 | 0 | 0.69964 | 0.18406 | 3.3194 | -0.54644 | 20.9628 | -0.62023 | 0 | 0.078052 | 0 | 1.6728 | 0.32078
2025_08_12 Hr 22 | 0 | 3.3918e-05 | 0 | 0.12388 | 0.12396 | 0.12396 | 0.1239 | 0.12391 | 0.12396 | 0 | 0 | 0.010184 | 2.07 | 0.25698 | 1.5087 | 1.5087 | 5.9253 | 0.60994 | 0.0012136 | 0.004224 | 0.0069788 | 0.086901 | 0 | 0 | 0.015357 | 0 | 0.29606 | 5.3595 | 2.0585 | 0.7189 | 0.53217 | 0.81115 | 0 | 0 | 0 | 0 | -40.9978 | 0.033679 | 0 | 0.073157 | 0 | -0.55656 | 0 | 0 | 0 | 0 | 0 | 0 | 0 | 0 | 3.0126 | 0.048074 | 3.8936e-05 | 0 | 1.822 | 0 | 2.7472 | 2.743 | 0.87049 | 22.1609 | 1.2254 | 3.0551 | 0.16064 | 0.017778 | 0 | 0.69964 | 0.18406 | 3.3194 | 2.9665 | 22.36 | -0.55656 | 0 | 0.078052 | 0 | 1.6728 | 0.30633
2025_08_12 Hr 23 | 0 | 0 | 0 | 0.12388 | 0.12396 | 0.12396 | 0.1239 | 0.12391 | 0.12396 | 0 | 0 | 0.010184 | 1.83 | 0.20619 | 1.5087 | 1.5087 | 6.1882 | 0.5188 | 0.0012136 | 0.004224 | 0.0069788 | 0.086901 | 0 | 0 | 0.015357 | 0 | 0.29606 | 5.538 | 2.0585 | 0 | 0.55307 | 0.81115 | 0 | 0 | 0 | 0 | -36.5795 | 0.033679 | 0 | 0.066395 | 0 | -0.50492 | 0 | 0 | 0 | 0 | 0 | 0 | 0 | 0 | 1.7132 | 0.048074 | 3.8936e-05 | 0 | 1.822 | 0 | 2.8504 | 2.8461 | 0.66157 | 21.9985 | 1.2254 | 3.0551 | 0.16064 | 0.017778 | 0 | 0.69964 | 0.18406 | 3.3194 | 5.4779 | 20.5638 | -0.50492 | 0 | 0.078052 | 0 | 1.6728 | 0.28848
2025_08_12 Hr 24 | 0 | 0 | 0 | 0.12388 | 0.12396 | 0.12396 | 0.1239 | 0.12391 | 0.12396 | 0 | 0 | 0.010184 | 1.56 | 0.10137 | 1.5087 | 1.5087 | 6.1944 | 0.5188 | 0.0012136 | 0.004224 | 0.0069788 | 0.086901 | 0 | 0 | 0.015357 | 0 | 0.29606 | 5.542 | 2.0585 | 0 | 0.55355 | 0.81115 | 0 | 0 | 0 | 0 | -21.5703 | 0.033679 | 0 | 0.038294 | 0 | -0.29033 | 0 | 0 | 0 | 0 | 0 | 0 | 0 | 0 | 1.5753 | 0.048074 | 3.8936e-05 | 0 | 1.822 | 0 | 2.8504 | 2.8461 | 1.0794 | 22.0087 | 1.2254 | 3.0551 | 0.16064 | 0.017778 | 0 | 0.69964 | 0.18406 | 3.3194 | 20.6031 | 20.4551 | -0.29033 | 0 | 0.078052 | 0 | 1.6728 | 0.27414
2025_08_13 Hr 01 | 0 | 0 | 0 | 0.13097 | 0.13106 | 0.13106 | 0.131 | 0.13101 | 0.13106 | 0 | 0 | 0.010184 | 1.47 | 0.098352 | 1.5087 | 1.5087 | 6.5489 | 0.54849 | 0.0012136 | 0.004224 | 0.0069788 | 0.086901 | 0 | 0 | 0.015357 | 0 | 0.31273 | 5.8594 | 2.0585 | 0 | 0.55355 | 0.81115 | 0 | 0 | 0 | 0 | -29.5048 | 0.033679 | 0 | 0.23298 | 0 | -0.29898 | 0 | 0 | 0 | 0 | 0 | 0 | 0 | 0 | 3.2159 | 0.048074 | 3.8936e-05 | 0 | 1.822 | 0 | 3.0136 | 3.0091 | 2.4635 | 23.0958 | 1.2254 | 3.0551 | 0.16064 | 0.017778 | 0 | 0.69964 | 0.18406 | 3.3194 | 16.6711 | 23.3791 | -0.29898 | 0 | 0.078052 | 0 | 1.6728 | 0.26647
2025_08_13 Hr 02 | 0 | 0 | 0 | 0.13097 | 0.13106 | 0.13106 | 0.131 | 0.13101 | 0.13106 | 0 | 0 | 0.010184 | 1.38 | 0.092499 | 1.5087 | 1.5087 | 6.5489 | 0 | 0.0012136 | 0.004224 | 0.0069788 | 0.086901 | 0 | 0 | 0.015357 | 4.898 | 0.31273 | 5.8594 | 2.0585 | 0 | 0.55355 | 0.81115 | 0 | 0 | 0 | 0 | -31.0021 | 0.033679 | 0 | 0.1939 | 0 | -0.29953 | 0 | 0 | 0 | 0 | 0 | 0 | 0 | 0 | 2.6715 | 0.048074 | 3.8936e-05 | 0 | 1.822 | 0 | 3.0136 | 3.0091 | 2.3416 | 23.1369 | 1.2254 | 3.0551 | 0.16064 | 0.017778 | 0 | 0.69964 | 0.18406 | 3.3194 | 14.4448 | 22.6095 | -0.29953 | 0 | 0.078052 | 0 | 1.6728 | 0.25909
2025_08_13 Hr 03 | 0 | 0 | 0 | 0.13097 | 0.13106 | 0.13106 | 0.131 | 0.13101 | 0.13106 | 0 | 0 | 0.010184 | 1.14 | 0.0773 | 1.5087 | 1.5087 | 6.5489 | 0 | 0.0012136 | 0.004224 | 0.0069788 | 0.086901 | 0 | 0 | 0.015357 | 0.83079 | 0.31273 | 5.8594 | 2.0585 | 0 | 0.55355 | 0.81115 | 0 | 0 | 0 | 0 | -33.6645 | 0.033679 | 0 | 0.19616 | 0 | -0.30303 | 0 | 0 | 0 | 0 | 0 | 0 | 0 | 0 | 1.5753 | 0.048074 | 3.8936e-05 | 0 | 1.822 | 0 | 3.0136 | 3.0091 | 2.6724 | 23.3781 | 1.2254 | 3.0551 | 0.16064 | 0.017778 | 0 | 0.69964 | 0.18406 | 3.3194 | 10.9966 | 21.5861 | -0.30303 | 0 | 0.078052 | 0 | 1.6728 | 0.25622
2025_08_13 Hr 04 | 0 | 0 | 0 | 0.13097 | 0.13106 | 0.13106 | 0.131 | 0.13101 | 0.13106 | 0 | 0 | 0.010184 | 0.93 | 0.063888 | 1.5087 | 1.5087 | 6.5489 | 0 | 0.0012136 | 0.004224 | 0.0069788 | 0.086901 | 0 | 0 | 0.015357 | 1.0719 | 0.31273 | 5.8594 | 2.0585 | 0 | 0.55355 | 0.81115 | 0 | 0 | 0 | 0 | -36.0439 | 0.033679 | 0 | 0.22817 | 0 | -0.30704 | 0 | 0 | 0 | 0 | 0 | 0 | 0 | 0 | 1.9165 | 0.048074 | 3.8936e-05 | 0 | 1.822 | 0 | 3.0136 | 3.0091 | 2.6419 | 23.6192 | 1.2254 | 3.0551 | 0.16064 | 0.017778 | 0 | 0.69964 | 0.18406 | 3.3194 | 8.9396 | 21.6713 | -0.30704 | 0 | 0.078052 | 0 | 1.6728 | 0.2541
2025_08_13 Hr 05 | 0 | 0 | 0 | 0.13097 | 0.13106 | 0.13106 | 0.131 | 0.13101 | 0.13106 | 0 | 0 | 0.010184 | 0.84 | 0.059302 | 1.5087 | 1.5087 | 6.5489 | 0 | 0.0012136 | 0.004224 | 0.0069788 | 0.086901 | 0 | 0 | 0.015357 | 1.2657 | 0.31273 | 5.8594 | 2.0585 | 0 | 0.55355 | 0.81115 | 0 | 0 | 0 | 0 | -37.2809 | 0.033679 | 0 | 0.20423 | 0 | -0.31559 | 0 | 0 | 0 | 0 | 0 | 0 | 0 | 0 | 2.7368 | 0.048074 | 3.8936e-05 | 0 | 1.822 | 0 | 3.0136 | 3.0091 | 2.7333 | 23.813 | 1.2254 | 3.0551 | 0.16064 | 0.017778 | 0 | 0.69964 | 0.18406 | 3.3194 | 8.708 | 22.4915 | -0.31559 | 0 | 0.078052 | 0 | 1.6728 | 0.25721
2025_08_13 Hr 06 | 0 | 0 | 0 | 0.13097 | 0.13106 | 0.13106 | 0.131 | 0.13101 | 0.13106 | 0 | 0 | 0.010184 | 0.69 | 0.051189 | 1.5087 | 1.5087 | 6.5489 | 0.54849 | 0.0012136 | 0.004224 | 0.0069788 | 0.086901 | 0 | 0 | 0.015357 | 1.2821 | 0.31273 | 5.8594 | 2.0585 | 0 | 0.55355 | 0.81115 | 0 | 0 | 0 | 0 | -38.1716 | 0.033679 | 0 | 0.21461 | 0 | -0.33174 | 0 | 0 | 0 | 0 | 0 | 0 | 0 | 0 | 3.3538 | 0.048074 | 3.8936e-05 | 0 | 1.822 | 0 | 3.0136 | 3.0091 | 2.8204 | 24.3779 | 1.2254 | 3.0551 | 0.16064 | 0.017778 | 0 | 0.69964 | 0.18406 | 3.3194 | 8.9206 | 23.046 | -0.33174 | 0 | 0.078052 | 0 | 1.6728 | 0.26572
2025_08_13 Hr 07 | 0.13586 | 5.7077e-06 | 0 | 0.13097 | 0.13106 | 0.13106 | 0.131 | 0.13101 | 0.13106 | 0 | 0 | 0.010184 | 0.36 | 0.031963 | 1.5087 | 1.5087 | 6.2644 | 0.64485 | 0.0012136 | 0.004224 | 0.0069788 | 0.086901 | 0 | 0 | 0.015357 | 1.2821 | 0.31273 | 5.6665 | 2.0585 | 0 | 0.53217 | 0.81115 | 0 | 0 | 0 | 0 | -38.2258 | 0.033679 | 0 | 0.25684 | 0 | -0.39744 | 0 | 0 | 0 | 0 | 0 | 0 | 0 | 0 | 3.3538 | 0.048074 | 3.8936e-05 | 0 | 1.822 | 0 | 2.9045 | 2.9002 | 2.4635 | 23.7788 | 1.2254 | 3.0551 | 0.16064 | 0.017778 | -0.13586 | 0.69964 | 0.18406 | 3.3194 | 7.4857 | 22.466 | -0.53329 | 0 | 0.078052 | 0 | 1.6728 | 0.27735
2025_08_13 Hr 08 | 0.66462 | 5.3786e-05 | 0 | 0.13097 | 0.13106 | 0.13106 | 0.131 | 0.13101 | 0.13106 | 0 | 0 | 0.010184 | 0.18 | 0.01506 | 1.5087 | 1.5087 | 6.2644 | 0.64485 | 0.0012136 | 0.004224 | 0.0069788 | 0.086901 | 0 | 0 | 0.015357 | 1.2821 | 0.31273 | 5.6665 | 2.0585 | 0 | 0.53217 | 0.81115 | 0 | 0 | 0 | 0 | -33.3253 | 0.033679 | 0 | 0 | 0 | -0.3744 | 0 | 0 | 0 | 0 | 0 | 0 | 0 | 0 | 2.9473 | 0.048074 | 3.8936e-05 | 0 | 1.822 | 0 | 2.9045 | 2.9002 | 2.0413 | 23.7788 | 1.2254 | 3.0551 | 0.16064 | 0.017778 | -0.66462 | 0.69964 | 0.18406 | 3.3194 | 11.3956 | 21.9812 | -1.039 | 0 | 0.078052 | 0 | 1.6728 | 0.28934
2025_08_13 Hr 09 | 0.76589 | 0.00020116 | 0 | 0.13097 | 0.13106 | 0.13106 | 0.131 | 0.13101 | 0.13106 | 0 | 0 | 0.010184 | 0.15 | 0.014901 | 1.5087 | 1.5087 | 6.2644 | 0.64485 | 0.0012136 | 0.004224 | 0.0069788 | 0.086901 | 0 | 0 | 0.015357 | 1.2821 | 0.31273 | 5.6665 | 2.0585 | 0.76008 | 0.53217 | 0.81115 | 0 | 0 | 0 | 0 | -35.9084 | 0.033679 | 0 | 0 | 0 | -0.44492 | 0 | 0 | 0 | 0 | 0 | 0 | 0 | 0 | 2.2577 | 0.048074 | 3.8936e-05 | 0 | 1.822 | 0 | 2.9045 | 2.9002 | 1.5321 | 24.5389 | 1.2254 | 3.0551 | 0.16064 | 0.017778 | -0.76589 | 0.69964 | 0.18406 | 3.3194 | 8.2785 | 20.8588 | -1.2108 | 0 | 0.078052 | 0 | 1.6728 | 0.2946
2025_08_13 Hr 10 | 0.77301 | 0.00061556 | 0 | 0.13097 | 0.13106 | 0.13106 | 0.131 | 0.13101 | 0.13106 | 0 | 0 | 0.010184 | 0.15 | 0.018067 | 1.5087 | 1.5087 | 6.2644 | 0.64485 | 0.0012136 | 0.004224 | 0.0069788 | 0.086901 | 0 | 0 | 0.015357 | 1.2821 | 0.31273 | 5.6665 | 2.0585 | 0.76008 | 0.53217 | 0.81115 | 0 | 0 | 0 | 0 | -41.6157 | 0.033679 | 0 | 0 | 0 | -0.5399 | 0 | 0 | 0 | 0 | 0 | 0 | 0 | 0 | 2.1197 | 0.048074 | 3.8936e-05 | 0 | 1.822 | 0 | 2.9045 | 2.9002 | 1.1708 | 24.5389 | 1.2254 | 3.0551 | 0.16064 | 0.017778 | -0.77301 | 0.69964 | 0.18406 | 3.3194 | 1.9908 | 20.3806 | -1.3129 | 0 | 0.078052 | 0 | 1.6728 | 0.30485
2025_08_13 Hr 11 | 0.80106 | 0.00087135 | 0 | 0.13097 | 0.13106 | 0.13106 | 0.131 | 0.13101 | 0.13106 | 0 | 0 | 0.010184 | 0.15 | 0.016429 | 1.5087 | 1.5087 | 6.2644 | 0.64485 | 0.0012136 | 0.004224 | 0.0069788 | 0.086901 | 0 | 0 | 0.015357 | 1.2821 | 0.31273 | 5.6665 | 2.0585 | 0.76008 | 0.53217 | 0.81115 | 0 | 0 | 0 | 0 | -34.8009 | 0.033679 | 0 | 0 | 0 | -0.49078 | 0 | 0 | 0 | 0 | 0 | 0 | 0 | 0 | 2.1197 | 0.048074 | 3.8936e-05 | 0 | 1.822 | 0 | 2.9045 | 2.9002 | 0.80956 | 24.5389 | 1.2254 | 3.0551 | 0.16064 | 0.017778 | -0.80106 | 0.69964 | 0.18406 | 3.3194 | 8.4995 | 20.0534 | -1.2918 | 0 | 0.078052 | 0 | 1.6728 | 0.31223
2025_08_13 Hr 12 | 0.78609 | 0.0012335 | 0 | 0.13097 | 0.13106 | 0.13106 | 0.131 | 0.13101 | 0.13106 | 0 | 0 | 0.010184 | 0.12 | 0.01476 | 1.5087 | 1.5087 | 6.2644 | 0.64485 | 0.0012136 | 0.004224 | 0.0069788 | 0.086901 | 0 | 0 | 0.015357 | 1.2821 | 0.31273 | 5.6665 | 2.0585 | 0.76008 | 0.53217 | 0.81115 | 0 | 0 | 0 | 0 | -32.3049 | 0.033679 | 0 | 0 | 0 | -0.5514 | 0 | 0 | 0 | 0 | 0 | 0 | 0 | 0 | 2.1197 | 0.048074 | 3.8936e-05 | 0 | 1.822 | 0 | 2.9045 | 2.9002 | 0.60064 | 24.5389 | 1.2254 | 3.0551 | 0.16064 | 0.017778 | -0.78609 | 0.69964 | 0.18406 | 3.3194 | 10.7014 | 19.8049 | -1.3375 | 0 | 0.078052 | 0 | 1.6728 | 0.31899
2025_08_13 Hr 13 | 0.76502 | 0.0016664 | 0 | 0.13097 | 0.13106 | 0.13106 | 0.131 | 0.13101 | 0.13106 | 0 | 0 | 0.010184 | 0.09 | 0.01335 | 1.5087 | 1.5087 | 6.2644 | 0.64485 | 0.0012136 | 0.004224 | 0.0069788 | 0.086901 | 0 | 0 | 0.015357 | 1.2821 | 0.31273 | 5.6665 | 2.0585 | 0.76008 | 0.53217 | 0.81115 | 0 | 0 | 0 | 0 | -27.6594 | 0.033679 | 0 | 0 | 0 | -0.66541 | 0 | 0 | 0 | 0 | 0 | 0 | 0 | 0 | 1.8511 | 0.048074 | 3.8936e-05 | 0 | 1.822 | 0 | 2.9045 | 2.9002 | 0.5397 | 24.5389 | 1.2254 | 3.0551 | 0.16064 | 0.017778 | -0.76502 | 0.69964 | 0.18406 | 3.3194 | 14.8777 | 19.4286 | -1.4304 | 0 | 0.078052 | 0 | 1.6728 | 0.32424
2025_08_13 Hr 14 | 0.74831 | 0.0019056 | 0 | 0.13097 | 0.13106 | 0.13106 | 0.131 | 0.13101 | 0.13106 | 0 | 0 | 0.010184 | 0.06 | 0.0095748 | 1.5087 | 1.5087 | 6.2644 | 0.64485 | 0.0012136 | 0.004224 | 0.0069788 | 0.086901 | 0 | 0 | 0.015357 | 1.2821 | 0.31273 | 5.6665 | 2.0585 | 0.76008 | 0.53217 | 0.81115 | 0 | 0 | 0 | 0 | -25.308 | 0.033679 | 0 | 0 | 0 | -0.71601 | 0 | 0 | 0 | 0 | 0 | 0 | 0 | 0 | 1.8511 | 0.048074 | 3.8936e-05 | 0 | 1.822 | 0 | 2.9045 | 2.9002 | 0.47877 | 24.5389 | 1.2254 | 3.0551 | 0.16064 | 0.017778 | -0.74831 | 0.69964 | 0.18406 | 3.3194 | 17.0916 | 19.325 | -1.4643 | 0 | 0.078052 | 0 | 1.6728 | 0.33186
2025_08_13 Hr 15 | 0.74679 | 0.0019553 | 0 | 0.13097 | 0.13106 | 0.13106 | 0.131 | 0.13101 | 0.13106 | 0 | 0 | 0.010184 | 0.06 | 0.0096942 | 1.5087 | 1.5087 | 6.2644 | 0.64485 | 0.0012136 | 0.004224 | 0.0069788 | 0.086901 | 0 | 0 | 0.015357 | 1.2821 | 0.31273 | 5.6665 | 2.0585 | 0.76008 | 0.53217 | 0.81115 | 0 | 0 | 0 | 0 | -18.7161 | 0.033679 | 0 | 0 | 0 | -0.72496 | 0 | 0 | 0 | 0 | 0 | 0 | 0 | 0 | 1.9165 | 0.048074 | 3.8936e-05 | 0 | 1.822 | 0 | 2.9045 | 2.9002 | 0.36125 | 24.5389 | 1.2254 | 3.0551 | 0.16064 | 0.017778 | -0.74679 | 0.69964 | 0.18406 | 3.3194 | 23.6254 | 19.2743 | -1.4717 | 0 | 0.078052 | 0 | 1.6728 | 0.33462
2025_08_13 Hr 16 | 0.80483 | 0.0026342 | 0 | 0.13097 | 0.13106 | 0.13106 | 0.131 | 0.13101 | 0.13106 | 0 | 0 | 0.010184 | 0.09 | 0.02046 | 1.5087 | 1.5087 | 6.2644 | 0.64485 | 0.0012136 | 0.004224 | 0.0069788 | 0.086901 | 0 | 0 | 0.015357 | 1.2821 | 0.31273 | 5.6665 | 2.0585 | 0.76008 | 0.53217 | 0.81115 | 0 | 0 | 0 | 0 | -25.9725 | 0.033679 | 0 | 0 | 0 | -1.0209 | 0 | 0 | 0 | 0 | 0 | 0 | 0 | 0 | 2.1197 | 0.048074 | 3.8936e-05 | 0 | 1.822 | 0 | 2.9045 | 2.9002 | 0.30032 | 24.5389 | 1.2254 | 3.0551 | 0.16064 | 0.017778 | -0.80483 | 0.69964 | 0.18406 | 3.3194 | 16.2597 | 19.5191 | -1.8257 | 0 | 0.078052 | 0 | 1.6728 | 0.33761
2025_08_13 Hr 17 | 0.78377 | 0.002883 | 0 | 0.13097 | 0.13106 | 0.13106 | 0.131 | 0.13101 | 0.13106 | 0 | 0 | 0.010184 | 0.06 | 0.016483 | 1.5087 | 1.5087 | 6.2644 | 0.64485 | 0.0012136 | 0.004224 | 0.0069788 | 0.086901 | 0 | 0 | 0.015357 | 1.2821 | 0.31273 | 5.6665 | 2.0585 | 0.76008 | 0.53217 | 0.81115 | 0 | 0 | 0 | 0 | -45.3951 | 0.033679 | 0 | 0 | 0 | -1.2341 | 0 | 0 | 0 | 0 | 0 | 0 | 0 | 0 | 1.7132 | 0.048074 | 3.8936e-05 | 0 | 1.822 | 0 | 2.9045 | 2.9002 | 0.23939 | 24.5389 | 1.2254 | 3.0551 | 0.16064 | 0.017778 | -0.78377 | 0.69964 | 0.18406 | 3.3194 | -3.8706 | 19.0034 | -2.0179 | 0 | 0.078052 | 0 | 1.6728 | 0.34424
2025_08_13 Hr 18 | 0.76168 | 0.00273 | 0 | 0.13097 | 0.13106 | 0.13106 | 0.131 | 0.13101 | 0.13106 | 0 | 0 | 0.010184 | 0.03 | 0.0094722 | 1.5087 | 1.5087 | 6.2644 | 0.64485 | 0.0012136 | 0.004224 | 0.0069788 | 0.086901 | 0 | 0 | 0.015357 | 1.2821 | 0.31273 | 5.6665 | 2.0585 | 0.76008 | 0.53217 | 0.81115 | 0 | 0 | 0 | 0 | -42.7891 | 0.033679 | 0 | 0 | 0 | -1.4187 | 0 | 0 | 0 | 0 | 0 | 0 | 0 | 0 | 1.372 | 0.048074 | 3.8936e-05 | 0 | 1.822 | 0 | 2.9045 | 2.9002 | 0.20892 | 24.5389 | 1.2254 | 3.0551 | 0.16064 | 0.017778 | -0.76168 | 0.69964 | 0.18406 | 3.3194 | -1.8591 | 18.5715 | -2.1804 | 0 | 0.078052 | 0 | 1.6728 | 0.34325
2025_08_13 Hr 19 | 0.43155 | 0.0018763 | 0 | 0.13097 | 0.13106 | 0.13106 | 0.131 | 0.13101 | 0.13106 | 0 | 0 | 0.010184 | 0.06 | 0.01858 | 1.5087 | 1.5087 | 6.2644 | 0.64485 | 0.0012136 | 0.004224 | 0.0069788 | 0.086901 | 0 | 0 | 0.015357 | 1.2821 | 0.31273 | 5.6665 | 2.0585 | 0.76008 | 0.53217 | 0.81115 | 0 | 0 | 0 | 0 | -38.4898 | 0.033679 | 0 | 0 | 0 | -1.3914 | 0 | 0 | 0 | 0 | 0 | 0 | 0 | 0 | 1.8511 | 0.048074 | 3.8936e-05 | 0 | 1.822 | 0 | 2.9045 | 2.9002 | 0.23939 | 24.5389 | 1.2254 | 3.0551 | 0.16064 | 0.017778 | -0.43155 | 0.69964 | 0.18406 | 3.3194 | 3.0078 | 18.7817 | -1.823 | 0 | 0.078052 | 0 | 1.6728 | 0.33574
2025_08_13 Hr 20 | 0.068002 | 0.00074588 | 0 | 0.13097 | 0.13106 | 0.13106 | 0.131 | 0.13101 | 0.13106 | 0 | 0 | 0.010184 | 0.3 | 0.0765 | 1.5087 | 1.5087 | 6.2644 | 0.64485 | 0.0012136 | 0.004224 | 0.0069788 | 0.086901 | 0 | 0 | 0.015357 | 1.2821 | 0.31273 | 5.6665 | 2.0585 | 0.76008 | 0.53217 | 0.81115 | 0 | 0 | 0 | 0 | -49.3906 | 0.033679 | 0 | 0 | 0 | -1.1454 | 0 | 0 | 0 | 0 | 0 | 0 | 0 | 0 | 1.8511 | 0.048074 | 3.8936e-05 | 0 | 1.822 | 0 | 2.9045 | 2.9002 | 0.26985 | 24.5389 | 1.2254 | 3.0551 | 0.16064 | 0.017778 | -0.068002 | 0.69964 | 0.18406 | 3.3194 | -7.3255 | 18.7396 | -1.2134 | 0 | 0.078052 | 0 | 1.6728 | 0.32986
2025_08_13 Hr 21 | 0 | 0.00011412 | 0 | 0.13097 | 0.13106 | 0.13106 | 0.131 | 0.13101 | 0.13106 | 0 | 0 | 0.010184 | 0.99 | 0.17575 | 1.5087 | 1.5087 | 6.2644 | 0.64485 | 0.0012136 | 0.004224 | 0.0069788 | 0.086901 | 0 | 0 | 0.015357 | 1.2821 | 0.31273 | 5.6665 | 2.0585 | 0.76008 | 0.53217 | 0.81115 | 0 | 0 | 0 | 0 | -39.56 | 0.033679 | 0 | 0 | 0 | -0.79674 | 0 | 0 | 0 | 0 | 0 | 0 | 0 | 0 | 1.4374 | 0.048074 | 3.8936e-05 | 0 | 1.822 | 0 | 2.9045 | 2.9002 | 0.12187 | 24.5389 | 1.2254 | 3.0551 | 0.16064 | 0.017778 | 0 | 0.69964 | 0.18406 | 3.3194 | 3.0732 | 18.891 | -0.79674 | 0 | 0.078052 | 0 | 1.6728 | 0.32248
2025_08_13 Hr 22 | 0 | 2.1067e-05 | 0 | 0.13097 | 0.13106 | 0.13106 | 0.131 | 0.13101 | 0.13106 | 0 | 0 | 0.010184 | 1.98 | 0.32443 | 1.5087 | 1.5087 | 6.2644 | 0.64485 | 0.0012136 | 0.004224 | 0.0069788 | 0.086901 | 0 | 0 | 0.015357 | 1.2821 | 0.31273 | 5.6665 | 2.0585 | 0.76008 | 0.53217 | 0.81115 | 0 | 0 | 0 | 0 | -48.8892 | 0.033679 | 0 | 0 | 0 | -0.73525 | 0 | 0 | 0 | 0 | 0 | 0 | 0 | 0 | 1.4374 | 0.048074 | 3.8936e-05 | 0 | 1.822 | 0 | 2.9045 | 2.9002 | 0.14798 | 24.5389 | 1.2254 | 3.0551 | 0.16064 | 0.017778 | 0 | 0.69964 | 0.18406 | 3.3194 | -5.0399 | 20.0456 | -0.73525 | 0 | 0.078052 | 0 | 1.6728 | 0.31236
2025_08_13 Hr 23 | 0 | 0 | 0 | 0.13097 | 0.13106 | 0.13106 | 0.131 | 0.13101 | 0.13106 | 0 | 0 | 0.010184 | 2.25 | 0.28049 | 1.5087 | 1.5087 | 6.5423 | 0.54849 | 0.0012136 | 0.004224 | 0.0069788 | 0.086901 | 0 | 0 | 0.015357 | 1.2821 | 0.31273 | 5.8552 | 2.0585 | 0.76008 | 0.55307 | 0.81115 | 0 | 0 | 0 | 0 | -43.8815 | 0.033679 | 0 | 0 | 0 | -0.55889 | 0 | 0 | 0 | 0 | 0 | 0 | 0 | 0 | 1.7132 | 0.048074 | 3.8936e-05 | 0 | 1.822 | 0 | 3.0136 | 3.0091 | 0.4483 | 25.1272 | 1.2254 | 3.0551 | 0.16064 | 0.017778 | 0 | 0.69964 | 0.18406 | 3.3194 | 1.5376 | 20.8507 | -0.55889 | 0 | 0.078052 | 0 | 1.6728 | 0.29436
2025_08_13 Hr 24 | 0 | 0 | 0 | 0.13097 | 0.13106 | 0.13106 | 0.131 | 0.13101 | 0.13106 | 0 | 0 | 0.010184 | 2.22 | 0.22223 | 1.5087 | 1.5087 | 6.5489 | 0.54849 | 0.0012136 | 0.004224 | 0.0069788 | 0.086901 | 0 | 0 | 0.015357 | 1.2821 | 0.31273 | 5.8594 | 2.0585 | 0 | 0.55355 | 0.81115 | 0 | 0 | 0 | 0 | -35.8034 | 0.033679 | 0 | 0.28959 | 0 | -0.44837 | 0 | 0 | 0 | 0 | 0 | 0 | 0 | 0 | 2.1923 | 0.048074 | 3.8936e-05 | 0 | 1.822 | 0 | 3.0136 | 3.0091 | 0.50924 | 24.3779 | 1.2254 | 3.0551 | 0.16064 | 0.017778 | 0 | 0.69964 | 0.18406 | 3.3194 | 9.4133 | 21.2871 | -0.44837 | 0 | 0.078052 | 0 | 1.6728 | 0.27847
2025_08_14 Hr 01 | 0 | 0 | 0 | 0.13133 | 0.13142 | 0.13142 | 0.13135 | 0.13136 | 0.13142 | 0 | 0 | 0.010184 | 2.22 | 0.18714 | 1.5087 | 1.5087 | 6.5666 | 0.54997 | 0.0012136 | 0.004224 | 0.0069788 | 0.086901 | 0 | 0 | 0.015357 | 1.2821 | 0.31357 | 5.8753 | 2.0585 | 0 | 0.55355 | 0.81115 | 0 | 0 | 0 | 0 | -35.4575 | 0.033679 | 0 | 0.24386 | 0 | -0.37724 | 0 | 0 | 0 | 0 | 0 | 0 | 0 | 0 | 1.7132 | 0.048074 | 3.8936e-05 | 0 | 1.822 | 0 | 3.0218 | 3.0172 | 0.33079 | 24.4323 | 1.2254 | 3.0551 | 0.16064 | 0.017778 | 0 | 0.69964 | 0.18406 | 3.3194 | 9.1812 | 20.5837 | -0.37724 | 0 | 0.078052 | 0 | 1.6728 | 0.26769
2025_08_14 Hr 02 | 0 | 0 | 0 | 0.13133 | 0.13142 | 0.13142 | 0.13135 | 0.13136 | 0.13142 | 0 | 0 | 0.010184 | 2.1 | 0.18091 | 1.5087 | 1.5087 | 6.5666 | 0 | 0.0012136 | 0.004224 | 0.0069788 | 0.086901 | 0 | 0 | 0.015357 | 1.2821 | 0.31357 | 5.8753 | 2.0585 | 0 | 0.55355 | 0.81115 | 0 | 0 | 0 | 0 | -35.8341 | 0.033679 | 0 | 0.24921 | 0 | -0.38557 | 0 | 0 | 0 | 0 | 0 | 0 | 0 | 0 | 1.6406 | 0.048074 | 3.8936e-05 | 0 | 1.822 | 0 | 3.0218 | 3.0172 | 0.26985 | 23.8823 | 1.2254 | 3.0551 | 0.16064 | 0.017778 | 0 | 0.69964 | 0.18406 | 3.3194 | 7.9798 | 20.3171 | -0.38557 | 0 | 0.078052 | 0 | 1.6728 | 0.26086
2025_08_14 Hr 03 | 0 | 0 | 0 | 0.13133 | 0.13142 | 0.13142 | 0.13135 | 0.13136 | 0.13142 | 0 | 0 | 0.010184 | 2.04 | 0.16223 | 1.5087 | 1.5087 | 6.5666 | 0 | 0.0012136 | 0.004224 | 0.0069788 | 0.086901 | 0 | 0 | 0.015357 | 1.2821 | 0.31357 | 5.8753 | 2.0585 | 0 | 0.55355 | 0.81115 | 0 | 0 | 0 | 0 | -36.2752 | 0.033679 | 0 | 0.23005 | 0 | -0.35575 | 0 | 0 | 0 | 0 | 0 | 0 | 0 | 0 | 1.9891 | 0.048074 | 3.8936e-05 | 0 | 1.822 | 0 | 3.0218 | 3.0172 | 0.20892 | 23.8823 | 1.2254 | 3.0551 | 0.16064 | 0.017778 | 0 | 0.69964 | 0.18406 | 3.3194 | 7.7707 | 20.5193 | -0.35575 | 0 | 0.078052 | 0 | 1.6728 | 0.25426
2025_08_14 Hr 04 | 0 | 0 | 0 | 0.13133 | 0.13142 | 0.13142 | 0.13135 | 0.13136 | 0.13142 | 0 | 0 | 0.010184 | 1.77 | 0.1363 | 1.5087 | 1.5087 | 6.5666 | 0 | 0.0012136 | 0.004224 | 0.0069788 | 0.086901 | 0 | 0 | 0.015357 | 1.2821 | 0.31357 | 5.8753 | 2.0585 | 0 | 0.55355 | 0.81115 | 0 | 0 | 0 | 0 | -36.2214 | 0.033679 | 0 | 0.22277 | 0 | -0.34443 | 0 | 0 | 0 | 0 | 0 | 0 | 0 | 0 | 2.1923 | 0.048074 | 3.8936e-05 | 0 | 1.822 | 0 | 3.0218 | 3.0172 | 0.33079 | 23.8823 | 1.2254 | 3.0551 | 0.16064 | 0.017778 | 0 | 0.69964 | 0.18406 | 3.3194 | 7.8645 | 20.548 | -0.34443 | 0 | 0.078052 | 0 | 1.6728 | 0.25375
2025_08_14 Hr 05 | 0 | 0 | 0 | 0.13133 | 0.13142 | 0.13142 | 0.13135 | 0.13136 | 0.13142 | 0 | 0 | 0.010184 | 1.23 | 0.10216 | 1.5087 | 1.5087 | 6.5666 | 0 | 0.0012136 | 0.004224 | 0.0069788 | 0.086901 | 0 | 0 | 0.015357 | 1.2821 | 0.31357 | 5.8753 | 2.0585 | 0 | 0.55355 | 0.81115 | 0 | 0 | 0 | 0 | -37.043 | 0.033679 | 0 | 0.24028 | 0 | -0.37167 | 0 | 0 | 0 | 0 | 0 | 0 | 0 | 0 | 1.9165 | 0.048074 | 3.8936e-05 | 0 | 1.822 | 0 | 3.0218 | 3.0172 | 0.39172 | 23.8823 | 1.2254 | 3.0551 | 0.16064 | 0.017778 | 0 | 0.69964 | 0.18406 | 3.3194 | 6.228 | 19.7603 | -0.37167 | 0 | 0.078052 | 0 | 1.6728 | 0.25512
2025_08_14 Hr 06 | 0 | 0 | 0 | 0.13133 | 0.13142 | 0.13142 | 0.13135 | 0.13136 | 0.13142 | 0 | 0 | 0.010184 | 0.84 | 0.063192 | 1.5087 | 1.5087 | 6.5666 | 0.54997 | 0.0012136 | 0.004224 | 0.0069788 | 0.086901 | 0 | 0 | 0.015357 | 1.2821 | 0.31357 | 5.8753 | 2.0585 | 0 | 0.55355 | 0.81115 | 0 | 0 | 0 | 0 | -31.8797 | 0.033679 | 0 | 0.21762 | 0 | -0.33643 | 0 | 0 | 0 | 0 | 0 | 0 | 0 | 0 | 2.1197 | 0.048074 | 3.8936e-05 | 0 | 1.822 | 0 | 3.0218 | 3.0172 | 0.42219 | 24.4323 | 1.2254 | 3.0551 | 0.16064 | 0.017778 | 0 | 0.69964 | 0.18406 | 3.3194 | 11.7919 | 19.5758 | -0.33643 | 0 | 0.078052 | 0 | 1.6728 | 0.26583
2025_08_14 Hr 07 | 0.090742 | 4.016e-06 | 0 | 0.13133 | 0.13142 | 0.13142 | 0.13135 | 0.13136 | 0.13142 | 0 | 0 | 0.010184 | 0.84 | 0.069967 | 1.5087 | 1.5087 | 6.2813 | 0.64659 | 0.0012136 | 0.004224 | 0.0069788 | 0.086901 | 0 | 0 | 0.015357 | 1.2821 | 0.31357 | 5.6818 | 2.0585 | 0 | 0.53217 | 0.81115 | 0 | 0 | 0 | 0 | -28.551 | 0.033679 | 0 | 0 | 0 | -0.37272 | 0 | 0 | 0 | 0 | 0 | 0 | 0 | 0 | 1.6406 | 0.048074 | 3.8936e-05 | 0 | 1.822 | 0 | 2.9124 | 2.908 | 0.47877 | 23.8316 | 1.2254 | 3.0551 | 0.16064 | 0.017778 | -0.090742 | 0.69964 | 0.18406 | 3.3194 | 14.053 | 19.2359 | -0.46346 | 0 | 0.078052 | 0 | 1.6728 | 0.2723
2025_08_14 Hr 08 | 0.54503 | 3.1265e-05 | 0 | 0.13133 | 0.13142 | 0.13142 | 0.13135 | 0.13136 | 0.13142 | 0 | 0 | 0.010184 | 0.3 | 0.024317 | 1.5087 | 1.5087 | 6.2813 | 0.64659 | 0.0012136 | 0.004224 | 0.0069788 | 0.086901 | 0 | 0 | 0.015357 | 1.2821 | 0.31357 | 5.6818 | 2.0585 | 0 | 0.53217 | 0.81115 | 0 | 0 | 0 | 0 | -24.6957 | 0.033679 | 0 | 0 | 0 | -0.36265 | 0 | 0 | 0 | 0 | 0 | 0 | 0 | 0 | 1.6406 | 0.048074 | 3.8936e-05 | 0 | 1.822 | 0 | 2.9124 | 2.908 | 0.4483 | 23.8316 | 1.2254 | 3.0551 | 0.16064 | 0.017778 | -0.54503 | 0.69964 | 0.18406 | 3.3194 | 17.313 | 19.0848 | -0.90768 | 0 | 0.078052 | 0 | 1.6728 | 0.28299
2025_08_14 Hr 09 | 0.7943 | 0.00018457 | 0 | 0.13133 | 0.13142 | 0.13142 | 0.13135 | 0.13136 | 0.13142 | 0 | 0 | 0.010184 | 0.18 | 0.017371 | 1.5087 | 1.5087 | 6.2813 | 0.64659 | 0.0012136 | 0.004224 | 0.0069788 | 0.086901 | 0 | 0 | 0.015357 | 1.2821 | 0.31357 | 5.6818 | 2.0585 | 0.76213 | 0.53217 | 0.81115 | 0 | 0 | 0 | 0 | -28.3288 | 0.033679 | 0 | 0 | 0 | -0.43217 | 0 | 0 | 0 | 0 | 0 | 0 | 0 | 0 | 1.4374 | 0.048074 | 3.8936e-05 | 0 | 1.822 | 0 | 2.9124 | 2.908 | 0.30032 | 24.5937 | 1.2254 | 3.0551 | 0.16064 | 0.017778 | -0.7943 | 0.69964 | 0.18406 | 3.3194 | 13.9011 | 18.8627 | -1.2265 | 0 | 0.078052 | 0 | 1.6728 | 0.28972
2025_08_14 Hr 10 | 0.78071 | 0.0005372 | 0 | 0.13133 | 0.13142 | 0.13142 | 0.13135 | 0.13136 | 0.13142 | 0 | 0 | 0.010184 | 0.18 | 0.0184 | 1.5087 | 1.5087 | 6.2813 | 0.64659 | 0.0012136 | 0.004224 | 0.0069788 | 0.086901 | 0 | 0 | 0.015357 | 1.2821 | 0.31357 | 5.6818 | 2.0585 | 0.76213 | 0.53217 | 0.81115 | 0 | 0 | 0 | 0 | -27.6247 | 0.033679 | 0 | 0 | 0 | -0.45789 | 0 | 0 | 0 | 0 | 0 | 0 | 0 | 0 | 1.1615 | 0.048074 | 3.8936e-05 | 0 | 1.822 | 0 | 2.9124 | 2.908 | 0.23939 | 24.5937 | 1.2254 | 3.0551 | 0.16064 | 0.017778 | -0.78071 | 0.69964 | 0.18406 | 3.3194 | 14.2507 | 18.5203 | -1.2386 | 0 | 0.078052 | 0 | 1.6728 | 0.29631
2025_08_14 Hr 11 | 0.82205 | 0.00093202 | 0 | 0.13133 | 0.13142 | 0.13142 | 0.13135 | 0.13136 | 0.13142 | 0 | 0 | 0.010184 | 0.12 | 0.013592 | 1.5087 | 1.5087 | 6.2813 | 0.64659 | 0.0012136 | 0.004224 | 0.0069788 | 0.086901 | 0 | 0 | 0.015357 | 1.2821 | 0.31357 | 5.6818 | 2.0585 | 0.76213 | 0.53217 | 0.81115 | 0 | 0 | 0 | 0 | -21.1142 | 0.033679 | 0 | 0 | 0 | -0.5076 | 0 | 0 | 0 | 0 | 0 | 0 | 0 | 0 | 0.82031 | 0.048074 | 3.8936e-05 | 0 | 1.822 | 0 | 2.9124 | 2.908 | 0.23939 | 24.5937 | 1.2254 | 3.0551 | 0.16064 | 0.017778 | -0.82205 | 0.69964 | 0.18406 | 3.3194 | 20.3077 | 18.1578 | -1.3297 | 0 | 0.078052 | 0 | 1.6728 | 0.29806
2025_08_14 Hr 12 | 0.78609 | 0.0012883 | 0 | 0.13133 | 0.13142 | 0.13142 | 0.13135 | 0.13136 | 0.13142 | 0 | 0 | 0.010184 | 0.15 | 0.018877 | 1.5087 | 1.5087 | 6.2813 | 0.64659 | 0.0012136 | 0.004224 | 0.0069788 | 0.086901 | 0 | 0 | 0.015357 | 1.2821 | 0.31357 | 5.6818 | 2.0585 | 0.76213 | 0.53217 | 0.81115 | 0 | 0 | 0 | 0 | -18.9736 | 0.033679 | 0 | 0 | 0 | -0.5642 | 0 | 0 | 0 | 0 | 0 | 0 | 0 | 0 | 0.54445 | 0.048074 | 3.8936e-05 | 0 | 1.822 | 0 | 2.9124 | 2.908 | 0.23939 | 24.5937 | 1.2254 | 3.0551 | 0.16064 | 0.017778 | -0.78609 | 0.69964 | 0.18406 | 3.3194 | 22.1593 | 17.8896 | -1.3503 | 0 | 0.078052 | 0 | 1.6728 | 0.30602
2025_08_14 Hr 13 | 0.78914 | 0.0014798 | 0 | 0.13133 | 0.13142 | 0.13142 | 0.13135 | 0.13136 | 0.13142 | 0 | 0 | 0.010184 | 0.15 | 0.019399 | 1.5087 | 1.5087 | 6.2813 | 0.64659 | 0.0012136 | 0.004224 | 0.0069788 | 0.086901 | 0 | 0 | 0.015357 | 1.2821 | 0.31357 | 5.6818 | 2.0585 | 0.76213 | 0.53217 | 0.81115 | 0 | 0 | 0 | 0 | -14.5158 | 0.033679 | 0 | 0 | 0 | -0.57986 | 0 | 0 | 0 | 0 | 0 | 0 | 0 | 0 | 0.82031 | 0.048074 | 3.8936e-05 | 0 | 1.822 | 0 | 2.9124 | 2.908 | 0.39172 | 24.5937 | 1.2254 | 3.0551 | 0.16064 | 0.017778 | -0.78914 | 0.69964 | 0.18406 | 3.3194 | 27.0379 | 18.329 | -1.369 | 0 | 0.078052 | 0 | 1.6728 | 0.31349
2025_08_14 Hr 14 | 0.73865 | 0.0017184 | 0 | 0.13133 | 0.13142 | 0.13142 | 0.13135 | 0.13136 | 0.13142 | 0 | 0 | 0.010184 | 0.15 | 0.021762 | 1.5087 | 1.5087 | 6.2813 | 0.64659 | 0.0012136 | 0.004224 | 0.0069788 | 0.086901 | 0 | 0 | 0.015357 | 1.2821 | 0.31357 | 5.6818 | 2.0585 | 0.76213 | 0.53217 | 0.81115 | 0 | 0 | 0 | 0 | -11.1063 | 0.033679 | 0 | 0 | 0 | -0.65075 | 0 | 0 | 0 | 0 | 0 | 0 | 0 | 0 | 1.0236 | 0.048074 | 3.8936e-05 | 0 | 1.822 | 0 | 2.9124 | 2.908 | 0.30032 | 24.5937 | 1.2254 | 3.0551 | 0.16064 | 0.017778 | -0.73865 | 0.69964 | 0.18406 | 3.3194 | 30.499 | 18.4011 | -1.3894 | 0 | 0.078052 | 0 | 1.6728 | 0.32156
2025_08_14 Hr 15 | 0.74679 | 0.0019465 | 0 | 0.13133 | 0.13142 | 0.13142 | 0.13135 | 0.13136 | 0.13142 | 0 | 0 | 0.010184 | 0.15 | 0.024353 | 1.5087 | 1.5087 | 6.2813 | 0.64659 | 0.0012136 | 0.004224 | 0.0069788 | 0.086901 | 0 | 0 | 0.015357 | 1.2821 | 0.31357 | 5.6818 | 2.0585 | 0.76213 | 0.53217 | 0.81115 | 0 | 0 | 0 | 0 | -13.3611 | 0.033679 | 0 | 0 | 0 | -0.7285 | 0 | 0 | 0 | 0 | 0 | 0 | 0 | 0 | 0.82031 | 0.048074 | 3.8936e-05 | 0 | 1.822 | 0 | 2.9124 | 2.908 | 0.36125 | 24.5937 | 1.2254 | 3.0551 | 0.16064 | 0.017778 | -0.74679 | 0.69964 | 0.18406 | 3.3194 | 28.033 | 18.2757 | -1.4753 | 0 | 0.078052 | 0 | 1.6728 | 0.32753
2025_08_14 Hr 16 | 0.80483 | 0.0028218 | 0 | 0.13133 | 0.13142 | 0.13142 | 0.13135 | 0.13136 | 0.13142 | 0 | 0 | 0.010184 | 0.12 | 0.029304 | 1.5087 | 1.5087 | 6.2813 | 0.64659 | 0.0012136 | 0.004224 | 0.0069788 | 0.086901 | 0 | 0 | 0.015357 | 1.2821 | 0.31357 | 5.6818 | 2.0585 | 0.76213 | 0.53217 | 0.81115 | 0 | 0 | 0 | 0 | -10.6948 | 0.033679 | 0 | 0 | 0 | -1.0968 | 0 | 0 | 0 | 0 | 0 | 0 | 0 | 0 | 1.0236 | 0.048074 | 3.8936e-05 | 0 | 1.822 | 0 | 2.9124 | 2.908 | 0.42219 | 24.5937 | 1.2254 | 3.0551 | 0.16064 | 0.017778 | -0.80483 | 0.69964 | 0.18406 | 3.3194 | 30.5705 | 18.5732 | -1.9016 | 0 | 0.078052 | 0 | 1.6728 | 0.32704
2025_08_14 Hr 17 | 0.61776 | 0.0028943 | 0 | 0.13133 | 0.13142 | 0.13142 | 0.13135 | 0.13136 | 0.13142 | 0 | 0 | 0.010184 | 0.15 | 0.041623 | 1.5087 | 1.5087 | 6.2813 | 0.64659 | 0.0012136 | 0.004224 | 0.0069788 | 0.086901 | 0 | 0 | 0.015357 | 1.2821 | 0.31357 | 5.6818 | 2.0585 | 0.76213 | 0.53217 | 0.81115 | 0 | 0 | 0 | 0 | -31.5088 | 0.033679 | 0 | 0 | 0 | -1.2466 | 0 | 0 | 0 | 0 | 0 | 0 | 0 | 0 | 1.0236 | 0.048074 | 3.8936e-05 | 0 | 1.822 | 0 | 2.9124 | 2.908 | 0.57017 | 24.5937 | 1.2254 | 3.0551 | 0.16064 | 0.017778 | -0.61776 | 0.69964 | 0.18406 | 3.3194 | 9.8018 | 18.5813 | -1.8644 | 0 | 0.078052 | 0 | 1.6728 | 0.33176
2025_08_14 Hr 18 | 0.61303 | 0.0024355 | 0 | 0.13133 | 0.13142 | 0.13142 | 0.13135 | 0.13136 | 0.13142 | 0 | 0 | 0.010184 | 0.15 | 0.04289 | 1.5087 | 1.5087 | 6.2813 | 0.64659 | 0.0012136 | 0.004224 | 0.0069788 | 0.086901 | 0 | 0 | 0.015357 | 1.2821 | 0.31357 | 5.6818 | 2.0585 | 0.76213 | 0.53217 | 0.81115 | 0 | 0 | 0 | 0 | -38.6002 | 0.033679 | 0 | 0 | 0 | -1.2846 | 0 | 0 | 0 | 0 | 0 | 0 | 0 | 0 | 1.2994 | 0.048074 | 3.8936e-05 | 0 | 1.822 | 0 | 2.9124 | 2.908 | 0.50924 | 24.5937 | 1.2254 | 3.0551 | 0.16064 | 0.017778 | -0.61303 | 0.69964 | 0.18406 | 3.3194 | 2.8882 | 18.7924 | -1.8976 | 0 | 0.078052 | 0 | 1.6728 | 0.33189
2025_08_14 Hr 19 | 0.31807 | 0.0017503 | 0 | 0.13133 | 0.13142 | 0.13142 | 0.13135 | 0.13136 | 0.13142 | 0 | 0 | 0.010184 | 0.24 | 0.069886 | 1.5087 | 1.5087 | 6.2813 | 0.64659 | 0.0012136 | 0.004224 | 0.0069788 | 0.086901 | 0 | 0 | 0.015357 | 1.2821 | 0.31357 | 5.6818 | 2.0585 | 0.76213 | 0.53217 | 0.81115 | 0 | 0 | 0 | 0 | -48.0381 | 0.033679 | 0 | 0 | 0 | -1.3083 | 0 | 0 | 0 | 0 | 0 | 0 | 0 | 0 | 1.0236 | 0.048074 | 3.8936e-05 | 0 | 1.822 | 0 | 2.9124 | 2.908 | 0.39172 | 24.5937 | 1.2254 | 3.0551 | 0.16064 | 0.017778 | -0.31807 | 0.69964 | 0.18406 | 3.3194 | -6.8539 | 18.2168 | -1.6263 | 0 | 0.078052 | 0 | 1.6728 | 0.32828
2025_08_14 Hr 20 | 0.045044 | 0.00044691 | 0 | 0.13133 | 0.13142 | 0.13142 | 0.13135 | 0.13136 | 0.13142 | 0 | 0 | 0.010184 | 0.42 | 0.062792 | 1.5087 | 1.5087 | 6.2813 | 0.64659 | 0.0012136 | 0.004224 | 0.0069788 | 0.086901 | 0 | 0 | 0.015357 | 1.2821 | 0.31357 | 5.6818 | 2.0585 | 0.76213 | 0.53217 | 0.81115 | 0 | 0 | 0 | 0 | -28.7463 | 0.033679 | 0 | 0 | 0 | -0.67067 | 0 | 0 | 0 | 0 | 0 | 0 | 0 | 0 | 1.0236 | 0.048074 | 3.8936e-05 | 0 | 1.822 | 0 | 2.9124 | 2.908 | 0.47877 | 24.5937 | 1.2254 | 3.0551 | 0.16064 | 0.017778 | -0.045044 | 0.69964 | 0.18406 | 3.3194 | 13.3251 | 18.1934 | -0.71571 | 0 | 0.078052 | 0 | 1.6728 | 0.31932
2025_08_14 Hr 21 | 0 | 8.0555e-05 | 0 | 0.13133 | 0.13142 | 0.13142 | 0.13135 | 0.13136 | 0.13142 | 0 | 0 | 0.010184 | 0.84 | 0.085926 | 1.5087 | 1.5087 | 6.2813 | 0.64659 | 0.0012136 | 0.004224 | 0.0069788 | 0.086901 | 0 | 0 | 0.015357 | 1.2821 | 0.31357 | 5.6818 | 2.0585 | 0.76213 | 0.53217 | 0.81115 | 0 | 0 | 0 | 0 | -23.3207 | 0.033679 | 0 | 0 | 0 | -0.45822 | 0 | 0 | 0 | 0 | 0 | 0 | 0 | 0 | 1.4374 | 0.048074 | 3.8936e-05 | 0 | 1.822 | 0 | 2.9124 | 2.908 | 0.69204 | 24.5937 | 1.2254 | 3.0551 | 0.16064 | 0.017778 | 0 | 0.69964 | 0.18406 | 3.3194 | 20.0251 | 19.2104 | -0.45822 | 0 | 0.078052 | 0 | 1.6728 | 0.31149
2025_08_14 Hr 22 | 0 | 2.4692e-05 | 0 | 0.13133 | 0.13142 | 0.13142 | 0.13135 | 0.13136 | 0.13142 | 0 | 0 | 0.010184 | 1.41 | 0.15473 | 1.5087 | 1.5087 | 6.2813 | 0.64659 | 0.0012136 | 0.004224 | 0.0069788 | 0.086901 | 0 | 0 | 0.015357 | 1.2821 | 0.31357 | 5.6818 | 2.0585 | 0.76213 | 0.53217 | 0.81115 | 0 | 0 | 0 | 0 | -26.9652 | 0.033679 | 0 | 0 | 0 | -0.49173 | 0 | 0 | 0 | 0 | 0 | 0 | 0 | 0 | 1.5753 | 0.048074 | 3.8936e-05 | 0 | 1.822 | 0 | 2.9124 | 2.908 | 0.99236 | 24.5937 | 1.2254 | 3.0551 | 0.16064 | 0.017778 | 0 | 0.69964 | 0.18406 | 3.3194 | 17.4119 | 20.2751 | -0.49173 | 0 | 0.078052 | 0 | 1.6728 | 0.29917
2025_08_14 Hr 23 | 0 | 0 | 0 | 0.13133 | 0.13142 | 0.13142 | 0.13135 | 0.13136 | 0.13142 | 0 | 0 | 0.010184 | 1.05 | 0.1026 | 1.5087 | 1.5087 | 6.5601 | 0.54997 | 0.0012136 | 0.004224 | 0.0069788 | 0.086901 | 0 | 0 | 0.015357 | 1.2821 | 0.31357 | 5.871 | 2.0585 | 0 | 0.55307 | 0.81115 | 0 | 0 | 0 | 0 | -26.9754 | 0.033679 | 0 | 0 | 0 | -0.4376 | 0 | 0 | 0 | 0 | 0 | 0 | 0 | 0 | 1.6406 | 0.048074 | 3.8936e-05 | 0 | 1.822 | 0 | 3.0218 | 3.0172 | 0.87049 | 24.4215 | 1.2254 | 3.0551 | 0.16064 | 0.017778 | 0 | 0.69964 | 0.18406 | 3.3194 | 16.8244 | 19.8159 | -0.4376 | 0 | 0.078052 | 0 | 1.6728 | 0.28786
2025_08_14 Hr 24 | 0 | 0 | 0 | 0.13133 | 0.13142 | 0.13142 | 0.13135 | 0.13136 | 0.13142 | 0 | 0 | 0.010184 | 0.6 | 0.050419 | 1.5087 | 1.5087 | 6.5666 | 0.54997 | 0.0012136 | 0.004224 | 0.0069788 | 0.086901 | 0 | 0 | 0.015357 | 1.2821 | 0.31357 | 5.8753 | 2.0585 | 0 | 0.55355 | 0.81115 | 0 | 0 | 0 | 0 | -20.2427 | 0.033679 | 0 | 0 | 0 | -0.37604 | 0 | 0 | 0 | 0 | 0 | 0 | 0 | 0 | 1.1615 | 0.048074 | 3.8936e-05 | 0 | 1.822 | 0 | 3.0218 | 3.0172 | 0.50924 | 24.4323 | 1.2254 | 3.0551 | 0.16064 | 0.017778 | 0 | 0.69964 | 0.18406 | 3.3194 | 22.272 | 18.4584 | -0.37604 | 0 | 0.078052 | 0 | 1.6728 | 0.27243
2025_08_15 Hr 01 | 0 | 0 | 0 | 0.13877 | 0.13887 | 0.13887 | 0.1388 | 0.13882 | 0.13887 | 0 | 0 | 0.010184 | 0.54 | 0.044891 | 1.5087 | 1.5087 | 6.9388 | 0.58114 | 0.0012136 | 0.004224 | 0.0069788 | 0.086901 | 0 | 0 | 0.015357 | 1.2821 | 0.33107 | 6.2085 | 2.0585 | 0 | 0.55355 | 0.81115 | 0 | 0 | 0 | 0 | -24.2919 | 0.033679 | 0 | 0.24049 | 0 | -0.37199 | 0 | 0 | 0 | 0 | 0 | 0 | 0 | 0 | 1.1615 | 0.048074 | 3.8936e-05 | 0 | 1.822 | 0 | 3.1932 | 3.1884 | 0.36125 | 25.5738 | 1.2254 | 3.0551 | 0.16064 | 0.017778 | 0 | 0.69964 | 0.18406 | 3.3194 | 19.1482 | 18.2383 | -0.37199 | 0 | 0.078052 | 0 | 1.6728 | 0.26581
2025_08_15 Hr 02 | 0 | 0 | 0 | 0.13877 | 0.13887 | 0.13887 | 0.1388 | 0.13882 | 0.13887 | 0 | 0 | 0.010184 | 0.69 | 0.045769 | 1.5087 | 1.5087 | 6.9388 | 0 | 0.0012136 | 0.004224 | 0.0069788 | 0.086901 | 0 | 0 | 0.015357 | 1.2821 | 0.33107 | 6.2085 | 2.0585 | 0 | 0.55355 | 0.81115 | 0 | 0 | 0 | 0 | -21.1089 | 0.033679 | 0 | 0.19189 | 0 | -0.29639 | 0 | 0 | 0 | 0 | 0 | 0 | 0 | 0 | 1.2994 | 0.048074 | 3.8936e-05 | 0 | 1.822 | 0 | 3.1932 | 3.1884 | 0.26985 | 24.9926 | 1.2254 | 3.0551 | 0.16064 | 0.017778 | 0 | 0.69964 | 0.18406 | 3.3194 | 22.0123 | 18.4249 | -0.29639 | 0 | 0.078052 | 0 | 1.6728 | 0.25504
2025_08_15 Hr 03 | 0 | 0 | 0 | 0.13877 | 0.13887 | 0.13887 | 0.1388 | 0.13882 | 0.13887 | 0 | 0 | 0.010184 | 0.39 | 0.026767 | 1.5087 | 1.5087 | 6.9388 | 0 | 0.0012136 | 0.004224 | 0.0069788 | 0.086901 | 0 | 0 | 0.015357 | 1.2821 | 0.33107 | 6.2085 | 2.0585 | 0 | 0.55355 | 0.81115 | 0 | 0 | 0 | 0 | -23.8944 | 0.033679 | 0 | 0.19855 | 0 | -0.30675 | 0 | 0 | 0 | 0 | 0 | 0 | 0 | 0 | 1.9165 | 0.048074 | 3.8936e-05 | 0 | 1.822 | 0 | 3.1932 | 3.1884 | 0.12187 | 24.9926 | 1.2254 | 3.0551 | 0.16064 | 0.017778 | 0 | 0.69964 | 0.18406 | 3.3194 | 19.3629 | 18.5714 | -0.30675 | 0 | 0.078052 | 0 | 1.6728 | 0.25145
2025_08_15 Hr 04 | 0 | 0 | 0 | 0.13877 | 0.13887 | 0.13887 | 0.1388 | 0.13882 | 0.13887 | 0 | 0 | 0.010184 | 0.54 | 0.038177 | 1.5087 | 1.5087 | 6.9388 | 0 | 0.0012136 | 0.004224 | 0.0069788 | 0.086901 | 0 | 0 | 0.015357 | 1.2821 | 0.33107 | 6.2085 | 2.0585 | 0 | 0.55355 | 0.81115 | 0 | 0 | 0 | 0 | -25.7348 | 0.033679 | 0 | 0.20452 | 0 | -0.31604 | 0 | 0 | 0 | 0 | 0 | 0 | 0 | 0 | 1.9165 | 0.048074 | 3.8936e-05 | 0 | 1.822 | 0 | 3.1932 | 3.1884 | 0.14798 | 24.9926 | 1.2254 | 3.0551 | 0.16064 | 0.017778 | 0 | 0.69964 | 0.18406 | 3.3194 | 17.6975 | 18.7557 | -0.31604 | 0 | 0.078052 | 0 | 1.6728 | 0.24823
2025_08_15 Hr 05 | 0 | 0 | 0 | 0.13877 | 0.13887 | 0.13887 | 0.1388 | 0.13882 | 0.13887 | 0 | 0 | 0.010184 | 1.02 | 0.086682 | 1.5087 | 1.5087 | 6.9388 | 0 | 0.0012136 | 0.004224 | 0.0069788 | 0.086901 | 0 | 0 | 0.015357 | 1.2821 | 0.33107 | 6.2085 | 2.0585 | 0 | 0.55355 | 0.81115 | 0 | 0 | 0 | 0 | -33.985 | 0.033679 | 0 | 0.24584 | 0 | -0.38032 | 0 | 0 | 0 | 0 | 0 | 0 | 0 | 0 | 2.3956 | 0.048074 | 3.8936e-05 | 0 | 1.822 | 0 | 3.1932 | 3.1884 | 0.50924 | 24.9926 | 1.2254 | 3.0551 | 0.16064 | 0.017778 | 0 | 0.69964 | 0.18406 | 3.3194 | 10.7569 | 20.1297 | -0.38032 | 0 | 0.078052 | 0 | 1.6728 | 0.2533
2025_08_15 Hr 06 | 0 | 0 | 0 | 0.13877 | 0.13887 | 0.13887 | 0.1388 | 0.13882 | 0.13887 | 0 | 0 | 0.010184 | 2.01 | 0.13574 | 1.5087 | 1.5087 | 6.9388 | 0.58114 | 0.0012136 | 0.004224 | 0.0069788 | 0.086901 | 0 | 0 | 0.015357 | 1.2821 | 0.33107 | 6.2085 | 2.0585 | 0 | 0.55355 | 0.81115 | 0 | 0 | 0 | 0 | -27.8754 | 0.033679 | 0 | 0.19536 | 0 | -0.30179 | 0 | 0 | 0 | 0 | 0 | 0 | 0 | 0 | 2.1197 | 0.048074 | 3.8936e-05 | 0 | 1.822 | 0 | 3.1932 | 3.1884 | 0.26985 | 25.5738 | 1.2254 | 3.0551 | 0.16064 | 0.017778 | 0 | 0.69964 | 0.18406 | 3.3194 | 18.0597 | 20.6632 | -0.30179 | 0 | 0.078052 | 0 | 1.6728 | 0.26296
2025_08_15 Hr 07 | 0.090742 | 3.4478e-06 | 0 | 0.13877 | 0.13887 | 0.13887 | 0.1388 | 0.13882 | 0.13887 | 0 | 0 | 0.010184 | 1.53 | 0.10941 | 1.5087 | 1.5087 | 6.6374 | 0.68324 | 0.0012136 | 0.004224 | 0.0069788 | 0.086901 | 0 | 0 | 0.015357 | 1.2821 | 0.33107 | 6.0042 | 2.0585 | 0 | 0.53217 | 0.81115 | 0 | 0 | 0 | 0 | -22.569 | 0.033679 | 0 | 0 | 0 | -0.3197 | 0 | 0 | 0 | 0 | 0 | 0 | 0 | 0 | 1.8511 | 0.048074 | 3.8936e-05 | 0 | 1.822 | 0 | 3.0776 | 3.073 | 0.26985 | 24.939 | 1.2254 | 3.0551 | 0.16064 | 0.017778 | -0.090742 | 0.69964 | 0.18406 | 3.3194 | 21.9254 | 19.9659 | -0.41044 | 0 | 0.078052 | 0 | 1.6728 | 0.27124
2025_08_15 Hr 08 | 0.62786 | 3.1235e-05 | 0 | 0.13877 | 0.13887 | 0.13887 | 0.1388 | 0.13882 | 0.13887 | 0 | 0 | 0.010184 | 0.48 | 0.04056 | 1.5087 | 1.5087 | 6.6374 | 0.68324 | 0.0012136 | 0.004224 | 0.0069788 | 0.086901 | 0 | 0 | 0.015357 | 1.2821 | 0.33107 | 6.0042 | 2.0585 | 0 | 0.53217 | 0.81115 | 0 | 0 | 0 | 0 | -26.081 | 0.033679 | 0 | 0 | 0 | -0.37815 | 0 | 0 | 0 | 0 | 0 | 0 | 0 | 0 | 1.7132 | 0.048074 | 3.8936e-05 | 0 | 1.822 | 0 | 3.0776 | 3.073 | 0.17845 | 24.939 | 1.2254 | 3.0551 | 0.16064 | 0.017778 | -0.62786 | 0.69964 | 0.18406 | 3.3194 | 17.0213 | 19.1693 | -1.006 | 0 | 0.078052 | 0 | 1.6728 | 0.28573
2025_08_15 Hr 09 | 0.8129 | 0.00020012 | 0 | 0.13877 | 0.13887 | 0.13887 | 0.1388 | 0.13882 | 0.13887 | 0 | 0 | 0.010184 | 0.84 | 0.085039 | 1.5087 | 1.5087 | 6.6374 | 0.68324 | 0.0012136 | 0.004224 | 0.0069788 | 0.086901 | 0 | 0 | 0.015357 | 1.2821 | 0.33107 | 6.0042 | 2.0585 | 0.80537 | 0.53217 | 0.81115 | 0 | 0 | 0 | 0 | -33.6753 | 0.033679 | 0 | 0 | 0 | -0.45347 | 0 | 0 | 0 | 0 | 0 | 0 | 0 | 0 | 1.7132 | 0.048074 | 3.8936e-05 | 0 | 1.822 | 0 | 3.0776 | 3.073 | 0.12187 | 25.7443 | 1.2254 | 3.0551 | 0.16064 | 0.017778 | -0.8129 | 0.69964 | 0.18406 | 3.3194 | 10.5118 | 19.7091 | -1.2664 | 0 | 0.078052 | 0 | 1.6728 | 0.29241
2025_08_15 Hr 10 | 0.78362 | 0.00056436 | 0 | 0.13877 | 0.13887 | 0.13887 | 0.1388 | 0.13882 | 0.13887 | 0 | 0 | 0.010184 | 0.75 | 0.07909 | 1.5087 | 1.5087 | 6.6374 | 0.68324 | 0.0012136 | 0.004224 | 0.0069788 | 0.086901 | 0 | 0 | 0.015357 | 1.2821 | 0.33107 | 6.0042 | 2.0585 | 0.80537 | 0.53217 | 0.81115 | 0 | 0 | 0 | 0 | -32.656 | 0.033679 | 0 | 0 | 0 | -0.47244 | 0 | 0 | 0 | 0 | 0 | 0 | 0 | 0 | 1.7132 | 0.048074 | 3.8936e-05 | 0 | 1.822 | 0 | 3.0776 | 3.073 | 0.12187 | 25.7443 | 1.2254 | 3.0551 | 0.16064 | 0.017778 | -0.78362 | 0.69964 | 0.18406 | 3.3194 | 11.4223 | 19.5901 | -1.2561 | 0 | 0.078052 | 0 | 1.6728 | 0.29823
2025_08_15 Hr 11 | 0.82205 | 0.00092542 | 0 | 0.13877 | 0.13887 | 0.13887 | 0.1388 | 0.13882 | 0.13887 | 0 | 0 | 0.010184 | 0.18 | 0.019932 | 1.5087 | 1.5087 | 6.6374 | 0.68324 | 0.0012136 | 0.004224 | 0.0069788 | 0.086901 | 0 | 0 | 0.015357 | 1.2821 | 0.33107 | 6.0042 | 2.0585 | 0.80537 | 0.53217 | 0.81115 | 0 | 0 | 0 | 0 | -26.3773 | 0.033679 | 0 | 0 | 0 | -0.49621 | 0 | 0 | 0 | 0 | 0 | 0 | 0 | 0 | 1.4374 | 0.048074 | 3.8936e-05 | 0 | 1.822 | 0 | 3.0776 | 3.073 | 0.20892 | 25.7443 | 1.2254 | 3.0551 | 0.16064 | 0.017778 | -0.82205 | 0.69964 | 0.18406 | 3.3194 | 16.8635 | 18.8147 | -1.3183 | 0 | 0.078052 | 0 | 1.6728 | 0.30207
2025_08_15 Hr 12 | 0.77643 | 0.0012177 | 0 | 0.13877 | 0.13887 | 0.13887 | 0.1388 | 0.13882 | 0.13887 | 0 | 0 | 0.010184 | 0.72 | 0.085505 | 1.5087 | 1.5087 | 6.6374 | 0.68324 | 0.0012136 | 0.004224 | 0.0069788 | 0.086901 | 0 | 0 | 0.015357 | 1.2821 | 0.33107 | 6.0042 | 2.0585 | 0.80537 | 0.53217 | 0.81115 | 0 | 0 | 0 | 0 | -25.1913 | 0.033679 | 0 | 0 | 0 | -0.53231 | 0 | 0 | 0 | 0 | 0 | 0 | 0 | 0 | 1.2994 | 0.048074 | 3.8936e-05 | 0 | 1.822 | 0 | 3.0776 | 3.073 | 0.23939 | 25.7443 | 1.2254 | 3.0551 | 0.16064 | 0.017778 | -0.77643 | 0.69964 | 0.18406 | 3.3194 | 18.5179 | 19.2736 | -1.3087 | 0 | 0.078052 | 0 | 1.6728 | 0.30813
2025_08_15 Hr 13 | 0.78914 | 0.001416 | 0 | 0.13877 | 0.13887 | 0.13887 | 0.1388 | 0.13882 | 0.13887 | 0 | 0 | 0.010184 | 1.08 | 0.13594 | 1.5087 | 1.5087 | 6.6374 | 0.68324 | 0.0012136 | 0.004224 | 0.0069788 | 0.086901 | 0 | 0 | 0.015357 | 1.2821 | 0.33107 | 6.0042 | 2.0585 | 0.80537 | 0.53217 | 0.81115 | 0 | 0 | 0 | 0 | -24.9649 | 0.033679 | 0 | 0 | 0 | -0.56432 | 0 | 0 | 0 | 0 | 0 | 0 | 0 | 0 | 1.1615 | 0.048074 | 3.8936e-05 | 0 | 1.822 | 0 | 3.0776 | 3.073 | 0.36125 | 25.7443 | 1.2254 | 3.0551 | 0.16064 | 0.017778 | -0.78914 | 0.69964 | 0.18406 | 3.3194 | 19.1132 | 19.6873 | -1.3535 | 0 | 0.078052 | 0 | 1.6728 | 0.31456
2025_08_15 Hr 14 | 0.73865 | 0.0015286 | 0 | 0.13877 | 0.13887 | 0.13887 | 0.1388 | 0.13882 | 0.13887 | 0 | 0 | 0.010184 | 1.11 | 0.14345 | 1.5087 | 1.5087 | 6.6374 | 0.68324 | 0.0012136 | 0.004224 | 0.0069788 | 0.086901 | 0 | 0 | 0.015357 | 1.2821 | 0.33107 | 6.0042 | 2.0585 | 0.80537 | 0.53217 | 0.81115 | 0 | 0 | 0 | 0 | -25.9723 | 0.033679 | 0 | 0 | 0 | -0.57944 | 0 | 0 | 0 | 0 | 0 | 0 | 0 | 0 | 1.0236 | 0.048074 | 3.8936e-05 | 0 | 1.822 | 0 | 3.0776 | 3.073 | 0.33079 | 25.7443 | 1.2254 | 3.0551 | 0.16064 | 0.017778 | -0.73865 | 0.69964 | 0.18406 | 3.3194 | 17.9648 | 19.5109 | -1.3181 | 0 | 0.078052 | 0 | 1.6728 | 0.3194
2025_08_15 Hr 15 | 0.73567 | 0.0016271 | 0 | 0.13877 | 0.13887 | 0.13887 | 0.1388 | 0.13882 | 0.13887 | 0 | 0 | 0.010184 | 0.9 | 0.12263 | 1.5087 | 1.5087 | 6.6374 | 0.68324 | 0.0012136 | 0.004224 | 0.0069788 | 0.086901 | 0 | 0 | 0.015357 | 1.2821 | 0.33107 | 6.0042 | 2.0585 | 0.80537 | 0.53217 | 0.81115 | 0 | 0 | 0 | 0 | -25.9679 | 0.033679 | 0 | 0 | 0 | -0.61106 | 0 | 0 | 0 | 0 | 0 | 0 | 0 | 0 | 1.0236 | 0.048074 | 3.8936e-05 | 0 | 1.822 | 0 | 3.0776 | 3.073 | 0.36125 | 25.7443 | 1.2254 | 3.0551 | 0.16064 | 0.017778 | -0.73567 | 0.69964 | 0.18406 | 3.3194 | 17.7411 | 19.3113 | -1.3467 | 0 | 0.078052 | 0 | 1.6728 | 0.3231
2025_08_15 Hr 16 | 0.80738 | 0.0015956 | 0 | 0.13877 | 0.13887 | 0.13887 | 0.1388 | 0.13882 | 0.13887 | 0 | 0 | 0.010184 | 0.78 | 0.10785 | 1.5087 | 1.5087 | 6.6374 | 0.68324 | 0.0012136 | 0.004224 | 0.0069788 | 0.086901 | 0 | 0 | 0.015357 | 1.2821 | 0.33107 | 6.0042 | 2.0585 | 0.80537 | 0.53217 | 0.81115 | 0 | 0 | 0 | 0 | -26.6351 | 0.033679 | 0 | 0 | 0 | -0.62012 | 0 | 0 | 0 | 0 | 0 | 0 | 0 | 0 | 1.0236 | 0.048074 | 3.8936e-05 | 0 | 1.822 | 0 | 3.0776 | 3.073 | 0.33079 | 25.7443 | 1.2254 | 3.0551 | 0.16064 | 0.017778 | -0.80738 | 0.69964 | 0.18406 | 3.3194 | 16.9033 | 19.2216 | -1.4275 | 0 | 0.078052 | 0 | 1.6728 | 0.32694
2025_08_15 Hr 17 | 0.7688 | 0.0014931 | 0 | 0.13877 | 0.13887 | 0.13887 | 0.1388 | 0.13882 | 0.13887 | 0 | 0 | 0.010184 | 0.57 | 0.078455 | 1.5087 | 1.5087 | 6.6374 | 0.68324 | 0.0012136 | 0.004224 | 0.0069788 | 0.086901 | 0 | 0 | 0.015357 | 1.2821 | 0.33107 | 6.0042 | 2.0585 | 0.80537 | 0.53217 | 0.81115 | 0 | 0 | 0 | 0 | -25.7639 | 0.033679 | 0 | 0 | 0 | -0.61728 | 0 | 0 | 0 | 0 | 0 | 0 | 0 | 0 | 1.0962 | 0.048074 | 3.8936e-05 | 0 | 1.822 | 0 | 3.0776 | 3.073 | 0.39172 | 25.7443 | 1.2254 | 3.0551 | 0.16064 | 0.017778 | -0.7688 | 0.69964 | 0.18406 | 3.3194 | 17.6712 | 19.0768 | -1.3861 | 0 | 0.078052 | 0 | 1.6728 | 0.32669
2025_08_15 Hr 18 | 0.73916 | 0.0013302 | 0 | 0.13877 | 0.13887 | 0.13887 | 0.1388 | 0.13882 | 0.13887 | 0 | 0 | 0.010184 | 0.36 | 0.051819 | 1.5087 | 1.5087 | 6.6374 | 0.68324 | 0.0012136 | 0.004224 | 0.0069788 | 0.086901 | 0 | 0 | 0.015357 | 1.2821 | 0.33107 | 6.0042 | 2.0585 | 0.80537 | 0.53217 | 0.81115 | 0 | 0 | 0 | 0 | -26.7236 | 0.033679 | 0 | 0 | 0 | -0.64563 | 0 | 0 | 0 | 0 | 0 | 0 | 0 | 0 | 1.0236 | 0.048074 | 3.8936e-05 | 0 | 1.822 | 0 | 3.0776 | 3.073 | 0.42219 | 25.7443 | 1.2254 | 3.0551 | 0.16064 | 0.017778 | -0.73916 | 0.69964 | 0.18406 | 3.3194 | 16.4015 | 18.7655 | -1.3848 | 0 | 0.078052 | 0 | 1.6728 | 0.32397
2025_08_15 Hr 19 | 0.40867 | 0.00071184 | 0 | 0.13877 | 0.13887 | 0.13887 | 0.1388 | 0.13882 | 0.13887 | 0 | 0 | 0.010184 | 0.24 | 0.033323 | 1.5087 | 1.5087 | 6.6374 | 0.68324 | 0.0012136 | 0.004224 | 0.0069788 | 0.086901 | 0 | 0 | 0.015357 | 1.2821 | 0.33107 | 6.0042 | 2.0585 | 0.80537 | 0.53217 | 0.81115 | 0 | 0 | 0 | 0 | -23.8632 | 0.033679 | 0 | 0 | 0 | -0.62271 | 0 | 0 | 0 | 0 | 0 | 0 | 0 | 0 | 0.8929 | 0.048074 | 3.8936e-05 | 0 | 1.822 | 0 | 3.0776 | 3.073 | 0.23939 | 25.7443 | 1.2254 | 3.0551 | 0.16064 | 0.017778 | -0.40867 | 0.69964 | 0.18406 | 3.3194 | 18.8254 | 17.9756 | -1.0314 | 0 | 0.078052 | 0 | 1.6728 | 0.31717
2025_08_15 Hr 20 | 0.045044 | 0.00033861 | 0 | 0.13877 | 0.13887 | 0.13887 | 0.1388 | 0.13882 | 0.13887 | 0 | 0 | 0.010184 | 0.15 | 0.017461 | 1.5087 | 1.5087 | 6.6374 | 0.68324 | 0.0012136 | 0.004224 | 0.0069788 | 0.086901 | 0 | 0 | 0.015357 | 1.2821 | 0.33107 | 6.0042 | 2.0585 | 0.80537 | 0.53217 | 0.81115 | 0 | 0 | 0 | 0 | -21.7424 | 0.033679 | 0 | 0 | 0 | -0.52172 | 0 | 0 | 0 | 0 | 0 | 0 | 0 | 0 | 0.8929 | 0.048074 | 3.8936e-05 | 0 | 1.822 | 0 | 3.0776 | 3.073 | 0.33079 | 25.7443 | 1.2254 | 3.0551 | 0.16064 | 0.017778 | -0.045044 | 0.69964 | 0.18406 | 3.3194 | 21.0257 | 17.5905 | -0.56676 | 0 | 0.078052 | 0 | 1.6728 | 0.31048
2025_08_15 Hr 21 | 0 | 5.8499e-05 | 0 | 0.13877 | 0.13887 | 0.13887 | 0.1388 | 0.13882 | 0.13887 | 0 | 0 | 0.010184 | 0.15 | 0.01092 | 1.5087 | 1.5087 | 6.6374 | 0.68324 | 0.0012136 | 0.004224 | 0.0069788 | 0.086901 | 0 | 0 | 0.015357 | 1.2821 | 0.33107 | 6.0042 | 2.0585 | 0.80537 | 0.53217 | 0.81115 | 0 | 0 | 0 | 0 | -16.0779 | 0.033679 | 0 | 0 | 0 | -0.3255 | 0 | 0 | 0 | 0 | 0 | 0 | 0 | 0 | 1.0962 | 0.048074 | 3.8936e-05 | 0 | 1.822 | 0 | 3.0776 | 3.073 | 0.60064 | 25.7443 | 1.2254 | 3.0551 | 0.16064 | 0.017778 | 0 | 0.69964 | 0.18406 | 3.3194 | 27.3485 | 18.0075 | -0.3255 | 0 | 0.078052 | 0 | 1.6728 | 0.30628
2025_08_15 Hr 22 | 0 | 1.298e-05 | 0 | 0.13877 | 0.13887 | 0.13887 | 0.1388 | 0.13882 | 0.13887 | 0 | 0 | 0.010184 | 0 | 0 | 1.5087 | 1.5087 | 6.6374 | 0.68324 | 0.0012136 | 0.004224 | 0.0069788 | 0.086901 | 0 | 0 | 0.015357 | 1.2821 | 0.33107 | 6.0042 | 2.0585 | 0.80537 | 0.53217 | 0.81115 | 0 | 0 | 0 | 0 | -21.6447 | 0.033679 | 0 | 0 | 0 | -0.36134 | 0 | 0 | 0 | 0 | 0 | 0 | 0 | 0 | 1.4374 | 0.048074 | 3.8936e-05 | 0 | 1.822 | 0 | 3.0776 | 3.073 | 1.3188 | 25.7443 | 1.2254 | 3.0551 | 0.16064 | 0.017778 | 0 | 0.69964 | 0.18406 | 3.3194 | 22.6366 | 18.8984 | -0.36134 | 0 | 0.078052 | 0 | 1.6728 | 0.29872
2025_08_15 Hr 23 | 0 | 0 | 0 | 0.13877 | 0.13887 | 0.13887 | 0.1388 | 0.13882 | 0.13887 | 0 | 0 | 0.010184 | 0.06 | 0.0055418 | 1.5087 | 1.5087 | 6.9319 | 0.58114 | 0.0012136 | 0.004224 | 0.0069788 | 0.086901 | 0 | 0 | 0.015357 | 1.2821 | 0.33107 | 6.2041 | 2.0585 | 0 | 0.55307 | 0.81115 | 0 | 0 | 0 | 0 | -27.2578 | 0.033679 | 0 | 0 | 0 | -0.41354 | 0 | 0 | 0 | 0 | 0 | 0 | 0 | 0 | 1.9891 | 0.048074 | 3.8936e-05 | 0 | 1.822 | 0 | 3.1932 | 3.1884 | 1.8324 | 25.5623 | 1.2254 | 3.0551 | 0.16064 | 0.017778 | 0 | 0.69964 | 0.18406 | 3.3194 | 17.927 | 20.036 | -0.41354 | 0 | 0.078052 | 0 | 1.6728 | 0.28462
2025_08_15 Hr 24 | 0 | 0 | 0 | 0.13877 | 0.13887 | 0.13887 | 0.1388 | 0.13882 | 0.13887 | 0 | 0 | 0.010184 | 0.48 | 0.034849 | 1.5087 | 1.5087 | 6.9388 | 0.58114 | 0.0012136 | 0.004224 | 0.0069788 | 0.086901 | 0 | 0 | 0.015357 | 1.2821 | 0.33107 | 6.2085 | 2.0585 | 0 | 0.55355 | 0.81115 | 0 | 0 | 0 | 0 | -23.4932 | 0.033679 | 0 | 0 | 0 | -0.32461 | 0 | 0 | 0 | 0 | 0 | 0 | 0 | 0 | 1.9891 | 0.048074 | 3.8936e-05 | 0 | 1.822 | 0 | 3.1932 | 3.1884 | 2.1022 | 25.5738 | 1.2254 | 3.0551 | 0.16064 | 0.017778 | 0 | 0.69964 | 0.18406 | 3.3194 | 22.5 | 20.7441 | -0.32461 | 0 | 0.078052 | 0 | 1.6728 | 0.27311
2025_08_16 Hr 01 | 0 | 0 | 0 | 0.13984 | 0.13994 | 0.13994 | 0.13987 | 0.13988 | 0.13994 | 0 | 0 | 0.010184 | 1.38 | 0.11402 | 1.5087 | 1.5087 | 6.992 | 0.58559 | 0.0012136 | 0.004224 | 0.0069788 | 0.086901 | 0 | 0 | 0.015357 | 1.2821 | 0.33357 | 6.2562 | 2.0585 | 0 | 0.55355 | 0.81115 | 0 | 0 | 0 | 0 | -33.4798 | 0.033679 | 0 | 0 | 0 | -0.36969 | 0 | 0 | 0 | 0 | 0 | 0 | 0 | 0 | 1.8511 | 0.048074 | 3.8936e-05 | 0 | 1.822 | 0 | 3.2177 | 3.2129 | 1.4102 | 25.7368 | 1.2254 | 3.0551 | 0.16064 | 0.017778 | 0 | 0.69964 | 0.18406 | 3.3194 | 12.7722 | 20.8849 | -0.36969 | 0 | 0.078052 | 0 | 1.6728 | 0.26465
2025_08_16 Hr 02 | 0 | 0 | 0 | 0.13984 | 0.13994 | 0.13994 | 0.13987 | 0.13988 | 0.13994 | 0 | 0 | 0.010184 | 1.65 | 0.12958 | 1.5087 | 1.5087 | 6.992 | 0 | 0.0012136 | 0.004224 | 0.0069788 | 0.086901 | 0 | 0 | 0.015357 | 1.2821 | 0.33357 | 6.2562 | 2.0585 | 0 | 0.55355 | 0.81115 | 0 | 0 | 0 | 0 | -27.4744 | 0.033679 | 0 | 0.22718 | 0 | -0.35129 | 0 | 0 | 0 | 0 | 0 | 0 | 0 | 0 | 0.82031 | 0.048074 | 3.8936e-05 | 0 | 1.822 | 0 | 3.2177 | 3.2129 | 1.0794 | 25.1512 | 1.2254 | 3.0551 | 0.16064 | 0.017778 | 0 | 0.69964 | 0.18406 | 3.3194 | 17.1251 | 19.7996 | -0.35129 | 0 | 0.078052 | 0 | 1.6728 | 0.25542
2025_08_16 Hr 03 | 0 | 0 | 0 | 0.13984 | 0.13994 | 0.13994 | 0.13987 | 0.13988 | 0.13994 | 0 | 0 | 0.010184 | 1.89 | 0.14645 | 1.5087 | 1.5087 | 6.992 | 0 | 0.0012136 | 0.004224 | 0.0069788 | 0.086901 | 0 | 0 | 0.015357 | 1.2821 | 0.33357 | 6.2562 | 2.0585 | 0 | 0.55355 | 0.81115 | 0 | 0 | 0 | 0 | -29.7414 | 0.033679 | 0 | 0.22416 | 0 | -0.34659 | 0 | 0 | 0 | 0 | 0 | 0 | 0 | 0 | 0.82031 | 0.048074 | 3.8936e-05 | 0 | 1.822 | 0 | 3.2177 | 3.2129 | 0.60064 | 25.1512 | 1.2254 | 3.0551 | 0.16064 | 0.017778 | 0 | 0.69964 | 0.18406 | 3.3194 | 14.639 | 19.5758 | -0.34659 | 0 | 0.078052 | 0 | 1.6728 | 0.25358
2025_08_16 Hr 04 | 0 | 0 | 0 | 0.13984 | 0.13994 | 0.13994 | 0.13987 | 0.13988 | 0.13994 | 0 | 0 | 0.010184 | 1.23 | 0.09775 | 1.5087 | 1.5087 | 6.992 | 0 | 0.0012136 | 0.004224 | 0.0069788 | 0.086901 | 0 | 0 | 0.015357 | 1.2821 | 0.33357 | 6.2562 | 2.0585 | 0 | 0.55355 | 0.81115 | 0 | 0 | 0 | 0 | -32.8145 | 0.033679 | 0 | 0.2299 | 0 | -0.35552 | 0 | 0 | 0 | 0 | 0 | 0 | 0 | 0 | 1.9165 | 0.048074 | 3.8936e-05 | 0 | 1.822 | 0 | 3.2177 | 3.2129 | 0.57017 | 25.1512 | 1.2254 | 3.0551 | 0.16064 | 0.017778 | 0 | 0.69964 | 0.18406 | 3.3194 | 11.9141 | 19.933 | -0.35552 | 0 | 0.078052 | 0 | 1.6728 | 0.25369
2025_08_16 Hr 05 | 0 | 0 | 0 | 0.13984 | 0.13994 | 0.13994 | 0.13987 | 0.13988 | 0.13994 | 0 | 0 | 0.010184 | 1.29 | 0.10435 | 1.5087 | 1.5087 | 6.992 | 0 | 0.0012136 | 0.004224 | 0.0069788 | 0.086901 | 0 | 0 | 0.015357 | 1.2821 | 0.33357 | 6.2562 | 2.0585 | 0 | 0.55355 | 0.81115 | 0 | 0 | 0 | 0 | -36.3489 | 0.033679 | 0 | 0.23401 | 0 | -0.36191 | 0 | 0 | 0 | 0 | 0 | 0 | 0 | 0 | 2.2577 | 0.048074 | 3.8936e-05 | 0 | 1.822 | 0 | 3.2177 | 3.2129 | 0.93143 | 25.1512 | 1.2254 | 3.0551 | 0.16064 | 0.017778 | 0 | 0.69964 | 0.18406 | 3.3194 | 9.1413 | 20.7009 | -0.36191 | 0 | 0.078052 | 0 | 1.6728 | 0.25259
2025_08_16 Hr 06 | 0 | 0 | 0 | 0.13984 | 0.13994 | 0.13994 | 0.13987 | 0.13988 | 0.13994 | 0 | 0 | 0.010184 | 1.62 | 0.12296 | 1.5087 | 1.5087 | 6.992 | 0 | 0.0012136 | 0.004224 | 0.0069788 | 0.086901 | 0 | 0 | 0.015357 | 1.2821 | 0.33357 | 6.2562 | 2.0585 | 0 | 0.55355 | 0.81115 | 0 | 0 | 0 | 0 | -33.5679 | 0.033679 | 0 | 0.21958 | 0 | -0.33947 | 0 | 0 | 0 | 0 | 0 | 0 | 0 | 0 | 2.1197 | 0.048074 | 3.8936e-05 | 0 | 1.822 | 0 | 3.2177 | 3.2129 | 0.96189 | 25.1512 | 1.2254 | 3.0551 | 0.16064 | 0.017778 | 0 | 0.69964 | 0.18406 | 3.3194 | 12.1858 | 20.9419 | -0.33947 | 0 | 0.078052 | 0 | 1.6728 | 0.25246
2025_08_16 Hr 07 | 0.090742 | 2.9422e-06 | 0 | 0.13984 | 0.13994 | 0.13994 | 0.13987 | 0.13988 | 0.13994 | 0 | 0 | 0.010184 | 1.17 | 0.1071 | 1.5087 | 1.5087 | 6.6882 | 0 | 0.0012136 | 0.004224 | 0.0069788 | 0.086901 | 0 | 0 | 0.015357 | 1.2821 | 0.33357 | 6.0502 | 2.0585 | 0 | 0.53217 | 0.81115 | 0 | 0 | 0 | 0 | -35.6828 | 0.033679 | 0 | 0.2648 | 0 | -0.4098 | 0 | 0 | 0 | 0 | 0 | 0 | 0 | 0 | 2.3956 | 0.048074 | 3.8936e-05 | 0 | 1.822 | 0 | 3.1012 | 3.0966 | 0.77909 | 24.4087 | 1.2254 | 3.0551 | 0.16064 | 0.017778 | -0.090742 | 0.69964 | 0.18406 | 3.3194 | 8.8689 | 20.6435 | -0.50055 | 0 | 0.078052 | 0 | 1.6728 | 0.25751
2025_08_16 Hr 08 | 0.62786 | 3.5631e-05 | 0 | 0.13984 | 0.13994 | 0.13994 | 0.13987 | 0.13988 | 0.13994 | 0 | 0 | 0.010184 | 1.08 | 0.085515 | 1.5087 | 1.5087 | 6.6882 | 0.68847 | 0.0012136 | 0.004224 | 0.0069788 | 0.086901 | 0 | 0 | 0.015357 | 1.2821 | 0.33357 | 6.0502 | 2.0585 | 0 | 0.53217 | 0.81115 | 0 | 0 | 0 | 0 | -31.612 | 0.033679 | 0 | 0 | 0 | -0.35421 | 0 | 0 | 0 | 0 | 0 | 0 | 0 | 0 | 2.5335 | 0.048074 | 3.8936e-05 | 0 | 1.822 | 0 | 3.1012 | 3.0966 | 0.63111 | 25.0972 | 1.2254 | 3.0551 | 0.16064 | 0.017778 | -0.62786 | 0.69964 | 0.18406 | 3.3194 | 13.5684 | 21.0653 | -0.98207 | 0 | 0.078052 | 0 | 1.6728 | 0.26379
2025_08_16 Hr 09 | 0.80454 | 0.00020057 | 0 | 0.13984 | 0.13994 | 0.13994 | 0.13987 | 0.13988 | 0.13994 | 0 | 0 | 0.010184 | 1.08 | 0.1053 | 1.5087 | 1.5087 | 6.6882 | 0.68847 | 0.0012136 | 0.004224 | 0.0069788 | 0.086901 | 0 | 0 | 0.015357 | 1.2821 | 0.33357 | 6.0502 | 2.0585 | 0 | 0.53217 | 0.81115 | 0 | 0 | 0 | 0 | -35.6986 | 0.033679 | 0 | 0 | 0 | -0.43664 | 0 | 0 | 0 | 0 | 0 | 0 | 0 | 0 | 2.1197 | 0.048074 | 3.8936e-05 | 0 | 1.822 | 0 | 3.1012 | 3.0966 | 0.57017 | 25.0972 | 1.2254 | 3.0551 | 0.16064 | 0.017778 | -0.80454 | 0.69964 | 0.18406 | 3.3194 | 8.9549 | 20.7976 | -1.2412 | 0 | 0.078052 | 0 | 1.6728 | 0.27414
2025_08_16 Hr 10 | 0.78071 | 0.00071791 | 0 | 0.13984 | 0.13994 | 0.13994 | 0.13987 | 0.13988 | 0.13994 | 0 | 0 | 0.010184 | 1.17 | 0.15886 | 1.5071 | 1.5071 | 6.6733 | 0.6311 | 0.0012136 | 0.004224 | 0.0069788 | 0.086901 | 0 | 0 | 0.015357 | 1.2771 | 0.33357 | 6.0385 | 2.0585 | 0 | 0.53093 | 0.81115 | 0 | 0 | 0 | 0 | -52.1614 | 0.033679 | 0 | 0 | 0 | -0.60889 | 0 | 0 | 0 | 0 | 0 | 0 | 0 | 0 | 1.9165 | 0.048074 | 3.8936e-05 | 0 | 1.822 | 0 | 3.0333 | 3.0287 | 1.4407 | 24.8692 | 1.2254 | 3.0551 | 0.16064 | 0.017778 | -0.78071 | 0.69964 | 0.18406 | 3.3194 | -7.0867 | 21.5951 | -1.3896 | 0 | 0.078052 | 0 | 1.6728 | 0.28546
2025_08_16 Hr 11 | 0.82205 | 0.00068712 | 0 | 0.13984 | 0.13994 | 0.13994 | 0.13987 | 0.13988 | 0.13994 | 0 | 0 | 0.010184 | 0.96 | 0.082917 | 1.5087 | 1.5087 | 6.6882 | 0.68847 | 0.0012136 | 0.004224 | 0.0069788 | 0.086901 | 0 | 0 | 0.015357 | 1.2821 | 0.33357 | 6.0502 | 2.0585 | 0.81155 | 0.53217 | 0.81115 | 0 | 0 | 0 | 0 | -35.6392 | 0.033679 | 0 | 0 | 0 | -0.38657 | 0 | 0 | 0 | 0 | 0 | 0 | 0 | 0 | 2.6715 | 0.048074 | 3.8936e-05 | 0 | 1.822 | 0 | 3.1012 | 3.0966 | 1.8019 | 25.9087 | 1.2254 | 3.0551 | 0.16064 | 0.017778 | -0.82205 | 0.69964 | 0.18406 | 3.3194 | 11.5354 | 22.4745 | -1.2086 | 0 | 0.078052 | 0 | 1.6728 | 0.29199
2025_08_16 Hr 12 | 0.78609 | 0.00099699 | 0 | 0.13984 | 0.13994 | 0.13994 | 0.13987 | 0.13988 | 0.13994 | 0 | 0 | 0.010184 | 0.96 | 0.099422 | 1.5087 | 1.5087 | 6.6882 | 0.68847 | 0.0012136 | 0.004224 | 0.0069788 | 0.086901 | 0 | 0 | 0.015357 | 1.2821 | 0.33357 | 6.0502 | 2.0585 | 0.81155 | 0.53217 | 0.81115 | 0 | 0 | 0 | 0 | -34.7813 | 0.033679 | 0 | 0 | 0 | -0.46394 | 0 | 0 | 0 | 0 | 0 | 0 | 0 | 0 | 2.1197 | 0.048074 | 3.8936e-05 | 0 | 1.822 | 0 | 3.1012 | 3.0966 | 1.3797 | 25.9087 | 1.2254 | 3.0551 | 0.16064 | 0.017778 | -0.78609 | 0.69964 | 0.18406 | 3.3194 | 11.3587 | 21.4813 | -1.25 | 0 | 0.078052 | 0 | 1.6728 | 0.29186
2025_08_16 Hr 13 | 0.78914 | 0.0009104 | 0 | 0.13984 | 0.13994 | 0.13994 | 0.13987 | 0.13988 | 0.13994 | 0 | 0 | 0.010184 | 1.08 | 0.089969 | 1.5087 | 1.5087 | 6.6882 | 0.68847 | 0.0012136 | 0.004224 | 0.0069788 | 0.086901 | 0 | 0 | 0.015357 | 1.2771 | 0.33357 | 6.0502 | 2.0585 | 0.81155 | 0.53217 | 0.81115 | 0 | 0 | 0 | 0 | -23.0606 | 0.033679 | 0 | 0 | 0 | -0.37277 | 0 | 0 | 0 | 0 | 0 | 0 | 0 | 0 | 1.5753 | 0.048074 | 3.8936e-05 | 0 | 1.822 | 0 | 3.1012 | 3.0966 | 0.90096 | 25.9037 | 1.2254 | 3.0551 | 0.16064 | 0.017778 | -0.78914 | 0.69964 | 0.18406 | 3.3194 | 22.2567 | 20.5755 | -1.1619 | 0 | 0.078052 | 0 | 1.6728 | 0.29581
2025_08_16 Hr 14 | 0.72979 | 0.0011124 | 0 | 0.13984 | 0.13994 | 0.13994 | 0.13987 | 0.13988 | 0.13994 | 0 | 0 | 0.010184 | 1.2 | 0.11552 | 1.5087 | 1.5087 | 6.6882 | 0.68847 | 0.0012136 | 0.004224 | 0.0069788 | 0.086901 | 0 | 0 | 0.015357 | 1.2152 | 0.33357 | 6.0502 | 2.0585 | 0.81155 | 0.53217 | 0.81115 | 0 | 0 | 0 | 0 | -22.65 | 0.033679 | 0 | 0 | 0 | -0.43111 | 0 | 0 | 0 | 0 | 0 | 0 | 0 | 0 | 1.0962 | 0.048074 | 3.8936e-05 | 0 | 1.822 | 0 | 3.1012 | 3.0966 | 0.74862 | 25.8418 | 1.2254 | 3.0551 | 0.16064 | 0.017778 | -0.72979 | 0.69964 | 0.18406 | 3.3194 | 22.0653 | 20.0343 | -1.1609 | 0 | 0.078052 | 0 | 1.6728 | 0.29964
2025_08_16 Hr 15 | 0.73567 | 0.0011133 | 0 | 0.13984 | 0.13994 | 0.13994 | 0.13987 | 0.13988 | 0.13994 | 0 | 0 | 0.010184 | 1.14 | 0.10923 | 1.5087 | 1.5087 | 6.6882 | 0.68847 | 0.0012136 | 0.004224 | 0.0069788 | 0.086901 | 0 | 0 | 0.015357 | 0.86325 | 0.33357 | 6.0502 | 2.0585 | 0.81155 | 0.53217 | 0.81115 | 0 | 0 | 0 | 0 | -16.4702 | 0.033679 | 0 | 0 | 0 | -0.42907 | 0 | 0 | 0 | 0 | 0 | 0 | 0 | 0 | 1.2994 | 0.048074 | 3.8936e-05 | 0 | 1.822 | 0 | 3.1012 | 3.0966 | 0.77909 | 25.4898 | 1.2254 | 3.0551 | 0.16064 | 0.017778 | -0.73567 | 0.69964 | 0.18406 | 3.3194 | 28.0623 | 20.2074 | -1.1647 | 0 | 0.078052 | 0 | 1.6728 | 0.29938
2025_08_16 Hr 16 | 0.75681 | 0.0013206 | 0 | 0.13984 | 0.13994 | 0.13994 | 0.13987 | 0.13988 | 0.13994 | 0 | 0 | 0.010184 | 1.14 | 0.13459 | 1.5087 | 1.5087 | 6.6882 | 0.68847 | 0.0012136 | 0.004224 | 0.0069788 | 0.086901 | 0 | 0 | 0.015357 | 1.2376 | 0.33357 | 6.0502 | 2.0585 | 0.81155 | 0.53217 | 0.81115 | 0 | 0 | 0 | 0 | -23.8267 | 0.033679 | 0 | 0 | 0 | -0.52919 | 0 | 0 | 0 | 0 | 0 | 0 | 0 | 0 | 1.6406 | 0.048074 | 3.8936e-05 | 0 | 1.822 | 0 | 3.1012 | 3.0966 | 0.99236 | 25.8642 | 1.2254 | 3.0551 | 0.16064 | 0.017778 | -0.75681 | 0.69964 | 0.18406 | 3.3194 | 21.5637 | 20.8121 | -1.286 | 0 | 0.078052 | 0 | 1.6728 | 0.30295
2025_08_16 Hr 17 | 0.66876 | 0.0012979 | 0 | 0.13984 | 0.13994 | 0.13994 | 0.13987 | 0.13988 | 0.13994 | 0 | 0 | 0.010184 | 1.53 | 0.1977 | 1.5087 | 1.5087 | 6.6882 | 0.68847 | 0.0012136 | 0.004224 | 0.0069788 | 0.086901 | 0 | 0 | 0.015357 | 1.2805 | 0.33357 | 6.0502 | 2.0585 | 0.81155 | 0.53217 | 0.81115 | 0 | 0 | 0 | 0 | -28.6512 | 0.033679 | 0 | 0 | 0 | -0.57936 | 0 | 0 | 0 | 0 | 0 | 0 | 0 | 0 | 1.8511 | 0.048074 | 3.8936e-05 | 0 | 1.822 | 0 | 3.0786 | 3.0739 | 0.84002 | 25.8618 | 1.2254 | 3.0551 | 0.16064 | 0.017778 | -0.66876 | 0.69964 | 0.18406 | 3.3194 | 17.2014 | 21.2389 | -1.2481 | 0 | 0.078052 | 0 | 1.6728 | 0.30652
2025_08_16 Hr 18 | 0.49948 | 0.0010692 | 0 | 0.13984 | 0.13994 | 0.13994 | 0.13987 | 0.13988 | 0.13994 | 0 | 0 | 0.010184 | 1.17 | 0.15262 | 1.5087 | 1.5087 | 6.6882 | 0.68847 | 0.0012136 | 0.004224 | 0.0069788 | 0.086901 | 0 | 0 | 0.015357 | 1.2821 | 0.33357 | 6.0502 | 2.0585 | 0.81155 | 0.53217 | 0.81115 | 0 | 0 | 0 | 0 | -32.7426 | 0.033679 | 0 | 0 | 0 | -0.58491 | 0 | 0 | 0 | 0 | 0 | 0 | 0 | 0 | 2.1923 | 0.048074 | 3.8936e-05 | 0 | 1.822 | 0 | 3.1012 | 3.0966 | 1.0794 | 25.9087 | 1.2254 | 3.0551 | 0.16064 | 0.017778 | -0.49948 | 0.69964 | 0.18406 | 3.3194 | 13.3293 | 21.2476 | -1.0844 | 0 | 0.078052 | 0 | 1.6728 | 0.30923
2025_08_16 Hr 19 | 0.13571 | 0.00070446 | 0 | 0.13984 | 0.13994 | 0.13994 | 0.13987 | 0.13988 | 0.13994 | 0 | 0 | 0.010184 | 1.17 | 0.14528 | 1.5071 | 1.5071 | 6.6435 | 0.6311 | 0.0012136 | 0.004224 | 0.0069788 | 0.086901 | 0 | 0 | 0.015357 | 1.2704 | 0.33357 | 6.0385 | 2.0585 | 0.74392 | 0.53093 | 0.81115 | 0 | 0 | 0 | 0 | -29.4621 | 0.033679 | 0 | 0 | 0 | -0.55668 | 0 | 0 | 0 | 0 | 0 | 0 | 0 | 0 | 1.9891 | 0.048074 | 3.8936e-05 | 0 | 1.822 | 0 | 3.0333 | 3.0287 | 1.2927 | 25.5765 | 1.2254 | 3.0551 | 0.16064 | 0.017778 | -0.13571 | 0.69964 | 0.18406 | 3.3194 | 16.3013 | 20.8792 | -0.69239 | 0 | 0.078052 | 0 | 1.6728 | 0.30357
2025_08_16 Hr 20 | 0.02274 | 0.00022461 | 0 | 0.13984 | 0.13994 | 0.13994 | 0.13987 | 0.13988 | 0.13994 | 0 | 0 | 0.010184 | 1.65 | 0.13407 | 1.5087 | 1.5087 | 6.6882 | 0.68847 | 0.0012136 | 0.004224 | 0.0069788 | 0.086901 | 0 | 0 | 0.015357 | 1.2821 | 0 | 6.0502 | 2.0585 | 0.81155 | 0.53217 | 0.81115 | 0 | 0 | 0 | 0 | -20.9348 | 0.033679 | 0 | 0 | 0 | -0.36354 | 0 | 0 | 0 | 0 | 0 | 0 | 0 | 0 | 1.7132 | 0.048074 | 3.8936e-05 | 0 | 1.822 | 0 | 3.1012 | 3.0966 | 1.4102 | 25.5752 | 1.2254 | 3.0551 | 0.16064 | 0.017778 | -0.02274 | 0.69964 | 0.18406 | 3.3194 | 25.3244 | 21.0703 | -0.38628 | 0 | 0.078052 | 0 | 1.6728 | 0.29643
2025_08_16 Hr 21 | 0 | 4.8309e-05 | 0 | 0.13984 | 0.13994 | 0.13994 | 0.13987 | 0.13988 | 0.13994 | 0 | 0 | 0.010184 | 1.47 | 0.11942 | 1.5087 | 1.5087 | 6.6882 | 0.68847 | 0.0012136 | 0.004224 | 0.0069788 | 0.086901 | 0 | 0 | 0.015357 | 1.2821 | 0 | 6.0502 | 2.0585 | 0.81155 | 0.53217 | 0.81115 | 0 | 0 | 0 | 0 | -27.346 | 0.033679 | 0 | 0 | 0 | -0.36348 | 0 | 0 | 0 | 0 | 0 | 0 | 0 | 0 | 2.1197 | 0.048074 | 3.8936e-05 | 0 | 1.822 | 0 | 3.1012 | 3.0966 | 1.3797 | 25.5752 | 1.2254 | 3.0551 | 0.16064 | 0.017778 | 0 | 0.69964 | 0.18406 | 3.3194 | 19.0953 | 21.2296 | -0.36348 | 0 | 0.078052 | 0 | 1.6728 | 0.29717
2025_08_16 Hr 22 | 0 | 8.826e-06 | 0 | 0.13984 | 0.13994 | 0.13994 | 0.13987 | 0.13988 | 0.13994 | 0 | 0 | 0.010184 | 1.17 | 0.091791 | 1.5087 | 1.5087 | 6.6882 | 0.68847 | 0.0012136 | 0.004224 | 0.0069788 | 0.086901 | 0 | 0 | 0.015357 | 1.2821 | 0 | 6.0502 | 2.0585 | 0.81155 | 0.53217 | 0.81115 | 0 | 0 | 0 | 0 | -26.3719 | 0.033679 | 0 | 0 | 0 | -0.35094 | 0 | 0 | 0 | 0 | 0 | 0 | 0 | 0 | 1.9891 | 0.048074 | 3.8936e-05 | 0 | 1.822 | 0 | 3.1012 | 3.0966 | 0.99236 | 25.5752 | 1.2254 | 3.0551 | 0.16064 | 0.017778 | 0 | 0.69964 | 0.18406 | 3.3194 | 19.2281 | 20.3757 | -0.35094 | 0 | 0.078052 | 0 | 1.6728 | 0.28903
2025_08_16 Hr 23 | 0 | 0 | 0 | 0.13984 | 0.13994 | 0.13994 | 0.13987 | 0.13988 | 0.13994 | 0 | 0 | 0.010184 | 1.29 | 0.090621 | 1.5087 | 1.5087 | 6.985 | 0.58559 | 0.0012136 | 0.004224 | 0.0069788 | 0.086901 | 0 | 0 | 0.015357 | 1.2821 | 0 | 6.2517 | 2.0585 | 0 | 0.55307 | 0.81115 | 0 | 0 | 0 | 0 | -24.1562 | 0.033679 | 0 | 0 | 0 | -0.31402 | 0 | 0 | 0 | 0 | 0 | 0 | 0 | 0 | 2.5335 | 0.048074 | 3.8936e-05 | 0 | 1.822 | 0 | 3.2177 | 3.2129 | 0.99236 | 25.3917 | 1.2254 | 3.0551 | 0.16064 | 0.017778 | 0 | 0.69964 | 0.18406 | 3.3194 | 21.9653 | 21.0438 | -0.31402 | 0 | 0.078052 | 0 | 1.6728 | 0.27291
2025_08_16 Hr 24 | 0 | 0 | 0 | 0.13984 | 0.13994 | 0.13994 | 0.13987 | 0.13988 | 0.13994 | 0 | 0 | 0.010184 | 1.95 | 0.12193 | 1.5087 | 1.5087 | 6.992 | 0.58559 | 0.0012136 | 0.004224 | 0.0069788 | 0.086901 | 0 | 0 | 0.015357 | 0.94751 | 0 | 6.2562 | 2.0585 | 0 | 0.55355 | 0.81115 | 0 | 0 | 0 | 0 | -23.349 | 0.033679 | 0 | 0 | 0 | -0.27928 | 0 | 0 | 0 | 0 | 0 | 0 | 0 | 0 | 1.7132 | 0.048074 | 3.8936e-05 | 0 | 1.822 | 0 | 3.2177 | 3.2129 | 1.1099 | 25.0686 | 1.2254 | 3.0551 | 0.16064 | 0.017778 | 0 | 0.69964 | 0.18406 | 3.3194 | 22.4636 | 21.0233 | -0.27928 | 0 | 0.078052 | 0 | 1.6728 | 0.26343
2025_08_17 Hr 01 | 0 | 0 | 0 | 0.13984 | 0.13994 | 0.13994 | 0.13987 | 0.13988 | 0.13994 | 0 | 0 | 0.010184 | 2.25 | 0.10784 | 1.5087 | 1.5087 | 6.992 | 0 | 0.0012136 | 0.004224 | 0.0069788 | 0.086901 | 0 | 0 | 0.015357 | 0.47904 | 0 | 6.2562 | 2.0585 | 0 | 0.55355 | 0.81115 | 0 | 0 | 0 | 0 | -16.7328 | 0.033679 | 0 | 0.13865 | 0 | -0.21358 | 0 | 0 | 0 | 0 | 0 | 0 | 0 | 0 | 1.5753 | 0.048074 | 3.8936e-05 | 0 | 1.822 | 0 | 3.2177 | 3.2129 | 1.0489 | 24.0145 | 1.2254 | 3.0551 | 0.16064 | 0.017778 | 0 | 0.69964 | 0.18406 | 3.3194 | 28.1715 | 21.1033 | -0.21358 | 0 | 0.078052 | 0 | 1.6728 | 0.25642
2025_08_17 Hr 02 | 0 | 0 | 0 | 0.13984 | 0.13994 | 0.13994 | 0.13987 | 0.13988 | 0.13994 | 0 | 0 | 0.010184 | 2.28 | 0.10718 | 1.5087 | 1.5087 | 6.992 | 0 | 0.0012136 | 0.004224 | 0.0069788 | 0.086901 | 0 | 0 | 0.015357 | 0.47904 | 0 | 6.2562 | 2.0585 | 0 | 0.55355 | 0.81115 | 0 | 0 | 0 | 0 | -18.7546 | 0.033679 | 0 | 0.13599 | 0 | -0.20944 | 0 | 0 | 0 | 0 | 0 | 0 | 0 | 0 | 1.372 | 0.048074 | 3.8936e-05 | 0 | 1.822 | 0 | 3.2177 | 3.2129 | 1.2317 | 24.0145 | 1.2254 | 3.0551 | 0.16064 | 0.017778 | 0 | 0.69964 | 0.18406 | 3.3194 | 26.1562 | 21.1057 | -0.20944 | 0 | 0.078052 | 0 | 1.6728 | 0.24993
2025_08_17 Hr 03 | 0 | 0 | 0 | 0.13984 | 0.13994 | 0.13994 | 0.13987 | 0.13988 | 0.13994 | 0 | 0 | 0.010184 | 2.31 | 0.11273 | 1.5087 | 1.5087 | 6.992 | 0 | 0.0012136 | 0.004224 | 0.0069788 | 0.086901 | 0 | 0 | 0.015357 | 0.47904 | 0 | 6.2562 | 2.0585 | 0 | 0.55355 | 0.81115 | 0 | 0 | 0 | 0 | -22.0457 | 0.033679 | 0 | 0.14117 | 0 | -0.2175 | 0 | 0 | 0 | 0 | 0 | 0 | 0 | 0 | 1.372 | 0.048074 | 3.8936e-05 | 0 | 1.822 | 0 | 3.2177 | 3.2129 | 1.7715 | 24.0145 | 1.2254 | 3.0551 | 0.16064 | 0.017778 | 0 | 0.69964 | 0.18406 | 3.3194 | 23.4301 | 21.6788 | -0.2175 | 0 | 0.078052 | 0 | 1.6728 | 0.24772
2025_08_17 Hr 04 | 0 | 0 | 0 | 0.13984 | 0.13994 | 0.13994 | 0.13987 | 0.13988 | 0.13994 | 0 | 0 | 0.010184 | 1.98 | 0.10227 | 1.5087 | 1.5087 | 6.992 | 0 | 0.0012136 | 0.004224 | 0.0069788 | 0.086901 | 0 | 0 | 0.015357 | 0.47904 | 0 | 6.2562 | 2.0585 | 0 | 0.55355 | 0.81115 | 0 | 0 | 0 | 0 | -24.2307 | 0.033679 | 0 | 0.14941 | 0 | -0.23032 | 0 | 0 | 0 | 0 | 0 | 0 | 0 | 0 | 2.1197 | 0.048074 | 3.8936e-05 | 0 | 1.822 | 0 | 3.2177 | 3.2129 | 1.5625 | 24.0145 | 1.2254 | 3.0551 | 0.16064 | 0.017778 | 0 | 0.69964 | 0.18406 | 3.3194 | 21.4277 | 21.8742 | -0.23032 | 0 | 0.078052 | 0 | 1.6728 | 0.24478
2025_08_17 Hr 05 | 0 | 0 | 0 | 0.13984 | 0.13994 | 0.13994 | 0.13987 | 0.13988 | 0.13994 | 0 | 0 | 0.010184 | 1.86 | 0.10771 | 1.5087 | 1.5087 | 6.992 | 0 | 0.0012136 | 0.004224 | 0.0069788 | 0.086901 | 0 | 0 | 0.015357 | 0.50418 | 0 | 6.2562 | 2.0585 | 0 | 0.55355 | 0.81115 | 0 | 0 | 0 | 0 | -26.9676 | 0.033679 | 0 | 0.16753 | 0 | -0.25849 | 0 | 0 | 0 | 0 | 0 | 0 | 0 | 0 | 2.7368 | 0.048074 | 3.8936e-05 | 0 | 1.822 | 0 | 3.2177 | 3.2129 | 1.4102 | 24.0397 | 1.2254 | 3.0551 | 0.16064 | 0.017778 | 0 | 0.69964 | 0.18406 | 3.3194 | 19.035 | 22.2214 | -0.25849 | 0 | 0.078052 | 0 | 1.6728 | 0.24184
2025_08_17 Hr 06 | 0 | 0 | 0 | 0.13984 | 0.13994 | 0.13994 | 0.13987 | 0.13988 | 0.13994 | 0 | 0 | 0.010184 | 0.9 | 0.048557 | 1.5087 | 1.5087 | 6.992 | 0 | 0.0012136 | 0.004224 | 0.0069788 | 0.086901 | 0 | 0 | 0.015357 | 0.47904 | 0 | 6.2562 | 2.0585 | 0 | 0.55355 | 0.81115 | 0 | 0 | 0 | 0 | -24.3062 | 0.033679 | 0 | 0.15608 | 0 | -0.24068 | 0 | 0 | 0 | 0 | 0 | 0 | 0 | 0 | 2.8094 | 0.048074 | 3.8936e-05 | 0 | 1.822 | 0 | 3.2177 | 3.2129 | 1.6801 | 24.0145 | 1.2254 | 3.0551 | 0.16064 | 0.017778 | 0 | 0.69964 | 0.18406 | 3.3194 | 21.0179 | 21.5502 | -0.24068 | 0 | 0.078052 | 0 | 1.6728 | 0.24734
2025_08_17 Hr 07 | 0.067784 | 1.6864e-06 | 0 | 0.13984 | 0 | 0 | 0 | 0 | 0 | 0 | 0 | 0.010184 | 0.87 | 0.045644 | 1.5087 | 1.5087 | 6.6882 | 0 | 0.0012136 | 0.004224 | 0.0069788 | 0.086901 | 0 | 0 | 0.015357 | 0.48072 | 0 | 6.0502 | 2.0585 | 0 | 0.53217 | 0.81115 | 0 | 0 | 0 | 0 | -21.274 | 0.033679 | 0 | 0.15458 | 0 | -0.23399 | 0 | 0 | 0 | 0 | 0 | 0 | 0 | 0 | 2.6715 | 0.048074 | 3.8936e-05 | 0 | 1.822 | 0 | 3.1012 | 3.0966 | 1.8324 | 22.5741 | 1.2254 | 3.0551 | 0.16064 | 0.017778 | -0.067784 | 0.69964 | 0.18406 | 3.3194 | 22.5784 | 21.5801 | -0.30177 | 0 | 0.078052 | 0 | 1.6728 | 0.24932
2025_08_17 Hr 08 | 0.43155 | 2.0654e-05 | 0 | 0.13984 | 0 | 0 | 0 | 0 | 0 | 0 | 0 | 0.010184 | 0.72 | 0.040231 | 1.5087 | 1.5087 | 6.6882 | 0 | 0.0012136 | 0.004224 | 0.0069788 | 0.086901 | 0 | 0 | 0.015357 | 0.50417 | 0 | 6.0502 | 2.0585 | 0 | 0.53217 | 0.81115 | 0 | 0 | 0 | 0 | -18.3081 | 0.033679 | 0 | 0.16464 | 0 | -0.24934 | 0 | 0 | 0 | 0 | 0 | 0 | 0 | 0 | 1.9165 | 0.048074 | 3.8936e-05 | 0 | 1.822 | 0 | 3.0786 | 3.0739 | 1.5016 | 22.5524 | 1.2254 | 3.0551 | 0.16064 | 0.017778 | -0.43155 | 0.69964 | 0.18406 | 3.3194 | 24.2743 | 20.711 | -0.68089 | 0 | 0.078052 | 0 | 1.6728 | 0.25764
2025_08_17 Hr 09 | 0.74686 | 9.7181e-05 | 0 | 0.13984 | 0 | 0 | 0 | 0 | 0 | 0 | 0 | 0.010184 | 0.84 | 0.045351 | 1.5087 | 1.5087 | 6.6882 | 0.68847 | 0.0012136 | 0.004224 | 0.0069788 | 0.086901 | 0 | 0 | 0.015357 | 0.47904 | 0 | 6.0502 | 2.0585 | 0 | 0.53217 | 0.81115 | 0 | 0 | 0 | 0 | -17.8365 | 0.033679 | 0 | 0.0028923 | 0 | -0.24085 | 0 | 0 | 0 | 0 | 0 | 0 | 0 | 0 | 1.4374 | 0.048074 | 3.8936e-05 | 0 | 1.822 | 0 | 3.0786 | 3.0739 | 1.7715 | 23.2157 | 1.2254 | 3.0551 | 0.16064 | 0.017778 | -0.74686 | 0.69964 | 0.18406 | 3.3194 | 25.3469 | 20.9554 | -0.98771 | 0 | 0.078052 | 0 | 1.6728 | 0.27086
2025_08_17 Hr 10 | 0.73022 | 0.00045544 | 0 | 0.13984 | 0 | 0 | 0 | 0 | 0 | 0 | 0 | 0.010184 | 0.72 | 0.068699 | 1.5071 | 1.5071 | 6.6733 | 0.6311 | 0.0012136 | 0.004224 | 0.0069788 | 0.086901 | 0 | 0 | 0.015357 | 0.86318 | 0.48321 | 6.0385 | 2.0585 | 0 | 0.53093 | 0.81115 | 0 | 0 | 0 | 0 | -33.9062 | 0.033679 | 0 | 0.0051115 | 0 | -0.42727 | 0 | 0 | 0 | 0 | 0 | 0 | 0 | 0 | 1.6406 | 0.048074 | 3.8936e-05 | 0 | 1.822 | 0 | 2.9655 | 2.9608 | 2.1022 | 23.6199 | 1.2254 | 3.0551 | 0.16064 | 0.017778 | -0.73022 | 0.69964 | 0.18406 | 3.3194 | 9.9397 | 21.3834 | -1.1575 | 0 | 0.078052 | 0 | 1.6728 | 0.27895
2025_08_17 Hr 11 | 0.78573 | 0.00050266 | 0 | 0.13984 | 0.13994 | 0.13994 | 0.13987 | 0.13988 | 0.13994 | 0 | 0 | 0.010184 | 1.02 | 0.066881 | 1.5087 | 1.5087 | 6.6882 | 0.68847 | 0.0012136 | 0.004224 | 0.0069788 | 0.086901 | 0 | 0 | 0.015357 | 1.1274 | 0.33357 | 6.0502 | 2.0585 | 0 | 0.53217 | 0.81115 | 0 | 0 | 0 | 0 | -23.1983 | 0.033679 | 0 | 0 | 0 | -0.29296 | 0 | 0 | 0 | 0 | 0 | 0 | 0 | 0 | 1.2994 | 0.048074 | 3.8936e-05 | 0 | 1.822 | 0 | 3.1012 | 3.0966 | 2.1022 | 24.9424 | 1.2254 | 3.0551 | 0.16064 | 0.017778 | -0.78573 | 0.69964 | 0.18406 | 3.3194 | 22.0668 | 21.4014 | -1.0787 | 0 | 0.078052 | 0 | 1.6728 | 0.28311
2025_08_17 Hr 12 | 0.76647 | 0.00070742 | 0 | 0.13984 | 0.13994 | 0.13994 | 0.13987 | 0.13988 | 0.13994 | 0 | 0 | 0.010184 | 0.69 | 0.04883 | 1.5087 | 1.5087 | 6.6882 | 0.68847 | 0.0012136 | 0.004224 | 0.0069788 | 0.086901 | 0 | 0 | 0.015357 | 1.2634 | 0.33357 | 6.0502 | 2.0585 | 0.81155 | 0.53217 | 0.81115 | 0 | 0 | 0 | 0 | -23.1482 | 0.033679 | 0 | 0 | 0 | -0.31635 | 0 | 0 | 0 | 0 | 0 | 0 | 0 | 0 | 1.0236 | 0.048074 | 3.8936e-05 | 0 | 1.822 | 0 | 3.1012 | 3.0966 | 2.1893 | 25.89 | 1.2254 | 3.0551 | 0.16064 | 0.017778 | -0.76647 | 0.69964 | 0.18406 | 3.3194 | 22.512 | 20.8531 | -1.0828 | 0 | 0.078052 | 0 | 1.6728 | 0.29072
2025_08_17 Hr 13 | 0.77316 | 0.0009271 | 0 | 0.13984 | 0.13994 | 0.13994 | 0.13987 | 0.13988 | 0.13994 | 0 | 0 | 0.010184 | 0.54 | 0.043689 | 1.5087 | 1.5087 | 6.6882 | 0.68847 | 0.0012136 | 0.004224 | 0.0069788 | 0.086901 | 0 | 0 | 0.015357 | 1.2771 | 0.33357 | 6.0502 | 2.0585 | 0.81155 | 0.53217 | 0.81115 | 0 | 0 | 0 | 0 | -22.2706 | 0.033679 | 0 | 0 | 0 | -0.36198 | 0 | 0 | 0 | 0 | 0 | 0 | 0 | 0 | 1.1615 | 0.048074 | 3.8936e-05 | 0 | 1.822 | 0 | 3.1012 | 3.0966 | 1.889 | 25.9037 | 1.2254 | 3.0551 | 0.16064 | 0.017778 | -0.77316 | 0.69964 | 0.18406 | 3.3194 | 23.0461 | 20.5482 | -1.1351 | 0 | 0.078052 | 0 | 1.6728 | 0.29648
2025_08_17 Hr 14 | 0.72979 | 0.00097086 | 0 | 0.13984 | 0.13994 | 0.13994 | 0.13987 | 0.13988 | 0.13994 | 0 | 0 | 0.010184 | 0.36 | 0.029074 | 1.5087 | 1.5087 | 6.6882 | 0.68847 | 0.0012136 | 0.004224 | 0.0069788 | 0.086901 | 0 | 0 | 0.015357 | 1.0831 | 0.33357 | 6.0502 | 2.0585 | 0.81155 | 0.53217 | 0.81115 | 0 | 0 | 0 | 0 | -20.8749 | 0.033679 | 0 | 0 | 0 | -0.36132 | 0 | 0 | 0 | 0 | 0 | 0 | 0 | 0 | 1.4374 | 0.048074 | 3.8936e-05 | 0 | 1.822 | 0 | 3.1012 | 3.0966 | 1.6801 | 25.7096 | 1.2254 | 3.0551 | 0.16064 | 0.017778 | -0.72979 | 0.69964 | 0.18406 | 3.3194 | 24.1288 | 20.3851 | -1.0911 | 0 | 0.078052 | 0 | 1.6728 | 0.30444
2025_08_17 Hr 15 | 0.71068 | 0.0010063 | 0 | 0.13984 | 0.13994 | 0.13994 | 0.13987 | 0.13988 | 0.13994 | 0 | 0 | 0.010184 | 0.18 | 0.015128 | 1.5087 | 1.5087 | 6.6882 | 0.68847 | 0.0012136 | 0.004224 | 0.0069788 | 0.086901 | 0 | 0 | 0.015357 | 0.86325 | 0.33357 | 6.0502 | 2.0585 | 0.81155 | 0.53217 | 0.81115 | 0 | 0 | 0 | 0 | -17.6717 | 0.033679 | 0 | 0 | 0 | -0.3761 | 0 | 0 | 0 | 0 | 0 | 0 | 0 | 0 | 1.8511 | 0.048074 | 3.8936e-05 | 0 | 1.822 | 0 | 3.1012 | 3.0966 | 1.0489 | 25.4898 | 1.2254 | 3.0551 | 0.16064 | 0.017778 | -0.71068 | 0.69964 | 0.18406 | 3.3194 | 26.69 | 19.9587 | -1.0868 | 0 | 0.078052 | 0 | 1.6728 | 0.30835
2025_08_17 Hr 16 | 0.70363 | 0.0010303 | 0 | 0.13984 | 0.13994 | 0.13994 | 0.13987 | 0.13988 | 0.13994 | 0 | 0 | 0.010184 | 0.15 | 0.013525 | 1.5087 | 1.5087 | 6.6882 | 0.68847 | 0.0012136 | 0.004224 | 0.0069788 | 0.086901 | 0 | 0 | 0.015357 | 1.225 | 0.33357 | 6.0502 | 2.0585 | 0.81155 | 0.53217 | 0.81115 | 0 | 0 | 0 | 0 | -20.4802 | 0.033679 | 0 | 0 | 0 | -0.40365 | 0 | 0 | 0 | 0 | 0 | 0 | 0 | 0 | 2.4682 | 0.048074 | 3.8936e-05 | 0 | 1.822 | 0 | 3.1012 | 3.0966 | 1.2622 | 25.8515 | 1.2254 | 3.0551 | 0.16064 | 0.017778 | -0.70363 | 0.69964 | 0.18406 | 3.3194 | 25.0185 | 20.7544 | -1.1073 | 0 | 0.078052 | 0 | 1.6728 | 0.31239
2025_08_17 Hr 17 | 0.45436 | 0.00086991 | 0 | 0.13984 | 0.13994 | 0.13994 | 0.13987 | 0.13988 | 0.13994 | 0 | 0 | 0.010184 | 0.15 | 0.012908 | 1.5087 | 1.5087 | 6.6733 | 0.6311 | 0.0012136 | 0.004224 | 0.0069788 | 0.086901 | 0 | 0 | 0.015357 | 1.2353 | 0.33357 | 6.0385 | 2.0585 | 0.74392 | 0.53093 | 0.81115 | 0 | 0 | 0 | 0 | -22.0417 | 0.033679 | 0 | 0 | 0 | -0.38514 | 0 | 0 | 0 | 0 | 0 | 0 | 0 | 0 | 2.7368 | 0.048074 | 3.8936e-05 | 0 | 1.822 | 0 | 3.0786 | 3.0739 | 1.2927 | 25.665 | 1.2254 | 3.0551 | 0.16064 | 0.017778 | -0.45436 | 0.69964 | 0.18406 | 3.3194 | 23.5956 | 20.8118 | -0.83951 | 0 | 0.078052 | 0 | 1.6728 | 0.32195
2025_08_17 Hr 18 | 0.43155 | 0.00061349 | 0 | 0.13984 | 0.13994 | 0.13994 | 0.13987 | 0.13988 | 0.13994 | 0 | 0 | 0.010184 | 0.15 | 0.011294 | 1.5087 | 1.5087 | 6.6882 | 0.68847 | 0.0012136 | 0.004224 | 0.0069788 | 0.086901 | 0 | 0 | 0.015357 | 1.2821 | 0.33357 | 6.0502 | 2.0585 | 0.81155 | 0.53217 | 0.81115 | 0 | 0 | 0 | 0 | -19.853 | 0.033679 | 0 | 0 | 0 | -0.33671 | 0 | 0 | 0 | 0 | 0 | 0 | 0 | 0 | 2.7368 | 0.048074 | 3.8936e-05 | 0 | 1.822 | 0 | 3.1012 | 3.0966 | 0.30032 | 25.9087 | 1.2254 | 3.0551 | 0.16064 | 0.017778 | -0.43155 | 0.69964 | 0.18406 | 3.3194 | 25.0869 | 19.7994 | -0.76826 | 0 | 0.078052 | 0 | 1.6728 | 0.32538
2025_08_17 Hr 19 | 0.34088 | 0.00049222 | 0 | 0.13984 | 0.13994 | 0.13994 | 0.13987 | 0.13988 | 0.13994 | 0 | 0 | 0.010184 | 0.18 | 0.015706 | 1.5071 | 1.5071 | 6.6435 | 0.57373 | 0.0012136 | 0.004224 | 0.0069788 | 0.086901 | 0 | 0 | 0.015357 | 1.2219 | 0.33357 | 6.015 | 2.0585 | 0.60866 | 0.52844 | 0.81115 | 0 | 0 | 0 | 0 | -21.6827 | 0.033679 | 0 | 0 | 0 | -0.39056 | 0 | 0 | 0 | 0 | 0 | 0 | 0 | 0 | 2.5335 | 0.048074 | 3.8936e-05 | 0 | 1.822 | 0 | 2.9429 | 2.9382 | 0.17845 | 25.131 | 1.2254 | 3.0551 | 0.16064 | 0.017778 | -0.34088 | 0.69964 | 0.18406 | 3.3194 | 22.1288 | 19.412 | -0.73144 | 0 | 0.078052 | 0 | 1.6728 | 0.32317
2025_08_17 Hr 20 | 0.045044 | 0.00019739 | 0 | 0 | 0 | 0 | 0 | 0 | 0 | 0 | 0 | 0.010184 | 0.42 | 0.030523 | 1.5087 | 1.5087 | 6.6882 | 0.68847 | 0.0012136 | 0.004224 | 0.0069788 | 0.086901 | 0 | 0 | 0.015357 | 1.2821 | 0 | 6.0502 | 2.0585 | 0.81155 | 0.53217 | 0.81115 | 0 | 0 | 0 | 0 | -20.6675 | 0.033679 | 0 | 0.004672 | 0 | -0.32494 | 0 | 0 | 0 | 0 | 0 | 0 | 0 | 0 | 2.7368 | 0.048074 | 3.8936e-05 | 0 | 1.822 | 0 | 3.1012 | 3.0966 | 0.66157 | 24.7357 | 1.2254 | 3.0551 | 0.16064 | 0.017778 | -0.045044 | 0.69964 | 0.18406 | 3.3194 | 23.7508 | 20.0526 | -0.36998 | 0 | 0.078052 | 0 | 1.6728 | 0.31497
2025_08_17 Hr 21 | 0 | 4.1437e-05 | 0 | 0 | 0 | 0 | 0 | 0 | 0 | 0 | 0 | 0.010184 | 1.11 | 0.069803 | 1.5087 | 1.5087 | 6.6882 | 0.68847 | 0.0012136 | 0.004224 | 0.0069788 | 0.086901 | 0 | 0 | 0.015357 | 1.1466 | 0 | 6.0502 | 2.0585 | 0.81155 | 0.53217 | 0.81115 | 0 | 0 | 0 | 0 | -23.2489 | 0.033679 | 0 | 0.0040427 | 0 | -0.28089 | 0 | 0 | 0 | 0 | 0 | 0 | 0 | 0 | 3.0126 | 0.048074 | 3.8936e-05 | 0 | 1.822 | 0 | 3.1012 | 3.0966 | 0.90096 | 24.6002 | 1.2254 | 3.0551 | 0.16064 | 0.017778 | 0 | 0.69964 | 0.18406 | 3.3194 | 22.3193 | 21.2488 | -0.28089 | 0 | 0.078052 | 0 | 1.6728 | 0.31191
2025_08_17 Hr 22 | 0 | 7.1749e-06 | 0 | 0 | 0 | 0 | 0 | 0 | 0 | 0 | 0 | 0.010184 | 1.56 | 0.087055 | 1.5087 | 1.5087 | 6.6882 | 0.68847 | 0.0012136 | 0.004224 | 0.0069788 | 0.086901 | 0 | 0 | 0.015357 | 0.49582 | 0 | 6.0502 | 2.0585 | 0.81155 | 0.53217 | 0.81115 | 0 | 0 | 0 | 0 | -19.306 | 0.033679 | 0 | 0.0035875 | 0 | -0.24902 | 0 | 0 | 0 | 0 | 0 | 0 | 0 | 0 | 2.4682 | 0.048074 | 3.8936e-05 | 0 | 1.822 | 0 | 3.1012 | 3.0966 | 1.0489 | 23.9494 | 1.2254 | 3.0551 | 0.16064 | 0.017778 | 0 | 0.69964 | 0.18406 | 3.3194 | 25.6975 | 21.3032 | -0.24902 | 0 | 0.078052 | 0 | 1.6728 | 0.29549
2025_08_17 Hr 23 | 0 | 0 | 0 | 0 | 0 | 0 | 0 | 0 | 0 | 0 | 0 | 0.010184 | 1.47 | 0.095 | 1.5087 | 1.5087 | 6.985 | 0.58559 | 0.0012136 | 0.004224 | 0.0069788 | 0.086901 | 0 | 0 | 0.015357 | 0.55446 | 0 | 6.2517 | 2.0585 | 0 | 0.55307 | 0.81115 | 0 | 0 | 0 | 0 | -24.3994 | 0.033679 | 0 | 0.0041545 | 0 | -0.28872 | 0 | 0 | 0 | 0 | 0 | 0 | 0 | 0 | 1.9165 | 0.048074 | 3.8936e-05 | 0 | 1.822 | 0 | 3.2177 | 3.2129 | 1.3188 | 23.8246 | 1.2254 | 3.0551 | 0.16064 | 0.017778 | 0 | 0.69964 | 0.18406 | 3.3194 | 20.0841 | 20.9475 | -0.28872 | 0 | 0.078052 | 0 | 1.6728 | 0.28288
2025_08_17 Hr 24 | 0 | 0 | 0 | 0.13984 | 0.13994 | 0.13994 | 0.13987 | 0.13988 | 0.13994 | 0 | 0 | 0.010184 | 1.05 | 0.056166 | 1.5087 | 1.5087 | 6.992 | 0.58559 | 0.0012136 | 0.004224 | 0.0069788 | 0.086901 | 0 | 0 | 0.015357 | 0.47904 | 0 | 6.2562 | 2.0585 | 0 | 0.55355 | 0.81115 | 0 | 0 | 0 | 0 | -20.0627 | 0.033679 | 0 | 0 | 0 | -0.23861 | 0 | 0 | 0 | 0 | 0 | 0 | 0 | 0 | 1.9165 | 0.048074 | 3.8936e-05 | 0 | 1.822 | 0 | 3.2177 | 3.2129 | 1.5321 | 24.6001 | 1.2254 | 3.0551 | 0.16064 | 0.017778 | 0 | 0.69964 | 0.18406 | 3.3194 | 24.9835 | 20.6847 | -0.23861 | 0 | 0.078052 | 0 | 1.6728 | 0.2651
2025_08_18 Hr 01 | 0 | 0 | 0 | 0.13984 | 0.13994 | 0.13994 | 0.13987 | 0.13988 | 0.13994 | 0 | 0 | 0.010184 | 0.87 | 0.046769 | 1.5087 | 1.5087 | 6.992 | 0 | 0.0012136 | 0.004224 | 0.0069788 | 0.086901 | 0 | 0 | 0.015357 | 0.47904 | 0 | 6.2562 | 2.0585 | 0 | 0.55355 | 0.81115 | 0 | 0 | 0 | 0 | -19.0399 | 0.033679 | 0 | 0.15551 | 0 | -0.23981 | 0 | 0 | 0 | 0 | 0 | 0 | 0 | 0 | 2.1923 | 0.048074 | 3.8936e-05 | 0 | 1.822 | 0 | 3.2177 | 3.2129 | 0.93143 | 24.0145 | 1.2254 | 3.0551 | 0.16064 | 0.017778 | 0 | 0.69964 | 0.18406 | 3.3194 | 24.8982 | 20.1633 | -0.23981 | 0 | 0.078052 | 0 | 1.6728 | 0.25788
2025_08_18 Hr 02 | 0 | 0 | 0 | 0.13984 | 0.13994 | 0.13994 | 0.13987 | 0.13988 | 0.13994 | 0 | 0 | 0.010184 | 0.6 | 0.027335 | 1.5087 | 1.5087 | 6.992 | 0 | 0.0012136 | 0.004224 | 0.0069788 | 0.086901 | 0 | 0 | 0.015357 | 0.47904 | 0 | 6.2562 | 2.0585 | 0 | 0.55355 | 0.81115 | 0 | 0 | 0 | 0 | -17.3567 | 0.033679 | 0 | 0.15132 | 0 | -0.20292 | 0 | 0 | 0 | 0 | 0 | 0 | 0 | 0 | 2.4682 | 0.048074 | 3.8936e-05 | 0 | 1.822 | 0 | 3.0755 | 3.0709 | 0.93143 | 23.7303 | 1.2254 | 3.0551 | 0.16064 | 0.017778 | 0 | 0.69964 | 0.18406 | 3.3194 | 26.313 | 20.1423 | -0.20292 | 0 | 0.078052 | 0 | 1.6728 | 0.25044
2025_08_18 Hr 03 | 0 | 0 | 0 | 0.13984 | 0.13994 | 0.13994 | 0.13987 | 0.13988 | 0.13994 | 0 | 0 | 0.010184 | 0.42 | 0.021273 | 1.5087 | 1.5087 | 6.992 | 0 | 0.0012136 | 0.004224 | 0.0069788 | 0.086901 | 0 | 0 | 0.015357 | 0.47904 | 0 | 6.2562 | 2.0585 | 0 | 0.55355 | 0.81115 | 0 | 0 | 0 | 0 | -13.9482 | 0.033679 | 0 | 0.17366 | 0 | -0.22583 | 0 | 0 | 0 | 0 | 0 | 0 | 0 | 0 | 2.7368 | 0.048074 | 3.8936e-05 | 0 | 1.822 | 0 | 0 | 0 | 1.0185 | 17.584 | 1.2254 | 3.0551 | 0.16064 | 0.017778 | 0 | 0.69964 | 0.18406 | 3.3194 | 23.7186 | 20.3087 | -0.22583 | 0 | 0.078052 | 0 | 1.6728 | 0.24726
2025_08_18 Hr 04 | 0 | 0 | 0 | 0 | 0 | 0 | 0 | 0 | 0 | 0 | 0 | 0.010184 | 0.3 | 0.015462 | 1.5087 | 1.5087 | 6.992 | 0 | 0.0012136 | 0.004224 | 0.0069788 | 0.086901 | 0 | 0 | 0.015357 | 0.47904 | 0 | 6.2562 | 2.0585 | 0 | 0.55355 | 0.81115 | 0 | 0 | 0 | 0 | -14.1096 | 0.033679 | 0 | 0.18002 | 0 | -0.22982 | 0 | 0 | 0 | 0 | 0 | 0 | 0 | 0 | 2.6715 | 0.048074 | 3.8936e-05 | 0 | 1.822 | 0 | 0 | 0 | 1.2013 | 16.7446 | 1.2254 | 3.0551 | 0.16064 | 0.017778 | 0 | 0.69964 | 0.18406 | 3.3194 | 22.7078 | 20.3026 | -0.22982 | 0 | 0.078052 | 0 | 1.6728 | 0.24958
2025_08_18 Hr 05 | 0 | 0 | 0 | 0 | 0 | 0 | 0 | 0 | 0 | 0 | 0 | 0.010184 | 0.48 | 0.024136 | 1.5087 | 1.5087 | 6.992 | 0 | 0.0012136 | 0.004224 | 0.0069788 | 0.086901 | 0 | 0 | 0.015357 | 0.47904 | 0 | 6.2562 | 2.0585 | 0 | 0.55355 | 0.81115 | 0 | 0 | 0 | 0 | -14.9418 | 0.033679 | 0 | 0.17563 | 0 | -0.22417 | 0 | 0 | 0 | 0 | 0 | 0 | 0 | 0 | 2.7368 | 0.048074 | 3.8936e-05 | 0 | 1.822 | 0 | 0 | 0 | 2.1893 | 16.7446 | 1.2254 | 3.0551 | 0.16064 | 0.017778 | 0 | 0.69964 | 0.18406 | 3.3194 | 23.1263 | 21.5477 | -0.22417 | 0 | 0.078052 | 0 | 1.6728 | 0.25264
2025_08_18 Hr 06 | 0 | 0 | 0 | 0 | 0 | 0 | 0 | 0 | 0 | 0 | 0 | 0.010184 | 0.78 | 0.035311 | 1.5087 | 1.5087 | 6.992 | 0 | 0.0012136 | 0.004224 | 0.0069788 | 0.086901 | 0 | 0 | 0.015357 | 0.47904 | 0 | 6.2562 | 2.0585 | 0 | 0.55355 | 0.81115 | 0 | 0 | 0 | 0 | -10.4842 | 0.033679 | 0 | 0.13872 | 0 | -0.20162 | 0 | 0 | 0 | 0 | 0 | 0 | 0 | 0 | 2.3956 | 0.048074 | 3.8936e-05 | 0 | 1.822 | 0 | 0 | 0 | 1.6496 | 16.7446 | 1.2254 | 3.0551 | 0.16064 | 0.017778 | 0 | 0.69964 | 0.18406 | 3.3194 | 27.0428 | 20.9841 | -0.20162 | 0 | 0.078052 | 0 | 1.6728 | 0.25872
2025_08_18 Hr 07 | 0.11348 | 1.4835e-06 | 0 | 0 | 0 | 0 | 0 | 0 | 0 | 0 | 0 | 0.010184 | 1.08 | 0.049844 | 1.5087 | 1.5087 | 6.6882 | 0.68847 | 0.0012136 | 0.004224 | 0.0069788 | 0.086901 | 0 | 0 | 0.015357 | 0.47904 | 0 | 6.0502 | 2.0585 | 0 | 0.53217 | 0.81115 | 0 | 0 | 0 | 0 | -9.8282 | 0.033679 | 0 | 0.14142 | 0 | -0.20558 | 0 | 0 | 0 | 0 | 0 | 0 | 0 | 0 | 2.1923 | 0.048074 | 3.8936e-05 | 0 | 1.822 | 0 | 0 | 0 | 1.889 | 16.9233 | 1.2254 | 3.0551 | 0.16064 | 0.017778 | -0.11348 | 0.69964 | 0.18406 | 3.3194 | 28.2187 | 21.4427 | -0.31906 | 0 | 0.078052 | 0 | 1.6728 | 0.27457
2025_08_18 Hr 08 | 0.47696 | 1.5995e-05 | 0 | 0 | 0 | 0 | 0 | 0 | 0 | 0 | 0 | 0.010184 | 0.84 | 0.041799 | 1.5087 | 1.5087 | 6.6882 | 0.68847 | 0.0012136 | 0.004224 | 0.0069788 | 0.086901 | 0 | 0 | 0.015357 | 0.47904 | 0 | 6.0502 | 2.0585 | 0 | 0.53217 | 0.81115 | 0 | 0 | 0 | 0 | -8.4549 | 0.033679 | 0 | 0.0085304 | 0 | -0.22182 | 0 | 0 | 0 | 0 | 0 | 0 | 0 | 0 | 2.8094 | 0.048074 | 3.8936e-05 | 0 | 1.822 | 0 | 0 | 0 | 1.5321 | 16.9233 | 1.2254 | 3.0551 | 0.16064 | 0.017778 | -0.47696 | 0.69964 | 0.18406 | 3.3194 | 29.5953 | 21.8257 | -0.69878 | 0 | 0.078052 | 0 | 1.6728 | 0.28201
2025_08_18 Hr 09 | 0.6357 | 9.1657e-05 | 0 | 0.13984 | 0.13994 | 0.13994 | 0.13987 | 0.13988 | 0.13994 | 0 | 0 | 0.010184 | 0.66 | 0.033607 | 1.5087 | 1.5087 | 6.6882 | 0.68847 | 0.0012136 | 0.004224 | 0.0069788 | 0.086901 | 0 | 0 | 0.015357 | 0.47904 | 0 | 6.0502 | 2.0585 | 0.81155 | 0.53217 | 0.81115 | 0 | 0 | 0 | 0 | -13.8095 | 0.033679 | 0 | 0.0054558 | 0 | -0.22704 | 0 | 0 | 0 | 0 | 0 | 0 | 0 | 0 | 3.078 | 0.048074 | 3.8936e-05 | 0 | 1.822 | 0 | 0 | 0 | 0.96189 | 18.5743 | 1.2254 | 3.0551 | 0.16064 | 0.017778 | -0.6357 | 0.69964 | 0.18406 | 3.3194 | 25.4085 | 21.5065 | -0.86274 | 0 | 0.078052 | 0 | 1.6728 | 0.2937
2025_08_18 Hr 10 | 0.56734 | 0.00026266 | 0 | 0.13984 | 0.13994 | 0.13994 | 0.13987 | 0.13988 | 0.13994 | 0 | 0 | 0.010184 | 0.66 | 0.035021 | 1.5087 | 1.5087 | 6.6882 | 0.68847 | 0.0012136 | 0.004224 | 0.0069788 | 0.086901 | 0 | 0 | 0.015357 | 0.47904 | 0.48321 | 6.0502 | 2.0585 | 0.81155 | 0.53217 | 0.81115 | 0 | 0 | 0 | 0 | -16.9099 | 0.033679 | 0 | 0.0056853 | 0 | -0.23668 | 0 | 0 | 0 | 0 | 0 | 0 | 0 | 0 | 2.9473 | 0.048074 | 3.8936e-05 | 0 | 1.822 | 0 | 0 | 0 | 0.66157 | 18.9078 | 1.2254 | 3.0551 | 0.16064 | 0.017778 | -0.56734 | 0.69964 | 0.18406 | 3.3194 | 22.2128 | 21.0189 | -0.80402 | 0 | 0.078052 | 0 | 1.6728 | 0.30394
2025_08_18 Hr 11 | 0.68082 | 0.00044427 | 0 | 0.13984 | 0.13994 | 0.13994 | 0.13987 | 0.13988 | 0.13994 | 0 | 0 | 0.010184 | 0.72 | 0.040785 | 1.5087 | 1.5087 | 6.6882 | 0.68847 | 0.0012136 | 0.004224 | 0.0069788 | 0.086901 | 0 | 0 | 0.015357 | 0.47904 | 0.33357 | 6.0502 | 2.0585 | 0.81155 | 0.53217 | 0.81115 | 0 | 0 | 0 | 0 | -26.7509 | 0.033679 | 0 | 0 | 0 | -0.25281 | 0 | 0 | 0 | 0 | 0 | 0 | 0 | 0 | 3.3538 | 0.048074 | 3.8936e-05 | 0 | 1.822 | 0 | 4.1124 | 4.1082 | 0.33079 | 24.765 | 1.2254 | 3.0551 | 0.16064 | 0.017778 | -0.68082 | 0.69964 | 0.18406 | 3.3194 | 18.3582 | 21.2778 | -0.93363 | 0 | 0.078052 | 0 | 1.6728 | 0.3076
2025_08_18 Hr 12 | 0.75681 | 0.00059825 | 0 | 0.13984 | 0.13994 | 0.13994 | 0.13987 | 0.13988 | 0.13994 | 0 | 0 | 0.010184 | 0.81 | 0.048947 | 1.5087 | 1.5087 | 6.6882 | 0.68847 | 0.0012136 | 0.004224 | 0.0069788 | 0.086901 | 0 | 0 | 0.015357 | 0.55441 | 0.33357 | 6.0502 | 2.0585 | 0.81155 | 0.53217 | 0.81115 | 0 | 0 | 0 | 0 | -30.7525 | 0.033679 | 0 | 0 | 0 | -0.26983 | 0 | 0 | 0 | 0 | 0 | 0 | 0 | 0 | 3.2159 | 0.048074 | 3.8936e-05 | 0 | 1.822 | 0 | 3.1012 | 3.0966 | 0.23939 | 25.181 | 1.2254 | 3.0551 | 0.16064 | 0.017778 | -0.75681 | 0.69964 | 0.18406 | 3.3194 | 14.6307 | 21.2288 | -1.0266 | 0 | 0.078052 | 0 | 1.6728 | 0.31369
2025_08_18 Hr 13 | 0.74177 | 0.00072784 | 0 | 0.13984 | 0.13994 | 0.13994 | 0.13987 | 0.13988 | 0.13994 | 0 | 0 | 0.010184 | 0.78 | 0.050973 | 1.5087 | 1.5087 | 6.6882 | 0.68847 | 0.0012136 | 0.004224 | 0.0069788 | 0.086901 | 0 | 0 | 0.015357 | 0.79059 | 0.33357 | 6.0502 | 2.0585 | 0.81155 | 0.53217 | 0.81115 | 0 | 0 | 0 | 0 | -35.3605 | 0.033679 | 0 | 0 | 0 | -0.29198 | 0 | 0 | 0 | 0 | 0 | 0 | 0 | 0 | 2.5335 | 0.048074 | 3.8936e-05 | 0 | 1.822 | 0 | 3.1012 | 3.0966 | 0.57017 | 25.4172 | 1.2254 | 3.0551 | 0.16064 | 0.017778 | -0.74177 | 0.69964 | 0.18406 | 3.3194 | 9.8641 | 20.8412 | -1.0337 | 0 | 0.078052 | 0 | 1.6728 | 0.32052
2025_08_18 Hr 14 | 0.7093 | 0.00085326 | 0 | 0.13984 | 0.13994 | 0.13994 | 0.13987 | 0.13988 | 0.13994 | 0 | 0 | 0.010184 | 0.66 | 0.047545 | 1.5087 | 1.5087 | 6.6882 | 0.68847 | 0.0012136 | 0.004224 | 0.0069788 | 0.086901 | 0 | 0 | 0.015357 | 1.0318 | 0.33357 | 6.0502 | 2.0585 | 0.81155 | 0.53217 | 0.81115 | 0 | 0 | 0 | 0 | -37.2929 | 0.033679 | 0 | 0 | 0 | -0.32207 | 0 | 0 | 0 | 0 | 0 | 0 | 0 | 0 | 2.5335 | 0.048074 | 3.8936e-05 | 0 | 1.822 | 0 | 3.1012 | 3.0966 | 0.74862 | 25.6583 | 1.2254 | 3.0551 | 0.16064 | 0.017778 | -0.7093 | 0.69964 | 0.18406 | 3.3194 | 8.2024 | 20.8683 | -1.0314 | 0 | 0.078052 | 0 | 1.6728 | 0.32502
2025_08_18 Hr 15 | 0.69833 | 0.00093379 | 0 | 0.13984 | 0.13994 | 0.13994 | 0.13987 | 0.13988 | 0.13994 | 0 | 0 | 0.010184 | 0.63 | 0.049466 | 1.5087 | 1.5087 | 6.6882 | 0.68847 | 0.0012136 | 0.004224 | 0.0069788 | 0.086901 | 0 | 0 | 0.015357 | 1.2474 | 0.33357 | 6.0502 | 2.0585 | 0.81155 | 0.53217 | 0.81115 | 0 | 0 | 0 | 0 | -40.1842 | 0.033679 | 0 | 0 | 0 | -0.35123 | 0 | 0 | 0 | 0 | 0 | 0 | 0 | 0 | 2.1923 | 0.048074 | 3.8936e-05 | 0 | 1.822 | 0 | 3.1012 | 3.0966 | 0.69204 | 25.874 | 1.2254 | 3.0551 | 0.16064 | 0.017778 | -0.69833 | 0.69964 | 0.18406 | 3.3194 | 5.0788 | 20.4385 | -1.0496 | 0 | 0.078052 | 0 | 1.6728 | 0.33196
2025_08_18 Hr 16 | 0.75681 | 0.0010973 | 0 | 0.13984 | 0.13994 | 0.13994 | 0.13987 | 0.13988 | 0.13994 | 0 | 0 | 0.010184 | 0.66 | 0.062326 | 1.5087 | 1.5087 | 6.6882 | 0.68847 | 0.0012136 | 0.004224 | 0.0069788 | 0.086901 | 0 | 0 | 0.015357 | 1.2821 | 0.33357 | 6.0502 | 2.0585 | 0.81155 | 0.53217 | 0.81115 | 0 | 0 | 0 | 0 | -45.2001 | 0.033679 | 0 | 0 | 0 | -0.42285 | 0 | 0 | 0 | 0 | 0 | 0 | 0 | 0 | 1.9891 | 0.048074 | 3.8936e-05 | 0 | 1.822 | 0 | 3.1012 | 3.0966 | 0.69204 | 25.9087 | 1.2254 | 3.0551 | 0.16064 | 0.017778 | -0.75681 | 0.69964 | 0.18406 | 3.3194 | -0.12864 | 20.3424 | -1.1797 | 0 | 0.078052 | 0 | 1.6728 | 0.33758
2025_08_18 Hr 17 | 0.73698 | 0.0010285 | 0 | 0.13984 | 0.13994 | 0.13994 | 0.13987 | 0.13988 | 0.13994 | 0 | 0 | 0.010184 | 0.57 | 0.056203 | 1.5087 | 1.5087 | 6.6882 | 0.68847 | 0.0012136 | 0.004224 | 0.0069788 | 0.086901 | 0 | 0 | 0.015357 | 1.2821 | 0.33357 | 6.0502 | 2.0585 | 0.81155 | 0.53217 | 0.81115 | 0 | 0 | 0 | 0 | -41.8829 | 0.033679 | 0 | 0 | 0 | -0.44161 | 0 | 0 | 0 | 0 | 0 | 0 | 0 | 0 | 1.6406 | 0.048074 | 3.8936e-05 | 0 | 1.822 | 0 | 3.1012 | 3.0966 | 0.60064 | 25.9087 | 1.2254 | 3.0551 | 0.16064 | 0.017778 | -0.73698 | 0.69964 | 0.18406 | 3.3194 | 2.6369 | 19.7897 | -1.1786 | 0 | 0.078052 | 0 | 1.6728 | 0.34074
2025_08_18 Hr 18 | 0.70574 | 0.00084674 | 0 | 0.13984 | 0.13994 | 0.13994 | 0.13987 | 0.13988 | 0.13994 | 0 | 0 | 0.010184 | 0.24 | 0.023724 | 1.5087 | 1.5087 | 6.6882 | 0.68847 | 0.0012136 | 0.004224 | 0.0069788 | 0.086901 | 0 | 0 | 0.015357 | 1.2821 | 0.33357 | 6.0502 | 2.0585 | 0.81155 | 0.53217 | 0.81115 | 0 | 0 | 0 | 0 | -40.0755 | 0.033679 | 0 | 0 | 0 | -0.44272 | 0 | 0 | 0 | 0 | 0 | 0 | 0 | 0 | 1.5753 | 0.048074 | 3.8936e-05 | 0 | 1.822 | 0 | 3.1012 | 3.0966 | 0.4483 | 25.9087 | 1.2254 | 3.0551 | 0.16064 | 0.017778 | -0.70574 | 0.69964 | 0.18406 | 3.3194 | 3.866 | 19.1812 | -1.1485 | 0 | 0.078052 | 0 | 1.6728 | 0.34379
2025_08_18 Hr 19 | 0.38636 | 0.00061565 | 0 | 0.13984 | 0.13994 | 0.13994 | 0.13987 | 0.13988 | 0.13994 | 0 | 0 | 0.010184 | 0.12 | 0.012491 | 1.5087 | 1.5087 | 6.6882 | 0.68847 | 0.0012136 | 0.004224 | 0.0069788 | 0.086901 | 0 | 0 | 0.015357 | 1.2821 | 0.33357 | 6.0502 | 2.0585 | 0.81155 | 0.53217 | 0.81115 | 0 | 0 | 0 | 0 | -36.2964 | 0.033679 | 0 | 0 | 0 | -0.46633 | 0 | 0 | 0 | 0 | 0 | 0 | 0 | 0 | 1.4374 | 0.048074 | 3.8936e-05 | 0 | 1.822 | 0 | 3.1012 | 3.0966 | 0.26985 | 25.9087 | 1.2254 | 3.0551 | 0.16064 | 0.017778 | -0.38636 | 0.69964 | 0.18406 | 3.3194 | 7.169 | 18.4093 | -0.85269 | 0 | 0.078052 | 0 | 1.6728 | 0.33915
2025_08_18 Hr 20 | 0.02274 | 0.00022654 | 0 | 0.13984 | 0.13994 | 0.13994 | 0.13987 | 0.13988 | 0.13994 | 0 | 0 | 0.010184 | 0 | 0 | 1.5087 | 1.5087 | 6.6882 | 0.68847 | 0.0012136 | 0.004224 | 0.0069788 | 0.086901 | 0 | 0 | 0.015357 | 1.2821 | 0.33357 | 6.0502 | 2.0585 | 0.81155 | 0.53217 | 0.81115 | 0 | 0 | 0 | 0 | -30.6994 | 0.033679 | 0 | 0 | 0 | -0.36244 | 0 | 0 | 0 | 0 | 0 | 0 | 0 | 0 | 1.0236 | 0.048074 | 3.8936e-05 | 0 | 1.822 | 0 | 3.1012 | 3.0966 | 0.20892 | 25.9087 | 1.2254 | 3.0551 | 0.16064 | 0.017778 | -0.02274 | 0.69964 | 0.18406 | 3.3194 | 12.2558 | 17.4316 | -0.38518 | 0 | 0.078052 | 0 | 1.6728 | 0.33269
2025_08_18 Hr 21 | 0 | 4.1311e-05 | 0 | 0.13984 | 0.13994 | 0.13994 | 0.13987 | 0.13988 | 0.13994 | 0 | 0 | 0.010184 | 0.09 | 0.0062525 | 1.5087 | 1.5087 | 6.6882 | 0.68847 | 0.0012136 | 0.004224 | 0.0069788 | 0.086901 | 0 | 0 | 0.015357 | 1.2821 | 0.33357 | 6.0502 | 2.0585 | 0.81155 | 0.53217 | 0.81115 | 0 | 0 | 0 | 0 | -26.4448 | 0.033679 | 0 | 0 | 0 | -0.31052 | 0 | 0 | 0 | 0 | 0 | 0 | 0 | 0 | 1.372 | 0.048074 | 3.8936e-05 | 0 | 1.822 | 0 | 3.1012 | 3.0966 | 0.42219 | 25.9087 | 1.2254 | 3.0551 | 0.16064 | 0.017778 | 0 | 0.69964 | 0.18406 | 3.3194 | 17.2107 | 18.0573 | -0.31052 | 0 | 0.078052 | 0 | 1.6728 | 0.32332
2025_08_18 Hr 22 | 0 | 7.6864e-06 | 0 | 0.13984 | 0.13994 | 0.13994 | 0.13987 | 0.13988 | 0.13994 | 0 | 0 | 0.010184 | 0.27 | 0.021522 | 1.5087 | 1.5087 | 6.6882 | 0.68847 | 0.0012136 | 0.004224 | 0.0069788 | 0.086901 | 0 | 0 | 0.015357 | 1.2821 | 0 | 6.0502 | 2.0585 | 0.81155 | 0.53217 | 0.81115 | 0 | 0 | 0 | 0 | -30.0399 | 0.033679 | 0 | 0 | 0 | -0.3566 | 0 | 0 | 0 | 0 | 0 | 0 | 0 | 0 | 1.9891 | 0.048074 | 3.8936e-05 | 0 | 1.822 | 0 | 3.1012 | 3.0966 | 0.80956 | 25.5752 | 1.2254 | 3.0551 | 0.16064 | 0.017778 | 0 | 0.69964 | 0.18406 | 3.3194 | 14.4184 | 19.2398 | -0.3566 | 0 | 0.078052 | 0 | 1.6728 | 0.30614
2025_08_18 Hr 23 | 0 | 0 | 0 | 0.13984 | 0.13994 | 0.13994 | 0.13987 | 0.13988 | 0.13994 | 0 | 0 | 0.010184 | 0.63 | 0.042215 | 1.5087 | 1.5087 | 6.985 | 0.58559 | 0.0012136 | 0.004224 | 0.0069788 | 0.086901 | 0 | 0 | 0.015357 | 1.0814 | 0 | 6.2517 | 2.0585 | 0.81155 | 0.55307 | 0.81115 | 0 | 0 | 0 | 0 | -27.7388 | 0.033679 | 0 | 0 | 0 | -0.29944 | 0 | 0 | 0 | 0 | 0 | 0 | 0 | 0 | 1.8511 | 0.048074 | 3.8936e-05 | 0 | 1.822 | 0 | 3.2177 | 3.2129 | 0.99236 | 26.0025 | 1.2254 | 3.0551 | 0.16064 | 0.017778 | 0 | 0.69964 | 0.18406 | 3.3194 | 17.6334 | 19.6692 | -0.29944 | 0 | 0.078052 | 0 | 1.6728 | 0.28908
2025_08_18 Hr 24 | 0 | 0 | 0 | 0.13984 | 0.13994 | 0.13994 | 0.13987 | 0.13988 | 0.13994 | 0 | 0 | 0.010184 | 0.9 | 0.057583 | 1.5087 | 1.5087 | 6.992 | 0.58559 | 0.0012136 | 0.004224 | 0.0069788 | 0.086901 | 0 | 0 | 0.015357 | 0.55446 | 0 | 6.2562 | 2.0585 | 0 | 0.55355 | 0.81115 | 0 | 0 | 0 | 0 | -24.3132 | 0.033679 | 0 | 0.18509 | 0 | -0.28582 | 0 | 0 | 0 | 0 | 0 | 0 | 0 | 0 | 1.4374 | 0.048074 | 3.8936e-05 | 0 | 1.822 | 0 | 3.2177 | 3.2129 | 1.2317 | 24.6756 | 1.2254 | 3.0551 | 0.16064 | 0.017778 | 0 | 0.69964 | 0.18406 | 3.3194 | 19.841 | 19.7644 | -0.28582 | 0 | 0.078052 | 0 | 1.6728 | 0.27286
2025_08_19 Hr 01 | 0 | 0 | 0 | 0 | 0 | 0 | 0 | 0 | 0 | 0 | 0 | 0.010184 | 1.17 | 0.07383 | 1.5087 | 1.5087 | 7.1161 | 0.59599 | 0.0012136 | 0.004224 | 0.0069788 | 0.086901 | 0 | 0 | 0.015357 | 0.55446 | 0 | 6.3673 | 2.0585 | 0 | 0.55355 | 0.81115 | 0 | 0 | 0 | 0 | -14.6627 | 0.033679 | 0 | 0.19336 | 0 | -0.28186 | 0 | 0 | 0 | 0 | 0 | 0 | 0 | 0 | 1.6406 | 0.048074 | 3.8936e-05 | 0 | 1.822 | 0 | 0 | 0 | 0.57017 | 17.6512 | 1.2254 | 3.0551 | 0.16064 | 0.017778 | 0 | 0.69964 | 0.18406 | 3.3194 | 22.2874 | 19.5807 | -0.28186 | 0 | 0.078052 | 0 | 1.6728 | 0.26126
2025_08_19 Hr 02 | 0 | 0 | 0 | 0 | 0 | 0 | 0 | 0 | 0 | 0 | 0 | 0.010184 | 1.35 | 0.08418 | 1.5087 | 1.5087 | 7.1161 | 0 | 0.0012136 | 0.004224 | 0.0069788 | 0.086901 | 0 | 0 | 0.015357 | 0.53938 | 0 | 6.3673 | 2.0585 | 0 | 0.55355 | 0.81115 | 0 | 0 | 0 | 0 | -14.7587 | 0.033679 | 0 | 0.2178 | 0 | -0.2785 | 0 | 0 | 0 | 0 | 0 | 0 | 0 | 0 | 1.7132 | 0.048074 | 3.8936e-05 | 0 | 1.822 | 0 | 0 | 0 | 0.23939 | 17.0401 | 1.2254 | 3.0551 | 0.16064 | 0.017778 | 0 | 0.69964 | 0.18406 | 3.3194 | 21.5082 | 19.5054 | -0.2785 | 0 | 0.078052 | 0 | 1.6728 | 0.25373
2025_08_19 Hr 03 | 0 | 0 | 0 | 0 | 0 | 0 | 0 | 0 | 0 | 0 | 0 | 0.010184 | 1.77 | 0.11198 | 1.5087 | 1.5087 | 7.1161 | 0 | 0.0012136 | 0.004224 | 0.0069788 | 0.086901 | 0 | 0 | 0.015357 | 0.60972 | 0 | 6.3673 | 2.0585 | 0 | 0.55355 | 0.81115 | 0 | 0 | 0 | 0 | -17.8728 | 0.033679 | 0 | 0.22098 | 0 | -0.28259 | 0 | 0 | 0 | 0 | 0 | 0 | 0 | 0 | 2.1197 | 0.048074 | 3.8936e-05 | 0 | 1.822 | 0 | 0 | 0 | 0.060934 | 17.1104 | 1.2254 | 3.0551 | 0.16064 | 0.017778 | 0 | 0.69964 | 0.18406 | 3.3194 | 19.1332 | 20.1781 | -0.28259 | 0 | 0.078052 | 0 | 1.6728 | 0.25059
2025_08_19 Hr 04 | 0 | 0 | 0 | 0 | 0 | 0 | 0 | 0 | 0 | 0 | 0 | 0.010184 | 2.19 | 0.13674 | 1.5087 | 1.5087 | 7.1161 | 0 | 0.0012136 | 0.004224 | 0.0069788 | 0.086901 | 0 | 0 | 0.015357 | 0.85088 | 0 | 6.3673 | 2.0585 | 0 | 0.55355 | 0.81115 | 0 | 0 | 0 | 0 | -21.076 | 0.033679 | 0 | 0.21809 | 0 | -0.27887 | 0 | 0 | 0 | 0 | 0 | 0 | 0 | 0 | 2.4682 | 0.048074 | 3.8936e-05 | 0 | 1.822 | 0 | 0 | 0 | 0.17845 | 17.3516 | 1.2254 | 3.0551 | 0.16064 | 0.017778 | 0 | 0.69964 | 0.18406 | 3.3194 | 17.0857 | 21.089 | -0.27887 | 0 | 0.078052 | 0 | 1.6728 | 0.25071
2025_08_19 Hr 05 | 0 | 0 | 0 | 0.035611 | 0.035606 | 0.035606 | 0.035588 | 0.035591 | 0.035606 | 0 | 0 | 0.010184 | 2.43 | 0.16845 | 1.5087 | 1.5087 | 7.1161 | 0 | 0.0012136 | 0.004224 | 0.0069788 | 0.086901 | 0 | 0 | 0.015357 | 1.092 | 0 | 6.3673 | 2.0585 | 0 | 0.55355 | 0.81115 | 0 | 0 | 0 | 0 | -24.2842 | 0.033679 | 0 | 0.24086 | 0 | -0.30984 | 0 | 0 | 0 | 0 | 0 | 0 | 0 | 0 | 2.6715 | 0.048074 | 3.8936e-05 | 0 | 1.822 | 0 | 0 | 0 | 0.4483 | 17.8063 | 1.2254 | 3.0551 | 0.16064 | 0.017778 | 0 | 0.69964 | 0.18406 | 3.3194 | 15.0485 | 21.8362 | -0.30984 | 0 | 0.078052 | 0 | 1.6728 | 0.25313
2025_08_19 Hr 06 | 0 | 0 | 0 | 0.14232 | 0.14242 | 0.14242 | 0.14235 | 0.14237 | 0.14242 | 0 | 0 | 0.010184 | 2.52 | 0.17028 | 1.5087 | 1.5087 | 7.1161 | 0.59599 | 0.0012136 | 0.004224 | 0.0069788 | 0.086901 | 0 | 0 | 0.015357 | 1.2723 | 0 | 6.3673 | 2.0585 | 0 | 0.55355 | 0.81115 | 0 | 0 | 0 | 0 | -24.4397 | 0.033679 | 0 | 0.20271 | 0 | -0.30197 | 0 | 0 | 0 | 0 | 0 | 0 | 0 | 0 | 2.8094 | 0.048074 | 3.8936e-05 | 0 | 1.822 | 0 | 0 | 0 | 0.4483 | 19.2233 | 1.2254 | 3.0551 | 0.16064 | 0.017778 | 0 | 0.69964 | 0.18406 | 3.3194 | 16.5557 | 22.0741 | -0.30197 | 0 | 0.078052 | 0 | 1.6728 | 0.26126
2025_08_19 Hr 07 | 0.090742 | 2.7514e-06 | 0 | 0.14232 | 0.14242 | 0.14242 | 0.14235 | 0.14237 | 0.14242 | 0 | 0 | 0.010184 | 2.52 | 0.21571 | 1.5087 | 1.5087 | 6.8069 | 0.70069 | 0.0012136 | 0.004224 | 0.0069788 | 0.086901 | 0 | 0 | 0.015357 | 1.2821 | 0 | 6.1576 | 2.0585 | 0 | 0.53217 | 0.81115 | 0 | 0 | 0 | 0 | -23.4606 | 0.033679 | 0 | 0.2568 | 0 | -0.3831 | 0 | 0 | 0 | 0 | 0 | 0 | 0 | 0 | 2.5335 | 0.048074 | 3.8936e-05 | 0 | 1.822 | 0 | 0 | 0 | 0.23939 | 18.8191 | 1.2254 | 3.0551 | 0.16064 | 0.017778 | -0.090742 | 0.69964 | 0.18406 | 3.3194 | 16.6011 | 21.7164 | -0.47384 | 0 | 0.078052 | 0 | 1.6728 | 0.27361
2025_08_19 Hr 08 | 0.58775 | 3.7219e-05 | 0 | 0.14232 | 0.14242 | 0.14242 | 0.14235 | 0.14237 | 0.14242 | 0 | 0 | 0.010184 | 1.17 | 0.096769 | 1.5087 | 1.5087 | 6.8069 | 0.70069 | 0.0012136 | 0.004224 | 0.0069788 | 0.086901 | 0 | 0 | 0.015357 | 1.2821 | 0 | 6.1576 | 2.0585 | 0 | 0.53217 | 0.81115 | 0 | 0 | 0 | 0 | -13.5221 | 0.033679 | 0 | 0.0088616 | 0 | -0.37009 | 0 | 0 | 0 | 0 | 0 | 0 | 0 | 0 | 1.1615 | 0.048074 | 3.8936e-05 | 0 | 1.822 | 0 | 0 | 0 | 0.12187 | 18.8191 | 1.2254 | 3.0551 | 0.16064 | 0.017778 | -0.58775 | 0.69964 | 0.18406 | 3.3194 | 23.6051 | 19.2659 | -0.95784 | 0 | 0.078052 | 0 | 1.6728 | 0.28453
2025_08_19 Hr 09 | 0.80454 | 0.00012367 | 0 | 0.14232 | 0.14242 | 0.14242 | 0.14235 | 0.14237 | 0.14242 | 0 | 0 | 0.010184 | 0.57 | 0.03749 | 1.5087 | 1.5087 | 6.8069 | 0.70069 | 0.0012136 | 0.004224 | 0.0069788 | 0.086901 | 0 | 0 | 0.015357 | 1.2821 | 0 | 6.1576 | 2.0585 | 0.82596 | 0.53217 | 0.81115 | 0 | 0 | 0 | 0 | -20.212 | 0.033679 | 0 | 0 | 0 | -0.29387 | 0 | 0 | 0 | 0 | 0 | 0 | 0 | 0 | 1.2994 | 0.048074 | 3.8936e-05 | 0 | 1.822 | 0 | 4.1717 | 4.1674 | 0.12187 | 25.6062 | 1.2254 | 3.0551 | 0.16064 | 0.017778 | -0.80454 | 0.69964 | 0.18406 | 3.3194 | 23.2663 | 18.9705 | -1.0984 | 0 | 0.078052 | 0 | 1.6728 | 0.29362
2025_08_19 Hr 10 | 0.78362 | 0.00043716 | 0 | 0.14232 | 0.14242 | 0.14242 | 0.14235 | 0.14237 | 0.14242 | 0 | 0 | 0.010184 | 0.21 | 0.018667 | 1.5087 | 1.5087 | 6.8069 | 0.70069 | 0.0012136 | 0.004224 | 0.0069788 | 0.086901 | 0 | 0 | 0.015357 | 1.2821 | 0.48904 | 6.1576 | 2.0585 | 0.82596 | 0.53217 | 0.81115 | 0 | 0 | 0 | 0 | -25.9136 | 0.033679 | 0 | 0 | 0 | -0.39791 | 0 | 0 | 0 | 0 | 0 | 0 | 0 | 0 | 1.372 | 0.048074 | 3.8936e-05 | 0 | 1.822 | 0 | 3.1563 | 3.1515 | 0.14798 | 26.2923 | 1.2254 | 3.0551 | 0.16064 | 0.017778 | -0.78362 | 0.69964 | 0.18406 | 3.3194 | 17.8716 | 18.6744 | -1.1815 | 0 | 0.078052 | 0 | 1.6728 | 0.29824
2025_08_19 Hr 11 | 0.82205 | 0.00075114 | 0 | 0.14232 | 0.14242 | 0.14242 | 0.14235 | 0.14237 | 0.14242 | 0 | 0 | 0.010184 | 0.27 | 0.025649 | 1.5087 | 1.5087 | 6.8069 | 0.70069 | 0.0012136 | 0.004224 | 0.0069788 | 0.086901 | 0 | 0 | 0.015357 | 1.2821 | 0.33941 | 6.1576 | 2.0585 | 0.82596 | 0.53217 | 0.81115 | 0 | 0 | 0 | 0 | -24.0792 | 0.033679 | 0 | 0 | 0 | -0.42538 | 0 | 0 | 0 | 0 | 0 | 0 | 0 | 0 | 1.4374 | 0.048074 | 3.8936e-05 | 0 | 1.822 | 0 | 3.1563 | 3.1515 | 0.33079 | 26.2923 | 1.2254 | 3.0551 | 0.16064 | 0.017778 | -0.82205 | 0.69964 | 0.18406 | 3.3194 | 19.997 | 19.0313 | -1.2474 | 0 | 0.078052 | 0 | 1.6728 | 0.30126
2025_08_19 Hr 12 | 0.78609 | 0.0010326 | 0 | 0.14232 | 0.14242 | 0.14242 | 0.14235 | 0.14237 | 0.14242 | 0 | 0 | 0.010184 | 0.63 | 0.063344 | 1.5087 | 1.5087 | 6.8069 | 0.70069 | 0.0012136 | 0.004224 | 0.0069788 | 0.086901 | 0 | 0 | 0.015357 | 1.2821 | 0.33941 | 6.1576 | 2.0585 | 0.82596 | 0.53217 | 0.81115 | 0 | 0 | 0 | 0 | -32.3815 | 0.033679 | 0 | 0 | 0 | -0.45036 | 0 | 0 | 0 | 0 | 0 | 0 | 0 | 0 | 1.372 | 0.048074 | 3.8936e-05 | 0 | 1.822 | 0 | 3.1563 | 3.1515 | 0.47877 | 26.2923 | 1.2254 | 3.0551 | 0.16064 | 0.017778 | -0.78609 | 0.69964 | 0.18406 | 3.3194 | 12.167 | 19.4927 | -1.2364 | 0 | 0.078052 | 0 | 1.6728 | 0.318
2025_08_19 Hr 13 | 0.78914 | 0.001259 | 0 | 0.14232 | 0.14242 | 0.14242 | 0.14235 | 0.14237 | 0.14242 | 0 | 0 | 0.010184 | 0.75 | 0.078968 | 1.5087 | 1.5087 | 6.8069 | 0.70069 | 0.0012136 | 0.004224 | 0.0069788 | 0.086901 | 0 | 0 | 0.015357 | 1.2821 | 0.33941 | 6.1576 | 2.0585 | 0.82596 | 0.53217 | 0.81115 | 0 | 0 | 0 | 0 | -30.3515 | 0.033679 | 0 | 0 | 0 | -0.47171 | 0 | 0 | 0 | 0 | 0 | 0 | 0 | 0 | 1.4374 | 0.048074 | 3.8936e-05 | 0 | 1.822 | 0 | 3.1563 | 3.1515 | 0.63111 | 26.2923 | 1.2254 | 3.0551 | 0.16064 | 0.017778 | -0.78914 | 0.69964 | 0.18406 | 3.3194 | 14.5331 | 19.8532 | -1.2608 | 0 | 0.078052 | 0 | 1.6728 | 0.32187
2025_08_19 Hr 14 | 0.73865 | 0.001577 | 0 | 0.14232 | 0.14242 | 0.14242 | 0.14235 | 0.14237 | 0.14242 | 0 | 0 | 0.010184 | 0.78 | 0.097128 | 1.5087 | 1.5087 | 6.8069 | 0.70069 | 0.0012136 | 0.004224 | 0.0069788 | 0.086901 | 0 | 0 | 0.015357 | 1.2821 | 0.33941 | 6.1576 | 2.0585 | 0.82596 | 0.53217 | 0.81115 | 0 | 0 | 0 | 0 | -35.109 | 0.033679 | 0 | 0 | 0 | -0.55825 | 0 | 0 | 0 | 0 | 0 | 0 | 0 | 0 | 1.372 | 0.048074 | 3.8936e-05 | 0 | 1.822 | 0 | 3.1563 | 3.1515 | 0.42219 | 26.2923 | 1.2254 | 3.0551 | 0.16064 | 0.017778 | -0.73865 | 0.69964 | 0.18406 | 3.3194 | 9.4735 | 19.5871 | -1.2969 | 0 | 0.078052 | 0 | 1.6728 | 0.33206
2025_08_19 Hr 15 | 0.73567 | 0.0017447 | 0 | 0.14232 | 0.14242 | 0.14242 | 0.14235 | 0.14237 | 0.14242 | 0 | 0 | 0.010184 | 0.84 | 0.11543 | 1.5087 | 1.5087 | 6.8069 | 0.70069 | 0.0012136 | 0.004224 | 0.0069788 | 0.086901 | 0 | 0 | 0.015357 | 1.2821 | 0.33941 | 6.1576 | 2.0585 | 0.82596 | 0.53217 | 0.81115 | 0 | 0 | 0 | 0 | -38.0437 | 0.033679 | 0 | 0 | 0 | -0.61629 | 0 | 0 | 0 | 0 | 0 | 0 | 0 | 0 | 1.2994 | 0.048074 | 3.8936e-05 | 0 | 1.822 | 0 | 3.1563 | 3.1515 | 0.26985 | 26.2923 | 1.2254 | 3.0551 | 0.16064 | 0.017778 | -0.73567 | 0.69964 | 0.18406 | 3.3194 | 6.3422 | 19.4455 | -1.352 | 0 | 0.078052 | 0 | 1.6728 | 0.33994
2025_08_19 Hr 16 | 0.79604 | 0.0016671 | 0 | 0.14232 | 0.14242 | 0.14242 | 0.14235 | 0.14237 | 0.14242 | 0 | 0 | 0.010184 | 0.84 | 0.11572 | 1.5087 | 1.5087 | 6.8069 | 0.70069 | 0.0012136 | 0.004224 | 0.0069788 | 0.086901 | 0 | 0 | 0.015357 | 1.2821 | 0.33941 | 6.1576 | 2.0585 | 0.82596 | 0.53217 | 0.81115 | 0 | 0 | 0 | 0 | -37.8101 | 0.033679 | 0 | 0 | 0 | -0.61781 | 0 | 0 | 0 | 0 | 0 | 0 | 0 | 0 | 1.2994 | 0.048074 | 3.8936e-05 | 0 | 1.822 | 0 | 3.1563 | 3.1515 | 0.17845 | 26.2923 | 1.2254 | 3.0551 | 0.16064 | 0.017778 | -0.79604 | 0.69964 | 0.18406 | 3.3194 | 6.4881 | 19.4198 | -1.4139 | 0 | 0.078052 | 0 | 1.6728 | 0.34504
2025_08_19 Hr 17 | 0.78377 | 0.0015553 | 0 | 0.14232 | 0.14242 | 0.14242 | 0.14235 | 0.14237 | 0.14242 | 0 | 0 | 0.010184 | 0.78 | 0.11199 | 1.5087 | 1.5087 | 6.8069 | 0.70069 | 0.0012136 | 0.004224 | 0.0069788 | 0.086901 | 0 | 0 | 0.015357 | 1.2821 | 0.33941 | 6.1576 | 2.0585 | 0.82596 | 0.53217 | 0.81115 | 0 | 0 | 0 | 0 | -50.4482 | 0.033679 | 0 | 0 | 0 | -0.644 | 0 | 0 | 0 | 0 | 0 | 0 | 0 | 0 | 1.372 | 0.048074 | 3.8936e-05 | 0 | 1.822 | 0 | 3.1563 | 3.1515 | 0.42219 | 26.2923 | 1.2254 | 3.0551 | 0.16064 | 0.017778 | -0.78377 | 0.69964 | 0.18406 | 3.3194 | -5.9173 | 19.6663 | -1.4278 | 0 | 0.078052 | 0 | 1.6728 | 0.35134
2025_08_19 Hr 18 | 0.75042 | 0.0012274 | 0 | 0.14232 | 0.14242 | 0.14242 | 0.14235 | 0.14237 | 0.14242 | 0 | 0 | 0.010184 | 0.72 | 0.099438 | 1.5087 | 1.5087 | 6.8069 | 0.70069 | 0.0012136 | 0.004224 | 0.0069788 | 0.086901 | 0 | 0 | 0.015357 | 1.2821 | 0.33941 | 6.1576 | 2.0585 | 0.82596 | 0.53217 | 0.81115 | 0 | 0 | 0 | 0 | -45.4794 | 0.033679 | 0 | 0 | 0 | -0.61938 | 0 | 0 | 0 | 0 | 0 | 0 | 0 | 0 | 1.1615 | 0.048074 | 3.8936e-05 | 0 | 1.822 | 0 | 3.1563 | 3.1515 | 0.42219 | 26.2923 | 1.2254 | 3.0551 | 0.16064 | 0.017778 | -0.75042 | 0.69964 | 0.18406 | 3.3194 | -1.2105 | 19.3464 | -1.3698 | 0 | 0.078052 | 0 | 1.6728 | 0.34818
2025_08_19 Hr 19 | 0.36362 | 0.00080274 | 0 | 0.14232 | 0.14242 | 0.14242 | 0.14235 | 0.14237 | 0.14242 | 0 | 0 | 0.010184 | 1.08 | 0.14048 | 1.5087 | 1.5087 | 6.8069 | 0.70069 | 0.0012136 | 0.004224 | 0.0069788 | 0.086901 | 0 | 0 | 0.015357 | 1.2821 | 0.33941 | 6.1576 | 2.0585 | 0.82596 | 0.53217 | 0.81115 | 0 | 0 | 0 | 0 | -54.3662 | 0.033679 | 0 | 0 | 0 | -0.58323 | 0 | 0 | 0 | 0 | 0 | 0 | 0 | 0 | 1.2994 | 0.048074 | 3.8936e-05 | 0 | 1.822 | 0 | 3.1563 | 3.1515 | 0.4483 | 26.2923 | 1.2254 | 3.0551 | 0.16064 | 0.017778 | -0.36362 | 0.69964 | 0.18406 | 3.3194 | -9.4954 | 19.5254 | -0.94685 | 0 | 0.078052 | 0 | 1.6728 | 0.34926
2025_08_19 Hr 20 | 0.02274 | 0.00021632 | 0 | 0.14232 | 0.14242 | 0.14242 | 0.14235 | 0.14237 | 0.14242 | 0 | 0 | 0.010184 | 1.77 | 0.13236 | 1.5087 | 1.5087 | 6.8069 | 0.70069 | 0.0012136 | 0.004224 | 0.0069788 | 0.086901 | 0 | 0 | 0.015357 | 1.2821 | 0.33941 | 6.1576 | 2.0585 | 0.82596 | 0.53217 | 0.81115 | 0 | 0 | 0 | 0 | -35.8811 | 0.033679 | 0 | 0 | 0 | -0.3344 | 0 | 0 | 0 | 0 | 0 | 0 | 0 | 0 | 1.4374 | 0.048074 | 3.8936e-05 | 0 | 1.822 | 0 | 3.1563 | 3.1515 | 0.5397 | 26.2923 | 1.2254 | 3.0551 | 0.16064 | 0.017778 | -0.02274 | 0.69964 | 0.18406 | 3.3194 | 10.1419 | 20.088 | -0.35714 | 0 | 0.078052 | 0 | 1.6728 | 0.34212
2025_08_19 Hr 21 | 0 | 4.4923e-05 | 0 | 0.14232 | 0.14242 | 0.14242 | 0.14235 | 0.14237 | 0.14242 | 0 | 0 | 0.010184 | 2.1 | 0.13976 | 1.5087 | 1.5087 | 6.8069 | 0.70069 | 0.0012136 | 0.004224 | 0.0069788 | 0.086901 | 0 | 0 | 0.015357 | 1.2805 | 0.33941 | 6.1576 | 2.0585 | 0.82596 | 0.53217 | 0.81115 | 0 | 0 | 0 | 0 | -32.3835 | 0.033679 | 0 | 0 | 0 | -0.29739 | 0 | 0 | 0 | 0 | 0 | 0 | 0 | 0 | 2.1197 | 0.048074 | 3.8936e-05 | 0 | 1.822 | 0 | 3.1563 | 3.1515 | 0.93143 | 26.2906 | 1.2254 | 3.0551 | 0.16064 | 0.017778 | 0 | 0.69964 | 0.18406 | 3.3194 | 15.0732 | 21.4635 | -0.29739 | 0 | 0.078052 | 0 | 1.6728 | 0.32902
2025_08_19 Hr 22 | 0 | 1.0233e-05 | 0 | 0.14232 | 0.14242 | 0.14242 | 0.14235 | 0.14237 | 0.14242 | 0 | 0 | 0.010184 | 2.04 | 0.16237 | 1.5087 | 1.5087 | 6.8069 | 0.70069 | 0.0012136 | 0.004224 | 0.0069788 | 0.086901 | 0 | 0 | 0.015357 | 1.2821 | 0 | 6.1576 | 2.0585 | 0.82596 | 0.53217 | 0.81115 | 0 | 0 | 0 | 0 | -37.4805 | 0.033679 | 0 | 0 | 0 | -0.35607 | 0 | 0 | 0 | 0 | 0 | 0 | 0 | 0 | 2.1197 | 0.048074 | 3.8936e-05 | 0 | 1.822 | 0 | 3.1563 | 3.1515 | 1.1403 | 25.9529 | 1.2254 | 3.0551 | 0.16064 | 0.017778 | 0 | 0.69964 | 0.18406 | 3.3194 | 9.7375 | 21.6212 | -0.35607 | 0 | 0.078052 | 0 | 1.6728 | 0.31521
2025_08_19 Hr 23 | 0 | 0 | 0 | 0.14232 | 0.14242 | 0.14242 | 0.14235 | 0.14237 | 0.14242 | 0 | 0 | 0.010184 | 1.11 | 0.06741 | 1.5087 | 1.5087 | 7.1089 | 0.59599 | 0.0012136 | 0.004224 | 0.0069788 | 0.086901 | 0 | 0 | 0.015357 | 0.88059 | 0 | 6.3627 | 2.0585 | 0.82596 | 0.55307 | 0.81115 | 0 | 0 | 0 | 0 | -23.2904 | 0.033679 | 0 | 0 | 0 | -0.27118 | 0 | 0 | 0 | 0 | 0 | 0 | 0 | 0 | 2.1923 | 0.048074 | 3.8936e-05 | 0 | 1.822 | 0 | 3.2748 | 3.2699 | 0.5397 | 26.1906 | 1.2254 | 3.0551 | 0.16064 | 0.017778 | 0 | 0.69964 | 0.18406 | 3.3194 | 22.6988 | 20.0697 | -0.27118 | 0 | 0.078052 | 0 | 1.6728 | 0.29593
2025_08_19 Hr 24 | 0 | 0 | 0 | 0.14232 | 0.14242 | 0.14242 | 0.14235 | 0.14236 | 0.14242 | 0 | 0 | 0.010184 | 0.54 | 0.030046 | 1.5087 | 1.5087 | 7.1161 | 0.59599 | 0.0012136 | 0.004224 | 0.0069788 | 0.086901 | 0 | 0 | 0.015357 | 0.48407 | 0 | 6.3673 | 2.0585 | 0 | 0.55355 | 0.81115 | 0 | 0 | 0 | 0 | -19.023 | 0.033679 | 0 | 0.16096 | 0 | -0.24828 | 0 | 0 | 0 | 0 | 0 | 0 | 0 | 0 | 2.5335 | 0.048074 | 3.8936e-05 | 0 | 1.822 | 0 | 3.2748 | 3.2699 | 1.2317 | 24.9798 | 1.2254 | 3.0551 | 0.16064 | 0.017778 | 0 | 0.69964 | 0.18406 | 3.3194 | 26.1901 | 20.4815 | -0.24828 | 0 | 0.078052 | 0 | 1.6728 | 0.28137
2025_08_20 Hr 01 | 0 | 0 | 0 | 0.15119 | 0.1513 | 0.1513 | 0.15122 | 0.15124 | 0.1513 | 0 | 0 | 0.010184 | 2.01 | 0.11027 | 1.5087 | 1.5087 | 7.5591 | 0.63309 | 0.0012136 | 0.004224 | 0.0069788 | 0.086901 | 0 | 0 | 0.015357 | 0.47904 | 0 | 6.764 | 2.0585 | 0 | 0.55355 | 0.81115 | 0 | 0 | 0 | 0 | -22.1693 | 0.033679 | 0 | 0.1587 | 0 | -0.24477 | 0 | 0 | 0 | 0 | 0 | 0 | 0 | 0 | 2.4682 | 0.048074 | 3.8936e-05 | 0 | 1.822 | 0 | 3.4789 | 3.4737 | 0.47877 | 26.3129 | 1.2254 | 3.0551 | 0.16064 | 0.017778 | 0 | 0.69964 | 0.18406 | 3.3194 | 25.0998 | 21.201 | -0.24477 | 0 | 0.078052 | 0 | 1.6728 | 0.26887
2025_08_20 Hr 02 | 0 | 0 | 0 | 0.15119 | 0.1513 | 0.1513 | 0.15122 | 0.15124 | 0.1513 | 0 | 0 | 0.010184 | 2.1 | 0.12929 | 1.5087 | 1.5087 | 7.5591 | 0.63309 | 0.0012136 | 0.004224 | 0.0069788 | 0.086901 | 0 | 0 | 0.015357 | 0.52598 | 0 | 6.764 | 2.0585 | 0 | 0.55355 | 0.81115 | 0 | 0 | 0 | 0 | -27.1064 | 0.033679 | 0 | 0.17811 | 0 | -0.27495 | 0 | 0 | 0 | 0 | 0 | 0 | 0 | 0 | 2.2577 | 0.048074 | 3.8936e-05 | 0 | 1.822 | 0 | 3.4789 | 3.4737 | 0.5397 | 26.3598 | 1.2254 | 3.0551 | 0.16064 | 0.017778 | 0 | 0.69964 | 0.18406 | 3.3194 | 20.1303 | 21.1519 | -0.27495 | 0 | 0.078052 | 0 | 1.6728 | 0.26038
2025_08_20 Hr 03 | 0 | 0 | 0 | 0.15119 | 0.1513 | 0.1513 | 0.15122 | 0.15124 | 0.1513 | 0 | 0 | 0.010184 | 1.89 | 0.11503 | 1.5087 | 1.5087 | 7.5591 | 0 | 0.0012136 | 0.004224 | 0.0069788 | 0.086901 | 0 | 0 | 0.015357 | 0.50588 | 0 | 6.764 | 2.0585 | 0 | 0.55355 | 0.81115 | 0 | 0 | 0 | 0 | -28.5839 | 0.033679 | 0 | 0.17607 | 0 | -0.27179 | 0 | 0 | 0 | 0 | 0 | 0 | 0 | 0 | 2.1197 | 0.048074 | 3.8936e-05 | 0 | 1.822 | 0 | 3.4789 | 3.4737 | 1.593 | 25.7066 | 1.2254 | 3.0551 | 0.16064 | 0.017778 | 0 | 0.69964 | 0.18406 | 3.3194 | 18.6899 | 21.8391 | -0.27179 | 0 | 0.078052 | 0 | 1.6728 | 0.25643
2025_08_20 Hr 04 | 0 | 0 | 0 | 0.15119 | 0.1513 | 0.1513 | 0.15122 | 0.15124 | 0.1513 | 0 | 0 | 0.010184 | 1.05 | 0.061974 | 1.5087 | 1.5087 | 7.5591 | 0 | 0.0012136 | 0.004224 | 0.0069788 | 0.086901 | 0 | 0 | 0.015357 | 0.47904 | 0 | 6.764 | 2.0585 | 0 | 0.55355 | 0.81115 | 0 | 0 | 0 | 0 | -26.7012 | 0.033679 | 0 | 0.17074 | 0 | -0.2635 | 0 | 0 | 0 | 0 | 0 | 0 | 0 | 0 | 2.1923 | 0.048074 | 3.8936e-05 | 0 | 1.822 | 0 | 3.4789 | 3.4737 | 1.5625 | 25.6798 | 1.2254 | 3.0551 | 0.16064 | 0.017778 | 0 | 0.69964 | 0.18406 | 3.3194 | 19.7036 | 20.9885 | -0.2635 | 0 | 0.078052 | 0 | 1.6728 | 0.25678
2025_08_20 Hr 05 | 0 | 0 | 0 | 0.15119 | 0.1513 | 0.1513 | 0.15122 | 0.15124 | 0.1513 | 0 | 0 | 0.010184 | 1.86 | 0.11539 | 1.5087 | 1.5087 | 7.5591 | 0 | 0.0012136 | 0.004224 | 0.0069788 | 0.086901 | 0 | 0 | 0.015357 | 0.60966 | 0 | 6.764 | 2.0585 | 0 | 0.55355 | 0.81115 | 0 | 0 | 0 | 0 | -29.2698 | 0.033679 | 0 | 0.17947 | 0 | -0.27707 | 0 | 0 | 0 | 0 | 0 | 0 | 0 | 0 | 2.5335 | 0.048074 | 3.8936e-05 | 0 | 1.822 | 0 | 3.4789 | 3.4737 | 1.3797 | 25.8104 | 1.2254 | 3.0551 | 0.16064 | 0.017778 | 0 | 0.69964 | 0.18406 | 3.3194 | 18.2735 | 22.0099 | -0.27707 | 0 | 0.078052 | 0 | 1.6728 | 0.25643
2025_08_20 Hr 06 | 0 | 0 | 0 | 0.15119 | 0.1513 | 0.1513 | 0.15122 | 0.15124 | 0.1513 | 0 | 0 | 0.010184 | 1.65 | 0.13253 | 1.5087 | 1.5087 | 7.5591 | 0.63309 | 0.0012136 | 0.004224 | 0.0069788 | 0.086901 | 0 | 0 | 0.015357 | 1.0508 | 0 | 6.764 | 2.0585 | 0 | 0.55355 | 0.81115 | 0 | 0 | 0 | 0 | -36.2615 | 0.033679 | 0 | 0.23236 | 0 | -0.35935 | 0 | 0 | 0 | 0 | 0 | 0 | 0 | 0 | 3.0126 | 0.048074 | 3.8936e-05 | 0 | 1.822 | 0 | 3.4789 | 3.4737 | 1.1708 | 26.8846 | 1.2254 | 3.0551 | 0.16064 | 0.017778 | 0 | 0.69964 | 0.18406 | 3.3194 | 12.3594 | 22.0955 | -0.35935 | 0 | 0.078052 | 0 | 1.6728 | 0.26469
2025_08_20 Hr 07 | 0.045117 | 2.9084e-06 | 0 | 0.15119 | 0.1513 | 0.1513 | 0.15122 | 0.15124 | 0.1513 | 0 | 0 | 0.010184 | 1.05 | 0.095009 | 1.5087 | 1.5087 | 7.2307 | 0.74432 | 0.0012136 | 0.004224 | 0.0069788 | 0.086901 | 0 | 0 | 0.015357 | 1.2645 | 0 | 6.5414 | 2.0585 | 0 | 0.53217 | 0.81115 | 0 | 0 | 0 | 0 | -35.67 | 0.033679 | 0 | 0.26176 | 0 | -0.40508 | 0 | 0 | 0 | 0 | 0 | 0 | 0 | 0 | 3.2885 | 0.048074 | 3.8936e-05 | 0 | 1.822 | 0 | 3.353 | 3.3479 | 1.0794 | 26.4068 | 1.2254 | 3.0551 | 0.16064 | 0.017778 | -0.045117 | 0.69964 | 0.18406 | 3.3194 | 11.9645 | 21.6779 | -0.4502 | 0 | 0.078052 | 0 | 1.6728 | 0.2764
2025_08_20 Hr 08 | 0.34081 | 3.6785e-05 | 0 | 0.15119 | 0.1513 | 0.1513 | 0.15122 | 0.15124 | 0.1513 | 0 | 0 | 0.010184 | 0.99 | 0.09852 | 1.5087 | 1.5087 | 7.2307 | 0.74432 | 0.0012136 | 0.004224 | 0.0069788 | 0.086901 | 0 | 0 | 0.015357 | 1.2821 | 0.50988 | 6.5414 | 2.0585 | 0.87743 | 0.53217 | 0.81115 | 0 | 0 | 0 | 0 | -38.7014 | 0.033679 | 0 | 0 | 0 | -0.44572 | 0 | 0 | 0 | 0 | 0 | 0 | 0 | 0 | 3.078 | 0.048074 | 3.8936e-05 | 0 | 1.822 | 0 | 3.353 | 3.3479 | 0.99236 | 27.6621 | 1.2254 | 3.0551 | 0.16064 | 0.017778 | -0.34081 | 0.69964 | 0.18406 | 3.3194 | 9.8019 | 21.6277 | -0.78653 | 0 | 0.078052 | 0 | 1.6728 | 0.28455
2025_08_20 Hr 09 | 0.47703 | 0.00018124 | 0 | 0.15119 | 0.1513 | 0.1513 | 0.15122 | 0.15124 | 0.1513 | 0 | 0 | 0.010184 | 1.05 | 0.10208 | 1.5087 | 1.5087 | 7.2307 | 0.74432 | 0.0012136 | 0.004224 | 0.0069788 | 0.086901 | 0 | 0 | 0.015357 | 1.2821 | 0.36024 | 6.5414 | 2.0585 | 0.87743 | 0.53217 | 0.81115 | 0 | 0 | 0 | 0 | -38.9866 | 0.033679 | 0 | 0 | 0 | -0.43539 | 0 | 0 | 0 | 0 | 0 | 0 | 0 | 0 | 3.0126 | 0.048074 | 3.8936e-05 | 0 | 1.822 | 0 | 3.353 | 3.3479 | 0.96189 | 27.6621 | 1.2254 | 3.0551 | 0.16064 | 0.017778 | -0.47703 | 0.69964 | 0.18406 | 3.3194 | 9.5045 | 21.7414 | -0.91242 | 0 | 0.078052 | 0 | 1.6728 | 0.29411
2025_08_20 Hr 10 | 0.59015 | 0.00053787 | 0 | 0.15119 | 0.1513 | 0.1513 | 0.15122 | 0.15124 | 0.1513 | 0 | 0 | 0.010184 | 0.99 | 0.10419 | 1.5087 | 1.5087 | 7.2307 | 0.74432 | 0.0012136 | 0.004224 | 0.0069788 | 0.086901 | 0 | 0 | 0.015357 | 1.2821 | 0.36024 | 6.5414 | 2.0585 | 0.87743 | 0.53217 | 0.81115 | 0 | 0 | 0 | 0 | -44.5347 | 0.033679 | 0 | 0 | 0 | -0.4715 | 0 | 0 | 0 | 0 | 0 | 0 | 0 | 0 | 3.2159 | 0.048074 | 3.8936e-05 | 0 | 1.822 | 0 | 3.353 | 3.3479 | 1.0794 | 27.6621 | 1.2254 | 3.0551 | 0.16064 | 0.017778 | -0.59015 | 0.69964 | 0.18406 | 3.3194 | 4.1916 | 22.1259 | -1.0616 | 0 | 0.078052 | 0 | 1.6728 | 0.30224
2025_08_20 Hr 11 | 0.68082 | 0.00085305 | 0 | 0.15119 | 0.1513 | 0.1513 | 0.15122 | 0.15124 | 0.1513 | 0 | 0 | 0.010184 | 0.93 | 0.098726 | 1.5087 | 1.5087 | 7.2307 | 0.74432 | 0.0012136 | 0.004224 | 0.0069788 | 0.086901 | 0 | 0 | 0.015357 | 1.2821 | 0.36024 | 6.5414 | 2.0585 | 0.87743 | 0.53217 | 0.81115 | 0 | 0 | 0 | 0 | -43.7344 | 0.033679 | 0 | 0 | 0 | -0.47561 | 0 | 0 | 0 | 0 | 0 | 0 | 0 | 0 | 2.8094 | 0.048074 | 3.8936e-05 | 0 | 1.822 | 0 | 3.353 | 3.3479 | 1.2927 | 27.6621 | 1.2254 | 3.0551 | 0.16064 | 0.017778 | -0.68082 | 0.69964 | 0.18406 | 3.3194 | 4.7365 | 21.9652 | -1.1564 | 0 | 0.078052 | 0 | 1.6728 | 0.3093
2025_08_20 Hr 12 | 0.76647 | 0.0010996 | 0 | 0.15119 | 0.1513 | 0.1513 | 0.15122 | 0.15124 | 0.1513 | 0 | 0 | 0.010184 | 0.93 | 0.099574 | 1.5087 | 1.5087 | 7.2307 | 0.74432 | 0.0012136 | 0.004224 | 0.0069788 | 0.086901 | 0 | 0 | 0.015357 | 1.2821 | 0.36024 | 6.5414 | 2.0585 | 0.87743 | 0.53217 | 0.81115 | 0 | 0 | 0 | 0 | -44.3814 | 0.033679 | 0 | 0 | 0 | -0.47971 | 0 | 0 | 0 | 0 | 0 | 0 | 0 | 0 | 2.8094 | 0.048074 | 3.8936e-05 | 0 | 1.822 | 0 | 3.353 | 3.3479 | 1.1708 | 27.6621 | 1.2254 | 3.0551 | 0.16064 | 0.017778 | -0.76647 | 0.69964 | 0.18406 | 3.3194 | 3.9733 | 21.9389 | -1.2462 | 0 | 0.078052 | 0 | 1.6728 | 0.31804
2025_08_20 Hr 13 | 0.7813 | 0.0016225 | 0 | 0.15119 | 0.1513 | 0.1513 | 0.15122 | 0.15124 | 0.1513 | 0 | 0 | 0.010184 | 0.9 | 0.12515 | 1.5087 | 1.5087 | 7.2307 | 0.74432 | 0.0012136 | 0.004224 | 0.0069788 | 0.086901 | 0 | 0 | 0.015357 | 1.2821 | 0.36024 | 6.5414 | 2.0585 | 0.87743 | 0.53217 | 0.81115 | 0 | 0 | 0 | 0 | -60.147 | 0.033679 | 0 | 0 | 0 | -0.62366 | 0 | 0 | 0 | 0 | 0 | 0 | 0 | 0 | 2.9473 | 0.048074 | 3.8936e-05 | 0 | 1.822 | 0 | 3.353 | 3.3479 | 1.2317 | 27.6621 | 1.2254 | 3.0551 | 0.16064 | 0.017778 | -0.7813 | 0.69964 | 0.18406 | 3.3194 | -11.732 | 22.1579 | -1.405 | 0 | 0.078052 | 0 | 1.6728 | 0.32726
2025_08_20 Hr 14 | 0.72107 | 0.00177 | 0 | 0.15119 | 0.1513 | 0.1513 | 0.15122 | 0.15124 | 0.1513 | 0 | 0 | 0.010184 | 0.93 | 0.13459 | 1.5087 | 1.5087 | 7.2307 | 0.74432 | 0.0012136 | 0.004224 | 0.0069788 | 0.086901 | 0 | 0 | 0.015357 | 1.2821 | 0.36024 | 6.5414 | 2.0585 | 0.87743 | 0.53217 | 0.81115 | 0 | 0 | 0 | 0 | -58.0045 | 0.033679 | 0 | 0 | 0 | -0.64916 | 0 | 0 | 0 | 0 | 0 | 0 | 0 | 0 | 2.6715 | 0.048074 | 3.8936e-05 | 0 | 1.822 | 0 | 3.353 | 3.3479 | 0.84002 | 27.6621 | 1.2254 | 3.0551 | 0.16064 | 0.017778 | -0.72107 | 0.69964 | 0.18406 | 3.3194 | -10.2348 | 21.4779 | -1.3702 | 0 | 0.078052 | 0 | 1.6728 | 0.33551
2025_08_20 Hr 15 | 0.71068 | 0.0023847 | 0 | 0.15119 | 0.1513 | 0.1513 | 0.15122 | 0.15124 | 0.1513 | 0 | 0 | 0.010184 | 0.93 | 0.17852 | 1.5087 | 1.5087 | 7.2307 | 0.74432 | 0.0012136 | 0.004224 | 0.0069788 | 0.086901 | 0 | 0 | 0.015357 | 1.2821 | 0.36024 | 6.5414 | 2.0585 | 0.87743 | 0.53217 | 0.81115 | 0 | 0 | 0 | 0 | -73.0132 | 0.033679 | 0 | 0 | 0 | -0.86169 | 0 | 0 | 0 | 0 | 0 | 0 | 0 | 0 | 2.7368 | 0.048074 | 3.8936e-05 | 0 | 1.822 | 0 | 3.353 | 3.3479 | 0.69204 | 27.6621 | 1.2254 | 3.0551 | 0.16064 | 0.017778 | -0.71068 | 0.69964 | 0.18406 | 3.3194 | -25.4901 | 21.4333 | -1.5724 | 0 | 0.078052 | 0 | 1.6728 | 0.33945
2025_08_20 Hr 16 | 0.75681 | 0.0027864 | 0 | 0.15119 | 0.1513 | 0.1513 | 0.15122 | 0.15124 | 0.1513 | 0 | 0 | 0.010184 | 0.93 | 0.22057 | 1.5087 | 1.5087 | 7.2307 | 0.74432 | 0.0012136 | 0.004224 | 0.0069788 | 0.086901 | 0 | 0 | 0.015357 | 1.2821 | 0.36024 | 6.5414 | 2.0585 | 0.87743 | 0.53217 | 0.81115 | 0 | 0 | 0 | 0 | -83.6821 | 0.033679 | 0 | 0 | 0 | -1.0652 | 0 | 0 | 0 | 0 | 0 | 0 | 0 | 0 | 2.5335 | 0.048074 | 3.8936e-05 | 0 | 1.822 | 0 | 3.353 | 3.3479 | 0.14798 | 27.6621 | 1.2254 | 3.0551 | 0.16064 | 0.017778 | -0.75681 | 0.69964 | 0.18406 | 3.3194 | -37.0651 | 20.7769 | -1.822 | 0 | 0.078052 | 0 | 1.6728 | 0.34173
2025_08_20 Hr 17 | 0.61776 | 0.0024113 | 0 | 0.15119 | 0.1513 | 0.1513 | 0.15122 | 0.15124 | 0.1513 | 0 | 0 | 0.010184 | 1.11 | 0.25272 | 1.5087 | 1.5087 | 7.2307 | 0.74432 | 0.0012136 | 0.004224 | 0.0069788 | 0.086901 | 0 | 0 | 0.015357 | 1.2821 | 0.36024 | 6.5414 | 2.0585 | 0.87743 | 0.53217 | 0.81115 | 0 | 0 | 0 | 0 | -68.5324 | 0.033679 | 0 | 0 | 0 | -1.0224 | 0 | 0 | 0 | 0 | 0 | 0 | 0 | 0 | 2.5335 | 0.048074 | 3.8936e-05 | 0 | 1.822 | 0 | 3.353 | 3.3479 | 0.12187 | 27.6621 | 1.2254 | 3.0551 | 0.16064 | 0.017778 | -0.61776 | 0.69964 | 0.18406 | 3.3194 | -21.6917 | 20.8188 | -1.6402 | 0 | 0.078052 | 0 | 1.6728 | 0.33707
2025_08_20 Hr 18 | 0.36362 | 0.0018074 | 0 | 0.15119 | 0.1513 | 0.1513 | 0.15122 | 0.15124 | 0.1513 | 0 | 0 | 0.010184 | 1.41 | 0.29418 | 1.5087 | 1.5087 | 7.2307 | 0.74432 | 0.0012136 | 0.004224 | 0.0069788 | 0.086901 | 0 | 0 | 0.015357 | 1.2821 | 0.36024 | 6.5414 | 2.0585 | 0.87743 | 0.53217 | 0.81115 | 0 | 0 | 0 | 0 | -64.081 | 0.033679 | 0 | 0 | 0 | -0.93679 | 0 | 0 | 0 | 0 | 0 | 0 | 0 | 0 | 2.1197 | 0.048074 | 3.8936e-05 | 0 | 1.822 | 0 | 3.353 | 3.3479 | 0.091402 | 27.6621 | 1.2254 | 3.0551 | 0.16064 | 0.017778 | -0.36362 | 0.69964 | 0.18406 | 3.3194 | -17.2599 | 20.4595 | -1.3004 | 0 | 0.078052 | 0 | 1.6728 | 0.33526
2025_08_20 Hr 19 | 0.090669 | 0.0011306 | 0 | 0.15119 | 0.1513 | 0.1513 | 0.15122 | 0.15124 | 0.1513 | 0 | 0 | 0.010184 | 1.74 | 0.32906 | 1.5087 | 1.5087 | 7.2307 | 0.74432 | 0.0012136 | 0.004224 | 0.0069788 | 0.086901 | 0 | 0 | 0.015357 | 1.2821 | 0.36024 | 6.5414 | 2.0585 | 0.87743 | 0.53217 | 0.81115 | 0 | 0 | 0 | 0 | -66.102 | 0.033679 | 0 | 0 | 0 | -0.84893 | 0 | 0 | 0 | 0 | 0 | 0 | 0 | 0 | 2.1923 | 0.048074 | 3.8936e-05 | 0 | 1.822 | 0 | 3.353 | 3.3479 | 0.030467 | 27.6621 | 1.2254 | 3.0551 | 0.16064 | 0.017778 | -0.090669 | 0.69964 | 0.18406 | 3.3194 | -18.8222 | 20.5572 | -0.93959 | 0 | 0.078052 | 0 | 1.6728 | 0.33011
2025_08_20 Hr 20 | 0.02274 | 0.0004424 | 0 | 0.15119 | 0.1513 | 0.1513 | 0.15122 | 0.15124 | 0.1513 | 0 | 0 | 0.010184 | 2.1 | 0.32845 | 1.5087 | 1.5087 | 7.2307 | 0.74432 | 0.0012136 | 0.004224 | 0.0069788 | 0.086901 | 0 | 0 | 0.015357 | 1.2821 | 0.36024 | 6.5414 | 2.0585 | 0.87743 | 0.53217 | 0.81115 | 0 | 0 | 0 | 0 | -58.6237 | 0.033679 | 0 | 0 | 0 | -0.70172 | 0 | 0 | 0 | 0 | 0 | 0 | 0 | 0 | 1.9891 | 0.048074 | 3.8936e-05 | 0 | 1.822 | 0 | 3.353 | 3.3479 | 0.47877 | 27.6621 | 1.2254 | 3.0551 | 0.16064 | 0.017778 | -0.02274 | 0.69964 | 0.18406 | 3.3194 | -10.6032 | 21.0829 | -0.72446 | 0 | 0.078052 | 0 | 1.6728 | 0.31995
2025_08_20 Hr 21 | 0 | 7.049e-05 | 0 | 0.15119 | 0.1513 | 0.1513 | 0.15122 | 0.15124 | 0.1513 | 0 | 0 | 0.010184 | 2.22 | 0.25624 | 1.5087 | 1.5087 | 7.2307 | 0.74432 | 0.0012136 | 0.004224 | 0.0069788 | 0.086901 | 0 | 0 | 0.015357 | 1.2821 | 0.36024 | 6.5414 | 2.0585 | 0.87743 | 0.53217 | 0.81115 | 0 | 0 | 0 | 0 | -45.1738 | 0.033679 | 0 | 0 | 0 | -0.5173 | 0 | 0 | 0 | 0 | 0 | 0 | 0 | 0 | 1.9891 | 0.048074 | 3.8936e-05 | 0 | 1.822 | 0 | 3.353 | 3.3479 | 0.80956 | 27.6621 | 1.2254 | 3.0551 | 0.16064 | 0.017778 | 0 | 0.69964 | 0.18406 | 3.3194 | 3.403 | 21.432 | -0.5173 | 0 | 0.078052 | 0 | 1.6728 | 0.31361
2025_08_20 Hr 22 | 0 | 1.0561e-05 | 0 | 0.15119 | 0.1513 | 0.1513 | 0.15122 | 0.15124 | 0.1513 | 0 | 0 | 0.010184 | 2.64 | 0.28912 | 1.5087 | 1.5087 | 7.2307 | 0.74432 | 0.0012136 | 0.004224 | 0.0069788 | 0.086901 | 0 | 0 | 0.015357 | 1.2821 | 0.36024 | 6.5414 | 2.0585 | 0.87743 | 0.53217 | 0.81115 | 0 | 0 | 0 | 0 | -44.2136 | 0.033679 | 0 | 0 | 0 | -0.49072 | 0 | 0 | 0 | 0 | 0 | 0 | 0 | 0 | 1.9165 | 0.048074 | 3.8936e-05 | 0 | 1.822 | 0 | 3.353 | 3.3479 | 0.87049 | 27.6621 | 1.2254 | 3.0551 | 0.16064 | 0.017778 | 0 | 0.69964 | 0.18406 | 3.3194 | 4.8208 | 21.863 | -0.49072 | 0 | 0.078052 | 0 | 1.6728 | 0.30345
2025_08_20 Hr 23 | 0 | 0 | 0 | 0.15119 | 0.1513 | 0.1513 | 0.15122 | 0.15124 | 0.1513 | 0 | 0 | 0.010184 | 2.73 | 0.27923 | 1.5087 | 1.5087 | 7.5516 | 0.63309 | 0.0012136 | 0.004224 | 0.0069788 | 0.086901 | 0 | 0 | 0.015357 | 1.2821 | 0.36024 | 6.7592 | 2.0585 | 0.87743 | 0.55307 | 0.81115 | 0 | 0 | 0 | 0 | -43.2355 | 0.033679 | 0 | 0 | 0 | -0.45817 | 0 | 0 | 0 | 0 | 0 | 0 | 0 | 0 | 1.9165 | 0.048074 | 3.8936e-05 | 0 | 1.822 | 0 | 3.4789 | 3.4737 | 0.96189 | 28.3412 | 1.2254 | 3.0551 | 0.16064 | 0.017778 | 0 | 0.69964 | 0.18406 | 3.3194 | 6.6862 | 22.0387 | -0.45817 | 0 | 0.078052 | 0 | 1.6728 | 0.2867
2025_08_20 Hr 24 | 0 | 0 | 0 | 0.15119 | 0.1513 | 0.1513 | 0.15122 | 0.15124 | 0.1513 | 0 | 0 | 0.010184 | 2.7 | 0.21631 | 1.5087 | 1.5087 | 7.5591 | 0.63309 | 0.0012136 | 0.004224 | 0.0069788 | 0.086901 | 0 | 0 | 0.015357 | 1.2821 | 0.36024 | 6.764 | 2.0585 | 0 | 0.55355 | 0.81115 | 0 | 0 | 0 | 0 | -32.9764 | 0.033679 | 0 | 0.23176 | 0 | -0.35842 | 0 | 0 | 0 | 0 | 0 | 0 | 0 | 0 | 1.9891 | 0.048074 | 3.8936e-05 | 0 | 1.822 | 0 | 3.4789 | 3.4737 | 0.66157 | 27.4762 | 1.2254 | 3.0551 | 0.16064 | 0.017778 | 0 | 0.69964 | 0.18406 | 3.3194 | 15.8485 | 21.7071 | -0.35842 | 0 | 0.078052 | 0 | 1.6728 | 0.27534
2025_08_21 Hr 01 | 0 | 0 | 0 | 0.14161 | 0.14171 | 0.14171 | 0.14164 | 0.14166 | 0.14171 | 0 | 0 | 0.010184 | 2.61 | 0.20932 | 1.5087 | 1.5087 | 7.0806 | 0.59302 | 0.0012136 | 0.004224 | 0.0069788 | 0.086901 | 0 | 0 | 0.015357 | 1.2821 | 0.33774 | 6.3355 | 2.0585 | 0 | 0.55355 | 0.81115 | 0 | 0 | 0 | 0 | -37.1028 | 0.033679 | 0 | 0.232 | 0 | -0.35879 | 0 | 0 | 0 | 0 | 0 | 0 | 0 | 0 | 2.8094 | 0.048074 | 3.8936e-05 | 0 | 1.822 | 0 | 3.2585 | 3.2536 | 0.72251 | 26.0086 | 1.2254 | 3.0551 | 0.16064 | 0.017778 | 0 | 0.69964 | 0.18406 | 3.3194 | 11.0248 | 22.4778 | -0.35879 | 0 | 0.078052 | 0 | 1.6728 | 0.26171
2025_08_21 Hr 02 | 0 | 0 | 0 | 0.14161 | 0.14171 | 0.14171 | 0.14164 | 0.14166 | 0.14171 | 0 | 0 | 0.010184 | 2.58 | 0.20327 | 1.5087 | 1.5087 | 7.0806 | 0.59302 | 0.0012136 | 0.004224 | 0.0069788 | 0.086901 | 0 | 0 | 0.015357 | 1.2821 | 0.33774 | 6.3355 | 2.0585 | 0 | 0.55355 | 0.81115 | 0 | 0 | 0 | 0 | -41.9202 | 0.033679 | 0 | 0.22792 | 0 | -0.35244 | 0 | 0 | 0 | 0 | 0 | 0 | 0 | 0 | 3.2159 | 0.048074 | 3.8936e-05 | 0 | 1.822 | 0 | 3.2585 | 3.2536 | 1.6496 | 26.0086 | 1.2254 | 3.0551 | 0.16064 | 0.017778 | 0 | 0.69964 | 0.18406 | 3.3194 | 7.5046 | 23.7686 | -0.35244 | 0 | 0.078052 | 0 | 1.6728 | 0.25499