## REDACTED
Shaded information is Designated as Confidential per Protective Order in WUTC Dockets UE-240004 and UG-240005
REDACTED VERSION

## 24C Power cost summary (R)
Shaded information is Designated as Confidential per Protective Order in WUTC Dockets UE-240004 and UG-240005
REDACTED VERSION
Puget Sound Energy
Exh. BDM-24C
Power Costs Summary
Acct. | ($ in thousands) | 2025 | 2026 | 2024 GRC Initial - 2025* | 2024 GRC Initial - 2026* | 2025 Increase / (decrease) vs 2024 GRC Initial | 2026 Increase / (decrease) vs 2024 GRC Initial | 2025-01-01 | 2025-02-01 | 2025-03-01 | 2025-04-01 | 2025-05-01 | 2025-06-01 | 2025-07-01 | 2025-08-01 | 2025-09-01 | 2025-10-01 | 2025-11-01 | 2025-12-01 | 2026-01-01 | 2026-02-01 | 2026-03-01 | 2026-04-01 | 2026-05-01 | 2026-06-01 | 2026-07-01 | 2026-08-01 | 2026-09-01 | 2026-10-01 | 2026-11-01 | 2026-12-01
501 | Coal fuel | 53697.5837 | 0 | 46932.54 | 0 | 6765.0437 | 0
547 | Natural gas fuel | 468952.6012 | 546075.0597 | 532757.6839 | 578648.3085 | -63805.0827 | -32573.2489
555WS | Wind and solar purchases | 76472.7873 | 85128.6362 | 79581.59 | 88688.27 | -3108.8027 | -3559.6338
555H | Hydro purchases | 447392.8348 | 320357.8879 | 356334.3841 | 277598.4148 | 91058.4508 | 42759.473
555MP | Market purchases | 92929.7563 | 171657.3158 | 122698.2671 | 222480.3197 | -29768.5107 | -50823.0039
555 | Other contract purchases | 390829.1014 | 261904.9746 | 279131.3212 | 111694.1696 | 111697.7802 | 150210.8049
447 | Secondary sales | -473627.663 | -320035.4361 | -506401.1901 | -280825.2605 | 32773.5271 | -39210.1756
565 | Transmission | 178866.1673 | 183209.9869 | 162467.6018 | 161778.2306 | 16398.5656 | 21431.7564
456 | Other revenues | -116234.4153 | -107107.0583 | -130054.3727 | -104404.0518 | 13819.9574 | -2703.0065
557DR | Demand Response | 16618.2344 | 17082.7693 | 16618.2344 | 17082.7693 | 0 | 0
557 | Other power supply expense | 22547.3533 | 23662.4114 | 22547.3533 | 23662.4114 | 0 | 0
| Total Rate Year Power Costs | 1158444.3414 | 1181936.5473 | 982613.4129 | 1096403.5817 | 175830.9285 | 85532.9656
| Total load (MWh) | 22406162.3886 | 22645525.2397 | 22406175 | 22645526 | -12.6114 | -0.76028 | 2213043.1653 | 1942610.8983 | 2015436.0124 | 1758392.9906 | 1649870.0216 | 1611534.0667 | 1760186.0969 | 1777161.9294 | 1602643.1436 | 1780524.9908 | 1989285.004 | 2305474.069 | 2245961.9991 | 1964133.9954 | 2038348.0523 | 1774993.1398 | 1664148.9989 | 1629136.0779 | 1782123.0776 | 1800338.8771 | 1622011.1533 | 1796304.9336 | 2003584.9797 | 2324439.9549
| Unit Costs ($/MWh) | 51.702 | 52.1929 | 43.8546 | 48.4159 | 7.8475 | 3.777 | 53.8888 | 55.6507 | 75.418 | 45.8284 | 61.1951 | 59.6026 | 50.475 | 50.368 | 49.8694 | 50.0378 | 24.3087 | 45.8681 | 61.2561 | 62.745 | 53.8874 | 41.5156 | 46.7896 | 52.5782 | 43.4906 | 52.9966 | 52.1307 | 48.1203 | 50.2303 | 55.7173
*2024 GRC Initial filied in docket UE-240004
Rate year: January 2025 through December 2026
Gas price 90-day average dates: 5/17/24 - 8/15/24

## 25C Summary by resource (R)
Shaded information is Designated as Confidential per Protective Order in WUTC Dockets UE-240004 and UG-240005
REDACTED VERSION
Puget Sound Energy
Exh. BDM-25C
Rate Year Power Costs by Resource
| ($ in thousands) | 2025 |  |  | 2026 |  |  | 2024 GRC Initial - 2025 |  |  | 2024 GRC Initial - 2026 |  |  | 2025 increase / (decrease) |  |  | 2026 increase / (decrease) |  |  | Energy (MWh) |  |  |  | Energy Variance (MWh)
Acct. | Resource/item | Aurora | Not in Aurora | Total | Aurora | Not in Aurora | Total | Aurora | Not in Aurora | Total | Aurora | Not in Aurora | Total | Aurora | Not in Aurora | Total | Aurora | Not in Aurora | Total | 2025 | 2026 | 2024 GRC Initial - 2025 | 2024 GRC Initial - 2026 | 2025 Rebuttal - Initial | 2026 Rebuttal - Initial
555H | Lower Baker | 0 | 0 | 0 | 0 | 0 | 0 | 0 | 0 | 0 | 0 | 0 | 0 | 0 | 0 | 0 | 0 | 0 | 0
555H | Upper Baker | 0 | 0 | 0 | 0 | 0 | 0 | 0 | 0 | 0 | 0 | 0 | 0 | 0 | 0 | 0 | 0 | 0 | 0
555H | Snoqualmie Falls | 0 | 0 | 0 | 0 | 0 | 0 | 0 | 0 | 0 | 0 | 0 | 0 | 0 | 0 | 0 | 0 | 0 | 0
555H | Canadian Entitlement | 0 | 0 | 0 | 0 | 0 | 0 | 0 | 0 | 0 | 0 | 0 | 0 | 0 | 0 | 0 | 0 | 0 | 0 | -274956.92 | -250527.65 | -228254 | -228886 | -46702.92 | -21641.65
555H | Mid C Priest Rapids Project | [18 empty] | 965738.11 | 484792.95 | 468210 | 468225 | 497528.11 | 16567.95
555H | Mid C Rock Island | [18 empty] | 1015999.27 | 893867.05 | 894107 | 894435 | 121892.27 | -567.95
555H | Mid C Rocky Reach | [18 empty] | 2355880.7 | 2076966.2 | 2078265 | 2076112 | 277615.7 | 854.2
555H | Mid C Wells | [18 empty] | 783546.32 | 1236025.02 | 779753 | 822588 | 3793.32 | 413437.02
501 | Colstrip 3&4
547 | Goldendale
547 | Mint Farm
547 | Sumas
547 | Freddy 1
547 | Freddy 1 Tolling
547 | Encogen
547 | Fredonia 1&2
547 | Fredonia 3&4
547 | Frederickson 1&2
547 | Whitehorn 2&3
547 | Ferndale
547 | Crystal Mountain
555 | Centralia coal PPA
555WS | Lund Hill
555WS | Skookumchuck
555WS | Hopkins Ridge wind | 0 | 0 | 0 | 0 | 0 | 0 | 0 | 0 | 0 | 0 | 0 | 0 | 0 | 0 | 0 | 0 | 0 | 0
555WS | Wild Horse wind | 0 | 0 | 0 | 0 | 0 | 0 | 0 | 0 | 0 | 0 | 0 | 0 | 0 | 0 | 0 | 0 | 0 | 0
555WS | Wild Horse Expansion wind | 0 | 0 | 0 | 0 | 0 | 0 | 0 | 0 | 0 | 0 | 0 | 0 | 0 | 0 | 0 | 0 | 0 | 0
555WS | Lower Snake River wind | 0 | 0 | 0 | 0 | 0 | 0 | 0 | 0 | 0 | 0 | 0 | 0 | 0 | 0 | 0 | 0 | 0 | 0
555WS | Beaver Creek Wind | 0 | 0 | 0 | 0 | 0 | 0 | 0 | 0 | 0 | 0 | 0 | 0 | 0 | 0 | 0 | 0 | 0 | 0
555WS | Appaloosa Solar | 0 | 0 | 0 | 0 | 0 | 0 | 0 | 0 | 0 | 0 | 0 | 0 | 0 | 0 | 0 | 0 | 0 | 0
555WS | Klondike III wind PPA | 10038.3526 | 0 | 10038.3526 | 10343.9786 | 0 | 10343.9786 | 10038.36 | 0 | 10038.36 | 10343.99 | 0 | 10343.99 | -0.0074 | 0 | -0.0074 | -0.0114 | 0 | -0.0114
555WS | Golden Hills wind PPA | 26027.507 | 0 | 26027.507 | 26027.507 | 0 | 26027.507 | 29135.89 | 0 | 29135.89 | 29586.67 | 0 | 29586.67 | -3108.383 | 0 | -3108.383 | -3559.163 | 0 | -3559.163
555WS | Clearwater wind PPA | 37930.589 | 0 | 37930.589 | 37930.589 | 0 | 37930.589 | 37930.62 | 0 | 37930.62 | 37930.62 | 0 | 37930.62 | -0.031 | 0 | -0.031 | -0.031 | 0 | -0.031
555WS | Vantage Wind PPA | 2476.3387 | 0 | 2476.3387 | 10826.5616 | 0 | 10826.5616 | 2476.72 | 0 | 2476.72 | 10826.99 | 0 | 10826.99 | -0.3813 | 0 | -0.3813 | -0.4284 | 0 | -0.4284
555H | Energy Keepers PPA | 16644 | 0 | 16644 | 16644 | 0 | 16644 | 16644 | 0 | 16644 | 16644 | 0 | 16644 | 0 | 0 | 0 | 0 | 0 | 0
555 | SPI Biomass PPA | 6144.2715 | 0 | 6144.2715 | 6297.5183 | 0 | 6297.5183 | 6144.26 | 0 | 6144.26 | 6297.53 | 0 | 6297.53 | 0.0115 | 0 | 0.0115 | -0.0117 | 0 | -0.0117
555 | Morgan Stanley PPA | 11615.76 | 0 | 11615.76 | 11615.76 | 0 | 11615.76 | 11615.76 | 0 | 11615.76 | 11615.76 | 0 | 11615.76 | 0 | 0 | 0 | 0 | 0 | 0
555H |  | 14367.6 | 0 | 14367.6 | 0 | 0 | 0 | 14367.6 | 0 | 14367.6 | 0 | 0 | 0 | 0 | 0 | 0 | 0 | 0 | 0
555H |  | 6747.3 | 0 | 6747.3 | 0 | 0 | 0 | 18852.75 | 0 | 18852.75 | 0 | 0 | 0 | -12105.45 | 0 | -12105.45 | 0 | 0 | 0
555H |  | 6915.6 | 0 | 6915.6 | 0 | 0 | 0 | 19323 | 0 | 19323 | 0 | 0 | 0 | -12407.4 | 0 | -12407.4 | 0 | 0 | 0
555H |  | 7038 | 0 | 7038 | 0 | 0 | 0 | 19665 | 0 | 19665 | 0 | 0 | 0 | -12627 | 0 | -12627 | 0 | 0 | 0
555H |  | 5605.292 | 0 | 5605.292 | 0 | 0 | 0 | 5605.3 | 0 | 5605.3 | 0 | 0 | 0 | -0.008 | 0 | -0.008 | 0 | 0 | 0
555 |  | 0 | 0 | 0 | 0 | 0 | 0 | 0 | 0 | 0 | 0 | 0 | 0 | 0 | 0 | 0 | 0 | 0 | 0
555 |  | 5035.5 | 0 | 5035.5 | 0 | 0 | 0 | 5035.5 | 0 | 5035.5 | 0 | 0 | 0 | 0 | 0 | 0 | 0 | 0 | 0
555 |  | 10294.8 | 0 | 10294.8 | 0 | 0 | 0 | 10294.8 | 0 | 10294.8 | 0 | 0 | 0 | 0 | 0 | 0 | 0 | 0 | 0
555H |  | 22437.68 | 0 | 22437.68 | 0 | 0 | 0 | 0 | 0 | 0 | 0 | 0 | 0 | 22437.68 | 0 | 22437.68 | 0 | 0 | 0
555 |  | 108817.8 | 0 | 108817.8 | 102691.68 | 0 | 102691.68 | 0 | 0 | 0 | 0 | 0 | 0 | 108817.8 | 0 | 108817.8 | 102691.68 | 0 | 102691.68
555 | Baker Replacement | 0 | 0 | 0 | 0 | 0 | 0 | 0 | 0 | 0 | 0 | 0 | 0 | 0 | 0 | 0 | 0 | 0 | 0 | 7000.128 | 7000.128 | 7000 | 7000 | 0.128 | 0.128
555 | Glacier Battery Storage | 0 | 0 | 0 | 0 | 0 | 0
555 | PG&E Exchange | 0 | 0 | 0 | 0 | 0 | 0 | 0 | 0 | 0 | 0 | 0 | 0 | 0 | 0 | 0 | 0 | 0 | 0 | 0.13 | 0.12 | -2 | -2 | 2.13 | 2.12
555 | Powerex summer peak PPA | 0 | 0 | 0 | 0 | 0 | 0
555 | Powerex winter peak PPA | 0 | 0 | 0 | 0 | 0 | 0
555 | Point Roberts (BC Hydro) | 1910.4843 | 0 | 1910.4843 | 1910.4843 | 0 | 1910.4843 | 1910.48 | 0 | 1910.48 | 1910.48 | 0 | 1910.48 | 0.0043 | 0 | 0.0043 | 0.0043 | 0 | 0.0043 | 20653.885 | 20653.885 | 20653 | 20653 | 0.885 | 0.885
555H | QF Koma Kulshan | 3493.0575 | 0 | 3493.0575 | 3529.734 | 0 | 3529.734 | 3531.57 | 0 | 3531.57 | 3568.8 | 0 | 3568.8 | -38.5125 | 0 | -38.5125 | -39.066 | 0 | -39.066 | 40992.168 | 40992.168 | 40992 | 40992 | 0.168 | 0.168
555H | QF Twin Falls | 5399.2008 | 0 | 5399.2008 | 5399.2008 | 0 | 5399.2008 | 5399.2 | 0 | 5399.2 | 5399.2 | 0 | 5399.2 | 0.0008 | 0 | 0.0008 | 0.0008 | 0 | 0.0008 | 71989.34 | 71989.34 | 71990 | 71990 | -0.66 | -0.66
555H | QF Weeks Falls | 993.0421 | 0 | 993.0421 | 993.0421 | 0 | 993.0421 | 993.04 | 0 | 993.04 | 993.04 | 0 | 993.04 | 0.00214 | 0 | 0.00214 | 0.00214 | 0 | 0.00214 | 13240.5616 | 13240.5616 | 13242 | 13242 | -1.4384 | -1.4384
555 | HF Sinclair March Point Cogen | 40151.4198 | 0 | 40151.4198 | 45003.447 | 0 | 45003.447 | 42696.05 | 0 | 42696.05 | 45298.41 | 0 | 45298.41 | -2544.6302 | 0 | -2544.6302 | -294.963 | 0 | -294.963 | 621677.29 | 621677.29 | 621679 | 621679 | -1.71 | -1.71
555 | 3Bar Wind PPA | 8.875 | 0 | 8.875 | 9.0965 | 0 | 9.0965 | 8.89 | 0 | 8.89 | 9.09 | 0 | 9.09 | -0.015 | 0 | -0.015 | 0.00652 | 0 | 0.00652 | 284 | 284 | 284 | 284 | 0 | 0
555 | Black Creek PPA | 220.7297 | 0 | 220.7297 | 226.2622 | 0 | 226.2622 | 220.73 | 0 | 220.73 | 226.25 | 0 | 226.25 | -0.00032 | 0 | -0.00032 | 0.01216 | 0 | 0.01216 | 4068 | 4068 | 4068 | 4068 | 0 | 0
555 | Bloks Evergreen Dairy PPA | 11.0045 | 0 | 11.0045 | 11.2795 | 0 | 11.2795 | 11.04 | 0 | 11.04 | 11.28 | 0 | 11.28 | -0.03552 | 0 | -0.03552 | -0.00048 | 0 | -0.00048 | 144 | 144 | 144 | 144 | 0 | 0
555 | CC Solar 1 PPA | 1.7019 | 0 | 1.7019 | 1.7444 | 0 | 1.7444 | 1.69 | 0 | 1.69 | 1.76 | 0 | 1.76 | 0.01192 | 0 | 0.01192 | -0.01562 | 0 | -0.01562 | 22 | 22 | 25 | 25 | -3 | -3
555 | CC Solar 2 PPA | 1.7019 | 0 | 1.7019 | 1.7444 | 0 | 1.7444 | 1.69 | 0 | 1.69 | 1.76 | 0 | 1.76 | 0.01192 | 0 | 0.01192 | -0.01562 | 0 | -0.01562 | 22 | 22 | 25 | 25 | -3 | -3
555 | Camas PPA | 874.3212 | 0 | 874.3212 | 896.1735 | 0 | 896.1735 | 0 | 0 | 0 | 0 | 0 | 0 | 874.3212 | 0 | 874.3212 | 896.1735 | 0 | 896.1735 | 11441 | 11441 | 0 | 0 | 11441 | 11441
555 | Edaleen Dairy PPA | 235.1273 | 0 | 235.1273 | 241.0162 | 0 | 241.0162 | 0 | 0 | 0 | 0 | 0 | 0 | 235.1273 | 0 | 235.1273 | 241.0162 | 0 | 241.0162 | 3899.9376 | 3899.9376 | 0 | 0 | 3899.9376 | 3899.9376
555 | Emerald City Renewables PPA | 2901 | 0 | 2901 | 2973.375 | 0 | 2973.375 | 2901 | 0 | 2901 | 2973.36 | 0 | 2973.36 | 0 | 0 | 0 | 0.015 | 0 | 0.015 | 37500 | 37500 | 37500 | 37500 | 0 | 0
555 | Emerald City Renewables 2 PPA | 2891.8094 | 0 | 2891.8094 | 2964.0854 | 0 | 2964.0854 | 2891.8 | 0 | 2891.8 | 2964.08 | 0 | 2964.08 | 0.0094 | 0 | 0.0094 | 0.0054 | 0 | 0.0054 | 37841 | 37841 | 37841 | 37841 | 0 | 0
555 | Farm Power Rexville PPA | 295.7211 | 0 | 295.7211 | 303.1096 | 0 | 303.1096 | 0 | 0 | 0 | 0 | 0 | 0 | 295.7211 | 0 | 295.7211 | 303.1096 | 0 | 303.1096 | 6006.9276 | 6006.9276 | 0 | 0 | 6006.9276 | 6006.9276
555 | Forest Farmstead PPA | 0 | 0 | 0 | 0 | 0 | 0 | 0 | 0 | 0 | 0 | 0 | 0 | 0 | 0 | 0 | 0 | 0 | 0 | 0 | 0 | 0 | 0 | 0 | 0
555 | Fumaria PPA | 0 | 0 | 0 | 0 | 0 | 0 | 874.32 | 0 | 874.32 | 896.18 | 0 | 896.18 | -874.32 | 0 | -874.32 | -896.18 | 0 | -896.18 | 0 | 0 | 11441 | 11441 | -11441 | -11441
555 | IKEA PPA | 23.8581 | 0 | 23.8581 | 24.4544 | 0 | 24.4544 | 23.85 | 0 | 23.85 | 24.46 | 0 | 24.46 | 0.0080725 | 0 | 0.0080725 | -0.005631 | 0 | -0.005631 | 312.1967 | 312.1967 | 312 | 312 | 0.19672 | 0.19672
555 | Knudson Wind Turbine PPA | 6.2513 | 0 | 6.2513 | 6.4073 | 0 | 6.4073 | 6.24 | 0 | 6.24 | 6.36 | 0 | 6.36 | 0.01125 | 0 | 0.01125 | 0.047281 | 0 | 0.047281 | 200.04 | 200.04 | 204 | 204 | -3.96 | -3.96
555 | Lake WA School District PPA | 17.782 | 0 | 17.782 | 18.2257 | 0 | 18.2257 | 0 | 0 | 0 | 0 | 0 | 0 | 17.782 | 0 | 17.782 | 18.2257 | 0 | 18.2257 | 435.0857 | 435.0857 | 0 | 0 | 435.0857 | 435.0857
555 | Nooksack PPA | 1190.246 | 0 | 1190.246 | 0 | 0 | 0 | 0 | 0 | 0 | 0 | 0 | 0 | 1190.246 | 0 | 1190.246 | 0 | 0 | 0 | 19742.0166 | 0 | 0 | 0 | 19742.0166 | 0
555 | Penstemon PPA | 874.3212 | 0 | 874.3212 | 896.1735 | 0 | 896.1735 | 874.32 | 0 | 874.32 | 896.18 | 0 | 896.18 | 0.00122 | 0 | 0.00122 | -0.00652 | 0 | -0.00652 | 11441 | 11441 | 11441 | 11441 | 0 | 0
555 | Port of Coupeville PPA | 1.2103 | 0 | 1.2103 | 1.2405 | 0 | 1.2405 | 0 | 0 | 0 | 0 | 0 | 0 | 1.2103 | 0 | 1.2103 | 1.2405 | 0 | 1.2405 | 24.894 | 24.894 | 0 | 0 | 24.894 | 24.894
555 | Rainier Biogas PPA | 295.3705 | 0 | 295.3705 | 302.7503 | 0 | 302.7503 | 0 | 0 | 0 | 0 | 0 | 0 | 295.3705 | 0 | 295.3705 | 302.7503 | 0 | 302.7503 | 5999.8071 | 5999.8071 | 0 | 0 | 5999.8071 | 5999.8071
555 | Skookumchuck Hydro PPA | 150.3274 | 0 | 150.3274 | 0 | 0 | 0 | 150.32 | 0 | 150.32 | 0 | 0 | 0 | 0.00743 | 0 | 0.00743 | 0 | 0 | 0 | 4231 | 0 | 4231 | 0 | 0 | 0
555 | Smith Creek PPA | 0 | 0 | 0 | 0 | 0 | 0 | 0 | 0 | 0 | 0 | 0 | 0 | 0 | 0 | 0 | 0 | 0 | 0 | 0 | 0 | 0 | 0 | 0 | 0
555 | Swauk Wind PPA | 591.7641 | 0 | 591.7641 | 0 | 0 | 0 | 0 | 0 | 0 | 0 | 0 | 0 | 591.7641 | 0 | 591.7641 | 0 | 0 | 0 | 11539.8618 | 0 | 0 | 0 | 11539.8618 | 0
555 | Sygitowicz PPA | 91.6249 | 0 | 91.6249 | 93.915 | 0 | 93.915 | 0 | 0 | 0 | 0 | 0 | 0 | 91.6249 | 0 | 91.6249 | 93.915 | 0 | 93.915 | 1198.9655 | 1198.9655 | 0 | 0 | 1198.9655 | 1198.9655
555 | Tacoma Glass PPA | 2.6399 | 0 | 2.6399 | 0 | 0 | 0 | 0 | 0 | 0 | 0 | 0 | 0 | 2.6399 | 0 | 2.6399 | 0 | 0 | 0 | 54.2957 | 0 | 0 | 0 | 54.2957 | 0
555 | Urtica PPA | 874.3212 | 0 | 874.3212 | 896.1735 | 0 | 896.1735 | 874.32 | 0 | 874.32 | 896.18 | 0 | 896.18 | 0.00122 | 0 | 0.00122 | -0.00652 | 0 | -0.00652 | 11441 | 11441 | 11441 | 11441 | 0 | 0
555 | Vanderhaak Dairy PPA | 298.2084 | 0 | 298.2084 | 0 | 0 | 0 | 0 | 0 | 0 | 0 | 0 | 0 | 298.2084 | 0 | 298.2084 | 0 | 0 | 0 | 4946.2331 | 0 | 0 | 0 | 4946.2331 | 0
447 | PSE hedges sales | 0 | -1444.8055 | -1444.8055 | 0 | 0 | 0
555 | PSE hedges purchases | 0 | 2396.0835 | 2396.0835 | 0 | -516.9 | -516.9
555MP | Hourly Market Purchases | 29046.5315 | 0 | 29046.5315 | 100995.034 | 0 | 100995.034
447 | Hourly Market Sales | -455061.691 | 0 | -455061.691 | -284411.266 | 0 | -284411.266
555MP | EIM Market Purchases | 28572.4673 | 0 | 28572.4673 | 35622.4631 | 0 | 35622.4631
447 | EIM Market Sales | -73051.52 | 0 | -73051.52 | -51419.824 | 0 | -51419.824
555H | Chelan pre-payment amort. (Nov. 2011 - Oct. 2031) | 0 | 7088.0656 | 7088.0656 | 0 | 7088.0656 | 7088.0656
565 | Transmission cost | 0 | 175634.0278 | 175634.0278 | 0 | 179814.3114 | 179814.3114
565 | Chelan transmission cost | 0 | 6541.443 | 6541.443 | 0 | 6704.9791 | 6704.9791
565 | Transmission re-assignments (test year order 56500100) | 0 | -3309.3035 | -3309.3035 | 0 | -3309.3035 | -3309.3035
456 | Gas Transport Benefit | 0 | -116234.4153 | -116234.4153 | 0 | -108411.5277 | -108411.5277
547 | Fixed gas transportation cost | 0 | 52177.9398 | 52177.9398 | 0 | 52170.3688 | 52170.3688
547 | Fixed Price Gas Hedges | 0 | 12640.3284 | 12640.3284 | 0 | 3804.4611 | 3804.4611
547 | Index Price Gas Purchases | 0 | 15202.0166 | 15202.0166 | 0 | 2603.0086 | 2603.0086
547 | Gas Storage | 0 | -3915.7953 | -3915.7953 | 0 | -3107.779 | -3107.779
555MP | Wind integration cost | 0 | 39770.8025 | 39770.8025 | 0 | 49213.8976 | 49213.8976
501 | Colstrip 3&4 fixed fuel cost | 0 | 319.25 | 319.25 | 0 | 0 | 0
501 | Colstrip 3&4 fuel cost adjustment | 0 | 8286.5563 | 8286.5563 | 0 | 0 | 0
555 | EIM GHG Benefit | 0 | -2184.8696 | -2184.8696 | 0 | -2184.8696 | -2184.8696
547 | Distillate fuel incremental costs | 0 | 883.9131 | 883.9131 | 0 | 828.0932 | 828.0932
547 | Remove non-fuel peaker start cost | 0 | -5401.3475 | -5401.3475 | 0 | -6431.2138 | -6431.2138
547 | Reduction to fuel cost (CCA) | 0 | -6647.6575 | -6647.6575 | 0 | -7712.6017 | -7712.6017
447 | Reduction to market sales revenue (CCA) | 0 | 13288.717 | 13288.717 | 0 | 15795.6539 | 15795.6539
555 | BPA capacity agreement fixed cost | 0 | 9300 | 9300 | 0 | 9300 | 9300
555 | HF Sinclair March Point Cogen capacity fixed cost | 0 | 10660.2727 | 10660.2727 | 0 | 10660.2727 | 10660.2727
555 | Powerex P1 2024 RFP capacity fixed cost | 0 | 40000 | 40000 | 0 | 40000 | 40000
555 | Powerex P1 2024 RFP clean energy cost | 0 | 5475 | 5475 | 0 | 5475 | 5475
555 | Golden Hills winter peak capacity fixed cost | 0 | 3600 | 3600 | 0 | 3600 | 3600
555 | Golden Hills PTC Benefit | 0 | -1545.3 | -1545.3 | 0 | -1674.075 | -1674.075
555 | Premiums / (discount) on physical index deals | 0 | 5694.703 | 5694.703 | 0 | 0 | 0
555 | Freddy 1 tolling agreement capacity cost | 0 | 4400.325 | 4400.325 | 0 | 17891.7214 | 17891.7214
555 | Freddy 1 tolling agreement variable costs | 0 | 319.2338 | 319.2338 | 0 | 1450.8086 | 1450.8086
557DR | Demand Response contract costs | 0 | 16618.2344 | 16618.2344 | 0 | 17082.7693 | 17082.7693
555MP | Demand response benefit | 0 | -1280.2039 | -1280.2039 | 0 | -2336.2694 | -2336.2694
557 | Other power supply expense | 0 | 22547.3533 | 22547.3533 | 0 | 23662.4114 | 23662.4114
| Total | 503595.4114 | 661544.5647 | 1165139.9761 | 593787.8589 | 598165.1285 | 1191952.9874 | 531241.8576 | 451371.5553 | 982613.4129 | 602707.88 | 493695.7017 | 1096403.5817 | -27646.4462 | 210173.0094 | 182526.5632 | -8920.0211 | 104469.4268 | 95549.4057 | 22406162.3886 | 22645525.2397 | 22406175 | 22645526 | -12.6114 | -0.76028
| check | 0 | 0 |  | 0 | 0 |  | 0 | 0 |  | 0 | 0 | [7 empty] | 0 | 0 | 0 | 0
501 | Coal | 45091.7774 | 8605.8063 | 53697.5837 | 0 | 0 | 0 | 46613.29 | 319.25 | 46932.54 | 0 | 0 | 0 | -1521.5126 | 8286.5563 | 6765.0437 | 0 | 0 | 0 | 2401889.242 | 0 | 2391756 | 0 | 10133.242 | 0
547 | Natural gas | 404013.2035 | 64939.3977 | 468952.6012 | 503920.7224 | 42154.3373 | 546075.0597 | 488094.4476 | 44663.2363 | 532757.6839 | 530622.56 | 48025.7485 | 578648.3085 | -84081.2441 | 20276.1613 | -63805.0827 | -26701.8376 | -5871.4113 | -32573.2489 | 9344076.0093 | 11174788.163 | 10072946 | 11445845 | -728869.9907 | -271056.837
555WS | Wind and solar | 76472.7873 | 0 | 76472.7873 | 85128.6362 | 0 | 85128.6362 | 79581.59 | 0 | 79581.59 | 88688.27 | 0 | 88688.27 | -3108.8027 | 0 | -3108.8027 | -3559.6338 | 0 | -3559.6338 | 4533308.523 | 5105696.0115 | 4606803 | 5189848 | -73494.477 | -84151.9885
555H | Hydro | 89640.7724 | 357752.0624 | 447392.8348 | 26565.9769 | 293791.9109 | 320357.8879 | 104381.46 | 251952.9241 | 356334.3841 | 26605.04 | 250993.3748 | 277598.4148 | -14740.6876 | 105799.1383 | 91058.4508 | -39.0631 | 42798.5361 | 42759.473 | 6761808.7196 | 5809845.1796 | 6026545 | 5400722 | 735263.7196 | 409123.1796
555 | Other contracts | 358871.0829 | 78115.4485 | 436986.5315 | 177386.1163 | 84001.9583 | 261388.0746 | 249578.19 | 29553.1312 | 279131.3212 | 74029.12 | 37346.4576 | 111375.5776 | 109292.8929 | 48562.3173 | 157855.2103 | 103356.9963 | 46655.5006 | 150012.4969 | 5081684.8867 | 2248719.4556 | 3935775 | 1139122 | 1145909.8867 | 1109597.4556
555MP | Market purchases | 57618.9988 | 38490.5986 | 96109.5975 | 136617.4971 | 46877.6282 | 183495.1253 | 80875.51 | 41822.7571 | 122698.2671 | 174972.2 | 47826.7117 | 222798.9117 | -23256.5112 | -3332.1584 | -26588.6696 | -38354.7029 | -949.0835 | -39303.7864 | 1426304.908 | 2508187.89 | 1929445 | 3143285 | -503140.092 | -635097.11
447 | Secondary sales | -528113.211 | 11843.9115 | -516269.2995 | -335831.09 | 15795.6539 | -320035.4361 | -517882.63 | 11481.4399 | -506401.1901 | -292209.31 | 11384.0495 | -280825.2605 | -10230.581 | 362.4716 | -9868.1094 | -43621.78 | 4411.6044 | -39210.1756 | -7142909.9 | -4201711.46 | -6557095 | -3673296 | -585814.9 | -528415.46
565 | Transmission | 0 | 178866.1673 | 178866.1673 | 0 | 183209.9869 | 183209.9869 | 0 | 162467.6018 | 162467.6018 | 0 | 161778.2306 | 161778.2306 | 0 | 16398.5656 | 16398.5656 | 0 | 21431.7564 | 21431.7564 | 0 | 0 | 0 | 0 | 0 | 0
456 | Other revenues | 0 | -116234.4153 | -116234.4153 | 0 | -108411.5277 | -108411.5277 | 0 | -130054.3727 | -130054.3727 | 0 | -104404.0518 | -104404.0518 | 0 | 13819.9574 | 13819.9574 | 0 | -4007.476 | -4007.476 | 0 | 0 | 0 | 0 | 0 | 0
557DR | Demand Response | 0 | 16618.2344 | 16618.2344 | 0 | 17082.7693 | 17082.7693 | 0 | 16618.2344 | 16618.2344 | 0 | 17082.7693 | 17082.7693 | 0 | 0 | 0 | 0 | 0 | 0 | 0 | 0 | 0 | 0 | 0 | 0
557 | Other power supply expense | 0 | 22547.3533 | 22547.3533 | 0 | 23662.4114 | 23662.4114 | 0 | 22547.3533 | 22547.3533 | 0 | 23662.4114 | 23662.4114 | 0 | 0 | 0 | 0 | 0 | 0 | 0 | 0 | 0 | 0 | 0 | 0
| Total | 503595.4114 | 661544.5647 | 1165139.9761 | 593787.8589 | 598165.1285 | 1191952.9874 | 531241.8576 | 451371.5553 | 982613.4129 | 602707.88 | 493695.7017 | 1096403.5817 | -27646.4462 | 210173.0094 | 182526.5632 | -8920.0211 | 104469.4268 | 95549.4057 | 22406162.3886 | 22645525.2397 | 22406175 | 22645526 | -12.6114 | -0.76028
[14 empty] | % increase 2025 Rebuttal - Initial |  |  | % increase 2026 Rebuttal - Initial |  |  | Total Power Costs per MWh |  |  |  | Total Power Costs per MWh
Rate year: January 2025 through December 2026 | [13 empty] | -5.204% | 46.56% | 18.58% | -1.679% | 23.14% | 9.724% | 52.0009 | 52.6353 | 43.8546 | 48.4159 | 8.1463 | 4.2194
Gas price 90-day average dates: 5/17/24 - 8/15/24

## 26C Energy prices (R)
Shaded information is Designated as Confidential per Protective Order in WUTC Dockets UE-240004 and UG-240005
REDACTED VERSION
Puget Sound Energy
Exh. BDM-26C
Market Energy Prices
2024 Rebuttal GRC without CCA, 5/17/24 - 8/15/24 90-day average gas price dates
| Units | 2025-01-01 | 2025-02-01 | 2025-03-01 | 2025-04-01 | 2025-05-01 | 2025-06-01 | 2025-07-01 | 2025-08-01 | 2025-09-01 | 2025-10-01 | 2025-11-01 | 2025-12-01 | 2026-01-01 | 2026-02-01 | 2026-03-01 | 2026-04-01 | 2026-05-01 | 2026-06-01 | 2026-07-01 | 2026-08-01 | 2026-09-01 | 2026-10-01 | 2026-11-01 | 2026-12-01 | 2025 Average | 2026 Average
Sumas | $/MMBtu | 9.33 | 7 | 3.86 | 2.41 | 2.11 | 2.36 | 3.33 | 3.43 | 3.31 | 2.86 | 6.02 | 9.07 | 8.98 | 7.64 | 4.56 | 2.59 | 2.36 | 2.7 | 3.53 | 3.58 | 3.55 | 3.17 | 6.45 | 8.7 | 4.5908 | 4.8175
Stanfield | $/MMBtu | 6.62 | 5.5 | 3.43 | 2.49 | 2.34 | 2.6 | 3.33 | 3.42 | 3.34 | 2.96 | 4.6 | 6.67 | 6.46 | 5.68 | 3.93 | 2.72 | 2.55 | 2.81 | 3.58 | 3.67 | 3.59 | 3.17 | 4.77 | 6.69 | 3.9417 | 4.135
AECO | $/MMBtu | 2.2 | 2.2 | 2.06 | 1.89 | 1.82 | 1.86 | 1.89 | 1.92 | 1.95 | 2.11 | 2.49 | 2.78 | 2.87 | 2.84 | 2.47 | 2.1 | 2.05 | 2.1 | 2.17 | 2.17 | 2.16 | 2.32 | 2.72 | 3.01 | 2.0975 | 2.415
Station 2 | $/MMBtu | 2.07 | 2.07 | 1.92 | 1.57 | 1.5 | 1.53 | 1.57 | 1.6 | 1.62 | 1.78 | 2.37 | 2.66 | 2.75 | 2.72 | 2.35 | 1.96 | 1.9 | 1.96 | 2.02 | 2.03 | 2.01 | 2.17 | 2.6 | 2.89 | 1.855 | 2.28
Rockies | $/MMBtu | 6.89 | 5.76 | 3.39 | 2.64 | 2.43 | 2.66 | 3.39 | 3.47 | 3.33 | 2.98 | 4.58 | 7.02 | 7.08 | 6 | 3.89 | 2.75 | 2.71 | 2.87 | 3.67 | 3.7 | 3.64 | 3.22 | 4.88 | 6.8 | 4.045 | 4.2675
Mid C On-Peak | $/MWh
Mid C Off-Peak | $/MWh
Mid C Flat | $/MWh
Market Heat Rate - On Peak | MMBtu/MWh
Market Heat Rate - Off Peak | MMBtu/MWh
Market Heat Rate - Flat | MMBtu/MWh
2024 Initial GRC, 8/17/23 - 11/15/23 90-day average gas price dates
| Units | 2025-01-01 | 2025-02-01 | 2025-03-01 | 2025-04-01 | 2025-05-01 | 2025-06-01 | 2025-07-01 | 2025-08-01 | 2025-09-01 | 2025-10-01 | 2025-11-01 | 2025-12-01 | 2026-01-01 | 2026-02-01 | 2026-03-01 | 2026-04-01 | 2026-05-01 | 2026-06-01 | 2026-07-01 | 2026-08-01 | 2026-09-01 | 2026-10-01 | 2026-11-01 | 2026-12-01 | 2025 Average | 2026 Average
Sumas | $/MMBtu | 9.5 | 8.63 | 5.85 | 3.32 | 3.07 | 3.27 | 3.81 | 3.92 | 3.81 | 3.75 | 7.04 | 8.47 | 8.58 | 7.91 | 5.38 | 3.13 | 3.08 | 3.2 | 3.62 | 3.67 | 3.64 | 3.64 | 6.49 | 7.98 | 5.37 | 5.0267
Stanfield | $/MMBtu | 6.74 | 6.41 | 4.7 | 3.53 | 3.21 | 3.37 | 3.84 | 3.89 | 3.84 | 3.74 | 4.92 | 6.36 | 6.59 | 6.23 | 4.67 | 3.44 | 2.99 | 3.17 | 3.78 | 3.83 | 3.77 | 3.62 | 4.82 | 6.15 | 4.5458 | 4.4217
AECO | $/MMBtu | 3.09 | 3.08 | 2.85 | 2.67 | 2.53 | 2.54 | 2.6 | 2.65 | 2.75 | 2.85 | 3.12 | 3.42 | 3.62 | 3.57 | 3.08 | 2.71 | 2.53 | 2.63 | 2.7 | 2.73 | 2.75 | 2.82 | 3.17 | 3.47 | 2.8458 | 2.9817
Station 2 | $/MMBtu | 2.97 | 2.96 | 2.73 | 2.4 | 2.27 | 2.28 | 2.34 | 2.38 | 2.48 | 2.58 | 2.99 | 3.29 | 3.49 | 3.43 | 2.95 | 2.47 | 2.3 | 2.39 | 2.46 | 2.49 | 2.51 | 2.57 | 3.03 | 3.33 | 2.6392 | 2.785
Rockies | $/MMBtu | 7.12 | 6.58 | 4.41 | 3.51 | 3.29 | 3.48 | 3.95 | 4.03 | 3.9 | 3.79 | 5.03 | 6.44 | 6.71 | 6.35 | 4.74 | 3.29 | 3.27 | 3.37 | 3.76 | 3.8 | 3.74 | 3.69 | 4.86 | 6.12 | 4.6275 | 4.475
Mid C On-Peak | $/MWh
Mid C Off-Peak | $/MWh
Mid C Flat | $/MWh
Market Heat Rate - On Peak | MMBtu/MWh
Market Heat Rate - Off Peak | MMBtu/MWh
Market Heat Rate - Flat | MMBtu/MWh
Increase / (Decrease)
| Units | 2025-01-01 | 2025-02-01 | 2025-03-01 | 2025-04-01 | 2025-05-01 | 2025-06-01 | 2025-07-01 | 2025-08-01 | 2025-09-01 | 2025-10-01 | 2025-11-01 | 2025-12-01 | 2026-01-01 | 2026-02-01 | 2026-03-01 | 2026-04-01 | 2026-05-01 | 2026-06-01 | 2026-07-01 | 2026-08-01 | 2026-09-01 | 2026-10-01 | 2026-11-01 | 2026-12-01 | 2025 Variance Average | 2026 Variance Average
Sumas | $/MMBtu | -0.17 | -1.63 | -1.99 | -0.91 | -0.96 | -0.91 | -0.48 | -0.49 | -0.5 | -0.89 | -1.02 | 0.6 | 0.4 | -0.27 | -0.82 | -0.54 | -0.72 | -0.5 | -0.09 | -0.09 | -0.09 | -0.47 | -0.04 | 0.72 | -0.77917 | -0.20917
Stanfield | $/MMBtu | -0.12 | -0.91 | -1.27 | -1.04 | -0.87 | -0.77 | -0.51 | -0.47 | -0.5 | -0.78 | -0.32 | 0.31 | -0.13 | -0.55 | -0.74 | -0.72 | -0.44 | -0.36 | -0.2 | -0.16 | -0.18 | -0.45 | -0.05 | 0.54 | -0.60417 | -0.28667
AECO | $/MMBtu | -0.89 | -0.88 | -0.79 | -0.78 | -0.71 | -0.68 | -0.71 | -0.73 | -0.8 | -0.74 | -0.63 | -0.64 | -0.75 | -0.73 | -0.61 | -0.61 | -0.48 | -0.53 | -0.53 | -0.56 | -0.59 | -0.5 | -0.45 | -0.46 | -0.74833 | -0.56667
Station 2 | $/MMBtu | -0.9 | -0.89 | -0.81 | -0.83 | -0.77 | -0.75 | -0.77 | -0.78 | -0.86 | -0.8 | -0.62 | -0.63 | -0.74 | -0.71 | -0.6 | -0.51 | -0.4 | -0.43 | -0.44 | -0.46 | -0.5 | -0.4 | -0.43 | -0.44 | -0.78417 | -0.505
Rockies | $/MMBtu | -0.23 | -0.82 | -1.02 | -0.87 | -0.86 | -0.82 | -0.56 | -0.56 | -0.57 | -0.81 | -0.45 | 0.58 | 0.37 | -0.35 | -0.85 | -0.54 | -0.56 | -0.5 | -0.09 | -0.1 | -0.1 | -0.47 | 0.02 | 0.68 | -0.5825 | -0.2075
Mid C On-Peak | $/MWh
Mid C Off-Peak | $/MWh
Mid C Flat | $/MWh
Market Heat Rate - On Peak | MMBtu/MWh
Market Heat Rate - Off Peak | MMBtu/MWh
Market Heat Rate - Flat | MMBtu/MWh
Rate year: January 2025 through December 2026
Gas price 90-day average dates: 5/17/24 - 8/15/24

## 27C Aurora total (R)
Shaded information is Designated as Confidential per Protective Order in WUTC Dockets UE-240004 and UG-240005
REDACTED VERSION
Puget Sound Energy
Exh. BDM-27C
Aurora Cost and Energy Outputs
[9 empty] | 2025 | 2025 | 2025 | 2025 | 2025 | 2025 | 2025 | 2025 | 2025 | 2025 | 2025 | 2025 | 2026 | 2026 | 2026 | 2026 | 2026 | 2026 | 2026 | 2026 | 2026 | 2026 | 2026 | 2026
2024 GRC
Average |  |  | 2025 | 2026 | 2024 GRC Initial - 2025 | 2024 GRC Initial - 2026 | 2025 increase / (decrease) | 2026 increase / (decrease) | 2025-01-01 | 2025-02-01 | 2025-03-01 | 2025-04-01 | 2025-05-01 | 2025-06-01 | 2025-07-01 | 2025-08-01 | 2025-09-01 | 2025-10-01 | 2025-11-01 | 2025-12-01 | 2026-01-01 | 2026-02-01 | 2026-03-01 | 2026-04-01 | 2026-05-01 | 2026-06-01 | 2026-07-01 | 2026-08-01 | 2026-09-01 | 2026-10-01 | 2026-11-01 | 2026-12-01
Units | Acct. | ($ in thousands)
$ | 555H | Lower Baker | 0 | 0 | 0 | 0 | 0 | 0 | 0 | 0 | 0 | 0 | 0 | 0 | 0 | 0 | 0 | 0 | 0 | 0 | 0 | 0 | 0 | 0 | 0 | 0 | 0 | 0 | 0 | 0 | 0 | 0
$ | 555H | Upper Baker | 0 | 0 | 0 | 0 | 0 | 0 | 0 | 0 | 0 | 0 | 0 | 0 | 0 | 0 | 0 | 0 | 0 | 0 | 0 | 0 | 0 | 0 | 0 | 0 | 0 | 0 | 0 | 0 | 0 | 0
$ | 555H | Snoqualmie Falls | 0 | 0 | 0 | 0 | 0 | 0 | 0 | 0 | 0 | 0 | 0 | 0 | 0 | 0 | 0 | 0 | 0 | 0 | 0 | 0 | 0 | 0 | 0 | 0 | 0 | 0 | 0 | 0 | 0 | 0
$ | 555H | Canadian Entitlement | 0 | 0 | 0 | 0 | 0 | 0 | 0 | 0 | 0 | 0 | 0 | 0 | 0 | 0 | 0 | 0 | 0 | 0 | 0 | 0 | 0 | 0 | 0 | 0 | 0 | 0 | 0 | 0 | 0 | 0
$ | 555H | Mid C Priest Rapids Project | 0 | 0 | 0 | 0 | 0 | 0 | 0 | 0 | 0 | 0 | 0 | 0 | 0 | 0 | 0 | 0 | 0 | 0 | 0 | 0 | 0 | 0 | 0 | 0 | 0 | 0 | 0 | 0 | 0 | 0
$ | 555H | Mid C Rock Island | 0 | 0 | 0 | 0 | 0 | 0 | 0 | 0 | 0 | 0 | 0 | 0 | 0 | 0 | 0 | 0 | 0 | 0 | 0 | 0 | 0 | 0 | 0 | 0 | 0 | 0 | 0 | 0 | 0 | 0
$ | 555H | Mid C Rocky Reach | 0 | 0 | 0 | 0 | 0 | 0 | 0 | 0 | 0 | 0 | 0 | 0 | 0 | 0 | 0 | 0 | 0 | 0 | 0 | 0 | 0 | 0 | 0 | 0 | 0 | 0 | 0 | 0 | 0 | 0
$ | 555H | Mid C Wells | 0 | 0 | 0 | 0 | 0 | 0 | 0 | 0 | 0 | 0 | 0 | 0 | 0 | 0 | 0 | 0 | 0 | 0 | 0 | 0 | 0 | 0 | 0 | 0 | 0 | 0 | 0 | 0 | 0 | 0
$ | 501 | Colstrip 3&4
$ | 547 | Goldendale
$ | 547 | Mint Farm
$ | 547 | Sumas
$ | 547 | Freddy 1
$ | 547 | Freddy 1 Tolling
$ | 547 | Encogen
$ | 547 | Fredonia 1&2
$ | 547 | Fredonia 3&4
$ | 547 | Frederickson 1&2
$ | 547 | Whitehorn 2&3
$ | 547 | Ferndale
$ | 547 | Crystal Mountain
$ | 555 | Centralia coal PPA
$ | 555WS | Lund Hill
$ | 555WS | Skookumchuck
$ | 555WS | Hopkins Ridge wind
$ | 555WS | Wild Horse wind
$ | 555WS | Wild Horse Expansion wind
$ | 555WS | Lower Snake River wind
$ | 555WS | Beaver Creek Wind
$ | 555WS | Appaloosa Solar
$ | 555WS | Klondike III wind PPA
$ | 555WS | Golden Hills wind PPA
$ | 555WS | Clearwater wind PPA
$ | 555WS | Vantage Wind PPA
$ | 555 | Powerex summer peak PPA
$ | 555 | Powerex winter peak PPA
$ | 555H | Energy Keepers PPA
$ | 555 | SPI Biomass PPA
$ | 555 | Morgan Stanley PPA
$ | 555H
$ | 555H
$ | 555H
$ | 555H
$ | 555H
$ | 555
$ | 555
$ | 555
$ | 555H
$ | 555
$ | 555 | Baker Replacement | 0 | 0 | 0 | 0 | 0 | 0 | 0 | 0 | 0 | 0 | 0 | 0 | 0 | 0 | 0 | 0 | 0 | 0 | 0 | 0 | 0 | 0 | 0 | 0 | 0 | 0 | 0 | 0 | 0 | 0
$ | 555 | Glacier Battery Storage | 0 | 0 | 0 | 0
$ | 555 | PG&E Exchange | 0 | 0 | 0 | 0 | 0 | 0 | 0 | 0 | 0 | 0 | 0 | 0 | 0 | 0 | 0 | 0 | 0 | 0 | 0 | 0 | 0 | 0 | 0 | 0 | 0 | 0 | 0 | 0 | 0 | 0
$ | 555 | Point Roberts (BC Hydro) | 1910.4843 | 1910.4843 | 1910.48 | 1910.48 | 0.0043 | 0.0043 | 231.1987 | 185.9187 | 188.1215 | 146.6412 | 125.421 | 111.1254 | 122.7714 | 121.8823 | 114.6259 | 136.832 | 190.8137 | 235.1325 | 231.1987 | 185.9187 | 188.1215 | 146.6412 | 125.421 | 111.1254 | 122.7714 | 121.8823 | 114.6259 | 136.832 | 190.8137 | 235.1325
$ | 555H | QF Koma Kulshan | 3493.0575 | 3529.734 | 3531.57 | 3568.8 | -38.5125 | -39.066 | 255.3522 | 149.2381 | 142.6968 | 290.7235 | 585.8079 | 552.3748 | 371.8716 | 166.9628 | 168.9213 | 311.1579 | 315.8094 | 182.1412 | 258.0334 | 150.8051 | 144.1951 | 293.7762 | 591.959 | 558.1747 | 375.7761 | 168.7158 | 170.6949 | 314.4249 | 319.1252 | 184.0536
$ | 555H | QF Twin Falls | 5399.2008 | 5399.2008 | 5399.2 | 5399.2 | 0.0008 | 0.0008 | 594.7164 | 520.2288 | 555.4332 | 805.572 | 831.7548 | 530.604 | 154.566 | 6.5844 | 89.532 | 311.4756 | 528.228 | 470.5056 | 594.7164 | 520.2288 | 555.4332 | 805.572 | 831.7548 | 530.604 | 154.566 | 6.5844 | 89.532 | 311.4756 | 528.228 | 470.5056
$ | 555H | QF Weeks Falls | 993.0421 | 993.0421 | 993.04 | 993.04 | 0.00214 | 0.00214 | 93.1748 | 75.6605 | 81.8753 | 130.248 | 168.2537 | 155.439 | 50.3204 | 4.9885 | 4.5036 | 35.8906 | 95.1102 | 97.5775 | 93.1748 | 75.6605 | 81.8753 | 130.248 | 168.2537 | 155.439 | 50.3204 | 4.9885 | 4.5036 | 35.8906 | 95.1102 | 97.5775
$ | 555 | HF Sinclair March Point Cogen | 40151.4198 | 45003.447 | 42696.05 | 45298.41 | -2544.6302 | -294.963 | 5650.045 | 4024.278 | 2605.863 | 1591.837 | 651.8538 | 1596.173 | 3353.515 | 3676.638 | 3366.244 | 3969.232 | 4337.971 | 5327.77 | 6937.693 | 4677.338 | 3027.096 | 1726.483 | 863.312 | 1792.873 | 3761.074 | 4143.01 | 3642.981 | 4232.375 | 4692.758 | 5506.454
$ | 555 | 3Bar Wind PPA | 8.875 | 9.0965 | 8.89 | 9.09 | -0.015 | 0.00652 | 0.3125 | 0.25 | 0.5 | 0.875 | 0.9375 | 1.25 | 1.375 | 1.125 | 0.84375 | 0.625 | 0.4375 | 0.34375 | 0.3203 | 0.25624 | 0.51248 | 0.89684 | 0.9609 | 1.2812 | 1.4093 | 1.1531 | 0.86481 | 0.6406 | 0.44842 | 0.35233
$ | 555 | Black Creek PPA | 220.7297 | 226.2622 | 220.73 | 226.25 | -0.00032 | 0.01216 | 24.3627 | 8.6273 | 13.565 | 41.4546 | 64.8407 | 19.5879 | 2.7673 | 0.92242 | 2.3332 | 7.8677 | 28.2152 | 6.1856 | 24.9734 | 8.8436 | 13.905 | 42.4937 | 66.4659 | 20.0788 | 2.8366 | 0.94554 | 2.3917 | 8.0649 | 28.9224 | 6.3407
$ | 555 | Bloks Evergreen Dairy PPA | 11.0045 | 11.2795 | 11.04 | 11.28 | -0.03552 | -0.00048 | 0.91704 | 0.91704 | 0.91704 | 0.91704 | 0.91704 | 0.91704 | 0.91704 | 0.91704 | 0.91704 | 0.91704 | 0.91704 | 0.91704 | 0.93996 | 0.93996 | 0.93996 | 0.93996 | 0.93996 | 0.93996 | 0.93996 | 0.93996 | 0.93996 | 0.93996 | 0.93996 | 0.93996
$ | 555 | CC Solar 1 PPA | 1.7019 | 1.7444 | 1.69 | 1.76 | 0.01192 | -0.01562 | 0.07736 | 0.11604 | 0.15472 | 0.1934 | 0.1934 | 0.1934 | 0.23208 | 0.23208 | 0.15472 | 0.07736 | 0.03868 | 0.03868 | 0.07929 | 0.11893 | 0.15858 | 0.19823 | 0.19823 | 0.19823 | 0.23787 | 0.23787 | 0.15858 | 0.07929 | 0.039645 | 0.039645
$ | 555 | CC Solar 2 PPA | 1.7019 | 1.7444 | 1.69 | 1.76 | 0.01192 | -0.01562 | 0.07736 | 0.11604 | 0.15472 | 0.1934 | 0.1934 | 0.1934 | 0.23208 | 0.23208 | 0.15472 | 0.07736 | 0.03868 | 0.03868 | 0.07929 | 0.11893 | 0.15858 | 0.19823 | 0.19823 | 0.19823 | 0.23787 | 0.23787 | 0.15858 | 0.07929 | 0.039645 | 0.039645
$ | 555 | Camas PPA | 874.3212 | 896.1735 |  |  | 874.3212 | 896.1735 | 20.557 | 42.1838 | 70.7649 | 91.3219 | 107.3701 | 116.8462 | 127.3921 | 111.8789 | 85.1319 | 54.0289 | 28.8103 | 18.0351 | 21.0708 | 43.2382 | 72.5336 | 93.6043 | 110.0536 | 119.7666 | 130.5761 | 114.6751 | 87.2596 | 55.3793 | 29.5304 | 18.4859
$ | 555 | Edaleen Dairy PPA | 235.1273 | 241.0162 |  |  | 235.1273 | 241.0162 | 19.593 | 19.593 | 19.593 | 19.5958 | 19.593 | 19.5958 | 19.593 | 19.593 | 19.5958 | 19.593 | 19.5958 | 19.593 | 20.0837 | 20.0837 | 20.0837 | 20.0866 | 20.0837 | 20.0866 | 20.0837 | 20.0837 | 20.0866 | 20.0837 | 20.0866 | 20.0837
$ | 555 | Emerald City Renewables PPA | 2901 | 2973.375 | 2901 | 2973.36 | 0 | 0.015 | 251.42 | 212.74 | 251.42 | 232.08 | 251.42 | 232.08 | 251.42 | 251.42 | 232.08 | 251.42 | 232.08 | 251.42 | 257.6925 | 218.0475 | 257.6925 | 237.87 | 257.6925 | 237.87 | 257.6925 | 257.6925 | 237.87 | 257.6925 | 237.87 | 257.6925
$ | 555 | Emerald City Renewables 2 PPA | 2891.8094 | 2964.0854 | 2891.8 | 2964.08 | 0.0094 | 0.0054 | 245.6139 | 221.8473 | 245.6139 | 237.6662 | 245.6139 | 237.6662 | 245.6139 | 245.6139 | 237.6662 | 245.6139 | 237.6662 | 245.6139 | 251.7526 | 227.392 | 251.7526 | 243.6063 | 251.7526 | 243.6063 | 251.7526 | 251.7526 | 243.6063 | 251.7526 | 243.6063 | 251.7526
$ | 555 | Farm Power Rexville PPA | 295.7211 | 303.1096 |  |  | 295.7211 | 303.1096 | 25.3029 | 22.8915 | 25.2068 | 24.7632 | 25.3524 | 24.4681 | 25.3524 | 25.3029 | 21.908 | 25.3524 | 24.4681 | 25.3524 | 25.9351 | 23.4634 | 25.8366 | 25.3819 | 25.9858 | 25.0794 | 25.9858 | 25.9351 | 22.4554 | 25.9858 | 25.0794 | 25.9858
$ | 555 | Forest Farmstead PPA | 0 | 0 | 0 | 0 | 0 | 0
$ | 555 | Fumaria PPA | 0 | 0 | 874.32 | 896.18 | -874.32 | -896.18
$ | 555 | IKEA PPA | 23.8581 | 24.4544 | 23.85 | 24.46 | 0.0080725 | -0.005631 | 0.019181 | 0.31377 | 1.4708 | 2.8954 | 4.4677 | 4.6689 | 4.3339 | 2.7321 | 1.7681 | 0.91422 | 0.20185 | 0.072071 | 0.019661 | 0.32161 | 1.5076 | 2.9678 | 4.5794 | 4.7856 | 4.4422 | 2.8004 | 1.8123 | 0.93707 | 0.2069 | 0.073872
$ | 555 | Knudson Wind Turbine PPA | 6.2513 | 6.4073 | 6.24 | 6.36 | 0.01125 | 0.047281 | 0.52094 | 0.52094 | 0.52094 | 0.52094 | 0.52094 | 0.52094 | 0.52094 | 0.52094 | 0.52094 | 0.52094 | 0.52094 | 0.52094 | 0.53394 | 0.53394 | 0.53394 | 0.53394 | 0.53394 | 0.53394 | 0.53394 | 0.53394 | 0.53394 | 0.53394 | 0.53394 | 0.53394
$ | 555 | Lake WA School District PPA | 17.782 | 18.2257 |  |  | 17.782 | 18.2257 | 1.1248 | 1.0159 | 1.3061 | 1.3058 | 1.5738 | 1.7414 | 2.2496 | 2.2496 | 1.7414 | 1.3493 | 1.0446 | 1.0795 | 1.1529 | 1.0413 | 1.3387 | 1.3384 | 1.6131 | 1.7849 | 2.3057 | 2.3057 | 1.7849 | 1.383 | 1.0707 | 1.1064
$ | 555 | Nooksack PPA | 1190.246 | 0 |  |  | 1190.246 | 0 | 82.0614 | 52.1548 | 92.8469 | 80.9639 | 109.4256 | 31.8295 | 111.8434 | 126.3026 | 145.0635 | 113.0365 | 135.3551 | 109.3628 | 0 | 0 | 0 | 0 | 0 | 0 | 0 | 0 | 0 | 0 | 0 | 0
$ | 555 | Penstemon PPA | 874.3212 | 896.1735 | 874.32 | 896.18 | 0.00122 | -0.00652 | 20.557 | 42.1838 | 70.7649 | 91.3219 | 107.3701 | 116.8462 | 127.3921 | 111.8789 | 85.1319 | 54.0289 | 28.8103 | 18.0351 | 21.0708 | 43.2382 | 72.5336 | 93.6043 | 110.0536 | 119.7666 | 130.5761 | 114.6751 | 87.2596 | 55.3793 | 29.5304 | 18.4859
$ | 555 | Port of Coupeville PPA | 1.2103 | 1.2405 |  |  | 1.2103 | 1.2405 | 0.038886 | 0.058321 | 0.10219 | 0.12147 | 0.14578 | 0.1556 | 0.16531 | 0.15066 | 0.12637 | 0.077773 | 0.038857 | 0.029119 | 0.039854 | 0.059772 | 0.10473 | 0.1245 | 0.14941 | 0.15948 | 0.16943 | 0.15441 | 0.12952 | 0.079708 | 0.039824 | 0.029844
$ | 555 | Rainier Biogas PPA | 295.3705 | 302.7503 |  |  | 295.3705 | 302.7503 | 24.6143 | 24.6154 | 24.6143 | 24.6138 | 24.6143 | 24.6138 | 24.6143 | 24.6143 | 24.6138 | 24.6143 | 24.6138 | 24.6143 | 25.2293 | 25.2305 | 25.2293 | 25.2288 | 25.2293 | 25.2288 | 25.2293 | 25.2293 | 25.2288 | 25.2293 | 25.2288 | 25.2293
$ | 555 | Skookumchuck Hydro PPA | 150.3274 | 0 | 150.32 | 0 | 0.00743 | 0 | 23.0945 | 20.5719 | 19.8968 | 16.9833 | 8.5272 | 6.5375 | 4.3347 | 2.4871 | 6.2177 | 8.8825 | 15.2424 | 17.5518 | 0 | 0 | 0 | 0 | 0 | 0 | 0 | 0 | 0 | 0 | 0 | 0
$ | 555 | Smith Creek PPA | 0 | 0 | 0 | 0 | 0 | 0 | 0 | 0 | 0 | 0 | 0 | 0 | 0 | 0 | 0 | 0 | 0 | 0 | 0 | 0 | 0 | 0 | 0 | 0 | 0 | 0 | 0 | 0 | 0 | 0
$ | 555 | Swauk Wind PPA | 591.7641 | 0 |  |  | 591.7641 | 0 | 12.2583 | 26.9918 | 37.8128 | 59.9108 | 73.9554 | 84.4056 | 91.6619 | 80.8467 | 53.4616 | 28.3758 | 22.6745 | 19.409 | 0 | 0 | 0 | 0 | 0 | 0 | 0 | 0 | 0 | 0 | 0 | 0
$ | 555 | Sygitowicz PPA | 91.6249 | 93.915 | 0 | 0 | 91.6249 | 93.915 | 13.3735 | 8.6328 | 12.6857 | 13.7556 | 8.4826 | 4.2795 | 1.3756 | 0 | 0.99346 | 4.4324 | 12.0744 | 11.5394 | 13.7078 | 8.8486 | 13.0028 | 14.0994 | 8.6946 | 4.3865 | 1.4099 | 0 | 1.0183 | 4.5431 | 12.3761 | 11.8278
$ | 555 | Tacoma Glass PPA | 2.6399 | 0 |  |  | 2.6399 | 0 | 0.078134 | 0.048356 | 0.053536 | 0.30106 | 0.35016 | 0.37387 | 0.4471 | 0.38922 | 0.27725 | 0.16495 | 0.088216 | 0.068006 | 0 | 0 | 0 | 0 | 0 | 0 | 0 | 0 | 0 | 0 | 0 | 0
$ | 555 | Urtica PPA | 874.3212 | 896.1735 | 874.32 | 896.18 | 0.00122 | -0.00652 | 20.557 | 42.1838 | 70.7649 | 91.3219 | 107.3701 | 116.8462 | 127.3921 | 111.8789 | 85.1319 | 54.0289 | 28.8103 | 18.0351 | 21.0708 | 43.2382 | 72.5336 | 93.6043 | 110.0536 | 119.7666 | 130.5761 | 114.6751 | 87.2596 | 55.3793 | 29.5304 | 18.4859
$ | 555 | Vanderhaak Dairy PPA | 298.2084 | 0 |  |  | 298.2084 | 0 | 24.9003 | 24.3089 | 24.9003 | 24.8993 | 24.9003 | 24.8993 | 24.9003 | 24.9003 | 24.8993 | 24.9003 | 24.8993 | 24.9003 | 0 | 0 | 0 | 0 | 0 | 0 | 0 | 0 | 0 | 0 | 0 | 0
$ | 555MP | Hourly Market Purchases | 29046.5315 | 100995.034 | 44895.62 | 139228.37 | -15849.0885 | -38233.336 | 14323.03 | 3067.461 | 1668.38 | 2202.224 | 1730.41 | 346.0436 | 1357.564 | 713.6666 | 37.135 | 2491.703 | 110.1597 | 998.7546 | 28387.76 | 13155.03 | 7123.304 | 3503.588 | 3959.49 | 1945.82 | 6386.178 | 7997.548 | 2994.197 | 9923.688 | 3236.711 | 12381.72
$ | 447 | Hourly Market Sales | -455061.691 | -284411.266 | -442634.29 | -238916.74 | -12427.401 | -45494.526 | -20265.47 | -39404.86 | -35424.82 | -16120.72 | -4962.371 | -26711.89 | -48709.8 | -52982.21 | -55922.51 | -38517.23 | -63492.74 | -52547.07 | -15978.25 | -25006.42 | -22461.19 | -14655.08 | -1922.826 | -23756.89 | -33518.78 | -30382.05 | -34307.52 | -24222.72 | -38570.66 | -19628.88
$ | 555MP | EIM Market Purchases | 28572.4673 | 35622.4631 | 35979.89 | 35743.83 | -7407.4227 | -121.3669 | 5191.926 | 4701.211 | 2123.681 | 1195.411 | 601.1863 | 1244.951 | 1847.047 | 1680.562 | 2263.801 | 2086.595 | 1636.401 | 3999.695 | 4852.71 | 5295.117 | 2639.5 | 1678.919 | 725.8761 | 1485.049 | 2129.701 | 2023.875 | 2336.158 | 2199.318 | 3843.839 | 6412.401
$ | 447 | EIM Market Sales | -73051.52 | -51419.824 | -75248.34 | -53292.57 | 2196.82 | 1872.746 | -8488.756 | -6818.725 | -5137.007 | -4115.581 | -1789.952 | -3478.615 | -5961.703 | -5496.308 | -4844.885 | -4509.973 | -13112.54 | -9297.475 | -6970.854 | -5833.072 | -4467.558 | -2598.787 | -1785.61 | -2286.539 | -4066.926 | -3357.113 | -3378.824 | -4071.007 | -5684.892 | -6918.642
$ |  | Total | -406687.0903 | -132510.458 | -373636.57 | -51160.24 | -33050.5203 | -81350.218 | -1603.3508 | -32726.7062 | -32210.1458 | -12815.6684 | -869.5 | -24583.2778 | -46217.7216 | -50961.0448 | -53691.8996 | -32763.4174 | -68524.1449 | -49720.2129 | 19091.9341 | -6114.3795 | -12338.8651 | -8071.862 | 4552.869 | -18518.8262 | -23618.324 | -18338.5317 | -27512.8331 | -10375.5602 | -30663.887 | -602.1922
|  | check | 0 | 0 | 0 | 0 | -1.819e-10 | 0
Units | Acct. | Energy (MWh)
MWh | 555H | Lower Baker | 347494.36 | 347494.36 | 347494 | 347494 | 0.36 | 0.36 | 30852.71 | 17633.19 | 19599.4 | 19254.59 | 24485.6 | 40269.79 | 35598.27 | 26198.17 | 19937.54 | 35482.44 | 44770.19 | 33412.47 | 30852.71 | 17633.19 | 19599.4 | 19254.59 | 24485.6 | 40269.79 | 35598.27 | 26198.17 | 19937.54 | 35482.44 | 44770.19 | 33412.47
MWh | 555H | Upper Baker | 336556.72 | 336477.09 | 335619 | 336003 | 937.72 | 474.09 | 28171.44 | 16789.76 | 17222.34 | 18480.26 | 26076.78 | 46829.06 | 35778.63 | 20248.7 | 18118.3 | 37728.05 | 43887.31 | 27226.09 | 28273.13 | 16769.27 | 17137.65 | 18432.22 | 26452.75 | 46447.52 | 35782.09 | 20248.7 | 18118.3 | 37728.05 | 43887.31 | 27200.1
MWh | 555H | Snoqualmie Falls | 208128.09 | 208128.09 | 208127 | 208127 | 1.09 | 1.09 | 21349.776 | 19136.424 | 21202.449 | 24432.872 | 21545.405 | 17622.554 | 13381.276 | 5953.364 | 6387.326 | 12860.155 | 22029.88 | 22226.609 | 21349.776 | 19136.424 | 21202.449 | 24432.872 | 21545.405 | 17622.554 | 13381.276 | 5953.364 | 6387.326 | 12860.155 | 22029.88 | 22226.609
MWh | 555H | Canadian Entitlement | -274956.92 | -250527.65 | -228254 | -228886 | -46702.92 | -21641.65 | -20481.71 | -20108.59 | -23074.19 | -23800.48 | -24715.88 | -22885.08 | -24715.88 | -23800.48 | -22975.09 | -23858.75 | -22091.43 | -22449.36 | -20334.91 | -18134.89 | -20910.64 | -21548.98 | -21548.98 | -21548.98 | -22377.79 | -21548.98 | -20774.32 | -21573.33 | -19975.3 | -20250.55
MWh | 555H | Mid C Priest Rapids Project | 965738.11 | 484792.95 | 468210 | 468225 | 497528.11 | 16567.95 | 84118.13 | 75794.28 | 77952.87 | 82876.84 | 97202.04 | 100899.69 | 96071.46 | 80106.8 | 57033.63 | 60165.05 | 73170.57 | 80346.75 | 42566.06 | 38106.91 | 38922.49 | 41489.46 | 48205.56 | 50545.07 | 48356.44 | 40335.63 | 28717.75 | 30294.47 | 36854.62 | 40398.49
MWh | 555H | Mid C Rock Island | 1015999.27 | 893867.05 | 894107 | 894435 | 121892.27 | -567.95 | 77119.26 | 78988.93 | 84071.7 | 86506.02 | 98091.54 | 101286.9 | 98319.63 | 89713.89 | 67738.41 | 69824.2 | 78481.63 | 85857.16 | 77602.44 | 68956.8 | 72863.95 | 75366.2 | 82147.92 | 88216.52 | 86031.07 | 78499.66 | 59271.11 | 61096.18 | 68701.75 | 75113.45
MWh | 555H | Mid C Rocky Reach | 2355880.7 | 2076966.2 | 2078265 | 2076112 | 277615.7 | 854.2 | 182316.5 | 180262.3 | 192086.6 | 203321.3 | 247586.8 | 255578.2 | 232918.7 | 202149.8 | 141340.5 | 146988.5 | 175036 | 196295.5 | 182483 | 157700.1 | 167372 | 177692.9 | 210812 | 223129.4 | 203736 | 176881 | 123672.9 | 128614.9 | 153159.6 | 171712.4
MWh | 555H | Mid C Wells | 783546.32 | 1236025.02 | 779753 | 822588 | 3793.32 | 413437.02 | 37349.33 | 33595.29 | 62450.56 | 84520.13 | 97143 | 101389 | 93796.09 | 83806.23 | 47126.91 | 48449.12 | 57799.05 | 36121.61 | 78685.63 | 70107.11 | 98863.55 | 122870.1 | 140640.1 | 147882.5 | 136906.7 | 122319.9 | 75128.51 | 77236.33 | 90947.02 | 74437.57
MWh | 501 | Colstrip 3&4 | 2401889.242 | 0 | 2391756 | 0 | 10133.242 | 0 | 236373 | 217918.2 | 197554.03 | 133227.25 | 66263.77 | 103209.192 | 241018.7 | 246443.8 | 238465.5 | 240991 | 233817.2 | 246607.6 | 0 | 0 | 0 | 0 | 0 | 0 | 0 | 0 | 0 | 0 | 0 | 0
MWh | 547 | Goldendale | 1702904.977 | 1950262.565 | 1977429 | 1995628 | -274524.023 | -45365.435 | 178532.6 | 189087.5 | 157168 | 16919.3 | 47549.31 | 135740.8 | 172835.1 | 182124.5 | 199981.7 | 4482.967 | 205136.4 | 213346.8 | 198880.1 | 188859.7 | 164025.7 | 132041.7 | 4413.665 | 133919.2 | 174351.3 | 183061.3 | 197131.9 | 150555.2 | 208511 | 214511.8
MWh | 547 | Mint Farm | 1731838.6 | 1718371.9 | 1776021 | 1862644 | -44182.4 | -144272.1 | 149037.6 | 155288.5 | 133488.3 | 128013.9 | 24432.9 | 126085.6 | 163183.5 | 174634.2 | 180694.3 | 150944.2 | 169750 | 176285.6 | 164171.3 | 156355.6 | 137295.6 | 118812.6 | 0 | 123518.8 | 164866.5 | 176269.5 | 178091.2 | 149259.1 | 171711.1 | 178020.6
MWh | 547 | Sumas | 673050.8 | 854139.003 | 682880 | 848166 | -9829.2 | 5973.003 | 48895.1 | 80040.02 | 33715.28 | 0 | 0 | 52727.61 | 82943.14 | 86557.7 | 86596.22 | 25697.34 | 88030.31 | 87848.08 | 73261.96 | 78163.64 | 67205.63 | 4208.943 | 41115.36 | 63287.4 | 84437.41 | 87425.41 | 85673.98 | 91232.26 | 88889.48 | 89237.53
MWh | 547 | Freddy 1 | 752710.3643 | 930802.7543 | 1171306 | 904149 | -418595.6357 | 26653.7543 | 13872.69 | 70046.45 | 55392.25 | 43632.49 | 5993.771 | 48101.16 | 82113.02 | 87067.98 | 87909.73 | 73254.3258 | 91231.2826 | 94095.215 | 87205.7455 | 84637.4735 | 74408.3533 | 34798.9241 | 48707.2685 | 72951.487 | 88393.6212 | 90636.921 | 88939.8276 | 73046.5011 | 91900.7183 | 95175.9131
MWh | 547 | Freddy 1 Tolling | 260136.9767 | 936404.3757 | 279312 | 961487 | -19175.0233 | -25082.6243 | 0 | 0 | 0 | 0 | 0 | 0 | 0 | 0 | 0 | 73695.1742 | 91780.3174 | 94661.485 | 87730.5544 | 85146.8264 | 74856.1467 | 35008.3459 | 49000.3915 | 73390.513 | 88925.5788 | 91182.3789 | 89475.0723 | 73486.0989 | 92453.7817 | 95748.6869
MWh | 547 | Encogen | 632691.51 | 845133.62 | 767266 | 978657 | -134574.49 | -133523.38 | 42296.4 | 96814.68 | 67792.76 | 26478.37 | 0 | 56926.39 | 75170.19 | 96921.99 | 94407.29 | 11253.1 | 0 | 64630.34 | 68828.36 | 97071.15 | 86223.28 | 23322.19 | 0 | 35172.78 | 88145.22 | 99734.54 | 104427.4 | 32970.82 | 110752.5 | 98485.38
MWh | 547 | Fredonia 1&2 | 652754.4209 | 767450.742 | 643345 | 746916 | 9409.4209 | 20534.742 | 11579.8 | 25983.304 | 71737.81 | 83263.58 | 5184.973 | 18450.66 | 55245.9999 | 110359.95 | 117605.16 | 95906.84 | 48801.049 | 8635.295 | 15724.194 | 36766.625 | 68144.68 | 64862.17 | 24057.79 | 72814.29 | 105035.47 | 112431.04 | 115358.98 | 90085.83 | 44798.574 | 17371.099
MWh | 547 | Fredonia 3&4 | 219100.7134 | 244878.391 | 216072 | 237946 | 3028.7134 | 6932.391 | 11420.453 | 16119.127 | 10907.661 | 1006.3144 | 12844.91 | 22125.53 | 38771.57 | 29578.171 | 16368.081 | 21346.32 | 24101.15 | 14511.426 | 15480.104 | 20871.44 | 13619.907 | 13857.959 | 13675.872 | 20942.01 | 29373.14 | 30154.704 | 19250.228 | 24143.26 | 24466.34 | 19043.427
MWh | 547 | Frederickson 1&2 | 620942.619 | 660005.327 | 535279 | 661606 | 85663.619 | -1600.673 | 5574.391 | 33840.42 | 50808.95 | 55282.08 | 21487.545 | 39957.25 | 78661.56 | 90043.95 | 92762.73 | 70783.28 | 73494.92 | 8245.543 | 9813.837 | 52265.75 | 41123.31 | 62064.21 | 29738.3 | 36396.48 | 78336.71 | 88339.45 | 91620.22 | 76328.36 | 70389.51 | 23589.19
MWh | 547 | Whitehorn 2&3 | 556352.028 | 601582.165 | 476818 | 604893 | 79534.028 | -3310.835 | 9579.252 | 24123.62 | 59256.62 | 56521.76 | 8585.391 | 24837.72 | 64851.21 | 84539.14 | 66515.5 | 83896.05 | 61344.35 | 12301.415 | 16173.071 | 41451.19 | 55717.59 | 59293.19 | 16402.357 | 21109.409 | 68075.86 | 82088.14 | 90441.81 | 75254.37 | 56986.31 | 18588.868
MWh | 547 | Ferndale | 1541575.36 | 1665735.27 | 1547200 | 1643731 | -5624.64 | 22004.27 | 98040.02 | 147391.4 | 129406 | 72102.95 | 36305.32 | 122097.9 | 163521.8 | 176731.5 | 179205.2 | 99696.07 | 162940 | 154137.2 | 131472.8 | 148770.6 | 133109.4 | 80241.29 | 63278.68 | 118497.3 | 166254.7 | 178501.1 | 176525.6 | 140694.8 | 166020.5 | 162368.5
MWh | 547 | Crystal Mountain | 17.64 | 22.05 | 18 | 22 | -0.36 | 0.05 | 17.64 | 0 | 0 | 0 | 0 | 0 | 0 | 0 | 0 | 0 | 0 | 0 | 22.05 | 0 | 0 | 0 | 0 | 0 | 0 | 0 | 0 | 0 | 0 | 0
MWh | 555 | Centralia coal PPA | 2628000 | 0 | 2628000 | 0 | 0 | 0 | 223200 | 201600 | 223200 | 216000 | 223200 | 216000 | 223200 | 223200 | 216000 | 223200 | 216000 | 223200 | 0 | 0 | 0 | 0 | 0 | 0 | 0 | 0 | 0 | 0 | 0 | 0
MWh | 555WS | Lund Hill | 0 | 0 | 0 | 0 | 0 | 0 | 0 | 0 | 0 | 0 | 0 | 0 | 0 | 0 | 0 | 0 | 0 | 0 | 0 | 0 | 0 | 0 | 0 | 0 | 0 | 0 | 0 | 0 | 0 | 0
MWh | 555WS | Skookumchuck | 0 | 0 | 0 | 0 | 0 | 0 | 0 | 0 | 0 | 0 | 0 | 0 | 0 | 0 | 0 | 0 | 0 | 0 | 0 | 0 | 0 | 0 | 0 | 0 | 0 | 0 | 0 | 0 | 0 | 0
MWh | 555WS | Hopkins Ridge wind | 412757.95 | 412757.95 | 412757 | 412757 | 0.95 | 0.95 | 35259.36 | 31212.2 | 44789.96 | 41023.8 | 38657.19 | 38258.52 | 29117.06 | 28861.12 | 26803.45 | 30779.75 | 33106.15 | 34889.39 | 35259.36 | 31212.2 | 44789.96 | 41023.8 | 38657.19 | 38258.52 | 29117.06 | 28861.12 | 26803.45 | 30779.75 | 33106.15 | 34889.39
MWh | 555WS | Wild Horse wind | 590606.935 | 590608.0035 | 590606 | 590605 | 0.935 | 3.0035 | 47185.3715 | 42466.312 | 56072.535 | 56745.2645 | 56526.173 | 54350.15 | 50226.233 | 45969.372 | 42034.257 | 47982.048 | 46655.7235 | 44393.4955 | 47185.345 | 42466.312 | 56071.8635 | 56746.2155 | 56525.5425 | 54351.1615 | 50226.793 | 45968.8665 | 42034.0045 | 47982.3055 | 46656.6235 | 44392.9705
MWh | 555WS | Wild Horse Expansion wind | 90676.859 | 90676.859 | 90678 | 90678 | -1.141 | -1.141 | 8055.204 | 6975.275 | 8858.23 | 8919.072 | 8842.844 | 7536.94 | 7044.149 | 6037.768 | 6672.623 | 7339.561 | 7104.608 | 7290.585 | 8055.204 | 6975.275 | 8858.23 | 8919.072 | 8842.844 | 7536.94 | 7044.149 | 6037.768 | 6672.623 | 7339.561 | 7104.608 | 7290.585
MWh | 555WS | Lower Snake River wind | 849937.26 | 849937.26 | 849939 | 849939 | -1.74 | -1.74 | 64039.84 | 62348.6 | 90930.53 | 81231.41 | 78521.7 | 78847.52 | 65941.59 | 65656.26 | 61645.04 | 68372.89 | 63737.63 | 68664.25 | 64039.84 | 62348.6 | 90930.53 | 81231.41 | 78521.7 | 78847.52 | 65941.59 | 65656.26 | 61645.04 | 68372.89 | 63737.63 | 68664.25
MWh | 555WS | Beaver Creek Wind | 410224.51 | 803613.67 | 410225 | 803616 | -0.49 | -2.33 | 0 | 0 | 0 | 0 | 0 | 0 | 0 | 44975.92 | 60201.81 | 107721.1 | 86170.58 | 111155.1 | 112928.5 | 48001.69 | 43897.16 | 61906.66 | 40097.68 | 52752.87 | 33804.6 | 44975.92 | 60201.81 | 107721.1 | 86170.58 | 111155.1
MWh | 555WS | Appaloosa Solar | 0 | 0 | 0 | 0 | 0 | 0 | 0 | 0 | 0 | 0 | 0 | 0 | 0 | 0 | 0 | 0 | 0 | 0 | 0 | 0 | 0 | 0 | 0 | 0 | 0 | 0 | 0 | 0 | 0 | 0
MWh | 555WS | Klondike III wind PPA | 127877.105 | 127877.105 | 127878 | 127878 | -0.895 | -0.895 | 4497.945 | 7737.52 | 9182.045 | 13156.95 | 14384.16 | 16194.9 | 16992.19 | 13896.21 | 9711.6 | 7156.35 | 7775.7 | 7191.535 | 4497.945 | 7737.52 | 9182.045 | 13156.95 | 14384.16 | 16194.9 | 16992.19 | 13896.21 | 9711.6 | 7156.35 | 7775.7 | 7191.535
MWh | 555WS | Golden Hills wind PPA | 615307.48 | 615307.48 | 688791 | 699448 | -73483.52 | -84140.52 | 31545.29 | 42958.81 | 37147.86 | 63079.88 | 61423.75 | 70884.1 | 76501.35 | 60837.73 | 50842.04 | 45778.82 | 40431.68 | 33876.17 | 31545.29 | 42958.81 | 37147.86 | 63079.88 | 61423.75 | 70884.1 | 76501.35 | 60837.73 | 50842.04 | 45778.82 | 40431.68 | 33876.17
MWh | 555WS | Clearwater wind PPA | 1382837.064 | 1382837.064 | 1382837 | 1382837 | 0.064 | 0.064 | 142726.605 | 106153.113 | 115076.066 | 116582.656 | 116471.309 | 107341.553 | 97532.823 | 97614.943 | 101745.164 | 121322.492 | 126536.725 | 133733.615 | 142726.605 | 106153.113 | 115076.066 | 116582.656 | 116471.309 | 107341.553 | 97532.823 | 97614.943 | 101745.164 | 121322.492 | 126536.725 | 133733.615
MWh | 555WS | Vantage Wind PPA | 53083.36 | 232080.62 | 53092 | 232090 | -8.64 | -9.38 | 0 | 0 | 0 | 0 | 0 | 0 | 0 | 0 | 0 | 17265 | 18353.62 | 17464.74 | 18562.71 | 16697.42 | 22039.56 | 22300.3 | 22201.88 | 21342.6 | 19714.69 | 18042.38 | 16503.28 | 18857.44 | 18353.62 | 17464.74
MWh | 555 | Powerex summer peak PPA | 0 | 0 | 0 | 0 | 0 | 0 | 0 | 0 | 0 | 0 | 0 | 0 | 0 | 0 | 0 | 0 | 0 | 0 | 0 | 0 | 0 | 0 | 0 | 0 | 0 | 0 | 0 | 0 | 0 | 0
MWh | 555 | Powerex winter peak PPA | 0 | 0 | 0 | 0 | 0 | 0 | 0 | 0 | 0 | 0 | 0 | 0 | 0 | 0 | 0 | 0 | 0 | 0 | 0 | 0 | 0 | 0 | 0 | 0 | 0 | 0 | 0 | 0 | 0 | 0
MWh | 555H | Energy Keepers PPA | 350400 | 350400 | 350400 | 350400 | 0 | 0 | 29760 | 26880 | 29760 | 28800 | 29760 | 28800 | 29760 | 29760 | 28800 | 29760 | 28800 | 29760 | 29760 | 26880 | 29760 | 28800 | 29760 | 28800 | 29760 | 29760 | 28800 | 29760 | 28800 | 29760
MWh | 555 | SPI Biomass PPA | 130980 | 130980 | 130977 | 130977 | 3 | 3 | 11699.4 | 10567.2 | 11699.4 | 11322 | 8258.4 | 7992 | 11699.4 | 11699.4 | 11322 | 11699.4 | 11322 | 11699.4 | 11699.4 | 10567.2 | 11699.4 | 11322 | 8258.4 | 7992 | 11699.4 | 11699.4 | 11322 | 11699.4 | 11322 | 11699.4
MWh | 555 | Morgan Stanley PPA | 244800 | 244800 | 244800 | 244800 | 0 | 0 | 41600 | 38400 | 41600 | 0 | 0 | 0 | 0 | 0 | 0 | 43200 | 38400 | 41600 | 41600 | 38400 | 41600 | 0 | 0 | 0 | 0 | 0 | 0 | 43200 | 38400 | 41600
MWh | 555H | Chelan P1 2023 RFP | 122800 | 0 | 122800 | 0 | 0 | 0 | 10400 | 9600 | 10400 | 10400 | 10400 | 10000 | 10400 | 10400 | 10000 | 10800 | 9600 | 10400 | 0 | 0 | 0 | 0 | 0 | 0 | 0 | 0 | 0 | 0 | 0 | 0
MWh | 555H | Chelan P2 2023 RFP | 61200 | 0 | 171000 | 0 | -109800 | 0 | 10400 | 9600 | 10400 | 0 | 0 | 0 | 0 | 0 | 0 | 10800 | 9600 | 10400 | 0 | 0 | 0 | 0 | 0 | 0 | 0 | 0 | 0 | 0 | 0 | 0
MWh | 555H | Chelan P3 2023 RFP | 61200 | 0 | 171000 | 0 | -109800 | 0 | 10400 | 9600 | 10400 | 0 | 0 | 0 | 0 | 0 | 0 | 10800 | 9600 | 10400 | 0 | 0 | 0 | 0 | 0 | 0 | 0 | 0 | 0 | 0 | 0 | 0
MWh | 555H | Chelan P4 2023 RFP | 61200 | 0 | 171000 | 0 | -109800 | 0 | 10400 | 9600 | 10400 | 0 | 0 | 0 | 0 | 0 | 0 | 10800 | 9600 | 10400 | 0 | 0 | 0 | 0 | 0 | 0 | 0 | 0 | 0 | 0 | 0 | 0
MWh | 555H | Chelan P5 2023 RFP | 30800 | 0 | 30800 | 0 | 0 | 0 | 0 | 0 | 0 | 0 | 0 | 0 | 10400 | 10400 | 10000 | 0 | 0 | 0 | 0 | 0 | 0 | 0 | 0 | 0 | 0 | 0 | 0 | 0 | 0 | 0
MWh | 555 | Morgan Stanley P1 2023 RFP | 0 | 0 | 0 | 0 | 0 | 0 | 0 | 0 | 0 | 0 | 0 | 0 | 0 | 0 | 0 | 0 | 0 | 0 | 0 | 0 | 0 | 0 | 0 | 0 | 0 | 0 | 0 | 0 | 0 | 0
MWh | 555 | Morgan Stanley P2 2023 RFP | 54000 | 0 | 54000 | 0 | 0 | 0 | 18600 | 16800 | 18600 | 0 | 0 | 0 | 0 | 0 | 0 | 0 | 0 | 0 | 0 | 0 | 0 | 0 | 0 | 0 | 0 | 0 | 0 | 0 | 0 | 0
MWh | 555 | Morgan Stanley P3 2023 RFP | 110400 | 0 | 110400 | 0 | 0 | 0 | 0 | 0 | 0 | 0 | 0 | 0 | 0 | 0 | 0 | 37200 | 36000 | 37200 | 0 | 0 | 0 | 0 | 0 | 0 | 0 | 0 | 0 | 0 | 0 | 0
MWh | 555H | Chelan P1 2024 RFP | 209600 | 0 |  |  | 209600 | 0 | 0 | 0 | 0 | 0 | 111600 | 10000 | 20800 | 31200 | 0 | 0 | 36000 | 0 | 0 | 0 | 0 | 0 | 0 | 0 | 0 | 0 | 0 | 0 | 0 | 0
MWh | 555 | Powerex P1 2024 RFP | 1092000 | 1092000 |  |  | 1092000 | 1092000 | 124000 | 112000 | 124000 | 0 | 0 | 120000 | 124000 | 124000 | 120000 | 0 | 120000 | 124000 | 124000 | 112000 | 124000 | 0 | 0 | 120000 | 124000 | 124000 | 120000 | 0 | 120000 | 124000
MWh | 555 | Baker Replacement | 7000.128 | 7000.128 | 7000 | 7000 | 0.128 | 0.128 | 1750.037 | 1750.022 | 0 | 0 | 0 | 0 | 0 | 0 | 0 | 0 | 1750.032 | 1750.037 | 1750.037 | 1750.022 | 0 | 0 | 0 | 0 | 0 | 0 | 0 | 0 | 1750.032 | 1750.037
MWh | 555 | Glacier Battery Storage | -621.8077 | -673.8216 | -689 | -711 | 67.1923 | 37.1784 | -52.567 | -50.7351 | -79.8473 | -82.6966 | -58.6528 | -90.4862 | -47.0465 | 3.9846 | -41.9183 | -35.9342 | -38.292 | -47.6165 | -73.2821 | -50.211 | -78.137 | -86.526 | -97.6417 | -30.0379 | -75.3517 | -5.0925 | -34.7198 | -68.6999 | -14.557 | -59.5651
MWh | 555 | PG&E Exchange | 0.13 | 0.12 | -2 | -2 | 2.13 | 2.12 | 47269.5 | 45076.5 | 0 | 0 | 0 | -52605.01 | -101072.43 | -140373.72 | -118948.8 | 0 | 131959.97 | 188694.12 | 47269.5 | 45076.5 | 0 | 0 | 0 | -52605.02 | -101072.43 | -140373.72 | -118948.8 | 0 | 131959.97 | 188694.12
MWh | 555 | Point Roberts (BC Hydro) | 20653.885 | 20653.885 | 20653 | 20653 | 0.885 | 0.885 | 2499.446 | 2009.932 | 2033.746 | 1585.31 | 1355.903 | 1201.356 | 1327.259 | 1317.646 | 1239.199 | 1479.265 | 2062.85 | 2541.973 | 2499.446 | 2009.932 | 2033.746 | 1585.31 | 1355.903 | 1201.356 | 1327.259 | 1317.646 | 1239.199 | 1479.265 | 2062.85 | 2541.973
MWh | 555H | QF Koma Kulshan | 40992.168 | 40992.168 | 40992 | 40992 | 0.168 | 0.168 | 3010.224 | 1759.296 | 1682.184 | 3427.2 | 6905.808 | 6511.68 | 4338.264 | 1947.792 | 1970.64 | 3629.976 | 3684.24 | 2124.864 | 3010.224 | 1759.296 | 1682.184 | 3427.2 | 6905.808 | 6511.68 | 4338.264 | 1947.792 | 1970.64 | 3629.976 | 3684.24 | 2124.864
MWh | 555H | QF Twin Falls | 71989.34 | 71989.34 | 71990 | 71990 | -0.66 | -0.66 | 7929.552 | 6936.384 | 7405.776 | 10740.96 | 11090.06 | 7074.72 | 2060.88 | 87.792 | 1193.76 | 4153.008 | 7043.04 | 6273.408 | 7929.552 | 6936.384 | 7405.776 | 10740.96 | 11090.06 | 7074.72 | 2060.88 | 87.792 | 1193.76 | 4153.008 | 7043.04 | 6273.408
MWh | 555H | QF Weeks Falls | 13240.5616 | 13240.5616 | 13242 | 13242 | -1.4384 | -1.4384 | 1242.331 | 1008.806 | 1091.671 | 1736.64 | 2243.383 | 2072.52 | 670.9392 | 66.5136 | 60.048 | 478.5408 | 1268.136 | 1301.033 | 1242.331 | 1008.806 | 1091.671 | 1736.64 | 2243.383 | 2072.52 | 670.9392 | 66.5136 | 60.048 | 478.5408 | 1268.136 | 1301.033
MWh | 555 | HF Sinclair March Point Cogen | 621677.29 | 621677.29 | 621679 | 621679 | -1.71 | -1.71 | 61433.57 | 48808.7 | 51621.7 | 44291.52 | 42632.69 | 46065.6 | 52861.2 | 52757.04 | 48807.36 | 56590.13 | 58353.12 | 57454.66 | 61433.57 | 48808.7 | 51621.7 | 44291.52 | 42632.69 | 46065.6 | 52861.2 | 52757.04 | 48807.36 | 56590.13 | 58353.12 | 57454.66
MWh | 555 | 3Bar Wind PPA | 284 | 284 | 284 | 284 | 0 | 0 | 10 | 8 | 16 | 28 | 30 | 40 | 44 | 36 | 27 | 20 | 14 | 11 | 10 | 8 | 16 | 28 | 30 | 40 | 44 | 36 | 27 | 20 | 14 | 11
MWh | 555 | Black Creek PPA | 4068 | 4068 | 4068 | 4068 | 0 | 0 | 449 | 159 | 250 | 764 | 1195 | 361 | 51 | 17 | 43 | 145 | 520 | 114 | 449 | 159 | 250 | 764 | 1195 | 361 | 51 | 17 | 43 | 145 | 520 | 114
MWh | 555 | Bloks Evergreen Dairy PPA | 144 | 144 | 144 | 144 | 0 | 0 | 12 | 12 | 12 | 12 | 12 | 12 | 12 | 12 | 12 | 12 | 12 | 12 | 12 | 12 | 12 | 12 | 12 | 12 | 12 | 12 | 12 | 12 | 12 | 12
MWh | 555 | CC Solar 1 PPA | 22 | 22 | 25 | 25 | -3 | -3 | 1 | 1.5 | 2 | 2.5 | 2.5 | 2.5 | 3 | 3 | 2 | 1 | 0.5 | 0.5 | 1 | 1.5 | 2 | 2.5 | 2.5 | 2.5 | 3 | 3 | 2 | 1 | 0.5 | 0.5
MWh | 555 | CC Solar 2 PPA | 22 | 22 | 25 | 25 | -3 | -3 | 1 | 1.5 | 2 | 2.5 | 2.5 | 2.5 | 3 | 3 | 2 | 1 | 0.5 | 0.5 | 1 | 1.5 | 2 | 2.5 | 2.5 | 2.5 | 3 | 3 | 2 | 1 | 0.5 | 0.5
MWh | 555 | Camas PPA | 11441 | 11441 |  |  | 11441 | 11441 | 269 | 552 | 926 | 1195 | 1405 | 1529 | 1667 | 1464 | 1114 | 707 | 377 | 236 | 269 | 552 | 926 | 1195 | 1405 | 1529 | 1667 | 1464 | 1114 | 707 | 377 | 236
MWh | 555 | Edaleen Dairy PPA | 3899.9376 | 3899.9376 |  |  | 3899.9376 | 3899.9376 | 324.9792 | 324.9792 | 324.9792 | 325.026 | 324.9792 | 325.026 | 324.9792 | 324.9792 | 325.026 | 324.9792 | 325.026 | 324.9792 | 324.9792 | 324.9792 | 324.9792 | 325.026 | 324.9792 | 325.026 | 324.9792 | 324.9792 | 325.026 | 324.9792 | 325.026 | 324.9792
MWh | 555 | Emerald City Renewables PPA | 37500 | 37500 | 37500 | 37500 | 0 | 0 | 3250 | 2750 | 3250 | 3000 | 3250 | 3000 | 3250 | 3250 | 3000 | 3250 | 3000 | 3250 | 3250 | 2750 | 3250 | 3000 | 3250 | 3000 | 3250 | 3250 | 3000 | 3250 | 3000 | 3250
MWh | 555 | Emerald City Renewables 2 PPA | 37841 | 37841 | 37841 | 37841 | 0 | 0 | 3214 | 2903 | 3214 | 3110 | 3214 | 3110 | 3214 | 3214 | 3110 | 3214 | 3110 | 3214 | 3214 | 2903 | 3214 | 3110 | 3214 | 3110 | 3214 | 3214 | 3110 | 3214 | 3110 | 3214
MWh | 555 | Farm Power Rexville PPA | 6006.9276 | 6006.9276 |  |  | 6006.9276 | 6006.9276 | 513.9738 | 464.9904 | 512.0208 | 503.01 | 514.9782 | 497.016 | 514.9782 | 513.9738 | 445.014 | 514.9782 | 497.016 | 514.9782 | 513.9738 | 464.9904 | 512.0208 | 503.01 | 514.9782 | 497.016 | 514.9782 | 513.9738 | 445.014 | 514.9782 | 497.016 | 514.9782
MWh | 555 | Forest Farmstead PPA | 0 | 0 | 0 | 0 | 0 | 0 | 0 | 0 | 0 | 0 | 0 | 0 | 0 | 0 | 0 | 0 | 0 | 0 | 0 | 0 | 0 | 0 | 0 | 0 | 0 | 0 | 0 | 0 | 0 | 0
MWh | 555 | Fumaria PPA | 0 | 0 | 11441 | 11441 | -11441 | -11441 | 0 | 0 | 0 | 0 | 0 | 0 | 0 | 0 | 0 | 0 | 0 | 0 | 0 | 0 | 0 | 0 | 0 | 0 | 0 | 0 | 0 | 0 | 0 | 0
MWh | 555 | IKEA PPA | 312.1967 | 312.1967 | 312 | 312 | 0.19672 | 0.19672 | 0.251 | 4.1059 | 19.2464 | 37.8883 | 58.4626 | 61.0957 | 56.7109 | 35.751 | 23.1372 | 11.9631 | 2.6414 | 0.94309 | 0.251 | 4.1059 | 19.2464 | 37.8883 | 58.4626 | 61.0957 | 56.7109 | 35.751 | 23.1372 | 11.9631 | 2.6414 | 0.94309
MWh | 555 | Knudson Wind Turbine PPA | 200.04 | 200.04 | 204 | 204 | -3.96 | -3.96 | 16.67 | 16.67 | 16.67 | 16.67 | 16.67 | 16.67 | 16.67 | 16.67 | 16.67 | 16.67 | 16.67 | 16.67 | 16.67 | 16.67 | 16.67 | 16.67 | 16.67 | 16.67 | 16.67 | 16.67 | 16.67 | 16.67 | 16.67 | 16.67
MWh | 555 | Lake WA School District PPA | 435.0857 | 435.0857 |  |  | 435.0857 | 435.0857 | 27.5213 | 24.8579 | 31.9585 | 31.95 | 38.5087 | 42.6085 | 55.0426 | 55.0426 | 42.6085 | 33.015 | 25.56 | 26.412 | 27.5213 | 24.8579 | 31.9585 | 31.95 | 38.5087 | 42.6085 | 55.0426 | 55.0426 | 42.6085 | 33.015 | 25.56 | 26.412
MWh | 555 | Nooksack PPA | 19742.0166 | 0 |  |  | 19742.0166 | 0 | 1361.111 | 865.0656 | 1540.006 | 1342.908 | 1814.988 | 527.94 | 1855.09 | 2094.918 | 2406.096 | 1874.88 | 2245.068 | 1813.946 | 0 | 0 | 0 | 0 | 0 | 0 | 0 | 0 | 0 | 0 | 0 | 0
MWh | 555 | Penstemon PPA | 11441 | 11441 | 11441 | 11441 | 0 | 0 | 269 | 552 | 926 | 1195 | 1405 | 1529 | 1667 | 1464 | 1114 | 707 | 377 | 236 | 269 | 552 | 926 | 1195 | 1405 | 1529 | 1667 | 1464 | 1114 | 707 | 377 | 236
MWh | 555 | Port of Coupeville PPA | 24.894 | 24.894 |  |  | 24.894 | 24.894 | 0.7998 | 1.1995 | 2.1018 | 2.4984 | 2.9983 | 3.2004 | 3.4001 | 3.0988 | 2.5992 | 1.5996 | 0.7992 | 0.59892 | 0.7998 | 1.1995 | 2.1018 | 2.4984 | 2.9983 | 3.2004 | 3.4001 | 3.0988 | 2.5992 | 1.5996 | 0.7992 | 0.59892
MWh | 555 | Rainier Biogas PPA | 5999.8071 | 5999.8071 |  |  | 5999.8071 | 5999.8071 | 499.9851 | 500.009 | 499.9851 | 499.9756 | 499.9851 | 499.9756 | 499.9851 | 499.9851 | 499.9756 | 499.9851 | 499.9756 | 499.9851 | 499.9851 | 500.009 | 499.9851 | 499.9756 | 499.9851 | 499.9756 | 499.9851 | 499.9851 | 499.9756 | 499.9851 | 499.9756 | 499.9851
MWh | 555 | Skookumchuck Hydro PPA | 4231 | 0 | 4231 | 0 | 0 | 0 | 650 | 579 | 560 | 478 | 240 | 184 | 122 | 70 | 175 | 250 | 429 | 494 | 0 | 0 | 0 | 0 | 0 | 0 | 0 | 0 | 0 | 0 | 0 | 0
MWh | 555 | Smith Creek PPA | 0 | 0 | 0 | 0 | 0 | 0 | 0 | 0 | 0 | 0 | 0 | 0 | 0 | 0 | 0 | 0 | 0 | 0 | 0 | 0 | 0 | 0 | 0 | 0 | 0 | 0 | 0 | 0 | 0 | 0
MWh | 555 | Swauk Wind PPA | 11539.8618 | 0 |  |  | 11539.8618 | 0 | 239.0472 | 526.3608 | 737.3784 | 1168.308 | 1442.188 | 1645.974 | 1787.479 | 1576.573 | 1042.542 | 553.35 | 442.17 | 378.4914 | 0 | 0 | 0 | 0 | 0 | 0 | 0 | 0 | 0 | 0 | 0 | 0
MWh | 555 | Sygitowicz PPA | 1198.9655 | 1198.9655 | 0 | 0 | 1198.9655 | 1198.9655 | 175 | 112.9655 | 166 | 180 | 111 | 56 | 18 | 0 | 13 | 58 | 158 | 151 | 175 | 112.9655 | 166 | 180 | 111 | 56 | 18 | 0 | 13 | 58 | 158 | 151
MWh | 555 | Tacoma Glass PPA | 54.2957 | 0 |  |  | 54.2957 | 0 | 1.607 | 0.99456 | 1.1011 | 6.192 | 7.2019 | 7.6896 | 9.1958 | 8.0054 | 5.7024 | 3.3926 | 1.8144 | 1.3987 | 0 | 0 | 0 | 0 | 0 | 0 | 0 | 0 | 0 | 0 | 0 | 0
MWh | 555 | Urtica PPA | 11441 | 11441 | 11441 | 11441 | 0 | 0 | 269 | 552 | 926 | 1195 | 1405 | 1529 | 1667 | 1464 | 1114 | 707 | 377 | 236 | 269 | 552 | 926 | 1195 | 1405 | 1529 | 1667 | 1464 | 1114 | 707 | 377 | 236
MWh | 555 | Vanderhaak Dairy PPA | 4946.2331 | 0 |  |  | 4946.2331 | 0 | 413.0093 | 403.2 | 413.0093 | 412.992 | 413.0093 | 412.992 | 413.0093 | 413.0093 | 412.992 | 413.0093 | 412.992 | 413.0093 | 0 | 0 | 0 | 0 | 0 | 0 | 0 | 0 | 0 | 0 | 0 | 0
MWh | 555MP | Hourly Market Purchases | 817653.618 | 1854443.41 | 1190823 | 2399623 | -373169.382 | -545179.59 | 179130.6 | 50435.09 | 139356.6 | 203384.6 | 142438.4 | 17727.47 | 15003.3 | 7332.297 | 1865.321 | 43386.85 | 3256.16 | 14336.93 | 262330 | 157857.8 | 252032.5 | 276608.1 | 323800.9 | 62003.23 | 66226.95 | 82451.99 | 45037.97 | 152295.3 | 44410.47 | 129388.2
MWh | 447 | Hourly Market Sales | -6153007.9 | -3553527.86 | -5619218 | -3003748 | -533789.9 | -549779.86 | -161389 | -425702.3 | -485566.7 | -275125.6 | -147717.6 | -577052.8 | -736839.5 | -754858.1 | -766548.5 | -495667.8 | -782219.2 | -544320.8 | -122455.6 | -236076.9 | -272841.9 | -227192.7 | -35609.66 | -436545 | -463729.1 | -402817.1 | -437684.8 | -289233 | -445113 | -184229.1
MWh | 555MP | EIM Market Purchases | 608651.29 | 653744.48 | 738622 | 743662 | -129970.71 | -89917.52 | 67383.27 | 66259.25 | 88279.39 | 70874.12 | 54073.69 | 58677.13 | 28162.77 | 22274.42 | 36933.66 | 36597.69 | 31989.62 | 47146.28 | 49702.27 | 67039.55 | 82673.1 | 104710.6 | 45389.48 | 60166.08 | 29459.99 | 22061.22 | 31191.14 | 34908.21 | 56542.28 | 69900.56
MWh | 447 | EIM Market Sales | -989902 | -648183.6 | -937877 | -669548 | -52025 | 21364.4 | -78915.15 | -70239.28 | -75992.98 | -77249.04 | -54608.33 | -70898.91 | -96612.84 | -83820.82 | -69832.91 | -64969.4 | -160974 | -85788.34 | -60081.34 | -53959.71 | -64202.67 | -44498.81 | -45325 | -48261.85 | -58957.5 | -45594.23 | -45403.02 | -56918.89 | -63325.49 | -61655.09
MWh |  | Total | 22406162.3886 | 22645525.2397 | 22406175 | 22645526 | -12.6114 | -0.76028 | 2213043.1653 | 1942610.8983 | 2015436.0124 | 1758392.9906 | 1649870.0216 | 1611534.0667 | 1760186.0969 | 1777161.9294 | 1602643.1436 | 1780524.9908 | 1989285.004 | 2305474.069 | 2245961.9991 | 1964133.9954 | 2038348.0523 | 1774993.1398 | 1664148.9989 | 1629136.0779 | 1782123.0776 | 1800338.8771 | 1622011.1533 | 1796304.9336 | 2003584.9797 | 2324439.9549
|  | check | 0 | 0 | 0 | 0 | -4.5402e-09 | -8.1491e-10
Rate year: January 2025 through December 2026
Gas price 90-day average dates: 5/17/24 - 8/15/24

## 28C Not in Aurora (R)
Shaded information is Designated as Confidential per Protective Order in WUTC Dockets UE-240004 and UG-240005
REDACTED VERSION
Puget Sound Energy
Exh. BDM-28C
Power Costs Not in Aurora
Acct. | ($ in thousands) | 2025 | 2026 | 2024 GRC Initial - 2025 | 2024 GRC Initial - 2026 | 2025 increase / (decrease) | 2026 increase / (decrease) | 2025-01-01 | 2025-02-01 | 2025-03-01 | 2025-04-01 | 2025-05-01 | 2025-06-01 | 2025-07-01 | 2025-08-01 | 2025-09-01 | 2025-10-01 | 2025-11-01 | 2025-12-01 | 2026-01-01 | 2026-02-01 | 2026-03-01 | 2026-04-01 | 2026-05-01 | 2026-06-01 | 2026-07-01 | 2026-08-01 | 2026-09-01 | 2026-10-01 | 2026-11-01 | 2026-12-01
501 | Colstrip 3&4 fixed fuel cost
501 | Colstrip 3&4 fuel cost adjustment
555 | EIM GHG Benefit
555H | Mid C Priest Rapids Project
555H | Mid C Rock Island
555H | Mid C Rocky Reach
555H | Mid C Wells
555H | Chelan pre-payment amort. (Nov. 2011 - Oct. 2031)
565 | Transmission cost
565 | Chelan transmission cost
565 | Transmission re-assignments (test year order 56500100)
456 | Gas Transport Benefit
547 | Fixed gas transportation cost
547 | Fixed Price Gas Hedges
547 | Index Price Gas Purchases
547 | Gas Storage
555MP | Wind integration cost
547 | Distillate fuel incremental costs
547 | Remove non-fuel peaker start cost
547 | Reduction to fuel cost (CCA)
447 | Reduction to market sales revenue (CCA)
447 | PSE hedges sales
555MP | PSE hedges purchases
555 | BPA capacity agreement fixed cost
555 | HF Sinclair March Point Cogen capacity fixed cost
555 | Powerex P1 2024 RFP capacity fixed cost
555 | Powerex P1 2024 RFP clean energy cost
555 | Golden Hills winter peak capacity fixed cost
555 | Golden Hills PTC Benefit
555 | Premiums / (discount) on physical index deals
555 | Freddy 1 tolling agreement capacity cost
555 | Freddy 1 tolling agreement variable costs
557DR | Demand Response contract costs
555MP | Demand response benefit
557 | Other power supply expense
| Total | 0 | 0 | 0 | 0 | 0 | 0 | 0 | 0 | 0 | 0 | 0 | 0 | 0 | 0 | 0 | 0 | 0 | 0 | 0 | 0 | 0 | 0 | 0 | 0 | 0 | 0 | 0 | 0 | 0 | 0
Summary of costs not in Aurora
501 | Coal fuel | 0 | 0 | 0 | 0 | 0 | 0 | 0 | 0 | 0 | 0 | 0 | 0 | 0 | 0 | 0 | 0 | 0 | 0 | 0 | 0 | 0 | 0 | 0 | 0 | 0 | 0 | 0 | 0 | 0 | 0
547 | Natural gas fuel | 0 | 0 | 0 | 0 | 0 | 0 | 0 | 0 | 0 | 0 | 0 | 0 | 0 | 0 | 0 | 0 | 0 | 0 | 0 | 0 | 0 | 0 | 0 | 0 | 0 | 0 | 0 | 0 | 0 | 0
555WS | Wind and solar purchases | 0 | 0 | 0 | 0 | 0 | 0 | 0 | 0 | 0 | 0 | 0 | 0 | 0 | 0 | 0 | 0 | 0 | 0 | 0 | 0 | 0 | 0 | 0 | 0 | 0 | 0 | 0 | 0 | 0 | 0
555H | Hydro purchases | 0 | 0 | 0 | 0 | 0 | 0 | 0 | 0 | 0 | 0 | 0 | 0 | 0 | 0 | 0 | 0 | 0 | 0 | 0 | 0 | 0 | 0 | 0 | 0 | 0 | 0 | 0 | 0 | 0 | 0
555 | Other contract purchases and interchange | 0 | 0 | 0 | 0 | 0 | 0 | 0 | 0 | 0 | 0 | 0 | 0 | 0 | 0 | 0 | 0 | 0 | 0 | 0 | 0 | 0 | 0 | 0 | 0 | 0 | 0 | 0 | 0 | 0 | 0
555MP | Market purchases | 0 | 0 | 0 | 0 | 0 | 0 | 0 | 0 | 0 | 0 | 0 | 0 | 0 | 0 | 0 | 0 | 0 | 0 | 0 | 0 | 0 | 0 | 0 | 0 | 0 | 0 | 0 | 0 | 0 | 0
447 | Secondary sales | 0 | 0 | 0 | 0 | 0 | 0 | 0 | 0 | 0 | 0 | 0 | 0 | 0 | 0 | 0 | 0 | 0 | 0 | 0 | 0 | 0 | 0 | 0 | 0 | 0 | 0 | 0 | 0 | 0 | 0
565 | Transmission | 0 | 0 | 0 | 0 | 0 | 0 | 0 | 0 | 0 | 0 | 0 | 0 | 0 | 0 | 0 | 0 | 0 | 0 | 0 | 0 | 0 | 0 | 0 | 0 | 0 | 0 | 0 | 0 | 0 | 0
456 | Other revenues | 0 | 0 | 0 | 0 | 0 | 0 | 0 | 0 | 0 | 0 | 0 | 0 | 0 | 0 | 0 | 0 | 0 | 0 | 0 | 0 | 0 | 0 | 0 | 0 | 0 | 0 | 0 | 0 | 0 | 0
557DR | Demand Response | 0 | 0 | 0 | 0 | 0 | 0 | 0 | 0 | 0 | 0 | 0 | 0 | 0 | 0 | 0 | 0 | 0 | 0 | 0 | 0 | 0 | 0 | 0 | 0 | 0 | 0 | 0 | 0 | 0 | 0
557 | Other power supply expense | 0 | 0 | 0 | 0 | 0 | 0 | 0 | 0 | 0 | 0 | 0 | 0 | 0 | 0 | 0 | 0 | 0 | 0 | 0 | 0 | 0 | 0 | 0 | 0 | 0 | 0 | 0 | 0 | 0 | 0
| Total Power Costs Not in Aurora | 0 | 0 | 0 | 0 | 0 | 0 | 0 | 0 | 0 | 0 | 0 | 0 | 0 | 0 | 0 | 0 | 0 | 0 | 0 | 0 | 0 | 0 | 0 | 0 | 0 | 0 | 0 | 0 | 0 | 0
| check | 0 | 0 | 0 | 0 | 0 | 0
Rate year: January 2025 through December 2026
Gas price 90-day average dates: 5/17/24 - 8/15/24

## 29C Power hedges (R)
Shaded information is Designated as Confidential per Protective Order in WUTC Dockets UE-240004 and UG-240005
REDACTED VERSION
Puget Sound Energy
Exh. BDM-29C
Power Hedges
Fixed Price Power Deals |  |  | 2025 | 2026 | 2024 GRC Initial - 2025 | 2024 GRC Initial - 2026 | 2025 increase / (decrease) | 2026 increase / (decrease) | 2025-01-01 | 2025-02-01 | 2025-03-01 | 2025-04-01 | 2025-05-01 | 2025-06-01 | 2025-07-01 | 2025-08-01 | 2025-09-01 | 2025-10-01 | 2025-11-01 | 2025-12-01 | 2026-01-01 | 2026-02-01 | 2026-03-01 | 2026-04-01 | 2026-05-01 | 2026-06-01 | 2026-07-01 | 2026-08-01 | 2026-09-01 | 2026-10-01 | 2026-11-01 | 2026-12-01
Purchase | Peak | MW/h
Purchase | Peak | MWh
Purchase | Peak | Total $
Purchase | Peak | $/MWh
Purchase | Peak | MTM cost / (benefit) $
Purchase | Off-Peak | MW/h
Purchase | Off-Peak | MWh
Purchase | Off-Peak | Total $
Purchase | Off-Peak | $/MWh
Purchase | Off-Peak | MTM cost / (benefit) $
Sale | Peak | MW/h
Sale | Peak | MWh
Sale | Peak | Total $
Sale | Peak | $/MWh
Sale | Peak | MTM cost / (benefit) $
Sale | Off-Peak | MW/h
Sale | Off-Peak | MWh
Sale | Off-Peak | Total $
Sale | Off-Peak | $/MWh
Sale | Off-Peak | MTM cost / (benefit) $
Index Price Power Deals
Index Price Power Deals | All | MTM cost / (benefit) $
Golden Hills Winter Peak | Capacity | MW | 600 | 600 | 600 | 600 | 0 | 0 | 150 | 150 | 0 | 0 | 0 | 0 | 0 | 0 | 0 | 0 | 150 | 150 | 150 | 150 | 0 | 0 | 0 | 0 | 0 | 0 | 0 | 0 | 150 | 150
Golden Hills Winter Peak | Capacity | $/kW-month
Golden Hills Winter Peak | Capacity | Total $
Golden Hills PTC Benefit | Tax Credit | Total $
Golden Hills | All | Premium / (discount) $
BPA | Capacity | MW | 1200 | 1200 | 1200 | 1200 | 0 | 0 | 100 | 100 | 100 | 100 | 100 | 100 | 100 | 100 | 100 | 100 | 100 | 100 | 100 | 100 | 100 | 100 | 100 | 100 | 100 | 100 | 100 | 100 | 100 | 100
BPA | Capacity | $/kW-month
BPA | Capacity | Total $
HF Sincliar March Point | Capacity | MW | 851.4595 | 851.4595 | 851.4595 | 851.4595 | 0 | 0 | 82.5697 | 72.6366 | 69.3787 | 61.5114 | 57.3075 | 63.985 | 71.0442 | 70.9031 | 67.7913 | 76.0663 | 81.0437 | 77.2218 | 82.5697 | 72.6366 | 69.3787 | 61.5114 | 57.3075 | 63.985 | 71.0442 | 70.9031 | 67.7913 | 76.0663 | 81.0437 | 77.2218
HF Sincliar March Point | Capacity | $/kW-month
HF Sincliar March Point | Capacity | Total $
Powerex P1 2024 RFP | Capacity | MW | 3000 | 3000 |  |  | 3000 | 3000 | 250 | 250 | 250 | 250 | 250 | 250 | 250 | 250 | 250 | 250 | 250 | 250 | 250 | 250 | 250 | 250 | 250 | 250 | 250 | 250 | 250 | 250 | 250 | 250
Powerex P1 2024 RFP | Capacity | $/kW-month
Powerex P1 2024 RFP | Capacity | Total $
Powerex P1 2024 RFP | Clean Energy | Total $
Freddy1 Tolling | Capacity | MW | 397.5 | 1590 | 397.5 | 1590 | 0 | 0 | 0 | 0 | 0 | 0 | 0 | 0 | 0 | 0 | 0 | 132.5 | 132.5 | 132.5 | 132.5 | 132.5 | 132.5 | 132.5 | 132.5 | 132.5 | 132.5 | 132.5 | 132.5 | 132.5 | 132.5 | 132.5
Freddy1 Tolling | Capacity | $/kW-month
Freddy1 Tolling | Capacity | Total $
Freddy1 Tolling | Start-Up | Total $
Freddy1 Tolling | VOM | $/MWh
Freddy1 Tolling | VOM | Total $
Freddy1 Tolling | Start-Up/VOM | Total $
Market Prices | [8 empty] | 2025-01-01 | 2025-02-01 | 2025-03-01 | 2025-04-01 | 2025-05-01 | 2025-06-01 | 2025-07-01 | 2025-08-01 | 2025-09-01 | 2025-10-01 | 2025-11-01 | 2025-12-01 | 2026-01-01 | 2026-02-01 | 2026-03-01 | 2026-04-01 | 2026-05-01 | 2026-06-01 | 2026-07-01 | 2026-08-01 | 2026-09-01 | 2026-10-01 | 2026-11-01 | 2026-12-01
Market Power Price | Peak | $/MWh
Market Power Price | Off-Peak | $/MWh
Market Power Price | Average | $/MWh

## 30C Demand reponse (R)
Shaded information is Designated as Confidential per Protective Order in WUTC Dockets UE-240004 and UG-240005
REDACTED VERSION
Puget Sound Energy
Exh. BDM-30C
Demand Response Contracts
AutoGrid Contract
Year | 2025 | 2026 | 2024 GRC Initial - 2025 | 2024 GRC Initial - 2026 | 2025 increase / (decrease) | 2026 increase / (decrease)
Summer Target Load Reduction (MW's)
Winter Target Load Reduction (MW's)
Program Year Total Cost ($)
Program Year Total Benefit ($)
Program Year Total ($)
EnelX Contract
Year | 2025 | 2026 | 2024 GRC Initial - 2025 | 2024 GRC Initial - 2026 | 2025 increase / (decrease) | 2026 increase / (decrease)
Summer Target Load Reduction (MW's)
Winter Target Load Reduction (MW's)
Program Year Total Cost ($)
Program Year Total Benefit ($)
Program Year Total ($)
Opower Contract
Year | 2025 | 2026 | 2024 GRC Initial - 2025 | 2024 GRC Initial - 2026 | 2025 increase / (decrease) | 2026 increase / (decrease)
Summer Target Load Reduction (MW's)
Winter Target Load Reduction (MW's)
Program Year Total Cost ($)
Program Year Total Benefit ($)
Program Year Total ($)

## 31C WA CCA (R)
Shaded information is Designated as Confidential per Protective Order in WUTC Dockets UE-240004 and UG-240005
REDACTED VERSION
Puget Sound Energy | [7 empty] | WA CCA
Exh. BDM-31C | [7 empty] | 2025 allowance price | 60.372
Dispatch Adjustment for WA CCA | [7 empty] | 2026 allowance price | 64.8999
[8 empty] | Coal factor | 1.0614
[8 empty] | GFG factor | 0.4354
[8 empty] | Unspecified factor | 0.437
[8 empty] | Renewables factor | 0
| Total energy supply/load from "Aurora total" | 2025 | 2026 | 2024 GRC Initial - 2025 | 2024 GRC Initial - 2026 | 2025 increase / (decrease) | 2026 increase / (decrease) | 2025-01-01 | 2025-02-01 | 2025-03-01 | 2025-04-01 | 2025-05-01 | 2025-06-01 | 2025-07-01 | 2025-08-01 | 2025-09-01 | 2025-10-01 | 2025-11-01 | 2025-12-01 | 2026-01-01 | 2026-02-01 | 2026-03-01 | 2026-04-01 | 2026-05-01 | 2026-06-01 | 2026-07-01 | 2026-08-01 | 2026-09-01 | 2026-10-01 | 2026-11-01 | 2026-12-01
CETA-eligible renewables
Colstrip
Gas-fired generation
Centralia PPA
Unpsecified contracts
PG&E exchange
Market purchases
Market sales
Total
| check load | [6 empty] | -2213043.1653 | -1942610.8983 | -2015436.0124 | -1758392.9906 | -1649870.0216 | -1611534.0667 | -1760186.0969 | -1777161.9294 | -1602643.1436 | -1780524.9908 | -1989285.004 | -2305474.069 | -2245961.9991 | -1964133.9954 | -2038348.0523 | -1774993.1398 | -1664148.9989 | -1629136.0779 | -1782123.0776 | -1800338.8771 | -1622011.1533 | -1796304.9336 | -2003584.9797 | -2324439.9549
Resources used to serve load (eligible for no-cost allowances)
CETA renewables
Colstrip
Gas-fired generation
Unpsecified/market purchases
Other non-emitting (Centralia PPA)
Total resources for retail load (MWh)
| Total emissions for retail load (metric tons) | 0 | 0 | 6226526.919 | 4870437.4298 |  |  | 0 | 0 | 0 | 0 | 0 | 0 | 0 | 0 | 0 | 0 | 0 | 0 | 0 | 0 | 0 | 0 | 0 | 0 | 0 | 0 | 0 | 0 | 0 | 0
Resources used for wholesale sales/exchange out (PSE must purchase allowances)
CETA renewables
Colstrip
Gas-fired generation
Unspecified/market purchases
Other non-emitting (Centralia PPA)
Total resources for wholesale sales
| check against total wholesale sales/exchange out | [6 empty] | 0 | 0 | 0 | 0 | 0 | 0 | 0 | 0 | 0 | 0 | 0 | 0 | 0 | 0 | 0 | 0 | 0 | 0 | 0 | 0 | 0 | 0 | 0 | 0
| Total emissions for wholesale sales (metric tons) | 0 | 0 | 1909337.3768 | 1783182.5522 | -1909337.3768 | -1783182.5522 | 0 | 0 | 0 | 0 | 0 | 0 | 0 | 0 | 0 | 0 | 0 | 0 | 0 | 0 | 0 | 0 | 0 | 0 | 0 | 0 | 0 | 0 | 0 | 0 | Before re-dispatch adjustments
Cost per MWh of gas generation (before any allowance costs)
Revenue per MWh of wholesale sales
Average margin on sales of gas generation
| CCA allowance cost per MWh of gas generation | [6 empty] | 26.286 | 26.286 | 26.286 | 26.286 | 26.286 | 26.286 | 26.286 | 26.286 | 26.286 | 26.286 | 26.286 | 26.286 | 28.2574 | 28.2574 | 28.2574 | 28.2574 | 28.2574 | 28.2574 | 28.2574 | 28.2574 | 28.2574 | 28.2574 | 28.2574 | 28.2574
| Reduction to gas generation considering allowance cost in dispatch (MWh) | 0 | 0 | 225093 | 209418 | -225093 | -209418
| Power cost impact of lower fuel cost | 0 | 0 | -7406544.407 | -6592793.5481 | 7406544.407 | 6592793.5481 | [24 empty] | Adjustment to fuel cost in FERC 547
| Power cost impact of lower wholesale sales revenue | 0 | 0 | 11481439.8905 | 11384049.5217 | -11481439.8905 | -11384049.5217 | [24 empty] | Adjustment to wholesale sales revenue in FERC 447
| Net impact to power cost | 0 | 0 | 4074895.4835 | 4791255.9736 | -4074895.4835 | -4791255.9736
| Reduction to emissions (metric tons) | 0 | 0 | 98005.4922 | 91180.5972 | -98005.4922 | -91180.5972
| Reduction to allowance purchase costs | 0 | 0 | 6860384.454 | 6382641.804 | -6860384.454 | -6382641.804
| Total allowance costs of thermal generation used for wholesale sales ($) | 0 | 0 | 69051149.1684 | 39892045.981 | -69051149.1684 | -39892045.981
| Total allowance costs of unspecified market purchases used for wholesale sales ($) | 0 | 0 | 3944264.9406 | 6028815.4007 | -3944264.9406 | -6028815.4007

## 32C Wind integration (R)
Shaded information is Designated as Confidential per Protective Order in WUTC Dockets UE-240004 and UG-240005
REDACTED VERSION
Puget Sound Energy
Exh. BDM-32C
Wind Integration Calculations
Risk Adjustment ($) | 2025 | 2026 | 2024 GRC Initial - 2025 | 2024 GRC Initial - 2026 | 2025 increase / (decrease) | 2026 increase / (decrease) | 2025-01-01 | 2025-02-01 | 2025-03-01 | 2025-04-01 | 2025-05-01 | 2025-06-01 | 2025-07-01 | 2025-08-01 | 2025-09-01 | 2025-10-01 | 2025-11-01 | 2025-12-01 | 2026-01-01 | 2026-02-01 | 2026-03-01 | 2026-04-01 | 2026-05-01 | 2026-06-01 | 2026-07-01 | 2026-08-01 | 2026-09-01 | 2026-10-01 | 2026-11-01 | 2026-12-01
Market Price ($/MWh)
Generation (MWh)
Hopkins Ridge wind
Lower Snake River wind
Wild Horse wind
Beaver Creek wind
Klondike III wind PPA | 127877.105 | 127877.105 | 127878 | 127878 | -0.895 | -0.895 | 4497.945 | 7737.52 | 9182.045 | 13156.95 | 14384.16 | 16194.9 | 16992.19 | 13896.21 | 9711.6 | 7156.35 | 7775.7 | 7191.535 | 4497.945 | 7737.52 | 9182.045 | 13156.95 | 14384.16 | 16194.9 | 16992.19 | 13896.21 | 9711.6 | 7156.35 | 7775.7 | 7191.535
Golden Hills wind PPA | 615307.48 | 615307.48 | 688791 | 699448 | -73483.52 | -84140.52 | 31545.29 | 42958.81 | 37147.86 | 63079.88 | 61423.75 | 70884.1 | 76501.35 | 60837.73 | 50842.04 | 45778.82 | 40431.68 | 33876.17 | 31545.29 | 42958.81 | 37147.86 | 63079.88 | 61423.75 | 70884.1 | 76501.35 | 60837.73 | 50842.04 | 45778.82 | 40431.68 | 33876.17
Clearwater Wind PPA | 1382837.064 | 1382837.064 | 1382837 | 1382837 | 0.064 | 0.064 | 142726.605 | 106153.113 | 115076.066 | 116582.656 | 116471.309 | 107341.553 | 97532.823 | 97614.943 | 101745.164 | 121322.492 | 126536.725 | 133733.615 | 142726.605 | 106153.113 | 115076.066 | 116582.656 | 116471.309 | 107341.553 | 97532.823 | 97614.943 | 101745.164 | 121322.492 | 126536.725 | 133733.615
Vantage Wind PPA | 53083.36 | 232080.62 | 53092 | 232090 | -8.64 | -9.38 | 0 | 0 | 0 | 0 | 0 | 0 | 0 | 0 | 0 | 17265 | 18353.62 | 17464.74 | 18562.71 | 16697.42 | 22039.56 | 22300.3 | 22201.88 | 21342.6 | 19714.69 | 18042.38 | 16503.28 | 18857.44 | 18353.62 | 17464.74
Risk Factor
Hopkins Ridge wind | 0.85041 | 0.85041 | 0.85041 | 0.85041 | 0 | 0 | 0.88244 | 0.81441 | 0.76481 | 0.85097 | 0.84349 | 0.83452 | 0.87712 | 0.8912 | 0.9021 | 0.84291 | 0.85257 | 0.84839 | 0.88244 | 0.81441 | 0.76481 | 0.85097 | 0.84349 | 0.83452 | 0.87712 | 0.8912 | 0.9021 | 0.84291 | 0.85257 | 0.84839
Lower Snake River wind | 0.84525 | 0.84525 | 0.84525 | 0.84525 | 0 | 0 | 0.8836 | 0.82776 | 0.75323 | 0.84649 | 0.81167 | 0.81231 | 0.90005 | 0.89247 | 0.90485 | 0.8298 | 0.83776 | 0.84306 | 0.8836 | 0.82776 | 0.75323 | 0.84649 | 0.81167 | 0.81231 | 0.90005 | 0.89247 | 0.90485 | 0.8298 | 0.83776 | 0.84306
Wild Horse wind | 0.87254 | 0.87254 | 0.87254 | 0.87254 | 0 | 0 | 0.90203 | 0.86772 | 0.83253 | 0.84023 | 0.80484 | 0.85883 | 0.88914 | 0.90743 | 0.91653 | 0.87767 | 0.87605 | 0.89745 | 0.90203 | 0.86772 | 0.83253 | 0.84023 | 0.80484 | 0.85883 | 0.88914 | 0.90743 | 0.91653 | 0.87767 | 0.87605 | 0.89745
Beaver Creek wind | 0.86781 | 0.86781 | 0.86781 | 0.86781 | 0 | 0 | 0.91439 | 0.84005 | 0.78886 | 0.86895 | 0.82837 | 0.85308 | 0.90219 | 0.90888 | 0.89786 | 0.85955 | 0.86386 | 0.8877 | 0.91439 | 0.84005 | 0.78886 | 0.86895 | 0.82837 | 0.85308 | 0.90219 | 0.90888 | 0.89786 | 0.85955 | 0.86386 | 0.8877
Klondike III wind PPA | 0.88146 | 0.88146 | 0.88146 | 0.88146 | 0 | 0 | 0.92617 | 0.82466 | 0.77547 | 0.86945 | 0.84122 | 0.90234 | 0.94589 | 0.91742 | 0.91971 | 0.87435 | 0.89105 | 0.88979 | 0.92617 | 0.82466 | 0.77547 | 0.86945 | 0.84122 | 0.90234 | 0.94589 | 0.91742 | 0.91971 | 0.87435 | 0.89105 | 0.88979
Golden Hills wind PPA | 0.86781 | 0.86781 | 0.86781 | 0.86781 | 0 | 0 | 0.91439 | 0.84005 | 0.78886 | 0.86895 | 0.82837 | 0.85308 | 0.90219 | 0.90888 | 0.89786 | 0.85955 | 0.86386 | 0.8877 | 0.91439 | 0.84005 | 0.78886 | 0.86895 | 0.82837 | 0.85308 | 0.90219 | 0.90888 | 0.89786 | 0.85955 | 0.86386 | 0.8877
Clearwater Wind PPA | 0.86781 | 0.86781 | 0.86781 | 0.86781 | 0 | 0 | 0.91439 | 0.84005 | 0.78886 | 0.86895 | 0.82837 | 0.85308 | 0.90219 | 0.90888 | 0.89786 | 0.85955 | 0.86386 | 0.8877 | 0.91439 | 0.84005 | 0.78886 | 0.86895 | 0.82837 | 0.85308 | 0.90219 | 0.90888 | 0.89786 | 0.85955 | 0.86386 | 0.8877
Vantage Wind PPA | 0.86781 | 0.86781 | 0.86781 | 0.86781 | 0 | 0 | 0.91439 | 0.84005 | 0.78886 | 0.86895 | 0.82837 | 0.85308 | 0.90219 | 0.90888 | 0.89786 | 0.85955 | 0.86386 | 0.8877 | 0.91439 | 0.84005 | 0.78886 | 0.86895 | 0.82837 | 0.85308 | 0.90219 | 0.90888 | 0.89786 | 0.85955 | 0.86386 | 0.8877
PC Adjustment
Hopkins Ridge wind
Lower Snake River wind
Wild Horse wind
Beaver Creek wind
Klondike III wind PPA | 0 | 0 | 914215.252 | 955009.5362 | -914215.252 | -955009.5362 | 0 | 0 | 0 | 0 | 0 | 0 | 0 | 0 | 0 | 0 | 0 | 0 | 0 | 0 | 0 | 0 | 0 | 0 | 0 | 0 | 0 | 0 | 0 | 0
Golden Hills wind PPA | 0 | 0 | 5966752.738 | 6337741.3635 | -5966752.738 | -6337741.3635 | 0 | 0 | 0 | 0 | 0 | 0 | 0 | 0 | 0 | 0 | 0 | 0 | 0 | 0 | 0 | 0 | 0 | 0 | 0 | 0 | 0 | 0 | 0 | 0
Clearwater Wind PPA | 0 | 0 | 12536099.8838 | 13088386.9702 | -12536099.8838 | -13088386.9702 | 0 | 0 | 0 | 0 | 0 | 0 | 0 | 0 | 0 | 0 | 0 | 0 | 0 | 0 | 0 | 0 | 0 | 0 | 0 | 0 | 0 | 0 | 0 | 0
Vantage Wind PPA | 0 | 0 | 596790.4611 | 2140566.4327 | -596790.4611 | -2140566.4327 | 0 | 0 | 0 | 0 | 0 | 0 | 0 | 0 | 0 | 0 | 0 | 0 | 0 | 0 | 0 | 0 | 0 | 0 | 0 | 0 | 0 | 0 | 0 | 0
Total | 0 | 0 | 43146864.3222 | 50138314.9064 | -43146864.3222 | -50138314.9064 | 0 | 0 | 0 | 0 | 0 | 0 | 0 | 0 | 0 | 0 | 0 | 0 | 0 | 0 | 0 | 0 | 0 | 0 | 0 | 0 | 0 | 0 | 0 | 0

## 33 EIM adjustments
Puget Sound Energy
Exh. BDM-33
EIM greenhouse gas net revenue, flex ramp receipts, and other charges
| 2017 | 2018 | 2019 | 2020 | 2021 | 2022 | Average
CAISO GHG revenue | 1943656.8477 | 2152131.9502 | 2094265.8143 | 2475190.1087 | 4518245.71 | 2776662.85 | 2660025.5468
Cost of California Carbon Allowances | -2218.4 | -9727.97 | -16928.73 | -73536.75 | -366170.85 | -150353.28 | -103155.9967
Flex Ramp Benefits | [6 empty] | 95000
Transaction Fees and Other Charges | [6 empty] | -467000
Net EIM GHG benefit | 1941438.4477 | 2142403.9802 | 2077337.0843 | 2401653.3587 | 4152074.86 | 2626309.57 | 2184869.5501
[6 empty] | Rate-year power cost adjustment for EIM GHG benefits: | -2184869.5501

## 34C Transmission (R)
Shaded information is Designated as Confidential per Protective Order in WUTC Dockets UE-240004 and UG-240005
REDACTED VERSION
Puget Sound Energy
Exh. BDM-34C
Purchased transmission expense
|  | 2025 | 2026 | 2024 GRC Initial - 2025 | 2024 GRC Initial - 2026 | 2025 increase / (decrease) | 2026 increase / (decrease) | 2025-01-01 | 2025-02-01 | 2025-03-01 | 2025-04-01 | 2025-05-01 | 2025-06-01 | 2025-07-01 | 2025-08-01 | 2025-09-01 | 2025-10-01 | 2025-11-01 | 2025-12-01 | 2026-01-01 | 2026-02-01 | 2026-03-01 | 2026-04-01 | 2026-05-01 | 2026-06-01 | 2026-07-01 | 2026-08-01 | 2026-09-01 | 2026-10-01 | 2026-11-01 | 2026-12-01
CAPACITY
BPA (Standard) Point-to-point (PTP)
| Camas | 5 | 5 | 5 | 5 | 0 | 0 | 5 | 5 | 5 | 5 | 5 | 5 | 5 | 5 | 5 | 5 | 5 | 5 | 5 | 5 | 5 | 5 | 5 | 5 | 5 | 5 | 5 | 5 | 5 | 5
| Centralia | 100 | 100 | 100 | 100 | 0 | 0 | 100 | 100 | 100 | 100 | 100 | 100 | 100 | 100 | 100 | 100 | 100 | 100 | 100 | 100 | 100 | 100 | 100 | 100 | 100 | 100 | 100 | 100 | 100 | 100
| Clearwater | 50 | 50 | 50 | 50 | 0 | 0 | 50 | 50 | 50 | 50 | 50 | 50 | 50 | 50 | 50 | 50 | 50 | 50 | 50 | 50 | 50 | 50 | 50 | 50 | 50 | 50 | 50 | 50 | 50 | 50
| Clearwater (prev. Colstrip) | 300 | 300 | 300 | 300 | 0 | 0 | 300 | 300 | 300 | 300 | 300 | 300 | 300 | 300 | 300 | 300 | 300 | 300 | 300 | 300 | 300 | 300 | 300 | 300 | 300 | 300 | 300 | 300 | 300 | 300
| Clymer (Anderson Hay) | 5 | 5 | 5 | 5 | 0 | 0 | 5 | 5 | 5 | 5 | 5 | 5 | 5 | 5 | 5 | 5 | 5 | 5 | 5 | 5 | 5 | 5 | 5 | 5 | 5 | 5 | 5 | 5 | 5 | 5
| Colstrip | 363 | 363 | 363 | 363 | 0 | 0 | 363 | 363 | 363 | 363 | 363 | 363 | 363 | 363 | 363 | 363 | 363 | 363 | 363 | 363 | 363 | 363 | 363 | 363 | 363 | 363 | 363 | 363 | 363 | 363
| Colstrip (NWE Purchase) | 94 | 94 | 94 | 94 | 0 | 0 | 94 | 94 | 94 | 94 | 94 | 94 | 94 | 94 | 94 | 94 | 94 | 94 | 94 | 94 | 94 | 94 | 94 | 94 | 94 | 94 | 94 | 94 | 94 | 94
| Frederickson I (Freddy I) | 137 | 137 | 137 | 137 | 0 | 0 | 137 | 137 | 137 | 137 | 137 | 137 | 137 | 137 | 137 | 137 | 137 | 137 | 137 | 137 | 137 | 137 | 137 | 137 | 137 | 137 | 137 | 137 | 137 | 137
| Frederickson I (Freddy I) Tolling | 34.5 | 138 |  |  | 34.5 | 138 | 0 | 0 | 0 | 0 | 0 | 0 | 0 | 0 | 0 | 138 | 138 | 138 | 138 | 138 | 138 | 138 | 138 | 138 | 138 | 138 | 138 | 138 | 138 | 138
| Goldendale | 315 | 315 | 315 | 315 | 0 | 0 | 315 | 315 | 315 | 315 | 315 | 315 | 315 | 315 | 315 | 315 | 315 | 315 | 315 | 315 | 315 | 315 | 315 | 315 | 315 | 315 | 315 | 315 | 315 | 315
| Hopkins Ridge | 79 | 79 | 79 | 79 | 0 | 0 | 79 | 79 | 79 | 79 | 79 | 79 | 79 | 79 | 79 | 79 | 79 | 79 | 79 | 79 | 79 | 79 | 79 | 79 | 79 | 79 | 79 | 79 | 79 | 79
| Hopkins Ridge (Partial) | 75 | 75 | 75 | 75 | 0 | 0 | 75 | 75 | 75 | 75 | 75 | 75 | 75 | 75 | 75 | 75 | 75 | 75 | 75 | 75 | 75 | 75 | 75 | 75 | 75 | 75 | 75 | 75 | 75 | 75
| Klahanie | 30 | 30 | 30 | 30 | 0 | 0 | 30 | 30 | 30 | 30 | 30 | 30 | 30 | 30 | 30 | 30 | 30 | 30 | 30 | 30 | 30 | 30 | 30 | 30 | 30 | 30 | 30 | 30 | 30 | 30
| Klondike III | 50 | 50 | 50 | 50 | 0 | 0 | 50 | 50 | 50 | 50 | 50 | 50 | 50 | 50 | 50 | 50 | 50 | 50 | 50 | 50 | 50 | 50 | 50 | 50 | 50 | 50 | 50 | 50 | 50 | 50
| LSR | 494 | 494 | 340 | 340 | 154 | 154 | 494 | 494 | 494 | 494 | 494 | 494 | 494 | 494 | 494 | 494 | 494 | 494 | 494 | 494 | 494 | 494 | 494 | 494 | 494 | 494 | 494 | 494 | 494 | 494
| LSR (TBD pending Raver-Paul) | 0 | 0 | 0 | 0 | 0 | 0 | 0 | 0 | 0 | 0 | 0 | 0 | 0 | 0 | 0 | 0 | 0 | 0 | 0 | 0 | 0 | 0 | 0 | 0 | 0 | 0 | 0 | 0 | 0 | 0
| Mid-C (Midway) | 255 | 255 | 255 | 255 | 0 | 0 | 255 | 255 | 255 | 255 | 255 | 255 | 255 | 255 | 255 | 255 | 255 | 255 | 255 | 255 | 255 | 255 | 255 | 255 | 255 | 255 | 255 | 255 | 255 | 255
| Mid-C (Priest Rapids) | 0 | 0 | 0 | 0 | 0 | 0 | 0 | 0 | 0 | 0 | 0 | 0 | 0 | 0 | 0 | 0 | 0 | 0 | 0 | 0 | 0 | 0 | 0 | 0 | 0 | 0 | 0 | 0 | 0 | 0
| Mid-C (Rock Island) | 400 | 400 | 400 | 400 | 0 | 0 | 400 | 400 | 400 | 400 | 400 | 400 | 400 | 400 | 400 | 400 | 400 | 400 | 400 | 400 | 400 | 400 | 400 | 400 | 400 | 400 | 400 | 400 | 400 | 400
| Mid-C (Rocky Reach) | 540 | 540 | 540 | 540 | 0 | 0 | 540 | 540 | 540 | 540 | 540 | 540 | 540 | 540 | 540 | 540 | 540 | 540 | 540 | 540 | 540 | 540 | 540 | 540 | 540 | 540 | 540 | 540 | 540 | 540
| Mid-C (Vantage) | 520 | 520 | 520 | 520 | 0 | 0 | 520 | 520 | 520 | 520 | 520 | 520 | 520 | 520 | 520 | 520 | 520 | 520 | 520 | 520 | 520 | 520 | 520 | 520 | 520 | 520 | 520 | 520 | 520 | 520
| Mid-C (Wells) | 266 | 266 | 266 | 266 | 0 | 0 | 266 | 266 | 266 | 266 | 266 | 266 | 266 | 266 | 266 | 266 | 266 | 266 | 266 | 266 | 266 | 266 | 266 | 266 | 266 | 266 | 266 | 266 | 266 | 266
| Mid-C (Wells/Sickler) | 50 | 50 | 50 | 50 | 0 | 0 | 50 | 50 | 50 | 50 | 50 | 50 | 50 | 50 | 50 | 50 | 50 | 50 | 50 | 50 | 50 | 50 | 50 | 50 | 50 | 50 | 50 | 50 | 50 | 50
| Mint Farm | 320 | 320 | 320 | 320 | 0 | 0 | 320 | 320 | 320 | 320 | 320 | 320 | 320 | 320 | 320 | 320 | 320 | 320 | 320 | 320 | 320 | 320 | 320 | 320 | 320 | 320 | 320 | 320 | 320 | 320
| Mint Farm Station Service | 8 | 8 | 8 | 8 | 0 | 0 | 8 | 8 | 8 | 8 | 8 | 8 | 8 | 8 | 8 | 8 | 8 | 8 | 8 | 8 | 8 | 8 | 8 | 8 | 8 | 8 | 8 | 8 | 8 | 8
| PG&E Exchange (N>S) | 300 | 300 | 300 | 300 | 0 | 0 | 300 | 300 | 300 | 300 | 300 | 300 | 300 | 300 | 300 | 300 | 300 | 300 | 300 | 300 | 300 | 300 | 300 | 300 | 300 | 300 | 300 | 300 | 300 | 300
| PG&E Exchange (S>N) | 300 | 300 | 300 | 300 | 0 | 0 | 300 | 300 | 300 | 300 | 300 | 300 | 300 | 300 | 300 | 300 | 300 | 300 | 300 | 300 | 300 | 300 | 300 | 300 | 300 | 300 | 300 | 300 | 300 | 300
| Urtica | 5 | 5 | 5 | 5 | 0 | 0 | 5 | 5 | 5 | 5 | 5 | 5 | 5 | 5 | 5 | 5 | 5 | 5 | 5 | 5 | 5 | 5 | 5 | 5 | 5 | 5 | 5 | 5 | 5 | 5
| Total BPA (Standard) PTP (MW) | 5095.5 | 5199 | 4907 | 4907 | 188.5 | 292 | 5061 | 5061 | 5061 | 5061 | 5061 | 5061 | 5061 | 5061 | 5061 | 5199 | 5199 | 5199 | 5199 | 5199 | 5199 | 5199 | 5199 | 5199 | 5199 | 5199 | 5199 | 5199 | 5199 | 5199
BPA (Other)
| Eastern Intertie 1 (COL/CLW/BC/HM) | 720 | 720 |  |  | 720 | 720 | 720 | 720 | 720 | 720 | 720 | 720 | 720 | 720 | 720 | 720 | 720 | 720 | 720 | 720 | 720 | 720 | 720 | 720 | 720 | 720 | 720 | 720 | 720 | 720
| Eastern Intertie 2 (COL/CLW/BC/HM) | 33 | 33 |  |  | 33 | 33 | 33 | 33 | 33 | 33 | 33 | 33 | 33 | 33 | 33 | 33 | 33 | 33 | 33 | 33 | 33 | 33 | 33 | 33 | 33 | 33 | 33 | 33 | 33 | 33
| Eastern Intertie 3 (COL/CLW/BC/HM) | 0 | 6.5833 |  |  | 0 | 6.5833 | 0 | 0 | 0 | 0 | 0 | 0 | 0 | 0 | 0 | 0 | 0 | 0 | 0 | 0 | 0 | 0 | 0 | 0 | 0 | 0 | 0 | 0 | 0 | 79
| Total BPA (Other) PTP (MW) | 753 | 759.5833 | 0 | 0 | 753 | 759.5833 | 753 | 753 | 753 | 753 | 753 | 753 | 753 | 753 | 753 | 753 | 753 | 753 | 753 | 753 | 753 | 753 | 753 | 753 | 753 | 753 | 753 | 753 | 753 | 832
Non-BPA
| Beaver Creek (NWE) | 206.6667 | 248 |  |  | 206.6667 | 248 | 0 | 0 | 248 | 248 | 248 | 248 | 248 | 248 | 248 | 248 | 248 | 248 | 248 | 248 | 248 | 248 | 248 | 248 | 248 | 248 | 248 | 248 | 248 | 248
| Total Non-BPA PTP (MW) | 206.6667 | 248 | 0 | 0 | 206.6667 | 248 | 0 | 0 | 248 | 248 | 248 | 248 | 248 | 248 | 248 | 248 | 248 | 248 | 248 | 248 | 248 | 248 | 248 | 248 | 248 | 248 | 248 | 248 | 248 | 248
RATES
| Long-term PTP ($/kW/month) | 1.6686 | 1.7304 | 1.6572 | 1.6849 | 0.011371 | 0.045485 | 1.648 | 1.648 | 1.648 | 1.648 | 1.648 | 1.648 | 1.648 | 1.648 | 1.648 | 1.7304 | 1.7304 | 1.7304 | 1.7304 | 1.7304 | 1.7304 | 1.7304 | 1.7304 | 1.7304 | 1.7304 | 1.7304 | 1.7304 | 1.7304 | 1.7304 | 1.7304
| Scheduling, syst. control, & dispatch ($/kW/month) | 0.31995 | 0.3318 | 0.31777 | 0.32308 | 0.0021804 | 0.0087216 | 0.316 | 0.316 | 0.316 | 0.316 | 0.316 | 0.316 | 0.316 | 0.316 | 0.316 | 0.3318 | 0.3318 | 0.3318 | 0.3318 | 0.3318 | 0.3318 | 0.3318 | 0.3318 | 0.3318 | 0.3318 | 0.3318 | 0.3318 | 0.3318 | 0.3318 | 0.3318
| Spinning Reserve ($/MWh) | 11.1881 | 11.6025 | 11.1119 | 11.2975 | 0.076245 | 0.30498 | 11.05 | 11.05 | 11.05 | 11.05 | 11.05 | 11.05 | 11.05 | 11.05 | 11.05 | 11.6025 | 11.6025 | 11.6025 | 11.6025 | 11.6025 | 11.6025 | 11.6025 | 11.6025 | 11.6025 | 11.6025 | 11.6025 | 11.6025 | 11.6025 | 11.6025 | 11.6025
| Supplemental Reserve ($/MWh) | 7.3103 | 7.581 | 7.2604 | 7.3817 | 0.049818 | 0.19927 | 7.22 | 7.22 | 7.22 | 7.22 | 7.22 | 7.22 | 7.22 | 7.22 | 7.22 | 7.581 | 7.581 | 7.581 | 7.581 | 7.581 | 7.581 | 7.581 | 7.581 | 7.581 | 7.581 | 7.581 | 7.581 | 7.581 | 7.581 | 7.581
| Regulating Reserves ($/kW/month) | 0.99326 | 1.03 | 0.98649 | 1.003 | 0.0067689 | 0.027076 | 0.981 | 0.981 | 0.981 | 0.981 | 0.981 | 0.981 | 0.981 | 0.981 | 0.981 | 1.0301 | 1.0301 | 1.0301 | 1.0301 | 1.0301 | 1.0301 | 1.0301 | 1.0301 | 1.0301 | 1.0301 | 1.0301 | 1.0301 | 1.0301 | 1.0301 | 1.0301
| Following Reserves ($/kW/month) |  |  |  |  | 0 | 0
| Imbalance Reserves ($/kW/month) |  |  |  |  | 0 | 0
| Avangrid Operating Reserves Rate $/MWH | 0.2678 | 0.2678 | 0.2678 | 0.2678 | 0 | 0 | 0.2678 | 0.2678 | 0.2678 | 0.2678 | 0.2678 | 0.2678 | 0.2678 | 0.2678 | 0.2678 | 0.2678 | 0.2678 | 0.2678 | 0.2678 | 0.2678 | 0.2678 | 0.2678 | 0.2678 | 0.2678 | 0.2678 | 0.2678 | 0.2678 | 0.2678 | 0.2678 | 0.2678
| Avangrid WIC charges - Klondike III ($/kW/month) | 1.15 | 1.15 | 1.15 | 1.15 | 0 | 0 | 1.15 | 1.15 | 1.15 | 1.15 | 1.15 | 1.15 | 1.15 | 1.15 | 1.15 | 1.15 | 1.15 | 1.15 | 1.15 | 1.15 | 1.15 | 1.15 | 1.15 | 1.15 | 1.15 | 1.15 | 1.15 | 1.15 | 1.15 | 1.15
| TEMU Operating Reverves -Centralia ($MWH) | 0.3285 | 0.3285 | 0.3285 | 0.3285 | 0 | 0 | 0.3285 | 0.3285 | 0.3285 | 0.3285 | 0.3285 | 0.3285 | 0.3285 | 0.3285 | 0.3285 | 0.3285 | 0.3285 | 0.3285 | 0.3285 | 0.3285 | 0.3285 | 0.3285 | 0.3285 | 0.3285 | 0.3285 | 0.3285 | 0.3285 | 0.3285 | 0.3285 | 0.3285
| Energy Imbalance Service - HR (calculated rate, $/MWh) | 1.3322 | 1.3865 | 1.3322 | 1.3865 | 0 | 0 | 1.6451 | 1.6244 | 1.1633 | 0.67675 | 0.368 | 0.71122 | 1.5372 | 1.9304 | 1.6217 | 1.534 | 1.4795 | 1.6948 | 1.9469 | 1.6715 | 1.2858 | 0.69087 | 0.45142 | 0.7552 | 1.6088 | 1.9683 | 1.6325 | 1.4846 | 1.473 | 1.6697
| Energy Imbalance Service - LSR(calculated rate, $/MWh) | 1.2402 | 1.2915 | 1.2402 | 1.2915 | 0 | 0 | 1.7531 | 1.3127 | 1.0168 | 0.65491 | 0.33942 | 0.6599 | 1.2769 | 1.7541 | 1.377 | 1.7378 | 1.335 | 1.6647 | 2.0774 | 1.3467 | 1.1293 | 0.66896 | 0.41615 | 0.70059 | 1.3346 | 1.7886 | 1.3863 | 1.6812 | 1.3288 | 1.6397
| NWE Firm PTP ($/kW/month) | 4.365 | 4.365 |  |  | 4.365 | 4.365 | 4.365 | 4.365 | 4.365 | 4.365 | 4.365 | 4.365 | 4.365 | 4.365 | 4.365 | 4.365 | 4.365 | 4.365 | 4.365 | 4.365 | 4.365 | 4.365 | 4.365 | 4.365 | 4.365 | 4.365 | 4.365 | 4.365 | 4.365 | 4.365
CHARGES
BPA (Standard)
12195 | Long-term PTP charges ($) | 102053800.8 | 107956195.2 | 98231268.096 | 101802576.384 | 3822532.704 | 6153618.816 | 8340528 | 8340528 | 8340528 | 8340528 | 8340528 | 8340528 | 8340528 | 8340528 | 8340528 | 8996349.6 | 8996349.6 | 8996349.6 | 8996349.6 | 8996349.6 | 8996349.6 | 8996349.6 | 8996349.6 | 8996349.6 | 8996349.6 | 8996349.6 | 8996349.6 | 8996349.6 | 8996349.6 | 8996349.6
12195 | Scheduling & dispatch charges ($) | 19568568.6 | 20700338.4 | 18835607.232 | 19520396.928 | 732961.368 | 1179941.472 | 1599276 | 1599276 | 1599276 | 1599276 | 1599276 | 1599276 | 1599276 | 1599276 | 1599276 | 1725028.2 | 1725028.2 | 1725028.2 | 1725028.2 | 1725028.2 | 1725028.2 | 1725028.2 | 1725028.2 | 1725028.2 | 1725028.2 | 1725028.2 | 1725028.2 | 1725028.2 | 1725028.2 | 1725028.2
11539 | Freddy1 PTP Discount | -553602 | -887700 | -442236 | -442236 | -111366 | -445464 | -36853 | -36853 | -36853 | -36853 | -36853 | -36853 | -36853 | -36853 | -36853 | -73975 | -73975 | -73975 | -73975 | -73975 | -73975 | -73975 | -73975 | -73975 | -73975 | -73975 | -73975 | -73975 | -73975 | -73975
12195 | Goldendale Klickitat County PUD charges ($) | 1439045.7863 | 1460472.5468 | 1370592 | 1370592 | 68453.7863 | 89880.5468 | 119030.5717 | 119030.5717 | 119030.5717 | 119030.5717 | 119030.5717 | 119030.5717 | 120810.3926 | 120810.3926 | 120810.3926 | 120810.3926 | 120810.3926 | 120810.3926 | 120810.3926 | 120810.3926 | 120810.3926 | 120810.3926 | 120810.3926 | 120810.3926 | 122601.6985 | 122601.6985 | 122601.6985 | 122601.6985 | 122601.6985 | 122601.6985
Hopkins Ridge rate year generation (MWh)
| Billing factor for spin & supplemental reserves | 1.5% | 1.5% | 1.5% | 1.5% | 0% | 0% | 1.5% | 1.5% | 1.5% | 1.5% | 1.5% | 1.5% | 1.5% | 1.5% | 1.5% | 1.5% | 1.5% | 1.5% | 1.5% | 1.5% | 1.5% | 1.5% | 1.5% | 1.5% | 1.5% | 1.5% | 1.5% | 1.5% | 1.5% | 1.5%
Generator imbalance charges ($)
Spinning reserves charges ($)
Supplemental reserves charges ($)
11040 | Regulating reserves charges on 156.6 MW ($) | [6 empty] | 153624.6 | 153624.6 | 153624.6 | 153624.6 | 153624.6 | 153624.6 | 153624.6 | 153624.6 | 153624.6 | 161305.83 | 161305.83 | 161305.83 | 161305.83 | 161305.83 | 161305.83 | 161305.83 | 161305.83 | 161305.83 | 161305.83 | 161305.83 | 161305.83 | 161305.83 | 161305.83 | 161305.83
11040 | Following reserves charges on 156.6 MW ($) | 0 | 0 | 0 | 0 | 0 | 0 | 0 | 0 | 0 | 0 | 0 | 0 | 0 | 0 | 0 | 0 | 0 | 0 | 0 | 0 | 0 | 0 | 0 | 0 | 0 | 0 | 0 | 0 | 0 | 0
11040 | Imbalance reserves charges on 156.6 MW ($) | 0 | 0 | 0 | 0 | 0 | 0 | 0 | 0 | 0 | 0 | 0 | 0 | 0 | 0 | 0 | 0 | 0 | 0 | 0 | 0 | 0 | 0 | 0 | 0 | 0 | 0 | 0 | 0 | 0 | 0
LSR rate year generation (MWh)
| Billing factor for spin & supplemental reserves | 1.5% | 1.5% | 1.5% | 1.5% | 0% | 0% | 1.5% | 1.5% | 1.5% | 1.5% | 1.5% | 1.5% | 1.5% | 1.5% | 1.5% | 1.5% | 1.5% | 1.5% | 1.5% | 1.5% | 1.5% | 1.5% | 1.5% | 1.5% | 1.5% | 1.5% | 1.5% | 1.5% | 1.5% | 1.5%
Generator imbalance charges ($)
Spinning reserves charges ($)
Supplemental reserves charges ($)
| Regulating reserves charges on 342.7 MW ($) | 4084692.705 | 4235977.62 | 4056856.2806 | 4124631.9226 | 27836.4244 | 111345.6974 | 336188.7 | 336188.7 | 336188.7 | 336188.7 | 336188.7 | 336188.7 | 336188.7 | 336188.7 | 336188.7 | 352998.135 | 352998.135 | 352998.135 | 352998.135 | 352998.135 | 352998.135 | 352998.135 | 352998.135 | 352998.135 | 352998.135 | 352998.135 | 352998.135 | 352998.135 | 352998.135 | 352998.135
| Following reserves charges on 342.7 MW ($) | 0 | 0 | 0 | 0 | 0 | 0 | 0 | 0 | 0 | 0 | 0 | 0 | 0 | 0 | 0 | 0 | 0 | 0 | 0 | 0 | 0 | 0 | 0 | 0 | 0 | 0 | 0 | 0 | 0 | 0
| Imbalance reserves charges on 342.7 MW ($) | 0 | 0 | 0 | 0 | 0 | 0 | 0 | 0 | 0 | 0 | 0 | 0 | 0 | 0 | 0 | 0 | 0 | 0 | 0 | 0 | 0 | 0 | 0 | 0 | 0 | 0 | 0 | 0 | 0 | 0
| Customer interest on prepaid LGIA costs ($) | -1393213.9389 | -1198493.8805 | -1393213.9389 | -1198493.8805 | 0 | 0 | -125387.8392 | -114070.8325 | -122079.4492 | -118160.7213 | -119649.064 | -114959.0536 | -117192.1183 | -115537.9233 | -110980.5304 | -114427.3803 | -109854.4948 | -110914.5318 | -109942.9161 | -100171.0886 | -106430.0676 | -102819.9801 | -103645.5333 | -99420.4494 | -100828.7176 | -99072.2933 | -94994.7333 | -96222.1903 | -92236.569 | -92709.3419
Klondike III rate year generation (MWh)
| Avangrid Operating Reserves | 34245.4887 | 34245.4887 | 34245.7284 | 34245.7284 | -0.23968 | -0.23968 | 1204.5497 | 2072.1079 | 2458.9517 | 3523.4312 | 3852.078 | 4336.9942 | 4550.5085 | 3721.405 | 2600.7665 | 1916.4705 | 2082.3325 | 1925.8931 | 1204.5497 | 2072.1079 | 2458.9517 | 3523.4312 | 3852.078 | 4336.9942 | 4550.5085 | 3721.405 | 2600.7665 | 1916.4705 | 2082.3325 | 1925.8931
| Avangrid WIC charges ($) | 345000 | 345000 | 345000 | 345000 | 0 | 0 | 28750 | 28750 | 28750 | 28750 | 28750 | 28750 | 28750 | 28750 | 28750 | 28750 | 28750 | 28750 | 28750 | 28750 | 28750 | 28750 | 28750 | 28750 | 28750 | 28750 | 28750 | 28750 | 28750 | 28750
| Wild Horse Grant PUD UFT charges ($) | 140952 | 140952 | 140952 | 140952 | 0 | 0 | 11746 | 11746 | 11746 | 11746 | 11746 | 11746 | 11746 | 11746 | 11746 | 11746 | 11746 | 11746 | 11746 | 11746 | 11746 | 11746 | 11746 | 11746 | 11746 | 11746 | 11746 | 11746 | 11746 | 11746
| Days | [6 empty] | 31 | 28 | 31 | 30 | 31 | 30 | 31 | 31 | 30 | 31 | 30 | 31 | 31 | 28 | 31 | 30 | 31 | 30 | 31 | 31 | 30 | 31 | 30 | 31
MWh
TEMU Operating Reserves Charges
| BPA wheeled generation (MWh) | 17936481.004 | 13199739.142 | 16567230 | 12425784 | 1369251.004 | 773955.142 | 1272571.207 | 1379590.095 | 1567109.701 | 1179263.416 | 1091631.709 | 1475688.605 | 1747548.223 | 1725064.36 | 1578183.055 | 1322516.229 | 1929227.897 | 1668086.507 | 1117606.107 | 1024747.645 | 1206288.841 | 1201487.946 | 896566.094 | 1237986.333 | 1198267.873 | 1076707.233 | 976755.884 | 1014031.552 | 1186629.427 | 1062664.207
| BPA generation losses (MWh) | 340793.1391 | 250795.0437 | 314777.37 | 236089.896 | 26015.7691 | 14705.1477 | 24178.8529 | 26212.2118 | 29775.0843 | 22406.0049 | 20741.0025 | 28038.0835 | 33203.4162 | 32776.2228 | 29985.478 | 25127.8084 | 36655.33 | 31693.6436 | 21234.516 | 19470.2053 | 22919.488 | 22828.271 | 17034.7558 | 23521.7403 | 22767.0896 | 20457.4374 | 18558.3618 | 19266.5995 | 22545.9591 | 20190.6199
| BPA generation loss charge ($) | 1881178.1277 | 1384388.6412 | 24531889.3309 | 18913810.4917 | -22650711.2033 | -17529421.8505 | 133467.2682 | 144691.4092 | 164358.4654 | 123681.1471 | 114490.3336 | 154770.2209 | 183282.8576 | 180924.7501 | 165519.8388 | 138705.5021 | 202337.4218 | 174948.9129 | 117214.5285 | 107475.533 | 126515.5736 | 126012.0558 | 94031.8519 | 129840.0066 | 125674.3345 | 112925.0546 | 102442.1571 | 106351.6292 | 124453.6943 | 111452.222
O&M and other firm transmission charges
9171 | O&M Kitsap ($) | 17424 | 17424 | 17424 | 17424 | 0 | 0 | 1452 | 1452 | 1452 | 1452 | 1452 | 1452 | 1452 | 1452 | 1452 | 1452 | 1452 | 1452 | 1452 | 1452 | 1452 | 1452 | 1452 | 1452 | 1452 | 1452 | 1452 | 1452 | 1452 | 1452
9231 | O&M Custer ($) | 7296 | 7296 | 7296 | 7296 | 0 | 0 | 608 | 608 | 608 | 608 | 608 | 608 | 608 | 608 | 608 | 608 | 608 | 608 | 608 | 608 | 608 | 608 | 608 | 608 | 608 | 608 | 608 | 608 | 608 | 608
10400 | O&M Harvalum-EE Clouse ($) | 0 | 0 | 7296 | 7296 | -7296 | -7296
12342 | O&M Bellingham ($) | 6384 | 6384 | 42084 | 42084 | -35700 | -35700 | 532 | 532 | 532 | 532 | 532 | 532 | 532 | 532 | 532 | 532 | 532 | 532 | 532 | 532 | 532 | 532 | 532 | 532 | 532 | 532 | 532 | 532 | 532 | 532
19305 | O&M Olympia ($) | 17424 | 17424 | 9180 | 9180 | 8244 | 8244 | 1452 | 1452 | 1452 | 1452 | 1452 | 1452 | 1452 | 1452 | 1452 | 1452 | 1452 | 1452 | 1452 | 1452 | 1452 | 1452 | 1452 | 1452 | 1452 | 1452 | 1452 | 1452 | 1452 | 1452
49160 | O&M CW Paul ($) | 19788 | 19788 | 19788 | 19788 | 0 | 0 | 1649 | 1649 | 1649 | 1649 | 1649 | 1649 | 1649 | 1649 | 1649 | 1649 | 1649 | 1649 | 1649 | 1649 | 1649 | 1649 | 1649 | 1649 | 1649 | 1649 | 1649 | 1649 | 1649 | 1649
72933 | O&M Covington-White River ($) | 9048 | 9048 | 9048 | 9048 | 0 | 0 | 754 | 754 | 754 | 754 | 754 | 754 | 754 | 754 | 754 | 754 | 754 | 754 | 754 | 754 | 754 | 754 | 754 | 754 | 754 | 754 | 754 | 754 | 754 | 754
90115 | O&M Bellingham ($) | 6384 | 6384 | 0 | 0 | 6384 | 6384 | 532 | 532 | 532 | 532 | 532 | 532 | 532 | 532 | 532 | 532 | 532 | 532 | 532 | 532 | 532 | 532 | 532 | 532 | 532 | 532 | 532 | 532 | 532 | 532
90115 | O&M Covington ($) | 792 | 792 | 0 | 0 | 792 | 792 | 66 | 66 | 66 | 66 | 66 | 66 | 66 | 66 | 66 | 66 | 66 | 66 | 66 | 66 | 66 | 66 | 66 | 66 | 66 | 66 | 66 | 66 | 66 | 66
90115 | O&M Covington-Berrydale ($) | 7296 | 7296 | 0 | 0 | 7296 | 7296 | 608 | 608 | 608 | 608 | 608 | 608 | 608 | 608 | 608 | 608 | 608 | 608 | 608 | 608 | 608 | 608 | 608 | 608 | 608 | 608 | 608 | 608 | 608 | 608
90115 | O&M Kitsap-Bremerton ($) | 5712 | 5712 | 0 | 0 | 5712 | 5712 | 476 | 476 | 476 | 476 | 476 | 476 | 476 | 476 | 476 | 476 | 476 | 476 | 476 | 476 | 476 | 476 | 476 | 476 | 476 | 476 | 476 | 476 | 476 | 476
| AC-95 SINT Non Fed O&M, 3rd AC Intertie ($) | 1272000 | 1272000 | 1280160 | 1280160 | -8160 | -8160 | 106000 | 106000 | 106000 | 106000 | 106000 | 106000 | 106000 | 106000 | 106000 | 106000 | 106000 | 106000 | 106000 | 106000 | 106000 | 106000 | 106000 | 106000 | 106000 | 106000 | 106000 | 106000 | 106000 | 106000
| Frequency response contract 12/1/2021 | 783800 | 783800 | 783800 | 783800 | 0 | 0 | 65316.6667 | 65316.6667 | 65316.6667 | 65316.6667 | 65316.6667 | 65316.6667 | 65316.6667 | 65316.6667 | 65316.6667 | 65316.6667 | 65316.6667 | 65316.6667 | 65316.6667 | 65316.6667 | 65316.6667 | 65316.6667 | 65316.6667 | 65316.6667 | 65316.6667 | 65316.6667 | 65316.6667 | 65316.6667 | 65316.6667 | 65316.6667
| Non-firm/secondary transmission charges | 987552.675 | 987552.675 | 987552.675 | 987552.675 | 0 | 0 | 82296.0563 | 82296.0563 | 82296.0563 | 82296.0563 | 82296.0563 | 82296.0563 | 82296.0563 | 82296.0563 | 82296.0563 | 82296.0563 | 82296.0563 | 82296.0563 | 82296.0563 | 82296.0563 | 82296.0563 | 82296.0563 | 82296.0563 | 82296.0563 | 82296.0563 | 82296.0563 | 82296.0563 | 82296.0563 | 82296.0563 | 82296.0563
| PSANI Denney Way Upgrade Amortization | 77945.3805 | 77945.3805 | 77945.3805 | 77945.3805 | 0 | 0 | 6495.4484 | 6495.4484 | 6495.4484 | 6495.4484 | 6495.4484 | 6495.4484 | 6495.4484 | 6495.4484 | 6495.4484 | 6495.4484 | 6495.4484 | 6495.4484 | 6495.4484 | 6495.4484 | 6495.4484 | 6495.4484 | 6495.4484 | 6495.4484 | 6495.4484 | 6495.4484 | 6495.4484 | 6495.4484 | 6495.4484 | 6495.4484
| PSANI Bothell-Snoking Upgrade Amortization | 27420.24 | 27420.24 | 27420.24 | 27420.24 | 0 | 0 | 2285.02 | 2285.02 | 2285.02 | 2285.02 | 2285.02 | 2285.02 | 2285.02 | 2285.02 | 2285.02 | 2285.02 | 2285.02 | 2285.02 | 2285.02 | 2285.02 | 2285.02 | 2285.02 | 2285.02 | 2285.02 | 2285.02 | 2285.02 | 2285.02 | 2285.02 | 2285.02 | 2285.02
| Talen Amortization | 727281.8182 | 727281.8182 | 727281.8182 | 727281.8182 | 0 | 0 | 60606.8182 | 60606.8182 | 60606.8182 | 60606.8182 | 60606.8182 | 60606.8182 | 60606.8182 | 60606.8182 | 60606.8182 | 60606.8182 | 60606.8182 | 60606.8182 | 60606.8182 | 60606.8182 | 60606.8182 | 60606.8182 | 60606.8182 | 60606.8182 | 60606.8182 | 60606.8182 | 60606.8182 | 60606.8182 | 60606.8182 | 60606.8182
| Annual Beverly Park UFE and Maintenance | 63796 | 63796 | 63796 | 63796 | 0 | 0 | 5316.3333 | 5316.3333 | 5316.3333 | 5316.3333 | 5316.3333 | 5316.3333 | 5316.3333 | 5316.3333 | 5316.3333 | 5316.3333 | 5316.3333 | 5316.3333 | 5316.3333 | 5316.3333 | 5316.3333 | 5316.3333 | 5316.3333 | 5316.3333 | 5316.3333 | 5316.3333 | 5316.3333 | 5316.3333 | 5316.3333 | 5316.3333
| Total BPA (Standard) excluding Chelan and transmission resale | 136210637.1827 | 142931767.754 | 154328672.4095 | 153334164.0618 | -18118035.2268 | -10402396.3079 | 11163941.838 | 11141422.6864 | 11183660.9959 | 11078471.734 | 11028853.2957 | 11110445.135 | 11184599.9167 | 11224842.5468 | 11166475.3349 | 11948649.3295 | 11982187.3037 | 11997087.0663 | 11966627.2099 | 11893706.0543 | 11949763.5449 | 11870261.6412 | 11805976.5019 | 11878271.0644 | 11921281.6397 | 11948695.4757 | 11892188.9953 | 11930902.5867 | 11923100.1191 | 11950992.9209
| Chelan Transmission | 6541443 | 6704979.075 | 6418745.7988 | 6579214.4437 | 122697.2012 | 125764.6313 | 545120.25 | 545120.25 | 545120.25 | 545120.25 | 545120.25 | 545120.25 | 545120.25 | 545120.25 | 545120.25 | 545120.25 | 545120.25 | 545120.25 | 558748.2562 | 558748.2562 | 558748.2562 | 558748.2562 | 558748.2562 | 558748.2562 | 558748.2562 | 558748.2562 | 558748.2562 | 558748.2562 | 558748.2562 | 558748.2562
| Transmission re-assignments | -3309303.5 | -3309303.5 | -3504736.45 | -3360067.95 | 195432.95 | 50764.45 | -340606.5 | -219404 | -155817 | -149150 | -29962 | -501780.5 | -662303 | -519016 | -304430 | -196456 | -88334.5 | -142044 | -340606.5 | -219404 | -155817 | -149150 | -29962 | -501780.5 | -662303 | -519016 | -304430 | -196456 | -88334.5 | -142044
| Total BPA (Standard) transmission costs | 139442776.6827 | 146327443.329 | 157242681.7583 | 156553310.5555 | -17799905.0755 | -10225867.2266 | 11368455.588 | 11467138.9364 | 11572964.2459 | 11474441.984 | 11544011.5457 | 11153784.885 | 11067417.1667 | 11250946.7968 | 11407165.5849 | 12297313.5795 | 12438973.0537 | 12400163.3163 | 12184768.9661 | 12233050.3106 | 12352694.8012 | 12279859.8975 | 12334762.7581 | 11935238.8206 | 11817726.896 | 11988427.732 | 12146507.2515 | 12293194.843 | 12393513.8753 | 12367697.1771
BPA (Other)
90210 | Colstrip TGT Firm Demand- MNT Intertie ($) | 4820256 | 4820256 | 4820256 | 4820256 | 0 | 0 | 401688 | 401688 | 401688 | 401688 | 401688 | 401688 | 401688 | 401688 | 401688 | 401688 | 401688 | 401688 | 401688 | 401688 | 401688 | 401688 | 401688 | 401688 | 401688 | 401688 | 401688 | 401688 | 401688 | 401688
90210 | Colstrip NWE Terminal Charge (230KV rent expense, $) | 134400 | 134400 | 134400 | 134400 | 0 | 0 | 11200 | 11200 | 11200 | 11200 | 11200 | 11200 | 11200 | 11200 | 11200 | 11200 | 11200 | 11200 | 11200 | 11200 | 11200 | 11200 | 11200 | 11200 | 11200 | 11200 | 11200 | 11200 | 11200 | 11200
90210 | Colstrip NWE "BPA Line Comp" (500KV rent expense, $) | 270264 | 270264 | 270264 | 270264 | 0 | 0 | 22522 | 22522 | 22522 | 22522 | 22522 | 22522 | 22522 | 22522 | 22522 | 22522 | 22522 | 22522 | 22522 | 22522 | 22522 | 22522 | 22522 | 22522 | 22522 | 22522 | 22522 | 22522 | 22522 | 22522
| Total BPA (Other) transmission costs | 5224920 | 5224920 | 5224920 | 5224920 | 0 | 0 | 435410 | 435410 | 435410 | 435410 | 435410 | 435410 | 435410 | 435410 | 435410 | 435410 | 435410 | 435410 | 435410 | 435410 | 435410 | 435410 | 435410 | 435410 | 435410 | 435410 | 435410 | 435410 | 435410 | 435410
Non-BPA
| Beaver Creek (NEW) Long-term PTP charges ($) | 10825200 | 12990240 | 0 | 0 | 10825200 | 12990240 | 0 | 0 | 1082520 | 1082520 | 1082520 | 1082520 | 1082520 | 1082520 | 1082520 | 1082520 | 1082520 | 1082520 | 1082520 | 1082520 | 1082520 | 1082520 | 1082520 | 1082520 | 1082520 | 1082520 | 1082520 | 1082520 | 1082520 | 1082520
| Total transmission costs | 155492896.6827 | 164542603.329 | 162467601.7583 | 161778230.5555 | -6974705.0755 | 2764372.7734 | 11803865.588 | 11902548.9364 | 13090894.2459 | 12992371.984 | 13061941.5457 | 12671714.885 | 12585347.1667 | 12768876.7968 | 12925095.5849 | 13815243.5795 | 13956903.0537 | 13918093.3163 | 13702698.9661 | 13750980.3106 | 13870624.8012 | 13797789.8975 | 13852692.7581 | 13453168.8206 | 13335656.896 | 13506357.732 | 13664437.2515 | 13811124.843 | 13911443.8753 | 13885627.1771
Rate year: January 2025 through December 2026

## 35C Fixed gas transport (R)
Shaded information is Designated as Confidential per Protective Order in WUTC Dockets UE-240004 and UG-240005
REDACTED VERSION
Puget Sound Energy
Exh. BDM-35C
Fixed Gas for Power Transportation Costs
|  |  | FX Rate | 0.77906 | 2024-08-26
https://www.wellsfargo.com/foreign-exchange/currency-rates/
|  |  | Dth to GJ | 1.0551
|  | 31 | 28 | 31 | 30 | 31 | 30 | 31 | 31 | 30 | 31 | 30 | 31 | 31 | 28 | 31 | 30 | 31 | 30 | 31 | 31 | 30 | 31 | 30 | 31
Pipeline | Charge | 2025-01-01 | 2025-02-01 | 2025-03-01 | 2025-04-01 | 2025-05-01 | 2025-06-01 | 2025-07-01 | 2025-08-01 | 2025-09-01 | 2025-10-01 | 2025-11-01 | 2025-12-01 | 2026-01-01 | 2026-02-01 | 2026-03-01 | 2026-04-01 | 2026-05-01 | 2026-06-01 | 2026-07-01 | 2026-08-01 | 2026-09-01 | 2026-10-01 | 2026-11-01 | 2026-12-01 | 2025 | 2026 | 2024 GRC Initial - 2025 | 2024 GRC Initial - 2026 | 2025 increase / (decrease) | 2026 increase / (decrease) | Capacity (MMBtu/d) | Contract | Expiration | Rate Schedule | Rate | Receipt (From)
Northwest | O&M | 2366 | 2366 | 2366 | 2366 | 2366 | 2366 | 2366 | 2366 | 2366 | 2366 | 2366 | 2366 | 2366 | 2366 | 2366 | 2366 | 2366 | 2366 | 2366 | 2366 | 2366 | 2366 | 2366 | 2366 | 28392 | 28392 | 129372 | 129372 | -100980 | -100980 | 50350 | 127115 | 2026-12-31 | Firm | 2366 | Goldendale Lateral
Northwest | Demand | 251123.4825 | 226821.21 | 251123.4825 | 243022.725 | 251123.4825 | 243022.725 | 251123.4825 | 251123.4825 | 243022.725 | 251123.4825 | 243022.725 | 251123.4825 | 251123.4825 | 226821.21 | 251123.4825 | 243022.725 | 251123.4825 | 243022.725 | 251123.4825 | 251123.4825 | 243022.725 | 251123.4825 | 243022.725 | 251123.4825 | 2956776.4875 | 2956776.4875 | 2956776.4875 | 2956776.4875 | 0 | 0 | 21747 | 132124 | 2032-10-31 | TF-1E | 0.3725 | Sumas
Northwest | Demand | 173212.5 | 156450 | 173212.5 | 167625 | 173212.5 | 167625 | 173212.5 | 173212.5 | 167625 | 173212.5 | 167625 | 173212.5 | 173212.5 | 156450 | 173212.5 | 167625 | 173212.5 | 167625 | 173212.5 | 173212.5 | 167625 | 173212.5 | 167625 | 173212.5 | 2039437.5 | 2039437.5 | 6118312.5 | 6118312.5 | -4078875 | -4078875 | 15000 | 135602 | 2028-10-31 | TF-1E | 0.3725 | Sumas
Northwest | Demand | 129447.475 | 116920.3 | 129447.475 | 125271.75 | 129447.475 | 125271.75 | 129447.475 | 129447.475 | 125271.75 | 129447.475 | 125271.75 | 129447.475 | 129447.475 | 116920.3 | 129447.475 | 125271.75 | 129447.475 | 125271.75 | 129447.475 | 129447.475 | 125271.75 | 129447.475 | 125271.75 | 129447.475 | 1524139.625 | 1524139.625 | 1524139.625 | 1524139.625 | 0 | 0 | 11210 | 136459 | 2044-09-30 | TF-1 | 0.3725 | Sumas
Northwest | Demand | 23095 | 20860 | 23095 | 22350 | 23095 | 22350 | 23095 | 23095 | 22350 | 23095 | 22350 | 23095 | 23095 | 20860 | 23095 | 22350 | 23095 | 22350 | 23095 | 23095 | 22350 | 23095 | 22350 | 23095 | 271925 | 271925 | 271925 | 271925 | 0 | 0 | 2000 | 138409 | 2030-10-31 | TF-1 | 0.3725 | Sumas
Northwest | Demand | 103927.5 | 93870 | 103927.5 | 100575 | 103927.5 | 100575 | 103927.5 | 103927.5 | 100575 | 103927.5 | 100575 | 103927.5 | 103927.5 | 93870 | 103927.5 | 100575 | 103927.5 | 100575 | 103927.5 | 103927.5 | 100575 | 103927.5 | 100575 | 103927.5 | 1223662.5 | 1223662.5 | 1223662.5 | 1223662.5 | 0 | 0 | 9000 | 138412 | 2030-10-31 | TF-1 | 0.3725 | Sumas
Northwest | Demand | 21616.92 | 19524.96 | 21616.92 | 20919.6 | 21616.92 | 20919.6 | 21616.92 | 21616.92 | 20919.6 | 21616.92 | 20919.6 | 21616.92 | 21616.92 | 19524.96 | 21616.92 | 20919.6 | 21616.92 | 20919.6 | 21616.92 | 21616.92 | 20919.6 | 21616.92 | 20919.6 | 21616.92 | 254521.8 | 254521.8 | 6798125 | 6798125 | -6543603.2 | -6543603.2 | 1872 | 138657 | 2026-12-31 | TF-1 | 0.3725 | Stanfield
Northwest | Demand | 24573.08 | 22195.04 | 24573.08 | 23780.4 | 24573.08 | 23780.4 | 24573.08 | 24573.08 | 23780.4 | 24573.08 | 23780.4 | 24573.08 | 24573.08 | 22195.04 | 24573.08 | 23780.4 | 24573.08 | 23780.4 | 24573.08 | 24573.08 | 23780.4 | 24573.08 | 23780.4 | 24573.08 | 289328.2 | 289328.2 | 289328.2 | 289328.2 | 0 | 0 | 2128 | 138780 & 138781 | 2026-12-31 | TF-1 | 0.3725 | Stanfield
Northwest | Demand | 56906.08 | 51399.04 | 56906.08 | 55070.4 | 56906.08 | 55070.4 | 56906.08 | 56906.08 | 55070.4 | 56906.08 | 55070.4 | 56906.08 | 56906.08 | 51399.04 | 56906.08 | 55070.4 | 56906.08 | 55070.4 | 56906.08 | 56906.08 | 55070.4 | 56906.08 | 55070.4 | 56906.08 | 670023.2 | 670023.2 | 670023.2 | 670023.2 | 0 | 0 | 4928 | 138782 & 138783 | 2026-12-31 | TF-1 | 0.3725 | Stanfield
Northwest | Demand | 252566.92 | 228124.96 | 252566.92 | 244419.6 | 252566.92 | 244419.6 | 252566.92 | 252566.92 | 244419.6 | 252566.92 | 244419.6 | 252566.92 | 252566.92 | 228124.96 | 252566.92 | 244419.6 | 252566.92 | 244419.6 | 252566.92 | 252566.92 | 244419.6 | 252566.92 | 244419.6 | 252566.92 | 2973771.8 | 2973771.8 | 2973771.8 | 2973771.8 | 0 | 0 | 21872 | 138784 thru 138790 | 2026-12-31 | TF-1 | 0.3725 | Stanfield
Northwest | Demand | 4613.6928 | 4167.2064 | 4613.6928 | 4464.864 | 4613.6928 | 4464.864 | 4613.6928 | 4613.6928 | 4464.864 | 4613.6928 | 4464.864 | 4613.6928 | 4613.6928 | 4167.2064 | 4613.6928 | 4464.864 | 4613.6928 | 4464.864 | 4613.6928 | 4613.6928 | 4464.864 | 4613.6928 | 4464.864 | 4613.6928 | 54322.512 | 54322.512 | 83025.3528 | 83025.3528 | -28702.8408 | -28702.8408 | 6704 | 139250 | 2033-03-31 | SGS-2F | 0.0222 | JP Storage
Northwest | Demand | 3531.0184 | 3189.307 | 3531.0184 | 3417.1146 | 3531.0184 | 3417.1146 | 3531.0184 | 3531.0184 | 3417.1146 | 3531.0184 | 3417.1146 | 3531.0184 | 3531.0184 | 3189.307 | 3531.0184 | 3417.1146 | 3531.0184 | 3417.1146 | 3531.0184 | 3531.0184 | 3417.1146 | 3531.0184 | 3417.1146 | 3531.0184 | 41574.8943 | 41574.8943 | 149361.6573 | 149361.6573 | -107786.763 | -107786.763 | 140622 | 139250 | 2033-03-31 | SGS-2F | 0.00081 | JP Storage
Northwest | Demand | 46074.525 | 41615.7 | 46074.525 | [6 empty] | 46074.525 | 44588.25 | 46074.525 | 46074.525 | 41615.7 | 46074.525 | [6 empty] | 46074.525 | 44588.25 | 46074.525 | 270502.05 | 270502.05 | 270502.05 | 270502.05 | 0 | 0 | 6650 | 140766 | 2033-03-31 | TF-1 | 0.2235 | JP-Winter
Northwest | Demand | 230950 | 208600 | 230950 | 223500 | 230950 | 223500 | 230950 | 230950 | 223500 | 230950 | 223500 | 230950 | 230950 | 208600 | 230950 | 223500 | 230950 | 223500 | 230950 | 230950 | 223500 | 230950 | 223500 | 230950 | 2719250 | 2719250 | 2719250 | 2719250 | 0 | 0 | 20000 | 140907 | 2033-10-31 | TF-1 | 0.3725 | Sumas
Northwest | Demand | 190859.3895 | 172389.126 | 190859.3895 | [6 empty] | 190859.3895 | 184702.635 | 190859.3895 | 190859.3895 | 172389.126 | 190859.3895 | [6 empty] | 190859.3895 | 184702.635 | 190859.3895 | 1120529.319 | 1120529.319 | 1120529.319 | 1120529.319 | 0 | 0 | 27547 | 140910 | 2033-03-31 | TF-1 | 0.2235 | JP-Winter
Northwest | Demand | 31640.15 | 28578.2 | 31640.15 | 30619.5 | 31640.15 | 30619.5 | 31640.15 | 31640.15 | 30619.5 | 31640.15 | 30619.5 | 31640.15 | 31640.15 | 28578.2 | 31640.15 | 30619.5 | 31640.15 | 30619.5 | 31640.15 | 31640.15 | 30619.5 | 31640.15 | 30619.5 | 31640.15 | 372537.25 | 372537.25 | 372537.25 | 372537.25 | 0 | 0 | 2740 | 145270 | 2033-03-31 | TF-2 | 0.3725 | JP
Northwest | Demand | 254045 | 229460 | 254045 | 245850 | 254045 | 245850 | 254045 | 254045 | 245850 | 254045 | 245850 | 254045 | 254045 | 229460 | 254045 | 245850 | 254045 | 245850 | 254045 | 254045 | 245850 | 254045 | 245850 | 254045 | 2991175 | 2991175 | 2991175 | 2991175 | 0 | 0 | 22000 |  | 2026-12-31 | TF-2 | 0.3725 | CB/Rockies
Northwest | Demand | 0 | 0 | 0 | 0 | 0 | 0 | 0 | 0 | 0 | 0 | 0 | 0 | 0 | 0 | 0 | 0 | 0 | 0 | 0 | 0 | 0 | 0 | 0 | 0 | 0 | 0 | 0 | 0 | 0 | 0 | 0 | 140915 | 2023-12-31 | TF-1 | 0.09662 | Plymouth Storage
Northwest | Demand | 0 | 0 | 0 | 0 | 0 | 0 | 0 | 0 | 0 | 0 | 0 | 0 | 0 | 0 | 0 | 0 | 0 | 0 | 0 | 0 | 0 | 0 | 0 | 0 | 0 | 0 | 0 | 0 | 0 | 0 | 0 | 140975 | 2026-12-31 | LS-2F | 0.00401 | Plymouth Storage
Northwest | Demand | 0 | 0 | 0 | 0 | 0 | 0 | 0 | 0 | 0 | 0 | 0 | 0 | 0 | 0 | 0 | 0 | 0 | 0 | 0 | 0 | 0 | 0 | 0 | 0 | 0 | 0 | 0 | 0 | 0 | 0 | 0 | 140975 | 2026-12-31 | LS-2F | 0.03136 | Plymouth Storage
Northwest | Goldendale Tax | 29166.6667 | 29166.6667 | 29166.6667 | 29166.6667 | 29166.6667 | 29166.6667 | 29166.6667 | 29166.6667 | 29166.6667 | 29166.6667 | 29166.6667 | 29166.6667 | 29166.6667 | 29166.6667 | 29166.6667 | 29166.6667 | 29166.6667 | 29166.6667 | 29166.6667 | 29166.6667 | 29166.6667 | 29166.6667 | 29166.6667 | 29166.6667 | 350000 | 350000 | 350000 | 350000 | 0 | 0
| NW Total | 1829715.3999 | 1655697.716 | 1829715.3999 | 1542418.6203 | 1592781.4854 | 1542418.6203 | 1592781.4854 | 1592781.4854 | 1542418.6203 | 1829715.3999 | 1771709.5053 | 1829715.3999 | 1829715.3999 | 1655697.716 | 1829715.3999 | 1542418.6203 | 1592781.4854 | 1542418.6203 | 1592781.4854 | 1592781.4854 | 1542418.6203 | 1829715.3999 | 1771709.5053 | 1829715.3999 | 20151869.1378 | 20151869.1378 | 31011816.9416 | 31011816.9416 | -10859947.8038 | -10859947.8038
Cascade | Dispatch Service | 625 | 625 | 625 | 625 | 625 | 625 | 625 | 625 | 625 | 625 | 625 | 625 | 625 | 625 | 625 | 625 | 625 | 625 | 625 | 625 | 625 | 625 | 625 | 625 | 7500 | 7500 | 7500 | 7500 | 0 | 0 | 37000 | Encogen Plant NOM | 2026-12-31 | CT Meter | 625
Cascade | Demand | 16008.938 | 16008.938 | 16008.938 | 16008.938 | 16008.938 | 16008.938 | 16008.938 | 16008.938 | 16008.938 | 16008.938 | 16008.938 | 16008.938 | 16008.938 | 16008.938 | 16008.938 | 16008.938 | 16008.938 | 16008.938 | 16008.938 | 16008.938 | 16008.938 | 16008.938 | 16008.938 | 16008.938 | 192107.256 | 192107.256 | 192107.256 | 192107.256 | 0 | 0 |  | 88680 |  |  | 0.43267
Cascade | Gross Rev Tax | 735.7191 | 735.7191 | 735.7191 | 735.7191 | 735.7191 | 735.7191 | 735.7191 | 735.7191 | 735.7191 | 735.7191 | 735.7191 | 735.7191 | 735.7191 | 735.7191 | 735.7191 | 735.7191 | 735.7191 | 735.7191 | 735.7191 | 735.7191 | 735.7191 | 735.7191 | 735.7191 | 735.7191 | 8828.6289 | 8828.6289 | 8828.6289 | 8828.6289 | 0 | 0 |  |  |  |  | 4.423%
Cascade | City B&O Tax | 1108.7052 | 1108.7052 | 1108.7052 | 1108.7052 | 1108.7052 | 1108.7052 | 1108.7052 | 1108.7052 | 1108.7052 | 1108.7052 | 1108.7052 | 1108.7052 | 1108.7052 | 1108.7052 | 1108.7052 | 1108.7052 | 1108.7052 | 1108.7052 | 1108.7052 | 1108.7052 | 1108.7052 | 1108.7052 | 1108.7052 | 1108.7052 | 13304.4625 | 13304.4625 | 13304.4625 | 13304.4625 | 0 | 0 |  |  |  |  | 6.383%
| Total | 18478.3623 | 18478.3623 | 18478.3623 | 18478.3623 | 18478.3623 | 18478.3623 | 18478.3623 | 18478.3623 | 18478.3623 | 18478.3623 | 18478.3623 | 18478.3623 | 18478.3623 | 18478.3623 | 18478.3623 | 18478.3623 | 18478.3623 | 18478.3623 | 18478.3623 | 18478.3623 | 18478.3623 | 18478.3623 | 18478.3623 | 18478.3623 | 221740.3475 | 221740.3475 | 221740.3475 | 221740.3475 | 0 | 0
Cascade | Dispatch Service | 625 | 625 | 625 | 625 | 625 | 625 | 625 | 625 | 625 | 625 | 625 | 625 | 625 | 625 | 625 | 625 | 625 | 625 | 625 | 625 | 625 | 625 | 625 | 625 | 7500 | 7500 | 7500 | 7500 | 0 | 0 | 52000 | Ferndale Plant NOM | 2026-12-31 | CT Meter | 625
Cascade | Demand | 104000 | 104000 | 104000 | 104000 | 104000 | 104000 | 104000 | 104000 | 104000 | 104000 | 104000 | 104000 | 104000 | 104000 | 104000 | 104000 | 104000 | 104000 | 104000 | 104000 | 104000 | 104000 | 104000 | 104000 | 1248000 | 1248000 | 1248000 | 1248000 | 0 | 0 |  | 90857 |  |  | 2
Cascade | Gross Rev Tax | 4627.5638 | 4627.5638 | 4627.5638 | 4627.5638 | 4627.5638 | 4627.5638 | 4627.5638 | 4627.5638 | 4627.5638 | 4627.5638 | 4627.5638 | 4627.5638 | 4627.5638 | 4627.5638 | 4627.5638 | 4627.5638 | 4627.5638 | 4627.5638 | 4627.5638 | 4627.5638 | 4627.5638 | 4627.5638 | 4627.5638 | 4627.5638 | 55530.765 | 55530.765 | 55530.765 | 55530.765 | 0 | 0 |  |  |  |  | 4.423%
Cascade | Total | 109252.5638 | 109252.5638 | 109252.5638 | 109252.5638 | 109252.5638 | 109252.5638 | 109252.5638 | 109252.5638 | 109252.5638 | 109252.5638 | 109252.5638 | 109252.5638 | 109252.5638 | 109252.5638 | 109252.5638 | 109252.5638 | 109252.5638 | 109252.5638 | 109252.5638 | 109252.5638 | 109252.5638 | 109252.5638 | 109252.5638 | 109252.5638 | 1311030.765 | 1311030.765 | 1311030.765 | 1311030.765 | 0 | 0
Cascade | Dispatch Service | 625 | 625 | 625 | 625 | 625 | 625 | 625 | 625 | 625 | 625 | 625 | 625 | 625 | 625 | 625 | 625 | 625 | 625 | 625 | 625 | 625 | 625 | 625 | 625 | 7500 | 7500 | 7500 | 7500 | 0 | 0 | 36000 | Fredonia Plant NOM | 2026-12-31 | CT Meter | 625
Cascade | Demand | 72000 | 72000 | 72000 | 72000 | 72000 | 72000 | 72000 | 72000 | 72000 | 72000 | 72000 | 72000 | 72000 | 72000 | 72000 | 72000 | 72000 | 72000 | 72000 | 72000 | 72000 | 72000 | 72000 | 72000 | 864000 | 864000 |  |  | 864000 | 864000 |  |  |  |  | 2
Cascade | Facilities Charge | 0 | 0 | 0 | 0 | 0 | 0 | 0 | 0 | 0 | 0 | 0 | 0 | 0 | 0 | 0 | 0 | 0 | 0 | 0 | 0 | 0 | 0 | 0 | 0 | 0 | 0 | 0 | 0 | 0 | 0 |  | 105789
Cascade | Compressor Oper | 0 | 0 | 0 | 0 | 0 | 0 | 0 | 0 | 0 | 0 | 0 | 0 | 0 | 0 | 0 | 0 | 0 | 0 | 0 | 0 | 0 | 0 | 0 | 0 | 0 | 0 | 0 | 0 | 0 | 0
Cascade | Gross Rev Tax | 3212.2037 | 3212.2037 | 3212.2037 | 3212.2037 | 3212.2037 | 3212.2037 | 3212.2037 | 3212.2037 | 3212.2037 | 3212.2037 | 3212.2037 | 3212.2037 | 3212.2037 | 3212.2037 | 3212.2037 | 3212.2037 | 3212.2037 | 3212.2037 | 3212.2037 | 3212.2037 | 3212.2037 | 3212.2037 | 3212.2037 | 3212.2037 | 38546.445 | 38546.445 | 331.725 | 331.725 | 38214.72 | 38214.72 |  |  |  |  | 4.423%
Cascade | Total | 75837.2038 | 75837.2038 | 75837.2038 | 75837.2038 | 75837.2038 | 75837.2038 | 75837.2038 | 75837.2038 | 75837.2038 | 75837.2038 | 75837.2038 | 75837.2038 | 75837.2038 | 75837.2038 | 75837.2038 | 75837.2038 | 75837.2038 | 75837.2038 | 75837.2038 | 75837.2038 | 75837.2038 | 75837.2038 | 75837.2038 | 75837.2038 | 910046.445 | 910046.445 | 7831.725 | 7831.725 | 902214.72 | 902214.72
Cascade | Dispatch Service | 625 | 625 | 625 | 625 | 625 | 625 | 625 | 625 | 625 | 625 | 625 | 625 | 625 | 625 | 625 | 625 | 625 | 625 | 625 | 625 | 625 | 625 | 625 | 625 | 7500 | 7500 | 7500 | 7500 | 0 | 0 | 52000 | Mint Farm Plant NOM | 2026-12-31 | CT Meter | 625
Cascade | Demand | 104000 | 104000 | 104000 | 104000 | 104000 | 104000 | 104000 | 104000 | 104000 | 104000 | 104000 | 104000 | 104000 | 104000 | 104000 | 104000 | 104000 | 104000 | 104000 | 104000 | 104000 | 104000 | 104000 | 104000 | 1248000 | 1248000 | 1248000 | 1248000 | 0 | 0 |  | 93466 |  |  | 2
Cascade | Gross Rev Tax | 4627.5638 | 4627.5638 | 4627.5638 | 4627.5638 | 4627.5638 | 4627.5638 | 4627.5638 | 4627.5638 | 4627.5638 | 4627.5638 | 4627.5638 | 4627.5638 | 4627.5638 | 4627.5638 | 4627.5638 | 4627.5638 | 4627.5638 | 4627.5638 | 4627.5638 | 4627.5638 | 4627.5638 | 4627.5638 | 4627.5638 | 4627.5638 | 55530.765 | 55530.765 | 55530.765 | 55530.765 | 0 | 0 |  |  |  |  | 4.423%
Cascade | City B&O Tax | 60 | 60 | 60 | 60 | 60 | 60 | 60 | 60 | 60 | 60 | 60 | 60 | 60 | 60 | 60 | 60 | 60 | 60 | 60 | 60 | 60 | 60 | 60 | 60 | 720 | 720 | 720 | 720 | 0 | 0 |  |  |  |  | 60
Cascade | Total | 109312.5638 | 109312.5638 | 109312.5638 | 109312.5638 | 109312.5638 | 109312.5638 | 109312.5638 | 109312.5638 | 109312.5638 | 109312.5638 | 109312.5638 | 109312.5638 | 109312.5638 | 109312.5638 | 109312.5638 | 109312.5638 | 109312.5638 | 109312.5638 | 109312.5638 | 109312.5638 | 109312.5638 | 109312.5638 | 109312.5638 | 109312.5638 | 1311750.765 | 1311750.765 | 1311750.765 | 1311750.765 | 0 | 0
Cascade | Dispatch Service | 625 | 625 | 625 | 625 | 625 | 625 | 625 | 625 | 625 | 625 | 625 | 625 | 625 | 625 | 625 | 625 | 625 | 625 | 625 | 625 | 625 | 625 | 625 | 625 | 7500 | 7500 | 7500 | 7500 | 0 | 0 |  | Whitehorn Plant NOM | 2026-12-31 | CT Meter | 625
Cascade | Contract Charge | 3062.9922 | 0 | 0 | 0 | 4187.3472 | 0 | 0 | 0 | 0 | 0 | 0 | 0 | 0 | 0 | 0 | 0 | 0 | 0 | 0 | 0 | 0 | 0 | 0 | 0 | 7250.3394 | 0 | 5581.268 | 0 | 1669.0714 | 0 |  | 105788 |  |  | 13900
Cascade | Gross Rev Tax | 163.1199 | 27.6438 | 27.6438 | 27.6438 | 212.8501 | 27.6438 | 27.6438 | 27.6438 | 27.6438 | 27.6438 | 27.6438 | 27.6438 | 27.6438 | 27.6438 | 27.6438 | 27.6438 | 27.6438 | 27.6438 | 27.6438 | 27.6438 | 27.6438 | 27.6438 | 27.6438 | 27.6438 | 652.4075 | 331.725 | 578.5845 | 331.725 | 73.823 | 0 |  |  |  |  | 4.423%
Cascade | Total | 3851.1121 | 652.6437 | 652.6437 | 652.6437 | 5025.1973 | 652.6437 | 652.6437 | 652.6437 | 652.6437 | 652.6437 | 652.6437 | 652.6437 | 652.6437 | 652.6437 | 652.6437 | 652.6437 | 652.6437 | 652.6437 | 652.6437 | 652.6437 | 652.6437 | 652.6437 | 652.6437 | 652.6437 | 15402.7469 | 7831.725 | 13659.8525 | 7831.725 | 1742.8944 | 0 |  |  |  |  | 11313
Cascade | Cascade Total | 316731.8056 | 313533.3373 | 313533.3373 | 313533.3373 | 317905.8908 | 313533.3373 | 313533.3373 | 313533.3373 | 313533.3373 | 313533.3373 | 313533.3373 | 313533.3373 | 313533.3373 | 313533.3373 | 313533.3373 | 313533.3373 | 313533.3373 | 313533.3373 | 313533.3373 | 313533.3373 | 313533.3373 | 313533.3373 | 313533.3373 | 313533.3373 | 3769971.0694 | 3762400.0475 | 2866013.455 | 2860185.3275 | 903957.6144 | 902214.72
GTN | Demand | 121745.218 | 121745.218 | 121745.218 | 121745.218 | 121745.218 | 121745.218 | 121745.218 | 121745.218 | 121745.218 | 121745.218 | 121745.218 | 121745.218 | 121745.218 | 121745.218 | 121745.218 | 121745.218 | 121745.218 | 121745.218 | 121745.218 | 121745.218 | 121745.218 | 121745.218 | 121745.218 | 121745.218 | 1460942.6164 | 1460942.6164 | 1515248.5234 | 1515248.5234 | -54305.907 | -54305.907 | 40567 | 17012 | 2028-10-31 | FTS-1 | 3.0011 | Kingsgate | Stanfield
GTN | Demand | 54038.0837 | 48808.5917 | 54038.0837 | 52294.9197 | 54038.0837 | 52294.9197 | 54038.0837 | 54038.0837 | 52294.9197 | 54038.0837 | 52294.9197 | 54038.0837 | 54038.0837 | 48808.5917 | 54038.0837 | 52294.9197 | 54038.0837 | 52294.9197 | 54038.0837 | 54038.0837 | 52294.9197 | 54038.0837 | 52294.9197 | 54038.0837 | 636254.8563 | 636254.8563 | 423656.5965 | 423656.5965 | 212598.2599 | 212598.2599 |  |  |  |  | 0.04297
GTN | GTN Total | 175783.3017 | 170553.8098 | 175783.3017 | 174040.1377 | 175783.3017 | 174040.1377 | 175783.3017 | 175783.3017 | 174040.1377 | 175783.3017 | 174040.1377 | 175783.3017 | 175783.3017 | 170553.8098 | 175783.3017 | 174040.1377 | 175783.3017 | 174040.1377 | 175783.3017 | 175783.3017 | 174040.1377 | 175783.3017 | 174040.1377 | 175783.3017 | 2097197.4727 | 2097197.4727 | 1938905.1198 | 1938905.1198 | 158292.3529 | 158292.3529
Westcoast | Demand | 1336847.9255 | 1336847.9255 | 1336847.9255 | 1336847.9255 | 1336847.9255 | 1336847.9255 | 1336847.9255 | 1336847.9255 | 1336847.9255 | 1336847.9255 | 1336847.9255 | 1336847.9255 | 1336847.9255 | 1336847.9255 | 1336847.9255 | 1336847.9255 | 1336847.9255 | 1336847.9255 | 1336847.9255 | 1336847.9255 | 1336847.9255 | 1336847.9255 | 1336847.9255 | 1336847.9255 | 16042175.1062 | 16042175.1062 | 15936758.4872 | 15936758.4872 | 105416.6191 | 105416.6191 | 88351.6163 | 2587 & 3545 TSEXP PSEE | 2030-10-31 | T-South | 736.43 | Station 2 | Huntingdon
Westcoast | Westcost Total | 1336847.9255 | 1336847.9255 | 1336847.9255 | 1336847.9255 | 1336847.9255 | 1336847.9255 | 1336847.9255 | 1336847.9255 | 1336847.9255 | 1336847.9255 | 1336847.9255 | 1336847.9255 | 1336847.9255 | 1336847.9255 | 1336847.9255 | 1336847.9255 | 1336847.9255 | 1336847.9255 | 1336847.9255 | 1336847.9255 | 1336847.9255 | 1336847.9255 | 1336847.9255 | 1336847.9255 | 16042175.1062 | 16042175.1062 | 15936758.4872 | 15936758.4872 | 105416.6191 | 105416.6191
Foothills | Demand | 80624.1646 | 80624.1646 | 80624.1646 | 80624.1646 | 80624.1646 | 80624.1646 | 80624.1646 | 80624.1646 | 80624.1646 | 80624.1646 | 80624.1646 | 80624.1646 | 80624.1646 | 80624.1646 | 80624.1646 | 80624.1646 | 80624.1646 | 80624.1646 | 80624.1646 | 80624.1646 | 80624.1646 | 80624.1646 | 80624.1646 | 80624.1646 | 967489.9754 | 967489.9754 | 1043486.1664 | 1043486.1664 | -75996.191 | -75996.191 | 40945.6939 | PUGE F4 | 2028-11-30 | FT | 2.5275 | ABC-ANG/NOVA | ABC-ANG/NOVA
Foothills | Abandoment | 2907.7568 | 2907.7568 | 2907.7568 | 2907.7568 | 2907.7568 | 2907.7568 | 2907.7568 | 2907.7568 | 2907.7568 | 2907.7568 | 2907.7568 | 2907.7568 | 2907.7568 | 2907.7568 | 2907.7568 | 2907.7568 | 2907.7568 | 2907.7568 | 2907.7568 | 2907.7568 | 2907.7568 | 2907.7568 | 2907.7568 | 2907.7568 | 34893.0815 | 34893.0815 | 36872.3551 | 36872.3551 | -1979.2736 | -1979.2736 |  |  |  |  | 0.091155
Foothills | Foothills Total | 83531.9214 | 83531.9214 | 83531.9214 | 83531.9214 | 83531.9214 | 83531.9214 | 83531.9214 | 83531.9214 | 83531.9214 | 83531.9214 | 83531.9214 | 83531.9214 | 83531.9214 | 83531.9214 | 83531.9214 | 83531.9214 | 83531.9214 | 83531.9214 | 83531.9214 | 83531.9214 | 83531.9214 | 83531.9214 | 83531.9214 | 83531.9214 | 1002383.0569 | 1002383.0569 | 1080358.5215 | 1080358.5215 | -77975.4646 | -77975.4646
Nova | Demand | 190383.0526 | 190383.0526 | 190383.0526 | 190383.0526 | 190383.0526 | 190383.0526 | 190383.0526 | 190383.0526 | 190383.0526 | 190383.0526 | 190383.0526 | 190383.0526 | 190383.0526 | 190383.0526 | 190383.0526 | 190383.0526 | 190383.0526 | 190383.0526 | 190383.0526 | 190383.0526 | 190383.0526 | 190383.0526 | 190383.0526 | 190383.0526 | 2284596.6315 | 2284596.6315 | 2267830.5445 | 2267830.5445 | 16766.087 | 16766.087 | 41419.6024 | 2015-658207 & 658208 | 2028-12-31 | FT-D1 | 5.9 | AECO | STA 2000 ABC
Nova | Abandoment | 5485.6134 | 5485.6134 | 5485.6134 | 5485.6134 | 5485.6134 | 5485.6134 | 5485.6134 | 5485.6134 | 5485.6134 | 5485.6134 | 5485.6134 | 5485.6134 | 5485.6134 | 5485.6134 | 5485.6134 | 5485.6134 | 5485.6134 | 5485.6134 | 5485.6134 | 5485.6134 | 5485.6134 | 5485.6134 | 5485.6134 | 5485.6134 | 65827.3606 | 65827.3606 | 77081.8969 | 77081.8969 | -11254.5363 | -11254.5363 |  |  |  |  | 0.17
Nova | Nova Total | 195868.666 | 195868.666 | 195868.666 | 195868.666 | 195868.666 | 195868.666 | 195868.666 | 195868.666 | 195868.666 | 195868.666 | 195868.666 | 195868.666 | 195868.666 | 195868.666 | 195868.666 | 195868.666 | 195868.666 | 195868.666 | 195868.666 | 195868.666 | 195868.666 | 195868.666 | 195868.666 | 195868.666 | 2350423.9921 | 2350423.9921 | 2344912.4413 | 2344912.4413 | 5511.5507 | 5511.5507
Purchase from PSEG | CB Storage | [30 empty] | 1200000 | CB Storage Agreement | 2026-12-31 | Firm |  | CB Storage Capacity
Purchase from PSEG | JP Storage | [30 empty] | 1000000 | JP Storage Agreement | 2026-12-31 | Firm |  | JP Storage Capacity
Storage Total
Total Fixed Gas Tranpsort and Storage Costs

## 36C Gas MTM (R)
Shaded information is Designated as Confidential per Protective Order in WUTC Dockets UE-240004 and UG-240005
REDACTED VERSION
Puget Sound Energy
Exh. BDM-36C
Gas Mark-to-Model and Open Transport Value
| Days | 365 | 365 | 365 | 365 |  |  | 31 | 28 | 31 | 30 | 31 | 30 | 31 | 31 | 30 | 31 | 30 | 31 | 31 | 28 | 31 | 30 | 31 | 30 | 31 | 31 | 30 | 31 | 30 | 31
|  | 2025 | 2026 | 2024 GRC Initial - 2025 | 2024 GRC Initial - 2026 | 2025 increase / (decrease) | 2026 increase / (decrease) | 2025-01-01 | 2025-02-01 | 2025-03-01 | 2025-04-01 | 2025-05-01 | 2025-06-01 | 2025-07-01 | 2025-08-01 | 2025-09-01 | 2025-10-01 | 2025-11-01 | 2025-12-01 | 2026-01-01 | 2026-02-01 | 2026-03-01 | 2026-04-01 | 2026-05-01 | 2026-06-01 | 2026-07-01 | 2026-08-01 | 2026-09-01 | 2026-10-01 | 2026-11-01 | 2026-12-01
Price Assumptions (USD/dth)
| Sumas | 4.5908 | 4.8175 | 5.37 | 5.0267 | -0.77917 | -0.20917 | 9.33 | 7 | 3.86 | 2.41 | 2.11 | 2.36 | 3.33 | 3.43 | 3.31 | 2.86 | 6.02 | 9.07 | 8.98 | 7.64 | 4.56 | 2.59 | 2.36 | 2.7 | 3.53 | 3.58 | 3.55 | 3.17 | 6.45 | 8.7
| AECO | 2.0975 | 2.415 | 2.8458 | 2.9817 | -0.74833 | -0.56667 | 2.2 | 2.2 | 2.06 | 1.89 | 1.82 | 1.86 | 1.89 | 1.92 | 1.95 | 2.11 | 2.49 | 2.78 | 2.87 | 2.84 | 2.47 | 2.1 | 2.05 | 2.1 | 2.17 | 2.17 | 2.16 | 2.32 | 2.72 | 3.01
| Rockies | 4.045 | 4.2675 | 4.6275 | 4.475 | -0.5825 | -0.2075 | 6.89 | 5.76 | 3.39 | 2.64 | 2.43 | 2.66 | 3.39 | 3.47 | 3.33 | 2.98 | 4.58 | 7.02 | 7.08 | 6 | 3.89 | 2.75 | 2.71 | 2.87 | 3.67 | 3.7 | 3.64 | 3.22 | 4.88 | 6.8
| Stanfield | 3.9417 | 4.135 | 4.5458 | 4.4217 | -0.60417 | -0.28667 | 6.62 | 5.5 | 3.43 | 2.49 | 2.34 | 2.6 | 3.33 | 3.42 | 3.34 | 2.96 | 4.6 | 6.67 | 6.46 | 5.68 | 3.93 | 2.72 | 2.55 | 2.81 | 3.58 | 3.67 | 3.59 | 3.17 | 4.77 | 6.69
| Station2 | 1.855 | 2.28 | 2.6392 | 2.785 | -0.78417 | -0.505 | 2.07 | 2.07 | 1.92 | 1.57 | 1.5 | 1.53 | 1.57 | 1.6 | 1.62 | 1.78 | 2.37 | 2.66 | 2.75 | 2.72 | 2.35 | 1.96 | 1.9 | 1.96 | 2.02 | 2.03 | 2.01 | 2.17 | 2.6 | 2.89
Financial Deals
Volume | Sumas Purchase | [6 empty] | 60000 | 60000 | 60080.7537 | 30000 | 25000 | 25000 | 25000 | 32500 | 25000 | 25000 | 52427.1845 | 52500 | 52500 | 52500 | 52570.6595 | 45000 | 45000 | 45000 | 50000 | 50000 | 50000 | 50000 | 24965.3259 | 25000
Price | Sumas Purchase Price | [6 empty] | 6.3853 | 6.3853 | 6.3853 | 3.7058 | 4.007 | 4.007 | 4.007 | 3.8477 | 4.007 | 4.007 | 7.1488 | 7.1488 | 7.1488 | 7.1488 | 7.1488 | 3.3794 | 3.3794 | 3.3794 | 3.414 | 3.414 | 3.414 | 3.414 | 7.446 | 7.446
| Sumas Purchase MTM cost / (benefit) | [6 empty] | -5477157.5 | -1032710 | 4703364.2261 | 1166250 | 1470175 | 1235250 | 524675 | 420825 | 522750 | 888925 | 1775409.154 | -3126737.5 | -2980262.5 | -722050 | 4218958.1427 | 1065750 | 1422125 | 917250 | -179800 | -257300 | -204000 | 378200 | 745963.939 | -971850
Volume | Sumas Sale | [6 empty] | -17500 | -17500 | -17523.5532 | 0 | -12500 | -5000 | 0 | 0 | 0 | 0 | 0 | 0 | 0 | 0 | 0 | 0 | 0 | 0 | 0 | 0 | 0 | 0 | 0 | 0
Price | Sumas Sale Price | [6 empty] | 6.74 | 6.74 | 6.74 | 0 | 1.94 | 2.02 | 0 | 0 | 0 | 0 | 0 | 0 | 0 | 0 | 0 | 0 | 0 | 0 | 0 | 0 | 0 | 0 | 0 | 0
| Sumas Sale MTM cost / (benefit) | [6 empty] | 1405075 | 127400 | -1564502.8264 | 0 | 65875 | 51000 | 0 | 0 | 0 | 0 | 0 | 0 | 0 | 0 | 0 | 0 | 0 | 0 | 0 | 0 | 0 | 0 | 0 | 0
Volume | AECO Purchase | [6 empty] | 115000 | 105000 | 85114.4011 | 62500 | 62500 | 62500 | 65000 | 65000 | 65000 | 65000 | 14979.1956 | 15000 | 15000 | 15000 | 15020.1884 | 10000 | 10000 | 10000 | 10000 | 10000 | 10000 | 10000 | 24965.3259 | 25000
Price | AECO Purchase Price | [6 empty] | 2.5669 | 2.5554 | 2.4871 | 2.1372 | 2.1372 | 2.1372 | 2.1255 | 2.1255 | 2.1255 | 2.1255 | 2.986 | 2.986 | 2.986 | 2.986 | 2.986 | 2.1425 | 2.1425 | 2.1425 | 2.1425 | 2.1425 | 2.1425 | 2.1425 | 2.954 | 2.954
| AECO Purchase MTM cost / (benefit) | [6 empty] | 1307890 | 1044750 | 1127008.5464 | 463500 | 614575 | 519750 | 474493.75 | 414043.75 | 342187.5 | 31193.75 | 222890.43 | 95790 | 53940 | 61320 | 240262.9341 | 12750 | 28675 | 12750 | -8525 | -8525 | -5250 | -55025 | 175256.5881 | -43400
Volume | AECO Sale | [6 empty] | 0 | 0 | 0 | 0 | 0 | 0 | 0 | 0 | 0 | 0 | 0 | 0 | 0 | 0 | 0 | 0 | 0 | 0 | 0 | 0 | 0 | 0 | 0 | 0
Price | AECO Sale Price | [6 empty] | 0 | 0 | 0 | 0 | 0 | 0 | 0 | 0 | 0 | 0 | 0 | 0 | 0 | 0 | 0 | 0 | 0 | 0 | 0 | 0 | 0 | 0 | 0 | 0
| AECO Sale MTM cost / (benefit) | [6 empty] | 0 | 0 | 0 | 0 | 0 | 0 | 0 | 0 | 0 | 0 | 0 | 0 | 0 | 0 | 0 | 0 | 0 | 0 | 0 | 0 | 0 | 0 | 0 | 0
Volume | Rockies Purchase | [6 empty] | 15000 | 15000 | 15020.1884 | 5000 | 5000 | 5000 | 5000 | 5000 | 5000 | 5000 | 12482.663 | 12500 | 12500 | 12500 | 12516.8237 | 0 | 0 | 0 | 0 | 0 | 0 | 0 | 0 | 0
Price | Rockies Purchase Price | [6 empty] | 5.9279 | 5.9279 | 5.9279 | 3.255 | 3.255 | 3.255 | 3.255 | 3.255 | 3.255 | 3.255 | 5.562 | 5.562 | 5.562 | 5.562 | 5.562 | 0 | 0 | 0 | 0 | 0 | 0 | 0 | 0 | 0
| Rockies Purchase MTM cost / (benefit) | [6 empty] | -447368.75 | 70525 | 1181719.5828 | 92250 | 127875 | 89250 | -20925 | -33325 | -11250 | 42625 | 367739.251 | -564975 | -588225 | -153300 | 648772.0054 | 0 | 0 | 0 | 0 | 0 | 0 | 0 | 0 | 0
Volume | Station 2 Purchase | [6 empty] | 0 | 0 | 0 | 0 | 0 | 0 | 0 | 0 | 0 | 0 | 0 | 0 | 0 | 0 | 0 | 0 | 0 | 0 | 0 | 0 | 0 | 0 | 0 | 0
Price | Station 2 Purchase Price | [6 empty] | 0 | 0 | 0 | 0 | 0 | 0 | 0 | 0 | 0 | 0 | 0 | 0 | 0 | 0 | 0 | 0 | 0 | 0 | 0 | 0 | 0 | 0 | 0 | 0
| Station 2 Purchase MTM cost / (benefit) | [6 empty] | 0 | 0 | 0 | 0 | 0 | 0 | 0 | 0 | 0 | 0 | 0 | 0 | 0 | 0 | 0 | 0 | 0 | 0 | 0 | 0 | 0 | 0 | 0 | 0
Physical Index Deals
Volume | Sumas | [6 empty] | 67500 | 67500 | 67590.8479 | 70000 | 70000 | 70000 | 70000 | 70000 | 70000 | 70000 | 57420.2497 | 57500 | 57500 | 57500 | 57577.389 | 67500 | 67500 | 67500 | 67500 | 67500 | 67500 | 67500 | 47434.1193 | 47500
| Premium / (discount) | [6 empty] | 0.097222 | 0.097222 | 0.097092 | 0.023125 | 0.023125 | 0.023125 | 0.023125 | 0.023125 | 0.023125 | 0.023125 | 0.12996 | 0.12978 | 0.12978 | 0.12978 | 0.12961 | 0.022222 | 0.022223 | 0.022222 | 0.022223 | 0.022223 | 0.022222 | 0.022223 | 0.1394 | 0.13921
| MTM Cost / (benefit) | [6 empty] | 203438 | 183750 | 203438 | 48563 | 50182 | 48563 | 50182 | 50182 | 48563 | 50182 | 223875 | 231338 | 231338 | 208950 | 231338 | 45000 | 46501 | 45000 | 46501 | 46501 | 45000 | 46501 | 198375 | 204988
Volume | AECO | [6 empty] | 34470.871 | 34470.8571 | 34517.2651 | 39470.8667 | 39470.871 | 39470.8667 | 39470.871 | 39470.871 | 39470.8667 | 39470.871 | 29958.3911 | 30000 | 30000 | 30000 | 30040.3769 | 29470.8667 | 29470.871 | 29470.8667 | 29470.871 | 29470.871 | 29470.8667 | 29470.871 | 29429.9917 | 29470.871
| Premium / (discount) | [6 empty] | 0.0073554 | 0.0073551 | 0.0073456 | 0.01073 | 0.010731 | 0.01073 | 0.010731 | 0.010731 | 0.01073 | 0.010731 | 0.016356 | 0.016333 | 0.016333 | 0.016333 | 0.016311 | 0.011382 | 0.011382 | 0.011382 | 0.011382 | 0.011382 | 0.011382 | 0.011382 | 0.018435 | 0.018409
| MTM Cost / (benefit) | [6 empty] | 7860 | 7099 | 7860 | 12706 | 13130 | 12706 | 13130 | 13130 | 12706 | 13130 | 14700 | 15190 | 15190 | 13720 | 15190 | 10063 | 10399 | 10063 | 10399 | 10399 | 10063 | 10399 | 16276 | 16818
Volume | Stanfield | [6 empty] | 0 | 0 | 0 | 0 | 0 | 0 | 0 | 0 | 0 | 0 | 0 | 0 | 0 | 0 | 0 | 0 | 0 | 0 | 0 | 0 | 0 | 0 | 0 | 0
| Premium / (discount) | [6 empty] | 0 | 0 | 0 | 0 | 0 | 0 | 0 | 0 | 0 | 0 | 0 | 0 | 0 | 0 | 0 | 0 | 0 | 0 | 0 | 0 | 0 | 0 | 0 | 0
| MTM Cost / (benefit) | [6 empty] | 0 | 0 | 0 | 0 | 0 | 0 | 0 | 0 | 0 | 0 | 0 | 0 | 0 | 0 | 0 | 0 | 0 | 0 | 0 | 0 | 0 | 0 | 0 | 0
Volume | Rockies | [6 empty] | 15000 | 15000 | 15020.1884 | 15000 | 15000 | 15000 | 15000 | 15000 | 15000 | 15000 | 4993.0652 | 5000 | 5000 | 5000 | 5006.7295 | 0 | 0 | 0 | 0 | 0 | 0 | 0 | 0 | 0
| Premium / (discount) | [6 empty] | 1.2956 | 1.4085 | 2.4971 | 1.4056 | 1.5456 | 1.3462 | 1.0861 | 1.0575 | 1.0479 | 1.2218 | 2.0245 | 1.4408 | 1.4876 | 1.5282 | 2.442 | 0 | 0 | 0 | 0 | 0 | 0 | 0 | 0 | 0
| MTM Cost / (benefit) | [6 empty] | 602439.577 | 591563.6364 | 1162725.9475 | 632530.1205 | 718696.5812 | 605769.2308 | 505030.03 | 491739.7661 | 471556.8862 | 568158.7838 | 303260.8696 | 223320.8396 | 230580.4954 | 213943.662 | 379020.3562 | 0 | 0 | 0 | 0 | 0 | 0 | 0 | 0 | 0
Volume | Station 2 | [6 empty] | 14169.6667 | 14169.722 | 14292.8976 | 23653.3812 | 23653.3672 | 23653.3812 | 23653.3672 | 23653.3672 | 23653.3812 | 23653.3672 | 18905.2424 | 18938.0764 | 18938.0764 | 18938.0579 | 18969.9433 | 23677.1667 | 23677.1613 | 23677.1667 | 23677.1613 | 23677.1613 | 23677.1667 | 23677.1613 | 4728.8655 | 4735.4194
| Premium / (discount) | [6 empty] | 1.5467 | 1.5467 | 1.5334 | 0.76834 | 0.76833 | 0.76834 | 0.76833 | 0.76833 | 0.76834 | 0.76833 | 0.01443 | 0.014406 | 0.014406 | 0.014406 | 0.014382 | -0.031379 | -0.031379 | -0.031379 | -0.031379 | -0.031379 | -0.031379 | -0.031379 | -0.015021 | -0.015
| MTM Cost / (benefit) | [6 empty] | 679413.0653 | 613661.8654 | 679413.0653 | 545212.1663 | 563384.3052 | 545212.1663 | 563384.3052 | 563384.3052 | 545212.1663 | 563384.3052 | 8183.949 | 8457.3473 | 8457.3473 | 7639.1524 | 8457.3473 | -22289 | -23032 | -22289 | -23032 | -23032 | -22289 | -23032 | -2131 | -2202
Volume | Station 2 @ AECO | [6 empty] | 77390.8494 | 77390.8494 | 77390.8494 | 43304.0521 | 43304.0521 | 43304.0521 | 43304.0521 | 43304.0521 | 43304.0521 | 43304.0521 | 4739.0849 | 4739.0849 | 4739.0849 | 4739.0849 | 4739.0849 | 10000 | 10000 | 10000 | 10000 | 10000 | 10000 | 10000 | 0 | 0
| Premium / (discount) | [6 empty] | -0.14584 | -0.14584 | -0.14584 | -0.21795 | -0.21795 | -0.21795 | -0.21795 | -0.21795 | -0.21795 | -0.21795 | -0.07647 | -0.07647 | -0.07647 | -0.07647 | -0.07647 | 0.02 | 0.02 | 0.02 | 0.02 | 0.02 | 0.02 | 0.02 | 0 | 0
| Premium / (discount) @ Station 2 | [6 empty] | -0.015845 | -0.015845 | -0.005845 | 0.10205 | 0.10205 | 0.11205 | 0.10205 | 0.10205 | 0.11205 | 0.11205 | 0.04353 | 0.04353 | 0.04353 | 0.04353 | 0.04353 | 0.16 | 0.17 | 0.16 | 0.17 | 0.16 | 0.17 | 0.17 | 0.12 | 0.12
| MTM Cost / (benefit) | [6 empty] | -38013.9422 | -34335.1736 | -14022.7789 | 132574.7339 | 136993.8917 | 145565.9496 | 136993.8917 | 136993.8917 | 145565.9496 | 150418.1479 | 6188.7568 | 6395.0487 | 6395.0487 | 5776.173 | 6395.0487 | 48000 | 52700 | 48000 | 52700 | 49600 | 51000 | 52700 | 0 | 0
Physical Fixed Deals
Volume | Sumas | [6 empty] | 0 | 0 | 0 | 0 | 0 | 0 | 0 | 0 | 0 | 0 | 0 | 0 | 0 | 0 | 0 | 0 | 0 | 0 | 0 | 0 | 0 | 0 | 0 | 0
Price | Price | [6 empty] | 0 | 0 | 0 | 0 | 0 | 0 | 0 | 0 | 0 | 0 | 0 | 0 | 0 | 0 | 0 | 0 | 0 | 0 | 0 | 0 | 0 | 0 | 0 | 0
| Cost / (benefit) | [6 empty] | 0 | 0 | 0 | 0 | 0 | 0 | 0 | 0 | 0 | 0 | 0 | 0 | 0 | 0 | 0 | 0 | 0 | 0 | 0 | 0 | 0 | 0 | 0 | 0
Volume | AECO | [6 empty] | 0 | 0 | 0 | 0 | 0 | 0 | 0 | 0 | 0 | 0 | 0 | 0 | 0 | 0 | 0 | 0 | 0 | 0 | 0 | 0 | 0 | 0 | 0 | 0
Price | Price | [6 empty] | 0 | 0 | 0 | 0 | 0 | 0 | 0 | 0 | 0 | 0 | 0 | 0 | 0 | 0 | 0 | 0 | 0 | 0 | 0 | 0 | 0 | 0 | 0 | 0
| Cost / (benefit) | [6 empty] | 0 | 0 | 0 | 0 | 0 | 0 | 0 | 0 | 0 | 0 | 0 | 0 | 0 | 0 | 0 | 0 | 0 | 0 | 0 | 0 | 0 | 0 | 0 | 0
Volume | Stanfield | [6 empty] | 20000 | 20000 | 20000 | 0 | 0 | 0 | 0 | 0 | 0 | 0 | 0 | 0 | 0 | 0 | 0 | 0 | 0 | 0 | 0 | 0 | 0 | 0 | 0 | 0
Price | Price | [6 empty] | 6.2462 | 6.2462 | 6.2462 | 0 | 0 | 0 | 0 | 0 | 0 | 0 | 0 | 0 | 0 | 0 | 0 | 0 | 0 | 0 | 0 | 0 | 0 | 0 | 0 | 0
| Cost / (benefit) | [6 empty] | -231725 | 417900 | 1746075 | 0 | 0 | 0 | 0 | 0 | 0 | 0 | 0 | 0 | 0 | 0 | 0 | 0 | 0 | 0 | 0 | 0 | 0 | 0 | 0 | 0
Volume | Station 2 | [6 empty] | 0 | 0 | 0 | 0 | 0 | 0 | 0 | 0 | 0 | 0 | 0 | 0 | 0 | 0 | 0 | 0 | 0 | 0 | 0 | 0 | 0 | 0 | 0 | 0
Price | Price | [6 empty] | 0 | 0 | 0 | 0 | 0 | 0 | 0 | 0 | 0 | 0 | 0 | 0 | 0 | 0 | 0 | 0 | 0 | 0 | 0 | 0 | 0 | 0 | 0 | 0
| Cost / (benefit) | [6 empty] | 0 | 0 | 0 | 0 | 0 | 0 | 0 | 0 | 0 | 0 | 0 | 0 | 0 | 0 | 0 | 0 | 0 | 0 | 0 | 0 | 0 | 0 | 0 | 0
Volume Assumptions (MMBtu/day)
AECO - Stanfield | TransCanda (NGTL) Nova Pipeline | 41419.6024 | 41419.6024 | 41419.6024 | 41419.6024 | 0 | 0 | 41419.6024 | 41419.6024 | 41419.6024 | 41419.6024 | 41419.6024 | 41419.6024 | 41419.6024 | 41419.6024 | 41419.6024 | 41419.6024 | 41419.6024 | 41419.6024 | 41419.6024 | 41419.6024 | 41419.6024 | 41419.6024 | 41419.6024 | 41419.6024 | 41419.6024 | 41419.6024 | 41419.6024 | 41419.6024 | 41419.6024 | 41419.6024
AECO - Stanfield | TransCanada (Foothills) ANG Pipeline | 40891.1297 | 40891.1297 | 40891.1297 | 40891.1297 | 0 | 0 | 40891.1297 | 40891.1297 | 40891.1297 | 40891.1297 | 40891.1297 | 40891.1297 | 40891.1297 | 40891.1297 | 40891.1297 | 40891.1297 | 40891.1297 | 40891.1297 | 40891.1297 | 40891.1297 | 40891.1297 | 40891.1297 | 40891.1297 | 40891.1297 | 40891.1297 | 40891.1297 | 40891.1297 | 40891.1297 | 40891.1297 | 40891.1297
AECO - Stanfield | TransCanada Gas Transmission Corp (GTN) Pipeline | 40358.0729 | 40358.0729 | 40358.0729 | 40358.0729 | 0 | 0 | 40358.0729 | 40358.0729 | 40358.0729 | 40358.0729 | 40358.0729 | 40358.0729 | 40358.0729 | 40358.0729 | 40358.0729 | 40358.0729 | 40358.0729 | 40358.0729 | 40358.0729 | 40358.0729 | 40358.0729 | 40358.0729 | 40358.0729 | 40358.0729 | 40358.0729 | 40358.0729 | 40358.0729 | 40358.0729 | 40358.0729 | 40358.0729
Stanfield - Sumas | Stanfield Capacity | 30800 | 30800 | 78928 | 78928 | -48128 | -48128 | 30800 | 30800 | 30800 | 30800 | 30800 | 30800 | 30800 | 30800 | 30800 | 30800 | 30800 | 30800 | 30800 | 30800 | 30800 | 30800 | 30800 | 30800 | 30800 | 30800 | 30800 | 30800 | 30800 | 30800
Stanfield - Sumas | Goldendale Dispatch (MWh) | 141908.7481 | 162521.8804 | 164785.75 | 166302.3333 | -22877.0019 | -3780.4529 | 178532.6 | 189087.5 | 157168 | 16919.3 | 47549.31 | 135740.8 | 172835.1 | 182124.5 | 199981.7 | 4482.967 | 205136.4 | 213346.8 | 198880.1 | 188859.7 | 164025.7 | 132041.7 | 4413.665 | 133919.2 | 174351.3 | 183061.3 | 197131.9 | 150555.2 | 208511 | 214511.8
| Mint Farm Dispatch (MWh) | [6 empty] | 149037.6 | 155288.5 | 133488.3 | 128013.9 | 24432.9 | 126085.6 | 163183.5 | 174634.2 | 180694.3 | 150944.2 | 169750 | 176285.6 | 164171.3 | 156355.6 | 137295.6 | 118812.6 | 0 | 123518.8 | 164866.5 | 176269.5 | 178091.2 | 149259.1 | 171711.1 | 178020.6
| Encogen Dispatch (MWh) | [6 empty] | 42296.4 | 96814.68 | 67792.76 | 26478.37 | 0 | 56926.39 | 75170.19 | 96921.99 | 94407.29 | 11253.1 | 0 | 64630.34 | 68828.36 | 97071.15 | 86223.28 | 23322.19 | 0 | 35172.78 | 88145.22 | 99734.54 | 104427.4 | 32970.82 | 110752.5 | 98485.38
| Fredonia 1&2 Dispatch (MWh) | [6 empty] | 11579.8 | 25983.304 | 71737.81 | 83263.58 | 5184.973 | 18450.66 | 55245.9999 | 110359.95 | 117605.16 | 95906.84 | 48801.049 | 8635.295 | 15724.194 | 36766.625 | 68144.68 | 64862.17 | 24057.79 | 72814.29 | 105035.47 | 112431.04 | 115358.98 | 90085.83 | 44798.574 | 17371.099
| Fredonia 3&4 Dispatch (MWh) | [6 empty] | 11420.453 | 16119.127 | 10907.661 | 1006.3144 | 12844.91 | 22125.53 | 38771.57 | 29578.171 | 16368.081 | 21346.32 | 24101.15 | 14511.426 | 15480.104 | 20871.44 | 13619.907 | 13857.959 | 13675.872 | 20942.01 | 29373.14 | 30154.704 | 19250.228 | 24143.26 | 24466.34 | 19043.427
| Frederickson 1&2 Dispatch (MWh) | [6 empty] | 5574.391 | 33840.42 | 50808.95 | 55282.08 | 21487.545 | 39957.25 | 78661.56 | 90043.95 | 92762.73 | 70783.28 | 73494.92 | 8245.543 | 9813.837 | 52265.75 | 41123.31 | 62064.21 | 29738.3 | 36396.48 | 78336.71 | 88339.45 | 91620.22 | 76328.36 | 70389.51 | 23589.19
6945 | Goldendale Dispatch (MMBtu/d) | [6 empty] | 0 | 0 | 0 | 0 | 0 | 0 | 0 | 0 | 0 | 0 | 0 | 0 | 0 | 0 | 0 | 0 | 0 | 0 | 0 | 0 | 0 | 0 | 0 | 0
7336 | Mint Farm Dispatch (MMBtu/d) | [6 empty] | 35269.0269 | 40685.587 | 31589.3603 | 31303.6657 | 5781.9276 | 30832.1321 | 38616.5857 | 41326.3384 | 44185.7795 | 35720.2146 | 41509.5333 | 41717.1342 | 38850.3438 | 40965.1672 | 32490.3394 | 29053.6411 | 0 | 30204.4639 | 39014.8595 | 41713.3243 | 43549.2348 | 35321.4438 | 41989.0877 | 42127.7136
8654 | Encogen Dispatch (MMBtu/d) | [6 empty] | 11807.5176 | 29922.6515 | 18925.1144 | 7638.1271 | 0 | 16421.366 | 20984.6072 | 27056.8678 | 27233.3563 | 3141.4299 | 0 | 18042.2891 | 19214.2138 | 30001.919 | 24070.2021 | 6727.6744 | 0 | 10146.1746 | 24606.7334 | 27842.0229 | 30123.824 | 9204.1767 | 31948.4045 | 27493.3058
11060 | Fredonia 1&2 Dispatch (MMBtu/d) | [6 empty] | 4131.3738 | 10263.4051 | 25594.1993 | 30696.5065 | 1849.8646 | 6802.1433 | 19710.3471 | 39373.5822 | 43357.1023 | 34217.0855 | 17991.3201 | 3080.8504 | 5609.9866 | 14522.8169 | 24312.2633 | 23912.52 | 8583.1986 | 26844.2016 | 37473.9451 | 40112.4936 | 42529.0106 | 32140.2993 | 16515.7409 | 6197.5598
9381 | Fredonia 3&4 Dispatch (MMBtu/d) | [6 empty] | 3455.9764 | 5400.4832 | 3300.799 | 314.6745 | 3887.0355 | 6918.6532 | 11732.7774 | 8950.7362 | 5118.2989 | 6459.6719 | 7536.4296 | 4391.3448 | 4684.4792 | 6992.6778 | 4121.5596 | 4333.3838 | 4138.4953 | 6548.5665 | 8888.6912 | 9125.2025 | 6019.5463 | 7306.062 | 7650.6245 | 5762.7867
11313 | Frederickson 1&2 Dispatch (MMBtu/d) | [6 empty] | 2034.2931 | 13672.7383 | 18541.9888 | 20846.8724 | 7841.5676 | 15067.879 | 28706.3945 | 32860.2325 | 34980.8255 | 25831.3305 | 27714.9343 | 3009.0912 | 3581.4174 | 21117.2296 | 15007.355 | 23404.4136 | 10852.5609 | 13725.1126 | 28587.8452 | 32238.1999 | 34549.985 | 27854.927 | 26543.8842 | 8608.5325
| Capacity on Westcoast Station 2 to Sumas | [6 empty] | 88351.6163 | 88351.6163 | 88351.6163 | 88351.6163 | 88351.6163 | 88351.6163 | 88351.6163 | 88351.6163 | 88351.6163 | 88351.6163 | 88351.6163 | 88351.6163 | 88351.6163 | 88351.6163 | 88351.6163 | 88351.6163 | 88351.6163 | 88351.6163 | 88351.6163 | 88351.6163 | 88351.6163 | 88351.6163 | 88351.6163 | 88351.6163
Station 2 - Sumas | Withdrawal from Clay Basin (MMBtu) | [6 empty] | 310000 | 280000 | 0 | 0 | 0 | 0 | 0 | 0 | 0 | 0 | 300000 | 300000 | 310000 | 256000 | 0 | 0 | 0 | 0 | 0 | 0 | 0 | 0 | 266000 | 300000
| Capacity Release from PSEG on NWP (MMBtu/d) | [6 empty] | 12000 | 12000 | 22000 | 22000 | 22000 | 22000 | 22000 | 22000 | 22000 | 22000 | 12000 | 12322.5806 | 12000 | 12857.1429 | 22000 | 22000 | 22000 | 22000 | 22000 | 22000 | 22000 | 22000 | 13133.3333 | 12322.5806
0.72414 | Conversion Factor | [6 empty] | 12000 | 12000 | 22000 | 22000 | 14019.5966 | 22000 | 22000 | 22000 | 22000 | 22000 | 12000 | 12322.5806 | 12000 | 12857.1429 | 22000 | 22000 | 17071.0121 | 22000 | 22000 | 22000 | 22000 | 22000 | 13133.3333 | 12322.5806
Losses
AECO - Stanfield | Foothills Fuel Rate | 1.276% | 1.276% | 1.276% | 1.276% | 0% | 0% | 1.276% | 1.276% | 1.276% | 1.276% | 1.276% | 1.276% | 1.276% | 1.276% | 1.276% | 1.276% | 1.276% | 1.276% | 1.276% | 1.276% | 1.276% | 1.276% | 1.276% | 1.276% | 1.276% | 1.276% | 1.276% | 1.276% | 1.276% | 1.276%
AECO - Stanfield | GTN Fuel Rate | 1.304% | 1.304% | 1.304% | 1.304% | 0% | 0% | 1.304% | 1.304% | 1.304% | 1.304% | 1.304% | 1.304% | 1.304% | 1.304% | 1.304% | 1.304% | 1.304% | 1.304% | 1.304% | 1.304% | 1.304% | 1.304% | 1.304% | 1.304% | 1.304% | 1.304% | 1.304% | 1.304% | 1.304% | 1.304%
AECO - Stanfield | AECO to Stanfield total | 2.58% | 2.58% | 2.58% | 2.58% | 0% | 0% | 2.579% | 2.579% | 2.579% | 2.579% | 2.579% | 2.579% | 2.579% | 2.579% | 2.579% | 2.579% | 2.579% | 2.579% | 2.579% | 2.579% | 2.579% | 2.579% | 2.579% | 2.579% | 2.579% | 2.579% | 2.579% | 2.579% | 2.579% | 2.579%
Stanfield to Sumas | NWP Fuel Rate | 1.06% | 1.06% | 1.06% | 1.06% | 0% | 0% | 1.06% | 1.06% | 1.06% | 1.06% | 1.06% | 1.06% | 1.06% | 1.06% | 1.06% | 1.06% | 1.06% | 1.06% | 1.06% | 1.06% | 1.06% | 1.06% | 1.06% | 1.06% | 1.06% | 1.06% | 1.06% | 1.06% | 1.06% | 1.06%
Station 2 to Sumas | Westcoast Fuel Rate | 3.6% | 3.6% | 3.6% | 3.6% | 0% | 0% | 3.6% | 3.6% | 3.6% | 3.6% | 3.6% | 3.6% | 3.6% | 3.6% | 3.6% | 3.6% | 3.6% | 3.6% | 3.6% | 3.6% | 3.6% | 3.6% | 3.6% | 3.6% | 3.6% | 3.6% | 3.6% | 3.6% | 3.6% | 3.6%
Charges (USD/dth)
AECO - Stanfield | GTN commodity charge + FERC ACA | 0.005538 | 0.005538 | 0.005538 | 0.005538 | 0 | 0 | 0.005538 | 0.005538 | 0.005538 | 0.005538 | 0.005538 | 0.005538 | 0.005538 | 0.005538 | 0.005538 | 0.005538 | 0.005538 | 0.005538 | 0.005538 | 0.005538 | 0.005538 | 0.005538 | 0.005538 | 0.005538 | 0.005538 | 0.005538 | 0.005538 | 0.005538 | 0.005538 | 0.005538
Stanfield - Sumas | NWP Commodity Charge + FERC ACA | 0.00942 | 0.00942 | 0.00942 | 0.00942 | 0 | 0 | 0.00942 | 0.00942 | 0.00942 | 0.00942 | 0.00942 | 0.00942 | 0.00942 | 0.00942 | 0.00942 | 0.00942 | 0.00942 | 0.00942 | 0.00942 | 0.00942 | 0.00942 | 0.00942 | 0.00942 | 0.00942 | 0.00942 | 0.00942 | 0.00942 | 0.00942 | 0.00942 | 0.00942
Station 2 - Sumas | Commodity, British Columbia Motor Fuel & Carbon Taxes | 0.048297 | 0.048297 | 0.047961 | 0.047961 | 0.00033626 | 0.00033626 | 0.048297 | 0.048297 | 0.048297 | 0.048297 | 0.048297 | 0.048297 | 0.048297 | 0.048297 | 0.048297 | 0.048297 | 0.048297 | 0.048297 | 0.048297 | 0.048297 | 0.048297 | 0.048297 | 0.048297 | 0.048297 | 0.048297 | 0.048297 | 0.048297 | 0.048297 | 0.048297 | 0.048297
Outage Forecasts (as of 11/19/2022)
Station 2 - Sumas | Westcoast T-South | 88.91% | 88.91% | 88.91% | 88.91% | 0% | 0% | 100% | 100% | 100% | 88.39% | 82.46% | 77.81% | 65.51% | 84.27% | 84.27% | 84.27% | 100% | 100% | 100% | 100% | 100% | 88.39% | 82.46% | 77.81% | 65.51% | 84.27% | 84.27% | 84.27% | 100% | 100%
AECO - Stanfield | Foothills BC | 98.38% | 98.38% | 98.38% | 98.38% | 0% | 0% | 100% | 100% | 100% | 100% | 97.82% | 100% | 97.55% | 97.28% | 96.02% | 91.88% | 100% | 100% | 100% | 100% | 100% | 100% | 97.82% | 100% | 97.55% | 97.28% | 96.02% | 91.88% | 100% | 100%
Basis Gains | Station 2 - Sumas | [6 empty] | 2025-01-01 | 2025-02-01 | 2025-03-01 | 2025-04-01 | 2025-05-01 | 2025-06-01 | 2025-07-01 | 2025-08-01 | 2025-09-01 | 2025-10-01 | 2025-11-01 | 2025-12-01 | 2026-01-01 | 2026-02-01 | 2026-03-01 | 2026-04-01 | 2026-05-01 | 2026-06-01 | 2026-07-01 | 2026-08-01 | 2026-09-01 | 2026-10-01 | 2026-11-01 | 2026-12-01
Value at Station 2
Value at Sumas
Loss / (gain) on Station 2 to Sumas
AECO - Stanfield
Value at AECO
Value at Stanfield
Loss / (gain) on AECO to Stanfield
Stanfield - Sumas
Value at Stanfield
Value at Sumas
Loss / (gain) on Stanfield to Sumas
Contract Volume | Rockies - Sumas
22000 | Value at Rockies
Value at Sumas
Loss / (gain) on Rockies to Sumas
Total Basis Gain
Total | Total GAS MTM
Gas price 90-day average dates: 5/17/24 - 8/15/24 | [5 empty] | Total Fixed Gas | Total Fixed Gas | -3443286.25 | 627865 | 7193664.5289 | 1722000 | 2278500 | 1895250 | 978243.75 | 801543.75 | 853687.5 | 962743.75 | 2366038.835 | -3595922.5 | -3514547.5 | -814030 | 5107993.0821 | 1078500 | 1450800 | 930000 | -188325 | -265825 | -209250 | 323175 | 921220.527 | -1015250
[6 empty] | Total Index Gas | Total Index Gas | 1455136.7001 | 1361739.3282 | 2039414.2339 | 1371586.0207 | 1482386.7781 | 1357816.3466 | 1268720.2269 | 1255429.963 | 1223604.0021 | 1345273.2368 | 556208.5753 | 484701.2356 | 491960.8913 | 450028.9874 | 640400.7522 | 80774 | 86568 | 80774 | 86568 | 83468 | 83774 | 86568 | 212520 | 219604

## 37C Gas storage (R)
Shaded information is Designated as Confidential per Protective Order in WUTC Dockets UE-240004 and UG-240005
REDACTED VERSION
Puget Sound Energy
Exh. BDM-37C
Clay Basin Storage Value
Date | 2025 | 2026 | 2024 GRC Initial - 2025 | 2024 GRC Initial - 2026 | 2025 increase / (decrease) | 2026 increase / (decrease) | 2025-01-01 | 2025-02-01 | 2025-03-01 | 2025-04-01 | 2025-05-01 | 2025-06-01 | 2025-07-01 | 2025-08-01 | 2025-09-01 | 2025-10-01 | 2025-11-01 | 2025-12-01 | 2026-01-01 | 2026-02-01 | 2026-03-01 | 2026-04-01 | 2026-05-01 | 2026-06-01 | 2026-07-01 | 2026-08-01 | 2026-09-01 | 2026-10-01 | 2026-11-01 | 2026-12-01
Days | 365 | 365 | 365 | 365 |  |  | 31 | 28 | 31 | 30 | 31 | 30 | 31 | 31 | 30 | 31 | 30 | 31 | 31 | 28 | 31 | 30 | 31 | 30 | 31 | 31 | 30 | 31 | 30 | 31
Rockies Price Rank | [6 empty] | 2 | 3 | 6 | 11 | 12 | 10 | 6 | 5 | 8 | 9 | 4 | 1 | 1 | 3 | 5 | 11 | 12 | 10 | 7 | 6 | 8 | 9 | 4 | 2
Rockies gas price | 4.045 | 4.2675 | 4.6275 | 4.475 | -0.5825 | -0.2075 | 6.89 | 5.76 | 3.39 | 2.64 | 2.43 | 2.66 | 3.39 | 3.47 | 3.33 | 2.98 | 4.58 | 7.02 | 7.08 | 6 | 3.89 | 2.75 | 2.71 | 2.87 | 3.67 | 3.7 | 3.64 | 3.22 | 4.88 | 6.8
Max injection (MMBTU per month)
Max withdrawal (MMBTU per month)
Starting volume
Injections
Withdrawal
Injection Fuel Loss % | 1.72% | 1.72% | 1.72% | 1.72% | 0% | 0% | 0.8557% | 0.915% | 1.025% | 2.154% | 2.365% | 2.525% | 1.825% | 2.146% | 2.228% | 1.906% | 1.578% | 1.116% | 0.8557% | 0.915% | 1.025% | 2.154% | 2.365% | 2.525% | 1.825% | 2.146% | 2.228% | 1.906% | 1.578% | 1.116%
Withdrawal Fuel Loss % | 1.72% | 1.72% | 1.72% | 1.72% | 0% | 0% | 0.8557% | 0.915% | 1.025% | 2.154% | 2.365% | 2.525% | 1.825% | 2.146% | 2.228% | 1.906% | 1.578% | 1.116% | 0.8557% | 0.915% | 1.025% | 2.154% | 2.365% | 2.525% | 1.825% | 2.146% | 2.228% | 1.906% | 1.578% | 1.116%
Injections (plus fuel losses)
Withdrawals (minus fuel losses)
Ending volume
CB max storage volume
CB min storage volume
Storage Level Constraints Check | bar: 2025-01-01 to 2026-12-01
Variable Storage Cost: Injection ($/dth)
Variable Storage Cost: Withdrawal ($/dth)
Cost of injections
Benefit of withdrawals
Net cost/benefit
Max injection (MMBTU per day) | 5000 | 5000 | 5000 | 5000 | 0 | 0
Max withdrawal (MMBTU per day) | 10000 | 10000 | 10000 | 10000 | 0 | 0
MMBTU to Dth Conversion Factor | 1 | 1 | 1 | 1 | 0 | 0

## 38C Mid C summary (R)
Shaded information is Designated as Confidential per Protective Order in WUTC Dockets UE-240004 and UG-240005
REDACTED VERSION
Puget Sound Energy
Exh. BDM-38C
Mid Columbia Contracts Costs
[7 empty] | 31 | 28 | 31 | 30 | 31 | 30 | 31 | 31 | 30 | 31 | 30 | 31 | 31 | 28 | 31 | 30 | 31 | 30 | 31 | 31 | 30 | 31 | 30 | 31
| 2025 | 2026 | 2024 GRC Initial - 2025 | 2024 GRC Initial - 2026 | 2025 increase / (decrease) | 2026 increase / (decrease) | 2025-01-01 | 2025-02-01 | 2025-03-01 | 2025-04-01 | 2025-05-01 | 2025-06-01 | 2025-07-01 | 2025-08-01 | 2025-09-01 | 2025-10-01 | 2025-11-01 | 2025-12-01 | 2026-01-01 | 2026-02-01 | 2026-03-01 | 2026-04-01 | 2026-05-01 | 2026-06-01 | 2026-07-01 | 2026-08-01 | 2026-09-01 | 2026-10-01 | 2026-11-01 | 2026-12-01
Chelan PUD Rocky Reach
O&M charges
Debt services
Other charges
Total Rocky Reach cost (FERC 555)
Chelan PUD Rock Island
O&M charges
Debt services
Other charges
Total Rock Island cost (FERC 555)
Chelan 35 5% slice (Jan. 2022 - Dec. 2026)
Chelan 38 5% slice (Jan. 2024 - Dec. 2028)
Chelan additional 5% slice (Feb. 2025 - Dec. 2025)
Douglas PUD Wells Project
2018 PPA fixed charges
2018 PPA variable charges
2024 PPA fixed charges
Wells CEA Amendment Out of Model Cost ($)
Total long-term PPA cost
Wells Colville slice PPA cost
Total Douglas Wells cost (FERC 555)
Grant PUD Priest Rapids Project (WAN and PRD)
Additional Surplus Product O&M charges
Additional Surplus Product debt service charges
Reasonable Portion Costs
Reasonable Portion Revenue
Meaningful Priority cost
2025 Auction
Total Grant cost (FERC 555)
Total Mid-C Costs
Chelan pre-payment amort. (Nov. 2011 - Oct. 2031)
Rate year: January 2025 through December 2026

## 39C Colstrip fixed fuel (R)
Shaded information is Designated as Confidential per Protective Order in WUTC Dockets UE-240004 and UG-240005
REDACTED VERSION
Puget Sound Energy
Exh. BDM-39C
Colstrip plant fixed fuel costs
Colstrip Units 3 & 4
PSE share of costs ($ in thousands) |  | 2025 | 2026 | 2024 GRC Initial - 2025 | 2024 GRC Initial - 2026 | 2025 increase / (decrease) | 2026 increase / (decrease)
| Months in rate year | 12 | 12 | 12 | 12
Fixed fuel charges:
Western Energy Co AOP:
Fixed costs
Over-riding royalties and return on investment
Production taxes
Royalties (and prod tax on royalties)
Total WEC fixed cost
Talen Business Plan:
Diesel (50143)
Total Talen fixed cost
PSE share of fixed costs
Monthly fixed costs
Rate year: January 2025 through December 2026

## 40C Colstrip fuel cost adj (R)
Shaded information is Designated as Confidential per Protective Order in WUTC Dockets UE-240004 and UG-240005
REDACTED VERSION
Puget Sound Energy
Exh. BDM-40C
Colstrip Fuel Cost Adjustment
Resource Month Aurora output table
Colstrip | 2025 | Condition | Time_Period | ID | Name | Fuel Usage | Date | Year
Total Volume (MWh) |  | Average | 2025_01 | 6675 | Colstrip (3) |  | 2025-01-01 | 2025
|  | Average | 2025_01 | 6676 | Colstrip (4) |  | 2025-01-01 | 2025
Fuel Burned (MMBtu) |  | Average | 2025_02 | 6675 | Colstrip (3) |  | 2025-02-01 | 2025
Fuel Burned (Tons) |  | Average | 2025_02 | 6676 | Colstrip (4) |  | 2025-02-01 | 2025
|  | Average | 2025_03 | 6675 | Colstrip (3) |  | 2025-03-01 | 2025
In Model Costs ($) |  | Average | 2025_03 | 6676 | Colstrip (4) |  | 2025-03-01 | 2025
In Model $/ton |  | Average | 2025_04 | 6675 | Colstrip (3) |  | 2025-04-01 | 2025
|  | Average | 2025_04 | 6676 | Colstrip (4) |  | 2025-04-01 | 2025
Out-of-Model Calc |  | Average | 2025_05 | 6675 | Colstrip (3) |  | 2025-05-01 | 2025
Base Price ($/ton) |  | Average | 2025_05 | 6676 | Colstrip (4) |  | 2025-05-01 | 2025
Base Fuel Burned (Tons) |  | Average | 2025_06 | 6675 | Colstrip (3) |  | 2025-06-01 | 2025
Base Total Costs ($) |  | Average | 2025_06 | 6676 | Colstrip (4) |  | 2025-06-01 | 2025
|  | Average | 2025_07 | 6675 | Colstrip (3) |  | 2025-07-01 | 2025
Tier Price ($/ton) |  | Average | 2025_07 | 6676 | Colstrip (4) |  | 2025-07-01 | 2025
Tier Fuel Burned (Tons) |  | Average | 2025_08 | 6675 | Colstrip (3) |  | 2025-08-01 | 2025
Tier Total Costs ($) |  | Average | 2025_08 | 6676 | Colstrip (4) |  | 2025-08-01 | 2025
|  | Average | 2025_09 | 6675 | Colstrip (3) |  | 2025-09-01 | 2025
Total Shortfall (tons) |  | Average | 2025_09 | 6676 | Colstrip (4) |  | 2025-09-01 | 2025
Shortfall tons first 250k |  | Average | 2025_10 | 6675 | Colstrip (3) |  | 2025-10-01 | 2025
Shortfall tons over 250k |  | Average | 2025_10 | 6676 | Colstrip (4) |  | 2025-10-01 | 2025
Shortfall Penalty ($) |  | Average | 2025_11 | 6675 | Colstrip (3) |  | 2025-11-01 | 2025
|  | Average | 2025_11 | 6676 | Colstrip (4) |  | 2025-11-01 | 2025
Calc Total Costs ($) |  | Average | 2025_12 | 6675 | Colstrip (3) |  | 2025-12-01 | 2025
Calc $/ton |  | Average | 2025_12 | 6676 | Colstrip (4) |  | 2025-12-01 | 2025
Additional Colstrip Cost

## 41 FERC 557 costs
Puget Sound Energy
Exh. BDM-41
FERC 557 Other Power Costs
| 2025 | 2026 | 2024 GRC Initial - 2025 | 2024 GRC Initial - 2026 | 2025 increase / (decrease) | 2026 increase / (decrease)
| 12 mo end 12.31.25 | 12 mo end 12.31.26 | 12 mo end 12.31.25 | 12 mo end 12.31.26
1148-Energy & Derivative Accounting | 658372.2296 | 674195.8701 | 658372.2296 | 674195.8701 | 0 | 0
1256-IT | 80895.9378 | 82840.2303 | 80895.9378 | 82840.2303 | 0 | 0
1810-Resource Planning & Analysis | 1702.3199 | 1743.2343 | 1702.3199 | 1743.2343 | 0 | 0
1820-Natural Gas Resources | 24191.6652 | 24773.0996 | 24191.6652 | 24773.0996 | 0 | 0
1900-Legal | 1644959.3498 | 1684495.1081 | 1644959.3498 | 1684495.1081 | 0 | 0
3050-Control Center Gen Ops | 5257922.8432 | 5384294.3349 | 5257922.8432 | 5384294.3349 | 0 | 0
4201-Regulatory Affairs | 261850.0077 | 268143.439 | 261850.0077 | 268143.439 | 0 | 0
4310-Corporate (Safety & Training) | 406112.5478 | 415873.2556 | 406112.5478 | 415873.2556 | 0 | 0
5300-Joint Generation | 139055.3571 | 142397.4816 | 139055.3571 | 142397.4816 | 0 | 0
5301-Energy Risk Control | 3307254.4843 | 3386742.6577 | 3307254.4843 | 3386742.6577 | 0 | 0
5302-Market Risk & Analytics | 136489.0063 | 139769.4499 | 136489.0063 | 139769.4499 | 0 | 0
5329-Energy Delivery | 781505.3682 | 800288.4508 | 781505.3682 | 800288.4508 | 0 | 0
5360-Power & Gas Supply Ops | 1121961.6975 | 1148927.4742 | 1121961.6975 | 1148927.4742 | 0 | 0
6003-Power Costs | 1174500.3243 | 1202728.8401 | 1174500.3243 | 1202728.8401 | 0 | 0
6005-Power & Gas Trading | 2176548.2747 | 2228860.5015 | 2176548.2747 | 2228860.5015 | 0 | 0
6008-Real-Time Trading | 634263.4738 | 649507.6727 | 634263.4738 | 649507.6727 | 0 | 0
6009-Day-Ahead Trading | 2013642.5763 | 2062039.4478 | 2013642.5763 | 2062039.4478 | 0 | 0
1820-Resource Adequacy (incl. WRAP) | 1364442.3644 | 1970380.0401 | 1364442.3644 | 1970380.0401 | 0 | 0
6011 - Energy Market Design | 1129956.7196 | 1157114.6526 | 1129956.7196 | 1157114.6526 | 0 | 0
6012-Energy Analytics | 231726.7253 | 237296.1589 | 231726.7253 | 237296.1589 | 0 | 0
9810-Customer Renewables | 4296408.4471 | 4399670.431 | 4296408.4471 | 4399670.431 | 0 | 0
Forecasted total | 26843761.7197 | 28062081.8306 | 26843761.7197 | 28062081.8306 | 0 | 0
Less customer portion of PCA (assume no balance)
Forecasted total - less PCA customer portion | 26843761.7197 | 28062081.8306 | 26843761.7197 | 28062081.8306 | 0 | 0
Less EIM costs
Less PCA amortization recovery
Less Green Power Program (offset in revenue) | -4296408.4471 | -4399670.431 | -4296408.4471 | -4399670.431 | 0 | 0
Payroll tax exclusion adjustment
Total rate year FERC 557 other power supply expense | 22547353.2727 | 23662411.3996 | 22547353.2727 | 23662411.3996 | 0 | 0
Rate year: January 2025 through December 2026

## 42C Non-fuel start costs (R)
Shaded information is Designated as Confidential per Protective Order in WUTC Dockets UE-240004 and UG-240005
REDACTED VERSION
Puget Sound Energy
Exh. BDM-42C
Adjustment for Non-Fuel Cost Included in Peaker Start Costs
Average | 2025_01 | 2025_02 | 2025_03 | 2025_04 | 2025_05 | 2025_06 | 2025_07 | 2025_08 | 2025_09 | 2025_10 | 2025_11 | 2025_12 | 2026_01 | 2026_02 | 2026_03 | 2026_04 | 2026_05 | 2026_06 | 2026_07 | 2026_08 | 2026_09 | 2026_10 | 2026_11 | 2026_12 | 2025 | 2026 | 2024 GRC Initial - 2025 | 2024 GRC Initial - 2026 | 2025 increase / (decrease) | 2026 increase / (decrease)
Frederickson (1)
Frederickson (2)
Fredonia (1)
Fredonia (2)
Whitehorn (2)
Whitehorn (3)
Freddy 1
Non-fuel costs in AURORA results
Power cost adjustment
Rate year: January 2025 through December 2026
Gas price 90-day average dates: 5/17/24 - 8/15/24

## 43C Distillate fuel (R)
Shaded information is Designated as Confidential per Protective Order in WUTC Dockets UE-240004 and UG-240005
REDACTED VERSION
Puget Sound Energy
Exh. BDM-43C
Distillate Fuel Incremental Costs
| 2025-01-01 | 2025-02-01 | 2025-03-01 | 2025-04-01 | 2025-05-01 | 2025-06-01 | 2025-07-01 | 2025-08-01 | 2025-09-01 | 2025-10-01 | 2025-11-01 | 2025-12-01 | 2026-01-01 | 2026-02-01 | 2026-03-01 | 2026-04-01 | 2026-05-01 | 2026-06-01 | 2026-07-01 | 2026-08-01 | 2026-09-01 | 2026-10-01 | 2026-11-01 | 2026-12-01 | 2025 | 2026 | 2024 GRC Initial - 2025 | 2024 GRC Initial - 2026 | 2025 increase / (decrease) | 2026 increase / (decrease)
Frederickson 1 & 2 | 48534.7048 | 48534.7048 | 48534.7048 | 0 | 0 | 0 | 0 | 0 | 0 | 0 | 48534.7048 | 48534.7048 | 48534.7048 | 48534.7048 | 48534.7048 | 0 | 0 | 0 | 0 | 0 | 0 | 0 | 48534.7048 | 48534.7048 | 242673.5238 | 242673.5238 | 219914.2443 | 219914.2443 | 22759.2795 | 22759.2795
Fredonia 1 & 2 | 52736.1653 | 52736.1653 | 52736.1653 | 0 | 0 | 0 | 0 | 0 | 0 | 0 | 52736.1653 | 52736.1653 | 52736.1653 | 52736.1653 | 52736.1653 | 0 | 0 | 0 | 0 | 0 | 0 | 0 | 52736.1653 | 52736.1653 | 263680.8265 | 263680.8265 | 271325.0958 | 271325.0958 | -7644.2693 | -7644.2693
Fredonia 3 & 4 | 23907.0616 | 23907.0616 | 23907.0616 | 0 | 0 | 0 | 0 | 0 | 0 | 0 | 23907.0616 | 23907.0616 | 23907.0616 | 23907.0616 | 23907.0616 | 0 | 0 | 0 | 0 | 0 | 0 | 0 | 23907.0616 | 23907.0616 | 119535.308 | 119535.308 | 123000.7101 | 123000.7101 | -3465.4021 | -3465.4021
Ferndale | 57700.6194 | 57700.6194 | 57700.6194 | 0 | 0 | 0 | 0 | 0 | 0 | 0 | 57700.6194 | 57700.6194 | 57700.6194 | 57700.6194 | 57700.6194 | 0 | 0 | 0 | 0 | 0 | 0 | 0 | 57700.6194 | 57700.6194 | 288503.0972 | 288503.0972 | 290527.2993 | 290527.2993 | -2024.2021 | -2024.2021
Whitehorn 2 & 3 | 46314.5373 | 46314.5373 | 46314.5373 | 0 | 0 | 0 | 0 | 0 | 0 | 0 | 46314.5373 | 46314.5373 | 46314.5373 | 46314.5373 | 46314.5373 | 0 | 0 | 0 | 0 | 0 | 0 | 0 | 46314.5373 | 46314.5373 | 231572.6865 | 231572.6865 | 278029.9744 | 278029.9744 | -46457.2879 | -46457.2879
Encogen | 24419.8874 | 24419.8874 | 24419.8874 | 0 | 0 | 0 | 0 | 0 | 0 | 0 | 24419.8874 | 24419.8874 | 24419.8874 | 24419.8874 | 24419.8874 | 0 | 0 | 0 | 0 | 0 | 0 | 0 | 24419.8874 | 24419.8874 | 122099.4371 | 122099.4371 | 66666.2026 | 66666.2026 | 55433.2346 | 55433.2346
Crystal mountain | 5360.7809 | 5360.7809 | 5360.7809 | 5360.7809 | 5360.7809 | 5360.7809 | 5360.7809 | 5360.7809 | 5360.7809 | 5360.7809 | 5360.7809 | 5360.7809 | 5360.7809 | 5360.7809 | 5360.7809 | 5360.7809 | 5360.7809 | 5360.7809 | 5360.7809 | 5360.7809 | 5360.7809 | 5360.7809 | 5360.7809 | 5360.7809 | 64329.3707 | 64329.3707 | 81439.4448 | 81439.4448 | -17110.0741 | -17110.0741
Total | 258973.7567 | 258973.7567 | 258973.7567 | 5360.7809 | 5360.7809 | 5360.7809 | 5360.7809 | 5360.7809 | 5360.7809 | 5360.7809 | 258973.7567 | 258973.7567 | 258973.7567 | 258973.7567 | 258973.7567 | 5360.7809 | 5360.7809 | 5360.7809 | 5360.7809 | 5360.7809 | 5360.7809 | 5360.7809 | 258973.7567 | 258973.7567 | 1332394.2498 | 1332394.2498 | 1330902.9714 | 1330902.9714 | 1491.2785 | 1491.2785
MWHs
Flat Mid C price
Value of energy | 0 | 0 | 0 | 0 | 0 | 0 | 0 | 0 | 0 | 0 | 0 | 0 | 0 | 0 | 0 | 0 | 0 | 0 | 0 | 0 | 0 | 0 | 0 | 0 | 0 | 0 | 475805.7608 | 503406.325 | -475805.7608 | -503406.325
Net cost total | 258973.7567 | 258973.7567 | 258973.7567 | 5360.7809 | 5360.7809 | 5360.7809 | 5360.7809 | 5360.7809 | 5360.7809 | 5360.7809 | 258973.7567 | 258973.7567 | 258973.7567 | 258973.7567 | 258973.7567 | 5360.7809 | 5360.7809 | 5360.7809 | 5360.7809 | 5360.7809 | 5360.7809 | 5360.7809 | 258973.7567 | 258973.7567 | 1332394.2498 | 1332394.2498 | 855097.2105 | 827496.6464 | 477297.0393 | 504897.6035
Oil for Crystal mountain generator - reliability operations over a 3 yr. period (not modeled in AURORA)
| Capacity | Heat rate on Oil | Oil inventory | Gallons burnt per hour | BTU content of #2 Fuel oil | Historical run profile | Gallons per year | Oil need | Oil Cost @ market | New cost of oil inventory | Cost of Oil
| (MW) | (Btu/KWh) | ($/gal) | (gal) | (Btu/gal) | (MWh) | (gal) | (gal) | ($) | ($/gal) | ($)
Crystal mountain | 2025-01-01: 2; 2025-05-01: 140000; 2025-06-01: 211; 2025-11-01: 64329.3707
Oil for testing - Calculated oil cost for 5hr compliance and reliability testing
| Capacity | *Heat rate on Oil | Oil inventory | Gallons burnt per hour | BTU content of #2 Fuel oil | Testing hours | Gallons per year | Cost of Oil
| (MW) | (Btu/KWh) | ($/gal) | (gal) | (Btu/gal) | (hrs) | (gal) | ($)
Frederickson 1 & 2 | 2025-01-01: 148; 2025-05-01: 140000; 2025-06-01: 5; 2025-08-01: 242673.5238
Fredonia 1 & 2 | 2025-01-01: 208; 2025-05-01: 140000; 2025-06-01: 5; 2025-08-01: 263680.8265
Fredonia 3 & 4 | 2025-01-01: 108; 2025-05-01: 140000; 2025-06-01: 5; 2025-08-01: 119535.308
Ferndale | 2025-01-01: 271; 2025-05-01: 140000; 2025-06-01: 5; 2025-08-01: 288503.0972
Whitehorn 2 & 3 | 2025-01-01: 148; 2025-05-01: 140000; 2025-06-01: 5; 2025-08-01: 231572.6865
Encogen | 2025-01-01: 166; 2025-05-01: 140000; 2025-06-01: 5; 2025-08-01: 122099.4371
Total | 2025-08-01: 1268064.8792
*Heat rate on oil is derived from gallon per minute diesel burn rates from simple cycle plant data. The combined cycles use their natural gas heat rates.
Adequate oil supply to cover winter reliability - 48 hr supply (Incremental oil purchases are rolled into inventory cost)
| Capacity | Heat rate on Oil | Oil inventory | Gallons burnt per hour | BTU content of #2 Fuel oil | Reliability run | 48hr reliability run | *Minimum fill level 1'6'' from tank base | Sufficiency test | Oil need | Oil Cost @ market | New cost of oil inventory
| (MW) | (Btu/KWh) | ($/gal) | (gal) | (Btu/gallons) | (hrs) | (gal) | (gal) | 5hrs + 48hr exceed minimum fill level? | (gal) | ($) | ($/gal)
Frederickson 1 & 2 | 2025-01-01: 148; 2025-05-01: 140000; 2025-06-01: 48; 2025-08-01: 83202; 2025-09-01: No; 2025-10-01: 420034; 2025-11-01: -937935.922
Fredonia 1 & 2 | 2025-01-01: 208; 2025-05-01: 140000; 2025-06-01: 48; 2025-08-01: 147588; 2025-09-01: Yes; 2025-10-01: -69677; 2025-11-01: 155588.741
Fredonia 3 & 4 | 2025-01-01: 108; 2025-05-01: 140000; 2025-06-01: 48; 2025-08-01: 147588; 2025-09-01: Yes; 2025-10-01: -69677; 2025-11-01: 155588.741
Ferndale | 2025-01-01: 245; 2025-05-01: 140000; 2025-06-01: 48; 2025-08-01: 60000; 2025-09-01: No; 2025-10-01: 0; 2025-11-01: 0
Whitehorn 2 & 3 | 2025-01-01: 148; 2025-05-01: 140000; 2025-06-01: 48; 2025-08-01: 23184; 2025-09-01: No; 2025-10-01: 169258; 2025-11-01: -377953.114
Encogen | 2025-01-01: 165; 2025-05-01: 140000; 2025-06-01: 48; 2025-08-01: 18774; 2025-09-01: No; 2025-10-01: 118947.75; 2025-11-01: -265610.3258
Total
*Minimum fill level 1'6'' is the minimum measure that diesel can be extracted to from each tank until mandatory refill must take place
SUMMARY OF OIL INVENTORY
2024-07-31
| Gallons | Price | Amount | SAP Account
Crystal Mountain | 2025-04-01: 15100061
Encogen | 2025-04-01: 15111001
Ferndale | 2025-04-01: 15100271
Frederickson | 2025-04-01: 15100091
Fredonia | 2025-04-01: 15100101
Whitehorn | 2025-04-01: 15100081
Books | bar: 2025-01-01 to 2025-03-01
Fair Market value (base price) #2 Fuel oil 15- PPM Sulfur Dyed ultra low sulfur diesel | bar: 2025-03-01
With taxes & fees: average 10% | bar: 2025-03-01
Rate year: January 2025 through December 2026
Gas price 90-day average dates: 5/17/24 - 8/15/24