F9_Industrial_Instruments_Existing_Space Heating_Natural Gas_HVAC - Demand Controlled Ventilation_A_Technical Potential | F9 | Industrial | Instruments | Existing | Space Heating | Natural Gas | HVAC - Demand Controlled Ventilation | A | Cumulative Winter Peak Savings (MW) | Technical Potential | 0 | 0 | 0 | 0 | 0 | 0 | 0 | 0 | 0 | 0 | 0 | 0 | 0 | 0 | 0 | 0 | 0 | 0 | 0 | 0 | 0 | 0 | 0
F10_Industrial_Instruments_Existing_Space Heating_Natural Gas_HVAC - Demand Controlled Ventilation_A_Technical Potential | F10 | Industrial | Instruments | Existing | Space Heating | Natural Gas | HVAC - Demand Controlled Ventilation | A | Purchases (Incremental) | Technical Potential | 0 | 0 | 2879.4421 | 2829.7965 | 2781.0069 | 2733.0585 | 2685.9368 | 2639.6276 | 2594.1167 | 2549.3906 | 2505.4356 | 2462.2384 | 2419.786 | 2378.0656 | 2337.0645 | 2296.7702 | 2257.1707 | 2218.254 | 2180.0083 | 2142.4219 | 2105.4836 | 2069.1822 | 0
F11_Industrial_Instruments_Existing_Space Heating_Natural Gas_HVAC - Demand Controlled Ventilation_A_Technical Potential | F11 | Industrial | Instruments | Existing | Space Heating | Natural Gas | HVAC - Demand Controlled Ventilation | A | Purchases (Cumulative) | Technical Potential | 0 | 0 | 2879.4421 | 5709.2386 | 8490.2455 | 11223.304 | 13909.2408 | 16548.8684 | 19142.9851 | 21692.3757 | 24197.8113 | 26660.0497 | 29079.8357 | 31457.9013 | 33794.9658 | 36091.736 | 38348.9067 | 40567.1608 | 42747.169 | 44889.5909 | 46995.0745 | 49064.2567 | 0
F1_Industrial_Instruments_Existing_Space Heating_Natural Gas_Gas Boiler - Stack Economizer_A_Technical Potential | F1 | Industrial | Instruments | Existing | Space Heating | Natural Gas | Gas Boiler - Stack Economizer | A | Integrated Unit Energy Savings (kWh or therms) | Technical Potential | 0 | 0 | 4.0971 | 4.0684 | 4.0377 | 4.0044 | 3.9678 | 3.9273 | 3.8824 | 3.8329 | 3.7788 | 3.7207 | 3.6594 | 3.5961 | 3.5327 | 3.4706 | 3.411 | 3.3566 | 3.3077 | 3.2639 | 3.2244 | 3.1882 | 0
F2_Industrial_Instruments_Existing_Space Heating_Natural Gas_Gas Boiler - Stack Economizer_A_Technical Potential | F2 | Industrial | Instruments | Existing | Space Heating | Natural Gas | Gas Boiler - Stack Economizer | A | Integrated Unit Summer Peak Savings (kW) | Technical Potential | 0 | 0 | 0 | 0 | 0 | 0 | 0 | 0 | 0 | 0 | 0 | 0 | 0 | 0 | 0 | 0 | 0 | 0 | 0 | 0 | 0 | 0 | 0
F3_Industrial_Instruments_Existing_Space Heating_Natural Gas_Gas Boiler - Stack Economizer_A_Technical Potential | F3 | Industrial | Instruments | Existing | Space Heating | Natural Gas | Gas Boiler - Stack Economizer | A | Integrated Unit Winter Peak Savings (kW) | Technical Potential | 0 | 0 | 0 | 0 | 0 | 0 | 0 | 0 | 0 | 0 | 0 | 0 | 0 | 0 | 0 | 0 | 0 | 0 | 0 | 0 | 0 | 0 | 0
F4_Industrial_Instruments_Existing_Space Heating_Natural Gas_Gas Boiler - Stack Economizer_A_Technical Potential | F4 | Industrial | Instruments | Existing | Space Heating | Natural Gas | Gas Boiler - Stack Economizer | A | Incremental Energy Savings (MWh or mTherms) | Technical Potential | 0 | 0 | 0.042563 | 0.041537 | 0.040512 | 0.039485 | 0.03845 | 0.033661 | 0.026162 | 0.020306 | 0.01574 | 0.012184 | 0.0094218 | 0.0072792 | 0.0056222 | 0.0043424 | 0.0033554 | 0.002596 | 1.7148e-05 | 5.9389e-06 | 1.9657e-06 | 6.2285e-07 | 0
F5_Industrial_Instruments_Existing_Space Heating_Natural Gas_Gas Boiler - Stack Economizer_A_Technical Potential | F5 | Industrial | Instruments | Existing | Space Heating | Natural Gas | Gas Boiler - Stack Economizer | A | Incremental Summer Peak Savings (MW) | Technical Potential | 0 | 0 | 0 | 0 | 0 | 0 | 0 | 0 | 0 | 0 | 0 | 0 | 0 | 0 | 0 | 0 | 0 | 0 | 0 | 0 | 0 | 0 | 0
F6_Industrial_Instruments_Existing_Space Heating_Natural Gas_Gas Boiler - Stack Economizer_A_Technical Potential | F6 | Industrial | Instruments | Existing | Space Heating | Natural Gas | Gas Boiler - Stack Economizer | A | Incremental Winter Peak Savings (MW) | Technical Potential | 0 | 0 | 0 | 0 | 0 | 0 | 0 | 0 | 0 | 0 | 0 | 0 | 0 | 0 | 0 | 0 | 0 | 0 | 0 | 0 | 0 | 0 | 0
F7_Industrial_Instruments_Existing_Space Heating_Natural Gas_Gas Boiler - Stack Economizer_A_Technical Potential | F7 | Industrial | Instruments | Existing | Space Heating | Natural Gas | Gas Boiler - Stack Economizer | A | Cumulative Energy Savings (MWh or mTherms) | Technical Potential | 0 | 0 | 0.042563 | 0.083802 | 0.12368 | 0.16215 | 0.19911 | 0.23074 | 0.25427 | 0.27133 | 0.28324 | 0.29107 | 0.2957 | 0.29786 | 0.29824 | 0.29733 | 0.29558 | 0.29347 | 0.28921 | 0.28538 | 0.28193 | 0.27877 | 0
F8_Industrial_Instruments_Existing_Space Heating_Natural Gas_Gas Boiler - Stack Economizer_A_Technical Potential | F8 | Industrial | Instruments | Existing | Space Heating | Natural Gas | Gas Boiler - Stack Economizer | A | Cumulative Summer Peak Savings (MW) | Technical Potential | 0 | 0 | 0 | 0 | 0 | 0 | 0 | 0 | 0 | 0 | 0 | 0 | 0 | 0 | 0 | 0 | 0 | 0 | 0 | 0 | 0 | 0 | 0
F9_Industrial_Instruments_Existing_Space Heating_Natural Gas_Gas Boiler - Stack Economizer_A_Technical Potential | F9 | Industrial | Instruments | Existing | Space Heating | Natural Gas | Gas Boiler - Stack Economizer | A | Cumulative Winter Peak Savings (MW) | Technical Potential | 0 | 0 | 0 | 0 | 0 | 0 | 0 | 0 | 0 | 0 | 0 | 0 | 0 | 0 | 0 | 0 | 0 | 0 | 0 | 0 | 0 | 0 | 0
F10_Industrial_Instruments_Existing_Space Heating_Natural Gas_Gas Boiler - Stack Economizer_A_Technical Potential | F10 | Industrial | Instruments | Existing | Space Heating | Natural Gas | Gas Boiler - Stack Economizer | A | Purchases (Incremental) | Technical Potential | 0 | 0 | 10.3886 | 10.2095 | 10.0335 | 9.8605 | 9.6905 | 8.5711 | 6.7386 | 5.298 | 4.1653 | 3.2748 | 2.5747 | 2.0242 | 1.5915 | 1.2512 | 0.98371 | 0.7734 | 0.0051842 | 0.0018196 | 0.00060962 | 0.00019536 | 0
F11_Industrial_Instruments_Existing_Space Heating_Natural Gas_Gas Boiler - Stack Economizer_A_Technical Potential | F11 | Industrial | Instruments | Existing | Space Heating | Natural Gas | Gas Boiler - Stack Economizer | A | Purchases (Cumulative) | Technical Potential | 0 | 0 | 10.3886 | 20.5982 | 30.6317 | 40.4922 | 50.1827 | 58.7538 | 65.4924 | 70.7904 | 74.9557 | 78.2305 | 80.8051 | 82.8293 | 84.4208 | 85.672 | 86.6557 | 87.4291 | 87.4343 | 87.4361 | 87.4367 | 87.4369 | 0
F1_Industrial_Instruments_Existing_Process_Natural Gas_Gas Boiler - Stack Economizer_A_Technical Potential | F1 | Industrial | Instruments | Existing | Process | Natural Gas | Gas Boiler - Stack Economizer | A | Integrated Unit Energy Savings (kWh or therms) | Technical Potential | 0 | 0 | 3.3666 | 3.3557 | 3.3447 | 3.3333 | 3.3215 | 3.3093 | 3.2967 | 3.2839 | 3.2711 | 3.2586 | 3.2463 | 3.2345 | 3.2231 | 3.2118 | 3.2005 | 3.1891 | 3.1777 | 3.166 | 3.1542 | 3.1422 | 0
F2_Industrial_Instruments_Existing_Process_Natural Gas_Gas Boiler - Stack Economizer_A_Technical Potential | F2 | Industrial | Instruments | Existing | Process | Natural Gas | Gas Boiler - Stack Economizer | A | Integrated Unit Summer Peak Savings (kW) | Technical Potential | 0 | 0 | 0 | 0 | 0 | 0 | 0 | 0 | 0 | 0 | 0 | 0 | 0 | 0 | 0 | 0 | 0 | 0 | 0 | 0 | 0 | 0 | 0
F3_Industrial_Instruments_Existing_Process_Natural Gas_Gas Boiler - Stack Economizer_A_Technical Potential | F3 | Industrial | Instruments | Existing | Process | Natural Gas | Gas Boiler - Stack Economizer | A | Integrated Unit Winter Peak Savings (kW) | Technical Potential | 0 | 0 | 0 | 0 | 0 | 0 | 0 | 0 | 0 | 0 | 0 | 0 | 0 | 0 | 0 | 0 | 0 | 0 | 0 | 0 | 0 | 0 | 0
F4_Industrial_Instruments_Existing_Process_Natural Gas_Gas Boiler - Stack Economizer_A_Technical Potential | F4 | Industrial | Instruments | Existing | Process | Natural Gas | Gas Boiler - Stack Economizer | A | Incremental Energy Savings (MWh or mTherms) | Technical Potential | 0 | 0 | 1.061 | 1.0393 | 1.018 | 0.99704 | 0.9764 | 0.86043 | 0.6739 | 0.52777 | 0.41332 | 0.32371 | 0.25354 | 0.19861 | 0.1556 | 0.1219 | 0.095505 | 0.07482 | 0.00049973 | 0.00017475 | 5.833e-05 | 1.8622e-05 | 0
F5_Industrial_Instruments_Existing_Process_Natural Gas_Gas Boiler - Stack Economizer_A_Technical Potential | F5 | Industrial | Instruments | Existing | Process | Natural Gas | Gas Boiler - Stack Economizer | A | Incremental Summer Peak Savings (MW) | Technical Potential | 0 | 0 | 0 | 0 | 0 | 0 | 0 | 0 | 0 | 0 | 0 | 0 | 0 | 0 | 0 | 0 | 0 | 0 | 0 | 0 | 0 | 0 | 0
F6_Industrial_Instruments_Existing_Process_Natural Gas_Gas Boiler - Stack Economizer_A_Technical Potential | F6 | Industrial | Instruments | Existing | Process | Natural Gas | Gas Boiler - Stack Economizer | A | Incremental Winter Peak Savings (MW) | Technical Potential | 0 | 0 | 0 | 0 | 0 | 0 | 0 | 0 | 0 | 0 | 0 | 0 | 0 | 0 | 0 | 0 | 0 | 0 | 0 | 0 | 0 | 0 | 0
F7_Industrial_Instruments_Existing_Process_Natural Gas_Gas Boiler - Stack Economizer_A_Technical Potential | F7 | Industrial | Instruments | Existing | Process | Natural Gas | Gas Boiler - Stack Economizer | A | Cumulative Energy Savings (MWh or mTherms) | Technical Potential | 0 | 0 | 1.061 | 2.0968 | 3.1079 | 4.0944 | 5.0563 | 5.8981 | 6.5496 | 7.0519 | 7.4378 | 7.7329 | 7.9574 | 8.1271 | 8.2539 | 8.3469 | 8.4131 | 8.458 | 8.4281 | 8.3974 | 8.3662 | 8.3344 | 0
F8_Industrial_Instruments_Existing_Process_Natural Gas_Gas Boiler - Stack Economizer_A_Technical Potential | F8 | Industrial | Instruments | Existing | Process | Natural Gas | Gas Boiler - Stack Economizer | A | Cumulative Summer Peak Savings (MW) | Technical Potential | 0 | 0 | 0 | 0 | 0 | 0 | 0 | 0 | 0 | 0 | 0 | 0 | 0 | 0 | 0 | 0 | 0 | 0 | 0 | 0 | 0 | 0 | 0
F9_Industrial_Instruments_Existing_Process_Natural Gas_Gas Boiler - Stack Economizer_A_Technical Potential | F9 | Industrial | Instruments | Existing | Process | Natural Gas | Gas Boiler - Stack Economizer | A | Cumulative Winter Peak Savings (MW) | Technical Potential | 0 | 0 | 0 | 0 | 0 | 0 | 0 | 0 | 0 | 0 | 0 | 0 | 0 | 0 | 0 | 0 | 0 | 0 | 0 | 0 | 0 | 0 | 0
F10_Industrial_Instruments_Existing_Process_Natural Gas_Gas Boiler - Stack Economizer_A_Technical Potential | F10 | Industrial | Instruments | Existing | Process | Natural Gas | Gas Boiler - Stack Economizer | A | Purchases (Incremental) | Technical Potential | 0 | 0 | 315.1373 | 309.7039 | 304.3642 | 299.1165 | 293.9593 | 260.002 | 204.4153 | 160.7127 | 126.3535 | 99.34 | 78.1018 | 61.4041 | 48.2764 | 37.9552 | 29.8406 | 23.4609 | 0.15726 | 0.055197 | 0.018493 | 0.0059262 | 0
F11_Industrial_Instruments_Existing_Process_Natural Gas_Gas Boiler - Stack Economizer_A_Technical Potential | F11 | Industrial | Instruments | Existing | Process | Natural Gas | Gas Boiler - Stack Economizer | A | Purchases (Cumulative) | Technical Potential | 0 | 0 | 315.1373 | 624.8412 | 929.2053 | 1228.3218 | 1522.2811 | 1782.2831 | 1986.6984 | 2147.4112 | 2273.7646 | 2373.1046 | 2451.2064 | 2512.6105 | 2560.8869 | 2598.8421 | 2628.6827 | 2652.1436 | 2652.3009 | 2652.3561 | 2652.3746 | 2652.3805 | 0
F1_Industrial_Instruments_Existing_Space Heating_Natural Gas_Gas Furnace Tube Inserts_A_Technical Potential | F1 | Industrial | Instruments | Existing | Space Heating | Natural Gas | Gas Furnace Tube Inserts | A | Integrated Unit Energy Savings (kWh or therms) | Technical Potential | 0 | 0 | 0.087928 | 0.087247 | 0.086543 | 0.085816 | 0.085066 | 0.084293 | 0.083498 | 0.082681 | 0.081848 | 0.081004 | 0.080154 | 0.079297 | 0.07845 | 0.077609 | 0.076777 | 0.076002 | 0.07528 | 0.074605 | 0.073973 | 0.073384 | 0
F2_Industrial_Instruments_Existing_Space Heating_Natural Gas_Gas Furnace Tube Inserts_A_Technical Potential | F2 | Industrial | Instruments | Existing | Space Heating | Natural Gas | Gas Furnace Tube Inserts | A | Integrated Unit Summer Peak Savings (kW) | Technical Potential | 0 | 0 | 0 | 0 | 0 | 0 | 0 | 0 | 0 | 0 | 0 | 0 | 0 | 0 | 0 | 0 | 0 | 0 | 0 | 0 | 0 | 0 | 0
F3_Industrial_Instruments_Existing_Space Heating_Natural Gas_Gas Furnace Tube Inserts_A_Technical Potential | F3 | Industrial | Instruments | Existing | Space Heating | Natural Gas | Gas Furnace Tube Inserts | A | Integrated Unit Winter Peak Savings (kW) | Technical Potential | 0 | 0 | 0 | 0 | 0 | 0 | 0 | 0 | 0 | 0 | 0 | 0 | 0 | 0 | 0 | 0 | 0 | 0 | 0 | 0 | 0 | 0 | 0
F4_Industrial_Instruments_Existing_Space Heating_Natural Gas_Gas Furnace Tube Inserts_A_Technical Potential | F4 | Industrial | Instruments | Existing | Space Heating | Natural Gas | Gas Furnace Tube Inserts | A | Incremental Energy Savings (MWh or mTherms) | Technical Potential | 0 | 0 | 0 | 0 | 0 | 0 | 0 | 0 | 0 | 0 | 0 | 0 | 0 | 0 | 0 | 0 | 0 | 0 | 0 | 0 | 0 | 0 | 0
F5_Industrial_Instruments_Existing_Space Heating_Natural Gas_Gas Furnace Tube Inserts_A_Technical Potential | F5 | Industrial | Instruments | Existing | Space Heating | Natural Gas | Gas Furnace Tube Inserts | A | Incremental Summer Peak Savings (MW) | Technical Potential | 0 | 0 | 0 | 0 | 0 | 0 | 0 | 0 | 0 | 0 | 0 | 0 | 0 | 0 | 0 | 0 | 0 | 0 | 0 | 0 | 0 | 0 | 0
F6_Industrial_Instruments_Existing_Space Heating_Natural Gas_Gas Furnace Tube Inserts_A_Technical Potential | F6 | Industrial | Instruments | Existing | Space Heating | Natural Gas | Gas Furnace Tube Inserts | A | Incremental Winter Peak Savings (MW) | Technical Potential | 0 | 0 | 0 | 0 | 0 | 0 | 0 | 0 | 0 | 0 | 0 | 0 | 0 | 0 | 0 | 0 | 0 | 0 | 0 | 0 | 0 | 0 | 0
F7_Industrial_Instruments_Existing_Space Heating_Natural Gas_Gas Furnace Tube Inserts_A_Technical Potential | F7 | Industrial | Instruments | Existing | Space Heating | Natural Gas | Gas Furnace Tube Inserts | A | Cumulative Energy Savings (MWh or mTherms) | Technical Potential | 0 | 0 | 0 | 0 | 0 | 0 | 0 | 0 | 0 | 0 | 0 | 0 | 0 | 0 | 0 | 0 | 0 | 0 | 0 | 0 | 0 | 0 | 0
F8_Industrial_Instruments_Existing_Space Heating_Natural Gas_Gas Furnace Tube Inserts_A_Technical Potential | F8 | Industrial | Instruments | Existing | Space Heating | Natural Gas | Gas Furnace Tube Inserts | A | Cumulative Summer Peak Savings (MW) | Technical Potential | 0 | 0 | 0 | 0 | 0 | 0 | 0 | 0 | 0 | 0 | 0 | 0 | 0 | 0 | 0 | 0 | 0 | 0 | 0 | 0 | 0 | 0 | 0
F9_Industrial_Instruments_Existing_Space Heating_Natural Gas_Gas Furnace Tube Inserts_A_Technical Potential | F9 | Industrial | Instruments | Existing | Space Heating | Natural Gas | Gas Furnace Tube Inserts | A | Cumulative Winter Peak Savings (MW) | Technical Potential | 0 | 0 | 0 | 0 | 0 | 0 | 0 | 0 | 0 | 0 | 0 | 0 | 0 | 0 | 0 | 0 | 0 | 0 | 0 | 0 | 0 | 0 | 0
F10_Industrial_Instruments_Existing_Space Heating_Natural Gas_Gas Furnace Tube Inserts_A_Technical Potential | F10 | Industrial | Instruments | Existing | Space Heating | Natural Gas | Gas Furnace Tube Inserts | A | Purchases (Incremental) | Technical Potential | 0 | 0 | 0 | 0 | 0 | 0 | 0 | 0 | 0 | 0 | 0 | 0 | 0 | 0 | 0 | 0 | 0 | 0 | 0 | 0 | 0 | 0 | 0
F11_Industrial_Instruments_Existing_Space Heating_Natural Gas_Gas Furnace Tube Inserts_A_Technical Potential | F11 | Industrial | Instruments | Existing | Space Heating | Natural Gas | Gas Furnace Tube Inserts | A | Purchases (Cumulative) | Technical Potential | 0 | 0 | 0 | 0 | 0 | 0 | 0 | 0 | 0 | 0 | 0 | 0 | 0 | 0 | 0 | 0 | 0 | 0 | 0 | 0 | 0 | 0 | 0
F1_Industrial_Instruments_Existing_Space Heating_Natural Gas_Space Heating - Heat Recovery Ventilator_A_Technical Potential | F1 | Industrial | Instruments | Existing | Space Heating | Natural Gas | Space Heating - Heat Recovery Ventilator | A | Integrated Unit Energy Savings (kWh or therms) | Technical Potential | 0 | 0 | 0.013244 | 0.013045 | 0.012783 | 0.012448 | 0.012046 | 0.011589 | 0.011099 | 0.010603 | 0.010122 | 0.009674 | 0.009269 | 0.0089092 | 0.0085944 | 0.008319 | 0.0080775 | 0.0078682 | 0.0076849 | 0.0075202 | 0.0073783 | 0.0072439 | 0
F2_Industrial_Instruments_Existing_Space Heating_Natural Gas_Space Heating - Heat Recovery Ventilator_A_Technical Potential | F2 | Industrial | Instruments | Existing | Space Heating | Natural Gas | Space Heating - Heat Recovery Ventilator | A | Integrated Unit Summer Peak Savings (kW) | Technical Potential | 0 | 0 | 0 | 0 | 0 | 0 | 0 | 0 | 0 | 0 | 0 | 0 | 0 | 0 | 0 | 0 | 0 | 0 | 0 | 0 | 0 | 0 | 0
F3_Industrial_Instruments_Existing_Space Heating_Natural Gas_Space Heating - Heat Recovery Ventilator_A_Technical Potential | F3 | Industrial | Instruments | Existing | Space Heating | Natural Gas | Space Heating - Heat Recovery Ventilator | A | Integrated Unit Winter Peak Savings (kW) | Technical Potential | 0 | 0 | 0 | 0 | 0 | 0 | 0 | 0 | 0 | 0 | 0 | 0 | 0 | 0 | 0 | 0 | 0 | 0 | 0 | 0 | 0 | 0 | 0
F4_Industrial_Instruments_Existing_Space Heating_Natural Gas_Space Heating - Heat Recovery Ventilator_A_Technical Potential | F4 | Industrial | Instruments | Existing | Space Heating | Natural Gas | Space Heating - Heat Recovery Ventilator | A | Incremental Energy Savings (MWh or mTherms) | Technical Potential | 0 | 0 | 0.093344 | 0.09036 | 0.087013 | 0.083276 | 0.079193 | 0.074875 | 0.070477 | 0.066162 | 0.062073 | 0.058304 | 0.0549 | 0.051859 | 0.049164 | 0.046768 | 0.044628 | 0.042722 | 0.041007 | 0.039437 | 0.038025 | 0.036689 | 0
F5_Industrial_Instruments_Existing_Space Heating_Natural Gas_Space Heating - Heat Recovery Ventilator_A_Technical Potential | F5 | Industrial | Instruments | Existing | Space Heating | Natural Gas | Space Heating - Heat Recovery Ventilator | A | Incremental Summer Peak Savings (MW) | Technical Potential | 0 | 0 | 0 | 0 | 0 | 0 | 0 | 0 | 0 | 0 | 0 | 0 | 0 | 0 | 0 | 0 | 0 | 0 | 0 | 0 | 0 | 0 | 0
F6_Industrial_Instruments_Existing_Space Heating_Natural Gas_Space Heating - Heat Recovery Ventilator_A_Technical Potential | F6 | Industrial | Instruments | Existing | Space Heating | Natural Gas | Space Heating - Heat Recovery Ventilator | A | Incremental Winter Peak Savings (MW) | Technical Potential | 0 | 0 | 0 | 0 | 0 | 0 | 0 | 0 | 0 | 0 | 0 | 0 | 0 | 0 | 0 | 0 | 0 | 0 | 0 | 0 | 0 | 0 | 0
F7_Industrial_Instruments_Existing_Space Heating_Natural Gas_Space Heating - Heat Recovery Ventilator_A_Technical Potential | F7 | Industrial | Instruments | Existing | Space Heating | Natural Gas | Space Heating - Heat Recovery Ventilator | A | Cumulative Energy Savings (MWh or mTherms) | Technical Potential | 0 | 0 | 0.093344 | 0.18231 | 0.26564 | 0.34197 | 0.4101 | 0.46942 | 0.52008 | 0.56297 | 0.59951 | 0.63129 | 0.65976 | 0.68601 | 0.71093 | 0.73492 | 0.75822 | 0.78129 | 0.8041 | 0.82631 | 0.84874 | 0.86997 | 0
F8_Industrial_Instruments_Existing_Space Heating_Natural Gas_Space Heating - Heat Recovery Ventilator_A_Technical Potential | F8 | Industrial | Instruments | Existing | Space Heating | Natural Gas | Space Heating - Heat Recovery Ventilator | A | Cumulative Summer Peak Savings (MW) | Technical Potential | 0 | 0 | 0 | 0 | 0 | 0 | 0 | 0 | 0 | 0 | 0 | 0 | 0 | 0 | 0 | 0 | 0 | 0 | 0 | 0 | 0 | 0 | 0
F9_Industrial_Instruments_Existing_Space Heating_Natural Gas_Space Heating - Heat Recovery Ventilator_A_Technical Potential | F9 | Industrial | Instruments | Existing | Space Heating | Natural Gas | Space Heating - Heat Recovery Ventilator | A | Cumulative Winter Peak Savings (MW) | Technical Potential | 0 | 0 | 0 | 0 | 0 | 0 | 0 | 0 | 0 | 0 | 0 | 0 | 0 | 0 | 0 | 0 | 0 | 0 | 0 | 0 | 0 | 0 | 0
F10_Industrial_Instruments_Existing_Space Heating_Natural Gas_Space Heating - Heat Recovery Ventilator_A_Technical Potential | F10 | Industrial | Instruments | Existing | Space Heating | Natural Gas | Space Heating - Heat Recovery Ventilator | A | Purchases (Incremental) | Technical Potential | 0 | 0 | 7048.0868 | 6926.568 | 6807.1445 | 6689.7799 | 6574.4389 | 6461.0865 | 6349.6884 | 6240.211 | 6132.6212 | 6026.8864 | 5922.9745 | 5820.8543 | 5720.4947 | 5621.8655 | 5524.9368 | 5429.6792 | 5336.0641 | 5244.063 | 5153.6481 | 5064.7921 | 0
F11_Industrial_Instruments_Existing_Space Heating_Natural Gas_Space Heating - Heat Recovery Ventilator_A_Technical Potential | F11 | Industrial | Instruments | Existing | Space Heating | Natural Gas | Space Heating - Heat Recovery Ventilator | A | Purchases (Cumulative) | Technical Potential | 0 | 0 | 7048.0868 | 13974.6548 | 20781.7993 | 27471.5792 | 34046.0181 | 40507.1045 | 46856.793 | 53097.004 | 59229.6252 | 65256.5116 | 71179.4861 | 77000.3404 | 82720.8351 | 88342.7006 | 93867.6373 | 99297.3166 | 104633.3807 | 109877.4437 | 115031.0918 | 120095.8839 | 0
F1_Industrial_Instruments_Existing_Space Heating_Natural Gas_Thermostat - Programmable_A_Technical Potential | F1 | Industrial | Instruments | Existing | Space Heating | Natural Gas | Thermostat - Programmable | A | Integrated Unit Energy Savings (kWh or therms) | Technical Potential | 0 | 0 | 0.0064008 | 0.0062985 | 0.0061653 | 0.0059976 | 0.005797 | 0.0055705 | 0.0053287 | 0.0050835 | 0.0048462 | 0.004625 | 0.0044246 | 0.0042462 | 0.0040895 | 0.0039521 | 0.0038312 | 0.003726 | 0.0036336 | 0.0035503 | 0.0034781 | 0.0034097 | 0
F2_Industrial_Instruments_Existing_Space Heating_Natural Gas_Thermostat - Programmable_A_Technical Potential | F2 | Industrial | Instruments | Existing | Space Heating | Natural Gas | Thermostat - Programmable | A | Integrated Unit Summer Peak Savings (kW) | Technical Potential | 0 | 0 | 0 | 0 | 0 | 0 | 0 | 0 | 0 | 0 | 0 | 0 | 0 | 0 | 0 | 0 | 0 | 0 | 0 | 0 | 0 | 0 | 0
F3_Industrial_Instruments_Existing_Space Heating_Natural Gas_Thermostat - Programmable_A_Technical Potential | F3 | Industrial | Instruments | Existing | Space Heating | Natural Gas | Thermostat - Programmable | A | Integrated Unit Winter Peak Savings (kW) | Technical Potential | 0 | 0 | 0 | 0 | 0 | 0 | 0 | 0 | 0 | 0 | 0 | 0 | 0 | 0 | 0 | 0 | 0 | 0 | 0 | 0 | 0 | 0 | 0
F4_Industrial_Instruments_Existing_Space Heating_Natural Gas_Thermostat - Programmable_A_Technical Potential | F4 | Industrial | Instruments | Existing | Space Heating | Natural Gas | Thermostat - Programmable | A | Incremental Energy Savings (MWh or mTherms) | Technical Potential | 0 | 0 | 0.13534 | 0.13088 | 0.1259 | 0.12037 | 0.11434 | 0.10797 | 0.10151 | 0.095166 | 0.08916 | 0.083624 | 0.078621 | 0.074149 | 0.070182 | 0.066654 | 0.063501 | 0.060693 | 0.058167 | 0.055854 | 0.053775 | 0.051808 | 0
F5_Industrial_Instruments_Existing_Space Heating_Natural Gas_Thermostat - Programmable_A_Technical Potential | F5 | Industrial | Instruments | Existing | Space Heating | Natural Gas | Thermostat - Programmable | A | Incremental Summer Peak Savings (MW) | Technical Potential | 0 | 0 | 0 | 0 | 0 | 0 | 0 | 0 | 0 | 0 | 0 | 0 | 0 | 0 | 0 | 0 | 0 | 0 | 0 | 0 | 0 | 0 | 0
F6_Industrial_Instruments_Existing_Space Heating_Natural Gas_Thermostat - Programmable_A_Technical Potential | F6 | Industrial | Instruments | Existing | Space Heating | Natural Gas | Thermostat - Programmable | A | Incremental Winter Peak Savings (MW) | Technical Potential | 0 | 0 | 0 | 0 | 0 | 0 | 0 | 0 | 0 | 0 | 0 | 0 | 0 | 0 | 0 | 0 | 0 | 0 | 0 | 0 | 0 | 0 | 0
F7_Industrial_Instruments_Existing_Space Heating_Natural Gas_Thermostat - Programmable_A_Technical Potential | F7 | Industrial | Instruments | Existing | Space Heating | Natural Gas | Thermostat - Programmable | A | Cumulative Energy Savings (MWh or mTherms) | Technical Potential | 0 | 0 | 0.13534 | 0.26406 | 0.38437 | 0.49429 | 0.5921 | 0.67693 | 0.74905 | 0.80976 | 0.86112 | 0.90544 | 0.94483 | 0.98087 | 1.0149 | 1.0474 | 1.0789 | 1.1099 | 1.1406 | 1.1703 | 1.2003 | 1.2285 | 0
F8_Industrial_Instruments_Existing_Space Heating_Natural Gas_Thermostat - Programmable_A_Technical Potential | F8 | Industrial | Instruments | Existing | Space Heating | Natural Gas | Thermostat - Programmable | A | Cumulative Summer Peak Savings (MW) | Technical Potential | 0 | 0 | 0 | 0 | 0 | 0 | 0 | 0 | 0 | 0 | 0 | 0 | 0 | 0 | 0 | 0 | 0 | 0 | 0 | 0 | 0 | 0 | 0
F9_Industrial_Instruments_Existing_Space Heating_Natural Gas_Thermostat - Programmable_A_Technical Potential | F9 | Industrial | Instruments | Existing | Space Heating | Natural Gas | Thermostat - Programmable | A | Cumulative Winter Peak Savings (MW) | Technical Potential | 0 | 0 | 0 | 0 | 0 | 0 | 0 | 0 | 0 | 0 | 0 | 0 | 0 | 0 | 0 | 0 | 0 | 0 | 0 | 0 | 0 | 0 | 0
F10_Industrial_Instruments_Existing_Space Heating_Natural Gas_Thermostat - Programmable_A_Technical Potential | F10 | Industrial | Instruments | Existing | Space Heating | Natural Gas | Thermostat - Programmable | A | Purchases (Incremental) | Technical Potential | 0 | 0 | 21144.2604 | 20779.7041 | 20421.4334 | 20069.3397 | 19723.3166 | 19383.2594 | 19049.0653 | 18720.6331 | 18397.8636 | 18080.6591 | 17768.9236 | 17462.5628 | 17161.4841 | 16865.5965 | 16574.8103 | 16289.0377 | 16008.1923 | 15732.1889 | 15460.9443 | 15194.3763 | 0
F11_Industrial_Instruments_Existing_Space Heating_Natural Gas_Thermostat - Programmable_A_Technical Potential | F11 | Industrial | Instruments | Existing | Space Heating | Natural Gas | Thermostat - Programmable | A | Purchases (Cumulative) | Technical Potential | 0 | 0 | 21144.2604 | 41923.9645 | 62345.3979 | 82414.7376 | 102138.0542 | 121521.3136 | 140570.3789 | 159291.0121 | 177688.8757 | 195769.5347 | 213538.4583 | 231001.0211 | 248162.5052 | 265028.1017 | 281602.912 | 297891.9498 | 313900.142 | 329632.331 | 345093.2753 | 360287.6516 | 0
F1_Industrial_Instruments_Existing_Space Heating_Natural Gas_ENERGY STAR Connected Thermostat_A_Technical Potential | F1 | Industrial | Instruments | Existing | Space Heating | Natural Gas | ENERGY STAR Connected Thermostat | A | Integrated Unit Energy Savings (kWh or therms) | Technical Potential | 0 | 0 | 0.015468 | 0.015216 | 0.014889 | 0.01448 | 0.013991 | 0.01344 | 0.012852 | 0.012256 | 0.01168 | 0.011143 | 0.010656 | 0.010222 | 0.0098414 | 0.009507 | 0.0092125 | 0.0089559 | 0.0087302 | 0.0085266 | 0.0083496 | 0.0081818 | 0
F2_Industrial_Instruments_Existing_Space Heating_Natural Gas_ENERGY STAR Connected Thermostat_A_Technical Potential | F2 | Industrial | Instruments | Existing | Space Heating | Natural Gas | ENERGY STAR Connected Thermostat | A | Integrated Unit Summer Peak Savings (kW) | Technical Potential | 0 | 0 | 0 | 0 | 0 | 0 | 0 | 0 | 0 | 0 | 0 | 0 | 0 | 0 | 0 | 0 | 0 | 0 | 0 | 0 | 0 | 0 | 0
F3_Industrial_Instruments_Existing_Space Heating_Natural Gas_ENERGY STAR Connected Thermostat_A_Technical Potential | F3 | Industrial | Instruments | Existing | Space Heating | Natural Gas | ENERGY STAR Connected Thermostat | A | Integrated Unit Winter Peak Savings (kW) | Technical Potential | 0 | 0 | 0 | 0 | 0 | 0 | 0 | 0 | 0 | 0 | 0 | 0 | 0 | 0 | 0 | 0 | 0 | 0 | 0 | 0 | 0 | 0 | 0
F4_Industrial_Instruments_Existing_Space Heating_Natural Gas_ENERGY STAR Connected Thermostat_A_Technical Potential | F4 | Industrial | Instruments | Existing | Space Heating | Natural Gas | ENERGY STAR Connected Thermostat | A | Incremental Energy Savings (MWh or mTherms) | Technical Potential | 0 | 0 | 0.32706 | 0.31619 | 0.30406 | 0.2906 | 0.27595 | 0.2605 | 0.24481 | 0.22944 | 0.21489 | 0.20147 | 0.18935 | 0.17851 | 0.16889 | 0.16034 | 0.1527 | 0.14588 | 0.13975 | 0.13414 | 0.12909 | 0.12432 | 0
F5_Industrial_Instruments_Existing_Space Heating_Natural Gas_ENERGY STAR Connected Thermostat_A_Technical Potential | F5 | Industrial | Instruments | Existing | Space Heating | Natural Gas | ENERGY STAR Connected Thermostat | A | Incremental Summer Peak Savings (MW) | Technical Potential | 0 | 0 | 0 | 0 | 0 | 0 | 0 | 0 | 0 | 0 | 0 | 0 | 0 | 0 | 0 | 0 | 0 | 0 | 0 | 0 | 0 | 0 | 0
F6_Industrial_Instruments_Existing_Space Heating_Natural Gas_ENERGY STAR Connected Thermostat_A_Technical Potential | F6 | Industrial | Instruments | Existing | Space Heating | Natural Gas | ENERGY STAR Connected Thermostat | A | Incremental Winter Peak Savings (MW) | Technical Potential | 0 | 0 | 0 | 0 | 0 | 0 | 0 | 0 | 0 | 0 | 0 | 0 | 0 | 0 | 0 | 0 | 0 | 0 | 0 | 0 | 0 | 0 | 0
F7_Industrial_Instruments_Existing_Space Heating_Natural Gas_ENERGY STAR Connected Thermostat_A_Technical Potential | F7 | Industrial | Instruments | Existing | Space Heating | Natural Gas | ENERGY STAR Connected Thermostat | A | Cumulative Energy Savings (MWh or mTherms) | Technical Potential | 0 | 0 | 0.32706 | 0.63792 | 0.92829 | 1.1933 | 1.429 | 1.6332 | 1.8066 | 1.9523 | 2.0754 | 2.1814 | 2.2755 | 2.3614 | 2.4423 | 2.5196 | 2.5943 | 2.6679 | 2.7404 | 2.8106 | 2.8814 | 2.9478 | 0
F8_Industrial_Instruments_Existing_Space Heating_Natural Gas_ENERGY STAR Connected Thermostat_A_Technical Potential | F8 | Industrial | Instruments | Existing | Space Heating | Natural Gas | ENERGY STAR Connected Thermostat | A | Cumulative Summer Peak Savings (MW) | Technical Potential | 0 | 0 | 0 | 0 | 0 | 0 | 0 | 0 | 0 | 0 | 0 | 0 | 0 | 0 | 0 | 0 | 0 | 0 | 0 | 0 | 0 | 0 | 0
F9_Industrial_Instruments_Existing_Space Heating_Natural Gas_ENERGY STAR Connected Thermostat_A_Technical Potential | F9 | Industrial | Instruments | Existing | Space Heating | Natural Gas | ENERGY STAR Connected Thermostat | A | Cumulative Winter Peak Savings (MW) | Technical Potential | 0 | 0 | 0 | 0 | 0 | 0 | 0 | 0 | 0 | 0 | 0 | 0 | 0 | 0 | 0 | 0 | 0 | 0 | 0 | 0 | 0 | 0 | 0
F10_Industrial_Instruments_Existing_Space Heating_Natural Gas_ENERGY STAR Connected Thermostat_A_Technical Potential | F10 | Industrial | Instruments | Existing | Space Heating | Natural Gas | ENERGY STAR Connected Thermostat | A | Purchases (Incremental) | Technical Potential | 0 | 0 | 21144.2604 | 20779.7041 | 20421.4334 | 20069.3397 | 19723.3166 | 19383.2594 | 19049.0653 | 18720.6331 | 18397.8636 | 18080.6591 | 17768.9236 | 17462.5628 | 17161.4841 | 16865.5965 | 16574.8103 | 16289.0377 | 16008.1923 | 15732.1889 | 15460.9443 | 15194.3763 | 0
F11_Industrial_Instruments_Existing_Space Heating_Natural Gas_ENERGY STAR Connected Thermostat_A_Technical Potential | F11 | Industrial | Instruments | Existing | Space Heating | Natural Gas | ENERGY STAR Connected Thermostat | A | Purchases (Cumulative) | Technical Potential | 0 | 0 | 21144.2604 | 41923.9645 | 62345.3979 | 82414.7376 | 102138.0542 | 121521.3136 | 140570.3789 | 159291.0121 | 177688.8757 | 195769.5347 | 213538.4583 | 231001.0211 | 248162.5052 | 265028.1017 | 281602.912 | 297891.9498 | 313900.142 | 329632.331 | 345093.2753 | 360287.6516 | 0
F1_Industrial_Instruments_Existing_Space Heating_Natural Gas_Destratification Fans (HVLS)_A_Technical Potential | F1 | Industrial | Instruments | Existing | Space Heating | Natural Gas | Destratification Fans (HVLS) | A | Integrated Unit Energy Savings (kWh or therms) | Technical Potential | 0 | 0 | 0.015485 | 0.015249 | 0.014938 | 0.014543 | 0.014068 | 0.013529 | 0.012953 | 0.012368 | 0.011801 | 0.011272 | 0.010793 | 0.010367 | 0.0099941 | 0.0096675 | 0.0093808 | 0.0091323 | 0.0089147 | 0.0087194 | 0.008551 | 0.0083916 | 0
F2_Industrial_Instruments_Existing_Space Heating_Natural Gas_Destratification Fans (HVLS)_A_Technical Potential | F2 | Industrial | Instruments | Existing | Space Heating | Natural Gas | Destratification Fans (HVLS) | A | Integrated Unit Summer Peak Savings (kW) | Technical Potential | 0 | 0 | 0 | 0 | 0 | 0 | 0 | 0 | 0 | 0 | 0 | 0 | 0 | 0 | 0 | 0 | 0 | 0 | 0 | 0 | 0 | 0 | 0
F3_Industrial_Instruments_Existing_Space Heating_Natural Gas_Destratification Fans (HVLS)_A_Technical Potential | F3 | Industrial | Instruments | Existing | Space Heating | Natural Gas | Destratification Fans (HVLS) | A | Integrated Unit Winter Peak Savings (kW) | Technical Potential | 0 | 0 | 0 | 0 | 0 | 0 | 0 | 0 | 0 | 0 | 0 | 0 | 0 | 0 | 0 | 0 | 0 | 0 | 0 | 0 | 0 | 0 | 0
F4_Industrial_Instruments_Existing_Space Heating_Natural Gas_Destratification Fans (HVLS)_A_Technical Potential | F4 | Industrial | Instruments | Existing | Space Heating | Natural Gas | Destratification Fans (HVLS) | A | Incremental Energy Savings (MWh or mTherms) | Technical Potential | 0 | 0 | 0.32741 | 0.31687 | 0.30505 | 0.29187 | 0.27747 | 0.26224 | 0.24674 | 0.23153 | 0.2171 | 0.2038 | 0.19178 | 0.18104 | 0.17151 | 0.16305 | 0.15549 | 0.14876 | 0.14271 | 0.13718 | 0.13221 | 0.12751 | 0
F5_Industrial_Instruments_Existing_Space Heating_Natural Gas_Destratification Fans (HVLS)_A_Technical Potential | F5 | Industrial | Instruments | Existing | Space Heating | Natural Gas | Destratification Fans (HVLS) | A | Incremental Summer Peak Savings (MW) | Technical Potential | 0 | 0 | 0 | 0 | 0 | 0 | 0 | 0 | 0 | 0 | 0 | 0 | 0 | 0 | 0 | 0 | 0 | 0 | 0 | 0 | 0 | 0 | 0
F6_Industrial_Instruments_Existing_Space Heating_Natural Gas_Destratification Fans (HVLS)_A_Technical Potential | F6 | Industrial | Instruments | Existing | Space Heating | Natural Gas | Destratification Fans (HVLS) | A | Incremental Winter Peak Savings (MW) | Technical Potential | 0 | 0 | 0 | 0 | 0 | 0 | 0 | 0 | 0 | 0 | 0 | 0 | 0 | 0 | 0 | 0 | 0 | 0 | 0 | 0 | 0 | 0 | 0
F7_Industrial_Instruments_Existing_Space Heating_Natural Gas_Destratification Fans (HVLS)_A_Technical Potential | F7 | Industrial | Instruments | Existing | Space Heating | Natural Gas | Destratification Fans (HVLS) | A | Cumulative Energy Savings (MWh or mTherms) | Technical Potential | 0 | 0 | 0.32741 | 0.63929 | 0.9313 | 1.1986 | 1.4369 | 1.6441 | 1.8208 | 1.97 | 2.0968 | 2.2067 | 2.3048 | 2.3949 | 2.4802 | 2.5622 | 2.6417 | 2.7204 | 2.7983 | 2.8742 | 2.9509 | 3.0234 | 0
F8_Industrial_Instruments_Existing_Space Heating_Natural Gas_Destratification Fans (HVLS)_A_Technical Potential | F8 | Industrial | Instruments | Existing | Space Heating | Natural Gas | Destratification Fans (HVLS) | A | Cumulative Summer Peak Savings (MW) | Technical Potential | 0 | 0 | 0 | 0 | 0 | 0 | 0 | 0 | 0 | 0 | 0 | 0 | 0 | 0 | 0 | 0 | 0 | 0 | 0 | 0 | 0 | 0 | 0
F9_Industrial_Instruments_Existing_Space Heating_Natural Gas_Destratification Fans (HVLS)_A_Technical Potential | F9 | Industrial | Instruments | Existing | Space Heating | Natural Gas | Destratification Fans (HVLS) | A | Cumulative Winter Peak Savings (MW) | Technical Potential | 0 | 0 | 0 | 0 | 0 | 0 | 0 | 0 | 0 | 0 | 0 | 0 | 0 | 0 | 0 | 0 | 0 | 0 | 0 | 0 | 0 | 0 | 0
F10_Industrial_Instruments_Existing_Space Heating_Natural Gas_Destratification Fans (HVLS)_A_Technical Potential | F10 | Industrial | Instruments | Existing | Space Heating | Natural Gas | Destratification Fans (HVLS) | A | Purchases (Incremental) | Technical Potential | 0 | 0 | 21144.2604 | 20779.7041 | 20421.4334 | 20069.3397 | 19723.3166 | 19383.2594 | 19049.0653 | 18720.6331 | 18397.8636 | 18080.6591 | 17768.9236 | 17462.5628 | 17161.4841 | 16865.5965 | 16574.8103 | 16289.0377 | 16008.1923 | 15732.1889 | 15460.9443 | 15194.3763 | 0
F11_Industrial_Instruments_Existing_Space Heating_Natural Gas_Destratification Fans (HVLS)_A_Technical Potential | F11 | Industrial | Instruments | Existing | Space Heating | Natural Gas | Destratification Fans (HVLS) | A | Purchases (Cumulative) | Technical Potential | 0 | 0 | 21144.2604 | 41923.9645 | 62345.3979 | 82414.7376 | 102138.0542 | 121521.3136 | 140570.3789 | 159291.0121 | 177688.8757 | 195769.5347 | 213538.4583 | 231001.0211 | 248162.5052 | 265028.1017 | 281602.912 | 297891.9498 | 313900.142 | 329632.331 | 345093.2753 | 360287.6516 | 0
F1_Industrial_Instruments_Existing_Space Heating_Natural Gas_Gas Boiler - Insulate Steam Lines/Condensate Tank_A_Technical Potential | F1 | Industrial | Instruments | Existing | Space Heating | Natural Gas | Gas Boiler - Insulate Steam Lines/Condensate Tank | A | Integrated Unit Energy Savings (kWh or therms) | Technical Potential | 0 | 0 | 44.5762 | 44.2671 | 43.9356 | 43.5755 | 43.1799 | 42.7422 | 42.2569 | 41.7205 | 41.1348 | 40.5047 | 39.8408 | 39.1541 | 38.4672 | 37.7934 | 37.147 | 36.5579 | 36.0279 | 35.5537 | 35.1268 | 34.735 | 0
F2_Industrial_Instruments_Existing_Space Heating_Natural Gas_Gas Boiler - Insulate Steam Lines/Condensate Tank_A_Technical Potential | F2 | Industrial | Instruments | Existing | Space Heating | Natural Gas | Gas Boiler - Insulate Steam Lines/Condensate Tank | A | Integrated Unit Summer Peak Savings (kW) | Technical Potential | 0 | 0 | 0 | 0 | 0 | 0 | 0 | 0 | 0 | 0 | 0 | 0 | 0 | 0 | 0 | 0 | 0 | 0 | 0 | 0 | 0 | 0 | 0
F3_Industrial_Instruments_Existing_Space Heating_Natural Gas_Gas Boiler - Insulate Steam Lines/Condensate Tank_A_Technical Potential | F3 | Industrial | Instruments | Existing | Space Heating | Natural Gas | Gas Boiler - Insulate Steam Lines/Condensate Tank | A | Integrated Unit Winter Peak Savings (kW) | Technical Potential | 0 | 0 | 0 | 0 | 0 | 0 | 0 | 0 | 0 | 0 | 0 | 0 | 0 | 0 | 0 | 0 | 0 | 0 | 0 | 0 | 0 | 0 | 0
F4_Industrial_Instruments_Existing_Space Heating_Natural Gas_Gas Boiler - Insulate Steam Lines/Condensate Tank_A_Technical Potential | F4 | Industrial | Instruments | Existing | Space Heating | Natural Gas | Gas Boiler - Insulate Steam Lines/Condensate Tank | A | Incremental Energy Savings (MWh or mTherms) | Technical Potential | 0 | 0 | 0.026462 | 0.025826 | 0.02519 | 0.024553 | 0.023911 | 0.02326 | 0.0226 | 0.021928 | 0.021247 | 0.020561 | 0.019876 | 0.019196 | 0.018534 | 0.017896 | 0.017286 | 0.016719 | 0.016192 | 0.015704 | 0.015248 | 0.014818 | 0
F5_Industrial_Instruments_Existing_Space Heating_Natural Gas_Gas Boiler - Insulate Steam Lines/Condensate Tank_A_Technical Potential | F5 | Industrial | Instruments | Existing | Space Heating | Natural Gas | Gas Boiler - Insulate Steam Lines/Condensate Tank | A | Incremental Summer Peak Savings (MW) | Technical Potential | 0 | 0 | 0 | 0 | 0 | 0 | 0 | 0 | 0 | 0 | 0 | 0 | 0 | 0 | 0 | 0 | 0 | 0 | 0 | 0 | 0 | 0 | 0
F6_Industrial_Instruments_Existing_Space Heating_Natural Gas_Gas Boiler - Insulate Steam Lines/Condensate Tank_A_Technical Potential | F6 | Industrial | Instruments | Existing | Space Heating | Natural Gas | Gas Boiler - Insulate Steam Lines/Condensate Tank | A | Incremental Winter Peak Savings (MW) | Technical Potential | 0 | 0 | 0 | 0 | 0 | 0 | 0 | 0 | 0 | 0 | 0 | 0 | 0 | 0 | 0 | 0 | 0 | 0 | 0 | 0 | 0 | 0 | 0
F7_Industrial_Instruments_Existing_Space Heating_Natural Gas_Gas Boiler - Insulate Steam Lines/Condensate Tank_A_Technical Potential | F7 | Industrial | Instruments | Existing | Space Heating | Natural Gas | Gas Boiler - Insulate Steam Lines/Condensate Tank | A | Cumulative Energy Savings (MWh or mTherms) | Technical Potential | 0 | 0 | 0.026462 | 0.052104 | 0.076904 | 0.10083 | 0.12382 | 0.14583 | 0.16677 | 0.18658 | 0.20521 | 0.22263 | 0.23885 | 0.25393 | 0.26801 | 0.28121 | 0.29369 | 0.30575 | 0.31751 | 0.32904 | 0.34033 | 0.35136 | 0
F8_Industrial_Instruments_Existing_Space Heating_Natural Gas_Gas Boiler - Insulate Steam Lines/Condensate Tank_A_Technical Potential | F8 | Industrial | Instruments | Existing | Space Heating | Natural Gas | Gas Boiler - Insulate Steam Lines/Condensate Tank | A | Cumulative Summer Peak Savings (MW) | Technical Potential | 0 | 0 | 0 | 0 | 0 | 0 | 0 | 0 | 0 | 0 | 0 | 0 | 0 | 0 | 0 | 0 | 0 | 0 | 0 | 0 | 0 | 0 | 0
F9_Industrial_Instruments_Existing_Space Heating_Natural Gas_Gas Boiler - Insulate Steam Lines/Condensate Tank_A_Technical Potential | F9 | Industrial | Instruments | Existing | Space Heating | Natural Gas | Gas Boiler - Insulate Steam Lines/Condensate Tank | A | Cumulative Winter Peak Savings (MW) | Technical Potential | 0 | 0 | 0 | 0 | 0 | 0 | 0 | 0 | 0 | 0 | 0 | 0 | 0 | 0 | 0 | 0 | 0 | 0 | 0 | 0 | 0 | 0 | 0
F10_Industrial_Instruments_Existing_Space Heating_Natural Gas_Gas Boiler - Insulate Steam Lines/Condensate Tank_A_Technical Potential | F10 | Industrial | Instruments | Existing | Space Heating | Natural Gas | Gas Boiler - Insulate Steam Lines/Condensate Tank | A | Purchases (Incremental) | Technical Potential | 0 | 0 | 0.59364 | 0.5834 | 0.57335 | 0.56346 | 0.55374 | 0.5442 | 0.53481 | 0.52559 | 0.51653 | 0.50763 | 0.49887 | 0.49027 | 0.48182 | 0.47351 | 0.46535 | 0.45733 | 0.44944 | 0.44169 | 0.43408 | 0.42659 | 0
F11_Industrial_Instruments_Existing_Space Heating_Natural Gas_Gas Boiler - Insulate Steam Lines/Condensate Tank_A_Technical Potential | F11 | Industrial | Instruments | Existing | Space Heating | Natural Gas | Gas Boiler - Insulate Steam Lines/Condensate Tank | A | Purchases (Cumulative) | Technical Potential | 0 | 0 | 0.59364 | 1.177 | 1.7504 | 2.3138 | 2.8676 | 3.4118 | 3.9466 | 4.4722 | 4.9887 | 5.4964 | 5.9952 | 6.4855 | 6.9673 | 7.4408 | 7.9062 | 8.3635 | 8.813 | 9.2546 | 9.6887 | 10.1153 | 0
F1_Industrial_Instruments_Existing_Process_Natural Gas_Gas Boiler - Insulate Steam Lines/Condensate Tank_A_Technical Potential | F1 | Industrial | Instruments | Existing | Process | Natural Gas | Gas Boiler - Insulate Steam Lines/Condensate Tank | A | Integrated Unit Energy Savings (kWh or therms) | Technical Potential | 0 | 0 | 27.8638 | 27.7862 | 27.7071 | 27.6258 | 27.5415 | 27.4534 | 27.3623 | 27.2698 | 27.1775 | 27.0871 | 26.9997 | 26.916 | 26.8352 | 26.7561 | 26.6773 | 26.598 | 26.5179 | 26.4366 | 26.3542 | 26.2705 | 0
F2_Industrial_Instruments_Existing_Process_Natural Gas_Gas Boiler - Insulate Steam Lines/Condensate Tank_A_Technical Potential | F2 | Industrial | Instruments | Existing | Process | Natural Gas | Gas Boiler - Insulate Steam Lines/Condensate Tank | A | Integrated Unit Summer Peak Savings (kW) | Technical Potential | 0 | 0 | 0 | 0 | 0 | 0 | 0 | 0 | 0 | 0 | 0 | 0 | 0 | 0 | 0 | 0 | 0 | 0 | 0 | 0 | 0 | 0 | 0
F3_Industrial_Instruments_Existing_Process_Natural Gas_Gas Boiler - Insulate Steam Lines/Condensate Tank_A_Technical Potential | F3 | Industrial | Instruments | Existing | Process | Natural Gas | Gas Boiler - Insulate Steam Lines/Condensate Tank | A | Integrated Unit Winter Peak Savings (kW) | Technical Potential | 0 | 0 | 0 | 0 | 0 | 0 | 0 | 0 | 0 | 0 | 0 | 0 | 0 | 0 | 0 | 0 | 0 | 0 | 0 | 0 | 0 | 0 | 0
F4_Industrial_Instruments_Existing_Process_Natural Gas_Gas Boiler - Insulate Steam Lines/Condensate Tank_A_Technical Potential | F4 | Industrial | Instruments | Existing | Process | Natural Gas | Gas Boiler - Insulate Steam Lines/Condensate Tank | A | Incremental Energy Savings (MWh or mTherms) | Technical Potential | 0 | 0 | 0.50177 | 0.49174 | 0.48189 | 0.47219 | 0.46263 | 0.4532 | 0.44391 | 0.43478 | 0.42584 | 0.41711 | 0.40859 | 0.4003 | 0.39222 | 0.38432 | 0.37658 | 0.36899 | 0.36154 | 0.35421 | 0.34702 | 0.33996 | 0
F5_Industrial_Instruments_Existing_Process_Natural Gas_Gas Boiler - Insulate Steam Lines/Condensate Tank_A_Technical Potential | F5 | Industrial | Instruments | Existing | Process | Natural Gas | Gas Boiler - Insulate Steam Lines/Condensate Tank | A | Incremental Summer Peak Savings (MW) | Technical Potential | 0 | 0 | 0 | 0 | 0 | 0 | 0 | 0 | 0 | 0 | 0 | 0 | 0 | 0 | 0 | 0 | 0 | 0 | 0 | 0 | 0 | 0 | 0
F6_Industrial_Instruments_Existing_Process_Natural Gas_Gas Boiler - Insulate Steam Lines/Condensate Tank_A_Technical Potential | F6 | Industrial | Instruments | Existing | Process | Natural Gas | Gas Boiler - Insulate Steam Lines/Condensate Tank | A | Incremental Winter Peak Savings (MW) | Technical Potential | 0 | 0 | 0 | 0 | 0 | 0 | 0 | 0 | 0 | 0 | 0 | 0 | 0 | 0 | 0 | 0 | 0 | 0 | 0 | 0 | 0 | 0 | 0
F7_Industrial_Instruments_Existing_Process_Natural Gas_Gas Boiler - Insulate Steam Lines/Condensate Tank_A_Technical Potential | F7 | Industrial | Instruments | Existing | Process | Natural Gas | Gas Boiler - Insulate Steam Lines/Condensate Tank | A | Cumulative Energy Savings (MWh or mTherms) | Technical Potential | 0 | 0 | 0.50177 | 0.99212 | 1.4712 | 1.9391 | 2.3958 | 2.8413 | 3.2758 | 3.6995 | 4.1128 | 4.5163 | 4.9103 | 5.2954 | 5.6717 | 6.0393 | 6.3981 | 6.7481 | 7.0893 | 7.4218 | 7.7456 | 8.061 | 0
F8_Industrial_Instruments_Existing_Process_Natural Gas_Gas Boiler - Insulate Steam Lines/Condensate Tank_A_Technical Potential | F8 | Industrial | Instruments | Existing | Process | Natural Gas | Gas Boiler - Insulate Steam Lines/Condensate Tank | A | Cumulative Summer Peak Savings (MW) | Technical Potential | 0 | 0 | 0 | 0 | 0 | 0 | 0 | 0 | 0 | 0 | 0 | 0 | 0 | 0 | 0 | 0 | 0 | 0 | 0 | 0 | 0 | 0 | 0
F9_Industrial_Instruments_Existing_Process_Natural Gas_Gas Boiler - Insulate Steam Lines/Condensate Tank_A_Technical Potential | F9 | Industrial | Instruments | Existing | Process | Natural Gas | Gas Boiler - Insulate Steam Lines/Condensate Tank | A | Cumulative Winter Peak Savings (MW) | Technical Potential | 0 | 0 | 0 | 0 | 0 | 0 | 0 | 0 | 0 | 0 | 0 | 0 | 0 | 0 | 0 | 0 | 0 | 0 | 0 | 0 | 0 | 0 | 0
F10_Industrial_Instruments_Existing_Process_Natural Gas_Gas Boiler - Insulate Steam Lines/Condensate Tank_A_Technical Potential | F10 | Industrial | Instruments | Existing | Process | Natural Gas | Gas Boiler - Insulate Steam Lines/Condensate Tank | A | Purchases (Incremental) | Technical Potential | 0 | 0 | 18.0079 | 17.6974 | 17.3923 | 17.0924 | 16.7977 | 16.5081 | 16.2235 | 15.9438 | 15.6689 | 15.3987 | 15.1332 | 14.8723 | 14.6159 | 14.3639 | 14.1163 | 13.8729 | 13.6337 | 13.3986 | 13.1676 | 12.9406 | 0
F11_Industrial_Instruments_Existing_Process_Natural Gas_Gas Boiler - Insulate Steam Lines/Condensate Tank_A_Technical Potential | F11 | Industrial | Instruments | Existing | Process | Natural Gas | Gas Boiler - Insulate Steam Lines/Condensate Tank | A | Purchases (Cumulative) | Technical Potential | 0 | 0 | 18.0079 | 35.7053 | 53.0976 | 70.1901 | 86.9878 | 103.4959 | 119.7194 | 135.6632 | 151.3321 | 166.7308 | 181.8641 | 196.7364 | 211.3523 | 225.7162 | 239.8325 | 253.7053 | 267.339 | 280.7376 | 293.9053 | 306.8458 | 0
F1_Industrial_Instruments_Existing_Space Heating_Natural Gas_Gas Boiler - Insulate Hot Water Lines_A_Technical Potential | F1 | Industrial | Instruments | Existing | Space Heating | Natural Gas | Gas Boiler - Insulate Hot Water Lines | A | Integrated Unit Energy Savings (kWh or therms) | Technical Potential | 0 | 0 | 50.4486 | 50.1707 | 49.8797 | 49.5735 | 49.2502 | 48.9076 | 48.5446 | 48.1607 | 47.7586 | 47.3408 | 46.9115 | 46.4712 | 46.0304 | 45.5875 | 45.144 | 44.7285 | 44.3393 | 43.9733 | 43.6293 | 43.3067 | 0
F2_Industrial_Instruments_Existing_Space Heating_Natural Gas_Gas Boiler - Insulate Hot Water Lines_A_Technical Potential | F2 | Industrial | Instruments | Existing | Space Heating | Natural Gas | Gas Boiler - Insulate Hot Water Lines | A | Integrated Unit Summer Peak Savings (kW) | Technical Potential | 0 | 0 | 0 | 0 | 0 | 0 | 0 | 0 | 0 | 0 | 0 | 0 | 0 | 0 | 0 | 0 | 0 | 0 | 0 | 0 | 0 | 0 | 0
F3_Industrial_Instruments_Existing_Space Heating_Natural Gas_Gas Boiler - Insulate Hot Water Lines_A_Technical Potential | F3 | Industrial | Instruments | Existing | Space Heating | Natural Gas | Gas Boiler - Insulate Hot Water Lines | A | Integrated Unit Winter Peak Savings (kW) | Technical Potential | 0 | 0 | 0 | 0 | 0 | 0 | 0 | 0 | 0 | 0 | 0 | 0 | 0 | 0 | 0 | 0 | 0 | 0 | 0 | 0 | 0 | 0 | 0
F4_Industrial_Instruments_Existing_Space Heating_Natural Gas_Gas Boiler - Insulate Hot Water Lines_A_Technical Potential | F4 | Industrial | Instruments | Existing | Space Heating | Natural Gas | Gas Boiler - Insulate Hot Water Lines | A | Incremental Energy Savings (MWh or mTherms) | Technical Potential | 0 | 0 | 0.059896 | 0.05854 | 0.057197 | 0.055865 | 0.054544 | 0.053231 | 0.051925 | 0.050626 | 0.049338 | 0.048063 | 0.046806 | 0.045567 | 0.044357 | 0.043173 | 0.042015 | 0.040911 | 0.039856 | 0.038845 | 0.037877 | 0.036949 | 0
F5_Industrial_Instruments_Existing_Space Heating_Natural Gas_Gas Boiler - Insulate Hot Water Lines_A_Technical Potential | F5 | Industrial | Instruments | Existing | Space Heating | Natural Gas | Gas Boiler - Insulate Hot Water Lines | A | Incremental Summer Peak Savings (MW) | Technical Potential | 0 | 0 | 0 | 0 | 0 | 0 | 0 | 0 | 0 | 0 | 0 | 0 | 0 | 0 | 0 | 0 | 0 | 0 | 0 | 0 | 0 | 0 | 0
F6_Industrial_Instruments_Existing_Space Heating_Natural Gas_Gas Boiler - Insulate Hot Water Lines_A_Technical Potential | F6 | Industrial | Instruments | Existing | Space Heating | Natural Gas | Gas Boiler - Insulate Hot Water Lines | A | Incremental Winter Peak Savings (MW) | Technical Potential | 0 | 0 | 0 | 0 | 0 | 0 | 0 | 0 | 0 | 0 | 0 | 0 | 0 | 0 | 0 | 0 | 0 | 0 | 0 | 0 | 0 | 0 | 0
F7_Industrial_Instruments_Existing_Space Heating_Natural Gas_Gas Boiler - Insulate Hot Water Lines_A_Technical Potential | F7 | Industrial | Instruments | Existing | Space Heating | Natural Gas | Gas Boiler - Insulate Hot Water Lines | A | Cumulative Energy Savings (MWh or mTherms) | Technical Potential | 0 | 0 | 0.059896 | 0.11811 | 0.17462 | 0.22941 | 0.28246 | 0.33372 | 0.38317 | 0.43077 | 0.47651 | 0.5204 | 0.56249 | 0.60278 | 0.64142 | 0.67842 | 0.71383 | 0.74817 | 0.78152 | 0.81391 | 0.84542 | 0.87612 | 0
F8_Industrial_Instruments_Existing_Space Heating_Natural Gas_Gas Boiler - Insulate Hot Water Lines_A_Technical Potential | F8 | Industrial | Instruments | Existing | Space Heating | Natural Gas | Gas Boiler - Insulate Hot Water Lines | A | Cumulative Summer Peak Savings (MW) | Technical Potential | 0 | 0 | 0 | 0 | 0 | 0 | 0 | 0 | 0 | 0 | 0 | 0 | 0 | 0 | 0 | 0 | 0 | 0 | 0 | 0 | 0 | 0 | 0
F9_Industrial_Instruments_Existing_Space Heating_Natural Gas_Gas Boiler - Insulate Hot Water Lines_A_Technical Potential | F9 | Industrial | Instruments | Existing | Space Heating | Natural Gas | Gas Boiler - Insulate Hot Water Lines | A | Cumulative Winter Peak Savings (MW) | Technical Potential | 0 | 0 | 0 | 0 | 0 | 0 | 0 | 0 | 0 | 0 | 0 | 0 | 0 | 0 | 0 | 0 | 0 | 0 | 0 | 0 | 0 | 0 | 0
F10_Industrial_Instruments_Existing_Space Heating_Natural Gas_Gas Boiler - Insulate Hot Water Lines_A_Technical Potential | F10 | Industrial | Instruments | Existing | Space Heating | Natural Gas | Gas Boiler - Insulate Hot Water Lines | A | Purchases (Incremental) | Technical Potential | 0 | 0 | 1.1873 | 1.1668 | 1.1467 | 1.1269 | 1.1075 | 1.0884 | 1.0696 | 1.0512 | 1.0331 | 1.0153 | 0.99775 | 0.98055 | 0.96364 | 0.94703 | 0.9307 | 0.91465 | 0.89888 | 0.88338 | 0.86815 | 0.85318 | 0
F11_Industrial_Instruments_Existing_Space Heating_Natural Gas_Gas Boiler - Insulate Hot Water Lines_A_Technical Potential | F11 | Industrial | Instruments | Existing | Space Heating | Natural Gas | Gas Boiler - Insulate Hot Water Lines | A | Purchases (Cumulative) | Technical Potential | 0 | 0 | 1.1873 | 2.3541 | 3.5008 | 4.6277 | 5.7352 | 6.8236 | 7.8932 | 8.9444 | 9.9775 | 10.9927 | 11.9905 | 12.971 | 13.9346 | 14.8817 | 15.8124 | 16.727 | 17.6259 | 18.5093 | 19.3774 | 20.2306 | 0
F1_Industrial_Instruments_Existing_Process_Natural Gas_Gas Boiler - Insulate Hot Water Lines_A_Technical Potential | F1 | Industrial | Instruments | Existing | Process | Natural Gas | Gas Boiler - Insulate Hot Water Lines | A | Integrated Unit Energy Savings (kWh or therms) | Technical Potential | 0 | 0 | 31.5569 | 31.5321 | 31.5066 | 31.4795 | 31.45 | 31.4171 | 31.3818 | 31.3457 | 31.311 | 31.2794 | 31.2524 | 31.2307 | 31.2135 | 31.1994 | 31.187 | 31.1752 | 31.1636 | 31.152 | 31.1403 | 31.1284 | 0
F2_Industrial_Instruments_Existing_Process_Natural Gas_Gas Boiler - Insulate Hot Water Lines_A_Technical Potential | F2 | Industrial | Instruments | Existing | Process | Natural Gas | Gas Boiler - Insulate Hot Water Lines | A | Integrated Unit Summer Peak Savings (kW) | Technical Potential | 0 | 0 | 0 | 0 | 0 | 0 | 0 | 0 | 0 | 0 | 0 | 0 | 0 | 0 | 0 | 0 | 0 | 0 | 0 | 0 | 0 | 0 | 0
F3_Industrial_Instruments_Existing_Process_Natural Gas_Gas Boiler - Insulate Hot Water Lines_A_Technical Potential | F3 | Industrial | Instruments | Existing | Process | Natural Gas | Gas Boiler - Insulate Hot Water Lines | A | Integrated Unit Winter Peak Savings (kW) | Technical Potential | 0 | 0 | 0 | 0 | 0 | 0 | 0 | 0 | 0 | 0 | 0 | 0 | 0 | 0 | 0 | 0 | 0 | 0 | 0 | 0 | 0 | 0 | 0
F4_Industrial_Instruments_Existing_Process_Natural Gas_Gas Boiler - Insulate Hot Water Lines_A_Technical Potential | F4 | Industrial | Instruments | Existing | Process | Natural Gas | Gas Boiler - Insulate Hot Water Lines | A | Incremental Energy Savings (MWh or mTherms) | Technical Potential | 0 | 0 | 1.1365 | 1.1161 | 1.0959 | 1.0761 | 1.0566 | 1.0373 | 1.0182 | 0.99954 | 0.98122 | 0.96333 | 0.9459 | 0.92895 | 0.91243 | 0.89629 | 0.88049 | 0.86498 | 0.84975 | 0.83479 | 0.82009 | 0.80564 | 0
F5_Industrial_Instruments_Existing_Process_Natural Gas_Gas Boiler - Insulate Hot Water Lines_A_Technical Potential | F5 | Industrial | Instruments | Existing | Process | Natural Gas | Gas Boiler - Insulate Hot Water Lines | A | Incremental Summer Peak Savings (MW) | Technical Potential | 0 | 0 | 0 | 0 | 0 | 0 | 0 | 0 | 0 | 0 | 0 | 0 | 0 | 0 | 0 | 0 | 0 | 0 | 0 | 0 | 0 | 0 | 0
F6_Industrial_Instruments_Existing_Process_Natural Gas_Gas Boiler - Insulate Hot Water Lines_A_Technical Potential | F6 | Industrial | Instruments | Existing | Process | Natural Gas | Gas Boiler - Insulate Hot Water Lines | A | Incremental Winter Peak Savings (MW) | Technical Potential | 0 | 0 | 0 | 0 | 0 | 0 | 0 | 0 | 0 | 0 | 0 | 0 | 0 | 0 | 0 | 0 | 0 | 0 | 0 | 0 | 0 | 0 | 0
F7_Industrial_Instruments_Existing_Process_Natural Gas_Gas Boiler - Insulate Hot Water Lines_A_Technical Potential | F7 | Industrial | Instruments | Existing | Process | Natural Gas | Gas Boiler - Insulate Hot Water Lines | A | Cumulative Energy Savings (MWh or mTherms) | Technical Potential | 0 | 0 | 1.1365 | 2.2517 | 3.3459 | 4.4191 | 5.4715 | 6.5031 | 7.514 | 8.5049 | 9.4767 | 10.4305 | 11.3674 | 12.2884 | 13.1941 | 14.0844 | 14.9593 | 15.8186 | 16.6625 | 17.4911 | 18.3046 | 19.1033 | 0
F8_Industrial_Instruments_Existing_Process_Natural Gas_Gas Boiler - Insulate Hot Water Lines_A_Technical Potential | F8 | Industrial | Instruments | Existing | Process | Natural Gas | Gas Boiler - Insulate Hot Water Lines | A | Cumulative Summer Peak Savings (MW) | Technical Potential | 0 | 0 | 0 | 0 | 0 | 0 | 0 | 0 | 0 | 0 | 0 | 0 | 0 | 0 | 0 | 0 | 0 | 0 | 0 | 0 | 0 | 0 | 0
F9_Industrial_Instruments_Existing_Process_Natural Gas_Gas Boiler - Insulate Hot Water Lines_A_Technical Potential | F9 | Industrial | Instruments | Existing | Process | Natural Gas | Gas Boiler - Insulate Hot Water Lines | A | Cumulative Winter Peak Savings (MW) | Technical Potential | 0 | 0 | 0 | 0 | 0 | 0 | 0 | 0 | 0 | 0 | 0 | 0 | 0 | 0 | 0 | 0 | 0 | 0 | 0 | 0 | 0 | 0 | 0
F10_Industrial_Instruments_Existing_Process_Natural Gas_Gas Boiler - Insulate Hot Water Lines_A_Technical Potential | F10 | Industrial | Instruments | Existing | Process | Natural Gas | Gas Boiler - Insulate Hot Water Lines | A | Purchases (Incremental) | Technical Potential | 0 | 0 | 36.0158 | 35.3949 | 34.7846 | 34.1849 | 33.5955 | 33.0162 | 32.447 | 31.8876 | 31.3378 | 30.7975 | 30.2665 | 29.7446 | 29.2318 | 28.7278 | 28.2325 | 27.7457 | 27.2674 | 26.7972 | 26.3352 | 25.8812 | 0
F11_Industrial_Instruments_Existing_Process_Natural Gas_Gas Boiler - Insulate Hot Water Lines_A_Technical Potential | F11 | Industrial | Instruments | Existing | Process | Natural Gas | Gas Boiler - Insulate Hot Water Lines | A | Purchases (Cumulative) | Technical Potential | 0 | 0 | 36.0158 | 71.4107 | 106.1953 | 140.3802 | 173.9756 | 206.9919 | 239.4389 | 271.3264 | 302.6642 | 333.4617 | 363.7282 | 393.4728 | 422.7046 | 451.4324 | 479.665 | 507.4107 | 534.6781 | 561.4753 | 587.8105 | 613.6917 | 0
F1_Industrial_Instruments_Existing_Process_Natural Gas_Process - Insulate Heated Process Fluids_A_Technical Potential | F1 | Industrial | Instruments | Existing | Process | Natural Gas | Process - Insulate Heated Process Fluids | A | Integrated Unit Energy Savings (kWh or therms) | Technical Potential | 0 | 0 | 9.188 | 9.1442 | 9.0992 | 9.0527 | 9.0043 | 8.9548 | 8.9058 | 8.8573 | 8.8099 | 8.7641 | 8.7205 | 8.6792 | 8.64 | 8.6023 | 8.5657 | 8.5297 | 8.4949 | 8.4599 | 8.4247 | 8.3891 | 0
F2_Industrial_Instruments_Existing_Process_Natural Gas_Process - Insulate Heated Process Fluids_A_Technical Potential | F2 | Industrial | Instruments | Existing | Process | Natural Gas | Process - Insulate Heated Process Fluids | A | Integrated Unit Summer Peak Savings (kW) | Technical Potential | 0 | 0 | 0 | 0 | 0 | 0 | 0 | 0 | 0 | 0 | 0 | 0 | 0 | 0 | 0 | 0 | 0 | 0 | 0 | 0 | 0 | 0 | 0
F3_Industrial_Instruments_Existing_Process_Natural Gas_Process - Insulate Heated Process Fluids_A_Technical Potential | F3 | Industrial | Instruments | Existing | Process | Natural Gas | Process - Insulate Heated Process Fluids | A | Integrated Unit Winter Peak Savings (kW) | Technical Potential | 0 | 0 | 0 | 0 | 0 | 0 | 0 | 0 | 0 | 0 | 0 | 0 | 0 | 0 | 0 | 0 | 0 | 0 | 0 | 0 | 0 | 0 | 0
F4_Industrial_Instruments_Existing_Process_Natural Gas_Process - Insulate Heated Process Fluids_A_Technical Potential | F4 | Industrial | Instruments | Existing | Process | Natural Gas | Process - Insulate Heated Process Fluids | A | Incremental Energy Savings (MWh or mTherms) | Technical Potential | 0 | 0 | 0.36194 | 0.354 | 0.34618 | 0.33848 | 0.33086 | 0.29103 | 0.22756 | 0.17793 | 0.13915 | 0.10883 | 0.085136 | 0.066617 | 0.052138 | 0.040813 | 0.031951 | 0.025014 | 0.00016699 | 5.837e-05 | 1.9474e-05 | 6.2145e-06 | 0
F5_Industrial_Instruments_Existing_Process_Natural Gas_Process - Insulate Heated Process Fluids_A_Technical Potential | F5 | Industrial | Instruments | Existing | Process | Natural Gas | Process - Insulate Heated Process Fluids | A | Incremental Summer Peak Savings (MW) | Technical Potential | 0 | 0 | 0 | 0 | 0 | 0 | 0 | 0 | 0 | 0 | 0 | 0 | 0 | 0 | 0 | 0 | 0 | 0 | 0 | 0 | 0 | 0 | 0
F6_Industrial_Instruments_Existing_Process_Natural Gas_Process - Insulate Heated Process Fluids_A_Technical Potential | F6 | Industrial | Instruments | Existing | Process | Natural Gas | Process - Insulate Heated Process Fluids | A | Incremental Winter Peak Savings (MW) | Technical Potential | 0 | 0 | 0 | 0 | 0 | 0 | 0 | 0 | 0 | 0 | 0 | 0 | 0 | 0 | 0 | 0 | 0 | 0 | 0 | 0 | 0 | 0 | 0
F7_Industrial_Instruments_Existing_Process_Natural Gas_Process - Insulate Heated Process Fluids_A_Technical Potential | F7 | Industrial | Instruments | Existing | Process | Natural Gas | Process - Insulate Heated Process Fluids | A | Cumulative Energy Savings (MWh or mTherms) | Technical Potential | 0 | 0 | 0.36194 | 0.71421 | 1.0569 | 1.39 | 1.7134 | 1.995 | 2.2116 | 2.3775 | 2.504 | 2.5998 | 2.672 | 2.7259 | 2.7657 | 2.7945 | 2.8146 | 2.8277 | 2.8164 | 2.8048 | 2.7932 | 2.7814 | 0
F8_Industrial_Instruments_Existing_Process_Natural Gas_Process - Insulate Heated Process Fluids_A_Technical Potential | F8 | Industrial | Instruments | Existing | Process | Natural Gas | Process - Insulate Heated Process Fluids | A | Cumulative Summer Peak Savings (MW) | Technical Potential | 0 | 0 | 0 | 0 | 0 | 0 | 0 | 0 | 0 | 0 | 0 | 0 | 0 | 0 | 0 | 0 | 0 | 0 | 0 | 0 | 0 | 0 | 0
F9_Industrial_Instruments_Existing_Process_Natural Gas_Process - Insulate Heated Process Fluids_A_Technical Potential | F9 | Industrial | Instruments | Existing | Process | Natural Gas | Process - Insulate Heated Process Fluids | A | Cumulative Winter Peak Savings (MW) | Technical Potential | 0 | 0 | 0 | 0 | 0 | 0 | 0 | 0 | 0 | 0 | 0 | 0 | 0 | 0 | 0 | 0 | 0 | 0 | 0 | 0 | 0 | 0 | 0
F10_Industrial_Instruments_Existing_Process_Natural Gas_Process - Insulate Heated Process Fluids_A_Technical Potential | F10 | Industrial | Instruments | Existing | Process | Natural Gas | Process - Insulate Heated Process Fluids | A | Purchases (Incremental) | Technical Potential | 0 | 0 | 39.3922 | 38.713 | 38.0455 | 37.3896 | 36.7449 | 32.5002 | 25.5519 | 20.0891 | 15.7942 | 12.4175 | 9.7627 | 7.6755 | 6.0345 | 4.7444 | 3.7301 | 2.9326 | 0.019658 | 0.0068996 | 0.0023116 | 0.00074078 | 0
F11_Industrial_Instruments_Existing_Process_Natural Gas_Process - Insulate Heated Process Fluids_A_Technical Potential | F11 | Industrial | Instruments | Existing | Process | Natural Gas | Process - Insulate Heated Process Fluids | A | Purchases (Cumulative) | Technical Potential | 0 | 0 | 39.3922 | 78.1051 | 116.1507 | 153.5402 | 190.2851 | 222.7854 | 248.3373 | 268.4264 | 284.2206 | 296.6381 | 306.4008 | 314.0763 | 320.1109 | 324.8553 | 328.5853 | 331.518 | 331.5376 | 331.5445 | 331.5468 | 331.5476 | 0
F1_Industrial_Instruments_Existing_Process_Natural Gas_Process Heat Recovery_A_Technical Potential | F1 | Industrial | Instruments | Existing | Process | Natural Gas | Process Heat Recovery | A | Integrated Unit Energy Savings (kWh or therms) | Technical Potential | 0 | 0 | 0.13953 | 0.13889 | 0.13823 | 0.13755 | 0.13684 | 0.13611 | 0.13538 | 0.13466 | 0.13396 | 0.13327 | 0.13262 | 0.132 | 0.13141 | 0.13085 | 0.1303 | 0.12976 | 0.12923 | 0.1287 | 0.12817 | 0.12764 | 0
F2_Industrial_Instruments_Existing_Process_Natural Gas_Process Heat Recovery_A_Technical Potential | F2 | Industrial | Instruments | Existing | Process | Natural Gas | Process Heat Recovery | A | Integrated Unit Summer Peak Savings (kW) | Technical Potential | 0 | 0 | 0 | 0 | 0 | 0 | 0 | 0 | 0 | 0 | 0 | 0 | 0 | 0 | 0 | 0 | 0 | 0 | 0 | 0 | 0 | 0 | 0
F3_Industrial_Instruments_Existing_Process_Natural Gas_Process Heat Recovery_A_Technical Potential | F3 | Industrial | Instruments | Existing | Process | Natural Gas | Process Heat Recovery | A | Integrated Unit Winter Peak Savings (kW) | Technical Potential | 0 | 0 | 0 | 0 | 0 | 0 | 0 | 0 | 0 | 0 | 0 | 0 | 0 | 0 | 0 | 0 | 0 | 0 | 0 | 0 | 0 | 0 | 0
F4_Industrial_Instruments_Existing_Process_Natural Gas_Process Heat Recovery_A_Technical Potential | F4 | Industrial | Instruments | Existing | Process | Natural Gas | Process Heat Recovery | A | Incremental Energy Savings (MWh or mTherms) | Technical Potential | 0 | 0 | 0.19787 | 0.19356 | 0.18933 | 0.18514 | 0.18101 | 0.15925 | 0.12454 | 0.09739 | 0.076167 | 0.059577 | 0.046611 | 0.036475 | 0.028549 | 0.022349 | 0.017497 | 0.013699 | 9.1455e-05 | 3.1968e-05 | 1.0666e-05 | 3.4038e-06 | 0
F5_Industrial_Instruments_Existing_Process_Natural Gas_Process Heat Recovery_A_Technical Potential | F5 | Industrial | Instruments | Existing | Process | Natural Gas | Process Heat Recovery | A | Incremental Summer Peak Savings (MW) | Technical Potential | 0 | 0 | 0 | 0 | 0 | 0 | 0 | 0 | 0 | 0 | 0 | 0 | 0 | 0 | 0 | 0 | 0 | 0 | 0 | 0 | 0 | 0 | 0
F6_Industrial_Instruments_Existing_Process_Natural Gas_Process Heat Recovery_A_Technical Potential | F6 | Industrial | Instruments | Existing | Process | Natural Gas | Process Heat Recovery | A | Incremental Winter Peak Savings (MW) | Technical Potential | 0 | 0 | 0 | 0 | 0 | 0 | 0 | 0 | 0 | 0 | 0 | 0 | 0 | 0 | 0 | 0 | 0 | 0 | 0 | 0 | 0 | 0 | 0
F7_Industrial_Instruments_Existing_Process_Natural Gas_Process Heat Recovery_A_Technical Potential | F7 | Industrial | Instruments | Existing | Process | Natural Gas | Process Heat Recovery | A | Cumulative Energy Savings (MWh or mTherms) | Technical Potential | 0 | 0 | 0.19787 | 0.39052 | 0.578 | 0.7603 | 0.93738 | 1.0916 | 1.2104 | 1.3013 | 1.3706 | 1.4232 | 1.4629 | 1.4925 | 1.5144 | 1.5302 | 1.5413 | 1.5486 | 1.5424 | 1.5362 | 1.5298 | 1.5234 | 0
F8_Industrial_Instruments_Existing_Process_Natural Gas_Process Heat Recovery_A_Technical Potential | F8 | Industrial | Instruments | Existing | Process | Natural Gas | Process Heat Recovery | A | Cumulative Summer Peak Savings (MW) | Technical Potential | 0 | 0 | 0 | 0 | 0 | 0 | 0 | 0 | 0 | 0 | 0 | 0 | 0 | 0 | 0 | 0 | 0 | 0 | 0 | 0 | 0 | 0 | 0
F9_Industrial_Instruments_Existing_Process_Natural Gas_Process Heat Recovery_A_Technical Potential | F9 | Industrial | Instruments | Existing | Process | Natural Gas | Process Heat Recovery | A | Cumulative Winter Peak Savings (MW) | Technical Potential | 0 | 0 | 0 | 0 | 0 | 0 | 0 | 0 | 0 | 0 | 0 | 0 | 0 | 0 | 0 | 0 | 0 | 0 | 0 | 0 | 0 | 0 | 0
F10_Industrial_Instruments_Existing_Process_Natural Gas_Process Heat Recovery_A_Technical Potential | F10 | Industrial | Instruments | Existing | Process | Natural Gas | Process Heat Recovery | A | Purchases (Incremental) | Technical Potential | 0 | 0 | 1418.1178 | 1393.6675 | 1369.6387 | 1346.0243 | 1322.8169 | 1170.0088 | 919.869 | 723.2073 | 568.5906 | 447.0298 | 351.4579 | 276.3187 | 217.2436 | 170.7984 | 134.2829 | 105.5742 | 0.70768 | 0.24839 | 0.083217 | 0.026668 | 0
F11_Industrial_Instruments_Existing_Process_Natural Gas_Process Heat Recovery_A_Technical Potential | F11 | Industrial | Instruments | Existing | Process | Natural Gas | Process Heat Recovery | A | Purchases (Cumulative) | Technical Potential | 0 | 0 | 1418.1178 | 2811.7852 | 4181.424 | 5527.4482 | 6850.2652 | 8020.2739 | 8940.1429 | 9663.3502 | 10231.9408 | 10678.9707 | 11030.4286 | 11306.7473 | 11523.9909 | 11694.7893 | 11829.0723 | 11934.6464 | 11935.3541 | 11935.6025 | 11935.6857 | 11935.7124 | 0
F1_Industrial_Instruments_Existing_Space Heating_Natural Gas_Building Automation System_A_Technical Potential | F1 | Industrial | Instruments | Existing | Space Heating | Natural Gas | Building Automation System | A | Integrated Unit Energy Savings (kWh or therms) | Technical Potential | 0 | 0 | 0.015564 | 0.015463 | 0.015358 | 0.015246 | 0.01513 | 0.015007 | 0.014877 | 0.014742 | 0.014601 | 0.014456 | 0.014308 | 0.014156 | 0.014005 | 0.013852 | 0.0137 | 0.013556 | 0.013419 | 0.013289 | 0.013166 | 0.013048 | 0
F2_Industrial_Instruments_Existing_Space Heating_Natural Gas_Building Automation System_A_Technical Potential | F2 | Industrial | Instruments | Existing | Space Heating | Natural Gas | Building Automation System | A | Integrated Unit Summer Peak Savings (kW) | Technical Potential | 0 | 0 | 0 | 0 | 0 | 0 | 0 | 0 | 0 | 0 | 0 | 0 | 0 | 0 | 0 | 0 | 0 | 0 | 0 | 0 | 0 | 0 | 0
F3_Industrial_Instruments_Existing_Space Heating_Natural Gas_Building Automation System_A_Technical Potential | F3 | Industrial | Instruments | Existing | Space Heating | Natural Gas | Building Automation System | A | Integrated Unit Winter Peak Savings (kW) | Technical Potential | 0 | 0 | 0 | 0 | 0 | 0 | 0 | 0 | 0 | 0 | 0 | 0 | 0 | 0 | 0 | 0 | 0 | 0 | 0 | 0 | 0 | 0 | 0
F4_Industrial_Instruments_Existing_Space Heating_Natural Gas_Building Automation System_A_Technical Potential | F4 | Industrial | Instruments | Existing | Space Heating | Natural Gas | Building Automation System | A | Incremental Energy Savings (MWh or mTherms) | Technical Potential | 0 | 0 | 0.067515 | 0.13177 | 0.22836 | 0.36241 | 0.53645 | 0.74894 | 0.99257 | 1.253 | 1.5085 | 1.7309 | 1.8889 | 1.9538 | 1.9075 | 1.7479 | 1.4937 | 1.2012 | 0.89364 | 0.60213 | 0.37454 | 0.23791 | 0
F5_Industrial_Instruments_Existing_Space Heating_Natural Gas_Building Automation System_A_Technical Potential | F5 | Industrial | Instruments | Existing | Space Heating | Natural Gas | Building Automation System | A | Incremental Summer Peak Savings (MW) | Technical Potential | 0 | 0 | 0 | 0 | 0 | 0 | 0 | 0 | 0 | 0 | 0 | 0 | 0 | 0 | 0 | 0 | 0 | 0 | 0 | 0 | 0 | 0 | 0
F6_Industrial_Instruments_Existing_Space Heating_Natural Gas_Building Automation System_A_Technical Potential | F6 | Industrial | Instruments | Existing | Space Heating | Natural Gas | Building Automation System | A | Incremental Winter Peak Savings (MW) | Technical Potential | 0 | 0 | 0 | 0 | 0 | 0 | 0 | 0 | 0 | 0 | 0 | 0 | 0 | 0 | 0 | 0 | 0 | 0 | 0 | 0 | 0 | 0 | 0
F7_Industrial_Instruments_Existing_Space Heating_Natural Gas_Building Automation System_A_Technical Potential | F7 | Industrial | Instruments | Existing | Space Heating | Natural Gas | Building Automation System | A | Cumulative Energy Savings (MWh or mTherms) | Technical Potential | 0 | 0 | 0.067515 | 0.19885 | 0.42584 | 0.78517 | 1.3156 | 2.0539 | 3.0287 | 4.2542 | 5.7221 | 7.3961 | 9.2091 | 11.0654 | 12.8544 | 14.4627 | 15.7972 | 16.8321 | 17.5562 | 17.9885 | 18.1957 | 18.2709 | 0
F8_Industrial_Instruments_Existing_Space Heating_Natural Gas_Building Automation System_A_Technical Potential | F8 | Industrial | Instruments | Existing | Space Heating | Natural Gas | Building Automation System | A | Cumulative Summer Peak Savings (MW) | Technical Potential | 0 | 0 | 0 | 0 | 0 | 0 | 0 | 0 | 0 | 0 | 0 | 0 | 0 | 0 | 0 | 0 | 0 | 0 | 0 | 0 | 0 | 0 | 0
F9_Industrial_Instruments_Existing_Space Heating_Natural Gas_Building Automation System_A_Technical Potential | F9 | Industrial | Instruments | Existing | Space Heating | Natural Gas | Building Automation System | A | Cumulative Winter Peak Savings (MW) | Technical Potential | 0 | 0 | 0 | 0 | 0 | 0 | 0 | 0 | 0 | 0 | 0 | 0 | 0 | 0 | 0 | 0 | 0 | 0 | 0 | 0 | 0 | 0 | 0
F10_Industrial_Instruments_Existing_Space Heating_Natural Gas_Building Automation System_A_Technical Potential | F10 | Industrial | Instruments | Existing | Space Heating | Natural Gas | Building Automation System | A | Purchases (Incremental) | Technical Potential | 0 | 0 | 4337.7824 | 8521.4434 | 14869.343 | 23770.0067 | 35457.489 | 49907.1369 | 66716.9391 | 84998.0556 | 103315.3947 | 119732.8173 | 132016.3633 | 138019.1659 | 136205.8022 | 126183.1989 | 109030.4388 | 88612.3653 | 66594.0798 | 45308.7042 | 28448.1375 | 18233.2516 | 0
F11_Industrial_Instruments_Existing_Space Heating_Natural Gas_Building Automation System_A_Technical Potential | F11 | Industrial | Instruments | Existing | Space Heating | Natural Gas | Building Automation System | A | Purchases (Cumulative) | Technical Potential | 0 | 0 | 4337.7824 | 12859.2258 | 27728.5687 | 51498.5754 | 86956.0644 | 136863.2013 | 203580.1403 | 288578.1959 | 391893.5906 | 511626.4079 | 643642.7713 | 781661.9372 | 917867.7394 | 1044050.9383 | 1153081.3771 | 1241693.7424 | 1308287.8222 | 1353596.5264 | 1382044.6639 | 1400277.9155 | 0
F1_Industrial_Instruments_Existing_Space Heating_Natural Gas_Steam System Efficiency Improvements_A_Technical Potential | F1 | Industrial | Instruments | Existing | Space Heating | Natural Gas | Steam System Efficiency Improvements | A | Integrated Unit Energy Savings (kWh or therms) | Technical Potential | 0 | 0 | 0.13828 | 0.13616 | 0.13337 | 0.12985 | 0.12561 | 0.12082 | 0.11568 | 0.11047 | 0.10543 | 0.10073 | 0.096479 | 0.092697 | 0.089384 | 0.086485 | 0.08394 | 0.081732 | 0.079798 | 0.07806 | 0.076561 | 0.075143 | 0
F2_Industrial_Instruments_Existing_Space Heating_Natural Gas_Steam System Efficiency Improvements_A_Technical Potential | F2 | Industrial | Instruments | Existing | Space Heating | Natural Gas | Steam System Efficiency Improvements | A | Integrated Unit Summer Peak Savings (kW) | Technical Potential | 0 | 0 | 0 | 0 | 0 | 0 | 0 | 0 | 0 | 0 | 0 | 0 | 0 | 0 | 0 | 0 | 0 | 0 | 0 | 0 | 0 | 0 | 0
F3_Industrial_Instruments_Existing_Space Heating_Natural Gas_Steam System Efficiency Improvements_A_Technical Potential | F3 | Industrial | Instruments | Existing | Space Heating | Natural Gas | Steam System Efficiency Improvements | A | Integrated Unit Winter Peak Savings (kW) | Technical Potential | 0 | 0 | 0 | 0 | 0 | 0 | 0 | 0 | 0 | 0 | 0 | 0 | 0 | 0 | 0 | 0 | 0 | 0 | 0 | 0 | 0 | 0 | 0
F4_Industrial_Instruments_Existing_Space Heating_Natural Gas_Steam System Efficiency Improvements_A_Technical Potential | F4 | Industrial | Instruments | Existing | Space Heating | Natural Gas | Steam System Efficiency Improvements | A | Incremental Energy Savings (MWh or mTherms) | Technical Potential | 0 | 0 | 0.004251 | 0.0082229 | 0.014055 | 0.021874 | 0.031566 | 0.042732 | 0.054699 | 0.066549 | 0.077198 | 0.085478 | 0.090267 | 0.090672 | 0.086283 | 0.077342 | 0.064861 | 0.051328 | 0.037661 | 0.025066 | 0.015436 | 0.0097101 | 0
F5_Industrial_Instruments_Existing_Space Heating_Natural Gas_Steam System Efficiency Improvements_A_Technical Potential | F5 | Industrial | Instruments | Existing | Space Heating | Natural Gas | Steam System Efficiency Improvements | A | Incremental Summer Peak Savings (MW) | Technical Potential | 0 | 0 | 0 | 0 | 0 | 0 | 0 | 0 | 0 | 0 | 0 | 0 | 0 | 0 | 0 | 0 | 0 | 0 | 0 | 0 | 0 | 0 | 0
F6_Industrial_Instruments_Existing_Space Heating_Natural Gas_Steam System Efficiency Improvements_A_Technical Potential | F6 | Industrial | Instruments | Existing | Space Heating | Natural Gas | Steam System Efficiency Improvements | A | Incremental Winter Peak Savings (MW) | Technical Potential | 0 | 0 | 0 | 0 | 0 | 0 | 0 | 0 | 0 | 0 | 0 | 0 | 0 | 0 | 0 | 0 | 0 | 0 | 0 | 0 | 0 | 0 | 0
F7_Industrial_Instruments_Existing_Space Heating_Natural Gas_Steam System Efficiency Improvements_A_Technical Potential | F7 | Industrial | Instruments | Existing | Space Heating | Natural Gas | Steam System Efficiency Improvements | A | Cumulative Energy Savings (MWh or mTherms) | Technical Potential | 0 | 0 | 0.004251 | 0.012409 | 0.02621 | 0.047392 | 0.077412 | 0.11719 | 0.16691 | 0.22594 | 0.29283 | 0.36525 | 0.44009 | 0.51352 | 0.58145 | 0.63993 | 0.68596 | 0.71925 | 0.73989 | 0.74883 | 0.74989 | 0.74572 | 0
F8_Industrial_Instruments_Existing_Space Heating_Natural Gas_Steam System Efficiency Improvements_A_Technical Potential | F8 | Industrial | Instruments | Existing | Space Heating | Natural Gas | Steam System Efficiency Improvements | A | Cumulative Summer Peak Savings (MW) | Technical Potential | 0 | 0 | 0 | 0 | 0 | 0 | 0 | 0 | 0 | 0 | 0 | 0 | 0 | 0 | 0 | 0 | 0 | 0 | 0 | 0 | 0 | 0 | 0
F9_Industrial_Instruments_Existing_Space Heating_Natural Gas_Steam System Efficiency Improvements_A_Technical Potential | F9 | Industrial | Instruments | Existing | Space Heating | Natural Gas | Steam System Efficiency Improvements | A | Cumulative Winter Peak Savings (MW) | Technical Potential | 0 | 0 | 0 | 0 | 0 | 0 | 0 | 0 | 0 | 0 | 0 | 0 | 0 | 0 | 0 | 0 | 0 | 0 | 0 | 0 | 0 | 0 | 0
F10_Industrial_Instruments_Existing_Space Heating_Natural Gas_Steam System Efficiency Improvements_A_Technical Potential | F10 | Industrial | Instruments | Existing | Space Heating | Natural Gas | Steam System Efficiency Improvements | A | Purchases (Incremental) | Technical Potential | 0 | 0 | 30.7424 | 60.3925 | 105.3809 | 168.4609 | 251.2916 | 353.698 | 472.8311 | 602.3916 | 732.2088 | 848.5611 | 935.6161 | 978.1587 | 965.3072 | 894.2758 | 772.7121 | 628.0067 | 471.9604 | 321.1083 | 201.6154 | 129.2213 | 0
F11_Industrial_Instruments_Existing_Space Heating_Natural Gas_Steam System Efficiency Improvements_A_Technical Potential | F11 | Industrial | Instruments | Existing | Space Heating | Natural Gas | Steam System Efficiency Improvements | A | Purchases (Cumulative) | Technical Potential | 0 | 0 | 30.7424 | 91.1349 | 196.5158 | 364.9767 | 616.2683 | 969.9662 | 1442.7974 | 2045.189 | 2777.3978 | 3625.9589 | 4561.575 | 5539.7338 | 6505.0409 | 7399.3167 | 8172.0288 | 8800.0354 | 9271.9958 | 9593.1042 | 9794.7196 | 9923.9409 | 0
F1_Industrial_Instruments_Existing_Process_Natural Gas_Steam System Efficiency Improvements_A_Technical Potential | F1 | Industrial | Instruments | Existing | Process | Natural Gas | Steam System Efficiency Improvements | A | Integrated Unit Energy Savings (kWh or therms) | Technical Potential | 0 | 0 | 0.086671 | 0.086229 | 0.085777 | 0.085309 | 0.084824 | 0.084331 | 0.083847 | 0.083372 | 0.08291 | 0.082466 | 0.082043 | 0.081644 | 0.081266 | 0.080904 | 0.080552 | 0.080205 | 0.079873 | 0.07954 | 0.079204 | 0.078864 | 0
F2_Industrial_Instruments_Existing_Process_Natural Gas_Steam System Efficiency Improvements_A_Technical Potential | F2 | Industrial | Instruments | Existing | Process | Natural Gas | Steam System Efficiency Improvements | A | Integrated Unit Summer Peak Savings (kW) | Technical Potential | 0 | 0 | 0 | 0 | 0 | 0 | 0 | 0 | 0 | 0 | 0 | 0 | 0 | 0 | 0 | 0 | 0 | 0 | 0 | 0 | 0 | 0 | 0
F3_Industrial_Instruments_Existing_Process_Natural Gas_Steam System Efficiency Improvements_A_Technical Potential | F3 | Industrial | Instruments | Existing | Process | Natural Gas | Steam System Efficiency Improvements | A | Integrated Unit Winter Peak Savings (kW) | Technical Potential | 0 | 0 | 0 | 0 | 0 | 0 | 0 | 0 | 0 | 0 | 0 | 0 | 0 | 0 | 0 | 0 | 0 | 0 | 0 | 0 | 0 | 0 | 0
F4_Industrial_Instruments_Existing_Process_Natural Gas_Steam System Efficiency Improvements_A_Technical Potential | F4 | Industrial | Instruments | Existing | Process | Natural Gas | Steam System Efficiency Improvements | A | Incremental Energy Savings (MWh or mTherms) | Technical Potential | 0 | 0 | 0.00048029 | 0.0009387 | 0.0016294 | 0.0025905 | 0.0038423 | 0.0053767 | 0.0071464 | 0.009053 | 0.010943 | 0.012614 | 0.013837 | 0.014396 | 0.014141 | 0.013042 | 0.01122 | 0.0090795 | 0.0067952 | 0.0046039 | 0.0028785 | 0.001837 | 0
F5_Industrial_Instruments_Existing_Process_Natural Gas_Steam System Efficiency Improvements_A_Technical Potential | F5 | Industrial | Instruments | Existing | Process | Natural Gas | Steam System Efficiency Improvements | A | Incremental Summer Peak Savings (MW) | Technical Potential | 0 | 0 | 0 | 0 | 0 | 0 | 0 | 0 | 0 | 0 | 0 | 0 | 0 | 0 | 0 | 0 | 0 | 0 | 0 | 0 | 0 | 0 | 0
F6_Industrial_Instruments_Existing_Process_Natural Gas_Steam System Efficiency Improvements_A_Technical Potential | F6 | Industrial | Instruments | Existing | Process | Natural Gas | Steam System Efficiency Improvements | A | Incremental Winter Peak Savings (MW) | Technical Potential | 0 | 0 | 0 | 0 | 0 | 0 | 0 | 0 | 0 | 0 | 0 | 0 | 0 | 0 | 0 | 0 | 0 | 0 | 0 | 0 | 0 | 0 | 0
F7_Industrial_Instruments_Existing_Process_Natural Gas_Steam System Efficiency Improvements_A_Technical Potential | F7 | Industrial | Instruments | Existing | Process | Natural Gas | Steam System Efficiency Improvements | A | Cumulative Energy Savings (MWh or mTherms) | Technical Potential | 0 | 0 | 0.00048029 | 0.0014165 | 0.0030385 | 0.0056125 | 0.0094228 | 0.014745 | 0.021806 | 0.030736 | 0.041509 | 0.0539 | 0.067461 | 0.081528 | 0.095291 | 0.10791 | 0.11866 | 0.12723 | 0.1335 | 0.13754 | 0.13984 | 0.14108 | 0
F8_Industrial_Instruments_Existing_Process_Natural Gas_Steam System Efficiency Improvements_A_Technical Potential | F8 | Industrial | Instruments | Existing | Process | Natural Gas | Steam System Efficiency Improvements | A | Cumulative Summer Peak Savings (MW) | Technical Potential | 0 | 0 | 0 | 0 | 0 | 0 | 0 | 0 | 0 | 0 | 0 | 0 | 0 | 0 | 0 | 0 | 0 | 0 | 0 | 0 | 0 | 0 | 0
F9_Industrial_Instruments_Existing_Process_Natural Gas_Steam System Efficiency Improvements_A_Technical Potential | F9 | Industrial | Instruments | Existing | Process | Natural Gas | Steam System Efficiency Improvements | A | Cumulative Winter Peak Savings (MW) | Technical Potential | 0 | 0 | 0 | 0 | 0 | 0 | 0 | 0 | 0 | 0 | 0 | 0 | 0 | 0 | 0 | 0 | 0 | 0 | 0 | 0 | 0 | 0 | 0
F10_Industrial_Instruments_Existing_Process_Natural Gas_Steam System Efficiency Improvements_A_Technical Potential | F10 | Industrial | Instruments | Existing | Process | Natural Gas | Steam System Efficiency Improvements | A | Purchases (Incremental) | Technical Potential | 0 | 0 | 5.5415 | 10.8862 | 18.9956 | 30.3663 | 45.2971 | 63.7565 | 85.2311 | 108.5853 | 131.9858 | 152.9591 | 168.6514 | 176.32 | 174.0034 | 161.1995 | 139.2868 | 113.2026 | 85.0742 | 57.882 | 36.3426 | 23.293 | 0
F11_Industrial_Instruments_Existing_Process_Natural Gas_Steam System Efficiency Improvements_A_Technical Potential | F11 | Industrial | Instruments | Existing | Process | Natural Gas | Steam System Efficiency Improvements | A | Purchases (Cumulative) | Technical Potential | 0 | 0 | 5.5415 | 16.4277 | 35.4233 | 65.7896 | 111.0867 | 174.8432 | 260.0743 | 368.6597 | 500.6454 | 653.6045 | 822.2559 | 998.5759 | 1172.5793 | 1333.7788 | 1473.0655 | 1586.2681 | 1671.3423 | 1729.2243 | 1765.5669 | 1788.86 | 0
F1_Industrial_Instruments_Existing_Space Heating_Natural Gas_Strategic Energy Management_A_Technical Potential | F1 | Industrial | Instruments | Existing | Space Heating | Natural Gas | Strategic Energy Management | A | Integrated Unit Energy Savings (kWh or therms) | Technical Potential | 0 | 0 | 3.2011 | 3.1834 | 3.1648 | 3.1451 | 3.1243 | 3.1022 | 3.0788 | 3.0541 | 3.0283 | 3.0017 | 2.9743 | 2.9463 | 2.9183 | 2.8901 | 2.8619 | 2.8354 | 2.8105 | 2.787 | 2.7648 | 2.7439 | 0
F2_Industrial_Instruments_Existing_Space Heating_Natural Gas_Strategic Energy Management_A_Technical Potential | F2 | Industrial | Instruments | Existing | Space Heating | Natural Gas | Strategic Energy Management | A | Integrated Unit Summer Peak Savings (kW) | Technical Potential | 0 | 0 | 0 | 0 | 0 | 0 | 0 | 0 | 0 | 0 | 0 | 0 | 0 | 0 | 0 | 0 | 0 | 0 | 0 | 0 | 0 | 0 | 0
F3_Industrial_Instruments_Existing_Space Heating_Natural Gas_Strategic Energy Management_A_Technical Potential | F3 | Industrial | Instruments | Existing | Space Heating | Natural Gas | Strategic Energy Management | A | Integrated Unit Winter Peak Savings (kW) | Technical Potential | 0 | 0 | 0 | 0 | 0 | 0 | 0 | 0 | 0 | 0 | 0 | 0 | 0 | 0 | 0 | 0 | 0 | 0 | 0 | 0 | 0 | 0 | 0
F4_Industrial_Instruments_Existing_Space Heating_Natural Gas_Strategic Energy Management_A_Technical Potential | F4 | Industrial | Instruments | Existing | Space Heating | Natural Gas | Strategic Energy Management | A | Incremental Energy Savings (MWh or mTherms) | Technical Potential | 0 | 0 | 0.42495 | 0.41532 | 0.40577 | 0.39629 | 0.38688 | 0.37752 | 0.36822 | 0.35897 | 0.3498 | 0.34074 | 0.33182 | 0.32303 | 0.31444 | 0.30604 | 0.29782 | 0.28998 | 0.28247 | 0.27528 | 0.26838 | 0.26176 | 0
F5_Industrial_Instruments_Existing_Space Heating_Natural Gas_Strategic Energy Management_A_Technical Potential | F5 | Industrial | Instruments | Existing | Space Heating | Natural Gas | Strategic Energy Management | A | Incremental Summer Peak Savings (MW) | Technical Potential | 0 | 0 | 0 | 0 | 0 | 0 | 0 | 0 | 0 | 0 | 0 | 0 | 0 | 0 | 0 | 0 | 0 | 0 | 0 | 0 | 0 | 0 | 0
F6_Industrial_Instruments_Existing_Space Heating_Natural Gas_Strategic Energy Management_A_Technical Potential | F6 | Industrial | Instruments | Existing | Space Heating | Natural Gas | Strategic Energy Management | A | Incremental Winter Peak Savings (MW) | Technical Potential | 0 | 0 | 0 | 0 | 0 | 0 | 0 | 0 | 0 | 0 | 0 | 0 | 0 | 0 | 0 | 0 | 0 | 0 | 0 | 0 | 0 | 0 | 0
F7_Industrial_Instruments_Existing_Space Heating_Natural Gas_Strategic Energy Management_A_Technical Potential | F7 | Industrial | Instruments | Existing | Space Heating | Natural Gas | Strategic Energy Management | A | Cumulative Energy Savings (MWh or mTherms) | Technical Potential | 0 | 0 | 0.42495 | 0.83793 | 1.2388 | 1.6274 | 2.0035 | 2.3668 | 2.7172 | 3.0544 | 3.3784 | 3.6894 | 3.9876 | 4.2731 | 4.5469 | 4.8091 | 5.0599 | 5.303 | 5.539 | 5.7679 | 5.9904 | 6.2067 | 0
F8_Industrial_Instruments_Existing_Space Heating_Natural Gas_Strategic Energy Management_A_Technical Potential | F8 | Industrial | Instruments | Existing | Space Heating | Natural Gas | Strategic Energy Management | A | Cumulative Summer Peak Savings (MW) | Technical Potential | 0 | 0 | 0 | 0 | 0 | 0 | 0 | 0 | 0 | 0 | 0 | 0 | 0 | 0 | 0 | 0 | 0 | 0 | 0 | 0 | 0 | 0 | 0
F9_Industrial_Instruments_Existing_Space Heating_Natural Gas_Strategic Energy Management_A_Technical Potential | F9 | Industrial | Instruments | Existing | Space Heating | Natural Gas | Strategic Energy Management | A | Cumulative Winter Peak Savings (MW) | Technical Potential | 0 | 0 | 0 | 0 | 0 | 0 | 0 | 0 | 0 | 0 | 0 | 0 | 0 | 0 | 0 | 0 | 0 | 0 | 0 | 0 | 0 | 0 | 0
F10_Industrial_Instruments_Existing_Space Heating_Natural Gas_Strategic Energy Management_A_Technical Potential | F10 | Industrial | Instruments | Existing | Space Heating | Natural Gas | Strategic Energy Management | A | Purchases (Incremental) | Technical Potential | 0 | 0 | 132.7525 | 130.4637 | 128.2143 | 126.0037 | 123.8312 | 121.6962 | 119.598 | 117.536 | 115.5095 | 113.5179 | 111.5607 | 109.6373 | 107.747 | 105.8893 | 104.0636 | 102.2694 | 100.5061 | 98.7733 | 97.0703 | 95.3966 | 0
F11_Industrial_Instruments_Existing_Space Heating_Natural Gas_Strategic Energy Management_A_Technical Potential | F11 | Industrial | Instruments | Existing | Space Heating | Natural Gas | Strategic Energy Management | A | Purchases (Cumulative) | Technical Potential | 0 | 0 | 132.7525 | 263.2162 | 391.4304 | 517.4341 | 641.2653 | 762.9615 | 882.5595 | 1000.0955 | 1115.6049 | 1229.1229 | 1340.6836 | 1450.3209 | 1558.0678 | 1663.9571 | 1768.0207 | 1870.29 | 1970.7961 | 2069.5694 | 2166.6397 | 2262.0363 | 0
F1_Industrial_Instruments_Existing_Process_Natural Gas_Strategic Energy Management_A_Technical Potential | F1 | Industrial | Instruments | Existing | Process | Natural Gas | Strategic Energy Management | A | Integrated Unit Energy Savings (kWh or therms) | Technical Potential | 0 | 0 | 1.6963 | 1.6932 | 1.6901 | 1.6869 | 1.6835 | 1.6799 | 1.6761 | 1.6723 | 1.6685 | 1.6649 | 1.6614 | 1.6582 | 1.6553 | 1.6524 | 1.6496 | 1.6468 | 1.644 | 1.6411 | 1.6382 | 1.6353 | 0
F2_Industrial_Instruments_Existing_Process_Natural Gas_Strategic Energy Management_A_Technical Potential | F2 | Industrial | Instruments | Existing | Process | Natural Gas | Strategic Energy Management | A | Integrated Unit Summer Peak Savings (kW) | Technical Potential | 0 | 0 | 0 | 0 | 0 | 0 | 0 | 0 | 0 | 0 | 0 | 0 | 0 | 0 | 0 | 0 | 0 | 0 | 0 | 0 | 0 | 0 | 0
F3_Industrial_Instruments_Existing_Process_Natural Gas_Strategic Energy Management_A_Technical Potential | F3 | Industrial | Instruments | Existing | Process | Natural Gas | Strategic Energy Management | A | Integrated Unit Winter Peak Savings (kW) | Technical Potential | 0 | 0 | 0 | 0 | 0 | 0 | 0 | 0 | 0 | 0 | 0 | 0 | 0 | 0 | 0 | 0 | 0 | 0 | 0 | 0 | 0 | 0 | 0
F4_Industrial_Instruments_Existing_Process_Natural Gas_Strategic Energy Management_A_Technical Potential | F4 | Industrial | Instruments | Existing | Process | Natural Gas | Strategic Energy Management | A | Incremental Energy Savings (MWh or mTherms) | Technical Potential | 0 | 0 | 1.0997 | 1.0788 | 1.0582 | 1.038 | 1.018 | 0.99834 | 0.97894 | 0.95986 | 0.94118 | 0.92293 | 0.90514 | 0.88783 | 0.87095 | 0.85446 | 0.83831 | 0.82246 | 0.80689 | 0.7916 | 0.77657 | 0.76181 | 0
F5_Industrial_Instruments_Existing_Process_Natural Gas_Strategic Energy Management_A_Technical Potential | F5 | Industrial | Instruments | Existing | Process | Natural Gas | Strategic Energy Management | A | Incremental Summer Peak Savings (MW) | Technical Potential | 0 | 0 | 0 | 0 | 0 | 0 | 0 | 0 | 0 | 0 | 0 | 0 | 0 | 0 | 0 | 0 | 0 | 0 | 0 | 0 | 0 | 0 | 0
F6_Industrial_Instruments_Existing_Process_Natural Gas_Strategic Energy Management_A_Technical Potential | F6 | Industrial | Instruments | Existing | Process | Natural Gas | Strategic Energy Management | A | Incremental Winter Peak Savings (MW) | Technical Potential | 0 | 0 | 0 | 0 | 0 | 0 | 0 | 0 | 0 | 0 | 0 | 0 | 0 | 0 | 0 | 0 | 0 | 0 | 0 | 0 | 0 | 0 | 0
F7_Industrial_Instruments_Existing_Process_Natural Gas_Strategic Energy Management_A_Technical Potential | F7 | Industrial | Instruments | Existing | Process | Natural Gas | Strategic Energy Management | A | Cumulative Energy Savings (MWh or mTherms) | Technical Potential | 0 | 0 | 1.0997 | 2.1765 | 3.2307 | 4.2625 | 5.272 | 6.259 | 7.224 | 8.1673 | 9.09 | 9.993 | 10.8775 | 11.7445 | 12.5944 | 13.4271 | 14.2427 | 15.041 | 15.8221 | 16.5862 | 17.3334 | 18.064 | 0
F8_Industrial_Instruments_Existing_Process_Natural Gas_Strategic Energy Management_A_Technical Potential | F8 | Industrial | Instruments | Existing | Process | Natural Gas | Strategic Energy Management | A | Cumulative Summer Peak Savings (MW) | Technical Potential | 0 | 0 | 0 | 0 | 0 | 0 | 0 | 0 | 0 | 0 | 0 | 0 | 0 | 0 | 0 | 0 | 0 | 0 | 0 | 0 | 0 | 0 | 0
F9_Industrial_Instruments_Existing_Process_Natural Gas_Strategic Energy Management_A_Technical Potential | F9 | Industrial | Instruments | Existing | Process | Natural Gas | Strategic Energy Management | A | Cumulative Winter Peak Savings (MW) | Technical Potential | 0 | 0 | 0 | 0 | 0 | 0 | 0 | 0 | 0 | 0 | 0 | 0 | 0 | 0 | 0 | 0 | 0 | 0 | 0 | 0 | 0 | 0 | 0
F10_Industrial_Instruments_Existing_Process_Natural Gas_Strategic Energy Management_A_Technical Potential | F10 | Industrial | Instruments | Existing | Process | Natural Gas | Strategic Energy Management | A | Purchases (Incremental) | Technical Potential | 0 | 0 | 648.2848 | 637.1075 | 626.1229 | 615.3277 | 604.7186 | 594.2924 | 584.046 | 573.9762 | 564.0801 | 554.3545 | 544.7967 | 535.4037 | 526.1726 | 517.1006 | 508.1851 | 499.4233 | 490.8125 | 482.3502 | 474.0339 | 465.8609 | 0
F11_Industrial_Instruments_Existing_Process_Natural Gas_Strategic Energy Management_A_Technical Potential | F11 | Industrial | Instruments | Existing | Process | Natural Gas | Strategic Energy Management | A | Purchases (Cumulative) | Technical Potential | 0 | 0 | 648.2848 | 1285.3923 | 1911.5152 | 2526.8428 | 3131.5614 | 3725.8538 | 4309.8997 | 4883.8759 | 5447.956 | 6002.3105 | 6547.1072 | 7082.5109 | 7608.6834 | 8125.784 | 8633.9691 | 9133.3924 | 9624.2049 | 10106.5552 | 10580.589 | 11046.4499 | 0
F1_Industrial_Instruments_Existing_Miscellaneous_Natural Gas_Strategic Energy Management_A_Technical Potential | F1 | Industrial | Instruments | Existing | Miscellaneous | Natural Gas | Strategic Energy Management | A | Integrated Unit Energy Savings (kWh or therms) | Technical Potential | 0 | 0 | 1.1153 | 1.1153 | 1.1153 | 1.1153 | 1.1153 | 1.1153 | 1.1153 | 1.1153 | 1.1153 | 1.1153 | 1.1153 | 1.1153 | 1.1153 | 1.1153 | 1.1153 | 1.1153 | 1.1153 | 1.1153 | 1.1153 | 1.1153 | 0
F2_Industrial_Instruments_Existing_Miscellaneous_Natural Gas_Strategic Energy Management_A_Technical Potential | F2 | Industrial | Instruments | Existing | Miscellaneous | Natural Gas | Strategic Energy Management | A | Integrated Unit Summer Peak Savings (kW) | Technical Potential | 0 | 0 | 0 | 0 | 0 | 0 | 0 | 0 | 0 | 0 | 0 | 0 | 0 | 0 | 0 | 0 | 0 | 0 | 0 | 0 | 0 | 0 | 0
F3_Industrial_Instruments_Existing_Miscellaneous_Natural Gas_Strategic Energy Management_A_Technical Potential | F3 | Industrial | Instruments | Existing | Miscellaneous | Natural Gas | Strategic Energy Management | A | Integrated Unit Winter Peak Savings (kW) | Technical Potential | 0 | 0 | 0 | 0 | 0 | 0 | 0 | 0 | 0 | 0 | 0 | 0 | 0 | 0 | 0 | 0 | 0 | 0 | 0 | 0 | 0 | 0 | 0
F4_Industrial_Instruments_Existing_Miscellaneous_Natural Gas_Strategic Energy Management_A_Technical Potential | F4 | Industrial | Instruments | Existing | Miscellaneous | Natural Gas | Strategic Energy Management | A | Incremental Energy Savings (MWh or mTherms) | Technical Potential | 0 | 0 | 0.18075 | 0.17764 | 0.17457 | 0.17156 | 0.16861 | 0.1657 | 0.16284 | 0.16004 | 0.15728 | 0.15456 | 0.1519 | 0.14928 | 0.14671 | 0.14418 | 0.14169 | 0.13925 | 0.13685 | 0.13449 | 0.13217 | 0.12989 | 0
F5_Industrial_Instruments_Existing_Miscellaneous_Natural Gas_Strategic Energy Management_A_Technical Potential | F5 | Industrial | Instruments | Existing | Miscellaneous | Natural Gas | Strategic Energy Management | A | Incremental Summer Peak Savings (MW) | Technical Potential | 0 | 0 | 0 | 0 | 0 | 0 | 0 | 0 | 0 | 0 | 0 | 0 | 0 | 0 | 0 | 0 | 0 | 0 | 0 | 0 | 0 | 0 | 0
F6_Industrial_Instruments_Existing_Miscellaneous_Natural Gas_Strategic Energy Management_A_Technical Potential | F6 | Industrial | Instruments | Existing | Miscellaneous | Natural Gas | Strategic Energy Management | A | Incremental Winter Peak Savings (MW) | Technical Potential | 0 | 0 | 0 | 0 | 0 | 0 | 0 | 0 | 0 | 0 | 0 | 0 | 0 | 0 | 0 | 0 | 0 | 0 | 0 | 0 | 0 | 0 | 0
F7_Industrial_Instruments_Existing_Miscellaneous_Natural Gas_Strategic Energy Management_A_Technical Potential | F7 | Industrial | Instruments | Existing | Miscellaneous | Natural Gas | Strategic Energy Management | A | Cumulative Energy Savings (MWh or mTherms) | Technical Potential | 0 | 0 | 0.18075 | 0.35839 | 0.53297 | 0.70453 | 0.87314 | 1.0388 | 1.2017 | 1.3617 | 1.519 | 1.6736 | 1.8255 | 1.9747 | 2.1214 | 2.2656 | 2.4073 | 2.5466 | 2.6834 | 2.8179 | 2.9501 | 3.08 | 0
F8_Industrial_Instruments_Existing_Miscellaneous_Natural Gas_Strategic Energy Management_A_Technical Potential | F8 | Industrial | Instruments | Existing | Miscellaneous | Natural Gas | Strategic Energy Management | A | Cumulative Summer Peak Savings (MW) | Technical Potential | 0 | 0 | 0 | 0 | 0 | 0 | 0 | 0 | 0 | 0 | 0 | 0 | 0 | 0 | 0 | 0 | 0 | 0 | 0 | 0 | 0 | 0 | 0
F9_Industrial_Instruments_Existing_Miscellaneous_Natural Gas_Strategic Energy Management_A_Technical Potential | F9 | Industrial | Instruments | Existing | Miscellaneous | Natural Gas | Strategic Energy Management | A | Cumulative Winter Peak Savings (MW) | Technical Potential | 0 | 0 | 0 | 0 | 0 | 0 | 0 | 0 | 0 | 0 | 0 | 0 | 0 | 0 | 0 | 0 | 0 | 0 | 0 | 0 | 0 | 0 | 0
F10_Industrial_Instruments_Existing_Miscellaneous_Natural Gas_Strategic Energy Management_A_Technical Potential | F10 | Industrial | Instruments | Existing | Miscellaneous | Natural Gas | Strategic Energy Management | A | Purchases (Incremental) | Technical Potential | 0 | 0 | 162.0712 | 159.2769 | 156.5307 | 153.8319 | 151.1796 | 148.5731 | 146.0115 | 143.494 | 141.02 | 138.5886 | 136.1992 | 133.8509 | 131.5431 | 129.2752 | 127.0463 | 124.8558 | 122.7031 | 120.5876 | 118.5085 | 116.4652 | 0
F11_Industrial_Instruments_Existing_Miscellaneous_Natural Gas_Strategic Energy Management_A_Technical Potential | F11 | Industrial | Instruments | Existing | Miscellaneous | Natural Gas | Strategic Energy Management | A | Purchases (Cumulative) | Technical Potential | 0 | 0 | 162.0712 | 321.3481 | 477.8788 | 631.7107 | 782.8903 | 931.4634 | 1077.4749 | 1220.969 | 1361.989 | 1500.5776 | 1636.7768 | 1770.6277 | 1902.1709 | 2031.446 | 2158.4923 | 2283.3481 | 2406.0512 | 2526.6388 | 2645.1473 | 2761.6125 | 0
F1_Industrial_Instruments_Existing_Space Heating_Natural Gas_Commissioning_A_Technical Potential | F1 | Industrial | Instruments | Existing | Space Heating | Natural Gas | Commissioning | A | Integrated Unit Energy Savings (kWh or therms) | Technical Potential | 0 | 0 | 3.6618 | 3.645 | 3.6272 | 3.6082 | 3.5879 | 3.5664 | 3.5434 | 3.519 | 3.4933 | 3.4664 | 3.4386 | 3.4099 | 3.381 | 3.3519 | 3.3226 | 3.2952 | 3.2698 | 3.2459 | 3.2236 | 3.2028 | 0
F2_Industrial_Instruments_Existing_Space Heating_Natural Gas_Commissioning_A_Technical Potential | F2 | Industrial | Instruments | Existing | Space Heating | Natural Gas | Commissioning | A | Integrated Unit Summer Peak Savings (kW) | Technical Potential | 0 | 0 | 0 | 0 | 0 | 0 | 0 | 0 | 0 | 0 | 0 | 0 | 0 | 0 | 0 | 0 | 0 | 0 | 0 | 0 | 0 | 0 | 0
F3_Industrial_Instruments_Existing_Space Heating_Natural Gas_Commissioning_A_Technical Potential | F3 | Industrial | Instruments | Existing | Space Heating | Natural Gas | Commissioning | A | Integrated Unit Winter Peak Savings (kW) | Technical Potential | 0 | 0 | 0 | 0 | 0 | 0 | 0 | 0 | 0 | 0 | 0 | 0 | 0 | 0 | 0 | 0 | 0 | 0 | 0 | 0 | 0 | 0 | 0
F4_Industrial_Instruments_Existing_Space Heating_Natural Gas_Commissioning_A_Technical Potential | F4 | Industrial | Instruments | Existing | Space Heating | Natural Gas | Commissioning | A | Incremental Energy Savings (MWh or mTherms) | Technical Potential | 0 | 0 | 0 | 0 | 0 | 0 | 0 | 0 | 0 | 0 | 0 | 0 | 0 | 0 | 0 | 0 | 0 | 0 | 0 | 0 | 0 | 0 | 0
F5_Industrial_Instruments_Existing_Space Heating_Natural Gas_Commissioning_A_Technical Potential | F5 | Industrial | Instruments | Existing | Space Heating | Natural Gas | Commissioning | A | Incremental Summer Peak Savings (MW) | Technical Potential | 0 | 0 | 0 | 0 | 0 | 0 | 0 | 0 | 0 | 0 | 0 | 0 | 0 | 0 | 0 | 0 | 0 | 0 | 0 | 0 | 0 | 0 | 0
F6_Industrial_Instruments_Existing_Space Heating_Natural Gas_Commissioning_A_Technical Potential | F6 | Industrial | Instruments | Existing | Space Heating | Natural Gas | Commissioning | A | Incremental Winter Peak Savings (MW) | Technical Potential | 0 | 0 | 0 | 0 | 0 | 0 | 0 | 0 | 0 | 0 | 0 | 0 | 0 | 0 | 0 | 0 | 0 | 0 | 0 | 0 | 0 | 0 | 0
F7_Industrial_Instruments_Existing_Space Heating_Natural Gas_Commissioning_A_Technical Potential | F7 | Industrial | Instruments | Existing | Space Heating | Natural Gas | Commissioning | A | Cumulative Energy Savings (MWh or mTherms) | Technical Potential | 0 | 0 | 0 | 0 | 0 | 0 | 0 | 0 | 0 | 0 | 0 | 0 | 0 | 0 | 0 | 0 | 0 | 0 | 0 | 0 | 0 | 0 | 0
F8_Industrial_Instruments_Existing_Space Heating_Natural Gas_Commissioning_A_Technical Potential | F8 | Industrial | Instruments | Existing | Space Heating | Natural Gas | Commissioning | A | Cumulative Summer Peak Savings (MW) | Technical Potential | 0 | 0 | 0 | 0 | 0 | 0 | 0 | 0 | 0 | 0 | 0 | 0 | 0 | 0 | 0 | 0 | 0 | 0 | 0 | 0 | 0 | 0 | 0
F9_Industrial_Instruments_Existing_Space Heating_Natural Gas_Commissioning_A_Technical Potential | F9 | Industrial | Instruments | Existing | Space Heating | Natural Gas | Commissioning | A | Cumulative Winter Peak Savings (MW) | Technical Potential | 0 | 0 | 0 | 0 | 0 | 0 | 0 | 0 | 0 | 0 | 0 | 0 | 0 | 0 | 0 | 0 | 0 | 0 | 0 | 0 | 0 | 0 | 0
F10_Industrial_Instruments_Existing_Space Heating_Natural Gas_Commissioning_A_Technical Potential | F10 | Industrial | Instruments | Existing | Space Heating | Natural Gas | Commissioning | A | Purchases (Incremental) | Technical Potential | 0 | 0 | 0 | 0 | 0 | 0 | 0 | 0 | 0 | 0 | 0 | 0 | 0 | 0 | 0 | 0 | 0 | 0 | 0 | 0 | 0 | 0 | 0
F11_Industrial_Instruments_Existing_Space Heating_Natural Gas_Commissioning_A_Technical Potential | F11 | Industrial | Instruments | Existing | Space Heating | Natural Gas | Commissioning | A | Purchases (Cumulative) | Technical Potential | 0 | 0 | 0 | 0 | 0 | 0 | 0 | 0 | 0 | 0 | 0 | 0 | 0 | 0 | 0 | 0 | 0 | 0 | 0 | 0 | 0 | 0 | 0
F1_Industrial_Instruments_Existing_Process_Natural Gas_Commissioning_A_Technical Potential | F1 | Industrial | Instruments | Existing | Process | Natural Gas | Commissioning | A | Integrated Unit Energy Savings (kWh or therms) | Technical Potential | 0 | 0 | 9.4814 | 9.479 | 9.4772 | 9.4758 | 9.4745 | 9.4733 | 9.4723 | 9.4713 | 9.4705 | 9.4697 | 9.4691 | 9.4685 | 9.4679 | 9.4674 | 9.467 | 9.4665 | 9.4661 | 9.4656 | 9.4652 | 9.4648 | 0
F2_Industrial_Instruments_Existing_Process_Natural Gas_Commissioning_A_Technical Potential | F2 | Industrial | Instruments | Existing | Process | Natural Gas | Commissioning | A | Integrated Unit Summer Peak Savings (kW) | Technical Potential | 0 | 0 | 0 | 0 | 0 | 0 | 0 | 0 | 0 | 0 | 0 | 0 | 0 | 0 | 0 | 0 | 0 | 0 | 0 | 0 | 0 | 0 | 0
F3_Industrial_Instruments_Existing_Process_Natural Gas_Commissioning_A_Technical Potential | F3 | Industrial | Instruments | Existing | Process | Natural Gas | Commissioning | A | Integrated Unit Winter Peak Savings (kW) | Technical Potential | 0 | 0 | 0 | 0 | 0 | 0 | 0 | 0 | 0 | 0 | 0 | 0 | 0 | 0 | 0 | 0 | 0 | 0 | 0 | 0 | 0 | 0 | 0
F4_Industrial_Instruments_Existing_Process_Natural Gas_Commissioning_A_Technical Potential | F4 | Industrial | Instruments | Existing | Process | Natural Gas | Commissioning | A | Incremental Energy Savings (MWh or mTherms) | Technical Potential | 0 | 0 | 0 | 0 | 0 | 0 | 0 | 0 | 0 | 0 | 0 | 0 | 0 | 0 | 0 | 0 | 0 | 0 | 0 | 0 | 0 | 0 | 0
F5_Industrial_Instruments_Existing_Process_Natural Gas_Commissioning_A_Technical Potential | F5 | Industrial | Instruments | Existing | Process | Natural Gas | Commissioning | A | Incremental Summer Peak Savings (MW) | Technical Potential | 0 | 0 | 0 | 0 | 0 | 0 | 0 | 0 | 0 | 0 | 0 | 0 | 0 | 0 | 0 | 0 | 0 | 0 | 0 | 0 | 0 | 0 | 0
F6_Industrial_Instruments_Existing_Process_Natural Gas_Commissioning_A_Technical Potential | F6 | Industrial | Instruments | Existing | Process | Natural Gas | Commissioning | A | Incremental Winter Peak Savings (MW) | Technical Potential | 0 | 0 | 0 | 0 | 0 | 0 | 0 | 0 | 0 | 0 | 0 | 0 | 0 | 0 | 0 | 0 | 0 | 0 | 0 | 0 | 0 | 0 | 0
F7_Industrial_Instruments_Existing_Process_Natural Gas_Commissioning_A_Technical Potential | F7 | Industrial | Instruments | Existing | Process | Natural Gas | Commissioning | A | Cumulative Energy Savings (MWh or mTherms) | Technical Potential | 0 | 0 | 0 | 0 | 0 | 0 | 0 | 0 | 0 | 0 | 0 | 0 | 0 | 0 | 0 | 0 | 0 | 0 | 0 | 0 | 0 | 0 | 0
F8_Industrial_Instruments_Existing_Process_Natural Gas_Commissioning_A_Technical Potential | F8 | Industrial | Instruments | Existing | Process | Natural Gas | Commissioning | A | Cumulative Summer Peak Savings (MW) | Technical Potential | 0 | 0 | 0 | 0 | 0 | 0 | 0 | 0 | 0 | 0 | 0 | 0 | 0 | 0 | 0 | 0 | 0 | 0 | 0 | 0 | 0 | 0 | 0
F9_Industrial_Instruments_Existing_Process_Natural Gas_Commissioning_A_Technical Potential | F9 | Industrial | Instruments | Existing | Process | Natural Gas | Commissioning | A | Cumulative Winter Peak Savings (MW) | Technical Potential | 0 | 0 | 0 | 0 | 0 | 0 | 0 | 0 | 0 | 0 | 0 | 0 | 0 | 0 | 0 | 0 | 0 | 0 | 0 | 0 | 0 | 0 | 0
F10_Industrial_Instruments_Existing_Process_Natural Gas_Commissioning_A_Technical Potential | F10 | Industrial | Instruments | Existing | Process | Natural Gas | Commissioning | A | Purchases (Incremental) | Technical Potential | 0 | 0 | 0 | 0 | 0 | 0 | 0 | 0 | 0 | 0 | 0 | 0 | 0 | 0 | 0 | 0 | 0 | 0 | 0 | 0 | 0 | 0 | 0
F11_Industrial_Instruments_Existing_Process_Natural Gas_Commissioning_A_Technical Potential | F11 | Industrial | Instruments | Existing | Process | Natural Gas | Commissioning | A | Purchases (Cumulative) | Technical Potential | 0 | 0 | 0 | 0 | 0 | 0 | 0 | 0 | 0 | 0 | 0 | 0 | 0 | 0 | 0 | 0 | 0 | 0 | 0 | 0 | 0 | 0 | 0
F1_Industrial_Instruments_Existing_Space Heating_Natural Gas_Retrocommissioning_A_Technical Potential | F1 | Industrial | Instruments | Existing | Space Heating | Natural Gas | Retrocommissioning | A | Integrated Unit Energy Savings (kWh or therms) | Technical Potential | 0 | 0 | 0.5086 | 0.50627 | 0.50379 | 0.50115 | 0.49834 | 0.49535 | 0.49216 | 0.48877 | 0.48519 | 0.48146 | 0.4776 | 0.47361 | 0.4696 | 0.46555 | 0.46148 | 0.45769 | 0.45415 | 0.45084 | 0.44774 | 0.44485 | 0
F2_Industrial_Instruments_Existing_Space Heating_Natural Gas_Retrocommissioning_A_Technical Potential | F2 | Industrial | Instruments | Existing | Space Heating | Natural Gas | Retrocommissioning | A | Integrated Unit Summer Peak Savings (kW) | Technical Potential | 0 | 0 | 0 | 0 | 0 | 0 | 0 | 0 | 0 | 0 | 0 | 0 | 0 | 0 | 0 | 0 | 0 | 0 | 0 | 0 | 0 | 0 | 0
F3_Industrial_Instruments_Existing_Space Heating_Natural Gas_Retrocommissioning_A_Technical Potential | F3 | Industrial | Instruments | Existing | Space Heating | Natural Gas | Retrocommissioning | A | Integrated Unit Winter Peak Savings (kW) | Technical Potential | 0 | 0 | 0 | 0 | 0 | 0 | 0 | 0 | 0 | 0 | 0 | 0 | 0 | 0 | 0 | 0 | 0 | 0 | 0 | 0 | 0 | 0 | 0
F4_Industrial_Instruments_Existing_Space Heating_Natural Gas_Retrocommissioning_A_Technical Potential | F4 | Industrial | Instruments | Existing | Space Heating | Natural Gas | Retrocommissioning | A | Incremental Energy Savings (MWh or mTherms) | Technical Potential | 0 | 0 | 0.064112 | 0.062717 | 0.061334 | 0.059961 | 0.058597 | 0.057241 | 0.055892 | 0.05455 | 0.053217 | 0.051897 | 0.050594 | 0.049306 | 0.048045 | 0.04681 | 0.045601 | 0.044446 | 0.043342 | 0.042284 | 0.04127 | 0.040296 | 0
F5_Industrial_Instruments_Existing_Space Heating_Natural Gas_Retrocommissioning_A_Technical Potential | F5 | Industrial | Instruments | Existing | Space Heating | Natural Gas | Retrocommissioning | A | Incremental Summer Peak Savings (MW) | Technical Potential | 0 | 0 | 0 | 0 | 0 | 0 | 0 | 0 | 0 | 0 | 0 | 0 | 0 | 0 | 0 | 0 | 0 | 0 | 0 | 0 | 0 | 0 | 0
F6_Industrial_Instruments_Existing_Space Heating_Natural Gas_Retrocommissioning_A_Technical Potential | F6 | Industrial | Instruments | Existing | Space Heating | Natural Gas | Retrocommissioning | A | Incremental Winter Peak Savings (MW) | Technical Potential | 0 | 0 | 0 | 0 | 0 | 0 | 0 | 0 | 0 | 0 | 0 | 0 | 0 | 0 | 0 | 0 | 0 | 0 | 0 | 0 | 0 | 0 | 0
F7_Industrial_Instruments_Existing_Space Heating_Natural Gas_Retrocommissioning_A_Technical Potential | F7 | Industrial | Instruments | Existing | Space Heating | Natural Gas | Retrocommissioning | A | Cumulative Energy Savings (MWh or mTherms) | Technical Potential | 0 | 0 | 0.064112 | 0.12653 | 0.18725 | 0.24623 | 0.30345 | 0.35886 | 0.41245 | 0.46415 | 0.51398 | 0.56192 | 0.60801 | 0.65224 | 0.69476 | 0.73557 | 0.77475 | 0.81282 | 0.84988 | 0.88597 | 0.92115 | 0.95549 | 0
F8_Industrial_Instruments_Existing_Space Heating_Natural Gas_Retrocommissioning_A_Technical Potential | F8 | Industrial | Instruments | Existing | Space Heating | Natural Gas | Retrocommissioning | A | Cumulative Summer Peak Savings (MW) | Technical Potential | 0 | 0 | 0 | 0 | 0 | 0 | 0 | 0 | 0 | 0 | 0 | 0 | 0 | 0 | 0 | 0 | 0 | 0 | 0 | 0 | 0 | 0 | 0
F9_Industrial_Instruments_Existing_Space Heating_Natural Gas_Retrocommissioning_A_Technical Potential | F9 | Industrial | Instruments | Existing | Space Heating | Natural Gas | Retrocommissioning | A | Cumulative Winter Peak Savings (MW) | Technical Potential | 0 | 0 | 0 | 0 | 0 | 0 | 0 | 0 | 0 | 0 | 0 | 0 | 0 | 0 | 0 | 0 | 0 | 0 | 0 | 0 | 0 | 0 | 0
F10_Industrial_Instruments_Existing_Space Heating_Natural Gas_Retrocommissioning_A_Technical Potential | F10 | Industrial | Instruments | Existing | Space Heating | Natural Gas | Retrocommissioning | A | Purchases (Incremental) | Technical Potential | 0 | 0 | 126.0554 | 123.882 | 121.7461 | 119.647 | 117.5842 | 115.5569 | 113.5645 | 111.6065 | 109.6822 | 107.7912 | 105.9327 | 104.1063 | 102.3113 | 100.5473 | 98.8138 | 97.1101 | 95.4358 | 93.7903 | 92.1733 | 90.5841 | 0
F11_Industrial_Instruments_Existing_Space Heating_Natural Gas_Retrocommissioning_A_Technical Potential | F11 | Industrial | Instruments | Existing | Space Heating | Natural Gas | Retrocommissioning | A | Purchases (Cumulative) | Technical Potential | 0 | 0 | 126.0554 | 249.9374 | 371.6835 | 491.3306 | 608.9147 | 724.4716 | 838.0361 | 949.6425 | 1059.3248 | 1167.1159 | 1273.0486 | 1377.1549 | 1479.4662 | 1580.0136 | 1678.8273 | 1775.9374 | 1871.3732 | 1965.1635 | 2057.3368 | 2147.9208 | 0
F1_Industrial_Instruments_Existing_Process_Natural Gas_Retrocommissioning_A_Technical Potential | F1 | Industrial | Instruments | Existing | Process | Natural Gas | Retrocommissioning | A | Integrated Unit Energy Savings (kWh or therms) | Technical Potential | 0 | 0 | 0 | 0 | 0 | 0 | 0 | 0 | 0 | 0 | 0 | 0 | 0 | 0 | 0 | 0 | 0 | 0 | 0 | 0 | 0 | 0 | 0
F2_Industrial_Instruments_Existing_Process_Natural Gas_Retrocommissioning_A_Technical Potential | F2 | Industrial | Instruments | Existing | Process | Natural Gas | Retrocommissioning | A | Integrated Unit Summer Peak Savings (kW) | Technical Potential | 0 | 0 | 0 | 0 | 0 | 0 | 0 | 0 | 0 | 0 | 0 | 0 | 0 | 0 | 0 | 0 | 0 | 0 | 0 | 0 | 0 | 0 | 0
F3_Industrial_Instruments_Existing_Process_Natural Gas_Retrocommissioning_A_Technical Potential | F3 | Industrial | Instruments | Existing | Process | Natural Gas | Retrocommissioning | A | Integrated Unit Winter Peak Savings (kW) | Technical Potential | 0 | 0 | 0 | 0 | 0 | 0 | 0 | 0 | 0 | 0 | 0 | 0 | 0 | 0 | 0 | 0 | 0 | 0 | 0 | 0 | 0 | 0 | 0
F4_Industrial_Instruments_Existing_Process_Natural Gas_Retrocommissioning_A_Technical Potential | F4 | Industrial | Instruments | Existing | Process | Natural Gas | Retrocommissioning | A | Incremental Energy Savings (MWh or mTherms) | Technical Potential | 0 | 0 | 0 | 0 | 0 | 0 | 0 | 0 | 0 | 0 | 0 | 0 | 0 | 0 | 0 | 0 | 0 | 0 | 0 | 0 | 0 | 0 | 0
F5_Industrial_Instruments_Existing_Process_Natural Gas_Retrocommissioning_A_Technical Potential | F5 | Industrial | Instruments | Existing | Process | Natural Gas | Retrocommissioning | A | Incremental Summer Peak Savings (MW) | Technical Potential | 0 | 0 | 0 | 0 | 0 | 0 | 0 | 0 | 0 | 0 | 0 | 0 | 0 | 0 | 0 | 0 | 0 | 0 | 0 | 0 | 0 | 0 | 0
F6_Industrial_Instruments_Existing_Process_Natural Gas_Retrocommissioning_A_Technical Potential | F6 | Industrial | Instruments | Existing | Process | Natural Gas | Retrocommissioning | A | Incremental Winter Peak Savings (MW) | Technical Potential | 0 | 0 | 0 | 0 | 0 | 0 | 0 | 0 | 0 | 0 | 0 | 0 | 0 | 0 | 0 | 0 | 0 | 0 | 0 | 0 | 0 | 0 | 0
F7_Industrial_Instruments_Existing_Process_Natural Gas_Retrocommissioning_A_Technical Potential | F7 | Industrial | Instruments | Existing | Process | Natural Gas | Retrocommissioning | A | Cumulative Energy Savings (MWh or mTherms) | Technical Potential | 0 | 0 | 0 | 0 | 0 | 0 | 0 | 0 | 0 | 0 | 0 | 0 | 0 | 0 | 0 | 0 | 0 | 0 | 0 | 0 | 0 | 0 | 0
F8_Industrial_Instruments_Existing_Process_Natural Gas_Retrocommissioning_A_Technical Potential | F8 | Industrial | Instruments | Existing | Process | Natural Gas | Retrocommissioning | A | Cumulative Summer Peak Savings (MW) | Technical Potential | 0 | 0 | 0 | 0 | 0 | 0 | 0 | 0 | 0 | 0 | 0 | 0 | 0 | 0 | 0 | 0 | 0 | 0 | 0 | 0 | 0 | 0 | 0
F9_Industrial_Instruments_Existing_Process_Natural Gas_Retrocommissioning_A_Technical Potential | F9 | Industrial | Instruments | Existing | Process | Natural Gas | Retrocommissioning | A | Cumulative Winter Peak Savings (MW) | Technical Potential | 0 | 0 | 0 | 0 | 0 | 0 | 0 | 0 | 0 | 0 | 0 | 0 | 0 | 0 | 0 | 0 | 0 | 0 | 0 | 0 | 0 | 0 | 0
F10_Industrial_Instruments_Existing_Process_Natural Gas_Retrocommissioning_A_Technical Potential | F10 | Industrial | Instruments | Existing | Process | Natural Gas | Retrocommissioning | A | Purchases (Incremental) | Technical Potential | 0 | 0 | 126.0554 | 123.882 | 121.7461 | 119.647 | 117.5842 | 115.5569 | 113.5645 | 111.6065 | 109.6822 | 107.7912 | 105.9327 | 104.1063 | 102.3113 | 100.5473 | 98.8138 | 97.1101 | 95.4358 | 93.7903 | 92.1733 | 90.5841 | 0
F11_Industrial_Instruments_Existing_Process_Natural Gas_Retrocommissioning_A_Technical Potential | F11 | Industrial | Instruments | Existing | Process | Natural Gas | Retrocommissioning | A | Purchases (Cumulative) | Technical Potential | 0 | 0 | 126.0554 | 249.9374 | 371.6835 | 491.3306 | 608.9147 | 724.4716 | 838.0361 | 949.6425 | 1059.3248 | 1167.1159 | 1273.0486 | 1377.1549 | 1479.4662 | 1580.0136 | 1678.8273 | 1775.9374 | 1871.3732 | 1965.1635 | 2057.3368 | 2147.9208 | 0
F1_Industrial_Instruments_New_Space Heating_Natural Gas_Insulation - Roof/Ceiling_A_Technical Potential | F1 | Industrial | Instruments | New | Space Heating | Natural Gas | Insulation - Roof/Ceiling | A | Integrated Unit Energy Savings (kWh or therms) | Technical Potential | 0 | 0 | 0.078561 | 0.073867 | 0.071969 | 0.070813 | 0.070239 | 0.069714 | 0.069246 | 0.068788 | 0.068359 | 0.067916 | 0.067315 | 0.066786 | 0.066206 | 0.066125 | 0.066017 | 0.065885 | 0.065891 | 0.065858 | 0.065931 | 0.065949 | 0
F2_Industrial_Instruments_New_Space Heating_Natural Gas_Insulation - Roof/Ceiling_A_Technical Potential | F2 | Industrial | Instruments | New | Space Heating | Natural Gas | Insulation - Roof/Ceiling | A | Integrated Unit Summer Peak Savings (kW) | Technical Potential | 0 | 0 | 0 | 0 | 0 | 0 | 0 | 0 | 0 | 0 | 0 | 0 | 0 | 0 | 0 | 0 | 0 | 0 | 0 | 0 | 0 | 0 | 0
F3_Industrial_Instruments_New_Space Heating_Natural Gas_Insulation - Roof/Ceiling_A_Technical Potential | F3 | Industrial | Instruments | New | Space Heating | Natural Gas | Insulation - Roof/Ceiling | A | Integrated Unit Winter Peak Savings (kW) | Technical Potential | 0 | 0 | 0 | 0 | 0 | 0 | 0 | 0 | 0 | 0 | 0 | 0 | 0 | 0 | 0 | 0 | 0 | 0 | 0 | 0 | 0 | 0 | 0
F4_Industrial_Instruments_New_Space Heating_Natural Gas_Insulation - Roof/Ceiling_A_Technical Potential | F4 | Industrial | Instruments | New | Space Heating | Natural Gas | Insulation - Roof/Ceiling | A | Incremental Energy Savings (MWh or mTherms) | Technical Potential | 0 | 0 | 0 | 0 | 0 | 0 | 0 | 0 | 0 | 0 | 0 | 0 | 0 | 0 | 0 | 0 | 0 | 0 | 0 | 0 | 0 | 0 | 0
F5_Industrial_Instruments_New_Space Heating_Natural Gas_Insulation - Roof/Ceiling_A_Technical Potential | F5 | Industrial | Instruments | New | Space Heating | Natural Gas | Insulation - Roof/Ceiling | A | Incremental Summer Peak Savings (MW) | Technical Potential | 0 | 0 | 0 | 0 | 0 | 0 | 0 | 0 | 0 | 0 | 0 | 0 | 0 | 0 | 0 | 0 | 0 | 0 | 0 | 0 | 0 | 0 | 0
F6_Industrial_Instruments_New_Space Heating_Natural Gas_Insulation - Roof/Ceiling_A_Technical Potential | F6 | Industrial | Instruments | New | Space Heating | Natural Gas | Insulation - Roof/Ceiling | A | Incremental Winter Peak Savings (MW) | Technical Potential | 0 | 0 | 0 | 0 | 0 | 0 | 0 | 0 | 0 | 0 | 0 | 0 | 0 | 0 | 0 | 0 | 0 | 0 | 0 | 0 | 0 | 0 | 0
F7_Industrial_Instruments_New_Space Heating_Natural Gas_Insulation - Roof/Ceiling_A_Technical Potential | F7 | Industrial | Instruments | New | Space Heating | Natural Gas | Insulation - Roof/Ceiling | A | Cumulative Energy Savings (MWh or mTherms) | Technical Potential | 0 | 0 | 0 | 0 | 0 | 0 | 0 | 0 | 0 | 0 | 0 | 0 | 0 | 0 | 0 | 0 | 0 | 0 | 0 | 0 | 0 | 0 | 0
F8_Industrial_Instruments_New_Space Heating_Natural Gas_Insulation - Roof/Ceiling_A_Technical Potential | F8 | Industrial | Instruments | New | Space Heating | Natural Gas | Insulation - Roof/Ceiling | A | Cumulative Summer Peak Savings (MW) | Technical Potential | 0 | 0 | 0 | 0 | 0 | 0 | 0 | 0 | 0 | 0 | 0 | 0 | 0 | 0 | 0 | 0 | 0 | 0 | 0 | 0 | 0 | 0 | 0
F9_Industrial_Instruments_New_Space Heating_Natural Gas_Insulation - Roof/Ceiling_A_Technical Potential | F9 | Industrial | Instruments | New | Space Heating | Natural Gas | Insulation - Roof/Ceiling | A | Cumulative Winter Peak Savings (MW) | Technical Potential | 0 | 0 | 0 | 0 | 0 | 0 | 0 | 0 | 0 | 0 | 0 | 0 | 0 | 0 | 0 | 0 | 0 | 0 | 0 | 0 | 0 | 0 | 0
F10_Industrial_Instruments_New_Space Heating_Natural Gas_Insulation - Roof/Ceiling_A_Technical Potential | F10 | Industrial | Instruments | New | Space Heating | Natural Gas | Insulation - Roof/Ceiling | A | Purchases (Incremental) | Technical Potential | 0 | 0 | 0 | 0 | 0 | 0 | 0 | 0 | 0 | 0 | 0 | 0 | 0 | 0 | 0 | 0 | 0 | 0 | 0 | 0 | 0 | 0 | 0
F11_Industrial_Instruments_New_Space Heating_Natural Gas_Insulation - Roof/Ceiling_A_Technical Potential | F11 | Industrial | Instruments | New | Space Heating | Natural Gas | Insulation - Roof/Ceiling | A | Purchases (Cumulative) | Technical Potential | 0 | 0 | 0 | 0 | 0 | 0 | 0 | 0 | 0 | 0 | 0 | 0 | 0 | 0 | 0 | 0 | 0 | 0 | 0 | 0 | 0 | 0 | 0
F1_Industrial_Instruments_New_Space Heating_Natural Gas_Insulation - Wall Cavity_A_Technical Potential | F1 | Industrial | Instruments | New | Space Heating | Natural Gas | Insulation - Wall Cavity | A | Integrated Unit Energy Savings (kWh or therms) | Technical Potential | 0 | 0 | 0.017187 | 0.01616 | 0.015744 | 0.015492 | 0.015366 | 0.015251 | 0.015149 | 0.015048 | 0.014955 | 0.014858 | 0.014726 | 0.01461 | 0.014484 | 0.014466 | 0.014442 | 0.014413 | 0.014415 | 0.014408 | 0.014424 | 0.014428 | 0
F2_Industrial_Instruments_New_Space Heating_Natural Gas_Insulation - Wall Cavity_A_Technical Potential | F2 | Industrial | Instruments | New | Space Heating | Natural Gas | Insulation - Wall Cavity | A | Integrated Unit Summer Peak Savings (kW) | Technical Potential | 0 | 0 | 0 | 0 | 0 | 0 | 0 | 0 | 0 | 0 | 0 | 0 | 0 | 0 | 0 | 0 | 0 | 0 | 0 | 0 | 0 | 0 | 0
F3_Industrial_Instruments_New_Space Heating_Natural Gas_Insulation - Wall Cavity_A_Technical Potential | F3 | Industrial | Instruments | New | Space Heating | Natural Gas | Insulation - Wall Cavity | A | Integrated Unit Winter Peak Savings (kW) | Technical Potential | 0 | 0 | 0 | 0 | 0 | 0 | 0 | 0 | 0 | 0 | 0 | 0 | 0 | 0 | 0 | 0 | 0 | 0 | 0 | 0 | 0 | 0 | 0
F4_Industrial_Instruments_New_Space Heating_Natural Gas_Insulation - Wall Cavity_A_Technical Potential | F4 | Industrial | Instruments | New | Space Heating | Natural Gas | Insulation - Wall Cavity | A | Incremental Energy Savings (MWh or mTherms) | Technical Potential | 0 | 0 | 0 | 0 | 0 | 0 | 0 | 0 | 0 | 0 | 0 | 0 | 0 | 0 | 0 | 0 | 0 | 0 | 0 | 0 | 0 | 0 | 0
F5_Industrial_Instruments_New_Space Heating_Natural Gas_Insulation - Wall Cavity_A_Technical Potential | F5 | Industrial | Instruments | New | Space Heating | Natural Gas | Insulation - Wall Cavity | A | Incremental Summer Peak Savings (MW) | Technical Potential | 0 | 0 | 0 | 0 | 0 | 0 | 0 | 0 | 0 | 0 | 0 | 0 | 0 | 0 | 0 | 0 | 0 | 0 | 0 | 0 | 0 | 0 | 0
F6_Industrial_Instruments_New_Space Heating_Natural Gas_Insulation - Wall Cavity_A_Technical Potential | F6 | Industrial | Instruments | New | Space Heating | Natural Gas | Insulation - Wall Cavity | A | Incremental Winter Peak Savings (MW) | Technical Potential | 0 | 0 | 0 | 0 | 0 | 0 | 0 | 0 | 0 | 0 | 0 | 0 | 0 | 0 | 0 | 0 | 0 | 0 | 0 | 0 | 0 | 0 | 0
F7_Industrial_Instruments_New_Space Heating_Natural Gas_Insulation - Wall Cavity_A_Technical Potential | F7 | Industrial | Instruments | New | Space Heating | Natural Gas | Insulation - Wall Cavity | A | Cumulative Energy Savings (MWh or mTherms) | Technical Potential | 0 | 0 | 0 | 0 | 0 | 0 | 0 | 0 | 0 | 0 | 0 | 0 | 0 | 0 | 0 | 0 | 0 | 0 | 0 | 0 | 0 | 0 | 0
F8_Industrial_Instruments_New_Space Heating_Natural Gas_Insulation - Wall Cavity_A_Technical Potential | F8 | Industrial | Instruments | New | Space Heating | Natural Gas | Insulation - Wall Cavity | A | Cumulative Summer Peak Savings (MW) | Technical Potential | 0 | 0 | 0 | 0 | 0 | 0 | 0 | 0 | 0 | 0 | 0 | 0 | 0 | 0 | 0 | 0 | 0 | 0 | 0 | 0 | 0 | 0 | 0
F9_Industrial_Instruments_New_Space Heating_Natural Gas_Insulation - Wall Cavity_A_Technical Potential | F9 | Industrial | Instruments | New | Space Heating | Natural Gas | Insulation - Wall Cavity | A | Cumulative Winter Peak Savings (MW) | Technical Potential | 0 | 0 | 0 | 0 | 0 | 0 | 0 | 0 | 0 | 0 | 0 | 0 | 0 | 0 | 0 | 0 | 0 | 0 | 0 | 0 | 0 | 0 | 0
F10_Industrial_Instruments_New_Space Heating_Natural Gas_Insulation - Wall Cavity_A_Technical Potential | F10 | Industrial | Instruments | New | Space Heating | Natural Gas | Insulation - Wall Cavity | A | Purchases (Incremental) | Technical Potential | 0 | 0 | 0 | 0 | 0 | 0 | 0 | 0 | 0 | 0 | 0 | 0 | 0 | 0 | 0 | 0 | 0 | 0 | 0 | 0 | 0 | 0 | 0
F11_Industrial_Instruments_New_Space Heating_Natural Gas_Insulation - Wall Cavity_A_Technical Potential | F11 | Industrial | Instruments | New | Space Heating | Natural Gas | Insulation - Wall Cavity | A | Purchases (Cumulative) | Technical Potential | 0 | 0 | 0 | 0 | 0 | 0 | 0 | 0 | 0 | 0 | 0 | 0 | 0 | 0 | 0 | 0 | 0 | 0 | 0 | 0 | 0 | 0 | 0
F1_Industrial_Instruments_New_Space Heating_Natural Gas_Insulation - Ducting_A_Technical Potential | F1 | Industrial | Instruments | New | Space Heating | Natural Gas | Insulation - Ducting | A | Integrated Unit Energy Savings (kWh or therms) | Technical Potential | 0 | 0 | 0.0012666 | 0.0011908 | 0.00116 | 0.0011412 | 0.0011317 | 0.001123 | 0.0011153 | 0.0011077 | 0.0011006 | 0.0010933 | 0.0010835 | 0.0010748 | 0.0010653 | 0.0010639 | 0.001062 | 0.0010598 | 0.0010598 | 0.0010592 | 0.0010604 | 0.0010606 | 0
F2_Industrial_Instruments_New_Space Heating_Natural Gas_Insulation - Ducting_A_Technical Potential | F2 | Industrial | Instruments | New | Space Heating | Natural Gas | Insulation - Ducting | A | Integrated Unit Summer Peak Savings (kW) | Technical Potential | 0 | 0 | 0 | 0 | 0 | 0 | 0 | 0 | 0 | 0 | 0 | 0 | 0 | 0 | 0 | 0 | 0 | 0 | 0 | 0 | 0 | 0 | 0
F3_Industrial_Instruments_New_Space Heating_Natural Gas_Insulation - Ducting_A_Technical Potential | F3 | Industrial | Instruments | New | Space Heating | Natural Gas | Insulation - Ducting | A | Integrated Unit Winter Peak Savings (kW) | Technical Potential | 0 | 0 | 0 | 0 | 0 | 0 | 0 | 0 | 0 | 0 | 0 | 0 | 0 | 0 | 0 | 0 | 0 | 0 | 0 | 0 | 0 | 0 | 0
F4_Industrial_Instruments_New_Space Heating_Natural Gas_Insulation - Ducting_A_Technical Potential | F4 | Industrial | Instruments | New | Space Heating | Natural Gas | Insulation - Ducting | A | Incremental Energy Savings (MWh or mTherms) | Technical Potential | 0 | 0 | 0 | 0 | 0 | 0 | 0 | 0 | 0 | 0 | 0 | 0 | 0 | 0 | 0 | 0 | 0 | 0 | 0 | 0 | 0 | 0 | 0
F5_Industrial_Instruments_New_Space Heating_Natural Gas_Insulation - Ducting_A_Technical Potential | F5 | Industrial | Instruments | New | Space Heating | Natural Gas | Insulation - Ducting | A | Incremental Summer Peak Savings (MW) | Technical Potential | 0 | 0 | 0 | 0 | 0 | 0 | 0 | 0 | 0 | 0 | 0 | 0 | 0 | 0 | 0 | 0 | 0 | 0 | 0 | 0 | 0 | 0 | 0
F6_Industrial_Instruments_New_Space Heating_Natural Gas_Insulation - Ducting_A_Technical Potential | F6 | Industrial | Instruments | New | Space Heating | Natural Gas | Insulation - Ducting | A | Incremental Winter Peak Savings (MW) | Technical Potential | 0 | 0 | 0 | 0 | 0 | 0 | 0 | 0 | 0 | 0 | 0 | 0 | 0 | 0 | 0 | 0 | 0 | 0 | 0 | 0 | 0 | 0 | 0
F7_Industrial_Instruments_New_Space Heating_Natural Gas_Insulation - Ducting_A_Technical Potential | F7 | Industrial | Instruments | New | Space Heating | Natural Gas | Insulation - Ducting | A | Cumulative Energy Savings (MWh or mTherms) | Technical Potential | 0 | 0 | 0 | 0 | 0 | 0 | 0 | 0 | 0 | 0 | 0 | 0 | 0 | 0 | 0 | 0 | 0 | 0 | 0 | 0 | 0 | 0 | 0
F8_Industrial_Instruments_New_Space Heating_Natural Gas_Insulation - Ducting_A_Technical Potential | F8 | Industrial | Instruments | New | Space Heating | Natural Gas | Insulation - Ducting | A | Cumulative Summer Peak Savings (MW) | Technical Potential | 0 | 0 | 0 | 0 | 0 | 0 | 0 | 0 | 0 | 0 | 0 | 0 | 0 | 0 | 0 | 0 | 0 | 0 | 0 | 0 | 0 | 0 | 0
F9_Industrial_Instruments_New_Space Heating_Natural Gas_Insulation - Ducting_A_Technical Potential | F9 | Industrial | Instruments | New | Space Heating | Natural Gas | Insulation - Ducting | A | Cumulative Winter Peak Savings (MW) | Technical Potential | 0 | 0 | 0 | 0 | 0 | 0 | 0 | 0 | 0 | 0 | 0 | 0 | 0 | 0 | 0 | 0 | 0 | 0 | 0 | 0 | 0 | 0 | 0
F10_Industrial_Instruments_New_Space Heating_Natural Gas_Insulation - Ducting_A_Technical Potential | F10 | Industrial | Instruments | New | Space Heating | Natural Gas | Insulation - Ducting | A | Purchases (Incremental) | Technical Potential | 0 | 0 | 0 | 0 | 0 | 0 | 0 | 0 | 0 | 0 | 0 | 0 | 0 | 0 | 0 | 0 | 0 | 0 | 0 | 0 | 0 | 0 | 0
F11_Industrial_Instruments_New_Space Heating_Natural Gas_Insulation - Ducting_A_Technical Potential | F11 | Industrial | Instruments | New | Space Heating | Natural Gas | Insulation - Ducting | A | Purchases (Cumulative) | Technical Potential | 0 | 0 | 0 | 0 | 0 | 0 | 0 | 0 | 0 | 0 | 0 | 0 | 0 | 0 | 0 | 0 | 0 | 0 | 0 | 0 | 0 | 0 | 0
F1_Industrial_Instruments_New_Space Heating_Natural Gas_HVAC - Duct Repair and Sealing_A_Technical Potential | F1 | Industrial | Instruments | New | Space Heating | Natural Gas | HVAC - Duct Repair and Sealing | A | Integrated Unit Energy Savings (kWh or therms) | Technical Potential | 0 | 0 | 0.0035824 | 0.0033678 | 0.0032808 | 0.0032276 | 0.0032008 | 0.0031763 | 0.0031544 | 0.003133 | 0.0031129 | 0.0030922 | 0.0030643 | 0.0030398 | 0.003013 | 0.0030089 | 0.0030036 | 0.0029975 | 0.0029975 | 0.0029958 | 0.002999 | 0.0029997 | 0
F2_Industrial_Instruments_New_Space Heating_Natural Gas_HVAC - Duct Repair and Sealing_A_Technical Potential | F2 | Industrial | Instruments | New | Space Heating | Natural Gas | HVAC - Duct Repair and Sealing | A | Integrated Unit Summer Peak Savings (kW) | Technical Potential | 0 | 0 | 0 | 0 | 0 | 0 | 0 | 0 | 0 | 0 | 0 | 0 | 0 | 0 | 0 | 0 | 0 | 0 | 0 | 0 | 0 | 0 | 0
F3_Industrial_Instruments_New_Space Heating_Natural Gas_HVAC - Duct Repair and Sealing_A_Technical Potential | F3 | Industrial | Instruments | New | Space Heating | Natural Gas | HVAC - Duct Repair and Sealing | A | Integrated Unit Winter Peak Savings (kW) | Technical Potential | 0 | 0 | 0 | 0 | 0 | 0 | 0 | 0 | 0 | 0 | 0 | 0 | 0 | 0 | 0 | 0 | 0 | 0 | 0 | 0 | 0 | 0 | 0
F4_Industrial_Instruments_New_Space Heating_Natural Gas_HVAC - Duct Repair and Sealing_A_Technical Potential | F4 | Industrial | Instruments | New | Space Heating | Natural Gas | HVAC - Duct Repair and Sealing | A | Incremental Energy Savings (MWh or mTherms) | Technical Potential | 0 | 0 | 0 | 0 | 0 | 0 | 0 | 0 | 0 | 0 | 0 | 0 | 0 | 0 | 0 | 0 | 0 | 0 | 0 | 0 | 0 | 0 | 0
F5_Industrial_Instruments_New_Space Heating_Natural Gas_HVAC - Duct Repair and Sealing_A_Technical Potential | F5 | Industrial | Instruments | New | Space Heating | Natural Gas | HVAC - Duct Repair and Sealing | A | Incremental Summer Peak Savings (MW) | Technical Potential | 0 | 0 | 0 | 0 | 0 | 0 | 0 | 0 | 0 | 0 | 0 | 0 | 0 | 0 | 0 | 0 | 0 | 0 | 0 | 0 | 0 | 0 | 0
F6_Industrial_Instruments_New_Space Heating_Natural Gas_HVAC - Duct Repair and Sealing_A_Technical Potential | F6 | Industrial | Instruments | New | Space Heating | Natural Gas | HVAC - Duct Repair and Sealing | A | Incremental Winter Peak Savings (MW) | Technical Potential | 0 | 0 | 0 | 0 | 0 | 0 | 0 | 0 | 0 | 0 | 0 | 0 | 0 | 0 | 0 | 0 | 0 | 0 | 0 | 0 | 0 | 0 | 0
F7_Industrial_Instruments_New_Space Heating_Natural Gas_HVAC - Duct Repair and Sealing_A_Technical Potential | F7 | Industrial | Instruments | New | Space Heating | Natural Gas | HVAC - Duct Repair and Sealing | A | Cumulative Energy Savings (MWh or mTherms) | Technical Potential | 0 | 0 | 0 | 0 | 0 | 0 | 0 | 0 | 0 | 0 | 0 | 0 | 0 | 0 | 0 | 0 | 0 | 0 | 0 | 0 | 0 | 0 | 0
F8_Industrial_Instruments_New_Space Heating_Natural Gas_HVAC - Duct Repair and Sealing_A_Technical Potential | F8 | Industrial | Instruments | New | Space Heating | Natural Gas | HVAC - Duct Repair and Sealing | A | Cumulative Summer Peak Savings (MW) | Technical Potential | 0 | 0 | 0 | 0 | 0 | 0 | 0 | 0 | 0 | 0 | 0 | 0 | 0 | 0 | 0 | 0 | 0 | 0 | 0 | 0 | 0 | 0 | 0
F9_Industrial_Instruments_New_Space Heating_Natural Gas_HVAC - Duct Repair and Sealing_A_Technical Potential | F9 | Industrial | Instruments | New | Space Heating | Natural Gas | HVAC - Duct Repair and Sealing | A | Cumulative Winter Peak Savings (MW) | Technical Potential | 0 | 0 | 0 | 0 | 0 | 0 | 0 | 0 | 0 | 0 | 0 | 0 | 0 | 0 | 0 | 0 | 0 | 0 | 0 | 0 | 0 | 0 | 0
F10_Industrial_Instruments_New_Space Heating_Natural Gas_HVAC - Duct Repair and Sealing_A_Technical Potential | F10 | Industrial | Instruments | New | Space Heating | Natural Gas | HVAC - Duct Repair and Sealing | A | Purchases (Incremental) | Technical Potential | 0 | 0 | 0 | 0 | 0 | 0 | 0 | 0 | 0 | 0 | 0 | 0 | 0 | 0 | 0 | 0 | 0 | 0 | 0 | 0 | 0 | 0 | 0
F11_Industrial_Instruments_New_Space Heating_Natural Gas_HVAC - Duct Repair and Sealing_A_Technical Potential | F11 | Industrial | Instruments | New | Space Heating | Natural Gas | HVAC - Duct Repair and Sealing | A | Purchases (Cumulative) | Technical Potential | 0 | 0 | 0 | 0 | 0 | 0 | 0 | 0 | 0 | 0 | 0 | 0 | 0 | 0 | 0 | 0 | 0 | 0 | 0 | 0 | 0 | 0 | 0
F1_Industrial_Instruments_New_Space Heating_Natural Gas_Windows - High Efficiency_A_Technical Potential | F1 | Industrial | Instruments | New | Space Heating | Natural Gas | Windows - High Efficiency | A | Integrated Unit Energy Savings (kWh or therms) | Technical Potential | 0 | 0 | 0.007347 | 0.006907 | 0.0067284 | 0.0066194 | 0.0065644 | 0.0065142 | 0.0064693 | 0.0064254 | 0.0063841 | 0.0063417 | 0.0062845 | 0.0062343 | 0.0061792 | 0.0061708 | 0.00616 | 0.0061474 | 0.0061474 | 0.006144 | 0.0061506 | 0.006152 | 0
F2_Industrial_Instruments_New_Space Heating_Natural Gas_Windows - High Efficiency_A_Technical Potential | F2 | Industrial | Instruments | New | Space Heating | Natural Gas | Windows - High Efficiency | A | Integrated Unit Summer Peak Savings (kW) | Technical Potential | 0 | 0 | 0 | 0 | 0 | 0 | 0 | 0 | 0 | 0 | 0 | 0 | 0 | 0 | 0 | 0 | 0 | 0 | 0 | 0 | 0 | 0 | 0
F3_Industrial_Instruments_New_Space Heating_Natural Gas_Windows - High Efficiency_A_Technical Potential | F3 | Industrial | Instruments | New | Space Heating | Natural Gas | Windows - High Efficiency | A | Integrated Unit Winter Peak Savings (kW) | Technical Potential | 0 | 0 | 0 | 0 | 0 | 0 | 0 | 0 | 0 | 0 | 0 | 0 | 0 | 0 | 0 | 0 | 0 | 0 | 0 | 0 | 0 | 0 | 0
F4_Industrial_Instruments_New_Space Heating_Natural Gas_Windows - High Efficiency_A_Technical Potential | F4 | Industrial | Instruments | New | Space Heating | Natural Gas | Windows - High Efficiency | A | Incremental Energy Savings (MWh or mTherms) | Technical Potential | 0 | 0 | 0 | 0 | 0 | 0 | 0 | 0 | 0 | 0 | 0 | 0 | 0 | 0 | 0 | 0 | 0 | 0 | 0 | 0 | 0 | 0 | 0
F5_Industrial_Instruments_New_Space Heating_Natural Gas_Windows - High Efficiency_A_Technical Potential | F5 | Industrial | Instruments | New | Space Heating | Natural Gas | Windows - High Efficiency | A | Incremental Summer Peak Savings (MW) | Technical Potential | 0 | 0 | 0 | 0 | 0 | 0 | 0 | 0 | 0 | 0 | 0 | 0 | 0 | 0 | 0 | 0 | 0 | 0 | 0 | 0 | 0 | 0 | 0
F6_Industrial_Instruments_New_Space Heating_Natural Gas_Windows - High Efficiency_A_Technical Potential | F6 | Industrial | Instruments | New | Space Heating | Natural Gas | Windows - High Efficiency | A | Incremental Winter Peak Savings (MW) | Technical Potential | 0 | 0 | 0 | 0 | 0 | 0 | 0 | 0 | 0 | 0 | 0 | 0 | 0 | 0 | 0 | 0 | 0 | 0 | 0 | 0 | 0 | 0 | 0
F7_Industrial_Instruments_New_Space Heating_Natural Gas_Windows - High Efficiency_A_Technical Potential | F7 | Industrial | Instruments | New | Space Heating | Natural Gas | Windows - High Efficiency | A | Cumulative Energy Savings (MWh or mTherms) | Technical Potential | 0 | 0 | 0 | 0 | 0 | 0 | 0 | 0 | 0 | 0 | 0 | 0 | 0 | 0 | 0 | 0 | 0 | 0 | 0 | 0 | 0 | 0 | 0
F8_Industrial_Instruments_New_Space Heating_Natural Gas_Windows - High Efficiency_A_Technical Potential | F8 | Industrial | Instruments | New | Space Heating | Natural Gas | Windows - High Efficiency | A | Cumulative Summer Peak Savings (MW) | Technical Potential | 0 | 0 | 0 | 0 | 0 | 0 | 0 | 0 | 0 | 0 | 0 | 0 | 0 | 0 | 0 | 0 | 0 | 0 | 0 | 0 | 0 | 0 | 0
F9_Industrial_Instruments_New_Space Heating_Natural Gas_Windows - High Efficiency_A_Technical Potential | F9 | Industrial | Instruments | New | Space Heating | Natural Gas | Windows - High Efficiency | A | Cumulative Winter Peak Savings (MW) | Technical Potential | 0 | 0 | 0 | 0 | 0 | 0 | 0 | 0 | 0 | 0 | 0 | 0 | 0 | 0 | 0 | 0 | 0 | 0 | 0 | 0 | 0 | 0 | 0
F10_Industrial_Instruments_New_Space Heating_Natural Gas_Windows - High Efficiency_A_Technical Potential | F10 | Industrial | Instruments | New | Space Heating | Natural Gas | Windows - High Efficiency | A | Purchases (Incremental) | Technical Potential | 0 | 0 | 0 | 0 | 0 | 0 | 0 | 0 | 0 | 0 | 0 | 0 | 0 | 0 | 0 | 0 | 0 | 0 | 0 | 0 | 0 | 0 | 0
F11_Industrial_Instruments_New_Space Heating_Natural Gas_Windows - High Efficiency_A_Technical Potential | F11 | Industrial | Instruments | New | Space Heating | Natural Gas | Windows - High Efficiency | A | Purchases (Cumulative) | Technical Potential | 0 | 0 | 0 | 0 | 0 | 0 | 0 | 0 | 0 | 0 | 0 | 0 | 0 | 0 | 0 | 0 | 0 | 0 | 0 | 0 | 0 | 0 | 0
F1_Industrial_Instruments_New_Space Heating_Natural Gas_Gas Boiler - Maintenance_A_Technical Potential | F1 | Industrial | Instruments | New | Space Heating | Natural Gas | Gas Boiler - Maintenance | A | Integrated Unit Energy Savings (kWh or therms) | Technical Potential | 0 | 0 | 3.9327 | 3.7024 | 3.6123 | 3.5598 | 3.5394 | 3.5215 | 3.508 | 3.4962 | 3.489 | 3.482 | 3.4679 | 3.4567 | 3.4447 | 3.4552 | 3.4615 | 3.4613 | 3.4678 | 3.4668 | 3.4684 | 3.4652 | 0
F2_Industrial_Instruments_New_Space Heating_Natural Gas_Gas Boiler - Maintenance_A_Technical Potential | F2 | Industrial | Instruments | New | Space Heating | Natural Gas | Gas Boiler - Maintenance | A | Integrated Unit Summer Peak Savings (kW) | Technical Potential | 0 | 0 | 0 | 0 | 0 | 0 | 0 | 0 | 0 | 0 | 0 | 0 | 0 | 0 | 0 | 0 | 0 | 0 | 0 | 0 | 0 | 0 | 0
F3_Industrial_Instruments_New_Space Heating_Natural Gas_Gas Boiler - Maintenance_A_Technical Potential | F3 | Industrial | Instruments | New | Space Heating | Natural Gas | Gas Boiler - Maintenance | A | Integrated Unit Winter Peak Savings (kW) | Technical Potential | 0 | 0 | 0 | 0 | 0 | 0 | 0 | 0 | 0 | 0 | 0 | 0 | 0 | 0 | 0 | 0 | 0 | 0 | 0 | 0 | 0 | 0 | 0
F4_Industrial_Instruments_New_Space Heating_Natural Gas_Gas Boiler - Maintenance_A_Technical Potential | F4 | Industrial | Instruments | New | Space Heating | Natural Gas | Gas Boiler - Maintenance | A | Incremental Energy Savings (MWh or mTherms) | Technical Potential | 0 | 0 | 0.00057131 | 0.00065793 | 0.00063366 | 0.00064915 | 0.00065091 | 0.00064579 | 0.00063971 | 0.00064296 | 0.00063982 | 0.0011408 | 0.001254 | 0.0012403 | 0.0022571 | 0.0024989 | 0.002484 | 0.0045361 | 0.005016 | 0.0049756 | 0.0092195 | 0.010046 | 0
F5_Industrial_Instruments_New_Space Heating_Natural Gas_Gas Boiler - Maintenance_A_Technical Potential | F5 | Industrial | Instruments | New | Space Heating | Natural Gas | Gas Boiler - Maintenance | A | Incremental Summer Peak Savings (MW) | Technical Potential | 0 | 0 | 0 | 0 | 0 | 0 | 0 | 0 | 0 | 0 | 0 | 0 | 0 | 0 | 0 | 0 | 0 | 0 | 0 | 0 | 0 | 0 | 0
F6_Industrial_Instruments_New_Space Heating_Natural Gas_Gas Boiler - Maintenance_A_Technical Potential | F6 | Industrial | Instruments | New | Space Heating | Natural Gas | Gas Boiler - Maintenance | A | Incremental Winter Peak Savings (MW) | Technical Potential | 0 | 0 | 0 | 0 | 0 | 0 | 0 | 0 | 0 | 0 | 0 | 0 | 0 | 0 | 0 | 0 | 0 | 0 | 0 | 0 | 0 | 0 | 0
F7_Industrial_Instruments_New_Space Heating_Natural Gas_Gas Boiler - Maintenance_A_Technical Potential | F7 | Industrial | Instruments | New | Space Heating | Natural Gas | Gas Boiler - Maintenance | A | Cumulative Energy Savings (MWh or mTherms) | Technical Potential | 0 | 0 | 0.00057131 | 0.0011958 | 0.0018003 | 0.0019062 | 0.0019172 | 0.0019356 | 0.0019282 | 0.0019216 | 0.0019177 | 0.0019139 | 0.0019061 | 0.0018999 | 0.0018933 | 0.0018992 | 0.0019026 | 0.0019025 | 0.0019061 | 0.0019055 | 0.0019064 | 0.0019046 | 0
F8_Industrial_Instruments_New_Space Heating_Natural Gas_Gas Boiler - Maintenance_A_Technical Potential | F8 | Industrial | Instruments | New | Space Heating | Natural Gas | Gas Boiler - Maintenance | A | Cumulative Summer Peak Savings (MW) | Technical Potential | 0 | 0 | 0 | 0 | 0 | 0 | 0 | 0 | 0 | 0 | 0 | 0 | 0 | 0 | 0 | 0 | 0 | 0 | 0 | 0 | 0 | 0 | 0
F9_Industrial_Instruments_New_Space Heating_Natural Gas_Gas Boiler - Maintenance_A_Technical Potential | F9 | Industrial | Instruments | New | Space Heating | Natural Gas | Gas Boiler - Maintenance | A | Cumulative Winter Peak Savings (MW) | Technical Potential | 0 | 0 | 0 | 0 | 0 | 0 | 0 | 0 | 0 | 0 | 0 | 0 | 0 | 0 | 0 | 0 | 0 | 0 | 0 | 0 | 0 | 0 | 0
F10_Industrial_Instruments_New_Space Heating_Natural Gas_Gas Boiler - Maintenance_A_Technical Potential | F10 | Industrial | Instruments | New | Space Heating | Natural Gas | Gas Boiler - Maintenance | A | Purchases (Incremental) | Technical Potential | 0 | 0 | 0.14527 | 0.1777 | 0.17542 | 0.18236 | 0.18391 | 0.18338 | 0.18236 | 0.18391 | 0.18338 | 0.32763 | 0.36161 | 0.3588 | 0.65526 | 0.72322 | 0.71761 | 1.3105 | 1.4464 | 1.4352 | 2.6581 | 2.8991 | 0
F11_Industrial_Instruments_New_Space Heating_Natural Gas_Gas Boiler - Maintenance_A_Technical Potential | F11 | Industrial | Instruments | New | Space Heating | Natural Gas | Gas Boiler - Maintenance | A | Purchases (Cumulative) | Technical Potential | 0 | 0 | 0.14527 | 0.32298 | 0.49839 | 0.53548 | 0.54168 | 0.54965 | 0.54965 | 0.54965 | 0.54965 | 0.54965 | 0.54965 | 0.54965 | 0.54965 | 0.54965 | 0.54965 | 0.54965 | 0.54965 | 0.54965 | 0.54965 | 0.54965 | 0
F1_Industrial_Instruments_New_Process_Natural Gas_Gas Boiler - Maintenance_A_Technical Potential | F1 | Industrial | Instruments | New | Process | Natural Gas | Gas Boiler - Maintenance | A | Integrated Unit Energy Savings (kWh or therms) | Technical Potential | 0 | 0 | 2.58 | 2.58 | 2.58 | 2.58 | 2.58 | 2.58 | 2.58 | 2.58 | 2.58 | 2.58 | 2.58 | 2.58 | 2.58 | 2.58 | 2.58 | 2.58 | 2.58 | 2.58 | 2.58 | 2.58 | 0
F2_Industrial_Instruments_New_Process_Natural Gas_Gas Boiler - Maintenance_A_Technical Potential | F2 | Industrial | Instruments | New | Process | Natural Gas | Gas Boiler - Maintenance | A | Integrated Unit Summer Peak Savings (kW) | Technical Potential | 0 | 0 | 0 | 0 | 0 | 0 | 0 | 0 | 0 | 0 | 0 | 0 | 0 | 0 | 0 | 0 | 0 | 0 | 0 | 0 | 0 | 0 | 0
F3_Industrial_Instruments_New_Process_Natural Gas_Gas Boiler - Maintenance_A_Technical Potential | F3 | Industrial | Instruments | New | Process | Natural Gas | Gas Boiler - Maintenance | A | Integrated Unit Winter Peak Savings (kW) | Technical Potential | 0 | 0 | 0 | 0 | 0 | 0 | 0 | 0 | 0 | 0 | 0 | 0 | 0 | 0 | 0 | 0 | 0 | 0 | 0 | 0 | 0 | 0 | 0
F4_Industrial_Instruments_New_Process_Natural Gas_Gas Boiler - Maintenance_A_Technical Potential | F4 | Industrial | Instruments | New | Process | Natural Gas | Gas Boiler - Maintenance | A | Incremental Energy Savings (MWh or mTherms) | Technical Potential | 0 | 0 | 0.01137 | 0.013908 | 0.013729 | 0.014272 | 0.014393 | 0.014352 | 0.014272 | 0.014393 | 0.014352 | 0.025642 | 0.028301 | 0.028081 | 0.051283 | 0.056602 | 0.056163 | 0.10257 | 0.1132 | 0.11233 | 0.20804 | 0.22689 | 0
F5_Industrial_Instruments_New_Process_Natural Gas_Gas Boiler - Maintenance_A_Technical Potential | F5 | Industrial | Instruments | New | Process | Natural Gas | Gas Boiler - Maintenance | A | Incremental Summer Peak Savings (MW) | Technical Potential | 0 | 0 | 0 | 0 | 0 | 0 | 0 | 0 | 0 | 0 | 0 | 0 | 0 | 0 | 0 | 0 | 0 | 0 | 0 | 0 | 0 | 0 | 0
F6_Industrial_Instruments_New_Process_Natural Gas_Gas Boiler - Maintenance_A_Technical Potential | F6 | Industrial | Instruments | New | Process | Natural Gas | Gas Boiler - Maintenance | A | Incremental Winter Peak Savings (MW) | Technical Potential | 0 | 0 | 0 | 0 | 0 | 0 | 0 | 0 | 0 | 0 | 0 | 0 | 0 | 0 | 0 | 0 | 0 | 0 | 0 | 0 | 0 | 0 | 0
F7_Industrial_Instruments_New_Process_Natural Gas_Gas Boiler - Maintenance_A_Technical Potential | F7 | Industrial | Instruments | New | Process | Natural Gas | Gas Boiler - Maintenance | A | Cumulative Energy Savings (MWh or mTherms) | Technical Potential | 0 | 0 | 0.01137 | 0.025278 | 0.039006 | 0.041909 | 0.042394 | 0.043018 | 0.043018 | 0.043018 | 0.043018 | 0.043018 | 0.043018 | 0.043018 | 0.043018 | 0.043018 | 0.043018 | 0.043018 | 0.043018 | 0.043018 | 0.043018 | 0.043018 | 0
F8_Industrial_Instruments_New_Process_Natural Gas_Gas Boiler - Maintenance_A_Technical Potential | F8 | Industrial | Instruments | New | Process | Natural Gas | Gas Boiler - Maintenance | A | Cumulative Summer Peak Savings (MW) | Technical Potential | 0 | 0 | 0 | 0 | 0 | 0 | 0 | 0 | 0 | 0 | 0 | 0 | 0 | 0 | 0 | 0 | 0 | 0 | 0 | 0 | 0 | 0 | 0
F9_Industrial_Instruments_New_Process_Natural Gas_Gas Boiler - Maintenance_A_Technical Potential | F9 | Industrial | Instruments | New | Process | Natural Gas | Gas Boiler - Maintenance | A | Cumulative Winter Peak Savings (MW) | Technical Potential | 0 | 0 | 0 | 0 | 0 | 0 | 0 | 0 | 0 | 0 | 0 | 0 | 0 | 0 | 0 | 0 | 0 | 0 | 0 | 0 | 0 | 0 | 0
F10_Industrial_Instruments_New_Process_Natural Gas_Gas Boiler - Maintenance_A_Technical Potential | F10 | Industrial | Instruments | New | Process | Natural Gas | Gas Boiler - Maintenance | A | Purchases (Incremental) | Technical Potential | 0 | 0 | 4.4068 | 5.3906 | 5.3213 | 5.5317 | 5.5788 | 5.5629 | 5.5317 | 5.5788 | 5.5629 | 9.9385 | 10.9694 | 10.8842 | 19.8771 | 21.9387 | 21.7684 | 39.7542 | 43.8774 | 43.5368 | 80.6333 | 87.943 | 0
F11_Industrial_Instruments_New_Process_Natural Gas_Gas Boiler - Maintenance_A_Technical Potential | F11 | Industrial | Instruments | New | Process | Natural Gas | Gas Boiler - Maintenance | A | Purchases (Cumulative) | Technical Potential | 0 | 0 | 4.4068 | 9.7974 | 15.1187 | 16.2436 | 16.4317 | 16.6734 | 16.6734 | 16.6734 | 16.6734 | 16.6734 | 16.6734 | 16.6734 | 16.6734 | 16.6734 | 16.6734 | 16.6734 | 16.6734 | 16.6734 | 16.6734 | 16.6734 | 0
F1_Industrial_Instruments_New_Space Heating_Natural Gas_Gas Furnace - Maintenance_A_Technical Potential | F1 | Industrial | Instruments | New | Space Heating | Natural Gas | Gas Furnace - Maintenance | A | Integrated Unit Energy Savings (kWh or therms) | Technical Potential | 0 | 0 | 0.008285 | 0.0077998 | 0.0076099 | 0.0074994 | 0.0074564 | 0.0074188 | 0.0073904 | 0.0073654 | 0.0073503 | 0.0073356 | 0.007306 | 0.0072822 | 0.007257 | 0.0072792 | 0.0072925 | 0.0072921 | 0.0073058 | 0.0073036 | 0.0073071 | 0.0073003 | 0
F2_Industrial_Instruments_New_Space Heating_Natural Gas_Gas Furnace - Maintenance_A_Technical Potential | F2 | Industrial | Instruments | New | Space Heating | Natural Gas | Gas Furnace - Maintenance | A | Integrated Unit Summer Peak Savings (kW) | Technical Potential | 0 | 0 | 0 | 0 | 0 | 0 | 0 | 0 | 0 | 0 | 0 | 0 | 0 | 0 | 0 | 0 | 0 | 0 | 0 | 0 | 0 | 0 | 0
F3_Industrial_Instruments_New_Space Heating_Natural Gas_Gas Furnace - Maintenance_A_Technical Potential | F3 | Industrial | Instruments | New | Space Heating | Natural Gas | Gas Furnace - Maintenance | A | Integrated Unit Winter Peak Savings (kW) | Technical Potential | 0 | 0 | 0 | 0 | 0 | 0 | 0 | 0 | 0 | 0 | 0 | 0 | 0 | 0 | 0 | 0 | 0 | 0 | 0 | 0 | 0 | 0 | 0
F4_Industrial_Instruments_New_Space Heating_Natural Gas_Gas Furnace - Maintenance_A_Technical Potential | F4 | Industrial | Instruments | New | Space Heating | Natural Gas | Gas Furnace - Maintenance | A | Incremental Energy Savings (MWh or mTherms) | Technical Potential | 0 | 0 | 1.4507e-05 | 1.6707e-05 | 1.609e-05 | 1.6484e-05 | 1.6528e-05 | 1.6399e-05 | 1.6244e-05 | 1.6327e-05 | 1.6247e-05 | 2.8968e-05 | 3.1844e-05 | 3.1494e-05 | 5.7316e-05 | 6.3455e-05 | 6.3077e-05 | 0.00011519 | 0.00012737 | 0.00012635 | 0.00023411 | 0.0002551 | 0
F5_Industrial_Instruments_New_Space Heating_Natural Gas_Gas Furnace - Maintenance_A_Technical Potential | F5 | Industrial | Instruments | New | Space Heating | Natural Gas | Gas Furnace - Maintenance | A | Incremental Summer Peak Savings (MW) | Technical Potential | 0 | 0 | 0 | 0 | 0 | 0 | 0 | 0 | 0 | 0 | 0 | 0 | 0 | 0 | 0 | 0 | 0 | 0 | 0 | 0 | 0 | 0 | 0
F6_Industrial_Instruments_New_Space Heating_Natural Gas_Gas Furnace - Maintenance_A_Technical Potential | F6 | Industrial | Instruments | New | Space Heating | Natural Gas | Gas Furnace - Maintenance | A | Incremental Winter Peak Savings (MW) | Technical Potential | 0 | 0 | 0 | 0 | 0 | 0 | 0 | 0 | 0 | 0 | 0 | 0 | 0 | 0 | 0 | 0 | 0 | 0 | 0 | 0 | 0 | 0 | 0
F7_Industrial_Instruments_New_Space Heating_Natural Gas_Gas Furnace - Maintenance_A_Technical Potential | F7 | Industrial | Instruments | New | Space Heating | Natural Gas | Gas Furnace - Maintenance | A | Cumulative Energy Savings (MWh or mTherms) | Technical Potential | 0 | 0 | 1.4507e-05 | 3.0364e-05 | 4.5715e-05 | 4.8404e-05 | 4.8683e-05 | 4.915e-05 | 4.8962e-05 | 4.8797e-05 | 4.8696e-05 | 4.8599e-05 | 4.8403e-05 | 4.8245e-05 | 4.8078e-05 | 4.8226e-05 | 4.8314e-05 | 4.8311e-05 | 4.8402e-05 | 4.8387e-05 | 4.841e-05 | 4.8365e-05 | 0
F8_Industrial_Instruments_New_Space Heating_Natural Gas_Gas Furnace - Maintenance_A_Technical Potential | F8 | Industrial | Instruments | New | Space Heating | Natural Gas | Gas Furnace - Maintenance | A | Cumulative Summer Peak Savings (MW) | Technical Potential | 0 | 0 | 0 | 0 | 0 | 0 | 0 | 0 | 0 | 0 | 0 | 0 | 0 | 0 | 0 | 0 | 0 | 0 | 0 | 0 | 0 | 0 | 0
F9_Industrial_Instruments_New_Space Heating_Natural Gas_Gas Furnace - Maintenance_A_Technical Potential | F9 | Industrial | Instruments | New | Space Heating | Natural Gas | Gas Furnace - Maintenance | A | Cumulative Winter Peak Savings (MW) | Technical Potential | 0 | 0 | 0 | 0 | 0 | 0 | 0 | 0 | 0 | 0 | 0 | 0 | 0 | 0 | 0 | 0 | 0 | 0 | 0 | 0 | 0 | 0 | 0
F10_Industrial_Instruments_New_Space Heating_Natural Gas_Gas Furnace - Maintenance_A_Technical Potential | F10 | Industrial | Instruments | New | Space Heating | Natural Gas | Gas Furnace - Maintenance | A | Purchases (Incremental) | Technical Potential | 0 | 0 | 1.751 | 2.1419 | 2.1144 | 2.198 | 2.2167 | 2.2104 | 2.198 | 2.2167 | 2.2104 | 3.949 | 4.3586 | 4.3248 | 7.8981 | 8.7172 | 8.6496 | 15.7961 | 17.4345 | 17.2991 | 32.0392 | 34.9437 | 0
F11_Industrial_Instruments_New_Space Heating_Natural Gas_Gas Furnace - Maintenance_A_Technical Potential | F11 | Industrial | Instruments | New | Space Heating | Natural Gas | Gas Furnace - Maintenance | A | Purchases (Cumulative) | Technical Potential | 0 | 0 | 1.751 | 3.893 | 6.0073 | 6.4543 | 6.5291 | 6.6251 | 6.6251 | 6.6251 | 6.6251 | 6.6251 | 6.6251 | 6.6251 | 6.6251 | 6.6251 | 6.6251 | 6.6251 | 6.6251 | 6.6251 | 6.6251 | 6.6251 | 0
F1_Industrial_Instruments_New_Space Heating_Natural Gas_Gas Boiler - Hot Water Reset_A_Technical Potential | F1 | Industrial | Instruments | New | Space Heating | Natural Gas | Gas Boiler - Hot Water Reset | A | Integrated Unit Energy Savings (kWh or therms) | Technical Potential | 0 | 0 | 14.2937 | 13.453 | 13.1223 | 12.9288 | 12.8506 | 12.7825 | 12.7302 | 12.6842 | 12.6545 | 12.626 | 12.5719 | 12.5283 | 12.4811 | 12.5162 | 12.5359 | 12.533 | 12.5539 | 12.5481 | 12.5524 | 12.5392 | 0
F2_Industrial_Instruments_New_Space Heating_Natural Gas_Gas Boiler - Hot Water Reset_A_Technical Potential | F2 | Industrial | Instruments | New | Space Heating | Natural Gas | Gas Boiler - Hot Water Reset | A | Integrated Unit Summer Peak Savings (kW) | Technical Potential | 0 | 0 | 0 | 0 | 0 | 0 | 0 | 0 | 0 | 0 | 0 | 0 | 0 | 0 | 0 | 0 | 0 | 0 | 0 | 0 | 0 | 0 | 0
F3_Industrial_Instruments_New_Space Heating_Natural Gas_Gas Boiler - Hot Water Reset_A_Technical Potential | F3 | Industrial | Instruments | New | Space Heating | Natural Gas | Gas Boiler - Hot Water Reset | A | Integrated Unit Winter Peak Savings (kW) | Technical Potential | 0 | 0 | 0 | 0 | 0 | 0 | 0 | 0 | 0 | 0 | 0 | 0 | 0 | 0 | 0 | 0 | 0 | 0 | 0 | 0 | 0 | 0 | 0
F4_Industrial_Instruments_New_Space Heating_Natural Gas_Gas Boiler - Hot Water Reset_A_Technical Potential | F4 | Industrial | Instruments | New | Space Heating | Natural Gas | Gas Boiler - Hot Water Reset | A | Incremental Energy Savings (MWh or mTherms) | Technical Potential | 0 | 0 | 0.0020183 | 0.0040705 | 0.0069281 | 0.010577 | 0.013803 | 0.018497 | 0.022846 | 0.026275 | 0.026818 | 0.025087 | 0.020916 | 0.015008 | 0.0091581 | 0.0047015 | 0.0021106 | 0.00081741 | 0.0017726 | 0.0037967 | 0.0066272 | 0.010258 | 0
F5_Industrial_Instruments_New_Space Heating_Natural Gas_Gas Boiler - Hot Water Reset_A_Technical Potential | F5 | Industrial | Instruments | New | Space Heating | Natural Gas | Gas Boiler - Hot Water Reset | A | Incremental Summer Peak Savings (MW) | Technical Potential | 0 | 0 | 0 | 0 | 0 | 0 | 0 | 0 | 0 | 0 | 0 | 0 | 0 | 0 | 0 | 0 | 0 | 0 | 0 | 0 | 0 | 0 | 0
F6_Industrial_Instruments_New_Space Heating_Natural Gas_Gas Boiler - Hot Water Reset_A_Technical Potential | F6 | Industrial | Instruments | New | Space Heating | Natural Gas | Gas Boiler - Hot Water Reset | A | Incremental Winter Peak Savings (MW) | Technical Potential | 0 | 0 | 0 | 0 | 0 | 0 | 0 | 0 | 0 | 0 | 0 | 0 | 0 | 0 | 0 | 0 | 0 | 0 | 0 | 0 | 0 | 0 | 0
F7_Industrial_Instruments_New_Space Heating_Natural Gas_Gas Boiler - Hot Water Reset_A_Technical Potential | F7 | Industrial | Instruments | New | Space Heating | Natural Gas | Gas Boiler - Hot Water Reset | A | Cumulative Energy Savings (MWh or mTherms) | Technical Potential | 0 | 0 | 0.0020183 | 0.00597 | 0.012751 | 0.02314 | 0.036803 | 0.055105 | 0.077725 | 0.10372 | 0.1303 | 0.15509 | 0.17534 | 0.18974 | 0.19818 | 0.20344 | 0.20587 | 0.20664 | 0.20699 | 0.20689 | 0.20696 | 0.20675 | 0
F8_Industrial_Instruments_New_Space Heating_Natural Gas_Gas Boiler - Hot Water Reset_A_Technical Potential | F8 | Industrial | Instruments | New | Space Heating | Natural Gas | Gas Boiler - Hot Water Reset | A | Cumulative Summer Peak Savings (MW) | Technical Potential | 0 | 0 | 0 | 0 | 0 | 0 | 0 | 0 | 0 | 0 | 0 | 0 | 0 | 0 | 0 | 0 | 0 | 0 | 0 | 0 | 0 | 0 | 0
F9_Industrial_Instruments_New_Space Heating_Natural Gas_Gas Boiler - Hot Water Reset_A_Technical Potential | F9 | Industrial | Instruments | New | Space Heating | Natural Gas | Gas Boiler - Hot Water Reset | A | Cumulative Winter Peak Savings (MW) | Technical Potential | 0 | 0 | 0 | 0 | 0 | 0 | 0 | 0 | 0 | 0 | 0 | 0 | 0 | 0 | 0 | 0 | 0 | 0 | 0 | 0 | 0 | 0 | 0
F10_Industrial_Instruments_New_Space Heating_Natural Gas_Gas Boiler - Hot Water Reset_A_Technical Potential | F10 | Industrial | Instruments | New | Space Heating | Natural Gas | Gas Boiler - Hot Water Reset | A | Purchases (Incremental) | Technical Potential | 0 | 0 | 0.1412 | 0.30257 | 0.52797 | 0.81808 | 1.0741 | 1.447 | 1.7947 | 2.0715 | 2.1193 | 1.9869 | 1.6637 | 1.198 | 0.73376 | 0.37563 | 0.16836 | 0.065221 | 0.1412 | 0.30257 | 0.52797 | 0.81808 | 0
F11_Industrial_Instruments_New_Space Heating_Natural Gas_Gas Boiler - Hot Water Reset_A_Technical Potential | F11 | Industrial | Instruments | New | Space Heating | Natural Gas | Gas Boiler - Hot Water Reset | A | Purchases (Cumulative) | Technical Potential | 0 | 0 | 0.1412 | 0.44377 | 0.97174 | 1.7898 | 2.8639 | 4.311 | 6.1056 | 8.1771 | 10.2963 | 12.2833 | 13.947 | 15.1449 | 15.8787 | 16.2543 | 16.4227 | 16.4879 | 16.4879 | 16.4879 | 16.4879 | 16.4879 | 0
F1_Industrial_Instruments_New_Process_Natural Gas_Gas Boiler - Hot Water Reset_A_Technical Potential | F1 | Industrial | Instruments | New | Process | Natural Gas | Gas Boiler - Hot Water Reset | A | Integrated Unit Energy Savings (kWh or therms) | Technical Potential | 0 | 0 | 4.6901 | 4.6899 | 4.6898 | 4.69 | 4.6901 | 4.6902 | 4.6903 | 4.6904 | 4.6904 | 4.6905 | 4.6905 | 4.6905 | 4.6906 | 4.6906 | 4.6906 | 4.6906 | 4.6906 | 4.6906 | 4.6907 | 4.6907 | 0
F2_Industrial_Instruments_New_Process_Natural Gas_Gas Boiler - Hot Water Reset_A_Technical Potential | F2 | Industrial | Instruments | New | Process | Natural Gas | Gas Boiler - Hot Water Reset | A | Integrated Unit Summer Peak Savings (kW) | Technical Potential | 0 | 0 | 0 | 0 | 0 | 0 | 0 | 0 | 0 | 0 | 0 | 0 | 0 | 0 | 0 | 0 | 0 | 0 | 0 | 0 | 0 | 0 | 0
F3_Industrial_Instruments_New_Process_Natural Gas_Gas Boiler - Hot Water Reset_A_Technical Potential | F3 | Industrial | Instruments | New | Process | Natural Gas | Gas Boiler - Hot Water Reset | A | Integrated Unit Winter Peak Savings (kW) | Technical Potential | 0 | 0 | 0 | 0 | 0 | 0 | 0 | 0 | 0 | 0 | 0 | 0 | 0 | 0 | 0 | 0 | 0 | 0 | 0 | 0 | 0 | 0 | 0
F4_Industrial_Instruments_New_Process_Natural Gas_Gas Boiler - Hot Water Reset_A_Technical Potential | F4 | Industrial | Instruments | New | Process | Natural Gas | Gas Boiler - Hot Water Reset | A | Incremental Energy Savings (MWh or mTherms) | Technical Potential | 0 | 0 | 0.020089 | 0.043045 | 0.07511 | 0.11639 | 0.15281 | 0.20588 | 0.25534 | 0.29473 | 0.30153 | 0.28271 | 0.23672 | 0.17045 | 0.1044 | 0.053447 | 0.023956 | 0.0092802 | 0.020091 | 0.043052 | 0.075124 | 0.11641 | 0
F5_Industrial_Instruments_New_Process_Natural Gas_Gas Boiler - Hot Water Reset_A_Technical Potential | F5 | Industrial | Instruments | New | Process | Natural Gas | Gas Boiler - Hot Water Reset | A | Incremental Summer Peak Savings (MW) | Technical Potential | 0 | 0 | 0 | 0 | 0 | 0 | 0 | 0 | 0 | 0 | 0 | 0 | 0 | 0 | 0 | 0 | 0 | 0 | 0 | 0 | 0 | 0 | 0
F6_Industrial_Instruments_New_Process_Natural Gas_Gas Boiler - Hot Water Reset_A_Technical Potential | F6 | Industrial | Instruments | New | Process | Natural Gas | Gas Boiler - Hot Water Reset | A | Incremental Winter Peak Savings (MW) | Technical Potential | 0 | 0 | 0 | 0 | 0 | 0 | 0 | 0 | 0 | 0 | 0 | 0 | 0 | 0 | 0 | 0 | 0 | 0 | 0 | 0 | 0 | 0 | 0
F7_Industrial_Instruments_New_Process_Natural Gas_Gas Boiler - Hot Water Reset_A_Technical Potential | F7 | Industrial | Instruments | New | Process | Natural Gas | Gas Boiler - Hot Water Reset | A | Cumulative Energy Savings (MWh or mTherms) | Technical Potential | 0 | 0 | 0.020089 | 0.063133 | 0.13824 | 0.25464 | 0.40746 | 0.61335 | 0.8687 | 1.1634 | 1.465 | 1.7477 | 1.9844 | 2.1549 | 2.2593 | 2.3128 | 2.3368 | 2.346 | 2.3461 | 2.3461 | 2.3461 | 2.3461 | 0
F8_Industrial_Instruments_New_Process_Natural Gas_Gas Boiler - Hot Water Reset_A_Technical Potential | F8 | Industrial | Instruments | New | Process | Natural Gas | Gas Boiler - Hot Water Reset | A | Cumulative Summer Peak Savings (MW) | Technical Potential | 0 | 0 | 0 | 0 | 0 | 0 | 0 | 0 | 0 | 0 | 0 | 0 | 0 | 0 | 0 | 0 | 0 | 0 | 0 | 0 | 0 | 0 | 0
F9_Industrial_Instruments_New_Process_Natural Gas_Gas Boiler - Hot Water Reset_A_Technical Potential | F9 | Industrial | Instruments | New | Process | Natural Gas | Gas Boiler - Hot Water Reset | A | Cumulative Winter Peak Savings (MW) | Technical Potential | 0 | 0 | 0 | 0 | 0 | 0 | 0 | 0 | 0 | 0 | 0 | 0 | 0 | 0 | 0 | 0 | 0 | 0 | 0 | 0 | 0 | 0 | 0
F10_Industrial_Instruments_New_Process_Natural Gas_Gas Boiler - Hot Water Reset_A_Technical Potential | F10 | Industrial | Instruments | New | Process | Natural Gas | Gas Boiler - Hot Water Reset | A | Purchases (Incremental) | Technical Potential | 0 | 0 | 4.2833 | 9.1784 | 16.0157 | 24.8164 | 32.5822 | 43.8958 | 54.4404 | 62.838 | 64.2872 | 60.2726 | 50.4688 | 36.3397 | 22.2584 | 11.3946 | 5.1073 | 1.9785 | 4.2833 | 9.1784 | 16.0157 | 24.8164 | 0
F11_Industrial_Instruments_New_Process_Natural Gas_Gas Boiler - Hot Water Reset_A_Technical Potential | F11 | Industrial | Instruments | New | Process | Natural Gas | Gas Boiler - Hot Water Reset | A | Purchases (Cumulative) | Technical Potential | 0 | 0 | 4.2833 | 13.4617 | 29.4774 | 54.2938 | 86.876 | 130.7718 | 185.2122 | 248.0502 | 312.3374 | 372.6101 | 423.0789 | 459.4185 | 481.677 | 493.0716 | 498.1788 | 500.1573 | 500.1573 | 500.1573 | 500.1573 | 500.1573 | 0
F1_Industrial_Instruments_New_Space Heating_Natural Gas_Steam Trap Maintenance_A_Technical Potential | F1 | Industrial | Instruments | New | Space Heating | Natural Gas | Steam Trap Maintenance | A | Integrated Unit Energy Savings (kWh or therms) | Technical Potential | 0 | 0 | 5.052 | 4.7561 | 4.6404 | 4.573 | 4.5467 | 4.5238 | 4.5065 | 4.4913 | 4.482 | 4.4731 | 4.455 | 4.4405 | 4.4251 | 4.4387 | 4.4468 | 4.4466 | 4.4549 | 4.4536 | 4.4557 | 4.4515 | 0
F2_Industrial_Instruments_New_Space Heating_Natural Gas_Steam Trap Maintenance_A_Technical Potential | F2 | Industrial | Instruments | New | Space Heating | Natural Gas | Steam Trap Maintenance | A | Integrated Unit Summer Peak Savings (kW) | Technical Potential | 0 | 0 | 0 | 0 | 0 | 0 | 0 | 0 | 0 | 0 | 0 | 0 | 0 | 0 | 0 | 0 | 0 | 0 | 0 | 0 | 0 | 0 | 0
F3_Industrial_Instruments_New_Space Heating_Natural Gas_Steam Trap Maintenance_A_Technical Potential | F3 | Industrial | Instruments | New | Space Heating | Natural Gas | Steam Trap Maintenance | A | Integrated Unit Winter Peak Savings (kW) | Technical Potential | 0 | 0 | 0 | 0 | 0 | 0 | 0 | 0 | 0 | 0 | 0 | 0 | 0 | 0 | 0 | 0 | 0 | 0 | 0 | 0 | 0 | 0 | 0
F4_Industrial_Instruments_New_Space Heating_Natural Gas_Steam Trap Maintenance_A_Technical Potential | F4 | Industrial | Instruments | New | Space Heating | Natural Gas | Steam Trap Maintenance | A | Incremental Energy Savings (MWh or mTherms) | Technical Potential | 0 | 0 | 0 | 0 | 0 | 0 | 0 | 0 | 0 | 0 | 0 | 0 | 0 | 0 | 0 | 0 | 0 | 0 | 0 | 0 | 0 | 0 | 0
F5_Industrial_Instruments_New_Space Heating_Natural Gas_Steam Trap Maintenance_A_Technical Potential | F5 | Industrial | Instruments | New | Space Heating | Natural Gas | Steam Trap Maintenance | A | Incremental Summer Peak Savings (MW) | Technical Potential | 0 | 0 | 0 | 0 | 0 | 0 | 0 | 0 | 0 | 0 | 0 | 0 | 0 | 0 | 0 | 0 | 0 | 0 | 0 | 0 | 0 | 0 | 0
F6_Industrial_Instruments_New_Space Heating_Natural Gas_Steam Trap Maintenance_A_Technical Potential | F6 | Industrial | Instruments | New | Space Heating | Natural Gas | Steam Trap Maintenance | A | Incremental Winter Peak Savings (MW) | Technical Potential | 0 | 0 | 0 | 0 | 0 | 0 | 0 | 0 | 0 | 0 | 0 | 0 | 0 | 0 | 0 | 0 | 0 | 0 | 0 | 0 | 0 | 0 | 0
F7_Industrial_Instruments_New_Space Heating_Natural Gas_Steam Trap Maintenance_A_Technical Potential | F7 | Industrial | Instruments | New | Space Heating | Natural Gas | Steam Trap Maintenance | A | Cumulative Energy Savings (MWh or mTherms) | Technical Potential | 0 | 0 | 0 | 0 | 0 | 0 | 0 | 0 | 0 | 0 | 0 | 0 | 0 | 0 | 0 | 0 | 0 | 0 | 0 | 0 | 0 | 0 | 0
F8_Industrial_Instruments_New_Space Heating_Natural Gas_Steam Trap Maintenance_A_Technical Potential | F8 | Industrial | Instruments | New | Space Heating | Natural Gas | Steam Trap Maintenance | A | Cumulative Summer Peak Savings (MW) | Technical Potential | 0 | 0 | 0 | 0 | 0 | 0 | 0 | 0 | 0 | 0 | 0 | 0 | 0 | 0 | 0 | 0 | 0 | 0 | 0 | 0 | 0 | 0 | 0
F9_Industrial_Instruments_New_Space Heating_Natural Gas_Steam Trap Maintenance_A_Technical Potential | F9 | Industrial | Instruments | New | Space Heating | Natural Gas | Steam Trap Maintenance | A | Cumulative Winter Peak Savings (MW) | Technical Potential | 0 | 0 | 0 | 0 | 0 | 0 | 0 | 0 | 0 | 0 | 0 | 0 | 0 | 0 | 0 | 0 | 0 | 0 | 0 | 0 | 0 | 0 | 0
F10_Industrial_Instruments_New_Space Heating_Natural Gas_Steam Trap Maintenance_A_Technical Potential | F10 | Industrial | Instruments | New | Space Heating | Natural Gas | Steam Trap Maintenance | A | Purchases (Incremental) | Technical Potential | 0 | 0 | 0 | 0 | 0 | 0 | 0 | 0 | 0 | 0 | 0 | 0 | 0 | 0 | 0 | 0 | 0 | 0 | 0 | 0 | 0 | 0 | 0
F11_Industrial_Instruments_New_Space Heating_Natural Gas_Steam Trap Maintenance_A_Technical Potential | F11 | Industrial | Instruments | New | Space Heating | Natural Gas | Steam Trap Maintenance | A | Purchases (Cumulative) | Technical Potential | 0 | 0 | 0 | 0 | 0 | 0 | 0 | 0 | 0 | 0 | 0 | 0 | 0 | 0 | 0 | 0 | 0 | 0 | 0 | 0 | 0 | 0 | 0
F1_Industrial_Instruments_New_Process_Natural Gas_Steam Trap Maintenance_A_Technical Potential | F1 | Industrial | Instruments | New | Process | Natural Gas | Steam Trap Maintenance | A | Integrated Unit Energy Savings (kWh or therms) | Technical Potential | 0 | 0 | 3.3138 | 3.3137 | 3.3136 | 3.3138 | 3.3138 | 3.3139 | 3.314 | 3.314 | 3.314 | 3.3141 | 3.3141 | 3.3141 | 3.3141 | 3.3142 | 3.3142 | 3.3142 | 3.3142 | 3.3142 | 3.3142 | 3.3142 | 0
F2_Industrial_Instruments_New_Process_Natural Gas_Steam Trap Maintenance_A_Technical Potential | F2 | Industrial | Instruments | New | Process | Natural Gas | Steam Trap Maintenance | A | Integrated Unit Summer Peak Savings (kW) | Technical Potential | 0 | 0 | 0 | 0 | 0 | 0 | 0 | 0 | 0 | 0 | 0 | 0 | 0 | 0 | 0 | 0 | 0 | 0 | 0 | 0 | 0 | 0 | 0
F3_Industrial_Instruments_New_Process_Natural Gas_Steam Trap Maintenance_A_Technical Potential | F3 | Industrial | Instruments | New | Process | Natural Gas | Steam Trap Maintenance | A | Integrated Unit Winter Peak Savings (kW) | Technical Potential | 0 | 0 | 0 | 0 | 0 | 0 | 0 | 0 | 0 | 0 | 0 | 0 | 0 | 0 | 0 | 0 | 0 | 0 | 0 | 0 | 0 | 0 | 0
F4_Industrial_Instruments_New_Process_Natural Gas_Steam Trap Maintenance_A_Technical Potential | F4 | Industrial | Instruments | New | Process | Natural Gas | Steam Trap Maintenance | A | Incremental Energy Savings (MWh or mTherms) | Technical Potential | 0 | 0 | 0 | 0 | 0 | 0 | 0 | 0 | 0 | 0 | 0 | 0 | 0 | 0 | 0 | 0 | 0 | 0 | 0 | 0 | 0 | 0 | 0
F5_Industrial_Instruments_New_Process_Natural Gas_Steam Trap Maintenance_A_Technical Potential | F5 | Industrial | Instruments | New | Process | Natural Gas | Steam Trap Maintenance | A | Incremental Summer Peak Savings (MW) | Technical Potential | 0 | 0 | 0 | 0 | 0 | 0 | 0 | 0 | 0 | 0 | 0 | 0 | 0 | 0 | 0 | 0 | 0 | 0 | 0 | 0 | 0 | 0 | 0
F6_Industrial_Instruments_New_Process_Natural Gas_Steam Trap Maintenance_A_Technical Potential | F6 | Industrial | Instruments | New | Process | Natural Gas | Steam Trap Maintenance | A | Incremental Winter Peak Savings (MW) | Technical Potential | 0 | 0 | 0 | 0 | 0 | 0 | 0 | 0 | 0 | 0 | 0 | 0 | 0 | 0 | 0 | 0 | 0 | 0 | 0 | 0 | 0 | 0 | 0
F7_Industrial_Instruments_New_Process_Natural Gas_Steam Trap Maintenance_A_Technical Potential | F7 | Industrial | Instruments | New | Process | Natural Gas | Steam Trap Maintenance | A | Cumulative Energy Savings (MWh or mTherms) | Technical Potential | 0 | 0 | 0 | 0 | 0 | 0 | 0 | 0 | 0 | 0 | 0 | 0 | 0 | 0 | 0 | 0 | 0 | 0 | 0 | 0 | 0 | 0 | 0
F8_Industrial_Instruments_New_Process_Natural Gas_Steam Trap Maintenance_A_Technical Potential | F8 | Industrial | Instruments | New | Process | Natural Gas | Steam Trap Maintenance | A | Cumulative Summer Peak Savings (MW) | Technical Potential | 0 | 0 | 0 | 0 | 0 | 0 | 0 | 0 | 0 | 0 | 0 | 0 | 0 | 0 | 0 | 0 | 0 | 0 | 0 | 0 | 0 | 0 | 0
F9_Industrial_Instruments_New_Process_Natural Gas_Steam Trap Maintenance_A_Technical Potential | F9 | Industrial | Instruments | New | Process | Natural Gas | Steam Trap Maintenance | A | Cumulative Winter Peak Savings (MW) | Technical Potential | 0 | 0 | 0 | 0 | 0 | 0 | 0 | 0 | 0 | 0 | 0 | 0 | 0 | 0 | 0 | 0 | 0 | 0 | 0 | 0 | 0 | 0 | 0
F10_Industrial_Instruments_New_Process_Natural Gas_Steam Trap Maintenance_A_Technical Potential | F10 | Industrial | Instruments | New | Process | Natural Gas | Steam Trap Maintenance | A | Purchases (Incremental) | Technical Potential | 0 | 0 | 0 | 0 | 0 | 0 | 0 | 0 | 0 | 0 | 0 | 0 | 0 | 0 | 0 | 0 | 0 | 0 | 0 | 0 | 0 | 0 | 0
F11_Industrial_Instruments_New_Process_Natural Gas_Steam Trap Maintenance_A_Technical Potential | F11 | Industrial | Instruments | New | Process | Natural Gas | Steam Trap Maintenance | A | Purchases (Cumulative) | Technical Potential | 0 | 0 | 0 | 0 | 0 | 0 | 0 | 0 | 0 | 0 | 0 | 0 | 0 | 0 | 0 | 0 | 0 | 0 | 0 | 0 | 0 | 0 | 0
F1_Industrial_Instruments_New_Space Heating_Natural Gas_Gas Boiler - High Turndown_A_Technical Potential | F1 | Industrial | Instruments | New | Space Heating | Natural Gas | Gas Boiler - High Turndown | A | Integrated Unit Energy Savings (kWh or therms) | Technical Potential | 0 | 0 | 5.3524 | 5.0326 | 4.9033 | 4.8245 | 4.7854 | 4.7496 | 4.7178 | 4.6866 | 4.6573 | 4.6272 | 4.5862 | 4.5502 | 4.5107 | 4.5051 | 4.4978 | 4.4888 | 4.4892 | 4.487 | 4.4919 | 4.4932 | 0
F2_Industrial_Instruments_New_Space Heating_Natural Gas_Gas Boiler - High Turndown_A_Technical Potential | F2 | Industrial | Instruments | New | Space Heating | Natural Gas | Gas Boiler - High Turndown | A | Integrated Unit Summer Peak Savings (kW) | Technical Potential | 0 | 0 | 0 | 0 | 0 | 0 | 0 | 0 | 0 | 0 | 0 | 0 | 0 | 0 | 0 | 0 | 0 | 0 | 0 | 0 | 0 | 0 | 0
F3_Industrial_Instruments_New_Space Heating_Natural Gas_Gas Boiler - High Turndown_A_Technical Potential | F3 | Industrial | Instruments | New | Space Heating | Natural Gas | Gas Boiler - High Turndown | A | Integrated Unit Winter Peak Savings (kW) | Technical Potential | 0 | 0 | 0 | 0 | 0 | 0 | 0 | 0 | 0 | 0 | 0 | 0 | 0 | 0 | 0 | 0 | 0 | 0 | 0 | 0 | 0 | 0 | 0
F4_Industrial_Instruments_New_Space Heating_Natural Gas_Gas Boiler - High Turndown_A_Technical Potential | F4 | Industrial | Instruments | New | Space Heating | Natural Gas | Gas Boiler - High Turndown | A | Incremental Energy Savings (MWh or mTherms) | Technical Potential | 0 | 0 | 0.0011534 | 0.0018927 | 0.0026295 | 0.0034535 | 0.0039429 | 0.0040587 | 0.0036462 | 0.003274 | 0.0028257 | 0.0024497 | 0.0021018 | 0.0018149 | 0.0015183 | 0.0012899 | 0.0010914 | 0.00096732 | 0.0016883 | 0.0024062 | 0.0032154 | 0.0037022 | 0
F5_Industrial_Instruments_New_Space Heating_Natural Gas_Gas Boiler - High Turndown_A_Technical Potential | F5 | Industrial | Instruments | New | Space Heating | Natural Gas | Gas Boiler - High Turndown | A | Incremental Summer Peak Savings (MW) | Technical Potential | 0 | 0 | 0 | 0 | 0 | 0 | 0 | 0 | 0 | 0 | 0 | 0 | 0 | 0 | 0 | 0 | 0 | 0 | 0 | 0 | 0 | 0 | 0
F6_Industrial_Instruments_New_Space Heating_Natural Gas_Gas Boiler - High Turndown_A_Technical Potential | F6 | Industrial | Instruments | New | Space Heating | Natural Gas | Gas Boiler - High Turndown | A | Incremental Winter Peak Savings (MW) | Technical Potential | 0 | 0 | 0 | 0 | 0 | 0 | 0 | 0 | 0 | 0 | 0 | 0 | 0 | 0 | 0 | 0 | 0 | 0 | 0 | 0 | 0 | 0 | 0
F7_Industrial_Instruments_New_Space Heating_Natural Gas_Gas Boiler - High Turndown_A_Technical Potential | F7 | Industrial | Instruments | New | Space Heating | Natural Gas | Gas Boiler - High Turndown | A | Cumulative Energy Savings (MWh or mTherms) | Technical Potential | 0 | 0 | 0.0011534 | 0.0029772 | 0.0055301 | 0.0088948 | 0.012766 | 0.016729 | 0.020263 | 0.023403 | 0.026083 | 0.028363 | 0.030214 | 0.031791 | 0.033034 | 0.034283 | 0.035319 | 0.035248 | 0.035251 | 0.035234 | 0.035273 | 0.035283 | 0
F8_Industrial_Instruments_New_Space Heating_Natural Gas_Gas Boiler - High Turndown_A_Technical Potential | F8 | Industrial | Instruments | New | Space Heating | Natural Gas | Gas Boiler - High Turndown | A | Cumulative Summer Peak Savings (MW) | Technical Potential | 0 | 0 | 0 | 0 | 0 | 0 | 0 | 0 | 0 | 0 | 0 | 0 | 0 | 0 | 0 | 0 | 0 | 0 | 0 | 0 | 0 | 0 | 0
F9_Industrial_Instruments_New_Space Heating_Natural Gas_Gas Boiler - High Turndown_A_Technical Potential | F9 | Industrial | Instruments | New | Space Heating | Natural Gas | Gas Boiler - High Turndown | A | Cumulative Winter Peak Savings (MW) | Technical Potential | 0 | 0 | 0 | 0 | 0 | 0 | 0 | 0 | 0 | 0 | 0 | 0 | 0 | 0 | 0 | 0 | 0 | 0 | 0 | 0 | 0 | 0 | 0
F10_Industrial_Instruments_New_Space Heating_Natural Gas_Gas Boiler - High Turndown_A_Technical Potential | F10 | Industrial | Instruments | New | Space Heating | Natural Gas | Gas Boiler - High Turndown | A | Purchases (Incremental) | Technical Potential | 0 | 0 | 0.2155 | 0.37608 | 0.53627 | 0.71582 | 0.82395 | 0.85453 | 0.77286 | 0.6986 | 0.60673 | 0.52941 | 0.45828 | 0.39888 | 0.33661 | 0.28632 | 0.24266 | 0.2155 | 0.37608 | 0.53627 | 0.71582 | 0.82395 | 0
F11_Industrial_Instruments_New_Space Heating_Natural Gas_Gas Boiler - High Turndown_A_Technical Potential | F11 | Industrial | Instruments | New | Space Heating | Natural Gas | Gas Boiler - High Turndown | A | Purchases (Cumulative) | Technical Potential | 0 | 0 | 0.2155 | 0.59158 | 1.1278 | 1.8437 | 2.6676 | 3.5222 | 4.295 | 4.9936 | 5.6003 | 6.1297 | 6.588 | 6.9869 | 7.3235 | 7.6098 | 7.8525 | 7.8525 | 7.8525 | 7.8525 | 7.8525 | 7.8525 | 0
F1_Industrial_Instruments_New_Process_Natural Gas_Gas Boiler - High Turndown_A_Technical Potential | F1 | Industrial | Instruments | New | Process | Natural Gas | Gas Boiler - High Turndown | A | Integrated Unit Energy Savings (kWh or therms) | Technical Potential | 0 | 0 | 3.5065 | 3.4997 | 3.4933 | 3.4876 | 3.4794 | 3.4731 | 3.4676 | 3.4635 | 3.4588 | 3.4555 | 3.4528 | 3.4516 | 3.4494 | 3.4484 | 3.4475 | 3.4479 | 3.4471 | 3.4471 | 3.4468 | 3.4465 | 0
F2_Industrial_Instruments_New_Process_Natural Gas_Gas Boiler - High Turndown_A_Technical Potential | F2 | Industrial | Instruments | New | Process | Natural Gas | Gas Boiler - High Turndown | A | Integrated Unit Summer Peak Savings (kW) | Technical Potential | 0 | 0 | 0 | 0 | 0 | 0 | 0 | 0 | 0 | 0 | 0 | 0 | 0 | 0 | 0 | 0 | 0 | 0 | 0 | 0 | 0 | 0 | 0
F3_Industrial_Instruments_New_Process_Natural Gas_Gas Boiler - High Turndown_A_Technical Potential | F3 | Industrial | Instruments | New | Process | Natural Gas | Gas Boiler - High Turndown | A | Integrated Unit Winter Peak Savings (kW) | Technical Potential | 0 | 0 | 0 | 0 | 0 | 0 | 0 | 0 | 0 | 0 | 0 | 0 | 0 | 0 | 0 | 0 | 0 | 0 | 0 | 0 | 0 | 0 | 0
F4_Industrial_Instruments_New_Process_Natural Gas_Gas Boiler - High Turndown_A_Technical Potential | F4 | Industrial | Instruments | New | Process | Natural Gas | Gas Boiler - High Turndown | A | Incremental Energy Savings (MWh or mTherms) | Technical Potential | 0 | 0 | 0.022922 | 0.039926 | 0.056827 | 0.07573 | 0.086966 | 0.09003 | 0.081298 | 0.073398 | 0.063658 | 0.055493 | 0.048001 | 0.041764 | 0.035222 | 0.02995 | 0.025378 | 0.022539 | 0.039326 | 0.056076 | 0.074846 | 0.086142 | 0
F5_Industrial_Instruments_New_Process_Natural Gas_Gas Boiler - High Turndown_A_Technical Potential | F5 | Industrial | Instruments | New | Process | Natural Gas | Gas Boiler - High Turndown | A | Incremental Summer Peak Savings (MW) | Technical Potential | 0 | 0 | 0 | 0 | 0 | 0 | 0 | 0 | 0 | 0 | 0 | 0 | 0 | 0 | 0 | 0 | 0 | 0 | 0 | 0 | 0 | 0 | 0
F6_Industrial_Instruments_New_Process_Natural Gas_Gas Boiler - High Turndown_A_Technical Potential | F6 | Industrial | Instruments | New | Process | Natural Gas | Gas Boiler - High Turndown | A | Incremental Winter Peak Savings (MW) | Technical Potential | 0 | 0 | 0 | 0 | 0 | 0 | 0 | 0 | 0 | 0 | 0 | 0 | 0 | 0 | 0 | 0 | 0 | 0 | 0 | 0 | 0 | 0 | 0
F7_Industrial_Instruments_New_Process_Natural Gas_Gas Boiler - High Turndown_A_Technical Potential | F7 | Industrial | Instruments | New | Process | Natural Gas | Gas Boiler - High Turndown | A | Cumulative Energy Savings (MWh or mTherms) | Technical Potential | 0 | 0 | 0.022922 | 0.062803 | 0.11951 | 0.19505 | 0.28156 | 0.37108 | 0.45179 | 0.52465 | 0.58759 | 0.64252 | 0.69004 | 0.73156 | 0.76632 | 0.79604 | 0.82121 | 0.82131 | 0.82112 | 0.82111 | 0.82105 | 0.82096 | 0
F8_Industrial_Instruments_New_Process_Natural Gas_Gas Boiler - High Turndown_A_Technical Potential | F8 | Industrial | Instruments | New | Process | Natural Gas | Gas Boiler - High Turndown | A | Cumulative Summer Peak Savings (MW) | Technical Potential | 0 | 0 | 0 | 0 | 0 | 0 | 0 | 0 | 0 | 0 | 0 | 0 | 0 | 0 | 0 | 0 | 0 | 0 | 0 | 0 | 0 | 0 | 0
F9_Industrial_Instruments_New_Process_Natural Gas_Gas Boiler - High Turndown_A_Technical Potential | F9 | Industrial | Instruments | New | Process | Natural Gas | Gas Boiler - High Turndown | A | Cumulative Winter Peak Savings (MW) | Technical Potential | 0 | 0 | 0 | 0 | 0 | 0 | 0 | 0 | 0 | 0 | 0 | 0 | 0 | 0 | 0 | 0 | 0 | 0 | 0 | 0 | 0 | 0 | 0
F10_Industrial_Instruments_New_Process_Natural Gas_Gas Boiler - High Turndown_A_Technical Potential | F10 | Industrial | Instruments | New | Process | Natural Gas | Gas Boiler - High Turndown | A | Purchases (Incremental) | Technical Potential | 0 | 0 | 6.537 | 11.4083 | 16.2677 | 21.7143 | 24.9944 | 25.922 | 23.4447 | 21.1918 | 18.4049 | 16.0594 | 13.9018 | 12.0998 | 10.2111 | 8.6853 | 7.3612 | 6.537 | 11.4083 | 16.2677 | 21.7143 | 24.9944 | 0
F11_Industrial_Instruments_New_Process_Natural Gas_Gas Boiler - High Turndown_A_Technical Potential | F11 | Industrial | Instruments | New | Process | Natural Gas | Gas Boiler - High Turndown | A | Purchases (Cumulative) | Technical Potential | 0 | 0 | 6.537 | 17.9454 | 34.2131 | 55.9273 | 80.9218 | 106.8438 | 130.2885 | 151.4803 | 169.8852 | 185.9446 | 199.8464 | 211.9462 | 222.1573 | 230.8426 | 238.2038 | 238.2038 | 238.2038 | 238.2038 | 238.2038 | 238.2038 | 0
F1_Industrial_Instruments_New_Space Heating_Natural Gas_Gas Boiler - Burner Control Optimization_A_Technical Potential | F1 | Industrial | Instruments | New | Space Heating | Natural Gas | Gas Boiler - Burner Control Optimization | A | Integrated Unit Energy Savings (kWh or therms) | Technical Potential | 0 | 0 | 1.5521 | 1.4593 | 1.4218 | 1.3989 | 1.3875 | 1.3771 | 1.3679 | 1.3588 | 1.3503 | 1.3416 | 1.3297 | 1.3193 | 1.3078 | 1.3062 | 1.3041 | 1.3015 | 1.3016 | 1.301 | 1.3025 | 1.3028 | 0
F2_Industrial_Instruments_New_Space Heating_Natural Gas_Gas Boiler - Burner Control Optimization_A_Technical Potential | F2 | Industrial | Instruments | New | Space Heating | Natural Gas | Gas Boiler - Burner Control Optimization | A | Integrated Unit Summer Peak Savings (kW) | Technical Potential | 0 | 0 | 0 | 0 | 0 | 0 | 0 | 0 | 0 | 0 | 0 | 0 | 0 | 0 | 0 | 0 | 0 | 0 | 0 | 0 | 0 | 0 | 0
F3_Industrial_Instruments_New_Space Heating_Natural Gas_Gas Boiler - Burner Control Optimization_A_Technical Potential | F3 | Industrial | Instruments | New | Space Heating | Natural Gas | Gas Boiler - Burner Control Optimization | A | Integrated Unit Winter Peak Savings (kW) | Technical Potential | 0 | 0 | 0 | 0 | 0 | 0 | 0 | 0 | 0 | 0 | 0 | 0 | 0 | 0 | 0 | 0 | 0 | 0 | 0 | 0 | 0 | 0 | 0
F4_Industrial_Instruments_New_Space Heating_Natural Gas_Gas Boiler - Burner Control Optimization_A_Technical Potential | F4 | Industrial | Instruments | New | Space Heating | Natural Gas | Gas Boiler - Burner Control Optimization | A | Incremental Energy Savings (MWh or mTherms) | Technical Potential | 0 | 0 | 9.0227e-05 | 0.00023272 | 0.00064662 | 0.0014862 | 0.0026394 | 0.0042261 | 0.0060399 | 0.0079091 | 0.0091889 | 0.0099576 | 0.0099673 | 0.0094141 | 0.0081072 | 0.0066961 | 0.0052187 | 0.0038839 | 0.0026943 | 0.0017959 | 0.0011431 | 0.00080708 | 0
F5_Industrial_Instruments_New_Space Heating_Natural Gas_Gas Boiler - Burner Control Optimization_A_Technical Potential | F5 | Industrial | Instruments | New | Space Heating | Natural Gas | Gas Boiler - Burner Control Optimization | A | Incremental Summer Peak Savings (MW) | Technical Potential | 0 | 0 | 0 | 0 | 0 | 0 | 0 | 0 | 0 | 0 | 0 | 0 | 0 | 0 | 0 | 0 | 0 | 0 | 0 | 0 | 0 | 0 | 0
F6_Industrial_Instruments_New_Space Heating_Natural Gas_Gas Boiler - Burner Control Optimization_A_Technical Potential | F6 | Industrial | Instruments | New | Space Heating | Natural Gas | Gas Boiler - Burner Control Optimization | A | Incremental Winter Peak Savings (MW) | Technical Potential | 0 | 0 | 0 | 0 | 0 | 0 | 0 | 0 | 0 | 0 | 0 | 0 | 0 | 0 | 0 | 0 | 0 | 0 | 0 | 0 | 0 | 0 | 0
F7_Industrial_Instruments_New_Space Heating_Natural Gas_Gas Boiler - Burner Control Optimization_A_Technical Potential | F7 | Industrial | Instruments | New | Space Heating | Natural Gas | Gas Boiler - Burner Control Optimization | A | Cumulative Energy Savings (MWh or mTherms) | Technical Potential | 0 | 0 | 9.0227e-05 | 0.00031755 | 0.000956 | 0.0024268 | 0.0050464 | 0.0092346 | 0.015213 | 0.023021 | 0.032066 | 0.041816 | 0.051413 | 0.060423 | 0.068006 | 0.074619 | 0.079716 | 0.083442 | 0.086144 | 0.087898 | 0.089064 | 0.089688 | 0
F8_Industrial_Instruments_New_Space Heating_Natural Gas_Gas Boiler - Burner Control Optimization_A_Technical Potential | F8 | Industrial | Instruments | New | Space Heating | Natural Gas | Gas Boiler - Burner Control Optimization | A | Cumulative Summer Peak Savings (MW) | Technical Potential | 0 | 0 | 0 | 0 | 0 | 0 | 0 | 0 | 0 | 0 | 0 | 0 | 0 | 0 | 0 | 0 | 0 | 0 | 0 | 0 | 0 | 0 | 0
F9_Industrial_Instruments_New_Space Heating_Natural Gas_Gas Boiler - Burner Control Optimization_A_Technical Potential | F9 | Industrial | Instruments | New | Space Heating | Natural Gas | Gas Boiler - Burner Control Optimization | A | Cumulative Winter Peak Savings (MW) | Technical Potential | 0 | 0 | 0 | 0 | 0 | 0 | 0 | 0 | 0 | 0 | 0 | 0 | 0 | 0 | 0 | 0 | 0 | 0 | 0 | 0 | 0 | 0 | 0
F10_Industrial_Instruments_New_Space Heating_Natural Gas_Gas Boiler - Burner Control Optimization_A_Technical Potential | F10 | Industrial | Instruments | New | Space Heating | Natural Gas | Gas Boiler - Burner Control Optimization | A | Purchases (Incremental) | Technical Potential | 0 | 0 | 0.058131 | 0.15947 | 0.45479 | 1.0624 | 1.9022 | 3.0688 | 4.4155 | 5.8205 | 6.8049 | 7.4222 | 7.4958 | 7.1358 | 6.199 | 5.1263 | 4.0018 | 2.9841 | 2.07 | 1.3804 | 0.87765 | 0.61949 | 0
F11_Industrial_Instruments_New_Space Heating_Natural Gas_Gas Boiler - Burner Control Optimization_A_Technical Potential | F11 | Industrial | Instruments | New | Space Heating | Natural Gas | Gas Boiler - Burner Control Optimization | A | Purchases (Cumulative) | Technical Potential | 0 | 0 | 0.058131 | 0.2176 | 0.67239 | 1.7347 | 3.6369 | 6.7057 | 11.1212 | 16.9417 | 23.7467 | 31.1688 | 38.6646 | 45.8005 | 51.9995 | 57.1258 | 61.1276 | 64.1117 | 66.1817 | 67.5621 | 68.3816 | 68.8416 | 0
F1_Industrial_Instruments_New_Process_Natural Gas_Gas Boiler - Burner Control Optimization_A_Technical Potential | F1 | Industrial | Instruments | New | Process | Natural Gas | Gas Boiler - Burner Control Optimization | A | Integrated Unit Energy Savings (kWh or therms) | Technical Potential | 0 | 0 | 1.0165 | 1.0143 | 1.0123 | 1.0104 | 1.0078 | 1.0058 | 1.0041 | 1.0029 | 1.0015 | 1.0005 | 0.99977 | 0.99947 | 0.99884 | 0.99857 | 0.99836 | 0.99856 | 0.99839 | 0.99843 | 0.99841 | 0.99835 | 0
F2_Industrial_Instruments_New_Process_Natural Gas_Gas Boiler - Burner Control Optimization_A_Technical Potential | F2 | Industrial | Instruments | New | Process | Natural Gas | Gas Boiler - Burner Control Optimization | A | Integrated Unit Summer Peak Savings (kW) | Technical Potential | 0 | 0 | 0 | 0 | 0 | 0 | 0 | 0 | 0 | 0 | 0 | 0 | 0 | 0 | 0 | 0 | 0 | 0 | 0 | 0 | 0 | 0 | 0
F3_Industrial_Instruments_New_Process_Natural Gas_Gas Boiler - Burner Control Optimization_A_Technical Potential | F3 | Industrial | Instruments | New | Process | Natural Gas | Gas Boiler - Burner Control Optimization | A | Integrated Unit Winter Peak Savings (kW) | Technical Potential | 0 | 0 | 0 | 0 | 0 | 0 | 0 | 0 | 0 | 0 | 0 | 0 | 0 | 0 | 0 | 0 | 0 | 0 | 0 | 0 | 0 | 0 | 0
F4_Industrial_Instruments_New_Process_Natural Gas_Gas Boiler - Burner Control Optimization_A_Technical Potential | F4 | Industrial | Instruments | New | Process | Natural Gas | Gas Boiler - Burner Control Optimization | A | Incremental Energy Savings (MWh or mTherms) | Technical Potential | 0 | 0 | 0.0017925 | 0.0049068 | 0.013965 | 0.032563 | 0.058154 | 0.093633 | 0.1345 | 0.17708 | 0.20673 | 0.22527 | 0.22733 | 0.21635 | 0.18783 | 0.15528 | 0.12119 | 0.090393 | 0.062691 | 0.041809 | 0.026581 | 0.018761 | 0
F5_Industrial_Instruments_New_Process_Natural Gas_Gas Boiler - Burner Control Optimization_A_Technical Potential | F5 | Industrial | Instruments | New | Process | Natural Gas | Gas Boiler - Burner Control Optimization | A | Incremental Summer Peak Savings (MW) | Technical Potential | 0 | 0 | 0 | 0 | 0 | 0 | 0 | 0 | 0 | 0 | 0 | 0 | 0 | 0 | 0 | 0 | 0 | 0 | 0 | 0 | 0 | 0 | 0
F6_Industrial_Instruments_New_Process_Natural Gas_Gas Boiler - Burner Control Optimization_A_Technical Potential | F6 | Industrial | Instruments | New | Process | Natural Gas | Gas Boiler - Burner Control Optimization | A | Incremental Winter Peak Savings (MW) | Technical Potential | 0 | 0 | 0 | 0 | 0 | 0 | 0 | 0 | 0 | 0 | 0 | 0 | 0 | 0 | 0 | 0 | 0 | 0 | 0 | 0 | 0 | 0 | 0
F7_Industrial_Instruments_New_Process_Natural Gas_Gas Boiler - Burner Control Optimization_A_Technical Potential | F7 | Industrial | Instruments | New | Process | Natural Gas | Gas Boiler - Burner Control Optimization | A | Cumulative Energy Savings (MWh or mTherms) | Technical Potential | 0 | 0 | 0.0017925 | 0.0066954 | 0.020647 | 0.053172 | 0.11119 | 0.2046 | 0.33876 | 0.51542 | 0.72142 | 0.94599 | 1.1726 | 1.3886 | 1.5756 | 1.7304 | 1.8512 | 1.942 | 2.0044 | 2.0463 | 2.071 | 2.0848 | 0
F8_Industrial_Instruments_New_Process_Natural Gas_Gas Boiler - Burner Control Optimization_A_Technical Potential | F8 | Industrial | Instruments | New | Process | Natural Gas | Gas Boiler - Burner Control Optimization | A | Cumulative Summer Peak Savings (MW) | Technical Potential | 0 | 0 | 0 | 0 | 0 | 0 | 0 | 0 | 0 | 0 | 0 | 0 | 0 | 0 | 0 | 0 | 0 | 0 | 0 | 0 | 0 | 0 | 0
F9_Industrial_Instruments_New_Process_Natural Gas_Gas Boiler - Burner Control Optimization_A_Technical Potential | F9 | Industrial | Instruments | New | Process | Natural Gas | Gas Boiler - Burner Control Optimization | A | Cumulative Winter Peak Savings (MW) | Technical Potential | 0 | 0 | 0 | 0 | 0 | 0 | 0 | 0 | 0 | 0 | 0 | 0 | 0 | 0 | 0 | 0 | 0 | 0 | 0 | 0 | 0 | 0 | 0
F10_Industrial_Instruments_New_Process_Natural Gas_Gas Boiler - Burner Control Optimization_A_Technical Potential | F10 | Industrial | Instruments | New | Process | Natural Gas | Gas Boiler - Burner Control Optimization | A | Purchases (Incremental) | Technical Potential | 0 | 0 | 1.7634 | 4.8375 | 13.7959 | 32.2262 | 57.7022 | 93.09 | 133.9443 | 176.5648 | 206.4262 | 225.1499 | 227.3835 | 216.4633 | 188.0467 | 155.5061 | 121.3923 | 90.523 | 62.792 | 41.8744 | 26.6232 | 18.792 | 0
F11_Industrial_Instruments_New_Process_Natural Gas_Gas Boiler - Burner Control Optimization_A_Technical Potential | F11 | Industrial | Instruments | New | Process | Natural Gas | Gas Boiler - Burner Control Optimization | A | Purchases (Cumulative) | Technical Potential | 0 | 0 | 1.7634 | 6.6009 | 20.3968 | 52.623 | 110.3251 | 203.4152 | 337.3595 | 513.9243 | 720.3505 | 945.5004 | 1172.884 | 1389.3473 | 1577.394 | 1732.9002 | 1854.2924 | 1944.8155 | 2007.6074 | 2049.4819 | 2074.3417 | 2088.2962 | 0
F1_Industrial_Instruments_New_Space Heating_Natural Gas_HVAC - Demand Controlled Ventilation_A_Technical Potential | F1 | Industrial | Instruments | New | Space Heating | Natural Gas | HVAC - Demand Controlled Ventilation | A | Integrated Unit Energy Savings (kWh or therms) | Technical Potential | 0 | 0 | 0.067559 | 0.063603 | 0.062055 | 0.061153 | 0.060802 | 0.060496 | 0.060264 | 0.060061 | 0.059937 | 0.059818 | 0.059576 | 0.059382 | 0.059177 | 0.059358 | 0.059466 | 0.059463 | 0.059575 | 0.059557 | 0.059585 | 0.05953 | 0
F2_Industrial_Instruments_New_Space Heating_Natural Gas_HVAC - Demand Controlled Ventilation_A_Technical Potential | F2 | Industrial | Instruments | New | Space Heating | Natural Gas | HVAC - Demand Controlled Ventilation | A | Integrated Unit Summer Peak Savings (kW) | Technical Potential | 0 | 0 | 0 | 0 | 0 | 0 | 0 | 0 | 0 | 0 | 0 | 0 | 0 | 0 | 0 | 0 | 0 | 0 | 0 | 0 | 0 | 0 | 0
F3_Industrial_Instruments_New_Space Heating_Natural Gas_HVAC - Demand Controlled Ventilation_A_Technical Potential | F3 | Industrial | Instruments | New | Space Heating | Natural Gas | HVAC - Demand Controlled Ventilation | A | Integrated Unit Winter Peak Savings (kW) | Technical Potential | 0 | 0 | 0 | 0 | 0 | 0 | 0 | 0 | 0 | 0 | 0 | 0 | 0 | 0 | 0 | 0 | 0 | 0 | 0 | 0 | 0 | 0 | 0
F4_Industrial_Instruments_New_Space Heating_Natural Gas_HVAC - Demand Controlled Ventilation_A_Technical Potential | F4 | Industrial | Instruments | New | Space Heating | Natural Gas | HVAC - Demand Controlled Ventilation | A | Incremental Energy Savings (MWh or mTherms) | Technical Potential | 0 | 0 | 0.010761 | 0.01768 | 0.024597 | 0.032355 | 0.037029 | 0.042455 | 0.047813 | 0.053841 | 0.05833 | 0.063494 | 0.068427 | 0.074205 | 0.078005 | 0.083192 | 0.088296 | 0.094056 | 0.098048 | 0.10272 | 0.10734 | 0.1118 | 0
F5_Industrial_Instruments_New_Space Heating_Natural Gas_HVAC - Demand Controlled Ventilation_A_Technical Potential | F5 | Industrial | Instruments | New | Space Heating | Natural Gas | HVAC - Demand Controlled Ventilation | A | Incremental Summer Peak Savings (MW) | Technical Potential | 0 | 0 | 0 | 0 | 0 | 0 | 0 | 0 | 0 | 0 | 0 | 0 | 0 | 0 | 0 | 0 | 0 | 0 | 0 | 0 | 0 | 0 | 0
F6_Industrial_Instruments_New_Space Heating_Natural Gas_HVAC - Demand Controlled Ventilation_A_Technical Potential | F6 | Industrial | Instruments | New | Space Heating | Natural Gas | HVAC - Demand Controlled Ventilation | A | Incremental Winter Peak Savings (MW) | Technical Potential | 0 | 0 | 0 | 0 | 0 | 0 | 0 | 0 | 0 | 0 | 0 | 0 | 0 | 0 | 0 | 0 | 0 | 0 | 0 | 0 | 0 | 0 | 0
F7_Industrial_Instruments_New_Space Heating_Natural Gas_HVAC - Demand Controlled Ventilation_A_Technical Potential | F7 | Industrial | Instruments | New | Space Heating | Natural Gas | HVAC - Demand Controlled Ventilation | A | Cumulative Energy Savings (MWh or mTherms) | Technical Potential | 0 | 0 | 0.010761 | 0.02781 | 0.05173 | 0.083334 | 0.11988 | 0.16174 | 0.20893 | 0.26206 | 0.31986 | 0.38271 | 0.4496 | 0.52234 | 0.59853 | 0.68356 | 0.7731 | 0.85764 | 0.94075 | 1.0196 | 1.0959 | 1.1704 | 0
F8_Industrial_Instruments_New_Space Heating_Natural Gas_HVAC - Demand Controlled Ventilation_A_Technical Potential | F8 | Industrial | Instruments | New | Space Heating | Natural Gas | HVAC - Demand Controlled Ventilation | A | Cumulative Summer Peak Savings (MW) | Technical Potential | 0 | 0 | 0 | 0 | 0 | 0 | 0 | 0 | 0 | 0 | 0 | 0 | 0 | 0 | 0 | 0 | 0 | 0 | 0 | 0 | 0 | 0 | 0
F9_Industrial_Instruments_New_Space Heating_Natural Gas_HVAC - Demand Controlled Ventilation_A_Technical Potential | F9 | Industrial | Instruments | New | Space Heating | Natural Gas | HVAC - Demand Controlled Ventilation | A | Cumulative Winter Peak Savings (MW) | Technical Potential | 0 | 0 | 0 | 0 | 0 | 0 | 0 | 0 | 0 | 0 | 0 | 0 | 0 | 0 | 0 | 0 | 0 | 0 | 0 | 0 | 0 | 0 | 0
F10_Industrial_Instruments_New_Space Heating_Natural Gas_HVAC - Demand Controlled Ventilation_A_Technical Potential | F10 | Industrial | Instruments | New | Space Heating | Natural Gas | HVAC - Demand Controlled Ventilation | A | Purchases (Incremental) | Technical Potential | 0 | 0 | 159.2786 | 277.9713 | 396.3725 | 529.0817 | 609.0045 | 701.7843 | 793.3949 | 896.4426 | 973.1919 | 1061.4642 | 1148.5658 | 1249.606 | 1318.1824 | 1401.5274 | 1484.8094 | 1581.7608 | 1645.8001 | 1724.7116 | 1801.474 | 1878.0096 | 0
F11_Industrial_Instruments_New_Space Heating_Natural Gas_HVAC - Demand Controlled Ventilation_A_Technical Potential | F11 | Industrial | Instruments | New | Space Heating | Natural Gas | HVAC - Demand Controlled Ventilation | A | Purchases (Cumulative) | Technical Potential | 0 | 0 | 159.2786 | 437.2499 | 833.6223 | 1362.704 | 1971.7085 | 2673.4929 | 3466.8878 | 4363.3303 | 5336.5223 | 6397.9865 | 7546.5523 | 8796.1583 | 10114.3406 | 11515.8681 | 13000.6774 | 14423.1596 | 15790.9885 | 17119.3277 | 18391.72 | 19660.7251 | 0
F1_Industrial_Instruments_New_Space Heating_Natural Gas_Gas Boiler - Stack Economizer_A_Technical Potential | F1 | Industrial | Instruments | New | Space Heating | Natural Gas | Gas Boiler - Stack Economizer | A | Integrated Unit Energy Savings (kWh or therms) | Technical Potential | 0 | 0 | 3.9077 | 3.6744 | 3.5801 | 3.5228 | 3.4944 | 3.4685 | 3.4453 | 3.4226 | 3.4012 | 3.3793 | 3.3493 | 3.3229 | 3.2941 | 3.29 | 3.2846 | 3.278 | 3.2782 | 3.2766 | 3.2801 | 3.281 | 0
F2_Industrial_Instruments_New_Space Heating_Natural Gas_Gas Boiler - Stack Economizer_A_Technical Potential | F2 | Industrial | Instruments | New | Space Heating | Natural Gas | Gas Boiler - Stack Economizer | A | Integrated Unit Summer Peak Savings (kW) | Technical Potential | 0 | 0 | 0 | 0 | 0 | 0 | 0 | 0 | 0 | 0 | 0 | 0 | 0 | 0 | 0 | 0 | 0 | 0 | 0 | 0 | 0 | 0 | 0
F3_Industrial_Instruments_New_Space Heating_Natural Gas_Gas Boiler - Stack Economizer_A_Technical Potential | F3 | Industrial | Instruments | New | Space Heating | Natural Gas | Gas Boiler - Stack Economizer | A | Integrated Unit Winter Peak Savings (kW) | Technical Potential | 0 | 0 | 0 | 0 | 0 | 0 | 0 | 0 | 0 | 0 | 0 | 0 | 0 | 0 | 0 | 0 | 0 | 0 | 0 | 0 | 0 | 0 | 0
F4_Industrial_Instruments_New_Space Heating_Natural Gas_Gas Boiler - Stack Economizer_A_Technical Potential | F4 | Industrial | Instruments | New | Space Heating | Natural Gas | Gas Boiler - Stack Economizer | A | Incremental Energy Savings (MWh or mTherms) | Technical Potential | 0 | 0 | 0.0022456 | 0.003685 | 0.0051198 | 0.0067245 | 0.007678 | 0.0079038 | 0.0071007 | 0.006376 | 0.005503 | 0.0047707 | 0.0040931 | 0.0035345 | 0.0029569 | 0.002512 | 0.0021255 | 0.0018837 | 0.0032877 | 0.0046857 | 0.0062613 | 0.007209 | 0
F5_Industrial_Instruments_New_Space Heating_Natural Gas_Gas Boiler - Stack Economizer_A_Technical Potential | F5 | Industrial | Instruments | New | Space Heating | Natural Gas | Gas Boiler - Stack Economizer | A | Incremental Summer Peak Savings (MW) | Technical Potential | 0 | 0 | 0 | 0 | 0 | 0 | 0 | 0 | 0 | 0 | 0 | 0 | 0 | 0 | 0 | 0 | 0 | 0 | 0 | 0 | 0 | 0 | 0
F6_Industrial_Instruments_New_Space Heating_Natural Gas_Gas Boiler - Stack Economizer_A_Technical Potential | F6 | Industrial | Instruments | New | Space Heating | Natural Gas | Gas Boiler - Stack Economizer | A | Incremental Winter Peak Savings (MW) | Technical Potential | 0 | 0 | 0 | 0 | 0 | 0 | 0 | 0 | 0 | 0 | 0 | 0 | 0 | 0 | 0 | 0 | 0 | 0 | 0 | 0 | 0 | 0 | 0
F7_Industrial_Instruments_New_Space Heating_Natural Gas_Gas Boiler - Stack Economizer_A_Technical Potential | F7 | Industrial | Instruments | New | Space Heating | Natural Gas | Gas Boiler - Stack Economizer | A | Cumulative Energy Savings (MWh or mTherms) | Technical Potential | 0 | 0 | 0.0022456 | 0.0057965 | 0.010768 | 0.01732 | 0.024858 | 0.032577 | 0.039461 | 0.045576 | 0.050795 | 0.055237 | 0.058841 | 0.061912 | 0.064332 | 0.066764 | 0.06878 | 0.068641 | 0.068646 | 0.068611 | 0.068686 | 0.068704 | 0
F8_Industrial_Instruments_New_Space Heating_Natural Gas_Gas Boiler - Stack Economizer_A_Technical Potential | F8 | Industrial | Instruments | New | Space Heating | Natural Gas | Gas Boiler - Stack Economizer | A | Cumulative Summer Peak Savings (MW) | Technical Potential | 0 | 0 | 0 | 0 | 0 | 0 | 0 | 0 | 0 | 0 | 0 | 0 | 0 | 0 | 0 | 0 | 0 | 0 | 0 | 0 | 0 | 0 | 0
F9_Industrial_Instruments_New_Space Heating_Natural Gas_Gas Boiler - Stack Economizer_A_Technical Potential | F9 | Industrial | Instruments | New | Space Heating | Natural Gas | Gas Boiler - Stack Economizer | A | Cumulative Winter Peak Savings (MW) | Technical Potential | 0 | 0 | 0 | 0 | 0 | 0 | 0 | 0 | 0 | 0 | 0 | 0 | 0 | 0 | 0 | 0 | 0 | 0 | 0 | 0 | 0 | 0 | 0
F10_Industrial_Instruments_New_Space Heating_Natural Gas_Gas Boiler - Stack Economizer_A_Technical Potential | F10 | Industrial | Instruments | New | Space Heating | Natural Gas | Gas Boiler - Stack Economizer | A | Purchases (Incremental) | Technical Potential | 0 | 0 | 0.57466 | 1.0029 | 1.4301 | 1.9089 | 2.1972 | 2.2787 | 2.061 | 1.8629 | 1.6179 | 1.4118 | 1.2221 | 1.0637 | 0.89763 | 0.76351 | 0.6471 | 0.57466 | 1.0029 | 1.4301 | 1.9089 | 2.1972 | 0
F11_Industrial_Instruments_New_Space Heating_Natural Gas_Gas Boiler - Stack Economizer_A_Technical Potential | F11 | Industrial | Instruments | New | Space Heating | Natural Gas | Gas Boiler - Stack Economizer | A | Purchases (Cumulative) | Technical Potential | 0 | 0 | 0.57466 | 1.5775 | 3.0076 | 4.9165 | 7.1137 | 9.3924 | 11.4534 | 13.3163 | 14.9342 | 16.346 | 17.5681 | 18.6317 | 19.5294 | 20.2929 | 20.94 | 20.94 | 20.94 | 20.94 | 20.94 | 20.94 | 0
F1_Industrial_Instruments_New_Process_Natural Gas_Gas Boiler - Stack Economizer_A_Technical Potential | F1 | Industrial | Instruments | New | Process | Natural Gas | Gas Boiler - Stack Economizer | A | Integrated Unit Energy Savings (kWh or therms) | Technical Potential | 0 | 0 | 3.3693 | 3.3646 | 3.3601 | 3.3561 | 3.3504 | 3.3458 | 3.3414 | 3.3378 | 3.3337 | 3.3305 | 3.3279 | 3.3264 | 3.3242 | 3.3229 | 3.3218 | 3.3214 | 3.3202 | 3.3197 | 3.319 | 3.3182 | 0
F2_Industrial_Instruments_New_Process_Natural Gas_Gas Boiler - Stack Economizer_A_Technical Potential | F2 | Industrial | Instruments | New | Process | Natural Gas | Gas Boiler - Stack Economizer | A | Integrated Unit Summer Peak Savings (kW) | Technical Potential | 0 | 0 | 0 | 0 | 0 | 0 | 0 | 0 | 0 | 0 | 0 | 0 | 0 | 0 | 0 | 0 | 0 | 0 | 0 | 0 | 0 | 0 | 0
F3_Industrial_Instruments_New_Process_Natural Gas_Gas Boiler - Stack Economizer_A_Technical Potential | F3 | Industrial | Instruments | New | Process | Natural Gas | Gas Boiler - Stack Economizer | A | Integrated Unit Winter Peak Savings (kW) | Technical Potential | 0 | 0 | 0 | 0 | 0 | 0 | 0 | 0 | 0 | 0 | 0 | 0 | 0 | 0 | 0 | 0 | 0 | 0 | 0 | 0 | 0 | 0 | 0
F4_Industrial_Instruments_New_Process_Natural Gas_Gas Boiler - Stack Economizer_A_Technical Potential | F4 | Industrial | Instruments | New | Process | Natural Gas | Gas Boiler - Stack Economizer | A | Incremental Energy Savings (MWh or mTherms) | Technical Potential | 0 | 0 | 0.058735 | 0.10236 | 0.14576 | 0.19434 | 0.22331 | 0.23128 | 0.2089 | 0.18862 | 0.16362 | 0.14263 | 0.12337 | 0.10733 | 0.090517 | 0.076962 | 0.065205 | 0.057899 | 0.10101 | 0.14401 | 0.19218 | 0.22116 | 0
F5_Industrial_Instruments_New_Process_Natural Gas_Gas Boiler - Stack Economizer_A_Technical Potential | F5 | Industrial | Instruments | New | Process | Natural Gas | Gas Boiler - Stack Economizer | A | Incremental Summer Peak Savings (MW) | Technical Potential | 0 | 0 | 0 | 0 | 0 | 0 | 0 | 0 | 0 | 0 | 0 | 0 | 0 | 0 | 0 | 0 | 0 | 0 | 0 | 0 | 0 | 0 | 0
F6_Industrial_Instruments_New_Process_Natural Gas_Gas Boiler - Stack Economizer_A_Technical Potential | F6 | Industrial | Instruments | New | Process | Natural Gas | Gas Boiler - Stack Economizer | A | Incremental Winter Peak Savings (MW) | Technical Potential | 0 | 0 | 0 | 0 | 0 | 0 | 0 | 0 | 0 | 0 | 0 | 0 | 0 | 0 | 0 | 0 | 0 | 0 | 0 | 0 | 0 | 0 | 0
F7_Industrial_Instruments_New_Process_Natural Gas_Gas Boiler - Stack Economizer_A_Technical Potential | F7 | Industrial | Instruments | New | Process | Natural Gas | Gas Boiler - Stack Economizer | A | Cumulative Energy Savings (MWh or mTherms) | Technical Potential | 0 | 0 | 0.058735 | 0.16101 | 0.30656 | 0.50053 | 0.72298 | 0.95327 | 1.1609 | 1.3483 | 1.5102 | 1.6514 | 1.7735 | 1.8801 | 1.9693 | 2.0455 | 2.11 | 2.1098 | 2.109 | 2.1087 | 2.1082 | 2.1077 | 0
F8_Industrial_Instruments_New_Process_Natural Gas_Gas Boiler - Stack Economizer_A_Technical Potential | F8 | Industrial | Instruments | New | Process | Natural Gas | Gas Boiler - Stack Economizer | A | Cumulative Summer Peak Savings (MW) | Technical Potential | 0 | 0 | 0 | 0 | 0 | 0 | 0 | 0 | 0 | 0 | 0 | 0 | 0 | 0 | 0 | 0 | 0 | 0 | 0 | 0 | 0 | 0 | 0
F9_Industrial_Instruments_New_Process_Natural Gas_Gas Boiler - Stack Economizer_A_Technical Potential | F9 | Industrial | Instruments | New | Process | Natural Gas | Gas Boiler - Stack Economizer | A | Cumulative Winter Peak Savings (MW) | Technical Potential | 0 | 0 | 0 | 0 | 0 | 0 | 0 | 0 | 0 | 0 | 0 | 0 | 0 | 0 | 0 | 0 | 0 | 0 | 0 | 0 | 0 | 0 | 0
F10_Industrial_Instruments_New_Process_Natural Gas_Gas Boiler - Stack Economizer_A_Technical Potential | F10 | Industrial | Instruments | New | Process | Natural Gas | Gas Boiler - Stack Economizer | A | Purchases (Incremental) | Technical Potential | 0 | 0 | 17.4321 | 30.4223 | 43.3805 | 57.9047 | 66.6518 | 69.1254 | 62.5192 | 56.5114 | 49.0798 | 42.8252 | 37.0715 | 32.2661 | 27.2295 | 23.1609 | 19.6297 | 17.4321 | 30.4223 | 43.3805 | 57.9047 | 66.6518 | 0
F11_Industrial_Instruments_New_Process_Natural Gas_Gas Boiler - Stack Economizer_A_Technical Potential | F11 | Industrial | Instruments | New | Process | Natural Gas | Gas Boiler - Stack Economizer | A | Purchases (Cumulative) | Technical Potential | 0 | 0 | 17.4321 | 47.8543 | 91.2349 | 149.1396 | 215.7914 | 284.9168 | 347.436 | 403.9474 | 453.0272 | 495.8524 | 532.9238 | 565.19 | 592.4195 | 615.5804 | 635.2101 | 635.2101 | 635.2101 | 635.2101 | 635.2101 | 635.2101 | 0
F1_Industrial_Instruments_New_Space Heating_Natural Gas_Gas Furnace Tube Inserts_A_Technical Potential | F1 | Industrial | Instruments | New | Space Heating | Natural Gas | Gas Furnace Tube Inserts | A | Integrated Unit Energy Savings (kWh or therms) | Technical Potential | 0 | 0 | 0.077672 | 0.073123 | 0.071343 | 0.070307 | 0.069903 | 0.069551 | 0.069285 | 0.069051 | 0.068909 | 0.068771 | 0.068494 | 0.068271 | 0.068034 | 0.068243 | 0.068367 | 0.068363 | 0.068492 | 0.068472 | 0.068504 | 0.06844 | 0
F2_Industrial_Instruments_New_Space Heating_Natural Gas_Gas Furnace Tube Inserts_A_Technical Potential | F2 | Industrial | Instruments | New | Space Heating | Natural Gas | Gas Furnace Tube Inserts | A | Integrated Unit Summer Peak Savings (kW) | Technical Potential | 0 | 0 | 0 | 0 | 0 | 0 | 0 | 0 | 0 | 0 | 0 | 0 | 0 | 0 | 0 | 0 | 0 | 0 | 0 | 0 | 0 | 0 | 0
F3_Industrial_Instruments_New_Space Heating_Natural Gas_Gas Furnace Tube Inserts_A_Technical Potential | F3 | Industrial | Instruments | New | Space Heating | Natural Gas | Gas Furnace Tube Inserts | A | Integrated Unit Winter Peak Savings (kW) | Technical Potential | 0 | 0 | 0 | 0 | 0 | 0 | 0 | 0 | 0 | 0 | 0 | 0 | 0 | 0 | 0 | 0 | 0 | 0 | 0 | 0 | 0 | 0 | 0
F4_Industrial_Instruments_New_Space Heating_Natural Gas_Gas Furnace Tube Inserts_A_Technical Potential | F4 | Industrial | Instruments | New | Space Heating | Natural Gas | Gas Furnace Tube Inserts | A | Incremental Energy Savings (MWh or mTherms) | Technical Potential | 0 | 0 | 0 | 0 | 0 | 0 | 0 | 0 | 0 | 0 | 0 | 0 | 0 | 0 | 0 | 0 | 0 | 0 | 0 | 0 | 0 | 0 | 0
F5_Industrial_Instruments_New_Space Heating_Natural Gas_Gas Furnace Tube Inserts_A_Technical Potential | F5 | Industrial | Instruments | New | Space Heating | Natural Gas | Gas Furnace Tube Inserts | A | Incremental Summer Peak Savings (MW) | Technical Potential | 0 | 0 | 0 | 0 | 0 | 0 | 0 | 0 | 0 | 0 | 0 | 0 | 0 | 0 | 0 | 0 | 0 | 0 | 0 | 0 | 0 | 0 | 0
F6_Industrial_Instruments_New_Space Heating_Natural Gas_Gas Furnace Tube Inserts_A_Technical Potential | F6 | Industrial | Instruments | New | Space Heating | Natural Gas | Gas Furnace Tube Inserts | A | Incremental Winter Peak Savings (MW) | Technical Potential | 0 | 0 | 0 | 0 | 0 | 0 | 0 | 0 | 0 | 0 | 0 | 0 | 0 | 0 | 0 | 0 | 0 | 0 | 0 | 0 | 0 | 0 | 0
F7_Industrial_Instruments_New_Space Heating_Natural Gas_Gas Furnace Tube Inserts_A_Technical Potential | F7 | Industrial | Instruments | New | Space Heating | Natural Gas | Gas Furnace Tube Inserts | A | Cumulative Energy Savings (MWh or mTherms) | Technical Potential | 0 | 0 | 0 | 0 | 0 | 0 | 0 | 0 | 0 | 0 | 0 | 0 | 0 | 0 | 0 | 0 | 0 | 0 | 0 | 0 | 0 | 0 | 0
F8_Industrial_Instruments_New_Space Heating_Natural Gas_Gas Furnace Tube Inserts_A_Technical Potential | F8 | Industrial | Instruments | New | Space Heating | Natural Gas | Gas Furnace Tube Inserts | A | Cumulative Summer Peak Savings (MW) | Technical Potential | 0 | 0 | 0 | 0 | 0 | 0 | 0 | 0 | 0 | 0 | 0 | 0 | 0 | 0 | 0 | 0 | 0 | 0 | 0 | 0 | 0 | 0 | 0
F9_Industrial_Instruments_New_Space Heating_Natural Gas_Gas Furnace Tube Inserts_A_Technical Potential | F9 | Industrial | Instruments | New | Space Heating | Natural Gas | Gas Furnace Tube Inserts | A | Cumulative Winter Peak Savings (MW) | Technical Potential | 0 | 0 | 0 | 0 | 0 | 0 | 0 | 0 | 0 | 0 | 0 | 0 | 0 | 0 | 0 | 0 | 0 | 0 | 0 | 0 | 0 | 0 | 0
F10_Industrial_Instruments_New_Space Heating_Natural Gas_Gas Furnace Tube Inserts_A_Technical Potential | F10 | Industrial | Instruments | New | Space Heating | Natural Gas | Gas Furnace Tube Inserts | A | Purchases (Incremental) | Technical Potential | 0 | 0 | 0 | 0 | 0 | 0 | 0 | 0 | 0 | 0 | 0 | 0 | 0 | 0 | 0 | 0 | 0 | 0 | 0 | 0 | 0 | 0 | 0
F11_Industrial_Instruments_New_Space Heating_Natural Gas_Gas Furnace Tube Inserts_A_Technical Potential | F11 | Industrial | Instruments | New | Space Heating | Natural Gas | Gas Furnace Tube Inserts | A | Purchases (Cumulative) | Technical Potential | 0 | 0 | 0 | 0 | 0 | 0 | 0 | 0 | 0 | 0 | 0 | 0 | 0 | 0 | 0 | 0 | 0 | 0 | 0 | 0 | 0 | 0 | 0
F1_Industrial_Instruments_New_Space Heating_Natural Gas_Space Heating - Heat Recovery Ventilator_A_Technical Potential | F1 | Industrial | Instruments | New | Space Heating | Natural Gas | Space Heating - Heat Recovery Ventilator | A | Integrated Unit Energy Savings (kWh or therms) | Technical Potential | 0 | 0 | 0.01264 | 0.011884 | 0.011578 | 0.011392 | 0.011299 | 0.011214 | 0.011138 | 0.011063 | 0.010994 | 0.010922 | 0.010825 | 0.010739 | 0.010646 | 0.010633 | 0.010615 | 0.010594 | 0.010595 | 0.01059 | 0.010602 | 0.010605 | 0
F2_Industrial_Instruments_New_Space Heating_Natural Gas_Space Heating - Heat Recovery Ventilator_A_Technical Potential | F2 | Industrial | Instruments | New | Space Heating | Natural Gas | Space Heating - Heat Recovery Ventilator | A | Integrated Unit Summer Peak Savings (kW) | Technical Potential | 0 | 0 | 0 | 0 | 0 | 0 | 0 | 0 | 0 | 0 | 0 | 0 | 0 | 0 | 0 | 0 | 0 | 0 | 0 | 0 | 0 | 0 | 0
F3_Industrial_Instruments_New_Space Heating_Natural Gas_Space Heating - Heat Recovery Ventilator_A_Technical Potential | F3 | Industrial | Instruments | New | Space Heating | Natural Gas | Space Heating - Heat Recovery Ventilator | A | Integrated Unit Winter Peak Savings (kW) | Technical Potential | 0 | 0 | 0 | 0 | 0 | 0 | 0 | 0 | 0 | 0 | 0 | 0 | 0 | 0 | 0 | 0 | 0 | 0 | 0 | 0 | 0 | 0 | 0
F4_Industrial_Instruments_New_Space Heating_Natural Gas_Space Heating - Heat Recovery Ventilator_A_Technical Potential | F4 | Industrial | Instruments | New | Space Heating | Natural Gas | Space Heating - Heat Recovery Ventilator | A | Incremental Energy Savings (MWh or mTherms) | Technical Potential | 0 | 0 | 0.0049279 | 0.008086 | 0.011233 | 0.014753 | 0.016843 | 0.019263 | 0.02163 | 0.024276 | 0.026188 | 0.028377 | 0.030433 | 0.032849 | 0.03435 | 0.036476 | 0.038581 | 0.041019 | 0.042683 | 0.044709 | 0.046751 | 0.048752 | 0
F5_Industrial_Instruments_New_Space Heating_Natural Gas_Space Heating - Heat Recovery Ventilator_A_Technical Potential | F5 | Industrial | Instruments | New | Space Heating | Natural Gas | Space Heating - Heat Recovery Ventilator | A | Incremental Summer Peak Savings (MW) | Technical Potential | 0 | 0 | 0 | 0 | 0 | 0 | 0 | 0 | 0 | 0 | 0 | 0 | 0 | 0 | 0 | 0 | 0 | 0 | 0 | 0 | 0 | 0 | 0
F6_Industrial_Instruments_New_Space Heating_Natural Gas_Space Heating - Heat Recovery Ventilator_A_Technical Potential | F6 | Industrial | Instruments | New | Space Heating | Natural Gas | Space Heating - Heat Recovery Ventilator | A | Incremental Winter Peak Savings (MW) | Technical Potential | 0 | 0 | 0 | 0 | 0 | 0 | 0 | 0 | 0 | 0 | 0 | 0 | 0 | 0 | 0 | 0 | 0 | 0 | 0 | 0 | 0 | 0 | 0
F7_Industrial_Instruments_New_Space Heating_Natural Gas_Space Heating - Heat Recovery Ventilator_A_Technical Potential | F7 | Industrial | Instruments | New | Space Heating | Natural Gas | Space Heating - Heat Recovery Ventilator | A | Cumulative Energy Savings (MWh or mTherms) | Technical Potential | 0 | 0 | 0.0049279 | 0.012719 | 0.023625 | 0.037998 | 0.054531 | 0.073383 | 0.094516 | 0.11816 | 0.1436 | 0.17104 | 0.19995 | 0.23123 | 0.26356 | 0.29971 | 0.3378 | 0.37402 | 0.40954 | 0.44377 | 0.4773 | 0.51038 | 0
F8_Industrial_Instruments_New_Space Heating_Natural Gas_Space Heating - Heat Recovery Ventilator_A_Technical Potential | F8 | Industrial | Instruments | New | Space Heating | Natural Gas | Space Heating - Heat Recovery Ventilator | A | Cumulative Summer Peak Savings (MW) | Technical Potential | 0 | 0 | 0 | 0 | 0 | 0 | 0 | 0 | 0 | 0 | 0 | 0 | 0 | 0 | 0 | 0 | 0 | 0 | 0 | 0 | 0 | 0 | 0
F9_Industrial_Instruments_New_Space Heating_Natural Gas_Space Heating - Heat Recovery Ventilator_A_Technical Potential | F9 | Industrial | Instruments | New | Space Heating | Natural Gas | Space Heating - Heat Recovery Ventilator | A | Cumulative Winter Peak Savings (MW) | Technical Potential | 0 | 0 | 0 | 0 | 0 | 0 | 0 | 0 | 0 | 0 | 0 | 0 | 0 | 0 | 0 | 0 | 0 | 0 | 0 | 0 | 0 | 0 | 0
F10_Industrial_Instruments_New_Space Heating_Natural Gas_Space Heating - Heat Recovery Ventilator_A_Technical Potential | F10 | Industrial | Instruments | New | Space Heating | Natural Gas | Space Heating - Heat Recovery Ventilator | A | Purchases (Incremental) | Technical Potential | 0 | 0 | 389.8704 | 680.3976 | 970.2114 | 1295.0472 | 1490.6766 | 1717.7762 | 1942.0137 | 2194.2463 | 2382.1077 | 2598.1742 | 2811.3749 | 3058.6938 | 3226.55 | 3430.5559 | 3634.4073 | 3871.718 | 4028.4686 | 4221.6225 | 4409.5158 | 4596.854 | 0
F11_Industrial_Instruments_New_Space Heating_Natural Gas_Space Heating - Heat Recovery Ventilator_A_Technical Potential | F11 | Industrial | Instruments | New | Space Heating | Natural Gas | Space Heating - Heat Recovery Ventilator | A | Purchases (Cumulative) | Technical Potential | 0 | 0 | 389.8704 | 1070.2681 | 2040.4795 | 3335.5267 | 4826.2033 | 6543.9795 | 8485.9932 | 10680.2395 | 13062.3473 | 15660.5215 | 18471.8964 | 21530.5901 | 24757.1401 | 28187.696 | 31822.1033 | 35303.9508 | 38652.0218 | 41903.4329 | 45017.9014 | 48124.0789 | 0
F1_Industrial_Instruments_New_Space Heating_Natural Gas_Thermostat - Programmable_A_Technical Potential | F1 | Industrial | Instruments | New | Space Heating | Natural Gas | Thermostat - Programmable | A | Integrated Unit Energy Savings (kWh or therms) | Technical Potential | 0 | 0 | 0.0061135 | 0.0057473 | 0.0055988 | 0.0055081 | 0.0054623 | 0.0054205 | 0.0053831 | 0.0053466 | 0.0053122 | 0.0052769 | 0.0052294 | 0.0051876 | 0.0051417 | 0.0051348 | 0.0051258 | 0.0051153 | 0.0051153 | 0.0051124 | 0.0051179 | 0.0051191 | 0
F2_Industrial_Instruments_New_Space Heating_Natural Gas_Thermostat - Programmable_A_Technical Potential | F2 | Industrial | Instruments | New | Space Heating | Natural Gas | Thermostat - Programmable | A | Integrated Unit Summer Peak Savings (kW) | Technical Potential | 0 | 0 | 0 | 0 | 0 | 0 | 0 | 0 | 0 | 0 | 0 | 0 | 0 | 0 | 0 | 0 | 0 | 0 | 0 | 0 | 0 | 0 | 0
F3_Industrial_Instruments_New_Space Heating_Natural Gas_Thermostat - Programmable_A_Technical Potential | F3 | Industrial | Instruments | New | Space Heating | Natural Gas | Thermostat - Programmable | A | Integrated Unit Winter Peak Savings (kW) | Technical Potential | 0 | 0 | 0 | 0 | 0 | 0 | 0 | 0 | 0 | 0 | 0 | 0 | 0 | 0 | 0 | 0 | 0 | 0 | 0 | 0 | 0 | 0 | 0
F4_Industrial_Instruments_New_Space Heating_Natural Gas_Thermostat - Programmable_A_Technical Potential | F4 | Industrial | Instruments | New | Space Heating | Natural Gas | Thermostat - Programmable | A | Incremental Energy Savings (MWh or mTherms) | Technical Potential | 0 | 0 | 0.0071504 | 0.011731 | 0.016296 | 0.0214 | 0.024428 | 0.027933 | 0.031362 | 0.035195 | 0.037963 | 0.041131 | 0.044105 | 0.047602 | 0.04977 | 0.052845 | 0.055888 | 0.059415 | 0.06182 | 0.064748 | 0.067703 | 0.070596 | 0
F5_Industrial_Instruments_New_Space Heating_Natural Gas_Thermostat - Programmable_A_Technical Potential | F5 | Industrial | Instruments | New | Space Heating | Natural Gas | Thermostat - Programmable | A | Incremental Summer Peak Savings (MW) | Technical Potential | 0 | 0 | 0 | 0 | 0 | 0 | 0 | 0 | 0 | 0 | 0 | 0 | 0 | 0 | 0 | 0 | 0 | 0 | 0 | 0 | 0 | 0 | 0
F6_Industrial_Instruments_New_Space Heating_Natural Gas_Thermostat - Programmable_A_Technical Potential | F6 | Industrial | Instruments | New | Space Heating | Natural Gas | Thermostat - Programmable | A | Incremental Winter Peak Savings (MW) | Technical Potential | 0 | 0 | 0 | 0 | 0 | 0 | 0 | 0 | 0 | 0 | 0 | 0 | 0 | 0 | 0 | 0 | 0 | 0 | 0 | 0 | 0 | 0 | 0
F7_Industrial_Instruments_New_Space Heating_Natural Gas_Thermostat - Programmable_A_Technical Potential | F7 | Industrial | Instruments | New | Space Heating | Natural Gas | Thermostat - Programmable | A | Cumulative Energy Savings (MWh or mTherms) | Technical Potential | 0 | 0 | 0.0071504 | 0.018453 | 0.034272 | 0.055117 | 0.079086 | 0.10641 | 0.13704 | 0.17131 | 0.20817 | 0.24792 | 0.28979 | 0.32901 | 0.36537 | 0.40278 | 0.43805 | 0.47369 | 0.50915 | 0.54383 | 0.57842 | 0.61258 | 0
F8_Industrial_Instruments_New_Space Heating_Natural Gas_Thermostat - Programmable_A_Technical Potential | F8 | Industrial | Instruments | New | Space Heating | Natural Gas | Thermostat - Programmable | A | Cumulative Summer Peak Savings (MW) | Technical Potential | 0 | 0 | 0 | 0 | 0 | 0 | 0 | 0 | 0 | 0 | 0 | 0 | 0 | 0 | 0 | 0 | 0 | 0 | 0 | 0 | 0 | 0 | 0
F9_Industrial_Instruments_New_Space Heating_Natural Gas_Thermostat - Programmable_A_Technical Potential | F9 | Industrial | Instruments | New | Space Heating | Natural Gas | Thermostat - Programmable | A | Cumulative Winter Peak Savings (MW) | Technical Potential | 0 | 0 | 0 | 0 | 0 | 0 | 0 | 0 | 0 | 0 | 0 | 0 | 0 | 0 | 0 | 0 | 0 | 0 | 0 | 0 | 0 | 0 | 0
F10_Industrial_Instruments_New_Space Heating_Natural Gas_Thermostat - Programmable_A_Technical Potential | F10 | Industrial | Instruments | New | Space Heating | Natural Gas | Thermostat - Programmable | A | Purchases (Incremental) | Technical Potential | 0 | 0 | 1169.6113 | 2041.1929 | 2910.6342 | 3885.1417 | 4472.0298 | 5153.3285 | 5826.0412 | 6582.739 | 7146.3232 | 7794.5226 | 8434.1248 | 9176.0813 | 9679.65 | 10291.6677 | 10903.2219 | 11615.1539 | 12085.4058 | 12664.8674 | 13228.5473 | 13790.5621 | 0
F11_Industrial_Instruments_New_Space Heating_Natural Gas_Thermostat - Programmable_A_Technical Potential | F11 | Industrial | Instruments | New | Space Heating | Natural Gas | Thermostat - Programmable | A | Purchases (Cumulative) | Technical Potential | 0 | 0 | 1169.6113 | 3210.8043 | 6121.4385 | 10006.5801 | 14478.6099 | 19631.9384 | 25457.9796 | 32040.7186 | 39187.0418 | 46981.5644 | 55415.6892 | 63422.1591 | 71060.6161 | 78441.6496 | 85459.7298 | 92602.8539 | 99534.9312 | 106373.7574 | 113019.5658 | 119663.8046 | 0
F1_Industrial_Instruments_New_Space Heating_Natural Gas_ENERGY STAR Connected Thermostat_A_Technical Potential | F1 | Industrial | Instruments | New | Space Heating | Natural Gas | ENERGY STAR Connected Thermostat | A | Integrated Unit Energy Savings (kWh or therms) | Technical Potential | 0 | 0 | 0.014774 | 0.013886 | 0.013525 | 0.013304 | 0.013191 | 0.013088 | 0.012995 | 0.012905 | 0.01282 | 0.012732 | 0.012615 | 0.012513 | 0.012401 | 0.012383 | 0.012361 | 0.012335 | 0.012334 | 0.012326 | 0.012339 | 0.012341 | 0
F2_Industrial_Instruments_New_Space Heating_Natural Gas_ENERGY STAR Connected Thermostat_A_Technical Potential | F2 | Industrial | Instruments | New | Space Heating | Natural Gas | ENERGY STAR Connected Thermostat | A | Integrated Unit Summer Peak Savings (kW) | Technical Potential | 0 | 0 | 0 | 0 | 0 | 0 | 0 | 0 | 0 | 0 | 0 | 0 | 0 | 0 | 0 | 0 | 0 | 0 | 0 | 0 | 0 | 0 | 0
F3_Industrial_Instruments_New_Space Heating_Natural Gas_ENERGY STAR Connected Thermostat_A_Technical Potential | F3 | Industrial | Instruments | New | Space Heating | Natural Gas | ENERGY STAR Connected Thermostat | A | Integrated Unit Winter Peak Savings (kW) | Technical Potential | 0 | 0 | 0 | 0 | 0 | 0 | 0 | 0 | 0 | 0 | 0 | 0 | 0 | 0 | 0 | 0 | 0 | 0 | 0 | 0 | 0 | 0 | 0
F4_Industrial_Instruments_New_Space Heating_Natural Gas_ENERGY STAR Connected Thermostat_A_Technical Potential | F4 | Industrial | Instruments | New | Space Heating | Natural Gas | ENERGY STAR Connected Thermostat | A | Incremental Energy Savings (MWh or mTherms) | Technical Potential | 0 | 0 | 0.01728 | 0.028345 | 0.039367 | 0.051689 | 0.058991 | 0.067445 | 0.075711 | 0.084951 | 0.091613 | 0.099243 | 0.1064 | 0.11482 | 0.12004 | 0.12744 | 0.13477 | 0.14327 | 0.14906 | 0.15611 | 0.17493 | 0.18975 | 0
F5_Industrial_Instruments_New_Space Heating_Natural Gas_ENERGY STAR Connected Thermostat_A_Technical Potential | F5 | Industrial | Instruments | New | Space Heating | Natural Gas | ENERGY STAR Connected Thermostat | A | Incremental Summer Peak Savings (MW) | Technical Potential | 0 | 0 | 0 | 0 | 0 | 0 | 0 | 0 | 0 | 0 | 0 | 0 | 0 | 0 | 0 | 0 | 0 | 0 | 0 | 0 | 0 | 0 | 0
F6_Industrial_Instruments_New_Space Heating_Natural Gas_ENERGY STAR Connected Thermostat_A_Technical Potential | F6 | Industrial | Instruments | New | Space Heating | Natural Gas | ENERGY STAR Connected Thermostat | A | Incremental Winter Peak Savings (MW) | Technical Potential | 0 | 0 | 0 | 0 | 0 | 0 | 0 | 0 | 0 | 0 | 0 | 0 | 0 | 0 | 0 | 0 | 0 | 0 | 0 | 0 | 0 | 0 | 0
F7_Industrial_Instruments_New_Space Heating_Natural Gas_ENERGY STAR Connected Thermostat_A_Technical Potential | F7 | Industrial | Instruments | New | Space Heating | Natural Gas | ENERGY STAR Connected Thermostat | A | Cumulative Energy Savings (MWh or mTherms) | Technical Potential | 0 | 0 | 0.01728 | 0.044587 | 0.082795 | 0.13313 | 0.19099 | 0.24163 | 0.28911 | 0.33449 | 0.37408 | 0.41384 | 0.45143 | 0.48969 | 0.5237 | 0.5619 | 0.59931 | 0.62286 | 0.63351 | 0.63405 | 0.6347 | 0.63483 | 0
F8_Industrial_Instruments_New_Space Heating_Natural Gas_ENERGY STAR Connected Thermostat_A_Technical Potential | F8 | Industrial | Instruments | New | Space Heating | Natural Gas | ENERGY STAR Connected Thermostat | A | Cumulative Summer Peak Savings (MW) | Technical Potential | 0 | 0 | 0 | 0 | 0 | 0 | 0 | 0 | 0 | 0 | 0 | 0 | 0 | 0 | 0 | 0 | 0 | 0 | 0 | 0 | 0 | 0 | 0
F9_Industrial_Instruments_New_Space Heating_Natural Gas_ENERGY STAR Connected Thermostat_A_Technical Potential | F9 | Industrial | Instruments | New | Space Heating | Natural Gas | ENERGY STAR Connected Thermostat | A | Cumulative Winter Peak Savings (MW) | Technical Potential | 0 | 0 | 0 | 0 | 0 | 0 | 0 | 0 | 0 | 0 | 0 | 0 | 0 | 0 | 0 | 0 | 0 | 0 | 0 | 0 | 0 | 0 | 0
F10_Industrial_Instruments_New_Space Heating_Natural Gas_ENERGY STAR Connected Thermostat_A_Technical Potential | F10 | Industrial | Instruments | New | Space Heating | Natural Gas | ENERGY STAR Connected Thermostat | A | Purchases (Incremental) | Technical Potential | 0 | 0 | 1169.6113 | 2041.1929 | 2910.6342 | 3885.1417 | 4472.0298 | 5153.3285 | 5826.0412 | 6582.739 | 7146.3232 | 7794.5226 | 8434.1248 | 9176.0813 | 9679.65 | 10291.6677 | 10903.2219 | 11615.1539 | 12085.4058 | 12664.8674 | 14176.8093 | 15375.2517 | 0
F11_Industrial_Instruments_New_Space Heating_Natural Gas_ENERGY STAR Connected Thermostat_A_Technical Potential | F11 | Industrial | Instruments | New | Space Heating | Natural Gas | ENERGY STAR Connected Thermostat | A | Purchases (Cumulative) | Technical Potential | 0 | 0 | 1169.6113 | 3210.8043 | 6121.4385 | 10006.5801 | 14478.6099 | 18462.3271 | 22247.1754 | 25919.2801 | 29180.4617 | 32502.9545 | 35783.7507 | 39133.7908 | 42230.7018 | 45376.0462 | 48484.7455 | 50496.1633 | 51364.2949 | 51438.8782 | 51438.8782 | 51438.8782 | 0
F1_Industrial_Instruments_New_Space Heating_Natural Gas_Destratification Fans (HVLS)_A_Technical Potential | F1 | Industrial | Instruments | New | Space Heating | Natural Gas | Destratification Fans (HVLS) | A | Integrated Unit Energy Savings (kWh or therms) | Technical Potential | 0 | 0 | 0.014763 | 0.01387 | 0.013504 | 0.013279 | 0.013159 | 0.013053 | 0.012958 | 0.012867 | 0.01278 | 0.012693 | 0.012575 | 0.012473 | 0.01236 | 0.012342 | 0.01232 | 0.012295 | 0.012294 | 0.012289 | 0.012303 | 0.012307 | 0
F2_Industrial_Instruments_New_Space Heating_Natural Gas_Destratification Fans (HVLS)_A_Technical Potential | F2 | Industrial | Instruments | New | Space Heating | Natural Gas | Destratification Fans (HVLS) | A | Integrated Unit Summer Peak Savings (kW) | Technical Potential | 0 | 0 | 0 | 0 | 0 | 0 | 0 | 0 | 0 | 0 | 0 | 0 | 0 | 0 | 0 | 0 | 0 | 0 | 0 | 0 | 0 | 0 | 0
F3_Industrial_Instruments_New_Space Heating_Natural Gas_Destratification Fans (HVLS)_A_Technical Potential | F3 | Industrial | Instruments | New | Space Heating | Natural Gas | Destratification Fans (HVLS) | A | Integrated Unit Winter Peak Savings (kW) | Technical Potential | 0 | 0 | 0 | 0 | 0 | 0 | 0 | 0 | 0 | 0 | 0 | 0 | 0 | 0 | 0 | 0 | 0 | 0 | 0 | 0 | 0 | 0 | 0
F4_Industrial_Instruments_New_Space Heating_Natural Gas_Destratification Fans (HVLS)_A_Technical Potential | F4 | Industrial | Instruments | New | Space Heating | Natural Gas | Destratification Fans (HVLS) | A | Incremental Energy Savings (MWh or mTherms) | Technical Potential | 0 | 0 | 0.017267 | 0.028312 | 0.039305 | 0.051589 | 0.058847 | 0.067264 | 0.075494 | 0.0847 | 0.091332 | 0.098932 | 0.10606 | 0.11446 | 0.11964 | 0.12702 | 0.13432 | 0.1428 | 0.14858 | 0.15564 | 0.16275 | 0.16972 | 0
F5_Industrial_Instruments_New_Space Heating_Natural Gas_Destratification Fans (HVLS)_A_Technical Potential | F5 | Industrial | Instruments | New | Space Heating | Natural Gas | Destratification Fans (HVLS) | A | Incremental Summer Peak Savings (MW) | Technical Potential | 0 | 0 | 0 | 0 | 0 | 0 | 0 | 0 | 0 | 0 | 0 | 0 | 0 | 0 | 0 | 0 | 0 | 0 | 0 | 0 | 0 | 0 | 0
F6_Industrial_Instruments_New_Space Heating_Natural Gas_Destratification Fans (HVLS)_A_Technical Potential | F6 | Industrial | Instruments | New | Space Heating | Natural Gas | Destratification Fans (HVLS) | A | Incremental Winter Peak Savings (MW) | Technical Potential | 0 | 0 | 0 | 0 | 0 | 0 | 0 | 0 | 0 | 0 | 0 | 0 | 0 | 0 | 0 | 0 | 0 | 0 | 0 | 0 | 0 | 0 | 0
F7_Industrial_Instruments_New_Space Heating_Natural Gas_Destratification Fans (HVLS)_A_Technical Potential | F7 | Industrial | Instruments | New | Space Heating | Natural Gas | Destratification Fans (HVLS) | A | Cumulative Energy Savings (MWh or mTherms) | Technical Potential | 0 | 0 | 0.017267 | 0.044534 | 0.082664 | 0.13287 | 0.19052 | 0.25625 | 0.32989 | 0.41227 | 0.50082 | 0.59632 | 0.68216 | 0.76562 | 0.84237 | 0.9202 | 0.99773 | 1.0752 | 1.1521 | 1.2263 | 1.3026 | 1.3768 | 0
F8_Industrial_Instruments_New_Space Heating_Natural Gas_Destratification Fans (HVLS)_A_Technical Potential | F8 | Industrial | Instruments | New | Space Heating | Natural Gas | Destratification Fans (HVLS) | A | Cumulative Summer Peak Savings (MW) | Technical Potential | 0 | 0 | 0 | 0 | 0 | 0 | 0 | 0 | 0 | 0 | 0 | 0 | 0 | 0 | 0 | 0 | 0 | 0 | 0 | 0 | 0 | 0 | 0
F9_Industrial_Instruments_New_Space Heating_Natural Gas_Destratification Fans (HVLS)_A_Technical Potential | F9 | Industrial | Instruments | New | Space Heating | Natural Gas | Destratification Fans (HVLS) | A | Cumulative Winter Peak Savings (MW) | Technical Potential | 0 | 0 | 0 | 0 | 0 | 0 | 0 | 0 | 0 | 0 | 0 | 0 | 0 | 0 | 0 | 0 | 0 | 0 | 0 | 0 | 0 | 0 | 0
F10_Industrial_Instruments_New_Space Heating_Natural Gas_Destratification Fans (HVLS)_A_Technical Potential | F10 | Industrial | Instruments | New | Space Heating | Natural Gas | Destratification Fans (HVLS) | A | Purchases (Incremental) | Technical Potential | 0 | 0 | 1169.6113 | 2041.1929 | 2910.6342 | 3885.1417 | 4472.0298 | 5153.3285 | 5826.0412 | 6582.739 | 7146.3232 | 7794.5226 | 8434.1248 | 9176.0813 | 9679.65 | 10291.6677 | 10903.2219 | 11615.1539 | 12085.4058 | 12664.8674 | 13228.5473 | 13790.5621 | 0
F11_Industrial_Instruments_New_Space Heating_Natural Gas_Destratification Fans (HVLS)_A_Technical Potential | F11 | Industrial | Instruments | New | Space Heating | Natural Gas | Destratification Fans (HVLS) | A | Purchases (Cumulative) | Technical Potential | 0 | 0 | 1169.6113 | 3210.8043 | 6121.4385 | 10006.5801 | 14478.6099 | 19631.9384 | 25457.9796 | 32040.7186 | 39187.0418 | 46981.5644 | 54246.0778 | 61380.9662 | 68149.9819 | 74556.5079 | 80987.7 | 87449.5253 | 93708.89 | 99791.0185 | 105873.2426 | 111869.2821 | 0
F1_Industrial_Instruments_New_Space Heating_Natural Gas_Gas Boiler - Insulate Steam Lines/Condensate Tank_A_Technical Potential | F1 | Industrial | Instruments | New | Space Heating | Natural Gas | Gas Boiler - Insulate Steam Lines/Condensate Tank | A | Integrated Unit Energy Savings (kWh or therms) | Technical Potential | 0 | 0 | 42.5152 | 39.9784 | 38.9542 | 38.3315 | 38.0246 | 37.7435 | 37.4927 | 37.246 | 37.0155 | 36.7773 | 36.4528 | 36.1668 | 35.8542 | 35.8111 | 35.7534 | 35.6822 | 35.6862 | 35.6691 | 35.7094 | 35.72 | 0
F2_Industrial_Instruments_New_Space Heating_Natural Gas_Gas Boiler - Insulate Steam Lines/Condensate Tank_A_Technical Potential | F2 | Industrial | Instruments | New | Space Heating | Natural Gas | Gas Boiler - Insulate Steam Lines/Condensate Tank | A | Integrated Unit Summer Peak Savings (kW) | Technical Potential | 0 | 0 | 0 | 0 | 0 | 0 | 0 | 0 | 0 | 0 | 0 | 0 | 0 | 0 | 0 | 0 | 0 | 0 | 0 | 0 | 0 | 0 | 0
F3_Industrial_Instruments_New_Space Heating_Natural Gas_Gas Boiler - Insulate Steam Lines/Condensate Tank_A_Technical Potential | F3 | Industrial | Instruments | New | Space Heating | Natural Gas | Gas Boiler - Insulate Steam Lines/Condensate Tank | A | Integrated Unit Winter Peak Savings (kW) | Technical Potential | 0 | 0 | 0 | 0 | 0 | 0 | 0 | 0 | 0 | 0 | 0 | 0 | 0 | 0 | 0 | 0 | 0 | 0 | 0 | 0 | 0 | 0 | 0
F4_Industrial_Instruments_New_Space Heating_Natural Gas_Gas Boiler - Insulate Steam Lines/Condensate Tank_A_Technical Potential | F4 | Industrial | Instruments | New | Space Heating | Natural Gas | Gas Boiler - Insulate Steam Lines/Condensate Tank | A | Incremental Energy Savings (MWh or mTherms) | Technical Potential | 0 | 0 | 0.0013961 | 0.0022911 | 0.0031833 | 0.0041811 | 0.0047742 | 0.0054608 | 0.0061327 | 0.0068836 | 0.0074267 | 0.0080482 | 0.0086318 | 0.0093175 | 0.0097438 | 0.010347 | 0.010945 | 0.011636 | 0.012109 | 0.012683 | 0.013262 | 0.01383 | 0
F5_Industrial_Instruments_New_Space Heating_Natural Gas_Gas Boiler - Insulate Steam Lines/Condensate Tank_A_Technical Potential | F5 | Industrial | Instruments | New | Space Heating | Natural Gas | Gas Boiler - Insulate Steam Lines/Condensate Tank | A | Incremental Summer Peak Savings (MW) | Technical Potential | 0 | 0 | 0 | 0 | 0 | 0 | 0 | 0 | 0 | 0 | 0 | 0 | 0 | 0 | 0 | 0 | 0 | 0 | 0 | 0 | 0 | 0 | 0
F6_Industrial_Instruments_New_Space Heating_Natural Gas_Gas Boiler - Insulate Steam Lines/Condensate Tank_A_Technical Potential | F6 | Industrial | Instruments | New | Space Heating | Natural Gas | Gas Boiler - Insulate Steam Lines/Condensate Tank | A | Incremental Winter Peak Savings (MW) | Technical Potential | 0 | 0 | 0 | 0 | 0 | 0 | 0 | 0 | 0 | 0 | 0 | 0 | 0 | 0 | 0 | 0 | 0 | 0 | 0 | 0 | 0 | 0 | 0
F7_Industrial_Instruments_New_Space Heating_Natural Gas_Gas Boiler - Insulate Steam Lines/Condensate Tank_A_Technical Potential | F7 | Industrial | Instruments | New | Space Heating | Natural Gas | Gas Boiler - Insulate Steam Lines/Condensate Tank | A | Cumulative Energy Savings (MWh or mTherms) | Technical Potential | 0 | 0 | 0.0013961 | 0.0036039 | 0.0066948 | 0.010769 | 0.015457 | 0.020803 | 0.026798 | 0.033505 | 0.040724 | 0.048511 | 0.056714 | 0.065587 | 0.074764 | 0.085021 | 0.095829 | 0.10727 | 0.11939 | 0.13202 | 0.14543 | 0.15931 | 0
F8_Industrial_Instruments_New_Space Heating_Natural Gas_Gas Boiler - Insulate Steam Lines/Condensate Tank_A_Technical Potential | F8 | Industrial | Instruments | New | Space Heating | Natural Gas | Gas Boiler - Insulate Steam Lines/Condensate Tank | A | Cumulative Summer Peak Savings (MW) | Technical Potential | 0 | 0 | 0 | 0 | 0 | 0 | 0 | 0 | 0 | 0 | 0 | 0 | 0 | 0 | 0 | 0 | 0 | 0 | 0 | 0 | 0 | 0 | 0
F9_Industrial_Instruments_New_Space Heating_Natural Gas_Gas Boiler - Insulate Steam Lines/Condensate Tank_A_Technical Potential | F9 | Industrial | Instruments | New | Space Heating | Natural Gas | Gas Boiler - Insulate Steam Lines/Condensate Tank | A | Cumulative Winter Peak Savings (MW) | Technical Potential | 0 | 0 | 0 | 0 | 0 | 0 | 0 | 0 | 0 | 0 | 0 | 0 | 0 | 0 | 0 | 0 | 0 | 0 | 0 | 0 | 0 | 0 | 0
F10_Industrial_Instruments_New_Space Heating_Natural Gas_Gas Boiler - Insulate Steam Lines/Condensate Tank_A_Technical Potential | F10 | Industrial | Instruments | New | Space Heating | Natural Gas | Gas Boiler - Insulate Steam Lines/Condensate Tank | A | Purchases (Incremental) | Technical Potential | 0 | 0 | 0.032838 | 0.057308 | 0.081718 | 0.10908 | 0.12556 | 0.14468 | 0.16357 | 0.18481 | 0.20064 | 0.21884 | 0.23679 | 0.25762 | 0.27176 | 0.28895 | 0.30612 | 0.3261 | 0.33931 | 0.35557 | 0.3714 | 0.38718 | 0
F11_Industrial_Instruments_New_Space Heating_Natural Gas_Gas Boiler - Insulate Steam Lines/Condensate Tank_A_Technical Potential | F11 | Industrial | Instruments | New | Space Heating | Natural Gas | Gas Boiler - Insulate Steam Lines/Condensate Tank | A | Purchases (Cumulative) | Technical Potential | 0 | 0 | 0.032838 | 0.090145 | 0.17186 | 0.28094 | 0.4065 | 0.55118 | 0.71475 | 0.89956 | 1.1002 | 1.319 | 1.5558 | 1.8135 | 2.0852 | 2.3742 | 2.6803 | 3.0064 | 3.3457 | 3.7013 | 4.0727 | 4.4598 | 0
F1_Industrial_Instruments_New_Process_Natural Gas_Gas Boiler - Insulate Steam Lines/Condensate Tank_A_Technical Potential | F1 | Industrial | Instruments | New | Process | Natural Gas | Gas Boiler - Insulate Steam Lines/Condensate Tank | A | Integrated Unit Energy Savings (kWh or therms) | Technical Potential | 0 | 0 | 27.8863 | 27.8543 | 27.8236 | 27.7963 | 27.7567 | 27.7256 | 27.6965 | 27.6726 | 27.6458 | 27.6263 | 27.6114 | 27.6048 | 27.5942 | 27.5901 | 27.5871 | 27.5898 | 27.5876 | 27.5897 | 27.5908 | 27.5912 | 0
F2_Industrial_Instruments_New_Process_Natural Gas_Gas Boiler - Insulate Steam Lines/Condensate Tank_A_Technical Potential | F2 | Industrial | Instruments | New | Process | Natural Gas | Gas Boiler - Insulate Steam Lines/Condensate Tank | A | Integrated Unit Summer Peak Savings (kW) | Technical Potential | 0 | 0 | 0 | 0 | 0 | 0 | 0 | 0 | 0 | 0 | 0 | 0 | 0 | 0 | 0 | 0 | 0 | 0 | 0 | 0 | 0 | 0 | 0
F3_Industrial_Instruments_New_Process_Natural Gas_Gas Boiler - Insulate Steam Lines/Condensate Tank_A_Technical Potential | F3 | Industrial | Instruments | New | Process | Natural Gas | Gas Boiler - Insulate Steam Lines/Condensate Tank | A | Integrated Unit Winter Peak Savings (kW) | Technical Potential | 0 | 0 | 0 | 0 | 0 | 0 | 0 | 0 | 0 | 0 | 0 | 0 | 0 | 0 | 0 | 0 | 0 | 0 | 0 | 0 | 0 | 0 | 0
F4_Industrial_Instruments_New_Process_Natural Gas_Gas Boiler - Insulate Steam Lines/Condensate Tank_A_Technical Potential | F4 | Industrial | Instruments | New | Process | Natural Gas | Gas Boiler - Insulate Steam Lines/Condensate Tank | A | Incremental Energy Savings (MWh or mTherms) | Technical Potential | 0 | 0 | 0.027778 | 0.048423 | 0.068972 | 0.091974 | 0.10572 | 0.12169 | 0.13743 | 0.15514 | 0.16826 | 0.18339 | 0.19833 | 0.21573 | 0.22748 | 0.24183 | 0.25617 | 0.27293 | 0.28395 | 0.29759 | 0.31085 | 0.32406 | 0
F5_Industrial_Instruments_New_Process_Natural Gas_Gas Boiler - Insulate Steam Lines/Condensate Tank_A_Technical Potential | F5 | Industrial | Instruments | New | Process | Natural Gas | Gas Boiler - Insulate Steam Lines/Condensate Tank | A | Incremental Summer Peak Savings (MW) | Technical Potential | 0 | 0 | 0 | 0 | 0 | 0 | 0 | 0 | 0 | 0 | 0 | 0 | 0 | 0 | 0 | 0 | 0 | 0 | 0 | 0 | 0 | 0 | 0
F6_Industrial_Instruments_New_Process_Natural Gas_Gas Boiler - Insulate Steam Lines/Condensate Tank_A_Technical Potential | F6 | Industrial | Instruments | New | Process | Natural Gas | Gas Boiler - Insulate Steam Lines/Condensate Tank | A | Incremental Winter Peak Savings (MW) | Technical Potential | 0 | 0 | 0 | 0 | 0 | 0 | 0 | 0 | 0 | 0 | 0 | 0 | 0 | 0 | 0 | 0 | 0 | 0 | 0 | 0 | 0 | 0 | 0
F7_Industrial_Instruments_New_Process_Natural Gas_Gas Boiler - Insulate Steam Lines/Condensate Tank_A_Technical Potential | F7 | Industrial | Instruments | New | Process | Natural Gas | Gas Boiler - Insulate Steam Lines/Condensate Tank | A | Cumulative Energy Savings (MWh or mTherms) | Technical Potential | 0 | 0 | 0.027778 | 0.076169 | 0.14506 | 0.23689 | 0.34227 | 0.46357 | 0.60051 | 0.75513 | 0.92266 | 1.1054 | 1.3031 | 1.5186 | 1.7455 | 1.987 | 2.243 | 2.5161 | 2.7999 | 3.0977 | 3.4087 | 3.7328 | 0
F8_Industrial_Instruments_New_Process_Natural Gas_Gas Boiler - Insulate Steam Lines/Condensate Tank_A_Technical Potential | F8 | Industrial | Instruments | New | Process | Natural Gas | Gas Boiler - Insulate Steam Lines/Condensate Tank | A | Cumulative Summer Peak Savings (MW) | Technical Potential | 0 | 0 | 0 | 0 | 0 | 0 | 0 | 0 | 0 | 0 | 0 | 0 | 0 | 0 | 0 | 0 | 0 | 0 | 0 | 0 | 0 | 0 | 0
F9_Industrial_Instruments_New_Process_Natural Gas_Gas Boiler - Insulate Steam Lines/Condensate Tank_A_Technical Potential | F9 | Industrial | Instruments | New | Process | Natural Gas | Gas Boiler - Insulate Steam Lines/Condensate Tank | A | Cumulative Winter Peak Savings (MW) | Technical Potential | 0 | 0 | 0 | 0 | 0 | 0 | 0 | 0 | 0 | 0 | 0 | 0 | 0 | 0 | 0 | 0 | 0 | 0 | 0 | 0 | 0 | 0 | 0
F10_Industrial_Instruments_New_Process_Natural Gas_Gas Boiler - Insulate Steam Lines/Condensate Tank_A_Technical Potential | F10 | Industrial | Instruments | New | Process | Natural Gas | Gas Boiler - Insulate Steam Lines/Condensate Tank | A | Purchases (Incremental) | Technical Potential | 0 | 0 | 0.99612 | 1.7384 | 2.4789 | 3.3089 | 3.8087 | 4.3889 | 4.9619 | 5.6063 | 6.0863 | 6.6384 | 7.1831 | 7.815 | 8.2439 | 8.7651 | 9.2859 | 9.8923 | 10.2928 | 10.7863 | 11.2663 | 11.745 | 0
F11_Industrial_Instruments_New_Process_Natural Gas_Gas Boiler - Insulate Steam Lines/Condensate Tank_A_Technical Potential | F11 | Industrial | Instruments | New | Process | Natural Gas | Gas Boiler - Insulate Steam Lines/Condensate Tank | A | Purchases (Cumulative) | Technical Potential | 0 | 0 | 0.99612 | 2.7345 | 5.2134 | 8.5223 | 12.331 | 16.7199 | 21.6818 | 27.2881 | 33.3744 | 40.0127 | 47.1958 | 55.0108 | 63.2547 | 72.0198 | 81.3057 | 91.198 | 101.4907 | 112.277 | 123.5433 | 135.2883 | 0
F1_Industrial_Instruments_New_Space Heating_Natural Gas_Gas Boiler - Insulate Hot Water Lines_A_Technical Potential | F1 | Industrial | Instruments | New | Space Heating | Natural Gas | Gas Boiler - Insulate Hot Water Lines | A | Integrated Unit Energy Savings (kWh or therms) | Technical Potential | 0 | 0 | 48.1128 | 45.2799 | 44.163 | 43.5081 | 43.2392 | 43.0037 | 42.8213 | 42.6607 | 42.5547 | 42.4547 | 42.2704 | 42.1237 | 41.9655 | 42.0854 | 42.1538 | 42.1468 | 42.2185 | 42.2012 | 42.2173 | 42.1743 | 0
F2_Industrial_Instruments_New_Space Heating_Natural Gas_Gas Boiler - Insulate Hot Water Lines_A_Technical Potential | F2 | Industrial | Instruments | New | Space Heating | Natural Gas | Gas Boiler - Insulate Hot Water Lines | A | Integrated Unit Summer Peak Savings (kW) | Technical Potential | 0 | 0 | 0 | 0 | 0 | 0 | 0 | 0 | 0 | 0 | 0 | 0 | 0 | 0 | 0 | 0 | 0 | 0 | 0 | 0 | 0 | 0 | 0
F3_Industrial_Instruments_New_Space Heating_Natural Gas_Gas Boiler - Insulate Hot Water Lines_A_Technical Potential | F3 | Industrial | Instruments | New | Space Heating | Natural Gas | Gas Boiler - Insulate Hot Water Lines | A | Integrated Unit Winter Peak Savings (kW) | Technical Potential | 0 | 0 | 0 | 0 | 0 | 0 | 0 | 0 | 0 | 0 | 0 | 0 | 0 | 0 | 0 | 0 | 0 | 0 | 0 | 0 | 0 | 0 | 0
F4_Industrial_Instruments_New_Space Heating_Natural Gas_Gas Boiler - Insulate Hot Water Lines_A_Technical Potential | F4 | Industrial | Instruments | New | Space Heating | Natural Gas | Gas Boiler - Insulate Hot Water Lines | A | Incremental Energy Savings (MWh or mTherms) | Technical Potential | 0 | 0 | 0.0015799 | 0.0025949 | 0.0036089 | 0.0047458 | 0.0054289 | 0.0062219 | 0.0070043 | 0.0078843 | 0.0085381 | 0.0092906 | 0.010009 | 0.010852 | 0.011405 | 0.01216 | 0.012904 | 0.013744 | 0.014325 | 0.015006 | 0.015679 | 0.016329 | 0
F5_Industrial_Instruments_New_Space Heating_Natural Gas_Gas Boiler - Insulate Hot Water Lines_A_Technical Potential | F5 | Industrial | Instruments | New | Space Heating | Natural Gas | Gas Boiler - Insulate Hot Water Lines | A | Incremental Summer Peak Savings (MW) | Technical Potential | 0 | 0 | 0 | 0 | 0 | 0 | 0 | 0 | 0 | 0 | 0 | 0 | 0 | 0 | 0 | 0 | 0 | 0 | 0 | 0 | 0 | 0 | 0
F6_Industrial_Instruments_New_Space Heating_Natural Gas_Gas Boiler - Insulate Hot Water Lines_A_Technical Potential | F6 | Industrial | Instruments | New | Space Heating | Natural Gas | Gas Boiler - Insulate Hot Water Lines | A | Incremental Winter Peak Savings (MW) | Technical Potential | 0 | 0 | 0 | 0 | 0 | 0 | 0 | 0 | 0 | 0 | 0 | 0 | 0 | 0 | 0 | 0 | 0 | 0 | 0 | 0 | 0 | 0 | 0
F7_Industrial_Instruments_New_Space Heating_Natural Gas_Gas Boiler - Insulate Hot Water Lines_A_Technical Potential | F7 | Industrial | Instruments | New | Space Heating | Natural Gas | Gas Boiler - Insulate Hot Water Lines | A | Cumulative Energy Savings (MWh or mTherms) | Technical Potential | 0 | 0 | 0.0015799 | 0.0040818 | 0.00759 | 0.012223 | 0.017577 | 0.023703 | 0.030606 | 0.038376 | 0.046819 | 0.055999 | 0.065766 | 0.07639 | 0.087507 | 0.099918 | 0.11298 | 0.12671 | 0.14125 | 0.1562 | 0.17194 | 0.18809 | 0
F8_Industrial_Instruments_New_Space Heating_Natural Gas_Gas Boiler - Insulate Hot Water Lines_A_Technical Potential | F8 | Industrial | Instruments | New | Space Heating | Natural Gas | Gas Boiler - Insulate Hot Water Lines | A | Cumulative Summer Peak Savings (MW) | Technical Potential | 0 | 0 | 0 | 0 | 0 | 0 | 0 | 0 | 0 | 0 | 0 | 0 | 0 | 0 | 0 | 0 | 0 | 0 | 0 | 0 | 0 | 0 | 0
F9_Industrial_Instruments_New_Space Heating_Natural Gas_Gas Boiler - Insulate Hot Water Lines_A_Technical Potential | F9 | Industrial | Instruments | New | Space Heating | Natural Gas | Gas Boiler - Insulate Hot Water Lines | A | Cumulative Winter Peak Savings (MW) | Technical Potential | 0 | 0 | 0 | 0 | 0 | 0 | 0 | 0 | 0 | 0 | 0 | 0 | 0 | 0 | 0 | 0 | 0 | 0 | 0 | 0 | 0 | 0 | 0
F10_Industrial_Instruments_New_Space Heating_Natural Gas_Gas Boiler - Insulate Hot Water Lines_A_Technical Potential | F10 | Industrial | Instruments | New | Space Heating | Natural Gas | Gas Boiler - Insulate Hot Water Lines | A | Purchases (Incremental) | Technical Potential | 0 | 0 | 0.032838 | 0.057308 | 0.081718 | 0.10908 | 0.12556 | 0.14468 | 0.16357 | 0.18481 | 0.20064 | 0.21884 | 0.23679 | 0.25762 | 0.27176 | 0.28895 | 0.30612 | 0.3261 | 0.33931 | 0.35557 | 0.3714 | 0.38718 | 0
F11_Industrial_Instruments_New_Space Heating_Natural Gas_Gas Boiler - Insulate Hot Water Lines_A_Technical Potential | F11 | Industrial | Instruments | New | Space Heating | Natural Gas | Gas Boiler - Insulate Hot Water Lines | A | Purchases (Cumulative) | Technical Potential | 0 | 0 | 0.032838 | 0.090145 | 0.17186 | 0.28094 | 0.4065 | 0.55118 | 0.71475 | 0.89956 | 1.1002 | 1.319 | 1.5558 | 1.8135 | 2.0852 | 2.3742 | 2.6803 | 3.0064 | 3.3457 | 3.7013 | 4.0727 | 4.4598 | 0
F1_Industrial_Instruments_New_Process_Natural Gas_Gas Boiler - Insulate Hot Water Lines_A_Technical Potential | F1 | Industrial | Instruments | New | Process | Natural Gas | Gas Boiler - Insulate Hot Water Lines | A | Integrated Unit Energy Savings (kWh or therms) | Technical Potential | 0 | 0 | 31.5666 | 31.5569 | 31.5466 | 31.5376 | 31.5234 | 31.5077 | 31.4906 | 31.4749 | 31.4586 | 31.4476 | 31.4414 | 31.4419 | 31.4429 | 31.4481 | 31.4543 | 31.4617 | 31.4664 | 31.4717 | 31.4764 | 31.4808 | 0
F2_Industrial_Instruments_New_Process_Natural Gas_Gas Boiler - Insulate Hot Water Lines_A_Technical Potential | F2 | Industrial | Instruments | New | Process | Natural Gas | Gas Boiler - Insulate Hot Water Lines | A | Integrated Unit Summer Peak Savings (kW) | Technical Potential | 0 | 0 | 0 | 0 | 0 | 0 | 0 | 0 | 0 | 0 | 0 | 0 | 0 | 0 | 0 | 0 | 0 | 0 | 0 | 0 | 0 | 0 | 0
F3_Industrial_Instruments_New_Process_Natural Gas_Gas Boiler - Insulate Hot Water Lines_A_Technical Potential | F3 | Industrial | Instruments | New | Process | Natural Gas | Gas Boiler - Insulate Hot Water Lines | A | Integrated Unit Winter Peak Savings (kW) | Technical Potential | 0 | 0 | 0 | 0 | 0 | 0 | 0 | 0 | 0 | 0 | 0 | 0 | 0 | 0 | 0 | 0 | 0 | 0 | 0 | 0 | 0 | 0 | 0
F4_Industrial_Instruments_New_Process_Natural Gas_Gas Boiler - Insulate Hot Water Lines_A_Technical Potential | F4 | Industrial | Instruments | New | Process | Natural Gas | Gas Boiler - Insulate Hot Water Lines | A | Incremental Energy Savings (MWh or mTherms) | Technical Potential | 0 | 0 | 0.031444 | 0.054859 | 0.078201 | 0.10435 | 0.12006 | 0.13828 | 0.15625 | 0.17646 | 0.19147 | 0.20876 | 0.22585 | 0.24572 | 0.25921 | 0.27565 | 0.29208 | 0.31123 | 0.32388 | 0.33946 | 0.35462 | 0.36974 | 0
F5_Industrial_Instruments_New_Process_Natural Gas_Gas Boiler - Insulate Hot Water Lines_A_Technical Potential | F5 | Industrial | Instruments | New | Process | Natural Gas | Gas Boiler - Insulate Hot Water Lines | A | Incremental Summer Peak Savings (MW) | Technical Potential | 0 | 0 | 0 | 0 | 0 | 0 | 0 | 0 | 0 | 0 | 0 | 0 | 0 | 0 | 0 | 0 | 0 | 0 | 0 | 0 | 0 | 0 | 0
F6_Industrial_Instruments_New_Process_Natural Gas_Gas Boiler - Insulate Hot Water Lines_A_Technical Potential | F6 | Industrial | Instruments | New | Process | Natural Gas | Gas Boiler - Insulate Hot Water Lines | A | Incremental Winter Peak Savings (MW) | Technical Potential | 0 | 0 | 0 | 0 | 0 | 0 | 0 | 0 | 0 | 0 | 0 | 0 | 0 | 0 | 0 | 0 | 0 | 0 | 0 | 0 | 0 | 0 | 0
F7_Industrial_Instruments_New_Process_Natural Gas_Gas Boiler - Insulate Hot Water Lines_A_Technical Potential | F7 | Industrial | Instruments | New | Process | Natural Gas | Gas Boiler - Insulate Hot Water Lines | A | Cumulative Energy Savings (MWh or mTherms) | Technical Potential | 0 | 0 | 0.031444 | 0.086294 | 0.16447 | 0.26877 | 0.38871 | 0.52681 | 0.68277 | 0.85889 | 1.0499 | 1.2583 | 1.4839 | 1.7296 | 1.9889 | 2.2649 | 2.5574 | 2.8692 | 3.1935 | 3.5336 | 3.8887 | 4.259 | 0
F8_Industrial_Instruments_New_Process_Natural Gas_Gas Boiler - Insulate Hot Water Lines_A_Technical Potential | F8 | Industrial | Instruments | New | Process | Natural Gas | Gas Boiler - Insulate Hot Water Lines | A | Cumulative Summer Peak Savings (MW) | Technical Potential | 0 | 0 | 0 | 0 | 0 | 0 | 0 | 0 | 0 | 0 | 0 | 0 | 0 | 0 | 0 | 0 | 0 | 0 | 0 | 0 | 0 | 0 | 0
F9_Industrial_Instruments_New_Process_Natural Gas_Gas Boiler - Insulate Hot Water Lines_A_Technical Potential | F9 | Industrial | Instruments | New | Process | Natural Gas | Gas Boiler - Insulate Hot Water Lines | A | Cumulative Winter Peak Savings (MW) | Technical Potential | 0 | 0 | 0 | 0 | 0 | 0 | 0 | 0 | 0 | 0 | 0 | 0 | 0 | 0 | 0 | 0 | 0 | 0 | 0 | 0 | 0 | 0 | 0
F10_Industrial_Instruments_New_Process_Natural Gas_Gas Boiler - Insulate Hot Water Lines_A_Technical Potential | F10 | Industrial | Instruments | New | Process | Natural Gas | Gas Boiler - Insulate Hot Water Lines | A | Purchases (Incremental) | Technical Potential | 0 | 0 | 0.99612 | 1.7384 | 2.4789 | 3.3089 | 3.8087 | 4.3889 | 4.9619 | 5.6063 | 6.0863 | 6.6384 | 7.1831 | 7.815 | 8.2439 | 8.7651 | 9.2859 | 9.8923 | 10.2928 | 10.7863 | 11.2663 | 11.745 | 0
F11_Industrial_Instruments_New_Process_Natural Gas_Gas Boiler - Insulate Hot Water Lines_A_Technical Potential | F11 | Industrial | Instruments | New | Process | Natural Gas | Gas Boiler - Insulate Hot Water Lines | A | Purchases (Cumulative) | Technical Potential | 0 | 0 | 0.99612 | 2.7345 | 5.2134 | 8.5223 | 12.331 | 16.7199 | 21.6818 | 27.2881 | 33.3744 | 40.0127 | 47.1958 | 55.0108 | 63.2547 | 72.0198 | 81.3057 | 91.198 | 101.4907 | 112.277 | 123.5433 | 135.2883 | 0
F1_Industrial_Instruments_New_Process_Natural Gas_Process - Insulate Heated Process Fluids_A_Technical Potential | F1 | Industrial | Instruments | New | Process | Natural Gas | Process - Insulate Heated Process Fluids | A | Integrated Unit Energy Savings (kWh or therms) | Technical Potential | 0 | 0 | 9.1971 | 9.1771 | 9.1578 | 9.1401 | 9.1147 | 9.094 | 9.0756 | 9.0609 | 9.0442 | 9.0319 | 9.0221 | 9.0172 | 9.0096 | 9.0062 | 9.004 | 9.0063 | 9.005 | 9.0061 | 9.0068 | 9.0071 | 0
F2_Industrial_Instruments_New_Process_Natural Gas_Process - Insulate Heated Process Fluids_A_Technical Potential | F2 | Industrial | Instruments | New | Process | Natural Gas | Process - Insulate Heated Process Fluids | A | Integrated Unit Summer Peak Savings (kW) | Technical Potential | 0 | 0 | 0 | 0 | 0 | 0 | 0 | 0 | 0 | 0 | 0 | 0 | 0 | 0 | 0 | 0 | 0 | 0 | 0 | 0 | 0 | 0 | 0
F3_Industrial_Instruments_New_Process_Natural Gas_Process - Insulate Heated Process Fluids_A_Technical Potential | F3 | Industrial | Instruments | New | Process | Natural Gas | Process - Insulate Heated Process Fluids | A | Integrated Unit Winter Peak Savings (kW) | Technical Potential | 0 | 0 | 0 | 0 | 0 | 0 | 0 | 0 | 0 | 0 | 0 | 0 | 0 | 0 | 0 | 0 | 0 | 0 | 0 | 0 | 0 | 0 | 0
F4_Industrial_Instruments_New_Process_Natural Gas_Process - Insulate Heated Process Fluids_A_Technical Potential | F4 | Industrial | Instruments | New | Process | Natural Gas | Process - Insulate Heated Process Fluids | A | Incremental Energy Savings (MWh or mTherms) | Technical Potential | 0 | 0 | 0.02004 | 0.034898 | 0.049659 | 0.066157 | 0.075939 | 0.078578 | 0.070925 | 0.064006 | 0.055486 | 0.048349 | 0.041808 | 0.036369 | 0.030666 | 0.026074 | 0.022093 | 0.018834 | 0.00013364 | 5.0023e-05 | 1.7814e-05 | 6.0559e-06 | 0
F5_Industrial_Instruments_New_Process_Natural Gas_Process - Insulate Heated Process Fluids_A_Technical Potential | F5 | Industrial | Instruments | New | Process | Natural Gas | Process - Insulate Heated Process Fluids | A | Incremental Summer Peak Savings (MW) | Technical Potential | 0 | 0 | 0 | 0 | 0 | 0 | 0 | 0 | 0 | 0 | 0 | 0 | 0 | 0 | 0 | 0 | 0 | 0 | 0 | 0 | 0 | 0 | 0
F6_Industrial_Instruments_New_Process_Natural Gas_Process - Insulate Heated Process Fluids_A_Technical Potential | F6 | Industrial | Instruments | New | Process | Natural Gas | Process - Insulate Heated Process Fluids | A | Incremental Winter Peak Savings (MW) | Technical Potential | 0 | 0 | 0 | 0 | 0 | 0 | 0 | 0 | 0 | 0 | 0 | 0 | 0 | 0 | 0 | 0 | 0 | 0 | 0 | 0 | 0 | 0 | 0
F7_Industrial_Instruments_New_Process_Natural Gas_Process - Insulate Heated Process Fluids_A_Technical Potential | F7 | Industrial | Instruments | New | Process | Natural Gas | Process - Insulate Heated Process Fluids | A | Cumulative Energy Savings (MWh or mTherms) | Technical Potential | 0 | 0 | 0.02004 | 0.054895 | 0.10444 | 0.17039 | 0.24586 | 0.32388 | 0.39415 | 0.45752 | 0.51216 | 0.55981 | 0.60101 | 0.63706 | 0.66718 | 0.69301 | 0.71493 | 0.73395 | 0.73397 | 0.73411 | 0.73418 | 0.73422 | 0
F8_Industrial_Instruments_New_Process_Natural Gas_Process - Insulate Heated Process Fluids_A_Technical Potential | F8 | Industrial | Instruments | New | Process | Natural Gas | Process - Insulate Heated Process Fluids | A | Cumulative Summer Peak Savings (MW) | Technical Potential | 0 | 0 | 0 | 0 | 0 | 0 | 0 | 0 | 0 | 0 | 0 | 0 | 0 | 0 | 0 | 0 | 0 | 0 | 0 | 0 | 0 | 0 | 0
F9_Industrial_Instruments_New_Process_Natural Gas_Process - Insulate Heated Process Fluids_A_Technical Potential | F9 | Industrial | Instruments | New | Process | Natural Gas | Process - Insulate Heated Process Fluids | A | Cumulative Winter Peak Savings (MW) | Technical Potential | 0 | 0 | 0 | 0 | 0 | 0 | 0 | 0 | 0 | 0 | 0 | 0 | 0 | 0 | 0 | 0 | 0 | 0 | 0 | 0 | 0 | 0 | 0
F10_Industrial_Instruments_New_Process_Natural Gas_Process - Insulate Heated Process Fluids_A_Technical Potential | F10 | Industrial | Instruments | New | Process | Natural Gas | Process - Insulate Heated Process Fluids | A | Purchases (Incremental) | Technical Potential | 0 | 0 | 2.179 | 3.8028 | 5.4226 | 7.2381 | 8.3315 | 8.6407 | 7.8149 | 7.0639 | 6.135 | 5.3531 | 4.6339 | 4.0333 | 3.4037 | 2.8951 | 2.4537 | 2.0911 | 0.014841 | 0.0055544 | 0.0019778 | 0.00067234 | 0
F11_Industrial_Instruments_New_Process_Natural Gas_Process - Insulate Heated Process Fluids_A_Technical Potential | F11 | Industrial | Instruments | New | Process | Natural Gas | Process - Insulate Heated Process Fluids | A | Purchases (Cumulative) | Technical Potential | 0 | 0 | 2.179 | 5.9818 | 11.4044 | 18.6424 | 26.9739 | 35.6146 | 43.4295 | 50.4934 | 56.6284 | 61.9815 | 66.6155 | 70.6487 | 74.0524 | 76.9475 | 79.4013 | 81.4924 | 81.5073 | 81.5128 | 81.5148 | 81.5155 | 0
F1_Industrial_Instruments_New_Process_Natural Gas_Process Heat Recovery_A_Technical Potential | F1 | Industrial | Instruments | New | Process | Natural Gas | Process Heat Recovery | A | Integrated Unit Energy Savings (kWh or therms) | Technical Potential | 0 | 0 | 0.1396 | 0.13927 | 0.13895 | 0.13866 | 0.13825 | 0.13791 | 0.13762 | 0.13739 | 0.13713 | 0.13695 | 0.1368 | 0.13673 | 0.13662 | 0.13657 | 0.13654 | 0.13658 | 0.13657 | 0.13659 | 0.13661 | 0.13662 | 0
F2_Industrial_Instruments_New_Process_Natural Gas_Process Heat Recovery_A_Technical Potential | F2 | Industrial | Instruments | New | Process | Natural Gas | Process Heat Recovery | A | Integrated Unit Summer Peak Savings (kW) | Technical Potential | 0 | 0 | 0 | 0 | 0 | 0 | 0 | 0 | 0 | 0 | 0 | 0 | 0 | 0 | 0 | 0 | 0 | 0 | 0 | 0 | 0 | 0 | 0
F3_Industrial_Instruments_New_Process_Natural Gas_Process Heat Recovery_A_Technical Potential | F3 | Industrial | Instruments | New | Process | Natural Gas | Process Heat Recovery | A | Integrated Unit Winter Peak Savings (kW) | Technical Potential | 0 | 0 | 0 | 0 | 0 | 0 | 0 | 0 | 0 | 0 | 0 | 0 | 0 | 0 | 0 | 0 | 0 | 0 | 0 | 0 | 0 | 0 | 0
F4_Industrial_Instruments_New_Process_Natural Gas_Process Heat Recovery_A_Technical Potential | F4 | Industrial | Instruments | New | Process | Natural Gas | Process Heat Recovery | A | Incremental Energy Savings (MWh or mTherms) | Technical Potential | 0 | 0 | 0.010951 | 0.019066 | 0.027125 | 0.036132 | 0.041465 | 0.0429 | 0.038718 | 0.034939 | 0.030287 | 0.026392 | 0.022821 | 0.019853 | 0.01674 | 0.014234 | 0.012061 | 0.010714 | 0.018696 | 0.026664 | 0.035596 | 0.040977 | 0
F5_Industrial_Instruments_New_Process_Natural Gas_Process Heat Recovery_A_Technical Potential | F5 | Industrial | Instruments | New | Process | Natural Gas | Process Heat Recovery | A | Incremental Summer Peak Savings (MW) | Technical Potential | 0 | 0 | 0 | 0 | 0 | 0 | 0 | 0 | 0 | 0 | 0 | 0 | 0 | 0 | 0 | 0 | 0 | 0 | 0 | 0 | 0 | 0 | 0
F6_Industrial_Instruments_New_Process_Natural Gas_Process Heat Recovery_A_Technical Potential | F6 | Industrial | Instruments | New | Process | Natural Gas | Process Heat Recovery | A | Incremental Winter Peak Savings (MW) | Technical Potential | 0 | 0 | 0 | 0 | 0 | 0 | 0 | 0 | 0 | 0 | 0 | 0 | 0 | 0 | 0 | 0 | 0 | 0 | 0 | 0 | 0 | 0 | 0
F7_Industrial_Instruments_New_Process_Natural Gas_Process Heat Recovery_A_Technical Potential | F7 | Industrial | Instruments | New | Process | Natural Gas | Process Heat Recovery | A | Cumulative Energy Savings (MWh or mTherms) | Technical Potential | 0 | 0 | 0.010951 | 0.029991 | 0.057048 | 0.093061 | 0.13425 | 0.17682 | 0.21517 | 0.24975 | 0.27956 | 0.30558 | 0.32807 | 0.34776 | 0.3642 | 0.37831 | 0.39029 | 0.39041 | 0.39037 | 0.39044 | 0.39049 | 0.39052 | 0
F8_Industrial_Instruments_New_Process_Natural Gas_Process Heat Recovery_A_Technical Potential | F8 | Industrial | Instruments | New | Process | Natural Gas | Process Heat Recovery | A | Cumulative Summer Peak Savings (MW) | Technical Potential | 0 | 0 | 0 | 0 | 0 | 0 | 0 | 0 | 0 | 0 | 0 | 0 | 0 | 0 | 0 | 0 | 0 | 0 | 0 | 0 | 0 | 0 | 0
F9_Industrial_Instruments_New_Process_Natural Gas_Process Heat Recovery_A_Technical Potential | F9 | Industrial | Instruments | New | Process | Natural Gas | Process Heat Recovery | A | Cumulative Winter Peak Savings (MW) | Technical Potential | 0 | 0 | 0 | 0 | 0 | 0 | 0 | 0 | 0 | 0 | 0 | 0 | 0 | 0 | 0 | 0 | 0 | 0 | 0 | 0 | 0 | 0 | 0
F10_Industrial_Instruments_New_Process_Natural Gas_Process Heat Recovery_A_Technical Potential | F10 | Industrial | Instruments | New | Process | Natural Gas | Process Heat Recovery | A | Purchases (Incremental) | Technical Potential | 0 | 0 | 78.4443 | 136.9001 | 195.2124 | 260.5713 | 299.9332 | 311.0643 | 281.3363 | 254.3015 | 220.8589 | 192.7133 | 166.8216 | 145.1976 | 122.5327 | 104.2241 | 88.3338 | 78.4443 | 136.9001 | 195.2124 | 260.5713 | 299.9332 | 0
F11_Industrial_Instruments_New_Process_Natural Gas_Process Heat Recovery_A_Technical Potential | F11 | Industrial | Instruments | New | Process | Natural Gas | Process Heat Recovery | A | Purchases (Cumulative) | Technical Potential | 0 | 0 | 78.4443 | 215.3444 | 410.5568 | 671.1282 | 971.0614 | 1282.1256 | 1563.462 | 1817.7635 | 2038.6224 | 2231.3357 | 2398.1573 | 2543.3549 | 2665.8876 | 2770.1117 | 2858.4455 | 2858.4455 | 2858.4455 | 2858.4455 | 2858.4455 | 2858.4455 | 0
F1_Industrial_Instruments_New_Space Heating_Natural Gas_Building Automation System_A_Technical Potential | F1 | Industrial | Instruments | New | Space Heating | Natural Gas | Building Automation System | A | Integrated Unit Energy Savings (kWh or therms) | Technical Potential | 0 | 0 | 0.014801 | 0.013929 | 0.013585 | 0.013383 | 0.0133 | 0.013227 | 0.01317 | 0.013121 | 0.013087 | 0.013056 | 0.012999 | 0.012954 | 0.012904 | 0.012941 | 0.012961 | 0.012959 | 0.01298 | 0.012974 | 0.012979 | 0.012965 | 0
F2_Industrial_Instruments_New_Space Heating_Natural Gas_Building Automation System_A_Technical Potential | F2 | Industrial | Instruments | New | Space Heating | Natural Gas | Building Automation System | A | Integrated Unit Summer Peak Savings (kW) | Technical Potential | 0 | 0 | 0 | 0 | 0 | 0 | 0 | 0 | 0 | 0 | 0 | 0 | 0 | 0 | 0 | 0 | 0 | 0 | 0 | 0 | 0 | 0 | 0
F3_Industrial_Instruments_New_Space Heating_Natural Gas_Building Automation System_A_Technical Potential | F3 | Industrial | Instruments | New | Space Heating | Natural Gas | Building Automation System | A | Integrated Unit Winter Peak Savings (kW) | Technical Potential | 0 | 0 | 0 | 0 | 0 | 0 | 0 | 0 | 0 | 0 | 0 | 0 | 0 | 0 | 0 | 0 | 0 | 0 | 0 | 0 | 0 | 0 | 0
F4_Industrial_Instruments_New_Space Heating_Natural Gas_Building Automation System_A_Technical Potential | F4 | Industrial | Instruments | New | Space Heating | Natural Gas | Building Automation System | A | Incremental Energy Savings (MWh or mTherms) | Technical Potential | 0 | 0 | 0.0035516 | 0.01166 | 0.028791 | 0.061584 | 0.10693 | 0.1755 | 0.26874 | 0.39215 | 0.52521 | 0.67392 | 0.81455 | 0.93946 | 0.99137 | 0.99642 | 0.92961 | 0.81881 | 0.65258 | 0.47324 | 0.31591 | 0.21456 | 0
F5_Industrial_Instruments_New_Space Heating_Natural Gas_Building Automation System_A_Technical Potential | F5 | Industrial | Instruments | New | Space Heating | Natural Gas | Building Automation System | A | Incremental Summer Peak Savings (MW) | Technical Potential | 0 | 0 | 0 | 0 | 0 | 0 | 0 | 0 | 0 | 0 | 0 | 0 | 0 | 0 | 0 | 0 | 0 | 0 | 0 | 0 | 0 | 0 | 0
F6_Industrial_Instruments_New_Space Heating_Natural Gas_Building Automation System_A_Technical Potential | F6 | Industrial | Instruments | New | Space Heating | Natural Gas | Building Automation System | A | Incremental Winter Peak Savings (MW) | Technical Potential | 0 | 0 | 0 | 0 | 0 | 0 | 0 | 0 | 0 | 0 | 0 | 0 | 0 | 0 | 0 | 0 | 0 | 0 | 0 | 0 | 0 | 0 | 0
F7_Industrial_Instruments_New_Space Heating_Natural Gas_Building Automation System_A_Technical Potential | F7 | Industrial | Instruments | New | Space Heating | Natural Gas | Building Automation System | A | Cumulative Energy Savings (MWh or mTherms) | Technical Potential | 0 | 0 | 0.0035516 | 0.015002 | 0.043423 | 0.10436 | 0.21064 | 0.38499 | 0.65208 | 1.0418 | 1.5643 | 2.2345 | 3.0393 | 3.9681 | 4.9444 | 5.9548 | 6.8938 | 7.7082 | 8.3627 | 8.8047 | 9.0639 | 9.1646 | 0
F8_Industrial_Instruments_New_Space Heating_Natural Gas_Building Automation System_A_Technical Potential | F8 | Industrial | Instruments | New | Space Heating | Natural Gas | Building Automation System | A | Cumulative Summer Peak Savings (MW) | Technical Potential | 0 | 0 | 0 | 0 | 0 | 0 | 0 | 0 | 0 | 0 | 0 | 0 | 0 | 0 | 0 | 0 | 0 | 0 | 0 | 0 | 0 | 0 | 0
F9_Industrial_Instruments_New_Space Heating_Natural Gas_Building Automation System_A_Technical Potential | F9 | Industrial | Instruments | New | Space Heating | Natural Gas | Building Automation System | A | Cumulative Winter Peak Savings (MW) | Technical Potential | 0 | 0 | 0 | 0 | 0 | 0 | 0 | 0 | 0 | 0 | 0 | 0 | 0 | 0 | 0 | 0 | 0 | 0 | 0 | 0 | 0 | 0 | 0
F10_Industrial_Instruments_New_Space Heating_Natural Gas_Building Automation System_A_Technical Potential | F10 | Industrial | Instruments | New | Space Heating | Natural Gas | Building Automation System | A | Purchases (Incremental) | Technical Potential | 0 | 0 | 239.9478 | 837.0624 | 2119.3036 | 4601.5387 | 8039.5681 | 13268.5565 | 20404.9715 | 29887.8786 | 40131.0295 | 51616.4893 | 62662.3487 | 72525.1555 | 76824.6194 | 76999.088 | 71722.2725 | 63186.437 | 50275.2883 | 36474.8183 | 24340.5271 | 16548.6745 | 0
F11_Industrial_Instruments_New_Space Heating_Natural Gas_Building Automation System_A_Technical Potential | F11 | Industrial | Instruments | New | Space Heating | Natural Gas | Building Automation System | A | Purchases (Cumulative) | Technical Potential | 0 | 0 | 239.9478 | 1077.0103 | 3196.3139 | 7797.8526 | 15837.4207 | 29105.9772 | 49510.9487 | 79398.8273 | 119529.8568 | 171146.3462 | 233808.6948 | 306333.8503 | 383158.4697 | 460157.5577 | 531879.8302 | 594826.3194 | 644264.5452 | 678620.0599 | 698359.0482 | 706868.1546 | 0
F1_Industrial_Instruments_New_Space Heating_Natural Gas_Steam System Efficiency Improvements_A_Technical Potential | F1 | Industrial | Instruments | New | Space Heating | Natural Gas | Steam System Efficiency Improvements | A | Integrated Unit Energy Savings (kWh or therms) | Technical Potential | 0 | 0 | 0.13225 | 0.1242 | 0.12087 | 0.11881 | 0.11768 | 0.11668 | 0.11579 | 0.11493 | 0.1141 | 0.11327 | 0.11219 | 0.11126 | 0.11023 | 0.11005 | 0.10983 | 0.1096 | 0.10958 | 0.10952 | 0.10963 | 0.10966 | 0
F2_Industrial_Instruments_New_Space Heating_Natural Gas_Steam System Efficiency Improvements_A_Technical Potential | F2 | Industrial | Instruments | New | Space Heating | Natural Gas | Steam System Efficiency Improvements | A | Integrated Unit Summer Peak Savings (kW) | Technical Potential | 0 | 0 | 0 | 0 | 0 | 0 | 0 | 0 | 0 | 0 | 0 | 0 | 0 | 0 | 0 | 0 | 0 | 0 | 0 | 0 | 0 | 0 | 0
F3_Industrial_Instruments_New_Space Heating_Natural Gas_Steam System Efficiency Improvements_A_Technical Potential | F3 | Industrial | Instruments | New | Space Heating | Natural Gas | Steam System Efficiency Improvements | A | Integrated Unit Winter Peak Savings (kW) | Technical Potential | 0 | 0 | 0 | 0 | 0 | 0 | 0 | 0 | 0 | 0 | 0 | 0 | 0 | 0 | 0 | 0 | 0 | 0 | 0 | 0 | 0 | 0 | 0
F4_Industrial_Instruments_New_Space Heating_Natural Gas_Steam System Efficiency Improvements_A_Technical Potential | F4 | Industrial | Instruments | New | Space Heating | Natural Gas | Steam System Efficiency Improvements | A | Incremental Energy Savings (MWh or mTherms) | Technical Potential | 0 | 0 | 0.00022489 | 0.00073678 | 0.0018155 | 0.0038746 | 0.0067052 | 0.010972 | 0.016744 | 0.024344 | 0.032453 | 0.041437 | 0.049824 | 0.057188 | 0.060014 | 0.060052 | 0.055826 | 0.049079 | 0.056972 | 0.061273 | 0.063402 | 0.061988 | 0
F5_Industrial_Instruments_New_Space Heating_Natural Gas_Steam System Efficiency Improvements_A_Technical Potential | F5 | Industrial | Instruments | New | Space Heating | Natural Gas | Steam System Efficiency Improvements | A | Incremental Summer Peak Savings (MW) | Technical Potential | 0 | 0 | 0 | 0 | 0 | 0 | 0 | 0 | 0 | 0 | 0 | 0 | 0 | 0 | 0 | 0 | 0 | 0 | 0 | 0 | 0 | 0 | 0
F6_Industrial_Instruments_New_Space Heating_Natural Gas_Steam System Efficiency Improvements_A_Technical Potential | F6 | Industrial | Instruments | New | Space Heating | Natural Gas | Steam System Efficiency Improvements | A | Incremental Winter Peak Savings (MW) | Technical Potential | 0 | 0 | 0 | 0 | 0 | 0 | 0 | 0 | 0 | 0 | 0 | 0 | 0 | 0 | 0 | 0 | 0 | 0 | 0 | 0 | 0 | 0 | 0
F7_Industrial_Instruments_New_Space Heating_Natural Gas_Steam System Efficiency Improvements_A_Technical Potential | F7 | Industrial | Instruments | New | Space Heating | Natural Gas | Steam System Efficiency Improvements | A | Cumulative Energy Savings (MWh or mTherms) | Technical Potential | 0 | 0 | 0.00022489 | 0.00094799 | 0.0027381 | 0.006566 | 0.013209 | 0.02387 | 0.039745 | 0.062069 | 0.090354 | 0.12468 | 0.16276 | 0.20251 | 0.23729 | 0.26566 | 0.28078 | 0.28041 | 0.28036 | 0.28021 | 0.2805 | 0.28057 | 0
F8_Industrial_Instruments_New_Space Heating_Natural Gas_Steam System Efficiency Improvements_A_Technical Potential | F8 | Industrial | Instruments | New | Space Heating | Natural Gas | Steam System Efficiency Improvements | A | Cumulative Summer Peak Savings (MW) | Technical Potential | 0 | 0 | 0 | 0 | 0 | 0 | 0 | 0 | 0 | 0 | 0 | 0 | 0 | 0 | 0 | 0 | 0 | 0 | 0 | 0 | 0 | 0 | 0
F9_Industrial_Instruments_New_Space Heating_Natural Gas_Steam System Efficiency Improvements_A_Technical Potential | F9 | Industrial | Instruments | New | Space Heating | Natural Gas | Steam System Efficiency Improvements | A | Cumulative Winter Peak Savings (MW) | Technical Potential | 0 | 0 | 0 | 0 | 0 | 0 | 0 | 0 | 0 | 0 | 0 | 0 | 0 | 0 | 0 | 0 | 0 | 0 | 0 | 0 | 0 | 0 | 0
F10_Industrial_Instruments_New_Space Heating_Natural Gas_Steam System Efficiency Improvements_A_Technical Potential | F10 | Industrial | Instruments | New | Space Heating | Natural Gas | Steam System Efficiency Improvements | A | Purchases (Incremental) | Technical Potential | 0 | 0 | 1.7005 | 5.9324 | 15.0198 | 32.6117 | 56.9774 | 94.0359 | 144.6125 | 211.8191 | 284.4135 | 365.8124 | 444.0957 | 513.9946 | 544.4655 | 545.702 | 508.3045 | 447.81 | 519.927 | 559.4852 | 578.3136 | 565.2819 | 0
F11_Industrial_Instruments_New_Space Heating_Natural Gas_Steam System Efficiency Improvements_A_Technical Potential | F11 | Industrial | Instruments | New | Space Heating | Natural Gas | Steam System Efficiency Improvements | A | Purchases (Cumulative) | Technical Potential | 0 | 0 | 1.7005 | 7.6329 | 22.6527 | 55.2643 | 112.2417 | 204.5771 | 343.2572 | 540.0565 | 791.8584 | 1100.6934 | 1450.7532 | 1820.1353 | 2152.7817 | 2414.0702 | 2556.5623 | 2558.5761 | 2558.5761 | 2558.5761 | 2558.5761 | 2558.5761 | 0
F1_Industrial_Instruments_New_Process_Natural Gas_Steam System Efficiency Improvements_A_Technical Potential | F1 | Industrial | Instruments | New | Process | Natural Gas | Steam System Efficiency Improvements | A | Integrated Unit Energy Savings (kWh or therms) | Technical Potential | 0 | 0 | 0.086741 | 0.086527 | 0.086323 | 0.086137 | 0.085869 | 0.085654 | 0.085468 | 0.085325 | 0.085162 | 0.085046 | 0.084955 | 0.084913 | 0.084842 | 0.084815 | 0.084798 | 0.084827 | 0.084821 | 0.084838 | 0.08485 | 0.084859 | 0
F2_Industrial_Instruments_New_Process_Natural Gas_Steam System Efficiency Improvements_A_Technical Potential | F2 | Industrial | Instruments | New | Process | Natural Gas | Steam System Efficiency Improvements | A | Integrated Unit Summer Peak Savings (kW) | Technical Potential | 0 | 0 | 0 | 0 | 0 | 0 | 0 | 0 | 0 | 0 | 0 | 0 | 0 | 0 | 0 | 0 | 0 | 0 | 0 | 0 | 0 | 0 | 0
F3_Industrial_Instruments_New_Process_Natural Gas_Steam System Efficiency Improvements_A_Technical Potential | F3 | Industrial | Instruments | New | Process | Natural Gas | Steam System Efficiency Improvements | A | Integrated Unit Winter Peak Savings (kW) | Technical Potential | 0 | 0 | 0 | 0 | 0 | 0 | 0 | 0 | 0 | 0 | 0 | 0 | 0 | 0 | 0 | 0 | 0 | 0 | 0 | 0 | 0 | 0 | 0
F4_Industrial_Instruments_New_Process_Natural Gas_Steam System Efficiency Improvements_A_Technical Potential | F4 | Industrial | Instruments | New | Process | Natural Gas | Steam System Efficiency Improvements | A | Incremental Energy Savings (MWh or mTherms) | Technical Potential | 0 | 0 | 2.6589e-05 | 9.2528e-05 | 0.00023371 | 0.00050635 | 0.00088192 | 0.0014519 | 0.0022279 | 0.0032579 | 0.004366 | 0.0056079 | 0.0068008 | 0.0078673 | 0.0083267 | 0.0083429 | 0.0077697 | 0.0068473 | 0.0079494 | 0.008556 | 0.0088452 | 0.0086468 | 0
F5_Industrial_Instruments_New_Process_Natural Gas_Steam System Efficiency Improvements_A_Technical Potential | F5 | Industrial | Instruments | New | Process | Natural Gas | Steam System Efficiency Improvements | A | Incremental Summer Peak Savings (MW) | Technical Potential | 0 | 0 | 0 | 0 | 0 | 0 | 0 | 0 | 0 | 0 | 0 | 0 | 0 | 0 | 0 | 0 | 0 | 0 | 0 | 0 | 0 | 0 | 0
F6_Industrial_Instruments_New_Process_Natural Gas_Steam System Efficiency Improvements_A_Technical Potential | F6 | Industrial | Instruments | New | Process | Natural Gas | Steam System Efficiency Improvements | A | Incremental Winter Peak Savings (MW) | Technical Potential | 0 | 0 | 0 | 0 | 0 | 0 | 0 | 0 | 0 | 0 | 0 | 0 | 0 | 0 | 0 | 0 | 0 | 0 | 0 | 0 | 0 | 0 | 0
F7_Industrial_Instruments_New_Process_Natural Gas_Steam System Efficiency Improvements_A_Technical Potential | F7 | Industrial | Instruments | New | Process | Natural Gas | Steam System Efficiency Improvements | A | Cumulative Energy Savings (MWh or mTherms) | Technical Potential | 0 | 0 | 2.6589e-05 | 0.00011905 | 0.00035248 | 0.00085808 | 0.0017373 | 0.0031586 | 0.0052883 | 0.0083063 | 0.012156 | 0.016874 | 0.022216 | 0.027859 | 0.032923 | 0.036907 | 0.039078 | 0.039123 | 0.039119 | 0.039127 | 0.039133 | 0.039137 | 0
F8_Industrial_Instruments_New_Process_Natural Gas_Steam System Efficiency Improvements_A_Technical Potential | F8 | Industrial | Instruments | New | Process | Natural Gas | Steam System Efficiency Improvements | A | Cumulative Summer Peak Savings (MW) | Technical Potential | 0 | 0 | 0 | 0 | 0 | 0 | 0 | 0 | 0 | 0 | 0 | 0 | 0 | 0 | 0 | 0 | 0 | 0 | 0 | 0 | 0 | 0 | 0
F9_Industrial_Instruments_New_Process_Natural Gas_Steam System Efficiency Improvements_A_Technical Potential | F9 | Industrial | Instruments | New | Process | Natural Gas | Steam System Efficiency Improvements | A | Cumulative Winter Peak Savings (MW) | Technical Potential | 0 | 0 | 0 | 0 | 0 | 0 | 0 | 0 | 0 | 0 | 0 | 0 | 0 | 0 | 0 | 0 | 0 | 0 | 0 | 0 | 0 | 0 | 0
F10_Industrial_Instruments_New_Process_Natural Gas_Steam System Efficiency Improvements_A_Technical Potential | F10 | Industrial | Instruments | New | Process | Natural Gas | Steam System Efficiency Improvements | A | Purchases (Incremental) | Technical Potential | 0 | 0 | 0.30653 | 1.0694 | 2.7074 | 5.8785 | 10.2706 | 16.9506 | 26.0674 | 38.1819 | 51.2675 | 65.9402 | 80.0514 | 92.6511 | 98.1437 | 98.3666 | 91.6255 | 80.7209 | 93.7205 | 100.8511 | 104.2451 | 101.896 | 0
F11_Industrial_Instruments_New_Process_Natural Gas_Steam System Efficiency Improvements_A_Technical Potential | F11 | Industrial | Instruments | New | Process | Natural Gas | Steam System Efficiency Improvements | A | Purchases (Cumulative) | Technical Potential | 0 | 0 | 0.30653 | 1.3759 | 4.0833 | 9.9618 | 20.2324 | 36.8765 | 61.8745 | 97.349 | 142.738 | 198.4077 | 261.5084 | 328.0922 | 388.054 | 435.1531 | 460.8383 | 461.2013 | 461.2013 | 461.2013 | 461.2013 | 461.2013 | 0
F1_Industrial_Instruments_New_Space Heating_Natural Gas_Strategic Energy Management_A_Technical Potential | F1 | Industrial | Instruments | New | Space Heating | Natural Gas | Strategic Energy Management | A | Integrated Unit Energy Savings (kWh or therms) | Technical Potential | 0 | 0 | 3.0407 | 2.8609 | 2.789 | 2.7457 | 2.7254 | 2.7062 | 2.6888 | 2.6715 | 2.6553 | 2.6384 | 2.6153 | 2.5949 | 2.5727 | 2.5697 | 2.5657 | 2.5603 | 2.5604 | 2.5587 | 2.5611 | 2.5615 | 0
F2_Industrial_Instruments_New_Space Heating_Natural Gas_Strategic Energy Management_A_Technical Potential | F2 | Industrial | Instruments | New | Space Heating | Natural Gas | Strategic Energy Management | A | Integrated Unit Summer Peak Savings (kW) | Technical Potential | 0 | 0 | 0 | 0 | 0 | 0 | 0 | 0 | 0 | 0 | 0 | 0 | 0 | 0 | 0 | 0 | 0 | 0 | 0 | 0 | 0 | 0 | 0
F3_Industrial_Instruments_New_Space Heating_Natural Gas_Strategic Energy Management_A_Technical Potential | F3 | Industrial | Instruments | New | Space Heating | Natural Gas | Strategic Energy Management | A | Integrated Unit Winter Peak Savings (kW) | Technical Potential | 0 | 0 | 0 | 0 | 0 | 0 | 0 | 0 | 0 | 0 | 0 | 0 | 0 | 0 | 0 | 0 | 0 | 0 | 0 | 0 | 0 | 0 | 0
F4_Industrial_Instruments_New_Space Heating_Natural Gas_Strategic Energy Management_A_Technical Potential | F4 | Industrial | Instruments | New | Space Heating | Natural Gas | Strategic Energy Management | A | Incremental Energy Savings (MWh or mTherms) | Technical Potential | 0 | 0 | 0.022329 | 0.036663 | 0.050967 | 0.066974 | 0.076523 | 0.087558 | 0.098353 | 0.11041 | 0.11914 | 0.12912 | 0.13849 | 0.14949 | 0.15635 | 0.16604 | 0.17563 | 0.18671 | 0.19427 | 0.20345 | 0.22796 | 0.24727 | 0
F5_Industrial_Instruments_New_Space Heating_Natural Gas_Strategic Energy Management_A_Technical Potential | F5 | Industrial | Instruments | New | Space Heating | Natural Gas | Strategic Energy Management | A | Incremental Summer Peak Savings (MW) | Technical Potential | 0 | 0 | 0 | 0 | 0 | 0 | 0 | 0 | 0 | 0 | 0 | 0 | 0 | 0 | 0 | 0 | 0 | 0 | 0 | 0 | 0 | 0 | 0
F6_Industrial_Instruments_New_Space Heating_Natural Gas_Strategic Energy Management_A_Technical Potential | F6 | Industrial | Instruments | New | Space Heating | Natural Gas | Strategic Energy Management | A | Incremental Winter Peak Savings (MW) | Technical Potential | 0 | 0 | 0 | 0 | 0 | 0 | 0 | 0 | 0 | 0 | 0 | 0 | 0 | 0 | 0 | 0 | 0 | 0 | 0 | 0 | 0 | 0 | 0
F7_Industrial_Instruments_New_Space Heating_Natural Gas_Strategic Energy Management_A_Technical Potential | F7 | Industrial | Instruments | New | Space Heating | Natural Gas | Strategic Energy Management | A | Cumulative Energy Savings (MWh or mTherms) | Technical Potential | 0 | 0 | 0.022329 | 0.057671 | 0.10719 | 0.1725 | 0.24775 | 0.31369 | 0.37557 | 0.43473 | 0.48647 | 0.53842 | 0.58757 | 0.63756 | 0.68213 | 0.73208 | 0.78101 | 0.81171 | 0.82568 | 0.82633 | 0.82713 | 0.82724 | 0
F8_Industrial_Instruments_New_Space Heating_Natural Gas_Strategic Energy Management_A_Technical Potential | F8 | Industrial | Instruments | New | Space Heating | Natural Gas | Strategic Energy Management | A | Cumulative Summer Peak Savings (MW) | Technical Potential | 0 | 0 | 0 | 0 | 0 | 0 | 0 | 0 | 0 | 0 | 0 | 0 | 0 | 0 | 0 | 0 | 0 | 0 | 0 | 0 | 0 | 0 | 0
F9_Industrial_Instruments_New_Space Heating_Natural Gas_Strategic Energy Management_A_Technical Potential | F9 | Industrial | Instruments | New | Space Heating | Natural Gas | Strategic Energy Management | A | Cumulative Winter Peak Savings (MW) | Technical Potential | 0 | 0 | 0 | 0 | 0 | 0 | 0 | 0 | 0 | 0 | 0 | 0 | 0 | 0 | 0 | 0 | 0 | 0 | 0 | 0 | 0 | 0 | 0
F10_Industrial_Instruments_New_Space Heating_Natural Gas_Strategic Energy Management_A_Technical Potential | F10 | Industrial | Instruments | New | Space Heating | Natural Gas | Strategic Energy Management | A | Purchases (Incremental) | Technical Potential | 0 | 0 | 7.3433 | 12.8155 | 18.2742 | 24.3925 | 28.0773 | 32.3547 | 36.5783 | 41.3292 | 44.8676 | 48.9373 | 52.953 | 57.6113 | 60.7729 | 64.6154 | 68.455 | 72.9248 | 75.8772 | 79.5153 | 89.0079 | 96.5322 | 0
F11_Industrial_Instruments_New_Space Heating_Natural Gas_Strategic Energy Management_A_Technical Potential | F11 | Industrial | Instruments | New | Space Heating | Natural Gas | Strategic Energy Management | A | Purchases (Cumulative) | Technical Potential | 0 | 0 | 7.3433 | 20.1588 | 38.4329 | 62.8255 | 90.9028 | 115.9142 | 139.6771 | 162.7321 | 183.2071 | 204.0671 | 224.6653 | 245.6983 | 265.142 | 284.8898 | 304.4075 | 317.036 | 322.4865 | 322.9548 | 322.9548 | 322.9548 | 0
F1_Industrial_Instruments_New_Process_Natural Gas_Strategic Energy Management_A_Technical Potential | F1 | Industrial | Instruments | New | Process | Natural Gas | Strategic Energy Management | A | Integrated Unit Energy Savings (kWh or therms) | Technical Potential | 0 | 0 | 1.6977 | 1.6967 | 1.6957 | 1.6948 | 1.6935 | 1.6921 | 1.6907 | 1.6895 | 1.6881 | 1.687 | 1.6862 | 1.6859 | 1.6854 | 1.6852 | 1.6851 | 1.6851 | 1.6848 | 1.6846 | 1.6844 | 1.6842 | 0
F2_Industrial_Instruments_New_Process_Natural Gas_Strategic Energy Management_A_Technical Potential | F2 | Industrial | Instruments | New | Process | Natural Gas | Strategic Energy Management | A | Integrated Unit Summer Peak Savings (kW) | Technical Potential | 0 | 0 | 0 | 0 | 0 | 0 | 0 | 0 | 0 | 0 | 0 | 0 | 0 | 0 | 0 | 0 | 0 | 0 | 0 | 0 | 0 | 0 | 0
F3_Industrial_Instruments_New_Process_Natural Gas_Strategic Energy Management_A_Technical Potential | F3 | Industrial | Instruments | New | Process | Natural Gas | Strategic Energy Management | A | Integrated Unit Winter Peak Savings (kW) | Technical Potential | 0 | 0 | 0 | 0 | 0 | 0 | 0 | 0 | 0 | 0 | 0 | 0 | 0 | 0 | 0 | 0 | 0 | 0 | 0 | 0 | 0 | 0 | 0
F4_Industrial_Instruments_New_Process_Natural Gas_Strategic Energy Management_A_Technical Potential | F4 | Industrial | Instruments | New | Process | Natural Gas | Strategic Energy Management | A | Incremental Energy Savings (MWh or mTherms) | Technical Potential | 0 | 0 | 0.060879 | 0.10618 | 0.15132 | 0.20188 | 0.23219 | 0.26736 | 0.30201 | 0.34098 | 0.36987 | 0.40317 | 0.43604 | 0.4743 | 0.50019 | 0.53175 | 0.56331 | 0.60009 | 0.62428 | 0.65415 | 0.73214 | 0.79392 | 0
F5_Industrial_Instruments_New_Process_Natural Gas_Strategic Energy Management_A_Technical Potential | F5 | Industrial | Instruments | New | Process | Natural Gas | Strategic Energy Management | A | Incremental Summer Peak Savings (MW) | Technical Potential | 0 | 0 | 0 | 0 | 0 | 0 | 0 | 0 | 0 | 0 | 0 | 0 | 0 | 0 | 0 | 0 | 0 | 0 | 0 | 0 | 0 | 0 | 0
F6_Industrial_Instruments_New_Process_Natural Gas_Strategic Energy Management_A_Technical Potential | F6 | Industrial | Instruments | New | Process | Natural Gas | Strategic Energy Management | A | Incremental Winter Peak Savings (MW) | Technical Potential | 0 | 0 | 0 | 0 | 0 | 0 | 0 | 0 | 0 | 0 | 0 | 0 | 0 | 0 | 0 | 0 | 0 | 0 | 0 | 0 | 0 | 0 | 0
F7_Industrial_Instruments_New_Process_Natural Gas_Strategic Energy Management_A_Technical Potential | F7 | Industrial | Instruments | New | Process | Natural Gas | Strategic Energy Management | A | Cumulative Energy Savings (MWh or mTherms) | Technical Potential | 0 | 0 | 0.060879 | 0.16703 | 0.31825 | 0.51996 | 0.75175 | 0.95784 | 1.1532 | 1.3426 | 1.5103 | 1.6812 | 1.85 | 2.0228 | 2.1822 | 2.3445 | 2.505 | 2.6089 | 2.6533 | 2.6568 | 2.6565 | 2.6561 | 0
F8_Industrial_Instruments_New_Process_Natural Gas_Strategic Energy Management_A_Technical Potential | F8 | Industrial | Instruments | New | Process | Natural Gas | Strategic Energy Management | A | Cumulative Summer Peak Savings (MW) | Technical Potential | 0 | 0 | 0 | 0 | 0 | 0 | 0 | 0 | 0 | 0 | 0 | 0 | 0 | 0 | 0 | 0 | 0 | 0 | 0 | 0 | 0 | 0 | 0
F9_Industrial_Instruments_New_Process_Natural Gas_Strategic Energy Management_A_Technical Potential | F9 | Industrial | Instruments | New | Process | Natural Gas | Strategic Energy Management | A | Cumulative Winter Peak Savings (MW) | Technical Potential | 0 | 0 | 0 | 0 | 0 | 0 | 0 | 0 | 0 | 0 | 0 | 0 | 0 | 0 | 0 | 0 | 0 | 0 | 0 | 0 | 0 | 0 | 0
F10_Industrial_Instruments_New_Process_Natural Gas_Strategic Energy Management_A_Technical Potential | F10 | Industrial | Instruments | New | Process | Natural Gas | Strategic Energy Management | A | Purchases (Incremental) | Technical Potential | 0 | 0 | 35.8604 | 62.5831 | 89.2403 | 119.1188 | 137.1128 | 158.0015 | 178.6269 | 201.8273 | 219.1069 | 238.9807 | 258.591 | 281.3394 | 296.7789 | 315.5434 | 334.2937 | 356.1216 | 370.5396 | 388.3059 | 434.6622 | 471.4065 | 0
F11_Industrial_Instruments_New_Process_Natural Gas_Strategic Energy Management_A_Technical Potential | F11 | Industrial | Instruments | New | Process | Natural Gas | Strategic Energy Management | A | Purchases (Cumulative) | Technical Potential | 0 | 0 | 35.8604 | 98.4435 | 187.6838 | 306.8026 | 443.9154 | 566.0565 | 682.1003 | 794.6873 | 894.6754 | 996.5433 | 1097.1328 | 1199.8453 | 1294.7969 | 1391.2334 | 1486.5464 | 1548.2166 | 1574.8336 | 1577.1204 | 1577.1204 | 1577.1204 | 0
F1_Industrial_Instruments_New_Miscellaneous_Natural Gas_Strategic Energy Management_A_Technical Potential | F1 | Industrial | Instruments | New | Miscellaneous | Natural Gas | Strategic Energy Management | A | Integrated Unit Energy Savings (kWh or therms) | Technical Potential | 0 | 0 | 1.1153 | 1.1153 | 1.1153 | 1.1153 | 1.1153 | 1.1153 | 1.1153 | 1.1153 | 1.1153 | 1.1153 | 1.1153 | 1.1153 | 1.1153 | 1.1153 | 1.1153 | 1.1153 | 1.1153 | 1.1153 | 1.1153 | 1.1153 | 0
F2_Industrial_Instruments_New_Miscellaneous_Natural Gas_Strategic Energy Management_A_Technical Potential | F2 | Industrial | Instruments | New | Miscellaneous | Natural Gas | Strategic Energy Management | A | Integrated Unit Summer Peak Savings (kW) | Technical Potential | 0 | 0 | 0 | 0 | 0 | 0 | 0 | 0 | 0 | 0 | 0 | 0 | 0 | 0 | 0 | 0 | 0 | 0 | 0 | 0 | 0 | 0 | 0
F3_Industrial_Instruments_New_Miscellaneous_Natural Gas_Strategic Energy Management_A_Technical Potential | F3 | Industrial | Instruments | New | Miscellaneous | Natural Gas | Strategic Energy Management | A | Integrated Unit Winter Peak Savings (kW) | Technical Potential | 0 | 0 | 0 | 0 | 0 | 0 | 0 | 0 | 0 | 0 | 0 | 0 | 0 | 0 | 0 | 0 | 0 | 0 | 0 | 0 | 0 | 0 | 0
F4_Industrial_Instruments_New_Miscellaneous_Natural Gas_Strategic Energy Management_A_Technical Potential | F4 | Industrial | Instruments | New | Miscellaneous | Natural Gas | Strategic Energy Management | A | Incremental Energy Savings (MWh or mTherms) | Technical Potential | 0 | 0 | 0.0099986 | 0.017449 | 0.024882 | 0.033213 | 0.03823 | 0.044054 | 0.049805 | 0.056273 | 0.061091 | 0.066632 | 0.0721 | 0.078443 | 0.082748 | 0.087979 | 0.093207 | 0.099293 | 0.10331 | 0.10827 | 0.12119 | 0.13144 | 0
F5_Industrial_Instruments_New_Miscellaneous_Natural Gas_Strategic Energy Management_A_Technical Potential | F5 | Industrial | Instruments | New | Miscellaneous | Natural Gas | Strategic Energy Management | A | Incremental Summer Peak Savings (MW) | Technical Potential | 0 | 0 | 0 | 0 | 0 | 0 | 0 | 0 | 0 | 0 | 0 | 0 | 0 | 0 | 0 | 0 | 0 | 0 | 0 | 0 | 0 | 0 | 0
F6_Industrial_Instruments_New_Miscellaneous_Natural Gas_Strategic Energy Management_A_Technical Potential | F6 | Industrial | Instruments | New | Miscellaneous | Natural Gas | Strategic Energy Management | A | Incremental Winter Peak Savings (MW) | Technical Potential | 0 | 0 | 0 | 0 | 0 | 0 | 0 | 0 | 0 | 0 | 0 | 0 | 0 | 0 | 0 | 0 | 0 | 0 | 0 | 0 | 0 | 0 | 0
F7_Industrial_Instruments_New_Miscellaneous_Natural Gas_Strategic Energy Management_A_Technical Potential | F7 | Industrial | Instruments | New | Miscellaneous | Natural Gas | Strategic Energy Management | A | Cumulative Energy Savings (MWh or mTherms) | Technical Potential | 0 | 0 | 0.0099986 | 0.027448 | 0.05233 | 0.085542 | 0.12377 | 0.15783 | 0.19018 | 0.22157 | 0.24945 | 0.27786 | 0.3059 | 0.33454 | 0.36101 | 0.3879 | 0.41448 | 0.43167 | 0.43909 | 0.43973 | 0.43973 | 0.43973 | 0
F8_Industrial_Instruments_New_Miscellaneous_Natural Gas_Strategic Energy Management_A_Technical Potential | F8 | Industrial | Instruments | New | Miscellaneous | Natural Gas | Strategic Energy Management | A | Cumulative Summer Peak Savings (MW) | Technical Potential | 0 | 0 | 0 | 0 | 0 | 0 | 0 | 0 | 0 | 0 | 0 | 0 | 0 | 0 | 0 | 0 | 0 | 0 | 0 | 0 | 0 | 0 | 0
F9_Industrial_Instruments_New_Miscellaneous_Natural Gas_Strategic Energy Management_A_Technical Potential | F9 | Industrial | Instruments | New | Miscellaneous | Natural Gas | Strategic Energy Management | A | Cumulative Winter Peak Savings (MW) | Technical Potential | 0 | 0 | 0 | 0 | 0 | 0 | 0 | 0 | 0 | 0 | 0 | 0 | 0 | 0 | 0 | 0 | 0 | 0 | 0 | 0 | 0 | 0 | 0
F10_Industrial_Instruments_New_Miscellaneous_Natural Gas_Strategic Energy Management_A_Technical Potential | F10 | Industrial | Instruments | New | Miscellaneous | Natural Gas | Strategic Energy Management | A | Purchases (Incremental) | Technical Potential | 0 | 0 | 8.9651 | 15.6458 | 22.3101 | 29.7797 | 34.2782 | 39.5004 | 44.6567 | 50.4568 | 54.7767 | 59.7452 | 64.6477 | 70.3349 | 74.1947 | 78.8859 | 83.5734 | 89.0304 | 92.6349 | 97.0765 | 108.6655 | 117.8516 | 0
F11_Industrial_Instruments_New_Miscellaneous_Natural Gas_Strategic Energy Management_A_Technical Potential | F11 | Industrial | Instruments | New | Miscellaneous | Natural Gas | Strategic Energy Management | A | Purchases (Cumulative) | Technical Potential | 0 | 0 | 8.9651 | 24.6109 | 46.921 | 76.7006 | 110.9789 | 141.5141 | 170.5251 | 198.6718 | 223.6689 | 249.1358 | 274.2832 | 299.9613 | 323.6992 | 347.8084 | 371.6366 | 387.0542 | 393.7084 | 394.2801 | 394.2801 | 394.2801 | 0
F1_Industrial_Instruments_New_Space Heating_Natural Gas_Commissioning_A_Technical Potential | F1 | Industrial | Instruments | New | Space Heating | Natural Gas | Commissioning | A | Integrated Unit Energy Savings (kWh or therms) | Technical Potential | 0 | 0 | 3.478 | 3.2743 | 3.1946 | 3.1482 | 3.1302 | 3.1144 | 3.1025 | 3.092 | 3.0856 | 3.0795 | 3.067 | 3.0571 | 3.0465 | 3.0558 | 3.0614 | 3.0612 | 3.067 | 3.066 | 3.0675 | 3.0646 | 0
F2_Industrial_Instruments_New_Space Heating_Natural Gas_Commissioning_A_Technical Potential | F2 | Industrial | Instruments | New | Space Heating | Natural Gas | Commissioning | A | Integrated Unit Summer Peak Savings (kW) | Technical Potential | 0 | 0 | 0 | 0 | 0 | 0 | 0 | 0 | 0 | 0 | 0 | 0 | 0 | 0 | 0 | 0 | 0 | 0 | 0 | 0 | 0 | 0 | 0
F3_Industrial_Instruments_New_Space Heating_Natural Gas_Commissioning_A_Technical Potential | F3 | Industrial | Instruments | New | Space Heating | Natural Gas | Commissioning | A | Integrated Unit Winter Peak Savings (kW) | Technical Potential | 0 | 0 | 0 | 0 | 0 | 0 | 0 | 0 | 0 | 0 | 0 | 0 | 0 | 0 | 0 | 0 | 0 | 0 | 0 | 0 | 0 | 0 | 0
F4_Industrial_Instruments_New_Space Heating_Natural Gas_Commissioning_A_Technical Potential | F4 | Industrial | Instruments | New | Space Heating | Natural Gas | Commissioning | A | Incremental Energy Savings (MWh or mTherms) | Technical Potential | 0 | 0 | 0 | 0 | 0 | 0 | 0 | 0 | 0 | 0 | 0 | 0 | 0 | 0 | 0 | 0 | 0 | 0 | 0 | 0 | 0 | 0 | 0
F5_Industrial_Instruments_New_Space Heating_Natural Gas_Commissioning_A_Technical Potential | F5 | Industrial | Instruments | New | Space Heating | Natural Gas | Commissioning | A | Incremental Summer Peak Savings (MW) | Technical Potential | 0 | 0 | 0 | 0 | 0 | 0 | 0 | 0 | 0 | 0 | 0 | 0 | 0 | 0 | 0 | 0 | 0 | 0 | 0 | 0 | 0 | 0 | 0
F6_Industrial_Instruments_New_Space Heating_Natural Gas_Commissioning_A_Technical Potential | F6 | Industrial | Instruments | New | Space Heating | Natural Gas | Commissioning | A | Incremental Winter Peak Savings (MW) | Technical Potential | 0 | 0 | 0 | 0 | 0 | 0 | 0 | 0 | 0 | 0 | 0 | 0 | 0 | 0 | 0 | 0 | 0 | 0 | 0 | 0 | 0 | 0 | 0
F7_Industrial_Instruments_New_Space Heating_Natural Gas_Commissioning_A_Technical Potential | F7 | Industrial | Instruments | New | Space Heating | Natural Gas | Commissioning | A | Cumulative Energy Savings (MWh or mTherms) | Technical Potential | 0 | 0 | 0 | 0 | 0 | 0 | 0 | 0 | 0 | 0 | 0 | 0 | 0 | 0 | 0 | 0 | 0 | 0 | 0 | 0 | 0 | 0 | 0
F8_Industrial_Instruments_New_Space Heating_Natural Gas_Commissioning_A_Technical Potential | F8 | Industrial | Instruments | New | Space Heating | Natural Gas | Commissioning | A | Cumulative Summer Peak Savings (MW) | Technical Potential | 0 | 0 | 0 | 0 | 0 | 0 | 0 | 0 | 0 | 0 | 0 | 0 | 0 | 0 | 0 | 0 | 0 | 0 | 0 | 0 | 0 | 0 | 0
F9_Industrial_Instruments_New_Space Heating_Natural Gas_Commissioning_A_Technical Potential | F9 | Industrial | Instruments | New | Space Heating | Natural Gas | Commissioning | A | Cumulative Winter Peak Savings (MW) | Technical Potential | 0 | 0 | 0 | 0 | 0 | 0 | 0 | 0 | 0 | 0 | 0 | 0 | 0 | 0 | 0 | 0 | 0 | 0 | 0 | 0 | 0 | 0 | 0
F10_Industrial_Instruments_New_Space Heating_Natural Gas_Commissioning_A_Technical Potential | F10 | Industrial | Instruments | New | Space Heating | Natural Gas | Commissioning | A | Purchases (Incremental) | Technical Potential | 0 | 0 | 0 | 0 | 0 | 0 | 0 | 0 | 0 | 0 | 0 | 0 | 0 | 0 | 0 | 0 | 0 | 0 | 0 | 0 | 0 | 0 | 0
F11_Industrial_Instruments_New_Space Heating_Natural Gas_Commissioning_A_Technical Potential | F11 | Industrial | Instruments | New | Space Heating | Natural Gas | Commissioning | A | Purchases (Cumulative) | Technical Potential | 0 | 0 | 0 | 0 | 0 | 0 | 0 | 0 | 0 | 0 | 0 | 0 | 0 | 0 | 0 | 0 | 0 | 0 | 0 | 0 | 0 | 0 | 0
F1_Industrial_Instruments_New_Process_Natural Gas_Commissioning_A_Technical Potential | F1 | Industrial | Instruments | New | Process | Natural Gas | Commissioning | A | Integrated Unit Energy Savings (kWh or therms) | Technical Potential | 0 | 0 | 9.4831 | 9.4827 | 9.4825 | 9.483 | 9.4832 | 9.4834 | 9.4836 | 9.4837 | 9.4838 | 9.4839 | 9.484 | 9.484 | 9.4841 | 9.4841 | 9.4842 | 9.4842 | 9.4842 | 9.4843 | 9.4843 | 9.4843 | 0
F2_Industrial_Instruments_New_Process_Natural Gas_Commissioning_A_Technical Potential | F2 | Industrial | Instruments | New | Process | Natural Gas | Commissioning | A | Integrated Unit Summer Peak Savings (kW) | Technical Potential | 0 | 0 | 0 | 0 | 0 | 0 | 0 | 0 | 0 | 0 | 0 | 0 | 0 | 0 | 0 | 0 | 0 | 0 | 0 | 0 | 0 | 0 | 0
F3_Industrial_Instruments_New_Process_Natural Gas_Commissioning_A_Technical Potential | F3 | Industrial | Instruments | New | Process | Natural Gas | Commissioning | A | Integrated Unit Winter Peak Savings (kW) | Technical Potential | 0 | 0 | 0 | 0 | 0 | 0 | 0 | 0 | 0 | 0 | 0 | 0 | 0 | 0 | 0 | 0 | 0 | 0 | 0 | 0 | 0 | 0 | 0
F4_Industrial_Instruments_New_Process_Natural Gas_Commissioning_A_Technical Potential | F4 | Industrial | Instruments | New | Process | Natural Gas | Commissioning | A | Incremental Energy Savings (MWh or mTherms) | Technical Potential | 0 | 0 | 0 | 0 | 0 | 0 | 0 | 0 | 0 | 0 | 0 | 0 | 0 | 0 | 0 | 0 | 0 | 0 | 0 | 0 | 0 | 0 | 0
F5_Industrial_Instruments_New_Process_Natural Gas_Commissioning_A_Technical Potential | F5 | Industrial | Instruments | New | Process | Natural Gas | Commissioning | A | Incremental Summer Peak Savings (MW) | Technical Potential | 0 | 0 | 0 | 0 | 0 | 0 | 0 | 0 | 0 | 0 | 0 | 0 | 0 | 0 | 0 | 0 | 0 | 0 | 0 | 0 | 0 | 0 | 0
F6_Industrial_Instruments_New_Process_Natural Gas_Commissioning_A_Technical Potential | F6 | Industrial | Instruments | New | Process | Natural Gas | Commissioning | A | Incremental Winter Peak Savings (MW) | Technical Potential | 0 | 0 | 0 | 0 | 0 | 0 | 0 | 0 | 0 | 0 | 0 | 0 | 0 | 0 | 0 | 0 | 0 | 0 | 0 | 0 | 0 | 0 | 0
F7_Industrial_Instruments_New_Process_Natural Gas_Commissioning_A_Technical Potential | F7 | Industrial | Instruments | New | Process | Natural Gas | Commissioning | A | Cumulative Energy Savings (MWh or mTherms) | Technical Potential | 0 | 0 | 0 | 0 | 0 | 0 | 0 | 0 | 0 | 0 | 0 | 0 | 0 | 0 | 0 | 0 | 0 | 0 | 0 | 0 | 0 | 0 | 0
F8_Industrial_Instruments_New_Process_Natural Gas_Commissioning_A_Technical Potential | F8 | Industrial | Instruments | New | Process | Natural Gas | Commissioning | A | Cumulative Summer Peak Savings (MW) | Technical Potential | 0 | 0 | 0 | 0 | 0 | 0 | 0 | 0 | 0 | 0 | 0 | 0 | 0 | 0 | 0 | 0 | 0 | 0 | 0 | 0 | 0 | 0 | 0
F9_Industrial_Instruments_New_Process_Natural Gas_Commissioning_A_Technical Potential | F9 | Industrial | Instruments | New | Process | Natural Gas | Commissioning | A | Cumulative Winter Peak Savings (MW) | Technical Potential | 0 | 0 | 0 | 0 | 0 | 0 | 0 | 0 | 0 | 0 | 0 | 0 | 0 | 0 | 0 | 0 | 0 | 0 | 0 | 0 | 0 | 0 | 0
F10_Industrial_Instruments_New_Process_Natural Gas_Commissioning_A_Technical Potential | F10 | Industrial | Instruments | New | Process | Natural Gas | Commissioning | A | Purchases (Incremental) | Technical Potential | 0 | 0 | 0 | 0 | 0 | 0 | 0 | 0 | 0 | 0 | 0 | 0 | 0 | 0 | 0 | 0 | 0 | 0 | 0 | 0 | 0 | 0 | 0
F11_Industrial_Instruments_New_Process_Natural Gas_Commissioning_A_Technical Potential | F11 | Industrial | Instruments | New | Process | Natural Gas | Commissioning | A | Purchases (Cumulative) | Technical Potential | 0 | 0 | 0 | 0 | 0 | 0 | 0 | 0 | 0 | 0 | 0 | 0 | 0 | 0 | 0 | 0 | 0 | 0 | 0 | 0 | 0 | 0 | 0
F1_Industrial_Instruments_New_Space Heating_Natural Gas_Retrocommissioning_A_Technical Potential | F1 | Industrial | Instruments | New | Space Heating | Natural Gas | Retrocommissioning | A | Integrated Unit Energy Savings (kWh or therms) | Technical Potential | 0 | 0 | 0 | 0 | 0 | 0 | 0 | 0 | 0 | 0 | 0 | 0 | 0 | 0 | 0 | 0 | 0 | 0 | 0 | 0 | 0 | 0 | 0
F2_Industrial_Instruments_New_Space Heating_Natural Gas_Retrocommissioning_A_Technical Potential | F2 | Industrial | Instruments | New | Space Heating | Natural Gas | Retrocommissioning | A | Integrated Unit Summer Peak Savings (kW) | Technical Potential | 0 | 0 | 0 | 0 | 0 | 0 | 0 | 0 | 0 | 0 | 0 | 0 | 0 | 0 | 0 | 0 | 0 | 0 | 0 | 0 | 0 | 0 | 0
F3_Industrial_Instruments_New_Space Heating_Natural Gas_Retrocommissioning_A_Technical Potential | F3 | Industrial | Instruments | New | Space Heating | Natural Gas | Retrocommissioning | A | Integrated Unit Winter Peak Savings (kW) | Technical Potential | 0 | 0 | 0 | 0 | 0 | 0 | 0 | 0 | 0 | 0 | 0 | 0 | 0 | 0 | 0 | 0 | 0 | 0 | 0 | 0 | 0 | 0 | 0
F4_Industrial_Instruments_New_Space Heating_Natural Gas_Retrocommissioning_A_Technical Potential | F4 | Industrial | Instruments | New | Space Heating | Natural Gas | Retrocommissioning | A | Incremental Energy Savings (MWh or mTherms) | Technical Potential | 0 | 0 | 0 | 0 | 0 | 0 | 0 | 0 | 0 | 0 | 0 | 0 | 0 | 0 | 0 | 0 | 0 | 0 | 0 | 0 | 0 | 0 | 0
F5_Industrial_Instruments_New_Space Heating_Natural Gas_Retrocommissioning_A_Technical Potential | F5 | Industrial | Instruments | New | Space Heating | Natural Gas | Retrocommissioning | A | Incremental Summer Peak Savings (MW) | Technical Potential | 0 | 0 | 0 | 0 | 0 | 0 | 0 | 0 | 0 | 0 | 0 | 0 | 0 | 0 | 0 | 0 | 0 | 0 | 0 | 0 | 0 | 0 | 0
F6_Industrial_Instruments_New_Space Heating_Natural Gas_Retrocommissioning_A_Technical Potential | F6 | Industrial | Instruments | New | Space Heating | Natural Gas | Retrocommissioning | A | Incremental Winter Peak Savings (MW) | Technical Potential | 0 | 0 | 0 | 0 | 0 | 0 | 0 | 0 | 0 | 0 | 0 | 0 | 0 | 0 | 0 | 0 | 0 | 0 | 0 | 0 | 0 | 0 | 0
F7_Industrial_Instruments_New_Space Heating_Natural Gas_Retrocommissioning_A_Technical Potential | F7 | Industrial | Instruments | New | Space Heating | Natural Gas | Retrocommissioning | A | Cumulative Energy Savings (MWh or mTherms) | Technical Potential | 0 | 0 | 0 | 0 | 0 | 0 | 0 | 0 | 0 | 0 | 0 | 0 | 0 | 0 | 0 | 0 | 0 | 0 | 0 | 0 | 0 | 0 | 0
F8_Industrial_Instruments_New_Space Heating_Natural Gas_Retrocommissioning_A_Technical Potential | F8 | Industrial | Instruments | New | Space Heating | Natural Gas | Retrocommissioning | A | Cumulative Summer Peak Savings (MW) | Technical Potential | 0 | 0 | 0 | 0 | 0 | 0 | 0 | 0 | 0 | 0 | 0 | 0 | 0 | 0 | 0 | 0 | 0 | 0 | 0 | 0 | 0 | 0 | 0
F9_Industrial_Instruments_New_Space Heating_Natural Gas_Retrocommissioning_A_Technical Potential | F9 | Industrial | Instruments | New | Space Heating | Natural Gas | Retrocommissioning | A | Cumulative Winter Peak Savings (MW) | Technical Potential | 0 | 0 | 0 | 0 | 0 | 0 | 0 | 0 | 0 | 0 | 0 | 0 | 0 | 0 | 0 | 0 | 0 | 0 | 0 | 0 | 0 | 0 | 0
F10_Industrial_Instruments_New_Space Heating_Natural Gas_Retrocommissioning_A_Technical Potential | F10 | Industrial | Instruments | New | Space Heating | Natural Gas | Retrocommissioning | A | Purchases (Incremental) | Technical Potential | 0 | 0 | 0 | 0 | 0 | 0 | 0 | 0 | 0 | 0 | 0 | 0 | 0 | 0 | 0 | 0 | 0 | 0 | 0 | 0 | 0 | 0 | 0
F11_Industrial_Instruments_New_Space Heating_Natural Gas_Retrocommissioning_A_Technical Potential | F11 | Industrial | Instruments | New | Space Heating | Natural Gas | Retrocommissioning | A | Purchases (Cumulative) | Technical Potential | 0 | 0 | 0 | 0 | 0 | 0 | 0 | 0 | 0 | 0 | 0 | 0 | 0 | 0 | 0 | 0 | 0 | 0 | 0 | 0 | 0 | 0 | 0
F1_Industrial_Instruments_New_Process_Natural Gas_Retrocommissioning_A_Technical Potential | F1 | Industrial | Instruments | New | Process | Natural Gas | Retrocommissioning | A | Integrated Unit Energy Savings (kWh or therms) | Technical Potential | 0 | 0 | 0 | 0 | 0 | 0 | 0 | 0 | 0 | 0 | 0 | 0 | 0 | 0 | 0 | 0 | 0 | 0 | 0 | 0 | 0 | 0 | 0
F2_Industrial_Instruments_New_Process_Natural Gas_Retrocommissioning_A_Technical Potential | F2 | Industrial | Instruments | New | Process | Natural Gas | Retrocommissioning | A | Integrated Unit Summer Peak Savings (kW) | Technical Potential | 0 | 0 | 0 | 0 | 0 | 0 | 0 | 0 | 0 | 0 | 0 | 0 | 0 | 0 | 0 | 0 | 0 | 0 | 0 | 0 | 0 | 0 | 0
F3_Industrial_Instruments_New_Process_Natural Gas_Retrocommissioning_A_Technical Potential | F3 | Industrial | Instruments | New | Process | Natural Gas | Retrocommissioning | A | Integrated Unit Winter Peak Savings (kW) | Technical Potential | 0 | 0 | 0 | 0 | 0 | 0 | 0 | 0 | 0 | 0 | 0 | 0 | 0 | 0 | 0 | 0 | 0 | 0 | 0 | 0 | 0 | 0 | 0
F4_Industrial_Instruments_New_Process_Natural Gas_Retrocommissioning_A_Technical Potential | F4 | Industrial | Instruments | New | Process | Natural Gas | Retrocommissioning | A | Incremental Energy Savings (MWh or mTherms) | Technical Potential | 0 | 0 | 0 | 0 | 0 | 0 | 0 | 0 | 0 | 0 | 0 | 0 | 0 | 0 | 0 | 0 | 0 | 0 | 0 | 0 | 0 | 0 | 0
F5_Industrial_Instruments_New_Process_Natural Gas_Retrocommissioning_A_Technical Potential | F5 | Industrial | Instruments | New | Process | Natural Gas | Retrocommissioning | A | Incremental Summer Peak Savings (MW) | Technical Potential | 0 | 0 | 0 | 0 | 0 | 0 | 0 | 0 | 0 | 0 | 0 | 0 | 0 | 0 | 0 | 0 | 0 | 0 | 0 | 0 | 0 | 0 | 0
F6_Industrial_Instruments_New_Process_Natural Gas_Retrocommissioning_A_Technical Potential | F6 | Industrial | Instruments | New | Process | Natural Gas | Retrocommissioning | A | Incremental Winter Peak Savings (MW) | Technical Potential | 0 | 0 | 0 | 0 | 0 | 0 | 0 | 0 | 0 | 0 | 0 | 0 | 0 | 0 | 0 | 0 | 0 | 0 | 0 | 0 | 0 | 0 | 0
F7_Industrial_Instruments_New_Process_Natural Gas_Retrocommissioning_A_Technical Potential | F7 | Industrial | Instruments | New | Process | Natural Gas | Retrocommissioning | A | Cumulative Energy Savings (MWh or mTherms) | Technical Potential | 0 | 0 | 0 | 0 | 0 | 0 | 0 | 0 | 0 | 0 | 0 | 0 | 0 | 0 | 0 | 0 | 0 | 0 | 0 | 0 | 0 | 0 | 0
F8_Industrial_Instruments_New_Process_Natural Gas_Retrocommissioning_A_Technical Potential | F8 | Industrial | Instruments | New | Process | Natural Gas | Retrocommissioning | A | Cumulative Summer Peak Savings (MW) | Technical Potential | 0 | 0 | 0 | 0 | 0 | 0 | 0 | 0 | 0 | 0 | 0 | 0 | 0 | 0 | 0 | 0 | 0 | 0 | 0 | 0 | 0 | 0 | 0
F9_Industrial_Instruments_New_Process_Natural Gas_Retrocommissioning_A_Technical Potential | F9 | Industrial | Instruments | New | Process | Natural Gas | Retrocommissioning | A | Cumulative Winter Peak Savings (MW) | Technical Potential | 0 | 0 | 0 | 0 | 0 | 0 | 0 | 0 | 0 | 0 | 0 | 0 | 0 | 0 | 0 | 0 | 0 | 0 | 0 | 0 | 0 | 0 | 0
F10_Industrial_Instruments_New_Process_Natural Gas_Retrocommissioning_A_Technical Potential | F10 | Industrial | Instruments | New | Process | Natural Gas | Retrocommissioning | A | Purchases (Incremental) | Technical Potential | 0 | 0 | 0 | 0 | 0 | 0 | 0 | 0 | 0 | 0 | 0 | 0 | 0 | 0 | 0 | 0 | 0 | 0 | 0 | 0 | 0 | 0 | 0
F11_Industrial_Instruments_New_Process_Natural Gas_Retrocommissioning_A_Technical Potential | F11 | Industrial | Instruments | New | Process | Natural Gas | Retrocommissioning | A | Purchases (Cumulative) | Technical Potential | 0 | 0 | 0 | 0 | 0 | 0 | 0 | 0 | 0 | 0 | 0 | 0 | 0 | 0 | 0 | 0 | 0 | 0 | 0 | 0 | 0 | 0 | 0
F1_Industrial_Wood and Lumber Products_Existing_Space Heating_Natural Gas_Insulation - Roof/Ceiling_A_Technical Potential | F1 | Industrial | Wood and Lumber Products | Existing | Space Heating | Natural Gas | Insulation - Roof/Ceiling | A | Integrated Unit Energy Savings (kWh or therms) | Technical Potential | 0 | 0 | 0.082691 | 0.082114 | 0.08149 | 0.080809 | 0.080058 | 0.079226 | 0.078305 | 0.077286 | 0.076176 | 0.074982 | 0.073726 | 0.072428 | 0.07113 | 0.069859 | 0.068641 | 0.067532 | 0.066536 | 0.065645 | 0.064842 | 0.064105 | 0
F2_Industrial_Wood and Lumber Products_Existing_Space Heating_Natural Gas_Insulation - Roof/Ceiling_A_Technical Potential | F2 | Industrial | Wood and Lumber Products | Existing | Space Heating | Natural Gas | Insulation - Roof/Ceiling | A | Integrated Unit Summer Peak Savings (kW) | Technical Potential | 0 | 0 | 0 | 0 | 0 | 0 | 0 | 0 | 0 | 0 | 0 | 0 | 0 | 0 | 0 | 0 | 0 | 0 | 0 | 0 | 0 | 0 | 0
F3_Industrial_Wood and Lumber Products_Existing_Space Heating_Natural Gas_Insulation - Roof/Ceiling_A_Technical Potential | F3 | Industrial | Wood and Lumber Products | Existing | Space Heating | Natural Gas | Insulation - Roof/Ceiling | A | Integrated Unit Winter Peak Savings (kW) | Technical Potential | 0 | 0 | 0 | 0 | 0 | 0 | 0 | 0 | 0 | 0 | 0 | 0 | 0 | 0 | 0 | 0 | 0 | 0 | 0 | 0 | 0 | 0 | 0
F4_Industrial_Wood and Lumber Products_Existing_Space Heating_Natural Gas_Insulation - Roof/Ceiling_A_Technical Potential | F4 | Industrial | Wood and Lumber Products | Existing | Space Heating | Natural Gas | Insulation - Roof/Ceiling | A | Incremental Energy Savings (MWh or mTherms) | Technical Potential | 0 | 0 | 0.34492 | 0.58907 | 0.89369 | 1.2193 | 1.5109 | 1.7144 | 1.7933 | 1.7395 | 1.5726 | 1.3311 | 1.0592 | 0.79539 | 0.56566 | 0.38218 | 0.24603 | 0.15138 | 0.089218 | 0.058572 | 0 | 0 | 0
F5_Industrial_Wood and Lumber Products_Existing_Space Heating_Natural Gas_Insulation - Roof/Ceiling_A_Technical Potential | F5 | Industrial | Wood and Lumber Products | Existing | Space Heating | Natural Gas | Insulation - Roof/Ceiling | A | Incremental Summer Peak Savings (MW) | Technical Potential | 0 | 0 | 0 | 0 | 0 | 0 | 0 | 0 | 0 | 0 | 0 | 0 | 0 | 0 | 0 | 0 | 0 | 0 | 0 | 0 | 0 | 0 | 0
F6_Industrial_Wood and Lumber Products_Existing_Space Heating_Natural Gas_Insulation - Roof/Ceiling_A_Technical Potential | F6 | Industrial | Wood and Lumber Products | Existing | Space Heating | Natural Gas | Insulation - Roof/Ceiling | A | Incremental Winter Peak Savings (MW) | Technical Potential | 0 | 0 | 0 | 0 | 0 | 0 | 0 | 0 | 0 | 0 | 0 | 0 | 0 | 0 | 0 | 0 | 0 | 0 | 0 | 0 | 0 | 0 | 0
F7_Industrial_Wood and Lumber Products_Existing_Space Heating_Natural Gas_Insulation - Roof/Ceiling_A_Technical Potential | F7 | Industrial | Wood and Lumber Products | Existing | Space Heating | Natural Gas | Insulation - Roof/Ceiling | A | Cumulative Energy Savings (MWh or mTherms) | Technical Potential | 0 | 0 | 0.34492 | 0.93158 | 1.8182 | 3.0223 | 4.5052 | 6.1727 | 7.8942 | 9.531 | 10.9666 | 12.1259 | 12.982 | 13.5488 | 13.8717 | 14.0059 | 14.0078 | 13.9329 | 13.8165 | 13.6901 | 13.5228 | 13.3689 | 0
F8_Industrial_Wood and Lumber Products_Existing_Space Heating_Natural Gas_Insulation - Roof/Ceiling_A_Technical Potential | F8 | Industrial | Wood and Lumber Products | Existing | Space Heating | Natural Gas | Insulation - Roof/Ceiling | A | Cumulative Summer Peak Savings (MW) | Technical Potential | 0 | 0 | 0 | 0 | 0 | 0 | 0 | 0 | 0 | 0 | 0 | 0 | 0 | 0 | 0 | 0 | 0 | 0 | 0 | 0 | 0 | 0 | 0
F9_Industrial_Wood and Lumber Products_Existing_Space Heating_Natural Gas_Insulation - Roof/Ceiling_A_Technical Potential | F9 | Industrial | Wood and Lumber Products | Existing | Space Heating | Natural Gas | Insulation - Roof/Ceiling | A | Cumulative Winter Peak Savings (MW) | Technical Potential | 0 | 0 | 0 | 0 | 0 | 0 | 0 | 0 | 0 | 0 | 0 | 0 | 0 | 0 | 0 | 0 | 0 | 0 | 0 | 0 | 0 | 0 | 0
F10_Industrial_Wood and Lumber Products_Existing_Space Heating_Natural Gas_Insulation - Roof/Ceiling_A_Technical Potential | F10 | Industrial | Wood and Lumber Products | Existing | Space Heating | Natural Gas | Insulation - Roof/Ceiling | A | Purchases (Incremental) | Technical Potential | 0 | 0 | 4171.2284 | 7173.7937 | 10966.834 | 15088.8509 | 18872.8888 | 21638.7432 | 22901.4815 | 22506.6284 | 20644.0109 | 17752.0697 | 14367.2937 | 10981.8969 | 7952.4081 | 5470.7083 | 3584.2572 | 2241.5652 | 1340.9063 | 892.2523 | 0 | 0 | 0
F11_Industrial_Wood and Lumber Products_Existing_Space Heating_Natural Gas_Insulation - Roof/Ceiling_A_Technical Potential | F11 | Industrial | Wood and Lumber Products | Existing | Space Heating | Natural Gas | Insulation - Roof/Ceiling | A | Purchases (Cumulative) | Technical Potential | 0 | 0 | 4171.2284 | 11345.0221 | 22311.8561 | 37400.707 | 56273.5958 | 77912.339 | 100813.8205 | 123320.4489 | 143964.4597 | 161716.5294 | 176083.8231 | 187065.72 | 195018.1281 | 200488.8365 | 204073.0937 | 206314.6589 | 207655.5652 | 208547.8175 | 208547.8175 | 208547.8175 | 0
F1_Industrial_Wood and Lumber Products_Existing_Space Heating_Natural Gas_Insulation - Wall Cavity_A_Technical Potential | F1 | Industrial | Wood and Lumber Products | Existing | Space Heating | Natural Gas | Insulation - Wall Cavity | A | Integrated Unit Energy Savings (kWh or therms) | Technical Potential | 0 | 0 | 0.018021 | 0.017776 | 0.017457 | 0.017053 | 0.016568 | 0.016015 | 0.015418 | 0.014805 | 0.014204 | 0.013636 | 0.013114 | 0.012643 | 0.012225 | 0.011855 | 0.011528 | 0.011243 | 0.010993 | 0.010768 | 0.010574 | 0.010391 | 0
F2_Industrial_Wood and Lumber Products_Existing_Space Heating_Natural Gas_Insulation - Wall Cavity_A_Technical Potential | F2 | Industrial | Wood and Lumber Products | Existing | Space Heating | Natural Gas | Insulation - Wall Cavity | A | Integrated Unit Summer Peak Savings (kW) | Technical Potential | 0 | 0 | 0 | 0 | 0 | 0 | 0 | 0 | 0 | 0 | 0 | 0 | 0 | 0 | 0 | 0 | 0 | 0 | 0 | 0 | 0 | 0 | 0
F3_Industrial_Wood and Lumber Products_Existing_Space Heating_Natural Gas_Insulation - Wall Cavity_A_Technical Potential | F3 | Industrial | Wood and Lumber Products | Existing | Space Heating | Natural Gas | Insulation - Wall Cavity | A | Integrated Unit Winter Peak Savings (kW) | Technical Potential | 0 | 0 | 0 | 0 | 0 | 0 | 0 | 0 | 0 | 0 | 0 | 0 | 0 | 0 | 0 | 0 | 0 | 0 | 0 | 0 | 0 | 0 | 0
F4_Industrial_Wood and Lumber Products_Existing_Space Heating_Natural Gas_Insulation - Wall Cavity_A_Technical Potential | F4 | Industrial | Wood and Lumber Products | Existing | Space Heating | Natural Gas | Insulation - Wall Cavity | A | Incremental Energy Savings (MWh or mTherms) | Technical Potential | 0 | 0 | 0.075171 | 0.12752 | 0.19145 | 0.25732 | 0.31269 | 0.34654 | 0.35309 | 0.33321 | 0.29322 | 0.24206 | 0.18841 | 0.13884 | 0.09722 | 0.064858 | 0.04132 | 0.025202 | 0.01474 | 0.0096081 | 0 | 0 | 0
F5_Industrial_Wood and Lumber Products_Existing_Space Heating_Natural Gas_Insulation - Wall Cavity_A_Technical Potential | F5 | Industrial | Wood and Lumber Products | Existing | Space Heating | Natural Gas | Insulation - Wall Cavity | A | Incremental Summer Peak Savings (MW) | Technical Potential | 0 | 0 | 0 | 0 | 0 | 0 | 0 | 0 | 0 | 0 | 0 | 0 | 0 | 0 | 0 | 0 | 0 | 0 | 0 | 0 | 0 | 0 | 0
F6_Industrial_Wood and Lumber Products_Existing_Space Heating_Natural Gas_Insulation - Wall Cavity_A_Technical Potential | F6 | Industrial | Wood and Lumber Products | Existing | Space Heating | Natural Gas | Insulation - Wall Cavity | A | Incremental Winter Peak Savings (MW) | Technical Potential | 0 | 0 | 0 | 0 | 0 | 0 | 0 | 0 | 0 | 0 | 0 | 0 | 0 | 0 | 0 | 0 | 0 | 0 | 0 | 0 | 0 | 0 | 0
F7_Industrial_Wood and Lumber Products_Existing_Space Heating_Natural Gas_Insulation - Wall Cavity_A_Technical Potential | F7 | Industrial | Wood and Lumber Products | Existing | Space Heating | Natural Gas | Insulation - Wall Cavity | A | Cumulative Energy Savings (MWh or mTherms) | Technical Potential | 0 | 0 | 0.075171 | 0.20167 | 0.38949 | 0.63781 | 0.93234 | 1.2478 | 1.5543 | 1.8258 | 2.0448 | 2.2051 | 2.3091 | 2.3651 | 2.3841 | 2.3769 | 2.3526 | 2.3196 | 2.2827 | 2.2457 | 2.2052 | 2.167 | 0
F8_Industrial_Wood and Lumber Products_Existing_Space Heating_Natural Gas_Insulation - Wall Cavity_A_Technical Potential | F8 | Industrial | Wood and Lumber Products | Existing | Space Heating | Natural Gas | Insulation - Wall Cavity | A | Cumulative Summer Peak Savings (MW) | Technical Potential | 0 | 0 | 0 | 0 | 0 | 0 | 0 | 0 | 0 | 0 | 0 | 0 | 0 | 0 | 0 | 0 | 0 | 0 | 0 | 0 | 0 | 0 | 0
F9_Industrial_Wood and Lumber Products_Existing_Space Heating_Natural Gas_Insulation - Wall Cavity_A_Technical Potential | F9 | Industrial | Wood and Lumber Products | Existing | Space Heating | Natural Gas | Insulation - Wall Cavity | A | Cumulative Winter Peak Savings (MW) | Technical Potential | 0 | 0 | 0 | 0 | 0 | 0 | 0 | 0 | 0 | 0 | 0 | 0 | 0 | 0 | 0 | 0 | 0 | 0 | 0 | 0 | 0 | 0 | 0
F10_Industrial_Wood and Lumber Products_Existing_Space Heating_Natural Gas_Insulation - Wall Cavity_A_Technical Potential | F10 | Industrial | Wood and Lumber Products | Existing | Space Heating | Natural Gas | Insulation - Wall Cavity | A | Purchases (Incremental) | Technical Potential | 0 | 0 | 4171.2284 | 7173.7937 | 10966.834 | 15088.8509 | 18872.8888 | 21638.7432 | 22901.4815 | 22506.6284 | 20644.0109 | 17752.0697 | 14367.2937 | 10981.8969 | 7952.4081 | 5470.7083 | 3584.2572 | 2241.5652 | 1340.9063 | 892.2523 | 0 | 0 | 0
F11_Industrial_Wood and Lumber Products_Existing_Space Heating_Natural Gas_Insulation - Wall Cavity_A_Technical Potential | F11 | Industrial | Wood and Lumber Products | Existing | Space Heating | Natural Gas | Insulation - Wall Cavity | A | Purchases (Cumulative) | Technical Potential | 0 | 0 | 4171.2284 | 11345.0221 | 22311.8561 | 37400.707 | 56273.5958 | 77912.339 | 100813.8205 | 123320.4489 | 143964.4597 | 161716.5294 | 176083.8231 | 187065.72 | 195018.1281 | 200488.8365 | 204073.0937 | 206314.6589 | 207655.5652 | 208547.8175 | 208547.8175 | 208547.8175 | 0
F1_Industrial_Wood and Lumber Products_Existing_Space Heating_Natural Gas_Insulation - Ducting_A_Technical Potential | F1 | Industrial | Wood and Lumber Products | Existing | Space Heating | Natural Gas | Insulation - Ducting | A | Integrated Unit Energy Savings (kWh or therms) | Technical Potential | 0 | 0 | 0.0014255 | 0.0013978 | 0.0013634 | 0.0013217 | 0.0012731 | 0.0012191 | 0.0011623 | 0.0011052 | 0.0010503 | 0.00099933 | 0.00095329 | 0.00091234 | 0.00087638 | 0.00084481 | 0.00081701 | 0.00079276 | 0.00077139 | 0.00075213 | 0.00073534 | 0.00071946 | 0
F2_Industrial_Wood and Lumber Products_Existing_Space Heating_Natural Gas_Insulation - Ducting_A_Technical Potential | F2 | Industrial | Wood and Lumber Products | Existing | Space Heating | Natural Gas | Insulation - Ducting | A | Integrated Unit Summer Peak Savings (kW) | Technical Potential | 0 | 0 | 0 | 0 | 0 | 0 | 0 | 0 | 0 | 0 | 0 | 0 | 0 | 0 | 0 | 0 | 0 | 0 | 0 | 0 | 0 | 0 | 0
F3_Industrial_Wood and Lumber Products_Existing_Space Heating_Natural Gas_Insulation - Ducting_A_Technical Potential | F3 | Industrial | Wood and Lumber Products | Existing | Space Heating | Natural Gas | Insulation - Ducting | A | Integrated Unit Winter Peak Savings (kW) | Technical Potential | 0 | 0 | 0 | 0 | 0 | 0 | 0 | 0 | 0 | 0 | 0 | 0 | 0 | 0 | 0 | 0 | 0 | 0 | 0 | 0 | 0 | 0 | 0
F4_Industrial_Wood and Lumber Products_Existing_Space Heating_Natural Gas_Insulation - Ducting_A_Technical Potential | F4 | Industrial | Wood and Lumber Products | Existing | Space Heating | Natural Gas | Insulation - Ducting | A | Incremental Energy Savings (MWh or mTherms) | Technical Potential | 0 | 0 | 0.00075074 | 0.00088833 | 0.001042 | 0.0011524 | 0.0012442 | 0.001369 | 0.0014071 | 0.0013433 | 0.0011823 | 0.0009503 | 0.00068941 | 0.00042913 | 0.00023523 | 0.0001073 | 4.3143e-05 | 1.496e-05 | 4.4686e-06 | 9.3326e-07 | 1.4739e-07 | 1.7012e-08 | 0
F5_Industrial_Wood and Lumber Products_Existing_Space Heating_Natural Gas_Insulation - Ducting_A_Technical Potential | F5 | Industrial | Wood and Lumber Products | Existing | Space Heating | Natural Gas | Insulation - Ducting | A | Incremental Summer Peak Savings (MW) | Technical Potential | 0 | 0 | 0 | 0 | 0 | 0 | 0 | 0 | 0 | 0 | 0 | 0 | 0 | 0 | 0 | 0 | 0 | 0 | 0 | 0 | 0 | 0 | 0
F6_Industrial_Wood and Lumber Products_Existing_Space Heating_Natural Gas_Insulation - Ducting_A_Technical Potential | F6 | Industrial | Wood and Lumber Products | Existing | Space Heating | Natural Gas | Insulation - Ducting | A | Incremental Winter Peak Savings (MW) | Technical Potential | 0 | 0 | 0 | 0 | 0 | 0 | 0 | 0 | 0 | 0 | 0 | 0 | 0 | 0 | 0 | 0 | 0 | 0 | 0 | 0 | 0 | 0 | 0
F7_Industrial_Wood and Lumber Products_Existing_Space Heating_Natural Gas_Insulation - Ducting_A_Technical Potential | F7 | Industrial | Wood and Lumber Products | Existing | Space Heating | Natural Gas | Insulation - Ducting | A | Cumulative Energy Savings (MWh or mTherms) | Technical Potential | 0 | 0 | 0.00075074 | 0.0016245 | 0.0026266 | 0.0036986 | 0.0048067 | 0.005972 | 0.0071007 | 0.0080952 | 0.0088754 | 0.0093952 | 0.0096517 | 0.0096662 | 0.0095205 | 0.0092848 | 0.0090224 | 0.0087696 | 0.0085377 | 0.0083254 | 0.0081397 | 0.007964 | 0
F8_Industrial_Wood and Lumber Products_Existing_Space Heating_Natural Gas_Insulation - Ducting_A_Technical Potential | F8 | Industrial | Wood and Lumber Products | Existing | Space Heating | Natural Gas | Insulation - Ducting | A | Cumulative Summer Peak Savings (MW) | Technical Potential | 0 | 0 | 0 | 0 | 0 | 0 | 0 | 0 | 0 | 0 | 0 | 0 | 0 | 0 | 0 | 0 | 0 | 0 | 0 | 0 | 0 | 0 | 0
F9_Industrial_Wood and Lumber Products_Existing_Space Heating_Natural Gas_Insulation - Ducting_A_Technical Potential | F9 | Industrial | Wood and Lumber Products | Existing | Space Heating | Natural Gas | Insulation - Ducting | A | Cumulative Winter Peak Savings (MW) | Technical Potential | 0 | 0 | 0 | 0 | 0 | 0 | 0 | 0 | 0 | 0 | 0 | 0 | 0 | 0 | 0 | 0 | 0 | 0 | 0 | 0 | 0 | 0 | 0
F10_Industrial_Wood and Lumber Products_Existing_Space Heating_Natural Gas_Insulation - Ducting_A_Technical Potential | F10 | Industrial | Wood and Lumber Products | Existing | Space Heating | Natural Gas | Insulation - Ducting | A | Purchases (Incremental) | Technical Potential | 0 | 0 | 526.6676 | 635.5144 | 764.2753 | 871.9066 | 977.373 | 1122.9654 | 1210.6706 | 1215.4617 | 1125.678 | 950.9326 | 723.1843 | 470.3667 | 268.4072 | 127.005 | 52.8064 | 18.8713 | 5.7929 | 1.2408 | 0.20044 | 0.023645 | 0
F11_Industrial_Wood and Lumber Products_Existing_Space Heating_Natural Gas_Insulation - Ducting_A_Technical Potential | F11 | Industrial | Wood and Lumber Products | Existing | Space Heating | Natural Gas | Insulation - Ducting | A | Purchases (Cumulative) | Technical Potential | 0 | 0 | 526.6676 | 1162.182 | 1926.4573 | 2798.3639 | 3775.7369 | 4898.7023 | 6109.3729 | 7324.8345 | 8450.5126 | 9401.4451 | 10124.6295 | 10594.9962 | 10863.4034 | 10990.4084 | 11043.2148 | 11062.0861 | 11067.879 | 11069.1198 | 11069.3202 | 11069.3439 | 0
F1_Industrial_Wood and Lumber Products_Existing_Space Heating_Natural Gas_HVAC - Duct Repair and Sealing_A_Technical Potential | F1 | Industrial | Wood and Lumber Products | Existing | Space Heating | Natural Gas | HVAC - Duct Repair and Sealing | A | Integrated Unit Energy Savings (kWh or therms) | Technical Potential | 0 | 0 | 0.0040402 | 0.0039729 | 0.0038893 | 0.0037876 | 0.0036685 | 0.0035354 | 0.0033937 | 0.0032497 | 0.0031095 | 0.0029776 | 0.0028568 | 0.0027481 | 0.0026517 | 0.0025664 | 0.0024908 | 0.0024248 | 0.0023668 | 0.0023147 | 0.0022695 | 0.002227 | 0
F2_Industrial_Wood and Lumber Products_Existing_Space Heating_Natural Gas_HVAC - Duct Repair and Sealing_A_Technical Potential | F2 | Industrial | Wood and Lumber Products | Existing | Space Heating | Natural Gas | HVAC - Duct Repair and Sealing | A | Integrated Unit Summer Peak Savings (kW) | Technical Potential | 0 | 0 | 0 | 0 | 0 | 0 | 0 | 0 | 0 | 0 | 0 | 0 | 0 | 0 | 0 | 0 | 0 | 0 | 0 | 0 | 0 | 0 | 0
F3_Industrial_Wood and Lumber Products_Existing_Space Heating_Natural Gas_HVAC - Duct Repair and Sealing_A_Technical Potential | F3 | Industrial | Wood and Lumber Products | Existing | Space Heating | Natural Gas | HVAC - Duct Repair and Sealing | A | Integrated Unit Winter Peak Savings (kW) | Technical Potential | 0 | 0 | 0 | 0 | 0 | 0 | 0 | 0 | 0 | 0 | 0 | 0 | 0 | 0 | 0 | 0 | 0 | 0 | 0 | 0 | 0 | 0 | 0
F4_Industrial_Wood and Lumber Products_Existing_Space Heating_Natural Gas_HVAC - Duct Repair and Sealing_A_Technical Potential | F4 | Industrial | Wood and Lumber Products | Existing | Space Heating | Natural Gas | HVAC - Duct Repair and Sealing | A | Incremental Energy Savings (MWh or mTherms) | Technical Potential | 0 | 0 | 0.0043299 | 0.0041844 | 0.0040257 | 0.0038528 | 0.0036673 | 0.0034733 | 0.0032766 | 0.0030835 | 0.0028996 | 0.0027287 | 0.0025729 | 0.0024324 | 0.0023065 | 0.0021938 | 0.0020925 | 0.002002 | 0.0019204 | 0.0018457 | 0.0017785 | 0.0017151 | 0
F5_Industrial_Wood and Lumber Products_Existing_Space Heating_Natural Gas_HVAC - Duct Repair and Sealing_A_Technical Potential | F5 | Industrial | Wood and Lumber Products | Existing | Space Heating | Natural Gas | HVAC - Duct Repair and Sealing | A | Incremental Summer Peak Savings (MW) | Technical Potential | 0 | 0 | 0 | 0 | 0 | 0 | 0 | 0 | 0 | 0 | 0 | 0 | 0 | 0 | 0 | 0 | 0 | 0 | 0 | 0 | 0 | 0 | 0
F6_Industrial_Wood and Lumber Products_Existing_Space Heating_Natural Gas_HVAC - Duct Repair and Sealing_A_Technical Potential | F6 | Industrial | Wood and Lumber Products | Existing | Space Heating | Natural Gas | HVAC - Duct Repair and Sealing | A | Incremental Winter Peak Savings (MW) | Technical Potential | 0 | 0 | 0 | 0 | 0 | 0 | 0 | 0 | 0 | 0 | 0 | 0 | 0 | 0 | 0 | 0 | 0 | 0 | 0 | 0 | 0 | 0 | 0
F7_Industrial_Wood and Lumber Products_Existing_Space Heating_Natural Gas_HVAC - Duct Repair and Sealing_A_Technical Potential | F7 | Industrial | Wood and Lumber Products | Existing | Space Heating | Natural Gas | HVAC - Duct Repair and Sealing | A | Cumulative Energy Savings (MWh or mTherms) | Technical Potential | 0 | 0 | 0.0043299 | 0.0084421 | 0.01229 | 0.015822 | 0.018991 | 0.021776 | 0.02418 | 0.026237 | 0.028005 | 0.029546 | 0.03092 | 0.032176 | 0.033354 | 0.034474 | 0.035551 | 0.036611 | 0.037656 | 0.038673 | 0.039697 | 0.040667 | 0
F8_Industrial_Wood and Lumber Products_Existing_Space Heating_Natural Gas_HVAC - Duct Repair and Sealing_A_Technical Potential | F8 | Industrial | Wood and Lumber Products | Existing | Space Heating | Natural Gas | HVAC - Duct Repair and Sealing | A | Cumulative Summer Peak Savings (MW) | Technical Potential | 0 | 0 | 0 | 0 | 0 | 0 | 0 | 0 | 0 | 0 | 0 | 0 | 0 | 0 | 0 | 0 | 0 | 0 | 0 | 0 | 0 | 0 | 0
F9_Industrial_Wood and Lumber Products_Existing_Space Heating_Natural Gas_HVAC - Duct Repair and Sealing_A_Technical Potential | F9 | Industrial | Wood and Lumber Products | Existing | Space Heating | Natural Gas | HVAC - Duct Repair and Sealing | A | Cumulative Winter Peak Savings (MW) | Technical Potential | 0 | 0 | 0 | 0 | 0 | 0 | 0 | 0 | 0 | 0 | 0 | 0 | 0 | 0 | 0 | 0 | 0 | 0 | 0 | 0 | 0 | 0 | 0
F10_Industrial_Wood and Lumber Products_Existing_Space Heating_Natural Gas_HVAC - Duct Repair and Sealing_A_Technical Potential | F10 | Industrial | Wood and Lumber Products | Existing | Space Heating | Natural Gas | HVAC - Duct Repair and Sealing | A | Purchases (Incremental) | Technical Potential | 0 | 0 | 1071.7073 | 1053.2295 | 1035.0704 | 1017.2244 | 999.686 | 982.4501 | 965.5113 | 948.8645 | 932.5048 | 916.4271 | 900.6266 | 885.0986 | 869.8383 | 854.8411 | 840.1024 | 825.6179 | 811.3831 | 797.3937 | 783.6456 | 770.1345 | 0
F11_Industrial_Wood and Lumber Products_Existing_Space Heating_Natural Gas_HVAC - Duct Repair and Sealing_A_Technical Potential | F11 | Industrial | Wood and Lumber Products | Existing | Space Heating | Natural Gas | HVAC - Duct Repair and Sealing | A | Purchases (Cumulative) | Technical Potential | 0 | 0 | 1071.7073 | 2124.9368 | 3160.0072 | 4177.2316 | 5176.9176 | 6159.3677 | 7124.8789 | 8073.7434 | 9006.2482 | 9922.6753 | 10823.302 | 11708.4006 | 12578.2389 | 13433.0799 | 14273.1824 | 15098.8003 | 15910.1834 | 16707.5771 | 17491.2227 | 18261.3572 | 0
F1_Industrial_Wood and Lumber Products_Existing_Space Heating_Natural Gas_Windows - High Efficiency_A_Technical Potential | F1 | Industrial | Wood and Lumber Products | Existing | Space Heating | Natural Gas | Windows - High Efficiency | A | Integrated Unit Energy Savings (kWh or therms) | Technical Potential | 0 | 0 | 0.0076898 | 0.0075645 | 0.007402 | 0.0071982 | 0.0069551 | 0.0066809 | 0.0063885 | 0.0060923 | 0.0058058 | 0.0055387 | 0.0052966 | 0.005081 | 0.0048916 | 0.0047254 | 0.004579 | 0.0044515 | 0.0043392 | 0.004238 | 0.0041501 | 0.0040666 | 0
F2_Industrial_Wood and Lumber Products_Existing_Space Heating_Natural Gas_Windows - High Efficiency_A_Technical Potential | F2 | Industrial | Wood and Lumber Products | Existing | Space Heating | Natural Gas | Windows - High Efficiency | A | Integrated Unit Summer Peak Savings (kW) | Technical Potential | 0 | 0 | 0 | 0 | 0 | 0 | 0 | 0 | 0 | 0 | 0 | 0 | 0 | 0 | 0 | 0 | 0 | 0 | 0 | 0 | 0 | 0 | 0
F3_Industrial_Wood and Lumber Products_Existing_Space Heating_Natural Gas_Windows - High Efficiency_A_Technical Potential | F3 | Industrial | Wood and Lumber Products | Existing | Space Heating | Natural Gas | Windows - High Efficiency | A | Integrated Unit Winter Peak Savings (kW) | Technical Potential | 0 | 0 | 0 | 0 | 0 | 0 | 0 | 0 | 0 | 0 | 0 | 0 | 0 | 0 | 0 | 0 | 0 | 0 | 0 | 0 | 0 | 0 | 0
F4_Industrial_Wood and Lumber Products_Existing_Space Heating_Natural Gas_Windows - High Efficiency_A_Technical Potential | F4 | Industrial | Wood and Lumber Products | Existing | Space Heating | Natural Gas | Windows - High Efficiency | A | Incremental Energy Savings (MWh or mTherms) | Technical Potential | 0 | 0 | 0.0065032 | 0.012567 | 0.021458 | 0.033358 | 0.048079 | 0.065004 | 0.083096 | 0.10096 | 0.11694 | 0.12929 | 0.13632 | 0.13672 | 0.12989 | 0.11625 | 0.097333 | 0.076902 | 0.056337 | 0.037436 | 0.023017 | 0.014456 | 0
F5_Industrial_Wood and Lumber Products_Existing_Space Heating_Natural Gas_Windows - High Efficiency_A_Technical Potential | F5 | Industrial | Wood and Lumber Products | Existing | Space Heating | Natural Gas | Windows - High Efficiency | A | Incremental Summer Peak Savings (MW) | Technical Potential | 0 | 0 | 0 | 0 | 0 | 0 | 0 | 0 | 0 | 0 | 0 | 0 | 0 | 0 | 0 | 0 | 0 | 0 | 0 | 0 | 0 | 0 | 0
F6_Industrial_Wood and Lumber Products_Existing_Space Heating_Natural Gas_Windows - High Efficiency_A_Technical Potential | F6 | Industrial | Wood and Lumber Products | Existing | Space Heating | Natural Gas | Windows - High Efficiency | A | Incremental Winter Peak Savings (MW) | Technical Potential | 0 | 0 | 0 | 0 | 0 | 0 | 0 | 0 | 0 | 0 | 0 | 0 | 0 | 0 | 0 | 0 | 0 | 0 | 0 | 0 | 0 | 0 | 0
F7_Industrial_Wood and Lumber Products_Existing_Space Heating_Natural Gas_Windows - High Efficiency_A_Technical Potential | F7 | Industrial | Wood and Lumber Products | Existing | Space Heating | Natural Gas | Windows - High Efficiency | A | Cumulative Energy Savings (MWh or mTherms) | Technical Potential | 0 | 0 | 0.0065032 | 0.018964 | 0.040014 | 0.07227 | 0.11791 | 0.17826 | 0.25356 | 0.34276 | 0.44358 | 0.55246 | 0.66464 | 0.7743 | 0.87534 | 0.96183 | 1.0294 | 1.0776 | 1.1068 | 1.1184 | 1.1182 | 1.1102 | 0
F8_Industrial_Wood and Lumber Products_Existing_Space Heating_Natural Gas_Windows - High Efficiency_A_Technical Potential | F8 | Industrial | Wood and Lumber Products | Existing | Space Heating | Natural Gas | Windows - High Efficiency | A | Cumulative Summer Peak Savings (MW) | Technical Potential | 0 | 0 | 0 | 0 | 0 | 0 | 0 | 0 | 0 | 0 | 0 | 0 | 0 | 0 | 0 | 0 | 0 | 0 | 0 | 0 | 0 | 0 | 0
F9_Industrial_Wood and Lumber Products_Existing_Space Heating_Natural Gas_Windows - High Efficiency_A_Technical Potential | F9 | Industrial | Wood and Lumber Products | Existing | Space Heating | Natural Gas | Windows - High Efficiency | A | Cumulative Winter Peak Savings (MW) | Technical Potential | 0 | 0 | 0 | 0 | 0 | 0 | 0 | 0 | 0 | 0 | 0 | 0 | 0 | 0 | 0 | 0 | 0 | 0 | 0 | 0 | 0 | 0 | 0
F10_Industrial_Wood and Lumber Products_Existing_Space Heating_Natural Gas_Windows - High Efficiency_A_Technical Potential | F10 | Industrial | Wood and Lumber Products | Existing | Space Heating | Natural Gas | Windows - High Efficiency | A | Purchases (Incremental) | Technical Potential | 0 | 0 | 845.6857 | 1661.3242 | 2898.8984 | 4634.1546 | 6912.7236 | 9729.7991 | 13007.0057 | 16571.0569 | 20142.17 | 23342.879 | 25737.6555 | 26907.9503 | 26554.4204 | 24600.433 | 21256.364 | 17275.6958 | 12983.0533 | 8833.2975 | 5546.194 | 3554.7195 | 0
F11_Industrial_Wood and Lumber Products_Existing_Space Heating_Natural Gas_Windows - High Efficiency_A_Technical Potential | F11 | Industrial | Wood and Lumber Products | Existing | Space Heating | Natural Gas | Windows - High Efficiency | A | Purchases (Cumulative) | Technical Potential | 0 | 0 | 845.6857 | 2507.0098 | 5405.9083 | 10040.0629 | 16952.7865 | 26682.5856 | 39689.5913 | 56260.6482 | 76402.8182 | 99745.6973 | 125483.3527 | 152391.303 | 178945.7234 | 203546.1563 | 224802.5203 | 242078.216 | 255061.2693 | 263894.5669 | 269440.7609 | 272995.4804 | 0
F1_Industrial_Wood and Lumber Products_Existing_Space Heating_Natural Gas_Gas Boiler - Maintenance_A_Technical Potential | F1 | Industrial | Wood and Lumber Products | Existing | Space Heating | Natural Gas | Gas Boiler - Maintenance | A | Integrated Unit Energy Savings (kWh or therms) | Technical Potential | 0 | 0 | 0.89435 | 0.89015 | 0.88573 | 0.88106 | 0.8761 | 0.87083 | 0.86521 | 0.85921 | 0.85288 | 0.84625 | 0.83937 | 0.83225 | 0.82509 | 0.81786 | 0.81061 | 0.80385 | 0.79757 | 0.7917 | 0.78623 | 0.78114 | 0
F2_Industrial_Wood and Lumber Products_Existing_Space Heating_Natural Gas_Gas Boiler - Maintenance_A_Technical Potential | F2 | Industrial | Wood and Lumber Products | Existing | Space Heating | Natural Gas | Gas Boiler - Maintenance | A | Integrated Unit Summer Peak Savings (kW) | Technical Potential | 0 | 0 | 0 | 0 | 0 | 0 | 0 | 0 | 0 | 0 | 0 | 0 | 0 | 0 | 0 | 0 | 0 | 0 | 0 | 0 | 0 | 0 | 0
F3_Industrial_Wood and Lumber Products_Existing_Space Heating_Natural Gas_Gas Boiler - Maintenance_A_Technical Potential | F3 | Industrial | Wood and Lumber Products | Existing | Space Heating | Natural Gas | Gas Boiler - Maintenance | A | Integrated Unit Winter Peak Savings (kW) | Technical Potential | 0 | 0 | 0 | 0 | 0 | 0 | 0 | 0 | 0 | 0 | 0 | 0 | 0 | 0 | 0 | 0 | 0 | 0 | 0 | 0 | 0 | 0 | 0
F4_Industrial_Wood and Lumber Products_Existing_Space Heating_Natural Gas_Gas Boiler - Maintenance_A_Technical Potential | F4 | Industrial | Wood and Lumber Products | Existing | Space Heating | Natural Gas | Gas Boiler - Maintenance | A | Incremental Energy Savings (MWh or mTherms) | Technical Potential | 0 | 0 | 0.0046076 | 0.003159 | 0.0021385 | 0.0016281 | 0.001394 | 0.0011783 | 0.00098563 | 0.00081726 | 0.00067264 | 0.00055011 | 0.00044745 | 0.00033956 | 0.00025765 | 0.00019547 | 0.00014828 | 0.00013269 | 0.00010126 | 8.5061e-05 | 6.9627e-05 | 5.491e-05 | 0
F5_Industrial_Wood and Lumber Products_Existing_Space Heating_Natural Gas_Gas Boiler - Maintenance_A_Technical Potential | F5 | Industrial | Wood and Lumber Products | Existing | Space Heating | Natural Gas | Gas Boiler - Maintenance | A | Incremental Summer Peak Savings (MW) | Technical Potential | 0 | 0 | 0 | 0 | 0 | 0 | 0 | 0 | 0 | 0 | 0 | 0 | 0 | 0 | 0 | 0 | 0 | 0 | 0 | 0 | 0 | 0 | 0
F6_Industrial_Wood and Lumber Products_Existing_Space Heating_Natural Gas_Gas Boiler - Maintenance_A_Technical Potential | F6 | Industrial | Wood and Lumber Products | Existing | Space Heating | Natural Gas | Gas Boiler - Maintenance | A | Incremental Winter Peak Savings (MW) | Technical Potential | 0 | 0 | 0 | 0 | 0 | 0 | 0 | 0 | 0 | 0 | 0 | 0 | 0 | 0 | 0 | 0 | 0 | 0 | 0 | 0 | 0 | 0 | 0
F7_Industrial_Wood and Lumber Products_Existing_Space Heating_Natural Gas_Gas Boiler - Maintenance_A_Technical Potential | F7 | Industrial | Wood and Lumber Products | Existing | Space Heating | Natural Gas | Gas Boiler - Maintenance | A | Cumulative Energy Savings (MWh or mTherms) | Technical Potential | 0 | 0 | 0.0046076 | 0.0077449 | 0.0098449 | 0.011421 | 0.012751 | 0.013852 | 0.014749 | 0.015464 | 0.016022 | 0.016448 | 0.016762 | 0.016959 | 0.017071 | 0.017117 | 0.017113 | 0.017103 | 0.017071 | 0.01703 | 0.016982 | 0.016927 | 0
F8_Industrial_Wood and Lumber Products_Existing_Space Heating_Natural Gas_Gas Boiler - Maintenance_A_Technical Potential | F8 | Industrial | Wood and Lumber Products | Existing | Space Heating | Natural Gas | Gas Boiler - Maintenance | A | Cumulative Summer Peak Savings (MW) | Technical Potential | 0 | 0 | 0 | 0 | 0 | 0 | 0 | 0 | 0 | 0 | 0 | 0 | 0 | 0 | 0 | 0 | 0 | 0 | 0 | 0 | 0 | 0 | 0
F9_Industrial_Wood and Lumber Products_Existing_Space Heating_Natural Gas_Gas Boiler - Maintenance_A_Technical Potential | F9 | Industrial | Wood and Lumber Products | Existing | Space Heating | Natural Gas | Gas Boiler - Maintenance | A | Cumulative Winter Peak Savings (MW) | Technical Potential | 0 | 0 | 0 | 0 | 0 | 0 | 0 | 0 | 0 | 0 | 0 | 0 | 0 | 0 | 0 | 0 | 0 | 0 | 0 | 0 | 0 | 0 | 0
F10_Industrial_Wood and Lumber Products_Existing_Space Heating_Natural Gas_Gas Boiler - Maintenance_A_Technical Potential | F10 | Industrial | Wood and Lumber Products | Existing | Space Heating | Natural Gas | Gas Boiler - Maintenance | A | Purchases (Incremental) | Technical Potential | 0 | 0 | 5.1519 | 3.5488 | 2.4144 | 1.8479 | 1.5911 | 1.3531 | 1.1392 | 0.95117 | 0.78867 | 0.65006 | 0.53307 | 0.408 | 0.31227 | 0.23901 | 0.18293 | 0.16507 | 0.12696 | 0.10744 | 0.088558 | 0.070294 | 0
F11_Industrial_Wood and Lumber Products_Existing_Space Heating_Natural Gas_Gas Boiler - Maintenance_A_Technical Potential | F11 | Industrial | Wood and Lumber Products | Existing | Space Heating | Natural Gas | Gas Boiler - Maintenance | A | Purchases (Cumulative) | Technical Potential | 0 | 0 | 5.1519 | 8.7006 | 11.115 | 12.9629 | 14.554 | 15.9071 | 17.0463 | 17.9974 | 18.7861 | 19.4362 | 19.9692 | 20.3772 | 20.6895 | 20.9285 | 21.1114 | 21.2765 | 21.4035 | 21.5109 | 21.5995 | 21.6698 | 0
F1_Industrial_Wood and Lumber Products_Existing_Process_Natural Gas_Gas Boiler - Maintenance_A_Technical Potential | F1 | Industrial | Wood and Lumber Products | Existing | Process | Natural Gas | Gas Boiler - Maintenance | A | Integrated Unit Energy Savings (kWh or therms) | Technical Potential | 0 | 0 | 6.3264 | 6.3264 | 6.3264 | 6.3264 | 6.3264 | 6.3264 | 6.3264 | 6.3264 | 6.3264 | 6.3264 | 6.3264 | 6.3264 | 6.3264 | 6.3264 | 6.3264 | 6.3264 | 6.3264 | 6.3264 | 6.3264 | 6.3264 | 0
F2_Industrial_Wood and Lumber Products_Existing_Process_Natural Gas_Gas Boiler - Maintenance_A_Technical Potential | F2 | Industrial | Wood and Lumber Products | Existing | Process | Natural Gas | Gas Boiler - Maintenance | A | Integrated Unit Summer Peak Savings (kW) | Technical Potential | 0 | 0 | 0 | 0 | 0 | 0 | 0 | 0 | 0 | 0 | 0 | 0 | 0 | 0 | 0 | 0 | 0 | 0 | 0 | 0 | 0 | 0 | 0
F3_Industrial_Wood and Lumber Products_Existing_Process_Natural Gas_Gas Boiler - Maintenance_A_Technical Potential | F3 | Industrial | Wood and Lumber Products | Existing | Process | Natural Gas | Gas Boiler - Maintenance | A | Integrated Unit Winter Peak Savings (kW) | Technical Potential | 0 | 0 | 0 | 0 | 0 | 0 | 0 | 0 | 0 | 0 | 0 | 0 | 0 | 0 | 0 | 0 | 0 | 0 | 0 | 0 | 0 | 0 | 0
F4_Industrial_Wood and Lumber Products_Existing_Process_Natural Gas_Gas Boiler - Maintenance_A_Technical Potential | F4 | Industrial | Wood and Lumber Products | Existing | Process | Natural Gas | Gas Boiler - Maintenance | A | Incremental Energy Savings (MWh or mTherms) | Technical Potential | 0 | 0 | 0.11219 | 0.077277 | 0.052574 | 0.040239 | 0.034648 | 0.029465 | 0.024807 | 0.020712 | 0.017174 | 0.014155 | 0.011608 | 0.0088845 | 0.0068 | 0.0052045 | 0.0039834 | 0.0035945 | 0.0027646 | 0.0023396 | 0.0019284 | 0.0015307 | 0
F5_Industrial_Wood and Lumber Products_Existing_Process_Natural Gas_Gas Boiler - Maintenance_A_Technical Potential | F5 | Industrial | Wood and Lumber Products | Existing | Process | Natural Gas | Gas Boiler - Maintenance | A | Incremental Summer Peak Savings (MW) | Technical Potential | 0 | 0 | 0 | 0 | 0 | 0 | 0 | 0 | 0 | 0 | 0 | 0 | 0 | 0 | 0 | 0 | 0 | 0 | 0 | 0 | 0 | 0 | 0
F6_Industrial_Wood and Lumber Products_Existing_Process_Natural Gas_Gas Boiler - Maintenance_A_Technical Potential | F6 | Industrial | Wood and Lumber Products | Existing | Process | Natural Gas | Gas Boiler - Maintenance | A | Incremental Winter Peak Savings (MW) | Technical Potential | 0 | 0 | 0 | 0 | 0 | 0 | 0 | 0 | 0 | 0 | 0 | 0 | 0 | 0 | 0 | 0 | 0 | 0 | 0 | 0 | 0 | 0 | 0
F7_Industrial_Wood and Lumber Products_Existing_Process_Natural Gas_Gas Boiler - Maintenance_A_Technical Potential | F7 | Industrial | Wood and Lumber Products | Existing | Process | Natural Gas | Gas Boiler - Maintenance | A | Cumulative Energy Savings (MWh or mTherms) | Technical Potential | 0 | 0 | 0.11219 | 0.18946 | 0.24204 | 0.28228 | 0.31692 | 0.34639 | 0.3712 | 0.39191 | 0.40908 | 0.42324 | 0.43484 | 0.44373 | 0.45053 | 0.45573 | 0.45972 | 0.46331 | 0.46608 | 0.46842 | 0.47034 | 0.47188 | 0
F8_Industrial_Wood and Lumber Products_Existing_Process_Natural Gas_Gas Boiler - Maintenance_A_Technical Potential | F8 | Industrial | Wood and Lumber Products | Existing | Process | Natural Gas | Gas Boiler - Maintenance | A | Cumulative Summer Peak Savings (MW) | Technical Potential | 0 | 0 | 0 | 0 | 0 | 0 | 0 | 0 | 0 | 0 | 0 | 0 | 0 | 0 | 0 | 0 | 0 | 0 | 0 | 0 | 0 | 0 | 0
F9_Industrial_Wood and Lumber Products_Existing_Process_Natural Gas_Gas Boiler - Maintenance_A_Technical Potential | F9 | Industrial | Wood and Lumber Products | Existing | Process | Natural Gas | Gas Boiler - Maintenance | A | Cumulative Winter Peak Savings (MW) | Technical Potential | 0 | 0 | 0 | 0 | 0 | 0 | 0 | 0 | 0 | 0 | 0 | 0 | 0 | 0 | 0 | 0 | 0 | 0 | 0 | 0 | 0 | 0 | 0
F10_Industrial_Wood and Lumber Products_Existing_Process_Natural Gas_Gas Boiler - Maintenance_A_Technical Potential | F10 | Industrial | Wood and Lumber Products | Existing | Process | Natural Gas | Gas Boiler - Maintenance | A | Purchases (Incremental) | Technical Potential | 0 | 0 | 17.733 | 12.2151 | 8.3103 | 6.3605 | 5.4767 | 4.6574 | 3.9212 | 3.274 | 2.7146 | 2.2375 | 1.8349 | 1.4044 | 1.0749 | 0.82267 | 0.62965 | 0.56818 | 0.437 | 0.36982 | 0.30482 | 0.24196 | 0
F11_Industrial_Wood and Lumber Products_Existing_Process_Natural Gas_Gas Boiler - Maintenance_A_Technical Potential | F11 | Industrial | Wood and Lumber Products | Existing | Process | Natural Gas | Gas Boiler - Maintenance | A | Purchases (Cumulative) | Technical Potential | 0 | 0 | 17.733 | 29.9481 | 38.2584 | 44.6189 | 50.0956 | 54.753 | 58.6742 | 61.9481 | 64.6628 | 66.9003 | 68.7352 | 70.1395 | 71.2144 | 72.0371 | 72.6667 | 73.2349 | 73.6719 | 74.0417 | 74.3465 | 74.5885 | 0
F1_Industrial_Wood and Lumber Products_Existing_Space Heating_Natural Gas_Gas Furnace - Maintenance_A_Technical Potential | F1 | Industrial | Wood and Lumber Products | Existing | Space Heating | Natural Gas | Gas Furnace - Maintenance | A | Integrated Unit Energy Savings (kWh or therms) | Technical Potential | 0 | 0 | 0.0093774 | 0.0093033 | 0.0092267 | 0.0091476 | 0.009066 | 0.0089821 | 0.0088957 | 0.008807 | 0.0087167 | 0.0086252 | 0.008533 | 0.0084401 | 0.0083482 | 0.0082571 | 0.0081669 | 0.0080827 | 0.0080042 | 0.0079307 | 0.0078618 | 0.0077974 | 0
F2_Industrial_Wood and Lumber Products_Existing_Space Heating_Natural Gas_Gas Furnace - Maintenance_A_Technical Potential | F2 | Industrial | Wood and Lumber Products | Existing | Space Heating | Natural Gas | Gas Furnace - Maintenance | A | Integrated Unit Summer Peak Savings (kW) | Technical Potential | 0 | 0 | 0 | 0 | 0 | 0 | 0 | 0 | 0 | 0 | 0 | 0 | 0 | 0 | 0 | 0 | 0 | 0 | 0 | 0 | 0 | 0 | 0
F3_Industrial_Wood and Lumber Products_Existing_Space Heating_Natural Gas_Gas Furnace - Maintenance_A_Technical Potential | F3 | Industrial | Wood and Lumber Products | Existing | Space Heating | Natural Gas | Gas Furnace - Maintenance | A | Integrated Unit Winter Peak Savings (kW) | Technical Potential | 0 | 0 | 0 | 0 | 0 | 0 | 0 | 0 | 0 | 0 | 0 | 0 | 0 | 0 | 0 | 0 | 0 | 0 | 0 | 0 | 0 | 0 | 0
F4_Industrial_Wood and Lumber Products_Existing_Space Heating_Natural Gas_Gas Furnace - Maintenance_A_Technical Potential | F4 | Industrial | Wood and Lumber Products | Existing | Space Heating | Natural Gas | Gas Furnace - Maintenance | A | Incremental Energy Savings (MWh or mTherms) | Technical Potential | 0 | 0 | 8.1601e-05 | 5.5765e-05 | 3.7627e-05 | 2.8552e-05 | 2.4365e-05 | 2.0528e-05 | 1.7117e-05 | 1.4149e-05 | 1.1612e-05 | 9.4704e-06 | 7.6832e-06 | 5.8165e-06 | 4.4033e-06 | 3.3334e-06 | 2.5234e-06 | 2.2536e-06 | 1.7165e-06 | 1.4392e-06 | 1.176e-06 | 9.258e-07 | 0
F5_Industrial_Wood and Lumber Products_Existing_Space Heating_Natural Gas_Gas Furnace - Maintenance_A_Technical Potential | F5 | Industrial | Wood and Lumber Products | Existing | Space Heating | Natural Gas | Gas Furnace - Maintenance | A | Incremental Summer Peak Savings (MW) | Technical Potential | 0 | 0 | 0 | 0 | 0 | 0 | 0 | 0 | 0 | 0 | 0 | 0 | 0 | 0 | 0 | 0 | 0 | 0 | 0 | 0 | 0 | 0 | 0
F6_Industrial_Wood and Lumber Products_Existing_Space Heating_Natural Gas_Gas Furnace - Maintenance_A_Technical Potential | F6 | Industrial | Wood and Lumber Products | Existing | Space Heating | Natural Gas | Gas Furnace - Maintenance | A | Incremental Winter Peak Savings (MW) | Technical Potential | 0 | 0 | 0 | 0 | 0 | 0 | 0 | 0 | 0 | 0 | 0 | 0 | 0 | 0 | 0 | 0 | 0 | 0 | 0 | 0 | 0 | 0 | 0
F7_Industrial_Wood and Lumber Products_Existing_Space Heating_Natural Gas_Gas Furnace - Maintenance_A_Technical Potential | F7 | Industrial | Wood and Lumber Products | Existing | Space Heating | Natural Gas | Gas Furnace - Maintenance | A | Cumulative Energy Savings (MWh or mTherms) | Technical Potential | 0 | 0 | 8.1601e-05 | 0.00013672 | 0.00017322 | 0.00020029 | 0.00022287 | 0.00024133 | 0.00025613 | 0.00026773 | 0.00027659 | 0.00028316 | 0.00028782 | 0.0002905 | 0.00029174 | 0.00029189 | 0.00029122 | 0.00029047 | 0.00028937 | 0.00028815 | 0.00028682 | 0.0002854 | 0
F8_Industrial_Wood and Lumber Products_Existing_Space Heating_Natural Gas_Gas Furnace - Maintenance_A_Technical Potential | F8 | Industrial | Wood and Lumber Products | Existing | Space Heating | Natural Gas | Gas Furnace - Maintenance | A | Cumulative Summer Peak Savings (MW) | Technical Potential | 0 | 0 | 0 | 0 | 0 | 0 | 0 | 0 | 0 | 0 | 0 | 0 | 0 | 0 | 0 | 0 | 0 | 0 | 0 | 0 | 0 | 0 | 0
F9_Industrial_Wood and Lumber Products_Existing_Space Heating_Natural Gas_Gas Furnace - Maintenance_A_Technical Potential | F9 | Industrial | Wood and Lumber Products | Existing | Space Heating | Natural Gas | Gas Furnace - Maintenance | A | Cumulative Winter Peak Savings (MW) | Technical Potential | 0 | 0 | 0 | 0 | 0 | 0 | 0 | 0 | 0 | 0 | 0 | 0 | 0 | 0 | 0 | 0 | 0 | 0 | 0 | 0 | 0 | 0 | 0
F10_Industrial_Wood and Lumber Products_Existing_Space Heating_Natural Gas_Gas Furnace - Maintenance_A_Technical Potential | F10 | Industrial | Wood and Lumber Products | Existing | Space Heating | Natural Gas | Gas Furnace - Maintenance | A | Purchases (Incremental) | Technical Potential | 0 | 0 | 8.7019 | 5.9942 | 4.078 | 3.1212 | 2.6875 | 2.2855 | 1.9242 | 1.6066 | 1.3321 | 1.098 | 0.9004 | 0.68915 | 0.52745 | 0.4037 | 0.30898 | 0.27882 | 0.21444 | 0.18148 | 0.14958 | 0.11873 | 0
F11_Industrial_Wood and Lumber Products_Existing_Space Heating_Natural Gas_Gas Furnace - Maintenance_A_Technical Potential | F11 | Industrial | Wood and Lumber Products | Existing | Space Heating | Natural Gas | Gas Furnace - Maintenance | A | Purchases (Cumulative) | Technical Potential | 0 | 0 | 8.7019 | 14.6961 | 18.7741 | 21.8953 | 24.5828 | 26.8683 | 28.7925 | 30.3991 | 31.7312 | 32.8292 | 33.7296 | 34.4188 | 34.9462 | 35.3499 | 35.6589 | 35.9377 | 36.1521 | 36.3336 | 36.4832 | 36.6019 | 0
F1_Industrial_Wood and Lumber Products_Existing_Space Heating_Natural Gas_Gas Boiler - Hot Water Reset_A_Technical Potential | F1 | Industrial | Wood and Lumber Products | Existing | Space Heating | Natural Gas | Gas Boiler - Hot Water Reset | A | Integrated Unit Energy Savings (kWh or therms) | Technical Potential | 0 | 0 | 3.2499 | 3.2323 | 3.214 | 3.1948 | 3.1745 | 3.1531 | 3.1304 | 3.1065 | 3.0813 | 3.0549 | 3.0278 | 2.9997 | 2.9716 | 2.9432 | 2.9147 | 2.888 | 2.863 | 2.8395 | 2.8174 | 2.7967 | 0
F2_Industrial_Wood and Lumber Products_Existing_Space Heating_Natural Gas_Gas Boiler - Hot Water Reset_A_Technical Potential | F2 | Industrial | Wood and Lumber Products | Existing | Space Heating | Natural Gas | Gas Boiler - Hot Water Reset | A | Integrated Unit Summer Peak Savings (kW) | Technical Potential | 0 | 0 | 0 | 0 | 0 | 0 | 0 | 0 | 0 | 0 | 0 | 0 | 0 | 0 | 0 | 0 | 0 | 0 | 0 | 0 | 0 | 0 | 0
F3_Industrial_Wood and Lumber Products_Existing_Space Heating_Natural Gas_Gas Boiler - Hot Water Reset_A_Technical Potential | F3 | Industrial | Wood and Lumber Products | Existing | Space Heating | Natural Gas | Gas Boiler - Hot Water Reset | A | Integrated Unit Winter Peak Savings (kW) | Technical Potential | 0 | 0 | 0 | 0 | 0 | 0 | 0 | 0 | 0 | 0 | 0 | 0 | 0 | 0 | 0 | 0 | 0 | 0 | 0 | 0 | 0 | 0 | 0
F4_Industrial_Wood and Lumber Products_Existing_Space Heating_Natural Gas_Gas Boiler - Hot Water Reset_A_Technical Potential | F4 | Industrial | Wood and Lumber Products | Existing | Space Heating | Natural Gas | Gas Boiler - Hot Water Reset | A | Incremental Energy Savings (MWh or mTherms) | Technical Potential | 0 | 0 | 0.0081368 | 0.0097654 | 0.011677 | 0.013242 | 0.01475 | 0.016833 | 0.018017 | 0.01795 | 0.016489 | 0.01381 | 0.010409 | 0.0067077 | 0.0037917 | 0.001777 | 0.00073169 | 0.00025909 | 7.8843e-05 | 1.6749e-05 | 2.6846e-06 | 3.1436e-07 | 0
F5_Industrial_Wood and Lumber Products_Existing_Space Heating_Natural Gas_Gas Boiler - Hot Water Reset_A_Technical Potential | F5 | Industrial | Wood and Lumber Products | Existing | Space Heating | Natural Gas | Gas Boiler - Hot Water Reset | A | Incremental Summer Peak Savings (MW) | Technical Potential | 0 | 0 | 0 | 0 | 0 | 0 | 0 | 0 | 0 | 0 | 0 | 0 | 0 | 0 | 0 | 0 | 0 | 0 | 0 | 0 | 0 | 0 | 0
F6_Industrial_Wood and Lumber Products_Existing_Space Heating_Natural Gas_Gas Boiler - Hot Water Reset_A_Technical Potential | F6 | Industrial | Wood and Lumber Products | Existing | Space Heating | Natural Gas | Gas Boiler - Hot Water Reset | A | Incremental Winter Peak Savings (MW) | Technical Potential | 0 | 0 | 0 | 0 | 0 | 0 | 0 | 0 | 0 | 0 | 0 | 0 | 0 | 0 | 0 | 0 | 0 | 0 | 0 | 0 | 0 | 0 | 0
F7_Industrial_Wood and Lumber Products_Existing_Space Heating_Natural Gas_Gas Boiler - Hot Water Reset_A_Technical Potential | F7 | Industrial | Wood and Lumber Products | Existing | Space Heating | Natural Gas | Gas Boiler - Hot Water Reset | A | Cumulative Energy Savings (MWh or mTherms) | Technical Potential | 0 | 0 | 0.0081368 | 0.017858 | 0.029434 | 0.042501 | 0.056981 | 0.07343 | 0.090919 | 0.10817 | 0.12378 | 0.13654 | 0.14573 | 0.15109 | 0.15346 | 0.15377 | 0.15302 | 0.15187 | 0.15064 | 0.14942 | 0.14826 | 0.14717 | 0
F8_Industrial_Wood and Lumber Products_Existing_Space Heating_Natural Gas_Gas Boiler - Hot Water Reset_A_Technical Potential | F8 | Industrial | Wood and Lumber Products | Existing | Space Heating | Natural Gas | Gas Boiler - Hot Water Reset | A | Cumulative Summer Peak Savings (MW) | Technical Potential | 0 | 0 | 0 | 0 | 0 | 0 | 0 | 0 | 0 | 0 | 0 | 0 | 0 | 0 | 0 | 0 | 0 | 0 | 0 | 0 | 0 | 0 | 0
F9_Industrial_Wood and Lumber Products_Existing_Space Heating_Natural Gas_Gas Boiler - Hot Water Reset_A_Technical Potential | F9 | Industrial | Wood and Lumber Products | Existing | Space Heating | Natural Gas | Gas Boiler - Hot Water Reset | A | Cumulative Winter Peak Savings (MW) | Technical Potential | 0 | 0 | 0 | 0 | 0 | 0 | 0 | 0 | 0 | 0 | 0 | 0 | 0 | 0 | 0 | 0 | 0 | 0 | 0 | 0 | 0 | 0 | 0
F10_Industrial_Wood and Lumber Products_Existing_Space Heating_Natural Gas_Gas Boiler - Hot Water Reset_A_Technical Potential | F10 | Industrial | Wood and Lumber Products | Existing | Space Heating | Natural Gas | Gas Boiler - Hot Water Reset | A | Purchases (Incremental) | Technical Potential | 0 | 0 | 2.5037 | 3.0212 | 3.6333 | 4.145 | 4.6464 | 5.3385 | 5.7554 | 5.7782 | 5.3514 | 4.5207 | 3.438 | 2.2361 | 1.276 | 0.60377 | 0.25104 | 0.089713 | 0.027539 | 0.0058988 | 0.00095288 | 0.00011241 | 0
F11_Industrial_Wood and Lumber Products_Existing_Space Heating_Natural Gas_Gas Boiler - Hot Water Reset_A_Technical Potential | F11 | Industrial | Wood and Lumber Products | Existing | Space Heating | Natural Gas | Gas Boiler - Hot Water Reset | A | Purchases (Cumulative) | Technical Potential | 0 | 0 | 2.5037 | 5.5249 | 9.1582 | 13.3032 | 17.9496 | 23.2881 | 29.0435 | 34.8217 | 40.1731 | 44.6937 | 48.1317 | 50.3678 | 51.6438 | 52.2476 | 52.4986 | 52.5883 | 52.6158 | 52.6217 | 52.6227 | 52.6228 | 0
F1_Industrial_Wood and Lumber Products_Existing_Process_Natural Gas_Gas Boiler - Hot Water Reset_A_Technical Potential | F1 | Industrial | Wood and Lumber Products | Existing | Process | Natural Gas | Gas Boiler - Hot Water Reset | A | Integrated Unit Energy Savings (kWh or therms) | Technical Potential | 0 | 0 | 11.4904 | 11.4786 | 11.4671 | 11.4556 | 11.4439 | 11.4331 | 11.4239 | 11.416 | 11.4091 | 11.403 | 11.3976 | 11.3927 | 11.3881 | 11.3839 | 11.3799 | 11.3761 | 11.3732 | 11.3702 | 11.3672 | 11.3641 | 0
F2_Industrial_Wood and Lumber Products_Existing_Process_Natural Gas_Gas Boiler - Hot Water Reset_A_Technical Potential | F2 | Industrial | Wood and Lumber Products | Existing | Process | Natural Gas | Gas Boiler - Hot Water Reset | A | Integrated Unit Summer Peak Savings (kW) | Technical Potential | 0 | 0 | 0 | 0 | 0 | 0 | 0 | 0 | 0 | 0 | 0 | 0 | 0 | 0 | 0 | 0 | 0 | 0 | 0 | 0 | 0 | 0 | 0
F3_Industrial_Wood and Lumber Products_Existing_Process_Natural Gas_Gas Boiler - Hot Water Reset_A_Technical Potential | F3 | Industrial | Wood and Lumber Products | Existing | Process | Natural Gas | Gas Boiler - Hot Water Reset | A | Integrated Unit Winter Peak Savings (kW) | Technical Potential | 0 | 0 | 0 | 0 | 0 | 0 | 0 | 0 | 0 | 0 | 0 | 0 | 0 | 0 | 0 | 0 | 0 | 0 | 0 | 0 | 0 | 0 | 0
F4_Industrial_Wood and Lumber Products_Existing_Process_Natural Gas_Gas Boiler - Hot Water Reset_A_Technical Potential | F4 | Industrial | Wood and Lumber Products | Existing | Process | Natural Gas | Gas Boiler - Hot Water Reset | A | Incremental Energy Savings (MWh or mTherms) | Technical Potential | 0 | 0 | 0.099024 | 0.11937 | 0.14341 | 0.16344 | 0.18302 | 0.21009 | 0.22631 | 0.22705 | 0.21015 | 0.17744 | 0.13488 | 0.087686 | 0.050017 | 0.023658 | 0.0098332 | 0.0035129 | 0.0010781 | 0.00023086 | 3.7283e-05 | 4.3968e-06 | 0
F5_Industrial_Wood and Lumber Products_Existing_Process_Natural Gas_Gas Boiler - Hot Water Reset_A_Technical Potential | F5 | Industrial | Wood and Lumber Products | Existing | Process | Natural Gas | Gas Boiler - Hot Water Reset | A | Incremental Summer Peak Savings (MW) | Technical Potential | 0 | 0 | 0 | 0 | 0 | 0 | 0 | 0 | 0 | 0 | 0 | 0 | 0 | 0 | 0 | 0 | 0 | 0 | 0 | 0 | 0 | 0 | 0
F6_Industrial_Wood and Lumber Products_Existing_Process_Natural Gas_Gas Boiler - Hot Water Reset_A_Technical Potential | F6 | Industrial | Wood and Lumber Products | Existing | Process | Natural Gas | Gas Boiler - Hot Water Reset | A | Incremental Winter Peak Savings (MW) | Technical Potential | 0 | 0 | 0 | 0 | 0 | 0 | 0 | 0 | 0 | 0 | 0 | 0 | 0 | 0 | 0 | 0 | 0 | 0 | 0 | 0 | 0 | 0 | 0
F7_Industrial_Wood and Lumber Products_Existing_Process_Natural Gas_Gas Boiler - Hot Water Reset_A_Technical Potential | F7 | Industrial | Wood and Lumber Products | Existing | Process | Natural Gas | Gas Boiler - Hot Water Reset | A | Cumulative Energy Savings (MWh or mTherms) | Technical Potential | 0 | 0 | 0.099024 | 0.21829 | 0.36148 | 0.52456 | 0.70705 | 0.91647 | 1.142 | 1.3683 | 1.5776 | 1.7542 | 1.8883 | 1.9751 | 2.0244 | 2.0473 | 2.0564 | 2.0592 | 2.0598 | 2.0594 | 2.0589 | 2.0584 | 0
F8_Industrial_Wood and Lumber Products_Existing_Process_Natural Gas_Gas Boiler - Hot Water Reset_A_Technical Potential | F8 | Industrial | Wood and Lumber Products | Existing | Process | Natural Gas | Gas Boiler - Hot Water Reset | A | Cumulative Summer Peak Savings (MW) | Technical Potential | 0 | 0 | 0 | 0 | 0 | 0 | 0 | 0 | 0 | 0 | 0 | 0 | 0 | 0 | 0 | 0 | 0 | 0 | 0 | 0 | 0 | 0 | 0
F9_Industrial_Wood and Lumber Products_Existing_Process_Natural Gas_Gas Boiler - Hot Water Reset_A_Technical Potential | F9 | Industrial | Wood and Lumber Products | Existing | Process | Natural Gas | Gas Boiler - Hot Water Reset | A | Cumulative Winter Peak Savings (MW) | Technical Potential | 0 | 0 | 0 | 0 | 0 | 0 | 0 | 0 | 0 | 0 | 0 | 0 | 0 | 0 | 0 | 0 | 0 | 0 | 0 | 0 | 0 | 0 | 0
F10_Industrial_Wood and Lumber Products_Existing_Process_Natural Gas_Gas Boiler - Hot Water Reset_A_Technical Potential | F10 | Industrial | Wood and Lumber Products | Existing | Process | Natural Gas | Gas Boiler - Hot Water Reset | A | Purchases (Incremental) | Technical Potential | 0 | 0 | 8.618 | 10.3991 | 12.506 | 14.2672 | 15.993 | 18.3754 | 19.8105 | 19.8889 | 18.4198 | 15.5604 | 11.8337 | 7.6967 | 4.392 | 2.0782 | 0.86409 | 0.3088 | 0.094791 | 0.020304 | 0.0032798 | 0.00038691 | 0
F11_Industrial_Wood and Lumber Products_Existing_Process_Natural Gas_Gas Boiler - Hot Water Reset_A_Technical Potential | F11 | Industrial | Wood and Lumber Products | Existing | Process | Natural Gas | Gas Boiler - Hot Water Reset | A | Purchases (Cumulative) | Technical Potential | 0 | 0 | 8.618 | 19.0171 | 31.5231 | 45.7904 | 61.7834 | 80.1587 | 99.9693 | 119.8582 | 138.2779 | 153.8383 | 165.6719 | 173.3687 | 177.7607 | 179.8389 | 180.703 | 181.0118 | 181.1066 | 181.1269 | 181.1302 | 181.1305 | 0
F1_Industrial_Wood and Lumber Products_Existing_Space Heating_Natural Gas_Steam Trap Maintenance_A_Technical Potential | F1 | Industrial | Wood and Lumber Products | Existing | Space Heating | Natural Gas | Steam Trap Maintenance | A | Integrated Unit Energy Savings (kWh or therms) | Technical Potential | 0 | 0 | 1.1487 | 1.1431 | 1.1372 | 1.131 | 1.1245 | 1.1175 | 1.1101 | 1.1022 | 1.0939 | 1.0852 | 1.0762 | 1.0668 | 1.0575 | 1.048 | 1.0385 | 1.0296 | 1.0214 | 1.0137 | 1.0065 | 0.99974 | 0
F2_Industrial_Wood and Lumber Products_Existing_Space Heating_Natural Gas_Steam Trap Maintenance_A_Technical Potential | F2 | Industrial | Wood and Lumber Products | Existing | Space Heating | Natural Gas | Steam Trap Maintenance | A | Integrated Unit Summer Peak Savings (kW) | Technical Potential | 0 | 0 | 0 | 0 | 0 | 0 | 0 | 0 | 0 | 0 | 0 | 0 | 0 | 0 | 0 | 0 | 0 | 0 | 0 | 0 | 0 | 0 | 0
F3_Industrial_Wood and Lumber Products_Existing_Space Heating_Natural Gas_Steam Trap Maintenance_A_Technical Potential | F3 | Industrial | Wood and Lumber Products | Existing | Space Heating | Natural Gas | Steam Trap Maintenance | A | Integrated Unit Winter Peak Savings (kW) | Technical Potential | 0 | 0 | 0 | 0 | 0 | 0 | 0 | 0 | 0 | 0 | 0 | 0 | 0 | 0 | 0 | 0 | 0 | 0 | 0 | 0 | 0 | 0 | 0
F4_Industrial_Wood and Lumber Products_Existing_Space Heating_Natural Gas_Steam Trap Maintenance_A_Technical Potential | F4 | Industrial | Wood and Lumber Products | Existing | Space Heating | Natural Gas | Steam Trap Maintenance | A | Incremental Energy Savings (MWh or mTherms) | Technical Potential | 0 | 0 | 0.0016052 | 0.0015699 | 0.0015349 | 0.0015002 | 0.0014658 | 0.0014316 | 0.0013976 | 0.0013637 | 0.0013301 | 0.0012967 | 0.0012638 | 0.0012312 | 0.0011994 | 0.0011682 | 0.0011376 | 0.0011085 | 0.0010806 | 0.001054 | 0.0010284 | 0.0010039 | 0
F5_Industrial_Wood and Lumber Products_Existing_Space Heating_Natural Gas_Steam Trap Maintenance_A_Technical Potential | F5 | Industrial | Wood and Lumber Products | Existing | Space Heating | Natural Gas | Steam Trap Maintenance | A | Incremental Summer Peak Savings (MW) | Technical Potential | 0 | 0 | 0 | 0 | 0 | 0 | 0 | 0 | 0 | 0 | 0 | 0 | 0 | 0 | 0 | 0 | 0 | 0 | 0 | 0 | 0 | 0 | 0
F6_Industrial_Wood and Lumber Products_Existing_Space Heating_Natural Gas_Steam Trap Maintenance_A_Technical Potential | F6 | Industrial | Wood and Lumber Products | Existing | Space Heating | Natural Gas | Steam Trap Maintenance | A | Incremental Winter Peak Savings (MW) | Technical Potential | 0 | 0 | 0 | 0 | 0 | 0 | 0 | 0 | 0 | 0 | 0 | 0 | 0 | 0 | 0 | 0 | 0 | 0 | 0 | 0 | 0 | 0 | 0
F7_Industrial_Wood and Lumber Products_Existing_Space Heating_Natural Gas_Steam Trap Maintenance_A_Technical Potential | F7 | Industrial | Wood and Lumber Products | Existing | Space Heating | Natural Gas | Steam Trap Maintenance | A | Cumulative Energy Savings (MWh or mTherms) | Technical Potential | 0 | 0 | 0.0016052 | 0.0031673 | 0.0046859 | 0.0061605 | 0.0075906 | 0.0089751 | 0.010313 | 0.011604 | 0.012846 | 0.014041 | 0.015188 | 0.016287 | 0.017344 | 0.018357 | 0.019328 | 0.020271 | 0.02119 | 0.022083 | 0.022955 | 0.023805 | 0
F8_Industrial_Wood and Lumber Products_Existing_Space Heating_Natural Gas_Steam Trap Maintenance_A_Technical Potential | F8 | Industrial | Wood and Lumber Products | Existing | Space Heating | Natural Gas | Steam Trap Maintenance | A | Cumulative Summer Peak Savings (MW) | Technical Potential | 0 | 0 | 0 | 0 | 0 | 0 | 0 | 0 | 0 | 0 | 0 | 0 | 0 | 0 | 0 | 0 | 0 | 0 | 0 | 0 | 0 | 0 | 0
F9_Industrial_Wood and Lumber Products_Existing_Space Heating_Natural Gas_Steam Trap Maintenance_A_Technical Potential | F9 | Industrial | Wood and Lumber Products | Existing | Space Heating | Natural Gas | Steam Trap Maintenance | A | Cumulative Winter Peak Savings (MW) | Technical Potential | 0 | 0 | 0 | 0 | 0 | 0 | 0 | 0 | 0 | 0 | 0 | 0 | 0 | 0 | 0 | 0 | 0 | 0 | 0 | 0 | 0 | 0 | 0
F10_Industrial_Wood and Lumber Products_Existing_Space Heating_Natural Gas_Steam Trap Maintenance_A_Technical Potential | F10 | Industrial | Wood and Lumber Products | Existing | Space Heating | Natural Gas | Steam Trap Maintenance | A | Purchases (Incremental) | Technical Potential | 0 | 0 | 1.3974 | 1.3733 | 1.3497 | 1.3264 | 1.3035 | 1.281 | 1.259 | 1.2373 | 1.2159 | 1.195 | 1.1744 | 1.1541 | 1.1342 | 1.1147 | 1.0954 | 1.0766 | 1.058 | 1.0397 | 1.0218 | 1.0042 | 0
F11_Industrial_Wood and Lumber Products_Existing_Space Heating_Natural Gas_Steam Trap Maintenance_A_Technical Potential | F11 | Industrial | Wood and Lumber Products | Existing | Space Heating | Natural Gas | Steam Trap Maintenance | A | Purchases (Cumulative) | Technical Potential | 0 | 0 | 1.3974 | 2.7708 | 4.1204 | 5.4468 | 6.7504 | 8.0314 | 9.2904 | 10.5276 | 11.7435 | 12.9385 | 14.1129 | 15.267 | 16.4012 | 17.5158 | 18.6113 | 19.6878 | 20.7458 | 21.7856 | 22.8074 | 23.8116 | 0
F1_Industrial_Wood and Lumber Products_Existing_Process_Natural Gas_Steam Trap Maintenance_A_Technical Potential | F1 | Industrial | Wood and Lumber Products | Existing | Process | Natural Gas | Steam Trap Maintenance | A | Integrated Unit Energy Savings (kWh or therms) | Technical Potential | 0 | 0 | 8.1258 | 8.1248 | 8.1241 | 8.1236 | 8.1231 | 8.1226 | 8.1222 | 8.1218 | 8.1215 | 8.1212 | 8.1209 | 8.1206 | 8.1204 | 8.1202 | 8.12 | 8.1199 | 8.1197 | 8.1195 | 8.1194 | 8.1192 | 0
F2_Industrial_Wood and Lumber Products_Existing_Process_Natural Gas_Steam Trap Maintenance_A_Technical Potential | F2 | Industrial | Wood and Lumber Products | Existing | Process | Natural Gas | Steam Trap Maintenance | A | Integrated Unit Summer Peak Savings (kW) | Technical Potential | 0 | 0 | 0 | 0 | 0 | 0 | 0 | 0 | 0 | 0 | 0 | 0 | 0 | 0 | 0 | 0 | 0 | 0 | 0 | 0 | 0 | 0 | 0
F3_Industrial_Wood and Lumber Products_Existing_Process_Natural Gas_Steam Trap Maintenance_A_Technical Potential | F3 | Industrial | Wood and Lumber Products | Existing | Process | Natural Gas | Steam Trap Maintenance | A | Integrated Unit Winter Peak Savings (kW) | Technical Potential | 0 | 0 | 0 | 0 | 0 | 0 | 0 | 0 | 0 | 0 | 0 | 0 | 0 | 0 | 0 | 0 | 0 | 0 | 0 | 0 | 0 | 0 | 0
F4_Industrial_Wood and Lumber Products_Existing_Process_Natural Gas_Steam Trap Maintenance_A_Technical Potential | F4 | Industrial | Wood and Lumber Products | Existing | Process | Natural Gas | Steam Trap Maintenance | A | Incremental Energy Savings (MWh or mTherms) | Technical Potential | 0 | 0 | 0.039086 | 0.038407 | 0.037742 | 0.037088 | 0.036446 | 0.035816 | 0.035197 | 0.034588 | 0.033991 | 0.033403 | 0.032826 | 0.032259 | 0.031702 | 0.031155 | 0.030617 | 0.030089 | 0.029569 | 0.029059 | 0.028557 | 0.028064 | 0
F5_Industrial_Wood and Lumber Products_Existing_Process_Natural Gas_Steam Trap Maintenance_A_Technical Potential | F5 | Industrial | Wood and Lumber Products | Existing | Process | Natural Gas | Steam Trap Maintenance | A | Incremental Summer Peak Savings (MW) | Technical Potential | 0 | 0 | 0 | 0 | 0 | 0 | 0 | 0 | 0 | 0 | 0 | 0 | 0 | 0 | 0 | 0 | 0 | 0 | 0 | 0 | 0 | 0 | 0
F6_Industrial_Wood and Lumber Products_Existing_Process_Natural Gas_Steam Trap Maintenance_A_Technical Potential | F6 | Industrial | Wood and Lumber Products | Existing | Process | Natural Gas | Steam Trap Maintenance | A | Incremental Winter Peak Savings (MW) | Technical Potential | 0 | 0 | 0 | 0 | 0 | 0 | 0 | 0 | 0 | 0 | 0 | 0 | 0 | 0 | 0 | 0 | 0 | 0 | 0 | 0 | 0 | 0 | 0
F7_Industrial_Wood and Lumber Products_Existing_Process_Natural Gas_Steam Trap Maintenance_A_Technical Potential | F7 | Industrial | Wood and Lumber Products | Existing | Process | Natural Gas | Steam Trap Maintenance | A | Cumulative Energy Savings (MWh or mTherms) | Technical Potential | 0 | 0 | 0.039086 | 0.077488 | 0.11522 | 0.1523 | 0.18874 | 0.22455 | 0.25973 | 0.29431 | 0.32829 | 0.36168 | 0.39449 | 0.42674 | 0.45843 | 0.48957 | 0.52018 | 0.55026 | 0.57981 | 0.60886 | 0.6374 | 0.66546 | 0
F8_Industrial_Wood and Lumber Products_Existing_Process_Natural Gas_Steam Trap Maintenance_A_Technical Potential | F8 | Industrial | Wood and Lumber Products | Existing | Process | Natural Gas | Steam Trap Maintenance | A | Cumulative Summer Peak Savings (MW) | Technical Potential | 0 | 0 | 0 | 0 | 0 | 0 | 0 | 0 | 0 | 0 | 0 | 0 | 0 | 0 | 0 | 0 | 0 | 0 | 0 | 0 | 0 | 0 | 0
F9_Industrial_Wood and Lumber Products_Existing_Process_Natural Gas_Steam Trap Maintenance_A_Technical Potential | F9 | Industrial | Wood and Lumber Products | Existing | Process | Natural Gas | Steam Trap Maintenance | A | Cumulative Winter Peak Savings (MW) | Technical Potential | 0 | 0 | 0 | 0 | 0 | 0 | 0 | 0 | 0 | 0 | 0 | 0 | 0 | 0 | 0 | 0 | 0 | 0 | 0 | 0 | 0 | 0 | 0
F10_Industrial_Wood and Lumber Products_Existing_Process_Natural Gas_Steam Trap Maintenance_A_Technical Potential | F10 | Industrial | Wood and Lumber Products | Existing | Process | Natural Gas | Steam Trap Maintenance | A | Purchases (Incremental) | Technical Potential | 0 | 0 | 4.81 | 4.7271 | 4.6456 | 4.5655 | 4.4868 | 4.4094 | 4.3334 | 4.2587 | 4.1853 | 4.1131 | 4.0422 | 3.9725 | 3.904 | 3.8367 | 3.7706 | 3.7055 | 3.6417 | 3.5789 | 3.5172 | 3.4565 | 0
F11_Industrial_Wood and Lumber Products_Existing_Process_Natural Gas_Steam Trap Maintenance_A_Technical Potential | F11 | Industrial | Wood and Lumber Products | Existing | Process | Natural Gas | Steam Trap Maintenance | A | Purchases (Cumulative) | Technical Potential | 0 | 0 | 4.81 | 9.5372 | 14.1828 | 18.7483 | 23.2351 | 27.6445 | 31.9779 | 36.2366 | 40.4219 | 44.535 | 48.5772 | 52.5497 | 56.4538 | 60.2905 | 64.061 | 67.7666 | 71.4082 | 74.9871 | 78.5043 | 81.9608 | 0
F1_Industrial_Wood and Lumber Products_Existing_Space Heating_Natural Gas_Gas Boiler - High Turndown_A_Technical Potential | F1 | Industrial | Wood and Lumber Products | Existing | Space Heating | Natural Gas | Gas Boiler - High Turndown | A | Integrated Unit Energy Savings (kWh or therms) | Technical Potential | 0 | 0 | 1.2124 | 1.1958 | 1.1744 | 1.1473 | 1.1148 | 1.0777 | 1.0376 | 0.99648 | 0.9561 | 0.9179 | 0.8828 | 0.85111 | 0.82298 | 0.79808 | 0.77603 | 0.75682 | 0.73997 | 0.72487 | 0.71183 | 0.69955 | 0
F2_Industrial_Wood and Lumber Products_Existing_Space Heating_Natural Gas_Gas Boiler - High Turndown_A_Technical Potential | F2 | Industrial | Wood and Lumber Products | Existing | Space Heating | Natural Gas | Gas Boiler - High Turndown | A | Integrated Unit Summer Peak Savings (kW) | Technical Potential | 0 | 0 | 0 | 0 | 0 | 0 | 0 | 0 | 0 | 0 | 0 | 0 | 0 | 0 | 0 | 0 | 0 | 0 | 0 | 0 | 0 | 0 | 0
F3_Industrial_Wood and Lumber Products_Existing_Space Heating_Natural Gas_Gas Boiler - High Turndown_A_Technical Potential | F3 | Industrial | Wood and Lumber Products | Existing | Space Heating | Natural Gas | Gas Boiler - High Turndown | A | Integrated Unit Winter Peak Savings (kW) | Technical Potential | 0 | 0 | 0 | 0 | 0 | 0 | 0 | 0 | 0 | 0 | 0 | 0 | 0 | 0 | 0 | 0 | 0 | 0 | 0 | 0 | 0 | 0 | 0
F4_Industrial_Wood and Lumber Products_Existing_Space Heating_Natural Gas_Gas Boiler - High Turndown_A_Technical Potential | F4 | Industrial | Wood and Lumber Products | Existing | Space Heating | Natural Gas | Gas Boiler - High Turndown | A | Incremental Energy Savings (MWh or mTherms) | Technical Potential | 0 | 0 | 0.0046325 | 0.0044906 | 0.004334 | 0.0041611 | 0.0039733 | 0.0033974 | 0.0025718 | 0.0019418 | 0.0014648 | 0.0011056 | 0.00083601 | 0.00063368 | 0.00048174 | 0.00036729 | 0.00028078 | 0.00021529 | 1.411e-06 | 4.8514e-07 | 1.5961e-07 | 5.0267e-08 | 0
F5_Industrial_Wood and Lumber Products_Existing_Space Heating_Natural Gas_Gas Boiler - High Turndown_A_Technical Potential | F5 | Industrial | Wood and Lumber Products | Existing | Space Heating | Natural Gas | Gas Boiler - High Turndown | A | Incremental Summer Peak Savings (MW) | Technical Potential | 0 | 0 | 0 | 0 | 0 | 0 | 0 | 0 | 0 | 0 | 0 | 0 | 0 | 0 | 0 | 0 | 0 | 0 | 0 | 0 | 0 | 0 | 0
F6_Industrial_Wood and Lumber Products_Existing_Space Heating_Natural Gas_Gas Boiler - High Turndown_A_Technical Potential | F6 | Industrial | Wood and Lumber Products | Existing | Space Heating | Natural Gas | Gas Boiler - High Turndown | A | Incremental Winter Peak Savings (MW) | Technical Potential | 0 | 0 | 0 | 0 | 0 | 0 | 0 | 0 | 0 | 0 | 0 | 0 | 0 | 0 | 0 | 0 | 0 | 0 | 0 | 0 | 0 | 0 | 0
F7_Industrial_Wood and Lumber Products_Existing_Space Heating_Natural Gas_Gas Boiler - High Turndown_A_Technical Potential | F7 | Industrial | Wood and Lumber Products | Existing | Space Heating | Natural Gas | Gas Boiler - High Turndown | A | Cumulative Energy Savings (MWh or mTherms) | Technical Potential | 0 | 0 | 0.0046325 | 0.00906 | 0.013231 | 0.017087 | 0.020576 | 0.023289 | 0.024995 | 0.025946 | 0.026359 | 0.026412 | 0.026238 | 0.02593 | 0.025554 | 0.025148 | 0.024734 | 0.024338 | 0.023797 | 0.023312 | 0.022893 | 0.022498 | 0
F8_Industrial_Wood and Lumber Products_Existing_Space Heating_Natural Gas_Gas Boiler - High Turndown_A_Technical Potential | F8 | Industrial | Wood and Lumber Products | Existing | Space Heating | Natural Gas | Gas Boiler - High Turndown | A | Cumulative Summer Peak Savings (MW) | Technical Potential | 0 | 0 | 0 | 0 | 0 | 0 | 0 | 0 | 0 | 0 | 0 | 0 | 0 | 0 | 0 | 0 | 0 | 0 | 0 | 0 | 0 | 0 | 0
F9_Industrial_Wood and Lumber Products_Existing_Space Heating_Natural Gas_Gas Boiler - High Turndown_A_Technical Potential | F9 | Industrial | Wood and Lumber Products | Existing | Space Heating | Natural Gas | Gas Boiler - High Turndown | A | Cumulative Winter Peak Savings (MW) | Technical Potential | 0 | 0 | 0 | 0 | 0 | 0 | 0 | 0 | 0 | 0 | 0 | 0 | 0 | 0 | 0 | 0 | 0 | 0 | 0 | 0 | 0 | 0 | 0
F10_Industrial_Wood and Lumber Products_Existing_Space Heating_Natural Gas_Gas Boiler - High Turndown_A_Technical Potential | F10 | Industrial | Wood and Lumber Products | Existing | Space Heating | Natural Gas | Gas Boiler - High Turndown | A | Purchases (Incremental) | Technical Potential | 0 | 0 | 3.8211 | 3.7552 | 3.6905 | 3.6268 | 3.5643 | 3.1526 | 2.4786 | 1.9487 | 1.5321 | 1.2045 | 0.947 | 0.74454 | 0.58536 | 0.46021 | 0.36182 | 0.28447 | 0.0019068 | 0.00066927 | 0.00022423 | 7.1857e-05 | 0
F11_Industrial_Wood and Lumber Products_Existing_Space Heating_Natural Gas_Gas Boiler - High Turndown_A_Technical Potential | F11 | Industrial | Wood and Lumber Products | Existing | Space Heating | Natural Gas | Gas Boiler - High Turndown | A | Purchases (Cumulative) | Technical Potential | 0 | 0 | 3.8211 | 7.5763 | 11.2668 | 14.8936 | 18.4579 | 21.6105 | 24.0891 | 26.0377 | 27.5698 | 28.7743 | 29.7213 | 30.4659 | 31.0512 | 31.5114 | 31.8732 | 32.1577 | 32.1596 | 32.1603 | 32.1605 | 32.1606 | 0
F1_Industrial_Wood and Lumber Products_Existing_Process_Natural Gas_Gas Boiler - High Turndown_A_Technical Potential | F1 | Industrial | Wood and Lumber Products | Existing | Process | Natural Gas | Gas Boiler - High Turndown | A | Integrated Unit Energy Savings (kWh or therms) | Technical Potential | 0 | 0 | 8.5986 | 8.5701 | 8.5411 | 8.5115 | 8.4812 | 8.4512 | 8.4224 | 8.3946 | 8.3678 | 8.3421 | 8.3173 | 8.2935 | 8.2704 | 8.2477 | 8.2253 | 8.203 | 8.1814 | 8.1595 | 8.1374 | 8.1149 | 0
F2_Industrial_Wood and Lumber Products_Existing_Process_Natural Gas_Gas Boiler - High Turndown_A_Technical Potential | F2 | Industrial | Wood and Lumber Products | Existing | Process | Natural Gas | Gas Boiler - High Turndown | A | Integrated Unit Summer Peak Savings (kW) | Technical Potential | 0 | 0 | 0 | 0 | 0 | 0 | 0 | 0 | 0 | 0 | 0 | 0 | 0 | 0 | 0 | 0 | 0 | 0 | 0 | 0 | 0 | 0 | 0
F3_Industrial_Wood and Lumber Products_Existing_Process_Natural Gas_Gas Boiler - High Turndown_A_Technical Potential | F3 | Industrial | Wood and Lumber Products | Existing | Process | Natural Gas | Gas Boiler - High Turndown | A | Integrated Unit Winter Peak Savings (kW) | Technical Potential | 0 | 0 | 0 | 0 | 0 | 0 | 0 | 0 | 0 | 0 | 0 | 0 | 0 | 0 | 0 | 0 | 0 | 0 | 0 | 0 | 0 | 0 | 0
F4_Industrial_Wood and Lumber Products_Existing_Process_Natural Gas_Gas Boiler - High Turndown_A_Technical Potential | F4 | Industrial | Wood and Lumber Products | Existing | Process | Natural Gas | Gas Boiler - High Turndown | A | Incremental Energy Savings (MWh or mTherms) | Technical Potential | 0 | 0 | 0.11309 | 0.11077 | 0.1085 | 0.10626 | 0.10405 | 0.091707 | 0.071854 | 0.056306 | 0.044127 | 0.034586 | 0.027111 | 0.021254 | 0.016663 | 0.013065 | 0.010244 | 0.008032 | 5.3698e-05 | 1.8797e-05 | 6.2804e-06 | 2.0071e-06 | 0
F5_Industrial_Wood and Lumber Products_Existing_Process_Natural Gas_Gas Boiler - High Turndown_A_Technical Potential | F5 | Industrial | Wood and Lumber Products | Existing | Process | Natural Gas | Gas Boiler - High Turndown | A | Incremental Summer Peak Savings (MW) | Technical Potential | 0 | 0 | 0 | 0 | 0 | 0 | 0 | 0 | 0 | 0 | 0 | 0 | 0 | 0 | 0 | 0 | 0 | 0 | 0 | 0 | 0 | 0 | 0
F6_Industrial_Wood and Lumber Products_Existing_Process_Natural Gas_Gas Boiler - High Turndown_A_Technical Potential | F6 | Industrial | Wood and Lumber Products | Existing | Process | Natural Gas | Gas Boiler - High Turndown | A | Incremental Winter Peak Savings (MW) | Technical Potential | 0 | 0 | 0 | 0 | 0 | 0 | 0 | 0 | 0 | 0 | 0 | 0 | 0 | 0 | 0 | 0 | 0 | 0 | 0 | 0 | 0 | 0 | 0
F7_Industrial_Wood and Lumber Products_Existing_Process_Natural Gas_Gas Boiler - High Turndown_A_Technical Potential | F7 | Industrial | Wood and Lumber Products | Existing | Process | Natural Gas | Gas Boiler - High Turndown | A | Cumulative Energy Savings (MWh or mTherms) | Technical Potential | 0 | 0 | 0.11309 | 0.22349 | 0.33123 | 0.43634 | 0.53884 | 0.62864 | 0.69835 | 0.75235 | 0.79408 | 0.82622 | 0.85088 | 0.86969 | 0.88394 | 0.89458 | 0.9024 | 0.90798 | 0.90564 | 0.90324 | 0.90079 | 0.89831 | 0
F8_Industrial_Wood and Lumber Products_Existing_Process_Natural Gas_Gas Boiler - High Turndown_A_Technical Potential | F8 | Industrial | Wood and Lumber Products | Existing | Process | Natural Gas | Gas Boiler - High Turndown | A | Cumulative Summer Peak Savings (MW) | Technical Potential | 0 | 0 | 0 | 0 | 0 | 0 | 0 | 0 | 0 | 0 | 0 | 0 | 0 | 0 | 0 | 0 | 0 | 0 | 0 | 0 | 0 | 0 | 0
F9_Industrial_Wood and Lumber Products_Existing_Process_Natural Gas_Gas Boiler - High Turndown_A_Technical Potential | F9 | Industrial | Wood and Lumber Products | Existing | Process | Natural Gas | Gas Boiler - High Turndown | A | Cumulative Winter Peak Savings (MW) | Technical Potential | 0 | 0 | 0 | 0 | 0 | 0 | 0 | 0 | 0 | 0 | 0 | 0 | 0 | 0 | 0 | 0 | 0 | 0 | 0 | 0 | 0 | 0 | 0
F10_Industrial_Wood and Lumber Products_Existing_Process_Natural Gas_Gas Boiler - High Turndown_A_Technical Potential | F10 | Industrial | Wood and Lumber Products | Existing | Process | Natural Gas | Gas Boiler - High Turndown | A | Purchases (Incremental) | Technical Potential | 0 | 0 | 13.1524 | 12.9257 | 12.7028 | 12.4838 | 12.2685 | 10.8513 | 8.5314 | 6.7074 | 5.2734 | 4.146 | 3.2596 | 2.5627 | 2.0148 | 1.5841 | 1.2454 | 0.97915 | 0.0065634 | 0.0023037 | 0.0007718 | 0.00024734 | 0
F11_Industrial_Wood and Lumber Products_Existing_Process_Natural Gas_Gas Boiler - High Turndown_A_Technical Potential | F11 | Industrial | Wood and Lumber Products | Existing | Process | Natural Gas | Gas Boiler - High Turndown | A | Purchases (Cumulative) | Technical Potential | 0 | 0 | 13.1524 | 26.0781 | 38.7809 | 51.2647 | 63.5332 | 74.3845 | 82.9159 | 89.6233 | 94.8968 | 99.0428 | 102.3024 | 104.8651 | 106.88 | 108.464 | 109.7094 | 110.6886 | 110.6952 | 110.6975 | 110.6982 | 110.6985 | 0
F1_Industrial_Wood and Lumber Products_Existing_Space Heating_Natural Gas_Gas Boiler - Burner Control Optimization_A_Technical Potential | F1 | Industrial | Wood and Lumber Products | Existing | Space Heating | Natural Gas | Gas Boiler - Burner Control Optimization | A | Integrated Unit Energy Savings (kWh or therms) | Technical Potential | 0 | 0 | 0.35155 | 0.34673 | 0.34047 | 0.33259 | 0.32312 | 0.31234 | 0.3007 | 0.28876 | 0.27703 | 0.26594 | 0.25575 | 0.24656 | 0.23839 | 0.23116 | 0.22476 | 0.21918 | 0.21429 | 0.2099 | 0.20611 | 0.20254 | 0
F2_Industrial_Wood and Lumber Products_Existing_Space Heating_Natural Gas_Gas Boiler - Burner Control Optimization_A_Technical Potential | F2 | Industrial | Wood and Lumber Products | Existing | Space Heating | Natural Gas | Gas Boiler - Burner Control Optimization | A | Integrated Unit Summer Peak Savings (kW) | Technical Potential | 0 | 0 | 0 | 0 | 0 | 0 | 0 | 0 | 0 | 0 | 0 | 0 | 0 | 0 | 0 | 0 | 0 | 0 | 0 | 0 | 0 | 0 | 0
F3_Industrial_Wood and Lumber Products_Existing_Space Heating_Natural Gas_Gas Boiler - Burner Control Optimization_A_Technical Potential | F3 | Industrial | Wood and Lumber Products | Existing | Space Heating | Natural Gas | Gas Boiler - Burner Control Optimization | A | Integrated Unit Winter Peak Savings (kW) | Technical Potential | 0 | 0 | 0 | 0 | 0 | 0 | 0 | 0 | 0 | 0 | 0 | 0 | 0 | 0 | 0 | 0 | 0 | 0 | 0 | 0 | 0 | 0 | 0
F4_Industrial_Wood and Lumber Products_Existing_Space Heating_Natural Gas_Gas Boiler - Burner Control Optimization_A_Technical Potential | F4 | Industrial | Wood and Lumber Products | Existing | Space Heating | Natural Gas | Gas Boiler - Burner Control Optimization | A | Incremental Energy Savings (MWh or mTherms) | Technical Potential | 0 | 0 | 0.00036236 | 0.0005521 | 0.0010656 | 0.0017902 | 0.0026588 | 0.0035361 | 0.0042581 | 0.0046882 | 0.0047603 | 0.004491 | 0.0039615 | 0.003284 | 0.0025698 | 0.0019047 | 0.0013411 | 0.00089967 | 0.00057628 | 0.00035302 | 0.00020736 | 0.00013559 | 0
F5_Industrial_Wood and Lumber Products_Existing_Space Heating_Natural Gas_Gas Boiler - Burner Control Optimization_A_Technical Potential | F5 | Industrial | Wood and Lumber Products | Existing | Space Heating | Natural Gas | Gas Boiler - Burner Control Optimization | A | Incremental Summer Peak Savings (MW) | Technical Potential | 0 | 0 | 0 | 0 | 0 | 0 | 0 | 0 | 0 | 0 | 0 | 0 | 0 | 0 | 0 | 0 | 0 | 0 | 0 | 0 | 0 | 0 | 0
F6_Industrial_Wood and Lumber Products_Existing_Space Heating_Natural Gas_Gas Boiler - Burner Control Optimization_A_Technical Potential | F6 | Industrial | Wood and Lumber Products | Existing | Space Heating | Natural Gas | Gas Boiler - Burner Control Optimization | A | Incremental Winter Peak Savings (MW) | Technical Potential | 0 | 0 | 0 | 0 | 0 | 0 | 0 | 0 | 0 | 0 | 0 | 0 | 0 | 0 | 0 | 0 | 0 | 0 | 0 | 0 | 0 | 0 | 0
F7_Industrial_Wood and Lumber Products_Existing_Space Heating_Natural Gas_Gas Boiler - Burner Control Optimization_A_Technical Potential | F7 | Industrial | Wood and Lumber Products | Existing | Space Heating | Natural Gas | Gas Boiler - Burner Control Optimization | A | Cumulative Energy Savings (MWh or mTherms) | Technical Potential | 0 | 0 | 0.00036236 | 0.00090949 | 0.0019586 | 0.0037035 | 0.0062569 | 0.0095841 | 0.013485 | 0.017638 | 0.021682 | 0.025305 | 0.028297 | 0.030563 | 0.032121 | 0.033051 | 0.033477 | 0.033546 | 0.033373 | 0.033043 | 0.032654 | 0.032224 | 0
F8_Industrial_Wood and Lumber Products_Existing_Space Heating_Natural Gas_Gas Boiler - Burner Control Optimization_A_Technical Potential | F8 | Industrial | Wood and Lumber Products | Existing | Space Heating | Natural Gas | Gas Boiler - Burner Control Optimization | A | Cumulative Summer Peak Savings (MW) | Technical Potential | 0 | 0 | 0 | 0 | 0 | 0 | 0 | 0 | 0 | 0 | 0 | 0 | 0 | 0 | 0 | 0 | 0 | 0 | 0 | 0 | 0 | 0 | 0
F9_Industrial_Wood and Lumber Products_Existing_Space Heating_Natural Gas_Gas Boiler - Burner Control Optimization_A_Technical Potential | F9 | Industrial | Wood and Lumber Products | Existing | Space Heating | Natural Gas | Gas Boiler - Burner Control Optimization | A | Cumulative Winter Peak Savings (MW) | Technical Potential | 0 | 0 | 0 | 0 | 0 | 0 | 0 | 0 | 0 | 0 | 0 | 0 | 0 | 0 | 0 | 0 | 0 | 0 | 0 | 0 | 0 | 0 | 0
F10_Industrial_Wood and Lumber Products_Existing_Space Heating_Natural Gas_Gas Boiler - Burner Control Optimization_A_Technical Potential | F10 | Industrial | Wood and Lumber Products | Existing | Space Heating | Natural Gas | Gas Boiler - Burner Control Optimization | A | Purchases (Incremental) | Technical Potential | 0 | 0 | 1.0308 | 1.5923 | 3.1297 | 5.3826 | 8.2286 | 11.3214 | 14.1606 | 16.2358 | 17.1833 | 16.887 | 15.4895 | 13.3196 | 10.78 | 8.2399 | 5.9668 | 4.1047 | 2.6893 | 1.6819 | 1.0061 | 0.66947 | 0
F11_Industrial_Wood and Lumber Products_Existing_Space Heating_Natural Gas_Gas Boiler - Burner Control Optimization_A_Technical Potential | F11 | Industrial | Wood and Lumber Products | Existing | Space Heating | Natural Gas | Gas Boiler - Burner Control Optimization | A | Purchases (Cumulative) | Technical Potential | 0 | 0 | 1.0308 | 2.6231 | 5.7528 | 11.1354 | 19.364 | 30.6853 | 44.8459 | 61.0818 | 78.2651 | 95.1521 | 110.6416 | 123.9612 | 134.7412 | 142.9811 | 148.9479 | 153.0526 | 155.7419 | 157.4238 | 158.4299 | 159.0994 | 0
F1_Industrial_Wood and Lumber Products_Existing_Process_Natural Gas_Gas Boiler - Burner Control Optimization_A_Technical Potential | F1 | Industrial | Wood and Lumber Products | Existing | Process | Natural Gas | Gas Boiler - Burner Control Optimization | A | Integrated Unit Energy Savings (kWh or therms) | Technical Potential | 0 | 0 | 2.4932 | 2.4845 | 2.4756 | 2.4666 | 2.4574 | 2.4483 | 2.4396 | 2.4312 | 2.4232 | 2.4156 | 2.4082 | 2.4012 | 2.3943 | 2.3876 | 2.381 | 2.3744 | 2.3681 | 2.3617 | 2.3552 | 2.3486 | 0
F2_Industrial_Wood and Lumber Products_Existing_Process_Natural Gas_Gas Boiler - Burner Control Optimization_A_Technical Potential | F2 | Industrial | Wood and Lumber Products | Existing | Process | Natural Gas | Gas Boiler - Burner Control Optimization | A | Integrated Unit Summer Peak Savings (kW) | Technical Potential | 0 | 0 | 0 | 0 | 0 | 0 | 0 | 0 | 0 | 0 | 0 | 0 | 0 | 0 | 0 | 0 | 0 | 0 | 0 | 0 | 0 | 0 | 0
F3_Industrial_Wood and Lumber Products_Existing_Process_Natural Gas_Gas Boiler - Burner Control Optimization_A_Technical Potential | F3 | Industrial | Wood and Lumber Products | Existing | Process | Natural Gas | Gas Boiler - Burner Control Optimization | A | Integrated Unit Winter Peak Savings (kW) | Technical Potential | 0 | 0 | 0 | 0 | 0 | 0 | 0 | 0 | 0 | 0 | 0 | 0 | 0 | 0 | 0 | 0 | 0 | 0 | 0 | 0 | 0 | 0 | 0
F4_Industrial_Wood and Lumber Products_Existing_Process_Natural Gas_Gas Boiler - Burner Control Optimization_A_Technical Potential | F4 | Industrial | Wood and Lumber Products | Existing | Process | Natural Gas | Gas Boiler - Burner Control Optimization | A | Incremental Energy Savings (MWh or mTherms) | Technical Potential | 0 | 0 | 0.0088456 | 0.013617 | 0.026669 | 0.0457 | 0.069601 | 0.095406 | 0.11891 | 0.13587 | 0.14332 | 0.14041 | 0.1284 | 0.11009 | 0.088842 | 0.067718 | 0.048902 | 0.033548 | 0.021921 | 0.013672 | 0.0081562 | 0.0054121 | 0
F5_Industrial_Wood and Lumber Products_Existing_Process_Natural Gas_Gas Boiler - Burner Control Optimization_A_Technical Potential | F5 | Industrial | Wood and Lumber Products | Existing | Process | Natural Gas | Gas Boiler - Burner Control Optimization | A | Incremental Summer Peak Savings (MW) | Technical Potential | 0 | 0 | 0 | 0 | 0 | 0 | 0 | 0 | 0 | 0 | 0 | 0 | 0 | 0 | 0 | 0 | 0 | 0 | 0 | 0 | 0 | 0 | 0
F6_Industrial_Wood and Lumber Products_Existing_Process_Natural Gas_Gas Boiler - Burner Control Optimization_A_Technical Potential | F6 | Industrial | Wood and Lumber Products | Existing | Process | Natural Gas | Gas Boiler - Burner Control Optimization | A | Incremental Winter Peak Savings (MW) | Technical Potential | 0 | 0 | 0 | 0 | 0 | 0 | 0 | 0 | 0 | 0 | 0 | 0 | 0 | 0 | 0 | 0 | 0 | 0 | 0 | 0 | 0 | 0 | 0
F7_Industrial_Wood and Lumber Products_Existing_Process_Natural Gas_Gas Boiler - Burner Control Optimization_A_Technical Potential | F7 | Industrial | Wood and Lumber Products | Existing | Process | Natural Gas | Gas Boiler - Burner Control Optimization | A | Cumulative Energy Savings (MWh or mTherms) | Technical Potential | 0 | 0 | 0.0088456 | 0.022432 | 0.049021 | 0.094542 | 0.16379 | 0.25859 | 0.37658 | 0.51116 | 0.6528 | 0.79115 | 0.91713 | 1.0245 | 1.1105 | 1.1751 | 1.2207 | 1.2509 | 1.2695 | 1.2797 | 1.2844 | 1.2862 | 0
F8_Industrial_Wood and Lumber Products_Existing_Process_Natural Gas_Gas Boiler - Burner Control Optimization_A_Technical Potential | F8 | Industrial | Wood and Lumber Products | Existing | Process | Natural Gas | Gas Boiler - Burner Control Optimization | A | Cumulative Summer Peak Savings (MW) | Technical Potential | 0 | 0 | 0 | 0 | 0 | 0 | 0 | 0 | 0 | 0 | 0 | 0 | 0 | 0 | 0 | 0 | 0 | 0 | 0 | 0 | 0 | 0 | 0
F9_Industrial_Wood and Lumber Products_Existing_Process_Natural Gas_Gas Boiler - Burner Control Optimization_A_Technical Potential | F9 | Industrial | Wood and Lumber Products | Existing | Process | Natural Gas | Gas Boiler - Burner Control Optimization | A | Cumulative Winter Peak Savings (MW) | Technical Potential | 0 | 0 | 0 | 0 | 0 | 0 | 0 | 0 | 0 | 0 | 0 | 0 | 0 | 0 | 0 | 0 | 0 | 0 | 0 | 0 | 0 | 0 | 0
F10_Industrial_Wood and Lumber Products_Existing_Process_Natural Gas_Gas Boiler - Burner Control Optimization_A_Technical Potential | F10 | Industrial | Wood and Lumber Products | Existing | Process | Natural Gas | Gas Boiler - Burner Control Optimization | A | Purchases (Incremental) | Technical Potential | 0 | 0 | 3.5479 | 5.4808 | 10.7727 | 18.5272 | 28.3232 | 38.9688 | 48.7415 | 55.8847 | 59.1458 | 58.1261 | 53.3157 | 45.8469 | 37.1053 | 28.3621 | 20.5381 | 14.1288 | 9.2568 | 5.7891 | 3.4631 | 2.3043 | 0
F11_Industrial_Wood and Lumber Products_Existing_Process_Natural Gas_Gas Boiler - Burner Control Optimization_A_Technical Potential | F11 | Industrial | Wood and Lumber Products | Existing | Process | Natural Gas | Gas Boiler - Burner Control Optimization | A | Purchases (Cumulative) | Technical Potential | 0 | 0 | 3.5479 | 9.0288 | 19.8015 | 38.3287 | 66.6518 | 105.6206 | 154.3621 | 210.2468 | 269.3926 | 327.5187 | 380.8344 | 426.6812 | 463.7865 | 492.1486 | 512.6866 | 526.8154 | 536.0722 | 541.8613 | 545.3243 | 547.6287 | 0
F1_Industrial_Wood and Lumber Products_Existing_Space Heating_Natural Gas_HVAC - Demand Controlled Ventilation_A_Technical Potential | F1 | Industrial | Wood and Lumber Products | Existing | Space Heating | Natural Gas | HVAC - Demand Controlled Ventilation | A | Integrated Unit Energy Savings (kWh or therms) | Technical Potential | 0 | 0 | 0.076467 | 0.075863 | 0.075238 | 0.074593 | 0.073928 | 0.073243 | 0.072539 | 0.071816 | 0.071079 | 0.070333 | 0.069582 | 0.068824 | 0.068075 | 0.067332 | 0.066596 | 0.06591 | 0.06527 | 0.06467 | 0.064108 | 0.063583 | 0
F2_Industrial_Wood and Lumber Products_Existing_Space Heating_Natural Gas_HVAC - Demand Controlled Ventilation_A_Technical Potential | F2 | Industrial | Wood and Lumber Products | Existing | Space Heating | Natural Gas | HVAC - Demand Controlled Ventilation | A | Integrated Unit Summer Peak Savings (kW) | Technical Potential | 0 | 0 | 0 | 0 | 0 | 0 | 0 | 0 | 0 | 0 | 0 | 0 | 0 | 0 | 0 | 0 | 0 | 0 | 0 | 0 | 0 | 0 | 0
F3_Industrial_Wood and Lumber Products_Existing_Space Heating_Natural Gas_HVAC - Demand Controlled Ventilation_A_Technical Potential | F3 | Industrial | Wood and Lumber Products | Existing | Space Heating | Natural Gas | HVAC - Demand Controlled Ventilation | A | Integrated Unit Winter Peak Savings (kW) | Technical Potential | 0 | 0 | 0 | 0 | 0 | 0 | 0 | 0 | 0 | 0 | 0 | 0 | 0 | 0 | 0 | 0 | 0 | 0 | 0 | 0 | 0 | 0 | 0
F4_Industrial_Wood and Lumber Products_Existing_Space Heating_Natural Gas_HVAC - Demand Controlled Ventilation_A_Technical Potential | F4 | Industrial | Wood and Lumber Products | Existing | Space Heating | Natural Gas | HVAC - Demand Controlled Ventilation | A | Incremental Energy Savings (MWh or mTherms) | Technical Potential | 0 | 0 | 0.046829 | 0.045658 | 0.044501 | 0.043359 | 0.042231 | 0.041119 | 0.040021 | 0.038939 | 0.037875 | 0.036831 | 0.03581 | 0.034809 | 0.033837 | 0.03289 | 0.03197 | 0.031095 | 0.030262 | 0.029467 | 0.028708 | 0.027981 | 0
F5_Industrial_Wood and Lumber Products_Existing_Space Heating_Natural Gas_HVAC - Demand Controlled Ventilation_A_Technical Potential | F5 | Industrial | Wood and Lumber Products | Existing | Space Heating | Natural Gas | HVAC - Demand Controlled Ventilation | A | Incremental Summer Peak Savings (MW) | Technical Potential | 0 | 0 | 0 | 0 | 0 | 0 | 0 | 0 | 0 | 0 | 0 | 0 | 0 | 0 | 0 | 0 | 0 | 0 | 0 | 0 | 0 | 0 | 0
F6_Industrial_Wood and Lumber Products_Existing_Space Heating_Natural Gas_HVAC - Demand Controlled Ventilation_A_Technical Potential | F6 | Industrial | Wood and Lumber Products | Existing | Space Heating | Natural Gas | HVAC - Demand Controlled Ventilation | A | Incremental Winter Peak Savings (MW) | Technical Potential | 0 | 0 | 0 | 0 | 0 | 0 | 0 | 0 | 0 | 0 | 0 | 0 | 0 | 0 | 0 | 0 | 0 | 0 | 0 | 0 | 0 | 0 | 0
F7_Industrial_Wood and Lumber Products_Existing_Space Heating_Natural Gas_HVAC - Demand Controlled Ventilation_A_Technical Potential | F7 | Industrial | Wood and Lumber Products | Existing | Space Heating | Natural Gas | HVAC - Demand Controlled Ventilation | A | Cumulative Energy Savings (MWh or mTherms) | Technical Potential | 0 | 0 | 0.046829 | 0.092116 | 0.13586 | 0.17805 | 0.2187 | 0.25779 | 0.29533 | 0.33133 | 0.3658 | 0.3988 | 0.43034 | 0.46047 | 0.48929 | 0.51684 | 0.54316 | 0.56866 | 0.5934 | 0.61742 | 0.64076 | 0.66349 | 0
F8_Industrial_Wood and Lumber Products_Existing_Space Heating_Natural Gas_HVAC - Demand Controlled Ventilation_A_Technical Potential | F8 | Industrial | Wood and Lumber Products | Existing | Space Heating | Natural Gas | HVAC - Demand Controlled Ventilation | A | Cumulative Summer Peak Savings (MW) | Technical Potential | 0 | 0 | 0 | 0 | 0 | 0 | 0 | 0 | 0 | 0 | 0 | 0 | 0 | 0 | 0 | 0 | 0 | 0 | 0 | 0 | 0 | 0 | 0
F9_Industrial_Wood and Lumber Products_Existing_Space Heating_Natural Gas_HVAC - Demand Controlled Ventilation_A_Technical Potential | F9 | Industrial | Wood and Lumber Products | Existing | Space Heating | Natural Gas | HVAC - Demand Controlled Ventilation | A | Cumulative Winter Peak Savings (MW) | Technical Potential | 0 | 0 | 0 | 0 | 0 | 0 | 0 | 0 | 0 | 0 | 0 | 0 | 0 | 0 | 0 | 0 | 0 | 0 | 0 | 0 | 0 | 0 | 0
F10_Industrial_Wood and Lumber Products_Existing_Space Heating_Natural Gas_HVAC - Demand Controlled Ventilation_A_Technical Potential | F10 | Industrial | Wood and Lumber Products | Existing | Space Heating | Natural Gas | HVAC - Demand Controlled Ventilation | A | Purchases (Incremental) | Technical Potential | 0 | 0 | 612.4041 | 601.8455 | 591.4688 | 581.2711 | 571.2492 | 561.4 | 551.7207 | 542.2083 | 532.8599 | 523.6726 | 514.6438 | 505.7706 | 497.0504 | 488.4806 | 480.0585 | 471.7817 | 463.6475 | 455.6536 | 447.7975 | 440.0768 | 0
F11_Industrial_Wood and Lumber Products_Existing_Space Heating_Natural Gas_HVAC - Demand Controlled Ventilation_A_Technical Potential | F11 | Industrial | Wood and Lumber Products | Existing | Space Heating | Natural Gas | HVAC - Demand Controlled Ventilation | A | Purchases (Cumulative) | Technical Potential | 0 | 0 | 612.4041 | 1214.2496 | 1805.7184 | 2386.9895 | 2958.2386 | 3519.6387 | 4071.3594 | 4613.5677 | 5146.4276 | 5670.1002 | 6184.744 | 6690.5146 | 7187.5651 | 7676.0457 | 8156.1042 | 8627.8859 | 9091.5334 | 9547.1869 | 9994.9844 | 10435.0612 | 0
F1_Industrial_Wood and Lumber Products_Existing_Space Heating_Natural Gas_Gas Boiler - Stack Economizer_A_Technical Potential | F1 | Industrial | Wood and Lumber Products | Existing | Space Heating | Natural Gas | Gas Boiler - Stack Economizer | A | Integrated Unit Energy Savings (kWh or therms) | Technical Potential | 0 | 0 | 0.88839 | 0.88216 | 0.87547 | 0.86819 | 0.86017 | 0.85129 | 0.84143 | 0.8305 | 0.81856 | 0.80569 | 0.79213 | 0.77811 | 0.76408 | 0.75034 | 0.73719 | 0.72521 | 0.71445 | 0.70484 | 0.69621 | 0.6883 | 0
F2_Industrial_Wood and Lumber Products_Existing_Space Heating_Natural Gas_Gas Boiler - Stack Economizer_A_Technical Potential | F2 | Industrial | Wood and Lumber Products | Existing | Space Heating | Natural Gas | Gas Boiler - Stack Economizer | A | Integrated Unit Summer Peak Savings (kW) | Technical Potential | 0 | 0 | 0 | 0 | 0 | 0 | 0 | 0 | 0 | 0 | 0 | 0 | 0 | 0 | 0 | 0 | 0 | 0 | 0 | 0 | 0 | 0 | 0
F3_Industrial_Wood and Lumber Products_Existing_Space Heating_Natural Gas_Gas Boiler - Stack Economizer_A_Technical Potential | F3 | Industrial | Wood and Lumber Products | Existing | Space Heating | Natural Gas | Gas Boiler - Stack Economizer | A | Integrated Unit Winter Peak Savings (kW) | Technical Potential | 0 | 0 | 0 | 0 | 0 | 0 | 0 | 0 | 0 | 0 | 0 | 0 | 0 | 0 | 0 | 0 | 0 | 0 | 0 | 0 | 0 | 0 | 0
F4_Industrial_Wood and Lumber Products_Existing_Space Heating_Natural Gas_Gas Boiler - Stack Economizer_A_Technical Potential | F4 | Industrial | Wood and Lumber Products | Existing | Space Heating | Natural Gas | Gas Boiler - Stack Economizer | A | Incremental Energy Savings (MWh or mTherms) | Technical Potential | 0 | 0 | 0.0090523 | 0.0088339 | 0.0086157 | 0.0083967 | 0.0081758 | 0.0071567 | 0.0055614 | 0.0043157 | 0.0033442 | 0.0025879 | 0.0020004 | 0.0015449 | 0.0011927 | 0.00092085 | 0.00071128 | 0.00055013 | 3.6329e-06 | 1.258e-06 | 4.1629e-07 | 1.3189e-07 | 0
F5_Industrial_Wood and Lumber Products_Existing_Space Heating_Natural Gas_Gas Boiler - Stack Economizer_A_Technical Potential | F5 | Industrial | Wood and Lumber Products | Existing | Space Heating | Natural Gas | Gas Boiler - Stack Economizer | A | Incremental Summer Peak Savings (MW) | Technical Potential | 0 | 0 | 0 | 0 | 0 | 0 | 0 | 0 | 0 | 0 | 0 | 0 | 0 | 0 | 0 | 0 | 0 | 0 | 0 | 0 | 0 | 0 | 0
F6_Industrial_Wood and Lumber Products_Existing_Space Heating_Natural Gas_Gas Boiler - Stack Economizer_A_Technical Potential | F6 | Industrial | Wood and Lumber Products | Existing | Space Heating | Natural Gas | Gas Boiler - Stack Economizer | A | Incremental Winter Peak Savings (MW) | Technical Potential | 0 | 0 | 0 | 0 | 0 | 0 | 0 | 0 | 0 | 0 | 0 | 0 | 0 | 0 | 0 | 0 | 0 | 0 | 0 | 0 | 0 | 0 | 0
F7_Industrial_Wood and Lumber Products_Existing_Space Heating_Natural Gas_Gas Boiler - Stack Economizer_A_Technical Potential | F7 | Industrial | Wood and Lumber Products | Existing | Space Heating | Natural Gas | Gas Boiler - Stack Economizer | A | Cumulative Energy Savings (MWh or mTherms) | Technical Potential | 0 | 0 | 0.0090523 | 0.017823 | 0.026303 | 0.034481 | 0.042339 | 0.049058 | 0.054051 | 0.057665 | 0.06018 | 0.061822 | 0.062782 | 0.063215 | 0.063269 | 0.063052 | 0.062657 | 0.062189 | 0.061271 | 0.060448 | 0.059708 | 0.05903 | 0
F8_Industrial_Wood and Lumber Products_Existing_Space Heating_Natural Gas_Gas Boiler - Stack Economizer_A_Technical Potential | F8 | Industrial | Wood and Lumber Products | Existing | Space Heating | Natural Gas | Gas Boiler - Stack Economizer | A | Cumulative Summer Peak Savings (MW) | Technical Potential | 0 | 0 | 0 | 0 | 0 | 0 | 0 | 0 | 0 | 0 | 0 | 0 | 0 | 0 | 0 | 0 | 0 | 0 | 0 | 0 | 0 | 0 | 0
F9_Industrial_Wood and Lumber Products_Existing_Space Heating_Natural Gas_Gas Boiler - Stack Economizer_A_Technical Potential | F9 | Industrial | Wood and Lumber Products | Existing | Space Heating | Natural Gas | Gas Boiler - Stack Economizer | A | Cumulative Winter Peak Savings (MW) | Technical Potential | 0 | 0 | 0 | 0 | 0 | 0 | 0 | 0 | 0 | 0 | 0 | 0 | 0 | 0 | 0 | 0 | 0 | 0 | 0 | 0 | 0 | 0 | 0
F10_Industrial_Wood and Lumber Products_Existing_Space Heating_Natural Gas_Gas Boiler - Stack Economizer_A_Technical Potential | F10 | Industrial | Wood and Lumber Products | Existing | Space Heating | Natural Gas | Gas Boiler - Stack Economizer | A | Purchases (Incremental) | Technical Potential | 0 | 0 | 10.1896 | 10.0139 | 9.8413 | 9.6716 | 9.5048 | 8.4069 | 6.6095 | 5.1965 | 4.0855 | 3.212 | 2.5253 | 1.9854 | 1.561 | 1.2272 | 0.96486 | 0.75858 | 0.0050849 | 0.0017847 | 0.00059794 | 0.00019162 | 0
F11_Industrial_Wood and Lumber Products_Existing_Space Heating_Natural Gas_Gas Boiler - Stack Economizer_A_Technical Potential | F11 | Industrial | Wood and Lumber Products | Existing | Space Heating | Natural Gas | Gas Boiler - Stack Economizer | A | Purchases (Cumulative) | Technical Potential | 0 | 0 | 10.1896 | 20.2035 | 30.0447 | 39.7163 | 49.2212 | 57.628 | 64.2375 | 69.434 | 73.5195 | 76.7315 | 79.2568 | 81.2423 | 82.8032 | 84.0305 | 84.9953 | 85.7539 | 85.759 | 85.7608 | 85.7614 | 85.7616 | 0
F1_Industrial_Wood and Lumber Products_Existing_Process_Natural Gas_Gas Boiler - Stack Economizer_A_Technical Potential | F1 | Industrial | Wood and Lumber Products | Existing | Process | Natural Gas | Gas Boiler - Stack Economizer | A | Integrated Unit Energy Savings (kWh or therms) | Technical Potential | 0 | 0 | 8.2583 | 8.2346 | 8.2104 | 8.1857 | 8.1604 | 8.135 | 8.1102 | 8.0859 | 8.0622 | 8.0392 | 8.0169 | 7.9953 | 7.9743 | 7.9536 | 7.9331 | 7.9125 | 7.8923 | 7.8719 | 7.8512 | 7.8302 | 0
F2_Industrial_Wood and Lumber Products_Existing_Process_Natural Gas_Gas Boiler - Stack Economizer_A_Technical Potential | F2 | Industrial | Wood and Lumber Products | Existing | Process | Natural Gas | Gas Boiler - Stack Economizer | A | Integrated Unit Summer Peak Savings (kW) | Technical Potential | 0 | 0 | 0 | 0 | 0 | 0 | 0 | 0 | 0 | 0 | 0 | 0 | 0 | 0 | 0 | 0 | 0 | 0 | 0 | 0 | 0 | 0 | 0
F3_Industrial_Wood and Lumber Products_Existing_Process_Natural Gas_Gas Boiler - Stack Economizer_A_Technical Potential | F3 | Industrial | Wood and Lumber Products | Existing | Process | Natural Gas | Gas Boiler - Stack Economizer | A | Integrated Unit Winter Peak Savings (kW) | Technical Potential | 0 | 0 | 0 | 0 | 0 | 0 | 0 | 0 | 0 | 0 | 0 | 0 | 0 | 0 | 0 | 0 | 0 | 0 | 0 | 0 | 0 | 0 | 0
F4_Industrial_Wood and Lumber Products_Existing_Process_Natural Gas_Gas Boiler - Stack Economizer_A_Technical Potential | F4 | Industrial | Wood and Lumber Products | Existing | Process | Natural Gas | Gas Boiler - Stack Economizer | A | Incremental Energy Savings (MWh or mTherms) | Technical Potential | 0 | 0 | 0.28964 | 0.28383 | 0.27812 | 0.2725 | 0.26698 | 0.2354 | 0.18451 | 0.14463 | 0.11337 | 0.088882 | 0.069685 | 0.05464 | 0.042845 | 0.033598 | 0.026347 | 0.02066 | 0.00013814 | 4.8358e-05 | 1.6159e-05 | 5.1645e-06 | 0
F5_Industrial_Wood and Lumber Products_Existing_Process_Natural Gas_Gas Boiler - Stack Economizer_A_Technical Potential | F5 | Industrial | Wood and Lumber Products | Existing | Process | Natural Gas | Gas Boiler - Stack Economizer | A | Incremental Summer Peak Savings (MW) | Technical Potential | 0 | 0 | 0 | 0 | 0 | 0 | 0 | 0 | 0 | 0 | 0 | 0 | 0 | 0 | 0 | 0 | 0 | 0 | 0 | 0 | 0 | 0 | 0
F6_Industrial_Wood and Lumber Products_Existing_Process_Natural Gas_Gas Boiler - Stack Economizer_A_Technical Potential | F6 | Industrial | Wood and Lumber Products | Existing | Process | Natural Gas | Gas Boiler - Stack Economizer | A | Incremental Winter Peak Savings (MW) | Technical Potential | 0 | 0 | 0 | 0 | 0 | 0 | 0 | 0 | 0 | 0 | 0 | 0 | 0 | 0 | 0 | 0 | 0 | 0 | 0 | 0 | 0 | 0 | 0
F7_Industrial_Wood and Lumber Products_Existing_Process_Natural Gas_Gas Boiler - Stack Economizer_A_Technical Potential | F7 | Industrial | Wood and Lumber Products | Existing | Process | Natural Gas | Gas Boiler - Stack Economizer | A | Cumulative Energy Savings (MWh or mTherms) | Technical Potential | 0 | 0 | 0.28964 | 0.57264 | 0.84908 | 1.119 | 1.3825 | 1.6136 | 1.7932 | 1.9325 | 2.0402 | 2.1233 | 2.1871 | 2.2358 | 2.2728 | 2.3005 | 2.3209 | 2.3355 | 2.3297 | 2.3237 | 2.3176 | 2.3115 | 0
F8_Industrial_Wood and Lumber Products_Existing_Process_Natural Gas_Gas Boiler - Stack Economizer_A_Technical Potential | F8 | Industrial | Wood and Lumber Products | Existing | Process | Natural Gas | Gas Boiler - Stack Economizer | A | Cumulative Summer Peak Savings (MW) | Technical Potential | 0 | 0 | 0 | 0 | 0 | 0 | 0 | 0 | 0 | 0 | 0 | 0 | 0 | 0 | 0 | 0 | 0 | 0 | 0 | 0 | 0 | 0 | 0
F9_Industrial_Wood and Lumber Products_Existing_Process_Natural Gas_Gas Boiler - Stack Economizer_A_Technical Potential | F9 | Industrial | Wood and Lumber Products | Existing | Process | Natural Gas | Gas Boiler - Stack Economizer | A | Cumulative Winter Peak Savings (MW) | Technical Potential | 0 | 0 | 0 | 0 | 0 | 0 | 0 | 0 | 0 | 0 | 0 | 0 | 0 | 0 | 0 | 0 | 0 | 0 | 0 | 0 | 0 | 0 | 0
F10_Industrial_Wood and Lumber Products_Existing_Process_Natural Gas_Gas Boiler - Stack Economizer_A_Technical Potential | F10 | Industrial | Wood and Lumber Products | Existing | Process | Natural Gas | Gas Boiler - Stack Economizer | A | Purchases (Incremental) | Technical Potential | 0 | 0 | 35.0731 | 34.4684 | 33.8741 | 33.2901 | 32.7161 | 28.9368 | 22.7503 | 17.8865 | 14.0625 | 11.056 | 8.6923 | 6.834 | 5.3729 | 4.2242 | 3.3211 | 2.6111 | 0.017502 | 0.0061431 | 0.0020581 | 0.00065956 | 0
F11_Industrial_Wood and Lumber Products_Existing_Process_Natural Gas_Gas Boiler - Stack Economizer_A_Technical Potential | F11 | Industrial | Wood and Lumber Products | Existing | Process | Natural Gas | Gas Boiler - Stack Economizer | A | Purchases (Cumulative) | Technical Potential | 0 | 0 | 35.0731 | 69.5415 | 103.4157 | 136.7057 | 169.4219 | 198.3587 | 221.1091 | 238.9955 | 253.058 | 264.114 | 272.8063 | 279.6403 | 285.0132 | 289.2374 | 292.5585 | 295.1696 | 295.1871 | 295.1932 | 295.1953 | 295.196 | 0
F1_Industrial_Wood and Lumber Products_Existing_Space Heating_Natural Gas_Gas Furnace Tube Inserts_A_Technical Potential | F1 | Industrial | Wood and Lumber Products | Existing | Space Heating | Natural Gas | Gas Furnace Tube Inserts | A | Integrated Unit Energy Savings (kWh or therms) | Technical Potential | 0 | 0 | 0.087928 | 0.087247 | 0.086543 | 0.085816 | 0.085066 | 0.084293 | 0.083498 | 0.082681 | 0.081848 | 0.081004 | 0.080154 | 0.079297 | 0.07845 | 0.077609 | 0.076777 | 0.076002 | 0.07528 | 0.074605 | 0.073973 | 0.073384 | 0
F2_Industrial_Wood and Lumber Products_Existing_Space Heating_Natural Gas_Gas Furnace Tube Inserts_A_Technical Potential | F2 | Industrial | Wood and Lumber Products | Existing | Space Heating | Natural Gas | Gas Furnace Tube Inserts | A | Integrated Unit Summer Peak Savings (kW) | Technical Potential | 0 | 0 | 0 | 0 | 0 | 0 | 0 | 0 | 0 | 0 | 0 | 0 | 0 | 0 | 0 | 0 | 0 | 0 | 0 | 0 | 0 | 0 | 0
F3_Industrial_Wood and Lumber Products_Existing_Space Heating_Natural Gas_Gas Furnace Tube Inserts_A_Technical Potential | F3 | Industrial | Wood and Lumber Products | Existing | Space Heating | Natural Gas | Gas Furnace Tube Inserts | A | Integrated Unit Winter Peak Savings (kW) | Technical Potential | 0 | 0 | 0 | 0 | 0 | 0 | 0 | 0 | 0 | 0 | 0 | 0 | 0 | 0 | 0 | 0 | 0 | 0 | 0 | 0 | 0 | 0 | 0
F4_Industrial_Wood and Lumber Products_Existing_Space Heating_Natural Gas_Gas Furnace Tube Inserts_A_Technical Potential | F4 | Industrial | Wood and Lumber Products | Existing | Space Heating | Natural Gas | Gas Furnace Tube Inserts | A | Incremental Energy Savings (MWh or mTherms) | Technical Potential | 0 | 0 | 0 | 0 | 0 | 0 | 0 | 0 | 0 | 0 | 0 | 0 | 0 | 0 | 0 | 0 | 0 | 0 | 0 | 0 | 0 | 0 | 0
F5_Industrial_Wood and Lumber Products_Existing_Space Heating_Natural Gas_Gas Furnace Tube Inserts_A_Technical Potential | F5 | Industrial | Wood and Lumber Products | Existing | Space Heating | Natural Gas | Gas Furnace Tube Inserts | A | Incremental Summer Peak Savings (MW) | Technical Potential | 0 | 0 | 0 | 0 | 0 | 0 | 0 | 0 | 0 | 0 | 0 | 0 | 0 | 0 | 0 | 0 | 0 | 0 | 0 | 0 | 0 | 0 | 0
F6_Industrial_Wood and Lumber Products_Existing_Space Heating_Natural Gas_Gas Furnace Tube Inserts_A_Technical Potential | F6 | Industrial | Wood and Lumber Products | Existing | Space Heating | Natural Gas | Gas Furnace Tube Inserts | A | Incremental Winter Peak Savings (MW) | Technical Potential | 0 | 0 | 0 | 0 | 0 | 0 | 0 | 0 | 0 | 0 | 0 | 0 | 0 | 0 | 0 | 0 | 0 | 0 | 0 | 0 | 0 | 0 | 0
F7_Industrial_Wood and Lumber Products_Existing_Space Heating_Natural Gas_Gas Furnace Tube Inserts_A_Technical Potential | F7 | Industrial | Wood and Lumber Products | Existing | Space Heating | Natural Gas | Gas Furnace Tube Inserts | A | Cumulative Energy Savings (MWh or mTherms) | Technical Potential | 0 | 0 | 0 | 0 | 0 | 0 | 0 | 0 | 0 | 0 | 0 | 0 | 0 | 0 | 0 | 0 | 0 | 0 | 0 | 0 | 0 | 0 | 0
F8_Industrial_Wood and Lumber Products_Existing_Space Heating_Natural Gas_Gas Furnace Tube Inserts_A_Technical Potential | F8 | Industrial | Wood and Lumber Products | Existing | Space Heating | Natural Gas | Gas Furnace Tube Inserts | A | Cumulative Summer Peak Savings (MW) | Technical Potential | 0 | 0 | 0 | 0 | 0 | 0 | 0 | 0 | 0 | 0 | 0 | 0 | 0 | 0 | 0 | 0 | 0 | 0 | 0 | 0 | 0 | 0 | 0
F9_Industrial_Wood and Lumber Products_Existing_Space Heating_Natural Gas_Gas Furnace Tube Inserts_A_Technical Potential | F9 | Industrial | Wood and Lumber Products | Existing | Space Heating | Natural Gas | Gas Furnace Tube Inserts | A | Cumulative Winter Peak Savings (MW) | Technical Potential | 0 | 0 | 0 | 0 | 0 | 0 | 0 | 0 | 0 | 0 | 0 | 0 | 0 | 0 | 0 | 0 | 0 | 0 | 0 | 0 | 0 | 0 | 0
F10_Industrial_Wood and Lumber Products_Existing_Space Heating_Natural Gas_Gas Furnace Tube Inserts_A_Technical Potential | F10 | Industrial | Wood and Lumber Products | Existing | Space Heating | Natural Gas | Gas Furnace Tube Inserts | A | Purchases (Incremental) | Technical Potential | 0 | 0 | 0 | 0 | 0 | 0 | 0 | 0 | 0 | 0 | 0 | 0 | 0 | 0 | 0 | 0 | 0 | 0 | 0 | 0 | 0 | 0 | 0
F11_Industrial_Wood and Lumber Products_Existing_Space Heating_Natural Gas_Gas Furnace Tube Inserts_A_Technical Potential | F11 | Industrial | Wood and Lumber Products | Existing | Space Heating | Natural Gas | Gas Furnace Tube Inserts | A | Purchases (Cumulative) | Technical Potential | 0 | 0 | 0 | 0 | 0 | 0 | 0 | 0 | 0 | 0 | 0 | 0 | 0 | 0 | 0 | 0 | 0 | 0 | 0 | 0 | 0 | 0 | 0
F1_Industrial_Wood and Lumber Products_Existing_Space Heating_Natural Gas_Space Heating - Heat Recovery Ventilator_A_Technical Potential | F1 | Industrial | Wood and Lumber Products | Existing | Space Heating | Natural Gas | Space Heating - Heat Recovery Ventilator | A | Integrated Unit Energy Savings (kWh or therms) | Technical Potential | 0 | 0 | 0.013244 | 0.013045 | 0.012782 | 0.012447 | 0.012043 | 0.011585 | 0.011094 | 0.010595 | 0.010112 | 0.0096611 | 0.0092531 | 0.0088903 | 0.0085726 | 0.0082946 | 0.0080509 | 0.0078398 | 0.0076552 | 0.0074896 | 0.0073471 | 0.0072123 | 0
F2_Industrial_Wood and Lumber Products_Existing_Space Heating_Natural Gas_Space Heating - Heat Recovery Ventilator_A_Technical Potential | F2 | Industrial | Wood and Lumber Products | Existing | Space Heating | Natural Gas | Space Heating - Heat Recovery Ventilator | A | Integrated Unit Summer Peak Savings (kW) | Technical Potential | 0 | 0 | 0 | 0 | 0 | 0 | 0 | 0 | 0 | 0 | 0 | 0 | 0 | 0 | 0 | 0 | 0 | 0 | 0 | 0 | 0 | 0 | 0
F3_Industrial_Wood and Lumber Products_Existing_Space Heating_Natural Gas_Space Heating - Heat Recovery Ventilator_A_Technical Potential | F3 | Industrial | Wood and Lumber Products | Existing | Space Heating | Natural Gas | Space Heating - Heat Recovery Ventilator | A | Integrated Unit Winter Peak Savings (kW) | Technical Potential | 0 | 0 | 0 | 0 | 0 | 0 | 0 | 0 | 0 | 0 | 0 | 0 | 0 | 0 | 0 | 0 | 0 | 0 | 0 | 0 | 0 | 0 | 0
F4_Industrial_Wood and Lumber Products_Existing_Space Heating_Natural Gas_Space Heating - Heat Recovery Ventilator_A_Technical Potential | F4 | Industrial | Wood and Lumber Products | Existing | Space Heating | Natural Gas | Space Heating - Heat Recovery Ventilator | A | Incremental Energy Savings (MWh or mTherms) | Technical Potential | 0 | 0 | 0.019852 | 0.019217 | 0.018505 | 0.017709 | 0.016839 | 0.015919 | 0.014982 | 0.014061 | 0.013189 | 0.012384 | 0.011656 | 0.011006 | 0.01043 | 0.0099176 | 0.0094602 | 0.0090533 | 0.0086877 | 0.0083533 | 0.008053 | 0.007769 | 0
F5_Industrial_Wood and Lumber Products_Existing_Space Heating_Natural Gas_Space Heating - Heat Recovery Ventilator_A_Technical Potential | F5 | Industrial | Wood and Lumber Products | Existing | Space Heating | Natural Gas | Space Heating - Heat Recovery Ventilator | A | Incremental Summer Peak Savings (MW) | Technical Potential | 0 | 0 | 0 | 0 | 0 | 0 | 0 | 0 | 0 | 0 | 0 | 0 | 0 | 0 | 0 | 0 | 0 | 0 | 0 | 0 | 0 | 0 | 0
F6_Industrial_Wood and Lumber Products_Existing_Space Heating_Natural Gas_Space Heating - Heat Recovery Ventilator_A_Technical Potential | F6 | Industrial | Wood and Lumber Products | Existing | Space Heating | Natural Gas | Space Heating - Heat Recovery Ventilator | A | Incremental Winter Peak Savings (MW) | Technical Potential | 0 | 0 | 0 | 0 | 0 | 0 | 0 | 0 | 0 | 0 | 0 | 0 | 0 | 0 | 0 | 0 | 0 | 0 | 0 | 0 | 0 | 0 | 0
F7_Industrial_Wood and Lumber Products_Existing_Space Heating_Natural Gas_Space Heating - Heat Recovery Ventilator_A_Technical Potential | F7 | Industrial | Wood and Lumber Products | Existing | Space Heating | Natural Gas | Space Heating - Heat Recovery Ventilator | A | Cumulative Energy Savings (MWh or mTherms) | Technical Potential | 0 | 0 | 0.019852 | 0.038772 | 0.056494 | 0.072723 | 0.087203 | 0.099803 | 0.11055 | 0.11965 | 0.12738 | 0.13408 | 0.14008 | 0.14559 | 0.15082 | 0.15585 | 0.16073 | 0.16557 | 0.17036 | 0.17502 | 0.17975 | 0.18422 | 0
F8_Industrial_Wood and Lumber Products_Existing_Space Heating_Natural Gas_Space Heating - Heat Recovery Ventilator_A_Technical Potential | F8 | Industrial | Wood and Lumber Products | Existing | Space Heating | Natural Gas | Space Heating - Heat Recovery Ventilator | A | Cumulative Summer Peak Savings (MW) | Technical Potential | 0 | 0 | 0 | 0 | 0 | 0 | 0 | 0 | 0 | 0 | 0 | 0 | 0 | 0 | 0 | 0 | 0 | 0 | 0 | 0 | 0 | 0 | 0
F9_Industrial_Wood and Lumber Products_Existing_Space Heating_Natural Gas_Space Heating - Heat Recovery Ventilator_A_Technical Potential | F9 | Industrial | Wood and Lumber Products | Existing | Space Heating | Natural Gas | Space Heating - Heat Recovery Ventilator | A | Cumulative Winter Peak Savings (MW) | Technical Potential | 0 | 0 | 0 | 0 | 0 | 0 | 0 | 0 | 0 | 0 | 0 | 0 | 0 | 0 | 0 | 0 | 0 | 0 | 0 | 0 | 0 | 0 | 0
F10_Industrial_Wood and Lumber Products_Existing_Space Heating_Natural Gas_Space Heating - Heat Recovery Ventilator_A_Technical Potential | F10 | Industrial | Wood and Lumber Products | Existing | Space Heating | Natural Gas | Space Heating - Heat Recovery Ventilator | A | Purchases (Incremental) | Technical Potential | 0 | 0 | 1498.9979 | 1473.1531 | 1447.7539 | 1422.7926 | 1398.2617 | 1374.1538 | 1350.4615 | 1327.1776 | 1304.2953 | 1281.8074 | 1259.7073 | 1237.9882 | 1216.6436 | 1195.667 | 1175.052 | 1154.7925 | 1134.8823 | 1115.3153 | 1096.0858 | 1077.1877 | 0
F11_Industrial_Wood and Lumber Products_Existing_Space Heating_Natural Gas_Space Heating - Heat Recovery Ventilator_A_Technical Potential | F11 | Industrial | Wood and Lumber Products | Existing | Space Heating | Natural Gas | Space Heating - Heat Recovery Ventilator | A | Purchases (Cumulative) | Technical Potential | 0 | 0 | 1498.9979 | 2972.151 | 4419.9049 | 5842.6975 | 7240.9593 | 8615.113 | 9965.5745 | 11292.7521 | 12597.0474 | 13878.8548 | 15138.5621 | 16376.5503 | 17593.1939 | 18788.8608 | 19963.9129 | 21118.7053 | 22253.5876 | 23368.903 | 24464.9887 | 25542.1765 | 0
F1_Industrial_Wood and Lumber Products_Existing_Space Heating_Natural Gas_Thermostat - Programmable_A_Technical Potential | F1 | Industrial | Wood and Lumber Products | Existing | Space Heating | Natural Gas | Thermostat - Programmable | A | Integrated Unit Energy Savings (kWh or therms) | Technical Potential | 0 | 0 | 0.0064056 | 0.0063081 | 0.0061794 | 0.0060161 | 0.0058196 | 0.0055968 | 0.0053583 | 0.0051162 | 0.0048816 | 0.0046629 | 0.0044649 | 0.0042887 | 0.0041343 | 0.0039992 | 0.0038806 | 0.0037778 | 0.0036878 | 0.003607 | 0.0035373 | 0.0034714 | 0
F2_Industrial_Wood and Lumber Products_Existing_Space Heating_Natural Gas_Thermostat - Programmable_A_Technical Potential | F2 | Industrial | Wood and Lumber Products | Existing | Space Heating | Natural Gas | Thermostat - Programmable | A | Integrated Unit Summer Peak Savings (kW) | Technical Potential | 0 | 0 | 0 | 0 | 0 | 0 | 0 | 0 | 0 | 0 | 0 | 0 | 0 | 0 | 0 | 0 | 0 | 0 | 0 | 0 | 0 | 0 | 0
F3_Industrial_Wood and Lumber Products_Existing_Space Heating_Natural Gas_Thermostat - Programmable_A_Technical Potential | F3 | Industrial | Wood and Lumber Products | Existing | Space Heating | Natural Gas | Thermostat - Programmable | A | Integrated Unit Winter Peak Savings (kW) | Technical Potential | 0 | 0 | 0 | 0 | 0 | 0 | 0 | 0 | 0 | 0 | 0 | 0 | 0 | 0 | 0 | 0 | 0 | 0 | 0 | 0 | 0 | 0 | 0
F4_Industrial_Wood and Lumber Products_Existing_Space Heating_Natural Gas_Thermostat - Programmable_A_Technical Potential | F4 | Industrial | Wood and Lumber Products | Existing | Space Heating | Natural Gas | Thermostat - Programmable | A | Incremental Energy Savings (MWh or mTherms) | Technical Potential | 0 | 0 | 0.028806 | 0.027878 | 0.026839 | 0.025679 | 0.024412 | 0.023073 | 0.021709 | 0.02037 | 0.019101 | 0.017931 | 0.016873 | 0.015928 | 0.01509 | 0.014345 | 0.01368 | 0.013088 | 0.012556 | 0.012069 | 0.011632 | 0.011218 | 0
F5_Industrial_Wood and Lumber Products_Existing_Space Heating_Natural Gas_Thermostat - Programmable_A_Technical Potential | F5 | Industrial | Wood and Lumber Products | Existing | Space Heating | Natural Gas | Thermostat - Programmable | A | Incremental Summer Peak Savings (MW) | Technical Potential | 0 | 0 | 0 | 0 | 0 | 0 | 0 | 0 | 0 | 0 | 0 | 0 | 0 | 0 | 0 | 0 | 0 | 0 | 0 | 0 | 0 | 0 | 0
F6_Industrial_Wood and Lumber Products_Existing_Space Heating_Natural Gas_Thermostat - Programmable_A_Technical Potential | F6 | Industrial | Wood and Lumber Products | Existing | Space Heating | Natural Gas | Thermostat - Programmable | A | Incremental Winter Peak Savings (MW) | Technical Potential | 0 | 0 | 0 | 0 | 0 | 0 | 0 | 0 | 0 | 0 | 0 | 0 | 0 | 0 | 0 | 0 | 0 | 0 | 0 | 0 | 0 | 0 | 0
F7_Industrial_Wood and Lumber Products_Existing_Space Heating_Natural Gas_Thermostat - Programmable_A_Technical Potential | F7 | Industrial | Wood and Lumber Products | Existing | Space Heating | Natural Gas | Thermostat - Programmable | A | Cumulative Energy Savings (MWh or mTherms) | Technical Potential | 0 | 0 | 0.028806 | 0.056246 | 0.081937 | 0.10545 | 0.12642 | 0.14465 | 0.1602 | 0.17333 | 0.18448 | 0.19415 | 0.20278 | 0.2107 | 0.21821 | 0.22542 | 0.23242 | 0.23935 | 0.2462 | 0.25288 | 0.25962 | 0.266 | 0
F8_Industrial_Wood and Lumber Products_Existing_Space Heating_Natural Gas_Thermostat - Programmable_A_Technical Potential | F8 | Industrial | Wood and Lumber Products | Existing | Space Heating | Natural Gas | Thermostat - Programmable | A | Cumulative Summer Peak Savings (MW) | Technical Potential | 0 | 0 | 0 | 0 | 0 | 0 | 0 | 0 | 0 | 0 | 0 | 0 | 0 | 0 | 0 | 0 | 0 | 0 | 0 | 0 | 0 | 0 | 0
F9_Industrial_Wood and Lumber Products_Existing_Space Heating_Natural Gas_Thermostat - Programmable_A_Technical Potential | F9 | Industrial | Wood and Lumber Products | Existing | Space Heating | Natural Gas | Thermostat - Programmable | A | Cumulative Winter Peak Savings (MW) | Technical Potential | 0 | 0 | 0 | 0 | 0 | 0 | 0 | 0 | 0 | 0 | 0 | 0 | 0 | 0 | 0 | 0 | 0 | 0 | 0 | 0 | 0 | 0 | 0
F10_Industrial_Wood and Lumber Products_Existing_Space Heating_Natural Gas_Thermostat - Programmable_A_Technical Potential | F10 | Industrial | Wood and Lumber Products | Existing | Space Heating | Natural Gas | Thermostat - Programmable | A | Purchases (Incremental) | Technical Potential | 0 | 0 | 4496.9937 | 4419.4593 | 4343.2617 | 4268.3779 | 4194.7852 | 4122.4613 | 4051.3844 | 3981.5329 | 3912.8858 | 3845.4223 | 3779.1219 | 3713.9646 | 3649.9307 | 3587.0009 | 3525.156 | 3464.3775 | 3404.6468 | 3345.946 | 3288.2573 | 3231.5632 | 0
F11_Industrial_Wood and Lumber Products_Existing_Space Heating_Natural Gas_Thermostat - Programmable_A_Technical Potential | F11 | Industrial | Wood and Lumber Products | Existing | Space Heating | Natural Gas | Thermostat - Programmable | A | Purchases (Cumulative) | Technical Potential | 0 | 0 | 4496.9937 | 8916.453 | 13259.7147 | 17528.0926 | 21722.8778 | 25845.3391 | 29896.7235 | 33878.2564 | 37791.1422 | 41636.5644 | 45415.6863 | 49129.6509 | 52779.5816 | 56366.5825 | 59891.7386 | 63356.116 | 66760.7629 | 70106.7089 | 73394.9662 | 76626.5295 | 0
F1_Industrial_Wood and Lumber Products_Existing_Space Heating_Natural Gas_ENERGY STAR Connected Thermostat_A_Technical Potential | F1 | Industrial | Wood and Lumber Products | Existing | Space Heating | Natural Gas | ENERGY STAR Connected Thermostat | A | Integrated Unit Energy Savings (kWh or therms) | Technical Potential | 0 | 0 | 0.01548 | 0.015239 | 0.014924 | 0.014524 | 0.014046 | 0.013503 | 0.012923 | 0.012335 | 0.011765 | 0.011234 | 0.010753 | 0.010325 | 0.0099493 | 0.0096204 | 0.0093314 | 0.0090805 | 0.0088605 | 0.0086628 | 0.0084918 | 0.0083299 | 0
F2_Industrial_Wood and Lumber Products_Existing_Space Heating_Natural Gas_ENERGY STAR Connected Thermostat_A_Technical Potential | F2 | Industrial | Wood and Lumber Products | Existing | Space Heating | Natural Gas | ENERGY STAR Connected Thermostat | A | Integrated Unit Summer Peak Savings (kW) | Technical Potential | 0 | 0 | 0 | 0 | 0 | 0 | 0 | 0 | 0 | 0 | 0 | 0 | 0 | 0 | 0 | 0 | 0 | 0 | 0 | 0 | 0 | 0 | 0
F3_Industrial_Wood and Lumber Products_Existing_Space Heating_Natural Gas_ENERGY STAR Connected Thermostat_A_Technical Potential | F3 | Industrial | Wood and Lumber Products | Existing | Space Heating | Natural Gas | ENERGY STAR Connected Thermostat | A | Integrated Unit Winter Peak Savings (kW) | Technical Potential | 0 | 0 | 0 | 0 | 0 | 0 | 0 | 0 | 0 | 0 | 0 | 0 | 0 | 0 | 0 | 0 | 0 | 0 | 0 | 0 | 0 | 0 | 0
F4_Industrial_Wood and Lumber Products_Existing_Space Heating_Natural Gas_ENERGY STAR Connected Thermostat_A_Technical Potential | F4 | Industrial | Wood and Lumber Products | Existing | Space Heating | Natural Gas | ENERGY STAR Connected Thermostat | A | Incremental Energy Savings (MWh or mTherms) | Technical Potential | 0 | 0 | 0.069612 | 0.067349 | 0.064817 | 0.061996 | 0.058918 | 0.055666 | 0.052357 | 0.049112 | 0.046036 | 0.0432 | 0.040637 | 0.038346 | 0.036314 | 0.034508 | 0.032895 | 0.031458 | 0.030167 | 0.028985 | 0.027923 | 0.026919 | 0
F5_Industrial_Wood and Lumber Products_Existing_Space Heating_Natural Gas_ENERGY STAR Connected Thermostat_A_Technical Potential | F5 | Industrial | Wood and Lumber Products | Existing | Space Heating | Natural Gas | ENERGY STAR Connected Thermostat | A | Incremental Summer Peak Savings (MW) | Technical Potential | 0 | 0 | 0 | 0 | 0 | 0 | 0 | 0 | 0 | 0 | 0 | 0 | 0 | 0 | 0 | 0 | 0 | 0 | 0 | 0 | 0 | 0 | 0
F6_Industrial_Wood and Lumber Products_Existing_Space Heating_Natural Gas_ENERGY STAR Connected Thermostat_A_Technical Potential | F6 | Industrial | Wood and Lumber Products | Existing | Space Heating | Natural Gas | ENERGY STAR Connected Thermostat | A | Incremental Winter Peak Savings (MW) | Technical Potential | 0 | 0 | 0 | 0 | 0 | 0 | 0 | 0 | 0 | 0 | 0 | 0 | 0 | 0 | 0 | 0 | 0 | 0 | 0 | 0 | 0 | 0 | 0
F7_Industrial_Wood and Lumber Products_Existing_Space Heating_Natural Gas_ENERGY STAR Connected Thermostat_A_Technical Potential | F7 | Industrial | Wood and Lumber Products | Existing | Space Heating | Natural Gas | ENERGY STAR Connected Thermostat | A | Cumulative Energy Savings (MWh or mTherms) | Technical Potential | 0 | 0 | 0.069612 | 0.13588 | 0.19788 | 0.25459 | 0.30511 | 0.34899 | 0.38636 | 0.41789 | 0.44462 | 0.46775 | 0.48835 | 0.50725 | 0.52512 | 0.54227 | 0.55887 | 0.57531 | 0.59154 | 0.60732 | 0.62325 | 0.63829 | 0
F8_Industrial_Wood and Lumber Products_Existing_Space Heating_Natural Gas_ENERGY STAR Connected Thermostat_A_Technical Potential | F8 | Industrial | Wood and Lumber Products | Existing | Space Heating | Natural Gas | ENERGY STAR Connected Thermostat | A | Cumulative Summer Peak Savings (MW) | Technical Potential | 0 | 0 | 0 | 0 | 0 | 0 | 0 | 0 | 0 | 0 | 0 | 0 | 0 | 0 | 0 | 0 | 0 | 0 | 0 | 0 | 0 | 0 | 0
F9_Industrial_Wood and Lumber Products_Existing_Space Heating_Natural Gas_ENERGY STAR Connected Thermostat_A_Technical Potential | F9 | Industrial | Wood and Lumber Products | Existing | Space Heating | Natural Gas | ENERGY STAR Connected Thermostat | A | Cumulative Winter Peak Savings (MW) | Technical Potential | 0 | 0 | 0 | 0 | 0 | 0 | 0 | 0 | 0 | 0 | 0 | 0 | 0 | 0 | 0 | 0 | 0 | 0 | 0 | 0 | 0 | 0 | 0
F10_Industrial_Wood and Lumber Products_Existing_Space Heating_Natural Gas_ENERGY STAR Connected Thermostat_A_Technical Potential | F10 | Industrial | Wood and Lumber Products | Existing | Space Heating | Natural Gas | ENERGY STAR Connected Thermostat | A | Purchases (Incremental) | Technical Potential | 0 | 0 | 4496.9937 | 4419.4593 | 4343.2617 | 4268.3779 | 4194.7852 | 4122.4613 | 4051.3844 | 3981.5329 | 3912.8858 | 3845.4223 | 3779.1219 | 3713.9646 | 3649.9307 | 3587.0009 | 3525.156 | 3464.3775 | 3404.6468 | 3345.946 | 3288.2573 | 3231.5632 | 0
F11_Industrial_Wood and Lumber Products_Existing_Space Heating_Natural Gas_ENERGY STAR Connected Thermostat_A_Technical Potential | F11 | Industrial | Wood and Lumber Products | Existing | Space Heating | Natural Gas | ENERGY STAR Connected Thermostat | A | Purchases (Cumulative) | Technical Potential | 0 | 0 | 4496.9937 | 8916.453 | 13259.7147 | 17528.0926 | 21722.8778 | 25845.3391 | 29896.7235 | 33878.2564 | 37791.1422 | 41636.5644 | 45415.6863 | 49129.6509 | 52779.5816 | 56366.5825 | 59891.7386 | 63356.116 | 66760.7629 | 70106.7089 | 73394.9662 | 76626.5295 | 0
F1_Industrial_Wood and Lumber Products_Existing_Space Heating_Natural Gas_Destratification Fans (HVLS)_A_Technical Potential | F1 | Industrial | Wood and Lumber Products | Existing | Space Heating | Natural Gas | Destratification Fans (HVLS) | A | Integrated Unit Energy Savings (kWh or therms) | Technical Potential | 0 | 0 | 0.015467 | 0.015213 | 0.014882 | 0.014466 | 0.013969 | 0.013406 | 0.012803 | 0.01219 | 0.011593 | 0.011033 | 0.010522 | 0.010064 | 0.0096596 | 0.0093039 | 0.0089916 | 0.0087208 | 0.0084845 | 0.0082741 | 0.0080927 | 0.0079223 | 0
F2_Industrial_Wood and Lumber Products_Existing_Space Heating_Natural Gas_Destratification Fans (HVLS)_A_Technical Potential | F2 | Industrial | Wood and Lumber Products | Existing | Space Heating | Natural Gas | Destratification Fans (HVLS) | A | Integrated Unit Summer Peak Savings (kW) | Technical Potential | 0 | 0 | 0 | 0 | 0 | 0 | 0 | 0 | 0 | 0 | 0 | 0 | 0 | 0 | 0 | 0 | 0 | 0 | 0 | 0 | 0 | 0 | 0
F3_Industrial_Wood and Lumber Products_Existing_Space Heating_Natural Gas_Destratification Fans (HVLS)_A_Technical Potential | F3 | Industrial | Wood and Lumber Products | Existing | Space Heating | Natural Gas | Destratification Fans (HVLS) | A | Integrated Unit Winter Peak Savings (kW) | Technical Potential | 0 | 0 | 0 | 0 | 0 | 0 | 0 | 0 | 0 | 0 | 0 | 0 | 0 | 0 | 0 | 0 | 0 | 0 | 0 | 0 | 0 | 0 | 0
F4_Industrial_Wood and Lumber Products_Existing_Space Heating_Natural Gas_Destratification Fans (HVLS)_A_Technical Potential | F4 | Industrial | Wood and Lumber Products | Existing | Space Heating | Natural Gas | Destratification Fans (HVLS) | A | Incremental Energy Savings (MWh or mTherms) | Technical Potential | 0 | 0 | 0.27822 | 0.26893 | 0.25855 | 0.24699 | 0.23439 | 0.22107 | 0.20749 | 0.19414 | 0.18145 | 0.16971 | 0.15906 | 0.14951 | 0.14103 | 0.13349 | 0.12679 | 0.12085 | 0.11555 | 0.11074 | 0.10644 | 0.10241 | 0
F5_Industrial_Wood and Lumber Products_Existing_Space Heating_Natural Gas_Destratification Fans (HVLS)_A_Technical Potential | F5 | Industrial | Wood and Lumber Products | Existing | Space Heating | Natural Gas | Destratification Fans (HVLS) | A | Incremental Summer Peak Savings (MW) | Technical Potential | 0 | 0 | 0 | 0 | 0 | 0 | 0 | 0 | 0 | 0 | 0 | 0 | 0 | 0 | 0 | 0 | 0 | 0 | 0 | 0 | 0 | 0 | 0
F6_Industrial_Wood and Lumber Products_Existing_Space Heating_Natural Gas_Destratification Fans (HVLS)_A_Technical Potential | F6 | Industrial | Wood and Lumber Products | Existing | Space Heating | Natural Gas | Destratification Fans (HVLS) | A | Incremental Winter Peak Savings (MW) | Technical Potential | 0 | 0 | 0 | 0 | 0 | 0 | 0 | 0 | 0 | 0 | 0 | 0 | 0 | 0 | 0 | 0 | 0 | 0 | 0 | 0 | 0 | 0 | 0
F7_Industrial_Wood and Lumber Products_Existing_Space Heating_Natural Gas_Destratification Fans (HVLS)_A_Technical Potential | F7 | Industrial | Wood and Lumber Products | Existing | Space Heating | Natural Gas | Destratification Fans (HVLS) | A | Cumulative Energy Savings (MWh or mTherms) | Technical Potential | 0 | 0 | 0.27822 | 0.54258 | 0.78933 | 1.0143 | 1.2138 | 1.3859 | 1.5311 | 1.6519 | 1.7525 | 1.8375 | 1.9115 | 1.9778 | 2.0393 | 2.0977 | 2.1541 | 2.2101 | 2.2657 | 2.3203 | 2.3759 | 2.4282 | 0
F8_Industrial_Wood and Lumber Products_Existing_Space Heating_Natural Gas_Destratification Fans (HVLS)_A_Technical Potential | F8 | Industrial | Wood and Lumber Products | Existing | Space Heating | Natural Gas | Destratification Fans (HVLS) | A | Cumulative Summer Peak Savings (MW) | Technical Potential | 0 | 0 | 0 | 0 | 0 | 0 | 0 | 0 | 0 | 0 | 0 | 0 | 0 | 0 | 0 | 0 | 0 | 0 | 0 | 0 | 0 | 0 | 0
F9_Industrial_Wood and Lumber Products_Existing_Space Heating_Natural Gas_Destratification Fans (HVLS)_A_Technical Potential | F9 | Industrial | Wood and Lumber Products | Existing | Space Heating | Natural Gas | Destratification Fans (HVLS) | A | Cumulative Winter Peak Savings (MW) | Technical Potential | 0 | 0 | 0 | 0 | 0 | 0 | 0 | 0 | 0 | 0 | 0 | 0 | 0 | 0 | 0 | 0 | 0 | 0 | 0 | 0 | 0 | 0 | 0
F10_Industrial_Wood and Lumber Products_Existing_Space Heating_Natural Gas_Destratification Fans (HVLS)_A_Technical Potential | F10 | Industrial | Wood and Lumber Products | Existing | Space Heating | Natural Gas | Destratification Fans (HVLS) | A | Purchases (Incremental) | Technical Potential | 0 | 0 | 17987.9747 | 17677.8372 | 17373.0469 | 17073.5116 | 16779.1407 | 16489.8452 | 16205.5375 | 15926.1317 | 15651.5432 | 15381.689 | 15116.4875 | 14855.8584 | 14599.7229 | 14348.0035 | 14100.6242 | 13857.51 | 13618.5874 | 13383.7841 | 13153.0292 | 12926.2529 | 0
F11_Industrial_Wood and Lumber Products_Existing_Space Heating_Natural Gas_Destratification Fans (HVLS)_A_Technical Potential | F11 | Industrial | Wood and Lumber Products | Existing | Space Heating | Natural Gas | Destratification Fans (HVLS) | A | Purchases (Cumulative) | Technical Potential | 0 | 0 | 17987.9747 | 35665.8119 | 53038.8588 | 70112.3704 | 86891.5111 | 103381.3563 | 119586.8938 | 135513.0255 | 151164.5687 | 166546.2577 | 181662.7452 | 196518.6036 | 211118.3265 | 225466.3301 | 239566.9542 | 253424.4642 | 267043.0516 | 280426.8357 | 293579.865 | 306506.1178 | 0
F1_Industrial_Wood and Lumber Products_Existing_Space Heating_Natural Gas_Gas Boiler - Insulate Steam Lines/Condensate Tank_A_Technical Potential | F1 | Industrial | Wood and Lumber Products | Existing | Space Heating | Natural Gas | Gas Boiler - Insulate Steam Lines/Condensate Tank | A | Integrated Unit Energy Savings (kWh or therms) | Technical Potential | 0 | 0 | 9.6657 | 9.5984 | 9.5262 | 9.4476 | 9.361 | 9.265 | 9.1582 | 9.0399 | 8.9105 | 8.7711 | 8.6241 | 8.472 | 8.32 | 8.171 | 8.0283 | 7.8985 | 7.7819 | 7.6779 | 7.5845 | 7.4989 | 0
F2_Industrial_Wood and Lumber Products_Existing_Space Heating_Natural Gas_Gas Boiler - Insulate Steam Lines/Condensate Tank_A_Technical Potential | F2 | Industrial | Wood and Lumber Products | Existing | Space Heating | Natural Gas | Gas Boiler - Insulate Steam Lines/Condensate Tank | A | Integrated Unit Summer Peak Savings (kW) | Technical Potential | 0 | 0 | 0 | 0 | 0 | 0 | 0 | 0 | 0 | 0 | 0 | 0 | 0 | 0 | 0 | 0 | 0 | 0 | 0 | 0 | 0 | 0 | 0
F3_Industrial_Wood and Lumber Products_Existing_Space Heating_Natural Gas_Gas Boiler - Insulate Steam Lines/Condensate Tank_A_Technical Potential | F3 | Industrial | Wood and Lumber Products | Existing | Space Heating | Natural Gas | Gas Boiler - Insulate Steam Lines/Condensate Tank | A | Integrated Unit Winter Peak Savings (kW) | Technical Potential | 0 | 0 | 0 | 0 | 0 | 0 | 0 | 0 | 0 | 0 | 0 | 0 | 0 | 0 | 0 | 0 | 0 | 0 | 0 | 0 | 0 | 0 | 0
F4_Industrial_Wood and Lumber Products_Existing_Space Heating_Natural Gas_Gas Boiler - Insulate Steam Lines/Condensate Tank_A_Technical Potential | F4 | Industrial | Wood and Lumber Products | Existing | Space Heating | Natural Gas | Gas Boiler - Insulate Steam Lines/Condensate Tank | A | Incremental Energy Savings (MWh or mTherms) | Technical Potential | 0 | 0 | 0.005628 | 0.0054925 | 0.0053572 | 0.0052213 | 0.0050843 | 0.0049454 | 0.0048041 | 0.0046603 | 0.0045144 | 0.0043671 | 0.0042199 | 0.004074 | 0.0039319 | 0.0037949 | 0.0036644 | 0.003543 | 0.0034305 | 0.0033263 | 0.0032292 | 0.0031377 | 0
F5_Industrial_Wood and Lumber Products_Existing_Space Heating_Natural Gas_Gas Boiler - Insulate Steam Lines/Condensate Tank_A_Technical Potential | F5 | Industrial | Wood and Lumber Products | Existing | Space Heating | Natural Gas | Gas Boiler - Insulate Steam Lines/Condensate Tank | A | Incremental Summer Peak Savings (MW) | Technical Potential | 0 | 0 | 0 | 0 | 0 | 0 | 0 | 0 | 0 | 0 | 0 | 0 | 0 | 0 | 0 | 0 | 0 | 0 | 0 | 0 | 0 | 0 | 0
F6_Industrial_Wood and Lumber Products_Existing_Space Heating_Natural Gas_Gas Boiler - Insulate Steam Lines/Condensate Tank_A_Technical Potential | F6 | Industrial | Wood and Lumber Products | Existing | Space Heating | Natural Gas | Gas Boiler - Insulate Steam Lines/Condensate Tank | A | Incremental Winter Peak Savings (MW) | Technical Potential | 0 | 0 | 0 | 0 | 0 | 0 | 0 | 0 | 0 | 0 | 0 | 0 | 0 | 0 | 0 | 0 | 0 | 0 | 0 | 0 | 0 | 0 | 0
F7_Industrial_Wood and Lumber Products_Existing_Space Heating_Natural Gas_Gas Boiler - Insulate Steam Lines/Condensate Tank_A_Technical Potential | F7 | Industrial | Wood and Lumber Products | Existing | Space Heating | Natural Gas | Gas Boiler - Insulate Steam Lines/Condensate Tank | A | Cumulative Energy Savings (MWh or mTherms) | Technical Potential | 0 | 0 | 0.005628 | 0.011081 | 0.016355 | 0.021441 | 0.026329 | 0.031004 | 0.035451 | 0.039654 | 0.0436 | 0.047285 | 0.050713 | 0.053893 | 0.056857 | 0.059634 | 0.062257 | 0.064793 | 0.067268 | 0.069695 | 0.072076 | 0.074401 | 0
F8_Industrial_Wood and Lumber Products_Existing_Space Heating_Natural Gas_Gas Boiler - Insulate Steam Lines/Condensate Tank_A_Technical Potential | F8 | Industrial | Wood and Lumber Products | Existing | Space Heating | Natural Gas | Gas Boiler - Insulate Steam Lines/Condensate Tank | A | Cumulative Summer Peak Savings (MW) | Technical Potential | 0 | 0 | 0 | 0 | 0 | 0 | 0 | 0 | 0 | 0 | 0 | 0 | 0 | 0 | 0 | 0 | 0 | 0 | 0 | 0 | 0 | 0 | 0
F9_Industrial_Wood and Lumber Products_Existing_Space Heating_Natural Gas_Gas Boiler - Insulate Steam Lines/Condensate Tank_A_Technical Potential | F9 | Industrial | Wood and Lumber Products | Existing | Space Heating | Natural Gas | Gas Boiler - Insulate Steam Lines/Condensate Tank | A | Cumulative Winter Peak Savings (MW) | Technical Potential | 0 | 0 | 0 | 0 | 0 | 0 | 0 | 0 | 0 | 0 | 0 | 0 | 0 | 0 | 0 | 0 | 0 | 0 | 0 | 0 | 0 | 0 | 0
F10_Industrial_Wood and Lumber Products_Existing_Space Heating_Natural Gas_Gas Boiler - Insulate Steam Lines/Condensate Tank_A_Technical Potential | F10 | Industrial | Wood and Lumber Products | Existing | Space Heating | Natural Gas | Gas Boiler - Insulate Steam Lines/Condensate Tank | A | Purchases (Incremental) | Technical Potential | 0 | 0 | 0.58226 | 0.57223 | 0.56236 | 0.55266 | 0.54313 | 0.53377 | 0.52457 | 0.51552 | 0.50663 | 0.4979 | 0.48932 | 0.48088 | 0.47259 | 0.46444 | 0.45643 | 0.44856 | 0.44083 | 0.43323 | 0.42576 | 0.41842 | 0
F11_Industrial_Wood and Lumber Products_Existing_Space Heating_Natural Gas_Gas Boiler - Insulate Steam Lines/Condensate Tank_A_Technical Potential | F11 | Industrial | Wood and Lumber Products | Existing | Space Heating | Natural Gas | Gas Boiler - Insulate Steam Lines/Condensate Tank | A | Purchases (Cumulative) | Technical Potential | 0 | 0 | 0.58226 | 1.1545 | 1.7168 | 2.2695 | 2.8126 | 3.3464 | 3.871 | 4.3865 | 4.8931 | 5.391 | 5.8804 | 6.3612 | 6.8338 | 7.2983 | 7.7547 | 8.2033 | 8.6441 | 9.0773 | 9.5031 | 9.9215 | 0
F1_Industrial_Wood and Lumber Products_Existing_Process_Natural Gas_Gas Boiler - Insulate Steam Lines/Condensate Tank_A_Technical Potential | F1 | Industrial | Wood and Lumber Products | Existing | Process | Natural Gas | Gas Boiler - Insulate Steam Lines/Condensate Tank | A | Integrated Unit Energy Savings (kWh or therms) | Technical Potential | 0 | 0 | 68.3334 | 68.1512 | 67.9658 | 67.7761 | 67.5814 | 67.3862 | 67.196 | 67.0105 | 66.83 | 66.6553 | 66.4868 | 66.3244 | 66.1668 | 66.0123 | 65.8591 | 65.706 | 65.5564 | 65.405 | 65.2515 | 65.0957 | 0
F2_Industrial_Wood and Lumber Products_Existing_Process_Natural Gas_Gas Boiler - Insulate Steam Lines/Condensate Tank_A_Technical Potential | F2 | Industrial | Wood and Lumber Products | Existing | Process | Natural Gas | Gas Boiler - Insulate Steam Lines/Condensate Tank | A | Integrated Unit Summer Peak Savings (kW) | Technical Potential | 0 | 0 | 0 | 0 | 0 | 0 | 0 | 0 | 0 | 0 | 0 | 0 | 0 | 0 | 0 | 0 | 0 | 0 | 0 | 0 | 0 | 0 | 0
F3_Industrial_Wood and Lumber Products_Existing_Process_Natural Gas_Gas Boiler - Insulate Steam Lines/Condensate Tank_A_Technical Potential | F3 | Industrial | Wood and Lumber Products | Existing | Process | Natural Gas | Gas Boiler - Insulate Steam Lines/Condensate Tank | A | Integrated Unit Winter Peak Savings (kW) | Technical Potential | 0 | 0 | 0 | 0 | 0 | 0 | 0 | 0 | 0 | 0 | 0 | 0 | 0 | 0 | 0 | 0 | 0 | 0 | 0 | 0 | 0 | 0 | 0
F4_Industrial_Wood and Lumber Products_Existing_Process_Natural Gas_Gas Boiler - Insulate Steam Lines/Condensate Tank_A_Technical Potential | F4 | Industrial | Wood and Lumber Products | Existing | Process | Natural Gas | Gas Boiler - Insulate Steam Lines/Condensate Tank | A | Incremental Energy Savings (MWh or mTherms) | Technical Potential | 0 | 0 | 0.13695 | 0.13423 | 0.13156 | 0.12893 | 0.12634 | 0.12381 | 0.12133 | 0.11891 | 0.11654 | 0.11423 | 0.11198 | 0.10978 | 0.10763 | 0.10553 | 0.10347 | 0.10145 | 0.099472 | 0.097532 | 0.095625 | 0.093752 | 0
F5_Industrial_Wood and Lumber Products_Existing_Process_Natural Gas_Gas Boiler - Insulate Steam Lines/Condensate Tank_A_Technical Potential | F5 | Industrial | Wood and Lumber Products | Existing | Process | Natural Gas | Gas Boiler - Insulate Steam Lines/Condensate Tank | A | Incremental Summer Peak Savings (MW) | Technical Potential | 0 | 0 | 0 | 0 | 0 | 0 | 0 | 0 | 0 | 0 | 0 | 0 | 0 | 0 | 0 | 0 | 0 | 0 | 0 | 0 | 0 | 0 | 0
F6_Industrial_Wood and Lumber Products_Existing_Process_Natural Gas_Gas Boiler - Insulate Steam Lines/Condensate Tank_A_Technical Potential | F6 | Industrial | Wood and Lumber Products | Existing | Process | Natural Gas | Gas Boiler - Insulate Steam Lines/Condensate Tank | A | Incremental Winter Peak Savings (MW) | Technical Potential | 0 | 0 | 0 | 0 | 0 | 0 | 0 | 0 | 0 | 0 | 0 | 0 | 0 | 0 | 0 | 0 | 0 | 0 | 0 | 0 | 0 | 0 | 0
F7_Industrial_Wood and Lumber Products_Existing_Process_Natural Gas_Gas Boiler - Insulate Steam Lines/Condensate Tank_A_Technical Potential | F7 | Industrial | Wood and Lumber Products | Existing | Process | Natural Gas | Gas Boiler - Insulate Steam Lines/Condensate Tank | A | Cumulative Energy Savings (MWh or mTherms) | Technical Potential | 0 | 0 | 0.13695 | 0.27082 | 0.40164 | 0.52945 | 0.65427 | 0.77619 | 0.89533 | 1.0118 | 1.1256 | 1.2369 | 1.3457 | 1.4522 | 1.5564 | 1.6583 | 1.7579 | 1.8553 | 1.9505 | 2.0436 | 2.1344 | 2.223 | 0
F8_Industrial_Wood and Lumber Products_Existing_Process_Natural Gas_Gas Boiler - Insulate Steam Lines/Condensate Tank_A_Technical Potential | F8 | Industrial | Wood and Lumber Products | Existing | Process | Natural Gas | Gas Boiler - Insulate Steam Lines/Condensate Tank | A | Cumulative Summer Peak Savings (MW) | Technical Potential | 0 | 0 | 0 | 0 | 0 | 0 | 0 | 0 | 0 | 0 | 0 | 0 | 0 | 0 | 0 | 0 | 0 | 0 | 0 | 0 | 0 | 0 | 0
F9_Industrial_Wood and Lumber Products_Existing_Process_Natural Gas_Gas Boiler - Insulate Steam Lines/Condensate Tank_A_Technical Potential | F9 | Industrial | Wood and Lumber Products | Existing | Process | Natural Gas | Gas Boiler - Insulate Steam Lines/Condensate Tank | A | Cumulative Winter Peak Savings (MW) | Technical Potential | 0 | 0 | 0 | 0 | 0 | 0 | 0 | 0 | 0 | 0 | 0 | 0 | 0 | 0 | 0 | 0 | 0 | 0 | 0 | 0 | 0 | 0 | 0
F10_Industrial_Wood and Lumber Products_Existing_Process_Natural Gas_Gas Boiler - Insulate Steam Lines/Condensate Tank_A_Technical Potential | F10 | Industrial | Wood and Lumber Products | Existing | Process | Natural Gas | Gas Boiler - Insulate Steam Lines/Condensate Tank | A | Purchases (Incremental) | Technical Potential | 0 | 0 | 2.0042 | 1.9696 | 1.9357 | 1.9023 | 1.8695 | 1.8373 | 1.8056 | 1.7745 | 1.7439 | 1.7138 | 1.6843 | 1.6552 | 1.6267 | 1.5986 | 1.5711 | 1.544 | 1.5174 | 1.4912 | 1.4655 | 1.4402 | 0
F11_Industrial_Wood and Lumber Products_Existing_Process_Natural Gas_Gas Boiler - Insulate Steam Lines/Condensate Tank_A_Technical Potential | F11 | Industrial | Wood and Lumber Products | Existing | Process | Natural Gas | Gas Boiler - Insulate Steam Lines/Condensate Tank | A | Purchases (Cumulative) | Technical Potential | 0 | 0 | 2.0042 | 3.9738 | 5.9095 | 7.8118 | 9.6813 | 11.5186 | 13.3241 | 15.0986 | 16.8425 | 18.5563 | 20.2405 | 21.8957 | 23.5224 | 25.121 | 26.6921 | 28.2361 | 29.7534 | 31.2446 | 32.7101 | 34.1503 | 0
F1_Industrial_Wood and Lumber Products_Existing_Space Heating_Natural Gas_Gas Boiler - Insulate Hot Water Lines_A_Technical Potential | F1 | Industrial | Wood and Lumber Products | Existing | Space Heating | Natural Gas | Gas Boiler - Insulate Hot Water Lines | A | Integrated Unit Energy Savings (kWh or therms) | Technical Potential | 0 | 0 | 10.9285 | 10.8576 | 10.7838 | 10.7066 | 10.6257 | 10.5406 | 10.4511 | 10.357 | 10.259 | 10.1577 | 10.0539 | 9.9477 | 9.8415 | 9.7348 | 9.628 | 9.5272 | 9.432 | 9.3417 | 9.2561 | 9.1751 | 0
F2_Industrial_Wood and Lumber Products_Existing_Space Heating_Natural Gas_Gas Boiler - Insulate Hot Water Lines_A_Technical Potential | F2 | Industrial | Wood and Lumber Products | Existing | Space Heating | Natural Gas | Gas Boiler - Insulate Hot Water Lines | A | Integrated Unit Summer Peak Savings (kW) | Technical Potential | 0 | 0 | 0 | 0 | 0 | 0 | 0 | 0 | 0 | 0 | 0 | 0 | 0 | 0 | 0 | 0 | 0 | 0 | 0 | 0 | 0 | 0 | 0
F3_Industrial_Wood and Lumber Products_Existing_Space Heating_Natural Gas_Gas Boiler - Insulate Hot Water Lines_A_Technical Potential | F3 | Industrial | Wood and Lumber Products | Existing | Space Heating | Natural Gas | Gas Boiler - Insulate Hot Water Lines | A | Integrated Unit Winter Peak Savings (kW) | Technical Potential | 0 | 0 | 0 | 0 | 0 | 0 | 0 | 0 | 0 | 0 | 0 | 0 | 0 | 0 | 0 | 0 | 0 | 0 | 0 | 0 | 0 | 0 | 0
F4_Industrial_Wood and Lumber Products_Existing_Space Heating_Natural Gas_Gas Boiler - Insulate Hot Water Lines_A_Technical Potential | F4 | Industrial | Wood and Lumber Products | Existing | Space Heating | Natural Gas | Gas Boiler - Insulate Hot Water Lines | A | Incremental Energy Savings (MWh or mTherms) | Technical Potential | 0 | 0 | 0.012727 | 0.012426 | 0.012129 | 0.011834 | 0.011542 | 0.011253 | 0.010965 | 0.010679 | 0.010395 | 0.010115 | 0.009839 | 0.0095673 | 0.0093019 | 0.0090424 | 0.008789 | 0.0085471 | 0.0083158 | 0.0080942 | 0.0078818 | 0.007678 | 0
F5_Industrial_Wood and Lumber Products_Existing_Space Heating_Natural Gas_Gas Boiler - Insulate Hot Water Lines_A_Technical Potential | F5 | Industrial | Wood and Lumber Products | Existing | Space Heating | Natural Gas | Gas Boiler - Insulate Hot Water Lines | A | Incremental Summer Peak Savings (MW) | Technical Potential | 0 | 0 | 0 | 0 | 0 | 0 | 0 | 0 | 0 | 0 | 0 | 0 | 0 | 0 | 0 | 0 | 0 | 0 | 0 | 0 | 0 | 0 | 0
F6_Industrial_Wood and Lumber Products_Existing_Space Heating_Natural Gas_Gas Boiler - Insulate Hot Water Lines_A_Technical Potential | F6 | Industrial | Wood and Lumber Products | Existing | Space Heating | Natural Gas | Gas Boiler - Insulate Hot Water Lines | A | Incremental Winter Peak Savings (MW) | Technical Potential | 0 | 0 | 0 | 0 | 0 | 0 | 0 | 0 | 0 | 0 | 0 | 0 | 0 | 0 | 0 | 0 | 0 | 0 | 0 | 0 | 0 | 0 | 0
F7_Industrial_Wood and Lumber Products_Existing_Space Heating_Natural Gas_Gas Boiler - Insulate Hot Water Lines_A_Technical Potential | F7 | Industrial | Wood and Lumber Products | Existing | Space Heating | Natural Gas | Gas Boiler - Insulate Hot Water Lines | A | Cumulative Energy Savings (MWh or mTherms) | Technical Potential | 0 | 0 | 0.012727 | 0.02507 | 0.037028 | 0.048598 | 0.059773 | 0.070547 | 0.080912 | 0.090862 | 0.1004 | 0.10952 | 0.11824 | 0.12656 | 0.13451 | 0.14209 | 0.14932 | 0.15631 | 0.16306 | 0.1696 | 0.17592 | 0.18206 | 0
F8_Industrial_Wood and Lumber Products_Existing_Space Heating_Natural Gas_Gas Boiler - Insulate Hot Water Lines_A_Technical Potential | F8 | Industrial | Wood and Lumber Products | Existing | Space Heating | Natural Gas | Gas Boiler - Insulate Hot Water Lines | A | Cumulative Summer Peak Savings (MW) | Technical Potential | 0 | 0 | 0 | 0 | 0 | 0 | 0 | 0 | 0 | 0 | 0 | 0 | 0 | 0 | 0 | 0 | 0 | 0 | 0 | 0 | 0 | 0 | 0
F9_Industrial_Wood and Lumber Products_Existing_Space Heating_Natural Gas_Gas Boiler - Insulate Hot Water Lines_A_Technical Potential | F9 | Industrial | Wood and Lumber Products | Existing | Space Heating | Natural Gas | Gas Boiler - Insulate Hot Water Lines | A | Cumulative Winter Peak Savings (MW) | Technical Potential | 0 | 0 | 0 | 0 | 0 | 0 | 0 | 0 | 0 | 0 | 0 | 0 | 0 | 0 | 0 | 0 | 0 | 0 | 0 | 0 | 0 | 0 | 0
F10_Industrial_Wood and Lumber Products_Existing_Space Heating_Natural Gas_Gas Boiler - Insulate Hot Water Lines_A_Technical Potential | F10 | Industrial | Wood and Lumber Products | Existing | Space Heating | Natural Gas | Gas Boiler - Insulate Hot Water Lines | A | Purchases (Incremental) | Technical Potential | 0 | 0 | 1.1645 | 1.1445 | 1.1247 | 1.1053 | 1.0863 | 1.0675 | 1.0491 | 1.031 | 1.0133 | 0.9958 | 0.97863 | 0.96176 | 0.94518 | 0.92888 | 0.91286 | 0.89713 | 0.88166 | 0.86646 | 0.85152 | 0.83684 | 0
F11_Industrial_Wood and Lumber Products_Existing_Space Heating_Natural Gas_Gas Boiler - Insulate Hot Water Lines_A_Technical Potential | F11 | Industrial | Wood and Lumber Products | Existing | Space Heating | Natural Gas | Gas Boiler - Insulate Hot Water Lines | A | Purchases (Cumulative) | Technical Potential | 0 | 0 | 1.1645 | 2.309 | 3.4337 | 4.539 | 5.6253 | 6.6928 | 7.742 | 8.773 | 9.7863 | 10.7821 | 11.7607 | 12.7225 | 13.6677 | 14.5965 | 15.5094 | 16.4065 | 17.2882 | 18.1546 | 19.0062 | 19.843 | 0
F1_Industrial_Wood and Lumber Products_Existing_Process_Natural Gas_Gas Boiler - Insulate Hot Water Lines_A_Technical Potential | F1 | Industrial | Wood and Lumber Products | Existing | Process | Natural Gas | Gas Boiler - Insulate Hot Water Lines | A | Integrated Unit Energy Savings (kWh or therms) | Technical Potential | 0 | 0 | 77.2742 | 77.1049 | 76.9324 | 76.7559 | 76.5743 | 76.3929 | 76.2179 | 76.0492 | 75.8871 | 75.7325 | 75.5857 | 75.4468 | 75.3139 | 75.185 | 75.0579 | 74.9312 | 74.8088 | 74.6846 | 74.5583 | 74.43 | 0
F2_Industrial_Wood and Lumber Products_Existing_Process_Natural Gas_Gas Boiler - Insulate Hot Water Lines_A_Technical Potential | F2 | Industrial | Wood and Lumber Products | Existing | Process | Natural Gas | Gas Boiler - Insulate Hot Water Lines | A | Integrated Unit Summer Peak Savings (kW) | Technical Potential | 0 | 0 | 0 | 0 | 0 | 0 | 0 | 0 | 0 | 0 | 0 | 0 | 0 | 0 | 0 | 0 | 0 | 0 | 0 | 0 | 0 | 0 | 0
F3_Industrial_Wood and Lumber Products_Existing_Process_Natural Gas_Gas Boiler - Insulate Hot Water Lines_A_Technical Potential | F3 | Industrial | Wood and Lumber Products | Existing | Process | Natural Gas | Gas Boiler - Insulate Hot Water Lines | A | Integrated Unit Winter Peak Savings (kW) | Technical Potential | 0 | 0 | 0 | 0 | 0 | 0 | 0 | 0 | 0 | 0 | 0 | 0 | 0 | 0 | 0 | 0 | 0 | 0 | 0 | 0 | 0 | 0 | 0
F4_Industrial_Wood and Lumber Products_Existing_Process_Natural Gas_Gas Boiler - Insulate Hot Water Lines_A_Technical Potential | F4 | Industrial | Wood and Lumber Products | Existing | Process | Natural Gas | Gas Boiler - Insulate Hot Water Lines | A | Incremental Energy Savings (MWh or mTherms) | Technical Potential | 0 | 0 | 0.30974 | 0.30374 | 0.29783 | 0.29203 | 0.28631 | 0.28071 | 0.27524 | 0.26989 | 0.26467 | 0.25958 | 0.25461 | 0.24976 | 0.24502 | 0.24039 | 0.23584 | 0.23138 | 0.22702 | 0.22274 | 0.21853 | 0.21439 | 0
F5_Industrial_Wood and Lumber Products_Existing_Process_Natural Gas_Gas Boiler - Insulate Hot Water Lines_A_Technical Potential | F5 | Industrial | Wood and Lumber Products | Existing | Process | Natural Gas | Gas Boiler - Insulate Hot Water Lines | A | Incremental Summer Peak Savings (MW) | Technical Potential | 0 | 0 | 0 | 0 | 0 | 0 | 0 | 0 | 0 | 0 | 0 | 0 | 0 | 0 | 0 | 0 | 0 | 0 | 0 | 0 | 0 | 0 | 0
F6_Industrial_Wood and Lumber Products_Existing_Process_Natural Gas_Gas Boiler - Insulate Hot Water Lines_A_Technical Potential | F6 | Industrial | Wood and Lumber Products | Existing | Process | Natural Gas | Gas Boiler - Insulate Hot Water Lines | A | Incremental Winter Peak Savings (MW) | Technical Potential | 0 | 0 | 0 | 0 | 0 | 0 | 0 | 0 | 0 | 0 | 0 | 0 | 0 | 0 | 0 | 0 | 0 | 0 | 0 | 0 | 0 | 0 | 0
F7_Industrial_Wood and Lumber Products_Existing_Process_Natural Gas_Gas Boiler - Insulate Hot Water Lines_A_Technical Potential | F7 | Industrial | Wood and Lumber Products | Existing | Process | Natural Gas | Gas Boiler - Insulate Hot Water Lines | A | Cumulative Energy Savings (MWh or mTherms) | Technical Potential | 0 | 0 | 0.30974 | 0.6128 | 0.90926 | 1.1992 | 1.4827 | 1.7599 | 2.0311 | 2.2965 | 2.5563 | 2.8106 | 3.0598 | 3.3039 | 3.5431 | 3.7774 | 4.0069 | 4.2315 | 4.4516 | 4.667 | 4.8776 | 5.0836 | 0
F8_Industrial_Wood and Lumber Products_Existing_Process_Natural Gas_Gas Boiler - Insulate Hot Water Lines_A_Technical Potential | F8 | Industrial | Wood and Lumber Products | Existing | Process | Natural Gas | Gas Boiler - Insulate Hot Water Lines | A | Cumulative Summer Peak Savings (MW) | Technical Potential | 0 | 0 | 0 | 0 | 0 | 0 | 0 | 0 | 0 | 0 | 0 | 0 | 0 | 0 | 0 | 0 | 0 | 0 | 0 | 0 | 0 | 0 | 0
F9_Industrial_Wood and Lumber Products_Existing_Process_Natural Gas_Gas Boiler - Insulate Hot Water Lines_A_Technical Potential | F9 | Industrial | Wood and Lumber Products | Existing | Process | Natural Gas | Gas Boiler - Insulate Hot Water Lines | A | Cumulative Winter Peak Savings (MW) | Technical Potential | 0 | 0 | 0 | 0 | 0 | 0 | 0 | 0 | 0 | 0 | 0 | 0 | 0 | 0 | 0 | 0 | 0 | 0 | 0 | 0 | 0 | 0 | 0
F10_Industrial_Wood and Lumber Products_Existing_Process_Natural Gas_Gas Boiler - Insulate Hot Water Lines_A_Technical Potential | F10 | Industrial | Wood and Lumber Products | Existing | Process | Natural Gas | Gas Boiler - Insulate Hot Water Lines | A | Purchases (Incremental) | Technical Potential | 0 | 0 | 4.0084 | 3.9393 | 3.8713 | 3.8046 | 3.739 | 3.6745 | 3.6112 | 3.5489 | 3.4877 | 3.4276 | 3.3685 | 3.3104 | 3.2533 | 3.1973 | 3.1421 | 3.088 | 3.0347 | 2.9824 | 2.931 | 2.8804 | 0
F11_Industrial_Wood and Lumber Products_Existing_Process_Natural Gas_Gas Boiler - Insulate Hot Water Lines_A_Technical Potential | F11 | Industrial | Wood and Lumber Products | Existing | Process | Natural Gas | Gas Boiler - Insulate Hot Water Lines | A | Purchases (Cumulative) | Technical Potential | 0 | 0 | 4.0084 | 7.9476 | 11.819 | 15.6236 | 19.3626 | 23.0371 | 26.6483 | 30.1972 | 33.6849 | 37.1125 | 40.481 | 43.7915 | 47.0448 | 50.2421 | 53.3842 | 56.4721 | 59.5068 | 62.4892 | 65.4202 | 68.3006 | 0
F1_Industrial_Wood and Lumber Products_Existing_Process_Natural Gas_Process - Insulate Heated Process Fluids_A_Technical Potential | F1 | Industrial | Wood and Lumber Products | Existing | Process | Natural Gas | Process - Insulate Heated Process Fluids | A | Integrated Unit Energy Savings (kWh or therms) | Technical Potential | 0 | 0 | 125.7968 | 125.7741 | 125.7556 | 125.739 | 125.7231 | 125.7079 | 125.6932 | 125.6791 | 125.6655 | 125.6522 | 125.6392 | 125.6265 | 125.6141 | 125.6018 | 125.5896 | 125.5772 | 125.5648 | 125.5522 | 125.5396 | 125.5268 | 0
F2_Industrial_Wood and Lumber Products_Existing_Process_Natural Gas_Process - Insulate Heated Process Fluids_A_Technical Potential | F2 | Industrial | Wood and Lumber Products | Existing | Process | Natural Gas | Process - Insulate Heated Process Fluids | A | Integrated Unit Summer Peak Savings (kW) | Technical Potential | 0 | 0 | 0 | 0 | 0 | 0 | 0 | 0 | 0 | 0 | 0 | 0 | 0 | 0 | 0 | 0 | 0 | 0 | 0 | 0 | 0 | 0 | 0
F3_Industrial_Wood and Lumber Products_Existing_Process_Natural Gas_Process - Insulate Heated Process Fluids_A_Technical Potential | F3 | Industrial | Wood and Lumber Products | Existing | Process | Natural Gas | Process - Insulate Heated Process Fluids | A | Integrated Unit Winter Peak Savings (kW) | Technical Potential | 0 | 0 | 0 | 0 | 0 | 0 | 0 | 0 | 0 | 0 | 0 | 0 | 0 | 0 | 0 | 0 | 0 | 0 | 0 | 0 | 0 | 0 | 0
F4_Industrial_Wood and Lumber Products_Existing_Process_Natural Gas_Process - Insulate Heated Process Fluids_A_Technical Potential | F4 | Industrial | Wood and Lumber Products | Existing | Process | Natural Gas | Process - Insulate Heated Process Fluids | A | Incremental Energy Savings (MWh or mTherms) | Technical Potential | 0 | 0 | 0.55151 | 0.5419 | 0.53248 | 0.52323 | 0.51415 | 0.4547 | 0.35745 | 0.28099 | 0.2209 | 0.17365 | 0.13651 | 0.10732 | 0.084364 | 0.066321 | 0.052137 | 0.040986 | 0.00027471 | 9.641e-05 | 3.2297e-05 | 1.0349e-05 | 0
F5_Industrial_Wood and Lumber Products_Existing_Process_Natural Gas_Process - Insulate Heated Process Fluids_A_Technical Potential | F5 | Industrial | Wood and Lumber Products | Existing | Process | Natural Gas | Process - Insulate Heated Process Fluids | A | Incremental Summer Peak Savings (MW) | Technical Potential | 0 | 0 | 0 | 0 | 0 | 0 | 0 | 0 | 0 | 0 | 0 | 0 | 0 | 0 | 0 | 0 | 0 | 0 | 0 | 0 | 0 | 0 | 0
F6_Industrial_Wood and Lumber Products_Existing_Process_Natural Gas_Process - Insulate Heated Process Fluids_A_Technical Potential | F6 | Industrial | Wood and Lumber Products | Existing | Process | Natural Gas | Process - Insulate Heated Process Fluids | A | Incremental Winter Peak Savings (MW) | Technical Potential | 0 | 0 | 0 | 0 | 0 | 0 | 0 | 0 | 0 | 0 | 0 | 0 | 0 | 0 | 0 | 0 | 0 | 0 | 0 | 0 | 0 | 0 | 0
F7_Industrial_Wood and Lumber Products_Existing_Process_Natural Gas_Process - Insulate Heated Process Fluids_A_Technical Potential | F7 | Industrial | Wood and Lumber Products | Existing | Process | Natural Gas | Process - Insulate Heated Process Fluids | A | Cumulative Energy Savings (MWh or mTherms) | Technical Potential | 0 | 0 | 0.55151 | 1.0933 | 1.6256 | 2.1487 | 2.6625 | 3.1169 | 3.474 | 3.7546 | 3.9751 | 4.1483 | 4.2844 | 4.3913 | 4.4752 | 4.5411 | 4.5928 | 4.6333 | 4.6331 | 4.6328 | 4.6323 | 4.6319 | 0
F8_Industrial_Wood and Lumber Products_Existing_Process_Natural Gas_Process - Insulate Heated Process Fluids_A_Technical Potential | F8 | Industrial | Wood and Lumber Products | Existing | Process | Natural Gas | Process - Insulate Heated Process Fluids | A | Cumulative Summer Peak Savings (MW) | Technical Potential | 0 | 0 | 0 | 0 | 0 | 0 | 0 | 0 | 0 | 0 | 0 | 0 | 0 | 0 | 0 | 0 | 0 | 0 | 0 | 0 | 0 | 0 | 0
F9_Industrial_Wood and Lumber Products_Existing_Process_Natural Gas_Process - Insulate Heated Process Fluids_A_Technical Potential | F9 | Industrial | Wood and Lumber Products | Existing | Process | Natural Gas | Process - Insulate Heated Process Fluids | A | Cumulative Winter Peak Savings (MW) | Technical Potential | 0 | 0 | 0 | 0 | 0 | 0 | 0 | 0 | 0 | 0 | 0 | 0 | 0 | 0 | 0 | 0 | 0 | 0 | 0 | 0 | 0 | 0 | 0
F10_Industrial_Wood and Lumber Products_Existing_Process_Natural Gas_Process - Insulate Heated Process Fluids_A_Technical Potential | F10 | Industrial | Wood and Lumber Products | Existing | Process | Natural Gas | Process - Insulate Heated Process Fluids | A | Purchases (Incremental) | Technical Potential | 0 | 0 | 4.3841 | 4.3086 | 4.2343 | 4.1613 | 4.0895 | 3.6171 | 2.8438 | 2.2358 | 1.7578 | 1.382 | 1.0865 | 0.85424 | 0.67161 | 0.52803 | 0.41514 | 0.32638 | 0.0021878 | 0.00076789 | 0.00025727 | 8.2445e-05 | 0
F11_Industrial_Wood and Lumber Products_Existing_Process_Natural Gas_Process - Insulate Heated Process Fluids_A_Technical Potential | F11 | Industrial | Wood and Lumber Products | Existing | Process | Natural Gas | Process - Insulate Heated Process Fluids | A | Purchases (Cumulative) | Technical Potential | 0 | 0 | 4.3841 | 8.6927 | 12.927 | 17.0882 | 21.1777 | 24.7948 | 27.6386 | 29.8744 | 31.6323 | 33.0143 | 34.1008 | 34.955 | 35.6267 | 36.1547 | 36.5698 | 36.8962 | 36.8984 | 36.8992 | 36.8994 | 36.8995 | 0
F1_Industrial_Wood and Lumber Products_Existing_Process_Natural Gas_Process Heat Recovery_A_Technical Potential | F1 | Industrial | Wood and Lumber Products | Existing | Process | Natural Gas | Process Heat Recovery | A | Integrated Unit Energy Savings (kWh or therms) | Technical Potential | 0 | 0 | 0.21008 | 0.20934 | 0.20859 | 0.20781 | 0.20701 | 0.20621 | 0.20543 | 0.20468 | 0.20395 | 0.20325 | 0.20258 | 0.20193 | 0.20132 | 0.20072 | 0.20014 | 0.19956 | 0.19901 | 0.19846 | 0.1979 | 0.19734 | 0
F2_Industrial_Wood and Lumber Products_Existing_Process_Natural Gas_Process Heat Recovery_A_Technical Potential | F2 | Industrial | Wood and Lumber Products | Existing | Process | Natural Gas | Process Heat Recovery | A | Integrated Unit Summer Peak Savings (kW) | Technical Potential | 0 | 0 | 0 | 0 | 0 | 0 | 0 | 0 | 0 | 0 | 0 | 0 | 0 | 0 | 0 | 0 | 0 | 0 | 0 | 0 | 0 | 0 | 0
F3_Industrial_Wood and Lumber Products_Existing_Process_Natural Gas_Process Heat Recovery_A_Technical Potential | F3 | Industrial | Wood and Lumber Products | Existing | Process | Natural Gas | Process Heat Recovery | A | Integrated Unit Winter Peak Savings (kW) | Technical Potential | 0 | 0 | 0 | 0 | 0 | 0 | 0 | 0 | 0 | 0 | 0 | 0 | 0 | 0 | 0 | 0 | 0 | 0 | 0 | 0 | 0 | 0 | 0
F4_Industrial_Wood and Lumber Products_Existing_Process_Natural Gas_Process Heat Recovery_A_Technical Potential | F4 | Industrial | Wood and Lumber Products | Existing | Process | Natural Gas | Process Heat Recovery | A | Incremental Energy Savings (MWh or mTherms) | Technical Potential | 0 | 0 | 0.033157 | 0.03247 | 0.031796 | 0.031131 | 0.030477 | 0.026852 | 0.021031 | 0.016475 | 0.012906 | 0.010112 | 0.0079239 | 0.0062101 | 0.0048675 | 0.0038155 | 0.0029911 | 0.0023448 | 1.5675e-05 | 5.4862e-06 | 1.8329e-06 | 5.857e-07 | 0
F5_Industrial_Wood and Lumber Products_Existing_Process_Natural Gas_Process Heat Recovery_A_Technical Potential | F5 | Industrial | Wood and Lumber Products | Existing | Process | Natural Gas | Process Heat Recovery | A | Incremental Summer Peak Savings (MW) | Technical Potential | 0 | 0 | 0 | 0 | 0 | 0 | 0 | 0 | 0 | 0 | 0 | 0 | 0 | 0 | 0 | 0 | 0 | 0 | 0 | 0 | 0 | 0 | 0
F6_Industrial_Wood and Lumber Products_Existing_Process_Natural Gas_Process Heat Recovery_A_Technical Potential | F6 | Industrial | Wood and Lumber Products | Existing | Process | Natural Gas | Process Heat Recovery | A | Incremental Winter Peak Savings (MW) | Technical Potential | 0 | 0 | 0 | 0 | 0 | 0 | 0 | 0 | 0 | 0 | 0 | 0 | 0 | 0 | 0 | 0 | 0 | 0 | 0 | 0 | 0 | 0 | 0
F7_Industrial_Wood and Lumber Products_Existing_Process_Natural Gas_Process Heat Recovery_A_Technical Potential | F7 | Industrial | Wood and Lumber Products | Existing | Process | Natural Gas | Process Heat Recovery | A | Cumulative Energy Savings (MWh or mTherms) | Technical Potential | 0 | 0 | 0.033157 | 0.065511 | 0.09707 | 0.12784 | 0.15782 | 0.18406 | 0.2044 | 0.22013 | 0.23225 | 0.24156 | 0.24869 | 0.25411 | 0.2582 | 0.26125 | 0.26349 | 0.26507 | 0.26436 | 0.26363 | 0.26289 | 0.26214 | 0
F8_Industrial_Wood and Lumber Products_Existing_Process_Natural Gas_Process Heat Recovery_A_Technical Potential | F8 | Industrial | Wood and Lumber Products | Existing | Process | Natural Gas | Process Heat Recovery | A | Cumulative Summer Peak Savings (MW) | Technical Potential | 0 | 0 | 0 | 0 | 0 | 0 | 0 | 0 | 0 | 0 | 0 | 0 | 0 | 0 | 0 | 0 | 0 | 0 | 0 | 0 | 0 | 0 | 0
F9_Industrial_Wood and Lumber Products_Existing_Process_Natural Gas_Process Heat Recovery_A_Technical Potential | F9 | Industrial | Wood and Lumber Products | Existing | Process | Natural Gas | Process Heat Recovery | A | Cumulative Winter Peak Savings (MW) | Technical Potential | 0 | 0 | 0 | 0 | 0 | 0 | 0 | 0 | 0 | 0 | 0 | 0 | 0 | 0 | 0 | 0 | 0 | 0 | 0 | 0 | 0 | 0 | 0
F10_Industrial_Wood and Lumber Products_Existing_Process_Natural Gas_Process Heat Recovery_A_Technical Potential | F10 | Industrial | Wood and Lumber Products | Existing | Process | Natural Gas | Process Heat Recovery | A | Purchases (Incremental) | Technical Potential | 0 | 0 | 157.829 | 155.1078 | 152.4336 | 149.8054 | 147.2226 | 130.2158 | 102.3766 | 80.4892 | 63.2811 | 49.7521 | 39.1154 | 30.7528 | 24.1781 | 19.009 | 14.945 | 11.7498 | 0.078761 | 0.027644 | 0.0092616 | 0.002968 | 0
F11_Industrial_Wood and Lumber Products_Existing_Process_Natural Gas_Process Heat Recovery_A_Technical Potential | F11 | Industrial | Wood and Lumber Products | Existing | Process | Natural Gas | Process Heat Recovery | A | Purchases (Cumulative) | Technical Potential | 0 | 0 | 157.829 | 312.9369 | 465.3704 | 615.1758 | 762.3984 | 892.6142 | 994.9908 | 1075.4799 | 1138.7611 | 1188.5131 | 1227.6285 | 1258.3814 | 1282.5594 | 1301.5684 | 1316.5134 | 1328.2632 | 1328.342 | 1328.3696 | 1328.3789 | 1328.3818 | 0
F1_Industrial_Wood and Lumber Products_Existing_Space Heating_Natural Gas_Building Automation System_A_Technical Potential | F1 | Industrial | Wood and Lumber Products | Existing | Space Heating | Natural Gas | Building Automation System | A | Integrated Unit Energy Savings (kWh or therms) | Technical Potential | 0 | 0 | 0.015564 | 0.015463 | 0.015357 | 0.015245 | 0.015126 | 0.015002 | 0.01487 | 0.014731 | 0.014586 | 0.014437 | 0.014283 | 0.014126 | 0.013969 | 0.013812 | 0.013655 | 0.013507 | 0.013367 | 0.013235 | 0.01311 | 0.012991 | 0
F2_Industrial_Wood and Lumber Products_Existing_Space Heating_Natural Gas_Building Automation System_A_Technical Potential | F2 | Industrial | Wood and Lumber Products | Existing | Space Heating | Natural Gas | Building Automation System | A | Integrated Unit Summer Peak Savings (kW) | Technical Potential | 0 | 0 | 0 | 0 | 0 | 0 | 0 | 0 | 0 | 0 | 0 | 0 | 0 | 0 | 0 | 0 | 0 | 0 | 0 | 0 | 0 | 0 | 0
F3_Industrial_Wood and Lumber Products_Existing_Space Heating_Natural Gas_Building Automation System_A_Technical Potential | F3 | Industrial | Wood and Lumber Products | Existing | Space Heating | Natural Gas | Building Automation System | A | Integrated Unit Winter Peak Savings (kW) | Technical Potential | 0 | 0 | 0 | 0 | 0 | 0 | 0 | 0 | 0 | 0 | 0 | 0 | 0 | 0 | 0 | 0 | 0 | 0 | 0 | 0 | 0 | 0 | 0
F4_Industrial_Wood and Lumber Products_Existing_Space Heating_Natural Gas_Building Automation System_A_Technical Potential | F4 | Industrial | Wood and Lumber Products | Existing | Space Heating | Natural Gas | Building Automation System | A | Incremental Energy Savings (MWh or mTherms) | Technical Potential | 0 | 0 | 0.014359 | 0.028024 | 0.048564 | 0.077068 | 0.11407 | 0.15923 | 0.211 | 0.2663 | 0.32051 | 0.36763 | 0.40103 | 0.41466 | 0.40467 | 0.37067 | 0.31664 | 0.25455 | 0.18933 | 0.12754 | 0.079321 | 0.050378 | 0
F5_Industrial_Wood and Lumber Products_Existing_Space Heating_Natural Gas_Building Automation System_A_Technical Potential | F5 | Industrial | Wood and Lumber Products | Existing | Space Heating | Natural Gas | Building Automation System | A | Incremental Summer Peak Savings (MW) | Technical Potential | 0 | 0 | 0 | 0 | 0 | 0 | 0 | 0 | 0 | 0 | 0 | 0 | 0 | 0 | 0 | 0 | 0 | 0 | 0 | 0 | 0 | 0 | 0
F6_Industrial_Wood and Lumber Products_Existing_Space Heating_Natural Gas_Building Automation System_A_Technical Potential | F6 | Industrial | Wood and Lumber Products | Existing | Space Heating | Natural Gas | Building Automation System | A | Incremental Winter Peak Savings (MW) | Technical Potential | 0 | 0 | 0 | 0 | 0 | 0 | 0 | 0 | 0 | 0 | 0 | 0 | 0 | 0 | 0 | 0 | 0 | 0 | 0 | 0 | 0 | 0 | 0
F7_Industrial_Wood and Lumber Products_Existing_Space Heating_Natural Gas_Building Automation System_A_Technical Potential | F7 | Industrial | Wood and Lumber Products | Existing | Space Heating | Natural Gas | Building Automation System | A | Cumulative Energy Savings (MWh or mTherms) | Technical Potential | 0 | 0 | 0.014359 | 0.04229 | 0.090563 | 0.16697 | 0.27975 | 0.43667 | 0.64383 | 0.90413 | 1.2158 | 1.5709 | 1.9552 | 2.3484 | 2.727 | 3.0669 | 3.3487 | 3.567 | 3.7194 | 3.8102 | 3.8535 | 3.8689 | 0
F8_Industrial_Wood and Lumber Products_Existing_Space Heating_Natural Gas_Building Automation System_A_Technical Potential | F8 | Industrial | Wood and Lumber Products | Existing | Space Heating | Natural Gas | Building Automation System | A | Cumulative Summer Peak Savings (MW) | Technical Potential | 0 | 0 | 0 | 0 | 0 | 0 | 0 | 0 | 0 | 0 | 0 | 0 | 0 | 0 | 0 | 0 | 0 | 0 | 0 | 0 | 0 | 0 | 0
F9_Industrial_Wood and Lumber Products_Existing_Space Heating_Natural Gas_Building Automation System_A_Technical Potential | F9 | Industrial | Wood and Lumber Products | Existing | Space Heating | Natural Gas | Building Automation System | A | Cumulative Winter Peak Savings (MW) | Technical Potential | 0 | 0 | 0 | 0 | 0 | 0 | 0 | 0 | 0 | 0 | 0 | 0 | 0 | 0 | 0 | 0 | 0 | 0 | 0 | 0 | 0 | 0 | 0
F10_Industrial_Wood and Lumber Products_Existing_Space Heating_Natural Gas_Building Automation System_A_Technical Potential | F10 | Industrial | Wood and Lumber Products | Existing | Space Heating | Natural Gas | Building Automation System | A | Purchases (Incremental) | Technical Potential | 0 | 0 | 922.5662 | 1812.3536 | 3162.4346 | 5055.4414 | 7541.153 | 10614.3263 | 14189.4608 | 18077.5166 | 21973.2764 | 25464.9589 | 28077.4423 | 29354.1276 | 28968.4586 | 26836.836 | 23188.7607 | 18846.2135 | 14163.3309 | 9636.3246 | 6050.3935 | 3877.8759 | 0
F11_Industrial_Wood and Lumber Products_Existing_Space Heating_Natural Gas_Building Automation System_A_Technical Potential | F11 | Industrial | Wood and Lumber Products | Existing | Space Heating | Natural Gas | Building Automation System | A | Purchases (Cumulative) | Technical Potential | 0 | 0 | 922.5662 | 2734.9198 | 5897.3545 | 10952.7959 | 18493.9489 | 29108.2752 | 43297.736 | 61375.2526 | 83348.529 | 108813.4879 | 136890.9302 | 166245.0578 | 195213.5164 | 222050.3524 | 245239.113 | 264085.3266 | 278248.6575 | 287884.982 | 293935.3755 | 297813.2514 | 0
F1_Industrial_Wood and Lumber Products_Existing_Space Heating_Natural Gas_Steam System Efficiency Improvements_A_Technical Potential | F1 | Industrial | Wood and Lumber Products | Existing | Space Heating | Natural Gas | Steam System Efficiency Improvements | A | Integrated Unit Energy Savings (kWh or therms) | Technical Potential | 0 | 0 | 0.13899 | 0.13807 | 0.13711 | 0.13611 | 0.13506 | 0.13396 | 0.1328 | 0.13159 | 0.13032 | 0.12901 | 0.12768 | 0.12631 | 0.12494 | 0.12356 | 0.12218 | 0.12088 | 0.11965 | 0.11849 | 0.11738 | 0.11633 | 0
F2_Industrial_Wood and Lumber Products_Existing_Space Heating_Natural Gas_Steam System Efficiency Improvements_A_Technical Potential | F2 | Industrial | Wood and Lumber Products | Existing | Space Heating | Natural Gas | Steam System Efficiency Improvements | A | Integrated Unit Summer Peak Savings (kW) | Technical Potential | 0 | 0 | 0 | 0 | 0 | 0 | 0 | 0 | 0 | 0 | 0 | 0 | 0 | 0 | 0 | 0 | 0 | 0 | 0 | 0 | 0 | 0 | 0
F3_Industrial_Wood and Lumber Products_Existing_Space Heating_Natural Gas_Steam System Efficiency Improvements_A_Technical Potential | F3 | Industrial | Wood and Lumber Products | Existing | Space Heating | Natural Gas | Steam System Efficiency Improvements | A | Integrated Unit Winter Peak Savings (kW) | Technical Potential | 0 | 0 | 0 | 0 | 0 | 0 | 0 | 0 | 0 | 0 | 0 | 0 | 0 | 0 | 0 | 0 | 0 | 0 | 0 | 0 | 0 | 0 | 0
F4_Industrial_Wood and Lumber Products_Existing_Space Heating_Natural Gas_Steam System Efficiency Improvements_A_Technical Potential | F4 | Industrial | Wood and Lumber Products | Existing | Space Heating | Natural Gas | Steam System Efficiency Improvements | A | Incremental Energy Savings (MWh or mTherms) | Technical Potential | 0 | 0 | 0.00090877 | 0.0017734 | 0.003073 | 0.0048767 | 0.0072185 | 0.010077 | 0.013355 | 0.016859 | 0.020295 | 0.023284 | 0.025406 | 0.026276 | 0.02565 | 0.023501 | 0.02008 | 0.016146 | 0.012011 | 0.0080919 | 0.0050332 | 0.0031971 | 0
F5_Industrial_Wood and Lumber Products_Existing_Space Heating_Natural Gas_Steam System Efficiency Improvements_A_Technical Potential | F5 | Industrial | Wood and Lumber Products | Existing | Space Heating | Natural Gas | Steam System Efficiency Improvements | A | Incremental Summer Peak Savings (MW) | Technical Potential | 0 | 0 | 0 | 0 | 0 | 0 | 0 | 0 | 0 | 0 | 0 | 0 | 0 | 0 | 0 | 0 | 0 | 0 | 0 | 0 | 0 | 0 | 0
F6_Industrial_Wood and Lumber Products_Existing_Space Heating_Natural Gas_Steam System Efficiency Improvements_A_Technical Potential | F6 | Industrial | Wood and Lumber Products | Existing | Space Heating | Natural Gas | Steam System Efficiency Improvements | A | Incremental Winter Peak Savings (MW) | Technical Potential | 0 | 0 | 0 | 0 | 0 | 0 | 0 | 0 | 0 | 0 | 0 | 0 | 0 | 0 | 0 | 0 | 0 | 0 | 0 | 0 | 0 | 0 | 0
F7_Industrial_Wood and Lumber Products_Existing_Space Heating_Natural Gas_Steam System Efficiency Improvements_A_Technical Potential | F7 | Industrial | Wood and Lumber Products | Existing | Space Heating | Natural Gas | Steam System Efficiency Improvements | A | Cumulative Energy Savings (MWh or mTherms) | Technical Potential | 0 | 0 | 0.00090877 | 0.0026762 | 0.0057306 | 0.010565 | 0.017703 | 0.027635 | 0.040752 | 0.057237 | 0.076982 | 0.099493 | 0.12387 | 0.14881 | 0.17285 | 0.19445 | 0.21236 | 0.22625 | 0.23596 | 0.24175 | 0.24452 | 0.24553 | 0
F8_Industrial_Wood and Lumber Products_Existing_Space Heating_Natural Gas_Steam System Efficiency Improvements_A_Technical Potential | F8 | Industrial | Wood and Lumber Products | Existing | Space Heating | Natural Gas | Steam System Efficiency Improvements | A | Cumulative Summer Peak Savings (MW) | Technical Potential | 0 | 0 | 0 | 0 | 0 | 0 | 0 | 0 | 0 | 0 | 0 | 0 | 0 | 0 | 0 | 0 | 0 | 0 | 0 | 0 | 0 | 0 | 0
F9_Industrial_Wood and Lumber Products_Existing_Space Heating_Natural Gas_Steam System Efficiency Improvements_A_Technical Potential | F9 | Industrial | Wood and Lumber Products | Existing | Space Heating | Natural Gas | Steam System Efficiency Improvements | A | Cumulative Winter Peak Savings (MW) | Technical Potential | 0 | 0 | 0 | 0 | 0 | 0 | 0 | 0 | 0 | 0 | 0 | 0 | 0 | 0 | 0 | 0 | 0 | 0 | 0 | 0 | 0 | 0 | 0
F10_Industrial_Wood and Lumber Products_Existing_Space Heating_Natural Gas_Steam System Efficiency Improvements_A_Technical Potential | F10 | Industrial | Wood and Lumber Products | Existing | Space Heating | Natural Gas | Steam System Efficiency Improvements | A | Purchases (Incremental) | Technical Potential | 0 | 0 | 6.5383 | 12.8444 | 22.4126 | 35.8285 | 53.4451 | 75.225 | 100.5624 | 128.1176 | 155.7273 | 180.4733 | 198.9883 | 208.0363 | 205.303 | 190.1959 | 164.3416 | 133.5654 | 100.3773 | 68.2938 | 42.8799 | 27.483 | 0
F11_Industrial_Wood and Lumber Products_Existing_Space Heating_Natural Gas_Steam System Efficiency Improvements_A_Technical Potential | F11 | Industrial | Wood and Lumber Products | Existing | Space Heating | Natural Gas | Steam System Efficiency Improvements | A | Purchases (Cumulative) | Technical Potential | 0 | 0 | 6.5383 | 19.3827 | 41.7953 | 77.6238 | 131.0689 | 206.2939 | 306.8564 | 434.9739 | 590.7012 | 771.1745 | 970.1628 | 1178.1991 | 1383.5021 | 1573.698 | 1738.0396 | 1871.605 | 1971.9823 | 2040.2761 | 2083.156 | 2110.6389 | 0
F1_Industrial_Wood and Lumber Products_Existing_Process_Natural Gas_Steam System Efficiency Improvements_A_Technical Potential | F1 | Industrial | Wood and Lumber Products | Existing | Process | Natural Gas | Steam System Efficiency Improvements | A | Integrated Unit Energy Savings (kWh or therms) | Technical Potential | 0 | 0 | 0.98246 | 0.97985 | 0.97718 | 0.97446 | 0.97167 | 0.96888 | 0.96616 | 0.96351 | 0.96094 | 0.95846 | 0.95607 | 0.95377 | 0.95154 | 0.94935 | 0.94718 | 0.94501 | 0.94288 | 0.94072 | 0.93853 | 0.9363 | 0
F2_Industrial_Wood and Lumber Products_Existing_Process_Natural Gas_Steam System Efficiency Improvements_A_Technical Potential | F2 | Industrial | Wood and Lumber Products | Existing | Process | Natural Gas | Steam System Efficiency Improvements | A | Integrated Unit Summer Peak Savings (kW) | Technical Potential | 0 | 0 | 0 | 0 | 0 | 0 | 0 | 0 | 0 | 0 | 0 | 0 | 0 | 0 | 0 | 0 | 0 | 0 | 0 | 0 | 0 | 0 | 0
F3_Industrial_Wood and Lumber Products_Existing_Process_Natural Gas_Steam System Efficiency Improvements_A_Technical Potential | F3 | Industrial | Wood and Lumber Products | Existing | Process | Natural Gas | Steam System Efficiency Improvements | A | Integrated Unit Winter Peak Savings (kW) | Technical Potential | 0 | 0 | 0 | 0 | 0 | 0 | 0 | 0 | 0 | 0 | 0 | 0 | 0 | 0 | 0 | 0 | 0 | 0 | 0 | 0 | 0 | 0 | 0
F4_Industrial_Wood and Lumber Products_Existing_Process_Natural Gas_Steam System Efficiency Improvements_A_Technical Potential | F4 | Industrial | Wood and Lumber Products | Existing | Process | Natural Gas | Steam System Efficiency Improvements | A | Incremental Energy Savings (MWh or mTherms) | Technical Potential | 0 | 0 | 0.00060593 | 0.0011872 | 0.0020659 | 0.0032933 | 0.0048985 | 0.0068749 | 0.0091648 | 0.011644 | 0.014116 | 0.016316 | 0.017945 | 0.018716 | 0.018427 | 0.017032 | 0.014683 | 0.011906 | 0.0089275 | 0.0060601 | 0.0037961 | 0.0024273 | 0
F5_Industrial_Wood and Lumber Products_Existing_Process_Natural Gas_Steam System Efficiency Improvements_A_Technical Potential | F5 | Industrial | Wood and Lumber Products | Existing | Process | Natural Gas | Steam System Efficiency Improvements | A | Incremental Summer Peak Savings (MW) | Technical Potential | 0 | 0 | 0 | 0 | 0 | 0 | 0 | 0 | 0 | 0 | 0 | 0 | 0 | 0 | 0 | 0 | 0 | 0 | 0 | 0 | 0 | 0 | 0
F6_Industrial_Wood and Lumber Products_Existing_Process_Natural Gas_Steam System Efficiency Improvements_A_Technical Potential | F6 | Industrial | Wood and Lumber Products | Existing | Process | Natural Gas | Steam System Efficiency Improvements | A | Incremental Winter Peak Savings (MW) | Technical Potential | 0 | 0 | 0 | 0 | 0 | 0 | 0 | 0 | 0 | 0 | 0 | 0 | 0 | 0 | 0 | 0 | 0 | 0 | 0 | 0 | 0 | 0 | 0
F7_Industrial_Wood and Lumber Products_Existing_Process_Natural Gas_Steam System Efficiency Improvements_A_Technical Potential | F7 | Industrial | Wood and Lumber Products | Existing | Process | Natural Gas | Steam System Efficiency Improvements | A | Cumulative Energy Savings (MWh or mTherms) | Technical Potential | 0 | 0 | 0.00060593 | 0.0017915 | 0.0038525 | 0.0071351 | 0.012013 | 0.018854 | 0.027965 | 0.039533 | 0.053543 | 0.069721 | 0.087492 | 0.106 | 0.12418 | 0.14092 | 0.15529 | 0.16683 | 0.17539 | 0.18104 | 0.18442 | 0.18641 | 0
F8_Industrial_Wood and Lumber Products_Existing_Process_Natural Gas_Steam System Efficiency Improvements_A_Technical Potential | F8 | Industrial | Wood and Lumber Products | Existing | Process | Natural Gas | Steam System Efficiency Improvements | A | Cumulative Summer Peak Savings (MW) | Technical Potential | 0 | 0 | 0 | 0 | 0 | 0 | 0 | 0 | 0 | 0 | 0 | 0 | 0 | 0 | 0 | 0 | 0 | 0 | 0 | 0 | 0 | 0 | 0
F9_Industrial_Wood and Lumber Products_Existing_Process_Natural Gas_Steam System Efficiency Improvements_A_Technical Potential | F9 | Industrial | Wood and Lumber Products | Existing | Process | Natural Gas | Steam System Efficiency Improvements | A | Cumulative Winter Peak Savings (MW) | Technical Potential | 0 | 0 | 0 | 0 | 0 | 0 | 0 | 0 | 0 | 0 | 0 | 0 | 0 | 0 | 0 | 0 | 0 | 0 | 0 | 0 | 0 | 0 | 0
F10_Industrial_Wood and Lumber Products_Existing_Process_Natural Gas_Steam System Efficiency Improvements_A_Technical Potential | F10 | Industrial | Wood and Lumber Products | Existing | Process | Natural Gas | Steam System Efficiency Improvements | A | Purchases (Incremental) | Technical Potential | 0 | 0 | 0.61674 | 1.2116 | 2.1141 | 3.3796 | 5.0413 | 7.0958 | 9.4858 | 12.085 | 14.6893 | 17.0235 | 18.77 | 19.6235 | 19.3657 | 17.9407 | 15.5019 | 12.5989 | 9.4683 | 6.442 | 4.0447 | 2.5924 | 0
F11_Industrial_Wood and Lumber Products_Existing_Process_Natural Gas_Steam System Efficiency Improvements_A_Technical Potential | F11 | Industrial | Wood and Lumber Products | Existing | Process | Natural Gas | Steam System Efficiency Improvements | A | Purchases (Cumulative) | Technical Potential | 0 | 0 | 0.61674 | 1.8283 | 3.9424 | 7.322 | 12.3634 | 19.4591 | 28.9449 | 41.0299 | 55.7192 | 72.7427 | 91.5127 | 111.1362 | 130.5019 | 148.4425 | 163.9444 | 176.5433 | 186.0116 | 192.4536 | 196.4983 | 199.0907 | 0
F1_Industrial_Wood and Lumber Products_Existing_Space Heating_Natural Gas_Strategic Energy Management_A_Technical Potential | F1 | Industrial | Wood and Lumber Products | Existing | Space Heating | Natural Gas | Strategic Energy Management | A | Integrated Unit Energy Savings (kWh or therms) | Technical Potential | 0 | 0 | 5.6025 | 5.5724 | 5.5406 | 5.5069 | 5.4712 | 5.4333 | 5.3932 | 5.3508 | 5.3065 | 5.2606 | 5.2135 | 5.1653 | 5.1171 | 5.0685 | 5.0199 | 4.9743 | 4.9315 | 4.8912 | 4.8531 | 4.8173 | 0
F2_Industrial_Wood and Lumber Products_Existing_Space Heating_Natural Gas_Strategic Energy Management_A_Technical Potential | F2 | Industrial | Wood and Lumber Products | Existing | Space Heating | Natural Gas | Strategic Energy Management | A | Integrated Unit Summer Peak Savings (kW) | Technical Potential | 0 | 0 | 0 | 0 | 0 | 0 | 0 | 0 | 0 | 0 | 0 | 0 | 0 | 0 | 0 | 0 | 0 | 0 | 0 | 0 | 0 | 0 | 0
F3_Industrial_Wood and Lumber Products_Existing_Space Heating_Natural Gas_Strategic Energy Management_A_Technical Potential | F3 | Industrial | Wood and Lumber Products | Existing | Space Heating | Natural Gas | Strategic Energy Management | A | Integrated Unit Winter Peak Savings (kW) | Technical Potential | 0 | 0 | 0 | 0 | 0 | 0 | 0 | 0 | 0 | 0 | 0 | 0 | 0 | 0 | 0 | 0 | 0 | 0 | 0 | 0 | 0 | 0 | 0
F4_Industrial_Wood and Lumber Products_Existing_Space Heating_Natural Gas_Strategic Energy Management_A_Technical Potential | F4 | Industrial | Wood and Lumber Products | Existing | Space Heating | Natural Gas | Strategic Energy Management | A | Incremental Energy Savings (MWh or mTherms) | Technical Potential | 0 | 0 | 0.090391 | 0.088355 | 0.086336 | 0.084332 | 0.08234 | 0.08036 | 0.078392 | 0.076434 | 0.074495 | 0.072577 | 0.070688 | 0.068826 | 0.067008 | 0.065228 | 0.063488 | 0.061827 | 0.060238 | 0.058715 | 0.057254 | 0.055851 | 0
F5_Industrial_Wood and Lumber Products_Existing_Space Heating_Natural Gas_Strategic Energy Management_A_Technical Potential | F5 | Industrial | Wood and Lumber Products | Existing | Space Heating | Natural Gas | Strategic Energy Management | A | Incremental Summer Peak Savings (MW) | Technical Potential | 0 | 0 | 0 | 0 | 0 | 0 | 0 | 0 | 0 | 0 | 0 | 0 | 0 | 0 | 0 | 0 | 0 | 0 | 0 | 0 | 0 | 0 | 0
F6_Industrial_Wood and Lumber Products_Existing_Space Heating_Natural Gas_Strategic Energy Management_A_Technical Potential | F6 | Industrial | Wood and Lumber Products | Existing | Space Heating | Natural Gas | Strategic Energy Management | A | Incremental Winter Peak Savings (MW) | Technical Potential | 0 | 0 | 0 | 0 | 0 | 0 | 0 | 0 | 0 | 0 | 0 | 0 | 0 | 0 | 0 | 0 | 0 | 0 | 0 | 0 | 0 | 0 | 0
F7_Industrial_Wood and Lumber Products_Existing_Space Heating_Natural Gas_Strategic Energy Management_A_Technical Potential | F7 | Industrial | Wood and Lumber Products | Existing | Space Heating | Natural Gas | Strategic Energy Management | A | Cumulative Energy Savings (MWh or mTherms) | Technical Potential | 0 | 0 | 0.090391 | 0.17826 | 0.26358 | 0.34631 | 0.4264 | 0.50381 | 0.57848 | 0.65037 | 0.71948 | 0.78583 | 0.84949 | 0.91046 | 0.96896 | 1.025 | 1.0787 | 1.1307 | 1.1812 | 1.2302 | 1.2779 | 1.3243 | 0
F8_Industrial_Wood and Lumber Products_Existing_Space Heating_Natural Gas_Strategic Energy Management_A_Technical Potential | F8 | Industrial | Wood and Lumber Products | Existing | Space Heating | Natural Gas | Strategic Energy Management | A | Cumulative Summer Peak Savings (MW) | Technical Potential | 0 | 0 | 0 | 0 | 0 | 0 | 0 | 0 | 0 | 0 | 0 | 0 | 0 | 0 | 0 | 0 | 0 | 0 | 0 | 0 | 0 | 0 | 0
F9_Industrial_Wood and Lumber Products_Existing_Space Heating_Natural Gas_Strategic Energy Management_A_Technical Potential | F9 | Industrial | Wood and Lumber Products | Existing | Space Heating | Natural Gas | Strategic Energy Management | A | Cumulative Winter Peak Savings (MW) | Technical Potential | 0 | 0 | 0 | 0 | 0 | 0 | 0 | 0 | 0 | 0 | 0 | 0 | 0 | 0 | 0 | 0 | 0 | 0 | 0 | 0 | 0 | 0 | 0
F10_Industrial_Wood and Lumber Products_Existing_Space Heating_Natural Gas_Strategic Energy Management_A_Technical Potential | F10 | Industrial | Wood and Lumber Products | Existing | Space Heating | Natural Gas | Strategic Energy Management | A | Purchases (Incremental) | Technical Potential | 0 | 0 | 16.134 | 15.8558 | 15.5824 | 15.3138 | 15.0497 | 14.7903 | 14.5352 | 14.2846 | 14.0384 | 13.7963 | 13.5584 | 13.3247 | 13.0949 | 12.8692 | 12.6473 | 12.4292 | 12.2149 | 12.0043 | 11.7974 | 11.594 | 0
F11_Industrial_Wood and Lumber Products_Existing_Space Heating_Natural Gas_Strategic Energy Management_A_Technical Potential | F11 | Industrial | Wood and Lumber Products | Existing | Space Heating | Natural Gas | Strategic Energy Management | A | Purchases (Cumulative) | Technical Potential | 0 | 0 | 16.134 | 31.9898 | 47.5722 | 62.8859 | 77.9357 | 92.7259 | 107.2612 | 121.5458 | 135.5842 | 149.3805 | 162.9389 | 176.2636 | 189.3585 | 202.2277 | 214.875 | 227.3042 | 239.5192 | 251.5235 | 263.3208 | 274.9148 | 0
F1_Industrial_Wood and Lumber Products_Existing_Process_Natural Gas_Strategic Energy Management_A_Technical Potential | F1 | Industrial | Wood and Lumber Products | Existing | Process | Natural Gas | Strategic Energy Management | A | Integrated Unit Energy Savings (kWh or therms) | Technical Potential | 0 | 0 | 8.9347 | 8.9239 | 8.9129 | 8.9015 | 8.8897 | 8.8781 | 8.8673 | 8.8574 | 8.8485 | 8.8406 | 8.8337 | 8.8279 | 8.823 | 8.8188 | 8.8149 | 8.8113 | 8.8084 | 8.8054 | 8.8024 | 8.7994 | 0
F2_Industrial_Wood and Lumber Products_Existing_Process_Natural Gas_Strategic Energy Management_A_Technical Potential | F2 | Industrial | Wood and Lumber Products | Existing | Process | Natural Gas | Strategic Energy Management | A | Integrated Unit Summer Peak Savings (kW) | Technical Potential | 0 | 0 | 0 | 0 | 0 | 0 | 0 | 0 | 0 | 0 | 0 | 0 | 0 | 0 | 0 | 0 | 0 | 0 | 0 | 0 | 0 | 0 | 0
F3_Industrial_Wood and Lumber Products_Existing_Process_Natural Gas_Strategic Energy Management_A_Technical Potential | F3 | Industrial | Wood and Lumber Products | Existing | Process | Natural Gas | Strategic Energy Management | A | Integrated Unit Winter Peak Savings (kW) | Technical Potential | 0 | 0 | 0 | 0 | 0 | 0 | 0 | 0 | 0 | 0 | 0 | 0 | 0 | 0 | 0 | 0 | 0 | 0 | 0 | 0 | 0 | 0 | 0
F4_Industrial_Wood and Lumber Products_Existing_Process_Natural Gas_Strategic Energy Management_A_Technical Potential | F4 | Industrial | Wood and Lumber Products | Existing | Process | Natural Gas | Strategic Energy Management | A | Incremental Energy Savings (MWh or mTherms) | Technical Potential | 0 | 0 | 0.64464 | 0.63276 | 0.62109 | 0.6096 | 0.5983 | 0.58721 | 0.57639 | 0.56582 | 0.5555 | 0.54543 | 0.53561 | 0.52603 | 0.51668 | 0.50753 | 0.49856 | 0.48976 | 0.48116 | 0.4727 | 0.46439 | 0.45623 | 0
F5_Industrial_Wood and Lumber Products_Existing_Process_Natural Gas_Strategic Energy Management_A_Technical Potential | F5 | Industrial | Wood and Lumber Products | Existing | Process | Natural Gas | Strategic Energy Management | A | Incremental Summer Peak Savings (MW) | Technical Potential | 0 | 0 | 0 | 0 | 0 | 0 | 0 | 0 | 0 | 0 | 0 | 0 | 0 | 0 | 0 | 0 | 0 | 0 | 0 | 0 | 0 | 0 | 0
F6_Industrial_Wood and Lumber Products_Existing_Process_Natural Gas_Strategic Energy Management_A_Technical Potential | F6 | Industrial | Wood and Lumber Products | Existing | Process | Natural Gas | Strategic Energy Management | A | Incremental Winter Peak Savings (MW) | Technical Potential | 0 | 0 | 0 | 0 | 0 | 0 | 0 | 0 | 0 | 0 | 0 | 0 | 0 | 0 | 0 | 0 | 0 | 0 | 0 | 0 | 0 | 0 | 0
F7_Industrial_Wood and Lumber Products_Existing_Process_Natural Gas_Strategic Energy Management_A_Technical Potential | F7 | Industrial | Wood and Lumber Products | Existing | Process | Natural Gas | Strategic Energy Management | A | Cumulative Energy Savings (MWh or mTherms) | Technical Potential | 0 | 0 | 0.64464 | 1.2766 | 1.8961 | 2.5033 | 3.0983 | 3.6815 | 4.2534 | 4.8145 | 5.3651 | 5.9057 | 6.4368 | 6.9586 | 7.4714 | 7.9753 | 8.4704 | 8.9567 | 9.4348 | 9.9044 | 10.3654 | 10.818 | 0
F8_Industrial_Wood and Lumber Products_Existing_Process_Natural Gas_Strategic Energy Management_A_Technical Potential | F8 | Industrial | Wood and Lumber Products | Existing | Process | Natural Gas | Strategic Energy Management | A | Cumulative Summer Peak Savings (MW) | Technical Potential | 0 | 0 | 0 | 0 | 0 | 0 | 0 | 0 | 0 | 0 | 0 | 0 | 0 | 0 | 0 | 0 | 0 | 0 | 0 | 0 | 0 | 0 | 0
F9_Industrial_Wood and Lumber Products_Existing_Process_Natural Gas_Strategic Energy Management_A_Technical Potential | F9 | Industrial | Wood and Lumber Products | Existing | Process | Natural Gas | Strategic Energy Management | A | Cumulative Winter Peak Savings (MW) | Technical Potential | 0 | 0 | 0 | 0 | 0 | 0 | 0 | 0 | 0 | 0 | 0 | 0 | 0 | 0 | 0 | 0 | 0 | 0 | 0 | 0 | 0 | 0 | 0
F10_Industrial_Wood and Lumber Products_Existing_Process_Natural Gas_Strategic Energy Management_A_Technical Potential | F10 | Industrial | Wood and Lumber Products | Existing | Process | Natural Gas | Strategic Energy Management | A | Purchases (Incremental) | Technical Potential | 0 | 0 | 72.1507 | 70.9067 | 69.6842 | 68.4827 | 67.302 | 66.1416 | 65.0012 | 63.8805 | 62.7791 | 61.6967 | 60.633 | 59.5876 | 58.5602 | 57.5506 | 56.5583 | 55.5832 | 54.6248 | 53.683 | 52.7575 | 51.8479 | 0
F11_Industrial_Wood and Lumber Products_Existing_Process_Natural Gas_Strategic Energy Management_A_Technical Potential | F11 | Industrial | Wood and Lumber Products | Existing | Process | Natural Gas | Strategic Energy Management | A | Purchases (Cumulative) | Technical Potential | 0 | 0 | 72.1507 | 143.0574 | 212.7416 | 281.2243 | 348.5263 | 414.6679 | 479.6691 | 543.5496 | 606.3288 | 668.0255 | 728.6585 | 788.2461 | 846.8063 | 904.3569 | 960.9152 | 1016.4984 | 1071.1233 | 1124.8063 | 1177.5638 | 1229.4116 | 0
F1_Industrial_Wood and Lumber Products_Existing_Miscellaneous_Natural Gas_Strategic Energy Management_A_Technical Potential | F1 | Industrial | Wood and Lumber Products | Existing | Miscellaneous | Natural Gas | Strategic Energy Management | A | Integrated Unit Energy Savings (kWh or therms) | Technical Potential | 0 | 0 | 3.4004 | 3.4004 | 3.4004 | 3.4004 | 3.4004 | 3.4004 | 3.4004 | 3.4004 | 3.4004 | 3.4004 | 3.4004 | 3.4004 | 3.4004 | 3.4004 | 3.4004 | 3.4004 | 3.4004 | 3.4004 | 3.4004 | 3.4004 | 0
F2_Industrial_Wood and Lumber Products_Existing_Miscellaneous_Natural Gas_Strategic Energy Management_A_Technical Potential | F2 | Industrial | Wood and Lumber Products | Existing | Miscellaneous | Natural Gas | Strategic Energy Management | A | Integrated Unit Summer Peak Savings (kW) | Technical Potential | 0 | 0 | 0 | 0 | 0 | 0 | 0 | 0 | 0 | 0 | 0 | 0 | 0 | 0 | 0 | 0 | 0 | 0 | 0 | 0 | 0 | 0 | 0
F3_Industrial_Wood and Lumber Products_Existing_Miscellaneous_Natural Gas_Strategic Energy Management_A_Technical Potential | F3 | Industrial | Wood and Lumber Products | Existing | Miscellaneous | Natural Gas | Strategic Energy Management | A | Integrated Unit Winter Peak Savings (kW) | Technical Potential | 0 | 0 | 0 | 0 | 0 | 0 | 0 | 0 | 0 | 0 | 0 | 0 | 0 | 0 | 0 | 0 | 0 | 0 | 0 | 0 | 0 | 0 | 0
F4_Industrial_Wood and Lumber Products_Existing_Miscellaneous_Natural Gas_Strategic Energy Management_A_Technical Potential | F4 | Industrial | Wood and Lumber Products | Existing | Miscellaneous | Natural Gas | Strategic Energy Management | A | Incremental Energy Savings (MWh or mTherms) | Technical Potential | 0 | 0 | 0.061336 | 0.060279 | 0.059239 | 0.058218 | 0.057214 | 0.056228 | 0.055258 | 0.054306 | 0.053369 | 0.052449 | 0.051545 | 0.050656 | 0.049783 | 0.048924 | 0.048081 | 0.047252 | 0.046437 | 0.045637 | 0.04485 | 0.044076 | 0
F5_Industrial_Wood and Lumber Products_Existing_Miscellaneous_Natural Gas_Strategic Energy Management_A_Technical Potential | F5 | Industrial | Wood and Lumber Products | Existing | Miscellaneous | Natural Gas | Strategic Energy Management | A | Incremental Summer Peak Savings (MW) | Technical Potential | 0 | 0 | 0 | 0 | 0 | 0 | 0 | 0 | 0 | 0 | 0 | 0 | 0 | 0 | 0 | 0 | 0 | 0 | 0 | 0 | 0 | 0 | 0
F6_Industrial_Wood and Lumber Products_Existing_Miscellaneous_Natural Gas_Strategic Energy Management_A_Technical Potential | F6 | Industrial | Wood and Lumber Products | Existing | Miscellaneous | Natural Gas | Strategic Energy Management | A | Incremental Winter Peak Savings (MW) | Technical Potential | 0 | 0 | 0 | 0 | 0 | 0 | 0 | 0 | 0 | 0 | 0 | 0 | 0 | 0 | 0 | 0 | 0 | 0 | 0 | 0 | 0 | 0 | 0
F7_Industrial_Wood and Lumber Products_Existing_Miscellaneous_Natural Gas_Strategic Energy Management_A_Technical Potential | F7 | Industrial | Wood and Lumber Products | Existing | Miscellaneous | Natural Gas | Strategic Energy Management | A | Cumulative Energy Savings (MWh or mTherms) | Technical Potential | 0 | 0 | 0.061336 | 0.12161 | 0.18085 | 0.23907 | 0.29629 | 0.35251 | 0.40777 | 0.46208 | 0.51545 | 0.5679 | 0.61944 | 0.6701 | 0.71988 | 0.7688 | 0.81688 | 0.86414 | 0.91057 | 0.95621 | 1.0011 | 1.0451 | 0
F8_Industrial_Wood and Lumber Products_Existing_Miscellaneous_Natural Gas_Strategic Energy Management_A_Technical Potential | F8 | Industrial | Wood and Lumber Products | Existing | Miscellaneous | Natural Gas | Strategic Energy Management | A | Cumulative Summer Peak Savings (MW) | Technical Potential | 0 | 0 | 0 | 0 | 0 | 0 | 0 | 0 | 0 | 0 | 0 | 0 | 0 | 0 | 0 | 0 | 0 | 0 | 0 | 0 | 0 | 0 | 0
F9_Industrial_Wood and Lumber Products_Existing_Miscellaneous_Natural Gas_Strategic Energy Management_A_Technical Potential | F9 | Industrial | Wood and Lumber Products | Existing | Miscellaneous | Natural Gas | Strategic Energy Management | A | Cumulative Winter Peak Savings (MW) | Technical Potential | 0 | 0 | 0 | 0 | 0 | 0 | 0 | 0 | 0 | 0 | 0 | 0 | 0 | 0 | 0 | 0 | 0 | 0 | 0 | 0 | 0 | 0 | 0
F10_Industrial_Wood and Lumber Products_Existing_Miscellaneous_Natural Gas_Strategic Energy Management_A_Technical Potential | F10 | Industrial | Wood and Lumber Products | Existing | Miscellaneous | Natural Gas | Strategic Energy Management | A | Purchases (Incremental) | Technical Potential | 0 | 0 | 18.0377 | 17.7267 | 17.421 | 17.1207 | 16.8255 | 16.5354 | 16.2503 | 15.9701 | 15.6948 | 15.4242 | 15.1583 | 14.8969 | 14.6401 | 14.3876 | 14.1396 | 13.8958 | 13.6562 | 13.4208 | 13.1894 | 12.962 | 0
F11_Industrial_Wood and Lumber Products_Existing_Miscellaneous_Natural Gas_Strategic Energy Management_A_Technical Potential | F11 | Industrial | Wood and Lumber Products | Existing | Miscellaneous | Natural Gas | Strategic Energy Management | A | Purchases (Cumulative) | Technical Potential | 0 | 0 | 18.0377 | 35.7643 | 53.1854 | 70.3061 | 87.1316 | 103.667 | 119.9173 | 135.8874 | 151.5822 | 167.0064 | 182.1646 | 197.0615 | 211.7016 | 226.0892 | 240.2288 | 254.1246 | 267.7808 | 281.2016 | 294.3909 | 307.3529 | 0
F1_Industrial_Wood and Lumber Products_Existing_Space Heating_Natural Gas_Commissioning_A_Technical Potential | F1 | Industrial | Wood and Lumber Products | Existing | Space Heating | Natural Gas | Commissioning | A | Integrated Unit Energy Savings (kWh or therms) | Technical Potential | 0 | 0 | 6.9977 | 6.9655 | 6.9314 | 6.8951 | 6.8565 | 6.8153 | 6.7714 | 6.7248 | 6.6756 | 6.6242 | 6.5711 | 6.5162 | 6.461 | 6.4053 | 6.3493 | 6.2971 | 6.2485 | 6.2029 | 6.1603 | 6.1205 | 0
F2_Industrial_Wood and Lumber Products_Existing_Space Heating_Natural Gas_Commissioning_A_Technical Potential | F2 | Industrial | Wood and Lumber Products | Existing | Space Heating | Natural Gas | Commissioning | A | Integrated Unit Summer Peak Savings (kW) | Technical Potential | 0 | 0 | 0 | 0 | 0 | 0 | 0 | 0 | 0 | 0 | 0 | 0 | 0 | 0 | 0 | 0 | 0 | 0 | 0 | 0 | 0 | 0 | 0
F3_Industrial_Wood and Lumber Products_Existing_Space Heating_Natural Gas_Commissioning_A_Technical Potential | F3 | Industrial | Wood and Lumber Products | Existing | Space Heating | Natural Gas | Commissioning | A | Integrated Unit Winter Peak Savings (kW) | Technical Potential | 0 | 0 | 0 | 0 | 0 | 0 | 0 | 0 | 0 | 0 | 0 | 0 | 0 | 0 | 0 | 0 | 0 | 0 | 0 | 0 | 0 | 0 | 0
F4_Industrial_Wood and Lumber Products_Existing_Space Heating_Natural Gas_Commissioning_A_Technical Potential | F4 | Industrial | Wood and Lumber Products | Existing | Space Heating | Natural Gas | Commissioning | A | Incremental Energy Savings (MWh or mTherms) | Technical Potential | 0 | 0 | 0 | 0 | 0 | 0 | 0 | 0 | 0 | 0 | 0 | 0 | 0 | 0 | 0 | 0 | 0 | 0 | 0 | 0 | 0 | 0 | 0
F5_Industrial_Wood and Lumber Products_Existing_Space Heating_Natural Gas_Commissioning_A_Technical Potential | F5 | Industrial | Wood and Lumber Products | Existing | Space Heating | Natural Gas | Commissioning | A | Incremental Summer Peak Savings (MW) | Technical Potential | 0 | 0 | 0 | 0 | 0 | 0 | 0 | 0 | 0 | 0 | 0 | 0 | 0 | 0 | 0 | 0 | 0 | 0 | 0 | 0 | 0 | 0 | 0
F6_Industrial_Wood and Lumber Products_Existing_Space Heating_Natural Gas_Commissioning_A_Technical Potential | F6 | Industrial | Wood and Lumber Products | Existing | Space Heating | Natural Gas | Commissioning | A | Incremental Winter Peak Savings (MW) | Technical Potential | 0 | 0 | 0 | 0 | 0 | 0 | 0 | 0 | 0 | 0 | 0 | 0 | 0 | 0 | 0 | 0 | 0 | 0 | 0 | 0 | 0 | 0 | 0
F7_Industrial_Wood and Lumber Products_Existing_Space Heating_Natural Gas_Commissioning_A_Technical Potential | F7 | Industrial | Wood and Lumber Products | Existing | Space Heating | Natural Gas | Commissioning | A | Cumulative Energy Savings (MWh or mTherms) | Technical Potential | 0 | 0 | 0 | 0 | 0 | 0 | 0 | 0 | 0 | 0 | 0 | 0 | 0 | 0 | 0 | 0 | 0 | 0 | 0 | 0 | 0 | 0 | 0
F8_Industrial_Wood and Lumber Products_Existing_Space Heating_Natural Gas_Commissioning_A_Technical Potential | F8 | Industrial | Wood and Lumber Products | Existing | Space Heating | Natural Gas | Commissioning | A | Cumulative Summer Peak Savings (MW) | Technical Potential | 0 | 0 | 0 | 0 | 0 | 0 | 0 | 0 | 0 | 0 | 0 | 0 | 0 | 0 | 0 | 0 | 0 | 0 | 0 | 0 | 0 | 0 | 0
F9_Industrial_Wood and Lumber Products_Existing_Space Heating_Natural Gas_Commissioning_A_Technical Potential | F9 | Industrial | Wood and Lumber Products | Existing | Space Heating | Natural Gas | Commissioning | A | Cumulative Winter Peak Savings (MW) | Technical Potential | 0 | 0 | 0 | 0 | 0 | 0 | 0 | 0 | 0 | 0 | 0 | 0 | 0 | 0 | 0 | 0 | 0 | 0 | 0 | 0 | 0 | 0 | 0
F10_Industrial_Wood and Lumber Products_Existing_Space Heating_Natural Gas_Commissioning_A_Technical Potential | F10 | Industrial | Wood and Lumber Products | Existing | Space Heating | Natural Gas | Commissioning | A | Purchases (Incremental) | Technical Potential | 0 | 0 | 0 | 0 | 0 | 0 | 0 | 0 | 0 | 0 | 0 | 0 | 0 | 0 | 0 | 0 | 0 | 0 | 0 | 0 | 0 | 0 | 0
F11_Industrial_Wood and Lumber Products_Existing_Space Heating_Natural Gas_Commissioning_A_Technical Potential | F11 | Industrial | Wood and Lumber Products | Existing | Space Heating | Natural Gas | Commissioning | A | Purchases (Cumulative) | Technical Potential | 0 | 0 | 0 | 0 | 0 | 0 | 0 | 0 | 0 | 0 | 0 | 0 | 0 | 0 | 0 | 0 | 0 | 0 | 0 | 0 | 0 | 0 | 0
F1_Industrial_Wood and Lumber Products_Existing_Process_Natural Gas_Commissioning_A_Technical Potential | F1 | Industrial | Wood and Lumber Products | Existing | Process | Natural Gas | Commissioning | A | Integrated Unit Energy Savings (kWh or therms) | Technical Potential | 0 | 0 | 49.9196 | 49.9135 | 49.9092 | 49.9057 | 49.9025 | 49.8997 | 49.8971 | 49.8948 | 49.8928 | 49.8909 | 49.8892 | 49.8878 | 49.8864 | 49.8852 | 49.8841 | 49.883 | 49.8819 | 49.8809 | 49.8798 | 49.8788 | 0
F2_Industrial_Wood and Lumber Products_Existing_Process_Natural Gas_Commissioning_A_Technical Potential | F2 | Industrial | Wood and Lumber Products | Existing | Process | Natural Gas | Commissioning | A | Integrated Unit Summer Peak Savings (kW) | Technical Potential | 0 | 0 | 0 | 0 | 0 | 0 | 0 | 0 | 0 | 0 | 0 | 0 | 0 | 0 | 0 | 0 | 0 | 0 | 0 | 0 | 0 | 0 | 0
F3_Industrial_Wood and Lumber Products_Existing_Process_Natural Gas_Commissioning_A_Technical Potential | F3 | Industrial | Wood and Lumber Products | Existing | Process | Natural Gas | Commissioning | A | Integrated Unit Winter Peak Savings (kW) | Technical Potential | 0 | 0 | 0 | 0 | 0 | 0 | 0 | 0 | 0 | 0 | 0 | 0 | 0 | 0 | 0 | 0 | 0 | 0 | 0 | 0 | 0 | 0 | 0
F4_Industrial_Wood and Lumber Products_Existing_Process_Natural Gas_Commissioning_A_Technical Potential | F4 | Industrial | Wood and Lumber Products | Existing | Process | Natural Gas | Commissioning | A | Incremental Energy Savings (MWh or mTherms) | Technical Potential | 0 | 0 | 0 | 0 | 0 | 0 | 0 | 0 | 0 | 0 | 0 | 0 | 0 | 0 | 0 | 0 | 0 | 0 | 0 | 0 | 0 | 0 | 0
F5_Industrial_Wood and Lumber Products_Existing_Process_Natural Gas_Commissioning_A_Technical Potential | F5 | Industrial | Wood and Lumber Products | Existing | Process | Natural Gas | Commissioning | A | Incremental Summer Peak Savings (MW) | Technical Potential | 0 | 0 | 0 | 0 | 0 | 0 | 0 | 0 | 0 | 0 | 0 | 0 | 0 | 0 | 0 | 0 | 0 | 0 | 0 | 0 | 0 | 0 | 0
F6_Industrial_Wood and Lumber Products_Existing_Process_Natural Gas_Commissioning_A_Technical Potential | F6 | Industrial | Wood and Lumber Products | Existing | Process | Natural Gas | Commissioning | A | Incremental Winter Peak Savings (MW) | Technical Potential | 0 | 0 | 0 | 0 | 0 | 0 | 0 | 0 | 0 | 0 | 0 | 0 | 0 | 0 | 0 | 0 | 0 | 0 | 0 | 0 | 0 | 0 | 0
F7_Industrial_Wood and Lumber Products_Existing_Process_Natural Gas_Commissioning_A_Technical Potential | F7 | Industrial | Wood and Lumber Products | Existing | Process | Natural Gas | Commissioning | A | Cumulative Energy Savings (MWh or mTherms) | Technical Potential | 0 | 0 | 0 | 0 | 0 | 0 | 0 | 0 | 0 | 0 | 0 | 0 | 0 | 0 | 0 | 0 | 0 | 0 | 0 | 0 | 0 | 0 | 0
F8_Industrial_Wood and Lumber Products_Existing_Process_Natural Gas_Commissioning_A_Technical Potential | F8 | Industrial | Wood and Lumber Products | Existing | Process | Natural Gas | Commissioning | A | Cumulative Summer Peak Savings (MW) | Technical Potential | 0 | 0 | 0 | 0 | 0 | 0 | 0 | 0 | 0 | 0 | 0 | 0 | 0 | 0 | 0 | 0 | 0 | 0 | 0 | 0 | 0 | 0 | 0
F9_Industrial_Wood and Lumber Products_Existing_Process_Natural Gas_Commissioning_A_Technical Potential | F9 | Industrial | Wood and Lumber Products | Existing | Process | Natural Gas | Commissioning | A | Cumulative Winter Peak Savings (MW) | Technical Potential | 0 | 0 | 0 | 0 | 0 | 0 | 0 | 0 | 0 | 0 | 0 | 0 | 0 | 0 | 0 | 0 | 0 | 0 | 0 | 0 | 0 | 0 | 0
F10_Industrial_Wood and Lumber Products_Existing_Process_Natural Gas_Commissioning_A_Technical Potential | F10 | Industrial | Wood and Lumber Products | Existing | Process | Natural Gas | Commissioning | A | Purchases (Incremental) | Technical Potential | 0 | 0 | 0 | 0 | 0 | 0 | 0 | 0 | 0 | 0 | 0 | 0 | 0 | 0 | 0 | 0 | 0 | 0 | 0 | 0 | 0 | 0 | 0
F11_Industrial_Wood and Lumber Products_Existing_Process_Natural Gas_Commissioning_A_Technical Potential | F11 | Industrial | Wood and Lumber Products | Existing | Process | Natural Gas | Commissioning | A | Purchases (Cumulative) | Technical Potential | 0 | 0 | 0 | 0 | 0 | 0 | 0 | 0 | 0 | 0 | 0 | 0 | 0 | 0 | 0 | 0 | 0 | 0 | 0 | 0 | 0 | 0 | 0
F1_Industrial_Wood and Lumber Products_Existing_Space Heating_Natural Gas_Retrocommissioning_A_Technical Potential | F1 | Industrial | Wood and Lumber Products | Existing | Space Heating | Natural Gas | Retrocommissioning | A | Integrated Unit Energy Savings (kWh or therms) | Technical Potential | 0 | 0 | 0.97193 | 0.96746 | 0.96272 | 0.95768 | 0.95232 | 0.9466 | 0.9405 | 0.93402 | 0.92719 | 0.92006 | 0.91268 | 0.90506 | 0.89739 | 0.88965 | 0.88188 | 0.87463 | 0.86787 | 0.86154 | 0.85562 | 0.85009 | 0
F2_Industrial_Wood and Lumber Products_Existing_Space Heating_Natural Gas_Retrocommissioning_A_Technical Potential | F2 | Industrial | Wood and Lumber Products | Existing | Space Heating | Natural Gas | Retrocommissioning | A | Integrated Unit Summer Peak Savings (kW) | Technical Potential | 0 | 0 | 0 | 0 | 0 | 0 | 0 | 0 | 0 | 0 | 0 | 0 | 0 | 0 | 0 | 0 | 0 | 0 | 0 | 0 | 0 | 0 | 0
F3_Industrial_Wood and Lumber Products_Existing_Space Heating_Natural Gas_Retrocommissioning_A_Technical Potential | F3 | Industrial | Wood and Lumber Products | Existing | Space Heating | Natural Gas | Retrocommissioning | A | Integrated Unit Winter Peak Savings (kW) | Technical Potential | 0 | 0 | 0 | 0 | 0 | 0 | 0 | 0 | 0 | 0 | 0 | 0 | 0 | 0 | 0 | 0 | 0 | 0 | 0 | 0 | 0 | 0 | 0
F4_Industrial_Wood and Lumber Products_Existing_Space Heating_Natural Gas_Retrocommissioning_A_Technical Potential | F4 | Industrial | Wood and Lumber Products | Existing | Space Heating | Natural Gas | Retrocommissioning | A | Incremental Energy Savings (MWh or mTherms) | Technical Potential | 0 | 0 | 0.013636 | 0.013339 | 0.013045 | 0.012753 | 0.012462 | 0.012174 | 0.011887 | 0.011602 | 0.011318 | 0.011038 | 0.01076 | 0.010486 | 0.010218 | 0.0099556 | 0.0096984 | 0.0094528 | 0.0092181 | 0.0089931 | 0.0087773 | 0.0085702 | 0
F5_Industrial_Wood and Lumber Products_Existing_Space Heating_Natural Gas_Retrocommissioning_A_Technical Potential | F5 | Industrial | Wood and Lumber Products | Existing | Space Heating | Natural Gas | Retrocommissioning | A | Incremental Summer Peak Savings (MW) | Technical Potential | 0 | 0 | 0 | 0 | 0 | 0 | 0 | 0 | 0 | 0 | 0 | 0 | 0 | 0 | 0 | 0 | 0 | 0 | 0 | 0 | 0 | 0 | 0
F6_Industrial_Wood and Lumber Products_Existing_Space Heating_Natural Gas_Retrocommissioning_A_Technical Potential | F6 | Industrial | Wood and Lumber Products | Existing | Space Heating | Natural Gas | Retrocommissioning | A | Incremental Winter Peak Savings (MW) | Technical Potential | 0 | 0 | 0 | 0 | 0 | 0 | 0 | 0 | 0 | 0 | 0 | 0 | 0 | 0 | 0 | 0 | 0 | 0 | 0 | 0 | 0 | 0 | 0
F7_Industrial_Wood and Lumber Products_Existing_Space Heating_Natural Gas_Retrocommissioning_A_Technical Potential | F7 | Industrial | Wood and Lumber Products | Existing | Space Heating | Natural Gas | Retrocommissioning | A | Cumulative Energy Savings (MWh or mTherms) | Technical Potential | 0 | 0 | 0.013636 | 0.026912 | 0.039824 | 0.052369 | 0.064537 | 0.076324 | 0.08772 | 0.098717 | 0.10931 | 0.11951 | 0.12931 | 0.13872 | 0.14776 | 0.15644 | 0.16477 | 0.17287 | 0.18075 | 0.18843 | 0.19591 | 0.20322 | 0
F8_Industrial_Wood and Lumber Products_Existing_Space Heating_Natural Gas_Retrocommissioning_A_Technical Potential | F8 | Industrial | Wood and Lumber Products | Existing | Space Heating | Natural Gas | Retrocommissioning | A | Cumulative Summer Peak Savings (MW) | Technical Potential | 0 | 0 | 0 | 0 | 0 | 0 | 0 | 0 | 0 | 0 | 0 | 0 | 0 | 0 | 0 | 0 | 0 | 0 | 0 | 0 | 0 | 0 | 0
F9_Industrial_Wood and Lumber Products_Existing_Space Heating_Natural Gas_Retrocommissioning_A_Technical Potential | F9 | Industrial | Wood and Lumber Products | Existing | Space Heating | Natural Gas | Retrocommissioning | A | Cumulative Winter Peak Savings (MW) | Technical Potential | 0 | 0 | 0 | 0 | 0 | 0 | 0 | 0 | 0 | 0 | 0 | 0 | 0 | 0 | 0 | 0 | 0 | 0 | 0 | 0 | 0 | 0 | 0
F10_Industrial_Wood and Lumber Products_Existing_Space Heating_Natural Gas_Retrocommissioning_A_Technical Potential | F10 | Industrial | Wood and Lumber Products | Existing | Space Heating | Natural Gas | Retrocommissioning | A | Purchases (Incremental) | Technical Potential | 0 | 0 | 14.0293 | 13.7874 | 13.5497 | 13.3161 | 13.0865 | 12.8609 | 12.6391 | 12.4212 | 12.2071 | 11.9966 | 11.7898 | 11.5865 | 11.3867 | 11.1904 | 10.9975 | 10.8078 | 10.6215 | 10.4384 | 10.2584 | 10.0815 | 0
F11_Industrial_Wood and Lumber Products_Existing_Space Heating_Natural Gas_Retrocommissioning_A_Technical Potential | F11 | Industrial | Wood and Lumber Products | Existing | Space Heating | Natural Gas | Retrocommissioning | A | Purchases (Cumulative) | Technical Potential | 0 | 0 | 14.0293 | 27.8167 | 41.3664 | 54.6825 | 67.769 | 80.6299 | 93.269 | 105.6902 | 117.8973 | 129.8938 | 141.6836 | 153.2701 | 164.6568 | 175.8472 | 186.8446 | 197.6525 | 208.274 | 218.7123 | 228.9707 | 239.0523 | 0
F1_Industrial_Wood and Lumber Products_Existing_Process_Natural Gas_Retrocommissioning_A_Technical Potential | F1 | Industrial | Wood and Lumber Products | Existing | Process | Natural Gas | Retrocommissioning | A | Integrated Unit Energy Savings (kWh or therms) | Technical Potential | 0 | 0 | 0 | 0 | 0 | 0 | 0 | 0 | 0 | 0 | 0 | 0 | 0 | 0 | 0 | 0 | 0 | 0 | 0 | 0 | 0 | 0 | 0
F2_Industrial_Wood and Lumber Products_Existing_Process_Natural Gas_Retrocommissioning_A_Technical Potential | F2 | Industrial | Wood and Lumber Products | Existing | Process | Natural Gas | Retrocommissioning | A | Integrated Unit Summer Peak Savings (kW) | Technical Potential | 0 | 0 | 0 | 0 | 0 | 0 | 0 | 0 | 0 | 0 | 0 | 0 | 0 | 0 | 0 | 0 | 0 | 0 | 0 | 0 | 0 | 0 | 0
F3_Industrial_Wood and Lumber Products_Existing_Process_Natural Gas_Retrocommissioning_A_Technical Potential | F3 | Industrial | Wood and Lumber Products | Existing | Process | Natural Gas | Retrocommissioning | A | Integrated Unit Winter Peak Savings (kW) | Technical Potential | 0 | 0 | 0 | 0 | 0 | 0 | 0 | 0 | 0 | 0 | 0 | 0 | 0 | 0 | 0 | 0 | 0 | 0 | 0 | 0 | 0 | 0 | 0
F4_Industrial_Wood and Lumber Products_Existing_Process_Natural Gas_Retrocommissioning_A_Technical Potential | F4 | Industrial | Wood and Lumber Products | Existing | Process | Natural Gas | Retrocommissioning | A | Incremental Energy Savings (MWh or mTherms) | Technical Potential | 0 | 0 | 0 | 0 | 0 | 0 | 0 | 0 | 0 | 0 | 0 | 0 | 0 | 0 | 0 | 0 | 0 | 0 | 0 | 0 | 0 | 0 | 0
F5_Industrial_Wood and Lumber Products_Existing_Process_Natural Gas_Retrocommissioning_A_Technical Potential | F5 | Industrial | Wood and Lumber Products | Existing | Process | Natural Gas | Retrocommissioning | A | Incremental Summer Peak Savings (MW) | Technical Potential | 0 | 0 | 0 | 0 | 0 | 0 | 0 | 0 | 0 | 0 | 0 | 0 | 0 | 0 | 0 | 0 | 0 | 0 | 0 | 0 | 0 | 0 | 0
F6_Industrial_Wood and Lumber Products_Existing_Process_Natural Gas_Retrocommissioning_A_Technical Potential | F6 | Industrial | Wood and Lumber Products | Existing | Process | Natural Gas | Retrocommissioning | A | Incremental Winter Peak Savings (MW) | Technical Potential | 0 | 0 | 0 | 0 | 0 | 0 | 0 | 0 | 0 | 0 | 0 | 0 | 0 | 0 | 0 | 0 | 0 | 0 | 0 | 0 | 0 | 0 | 0
F7_Industrial_Wood and Lumber Products_Existing_Process_Natural Gas_Retrocommissioning_A_Technical Potential | F7 | Industrial | Wood and Lumber Products | Existing | Process | Natural Gas | Retrocommissioning | A | Cumulative Energy Savings (MWh or mTherms) | Technical Potential | 0 | 0 | 0 | 0 | 0 | 0 | 0 | 0 | 0 | 0 | 0 | 0 | 0 | 0 | 0 | 0 | 0 | 0 | 0 | 0 | 0 | 0 | 0
F8_Industrial_Wood and Lumber Products_Existing_Process_Natural Gas_Retrocommissioning_A_Technical Potential | F8 | Industrial | Wood and Lumber Products | Existing | Process | Natural Gas | Retrocommissioning | A | Cumulative Summer Peak Savings (MW) | Technical Potential | 0 | 0 | 0 | 0 | 0 | 0 | 0 | 0 | 0 | 0 | 0 | 0 | 0 | 0 | 0 | 0 | 0 | 0 | 0 | 0 | 0 | 0 | 0
F9_Industrial_Wood and Lumber Products_Existing_Process_Natural Gas_Retrocommissioning_A_Technical Potential | F9 | Industrial | Wood and Lumber Products | Existing | Process | Natural Gas | Retrocommissioning | A | Cumulative Winter Peak Savings (MW) | Technical Potential | 0 | 0 | 0 | 0 | 0 | 0 | 0 | 0 | 0 | 0 | 0 | 0 | 0 | 0 | 0 | 0 | 0 | 0 | 0 | 0 | 0 | 0 | 0
F10_Industrial_Wood and Lumber Products_Existing_Process_Natural Gas_Retrocommissioning_A_Technical Potential | F10 | Industrial | Wood and Lumber Products | Existing | Process | Natural Gas | Retrocommissioning | A | Purchases (Incremental) | Technical Potential | 0 | 0 | 14.0293 | 13.7874 | 13.5497 | 13.3161 | 13.0865 | 12.8609 | 12.6391 | 12.4212 | 12.2071 | 11.9966 | 11.7898 | 11.5865 | 11.3867 | 11.1904 | 10.9975 | 10.8078 | 10.6215 | 10.4384 | 10.2584 | 10.0815 | 0
F11_Industrial_Wood and Lumber Products_Existing_Process_Natural Gas_Retrocommissioning_A_Technical Potential | F11 | Industrial | Wood and Lumber Products | Existing | Process | Natural Gas | Retrocommissioning | A | Purchases (Cumulative) | Technical Potential | 0 | 0 | 14.0293 | 27.8167 | 41.3664 | 54.6825 | 67.769 | 80.6299 | 93.269 | 105.6902 | 117.8973 | 129.8938 | 141.6836 | 153.2701 | 164.6568 | 175.8472 | 186.8446 | 197.6525 | 208.274 | 218.7123 | 228.9707 | 239.0523 | 0
F1_Industrial_Wood and Lumber Products_New_Space Heating_Natural Gas_Insulation - Roof/Ceiling_A_Technical Potential | F1 | Industrial | Wood and Lumber Products | New | Space Heating | Natural Gas | Insulation - Roof/Ceiling | A | Integrated Unit Energy Savings (kWh or therms) | Technical Potential | 0 | 0 | 0.078561 | 0.073865 | 0.071965 | 0.070806 | 0.070227 | 0.069695 | 0.069219 | 0.06875 | 0.068308 | 0.067852 | 0.067237 | 0.066697 | 0.066107 | 0.066021 | 0.065913 | 0.065788 | 0.065797 | 0.065769 | 0.065846 | 0.065867 | 0
F2_Industrial_Wood and Lumber Products_New_Space Heating_Natural Gas_Insulation - Roof/Ceiling_A_Technical Potential | F2 | Industrial | Wood and Lumber Products | New | Space Heating | Natural Gas | Insulation - Roof/Ceiling | A | Integrated Unit Summer Peak Savings (kW) | Technical Potential | 0 | 0 | 0 | 0 | 0 | 0 | 0 | 0 | 0 | 0 | 0 | 0 | 0 | 0 | 0 | 0 | 0 | 0 | 0 | 0 | 0 | 0 | 0
F3_Industrial_Wood and Lumber Products_New_Space Heating_Natural Gas_Insulation - Roof/Ceiling_A_Technical Potential | F3 | Industrial | Wood and Lumber Products | New | Space Heating | Natural Gas | Insulation - Roof/Ceiling | A | Integrated Unit Winter Peak Savings (kW) | Technical Potential | 0 | 0 | 0 | 0 | 0 | 0 | 0 | 0 | 0 | 0 | 0 | 0 | 0 | 0 | 0 | 0 | 0 | 0 | 0 | 0 | 0 | 0 | 0
F4_Industrial_Wood and Lumber Products_New_Space Heating_Natural Gas_Insulation - Roof/Ceiling_A_Technical Potential | F4 | Industrial | Wood and Lumber Products | New | Space Heating | Natural Gas | Insulation - Roof/Ceiling | A | Incremental Energy Savings (MWh or mTherms) | Technical Potential | 0 | 0 | 0 | 0 | 0 | 0 | 0 | 0 | 0 | 0 | 0 | 0 | 0 | 0 | 0 | 0 | 0 | 0 | 0 | 0 | 0 | 0 | 0
F5_Industrial_Wood and Lumber Products_New_Space Heating_Natural Gas_Insulation - Roof/Ceiling_A_Technical Potential | F5 | Industrial | Wood and Lumber Products | New | Space Heating | Natural Gas | Insulation - Roof/Ceiling | A | Incremental Summer Peak Savings (MW) | Technical Potential | 0 | 0 | 0 | 0 | 0 | 0 | 0 | 0 | 0 | 0 | 0 | 0 | 0 | 0 | 0 | 0 | 0 | 0 | 0 | 0 | 0 | 0 | 0
F6_Industrial_Wood and Lumber Products_New_Space Heating_Natural Gas_Insulation - Roof/Ceiling_A_Technical Potential | F6 | Industrial | Wood and Lumber Products | New | Space Heating | Natural Gas | Insulation - Roof/Ceiling | A | Incremental Winter Peak Savings (MW) | Technical Potential | 0 | 0 | 0 | 0 | 0 | 0 | 0 | 0 | 0 | 0 | 0 | 0 | 0 | 0 | 0 | 0 | 0 | 0 | 0 | 0 | 0 | 0 | 0
F7_Industrial_Wood and Lumber Products_New_Space Heating_Natural Gas_Insulation - Roof/Ceiling_A_Technical Potential | F7 | Industrial | Wood and Lumber Products | New | Space Heating | Natural Gas | Insulation - Roof/Ceiling | A | Cumulative Energy Savings (MWh or mTherms) | Technical Potential | 0 | 0 | 0 | 0 | 0 | 0 | 0 | 0 | 0 | 0 | 0 | 0 | 0 | 0 | 0 | 0 | 0 | 0 | 0 | 0 | 0 | 0 | 0
F8_Industrial_Wood and Lumber Products_New_Space Heating_Natural Gas_Insulation - Roof/Ceiling_A_Technical Potential | F8 | Industrial | Wood and Lumber Products | New | Space Heating | Natural Gas | Insulation - Roof/Ceiling | A | Cumulative Summer Peak Savings (MW) | Technical Potential | 0 | 0 | 0 | 0 | 0 | 0 | 0 | 0 | 0 | 0 | 0 | 0 | 0 | 0 | 0 | 0 | 0 | 0 | 0 | 0 | 0 | 0 | 0
F9_Industrial_Wood and Lumber Products_New_Space Heating_Natural Gas_Insulation - Roof/Ceiling_A_Technical Potential | F9 | Industrial | Wood and Lumber Products | New | Space Heating | Natural Gas | Insulation - Roof/Ceiling | A | Cumulative Winter Peak Savings (MW) | Technical Potential | 0 | 0 | 0 | 0 | 0 | 0 | 0 | 0 | 0 | 0 | 0 | 0 | 0 | 0 | 0 | 0 | 0 | 0 | 0 | 0 | 0 | 0 | 0
F10_Industrial_Wood and Lumber Products_New_Space Heating_Natural Gas_Insulation - Roof/Ceiling_A_Technical Potential | F10 | Industrial | Wood and Lumber Products | New | Space Heating | Natural Gas | Insulation - Roof/Ceiling | A | Purchases (Incremental) | Technical Potential | 0 | 0 | 0 | 0 | 0 | 0 | 0 | 0 | 0 | 0 | 0 | 0 | 0 | 0 | 0 | 0 | 0 | 0 | 0 | 0 | 0 | 0 | 0
F11_Industrial_Wood and Lumber Products_New_Space Heating_Natural Gas_Insulation - Roof/Ceiling_A_Technical Potential | F11 | Industrial | Wood and Lumber Products | New | Space Heating | Natural Gas | Insulation - Roof/Ceiling | A | Purchases (Cumulative) | Technical Potential | 0 | 0 | 0 | 0 | 0 | 0 | 0 | 0 | 0 | 0 | 0 | 0 | 0 | 0 | 0 | 0 | 0 | 0 | 0 | 0 | 0 | 0 | 0
F1_Industrial_Wood and Lumber Products_New_Space Heating_Natural Gas_Insulation - Wall Cavity_A_Technical Potential | F1 | Industrial | Wood and Lumber Products | New | Space Heating | Natural Gas | Insulation - Wall Cavity | A | Integrated Unit Energy Savings (kWh or therms) | Technical Potential | 0 | 0 | 0.017186 | 0.016159 | 0.015744 | 0.01549 | 0.015363 | 0.015247 | 0.015143 | 0.01504 | 0.014943 | 0.014844 | 0.014709 | 0.014591 | 0.014462 | 0.014443 | 0.01442 | 0.014392 | 0.014394 | 0.014388 | 0.014405 | 0.01441 | 0
F2_Industrial_Wood and Lumber Products_New_Space Heating_Natural Gas_Insulation - Wall Cavity_A_Technical Potential | F2 | Industrial | Wood and Lumber Products | New | Space Heating | Natural Gas | Insulation - Wall Cavity | A | Integrated Unit Summer Peak Savings (kW) | Technical Potential | 0 | 0 | 0 | 0 | 0 | 0 | 0 | 0 | 0 | 0 | 0 | 0 | 0 | 0 | 0 | 0 | 0 | 0 | 0 | 0 | 0 | 0 | 0
F3_Industrial_Wood and Lumber Products_New_Space Heating_Natural Gas_Insulation - Wall Cavity_A_Technical Potential | F3 | Industrial | Wood and Lumber Products | New | Space Heating | Natural Gas | Insulation - Wall Cavity | A | Integrated Unit Winter Peak Savings (kW) | Technical Potential | 0 | 0 | 0 | 0 | 0 | 0 | 0 | 0 | 0 | 0 | 0 | 0 | 0 | 0 | 0 | 0 | 0 | 0 | 0 | 0 | 0 | 0 | 0
F4_Industrial_Wood and Lumber Products_New_Space Heating_Natural Gas_Insulation - Wall Cavity_A_Technical Potential | F4 | Industrial | Wood and Lumber Products | New | Space Heating | Natural Gas | Insulation - Wall Cavity | A | Incremental Energy Savings (MWh or mTherms) | Technical Potential | 0 | 0 | 0 | 0 | 0 | 0 | 0 | 0 | 0 | 0 | 0 | 0 | 0 | 0 | 0 | 0 | 0 | 0 | 0 | 0 | 0 | 0 | 0
F5_Industrial_Wood and Lumber Products_New_Space Heating_Natural Gas_Insulation - Wall Cavity_A_Technical Potential | F5 | Industrial | Wood and Lumber Products | New | Space Heating | Natural Gas | Insulation - Wall Cavity | A | Incremental Summer Peak Savings (MW) | Technical Potential | 0 | 0 | 0 | 0 | 0 | 0 | 0 | 0 | 0 | 0 | 0 | 0 | 0 | 0 | 0 | 0 | 0 | 0 | 0 | 0 | 0 | 0 | 0
F6_Industrial_Wood and Lumber Products_New_Space Heating_Natural Gas_Insulation - Wall Cavity_A_Technical Potential | F6 | Industrial | Wood and Lumber Products | New | Space Heating | Natural Gas | Insulation - Wall Cavity | A | Incremental Winter Peak Savings (MW) | Technical Potential | 0 | 0 | 0 | 0 | 0 | 0 | 0 | 0 | 0 | 0 | 0 | 0 | 0 | 0 | 0 | 0 | 0 | 0 | 0 | 0 | 0 | 0 | 0
F7_Industrial_Wood and Lumber Products_New_Space Heating_Natural Gas_Insulation - Wall Cavity_A_Technical Potential | F7 | Industrial | Wood and Lumber Products | New | Space Heating | Natural Gas | Insulation - Wall Cavity | A | Cumulative Energy Savings (MWh or mTherms) | Technical Potential | 0 | 0 | 0 | 0 | 0 | 0 | 0 | 0 | 0 | 0 | 0 | 0 | 0 | 0 | 0 | 0 | 0 | 0 | 0 | 0 | 0 | 0 | 0
F8_Industrial_Wood and Lumber Products_New_Space Heating_Natural Gas_Insulation - Wall Cavity_A_Technical Potential | F8 | Industrial | Wood and Lumber Products | New | Space Heating | Natural Gas | Insulation - Wall Cavity | A | Cumulative Summer Peak Savings (MW) | Technical Potential | 0 | 0 | 0 | 0 | 0 | 0 | 0 | 0 | 0 | 0 | 0 | 0 | 0 | 0 | 0 | 0 | 0 | 0 | 0 | 0 | 0 | 0 | 0
F9_Industrial_Wood and Lumber Products_New_Space Heating_Natural Gas_Insulation - Wall Cavity_A_Technical Potential | F9 | Industrial | Wood and Lumber Products | New | Space Heating | Natural Gas | Insulation - Wall Cavity | A | Cumulative Winter Peak Savings (MW) | Technical Potential | 0 | 0 | 0 | 0 | 0 | 0 | 0 | 0 | 0 | 0 | 0 | 0 | 0 | 0 | 0 | 0 | 0 | 0 | 0 | 0 | 0 | 0 | 0
F10_Industrial_Wood and Lumber Products_New_Space Heating_Natural Gas_Insulation - Wall Cavity_A_Technical Potential | F10 | Industrial | Wood and Lumber Products | New | Space Heating | Natural Gas | Insulation - Wall Cavity | A | Purchases (Incremental) | Technical Potential | 0 | 0 | 0 | 0 | 0 | 0 | 0 | 0 | 0 | 0 | 0 | 0 | 0 | 0 | 0 | 0 | 0 | 0 | 0 | 0 | 0 | 0 | 0
F11_Industrial_Wood and Lumber Products_New_Space Heating_Natural Gas_Insulation - Wall Cavity_A_Technical Potential | F11 | Industrial | Wood and Lumber Products | New | Space Heating | Natural Gas | Insulation - Wall Cavity | A | Purchases (Cumulative) | Technical Potential | 0 | 0 | 0 | 0 | 0 | 0 | 0 | 0 | 0 | 0 | 0 | 0 | 0 | 0 | 0 | 0 | 0 | 0 | 0 | 0 | 0 | 0 | 0
F1_Industrial_Wood and Lumber Products_New_Space Heating_Natural Gas_Insulation - Ducting_A_Technical Potential | F1 | Industrial | Wood and Lumber Products | New | Space Heating | Natural Gas | Insulation - Ducting | A | Integrated Unit Energy Savings (kWh or therms) | Technical Potential | 0 | 0 | 0.0012615 | 0.0011831 | 0.00115 | 0.0011292 | 0.0011167 | 0.0011056 | 0.0010956 | 0.0010861 | 0.0010766 | 0.0010672 | 0.0010558 | 0.0010462 | 0.0010355 | 0.0010332 | 0.0010307 | 0.0010284 | 0.0010278 | 0.001027 | 0.0010278 | 0.0010279 | 0
F2_Industrial_Wood and Lumber Products_New_Space Heating_Natural Gas_Insulation - Ducting_A_Technical Potential | F2 | Industrial | Wood and Lumber Products | New | Space Heating | Natural Gas | Insulation - Ducting | A | Integrated Unit Summer Peak Savings (kW) | Technical Potential | 0 | 0 | 0 | 0 | 0 | 0 | 0 | 0 | 0 | 0 | 0 | 0 | 0 | 0 | 0 | 0 | 0 | 0 | 0 | 0 | 0 | 0 | 0
F3_Industrial_Wood and Lumber Products_New_Space Heating_Natural Gas_Insulation - Ducting_A_Technical Potential | F3 | Industrial | Wood and Lumber Products | New | Space Heating | Natural Gas | Insulation - Ducting | A | Integrated Unit Winter Peak Savings (kW) | Technical Potential | 0 | 0 | 0 | 0 | 0 | 0 | 0 | 0 | 0 | 0 | 0 | 0 | 0 | 0 | 0 | 0 | 0 | 0 | 0 | 0 | 0 | 0 | 0
F4_Industrial_Wood and Lumber Products_New_Space Heating_Natural Gas_Insulation - Ducting_A_Technical Potential | F4 | Industrial | Wood and Lumber Products | New | Space Heating | Natural Gas | Insulation - Ducting | A | Incremental Energy Savings (MWh or mTherms) | Technical Potential | 0 | 0 | 0 | 0 | 0 | 0 | 0 | 0 | 0 | 0 | 0 | 0 | 0 | 0 | 0 | 0 | 0 | 0 | 0 | 0 | 0 | 0 | 0
F5_Industrial_Wood and Lumber Products_New_Space Heating_Natural Gas_Insulation - Ducting_A_Technical Potential | F5 | Industrial | Wood and Lumber Products | New | Space Heating | Natural Gas | Insulation - Ducting | A | Incremental Summer Peak Savings (MW) | Technical Potential | 0 | 0 | 0 | 0 | 0 | 0 | 0 | 0 | 0 | 0 | 0 | 0 | 0 | 0 | 0 | 0 | 0 | 0 | 0 | 0 | 0 | 0 | 0
F6_Industrial_Wood and Lumber Products_New_Space Heating_Natural Gas_Insulation - Ducting_A_Technical Potential | F6 | Industrial | Wood and Lumber Products | New | Space Heating | Natural Gas | Insulation - Ducting | A | Incremental Winter Peak Savings (MW) | Technical Potential | 0 | 0 | 0 | 0 | 0 | 0 | 0 | 0 | 0 | 0 | 0 | 0 | 0 | 0 | 0 | 0 | 0 | 0 | 0 | 0 | 0 | 0 | 0
F7_Industrial_Wood and Lumber Products_New_Space Heating_Natural Gas_Insulation - Ducting_A_Technical Potential | F7 | Industrial | Wood and Lumber Products | New | Space Heating | Natural Gas | Insulation - Ducting | A | Cumulative Energy Savings (MWh or mTherms) | Technical Potential | 0 | 0 | 0 | 0 | 0 | 0 | 0 | 0 | 0 | 0 | 0 | 0 | 0 | 0 | 0 | 0 | 0 | 0 | 0 | 0 | 0 | 0 | 0
F8_Industrial_Wood and Lumber Products_New_Space Heating_Natural Gas_Insulation - Ducting_A_Technical Potential | F8 | Industrial | Wood and Lumber Products | New | Space Heating | Natural Gas | Insulation - Ducting | A | Cumulative Summer Peak Savings (MW) | Technical Potential | 0 | 0 | 0 | 0 | 0 | 0 | 0 | 0 | 0 | 0 | 0 | 0 | 0 | 0 | 0 | 0 | 0 | 0 | 0 | 0 | 0 | 0 | 0
F9_Industrial_Wood and Lumber Products_New_Space Heating_Natural Gas_Insulation - Ducting_A_Technical Potential | F9 | Industrial | Wood and Lumber Products | New | Space Heating | Natural Gas | Insulation - Ducting | A | Cumulative Winter Peak Savings (MW) | Technical Potential | 0 | 0 | 0 | 0 | 0 | 0 | 0 | 0 | 0 | 0 | 0 | 0 | 0 | 0 | 0 | 0 | 0 | 0 | 0 | 0 | 0 | 0 | 0
F10_Industrial_Wood and Lumber Products_New_Space Heating_Natural Gas_Insulation - Ducting_A_Technical Potential | F10 | Industrial | Wood and Lumber Products | New | Space Heating | Natural Gas | Insulation - Ducting | A | Purchases (Incremental) | Technical Potential | 0 | 0 | 0 | 0 | 0 | 0 | 0 | 0 | 0 | 0 | 0 | 0 | 0 | 0 | 0 | 0 | 0 | 0 | 0 | 0 | 0 | 0 | 0
F11_Industrial_Wood and Lumber Products_New_Space Heating_Natural Gas_Insulation - Ducting_A_Technical Potential | F11 | Industrial | Wood and Lumber Products | New | Space Heating | Natural Gas | Insulation - Ducting | A | Purchases (Cumulative) | Technical Potential | 0 | 0 | 0 | 0 | 0 | 0 | 0 | 0 | 0 | 0 | 0 | 0 | 0 | 0 | 0 | 0 | 0 | 0 | 0 | 0 | 0 | 0 | 0
F1_Industrial_Wood and Lumber Products_New_Space Heating_Natural Gas_HVAC - Duct Repair and Sealing_A_Technical Potential | F1 | Industrial | Wood and Lumber Products | New | Space Heating | Natural Gas | HVAC - Duct Repair and Sealing | A | Integrated Unit Energy Savings (kWh or therms) | Technical Potential | 0 | 0 | 0.0035678 | 0.0033463 | 0.0032526 | 0.0031937 | 0.0031583 | 0.003127 | 0.0030987 | 0.0030718 | 0.0030448 | 0.0030183 | 0.0029861 | 0.002959 | 0.0029286 | 0.0029222 | 0.0029152 | 0.0029087 | 0.0029068 | 0.0029045 | 0.0029069 | 0.0029071 | 0
F2_Industrial_Wood and Lumber Products_New_Space Heating_Natural Gas_HVAC - Duct Repair and Sealing_A_Technical Potential | F2 | Industrial | Wood and Lumber Products | New | Space Heating | Natural Gas | HVAC - Duct Repair and Sealing | A | Integrated Unit Summer Peak Savings (kW) | Technical Potential | 0 | 0 | 0 | 0 | 0 | 0 | 0 | 0 | 0 | 0 | 0 | 0 | 0 | 0 | 0 | 0 | 0 | 0 | 0 | 0 | 0 | 0 | 0
F3_Industrial_Wood and Lumber Products_New_Space Heating_Natural Gas_HVAC - Duct Repair and Sealing_A_Technical Potential | F3 | Industrial | Wood and Lumber Products | New | Space Heating | Natural Gas | HVAC - Duct Repair and Sealing | A | Integrated Unit Winter Peak Savings (kW) | Technical Potential | 0 | 0 | 0 | 0 | 0 | 0 | 0 | 0 | 0 | 0 | 0 | 0 | 0 | 0 | 0 | 0 | 0 | 0 | 0 | 0 | 0 | 0 | 0
F4_Industrial_Wood and Lumber Products_New_Space Heating_Natural Gas_HVAC - Duct Repair and Sealing_A_Technical Potential | F4 | Industrial | Wood and Lumber Products | New | Space Heating | Natural Gas | HVAC - Duct Repair and Sealing | A | Incremental Energy Savings (MWh or mTherms) | Technical Potential | 0 | 0 | 0 | 0 | 0 | 0 | 0 | 0 | 0 | 0 | 0 | 0 | 0 | 0 | 0 | 0 | 0 | 0 | 0 | 0 | 0 | 0 | 0
F5_Industrial_Wood and Lumber Products_New_Space Heating_Natural Gas_HVAC - Duct Repair and Sealing_A_Technical Potential | F5 | Industrial | Wood and Lumber Products | New | Space Heating | Natural Gas | HVAC - Duct Repair and Sealing | A | Incremental Summer Peak Savings (MW) | Technical Potential | 0 | 0 | 0 | 0 | 0 | 0 | 0 | 0 | 0 | 0 | 0 | 0 | 0 | 0 | 0 | 0 | 0 | 0 | 0 | 0 | 0 | 0 | 0
F6_Industrial_Wood and Lumber Products_New_Space Heating_Natural Gas_HVAC - Duct Repair and Sealing_A_Technical Potential | F6 | Industrial | Wood and Lumber Products | New | Space Heating | Natural Gas | HVAC - Duct Repair and Sealing | A | Incremental Winter Peak Savings (MW) | Technical Potential | 0 | 0 | 0 | 0 | 0 | 0 | 0 | 0 | 0 | 0 | 0 | 0 | 0 | 0 | 0 | 0 | 0 | 0 | 0 | 0 | 0 | 0 | 0
F7_Industrial_Wood and Lumber Products_New_Space Heating_Natural Gas_HVAC - Duct Repair and Sealing_A_Technical Potential | F7 | Industrial | Wood and Lumber Products | New | Space Heating | Natural Gas | HVAC - Duct Repair and Sealing | A | Cumulative Energy Savings (MWh or mTherms) | Technical Potential | 0 | 0 | 0 | 0 | 0 | 0 | 0 | 0 | 0 | 0 | 0 | 0 | 0 | 0 | 0 | 0 | 0 | 0 | 0 | 0 | 0 | 0 | 0
F8_Industrial_Wood and Lumber Products_New_Space Heating_Natural Gas_HVAC - Duct Repair and Sealing_A_Technical Potential | F8 | Industrial | Wood and Lumber Products | New | Space Heating | Natural Gas | HVAC - Duct Repair and Sealing | A | Cumulative Summer Peak Savings (MW) | Technical Potential | 0 | 0 | 0 | 0 | 0 | 0 | 0 | 0 | 0 | 0 | 0 | 0 | 0 | 0 | 0 | 0 | 0 | 0 | 0 | 0 | 0 | 0 | 0
F9_Industrial_Wood and Lumber Products_New_Space Heating_Natural Gas_HVAC - Duct Repair and Sealing_A_Technical Potential | F9 | Industrial | Wood and Lumber Products | New | Space Heating | Natural Gas | HVAC - Duct Repair and Sealing | A | Cumulative Winter Peak Savings (MW) | Technical Potential | 0 | 0 | 0 | 0 | 0 | 0 | 0 | 0 | 0 | 0 | 0 | 0 | 0 | 0 | 0 | 0 | 0 | 0 | 0 | 0 | 0 | 0 | 0
F10_Industrial_Wood and Lumber Products_New_Space Heating_Natural Gas_HVAC - Duct Repair and Sealing_A_Technical Potential | F10 | Industrial | Wood and Lumber Products | New | Space Heating | Natural Gas | HVAC - Duct Repair and Sealing | A | Purchases (Incremental) | Technical Potential | 0 | 0 | 0 | 0 | 0 | 0 | 0 | 0 | 0 | 0 | 0 | 0 | 0 | 0 | 0 | 0 | 0 | 0 | 0 | 0 | 0 | 0 | 0
F11_Industrial_Wood and Lumber Products_New_Space Heating_Natural Gas_HVAC - Duct Repair and Sealing_A_Technical Potential | F11 | Industrial | Wood and Lumber Products | New | Space Heating | Natural Gas | HVAC - Duct Repair and Sealing | A | Purchases (Cumulative) | Technical Potential | 0 | 0 | 0 | 0 | 0 | 0 | 0 | 0 | 0 | 0 | 0 | 0 | 0 | 0 | 0 | 0 | 0 | 0 | 0 | 0 | 0 | 0 | 0
F1_Industrial_Wood and Lumber Products_New_Space Heating_Natural Gas_Windows - High Efficiency_A_Technical Potential | F1 | Industrial | Wood and Lumber Products | New | Space Heating | Natural Gas | Windows - High Efficiency | A | Integrated Unit Energy Savings (kWh or therms) | Technical Potential | 0 | 0 | 0.0073172 | 0.0068627 | 0.0066707 | 0.0065497 | 0.0064773 | 0.0064131 | 0.0063551 | 0.0062999 | 0.0062445 | 0.00619 | 0.006124 | 0.0060685 | 0.0060061 | 0.0059931 | 0.0059787 | 0.0059653 | 0.0059614 | 0.0059568 | 0.0059618 | 0.005962 | 0
F2_Industrial_Wood and Lumber Products_New_Space Heating_Natural Gas_Windows - High Efficiency_A_Technical Potential | F2 | Industrial | Wood and Lumber Products | New | Space Heating | Natural Gas | Windows - High Efficiency | A | Integrated Unit Summer Peak Savings (kW) | Technical Potential | 0 | 0 | 0 | 0 | 0 | 0 | 0 | 0 | 0 | 0 | 0 | 0 | 0 | 0 | 0 | 0 | 0 | 0 | 0 | 0 | 0 | 0 | 0
F3_Industrial_Wood and Lumber Products_New_Space Heating_Natural Gas_Windows - High Efficiency_A_Technical Potential | F3 | Industrial | Wood and Lumber Products | New | Space Heating | Natural Gas | Windows - High Efficiency | A | Integrated Unit Winter Peak Savings (kW) | Technical Potential | 0 | 0 | 0 | 0 | 0 | 0 | 0 | 0 | 0 | 0 | 0 | 0 | 0 | 0 | 0 | 0 | 0 | 0 | 0 | 0 | 0 | 0 | 0
F4_Industrial_Wood and Lumber Products_New_Space Heating_Natural Gas_Windows - High Efficiency_A_Technical Potential | F4 | Industrial | Wood and Lumber Products | New | Space Heating | Natural Gas | Windows - High Efficiency | A | Incremental Energy Savings (MWh or mTherms) | Technical Potential | 0 | 0 | 0 | 0 | 0 | 0 | 0 | 0 | 0 | 0 | 0 | 0 | 0 | 0 | 0 | 0 | 0 | 0 | 0 | 0 | 0 | 0 | 0
F5_Industrial_Wood and Lumber Products_New_Space Heating_Natural Gas_Windows - High Efficiency_A_Technical Potential | F5 | Industrial | Wood and Lumber Products | New | Space Heating | Natural Gas | Windows - High Efficiency | A | Incremental Summer Peak Savings (MW) | Technical Potential | 0 | 0 | 0 | 0 | 0 | 0 | 0 | 0 | 0 | 0 | 0 | 0 | 0 | 0 | 0 | 0 | 0 | 0 | 0 | 0 | 0 | 0 | 0
F6_Industrial_Wood and Lumber Products_New_Space Heating_Natural Gas_Windows - High Efficiency_A_Technical Potential | F6 | Industrial | Wood and Lumber Products | New | Space Heating | Natural Gas | Windows - High Efficiency | A | Incremental Winter Peak Savings (MW) | Technical Potential | 0 | 0 | 0 | 0 | 0 | 0 | 0 | 0 | 0 | 0 | 0 | 0 | 0 | 0 | 0 | 0 | 0 | 0 | 0 | 0 | 0 | 0 | 0
F7_Industrial_Wood and Lumber Products_New_Space Heating_Natural Gas_Windows - High Efficiency_A_Technical Potential | F7 | Industrial | Wood and Lumber Products | New | Space Heating | Natural Gas | Windows - High Efficiency | A | Cumulative Energy Savings (MWh or mTherms) | Technical Potential | 0 | 0 | 0 | 0 | 0 | 0 | 0 | 0 | 0 | 0 | 0 | 0 | 0 | 0 | 0 | 0 | 0 | 0 | 0 | 0 | 0 | 0 | 0
F8_Industrial_Wood and Lumber Products_New_Space Heating_Natural Gas_Windows - High Efficiency_A_Technical Potential | F8 | Industrial | Wood and Lumber Products | New | Space Heating | Natural Gas | Windows - High Efficiency | A | Cumulative Summer Peak Savings (MW) | Technical Potential | 0 | 0 | 0 | 0 | 0 | 0 | 0 | 0 | 0 | 0 | 0 | 0 | 0 | 0 | 0 | 0 | 0 | 0 | 0 | 0 | 0 | 0 | 0
F9_Industrial_Wood and Lumber Products_New_Space Heating_Natural Gas_Windows - High Efficiency_A_Technical Potential | F9 | Industrial | Wood and Lumber Products | New | Space Heating | Natural Gas | Windows - High Efficiency | A | Cumulative Winter Peak Savings (MW) | Technical Potential | 0 | 0 | 0 | 0 | 0 | 0 | 0 | 0 | 0 | 0 | 0 | 0 | 0 | 0 | 0 | 0 | 0 | 0 | 0 | 0 | 0 | 0 | 0
F10_Industrial_Wood and Lumber Products_New_Space Heating_Natural Gas_Windows - High Efficiency_A_Technical Potential | F10 | Industrial | Wood and Lumber Products | New | Space Heating | Natural Gas | Windows - High Efficiency | A | Purchases (Incremental) | Technical Potential | 0 | 0 | 0 | 0 | 0 | 0 | 0 | 0 | 0 | 0 | 0 | 0 | 0 | 0 | 0 | 0 | 0 | 0 | 0 | 0 | 0 | 0 | 0
F11_Industrial_Wood and Lumber Products_New_Space Heating_Natural Gas_Windows - High Efficiency_A_Technical Potential | F11 | Industrial | Wood and Lumber Products | New | Space Heating | Natural Gas | Windows - High Efficiency | A | Purchases (Cumulative) | Technical Potential | 0 | 0 | 0 | 0 | 0 | 0 | 0 | 0 | 0 | 0 | 0 | 0 | 0 | 0 | 0 | 0 | 0 | 0 | 0 | 0 | 0 | 0 | 0
F1_Industrial_Wood and Lumber Products_New_Space Heating_Natural Gas_Gas Boiler - Maintenance_A_Technical Potential | F1 | Industrial | Wood and Lumber Products | New | Space Heating | Natural Gas | Gas Boiler - Maintenance | A | Integrated Unit Energy Savings (kWh or therms) | Technical Potential | 0 | 0 | 0.85275 | 0.80282 | 0.78328 | 0.77189 | 0.76746 | 0.76359 | 0.76066 | 0.75809 | 0.75653 | 0.75502 | 0.75198 | 0.74953 | 0.74693 | 0.74922 | 0.75059 | 0.75054 | 0.75196 | 0.75173 | 0.75208 | 0.75138 | 0
F2_Industrial_Wood and Lumber Products_New_Space Heating_Natural Gas_Gas Boiler - Maintenance_A_Technical Potential | F2 | Industrial | Wood and Lumber Products | New | Space Heating | Natural Gas | Gas Boiler - Maintenance | A | Integrated Unit Summer Peak Savings (kW) | Technical Potential | 0 | 0 | 0 | 0 | 0 | 0 | 0 | 0 | 0 | 0 | 0 | 0 | 0 | 0 | 0 | 0 | 0 | 0 | 0 | 0 | 0 | 0 | 0
F3_Industrial_Wood and Lumber Products_New_Space Heating_Natural Gas_Gas Boiler - Maintenance_A_Technical Potential | F3 | Industrial | Wood and Lumber Products | New | Space Heating | Natural Gas | Gas Boiler - Maintenance | A | Integrated Unit Winter Peak Savings (kW) | Technical Potential | 0 | 0 | 0 | 0 | 0 | 0 | 0 | 0 | 0 | 0 | 0 | 0 | 0 | 0 | 0 | 0 | 0 | 0 | 0 | 0 | 0 | 0 | 0
F4_Industrial_Wood and Lumber Products_New_Space Heating_Natural Gas_Gas Boiler - Maintenance_A_Technical Potential | F4 | Industrial | Wood and Lumber Products | New | Space Heating | Natural Gas | Gas Boiler - Maintenance | A | Incremental Energy Savings (MWh or mTherms) | Technical Potential | 0 | 0 | 0.00012151 | 0.00013993 | 0.00013477 | 0.00013806 | 0.00013844 | 0.00013735 | 0.00013605 | 0.00013675 | 0.00013608 | 0.00024263 | 0.00026671 | 0.00026378 | 0.00048005 | 0.00053147 | 0.0005283 | 0.00096475 | 0.0010668 | 0.0010582 | 0.0019608 | 0.0021366 | 0
F5_Industrial_Wood and Lumber Products_New_Space Heating_Natural Gas_Gas Boiler - Maintenance_A_Technical Potential | F5 | Industrial | Wood and Lumber Products | New | Space Heating | Natural Gas | Gas Boiler - Maintenance | A | Incremental Summer Peak Savings (MW) | Technical Potential | 0 | 0 | 0 | 0 | 0 | 0 | 0 | 0 | 0 | 0 | 0 | 0 | 0 | 0 | 0 | 0 | 0 | 0 | 0 | 0 | 0 | 0 | 0
F6_Industrial_Wood and Lumber Products_New_Space Heating_Natural Gas_Gas Boiler - Maintenance_A_Technical Potential | F6 | Industrial | Wood and Lumber Products | New | Space Heating | Natural Gas | Gas Boiler - Maintenance | A | Incremental Winter Peak Savings (MW) | Technical Potential | 0 | 0 | 0 | 0 | 0 | 0 | 0 | 0 | 0 | 0 | 0 | 0 | 0 | 0 | 0 | 0 | 0 | 0 | 0 | 0 | 0 | 0 | 0
F7_Industrial_Wood and Lumber Products_New_Space Heating_Natural Gas_Gas Boiler - Maintenance_A_Technical Potential | F7 | Industrial | Wood and Lumber Products | New | Space Heating | Natural Gas | Gas Boiler - Maintenance | A | Cumulative Energy Savings (MWh or mTherms) | Technical Potential | 0 | 0 | 0.00012151 | 0.00025432 | 0.0003829 | 0.00040541 | 0.00040775 | 0.00041166 | 0.00041009 | 0.0004087 | 0.00040786 | 0.00040704 | 0.0004054 | 0.00040408 | 0.00040268 | 0.00040391 | 0.00040465 | 0.00040463 | 0.00040539 | 0.00040527 | 0.00040546 | 0.00040508 | 0
F8_Industrial_Wood and Lumber Products_New_Space Heating_Natural Gas_Gas Boiler - Maintenance_A_Technical Potential | F8 | Industrial | Wood and Lumber Products | New | Space Heating | Natural Gas | Gas Boiler - Maintenance | A | Cumulative Summer Peak Savings (MW) | Technical Potential | 0 | 0 | 0 | 0 | 0 | 0 | 0 | 0 | 0 | 0 | 0 | 0 | 0 | 0 | 0 | 0 | 0 | 0 | 0 | 0 | 0 | 0 | 0
F9_Industrial_Wood and Lumber Products_New_Space Heating_Natural Gas_Gas Boiler - Maintenance_A_Technical Potential | F9 | Industrial | Wood and Lumber Products | New | Space Heating | Natural Gas | Gas Boiler - Maintenance | A | Cumulative Winter Peak Savings (MW) | Technical Potential | 0 | 0 | 0 | 0 | 0 | 0 | 0 | 0 | 0 | 0 | 0 | 0 | 0 | 0 | 0 | 0 | 0 | 0 | 0 | 0 | 0 | 0 | 0
F10_Industrial_Wood and Lumber Products_New_Space Heating_Natural Gas_Gas Boiler - Maintenance_A_Technical Potential | F10 | Industrial | Wood and Lumber Products | New | Space Heating | Natural Gas | Gas Boiler - Maintenance | A | Purchases (Incremental) | Technical Potential | 0 | 0 | 0.14249 | 0.1743 | 0.17206 | 0.17886 | 0.18038 | 0.17987 | 0.17886 | 0.18038 | 0.17987 | 0.32135 | 0.35468 | 0.35193 | 0.6427 | 0.70936 | 0.70386 | 1.2854 | 1.4187 | 1.4077 | 2.6072 | 2.8435 | 0
F11_Industrial_Wood and Lumber Products_New_Space Heating_Natural Gas_Gas Boiler - Maintenance_A_Technical Potential | F11 | Industrial | Wood and Lumber Products | New | Space Heating | Natural Gas | Gas Boiler - Maintenance | A | Purchases (Cumulative) | Technical Potential | 0 | 0 | 0.14249 | 0.31679 | 0.48885 | 0.52522 | 0.5313 | 0.53912 | 0.53912 | 0.53912 | 0.53912 | 0.53912 | 0.53912 | 0.53912 | 0.53912 | 0.53912 | 0.53912 | 0.53912 | 0.53912 | 0.53912 | 0.53912 | 0.53912 | 0
F1_Industrial_Wood and Lumber Products_New_Process_Natural Gas_Gas Boiler - Maintenance_A_Technical Potential | F1 | Industrial | Wood and Lumber Products | New | Process | Natural Gas | Gas Boiler - Maintenance | A | Integrated Unit Energy Savings (kWh or therms) | Technical Potential | 0 | 0 | 6.3264 | 6.3264 | 6.3264 | 6.3264 | 6.3264 | 6.3264 | 6.3264 | 6.3264 | 6.3264 | 6.3264 | 6.3264 | 6.3264 | 6.3264 | 6.3264 | 6.3264 | 6.3264 | 6.3264 | 6.3264 | 6.3264 | 6.3264 | 0
F2_Industrial_Wood and Lumber Products_New_Process_Natural Gas_Gas Boiler - Maintenance_A_Technical Potential | F2 | Industrial | Wood and Lumber Products | New | Process | Natural Gas | Gas Boiler - Maintenance | A | Integrated Unit Summer Peak Savings (kW) | Technical Potential | 0 | 0 | 0 | 0 | 0 | 0 | 0 | 0 | 0 | 0 | 0 | 0 | 0 | 0 | 0 | 0 | 0 | 0 | 0 | 0 | 0 | 0 | 0
F3_Industrial_Wood and Lumber Products_New_Process_Natural Gas_Gas Boiler - Maintenance_A_Technical Potential | F3 | Industrial | Wood and Lumber Products | New | Process | Natural Gas | Gas Boiler - Maintenance | A | Integrated Unit Winter Peak Savings (kW) | Technical Potential | 0 | 0 | 0 | 0 | 0 | 0 | 0 | 0 | 0 | 0 | 0 | 0 | 0 | 0 | 0 | 0 | 0 | 0 | 0 | 0 | 0 | 0 | 0
F4_Industrial_Wood and Lumber Products_New_Process_Natural Gas_Gas Boiler - Maintenance_A_Technical Potential | F4 | Industrial | Wood and Lumber Products | New | Process | Natural Gas | Gas Boiler - Maintenance | A | Incremental Energy Savings (MWh or mTherms) | Technical Potential | 0 | 0 | 0.0031028 | 0.0037955 | 0.0037467 | 0.0038948 | 0.003928 | 0.0039168 | 0.0038948 | 0.003928 | 0.0039168 | 0.0069977 | 0.0077234 | 0.0076635 | 0.013995 | 0.015447 | 0.015327 | 0.027991 | 0.030894 | 0.030654 | 0.056773 | 0.06192 | 0
F5_Industrial_Wood and Lumber Products_New_Process_Natural Gas_Gas Boiler - Maintenance_A_Technical Potential | F5 | Industrial | Wood and Lumber Products | New | Process | Natural Gas | Gas Boiler - Maintenance | A | Incremental Summer Peak Savings (MW) | Technical Potential | 0 | 0 | 0 | 0 | 0 | 0 | 0 | 0 | 0 | 0 | 0 | 0 | 0 | 0 | 0 | 0 | 0 | 0 | 0 | 0 | 0 | 0 | 0
F6_Industrial_Wood and Lumber Products_New_Process_Natural Gas_Gas Boiler - Maintenance_A_Technical Potential | F6 | Industrial | Wood and Lumber Products | New | Process | Natural Gas | Gas Boiler - Maintenance | A | Incremental Winter Peak Savings (MW) | Technical Potential | 0 | 0 | 0 | 0 | 0 | 0 | 0 | 0 | 0 | 0 | 0 | 0 | 0 | 0 | 0 | 0 | 0 | 0 | 0 | 0 | 0 | 0 | 0
F7_Industrial_Wood and Lumber Products_New_Process_Natural Gas_Gas Boiler - Maintenance_A_Technical Potential | F7 | Industrial | Wood and Lumber Products | New | Process | Natural Gas | Gas Boiler - Maintenance | A | Cumulative Energy Savings (MWh or mTherms) | Technical Potential | 0 | 0 | 0.0031028 | 0.0068983 | 0.010645 | 0.011437 | 0.011569 | 0.01174 | 0.01174 | 0.01174 | 0.01174 | 0.01174 | 0.01174 | 0.01174 | 0.01174 | 0.01174 | 0.01174 | 0.01174 | 0.01174 | 0.01174 | 0.01174 | 0.01174 | 0
F8_Industrial_Wood and Lumber Products_New_Process_Natural Gas_Gas Boiler - Maintenance_A_Technical Potential | F8 | Industrial | Wood and Lumber Products | New | Process | Natural Gas | Gas Boiler - Maintenance | A | Cumulative Summer Peak Savings (MW) | Technical Potential | 0 | 0 | 0 | 0 | 0 | 0 | 0 | 0 | 0 | 0 | 0 | 0 | 0 | 0 | 0 | 0 | 0 | 0 | 0 | 0 | 0 | 0 | 0
F9_Industrial_Wood and Lumber Products_New_Process_Natural Gas_Gas Boiler - Maintenance_A_Technical Potential | F9 | Industrial | Wood and Lumber Products | New | Process | Natural Gas | Gas Boiler - Maintenance | A | Cumulative Winter Peak Savings (MW) | Technical Potential | 0 | 0 | 0 | 0 | 0 | 0 | 0 | 0 | 0 | 0 | 0 | 0 | 0 | 0 | 0 | 0 | 0 | 0 | 0 | 0 | 0 | 0 | 0
F10_Industrial_Wood and Lumber Products_New_Process_Natural Gas_Gas Boiler - Maintenance_A_Technical Potential | F10 | Industrial | Wood and Lumber Products | New | Process | Natural Gas | Gas Boiler - Maintenance | A | Purchases (Incremental) | Technical Potential | 0 | 0 | 0.49046 | 0.59995 | 0.59223 | 0.61565 | 0.62089 | 0.61913 | 0.61565 | 0.62089 | 0.61913 | 1.1061 | 1.2208 | 1.2114 | 2.2122 | 2.4417 | 2.4227 | 4.4244 | 4.8833 | 4.8454 | 8.9741 | 9.7876 | 0
F11_Industrial_Wood and Lumber Products_New_Process_Natural Gas_Gas Boiler - Maintenance_A_Technical Potential | F11 | Industrial | Wood and Lumber Products | New | Process | Natural Gas | Gas Boiler - Maintenance | A | Purchases (Cumulative) | Technical Potential | 0 | 0 | 0.49046 | 1.0904 | 1.6826 | 1.8078 | 1.8288 | 1.8557 | 1.8557 | 1.8557 | 1.8557 | 1.8557 | 1.8557 | 1.8557 | 1.8557 | 1.8557 | 1.8557 | 1.8557 | 1.8557 | 1.8557 | 1.8557 | 1.8557 | 0
F1_Industrial_Wood and Lumber Products_New_Space Heating_Natural Gas_Gas Furnace - Maintenance_A_Technical Potential | F1 | Industrial | Wood and Lumber Products | New | Space Heating | Natural Gas | Gas Furnace - Maintenance | A | Integrated Unit Energy Savings (kWh or therms) | Technical Potential | 0 | 0 | 0.008285 | 0.0077998 | 0.0076099 | 0.0074994 | 0.0074564 | 0.0074188 | 0.0073904 | 0.0073654 | 0.0073503 | 0.0073356 | 0.007306 | 0.0072822 | 0.007257 | 0.0072792 | 0.0072925 | 0.0072921 | 0.0073058 | 0.0073036 | 0.0073071 | 0.0073003 | 0
F2_Industrial_Wood and Lumber Products_New_Space Heating_Natural Gas_Gas Furnace - Maintenance_A_Technical Potential | F2 | Industrial | Wood and Lumber Products | New | Space Heating | Natural Gas | Gas Furnace - Maintenance | A | Integrated Unit Summer Peak Savings (kW) | Technical Potential | 0 | 0 | 0 | 0 | 0 | 0 | 0 | 0 | 0 | 0 | 0 | 0 | 0 | 0 | 0 | 0 | 0 | 0 | 0 | 0 | 0 | 0 | 0
F3_Industrial_Wood and Lumber Products_New_Space Heating_Natural Gas_Gas Furnace - Maintenance_A_Technical Potential | F3 | Industrial | Wood and Lumber Products | New | Space Heating | Natural Gas | Gas Furnace - Maintenance | A | Integrated Unit Winter Peak Savings (kW) | Technical Potential | 0 | 0 | 0 | 0 | 0 | 0 | 0 | 0 | 0 | 0 | 0 | 0 | 0 | 0 | 0 | 0 | 0 | 0 | 0 | 0 | 0 | 0 | 0
F4_Industrial_Wood and Lumber Products_New_Space Heating_Natural Gas_Gas Furnace - Maintenance_A_Technical Potential | F4 | Industrial | Wood and Lumber Products | New | Space Heating | Natural Gas | Gas Furnace - Maintenance | A | Incremental Energy Savings (MWh or mTherms) | Technical Potential | 0 | 0 | 1.994e-06 | 2.2963e-06 | 2.2116e-06 | 2.2657e-06 | 2.2718e-06 | 2.2539e-06 | 2.2327e-06 | 2.2441e-06 | 2.2331e-06 | 3.9817e-06 | 4.3769e-06 | 4.3288e-06 | 7.878e-06 | 8.7217e-06 | 8.6698e-06 | 1.5832e-05 | 1.7507e-05 | 1.7366e-05 | 3.2178e-05 | 3.5063e-05 | 0
F5_Industrial_Wood and Lumber Products_New_Space Heating_Natural Gas_Gas Furnace - Maintenance_A_Technical Potential | F5 | Industrial | Wood and Lumber Products | New | Space Heating | Natural Gas | Gas Furnace - Maintenance | A | Incremental Summer Peak Savings (MW) | Technical Potential | 0 | 0 | 0 | 0 | 0 | 0 | 0 | 0 | 0 | 0 | 0 | 0 | 0 | 0 | 0 | 0 | 0 | 0 | 0 | 0 | 0 | 0 | 0
F6_Industrial_Wood and Lumber Products_New_Space Heating_Natural Gas_Gas Furnace - Maintenance_A_Technical Potential | F6 | Industrial | Wood and Lumber Products | New | Space Heating | Natural Gas | Gas Furnace - Maintenance | A | Incremental Winter Peak Savings (MW) | Technical Potential | 0 | 0 | 0 | 0 | 0 | 0 | 0 | 0 | 0 | 0 | 0 | 0 | 0 | 0 | 0 | 0 | 0 | 0 | 0 | 0 | 0 | 0 | 0
F7_Industrial_Wood and Lumber Products_New_Space Heating_Natural Gas_Gas Furnace - Maintenance_A_Technical Potential | F7 | Industrial | Wood and Lumber Products | New | Space Heating | Natural Gas | Gas Furnace - Maintenance | A | Cumulative Energy Savings (MWh or mTherms) | Technical Potential | 0 | 0 | 1.994e-06 | 4.1735e-06 | 6.2835e-06 | 6.653e-06 | 6.6914e-06 | 6.7556e-06 | 6.7297e-06 | 6.707e-06 | 6.6932e-06 | 6.6798e-06 | 6.6529e-06 | 6.6313e-06 | 6.6083e-06 | 6.6285e-06 | 6.6406e-06 | 6.6402e-06 | 6.6527e-06 | 6.6507e-06 | 6.6539e-06 | 6.6477e-06 | 0
F8_Industrial_Wood and Lumber Products_New_Space Heating_Natural Gas_Gas Furnace - Maintenance_A_Technical Potential | F8 | Industrial | Wood and Lumber Products | New | Space Heating | Natural Gas | Gas Furnace - Maintenance | A | Cumulative Summer Peak Savings (MW) | Technical Potential | 0 | 0 | 0 | 0 | 0 | 0 | 0 | 0 | 0 | 0 | 0 | 0 | 0 | 0 | 0 | 0 | 0 | 0 | 0 | 0 | 0 | 0 | 0
F9_Industrial_Wood and Lumber Products_New_Space Heating_Natural Gas_Gas Furnace - Maintenance_A_Technical Potential | F9 | Industrial | Wood and Lumber Products | New | Space Heating | Natural Gas | Gas Furnace - Maintenance | A | Cumulative Winter Peak Savings (MW) | Technical Potential | 0 | 0 | 0 | 0 | 0 | 0 | 0 | 0 | 0 | 0 | 0 | 0 | 0 | 0 | 0 | 0 | 0 | 0 | 0 | 0 | 0 | 0 | 0
F10_Industrial_Wood and Lumber Products_New_Space Heating_Natural Gas_Gas Furnace - Maintenance_A_Technical Potential | F10 | Industrial | Wood and Lumber Products | New | Space Heating | Natural Gas | Gas Furnace - Maintenance | A | Purchases (Incremental) | Technical Potential | 0 | 0 | 0.24068 | 0.2944 | 0.29062 | 0.30211 | 0.30468 | 0.30382 | 0.30211 | 0.30468 | 0.30382 | 0.54279 | 0.59908 | 0.59443 | 1.0856 | 1.1982 | 1.1889 | 2.1711 | 2.3963 | 2.3777 | 4.4037 | 4.803 | 0
F11_Industrial_Wood and Lumber Products_New_Space Heating_Natural Gas_Gas Furnace - Maintenance_A_Technical Potential | F11 | Industrial | Wood and Lumber Products | New | Space Heating | Natural Gas | Gas Furnace - Maintenance | A | Purchases (Cumulative) | Technical Potential | 0 | 0 | 0.24068 | 0.53508 | 0.8257 | 0.88713 | 0.89741 | 0.91061 | 0.91061 | 0.91061 | 0.91061 | 0.91061 | 0.91061 | 0.91061 | 0.91061 | 0.91061 | 0.91061 | 0.91061 | 0.91061 | 0.91061 | 0.91061 | 0.91061 | 0
F1_Industrial_Wood and Lumber Products_New_Space Heating_Natural Gas_Gas Boiler - Hot Water Reset_A_Technical Potential | F1 | Industrial | Wood and Lumber Products | New | Space Heating | Natural Gas | Gas Boiler - Hot Water Reset | A | Integrated Unit Energy Savings (kWh or therms) | Technical Potential | 0 | 0 | 3.0994 | 2.9171 | 2.8454 | 2.8034 | 2.7865 | 2.7717 | 2.7604 | 2.7504 | 2.744 | 2.7378 | 2.726 | 2.7166 | 2.7064 | 2.714 | 2.7182 | 2.7176 | 2.7221 | 2.7209 | 2.7218 | 2.719 | 0
F2_Industrial_Wood and Lumber Products_New_Space Heating_Natural Gas_Gas Boiler - Hot Water Reset_A_Technical Potential | F2 | Industrial | Wood and Lumber Products | New | Space Heating | Natural Gas | Gas Boiler - Hot Water Reset | A | Integrated Unit Summer Peak Savings (kW) | Technical Potential | 0 | 0 | 0 | 0 | 0 | 0 | 0 | 0 | 0 | 0 | 0 | 0 | 0 | 0 | 0 | 0 | 0 | 0 | 0 | 0 | 0 | 0 | 0
F3_Industrial_Wood and Lumber Products_New_Space Heating_Natural Gas_Gas Boiler - Hot Water Reset_A_Technical Potential | F3 | Industrial | Wood and Lumber Products | New | Space Heating | Natural Gas | Gas Boiler - Hot Water Reset | A | Integrated Unit Winter Peak Savings (kW) | Technical Potential | 0 | 0 | 0 | 0 | 0 | 0 | 0 | 0 | 0 | 0 | 0 | 0 | 0 | 0 | 0 | 0 | 0 | 0 | 0 | 0 | 0 | 0 | 0
F4_Industrial_Wood and Lumber Products_New_Space Heating_Natural Gas_Gas Boiler - Hot Water Reset_A_Technical Potential | F4 | Industrial | Wood and Lumber Products | New | Space Heating | Natural Gas | Gas Boiler - Hot Water Reset | A | Incremental Energy Savings (MWh or mTherms) | Technical Potential | 0 | 0 | 0.00042925 | 0.00086571 | 0.0014735 | 0.0022495 | 0.0029356 | 0.0039339 | 0.004859 | 0.0055882 | 0.0057037 | 0.0053355 | 0.0044485 | 0.003192 | 0.0019478 | 0.00099991 | 0.00044888 | 0.00017385 | 0.00037701 | 0.00080748 | 0.0014095 | 0.0021817 | 0
F5_Industrial_Wood and Lumber Products_New_Space Heating_Natural Gas_Gas Boiler - Hot Water Reset_A_Technical Potential | F5 | Industrial | Wood and Lumber Products | New | Space Heating | Natural Gas | Gas Boiler - Hot Water Reset | A | Incremental Summer Peak Savings (MW) | Technical Potential | 0 | 0 | 0 | 0 | 0 | 0 | 0 | 0 | 0 | 0 | 0 | 0 | 0 | 0 | 0 | 0 | 0 | 0 | 0 | 0 | 0 | 0 | 0
F6_Industrial_Wood and Lumber Products_New_Space Heating_Natural Gas_Gas Boiler - Hot Water Reset_A_Technical Potential | F6 | Industrial | Wood and Lumber Products | New | Space Heating | Natural Gas | Gas Boiler - Hot Water Reset | A | Incremental Winter Peak Savings (MW) | Technical Potential | 0 | 0 | 0 | 0 | 0 | 0 | 0 | 0 | 0 | 0 | 0 | 0 | 0 | 0 | 0 | 0 | 0 | 0 | 0 | 0 | 0 | 0 | 0
F7_Industrial_Wood and Lumber Products_New_Space Heating_Natural Gas_Gas Boiler - Hot Water Reset_A_Technical Potential | F7 | Industrial | Wood and Lumber Products | New | Space Heating | Natural Gas | Gas Boiler - Hot Water Reset | A | Cumulative Energy Savings (MWh or mTherms) | Technical Potential | 0 | 0 | 0.00042925 | 0.0012697 | 0.002712 | 0.0049215 | 0.0078273 | 0.01172 | 0.016531 | 0.022059 | 0.027711 | 0.032985 | 0.037292 | 0.040354 | 0.04215 | 0.043269 | 0.043785 | 0.043949 | 0.044022 | 0.044002 | 0.044017 | 0.043971 | 0
F8_Industrial_Wood and Lumber Products_New_Space Heating_Natural Gas_Gas Boiler - Hot Water Reset_A_Technical Potential | F8 | Industrial | Wood and Lumber Products | New | Space Heating | Natural Gas | Gas Boiler - Hot Water Reset | A | Cumulative Summer Peak Savings (MW) | Technical Potential | 0 | 0 | 0 | 0 | 0 | 0 | 0 | 0 | 0 | 0 | 0 | 0 | 0 | 0 | 0 | 0 | 0 | 0 | 0 | 0 | 0 | 0 | 0
F9_Industrial_Wood and Lumber Products_New_Space Heating_Natural Gas_Gas Boiler - Hot Water Reset_A_Technical Potential | F9 | Industrial | Wood and Lumber Products | New | Space Heating | Natural Gas | Gas Boiler - Hot Water Reset | A | Cumulative Winter Peak Savings (MW) | Technical Potential | 0 | 0 | 0 | 0 | 0 | 0 | 0 | 0 | 0 | 0 | 0 | 0 | 0 | 0 | 0 | 0 | 0 | 0 | 0 | 0 | 0 | 0 | 0
F10_Industrial_Wood and Lumber Products_New_Space Heating_Natural Gas_Gas Boiler - Hot Water Reset_A_Technical Potential | F10 | Industrial | Wood and Lumber Products | New | Space Heating | Natural Gas | Gas Boiler - Hot Water Reset | A | Purchases (Incremental) | Technical Potential | 0 | 0 | 0.1385 | 0.29677 | 0.51785 | 0.80241 | 1.0535 | 1.4193 | 1.7603 | 2.0318 | 2.0787 | 1.9488 | 1.6318 | 1.175 | 0.7197 | 0.36843 | 0.16514 | 0.063971 | 0.1385 | 0.29677 | 0.51785 | 0.80241 | 0
F11_Industrial_Wood and Lumber Products_New_Space Heating_Natural Gas_Gas Boiler - Hot Water Reset_A_Technical Potential | F11 | Industrial | Wood and Lumber Products | New | Space Heating | Natural Gas | Gas Boiler - Hot Water Reset | A | Purchases (Cumulative) | Technical Potential | 0 | 0 | 0.1385 | 0.43527 | 0.95312 | 1.7555 | 2.809 | 4.2283 | 5.9886 | 8.0204 | 10.0991 | 12.0479 | 13.6798 | 14.8548 | 15.5745 | 15.9429 | 16.108 | 16.172 | 16.172 | 16.172 | 16.172 | 16.172 | 0
F1_Industrial_Wood and Lumber Products_New_Process_Natural Gas_Gas Boiler - Hot Water Reset_A_Technical Potential | F1 | Industrial | Wood and Lumber Products | New | Process | Natural Gas | Gas Boiler - Hot Water Reset | A | Integrated Unit Energy Savings (kWh or therms) | Technical Potential | 0 | 0 | 11.492 | 11.4863 | 11.4812 | 11.4769 | 11.4708 | 11.4664 | 11.4637 | 11.4627 | 11.4615 | 11.4614 | 11.4617 | 11.4627 | 11.463 | 11.4639 | 11.4649 | 11.4663 | 11.4677 | 11.4693 | 11.4707 | 11.472 | 0
F2_Industrial_Wood and Lumber Products_New_Process_Natural Gas_Gas Boiler - Hot Water Reset_A_Technical Potential | F2 | Industrial | Wood and Lumber Products | New | Process | Natural Gas | Gas Boiler - Hot Water Reset | A | Integrated Unit Summer Peak Savings (kW) | Technical Potential | 0 | 0 | 0 | 0 | 0 | 0 | 0 | 0 | 0 | 0 | 0 | 0 | 0 | 0 | 0 | 0 | 0 | 0 | 0 | 0 | 0 | 0 | 0
F3_Industrial_Wood and Lumber Products_New_Process_Natural Gas_Gas Boiler - Hot Water Reset_A_Technical Potential | F3 | Industrial | Wood and Lumber Products | New | Process | Natural Gas | Gas Boiler - Hot Water Reset | A | Integrated Unit Winter Peak Savings (kW) | Technical Potential | 0 | 0 | 0 | 0 | 0 | 0 | 0 | 0 | 0 | 0 | 0 | 0 | 0 | 0 | 0 | 0 | 0 | 0 | 0 | 0 | 0 | 0 | 0
F4_Industrial_Wood and Lumber Products_New_Process_Natural Gas_Gas Boiler - Hot Water Reset_A_Technical Potential | F4 | Industrial | Wood and Lumber Products | New | Process | Natural Gas | Gas Boiler - Hot Water Reset | A | Incremental Energy Savings (MWh or mTherms) | Technical Potential | 0 | 0 | 0.0054784 | 0.011733 | 0.020465 | 0.031699 | 0.041596 | 0.056018 | 0.069458 | 0.080165 | 0.082005 | 0.076883 | 0.064379 | 0.04636 | 0.028397 | 0.014538 | 0.0065168 | 0.0025248 | 0.0054668 | 0.011716 | 0.020446 | 0.031685 | 0
F5_Industrial_Wood and Lumber Products_New_Process_Natural Gas_Gas Boiler - Hot Water Reset_A_Technical Potential | F5 | Industrial | Wood and Lumber Products | New | Process | Natural Gas | Gas Boiler - Hot Water Reset | A | Incremental Summer Peak Savings (MW) | Technical Potential | 0 | 0 | 0 | 0 | 0 | 0 | 0 | 0 | 0 | 0 | 0 | 0 | 0 | 0 | 0 | 0 | 0 | 0 | 0 | 0 | 0 | 0 | 0
F6_Industrial_Wood and Lumber Products_New_Process_Natural Gas_Gas Boiler - Hot Water Reset_A_Technical Potential | F6 | Industrial | Wood and Lumber Products | New | Process | Natural Gas | Gas Boiler - Hot Water Reset | A | Incremental Winter Peak Savings (MW) | Technical Potential | 0 | 0 | 0 | 0 | 0 | 0 | 0 | 0 | 0 | 0 | 0 | 0 | 0 | 0 | 0 | 0 | 0 | 0 | 0 | 0 | 0 | 0 | 0
F7_Industrial_Wood and Lumber Products_New_Process_Natural Gas_Gas Boiler - Hot Water Reset_A_Technical Potential | F7 | Industrial | Wood and Lumber Products | New | Process | Natural Gas | Gas Boiler - Hot Water Reset | A | Cumulative Energy Savings (MWh or mTherms) | Technical Potential | 0 | 0 | 0.0054784 | 0.017209 | 0.037666 | 0.069351 | 0.11091 | 0.16688 | 0.2363 | 0.31645 | 0.39842 | 0.4753 | 0.53969 | 0.5861 | 0.61451 | 0.6291 | 0.63567 | 0.63827 | 0.63835 | 0.63844 | 0.63852 | 0.63859 | 0
F8_Industrial_Wood and Lumber Products_New_Process_Natural Gas_Gas Boiler - Hot Water Reset_A_Technical Potential | F8 | Industrial | Wood and Lumber Products | New | Process | Natural Gas | Gas Boiler - Hot Water Reset | A | Cumulative Summer Peak Savings (MW) | Technical Potential | 0 | 0 | 0 | 0 | 0 | 0 | 0 | 0 | 0 | 0 | 0 | 0 | 0 | 0 | 0 | 0 | 0 | 0 | 0 | 0 | 0 | 0 | 0
F9_Industrial_Wood and Lumber Products_New_Process_Natural Gas_Gas Boiler - Hot Water Reset_A_Technical Potential | F9 | Industrial | Wood and Lumber Products | New | Process | Natural Gas | Gas Boiler - Hot Water Reset | A | Cumulative Winter Peak Savings (MW) | Technical Potential | 0 | 0 | 0 | 0 | 0 | 0 | 0 | 0 | 0 | 0 | 0 | 0 | 0 | 0 | 0 | 0 | 0 | 0 | 0 | 0 | 0 | 0 | 0
F10_Industrial_Wood and Lumber Products_New_Process_Natural Gas_Gas Boiler - Hot Water Reset_A_Technical Potential | F10 | Industrial | Wood and Lumber Products | New | Process | Natural Gas | Gas Boiler - Hot Water Reset | A | Purchases (Incremental) | Technical Potential | 0 | 0 | 0.47671 | 1.0215 | 1.7825 | 2.7619 | 3.6262 | 4.8854 | 6.0589 | 6.9935 | 7.1548 | 6.708 | 5.6169 | 4.0444 | 2.4772 | 1.2682 | 0.56841 | 0.22019 | 0.47671 | 1.0215 | 1.7825 | 2.7619 | 0
F11_Industrial_Wood and Lumber Products_New_Process_Natural Gas_Gas Boiler - Hot Water Reset_A_Technical Potential | F11 | Industrial | Wood and Lumber Products | New | Process | Natural Gas | Gas Boiler - Hot Water Reset | A | Purchases (Cumulative) | Technical Potential | 0 | 0 | 0.47671 | 1.4982 | 3.2807 | 6.0426 | 9.6688 | 14.5542 | 20.6131 | 27.6067 | 34.7615 | 41.4695 | 47.0864 | 51.1309 | 53.6081 | 54.8763 | 55.4447 | 55.6649 | 55.6649 | 55.6649 | 55.6649 | 55.6649 | 0
F1_Industrial_Wood and Lumber Products_New_Space Heating_Natural Gas_Steam Trap Maintenance_A_Technical Potential | F1 | Industrial | Wood and Lumber Products | New | Space Heating | Natural Gas | Steam Trap Maintenance | A | Integrated Unit Energy Savings (kWh or therms) | Technical Potential | 0 | 0 | 1.0955 | 1.0313 | 1.0062 | 0.99159 | 0.98589 | 0.98093 | 0.97717 | 0.97387 | 0.97187 | 0.96993 | 0.96601 | 0.96287 | 0.95953 | 0.96247 | 0.96423 | 0.96417 | 0.96599 | 0.9657 | 0.96616 | 0.96526 | 0
F2_Industrial_Wood and Lumber Products_New_Space Heating_Natural Gas_Steam Trap Maintenance_A_Technical Potential | F2 | Industrial | Wood and Lumber Products | New | Space Heating | Natural Gas | Steam Trap Maintenance | A | Integrated Unit Summer Peak Savings (kW) | Technical Potential | 0 | 0 | 0 | 0 | 0 | 0 | 0 | 0 | 0 | 0 | 0 | 0 | 0 | 0 | 0 | 0 | 0 | 0 | 0 | 0 | 0 | 0 | 0
F3_Industrial_Wood and Lumber Products_New_Space Heating_Natural Gas_Steam Trap Maintenance_A_Technical Potential | F3 | Industrial | Wood and Lumber Products | New | Space Heating | Natural Gas | Steam Trap Maintenance | A | Integrated Unit Winter Peak Savings (kW) | Technical Potential | 0 | 0 | 0 | 0 | 0 | 0 | 0 | 0 | 0 | 0 | 0 | 0 | 0 | 0 | 0 | 0 | 0 | 0 | 0 | 0 | 0 | 0 | 0
F4_Industrial_Wood and Lumber Products_New_Space Heating_Natural Gas_Steam Trap Maintenance_A_Technical Potential | F4 | Industrial | Wood and Lumber Products | New | Space Heating | Natural Gas | Steam Trap Maintenance | A | Incremental Energy Savings (MWh or mTherms) | Technical Potential | 0 | 0 | 0 | 0 | 0 | 0 | 0 | 0 | 0 | 0 | 0 | 0 | 0 | 0 | 0 | 0 | 0 | 0 | 0 | 0 | 0 | 0 | 0
F5_Industrial_Wood and Lumber Products_New_Space Heating_Natural Gas_Steam Trap Maintenance_A_Technical Potential | F5 | Industrial | Wood and Lumber Products | New | Space Heating | Natural Gas | Steam Trap Maintenance | A | Incremental Summer Peak Savings (MW) | Technical Potential | 0 | 0 | 0 | 0 | 0 | 0 | 0 | 0 | 0 | 0 | 0 | 0 | 0 | 0 | 0 | 0 | 0 | 0 | 0 | 0 | 0 | 0 | 0
F6_Industrial_Wood and Lumber Products_New_Space Heating_Natural Gas_Steam Trap Maintenance_A_Technical Potential | F6 | Industrial | Wood and Lumber Products | New | Space Heating | Natural Gas | Steam Trap Maintenance | A | Incremental Winter Peak Savings (MW) | Technical Potential | 0 | 0 | 0 | 0 | 0 | 0 | 0 | 0 | 0 | 0 | 0 | 0 | 0 | 0 | 0 | 0 | 0 | 0 | 0 | 0 | 0 | 0 | 0
F7_Industrial_Wood and Lumber Products_New_Space Heating_Natural Gas_Steam Trap Maintenance_A_Technical Potential | F7 | Industrial | Wood and Lumber Products | New | Space Heating | Natural Gas | Steam Trap Maintenance | A | Cumulative Energy Savings (MWh or mTherms) | Technical Potential | 0 | 0 | 0 | 0 | 0 | 0 | 0 | 0 | 0 | 0 | 0 | 0 | 0 | 0 | 0 | 0 | 0 | 0 | 0 | 0 | 0 | 0 | 0
F8_Industrial_Wood and Lumber Products_New_Space Heating_Natural Gas_Steam Trap Maintenance_A_Technical Potential | F8 | Industrial | Wood and Lumber Products | New | Space Heating | Natural Gas | Steam Trap Maintenance | A | Cumulative Summer Peak Savings (MW) | Technical Potential | 0 | 0 | 0 | 0 | 0 | 0 | 0 | 0 | 0 | 0 | 0 | 0 | 0 | 0 | 0 | 0 | 0 | 0 | 0 | 0 | 0 | 0 | 0
F9_Industrial_Wood and Lumber Products_New_Space Heating_Natural Gas_Steam Trap Maintenance_A_Technical Potential | F9 | Industrial | Wood and Lumber Products | New | Space Heating | Natural Gas | Steam Trap Maintenance | A | Cumulative Winter Peak Savings (MW) | Technical Potential | 0 | 0 | 0 | 0 | 0 | 0 | 0 | 0 | 0 | 0 | 0 | 0 | 0 | 0 | 0 | 0 | 0 | 0 | 0 | 0 | 0 | 0 | 0
F10_Industrial_Wood and Lumber Products_New_Space Heating_Natural Gas_Steam Trap Maintenance_A_Technical Potential | F10 | Industrial | Wood and Lumber Products | New | Space Heating | Natural Gas | Steam Trap Maintenance | A | Purchases (Incremental) | Technical Potential | 0 | 0 | 0 | 0 | 0 | 0 | 0 | 0 | 0 | 0 | 0 | 0 | 0 | 0 | 0 | 0 | 0 | 0 | 0 | 0 | 0 | 0 | 0
F11_Industrial_Wood and Lumber Products_New_Space Heating_Natural Gas_Steam Trap Maintenance_A_Technical Potential | F11 | Industrial | Wood and Lumber Products | New | Space Heating | Natural Gas | Steam Trap Maintenance | A | Purchases (Cumulative) | Technical Potential | 0 | 0 | 0 | 0 | 0 | 0 | 0 | 0 | 0 | 0 | 0 | 0 | 0 | 0 | 0 | 0 | 0 | 0 | 0 | 0 | 0 | 0 | 0
F1_Industrial_Wood and Lumber Products_New_Process_Natural Gas_Steam Trap Maintenance_A_Technical Potential | F1 | Industrial | Wood and Lumber Products | New | Process | Natural Gas | Steam Trap Maintenance | A | Integrated Unit Energy Savings (kWh or therms) | Technical Potential | 0 | 0 | 8.1265 | 8.1263 | 8.1262 | 8.1264 | 8.1265 | 8.1266 | 8.1267 | 8.1267 | 8.1268 | 8.1268 | 8.1268 | 8.1269 | 8.1269 | 8.1269 | 8.1269 | 8.1269 | 8.1269 | 8.127 | 8.127 | 8.127 | 0
F2_Industrial_Wood and Lumber Products_New_Process_Natural Gas_Steam Trap Maintenance_A_Technical Potential | F2 | Industrial | Wood and Lumber Products | New | Process | Natural Gas | Steam Trap Maintenance | A | Integrated Unit Summer Peak Savings (kW) | Technical Potential | 0 | 0 | 0 | 0 | 0 | 0 | 0 | 0 | 0 | 0 | 0 | 0 | 0 | 0 | 0 | 0 | 0 | 0 | 0 | 0 | 0 | 0 | 0
F3_Industrial_Wood and Lumber Products_New_Process_Natural Gas_Steam Trap Maintenance_A_Technical Potential | F3 | Industrial | Wood and Lumber Products | New | Process | Natural Gas | Steam Trap Maintenance | A | Integrated Unit Winter Peak Savings (kW) | Technical Potential | 0 | 0 | 0 | 0 | 0 | 0 | 0 | 0 | 0 | 0 | 0 | 0 | 0 | 0 | 0 | 0 | 0 | 0 | 0 | 0 | 0 | 0 | 0
F4_Industrial_Wood and Lumber Products_New_Process_Natural Gas_Steam Trap Maintenance_A_Technical Potential | F4 | Industrial | Wood and Lumber Products | New | Process | Natural Gas | Steam Trap Maintenance | A | Incremental Energy Savings (MWh or mTherms) | Technical Potential | 0 | 0 | 0 | 0 | 0 | 0 | 0 | 0 | 0 | 0 | 0 | 0 | 0 | 0 | 0 | 0 | 0 | 0 | 0 | 0 | 0 | 0 | 0
F5_Industrial_Wood and Lumber Products_New_Process_Natural Gas_Steam Trap Maintenance_A_Technical Potential | F5 | Industrial | Wood and Lumber Products | New | Process | Natural Gas | Steam Trap Maintenance | A | Incremental Summer Peak Savings (MW) | Technical Potential | 0 | 0 | 0 | 0 | 0 | 0 | 0 | 0 | 0 | 0 | 0 | 0 | 0 | 0 | 0 | 0 | 0 | 0 | 0 | 0 | 0 | 0 | 0
F6_Industrial_Wood and Lumber Products_New_Process_Natural Gas_Steam Trap Maintenance_A_Technical Potential | F6 | Industrial | Wood and Lumber Products | New | Process | Natural Gas | Steam Trap Maintenance | A | Incremental Winter Peak Savings (MW) | Technical Potential | 0 | 0 | 0 | 0 | 0 | 0 | 0 | 0 | 0 | 0 | 0 | 0 | 0 | 0 | 0 | 0 | 0 | 0 | 0 | 0 | 0 | 0 | 0
F7_Industrial_Wood and Lumber Products_New_Process_Natural Gas_Steam Trap Maintenance_A_Technical Potential | F7 | Industrial | Wood and Lumber Products | New | Process | Natural Gas | Steam Trap Maintenance | A | Cumulative Energy Savings (MWh or mTherms) | Technical Potential | 0 | 0 | 0 | 0 | 0 | 0 | 0 | 0 | 0 | 0 | 0 | 0 | 0 | 0 | 0 | 0 | 0 | 0 | 0 | 0 | 0 | 0 | 0
F8_Industrial_Wood and Lumber Products_New_Process_Natural Gas_Steam Trap Maintenance_A_Technical Potential | F8 | Industrial | Wood and Lumber Products | New | Process | Natural Gas | Steam Trap Maintenance | A | Cumulative Summer Peak Savings (MW) | Technical Potential | 0 | 0 | 0 | 0 | 0 | 0 | 0 | 0 | 0 | 0 | 0 | 0 | 0 | 0 | 0 | 0 | 0 | 0 | 0 | 0 | 0 | 0 | 0
F9_Industrial_Wood and Lumber Products_New_Process_Natural Gas_Steam Trap Maintenance_A_Technical Potential | F9 | Industrial | Wood and Lumber Products | New | Process | Natural Gas | Steam Trap Maintenance | A | Cumulative Winter Peak Savings (MW) | Technical Potential | 0 | 0 | 0 | 0 | 0 | 0 | 0 | 0 | 0 | 0 | 0 | 0 | 0 | 0 | 0 | 0 | 0 | 0 | 0 | 0 | 0 | 0 | 0
F10_Industrial_Wood and Lumber Products_New_Process_Natural Gas_Steam Trap Maintenance_A_Technical Potential | F10 | Industrial | Wood and Lumber Products | New | Process | Natural Gas | Steam Trap Maintenance | A | Purchases (Incremental) | Technical Potential | 0 | 0 | 0 | 0 | 0 | 0 | 0 | 0 | 0 | 0 | 0 | 0 | 0 | 0 | 0 | 0 | 0 | 0 | 0 | 0 | 0 | 0 | 0
F11_Industrial_Wood and Lumber Products_New_Process_Natural Gas_Steam Trap Maintenance_A_Technical Potential | F11 | Industrial | Wood and Lumber Products | New | Process | Natural Gas | Steam Trap Maintenance | A | Purchases (Cumulative) | Technical Potential | 0 | 0 | 0 | 0 | 0 | 0 | 0 | 0 | 0 | 0 | 0 | 0 | 0 | 0 | 0 | 0 | 0 | 0 | 0 | 0 | 0 | 0 | 0
F1_Industrial_Wood and Lumber Products_New_Space Heating_Natural Gas_Gas Boiler - High Turndown_A_Technical Potential | F1 | Industrial | Wood and Lumber Products | New | Space Heating | Natural Gas | Gas Boiler - High Turndown | A | Integrated Unit Energy Savings (kWh or therms) | Technical Potential | 0 | 0 | 1.1606 | 1.0912 | 1.0632 | 1.046 | 1.0375 | 1.0296 | 1.0226 | 1.0157 | 1.0091 | 1.0024 | 0.99331 | 0.98532 | 0.97661 | 0.97534 | 0.97374 | 0.97189 | 0.97203 | 0.97161 | 0.97275 | 0.97307 | 0
F2_Industrial_Wood and Lumber Products_New_Space Heating_Natural Gas_Gas Boiler - High Turndown_A_Technical Potential | F2 | Industrial | Wood and Lumber Products | New | Space Heating | Natural Gas | Gas Boiler - High Turndown | A | Integrated Unit Summer Peak Savings (kW) | Technical Potential | 0 | 0 | 0 | 0 | 0 | 0 | 0 | 0 | 0 | 0 | 0 | 0 | 0 | 0 | 0 | 0 | 0 | 0 | 0 | 0 | 0 | 0 | 0
F3_Industrial_Wood and Lumber Products_New_Space Heating_Natural Gas_Gas Boiler - High Turndown_A_Technical Potential | F3 | Industrial | Wood and Lumber Products | New | Space Heating | Natural Gas | Gas Boiler - High Turndown | A | Integrated Unit Winter Peak Savings (kW) | Technical Potential | 0 | 0 | 0 | 0 | 0 | 0 | 0 | 0 | 0 | 0 | 0 | 0 | 0 | 0 | 0 | 0 | 0 | 0 | 0 | 0 | 0 | 0 | 0
F4_Industrial_Wood and Lumber Products_New_Space Heating_Natural Gas_Gas Boiler - High Turndown_A_Technical Potential | F4 | Industrial | Wood and Lumber Products | New | Space Heating | Natural Gas | Gas Boiler - High Turndown | A | Incremental Energy Savings (MWh or mTherms) | Technical Potential | 0 | 0 | 0.00024531 | 0.00040253 | 0.00055921 | 0.00073443 | 0.00083845 | 0.00086298 | 0.00077517 | 0.00069594 | 0.00060053 | 0.0005205 | 0.00044649 | 0.00038549 | 0.00032244 | 0.0002739 | 0.00023176 | 0.00020543 | 0.00035856 | 0.00051107 | 0.00068297 | 0.0007864 | 0
F5_Industrial_Wood and Lumber Products_New_Space Heating_Natural Gas_Gas Boiler - High Turndown_A_Technical Potential | F5 | Industrial | Wood and Lumber Products | New | Space Heating | Natural Gas | Gas Boiler - High Turndown | A | Incremental Summer Peak Savings (MW) | Technical Potential | 0 | 0 | 0 | 0 | 0 | 0 | 0 | 0 | 0 | 0 | 0 | 0 | 0 | 0 | 0 | 0 | 0 | 0 | 0 | 0 | 0 | 0 | 0
F6_Industrial_Wood and Lumber Products_New_Space Heating_Natural Gas_Gas Boiler - High Turndown_A_Technical Potential | F6 | Industrial | Wood and Lumber Products | New | Space Heating | Natural Gas | Gas Boiler - High Turndown | A | Incremental Winter Peak Savings (MW) | Technical Potential | 0 | 0 | 0 | 0 | 0 | 0 | 0 | 0 | 0 | 0 | 0 | 0 | 0 | 0 | 0 | 0 | 0 | 0 | 0 | 0 | 0 | 0 | 0
F7_Industrial_Wood and Lumber Products_New_Space Heating_Natural Gas_Gas Boiler - High Turndown_A_Technical Potential | F7 | Industrial | Wood and Lumber Products | New | Space Heating | Natural Gas | Gas Boiler - High Turndown | A | Cumulative Energy Savings (MWh or mTherms) | Technical Potential | 0 | 0 | 0.00024531 | 0.00063318 | 0.0011761 | 0.0018916 | 0.0027146 | 0.003557 | 0.0043079 | 0.0049746 | 0.0055431 | 0.0060267 | 0.0064185 | 0.0067524 | 0.0070152 | 0.0072799 | 0.0074998 | 0.0074855 | 0.0074866 | 0.0074834 | 0.0074921 | 0.0074946 | 0
F8_Industrial_Wood and Lumber Products_New_Space Heating_Natural Gas_Gas Boiler - High Turndown_A_Technical Potential | F8 | Industrial | Wood and Lumber Products | New | Space Heating | Natural Gas | Gas Boiler - High Turndown | A | Cumulative Summer Peak Savings (MW) | Technical Potential | 0 | 0 | 0 | 0 | 0 | 0 | 0 | 0 | 0 | 0 | 0 | 0 | 0 | 0 | 0 | 0 | 0 | 0 | 0 | 0 | 0 | 0 | 0
F9_Industrial_Wood and Lumber Products_New_Space Heating_Natural Gas_Gas Boiler - High Turndown_A_Technical Potential | F9 | Industrial | Wood and Lumber Products | New | Space Heating | Natural Gas | Gas Boiler - High Turndown | A | Cumulative Winter Peak Savings (MW) | Technical Potential | 0 | 0 | 0 | 0 | 0 | 0 | 0 | 0 | 0 | 0 | 0 | 0 | 0 | 0 | 0 | 0 | 0 | 0 | 0 | 0 | 0 | 0 | 0
F10_Industrial_Wood and Lumber Products_New_Space Heating_Natural Gas_Gas Boiler - High Turndown_A_Technical Potential | F10 | Industrial | Wood and Lumber Products | New | Space Heating | Natural Gas | Gas Boiler - High Turndown | A | Purchases (Incremental) | Technical Potential | 0 | 0 | 0.21137 | 0.36888 | 0.526 | 0.70211 | 0.80817 | 0.83816 | 0.75806 | 0.68521 | 0.5951 | 0.51926 | 0.4495 | 0.39123 | 0.33016 | 0.28083 | 0.23801 | 0.21137 | 0.36888 | 0.526 | 0.70211 | 0.80817 | 0
F11_Industrial_Wood and Lumber Products_New_Space Heating_Natural Gas_Gas Boiler - High Turndown_A_Technical Potential | F11 | Industrial | Wood and Lumber Products | New | Space Heating | Natural Gas | Gas Boiler - High Turndown | A | Purchases (Cumulative) | Technical Potential | 0 | 0 | 0.21137 | 0.58024 | 1.1062 | 1.8083 | 2.6165 | 3.4547 | 4.2127 | 4.8979 | 5.493 | 6.0123 | 6.4618 | 6.853 | 7.1832 | 7.464 | 7.702 | 7.702 | 7.702 | 7.702 | 7.702 | 7.702 | 0
F1_Industrial_Wood and Lumber Products_New_Process_Natural Gas_Gas Boiler - High Turndown_A_Technical Potential | F1 | Industrial | Wood and Lumber Products | New | Process | Natural Gas | Gas Boiler - High Turndown | A | Integrated Unit Energy Savings (kWh or therms) | Technical Potential | 0 | 0 | 8.6019 | 8.5875 | 8.574 | 8.562 | 8.545 | 8.5329 | 8.5234 | 8.5172 | 8.51 | 8.5056 | 8.5023 | 8.5014 | 8.4986 | 8.4977 | 8.4973 | 8.4993 | 8.4999 | 8.5019 | 8.5035 | 8.5047 | 0
F2_Industrial_Wood and Lumber Products_New_Process_Natural Gas_Gas Boiler - High Turndown_A_Technical Potential | F2 | Industrial | Wood and Lumber Products | New | Process | Natural Gas | Gas Boiler - High Turndown | A | Integrated Unit Summer Peak Savings (kW) | Technical Potential | 0 | 0 | 0 | 0 | 0 | 0 | 0 | 0 | 0 | 0 | 0 | 0 | 0 | 0 | 0 | 0 | 0 | 0 | 0 | 0 | 0 | 0 | 0
F3_Industrial_Wood and Lumber Products_New_Process_Natural Gas_Gas Boiler - High Turndown_A_Technical Potential | F3 | Industrial | Wood and Lumber Products | New | Process | Natural Gas | Gas Boiler - High Turndown | A | Integrated Unit Winter Peak Savings (kW) | Technical Potential | 0 | 0 | 0 | 0 | 0 | 0 | 0 | 0 | 0 | 0 | 0 | 0 | 0 | 0 | 0 | 0 | 0 | 0 | 0 | 0 | 0 | 0 | 0
F4_Industrial_Wood and Lumber Products_New_Process_Natural Gas_Gas Boiler - High Turndown_A_Technical Potential | F4 | Industrial | Wood and Lumber Products | New | Process | Natural Gas | Gas Boiler - High Turndown | A | Incremental Energy Savings (MWh or mTherms) | Technical Potential | 0 | 0 | 0.0062582 | 0.010903 | 0.015523 | 0.020692 | 0.02377 | 0.024617 | 0.02224 | 0.020088 | 0.017432 | 0.015202 | 0.013155 | 0.011448 | 0.0096581 | 0.0082142 | 0.0069615 | 0.0061836 | 0.010792 | 0.015393 | 0.02055 | 0.023658 | 0
F5_Industrial_Wood and Lumber Products_New_Process_Natural Gas_Gas Boiler - High Turndown_A_Technical Potential | F5 | Industrial | Wood and Lumber Products | New | Process | Natural Gas | Gas Boiler - High Turndown | A | Incremental Summer Peak Savings (MW) | Technical Potential | 0 | 0 | 0 | 0 | 0 | 0 | 0 | 0 | 0 | 0 | 0 | 0 | 0 | 0 | 0 | 0 | 0 | 0 | 0 | 0 | 0 | 0 | 0
F6_Industrial_Wood and Lumber Products_New_Process_Natural Gas_Gas Boiler - High Turndown_A_Technical Potential | F6 | Industrial | Wood and Lumber Products | New | Process | Natural Gas | Gas Boiler - High Turndown | A | Incremental Winter Peak Savings (MW) | Technical Potential | 0 | 0 | 0 | 0 | 0 | 0 | 0 | 0 | 0 | 0 | 0 | 0 | 0 | 0 | 0 | 0 | 0 | 0 | 0 | 0 | 0 | 0 | 0
F7_Industrial_Wood and Lumber Products_New_Process_Natural Gas_Gas Boiler - High Turndown_A_Technical Potential | F7 | Industrial | Wood and Lumber Products | New | Process | Natural Gas | Gas Boiler - High Turndown | A | Cumulative Energy Savings (MWh or mTherms) | Technical Potential | 0 | 0 | 0.0062582 | 0.017151 | 0.032648 | 0.053294 | 0.076958 | 0.10147 | 0.12359 | 0.14359 | 0.1609 | 0.17602 | 0.18911 | 0.20054 | 0.21013 | 0.21832 | 0.22527 | 0.22532 | 0.22534 | 0.22539 | 0.22543 | 0.22547 | 0
F8_Industrial_Wood and Lumber Products_New_Process_Natural Gas_Gas Boiler - High Turndown_A_Technical Potential | F8 | Industrial | Wood and Lumber Products | New | Process | Natural Gas | Gas Boiler - High Turndown | A | Cumulative Summer Peak Savings (MW) | Technical Potential | 0 | 0 | 0 | 0 | 0 | 0 | 0 | 0 | 0 | 0 | 0 | 0 | 0 | 0 | 0 | 0 | 0 | 0 | 0 | 0 | 0 | 0 | 0
F9_Industrial_Wood and Lumber Products_New_Process_Natural Gas_Gas Boiler - High Turndown_A_Technical Potential | F9 | Industrial | Wood and Lumber Products | New | Process | Natural Gas | Gas Boiler - High Turndown | A | Cumulative Winter Peak Savings (MW) | Technical Potential | 0 | 0 | 0 | 0 | 0 | 0 | 0 | 0 | 0 | 0 | 0 | 0 | 0 | 0 | 0 | 0 | 0 | 0 | 0 | 0 | 0 | 0 | 0
F10_Industrial_Wood and Lumber Products_New_Process_Natural Gas_Gas Boiler - High Turndown_A_Technical Potential | F10 | Industrial | Wood and Lumber Products | New | Process | Natural Gas | Gas Boiler - High Turndown | A | Purchases (Incremental) | Technical Potential | 0 | 0 | 0.72754 | 1.2697 | 1.8105 | 2.4167 | 2.7817 | 2.885 | 2.6093 | 2.3585 | 2.0484 | 1.7873 | 1.5472 | 1.3466 | 1.1364 | 0.96663 | 0.81926 | 0.72754 | 1.2697 | 1.8105 | 2.4167 | 2.7817 | 0
F11_Industrial_Wood and Lumber Products_New_Process_Natural Gas_Gas Boiler - High Turndown_A_Technical Potential | F11 | Industrial | Wood and Lumber Products | New | Process | Natural Gas | Gas Boiler - High Turndown | A | Purchases (Cumulative) | Technical Potential | 0 | 0 | 0.72754 | 1.9972 | 3.8077 | 6.2244 | 9.0062 | 11.8912 | 14.5004 | 16.859 | 18.9073 | 20.6947 | 22.2419 | 23.5885 | 24.7249 | 25.6916 | 26.5108 | 26.5108 | 26.5108 | 26.5108 | 26.5108 | 26.5108 | 0
F1_Industrial_Wood and Lumber Products_New_Space Heating_Natural Gas_Gas Boiler - Burner Control Optimization_A_Technical Potential | F1 | Industrial | Wood and Lumber Products | New | Space Heating | Natural Gas | Gas Boiler - Burner Control Optimization | A | Integrated Unit Energy Savings (kWh or therms) | Technical Potential | 0 | 0 | 0.33655 | 0.31643 | 0.30828 | 0.30331 | 0.30082 | 0.29853 | 0.29649 | 0.29448 | 0.29258 | 0.29063 | 0.288 | 0.28568 | 0.28316 | 0.28279 | 0.28233 | 0.2818 | 0.28184 | 0.28172 | 0.28205 | 0.28215 | 0
F2_Industrial_Wood and Lumber Products_New_Space Heating_Natural Gas_Gas Boiler - Burner Control Optimization_A_Technical Potential | F2 | Industrial | Wood and Lumber Products | New | Space Heating | Natural Gas | Gas Boiler - Burner Control Optimization | A | Integrated Unit Summer Peak Savings (kW) | Technical Potential | 0 | 0 | 0 | 0 | 0 | 0 | 0 | 0 | 0 | 0 | 0 | 0 | 0 | 0 | 0 | 0 | 0 | 0 | 0 | 0 | 0 | 0 | 0
F3_Industrial_Wood and Lumber Products_New_Space Heating_Natural Gas_Gas Boiler - Burner Control Optimization_A_Technical Potential | F3 | Industrial | Wood and Lumber Products | New | Space Heating | Natural Gas | Gas Boiler - Burner Control Optimization | A | Integrated Unit Winter Peak Savings (kW) | Technical Potential | 0 | 0 | 0 | 0 | 0 | 0 | 0 | 0 | 0 | 0 | 0 | 0 | 0 | 0 | 0 | 0 | 0 | 0 | 0 | 0 | 0 | 0 | 0
F4_Industrial_Wood and Lumber Products_New_Space Heating_Natural Gas_Gas Boiler - Burner Control Optimization_A_Technical Potential | F4 | Industrial | Wood and Lumber Products | New | Space Heating | Natural Gas | Gas Boiler - Burner Control Optimization | A | Incremental Energy Savings (MWh or mTherms) | Technical Potential | 0 | 0 | 1.9189e-05 | 4.9494e-05 | 0.00013752 | 0.00031605 | 0.00056125 | 0.00089857 | 0.0012841 | 0.0016812 | 0.0019529 | 0.0021158 | 0.0021174 | 0.0019995 | 0.0017217 | 0.0014219 | 0.0011082 | 0.00082481 | 0.00057222 | 0.00038144 | 0.0002428 | 0.00017144 | 0
F5_Industrial_Wood and Lumber Products_New_Space Heating_Natural Gas_Gas Boiler - Burner Control Optimization_A_Technical Potential | F5 | Industrial | Wood and Lumber Products | New | Space Heating | Natural Gas | Gas Boiler - Burner Control Optimization | A | Incremental Summer Peak Savings (MW) | Technical Potential | 0 | 0 | 0 | 0 | 0 | 0 | 0 | 0 | 0 | 0 | 0 | 0 | 0 | 0 | 0 | 0 | 0 | 0 | 0 | 0 | 0 | 0 | 0
F6_Industrial_Wood and Lumber Products_New_Space Heating_Natural Gas_Gas Boiler - Burner Control Optimization_A_Technical Potential | F6 | Industrial | Wood and Lumber Products | New | Space Heating | Natural Gas | Gas Boiler - Burner Control Optimization | A | Incremental Winter Peak Savings (MW) | Technical Potential | 0 | 0 | 0 | 0 | 0 | 0 | 0 | 0 | 0 | 0 | 0 | 0 | 0 | 0 | 0 | 0 | 0 | 0 | 0 | 0 | 0 | 0 | 0
F7_Industrial_Wood and Lumber Products_New_Space Heating_Natural Gas_Gas Boiler - Burner Control Optimization_A_Technical Potential | F7 | Industrial | Wood and Lumber Products | New | Space Heating | Natural Gas | Gas Boiler - Burner Control Optimization | A | Cumulative Energy Savings (MWh or mTherms) | Technical Potential | 0 | 0 | 1.9189e-05 | 6.7536e-05 | 0.00020331 | 0.00051608 | 0.0010731 | 0.0019635 | 0.0032341 | 0.0048934 | 0.0068147 | 0.0088851 | 0.010922 | 0.012834 | 0.014442 | 0.015845 | 0.016927 | 0.01772 | 0.018295 | 0.018669 | 0.018918 | 0.019051 | 0
F8_Industrial_Wood and Lumber Products_New_Space Heating_Natural Gas_Gas Boiler - Burner Control Optimization_A_Technical Potential | F8 | Industrial | Wood and Lumber Products | New | Space Heating | Natural Gas | Gas Boiler - Burner Control Optimization | A | Cumulative Summer Peak Savings (MW) | Technical Potential | 0 | 0 | 0 | 0 | 0 | 0 | 0 | 0 | 0 | 0 | 0 | 0 | 0 | 0 | 0 | 0 | 0 | 0 | 0 | 0 | 0 | 0 | 0
F9_Industrial_Wood and Lumber Products_New_Space Heating_Natural Gas_Gas Boiler - Burner Control Optimization_A_Technical Potential | F9 | Industrial | Wood and Lumber Products | New | Space Heating | Natural Gas | Gas Boiler - Burner Control Optimization | A | Cumulative Winter Peak Savings (MW) | Technical Potential | 0 | 0 | 0 | 0 | 0 | 0 | 0 | 0 | 0 | 0 | 0 | 0 | 0 | 0 | 0 | 0 | 0 | 0 | 0 | 0 | 0 | 0 | 0
F10_Industrial_Wood and Lumber Products_New_Space Heating_Natural Gas_Gas Boiler - Burner Control Optimization_A_Technical Potential | F10 | Industrial | Wood and Lumber Products | New | Space Heating | Natural Gas | Gas Boiler - Burner Control Optimization | A | Purchases (Incremental) | Technical Potential | 0 | 0 | 0.057017 | 0.15641 | 0.44608 | 1.042 | 1.8657 | 3.01 | 4.3309 | 5.709 | 6.6745 | 7.28 | 7.3522 | 6.9991 | 6.0803 | 5.0281 | 3.9251 | 2.927 | 2.0303 | 1.354 | 0.86083 | 0.60762 | 0
F11_Industrial_Wood and Lumber Products_New_Space Heating_Natural Gas_Gas Boiler - Burner Control Optimization_A_Technical Potential | F11 | Industrial | Wood and Lumber Products | New | Space Heating | Natural Gas | Gas Boiler - Burner Control Optimization | A | Purchases (Cumulative) | Technical Potential | 0 | 0 | 0.057017 | 0.21343 | 0.65951 | 1.7015 | 3.5672 | 6.5772 | 10.9081 | 16.6171 | 23.2917 | 30.5716 | 37.9238 | 44.9229 | 51.0032 | 56.0313 | 59.9563 | 62.8833 | 64.9136 | 66.2676 | 67.0714 | 67.5226 | 0
F1_Industrial_Wood and Lumber Products_New_Process_Natural Gas_Gas Boiler - Burner Control Optimization_A_Technical Potential | F1 | Industrial | Wood and Lumber Products | New | Process | Natural Gas | Gas Boiler - Burner Control Optimization | A | Integrated Unit Energy Savings (kWh or therms) | Technical Potential | 0 | 0 | 2.4941 | 2.4897 | 2.4856 | 2.4819 | 2.4767 | 2.473 | 2.4701 | 2.4683 | 2.4661 | 2.4648 | 2.4639 | 2.4637 | 2.4629 | 2.4627 | 2.4626 | 2.4633 | 2.4635 | 2.4641 | 2.4647 | 2.4651 | 0
F2_Industrial_Wood and Lumber Products_New_Process_Natural Gas_Gas Boiler - Burner Control Optimization_A_Technical Potential | F2 | Industrial | Wood and Lumber Products | New | Process | Natural Gas | Gas Boiler - Burner Control Optimization | A | Integrated Unit Summer Peak Savings (kW) | Technical Potential | 0 | 0 | 0 | 0 | 0 | 0 | 0 | 0 | 0 | 0 | 0 | 0 | 0 | 0 | 0 | 0 | 0 | 0 | 0 | 0 | 0 | 0 | 0
F3_Industrial_Wood and Lumber Products_New_Process_Natural Gas_Gas Boiler - Burner Control Optimization_A_Technical Potential | F3 | Industrial | Wood and Lumber Products | New | Process | Natural Gas | Gas Boiler - Burner Control Optimization | A | Integrated Unit Winter Peak Savings (kW) | Technical Potential | 0 | 0 | 0 | 0 | 0 | 0 | 0 | 0 | 0 | 0 | 0 | 0 | 0 | 0 | 0 | 0 | 0 | 0 | 0 | 0 | 0 | 0 | 0
F4_Industrial_Wood and Lumber Products_New_Process_Natural Gas_Gas Boiler - Burner Control Optimization_A_Technical Potential | F4 | Industrial | Wood and Lumber Products | New | Process | Natural Gas | Gas Boiler - Burner Control Optimization | A | Incremental Energy Savings (MWh or mTherms) | Technical Potential | 0 | 0 | 0.00048949 | 0.0013404 | 0.0038164 | 0.0089016 | 0.015905 | 0.025621 | 0.036823 | 0.048503 | 0.056657 | 0.061764 | 0.062353 | 0.059353 | 0.051544 | 0.042621 | 0.03327 | 0.024817 | 0.017216 | 0.011484 | 0.0073028 | 0.0051556 | 0
F5_Industrial_Wood and Lumber Products_New_Process_Natural Gas_Gas Boiler - Burner Control Optimization_A_Technical Potential | F5 | Industrial | Wood and Lumber Products | New | Process | Natural Gas | Gas Boiler - Burner Control Optimization | A | Incremental Summer Peak Savings (MW) | Technical Potential | 0 | 0 | 0 | 0 | 0 | 0 | 0 | 0 | 0 | 0 | 0 | 0 | 0 | 0 | 0 | 0 | 0 | 0 | 0 | 0 | 0 | 0 | 0
F6_Industrial_Wood and Lumber Products_New_Process_Natural Gas_Gas Boiler - Burner Control Optimization_A_Technical Potential | F6 | Industrial | Wood and Lumber Products | New | Process | Natural Gas | Gas Boiler - Burner Control Optimization | A | Incremental Winter Peak Savings (MW) | Technical Potential | 0 | 0 | 0 | 0 | 0 | 0 | 0 | 0 | 0 | 0 | 0 | 0 | 0 | 0 | 0 | 0 | 0 | 0 | 0 | 0 | 0 | 0 | 0
F7_Industrial_Wood and Lumber Products_New_Process_Natural Gas_Gas Boiler - Burner Control Optimization_A_Technical Potential | F7 | Industrial | Wood and Lumber Products | New | Process | Natural Gas | Gas Boiler - Burner Control Optimization | A | Cumulative Energy Savings (MWh or mTherms) | Technical Potential | 0 | 0 | 0.00048949 | 0.001829 | 0.0056424 | 0.014536 | 0.03041 | 0.055986 | 0.092743 | 0.14118 | 0.19771 | 0.25937 | 0.32163 | 0.38095 | 0.43237 | 0.47496 | 0.50821 | 0.53317 | 0.55043 | 0.56206 | 0.569 | 0.57292 | 0
F8_Industrial_Wood and Lumber Products_New_Process_Natural Gas_Gas Boiler - Burner Control Optimization_A_Technical Potential | F8 | Industrial | Wood and Lumber Products | New | Process | Natural Gas | Gas Boiler - Burner Control Optimization | A | Cumulative Summer Peak Savings (MW) | Technical Potential | 0 | 0 | 0 | 0 | 0 | 0 | 0 | 0 | 0 | 0 | 0 | 0 | 0 | 0 | 0 | 0 | 0 | 0 | 0 | 0 | 0 | 0 | 0
F9_Industrial_Wood and Lumber Products_New_Process_Natural Gas_Gas Boiler - Burner Control Optimization_A_Technical Potential | F9 | Industrial | Wood and Lumber Products | New | Process | Natural Gas | Gas Boiler - Burner Control Optimization | A | Cumulative Winter Peak Savings (MW) | Technical Potential | 0 | 0 | 0 | 0 | 0 | 0 | 0 | 0 | 0 | 0 | 0 | 0 | 0 | 0 | 0 | 0 | 0 | 0 | 0 | 0 | 0 | 0 | 0
F10_Industrial_Wood and Lumber Products_New_Process_Natural Gas_Gas Boiler - Burner Control Optimization_A_Technical Potential | F10 | Industrial | Wood and Lumber Products | New | Process | Natural Gas | Gas Boiler - Burner Control Optimization | A | Purchases (Incremental) | Technical Potential | 0 | 0 | 0.19626 | 0.53838 | 1.5354 | 3.5866 | 6.4219 | 10.3604 | 14.9073 | 19.6507 | 22.9742 | 25.058 | 25.3066 | 24.0912 | 20.9286 | 17.307 | 13.5103 | 10.0747 | 6.9884 | 4.6604 | 2.963 | 2.0914 | 0
F11_Industrial_Wood and Lumber Products_New_Process_Natural Gas_Gas Boiler - Burner Control Optimization_A_Technical Potential | F11 | Industrial | Wood and Lumber Products | New | Process | Natural Gas | Gas Boiler - Burner Control Optimization | A | Purchases (Cumulative) | Technical Potential | 0 | 0 | 0.19626 | 0.73464 | 2.2701 | 5.8567 | 12.2786 | 22.639 | 37.5463 | 57.1971 | 80.1712 | 105.2292 | 130.5358 | 154.627 | 175.5556 | 192.8626 | 206.373 | 216.4477 | 223.4361 | 228.0965 | 230.8633 | 232.4164 | 0
F1_Industrial_Wood and Lumber Products_New_Space Heating_Natural Gas_HVAC - Demand Controlled Ventilation_A_Technical Potential | F1 | Industrial | Wood and Lumber Products | New | Space Heating | Natural Gas | HVAC - Demand Controlled Ventilation | A | Integrated Unit Energy Savings (kWh or therms) | Technical Potential | 0 | 0 | 0.067559 | 0.063603 | 0.062055 | 0.061154 | 0.060802 | 0.060496 | 0.060264 | 0.060061 | 0.059937 | 0.059818 | 0.059576 | 0.059382 | 0.059177 | 0.059358 | 0.059466 | 0.059463 | 0.059575 | 0.059557 | 0.059585 | 0.05953 | 0
F2_Industrial_Wood and Lumber Products_New_Space Heating_Natural Gas_HVAC - Demand Controlled Ventilation_A_Technical Potential | F2 | Industrial | Wood and Lumber Products | New | Space Heating | Natural Gas | HVAC - Demand Controlled Ventilation | A | Integrated Unit Summer Peak Savings (kW) | Technical Potential | 0 | 0 | 0 | 0 | 0 | 0 | 0 | 0 | 0 | 0 | 0 | 0 | 0 | 0 | 0 | 0 | 0 | 0 | 0 | 0 | 0 | 0 | 0
F3_Industrial_Wood and Lumber Products_New_Space Heating_Natural Gas_HVAC - Demand Controlled Ventilation_A_Technical Potential | F3 | Industrial | Wood and Lumber Products | New | Space Heating | Natural Gas | HVAC - Demand Controlled Ventilation | A | Integrated Unit Winter Peak Savings (kW) | Technical Potential | 0 | 0 | 0 | 0 | 0 | 0 | 0 | 0 | 0 | 0 | 0 | 0 | 0 | 0 | 0 | 0 | 0 | 0 | 0 | 0 | 0 | 0 | 0
F4_Industrial_Wood and Lumber Products_New_Space Heating_Natural Gas_HVAC - Demand Controlled Ventilation_A_Technical Potential | F4 | Industrial | Wood and Lumber Products | New | Space Heating | Natural Gas | HVAC - Demand Controlled Ventilation | A | Incremental Energy Savings (MWh or mTherms) | Technical Potential | 0 | 0 | 0.0022886 | 0.0037602 | 0.0052313 | 0.0068814 | 0.0078754 | 0.0090294 | 0.010169 | 0.011451 | 0.012406 | 0.013504 | 0.014553 | 0.015782 | 0.01659 | 0.017693 | 0.018779 | 0.020004 | 0.020853 | 0.021846 | 0.022829 | 0.023777 | 0
F5_Industrial_Wood and Lumber Products_New_Space Heating_Natural Gas_HVAC - Demand Controlled Ventilation_A_Technical Potential | F5 | Industrial | Wood and Lumber Products | New | Space Heating | Natural Gas | HVAC - Demand Controlled Ventilation | A | Incremental Summer Peak Savings (MW) | Technical Potential | 0 | 0 | 0 | 0 | 0 | 0 | 0 | 0 | 0 | 0 | 0 | 0 | 0 | 0 | 0 | 0 | 0 | 0 | 0 | 0 | 0 | 0 | 0
F6_Industrial_Wood and Lumber Products_New_Space Heating_Natural Gas_HVAC - Demand Controlled Ventilation_A_Technical Potential | F6 | Industrial | Wood and Lumber Products | New | Space Heating | Natural Gas | HVAC - Demand Controlled Ventilation | A | Incremental Winter Peak Savings (MW) | Technical Potential | 0 | 0 | 0 | 0 | 0 | 0 | 0 | 0 | 0 | 0 | 0 | 0 | 0 | 0 | 0 | 0 | 0 | 0 | 0 | 0 | 0 | 0 | 0
F7_Industrial_Wood and Lumber Products_New_Space Heating_Natural Gas_HVAC - Demand Controlled Ventilation_A_Technical Potential | F7 | Industrial | Wood and Lumber Products | New | Space Heating | Natural Gas | HVAC - Demand Controlled Ventilation | A | Cumulative Energy Savings (MWh or mTherms) | Technical Potential | 0 | 0 | 0.0022886 | 0.0059148 | 0.011002 | 0.017724 | 0.025497 | 0.034398 | 0.044435 | 0.055736 | 0.068028 | 0.081396 | 0.095621 | 0.11109 | 0.1273 | 0.14538 | 0.16442 | 0.1824 | 0.20008 | 0.21684 | 0.23307 | 0.24892 | 0
F8_Industrial_Wood and Lumber Products_New_Space Heating_Natural Gas_HVAC - Demand Controlled Ventilation_A_Technical Potential | F8 | Industrial | Wood and Lumber Products | New | Space Heating | Natural Gas | HVAC - Demand Controlled Ventilation | A | Cumulative Summer Peak Savings (MW) | Technical Potential | 0 | 0 | 0 | 0 | 0 | 0 | 0 | 0 | 0 | 0 | 0 | 0 | 0 | 0 | 0 | 0 | 0 | 0 | 0 | 0 | 0 | 0 | 0
F9_Industrial_Wood and Lumber Products_New_Space Heating_Natural Gas_HVAC - Demand Controlled Ventilation_A_Technical Potential | F9 | Industrial | Wood and Lumber Products | New | Space Heating | Natural Gas | HVAC - Demand Controlled Ventilation | A | Cumulative Winter Peak Savings (MW) | Technical Potential | 0 | 0 | 0 | 0 | 0 | 0 | 0 | 0 | 0 | 0 | 0 | 0 | 0 | 0 | 0 | 0 | 0 | 0 | 0 | 0 | 0 | 0 | 0
F10_Industrial_Wood and Lumber Products_New_Space Heating_Natural Gas_HVAC - Demand Controlled Ventilation_A_Technical Potential | F10 | Industrial | Wood and Lumber Products | New | Space Heating | Natural Gas | HVAC - Demand Controlled Ventilation | A | Purchases (Incremental) | Technical Potential | 0 | 0 | 33.8756 | 59.1194 | 84.3011 | 112.5259 | 129.524 | 149.2566 | 168.7404 | 190.6568 | 206.98 | 225.7538 | 244.2787 | 265.7681 | 280.353 | 298.079 | 315.7915 | 336.4113 | 350.0313 | 366.8143 | 383.1403 | 399.418 | 0
F11_Industrial_Wood and Lumber Products_New_Space Heating_Natural Gas_HVAC - Demand Controlled Ventilation_A_Technical Potential | F11 | Industrial | Wood and Lumber Products | New | Space Heating | Natural Gas | HVAC - Demand Controlled Ventilation | A | Purchases (Cumulative) | Technical Potential | 0 | 0 | 33.8756 | 92.995 | 177.2961 | 289.822 | 419.346 | 568.6026 | 737.343 | 927.9998 | 1134.9797 | 1360.7336 | 1605.0123 | 1870.7804 | 2151.1335 | 2449.2125 | 2765.004 | 3067.5397 | 3358.4516 | 3640.9648 | 3911.5792 | 4181.4731 | 0
F1_Industrial_Wood and Lumber Products_New_Space Heating_Natural Gas_Gas Boiler - Stack Economizer_A_Technical Potential | F1 | Industrial | Wood and Lumber Products | New | Space Heating | Natural Gas | Gas Boiler - Stack Economizer | A | Integrated Unit Energy Savings (kWh or therms) | Technical Potential | 0 | 0 | 0.84731 | 0.79672 | 0.77626 | 0.7638 | 0.75759 | 0.75189 | 0.74678 | 0.74173 | 0.73696 | 0.73205 | 0.72541 | 0.71957 | 0.71321 | 0.71227 | 0.7111 | 0.70973 | 0.70983 | 0.70951 | 0.71033 | 0.71055 | 0
F2_Industrial_Wood and Lumber Products_New_Space Heating_Natural Gas_Gas Boiler - Stack Economizer_A_Technical Potential | F2 | Industrial | Wood and Lumber Products | New | Space Heating | Natural Gas | Gas Boiler - Stack Economizer | A | Integrated Unit Summer Peak Savings (kW) | Technical Potential | 0 | 0 | 0 | 0 | 0 | 0 | 0 | 0 | 0 | 0 | 0 | 0 | 0 | 0 | 0 | 0 | 0 | 0 | 0 | 0 | 0 | 0 | 0
F3_Industrial_Wood and Lumber Products_New_Space Heating_Natural Gas_Gas Boiler - Stack Economizer_A_Technical Potential | F3 | Industrial | Wood and Lumber Products | New | Space Heating | Natural Gas | Gas Boiler - Stack Economizer | A | Integrated Unit Winter Peak Savings (kW) | Technical Potential | 0 | 0 | 0 | 0 | 0 | 0 | 0 | 0 | 0 | 0 | 0 | 0 | 0 | 0 | 0 | 0 | 0 | 0 | 0 | 0 | 0 | 0 | 0
F4_Industrial_Wood and Lumber Products_New_Space Heating_Natural Gas_Gas Boiler - Stack Economizer_A_Technical Potential | F4 | Industrial | Wood and Lumber Products | New | Space Heating | Natural Gas | Gas Boiler - Stack Economizer | A | Incremental Energy Savings (MWh or mTherms) | Technical Potential | 0 | 0 | 0.00047758 | 0.0007837 | 0.0010888 | 0.00143 | 0.0016327 | 0.0016805 | 0.0015096 | 0.0013553 | 0.0011695 | 0.0010137 | 0.00086953 | 0.00075072 | 0.00062794 | 0.00053341 | 0.00045134 | 0.00040004 | 0.00069823 | 0.0009952 | 0.0013299 | 0.0015313 | 0
F5_Industrial_Wood and Lumber Products_New_Space Heating_Natural Gas_Gas Boiler - Stack Economizer_A_Technical Potential | F5 | Industrial | Wood and Lumber Products | New | Space Heating | Natural Gas | Gas Boiler - Stack Economizer | A | Incremental Summer Peak Savings (MW) | Technical Potential | 0 | 0 | 0 | 0 | 0 | 0 | 0 | 0 | 0 | 0 | 0 | 0 | 0 | 0 | 0 | 0 | 0 | 0 | 0 | 0 | 0 | 0 | 0
F6_Industrial_Wood and Lumber Products_New_Space Heating_Natural Gas_Gas Boiler - Stack Economizer_A_Technical Potential | F6 | Industrial | Wood and Lumber Products | New | Space Heating | Natural Gas | Gas Boiler - Stack Economizer | A | Incremental Winter Peak Savings (MW) | Technical Potential | 0 | 0 | 0 | 0 | 0 | 0 | 0 | 0 | 0 | 0 | 0 | 0 | 0 | 0 | 0 | 0 | 0 | 0 | 0 | 0 | 0 | 0 | 0
F7_Industrial_Wood and Lumber Products_New_Space Heating_Natural Gas_Gas Boiler - Stack Economizer_A_Technical Potential | F7 | Industrial | Wood and Lumber Products | New | Space Heating | Natural Gas | Gas Boiler - Stack Economizer | A | Cumulative Energy Savings (MWh or mTherms) | Technical Potential | 0 | 0 | 0.00047758 | 0.0012328 | 0.0022899 | 0.0036832 | 0.005286 | 0.0069268 | 0.0083892 | 0.0096878 | 0.010795 | 0.011737 | 0.0125 | 0.01315 | 0.013662 | 0.014177 | 0.014605 | 0.014577 | 0.014579 | 0.014572 | 0.014589 | 0.014594 | 0
F8_Industrial_Wood and Lumber Products_New_Space Heating_Natural Gas_Gas Boiler - Stack Economizer_A_Technical Potential | F8 | Industrial | Wood and Lumber Products | New | Space Heating | Natural Gas | Gas Boiler - Stack Economizer | A | Cumulative Summer Peak Savings (MW) | Technical Potential | 0 | 0 | 0 | 0 | 0 | 0 | 0 | 0 | 0 | 0 | 0 | 0 | 0 | 0 | 0 | 0 | 0 | 0 | 0 | 0 | 0 | 0 | 0
F9_Industrial_Wood and Lumber Products_New_Space Heating_Natural Gas_Gas Boiler - Stack Economizer_A_Technical Potential | F9 | Industrial | Wood and Lumber Products | New | Space Heating | Natural Gas | Gas Boiler - Stack Economizer | A | Cumulative Winter Peak Savings (MW) | Technical Potential | 0 | 0 | 0 | 0 | 0 | 0 | 0 | 0 | 0 | 0 | 0 | 0 | 0 | 0 | 0 | 0 | 0 | 0 | 0 | 0 | 0 | 0 | 0
F10_Industrial_Wood and Lumber Products_New_Space Heating_Natural Gas_Gas Boiler - Stack Economizer_A_Technical Potential | F10 | Industrial | Wood and Lumber Products | New | Space Heating | Natural Gas | Gas Boiler - Stack Economizer | A | Purchases (Incremental) | Technical Potential | 0 | 0 | 0.56365 | 0.98367 | 1.4027 | 1.8723 | 2.1551 | 2.2351 | 2.0215 | 1.8272 | 1.5869 | 1.3847 | 1.1987 | 1.0433 | 0.88043 | 0.74888 | 0.6347 | 0.56365 | 0.98367 | 1.4027 | 1.8723 | 2.1551 | 0
F11_Industrial_Wood and Lumber Products_New_Space Heating_Natural Gas_Gas Boiler - Stack Economizer_A_Technical Potential | F11 | Industrial | Wood and Lumber Products | New | Space Heating | Natural Gas | Gas Boiler - Stack Economizer | A | Purchases (Cumulative) | Technical Potential | 0 | 0 | 0.56365 | 1.5473 | 2.95 | 4.8223 | 6.9774 | 9.2124 | 11.2339 | 13.0612 | 14.6481 | 16.0328 | 17.2315 | 18.2747 | 19.1552 | 19.9041 | 20.5388 | 20.5388 | 20.5388 | 20.5388 | 20.5388 | 20.5388 | 0
F1_Industrial_Wood and Lumber Products_New_Process_Natural Gas_Gas Boiler - Stack Economizer_A_Technical Potential | F1 | Industrial | Wood and Lumber Products | New | Process | Natural Gas | Gas Boiler - Stack Economizer | A | Integrated Unit Energy Savings (kWh or therms) | Technical Potential | 0 | 0 | 8.2614 | 8.2496 | 8.2386 | 8.2288 | 8.2148 | 8.2048 | 8.1967 | 8.1912 | 8.1848 | 8.1806 | 8.1773 | 8.1761 | 8.1732 | 8.1721 | 8.1713 | 8.1724 | 8.1725 | 8.1738 | 8.1748 | 8.1755 | 0
F2_Industrial_Wood and Lumber Products_New_Process_Natural Gas_Gas Boiler - Stack Economizer_A_Technical Potential | F2 | Industrial | Wood and Lumber Products | New | Process | Natural Gas | Gas Boiler - Stack Economizer | A | Integrated Unit Summer Peak Savings (kW) | Technical Potential | 0 | 0 | 0 | 0 | 0 | 0 | 0 | 0 | 0 | 0 | 0 | 0 | 0 | 0 | 0 | 0 | 0 | 0 | 0 | 0 | 0 | 0 | 0
F3_Industrial_Wood and Lumber Products_New_Process_Natural Gas_Gas Boiler - Stack Economizer_A_Technical Potential | F3 | Industrial | Wood and Lumber Products | New | Process | Natural Gas | Gas Boiler - Stack Economizer | A | Integrated Unit Winter Peak Savings (kW) | Technical Potential | 0 | 0 | 0 | 0 | 0 | 0 | 0 | 0 | 0 | 0 | 0 | 0 | 0 | 0 | 0 | 0 | 0 | 0 | 0 | 0 | 0 | 0 | 0
F4_Industrial_Wood and Lumber Products_New_Process_Natural Gas_Gas Boiler - Stack Economizer_A_Technical Potential | F4 | Industrial | Wood and Lumber Products | New | Process | Natural Gas | Gas Boiler - Stack Economizer | A | Incremental Energy Savings (MWh or mTherms) | Technical Potential | 0 | 0 | 0.016028 | 0.027932 | 0.039776 | 0.05303 | 0.060937 | 0.063122 | 0.057033 | 0.051518 | 0.044708 | 0.03899 | 0.033738 | 0.029361 | 0.024769 | 0.021065 | 0.017852 | 0.015855 | 0.027671 | 0.039463 | 0.052682 | 0.060646 | 0
F5_Industrial_Wood and Lumber Products_New_Process_Natural Gas_Gas Boiler - Stack Economizer_A_Technical Potential | F5 | Industrial | Wood and Lumber Products | New | Process | Natural Gas | Gas Boiler - Stack Economizer | A | Incremental Summer Peak Savings (MW) | Technical Potential | 0 | 0 | 0 | 0 | 0 | 0 | 0 | 0 | 0 | 0 | 0 | 0 | 0 | 0 | 0 | 0 | 0 | 0 | 0 | 0 | 0 | 0 | 0
F6_Industrial_Wood and Lumber Products_New_Process_Natural Gas_Gas Boiler - Stack Economizer_A_Technical Potential | F6 | Industrial | Wood and Lumber Products | New | Process | Natural Gas | Gas Boiler - Stack Economizer | A | Incremental Winter Peak Savings (MW) | Technical Potential | 0 | 0 | 0 | 0 | 0 | 0 | 0 | 0 | 0 | 0 | 0 | 0 | 0 | 0 | 0 | 0 | 0 | 0 | 0 | 0 | 0 | 0 | 0
F7_Industrial_Wood and Lumber Products_New_Process_Natural Gas_Gas Boiler - Stack Economizer_A_Technical Potential | F7 | Industrial | Wood and Lumber Products | New | Process | Natural Gas | Gas Boiler - Stack Economizer | A | Cumulative Energy Savings (MWh or mTherms) | Technical Potential | 0 | 0 | 0.016028 | 0.043937 | 0.083654 | 0.13658 | 0.19729 | 0.26017 | 0.31695 | 0.36825 | 0.41267 | 0.45145 | 0.48501 | 0.5143 | 0.53889 | 0.55988 | 0.57768 | 0.57775 | 0.57776 | 0.57785 | 0.57792 | 0.57797 | 0
F8_Industrial_Wood and Lumber Products_New_Process_Natural Gas_Gas Boiler - Stack Economizer_A_Technical Potential | F8 | Industrial | Wood and Lumber Products | New | Process | Natural Gas | Gas Boiler - Stack Economizer | A | Cumulative Summer Peak Savings (MW) | Technical Potential | 0 | 0 | 0 | 0 | 0 | 0 | 0 | 0 | 0 | 0 | 0 | 0 | 0 | 0 | 0 | 0 | 0 | 0 | 0 | 0 | 0 | 0 | 0
F9_Industrial_Wood and Lumber Products_New_Process_Natural Gas_Gas Boiler - Stack Economizer_A_Technical Potential | F9 | Industrial | Wood and Lumber Products | New | Process | Natural Gas | Gas Boiler - Stack Economizer | A | Cumulative Winter Peak Savings (MW) | Technical Potential | 0 | 0 | 0 | 0 | 0 | 0 | 0 | 0 | 0 | 0 | 0 | 0 | 0 | 0 | 0 | 0 | 0 | 0 | 0 | 0 | 0 | 0 | 0
F10_Industrial_Wood and Lumber Products_New_Process_Natural Gas_Gas Boiler - Stack Economizer_A_Technical Potential | F10 | Industrial | Wood and Lumber Products | New | Process | Natural Gas | Gas Boiler - Stack Economizer | A | Purchases (Incremental) | Technical Potential | 0 | 0 | 1.9401 | 3.3858 | 4.828 | 6.4445 | 7.418 | 7.6933 | 6.9581 | 6.2894 | 5.4623 | 4.7662 | 4.1259 | 3.5911 | 3.0305 | 2.5777 | 2.1847 | 1.9401 | 3.3858 | 4.828 | 6.4445 | 7.418 | 0
F11_Industrial_Wood and Lumber Products_New_Process_Natural Gas_Gas Boiler - Stack Economizer_A_Technical Potential | F11 | Industrial | Wood and Lumber Products | New | Process | Natural Gas | Gas Boiler - Stack Economizer | A | Purchases (Cumulative) | Technical Potential | 0 | 0 | 1.9401 | 5.3259 | 10.154 | 16.5985 | 24.0164 | 31.7097 | 38.6678 | 44.9572 | 50.4195 | 55.1858 | 59.3116 | 62.9027 | 65.9332 | 68.5108 | 70.6955 | 70.6955 | 70.6955 | 70.6955 | 70.6955 | 70.6955 | 0
F1_Industrial_Wood and Lumber Products_New_Space Heating_Natural Gas_Gas Furnace Tube Inserts_A_Technical Potential | F1 | Industrial | Wood and Lumber Products | New | Space Heating | Natural Gas | Gas Furnace Tube Inserts | A | Integrated Unit Energy Savings (kWh or therms) | Technical Potential | 0 | 0 | 0.077672 | 0.073123 | 0.071343 | 0.070307 | 0.069903 | 0.069551 | 0.069285 | 0.069051 | 0.068909 | 0.068771 | 0.068494 | 0.068271 | 0.068034 | 0.068243 | 0.068367 | 0.068363 | 0.068492 | 0.068472 | 0.068504 | 0.06844 | 0
F2_Industrial_Wood and Lumber Products_New_Space Heating_Natural Gas_Gas Furnace Tube Inserts_A_Technical Potential | F2 | Industrial | Wood and Lumber Products | New | Space Heating | Natural Gas | Gas Furnace Tube Inserts | A | Integrated Unit Summer Peak Savings (kW) | Technical Potential | 0 | 0 | 0 | 0 | 0 | 0 | 0 | 0 | 0 | 0 | 0 | 0 | 0 | 0 | 0 | 0 | 0 | 0 | 0 | 0 | 0 | 0 | 0
F3_Industrial_Wood and Lumber Products_New_Space Heating_Natural Gas_Gas Furnace Tube Inserts_A_Technical Potential | F3 | Industrial | Wood and Lumber Products | New | Space Heating | Natural Gas | Gas Furnace Tube Inserts | A | Integrated Unit Winter Peak Savings (kW) | Technical Potential | 0 | 0 | 0 | 0 | 0 | 0 | 0 | 0 | 0 | 0 | 0 | 0 | 0 | 0 | 0 | 0 | 0 | 0 | 0 | 0 | 0 | 0 | 0
F4_Industrial_Wood and Lumber Products_New_Space Heating_Natural Gas_Gas Furnace Tube Inserts_A_Technical Potential | F4 | Industrial | Wood and Lumber Products | New | Space Heating | Natural Gas | Gas Furnace Tube Inserts | A | Incremental Energy Savings (MWh or mTherms) | Technical Potential | 0 | 0 | 0 | 0 | 0 | 0 | 0 | 0 | 0 | 0 | 0 | 0 | 0 | 0 | 0 | 0 | 0 | 0 | 0 | 0 | 0 | 0 | 0
F5_Industrial_Wood and Lumber Products_New_Space Heating_Natural Gas_Gas Furnace Tube Inserts_A_Technical Potential | F5 | Industrial | Wood and Lumber Products | New | Space Heating | Natural Gas | Gas Furnace Tube Inserts | A | Incremental Summer Peak Savings (MW) | Technical Potential | 0 | 0 | 0 | 0 | 0 | 0 | 0 | 0 | 0 | 0 | 0 | 0 | 0 | 0 | 0 | 0 | 0 | 0 | 0 | 0 | 0 | 0 | 0
F6_Industrial_Wood and Lumber Products_New_Space Heating_Natural Gas_Gas Furnace Tube Inserts_A_Technical Potential | F6 | Industrial | Wood and Lumber Products | New | Space Heating | Natural Gas | Gas Furnace Tube Inserts | A | Incremental Winter Peak Savings (MW) | Technical Potential | 0 | 0 | 0 | 0 | 0 | 0 | 0 | 0 | 0 | 0 | 0 | 0 | 0 | 0 | 0 | 0 | 0 | 0 | 0 | 0 | 0 | 0 | 0
F7_Industrial_Wood and Lumber Products_New_Space Heating_Natural Gas_Gas Furnace Tube Inserts_A_Technical Potential | F7 | Industrial | Wood and Lumber Products | New | Space Heating | Natural Gas | Gas Furnace Tube Inserts | A | Cumulative Energy Savings (MWh or mTherms) | Technical Potential | 0 | 0 | 0 | 0 | 0 | 0 | 0 | 0 | 0 | 0 | 0 | 0 | 0 | 0 | 0 | 0 | 0 | 0 | 0 | 0 | 0 | 0 | 0
F8_Industrial_Wood and Lumber Products_New_Space Heating_Natural Gas_Gas Furnace Tube Inserts_A_Technical Potential | F8 | Industrial | Wood and Lumber Products | New | Space Heating | Natural Gas | Gas Furnace Tube Inserts | A | Cumulative Summer Peak Savings (MW) | Technical Potential | 0 | 0 | 0 | 0 | 0 | 0 | 0 | 0 | 0 | 0 | 0 | 0 | 0 | 0 | 0 | 0 | 0 | 0 | 0 | 0 | 0 | 0 | 0
F9_Industrial_Wood and Lumber Products_New_Space Heating_Natural Gas_Gas Furnace Tube Inserts_A_Technical Potential | F9 | Industrial | Wood and Lumber Products | New | Space Heating | Natural Gas | Gas Furnace Tube Inserts | A | Cumulative Winter Peak Savings (MW) | Technical Potential | 0 | 0 | 0 | 0 | 0 | 0 | 0 | 0 | 0 | 0 | 0 | 0 | 0 | 0 | 0 | 0 | 0 | 0 | 0 | 0 | 0 | 0 | 0
F10_Industrial_Wood and Lumber Products_New_Space Heating_Natural Gas_Gas Furnace Tube Inserts_A_Technical Potential | F10 | Industrial | Wood and Lumber Products | New | Space Heating | Natural Gas | Gas Furnace Tube Inserts | A | Purchases (Incremental) | Technical Potential | 0 | 0 | 0 | 0 | 0 | 0 | 0 | 0 | 0 | 0 | 0 | 0 | 0 | 0 | 0 | 0 | 0 | 0 | 0 | 0 | 0 | 0 | 0
F11_Industrial_Wood and Lumber Products_New_Space Heating_Natural Gas_Gas Furnace Tube Inserts_A_Technical Potential | F11 | Industrial | Wood and Lumber Products | New | Space Heating | Natural Gas | Gas Furnace Tube Inserts | A | Purchases (Cumulative) | Technical Potential | 0 | 0 | 0 | 0 | 0 | 0 | 0 | 0 | 0 | 0 | 0 | 0 | 0 | 0 | 0 | 0 | 0 | 0 | 0 | 0 | 0 | 0 | 0
F1_Industrial_Wood and Lumber Products_New_Space Heating_Natural Gas_Space Heating - Heat Recovery Ventilator_A_Technical Potential | F1 | Industrial | Wood and Lumber Products | New | Space Heating | Natural Gas | Space Heating - Heat Recovery Ventilator | A | Integrated Unit Energy Savings (kWh or therms) | Technical Potential | 0 | 0 | 0.01264 | 0.011884 | 0.011578 | 0.011391 | 0.011297 | 0.011211 | 0.011133 | 0.011057 | 0.010986 | 0.010912 | 0.010812 | 0.010725 | 0.01063 | 0.010616 | 0.010599 | 0.010579 | 0.01058 | 0.010576 | 0.010589 | 0.010592 | 0
F2_Industrial_Wood and Lumber Products_New_Space Heating_Natural Gas_Space Heating - Heat Recovery Ventilator_A_Technical Potential | F2 | Industrial | Wood and Lumber Products | New | Space Heating | Natural Gas | Space Heating - Heat Recovery Ventilator | A | Integrated Unit Summer Peak Savings (kW) | Technical Potential | 0 | 0 | 0 | 0 | 0 | 0 | 0 | 0 | 0 | 0 | 0 | 0 | 0 | 0 | 0 | 0 | 0 | 0 | 0 | 0 | 0 | 0 | 0
F3_Industrial_Wood and Lumber Products_New_Space Heating_Natural Gas_Space Heating - Heat Recovery Ventilator_A_Technical Potential | F3 | Industrial | Wood and Lumber Products | New | Space Heating | Natural Gas | Space Heating - Heat Recovery Ventilator | A | Integrated Unit Winter Peak Savings (kW) | Technical Potential | 0 | 0 | 0 | 0 | 0 | 0 | 0 | 0 | 0 | 0 | 0 | 0 | 0 | 0 | 0 | 0 | 0 | 0 | 0 | 0 | 0 | 0 | 0
F4_Industrial_Wood and Lumber Products_New_Space Heating_Natural Gas_Space Heating - Heat Recovery Ventilator_A_Technical Potential | F4 | Industrial | Wood and Lumber Products | New | Space Heating | Natural Gas | Space Heating - Heat Recovery Ventilator | A | Incremental Energy Savings (MWh or mTherms) | Technical Potential | 0 | 0 | 0.0010481 | 0.0017197 | 0.002389 | 0.0031374 | 0.0035816 | 0.0040957 | 0.0045984 | 0.0051602 | 0.0055656 | 0.0060296 | 0.006465 | 0.006977 | 0.0072946 | 0.0077456 | 0.0081925 | 0.008711 | 0.0090651 | 0.0094958 | 0.0099302 | 0.010356 | 0
F5_Industrial_Wood and Lumber Products_New_Space Heating_Natural Gas_Space Heating - Heat Recovery Ventilator_A_Technical Potential | F5 | Industrial | Wood and Lumber Products | New | Space Heating | Natural Gas | Space Heating - Heat Recovery Ventilator | A | Incremental Summer Peak Savings (MW) | Technical Potential | 0 | 0 | 0 | 0 | 0 | 0 | 0 | 0 | 0 | 0 | 0 | 0 | 0 | 0 | 0 | 0 | 0 | 0 | 0 | 0 | 0 | 0 | 0
F6_Industrial_Wood and Lumber Products_New_Space Heating_Natural Gas_Space Heating - Heat Recovery Ventilator_A_Technical Potential | F6 | Industrial | Wood and Lumber Products | New | Space Heating | Natural Gas | Space Heating - Heat Recovery Ventilator | A | Incremental Winter Peak Savings (MW) | Technical Potential | 0 | 0 | 0 | 0 | 0 | 0 | 0 | 0 | 0 | 0 | 0 | 0 | 0 | 0 | 0 | 0 | 0 | 0 | 0 | 0 | 0 | 0 | 0
F7_Industrial_Wood and Lumber Products_New_Space Heating_Natural Gas_Space Heating - Heat Recovery Ventilator_A_Technical Potential | F7 | Industrial | Wood and Lumber Products | New | Space Heating | Natural Gas | Space Heating - Heat Recovery Ventilator | A | Cumulative Energy Savings (MWh or mTherms) | Technical Potential | 0 | 0 | 0.0010481 | 0.0027051 | 0.0050244 | 0.0080808 | 0.011596 | 0.015603 | 0.020094 | 0.025117 | 0.030519 | 0.036343 | 0.042478 | 0.049112 | 0.055971 | 0.063643 | 0.071731 | 0.07943 | 0.086977 | 0.094254 | 0.10138 | 0.10841 | 0
F8_Industrial_Wood and Lumber Products_New_Space Heating_Natural Gas_Space Heating - Heat Recovery Ventilator_A_Technical Potential | F8 | Industrial | Wood and Lumber Products | New | Space Heating | Natural Gas | Space Heating - Heat Recovery Ventilator | A | Cumulative Summer Peak Savings (MW) | Technical Potential | 0 | 0 | 0 | 0 | 0 | 0 | 0 | 0 | 0 | 0 | 0 | 0 | 0 | 0 | 0 | 0 | 0 | 0 | 0 | 0 | 0 | 0 | 0
F9_Industrial_Wood and Lumber Products_New_Space Heating_Natural Gas_Space Heating - Heat Recovery Ventilator_A_Technical Potential | F9 | Industrial | Wood and Lumber Products | New | Space Heating | Natural Gas | Space Heating - Heat Recovery Ventilator | A | Cumulative Winter Peak Savings (MW) | Technical Potential | 0 | 0 | 0 | 0 | 0 | 0 | 0 | 0 | 0 | 0 | 0 | 0 | 0 | 0 | 0 | 0 | 0 | 0 | 0 | 0 | 0 | 0 | 0
F10_Industrial_Wood and Lumber Products_New_Space Heating_Natural Gas_Space Heating - Heat Recovery Ventilator_A_Technical Potential | F10 | Industrial | Wood and Lumber Products | New | Space Heating | Natural Gas | Space Heating - Heat Recovery Ventilator | A | Purchases (Incremental) | Technical Potential | 0 | 0 | 82.9182 | 144.708 | 206.346 | 275.4326 | 317.0394 | 365.3393 | 413.0305 | 466.6757 | 506.6303 | 552.5837 | 597.9275 | 650.5277 | 686.2276 | 729.6159 | 772.9713 | 823.4429 | 856.7809 | 897.8611 | 937.8226 | 977.666 | 0
F11_Industrial_Wood and Lumber Products_New_Space Heating_Natural Gas_Space Heating - Heat Recovery Ventilator_A_Technical Potential | F11 | Industrial | Wood and Lumber Products | New | Space Heating | Natural Gas | Space Heating - Heat Recovery Ventilator | A | Purchases (Cumulative) | Technical Potential | 0 | 0 | 82.9182 | 227.6263 | 433.9723 | 709.4049 | 1026.4443 | 1391.7836 | 1804.814 | 2271.4897 | 2778.12 | 3330.7037 | 3928.6312 | 4579.1589 | 5265.3865 | 5995.0024 | 6767.9737 | 7508.4983 | 8220.5712 | 8912.0863 | 9574.4762 | 10235.1028 | 0
F1_Industrial_Wood and Lumber Products_New_Space Heating_Natural Gas_Thermostat - Programmable_A_Technical Potential | F1 | Industrial | Wood and Lumber Products | New | Space Heating | Natural Gas | Thermostat - Programmable | A | Integrated Unit Energy Savings (kWh or therms) | Technical Potential | 0 | 0 | 0.0061089 | 0.0057404 | 0.0055896 | 0.0054969 | 0.0054481 | 0.0054045 | 0.0053656 | 0.0053279 | 0.005292 | 0.0052554 | 0.0052067 | 0.0051641 | 0.0051172 | 0.0051097 | 0.0051007 | 0.005091 | 0.0050917 | 0.0050899 | 0.0050963 | 0.0050985 | 0
F2_Industrial_Wood and Lumber Products_New_Space Heating_Natural Gas_Thermostat - Programmable_A_Technical Potential | F2 | Industrial | Wood and Lumber Products | New | Space Heating | Natural Gas | Thermostat - Programmable | A | Integrated Unit Summer Peak Savings (kW) | Technical Potential | 0 | 0 | 0 | 0 | 0 | 0 | 0 | 0 | 0 | 0 | 0 | 0 | 0 | 0 | 0 | 0 | 0 | 0 | 0 | 0 | 0 | 0 | 0
F3_Industrial_Wood and Lumber Products_New_Space Heating_Natural Gas_Thermostat - Programmable_A_Technical Potential | F3 | Industrial | Wood and Lumber Products | New | Space Heating | Natural Gas | Thermostat - Programmable | A | Integrated Unit Winter Peak Savings (kW) | Technical Potential | 0 | 0 | 0 | 0 | 0 | 0 | 0 | 0 | 0 | 0 | 0 | 0 | 0 | 0 | 0 | 0 | 0 | 0 | 0 | 0 | 0 | 0 | 0
F4_Industrial_Wood and Lumber Products_New_Space Heating_Natural Gas_Thermostat - Programmable_A_Technical Potential | F4 | Industrial | Wood and Lumber Products | New | Space Heating | Natural Gas | Thermostat - Programmable | A | Incremental Energy Savings (MWh or mTherms) | Technical Potential | 0 | 0 | 0.0015196 | 0.002492 | 0.0034602 | 0.0045421 | 0.0051818 | 0.0059234 | 0.0066484 | 0.0074592 | 0.0080432 | 0.0087122 | 0.0093397 | 0.010078 | 0.010535 | 0.011184 | 0.011828 | 0.012577 | 0.013087 | 0.01371 | 0.014338 | 0.014954 | 0
F5_Industrial_Wood and Lumber Products_New_Space Heating_Natural Gas_Thermostat - Programmable_A_Technical Potential | F5 | Industrial | Wood and Lumber Products | New | Space Heating | Natural Gas | Thermostat - Programmable | A | Incremental Summer Peak Savings (MW) | Technical Potential | 0 | 0 | 0 | 0 | 0 | 0 | 0 | 0 | 0 | 0 | 0 | 0 | 0 | 0 | 0 | 0 | 0 | 0 | 0 | 0 | 0 | 0 | 0
F6_Industrial_Wood and Lumber Products_New_Space Heating_Natural Gas_Thermostat - Programmable_A_Technical Potential | F6 | Industrial | Wood and Lumber Products | New | Space Heating | Natural Gas | Thermostat - Programmable | A | Incremental Winter Peak Savings (MW) | Technical Potential | 0 | 0 | 0 | 0 | 0 | 0 | 0 | 0 | 0 | 0 | 0 | 0 | 0 | 0 | 0 | 0 | 0 | 0 | 0 | 0 | 0 | 0 | 0
F7_Industrial_Wood and Lumber Products_New_Space Heating_Natural Gas_Thermostat - Programmable_A_Technical Potential | F7 | Industrial | Wood and Lumber Products | New | Space Heating | Natural Gas | Thermostat - Programmable | A | Cumulative Energy Savings (MWh or mTherms) | Technical Potential | 0 | 0 | 0.0015196 | 0.00392 | 0.0072772 | 0.011699 | 0.016777 | 0.022566 | 0.029052 | 0.036307 | 0.044105 | 0.052513 | 0.061366 | 0.069657 | 0.077338 | 0.085246 | 0.092708 | 0.10027 | 0.10779 | 0.11515 | 0.1225 | 0.12976 | 0
F8_Industrial_Wood and Lumber Products_New_Space Heating_Natural Gas_Thermostat - Programmable_A_Technical Potential | F8 | Industrial | Wood and Lumber Products | New | Space Heating | Natural Gas | Thermostat - Programmable | A | Cumulative Summer Peak Savings (MW) | Technical Potential | 0 | 0 | 0 | 0 | 0 | 0 | 0 | 0 | 0 | 0 | 0 | 0 | 0 | 0 | 0 | 0 | 0 | 0 | 0 | 0 | 0 | 0 | 0
F9_Industrial_Wood and Lumber Products_New_Space Heating_Natural Gas_Thermostat - Programmable_A_Technical Potential | F9 | Industrial | Wood and Lumber Products | New | Space Heating | Natural Gas | Thermostat - Programmable | A | Cumulative Winter Peak Savings (MW) | Technical Potential | 0 | 0 | 0 | 0 | 0 | 0 | 0 | 0 | 0 | 0 | 0 | 0 | 0 | 0 | 0 | 0 | 0 | 0 | 0 | 0 | 0 | 0 | 0
F10_Industrial_Wood and Lumber Products_New_Space Heating_Natural Gas_Thermostat - Programmable_A_Technical Potential | F10 | Industrial | Wood and Lumber Products | New | Space Heating | Natural Gas | Thermostat - Programmable | A | Purchases (Incremental) | Technical Potential | 0 | 0 | 248.7547 | 434.124 | 619.0381 | 826.2979 | 951.1181 | 1096.0178 | 1239.0914 | 1400.027 | 1519.891 | 1657.751 | 1793.7826 | 1951.583 | 2058.6828 | 2188.8476 | 2318.9139 | 2470.3287 | 2570.3426 | 2693.5834 | 2813.4677 | 2932.9979 | 0
F11_Industrial_Wood and Lumber Products_New_Space Heating_Natural Gas_Thermostat - Programmable_A_Technical Potential | F11 | Industrial | Wood and Lumber Products | New | Space Heating | Natural Gas | Thermostat - Programmable | A | Purchases (Cumulative) | Technical Potential | 0 | 0 | 248.7547 | 682.8788 | 1301.9169 | 2128.2148 | 3079.3329 | 4175.3507 | 5414.4421 | 6814.4691 | 8334.3601 | 9992.1111 | 11785.8936 | 13488.7219 | 15113.2807 | 16683.0902 | 18175.7062 | 19694.9168 | 21169.2416 | 22623.7336 | 24037.1743 | 25450.2812 | 0
F1_Industrial_Wood and Lumber Products_New_Space Heating_Natural Gas_ENERGY STAR Connected Thermostat_A_Technical Potential | F1 | Industrial | Wood and Lumber Products | New | Space Heating | Natural Gas | ENERGY STAR Connected Thermostat | A | Integrated Unit Energy Savings (kWh or therms) | Technical Potential | 0 | 0 | 0.014778 | 0.013893 | 0.013533 | 0.013314 | 0.013202 | 0.0131 | 0.013008 | 0.012918 | 0.012832 | 0.012744 | 0.012627 | 0.012524 | 0.012411 | 0.012393 | 0.012371 | 0.012347 | 0.012348 | 0.012342 | 0.012356 | 0.012359 | 0
F2_Industrial_Wood and Lumber Products_New_Space Heating_Natural Gas_ENERGY STAR Connected Thermostat_A_Technical Potential | F2 | Industrial | Wood and Lumber Products | New | Space Heating | Natural Gas | ENERGY STAR Connected Thermostat | A | Integrated Unit Summer Peak Savings (kW) | Technical Potential | 0 | 0 | 0 | 0 | 0 | 0 | 0 | 0 | 0 | 0 | 0 | 0 | 0 | 0 | 0 | 0 | 0 | 0 | 0 | 0 | 0 | 0 | 0
F3_Industrial_Wood and Lumber Products_New_Space Heating_Natural Gas_ENERGY STAR Connected Thermostat_A_Technical Potential | F3 | Industrial | Wood and Lumber Products | New | Space Heating | Natural Gas | ENERGY STAR Connected Thermostat | A | Integrated Unit Winter Peak Savings (kW) | Technical Potential | 0 | 0 | 0 | 0 | 0 | 0 | 0 | 0 | 0 | 0 | 0 | 0 | 0 | 0 | 0 | 0 | 0 | 0 | 0 | 0 | 0 | 0 | 0
F4_Industrial_Wood and Lumber Products_New_Space Heating_Natural Gas_ENERGY STAR Connected Thermostat_A_Technical Potential | F4 | Industrial | Wood and Lumber Products | New | Space Heating | Natural Gas | ENERGY STAR Connected Thermostat | A | Incremental Energy Savings (MWh or mTherms) | Technical Potential | 0 | 0 | 0.0036762 | 0.0060313 | 0.0083777 | 0.011001 | 0.012557 | 0.014357 | 0.016118 | 0.018085 | 0.019503 | 0.021127 | 0.022649 | 0.024441 | 0.02555 | 0.027126 | 0.028688 | 0.030501 | 0.031738 | 0.033244 | 0.037254 | 0.040415 | 0
F5_Industrial_Wood and Lumber Products_New_Space Heating_Natural Gas_ENERGY STAR Connected Thermostat_A_Technical Potential | F5 | Industrial | Wood and Lumber Products | New | Space Heating | Natural Gas | ENERGY STAR Connected Thermostat | A | Incremental Summer Peak Savings (MW) | Technical Potential | 0 | 0 | 0 | 0 | 0 | 0 | 0 | 0 | 0 | 0 | 0 | 0 | 0 | 0 | 0 | 0 | 0 | 0 | 0 | 0 | 0 | 0 | 0
F6_Industrial_Wood and Lumber Products_New_Space Heating_Natural Gas_ENERGY STAR Connected Thermostat_A_Technical Potential | F6 | Industrial | Wood and Lumber Products | New | Space Heating | Natural Gas | ENERGY STAR Connected Thermostat | A | Incremental Winter Peak Savings (MW) | Technical Potential | 0 | 0 | 0 | 0 | 0 | 0 | 0 | 0 | 0 | 0 | 0 | 0 | 0 | 0 | 0 | 0 | 0 | 0 | 0 | 0 | 0 | 0 | 0
F7_Industrial_Wood and Lumber Products_New_Space Heating_Natural Gas_ENERGY STAR Connected Thermostat_A_Technical Potential | F7 | Industrial | Wood and Lumber Products | New | Space Heating | Natural Gas | ENERGY STAR Connected Thermostat | A | Cumulative Energy Savings (MWh or mTherms) | Technical Potential | 0 | 0 | 0.0036762 | 0.0094872 | 0.017619 | 0.028334 | 0.040653 | 0.051437 | 0.061547 | 0.071208 | 0.079637 | 0.088097 | 0.096095 | 0.10423 | 0.11147 | 0.1196 | 0.12757 | 0.1326 | 0.13489 | 0.13502 | 0.13517 | 0.13521 | 0
F8_Industrial_Wood and Lumber Products_New_Space Heating_Natural Gas_ENERGY STAR Connected Thermostat_A_Technical Potential | F8 | Industrial | Wood and Lumber Products | New | Space Heating | Natural Gas | ENERGY STAR Connected Thermostat | A | Cumulative Summer Peak Savings (MW) | Technical Potential | 0 | 0 | 0 | 0 | 0 | 0 | 0 | 0 | 0 | 0 | 0 | 0 | 0 | 0 | 0 | 0 | 0 | 0 | 0 | 0 | 0 | 0 | 0
F9_Industrial_Wood and Lumber Products_New_Space Heating_Natural Gas_ENERGY STAR Connected Thermostat_A_Technical Potential | F9 | Industrial | Wood and Lumber Products | New | Space Heating | Natural Gas | ENERGY STAR Connected Thermostat | A | Cumulative Winter Peak Savings (MW) | Technical Potential | 0 | 0 | 0 | 0 | 0 | 0 | 0 | 0 | 0 | 0 | 0 | 0 | 0 | 0 | 0 | 0 | 0 | 0 | 0 | 0 | 0 | 0 | 0
F10_Industrial_Wood and Lumber Products_New_Space Heating_Natural Gas_ENERGY STAR Connected Thermostat_A_Technical Potential | F10 | Industrial | Wood and Lumber Products | New | Space Heating | Natural Gas | ENERGY STAR Connected Thermostat | A | Purchases (Incremental) | Technical Potential | 0 | 0 | 248.7547 | 434.124 | 619.0381 | 826.2979 | 951.1181 | 1096.0178 | 1239.0914 | 1400.027 | 1519.891 | 1657.751 | 1793.7826 | 1951.583 | 2058.6828 | 2188.8476 | 2318.9139 | 2470.3287 | 2570.3426 | 2693.5834 | 3015.1455 | 3270.0321 | 0
F11_Industrial_Wood and Lumber Products_New_Space Heating_Natural Gas_ENERGY STAR Connected Thermostat_A_Technical Potential | F11 | Industrial | Wood and Lumber Products | New | Space Heating | Natural Gas | ENERGY STAR Connected Thermostat | A | Purchases (Cumulative) | Technical Potential | 0 | 0 | 248.7547 | 682.8788 | 1301.9169 | 2128.2148 | 3079.3329 | 3926.596 | 4731.5633 | 5512.5522 | 6206.1453 | 6912.7781 | 7610.5429 | 8323.0346 | 8981.6903 | 9650.647 | 10311.8099 | 10739.6013 | 10924.2369 | 10940.0994 | 10940.0994 | 10940.0994 | 0
F1_Industrial_Wood and Lumber Products_New_Space Heating_Natural Gas_Destratification Fans (HVLS)_A_Technical Potential | F1 | Industrial | Wood and Lumber Products | New | Space Heating | Natural Gas | Destratification Fans (HVLS) | A | Integrated Unit Energy Savings (kWh or therms) | Technical Potential | 0 | 0 | 0.014763 | 0.01387 | 0.013503 | 0.013277 | 0.013157 | 0.013049 | 0.012953 | 0.01286 | 0.012771 | 0.01268 | 0.012561 | 0.012457 | 0.012342 | 0.012323 | 0.0123 | 0.012276 | 0.012277 | 0.012272 | 0.012287 | 0.012292 | 0
F2_Industrial_Wood and Lumber Products_New_Space Heating_Natural Gas_Destratification Fans (HVLS)_A_Technical Potential | F2 | Industrial | Wood and Lumber Products | New | Space Heating | Natural Gas | Destratification Fans (HVLS) | A | Integrated Unit Summer Peak Savings (kW) | Technical Potential | 0 | 0 | 0 | 0 | 0 | 0 | 0 | 0 | 0 | 0 | 0 | 0 | 0 | 0 | 0 | 0 | 0 | 0 | 0 | 0 | 0 | 0 | 0
F3_Industrial_Wood and Lumber Products_New_Space Heating_Natural Gas_Destratification Fans (HVLS)_A_Technical Potential | F3 | Industrial | Wood and Lumber Products | New | Space Heating | Natural Gas | Destratification Fans (HVLS) | A | Integrated Unit Winter Peak Savings (kW) | Technical Potential | 0 | 0 | 0 | 0 | 0 | 0 | 0 | 0 | 0 | 0 | 0 | 0 | 0 | 0 | 0 | 0 | 0 | 0 | 0 | 0 | 0 | 0 | 0
F4_Industrial_Wood and Lumber Products_New_Space Heating_Natural Gas_Destratification Fans (HVLS)_A_Technical Potential | F4 | Industrial | Wood and Lumber Products | New | Space Heating | Natural Gas | Destratification Fans (HVLS) | A | Incremental Energy Savings (MWh or mTherms) | Technical Potential | 0 | 0 | 0.014689 | 0.024085 | 0.033436 | 0.043884 | 0.050055 | 0.057208 | 0.064199 | 0.072017 | 0.077641 | 0.084084 | 0.090125 | 0.097241 | 0.10163 | 0.10789 | 0.11409 | 0.12131 | 0.12622 | 0.13222 | 0.13828 | 0.1442 | 0
F5_Industrial_Wood and Lumber Products_New_Space Heating_Natural Gas_Destratification Fans (HVLS)_A_Technical Potential | F5 | Industrial | Wood and Lumber Products | New | Space Heating | Natural Gas | Destratification Fans (HVLS) | A | Incremental Summer Peak Savings (MW) | Technical Potential | 0 | 0 | 0 | 0 | 0 | 0 | 0 | 0 | 0 | 0 | 0 | 0 | 0 | 0 | 0 | 0 | 0 | 0 | 0 | 0 | 0 | 0 | 0
F6_Industrial_Wood and Lumber Products_New_Space Heating_Natural Gas_Destratification Fans (HVLS)_A_Technical Potential | F6 | Industrial | Wood and Lumber Products | New | Space Heating | Natural Gas | Destratification Fans (HVLS) | A | Incremental Winter Peak Savings (MW) | Technical Potential | 0 | 0 | 0 | 0 | 0 | 0 | 0 | 0 | 0 | 0 | 0 | 0 | 0 | 0 | 0 | 0 | 0 | 0 | 0 | 0 | 0 | 0 | 0
F7_Industrial_Wood and Lumber Products_New_Space Heating_Natural Gas_Destratification Fans (HVLS)_A_Technical Potential | F7 | Industrial | Wood and Lumber Products | New | Space Heating | Natural Gas | Destratification Fans (HVLS) | A | Cumulative Energy Savings (MWh or mTherms) | Technical Potential | 0 | 0 | 0.014689 | 0.037885 | 0.070321 | 0.11303 | 0.16206 | 0.21794 | 0.28053 | 0.35053 | 0.42575 | 0.50682 | 0.57966 | 0.65047 | 0.71555 | 0.7816 | 0.84746 | 0.91331 | 0.97873 | 1.0418 | 1.1067 | 1.1698 | 0
F8_Industrial_Wood and Lumber Products_New_Space Heating_Natural Gas_Destratification Fans (HVLS)_A_Technical Potential | F8 | Industrial | Wood and Lumber Products | New | Space Heating | Natural Gas | Destratification Fans (HVLS) | A | Cumulative Summer Peak Savings (MW) | Technical Potential | 0 | 0 | 0 | 0 | 0 | 0 | 0 | 0 | 0 | 0 | 0 | 0 | 0 | 0 | 0 | 0 | 0 | 0 | 0 | 0 | 0 | 0 | 0
F9_Industrial_Wood and Lumber Products_New_Space Heating_Natural Gas_Destratification Fans (HVLS)_A_Technical Potential | F9 | Industrial | Wood and Lumber Products | New | Space Heating | Natural Gas | Destratification Fans (HVLS) | A | Cumulative Winter Peak Savings (MW) | Technical Potential | 0 | 0 | 0 | 0 | 0 | 0 | 0 | 0 | 0 | 0 | 0 | 0 | 0 | 0 | 0 | 0 | 0 | 0 | 0 | 0 | 0 | 0 | 0
F10_Industrial_Wood and Lumber Products_New_Space Heating_Natural Gas_Destratification Fans (HVLS)_A_Technical Potential | F10 | Industrial | Wood and Lumber Products | New | Space Heating | Natural Gas | Destratification Fans (HVLS) | A | Purchases (Incremental) | Technical Potential | 0 | 0 | 995.0189 | 1736.4961 | 2476.1526 | 3305.1915 | 3804.4726 | 4384.0712 | 4956.3654 | 5600.108 | 6079.5639 | 6631.004 | 7175.1303 | 7806.3321 | 8234.7311 | 8755.3906 | 9275.6557 | 9881.3148 | 10281.3705 | 10774.3336 | 11253.8708 | 11731.9915 | 0
F11_Industrial_Wood and Lumber Products_New_Space Heating_Natural Gas_Destratification Fans (HVLS)_A_Technical Potential | F11 | Industrial | Wood and Lumber Products | New | Space Heating | Natural Gas | Destratification Fans (HVLS) | A | Purchases (Cumulative) | Technical Potential | 0 | 0 | 995.0189 | 2731.5151 | 5207.6676 | 8512.8591 | 12317.3317 | 16701.4029 | 21657.7684 | 27257.8764 | 33337.4403 | 39968.4442 | 46148.5556 | 52218.3915 | 57976.9701 | 63427.1691 | 68898.3522 | 74395.5958 | 79720.6009 | 84894.8265 | 90069.1334 | 95170.1209 | 0
F1_Industrial_Wood and Lumber Products_New_Space Heating_Natural Gas_Gas Boiler - Insulate Steam Lines/Condensate Tank_A_Technical Potential | F1 | Industrial | Wood and Lumber Products | New | Space Heating | Natural Gas | Gas Boiler - Insulate Steam Lines/Condensate Tank | A | Integrated Unit Energy Savings (kWh or therms) | Technical Potential | 0 | 0 | 9.2187 | 8.6686 | 8.4462 | 8.3109 | 8.2437 | 8.182 | 8.1265 | 8.0718 | 8.0203 | 7.9671 | 7.8951 | 7.8318 | 7.7629 | 7.7529 | 7.7404 | 7.7257 | 7.7271 | 7.7239 | 7.733 | 7.7357 | 0
F2_Industrial_Wood and Lumber Products_New_Space Heating_Natural Gas_Gas Boiler - Insulate Steam Lines/Condensate Tank_A_Technical Potential | F2 | Industrial | Wood and Lumber Products | New | Space Heating | Natural Gas | Gas Boiler - Insulate Steam Lines/Condensate Tank | A | Integrated Unit Summer Peak Savings (kW) | Technical Potential | 0 | 0 | 0 | 0 | 0 | 0 | 0 | 0 | 0 | 0 | 0 | 0 | 0 | 0 | 0 | 0 | 0 | 0 | 0 | 0 | 0 | 0 | 0
F3_Industrial_Wood and Lumber Products_New_Space Heating_Natural Gas_Gas Boiler - Insulate Steam Lines/Condensate Tank_A_Technical Potential | F3 | Industrial | Wood and Lumber Products | New | Space Heating | Natural Gas | Gas Boiler - Insulate Steam Lines/Condensate Tank | A | Integrated Unit Winter Peak Savings (kW) | Technical Potential | 0 | 0 | 0 | 0 | 0 | 0 | 0 | 0 | 0 | 0 | 0 | 0 | 0 | 0 | 0 | 0 | 0 | 0 | 0 | 0 | 0 | 0 | 0
F4_Industrial_Wood and Lumber Products_New_Space Heating_Natural Gas_Gas Boiler - Insulate Steam Lines/Condensate Tank_A_Technical Potential | F4 | Industrial | Wood and Lumber Products | New | Space Heating | Natural Gas | Gas Boiler - Insulate Steam Lines/Condensate Tank | A | Incremental Energy Savings (MWh or mTherms) | Technical Potential | 0 | 0 | 0.00029692 | 0.00048726 | 0.00067698 | 0.00088916 | 0.0010152 | 0.0011611 | 0.0013038 | 0.0014632 | 0.0015783 | 0.0017101 | 0.0018337 | 0.001979 | 0.0020692 | 0.0021972 | 0.0023241 | 0.0024711 | 0.0025716 | 0.0026938 | 0.002817 | 0.0029377 | 0
F5_Industrial_Wood and Lumber Products_New_Space Heating_Natural Gas_Gas Boiler - Insulate Steam Lines/Condensate Tank_A_Technical Potential | F5 | Industrial | Wood and Lumber Products | New | Space Heating | Natural Gas | Gas Boiler - Insulate Steam Lines/Condensate Tank | A | Incremental Summer Peak Savings (MW) | Technical Potential | 0 | 0 | 0 | 0 | 0 | 0 | 0 | 0 | 0 | 0 | 0 | 0 | 0 | 0 | 0 | 0 | 0 | 0 | 0 | 0 | 0 | 0 | 0
F6_Industrial_Wood and Lumber Products_New_Space Heating_Natural Gas_Gas Boiler - Insulate Steam Lines/Condensate Tank_A_Technical Potential | F6 | Industrial | Wood and Lumber Products | New | Space Heating | Natural Gas | Gas Boiler - Insulate Steam Lines/Condensate Tank | A | Incremental Winter Peak Savings (MW) | Technical Potential | 0 | 0 | 0 | 0 | 0 | 0 | 0 | 0 | 0 | 0 | 0 | 0 | 0 | 0 | 0 | 0 | 0 | 0 | 0 | 0 | 0 | 0 | 0
F7_Industrial_Wood and Lumber Products_New_Space Heating_Natural Gas_Gas Boiler - Insulate Steam Lines/Condensate Tank_A_Technical Potential | F7 | Industrial | Wood and Lumber Products | New | Space Heating | Natural Gas | Gas Boiler - Insulate Steam Lines/Condensate Tank | A | Cumulative Energy Savings (MWh or mTherms) | Technical Potential | 0 | 0 | 0.00029692 | 0.00076646 | 0.0014238 | 0.0022901 | 0.0032868 | 0.0044233 | 0.0056972 | 0.007122 | 0.0086549 | 0.010308 | 0.012048 | 0.013931 | 0.015877 | 0.018054 | 0.020349 | 0.022781 | 0.025357 | 0.02804 | 0.030891 | 0.033839 | 0
F8_Industrial_Wood and Lumber Products_New_Space Heating_Natural Gas_Gas Boiler - Insulate Steam Lines/Condensate Tank_A_Technical Potential | F8 | Industrial | Wood and Lumber Products | New | Space Heating | Natural Gas | Gas Boiler - Insulate Steam Lines/Condensate Tank | A | Cumulative Summer Peak Savings (MW) | Technical Potential | 0 | 0 | 0 | 0 | 0 | 0 | 0 | 0 | 0 | 0 | 0 | 0 | 0 | 0 | 0 | 0 | 0 | 0 | 0 | 0 | 0 | 0 | 0
F9_Industrial_Wood and Lumber Products_New_Space Heating_Natural Gas_Gas Boiler - Insulate Steam Lines/Condensate Tank_A_Technical Potential | F9 | Industrial | Wood and Lumber Products | New | Space Heating | Natural Gas | Gas Boiler - Insulate Steam Lines/Condensate Tank | A | Cumulative Winter Peak Savings (MW) | Technical Potential | 0 | 0 | 0 | 0 | 0 | 0 | 0 | 0 | 0 | 0 | 0 | 0 | 0 | 0 | 0 | 0 | 0 | 0 | 0 | 0 | 0 | 0 | 0
F10_Industrial_Wood and Lumber Products_New_Space Heating_Natural Gas_Gas Boiler - Insulate Steam Lines/Condensate Tank_A_Technical Potential | F10 | Industrial | Wood and Lumber Products | New | Space Heating | Natural Gas | Gas Boiler - Insulate Steam Lines/Condensate Tank | A | Purchases (Incremental) | Technical Potential | 0 | 0 | 0.032208 | 0.05621 | 0.080152 | 0.10699 | 0.12315 | 0.14191 | 0.16044 | 0.18127 | 0.19679 | 0.21464 | 0.23226 | 0.25269 | 0.26656 | 0.28341 | 0.30025 | 0.31985 | 0.3328 | 0.34876 | 0.36428 | 0.37976 | 0
F11_Industrial_Wood and Lumber Products_New_Space Heating_Natural Gas_Gas Boiler - Insulate Steam Lines/Condensate Tank_A_Technical Potential | F11 | Industrial | Wood and Lumber Products | New | Space Heating | Natural Gas | Gas Boiler - Insulate Steam Lines/Condensate Tank | A | Purchases (Cumulative) | Technical Potential | 0 | 0 | 0.032208 | 0.088418 | 0.16857 | 0.27556 | 0.39871 | 0.54062 | 0.70105 | 0.88233 | 1.0791 | 1.2938 | 1.526 | 1.7787 | 2.0453 | 2.3287 | 2.6289 | 2.9488 | 3.2816 | 3.6303 | 3.9946 | 4.3744 | 0
F1_Industrial_Wood and Lumber Products_New_Process_Natural Gas_Gas Boiler - Insulate Steam Lines/Condensate Tank_A_Technical Potential | F1 | Industrial | Wood and Lumber Products | New | Process | Natural Gas | Gas Boiler - Insulate Steam Lines/Condensate Tank | A | Integrated Unit Energy Savings (kWh or therms) | Technical Potential | 0 | 0 | 68.359 | 68.2698 | 68.1858 | 68.111 | 68.0047 | 67.9299 | 67.8711 | 67.8322 | 67.7877 | 67.7602 | 67.7409 | 67.7375 | 67.7225 | 67.7208 | 67.7219 | 67.7372 | 67.7467 | 67.7655 | 67.7814 | 67.7953 | 0
F2_Industrial_Wood and Lumber Products_New_Process_Natural Gas_Gas Boiler - Insulate Steam Lines/Condensate Tank_A_Technical Potential | F2 | Industrial | Wood and Lumber Products | New | Process | Natural Gas | Gas Boiler - Insulate Steam Lines/Condensate Tank | A | Integrated Unit Summer Peak Savings (kW) | Technical Potential | 0 | 0 | 0 | 0 | 0 | 0 | 0 | 0 | 0 | 0 | 0 | 0 | 0 | 0 | 0 | 0 | 0 | 0 | 0 | 0 | 0 | 0 | 0
F3_Industrial_Wood and Lumber Products_New_Process_Natural Gas_Gas Boiler - Insulate Steam Lines/Condensate Tank_A_Technical Potential | F3 | Industrial | Wood and Lumber Products | New | Process | Natural Gas | Gas Boiler - Insulate Steam Lines/Condensate Tank | A | Integrated Unit Winter Peak Savings (kW) | Technical Potential | 0 | 0 | 0 | 0 | 0 | 0 | 0 | 0 | 0 | 0 | 0 | 0 | 0 | 0 | 0 | 0 | 0 | 0 | 0 | 0 | 0 | 0 | 0
F4_Industrial_Wood and Lumber Products_New_Process_Natural Gas_Gas Boiler - Insulate Steam Lines/Condensate Tank_A_Technical Potential | F4 | Industrial | Wood and Lumber Products | New | Process | Natural Gas | Gas Boiler - Insulate Steam Lines/Condensate Tank | A | Incremental Energy Savings (MWh or mTherms) | Technical Potential | 0 | 0 | 0.0075785 | 0.013209 | 0.018812 | 0.025082 | 0.028826 | 0.033181 | 0.03748 | 0.042324 | 0.045918 | 0.050062 | 0.054155 | 0.058916 | 0.062135 | 0.066062 | 0.069989 | 0.074576 | 0.077606 | 0.081349 | 0.08499 | 0.088619 | 0
F5_Industrial_Wood and Lumber Products_New_Process_Natural Gas_Gas Boiler - Insulate Steam Lines/Condensate Tank_A_Technical Potential | F5 | Industrial | Wood and Lumber Products | New | Process | Natural Gas | Gas Boiler - Insulate Steam Lines/Condensate Tank | A | Incremental Summer Peak Savings (MW) | Technical Potential | 0 | 0 | 0 | 0 | 0 | 0 | 0 | 0 | 0 | 0 | 0 | 0 | 0 | 0 | 0 | 0 | 0 | 0 | 0 | 0 | 0 | 0 | 0
F6_Industrial_Wood and Lumber Products_New_Process_Natural Gas_Gas Boiler - Insulate Steam Lines/Condensate Tank_A_Technical Potential | F6 | Industrial | Wood and Lumber Products | New | Process | Natural Gas | Gas Boiler - Insulate Steam Lines/Condensate Tank | A | Incremental Winter Peak Savings (MW) | Technical Potential | 0 | 0 | 0 | 0 | 0 | 0 | 0 | 0 | 0 | 0 | 0 | 0 | 0 | 0 | 0 | 0 | 0 | 0 | 0 | 0 | 0 | 0 | 0
F7_Industrial_Wood and Lumber Products_New_Process_Natural Gas_Gas Boiler - Insulate Steam Lines/Condensate Tank_A_Technical Potential | F7 | Industrial | Wood and Lumber Products | New | Process | Natural Gas | Gas Boiler - Insulate Steam Lines/Condensate Tank | A | Cumulative Energy Savings (MWh or mTherms) | Technical Potential | 0 | 0 | 0.0075785 | 0.020777 | 0.039563 | 0.064602 | 0.093328 | 0.12641 | 0.16378 | 0.20601 | 0.25179 | 0.30175 | 0.35582 | 0.41472 | 0.47676 | 0.54281 | 0.61281 | 0.68752 | 0.76522 | 0.84679 | 0.93198 | 1.0208 | 0
F8_Industrial_Wood and Lumber Products_New_Process_Natural Gas_Gas Boiler - Insulate Steam Lines/Condensate Tank_A_Technical Potential | F8 | Industrial | Wood and Lumber Products | New | Process | Natural Gas | Gas Boiler - Insulate Steam Lines/Condensate Tank | A | Cumulative Summer Peak Savings (MW) | Technical Potential | 0 | 0 | 0 | 0 | 0 | 0 | 0 | 0 | 0 | 0 | 0 | 0 | 0 | 0 | 0 | 0 | 0 | 0 | 0 | 0 | 0 | 0 | 0
F9_Industrial_Wood and Lumber Products_New_Process_Natural Gas_Gas Boiler - Insulate Steam Lines/Condensate Tank_A_Technical Potential | F9 | Industrial | Wood and Lumber Products | New | Process | Natural Gas | Gas Boiler - Insulate Steam Lines/Condensate Tank | A | Cumulative Winter Peak Savings (MW) | Technical Potential | 0 | 0 | 0 | 0 | 0 | 0 | 0 | 0 | 0 | 0 | 0 | 0 | 0 | 0 | 0 | 0 | 0 | 0 | 0 | 0 | 0 | 0 | 0
F10_Industrial_Wood and Lumber Products_New_Process_Natural Gas_Gas Boiler - Insulate Steam Lines/Condensate Tank_A_Technical Potential | F10 | Industrial | Wood and Lumber Products | New | Process | Natural Gas | Gas Boiler - Insulate Steam Lines/Condensate Tank | A | Purchases (Incremental) | Technical Potential | 0 | 0 | 0.11086 | 0.19348 | 0.27589 | 0.36826 | 0.42389 | 0.48846 | 0.55223 | 0.62395 | 0.67737 | 0.73881 | 0.79944 | 0.86977 | 0.9175 | 0.97551 | 1.0335 | 1.101 | 1.1455 | 1.2005 | 1.2539 | 1.3072 | 0
F11_Industrial_Wood and Lumber Products_New_Process_Natural Gas_Gas Boiler - Insulate Steam Lines/Condensate Tank_A_Technical Potential | F11 | Industrial | Wood and Lumber Products | New | Process | Natural Gas | Gas Boiler - Insulate Steam Lines/Condensate Tank | A | Purchases (Cumulative) | Technical Potential | 0 | 0 | 0.11086 | 0.30434 | 0.58023 | 0.94849 | 1.3724 | 1.8608 | 2.4131 | 3.037 | 3.7144 | 4.4532 | 5.2526 | 6.1224 | 7.0399 | 8.0154 | 9.0489 | 10.1499 | 11.2954 | 12.4958 | 13.7497 | 15.0569 | 0
F1_Industrial_Wood and Lumber Products_New_Space Heating_Natural Gas_Gas Boiler - Insulate Hot Water Lines_A_Technical Potential | F1 | Industrial | Wood and Lumber Products | New | Space Heating | Natural Gas | Gas Boiler - Insulate Hot Water Lines | A | Integrated Unit Energy Savings (kWh or therms) | Technical Potential | 0 | 0 | 10.4224 | 9.8031 | 9.5562 | 9.4097 | 9.3449 | 9.29 | 9.2472 | 9.2101 | 9.1841 | 9.1599 | 9.1176 | 9.0841 | 9.0477 | 9.0724 | 9.0868 | 9.087 | 9.1039 | 9.1024 | 9.1079 | 9.1006 | 0
F2_Industrial_Wood and Lumber Products_New_Space Heating_Natural Gas_Gas Boiler - Insulate Hot Water Lines_A_Technical Potential | F2 | Industrial | Wood and Lumber Products | New | Space Heating | Natural Gas | Gas Boiler - Insulate Hot Water Lines | A | Integrated Unit Summer Peak Savings (kW) | Technical Potential | 0 | 0 | 0 | 0 | 0 | 0 | 0 | 0 | 0 | 0 | 0 | 0 | 0 | 0 | 0 | 0 | 0 | 0 | 0 | 0 | 0 | 0 | 0
F3_Industrial_Wood and Lumber Products_New_Space Heating_Natural Gas_Gas Boiler - Insulate Hot Water Lines_A_Technical Potential | F3 | Industrial | Wood and Lumber Products | New | Space Heating | Natural Gas | Gas Boiler - Insulate Hot Water Lines | A | Integrated Unit Winter Peak Savings (kW) | Technical Potential | 0 | 0 | 0 | 0 | 0 | 0 | 0 | 0 | 0 | 0 | 0 | 0 | 0 | 0 | 0 | 0 | 0 | 0 | 0 | 0 | 0 | 0 | 0
F4_Industrial_Wood and Lumber Products_New_Space Heating_Natural Gas_Gas Boiler - Insulate Hot Water Lines_A_Technical Potential | F4 | Industrial | Wood and Lumber Products | New | Space Heating | Natural Gas | Gas Boiler - Insulate Hot Water Lines | A | Incremental Energy Savings (MWh or mTherms) | Technical Potential | 0 | 0 | 0.00033569 | 0.00055103 | 0.00076595 | 0.0010067 | 0.0011508 | 0.0013183 | 0.0014836 | 0.0016695 | 0.0018074 | 0.0019661 | 0.0021176 | 0.0022955 | 0.0024117 | 0.0025712 | 0.0027283 | 0.0029065 | 0.0030298 | 0.0031746 | 0.0033179 | 0.003456 | 0
F5_Industrial_Wood and Lumber Products_New_Space Heating_Natural Gas_Gas Boiler - Insulate Hot Water Lines_A_Technical Potential | F5 | Industrial | Wood and Lumber Products | New | Space Heating | Natural Gas | Gas Boiler - Insulate Hot Water Lines | A | Incremental Summer Peak Savings (MW) | Technical Potential | 0 | 0 | 0 | 0 | 0 | 0 | 0 | 0 | 0 | 0 | 0 | 0 | 0 | 0 | 0 | 0 | 0 | 0 | 0 | 0 | 0 | 0 | 0
F6_Industrial_Wood and Lumber Products_New_Space Heating_Natural Gas_Gas Boiler - Insulate Hot Water Lines_A_Technical Potential | F6 | Industrial | Wood and Lumber Products | New | Space Heating | Natural Gas | Gas Boiler - Insulate Hot Water Lines | A | Incremental Winter Peak Savings (MW) | Technical Potential | 0 | 0 | 0 | 0 | 0 | 0 | 0 | 0 | 0 | 0 | 0 | 0 | 0 | 0 | 0 | 0 | 0 | 0 | 0 | 0 | 0 | 0 | 0
F7_Industrial_Wood and Lumber Products_New_Space Heating_Natural Gas_Gas Boiler - Insulate Hot Water Lines_A_Technical Potential | F7 | Industrial | Wood and Lumber Products | New | Space Heating | Natural Gas | Gas Boiler - Insulate Hot Water Lines | A | Cumulative Energy Savings (MWh or mTherms) | Technical Potential | 0 | 0 | 0.00033569 | 0.00086677 | 0.0016109 | 0.0025929 | 0.0037259 | 0.0050223 | 0.0064828 | 0.0081263 | 0.0099108 | 0.011851 | 0.013914 | 0.016158 | 0.018505 | 0.021127 | 0.023888 | 0.026796 | 0.029875 | 0.033045 | 0.036383 | 0.039809 | 0
F8_Industrial_Wood and Lumber Products_New_Space Heating_Natural Gas_Gas Boiler - Insulate Hot Water Lines_A_Technical Potential | F8 | Industrial | Wood and Lumber Products | New | Space Heating | Natural Gas | Gas Boiler - Insulate Hot Water Lines | A | Cumulative Summer Peak Savings (MW) | Technical Potential | 0 | 0 | 0 | 0 | 0 | 0 | 0 | 0 | 0 | 0 | 0 | 0 | 0 | 0 | 0 | 0 | 0 | 0 | 0 | 0 | 0 | 0 | 0
F9_Industrial_Wood and Lumber Products_New_Space Heating_Natural Gas_Gas Boiler - Insulate Hot Water Lines_A_Technical Potential | F9 | Industrial | Wood and Lumber Products | New | Space Heating | Natural Gas | Gas Boiler - Insulate Hot Water Lines | A | Cumulative Winter Peak Savings (MW) | Technical Potential | 0 | 0 | 0 | 0 | 0 | 0 | 0 | 0 | 0 | 0 | 0 | 0 | 0 | 0 | 0 | 0 | 0 | 0 | 0 | 0 | 0 | 0 | 0
F10_Industrial_Wood and Lumber Products_New_Space Heating_Natural Gas_Gas Boiler - Insulate Hot Water Lines_A_Technical Potential | F10 | Industrial | Wood and Lumber Products | New | Space Heating | Natural Gas | Gas Boiler - Insulate Hot Water Lines | A | Purchases (Incremental) | Technical Potential | 0 | 0 | 0.032208 | 0.05621 | 0.080152 | 0.10699 | 0.12315 | 0.14191 | 0.16044 | 0.18127 | 0.19679 | 0.21464 | 0.23226 | 0.25269 | 0.26656 | 0.28341 | 0.30025 | 0.31985 | 0.3328 | 0.34876 | 0.36428 | 0.37976 | 0
F11_Industrial_Wood and Lumber Products_New_Space Heating_Natural Gas_Gas Boiler - Insulate Hot Water Lines_A_Technical Potential | F11 | Industrial | Wood and Lumber Products | New | Space Heating | Natural Gas | Gas Boiler - Insulate Hot Water Lines | A | Purchases (Cumulative) | Technical Potential | 0 | 0 | 0.032208 | 0.088418 | 0.16857 | 0.27556 | 0.39871 | 0.54062 | 0.70105 | 0.88233 | 1.0791 | 1.2938 | 1.526 | 1.7787 | 2.0453 | 2.3287 | 2.6289 | 2.9488 | 3.2816 | 3.6303 | 3.9946 | 4.3744 | 0
F1_Industrial_Wood and Lumber Products_New_Process_Natural Gas_Gas Boiler - Insulate Hot Water Lines_A_Technical Potential | F1 | Industrial | Wood and Lumber Products | New | Process | Natural Gas | Gas Boiler - Insulate Hot Water Lines | A | Integrated Unit Energy Savings (kWh or therms) | Technical Potential | 0 | 0 | 77.2852 | 77.1946 | 77.1091 | 77.033 | 76.9247 | 76.8503 | 76.7938 | 76.7586 | 76.7193 | 76.6979 | 76.6858 | 76.6903 | 76.6846 | 76.6924 | 76.7033 | 76.7289 | 76.7512 | 76.7822 | 76.8103 | 76.836 | 0
F2_Industrial_Wood and Lumber Products_New_Process_Natural Gas_Gas Boiler - Insulate Hot Water Lines_A_Technical Potential | F2 | Industrial | Wood and Lumber Products | New | Process | Natural Gas | Gas Boiler - Insulate Hot Water Lines | A | Integrated Unit Summer Peak Savings (kW) | Technical Potential | 0 | 0 | 0 | 0 | 0 | 0 | 0 | 0 | 0 | 0 | 0 | 0 | 0 | 0 | 0 | 0 | 0 | 0 | 0 | 0 | 0 | 0 | 0
F3_Industrial_Wood and Lumber Products_New_Process_Natural Gas_Gas Boiler - Insulate Hot Water Lines_A_Technical Potential | F3 | Industrial | Wood and Lumber Products | New | Process | Natural Gas | Gas Boiler - Insulate Hot Water Lines | A | Integrated Unit Winter Peak Savings (kW) | Technical Potential | 0 | 0 | 0 | 0 | 0 | 0 | 0 | 0 | 0 | 0 | 0 | 0 | 0 | 0 | 0 | 0 | 0 | 0 | 0 | 0 | 0 | 0 | 0
F4_Industrial_Wood and Lumber Products_New_Process_Natural Gas_Gas Boiler - Insulate Hot Water Lines_A_Technical Potential | F4 | Industrial | Wood and Lumber Products | New | Process | Natural Gas | Gas Boiler - Insulate Hot Water Lines | A | Incremental Energy Savings (MWh or mTherms) | Technical Potential | 0 | 0 | 0.0085681 | 0.014935 | 0.021273 | 0.028368 | 0.032607 | 0.037539 | 0.042408 | 0.047894 | 0.051968 | 0.056665 | 0.061306 | 0.066703 | 0.070358 | 0.074814 | 0.079271 | 0.084475 | 0.087921 | 0.092174 | 0.096311 | 0.10044 | 0
F5_Industrial_Wood and Lumber Products_New_Process_Natural Gas_Gas Boiler - Insulate Hot Water Lines_A_Technical Potential | F5 | Industrial | Wood and Lumber Products | New | Process | Natural Gas | Gas Boiler - Insulate Hot Water Lines | A | Incremental Summer Peak Savings (MW) | Technical Potential | 0 | 0 | 0 | 0 | 0 | 0 | 0 | 0 | 0 | 0 | 0 | 0 | 0 | 0 | 0 | 0 | 0 | 0 | 0 | 0 | 0 | 0 | 0
F6_Industrial_Wood and Lumber Products_New_Process_Natural Gas_Gas Boiler - Insulate Hot Water Lines_A_Technical Potential | F6 | Industrial | Wood and Lumber Products | New | Process | Natural Gas | Gas Boiler - Insulate Hot Water Lines | A | Incremental Winter Peak Savings (MW) | Technical Potential | 0 | 0 | 0 | 0 | 0 | 0 | 0 | 0 | 0 | 0 | 0 | 0 | 0 | 0 | 0 | 0 | 0 | 0 | 0 | 0 | 0 | 0 | 0
F7_Industrial_Wood and Lumber Products_New_Process_Natural Gas_Gas Boiler - Insulate Hot Water Lines_A_Technical Potential | F7 | Industrial | Wood and Lumber Products | New | Process | Natural Gas | Gas Boiler - Insulate Hot Water Lines | A | Cumulative Energy Savings (MWh or mTherms) | Technical Potential | 0 | 0 | 0.0085681 | 0.023493 | 0.044741 | 0.073065 | 0.10557 | 0.14301 | 0.18531 | 0.23312 | 0.28497 | 0.34155 | 0.4028 | 0.46953 | 0.53985 | 0.61472 | 0.69408 | 0.77879 | 0.86693 | 0.95946 | 1.0561 | 1.1569 | 0
F8_Industrial_Wood and Lumber Products_New_Process_Natural Gas_Gas Boiler - Insulate Hot Water Lines_A_Technical Potential | F8 | Industrial | Wood and Lumber Products | New | Process | Natural Gas | Gas Boiler - Insulate Hot Water Lines | A | Cumulative Summer Peak Savings (MW) | Technical Potential | 0 | 0 | 0 | 0 | 0 | 0 | 0 | 0 | 0 | 0 | 0 | 0 | 0 | 0 | 0 | 0 | 0 | 0 | 0 | 0 | 0 | 0 | 0
F9_Industrial_Wood and Lumber Products_New_Process_Natural Gas_Gas Boiler - Insulate Hot Water Lines_A_Technical Potential | F9 | Industrial | Wood and Lumber Products | New | Process | Natural Gas | Gas Boiler - Insulate Hot Water Lines | A | Cumulative Winter Peak Savings (MW) | Technical Potential | 0 | 0 | 0 | 0 | 0 | 0 | 0 | 0 | 0 | 0 | 0 | 0 | 0 | 0 | 0 | 0 | 0 | 0 | 0 | 0 | 0 | 0 | 0
F10_Industrial_Wood and Lumber Products_New_Process_Natural Gas_Gas Boiler - Insulate Hot Water Lines_A_Technical Potential | F10 | Industrial | Wood and Lumber Products | New | Process | Natural Gas | Gas Boiler - Insulate Hot Water Lines | A | Purchases (Incremental) | Technical Potential | 0 | 0 | 0.11086 | 0.19348 | 0.27589 | 0.36826 | 0.42389 | 0.48846 | 0.55223 | 0.62395 | 0.67737 | 0.73881 | 0.79944 | 0.86977 | 0.9175 | 0.97551 | 1.0335 | 1.101 | 1.1455 | 1.2005 | 1.2539 | 1.3072 | 0
F11_Industrial_Wood and Lumber Products_New_Process_Natural Gas_Gas Boiler - Insulate Hot Water Lines_A_Technical Potential | F11 | Industrial | Wood and Lumber Products | New | Process | Natural Gas | Gas Boiler - Insulate Hot Water Lines | A | Purchases (Cumulative) | Technical Potential | 0 | 0 | 0.11086 | 0.30434 | 0.58023 | 0.94849 | 1.3724 | 1.8608 | 2.4131 | 3.037 | 3.7144 | 4.4532 | 5.2526 | 6.1224 | 7.0399 | 8.0154 | 9.0489 | 10.1499 | 11.2954 | 12.4958 | 13.7497 | 15.0569 | 0
F1_Industrial_Wood and Lumber Products_New_Process_Natural Gas_Process - Insulate Heated Process Fluids_A_Technical Potential | F1 | Industrial | Wood and Lumber Products | New | Process | Natural Gas | Process - Insulate Heated Process Fluids | A | Integrated Unit Energy Savings (kWh or therms) | Technical Potential | 0 | 0 | 125.8147 | 125.8119 | 125.8107 | 125.8136 | 125.815 | 125.8162 | 125.8173 | 125.8182 | 125.8188 | 125.8193 | 125.8198 | 125.8202 | 125.8205 | 125.8208 | 125.821 | 125.8213 | 125.8215 | 125.8216 | 125.8218 | 125.8219 | 0
F2_Industrial_Wood and Lumber Products_New_Process_Natural Gas_Process - Insulate Heated Process Fluids_A_Technical Potential | F2 | Industrial | Wood and Lumber Products | New | Process | Natural Gas | Process - Insulate Heated Process Fluids | A | Integrated Unit Summer Peak Savings (kW) | Technical Potential | 0 | 0 | 0 | 0 | 0 | 0 | 0 | 0 | 0 | 0 | 0 | 0 | 0 | 0 | 0 | 0 | 0 | 0 | 0 | 0 | 0 | 0 | 0
F3_Industrial_Wood and Lumber Products_New_Process_Natural Gas_Process - Insulate Heated Process Fluids_A_Technical Potential | F3 | Industrial | Wood and Lumber Products | New | Process | Natural Gas | Process - Insulate Heated Process Fluids | A | Integrated Unit Winter Peak Savings (kW) | Technical Potential | 0 | 0 | 0 | 0 | 0 | 0 | 0 | 0 | 0 | 0 | 0 | 0 | 0 | 0 | 0 | 0 | 0 | 0 | 0 | 0 | 0 | 0 | 0
F4_Industrial_Wood and Lumber Products_New_Process_Natural Gas_Process - Insulate Heated Process Fluids_A_Technical Potential | F4 | Industrial | Wood and Lumber Products | New | Process | Natural Gas | Process - Insulate Heated Process Fluids | A | Incremental Energy Savings (MWh or mTherms) | Technical Potential | 0 | 0 | 0.030512 | 0.053247 | 0.075927 | 0.10135 | 0.11666 | 0.12099 | 0.10943 | 0.098916 | 0.085908 | 0.07496 | 0.064889 | 0.056478 | 0.047662 | 0.040541 | 0.03436 | 0.029283 | 0.00020782 | 7.778e-05 | 2.7696e-05 | 9.415e-06 | 0
F5_Industrial_Wood and Lumber Products_New_Process_Natural Gas_Process - Insulate Heated Process Fluids_A_Technical Potential | F5 | Industrial | Wood and Lumber Products | New | Process | Natural Gas | Process - Insulate Heated Process Fluids | A | Incremental Summer Peak Savings (MW) | Technical Potential | 0 | 0 | 0 | 0 | 0 | 0 | 0 | 0 | 0 | 0 | 0 | 0 | 0 | 0 | 0 | 0 | 0 | 0 | 0 | 0 | 0 | 0 | 0
F6_Industrial_Wood and Lumber Products_New_Process_Natural Gas_Process - Insulate Heated Process Fluids_A_Technical Potential | F6 | Industrial | Wood and Lumber Products | New | Process | Natural Gas | Process - Insulate Heated Process Fluids | A | Incremental Winter Peak Savings (MW) | Technical Potential | 0 | 0 | 0 | 0 | 0 | 0 | 0 | 0 | 0 | 0 | 0 | 0 | 0 | 0 | 0 | 0 | 0 | 0 | 0 | 0 | 0 | 0 | 0
F7_Industrial_Wood and Lumber Products_New_Process_Natural Gas_Process - Insulate Heated Process Fluids_A_Technical Potential | F7 | Industrial | Wood and Lumber Products | New | Process | Natural Gas | Process - Insulate Heated Process Fluids | A | Cumulative Energy Savings (MWh or mTherms) | Technical Potential | 0 | 0 | 0.030512 | 0.083758 | 0.15968 | 0.26104 | 0.3777 | 0.4987 | 0.60813 | 0.70705 | 0.79297 | 0.86793 | 0.93282 | 0.9893 | 1.037 | 1.0775 | 1.1119 | 1.1412 | 1.1414 | 1.1414 | 1.1415 | 1.1415 | 0
F8_Industrial_Wood and Lumber Products_New_Process_Natural Gas_Process - Insulate Heated Process Fluids_A_Technical Potential | F8 | Industrial | Wood and Lumber Products | New | Process | Natural Gas | Process - Insulate Heated Process Fluids | A | Cumulative Summer Peak Savings (MW) | Technical Potential | 0 | 0 | 0 | 0 | 0 | 0 | 0 | 0 | 0 | 0 | 0 | 0 | 0 | 0 | 0 | 0 | 0 | 0 | 0 | 0 | 0 | 0 | 0
F9_Industrial_Wood and Lumber Products_New_Process_Natural Gas_Process - Insulate Heated Process Fluids_A_Technical Potential | F9 | Industrial | Wood and Lumber Products | New | Process | Natural Gas | Process - Insulate Heated Process Fluids | A | Cumulative Winter Peak Savings (MW) | Technical Potential | 0 | 0 | 0 | 0 | 0 | 0 | 0 | 0 | 0 | 0 | 0 | 0 | 0 | 0 | 0 | 0 | 0 | 0 | 0 | 0 | 0 | 0 | 0
F10_Industrial_Wood and Lumber Products_New_Process_Natural Gas_Process - Insulate Heated Process Fluids_A_Technical Potential | F10 | Industrial | Wood and Lumber Products | New | Process | Natural Gas | Process - Insulate Heated Process Fluids | A | Purchases (Incremental) | Technical Potential | 0 | 0 | 0.24251 | 0.42323 | 0.6035 | 0.80556 | 0.92725 | 0.96166 | 0.86976 | 0.78618 | 0.68279 | 0.59578 | 0.51573 | 0.44888 | 0.37881 | 0.32221 | 0.27309 | 0.23273 | 0.0016517 | 0.00061817 | 0.00022012 | 7.4828e-05 | 0
F11_Industrial_Wood and Lumber Products_New_Process_Natural Gas_Process - Insulate Heated Process Fluids_A_Technical Potential | F11 | Industrial | Wood and Lumber Products | New | Process | Natural Gas | Process - Insulate Heated Process Fluids | A | Purchases (Cumulative) | Technical Potential | 0 | 0 | 0.24251 | 0.66574 | 1.2692 | 2.0748 | 3.0021 | 3.9637 | 4.8335 | 5.6197 | 6.3024 | 6.8982 | 7.414 | 7.8628 | 8.2416 | 8.5639 | 8.8369 | 9.0697 | 9.0713 | 9.0719 | 9.0722 | 9.0722 | 0
F1_Industrial_Wood and Lumber Products_New_Process_Natural Gas_Process Heat Recovery_A_Technical Potential | F1 | Industrial | Wood and Lumber Products | New | Process | Natural Gas | Process Heat Recovery | A | Integrated Unit Energy Savings (kWh or therms) | Technical Potential | 0 | 0 | 0.21016 | 0.20978 | 0.20943 | 0.20911 | 0.20865 | 0.20831 | 0.20803 | 0.20784 | 0.20762 | 0.20747 | 0.20736 | 0.20732 | 0.20723 | 0.2072 | 0.20719 | 0.20725 | 0.20728 | 0.20734 | 0.20739 | 0.20744 | 0
F2_Industrial_Wood and Lumber Products_New_Process_Natural Gas_Process Heat Recovery_A_Technical Potential | F2 | Industrial | Wood and Lumber Products | New | Process | Natural Gas | Process Heat Recovery | A | Integrated Unit Summer Peak Savings (kW) | Technical Potential | 0 | 0 | 0 | 0 | 0 | 0 | 0 | 0 | 0 | 0 | 0 | 0 | 0 | 0 | 0 | 0 | 0 | 0 | 0 | 0 | 0 | 0 | 0
F3_Industrial_Wood and Lumber Products_New_Process_Natural Gas_Process Heat Recovery_A_Technical Potential | F3 | Industrial | Wood and Lumber Products | New | Process | Natural Gas | Process Heat Recovery | A | Integrated Unit Winter Peak Savings (kW) | Technical Potential | 0 | 0 | 0 | 0 | 0 | 0 | 0 | 0 | 0 | 0 | 0 | 0 | 0 | 0 | 0 | 0 | 0 | 0 | 0 | 0 | 0 | 0 | 0
F4_Industrial_Wood and Lumber Products_New_Process_Natural Gas_Process Heat Recovery_A_Technical Potential | F4 | Industrial | Wood and Lumber Products | New | Process | Natural Gas | Process Heat Recovery | A | Incremental Energy Savings (MWh or mTherms) | Technical Potential | 0 | 0 | 0.0018348 | 0.0031963 | 0.00455 | 0.0060641 | 0.0069648 | 0.0072115 | 0.0065137 | 0.0058823 | 0.0051033 | 0.0044498 | 0.0038499 | 0.0033502 | 0.002826 | 0.0024034 | 0.0020369 | 0.0018094 | 0.0031581 | 0.0045046 | 0.0060143 | 0.0069244 | 0
F5_Industrial_Wood and Lumber Products_New_Process_Natural Gas_Process Heat Recovery_A_Technical Potential | F5 | Industrial | Wood and Lumber Products | New | Process | Natural Gas | Process Heat Recovery | A | Incremental Summer Peak Savings (MW) | Technical Potential | 0 | 0 | 0 | 0 | 0 | 0 | 0 | 0 | 0 | 0 | 0 | 0 | 0 | 0 | 0 | 0 | 0 | 0 | 0 | 0 | 0 | 0 | 0
F6_Industrial_Wood and Lumber Products_New_Process_Natural Gas_Process Heat Recovery_A_Technical Potential | F6 | Industrial | Wood and Lumber Products | New | Process | Natural Gas | Process Heat Recovery | A | Incremental Winter Peak Savings (MW) | Technical Potential | 0 | 0 | 0 | 0 | 0 | 0 | 0 | 0 | 0 | 0 | 0 | 0 | 0 | 0 | 0 | 0 | 0 | 0 | 0 | 0 | 0 | 0 | 0
F7_Industrial_Wood and Lumber Products_New_Process_Natural Gas_Process Heat Recovery_A_Technical Potential | F7 | Industrial | Wood and Lumber Products | New | Process | Natural Gas | Process Heat Recovery | A | Cumulative Energy Savings (MWh or mTherms) | Technical Potential | 0 | 0 | 0.0018348 | 0.0050278 | 0.0095693 | 0.015619 | 0.022549 | 0.029724 | 0.036198 | 0.042047 | 0.047106 | 0.051522 | 0.055344 | 0.058684 | 0.061484 | 0.06388 | 0.065914 | 0.065933 | 0.065941 | 0.06596 | 0.065977 | 0.065991 | 0
F8_Industrial_Wood and Lumber Products_New_Process_Natural Gas_Process Heat Recovery_A_Technical Potential | F8 | Industrial | Wood and Lumber Products | New | Process | Natural Gas | Process Heat Recovery | A | Cumulative Summer Peak Savings (MW) | Technical Potential | 0 | 0 | 0 | 0 | 0 | 0 | 0 | 0 | 0 | 0 | 0 | 0 | 0 | 0 | 0 | 0 | 0 | 0 | 0 | 0 | 0 | 0 | 0
F9_Industrial_Wood and Lumber Products_New_Process_Natural Gas_Process Heat Recovery_A_Technical Potential | F9 | Industrial | Wood and Lumber Products | New | Process | Natural Gas | Process Heat Recovery | A | Cumulative Winter Peak Savings (MW) | Technical Potential | 0 | 0 | 0 | 0 | 0 | 0 | 0 | 0 | 0 | 0 | 0 | 0 | 0 | 0 | 0 | 0 | 0 | 0 | 0 | 0 | 0 | 0 | 0
F10_Industrial_Wood and Lumber Products_New_Process_Natural Gas_Process Heat Recovery_A_Technical Potential | F10 | Industrial | Wood and Lumber Products | New | Process | Natural Gas | Process Heat Recovery | A | Purchases (Incremental) | Technical Potential | 0 | 0 | 8.7304 | 15.2363 | 21.7261 | 29.0002 | 33.381 | 34.6198 | 31.3113 | 28.3024 | 24.5804 | 21.448 | 18.5664 | 16.1597 | 13.6372 | 11.5996 | 9.8311 | 8.7304 | 15.2363 | 21.7261 | 29.0002 | 33.381 | 0
F11_Industrial_Wood and Lumber Products_New_Process_Natural Gas_Process Heat Recovery_A_Technical Potential | F11 | Industrial | Wood and Lumber Products | New | Process | Natural Gas | Process Heat Recovery | A | Purchases (Cumulative) | Technical Potential | 0 | 0 | 8.7304 | 23.9667 | 45.6928 | 74.693 | 108.074 | 142.6938 | 174.0051 | 202.3075 | 226.8879 | 248.3359 | 266.9023 | 283.062 | 296.6992 | 308.2988 | 318.1299 | 318.1299 | 318.1299 | 318.1299 | 318.1299 | 318.1299 | 0
F1_Industrial_Wood and Lumber Products_New_Space Heating_Natural Gas_Building Automation System_A_Technical Potential | F1 | Industrial | Wood and Lumber Products | New | Space Heating | Natural Gas | Building Automation System | A | Integrated Unit Energy Savings (kWh or therms) | Technical Potential | 0 | 0 | 0.014787 | 0.013908 | 0.013557 | 0.013349 | 0.013256 | 0.013178 | 0.013117 | 0.013063 | 0.013026 | 0.012991 | 0.012931 | 0.012883 | 0.012831 | 0.012865 | 0.012885 | 0.012885 | 0.012908 | 0.012906 | 0.012913 | 0.012902 | 0
F2_Industrial_Wood and Lumber Products_New_Space Heating_Natural Gas_Building Automation System_A_Technical Potential | F2 | Industrial | Wood and Lumber Products | New | Space Heating | Natural Gas | Building Automation System | A | Integrated Unit Summer Peak Savings (kW) | Technical Potential | 0 | 0 | 0 | 0 | 0 | 0 | 0 | 0 | 0 | 0 | 0 | 0 | 0 | 0 | 0 | 0 | 0 | 0 | 0 | 0 | 0 | 0 | 0
F3_Industrial_Wood and Lumber Products_New_Space Heating_Natural Gas_Building Automation System_A_Technical Potential | F3 | Industrial | Wood and Lumber Products | New | Space Heating | Natural Gas | Building Automation System | A | Integrated Unit Winter Peak Savings (kW) | Technical Potential | 0 | 0 | 0 | 0 | 0 | 0 | 0 | 0 | 0 | 0 | 0 | 0 | 0 | 0 | 0 | 0 | 0 | 0 | 0 | 0 | 0 | 0 | 0
F4_Industrial_Wood and Lumber Products_New_Space Heating_Natural Gas_Building Automation System_A_Technical Potential | F4 | Industrial | Wood and Lumber Products | New | Space Heating | Natural Gas | Building Automation System | A | Incremental Energy Savings (MWh or mTherms) | Technical Potential | 0 | 0 | 0.00075461 | 0.002476 | 0.0061106 | 0.013064 | 0.022666 | 0.037187 | 0.056923 | 0.083039 | 0.11118 | 0.14262 | 0.17233 | 0.19872 | 0.20964 | 0.21068 | 0.19655 | 0.17316 | 0.13802 | 0.10012 | 0.066849 | 0.045411 | 0
F5_Industrial_Wood and Lumber Products_New_Space Heating_Natural Gas_Building Automation System_A_Technical Potential | F5 | Industrial | Wood and Lumber Products | New | Space Heating | Natural Gas | Building Automation System | A | Incremental Summer Peak Savings (MW) | Technical Potential | 0 | 0 | 0 | 0 | 0 | 0 | 0 | 0 | 0 | 0 | 0 | 0 | 0 | 0 | 0 | 0 | 0 | 0 | 0 | 0 | 0 | 0 | 0
F6_Industrial_Wood and Lumber Products_New_Space Heating_Natural Gas_Building Automation System_A_Technical Potential | F6 | Industrial | Wood and Lumber Products | New | Space Heating | Natural Gas | Building Automation System | A | Incremental Winter Peak Savings (MW) | Technical Potential | 0 | 0 | 0 | 0 | 0 | 0 | 0 | 0 | 0 | 0 | 0 | 0 | 0 | 0 | 0 | 0 | 0 | 0 | 0 | 0 | 0 | 0 | 0
F7_Industrial_Wood and Lumber Products_New_Space Heating_Natural Gas_Building Automation System_A_Technical Potential | F7 | Industrial | Wood and Lumber Products | New | Space Heating | Natural Gas | Building Automation System | A | Cumulative Energy Savings (MWh or mTherms) | Technical Potential | 0 | 0 | 0.00075461 | 0.0031857 | 0.0092159 | 0.022138 | 0.044651 | 0.081574 | 0.13812 | 0.2206 | 0.33115 | 0.47288 | 0.643 | 0.83934 | 1.0456 | 1.2591 | 1.4576 | 1.6301 | 1.7688 | 1.8627 | 1.918 | 1.9397 | 0
F8_Industrial_Wood and Lumber Products_New_Space Heating_Natural Gas_Building Automation System_A_Technical Potential | F8 | Industrial | Wood and Lumber Products | New | Space Heating | Natural Gas | Building Automation System | A | Cumulative Summer Peak Savings (MW) | Technical Potential | 0 | 0 | 0 | 0 | 0 | 0 | 0 | 0 | 0 | 0 | 0 | 0 | 0 | 0 | 0 | 0 | 0 | 0 | 0 | 0 | 0 | 0 | 0
F9_Industrial_Wood and Lumber Products_New_Space Heating_Natural Gas_Building Automation System_A_Technical Potential | F9 | Industrial | Wood and Lumber Products | New | Space Heating | Natural Gas | Building Automation System | A | Cumulative Winter Peak Savings (MW) | Technical Potential | 0 | 0 | 0 | 0 | 0 | 0 | 0 | 0 | 0 | 0 | 0 | 0 | 0 | 0 | 0 | 0 | 0 | 0 | 0 | 0 | 0 | 0 | 0
F10_Industrial_Wood and Lumber Products_New_Space Heating_Natural Gas_Building Automation System_A_Technical Potential | F10 | Industrial | Wood and Lumber Products | New | Space Heating | Natural Gas | Building Automation System | A | Purchases (Incremental) | Technical Potential | 0 | 0 | 51.0325 | 178.0277 | 450.7367 | 978.6623 | 1709.8677 | 2821.9769 | 4339.7606 | 6356.5998 | 8535.1288 | 10977.874 | 13327.1243 | 15424.7611 | 16339.1777 | 16376.2839 | 15254.0028 | 13438.5882 | 10692.6253 | 7757.5202 | 5176.7806 | 3519.5974 | 0
F11_Industrial_Wood and Lumber Products_New_Space Heating_Natural Gas_Building Automation System_A_Technical Potential | F11 | Industrial | Wood and Lumber Products | New | Space Heating | Natural Gas | Building Automation System | A | Purchases (Cumulative) | Technical Potential | 0 | 0 | 51.0325 | 229.0602 | 679.7969 | 1658.4592 | 3368.3269 | 6190.3038 | 10530.0644 | 16886.6642 | 25421.793 | 36399.667 | 49726.7913 | 65151.5524 | 81490.7301 | 97867.014 | 113121.0168 | 126508.5725 | 137023.1701 | 144329.9535 | 148528.0718 | 150337.8016 | 0
F1_Industrial_Wood and Lumber Products_New_Space Heating_Natural Gas_Steam System Efficiency Improvements_A_Technical Potential | F1 | Industrial | Wood and Lumber Products | New | Space Heating | Natural Gas | Steam System Efficiency Improvements | A | Integrated Unit Energy Savings (kWh or therms) | Technical Potential | 0 | 0 | 0.13257 | 0.1247 | 0.12156 | 0.1197 | 0.11889 | 0.1182 | 0.11767 | 0.11722 | 0.11691 | 0.11662 | 0.11611 | 0.1157 | 0.11526 | 0.11558 | 0.11577 | 0.11576 | 0.11597 | 0.11594 | 0.116 | 0.1159 | 0
F2_Industrial_Wood and Lumber Products_New_Space Heating_Natural Gas_Steam System Efficiency Improvements_A_Technical Potential | F2 | Industrial | Wood and Lumber Products | New | Space Heating | Natural Gas | Steam System Efficiency Improvements | A | Integrated Unit Summer Peak Savings (kW) | Technical Potential | 0 | 0 | 0 | 0 | 0 | 0 | 0 | 0 | 0 | 0 | 0 | 0 | 0 | 0 | 0 | 0 | 0 | 0 | 0 | 0 | 0 | 0 | 0
F3_Industrial_Wood and Lumber Products_New_Space Heating_Natural Gas_Steam System Efficiency Improvements_A_Technical Potential | F3 | Industrial | Wood and Lumber Products | New | Space Heating | Natural Gas | Steam System Efficiency Improvements | A | Integrated Unit Winter Peak Savings (kW) | Technical Potential | 0 | 0 | 0 | 0 | 0 | 0 | 0 | 0 | 0 | 0 | 0 | 0 | 0 | 0 | 0 | 0 | 0 | 0 | 0 | 0 | 0 | 0 | 0
F4_Industrial_Wood and Lumber Products_New_Space Heating_Natural Gas_Steam System Efficiency Improvements_A_Technical Potential | F4 | Industrial | Wood and Lumber Products | New | Space Heating | Natural Gas | Steam System Efficiency Improvements | A | Incremental Energy Savings (MWh or mTherms) | Technical Potential | 0 | 0 | 4.7948e-05 | 0.00015733 | 0.00038831 | 0.00083024 | 0.0014407 | 0.0023639 | 0.0036191 | 0.0052806 | 0.0070717 | 0.0090735 | 0.010967 | 0.012648 | 0.013347 | 0.013415 | 0.012515 | 0.011025 | 0.012823 | 0.013796 | 0.014268 | 0.013934 | 0
F5_Industrial_Wood and Lumber Products_New_Space Heating_Natural Gas_Steam System Efficiency Improvements_A_Technical Potential | F5 | Industrial | Wood and Lumber Products | New | Space Heating | Natural Gas | Steam System Efficiency Improvements | A | Incremental Summer Peak Savings (MW) | Technical Potential | 0 | 0 | 0 | 0 | 0 | 0 | 0 | 0 | 0 | 0 | 0 | 0 | 0 | 0 | 0 | 0 | 0 | 0 | 0 | 0 | 0 | 0 | 0
F6_Industrial_Wood and Lumber Products_New_Space Heating_Natural Gas_Steam System Efficiency Improvements_A_Technical Potential | F6 | Industrial | Wood and Lumber Products | New | Space Heating | Natural Gas | Steam System Efficiency Improvements | A | Incremental Winter Peak Savings (MW) | Technical Potential | 0 | 0 | 0 | 0 | 0 | 0 | 0 | 0 | 0 | 0 | 0 | 0 | 0 | 0 | 0 | 0 | 0 | 0 | 0 | 0 | 0 | 0 | 0
F7_Industrial_Wood and Lumber Products_New_Space Heating_Natural Gas_Steam System Efficiency Improvements_A_Technical Potential | F7 | Industrial | Wood and Lumber Products | New | Space Heating | Natural Gas | Steam System Efficiency Improvements | A | Cumulative Energy Savings (MWh or mTherms) | Technical Potential | 0 | 0 | 4.7948e-05 | 0.00020243 | 0.00058565 | 0.0014069 | 0.002838 | 0.0051428 | 0.0085905 | 0.013463 | 0.019689 | 0.027301 | 0.035825 | 0.04479 | 0.052772 | 0.059343 | 0.062946 | 0.062991 | 0.063104 | 0.06309 | 0.063124 | 0.06307 | 0
F8_Industrial_Wood and Lumber Products_New_Space Heating_Natural Gas_Steam System Efficiency Improvements_A_Technical Potential | F8 | Industrial | Wood and Lumber Products | New | Space Heating | Natural Gas | Steam System Efficiency Improvements | A | Cumulative Summer Peak Savings (MW) | Technical Potential | 0 | 0 | 0 | 0 | 0 | 0 | 0 | 0 | 0 | 0 | 0 | 0 | 0 | 0 | 0 | 0 | 0 | 0 | 0 | 0 | 0 | 0 | 0
F9_Industrial_Wood and Lumber Products_New_Space Heating_Natural Gas_Steam System Efficiency Improvements_A_Technical Potential | F9 | Industrial | Wood and Lumber Products | New | Space Heating | Natural Gas | Steam System Efficiency Improvements | A | Cumulative Winter Peak Savings (MW) | Technical Potential | 0 | 0 | 0 | 0 | 0 | 0 | 0 | 0 | 0 | 0 | 0 | 0 | 0 | 0 | 0 | 0 | 0 | 0 | 0 | 0 | 0 | 0 | 0
F10_Industrial_Wood and Lumber Products_New_Space Heating_Natural Gas_Steam System Efficiency Improvements_A_Technical Potential | F10 | Industrial | Wood and Lumber Products | New | Space Heating | Natural Gas | Steam System Efficiency Improvements | A | Purchases (Incremental) | Technical Potential | 0 | 0 | 0.36167 | 1.2617 | 3.1944 | 6.9359 | 12.118 | 19.9997 | 30.7564 | 45.05 | 60.4895 | 77.8015 | 94.451 | 109.3172 | 115.7978 | 116.0607 | 108.107 | 95.2409 | 110.5789 | 118.9922 | 122.9966 | 120.225 | 0
F11_Industrial_Wood and Lumber Products_New_Space Heating_Natural Gas_Steam System Efficiency Improvements_A_Technical Potential | F11 | Industrial | Wood and Lumber Products | New | Space Heating | Natural Gas | Steam System Efficiency Improvements | A | Purchases (Cumulative) | Technical Potential | 0 | 0 | 0.36167 | 1.6234 | 4.8178 | 11.7537 | 23.8717 | 43.5098 | 73.0045 | 114.8601 | 168.4137 | 234.0971 | 308.5484 | 387.1092 | 457.8569 | 513.4281 | 543.7336 | 544.1619 | 544.1619 | 544.1619 | 544.1619 | 544.1619 | 0
F1_Industrial_Wood and Lumber Products_New_Process_Natural Gas_Steam System Efficiency Improvements_A_Technical Potential | F1 | Industrial | Wood and Lumber Products | New | Process | Natural Gas | Steam System Efficiency Improvements | A | Integrated Unit Energy Savings (kWh or therms) | Technical Potential | 0 | 0 | 0.98306 | 0.98191 | 0.98083 | 0.97986 | 0.97849 | 0.97755 | 0.97685 | 0.97641 | 0.97593 | 0.97568 | 0.97554 | 0.97562 | 0.97556 | 0.97567 | 0.9758 | 0.97612 | 0.9764 | 0.97679 | 0.97714 | 0.97746 | 0
F2_Industrial_Wood and Lumber Products_New_Process_Natural Gas_Steam System Efficiency Improvements_A_Technical Potential | F2 | Industrial | Wood and Lumber Products | New | Process | Natural Gas | Steam System Efficiency Improvements | A | Integrated Unit Summer Peak Savings (kW) | Technical Potential | 0 | 0 | 0 | 0 | 0 | 0 | 0 | 0 | 0 | 0 | 0 | 0 | 0 | 0 | 0 | 0 | 0 | 0 | 0 | 0 | 0 | 0 | 0
F3_Industrial_Wood and Lumber Products_New_Process_Natural Gas_Steam System Efficiency Improvements_A_Technical Potential | F3 | Industrial | Wood and Lumber Products | New | Process | Natural Gas | Steam System Efficiency Improvements | A | Integrated Unit Winter Peak Savings (kW) | Technical Potential | 0 | 0 | 0 | 0 | 0 | 0 | 0 | 0 | 0 | 0 | 0 | 0 | 0 | 0 | 0 | 0 | 0 | 0 | 0 | 0 | 0 | 0 | 0
F4_Industrial_Wood and Lumber Products_New_Process_Natural Gas_Steam System Efficiency Improvements_A_Technical Potential | F4 | Industrial | Wood and Lumber Products | New | Process | Natural Gas | Steam System Efficiency Improvements | A | Incremental Energy Savings (MWh or mTherms) | Technical Potential | 0 | 0 | 3.3538e-05 | 0.00011686 | 0.00029554 | 0.00064107 | 0.0011185 | 0.0018442 | 0.002834 | 0.0041492 | 0.0055685 | 0.0071603 | 0.0086914 | 0.01006 | 0.010656 | 0.010681 | 0.0099507 | 0.0087693 | 0.010184 | 0.010964 | 0.011337 | 0.011085 | 0
F5_Industrial_Wood and Lumber Products_New_Process_Natural Gas_Steam System Efficiency Improvements_A_Technical Potential | F5 | Industrial | Wood and Lumber Products | New | Process | Natural Gas | Steam System Efficiency Improvements | A | Incremental Summer Peak Savings (MW) | Technical Potential | 0 | 0 | 0 | 0 | 0 | 0 | 0 | 0 | 0 | 0 | 0 | 0 | 0 | 0 | 0 | 0 | 0 | 0 | 0 | 0 | 0 | 0 | 0
F6_Industrial_Wood and Lumber Products_New_Process_Natural Gas_Steam System Efficiency Improvements_A_Technical Potential | F6 | Industrial | Wood and Lumber Products | New | Process | Natural Gas | Steam System Efficiency Improvements | A | Incremental Winter Peak Savings (MW) | Technical Potential | 0 | 0 | 0 | 0 | 0 | 0 | 0 | 0 | 0 | 0 | 0 | 0 | 0 | 0 | 0 | 0 | 0 | 0 | 0 | 0 | 0 | 0 | 0
F7_Industrial_Wood and Lumber Products_New_Process_Natural Gas_Steam System Efficiency Improvements_A_Technical Potential | F7 | Industrial | Wood and Lumber Products | New | Process | Natural Gas | Steam System Efficiency Improvements | A | Cumulative Energy Savings (MWh or mTherms) | Technical Potential | 0 | 0 | 3.3538e-05 | 0.00015036 | 0.00044574 | 0.0010864 | 0.0022033 | 0.004012 | 0.0067269 | 0.010579 | 0.015504 | 0.021545 | 0.028393 | 0.035625 | 0.042133 | 0.047252 | 0.050048 | 0.050104 | 0.050118 | 0.050138 | 0.050156 | 0.050172 | 0
F8_Industrial_Wood and Lumber Products_New_Process_Natural Gas_Steam System Efficiency Improvements_A_Technical Potential | F8 | Industrial | Wood and Lumber Products | New | Process | Natural Gas | Steam System Efficiency Improvements | A | Cumulative Summer Peak Savings (MW) | Technical Potential | 0 | 0 | 0 | 0 | 0 | 0 | 0 | 0 | 0 | 0 | 0 | 0 | 0 | 0 | 0 | 0 | 0 | 0 | 0 | 0 | 0 | 0 | 0
F9_Industrial_Wood and Lumber Products_New_Process_Natural Gas_Steam System Efficiency Improvements_A_Technical Potential | F9 | Industrial | Wood and Lumber Products | New | Process | Natural Gas | Steam System Efficiency Improvements | A | Cumulative Winter Peak Savings (MW) | Technical Potential | 0 | 0 | 0 | 0 | 0 | 0 | 0 | 0 | 0 | 0 | 0 | 0 | 0 | 0 | 0 | 0 | 0 | 0 | 0 | 0 | 0 | 0 | 0
F10_Industrial_Wood and Lumber Products_New_Process_Natural Gas_Steam System Efficiency Improvements_A_Technical Potential | F10 | Industrial | Wood and Lumber Products | New | Process | Natural Gas | Steam System Efficiency Improvements | A | Purchases (Incremental) | Technical Potential | 0 | 0 | 0.034116 | 0.11901 | 0.30132 | 0.65424 | 1.1431 | 1.8865 | 2.9012 | 4.2494 | 5.7058 | 7.3388 | 8.9093 | 10.3116 | 10.9229 | 10.9477 | 10.1974 | 8.9838 | 10.4306 | 11.2242 | 11.6019 | 11.3405 | 0
F11_Industrial_Wood and Lumber Products_New_Process_Natural Gas_Steam System Efficiency Improvements_A_Technical Potential | F11 | Industrial | Wood and Lumber Products | New | Process | Natural Gas | Steam System Efficiency Improvements | A | Purchases (Cumulative) | Technical Potential | 0 | 0 | 0.034116 | 0.15313 | 0.45445 | 1.1087 | 2.2518 | 4.1042 | 6.8863 | 10.8344 | 15.886 | 22.0817 | 29.1045 | 36.5149 | 43.1884 | 48.4302 | 51.2889 | 51.3293 | 51.3293 | 51.3293 | 51.3293 | 51.3293 | 0
F1_Industrial_Wood and Lumber Products_New_Space Heating_Natural Gas_Strategic Energy Management_A_Technical Potential | F1 | Industrial | Wood and Lumber Products | New | Space Heating | Natural Gas | Strategic Energy Management | A | Integrated Unit Energy Savings (kWh or therms) | Technical Potential | 0 | 0 | 5.3223 | 5.009 | 4.8854 | 4.813 | 4.7832 | 4.7572 | 4.737 | 4.7192 | 4.7075 | 4.6964 | 4.676 | 4.6598 | 4.6423 | 4.6556 | 4.6631 | 4.6624 | 4.6703 | 4.6684 | 4.6702 | 4.6654 | 0
F2_Industrial_Wood and Lumber Products_New_Space Heating_Natural Gas_Strategic Energy Management_A_Technical Potential | F2 | Industrial | Wood and Lumber Products | New | Space Heating | Natural Gas | Strategic Energy Management | A | Integrated Unit Summer Peak Savings (kW) | Technical Potential | 0 | 0 | 0 | 0 | 0 | 0 | 0 | 0 | 0 | 0 | 0 | 0 | 0 | 0 | 0 | 0 | 0 | 0 | 0 | 0 | 0 | 0 | 0
F3_Industrial_Wood and Lumber Products_New_Space Heating_Natural Gas_Strategic Energy Management_A_Technical Potential | F3 | Industrial | Wood and Lumber Products | New | Space Heating | Natural Gas | Strategic Energy Management | A | Integrated Unit Winter Peak Savings (kW) | Technical Potential | 0 | 0 | 0 | 0 | 0 | 0 | 0 | 0 | 0 | 0 | 0 | 0 | 0 | 0 | 0 | 0 | 0 | 0 | 0 | 0 | 0 | 0 | 0
F4_Industrial_Wood and Lumber Products_New_Space Heating_Natural Gas_Strategic Energy Management_A_Technical Potential | F4 | Industrial | Wood and Lumber Products | New | Space Heating | Natural Gas | Strategic Energy Management | A | Incremental Energy Savings (MWh or mTherms) | Technical Potential | 0 | 0 | 0.00475 | 0.0078015 | 0.01085 | 0.014268 | 0.016322 | 0.018706 | 0.021058 | 0.023704 | 0.02567 | 0.027932 | 0.030093 | 0.032627 | 0.034288 | 0.03656 | 0.038796 | 0.041322 | 0.043068 | 0.045114 | 0.05052 | 0.054734 | 0
F5_Industrial_Wood and Lumber Products_New_Space Heating_Natural Gas_Strategic Energy Management_A_Technical Potential | F5 | Industrial | Wood and Lumber Products | New | Space Heating | Natural Gas | Strategic Energy Management | A | Incremental Summer Peak Savings (MW) | Technical Potential | 0 | 0 | 0 | 0 | 0 | 0 | 0 | 0 | 0 | 0 | 0 | 0 | 0 | 0 | 0 | 0 | 0 | 0 | 0 | 0 | 0 | 0 | 0
F6_Industrial_Wood and Lumber Products_New_Space Heating_Natural Gas_Strategic Energy Management_A_Technical Potential | F6 | Industrial | Wood and Lumber Products | New | Space Heating | Natural Gas | Strategic Energy Management | A | Incremental Winter Peak Savings (MW) | Technical Potential | 0 | 0 | 0 | 0 | 0 | 0 | 0 | 0 | 0 | 0 | 0 | 0 | 0 | 0 | 0 | 0 | 0 | 0 | 0 | 0 | 0 | 0 | 0
F7_Industrial_Wood and Lumber Products_New_Space Heating_Natural Gas_Strategic Energy Management_A_Technical Potential | F7 | Industrial | Wood and Lumber Products | New | Space Heating | Natural Gas | Strategic Energy Management | A | Cumulative Energy Savings (MWh or mTherms) | Technical Potential | 0 | 0 | 0.00475 | 0.012272 | 0.022819 | 0.036749 | 0.052844 | 0.067017 | 0.080413 | 0.093334 | 0.10482 | 0.11648 | 0.12768 | 0.13915 | 0.14959 | 0.16119 | 0.17252 | 0.17964 | 0.18304 | 0.18323 | 0.1833 | 0.18312 | 0
F8_Industrial_Wood and Lumber Products_New_Space Heating_Natural Gas_Strategic Energy Management_A_Technical Potential | F8 | Industrial | Wood and Lumber Products | New | Space Heating | Natural Gas | Strategic Energy Management | A | Cumulative Summer Peak Savings (MW) | Technical Potential | 0 | 0 | 0 | 0 | 0 | 0 | 0 | 0 | 0 | 0 | 0 | 0 | 0 | 0 | 0 | 0 | 0 | 0 | 0 | 0 | 0 | 0 | 0
F9_Industrial_Wood and Lumber Products_New_Space Heating_Natural Gas_Strategic Energy Management_A_Technical Potential | F9 | Industrial | Wood and Lumber Products | New | Space Heating | Natural Gas | Strategic Energy Management | A | Cumulative Winter Peak Savings (MW) | Technical Potential | 0 | 0 | 0 | 0 | 0 | 0 | 0 | 0 | 0 | 0 | 0 | 0 | 0 | 0 | 0 | 0 | 0 | 0 | 0 | 0 | 0 | 0 | 0
F10_Industrial_Wood and Lumber Products_New_Space Heating_Natural Gas_Strategic Energy Management_A_Technical Potential | F10 | Industrial | Wood and Lumber Products | New | Space Heating | Natural Gas | Strategic Energy Management | A | Purchases (Incremental) | Technical Potential | 0 | 0 | 0.89246 | 1.5575 | 2.2209 | 2.9645 | 3.4123 | 3.9322 | 4.4455 | 5.0229 | 5.4529 | 5.9476 | 6.4356 | 7.0017 | 7.386 | 7.853 | 8.3196 | 8.8629 | 9.2217 | 9.6638 | 10.8175 | 11.732 | 0
F11_Industrial_Wood and Lumber Products_New_Space Heating_Natural Gas_Strategic Energy Management_A_Technical Potential | F11 | Industrial | Wood and Lumber Products | New | Space Heating | Natural Gas | Strategic Energy Management | A | Purchases (Cumulative) | Technical Potential | 0 | 0 | 0.89246 | 2.45 | 4.6709 | 7.6354 | 11.0478 | 14.0875 | 16.9755 | 19.7775 | 22.2659 | 24.8011 | 27.3045 | 29.8607 | 32.2238 | 34.6239 | 36.9959 | 38.5307 | 39.1931 | 39.2501 | 39.2501 | 39.2501 | 0
F1_Industrial_Wood and Lumber Products_New_Process_Natural Gas_Strategic Energy Management_A_Technical Potential | F1 | Industrial | Wood and Lumber Products | New | Process | Natural Gas | Strategic Energy Management | A | Integrated Unit Energy Savings (kWh or therms) | Technical Potential | 0 | 0 | 8.936 | 8.9304 | 8.9252 | 8.9205 | 8.9137 | 8.9082 | 8.9038 | 8.9008 | 8.8977 | 8.8961 | 8.8955 | 8.8964 | 8.8967 | 8.8981 | 8.8997 | 8.9017 | 8.9034 | 8.9053 | 8.907 | 8.9086 | 0
F2_Industrial_Wood and Lumber Products_New_Process_Natural Gas_Strategic Energy Management_A_Technical Potential | F2 | Industrial | Wood and Lumber Products | New | Process | Natural Gas | Strategic Energy Management | A | Integrated Unit Summer Peak Savings (kW) | Technical Potential | 0 | 0 | 0 | 0 | 0 | 0 | 0 | 0 | 0 | 0 | 0 | 0 | 0 | 0 | 0 | 0 | 0 | 0 | 0 | 0 | 0 | 0 | 0
F3_Industrial_Wood and Lumber Products_New_Process_Natural Gas_Strategic Energy Management_A_Technical Potential | F3 | Industrial | Wood and Lumber Products | New | Process | Natural Gas | Strategic Energy Management | A | Integrated Unit Winter Peak Savings (kW) | Technical Potential | 0 | 0 | 0 | 0 | 0 | 0 | 0 | 0 | 0 | 0 | 0 | 0 | 0 | 0 | 0 | 0 | 0 | 0 | 0 | 0 | 0 | 0 | 0
F4_Industrial_Wood and Lumber Products_New_Process_Natural Gas_Strategic Energy Management_A_Technical Potential | F4 | Industrial | Wood and Lumber Products | New | Process | Natural Gas | Strategic Energy Management | A | Incremental Energy Savings (MWh or mTherms) | Technical Potential | 0 | 0 | 0.035664 | 0.062202 | 0.088645 | 0.11826 | 0.13602 | 0.15665 | 0.17701 | 0.19993 | 0.21697 | 0.23661 | 0.25601 | 0.27856 | 0.29386 | 0.31249 | 0.33111 | 0.35281 | 0.36717 | 0.38486 | 0.43088 | 0.46739 | 0
F5_Industrial_Wood and Lumber Products_New_Process_Natural Gas_Strategic Energy Management_A_Technical Potential | F5 | Industrial | Wood and Lumber Products | New | Process | Natural Gas | Strategic Energy Management | A | Incremental Summer Peak Savings (MW) | Technical Potential | 0 | 0 | 0 | 0 | 0 | 0 | 0 | 0 | 0 | 0 | 0 | 0 | 0 | 0 | 0 | 0 | 0 | 0 | 0 | 0 | 0 | 0 | 0
F6_Industrial_Wood and Lumber Products_New_Process_Natural Gas_Strategic Energy Management_A_Technical Potential | F6 | Industrial | Wood and Lumber Products | New | Process | Natural Gas | Strategic Energy Management | A | Incremental Winter Peak Savings (MW) | Technical Potential | 0 | 0 | 0 | 0 | 0 | 0 | 0 | 0 | 0 | 0 | 0 | 0 | 0 | 0 | 0 | 0 | 0 | 0 | 0 | 0 | 0 | 0 | 0
F7_Industrial_Wood and Lumber Products_New_Process_Natural Gas_Strategic Energy Management_A_Technical Potential | F7 | Industrial | Wood and Lumber Products | New | Process | Natural Gas | Strategic Energy Management | A | Cumulative Energy Savings (MWh or mTherms) | Technical Potential | 0 | 0 | 0.035664 | 0.097844 | 0.18643 | 0.30459 | 0.44039 | 0.56121 | 0.67592 | 0.78723 | 0.88597 | 0.98667 | 1.0862 | 1.188 | 1.2821 | 1.3778 | 1.4724 | 1.5338 | 1.5605 | 1.5631 | 1.5634 | 1.5637 | 0
F8_Industrial_Wood and Lumber Products_New_Process_Natural Gas_Strategic Energy Management_A_Technical Potential | F8 | Industrial | Wood and Lumber Products | New | Process | Natural Gas | Strategic Energy Management | A | Cumulative Summer Peak Savings (MW) | Technical Potential | 0 | 0 | 0 | 0 | 0 | 0 | 0 | 0 | 0 | 0 | 0 | 0 | 0 | 0 | 0 | 0 | 0 | 0 | 0 | 0 | 0 | 0 | 0
F9_Industrial_Wood and Lumber Products_New_Process_Natural Gas_Strategic Energy Management_A_Technical Potential | F9 | Industrial | Wood and Lumber Products | New | Process | Natural Gas | Strategic Energy Management | A | Cumulative Winter Peak Savings (MW) | Technical Potential | 0 | 0 | 0 | 0 | 0 | 0 | 0 | 0 | 0 | 0 | 0 | 0 | 0 | 0 | 0 | 0 | 0 | 0 | 0 | 0 | 0 | 0 | 0
F10_Industrial_Wood and Lumber Products_New_Process_Natural Gas_Strategic Energy Management_A_Technical Potential | F10 | Industrial | Wood and Lumber Products | New | Process | Natural Gas | Strategic Energy Management | A | Purchases (Incremental) | Technical Potential | 0 | 0 | 3.9911 | 6.9652 | 9.932 | 13.2573 | 15.2599 | 17.5847 | 19.8802 | 22.4623 | 24.3854 | 26.5973 | 28.7798 | 31.3116 | 33.0299 | 35.1183 | 37.2051 | 39.6345 | 41.2391 | 43.2164 | 48.3756 | 52.4651 | 0
F11_Industrial_Wood and Lumber Products_New_Process_Natural Gas_Strategic Energy Management_A_Technical Potential | F11 | Industrial | Wood and Lumber Products | New | Process | Natural Gas | Strategic Energy Management | A | Purchases (Cumulative) | Technical Potential | 0 | 0 | 3.9911 | 10.9562 | 20.8882 | 34.1455 | 49.4054 | 62.9991 | 75.9142 | 88.4445 | 99.5727 | 110.91 | 122.1051 | 133.5365 | 144.1041 | 154.8369 | 165.4448 | 172.3083 | 175.2707 | 175.5252 | 175.5252 | 175.5252 | 0
F1_Industrial_Wood and Lumber Products_New_Miscellaneous_Natural Gas_Strategic Energy Management_A_Technical Potential | F1 | Industrial | Wood and Lumber Products | New | Miscellaneous | Natural Gas | Strategic Energy Management | A | Integrated Unit Energy Savings (kWh or therms) | Technical Potential | 0 | 0 | 3.4004 | 3.4004 | 3.4004 | 3.4004 | 3.4004 | 3.4004 | 3.4004 | 3.4004 | 3.4004 | 3.4004 | 3.4004 | 3.4004 | 3.4004 | 3.4004 | 3.4004 | 3.4004 | 3.4004 | 3.4004 | 3.4004 | 3.4004 | 0
F2_Industrial_Wood and Lumber Products_New_Miscellaneous_Natural Gas_Strategic Energy Management_A_Technical Potential | F2 | Industrial | Wood and Lumber Products | New | Miscellaneous | Natural Gas | Strategic Energy Management | A | Integrated Unit Summer Peak Savings (kW) | Technical Potential | 0 | 0 | 0 | 0 | 0 | 0 | 0 | 0 | 0 | 0 | 0 | 0 | 0 | 0 | 0 | 0 | 0 | 0 | 0 | 0 | 0 | 0 | 0
F3_Industrial_Wood and Lumber Products_New_Miscellaneous_Natural Gas_Strategic Energy Management_A_Technical Potential | F3 | Industrial | Wood and Lumber Products | New | Miscellaneous | Natural Gas | Strategic Energy Management | A | Integrated Unit Winter Peak Savings (kW) | Technical Potential | 0 | 0 | 0 | 0 | 0 | 0 | 0 | 0 | 0 | 0 | 0 | 0 | 0 | 0 | 0 | 0 | 0 | 0 | 0 | 0 | 0 | 0 | 0
F4_Industrial_Wood and Lumber Products_New_Miscellaneous_Natural Gas_Strategic Energy Management_A_Technical Potential | F4 | Industrial | Wood and Lumber Products | New | Miscellaneous | Natural Gas | Strategic Energy Management | A | Incremental Energy Savings (MWh or mTherms) | Technical Potential | 0 | 0 | 0.0033929 | 0.0059212 | 0.0084433 | 0.01127 | 0.012973 | 0.014949 | 0.0169 | 0.019095 | 0.02073 | 0.022611 | 0.024466 | 0.026618 | 0.028079 | 0.029854 | 0.031628 | 0.033694 | 0.035058 | 0.036739 | 0.041125 | 0.044601 | 0
F5_Industrial_Wood and Lumber Products_New_Miscellaneous_Natural Gas_Strategic Energy Management_A_Technical Potential | F5 | Industrial | Wood and Lumber Products | New | Miscellaneous | Natural Gas | Strategic Energy Management | A | Incremental Summer Peak Savings (MW) | Technical Potential | 0 | 0 | 0 | 0 | 0 | 0 | 0 | 0 | 0 | 0 | 0 | 0 | 0 | 0 | 0 | 0 | 0 | 0 | 0 | 0 | 0 | 0 | 0
F6_Industrial_Wood and Lumber Products_New_Miscellaneous_Natural Gas_Strategic Energy Management_A_Technical Potential | F6 | Industrial | Wood and Lumber Products | New | Miscellaneous | Natural Gas | Strategic Energy Management | A | Incremental Winter Peak Savings (MW) | Technical Potential | 0 | 0 | 0 | 0 | 0 | 0 | 0 | 0 | 0 | 0 | 0 | 0 | 0 | 0 | 0 | 0 | 0 | 0 | 0 | 0 | 0 | 0 | 0
F7_Industrial_Wood and Lumber Products_New_Miscellaneous_Natural Gas_Strategic Energy Management_A_Technical Potential | F7 | Industrial | Wood and Lumber Products | New | Miscellaneous | Natural Gas | Strategic Energy Management | A | Cumulative Energy Savings (MWh or mTherms) | Technical Potential | 0 | 0 | 0.0033929 | 0.009314 | 0.017757 | 0.029027 | 0.042 | 0.053556 | 0.064535 | 0.075188 | 0.084648 | 0.094286 | 0.1038 | 0.11352 | 0.1225 | 0.13163 | 0.14065 | 0.14648 | 0.149 | 0.14922 | 0.14922 | 0.14922 | 0
F8_Industrial_Wood and Lumber Products_New_Miscellaneous_Natural Gas_Strategic Energy Management_A_Technical Potential | F8 | Industrial | Wood and Lumber Products | New | Miscellaneous | Natural Gas | Strategic Energy Management | A | Cumulative Summer Peak Savings (MW) | Technical Potential | 0 | 0 | 0 | 0 | 0 | 0 | 0 | 0 | 0 | 0 | 0 | 0 | 0 | 0 | 0 | 0 | 0 | 0 | 0 | 0 | 0 | 0 | 0
F9_Industrial_Wood and Lumber Products_New_Miscellaneous_Natural Gas_Strategic Energy Management_A_Technical Potential | F9 | Industrial | Wood and Lumber Products | New | Miscellaneous | Natural Gas | Strategic Energy Management | A | Cumulative Winter Peak Savings (MW) | Technical Potential | 0 | 0 | 0 | 0 | 0 | 0 | 0 | 0 | 0 | 0 | 0 | 0 | 0 | 0 | 0 | 0 | 0 | 0 | 0 | 0 | 0 | 0 | 0
F10_Industrial_Wood and Lumber Products_New_Miscellaneous_Natural Gas_Strategic Energy Management_A_Technical Potential | F10 | Industrial | Wood and Lumber Products | New | Miscellaneous | Natural Gas | Strategic Energy Management | A | Purchases (Incremental) | Technical Potential | 0 | 0 | 0.99777 | 1.7413 | 2.483 | 3.3143 | 3.815 | 4.3962 | 4.9701 | 5.6156 | 6.0964 | 6.6493 | 7.195 | 7.8279 | 8.2575 | 8.7796 | 9.3013 | 9.9086 | 10.3098 | 10.8041 | 12.0939 | 13.1163 | 0
F11_Industrial_Wood and Lumber Products_New_Miscellaneous_Natural Gas_Strategic Energy Management_A_Technical Potential | F11 | Industrial | Wood and Lumber Products | New | Miscellaneous | Natural Gas | Strategic Energy Management | A | Purchases (Cumulative) | Technical Potential | 0 | 0 | 0.99777 | 2.7391 | 5.2221 | 8.5364 | 12.3514 | 15.7498 | 18.9785 | 22.1111 | 24.8932 | 27.7275 | 30.5263 | 33.3841 | 36.026 | 38.7092 | 41.3612 | 43.0771 | 43.8177 | 43.8813 | 43.8813 | 43.8813 | 0
F1_Industrial_Wood and Lumber Products_New_Space Heating_Natural Gas_Commissioning_A_Technical Potential | F1 | Industrial | Wood and Lumber Products | New | Space Heating | Natural Gas | Commissioning | A | Integrated Unit Energy Savings (kWh or therms) | Technical Potential | 0 | 0 | 6.6464 | 6.2572 | 6.1049 | 6.0162 | 5.9816 | 5.9515 | 5.9287 | 5.9087 | 5.8965 | 5.8848 | 5.861 | 5.842 | 5.8217 | 5.8396 | 5.8502 | 5.8499 | 5.8609 | 5.8591 | 5.8619 | 5.8564 | 0
F2_Industrial_Wood and Lumber Products_New_Space Heating_Natural Gas_Commissioning_A_Technical Potential | F2 | Industrial | Wood and Lumber Products | New | Space Heating | Natural Gas | Commissioning | A | Integrated Unit Summer Peak Savings (kW) | Technical Potential | 0 | 0 | 0 | 0 | 0 | 0 | 0 | 0 | 0 | 0 | 0 | 0 | 0 | 0 | 0 | 0 | 0 | 0 | 0 | 0 | 0 | 0 | 0
F3_Industrial_Wood and Lumber Products_New_Space Heating_Natural Gas_Commissioning_A_Technical Potential | F3 | Industrial | Wood and Lumber Products | New | Space Heating | Natural Gas | Commissioning | A | Integrated Unit Winter Peak Savings (kW) | Technical Potential | 0 | 0 | 0 | 0 | 0 | 0 | 0 | 0 | 0 | 0 | 0 | 0 | 0 | 0 | 0 | 0 | 0 | 0 | 0 | 0 | 0 | 0 | 0
F4_Industrial_Wood and Lumber Products_New_Space Heating_Natural Gas_Commissioning_A_Technical Potential | F4 | Industrial | Wood and Lumber Products | New | Space Heating | Natural Gas | Commissioning | A | Incremental Energy Savings (MWh or mTherms) | Technical Potential | 0 | 0 | 0 | 0 | 0 | 0 | 0 | 0 | 0 | 0 | 0 | 0 | 0 | 0 | 0 | 0 | 0 | 0 | 0 | 0 | 0 | 0 | 0
F5_Industrial_Wood and Lumber Products_New_Space Heating_Natural Gas_Commissioning_A_Technical Potential | F5 | Industrial | Wood and Lumber Products | New | Space Heating | Natural Gas | Commissioning | A | Incremental Summer Peak Savings (MW) | Technical Potential | 0 | 0 | 0 | 0 | 0 | 0 | 0 | 0 | 0 | 0 | 0 | 0 | 0 | 0 | 0 | 0 | 0 | 0 | 0 | 0 | 0 | 0 | 0
F6_Industrial_Wood and Lumber Products_New_Space Heating_Natural Gas_Commissioning_A_Technical Potential | F6 | Industrial | Wood and Lumber Products | New | Space Heating | Natural Gas | Commissioning | A | Incremental Winter Peak Savings (MW) | Technical Potential | 0 | 0 | 0 | 0 | 0 | 0 | 0 | 0 | 0 | 0 | 0 | 0 | 0 | 0 | 0 | 0 | 0 | 0 | 0 | 0 | 0 | 0 | 0
F7_Industrial_Wood and Lumber Products_New_Space Heating_Natural Gas_Commissioning_A_Technical Potential | F7 | Industrial | Wood and Lumber Products | New | Space Heating | Natural Gas | Commissioning | A | Cumulative Energy Savings (MWh or mTherms) | Technical Potential | 0 | 0 | 0 | 0 | 0 | 0 | 0 | 0 | 0 | 0 | 0 | 0 | 0 | 0 | 0 | 0 | 0 | 0 | 0 | 0 | 0 | 0 | 0
F8_Industrial_Wood and Lumber Products_New_Space Heating_Natural Gas_Commissioning_A_Technical Potential | F8 | Industrial | Wood and Lumber Products | New | Space Heating | Natural Gas | Commissioning | A | Cumulative Summer Peak Savings (MW) | Technical Potential | 0 | 0 | 0 | 0 | 0 | 0 | 0 | 0 | 0 | 0 | 0 | 0 | 0 | 0 | 0 | 0 | 0 | 0 | 0 | 0 | 0 | 0 | 0
F9_Industrial_Wood and Lumber Products_New_Space Heating_Natural Gas_Commissioning_A_Technical Potential | F9 | Industrial | Wood and Lumber Products | New | Space Heating | Natural Gas | Commissioning | A | Cumulative Winter Peak Savings (MW) | Technical Potential | 0 | 0 | 0 | 0 | 0 | 0 | 0 | 0 | 0 | 0 | 0 | 0 | 0 | 0 | 0 | 0 | 0 | 0 | 0 | 0 | 0 | 0 | 0
F10_Industrial_Wood and Lumber Products_New_Space Heating_Natural Gas_Commissioning_A_Technical Potential | F10 | Industrial | Wood and Lumber Products | New | Space Heating | Natural Gas | Commissioning | A | Purchases (Incremental) | Technical Potential | 0 | 0 | 0 | 0 | 0 | 0 | 0 | 0 | 0 | 0 | 0 | 0 | 0 | 0 | 0 | 0 | 0 | 0 | 0 | 0 | 0 | 0 | 0
F11_Industrial_Wood and Lumber Products_New_Space Heating_Natural Gas_Commissioning_A_Technical Potential | F11 | Industrial | Wood and Lumber Products | New | Space Heating | Natural Gas | Commissioning | A | Purchases (Cumulative) | Technical Potential | 0 | 0 | 0 | 0 | 0 | 0 | 0 | 0 | 0 | 0 | 0 | 0 | 0 | 0 | 0 | 0 | 0 | 0 | 0 | 0 | 0 | 0 | 0
F1_Industrial_Wood and Lumber Products_New_Process_Natural Gas_Commissioning_A_Technical Potential | F1 | Industrial | Wood and Lumber Products | New | Process | Natural Gas | Commissioning | A | Integrated Unit Energy Savings (kWh or therms) | Technical Potential | 0 | 0 | 49.9238 | 49.9226 | 49.9222 | 49.9233 | 49.9239 | 49.9244 | 49.9248 | 49.9251 | 49.9254 | 49.9256 | 49.9258 | 49.9259 | 49.926 | 49.9262 | 49.9263 | 49.9264 | 49.9264 | 49.9265 | 49.9266 | 49.9266 | 0
F2_Industrial_Wood and Lumber Products_New_Process_Natural Gas_Commissioning_A_Technical Potential | F2 | Industrial | Wood and Lumber Products | New | Process | Natural Gas | Commissioning | A | Integrated Unit Summer Peak Savings (kW) | Technical Potential | 0 | 0 | 0 | 0 | 0 | 0 | 0 | 0 | 0 | 0 | 0 | 0 | 0 | 0 | 0 | 0 | 0 | 0 | 0 | 0 | 0 | 0 | 0
F3_Industrial_Wood and Lumber Products_New_Process_Natural Gas_Commissioning_A_Technical Potential | F3 | Industrial | Wood and Lumber Products | New | Process | Natural Gas | Commissioning | A | Integrated Unit Winter Peak Savings (kW) | Technical Potential | 0 | 0 | 0 | 0 | 0 | 0 | 0 | 0 | 0 | 0 | 0 | 0 | 0 | 0 | 0 | 0 | 0 | 0 | 0 | 0 | 0 | 0 | 0
F4_Industrial_Wood and Lumber Products_New_Process_Natural Gas_Commissioning_A_Technical Potential | F4 | Industrial | Wood and Lumber Products | New | Process | Natural Gas | Commissioning | A | Incremental Energy Savings (MWh or mTherms) | Technical Potential | 0 | 0 | 0 | 0 | 0 | 0 | 0 | 0 | 0 | 0 | 0 | 0 | 0 | 0 | 0 | 0 | 0 | 0 | 0 | 0 | 0 | 0 | 0
F5_Industrial_Wood and Lumber Products_New_Process_Natural Gas_Commissioning_A_Technical Potential | F5 | Industrial | Wood and Lumber Products | New | Process | Natural Gas | Commissioning | A | Incremental Summer Peak Savings (MW) | Technical Potential | 0 | 0 | 0 | 0 | 0 | 0 | 0 | 0 | 0 | 0 | 0 | 0 | 0 | 0 | 0 | 0 | 0 | 0 | 0 | 0 | 0 | 0 | 0
F6_Industrial_Wood and Lumber Products_New_Process_Natural Gas_Commissioning_A_Technical Potential | F6 | Industrial | Wood and Lumber Products | New | Process | Natural Gas | Commissioning | A | Incremental Winter Peak Savings (MW) | Technical Potential | 0 | 0 | 0 | 0 | 0 | 0 | 0 | 0 | 0 | 0 | 0 | 0 | 0 | 0 | 0 | 0 | 0 | 0 | 0 | 0 | 0 | 0 | 0
F7_Industrial_Wood and Lumber Products_New_Process_Natural Gas_Commissioning_A_Technical Potential | F7 | Industrial | Wood and Lumber Products | New | Process | Natural Gas | Commissioning | A | Cumulative Energy Savings (MWh or mTherms) | Technical Potential | 0 | 0 | 0 | 0 | 0 | 0 | 0 | 0 | 0 | 0 | 0 | 0 | 0 | 0 | 0 | 0 | 0 | 0 | 0 | 0 | 0 | 0 | 0
F8_Industrial_Wood and Lumber Products_New_Process_Natural Gas_Commissioning_A_Technical Potential | F8 | Industrial | Wood and Lumber Products | New | Process | Natural Gas | Commissioning | A | Cumulative Summer Peak Savings (MW) | Technical Potential | 0 | 0 | 0 | 0 | 0 | 0 | 0 | 0 | 0 | 0 | 0 | 0 | 0 | 0 | 0 | 0 | 0 | 0 | 0 | 0 | 0 | 0 | 0
F9_Industrial_Wood and Lumber Products_New_Process_Natural Gas_Commissioning_A_Technical Potential | F9 | Industrial | Wood and Lumber Products | New | Process | Natural Gas | Commissioning | A | Cumulative Winter Peak Savings (MW) | Technical Potential | 0 | 0 | 0 | 0 | 0 | 0 | 0 | 0 | 0 | 0 | 0 | 0 | 0 | 0 | 0 | 0 | 0 | 0 | 0 | 0 | 0 | 0 | 0
F10_Industrial_Wood and Lumber Products_New_Process_Natural Gas_Commissioning_A_Technical Potential | F10 | Industrial | Wood and Lumber Products | New | Process | Natural Gas | Commissioning | A | Purchases (Incremental) | Technical Potential | 0 | 0 | 0 | 0 | 0 | 0 | 0 | 0 | 0 | 0 | 0 | 0 | 0 | 0 | 0 | 0 | 0 | 0 | 0 | 0 | 0 | 0 | 0
F11_Industrial_Wood and Lumber Products_New_Process_Natural Gas_Commissioning_A_Technical Potential | F11 | Industrial | Wood and Lumber Products | New | Process | Natural Gas | Commissioning | A | Purchases (Cumulative) | Technical Potential | 0 | 0 | 0 | 0 | 0 | 0 | 0 | 0 | 0 | 0 | 0 | 0 | 0 | 0 | 0 | 0 | 0 | 0 | 0 | 0 | 0 | 0 | 0
F1_Industrial_Wood and Lumber Products_New_Space Heating_Natural Gas_Retrocommissioning_A_Technical Potential | F1 | Industrial | Wood and Lumber Products | New | Space Heating | Natural Gas | Retrocommissioning | A | Integrated Unit Energy Savings (kWh or therms) | Technical Potential | 0 | 0 | 0 | 0 | 0 | 0 | 0 | 0 | 0 | 0 | 0 | 0 | 0 | 0 | 0 | 0 | 0 | 0 | 0 | 0 | 0 | 0 | 0
F2_Industrial_Wood and Lumber Products_New_Space Heating_Natural Gas_Retrocommissioning_A_Technical Potential | F2 | Industrial | Wood and Lumber Products | New | Space Heating | Natural Gas | Retrocommissioning | A | Integrated Unit Summer Peak Savings (kW) | Technical Potential | 0 | 0 | 0 | 0 | 0 | 0 | 0 | 0 | 0 | 0 | 0 | 0 | 0 | 0 | 0 | 0 | 0 | 0 | 0 | 0 | 0 | 0 | 0
F3_Industrial_Wood and Lumber Products_New_Space Heating_Natural Gas_Retrocommissioning_A_Technical Potential | F3 | Industrial | Wood and Lumber Products | New | Space Heating | Natural Gas | Retrocommissioning | A | Integrated Unit Winter Peak Savings (kW) | Technical Potential | 0 | 0 | 0 | 0 | 0 | 0 | 0 | 0 | 0 | 0 | 0 | 0 | 0 | 0 | 0 | 0 | 0 | 0 | 0 | 0 | 0 | 0 | 0
F4_Industrial_Wood and Lumber Products_New_Space Heating_Natural Gas_Retrocommissioning_A_Technical Potential | F4 | Industrial | Wood and Lumber Products | New | Space Heating | Natural Gas | Retrocommissioning | A | Incremental Energy Savings (MWh or mTherms) | Technical Potential | 0 | 0 | 0 | 0 | 0 | 0 | 0 | 0 | 0 | 0 | 0 | 0 | 0 | 0 | 0 | 0 | 0 | 0 | 0 | 0 | 0 | 0 | 0
F5_Industrial_Wood and Lumber Products_New_Space Heating_Natural Gas_Retrocommissioning_A_Technical Potential | F5 | Industrial | Wood and Lumber Products | New | Space Heating | Natural Gas | Retrocommissioning | A | Incremental Summer Peak Savings (MW) | Technical Potential | 0 | 0 | 0 | 0 | 0 | 0 | 0 | 0 | 0 | 0 | 0 | 0 | 0 | 0 | 0 | 0 | 0 | 0 | 0 | 0 | 0 | 0 | 0
F6_Industrial_Wood and Lumber Products_New_Space Heating_Natural Gas_Retrocommissioning_A_Technical Potential | F6 | Industrial | Wood and Lumber Products | New | Space Heating | Natural Gas | Retrocommissioning | A | Incremental Winter Peak Savings (MW) | Technical Potential | 0 | 0 | 0 | 0 | 0 | 0 | 0 | 0 | 0 | 0 | 0 | 0 | 0 | 0 | 0 | 0 | 0 | 0 | 0 | 0 | 0 | 0 | 0
F7_Industrial_Wood and Lumber Products_New_Space Heating_Natural Gas_Retrocommissioning_A_Technical Potential | F7 | Industrial | Wood and Lumber Products | New | Space Heating | Natural Gas | Retrocommissioning | A | Cumulative Energy Savings (MWh or mTherms) | Technical Potential | 0 | 0 | 0 | 0 | 0 | 0 | 0 | 0 | 0 | 0 | 0 | 0 | 0 | 0 | 0 | 0 | 0 | 0 | 0 | 0 | 0 | 0 | 0
F8_Industrial_Wood and Lumber Products_New_Space Heating_Natural Gas_Retrocommissioning_A_Technical Potential | F8 | Industrial | Wood and Lumber Products | New | Space Heating | Natural Gas | Retrocommissioning | A | Cumulative Summer Peak Savings (MW) | Technical Potential | 0 | 0 | 0 | 0 | 0 | 0 | 0 | 0 | 0 | 0 | 0 | 0 | 0 | 0 | 0 | 0 | 0 | 0 | 0 | 0 | 0 | 0 | 0
F9_Industrial_Wood and Lumber Products_New_Space Heating_Natural Gas_Retrocommissioning_A_Technical Potential | F9 | Industrial | Wood and Lumber Products | New | Space Heating | Natural Gas | Retrocommissioning | A | Cumulative Winter Peak Savings (MW) | Technical Potential | 0 | 0 | 0 | 0 | 0 | 0 | 0 | 0 | 0 | 0 | 0 | 0 | 0 | 0 | 0 | 0 | 0 | 0 | 0 | 0 | 0 | 0 | 0
F10_Industrial_Wood and Lumber Products_New_Space Heating_Natural Gas_Retrocommissioning_A_Technical Potential | F10 | Industrial | Wood and Lumber Products | New | Space Heating | Natural Gas | Retrocommissioning | A | Purchases (Incremental) | Technical Potential | 0 | 0 | 0 | 0 | 0 | 0 | 0 | 0 | 0 | 0 | 0 | 0 | 0 | 0 | 0 | 0 | 0 | 0 | 0 | 0 | 0 | 0 | 0
F11_Industrial_Wood and Lumber Products_New_Space Heating_Natural Gas_Retrocommissioning_A_Technical Potential | F11 | Industrial | Wood and Lumber Products | New | Space Heating | Natural Gas | Retrocommissioning | A | Purchases (Cumulative) | Technical Potential | 0 | 0 | 0 | 0 | 0 | 0 | 0 | 0 | 0 | 0 | 0 | 0 | 0 | 0 | 0 | 0 | 0 | 0 | 0 | 0 | 0 | 0 | 0
F1_Industrial_Wood and Lumber Products_New_Process_Natural Gas_Retrocommissioning_A_Technical Potential | F1 | Industrial | Wood and Lumber Products | New | Process | Natural Gas | Retrocommissioning | A | Integrated Unit Energy Savings (kWh or therms) | Technical Potential | 0 | 0 | 0 | 0 | 0 | 0 | 0 | 0 | 0 | 0 | 0 | 0 | 0 | 0 | 0 | 0 | 0 | 0 | 0 | 0 | 0 | 0 | 0
F2_Industrial_Wood and Lumber Products_New_Process_Natural Gas_Retrocommissioning_A_Technical Potential | F2 | Industrial | Wood and Lumber Products | New | Process | Natural Gas | Retrocommissioning | A | Integrated Unit Summer Peak Savings (kW) | Technical Potential | 0 | 0 | 0 | 0 | 0 | 0 | 0 | 0 | 0 | 0 | 0 | 0 | 0 | 0 | 0 | 0 | 0 | 0 | 0 | 0 | 0 | 0 | 0
F3_Industrial_Wood and Lumber Products_New_Process_Natural Gas_Retrocommissioning_A_Technical Potential | F3 | Industrial | Wood and Lumber Products | New | Process | Natural Gas | Retrocommissioning | A | Integrated Unit Winter Peak Savings (kW) | Technical Potential | 0 | 0 | 0 | 0 | 0 | 0 | 0 | 0 | 0 | 0 | 0 | 0 | 0 | 0 | 0 | 0 | 0 | 0 | 0 | 0 | 0 | 0 | 0
F4_Industrial_Wood and Lumber Products_New_Process_Natural Gas_Retrocommissioning_A_Technical Potential | F4 | Industrial | Wood and Lumber Products | New | Process | Natural Gas | Retrocommissioning | A | Incremental Energy Savings (MWh or mTherms) | Technical Potential | 0 | 0 | 0 | 0 | 0 | 0 | 0 | 0 | 0 | 0 | 0 | 0 | 0 | 0 | 0 | 0 | 0 | 0 | 0 | 0 | 0 | 0 | 0
F5_Industrial_Wood and Lumber Products_New_Process_Natural Gas_Retrocommissioning_A_Technical Potential | F5 | Industrial | Wood and Lumber Products | New | Process | Natural Gas | Retrocommissioning | A | Incremental Summer Peak Savings (MW) | Technical Potential | 0 | 0 | 0 | 0 | 0 | 0 | 0 | 0 | 0 | 0 | 0 | 0 | 0 | 0 | 0 | 0 | 0 | 0 | 0 | 0 | 0 | 0 | 0
F6_Industrial_Wood and Lumber Products_New_Process_Natural Gas_Retrocommissioning_A_Technical Potential | F6 | Industrial | Wood and Lumber Products | New | Process | Natural Gas | Retrocommissioning | A | Incremental Winter Peak Savings (MW) | Technical Potential | 0 | 0 | 0 | 0 | 0 | 0 | 0 | 0 | 0 | 0 | 0 | 0 | 0 | 0 | 0 | 0 | 0 | 0 | 0 | 0 | 0 | 0 | 0
F7_Industrial_Wood and Lumber Products_New_Process_Natural Gas_Retrocommissioning_A_Technical Potential | F7 | Industrial | Wood and Lumber Products | New | Process | Natural Gas | Retrocommissioning | A | Cumulative Energy Savings (MWh or mTherms) | Technical Potential | 0 | 0 | 0 | 0 | 0 | 0 | 0 | 0 | 0 | 0 | 0 | 0 | 0 | 0 | 0 | 0 | 0 | 0 | 0 | 0 | 0 | 0 | 0
F8_Industrial_Wood and Lumber Products_New_Process_Natural Gas_Retrocommissioning_A_Technical Potential | F8 | Industrial | Wood and Lumber Products | New | Process | Natural Gas | Retrocommissioning | A | Cumulative Summer Peak Savings (MW) | Technical Potential | 0 | 0 | 0 | 0 | 0 | 0 | 0 | 0 | 0 | 0 | 0 | 0 | 0 | 0 | 0 | 0 | 0 | 0 | 0 | 0 | 0 | 0 | 0
F9_Industrial_Wood and Lumber Products_New_Process_Natural Gas_Retrocommissioning_A_Technical Potential | F9 | Industrial | Wood and Lumber Products | New | Process | Natural Gas | Retrocommissioning | A | Cumulative Winter Peak Savings (MW) | Technical Potential | 0 | 0 | 0 | 0 | 0 | 0 | 0 | 0 | 0 | 0 | 0 | 0 | 0 | 0 | 0 | 0 | 0 | 0 | 0 | 0 | 0 | 0 | 0
F10_Industrial_Wood and Lumber Products_New_Process_Natural Gas_Retrocommissioning_A_Technical Potential | F10 | Industrial | Wood and Lumber Products | New | Process | Natural Gas | Retrocommissioning | A | Purchases (Incremental) | Technical Potential | 0 | 0 | 0 | 0 | 0 | 0 | 0 | 0 | 0 | 0 | 0 | 0 | 0 | 0 | 0 | 0 | 0 | 0 | 0 | 0 | 0 | 0 | 0
F11_Industrial_Wood and Lumber Products_New_Process_Natural Gas_Retrocommissioning_A_Technical Potential | F11 | Industrial | Wood and Lumber Products | New | Process | Natural Gas | Retrocommissioning | A | Purchases (Cumulative) | Technical Potential | 0 | 0 | 0 | 0 | 0 | 0 | 0 | 0 | 0 | 0 | 0 | 0 | 0 | 0 | 0 | 0 | 0 | 0 | 0 | 0 | 0 | 0 | 0
F1_Industrial_Other Industrial_Existing_Space Heating_Natural Gas_Insulation - Roof/Ceiling_A_Technical Potential | F1 | Industrial | Other Industrial | Existing | Space Heating | Natural Gas | Insulation - Roof/Ceiling | A | Integrated Unit Energy Savings (kWh or therms) | Technical Potential | 0 | 0 | 0.082692 | 0.082116 | 0.081495 | 0.080819 | 0.080075 | 0.079253 | 0.078344 | 0.077343 | 0.076252 | 0.075083 | 0.073853 | 0.072582 | 0.071311 | 0.070064 | 0.068868 | 0.067777 | 0.066794 | 0.065913 | 0.065118 | 0.064386 | 0
F2_Industrial_Other Industrial_Existing_Space Heating_Natural Gas_Insulation - Roof/Ceiling_A_Technical Potential | F2 | Industrial | Other Industrial | Existing | Space Heating | Natural Gas | Insulation - Roof/Ceiling | A | Integrated Unit Summer Peak Savings (kW) | Technical Potential | 0 | 0 | 0 | 0 | 0 | 0 | 0 | 0 | 0 | 0 | 0 | 0 | 0 | 0 | 0 | 0 | 0 | 0 | 0 | 0 | 0 | 0 | 0
F3_Industrial_Other Industrial_Existing_Space Heating_Natural Gas_Insulation - Roof/Ceiling_A_Technical Potential | F3 | Industrial | Other Industrial | Existing | Space Heating | Natural Gas | Insulation - Roof/Ceiling | A | Integrated Unit Winter Peak Savings (kW) | Technical Potential | 0 | 0 | 0 | 0 | 0 | 0 | 0 | 0 | 0 | 0 | 0 | 0 | 0 | 0 | 0 | 0 | 0 | 0 | 0 | 0 | 0 | 0 | 0
F4_Industrial_Other Industrial_Existing_Space Heating_Natural Gas_Insulation - Roof/Ceiling_A_Technical Potential | F4 | Industrial | Other Industrial | Existing | Space Heating | Natural Gas | Insulation - Roof/Ceiling | A | Incremental Energy Savings (MWh or mTherms) | Technical Potential | 0 | 0 | 3.4293 | 5.8567 | 8.8856 | 12.1239 | 15.0248 | 17.0499 | 17.838 | 17.3063 | 15.6503 | 13.2515 | 10.5491 | 7.9246 | 5.6381 | 3.8108 | 2.4541 | 1.5105 | 0.89046 | 0.5847 | 0 | 0 | 0
F5_Industrial_Other Industrial_Existing_Space Heating_Natural Gas_Insulation - Roof/Ceiling_A_Technical Potential | F5 | Industrial | Other Industrial | Existing | Space Heating | Natural Gas | Insulation - Roof/Ceiling | A | Incremental Summer Peak Savings (MW) | Technical Potential | 0 | 0 | 0 | 0 | 0 | 0 | 0 | 0 | 0 | 0 | 0 | 0 | 0 | 0 | 0 | 0 | 0 | 0 | 0 | 0 | 0 | 0 | 0
F6_Industrial_Other Industrial_Existing_Space Heating_Natural Gas_Insulation - Roof/Ceiling_A_Technical Potential | F6 | Industrial | Other Industrial | Existing | Space Heating | Natural Gas | Insulation - Roof/Ceiling | A | Incremental Winter Peak Savings (MW) | Technical Potential | 0 | 0 | 0 | 0 | 0 | 0 | 0 | 0 | 0 | 0 | 0 | 0 | 0 | 0 | 0 | 0 | 0 | 0 | 0 | 0 | 0 | 0 | 0
F7_Industrial_Other Industrial_Existing_Space Heating_Natural Gas_Insulation - Roof/Ceiling_A_Technical Potential | F7 | Industrial | Other Industrial | Existing | Space Heating | Natural Gas | Insulation - Roof/Ceiling | A | Cumulative Energy Savings (MWh or mTherms) | Technical Potential | 0 | 0 | 3.4293 | 9.2621 | 18.0777 | 30.0515 | 44.7998 | 61.3898 | 78.524 | 94.8266 | 109.1401 | 120.7178 | 129.289 | 134.9884 | 138.263 | 139.6567 | 139.7262 | 139.0228 | 137.898 | 136.6642 | 135.0152 | 133.4966 | 0
F8_Industrial_Other Industrial_Existing_Space Heating_Natural Gas_Insulation - Roof/Ceiling_A_Technical Potential | F8 | Industrial | Other Industrial | Existing | Space Heating | Natural Gas | Insulation - Roof/Ceiling | A | Cumulative Summer Peak Savings (MW) | Technical Potential | 0 | 0 | 0 | 0 | 0 | 0 | 0 | 0 | 0 | 0 | 0 | 0 | 0 | 0 | 0 | 0 | 0 | 0 | 0 | 0 | 0 | 0 | 0
F9_Industrial_Other Industrial_Existing_Space Heating_Natural Gas_Insulation - Roof/Ceiling_A_Technical Potential | F9 | Industrial | Other Industrial | Existing | Space Heating | Natural Gas | Insulation - Roof/Ceiling | A | Cumulative Winter Peak Savings (MW) | Technical Potential | 0 | 0 | 0 | 0 | 0 | 0 | 0 | 0 | 0 | 0 | 0 | 0 | 0 | 0 | 0 | 0 | 0 | 0 | 0 | 0 | 0 | 0 | 0
F10_Industrial_Other Industrial_Existing_Space Heating_Natural Gas_Insulation - Roof/Ceiling_A_Technical Potential | F10 | Industrial | Other Industrial | Existing | Space Heating | Natural Gas | Insulation - Roof/Ceiling | A | Purchases (Incremental) | Technical Potential | 0 | 0 | 41470.5123 | 71322.1311 | 109032.6831 | 150013.933 | 187634.982 | 215133.2121 | 227687.4048 | 223761.7599 | 205243.5453 | 176491.7556 | 142840.1835 | 109182.4391 | 79063.1456 | 54389.9915 | 35634.822 | 22285.7273 | 13331.3421 | 8870.8063 | 0 | 0 | 0
F11_Industrial_Other Industrial_Existing_Space Heating_Natural Gas_Insulation - Roof/Ceiling_A_Technical Potential | F11 | Industrial | Other Industrial | Existing | Space Heating | Natural Gas | Insulation - Roof/Ceiling | A | Purchases (Cumulative) | Technical Potential | 0 | 0 | 41470.5123 | 112792.6433 | 221825.3264 | 371839.2594 | 559474.2414 | 774607.4535 | 1002294.8583 | 1226056.6182 | 1431300.1635 | 1607791.9191 | 1750632.1026 | 1859814.5417 | 1938877.6873 | 1993267.6788 | 2028902.5008 | 2051188.2281 | 2064519.5702 | 2073390.3764 | 2073390.3764 | 2073390.3764 | 0
F1_Industrial_Other Industrial_Existing_Space Heating_Natural Gas_Insulation - Wall Cavity_A_Technical Potential | F1 | Industrial | Other Industrial | Existing | Space Heating | Natural Gas | Insulation - Wall Cavity | A | Integrated Unit Energy Savings (kWh or therms) | Technical Potential | 0 | 0 | 0.018022 | 0.017777 | 0.017458 | 0.017055 | 0.016571 | 0.01602 | 0.015426 | 0.014816 | 0.014218 | 0.013654 | 0.013136 | 0.01267 | 0.012256 | 0.01189 | 0.011566 | 0.011284 | 0.011036 | 0.010812 | 0.010619 | 0.010436 | 0
F2_Industrial_Other Industrial_Existing_Space Heating_Natural Gas_Insulation - Wall Cavity_A_Technical Potential | F2 | Industrial | Other Industrial | Existing | Space Heating | Natural Gas | Insulation - Wall Cavity | A | Integrated Unit Summer Peak Savings (kW) | Technical Potential | 0 | 0 | 0 | 0 | 0 | 0 | 0 | 0 | 0 | 0 | 0 | 0 | 0 | 0 | 0 | 0 | 0 | 0 | 0 | 0 | 0 | 0 | 0
F3_Industrial_Other Industrial_Existing_Space Heating_Natural Gas_Insulation - Wall Cavity_A_Technical Potential | F3 | Industrial | Other Industrial | Existing | Space Heating | Natural Gas | Insulation - Wall Cavity | A | Integrated Unit Winter Peak Savings (kW) | Technical Potential | 0 | 0 | 0 | 0 | 0 | 0 | 0 | 0 | 0 | 0 | 0 | 0 | 0 | 0 | 0 | 0 | 0 | 0 | 0 | 0 | 0 | 0 | 0
F4_Industrial_Other Industrial_Existing_Space Heating_Natural Gas_Insulation - Wall Cavity_A_Technical Potential | F4 | Industrial | Other Industrial | Existing | Space Heating | Natural Gas | Insulation - Wall Cavity | A | Incremental Energy Savings (MWh or mTherms) | Technical Potential | 0 | 0 | 0.74736 | 1.2679 | 1.9035 | 2.5586 | 3.1094 | 3.4465 | 3.5122 | 3.3152 | 2.9182 | 2.4098 | 1.8764 | 1.3833 | 0.96902 | 0.64672 | 0.41216 | 0.25147 | 0.14712 | 0.095915 | 0 | 0 | 0
F5_Industrial_Other Industrial_Existing_Space Heating_Natural Gas_Insulation - Wall Cavity_A_Technical Potential | F5 | Industrial | Other Industrial | Existing | Space Heating | Natural Gas | Insulation - Wall Cavity | A | Incremental Summer Peak Savings (MW) | Technical Potential | 0 | 0 | 0 | 0 | 0 | 0 | 0 | 0 | 0 | 0 | 0 | 0 | 0 | 0 | 0 | 0 | 0 | 0 | 0 | 0 | 0 | 0 | 0
F6_Industrial_Other Industrial_Existing_Space Heating_Natural Gas_Insulation - Wall Cavity_A_Technical Potential | F6 | Industrial | Other Industrial | Existing | Space Heating | Natural Gas | Insulation - Wall Cavity | A | Incremental Winter Peak Savings (MW) | Technical Potential | 0 | 0 | 0 | 0 | 0 | 0 | 0 | 0 | 0 | 0 | 0 | 0 | 0 | 0 | 0 | 0 | 0 | 0 | 0 | 0 | 0 | 0 | 0
F7_Industrial_Other Industrial_Existing_Space Heating_Natural Gas_Insulation - Wall Cavity_A_Technical Potential | F7 | Industrial | Other Industrial | Existing | Space Heating | Natural Gas | Insulation - Wall Cavity | A | Cumulative Energy Savings (MWh or mTherms) | Technical Potential | 0 | 0 | 0.74736 | 2.0051 | 3.8726 | 6.3419 | 9.2713 | 12.4094 | 15.4611 | 18.1651 | 20.3505 | 21.9526 | 22.9967 | 23.5635 | 23.7633 | 23.7007 | 23.4669 | 23.1453 | 22.7833 | 22.4184 | 22.0176 | 21.6388 | 0
F8_Industrial_Other Industrial_Existing_Space Heating_Natural Gas_Insulation - Wall Cavity_A_Technical Potential | F8 | Industrial | Other Industrial | Existing | Space Heating | Natural Gas | Insulation - Wall Cavity | A | Cumulative Summer Peak Savings (MW) | Technical Potential | 0 | 0 | 0 | 0 | 0 | 0 | 0 | 0 | 0 | 0 | 0 | 0 | 0 | 0 | 0 | 0 | 0 | 0 | 0 | 0 | 0 | 0 | 0
F9_Industrial_Other Industrial_Existing_Space Heating_Natural Gas_Insulation - Wall Cavity_A_Technical Potential | F9 | Industrial | Other Industrial | Existing | Space Heating | Natural Gas | Insulation - Wall Cavity | A | Cumulative Winter Peak Savings (MW) | Technical Potential | 0 | 0 | 0 | 0 | 0 | 0 | 0 | 0 | 0 | 0 | 0 | 0 | 0 | 0 | 0 | 0 | 0 | 0 | 0 | 0 | 0 | 0 | 0
F10_Industrial_Other Industrial_Existing_Space Heating_Natural Gas_Insulation - Wall Cavity_A_Technical Potential | F10 | Industrial | Other Industrial | Existing | Space Heating | Natural Gas | Insulation - Wall Cavity | A | Purchases (Incremental) | Technical Potential | 0 | 0 | 41470.5123 | 71322.1311 | 109032.6831 | 150013.933 | 187634.982 | 215133.2121 | 227687.4048 | 223761.7599 | 205243.5453 | 176491.7556 | 142840.1835 | 109182.4391 | 79063.1456 | 54389.9915 | 35634.822 | 22285.7273 | 13331.3421 | 8870.8063 | 0 | 0 | 0
F11_Industrial_Other Industrial_Existing_Space Heating_Natural Gas_Insulation - Wall Cavity_A_Technical Potential | F11 | Industrial | Other Industrial | Existing | Space Heating | Natural Gas | Insulation - Wall Cavity | A | Purchases (Cumulative) | Technical Potential | 0 | 0 | 41470.5123 | 112792.6433 | 221825.3264 | 371839.2594 | 559474.2414 | 774607.4535 | 1002294.8583 | 1226056.6182 | 1431300.1635 | 1607791.9191 | 1750632.1026 | 1859814.5417 | 1938877.6873 | 1993267.6788 | 2028902.5008 | 2051188.2281 | 2064519.5702 | 2073390.3764 | 2073390.3764 | 2073390.3764 | 0
F1_Industrial_Other Industrial_Existing_Space Heating_Natural Gas_Insulation - Ducting_A_Technical Potential | F1 | Industrial | Other Industrial | Existing | Space Heating | Natural Gas | Insulation - Ducting | A | Integrated Unit Energy Savings (kWh or therms) | Technical Potential | 0 | 0 | 0.0014265 | 0.0014 | 0.0013667 | 0.0013259 | 0.0012783 | 0.0012253 | 0.0011693 | 0.0011131 | 0.001059 | 0.0010089 | 0.00096361 | 0.00092344 | 0.00088824 | 0.0008574 | 0.00083029 | 0.00080669 | 0.00078595 | 0.00076726 | 0.00075104 | 0.0007357 | 0
F2_Industrial_Other Industrial_Existing_Space Heating_Natural Gas_Insulation - Ducting_A_Technical Potential | F2 | Industrial | Other Industrial | Existing | Space Heating | Natural Gas | Insulation - Ducting | A | Integrated Unit Summer Peak Savings (kW) | Technical Potential | 0 | 0 | 0 | 0 | 0 | 0 | 0 | 0 | 0 | 0 | 0 | 0 | 0 | 0 | 0 | 0 | 0 | 0 | 0 | 0 | 0 | 0 | 0
F3_Industrial_Other Industrial_Existing_Space Heating_Natural Gas_Insulation - Ducting_A_Technical Potential | F3 | Industrial | Other Industrial | Existing | Space Heating | Natural Gas | Insulation - Ducting | A | Integrated Unit Winter Peak Savings (kW) | Technical Potential | 0 | 0 | 0 | 0 | 0 | 0 | 0 | 0 | 0 | 0 | 0 | 0 | 0 | 0 | 0 | 0 | 0 | 0 | 0 | 0 | 0 | 0 | 0
F4_Industrial_Other Industrial_Existing_Space Heating_Natural Gas_Insulation - Ducting_A_Technical Potential | F4 | Industrial | Other Industrial | Existing | Space Heating | Natural Gas | Insulation - Ducting | A | Incremental Energy Savings (MWh or mTherms) | Technical Potential | 0 | 0 | 0.0074696 | 0.0088454 | 0.010384 | 0.011494 | 0.012421 | 0.01368 | 0.014074 | 0.013451 | 0.011852 | 0.009538 | 0.0069283 | 0.0043184 | 0.0023703 | 0.0010826 | 0.0004359 | 0.00015135 | 4.5265e-05 | 9.4652e-06 | 1.4967e-06 | 1.7295e-07 | 0
F5_Industrial_Other Industrial_Existing_Space Heating_Natural Gas_Insulation - Ducting_A_Technical Potential | F5 | Industrial | Other Industrial | Existing | Space Heating | Natural Gas | Insulation - Ducting | A | Incremental Summer Peak Savings (MW) | Technical Potential | 0 | 0 | 0 | 0 | 0 | 0 | 0 | 0 | 0 | 0 | 0 | 0 | 0 | 0 | 0 | 0 | 0 | 0 | 0 | 0 | 0 | 0 | 0
F6_Industrial_Other Industrial_Existing_Space Heating_Natural Gas_Insulation - Ducting_A_Technical Potential | F6 | Industrial | Other Industrial | Existing | Space Heating | Natural Gas | Insulation - Ducting | A | Incremental Winter Peak Savings (MW) | Technical Potential | 0 | 0 | 0 | 0 | 0 | 0 | 0 | 0 | 0 | 0 | 0 | 0 | 0 | 0 | 0 | 0 | 0 | 0 | 0 | 0 | 0 | 0 | 0
F7_Industrial_Other Industrial_Existing_Space Heating_Natural Gas_Insulation - Ducting_A_Technical Potential | F7 | Industrial | Other Industrial | Existing | Space Heating | Natural Gas | Insulation - Ducting | A | Cumulative Energy Savings (MWh or mTherms) | Technical Potential | 0 | 0 | 0.0074696 | 0.016176 | 0.026175 | 0.03689 | 0.047985 | 0.059674 | 0.071024 | 0.081058 | 0.088973 | 0.094298 | 0.096997 | 0.097271 | 0.095934 | 0.093686 | 0.091159 | 0.08872 | 0.086484 | 0.084437 | 0.082653 | 0.080965 | 0
F8_Industrial_Other Industrial_Existing_Space Heating_Natural Gas_Insulation - Ducting_A_Technical Potential | F8 | Industrial | Other Industrial | Existing | Space Heating | Natural Gas | Insulation - Ducting | A | Cumulative Summer Peak Savings (MW) | Technical Potential | 0 | 0 | 0 | 0 | 0 | 0 | 0 | 0 | 0 | 0 | 0 | 0 | 0 | 0 | 0 | 0 | 0 | 0 | 0 | 0 | 0 | 0 | 0
F9_Industrial_Other Industrial_Existing_Space Heating_Natural Gas_Insulation - Ducting_A_Technical Potential | F9 | Industrial | Other Industrial | Existing | Space Heating | Natural Gas | Insulation - Ducting | A | Cumulative Winter Peak Savings (MW) | Technical Potential | 0 | 0 | 0 | 0 | 0 | 0 | 0 | 0 | 0 | 0 | 0 | 0 | 0 | 0 | 0 | 0 | 0 | 0 | 0 | 0 | 0 | 0 | 0
F10_Industrial_Other Industrial_Existing_Space Heating_Natural Gas_Insulation - Ducting_A_Technical Potential | F10 | Industrial | Other Industrial | Existing | Space Heating | Natural Gas | Insulation - Ducting | A | Purchases (Incremental) | Technical Potential | 0 | 0 | 5236.1491 | 6318.3085 | 7598.4544 | 8668.5288 | 9717.0798 | 11164.5647 | 12036.5336 | 12084.1664 | 11191.5339 | 9454.208 | 7189.9263 | 4676.4036 | 2668.5151 | 1262.6882 | 525.0036 | 187.6189 | 57.5933 | 12.3363 | 1.9928 | 0.23508 | 0
F11_Industrial_Other Industrial_Existing_Space Heating_Natural Gas_Insulation - Ducting_A_Technical Potential | F11 | Industrial | Other Industrial | Existing | Space Heating | Natural Gas | Insulation - Ducting | A | Purchases (Cumulative) | Technical Potential | 0 | 0 | 5236.1491 | 11554.4576 | 19152.9119 | 27821.4407 | 37538.5205 | 48703.0852 | 60739.6188 | 72823.7852 | 84015.319 | 93469.527 | 100659.4533 | 105335.8569 | 108004.3719 | 109267.0601 | 109792.0637 | 109979.6826 | 110037.2759 | 110049.6122 | 110051.6049 | 110051.84 | 0
F1_Industrial_Other Industrial_Existing_Space Heating_Natural Gas_HVAC - Duct Repair and Sealing_A_Technical Potential | F1 | Industrial | Other Industrial | Existing | Space Heating | Natural Gas | HVAC - Duct Repair and Sealing | A | Integrated Unit Energy Savings (kWh or therms) | Technical Potential | 0 | 0 | 0.0040402 | 0.003973 | 0.0038895 | 0.003788 | 0.0036693 | 0.0035366 | 0.0033954 | 0.0032521 | 0.0031126 | 0.0029816 | 0.0028617 | 0.002754 | 0.0026584 | 0.0025739 | 0.002499 | 0.0024336 | 0.002376 | 0.0023242 | 0.0022792 | 0.0022367 | 0
F2_Industrial_Other Industrial_Existing_Space Heating_Natural Gas_HVAC - Duct Repair and Sealing_A_Technical Potential | F2 | Industrial | Other Industrial | Existing | Space Heating | Natural Gas | HVAC - Duct Repair and Sealing | A | Integrated Unit Summer Peak Savings (kW) | Technical Potential | 0 | 0 | 0 | 0 | 0 | 0 | 0 | 0 | 0 | 0 | 0 | 0 | 0 | 0 | 0 | 0 | 0 | 0 | 0 | 0 | 0 | 0 | 0
F3_Industrial_Other Industrial_Existing_Space Heating_Natural Gas_HVAC - Duct Repair and Sealing_A_Technical Potential | F3 | Industrial | Other Industrial | Existing | Space Heating | Natural Gas | HVAC - Duct Repair and Sealing | A | Integrated Unit Winter Peak Savings (kW) | Technical Potential | 0 | 0 | 0 | 0 | 0 | 0 | 0 | 0 | 0 | 0 | 0 | 0 | 0 | 0 | 0 | 0 | 0 | 0 | 0 | 0 | 0 | 0 | 0
F4_Industrial_Other Industrial_Existing_Space Heating_Natural Gas_HVAC - Duct Repair and Sealing_A_Technical Potential | F4 | Industrial | Other Industrial | Existing | Space Heating | Natural Gas | HVAC - Duct Repair and Sealing | A | Incremental Energy Savings (MWh or mTherms) | Technical Potential | 0 | 0 | 0.043049 | 0.041602 | 0.040026 | 0.03831 | 0.036468 | 0.034543 | 0.032593 | 0.030679 | 0.028857 | 0.027166 | 0.025624 | 0.024234 | 0.02299 | 0.021875 | 0.020872 | 0.019976 | 0.019167 | 0.018426 | 0.017757 | 0.017126 | 0
F5_Industrial_Other Industrial_Existing_Space Heating_Natural Gas_HVAC - Duct Repair and Sealing_A_Technical Potential | F5 | Industrial | Other Industrial | Existing | Space Heating | Natural Gas | HVAC - Duct Repair and Sealing | A | Incremental Summer Peak Savings (MW) | Technical Potential | 0 | 0 | 0 | 0 | 0 | 0 | 0 | 0 | 0 | 0 | 0 | 0 | 0 | 0 | 0 | 0 | 0 | 0 | 0 | 0 | 0 | 0 | 0
F6_Industrial_Other Industrial_Existing_Space Heating_Natural Gas_HVAC - Duct Repair and Sealing_A_Technical Potential | F6 | Industrial | Other Industrial | Existing | Space Heating | Natural Gas | HVAC - Duct Repair and Sealing | A | Incremental Winter Peak Savings (MW) | Technical Potential | 0 | 0 | 0 | 0 | 0 | 0 | 0 | 0 | 0 | 0 | 0 | 0 | 0 | 0 | 0 | 0 | 0 | 0 | 0 | 0 | 0 | 0 | 0
F7_Industrial_Other Industrial_Existing_Space Heating_Natural Gas_HVAC - Duct Repair and Sealing_A_Technical Potential | F7 | Industrial | Other Industrial | Existing | Space Heating | Natural Gas | HVAC - Duct Repair and Sealing | A | Cumulative Energy Savings (MWh or mTherms) | Technical Potential | 0 | 0 | 0.043049 | 0.083934 | 0.1222 | 0.15732 | 0.18885 | 0.21657 | 0.24052 | 0.26104 | 0.2787 | 0.29414 | 0.30794 | 0.32058 | 0.33245 | 0.34375 | 0.35462 | 0.36531 | 0.37583 | 0.38607 | 0.39634 | 0.40609 | 0
F8_Industrial_Other Industrial_Existing_Space Heating_Natural Gas_HVAC - Duct Repair and Sealing_A_Technical Potential | F8 | Industrial | Other Industrial | Existing | Space Heating | Natural Gas | HVAC - Duct Repair and Sealing | A | Cumulative Summer Peak Savings (MW) | Technical Potential | 0 | 0 | 0 | 0 | 0 | 0 | 0 | 0 | 0 | 0 | 0 | 0 | 0 | 0 | 0 | 0 | 0 | 0 | 0 | 0 | 0 | 0 | 0
F9_Industrial_Other Industrial_Existing_Space Heating_Natural Gas_HVAC - Duct Repair and Sealing_A_Technical Potential | F9 | Industrial | Other Industrial | Existing | Space Heating | Natural Gas | HVAC - Duct Repair and Sealing | A | Cumulative Winter Peak Savings (MW) | Technical Potential | 0 | 0 | 0 | 0 | 0 | 0 | 0 | 0 | 0 | 0 | 0 | 0 | 0 | 0 | 0 | 0 | 0 | 0 | 0 | 0 | 0 | 0 | 0
F10_Industrial_Other Industrial_Existing_Space Heating_Natural Gas_HVAC - Duct Repair and Sealing_A_Technical Potential | F10 | Industrial | Other Industrial | Existing | Space Heating | Natural Gas | HVAC - Duct Repair and Sealing | A | Purchases (Incremental) | Technical Potential | 0 | 0 | 10654.9545 | 10471.2484 | 10290.7096 | 10113.2836 | 9938.9167 | 9767.556 | 9599.1499 | 9433.6473 | 9270.9982 | 9111.1534 | 8954.0646 | 8799.6841 | 8647.9654 | 8498.8626 | 8352.3305 | 8208.3248 | 8066.8019 | 7927.7192 | 7791.0343 | 7656.7062 | 0
F11_Industrial_Other Industrial_Existing_Space Heating_Natural Gas_HVAC - Duct Repair and Sealing_A_Technical Potential | F11 | Industrial | Other Industrial | Existing | Space Heating | Natural Gas | HVAC - Duct Repair and Sealing | A | Purchases (Cumulative) | Technical Potential | 0 | 0 | 10654.9545 | 21126.2029 | 31416.9126 | 41530.1962 | 51469.1129 | 61236.6689 | 70835.8188 | 80269.4661 | 89540.4643 | 98651.6177 | 107605.6823 | 116405.3664 | 125053.3319 | 133552.1945 | 141904.5249 | 150112.8497 | 158179.6517 | 166107.3708 | 173898.4052 | 181555.1113 | 0
F1_Industrial_Other Industrial_Existing_Space Heating_Natural Gas_Windows - High Efficiency_A_Technical Potential | F1 | Industrial | Other Industrial | Existing | Space Heating | Natural Gas | Windows - High Efficiency | A | Integrated Unit Energy Savings (kWh or therms) | Technical Potential | 0 | 0 | 0.0076956 | 0.007576 | 0.007419 | 0.0072204 | 0.0069822 | 0.0067125 | 0.0064241 | 0.0061315 | 0.0058481 | 0.005584 | 0.0053448 | 0.0051319 | 0.0049453 | 0.0047817 | 0.0046381 | 0.0045134 | 0.004404 | 0.0043057 | 0.0042207 | 0.0041402 | 0
F2_Industrial_Other Industrial_Existing_Space Heating_Natural Gas_Windows - High Efficiency_A_Technical Potential | F2 | Industrial | Other Industrial | Existing | Space Heating | Natural Gas | Windows - High Efficiency | A | Integrated Unit Summer Peak Savings (kW) | Technical Potential | 0 | 0 | 0 | 0 | 0 | 0 | 0 | 0 | 0 | 0 | 0 | 0 | 0 | 0 | 0 | 0 | 0 | 0 | 0 | 0 | 0 | 0 | 0
F3_Industrial_Other Industrial_Existing_Space Heating_Natural Gas_Windows - High Efficiency_A_Technical Potential | F3 | Industrial | Other Industrial | Existing | Space Heating | Natural Gas | Windows - High Efficiency | A | Integrated Unit Winter Peak Savings (kW) | Technical Potential | 0 | 0 | 0 | 0 | 0 | 0 | 0 | 0 | 0 | 0 | 0 | 0 | 0 | 0 | 0 | 0 | 0 | 0 | 0 | 0 | 0 | 0 | 0
F4_Industrial_Other Industrial_Existing_Space Heating_Natural Gas_Windows - High Efficiency_A_Technical Potential | F4 | Industrial | Other Industrial | Existing | Space Heating | Natural Gas | Windows - High Efficiency | A | Incremental Energy Savings (MWh or mTherms) | Technical Potential | 0 | 0 | 0.064703 | 0.12513 | 0.21382 | 0.33267 | 0.47986 | 0.64932 | 0.83073 | 1.0102 | 1.1711 | 1.2959 | 1.3677 | 1.3729 | 1.3056 | 1.1695 | 0.98017 | 0.77519 | 0.56846 | 0.37813 | 0.23273 | 0.14632 | 0
F5_Industrial_Other Industrial_Existing_Space Heating_Natural Gas_Windows - High Efficiency_A_Technical Potential | F5 | Industrial | Other Industrial | Existing | Space Heating | Natural Gas | Windows - High Efficiency | A | Incremental Summer Peak Savings (MW) | Technical Potential | 0 | 0 | 0 | 0 | 0 | 0 | 0 | 0 | 0 | 0 | 0 | 0 | 0 | 0 | 0 | 0 | 0 | 0 | 0 | 0 | 0 | 0 | 0
F6_Industrial_Other Industrial_Existing_Space Heating_Natural Gas_Windows - High Efficiency_A_Technical Potential | F6 | Industrial | Other Industrial | Existing | Space Heating | Natural Gas | Windows - High Efficiency | A | Incremental Winter Peak Savings (MW) | Technical Potential | 0 | 0 | 0 | 0 | 0 | 0 | 0 | 0 | 0 | 0 | 0 | 0 | 0 | 0 | 0 | 0 | 0 | 0 | 0 | 0 | 0 | 0 | 0
F7_Industrial_Other Industrial_Existing_Space Heating_Natural Gas_Windows - High Efficiency_A_Technical Potential | F7 | Industrial | Other Industrial | Existing | Space Heating | Natural Gas | Windows - High Efficiency | A | Cumulative Energy Savings (MWh or mTherms) | Technical Potential | 0 | 0 | 0.064703 | 0.18883 | 0.39874 | 0.72073 | 1.1768 | 1.7807 | 2.5349 | 3.4296 | 4.4422 | 5.5375 | 6.668 | 7.7753 | 8.798 | 9.6766 | 10.3661 | 10.8625 | 11.1678 | 11.2966 | 11.3064 | 11.2371 | 0
F8_Industrial_Other Industrial_Existing_Space Heating_Natural Gas_Windows - High Efficiency_A_Technical Potential | F8 | Industrial | Other Industrial | Existing | Space Heating | Natural Gas | Windows - High Efficiency | A | Cumulative Summer Peak Savings (MW) | Technical Potential | 0 | 0 | 0 | 0 | 0 | 0 | 0 | 0 | 0 | 0 | 0 | 0 | 0 | 0 | 0 | 0 | 0 | 0 | 0 | 0 | 0 | 0 | 0
F9_Industrial_Other Industrial_Existing_Space Heating_Natural Gas_Windows - High Efficiency_A_Technical Potential | F9 | Industrial | Other Industrial | Existing | Space Heating | Natural Gas | Windows - High Efficiency | A | Cumulative Winter Peak Savings (MW) | Technical Potential | 0 | 0 | 0 | 0 | 0 | 0 | 0 | 0 | 0 | 0 | 0 | 0 | 0 | 0 | 0 | 0 | 0 | 0 | 0 | 0 | 0 | 0 | 0
F10_Industrial_Other Industrial_Existing_Space Heating_Natural Gas_Windows - High Efficiency_A_Technical Potential | F10 | Industrial | Other Industrial | Existing | Space Heating | Natural Gas | Windows - High Efficiency | A | Purchases (Incremental) | Technical Potential | 0 | 0 | 8407.8393 | 16516.9484 | 28820.9589 | 46072.9426 | 68726.5626 | 96734.0347 | 129316.1481 | 164750.0814 | 200254.2243 | 232075.7959 | 255884.7547 | 267519.8705 | 264005.0628 | 244578.4453 | 211331.5834 | 171755.6278 | 129078.0124 | 87820.9819 | 55140.4728 | 35341.1576 | 0
F11_Industrial_Other Industrial_Existing_Space Heating_Natural Gas_Windows - High Efficiency_A_Technical Potential | F11 | Industrial | Other Industrial | Existing | Space Heating | Natural Gas | Windows - High Efficiency | A | Purchases (Cumulative) | Technical Potential | 0 | 0 | 8407.8393 | 24924.7877 | 53745.7466 | 99818.6892 | 168545.2519 | 265279.2866 | 394595.4347 | 559345.5161 | 759599.7404 | 991675.5363 | 1247560.2911 | 1515080.1616 | 1779085.2244 | 2023663.6697 | 2234995.2531 | 2406750.8809 | 2535828.8932 | 2623649.8751 | 2678790.3479 | 2714131.5056 | 0
F1_Industrial_Other Industrial_Existing_Space Heating_Natural Gas_Gas Boiler - Maintenance_A_Technical Potential | F1 | Industrial | Other Industrial | Existing | Space Heating | Natural Gas | Gas Boiler - Maintenance | A | Integrated Unit Energy Savings (kWh or therms) | Technical Potential | 0 | 0 | 2.0396 | 2.03 | 2.0199 | 2.0093 | 1.998 | 1.986 | 1.9731 | 1.9595 | 1.945 | 1.9299 | 1.9142 | 1.898 | 1.8816 | 1.8652 | 1.8486 | 1.8332 | 1.8189 | 1.8055 | 1.793 | 1.7814 | 0
F2_Industrial_Other Industrial_Existing_Space Heating_Natural Gas_Gas Boiler - Maintenance_A_Technical Potential | F2 | Industrial | Other Industrial | Existing | Space Heating | Natural Gas | Gas Boiler - Maintenance | A | Integrated Unit Summer Peak Savings (kW) | Technical Potential | 0 | 0 | 0 | 0 | 0 | 0 | 0 | 0 | 0 | 0 | 0 | 0 | 0 | 0 | 0 | 0 | 0 | 0 | 0 | 0 | 0 | 0 | 0
F3_Industrial_Other Industrial_Existing_Space Heating_Natural Gas_Gas Boiler - Maintenance_A_Technical Potential | F3 | Industrial | Other Industrial | Existing | Space Heating | Natural Gas | Gas Boiler - Maintenance | A | Integrated Unit Winter Peak Savings (kW) | Technical Potential | 0 | 0 | 0 | 0 | 0 | 0 | 0 | 0 | 0 | 0 | 0 | 0 | 0 | 0 | 0 | 0 | 0 | 0 | 0 | 0 | 0 | 0 | 0
F4_Industrial_Other Industrial_Existing_Space Heating_Natural Gas_Gas Boiler - Maintenance_A_Technical Potential | F4 | Industrial | Other Industrial | Existing | Space Heating | Natural Gas | Gas Boiler - Maintenance | A | Incremental Energy Savings (MWh or mTherms) | Technical Potential | 0 | 0 | 0.045809 | 0.031406 | 0.021261 | 0.016187 | 0.013859 | 0.011715 | 0.0097992 | 0.0081252 | 0.0066874 | 0.0054692 | 0.0044485 | 0.0033759 | 0.0025616 | 0.0019434 | 0.0014742 | 0.0013192 | 0.0010067 | 0.00084568 | 0.00069223 | 0.00054592 | 0
F5_Industrial_Other Industrial_Existing_Space Heating_Natural Gas_Gas Boiler - Maintenance_A_Technical Potential | F5 | Industrial | Other Industrial | Existing | Space Heating | Natural Gas | Gas Boiler - Maintenance | A | Incremental Summer Peak Savings (MW) | Technical Potential | 0 | 0 | 0 | 0 | 0 | 0 | 0 | 0 | 0 | 0 | 0 | 0 | 0 | 0 | 0 | 0 | 0 | 0 | 0 | 0 | 0 | 0 | 0
F6_Industrial_Other Industrial_Existing_Space Heating_Natural Gas_Gas Boiler - Maintenance_A_Technical Potential | F6 | Industrial | Other Industrial | Existing | Space Heating | Natural Gas | Gas Boiler - Maintenance | A | Incremental Winter Peak Savings (MW) | Technical Potential | 0 | 0 | 0 | 0 | 0 | 0 | 0 | 0 | 0 | 0 | 0 | 0 | 0 | 0 | 0 | 0 | 0 | 0 | 0 | 0 | 0 | 0 | 0
F7_Industrial_Other Industrial_Existing_Space Heating_Natural Gas_Gas Boiler - Maintenance_A_Technical Potential | F7 | Industrial | Other Industrial | Existing | Space Heating | Natural Gas | Gas Boiler - Maintenance | A | Cumulative Energy Savings (MWh or mTherms) | Technical Potential | 0 | 0 | 0.045809 | 0.077 | 0.097879 | 0.11355 | 0.12677 | 0.13772 | 0.14663 | 0.15374 | 0.1593 | 0.16352 | 0.16664 | 0.16861 | 0.16972 | 0.17017 | 0.17014 | 0.17004 | 0.16972 | 0.16931 | 0.16884 | 0.16829 | 0
F8_Industrial_Other Industrial_Existing_Space Heating_Natural Gas_Gas Boiler - Maintenance_A_Technical Potential | F8 | Industrial | Other Industrial | Existing | Space Heating | Natural Gas | Gas Boiler - Maintenance | A | Cumulative Summer Peak Savings (MW) | Technical Potential | 0 | 0 | 0 | 0 | 0 | 0 | 0 | 0 | 0 | 0 | 0 | 0 | 0 | 0 | 0 | 0 | 0 | 0 | 0 | 0 | 0 | 0 | 0
F9_Industrial_Other Industrial_Existing_Space Heating_Natural Gas_Gas Boiler - Maintenance_A_Technical Potential | F9 | Industrial | Other Industrial | Existing | Space Heating | Natural Gas | Gas Boiler - Maintenance | A | Cumulative Winter Peak Savings (MW) | Technical Potential | 0 | 0 | 0 | 0 | 0 | 0 | 0 | 0 | 0 | 0 | 0 | 0 | 0 | 0 | 0 | 0 | 0 | 0 | 0 | 0 | 0 | 0 | 0
F10_Industrial_Other Industrial_Existing_Space Heating_Natural Gas_Gas Boiler - Maintenance_A_Technical Potential | F10 | Industrial | Other Industrial | Existing | Space Heating | Natural Gas | Gas Boiler - Maintenance | A | Purchases (Incremental) | Technical Potential | 0 | 0 | 22.4596 | 15.471 | 10.5254 | 8.0559 | 6.9365 | 5.8989 | 4.9663 | 4.1466 | 3.4382 | 2.8339 | 2.3239 | 1.7787 | 1.3614 | 1.0419 | 0.79748 | 0.71963 | 0.55348 | 0.46839 | 0.38607 | 0.30645 | 0
F11_Industrial_Other Industrial_Existing_Space Heating_Natural Gas_Gas Boiler - Maintenance_A_Technical Potential | F11 | Industrial | Other Industrial | Existing | Space Heating | Natural Gas | Gas Boiler - Maintenance | A | Purchases (Cumulative) | Technical Potential | 0 | 0 | 22.4596 | 37.9306 | 48.456 | 56.5119 | 63.4484 | 69.3472 | 74.3136 | 78.4602 | 81.8984 | 84.7324 | 87.0563 | 88.835 | 90.1963 | 91.2383 | 92.0358 | 92.7554 | 93.3089 | 93.7773 | 94.1633 | 94.4698 | 0
F1_Industrial_Other Industrial_Existing_Process_Natural Gas_Gas Boiler - Maintenance_A_Technical Potential | F1 | Industrial | Other Industrial | Existing | Process | Natural Gas | Gas Boiler - Maintenance | A | Integrated Unit Energy Savings (kWh or therms) | Technical Potential | 0 | 0 | 1.5559 | 1.5559 | 1.5559 | 1.5559 | 1.5559 | 1.5559 | 1.5559 | 1.5559 | 1.5559 | 1.5559 | 1.5559 | 1.5559 | 1.5559 | 1.5559 | 1.5559 | 1.5559 | 1.5559 | 1.5559 | 1.5559 | 1.5559 | 0
F2_Industrial_Other Industrial_Existing_Process_Natural Gas_Gas Boiler - Maintenance_A_Technical Potential | F2 | Industrial | Other Industrial | Existing | Process | Natural Gas | Gas Boiler - Maintenance | A | Integrated Unit Summer Peak Savings (kW) | Technical Potential | 0 | 0 | 0 | 0 | 0 | 0 | 0 | 0 | 0 | 0 | 0 | 0 | 0 | 0 | 0 | 0 | 0 | 0 | 0 | 0 | 0 | 0 | 0
F3_Industrial_Other Industrial_Existing_Process_Natural Gas_Gas Boiler - Maintenance_A_Technical Potential | F3 | Industrial | Other Industrial | Existing | Process | Natural Gas | Gas Boiler - Maintenance | A | Integrated Unit Winter Peak Savings (kW) | Technical Potential | 0 | 0 | 0 | 0 | 0 | 0 | 0 | 0 | 0 | 0 | 0 | 0 | 0 | 0 | 0 | 0 | 0 | 0 | 0 | 0 | 0 | 0 | 0
F4_Industrial_Other Industrial_Existing_Process_Natural Gas_Gas Boiler - Maintenance_A_Technical Potential | F4 | Industrial | Other Industrial | Existing | Process | Natural Gas | Gas Boiler - Maintenance | A | Incremental Energy Savings (MWh or mTherms) | Technical Potential | 0 | 0 | 0.50597 | 0.34853 | 0.23711 | 0.18148 | 0.15626 | 0.13289 | 0.11188 | 0.093415 | 0.077455 | 0.063842 | 0.052354 | 0.04007 | 0.030668 | 0.023473 | 0.017965 | 0.016212 | 0.012469 | 0.010552 | 0.0086973 | 0.0069036 | 0
F5_Industrial_Other Industrial_Existing_Process_Natural Gas_Gas Boiler - Maintenance_A_Technical Potential | F5 | Industrial | Other Industrial | Existing | Process | Natural Gas | Gas Boiler - Maintenance | A | Incremental Summer Peak Savings (MW) | Technical Potential | 0 | 0 | 0 | 0 | 0 | 0 | 0 | 0 | 0 | 0 | 0 | 0 | 0 | 0 | 0 | 0 | 0 | 0 | 0 | 0 | 0 | 0 | 0
F6_Industrial_Other Industrial_Existing_Process_Natural Gas_Gas Boiler - Maintenance_A_Technical Potential | F6 | Industrial | Other Industrial | Existing | Process | Natural Gas | Gas Boiler - Maintenance | A | Incremental Winter Peak Savings (MW) | Technical Potential | 0 | 0 | 0 | 0 | 0 | 0 | 0 | 0 | 0 | 0 | 0 | 0 | 0 | 0 | 0 | 0 | 0 | 0 | 0 | 0 | 0 | 0 | 0
F7_Industrial_Other Industrial_Existing_Process_Natural Gas_Gas Boiler - Maintenance_A_Technical Potential | F7 | Industrial | Other Industrial | Existing | Process | Natural Gas | Gas Boiler - Maintenance | A | Cumulative Energy Savings (MWh or mTherms) | Technical Potential | 0 | 0 | 0.50597 | 0.8545 | 1.0916 | 1.2731 | 1.4294 | 1.5622 | 1.6741 | 1.7675 | 1.845 | 1.9088 | 1.9612 | 2.0013 | 2.0319 | 2.0554 | 2.0734 | 2.0896 | 2.102 | 2.1126 | 2.1213 | 2.1282 | 0
F8_Industrial_Other Industrial_Existing_Process_Natural Gas_Gas Boiler - Maintenance_A_Technical Potential | F8 | Industrial | Other Industrial | Existing | Process | Natural Gas | Gas Boiler - Maintenance | A | Cumulative Summer Peak Savings (MW) | Technical Potential | 0 | 0 | 0 | 0 | 0 | 0 | 0 | 0 | 0 | 0 | 0 | 0 | 0 | 0 | 0 | 0 | 0 | 0 | 0 | 0 | 0 | 0 | 0
F9_Industrial_Other Industrial_Existing_Process_Natural Gas_Gas Boiler - Maintenance_A_Technical Potential | F9 | Industrial | Other Industrial | Existing | Process | Natural Gas | Gas Boiler - Maintenance | A | Cumulative Winter Peak Savings (MW) | Technical Potential | 0 | 0 | 0 | 0 | 0 | 0 | 0 | 0 | 0 | 0 | 0 | 0 | 0 | 0 | 0 | 0 | 0 | 0 | 0 | 0 | 0 | 0 | 0
F10_Industrial_Other Industrial_Existing_Process_Natural Gas_Gas Boiler - Maintenance_A_Technical Potential | F10 | Industrial | Other Industrial | Existing | Process | Natural Gas | Gas Boiler - Maintenance | A | Purchases (Incremental) | Technical Potential | 0 | 0 | 325.1975 | 224.0077 | 152.3996 | 116.6425 | 100.4345 | 85.4109 | 71.9084 | 60.0401 | 49.7825 | 41.0331 | 33.6489 | 25.754 | 19.7114 | 15.0866 | 11.5469 | 10.4197 | 8.0139 | 6.7819 | 5.59 | 4.4371 | 0
F11_Industrial_Other Industrial_Existing_Process_Natural Gas_Gas Boiler - Maintenance_A_Technical Potential | F11 | Industrial | Other Industrial | Existing | Process | Natural Gas | Gas Boiler - Maintenance | A | Purchases (Cumulative) | Technical Potential | 0 | 0 | 325.1975 | 549.2053 | 701.6049 | 818.2474 | 918.6819 | 1004.0928 | 1076.0012 | 1136.0412 | 1185.8237 | 1226.8568 | 1260.5057 | 1286.2597 | 1305.9711 | 1321.0577 | 1332.6045 | 1343.0242 | 1351.0381 | 1357.8201 | 1363.41 | 1367.8472 | 0
F1_Industrial_Other Industrial_Existing_Space Heating_Natural Gas_Gas Furnace - Maintenance_A_Technical Potential | F1 | Industrial | Other Industrial | Existing | Space Heating | Natural Gas | Gas Furnace - Maintenance | A | Integrated Unit Energy Savings (kWh or therms) | Technical Potential | 0 | 0 | 0.009379 | 0.0093063 | 0.0092312 | 0.0091537 | 0.0090737 | 0.0089913 | 0.0089064 | 0.0088193 | 0.0087304 | 0.0086404 | 0.0085498 | 0.0084583 | 0.008368 | 0.0082783 | 0.0081896 | 0.0081069 | 0.0080299 | 0.0079579 | 0.0078905 | 0.0078276 | 0
F2_Industrial_Other Industrial_Existing_Space Heating_Natural Gas_Gas Furnace - Maintenance_A_Technical Potential | F2 | Industrial | Other Industrial | Existing | Space Heating | Natural Gas | Gas Furnace - Maintenance | A | Integrated Unit Summer Peak Savings (kW) | Technical Potential | 0 | 0 | 0 | 0 | 0 | 0 | 0 | 0 | 0 | 0 | 0 | 0 | 0 | 0 | 0 | 0 | 0 | 0 | 0 | 0 | 0 | 0 | 0
F3_Industrial_Other Industrial_Existing_Space Heating_Natural Gas_Gas Furnace - Maintenance_A_Technical Potential | F3 | Industrial | Other Industrial | Existing | Space Heating | Natural Gas | Gas Furnace - Maintenance | A | Integrated Unit Winter Peak Savings (kW) | Technical Potential | 0 | 0 | 0 | 0 | 0 | 0 | 0 | 0 | 0 | 0 | 0 | 0 | 0 | 0 | 0 | 0 | 0 | 0 | 0 | 0 | 0 | 0 | 0
F4_Industrial_Other Industrial_Existing_Space Heating_Natural Gas_Gas Furnace - Maintenance_A_Technical Potential | F4 | Industrial | Other Industrial | Existing | Space Heating | Natural Gas | Gas Furnace - Maintenance | A | Incremental Energy Savings (MWh or mTherms) | Technical Potential | 0 | 0 | 0.0014223 | 0.00097213 | 0.00065604 | 0.00049789 | 0.00042496 | 0.00035811 | 0.00029865 | 0.00024692 | 0.00020267 | 0.00016533 | 0.00013416 | 0.00010158 | 7.6917e-05 | 5.8239e-05 | 4.4097e-05 | 3.9391e-05 | 3.0008e-05 | 2.5167e-05 | 2.0568e-05 | 1.6196e-05 | 0
F5_Industrial_Other Industrial_Existing_Space Heating_Natural Gas_Gas Furnace - Maintenance_A_Technical Potential | F5 | Industrial | Other Industrial | Existing | Space Heating | Natural Gas | Gas Furnace - Maintenance | A | Incremental Summer Peak Savings (MW) | Technical Potential | 0 | 0 | 0 | 0 | 0 | 0 | 0 | 0 | 0 | 0 | 0 | 0 | 0 | 0 | 0 | 0 | 0 | 0 | 0 | 0 | 0 | 0 | 0
F6_Industrial_Other Industrial_Existing_Space Heating_Natural Gas_Gas Furnace - Maintenance_A_Technical Potential | F6 | Industrial | Other Industrial | Existing | Space Heating | Natural Gas | Gas Furnace - Maintenance | A | Incremental Winter Peak Savings (MW) | Technical Potential | 0 | 0 | 0 | 0 | 0 | 0 | 0 | 0 | 0 | 0 | 0 | 0 | 0 | 0 | 0 | 0 | 0 | 0 | 0 | 0 | 0 | 0 | 0
F7_Industrial_Other Industrial_Existing_Space Heating_Natural Gas_Gas Furnace - Maintenance_A_Technical Potential | F7 | Industrial | Other Industrial | Existing | Space Heating | Natural Gas | Gas Furnace - Maintenance | A | Cumulative Energy Savings (MWh or mTherms) | Technical Potential | 0 | 0 | 0.0014223 | 0.0023834 | 0.0030202 | 0.0034927 | 0.0038872 | 0.00421 | 0.0044689 | 0.0046721 | 0.0048277 | 0.0049432 | 0.0050255 | 0.0050734 | 0.0050961 | 0.0050997 | 0.0050892 | 0.0050772 | 0.0050589 | 0.0050387 | 0.0050167 | 0.0049929 | 0
F8_Industrial_Other Industrial_Existing_Space Heating_Natural Gas_Gas Furnace - Maintenance_A_Technical Potential | F8 | Industrial | Other Industrial | Existing | Space Heating | Natural Gas | Gas Furnace - Maintenance | A | Cumulative Summer Peak Savings (MW) | Technical Potential | 0 | 0 | 0 | 0 | 0 | 0 | 0 | 0 | 0 | 0 | 0 | 0 | 0 | 0 | 0 | 0 | 0 | 0 | 0 | 0 | 0 | 0 | 0
F9_Industrial_Other Industrial_Existing_Space Heating_Natural Gas_Gas Furnace - Maintenance_A_Technical Potential | F9 | Industrial | Other Industrial | Existing | Space Heating | Natural Gas | Gas Furnace - Maintenance | A | Cumulative Winter Peak Savings (MW) | Technical Potential | 0 | 0 | 0 | 0 | 0 | 0 | 0 | 0 | 0 | 0 | 0 | 0 | 0 | 0 | 0 | 0 | 0 | 0 | 0 | 0 | 0 | 0 | 0
F10_Industrial_Other Industrial_Existing_Space Heating_Natural Gas_Gas Furnace - Maintenance_A_Technical Potential | F10 | Industrial | Other Industrial | Existing | Space Heating | Natural Gas | Gas Furnace - Maintenance | A | Purchases (Incremental) | Technical Potential | 0 | 0 | 151.646 | 104.4592 | 71.0669 | 54.3927 | 46.8346 | 39.8288 | 33.5323 | 27.9979 | 23.2145 | 19.1345 | 15.6911 | 12.0096 | 9.1918 | 7.0352 | 5.3845 | 4.8589 | 3.7371 | 3.1625 | 2.6067 | 2.0691 | 0
F11_Industrial_Other Industrial_Existing_Space Heating_Natural Gas_Gas Furnace - Maintenance_A_Technical Potential | F11 | Industrial | Other Industrial | Existing | Space Heating | Natural Gas | Gas Furnace - Maintenance | A | Purchases (Cumulative) | Technical Potential | 0 | 0 | 151.646 | 256.1052 | 327.1721 | 381.5648 | 428.3994 | 468.2281 | 501.7604 | 529.7583 | 552.9728 | 572.1074 | 587.7985 | 599.8081 | 608.9999 | 616.0351 | 621.4196 | 626.2785 | 630.0156 | 633.1781 | 635.7848 | 637.8539 | 0
F1_Industrial_Other Industrial_Existing_Space Heating_Natural Gas_Gas Boiler - Hot Water Reset_A_Technical Potential | F1 | Industrial | Other Industrial | Existing | Space Heating | Natural Gas | Gas Boiler - Hot Water Reset | A | Integrated Unit Energy Savings (kWh or therms) | Technical Potential | 0 | 0 | 7.4114 | 7.3714 | 7.3296 | 7.2858 | 7.2396 | 7.1907 | 7.1391 | 7.0844 | 7.0269 | 6.9669 | 6.9049 | 6.841 | 6.7767 | 6.712 | 6.647 | 6.5861 | 6.5291 | 6.4755 | 6.4251 | 6.3779 | 0
F2_Industrial_Other Industrial_Existing_Space Heating_Natural Gas_Gas Boiler - Hot Water Reset_A_Technical Potential | F2 | Industrial | Other Industrial | Existing | Space Heating | Natural Gas | Gas Boiler - Hot Water Reset | A | Integrated Unit Summer Peak Savings (kW) | Technical Potential | 0 | 0 | 0 | 0 | 0 | 0 | 0 | 0 | 0 | 0 | 0 | 0 | 0 | 0 | 0 | 0 | 0 | 0 | 0 | 0 | 0 | 0 | 0
F3_Industrial_Other Industrial_Existing_Space Heating_Natural Gas_Gas Boiler - Hot Water Reset_A_Technical Potential | F3 | Industrial | Other Industrial | Existing | Space Heating | Natural Gas | Gas Boiler - Hot Water Reset | A | Integrated Unit Winter Peak Savings (kW) | Technical Potential | 0 | 0 | 0 | 0 | 0 | 0 | 0 | 0 | 0 | 0 | 0 | 0 | 0 | 0 | 0 | 0 | 0 | 0 | 0 | 0 | 0 | 0 | 0
F4_Industrial_Other Industrial_Existing_Space Heating_Natural Gas_Gas Boiler - Hot Water Reset_A_Technical Potential | F4 | Industrial | Other Industrial | Existing | Space Heating | Natural Gas | Gas Boiler - Hot Water Reset | A | Incremental Energy Savings (MWh or mTherms) | Technical Potential | 0 | 0 | 0.080896 | 0.097088 | 0.1161 | 0.13165 | 0.14664 | 0.16735 | 0.17913 | 0.17846 | 0.16393 | 0.1373 | 0.10349 | 0.066688 | 0.037697 | 0.017667 | 0.0072745 | 0.0025758 | 0.00078386 | 0.00016652 | 2.669e-05 | 3.1254e-06 | 0
F5_Industrial_Other Industrial_Existing_Space Heating_Natural Gas_Gas Boiler - Hot Water Reset_A_Technical Potential | F5 | Industrial | Other Industrial | Existing | Space Heating | Natural Gas | Gas Boiler - Hot Water Reset | A | Incremental Summer Peak Savings (MW) | Technical Potential | 0 | 0 | 0 | 0 | 0 | 0 | 0 | 0 | 0 | 0 | 0 | 0 | 0 | 0 | 0 | 0 | 0 | 0 | 0 | 0 | 0 | 0 | 0
F6_Industrial_Other Industrial_Existing_Space Heating_Natural Gas_Gas Boiler - Hot Water Reset_A_Technical Potential | F6 | Industrial | Other Industrial | Existing | Space Heating | Natural Gas | Gas Boiler - Hot Water Reset | A | Incremental Winter Peak Savings (MW) | Technical Potential | 0 | 0 | 0 | 0 | 0 | 0 | 0 | 0 | 0 | 0 | 0 | 0 | 0 | 0 | 0 | 0 | 0 | 0 | 0 | 0 | 0 | 0 | 0
F7_Industrial_Other Industrial_Existing_Space Heating_Natural Gas_Gas Boiler - Hot Water Reset_A_Technical Potential | F7 | Industrial | Other Industrial | Existing | Space Heating | Natural Gas | Gas Boiler - Hot Water Reset | A | Cumulative Energy Savings (MWh or mTherms) | Technical Potential | 0 | 0 | 0.080896 | 0.17755 | 0.29264 | 0.42254 | 0.56651 | 0.73004 | 0.90392 | 1.0754 | 1.2307 | 1.3575 | 1.4489 | 1.5021 | 1.5257 | 1.5288 | 1.5213 | 1.5099 | 1.4976 | 1.4855 | 1.474 | 1.4631 | 0
F8_Industrial_Other Industrial_Existing_Space Heating_Natural Gas_Gas Boiler - Hot Water Reset_A_Technical Potential | F8 | Industrial | Other Industrial | Existing | Space Heating | Natural Gas | Gas Boiler - Hot Water Reset | A | Cumulative Summer Peak Savings (MW) | Technical Potential | 0 | 0 | 0 | 0 | 0 | 0 | 0 | 0 | 0 | 0 | 0 | 0 | 0 | 0 | 0 | 0 | 0 | 0 | 0 | 0 | 0 | 0 | 0
F9_Industrial_Other Industrial_Existing_Space Heating_Natural Gas_Gas Boiler - Hot Water Reset_A_Technical Potential | F9 | Industrial | Other Industrial | Existing | Space Heating | Natural Gas | Gas Boiler - Hot Water Reset | A | Cumulative Winter Peak Savings (MW) | Technical Potential | 0 | 0 | 0 | 0 | 0 | 0 | 0 | 0 | 0 | 0 | 0 | 0 | 0 | 0 | 0 | 0 | 0 | 0 | 0 | 0 | 0 | 0 | 0
F10_Industrial_Other Industrial_Existing_Space Heating_Natural Gas_Gas Boiler - Hot Water Reset_A_Technical Potential | F10 | Industrial | Other Industrial | Existing | Space Heating | Natural Gas | Gas Boiler - Hot Water Reset | A | Purchases (Incremental) | Technical Potential | 0 | 0 | 10.9151 | 13.1709 | 15.8395 | 18.0701 | 20.2559 | 23.2733 | 25.0909 | 25.1902 | 23.3295 | 19.7079 | 14.9879 | 9.7483 | 5.5627 | 2.6322 | 1.0944 | 0.3911 | 0.12006 | 0.025716 | 0.0041541 | 0.00049003 | 0
F11_Industrial_Other Industrial_Existing_Space Heating_Natural Gas_Gas Boiler - Hot Water Reset_A_Technical Potential | F11 | Industrial | Other Industrial | Existing | Space Heating | Natural Gas | Gas Boiler - Hot Water Reset | A | Purchases (Cumulative) | Technical Potential | 0 | 0 | 10.9151 | 24.086 | 39.9255 | 57.9956 | 78.2515 | 101.5248 | 126.6157 | 151.8059 | 175.1354 | 194.8433 | 209.8312 | 219.5795 | 225.1422 | 227.7743 | 228.8687 | 229.2598 | 229.3799 | 229.4056 | 229.4098 | 229.4103 | 0
F1_Industrial_Other Industrial_Existing_Process_Natural Gas_Gas Boiler - Hot Water Reset_A_Technical Potential | F1 | Industrial | Other Industrial | Existing | Process | Natural Gas | Gas Boiler - Hot Water Reset | A | Integrated Unit Energy Savings (kWh or therms) | Technical Potential | 0 | 0 | 2.8279 | 2.8271 | 2.8264 | 2.8258 | 2.8253 | 2.8247 | 2.8242 | 2.8237 | 2.8232 | 2.8228 | 2.8223 | 2.8219 | 2.8214 | 2.821 | 2.8206 | 2.8201 | 2.8197 | 2.8193 | 2.8188 | 2.8184 | 0
F2_Industrial_Other Industrial_Existing_Process_Natural Gas_Gas Boiler - Hot Water Reset_A_Technical Potential | F2 | Industrial | Other Industrial | Existing | Process | Natural Gas | Gas Boiler - Hot Water Reset | A | Integrated Unit Summer Peak Savings (kW) | Technical Potential | 0 | 0 | 0 | 0 | 0 | 0 | 0 | 0 | 0 | 0 | 0 | 0 | 0 | 0 | 0 | 0 | 0 | 0 | 0 | 0 | 0 | 0 | 0
F3_Industrial_Other Industrial_Existing_Process_Natural Gas_Gas Boiler - Hot Water Reset_A_Technical Potential | F3 | Industrial | Other Industrial | Existing | Process | Natural Gas | Gas Boiler - Hot Water Reset | A | Integrated Unit Winter Peak Savings (kW) | Technical Potential | 0 | 0 | 0 | 0 | 0 | 0 | 0 | 0 | 0 | 0 | 0 | 0 | 0 | 0 | 0 | 0 | 0 | 0 | 0 | 0 | 0 | 0 | 0
F4_Industrial_Other Industrial_Existing_Process_Natural Gas_Gas Boiler - Hot Water Reset_A_Technical Potential | F4 | Industrial | Other Industrial | Existing | Process | Natural Gas | Gas Boiler - Hot Water Reset | A | Incremental Energy Savings (MWh or mTherms) | Technical Potential | 0 | 0 | 0.44692 | 0.53913 | 0.64822 | 0.73935 | 0.82862 | 0.95187 | 1.026 | 1.0299 | 0.95367 | 0.80549 | 0.61248 | 0.3983 | 0.22725 | 0.10751 | 0.044695 | 0.01597 | 0.0049016 | 0.0010497 | 0.00016955 | 1.9997e-05 | 0
F5_Industrial_Other Industrial_Existing_Process_Natural Gas_Gas Boiler - Hot Water Reset_A_Technical Potential | F5 | Industrial | Other Industrial | Existing | Process | Natural Gas | Gas Boiler - Hot Water Reset | A | Incremental Summer Peak Savings (MW) | Technical Potential | 0 | 0 | 0 | 0 | 0 | 0 | 0 | 0 | 0 | 0 | 0 | 0 | 0 | 0 | 0 | 0 | 0 | 0 | 0 | 0 | 0 | 0 | 0
F6_Industrial_Other Industrial_Existing_Process_Natural Gas_Gas Boiler - Hot Water Reset_A_Technical Potential | F6 | Industrial | Other Industrial | Existing | Process | Natural Gas | Gas Boiler - Hot Water Reset | A | Incremental Winter Peak Savings (MW) | Technical Potential | 0 | 0 | 0 | 0 | 0 | 0 | 0 | 0 | 0 | 0 | 0 | 0 | 0 | 0 | 0 | 0 | 0 | 0 | 0 | 0 | 0 | 0 | 0
F7_Industrial_Other Industrial_Existing_Process_Natural Gas_Gas Boiler - Hot Water Reset_A_Technical Potential | F7 | Industrial | Other Industrial | Existing | Process | Natural Gas | Gas Boiler - Hot Water Reset | A | Cumulative Energy Savings (MWh or mTherms) | Technical Potential | 0 | 0 | 0.44692 | 0.98593 | 1.6339 | 2.3729 | 3.2011 | 4.1524 | 5.1776 | 6.2066 | 7.1592 | 7.9636 | 8.5747 | 8.9717 | 9.1976 | 9.3037 | 9.3469 | 9.3615 | 9.3649 | 9.3645 | 9.3632 | 9.3617 | 0
F8_Industrial_Other Industrial_Existing_Process_Natural Gas_Gas Boiler - Hot Water Reset_A_Technical Potential | F8 | Industrial | Other Industrial | Existing | Process | Natural Gas | Gas Boiler - Hot Water Reset | A | Cumulative Summer Peak Savings (MW) | Technical Potential | 0 | 0 | 0 | 0 | 0 | 0 | 0 | 0 | 0 | 0 | 0 | 0 | 0 | 0 | 0 | 0 | 0 | 0 | 0 | 0 | 0 | 0 | 0
F9_Industrial_Other Industrial_Existing_Process_Natural Gas_Gas Boiler - Hot Water Reset_A_Technical Potential | F9 | Industrial | Other Industrial | Existing | Process | Natural Gas | Gas Boiler - Hot Water Reset | A | Cumulative Winter Peak Savings (MW) | Technical Potential | 0 | 0 | 0 | 0 | 0 | 0 | 0 | 0 | 0 | 0 | 0 | 0 | 0 | 0 | 0 | 0 | 0 | 0 | 0 | 0 | 0 | 0 | 0
F10_Industrial_Other Industrial_Existing_Process_Natural Gas_Gas Boiler - Hot Water Reset_A_Technical Potential | F10 | Industrial | Other Industrial | Existing | Process | Natural Gas | Gas Boiler - Hot Water Reset | A | Purchases (Incremental) | Technical Potential | 0 | 0 | 158.0419 | 190.7045 | 229.343 | 261.6408 | 293.2891 | 336.9783 | 363.2968 | 364.7345 | 337.7923 | 285.3549 | 217.0124 | 141.1472 | 80.5434 | 38.1115 | 15.8461 | 5.6629 | 1.7383 | 0.37234 | 0.060148 | 0.0070953 | 0
F11_Industrial_Other Industrial_Existing_Process_Natural Gas_Gas Boiler - Hot Water Reset_A_Technical Potential | F11 | Industrial | Other Industrial | Existing | Process | Natural Gas | Gas Boiler - Hot Water Reset | A | Purchases (Cumulative) | Technical Potential | 0 | 0 | 158.0419 | 348.7464 | 578.0893 | 839.7302 | 1133.0193 | 1469.9976 | 1833.2944 | 2198.0289 | 2535.8212 | 2821.176 | 3038.1884 | 3179.3356 | 3259.879 | 3297.9905 | 3313.8366 | 3319.4995 | 3321.2378 | 3321.6101 | 3321.6703 | 3321.6774 | 0
F1_Industrial_Other Industrial_Existing_Space Heating_Natural Gas_Steam Trap Maintenance_A_Technical Potential | F1 | Industrial | Other Industrial | Existing | Space Heating | Natural Gas | Steam Trap Maintenance | A | Integrated Unit Energy Savings (kWh or therms) | Technical Potential | 0 | 0 | 2.6197 | 2.6069 | 2.5935 | 2.5793 | 2.5644 | 2.5485 | 2.5316 | 2.5136 | 2.4946 | 2.4748 | 2.4542 | 2.4329 | 2.4115 | 2.39 | 2.3683 | 2.3481 | 2.3293 | 2.3117 | 2.2952 | 2.2799 | 0
F2_Industrial_Other Industrial_Existing_Space Heating_Natural Gas_Steam Trap Maintenance_A_Technical Potential | F2 | Industrial | Other Industrial | Existing | Space Heating | Natural Gas | Steam Trap Maintenance | A | Integrated Unit Summer Peak Savings (kW) | Technical Potential | 0 | 0 | 0 | 0 | 0 | 0 | 0 | 0 | 0 | 0 | 0 | 0 | 0 | 0 | 0 | 0 | 0 | 0 | 0 | 0 | 0 | 0 | 0
F3_Industrial_Other Industrial_Existing_Space Heating_Natural Gas_Steam Trap Maintenance_A_Technical Potential | F3 | Industrial | Other Industrial | Existing | Space Heating | Natural Gas | Steam Trap Maintenance | A | Integrated Unit Winter Peak Savings (kW) | Technical Potential | 0 | 0 | 0 | 0 | 0 | 0 | 0 | 0 | 0 | 0 | 0 | 0 | 0 | 0 | 0 | 0 | 0 | 0 | 0 | 0 | 0 | 0 | 0
F4_Industrial_Other Industrial_Existing_Space Heating_Natural Gas_Steam Trap Maintenance_A_Technical Potential | F4 | Industrial | Other Industrial | Existing | Space Heating | Natural Gas | Steam Trap Maintenance | A | Incremental Energy Savings (MWh or mTherms) | Technical Potential | 0 | 0 | 0.015959 | 0.015608 | 0.01526 | 0.014915 | 0.014573 | 0.014233 | 0.013895 | 0.013558 | 0.013224 | 0.012892 | 0.012565 | 0.012241 | 0.011924 | 0.011614 | 0.01131 | 0.01102 | 0.010743 | 0.010478 | 0.010224 | 0.0099811 | 0
F5_Industrial_Other Industrial_Existing_Space Heating_Natural Gas_Steam Trap Maintenance_A_Technical Potential | F5 | Industrial | Other Industrial | Existing | Space Heating | Natural Gas | Steam Trap Maintenance | A | Incremental Summer Peak Savings (MW) | Technical Potential | 0 | 0 | 0 | 0 | 0 | 0 | 0 | 0 | 0 | 0 | 0 | 0 | 0 | 0 | 0 | 0 | 0 | 0 | 0 | 0 | 0 | 0 | 0
F6_Industrial_Other Industrial_Existing_Space Heating_Natural Gas_Steam Trap Maintenance_A_Technical Potential | F6 | Industrial | Other Industrial | Existing | Space Heating | Natural Gas | Steam Trap Maintenance | A | Incremental Winter Peak Savings (MW) | Technical Potential | 0 | 0 | 0 | 0 | 0 | 0 | 0 | 0 | 0 | 0 | 0 | 0 | 0 | 0 | 0 | 0 | 0 | 0 | 0 | 0 | 0 | 0 | 0
F7_Industrial_Other Industrial_Existing_Space Heating_Natural Gas_Steam Trap Maintenance_A_Technical Potential | F7 | Industrial | Other Industrial | Existing | Space Heating | Natural Gas | Steam Trap Maintenance | A | Cumulative Energy Savings (MWh or mTherms) | Technical Potential | 0 | 0 | 0.015959 | 0.031489 | 0.046587 | 0.061248 | 0.075465 | 0.08923 | 0.10253 | 0.11536 | 0.12772 | 0.13959 | 0.151 | 0.16193 | 0.17243 | 0.1825 | 0.19216 | 0.20154 | 0.21067 | 0.21955 | 0.22821 | 0.23667 | 0
F8_Industrial_Other Industrial_Existing_Space Heating_Natural Gas_Steam Trap Maintenance_A_Technical Potential | F8 | Industrial | Other Industrial | Existing | Space Heating | Natural Gas | Steam Trap Maintenance | A | Cumulative Summer Peak Savings (MW) | Technical Potential | 0 | 0 | 0 | 0 | 0 | 0 | 0 | 0 | 0 | 0 | 0 | 0 | 0 | 0 | 0 | 0 | 0 | 0 | 0 | 0 | 0 | 0 | 0
F9_Industrial_Other Industrial_Existing_Space Heating_Natural Gas_Steam Trap Maintenance_A_Technical Potential | F9 | Industrial | Other Industrial | Existing | Space Heating | Natural Gas | Steam Trap Maintenance | A | Cumulative Winter Peak Savings (MW) | Technical Potential | 0 | 0 | 0 | 0 | 0 | 0 | 0 | 0 | 0 | 0 | 0 | 0 | 0 | 0 | 0 | 0 | 0 | 0 | 0 | 0 | 0 | 0 | 0
F10_Industrial_Other Industrial_Existing_Space Heating_Natural Gas_Steam Trap Maintenance_A_Technical Potential | F10 | Industrial | Other Industrial | Existing | Space Heating | Natural Gas | Steam Trap Maintenance | A | Purchases (Incremental) | Technical Potential | 0 | 0 | 6.0921 | 5.9871 | 5.8839 | 5.7824 | 5.6827 | 5.5848 | 5.4885 | 5.3938 | 5.3008 | 5.2095 | 5.1196 | 5.0314 | 4.9446 | 4.8594 | 4.7756 | 4.6932 | 4.6123 | 4.5328 | 4.4547 | 4.3778 | 0
F11_Industrial_Other Industrial_Existing_Space Heating_Natural Gas_Steam Trap Maintenance_A_Technical Potential | F11 | Industrial | Other Industrial | Existing | Space Heating | Natural Gas | Steam Trap Maintenance | A | Purchases (Cumulative) | Technical Potential | 0 | 0 | 6.0921 | 12.0793 | 17.9631 | 23.7456 | 29.4283 | 35.0131 | 40.5015 | 45.8954 | 51.1962 | 56.4057 | 61.5253 | 66.5567 | 71.5013 | 76.3607 | 81.1363 | 85.8295 | 90.4418 | 94.9746 | 99.4293 | 103.8071 | 0
F1_Industrial_Other Industrial_Existing_Process_Natural Gas_Steam Trap Maintenance_A_Technical Potential | F1 | Industrial | Other Industrial | Existing | Process | Natural Gas | Steam Trap Maintenance | A | Integrated Unit Energy Savings (kWh or therms) | Technical Potential | 0 | 0 | 1.9982 | 1.9979 | 1.9976 | 1.9974 | 1.9972 | 1.997 | 1.9968 | 1.9967 | 1.9966 | 1.9964 | 1.9963 | 1.9962 | 1.9962 | 1.9961 | 1.996 | 1.9959 | 1.9959 | 1.9958 | 1.9957 | 1.9957 | 0
F2_Industrial_Other Industrial_Existing_Process_Natural Gas_Steam Trap Maintenance_A_Technical Potential | F2 | Industrial | Other Industrial | Existing | Process | Natural Gas | Steam Trap Maintenance | A | Integrated Unit Summer Peak Savings (kW) | Technical Potential | 0 | 0 | 0 | 0 | 0 | 0 | 0 | 0 | 0 | 0 | 0 | 0 | 0 | 0 | 0 | 0 | 0 | 0 | 0 | 0 | 0 | 0 | 0
F3_Industrial_Other Industrial_Existing_Process_Natural Gas_Steam Trap Maintenance_A_Technical Potential | F3 | Industrial | Other Industrial | Existing | Process | Natural Gas | Steam Trap Maintenance | A | Integrated Unit Winter Peak Savings (kW) | Technical Potential | 0 | 0 | 0 | 0 | 0 | 0 | 0 | 0 | 0 | 0 | 0 | 0 | 0 | 0 | 0 | 0 | 0 | 0 | 0 | 0 | 0 | 0 | 0
F4_Industrial_Other Industrial_Existing_Process_Natural Gas_Steam Trap Maintenance_A_Technical Potential | F4 | Industrial | Other Industrial | Existing | Process | Natural Gas | Steam Trap Maintenance | A | Incremental Energy Savings (MWh or mTherms) | Technical Potential | 0 | 0 | 0.17626 | 0.17319 | 0.17018 | 0.16723 | 0.16433 | 0.16148 | 0.15869 | 0.15594 | 0.15324 | 0.15059 | 0.14798 | 0.14543 | 0.14291 | 0.14044 | 0.13802 | 0.13563 | 0.13329 | 0.13099 | 0.12873 | 0.1265 | 0
F5_Industrial_Other Industrial_Existing_Process_Natural Gas_Steam Trap Maintenance_A_Technical Potential | F5 | Industrial | Other Industrial | Existing | Process | Natural Gas | Steam Trap Maintenance | A | Incremental Summer Peak Savings (MW) | Technical Potential | 0 | 0 | 0 | 0 | 0 | 0 | 0 | 0 | 0 | 0 | 0 | 0 | 0 | 0 | 0 | 0 | 0 | 0 | 0 | 0 | 0 | 0 | 0
F6_Industrial_Other Industrial_Existing_Process_Natural Gas_Steam Trap Maintenance_A_Technical Potential | F6 | Industrial | Other Industrial | Existing | Process | Natural Gas | Steam Trap Maintenance | A | Incremental Winter Peak Savings (MW) | Technical Potential | 0 | 0 | 0 | 0 | 0 | 0 | 0 | 0 | 0 | 0 | 0 | 0 | 0 | 0 | 0 | 0 | 0 | 0 | 0 | 0 | 0 | 0 | 0
F7_Industrial_Other Industrial_Existing_Process_Natural Gas_Steam Trap Maintenance_A_Technical Potential | F7 | Industrial | Other Industrial | Existing | Process | Natural Gas | Steam Trap Maintenance | A | Cumulative Energy Savings (MWh or mTherms) | Technical Potential | 0 | 0 | 0.17626 | 0.34942 | 0.51956 | 0.68673 | 0.85099 | 1.0124 | 1.171 | 1.3269 | 1.48 | 1.6305 | 1.7784 | 1.9238 | 2.0666 | 2.2069 | 2.3449 | 2.4804 | 2.6136 | 2.7445 | 2.8732 | 2.9996 | 0
F8_Industrial_Other Industrial_Existing_Process_Natural Gas_Steam Trap Maintenance_A_Technical Potential | F8 | Industrial | Other Industrial | Existing | Process | Natural Gas | Steam Trap Maintenance | A | Cumulative Summer Peak Savings (MW) | Technical Potential | 0 | 0 | 0 | 0 | 0 | 0 | 0 | 0 | 0 | 0 | 0 | 0 | 0 | 0 | 0 | 0 | 0 | 0 | 0 | 0 | 0 | 0 | 0
F9_Industrial_Other Industrial_Existing_Process_Natural Gas_Steam Trap Maintenance_A_Technical Potential | F9 | Industrial | Other Industrial | Existing | Process | Natural Gas | Steam Trap Maintenance | A | Cumulative Winter Peak Savings (MW) | Technical Potential | 0 | 0 | 0 | 0 | 0 | 0 | 0 | 0 | 0 | 0 | 0 | 0 | 0 | 0 | 0 | 0 | 0 | 0 | 0 | 0 | 0 | 0 | 0
F10_Industrial_Other Industrial_Existing_Process_Natural Gas_Steam Trap Maintenance_A_Technical Potential | F10 | Industrial | Other Industrial | Existing | Process | Natural Gas | Steam Trap Maintenance | A | Purchases (Incremental) | Technical Potential | 0 | 0 | 88.2094 | 86.6886 | 85.1939 | 83.7251 | 82.2815 | 80.8629 | 79.4687 | 78.0985 | 76.752 | 75.4287 | 74.1282 | 72.8501 | 71.5941 | 70.3597 | 69.1466 | 67.9544 | 66.7828 | 65.6314 | 64.4998 | 63.3877 | 0
F11_Industrial_Other Industrial_Existing_Process_Natural Gas_Steam Trap Maintenance_A_Technical Potential | F11 | Industrial | Other Industrial | Existing | Process | Natural Gas | Steam Trap Maintenance | A | Purchases (Cumulative) | Technical Potential | 0 | 0 | 88.2094 | 174.898 | 260.0919 | 343.817 | 426.0985 | 506.9614 | 586.4301 | 664.5286 | 741.2807 | 816.7094 | 890.8376 | 963.6877 | 1035.2818 | 1105.6416 | 1174.7882 | 1242.7426 | 1309.5255 | 1375.1568 | 1439.6567 | 1503.0444 | 0
F1_Industrial_Other Industrial_Existing_Space Heating_Natural Gas_Gas Boiler - High Turndown_A_Technical Potential | F1 | Industrial | Other Industrial | Existing | Space Heating | Natural Gas | Gas Boiler - High Turndown | A | Integrated Unit Energy Savings (kWh or therms) | Technical Potential | 0 | 0 | 2.7648 | 2.7272 | 2.6784 | 2.6168 | 2.5428 | 2.4585 | 2.3675 | 2.2742 | 2.1826 | 2.0961 | 2.0167 | 1.9451 | 1.8816 | 1.8254 | 1.7756 | 1.7322 | 1.6941 | 1.6599 | 1.6303 | 1.6023 | 0
F2_Industrial_Other Industrial_Existing_Space Heating_Natural Gas_Gas Boiler - High Turndown_A_Technical Potential | F2 | Industrial | Other Industrial | Existing | Space Heating | Natural Gas | Gas Boiler - High Turndown | A | Integrated Unit Summer Peak Savings (kW) | Technical Potential | 0 | 0 | 0 | 0 | 0 | 0 | 0 | 0 | 0 | 0 | 0 | 0 | 0 | 0 | 0 | 0 | 0 | 0 | 0 | 0 | 0 | 0 | 0
F3_Industrial_Other Industrial_Existing_Space Heating_Natural Gas_Gas Boiler - High Turndown_A_Technical Potential | F3 | Industrial | Other Industrial | Existing | Space Heating | Natural Gas | Gas Boiler - High Turndown | A | Integrated Unit Winter Peak Savings (kW) | Technical Potential | 0 | 0 | 0 | 0 | 0 | 0 | 0 | 0 | 0 | 0 | 0 | 0 | 0 | 0 | 0 | 0 | 0 | 0 | 0 | 0 | 0 | 0 | 0
F4_Industrial_Other Industrial_Existing_Space Heating_Natural Gas_Gas Boiler - High Turndown_A_Technical Potential | F4 | Industrial | Other Industrial | Existing | Space Heating | Natural Gas | Gas Boiler - High Turndown | A | Incremental Energy Savings (MWh or mTherms) | Technical Potential | 0 | 0 | 0.046057 | 0.044647 | 0.043091 | 0.041375 | 0.039511 | 0.033788 | 0.025582 | 0.01932 | 0.014578 | 0.011007 | 0.0083259 | 0.0063135 | 0.0048016 | 0.0036623 | 0.0028008 | 0.0021482 | 1.4083e-05 | 4.843e-06 | 1.5936e-06 | 5.0195e-07 | 0
F5_Industrial_Other Industrial_Existing_Space Heating_Natural Gas_Gas Boiler - High Turndown_A_Technical Potential | F5 | Industrial | Other Industrial | Existing | Space Heating | Natural Gas | Gas Boiler - High Turndown | A | Incremental Summer Peak Savings (MW) | Technical Potential | 0 | 0 | 0 | 0 | 0 | 0 | 0 | 0 | 0 | 0 | 0 | 0 | 0 | 0 | 0 | 0 | 0 | 0 | 0 | 0 | 0 | 0 | 0
F6_Industrial_Other Industrial_Existing_Space Heating_Natural Gas_Gas Boiler - High Turndown_A_Technical Potential | F6 | Industrial | Other Industrial | Existing | Space Heating | Natural Gas | Gas Boiler - High Turndown | A | Incremental Winter Peak Savings (MW) | Technical Potential | 0 | 0 | 0 | 0 | 0 | 0 | 0 | 0 | 0 | 0 | 0 | 0 | 0 | 0 | 0 | 0 | 0 | 0 | 0 | 0 | 0 | 0 | 0
F7_Industrial_Other Industrial_Existing_Space Heating_Natural Gas_Gas Boiler - High Turndown_A_Technical Potential | F7 | Industrial | Other Industrial | Existing | Space Heating | Natural Gas | Gas Boiler - High Turndown | A | Cumulative Energy Savings (MWh or mTherms) | Technical Potential | 0 | 0 | 0.046057 | 0.090078 | 0.13155 | 0.1699 | 0.20461 | 0.23162 | 0.24863 | 0.25814 | 0.26233 | 0.26294 | 0.26131 | 0.25834 | 0.25471 | 0.25076 | 0.24672 | 0.24284 | 0.23751 | 0.23272 | 0.22857 | 0.22466 | 0
F8_Industrial_Other Industrial_Existing_Space Heating_Natural Gas_Gas Boiler - High Turndown_A_Technical Potential | F8 | Industrial | Other Industrial | Existing | Space Heating | Natural Gas | Gas Boiler - High Turndown | A | Cumulative Summer Peak Savings (MW) | Technical Potential | 0 | 0 | 0 | 0 | 0 | 0 | 0 | 0 | 0 | 0 | 0 | 0 | 0 | 0 | 0 | 0 | 0 | 0 | 0 | 0 | 0 | 0 | 0
F9_Industrial_Other Industrial_Existing_Space Heating_Natural Gas_Gas Boiler - High Turndown_A_Technical Potential | F9 | Industrial | Other Industrial | Existing | Space Heating | Natural Gas | Gas Boiler - High Turndown | A | Cumulative Winter Peak Savings (MW) | Technical Potential | 0 | 0 | 0 | 0 | 0 | 0 | 0 | 0 | 0 | 0 | 0 | 0 | 0 | 0 | 0 | 0 | 0 | 0 | 0 | 0 | 0 | 0 | 0
F10_Industrial_Other Industrial_Existing_Space Heating_Natural Gas_Gas Boiler - High Turndown_A_Technical Potential | F10 | Industrial | Other Industrial | Existing | Space Heating | Natural Gas | Gas Boiler - High Turndown | A | Purchases (Incremental) | Technical Potential | 0 | 0 | 16.6582 | 16.3709 | 16.0887 | 15.8113 | 15.5387 | 13.7437 | 10.8054 | 8.4953 | 6.679 | 5.2511 | 4.1285 | 3.2458 | 2.5519 | 2.0063 | 1.5774 | 1.2401 | 0.0083129 | 0.0029177 | 0.00097752 | 0.00031326 | 0
F11_Industrial_Other Industrial_Existing_Space Heating_Natural Gas_Gas Boiler - High Turndown_A_Technical Potential | F11 | Industrial | Other Industrial | Existing | Space Heating | Natural Gas | Gas Boiler - High Turndown | A | Purchases (Cumulative) | Technical Potential | 0 | 0 | 16.6582 | 33.0291 | 49.1178 | 64.9291 | 80.4678 | 94.2114 | 105.0168 | 113.5121 | 120.1912 | 125.4423 | 129.5707 | 132.8165 | 135.3684 | 137.3747 | 138.9521 | 140.1923 | 140.2006 | 140.2035 | 140.2045 | 140.2048 | 0
F1_Industrial_Other Industrial_Existing_Process_Natural Gas_Gas Boiler - High Turndown_A_Technical Potential | F1 | Industrial | Other Industrial | Existing | Process | Natural Gas | Gas Boiler - High Turndown | A | Integrated Unit Energy Savings (kWh or therms) | Technical Potential | 0 | 0 | 2.1135 | 2.1053 | 2.0969 | 2.0884 | 2.0796 | 2.0709 | 2.0624 | 2.0541 | 2.0462 | 2.0385 | 2.0311 | 2.0241 | 2.0173 | 2.0106 | 2.0041 | 1.9975 | 1.9911 | 1.9846 | 1.978 | 1.9713 | 0
F2_Industrial_Other Industrial_Existing_Process_Natural Gas_Gas Boiler - High Turndown_A_Technical Potential | F2 | Industrial | Other Industrial | Existing | Process | Natural Gas | Gas Boiler - High Turndown | A | Integrated Unit Summer Peak Savings (kW) | Technical Potential | 0 | 0 | 0 | 0 | 0 | 0 | 0 | 0 | 0 | 0 | 0 | 0 | 0 | 0 | 0 | 0 | 0 | 0 | 0 | 0 | 0 | 0 | 0
F3_Industrial_Other Industrial_Existing_Process_Natural Gas_Gas Boiler - High Turndown_A_Technical Potential | F3 | Industrial | Other Industrial | Existing | Process | Natural Gas | Gas Boiler - High Turndown | A | Integrated Unit Winter Peak Savings (kW) | Technical Potential | 0 | 0 | 0 | 0 | 0 | 0 | 0 | 0 | 0 | 0 | 0 | 0 | 0 | 0 | 0 | 0 | 0 | 0 | 0 | 0 | 0 | 0 | 0
F4_Industrial_Other Industrial_Existing_Process_Natural Gas_Gas Boiler - High Turndown_A_Technical Potential | F4 | Industrial | Other Industrial | Existing | Process | Natural Gas | Gas Boiler - High Turndown | A | Incremental Energy Savings (MWh or mTherms) | Technical Potential | 0 | 0 | 0.50977 | 0.49903 | 0.48848 | 0.4781 | 0.46789 | 0.4121 | 0.32267 | 0.25267 | 0.19788 | 0.15499 | 0.12141 | 0.095126 | 0.074537 | 0.058409 | 0.045771 | 0.035867 | 0.00023965 | 8.384e-05 | 2.7996e-05 | 8.9413e-06 | 0
F5_Industrial_Other Industrial_Existing_Process_Natural Gas_Gas Boiler - High Turndown_A_Technical Potential | F5 | Industrial | Other Industrial | Existing | Process | Natural Gas | Gas Boiler - High Turndown | A | Incremental Summer Peak Savings (MW) | Technical Potential | 0 | 0 | 0 | 0 | 0 | 0 | 0 | 0 | 0 | 0 | 0 | 0 | 0 | 0 | 0 | 0 | 0 | 0 | 0 | 0 | 0 | 0 | 0
F6_Industrial_Other Industrial_Existing_Process_Natural Gas_Gas Boiler - High Turndown_A_Technical Potential | F6 | Industrial | Other Industrial | Existing | Process | Natural Gas | Gas Boiler - High Turndown | A | Incremental Winter Peak Savings (MW) | Technical Potential | 0 | 0 | 0 | 0 | 0 | 0 | 0 | 0 | 0 | 0 | 0 | 0 | 0 | 0 | 0 | 0 | 0 | 0 | 0 | 0 | 0 | 0 | 0
F7_Industrial_Other Industrial_Existing_Process_Natural Gas_Gas Boiler - High Turndown_A_Technical Potential | F7 | Industrial | Other Industrial | Existing | Process | Natural Gas | Gas Boiler - High Turndown | A | Cumulative Energy Savings (MWh or mTherms) | Technical Potential | 0 | 0 | 0.50977 | 1.0068 | 1.4913 | 1.9633 | 2.423 | 2.8249 | 3.136 | 3.3761 | 3.5609 | 3.7025 | 3.8105 | 3.8925 | 3.9539 | 3.9993 | 4.032 | 4.0546 | 4.0419 | 4.0287 | 4.0154 | 4.0018 | 0
F8_Industrial_Other Industrial_Existing_Process_Natural Gas_Gas Boiler - High Turndown_A_Technical Potential | F8 | Industrial | Other Industrial | Existing | Process | Natural Gas | Gas Boiler - High Turndown | A | Cumulative Summer Peak Savings (MW) | Technical Potential | 0 | 0 | 0 | 0 | 0 | 0 | 0 | 0 | 0 | 0 | 0 | 0 | 0 | 0 | 0 | 0 | 0 | 0 | 0 | 0 | 0 | 0 | 0
F9_Industrial_Other Industrial_Existing_Process_Natural Gas_Gas Boiler - High Turndown_A_Technical Potential | F9 | Industrial | Other Industrial | Existing | Process | Natural Gas | Gas Boiler - High Turndown | A | Cumulative Winter Peak Savings (MW) | Technical Potential | 0 | 0 | 0 | 0 | 0 | 0 | 0 | 0 | 0 | 0 | 0 | 0 | 0 | 0 | 0 | 0 | 0 | 0 | 0 | 0 | 0 | 0 | 0
F10_Industrial_Other Industrial_Existing_Process_Natural Gas_Gas Boiler - High Turndown_A_Technical Potential | F10 | Industrial | Other Industrial | Existing | Process | Natural Gas | Gas Boiler - High Turndown | A | Purchases (Incremental) | Technical Potential | 0 | 0 | 241.1967 | 237.0382 | 232.9513 | 228.9349 | 224.9877 | 198.9978 | 156.4534 | 123.0048 | 96.7072 | 76.0319 | 59.7768 | 46.9969 | 36.9493 | 29.0498 | 22.8391 | 17.9563 | 0.12036 | 0.042246 | 0.014154 | 0.0045358 | 0
F11_Industrial_Other Industrial_Existing_Process_Natural Gas_Gas Boiler - High Turndown_A_Technical Potential | F11 | Industrial | Other Industrial | Existing | Process | Natural Gas | Gas Boiler - High Turndown | A | Purchases (Cumulative) | Technical Potential | 0 | 0 | 241.1967 | 478.2349 | 711.1862 | 940.1211 | 1165.1088 | 1364.1066 | 1520.56 | 1643.5647 | 1740.2719 | 1816.3038 | 1876.0806 | 1923.0775 | 1960.0268 | 1989.0766 | 2011.9157 | 2029.872 | 2029.9924 | 2030.0346 | 2030.0488 | 2030.0533 | 0
F1_Industrial_Other Industrial_Existing_Space Heating_Natural Gas_Gas Boiler - Burner Control Optimization_A_Technical Potential | F1 | Industrial | Other Industrial | Existing | Space Heating | Natural Gas | Gas Boiler - Burner Control Optimization | A | Integrated Unit Energy Savings (kWh or therms) | Technical Potential | 0 | 0 | 0.80173 | 0.79074 | 0.77649 | 0.75857 | 0.73704 | 0.71253 | 0.6861 | 0.659 | 0.63242 | 0.60731 | 0.58426 | 0.56347 | 0.54504 | 0.52872 | 0.51426 | 0.50166 | 0.49058 | 0.48064 | 0.47203 | 0.46392 | 0
F2_Industrial_Other Industrial_Existing_Space Heating_Natural Gas_Gas Boiler - Burner Control Optimization_A_Technical Potential | F2 | Industrial | Other Industrial | Existing | Space Heating | Natural Gas | Gas Boiler - Burner Control Optimization | A | Integrated Unit Summer Peak Savings (kW) | Technical Potential | 0 | 0 | 0 | 0 | 0 | 0 | 0 | 0 | 0 | 0 | 0 | 0 | 0 | 0 | 0 | 0 | 0 | 0 | 0 | 0 | 0 | 0 | 0
F3_Industrial_Other Industrial_Existing_Space Heating_Natural Gas_Gas Boiler - Burner Control Optimization_A_Technical Potential | F3 | Industrial | Other Industrial | Existing | Space Heating | Natural Gas | Gas Boiler - Burner Control Optimization | A | Integrated Unit Winter Peak Savings (kW) | Technical Potential | 0 | 0 | 0 | 0 | 0 | 0 | 0 | 0 | 0 | 0 | 0 | 0 | 0 | 0 | 0 | 0 | 0 | 0 | 0 | 0 | 0 | 0 | 0
F4_Industrial_Other Industrial_Existing_Space Heating_Natural Gas_Gas Boiler - Burner Control Optimization_A_Technical Potential | F4 | Industrial | Other Industrial | Existing | Space Heating | Natural Gas | Gas Boiler - Burner Control Optimization | A | Incremental Energy Savings (MWh or mTherms) | Technical Potential | 0 | 0 | 0.0036026 | 0.0054891 | 0.010595 | 0.0178 | 0.026439 | 0.035167 | 0.042356 | 0.046644 | 0.047375 | 0.04471 | 0.039453 | 0.032719 | 0.025614 | 0.018993 | 0.013377 | 0.008977 | 0.0057517 | 0.0035241 | 0.0020704 | 0.001354 | 0
F5_Industrial_Other Industrial_Existing_Space Heating_Natural Gas_Gas Boiler - Burner Control Optimization_A_Technical Potential | F5 | Industrial | Other Industrial | Existing | Space Heating | Natural Gas | Gas Boiler - Burner Control Optimization | A | Incremental Summer Peak Savings (MW) | Technical Potential | 0 | 0 | 0 | 0 | 0 | 0 | 0 | 0 | 0 | 0 | 0 | 0 | 0 | 0 | 0 | 0 | 0 | 0 | 0 | 0 | 0 | 0 | 0
F6_Industrial_Other Industrial_Existing_Space Heating_Natural Gas_Gas Boiler - Burner Control Optimization_A_Technical Potential | F6 | Industrial | Other Industrial | Existing | Space Heating | Natural Gas | Gas Boiler - Burner Control Optimization | A | Incremental Winter Peak Savings (MW) | Technical Potential | 0 | 0 | 0 | 0 | 0 | 0 | 0 | 0 | 0 | 0 | 0 | 0 | 0 | 0 | 0 | 0 | 0 | 0 | 0 | 0 | 0 | 0 | 0
F7_Industrial_Other Industrial_Existing_Space Heating_Natural Gas_Gas Boiler - Burner Control Optimization_A_Technical Potential | F7 | Industrial | Other Industrial | Existing | Space Heating | Natural Gas | Gas Boiler - Burner Control Optimization | A | Cumulative Energy Savings (MWh or mTherms) | Technical Potential | 0 | 0 | 0.0036026 | 0.0090424 | 0.019474 | 0.036825 | 0.062219 | 0.095318 | 0.13414 | 0.17548 | 0.21578 | 0.25192 | 0.28181 | 0.30451 | 0.32016 | 0.32956 | 0.33393 | 0.33472 | 0.33309 | 0.32986 | 0.32602 | 0.32177 | 0
F8_Industrial_Other Industrial_Existing_Space Heating_Natural Gas_Gas Boiler - Burner Control Optimization_A_Technical Potential | F8 | Industrial | Other Industrial | Existing | Space Heating | Natural Gas | Gas Boiler - Burner Control Optimization | A | Cumulative Summer Peak Savings (MW) | Technical Potential | 0 | 0 | 0 | 0 | 0 | 0 | 0 | 0 | 0 | 0 | 0 | 0 | 0 | 0 | 0 | 0 | 0 | 0 | 0 | 0 | 0 | 0 | 0
F9_Industrial_Other Industrial_Existing_Space Heating_Natural Gas_Gas Boiler - Burner Control Optimization_A_Technical Potential | F9 | Industrial | Other Industrial | Existing | Space Heating | Natural Gas | Gas Boiler - Burner Control Optimization | A | Cumulative Winter Peak Savings (MW) | Technical Potential | 0 | 0 | 0 | 0 | 0 | 0 | 0 | 0 | 0 | 0 | 0 | 0 | 0 | 0 | 0 | 0 | 0 | 0 | 0 | 0 | 0 | 0 | 0
F10_Industrial_Other Industrial_Existing_Space Heating_Natural Gas_Gas Boiler - Burner Control Optimization_A_Technical Potential | F10 | Industrial | Other Industrial | Existing | Space Heating | Natural Gas | Gas Boiler - Burner Control Optimization | A | Purchases (Incremental) | Technical Potential | 0 | 0 | 4.4936 | 6.9417 | 13.6441 | 23.4655 | 35.8726 | 49.3558 | 61.7334 | 70.7805 | 74.911 | 73.6194 | 67.5268 | 58.0672 | 46.9956 | 35.9219 | 26.0124 | 17.8947 | 11.7241 | 7.3322 | 4.3861 | 2.9186 | 0
F11_Industrial_Other Industrial_Existing_Space Heating_Natural Gas_Gas Boiler - Burner Control Optimization_A_Technical Potential | F11 | Industrial | Other Industrial | Existing | Space Heating | Natural Gas | Gas Boiler - Burner Control Optimization | A | Purchases (Cumulative) | Technical Potential | 0 | 0 | 4.4936 | 11.4354 | 25.0795 | 48.545 | 84.4176 | 133.7734 | 195.5068 | 266.2873 | 341.1983 | 414.8177 | 482.3444 | 540.4116 | 587.4072 | 623.3291 | 649.3415 | 667.2362 | 678.9603 | 686.2925 | 690.6786 | 693.5972 | 0
F1_Industrial_Other Industrial_Existing_Process_Natural Gas_Gas Boiler - Burner Control Optimization_A_Technical Potential | F1 | Industrial | Other Industrial | Existing | Process | Natural Gas | Gas Boiler - Burner Control Optimization | A | Integrated Unit Energy Savings (kWh or therms) | Technical Potential | 0 | 0 | 0.61275 | 0.6102 | 0.60761 | 0.60496 | 0.60226 | 0.59957 | 0.59698 | 0.59448 | 0.59208 | 0.58977 | 0.58757 | 0.58548 | 0.58345 | 0.58148 | 0.57953 | 0.57759 | 0.5757 | 0.57379 | 0.57186 | 0.56989 | 0
F2_Industrial_Other Industrial_Existing_Process_Natural Gas_Gas Boiler - Burner Control Optimization_A_Technical Potential | F2 | Industrial | Other Industrial | Existing | Process | Natural Gas | Gas Boiler - Burner Control Optimization | A | Integrated Unit Summer Peak Savings (kW) | Technical Potential | 0 | 0 | 0 | 0 | 0 | 0 | 0 | 0 | 0 | 0 | 0 | 0 | 0 | 0 | 0 | 0 | 0 | 0 | 0 | 0 | 0 | 0 | 0
F3_Industrial_Other Industrial_Existing_Process_Natural Gas_Gas Boiler - Burner Control Optimization_A_Technical Potential | F3 | Industrial | Other Industrial | Existing | Process | Natural Gas | Gas Boiler - Burner Control Optimization | A | Integrated Unit Winter Peak Savings (kW) | Technical Potential | 0 | 0 | 0 | 0 | 0 | 0 | 0 | 0 | 0 | 0 | 0 | 0 | 0 | 0 | 0 | 0 | 0 | 0 | 0 | 0 | 0 | 0 | 0
F4_Industrial_Other Industrial_Existing_Process_Natural Gas_Gas Boiler - Burner Control Optimization_A_Technical Potential | F4 | Industrial | Other Industrial | Existing | Process | Natural Gas | Gas Boiler - Burner Control Optimization | A | Incremental Energy Savings (MWh or mTherms) | Technical Potential | 0 | 0 | 0.039868 | 0.061332 | 0.12004 | 0.20554 | 0.31282 | 0.42847 | 0.53361 | 0.60925 | 0.6422 | 0.62867 | 0.57449 | 0.49225 | 0.39702 | 0.30244 | 0.21827 | 0.14965 | 0.097729 | 0.060916 | 0.036317 | 0.024083 | 0
F5_Industrial_Other Industrial_Existing_Process_Natural Gas_Gas Boiler - Burner Control Optimization_A_Technical Potential | F5 | Industrial | Other Industrial | Existing | Process | Natural Gas | Gas Boiler - Burner Control Optimization | A | Incremental Summer Peak Savings (MW) | Technical Potential | 0 | 0 | 0 | 0 | 0 | 0 | 0 | 0 | 0 | 0 | 0 | 0 | 0 | 0 | 0 | 0 | 0 | 0 | 0 | 0 | 0 | 0 | 0
F6_Industrial_Other Industrial_Existing_Process_Natural Gas_Gas Boiler - Burner Control Optimization_A_Technical Potential | F6 | Industrial | Other Industrial | Existing | Process | Natural Gas | Gas Boiler - Burner Control Optimization | A | Incremental Winter Peak Savings (MW) | Technical Potential | 0 | 0 | 0 | 0 | 0 | 0 | 0 | 0 | 0 | 0 | 0 | 0 | 0 | 0 | 0 | 0 | 0 | 0 | 0 | 0 | 0 | 0 | 0
F7_Industrial_Other Industrial_Existing_Process_Natural Gas_Gas Boiler - Burner Control Optimization_A_Technical Potential | F7 | Industrial | Other Industrial | Existing | Process | Natural Gas | Gas Boiler - Burner Control Optimization | A | Cumulative Energy Savings (MWh or mTherms) | Technical Potential | 0 | 0 | 0.039868 | 0.10103 | 0.22064 | 0.42523 | 0.73614 | 1.1613 | 1.6899 | 2.2921 | 2.925 | 3.5423 | 4.1036 | 4.5812 | 4.9624 | 5.2481 | 5.4487 | 5.5801 | 5.6596 | 5.7018 | 5.7188 | 5.7233 | 0
F8_Industrial_Other Industrial_Existing_Process_Natural Gas_Gas Boiler - Burner Control Optimization_A_Technical Potential | F8 | Industrial | Other Industrial | Existing | Process | Natural Gas | Gas Boiler - Burner Control Optimization | A | Cumulative Summer Peak Savings (MW) | Technical Potential | 0 | 0 | 0 | 0 | 0 | 0 | 0 | 0 | 0 | 0 | 0 | 0 | 0 | 0 | 0 | 0 | 0 | 0 | 0 | 0 | 0 | 0 | 0
F9_Industrial_Other Industrial_Existing_Process_Natural Gas_Gas Boiler - Burner Control Optimization_A_Technical Potential | F9 | Industrial | Other Industrial | Existing | Process | Natural Gas | Gas Boiler - Burner Control Optimization | A | Cumulative Winter Peak Savings (MW) | Technical Potential | 0 | 0 | 0 | 0 | 0 | 0 | 0 | 0 | 0 | 0 | 0 | 0 | 0 | 0 | 0 | 0 | 0 | 0 | 0 | 0 | 0 | 0 | 0
F10_Industrial_Other Industrial_Existing_Process_Natural Gas_Gas Boiler - Burner Control Optimization_A_Technical Potential | F10 | Industrial | Other Industrial | Existing | Process | Natural Gas | Gas Boiler - Burner Control Optimization | A | Purchases (Incremental) | Technical Potential | 0 | 0 | 65.0638 | 100.511 | 197.5561 | 339.7624 | 519.4068 | 714.6322 | 893.8503 | 1024.8455 | 1084.6509 | 1065.95 | 977.7334 | 840.7665 | 680.4581 | 520.1202 | 376.6388 | 259.1015 | 169.7562 | 106.1641 | 63.5075 | 42.2585 | 0
F11_Industrial_Other Industrial_Existing_Process_Natural Gas_Gas Boiler - Burner Control Optimization_A_Technical Potential | F11 | Industrial | Other Industrial | Existing | Process | Natural Gas | Gas Boiler - Burner Control Optimization | A | Purchases (Cumulative) | Technical Potential | 0 | 0 | 65.0638 | 165.5748 | 363.1309 | 702.8932 | 1222.3001 | 1936.9322 | 2830.7825 | 3855.628 | 4940.2789 | 6006.2289 | 6983.9623 | 7824.7288 | 8505.1868 | 9025.3071 | 9401.9458 | 9661.0474 | 9830.8035 | 9936.9676 | 10000.4751 | 10042.7336 | 0
F1_Industrial_Other Industrial_Existing_Space Heating_Natural Gas_HVAC - Demand Controlled Ventilation_A_Technical Potential | F1 | Industrial | Other Industrial | Existing | Space Heating | Natural Gas | HVAC - Demand Controlled Ventilation | A | Integrated Unit Energy Savings (kWh or therms) | Technical Potential | 0 | 0 | 0.076467 | 0.075863 | 0.075238 | 0.074593 | 0.073928 | 0.073243 | 0.072539 | 0.071816 | 0.071079 | 0.070333 | 0.069581 | 0.068824 | 0.068075 | 0.067331 | 0.066596 | 0.06591 | 0.065269 | 0.06467 | 0.064108 | 0.063583 | 0
F2_Industrial_Other Industrial_Existing_Space Heating_Natural Gas_HVAC - Demand Controlled Ventilation_A_Technical Potential | F2 | Industrial | Other Industrial | Existing | Space Heating | Natural Gas | HVAC - Demand Controlled Ventilation | A | Integrated Unit Summer Peak Savings (kW) | Technical Potential | 0 | 0 | 0 | 0 | 0 | 0 | 0 | 0 | 0 | 0 | 0 | 0 | 0 | 0 | 0 | 0 | 0 | 0 | 0 | 0 | 0 | 0 | 0
F3_Industrial_Other Industrial_Existing_Space Heating_Natural Gas_HVAC - Demand Controlled Ventilation_A_Technical Potential | F3 | Industrial | Other Industrial | Existing | Space Heating | Natural Gas | HVAC - Demand Controlled Ventilation | A | Integrated Unit Winter Peak Savings (kW) | Technical Potential | 0 | 0 | 0 | 0 | 0 | 0 | 0 | 0 | 0 | 0 | 0 | 0 | 0 | 0 | 0 | 0 | 0 | 0 | 0 | 0 | 0 | 0 | 0
F4_Industrial_Other Industrial_Existing_Space Heating_Natural Gas_HVAC - Demand Controlled Ventilation_A_Technical Potential | F4 | Industrial | Other Industrial | Existing | Space Heating | Natural Gas | HVAC - Demand Controlled Ventilation | A | Incremental Energy Savings (MWh or mTherms) | Technical Potential | 0 | 0 | 0.46558 | 0.45393 | 0.44243 | 0.43107 | 0.41987 | 0.4088 | 0.39789 | 0.38714 | 0.37656 | 0.36618 | 0.35602 | 0.34607 | 0.3364 | 0.32699 | 0.31785 | 0.30915 | 0.30087 | 0.29296 | 0.28541 | 0.27819 | 0
F5_Industrial_Other Industrial_Existing_Space Heating_Natural Gas_HVAC - Demand Controlled Ventilation_A_Technical Potential | F5 | Industrial | Other Industrial | Existing | Space Heating | Natural Gas | HVAC - Demand Controlled Ventilation | A | Incremental Summer Peak Savings (MW) | Technical Potential | 0 | 0 | 0 | 0 | 0 | 0 | 0 | 0 | 0 | 0 | 0 | 0 | 0 | 0 | 0 | 0 | 0 | 0 | 0 | 0 | 0 | 0 | 0
F6_Industrial_Other Industrial_Existing_Space Heating_Natural Gas_HVAC - Demand Controlled Ventilation_A_Technical Potential | F6 | Industrial | Other Industrial | Existing | Space Heating | Natural Gas | HVAC - Demand Controlled Ventilation | A | Incremental Winter Peak Savings (MW) | Technical Potential | 0 | 0 | 0 | 0 | 0 | 0 | 0 | 0 | 0 | 0 | 0 | 0 | 0 | 0 | 0 | 0 | 0 | 0 | 0 | 0 | 0 | 0 | 0
F7_Industrial_Other Industrial_Existing_Space Heating_Natural Gas_HVAC - Demand Controlled Ventilation_A_Technical Potential | F7 | Industrial | Other Industrial | Existing | Space Heating | Natural Gas | HVAC - Demand Controlled Ventilation | A | Cumulative Energy Savings (MWh or mTherms) | Technical Potential | 0 | 0 | 0.46558 | 0.91582 | 1.3507 | 1.7702 | 2.1743 | 2.563 | 2.9362 | 3.2941 | 3.6368 | 3.9648 | 4.2785 | 4.578 | 4.8646 | 5.1384 | 5.4001 | 5.6536 | 5.8996 | 6.1384 | 6.3704 | 6.5964 | 0
F8_Industrial_Other Industrial_Existing_Space Heating_Natural Gas_HVAC - Demand Controlled Ventilation_A_Technical Potential | F8 | Industrial | Other Industrial | Existing | Space Heating | Natural Gas | HVAC - Demand Controlled Ventilation | A | Cumulative Summer Peak Savings (MW) | Technical Potential | 0 | 0 | 0 | 0 | 0 | 0 | 0 | 0 | 0 | 0 | 0 | 0 | 0 | 0 | 0 | 0 | 0 | 0 | 0 | 0 | 0 | 0 | 0
F9_Industrial_Other Industrial_Existing_Space Heating_Natural Gas_HVAC - Demand Controlled Ventilation_A_Technical Potential | F9 | Industrial | Other Industrial | Existing | Space Heating | Natural Gas | HVAC - Demand Controlled Ventilation | A | Cumulative Winter Peak Savings (MW) | Technical Potential | 0 | 0 | 0 | 0 | 0 | 0 | 0 | 0 | 0 | 0 | 0 | 0 | 0 | 0 | 0 | 0 | 0 | 0 | 0 | 0 | 0 | 0 | 0
F10_Industrial_Other Industrial_Existing_Space Heating_Natural Gas_HVAC - Demand Controlled Ventilation_A_Technical Potential | F10 | Industrial | Other Industrial | Existing | Space Heating | Natural Gas | HVAC - Demand Controlled Ventilation | A | Purchases (Incremental) | Technical Potential | 0 | 0 | 6088.5454 | 5983.5705 | 5880.4055 | 5779.0192 | 5679.3809 | 5581.4606 | 5485.2285 | 5390.6556 | 5297.7133 | 5206.3734 | 5116.6083 | 5028.3909 | 4941.6945 | 4856.4929 | 4772.7603 | 4690.4713 | 4609.6011 | 4530.1252 | 4452.0196 | 4375.2607 | 0
F11_Industrial_Other Industrial_Existing_Space Heating_Natural Gas_HVAC - Demand Controlled Ventilation_A_Technical Potential | F11 | Industrial | Other Industrial | Existing | Space Heating | Natural Gas | HVAC - Demand Controlled Ventilation | A | Purchases (Cumulative) | Technical Potential | 0 | 0 | 6088.5454 | 12072.116 | 17952.5215 | 23731.5407 | 29410.9216 | 34992.3822 | 40477.6107 | 45868.2663 | 51165.9796 | 56372.353 | 61488.9613 | 66517.3522 | 71459.0468 | 76315.5397 | 81088.3 | 85778.7713 | 90388.3724 | 94918.4976 | 99370.5172 | 103745.7779 | 0
F1_Industrial_Other Industrial_Existing_Space Heating_Natural Gas_Gas Boiler - Stack Economizer_A_Technical Potential | F1 | Industrial | Other Industrial | Existing | Space Heating | Natural Gas | Gas Boiler - Stack Economizer | A | Integrated Unit Energy Savings (kWh or therms) | Technical Potential | 0 | 0 | 2.026 | 2.0119 | 1.9967 | 1.9802 | 1.9621 | 1.942 | 1.9199 | 1.8954 | 1.8686 | 1.8399 | 1.8096 | 1.7783 | 1.7469 | 1.7162 | 1.6867 | 1.6599 | 1.6357 | 1.614 | 1.5945 | 1.5766 | 0
F2_Industrial_Other Industrial_Existing_Space Heating_Natural Gas_Gas Boiler - Stack Economizer_A_Technical Potential | F2 | Industrial | Other Industrial | Existing | Space Heating | Natural Gas | Gas Boiler - Stack Economizer | A | Integrated Unit Summer Peak Savings (kW) | Technical Potential | 0 | 0 | 0 | 0 | 0 | 0 | 0 | 0 | 0 | 0 | 0 | 0 | 0 | 0 | 0 | 0 | 0 | 0 | 0 | 0 | 0 | 0 | 0
F3_Industrial_Other Industrial_Existing_Space Heating_Natural Gas_Gas Boiler - Stack Economizer_A_Technical Potential | F3 | Industrial | Other Industrial | Existing | Space Heating | Natural Gas | Gas Boiler - Stack Economizer | A | Integrated Unit Winter Peak Savings (kW) | Technical Potential | 0 | 0 | 0 | 0 | 0 | 0 | 0 | 0 | 0 | 0 | 0 | 0 | 0 | 0 | 0 | 0 | 0 | 0 | 0 | 0 | 0 | 0 | 0
F4_Industrial_Other Industrial_Existing_Space Heating_Natural Gas_Gas Boiler - Stack Economizer_A_Technical Potential | F4 | Industrial | Other Industrial | Existing | Space Heating | Natural Gas | Gas Boiler - Stack Economizer | A | Incremental Energy Savings (MWh or mTherms) | Technical Potential | 0 | 0 | 0.089999 | 0.087829 | 0.085663 | 0.083491 | 0.081301 | 0.071176 | 0.05532 | 0.042938 | 0.033282 | 0.025764 | 0.019922 | 0.015392 | 0.011888 | 0.009182 | 0.007095 | 0.0054892 | 3.6259e-05 | 1.2558e-05 | 4.1564e-06 | 1.317e-06 | 0
F5_Industrial_Other Industrial_Existing_Space Heating_Natural Gas_Gas Boiler - Stack Economizer_A_Technical Potential | F5 | Industrial | Other Industrial | Existing | Space Heating | Natural Gas | Gas Boiler - Stack Economizer | A | Incremental Summer Peak Savings (MW) | Technical Potential | 0 | 0 | 0 | 0 | 0 | 0 | 0 | 0 | 0 | 0 | 0 | 0 | 0 | 0 | 0 | 0 | 0 | 0 | 0 | 0 | 0 | 0 | 0
F6_Industrial_Other Industrial_Existing_Space Heating_Natural Gas_Gas Boiler - Stack Economizer_A_Technical Potential | F6 | Industrial | Other Industrial | Existing | Space Heating | Natural Gas | Gas Boiler - Stack Economizer | A | Incremental Winter Peak Savings (MW) | Technical Potential | 0 | 0 | 0 | 0 | 0 | 0 | 0 | 0 | 0 | 0 | 0 | 0 | 0 | 0 | 0 | 0 | 0 | 0 | 0 | 0 | 0 | 0 | 0
F7_Industrial_Other Industrial_Existing_Space Heating_Natural Gas_Gas Boiler - Stack Economizer_A_Technical Potential | F7 | Industrial | Other Industrial | Existing | Space Heating | Natural Gas | Gas Boiler - Stack Economizer | A | Cumulative Energy Savings (MWh or mTherms) | Technical Potential | 0 | 0 | 0.089999 | 0.1772 | 0.26152 | 0.34285 | 0.42102 | 0.4879 | 0.53765 | 0.57373 | 0.59891 | 0.61546 | 0.62525 | 0.62982 | 0.63062 | 0.62871 | 0.625 | 0.62053 | 0.61152 | 0.60344 | 0.59614 | 0.58945 | 0
F8_Industrial_Other Industrial_Existing_Space Heating_Natural Gas_Gas Boiler - Stack Economizer_A_Technical Potential | F8 | Industrial | Other Industrial | Existing | Space Heating | Natural Gas | Gas Boiler - Stack Economizer | A | Cumulative Summer Peak Savings (MW) | Technical Potential | 0 | 0 | 0 | 0 | 0 | 0 | 0 | 0 | 0 | 0 | 0 | 0 | 0 | 0 | 0 | 0 | 0 | 0 | 0 | 0 | 0 | 0 | 0
F9_Industrial_Other Industrial_Existing_Space Heating_Natural Gas_Gas Boiler - Stack Economizer_A_Technical Potential | F9 | Industrial | Other Industrial | Existing | Space Heating | Natural Gas | Gas Boiler - Stack Economizer | A | Cumulative Winter Peak Savings (MW) | Technical Potential | 0 | 0 | 0 | 0 | 0 | 0 | 0 | 0 | 0 | 0 | 0 | 0 | 0 | 0 | 0 | 0 | 0 | 0 | 0 | 0 | 0 | 0 | 0
F10_Industrial_Other Industrial_Existing_Space Heating_Natural Gas_Gas Boiler - Stack Economizer_A_Technical Potential | F10 | Industrial | Other Industrial | Existing | Space Heating | Natural Gas | Gas Boiler - Stack Economizer | A | Purchases (Incremental) | Technical Potential | 0 | 0 | 44.4217 | 43.6558 | 42.9032 | 42.1634 | 41.4365 | 36.6499 | 28.8144 | 22.6541 | 17.8108 | 14.003 | 11.0092 | 8.6555 | 6.805 | 5.3502 | 4.2063 | 3.3071 | 0.022168 | 0.0077805 | 0.0026067 | 0.00083536 | 0
F11_Industrial_Other Industrial_Existing_Space Heating_Natural Gas_Gas Boiler - Stack Economizer_A_Technical Potential | F11 | Industrial | Other Industrial | Existing | Space Heating | Natural Gas | Gas Boiler - Stack Economizer | A | Purchases (Cumulative) | Technical Potential | 0 | 0 | 44.4217 | 88.0776 | 130.9807 | 173.1442 | 214.5807 | 251.2305 | 280.0449 | 302.699 | 320.5097 | 334.5127 | 345.5219 | 354.1774 | 360.9825 | 366.3326 | 370.539 | 373.846 | 373.8682 | 373.876 | 373.8786 | 373.8794 | 0
F1_Industrial_Other Industrial_Existing_Process_Natural Gas_Gas Boiler - Stack Economizer_A_Technical Potential | F1 | Industrial | Other Industrial | Existing | Process | Natural Gas | Gas Boiler - Stack Economizer | A | Integrated Unit Energy Savings (kWh or therms) | Technical Potential | 0 | 0 | 2.0303 | 2.0238 | 2.0172 | 2.0105 | 2.0035 | 1.9964 | 1.9894 | 1.9824 | 1.9755 | 1.9687 | 1.9622 | 1.956 | 1.9499 | 1.9439 | 1.9379 | 1.932 | 1.926 | 1.92 | 1.9139 | 1.9076 | 0
F2_Industrial_Other Industrial_Existing_Process_Natural Gas_Gas Boiler - Stack Economizer_A_Technical Potential | F2 | Industrial | Other Industrial | Existing | Process | Natural Gas | Gas Boiler - Stack Economizer | A | Integrated Unit Summer Peak Savings (kW) | Technical Potential | 0 | 0 | 0 | 0 | 0 | 0 | 0 | 0 | 0 | 0 | 0 | 0 | 0 | 0 | 0 | 0 | 0 | 0 | 0 | 0 | 0 | 0 | 0
F3_Industrial_Other Industrial_Existing_Process_Natural Gas_Gas Boiler - Stack Economizer_A_Technical Potential | F3 | Industrial | Other Industrial | Existing | Process | Natural Gas | Gas Boiler - Stack Economizer | A | Integrated Unit Winter Peak Savings (kW) | Technical Potential | 0 | 0 | 0 | 0 | 0 | 0 | 0 | 0 | 0 | 0 | 0 | 0 | 0 | 0 | 0 | 0 | 0 | 0 | 0 | 0 | 0 | 0 | 0
F4_Industrial_Other Industrial_Existing_Process_Natural Gas_Gas Boiler - Stack Economizer_A_Technical Potential | F4 | Industrial | Other Industrial | Existing | Process | Natural Gas | Gas Boiler - Stack Economizer | A | Incremental Energy Savings (MWh or mTherms) | Technical Potential | 0 | 0 | 1.3059 | 1.2793 | 1.2531 | 1.2274 | 1.202 | 1.0594 | 0.82998 | 0.65024 | 0.50944 | 0.39917 | 0.31279 | 0.24513 | 0.19213 | 0.15059 | 0.11803 | 0.092509 | 0.00061819 | 0.0002163 | 7.2235e-05 | 2.3074e-05 | 0
F5_Industrial_Other Industrial_Existing_Process_Natural Gas_Gas Boiler - Stack Economizer_A_Technical Potential | F5 | Industrial | Other Industrial | Existing | Process | Natural Gas | Gas Boiler - Stack Economizer | A | Incremental Summer Peak Savings (MW) | Technical Potential | 0 | 0 | 0 | 0 | 0 | 0 | 0 | 0 | 0 | 0 | 0 | 0 | 0 | 0 | 0 | 0 | 0 | 0 | 0 | 0 | 0 | 0 | 0
F6_Industrial_Other Industrial_Existing_Process_Natural Gas_Gas Boiler - Stack Economizer_A_Technical Potential | F6 | Industrial | Other Industrial | Existing | Process | Natural Gas | Gas Boiler - Stack Economizer | A | Incremental Winter Peak Savings (MW) | Technical Potential | 0 | 0 | 0 | 0 | 0 | 0 | 0 | 0 | 0 | 0 | 0 | 0 | 0 | 0 | 0 | 0 | 0 | 0 | 0 | 0 | 0 | 0 | 0
F7_Industrial_Other Industrial_Existing_Process_Natural Gas_Gas Boiler - Stack Economizer_A_Technical Potential | F7 | Industrial | Other Industrial | Existing | Process | Natural Gas | Gas Boiler - Stack Economizer | A | Cumulative Energy Savings (MWh or mTherms) | Technical Potential | 0 | 0 | 1.3059 | 2.581 | 3.8256 | 5.0402 | 6.2248 | 7.2622 | 8.0665 | 8.6884 | 9.1676 | 9.5356 | 9.8169 | 10.0307 | 10.1916 | 10.3109 | 10.3973 | 10.4577 | 10.4261 | 10.3937 | 10.3606 | 10.327 | 0
F8_Industrial_Other Industrial_Existing_Process_Natural Gas_Gas Boiler - Stack Economizer_A_Technical Potential | F8 | Industrial | Other Industrial | Existing | Process | Natural Gas | Gas Boiler - Stack Economizer | A | Cumulative Summer Peak Savings (MW) | Technical Potential | 0 | 0 | 0 | 0 | 0 | 0 | 0 | 0 | 0 | 0 | 0 | 0 | 0 | 0 | 0 | 0 | 0 | 0 | 0 | 0 | 0 | 0 | 0
F9_Industrial_Other Industrial_Existing_Process_Natural Gas_Gas Boiler - Stack Economizer_A_Technical Potential | F9 | Industrial | Other Industrial | Existing | Process | Natural Gas | Gas Boiler - Stack Economizer | A | Cumulative Winter Peak Savings (MW) | Technical Potential | 0 | 0 | 0 | 0 | 0 | 0 | 0 | 0 | 0 | 0 | 0 | 0 | 0 | 0 | 0 | 0 | 0 | 0 | 0 | 0 | 0 | 0 | 0
F10_Industrial_Other Industrial_Existing_Process_Natural Gas_Gas Boiler - Stack Economizer_A_Technical Potential | F10 | Industrial | Other Industrial | Existing | Process | Natural Gas | Gas Boiler - Stack Economizer | A | Purchases (Incremental) | Technical Potential | 0 | 0 | 643.1912 | 632.1017 | 621.2034 | 610.493 | 599.9673 | 530.6607 | 417.2091 | 328.0127 | 257.8858 | 202.7516 | 159.4047 | 125.3251 | 98.5315 | 77.4661 | 60.9044 | 47.8835 | 0.32097 | 0.11266 | 0.037743 | 0.012095 | 0
F11_Industrial_Other Industrial_Existing_Process_Natural Gas_Gas Boiler - Stack Economizer_A_Technical Potential | F11 | Industrial | Other Industrial | Existing | Process | Natural Gas | Gas Boiler - Stack Economizer | A | Purchases (Cumulative) | Technical Potential | 0 | 0 | 643.1912 | 1275.293 | 1896.4964 | 2506.9895 | 3106.9568 | 3637.6175 | 4054.8266 | 4382.8393 | 4640.7251 | 4843.4768 | 5002.8815 | 5128.2066 | 5226.738 | 5304.2042 | 5365.1085 | 5412.992 | 5413.313 | 5413.4256 | 5413.4634 | 5413.4755 | 0
F1_Industrial_Other Industrial_Existing_Space Heating_Natural Gas_Gas Furnace Tube Inserts_A_Technical Potential | F1 | Industrial | Other Industrial | Existing | Space Heating | Natural Gas | Gas Furnace Tube Inserts | A | Integrated Unit Energy Savings (kWh or therms) | Technical Potential | 0 | 0 | 0.087928 | 0.087247 | 0.086543 | 0.085816 | 0.085066 | 0.084293 | 0.083498 | 0.082681 | 0.081848 | 0.081004 | 0.080154 | 0.079297 | 0.07845 | 0.077609 | 0.076777 | 0.076002 | 0.07528 | 0.074605 | 0.073973 | 0.073384 | 0
F2_Industrial_Other Industrial_Existing_Space Heating_Natural Gas_Gas Furnace Tube Inserts_A_Technical Potential | F2 | Industrial | Other Industrial | Existing | Space Heating | Natural Gas | Gas Furnace Tube Inserts | A | Integrated Unit Summer Peak Savings (kW) | Technical Potential | 0 | 0 | 0 | 0 | 0 | 0 | 0 | 0 | 0 | 0 | 0 | 0 | 0 | 0 | 0 | 0 | 0 | 0 | 0 | 0 | 0 | 0 | 0
F3_Industrial_Other Industrial_Existing_Space Heating_Natural Gas_Gas Furnace Tube Inserts_A_Technical Potential | F3 | Industrial | Other Industrial | Existing | Space Heating | Natural Gas | Gas Furnace Tube Inserts | A | Integrated Unit Winter Peak Savings (kW) | Technical Potential | 0 | 0 | 0 | 0 | 0 | 0 | 0 | 0 | 0 | 0 | 0 | 0 | 0 | 0 | 0 | 0 | 0 | 0 | 0 | 0 | 0 | 0 | 0
F4_Industrial_Other Industrial_Existing_Space Heating_Natural Gas_Gas Furnace Tube Inserts_A_Technical Potential | F4 | Industrial | Other Industrial | Existing | Space Heating | Natural Gas | Gas Furnace Tube Inserts | A | Incremental Energy Savings (MWh or mTherms) | Technical Potential | 0 | 0 | 0 | 0 | 0 | 0 | 0 | 0 | 0 | 0 | 0 | 0 | 0 | 0 | 0 | 0 | 0 | 0 | 0 | 0 | 0 | 0 | 0
F5_Industrial_Other Industrial_Existing_Space Heating_Natural Gas_Gas Furnace Tube Inserts_A_Technical Potential | F5 | Industrial | Other Industrial | Existing | Space Heating | Natural Gas | Gas Furnace Tube Inserts | A | Incremental Summer Peak Savings (MW) | Technical Potential | 0 | 0 | 0 | 0 | 0 | 0 | 0 | 0 | 0 | 0 | 0 | 0 | 0 | 0 | 0 | 0 | 0 | 0 | 0 | 0 | 0 | 0 | 0
F6_Industrial_Other Industrial_Existing_Space Heating_Natural Gas_Gas Furnace Tube Inserts_A_Technical Potential | F6 | Industrial | Other Industrial | Existing | Space Heating | Natural Gas | Gas Furnace Tube Inserts | A | Incremental Winter Peak Savings (MW) | Technical Potential | 0 | 0 | 0 | 0 | 0 | 0 | 0 | 0 | 0 | 0 | 0 | 0 | 0 | 0 | 0 | 0 | 0 | 0 | 0 | 0 | 0 | 0 | 0
F7_Industrial_Other Industrial_Existing_Space Heating_Natural Gas_Gas Furnace Tube Inserts_A_Technical Potential | F7 | Industrial | Other Industrial | Existing | Space Heating | Natural Gas | Gas Furnace Tube Inserts | A | Cumulative Energy Savings (MWh or mTherms) | Technical Potential | 0 | 0 | 0 | 0 | 0 | 0 | 0 | 0 | 0 | 0 | 0 | 0 | 0 | 0 | 0 | 0 | 0 | 0 | 0 | 0 | 0 | 0 | 0
F8_Industrial_Other Industrial_Existing_Space Heating_Natural Gas_Gas Furnace Tube Inserts_A_Technical Potential | F8 | Industrial | Other Industrial | Existing | Space Heating | Natural Gas | Gas Furnace Tube Inserts | A | Cumulative Summer Peak Savings (MW) | Technical Potential | 0 | 0 | 0 | 0 | 0 | 0 | 0 | 0 | 0 | 0 | 0 | 0 | 0 | 0 | 0 | 0 | 0 | 0 | 0 | 0 | 0 | 0 | 0
F9_Industrial_Other Industrial_Existing_Space Heating_Natural Gas_Gas Furnace Tube Inserts_A_Technical Potential | F9 | Industrial | Other Industrial | Existing | Space Heating | Natural Gas | Gas Furnace Tube Inserts | A | Cumulative Winter Peak Savings (MW) | Technical Potential | 0 | 0 | 0 | 0 | 0 | 0 | 0 | 0 | 0 | 0 | 0 | 0 | 0 | 0 | 0 | 0 | 0 | 0 | 0 | 0 | 0 | 0 | 0
F10_Industrial_Other Industrial_Existing_Space Heating_Natural Gas_Gas Furnace Tube Inserts_A_Technical Potential | F10 | Industrial | Other Industrial | Existing | Space Heating | Natural Gas | Gas Furnace Tube Inserts | A | Purchases (Incremental) | Technical Potential | 0 | 0 | 0 | 0 | 0 | 0 | 0 | 0 | 0 | 0 | 0 | 0 | 0 | 0 | 0 | 0 | 0 | 0 | 0 | 0 | 0 | 0 | 0
F11_Industrial_Other Industrial_Existing_Space Heating_Natural Gas_Gas Furnace Tube Inserts_A_Technical Potential | F11 | Industrial | Other Industrial | Existing | Space Heating | Natural Gas | Gas Furnace Tube Inserts | A | Purchases (Cumulative) | Technical Potential | 0 | 0 | 0 | 0 | 0 | 0 | 0 | 0 | 0 | 0 | 0 | 0 | 0 | 0 | 0 | 0 | 0 | 0 | 0 | 0 | 0 | 0 | 0
F1_Industrial_Other Industrial_Existing_Space Heating_Natural Gas_Space Heating - Heat Recovery Ventilator_A_Technical Potential | F1 | Industrial | Other Industrial | Existing | Space Heating | Natural Gas | Space Heating - Heat Recovery Ventilator | A | Integrated Unit Energy Savings (kWh or therms) | Technical Potential | 0 | 0 | 0.013244 | 0.013045 | 0.012783 | 0.012448 | 0.012046 | 0.011589 | 0.011099 | 0.010603 | 0.010122 | 0.009674 | 0.009269 | 0.0089092 | 0.0085944 | 0.008319 | 0.0080775 | 0.0078682 | 0.0076849 | 0.0075202 | 0.0073783 | 0.0072439 | 0
F2_Industrial_Other Industrial_Existing_Space Heating_Natural Gas_Space Heating - Heat Recovery Ventilator_A_Technical Potential | F2 | Industrial | Other Industrial | Existing | Space Heating | Natural Gas | Space Heating - Heat Recovery Ventilator | A | Integrated Unit Summer Peak Savings (kW) | Technical Potential | 0 | 0 | 0 | 0 | 0 | 0 | 0 | 0 | 0 | 0 | 0 | 0 | 0 | 0 | 0 | 0 | 0 | 0 | 0 | 0 | 0 | 0 | 0
F3_Industrial_Other Industrial_Existing_Space Heating_Natural Gas_Space Heating - Heat Recovery Ventilator_A_Technical Potential | F3 | Industrial | Other Industrial | Existing | Space Heating | Natural Gas | Space Heating - Heat Recovery Ventilator | A | Integrated Unit Winter Peak Savings (kW) | Technical Potential | 0 | 0 | 0 | 0 | 0 | 0 | 0 | 0 | 0 | 0 | 0 | 0 | 0 | 0 | 0 | 0 | 0 | 0 | 0 | 0 | 0 | 0 | 0
F4_Industrial_Other Industrial_Existing_Space Heating_Natural Gas_Space Heating - Heat Recovery Ventilator_A_Technical Potential | F4 | Industrial | Other Industrial | Existing | Space Heating | Natural Gas | Space Heating - Heat Recovery Ventilator | A | Incremental Energy Savings (MWh or mTherms) | Technical Potential | 0 | 0 | 0.19738 | 0.19106 | 0.18399 | 0.17609 | 0.16745 | 0.15832 | 0.14902 | 0.1399 | 0.13125 | 0.12328 | 0.11609 | 0.10966 | 0.10396 | 0.098891 | 0.094365 | 0.090334 | 0.086709 | 0.083388 | 0.080404 | 0.077579 | 0
F5_Industrial_Other Industrial_Existing_Space Heating_Natural Gas_Space Heating - Heat Recovery Ventilator_A_Technical Potential | F5 | Industrial | Other Industrial | Existing | Space Heating | Natural Gas | Space Heating - Heat Recovery Ventilator | A | Incremental Summer Peak Savings (MW) | Technical Potential | 0 | 0 | 0 | 0 | 0 | 0 | 0 | 0 | 0 | 0 | 0 | 0 | 0 | 0 | 0 | 0 | 0 | 0 | 0 | 0 | 0 | 0 | 0
F6_Industrial_Other Industrial_Existing_Space Heating_Natural Gas_Space Heating - Heat Recovery Ventilator_A_Technical Potential | F6 | Industrial | Other Industrial | Existing | Space Heating | Natural Gas | Space Heating - Heat Recovery Ventilator | A | Incremental Winter Peak Savings (MW) | Technical Potential | 0 | 0 | 0 | 0 | 0 | 0 | 0 | 0 | 0 | 0 | 0 | 0 | 0 | 0 | 0 | 0 | 0 | 0 | 0 | 0 | 0 | 0 | 0
F7_Industrial_Other Industrial_Existing_Space Heating_Natural Gas_Space Heating - Heat Recovery Ventilator_A_Technical Potential | F7 | Industrial | Other Industrial | Existing | Space Heating | Natural Gas | Space Heating - Heat Recovery Ventilator | A | Cumulative Energy Savings (MWh or mTherms) | Technical Potential | 0 | 0 | 0.19738 | 0.38548 | 0.5617 | 0.7231 | 0.86716 | 0.99258 | 1.0997 | 1.1904 | 1.2677 | 1.3349 | 1.3951 | 1.4506 | 1.5033 | 1.554 | 1.6032 | 1.652 | 1.7003 | 1.7472 | 1.7946 | 1.8395 | 0
F8_Industrial_Other Industrial_Existing_Space Heating_Natural Gas_Space Heating - Heat Recovery Ventilator_A_Technical Potential | F8 | Industrial | Other Industrial | Existing | Space Heating | Natural Gas | Space Heating - Heat Recovery Ventilator | A | Cumulative Summer Peak Savings (MW) | Technical Potential | 0 | 0 | 0 | 0 | 0 | 0 | 0 | 0 | 0 | 0 | 0 | 0 | 0 | 0 | 0 | 0 | 0 | 0 | 0 | 0 | 0 | 0 | 0
F9_Industrial_Other Industrial_Existing_Space Heating_Natural Gas_Space Heating - Heat Recovery Ventilator_A_Technical Potential | F9 | Industrial | Other Industrial | Existing | Space Heating | Natural Gas | Space Heating - Heat Recovery Ventilator | A | Cumulative Winter Peak Savings (MW) | Technical Potential | 0 | 0 | 0 | 0 | 0 | 0 | 0 | 0 | 0 | 0 | 0 | 0 | 0 | 0 | 0 | 0 | 0 | 0 | 0 | 0 | 0 | 0 | 0
F10_Industrial_Other Industrial_Existing_Space Heating_Natural Gas_Space Heating - Heat Recovery Ventilator_A_Technical Potential | F10 | Industrial | Other Industrial | Existing | Space Heating | Natural Gas | Space Heating - Heat Recovery Ventilator | A | Purchases (Incremental) | Technical Potential | 0 | 0 | 14903.0944 | 14646.1444 | 14393.6247 | 14145.4588 | 13901.5716 | 13661.8893 | 13426.3395 | 13194.8509 | 12967.3534 | 12743.7784 | 12524.0581 | 12308.126 | 12095.9169 | 11887.3667 | 11682.4121 | 11480.9912 | 11283.043 | 11088.5078 | 10897.3266 | 10709.4417 | 0
F11_Industrial_Other Industrial_Existing_Space Heating_Natural Gas_Space Heating - Heat Recovery Ventilator_A_Technical Potential | F11 | Industrial | Other Industrial | Existing | Space Heating | Natural Gas | Space Heating - Heat Recovery Ventilator | A | Purchases (Cumulative) | Technical Potential | 0 | 0 | 14903.0944 | 29549.2388 | 43942.8635 | 58088.3223 | 71989.8938 | 85651.7831 | 99078.1226 | 112272.9735 | 125240.3269 | 137984.1053 | 150508.1633 | 162816.2893 | 174912.2063 | 186799.5729 | 198481.985 | 209962.9762 | 221246.0192 | 232334.527 | 243231.8537 | 253941.2954 | 0
F1_Industrial_Other Industrial_Existing_Space Heating_Natural Gas_Thermostat - Programmable_A_Technical Potential | F1 | Industrial | Other Industrial | Existing | Space Heating | Natural Gas | Thermostat - Programmable | A | Integrated Unit Energy Savings (kWh or therms) | Technical Potential | 0 | 0 | 0.0064056 | 0.0063083 | 0.0061798 | 0.0060168 | 0.0058208 | 0.0055987 | 0.005361 | 0.0051199 | 0.0048865 | 0.0046692 | 0.0044726 | 0.0042978 | 0.0041448 | 0.004011 | 0.0038935 | 0.0037915 | 0.0037022 | 0.0036218 | 0.0035524 | 0.0034866 | 0
F2_Industrial_Other Industrial_Existing_Space Heating_Natural Gas_Thermostat - Programmable_A_Technical Potential | F2 | Industrial | Other Industrial | Existing | Space Heating | Natural Gas | Thermostat - Programmable | A | Integrated Unit Summer Peak Savings (kW) | Technical Potential | 0 | 0 | 0 | 0 | 0 | 0 | 0 | 0 | 0 | 0 | 0 | 0 | 0 | 0 | 0 | 0 | 0 | 0 | 0 | 0 | 0 | 0 | 0
F3_Industrial_Other Industrial_Existing_Space Heating_Natural Gas_Thermostat - Programmable_A_Technical Potential | F3 | Industrial | Other Industrial | Existing | Space Heating | Natural Gas | Thermostat - Programmable | A | Integrated Unit Winter Peak Savings (kW) | Technical Potential | 0 | 0 | 0 | 0 | 0 | 0 | 0 | 0 | 0 | 0 | 0 | 0 | 0 | 0 | 0 | 0 | 0 | 0 | 0 | 0 | 0 | 0 | 0
F4_Industrial_Other Industrial_Existing_Space Heating_Natural Gas_Thermostat - Programmable_A_Technical Potential | F4 | Industrial | Other Industrial | Existing | Space Heating | Natural Gas | Thermostat - Programmable | A | Incremental Energy Savings (MWh or mTherms) | Technical Potential | 0 | 0 | 0.28639 | 0.27718 | 0.26685 | 0.25533 | 0.24276 | 0.22947 | 0.21594 | 0.20267 | 0.1901 | 0.17851 | 0.16804 | 0.15869 | 0.15041 | 0.14304 | 0.13646 | 0.13059 | 0.12531 | 0.12048 | 0.11613 | 0.11202 | 0
F5_Industrial_Other Industrial_Existing_Space Heating_Natural Gas_Thermostat - Programmable_A_Technical Potential | F5 | Industrial | Other Industrial | Existing | Space Heating | Natural Gas | Thermostat - Programmable | A | Incremental Summer Peak Savings (MW) | Technical Potential | 0 | 0 | 0 | 0 | 0 | 0 | 0 | 0 | 0 | 0 | 0 | 0 | 0 | 0 | 0 | 0 | 0 | 0 | 0 | 0 | 0 | 0 | 0
F6_Industrial_Other Industrial_Existing_Space Heating_Natural Gas_Thermostat - Programmable_A_Technical Potential | F6 | Industrial | Other Industrial | Existing | Space Heating | Natural Gas | Thermostat - Programmable | A | Incremental Winter Peak Savings (MW) | Technical Potential | 0 | 0 | 0 | 0 | 0 | 0 | 0 | 0 | 0 | 0 | 0 | 0 | 0 | 0 | 0 | 0 | 0 | 0 | 0 | 0 | 0 | 0 | 0
F7_Industrial_Other Industrial_Existing_Space Heating_Natural Gas_Thermostat - Programmable_A_Technical Potential | F7 | Industrial | Other Industrial | Existing | Space Heating | Natural Gas | Thermostat - Programmable | A | Cumulative Energy Savings (MWh or mTherms) | Technical Potential | 0 | 0 | 0.28639 | 0.55921 | 0.81467 | 1.0485 | 1.2571 | 1.4386 | 1.5935 | 1.7245 | 1.836 | 1.9328 | 2.0195 | 2.0993 | 2.175 | 2.2477 | 2.3183 | 2.3882 | 2.4573 | 2.5244 | 2.5922 | 2.6562 | 0
F8_Industrial_Other Industrial_Existing_Space Heating_Natural Gas_Thermostat - Programmable_A_Technical Potential | F8 | Industrial | Other Industrial | Existing | Space Heating | Natural Gas | Thermostat - Programmable | A | Cumulative Summer Peak Savings (MW) | Technical Potential | 0 | 0 | 0 | 0 | 0 | 0 | 0 | 0 | 0 | 0 | 0 | 0 | 0 | 0 | 0 | 0 | 0 | 0 | 0 | 0 | 0 | 0 | 0
F9_Industrial_Other Industrial_Existing_Space Heating_Natural Gas_Thermostat - Programmable_A_Technical Potential | F9 | Industrial | Other Industrial | Existing | Space Heating | Natural Gas | Thermostat - Programmable | A | Cumulative Winter Peak Savings (MW) | Technical Potential | 0 | 0 | 0 | 0 | 0 | 0 | 0 | 0 | 0 | 0 | 0 | 0 | 0 | 0 | 0 | 0 | 0 | 0 | 0 | 0 | 0 | 0 | 0
F10_Industrial_Other Industrial_Existing_Space Heating_Natural Gas_Thermostat - Programmable_A_Technical Potential | F10 | Industrial | Other Industrial | Existing | Space Heating | Natural Gas | Thermostat - Programmable | A | Purchases (Incremental) | Technical Potential | 0 | 0 | 44709.2831 | 43938.4333 | 43180.8742 | 42436.3763 | 41704.7147 | 40985.6679 | 40279.0184 | 39584.5526 | 38902.0603 | 38231.3351 | 37572.1742 | 36924.3781 | 36287.7508 | 35662.1 | 35047.2362 | 34442.9735 | 33849.1291 | 33265.5234 | 32691.9799 | 32128.3251 | 0
F11_Industrial_Other Industrial_Existing_Space Heating_Natural Gas_Thermostat - Programmable_A_Technical Potential | F11 | Industrial | Other Industrial | Existing | Space Heating | Natural Gas | Thermostat - Programmable | A | Purchases (Cumulative) | Technical Potential | 0 | 0 | 44709.2831 | 88647.7164 | 131828.5906 | 174264.9669 | 215969.6815 | 256955.3494 | 297234.3678 | 336818.9204 | 375720.9807 | 413952.3158 | 451524.4899 | 488448.868 | 524736.6188 | 560398.7188 | 595445.955 | 629888.9285 | 663738.0576 | 697003.581 | 729695.561 | 761823.8861 | 0
F1_Industrial_Other Industrial_Existing_Space Heating_Natural Gas_ENERGY STAR Connected Thermostat_A_Technical Potential | F1 | Industrial | Other Industrial | Existing | Space Heating | Natural Gas | ENERGY STAR Connected Thermostat | A | Integrated Unit Energy Savings (kWh or therms) | Technical Potential | 0 | 0 | 0.015467 | 0.015213 | 0.014882 | 0.014466 | 0.013969 | 0.013406 | 0.012803 | 0.01219 | 0.011593 | 0.011033 | 0.010522 | 0.010064 | 0.0096596 | 0.0093039 | 0.0089915 | 0.0087208 | 0.0084845 | 0.008274 | 0.0080927 | 0.0079223 | 0
F2_Industrial_Other Industrial_Existing_Space Heating_Natural Gas_ENERGY STAR Connected Thermostat_A_Technical Potential | F2 | Industrial | Other Industrial | Existing | Space Heating | Natural Gas | ENERGY STAR Connected Thermostat | A | Integrated Unit Summer Peak Savings (kW) | Technical Potential | 0 | 0 | 0 | 0 | 0 | 0 | 0 | 0 | 0 | 0 | 0 | 0 | 0 | 0 | 0 | 0 | 0 | 0 | 0 | 0 | 0 | 0 | 0
F3_Industrial_Other Industrial_Existing_Space Heating_Natural Gas_ENERGY STAR Connected Thermostat_A_Technical Potential | F3 | Industrial | Other Industrial | Existing | Space Heating | Natural Gas | ENERGY STAR Connected Thermostat | A | Integrated Unit Winter Peak Savings (kW) | Technical Potential | 0 | 0 | 0 | 0 | 0 | 0 | 0 | 0 | 0 | 0 | 0 | 0 | 0 | 0 | 0 | 0 | 0 | 0 | 0 | 0 | 0 | 0 | 0
F4_Industrial_Other Industrial_Existing_Space Heating_Natural Gas_ENERGY STAR Connected Thermostat_A_Technical Potential | F4 | Industrial | Other Industrial | Existing | Space Heating | Natural Gas | ENERGY STAR Connected Thermostat | A | Incremental Energy Savings (MWh or mTherms) | Technical Potential | 0 | 0 | 0.69152 | 0.66842 | 0.64262 | 0.6139 | 0.58257 | 0.54946 | 0.51571 | 0.48254 | 0.451 | 0.42181 | 0.39534 | 0.37161 | 0.35052 | 0.3318 | 0.31513 | 0.30037 | 0.28719 | 0.27524 | 0.26457 | 0.25453 | 0
F5_Industrial_Other Industrial_Existing_Space Heating_Natural Gas_ENERGY STAR Connected Thermostat_A_Technical Potential | F5 | Industrial | Other Industrial | Existing | Space Heating | Natural Gas | ENERGY STAR Connected Thermostat | A | Incremental Summer Peak Savings (MW) | Technical Potential | 0 | 0 | 0 | 0 | 0 | 0 | 0 | 0 | 0 | 0 | 0 | 0 | 0 | 0 | 0 | 0 | 0 | 0 | 0 | 0 | 0 | 0 | 0
F6_Industrial_Other Industrial_Existing_Space Heating_Natural Gas_ENERGY STAR Connected Thermostat_A_Technical Potential | F6 | Industrial | Other Industrial | Existing | Space Heating | Natural Gas | ENERGY STAR Connected Thermostat | A | Incremental Winter Peak Savings (MW) | Technical Potential | 0 | 0 | 0 | 0 | 0 | 0 | 0 | 0 | 0 | 0 | 0 | 0 | 0 | 0 | 0 | 0 | 0 | 0 | 0 | 0 | 0 | 0 | 0
F7_Industrial_Other Industrial_Existing_Space Heating_Natural Gas_ENERGY STAR Connected Thermostat_A_Technical Potential | F7 | Industrial | Other Industrial | Existing | Space Heating | Natural Gas | ENERGY STAR Connected Thermostat | A | Cumulative Energy Savings (MWh or mTherms) | Technical Potential | 0 | 0 | 0.69152 | 1.3486 | 1.9619 | 2.521 | 3.0169 | 3.4448 | 3.8056 | 4.1058 | 4.3558 | 4.5672 | 4.751 | 4.9158 | 5.0687 | 5.2139 | 5.354 | 5.4931 | 5.6315 | 5.767 | 5.9052 | 6.0354 | 0
F8_Industrial_Other Industrial_Existing_Space Heating_Natural Gas_ENERGY STAR Connected Thermostat_A_Technical Potential | F8 | Industrial | Other Industrial | Existing | Space Heating | Natural Gas | ENERGY STAR Connected Thermostat | A | Cumulative Summer Peak Savings (MW) | Technical Potential | 0 | 0 | 0 | 0 | 0 | 0 | 0 | 0 | 0 | 0 | 0 | 0 | 0 | 0 | 0 | 0 | 0 | 0 | 0 | 0 | 0 | 0 | 0
F9_Industrial_Other Industrial_Existing_Space Heating_Natural Gas_ENERGY STAR Connected Thermostat_A_Technical Potential | F9 | Industrial | Other Industrial | Existing | Space Heating | Natural Gas | ENERGY STAR Connected Thermostat | A | Cumulative Winter Peak Savings (MW) | Technical Potential | 0 | 0 | 0 | 0 | 0 | 0 | 0 | 0 | 0 | 0 | 0 | 0 | 0 | 0 | 0 | 0 | 0 | 0 | 0 | 0 | 0 | 0 | 0
F10_Industrial_Other Industrial_Existing_Space Heating_Natural Gas_ENERGY STAR Connected Thermostat_A_Technical Potential | F10 | Industrial | Other Industrial | Existing | Space Heating | Natural Gas | ENERGY STAR Connected Thermostat | A | Purchases (Incremental) | Technical Potential | 0 | 0 | 44709.2831 | 43938.4333 | 43180.8742 | 42436.3763 | 41704.7147 | 40985.6679 | 40279.0184 | 39584.5526 | 38902.0603 | 38231.3351 | 37572.1742 | 36924.3781 | 36287.7508 | 35662.1 | 35047.2362 | 34442.9735 | 33849.1291 | 33265.5234 | 32691.9799 | 32128.3251 | 0
F11_Industrial_Other Industrial_Existing_Space Heating_Natural Gas_ENERGY STAR Connected Thermostat_A_Technical Potential | F11 | Industrial | Other Industrial | Existing | Space Heating | Natural Gas | ENERGY STAR Connected Thermostat | A | Purchases (Cumulative) | Technical Potential | 0 | 0 | 44709.2831 | 88647.7164 | 131828.5906 | 174264.9669 | 215969.6815 | 256955.3494 | 297234.3678 | 336818.9204 | 375720.9807 | 413952.3158 | 451524.4899 | 488448.868 | 524736.6188 | 560398.7188 | 595445.955 | 629888.9285 | 663738.0576 | 697003.581 | 729695.561 | 761823.8861 | 0
F1_Industrial_Other Industrial_Existing_Space Heating_Natural Gas_Destratification Fans (HVLS)_A_Technical Potential | F1 | Industrial | Other Industrial | Existing | Space Heating | Natural Gas | Destratification Fans (HVLS) | A | Integrated Unit Energy Savings (kWh or therms) | Technical Potential | 0 | 0 | 0.015479 | 0.015236 | 0.014916 | 0.014511 | 0.014023 | 0.013469 | 0.012875 | 0.012268 | 0.011678 | 0.011124 | 0.010618 | 0.010165 | 0.0097655 | 0.0094149 | 0.0091076 | 0.008842 | 0.0086111 | 0.0084061 | 0.0082305 | 0.0080657 | 0
F2_Industrial_Other Industrial_Existing_Space Heating_Natural Gas_Destratification Fans (HVLS)_A_Technical Potential | F2 | Industrial | Other Industrial | Existing | Space Heating | Natural Gas | Destratification Fans (HVLS) | A | Integrated Unit Summer Peak Savings (kW) | Technical Potential | 0 | 0 | 0 | 0 | 0 | 0 | 0 | 0 | 0 | 0 | 0 | 0 | 0 | 0 | 0 | 0 | 0 | 0 | 0 | 0 | 0 | 0 | 0
F3_Industrial_Other Industrial_Existing_Space Heating_Natural Gas_Destratification Fans (HVLS)_A_Technical Potential | F3 | Industrial | Other Industrial | Existing | Space Heating | Natural Gas | Destratification Fans (HVLS) | A | Integrated Unit Winter Peak Savings (kW) | Technical Potential | 0 | 0 | 0 | 0 | 0 | 0 | 0 | 0 | 0 | 0 | 0 | 0 | 0 | 0 | 0 | 0 | 0 | 0 | 0 | 0 | 0 | 0 | 0
F4_Industrial_Other Industrial_Existing_Space Heating_Natural Gas_Destratification Fans (HVLS)_A_Technical Potential | F4 | Industrial | Other Industrial | Existing | Space Heating | Natural Gas | Destratification Fans (HVLS) | A | Incremental Energy Savings (MWh or mTherms) | Technical Potential | 0 | 0 | 0.69203 | 0.66944 | 0.6441 | 0.6158 | 0.58484 | 0.55205 | 0.51858 | 0.48564 | 0.45429 | 0.42527 | 0.39894 | 0.37533 | 0.35437 | 0.33575 | 0.3192 | 0.30455 | 0.29148 | 0.27963 | 0.26907 | 0.25914 | 0
F5_Industrial_Other Industrial_Existing_Space Heating_Natural Gas_Destratification Fans (HVLS)_A_Technical Potential | F5 | Industrial | Other Industrial | Existing | Space Heating | Natural Gas | Destratification Fans (HVLS) | A | Incremental Summer Peak Savings (MW) | Technical Potential | 0 | 0 | 0 | 0 | 0 | 0 | 0 | 0 | 0 | 0 | 0 | 0 | 0 | 0 | 0 | 0 | 0 | 0 | 0 | 0 | 0 | 0 | 0
F6_Industrial_Other Industrial_Existing_Space Heating_Natural Gas_Destratification Fans (HVLS)_A_Technical Potential | F6 | Industrial | Other Industrial | Existing | Space Heating | Natural Gas | Destratification Fans (HVLS) | A | Incremental Winter Peak Savings (MW) | Technical Potential | 0 | 0 | 0 | 0 | 0 | 0 | 0 | 0 | 0 | 0 | 0 | 0 | 0 | 0 | 0 | 0 | 0 | 0 | 0 | 0 | 0 | 0 | 0
F7_Industrial_Other Industrial_Existing_Space Heating_Natural Gas_Destratification Fans (HVLS)_A_Technical Potential | F7 | Industrial | Other Industrial | Existing | Space Heating | Natural Gas | Destratification Fans (HVLS) | A | Cumulative Energy Savings (MWh or mTherms) | Technical Potential | 0 | 0 | 0.69203 | 1.3506 | 1.9664 | 2.5288 | 3.0286 | 3.461 | 3.8268 | 4.1322 | 4.3876 | 4.6046 | 4.7942 | 4.965 | 5.1243 | 5.2761 | 5.4231 | 5.5695 | 5.7155 | 5.8591 | 6.0058 | 6.1446 | 0
F8_Industrial_Other Industrial_Existing_Space Heating_Natural Gas_Destratification Fans (HVLS)_A_Technical Potential | F8 | Industrial | Other Industrial | Existing | Space Heating | Natural Gas | Destratification Fans (HVLS) | A | Cumulative Summer Peak Savings (MW) | Technical Potential | 0 | 0 | 0 | 0 | 0 | 0 | 0 | 0 | 0 | 0 | 0 | 0 | 0 | 0 | 0 | 0 | 0 | 0 | 0 | 0 | 0 | 0 | 0
F9_Industrial_Other Industrial_Existing_Space Heating_Natural Gas_Destratification Fans (HVLS)_A_Technical Potential | F9 | Industrial | Other Industrial | Existing | Space Heating | Natural Gas | Destratification Fans (HVLS) | A | Cumulative Winter Peak Savings (MW) | Technical Potential | 0 | 0 | 0 | 0 | 0 | 0 | 0 | 0 | 0 | 0 | 0 | 0 | 0 | 0 | 0 | 0 | 0 | 0 | 0 | 0 | 0 | 0 | 0
F10_Industrial_Other Industrial_Existing_Space Heating_Natural Gas_Destratification Fans (HVLS)_A_Technical Potential | F10 | Industrial | Other Industrial | Existing | Space Heating | Natural Gas | Destratification Fans (HVLS) | A | Purchases (Incremental) | Technical Potential | 0 | 0 | 44709.2831 | 43938.4333 | 43180.8742 | 42436.3763 | 41704.7147 | 40985.6679 | 40279.0184 | 39584.5526 | 38902.0603 | 38231.3351 | 37572.1742 | 36924.3781 | 36287.7508 | 35662.1 | 35047.2362 | 34442.9735 | 33849.1291 | 33265.5234 | 32691.9799 | 32128.3251 | 0
F11_Industrial_Other Industrial_Existing_Space Heating_Natural Gas_Destratification Fans (HVLS)_A_Technical Potential | F11 | Industrial | Other Industrial | Existing | Space Heating | Natural Gas | Destratification Fans (HVLS) | A | Purchases (Cumulative) | Technical Potential | 0 | 0 | 44709.2831 | 88647.7164 | 131828.5906 | 174264.9669 | 215969.6815 | 256955.3494 | 297234.3678 | 336818.9204 | 375720.9807 | 413952.3158 | 451524.4899 | 488448.868 | 524736.6188 | 560398.7188 | 595445.955 | 629888.9285 | 663738.0576 | 697003.581 | 729695.561 | 761823.8861 | 0
F1_Industrial_Other Industrial_Existing_Space Heating_Natural Gas_Gas Boiler - Insulate Steam Lines/Condensate Tank_A_Technical Potential | F1 | Industrial | Other Industrial | Existing | Space Heating | Natural Gas | Gas Boiler - Insulate Steam Lines/Condensate Tank | A | Integrated Unit Energy Savings (kWh or therms) | Technical Potential | 0 | 0 | 22.0431 | 21.8902 | 21.7263 | 21.5482 | 21.3526 | 21.1361 | 20.8961 | 20.6309 | 20.3412 | 20.0297 | 19.7013 | 19.3618 | 19.0221 | 18.6889 | 18.3693 | 18.078 | 17.8159 | 17.5814 | 17.3702 | 17.1765 | 0
F2_Industrial_Other Industrial_Existing_Space Heating_Natural Gas_Gas Boiler - Insulate Steam Lines/Condensate Tank_A_Technical Potential | F2 | Industrial | Other Industrial | Existing | Space Heating | Natural Gas | Gas Boiler - Insulate Steam Lines/Condensate Tank | A | Integrated Unit Summer Peak Savings (kW) | Technical Potential | 0 | 0 | 0 | 0 | 0 | 0 | 0 | 0 | 0 | 0 | 0 | 0 | 0 | 0 | 0 | 0 | 0 | 0 | 0 | 0 | 0 | 0 | 0
F3_Industrial_Other Industrial_Existing_Space Heating_Natural Gas_Gas Boiler - Insulate Steam Lines/Condensate Tank_A_Technical Potential | F3 | Industrial | Other Industrial | Existing | Space Heating | Natural Gas | Gas Boiler - Insulate Steam Lines/Condensate Tank | A | Integrated Unit Winter Peak Savings (kW) | Technical Potential | 0 | 0 | 0 | 0 | 0 | 0 | 0 | 0 | 0 | 0 | 0 | 0 | 0 | 0 | 0 | 0 | 0 | 0 | 0 | 0 | 0 | 0 | 0
F4_Industrial_Other Industrial_Existing_Space Heating_Natural Gas_Gas Boiler - Insulate Steam Lines/Condensate Tank_A_Technical Potential | F4 | Industrial | Other Industrial | Existing | Space Heating | Natural Gas | Gas Boiler - Insulate Steam Lines/Condensate Tank | A | Incremental Energy Savings (MWh or mTherms) | Technical Potential | 0 | 0 | 0.055954 | 0.054608 | 0.053265 | 0.051917 | 0.050559 | 0.049183 | 0.047787 | 0.046367 | 0.044927 | 0.043477 | 0.042027 | 0.04059 | 0.03919 | 0.03784 | 0.036552 | 0.035352 | 0.034239 | 0.033205 | 0.032241 | 0.031332 | 0
F5_Industrial_Other Industrial_Existing_Space Heating_Natural Gas_Gas Boiler - Insulate Steam Lines/Condensate Tank_A_Technical Potential | F5 | Industrial | Other Industrial | Existing | Space Heating | Natural Gas | Gas Boiler - Insulate Steam Lines/Condensate Tank | A | Incremental Summer Peak Savings (MW) | Technical Potential | 0 | 0 | 0 | 0 | 0 | 0 | 0 | 0 | 0 | 0 | 0 | 0 | 0 | 0 | 0 | 0 | 0 | 0 | 0 | 0 | 0 | 0 | 0
F6_Industrial_Other Industrial_Existing_Space Heating_Natural Gas_Gas Boiler - Insulate Steam Lines/Condensate Tank_A_Technical Potential | F6 | Industrial | Other Industrial | Existing | Space Heating | Natural Gas | Gas Boiler - Insulate Steam Lines/Condensate Tank | A | Incremental Winter Peak Savings (MW) | Technical Potential | 0 | 0 | 0 | 0 | 0 | 0 | 0 | 0 | 0 | 0 | 0 | 0 | 0 | 0 | 0 | 0 | 0 | 0 | 0 | 0 | 0 | 0 | 0
F7_Industrial_Other Industrial_Existing_Space Heating_Natural Gas_Gas Boiler - Insulate Steam Lines/Condensate Tank_A_Technical Potential | F7 | Industrial | Other Industrial | Existing | Space Heating | Natural Gas | Gas Boiler - Insulate Steam Lines/Condensate Tank | A | Cumulative Energy Savings (MWh or mTherms) | Technical Potential | 0 | 0 | 0.055954 | 0.11017 | 0.16261 | 0.2132 | 0.26182 | 0.30835 | 0.35264 | 0.39453 | 0.43391 | 0.47074 | 0.50505 | 0.53694 | 0.56671 | 0.59462 | 0.62101 | 0.64651 | 0.67138 | 0.69574 | 0.71963 | 0.74294 | 0
F8_Industrial_Other Industrial_Existing_Space Heating_Natural Gas_Gas Boiler - Insulate Steam Lines/Condensate Tank_A_Technical Potential | F8 | Industrial | Other Industrial | Existing | Space Heating | Natural Gas | Gas Boiler - Insulate Steam Lines/Condensate Tank | A | Cumulative Summer Peak Savings (MW) | Technical Potential | 0 | 0 | 0 | 0 | 0 | 0 | 0 | 0 | 0 | 0 | 0 | 0 | 0 | 0 | 0 | 0 | 0 | 0 | 0 | 0 | 0 | 0 | 0
F9_Industrial_Other Industrial_Existing_Space Heating_Natural Gas_Gas Boiler - Insulate Steam Lines/Condensate Tank_A_Technical Potential | F9 | Industrial | Other Industrial | Existing | Space Heating | Natural Gas | Gas Boiler - Insulate Steam Lines/Condensate Tank | A | Cumulative Winter Peak Savings (MW) | Technical Potential | 0 | 0 | 0 | 0 | 0 | 0 | 0 | 0 | 0 | 0 | 0 | 0 | 0 | 0 | 0 | 0 | 0 | 0 | 0 | 0 | 0 | 0 | 0
F10_Industrial_Other Industrial_Existing_Space Heating_Natural Gas_Gas Boiler - Insulate Steam Lines/Condensate Tank_A_Technical Potential | F10 | Industrial | Other Industrial | Existing | Space Heating | Natural Gas | Gas Boiler - Insulate Steam Lines/Condensate Tank | A | Purchases (Incremental) | Technical Potential | 0 | 0 | 2.5384 | 2.4946 | 2.4516 | 2.4093 | 2.3678 | 2.327 | 2.2869 | 2.2474 | 2.2087 | 2.1706 | 2.1332 | 2.0964 | 2.0603 | 2.0247 | 1.9898 | 1.9555 | 1.9218 | 1.8887 | 1.8561 | 1.8241 | 0
F11_Industrial_Other Industrial_Existing_Space Heating_Natural Gas_Gas Boiler - Insulate Steam Lines/Condensate Tank_A_Technical Potential | F11 | Industrial | Other Industrial | Existing | Space Heating | Natural Gas | Gas Boiler - Insulate Steam Lines/Condensate Tank | A | Purchases (Cumulative) | Technical Potential | 0 | 0 | 2.5384 | 5.033 | 7.4846 | 9.894 | 12.2618 | 14.5888 | 16.8756 | 19.1231 | 21.3318 | 23.5024 | 25.6356 | 27.732 | 29.7922 | 31.8169 | 33.8068 | 35.7623 | 37.6841 | 39.5728 | 41.4289 | 43.253 | 0
F1_Industrial_Other Industrial_Existing_Process_Natural Gas_Gas Boiler - Insulate Steam Lines/Condensate Tank_A_Technical Potential | F1 | Industrial | Other Industrial | Existing | Process | Natural Gas | Gas Boiler - Insulate Steam Lines/Condensate Tank | A | Integrated Unit Energy Savings (kWh or therms) | Technical Potential | 0 | 0 | 16.8115 | 16.7729 | 16.7335 | 16.6931 | 16.6513 | 16.6077 | 16.5627 | 16.517 | 16.4713 | 16.4263 | 16.3826 | 16.3404 | 16.2993 | 16.2589 | 16.2186 | 16.1779 | 16.1368 | 16.0951 | 16.0527 | 16.0096 | 0
F2_Industrial_Other Industrial_Existing_Process_Natural Gas_Gas Boiler - Insulate Steam Lines/Condensate Tank_A_Technical Potential | F2 | Industrial | Other Industrial | Existing | Process | Natural Gas | Gas Boiler - Insulate Steam Lines/Condensate Tank | A | Integrated Unit Summer Peak Savings (kW) | Technical Potential | 0 | 0 | 0 | 0 | 0 | 0 | 0 | 0 | 0 | 0 | 0 | 0 | 0 | 0 | 0 | 0 | 0 | 0 | 0 | 0 | 0 | 0 | 0
F3_Industrial_Other Industrial_Existing_Process_Natural Gas_Gas Boiler - Insulate Steam Lines/Condensate Tank_A_Technical Potential | F3 | Industrial | Other Industrial | Existing | Process | Natural Gas | Gas Boiler - Insulate Steam Lines/Condensate Tank | A | Integrated Unit Winter Peak Savings (kW) | Technical Potential | 0 | 0 | 0 | 0 | 0 | 0 | 0 | 0 | 0 | 0 | 0 | 0 | 0 | 0 | 0 | 0 | 0 | 0 | 0 | 0 | 0 | 0 | 0
F4_Industrial_Other Industrial_Existing_Process_Natural Gas_Gas Boiler - Insulate Steam Lines/Condensate Tank_A_Technical Potential | F4 | Industrial | Other Industrial | Existing | Process | Natural Gas | Gas Boiler - Insulate Steam Lines/Condensate Tank | A | Incremental Energy Savings (MWh or mTherms) | Technical Potential | 0 | 0 | 0.61789 | 0.60584 | 0.594 | 0.58235 | 0.57087 | 0.55956 | 0.54842 | 0.53748 | 0.52675 | 0.51626 | 0.506 | 0.496 | 0.48622 | 0.47666 | 0.46728 | 0.45807 | 0.44903 | 0.44014 | 0.43141 | 0.42284 | 0
F5_Industrial_Other Industrial_Existing_Process_Natural Gas_Gas Boiler - Insulate Steam Lines/Condensate Tank_A_Technical Potential | F5 | Industrial | Other Industrial | Existing | Process | Natural Gas | Gas Boiler - Insulate Steam Lines/Condensate Tank | A | Incremental Summer Peak Savings (MW) | Technical Potential | 0 | 0 | 0 | 0 | 0 | 0 | 0 | 0 | 0 | 0 | 0 | 0 | 0 | 0 | 0 | 0 | 0 | 0 | 0 | 0 | 0 | 0 | 0
F6_Industrial_Other Industrial_Existing_Process_Natural Gas_Gas Boiler - Insulate Steam Lines/Condensate Tank_A_Technical Potential | F6 | Industrial | Other Industrial | Existing | Process | Natural Gas | Gas Boiler - Insulate Steam Lines/Condensate Tank | A | Incremental Winter Peak Savings (MW) | Technical Potential | 0 | 0 | 0 | 0 | 0 | 0 | 0 | 0 | 0 | 0 | 0 | 0 | 0 | 0 | 0 | 0 | 0 | 0 | 0 | 0 | 0 | 0 | 0
F7_Industrial_Other Industrial_Existing_Process_Natural Gas_Gas Boiler - Insulate Steam Lines/Condensate Tank_A_Technical Potential | F7 | Industrial | Other Industrial | Existing | Process | Natural Gas | Gas Boiler - Insulate Steam Lines/Condensate Tank | A | Cumulative Energy Savings (MWh or mTherms) | Technical Potential | 0 | 0 | 0.61789 | 1.2223 | 1.8134 | 2.3914 | 2.9563 | 3.5081 | 4.047 | 4.5733 | 5.0874 | 5.5898 | 6.0809 | 6.5613 | 7.031 | 7.4902 | 7.9389 | 8.3771 | 8.8048 | 9.2222 | 9.6293 | 10.0263 | 0
F8_Industrial_Other Industrial_Existing_Process_Natural Gas_Gas Boiler - Insulate Steam Lines/Condensate Tank_A_Technical Potential | F8 | Industrial | Other Industrial | Existing | Process | Natural Gas | Gas Boiler - Insulate Steam Lines/Condensate Tank | A | Cumulative Summer Peak Savings (MW) | Technical Potential | 0 | 0 | 0 | 0 | 0 | 0 | 0 | 0 | 0 | 0 | 0 | 0 | 0 | 0 | 0 | 0 | 0 | 0 | 0 | 0 | 0 | 0 | 0
F9_Industrial_Other Industrial_Existing_Process_Natural Gas_Gas Boiler - Insulate Steam Lines/Condensate Tank_A_Technical Potential | F9 | Industrial | Other Industrial | Existing | Process | Natural Gas | Gas Boiler - Insulate Steam Lines/Condensate Tank | A | Cumulative Winter Peak Savings (MW) | Technical Potential | 0 | 0 | 0 | 0 | 0 | 0 | 0 | 0 | 0 | 0 | 0 | 0 | 0 | 0 | 0 | 0 | 0 | 0 | 0 | 0 | 0 | 0 | 0
F10_Industrial_Other Industrial_Existing_Process_Natural Gas_Gas Boiler - Insulate Steam Lines/Condensate Tank_A_Technical Potential | F10 | Industrial | Other Industrial | Existing | Process | Natural Gas | Gas Boiler - Insulate Steam Lines/Condensate Tank | A | Purchases (Incremental) | Technical Potential | 0 | 0 | 36.7539 | 36.1202 | 35.4975 | 34.8854 | 34.284 | 33.6929 | 33.112 | 32.5411 | 31.98 | 31.4286 | 30.8868 | 30.3542 | 29.8309 | 29.3166 | 28.8111 | 28.3144 | 27.8262 | 27.3464 | 26.8749 | 26.4116 | 0
F11_Industrial_Other Industrial_Existing_Process_Natural Gas_Gas Boiler - Insulate Steam Lines/Condensate Tank_A_Technical Potential | F11 | Industrial | Other Industrial | Existing | Process | Natural Gas | Gas Boiler - Insulate Steam Lines/Condensate Tank | A | Purchases (Cumulative) | Technical Potential | 0 | 0 | 36.7539 | 72.8742 | 108.3716 | 143.2571 | 177.541 | 211.2339 | 244.3459 | 276.8869 | 308.8669 | 340.2956 | 371.1823 | 401.5366 | 431.3674 | 460.684 | 489.4951 | 517.8094 | 545.6356 | 572.982 | 599.8569 | 626.2685 | 0
F1_Industrial_Other Industrial_Existing_Space Heating_Natural Gas_Gas Boiler - Insulate Hot Water Lines_A_Technical Potential | F1 | Industrial | Other Industrial | Existing | Space Heating | Natural Gas | Gas Boiler - Insulate Hot Water Lines | A | Integrated Unit Energy Savings (kWh or therms) | Technical Potential | 0 | 0 | 24.947 | 24.8095 | 24.6656 | 24.5142 | 24.3543 | 24.1849 | 24.0054 | 23.8156 | 23.6167 | 23.4101 | 23.1979 | 22.9801 | 22.7622 | 22.5431 | 22.3238 | 22.1183 | 21.9259 | 21.7449 | 21.5748 | 21.4153 | 0
F2_Industrial_Other Industrial_Existing_Space Heating_Natural Gas_Gas Boiler - Insulate Hot Water Lines_A_Technical Potential | F2 | Industrial | Other Industrial | Existing | Space Heating | Natural Gas | Gas Boiler - Insulate Hot Water Lines | A | Integrated Unit Summer Peak Savings (kW) | Technical Potential | 0 | 0 | 0 | 0 | 0 | 0 | 0 | 0 | 0 | 0 | 0 | 0 | 0 | 0 | 0 | 0 | 0 | 0 | 0 | 0 | 0 | 0 | 0
F3_Industrial_Other Industrial_Existing_Space Heating_Natural Gas_Gas Boiler - Insulate Hot Water Lines_A_Technical Potential | F3 | Industrial | Other Industrial | Existing | Space Heating | Natural Gas | Gas Boiler - Insulate Hot Water Lines | A | Integrated Unit Winter Peak Savings (kW) | Technical Potential | 0 | 0 | 0 | 0 | 0 | 0 | 0 | 0 | 0 | 0 | 0 | 0 | 0 | 0 | 0 | 0 | 0 | 0 | 0 | 0 | 0 | 0 | 0
F4_Industrial_Other Industrial_Existing_Space Heating_Natural Gas_Gas Boiler - Insulate Hot Water Lines_A_Technical Potential | F4 | Industrial | Other Industrial | Existing | Space Heating | Natural Gas | Gas Boiler - Insulate Hot Water Lines | A | Incremental Energy Savings (MWh or mTherms) | Technical Potential | 0 | 0 | 0.12665 | 0.12378 | 0.12094 | 0.11813 | 0.11533 | 0.11256 | 0.10979 | 0.10705 | 0.10432 | 0.10163 | 0.09897 | 0.096351 | 0.093792 | 0.091288 | 0.088841 | 0.086506 | 0.084274 | 0.082138 | 0.08009 | 0.078127 | 0
F5_Industrial_Other Industrial_Existing_Space Heating_Natural Gas_Gas Boiler - Insulate Hot Water Lines_A_Technical Potential | F5 | Industrial | Other Industrial | Existing | Space Heating | Natural Gas | Gas Boiler - Insulate Hot Water Lines | A | Incremental Summer Peak Savings (MW) | Technical Potential | 0 | 0 | 0 | 0 | 0 | 0 | 0 | 0 | 0 | 0 | 0 | 0 | 0 | 0 | 0 | 0 | 0 | 0 | 0 | 0 | 0 | 0 | 0
F6_Industrial_Other Industrial_Existing_Space Heating_Natural Gas_Gas Boiler - Insulate Hot Water Lines_A_Technical Potential | F6 | Industrial | Other Industrial | Existing | Space Heating | Natural Gas | Gas Boiler - Insulate Hot Water Lines | A | Incremental Winter Peak Savings (MW) | Technical Potential | 0 | 0 | 0 | 0 | 0 | 0 | 0 | 0 | 0 | 0 | 0 | 0 | 0 | 0 | 0 | 0 | 0 | 0 | 0 | 0 | 0 | 0 | 0
F7_Industrial_Other Industrial_Existing_Space Heating_Natural Gas_Gas Boiler - Insulate Hot Water Lines_A_Technical Potential | F7 | Industrial | Other Industrial | Existing | Space Heating | Natural Gas | Gas Boiler - Insulate Hot Water Lines | A | Cumulative Energy Savings (MWh or mTherms) | Technical Potential | 0 | 0 | 0.12665 | 0.24973 | 0.36923 | 0.48509 | 0.59726 | 0.70566 | 0.81021 | 0.91085 | 1.0076 | 1.1004 | 1.1894 | 1.2746 | 1.3563 | 1.4345 | 1.5094 | 1.582 | 1.6525 | 1.721 | 1.7876 | 1.8525 | 0
F8_Industrial_Other Industrial_Existing_Space Heating_Natural Gas_Gas Boiler - Insulate Hot Water Lines_A_Technical Potential | F8 | Industrial | Other Industrial | Existing | Space Heating | Natural Gas | Gas Boiler - Insulate Hot Water Lines | A | Cumulative Summer Peak Savings (MW) | Technical Potential | 0 | 0 | 0 | 0 | 0 | 0 | 0 | 0 | 0 | 0 | 0 | 0 | 0 | 0 | 0 | 0 | 0 | 0 | 0 | 0 | 0 | 0 | 0
F9_Industrial_Other Industrial_Existing_Space Heating_Natural Gas_Gas Boiler - Insulate Hot Water Lines_A_Technical Potential | F9 | Industrial | Other Industrial | Existing | Space Heating | Natural Gas | Gas Boiler - Insulate Hot Water Lines | A | Cumulative Winter Peak Savings (MW) | Technical Potential | 0 | 0 | 0 | 0 | 0 | 0 | 0 | 0 | 0 | 0 | 0 | 0 | 0 | 0 | 0 | 0 | 0 | 0 | 0 | 0 | 0 | 0 | 0
F10_Industrial_Other Industrial_Existing_Space Heating_Natural Gas_Gas Boiler - Insulate Hot Water Lines_A_Technical Potential | F10 | Industrial | Other Industrial | Existing | Space Heating | Natural Gas | Gas Boiler - Insulate Hot Water Lines | A | Purchases (Incremental) | Technical Potential | 0 | 0 | 5.0768 | 4.9893 | 4.9032 | 4.8187 | 4.7356 | 4.654 | 4.5737 | 4.4949 | 4.4174 | 4.3412 | 4.2664 | 4.1928 | 4.1205 | 4.0495 | 3.9797 | 3.911 | 3.8436 | 3.7773 | 3.7122 | 3.6482 | 0
F11_Industrial_Other Industrial_Existing_Space Heating_Natural Gas_Gas Boiler - Insulate Hot Water Lines_A_Technical Potential | F11 | Industrial | Other Industrial | Existing | Space Heating | Natural Gas | Gas Boiler - Insulate Hot Water Lines | A | Purchases (Cumulative) | Technical Potential | 0 | 0 | 5.0768 | 10.066 | 14.9693 | 19.788 | 24.5236 | 29.1776 | 33.7513 | 38.2462 | 42.6635 | 47.0047 | 51.2711 | 55.4639 | 59.5844 | 63.6339 | 67.6135 | 71.5246 | 75.3682 | 79.1455 | 82.8577 | 86.5059 | 0
F1_Industrial_Other Industrial_Existing_Process_Natural Gas_Gas Boiler - Insulate Hot Water Lines_A_Technical Potential | F1 | Industrial | Other Industrial | Existing | Process | Natural Gas | Gas Boiler - Insulate Hot Water Lines | A | Integrated Unit Energy Savings (kWh or therms) | Technical Potential | 0 | 0 | 19.0345 | 19.0236 | 19.0124 | 19.0005 | 18.9875 | 18.973 | 18.9575 | 18.9417 | 18.9264 | 18.9125 | 18.9006 | 18.8911 | 18.8835 | 18.8773 | 18.8718 | 18.8667 | 18.8616 | 18.8565 | 18.8513 | 18.8461 | 0
F2_Industrial_Other Industrial_Existing_Process_Natural Gas_Gas Boiler - Insulate Hot Water Lines_A_Technical Potential | F2 | Industrial | Other Industrial | Existing | Process | Natural Gas | Gas Boiler - Insulate Hot Water Lines | A | Integrated Unit Summer Peak Savings (kW) | Technical Potential | 0 | 0 | 0 | 0 | 0 | 0 | 0 | 0 | 0 | 0 | 0 | 0 | 0 | 0 | 0 | 0 | 0 | 0 | 0 | 0 | 0 | 0 | 0
F3_Industrial_Other Industrial_Existing_Process_Natural Gas_Gas Boiler - Insulate Hot Water Lines_A_Technical Potential | F3 | Industrial | Other Industrial | Existing | Process | Natural Gas | Gas Boiler - Insulate Hot Water Lines | A | Integrated Unit Winter Peak Savings (kW) | Technical Potential | 0 | 0 | 0 | 0 | 0 | 0 | 0 | 0 | 0 | 0 | 0 | 0 | 0 | 0 | 0 | 0 | 0 | 0 | 0 | 0 | 0 | 0 | 0
F4_Industrial_Other Industrial_Existing_Process_Natural Gas_Gas Boiler - Insulate Hot Water Lines_A_Technical Potential | F4 | Industrial | Other Industrial | Existing | Process | Natural Gas | Gas Boiler - Insulate Hot Water Lines | A | Incremental Energy Savings (MWh or mTherms) | Technical Potential | 0 | 0 | 1.3992 | 1.3743 | 1.3498 | 1.3257 | 1.3019 | 1.2785 | 1.2554 | 1.2328 | 1.2105 | 1.1888 | 1.1676 | 1.1468 | 1.1266 | 1.1068 | 1.0874 | 1.0684 | 1.0497 | 1.0313 | 1.0133 | 0.99551 | 0
F5_Industrial_Other Industrial_Existing_Process_Natural Gas_Gas Boiler - Insulate Hot Water Lines_A_Technical Potential | F5 | Industrial | Other Industrial | Existing | Process | Natural Gas | Gas Boiler - Insulate Hot Water Lines | A | Incremental Summer Peak Savings (MW) | Technical Potential | 0 | 0 | 0 | 0 | 0 | 0 | 0 | 0 | 0 | 0 | 0 | 0 | 0 | 0 | 0 | 0 | 0 | 0 | 0 | 0 | 0 | 0 | 0
F6_Industrial_Other Industrial_Existing_Process_Natural Gas_Gas Boiler - Insulate Hot Water Lines_A_Technical Potential | F6 | Industrial | Other Industrial | Existing | Process | Natural Gas | Gas Boiler - Insulate Hot Water Lines | A | Incremental Winter Peak Savings (MW) | Technical Potential | 0 | 0 | 0 | 0 | 0 | 0 | 0 | 0 | 0 | 0 | 0 | 0 | 0 | 0 | 0 | 0 | 0 | 0 | 0 | 0 | 0 | 0 | 0
F7_Industrial_Other Industrial_Existing_Process_Natural Gas_Gas Boiler - Insulate Hot Water Lines_A_Technical Potential | F7 | Industrial | Other Industrial | Existing | Process | Natural Gas | Gas Boiler - Insulate Hot Water Lines | A | Cumulative Energy Savings (MWh or mTherms) | Technical Potential | 0 | 0 | 1.3992 | 2.7727 | 4.1208 | 5.4439 | 6.7421 | 8.0155 | 9.2644 | 10.4894 | 11.6915 | 12.8717 | 14.0312 | 15.1709 | 16.2915 | 17.3929 | 18.4753 | 19.5387 | 20.5831 | 21.6088 | 22.6162 | 23.6054 | 0
F8_Industrial_Other Industrial_Existing_Process_Natural Gas_Gas Boiler - Insulate Hot Water Lines_A_Technical Potential | F8 | Industrial | Other Industrial | Existing | Process | Natural Gas | Gas Boiler - Insulate Hot Water Lines | A | Cumulative Summer Peak Savings (MW) | Technical Potential | 0 | 0 | 0 | 0 | 0 | 0 | 0 | 0 | 0 | 0 | 0 | 0 | 0 | 0 | 0 | 0 | 0 | 0 | 0 | 0 | 0 | 0 | 0
F9_Industrial_Other Industrial_Existing_Process_Natural Gas_Gas Boiler - Insulate Hot Water Lines_A_Technical Potential | F9 | Industrial | Other Industrial | Existing | Process | Natural Gas | Gas Boiler - Insulate Hot Water Lines | A | Cumulative Winter Peak Savings (MW) | Technical Potential | 0 | 0 | 0 | 0 | 0 | 0 | 0 | 0 | 0 | 0 | 0 | 0 | 0 | 0 | 0 | 0 | 0 | 0 | 0 | 0 | 0 | 0 | 0
F10_Industrial_Other Industrial_Existing_Process_Natural Gas_Gas Boiler - Insulate Hot Water Lines_A_Technical Potential | F10 | Industrial | Other Industrial | Existing | Process | Natural Gas | Gas Boiler - Insulate Hot Water Lines | A | Purchases (Incremental) | Technical Potential | 0 | 0 | 73.5078 | 72.2405 | 70.9949 | 69.7709 | 68.5679 | 67.3857 | 66.2239 | 65.0821 | 63.96 | 62.8573 | 61.7735 | 60.7085 | 59.6618 | 58.6331 | 57.6222 | 56.6287 | 55.6523 | 54.6928 | 53.7498 | 52.8231 | 0
F11_Industrial_Other Industrial_Existing_Process_Natural Gas_Gas Boiler - Insulate Hot Water Lines_A_Technical Potential | F11 | Industrial | Other Industrial | Existing | Process | Natural Gas | Gas Boiler - Insulate Hot Water Lines | A | Purchases (Cumulative) | Technical Potential | 0 | 0 | 73.5078 | 145.7483 | 216.7433 | 286.5141 | 355.0821 | 422.4678 | 488.6917 | 553.7739 | 617.7339 | 680.5911 | 742.3647 | 803.0731 | 862.7349 | 921.368 | 978.9902 | 1035.6189 | 1091.2712 | 1145.964 | 1199.7139 | 1252.537 | 0
F1_Industrial_Other Industrial_Existing_Process_Natural Gas_Process - Insulate Heated Process Fluids_A_Technical Potential | F1 | Industrial | Other Industrial | Existing | Process | Natural Gas | Process - Insulate Heated Process Fluids | A | Integrated Unit Energy Savings (kWh or therms) | Technical Potential | 0 | 0 | 13.5738 | 13.5382 | 13.5019 | 13.4647 | 13.4264 | 13.3865 | 13.3455 | 13.3038 | 13.262 | 13.2208 | 13.1806 | 13.1415 | 13.1032 | 13.0654 | 13.0277 | 12.9895 | 12.951 | 12.9118 | 12.8721 | 12.8318 | 0
F2_Industrial_Other Industrial_Existing_Process_Natural Gas_Process - Insulate Heated Process Fluids_A_Technical Potential | F2 | Industrial | Other Industrial | Existing | Process | Natural Gas | Process - Insulate Heated Process Fluids | A | Integrated Unit Summer Peak Savings (kW) | Technical Potential | 0 | 0 | 0 | 0 | 0 | 0 | 0 | 0 | 0 | 0 | 0 | 0 | 0 | 0 | 0 | 0 | 0 | 0 | 0 | 0 | 0 | 0 | 0
F3_Industrial_Other Industrial_Existing_Process_Natural Gas_Process - Insulate Heated Process Fluids_A_Technical Potential | F3 | Industrial | Other Industrial | Existing | Process | Natural Gas | Process - Insulate Heated Process Fluids | A | Integrated Unit Winter Peak Savings (kW) | Technical Potential | 0 | 0 | 0 | 0 | 0 | 0 | 0 | 0 | 0 | 0 | 0 | 0 | 0 | 0 | 0 | 0 | 0 | 0 | 0 | 0 | 0 | 0 | 0
F4_Industrial_Other Industrial_Existing_Process_Natural Gas_Process - Insulate Heated Process Fluids_A_Technical Potential | F4 | Industrial | Other Industrial | Existing | Process | Natural Gas | Process - Insulate Heated Process Fluids | A | Incremental Energy Savings (MWh or mTherms) | Technical Potential | 0 | 0 | 1.0913 | 1.0697 | 1.0484 | 1.0275 | 1.0069 | 0.88796 | 0.69598 | 0.54548 | 0.42751 | 0.33507 | 0.26263 | 0.20587 | 0.16138 | 0.12652 | 0.09918 | 0.077748 | 0.00051961 | 0.00018182 | 6.073e-05 | 1.9401e-05 | 0
F5_Industrial_Other Industrial_Existing_Process_Natural Gas_Process - Insulate Heated Process Fluids_A_Technical Potential | F5 | Industrial | Other Industrial | Existing | Process | Natural Gas | Process - Insulate Heated Process Fluids | A | Incremental Summer Peak Savings (MW) | Technical Potential | 0 | 0 | 0 | 0 | 0 | 0 | 0 | 0 | 0 | 0 | 0 | 0 | 0 | 0 | 0 | 0 | 0 | 0 | 0 | 0 | 0 | 0 | 0
F6_Industrial_Other Industrial_Existing_Process_Natural Gas_Process - Insulate Heated Process Fluids_A_Technical Potential | F6 | Industrial | Other Industrial | Existing | Process | Natural Gas | Process - Insulate Heated Process Fluids | A | Incremental Winter Peak Savings (MW) | Technical Potential | 0 | 0 | 0 | 0 | 0 | 0 | 0 | 0 | 0 | 0 | 0 | 0 | 0 | 0 | 0 | 0 | 0 | 0 | 0 | 0 | 0 | 0 | 0
F7_Industrial_Other Industrial_Existing_Process_Natural Gas_Process - Insulate Heated Process Fluids_A_Technical Potential | F7 | Industrial | Other Industrial | Existing | Process | Natural Gas | Process - Insulate Heated Process Fluids | A | Cumulative Energy Savings (MWh or mTherms) | Technical Potential | 0 | 0 | 1.0913 | 2.1581 | 3.2008 | 4.2195 | 5.2144 | 6.0869 | 6.7642 | 7.2885 | 7.6932 | 8.0044 | 8.2426 | 8.424 | 8.5609 | 8.6627 | 8.7368 | 8.789 | 8.7635 | 8.7372 | 8.7104 | 8.6831 | 0
F8_Industrial_Other Industrial_Existing_Process_Natural Gas_Process - Insulate Heated Process Fluids_A_Technical Potential | F8 | Industrial | Other Industrial | Existing | Process | Natural Gas | Process - Insulate Heated Process Fluids | A | Cumulative Summer Peak Savings (MW) | Technical Potential | 0 | 0 | 0 | 0 | 0 | 0 | 0 | 0 | 0 | 0 | 0 | 0 | 0 | 0 | 0 | 0 | 0 | 0 | 0 | 0 | 0 | 0 | 0
F9_Industrial_Other Industrial_Existing_Process_Natural Gas_Process - Insulate Heated Process Fluids_A_Technical Potential | F9 | Industrial | Other Industrial | Existing | Process | Natural Gas | Process - Insulate Heated Process Fluids | A | Cumulative Winter Peak Savings (MW) | Technical Potential | 0 | 0 | 0 | 0 | 0 | 0 | 0 | 0 | 0 | 0 | 0 | 0 | 0 | 0 | 0 | 0 | 0 | 0 | 0 | 0 | 0 | 0 | 0
F10_Industrial_Other Industrial_Existing_Process_Natural Gas_Process - Insulate Heated Process Fluids_A_Technical Potential | F10 | Industrial | Other Industrial | Existing | Process | Natural Gas | Process - Insulate Heated Process Fluids | A | Purchases (Incremental) | Technical Potential | 0 | 0 | 80.3989 | 79.0127 | 77.6504 | 76.3116 | 74.9959 | 66.3326 | 52.1511 | 41.0016 | 32.2357 | 25.344 | 19.9256 | 15.6656 | 12.3164 | 9.6833 | 7.613 | 5.9854 | 0.040121 | 0.014082 | 0.0047179 | 0.0015119 | 0
F11_Industrial_Other Industrial_Existing_Process_Natural Gas_Process - Insulate Heated Process Fluids_A_Technical Potential | F11 | Industrial | Other Industrial | Existing | Process | Natural Gas | Process - Insulate Heated Process Fluids | A | Purchases (Cumulative) | Technical Potential | 0 | 0 | 80.3989 | 159.4116 | 237.0621 | 313.3737 | 388.3696 | 454.7022 | 506.8533 | 547.8549 | 580.0906 | 605.4346 | 625.3602 | 641.0258 | 653.3423 | 663.0255 | 670.6386 | 676.624 | 676.6641 | 676.6782 | 676.6829 | 676.6844 | 0
F1_Industrial_Other Industrial_Existing_Process_Natural Gas_Process Heat Recovery_A_Technical Potential | F1 | Industrial | Other Industrial | Existing | Process | Natural Gas | Process Heat Recovery | A | Integrated Unit Energy Savings (kWh or therms) | Technical Potential | 0 | 0 | 0.03301 | 0.032871 | 0.032729 | 0.032583 | 0.032431 | 0.032278 | 0.032127 | 0.03198 | 0.031837 | 0.031699 | 0.031567 | 0.031441 | 0.031322 | 0.031207 | 0.031095 | 0.030984 | 0.030878 | 0.030772 | 0.030664 | 0.030556 | 0
F2_Industrial_Other Industrial_Existing_Process_Natural Gas_Process Heat Recovery_A_Technical Potential | F2 | Industrial | Other Industrial | Existing | Process | Natural Gas | Process Heat Recovery | A | Integrated Unit Summer Peak Savings (kW) | Technical Potential | 0 | 0 | 0 | 0 | 0 | 0 | 0 | 0 | 0 | 0 | 0 | 0 | 0 | 0 | 0 | 0 | 0 | 0 | 0 | 0 | 0 | 0 | 0
F3_Industrial_Other Industrial_Existing_Process_Natural Gas_Process Heat Recovery_A_Technical Potential | F3 | Industrial | Other Industrial | Existing | Process | Natural Gas | Process Heat Recovery | A | Integrated Unit Winter Peak Savings (kW) | Technical Potential | 0 | 0 | 0 | 0 | 0 | 0 | 0 | 0 | 0 | 0 | 0 | 0 | 0 | 0 | 0 | 0 | 0 | 0 | 0 | 0 | 0 | 0 | 0
F4_Industrial_Other Industrial_Existing_Process_Natural Gas_Process Heat Recovery_A_Technical Potential | F4 | Industrial | Other Industrial | Existing | Process | Natural Gas | Process Heat Recovery | A | Incremental Energy Savings (MWh or mTherms) | Technical Potential | 0 | 0 | 0.095542 | 0.093501 | 0.091493 | 0.089513 | 0.08756 | 0.077079 | 0.060317 | 0.047205 | 0.036946 | 0.028921 | 0.022643 | 0.017732 | 0.013888 | 0.010879 | 0.0085221 | 0.0066764 | 4.46e-05 | 1.56e-05 | 5.2082e-06 | 1.6631e-06 | 0
F5_Industrial_Other Industrial_Existing_Process_Natural Gas_Process Heat Recovery_A_Technical Potential | F5 | Industrial | Other Industrial | Existing | Process | Natural Gas | Process Heat Recovery | A | Incremental Summer Peak Savings (MW) | Technical Potential | 0 | 0 | 0 | 0 | 0 | 0 | 0 | 0 | 0 | 0 | 0 | 0 | 0 | 0 | 0 | 0 | 0 | 0 | 0 | 0 | 0 | 0 | 0
F6_Industrial_Other Industrial_Existing_Process_Natural Gas_Process Heat Recovery_A_Technical Potential | F6 | Industrial | Other Industrial | Existing | Process | Natural Gas | Process Heat Recovery | A | Incremental Winter Peak Savings (MW) | Technical Potential | 0 | 0 | 0 | 0 | 0 | 0 | 0 | 0 | 0 | 0 | 0 | 0 | 0 | 0 | 0 | 0 | 0 | 0 | 0 | 0 | 0 | 0 | 0
F7_Industrial_Other Industrial_Existing_Process_Natural Gas_Process Heat Recovery_A_Technical Potential | F7 | Industrial | Other Industrial | Existing | Process | Natural Gas | Process Heat Recovery | A | Cumulative Energy Savings (MWh or mTherms) | Technical Potential | 0 | 0 | 0.095542 | 0.18864 | 0.27932 | 0.36759 | 0.45343 | 0.52836 | 0.58622 | 0.63074 | 0.66486 | 0.69089 | 0.71066 | 0.72557 | 0.7367 | 0.74487 | 0.75072 | 0.75473 | 0.75219 | 0.74961 | 0.747 | 0.74436 | 0
F8_Industrial_Other Industrial_Existing_Process_Natural Gas_Process Heat Recovery_A_Technical Potential | F8 | Industrial | Other Industrial | Existing | Process | Natural Gas | Process Heat Recovery | A | Cumulative Summer Peak Savings (MW) | Technical Potential | 0 | 0 | 0 | 0 | 0 | 0 | 0 | 0 | 0 | 0 | 0 | 0 | 0 | 0 | 0 | 0 | 0 | 0 | 0 | 0 | 0 | 0 | 0
F9_Industrial_Other Industrial_Existing_Process_Natural Gas_Process Heat Recovery_A_Technical Potential | F9 | Industrial | Other Industrial | Existing | Process | Natural Gas | Process Heat Recovery | A | Cumulative Winter Peak Savings (MW) | Technical Potential | 0 | 0 | 0 | 0 | 0 | 0 | 0 | 0 | 0 | 0 | 0 | 0 | 0 | 0 | 0 | 0 | 0 | 0 | 0 | 0 | 0 | 0 | 0
F10_Industrial_Other Industrial_Existing_Process_Natural Gas_Process Heat Recovery_A_Technical Potential | F10 | Industrial | Other Industrial | Existing | Process | Natural Gas | Process Heat Recovery | A | Purchases (Incremental) | Technical Potential | 0 | 0 | 2894.3606 | 2844.4579 | 2795.4155 | 2747.2187 | 2699.8528 | 2387.9733 | 1877.4411 | 1476.0571 | 1160.4863 | 912.3823 | 717.3213 | 563.9629 | 443.3915 | 348.5975 | 274.0697 | 215.4755 | 1.4444 | 0.50695 | 0.16984 | 0.054429 | 0
F11_Industrial_Other Industrial_Existing_Process_Natural Gas_Process Heat Recovery_A_Technical Potential | F11 | Industrial | Other Industrial | Existing | Process | Natural Gas | Process Heat Recovery | A | Purchases (Cumulative) | Technical Potential | 0 | 0 | 2894.3606 | 5738.8185 | 8534.234 | 11281.4526 | 13981.3054 | 16369.2787 | 18246.7198 | 19722.7769 | 20883.2631 | 21795.6455 | 22512.9667 | 23076.9296 | 23520.3212 | 23868.9187 | 24142.9884 | 24358.464 | 24359.9083 | 24360.4153 | 24360.5851 | 24360.6396 | 0
F1_Industrial_Other Industrial_Existing_Space Heating_Natural Gas_Building Automation System_A_Technical Potential | F1 | Industrial | Other Industrial | Existing | Space Heating | Natural Gas | Building Automation System | A | Integrated Unit Energy Savings (kWh or therms) | Technical Potential | 0 | 0 | 0.01558 | 0.015494 | 0.015403 | 0.015307 | 0.015206 | 0.015098 | 0.014984 | 0.014864 | 0.014739 | 0.014609 | 0.014476 | 0.01434 | 0.014203 | 0.014066 | 0.013929 | 0.0138 | 0.013679 | 0.013564 | 0.013456 | 0.013354 | 0
F2_Industrial_Other Industrial_Existing_Space Heating_Natural Gas_Building Automation System_A_Technical Potential | F2 | Industrial | Other Industrial | Existing | Space Heating | Natural Gas | Building Automation System | A | Integrated Unit Summer Peak Savings (kW) | Technical Potential | 0 | 0 | 0 | 0 | 0 | 0 | 0 | 0 | 0 | 0 | 0 | 0 | 0 | 0 | 0 | 0 | 0 | 0 | 0 | 0 | 0 | 0 | 0
F3_Industrial_Other Industrial_Existing_Space Heating_Natural Gas_Building Automation System_A_Technical Potential | F3 | Industrial | Other Industrial | Existing | Space Heating | Natural Gas | Building Automation System | A | Integrated Unit Winter Peak Savings (kW) | Technical Potential | 0 | 0 | 0 | 0 | 0 | 0 | 0 | 0 | 0 | 0 | 0 | 0 | 0 | 0 | 0 | 0 | 0 | 0 | 0 | 0 | 0 | 0 | 0
F4_Industrial_Other Industrial_Existing_Space Heating_Natural Gas_Building Automation System_A_Technical Potential | F4 | Industrial | Other Industrial | Existing | Space Heating | Natural Gas | Building Automation System | A | Incremental Energy Savings (MWh or mTherms) | Technical Potential | 0 | 0 | 0.1429 | 0.27917 | 0.48429 | 0.76936 | 1.14 | 1.5933 | 2.1139 | 2.6715 | 3.2198 | 3.6986 | 4.0409 | 4.1849 | 4.0907 | 3.7531 | 3.2112 | 2.5857 | 1.9261 | 1.2995 | 0.80944 | 0.51487 | 0
F5_Industrial_Other Industrial_Existing_Space Heating_Natural Gas_Building Automation System_A_Technical Potential | F5 | Industrial | Other Industrial | Existing | Space Heating | Natural Gas | Building Automation System | A | Incremental Summer Peak Savings (MW) | Technical Potential | 0 | 0 | 0 | 0 | 0 | 0 | 0 | 0 | 0 | 0 | 0 | 0 | 0 | 0 | 0 | 0 | 0 | 0 | 0 | 0 | 0 | 0 | 0
F6_Industrial_Other Industrial_Existing_Space Heating_Natural Gas_Building Automation System_A_Technical Potential | F6 | Industrial | Other Industrial | Existing | Space Heating | Natural Gas | Building Automation System | A | Incremental Winter Peak Savings (MW) | Technical Potential | 0 | 0 | 0 | 0 | 0 | 0 | 0 | 0 | 0 | 0 | 0 | 0 | 0 | 0 | 0 | 0 | 0 | 0 | 0 | 0 | 0 | 0 | 0
F7_Industrial_Other Industrial_Existing_Space Heating_Natural Gas_Building Automation System_A_Technical Potential | F7 | Industrial | Other Industrial | Existing | Space Heating | Natural Gas | Building Automation System | A | Cumulative Energy Savings (MWh or mTherms) | Technical Potential | 0 | 0 | 0.1429 | 0.42128 | 0.9031 | 1.6668 | 2.7958 | 4.3693 | 6.4503 | 9.0701 | 12.2134 | 15.8045 | 19.7015 | 23.7009 | 27.5662 | 31.0532 | 33.9611 | 36.2323 | 37.8403 | 38.8234 | 39.3237 | 39.5407 | 0
F8_Industrial_Other Industrial_Existing_Space Heating_Natural Gas_Building Automation System_A_Technical Potential | F8 | Industrial | Other Industrial | Existing | Space Heating | Natural Gas | Building Automation System | A | Cumulative Summer Peak Savings (MW) | Technical Potential | 0 | 0 | 0 | 0 | 0 | 0 | 0 | 0 | 0 | 0 | 0 | 0 | 0 | 0 | 0 | 0 | 0 | 0 | 0 | 0 | 0 | 0 | 0
F9_Industrial_Other Industrial_Existing_Space Heating_Natural Gas_Building Automation System_A_Technical Potential | F9 | Industrial | Other Industrial | Existing | Space Heating | Natural Gas | Building Automation System | A | Cumulative Winter Peak Savings (MW) | Technical Potential | 0 | 0 | 0 | 0 | 0 | 0 | 0 | 0 | 0 | 0 | 0 | 0 | 0 | 0 | 0 | 0 | 0 | 0 | 0 | 0 | 0 | 0 | 0
F10_Industrial_Other Industrial_Existing_Space Heating_Natural Gas_Building Automation System_A_Technical Potential | F10 | Industrial | Other Industrial | Existing | Space Heating | Natural Gas | Building Automation System | A | Purchases (Incremental) | Technical Potential | 0 | 0 | 9172.1884 | 18018.4891 | 31441.0461 | 50261.392 | 74974.432 | 105528.0379 | 141072.1616 | 179727.3615 | 218459.1538 | 253173.5956 | 279147.0052 | 291839.8587 | 288005.5231 | 266812.8495 | 230543.5455 | 187369.7758 | 140812.3771 | 95804.7075 | 60153.2431 | 38553.9901 | 0
F11_Industrial_Other Industrial_Existing_Space Heating_Natural Gas_Building Automation System_A_Technical Potential | F11 | Industrial | Other Industrial | Existing | Space Heating | Natural Gas | Building Automation System | A | Purchases (Cumulative) | Technical Potential | 0 | 0 | 9172.1884 | 27190.6775 | 58631.7236 | 108893.1155 | 183867.5475 | 289395.5854 | 430467.747 | 610195.1085 | 828654.2623 | 1081827.8578 | 1360974.863 | 1652814.7217 | 1940820.2448 | 2207633.0943 | 2438176.6397 | 2625546.4155 | 2766358.7926 | 2862163.5001 | 2922316.7432 | 2960870.7333 | 0
F1_Industrial_Other Industrial_Existing_Space Heating_Natural Gas_Steam System Efficiency Improvements_A_Technical Potential | F1 | Industrial | Other Industrial | Existing | Space Heating | Natural Gas | Steam System Efficiency Improvements | A | Integrated Unit Energy Savings (kWh or therms) | Technical Potential | 0 | 0 | 0.13823 | 0.13607 | 0.13324 | 0.12968 | 0.1254 | 0.12057 | 0.11541 | 0.11017 | 0.1051 | 0.10038 | 0.096102 | 0.092299 | 0.088966 | 0.086046 | 0.08348 | 0.081251 | 0.079295 | 0.077535 | 0.076014 | 0.074574 | 0
F2_Industrial_Other Industrial_Existing_Space Heating_Natural Gas_Steam System Efficiency Improvements_A_Technical Potential | F2 | Industrial | Other Industrial | Existing | Space Heating | Natural Gas | Steam System Efficiency Improvements | A | Integrated Unit Summer Peak Savings (kW) | Technical Potential | 0 | 0 | 0 | 0 | 0 | 0 | 0 | 0 | 0 | 0 | 0 | 0 | 0 | 0 | 0 | 0 | 0 | 0 | 0 | 0 | 0 | 0 | 0
F3_Industrial_Other Industrial_Existing_Space Heating_Natural Gas_Steam System Efficiency Improvements_A_Technical Potential | F3 | Industrial | Other Industrial | Existing | Space Heating | Natural Gas | Steam System Efficiency Improvements | A | Integrated Unit Winter Peak Savings (kW) | Technical Potential | 0 | 0 | 0 | 0 | 0 | 0 | 0 | 0 | 0 | 0 | 0 | 0 | 0 | 0 | 0 | 0 | 0 | 0 | 0 | 0 | 0 | 0 | 0
F4_Industrial_Other Industrial_Existing_Space Heating_Natural Gas_Steam System Efficiency Improvements_A_Technical Potential | F4 | Industrial | Other Industrial | Existing | Space Heating | Natural Gas | Steam System Efficiency Improvements | A | Incremental Energy Savings (MWh or mTherms) | Technical Potential | 0 | 0 | 0.0089858 | 0.017376 | 0.02969 | 0.046192 | 0.066634 | 0.090174 | 0.11538 | 0.14033 | 0.16272 | 0.1801 | 0.19012 | 0.1909 | 0.18159 | 0.16271 | 0.1364 | 0.10789 | 0.079133 | 0.052645 | 0.032406 | 0.020376 | 0
F5_Industrial_Other Industrial_Existing_Space Heating_Natural Gas_Steam System Efficiency Improvements_A_Technical Potential | F5 | Industrial | Other Industrial | Existing | Space Heating | Natural Gas | Steam System Efficiency Improvements | A | Incremental Summer Peak Savings (MW) | Technical Potential | 0 | 0 | 0 | 0 | 0 | 0 | 0 | 0 | 0 | 0 | 0 | 0 | 0 | 0 | 0 | 0 | 0 | 0 | 0 | 0 | 0 | 0 | 0
F6_Industrial_Other Industrial_Existing_Space Heating_Natural Gas_Steam System Efficiency Improvements_A_Technical Potential | F6 | Industrial | Other Industrial | Existing | Space Heating | Natural Gas | Steam System Efficiency Improvements | A | Incremental Winter Peak Savings (MW) | Technical Potential | 0 | 0 | 0 | 0 | 0 | 0 | 0 | 0 | 0 | 0 | 0 | 0 | 0 | 0 | 0 | 0 | 0 | 0 | 0 | 0 | 0 | 0 | 0
F7_Industrial_Other Industrial_Existing_Space Heating_Natural Gas_Steam System Efficiency Improvements_A_Technical Potential | F7 | Industrial | Other Industrial | Existing | Space Heating | Natural Gas | Steam System Efficiency Improvements | A | Cumulative Energy Savings (MWh or mTherms) | Technical Potential | 0 | 0 | 0.0089858 | 0.026221 | 0.055366 | 0.10008 | 0.16341 | 0.24729 | 0.35208 | 0.47643 | 0.61723 | 0.7696 | 0.92694 | 1.0812 | 1.2237 | 1.3463 | 1.4425 | 1.5119 | 1.5546 | 1.5728 | 1.5743 | 1.5649 | 0
F8_Industrial_Other Industrial_Existing_Space Heating_Natural Gas_Steam System Efficiency Improvements_A_Technical Potential | F8 | Industrial | Other Industrial | Existing | Space Heating | Natural Gas | Steam System Efficiency Improvements | A | Cumulative Summer Peak Savings (MW) | Technical Potential | 0 | 0 | 0 | 0 | 0 | 0 | 0 | 0 | 0 | 0 | 0 | 0 | 0 | 0 | 0 | 0 | 0 | 0 | 0 | 0 | 0 | 0 | 0
F9_Industrial_Other Industrial_Existing_Space Heating_Natural Gas_Steam System Efficiency Improvements_A_Technical Potential | F9 | Industrial | Other Industrial | Existing | Space Heating | Natural Gas | Steam System Efficiency Improvements | A | Cumulative Winter Peak Savings (MW) | Technical Potential | 0 | 0 | 0 | 0 | 0 | 0 | 0 | 0 | 0 | 0 | 0 | 0 | 0 | 0 | 0 | 0 | 0 | 0 | 0 | 0 | 0 | 0 | 0
F10_Industrial_Other Industrial_Existing_Space Heating_Natural Gas_Steam System Efficiency Improvements_A_Technical Potential | F10 | Industrial | Other Industrial | Existing | Space Heating | Natural Gas | Steam System Efficiency Improvements | A | Purchases (Incremental) | Technical Potential | 0 | 0 | 65.0044 | 127.6992 | 222.8265 | 356.2086 | 531.353 | 747.8901 | 999.7957 | 1273.7498 | 1548.2467 | 1794.2722 | 1978.349 | 2068.3048 | 2041.1304 | 1890.9353 | 1633.8903 | 1327.9125 | 997.9545 | 678.9797 | 426.3134 | 273.2368 | 0
F11_Industrial_Other Industrial_Existing_Space Heating_Natural Gas_Steam System Efficiency Improvements_A_Technical Potential | F11 | Industrial | Other Industrial | Existing | Space Heating | Natural Gas | Steam System Efficiency Improvements | A | Purchases (Cumulative) | Technical Potential | 0 | 0 | 65.0044 | 192.7037 | 415.5302 | 771.7388 | 1303.0918 | 2050.9819 | 3050.7776 | 4324.5274 | 5872.7741 | 7667.0464 | 9645.3953 | 11713.7001 | 13754.8305 | 15645.7658 | 17279.6561 | 18607.5686 | 19605.5231 | 20284.5028 | 20710.8162 | 20984.0531 | 0
F1_Industrial_Other Industrial_Existing_Process_Natural Gas_Steam System Efficiency Improvements_A_Technical Potential | F1 | Industrial | Other Industrial | Existing | Process | Natural Gas | Steam System Efficiency Improvements | A | Integrated Unit Energy Savings (kWh or therms) | Technical Potential | 0 | 0 | 0.10579 | 0.10535 | 0.10489 | 0.10442 | 0.10394 | 0.10345 | 0.10297 | 0.1025 | 0.10204 | 0.1016 | 0.10118 | 0.10078 | 0.1004 | 0.10003 | 0.099674 | 0.099322 | 0.098984 | 0.098644 | 0.098301 | 0.097953 | 0
F2_Industrial_Other Industrial_Existing_Process_Natural Gas_Steam System Efficiency Improvements_A_Technical Potential | F2 | Industrial | Other Industrial | Existing | Process | Natural Gas | Steam System Efficiency Improvements | A | Integrated Unit Summer Peak Savings (kW) | Technical Potential | 0 | 0 | 0 | 0 | 0 | 0 | 0 | 0 | 0 | 0 | 0 | 0 | 0 | 0 | 0 | 0 | 0 | 0 | 0 | 0 | 0 | 0 | 0
F3_Industrial_Other Industrial_Existing_Process_Natural Gas_Steam System Efficiency Improvements_A_Technical Potential | F3 | Industrial | Other Industrial | Existing | Process | Natural Gas | Steam System Efficiency Improvements | A | Integrated Unit Winter Peak Savings (kW) | Technical Potential | 0 | 0 | 0 | 0 | 0 | 0 | 0 | 0 | 0 | 0 | 0 | 0 | 0 | 0 | 0 | 0 | 0 | 0 | 0 | 0 | 0 | 0 | 0
F4_Industrial_Other Industrial_Existing_Process_Natural Gas_Steam System Efficiency Improvements_A_Technical Potential | F4 | Industrial | Other Industrial | Existing | Process | Natural Gas | Steam System Efficiency Improvements | A | Incremental Energy Savings (MWh or mTherms) | Technical Potential | 0 | 0 | 0.0011965 | 0.0023406 | 0.0040667 | 0.0064719 | 0.0096091 | 0.013461 | 0.017912 | 0.022715 | 0.027487 | 0.031717 | 0.034827 | 0.036267 | 0.035655 | 0.032911 | 0.028336 | 0.022948 | 0.017187 | 0.011653 | 0.0072914 | 0.0046568 | 0
F5_Industrial_Other Industrial_Existing_Process_Natural Gas_Steam System Efficiency Improvements_A_Technical Potential | F5 | Industrial | Other Industrial | Existing | Process | Natural Gas | Steam System Efficiency Improvements | A | Incremental Summer Peak Savings (MW) | Technical Potential | 0 | 0 | 0 | 0 | 0 | 0 | 0 | 0 | 0 | 0 | 0 | 0 | 0 | 0 | 0 | 0 | 0 | 0 | 0 | 0 | 0 | 0 | 0
F6_Industrial_Other Industrial_Existing_Process_Natural Gas_Steam System Efficiency Improvements_A_Technical Potential | F6 | Industrial | Other Industrial | Existing | Process | Natural Gas | Steam System Efficiency Improvements | A | Incremental Winter Peak Savings (MW) | Technical Potential | 0 | 0 | 0 | 0 | 0 | 0 | 0 | 0 | 0 | 0 | 0 | 0 | 0 | 0 | 0 | 0 | 0 | 0 | 0 | 0 | 0 | 0 | 0
F7_Industrial_Other Industrial_Existing_Process_Natural Gas_Steam System Efficiency Improvements_A_Technical Potential | F7 | Industrial | Other Industrial | Existing | Process | Natural Gas | Steam System Efficiency Improvements | A | Cumulative Energy Savings (MWh or mTherms) | Technical Potential | 0 | 0 | 0.0011965 | 0.0035321 | 0.0075836 | 0.014022 | 0.023565 | 0.036915 | 0.054655 | 0.077121 | 0.10426 | 0.13553 | 0.1698 | 0.20539 | 0.24027 | 0.27231 | 0.29967 | 0.32156 | 0.33765 | 0.34815 | 0.35423 | 0.35763 | 0
F8_Industrial_Other Industrial_Existing_Process_Natural Gas_Steam System Efficiency Improvements_A_Technical Potential | F8 | Industrial | Other Industrial | Existing | Process | Natural Gas | Steam System Efficiency Improvements | A | Cumulative Summer Peak Savings (MW) | Technical Potential | 0 | 0 | 0 | 0 | 0 | 0 | 0 | 0 | 0 | 0 | 0 | 0 | 0 | 0 | 0 | 0 | 0 | 0 | 0 | 0 | 0 | 0 | 0
F9_Industrial_Other Industrial_Existing_Process_Natural Gas_Steam System Efficiency Improvements_A_Technical Potential | F9 | Industrial | Other Industrial | Existing | Process | Natural Gas | Steam System Efficiency Improvements | A | Cumulative Winter Peak Savings (MW) | Technical Potential | 0 | 0 | 0 | 0 | 0 | 0 | 0 | 0 | 0 | 0 | 0 | 0 | 0 | 0 | 0 | 0 | 0 | 0 | 0 | 0 | 0 | 0 | 0
F10_Industrial_Other Industrial_Existing_Process_Natural Gas_Steam System Efficiency Improvements_A_Technical Potential | F10 | Industrial | Other Industrial | Existing | Process | Natural Gas | Steam System Efficiency Improvements | A | Purchases (Incremental) | Technical Potential | 0 | 0 | 11.3102 | 22.2185 | 38.7699 | 61.9772 | 92.4507 | 130.1263 | 173.9557 | 221.6213 | 269.3813 | 312.1876 | 344.2153 | 359.8669 | 355.1387 | 329.0061 | 284.2826 | 231.0451 | 173.6353 | 118.1365 | 74.1748 | 47.5408 | 0
F11_Industrial_Other Industrial_Existing_Process_Natural Gas_Steam System Efficiency Improvements_A_Technical Potential | F11 | Industrial | Other Industrial | Existing | Process | Natural Gas | Steam System Efficiency Improvements | A | Purchases (Cumulative) | Technical Potential | 0 | 0 | 11.3102 | 33.5287 | 72.2986 | 134.2758 | 226.7265 | 356.8528 | 530.8085 | 752.4298 | 1021.8111 | 1333.9987 | 1678.214 | 2038.0809 | 2393.2196 | 2722.2257 | 3006.5083 | 3237.5534 | 3411.1887 | 3529.3252 | 3603.5 | 3651.0408 | 0
F1_Industrial_Other Industrial_Existing_Space Heating_Natural Gas_Strategic Energy Management_A_Technical Potential | F1 | Industrial | Other Industrial | Existing | Space Heating | Natural Gas | Strategic Energy Management | A | Integrated Unit Energy Savings (kWh or therms) | Technical Potential | 0 | 0 | 3.1586 | 3.1402 | 3.1201 | 3.0979 | 3.0731 | 3.0453 | 3.014 | 2.9792 | 2.9409 | 2.8994 | 2.8556 | 2.8101 | 2.7645 | 2.7198 | 2.677 | 2.6382 | 2.6036 | 2.573 | 2.5456 | 2.5207 | 0
F2_Industrial_Other Industrial_Existing_Space Heating_Natural Gas_Strategic Energy Management_A_Technical Potential | F2 | Industrial | Other Industrial | Existing | Space Heating | Natural Gas | Strategic Energy Management | A | Integrated Unit Summer Peak Savings (kW) | Technical Potential | 0 | 0 | 0 | 0 | 0 | 0 | 0 | 0 | 0 | 0 | 0 | 0 | 0 | 0 | 0 | 0 | 0 | 0 | 0 | 0 | 0 | 0 | 0
F3_Industrial_Other Industrial_Existing_Space Heating_Natural Gas_Strategic Energy Management_A_Technical Potential | F3 | Industrial | Other Industrial | Existing | Space Heating | Natural Gas | Strategic Energy Management | A | Integrated Unit Winter Peak Savings (kW) | Technical Potential | 0 | 0 | 0 | 0 | 0 | 0 | 0 | 0 | 0 | 0 | 0 | 0 | 0 | 0 | 0 | 0 | 0 | 0 | 0 | 0 | 0 | 0 | 0
F4_Industrial_Other Industrial_Existing_Space Heating_Natural Gas_Strategic Energy Management_A_Technical Potential | F4 | Industrial | Other Industrial | Existing | Space Heating | Natural Gas | Strategic Energy Management | A | Incremental Energy Savings (MWh or mTherms) | Technical Potential | 0 | 0 | 0.89841 | 0.87778 | 0.85712 | 0.83635 | 0.81535 | 0.79404 | 0.77235 | 0.75026 | 0.72783 | 0.70521 | 0.68256 | 0.66011 | 0.63821 | 0.61706 | 0.59688 | 0.5781 | 0.56068 | 0.54452 | 0.52944 | 0.51522 | 0
F5_Industrial_Other Industrial_Existing_Space Heating_Natural Gas_Strategic Energy Management_A_Technical Potential | F5 | Industrial | Other Industrial | Existing | Space Heating | Natural Gas | Strategic Energy Management | A | Incremental Summer Peak Savings (MW) | Technical Potential | 0 | 0 | 0 | 0 | 0 | 0 | 0 | 0 | 0 | 0 | 0 | 0 | 0 | 0 | 0 | 0 | 0 | 0 | 0 | 0 | 0 | 0 | 0
F6_Industrial_Other Industrial_Existing_Space Heating_Natural Gas_Strategic Energy Management_A_Technical Potential | F6 | Industrial | Other Industrial | Existing | Space Heating | Natural Gas | Strategic Energy Management | A | Incremental Winter Peak Savings (MW) | Technical Potential | 0 | 0 | 0 | 0 | 0 | 0 | 0 | 0 | 0 | 0 | 0 | 0 | 0 | 0 | 0 | 0 | 0 | 0 | 0 | 0 | 0 | 0 | 0
F7_Industrial_Other Industrial_Existing_Space Heating_Natural Gas_Strategic Energy Management_A_Technical Potential | F7 | Industrial | Other Industrial | Existing | Space Heating | Natural Gas | Strategic Energy Management | A | Cumulative Energy Savings (MWh or mTherms) | Technical Potential | 0 | 0 | 0.89841 | 1.771 | 2.6167 | 3.4345 | 4.2223 | 4.9781 | 5.6994 | 6.3838 | 7.0295 | 7.6357 | 8.2027 | 8.7321 | 9.2287 | 9.6966 | 10.1409 | 10.5721 | 10.9942 | 11.4092 | 11.8173 | 12.217 | 0
F8_Industrial_Other Industrial_Existing_Space Heating_Natural Gas_Strategic Energy Management_A_Technical Potential | F8 | Industrial | Other Industrial | Existing | Space Heating | Natural Gas | Strategic Energy Management | A | Cumulative Summer Peak Savings (MW) | Technical Potential | 0 | 0 | 0 | 0 | 0 | 0 | 0 | 0 | 0 | 0 | 0 | 0 | 0 | 0 | 0 | 0 | 0 | 0 | 0 | 0 | 0 | 0 | 0
F9_Industrial_Other Industrial_Existing_Space Heating_Natural Gas_Strategic Energy Management_A_Technical Potential | F9 | Industrial | Other Industrial | Existing | Space Heating | Natural Gas | Strategic Energy Management | A | Cumulative Winter Peak Savings (MW) | Technical Potential | 0 | 0 | 0 | 0 | 0 | 0 | 0 | 0 | 0 | 0 | 0 | 0 | 0 | 0 | 0 | 0 | 0 | 0 | 0 | 0 | 0 | 0 | 0
F10_Industrial_Other Industrial_Existing_Space Heating_Natural Gas_Strategic Energy Management_A_Technical Potential | F10 | Industrial | Other Industrial | Existing | Space Heating | Natural Gas | Strategic Energy Management | A | Purchases (Incremental) | Technical Potential | 0 | 0 | 284.4342 | 279.5302 | 274.7107 | 269.9743 | 265.3196 | 260.7451 | 256.2495 | 251.8314 | 247.4895 | 243.2224 | 239.0289 | 234.9077 | 230.8576 | 226.8773 | 222.9656 | 219.1214 | 215.3434 | 211.6306 | 207.9818 | 204.3959 | 0
F11_Industrial_Other Industrial_Existing_Space Heating_Natural Gas_Strategic Energy Management_A_Technical Potential | F11 | Industrial | Other Industrial | Existing | Space Heating | Natural Gas | Strategic Energy Management | A | Purchases (Cumulative) | Technical Potential | 0 | 0 | 284.4342 | 563.9644 | 838.6751 | 1108.6494 | 1373.969 | 1634.7141 | 1890.9635 | 2142.7949 | 2390.2844 | 2633.5068 | 2872.5358 | 3107.4435 | 3338.3011 | 3565.1784 | 3788.144 | 4007.2654 | 4222.6089 | 4434.2395 | 4642.2213 | 4846.6172 | 0
F1_Industrial_Other Industrial_Existing_Process_Natural Gas_Strategic Energy Management_A_Technical Potential | F1 | Industrial | Other Industrial | Existing | Process | Natural Gas | Strategic Energy Management | A | Integrated Unit Energy Savings (kWh or therms) | Technical Potential | 0 | 0 | 1.4047 | 1.4029 | 1.401 | 1.399 | 1.397 | 1.3948 | 1.3925 | 1.3902 | 1.3879 | 1.3857 | 1.3836 | 1.3817 | 1.3799 | 1.3782 | 1.3765 | 1.3748 | 1.3731 | 1.3713 | 1.3696 | 1.3678 | 0
F2_Industrial_Other Industrial_Existing_Process_Natural Gas_Strategic Energy Management_A_Technical Potential | F2 | Industrial | Other Industrial | Existing | Process | Natural Gas | Strategic Energy Management | A | Integrated Unit Summer Peak Savings (kW) | Technical Potential | 0 | 0 | 0 | 0 | 0 | 0 | 0 | 0 | 0 | 0 | 0 | 0 | 0 | 0 | 0 | 0 | 0 | 0 | 0 | 0 | 0 | 0 | 0
F3_Industrial_Other Industrial_Existing_Process_Natural Gas_Strategic Energy Management_A_Technical Potential | F3 | Industrial | Other Industrial | Existing | Process | Natural Gas | Strategic Energy Management | A | Integrated Unit Winter Peak Savings (kW) | Technical Potential | 0 | 0 | 0 | 0 | 0 | 0 | 0 | 0 | 0 | 0 | 0 | 0 | 0 | 0 | 0 | 0 | 0 | 0 | 0 | 0 | 0 | 0 | 0
F4_Industrial_Other Industrial_Existing_Process_Natural Gas_Strategic Energy Management_A_Technical Potential | F4 | Industrial | Other Industrial | Existing | Process | Natural Gas | Strategic Energy Management | A | Incremental Energy Savings (MWh or mTherms) | Technical Potential | 0 | 0 | 1.8586 | 1.8242 | 1.7903 | 1.757 | 1.7242 | 1.6918 | 1.6599 | 1.6286 | 1.5979 | 1.5678 | 1.5385 | 1.5099 | 1.4819 | 1.4545 | 1.4277 | 1.4013 | 1.3755 | 1.35 | 1.3251 | 1.3005 | 0
F5_Industrial_Other Industrial_Existing_Process_Natural Gas_Strategic Energy Management_A_Technical Potential | F5 | Industrial | Other Industrial | Existing | Process | Natural Gas | Strategic Energy Management | A | Incremental Summer Peak Savings (MW) | Technical Potential | 0 | 0 | 0 | 0 | 0 | 0 | 0 | 0 | 0 | 0 | 0 | 0 | 0 | 0 | 0 | 0 | 0 | 0 | 0 | 0 | 0 | 0 | 0
F6_Industrial_Other Industrial_Existing_Process_Natural Gas_Strategic Energy Management_A_Technical Potential | F6 | Industrial | Other Industrial | Existing | Process | Natural Gas | Strategic Energy Management | A | Incremental Winter Peak Savings (MW) | Technical Potential | 0 | 0 | 0 | 0 | 0 | 0 | 0 | 0 | 0 | 0 | 0 | 0 | 0 | 0 | 0 | 0 | 0 | 0 | 0 | 0 | 0 | 0 | 0
F7_Industrial_Other Industrial_Existing_Process_Natural Gas_Strategic Energy Management_A_Technical Potential | F7 | Industrial | Other Industrial | Existing | Process | Natural Gas | Strategic Energy Management | A | Cumulative Energy Savings (MWh or mTherms) | Technical Potential | 0 | 0 | 1.8586 | 3.6804 | 5.4658 | 7.2151 | 8.9287 | 10.6066 | 12.2493 | 13.8576 | 15.4326 | 16.9759 | 18.4889 | 19.973 | 21.4288 | 22.8566 | 24.2562 | 25.6276 | 26.9712 | 28.2872 | 29.576 | 30.8379 | 0
F8_Industrial_Other Industrial_Existing_Process_Natural Gas_Strategic Energy Management_A_Technical Potential | F8 | Industrial | Other Industrial | Existing | Process | Natural Gas | Strategic Energy Management | A | Cumulative Summer Peak Savings (MW) | Technical Potential | 0 | 0 | 0 | 0 | 0 | 0 | 0 | 0 | 0 | 0 | 0 | 0 | 0 | 0 | 0 | 0 | 0 | 0 | 0 | 0 | 0 | 0 | 0
F9_Industrial_Other Industrial_Existing_Process_Natural Gas_Strategic Energy Management_A_Technical Potential | F9 | Industrial | Other Industrial | Existing | Process | Natural Gas | Strategic Energy Management | A | Cumulative Winter Peak Savings (MW) | Technical Potential | 0 | 0 | 0 | 0 | 0 | 0 | 0 | 0 | 0 | 0 | 0 | 0 | 0 | 0 | 0 | 0 | 0 | 0 | 0 | 0 | 0 | 0 | 0
F10_Industrial_Other Industrial_Existing_Process_Natural Gas_Strategic Energy Management_A_Technical Potential | F10 | Industrial | Other Industrial | Existing | Process | Natural Gas | Strategic Energy Management | A | Purchases (Incremental) | Technical Potential | 0 | 0 | 1323.1412 | 1300.3284 | 1277.909 | 1255.876 | 1234.223 | 1212.9433 | 1192.0305 | 1171.4782 | 1151.2803 | 1131.4307 | 1111.9232 | 1092.7522 | 1073.9116 | 1055.3959 | 1037.1994 | 1019.3167 | 1001.7422 | 984.4708 | 967.4972 | 950.8162 | 0
F11_Industrial_Other Industrial_Existing_Process_Natural Gas_Strategic Energy Management_A_Technical Potential | F11 | Industrial | Other Industrial | Existing | Process | Natural Gas | Strategic Energy Management | A | Purchases (Cumulative) | Technical Potential | 0 | 0 | 1323.1412 | 2623.4696 | 3901.3786 | 5157.2546 | 6391.4776 | 7604.4209 | 8796.4514 | 9967.9296 | 11119.2099 | 12250.6406 | 13362.5639 | 14455.316 | 15529.2276 | 16584.6235 | 17621.8229 | 18641.1396 | 19642.8818 | 20627.3526 | 21594.8498 | 22545.666 | 0
F1_Industrial_Other Industrial_Existing_Miscellaneous_Natural Gas_Strategic Energy Management_A_Technical Potential | F1 | Industrial | Other Industrial | Existing | Miscellaneous | Natural Gas | Strategic Energy Management | A | Integrated Unit Energy Savings (kWh or therms) | Technical Potential | 0 | 0 | 0.89787 | 0.89787 | 0.89787 | 0.89787 | 0.89787 | 0.89787 | 0.89787 | 0.89787 | 0.89787 | 0.89787 | 0.89787 | 0.89787 | 0.89787 | 0.89787 | 0.89787 | 0.89787 | 0.89787 | 0.89787 | 0.89787 | 0.89787 | 0
F2_Industrial_Other Industrial_Existing_Miscellaneous_Natural Gas_Strategic Energy Management_A_Technical Potential | F2 | Industrial | Other Industrial | Existing | Miscellaneous | Natural Gas | Strategic Energy Management | A | Integrated Unit Summer Peak Savings (kW) | Technical Potential | 0 | 0 | 0 | 0 | 0 | 0 | 0 | 0 | 0 | 0 | 0 | 0 | 0 | 0 | 0 | 0 | 0 | 0 | 0 | 0 | 0 | 0 | 0
F3_Industrial_Other Industrial_Existing_Miscellaneous_Natural Gas_Strategic Energy Management_A_Technical Potential | F3 | Industrial | Other Industrial | Existing | Miscellaneous | Natural Gas | Strategic Energy Management | A | Integrated Unit Winter Peak Savings (kW) | Technical Potential | 0 | 0 | 0 | 0 | 0 | 0 | 0 | 0 | 0 | 0 | 0 | 0 | 0 | 0 | 0 | 0 | 0 | 0 | 0 | 0 | 0 | 0 | 0
F4_Industrial_Other Industrial_Existing_Miscellaneous_Natural Gas_Strategic Energy Management_A_Technical Potential | F4 | Industrial | Other Industrial | Existing | Miscellaneous | Natural Gas | Strategic Energy Management | A | Incremental Energy Savings (MWh or mTherms) | Technical Potential | 0 | 0 | 0.297 | 0.29188 | 0.28685 | 0.2819 | 0.27704 | 0.27227 | 0.26757 | 0.26296 | 0.25843 | 0.25397 | 0.24959 | 0.24529 | 0.24106 | 0.2369 | 0.23282 | 0.2288 | 0.22486 | 0.22098 | 0.21717 | 0.21343 | 0
F5_Industrial_Other Industrial_Existing_Miscellaneous_Natural Gas_Strategic Energy Management_A_Technical Potential | F5 | Industrial | Other Industrial | Existing | Miscellaneous | Natural Gas | Strategic Energy Management | A | Incremental Summer Peak Savings (MW) | Technical Potential | 0 | 0 | 0 | 0 | 0 | 0 | 0 | 0 | 0 | 0 | 0 | 0 | 0 | 0 | 0 | 0 | 0 | 0 | 0 | 0 | 0 | 0 | 0
F6_Industrial_Other Industrial_Existing_Miscellaneous_Natural Gas_Strategic Energy Management_A_Technical Potential | F6 | Industrial | Other Industrial | Existing | Miscellaneous | Natural Gas | Strategic Energy Management | A | Incremental Winter Peak Savings (MW) | Technical Potential | 0 | 0 | 0 | 0 | 0 | 0 | 0 | 0 | 0 | 0 | 0 | 0 | 0 | 0 | 0 | 0 | 0 | 0 | 0 | 0 | 0 | 0 | 0
F7_Industrial_Other Industrial_Existing_Miscellaneous_Natural Gas_Strategic Energy Management_A_Technical Potential | F7 | Industrial | Other Industrial | Existing | Miscellaneous | Natural Gas | Strategic Energy Management | A | Cumulative Energy Savings (MWh or mTherms) | Technical Potential | 0 | 0 | 0.297 | 0.58888 | 0.87573 | 1.1576 | 1.4347 | 1.7069 | 1.9745 | 2.2375 | 2.4959 | 2.7499 | 2.9995 | 3.2448 | 3.4858 | 3.7227 | 3.9555 | 4.1843 | 4.4092 | 4.6302 | 4.8473 | 5.0608 | 0
F8_Industrial_Other Industrial_Existing_Miscellaneous_Natural Gas_Strategic Energy Management_A_Technical Potential | F8 | Industrial | Other Industrial | Existing | Miscellaneous | Natural Gas | Strategic Energy Management | A | Cumulative Summer Peak Savings (MW) | Technical Potential | 0 | 0 | 0 | 0 | 0 | 0 | 0 | 0 | 0 | 0 | 0 | 0 | 0 | 0 | 0 | 0 | 0 | 0 | 0 | 0 | 0 | 0 | 0
F9_Industrial_Other Industrial_Existing_Miscellaneous_Natural Gas_Strategic Energy Management_A_Technical Potential | F9 | Industrial | Other Industrial | Existing | Miscellaneous | Natural Gas | Strategic Energy Management | A | Cumulative Winter Peak Savings (MW) | Technical Potential | 0 | 0 | 0 | 0 | 0 | 0 | 0 | 0 | 0 | 0 | 0 | 0 | 0 | 0 | 0 | 0 | 0 | 0 | 0 | 0 | 0 | 0 | 0
F10_Industrial_Other Industrial_Existing_Miscellaneous_Natural Gas_Strategic Energy Management_A_Technical Potential | F10 | Industrial | Other Industrial | Existing | Miscellaneous | Natural Gas | Strategic Energy Management | A | Purchases (Incremental) | Technical Potential | 0 | 0 | 330.7853 | 325.0821 | 319.4772 | 313.969 | 308.5558 | 303.2358 | 298.0076 | 292.8696 | 287.8201 | 282.8577 | 277.9808 | 273.188 | 268.4779 | 263.849 | 259.2999 | 254.8292 | 250.4356 | 246.1177 | 241.8743 | 237.704 | 0
F11_Industrial_Other Industrial_Existing_Miscellaneous_Natural Gas_Strategic Energy Management_A_Technical Potential | F11 | Industrial | Other Industrial | Existing | Miscellaneous | Natural Gas | Strategic Energy Management | A | Purchases (Cumulative) | Technical Potential | 0 | 0 | 330.7853 | 655.8674 | 975.3446 | 1289.3136 | 1597.8694 | 1901.1052 | 2199.1128 | 2491.9824 | 2779.8025 | 3062.6602 | 3340.641 | 3613.829 | 3882.3069 | 4146.1559 | 4405.4557 | 4660.2849 | 4910.7205 | 5156.8382 | 5398.7124 | 5636.4165 | 0
F1_Industrial_Other Industrial_Existing_Space Heating_Natural Gas_Commissioning_A_Technical Potential | F1 | Industrial | Other Industrial | Existing | Space Heating | Natural Gas | Commissioning | A | Integrated Unit Energy Savings (kWh or therms) | Technical Potential | 0 | 0 | 3.7937 | 3.7763 | 3.7578 | 3.7381 | 3.7172 | 3.6948 | 3.671 | 3.6457 | 3.6191 | 3.5913 | 3.5625 | 3.5327 | 3.5028 | 3.4726 | 3.4422 | 3.4139 | 3.3875 | 3.3628 | 3.3397 | 3.3181 | 0
F2_Industrial_Other Industrial_Existing_Space Heating_Natural Gas_Commissioning_A_Technical Potential | F2 | Industrial | Other Industrial | Existing | Space Heating | Natural Gas | Commissioning | A | Integrated Unit Summer Peak Savings (kW) | Technical Potential | 0 | 0 | 0 | 0 | 0 | 0 | 0 | 0 | 0 | 0 | 0 | 0 | 0 | 0 | 0 | 0 | 0 | 0 | 0 | 0 | 0 | 0 | 0
F3_Industrial_Other Industrial_Existing_Space Heating_Natural Gas_Commissioning_A_Technical Potential | F3 | Industrial | Other Industrial | Existing | Space Heating | Natural Gas | Commissioning | A | Integrated Unit Winter Peak Savings (kW) | Technical Potential | 0 | 0 | 0 | 0 | 0 | 0 | 0 | 0 | 0 | 0 | 0 | 0 | 0 | 0 | 0 | 0 | 0 | 0 | 0 | 0 | 0 | 0 | 0
F4_Industrial_Other Industrial_Existing_Space Heating_Natural Gas_Commissioning_A_Technical Potential | F4 | Industrial | Other Industrial | Existing | Space Heating | Natural Gas | Commissioning | A | Incremental Energy Savings (MWh or mTherms) | Technical Potential | 0 | 0 | 0 | 0 | 0 | 0 | 0 | 0 | 0 | 0 | 0 | 0 | 0 | 0 | 0 | 0 | 0 | 0 | 0 | 0 | 0 | 0 | 0
F5_Industrial_Other Industrial_Existing_Space Heating_Natural Gas_Commissioning_A_Technical Potential | F5 | Industrial | Other Industrial | Existing | Space Heating | Natural Gas | Commissioning | A | Incremental Summer Peak Savings (MW) | Technical Potential | 0 | 0 | 0 | 0 | 0 | 0 | 0 | 0 | 0 | 0 | 0 | 0 | 0 | 0 | 0 | 0 | 0 | 0 | 0 | 0 | 0 | 0 | 0
F6_Industrial_Other Industrial_Existing_Space Heating_Natural Gas_Commissioning_A_Technical Potential | F6 | Industrial | Other Industrial | Existing | Space Heating | Natural Gas | Commissioning | A | Incremental Winter Peak Savings (MW) | Technical Potential | 0 | 0 | 0 | 0 | 0 | 0 | 0 | 0 | 0 | 0 | 0 | 0 | 0 | 0 | 0 | 0 | 0 | 0 | 0 | 0 | 0 | 0 | 0
F7_Industrial_Other Industrial_Existing_Space Heating_Natural Gas_Commissioning_A_Technical Potential | F7 | Industrial | Other Industrial | Existing | Space Heating | Natural Gas | Commissioning | A | Cumulative Energy Savings (MWh or mTherms) | Technical Potential | 0 | 0 | 0 | 0 | 0 | 0 | 0 | 0 | 0 | 0 | 0 | 0 | 0 | 0 | 0 | 0 | 0 | 0 | 0 | 0 | 0 | 0 | 0
F8_Industrial_Other Industrial_Existing_Space Heating_Natural Gas_Commissioning_A_Technical Potential | F8 | Industrial | Other Industrial | Existing | Space Heating | Natural Gas | Commissioning | A | Cumulative Summer Peak Savings (MW) | Technical Potential | 0 | 0 | 0 | 0 | 0 | 0 | 0 | 0 | 0 | 0 | 0 | 0 | 0 | 0 | 0 | 0 | 0 | 0 | 0 | 0 | 0 | 0 | 0
F9_Industrial_Other Industrial_Existing_Space Heating_Natural Gas_Commissioning_A_Technical Potential | F9 | Industrial | Other Industrial | Existing | Space Heating | Natural Gas | Commissioning | A | Cumulative Winter Peak Savings (MW) | Technical Potential | 0 | 0 | 0 | 0 | 0 | 0 | 0 | 0 | 0 | 0 | 0 | 0 | 0 | 0 | 0 | 0 | 0 | 0 | 0 | 0 | 0 | 0 | 0
F10_Industrial_Other Industrial_Existing_Space Heating_Natural Gas_Commissioning_A_Technical Potential | F10 | Industrial | Other Industrial | Existing | Space Heating | Natural Gas | Commissioning | A | Purchases (Incremental) | Technical Potential | 0 | 0 | 0 | 0 | 0 | 0 | 0 | 0 | 0 | 0 | 0 | 0 | 0 | 0 | 0 | 0 | 0 | 0 | 0 | 0 | 0 | 0 | 0
F11_Industrial_Other Industrial_Existing_Space Heating_Natural Gas_Commissioning_A_Technical Potential | F11 | Industrial | Other Industrial | Existing | Space Heating | Natural Gas | Commissioning | A | Purchases (Cumulative) | Technical Potential | 0 | 0 | 0 | 0 | 0 | 0 | 0 | 0 | 0 | 0 | 0 | 0 | 0 | 0 | 0 | 0 | 0 | 0 | 0 | 0 | 0 | 0 | 0
F1_Industrial_Other Industrial_Existing_Process_Natural Gas_Commissioning_A_Technical Potential | F1 | Industrial | Other Industrial | Existing | Process | Natural Gas | Commissioning | A | Integrated Unit Energy Savings (kWh or therms) | Technical Potential | 0 | 0 | 7.8485 | 7.847 | 7.8459 | 7.8451 | 7.8443 | 7.8436 | 7.843 | 7.8424 | 7.8419 | 7.8414 | 7.841 | 7.8407 | 7.8403 | 7.84 | 7.8398 | 7.8395 | 7.8392 | 7.839 | 7.8387 | 7.8385 | 0
F2_Industrial_Other Industrial_Existing_Process_Natural Gas_Commissioning_A_Technical Potential | F2 | Industrial | Other Industrial | Existing | Process | Natural Gas | Commissioning | A | Integrated Unit Summer Peak Savings (kW) | Technical Potential | 0 | 0 | 0 | 0 | 0 | 0 | 0 | 0 | 0 | 0 | 0 | 0 | 0 | 0 | 0 | 0 | 0 | 0 | 0 | 0 | 0 | 0 | 0
F3_Industrial_Other Industrial_Existing_Process_Natural Gas_Commissioning_A_Technical Potential | F3 | Industrial | Other Industrial | Existing | Process | Natural Gas | Commissioning | A | Integrated Unit Winter Peak Savings (kW) | Technical Potential | 0 | 0 | 0 | 0 | 0 | 0 | 0 | 0 | 0 | 0 | 0 | 0 | 0 | 0 | 0 | 0 | 0 | 0 | 0 | 0 | 0 | 0 | 0
F4_Industrial_Other Industrial_Existing_Process_Natural Gas_Commissioning_A_Technical Potential | F4 | Industrial | Other Industrial | Existing | Process | Natural Gas | Commissioning | A | Incremental Energy Savings (MWh or mTherms) | Technical Potential | 0 | 0 | 0 | 0 | 0 | 0 | 0 | 0 | 0 | 0 | 0 | 0 | 0 | 0 | 0 | 0 | 0 | 0 | 0 | 0 | 0 | 0 | 0
F5_Industrial_Other Industrial_Existing_Process_Natural Gas_Commissioning_A_Technical Potential | F5 | Industrial | Other Industrial | Existing | Process | Natural Gas | Commissioning | A | Incremental Summer Peak Savings (MW) | Technical Potential | 0 | 0 | 0 | 0 | 0 | 0 | 0 | 0 | 0 | 0 | 0 | 0 | 0 | 0 | 0 | 0 | 0 | 0 | 0 | 0 | 0 | 0 | 0
F6_Industrial_Other Industrial_Existing_Process_Natural Gas_Commissioning_A_Technical Potential | F6 | Industrial | Other Industrial | Existing | Process | Natural Gas | Commissioning | A | Incremental Winter Peak Savings (MW) | Technical Potential | 0 | 0 | 0 | 0 | 0 | 0 | 0 | 0 | 0 | 0 | 0 | 0 | 0 | 0 | 0 | 0 | 0 | 0 | 0 | 0 | 0 | 0 | 0
F7_Industrial_Other Industrial_Existing_Process_Natural Gas_Commissioning_A_Technical Potential | F7 | Industrial | Other Industrial | Existing | Process | Natural Gas | Commissioning | A | Cumulative Energy Savings (MWh or mTherms) | Technical Potential | 0 | 0 | 0 | 0 | 0 | 0 | 0 | 0 | 0 | 0 | 0 | 0 | 0 | 0 | 0 | 0 | 0 | 0 | 0 | 0 | 0 | 0 | 0
F8_Industrial_Other Industrial_Existing_Process_Natural Gas_Commissioning_A_Technical Potential | F8 | Industrial | Other Industrial | Existing | Process | Natural Gas | Commissioning | A | Cumulative Summer Peak Savings (MW) | Technical Potential | 0 | 0 | 0 | 0 | 0 | 0 | 0 | 0 | 0 | 0 | 0 | 0 | 0 | 0 | 0 | 0 | 0 | 0 | 0 | 0 | 0 | 0 | 0
F9_Industrial_Other Industrial_Existing_Process_Natural Gas_Commissioning_A_Technical Potential | F9 | Industrial | Other Industrial | Existing | Process | Natural Gas | Commissioning | A | Cumulative Winter Peak Savings (MW) | Technical Potential | 0 | 0 | 0 | 0 | 0 | 0 | 0 | 0 | 0 | 0 | 0 | 0 | 0 | 0 | 0 | 0 | 0 | 0 | 0 | 0 | 0 | 0 | 0
F10_Industrial_Other Industrial_Existing_Process_Natural Gas_Commissioning_A_Technical Potential | F10 | Industrial | Other Industrial | Existing | Process | Natural Gas | Commissioning | A | Purchases (Incremental) | Technical Potential | 0 | 0 | 0 | 0 | 0 | 0 | 0 | 0 | 0 | 0 | 0 | 0 | 0 | 0 | 0 | 0 | 0 | 0 | 0 | 0 | 0 | 0 | 0
F11_Industrial_Other Industrial_Existing_Process_Natural Gas_Commissioning_A_Technical Potential | F11 | Industrial | Other Industrial | Existing | Process | Natural Gas | Commissioning | A | Purchases (Cumulative) | Technical Potential | 0 | 0 | 0 | 0 | 0 | 0 | 0 | 0 | 0 | 0 | 0 | 0 | 0 | 0 | 0 | 0 | 0 | 0 | 0 | 0 | 0 | 0 | 0
F1_Industrial_Other Industrial_Existing_Space Heating_Natural Gas_Retrocommissioning_A_Technical Potential | F1 | Industrial | Other Industrial | Existing | Space Heating | Natural Gas | Retrocommissioning | A | Integrated Unit Energy Savings (kWh or therms) | Technical Potential | 0 | 0 | 0.52692 | 0.5245 | 0.52193 | 0.51919 | 0.51628 | 0.51318 | 0.50988 | 0.50637 | 0.50266 | 0.4988 | 0.4948 | 0.49066 | 0.48651 | 0.48231 | 0.4781 | 0.47416 | 0.4705 | 0.46707 | 0.46386 | 0.46086 | 0
F2_Industrial_Other Industrial_Existing_Space Heating_Natural Gas_Retrocommissioning_A_Technical Potential | F2 | Industrial | Other Industrial | Existing | Space Heating | Natural Gas | Retrocommissioning | A | Integrated Unit Summer Peak Savings (kW) | Technical Potential | 0 | 0 | 0 | 0 | 0 | 0 | 0 | 0 | 0 | 0 | 0 | 0 | 0 | 0 | 0 | 0 | 0 | 0 | 0 | 0 | 0 | 0 | 0
F3_Industrial_Other Industrial_Existing_Space Heating_Natural Gas_Retrocommissioning_A_Technical Potential | F3 | Industrial | Other Industrial | Existing | Space Heating | Natural Gas | Retrocommissioning | A | Integrated Unit Winter Peak Savings (kW) | Technical Potential | 0 | 0 | 0 | 0 | 0 | 0 | 0 | 0 | 0 | 0 | 0 | 0 | 0 | 0 | 0 | 0 | 0 | 0 | 0 | 0 | 0 | 0 | 0
F4_Industrial_Other Industrial_Existing_Space Heating_Natural Gas_Retrocommissioning_A_Technical Potential | F4 | Industrial | Other Industrial | Existing | Space Heating | Natural Gas | Retrocommissioning | A | Incremental Energy Savings (MWh or mTherms) | Technical Potential | 0 | 0 | 0.13556 | 0.13261 | 0.12969 | 0.12679 | 0.1239 | 0.12103 | 0.11818 | 0.11534 | 0.11253 | 0.10974 | 0.10698 | 0.10426 | 0.10159 | 0.098978 | 0.096421 | 0.09398 | 0.091646 | 0.089409 | 0.087263 | 0.085204 | 0
F5_Industrial_Other Industrial_Existing_Space Heating_Natural Gas_Retrocommissioning_A_Technical Potential | F5 | Industrial | Other Industrial | Existing | Space Heating | Natural Gas | Retrocommissioning | A | Incremental Summer Peak Savings (MW) | Technical Potential | 0 | 0 | 0 | 0 | 0 | 0 | 0 | 0 | 0 | 0 | 0 | 0 | 0 | 0 | 0 | 0 | 0 | 0 | 0 | 0 | 0 | 0 | 0
F6_Industrial_Other Industrial_Existing_Space Heating_Natural Gas_Retrocommissioning_A_Technical Potential | F6 | Industrial | Other Industrial | Existing | Space Heating | Natural Gas | Retrocommissioning | A | Incremental Winter Peak Savings (MW) | Technical Potential | 0 | 0 | 0 | 0 | 0 | 0 | 0 | 0 | 0 | 0 | 0 | 0 | 0 | 0 | 0 | 0 | 0 | 0 | 0 | 0 | 0 | 0 | 0
F7_Industrial_Other Industrial_Existing_Space Heating_Natural Gas_Retrocommissioning_A_Technical Potential | F7 | Industrial | Other Industrial | Existing | Space Heating | Natural Gas | Retrocommissioning | A | Cumulative Energy Savings (MWh or mTherms) | Technical Potential | 0 | 0 | 0.13556 | 0.26756 | 0.39593 | 0.52065 | 0.64163 | 0.75881 | 0.87211 | 0.98144 | 1.0868 | 1.1882 | 1.2856 | 1.3791 | 1.469 | 1.5553 | 1.6382 | 1.7187 | 1.7971 | 1.8734 | 1.9477 | 2.0204 | 0
F8_Industrial_Other Industrial_Existing_Space Heating_Natural Gas_Retrocommissioning_A_Technical Potential | F8 | Industrial | Other Industrial | Existing | Space Heating | Natural Gas | Retrocommissioning | A | Cumulative Summer Peak Savings (MW) | Technical Potential | 0 | 0 | 0 | 0 | 0 | 0 | 0 | 0 | 0 | 0 | 0 | 0 | 0 | 0 | 0 | 0 | 0 | 0 | 0 | 0 | 0 | 0 | 0
F9_Industrial_Other Industrial_Existing_Space Heating_Natural Gas_Retrocommissioning_A_Technical Potential | F9 | Industrial | Other Industrial | Existing | Space Heating | Natural Gas | Retrocommissioning | A | Cumulative Winter Peak Savings (MW) | Technical Potential | 0 | 0 | 0 | 0 | 0 | 0 | 0 | 0 | 0 | 0 | 0 | 0 | 0 | 0 | 0 | 0 | 0 | 0 | 0 | 0 | 0 | 0 | 0
F10_Industrial_Other Industrial_Existing_Space Heating_Natural Gas_Retrocommissioning_A_Technical Potential | F10 | Industrial | Other Industrial | Existing | Space Heating | Natural Gas | Retrocommissioning | A | Purchases (Incremental) | Technical Potential | 0 | 0 | 257.2775 | 252.8416 | 248.4823 | 244.1981 | 239.9878 | 235.8501 | 231.7837 | 227.7874 | 223.8601 | 220.0004 | 216.2073 | 212.4796 | 208.8161 | 205.2159 | 201.6777 | 198.2005 | 194.7832 | 191.4249 | 188.1245 | 184.8809 | 0
F11_Industrial_Other Industrial_Existing_Space Heating_Natural Gas_Retrocommissioning_A_Technical Potential | F11 | Industrial | Other Industrial | Existing | Space Heating | Natural Gas | Retrocommissioning | A | Purchases (Cumulative) | Technical Potential | 0 | 0 | 257.2775 | 510.1191 | 758.6014 | 1002.7995 | 1242.7873 | 1478.6374 | 1710.4211 | 1938.2085 | 2162.0686 | 2382.069 | 2598.2763 | 2810.7559 | 3019.572 | 3224.7879 | 3426.4656 | 3624.666 | 3819.4492 | 4010.8741 | 4198.9986 | 4383.8795 | 0
F1_Industrial_Other Industrial_Existing_Process_Natural Gas_Retrocommissioning_A_Technical Potential | F1 | Industrial | Other Industrial | Existing | Process | Natural Gas | Retrocommissioning | A | Integrated Unit Energy Savings (kWh or therms) | Technical Potential | 0 | 0 | 0 | 0 | 0 | 0 | 0 | 0 | 0 | 0 | 0 | 0 | 0 | 0 | 0 | 0 | 0 | 0 | 0 | 0 | 0 | 0 | 0
F2_Industrial_Other Industrial_Existing_Process_Natural Gas_Retrocommissioning_A_Technical Potential | F2 | Industrial | Other Industrial | Existing | Process | Natural Gas | Retrocommissioning | A | Integrated Unit Summer Peak Savings (kW) | Technical Potential | 0 | 0 | 0 | 0 | 0 | 0 | 0 | 0 | 0 | 0 | 0 | 0 | 0 | 0 | 0 | 0 | 0 | 0 | 0 | 0 | 0 | 0 | 0
F3_Industrial_Other Industrial_Existing_Process_Natural Gas_Retrocommissioning_A_Technical Potential | F3 | Industrial | Other Industrial | Existing | Process | Natural Gas | Retrocommissioning | A | Integrated Unit Winter Peak Savings (kW) | Technical Potential | 0 | 0 | 0 | 0 | 0 | 0 | 0 | 0 | 0 | 0 | 0 | 0 | 0 | 0 | 0 | 0 | 0 | 0 | 0 | 0 | 0 | 0 | 0
F4_Industrial_Other Industrial_Existing_Process_Natural Gas_Retrocommissioning_A_Technical Potential | F4 | Industrial | Other Industrial | Existing | Process | Natural Gas | Retrocommissioning | A | Incremental Energy Savings (MWh or mTherms) | Technical Potential | 0 | 0 | 0 | 0 | 0 | 0 | 0 | 0 | 0 | 0 | 0 | 0 | 0 | 0 | 0 | 0 | 0 | 0 | 0 | 0 | 0 | 0 | 0
F5_Industrial_Other Industrial_Existing_Process_Natural Gas_Retrocommissioning_A_Technical Potential | F5 | Industrial | Other Industrial | Existing | Process | Natural Gas | Retrocommissioning | A | Incremental Summer Peak Savings (MW) | Technical Potential | 0 | 0 | 0 | 0 | 0 | 0 | 0 | 0 | 0 | 0 | 0 | 0 | 0 | 0 | 0 | 0 | 0 | 0 | 0 | 0 | 0 | 0 | 0
F6_Industrial_Other Industrial_Existing_Process_Natural Gas_Retrocommissioning_A_Technical Potential | F6 | Industrial | Other Industrial | Existing | Process | Natural Gas | Retrocommissioning | A | Incremental Winter Peak Savings (MW) | Technical Potential | 0 | 0 | 0 | 0 | 0 | 0 | 0 | 0 | 0 | 0 | 0 | 0 | 0 | 0 | 0 | 0 | 0 | 0 | 0 | 0 | 0 | 0 | 0
F7_Industrial_Other Industrial_Existing_Process_Natural Gas_Retrocommissioning_A_Technical Potential | F7 | Industrial | Other Industrial | Existing | Process | Natural Gas | Retrocommissioning | A | Cumulative Energy Savings (MWh or mTherms) | Technical Potential | 0 | 0 | 0 | 0 | 0 | 0 | 0 | 0 | 0 | 0 | 0 | 0 | 0 | 0 | 0 | 0 | 0 | 0 | 0 | 0 | 0 | 0 | 0
F8_Industrial_Other Industrial_Existing_Process_Natural Gas_Retrocommissioning_A_Technical Potential | F8 | Industrial | Other Industrial | Existing | Process | Natural Gas | Retrocommissioning | A | Cumulative Summer Peak Savings (MW) | Technical Potential | 0 | 0 | 0 | 0 | 0 | 0 | 0 | 0 | 0 | 0 | 0 | 0 | 0 | 0 | 0 | 0 | 0 | 0 | 0 | 0 | 0 | 0 | 0
F9_Industrial_Other Industrial_Existing_Process_Natural Gas_Retrocommissioning_A_Technical Potential | F9 | Industrial | Other Industrial | Existing | Process | Natural Gas | Retrocommissioning | A | Cumulative Winter Peak Savings (MW) | Technical Potential | 0 | 0 | 0 | 0 | 0 | 0 | 0 | 0 | 0 | 0 | 0 | 0 | 0 | 0 | 0 | 0 | 0 | 0 | 0 | 0 | 0 | 0 | 0
F10_Industrial_Other Industrial_Existing_Process_Natural Gas_Retrocommissioning_A_Technical Potential | F10 | Industrial | Other Industrial | Existing | Process | Natural Gas | Retrocommissioning | A | Purchases (Incremental) | Technical Potential | 0 | 0 | 257.2775 | 252.8416 | 248.4823 | 244.1981 | 239.9878 | 235.8501 | 231.7837 | 227.7874 | 223.8601 | 220.0004 | 216.2073 | 212.4796 | 208.8161 | 205.2159 | 201.6777 | 198.2005 | 194.7832 | 191.4249 | 188.1245 | 184.8809 | 0
F11_Industrial_Other Industrial_Existing_Process_Natural Gas_Retrocommissioning_A_Technical Potential | F11 | Industrial | Other Industrial | Existing | Process | Natural Gas | Retrocommissioning | A | Purchases (Cumulative) | Technical Potential | 0 | 0 | 257.2775 | 510.1191 | 758.6014 | 1002.7995 | 1242.7873 | 1478.6374 | 1710.4211 | 1938.2085 | 2162.0686 | 2382.069 | 2598.2763 | 2810.7559 | 3019.572 | 3224.7879 | 3426.4656 | 3624.666 | 3819.4492 | 4010.8741 | 4198.9986 | 4383.8795 | 0
F1_Industrial_Other Industrial_New_Space Heating_Natural Gas_Insulation - Roof/Ceiling_A_Technical Potential | F1 | Industrial | Other Industrial | New | Space Heating | Natural Gas | Insulation - Roof/Ceiling | A | Integrated Unit Energy Savings (kWh or therms) | Technical Potential | 0 | 0 | 0.078561 | 0.073867 | 0.071969 | 0.070813 | 0.070239 | 0.069714 | 0.069246 | 0.068788 | 0.068359 | 0.067916 | 0.067315 | 0.066786 | 0.066206 | 0.066125 | 0.066017 | 0.065885 | 0.065891 | 0.065858 | 0.065931 | 0.065949 | 0
F2_Industrial_Other Industrial_New_Space Heating_Natural Gas_Insulation - Roof/Ceiling_A_Technical Potential | F2 | Industrial | Other Industrial | New | Space Heating | Natural Gas | Insulation - Roof/Ceiling | A | Integrated Unit Summer Peak Savings (kW) | Technical Potential | 0 | 0 | 0 | 0 | 0 | 0 | 0 | 0 | 0 | 0 | 0 | 0 | 0 | 0 | 0 | 0 | 0 | 0 | 0 | 0 | 0 | 0 | 0
F3_Industrial_Other Industrial_New_Space Heating_Natural Gas_Insulation - Roof/Ceiling_A_Technical Potential | F3 | Industrial | Other Industrial | New | Space Heating | Natural Gas | Insulation - Roof/Ceiling | A | Integrated Unit Winter Peak Savings (kW) | Technical Potential | 0 | 0 | 0 | 0 | 0 | 0 | 0 | 0 | 0 | 0 | 0 | 0 | 0 | 0 | 0 | 0 | 0 | 0 | 0 | 0 | 0 | 0 | 0
F4_Industrial_Other Industrial_New_Space Heating_Natural Gas_Insulation - Roof/Ceiling_A_Technical Potential | F4 | Industrial | Other Industrial | New | Space Heating | Natural Gas | Insulation - Roof/Ceiling | A | Incremental Energy Savings (MWh or mTherms) | Technical Potential | 0 | 0 | 0 | 0 | 0 | 0 | 0 | 0 | 0 | 0 | 0 | 0 | 0 | 0 | 0 | 0 | 0 | 0 | 0 | 0 | 0 | 0 | 0
F5_Industrial_Other Industrial_New_Space Heating_Natural Gas_Insulation - Roof/Ceiling_A_Technical Potential | F5 | Industrial | Other Industrial | New | Space Heating | Natural Gas | Insulation - Roof/Ceiling | A | Incremental Summer Peak Savings (MW) | Technical Potential | 0 | 0 | 0 | 0 | 0 | 0 | 0 | 0 | 0 | 0 | 0 | 0 | 0 | 0 | 0 | 0 | 0 | 0 | 0 | 0 | 0 | 0 | 0
F6_Industrial_Other Industrial_New_Space Heating_Natural Gas_Insulation - Roof/Ceiling_A_Technical Potential | F6 | Industrial | Other Industrial | New | Space Heating | Natural Gas | Insulation - Roof/Ceiling | A | Incremental Winter Peak Savings (MW) | Technical Potential | 0 | 0 | 0 | 0 | 0 | 0 | 0 | 0 | 0 | 0 | 0 | 0 | 0 | 0 | 0 | 0 | 0 | 0 | 0 | 0 | 0 | 0 | 0
F7_Industrial_Other Industrial_New_Space Heating_Natural Gas_Insulation - Roof/Ceiling_A_Technical Potential | F7 | Industrial | Other Industrial | New | Space Heating | Natural Gas | Insulation - Roof/Ceiling | A | Cumulative Energy Savings (MWh or mTherms) | Technical Potential | 0 | 0 | 0 | 0 | 0 | 0 | 0 | 0 | 0 | 0 | 0 | 0 | 0 | 0 | 0 | 0 | 0 | 0 | 0 | 0 | 0 | 0 | 0
F8_Industrial_Other Industrial_New_Space Heating_Natural Gas_Insulation - Roof/Ceiling_A_Technical Potential | F8 | Industrial | Other Industrial | New | Space Heating | Natural Gas | Insulation - Roof/Ceiling | A | Cumulative Summer Peak Savings (MW) | Technical Potential | 0 | 0 | 0 | 0 | 0 | 0 | 0 | 0 | 0 | 0 | 0 | 0 | 0 | 0 | 0 | 0 | 0 | 0 | 0 | 0 | 0 | 0 | 0
F9_Industrial_Other Industrial_New_Space Heating_Natural Gas_Insulation - Roof/Ceiling_A_Technical Potential | F9 | Industrial | Other Industrial | New | Space Heating | Natural Gas | Insulation - Roof/Ceiling | A | Cumulative Winter Peak Savings (MW) | Technical Potential | 0 | 0 | 0 | 0 | 0 | 0 | 0 | 0 | 0 | 0 | 0 | 0 | 0 | 0 | 0 | 0 | 0 | 0 | 0 | 0 | 0 | 0 | 0
F10_Industrial_Other Industrial_New_Space Heating_Natural Gas_Insulation - Roof/Ceiling_A_Technical Potential | F10 | Industrial | Other Industrial | New | Space Heating | Natural Gas | Insulation - Roof/Ceiling | A | Purchases (Incremental) | Technical Potential | 0 | 0 | 0 | 0 | 0 | 0 | 0 | 0 | 0 | 0 | 0 | 0 | 0 | 0 | 0 | 0 | 0 | 0 | 0 | 0 | 0 | 0 | 0
F11_Industrial_Other Industrial_New_Space Heating_Natural Gas_Insulation - Roof/Ceiling_A_Technical Potential | F11 | Industrial | Other Industrial | New | Space Heating | Natural Gas | Insulation - Roof/Ceiling | A | Purchases (Cumulative) | Technical Potential | 0 | 0 | 0 | 0 | 0 | 0 | 0 | 0 | 0 | 0 | 0 | 0 | 0 | 0 | 0 | 0 | 0 | 0 | 0 | 0 | 0 | 0 | 0
F1_Industrial_Other Industrial_New_Space Heating_Natural Gas_Insulation - Wall Cavity_A_Technical Potential | F1 | Industrial | Other Industrial | New | Space Heating | Natural Gas | Insulation - Wall Cavity | A | Integrated Unit Energy Savings (kWh or therms) | Technical Potential | 0 | 0 | 0.017187 | 0.01616 | 0.015744 | 0.015492 | 0.015366 | 0.015251 | 0.015149 | 0.015048 | 0.014955 | 0.014858 | 0.014726 | 0.01461 | 0.014484 | 0.014466 | 0.014442 | 0.014413 | 0.014415 | 0.014408 | 0.014424 | 0.014428 | 0
F2_Industrial_Other Industrial_New_Space Heating_Natural Gas_Insulation - Wall Cavity_A_Technical Potential | F2 | Industrial | Other Industrial | New | Space Heating | Natural Gas | Insulation - Wall Cavity | A | Integrated Unit Summer Peak Savings (kW) | Technical Potential | 0 | 0 | 0 | 0 | 0 | 0 | 0 | 0 | 0 | 0 | 0 | 0 | 0 | 0 | 0 | 0 | 0 | 0 | 0 | 0 | 0 | 0 | 0
F3_Industrial_Other Industrial_New_Space Heating_Natural Gas_Insulation - Wall Cavity_A_Technical Potential | F3 | Industrial | Other Industrial | New | Space Heating | Natural Gas | Insulation - Wall Cavity | A | Integrated Unit Winter Peak Savings (kW) | Technical Potential | 0 | 0 | 0 | 0 | 0 | 0 | 0 | 0 | 0 | 0 | 0 | 0 | 0 | 0 | 0 | 0 | 0 | 0 | 0 | 0 | 0 | 0 | 0
F4_Industrial_Other Industrial_New_Space Heating_Natural Gas_Insulation - Wall Cavity_A_Technical Potential | F4 | Industrial | Other Industrial | New | Space Heating | Natural Gas | Insulation - Wall Cavity | A | Incremental Energy Savings (MWh or mTherms) | Technical Potential | 0 | 0 | 0 | 0 | 0 | 0 | 0 | 0 | 0 | 0 | 0 | 0 | 0 | 0 | 0 | 0 | 0 | 0 | 0 | 0 | 0 | 0 | 0
F5_Industrial_Other Industrial_New_Space Heating_Natural Gas_Insulation - Wall Cavity_A_Technical Potential | F5 | Industrial | Other Industrial | New | Space Heating | Natural Gas | Insulation - Wall Cavity | A | Incremental Summer Peak Savings (MW) | Technical Potential | 0 | 0 | 0 | 0 | 0 | 0 | 0 | 0 | 0 | 0 | 0 | 0 | 0 | 0 | 0 | 0 | 0 | 0 | 0 | 0 | 0 | 0 | 0
F6_Industrial_Other Industrial_New_Space Heating_Natural Gas_Insulation - Wall Cavity_A_Technical Potential | F6 | Industrial | Other Industrial | New | Space Heating | Natural Gas | Insulation - Wall Cavity | A | Incremental Winter Peak Savings (MW) | Technical Potential | 0 | 0 | 0 | 0 | 0 | 0 | 0 | 0 | 0 | 0 | 0 | 0 | 0 | 0 | 0 | 0 | 0 | 0 | 0 | 0 | 0 | 0 | 0
F7_Industrial_Other Industrial_New_Space Heating_Natural Gas_Insulation - Wall Cavity_A_Technical Potential | F7 | Industrial | Other Industrial | New | Space Heating | Natural Gas | Insulation - Wall Cavity | A | Cumulative Energy Savings (MWh or mTherms) | Technical Potential | 0 | 0 | 0 | 0 | 0 | 0 | 0 | 0 | 0 | 0 | 0 | 0 | 0 | 0 | 0 | 0 | 0 | 0 | 0 | 0 | 0 | 0 | 0
F8_Industrial_Other Industrial_New_Space Heating_Natural Gas_Insulation - Wall Cavity_A_Technical Potential | F8 | Industrial | Other Industrial | New | Space Heating | Natural Gas | Insulation - Wall Cavity | A | Cumulative Summer Peak Savings (MW) | Technical Potential | 0 | 0 | 0 | 0 | 0 | 0 | 0 | 0 | 0 | 0 | 0 | 0 | 0 | 0 | 0 | 0 | 0 | 0 | 0 | 0 | 0 | 0 | 0
F9_Industrial_Other Industrial_New_Space Heating_Natural Gas_Insulation - Wall Cavity_A_Technical Potential | F9 | Industrial | Other Industrial | New | Space Heating | Natural Gas | Insulation - Wall Cavity | A | Cumulative Winter Peak Savings (MW) | Technical Potential | 0 | 0 | 0 | 0 | 0 | 0 | 0 | 0 | 0 | 0 | 0 | 0 | 0 | 0 | 0 | 0 | 0 | 0 | 0 | 0 | 0 | 0 | 0
F10_Industrial_Other Industrial_New_Space Heating_Natural Gas_Insulation - Wall Cavity_A_Technical Potential | F10 | Industrial | Other Industrial | New | Space Heating | Natural Gas | Insulation - Wall Cavity | A | Purchases (Incremental) | Technical Potential | 0 | 0 | 0 | 0 | 0 | 0 | 0 | 0 | 0 | 0 | 0 | 0 | 0 | 0 | 0 | 0 | 0 | 0 | 0 | 0 | 0 | 0 | 0
F11_Industrial_Other Industrial_New_Space Heating_Natural Gas_Insulation - Wall Cavity_A_Technical Potential | F11 | Industrial | Other Industrial | New | Space Heating | Natural Gas | Insulation - Wall Cavity | A | Purchases (Cumulative) | Technical Potential | 0 | 0 | 0 | 0 | 0 | 0 | 0 | 0 | 0 | 0 | 0 | 0 | 0 | 0 | 0 | 0 | 0 | 0 | 0 | 0 | 0 | 0 | 0
F1_Industrial_Other Industrial_New_Space Heating_Natural Gas_Insulation - Ducting_A_Technical Potential | F1 | Industrial | Other Industrial | New | Space Heating | Natural Gas | Insulation - Ducting | A | Integrated Unit Energy Savings (kWh or therms) | Technical Potential | 0 | 0 | 0.0012666 | 0.0011907 | 0.0011599 | 0.0011411 | 0.0011315 | 0.0011227 | 0.0011149 | 0.0011071 | 0.0010998 | 0.0010923 | 0.0010822 | 0.0010734 | 0.0010637 | 0.0010622 | 0.0010603 | 0.0010582 | 0.0010583 | 0.0010578 | 0.001059 | 0.0010593 | 0
F2_Industrial_Other Industrial_New_Space Heating_Natural Gas_Insulation - Ducting_A_Technical Potential | F2 | Industrial | Other Industrial | New | Space Heating | Natural Gas | Insulation - Ducting | A | Integrated Unit Summer Peak Savings (kW) | Technical Potential | 0 | 0 | 0 | 0 | 0 | 0 | 0 | 0 | 0 | 0 | 0 | 0 | 0 | 0 | 0 | 0 | 0 | 0 | 0 | 0 | 0 | 0 | 0
F3_Industrial_Other Industrial_New_Space Heating_Natural Gas_Insulation - Ducting_A_Technical Potential | F3 | Industrial | Other Industrial | New | Space Heating | Natural Gas | Insulation - Ducting | A | Integrated Unit Winter Peak Savings (kW) | Technical Potential | 0 | 0 | 0 | 0 | 0 | 0 | 0 | 0 | 0 | 0 | 0 | 0 | 0 | 0 | 0 | 0 | 0 | 0 | 0 | 0 | 0 | 0 | 0
F4_Industrial_Other Industrial_New_Space Heating_Natural Gas_Insulation - Ducting_A_Technical Potential | F4 | Industrial | Other Industrial | New | Space Heating | Natural Gas | Insulation - Ducting | A | Incremental Energy Savings (MWh or mTherms) | Technical Potential | 0 | 0 | 0 | 0 | 0 | 0 | 0 | 0 | 0 | 0 | 0 | 0 | 0 | 0 | 0 | 0 | 0 | 0 | 0 | 0 | 0 | 0 | 0
F5_Industrial_Other Industrial_New_Space Heating_Natural Gas_Insulation - Ducting_A_Technical Potential | F5 | Industrial | Other Industrial | New | Space Heating | Natural Gas | Insulation - Ducting | A | Incremental Summer Peak Savings (MW) | Technical Potential | 0 | 0 | 0 | 0 | 0 | 0 | 0 | 0 | 0 | 0 | 0 | 0 | 0 | 0 | 0 | 0 | 0 | 0 | 0 | 0 | 0 | 0 | 0
F6_Industrial_Other Industrial_New_Space Heating_Natural Gas_Insulation - Ducting_A_Technical Potential | F6 | Industrial | Other Industrial | New | Space Heating | Natural Gas | Insulation - Ducting | A | Incremental Winter Peak Savings (MW) | Technical Potential | 0 | 0 | 0 | 0 | 0 | 0 | 0 | 0 | 0 | 0 | 0 | 0 | 0 | 0 | 0 | 0 | 0 | 0 | 0 | 0 | 0 | 0 | 0
F7_Industrial_Other Industrial_New_Space Heating_Natural Gas_Insulation - Ducting_A_Technical Potential | F7 | Industrial | Other Industrial | New | Space Heating | Natural Gas | Insulation - Ducting | A | Cumulative Energy Savings (MWh or mTherms) | Technical Potential | 0 | 0 | 0 | 0 | 0 | 0 | 0 | 0 | 0 | 0 | 0 | 0 | 0 | 0 | 0 | 0 | 0 | 0 | 0 | 0 | 0 | 0 | 0
F8_Industrial_Other Industrial_New_Space Heating_Natural Gas_Insulation - Ducting_A_Technical Potential | F8 | Industrial | Other Industrial | New | Space Heating | Natural Gas | Insulation - Ducting | A | Cumulative Summer Peak Savings (MW) | Technical Potential | 0 | 0 | 0 | 0 | 0 | 0 | 0 | 0 | 0 | 0 | 0 | 0 | 0 | 0 | 0 | 0 | 0 | 0 | 0 | 0 | 0 | 0 | 0
F9_Industrial_Other Industrial_New_Space Heating_Natural Gas_Insulation - Ducting_A_Technical Potential | F9 | Industrial | Other Industrial | New | Space Heating | Natural Gas | Insulation - Ducting | A | Cumulative Winter Peak Savings (MW) | Technical Potential | 0 | 0 | 0 | 0 | 0 | 0 | 0 | 0 | 0 | 0 | 0 | 0 | 0 | 0 | 0 | 0 | 0 | 0 | 0 | 0 | 0 | 0 | 0
F10_Industrial_Other Industrial_New_Space Heating_Natural Gas_Insulation - Ducting_A_Technical Potential | F10 | Industrial | Other Industrial | New | Space Heating | Natural Gas | Insulation - Ducting | A | Purchases (Incremental) | Technical Potential | 0 | 0 | 0 | 0 | 0 | 0 | 0 | 0 | 0 | 0 | 0 | 0 | 0 | 0 | 0 | 0 | 0 | 0 | 0 | 0 | 0 | 0 | 0
F11_Industrial_Other Industrial_New_Space Heating_Natural Gas_Insulation - Ducting_A_Technical Potential | F11 | Industrial | Other Industrial | New | Space Heating | Natural Gas | Insulation - Ducting | A | Purchases (Cumulative) | Technical Potential | 0 | 0 | 0 | 0 | 0 | 0 | 0 | 0 | 0 | 0 | 0 | 0 | 0 | 0 | 0 | 0 | 0 | 0 | 0 | 0 | 0 | 0 | 0
F1_Industrial_Other Industrial_New_Space Heating_Natural Gas_HVAC - Duct Repair and Sealing_A_Technical Potential | F1 | Industrial | Other Industrial | New | Space Heating | Natural Gas | HVAC - Duct Repair and Sealing | A | Integrated Unit Energy Savings (kWh or therms) | Technical Potential | 0 | 0 | 0.0035824 | 0.0033677 | 0.0032806 | 0.0032273 | 0.0032003 | 0.0031755 | 0.0031532 | 0.0031313 | 0.0031105 | 0.0030893 | 0.0030608 | 0.0030358 | 0.0030085 | 0.0030042 | 0.0029989 | 0.002993 | 0.0029932 | 0.0029917 | 0.0029951 | 0.002996 | 0
F2_Industrial_Other Industrial_New_Space Heating_Natural Gas_HVAC - Duct Repair and Sealing_A_Technical Potential | F2 | Industrial | Other Industrial | New | Space Heating | Natural Gas | HVAC - Duct Repair and Sealing | A | Integrated Unit Summer Peak Savings (kW) | Technical Potential | 0 | 0 | 0 | 0 | 0 | 0 | 0 | 0 | 0 | 0 | 0 | 0 | 0 | 0 | 0 | 0 | 0 | 0 | 0 | 0 | 0 | 0 | 0
F3_Industrial_Other Industrial_New_Space Heating_Natural Gas_HVAC - Duct Repair and Sealing_A_Technical Potential | F3 | Industrial | Other Industrial | New | Space Heating | Natural Gas | HVAC - Duct Repair and Sealing | A | Integrated Unit Winter Peak Savings (kW) | Technical Potential | 0 | 0 | 0 | 0 | 0 | 0 | 0 | 0 | 0 | 0 | 0 | 0 | 0 | 0 | 0 | 0 | 0 | 0 | 0 | 0 | 0 | 0 | 0
F4_Industrial_Other Industrial_New_Space Heating_Natural Gas_HVAC - Duct Repair and Sealing_A_Technical Potential | F4 | Industrial | Other Industrial | New | Space Heating | Natural Gas | HVAC - Duct Repair and Sealing | A | Incremental Energy Savings (MWh or mTherms) | Technical Potential | 0 | 0 | 0 | 0 | 0 | 0 | 0 | 0 | 0 | 0 | 0 | 0 | 0 | 0 | 0 | 0 | 0 | 0 | 0 | 0 | 0 | 0 | 0
F5_Industrial_Other Industrial_New_Space Heating_Natural Gas_HVAC - Duct Repair and Sealing_A_Technical Potential | F5 | Industrial | Other Industrial | New | Space Heating | Natural Gas | HVAC - Duct Repair and Sealing | A | Incremental Summer Peak Savings (MW) | Technical Potential | 0 | 0 | 0 | 0 | 0 | 0 | 0 | 0 | 0 | 0 | 0 | 0 | 0 | 0 | 0 | 0 | 0 | 0 | 0 | 0 | 0 | 0 | 0
F6_Industrial_Other Industrial_New_Space Heating_Natural Gas_HVAC - Duct Repair and Sealing_A_Technical Potential | F6 | Industrial | Other Industrial | New | Space Heating | Natural Gas | HVAC - Duct Repair and Sealing | A | Incremental Winter Peak Savings (MW) | Technical Potential | 0 | 0 | 0 | 0 | 0 | 0 | 0 | 0 | 0 | 0 | 0 | 0 | 0 | 0 | 0 | 0 | 0 | 0 | 0 | 0 | 0 | 0 | 0
F7_Industrial_Other Industrial_New_Space Heating_Natural Gas_HVAC - Duct Repair and Sealing_A_Technical Potential | F7 | Industrial | Other Industrial | New | Space Heating | Natural Gas | HVAC - Duct Repair and Sealing | A | Cumulative Energy Savings (MWh or mTherms) | Technical Potential | 0 | 0 | 0 | 0 | 0 | 0 | 0 | 0 | 0 | 0 | 0 | 0 | 0 | 0 | 0 | 0 | 0 | 0 | 0 | 0 | 0 | 0 | 0
F8_Industrial_Other Industrial_New_Space Heating_Natural Gas_HVAC - Duct Repair and Sealing_A_Technical Potential | F8 | Industrial | Other Industrial | New | Space Heating | Natural Gas | HVAC - Duct Repair and Sealing | A | Cumulative Summer Peak Savings (MW) | Technical Potential | 0 | 0 | 0 | 0 | 0 | 0 | 0 | 0 | 0 | 0 | 0 | 0 | 0 | 0 | 0 | 0 | 0 | 0 | 0 | 0 | 0 | 0 | 0
F9_Industrial_Other Industrial_New_Space Heating_Natural Gas_HVAC - Duct Repair and Sealing_A_Technical Potential | F9 | Industrial | Other Industrial | New | Space Heating | Natural Gas | HVAC - Duct Repair and Sealing | A | Cumulative Winter Peak Savings (MW) | Technical Potential | 0 | 0 | 0 | 0 | 0 | 0 | 0 | 0 | 0 | 0 | 0 | 0 | 0 | 0 | 0 | 0 | 0 | 0 | 0 | 0 | 0 | 0 | 0
F10_Industrial_Other Industrial_New_Space Heating_Natural Gas_HVAC - Duct Repair and Sealing_A_Technical Potential | F10 | Industrial | Other Industrial | New | Space Heating | Natural Gas | HVAC - Duct Repair and Sealing | A | Purchases (Incremental) | Technical Potential | 0 | 0 | 0 | 0 | 0 | 0 | 0 | 0 | 0 | 0 | 0 | 0 | 0 | 0 | 0 | 0 | 0 | 0 | 0 | 0 | 0 | 0 | 0
F11_Industrial_Other Industrial_New_Space Heating_Natural Gas_HVAC - Duct Repair and Sealing_A_Technical Potential | F11 | Industrial | Other Industrial | New | Space Heating | Natural Gas | HVAC - Duct Repair and Sealing | A | Purchases (Cumulative) | Technical Potential | 0 | 0 | 0 | 0 | 0 | 0 | 0 | 0 | 0 | 0 | 0 | 0 | 0 | 0 | 0 | 0 | 0 | 0 | 0 | 0 | 0 | 0 | 0
F1_Industrial_Other Industrial_New_Space Heating_Natural Gas_Windows - High Efficiency_A_Technical Potential | F1 | Industrial | Other Industrial | New | Space Heating | Natural Gas | Windows - High Efficiency | A | Integrated Unit Energy Savings (kWh or therms) | Technical Potential | 0 | 0 | 0.007347 | 0.0069068 | 0.0067281 | 0.0066188 | 0.0065633 | 0.0065124 | 0.0064667 | 0.0064219 | 0.0063793 | 0.0063357 | 0.0062772 | 0.006226 | 0.0061699 | 0.0061611 | 0.0061503 | 0.0061383 | 0.0061386 | 0.0061357 | 0.0061426 | 0.0061444 | 0
F2_Industrial_Other Industrial_New_Space Heating_Natural Gas_Windows - High Efficiency_A_Technical Potential | F2 | Industrial | Other Industrial | New | Space Heating | Natural Gas | Windows - High Efficiency | A | Integrated Unit Summer Peak Savings (kW) | Technical Potential | 0 | 0 | 0 | 0 | 0 | 0 | 0 | 0 | 0 | 0 | 0 | 0 | 0 | 0 | 0 | 0 | 0 | 0 | 0 | 0 | 0 | 0 | 0
F3_Industrial_Other Industrial_New_Space Heating_Natural Gas_Windows - High Efficiency_A_Technical Potential | F3 | Industrial | Other Industrial | New | Space Heating | Natural Gas | Windows - High Efficiency | A | Integrated Unit Winter Peak Savings (kW) | Technical Potential | 0 | 0 | 0 | 0 | 0 | 0 | 0 | 0 | 0 | 0 | 0 | 0 | 0 | 0 | 0 | 0 | 0 | 0 | 0 | 0 | 0 | 0 | 0
F4_Industrial_Other Industrial_New_Space Heating_Natural Gas_Windows - High Efficiency_A_Technical Potential | F4 | Industrial | Other Industrial | New | Space Heating | Natural Gas | Windows - High Efficiency | A | Incremental Energy Savings (MWh or mTherms) | Technical Potential | 0 | 0 | 0 | 0 | 0 | 0 | 0 | 0 | 0 | 0 | 0 | 0 | 0 | 0 | 0 | 0 | 0 | 0 | 0 | 0 | 0 | 0 | 0
F5_Industrial_Other Industrial_New_Space Heating_Natural Gas_Windows - High Efficiency_A_Technical Potential | F5 | Industrial | Other Industrial | New | Space Heating | Natural Gas | Windows - High Efficiency | A | Incremental Summer Peak Savings (MW) | Technical Potential | 0 | 0 | 0 | 0 | 0 | 0 | 0 | 0 | 0 | 0 | 0 | 0 | 0 | 0 | 0 | 0 | 0 | 0 | 0 | 0 | 0 | 0 | 0
F6_Industrial_Other Industrial_New_Space Heating_Natural Gas_Windows - High Efficiency_A_Technical Potential | F6 | Industrial | Other Industrial | New | Space Heating | Natural Gas | Windows - High Efficiency | A | Incremental Winter Peak Savings (MW) | Technical Potential | 0 | 0 | 0 | 0 | 0 | 0 | 0 | 0 | 0 | 0 | 0 | 0 | 0 | 0 | 0 | 0 | 0 | 0 | 0 | 0 | 0 | 0 | 0
F7_Industrial_Other Industrial_New_Space Heating_Natural Gas_Windows - High Efficiency_A_Technical Potential | F7 | Industrial | Other Industrial | New | Space Heating | Natural Gas | Windows - High Efficiency | A | Cumulative Energy Savings (MWh or mTherms) | Technical Potential | 0 | 0 | 0 | 0 | 0 | 0 | 0 | 0 | 0 | 0 | 0 | 0 | 0 | 0 | 0 | 0 | 0 | 0 | 0 | 0 | 0 | 0 | 0
F8_Industrial_Other Industrial_New_Space Heating_Natural Gas_Windows - High Efficiency_A_Technical Potential | F8 | Industrial | Other Industrial | New | Space Heating | Natural Gas | Windows - High Efficiency | A | Cumulative Summer Peak Savings (MW) | Technical Potential | 0 | 0 | 0 | 0 | 0 | 0 | 0 | 0 | 0 | 0 | 0 | 0 | 0 | 0 | 0 | 0 | 0 | 0 | 0 | 0 | 0 | 0 | 0
F9_Industrial_Other Industrial_New_Space Heating_Natural Gas_Windows - High Efficiency_A_Technical Potential | F9 | Industrial | Other Industrial | New | Space Heating | Natural Gas | Windows - High Efficiency | A | Cumulative Winter Peak Savings (MW) | Technical Potential | 0 | 0 | 0 | 0 | 0 | 0 | 0 | 0 | 0 | 0 | 0 | 0 | 0 | 0 | 0 | 0 | 0 | 0 | 0 | 0 | 0 | 0 | 0
F10_Industrial_Other Industrial_New_Space Heating_Natural Gas_Windows - High Efficiency_A_Technical Potential | F10 | Industrial | Other Industrial | New | Space Heating | Natural Gas | Windows - High Efficiency | A | Purchases (Incremental) | Technical Potential | 0 | 0 | 0 | 0 | 0 | 0 | 0 | 0 | 0 | 0 | 0 | 0 | 0 | 0 | 0 | 0 | 0 | 0 | 0 | 0 | 0 | 0 | 0
F11_Industrial_Other Industrial_New_Space Heating_Natural Gas_Windows - High Efficiency_A_Technical Potential | F11 | Industrial | Other Industrial | New | Space Heating | Natural Gas | Windows - High Efficiency | A | Purchases (Cumulative) | Technical Potential | 0 | 0 | 0 | 0 | 0 | 0 | 0 | 0 | 0 | 0 | 0 | 0 | 0 | 0 | 0 | 0 | 0 | 0 | 0 | 0 | 0 | 0 | 0
F1_Industrial_Other Industrial_New_Space Heating_Natural Gas_Gas Boiler - Maintenance_A_Technical Potential | F1 | Industrial | Other Industrial | New | Space Heating | Natural Gas | Gas Boiler - Maintenance | A | Integrated Unit Energy Savings (kWh or therms) | Technical Potential | 0 | 0 | 1.9447 | 1.8308 | 1.7863 | 1.7603 | 1.7502 | 1.7414 | 1.7347 | 1.7289 | 1.7253 | 1.7219 | 1.7149 | 1.7093 | 1.7034 | 1.7086 | 1.7117 | 1.7116 | 1.7149 | 1.7143 | 1.7152 | 1.7136 | 0
F2_Industrial_Other Industrial_New_Space Heating_Natural Gas_Gas Boiler - Maintenance_A_Technical Potential | F2 | Industrial | Other Industrial | New | Space Heating | Natural Gas | Gas Boiler - Maintenance | A | Integrated Unit Summer Peak Savings (kW) | Technical Potential | 0 | 0 | 0 | 0 | 0 | 0 | 0 | 0 | 0 | 0 | 0 | 0 | 0 | 0 | 0 | 0 | 0 | 0 | 0 | 0 | 0 | 0 | 0
F3_Industrial_Other Industrial_New_Space Heating_Natural Gas_Gas Boiler - Maintenance_A_Technical Potential | F3 | Industrial | Other Industrial | New | Space Heating | Natural Gas | Gas Boiler - Maintenance | A | Integrated Unit Winter Peak Savings (kW) | Technical Potential | 0 | 0 | 0 | 0 | 0 | 0 | 0 | 0 | 0 | 0 | 0 | 0 | 0 | 0 | 0 | 0 | 0 | 0 | 0 | 0 | 0 | 0 | 0
F4_Industrial_Other Industrial_New_Space Heating_Natural Gas_Gas Boiler - Maintenance_A_Technical Potential | F4 | Industrial | Other Industrial | New | Space Heating | Natural Gas | Gas Boiler - Maintenance | A | Incremental Energy Savings (MWh or mTherms) | Technical Potential | 0 | 0 | 0.001208 | 0.0013912 | 0.0013399 | 0.0013726 | 0.0013763 | 0.0013655 | 0.0013527 | 0.0013595 | 0.0013529 | 0.0024122 | 0.0026517 | 0.0026225 | 0.0047727 | 0.0052839 | 0.0052524 | 0.0095916 | 0.010606 | 0.010521 | 0.019495 | 0.021242 | 0
F5_Industrial_Other Industrial_New_Space Heating_Natural Gas_Gas Boiler - Maintenance_A_Technical Potential | F5 | Industrial | Other Industrial | New | Space Heating | Natural Gas | Gas Boiler - Maintenance | A | Incremental Summer Peak Savings (MW) | Technical Potential | 0 | 0 | 0 | 0 | 0 | 0 | 0 | 0 | 0 | 0 | 0 | 0 | 0 | 0 | 0 | 0 | 0 | 0 | 0 | 0 | 0 | 0 | 0
F6_Industrial_Other Industrial_New_Space Heating_Natural Gas_Gas Boiler - Maintenance_A_Technical Potential | F6 | Industrial | Other Industrial | New | Space Heating | Natural Gas | Gas Boiler - Maintenance | A | Incremental Winter Peak Savings (MW) | Technical Potential | 0 | 0 | 0 | 0 | 0 | 0 | 0 | 0 | 0 | 0 | 0 | 0 | 0 | 0 | 0 | 0 | 0 | 0 | 0 | 0 | 0 | 0 | 0
F7_Industrial_Other Industrial_New_Space Heating_Natural Gas_Gas Boiler - Maintenance_A_Technical Potential | F7 | Industrial | Other Industrial | New | Space Heating | Natural Gas | Gas Boiler - Maintenance | A | Cumulative Energy Savings (MWh or mTherms) | Technical Potential | 0 | 0 | 0.001208 | 0.0025285 | 0.0038068 | 0.0040306 | 0.0040539 | 0.0040928 | 0.0040771 | 0.0040633 | 0.0040549 | 0.0040468 | 0.0040305 | 0.0040174 | 0.0040035 | 0.0040157 | 0.0040231 | 0.0040228 | 0.0040304 | 0.0040292 | 0.0040311 | 0.0040273 | 0
F8_Industrial_Other Industrial_New_Space Heating_Natural Gas_Gas Boiler - Maintenance_A_Technical Potential | F8 | Industrial | Other Industrial | New | Space Heating | Natural Gas | Gas Boiler - Maintenance | A | Cumulative Summer Peak Savings (MW) | Technical Potential | 0 | 0 | 0 | 0 | 0 | 0 | 0 | 0 | 0 | 0 | 0 | 0 | 0 | 0 | 0 | 0 | 0 | 0 | 0 | 0 | 0 | 0 | 0
F9_Industrial_Other Industrial_New_Space Heating_Natural Gas_Gas Boiler - Maintenance_A_Technical Potential | F9 | Industrial | Other Industrial | New | Space Heating | Natural Gas | Gas Boiler - Maintenance | A | Cumulative Winter Peak Savings (MW) | Technical Potential | 0 | 0 | 0 | 0 | 0 | 0 | 0 | 0 | 0 | 0 | 0 | 0 | 0 | 0 | 0 | 0 | 0 | 0 | 0 | 0 | 0 | 0 | 0
F10_Industrial_Other Industrial_New_Space Heating_Natural Gas_Gas Boiler - Maintenance_A_Technical Potential | F10 | Industrial | Other Industrial | New | Space Heating | Natural Gas | Gas Boiler - Maintenance | A | Purchases (Incremental) | Technical Potential | 0 | 0 | 0.62119 | 0.75986 | 0.75009 | 0.77975 | 0.78638 | 0.78415 | 0.77975 | 0.78638 | 0.78415 | 1.4009 | 1.5462 | 1.5342 | 2.8019 | 3.0925 | 3.0685 | 5.6037 | 6.185 | 6.1369 | 11.3661 | 12.3964 | 0
F11_Industrial_Other Industrial_New_Space Heating_Natural Gas_Gas Boiler - Maintenance_A_Technical Potential | F11 | Industrial | Other Industrial | New | Space Heating | Natural Gas | Gas Boiler - Maintenance | A | Purchases (Cumulative) | Technical Potential | 0 | 0 | 0.62119 | 1.381 | 2.1311 | 2.2897 | 2.3162 | 2.3503 | 2.3503 | 2.3503 | 2.3503 | 2.3503 | 2.3503 | 2.3503 | 2.3503 | 2.3503 | 2.3503 | 2.3503 | 2.3503 | 2.3503 | 2.3503 | 2.3503 | 0
F1_Industrial_Other Industrial_New_Process_Natural Gas_Gas Boiler - Maintenance_A_Technical Potential | F1 | Industrial | Other Industrial | New | Process | Natural Gas | Gas Boiler - Maintenance | A | Integrated Unit Energy Savings (kWh or therms) | Technical Potential | 0 | 0 | 1.5559 | 1.5559 | 1.5559 | 1.5559 | 1.5559 | 1.5559 | 1.5559 | 1.5559 | 1.5559 | 1.5559 | 1.5559 | 1.5559 | 1.5559 | 1.5559 | 1.5559 | 1.5559 | 1.5559 | 1.5559 | 1.5559 | 1.5559 | 0
F2_Industrial_Other Industrial_New_Process_Natural Gas_Gas Boiler - Maintenance_A_Technical Potential | F2 | Industrial | Other Industrial | New | Process | Natural Gas | Gas Boiler - Maintenance | A | Integrated Unit Summer Peak Savings (kW) | Technical Potential | 0 | 0 | 0 | 0 | 0 | 0 | 0 | 0 | 0 | 0 | 0 | 0 | 0 | 0 | 0 | 0 | 0 | 0 | 0 | 0 | 0 | 0 | 0
F3_Industrial_Other Industrial_New_Process_Natural Gas_Gas Boiler - Maintenance_A_Technical Potential | F3 | Industrial | Other Industrial | New | Process | Natural Gas | Gas Boiler - Maintenance | A | Integrated Unit Winter Peak Savings (kW) | Technical Potential | 0 | 0 | 0 | 0 | 0 | 0 | 0 | 0 | 0 | 0 | 0 | 0 | 0 | 0 | 0 | 0 | 0 | 0 | 0 | 0 | 0 | 0 | 0
F4_Industrial_Other Industrial_New_Process_Natural Gas_Gas Boiler - Maintenance_A_Technical Potential | F4 | Industrial | Other Industrial | New | Process | Natural Gas | Gas Boiler - Maintenance | A | Incremental Energy Savings (MWh or mTherms) | Technical Potential | 0 | 0 | 0.013994 | 0.017118 | 0.016898 | 0.017566 | 0.017715 | 0.017665 | 0.017566 | 0.017715 | 0.017665 | 0.03156 | 0.034833 | 0.034563 | 0.06312 | 0.069667 | 0.069126 | 0.12624 | 0.13933 | 0.13825 | 0.25605 | 0.27927 | 0
F5_Industrial_Other Industrial_New_Process_Natural Gas_Gas Boiler - Maintenance_A_Technical Potential | F5 | Industrial | Other Industrial | New | Process | Natural Gas | Gas Boiler - Maintenance | A | Incremental Summer Peak Savings (MW) | Technical Potential | 0 | 0 | 0 | 0 | 0 | 0 | 0 | 0 | 0 | 0 | 0 | 0 | 0 | 0 | 0 | 0 | 0 | 0 | 0 | 0 | 0 | 0 | 0
F6_Industrial_Other Industrial_New_Process_Natural Gas_Gas Boiler - Maintenance_A_Technical Potential | F6 | Industrial | Other Industrial | New | Process | Natural Gas | Gas Boiler - Maintenance | A | Incremental Winter Peak Savings (MW) | Technical Potential | 0 | 0 | 0 | 0 | 0 | 0 | 0 | 0 | 0 | 0 | 0 | 0 | 0 | 0 | 0 | 0 | 0 | 0 | 0 | 0 | 0 | 0 | 0
F7_Industrial_Other Industrial_New_Process_Natural Gas_Gas Boiler - Maintenance_A_Technical Potential | F7 | Industrial | Other Industrial | New | Process | Natural Gas | Gas Boiler - Maintenance | A | Cumulative Energy Savings (MWh or mTherms) | Technical Potential | 0 | 0 | 0.013994 | 0.031112 | 0.04801 | 0.051582 | 0.052179 | 0.052947 | 0.052947 | 0.052947 | 0.052947 | 0.052947 | 0.052947 | 0.052947 | 0.052947 | 0.052947 | 0.052947 | 0.052947 | 0.052947 | 0.052947 | 0.052947 | 0.052947 | 0
F8_Industrial_Other Industrial_New_Process_Natural Gas_Gas Boiler - Maintenance_A_Technical Potential | F8 | Industrial | Other Industrial | New | Process | Natural Gas | Gas Boiler - Maintenance | A | Cumulative Summer Peak Savings (MW) | Technical Potential | 0 | 0 | 0 | 0 | 0 | 0 | 0 | 0 | 0 | 0 | 0 | 0 | 0 | 0 | 0 | 0 | 0 | 0 | 0 | 0 | 0 | 0 | 0
F9_Industrial_Other Industrial_New_Process_Natural Gas_Gas Boiler - Maintenance_A_Technical Potential | F9 | Industrial | Other Industrial | New | Process | Natural Gas | Gas Boiler - Maintenance | A | Cumulative Winter Peak Savings (MW) | Technical Potential | 0 | 0 | 0 | 0 | 0 | 0 | 0 | 0 | 0 | 0 | 0 | 0 | 0 | 0 | 0 | 0 | 0 | 0 | 0 | 0 | 0 | 0 | 0
F10_Industrial_Other Industrial_New_Process_Natural Gas_Gas Boiler - Maintenance_A_Technical Potential | F10 | Industrial | Other Industrial | New | Process | Natural Gas | Gas Boiler - Maintenance | A | Purchases (Incremental) | Technical Potential | 0 | 0 | 8.9943 | 11.0022 | 10.8606 | 11.2902 | 11.3862 | 11.3539 | 11.2902 | 11.3862 | 11.3539 | 20.2845 | 22.3883 | 22.2145 | 40.5689 | 44.7766 | 44.429 | 81.1378 | 89.5533 | 88.8581 | 164.5715 | 179.4906 | 0
F11_Industrial_Other Industrial_New_Process_Natural Gas_Gas Boiler - Maintenance_A_Technical Potential | F11 | Industrial | Other Industrial | New | Process | Natural Gas | Gas Boiler - Maintenance | A | Purchases (Cumulative) | Technical Potential | 0 | 0 | 8.9943 | 19.9964 | 30.8571 | 33.153 | 33.537 | 34.0302 | 34.0302 | 34.0302 | 34.0302 | 34.0302 | 34.0302 | 34.0302 | 34.0302 | 34.0302 | 34.0302 | 34.0302 | 34.0302 | 34.0302 | 34.0302 | 34.0302 | 0
F1_Industrial_Other Industrial_New_Space Heating_Natural Gas_Gas Furnace - Maintenance_A_Technical Potential | F1 | Industrial | Other Industrial | New | Space Heating | Natural Gas | Gas Furnace - Maintenance | A | Integrated Unit Energy Savings (kWh or therms) | Technical Potential | 0 | 0 | 0.008285 | 0.0077998 | 0.0076099 | 0.0074994 | 0.0074564 | 0.0074188 | 0.0073904 | 0.0073654 | 0.0073503 | 0.0073356 | 0.007306 | 0.0072822 | 0.007257 | 0.0072792 | 0.0072925 | 0.0072921 | 0.0073058 | 0.0073036 | 0.0073071 | 0.0073003 | 0
F2_Industrial_Other Industrial_New_Space Heating_Natural Gas_Gas Furnace - Maintenance_A_Technical Potential | F2 | Industrial | Other Industrial | New | Space Heating | Natural Gas | Gas Furnace - Maintenance | A | Integrated Unit Summer Peak Savings (kW) | Technical Potential | 0 | 0 | 0 | 0 | 0 | 0 | 0 | 0 | 0 | 0 | 0 | 0 | 0 | 0 | 0 | 0 | 0 | 0 | 0 | 0 | 0 | 0 | 0
F3_Industrial_Other Industrial_New_Space Heating_Natural Gas_Gas Furnace - Maintenance_A_Technical Potential | F3 | Industrial | Other Industrial | New | Space Heating | Natural Gas | Gas Furnace - Maintenance | A | Integrated Unit Winter Peak Savings (kW) | Technical Potential | 0 | 0 | 0 | 0 | 0 | 0 | 0 | 0 | 0 | 0 | 0 | 0 | 0 | 0 | 0 | 0 | 0 | 0 | 0 | 0 | 0 | 0 | 0
F4_Industrial_Other Industrial_New_Space Heating_Natural Gas_Gas Furnace - Maintenance_A_Technical Potential | F4 | Industrial | Other Industrial | New | Space Heating | Natural Gas | Gas Furnace - Maintenance | A | Incremental Energy Savings (MWh or mTherms) | Technical Potential | 0 | 0 | 3.4749e-05 | 4.0017e-05 | 3.8541e-05 | 3.9483e-05 | 3.959e-05 | 3.9279e-05 | 3.8909e-05 | 3.9107e-05 | 3.8916e-05 | 6.9388e-05 | 7.6275e-05 | 7.5437e-05 | 0.00013729 | 0.00015199 | 0.00015109 | 0.0002759 | 0.00030509 | 0.00030264 | 0.00056077 | 0.00061103 | 0
F5_Industrial_Other Industrial_New_Space Heating_Natural Gas_Gas Furnace - Maintenance_A_Technical Potential | F5 | Industrial | Other Industrial | New | Space Heating | Natural Gas | Gas Furnace - Maintenance | A | Incremental Summer Peak Savings (MW) | Technical Potential | 0 | 0 | 0 | 0 | 0 | 0 | 0 | 0 | 0 | 0 | 0 | 0 | 0 | 0 | 0 | 0 | 0 | 0 | 0 | 0 | 0 | 0 | 0
F6_Industrial_Other Industrial_New_Space Heating_Natural Gas_Gas Furnace - Maintenance_A_Technical Potential | F6 | Industrial | Other Industrial | New | Space Heating | Natural Gas | Gas Furnace - Maintenance | A | Incremental Winter Peak Savings (MW) | Technical Potential | 0 | 0 | 0 | 0 | 0 | 0 | 0 | 0 | 0 | 0 | 0 | 0 | 0 | 0 | 0 | 0 | 0 | 0 | 0 | 0 | 0 | 0 | 0
F7_Industrial_Other Industrial_New_Space Heating_Natural Gas_Gas Furnace - Maintenance_A_Technical Potential | F7 | Industrial | Other Industrial | New | Space Heating | Natural Gas | Gas Furnace - Maintenance | A | Cumulative Energy Savings (MWh or mTherms) | Technical Potential | 0 | 0 | 3.4749e-05 | 7.2731e-05 | 0.0001095 | 0.00011594 | 0.00011661 | 0.00011773 | 0.00011728 | 0.00011688 | 0.00011664 | 0.00011641 | 0.00011594 | 0.00011556 | 0.00011516 | 0.00011551 | 0.00011572 | 0.00011572 | 0.00011594 | 0.0001159 | 0.00011596 | 0.00011585 | 0
F8_Industrial_Other Industrial_New_Space Heating_Natural Gas_Gas Furnace - Maintenance_A_Technical Potential | F8 | Industrial | Other Industrial | New | Space Heating | Natural Gas | Gas Furnace - Maintenance | A | Cumulative Summer Peak Savings (MW) | Technical Potential | 0 | 0 | 0 | 0 | 0 | 0 | 0 | 0 | 0 | 0 | 0 | 0 | 0 | 0 | 0 | 0 | 0 | 0 | 0 | 0 | 0 | 0 | 0
F9_Industrial_Other Industrial_New_Space Heating_Natural Gas_Gas Furnace - Maintenance_A_Technical Potential | F9 | Industrial | Other Industrial | New | Space Heating | Natural Gas | Gas Furnace - Maintenance | A | Cumulative Winter Peak Savings (MW) | Technical Potential | 0 | 0 | 0 | 0 | 0 | 0 | 0 | 0 | 0 | 0 | 0 | 0 | 0 | 0 | 0 | 0 | 0 | 0 | 0 | 0 | 0 | 0 | 0
F10_Industrial_Other Industrial_New_Space Heating_Natural Gas_Gas Furnace - Maintenance_A_Technical Potential | F10 | Industrial | Other Industrial | New | Space Heating | Natural Gas | Gas Furnace - Maintenance | A | Purchases (Incremental) | Technical Potential | 0 | 0 | 4.1942 | 5.1305 | 5.0645 | 5.2648 | 5.3096 | 5.2945 | 5.2648 | 5.3096 | 5.2945 | 9.459 | 10.4401 | 10.3591 | 18.9181 | 20.8802 | 20.7181 | 37.8362 | 41.7604 | 41.4363 | 76.7429 | 83.7 | 0
F11_Industrial_Other Industrial_New_Space Heating_Natural Gas_Gas Furnace - Maintenance_A_Technical Potential | F11 | Industrial | Other Industrial | New | Space Heating | Natural Gas | Gas Furnace - Maintenance | A | Purchases (Cumulative) | Technical Potential | 0 | 0 | 4.1942 | 9.3247 | 14.3893 | 15.4599 | 15.6389 | 15.869 | 15.869 | 15.869 | 15.869 | 15.869 | 15.869 | 15.869 | 15.869 | 15.869 | 15.869 | 15.869 | 15.869 | 15.869 | 15.869 | 15.869 | 0
F1_Industrial_Other Industrial_New_Space Heating_Natural Gas_Gas Boiler - Hot Water Reset_A_Technical Potential | F1 | Industrial | Other Industrial | New | Space Heating | Natural Gas | Gas Boiler - Hot Water Reset | A | Integrated Unit Energy Savings (kWh or therms) | Technical Potential | 0 | 0 | 7.0683 | 6.6525 | 6.489 | 6.3933 | 6.3547 | 6.321 | 6.2951 | 6.2724 | 6.2577 | 6.2436 | 6.2168 | 6.1953 | 6.172 | 6.1893 | 6.199 | 6.1976 | 6.2079 | 6.2051 | 6.2072 | 6.2007 | 0
F2_Industrial_Other Industrial_New_Space Heating_Natural Gas_Gas Boiler - Hot Water Reset_A_Technical Potential | F2 | Industrial | Other Industrial | New | Space Heating | Natural Gas | Gas Boiler - Hot Water Reset | A | Integrated Unit Summer Peak Savings (kW) | Technical Potential | 0 | 0 | 0 | 0 | 0 | 0 | 0 | 0 | 0 | 0 | 0 | 0 | 0 | 0 | 0 | 0 | 0 | 0 | 0 | 0 | 0 | 0 | 0
F3_Industrial_Other Industrial_New_Space Heating_Natural Gas_Gas Boiler - Hot Water Reset_A_Technical Potential | F3 | Industrial | Other Industrial | New | Space Heating | Natural Gas | Gas Boiler - Hot Water Reset | A | Integrated Unit Winter Peak Savings (kW) | Technical Potential | 0 | 0 | 0 | 0 | 0 | 0 | 0 | 0 | 0 | 0 | 0 | 0 | 0 | 0 | 0 | 0 | 0 | 0 | 0 | 0 | 0 | 0 | 0
F4_Industrial_Other Industrial_New_Space Heating_Natural Gas_Gas Boiler - Hot Water Reset_A_Technical Potential | F4 | Industrial | Other Industrial | New | Space Heating | Natural Gas | Gas Boiler - Hot Water Reset | A | Incremental Energy Savings (MWh or mTherms) | Technical Potential | 0 | 0 | 0.0042676 | 0.0086069 | 0.014649 | 0.022365 | 0.029186 | 0.039111 | 0.048308 | 0.055559 | 0.056707 | 0.053046 | 0.044227 | 0.031735 | 0.019365 | 0.0099412 | 0.0044628 | 0.0017284 | 0.0037482 | 0.008028 | 0.014013 | 0.021691 | 0
F5_Industrial_Other Industrial_New_Space Heating_Natural Gas_Gas Boiler - Hot Water Reset_A_Technical Potential | F5 | Industrial | Other Industrial | New | Space Heating | Natural Gas | Gas Boiler - Hot Water Reset | A | Incremental Summer Peak Savings (MW) | Technical Potential | 0 | 0 | 0 | 0 | 0 | 0 | 0 | 0 | 0 | 0 | 0 | 0 | 0 | 0 | 0 | 0 | 0 | 0 | 0 | 0 | 0 | 0 | 0
F6_Industrial_Other Industrial_New_Space Heating_Natural Gas_Gas Boiler - Hot Water Reset_A_Technical Potential | F6 | Industrial | Other Industrial | New | Space Heating | Natural Gas | Gas Boiler - Hot Water Reset | A | Incremental Winter Peak Savings (MW) | Technical Potential | 0 | 0 | 0 | 0 | 0 | 0 | 0 | 0 | 0 | 0 | 0 | 0 | 0 | 0 | 0 | 0 | 0 | 0 | 0 | 0 | 0 | 0 | 0
F7_Industrial_Other Industrial_New_Space Heating_Natural Gas_Gas Boiler - Hot Water Reset_A_Technical Potential | F7 | Industrial | Other Industrial | New | Space Heating | Natural Gas | Gas Boiler - Hot Water Reset | A | Cumulative Energy Savings (MWh or mTherms) | Technical Potential | 0 | 0 | 0.0042676 | 0.012624 | 0.026963 | 0.04893 | 0.07782 | 0.11652 | 0.16435 | 0.21931 | 0.27551 | 0.32793 | 0.37076 | 0.4012 | 0.41906 | 0.43018 | 0.43532 | 0.43695 | 0.43767 | 0.43747 | 0.43762 | 0.43716 | 0
F8_Industrial_Other Industrial_New_Space Heating_Natural Gas_Gas Boiler - Hot Water Reset_A_Technical Potential | F8 | Industrial | Other Industrial | New | Space Heating | Natural Gas | Gas Boiler - Hot Water Reset | A | Cumulative Summer Peak Savings (MW) | Technical Potential | 0 | 0 | 0 | 0 | 0 | 0 | 0 | 0 | 0 | 0 | 0 | 0 | 0 | 0 | 0 | 0 | 0 | 0 | 0 | 0 | 0 | 0 | 0
F9_Industrial_Other Industrial_New_Space Heating_Natural Gas_Gas Boiler - Hot Water Reset_A_Technical Potential | F9 | Industrial | Other Industrial | New | Space Heating | Natural Gas | Gas Boiler - Hot Water Reset | A | Cumulative Winter Peak Savings (MW) | Technical Potential | 0 | 0 | 0 | 0 | 0 | 0 | 0 | 0 | 0 | 0 | 0 | 0 | 0 | 0 | 0 | 0 | 0 | 0 | 0 | 0 | 0 | 0 | 0
F10_Industrial_Other Industrial_New_Space Heating_Natural Gas_Gas Boiler - Hot Water Reset_A_Technical Potential | F10 | Industrial | Other Industrial | New | Space Heating | Natural Gas | Gas Boiler - Hot Water Reset | A | Purchases (Incremental) | Technical Potential | 0 | 0 | 0.60378 | 1.2938 | 2.2576 | 3.4981 | 4.5928 | 6.1875 | 7.6739 | 8.8576 | 9.0619 | 8.496 | 7.1141 | 5.1224 | 3.1375 | 1.6062 | 0.71992 | 0.27888 | 0.60378 | 1.2938 | 2.2576 | 3.4981 | 0
F11_Industrial_Other Industrial_New_Space Heating_Natural Gas_Gas Boiler - Hot Water Reset_A_Technical Potential | F11 | Industrial | Other Industrial | New | Space Heating | Natural Gas | Gas Boiler - Hot Water Reset | A | Purchases (Cumulative) | Technical Potential | 0 | 0 | 0.60378 | 1.8976 | 4.1551 | 7.6533 | 12.246 | 18.4336 | 26.1075 | 34.9651 | 44.0271 | 52.5231 | 59.6372 | 64.7596 | 67.8972 | 69.5033 | 70.2233 | 70.5021 | 70.5021 | 70.5021 | 70.5021 | 70.5021 | 0
F1_Industrial_Other Industrial_New_Process_Natural Gas_Gas Boiler - Hot Water Reset_A_Technical Potential | F1 | Industrial | Other Industrial | New | Process | Natural Gas | Gas Boiler - Hot Water Reset | A | Integrated Unit Energy Savings (kWh or therms) | Technical Potential | 0 | 0 | 2.8285 | 2.8284 | 2.8284 | 2.8285 | 2.8285 | 2.8285 | 2.8286 | 2.8286 | 2.8286 | 2.8287 | 2.8287 | 2.8287 | 2.8287 | 2.8287 | 2.8287 | 2.8287 | 2.8287 | 2.8287 | 2.8287 | 2.8287 | 0
F2_Industrial_Other Industrial_New_Process_Natural Gas_Gas Boiler - Hot Water Reset_A_Technical Potential | F2 | Industrial | Other Industrial | New | Process | Natural Gas | Gas Boiler - Hot Water Reset | A | Integrated Unit Summer Peak Savings (kW) | Technical Potential | 0 | 0 | 0 | 0 | 0 | 0 | 0 | 0 | 0 | 0 | 0 | 0 | 0 | 0 | 0 | 0 | 0 | 0 | 0 | 0 | 0 | 0 | 0
F3_Industrial_Other Industrial_New_Process_Natural Gas_Gas Boiler - Hot Water Reset_A_Technical Potential | F3 | Industrial | Other Industrial | New | Process | Natural Gas | Gas Boiler - Hot Water Reset | A | Integrated Unit Winter Peak Savings (kW) | Technical Potential | 0 | 0 | 0 | 0 | 0 | 0 | 0 | 0 | 0 | 0 | 0 | 0 | 0 | 0 | 0 | 0 | 0 | 0 | 0 | 0 | 0 | 0 | 0
F4_Industrial_Other Industrial_New_Process_Natural Gas_Gas Boiler - Hot Water Reset_A_Technical Potential | F4 | Industrial | Other Industrial | New | Process | Natural Gas | Gas Boiler - Hot Water Reset | A | Incremental Energy Savings (MWh or mTherms) | Technical Potential | 0 | 0 | 0.024727 | 0.052984 | 0.092453 | 0.14326 | 0.1881 | 0.25341 | 0.31429 | 0.36277 | 0.37114 | 0.34797 | 0.29137 | 0.2098 | 0.12851 | 0.065785 | 0.029486 | 0.011422 | 0.024729 | 0.052991 | 0.092466 | 0.14328 | 0
F5_Industrial_Other Industrial_New_Process_Natural Gas_Gas Boiler - Hot Water Reset_A_Technical Potential | F5 | Industrial | Other Industrial | New | Process | Natural Gas | Gas Boiler - Hot Water Reset | A | Incremental Summer Peak Savings (MW) | Technical Potential | 0 | 0 | 0 | 0 | 0 | 0 | 0 | 0 | 0 | 0 | 0 | 0 | 0 | 0 | 0 | 0 | 0 | 0 | 0 | 0 | 0 | 0 | 0
F6_Industrial_Other Industrial_New_Process_Natural Gas_Gas Boiler - Hot Water Reset_A_Technical Potential | F6 | Industrial | Other Industrial | New | Process | Natural Gas | Gas Boiler - Hot Water Reset | A | Incremental Winter Peak Savings (MW) | Technical Potential | 0 | 0 | 0 | 0 | 0 | 0 | 0 | 0 | 0 | 0 | 0 | 0 | 0 | 0 | 0 | 0 | 0 | 0 | 0 | 0 | 0 | 0 | 0
F7_Industrial_Other Industrial_New_Process_Natural Gas_Gas Boiler - Hot Water Reset_A_Technical Potential | F7 | Industrial | Other Industrial | New | Process | Natural Gas | Gas Boiler - Hot Water Reset | A | Cumulative Energy Savings (MWh or mTherms) | Technical Potential | 0 | 0 | 0.024727 | 0.07771 | 0.17016 | 0.31343 | 0.50153 | 0.75495 | 1.0692 | 1.432 | 1.8032 | 2.1512 | 2.4426 | 2.6524 | 2.7809 | 2.8467 | 2.8762 | 2.8876 | 2.8876 | 2.8876 | 2.8876 | 2.8876 | 0
F8_Industrial_Other Industrial_New_Process_Natural Gas_Gas Boiler - Hot Water Reset_A_Technical Potential | F8 | Industrial | Other Industrial | New | Process | Natural Gas | Gas Boiler - Hot Water Reset | A | Cumulative Summer Peak Savings (MW) | Technical Potential | 0 | 0 | 0 | 0 | 0 | 0 | 0 | 0 | 0 | 0 | 0 | 0 | 0 | 0 | 0 | 0 | 0 | 0 | 0 | 0 | 0 | 0 | 0
F9_Industrial_Other Industrial_New_Process_Natural Gas_Gas Boiler - Hot Water Reset_A_Technical Potential | F9 | Industrial | Other Industrial | New | Process | Natural Gas | Gas Boiler - Hot Water Reset | A | Cumulative Winter Peak Savings (MW) | Technical Potential | 0 | 0 | 0 | 0 | 0 | 0 | 0 | 0 | 0 | 0 | 0 | 0 | 0 | 0 | 0 | 0 | 0 | 0 | 0 | 0 | 0 | 0 | 0
F10_Industrial_Other Industrial_New_Process_Natural Gas_Gas Boiler - Hot Water Reset_A_Technical Potential | F10 | Industrial | Other Industrial | New | Process | Natural Gas | Gas Boiler - Hot Water Reset | A | Purchases (Incremental) | Technical Potential | 0 | 0 | 8.7422 | 18.7329 | 32.6879 | 50.65 | 66.4998 | 89.5907 | 111.1121 | 128.2516 | 131.2094 | 123.0157 | 103.0062 | 74.1688 | 45.4291 | 23.2563 | 10.4239 | 4.038 | 8.7422 | 18.7329 | 32.6879 | 50.65 | 0
F11_Industrial_Other Industrial_New_Process_Natural Gas_Gas Boiler - Hot Water Reset_A_Technical Potential | F11 | Industrial | Other Industrial | New | Process | Natural Gas | Gas Boiler - Hot Water Reset | A | Purchases (Cumulative) | Technical Potential | 0 | 0 | 8.7422 | 27.4751 | 60.163 | 110.813 | 177.3129 | 266.9036 | 378.0157 | 506.2673 | 637.4767 | 760.4925 | 863.4987 | 937.6675 | 983.0967 | 1006.3529 | 1016.7768 | 1020.8148 | 1020.8148 | 1020.8148 | 1020.8148 | 1020.8148 | 0
F1_Industrial_Other Industrial_New_Space Heating_Natural Gas_Steam Trap Maintenance_A_Technical Potential | F1 | Industrial | Other Industrial | New | Space Heating | Natural Gas | Steam Trap Maintenance | A | Integrated Unit Energy Savings (kWh or therms) | Technical Potential | 0 | 0 | 2.4982 | 2.3519 | 2.2947 | 2.2613 | 2.2484 | 2.237 | 2.2285 | 2.2209 | 2.2164 | 2.2119 | 2.203 | 2.1959 | 2.1882 | 2.195 | 2.199 | 2.1988 | 2.203 | 2.2023 | 2.2034 | 2.2013 | 0
F2_Industrial_Other Industrial_New_Space Heating_Natural Gas_Steam Trap Maintenance_A_Technical Potential | F2 | Industrial | Other Industrial | New | Space Heating | Natural Gas | Steam Trap Maintenance | A | Integrated Unit Summer Peak Savings (kW) | Technical Potential | 0 | 0 | 0 | 0 | 0 | 0 | 0 | 0 | 0 | 0 | 0 | 0 | 0 | 0 | 0 | 0 | 0 | 0 | 0 | 0 | 0 | 0 | 0
F3_Industrial_Other Industrial_New_Space Heating_Natural Gas_Steam Trap Maintenance_A_Technical Potential | F3 | Industrial | Other Industrial | New | Space Heating | Natural Gas | Steam Trap Maintenance | A | Integrated Unit Winter Peak Savings (kW) | Technical Potential | 0 | 0 | 0 | 0 | 0 | 0 | 0 | 0 | 0 | 0 | 0 | 0 | 0 | 0 | 0 | 0 | 0 | 0 | 0 | 0 | 0 | 0 | 0
F4_Industrial_Other Industrial_New_Space Heating_Natural Gas_Steam Trap Maintenance_A_Technical Potential | F4 | Industrial | Other Industrial | New | Space Heating | Natural Gas | Steam Trap Maintenance | A | Incremental Energy Savings (MWh or mTherms) | Technical Potential | 0 | 0 | 0 | 0 | 0 | 0 | 0 | 0 | 0 | 0 | 0 | 0 | 0 | 0 | 0 | 0 | 0 | 0 | 0 | 0 | 0 | 0 | 0
F5_Industrial_Other Industrial_New_Space Heating_Natural Gas_Steam Trap Maintenance_A_Technical Potential | F5 | Industrial | Other Industrial | New | Space Heating | Natural Gas | Steam Trap Maintenance | A | Incremental Summer Peak Savings (MW) | Technical Potential | 0 | 0 | 0 | 0 | 0 | 0 | 0 | 0 | 0 | 0 | 0 | 0 | 0 | 0 | 0 | 0 | 0 | 0 | 0 | 0 | 0 | 0 | 0
F6_Industrial_Other Industrial_New_Space Heating_Natural Gas_Steam Trap Maintenance_A_Technical Potential | F6 | Industrial | Other Industrial | New | Space Heating | Natural Gas | Steam Trap Maintenance | A | Incremental Winter Peak Savings (MW) | Technical Potential | 0 | 0 | 0 | 0 | 0 | 0 | 0 | 0 | 0 | 0 | 0 | 0 | 0 | 0 | 0 | 0 | 0 | 0 | 0 | 0 | 0 | 0 | 0
F7_Industrial_Other Industrial_New_Space Heating_Natural Gas_Steam Trap Maintenance_A_Technical Potential | F7 | Industrial | Other Industrial | New | Space Heating | Natural Gas | Steam Trap Maintenance | A | Cumulative Energy Savings (MWh or mTherms) | Technical Potential | 0 | 0 | 0 | 0 | 0 | 0 | 0 | 0 | 0 | 0 | 0 | 0 | 0 | 0 | 0 | 0 | 0 | 0 | 0 | 0 | 0 | 0 | 0
F8_Industrial_Other Industrial_New_Space Heating_Natural Gas_Steam Trap Maintenance_A_Technical Potential | F8 | Industrial | Other Industrial | New | Space Heating | Natural Gas | Steam Trap Maintenance | A | Cumulative Summer Peak Savings (MW) | Technical Potential | 0 | 0 | 0 | 0 | 0 | 0 | 0 | 0 | 0 | 0 | 0 | 0 | 0 | 0 | 0 | 0 | 0 | 0 | 0 | 0 | 0 | 0 | 0
F9_Industrial_Other Industrial_New_Space Heating_Natural Gas_Steam Trap Maintenance_A_Technical Potential | F9 | Industrial | Other Industrial | New | Space Heating | Natural Gas | Steam Trap Maintenance | A | Cumulative Winter Peak Savings (MW) | Technical Potential | 0 | 0 | 0 | 0 | 0 | 0 | 0 | 0 | 0 | 0 | 0 | 0 | 0 | 0 | 0 | 0 | 0 | 0 | 0 | 0 | 0 | 0 | 0
F10_Industrial_Other Industrial_New_Space Heating_Natural Gas_Steam Trap Maintenance_A_Technical Potential | F10 | Industrial | Other Industrial | New | Space Heating | Natural Gas | Steam Trap Maintenance | A | Purchases (Incremental) | Technical Potential | 0 | 0 | 0 | 0 | 0 | 0 | 0 | 0 | 0 | 0 | 0 | 0 | 0 | 0 | 0 | 0 | 0 | 0 | 0 | 0 | 0 | 0 | 0
F11_Industrial_Other Industrial_New_Space Heating_Natural Gas_Steam Trap Maintenance_A_Technical Potential | F11 | Industrial | Other Industrial | New | Space Heating | Natural Gas | Steam Trap Maintenance | A | Purchases (Cumulative) | Technical Potential | 0 | 0 | 0 | 0 | 0 | 0 | 0 | 0 | 0 | 0 | 0 | 0 | 0 | 0 | 0 | 0 | 0 | 0 | 0 | 0 | 0 | 0 | 0
F1_Industrial_Other Industrial_New_Process_Natural Gas_Steam Trap Maintenance_A_Technical Potential | F1 | Industrial | Other Industrial | New | Process | Natural Gas | Steam Trap Maintenance | A | Integrated Unit Energy Savings (kWh or therms) | Technical Potential | 0 | 0 | 1.9985 | 1.9984 | 1.9984 | 1.9985 | 1.9985 | 1.9985 | 1.9986 | 1.9986 | 1.9986 | 1.9986 | 1.9986 | 1.9986 | 1.9986 | 1.9986 | 1.9987 | 1.9987 | 1.9987 | 1.9987 | 1.9987 | 1.9987 | 0
F2_Industrial_Other Industrial_New_Process_Natural Gas_Steam Trap Maintenance_A_Technical Potential | F2 | Industrial | Other Industrial | New | Process | Natural Gas | Steam Trap Maintenance | A | Integrated Unit Summer Peak Savings (kW) | Technical Potential | 0 | 0 | 0 | 0 | 0 | 0 | 0 | 0 | 0 | 0 | 0 | 0 | 0 | 0 | 0 | 0 | 0 | 0 | 0 | 0 | 0 | 0 | 0
F3_Industrial_Other Industrial_New_Process_Natural Gas_Steam Trap Maintenance_A_Technical Potential | F3 | Industrial | Other Industrial | New | Process | Natural Gas | Steam Trap Maintenance | A | Integrated Unit Winter Peak Savings (kW) | Technical Potential | 0 | 0 | 0 | 0 | 0 | 0 | 0 | 0 | 0 | 0 | 0 | 0 | 0 | 0 | 0 | 0 | 0 | 0 | 0 | 0 | 0 | 0 | 0
F4_Industrial_Other Industrial_New_Process_Natural Gas_Steam Trap Maintenance_A_Technical Potential | F4 | Industrial | Other Industrial | New | Process | Natural Gas | Steam Trap Maintenance | A | Incremental Energy Savings (MWh or mTherms) | Technical Potential | 0 | 0 | 0 | 0 | 0 | 0 | 0 | 0 | 0 | 0 | 0 | 0 | 0 | 0 | 0 | 0 | 0 | 0 | 0 | 0 | 0 | 0 | 0
F5_Industrial_Other Industrial_New_Process_Natural Gas_Steam Trap Maintenance_A_Technical Potential | F5 | Industrial | Other Industrial | New | Process | Natural Gas | Steam Trap Maintenance | A | Incremental Summer Peak Savings (MW) | Technical Potential | 0 | 0 | 0 | 0 | 0 | 0 | 0 | 0 | 0 | 0 | 0 | 0 | 0 | 0 | 0 | 0 | 0 | 0 | 0 | 0 | 0 | 0 | 0
F6_Industrial_Other Industrial_New_Process_Natural Gas_Steam Trap Maintenance_A_Technical Potential | F6 | Industrial | Other Industrial | New | Process | Natural Gas | Steam Trap Maintenance | A | Incremental Winter Peak Savings (MW) | Technical Potential | 0 | 0 | 0 | 0 | 0 | 0 | 0 | 0 | 0 | 0 | 0 | 0 | 0 | 0 | 0 | 0 | 0 | 0 | 0 | 0 | 0 | 0 | 0
F7_Industrial_Other Industrial_New_Process_Natural Gas_Steam Trap Maintenance_A_Technical Potential | F7 | Industrial | Other Industrial | New | Process | Natural Gas | Steam Trap Maintenance | A | Cumulative Energy Savings (MWh or mTherms) | Technical Potential | 0 | 0 | 0 | 0 | 0 | 0 | 0 | 0 | 0 | 0 | 0 | 0 | 0 | 0 | 0 | 0 | 0 | 0 | 0 | 0 | 0 | 0 | 0
F8_Industrial_Other Industrial_New_Process_Natural Gas_Steam Trap Maintenance_A_Technical Potential | F8 | Industrial | Other Industrial | New | Process | Natural Gas | Steam Trap Maintenance | A | Cumulative Summer Peak Savings (MW) | Technical Potential | 0 | 0 | 0 | 0 | 0 | 0 | 0 | 0 | 0 | 0 | 0 | 0 | 0 | 0 | 0 | 0 | 0 | 0 | 0 | 0 | 0 | 0 | 0
F9_Industrial_Other Industrial_New_Process_Natural Gas_Steam Trap Maintenance_A_Technical Potential | F9 | Industrial | Other Industrial | New | Process | Natural Gas | Steam Trap Maintenance | A | Cumulative Winter Peak Savings (MW) | Technical Potential | 0 | 0 | 0 | 0 | 0 | 0 | 0 | 0 | 0 | 0 | 0 | 0 | 0 | 0 | 0 | 0 | 0 | 0 | 0 | 0 | 0 | 0 | 0
F10_Industrial_Other Industrial_New_Process_Natural Gas_Steam Trap Maintenance_A_Technical Potential | F10 | Industrial | Other Industrial | New | Process | Natural Gas | Steam Trap Maintenance | A | Purchases (Incremental) | Technical Potential | 0 | 0 | 0 | 0 | 0 | 0 | 0 | 0 | 0 | 0 | 0 | 0 | 0 | 0 | 0 | 0 | 0 | 0 | 0 | 0 | 0 | 0 | 0
F11_Industrial_Other Industrial_New_Process_Natural Gas_Steam Trap Maintenance_A_Technical Potential | F11 | Industrial | Other Industrial | New | Process | Natural Gas | Steam Trap Maintenance | A | Purchases (Cumulative) | Technical Potential | 0 | 0 | 0 | 0 | 0 | 0 | 0 | 0 | 0 | 0 | 0 | 0 | 0 | 0 | 0 | 0 | 0 | 0 | 0 | 0 | 0 | 0 | 0
F1_Industrial_Other Industrial_New_Space Heating_Natural Gas_Gas Boiler - High Turndown_A_Technical Potential | F1 | Industrial | Other Industrial | New | Space Heating | Natural Gas | Gas Boiler - High Turndown | A | Integrated Unit Energy Savings (kWh or therms) | Technical Potential | 0 | 0 | 2.6468 | 2.4886 | 2.4247 | 2.3857 | 2.3664 | 2.3487 | 2.333 | 2.3175 | 2.3031 | 2.2882 | 2.2679 | 2.2501 | 2.2305 | 2.2278 | 2.2242 | 2.2197 | 2.2199 | 2.2188 | 2.2213 | 2.2219 | 0
F2_Industrial_Other Industrial_New_Space Heating_Natural Gas_Gas Boiler - High Turndown_A_Technical Potential | F2 | Industrial | Other Industrial | New | Space Heating | Natural Gas | Gas Boiler - High Turndown | A | Integrated Unit Summer Peak Savings (kW) | Technical Potential | 0 | 0 | 0 | 0 | 0 | 0 | 0 | 0 | 0 | 0 | 0 | 0 | 0 | 0 | 0 | 0 | 0 | 0 | 0 | 0 | 0 | 0 | 0
F3_Industrial_Other Industrial_New_Space Heating_Natural Gas_Gas Boiler - High Turndown_A_Technical Potential | F3 | Industrial | Other Industrial | New | Space Heating | Natural Gas | Gas Boiler - High Turndown | A | Integrated Unit Winter Peak Savings (kW) | Technical Potential | 0 | 0 | 0 | 0 | 0 | 0 | 0 | 0 | 0 | 0 | 0 | 0 | 0 | 0 | 0 | 0 | 0 | 0 | 0 | 0 | 0 | 0 | 0
F4_Industrial_Other Industrial_New_Space Heating_Natural Gas_Gas Boiler - High Turndown_A_Technical Potential | F4 | Industrial | Other Industrial | New | Space Heating | Natural Gas | Gas Boiler - High Turndown | A | Incremental Energy Savings (MWh or mTherms) | Technical Potential | 0 | 0 | 0.0024389 | 0.004002 | 0.00556 | 0.0073024 | 0.0083373 | 0.0085821 | 0.0077099 | 0.0069229 | 0.0059749 | 0.0051798 | 0.0044442 | 0.0038377 | 0.0032105 | 0.0027275 | 0.0023078 | 0.0020454 | 0.0035699 | 0.0050879 | 0.006799 | 0.0078282 | 0
F5_Industrial_Other Industrial_New_Space Heating_Natural Gas_Gas Boiler - High Turndown_A_Technical Potential | F5 | Industrial | Other Industrial | New | Space Heating | Natural Gas | Gas Boiler - High Turndown | A | Incremental Summer Peak Savings (MW) | Technical Potential | 0 | 0 | 0 | 0 | 0 | 0 | 0 | 0 | 0 | 0 | 0 | 0 | 0 | 0 | 0 | 0 | 0 | 0 | 0 | 0 | 0 | 0 | 0
F6_Industrial_Other Industrial_New_Space Heating_Natural Gas_Gas Boiler - High Turndown_A_Technical Potential | F6 | Industrial | Other Industrial | New | Space Heating | Natural Gas | Gas Boiler - High Turndown | A | Incremental Winter Peak Savings (MW) | Technical Potential | 0 | 0 | 0 | 0 | 0 | 0 | 0 | 0 | 0 | 0 | 0 | 0 | 0 | 0 | 0 | 0 | 0 | 0 | 0 | 0 | 0 | 0 | 0
F7_Industrial_Other Industrial_New_Space Heating_Natural Gas_Gas Boiler - High Turndown_A_Technical Potential | F7 | Industrial | Other Industrial | New | Space Heating | Natural Gas | Gas Boiler - High Turndown | A | Cumulative Energy Savings (MWh or mTherms) | Technical Potential | 0 | 0 | 0.0024389 | 0.0062952 | 0.011693 | 0.018808 | 0.026993 | 0.035373 | 0.042846 | 0.049485 | 0.055151 | 0.059974 | 0.063887 | 0.067223 | 0.06985 | 0.072492 | 0.074681 | 0.074532 | 0.074539 | 0.074501 | 0.074584 | 0.074605 | 0
F8_Industrial_Other Industrial_New_Space Heating_Natural Gas_Gas Boiler - High Turndown_A_Technical Potential | F8 | Industrial | Other Industrial | New | Space Heating | Natural Gas | Gas Boiler - High Turndown | A | Cumulative Summer Peak Savings (MW) | Technical Potential | 0 | 0 | 0 | 0 | 0 | 0 | 0 | 0 | 0 | 0 | 0 | 0 | 0 | 0 | 0 | 0 | 0 | 0 | 0 | 0 | 0 | 0 | 0
F9_Industrial_Other Industrial_New_Space Heating_Natural Gas_Gas Boiler - High Turndown_A_Technical Potential | F9 | Industrial | Other Industrial | New | Space Heating | Natural Gas | Gas Boiler - High Turndown | A | Cumulative Winter Peak Savings (MW) | Technical Potential | 0 | 0 | 0 | 0 | 0 | 0 | 0 | 0 | 0 | 0 | 0 | 0 | 0 | 0 | 0 | 0 | 0 | 0 | 0 | 0 | 0 | 0 | 0
F10_Industrial_Other Industrial_New_Space Heating_Natural Gas_Gas Boiler - High Turndown_A_Technical Potential | F10 | Industrial | Other Industrial | New | Space Heating | Natural Gas | Gas Boiler - High Turndown | A | Purchases (Incremental) | Technical Potential | 0 | 0 | 0.92146 | 1.6081 | 2.2931 | 3.0608 | 3.5232 | 3.654 | 3.3048 | 2.9872 | 2.5944 | 2.2637 | 1.9596 | 1.7056 | 1.4393 | 1.2243 | 1.0376 | 0.92146 | 1.6081 | 2.2931 | 3.0608 | 3.5232 | 0
F11_Industrial_Other Industrial_New_Space Heating_Natural Gas_Gas Boiler - High Turndown_A_Technical Potential | F11 | Industrial | Other Industrial | New | Space Heating | Natural Gas | Gas Boiler - High Turndown | A | Purchases (Cumulative) | Technical Potential | 0 | 0 | 0.92146 | 2.5296 | 4.8227 | 7.8835 | 11.4067 | 15.0607 | 18.3655 | 21.3527 | 23.947 | 26.2107 | 28.1703 | 29.8759 | 31.3153 | 32.5396 | 33.5772 | 33.5772 | 33.5772 | 33.5772 | 33.5772 | 33.5772 | 0
F1_Industrial_Other Industrial_New_Process_Natural Gas_Gas Boiler - High Turndown_A_Technical Potential | F1 | Industrial | Other Industrial | New | Process | Natural Gas | Gas Boiler - High Turndown | A | Integrated Unit Energy Savings (kWh or therms) | Technical Potential | 0 | 0 | 2.1147 | 2.1107 | 2.107 | 2.1037 | 2.0989 | 2.0954 | 2.0925 | 2.0905 | 2.0882 | 2.0866 | 2.0855 | 2.0851 | 2.0841 | 2.0837 | 2.0834 | 2.0838 | 2.0837 | 2.084 | 2.0842 | 2.0842 | 0
F2_Industrial_Other Industrial_New_Process_Natural Gas_Gas Boiler - High Turndown_A_Technical Potential | F2 | Industrial | Other Industrial | New | Process | Natural Gas | Gas Boiler - High Turndown | A | Integrated Unit Summer Peak Savings (kW) | Technical Potential | 0 | 0 | 0 | 0 | 0 | 0 | 0 | 0 | 0 | 0 | 0 | 0 | 0 | 0 | 0 | 0 | 0 | 0 | 0 | 0 | 0 | 0 | 0
F3_Industrial_Other Industrial_New_Process_Natural Gas_Gas Boiler - High Turndown_A_Technical Potential | F3 | Industrial | Other Industrial | New | Process | Natural Gas | Gas Boiler - High Turndown | A | Integrated Unit Winter Peak Savings (kW) | Technical Potential | 0 | 0 | 0 | 0 | 0 | 0 | 0 | 0 | 0 | 0 | 0 | 0 | 0 | 0 | 0 | 0 | 0 | 0 | 0 | 0 | 0 | 0 | 0
F4_Industrial_Other Industrial_New_Process_Natural Gas_Gas Boiler - High Turndown_A_Technical Potential | F4 | Industrial | Other Industrial | New | Process | Natural Gas | Gas Boiler - High Turndown | A | Incremental Energy Savings (MWh or mTherms) | Technical Potential | 0 | 0 | 0.028215 | 0.049147 | 0.069957 | 0.093231 | 0.10707 | 0.11086 | 0.10013 | 0.090418 | 0.07844 | 0.068394 | 0.059173 | 0.051492 | 0.043434 | 0.036937 | 0.031302 | 0.027803 | 0.048518 | 0.069193 | 0.092367 | 0.10632 | 0
F5_Industrial_Other Industrial_New_Process_Natural Gas_Gas Boiler - High Turndown_A_Technical Potential | F5 | Industrial | Other Industrial | New | Process | Natural Gas | Gas Boiler - High Turndown | A | Incremental Summer Peak Savings (MW) | Technical Potential | 0 | 0 | 0 | 0 | 0 | 0 | 0 | 0 | 0 | 0 | 0 | 0 | 0 | 0 | 0 | 0 | 0 | 0 | 0 | 0 | 0 | 0 | 0
F6_Industrial_Other Industrial_New_Process_Natural Gas_Gas Boiler - High Turndown_A_Technical Potential | F6 | Industrial | Other Industrial | New | Process | Natural Gas | Gas Boiler - High Turndown | A | Incremental Winter Peak Savings (MW) | Technical Potential | 0 | 0 | 0 | 0 | 0 | 0 | 0 | 0 | 0 | 0 | 0 | 0 | 0 | 0 | 0 | 0 | 0 | 0 | 0 | 0 | 0 | 0 | 0
F7_Industrial_Other Industrial_New_Process_Natural Gas_Gas Boiler - High Turndown_A_Technical Potential | F7 | Industrial | Other Industrial | New | Process | Natural Gas | Gas Boiler - High Turndown | A | Cumulative Energy Savings (MWh or mTherms) | Technical Potential | 0 | 0 | 0.028215 | 0.077309 | 0.14713 | 0.24013 | 0.34666 | 0.45694 | 0.55644 | 0.64632 | 0.72404 | 0.7919 | 0.85064 | 0.90196 | 0.94497 | 0.98174 | 1.0129 | 1.0131 | 1.013 | 1.0132 | 1.0133 | 1.0133 | 0
F8_Industrial_Other Industrial_New_Process_Natural Gas_Gas Boiler - High Turndown_A_Technical Potential | F8 | Industrial | Other Industrial | New | Process | Natural Gas | Gas Boiler - High Turndown | A | Cumulative Summer Peak Savings (MW) | Technical Potential | 0 | 0 | 0 | 0 | 0 | 0 | 0 | 0 | 0 | 0 | 0 | 0 | 0 | 0 | 0 | 0 | 0 | 0 | 0 | 0 | 0 | 0 | 0
F9_Industrial_Other Industrial_New_Process_Natural Gas_Gas Boiler - High Turndown_A_Technical Potential | F9 | Industrial | Other Industrial | New | Process | Natural Gas | Gas Boiler - High Turndown | A | Cumulative Winter Peak Savings (MW) | Technical Potential | 0 | 0 | 0 | 0 | 0 | 0 | 0 | 0 | 0 | 0 | 0 | 0 | 0 | 0 | 0 | 0 | 0 | 0 | 0 | 0 | 0 | 0 | 0
F10_Industrial_Other Industrial_New_Process_Natural Gas_Gas Boiler - High Turndown_A_Technical Potential | F10 | Industrial | Other Industrial | New | Process | Natural Gas | Gas Boiler - High Turndown | A | Purchases (Incremental) | Technical Potential | 0 | 0 | 13.342 | 23.2843 | 33.2022 | 44.3186 | 51.0133 | 52.9065 | 47.8503 | 43.2522 | 37.5642 | 32.7771 | 28.3734 | 24.6955 | 20.8406 | 17.7267 | 15.024 | 13.342 | 23.2843 | 33.2022 | 44.3186 | 51.0133 | 0
F11_Industrial_Other Industrial_New_Process_Natural Gas_Gas Boiler - High Turndown_A_Technical Potential | F11 | Industrial | Other Industrial | New | Process | Natural Gas | Gas Boiler - High Turndown | A | Purchases (Cumulative) | Technical Potential | 0 | 0 | 13.342 | 36.6263 | 69.8284 | 114.147 | 165.1603 | 218.0669 | 265.9172 | 309.1694 | 346.7336 | 379.5107 | 407.8841 | 432.5796 | 453.4203 | 471.1469 | 486.171 | 486.171 | 486.171 | 486.171 | 486.171 | 486.171 | 0
F1_Industrial_Other Industrial_New_Space Heating_Natural Gas_Gas Boiler - Burner Control Optimization_A_Technical Potential | F1 | Industrial | Other Industrial | New | Space Heating | Natural Gas | Gas Boiler - Burner Control Optimization | A | Integrated Unit Energy Savings (kWh or therms) | Technical Potential | 0 | 0 | 0.76753 | 0.72165 | 0.70308 | 0.69178 | 0.68614 | 0.681 | 0.67642 | 0.67194 | 0.66774 | 0.66342 | 0.65755 | 0.65238 | 0.64672 | 0.64593 | 0.64488 | 0.6436 | 0.64366 | 0.64335 | 0.64407 | 0.64425 | 0
F2_Industrial_Other Industrial_New_Space Heating_Natural Gas_Gas Boiler - Burner Control Optimization_A_Technical Potential | F2 | Industrial | Other Industrial | New | Space Heating | Natural Gas | Gas Boiler - Burner Control Optimization | A | Integrated Unit Summer Peak Savings (kW) | Technical Potential | 0 | 0 | 0 | 0 | 0 | 0 | 0 | 0 | 0 | 0 | 0 | 0 | 0 | 0 | 0 | 0 | 0 | 0 | 0 | 0 | 0 | 0 | 0
F3_Industrial_Other Industrial_New_Space Heating_Natural Gas_Gas Boiler - Burner Control Optimization_A_Technical Potential | F3 | Industrial | Other Industrial | New | Space Heating | Natural Gas | Gas Boiler - Burner Control Optimization | A | Integrated Unit Winter Peak Savings (kW) | Technical Potential | 0 | 0 | 0 | 0 | 0 | 0 | 0 | 0 | 0 | 0 | 0 | 0 | 0 | 0 | 0 | 0 | 0 | 0 | 0 | 0 | 0 | 0 | 0
F4_Industrial_Other Industrial_New_Space Heating_Natural Gas_Gas Boiler - Burner Control Optimization_A_Technical Potential | F4 | Industrial | Other Industrial | New | Space Heating | Natural Gas | Gas Boiler - Burner Control Optimization | A | Incremental Energy Savings (MWh or mTherms) | Technical Potential | 0 | 0 | 0.00019078 | 0.00049208 | 0.0013673 | 0.0031425 | 0.0055809 | 0.008936 | 0.012771 | 0.016724 | 0.01943 | 0.021055 | 0.021076 | 0.019906 | 0.017143 | 0.014159 | 0.011035 | 0.0082124 | 0.0056971 | 0.0037974 | 0.0024171 | 0.0017066 | 0
F5_Industrial_Other Industrial_New_Space Heating_Natural Gas_Gas Boiler - Burner Control Optimization_A_Technical Potential | F5 | Industrial | Other Industrial | New | Space Heating | Natural Gas | Gas Boiler - Burner Control Optimization | A | Incremental Summer Peak Savings (MW) | Technical Potential | 0 | 0 | 0 | 0 | 0 | 0 | 0 | 0 | 0 | 0 | 0 | 0 | 0 | 0 | 0 | 0 | 0 | 0 | 0 | 0 | 0 | 0 | 0
F6_Industrial_Other Industrial_New_Space Heating_Natural Gas_Gas Boiler - Burner Control Optimization_A_Technical Potential | F6 | Industrial | Other Industrial | New | Space Heating | Natural Gas | Gas Boiler - Burner Control Optimization | A | Incremental Winter Peak Savings (MW) | Technical Potential | 0 | 0 | 0 | 0 | 0 | 0 | 0 | 0 | 0 | 0 | 0 | 0 | 0 | 0 | 0 | 0 | 0 | 0 | 0 | 0 | 0 | 0 | 0
F7_Industrial_Other Industrial_New_Space Heating_Natural Gas_Gas Boiler - Burner Control Optimization_A_Technical Potential | F7 | Industrial | Other Industrial | New | Space Heating | Natural Gas | Gas Boiler - Burner Control Optimization | A | Cumulative Energy Savings (MWh or mTherms) | Technical Potential | 0 | 0 | 0.00019078 | 0.00067146 | 0.0020215 | 0.0051314 | 0.01067 | 0.019527 | 0.032167 | 0.048677 | 0.067803 | 0.08842 | 0.10871 | 0.12776 | 0.1438 | 0.15778 | 0.16856 | 0.17644 | 0.18215 | 0.18586 | 0.18832 | 0.18964 | 0
F8_Industrial_Other Industrial_New_Space Heating_Natural Gas_Gas Boiler - Burner Control Optimization_A_Technical Potential | F8 | Industrial | Other Industrial | New | Space Heating | Natural Gas | Gas Boiler - Burner Control Optimization | A | Cumulative Summer Peak Savings (MW) | Technical Potential | 0 | 0 | 0 | 0 | 0 | 0 | 0 | 0 | 0 | 0 | 0 | 0 | 0 | 0 | 0 | 0 | 0 | 0 | 0 | 0 | 0 | 0 | 0
F9_Industrial_Other Industrial_New_Space Heating_Natural Gas_Gas Boiler - Burner Control Optimization_A_Technical Potential | F9 | Industrial | Other Industrial | New | Space Heating | Natural Gas | Gas Boiler - Burner Control Optimization | A | Cumulative Winter Peak Savings (MW) | Technical Potential | 0 | 0 | 0 | 0 | 0 | 0 | 0 | 0 | 0 | 0 | 0 | 0 | 0 | 0 | 0 | 0 | 0 | 0 | 0 | 0 | 0 | 0 | 0
F10_Industrial_Other Industrial_New_Space Heating_Natural Gas_Gas Boiler - Burner Control Optimization_A_Technical Potential | F10 | Industrial | Other Industrial | New | Space Heating | Natural Gas | Gas Boiler - Burner Control Optimization | A | Purchases (Incremental) | Technical Potential | 0 | 0 | 0.24857 | 0.68189 | 1.9447 | 4.5426 | 8.1337 | 13.122 | 18.8808 | 24.8886 | 29.0978 | 31.7371 | 32.052 | 30.5127 | 26.5071 | 21.9201 | 17.1114 | 12.7601 | 8.8512 | 5.9026 | 3.7528 | 2.6489 | 0
F11_Industrial_Other Industrial_New_Space Heating_Natural Gas_Gas Boiler - Burner Control Optimization_A_Technical Potential | F11 | Industrial | Other Industrial | New | Space Heating | Natural Gas | Gas Boiler - Burner Control Optimization | A | Purchases (Cumulative) | Technical Potential | 0 | 0 | 0.24857 | 0.93046 | 2.8751 | 7.4177 | 15.5514 | 28.6734 | 47.5542 | 72.4427 | 101.5406 | 133.2777 | 165.3297 | 195.8423 | 222.3494 | 244.2695 | 261.381 | 274.1411 | 282.9922 | 288.8949 | 292.3991 | 294.3661 | 0
F1_Industrial_Other Industrial_New_Process_Natural Gas_Gas Boiler - Burner Control Optimization_A_Technical Potential | F1 | Industrial | Other Industrial | New | Process | Natural Gas | Gas Boiler - Burner Control Optimization | A | Integrated Unit Energy Savings (kWh or therms) | Technical Potential | 0 | 0 | 0.61311 | 0.61186 | 0.61068 | 0.60964 | 0.60816 | 0.60706 | 0.60618 | 0.60558 | 0.60488 | 0.60444 | 0.60411 | 0.60401 | 0.60373 | 0.60363 | 0.60357 | 0.60372 | 0.60371 | 0.60382 | 0.60389 | 0.60393 | 0
F2_Industrial_Other Industrial_New_Process_Natural Gas_Gas Boiler - Burner Control Optimization_A_Technical Potential | F2 | Industrial | Other Industrial | New | Process | Natural Gas | Gas Boiler - Burner Control Optimization | A | Integrated Unit Summer Peak Savings (kW) | Technical Potential | 0 | 0 | 0 | 0 | 0 | 0 | 0 | 0 | 0 | 0 | 0 | 0 | 0 | 0 | 0 | 0 | 0 | 0 | 0 | 0 | 0 | 0 | 0
F3_Industrial_Other Industrial_New_Process_Natural Gas_Gas Boiler - Burner Control Optimization_A_Technical Potential | F3 | Industrial | Other Industrial | New | Process | Natural Gas | Gas Boiler - Burner Control Optimization | A | Integrated Unit Winter Peak Savings (kW) | Technical Potential | 0 | 0 | 0 | 0 | 0 | 0 | 0 | 0 | 0 | 0 | 0 | 0 | 0 | 0 | 0 | 0 | 0 | 0 | 0 | 0 | 0 | 0 | 0
F4_Industrial_Other Industrial_New_Process_Natural Gas_Gas Boiler - Burner Control Optimization_A_Technical Potential | F4 | Industrial | Other Industrial | New | Process | Natural Gas | Gas Boiler - Burner Control Optimization | A | Incremental Energy Savings (MWh or mTherms) | Technical Potential | 0 | 0 | 0.0022066 | 0.006041 | 0.017195 | 0.040098 | 0.071623 | 0.11534 | 0.16572 | 0.21823 | 0.25485 | 0.27776 | 0.28036 | 0.26685 | 0.23171 | 0.19158 | 0.14954 | 0.11154 | 0.07737 | 0.051605 | 0.032814 | 0.023163 | 0
F5_Industrial_Other Industrial_New_Process_Natural Gas_Gas Boiler - Burner Control Optimization_A_Technical Potential | F5 | Industrial | Other Industrial | New | Process | Natural Gas | Gas Boiler - Burner Control Optimization | A | Incremental Summer Peak Savings (MW) | Technical Potential | 0 | 0 | 0 | 0 | 0 | 0 | 0 | 0 | 0 | 0 | 0 | 0 | 0 | 0 | 0 | 0 | 0 | 0 | 0 | 0 | 0 | 0 | 0
F6_Industrial_Other Industrial_New_Process_Natural Gas_Gas Boiler - Burner Control Optimization_A_Technical Potential | F6 | Industrial | Other Industrial | New | Process | Natural Gas | Gas Boiler - Burner Control Optimization | A | Incremental Winter Peak Savings (MW) | Technical Potential | 0 | 0 | 0 | 0 | 0 | 0 | 0 | 0 | 0 | 0 | 0 | 0 | 0 | 0 | 0 | 0 | 0 | 0 | 0 | 0 | 0 | 0 | 0
F7_Industrial_Other Industrial_New_Process_Natural Gas_Gas Boiler - Burner Control Optimization_A_Technical Potential | F7 | Industrial | Other Industrial | New | Process | Natural Gas | Gas Boiler - Burner Control Optimization | A | Cumulative Energy Savings (MWh or mTherms) | Technical Potential | 0 | 0 | 0.0022066 | 0.0082431 | 0.025423 | 0.065477 | 0.13694 | 0.25203 | 0.41739 | 0.6352 | 0.88932 | 1.1664 | 1.4461 | 1.7128 | 1.9437 | 2.1349 | 2.2843 | 2.3964 | 2.4737 | 2.5258 | 2.5567 | 2.5741 | 0
F8_Industrial_Other Industrial_New_Process_Natural Gas_Gas Boiler - Burner Control Optimization_A_Technical Potential | F8 | Industrial | Other Industrial | New | Process | Natural Gas | Gas Boiler - Burner Control Optimization | A | Cumulative Summer Peak Savings (MW) | Technical Potential | 0 | 0 | 0 | 0 | 0 | 0 | 0 | 0 | 0 | 0 | 0 | 0 | 0 | 0 | 0 | 0 | 0 | 0 | 0 | 0 | 0 | 0 | 0
F9_Industrial_Other Industrial_New_Process_Natural Gas_Gas Boiler - Burner Control Optimization_A_Technical Potential | F9 | Industrial | Other Industrial | New | Process | Natural Gas | Gas Boiler - Burner Control Optimization | A | Cumulative Winter Peak Savings (MW) | Technical Potential | 0 | 0 | 0 | 0 | 0 | 0 | 0 | 0 | 0 | 0 | 0 | 0 | 0 | 0 | 0 | 0 | 0 | 0 | 0 | 0 | 0 | 0 | 0
F10_Industrial_Other Industrial_New_Process_Natural Gas_Gas Boiler - Burner Control Optimization_A_Technical Potential | F10 | Industrial | Other Industrial | New | Process | Natural Gas | Gas Boiler - Burner Control Optimization | A | Purchases (Incremental) | Technical Potential | 0 | 0 | 3.5991 | 9.8732 | 28.1573 | 65.7732 | 117.7694 | 189.9956 | 273.3787 | 360.3666 | 421.3134 | 459.5281 | 464.087 | 441.7989 | 383.8011 | 317.386 | 247.7601 | 184.7564 | 128.1576 | 85.4652 | 54.3377 | 38.3542 | 0
F11_Industrial_Other Industrial_New_Process_Natural Gas_Gas Boiler - Burner Control Optimization_A_Technical Potential | F11 | Industrial | Other Industrial | New | Process | Natural Gas | Gas Boiler - Burner Control Optimization | A | Purchases (Cumulative) | Technical Potential | 0 | 0 | 3.5991 | 13.4723 | 41.6296 | 107.4028 | 225.1722 | 415.1678 | 688.5465 | 1048.9131 | 1470.2264 | 1929.7546 | 2393.8415 | 2835.6404 | 3219.4415 | 3536.8275 | 3784.5876 | 3969.344 | 4097.5016 | 4182.9668 | 4233.7054 | 4262.1864 | 0
F1_Industrial_Other Industrial_New_Space Heating_Natural Gas_HVAC - Demand Controlled Ventilation_A_Technical Potential | F1 | Industrial | Other Industrial | New | Space Heating | Natural Gas | HVAC - Demand Controlled Ventilation | A | Integrated Unit Energy Savings (kWh or therms) | Technical Potential | 0 | 0 | 0.067559 | 0.063603 | 0.062055 | 0.061153 | 0.060802 | 0.060496 | 0.060264 | 0.060061 | 0.059937 | 0.059818 | 0.059576 | 0.059382 | 0.059177 | 0.059358 | 0.059466 | 0.059463 | 0.059575 | 0.059557 | 0.059585 | 0.05953 | 0
F2_Industrial_Other Industrial_New_Space Heating_Natural Gas_HVAC - Demand Controlled Ventilation_A_Technical Potential | F2 | Industrial | Other Industrial | New | Space Heating | Natural Gas | HVAC - Demand Controlled Ventilation | A | Integrated Unit Summer Peak Savings (kW) | Technical Potential | 0 | 0 | 0 | 0 | 0 | 0 | 0 | 0 | 0 | 0 | 0 | 0 | 0 | 0 | 0 | 0 | 0 | 0 | 0 | 0 | 0 | 0 | 0
F3_Industrial_Other Industrial_New_Space Heating_Natural Gas_HVAC - Demand Controlled Ventilation_A_Technical Potential | F3 | Industrial | Other Industrial | New | Space Heating | Natural Gas | HVAC - Demand Controlled Ventilation | A | Integrated Unit Winter Peak Savings (kW) | Technical Potential | 0 | 0 | 0 | 0 | 0 | 0 | 0 | 0 | 0 | 0 | 0 | 0 | 0 | 0 | 0 | 0 | 0 | 0 | 0 | 0 | 0 | 0 | 0
F4_Industrial_Other Industrial_New_Space Heating_Natural Gas_HVAC - Demand Controlled Ventilation_A_Technical Potential | F4 | Industrial | Other Industrial | New | Space Heating | Natural Gas | HVAC - Demand Controlled Ventilation | A | Incremental Energy Savings (MWh or mTherms) | Technical Potential | 0 | 0 | 0.022754 | 0.037384 | 0.05201 | 0.068415 | 0.078297 | 0.089771 | 0.1011 | 0.11385 | 0.12334 | 0.13426 | 0.14469 | 0.1569 | 0.16494 | 0.17591 | 0.1867 | 0.19888 | 0.20732 | 0.2172 | 0.22697 | 0.23639 | 0
F5_Industrial_Other Industrial_New_Space Heating_Natural Gas_HVAC - Demand Controlled Ventilation_A_Technical Potential | F5 | Industrial | Other Industrial | New | Space Heating | Natural Gas | HVAC - Demand Controlled Ventilation | A | Incremental Summer Peak Savings (MW) | Technical Potential | 0 | 0 | 0 | 0 | 0 | 0 | 0 | 0 | 0 | 0 | 0 | 0 | 0 | 0 | 0 | 0 | 0 | 0 | 0 | 0 | 0 | 0 | 0
F6_Industrial_Other Industrial_New_Space Heating_Natural Gas_HVAC - Demand Controlled Ventilation_A_Technical Potential | F6 | Industrial | Other Industrial | New | Space Heating | Natural Gas | HVAC - Demand Controlled Ventilation | A | Incremental Winter Peak Savings (MW) | Technical Potential | 0 | 0 | 0 | 0 | 0 | 0 | 0 | 0 | 0 | 0 | 0 | 0 | 0 | 0 | 0 | 0 | 0 | 0 | 0 | 0 | 0 | 0 | 0
F7_Industrial_Other Industrial_New_Space Heating_Natural Gas_HVAC - Demand Controlled Ventilation_A_Technical Potential | F7 | Industrial | Other Industrial | New | Space Heating | Natural Gas | HVAC - Demand Controlled Ventilation | A | Cumulative Energy Savings (MWh or mTherms) | Technical Potential | 0 | 0 | 0.022754 | 0.058805 | 0.10938 | 0.17621 | 0.25349 | 0.34199 | 0.44178 | 0.55413 | 0.67633 | 0.80924 | 0.95066 | 1.1045 | 1.2656 | 1.4454 | 1.6347 | 1.8135 | 1.9892 | 2.1559 | 2.3172 | 2.4748 | 0
F8_Industrial_Other Industrial_New_Space Heating_Natural Gas_HVAC - Demand Controlled Ventilation_A_Technical Potential | F8 | Industrial | Other Industrial | New | Space Heating | Natural Gas | HVAC - Demand Controlled Ventilation | A | Cumulative Summer Peak Savings (MW) | Technical Potential | 0 | 0 | 0 | 0 | 0 | 0 | 0 | 0 | 0 | 0 | 0 | 0 | 0 | 0 | 0 | 0 | 0 | 0 | 0 | 0 | 0 | 0 | 0
F9_Industrial_Other Industrial_New_Space Heating_Natural Gas_HVAC - Demand Controlled Ventilation_A_Technical Potential | F9 | Industrial | Other Industrial | New | Space Heating | Natural Gas | HVAC - Demand Controlled Ventilation | A | Cumulative Winter Peak Savings (MW) | Technical Potential | 0 | 0 | 0 | 0 | 0 | 0 | 0 | 0 | 0 | 0 | 0 | 0 | 0 | 0 | 0 | 0 | 0 | 0 | 0 | 0 | 0 | 0 | 0
F10_Industrial_Other Industrial_New_Space Heating_Natural Gas_HVAC - Demand Controlled Ventilation_A_Technical Potential | F10 | Industrial | Other Industrial | New | Space Heating | Natural Gas | HVAC - Demand Controlled Ventilation | A | Purchases (Incremental) | Technical Potential | 0 | 0 | 336.7927 | 587.7669 | 838.1248 | 1118.7368 | 1287.7328 | 1483.9145 | 1677.6239 | 1895.517 | 2057.8026 | 2244.4533 | 2428.6284 | 2642.2768 | 2787.2807 | 2963.5128 | 3139.6114 | 3344.6141 | 3480.0244 | 3646.8819 | 3809.195 | 3971.0287 | 0
F11_Industrial_Other Industrial_New_Space Heating_Natural Gas_HVAC - Demand Controlled Ventilation_A_Technical Potential | F11 | Industrial | Other Industrial | New | Space Heating | Natural Gas | HVAC - Demand Controlled Ventilation | A | Purchases (Cumulative) | Technical Potential | 0 | 0 | 336.7927 | 924.5595 | 1762.6843 | 2881.4211 | 4169.1538 | 5653.0684 | 7330.6923 | 9226.2093 | 11284.0119 | 13528.4652 | 15957.0936 | 18599.3704 | 21386.6511 | 24350.1639 | 27489.7753 | 30497.5968 | 33389.8543 | 36198.6115 | 38889.0697 | 41572.3656 | 0
F1_Industrial_Other Industrial_New_Space Heating_Natural Gas_Gas Boiler - Stack Economizer_A_Technical Potential | F1 | Industrial | Other Industrial | New | Space Heating | Natural Gas | Gas Boiler - Stack Economizer | A | Integrated Unit Energy Savings (kWh or therms) | Technical Potential | 0 | 0 | 1.9323 | 1.817 | 1.7704 | 1.742 | 1.728 | 1.7152 | 1.7037 | 1.6925 | 1.6819 | 1.671 | 1.6562 | 1.6432 | 1.6289 | 1.6269 | 1.6243 | 1.621 | 1.6211 | 1.6203 | 1.622 | 1.6225 | 0
F2_Industrial_Other Industrial_New_Space Heating_Natural Gas_Gas Boiler - Stack Economizer_A_Technical Potential | F2 | Industrial | Other Industrial | New | Space Heating | Natural Gas | Gas Boiler - Stack Economizer | A | Integrated Unit Summer Peak Savings (kW) | Technical Potential | 0 | 0 | 0 | 0 | 0 | 0 | 0 | 0 | 0 | 0 | 0 | 0 | 0 | 0 | 0 | 0 | 0 | 0 | 0 | 0 | 0 | 0 | 0
F3_Industrial_Other Industrial_New_Space Heating_Natural Gas_Gas Boiler - Stack Economizer_A_Technical Potential | F3 | Industrial | Other Industrial | New | Space Heating | Natural Gas | Gas Boiler - Stack Economizer | A | Integrated Unit Winter Peak Savings (kW) | Technical Potential | 0 | 0 | 0 | 0 | 0 | 0 | 0 | 0 | 0 | 0 | 0 | 0 | 0 | 0 | 0 | 0 | 0 | 0 | 0 | 0 | 0 | 0 | 0
F4_Industrial_Other Industrial_New_Space Heating_Natural Gas_Gas Boiler - Stack Economizer_A_Technical Potential | F4 | Industrial | Other Industrial | New | Space Heating | Natural Gas | Gas Boiler - Stack Economizer | A | Incremental Energy Savings (MWh or mTherms) | Technical Potential | 0 | 0 | 0.0047482 | 0.0077918 | 0.010826 | 0.014219 | 0.016235 | 0.016713 | 0.015014 | 0.013482 | 0.011636 | 0.010088 | 0.0086549 | 0.0074737 | 0.0062523 | 0.0053115 | 0.0044943 | 0.0039831 | 0.0069518 | 0.0099078 | 0.013239 | 0.015243 | 0
F5_Industrial_Other Industrial_New_Space Heating_Natural Gas_Gas Boiler - Stack Economizer_A_Technical Potential | F5 | Industrial | Other Industrial | New | Space Heating | Natural Gas | Gas Boiler - Stack Economizer | A | Incremental Summer Peak Savings (MW) | Technical Potential | 0 | 0 | 0 | 0 | 0 | 0 | 0 | 0 | 0 | 0 | 0 | 0 | 0 | 0 | 0 | 0 | 0 | 0 | 0 | 0 | 0 | 0 | 0
F6_Industrial_Other Industrial_New_Space Heating_Natural Gas_Gas Boiler - Stack Economizer_A_Technical Potential | F6 | Industrial | Other Industrial | New | Space Heating | Natural Gas | Gas Boiler - Stack Economizer | A | Incremental Winter Peak Savings (MW) | Technical Potential | 0 | 0 | 0 | 0 | 0 | 0 | 0 | 0 | 0 | 0 | 0 | 0 | 0 | 0 | 0 | 0 | 0 | 0 | 0 | 0 | 0 | 0 | 0
F7_Industrial_Other Industrial_New_Space Heating_Natural Gas_Gas Boiler - Stack Economizer_A_Technical Potential | F7 | Industrial | Other Industrial | New | Space Heating | Natural Gas | Gas Boiler - Stack Economizer | A | Cumulative Energy Savings (MWh or mTherms) | Technical Potential | 0 | 0 | 0.0047482 | 0.012257 | 0.022768 | 0.036622 | 0.052563 | 0.068885 | 0.083439 | 0.09637 | 0.10741 | 0.1168 | 0.12442 | 0.13091 | 0.13603 | 0.14117 | 0.14543 | 0.14514 | 0.14515 | 0.14508 | 0.14524 | 0.14527 | 0
F8_Industrial_Other Industrial_New_Space Heating_Natural Gas_Gas Boiler - Stack Economizer_A_Technical Potential | F8 | Industrial | Other Industrial | New | Space Heating | Natural Gas | Gas Boiler - Stack Economizer | A | Cumulative Summer Peak Savings (MW) | Technical Potential | 0 | 0 | 0 | 0 | 0 | 0 | 0 | 0 | 0 | 0 | 0 | 0 | 0 | 0 | 0 | 0 | 0 | 0 | 0 | 0 | 0 | 0 | 0
F9_Industrial_Other Industrial_New_Space Heating_Natural Gas_Gas Boiler - Stack Economizer_A_Technical Potential | F9 | Industrial | Other Industrial | New | Space Heating | Natural Gas | Gas Boiler - Stack Economizer | A | Cumulative Winter Peak Savings (MW) | Technical Potential | 0 | 0 | 0 | 0 | 0 | 0 | 0 | 0 | 0 | 0 | 0 | 0 | 0 | 0 | 0 | 0 | 0 | 0 | 0 | 0 | 0 | 0 | 0
F10_Industrial_Other Industrial_New_Space Heating_Natural Gas_Gas Boiler - Stack Economizer_A_Technical Potential | F10 | Industrial | Other Industrial | New | Space Heating | Natural Gas | Gas Boiler - Stack Economizer | A | Purchases (Incremental) | Technical Potential | 0 | 0 | 2.4572 | 4.2883 | 6.1149 | 8.1622 | 9.3952 | 9.7439 | 8.8127 | 7.9659 | 6.9183 | 6.0366 | 5.2256 | 4.5482 | 3.8383 | 3.2648 | 2.767 | 2.4572 | 4.2883 | 6.1149 | 8.1622 | 9.3952 | 0
F11_Industrial_Other Industrial_New_Space Heating_Natural Gas_Gas Boiler - Stack Economizer_A_Technical Potential | F11 | Industrial | Other Industrial | New | Space Heating | Natural Gas | Gas Boiler - Stack Economizer | A | Purchases (Cumulative) | Technical Potential | 0 | 0 | 2.4572 | 6.7455 | 12.8605 | 21.0227 | 30.4179 | 40.1619 | 48.9746 | 56.9404 | 63.8587 | 69.8953 | 75.1209 | 79.6692 | 83.5074 | 86.7722 | 89.5392 | 89.5392 | 89.5392 | 89.5392 | 89.5392 | 89.5392 | 0
F1_Industrial_Other Industrial_New_Process_Natural Gas_Gas Boiler - Stack Economizer_A_Technical Potential | F1 | Industrial | Other Industrial | New | Process | Natural Gas | Gas Boiler - Stack Economizer | A | Integrated Unit Energy Savings (kWh or therms) | Technical Potential | 0 | 0 | 2.0315 | 2.0285 | 2.0256 | 2.0231 | 2.0194 | 2.0167 | 2.0143 | 2.0125 | 2.0105 | 2.009 | 2.0079 | 2.0073 | 2.0063 | 2.0058 | 2.0054 | 2.0055 | 2.0052 | 2.0052 | 2.0052 | 2.0051 | 0
F2_Industrial_Other Industrial_New_Process_Natural Gas_Gas Boiler - Stack Economizer_A_Technical Potential | F2 | Industrial | Other Industrial | New | Process | Natural Gas | Gas Boiler - Stack Economizer | A | Integrated Unit Summer Peak Savings (kW) | Technical Potential | 0 | 0 | 0 | 0 | 0 | 0 | 0 | 0 | 0 | 0 | 0 | 0 | 0 | 0 | 0 | 0 | 0 | 0 | 0 | 0 | 0 | 0 | 0
F3_Industrial_Other Industrial_New_Process_Natural Gas_Gas Boiler - Stack Economizer_A_Technical Potential | F3 | Industrial | Other Industrial | New | Process | Natural Gas | Gas Boiler - Stack Economizer | A | Integrated Unit Winter Peak Savings (kW) | Technical Potential | 0 | 0 | 0 | 0 | 0 | 0 | 0 | 0 | 0 | 0 | 0 | 0 | 0 | 0 | 0 | 0 | 0 | 0 | 0 | 0 | 0 | 0 | 0
F4_Industrial_Other Industrial_New_Process_Natural Gas_Gas Boiler - Stack Economizer_A_Technical Potential | F4 | Industrial | Other Industrial | New | Process | Natural Gas | Gas Boiler - Stack Economizer | A | Incremental Energy Savings (MWh or mTherms) | Technical Potential | 0 | 0 | 0.072279 | 0.12595 | 0.17935 | 0.23909 | 0.27471 | 0.28452 | 0.25703 | 0.23212 | 0.20139 | 0.1756 | 0.15192 | 0.13219 | 0.1115 | 0.094819 | 0.080346 | 0.071353 | 0.1245 | 0.17754 | 0.23698 | 0.27276 | 0
F5_Industrial_Other Industrial_New_Process_Natural Gas_Gas Boiler - Stack Economizer_A_Technical Potential | F5 | Industrial | Other Industrial | New | Process | Natural Gas | Gas Boiler - Stack Economizer | A | Incremental Summer Peak Savings (MW) | Technical Potential | 0 | 0 | 0 | 0 | 0 | 0 | 0 | 0 | 0 | 0 | 0 | 0 | 0 | 0 | 0 | 0 | 0 | 0 | 0 | 0 | 0 | 0 | 0
F6_Industrial_Other Industrial_New_Process_Natural Gas_Gas Boiler - Stack Economizer_A_Technical Potential | F6 | Industrial | Other Industrial | New | Process | Natural Gas | Gas Boiler - Stack Economizer | A | Incremental Winter Peak Savings (MW) | Technical Potential | 0 | 0 | 0 | 0 | 0 | 0 | 0 | 0 | 0 | 0 | 0 | 0 | 0 | 0 | 0 | 0 | 0 | 0 | 0 | 0 | 0 | 0 | 0
F7_Industrial_Other Industrial_New_Process_Natural Gas_Gas Boiler - Stack Economizer_A_Technical Potential | F7 | Industrial | Other Industrial | New | Process | Natural Gas | Gas Boiler - Stack Economizer | A | Cumulative Energy Savings (MWh or mTherms) | Technical Potential | 0 | 0 | 0.072279 | 0.19812 | 0.37719 | 0.6158 | 0.88941 | 1.1727 | 1.4284 | 1.6592 | 1.8589 | 2.0332 | 2.1839 | 2.3155 | 2.4259 | 2.5201 | 2.6 | 2.6 | 2.5996 | 2.5997 | 2.5996 | 2.5995 | 0
F8_Industrial_Other Industrial_New_Process_Natural Gas_Gas Boiler - Stack Economizer_A_Technical Potential | F8 | Industrial | Other Industrial | New | Process | Natural Gas | Gas Boiler - Stack Economizer | A | Cumulative Summer Peak Savings (MW) | Technical Potential | 0 | 0 | 0 | 0 | 0 | 0 | 0 | 0 | 0 | 0 | 0 | 0 | 0 | 0 | 0 | 0 | 0 | 0 | 0 | 0 | 0 | 0 | 0
F9_Industrial_Other Industrial_New_Process_Natural Gas_Gas Boiler - Stack Economizer_A_Technical Potential | F9 | Industrial | Other Industrial | New | Process | Natural Gas | Gas Boiler - Stack Economizer | A | Cumulative Winter Peak Savings (MW) | Technical Potential | 0 | 0 | 0 | 0 | 0 | 0 | 0 | 0 | 0 | 0 | 0 | 0 | 0 | 0 | 0 | 0 | 0 | 0 | 0 | 0 | 0 | 0 | 0
F10_Industrial_Other Industrial_New_Process_Natural Gas_Gas Boiler - Stack Economizer_A_Technical Potential | F10 | Industrial | Other Industrial | New | Process | Natural Gas | Gas Boiler - Stack Economizer | A | Purchases (Incremental) | Technical Potential | 0 | 0 | 35.5786 | 62.0914 | 88.5391 | 118.1829 | 136.0355 | 141.0841 | 127.6009 | 115.3391 | 100.1712 | 87.4057 | 75.6624 | 65.8548 | 55.575 | 47.2711 | 40.0641 | 35.5786 | 62.0914 | 88.5391 | 118.1829 | 136.0355 | 0
F11_Industrial_Other Industrial_New_Process_Natural Gas_Gas Boiler - Stack Economizer_A_Technical Potential | F11 | Industrial | Other Industrial | New | Process | Natural Gas | Gas Boiler - Stack Economizer | A | Purchases (Cumulative) | Technical Potential | 0 | 0 | 35.5786 | 97.6701 | 186.2092 | 304.3921 | 440.4276 | 581.5116 | 709.1125 | 824.4517 | 924.6228 | 1012.0285 | 1087.6909 | 1153.5457 | 1209.1207 | 1256.3918 | 1296.4559 | 1296.4559 | 1296.4559 | 1296.4559 | 1296.4559 | 1296.4559 | 0
F1_Industrial_Other Industrial_New_Space Heating_Natural Gas_Gas Furnace Tube Inserts_A_Technical Potential | F1 | Industrial | Other Industrial | New | Space Heating | Natural Gas | Gas Furnace Tube Inserts | A | Integrated Unit Energy Savings (kWh or therms) | Technical Potential | 0 | 0 | 0.077672 | 0.073123 | 0.071343 | 0.070307 | 0.069903 | 0.069551 | 0.069285 | 0.069051 | 0.068909 | 0.068771 | 0.068494 | 0.068271 | 0.068034 | 0.068243 | 0.068367 | 0.068363 | 0.068492 | 0.068472 | 0.068504 | 0.06844 | 0
F2_Industrial_Other Industrial_New_Space Heating_Natural Gas_Gas Furnace Tube Inserts_A_Technical Potential | F2 | Industrial | Other Industrial | New | Space Heating | Natural Gas | Gas Furnace Tube Inserts | A | Integrated Unit Summer Peak Savings (kW) | Technical Potential | 0 | 0 | 0 | 0 | 0 | 0 | 0 | 0 | 0 | 0 | 0 | 0 | 0 | 0 | 0 | 0 | 0 | 0 | 0 | 0 | 0 | 0 | 0
F3_Industrial_Other Industrial_New_Space Heating_Natural Gas_Gas Furnace Tube Inserts_A_Technical Potential | F3 | Industrial | Other Industrial | New | Space Heating | Natural Gas | Gas Furnace Tube Inserts | A | Integrated Unit Winter Peak Savings (kW) | Technical Potential | 0 | 0 | 0 | 0 | 0 | 0 | 0 | 0 | 0 | 0 | 0 | 0 | 0 | 0 | 0 | 0 | 0 | 0 | 0 | 0 | 0 | 0 | 0
F4_Industrial_Other Industrial_New_Space Heating_Natural Gas_Gas Furnace Tube Inserts_A_Technical Potential | F4 | Industrial | Other Industrial | New | Space Heating | Natural Gas | Gas Furnace Tube Inserts | A | Incremental Energy Savings (MWh or mTherms) | Technical Potential | 0 | 0 | 0 | 0 | 0 | 0 | 0 | 0 | 0 | 0 | 0 | 0 | 0 | 0 | 0 | 0 | 0 | 0 | 0 | 0 | 0 | 0 | 0
F5_Industrial_Other Industrial_New_Space Heating_Natural Gas_Gas Furnace Tube Inserts_A_Technical Potential | F5 | Industrial | Other Industrial | New | Space Heating | Natural Gas | Gas Furnace Tube Inserts | A | Incremental Summer Peak Savings (MW) | Technical Potential | 0 | 0 | 0 | 0 | 0 | 0 | 0 | 0 | 0 | 0 | 0 | 0 | 0 | 0 | 0 | 0 | 0 | 0 | 0 | 0 | 0 | 0 | 0
F6_Industrial_Other Industrial_New_Space Heating_Natural Gas_Gas Furnace Tube Inserts_A_Technical Potential | F6 | Industrial | Other Industrial | New | Space Heating | Natural Gas | Gas Furnace Tube Inserts | A | Incremental Winter Peak Savings (MW) | Technical Potential | 0 | 0 | 0 | 0 | 0 | 0 | 0 | 0 | 0 | 0 | 0 | 0 | 0 | 0 | 0 | 0 | 0 | 0 | 0 | 0 | 0 | 0 | 0
F7_Industrial_Other Industrial_New_Space Heating_Natural Gas_Gas Furnace Tube Inserts_A_Technical Potential | F7 | Industrial | Other Industrial | New | Space Heating | Natural Gas | Gas Furnace Tube Inserts | A | Cumulative Energy Savings (MWh or mTherms) | Technical Potential | 0 | 0 | 0 | 0 | 0 | 0 | 0 | 0 | 0 | 0 | 0 | 0 | 0 | 0 | 0 | 0 | 0 | 0 | 0 | 0 | 0 | 0 | 0
F8_Industrial_Other Industrial_New_Space Heating_Natural Gas_Gas Furnace Tube Inserts_A_Technical Potential | F8 | Industrial | Other Industrial | New | Space Heating | Natural Gas | Gas Furnace Tube Inserts | A | Cumulative Summer Peak Savings (MW) | Technical Potential | 0 | 0 | 0 | 0 | 0 | 0 | 0 | 0 | 0 | 0 | 0 | 0 | 0 | 0 | 0 | 0 | 0 | 0 | 0 | 0 | 0 | 0 | 0
F9_Industrial_Other Industrial_New_Space Heating_Natural Gas_Gas Furnace Tube Inserts_A_Technical Potential | F9 | Industrial | Other Industrial | New | Space Heating | Natural Gas | Gas Furnace Tube Inserts | A | Cumulative Winter Peak Savings (MW) | Technical Potential | 0 | 0 | 0 | 0 | 0 | 0 | 0 | 0 | 0 | 0 | 0 | 0 | 0 | 0 | 0 | 0 | 0 | 0 | 0 | 0 | 0 | 0 | 0
F10_Industrial_Other Industrial_New_Space Heating_Natural Gas_Gas Furnace Tube Inserts_A_Technical Potential | F10 | Industrial | Other Industrial | New | Space Heating | Natural Gas | Gas Furnace Tube Inserts | A | Purchases (Incremental) | Technical Potential | 0 | 0 | 0 | 0 | 0 | 0 | 0 | 0 | 0 | 0 | 0 | 0 | 0 | 0 | 0 | 0 | 0 | 0 | 0 | 0 | 0 | 0 | 0
F11_Industrial_Other Industrial_New_Space Heating_Natural Gas_Gas Furnace Tube Inserts_A_Technical Potential | F11 | Industrial | Other Industrial | New | Space Heating | Natural Gas | Gas Furnace Tube Inserts | A | Purchases (Cumulative) | Technical Potential | 0 | 0 | 0 | 0 | 0 | 0 | 0 | 0 | 0 | 0 | 0 | 0 | 0 | 0 | 0 | 0 | 0 | 0 | 0 | 0 | 0 | 0 | 0
F1_Industrial_Other Industrial_New_Space Heating_Natural Gas_Space Heating - Heat Recovery Ventilator_A_Technical Potential | F1 | Industrial | Other Industrial | New | Space Heating | Natural Gas | Space Heating - Heat Recovery Ventilator | A | Integrated Unit Energy Savings (kWh or therms) | Technical Potential | 0 | 0 | 0.01264 | 0.011884 | 0.011578 | 0.011392 | 0.011299 | 0.011214 | 0.011138 | 0.011063 | 0.010994 | 0.010922 | 0.010825 | 0.010739 | 0.010646 | 0.010633 | 0.010615 | 0.010594 | 0.010595 | 0.01059 | 0.010602 | 0.010605 | 0
F2_Industrial_Other Industrial_New_Space Heating_Natural Gas_Space Heating - Heat Recovery Ventilator_A_Technical Potential | F2 | Industrial | Other Industrial | New | Space Heating | Natural Gas | Space Heating - Heat Recovery Ventilator | A | Integrated Unit Summer Peak Savings (kW) | Technical Potential | 0 | 0 | 0 | 0 | 0 | 0 | 0 | 0 | 0 | 0 | 0 | 0 | 0 | 0 | 0 | 0 | 0 | 0 | 0 | 0 | 0 | 0 | 0
F3_Industrial_Other Industrial_New_Space Heating_Natural Gas_Space Heating - Heat Recovery Ventilator_A_Technical Potential | F3 | Industrial | Other Industrial | New | Space Heating | Natural Gas | Space Heating - Heat Recovery Ventilator | A | Integrated Unit Winter Peak Savings (kW) | Technical Potential | 0 | 0 | 0 | 0 | 0 | 0 | 0 | 0 | 0 | 0 | 0 | 0 | 0 | 0 | 0 | 0 | 0 | 0 | 0 | 0 | 0 | 0 | 0
F4_Industrial_Other Industrial_New_Space Heating_Natural Gas_Space Heating - Heat Recovery Ventilator_A_Technical Potential | F4 | Industrial | Other Industrial | New | Space Heating | Natural Gas | Space Heating - Heat Recovery Ventilator | A | Incremental Energy Savings (MWh or mTherms) | Technical Potential | 0 | 0 | 0.01042 | 0.017098 | 0.023753 | 0.031195 | 0.035614 | 0.040731 | 0.045736 | 0.051331 | 0.055375 | 0.060003 | 0.064349 | 0.069458 | 0.072632 | 0.077129 | 0.081578 | 0.086733 | 0.090254 | 0.094536 | 0.098855 | 0.10309 | 0
F5_Industrial_Other Industrial_New_Space Heating_Natural Gas_Space Heating - Heat Recovery Ventilator_A_Technical Potential | F5 | Industrial | Other Industrial | New | Space Heating | Natural Gas | Space Heating - Heat Recovery Ventilator | A | Incremental Summer Peak Savings (MW) | Technical Potential | 0 | 0 | 0 | 0 | 0 | 0 | 0 | 0 | 0 | 0 | 0 | 0 | 0 | 0 | 0 | 0 | 0 | 0 | 0 | 0 | 0 | 0 | 0
F6_Industrial_Other Industrial_New_Space Heating_Natural Gas_Space Heating - Heat Recovery Ventilator_A_Technical Potential | F6 | Industrial | Other Industrial | New | Space Heating | Natural Gas | Space Heating - Heat Recovery Ventilator | A | Incremental Winter Peak Savings (MW) | Technical Potential | 0 | 0 | 0 | 0 | 0 | 0 | 0 | 0 | 0 | 0 | 0 | 0 | 0 | 0 | 0 | 0 | 0 | 0 | 0 | 0 | 0 | 0 | 0
F7_Industrial_Other Industrial_New_Space Heating_Natural Gas_Space Heating - Heat Recovery Ventilator_A_Technical Potential | F7 | Industrial | Other Industrial | New | Space Heating | Natural Gas | Space Heating - Heat Recovery Ventilator | A | Cumulative Energy Savings (MWh or mTherms) | Technical Potential | 0 | 0 | 0.01042 | 0.026895 | 0.049956 | 0.080347 | 0.1153 | 0.15517 | 0.19985 | 0.24985 | 0.30365 | 0.36167 | 0.4228 | 0.48892 | 0.5573 | 0.63374 | 0.71428 | 0.79087 | 0.86596 | 0.93835 | 1.0092 | 1.0792 | 0
F8_Industrial_Other Industrial_New_Space Heating_Natural Gas_Space Heating - Heat Recovery Ventilator_A_Technical Potential | F8 | Industrial | Other Industrial | New | Space Heating | Natural Gas | Space Heating - Heat Recovery Ventilator | A | Cumulative Summer Peak Savings (MW) | Technical Potential | 0 | 0 | 0 | 0 | 0 | 0 | 0 | 0 | 0 | 0 | 0 | 0 | 0 | 0 | 0 | 0 | 0 | 0 | 0 | 0 | 0 | 0 | 0
F9_Industrial_Other Industrial_New_Space Heating_Natural Gas_Space Heating - Heat Recovery Ventilator_A_Technical Potential | F9 | Industrial | Other Industrial | New | Space Heating | Natural Gas | Space Heating - Heat Recovery Ventilator | A | Cumulative Winter Peak Savings (MW) | Technical Potential | 0 | 0 | 0 | 0 | 0 | 0 | 0 | 0 | 0 | 0 | 0 | 0 | 0 | 0 | 0 | 0 | 0 | 0 | 0 | 0 | 0 | 0 | 0
F10_Industrial_Other Industrial_New_Space Heating_Natural Gas_Space Heating - Heat Recovery Ventilator_A_Technical Potential | F10 | Industrial | Other Industrial | New | Space Heating | Natural Gas | Space Heating - Heat Recovery Ventilator | A | Purchases (Incremental) | Technical Potential | 0 | 0 | 824.3763 | 1438.6926 | 2051.5003 | 2738.3617 | 3152.0177 | 3632.217 | 4106.3646 | 4639.7073 | 5036.9381 | 5493.8079 | 5944.6183 | 6467.571 | 6822.501 | 7253.869 | 7684.9103 | 8186.7008 | 8518.1482 | 8926.5697 | 9323.8678 | 9719.9923 | 0
F11_Industrial_Other Industrial_New_Space Heating_Natural Gas_Space Heating - Heat Recovery Ventilator_A_Technical Potential | F11 | Industrial | Other Industrial | New | Space Heating | Natural Gas | Space Heating - Heat Recovery Ventilator | A | Purchases (Cumulative) | Technical Potential | 0 | 0 | 824.3763 | 2263.0689 | 4314.5692 | 7052.9309 | 10204.9486 | 13837.1655 | 17943.5301 | 22583.2374 | 27620.1755 | 33113.9834 | 39058.6017 | 45526.1727 | 52348.6737 | 59602.5426 | 67287.4529 | 74649.7774 | 81729.233 | 88604.3025 | 95189.8086 | 101757.7833 | 0
F1_Industrial_Other Industrial_New_Space Heating_Natural Gas_Thermostat - Programmable_A_Technical Potential | F1 | Industrial | Other Industrial | New | Space Heating | Natural Gas | Thermostat - Programmable | A | Integrated Unit Energy Savings (kWh or therms) | Technical Potential | 0 | 0 | 0.0061134 | 0.0057472 | 0.0055985 | 0.0055075 | 0.0054614 | 0.005419 | 0.005381 | 0.0053437 | 0.0053082 | 0.0052719 | 0.0052233 | 0.0051807 | 0.005134 | 0.0051267 | 0.0051177 | 0.0051077 | 0.005108 | 0.0051055 | 0.0051113 | 0.0051128 | 0
F2_Industrial_Other Industrial_New_Space Heating_Natural Gas_Thermostat - Programmable_A_Technical Potential | F2 | Industrial | Other Industrial | New | Space Heating | Natural Gas | Thermostat - Programmable | A | Integrated Unit Summer Peak Savings (kW) | Technical Potential | 0 | 0 | 0 | 0 | 0 | 0 | 0 | 0 | 0 | 0 | 0 | 0 | 0 | 0 | 0 | 0 | 0 | 0 | 0 | 0 | 0 | 0 | 0
F3_Industrial_Other Industrial_New_Space Heating_Natural Gas_Thermostat - Programmable_A_Technical Potential | F3 | Industrial | Other Industrial | New | Space Heating | Natural Gas | Thermostat - Programmable | A | Integrated Unit Winter Peak Savings (kW) | Technical Potential | 0 | 0 | 0 | 0 | 0 | 0 | 0 | 0 | 0 | 0 | 0 | 0 | 0 | 0 | 0 | 0 | 0 | 0 | 0 | 0 | 0 | 0 | 0
F4_Industrial_Other Industrial_New_Space Heating_Natural Gas_Thermostat - Programmable_A_Technical Potential | F4 | Industrial | Other Industrial | New | Space Heating | Natural Gas | Thermostat - Programmable | A | Incremental Energy Savings (MWh or mTherms) | Technical Potential | 0 | 0 | 0.015119 | 0.024805 | 0.034456 | 0.045245 | 0.051643 | 0.059049 | 0.066289 | 0.074379 | 0.080212 | 0.086889 | 0.093152 | 0.10052 | 0.10508 | 0.11156 | 0.11799 | 0.12545 | 0.13053 | 0.13672 | 0.14297 | 0.14909 | 0
F5_Industrial_Other Industrial_New_Space Heating_Natural Gas_Thermostat - Programmable_A_Technical Potential | F5 | Industrial | Other Industrial | New | Space Heating | Natural Gas | Thermostat - Programmable | A | Incremental Summer Peak Savings (MW) | Technical Potential | 0 | 0 | 0 | 0 | 0 | 0 | 0 | 0 | 0 | 0 | 0 | 0 | 0 | 0 | 0 | 0 | 0 | 0 | 0 | 0 | 0 | 0 | 0
F6_Industrial_Other Industrial_New_Space Heating_Natural Gas_Thermostat - Programmable_A_Technical Potential | F6 | Industrial | Other Industrial | New | Space Heating | Natural Gas | Thermostat - Programmable | A | Incremental Winter Peak Savings (MW) | Technical Potential | 0 | 0 | 0 | 0 | 0 | 0 | 0 | 0 | 0 | 0 | 0 | 0 | 0 | 0 | 0 | 0 | 0 | 0 | 0 | 0 | 0 | 0 | 0
F7_Industrial_Other Industrial_New_Space Heating_Natural Gas_Thermostat - Programmable_A_Technical Potential | F7 | Industrial | Other Industrial | New | Space Heating | Natural Gas | Thermostat - Programmable | A | Cumulative Energy Savings (MWh or mTherms) | Technical Potential | 0 | 0 | 0.015119 | 0.039019 | 0.072465 | 0.11653 | 0.1672 | 0.22495 | 0.28966 | 0.36203 | 0.43984 | 0.52372 | 0.61205 | 0.69476 | 0.77142 | 0.85033 | 0.92479 | 1.0001 | 1.0751 | 1.1484 | 1.2215 | 1.2937 | 0
F8_Industrial_Other Industrial_New_Space Heating_Natural Gas_Thermostat - Programmable_A_Technical Potential | F8 | Industrial | Other Industrial | New | Space Heating | Natural Gas | Thermostat - Programmable | A | Cumulative Summer Peak Savings (MW) | Technical Potential | 0 | 0 | 0 | 0 | 0 | 0 | 0 | 0 | 0 | 0 | 0 | 0 | 0 | 0 | 0 | 0 | 0 | 0 | 0 | 0 | 0 | 0 | 0
F9_Industrial_Other Industrial_New_Space Heating_Natural Gas_Thermostat - Programmable_A_Technical Potential | F9 | Industrial | Other Industrial | New | Space Heating | Natural Gas | Thermostat - Programmable | A | Cumulative Winter Peak Savings (MW) | Technical Potential | 0 | 0 | 0 | 0 | 0 | 0 | 0 | 0 | 0 | 0 | 0 | 0 | 0 | 0 | 0 | 0 | 0 | 0 | 0 | 0 | 0 | 0 | 0
F10_Industrial_Other Industrial_New_Space Heating_Natural Gas_Thermostat - Programmable_A_Technical Potential | F10 | Industrial | Other Industrial | New | Space Heating | Natural Gas | Thermostat - Programmable | A | Purchases (Incremental) | Technical Potential | 0 | 0 | 2473.129 | 4316.0778 | 6154.5008 | 8215.0851 | 9456.053 | 10896.6509 | 12319.0937 | 13919.122 | 15110.8142 | 16481.4238 | 17833.855 | 19402.713 | 20467.5029 | 21761.6069 | 23054.7309 | 24560.1025 | 25554.4446 | 26779.7092 | 27971.6035 | 29159.9769 | 0
F11_Industrial_Other Industrial_New_Space Heating_Natural Gas_Thermostat - Programmable_A_Technical Potential | F11 | Industrial | Other Industrial | New | Space Heating | Natural Gas | Thermostat - Programmable | A | Purchases (Cumulative) | Technical Potential | 0 | 0 | 2473.129 | 6789.2068 | 12943.7076 | 21158.7927 | 30614.8457 | 41511.4966 | 53830.5903 | 67749.7123 | 82860.5265 | 99341.9502 | 117175.8052 | 134105.3891 | 150256.8142 | 165863.9203 | 180703.5661 | 195807.6156 | 210465.4093 | 224926.0248 | 238978.5063 | 253027.6691 | 0
F1_Industrial_Other Industrial_New_Space Heating_Natural Gas_ENERGY STAR Connected Thermostat_A_Technical Potential | F1 | Industrial | Other Industrial | New | Space Heating | Natural Gas | ENERGY STAR Connected Thermostat | A | Integrated Unit Energy Savings (kWh or therms) | Technical Potential | 0 | 0 | 0.014763 | 0.01387 | 0.013503 | 0.013277 | 0.013157 | 0.013047 | 0.012948 | 0.012851 | 0.012757 | 0.012663 | 0.01254 | 0.012434 | 0.012317 | 0.012297 | 0.012272 | 0.012247 | 0.012245 | 0.012237 | 0.012249 | 0.012251 | 0
F2_Industrial_Other Industrial_New_Space Heating_Natural Gas_ENERGY STAR Connected Thermostat_A_Technical Potential | F2 | Industrial | Other Industrial | New | Space Heating | Natural Gas | ENERGY STAR Connected Thermostat | A | Integrated Unit Summer Peak Savings (kW) | Technical Potential | 0 | 0 | 0 | 0 | 0 | 0 | 0 | 0 | 0 | 0 | 0 | 0 | 0 | 0 | 0 | 0 | 0 | 0 | 0 | 0 | 0 | 0 | 0
F3_Industrial_Other Industrial_New_Space Heating_Natural Gas_ENERGY STAR Connected Thermostat_A_Technical Potential | F3 | Industrial | Other Industrial | New | Space Heating | Natural Gas | ENERGY STAR Connected Thermostat | A | Integrated Unit Winter Peak Savings (kW) | Technical Potential | 0 | 0 | 0 | 0 | 0 | 0 | 0 | 0 | 0 | 0 | 0 | 0 | 0 | 0 | 0 | 0 | 0 | 0 | 0 | 0 | 0 | 0 | 0
F4_Industrial_Other Industrial_New_Space Heating_Natural Gas_ENERGY STAR Connected Thermostat_A_Technical Potential | F4 | Industrial | Other Industrial | New | Space Heating | Natural Gas | ENERGY STAR Connected Thermostat | A | Incremental Energy Savings (MWh or mTherms) | Technical Potential | 0 | 0 | 0.03651 | 0.059863 | 0.083106 | 0.10907 | 0.12441 | 0.14217 | 0.1595 | 0.17887 | 0.19277 | 0.2087 | 0.22364 | 0.24125 | 0.2521 | 0.26759 | 0.28294 | 0.30079 | 0.3129 | 0.3277 | 0.36718 | 0.39829 | 0
F5_Industrial_Other Industrial_New_Space Heating_Natural Gas_ENERGY STAR Connected Thermostat_A_Technical Potential | F5 | Industrial | Other Industrial | New | Space Heating | Natural Gas | ENERGY STAR Connected Thermostat | A | Incremental Summer Peak Savings (MW) | Technical Potential | 0 | 0 | 0 | 0 | 0 | 0 | 0 | 0 | 0 | 0 | 0 | 0 | 0 | 0 | 0 | 0 | 0 | 0 | 0 | 0 | 0 | 0 | 0
F6_Industrial_Other Industrial_New_Space Heating_Natural Gas_ENERGY STAR Connected Thermostat_A_Technical Potential | F6 | Industrial | Other Industrial | New | Space Heating | Natural Gas | ENERGY STAR Connected Thermostat | A | Incremental Winter Peak Savings (MW) | Technical Potential | 0 | 0 | 0 | 0 | 0 | 0 | 0 | 0 | 0 | 0 | 0 | 0 | 0 | 0 | 0 | 0 | 0 | 0 | 0 | 0 | 0 | 0 | 0
F7_Industrial_Other Industrial_New_Space Heating_Natural Gas_ENERGY STAR Connected Thermostat_A_Technical Potential | F7 | Industrial | Other Industrial | New | Space Heating | Natural Gas | ENERGY STAR Connected Thermostat | A | Cumulative Energy Savings (MWh or mTherms) | Technical Potential | 0 | 0 | 0.03651 | 0.094165 | 0.17478 | 0.28093 | 0.40279 | 0.50933 | 0.60907 | 0.70431 | 0.78715 | 0.87028 | 0.94884 | 1.0289 | 1.0999 | 1.1798 | 1.2582 | 1.3077 | 1.3299 | 1.331 | 1.3323 | 1.3325 | 0
F8_Industrial_Other Industrial_New_Space Heating_Natural Gas_ENERGY STAR Connected Thermostat_A_Technical Potential | F8 | Industrial | Other Industrial | New | Space Heating | Natural Gas | ENERGY STAR Connected Thermostat | A | Cumulative Summer Peak Savings (MW) | Technical Potential | 0 | 0 | 0 | 0 | 0 | 0 | 0 | 0 | 0 | 0 | 0 | 0 | 0 | 0 | 0 | 0 | 0 | 0 | 0 | 0 | 0 | 0 | 0
F9_Industrial_Other Industrial_New_Space Heating_Natural Gas_ENERGY STAR Connected Thermostat_A_Technical Potential | F9 | Industrial | Other Industrial | New | Space Heating | Natural Gas | ENERGY STAR Connected Thermostat | A | Cumulative Winter Peak Savings (MW) | Technical Potential | 0 | 0 | 0 | 0 | 0 | 0 | 0 | 0 | 0 | 0 | 0 | 0 | 0 | 0 | 0 | 0 | 0 | 0 | 0 | 0 | 0 | 0 | 0
F10_Industrial_Other Industrial_New_Space Heating_Natural Gas_ENERGY STAR Connected Thermostat_A_Technical Potential | F10 | Industrial | Other Industrial | New | Space Heating | Natural Gas | ENERGY STAR Connected Thermostat | A | Purchases (Incremental) | Technical Potential | 0 | 0 | 2473.129 | 4316.0778 | 6154.5008 | 8215.0851 | 9456.053 | 10896.6509 | 12319.0937 | 13919.122 | 15110.8142 | 16481.4238 | 17833.855 | 19402.713 | 20467.5029 | 21761.6069 | 23054.7309 | 24560.1025 | 25554.4446 | 26779.7092 | 29976.692 | 32510.7839 | 0
F11_Industrial_Other Industrial_New_Space Heating_Natural Gas_ENERGY STAR Connected Thermostat_A_Technical Potential | F11 | Industrial | Other Industrial | New | Space Heating | Natural Gas | ENERGY STAR Connected Thermostat | A | Purchases (Cumulative) | Technical Potential | 0 | 0 | 2473.129 | 6789.2068 | 12943.7076 | 21158.7927 | 30614.8457 | 39038.3676 | 47041.3835 | 54806.0047 | 61701.7337 | 68727.1045 | 75664.3085 | 82747.9278 | 89296.3087 | 95947.1015 | 102520.4086 | 106773.5271 | 108609.181 | 108766.8865 | 108766.8865 | 108766.8865 | 0
F1_Industrial_Other Industrial_New_Space Heating_Natural Gas_Destratification Fans (HVLS)_A_Technical Potential | F1 | Industrial | Other Industrial | New | Space Heating | Natural Gas | Destratification Fans (HVLS) | A | Integrated Unit Energy Savings (kWh or therms) | Technical Potential | 0 | 0 | 0.014774 | 0.013886 | 0.013525 | 0.013303 | 0.013189 | 0.013084 | 0.01299 | 0.012898 | 0.01281 | 0.01272 | 0.012601 | 0.012497 | 0.012382 | 0.012364 | 0.012341 | 0.012317 | 0.012316 | 0.01231 | 0.012323 | 0.012326 | 0
F2_Industrial_Other Industrial_New_Space Heating_Natural Gas_Destratification Fans (HVLS)_A_Technical Potential | F2 | Industrial | Other Industrial | New | Space Heating | Natural Gas | Destratification Fans (HVLS) | A | Integrated Unit Summer Peak Savings (kW) | Technical Potential | 0 | 0 | 0 | 0 | 0 | 0 | 0 | 0 | 0 | 0 | 0 | 0 | 0 | 0 | 0 | 0 | 0 | 0 | 0 | 0 | 0 | 0 | 0
F3_Industrial_Other Industrial_New_Space Heating_Natural Gas_Destratification Fans (HVLS)_A_Technical Potential | F3 | Industrial | Other Industrial | New | Space Heating | Natural Gas | Destratification Fans (HVLS) | A | Integrated Unit Winter Peak Savings (kW) | Technical Potential | 0 | 0 | 0 | 0 | 0 | 0 | 0 | 0 | 0 | 0 | 0 | 0 | 0 | 0 | 0 | 0 | 0 | 0 | 0 | 0 | 0 | 0 | 0
F4_Industrial_Other Industrial_New_Space Heating_Natural Gas_Destratification Fans (HVLS)_A_Technical Potential | F4 | Industrial | Other Industrial | New | Space Heating | Natural Gas | Destratification Fans (HVLS) | A | Incremental Energy Savings (MWh or mTherms) | Technical Potential | 0 | 0 | 0.036537 | 0.059934 | 0.083237 | 0.10929 | 0.12471 | 0.14257 | 0.16003 | 0.17953 | 0.19357 | 0.20965 | 0.22472 | 0.24247 | 0.25344 | 0.26905 | 0.28452 | 0.3025 | 0.31473 | 0.32965 | 0.34469 | 0.35943 | 0
F5_Industrial_Other Industrial_New_Space Heating_Natural Gas_Destratification Fans (HVLS)_A_Technical Potential | F5 | Industrial | Other Industrial | New | Space Heating | Natural Gas | Destratification Fans (HVLS) | A | Incremental Summer Peak Savings (MW) | Technical Potential | 0 | 0 | 0 | 0 | 0 | 0 | 0 | 0 | 0 | 0 | 0 | 0 | 0 | 0 | 0 | 0 | 0 | 0 | 0 | 0 | 0 | 0 | 0
F6_Industrial_Other Industrial_New_Space Heating_Natural Gas_Destratification Fans (HVLS)_A_Technical Potential | F6 | Industrial | Other Industrial | New | Space Heating | Natural Gas | Destratification Fans (HVLS) | A | Incremental Winter Peak Savings (MW) | Technical Potential | 0 | 0 | 0 | 0 | 0 | 0 | 0 | 0 | 0 | 0 | 0 | 0 | 0 | 0 | 0 | 0 | 0 | 0 | 0 | 0 | 0 | 0 | 0
F7_Industrial_Other Industrial_New_Space Heating_Natural Gas_Destratification Fans (HVLS)_A_Technical Potential | F7 | Industrial | Other Industrial | New | Space Heating | Natural Gas | Destratification Fans (HVLS) | A | Cumulative Energy Savings (MWh or mTherms) | Technical Potential | 0 | 0 | 0.036537 | 0.094276 | 0.17506 | 0.28148 | 0.40377 | 0.54314 | 0.69927 | 0.87384 | 1.0614 | 1.2637 | 1.4454 | 1.6219 | 1.7843 | 1.9491 | 2.1134 | 2.2775 | 2.4404 | 2.5974 | 2.7587 | 2.9157 | 0
F8_Industrial_Other Industrial_New_Space Heating_Natural Gas_Destratification Fans (HVLS)_A_Technical Potential | F8 | Industrial | Other Industrial | New | Space Heating | Natural Gas | Destratification Fans (HVLS) | A | Cumulative Summer Peak Savings (MW) | Technical Potential | 0 | 0 | 0 | 0 | 0 | 0 | 0 | 0 | 0 | 0 | 0 | 0 | 0 | 0 | 0 | 0 | 0 | 0 | 0 | 0 | 0 | 0 | 0
F9_Industrial_Other Industrial_New_Space Heating_Natural Gas_Destratification Fans (HVLS)_A_Technical Potential | F9 | Industrial | Other Industrial | New | Space Heating | Natural Gas | Destratification Fans (HVLS) | A | Cumulative Winter Peak Savings (MW) | Technical Potential | 0 | 0 | 0 | 0 | 0 | 0 | 0 | 0 | 0 | 0 | 0 | 0 | 0 | 0 | 0 | 0 | 0 | 0 | 0 | 0 | 0 | 0 | 0
F10_Industrial_Other Industrial_New_Space Heating_Natural Gas_Destratification Fans (HVLS)_A_Technical Potential | F10 | Industrial | Other Industrial | New | Space Heating | Natural Gas | Destratification Fans (HVLS) | A | Purchases (Incremental) | Technical Potential | 0 | 0 | 2473.129 | 4316.0778 | 6154.5008 | 8215.0851 | 9456.053 | 10896.6509 | 12319.0937 | 13919.122 | 15110.8142 | 16481.4238 | 17833.855 | 19402.713 | 20467.5029 | 21761.6069 | 23054.7309 | 24560.1025 | 25554.4446 | 26779.7092 | 27971.6035 | 29159.9769 | 0
F11_Industrial_Other Industrial_New_Space Heating_Natural Gas_Destratification Fans (HVLS)_A_Technical Potential | F11 | Industrial | Other Industrial | New | Space Heating | Natural Gas | Destratification Fans (HVLS) | A | Purchases (Cumulative) | Technical Potential | 0 | 0 | 2473.129 | 6789.2068 | 12943.7076 | 21158.7927 | 30614.8457 | 41511.4966 | 53830.5903 | 67749.7123 | 82860.5265 | 99341.9502 | 114702.6762 | 129789.3113 | 144102.3134 | 157648.8352 | 171247.5131 | 184910.9647 | 198146.3156 | 211006.9028 | 223867.6922 | 236546.2453 | 0
F1_Industrial_Other Industrial_New_Space Heating_Natural Gas_Gas Boiler - Insulate Steam Lines/Condensate Tank_A_Technical Potential | F1 | Industrial | Other Industrial | New | Space Heating | Natural Gas | Gas Boiler - Insulate Steam Lines/Condensate Tank | A | Integrated Unit Energy Savings (kWh or therms) | Technical Potential | 0 | 0 | 21.0239 | 19.7694 | 19.2629 | 18.955 | 18.8033 | 18.6642 | 18.5402 | 18.4183 | 18.3042 | 18.1865 | 18.026 | 17.8846 | 17.73 | 17.7087 | 17.6801 | 17.6449 | 17.6469 | 17.6385 | 17.6584 | 17.6636 | 0
F2_Industrial_Other Industrial_New_Space Heating_Natural Gas_Gas Boiler - Insulate Steam Lines/Condensate Tank_A_Technical Potential | F2 | Industrial | Other Industrial | New | Space Heating | Natural Gas | Gas Boiler - Insulate Steam Lines/Condensate Tank | A | Integrated Unit Summer Peak Savings (kW) | Technical Potential | 0 | 0 | 0 | 0 | 0 | 0 | 0 | 0 | 0 | 0 | 0 | 0 | 0 | 0 | 0 | 0 | 0 | 0 | 0 | 0 | 0 | 0 | 0
F3_Industrial_Other Industrial_New_Space Heating_Natural Gas_Gas Boiler - Insulate Steam Lines/Condensate Tank_A_Technical Potential | F3 | Industrial | Other Industrial | New | Space Heating | Natural Gas | Gas Boiler - Insulate Steam Lines/Condensate Tank | A | Integrated Unit Winter Peak Savings (kW) | Technical Potential | 0 | 0 | 0 | 0 | 0 | 0 | 0 | 0 | 0 | 0 | 0 | 0 | 0 | 0 | 0 | 0 | 0 | 0 | 0 | 0 | 0 | 0 | 0
F4_Industrial_Other Industrial_New_Space Heating_Natural Gas_Gas Boiler - Insulate Steam Lines/Condensate Tank_A_Technical Potential | F4 | Industrial | Other Industrial | New | Space Heating | Natural Gas | Gas Boiler - Insulate Steam Lines/Condensate Tank | A | Incremental Energy Savings (MWh or mTherms) | Technical Potential | 0 | 0 | 0.002952 | 0.0048445 | 0.006731 | 0.0088409 | 0.010095 | 0.011547 | 0.012967 | 0.014555 | 0.015704 | 0.017018 | 0.018252 | 0.019702 | 0.020603 | 0.02188 | 0.023142 | 0.024604 | 0.025603 | 0.026818 | 0.028043 | 0.029243 | 0
F5_Industrial_Other Industrial_New_Space Heating_Natural Gas_Gas Boiler - Insulate Steam Lines/Condensate Tank_A_Technical Potential | F5 | Industrial | Other Industrial | New | Space Heating | Natural Gas | Gas Boiler - Insulate Steam Lines/Condensate Tank | A | Incremental Summer Peak Savings (MW) | Technical Potential | 0 | 0 | 0 | 0 | 0 | 0 | 0 | 0 | 0 | 0 | 0 | 0 | 0 | 0 | 0 | 0 | 0 | 0 | 0 | 0 | 0 | 0 | 0
F6_Industrial_Other Industrial_New_Space Heating_Natural Gas_Gas Boiler - Insulate Steam Lines/Condensate Tank_A_Technical Potential | F6 | Industrial | Other Industrial | New | Space Heating | Natural Gas | Gas Boiler - Insulate Steam Lines/Condensate Tank | A | Incremental Winter Peak Savings (MW) | Technical Potential | 0 | 0 | 0 | 0 | 0 | 0 | 0 | 0 | 0 | 0 | 0 | 0 | 0 | 0 | 0 | 0 | 0 | 0 | 0 | 0 | 0 | 0 | 0
F7_Industrial_Other Industrial_New_Space Heating_Natural Gas_Gas Boiler - Insulate Steam Lines/Condensate Tank_A_Technical Potential | F7 | Industrial | Other Industrial | New | Space Heating | Natural Gas | Gas Boiler - Insulate Steam Lines/Condensate Tank | A | Cumulative Energy Savings (MWh or mTherms) | Technical Potential | 0 | 0 | 0.002952 | 0.0076203 | 0.014156 | 0.022771 | 0.032683 | 0.043989 | 0.056664 | 0.070846 | 0.086111 | 0.10258 | 0.11992 | 0.13868 | 0.15809 | 0.17978 | 0.20263 | 0.22683 | 0.25246 | 0.27916 | 0.30751 | 0.33685 | 0
F8_Industrial_Other Industrial_New_Space Heating_Natural Gas_Gas Boiler - Insulate Steam Lines/Condensate Tank_A_Technical Potential | F8 | Industrial | Other Industrial | New | Space Heating | Natural Gas | Gas Boiler - Insulate Steam Lines/Condensate Tank | A | Cumulative Summer Peak Savings (MW) | Technical Potential | 0 | 0 | 0 | 0 | 0 | 0 | 0 | 0 | 0 | 0 | 0 | 0 | 0 | 0 | 0 | 0 | 0 | 0 | 0 | 0 | 0 | 0 | 0
F9_Industrial_Other Industrial_New_Space Heating_Natural Gas_Gas Boiler - Insulate Steam Lines/Condensate Tank_A_Technical Potential | F9 | Industrial | Other Industrial | New | Space Heating | Natural Gas | Gas Boiler - Insulate Steam Lines/Condensate Tank | A | Cumulative Winter Peak Savings (MW) | Technical Potential | 0 | 0 | 0 | 0 | 0 | 0 | 0 | 0 | 0 | 0 | 0 | 0 | 0 | 0 | 0 | 0 | 0 | 0 | 0 | 0 | 0 | 0 | 0
F10_Industrial_Other Industrial_New_Space Heating_Natural Gas_Gas Boiler - Insulate Steam Lines/Condensate Tank_A_Technical Potential | F10 | Industrial | Other Industrial | New | Space Heating | Natural Gas | Gas Boiler - Insulate Steam Lines/Condensate Tank | A | Purchases (Incremental) | Technical Potential | 0 | 0 | 0.14041 | 0.24505 | 0.34943 | 0.46642 | 0.53687 | 0.61866 | 0.69942 | 0.79027 | 0.85792 | 0.93574 | 1.0125 | 1.1016 | 1.1621 | 1.2355 | 1.3089 | 1.3944 | 1.4509 | 1.5204 | 1.5881 | 1.6556 | 0
F11_Industrial_Other Industrial_New_Space Heating_Natural Gas_Gas Boiler - Insulate Steam Lines/Condensate Tank_A_Technical Potential | F11 | Industrial | Other Industrial | New | Space Heating | Natural Gas | Gas Boiler - Insulate Steam Lines/Condensate Tank | A | Purchases (Cumulative) | Technical Potential | 0 | 0 | 0.14041 | 0.38546 | 0.73489 | 1.2013 | 1.7382 | 2.3568 | 3.0563 | 3.8465 | 4.7045 | 5.6402 | 6.6527 | 7.7543 | 8.9164 | 10.1519 | 11.4608 | 12.8553 | 14.3061 | 15.8266 | 17.4147 | 19.0702 | 0
F1_Industrial_Other Industrial_New_Process_Natural Gas_Gas Boiler - Insulate Steam Lines/Condensate Tank_A_Technical Potential | F1 | Industrial | Other Industrial | New | Process | Natural Gas | Gas Boiler - Insulate Steam Lines/Condensate Tank | A | Integrated Unit Energy Savings (kWh or therms) | Technical Potential | 0 | 0 | 16.8214 | 16.8048 | 16.7889 | 16.7748 | 16.7545 | 16.7393 | 16.7255 | 16.7144 | 16.702 | 16.6931 | 16.6862 | 16.6832 | 16.6781 | 16.6761 | 16.6746 | 16.6762 | 16.6757 | 16.6775 | 16.6787 | 16.6795 | 0
F2_Industrial_Other Industrial_New_Process_Natural Gas_Gas Boiler - Insulate Steam Lines/Condensate Tank_A_Technical Potential | F2 | Industrial | Other Industrial | New | Process | Natural Gas | Gas Boiler - Insulate Steam Lines/Condensate Tank | A | Integrated Unit Summer Peak Savings (kW) | Technical Potential | 0 | 0 | 0 | 0 | 0 | 0 | 0 | 0 | 0 | 0 | 0 | 0 | 0 | 0 | 0 | 0 | 0 | 0 | 0 | 0 | 0 | 0 | 0
F3_Industrial_Other Industrial_New_Process_Natural Gas_Gas Boiler - Insulate Steam Lines/Condensate Tank_A_Technical Potential | F3 | Industrial | Other Industrial | New | Process | Natural Gas | Gas Boiler - Insulate Steam Lines/Condensate Tank | A | Integrated Unit Winter Peak Savings (kW) | Technical Potential | 0 | 0 | 0 | 0 | 0 | 0 | 0 | 0 | 0 | 0 | 0 | 0 | 0 | 0 | 0 | 0 | 0 | 0 | 0 | 0 | 0 | 0 | 0
F4_Industrial_Other Industrial_New_Process_Natural Gas_Gas Boiler - Insulate Steam Lines/Condensate Tank_A_Technical Potential | F4 | Industrial | Other Industrial | New | Process | Natural Gas | Gas Boiler - Insulate Steam Lines/Condensate Tank | A | Incremental Energy Savings (MWh or mTherms) | Technical Potential | 0 | 0 | 0.034199 | 0.059625 | 0.084942 | 0.11329 | 0.13024 | 0.14995 | 0.16938 | 0.19125 | 0.20747 | 0.22617 | 0.24463 | 0.2661 | 0.28062 | 0.29833 | 0.31602 | 0.33669 | 0.35031 | 0.36715 | 0.38352 | 0.39983 | 0
F5_Industrial_Other Industrial_New_Process_Natural Gas_Gas Boiler - Insulate Steam Lines/Condensate Tank_A_Technical Potential | F5 | Industrial | Other Industrial | New | Process | Natural Gas | Gas Boiler - Insulate Steam Lines/Condensate Tank | A | Incremental Summer Peak Savings (MW) | Technical Potential | 0 | 0 | 0 | 0 | 0 | 0 | 0 | 0 | 0 | 0 | 0 | 0 | 0 | 0 | 0 | 0 | 0 | 0 | 0 | 0 | 0 | 0 | 0
F6_Industrial_Other Industrial_New_Process_Natural Gas_Gas Boiler - Insulate Steam Lines/Condensate Tank_A_Technical Potential | F6 | Industrial | Other Industrial | New | Process | Natural Gas | Gas Boiler - Insulate Steam Lines/Condensate Tank | A | Incremental Winter Peak Savings (MW) | Technical Potential | 0 | 0 | 0 | 0 | 0 | 0 | 0 | 0 | 0 | 0 | 0 | 0 | 0 | 0 | 0 | 0 | 0 | 0 | 0 | 0 | 0 | 0 | 0
F7_Industrial_Other Industrial_New_Process_Natural Gas_Gas Boiler - Insulate Steam Lines/Condensate Tank_A_Technical Potential | F7 | Industrial | Other Industrial | New | Process | Natural Gas | Gas Boiler - Insulate Steam Lines/Condensate Tank | A | Cumulative Energy Savings (MWh or mTherms) | Technical Potential | 0 | 0 | 0.034199 | 0.09379 | 0.17864 | 0.29178 | 0.42167 | 0.57123 | 0.74014 | 0.93091 | 1.1377 | 1.3632 | 1.6073 | 1.8731 | 2.1532 | 2.4512 | 2.767 | 3.104 | 3.4542 | 3.8217 | 4.2055 | 4.6056 | 0
F8_Industrial_Other Industrial_New_Process_Natural Gas_Gas Boiler - Insulate Steam Lines/Condensate Tank_A_Technical Potential | F8 | Industrial | Other Industrial | New | Process | Natural Gas | Gas Boiler - Insulate Steam Lines/Condensate Tank | A | Cumulative Summer Peak Savings (MW) | Technical Potential | 0 | 0 | 0 | 0 | 0 | 0 | 0 | 0 | 0 | 0 | 0 | 0 | 0 | 0 | 0 | 0 | 0 | 0 | 0 | 0 | 0 | 0 | 0
F9_Industrial_Other Industrial_New_Process_Natural Gas_Gas Boiler - Insulate Steam Lines/Condensate Tank_A_Technical Potential | F9 | Industrial | Other Industrial | New | Process | Natural Gas | Gas Boiler - Insulate Steam Lines/Condensate Tank | A | Cumulative Winter Peak Savings (MW) | Technical Potential | 0 | 0 | 0 | 0 | 0 | 0 | 0 | 0 | 0 | 0 | 0 | 0 | 0 | 0 | 0 | 0 | 0 | 0 | 0 | 0 | 0 | 0 | 0
F10_Industrial_Other Industrial_New_Process_Natural Gas_Gas Boiler - Insulate Steam Lines/Condensate Tank_A_Technical Potential | F10 | Industrial | Other Industrial | New | Process | Natural Gas | Gas Boiler - Insulate Steam Lines/Condensate Tank | A | Purchases (Incremental) | Technical Potential | 0 | 0 | 2.0331 | 3.5481 | 5.0594 | 6.7533 | 7.7735 | 8.9578 | 10.1271 | 11.4424 | 12.4221 | 13.5488 | 14.6606 | 15.9503 | 16.8256 | 17.8894 | 18.9525 | 20.19 | 21.0074 | 22.0147 | 22.9945 | 23.9714 | 0
F11_Industrial_Other Industrial_New_Process_Natural Gas_Gas Boiler - Insulate Steam Lines/Condensate Tank_A_Technical Potential | F11 | Industrial | Other Industrial | New | Process | Natural Gas | Gas Boiler - Insulate Steam Lines/Condensate Tank | A | Purchases (Cumulative) | Technical Potential | 0 | 0 | 2.0331 | 5.5812 | 10.6406 | 17.3939 | 25.1674 | 34.1251 | 44.2522 | 55.6946 | 68.1167 | 81.6655 | 96.3261 | 112.2764 | 129.102 | 146.9914 | 165.9439 | 186.1339 | 207.1413 | 229.156 | 252.1504 | 276.1218 | 0
F1_Industrial_Other Industrial_New_Space Heating_Natural Gas_Gas Boiler - Insulate Hot Water Lines_A_Technical Potential | F1 | Industrial | Other Industrial | New | Space Heating | Natural Gas | Gas Boiler - Insulate Hot Water Lines | A | Integrated Unit Energy Savings (kWh or therms) | Technical Potential | 0 | 0 | 23.7919 | 22.391 | 21.8387 | 21.5148 | 21.3819 | 21.2654 | 21.1752 | 21.0958 | 21.0434 | 20.994 | 20.9028 | 20.8303 | 20.7521 | 20.8113 | 20.8452 | 20.8417 | 20.8772 | 20.8686 | 20.8765 | 20.8553 | 0
F2_Industrial_Other Industrial_New_Space Heating_Natural Gas_Gas Boiler - Insulate Hot Water Lines_A_Technical Potential | F2 | Industrial | Other Industrial | New | Space Heating | Natural Gas | Gas Boiler - Insulate Hot Water Lines | A | Integrated Unit Summer Peak Savings (kW) | Technical Potential | 0 | 0 | 0 | 0 | 0 | 0 | 0 | 0 | 0 | 0 | 0 | 0 | 0 | 0 | 0 | 0 | 0 | 0 | 0 | 0 | 0 | 0 | 0
F3_Industrial_Other Industrial_New_Space Heating_Natural Gas_Gas Boiler - Insulate Hot Water Lines_A_Technical Potential | F3 | Industrial | Other Industrial | New | Space Heating | Natural Gas | Gas Boiler - Insulate Hot Water Lines | A | Integrated Unit Winter Peak Savings (kW) | Technical Potential | 0 | 0 | 0 | 0 | 0 | 0 | 0 | 0 | 0 | 0 | 0 | 0 | 0 | 0 | 0 | 0 | 0 | 0 | 0 | 0 | 0 | 0 | 0
F4_Industrial_Other Industrial_New_Space Heating_Natural Gas_Gas Boiler - Insulate Hot Water Lines_A_Technical Potential | F4 | Industrial | Other Industrial | New | Space Heating | Natural Gas | Gas Boiler - Insulate Hot Water Lines | A | Incremental Energy Savings (MWh or mTherms) | Technical Potential | 0 | 0 | 0.0033407 | 0.0054869 | 0.007631 | 0.010035 | 0.011479 | 0.013156 | 0.01481 | 0.016671 | 0.018054 | 0.019645 | 0.021165 | 0.022947 | 0.024115 | 0.025713 | 0.027285 | 0.029062 | 0.03029 | 0.031729 | 0.033154 | 0.034527 | 0
F5_Industrial_Other Industrial_New_Space Heating_Natural Gas_Gas Boiler - Insulate Hot Water Lines_A_Technical Potential | F5 | Industrial | Other Industrial | New | Space Heating | Natural Gas | Gas Boiler - Insulate Hot Water Lines | A | Incremental Summer Peak Savings (MW) | Technical Potential | 0 | 0 | 0 | 0 | 0 | 0 | 0 | 0 | 0 | 0 | 0 | 0 | 0 | 0 | 0 | 0 | 0 | 0 | 0 | 0 | 0 | 0 | 0
F6_Industrial_Other Industrial_New_Space Heating_Natural Gas_Gas Boiler - Insulate Hot Water Lines_A_Technical Potential | F6 | Industrial | Other Industrial | New | Space Heating | Natural Gas | Gas Boiler - Insulate Hot Water Lines | A | Incremental Winter Peak Savings (MW) | Technical Potential | 0 | 0 | 0 | 0 | 0 | 0 | 0 | 0 | 0 | 0 | 0 | 0 | 0 | 0 | 0 | 0 | 0 | 0 | 0 | 0 | 0 | 0 | 0
F7_Industrial_Other Industrial_New_Space Heating_Natural Gas_Gas Boiler - Insulate Hot Water Lines_A_Technical Potential | F7 | Industrial | Other Industrial | New | Space Heating | Natural Gas | Gas Boiler - Insulate Hot Water Lines | A | Cumulative Energy Savings (MWh or mTherms) | Technical Potential | 0 | 0 | 0.0033407 | 0.0086309 | 0.016049 | 0.025846 | 0.037165 | 0.050119 | 0.064717 | 0.081146 | 0.098998 | 0.11841 | 0.13906 | 0.16152 | 0.18503 | 0.21127 | 0.2389 | 0.26793 | 0.29867 | 0.33028 | 0.36356 | 0.39772 | 0
F8_Industrial_Other Industrial_New_Space Heating_Natural Gas_Gas Boiler - Insulate Hot Water Lines_A_Technical Potential | F8 | Industrial | Other Industrial | New | Space Heating | Natural Gas | Gas Boiler - Insulate Hot Water Lines | A | Cumulative Summer Peak Savings (MW) | Technical Potential | 0 | 0 | 0 | 0 | 0 | 0 | 0 | 0 | 0 | 0 | 0 | 0 | 0 | 0 | 0 | 0 | 0 | 0 | 0 | 0 | 0 | 0 | 0
F9_Industrial_Other Industrial_New_Space Heating_Natural Gas_Gas Boiler - Insulate Hot Water Lines_A_Technical Potential | F9 | Industrial | Other Industrial | New | Space Heating | Natural Gas | Gas Boiler - Insulate Hot Water Lines | A | Cumulative Winter Peak Savings (MW) | Technical Potential | 0 | 0 | 0 | 0 | 0 | 0 | 0 | 0 | 0 | 0 | 0 | 0 | 0 | 0 | 0 | 0 | 0 | 0 | 0 | 0 | 0 | 0 | 0
F10_Industrial_Other Industrial_New_Space Heating_Natural Gas_Gas Boiler - Insulate Hot Water Lines_A_Technical Potential | F10 | Industrial | Other Industrial | New | Space Heating | Natural Gas | Gas Boiler - Insulate Hot Water Lines | A | Purchases (Incremental) | Technical Potential | 0 | 0 | 0.14041 | 0.24505 | 0.34943 | 0.46642 | 0.53687 | 0.61866 | 0.69942 | 0.79027 | 0.85792 | 0.93574 | 1.0125 | 1.1016 | 1.1621 | 1.2355 | 1.3089 | 1.3944 | 1.4509 | 1.5204 | 1.5881 | 1.6556 | 0
F11_Industrial_Other Industrial_New_Space Heating_Natural Gas_Gas Boiler - Insulate Hot Water Lines_A_Technical Potential | F11 | Industrial | Other Industrial | New | Space Heating | Natural Gas | Gas Boiler - Insulate Hot Water Lines | A | Purchases (Cumulative) | Technical Potential | 0 | 0 | 0.14041 | 0.38546 | 0.73489 | 1.2013 | 1.7382 | 2.3568 | 3.0563 | 3.8465 | 4.7045 | 5.6402 | 6.6527 | 7.7543 | 8.9164 | 10.1519 | 11.4608 | 12.8553 | 14.3061 | 15.8266 | 17.4147 | 19.0702 | 0
F1_Industrial_Other Industrial_New_Process_Natural Gas_Gas Boiler - Insulate Hot Water Lines_A_Technical Potential | F1 | Industrial | Other Industrial | New | Process | Natural Gas | Gas Boiler - Insulate Hot Water Lines | A | Integrated Unit Energy Savings (kWh or therms) | Technical Potential | 0 | 0 | 19.0388 | 19.0345 | 19.03 | 19.026 | 19.0198 | 19.0129 | 19.0054 | 18.9985 | 18.9913 | 18.9865 | 18.9838 | 18.984 | 18.9844 | 18.9867 | 18.9895 | 18.9927 | 18.9948 | 18.9971 | 18.9992 | 19.0011 | 0
F2_Industrial_Other Industrial_New_Process_Natural Gas_Gas Boiler - Insulate Hot Water Lines_A_Technical Potential | F2 | Industrial | Other Industrial | New | Process | Natural Gas | Gas Boiler - Insulate Hot Water Lines | A | Integrated Unit Summer Peak Savings (kW) | Technical Potential | 0 | 0 | 0 | 0 | 0 | 0 | 0 | 0 | 0 | 0 | 0 | 0 | 0 | 0 | 0 | 0 | 0 | 0 | 0 | 0 | 0 | 0 | 0
F3_Industrial_Other Industrial_New_Process_Natural Gas_Gas Boiler - Insulate Hot Water Lines_A_Technical Potential | F3 | Industrial | Other Industrial | New | Process | Natural Gas | Gas Boiler - Insulate Hot Water Lines | A | Integrated Unit Winter Peak Savings (kW) | Technical Potential | 0 | 0 | 0 | 0 | 0 | 0 | 0 | 0 | 0 | 0 | 0 | 0 | 0 | 0 | 0 | 0 | 0 | 0 | 0 | 0 | 0 | 0 | 0
F4_Industrial_Other Industrial_New_Process_Natural Gas_Gas Boiler - Insulate Hot Water Lines_A_Technical Potential | F4 | Industrial | Other Industrial | New | Process | Natural Gas | Gas Boiler - Insulate Hot Water Lines | A | Incremental Energy Savings (MWh or mTherms) | Technical Potential | 0 | 0 | 0.038707 | 0.067536 | 0.09628 | 0.12849 | 0.14785 | 0.17031 | 0.19247 | 0.21739 | 0.23591 | 0.25724 | 0.27831 | 0.3028 | 0.31942 | 0.33966 | 0.3599 | 0.38346 | 0.39903 | 0.41821 | 0.43688 | 0.45548 | 0
F5_Industrial_Other Industrial_New_Process_Natural Gas_Gas Boiler - Insulate Hot Water Lines_A_Technical Potential | F5 | Industrial | Other Industrial | New | Process | Natural Gas | Gas Boiler - Insulate Hot Water Lines | A | Incremental Summer Peak Savings (MW) | Technical Potential | 0 | 0 | 0 | 0 | 0 | 0 | 0 | 0 | 0 | 0 | 0 | 0 | 0 | 0 | 0 | 0 | 0 | 0 | 0 | 0 | 0 | 0 | 0
F6_Industrial_Other Industrial_New_Process_Natural Gas_Gas Boiler - Insulate Hot Water Lines_A_Technical Potential | F6 | Industrial | Other Industrial | New | Process | Natural Gas | Gas Boiler - Insulate Hot Water Lines | A | Incremental Winter Peak Savings (MW) | Technical Potential | 0 | 0 | 0 | 0 | 0 | 0 | 0 | 0 | 0 | 0 | 0 | 0 | 0 | 0 | 0 | 0 | 0 | 0 | 0 | 0 | 0 | 0 | 0
F7_Industrial_Other Industrial_New_Process_Natural Gas_Gas Boiler - Insulate Hot Water Lines_A_Technical Potential | F7 | Industrial | Other Industrial | New | Process | Natural Gas | Gas Boiler - Insulate Hot Water Lines | A | Cumulative Energy Savings (MWh or mTherms) | Technical Potential | 0 | 0 | 0.038707 | 0.10623 | 0.20249 | 0.33094 | 0.47868 | 0.64882 | 0.84103 | 1.0581 | 1.2936 | 1.5505 | 1.8286 | 2.1315 | 2.4509 | 2.7909 | 3.1512 | 3.5352 | 3.9346 | 4.3533 | 4.7906 | 5.2466 | 0
F8_Industrial_Other Industrial_New_Process_Natural Gas_Gas Boiler - Insulate Hot Water Lines_A_Technical Potential | F8 | Industrial | Other Industrial | New | Process | Natural Gas | Gas Boiler - Insulate Hot Water Lines | A | Cumulative Summer Peak Savings (MW) | Technical Potential | 0 | 0 | 0 | 0 | 0 | 0 | 0 | 0 | 0 | 0 | 0 | 0 | 0 | 0 | 0 | 0 | 0 | 0 | 0 | 0 | 0 | 0 | 0
F9_Industrial_Other Industrial_New_Process_Natural Gas_Gas Boiler - Insulate Hot Water Lines_A_Technical Potential | F9 | Industrial | Other Industrial | New | Process | Natural Gas | Gas Boiler - Insulate Hot Water Lines | A | Cumulative Winter Peak Savings (MW) | Technical Potential | 0 | 0 | 0 | 0 | 0 | 0 | 0 | 0 | 0 | 0 | 0 | 0 | 0 | 0 | 0 | 0 | 0 | 0 | 0 | 0 | 0 | 0 | 0
F10_Industrial_Other Industrial_New_Process_Natural Gas_Gas Boiler - Insulate Hot Water Lines_A_Technical Potential | F10 | Industrial | Other Industrial | New | Process | Natural Gas | Gas Boiler - Insulate Hot Water Lines | A | Purchases (Incremental) | Technical Potential | 0 | 0 | 2.0331 | 3.5481 | 5.0594 | 6.7533 | 7.7735 | 8.9578 | 10.1271 | 11.4424 | 12.4221 | 13.5488 | 14.6606 | 15.9503 | 16.8256 | 17.8894 | 18.9525 | 20.19 | 21.0074 | 22.0147 | 22.9945 | 23.9714 | 0
F11_Industrial_Other Industrial_New_Process_Natural Gas_Gas Boiler - Insulate Hot Water Lines_A_Technical Potential | F11 | Industrial | Other Industrial | New | Process | Natural Gas | Gas Boiler - Insulate Hot Water Lines | A | Purchases (Cumulative) | Technical Potential | 0 | 0 | 2.0331 | 5.5812 | 10.6406 | 17.3939 | 25.1674 | 34.1251 | 44.2522 | 55.6946 | 68.1167 | 81.6655 | 96.3261 | 112.2764 | 129.102 | 146.9914 | 165.9439 | 186.1339 | 207.1413 | 229.156 | 252.1504 | 276.1218 | 0
F1_Industrial_Other Industrial_New_Process_Natural Gas_Process - Insulate Heated Process Fluids_A_Technical Potential | F1 | Industrial | Other Industrial | New | Process | Natural Gas | Process - Insulate Heated Process Fluids | A | Integrated Unit Energy Savings (kWh or therms) | Technical Potential | 0 | 0 | 13.5818 | 13.5659 | 13.5508 | 13.5373 | 13.518 | 13.5033 | 13.4897 | 13.4786 | 13.466 | 13.4564 | 13.4485 | 13.444 | 13.4372 | 13.4332 | 13.4296 | 13.4289 | 13.4257 | 13.4248 | 13.4234 | 13.4216 | 0
F2_Industrial_Other Industrial_New_Process_Natural Gas_Process - Insulate Heated Process Fluids_A_Technical Potential | F2 | Industrial | Other Industrial | New | Process | Natural Gas | Process - Insulate Heated Process Fluids | A | Integrated Unit Summer Peak Savings (kW) | Technical Potential | 0 | 0 | 0 | 0 | 0 | 0 | 0 | 0 | 0 | 0 | 0 | 0 | 0 | 0 | 0 | 0 | 0 | 0 | 0 | 0 | 0 | 0 | 0
F3_Industrial_Other Industrial_New_Process_Natural Gas_Process - Insulate Heated Process Fluids_A_Technical Potential | F3 | Industrial | Other Industrial | New | Process | Natural Gas | Process - Insulate Heated Process Fluids | A | Integrated Unit Winter Peak Savings (kW) | Technical Potential | 0 | 0 | 0 | 0 | 0 | 0 | 0 | 0 | 0 | 0 | 0 | 0 | 0 | 0 | 0 | 0 | 0 | 0 | 0 | 0 | 0 | 0 | 0
F4_Industrial_Other Industrial_New_Process_Natural Gas_Process - Insulate Heated Process Fluids_A_Technical Potential | F4 | Industrial | Other Industrial | New | Process | Natural Gas | Process - Insulate Heated Process Fluids | A | Incremental Energy Savings (MWh or mTherms) | Technical Potential | 0 | 0 | 0.060403 | 0.10529 | 0.14997 | 0.19999 | 0.22987 | 0.23814 | 0.21516 | 0.19433 | 0.16861 | 0.14702 | 0.12719 | 0.11067 | 0.093346 | 0.079375 | 0.067256 | 0.057315 | 0.00040666 | 0.00015219 | 5.4186e-05 | 1.8418e-05 | 0
F5_Industrial_Other Industrial_New_Process_Natural Gas_Process - Insulate Heated Process Fluids_A_Technical Potential | F5 | Industrial | Other Industrial | New | Process | Natural Gas | Process - Insulate Heated Process Fluids | A | Incremental Summer Peak Savings (MW) | Technical Potential | 0 | 0 | 0 | 0 | 0 | 0 | 0 | 0 | 0 | 0 | 0 | 0 | 0 | 0 | 0 | 0 | 0 | 0 | 0 | 0 | 0 | 0 | 0
F6_Industrial_Other Industrial_New_Process_Natural Gas_Process - Insulate Heated Process Fluids_A_Technical Potential | F6 | Industrial | Other Industrial | New | Process | Natural Gas | Process - Insulate Heated Process Fluids | A | Incremental Winter Peak Savings (MW) | Technical Potential | 0 | 0 | 0 | 0 | 0 | 0 | 0 | 0 | 0 | 0 | 0 | 0 | 0 | 0 | 0 | 0 | 0 | 0 | 0 | 0 | 0 | 0 | 0
F7_Industrial_Other Industrial_New_Process_Natural Gas_Process - Insulate Heated Process Fluids_A_Technical Potential | F7 | Industrial | Other Industrial | New | Process | Natural Gas | Process - Insulate Heated Process Fluids | A | Cumulative Energy Savings (MWh or mTherms) | Technical Potential | 0 | 0 | 0.060403 | 0.16562 | 0.31541 | 0.51508 | 0.74422 | 0.98154 | 1.1957 | 1.3891 | 1.5564 | 1.7023 | 1.8285 | 1.9385 | 2.0309 | 2.1097 | 2.1764 | 2.2336 | 2.2334 | 2.2334 | 2.2333 | 2.233 | 0
F8_Industrial_Other Industrial_New_Process_Natural Gas_Process - Insulate Heated Process Fluids_A_Technical Potential | F8 | Industrial | Other Industrial | New | Process | Natural Gas | Process - Insulate Heated Process Fluids | A | Cumulative Summer Peak Savings (MW) | Technical Potential | 0 | 0 | 0 | 0 | 0 | 0 | 0 | 0 | 0 | 0 | 0 | 0 | 0 | 0 | 0 | 0 | 0 | 0 | 0 | 0 | 0 | 0 | 0
F9_Industrial_Other Industrial_New_Process_Natural Gas_Process - Insulate Heated Process Fluids_A_Technical Potential | F9 | Industrial | Other Industrial | New | Process | Natural Gas | Process - Insulate Heated Process Fluids | A | Cumulative Winter Peak Savings (MW) | Technical Potential | 0 | 0 | 0 | 0 | 0 | 0 | 0 | 0 | 0 | 0 | 0 | 0 | 0 | 0 | 0 | 0 | 0 | 0 | 0 | 0 | 0 | 0 | 0
F10_Industrial_Other Industrial_New_Process_Natural Gas_Process - Insulate Heated Process Fluids_A_Technical Potential | F10 | Industrial | Other Industrial | New | Process | Natural Gas | Process - Insulate Heated Process Fluids | A | Purchases (Incremental) | Technical Potential | 0 | 0 | 4.4473 | 7.7614 | 11.0674 | 14.7729 | 17.0044 | 17.6355 | 15.9501 | 14.4174 | 12.5214 | 10.9257 | 9.4578 | 8.2318 | 6.9469 | 5.9089 | 5.008 | 4.268 | 0.03029 | 0.011336 | 0.0040367 | 0.0013722 | 0
F11_Industrial_Other Industrial_New_Process_Natural Gas_Process - Insulate Heated Process Fluids_A_Technical Potential | F11 | Industrial | Other Industrial | New | Process | Natural Gas | Process - Insulate Heated Process Fluids | A | Purchases (Cumulative) | Technical Potential | 0 | 0 | 4.4473 | 12.2088 | 23.2761 | 38.049 | 55.0534 | 72.689 | 88.6391 | 103.0565 | 115.5779 | 126.5036 | 135.9614 | 144.1932 | 151.1401 | 157.049 | 162.057 | 166.325 | 166.3553 | 166.3666 | 166.3707 | 166.372 | 0
F1_Industrial_Other Industrial_New_Process_Natural Gas_Process Heat Recovery_A_Technical Potential | F1 | Industrial | Other Industrial | New | Process | Natural Gas | Process Heat Recovery | A | Integrated Unit Energy Savings (kWh or therms) | Technical Potential | 0 | 0 | 0.033029 | 0.032961 | 0.032896 | 0.032837 | 0.032752 | 0.032686 | 0.03263 | 0.032588 | 0.03254 | 0.032506 | 0.03248 | 0.032469 | 0.032448 | 0.032441 | 0.032436 | 0.032446 | 0.032446 | 0.032454 | 0.03246 | 0.032465 | 0
F2_Industrial_Other Industrial_New_Process_Natural Gas_Process Heat Recovery_A_Technical Potential | F2 | Industrial | Other Industrial | New | Process | Natural Gas | Process Heat Recovery | A | Integrated Unit Summer Peak Savings (kW) | Technical Potential | 0 | 0 | 0 | 0 | 0 | 0 | 0 | 0 | 0 | 0 | 0 | 0 | 0 | 0 | 0 | 0 | 0 | 0 | 0 | 0 | 0 | 0 | 0
F3_Industrial_Other Industrial_New_Process_Natural Gas_Process Heat Recovery_A_Technical Potential | F3 | Industrial | Other Industrial | New | Process | Natural Gas | Process Heat Recovery | A | Integrated Unit Winter Peak Savings (kW) | Technical Potential | 0 | 0 | 0 | 0 | 0 | 0 | 0 | 0 | 0 | 0 | 0 | 0 | 0 | 0 | 0 | 0 | 0 | 0 | 0 | 0 | 0 | 0 | 0
F4_Industrial_Other Industrial_New_Process_Natural Gas_Process Heat Recovery_A_Technical Potential | F4 | Industrial | Other Industrial | New | Process | Natural Gas | Process Heat Recovery | A | Incremental Energy Savings (MWh or mTherms) | Technical Potential | 0 | 0 | 0.0052881 | 0.0092097 | 0.013107 | 0.017463 | 0.020049 | 0.020752 | 0.018736 | 0.016914 | 0.014668 | 0.012786 | 0.011059 | 0.0096221 | 0.0081149 | 0.0069008 | 0.0058479 | 0.0051947 | 0.0090658 | 0.01293 | 0.017263 | 0.019874 | 0
F5_Industrial_Other Industrial_New_Process_Natural Gas_Process Heat Recovery_A_Technical Potential | F5 | Industrial | Other Industrial | New | Process | Natural Gas | Process Heat Recovery | A | Incremental Summer Peak Savings (MW) | Technical Potential | 0 | 0 | 0 | 0 | 0 | 0 | 0 | 0 | 0 | 0 | 0 | 0 | 0 | 0 | 0 | 0 | 0 | 0 | 0 | 0 | 0 | 0 | 0
F6_Industrial_Other Industrial_New_Process_Natural Gas_Process Heat Recovery_A_Technical Potential | F6 | Industrial | Other Industrial | New | Process | Natural Gas | Process Heat Recovery | A | Incremental Winter Peak Savings (MW) | Technical Potential | 0 | 0 | 0 | 0 | 0 | 0 | 0 | 0 | 0 | 0 | 0 | 0 | 0 | 0 | 0 | 0 | 0 | 0 | 0 | 0 | 0 | 0 | 0
F7_Industrial_Other Industrial_New_Process_Natural Gas_Process Heat Recovery_A_Technical Potential | F7 | Industrial | Other Industrial | New | Process | Natural Gas | Process Heat Recovery | A | Cumulative Energy Savings (MWh or mTherms) | Technical Potential | 0 | 0 | 0.0052881 | 0.014487 | 0.027565 | 0.044979 | 0.064912 | 0.085533 | 0.10412 | 0.1209 | 0.13539 | 0.14804 | 0.15898 | 0.16854 | 0.17655 | 0.18341 | 0.18924 | 0.18929 | 0.18929 | 0.18934 | 0.18937 | 0.1894 | 0
F8_Industrial_Other Industrial_New_Process_Natural Gas_Process Heat Recovery_A_Technical Potential | F8 | Industrial | Other Industrial | New | Process | Natural Gas | Process Heat Recovery | A | Cumulative Summer Peak Savings (MW) | Technical Potential | 0 | 0 | 0 | 0 | 0 | 0 | 0 | 0 | 0 | 0 | 0 | 0 | 0 | 0 | 0 | 0 | 0 | 0 | 0 | 0 | 0 | 0 | 0
F9_Industrial_Other Industrial_New_Process_Natural Gas_Process Heat Recovery_A_Technical Potential | F9 | Industrial | Other Industrial | New | Process | Natural Gas | Process Heat Recovery | A | Cumulative Winter Peak Savings (MW) | Technical Potential | 0 | 0 | 0 | 0 | 0 | 0 | 0 | 0 | 0 | 0 | 0 | 0 | 0 | 0 | 0 | 0 | 0 | 0 | 0 | 0 | 0 | 0 | 0
F10_Industrial_Other Industrial_New_Process_Natural Gas_Process Heat Recovery_A_Technical Potential | F10 | Industrial | Other Industrial | New | Process | Natural Gas | Process Heat Recovery | A | Purchases (Incremental) | Technical Potential | 0 | 0 | 160.1038 | 279.4114 | 398.4261 | 531.8229 | 612.1598 | 634.8783 | 574.204 | 519.0262 | 450.7703 | 393.3255 | 340.4808 | 296.3465 | 250.0876 | 212.72 | 180.2882 | 160.1038 | 279.4114 | 398.4261 | 531.8229 | 612.1598 | 0
F11_Industrial_Other Industrial_New_Process_Natural Gas_Process Heat Recovery_A_Technical Potential | F11 | Industrial | Other Industrial | New | Process | Natural Gas | Process Heat Recovery | A | Purchases (Cumulative) | Technical Potential | 0 | 0 | 160.1038 | 439.5153 | 837.9414 | 1369.7642 | 1981.9241 | 2616.8024 | 3191.0063 | 3710.0325 | 4160.8028 | 4554.1283 | 4894.6091 | 5190.9556 | 5441.0432 | 5653.7632 | 5834.0515 | 5834.0515 | 5834.0515 | 5834.0515 | 5834.0515 | 5834.0515 | 0
F1_Industrial_Other Industrial_New_Space Heating_Natural Gas_Building Automation System_A_Technical Potential | F1 | Industrial | Other Industrial | New | Space Heating | Natural Gas | Building Automation System | A | Integrated Unit Energy Savings (kWh or therms) | Technical Potential | 0 | 0 | 0.014801 | 0.013929 | 0.013585 | 0.013383 | 0.0133 | 0.013227 | 0.01317 | 0.013121 | 0.013087 | 0.013056 | 0.012999 | 0.012954 | 0.012904 | 0.012941 | 0.012961 | 0.012959 | 0.01298 | 0.012974 | 0.012979 | 0.012965 | 0
F2_Industrial_Other Industrial_New_Space Heating_Natural Gas_Building Automation System_A_Technical Potential | F2 | Industrial | Other Industrial | New | Space Heating | Natural Gas | Building Automation System | A | Integrated Unit Summer Peak Savings (kW) | Technical Potential | 0 | 0 | 0 | 0 | 0 | 0 | 0 | 0 | 0 | 0 | 0 | 0 | 0 | 0 | 0 | 0 | 0 | 0 | 0 | 0 | 0 | 0 | 0
F3_Industrial_Other Industrial_New_Space Heating_Natural Gas_Building Automation System_A_Technical Potential | F3 | Industrial | Other Industrial | New | Space Heating | Natural Gas | Building Automation System | A | Integrated Unit Winter Peak Savings (kW) | Technical Potential | 0 | 0 | 0 | 0 | 0 | 0 | 0 | 0 | 0 | 0 | 0 | 0 | 0 | 0 | 0 | 0 | 0 | 0 | 0 | 0 | 0 | 0 | 0
F4_Industrial_Other Industrial_New_Space Heating_Natural Gas_Building Automation System_A_Technical Potential | F4 | Industrial | Other Industrial | New | Space Heating | Natural Gas | Building Automation System | A | Incremental Energy Savings (MWh or mTherms) | Technical Potential | 0 | 0 | 0.0075097 | 0.024654 | 0.060879 | 0.13022 | 0.22609 | 0.3711 | 0.56825 | 0.82919 | 1.1106 | 1.425 | 1.7224 | 1.9865 | 2.0962 | 2.1069 | 1.9657 | 1.7314 | 1.3799 | 1.0007 | 0.66799 | 0.45368 | 0
F5_Industrial_Other Industrial_New_Space Heating_Natural Gas_Building Automation System_A_Technical Potential | F5 | Industrial | Other Industrial | New | Space Heating | Natural Gas | Building Automation System | A | Incremental Summer Peak Savings (MW) | Technical Potential | 0 | 0 | 0 | 0 | 0 | 0 | 0 | 0 | 0 | 0 | 0 | 0 | 0 | 0 | 0 | 0 | 0 | 0 | 0 | 0 | 0 | 0 | 0
F6_Industrial_Other Industrial_New_Space Heating_Natural Gas_Building Automation System_A_Technical Potential | F6 | Industrial | Other Industrial | New | Space Heating | Natural Gas | Building Automation System | A | Incremental Winter Peak Savings (MW) | Technical Potential | 0 | 0 | 0 | 0 | 0 | 0 | 0 | 0 | 0 | 0 | 0 | 0 | 0 | 0 | 0 | 0 | 0 | 0 | 0 | 0 | 0 | 0 | 0
F7_Industrial_Other Industrial_New_Space Heating_Natural Gas_Building Automation System_A_Technical Potential | F7 | Industrial | Other Industrial | New | Space Heating | Natural Gas | Building Automation System | A | Cumulative Energy Savings (MWh or mTherms) | Technical Potential | 0 | 0 | 0.0075097 | 0.031722 | 0.091817 | 0.22067 | 0.44539 | 0.81405 | 1.3788 | 2.2028 | 3.3078 | 4.7249 | 6.4265 | 8.3905 | 10.4549 | 12.5913 | 14.5769 | 16.2989 | 17.6828 | 18.6174 | 19.1654 | 19.3785 | 0
F8_Industrial_Other Industrial_New_Space Heating_Natural Gas_Building Automation System_A_Technical Potential | F8 | Industrial | Other Industrial | New | Space Heating | Natural Gas | Building Automation System | A | Cumulative Summer Peak Savings (MW) | Technical Potential | 0 | 0 | 0 | 0 | 0 | 0 | 0 | 0 | 0 | 0 | 0 | 0 | 0 | 0 | 0 | 0 | 0 | 0 | 0 | 0 | 0 | 0 | 0
F9_Industrial_Other Industrial_New_Space Heating_Natural Gas_Building Automation System_A_Technical Potential | F9 | Industrial | Other Industrial | New | Space Heating | Natural Gas | Building Automation System | A | Cumulative Winter Peak Savings (MW) | Technical Potential | 0 | 0 | 0 | 0 | 0 | 0 | 0 | 0 | 0 | 0 | 0 | 0 | 0 | 0 | 0 | 0 | 0 | 0 | 0 | 0 | 0 | 0 | 0
F10_Industrial_Other Industrial_New_Space Heating_Natural Gas_Building Automation System_A_Technical Potential | F10 | Industrial | Other Industrial | New | Space Heating | Natural Gas | Building Automation System | A | Purchases (Incremental) | Technical Potential | 0 | 0 | 507.3668 | 1769.9584 | 4481.2419 | 9729.898 | 16999.5696 | 28056.2024 | 43146.0657 | 63197.5582 | 84856.577 | 109142.443 | 132498.7791 | 153353.5649 | 162444.7295 | 162813.6412 | 151655.8787 | 133606.9576 | 106306.4897 | 77125.5625 | 51467.7504 | 34991.9723 | 0
F11_Industrial_Other Industrial_New_Space Heating_Natural Gas_Building Automation System_A_Technical Potential | F11 | Industrial | Other Industrial | New | Space Heating | Natural Gas | Building Automation System | A | Purchases (Cumulative) | Technical Potential | 0 | 0 | 507.3668 | 2277.3252 | 6758.5672 | 16488.4651 | 33488.0348 | 61544.2371 | 104690.3028 | 167887.8611 | 252744.4381 | 361886.8811 | 494385.6602 | 647739.2251 | 810183.9546 | 972997.5958 | 1124653.4745 | 1257753.0653 | 1362289.5965 | 1434933.9171 | 1476671.7695 | 1494664.1722 | 0
F1_Industrial_Other Industrial_New_Space Heating_Natural Gas_Steam System Efficiency Improvements_A_Technical Potential | F1 | Industrial | Other Industrial | New | Space Heating | Natural Gas | Steam System Efficiency Improvements | A | Integrated Unit Energy Savings (kWh or therms) | Technical Potential | 0 | 0 | 0.13249 | 0.12455 | 0.12133 | 0.11937 | 0.11837 | 0.11747 | 0.11666 | 0.11587 | 0.11512 | 0.11436 | 0.11333 | 0.11242 | 0.11143 | 0.11128 | 0.11108 | 0.11085 | 0.11085 | 0.11079 | 0.11091 | 0.11094 | 0
F2_Industrial_Other Industrial_New_Space Heating_Natural Gas_Steam System Efficiency Improvements_A_Technical Potential | F2 | Industrial | Other Industrial | New | Space Heating | Natural Gas | Steam System Efficiency Improvements | A | Integrated Unit Summer Peak Savings (kW) | Technical Potential | 0 | 0 | 0 | 0 | 0 | 0 | 0 | 0 | 0 | 0 | 0 | 0 | 0 | 0 | 0 | 0 | 0 | 0 | 0 | 0 | 0 | 0 | 0
F3_Industrial_Other Industrial_New_Space Heating_Natural Gas_Steam System Efficiency Improvements_A_Technical Potential | F3 | Industrial | Other Industrial | New | Space Heating | Natural Gas | Steam System Efficiency Improvements | A | Integrated Unit Winter Peak Savings (kW) | Technical Potential | 0 | 0 | 0 | 0 | 0 | 0 | 0 | 0 | 0 | 0 | 0 | 0 | 0 | 0 | 0 | 0 | 0 | 0 | 0 | 0 | 0 | 0 | 0
F4_Industrial_Other Industrial_New_Space Heating_Natural Gas_Steam System Efficiency Improvements_A_Technical Potential | F4 | Industrial | Other Industrial | New | Space Heating | Natural Gas | Steam System Efficiency Improvements | A | Incremental Energy Savings (MWh or mTherms) | Technical Potential | 0 | 0 | 0.00047639 | 0.0015624 | 0.0038534 | 0.0082312 | 0.014262 | 0.023357 | 0.035672 | 0.051896 | 0.069233 | 0.088457 | 0.10642 | 0.12218 | 0.12828 | 0.1284 | 0.11939 | 0.10497 | 0.12187 | 0.13107 | 0.13563 | 0.1326 | 0
F5_Industrial_Other Industrial_New_Space Heating_Natural Gas_Steam System Efficiency Improvements_A_Technical Potential | F5 | Industrial | Other Industrial | New | Space Heating | Natural Gas | Steam System Efficiency Improvements | A | Incremental Summer Peak Savings (MW) | Technical Potential | 0 | 0 | 0 | 0 | 0 | 0 | 0 | 0 | 0 | 0 | 0 | 0 | 0 | 0 | 0 | 0 | 0 | 0 | 0 | 0 | 0 | 0 | 0
F6_Industrial_Other Industrial_New_Space Heating_Natural Gas_Steam System Efficiency Improvements_A_Technical Potential | F6 | Industrial | Other Industrial | New | Space Heating | Natural Gas | Steam System Efficiency Improvements | A | Incremental Winter Peak Savings (MW) | Technical Potential | 0 | 0 | 0 | 0 | 0 | 0 | 0 | 0 | 0 | 0 | 0 | 0 | 0 | 0 | 0 | 0 | 0 | 0 | 0 | 0 | 0 | 0 | 0
F7_Industrial_Other Industrial_New_Space Heating_Natural Gas_Steam System Efficiency Improvements_A_Technical Potential | F7 | Industrial | Other Industrial | New | Space Heating | Natural Gas | Steam System Efficiency Improvements | A | Cumulative Energy Savings (MWh or mTherms) | Technical Potential | 0 | 0 | 0.00047639 | 0.0020102 | 0.0058117 | 0.013949 | 0.028094 | 0.050814 | 0.084673 | 0.13231 | 0.19276 | 0.26616 | 0.34764 | 0.43267 | 0.50722 | 0.56802 | 0.60049 | 0.59973 | 0.59973 | 0.5994 | 0.60004 | 0.60019 | 0
F8_Industrial_Other Industrial_New_Space Heating_Natural Gas_Steam System Efficiency Improvements_A_Technical Potential | F8 | Industrial | Other Industrial | New | Space Heating | Natural Gas | Steam System Efficiency Improvements | A | Cumulative Summer Peak Savings (MW) | Technical Potential | 0 | 0 | 0 | 0 | 0 | 0 | 0 | 0 | 0 | 0 | 0 | 0 | 0 | 0 | 0 | 0 | 0 | 0 | 0 | 0 | 0 | 0 | 0
F9_Industrial_Other Industrial_New_Space Heating_Natural Gas_Steam System Efficiency Improvements_A_Technical Potential | F9 | Industrial | Other Industrial | New | Space Heating | Natural Gas | Steam System Efficiency Improvements | A | Cumulative Winter Peak Savings (MW) | Technical Potential | 0 | 0 | 0 | 0 | 0 | 0 | 0 | 0 | 0 | 0 | 0 | 0 | 0 | 0 | 0 | 0 | 0 | 0 | 0 | 0 | 0 | 0 | 0
F10_Industrial_Other Industrial_New_Space Heating_Natural Gas_Steam System Efficiency Improvements_A_Technical Potential | F10 | Industrial | Other Industrial | New | Space Heating | Natural Gas | Steam System Efficiency Improvements | A | Purchases (Incremental) | Technical Potential | 0 | 0 | 3.5958 | 12.5439 | 31.7591 | 68.957 | 120.478 | 198.8377 | 305.7814 | 447.8888 | 601.3889 | 773.5058 | 939.0351 | 1086.8355 | 1151.2657 | 1153.8802 | 1074.8038 | 946.8889 | 1099.3794 | 1183.0248 | 1222.8372 | 1195.2818 | 0
F11_Industrial_Other Industrial_New_Space Heating_Natural Gas_Steam System Efficiency Improvements_A_Technical Potential | F11 | Industrial | Other Industrial | New | Space Heating | Natural Gas | Steam System Efficiency Improvements | A | Purchases (Cumulative) | Technical Potential | 0 | 0 | 3.5958 | 16.1397 | 47.8988 | 116.8558 | 237.3338 | 432.5758 | 725.8133 | 1141.943 | 1674.375 | 2327.4028 | 3067.6001 | 3848.6541 | 4552.031 | 5104.5222 | 5405.8201 | 5410.0782 | 5410.0782 | 5410.0782 | 5410.0782 | 5410.0782 | 0
F1_Industrial_Other Industrial_New_Process_Natural Gas_Steam System Efficiency Improvements_A_Technical Potential | F1 | Industrial | Other Industrial | New | Process | Natural Gas | Steam System Efficiency Improvements | A | Integrated Unit Energy Savings (kWh or therms) | Technical Potential | 0 | 0 | 0.10585 | 0.10563 | 0.10543 | 0.10524 | 0.10497 | 0.10475 | 0.10458 | 0.10444 | 0.10429 | 0.10418 | 0.1041 | 0.10407 | 0.104 | 0.10398 | 0.10396 | 0.10399 | 0.10399 | 0.10402 | 0.10404 | 0.10405 | 0
F2_Industrial_Other Industrial_New_Process_Natural Gas_Steam System Efficiency Improvements_A_Technical Potential | F2 | Industrial | Other Industrial | New | Process | Natural Gas | Steam System Efficiency Improvements | A | Integrated Unit Summer Peak Savings (kW) | Technical Potential | 0 | 0 | 0 | 0 | 0 | 0 | 0 | 0 | 0 | 0 | 0 | 0 | 0 | 0 | 0 | 0 | 0 | 0 | 0 | 0 | 0 | 0 | 0
F3_Industrial_Other Industrial_New_Process_Natural Gas_Steam System Efficiency Improvements_A_Technical Potential | F3 | Industrial | Other Industrial | New | Process | Natural Gas | Steam System Efficiency Improvements | A | Integrated Unit Winter Peak Savings (kW) | Technical Potential | 0 | 0 | 0 | 0 | 0 | 0 | 0 | 0 | 0 | 0 | 0 | 0 | 0 | 0 | 0 | 0 | 0 | 0 | 0 | 0 | 0 | 0 | 0
F4_Industrial_Other Industrial_New_Process_Natural Gas_Steam System Efficiency Improvements_A_Technical Potential | F4 | Industrial | Other Industrial | New | Process | Natural Gas | Steam System Efficiency Improvements | A | Incremental Energy Savings (MWh or mTherms) | Technical Potential | 0 | 0 | 6.6225e-05 | 0.00023055 | 0.00058256 | 0.0012626 | 0.0022003 | 0.0036241 | 0.0055638 | 0.008139 | 0.010912 | 0.014021 | 0.017008 | 0.019679 | 0.020832 | 0.020875 | 0.019442 | 0.017133 | 0.019892 | 0.021411 | 0.022135 | 0.02164 | 0
F5_Industrial_Other Industrial_New_Process_Natural Gas_Steam System Efficiency Improvements_A_Technical Potential | F5 | Industrial | Other Industrial | New | Process | Natural Gas | Steam System Efficiency Improvements | A | Incremental Summer Peak Savings (MW) | Technical Potential | 0 | 0 | 0 | 0 | 0 | 0 | 0 | 0 | 0 | 0 | 0 | 0 | 0 | 0 | 0 | 0 | 0 | 0 | 0 | 0 | 0 | 0 | 0
F6_Industrial_Other Industrial_New_Process_Natural Gas_Steam System Efficiency Improvements_A_Technical Potential | F6 | Industrial | Other Industrial | New | Process | Natural Gas | Steam System Efficiency Improvements | A | Incremental Winter Peak Savings (MW) | Technical Potential | 0 | 0 | 0 | 0 | 0 | 0 | 0 | 0 | 0 | 0 | 0 | 0 | 0 | 0 | 0 | 0 | 0 | 0 | 0 | 0 | 0 | 0 | 0
F7_Industrial_Other Industrial_New_Process_Natural Gas_Steam System Efficiency Improvements_A_Technical Potential | F7 | Industrial | Other Industrial | New | Process | Natural Gas | Steam System Efficiency Improvements | A | Cumulative Energy Savings (MWh or mTherms) | Technical Potential | 0 | 0 | 6.6225e-05 | 0.00029664 | 0.00087862 | 0.0021397 | 0.0043344 | 0.0078843 | 0.013206 | 0.020751 | 0.030382 | 0.042189 | 0.055563 | 0.069686 | 0.08237 | 0.092346 | 0.097784 | 0.09789 | 0.09789 | 0.097913 | 0.097931 | 0.097945 | 0
F8_Industrial_Other Industrial_New_Process_Natural Gas_Steam System Efficiency Improvements_A_Technical Potential | F8 | Industrial | Other Industrial | New | Process | Natural Gas | Steam System Efficiency Improvements | A | Cumulative Summer Peak Savings (MW) | Technical Potential | 0 | 0 | 0 | 0 | 0 | 0 | 0 | 0 | 0 | 0 | 0 | 0 | 0 | 0 | 0 | 0 | 0 | 0 | 0 | 0 | 0 | 0 | 0
F9_Industrial_Other Industrial_New_Process_Natural Gas_Steam System Efficiency Improvements_A_Technical Potential | F9 | Industrial | Other Industrial | New | Process | Natural Gas | Steam System Efficiency Improvements | A | Cumulative Winter Peak Savings (MW) | Technical Potential | 0 | 0 | 0 | 0 | 0 | 0 | 0 | 0 | 0 | 0 | 0 | 0 | 0 | 0 | 0 | 0 | 0 | 0 | 0 | 0 | 0 | 0 | 0
F10_Industrial_Other Industrial_New_Process_Natural Gas_Steam System Efficiency Improvements_A_Technical Potential | F10 | Industrial | Other Industrial | New | Process | Natural Gas | Steam System Efficiency Improvements | A | Purchases (Incremental) | Technical Potential | 0 | 0 | 0.62563 | 2.1825 | 5.5258 | 11.9979 | 20.9621 | 34.596 | 53.2033 | 77.9287 | 104.6364 | 134.5832 | 163.3838 | 189.0998 | 200.3101 | 200.765 | 187.0064 | 164.7503 | 191.2824 | 205.8359 | 212.7629 | 207.9685 | 0
F11_Industrial_Other Industrial_New_Process_Natural Gas_Steam System Efficiency Improvements_A_Technical Potential | F11 | Industrial | Other Industrial | New | Process | Natural Gas | Steam System Efficiency Improvements | A | Purchases (Cumulative) | Technical Potential | 0 | 0 | 0.62563 | 2.8082 | 8.334 | 20.3319 | 41.294 | 75.2644 | 126.2851 | 198.688 | 291.3265 | 404.9476 | 533.7355 | 669.632 | 792.0134 | 888.142 | 940.5652 | 941.3061 | 941.3061 | 941.3061 | 941.3061 | 941.3061 | 0
F1_Industrial_Other Industrial_New_Space Heating_Natural Gas_Strategic Energy Management_A_Technical Potential | F1 | Industrial | Other Industrial | New | Space Heating | Natural Gas | Strategic Energy Management | A | Integrated Unit Energy Savings (kWh or therms) | Technical Potential | 0 | 0 | 3.0008 | 2.8233 | 2.7524 | 2.7097 | 2.6897 | 2.6707 | 2.6536 | 2.6364 | 2.6205 | 2.6038 | 2.581 | 2.5608 | 2.5389 | 2.536 | 2.532 | 2.5267 | 2.5268 | 2.5251 | 2.5275 | 2.5279 | 0
F2_Industrial_Other Industrial_New_Space Heating_Natural Gas_Strategic Energy Management_A_Technical Potential | F2 | Industrial | Other Industrial | New | Space Heating | Natural Gas | Strategic Energy Management | A | Integrated Unit Summer Peak Savings (kW) | Technical Potential | 0 | 0 | 0 | 0 | 0 | 0 | 0 | 0 | 0 | 0 | 0 | 0 | 0 | 0 | 0 | 0 | 0 | 0 | 0 | 0 | 0 | 0 | 0
F3_Industrial_Other Industrial_New_Space Heating_Natural Gas_Strategic Energy Management_A_Technical Potential | F3 | Industrial | Other Industrial | New | Space Heating | Natural Gas | Strategic Energy Management | A | Integrated Unit Winter Peak Savings (kW) | Technical Potential | 0 | 0 | 0 | 0 | 0 | 0 | 0 | 0 | 0 | 0 | 0 | 0 | 0 | 0 | 0 | 0 | 0 | 0 | 0 | 0 | 0 | 0 | 0
F4_Industrial_Other Industrial_New_Space Heating_Natural Gas_Strategic Energy Management_A_Technical Potential | F4 | Industrial | Other Industrial | New | Space Heating | Natural Gas | Strategic Energy Management | A | Incremental Energy Savings (MWh or mTherms) | Technical Potential | 0 | 0 | 0.047214 | 0.077524 | 0.10777 | 0.14162 | 0.16181 | 0.18514 | 0.20797 | 0.23346 | 0.25191 | 0.27302 | 0.29283 | 0.3161 | 0.3306 | 0.3511 | 0.37137 | 0.3948 | 0.41079 | 0.4302 | 0.48202 | 0.52284 | 0
F5_Industrial_Other Industrial_New_Space Heating_Natural Gas_Strategic Energy Management_A_Technical Potential | F5 | Industrial | Other Industrial | New | Space Heating | Natural Gas | Strategic Energy Management | A | Incremental Summer Peak Savings (MW) | Technical Potential | 0 | 0 | 0 | 0 | 0 | 0 | 0 | 0 | 0 | 0 | 0 | 0 | 0 | 0 | 0 | 0 | 0 | 0 | 0 | 0 | 0 | 0 | 0
F6_Industrial_Other Industrial_New_Space Heating_Natural Gas_Strategic Energy Management_A_Technical Potential | F6 | Industrial | Other Industrial | New | Space Heating | Natural Gas | Strategic Energy Management | A | Incremental Winter Peak Savings (MW) | Technical Potential | 0 | 0 | 0 | 0 | 0 | 0 | 0 | 0 | 0 | 0 | 0 | 0 | 0 | 0 | 0 | 0 | 0 | 0 | 0 | 0 | 0 | 0 | 0
F7_Industrial_Other Industrial_New_Space Heating_Natural Gas_Strategic Energy Management_A_Technical Potential | F7 | Industrial | Other Industrial | New | Space Heating | Natural Gas | Strategic Energy Management | A | Cumulative Energy Savings (MWh or mTherms) | Technical Potential | 0 | 0 | 0.047214 | 0.12195 | 0.22665 | 0.36475 | 0.52387 | 0.66329 | 0.79413 | 0.91923 | 1.0286 | 1.1385 | 1.2424 | 1.3481 | 1.4423 | 1.548 | 1.6514 | 1.7163 | 1.7459 | 1.7473 | 1.7489 | 1.7492 | 0
F8_Industrial_Other Industrial_New_Space Heating_Natural Gas_Strategic Energy Management_A_Technical Potential | F8 | Industrial | Other Industrial | New | Space Heating | Natural Gas | Strategic Energy Management | A | Cumulative Summer Peak Savings (MW) | Technical Potential | 0 | 0 | 0 | 0 | 0 | 0 | 0 | 0 | 0 | 0 | 0 | 0 | 0 | 0 | 0 | 0 | 0 | 0 | 0 | 0 | 0 | 0 | 0
F9_Industrial_Other Industrial_New_Space Heating_Natural Gas_Strategic Energy Management_A_Technical Potential | F9 | Industrial | Other Industrial | New | Space Heating | Natural Gas | Strategic Energy Management | A | Cumulative Winter Peak Savings (MW) | Technical Potential | 0 | 0 | 0 | 0 | 0 | 0 | 0 | 0 | 0 | 0 | 0 | 0 | 0 | 0 | 0 | 0 | 0 | 0 | 0 | 0 | 0 | 0 | 0
F10_Industrial_Other Industrial_New_Space Heating_Natural Gas_Strategic Energy Management_A_Technical Potential | F10 | Industrial | Other Industrial | New | Space Heating | Natural Gas | Strategic Energy Management | A | Purchases (Incremental) | Technical Potential | 0 | 0 | 15.7337 | 27.4583 | 39.1541 | 52.2632 | 60.1581 | 69.323 | 78.3724 | 88.5515 | 96.1329 | 104.8525 | 113.4565 | 123.4374 | 130.2114 | 138.4443 | 146.671 | 156.2479 | 162.5738 | 170.3688 | 190.7075 | 206.8291 | 0
F11_Industrial_Other Industrial_New_Space Heating_Natural Gas_Strategic Energy Management_A_Technical Potential | F11 | Industrial | Other Industrial | New | Space Heating | Natural Gas | Strategic Energy Management | A | Purchases (Cumulative) | Technical Potential | 0 | 0 | 15.7337 | 43.192 | 82.3461 | 134.6093 | 194.7674 | 248.3566 | 299.2707 | 348.6681 | 392.5378 | 437.2322 | 481.3658 | 526.4308 | 568.0906 | 610.4021 | 652.2205 | 679.2783 | 690.9564 | 691.9597 | 691.9597 | 691.9597 | 0
F1_Industrial_Other Industrial_New_Process_Natural Gas_Strategic Energy Management_A_Technical Potential | F1 | Industrial | Other Industrial | New | Process | Natural Gas | Strategic Energy Management | A | Integrated Unit Energy Savings (kWh or therms) | Technical Potential | 0 | 0 | 1.4055 | 1.4049 | 1.4043 | 1.4038 | 1.403 | 1.4022 | 1.4013 | 1.4006 | 1.3997 | 1.3991 | 1.3986 | 1.3984 | 1.3981 | 1.398 | 1.3979 | 1.3979 | 1.3978 | 1.3977 | 1.3975 | 1.3974 | 0
F2_Industrial_Other Industrial_New_Process_Natural Gas_Strategic Energy Management_A_Technical Potential | F2 | Industrial | Other Industrial | New | Process | Natural Gas | Strategic Energy Management | A | Integrated Unit Summer Peak Savings (kW) | Technical Potential | 0 | 0 | 0 | 0 | 0 | 0 | 0 | 0 | 0 | 0 | 0 | 0 | 0 | 0 | 0 | 0 | 0 | 0 | 0 | 0 | 0 | 0 | 0
F3_Industrial_Other Industrial_New_Process_Natural Gas_Strategic Energy Management_A_Technical Potential | F3 | Industrial | Other Industrial | New | Process | Natural Gas | Strategic Energy Management | A | Integrated Unit Winter Peak Savings (kW) | Technical Potential | 0 | 0 | 0 | 0 | 0 | 0 | 0 | 0 | 0 | 0 | 0 | 0 | 0 | 0 | 0 | 0 | 0 | 0 | 0 | 0 | 0 | 0 | 0
F4_Industrial_Other Industrial_New_Process_Natural Gas_Strategic Energy Management_A_Technical Potential | F4 | Industrial | Other Industrial | New | Process | Natural Gas | Strategic Energy Management | A | Incremental Energy Savings (MWh or mTherms) | Technical Potential | 0 | 0 | 0.10287 | 0.17945 | 0.25578 | 0.34129 | 0.39262 | 0.45218 | 0.5109 | 0.57694 | 0.62596 | 0.68243 | 0.73817 | 0.80298 | 0.84687 | 0.90035 | 0.9538 | 1.0161 | 1.0571 | 1.1077 | 1.2398 | 1.3445 | 0
F5_Industrial_Other Industrial_New_Process_Natural Gas_Strategic Energy Management_A_Technical Potential | F5 | Industrial | Other Industrial | New | Process | Natural Gas | Strategic Energy Management | A | Incremental Summer Peak Savings (MW) | Technical Potential | 0 | 0 | 0 | 0 | 0 | 0 | 0 | 0 | 0 | 0 | 0 | 0 | 0 | 0 | 0 | 0 | 0 | 0 | 0 | 0 | 0 | 0 | 0
F6_Industrial_Other Industrial_New_Process_Natural Gas_Strategic Energy Management_A_Technical Potential | F6 | Industrial | Other Industrial | New | Process | Natural Gas | Strategic Energy Management | A | Incremental Winter Peak Savings (MW) | Technical Potential | 0 | 0 | 0 | 0 | 0 | 0 | 0 | 0 | 0 | 0 | 0 | 0 | 0 | 0 | 0 | 0 | 0 | 0 | 0 | 0 | 0 | 0 | 0
F7_Industrial_Other Industrial_New_Process_Natural Gas_Strategic Energy Management_A_Technical Potential | F7 | Industrial | Other Industrial | New | Process | Natural Gas | Strategic Energy Management | A | Cumulative Energy Savings (MWh or mTherms) | Technical Potential | 0 | 0 | 0.10287 | 0.28228 | 0.53794 | 0.87902 | 1.2711 | 1.62 | 1.9509 | 2.2717 | 2.556 | 2.8457 | 3.1319 | 3.4245 | 3.6948 | 3.9696 | 4.2414 | 4.4173 | 4.4927 | 4.4989 | 4.4985 | 4.498 | 0
F8_Industrial_Other Industrial_New_Process_Natural Gas_Strategic Energy Management_A_Technical Potential | F8 | Industrial | Other Industrial | New | Process | Natural Gas | Strategic Energy Management | A | Cumulative Summer Peak Savings (MW) | Technical Potential | 0 | 0 | 0 | 0 | 0 | 0 | 0 | 0 | 0 | 0 | 0 | 0 | 0 | 0 | 0 | 0 | 0 | 0 | 0 | 0 | 0 | 0 | 0
F9_Industrial_Other Industrial_New_Process_Natural Gas_Strategic Energy Management_A_Technical Potential | F9 | Industrial | Other Industrial | New | Process | Natural Gas | Strategic Energy Management | A | Cumulative Winter Peak Savings (MW) | Technical Potential | 0 | 0 | 0 | 0 | 0 | 0 | 0 | 0 | 0 | 0 | 0 | 0 | 0 | 0 | 0 | 0 | 0 | 0 | 0 | 0 | 0 | 0 | 0
F10_Industrial_Other Industrial_New_Process_Natural Gas_Strategic Energy Management_A_Technical Potential | F10 | Industrial | Other Industrial | New | Process | Natural Gas | Strategic Energy Management | A | Purchases (Incremental) | Technical Potential | 0 | 0 | 73.1906 | 127.7314 | 182.1383 | 243.1199 | 279.8455 | 322.4791 | 364.5753 | 411.9271 | 447.1944 | 487.7567 | 527.781 | 574.2103 | 605.722 | 644.0201 | 682.2893 | 726.8397 | 756.2666 | 792.5275 | 887.1401 | 962.1348 | 0
F11_Industrial_Other Industrial_New_Process_Natural Gas_Strategic Energy Management_A_Technical Potential | F11 | Industrial | Other Industrial | New | Process | Natural Gas | Strategic Energy Management | A | Purchases (Cumulative) | Technical Potential | 0 | 0 | 73.1906 | 200.922 | 383.0603 | 626.1803 | 906.0258 | 1155.3143 | 1392.1581 | 1621.9469 | 1826.0213 | 2033.9325 | 2239.2344 | 2448.8693 | 2642.6643 | 2839.49 | 3034.0226 | 3159.8908 | 3214.2157 | 3218.8829 | 3218.8829 | 3218.8829 | 0
F1_Industrial_Other Industrial_New_Miscellaneous_Natural Gas_Strategic Energy Management_A_Technical Potential | F1 | Industrial | Other Industrial | New | Miscellaneous | Natural Gas | Strategic Energy Management | A | Integrated Unit Energy Savings (kWh or therms) | Technical Potential | 0 | 0 | 0.89787 | 0.89787 | 0.89787 | 0.89787 | 0.89787 | 0.89787 | 0.89787 | 0.89787 | 0.89787 | 0.89787 | 0.89787 | 0.89787 | 0.89787 | 0.89787 | 0.89787 | 0.89787 | 0.89787 | 0.89787 | 0.89787 | 0.89787 | 0
F2_Industrial_Other Industrial_New_Miscellaneous_Natural Gas_Strategic Energy Management_A_Technical Potential | F2 | Industrial | Other Industrial | New | Miscellaneous | Natural Gas | Strategic Energy Management | A | Integrated Unit Summer Peak Savings (kW) | Technical Potential | 0 | 0 | 0 | 0 | 0 | 0 | 0 | 0 | 0 | 0 | 0 | 0 | 0 | 0 | 0 | 0 | 0 | 0 | 0 | 0 | 0 | 0 | 0
F3_Industrial_Other Industrial_New_Miscellaneous_Natural Gas_Strategic Energy Management_A_Technical Potential | F3 | Industrial | Other Industrial | New | Miscellaneous | Natural Gas | Strategic Energy Management | A | Integrated Unit Winter Peak Savings (kW) | Technical Potential | 0 | 0 | 0 | 0 | 0 | 0 | 0 | 0 | 0 | 0 | 0 | 0 | 0 | 0 | 0 | 0 | 0 | 0 | 0 | 0 | 0 | 0 | 0
F4_Industrial_Other Industrial_New_Miscellaneous_Natural Gas_Strategic Energy Management_A_Technical Potential | F4 | Industrial | Other Industrial | New | Miscellaneous | Natural Gas | Strategic Energy Management | A | Incremental Energy Savings (MWh or mTherms) | Technical Potential | 0 | 0 | 0.016429 | 0.028672 | 0.040884 | 0.054573 | 0.062816 | 0.072386 | 0.081835 | 0.092464 | 0.10038 | 0.10949 | 0.11847 | 0.12889 | 0.13597 | 0.14456 | 0.15315 | 0.16315 | 0.16976 | 0.1779 | 0.19913 | 0.21597 | 0
F5_Industrial_Other Industrial_New_Miscellaneous_Natural Gas_Strategic Energy Management_A_Technical Potential | F5 | Industrial | Other Industrial | New | Miscellaneous | Natural Gas | Strategic Energy Management | A | Incremental Summer Peak Savings (MW) | Technical Potential | 0 | 0 | 0 | 0 | 0 | 0 | 0 | 0 | 0 | 0 | 0 | 0 | 0 | 0 | 0 | 0 | 0 | 0 | 0 | 0 | 0 | 0 | 0
F6_Industrial_Other Industrial_New_Miscellaneous_Natural Gas_Strategic Energy Management_A_Technical Potential | F6 | Industrial | Other Industrial | New | Miscellaneous | Natural Gas | Strategic Energy Management | A | Incremental Winter Peak Savings (MW) | Technical Potential | 0 | 0 | 0 | 0 | 0 | 0 | 0 | 0 | 0 | 0 | 0 | 0 | 0 | 0 | 0 | 0 | 0 | 0 | 0 | 0 | 0 | 0 | 0
F7_Industrial_Other Industrial_New_Miscellaneous_Natural Gas_Strategic Energy Management_A_Technical Potential | F7 | Industrial | Other Industrial | New | Miscellaneous | Natural Gas | Strategic Energy Management | A | Cumulative Energy Savings (MWh or mTherms) | Technical Potential | 0 | 0 | 0.016429 | 0.045101 | 0.085985 | 0.14056 | 0.20337 | 0.25933 | 0.31249 | 0.36407 | 0.40988 | 0.45655 | 0.50264 | 0.54969 | 0.59319 | 0.63737 | 0.68104 | 0.70929 | 0.72149 | 0.72254 | 0.72254 | 0.72254 | 0
F8_Industrial_Other Industrial_New_Miscellaneous_Natural Gas_Strategic Energy Management_A_Technical Potential | F8 | Industrial | Other Industrial | New | Miscellaneous | Natural Gas | Strategic Energy Management | A | Cumulative Summer Peak Savings (MW) | Technical Potential | 0 | 0 | 0 | 0 | 0 | 0 | 0 | 0 | 0 | 0 | 0 | 0 | 0 | 0 | 0 | 0 | 0 | 0 | 0 | 0 | 0 | 0 | 0
F9_Industrial_Other Industrial_New_Miscellaneous_Natural Gas_Strategic Energy Management_A_Technical Potential | F9 | Industrial | Other Industrial | New | Miscellaneous | Natural Gas | Strategic Energy Management | A | Cumulative Winter Peak Savings (MW) | Technical Potential | 0 | 0 | 0 | 0 | 0 | 0 | 0 | 0 | 0 | 0 | 0 | 0 | 0 | 0 | 0 | 0 | 0 | 0 | 0 | 0 | 0 | 0 | 0
F10_Industrial_Other Industrial_New_Miscellaneous_Natural Gas_Strategic Energy Management_A_Technical Potential | F10 | Industrial | Other Industrial | New | Miscellaneous | Natural Gas | Strategic Energy Management | A | Purchases (Incremental) | Technical Potential | 0 | 0 | 18.2976 | 31.9329 | 45.5346 | 60.78 | 69.9614 | 80.6198 | 91.1438 | 102.9818 | 111.7986 | 121.9392 | 131.9452 | 143.5526 | 151.4305 | 161.005 | 170.5723 | 181.7099 | 189.0667 | 198.1319 | 221.785 | 240.5337 | 0
F11_Industrial_Other Industrial_New_Miscellaneous_Natural Gas_Strategic Energy Management_A_Technical Potential | F11 | Industrial | Other Industrial | New | Miscellaneous | Natural Gas | Strategic Energy Management | A | Purchases (Cumulative) | Technical Potential | 0 | 0 | 18.2976 | 50.2305 | 95.7651 | 156.5451 | 226.5064 | 288.8286 | 348.0395 | 405.4867 | 456.5053 | 508.4831 | 559.8086 | 612.2173 | 660.6661 | 709.8725 | 758.5057 | 789.9727 | 803.5539 | 804.7207 | 804.7207 | 804.7207 | 0
F1_Industrial_Other Industrial_New_Space Heating_Natural Gas_Commissioning_A_Technical Potential | F1 | Industrial | Other Industrial | New | Space Heating | Natural Gas | Commissioning | A | Integrated Unit Energy Savings (kWh or therms) | Technical Potential | 0 | 0 | 3.6033 | 3.3922 | 3.3097 | 3.2616 | 3.2429 | 3.2265 | 3.2142 | 3.2033 | 3.1967 | 3.1904 | 3.1775 | 3.1671 | 3.1562 | 3.1658 | 3.1716 | 3.1714 | 3.1774 | 3.1765 | 3.178 | 3.175 | 0
F2_Industrial_Other Industrial_New_Space Heating_Natural Gas_Commissioning_A_Technical Potential | F2 | Industrial | Other Industrial | New | Space Heating | Natural Gas | Commissioning | A | Integrated Unit Summer Peak Savings (kW) | Technical Potential | 0 | 0 | 0 | 0 | 0 | 0 | 0 | 0 | 0 | 0 | 0 | 0 | 0 | 0 | 0 | 0 | 0 | 0 | 0 | 0 | 0 | 0 | 0
F3_Industrial_Other Industrial_New_Space Heating_Natural Gas_Commissioning_A_Technical Potential | F3 | Industrial | Other Industrial | New | Space Heating | Natural Gas | Commissioning | A | Integrated Unit Winter Peak Savings (kW) | Technical Potential | 0 | 0 | 0 | 0 | 0 | 0 | 0 | 0 | 0 | 0 | 0 | 0 | 0 | 0 | 0 | 0 | 0 | 0 | 0 | 0 | 0 | 0 | 0
F4_Industrial_Other Industrial_New_Space Heating_Natural Gas_Commissioning_A_Technical Potential | F4 | Industrial | Other Industrial | New | Space Heating | Natural Gas | Commissioning | A | Incremental Energy Savings (MWh or mTherms) | Technical Potential | 0 | 0 | 0 | 0 | 0 | 0 | 0 | 0 | 0 | 0 | 0 | 0 | 0 | 0 | 0 | 0 | 0 | 0 | 0 | 0 | 0 | 0 | 0
F5_Industrial_Other Industrial_New_Space Heating_Natural Gas_Commissioning_A_Technical Potential | F5 | Industrial | Other Industrial | New | Space Heating | Natural Gas | Commissioning | A | Incremental Summer Peak Savings (MW) | Technical Potential | 0 | 0 | 0 | 0 | 0 | 0 | 0 | 0 | 0 | 0 | 0 | 0 | 0 | 0 | 0 | 0 | 0 | 0 | 0 | 0 | 0 | 0 | 0
F6_Industrial_Other Industrial_New_Space Heating_Natural Gas_Commissioning_A_Technical Potential | F6 | Industrial | Other Industrial | New | Space Heating | Natural Gas | Commissioning | A | Incremental Winter Peak Savings (MW) | Technical Potential | 0 | 0 | 0 | 0 | 0 | 0 | 0 | 0 | 0 | 0 | 0 | 0 | 0 | 0 | 0 | 0 | 0 | 0 | 0 | 0 | 0 | 0 | 0
F7_Industrial_Other Industrial_New_Space Heating_Natural Gas_Commissioning_A_Technical Potential | F7 | Industrial | Other Industrial | New | Space Heating | Natural Gas | Commissioning | A | Cumulative Energy Savings (MWh or mTherms) | Technical Potential | 0 | 0 | 0 | 0 | 0 | 0 | 0 | 0 | 0 | 0 | 0 | 0 | 0 | 0 | 0 | 0 | 0 | 0 | 0 | 0 | 0 | 0 | 0
F8_Industrial_Other Industrial_New_Space Heating_Natural Gas_Commissioning_A_Technical Potential | F8 | Industrial | Other Industrial | New | Space Heating | Natural Gas | Commissioning | A | Cumulative Summer Peak Savings (MW) | Technical Potential | 0 | 0 | 0 | 0 | 0 | 0 | 0 | 0 | 0 | 0 | 0 | 0 | 0 | 0 | 0 | 0 | 0 | 0 | 0 | 0 | 0 | 0 | 0
F9_Industrial_Other Industrial_New_Space Heating_Natural Gas_Commissioning_A_Technical Potential | F9 | Industrial | Other Industrial | New | Space Heating | Natural Gas | Commissioning | A | Cumulative Winter Peak Savings (MW) | Technical Potential | 0 | 0 | 0 | 0 | 0 | 0 | 0 | 0 | 0 | 0 | 0 | 0 | 0 | 0 | 0 | 0 | 0 | 0 | 0 | 0 | 0 | 0 | 0
F10_Industrial_Other Industrial_New_Space Heating_Natural Gas_Commissioning_A_Technical Potential | F10 | Industrial | Other Industrial | New | Space Heating | Natural Gas | Commissioning | A | Purchases (Incremental) | Technical Potential | 0 | 0 | 0 | 0 | 0 | 0 | 0 | 0 | 0 | 0 | 0 | 0 | 0 | 0 | 0 | 0 | 0 | 0 | 0 | 0 | 0 | 0 | 0
F11_Industrial_Other Industrial_New_Space Heating_Natural Gas_Commissioning_A_Technical Potential | F11 | Industrial | Other Industrial | New | Space Heating | Natural Gas | Commissioning | A | Purchases (Cumulative) | Technical Potential | 0 | 0 | 0 | 0 | 0 | 0 | 0 | 0 | 0 | 0 | 0 | 0 | 0 | 0 | 0 | 0 | 0 | 0 | 0 | 0 | 0 | 0 | 0
F1_Industrial_Other Industrial_New_Process_Natural Gas_Commissioning_A_Technical Potential | F1 | Industrial | Other Industrial | New | Process | Natural Gas | Commissioning | A | Integrated Unit Energy Savings (kWh or therms) | Technical Potential | 0 | 0 | 7.8495 | 7.8492 | 7.8491 | 7.8494 | 7.8496 | 7.8497 | 7.8498 | 7.8499 | 7.8499 | 7.85 | 7.85 | 7.8501 | 7.8501 | 7.8501 | 7.8501 | 7.8502 | 7.8502 | 7.8502 | 7.8502 | 7.8502 | 0
F2_Industrial_Other Industrial_New_Process_Natural Gas_Commissioning_A_Technical Potential | F2 | Industrial | Other Industrial | New | Process | Natural Gas | Commissioning | A | Integrated Unit Summer Peak Savings (kW) | Technical Potential | 0 | 0 | 0 | 0 | 0 | 0 | 0 | 0 | 0 | 0 | 0 | 0 | 0 | 0 | 0 | 0 | 0 | 0 | 0 | 0 | 0 | 0 | 0
F3_Industrial_Other Industrial_New_Process_Natural Gas_Commissioning_A_Technical Potential | F3 | Industrial | Other Industrial | New | Process | Natural Gas | Commissioning | A | Integrated Unit Winter Peak Savings (kW) | Technical Potential | 0 | 0 | 0 | 0 | 0 | 0 | 0 | 0 | 0 | 0 | 0 | 0 | 0 | 0 | 0 | 0 | 0 | 0 | 0 | 0 | 0 | 0 | 0
F4_Industrial_Other Industrial_New_Process_Natural Gas_Commissioning_A_Technical Potential | F4 | Industrial | Other Industrial | New | Process | Natural Gas | Commissioning | A | Incremental Energy Savings (MWh or mTherms) | Technical Potential | 0 | 0 | 0 | 0 | 0 | 0 | 0 | 0 | 0 | 0 | 0 | 0 | 0 | 0 | 0 | 0 | 0 | 0 | 0 | 0 | 0 | 0 | 0
F5_Industrial_Other Industrial_New_Process_Natural Gas_Commissioning_A_Technical Potential | F5 | Industrial | Other Industrial | New | Process | Natural Gas | Commissioning | A | Incremental Summer Peak Savings (MW) | Technical Potential | 0 | 0 | 0 | 0 | 0 | 0 | 0 | 0 | 0 | 0 | 0 | 0 | 0 | 0 | 0 | 0 | 0 | 0 | 0 | 0 | 0 | 0 | 0
F6_Industrial_Other Industrial_New_Process_Natural Gas_Commissioning_A_Technical Potential | F6 | Industrial | Other Industrial | New | Process | Natural Gas | Commissioning | A | Incremental Winter Peak Savings (MW) | Technical Potential | 0 | 0 | 0 | 0 | 0 | 0 | 0 | 0 | 0 | 0 | 0 | 0 | 0 | 0 | 0 | 0 | 0 | 0 | 0 | 0 | 0 | 0 | 0
F7_Industrial_Other Industrial_New_Process_Natural Gas_Commissioning_A_Technical Potential | F7 | Industrial | Other Industrial | New | Process | Natural Gas | Commissioning | A | Cumulative Energy Savings (MWh or mTherms) | Technical Potential | 0 | 0 | 0 | 0 | 0 | 0 | 0 | 0 | 0 | 0 | 0 | 0 | 0 | 0 | 0 | 0 | 0 | 0 | 0 | 0 | 0 | 0 | 0
F8_Industrial_Other Industrial_New_Process_Natural Gas_Commissioning_A_Technical Potential | F8 | Industrial | Other Industrial | New | Process | Natural Gas | Commissioning | A | Cumulative Summer Peak Savings (MW) | Technical Potential | 0 | 0 | 0 | 0 | 0 | 0 | 0 | 0 | 0 | 0 | 0 | 0 | 0 | 0 | 0 | 0 | 0 | 0 | 0 | 0 | 0 | 0 | 0
F9_Industrial_Other Industrial_New_Process_Natural Gas_Commissioning_A_Technical Potential | F9 | Industrial | Other Industrial | New | Process | Natural Gas | Commissioning | A | Cumulative Winter Peak Savings (MW) | Technical Potential | 0 | 0 | 0 | 0 | 0 | 0 | 0 | 0 | 0 | 0 | 0 | 0 | 0 | 0 | 0 | 0 | 0 | 0 | 0 | 0 | 0 | 0 | 0
F10_Industrial_Other Industrial_New_Process_Natural Gas_Commissioning_A_Technical Potential | F10 | Industrial | Other Industrial | New | Process | Natural Gas | Commissioning | A | Purchases (Incremental) | Technical Potential | 0 | 0 | 0 | 0 | 0 | 0 | 0 | 0 | 0 | 0 | 0 | 0 | 0 | 0 | 0 | 0 | 0 | 0 | 0 | 0 | 0 | 0 | 0
F11_Industrial_Other Industrial_New_Process_Natural Gas_Commissioning_A_Technical Potential | F11 | Industrial | Other Industrial | New | Process | Natural Gas | Commissioning | A | Purchases (Cumulative) | Technical Potential | 0 | 0 | 0 | 0 | 0 | 0 | 0 | 0 | 0 | 0 | 0 | 0 | 0 | 0 | 0 | 0 | 0 | 0 | 0 | 0 | 0 | 0 | 0
F1_Industrial_Other Industrial_New_Space Heating_Natural Gas_Retrocommissioning_A_Technical Potential | F1 | Industrial | Other Industrial | New | Space Heating | Natural Gas | Retrocommissioning | A | Integrated Unit Energy Savings (kWh or therms) | Technical Potential | 0 | 0 | 0 | 0 | 0 | 0 | 0 | 0 | 0 | 0 | 0 | 0 | 0 | 0 | 0 | 0 | 0 | 0 | 0 | 0 | 0 | 0 | 0
F2_Industrial_Other Industrial_New_Space Heating_Natural Gas_Retrocommissioning_A_Technical Potential | F2 | Industrial | Other Industrial | New | Space Heating | Natural Gas | Retrocommissioning | A | Integrated Unit Summer Peak Savings (kW) | Technical Potential | 0 | 0 | 0 | 0 | 0 | 0 | 0 | 0 | 0 | 0 | 0 | 0 | 0 | 0 | 0 | 0 | 0 | 0 | 0 | 0 | 0 | 0 | 0
F3_Industrial_Other Industrial_New_Space Heating_Natural Gas_Retrocommissioning_A_Technical Potential | F3 | Industrial | Other Industrial | New | Space Heating | Natural Gas | Retrocommissioning | A | Integrated Unit Winter Peak Savings (kW) | Technical Potential | 0 | 0 | 0 | 0 | 0 | 0 | 0 | 0 | 0 | 0 | 0 | 0 | 0 | 0 | 0 | 0 | 0 | 0 | 0 | 0 | 0 | 0 | 0
F4_Industrial_Other Industrial_New_Space Heating_Natural Gas_Retrocommissioning_A_Technical Potential | F4 | Industrial | Other Industrial | New | Space Heating | Natural Gas | Retrocommissioning | A | Incremental Energy Savings (MWh or mTherms) | Technical Potential | 0 | 0 | 0 | 0 | 0 | 0 | 0 | 0 | 0 | 0 | 0 | 0 | 0 | 0 | 0 | 0 | 0 | 0 | 0 | 0 | 0 | 0 | 0
F5_Industrial_Other Industrial_New_Space Heating_Natural Gas_Retrocommissioning_A_Technical Potential | F5 | Industrial | Other Industrial | New | Space Heating | Natural Gas | Retrocommissioning | A | Incremental Summer Peak Savings (MW) | Technical Potential | 0 | 0 | 0 | 0 | 0 | 0 | 0 | 0 | 0 | 0 | 0 | 0 | 0 | 0 | 0 | 0 | 0 | 0 | 0 | 0 | 0 | 0 | 0
F6_Industrial_Other Industrial_New_Space Heating_Natural Gas_Retrocommissioning_A_Technical Potential | F6 | Industrial | Other Industrial | New | Space Heating | Natural Gas | Retrocommissioning | A | Incremental Winter Peak Savings (MW) | Technical Potential | 0 | 0 | 0 | 0 | 0 | 0 | 0 | 0 | 0 | 0 | 0 | 0 | 0 | 0 | 0 | 0 | 0 | 0 | 0 | 0 | 0 | 0 | 0
F7_Industrial_Other Industrial_New_Space Heating_Natural Gas_Retrocommissioning_A_Technical Potential | F7 | Industrial | Other Industrial | New | Space Heating | Natural Gas | Retrocommissioning | A | Cumulative Energy Savings (MWh or mTherms) | Technical Potential | 0 | 0 | 0 | 0 | 0 | 0 | 0 | 0 | 0 | 0 | 0 | 0 | 0 | 0 | 0 | 0 | 0 | 0 | 0 | 0 | 0 | 0 | 0
F8_Industrial_Other Industrial_New_Space Heating_Natural Gas_Retrocommissioning_A_Technical Potential | F8 | Industrial | Other Industrial | New | Space Heating | Natural Gas | Retrocommissioning | A | Cumulative Summer Peak Savings (MW) | Technical Potential | 0 | 0 | 0 | 0 | 0 | 0 | 0 | 0 | 0 | 0 | 0 | 0 | 0 | 0 | 0 | 0 | 0 | 0 | 0 | 0 | 0 | 0 | 0
F9_Industrial_Other Industrial_New_Space Heating_Natural Gas_Retrocommissioning_A_Technical Potential | F9 | Industrial | Other Industrial | New | Space Heating | Natural Gas | Retrocommissioning | A | Cumulative Winter Peak Savings (MW) | Technical Potential | 0 | 0 | 0 | 0 | 0 | 0 | 0 | 0 | 0 | 0 | 0 | 0 | 0 | 0 | 0 | 0 | 0 | 0 | 0 | 0 | 0 | 0 | 0
F10_Industrial_Other Industrial_New_Space Heating_Natural Gas_Retrocommissioning_A_Technical Potential | F10 | Industrial | Other Industrial | New | Space Heating | Natural Gas | Retrocommissioning | A | Purchases (Incremental) | Technical Potential | 0 | 0 | 0 | 0 | 0 | 0 | 0 | 0 | 0 | 0 | 0 | 0 | 0 | 0 | 0 | 0 | 0 | 0 | 0 | 0 | 0 | 0 | 0
F11_Industrial_Other Industrial_New_Space Heating_Natural Gas_Retrocommissioning_A_Technical Potential | F11 | Industrial | Other Industrial | New | Space Heating | Natural Gas | Retrocommissioning | A | Purchases (Cumulative) | Technical Potential | 0 | 0 | 0 | 0 | 0 | 0 | 0 | 0 | 0 | 0 | 0 | 0 | 0 | 0 | 0 | 0 | 0 | 0 | 0 | 0 | 0 | 0 | 0
F1_Industrial_Other Industrial_New_Process_Natural Gas_Retrocommissioning_A_Technical Potential | F1 | Industrial | Other Industrial | New | Process | Natural Gas | Retrocommissioning | A | Integrated Unit Energy Savings (kWh or therms) | Technical Potential | 0 | 0 | 0 | 0 | 0 | 0 | 0 | 0 | 0 | 0 | 0 | 0 | 0 | 0 | 0 | 0 | 0 | 0 | 0 | 0 | 0 | 0 | 0
F2_Industrial_Other Industrial_New_Process_Natural Gas_Retrocommissioning_A_Technical Potential | F2 | Industrial | Other Industrial | New | Process | Natural Gas | Retrocommissioning | A | Integrated Unit Summer Peak Savings (kW) | Technical Potential | 0 | 0 | 0 | 0 | 0 | 0 | 0 | 0 | 0 | 0 | 0 | 0 | 0 | 0 | 0 | 0 | 0 | 0 | 0 | 0 | 0 | 0 | 0
F3_Industrial_Other Industrial_New_Process_Natural Gas_Retrocommissioning_A_Technical Potential | F3 | Industrial | Other Industrial | New | Process | Natural Gas | Retrocommissioning | A | Integrated Unit Winter Peak Savings (kW) | Technical Potential | 0 | 0 | 0 | 0 | 0 | 0 | 0 | 0 | 0 | 0 | 0 | 0 | 0 | 0 | 0 | 0 | 0 | 0 | 0 | 0 | 0 | 0 | 0
F4_Industrial_Other Industrial_New_Process_Natural Gas_Retrocommissioning_A_Technical Potential | F4 | Industrial | Other Industrial | New | Process | Natural Gas | Retrocommissioning | A | Incremental Energy Savings (MWh or mTherms) | Technical Potential | 0 | 0 | 0 | 0 | 0 | 0 | 0 | 0 | 0 | 0 | 0 | 0 | 0 | 0 | 0 | 0 | 0 | 0 | 0 | 0 | 0 | 0 | 0
F5_Industrial_Other Industrial_New_Process_Natural Gas_Retrocommissioning_A_Technical Potential | F5 | Industrial | Other Industrial | New | Process | Natural Gas | Retrocommissioning | A | Incremental Summer Peak Savings (MW) | Technical Potential | 0 | 0 | 0 | 0 | 0 | 0 | 0 | 0 | 0 | 0 | 0 | 0 | 0 | 0 | 0 | 0 | 0 | 0 | 0 | 0 | 0 | 0 | 0
F6_Industrial_Other Industrial_New_Process_Natural Gas_Retrocommissioning_A_Technical Potential | F6 | Industrial | Other Industrial | New | Process | Natural Gas | Retrocommissioning | A | Incremental Winter Peak Savings (MW) | Technical Potential | 0 | 0 | 0 | 0 | 0 | 0 | 0 | 0 | 0 | 0 | 0 | 0 | 0 | 0 | 0 | 0 | 0 | 0 | 0 | 0 | 0 | 0 | 0
F7_Industrial_Other Industrial_New_Process_Natural Gas_Retrocommissioning_A_Technical Potential | F7 | Industrial | Other Industrial | New | Process | Natural Gas | Retrocommissioning | A | Cumulative Energy Savings (MWh or mTherms) | Technical Potential | 0 | 0 | 0 | 0 | 0 | 0 | 0 | 0 | 0 | 0 | 0 | 0 | 0 | 0 | 0 | 0 | 0 | 0 | 0 | 0 | 0 | 0 | 0
F8_Industrial_Other Industrial_New_Process_Natural Gas_Retrocommissioning_A_Technical Potential | F8 | Industrial | Other Industrial | New | Process | Natural Gas | Retrocommissioning | A | Cumulative Summer Peak Savings (MW) | Technical Potential | 0 | 0 | 0 | 0 | 0 | 0 | 0 | 0 | 0 | 0 | 0 | 0 | 0 | 0 | 0 | 0 | 0 | 0 | 0 | 0 | 0 | 0 | 0
F9_Industrial_Other Industrial_New_Process_Natural Gas_Retrocommissioning_A_Technical Potential | F9 | Industrial | Other Industrial | New | Process | Natural Gas | Retrocommissioning | A | Cumulative Winter Peak Savings (MW) | Technical Potential | 0 | 0 | 0 | 0 | 0 | 0 | 0 | 0 | 0 | 0 | 0 | 0 | 0 | 0 | 0 | 0 | 0 | 0 | 0 | 0 | 0 | 0 | 0
F10_Industrial_Other Industrial_New_Process_Natural Gas_Retrocommissioning_A_Technical Potential | F10 | Industrial | Other Industrial | New | Process | Natural Gas | Retrocommissioning | A | Purchases (Incremental) | Technical Potential | 0 | 0 | 0 | 0 | 0 | 0 | 0 | 0 | 0 | 0 | 0 | 0 | 0 | 0 | 0 | 0 | 0 | 0 | 0 | 0 | 0 | 0 | 0
F11_Industrial_Other Industrial_New_Process_Natural Gas_Retrocommissioning_A_Technical Potential | F11 | Industrial | Other Industrial | New | Process | Natural Gas | Retrocommissioning | A | Purchases (Cumulative) | Technical Potential | 0 | 0 | 0 | 0 | 0 | 0 | 0 | 0 | 0 | 0 | 0 | 0 | 0 | 0 | 0 | 0 | 0 | 0 | 0 | 0 | 0 | 0 | 0
F1_Industrial_Food Products_Existing_Space Heating_Natural Gas_Condensing RTU_A_Technical Potential | F1 | Industrial | Food Products | Existing | Space Heating | Natural Gas | Condensing RTU | A | Integrated Unit Energy Savings (kWh or therms) | Technical Potential | 0 | 0 | 24.1467 | 23.9597 | 23.7664 | 23.5667 | 23.3608 | 23.1485 | 22.9301 | 22.7057 | 22.4769 | 22.2452 | 22.0119 | 21.7765 | 21.5438 | 21.3129 | 21.0845 | 20.8717 | 20.6734 | 20.488 | 20.3146 | 20.1526 | 0
F2_Industrial_Food Products_Existing_Space Heating_Natural Gas_Condensing RTU_A_Technical Potential | F2 | Industrial | Food Products | Existing | Space Heating | Natural Gas | Condensing RTU | A | Integrated Unit Summer Peak Savings (kW) | Technical Potential | 0 | 0 | 0 | 0 | 0 | 0 | 0 | 0 | 0 | 0 | 0 | 0 | 0 | 0 | 0 | 0 | 0 | 0 | 0 | 0 | 0 | 0 | 0
F3_Industrial_Food Products_Existing_Space Heating_Natural Gas_Condensing RTU_A_Technical Potential | F3 | Industrial | Food Products | Existing | Space Heating | Natural Gas | Condensing RTU | A | Integrated Unit Winter Peak Savings (kW) | Technical Potential | 0 | 0 | 0 | 0 | 0 | 0 | 0 | 0 | 0 | 0 | 0 | 0 | 0 | 0 | 0 | 0 | 0 | 0 | 0 | 0 | 0 | 0 | 0
F4_Industrial_Food Products_Existing_Space Heating_Natural Gas_Condensing RTU_A_Technical Potential | F4 | Industrial | Food Products | Existing | Space Heating | Natural Gas | Condensing RTU | A | Incremental Energy Savings (MWh or mTherms) | Technical Potential | 0 | 0 | 0 | 0 | 0 | 0 | 0 | 0 | 0 | 0 | 0 | 0 | 0 | 0 | 0 | 0 | 0 | 0 | 0 | 0 | 0 | 0 | 0
F5_Industrial_Food Products_Existing_Space Heating_Natural Gas_Condensing RTU_A_Technical Potential | F5 | Industrial | Food Products | Existing | Space Heating | Natural Gas | Condensing RTU | A | Incremental Summer Peak Savings (MW) | Technical Potential | 0 | 0 | 0 | 0 | 0 | 0 | 0 | 0 | 0 | 0 | 0 | 0 | 0 | 0 | 0 | 0 | 0 | 0 | 0 | 0 | 0 | 0 | 0
F6_Industrial_Food Products_Existing_Space Heating_Natural Gas_Condensing RTU_A_Technical Potential | F6 | Industrial | Food Products | Existing | Space Heating | Natural Gas | Condensing RTU | A | Incremental Winter Peak Savings (MW) | Technical Potential | 0 | 0 | 0 | 0 | 0 | 0 | 0 | 0 | 0 | 0 | 0 | 0 | 0 | 0 | 0 | 0 | 0 | 0 | 0 | 0 | 0 | 0 | 0
F7_Industrial_Food Products_Existing_Space Heating_Natural Gas_Condensing RTU_A_Technical Potential | F7 | Industrial | Food Products | Existing | Space Heating | Natural Gas | Condensing RTU | A | Cumulative Energy Savings (MWh or mTherms) | Technical Potential | 0 | 0 | 0 | 0 | 0 | 0 | 0 | 0 | 0 | 0 | 0 | 0 | 0 | 0 | 0 | 0 | 0 | 0 | 0 | 0 | 0 | 0 | 0
F8_Industrial_Food Products_Existing_Space Heating_Natural Gas_Condensing RTU_A_Technical Potential | F8 | Industrial | Food Products | Existing | Space Heating | Natural Gas | Condensing RTU | A | Cumulative Summer Peak Savings (MW) | Technical Potential | 0 | 0 | 0 | 0 | 0 | 0 | 0 | 0 | 0 | 0 | 0 | 0 | 0 | 0 | 0 | 0 | 0 | 0 | 0 | 0 | 0 | 0 | 0
F9_Industrial_Food Products_Existing_Space Heating_Natural Gas_Condensing RTU_A_Technical Potential | F9 | Industrial | Food Products | Existing | Space Heating | Natural Gas | Condensing RTU | A | Cumulative Winter Peak Savings (MW) | Technical Potential | 0 | 0 | 0 | 0 | 0 | 0 | 0 | 0 | 0 | 0 | 0 | 0 | 0 | 0 | 0 | 0 | 0 | 0 | 0 | 0 | 0 | 0 | 0
F10_Industrial_Food Products_Existing_Space Heating_Natural Gas_Condensing RTU_A_Technical Potential | F10 | Industrial | Food Products | Existing | Space Heating | Natural Gas | Condensing RTU | A | Purchases (Incremental) | Technical Potential | 0 | 0 | 0 | 0 | 0 | 0 | 0 | 0 | 0 | 0 | 0 | 0 | 0 | 0 | 0 | 0 | 0 | 0 | 0 | 0 | 0 | 0 | 0
F11_Industrial_Food Products_Existing_Space Heating_Natural Gas_Condensing RTU_A_Technical Potential | F11 | Industrial | Food Products | Existing | Space Heating | Natural Gas | Condensing RTU | A | Purchases (Cumulative) | Technical Potential | 0 | 0 | 0 | 0 | 0 | 0 | 0 | 0 | 0 | 0 | 0 | 0 | 0 | 0 | 0 | 0 | 0 | 0 | 0 | 0 | 0 | 0 | 0
F1_Industrial_Food Products_New_Space Heating_Natural Gas_Condensing RTU_A_Technical Potential | F1 | Industrial | Food Products | New | Space Heating | Natural Gas | Condensing RTU | A | Integrated Unit Energy Savings (kWh or therms) | Technical Potential | 0 | 0 | 21.3302 | 20.0811 | 19.5922 | 19.3077 | 19.1968 | 19.1001 | 19.0269 | 18.9627 | 18.9237 | 18.8859 | 18.8097 | 18.7485 | 18.6835 | 18.7408 | 18.775 | 18.7739 | 18.8093 | 18.8036 | 18.8125 | 18.795 | 0
F2_Industrial_Food Products_New_Space Heating_Natural Gas_Condensing RTU_A_Technical Potential | F2 | Industrial | Food Products | New | Space Heating | Natural Gas | Condensing RTU | A | Integrated Unit Summer Peak Savings (kW) | Technical Potential | 0 | 0 | 0 | 0 | 0 | 0 | 0 | 0 | 0 | 0 | 0 | 0 | 0 | 0 | 0 | 0 | 0 | 0 | 0 | 0 | 0 | 0 | 0
F3_Industrial_Food Products_New_Space Heating_Natural Gas_Condensing RTU_A_Technical Potential | F3 | Industrial | Food Products | New | Space Heating | Natural Gas | Condensing RTU | A | Integrated Unit Winter Peak Savings (kW) | Technical Potential | 0 | 0 | 0 | 0 | 0 | 0 | 0 | 0 | 0 | 0 | 0 | 0 | 0 | 0 | 0 | 0 | 0 | 0 | 0 | 0 | 0 | 0 | 0
F4_Industrial_Food Products_New_Space Heating_Natural Gas_Condensing RTU_A_Technical Potential | F4 | Industrial | Food Products | New | Space Heating | Natural Gas | Condensing RTU | A | Incremental Energy Savings (MWh or mTherms) | Technical Potential | 0 | 0 | 0 | 0 | 0 | 0 | 0 | 0 | 0 | 0 | 0 | 0 | 0 | 0 | 0 | 0 | 0 | 0 | 0 | 0 | 0 | 0 | 0
F5_Industrial_Food Products_New_Space Heating_Natural Gas_Condensing RTU_A_Technical Potential | F5 | Industrial | Food Products | New | Space Heating | Natural Gas | Condensing RTU | A | Incremental Summer Peak Savings (MW) | Technical Potential | 0 | 0 | 0 | 0 | 0 | 0 | 0 | 0 | 0 | 0 | 0 | 0 | 0 | 0 | 0 | 0 | 0 | 0 | 0 | 0 | 0 | 0 | 0
F6_Industrial_Food Products_New_Space Heating_Natural Gas_Condensing RTU_A_Technical Potential | F6 | Industrial | Food Products | New | Space Heating | Natural Gas | Condensing RTU | A | Incremental Winter Peak Savings (MW) | Technical Potential | 0 | 0 | 0 | 0 | 0 | 0 | 0 | 0 | 0 | 0 | 0 | 0 | 0 | 0 | 0 | 0 | 0 | 0 | 0 | 0 | 0 | 0 | 0
F7_Industrial_Food Products_New_Space Heating_Natural Gas_Condensing RTU_A_Technical Potential | F7 | Industrial | Food Products | New | Space Heating | Natural Gas | Condensing RTU | A | Cumulative Energy Savings (MWh or mTherms) | Technical Potential | 0 | 0 | 0 | 0 | 0 | 0 | 0 | 0 | 0 | 0 | 0 | 0 | 0 | 0 | 0 | 0 | 0 | 0 | 0 | 0 | 0 | 0 | 0
F8_Industrial_Food Products_New_Space Heating_Natural Gas_Condensing RTU_A_Technical Potential | F8 | Industrial | Food Products | New | Space Heating | Natural Gas | Condensing RTU | A | Cumulative Summer Peak Savings (MW) | Technical Potential | 0 | 0 | 0 | 0 | 0 | 0 | 0 | 0 | 0 | 0 | 0 | 0 | 0 | 0 | 0 | 0 | 0 | 0 | 0 | 0 | 0 | 0 | 0
F9_Industrial_Food Products_New_Space Heating_Natural Gas_Condensing RTU_A_Technical Potential | F9 | Industrial | Food Products | New | Space Heating | Natural Gas | Condensing RTU | A | Cumulative Winter Peak Savings (MW) | Technical Potential | 0 | 0 | 0 | 0 | 0 | 0 | 0 | 0 | 0 | 0 | 0 | 0 | 0 | 0 | 0 | 0 | 0 | 0 | 0 | 0 | 0 | 0 | 0
F10_Industrial_Food Products_New_Space Heating_Natural Gas_Condensing RTU_A_Technical Potential | F10 | Industrial | Food Products | New | Space Heating | Natural Gas | Condensing RTU | A | Purchases (Incremental) | Technical Potential | 0 | 0 | 0 | 0 | 0 | 0 | 0 | 0 | 0 | 0 | 0 | 0 | 0 | 0 | 0 | 0 | 0 | 0 | 0 | 0 | 0 | 0 | 0
F11_Industrial_Food Products_New_Space Heating_Natural Gas_Condensing RTU_A_Technical Potential | F11 | Industrial | Food Products | New | Space Heating | Natural Gas | Condensing RTU | A | Purchases (Cumulative) | Technical Potential | 0 | 0 | 0 | 0 | 0 | 0 | 0 | 0 | 0 | 0 | 0 | 0 | 0 | 0 | 0 | 0 | 0 | 0 | 0 | 0 | 0 | 0 | 0
F1_Industrial_Agriculture_Existing_Space Heating_Natural Gas_Condensing RTU_A_Technical Potential | F1 | Industrial | Agriculture | Existing | Space Heating | Natural Gas | Condensing RTU | A | Integrated Unit Energy Savings (kWh or therms) | Technical Potential | 0 | 0 | 11.6837 | 11.5932 | 11.4997 | 11.4031 | 11.3034 | 11.2007 | 11.095 | 10.9865 | 10.8758 | 10.7636 | 10.6507 | 10.5368 | 10.4243 | 10.3125 | 10.202 | 10.099 | 10.0031 | 9.9134 | 9.8295 | 9.7511 | 0
F2_Industrial_Agriculture_Existing_Space Heating_Natural Gas_Condensing RTU_A_Technical Potential | F2 | Industrial | Agriculture | Existing | Space Heating | Natural Gas | Condensing RTU | A | Integrated Unit Summer Peak Savings (kW) | Technical Potential | 0 | 0 | 0 | 0 | 0 | 0 | 0 | 0 | 0 | 0 | 0 | 0 | 0 | 0 | 0 | 0 | 0 | 0 | 0 | 0 | 0 | 0 | 0
F3_Industrial_Agriculture_Existing_Space Heating_Natural Gas_Condensing RTU_A_Technical Potential | F3 | Industrial | Agriculture | Existing | Space Heating | Natural Gas | Condensing RTU | A | Integrated Unit Winter Peak Savings (kW) | Technical Potential | 0 | 0 | 0 | 0 | 0 | 0 | 0 | 0 | 0 | 0 | 0 | 0 | 0 | 0 | 0 | 0 | 0 | 0 | 0 | 0 | 0 | 0 | 0
F4_Industrial_Agriculture_Existing_Space Heating_Natural Gas_Condensing RTU_A_Technical Potential | F4 | Industrial | Agriculture | Existing | Space Heating | Natural Gas | Condensing RTU | A | Incremental Energy Savings (MWh or mTherms) | Technical Potential | 0 | 0 | 0 | 0 | 0 | 0 | 0 | 0 | 0 | 0 | 0 | 0 | 0 | 0 | 0 | 0 | 0 | 0 | 0 | 0 | 0 | 0 | 0
F5_Industrial_Agriculture_Existing_Space Heating_Natural Gas_Condensing RTU_A_Technical Potential | F5 | Industrial | Agriculture | Existing | Space Heating | Natural Gas | Condensing RTU | A | Incremental Summer Peak Savings (MW) | Technical Potential | 0 | 0 | 0 | 0 | 0 | 0 | 0 | 0 | 0 | 0 | 0 | 0 | 0 | 0 | 0 | 0 | 0 | 0 | 0 | 0 | 0 | 0 | 0
F6_Industrial_Agriculture_Existing_Space Heating_Natural Gas_Condensing RTU_A_Technical Potential | F6 | Industrial | Agriculture | Existing | Space Heating | Natural Gas | Condensing RTU | A | Incremental Winter Peak Savings (MW) | Technical Potential | 0 | 0 | 0 | 0 | 0 | 0 | 0 | 0 | 0 | 0 | 0 | 0 | 0 | 0 | 0 | 0 | 0 | 0 | 0 | 0 | 0 | 0 | 0
F7_Industrial_Agriculture_Existing_Space Heating_Natural Gas_Condensing RTU_A_Technical Potential | F7 | Industrial | Agriculture | Existing | Space Heating | Natural Gas | Condensing RTU | A | Cumulative Energy Savings (MWh or mTherms) | Technical Potential | 0 | 0 | 0 | 0 | 0 | 0 | 0 | 0 | 0 | 0 | 0 | 0 | 0 | 0 | 0 | 0 | 0 | 0 | 0 | 0 | 0 | 0 | 0
F8_Industrial_Agriculture_Existing_Space Heating_Natural Gas_Condensing RTU_A_Technical Potential | F8 | Industrial | Agriculture | Existing | Space Heating | Natural Gas | Condensing RTU | A | Cumulative Summer Peak Savings (MW) | Technical Potential | 0 | 0 | 0 | 0 | 0 | 0 | 0 | 0 | 0 | 0 | 0 | 0 | 0 | 0 | 0 | 0 | 0 | 0 | 0 | 0 | 0 | 0 | 0
F9_Industrial_Agriculture_Existing_Space Heating_Natural Gas_Condensing RTU_A_Technical Potential | F9 | Industrial | Agriculture | Existing | Space Heating | Natural Gas | Condensing RTU | A | Cumulative Winter Peak Savings (MW) | Technical Potential | 0 | 0 | 0 | 0 | 0 | 0 | 0 | 0 | 0 | 0 | 0 | 0 | 0 | 0 | 0 | 0 | 0 | 0 | 0 | 0 | 0 | 0 | 0
F10_Industrial_Agriculture_Existing_Space Heating_Natural Gas_Condensing RTU_A_Technical Potential | F10 | Industrial | Agriculture | Existing | Space Heating | Natural Gas | Condensing RTU | A | Purchases (Incremental) | Technical Potential | 0 | 0 | 0 | 0 | 0 | 0 | 0 | 0 | 0 | 0 | 0 | 0 | 0 | 0 | 0 | 0 | 0 | 0 | 0 | 0 | 0 | 0 | 0
F11_Industrial_Agriculture_Existing_Space Heating_Natural Gas_Condensing RTU_A_Technical Potential | F11 | Industrial | Agriculture | Existing | Space Heating | Natural Gas | Condensing RTU | A | Purchases (Cumulative) | Technical Potential | 0 | 0 | 0 | 0 | 0 | 0 | 0 | 0 | 0 | 0 | 0 | 0 | 0 | 0 | 0 | 0 | 0 | 0 | 0 | 0 | 0 | 0 | 0
F1_Industrial_Agriculture_New_Space Heating_Natural Gas_Condensing RTU_A_Technical Potential | F1 | Industrial | Agriculture | New | Space Heating | Natural Gas | Condensing RTU | A | Integrated Unit Energy Savings (kWh or therms) | Technical Potential | 0 | 0 | 10.3209 | 9.7165 | 9.48 | 9.3423 | 9.2886 | 9.2418 | 9.2064 | 9.1753 | 9.1565 | 9.1382 | 9.1013 | 9.0717 | 9.0403 | 9.068 | 9.0845 | 9.084 | 9.1011 | 9.0984 | 9.1027 | 9.0942 | 0
F2_Industrial_Agriculture_New_Space Heating_Natural Gas_Condensing RTU_A_Technical Potential | F2 | Industrial | Agriculture | New | Space Heating | Natural Gas | Condensing RTU | A | Integrated Unit Summer Peak Savings (kW) | Technical Potential | 0 | 0 | 0 | 0 | 0 | 0 | 0 | 0 | 0 | 0 | 0 | 0 | 0 | 0 | 0 | 0 | 0 | 0 | 0 | 0 | 0 | 0 | 0
F3_Industrial_Agriculture_New_Space Heating_Natural Gas_Condensing RTU_A_Technical Potential | F3 | Industrial | Agriculture | New | Space Heating | Natural Gas | Condensing RTU | A | Integrated Unit Winter Peak Savings (kW) | Technical Potential | 0 | 0 | 0 | 0 | 0 | 0 | 0 | 0 | 0 | 0 | 0 | 0 | 0 | 0 | 0 | 0 | 0 | 0 | 0 | 0 | 0 | 0 | 0
F4_Industrial_Agriculture_New_Space Heating_Natural Gas_Condensing RTU_A_Technical Potential | F4 | Industrial | Agriculture | New | Space Heating | Natural Gas | Condensing RTU | A | Incremental Energy Savings (MWh or mTherms) | Technical Potential | 0 | 0 | 0 | 0 | 0 | 0 | 0 | 0 | 0 | 0 | 0 | 0 | 0 | 0 | 0 | 0 | 0 | 0 | 0 | 0 | 0 | 0 | 0
F5_Industrial_Agriculture_New_Space Heating_Natural Gas_Condensing RTU_A_Technical Potential | F5 | Industrial | Agriculture | New | Space Heating | Natural Gas | Condensing RTU | A | Incremental Summer Peak Savings (MW) | Technical Potential | 0 | 0 | 0 | 0 | 0 | 0 | 0 | 0 | 0 | 0 | 0 | 0 | 0 | 0 | 0 | 0 | 0 | 0 | 0 | 0 | 0 | 0 | 0
F6_Industrial_Agriculture_New_Space Heating_Natural Gas_Condensing RTU_A_Technical Potential | F6 | Industrial | Agriculture | New | Space Heating | Natural Gas | Condensing RTU | A | Incremental Winter Peak Savings (MW) | Technical Potential | 0 | 0 | 0 | 0 | 0 | 0 | 0 | 0 | 0 | 0 | 0 | 0 | 0 | 0 | 0 | 0 | 0 | 0 | 0 | 0 | 0 | 0 | 0
F7_Industrial_Agriculture_New_Space Heating_Natural Gas_Condensing RTU_A_Technical Potential | F7 | Industrial | Agriculture | New | Space Heating | Natural Gas | Condensing RTU | A | Cumulative Energy Savings (MWh or mTherms) | Technical Potential | 0 | 0 | 0 | 0 | 0 | 0 | 0 | 0 | 0 | 0 | 0 | 0 | 0 | 0 | 0 | 0 | 0 | 0 | 0 | 0 | 0 | 0 | 0
F8_Industrial_Agriculture_New_Space Heating_Natural Gas_Condensing RTU_A_Technical Potential | F8 | Industrial | Agriculture | New | Space Heating | Natural Gas | Condensing RTU | A | Cumulative Summer Peak Savings (MW) | Technical Potential | 0 | 0 | 0 | 0 | 0 | 0 | 0 | 0 | 0 | 0 | 0 | 0 | 0 | 0 | 0 | 0 | 0 | 0 | 0 | 0 | 0 | 0 | 0
F9_Industrial_Agriculture_New_Space Heating_Natural Gas_Condensing RTU_A_Technical Potential | F9 | Industrial | Agriculture | New | Space Heating | Natural Gas | Condensing RTU | A | Cumulative Winter Peak Savings (MW) | Technical Potential | 0 | 0 | 0 | 0 | 0 | 0 | 0 | 0 | 0 | 0 | 0 | 0 | 0 | 0 | 0 | 0 | 0 | 0 | 0 | 0 | 0 | 0 | 0
F10_Industrial_Agriculture_New_Space Heating_Natural Gas_Condensing RTU_A_Technical Potential | F10 | Industrial | Agriculture | New | Space Heating | Natural Gas | Condensing RTU | A | Purchases (Incremental) | Technical Potential | 0 | 0 | 0 | 0 | 0 | 0 | 0 | 0 | 0 | 0 | 0 | 0 | 0 | 0 | 0 | 0 | 0 | 0 | 0 | 0 | 0 | 0 | 0
F11_Industrial_Agriculture_New_Space Heating_Natural Gas_Condensing RTU_A_Technical Potential | F11 | Industrial | Agriculture | New | Space Heating | Natural Gas | Condensing RTU | A | Purchases (Cumulative) | Technical Potential | 0 | 0 | 0 | 0 | 0 | 0 | 0 | 0 | 0 | 0 | 0 | 0 | 0 | 0 | 0 | 0 | 0 | 0 | 0 | 0 | 0 | 0 | 0
F1_Industrial_Primary Metals_Existing_Space Heating_Natural Gas_Condensing RTU_A_Technical Potential | F1 | Industrial | Primary Metals | Existing | Space Heating | Natural Gas | Condensing RTU | A | Integrated Unit Energy Savings (kWh or therms) | Technical Potential | 0 | 0 | 38.2975 | 38.0009 | 37.6944 | 37.3777 | 37.051 | 36.7144 | 36.368 | 36.0121 | 35.6493 | 35.2818 | 34.9116 | 34.5383 | 34.1693 | 33.8031 | 33.4408 | 33.1032 | 32.7888 | 32.4947 | 32.2197 | 31.9628 | 0
F2_Industrial_Primary Metals_Existing_Space Heating_Natural Gas_Condensing RTU_A_Technical Potential | F2 | Industrial | Primary Metals | Existing | Space Heating | Natural Gas | Condensing RTU | A | Integrated Unit Summer Peak Savings (kW) | Technical Potential | 0 | 0 | 0 | 0 | 0 | 0 | 0 | 0 | 0 | 0 | 0 | 0 | 0 | 0 | 0 | 0 | 0 | 0 | 0 | 0 | 0 | 0 | 0
F3_Industrial_Primary Metals_Existing_Space Heating_Natural Gas_Condensing RTU_A_Technical Potential | F3 | Industrial | Primary Metals | Existing | Space Heating | Natural Gas | Condensing RTU | A | Integrated Unit Winter Peak Savings (kW) | Technical Potential | 0 | 0 | 0 | 0 | 0 | 0 | 0 | 0 | 0 | 0 | 0 | 0 | 0 | 0 | 0 | 0 | 0 | 0 | 0 | 0 | 0 | 0 | 0
F4_Industrial_Primary Metals_Existing_Space Heating_Natural Gas_Condensing RTU_A_Technical Potential | F4 | Industrial | Primary Metals | Existing | Space Heating | Natural Gas | Condensing RTU | A | Incremental Energy Savings (MWh or mTherms) | Technical Potential | 0 | 0 | 0 | 0 | 0 | 0 | 0 | 0 | 0 | 0 | 0 | 0 | 0 | 0 | 0 | 0 | 0 | 0 | 0 | 0 | 0 | 0 | 0
F5_Industrial_Primary Metals_Existing_Space Heating_Natural Gas_Condensing RTU_A_Technical Potential | F5 | Industrial | Primary Metals | Existing | Space Heating | Natural Gas | Condensing RTU | A | Incremental Summer Peak Savings (MW) | Technical Potential | 0 | 0 | 0 | 0 | 0 | 0 | 0 | 0 | 0 | 0 | 0 | 0 | 0 | 0 | 0 | 0 | 0 | 0 | 0 | 0 | 0 | 0 | 0
F6_Industrial_Primary Metals_Existing_Space Heating_Natural Gas_Condensing RTU_A_Technical Potential | F6 | Industrial | Primary Metals | Existing | Space Heating | Natural Gas | Condensing RTU | A | Incremental Winter Peak Savings (MW) | Technical Potential | 0 | 0 | 0 | 0 | 0 | 0 | 0 | 0 | 0 | 0 | 0 | 0 | 0 | 0 | 0 | 0 | 0 | 0 | 0 | 0 | 0 | 0 | 0
F7_Industrial_Primary Metals_Existing_Space Heating_Natural Gas_Condensing RTU_A_Technical Potential | F7 | Industrial | Primary Metals | Existing | Space Heating | Natural Gas | Condensing RTU | A | Cumulative Energy Savings (MWh or mTherms) | Technical Potential | 0 | 0 | 0 | 0 | 0 | 0 | 0 | 0 | 0 | 0 | 0 | 0 | 0 | 0 | 0 | 0 | 0 | 0 | 0 | 0 | 0 | 0 | 0
F8_Industrial_Primary Metals_Existing_Space Heating_Natural Gas_Condensing RTU_A_Technical Potential | F8 | Industrial | Primary Metals | Existing | Space Heating | Natural Gas | Condensing RTU | A | Cumulative Summer Peak Savings (MW) | Technical Potential | 0 | 0 | 0 | 0 | 0 | 0 | 0 | 0 | 0 | 0 | 0 | 0 | 0 | 0 | 0 | 0 | 0 | 0 | 0 | 0 | 0 | 0 | 0
F9_Industrial_Primary Metals_Existing_Space Heating_Natural Gas_Condensing RTU_A_Technical Potential | F9 | Industrial | Primary Metals | Existing | Space Heating | Natural Gas | Condensing RTU | A | Cumulative Winter Peak Savings (MW) | Technical Potential | 0 | 0 | 0 | 0 | 0 | 0 | 0 | 0 | 0 | 0 | 0 | 0 | 0 | 0 | 0 | 0 | 0 | 0 | 0 | 0 | 0 | 0 | 0
F10_Industrial_Primary Metals_Existing_Space Heating_Natural Gas_Condensing RTU_A_Technical Potential | F10 | Industrial | Primary Metals | Existing | Space Heating | Natural Gas | Condensing RTU | A | Purchases (Incremental) | Technical Potential | 0 | 0 | 0 | 0 | 0 | 0 | 0 | 0 | 0 | 0 | 0 | 0 | 0 | 0 | 0 | 0 | 0 | 0 | 0 | 0 | 0 | 0 | 0
F11_Industrial_Primary Metals_Existing_Space Heating_Natural Gas_Condensing RTU_A_Technical Potential | F11 | Industrial | Primary Metals | Existing | Space Heating | Natural Gas | Condensing RTU | A | Purchases (Cumulative) | Technical Potential | 0 | 0 | 0 | 0 | 0 | 0 | 0 | 0 | 0 | 0 | 0 | 0 | 0 | 0 | 0 | 0 | 0 | 0 | 0 | 0 | 0 | 0 | 0
F1_Industrial_Primary Metals_New_Space Heating_Natural Gas_Condensing RTU_A_Technical Potential | F1 | Industrial | Primary Metals | New | Space Heating | Natural Gas | Condensing RTU | A | Integrated Unit Energy Savings (kWh or therms) | Technical Potential | 0 | 0 | 33.8305 | 31.8493 | 31.074 | 30.6227 | 30.4469 | 30.2934 | 30.1774 | 30.0755 | 30.0137 | 29.9537 | 29.8329 | 29.7359 | 29.6328 | 29.7236 | 29.7779 | 29.7761 | 29.8322 | 29.8233 | 29.8374 | 29.8096 | 0
F2_Industrial_Primary Metals_New_Space Heating_Natural Gas_Condensing RTU_A_Technical Potential | F2 | Industrial | Primary Metals | New | Space Heating | Natural Gas | Condensing RTU | A | Integrated Unit Summer Peak Savings (kW) | Technical Potential | 0 | 0 | 0 | 0 | 0 | 0 | 0 | 0 | 0 | 0 | 0 | 0 | 0 | 0 | 0 | 0 | 0 | 0 | 0 | 0 | 0 | 0 | 0
F3_Industrial_Primary Metals_New_Space Heating_Natural Gas_Condensing RTU_A_Technical Potential | F3 | Industrial | Primary Metals | New | Space Heating | Natural Gas | Condensing RTU | A | Integrated Unit Winter Peak Savings (kW) | Technical Potential | 0 | 0 | 0 | 0 | 0 | 0 | 0 | 0 | 0 | 0 | 0 | 0 | 0 | 0 | 0 | 0 | 0 | 0 | 0 | 0 | 0 | 0 | 0
F4_Industrial_Primary Metals_New_Space Heating_Natural Gas_Condensing RTU_A_Technical Potential | F4 | Industrial | Primary Metals | New | Space Heating | Natural Gas | Condensing RTU | A | Incremental Energy Savings (MWh or mTherms) | Technical Potential | 0 | 0 | 0 | 0 | 0 | 0 | 0 | 0 | 0 | 0 | 0 | 0 | 0 | 0 | 0 | 0 | 0 | 0 | 0 | 0 | 0 | 0 | 0
F5_Industrial_Primary Metals_New_Space Heating_Natural Gas_Condensing RTU_A_Technical Potential | F5 | Industrial | Primary Metals | New | Space Heating | Natural Gas | Condensing RTU | A | Incremental Summer Peak Savings (MW) | Technical Potential | 0 | 0 | 0 | 0 | 0 | 0 | 0 | 0 | 0 | 0 | 0 | 0 | 0 | 0 | 0 | 0 | 0 | 0 | 0 | 0 | 0 | 0 | 0
F6_Industrial_Primary Metals_New_Space Heating_Natural Gas_Condensing RTU_A_Technical Potential | F6 | Industrial | Primary Metals | New | Space Heating | Natural Gas | Condensing RTU | A | Incremental Winter Peak Savings (MW) | Technical Potential | 0 | 0 | 0 | 0 | 0 | 0 | 0 | 0 | 0 | 0 | 0 | 0 | 0 | 0 | 0 | 0 | 0 | 0 | 0 | 0 | 0 | 0 | 0
F7_Industrial_Primary Metals_New_Space Heating_Natural Gas_Condensing RTU_A_Technical Potential | F7 | Industrial | Primary Metals | New | Space Heating | Natural Gas | Condensing RTU | A | Cumulative Energy Savings (MWh or mTherms) | Technical Potential | 0 | 0 | 0 | 0 | 0 | 0 | 0 | 0 | 0 | 0 | 0 | 0 | 0 | 0 | 0 | 0 | 0 | 0 | 0 | 0 | 0 | 0 | 0
F8_Industrial_Primary Metals_New_Space Heating_Natural Gas_Condensing RTU_A_Technical Potential | F8 | Industrial | Primary Metals | New | Space Heating | Natural Gas | Condensing RTU | A | Cumulative Summer Peak Savings (MW) | Technical Potential | 0 | 0 | 0 | 0 | 0 | 0 | 0 | 0 | 0 | 0 | 0 | 0 | 0 | 0 | 0 | 0 | 0 | 0 | 0 | 0 | 0 | 0 | 0
F9_Industrial_Primary Metals_New_Space Heating_Natural Gas_Condensing RTU_A_Technical Potential | F9 | Industrial | Primary Metals | New | Space Heating | Natural Gas | Condensing RTU | A | Cumulative Winter Peak Savings (MW) | Technical Potential | 0 | 0 | 0 | 0 | 0 | 0 | 0 | 0 | 0 | 0 | 0 | 0 | 0 | 0 | 0 | 0 | 0 | 0 | 0 | 0 | 0 | 0 | 0
F10_Industrial_Primary Metals_New_Space Heating_Natural Gas_Condensing RTU_A_Technical Potential | F10 | Industrial | Primary Metals | New | Space Heating | Natural Gas | Condensing RTU | A | Purchases (Incremental) | Technical Potential | 0 | 0 | 0 | 0 | 0 | 0 | 0 | 0 | 0 | 0 | 0 | 0 | 0 | 0 | 0 | 0 | 0 | 0 | 0 | 0 | 0 | 0 | 0
F11_Industrial_Primary Metals_New_Space Heating_Natural Gas_Condensing RTU_A_Technical Potential | F11 | Industrial | Primary Metals | New | Space Heating | Natural Gas | Condensing RTU | A | Purchases (Cumulative) | Technical Potential | 0 | 0 | 0 | 0 | 0 | 0 | 0 | 0 | 0 | 0 | 0 | 0 | 0 | 0 | 0 | 0 | 0 | 0 | 0 | 0 | 0 | 0 | 0
F1_Industrial_Stone, Clay, and Glass_Existing_Space Heating_Natural Gas_Condensing RTU_A_Technical Potential | F1 | Industrial | Stone, Clay, and Glass | Existing | Space Heating | Natural Gas | Condensing RTU | A | Integrated Unit Energy Savings (kWh or therms) | Technical Potential | 0 | 0 | 45.0389 | 44.6901 | 44.3296 | 43.9572 | 43.573 | 43.1771 | 42.7698 | 42.3512 | 41.9245 | 41.4923 | 41.057 | 40.6179 | 40.184 | 39.7533 | 39.3272 | 38.9303 | 38.5604 | 38.2146 | 37.8911 | 37.5891 | 0
F2_Industrial_Stone, Clay, and Glass_Existing_Space Heating_Natural Gas_Condensing RTU_A_Technical Potential | F2 | Industrial | Stone, Clay, and Glass | Existing | Space Heating | Natural Gas | Condensing RTU | A | Integrated Unit Summer Peak Savings (kW) | Technical Potential | 0 | 0 | 0 | 0 | 0 | 0 | 0 | 0 | 0 | 0 | 0 | 0 | 0 | 0 | 0 | 0 | 0 | 0 | 0 | 0 | 0 | 0 | 0
F3_Industrial_Stone, Clay, and Glass_Existing_Space Heating_Natural Gas_Condensing RTU_A_Technical Potential | F3 | Industrial | Stone, Clay, and Glass | Existing | Space Heating | Natural Gas | Condensing RTU | A | Integrated Unit Winter Peak Savings (kW) | Technical Potential | 0 | 0 | 0 | 0 | 0 | 0 | 0 | 0 | 0 | 0 | 0 | 0 | 0 | 0 | 0 | 0 | 0 | 0 | 0 | 0 | 0 | 0 | 0
F4_Industrial_Stone, Clay, and Glass_Existing_Space Heating_Natural Gas_Condensing RTU_A_Technical Potential | F4 | Industrial | Stone, Clay, and Glass | Existing | Space Heating | Natural Gas | Condensing RTU | A | Incremental Energy Savings (MWh or mTherms) | Technical Potential | 0 | 0 | 0 | 0 | 0 | 0 | 0 | 0 | 0 | 0 | 0 | 0 | 0 | 0 | 0 | 0 | 0 | 0 | 0 | 0 | 0 | 0 | 0
F5_Industrial_Stone, Clay, and Glass_Existing_Space Heating_Natural Gas_Condensing RTU_A_Technical Potential | F5 | Industrial | Stone, Clay, and Glass | Existing | Space Heating | Natural Gas | Condensing RTU | A | Incremental Summer Peak Savings (MW) | Technical Potential | 0 | 0 | 0 | 0 | 0 | 0 | 0 | 0 | 0 | 0 | 0 | 0 | 0 | 0 | 0 | 0 | 0 | 0 | 0 | 0 | 0 | 0 | 0
F6_Industrial_Stone, Clay, and Glass_Existing_Space Heating_Natural Gas_Condensing RTU_A_Technical Potential | F6 | Industrial | Stone, Clay, and Glass | Existing | Space Heating | Natural Gas | Condensing RTU | A | Incremental Winter Peak Savings (MW) | Technical Potential | 0 | 0 | 0 | 0 | 0 | 0 | 0 | 0 | 0 | 0 | 0 | 0 | 0 | 0 | 0 | 0 | 0 | 0 | 0 | 0 | 0 | 0 | 0
F7_Industrial_Stone, Clay, and Glass_Existing_Space Heating_Natural Gas_Condensing RTU_A_Technical Potential | F7 | Industrial | Stone, Clay, and Glass | Existing | Space Heating | Natural Gas | Condensing RTU | A | Cumulative Energy Savings (MWh or mTherms) | Technical Potential | 0 | 0 | 0 | 0 | 0 | 0 | 0 | 0 | 0 | 0 | 0 | 0 | 0 | 0 | 0 | 0 | 0 | 0 | 0 | 0 | 0 | 0 | 0
F8_Industrial_Stone, Clay, and Glass_Existing_Space Heating_Natural Gas_Condensing RTU_A_Technical Potential | F8 | Industrial | Stone, Clay, and Glass | Existing | Space Heating | Natural Gas | Condensing RTU | A | Cumulative Summer Peak Savings (MW) | Technical Potential | 0 | 0 | 0 | 0 | 0 | 0 | 0 | 0 | 0 | 0 | 0 | 0 | 0 | 0 | 0 | 0 | 0 | 0 | 0 | 0 | 0 | 0 | 0
F9_Industrial_Stone, Clay, and Glass_Existing_Space Heating_Natural Gas_Condensing RTU_A_Technical Potential | F9 | Industrial | Stone, Clay, and Glass | Existing | Space Heating | Natural Gas | Condensing RTU | A | Cumulative Winter Peak Savings (MW) | Technical Potential | 0 | 0 | 0 | 0 | 0 | 0 | 0 | 0 | 0 | 0 | 0 | 0 | 0 | 0 | 0 | 0 | 0 | 0 | 0 | 0 | 0 | 0 | 0
F10_Industrial_Stone, Clay, and Glass_Existing_Space Heating_Natural Gas_Condensing RTU_A_Technical Potential | F10 | Industrial | Stone, Clay, and Glass | Existing | Space Heating | Natural Gas | Condensing RTU | A | Purchases (Incremental) | Technical Potential | 0 | 0 | 0 | 0 | 0 | 0 | 0 | 0 | 0 | 0 | 0 | 0 | 0 | 0 | 0 | 0 | 0 | 0 | 0 | 0 | 0 | 0 | 0
F11_Industrial_Stone, Clay, and Glass_Existing_Space Heating_Natural Gas_Condensing RTU_A_Technical Potential | F11 | Industrial | Stone, Clay, and Glass | Existing | Space Heating | Natural Gas | Condensing RTU | A | Purchases (Cumulative) | Technical Potential | 0 | 0 | 0 | 0 | 0 | 0 | 0 | 0 | 0 | 0 | 0 | 0 | 0 | 0 | 0 | 0 | 0 | 0 | 0 | 0 | 0 | 0 | 0
F1_Industrial_Stone, Clay, and Glass_New_Space Heating_Natural Gas_Condensing RTU_A_Technical Potential | F1 | Industrial | Stone, Clay, and Glass | New | Space Heating | Natural Gas | Condensing RTU | A | Integrated Unit Energy Savings (kWh or therms) | Technical Potential | 0 | 0 | 39.7856 | 37.4556 | 36.5438 | 36.0131 | 35.8063 | 35.6259 | 35.4895 | 35.3696 | 35.2969 | 35.2264 | 35.0843 | 34.9701 | 34.8489 | 34.9558 | 35.0196 | 35.0175 | 35.0835 | 35.0729 | 35.0895 | 35.0568 | 0
F2_Industrial_Stone, Clay, and Glass_New_Space Heating_Natural Gas_Condensing RTU_A_Technical Potential | F2 | Industrial | Stone, Clay, and Glass | New | Space Heating | Natural Gas | Condensing RTU | A | Integrated Unit Summer Peak Savings (kW) | Technical Potential | 0 | 0 | 0 | 0 | 0 | 0 | 0 | 0 | 0 | 0 | 0 | 0 | 0 | 0 | 0 | 0 | 0 | 0 | 0 | 0 | 0 | 0 | 0
F3_Industrial_Stone, Clay, and Glass_New_Space Heating_Natural Gas_Condensing RTU_A_Technical Potential | F3 | Industrial | Stone, Clay, and Glass | New | Space Heating | Natural Gas | Condensing RTU | A | Integrated Unit Winter Peak Savings (kW) | Technical Potential | 0 | 0 | 0 | 0 | 0 | 0 | 0 | 0 | 0 | 0 | 0 | 0 | 0 | 0 | 0 | 0 | 0 | 0 | 0 | 0 | 0 | 0 | 0
F4_Industrial_Stone, Clay, and Glass_New_Space Heating_Natural Gas_Condensing RTU_A_Technical Potential | F4 | Industrial | Stone, Clay, and Glass | New | Space Heating | Natural Gas | Condensing RTU | A | Incremental Energy Savings (MWh or mTherms) | Technical Potential | 0 | 0 | 0 | 0 | 0 | 0 | 0 | 0 | 0 | 0 | 0 | 0 | 0 | 0 | 0 | 0 | 0 | 0 | 0 | 0 | 0 | 0 | 0
F5_Industrial_Stone, Clay, and Glass_New_Space Heating_Natural Gas_Condensing RTU_A_Technical Potential | F5 | Industrial | Stone, Clay, and Glass | New | Space Heating | Natural Gas | Condensing RTU | A | Incremental Summer Peak Savings (MW) | Technical Potential | 0 | 0 | 0 | 0 | 0 | 0 | 0 | 0 | 0 | 0 | 0 | 0 | 0 | 0 | 0 | 0 | 0 | 0 | 0 | 0 | 0 | 0 | 0
F6_Industrial_Stone, Clay, and Glass_New_Space Heating_Natural Gas_Condensing RTU_A_Technical Potential | F6 | Industrial | Stone, Clay, and Glass | New | Space Heating | Natural Gas | Condensing RTU | A | Incremental Winter Peak Savings (MW) | Technical Potential | 0 | 0 | 0 | 0 | 0 | 0 | 0 | 0 | 0 | 0 | 0 | 0 | 0 | 0 | 0 | 0 | 0 | 0 | 0 | 0 | 0 | 0 | 0
F7_Industrial_Stone, Clay, and Glass_New_Space Heating_Natural Gas_Condensing RTU_A_Technical Potential | F7 | Industrial | Stone, Clay, and Glass | New | Space Heating | Natural Gas | Condensing RTU | A | Cumulative Energy Savings (MWh or mTherms) | Technical Potential | 0 | 0 | 0 | 0 | 0 | 0 | 0 | 0 | 0 | 0 | 0 | 0 | 0 | 0 | 0 | 0 | 0 | 0 | 0 | 0 | 0 | 0 | 0
F8_Industrial_Stone, Clay, and Glass_New_Space Heating_Natural Gas_Condensing RTU_A_Technical Potential | F8 | Industrial | Stone, Clay, and Glass | New | Space Heating | Natural Gas | Condensing RTU | A | Cumulative Summer Peak Savings (MW) | Technical Potential | 0 | 0 | 0 | 0 | 0 | 0 | 0 | 0 | 0 | 0 | 0 | 0 | 0 | 0 | 0 | 0 | 0 | 0 | 0 | 0 | 0 | 0 | 0
F9_Industrial_Stone, Clay, and Glass_New_Space Heating_Natural Gas_Condensing RTU_A_Technical Potential | F9 | Industrial | Stone, Clay, and Glass | New | Space Heating | Natural Gas | Condensing RTU | A | Cumulative Winter Peak Savings (MW) | Technical Potential | 0 | 0 | 0 | 0 | 0 | 0 | 0 | 0 | 0 | 0 | 0 | 0 | 0 | 0 | 0 | 0 | 0 | 0 | 0 | 0 | 0 | 0 | 0
F10_Industrial_Stone, Clay, and Glass_New_Space Heating_Natural Gas_Condensing RTU_A_Technical Potential | F10 | Industrial | Stone, Clay, and Glass | New | Space Heating | Natural Gas | Condensing RTU | A | Purchases (Incremental) | Technical Potential | 0 | 0 | 0 | 0 | 0 | 0 | 0 | 0 | 0 | 0 | 0 | 0 | 0 | 0 | 0 | 0 | 0 | 0 | 0 | 0 | 0 | 0 | 0
F11_Industrial_Stone, Clay, and Glass_New_Space Heating_Natural Gas_Condensing RTU_A_Technical Potential | F11 | Industrial | Stone, Clay, and Glass | New | Space Heating | Natural Gas | Condensing RTU | A | Purchases (Cumulative) | Technical Potential | 0 | 0 | 0 | 0 | 0 | 0 | 0 | 0 | 0 | 0 | 0 | 0 | 0 | 0 | 0 | 0 | 0 | 0 | 0 | 0 | 0 | 0 | 0
F1_Industrial_Petroleum_Existing_Space Heating_Natural Gas_Condensing RTU_A_Technical Potential | F1 | Industrial | Petroleum | Existing | Space Heating | Natural Gas | Condensing RTU | A | Integrated Unit Energy Savings (kWh or therms) | Technical Potential | 0 | 0 | 9497.1782 | 9408.3512 | 9318.6127 | 9228.3187 | 9137.8424 | 9047.5848 | 8957.9195 | 8869.1956 | 8781.7389 | 8695.8534 | 8612.4451 | 8531.3301 | 8452.3275 | 8375.2673 | 8299.9898 | 8226.3392 | 8154.1807 | 8082.7544 | 8011.9405 | 7941.6287 | 0
F2_Industrial_Petroleum_Existing_Space Heating_Natural Gas_Condensing RTU_A_Technical Potential | F2 | Industrial | Petroleum | Existing | Space Heating | Natural Gas | Condensing RTU | A | Integrated Unit Summer Peak Savings (kW) | Technical Potential | 0 | 0 | 0 | 0 | 0 | 0 | 0 | 0 | 0 | 0 | 0 | 0 | 0 | 0 | 0 | 0 | 0 | 0 | 0 | 0 | 0 | 0 | 0
F3_Industrial_Petroleum_Existing_Space Heating_Natural Gas_Condensing RTU_A_Technical Potential | F3 | Industrial | Petroleum | Existing | Space Heating | Natural Gas | Condensing RTU | A | Integrated Unit Winter Peak Savings (kW) | Technical Potential | 0 | 0 | 0 | 0 | 0 | 0 | 0 | 0 | 0 | 0 | 0 | 0 | 0 | 0 | 0 | 0 | 0 | 0 | 0 | 0 | 0 | 0 | 0
F4_Industrial_Petroleum_Existing_Space Heating_Natural Gas_Condensing RTU_A_Technical Potential | F4 | Industrial | Petroleum | Existing | Space Heating | Natural Gas | Condensing RTU | A | Incremental Energy Savings (MWh or mTherms) | Technical Potential | 0 | 0 | 0 | 0 | 0 | 0 | 0 | 0 | 0 | 0 | 0 | 0 | 0 | 0 | 0 | 0 | 0 | 0 | 0 | 0 | 0 | 0 | 0
F5_Industrial_Petroleum_Existing_Space Heating_Natural Gas_Condensing RTU_A_Technical Potential | F5 | Industrial | Petroleum | Existing | Space Heating | Natural Gas | Condensing RTU | A | Incremental Summer Peak Savings (MW) | Technical Potential | 0 | 0 | 0 | 0 | 0 | 0 | 0 | 0 | 0 | 0 | 0 | 0 | 0 | 0 | 0 | 0 | 0 | 0 | 0 | 0 | 0 | 0 | 0
F6_Industrial_Petroleum_Existing_Space Heating_Natural Gas_Condensing RTU_A_Technical Potential | F6 | Industrial | Petroleum | Existing | Space Heating | Natural Gas | Condensing RTU | A | Incremental Winter Peak Savings (MW) | Technical Potential | 0 | 0 | 0 | 0 | 0 | 0 | 0 | 0 | 0 | 0 | 0 | 0 | 0 | 0 | 0 | 0 | 0 | 0 | 0 | 0 | 0 | 0 | 0
F7_Industrial_Petroleum_Existing_Space Heating_Natural Gas_Condensing RTU_A_Technical Potential | F7 | Industrial | Petroleum | Existing | Space Heating | Natural Gas | Condensing RTU | A | Cumulative Energy Savings (MWh or mTherms) | Technical Potential | 0 | 0 | 0 | 0 | 0 | 0 | 0 | 0 | 0 | 0 | 0 | 0 | 0 | 0 | 0 | 0 | 0 | 0 | 0 | 0 | 0 | 0 | 0
F8_Industrial_Petroleum_Existing_Space Heating_Natural Gas_Condensing RTU_A_Technical Potential | F8 | Industrial | Petroleum | Existing | Space Heating | Natural Gas | Condensing RTU | A | Cumulative Summer Peak Savings (MW) | Technical Potential | 0 | 0 | 0 | 0 | 0 | 0 | 0 | 0 | 0 | 0 | 0 | 0 | 0 | 0 | 0 | 0 | 0 | 0 | 0 | 0 | 0 | 0 | 0
F9_Industrial_Petroleum_Existing_Space Heating_Natural Gas_Condensing RTU_A_Technical Potential | F9 | Industrial | Petroleum | Existing | Space Heating | Natural Gas | Condensing RTU | A | Cumulative Winter Peak Savings (MW) | Technical Potential | 0 | 0 | 0 | 0 | 0 | 0 | 0 | 0 | 0 | 0 | 0 | 0 | 0 | 0 | 0 | 0 | 0 | 0 | 0 | 0 | 0 | 0 | 0
F10_Industrial_Petroleum_Existing_Space Heating_Natural Gas_Condensing RTU_A_Technical Potential | F10 | Industrial | Petroleum | Existing | Space Heating | Natural Gas | Condensing RTU | A | Purchases (Incremental) | Technical Potential | 0 | 0 | 0 | 0 | 0 | 0 | 0 | 0 | 0 | 0 | 0 | 0 | 0 | 0 | 0 | 0 | 0 | 0 | 0 | 0 | 0 | 0 | 0
F11_Industrial_Petroleum_Existing_Space Heating_Natural Gas_Condensing RTU_A_Technical Potential | F11 | Industrial | Petroleum | Existing | Space Heating | Natural Gas | Condensing RTU | A | Purchases (Cumulative) | Technical Potential | 0 | 0 | 0 | 0 | 0 | 0 | 0 | 0 | 0 | 0 | 0 | 0 | 0 | 0 | 0 | 0 | 0 | 0 | 0 | 0 | 0 | 0 | 0
F1_Industrial_Petroleum_New_Space Heating_Natural Gas_Condensing RTU_A_Technical Potential | F1 | Industrial | Petroleum | New | Space Heating | Natural Gas | Condensing RTU | A | Integrated Unit Energy Savings (kWh or therms) | Technical Potential | 0 | 0 | 8405.2852 | 7940.3975 | 7757.0953 | 7650.1058 | 7608.3449 | 7571.8715 | 7544.2791 | 7520.015 | 7505.2974 | 7491.0128 | 7479.0782 | 7467.3257 | 7460.3791 | 7452.8545 | 7446.182 | 7439.3018 | 7435.203 | 7428.4916 | 7422.5809 | 7415.8477 | 0
F2_Industrial_Petroleum_New_Space Heating_Natural Gas_Condensing RTU_A_Technical Potential | F2 | Industrial | Petroleum | New | Space Heating | Natural Gas | Condensing RTU | A | Integrated Unit Summer Peak Savings (kW) | Technical Potential | 0 | 0 | 0 | 0 | 0 | 0 | 0 | 0 | 0 | 0 | 0 | 0 | 0 | 0 | 0 | 0 | 0 | 0 | 0 | 0 | 0 | 0 | 0
F3_Industrial_Petroleum_New_Space Heating_Natural Gas_Condensing RTU_A_Technical Potential | F3 | Industrial | Petroleum | New | Space Heating | Natural Gas | Condensing RTU | A | Integrated Unit Winter Peak Savings (kW) | Technical Potential | 0 | 0 | 0 | 0 | 0 | 0 | 0 | 0 | 0 | 0 | 0 | 0 | 0 | 0 | 0 | 0 | 0 | 0 | 0 | 0 | 0 | 0 | 0
F4_Industrial_Petroleum_New_Space Heating_Natural Gas_Condensing RTU_A_Technical Potential | F4 | Industrial | Petroleum | New | Space Heating | Natural Gas | Condensing RTU | A | Incremental Energy Savings (MWh or mTherms) | Technical Potential | 0 | 0 | 0 | 0 | 0 | 0 | 0 | 0 | 0 | 0 | 0 | 0 | 0 | 0 | 0 | 0 | 0 | 0 | 0 | 0 | 0 | 0 | 0
F5_Industrial_Petroleum_New_Space Heating_Natural Gas_Condensing RTU_A_Technical Potential | F5 | Industrial | Petroleum | New | Space Heating | Natural Gas | Condensing RTU | A | Incremental Summer Peak Savings (MW) | Technical Potential | 0 | 0 | 0 | 0 | 0 | 0 | 0 | 0 | 0 | 0 | 0 | 0 | 0 | 0 | 0 | 0 | 0 | 0 | 0 | 0 | 0 | 0 | 0
F6_Industrial_Petroleum_New_Space Heating_Natural Gas_Condensing RTU_A_Technical Potential | F6 | Industrial | Petroleum | New | Space Heating | Natural Gas | Condensing RTU | A | Incremental Winter Peak Savings (MW) | Technical Potential | 0 | 0 | 0 | 0 | 0 | 0 | 0 | 0 | 0 | 0 | 0 | 0 | 0 | 0 | 0 | 0 | 0 | 0 | 0 | 0 | 0 | 0 | 0
F7_Industrial_Petroleum_New_Space Heating_Natural Gas_Condensing RTU_A_Technical Potential | F7 | Industrial | Petroleum | New | Space Heating | Natural Gas | Condensing RTU | A | Cumulative Energy Savings (MWh or mTherms) | Technical Potential | 0 | 0 | 0 | 0 | 0 | 0 | 0 | 0 | 0 | 0 | 0 | 0 | 0 | 0 | 0 | 0 | 0 | 0 | 0 | 0 | 0 | 0 | 0
F8_Industrial_Petroleum_New_Space Heating_Natural Gas_Condensing RTU_A_Technical Potential | F8 | Industrial | Petroleum | New | Space Heating | Natural Gas | Condensing RTU | A | Cumulative Summer Peak Savings (MW) | Technical Potential | 0 | 0 | 0 | 0 | 0 | 0 | 0 | 0 | 0 | 0 | 0 | 0 | 0 | 0 | 0 | 0 | 0 | 0 | 0 | 0 | 0 | 0 | 0
F9_Industrial_Petroleum_New_Space Heating_Natural Gas_Condensing RTU_A_Technical Potential | F9 | Industrial | Petroleum | New | Space Heating | Natural Gas | Condensing RTU | A | Cumulative Winter Peak Savings (MW) | Technical Potential | 0 | 0 | 0 | 0 | 0 | 0 | 0 | 0 | 0 | 0 | 0 | 0 | 0 | 0 | 0 | 0 | 0 | 0 | 0 | 0 | 0 | 0 | 0
F10_Industrial_Petroleum_New_Space Heating_Natural Gas_Condensing RTU_A_Technical Potential | F10 | Industrial | Petroleum | New | Space Heating | Natural Gas | Condensing RTU | A | Purchases (Incremental) | Technical Potential | 0 | 0 | 0 | 0 | 0 | 0 | 0 | 0 | 0 | 0 | 0 | 0 | 0 | 0 | 0 | 0 | 0 | 0 | 0 | 0 | 0 | 0 | 0
F11_Industrial_Petroleum_New_Space Heating_Natural Gas_Condensing RTU_A_Technical Potential | F11 | Industrial | Petroleum | New | Space Heating | Natural Gas | Condensing RTU | A | Purchases (Cumulative) | Technical Potential | 0 | 0 | 0 | 0 | 0 | 0 | 0 | 0 | 0 | 0 | 0 | 0 | 0 | 0 | 0 | 0 | 0 | 0 | 0 | 0 | 0 | 0 | 0
F1_Industrial_Paper and Printing_Existing_Space Heating_Natural Gas_Condensing RTU_A_Technical Potential | F1 | Industrial | Paper and Printing | Existing | Space Heating | Natural Gas | Condensing RTU | A | Integrated Unit Energy Savings (kWh or therms) | Technical Potential | 0 | 0 | 134.903 | 133.8583 | 132.7785 | 131.6631 | 130.5123 | 129.3265 | 128.1065 | 126.8528 | 125.5746 | 124.2801 | 122.9763 | 121.6611 | 120.3613 | 119.0715 | 117.7952 | 116.6062 | 115.4985 | 114.4626 | 113.4938 | 112.5891 | 0
F2_Industrial_Paper and Printing_Existing_Space Heating_Natural Gas_Condensing RTU_A_Technical Potential | F2 | Industrial | Paper and Printing | Existing | Space Heating | Natural Gas | Condensing RTU | A | Integrated Unit Summer Peak Savings (kW) | Technical Potential | 0 | 0 | 0 | 0 | 0 | 0 | 0 | 0 | 0 | 0 | 0 | 0 | 0 | 0 | 0 | 0 | 0 | 0 | 0 | 0 | 0 | 0 | 0
F3_Industrial_Paper and Printing_Existing_Space Heating_Natural Gas_Condensing RTU_A_Technical Potential | F3 | Industrial | Paper and Printing | Existing | Space Heating | Natural Gas | Condensing RTU | A | Integrated Unit Winter Peak Savings (kW) | Technical Potential | 0 | 0 | 0 | 0 | 0 | 0 | 0 | 0 | 0 | 0 | 0 | 0 | 0 | 0 | 0 | 0 | 0 | 0 | 0 | 0 | 0 | 0 | 0
F4_Industrial_Paper and Printing_Existing_Space Heating_Natural Gas_Condensing RTU_A_Technical Potential | F4 | Industrial | Paper and Printing | Existing | Space Heating | Natural Gas | Condensing RTU | A | Incremental Energy Savings (MWh or mTherms) | Technical Potential | 0 | 0 | 0 | 0 | 0 | 0 | 0 | 0 | 0 | 0 | 0 | 0 | 0 | 0 | 0 | 0 | 0 | 0 | 0 | 0 | 0 | 0 | 0
F5_Industrial_Paper and Printing_Existing_Space Heating_Natural Gas_Condensing RTU_A_Technical Potential | F5 | Industrial | Paper and Printing | Existing | Space Heating | Natural Gas | Condensing RTU | A | Incremental Summer Peak Savings (MW) | Technical Potential | 0 | 0 | 0 | 0 | 0 | 0 | 0 | 0 | 0 | 0 | 0 | 0 | 0 | 0 | 0 | 0 | 0 | 0 | 0 | 0 | 0 | 0 | 0
F6_Industrial_Paper and Printing_Existing_Space Heating_Natural Gas_Condensing RTU_A_Technical Potential | F6 | Industrial | Paper and Printing | Existing | Space Heating | Natural Gas | Condensing RTU | A | Incremental Winter Peak Savings (MW) | Technical Potential | 0 | 0 | 0 | 0 | 0 | 0 | 0 | 0 | 0 | 0 | 0 | 0 | 0 | 0 | 0 | 0 | 0 | 0 | 0 | 0 | 0 | 0 | 0
F7_Industrial_Paper and Printing_Existing_Space Heating_Natural Gas_Condensing RTU_A_Technical Potential | F7 | Industrial | Paper and Printing | Existing | Space Heating | Natural Gas | Condensing RTU | A | Cumulative Energy Savings (MWh or mTherms) | Technical Potential | 0 | 0 | 0 | 0 | 0 | 0 | 0 | 0 | 0 | 0 | 0 | 0 | 0 | 0 | 0 | 0 | 0 | 0 | 0 | 0 | 0 | 0 | 0
F8_Industrial_Paper and Printing_Existing_Space Heating_Natural Gas_Condensing RTU_A_Technical Potential | F8 | Industrial | Paper and Printing | Existing | Space Heating | Natural Gas | Condensing RTU | A | Cumulative Summer Peak Savings (MW) | Technical Potential | 0 | 0 | 0 | 0 | 0 | 0 | 0 | 0 | 0 | 0 | 0 | 0 | 0 | 0 | 0 | 0 | 0 | 0 | 0 | 0 | 0 | 0 | 0
F9_Industrial_Paper and Printing_Existing_Space Heating_Natural Gas_Condensing RTU_A_Technical Potential | F9 | Industrial | Paper and Printing | Existing | Space Heating | Natural Gas | Condensing RTU | A | Cumulative Winter Peak Savings (MW) | Technical Potential | 0 | 0 | 0 | 0 | 0 | 0 | 0 | 0 | 0 | 0 | 0 | 0 | 0 | 0 | 0 | 0 | 0 | 0 | 0 | 0 | 0 | 0 | 0
F10_Industrial_Paper and Printing_Existing_Space Heating_Natural Gas_Condensing RTU_A_Technical Potential | F10 | Industrial | Paper and Printing | Existing | Space Heating | Natural Gas | Condensing RTU | A | Purchases (Incremental) | Technical Potential | 0 | 0 | 0 | 0 | 0 | 0 | 0 | 0 | 0 | 0 | 0 | 0 | 0 | 0 | 0 | 0 | 0 | 0 | 0 | 0 | 0 | 0 | 0
F11_Industrial_Paper and Printing_Existing_Space Heating_Natural Gas_Condensing RTU_A_Technical Potential | F11 | Industrial | Paper and Printing | Existing | Space Heating | Natural Gas | Condensing RTU | A | Purchases (Cumulative) | Technical Potential | 0 | 0 | 0 | 0 | 0 | 0 | 0 | 0 | 0 | 0 | 0 | 0 | 0 | 0 | 0 | 0 | 0 | 0 | 0 | 0 | 0 | 0 | 0
F1_Industrial_Paper and Printing_New_Space Heating_Natural Gas_Condensing RTU_A_Technical Potential | F1 | Industrial | Paper and Printing | New | Space Heating | Natural Gas | Condensing RTU | A | Integrated Unit Energy Savings (kWh or therms) | Technical Potential | 0 | 0 | 119.1681 | 112.1892 | 109.4583 | 107.8686 | 107.2492 | 106.7087 | 106.3001 | 105.941 | 105.7233 | 105.5121 | 105.0865 | 104.7446 | 104.3814 | 104.7015 | 104.8926 | 104.8864 | 105.0841 | 105.0525 | 105.1022 | 105.0042 | 0
F2_Industrial_Paper and Printing_New_Space Heating_Natural Gas_Condensing RTU_A_Technical Potential | F2 | Industrial | Paper and Printing | New | Space Heating | Natural Gas | Condensing RTU | A | Integrated Unit Summer Peak Savings (kW) | Technical Potential | 0 | 0 | 0 | 0 | 0 | 0 | 0 | 0 | 0 | 0 | 0 | 0 | 0 | 0 | 0 | 0 | 0 | 0 | 0 | 0 | 0 | 0 | 0
F3_Industrial_Paper and Printing_New_Space Heating_Natural Gas_Condensing RTU_A_Technical Potential | F3 | Industrial | Paper and Printing | New | Space Heating | Natural Gas | Condensing RTU | A | Integrated Unit Winter Peak Savings (kW) | Technical Potential | 0 | 0 | 0 | 0 | 0 | 0 | 0 | 0 | 0 | 0 | 0 | 0 | 0 | 0 | 0 | 0 | 0 | 0 | 0 | 0 | 0 | 0 | 0
F4_Industrial_Paper and Printing_New_Space Heating_Natural Gas_Condensing RTU_A_Technical Potential | F4 | Industrial | Paper and Printing | New | Space Heating | Natural Gas | Condensing RTU | A | Incremental Energy Savings (MWh or mTherms) | Technical Potential | 0 | 0 | 0 | 0 | 0 | 0 | 0 | 0 | 0 | 0 | 0 | 0 | 0 | 0 | 0 | 0 | 0 | 0 | 0 | 0 | 0 | 0 | 0
F5_Industrial_Paper and Printing_New_Space Heating_Natural Gas_Condensing RTU_A_Technical Potential | F5 | Industrial | Paper and Printing | New | Space Heating | Natural Gas | Condensing RTU | A | Incremental Summer Peak Savings (MW) | Technical Potential | 0 | 0 | 0 | 0 | 0 | 0 | 0 | 0 | 0 | 0 | 0 | 0 | 0 | 0 | 0 | 0 | 0 | 0 | 0 | 0 | 0 | 0 | 0
F6_Industrial_Paper and Printing_New_Space Heating_Natural Gas_Condensing RTU_A_Technical Potential | F6 | Industrial | Paper and Printing | New | Space Heating | Natural Gas | Condensing RTU | A | Incremental Winter Peak Savings (MW) | Technical Potential | 0 | 0 | 0 | 0 | 0 | 0 | 0 | 0 | 0 | 0 | 0 | 0 | 0 | 0 | 0 | 0 | 0 | 0 | 0 | 0 | 0 | 0 | 0
F7_Industrial_Paper and Printing_New_Space Heating_Natural Gas_Condensing RTU_A_Technical Potential | F7 | Industrial | Paper and Printing | New | Space Heating | Natural Gas | Condensing RTU | A | Cumulative Energy Savings (MWh or mTherms) | Technical Potential | 0 | 0 | 0 | 0 | 0 | 0 | 0 | 0 | 0 | 0 | 0 | 0 | 0 | 0 | 0 | 0 | 0 | 0 | 0 | 0 | 0 | 0 | 0
F8_Industrial_Paper and Printing_New_Space Heating_Natural Gas_Condensing RTU_A_Technical Potential | F8 | Industrial | Paper and Printing | New | Space Heating | Natural Gas | Condensing RTU | A | Cumulative Summer Peak Savings (MW) | Technical Potential | 0 | 0 | 0 | 0 | 0 | 0 | 0 | 0 | 0 | 0 | 0 | 0 | 0 | 0 | 0 | 0 | 0 | 0 | 0 | 0 | 0 | 0 | 0
F9_Industrial_Paper and Printing_New_Space Heating_Natural Gas_Condensing RTU_A_Technical Potential | F9 | Industrial | Paper and Printing | New | Space Heating | Natural Gas | Condensing RTU | A | Cumulative Winter Peak Savings (MW) | Technical Potential | 0 | 0 | 0 | 0 | 0 | 0 | 0 | 0 | 0 | 0 | 0 | 0 | 0 | 0 | 0 | 0 | 0 | 0 | 0 | 0 | 0 | 0 | 0
F10_Industrial_Paper and Printing_New_Space Heating_Natural Gas_Condensing RTU_A_Technical Potential | F10 | Industrial | Paper and Printing | New | Space Heating | Natural Gas | Condensing RTU | A | Purchases (Incremental) | Technical Potential | 0 | 0 | 0 | 0 | 0 | 0 | 0 | 0 | 0 | 0 | 0 | 0 | 0 | 0 | 0 | 0 | 0 | 0 | 0 | 0 | 0 | 0 | 0
F11_Industrial_Paper and Printing_New_Space Heating_Natural Gas_Condensing RTU_A_Technical Potential | F11 | Industrial | Paper and Printing | New | Space Heating | Natural Gas | Condensing RTU | A | Purchases (Cumulative) | Technical Potential | 0 | 0 | 0 | 0 | 0 | 0 | 0 | 0 | 0 | 0 | 0 | 0 | 0 | 0 | 0 | 0 | 0 | 0 | 0 | 0 | 0 | 0 | 0
F1_Industrial_Instruments_Existing_Space Heating_Natural Gas_Condensing RTU_A_Technical Potential | F1 | Industrial | Instruments | Existing | Space Heating | Natural Gas | Condensing RTU | A | Integrated Unit Energy Savings (kWh or therms) | Technical Potential | 0 | 0 | 6.9353 | 6.8816 | 6.8261 | 6.7688 | 6.7096 | 6.6486 | 6.5859 | 6.5215 | 6.4557 | 6.3892 | 6.3222 | 6.2546 | 6.1877 | 6.1214 | 6.0558 | 5.9947 | 5.9377 | 5.8845 | 5.8347 | 5.7882 | 0
F2_Industrial_Instruments_Existing_Space Heating_Natural Gas_Condensing RTU_A_Technical Potential | F2 | Industrial | Instruments | Existing | Space Heating | Natural Gas | Condensing RTU | A | Integrated Unit Summer Peak Savings (kW) | Technical Potential | 0 | 0 | 0 | 0 | 0 | 0 | 0 | 0 | 0 | 0 | 0 | 0 | 0 | 0 | 0 | 0 | 0 | 0 | 0 | 0 | 0 | 0 | 0
F3_Industrial_Instruments_Existing_Space Heating_Natural Gas_Condensing RTU_A_Technical Potential | F3 | Industrial | Instruments | Existing | Space Heating | Natural Gas | Condensing RTU | A | Integrated Unit Winter Peak Savings (kW) | Technical Potential | 0 | 0 | 0 | 0 | 0 | 0 | 0 | 0 | 0 | 0 | 0 | 0 | 0 | 0 | 0 | 0 | 0 | 0 | 0 | 0 | 0 | 0 | 0
F4_Industrial_Instruments_Existing_Space Heating_Natural Gas_Condensing RTU_A_Technical Potential | F4 | Industrial | Instruments | Existing | Space Heating | Natural Gas | Condensing RTU | A | Incremental Energy Savings (MWh or mTherms) | Technical Potential | 0 | 0 | 0 | 0 | 0 | 0 | 0 | 0 | 0 | 0 | 0 | 0 | 0 | 0 | 0 | 0 | 0 | 0 | 0 | 0 | 0 | 0 | 0
F5_Industrial_Instruments_Existing_Space Heating_Natural Gas_Condensing RTU_A_Technical Potential | F5 | Industrial | Instruments | Existing | Space Heating | Natural Gas | Condensing RTU | A | Incremental Summer Peak Savings (MW) | Technical Potential | 0 | 0 | 0 | 0 | 0 | 0 | 0 | 0 | 0 | 0 | 0 | 0 | 0 | 0 | 0 | 0 | 0 | 0 | 0 | 0 | 0 | 0 | 0
F6_Industrial_Instruments_Existing_Space Heating_Natural Gas_Condensing RTU_A_Technical Potential | F6 | Industrial | Instruments | Existing | Space Heating | Natural Gas | Condensing RTU | A | Incremental Winter Peak Savings (MW) | Technical Potential | 0 | 0 | 0 | 0 | 0 | 0 | 0 | 0 | 0 | 0 | 0 | 0 | 0 | 0 | 0 | 0 | 0 | 0 | 0 | 0 | 0 | 0 | 0
F7_Industrial_Instruments_Existing_Space Heating_Natural Gas_Condensing RTU_A_Technical Potential | F7 | Industrial | Instruments | Existing | Space Heating | Natural Gas | Condensing RTU | A | Cumulative Energy Savings (MWh or mTherms) | Technical Potential | 0 | 0 | 0 | 0 | 0 | 0 | 0 | 0 | 0 | 0 | 0 | 0 | 0 | 0 | 0 | 0 | 0 | 0 | 0 | 0 | 0 | 0 | 0
F8_Industrial_Instruments_Existing_Space Heating_Natural Gas_Condensing RTU_A_Technical Potential | F8 | Industrial | Instruments | Existing | Space Heating | Natural Gas | Condensing RTU | A | Cumulative Summer Peak Savings (MW) | Technical Potential | 0 | 0 | 0 | 0 | 0 | 0 | 0 | 0 | 0 | 0 | 0 | 0 | 0 | 0 | 0 | 0 | 0 | 0 | 0 | 0 | 0 | 0 | 0
F9_Industrial_Instruments_Existing_Space Heating_Natural Gas_Condensing RTU_A_Technical Potential | F9 | Industrial | Instruments | Existing | Space Heating | Natural Gas | Condensing RTU | A | Cumulative Winter Peak Savings (MW) | Technical Potential | 0 | 0 | 0 | 0 | 0 | 0 | 0 | 0 | 0 | 0 | 0 | 0 | 0 | 0 | 0 | 0 | 0 | 0 | 0 | 0 | 0 | 0 | 0
F10_Industrial_Instruments_Existing_Space Heating_Natural Gas_Condensing RTU_A_Technical Potential | F10 | Industrial | Instruments | Existing | Space Heating | Natural Gas | Condensing RTU | A | Purchases (Incremental) | Technical Potential | 0 | 0 | 0 | 0 | 0 | 0 | 0 | 0 | 0 | 0 | 0 | 0 | 0 | 0 | 0 | 0 | 0 | 0 | 0 | 0 | 0 | 0 | 0
F11_Industrial_Instruments_Existing_Space Heating_Natural Gas_Condensing RTU_A_Technical Potential | F11 | Industrial | Instruments | Existing | Space Heating | Natural Gas | Condensing RTU | A | Purchases (Cumulative) | Technical Potential | 0 | 0 | 0 | 0 | 0 | 0 | 0 | 0 | 0 | 0 | 0 | 0 | 0 | 0 | 0 | 0 | 0 | 0 | 0 | 0 | 0 | 0 | 0
F1_Industrial_Instruments_New_Space Heating_Natural Gas_Condensing RTU_A_Technical Potential | F1 | Industrial | Instruments | New | Space Heating | Natural Gas | Condensing RTU | A | Integrated Unit Energy Savings (kWh or therms) | Technical Potential | 0 | 0 | 6.1264 | 5.7676 | 5.6272 | 5.5455 | 5.5136 | 5.4859 | 5.4649 | 5.4464 | 5.4352 | 5.4243 | 5.4025 | 5.3849 | 5.3662 | 5.3827 | 5.3925 | 5.3922 | 5.4023 | 5.4007 | 5.4033 | 5.3982 | 0
F2_Industrial_Instruments_New_Space Heating_Natural Gas_Condensing RTU_A_Technical Potential | F2 | Industrial | Instruments | New | Space Heating | Natural Gas | Condensing RTU | A | Integrated Unit Summer Peak Savings (kW) | Technical Potential | 0 | 0 | 0 | 0 | 0 | 0 | 0 | 0 | 0 | 0 | 0 | 0 | 0 | 0 | 0 | 0 | 0 | 0 | 0 | 0 | 0 | 0 | 0
F3_Industrial_Instruments_New_Space Heating_Natural Gas_Condensing RTU_A_Technical Potential | F3 | Industrial | Instruments | New | Space Heating | Natural Gas | Condensing RTU | A | Integrated Unit Winter Peak Savings (kW) | Technical Potential | 0 | 0 | 0 | 0 | 0 | 0 | 0 | 0 | 0 | 0 | 0 | 0 | 0 | 0 | 0 | 0 | 0 | 0 | 0 | 0 | 0 | 0 | 0
F4_Industrial_Instruments_New_Space Heating_Natural Gas_Condensing RTU_A_Technical Potential | F4 | Industrial | Instruments | New | Space Heating | Natural Gas | Condensing RTU | A | Incremental Energy Savings (MWh or mTherms) | Technical Potential | 0 | 0 | 0 | 0 | 0 | 0 | 0 | 0 | 0 | 0 | 0 | 0 | 0 | 0 | 0 | 0 | 0 | 0 | 0 | 0 | 0 | 0 | 0
F5_Industrial_Instruments_New_Space Heating_Natural Gas_Condensing RTU_A_Technical Potential | F5 | Industrial | Instruments | New | Space Heating | Natural Gas | Condensing RTU | A | Incremental Summer Peak Savings (MW) | Technical Potential | 0 | 0 | 0 | 0 | 0 | 0 | 0 | 0 | 0 | 0 | 0 | 0 | 0 | 0 | 0 | 0 | 0 | 0 | 0 | 0 | 0 | 0 | 0
F6_Industrial_Instruments_New_Space Heating_Natural Gas_Condensing RTU_A_Technical Potential | F6 | Industrial | Instruments | New | Space Heating | Natural Gas | Condensing RTU | A | Incremental Winter Peak Savings (MW) | Technical Potential | 0 | 0 | 0 | 0 | 0 | 0 | 0 | 0 | 0 | 0 | 0 | 0 | 0 | 0 | 0 | 0 | 0 | 0 | 0 | 0 | 0 | 0 | 0
F7_Industrial_Instruments_New_Space Heating_Natural Gas_Condensing RTU_A_Technical Potential | F7 | Industrial | Instruments | New | Space Heating | Natural Gas | Condensing RTU | A | Cumulative Energy Savings (MWh or mTherms) | Technical Potential | 0 | 0 | 0 | 0 | 0 | 0 | 0 | 0 | 0 | 0 | 0 | 0 | 0 | 0 | 0 | 0 | 0 | 0 | 0 | 0 | 0 | 0 | 0
F8_Industrial_Instruments_New_Space Heating_Natural Gas_Condensing RTU_A_Technical Potential | F8 | Industrial | Instruments | New | Space Heating | Natural Gas | Condensing RTU | A | Cumulative Summer Peak Savings (MW) | Technical Potential | 0 | 0 | 0 | 0 | 0 | 0 | 0 | 0 | 0 | 0 | 0 | 0 | 0 | 0 | 0 | 0 | 0 | 0 | 0 | 0 | 0 | 0 | 0
F9_Industrial_Instruments_New_Space Heating_Natural Gas_Condensing RTU_A_Technical Potential | F9 | Industrial | Instruments | New | Space Heating | Natural Gas | Condensing RTU | A | Cumulative Winter Peak Savings (MW) | Technical Potential | 0 | 0 | 0 | 0 | 0 | 0 | 0 | 0 | 0 | 0 | 0 | 0 | 0 | 0 | 0 | 0 | 0 | 0 | 0 | 0 | 0 | 0 | 0
F10_Industrial_Instruments_New_Space Heating_Natural Gas_Condensing RTU_A_Technical Potential | F10 | Industrial | Instruments | New | Space Heating | Natural Gas | Condensing RTU | A | Purchases (Incremental) | Technical Potential | 0 | 0 | 0 | 0 | 0 | 0 | 0 | 0 | 0 | 0 | 0 | 0 | 0 | 0 | 0 | 0 | 0 | 0 | 0 | 0 | 0 | 0 | 0
F11_Industrial_Instruments_New_Space Heating_Natural Gas_Condensing RTU_A_Technical Potential | F11 | Industrial | Instruments | New | Space Heating | Natural Gas | Condensing RTU | A | Purchases (Cumulative) | Technical Potential | 0 | 0 | 0 | 0 | 0 | 0 | 0 | 0 | 0 | 0 | 0 | 0 | 0 | 0 | 0 | 0 | 0 | 0 | 0 | 0 | 0 | 0 | 0
F1_Industrial_Wood and Lumber Products_Existing_Space Heating_Natural Gas_Condensing RTU_A_Technical Potential | F1 | Industrial | Wood and Lumber Products | Existing | Space Heating | Natural Gas | Condensing RTU | A | Integrated Unit Energy Savings (kWh or therms) | Technical Potential | 0 | 0 | 10.7314 | 10.6483 | 10.5624 | 10.4737 | 10.3821 | 10.2878 | 10.1908 | 10.091 | 9.9893 | 9.8864 | 9.7827 | 9.678 | 9.5746 | 9.472 | 9.3705 | 9.2759 | 9.1878 | 9.1054 | 9.0283 | 8.9564 | 0
F2_Industrial_Wood and Lumber Products_Existing_Space Heating_Natural Gas_Condensing RTU_A_Technical Potential | F2 | Industrial | Wood and Lumber Products | Existing | Space Heating | Natural Gas | Condensing RTU | A | Integrated Unit Summer Peak Savings (kW) | Technical Potential | 0 | 0 | 0 | 0 | 0 | 0 | 0 | 0 | 0 | 0 | 0 | 0 | 0 | 0 | 0 | 0 | 0 | 0 | 0 | 0 | 0 | 0 | 0
F3_Industrial_Wood and Lumber Products_Existing_Space Heating_Natural Gas_Condensing RTU_A_Technical Potential | F3 | Industrial | Wood and Lumber Products | Existing | Space Heating | Natural Gas | Condensing RTU | A | Integrated Unit Winter Peak Savings (kW) | Technical Potential | 0 | 0 | 0 | 0 | 0 | 0 | 0 | 0 | 0 | 0 | 0 | 0 | 0 | 0 | 0 | 0 | 0 | 0 | 0 | 0 | 0 | 0 | 0
F4_Industrial_Wood and Lumber Products_Existing_Space Heating_Natural Gas_Condensing RTU_A_Technical Potential | F4 | Industrial | Wood and Lumber Products | Existing | Space Heating | Natural Gas | Condensing RTU | A | Incremental Energy Savings (MWh or mTherms) | Technical Potential | 0 | 0 | 0 | 0 | 0 | 0 | 0 | 0 | 0 | 0 | 0 | 0 | 0 | 0 | 0 | 0 | 0 | 0 | 0 | 0 | 0 | 0 | 0
F5_Industrial_Wood and Lumber Products_Existing_Space Heating_Natural Gas_Condensing RTU_A_Technical Potential | F5 | Industrial | Wood and Lumber Products | Existing | Space Heating | Natural Gas | Condensing RTU | A | Incremental Summer Peak Savings (MW) | Technical Potential | 0 | 0 | 0 | 0 | 0 | 0 | 0 | 0 | 0 | 0 | 0 | 0 | 0 | 0 | 0 | 0 | 0 | 0 | 0 | 0 | 0 | 0 | 0
F6_Industrial_Wood and Lumber Products_Existing_Space Heating_Natural Gas_Condensing RTU_A_Technical Potential | F6 | Industrial | Wood and Lumber Products | Existing | Space Heating | Natural Gas | Condensing RTU | A | Incremental Winter Peak Savings (MW) | Technical Potential | 0 | 0 | 0 | 0 | 0 | 0 | 0 | 0 | 0 | 0 | 0 | 0 | 0 | 0 | 0 | 0 | 0 | 0 | 0 | 0 | 0 | 0 | 0
F7_Industrial_Wood and Lumber Products_Existing_Space Heating_Natural Gas_Condensing RTU_A_Technical Potential | F7 | Industrial | Wood and Lumber Products | Existing | Space Heating | Natural Gas | Condensing RTU | A | Cumulative Energy Savings (MWh or mTherms) | Technical Potential | 0 | 0 | 0 | 0 | 0 | 0 | 0 | 0 | 0 | 0 | 0 | 0 | 0 | 0 | 0 | 0 | 0 | 0 | 0 | 0 | 0 | 0 | 0
F8_Industrial_Wood and Lumber Products_Existing_Space Heating_Natural Gas_Condensing RTU_A_Technical Potential | F8 | Industrial | Wood and Lumber Products | Existing | Space Heating | Natural Gas | Condensing RTU | A | Cumulative Summer Peak Savings (MW) | Technical Potential | 0 | 0 | 0 | 0 | 0 | 0 | 0 | 0 | 0 | 0 | 0 | 0 | 0 | 0 | 0 | 0 | 0 | 0 | 0 | 0 | 0 | 0 | 0
F9_Industrial_Wood and Lumber Products_Existing_Space Heating_Natural Gas_Condensing RTU_A_Technical Potential | F9 | Industrial | Wood and Lumber Products | Existing | Space Heating | Natural Gas | Condensing RTU | A | Cumulative Winter Peak Savings (MW) | Technical Potential | 0 | 0 | 0 | 0 | 0 | 0 | 0 | 0 | 0 | 0 | 0 | 0 | 0 | 0 | 0 | 0 | 0 | 0 | 0 | 0 | 0 | 0 | 0
F10_Industrial_Wood and Lumber Products_Existing_Space Heating_Natural Gas_Condensing RTU_A_Technical Potential | F10 | Industrial | Wood and Lumber Products | Existing | Space Heating | Natural Gas | Condensing RTU | A | Purchases (Incremental) | Technical Potential | 0 | 0 | 0 | 0 | 0 | 0 | 0 | 0 | 0 | 0 | 0 | 0 | 0 | 0 | 0 | 0 | 0 | 0 | 0 | 0 | 0 | 0 | 0
F11_Industrial_Wood and Lumber Products_Existing_Space Heating_Natural Gas_Condensing RTU_A_Technical Potential | F11 | Industrial | Wood and Lumber Products | Existing | Space Heating | Natural Gas | Condensing RTU | A | Purchases (Cumulative) | Technical Potential | 0 | 0 | 0 | 0 | 0 | 0 | 0 | 0 | 0 | 0 | 0 | 0 | 0 | 0 | 0 | 0 | 0 | 0 | 0 | 0 | 0 | 0 | 0
F1_Industrial_Wood and Lumber Products_New_Space Heating_Natural Gas_Condensing RTU_A_Technical Potential | F1 | Industrial | Wood and Lumber Products | New | Space Heating | Natural Gas | Condensing RTU | A | Integrated Unit Energy Savings (kWh or therms) | Technical Potential | 0 | 0 | 9.4797 | 8.9246 | 8.7073 | 8.5809 | 8.5316 | 8.4886 | 8.4561 | 8.4275 | 8.4102 | 8.3934 | 8.3595 | 8.3323 | 8.3035 | 8.3289 | 8.3441 | 8.3436 | 8.3593 | 8.3568 | 8.3608 | 8.353 | 0
F2_Industrial_Wood and Lumber Products_New_Space Heating_Natural Gas_Condensing RTU_A_Technical Potential | F2 | Industrial | Wood and Lumber Products | New | Space Heating | Natural Gas | Condensing RTU | A | Integrated Unit Summer Peak Savings (kW) | Technical Potential | 0 | 0 | 0 | 0 | 0 | 0 | 0 | 0 | 0 | 0 | 0 | 0 | 0 | 0 | 0 | 0 | 0 | 0 | 0 | 0 | 0 | 0 | 0
F3_Industrial_Wood and Lumber Products_New_Space Heating_Natural Gas_Condensing RTU_A_Technical Potential | F3 | Industrial | Wood and Lumber Products | New | Space Heating | Natural Gas | Condensing RTU | A | Integrated Unit Winter Peak Savings (kW) | Technical Potential | 0 | 0 | 0 | 0 | 0 | 0 | 0 | 0 | 0 | 0 | 0 | 0 | 0 | 0 | 0 | 0 | 0 | 0 | 0 | 0 | 0 | 0 | 0
F4_Industrial_Wood and Lumber Products_New_Space Heating_Natural Gas_Condensing RTU_A_Technical Potential | F4 | Industrial | Wood and Lumber Products | New | Space Heating | Natural Gas | Condensing RTU | A | Incremental Energy Savings (MWh or mTherms) | Technical Potential | 0 | 0 | 0 | 0 | 0 | 0 | 0 | 0 | 0 | 0 | 0 | 0 | 0 | 0 | 0 | 0 | 0 | 0 | 0 | 0 | 0 | 0 | 0
F5_Industrial_Wood and Lumber Products_New_Space Heating_Natural Gas_Condensing RTU_A_Technical Potential | F5 | Industrial | Wood and Lumber Products | New | Space Heating | Natural Gas | Condensing RTU | A | Incremental Summer Peak Savings (MW) | Technical Potential | 0 | 0 | 0 | 0 | 0 | 0 | 0 | 0 | 0 | 0 | 0 | 0 | 0 | 0 | 0 | 0 | 0 | 0 | 0 | 0 | 0 | 0 | 0
F6_Industrial_Wood and Lumber Products_New_Space Heating_Natural Gas_Condensing RTU_A_Technical Potential | F6 | Industrial | Wood and Lumber Products | New | Space Heating | Natural Gas | Condensing RTU | A | Incremental Winter Peak Savings (MW) | Technical Potential | 0 | 0 | 0 | 0 | 0 | 0 | 0 | 0 | 0 | 0 | 0 | 0 | 0 | 0 | 0 | 0 | 0 | 0 | 0 | 0 | 0 | 0 | 0
F7_Industrial_Wood and Lumber Products_New_Space Heating_Natural Gas_Condensing RTU_A_Technical Potential | F7 | Industrial | Wood and Lumber Products | New | Space Heating | Natural Gas | Condensing RTU | A | Cumulative Energy Savings (MWh or mTherms) | Technical Potential | 0 | 0 | 0 | 0 | 0 | 0 | 0 | 0 | 0 | 0 | 0 | 0 | 0 | 0 | 0 | 0 | 0 | 0 | 0 | 0 | 0 | 0 | 0
F8_Industrial_Wood and Lumber Products_New_Space Heating_Natural Gas_Condensing RTU_A_Technical Potential | F8 | Industrial | Wood and Lumber Products | New | Space Heating | Natural Gas | Condensing RTU | A | Cumulative Summer Peak Savings (MW) | Technical Potential | 0 | 0 | 0 | 0 | 0 | 0 | 0 | 0 | 0 | 0 | 0 | 0 | 0 | 0 | 0 | 0 | 0 | 0 | 0 | 0 | 0 | 0 | 0
F9_Industrial_Wood and Lumber Products_New_Space Heating_Natural Gas_Condensing RTU_A_Technical Potential | F9 | Industrial | Wood and Lumber Products | New | Space Heating | Natural Gas | Condensing RTU | A | Cumulative Winter Peak Savings (MW) | Technical Potential | 0 | 0 | 0 | 0 | 0 | 0 | 0 | 0 | 0 | 0 | 0 | 0 | 0 | 0 | 0 | 0 | 0 | 0 | 0 | 0 | 0 | 0 | 0
F10_Industrial_Wood and Lumber Products_New_Space Heating_Natural Gas_Condensing RTU_A_Technical Potential | F10 | Industrial | Wood and Lumber Products | New | Space Heating | Natural Gas | Condensing RTU | A | Purchases (Incremental) | Technical Potential | 0 | 0 | 0 | 0 | 0 | 0 | 0 | 0 | 0 | 0 | 0 | 0 | 0 | 0 | 0 | 0 | 0 | 0 | 0 | 0 | 0 | 0 | 0
F11_Industrial_Wood and Lumber Products_New_Space Heating_Natural Gas_Condensing RTU_A_Technical Potential | F11 | Industrial | Wood and Lumber Products | New | Space Heating | Natural Gas | Condensing RTU | A | Purchases (Cumulative) | Technical Potential | 0 | 0 | 0 | 0 | 0 | 0 | 0 | 0 | 0 | 0 | 0 | 0 | 0 | 0 | 0 | 0 | 0 | 0 | 0 | 0 | 0 | 0 | 0
F1_Industrial_Other Industrial_Existing_Space Heating_Natural Gas_Condensing RTU_A_Technical Potential | F1 | Industrial | Other Industrial | Existing | Space Heating | Natural Gas | Condensing RTU | A | Integrated Unit Energy Savings (kWh or therms) | Technical Potential | 0 | 0 | 6.1223 | 6.0749 | 6.0259 | 5.9753 | 5.923 | 5.8692 | 5.8139 | 5.757 | 5.699 | 5.6402 | 5.581 | 5.5214 | 5.4624 | 5.4038 | 5.3459 | 5.2919 | 5.2417 | 5.1947 | 5.1507 | 5.1096 | 0
F2_Industrial_Other Industrial_Existing_Space Heating_Natural Gas_Condensing RTU_A_Technical Potential | F2 | Industrial | Other Industrial | Existing | Space Heating | Natural Gas | Condensing RTU | A | Integrated Unit Summer Peak Savings (kW) | Technical Potential | 0 | 0 | 0 | 0 | 0 | 0 | 0 | 0 | 0 | 0 | 0 | 0 | 0 | 0 | 0 | 0 | 0 | 0 | 0 | 0 | 0 | 0 | 0
F3_Industrial_Other Industrial_Existing_Space Heating_Natural Gas_Condensing RTU_A_Technical Potential | F3 | Industrial | Other Industrial | Existing | Space Heating | Natural Gas | Condensing RTU | A | Integrated Unit Winter Peak Savings (kW) | Technical Potential | 0 | 0 | 0 | 0 | 0 | 0 | 0 | 0 | 0 | 0 | 0 | 0 | 0 | 0 | 0 | 0 | 0 | 0 | 0 | 0 | 0 | 0 | 0
F4_Industrial_Other Industrial_Existing_Space Heating_Natural Gas_Condensing RTU_A_Technical Potential | F4 | Industrial | Other Industrial | Existing | Space Heating | Natural Gas | Condensing RTU | A | Incremental Energy Savings (MWh or mTherms) | Technical Potential | 0 | 0 | 0 | 0 | 0 | 0 | 0 | 0 | 0 | 0 | 0 | 0 | 0 | 0 | 0 | 0 | 0 | 0 | 0 | 0 | 0 | 0 | 0
F5_Industrial_Other Industrial_Existing_Space Heating_Natural Gas_Condensing RTU_A_Technical Potential | F5 | Industrial | Other Industrial | Existing | Space Heating | Natural Gas | Condensing RTU | A | Incremental Summer Peak Savings (MW) | Technical Potential | 0 | 0 | 0 | 0 | 0 | 0 | 0 | 0 | 0 | 0 | 0 | 0 | 0 | 0 | 0 | 0 | 0 | 0 | 0 | 0 | 0 | 0 | 0
F6_Industrial_Other Industrial_Existing_Space Heating_Natural Gas_Condensing RTU_A_Technical Potential | F6 | Industrial | Other Industrial | Existing | Space Heating | Natural Gas | Condensing RTU | A | Incremental Winter Peak Savings (MW) | Technical Potential | 0 | 0 | 0 | 0 | 0 | 0 | 0 | 0 | 0 | 0 | 0 | 0 | 0 | 0 | 0 | 0 | 0 | 0 | 0 | 0 | 0 | 0 | 0
F7_Industrial_Other Industrial_Existing_Space Heating_Natural Gas_Condensing RTU_A_Technical Potential | F7 | Industrial | Other Industrial | Existing | Space Heating | Natural Gas | Condensing RTU | A | Cumulative Energy Savings (MWh or mTherms) | Technical Potential | 0 | 0 | 0 | 0 | 0 | 0 | 0 | 0 | 0 | 0 | 0 | 0 | 0 | 0 | 0 | 0 | 0 | 0 | 0 | 0 | 0 | 0 | 0
F8_Industrial_Other Industrial_Existing_Space Heating_Natural Gas_Condensing RTU_A_Technical Potential | F8 | Industrial | Other Industrial | Existing | Space Heating | Natural Gas | Condensing RTU | A | Cumulative Summer Peak Savings (MW) | Technical Potential | 0 | 0 | 0 | 0 | 0 | 0 | 0 | 0 | 0 | 0 | 0 | 0 | 0 | 0 | 0 | 0 | 0 | 0 | 0 | 0 | 0 | 0 | 0
F9_Industrial_Other Industrial_Existing_Space Heating_Natural Gas_Condensing RTU_A_Technical Potential | F9 | Industrial | Other Industrial | Existing | Space Heating | Natural Gas | Condensing RTU | A | Cumulative Winter Peak Savings (MW) | Technical Potential | 0 | 0 | 0 | 0 | 0 | 0 | 0 | 0 | 0 | 0 | 0 | 0 | 0 | 0 | 0 | 0 | 0 | 0 | 0 | 0 | 0 | 0 | 0
F10_Industrial_Other Industrial_Existing_Space Heating_Natural Gas_Condensing RTU_A_Technical Potential | F10 | Industrial | Other Industrial | Existing | Space Heating | Natural Gas | Condensing RTU | A | Purchases (Incremental) | Technical Potential | 0 | 0 | 0 | 0 | 0 | 0 | 0 | 0 | 0 | 0 | 0 | 0 | 0 | 0 | 0 | 0 | 0 | 0 | 0 | 0 | 0 | 0 | 0
F11_Industrial_Other Industrial_Existing_Space Heating_Natural Gas_Condensing RTU_A_Technical Potential | F11 | Industrial | Other Industrial | Existing | Space Heating | Natural Gas | Condensing RTU | A | Purchases (Cumulative) | Technical Potential | 0 | 0 | 0 | 0 | 0 | 0 | 0 | 0 | 0 | 0 | 0 | 0 | 0 | 0 | 0 | 0 | 0 | 0 | 0 | 0 | 0 | 0 | 0
F1_Industrial_Other Industrial_New_Space Heating_Natural Gas_Condensing RTU_A_Technical Potential | F1 | Industrial | Other Industrial | New | Space Heating | Natural Gas | Condensing RTU | A | Integrated Unit Energy Savings (kWh or therms) | Technical Potential | 0 | 0 | 5.4082 | 5.0915 | 4.9675 | 4.8954 | 4.8673 | 4.8428 | 4.8242 | 4.8079 | 4.798 | 4.7885 | 4.7691 | 4.7536 | 4.7371 | 4.7517 | 4.7603 | 4.7601 | 4.769 | 4.7676 | 4.7699 | 4.7654 | 0
F2_Industrial_Other Industrial_New_Space Heating_Natural Gas_Condensing RTU_A_Technical Potential | F2 | Industrial | Other Industrial | New | Space Heating | Natural Gas | Condensing RTU | A | Integrated Unit Summer Peak Savings (kW) | Technical Potential | 0 | 0 | 0 | 0 | 0 | 0 | 0 | 0 | 0 | 0 | 0 | 0 | 0 | 0 | 0 | 0 | 0 | 0 | 0 | 0 | 0 | 0 | 0
F3_Industrial_Other Industrial_New_Space Heating_Natural Gas_Condensing RTU_A_Technical Potential | F3 | Industrial | Other Industrial | New | Space Heating | Natural Gas | Condensing RTU | A | Integrated Unit Winter Peak Savings (kW) | Technical Potential | 0 | 0 | 0 | 0 | 0 | 0 | 0 | 0 | 0 | 0 | 0 | 0 | 0 | 0 | 0 | 0 | 0 | 0 | 0 | 0 | 0 | 0 | 0
F4_Industrial_Other Industrial_New_Space Heating_Natural Gas_Condensing RTU_A_Technical Potential | F4 | Industrial | Other Industrial | New | Space Heating | Natural Gas | Condensing RTU | A | Incremental Energy Savings (MWh or mTherms) | Technical Potential | 0 | 0 | 0 | 0 | 0 | 0 | 0 | 0 | 0 | 0 | 0 | 0 | 0 | 0 | 0 | 0 | 0 | 0 | 0 | 0 | 0 | 0 | 0
F5_Industrial_Other Industrial_New_Space Heating_Natural Gas_Condensing RTU_A_Technical Potential | F5 | Industrial | Other Industrial | New | Space Heating | Natural Gas | Condensing RTU | A | Incremental Summer Peak Savings (MW) | Technical Potential | 0 | 0 | 0 | 0 | 0 | 0 | 0 | 0 | 0 | 0 | 0 | 0 | 0 | 0 | 0 | 0 | 0 | 0 | 0 | 0 | 0 | 0 | 0
F6_Industrial_Other Industrial_New_Space Heating_Natural Gas_Condensing RTU_A_Technical Potential | F6 | Industrial | Other Industrial | New | Space Heating | Natural Gas | Condensing RTU | A | Incremental Winter Peak Savings (MW) | Technical Potential | 0 | 0 | 0 | 0 | 0 | 0 | 0 | 0 | 0 | 0 | 0 | 0 | 0 | 0 | 0 | 0 | 0 | 0 | 0 | 0 | 0 | 0 | 0
F7_Industrial_Other Industrial_New_Space Heating_Natural Gas_Condensing RTU_A_Technical Potential | F7 | Industrial | Other Industrial | New | Space Heating | Natural Gas | Condensing RTU | A | Cumulative Energy Savings (MWh or mTherms) | Technical Potential | 0 | 0 | 0 | 0 | 0 | 0 | 0 | 0 | 0 | 0 | 0 | 0 | 0 | 0 | 0 | 0 | 0 | 0 | 0 | 0 | 0 | 0 | 0
F8_Industrial_Other Industrial_New_Space Heating_Natural Gas_Condensing RTU_A_Technical Potential | F8 | Industrial | Other Industrial | New | Space Heating | Natural Gas | Condensing RTU | A | Cumulative Summer Peak Savings (MW) | Technical Potential | 0 | 0 | 0 | 0 | 0 | 0 | 0 | 0 | 0 | 0 | 0 | 0 | 0 | 0 | 0 | 0 | 0 | 0 | 0 | 0 | 0 | 0 | 0
F9_Industrial_Other Industrial_New_Space Heating_Natural Gas_Condensing RTU_A_Technical Potential | F9 | Industrial | Other Industrial | New | Space Heating | Natural Gas | Condensing RTU | A | Cumulative Winter Peak Savings (MW) | Technical Potential | 0 | 0 | 0 | 0 | 0 | 0 | 0 | 0 | 0 | 0 | 0 | 0 | 0 | 0 | 0 | 0 | 0 | 0 | 0 | 0 | 0 | 0 | 0
F10_Industrial_Other Industrial_New_Space Heating_Natural Gas_Condensing RTU_A_Technical Potential | F10 | Industrial | Other Industrial | New | Space Heating | Natural Gas | Condensing RTU | A | Purchases (Incremental) | Technical Potential | 0 | 0 | 0 | 0 | 0 | 0 | 0 | 0 | 0 | 0 | 0 | 0 | 0 | 0 | 0 | 0 | 0 | 0 | 0 | 0 | 0 | 0 | 0
F11_Industrial_Other Industrial_New_Space Heating_Natural Gas_Condensing RTU_A_Technical Potential | F11 | Industrial | Other Industrial | New | Space Heating | Natural Gas | Condensing RTU | A | Purchases (Cumulative) | Technical Potential | 0 | 0 | 0 | 0 | 0 | 0 | 0 | 0 | 0 | 0 | 0 | 0 | 0 | 0 | 0 | 0 | 0 | 0 | 0 | 0 | 0 | 0 | 0
F1_Industrial_Food Products_Existing_Space Heating_Natural Gas_Furnace_A_Achievable Technical Potential | F1 | Industrial | Food Products | Existing | Space Heating | Natural Gas | Furnace | A | Integrated Unit Energy Savings (kWh or therms) | Achievable Technical Potential | 0 | 1443.5459 | 1443.5459 | 1443.5459 | 1443.5459 | 1443.5459 | 1443.5459 | 1443.5459 | 1443.5459 | 1443.5459 | 1443.5459 | 1443.5459 | 1443.5459 | 1443.5459 | 1443.5459 | 1443.5459 | 1443.5459 | 1443.5459 | 1443.5459 | 1443.5459 | 1443.5459 | 1443.5459 | 0
F2_Industrial_Food Products_Existing_Space Heating_Natural Gas_Furnace_A_Achievable Technical Potential | F2 | Industrial | Food Products | Existing | Space Heating | Natural Gas | Furnace | A | Integrated Unit Summer Peak Savings (kW) | Achievable Technical Potential | 0 | 0 | 0 | 0 | 0 | 0 | 0 | 0 | 0 | 0 | 0 | 0 | 0 | 0 | 0 | 0 | 0 | 0 | 0 | 0 | 0 | 0 | 0
F3_Industrial_Food Products_Existing_Space Heating_Natural Gas_Furnace_A_Achievable Technical Potential | F3 | Industrial | Food Products | Existing | Space Heating | Natural Gas | Furnace | A | Integrated Unit Winter Peak Savings (kW) | Achievable Technical Potential | 0 | 0 | 0 | 0 | 0 | 0 | 0 | 0 | 0 | 0 | 0 | 0 | 0 | 0 | 0 | 0 | 0 | 0 | 0 | 0 | 0 | 0 | 0
F4_Industrial_Food Products_Existing_Space Heating_Natural Gas_Furnace_A_Achievable Technical Potential | F4 | Industrial | Food Products | Existing | Space Heating | Natural Gas | Furnace | A | Incremental Energy Savings (MWh or mTherms) | Achievable Technical Potential | 0 | 0 | 0.0054214 | 0.011278 | 0.01749 | 0.023983 | 0.030693 | 0.036937 | 0.042125 | 0.046403 | 0.049904 | 0.052743 | 0.050577 | 0.048108 | 0.045479 | 0.042792 | 0.040118 | 0.037505 | 0.034693 | 0.034742 | 0.034867 | 0.035049 | 0
F5_Industrial_Food Products_Existing_Space Heating_Natural Gas_Furnace_A_Achievable Technical Potential | F5 | Industrial | Food Products | Existing | Space Heating | Natural Gas | Furnace | A | Incremental Summer Peak Savings (MW) | Achievable Technical Potential | 0 | 0 | 0 | 0 | 0 | 0 | 0 | 0 | 0 | 0 | 0 | 0 | 0 | 0 | 0 | 0 | 0 | 0 | 0 | 0 | 0 | 0 | 0
F6_Industrial_Food Products_Existing_Space Heating_Natural Gas_Furnace_A_Achievable Technical Potential | F6 | Industrial | Food Products | Existing | Space Heating | Natural Gas | Furnace | A | Incremental Winter Peak Savings (MW) | Achievable Technical Potential | 0 | 0 | 0 | 0 | 0 | 0 | 0 | 0 | 0 | 0 | 0 | 0 | 0 | 0 | 0 | 0 | 0 | 0 | 0 | 0 | 0 | 0 | 0
F7_Industrial_Food Products_Existing_Space Heating_Natural Gas_Furnace_A_Achievable Technical Potential | F7 | Industrial | Food Products | Existing | Space Heating | Natural Gas | Furnace | A | Cumulative Energy Savings (MWh or mTherms) | Achievable Technical Potential | 0 | 0 | 0.0054214 | 0.0167 | 0.03419 | 0.058172 | 0.088865 | 0.1258 | 0.16793 | 0.21433 | 0.26423 | 0.31698 | 0.36756 | 0.41566 | 0.46114 | 0.50393 | 0.54405 | 0.58156 | 0.61625 | 0.65099 | 0.68586 | 0.72091 | 0
F8_Industrial_Food Products_Existing_Space Heating_Natural Gas_Furnace_A_Achievable Technical Potential | F8 | Industrial | Food Products | Existing | Space Heating | Natural Gas | Furnace | A | Cumulative Summer Peak Savings (MW) | Achievable Technical Potential | 0 | 0 | 0 | 0 | 0 | 0 | 0 | 0 | 0 | 0 | 0 | 0 | 0 | 0 | 0 | 0 | 0 | 0 | 0 | 0 | 0 | 0 | 0
F9_Industrial_Food Products_Existing_Space Heating_Natural Gas_Furnace_A_Achievable Technical Potential | F9 | Industrial | Food Products | Existing | Space Heating | Natural Gas | Furnace | A | Cumulative Winter Peak Savings (MW) | Achievable Technical Potential | 0 | 0 | 0 | 0 | 0 | 0 | 0 | 0 | 0 | 0 | 0 | 0 | 0 | 0 | 0 | 0 | 0 | 0 | 0 | 0 | 0 | 0 | 0
F10_Industrial_Food Products_Existing_Space Heating_Natural Gas_Furnace_A_Achievable Technical Potential | F10 | Industrial | Food Products | Existing | Space Heating | Natural Gas | Furnace | A | Purchases (Incremental) | Achievable Technical Potential | 0 | 0 | 0.0037556 | 0.007813 | 0.012116 | 0.016614 | 0.021262 | 0.025588 | 0.029182 | 0.032145 | 0.03457 | 0.036537 | 0.035037 | 0.033326 | 0.031505 | 0.029644 | 0.027791 | 0.025981 | 0.024033 | 0.024067 | 0.024154 | 0.02428 | 0
F11_Industrial_Food Products_Existing_Space Heating_Natural Gas_Furnace_A_Achievable Technical Potential | F11 | Industrial | Food Products | Existing | Space Heating | Natural Gas | Furnace | A | Purchases (Cumulative) | Achievable Technical Potential | 0 | 0 | 0.0037556 | 0.011569 | 0.023684 | 0.040298 | 0.06156 | 0.087148 | 0.11633 | 0.14848 | 0.18305 | 0.21958 | 0.25462 | 0.28795 | 0.31945 | 0.34909 | 0.37689 | 0.40287 | 0.4269 | 0.45097 | 0.47512 | 0.4994 | 0
F1_Industrial_Food Products_Existing_Space Heating_Natural Gas_Boiler_A_Achievable Technical Potential | F1 | Industrial | Food Products | Existing | Space Heating | Natural Gas | Boiler | A | Integrated Unit Energy Savings (kWh or therms) | Achievable Technical Potential | 0 | 15226.9124 | 15226.9124 | 15226.9124 | 15226.9124 | 15226.9124 | 15226.9124 | 15226.9124 | 15226.9124 | 15226.9124 | 15226.9124 | 15226.9124 | 15226.9124 | 15226.9124 | 15226.9124 | 15226.9124 | 15226.9124 | 15226.9124 | 15226.9124 | 15226.9124 | 15226.9124 | 15226.9124 | 0
F2_Industrial_Food Products_Existing_Space Heating_Natural Gas_Boiler_A_Achievable Technical Potential | F2 | Industrial | Food Products | Existing | Space Heating | Natural Gas | Boiler | A | Integrated Unit Summer Peak Savings (kW) | Achievable Technical Potential | 0 | 0 | 0 | 0 | 0 | 0 | 0 | 0 | 0 | 0 | 0 | 0 | 0 | 0 | 0 | 0 | 0 | 0 | 0 | 0 | 0 | 0 | 0
F3_Industrial_Food Products_Existing_Space Heating_Natural Gas_Boiler_A_Achievable Technical Potential | F3 | Industrial | Food Products | Existing | Space Heating | Natural Gas | Boiler | A | Integrated Unit Winter Peak Savings (kW) | Achievable Technical Potential | 0 | 0 | 0 | 0 | 0 | 0 | 0 | 0 | 0 | 0 | 0 | 0 | 0 | 0 | 0 | 0 | 0 | 0 | 0 | 0 | 0 | 0 | 0
F4_Industrial_Food Products_Existing_Space Heating_Natural Gas_Boiler_A_Achievable Technical Potential | F4 | Industrial | Food Products | Existing | Space Heating | Natural Gas | Boiler | A | Incremental Energy Savings (MWh or mTherms) | Achievable Technical Potential | 0 | 0 | 0.199 | 0.28919 | 0.34703 | 0.38195 | 0.40288 | 0.41057 | 0.41095 | 0.40783 | 0.40319 | 0.39778 | 0.39221 | 0.3866 | 0.38096 | 0.37532 | 0.36967 | 0.36403 | 0.35841 | 0.35282 | 0.34726 | 0.34174 | 0
F5_Industrial_Food Products_Existing_Space Heating_Natural Gas_Boiler_A_Achievable Technical Potential | F5 | Industrial | Food Products | Existing | Space Heating | Natural Gas | Boiler | A | Incremental Summer Peak Savings (MW) | Achievable Technical Potential | 0 | 0 | 0 | 0 | 0 | 0 | 0 | 0 | 0 | 0 | 0 | 0 | 0 | 0 | 0 | 0 | 0 | 0 | 0 | 0 | 0 | 0 | 0
F6_Industrial_Food Products_Existing_Space Heating_Natural Gas_Boiler_A_Achievable Technical Potential | F6 | Industrial | Food Products | Existing | Space Heating | Natural Gas | Boiler | A | Incremental Winter Peak Savings (MW) | Achievable Technical Potential | 0 | 0 | 0 | 0 | 0 | 0 | 0 | 0 | 0 | 0 | 0 | 0 | 0 | 0 | 0 | 0 | 0 | 0 | 0 | 0 | 0 | 0 | 0
F7_Industrial_Food Products_Existing_Space Heating_Natural Gas_Boiler_A_Achievable Technical Potential | F7 | Industrial | Food Products | Existing | Space Heating | Natural Gas | Boiler | A | Cumulative Energy Savings (MWh or mTherms) | Achievable Technical Potential | 0 | 0 | 0.081386 | 0.19966 | 0.34158 | 0.49778 | 0.66255 | 0.83046 | 0.99853 | 1.1653 | 1.3302 | 1.4929 | 1.6533 | 1.8114 | 1.9672 | 2.1207 | 2.2719 | 2.4207 | 2.5673 | 2.7116 | 2.8536 | 2.9934 | 0
F8_Industrial_Food Products_Existing_Space Heating_Natural Gas_Boiler_A_Achievable Technical Potential | F8 | Industrial | Food Products | Existing | Space Heating | Natural Gas | Boiler | A | Cumulative Summer Peak Savings (MW) | Achievable Technical Potential | 0 | 0 | 0 | 0 | 0 | 0 | 0 | 0 | 0 | 0 | 0 | 0 | 0 | 0 | 0 | 0 | 0 | 0 | 0 | 0 | 0 | 0 | 0
F9_Industrial_Food Products_Existing_Space Heating_Natural Gas_Boiler_A_Achievable Technical Potential | F9 | Industrial | Food Products | Existing | Space Heating | Natural Gas | Boiler | A | Cumulative Winter Peak Savings (MW) | Achievable Technical Potential | 0 | 0 | 0 | 0 | 0 | 0 | 0 | 0 | 0 | 0 | 0 | 0 | 0 | 0 | 0 | 0 | 0 | 0 | 0 | 0 | 0 | 0 | 0
F10_Industrial_Food Products_Existing_Space Heating_Natural Gas_Boiler_A_Achievable Technical Potential | F10 | Industrial | Food Products | Existing | Space Heating | Natural Gas | Boiler | A | Purchases (Incremental) | Achievable Technical Potential | 0 | 0 | 0.013069 | 0.018992 | 0.022791 | 0.025084 | 0.026459 | 0.026963 | 0.026989 | 0.026783 | 0.026479 | 0.026123 | 0.025758 | 0.025389 | 0.025019 | 0.024648 | 0.024277 | 0.023907 | 0.023538 | 0.023171 | 0.022805 | 0.022443 | 0
F11_Industrial_Food Products_Existing_Space Heating_Natural Gas_Boiler_A_Achievable Technical Potential | F11 | Industrial | Food Products | Existing | Space Heating | Natural Gas | Boiler | A | Purchases (Cumulative) | Achievable Technical Potential | 0 | 0 | 0.013069 | 0.032061 | 0.054852 | 0.079936 | 0.10639 | 0.13336 | 0.16035 | 0.18713 | 0.21361 | 0.23973 | 0.26549 | 0.29088 | 0.3159 | 0.34055 | 0.36482 | 0.38873 | 0.41227 | 0.43544 | 0.45824 | 0.48069 | 0
F1_Industrial_Food Products_Existing_Space Heating_Natural Gas_Unit Heater_A_Achievable Technical Potential | F1 | Industrial | Food Products | Existing | Space Heating | Natural Gas | Unit Heater | A | Integrated Unit Energy Savings (kWh or therms) | Achievable Technical Potential | 0 | 43660.7244 | 43660.7244 | 43660.7244 | 43660.7244 | 43660.7244 | 43660.7244 | 43660.7244 | 43660.7244 | 43660.7244 | 43660.7244 | 43660.7244 | 43660.7244 | 43660.7244 | 43660.7244 | 43660.7244 | 43660.7244 | 43660.7244 | 43660.7244 | 43660.7244 | 43660.7244 | 43660.7244 | 0
F2_Industrial_Food Products_Existing_Space Heating_Natural Gas_Unit Heater_A_Achievable Technical Potential | F2 | Industrial | Food Products | Existing | Space Heating | Natural Gas | Unit Heater | A | Integrated Unit Summer Peak Savings (kW) | Achievable Technical Potential | 0 | 0 | 0 | 0 | 0 | 0 | 0 | 0 | 0 | 0 | 0 | 0 | 0 | 0 | 0 | 0 | 0 | 0 | 0 | 0 | 0 | 0 | 0
F3_Industrial_Food Products_Existing_Space Heating_Natural Gas_Unit Heater_A_Achievable Technical Potential | F3 | Industrial | Food Products | Existing | Space Heating | Natural Gas | Unit Heater | A | Integrated Unit Winter Peak Savings (kW) | Achievable Technical Potential | 0 | 0 | 0 | 0 | 0 | 0 | 0 | 0 | 0 | 0 | 0 | 0 | 0 | 0 | 0 | 0 | 0 | 0 | 0 | 0 | 0 | 0 | 0
F4_Industrial_Food Products_Existing_Space Heating_Natural Gas_Unit Heater_A_Achievable Technical Potential | F4 | Industrial | Food Products | Existing | Space Heating | Natural Gas | Unit Heater | A | Incremental Energy Savings (MWh or mTherms) | Achievable Technical Potential | 0 | 0 | 0.0072174 | 0.027526 | 0.065642 | 0.12529 | 0.20935 | 0.31463 | 0.43378 | 0.56352 | 0.68446 | 0.79418 | 0.89521 | 0.99008 | 1.081 | 1.1697 | 1.2576 | 1.1933 | 1.14 | 1.1078 | 1.0941 | 1.0931 | 0
F5_Industrial_Food Products_Existing_Space Heating_Natural Gas_Unit Heater_A_Achievable Technical Potential | F5 | Industrial | Food Products | Existing | Space Heating | Natural Gas | Unit Heater | A | Incremental Summer Peak Savings (MW) | Achievable Technical Potential | 0 | 0 | 0 | 0 | 0 | 0 | 0 | 0 | 0 | 0 | 0 | 0 | 0 | 0 | 0 | 0 | 0 | 0 | 0 | 0 | 0 | 0 | 0
F6_Industrial_Food Products_Existing_Space Heating_Natural Gas_Unit Heater_A_Achievable Technical Potential | F6 | Industrial | Food Products | Existing | Space Heating | Natural Gas | Unit Heater | A | Incremental Winter Peak Savings (MW) | Achievable Technical Potential | 0 | 0 | 0 | 0 | 0 | 0 | 0 | 0 | 0 | 0 | 0 | 0 | 0 | 0 | 0 | 0 | 0 | 0 | 0 | 0 | 0 | 0 | 0
F7_Industrial_Food Products_Existing_Space Heating_Natural Gas_Unit Heater_A_Achievable Technical Potential | F7 | Industrial | Food Products | Existing | Space Heating | Natural Gas | Unit Heater | A | Cumulative Energy Savings (MWh or mTherms) | Achievable Technical Potential | 0 | 0 | 0.0072174 | 0.034743 | 0.10038 | 0.22568 | 0.43502 | 0.74966 | 1.1834 | 1.747 | 2.4314 | 3.2256 | 4.1208 | 5.1109 | 6.1847 | 7.3269 | 8.5189 | 9.5868 | 10.5175 | 11.3107 | 11.971 | 12.5006 | 0
F8_Industrial_Food Products_Existing_Space Heating_Natural Gas_Unit Heater_A_Achievable Technical Potential | F8 | Industrial | Food Products | Existing | Space Heating | Natural Gas | Unit Heater | A | Cumulative Summer Peak Savings (MW) | Achievable Technical Potential | 0 | 0 | 0 | 0 | 0 | 0 | 0 | 0 | 0 | 0 | 0 | 0 | 0 | 0 | 0 | 0 | 0 | 0 | 0 | 0 | 0 | 0 | 0
F9_Industrial_Food Products_Existing_Space Heating_Natural Gas_Unit Heater_A_Achievable Technical Potential | F9 | Industrial | Food Products | Existing | Space Heating | Natural Gas | Unit Heater | A | Cumulative Winter Peak Savings (MW) | Achievable Technical Potential | 0 | 0 | 0 | 0 | 0 | 0 | 0 | 0 | 0 | 0 | 0 | 0 | 0 | 0 | 0 | 0 | 0 | 0 | 0 | 0 | 0 | 0 | 0
F10_Industrial_Food Products_Existing_Space Heating_Natural Gas_Unit Heater_A_Achievable Technical Potential | F10 | Industrial | Food Products | Existing | Space Heating | Natural Gas | Unit Heater | A | Purchases (Incremental) | Achievable Technical Potential | 0 | 0 | 0.00016531 | 0.00063044 | 0.0015034 | 0.0028697 | 0.0047949 | 0.0072063 | 0.0099351 | 0.012907 | 0.015677 | 0.01819 | 0.020504 | 0.022677 | 0.024759 | 0.026792 | 0.028804 | 0.027331 | 0.02611 | 0.025374 | 0.02506 | 0.025035 | 0
F11_Industrial_Food Products_Existing_Space Heating_Natural Gas_Unit Heater_A_Achievable Technical Potential | F11 | Industrial | Food Products | Existing | Space Heating | Natural Gas | Unit Heater | A | Purchases (Cumulative) | Achievable Technical Potential | 0 | 0 | 0.00016531 | 0.00079575 | 0.0022992 | 0.0051688 | 0.0099638 | 0.01717 | 0.027105 | 0.040012 | 0.055689 | 0.073879 | 0.094383 | 0.11706 | 0.14165 | 0.16781 | 0.19511 | 0.21958 | 0.24089 | 0.25906 | 0.27418 | 0.28631 | 0
F1_Industrial_Food Products_New_Space Heating_Natural Gas_Furnace_A_Achievable Technical Potential | F1 | Industrial | Food Products | New | Space Heating | Natural Gas | Furnace | A | Integrated Unit Energy Savings (kWh or therms) | Achievable Technical Potential | 0 | 1443.5073 | 1443.5073 | 1443.5073 | 1443.5073 | 1443.5073 | 1443.5073 | 1443.5073 | 1443.5073 | 1443.5073 | 1443.5073 | 1443.5073 | 1443.5073 | 1443.5073 | 1443.5073 | 1443.5073 | 1443.5073 | 1443.5073 | 1443.5073 | 1443.5073 | 1443.5073 | 1443.5073 | 0
F2_Industrial_Food Products_New_Space Heating_Natural Gas_Furnace_A_Achievable Technical Potential | F2 | Industrial | Food Products | New | Space Heating | Natural Gas | Furnace | A | Integrated Unit Summer Peak Savings (kW) | Achievable Technical Potential | 0 | 0 | 0 | 0 | 0 | 0 | 0 | 0 | 0 | 0 | 0 | 0 | 0 | 0 | 0 | 0 | 0 | 0 | 0 | 0 | 0 | 0 | 0
F3_Industrial_Food Products_New_Space Heating_Natural Gas_Furnace_A_Achievable Technical Potential | F3 | Industrial | Food Products | New | Space Heating | Natural Gas | Furnace | A | Integrated Unit Winter Peak Savings (kW) | Achievable Technical Potential | 0 | 0 | 0 | 0 | 0 | 0 | 0 | 0 | 0 | 0 | 0 | 0 | 0 | 0 | 0 | 0 | 0 | 0 | 0 | 0 | 0 | 0 | 0
F4_Industrial_Food Products_New_Space Heating_Natural Gas_Furnace_A_Achievable Technical Potential | F4 | Industrial | Food Products | New | Space Heating | Natural Gas | Furnace | A | Incremental Energy Savings (MWh or mTherms) | Achievable Technical Potential | 0 | 0 | 0.00025157 | 0.016034 | 0.023992 | 0.035856 | 0.026992 | 0.036975 | 0.040964 | 0.050087 | 0.039693 | 0.047851 | 0.048951 | 0.058395 | 0.040507 | 0.050081 | 0.050723 | 0.059681 | 0.039424 | 0.055947 | 0.054234 | 0.059179 | 0
F5_Industrial_Food Products_New_Space Heating_Natural Gas_Furnace_A_Achievable Technical Potential | F5 | Industrial | Food Products | New | Space Heating | Natural Gas | Furnace | A | Incremental Summer Peak Savings (MW) | Achievable Technical Potential | 0 | 0 | 0 | 0 | 0 | 0 | 0 | 0 | 0 | 0 | 0 | 0 | 0 | 0 | 0 | 0 | 0 | 0 | 0 | 0 | 0 | 0 | 0
F6_Industrial_Food Products_New_Space Heating_Natural Gas_Furnace_A_Achievable Technical Potential | F6 | Industrial | Food Products | New | Space Heating | Natural Gas | Furnace | A | Incremental Winter Peak Savings (MW) | Achievable Technical Potential | 0 | 0 | 0 | 0 | 0 | 0 | 0 | 0 | 0 | 0 | 0 | 0 | 0 | 0 | 0 | 0 | 0 | 0 | 0 | 0 | 0 | 0 | 0
F7_Industrial_Food Products_New_Space Heating_Natural Gas_Furnace_A_Achievable Technical Potential | F7 | Industrial | Food Products | New | Space Heating | Natural Gas | Furnace | A | Cumulative Energy Savings (MWh or mTherms) | Achievable Technical Potential | 0 | 0 | 0.00025157 | 0.016286 | 0.040278 | 0.076134 | 0.10313 | 0.1401 | 0.18106 | 0.23115 | 0.27085 | 0.3187 | 0.36765 | 0.42604 | 0.46655 | 0.51663 | 0.56735 | 0.62703 | 0.66646 | 0.72241 | 0.77664 | 0.83582 | 0
F8_Industrial_Food Products_New_Space Heating_Natural Gas_Furnace_A_Achievable Technical Potential | F8 | Industrial | Food Products | New | Space Heating | Natural Gas | Furnace | A | Cumulative Summer Peak Savings (MW) | Achievable Technical Potential | 0 | 0 | 0 | 0 | 0 | 0 | 0 | 0 | 0 | 0 | 0 | 0 | 0 | 0 | 0 | 0 | 0 | 0 | 0 | 0 | 0 | 0 | 0
F9_Industrial_Food Products_New_Space Heating_Natural Gas_Furnace_A_Achievable Technical Potential | F9 | Industrial | Food Products | New | Space Heating | Natural Gas | Furnace | A | Cumulative Winter Peak Savings (MW) | Achievable Technical Potential | 0 | 0 | 0 | 0 | 0 | 0 | 0 | 0 | 0 | 0 | 0 | 0 | 0 | 0 | 0 | 0 | 0 | 0 | 0 | 0 | 0 | 0 | 0
F10_Industrial_Food Products_New_Space Heating_Natural Gas_Furnace_A_Achievable Technical Potential | F10 | Industrial | Food Products | New | Space Heating | Natural Gas | Furnace | A | Purchases (Incremental) | Achievable Technical Potential | 0 | 0 | 0.00017428 | 0.011108 | 0.016621 | 0.024839 | 0.018699 | 0.025614 | 0.028378 | 0.034698 | 0.027498 | 0.033149 | 0.033911 | 0.040454 | 0.028062 | 0.034694 | 0.035138 | 0.041344 | 0.027311 | 0.038758 | 0.037571 | 0.040997 | 0
F11_Industrial_Food Products_New_Space Heating_Natural Gas_Furnace_A_Achievable Technical Potential | F11 | Industrial | Food Products | New | Space Heating | Natural Gas | Furnace | A | Purchases (Cumulative) | Achievable Technical Potential | 0 | 0 | 0.00017428 | 0.011282 | 0.027903 | 0.052742 | 0.071441 | 0.097056 | 0.12543 | 0.16013 | 0.18763 | 0.22078 | 0.25469 | 0.29514 | 0.32321 | 0.3579 | 0.39304 | 0.43438 | 0.46169 | 0.50045 | 0.53802 | 0.57902 | 0
F1_Industrial_Food Products_New_Space Heating_Natural Gas_Boiler_A_Achievable Technical Potential | F1 | Industrial | Food Products | New | Space Heating | Natural Gas | Boiler | A | Integrated Unit Energy Savings (kWh or therms) | Achievable Technical Potential | 0 | 15225.431 | 15225.431 | 15225.431 | 15225.431 | 15225.431 | 15225.431 | 15225.431 | 15225.431 | 15225.431 | 15225.431 | 15225.431 | 15225.431 | 15225.431 | 15225.431 | 15225.431 | 15225.431 | 15225.431 | 15225.431 | 15225.431 | 15225.431 | 15225.431 | 0
F2_Industrial_Food Products_New_Space Heating_Natural Gas_Boiler_A_Achievable Technical Potential | F2 | Industrial | Food Products | New | Space Heating | Natural Gas | Boiler | A | Integrated Unit Summer Peak Savings (kW) | Achievable Technical Potential | 0 | 0 | 0 | 0 | 0 | 0 | 0 | 0 | 0 | 0 | 0 | 0 | 0 | 0 | 0 | 0 | 0 | 0 | 0 | 0 | 0 | 0 | 0
F3_Industrial_Food Products_New_Space Heating_Natural Gas_Boiler_A_Achievable Technical Potential | F3 | Industrial | Food Products | New | Space Heating | Natural Gas | Boiler | A | Integrated Unit Winter Peak Savings (kW) | Achievable Technical Potential | 0 | 0 | 0 | 0 | 0 | 0 | 0 | 0 | 0 | 0 | 0 | 0 | 0 | 0 | 0 | 0 | 0 | 0 | 0 | 0 | 0 | 0 | 0
F4_Industrial_Food Products_New_Space Heating_Natural Gas_Boiler_A_Achievable Technical Potential | F4 | Industrial | Food Products | New | Space Heating | Natural Gas | Boiler | A | Incremental Energy Savings (MWh or mTherms) | Achievable Technical Potential | 0 | 0 | 0.008417 | 0.39341 | 0.47569 | 0.59316 | 0.38112 | 0.45631 | 0.45664 | 0.51639 | 0.38535 | 0.44331 | 0.43743 | 0.50743 | 0.34439 | 0.41856 | 0.41825 | 0.4869 | 0.32161 | 0.3963 | 0.38551 | 0.38437 | 0
F5_Industrial_Food Products_New_Space Heating_Natural Gas_Boiler_A_Achievable Technical Potential | F5 | Industrial | Food Products | New | Space Heating | Natural Gas | Boiler | A | Incremental Summer Peak Savings (MW) | Achievable Technical Potential | 0 | 0 | 0 | 0 | 0 | 0 | 0 | 0 | 0 | 0 | 0 | 0 | 0 | 0 | 0 | 0 | 0 | 0 | 0 | 0 | 0 | 0 | 0
F6_Industrial_Food Products_New_Space Heating_Natural Gas_Boiler_A_Achievable Technical Potential | F6 | Industrial | Food Products | New | Space Heating | Natural Gas | Boiler | A | Incremental Winter Peak Savings (MW) | Achievable Technical Potential | 0 | 0 | 0 | 0 | 0 | 0 | 0 | 0 | 0 | 0 | 0 | 0 | 0 | 0 | 0 | 0 | 0 | 0 | 0 | 0 | 0 | 0 | 0
F7_Industrial_Food Products_New_Space Heating_Natural Gas_Boiler_A_Achievable Technical Potential | F7 | Industrial | Food Products | New | Space Heating | Natural Gas | Boiler | A | Cumulative Energy Savings (MWh or mTherms) | Achievable Technical Potential | 0 | 0 | 0.0034406 | 0.16425 | 0.3587 | 0.60116 | 0.75695 | 0.94347 | 1.1301 | 1.3412 | 1.4987 | 1.6799 | 1.8587 | 2.0662 | 2.2069 | 2.378 | 2.549 | 2.748 | 2.8795 | 3.0415 | 3.199 | 3.3562 | 0
F8_Industrial_Food Products_New_Space Heating_Natural Gas_Boiler_A_Achievable Technical Potential | F8 | Industrial | Food Products | New | Space Heating | Natural Gas | Boiler | A | Cumulative Summer Peak Savings (MW) | Achievable Technical Potential | 0 | 0 | 0 | 0 | 0 | 0 | 0 | 0 | 0 | 0 | 0 | 0 | 0 | 0 | 0 | 0 | 0 | 0 | 0 | 0 | 0 | 0 | 0
F9_Industrial_Food Products_New_Space Heating_Natural Gas_Boiler_A_Achievable Technical Potential | F9 | Industrial | Food Products | New | Space Heating | Natural Gas | Boiler | A | Cumulative Winter Peak Savings (MW) | Achievable Technical Potential | 0 | 0 | 0 | 0 | 0 | 0 | 0 | 0 | 0 | 0 | 0 | 0 | 0 | 0 | 0 | 0 | 0 | 0 | 0 | 0 | 0 | 0 | 0
F10_Industrial_Food Products_New_Space Heating_Natural Gas_Boiler_A_Achievable Technical Potential | F10 | Industrial | Food Products | New | Space Heating | Natural Gas | Boiler | A | Purchases (Incremental) | Achievable Technical Potential | 0 | 0 | 0.00055283 | 0.025839 | 0.031243 | 0.038959 | 0.025032 | 0.02997 | 0.029992 | 0.033916 | 0.025309 | 0.029116 | 0.02873 | 0.033328 | 0.02262 | 0.027491 | 0.02747 | 0.031979 | 0.021123 | 0.026029 | 0.02532 | 0.025245 | 0
F11_Industrial_Food Products_New_Space Heating_Natural Gas_Boiler_A_Achievable Technical Potential | F11 | Industrial | Food Products | New | Space Heating | Natural Gas | Boiler | A | Purchases (Cumulative) | Achievable Technical Potential | 0 | 0 | 0.00055283 | 0.026392 | 0.057635 | 0.096594 | 0.12163 | 0.1516 | 0.18159 | 0.2155 | 0.24081 | 0.26993 | 0.29866 | 0.33199 | 0.35461 | 0.3821 | 0.40957 | 0.44155 | 0.46267 | 0.4887 | 0.51402 | 0.53927 | 0
F1_Industrial_Food Products_New_Space Heating_Natural Gas_Unit Heater_A_Achievable Technical Potential | F1 | Industrial | Food Products | New | Space Heating | Natural Gas | Unit Heater | A | Integrated Unit Energy Savings (kWh or therms) | Achievable Technical Potential | 0 | 43660.7244 | 43660.7244 | 43660.7244 | 43660.7244 | 43660.7244 | 43660.7244 | 43660.7244 | 43660.7244 | 43660.7244 | 43660.7244 | 43660.7244 | 43660.7244 | 43660.7244 | 43660.7244 | 43660.7244 | 43660.7244 | 43660.7244 | 43660.7244 | 43660.7244 | 43660.7244 | 43660.7244 | 0
F2_Industrial_Food Products_New_Space Heating_Natural Gas_Unit Heater_A_Achievable Technical Potential | F2 | Industrial | Food Products | New | Space Heating | Natural Gas | Unit Heater | A | Integrated Unit Summer Peak Savings (kW) | Achievable Technical Potential | 0 | 0 | 0 | 0 | 0 | 0 | 0 | 0 | 0 | 0 | 0 | 0 | 0 | 0 | 0 | 0 | 0 | 0 | 0 | 0 | 0 | 0 | 0
F3_Industrial_Food Products_New_Space Heating_Natural Gas_Unit Heater_A_Achievable Technical Potential | F3 | Industrial | Food Products | New | Space Heating | Natural Gas | Unit Heater | A | Integrated Unit Winter Peak Savings (kW) | Achievable Technical Potential | 0 | 0 | 0 | 0 | 0 | 0 | 0 | 0 | 0 | 0 | 0 | 0 | 0 | 0 | 0 | 0 | 0 | 0 | 0 | 0 | 0 | 0 | 0
F4_Industrial_Food Products_New_Space Heating_Natural Gas_Unit Heater_A_Achievable Technical Potential | F4 | Industrial | Food Products | New | Space Heating | Natural Gas | Unit Heater | A | Incremental Energy Savings (MWh or mTherms) | Achievable Technical Potential | 0 | 0 | 0.0038124 | 0.24299 | 0.36359 | 0.54337 | 0.40905 | 0.56032 | 0.62078 | 0.75903 | 0.60153 | 0.72515 | 1.0068 | 1.1094 | 1.0099 | 1.2969 | 1.4498 | 1.9847 | 1.2635 | 1.7212 | 1.6957 | 1.6759 | 0
F5_Industrial_Food Products_New_Space Heating_Natural Gas_Unit Heater_A_Achievable Technical Potential | F5 | Industrial | Food Products | New | Space Heating | Natural Gas | Unit Heater | A | Incremental Summer Peak Savings (MW) | Achievable Technical Potential | 0 | 0 | 0 | 0 | 0 | 0 | 0 | 0 | 0 | 0 | 0 | 0 | 0 | 0 | 0 | 0 | 0 | 0 | 0 | 0 | 0 | 0 | 0
F6_Industrial_Food Products_New_Space Heating_Natural Gas_Unit Heater_A_Achievable Technical Potential | F6 | Industrial | Food Products | New | Space Heating | Natural Gas | Unit Heater | A | Incremental Winter Peak Savings (MW) | Achievable Technical Potential | 0 | 0 | 0 | 0 | 0 | 0 | 0 | 0 | 0 | 0 | 0 | 0 | 0 | 0 | 0 | 0 | 0 | 0 | 0 | 0 | 0 | 0 | 0
F7_Industrial_Food Products_New_Space Heating_Natural Gas_Unit Heater_A_Achievable Technical Potential | F7 | Industrial | Food Products | New | Space Heating | Natural Gas | Unit Heater | A | Cumulative Energy Savings (MWh or mTherms) | Achievable Technical Potential | 0 | 0 | 0.0038124 | 0.2468 | 0.61039 | 1.1538 | 1.5628 | 2.1231 | 2.7439 | 3.5029 | 4.1045 | 4.8296 | 5.8364 | 6.9458 | 7.9519 | 9.0058 | 10.0921 | 11.5334 | 12.3879 | 13.5488 | 14.6237 | 15.5406 | 0
F8_Industrial_Food Products_New_Space Heating_Natural Gas_Unit Heater_A_Achievable Technical Potential | F8 | Industrial | Food Products | New | Space Heating | Natural Gas | Unit Heater | A | Cumulative Summer Peak Savings (MW) | Achievable Technical Potential | 0 | 0 | 0 | 0 | 0 | 0 | 0 | 0 | 0 | 0 | 0 | 0 | 0 | 0 | 0 | 0 | 0 | 0 | 0 | 0 | 0 | 0 | 0
F9_Industrial_Food Products_New_Space Heating_Natural Gas_Unit Heater_A_Achievable Technical Potential | F9 | Industrial | Food Products | New | Space Heating | Natural Gas | Unit Heater | A | Cumulative Winter Peak Savings (MW) | Achievable Technical Potential | 0 | 0 | 0 | 0 | 0 | 0 | 0 | 0 | 0 | 0 | 0 | 0 | 0 | 0 | 0 | 0 | 0 | 0 | 0 | 0 | 0 | 0 | 0
F10_Industrial_Food Products_New_Space Heating_Natural Gas_Unit Heater_A_Achievable Technical Potential | F10 | Industrial | Food Products | New | Space Heating | Natural Gas | Unit Heater | A | Purchases (Incremental) | Achievable Technical Potential | 0 | 0 | 8.7318e-05 | 0.0055654 | 0.0083276 | 0.012445 | 0.0093688 | 0.012834 | 0.014218 | 0.017385 | 0.013777 | 0.016609 | 0.023059 | 0.02541 | 0.023131 | 0.029704 | 0.033207 | 0.045458 | 0.02894 | 0.039422 | 0.038839 | 0.038385 | 0
F11_Industrial_Food Products_New_Space Heating_Natural Gas_Unit Heater_A_Achievable Technical Potential | F11 | Industrial | Food Products | New | Space Heating | Natural Gas | Unit Heater | A | Purchases (Cumulative) | Achievable Technical Potential | 0 | 0 | 8.7318e-05 | 0.0056527 | 0.01398 | 0.026425 | 0.035794 | 0.048628 | 0.062846 | 0.080231 | 0.094008 | 0.11062 | 0.13368 | 0.15909 | 0.18213 | 0.20627 | 0.23115 | 0.26416 | 0.28373 | 0.31032 | 0.33494 | 0.35594 | 0
F1_Industrial_Agriculture_Existing_Space Heating_Natural Gas_Furnace_A_Achievable Technical Potential | F1 | Industrial | Agriculture | Existing | Space Heating | Natural Gas | Furnace | A | Integrated Unit Energy Savings (kWh or therms) | Achievable Technical Potential | 0 | 1443.5459 | 1443.5459 | 1443.5459 | 1443.5459 | 1443.5459 | 1443.5459 | 1443.5459 | 1443.5459 | 1443.5459 | 1443.5459 | 1443.5459 | 1443.5459 | 1443.5459 | 1443.5459 | 1443.5459 | 1443.5459 | 1443.5459 | 1443.5459 | 1443.5459 | 1443.5459 | 1443.5459 | 0
F2_Industrial_Agriculture_Existing_Space Heating_Natural Gas_Furnace_A_Achievable Technical Potential | F2 | Industrial | Agriculture | Existing | Space Heating | Natural Gas | Furnace | A | Integrated Unit Summer Peak Savings (kW) | Achievable Technical Potential | 0 | 0 | 0 | 0 | 0 | 0 | 0 | 0 | 0 | 0 | 0 | 0 | 0 | 0 | 0 | 0 | 0 | 0 | 0 | 0 | 0 | 0 | 0
F3_Industrial_Agriculture_Existing_Space Heating_Natural Gas_Furnace_A_Achievable Technical Potential | F3 | Industrial | Agriculture | Existing | Space Heating | Natural Gas | Furnace | A | Integrated Unit Winter Peak Savings (kW) | Achievable Technical Potential | 0 | 0 | 0 | 0 | 0 | 0 | 0 | 0 | 0 | 0 | 0 | 0 | 0 | 0 | 0 | 0 | 0 | 0 | 0 | 0 | 0 | 0 | 0
F4_Industrial_Agriculture_Existing_Space Heating_Natural Gas_Furnace_A_Achievable Technical Potential | F4 | Industrial | Agriculture | Existing | Space Heating | Natural Gas | Furnace | A | Incremental Energy Savings (MWh or mTherms) | Achievable Technical Potential | 0 | 0 | 0.013961 | 0.029044 | 0.045039 | 0.061759 | 0.079039 | 0.09512 | 0.10848 | 0.1195 | 0.12851 | 0.13582 | 0.13025 | 0.12389 | 0.11712 | 0.1102 | 0.10331 | 0.096581 | 0.089339 | 0.089467 | 0.089789 | 0.090258 | 0
F5_Industrial_Agriculture_Existing_Space Heating_Natural Gas_Furnace_A_Achievable Technical Potential | F5 | Industrial | Agriculture | Existing | Space Heating | Natural Gas | Furnace | A | Incremental Summer Peak Savings (MW) | Achievable Technical Potential | 0 | 0 | 0 | 0 | 0 | 0 | 0 | 0 | 0 | 0 | 0 | 0 | 0 | 0 | 0 | 0 | 0 | 0 | 0 | 0 | 0 | 0 | 0
F6_Industrial_Agriculture_Existing_Space Heating_Natural Gas_Furnace_A_Achievable Technical Potential | F6 | Industrial | Agriculture | Existing | Space Heating | Natural Gas | Furnace | A | Incremental Winter Peak Savings (MW) | Achievable Technical Potential | 0 | 0 | 0 | 0 | 0 | 0 | 0 | 0 | 0 | 0 | 0 | 0 | 0 | 0 | 0 | 0 | 0 | 0 | 0 | 0 | 0 | 0 | 0
F7_Industrial_Agriculture_Existing_Space Heating_Natural Gas_Furnace_A_Achievable Technical Potential | F7 | Industrial | Agriculture | Existing | Space Heating | Natural Gas | Furnace | A | Cumulative Energy Savings (MWh or mTherms) | Achievable Technical Potential | 0 | 0 | 0.013961 | 0.043005 | 0.088044 | 0.1498 | 0.22884 | 0.32396 | 0.43244 | 0.55194 | 0.68045 | 0.81627 | 0.94652 | 1.0704 | 1.1875 | 1.2977 | 1.401 | 1.4976 | 1.5869 | 1.6764 | 1.7662 | 1.8565 | 0
F8_Industrial_Agriculture_Existing_Space Heating_Natural Gas_Furnace_A_Achievable Technical Potential | F8 | Industrial | Agriculture | Existing | Space Heating | Natural Gas | Furnace | A | Cumulative Summer Peak Savings (MW) | Achievable Technical Potential | 0 | 0 | 0 | 0 | 0 | 0 | 0 | 0 | 0 | 0 | 0 | 0 | 0 | 0 | 0 | 0 | 0 | 0 | 0 | 0 | 0 | 0 | 0
F9_Industrial_Agriculture_Existing_Space Heating_Natural Gas_Furnace_A_Achievable Technical Potential | F9 | Industrial | Agriculture | Existing | Space Heating | Natural Gas | Furnace | A | Cumulative Winter Peak Savings (MW) | Achievable Technical Potential | 0 | 0 | 0 | 0 | 0 | 0 | 0 | 0 | 0 | 0 | 0 | 0 | 0 | 0 | 0 | 0 | 0 | 0 | 0 | 0 | 0 | 0 | 0
F10_Industrial_Agriculture_Existing_Space Heating_Natural Gas_Furnace_A_Achievable Technical Potential | F10 | Industrial | Agriculture | Existing | Space Heating | Natural Gas | Furnace | A | Purchases (Incremental) | Achievable Technical Potential | 0 | 0 | 0.0096714 | 0.02012 | 0.0312 | 0.042783 | 0.054754 | 0.065893 | 0.075148 | 0.08278 | 0.089025 | 0.094089 | 0.090226 | 0.085821 | 0.081131 | 0.076338 | 0.071567 | 0.066906 | 0.061889 | 0.061977 | 0.0622 | 0.062525 | 0
F11_Industrial_Agriculture_Existing_Space Heating_Natural Gas_Furnace_A_Achievable Technical Potential | F11 | Industrial | Agriculture | Existing | Space Heating | Natural Gas | Furnace | A | Purchases (Cumulative) | Achievable Technical Potential | 0 | 0 | 0.0096714 | 0.029791 | 0.060991 | 0.10377 | 0.15853 | 0.22442 | 0.29957 | 0.38235 | 0.47137 | 0.56546 | 0.65569 | 0.74151 | 0.82264 | 0.89898 | 0.97055 | 1.0375 | 1.0993 | 1.1613 | 1.2235 | 1.286 | 0
F1_Industrial_Agriculture_Existing_Space Heating_Natural Gas_Boiler_A_Achievable Technical Potential | F1 | Industrial | Agriculture | Existing | Space Heating | Natural Gas | Boiler | A | Integrated Unit Energy Savings (kWh or therms) | Achievable Technical Potential | 0 | 15226.9124 | 15226.9124 | 15226.9124 | 15226.9124 | 15226.9124 | 15226.9124 | 15226.9124 | 15226.9124 | 15226.9124 | 15226.9124 | 15226.9124 | 15226.9124 | 15226.9124 | 15226.9124 | 15226.9124 | 15226.9124 | 15226.9124 | 15226.9124 | 15226.9124 | 15226.9124 | 15226.9124 | 0
F2_Industrial_Agriculture_Existing_Space Heating_Natural Gas_Boiler_A_Achievable Technical Potential | F2 | Industrial | Agriculture | Existing | Space Heating | Natural Gas | Boiler | A | Integrated Unit Summer Peak Savings (kW) | Achievable Technical Potential | 0 | 0 | 0 | 0 | 0 | 0 | 0 | 0 | 0 | 0 | 0 | 0 | 0 | 0 | 0 | 0 | 0 | 0 | 0 | 0 | 0 | 0 | 0
F3_Industrial_Agriculture_Existing_Space Heating_Natural Gas_Boiler_A_Achievable Technical Potential | F3 | Industrial | Agriculture | Existing | Space Heating | Natural Gas | Boiler | A | Integrated Unit Winter Peak Savings (kW) | Achievable Technical Potential | 0 | 0 | 0 | 0 | 0 | 0 | 0 | 0 | 0 | 0 | 0 | 0 | 0 | 0 | 0 | 0 | 0 | 0 | 0 | 0 | 0 | 0 | 0
F4_Industrial_Agriculture_Existing_Space Heating_Natural Gas_Boiler_A_Achievable Technical Potential | F4 | Industrial | Agriculture | Existing | Space Heating | Natural Gas | Boiler | A | Incremental Energy Savings (MWh or mTherms) | Achievable Technical Potential | 0 | 0 | 0.51247 | 0.74471 | 0.89367 | 0.98358 | 1.0375 | 1.0573 | 1.0583 | 1.0502 | 1.0383 | 1.0243 | 1.01 | 0.99556 | 0.98105 | 0.9665 | 0.95196 | 0.93744 | 0.92296 | 0.90856 | 0.89425 | 0.88003 | 0
F5_Industrial_Agriculture_Existing_Space Heating_Natural Gas_Boiler_A_Achievable Technical Potential | F5 | Industrial | Agriculture | Existing | Space Heating | Natural Gas | Boiler | A | Incremental Summer Peak Savings (MW) | Achievable Technical Potential | 0 | 0 | 0 | 0 | 0 | 0 | 0 | 0 | 0 | 0 | 0 | 0 | 0 | 0 | 0 | 0 | 0 | 0 | 0 | 0 | 0 | 0 | 0
F6_Industrial_Agriculture_Existing_Space Heating_Natural Gas_Boiler_A_Achievable Technical Potential | F6 | Industrial | Agriculture | Existing | Space Heating | Natural Gas | Boiler | A | Incremental Winter Peak Savings (MW) | Achievable Technical Potential | 0 | 0 | 0 | 0 | 0 | 0 | 0 | 0 | 0 | 0 | 0 | 0 | 0 | 0 | 0 | 0 | 0 | 0 | 0 | 0 | 0 | 0 | 0
F7_Industrial_Agriculture_Existing_Space Heating_Natural Gas_Boiler_A_Achievable Technical Potential | F7 | Industrial | Agriculture | Existing | Space Heating | Natural Gas | Boiler | A | Cumulative Energy Savings (MWh or mTherms) | Achievable Technical Potential | 0 | 0 | 0.20958 | 0.51415 | 0.87963 | 1.2819 | 1.7062 | 2.1386 | 2.5714 | 3.0009 | 3.4255 | 3.8444 | 4.2575 | 4.6646 | 5.0659 | 5.4611 | 5.8505 | 6.2338 | 6.6113 | 6.9829 | 7.3486 | 7.7085 | 0
F8_Industrial_Agriculture_Existing_Space Heating_Natural Gas_Boiler_A_Achievable Technical Potential | F8 | Industrial | Agriculture | Existing | Space Heating | Natural Gas | Boiler | A | Cumulative Summer Peak Savings (MW) | Achievable Technical Potential | 0 | 0 | 0 | 0 | 0 | 0 | 0 | 0 | 0 | 0 | 0 | 0 | 0 | 0 | 0 | 0 | 0 | 0 | 0 | 0 | 0 | 0 | 0
F9_Industrial_Agriculture_Existing_Space Heating_Natural Gas_Boiler_A_Achievable Technical Potential | F9 | Industrial | Agriculture | Existing | Space Heating | Natural Gas | Boiler | A | Cumulative Winter Peak Savings (MW) | Achievable Technical Potential | 0 | 0 | 0 | 0 | 0 | 0 | 0 | 0 | 0 | 0 | 0 | 0 | 0 | 0 | 0 | 0 | 0 | 0 | 0 | 0 | 0 | 0 | 0
F10_Industrial_Agriculture_Existing_Space Heating_Natural Gas_Boiler_A_Achievable Technical Potential | F10 | Industrial | Agriculture | Existing | Space Heating | Natural Gas | Boiler | A | Purchases (Incremental) | Achievable Technical Potential | 0 | 0 | 0.033655 | 0.048908 | 0.05869 | 0.064595 | 0.068135 | 0.069436 | 0.0695 | 0.068972 | 0.068187 | 0.067272 | 0.06633 | 0.065382 | 0.064429 | 0.063473 | 0.062518 | 0.061564 | 0.060614 | 0.059668 | 0.058728 | 0.057795 | 0
F11_Industrial_Agriculture_Existing_Space Heating_Natural Gas_Boiler_A_Achievable Technical Potential | F11 | Industrial | Agriculture | Existing | Space Heating | Natural Gas | Boiler | A | Purchases (Cumulative) | Achievable Technical Potential | 0 | 0 | 0.033655 | 0.082563 | 0.14125 | 0.20585 | 0.27398 | 0.34342 | 0.41292 | 0.48189 | 0.55008 | 0.61735 | 0.68368 | 0.74906 | 0.81349 | 0.87696 | 0.93948 | 1.001 | 1.0617 | 1.1213 | 1.1801 | 1.2379 | 0
F1_Industrial_Agriculture_Existing_Space Heating_Natural Gas_Unit Heater_A_Achievable Technical Potential | F1 | Industrial | Agriculture | Existing | Space Heating | Natural Gas | Unit Heater | A | Integrated Unit Energy Savings (kWh or therms) | Achievable Technical Potential | 0 | 43660.7244 | 43660.7244 | 43660.7244 | 43660.7244 | 43660.7244 | 43660.7244 | 43660.7244 | 43660.7244 | 43660.7244 | 43660.7244 | 43660.7244 | 43660.7244 | 43660.7244 | 43660.7244 | 43660.7244 | 43660.7244 | 43660.7244 | 43660.7244 | 43660.7244 | 43660.7244 | 43660.7244 | 0
F2_Industrial_Agriculture_Existing_Space Heating_Natural Gas_Unit Heater_A_Achievable Technical Potential | F2 | Industrial | Agriculture | Existing | Space Heating | Natural Gas | Unit Heater | A | Integrated Unit Summer Peak Savings (kW) | Achievable Technical Potential | 0 | 0 | 0 | 0 | 0 | 0 | 0 | 0 | 0 | 0 | 0 | 0 | 0 | 0 | 0 | 0 | 0 | 0 | 0 | 0 | 0 | 0 | 0
F3_Industrial_Agriculture_Existing_Space Heating_Natural Gas_Unit Heater_A_Achievable Technical Potential | F3 | Industrial | Agriculture | Existing | Space Heating | Natural Gas | Unit Heater | A | Integrated Unit Winter Peak Savings (kW) | Achievable Technical Potential | 0 | 0 | 0 | 0 | 0 | 0 | 0 | 0 | 0 | 0 | 0 | 0 | 0 | 0 | 0 | 0 | 0 | 0 | 0 | 0 | 0 | 0 | 0
F4_Industrial_Agriculture_Existing_Space Heating_Natural Gas_Unit Heater_A_Achievable Technical Potential | F4 | Industrial | Agriculture | Existing | Space Heating | Natural Gas | Unit Heater | A | Incremental Energy Savings (MWh or mTherms) | Achievable Technical Potential | 0 | 0 | 0.018586 | 0.070883 | 0.16904 | 0.32265 | 0.53911 | 0.81023 | 1.117 | 1.4512 | 1.7626 | 2.0452 | 2.3053 | 2.5496 | 2.7838 | 3.0123 | 3.2386 | 3.0729 | 2.9356 | 2.8529 | 2.8176 | 2.8148 | 0
F5_Industrial_Agriculture_Existing_Space Heating_Natural Gas_Unit Heater_A_Achievable Technical Potential | F5 | Industrial | Agriculture | Existing | Space Heating | Natural Gas | Unit Heater | A | Incremental Summer Peak Savings (MW) | Achievable Technical Potential | 0 | 0 | 0 | 0 | 0 | 0 | 0 | 0 | 0 | 0 | 0 | 0 | 0 | 0 | 0 | 0 | 0 | 0 | 0 | 0 | 0 | 0 | 0
F6_Industrial_Agriculture_Existing_Space Heating_Natural Gas_Unit Heater_A_Achievable Technical Potential | F6 | Industrial | Agriculture | Existing | Space Heating | Natural Gas | Unit Heater | A | Incremental Winter Peak Savings (MW) | Achievable Technical Potential | 0 | 0 | 0 | 0 | 0 | 0 | 0 | 0 | 0 | 0 | 0 | 0 | 0 | 0 | 0 | 0 | 0 | 0 | 0 | 0 | 0 | 0 | 0
F7_Industrial_Agriculture_Existing_Space Heating_Natural Gas_Unit Heater_A_Achievable Technical Potential | F7 | Industrial | Agriculture | Existing | Space Heating | Natural Gas | Unit Heater | A | Cumulative Energy Savings (MWh or mTherms) | Achievable Technical Potential | 0 | 0 | 0.018586 | 0.089469 | 0.25851 | 0.58115 | 1.1203 | 1.9305 | 3.0475 | 4.4987 | 6.2613 | 8.3065 | 10.6118 | 13.1614 | 15.9266 | 18.868 | 21.9375 | 24.6878 | 27.0843 | 29.127 | 30.8275 | 32.1911 | 0
F8_Industrial_Agriculture_Existing_Space Heating_Natural Gas_Unit Heater_A_Achievable Technical Potential | F8 | Industrial | Agriculture | Existing | Space Heating | Natural Gas | Unit Heater | A | Cumulative Summer Peak Savings (MW) | Achievable Technical Potential | 0 | 0 | 0 | 0 | 0 | 0 | 0 | 0 | 0 | 0 | 0 | 0 | 0 | 0 | 0 | 0 | 0 | 0 | 0 | 0 | 0 | 0 | 0
F9_Industrial_Agriculture_Existing_Space Heating_Natural Gas_Unit Heater_A_Achievable Technical Potential | F9 | Industrial | Agriculture | Existing | Space Heating | Natural Gas | Unit Heater | A | Cumulative Winter Peak Savings (MW) | Achievable Technical Potential | 0 | 0 | 0 | 0 | 0 | 0 | 0 | 0 | 0 | 0 | 0 | 0 | 0 | 0 | 0 | 0 | 0 | 0 | 0 | 0 | 0 | 0 | 0
F10_Industrial_Agriculture_Existing_Space Heating_Natural Gas_Unit Heater_A_Achievable Technical Potential | F10 | Industrial | Agriculture | Existing | Space Heating | Natural Gas | Unit Heater | A | Purchases (Incremental) | Achievable Technical Potential | 0 | 0 | 0.00042569 | 0.0016235 | 0.0038716 | 0.0073898 | 0.012348 | 0.018558 | 0.025585 | 0.033237 | 0.04037 | 0.046842 | 0.052801 | 0.058396 | 0.063759 | 0.068993 | 0.074176 | 0.070381 | 0.067237 | 0.065342 | 0.064533 | 0.06447 | 0
F11_Industrial_Agriculture_Existing_Space Heating_Natural Gas_Unit Heater_A_Achievable Technical Potential | F11 | Industrial | Agriculture | Existing | Space Heating | Natural Gas | Unit Heater | A | Purchases (Cumulative) | Achievable Technical Potential | 0 | 0 | 0.00042569 | 0.0020492 | 0.0059208 | 0.013311 | 0.025658 | 0.044216 | 0.069801 | 0.10304 | 0.14341 | 0.19025 | 0.24305 | 0.30145 | 0.36478 | 0.43215 | 0.50245 | 0.56545 | 0.62034 | 0.66712 | 0.70607 | 0.7373 | 0
F1_Industrial_Agriculture_New_Space Heating_Natural Gas_Furnace_A_Achievable Technical Potential | F1 | Industrial | Agriculture | New | Space Heating | Natural Gas | Furnace | A | Integrated Unit Energy Savings (kWh or therms) | Achievable Technical Potential | 0 | 1443.5073 | 1443.5073 | 1443.5073 | 1443.5073 | 1443.5073 | 1443.5073 | 1443.5073 | 1443.5073 | 1443.5073 | 1443.5073 | 1443.5073 | 1443.5073 | 1443.5073 | 1443.5073 | 1443.5073 | 1443.5073 | 1443.5073 | 1443.5073 | 1443.5073 | 1443.5073 | 1443.5073 | 0
F2_Industrial_Agriculture_New_Space Heating_Natural Gas_Furnace_A_Achievable Technical Potential | F2 | Industrial | Agriculture | New | Space Heating | Natural Gas | Furnace | A | Integrated Unit Summer Peak Savings (kW) | Achievable Technical Potential | 0 | 0 | 0 | 0 | 0 | 0 | 0 | 0 | 0 | 0 | 0 | 0 | 0 | 0 | 0 | 0 | 0 | 0 | 0 | 0 | 0 | 0 | 0
F3_Industrial_Agriculture_New_Space Heating_Natural Gas_Furnace_A_Achievable Technical Potential | F3 | Industrial | Agriculture | New | Space Heating | Natural Gas | Furnace | A | Integrated Unit Winter Peak Savings (kW) | Achievable Technical Potential | 0 | 0 | 0 | 0 | 0 | 0 | 0 | 0 | 0 | 0 | 0 | 0 | 0 | 0 | 0 | 0 | 0 | 0 | 0 | 0 | 0 | 0 | 0
F4_Industrial_Agriculture_New_Space Heating_Natural Gas_Furnace_A_Achievable Technical Potential | F4 | Industrial | Agriculture | New | Space Heating | Natural Gas | Furnace | A | Incremental Energy Savings (MWh or mTherms) | Achievable Technical Potential | 0 | 0 | 0.00064784 | 0.041291 | 0.061785 | 0.092335 | 0.06951 | 0.095216 | 0.10549 | 0.12898 | 0.10222 | 0.12322 | 0.12606 | 0.15038 | 0.10431 | 0.12897 | 0.13062 | 0.15369 | 0.10152 | 0.14407 | 0.13966 | 0.1524 | 0
F5_Industrial_Agriculture_New_Space Heating_Natural Gas_Furnace_A_Achievable Technical Potential | F5 | Industrial | Agriculture | New | Space Heating | Natural Gas | Furnace | A | Incremental Summer Peak Savings (MW) | Achievable Technical Potential | 0 | 0 | 0 | 0 | 0 | 0 | 0 | 0 | 0 | 0 | 0 | 0 | 0 | 0 | 0 | 0 | 0 | 0 | 0 | 0 | 0 | 0 | 0
F6_Industrial_Agriculture_New_Space Heating_Natural Gas_Furnace_A_Achievable Technical Potential | F6 | Industrial | Agriculture | New | Space Heating | Natural Gas | Furnace | A | Incremental Winter Peak Savings (MW) | Achievable Technical Potential | 0 | 0 | 0 | 0 | 0 | 0 | 0 | 0 | 0 | 0 | 0 | 0 | 0 | 0 | 0 | 0 | 0 | 0 | 0 | 0 | 0 | 0 | 0
F7_Industrial_Agriculture_New_Space Heating_Natural Gas_Furnace_A_Achievable Technical Potential | F7 | Industrial | Agriculture | New | Space Heating | Natural Gas | Furnace | A | Cumulative Energy Savings (MWh or mTherms) | Achievable Technical Potential | 0 | 0 | 0.00064784 | 0.041939 | 0.10372 | 0.19606 | 0.26557 | 0.36078 | 0.46627 | 0.59526 | 0.69747 | 0.8207 | 0.94676 | 1.0971 | 1.2014 | 1.3304 | 1.461 | 1.6147 | 1.7162 | 1.8603 | 2 | 2.1524 | 0
F8_Industrial_Agriculture_New_Space Heating_Natural Gas_Furnace_A_Achievable Technical Potential | F8 | Industrial | Agriculture | New | Space Heating | Natural Gas | Furnace | A | Cumulative Summer Peak Savings (MW) | Achievable Technical Potential | 0 | 0 | 0 | 0 | 0 | 0 | 0 | 0 | 0 | 0 | 0 | 0 | 0 | 0 | 0 | 0 | 0 | 0 | 0 | 0 | 0 | 0 | 0
F9_Industrial_Agriculture_New_Space Heating_Natural Gas_Furnace_A_Achievable Technical Potential | F9 | Industrial | Agriculture | New | Space Heating | Natural Gas | Furnace | A | Cumulative Winter Peak Savings (MW) | Achievable Technical Potential | 0 | 0 | 0 | 0 | 0 | 0 | 0 | 0 | 0 | 0 | 0 | 0 | 0 | 0 | 0 | 0 | 0 | 0 | 0 | 0 | 0 | 0 | 0
F10_Industrial_Agriculture_New_Space Heating_Natural Gas_Furnace_A_Achievable Technical Potential | F10 | Industrial | Agriculture | New | Space Heating | Natural Gas | Furnace | A | Purchases (Incremental) | Achievable Technical Potential | 0 | 0 | 0.0004488 | 0.028605 | 0.042802 | 0.063965 | 0.048153 | 0.065961 | 0.073078 | 0.089354 | 0.070812 | 0.085365 | 0.087328 | 0.10418 | 0.072264 | 0.089343 | 0.090488 | 0.10647 | 0.070331 | 0.099808 | 0.096752 | 0.10557 | 0
F11_Industrial_Agriculture_New_Space Heating_Natural Gas_Furnace_A_Achievable Technical Potential | F11 | Industrial | Agriculture | New | Space Heating | Natural Gas | Furnace | A | Purchases (Cumulative) | Achievable Technical Potential | 0 | 0 | 0.0004488 | 0.029054 | 0.071855 | 0.13582 | 0.18397 | 0.24994 | 0.32301 | 0.41237 | 0.48318 | 0.56854 | 0.65587 | 0.76005 | 0.83231 | 0.92165 | 1.0121 | 1.1186 | 1.1889 | 1.2887 | 1.3855 | 1.4911 | 0
F1_Industrial_Agriculture_New_Space Heating_Natural Gas_Boiler_A_Achievable Technical Potential | F1 | Industrial | Agriculture | New | Space Heating | Natural Gas | Boiler | A | Integrated Unit Energy Savings (kWh or therms) | Achievable Technical Potential | 0 | 15225.431 | 15225.431 | 15225.431 | 15225.431 | 15225.431 | 15225.431 | 15225.431 | 15225.431 | 15225.431 | 15225.431 | 15225.431 | 15225.431 | 15225.431 | 15225.431 | 15225.431 | 15225.431 | 15225.431 | 15225.431 | 15225.431 | 15225.431 | 15225.431 | 0
F2_Industrial_Agriculture_New_Space Heating_Natural Gas_Boiler_A_Achievable Technical Potential | F2 | Industrial | Agriculture | New | Space Heating | Natural Gas | Boiler | A | Integrated Unit Summer Peak Savings (kW) | Achievable Technical Potential | 0 | 0 | 0 | 0 | 0 | 0 | 0 | 0 | 0 | 0 | 0 | 0 | 0 | 0 | 0 | 0 | 0 | 0 | 0 | 0 | 0 | 0 | 0
F3_Industrial_Agriculture_New_Space Heating_Natural Gas_Boiler_A_Achievable Technical Potential | F3 | Industrial | Agriculture | New | Space Heating | Natural Gas | Boiler | A | Integrated Unit Winter Peak Savings (kW) | Achievable Technical Potential | 0 | 0 | 0 | 0 | 0 | 0 | 0 | 0 | 0 | 0 | 0 | 0 | 0 | 0 | 0 | 0 | 0 | 0 | 0 | 0 | 0 | 0 | 0
F4_Industrial_Agriculture_New_Space Heating_Natural Gas_Boiler_A_Achievable Technical Potential | F4 | Industrial | Agriculture | New | Space Heating | Natural Gas | Boiler | A | Incremental Energy Savings (MWh or mTherms) | Achievable Technical Potential | 0 | 0 | 0.021675 | 1.0131 | 1.225 | 1.5275 | 0.98146 | 1.1751 | 1.1759 | 1.3298 | 0.99233 | 1.1416 | 1.1265 | 1.3067 | 0.88688 | 1.0779 | 1.0771 | 1.2538 | 0.8282 | 1.0205 | 0.99274 | 0.98981 | 0
F5_Industrial_Agriculture_New_Space Heating_Natural Gas_Boiler_A_Achievable Technical Potential | F5 | Industrial | Agriculture | New | Space Heating | Natural Gas | Boiler | A | Incremental Summer Peak Savings (MW) | Achievable Technical Potential | 0 | 0 | 0 | 0 | 0 | 0 | 0 | 0 | 0 | 0 | 0 | 0 | 0 | 0 | 0 | 0 | 0 | 0 | 0 | 0 | 0 | 0 | 0
F6_Industrial_Agriculture_New_Space Heating_Natural Gas_Boiler_A_Achievable Technical Potential | F6 | Industrial | Agriculture | New | Space Heating | Natural Gas | Boiler | A | Incremental Winter Peak Savings (MW) | Achievable Technical Potential | 0 | 0 | 0 | 0 | 0 | 0 | 0 | 0 | 0 | 0 | 0 | 0 | 0 | 0 | 0 | 0 | 0 | 0 | 0 | 0 | 0 | 0 | 0
F7_Industrial_Agriculture_New_Space Heating_Natural Gas_Boiler_A_Achievable Technical Potential | F7 | Industrial | Agriculture | New | Space Heating | Natural Gas | Boiler | A | Cumulative Energy Savings (MWh or mTherms) | Achievable Technical Potential | 0 | 0 | 0.0088601 | 0.42298 | 0.92371 | 1.5481 | 1.9493 | 2.4296 | 2.9103 | 3.4538 | 3.8595 | 4.3261 | 4.7866 | 5.3207 | 5.6832 | 6.1238 | 6.5641 | 7.0766 | 7.4151 | 7.8323 | 8.2381 | 8.6427 | 0
F8_Industrial_Agriculture_New_Space Heating_Natural Gas_Boiler_A_Achievable Technical Potential | F8 | Industrial | Agriculture | New | Space Heating | Natural Gas | Boiler | A | Cumulative Summer Peak Savings (MW) | Achievable Technical Potential | 0 | 0 | 0 | 0 | 0 | 0 | 0 | 0 | 0 | 0 | 0 | 0 | 0 | 0 | 0 | 0 | 0 | 0 | 0 | 0 | 0 | 0 | 0
F9_Industrial_Agriculture_New_Space Heating_Natural Gas_Boiler_A_Achievable Technical Potential | F9 | Industrial | Agriculture | New | Space Heating | Natural Gas | Boiler | A | Cumulative Winter Peak Savings (MW) | Achievable Technical Potential | 0 | 0 | 0 | 0 | 0 | 0 | 0 | 0 | 0 | 0 | 0 | 0 | 0 | 0 | 0 | 0 | 0 | 0 | 0 | 0 | 0 | 0 | 0
F10_Industrial_Agriculture_New_Space Heating_Natural Gas_Boiler_A_Achievable Technical Potential | F10 | Industrial | Agriculture | New | Space Heating | Natural Gas | Boiler | A | Purchases (Incremental) | Achievable Technical Potential | 0 | 0 | 0.0014236 | 0.066541 | 0.080457 | 0.10033 | 0.064462 | 0.077178 | 0.077235 | 0.08734 | 0.065176 | 0.07498 | 0.073985 | 0.085825 | 0.05825 | 0.070794 | 0.070741 | 0.082352 | 0.054396 | 0.067028 | 0.065203 | 0.06501 | 0
F11_Industrial_Agriculture_New_Space Heating_Natural Gas_Boiler_A_Achievable Technical Potential | F11 | Industrial | Agriculture | New | Space Heating | Natural Gas | Boiler | A | Purchases (Cumulative) | Achievable Technical Potential | 0 | 0 | 0.0014236 | 0.067964 | 0.14842 | 0.24875 | 0.31321 | 0.39039 | 0.46762 | 0.55496 | 0.62014 | 0.69512 | 0.7691 | 0.85493 | 0.91318 | 0.98397 | 1.0547 | 1.1371 | 1.1915 | 1.2585 | 1.3237 | 1.3887 | 0
F1_Industrial_Agriculture_New_Space Heating_Natural Gas_Unit Heater_A_Achievable Technical Potential | F1 | Industrial | Agriculture | New | Space Heating | Natural Gas | Unit Heater | A | Integrated Unit Energy Savings (kWh or therms) | Achievable Technical Potential | 0 | 43660.7244 | 43660.7244 | 43660.7244 | 43660.7244 | 43660.7244 | 43660.7244 | 43660.7244 | 43660.7244 | 43660.7244 | 43660.7244 | 43660.7244 | 43660.7244 | 43660.7244 | 43660.7244 | 43660.7244 | 43660.7244 | 43660.7244 | 43660.7244 | 43660.7244 | 43660.7244 | 43660.7244 | 0
F2_Industrial_Agriculture_New_Space Heating_Natural Gas_Unit Heater_A_Achievable Technical Potential | F2 | Industrial | Agriculture | New | Space Heating | Natural Gas | Unit Heater | A | Integrated Unit Summer Peak Savings (kW) | Achievable Technical Potential | 0 | 0 | 0 | 0 | 0 | 0 | 0 | 0 | 0 | 0 | 0 | 0 | 0 | 0 | 0 | 0 | 0 | 0 | 0 | 0 | 0 | 0 | 0
F3_Industrial_Agriculture_New_Space Heating_Natural Gas_Unit Heater_A_Achievable Technical Potential | F3 | Industrial | Agriculture | New | Space Heating | Natural Gas | Unit Heater | A | Integrated Unit Winter Peak Savings (kW) | Achievable Technical Potential | 0 | 0 | 0 | 0 | 0 | 0 | 0 | 0 | 0 | 0 | 0 | 0 | 0 | 0 | 0 | 0 | 0 | 0 | 0 | 0 | 0 | 0 | 0
F4_Industrial_Agriculture_New_Space Heating_Natural Gas_Unit Heater_A_Achievable Technical Potential | F4 | Industrial | Agriculture | New | Space Heating | Natural Gas | Unit Heater | A | Incremental Energy Savings (MWh or mTherms) | Achievable Technical Potential | 0 | 0 | 0.0098175 | 0.62574 | 0.9363 | 1.3993 | 1.0534 | 1.4429 | 1.5986 | 1.9546 | 1.549 | 1.8674 | 2.5926 | 2.857 | 2.6007 | 3.3397 | 3.7336 | 5.111 | 3.2538 | 4.4324 | 4.3668 | 4.3157 | 0
F5_Industrial_Agriculture_New_Space Heating_Natural Gas_Unit Heater_A_Achievable Technical Potential | F5 | Industrial | Agriculture | New | Space Heating | Natural Gas | Unit Heater | A | Incremental Summer Peak Savings (MW) | Achievable Technical Potential | 0 | 0 | 0 | 0 | 0 | 0 | 0 | 0 | 0 | 0 | 0 | 0 | 0 | 0 | 0 | 0 | 0 | 0 | 0 | 0 | 0 | 0 | 0
F6_Industrial_Agriculture_New_Space Heating_Natural Gas_Unit Heater_A_Achievable Technical Potential | F6 | Industrial | Agriculture | New | Space Heating | Natural Gas | Unit Heater | A | Incremental Winter Peak Savings (MW) | Achievable Technical Potential | 0 | 0 | 0 | 0 | 0 | 0 | 0 | 0 | 0 | 0 | 0 | 0 | 0 | 0 | 0 | 0 | 0 | 0 | 0 | 0 | 0 | 0 | 0
F7_Industrial_Agriculture_New_Space Heating_Natural Gas_Unit Heater_A_Achievable Technical Potential | F7 | Industrial | Agriculture | New | Space Heating | Natural Gas | Unit Heater | A | Cumulative Energy Savings (MWh or mTherms) | Achievable Technical Potential | 0 | 0 | 0.0098175 | 0.63555 | 1.5719 | 2.9711 | 4.0245 | 5.4674 | 7.066 | 9.0207 | 10.5697 | 12.4371 | 15.0297 | 17.8867 | 20.4776 | 23.1916 | 25.9889 | 29.7006 | 31.901 | 34.8905 | 37.6587 | 40.0198 | 0
F8_Industrial_Agriculture_New_Space Heating_Natural Gas_Unit Heater_A_Achievable Technical Potential | F8 | Industrial | Agriculture | New | Space Heating | Natural Gas | Unit Heater | A | Cumulative Summer Peak Savings (MW) | Achievable Technical Potential | 0 | 0 | 0 | 0 | 0 | 0 | 0 | 0 | 0 | 0 | 0 | 0 | 0 | 0 | 0 | 0 | 0 | 0 | 0 | 0 | 0 | 0 | 0
F9_Industrial_Agriculture_New_Space Heating_Natural Gas_Unit Heater_A_Achievable Technical Potential | F9 | Industrial | Agriculture | New | Space Heating | Natural Gas | Unit Heater | A | Cumulative Winter Peak Savings (MW) | Achievable Technical Potential | 0 | 0 | 0 | 0 | 0 | 0 | 0 | 0 | 0 | 0 | 0 | 0 | 0 | 0 | 0 | 0 | 0 | 0 | 0 | 0 | 0 | 0 | 0
F10_Industrial_Agriculture_New_Space Heating_Natural Gas_Unit Heater_A_Achievable Technical Potential | F10 | Industrial | Agriculture | New | Space Heating | Natural Gas | Unit Heater | A | Purchases (Incremental) | Achievable Technical Potential | 0 | 0 | 0.00022486 | 0.014332 | 0.021445 | 0.032049 | 0.024126 | 0.033049 | 0.036614 | 0.044769 | 0.035479 | 0.04277 | 0.059382 | 0.065436 | 0.059566 | 0.076492 | 0.085514 | 0.11706 | 0.074525 | 0.10152 | 0.10002 | 0.098847 | 0
F11_Industrial_Agriculture_New_Space Heating_Natural Gas_Unit Heater_A_Achievable Technical Potential | F11 | Industrial | Agriculture | New | Space Heating | Natural Gas | Unit Heater | A | Purchases (Cumulative) | Achievable Technical Potential | 0 | 0 | 0.00022486 | 0.014557 | 0.036002 | 0.06805 | 0.092176 | 0.12522 | 0.16184 | 0.20661 | 0.24209 | 0.28486 | 0.34424 | 0.40967 | 0.46902 | 0.53118 | 0.59525 | 0.68026 | 0.73066 | 0.79913 | 0.86253 | 0.91661 | 0
F1_Industrial_Primary Metals_Existing_Space Heating_Natural Gas_Furnace_A_Achievable Technical Potential | F1 | Industrial | Primary Metals | Existing | Space Heating | Natural Gas | Furnace | A | Integrated Unit Energy Savings (kWh or therms) | Achievable Technical Potential | 0 | 1443.5459 | 1443.5459 | 1443.5459 | 1443.5459 | 1443.5459 | 1443.5459 | 1443.5459 | 1443.5459 | 1443.5459 | 1443.5459 | 1443.5459 | 1443.5459 | 1443.5459 | 1443.5459 | 1443.5459 | 1443.5459 | 1443.5459 | 1443.5459 | 1443.5459 | 1443.5459 | 1443.5459 | 0
F2_Industrial_Primary Metals_Existing_Space Heating_Natural Gas_Furnace_A_Achievable Technical Potential | F2 | Industrial | Primary Metals | Existing | Space Heating | Natural Gas | Furnace | A | Integrated Unit Summer Peak Savings (kW) | Achievable Technical Potential | 0 | 0 | 0 | 0 | 0 | 0 | 0 | 0 | 0 | 0 | 0 | 0 | 0 | 0 | 0 | 0 | 0 | 0 | 0 | 0 | 0 | 0 | 0
F3_Industrial_Primary Metals_Existing_Space Heating_Natural Gas_Furnace_A_Achievable Technical Potential | F3 | Industrial | Primary Metals | Existing | Space Heating | Natural Gas | Furnace | A | Integrated Unit Winter Peak Savings (kW) | Achievable Technical Potential | 0 | 0 | 0 | 0 | 0 | 0 | 0 | 0 | 0 | 0 | 0 | 0 | 0 | 0 | 0 | 0 | 0 | 0 | 0 | 0 | 0 | 0 | 0
F4_Industrial_Primary Metals_Existing_Space Heating_Natural Gas_Furnace_A_Achievable Technical Potential | F4 | Industrial | Primary Metals | Existing | Space Heating | Natural Gas | Furnace | A | Incremental Energy Savings (MWh or mTherms) | Achievable Technical Potential | 0 | 0 | 0.0012652 | 0.0026321 | 0.0040817 | 0.005597 | 0.007163 | 0.0086203 | 0.009831 | 0.010829 | 0.011646 | 0.012309 | 0.011804 | 0.011227 | 0.010614 | 0.0099866 | 0.0093626 | 0.0087527 | 0.0080964 | 0.008108 | 0.0081372 | 0.0081797 | 0
F5_Industrial_Primary Metals_Existing_Space Heating_Natural Gas_Furnace_A_Achievable Technical Potential | F5 | Industrial | Primary Metals | Existing | Space Heating | Natural Gas | Furnace | A | Incremental Summer Peak Savings (MW) | Achievable Technical Potential | 0 | 0 | 0 | 0 | 0 | 0 | 0 | 0 | 0 | 0 | 0 | 0 | 0 | 0 | 0 | 0 | 0 | 0 | 0 | 0 | 0 | 0 | 0
F6_Industrial_Primary Metals_Existing_Space Heating_Natural Gas_Furnace_A_Achievable Technical Potential | F6 | Industrial | Primary Metals | Existing | Space Heating | Natural Gas | Furnace | A | Incremental Winter Peak Savings (MW) | Achievable Technical Potential | 0 | 0 | 0 | 0 | 0 | 0 | 0 | 0 | 0 | 0 | 0 | 0 | 0 | 0 | 0 | 0 | 0 | 0 | 0 | 0 | 0 | 0 | 0
F7_Industrial_Primary Metals_Existing_Space Heating_Natural Gas_Furnace_A_Achievable Technical Potential | F7 | Industrial | Primary Metals | Existing | Space Heating | Natural Gas | Furnace | A | Cumulative Energy Savings (MWh or mTherms) | Achievable Technical Potential | 0 | 0 | 0.0012652 | 0.0038973 | 0.007979 | 0.013576 | 0.020739 | 0.029359 | 0.03919 | 0.05002 | 0.061666 | 0.073975 | 0.085779 | 0.097006 | 0.10762 | 0.11761 | 0.12697 | 0.13572 | 0.14382 | 0.15193 | 0.16006 | 0.16824 | 0
F8_Industrial_Primary Metals_Existing_Space Heating_Natural Gas_Furnace_A_Achievable Technical Potential | F8 | Industrial | Primary Metals | Existing | Space Heating | Natural Gas | Furnace | A | Cumulative Summer Peak Savings (MW) | Achievable Technical Potential | 0 | 0 | 0 | 0 | 0 | 0 | 0 | 0 | 0 | 0 | 0 | 0 | 0 | 0 | 0 | 0 | 0 | 0 | 0 | 0 | 0 | 0 | 0
F9_Industrial_Primary Metals_Existing_Space Heating_Natural Gas_Furnace_A_Achievable Technical Potential | F9 | Industrial | Primary Metals | Existing | Space Heating | Natural Gas | Furnace | A | Cumulative Winter Peak Savings (MW) | Achievable Technical Potential | 0 | 0 | 0 | 0 | 0 | 0 | 0 | 0 | 0 | 0 | 0 | 0 | 0 | 0 | 0 | 0 | 0 | 0 | 0 | 0 | 0 | 0 | 0
F10_Industrial_Primary Metals_Existing_Space Heating_Natural Gas_Furnace_A_Achievable Technical Potential | F10 | Industrial | Primary Metals | Existing | Space Heating | Natural Gas | Furnace | A | Purchases (Incremental) | Achievable Technical Potential | 0 | 0 | 0.00087648 | 0.0018234 | 0.0028275 | 0.0038772 | 0.0049621 | 0.0059716 | 0.0068103 | 0.007502 | 0.0080679 | 0.0085269 | 0.0081768 | 0.0077775 | 0.0073525 | 0.0069181 | 0.0064858 | 0.0060633 | 0.0056087 | 0.0056167 | 0.0056369 | 0.0056664 | 0
F11_Industrial_Primary Metals_Existing_Space Heating_Natural Gas_Furnace_A_Achievable Technical Potential | F11 | Industrial | Primary Metals | Existing | Space Heating | Natural Gas | Furnace | A | Purchases (Cumulative) | Achievable Technical Potential | 0 | 0 | 0.00087648 | 0.0026998 | 0.0055274 | 0.0094046 | 0.014367 | 0.020338 | 0.027149 | 0.034651 | 0.042718 | 0.051245 | 0.059422 | 0.0672 | 0.074552 | 0.08147 | 0.087956 | 0.094019 | 0.099628 | 0.10524 | 0.11088 | 0.11655 | 0
F1_Industrial_Primary Metals_Existing_Space Heating_Natural Gas_Boiler_A_Achievable Technical Potential | F1 | Industrial | Primary Metals | Existing | Space Heating | Natural Gas | Boiler | A | Integrated Unit Energy Savings (kWh or therms) | Achievable Technical Potential | 0 | 15226.9124 | 15226.9124 | 15226.9124 | 15226.9124 | 15226.9124 | 15226.9124 | 15226.9124 | 15226.9124 | 15226.9124 | 15226.9124 | 15226.9124 | 15226.9124 | 15226.9124 | 15226.9124 | 15226.9124 | 15226.9124 | 15226.9124 | 15226.9124 | 15226.9124 | 15226.9124 | 15226.9124 | 0
F2_Industrial_Primary Metals_Existing_Space Heating_Natural Gas_Boiler_A_Achievable Technical Potential | F2 | Industrial | Primary Metals | Existing | Space Heating | Natural Gas | Boiler | A | Integrated Unit Summer Peak Savings (kW) | Achievable Technical Potential | 0 | 0 | 0 | 0 | 0 | 0 | 0 | 0 | 0 | 0 | 0 | 0 | 0 | 0 | 0 | 0 | 0 | 0 | 0 | 0 | 0 | 0 | 0
F3_Industrial_Primary Metals_Existing_Space Heating_Natural Gas_Boiler_A_Achievable Technical Potential | F3 | Industrial | Primary Metals | Existing | Space Heating | Natural Gas | Boiler | A | Integrated Unit Winter Peak Savings (kW) | Achievable Technical Potential | 0 | 0 | 0 | 0 | 0 | 0 | 0 | 0 | 0 | 0 | 0 | 0 | 0 | 0 | 0 | 0 | 0 | 0 | 0 | 0 | 0 | 0 | 0
F4_Industrial_Primary Metals_Existing_Space Heating_Natural Gas_Boiler_A_Achievable Technical Potential | F4 | Industrial | Primary Metals | Existing | Space Heating | Natural Gas | Boiler | A | Incremental Energy Savings (MWh or mTherms) | Achievable Technical Potential | 0 | 0 | 0.046443 | 0.06749 | 0.080989 | 0.089137 | 0.094023 | 0.095817 | 0.095907 | 0.095177 | 0.094094 | 0.092831 | 0.091532 | 0.090223 | 0.088908 | 0.08759 | 0.086271 | 0.084956 | 0.083644 | 0.082339 | 0.081041 | 0.079753 | 0
F5_Industrial_Primary Metals_Existing_Space Heating_Natural Gas_Boiler_A_Achievable Technical Potential | F5 | Industrial | Primary Metals | Existing | Space Heating | Natural Gas | Boiler | A | Incremental Summer Peak Savings (MW) | Achievable Technical Potential | 0 | 0 | 0 | 0 | 0 | 0 | 0 | 0 | 0 | 0 | 0 | 0 | 0 | 0 | 0 | 0 | 0 | 0 | 0 | 0 | 0 | 0 | 0
F6_Industrial_Primary Metals_Existing_Space Heating_Natural Gas_Boiler_A_Achievable Technical Potential | F6 | Industrial | Primary Metals | Existing | Space Heating | Natural Gas | Boiler | A | Incremental Winter Peak Savings (MW) | Achievable Technical Potential | 0 | 0 | 0 | 0 | 0 | 0 | 0 | 0 | 0 | 0 | 0 | 0 | 0 | 0 | 0 | 0 | 0 | 0 | 0 | 0 | 0 | 0 | 0
F7_Industrial_Primary Metals_Existing_Space Heating_Natural Gas_Boiler_A_Achievable Technical Potential | F7 | Industrial | Primary Metals | Existing | Space Heating | Natural Gas | Boiler | A | Cumulative Energy Savings (MWh or mTherms) | Achievable Technical Potential | 0 | 0 | 0.018994 | 0.046595 | 0.079717 | 0.11617 | 0.15462 | 0.19381 | 0.23303 | 0.27196 | 0.31044 | 0.3484 | 0.38584 | 0.42273 | 0.4591 | 0.49492 | 0.5302 | 0.56494 | 0.59915 | 0.63282 | 0.66597 | 0.69858 | 0
F8_Industrial_Primary Metals_Existing_Space Heating_Natural Gas_Boiler_A_Achievable Technical Potential | F8 | Industrial | Primary Metals | Existing | Space Heating | Natural Gas | Boiler | A | Cumulative Summer Peak Savings (MW) | Achievable Technical Potential | 0 | 0 | 0 | 0 | 0 | 0 | 0 | 0 | 0 | 0 | 0 | 0 | 0 | 0 | 0 | 0 | 0 | 0 | 0 | 0 | 0 | 0 | 0
F9_Industrial_Primary Metals_Existing_Space Heating_Natural Gas_Boiler_A_Achievable Technical Potential | F9 | Industrial | Primary Metals | Existing | Space Heating | Natural Gas | Boiler | A | Cumulative Winter Peak Savings (MW) | Achievable Technical Potential | 0 | 0 | 0 | 0 | 0 | 0 | 0 | 0 | 0 | 0 | 0 | 0 | 0 | 0 | 0 | 0 | 0 | 0 | 0 | 0 | 0 | 0 | 0
F10_Industrial_Primary Metals_Existing_Space Heating_Natural Gas_Boiler_A_Achievable Technical Potential | F10 | Industrial | Primary Metals | Existing | Space Heating | Natural Gas | Boiler | A | Purchases (Incremental) | Achievable Technical Potential | 0 | 0 | 0.00305 | 0.0044323 | 0.0053188 | 0.0058539 | 0.0061748 | 0.0062926 | 0.0062985 | 0.0062506 | 0.0061795 | 0.0060965 | 0.0060112 | 0.0059252 | 0.0058389 | 0.0057523 | 0.0056657 | 0.0055793 | 0.0054932 | 0.0054074 | 0.0053222 | 0.0052377 | 0
F11_Industrial_Primary Metals_Existing_Space Heating_Natural Gas_Boiler_A_Achievable Technical Potential | F11 | Industrial | Primary Metals | Existing | Space Heating | Natural Gas | Boiler | A | Purchases (Cumulative) | Achievable Technical Potential | 0 | 0 | 0.00305 | 0.0074823 | 0.012801 | 0.018655 | 0.02483 | 0.031122 | 0.037421 | 0.043672 | 0.049851 | 0.055948 | 0.061959 | 0.067884 | 0.073723 | 0.079475 | 0.085141 | 0.09072 | 0.096213 | 0.10162 | 0.10694 | 0.11218 | 0
F1_Industrial_Primary Metals_Existing_Space Heating_Natural Gas_Unit Heater_A_Achievable Technical Potential | F1 | Industrial | Primary Metals | Existing | Space Heating | Natural Gas | Unit Heater | A | Integrated Unit Energy Savings (kWh or therms) | Achievable Technical Potential | 0 | 43660.7244 | 43660.7244 | 43660.7244 | 43660.7244 | 43660.7244 | 43660.7244 | 43660.7244 | 43660.7244 | 43660.7244 | 43660.7244 | 43660.7244 | 43660.7244 | 43660.7244 | 43660.7244 | 43660.7244 | 43660.7244 | 43660.7244 | 43660.7244 | 43660.7244 | 43660.7244 | 43660.7244 | 0
F2_Industrial_Primary Metals_Existing_Space Heating_Natural Gas_Unit Heater_A_Achievable Technical Potential | F2 | Industrial | Primary Metals | Existing | Space Heating | Natural Gas | Unit Heater | A | Integrated Unit Summer Peak Savings (kW) | Achievable Technical Potential | 0 | 0 | 0 | 0 | 0 | 0 | 0 | 0 | 0 | 0 | 0 | 0 | 0 | 0 | 0 | 0 | 0 | 0 | 0 | 0 | 0 | 0 | 0
F3_Industrial_Primary Metals_Existing_Space Heating_Natural Gas_Unit Heater_A_Achievable Technical Potential | F3 | Industrial | Primary Metals | Existing | Space Heating | Natural Gas | Unit Heater | A | Integrated Unit Winter Peak Savings (kW) | Achievable Technical Potential | 0 | 0 | 0 | 0 | 0 | 0 | 0 | 0 | 0 | 0 | 0 | 0 | 0 | 0 | 0 | 0 | 0 | 0 | 0 | 0 | 0 | 0 | 0
F4_Industrial_Primary Metals_Existing_Space Heating_Natural Gas_Unit Heater_A_Achievable Technical Potential | F4 | Industrial | Primary Metals | Existing | Space Heating | Natural Gas | Unit Heater | A | Incremental Energy Savings (MWh or mTherms) | Achievable Technical Potential | 0 | 0 | 0.0016844 | 0.0064238 | 0.015319 | 0.02924 | 0.048857 | 0.073428 | 0.10123 | 0.13151 | 0.15974 | 0.18534 | 0.20892 | 0.23106 | 0.25228 | 0.27299 | 0.2935 | 0.27848 | 0.26604 | 0.25854 | 0.25534 | 0.25509 | 0
F5_Industrial_Primary Metals_Existing_Space Heating_Natural Gas_Unit Heater_A_Achievable Technical Potential | F5 | Industrial | Primary Metals | Existing | Space Heating | Natural Gas | Unit Heater | A | Incremental Summer Peak Savings (MW) | Achievable Technical Potential | 0 | 0 | 0 | 0 | 0 | 0 | 0 | 0 | 0 | 0 | 0 | 0 | 0 | 0 | 0 | 0 | 0 | 0 | 0 | 0 | 0 | 0 | 0
F6_Industrial_Primary Metals_Existing_Space Heating_Natural Gas_Unit Heater_A_Achievable Technical Potential | F6 | Industrial | Primary Metals | Existing | Space Heating | Natural Gas | Unit Heater | A | Incremental Winter Peak Savings (MW) | Achievable Technical Potential | 0 | 0 | 0 | 0 | 0 | 0 | 0 | 0 | 0 | 0 | 0 | 0 | 0 | 0 | 0 | 0 | 0 | 0 | 0 | 0 | 0 | 0 | 0
F7_Industrial_Primary Metals_Existing_Space Heating_Natural Gas_Unit Heater_A_Achievable Technical Potential | F7 | Industrial | Primary Metals | Existing | Space Heating | Natural Gas | Unit Heater | A | Cumulative Energy Savings (MWh or mTherms) | Achievable Technical Potential | 0 | 0 | 0.0016844 | 0.0081082 | 0.023427 | 0.052667 | 0.10152 | 0.17495 | 0.27618 | 0.4077 | 0.56743 | 0.75278 | 0.9617 | 1.1928 | 1.4434 | 1.7099 | 1.9881 | 2.2373 | 2.4545 | 2.6396 | 2.7937 | 2.9173 | 0
F8_Industrial_Primary Metals_Existing_Space Heating_Natural Gas_Unit Heater_A_Achievable Technical Potential | F8 | Industrial | Primary Metals | Existing | Space Heating | Natural Gas | Unit Heater | A | Cumulative Summer Peak Savings (MW) | Achievable Technical Potential | 0 | 0 | 0 | 0 | 0 | 0 | 0 | 0 | 0 | 0 | 0 | 0 | 0 | 0 | 0 | 0 | 0 | 0 | 0 | 0 | 0 | 0 | 0
F9_Industrial_Primary Metals_Existing_Space Heating_Natural Gas_Unit Heater_A_Achievable Technical Potential | F9 | Industrial | Primary Metals | Existing | Space Heating | Natural Gas | Unit Heater | A | Cumulative Winter Peak Savings (MW) | Achievable Technical Potential | 0 | 0 | 0 | 0 | 0 | 0 | 0 | 0 | 0 | 0 | 0 | 0 | 0 | 0 | 0 | 0 | 0 | 0 | 0 | 0 | 0 | 0 | 0
F10_Industrial_Primary Metals_Existing_Space Heating_Natural Gas_Unit Heater_A_Achievable Technical Potential | F10 | Industrial | Primary Metals | Existing | Space Heating | Natural Gas | Unit Heater | A | Purchases (Incremental) | Achievable Technical Potential | 0 | 0 | 3.8579e-05 | 0.00014713 | 0.00035087 | 0.00066971 | 0.001119 | 0.0016818 | 0.0023186 | 0.0030121 | 0.0036586 | 0.0042451 | 0.0047851 | 0.0052922 | 0.0057782 | 0.0062526 | 0.0067222 | 0.0063783 | 0.0060934 | 0.0059217 | 0.0058483 | 0.0058426 | 0
F11_Industrial_Primary Metals_Existing_Space Heating_Natural Gas_Unit Heater_A_Achievable Technical Potential | F11 | Industrial | Primary Metals | Existing | Space Heating | Natural Gas | Unit Heater | A | Purchases (Cumulative) | Achievable Technical Potential | 0 | 0 | 3.8579e-05 | 0.00018571 | 0.00053658 | 0.0012063 | 0.0023253 | 0.0040071 | 0.0063257 | 0.0093379 | 0.012996 | 0.017242 | 0.022027 | 0.027319 | 0.033058 | 0.039164 | 0.045535 | 0.051244 | 0.056218 | 0.060458 | 0.063988 | 0.066818 | 0
F1_Industrial_Primary Metals_New_Space Heating_Natural Gas_Furnace_A_Achievable Technical Potential | F1 | Industrial | Primary Metals | New | Space Heating | Natural Gas | Furnace | A | Integrated Unit Energy Savings (kWh or therms) | Achievable Technical Potential | 0 | 1443.5073 | 1443.5073 | 1443.5073 | 1443.5073 | 1443.5073 | 1443.5073 | 1443.5073 | 1443.5073 | 1443.5073 | 1443.5073 | 1443.5073 | 1443.5073 | 1443.5073 | 1443.5073 | 1443.5073 | 1443.5073 | 1443.5073 | 1443.5073 | 1443.5073 | 1443.5073 | 1443.5073 | 0
F2_Industrial_Primary Metals_New_Space Heating_Natural Gas_Furnace_A_Achievable Technical Potential | F2 | Industrial | Primary Metals | New | Space Heating | Natural Gas | Furnace | A | Integrated Unit Summer Peak Savings (kW) | Achievable Technical Potential | 0 | 0 | 0 | 0 | 0 | 0 | 0 | 0 | 0 | 0 | 0 | 0 | 0 | 0 | 0 | 0 | 0 | 0 | 0 | 0 | 0 | 0 | 0
F3_Industrial_Primary Metals_New_Space Heating_Natural Gas_Furnace_A_Achievable Technical Potential | F3 | Industrial | Primary Metals | New | Space Heating | Natural Gas | Furnace | A | Integrated Unit Winter Peak Savings (kW) | Achievable Technical Potential | 0 | 0 | 0 | 0 | 0 | 0 | 0 | 0 | 0 | 0 | 0 | 0 | 0 | 0 | 0 | 0 | 0 | 0 | 0 | 0 | 0 | 0 | 0
F4_Industrial_Primary Metals_New_Space Heating_Natural Gas_Furnace_A_Achievable Technical Potential | F4 | Industrial | Primary Metals | New | Space Heating | Natural Gas | Furnace | A | Incremental Energy Savings (MWh or mTherms) | Achievable Technical Potential | 0 | 0 | 5.8711e-05 | 0.003742 | 0.0055993 | 0.0083679 | 0.0062993 | 0.008629 | 0.00956 | 0.011689 | 0.0092635 | 0.011167 | 0.011424 | 0.013628 | 0.0094534 | 0.011688 | 0.011837 | 0.013928 | 0.0092006 | 0.013057 | 0.012657 | 0.013811 | 0
F5_Industrial_Primary Metals_New_Space Heating_Natural Gas_Furnace_A_Achievable Technical Potential | F5 | Industrial | Primary Metals | New | Space Heating | Natural Gas | Furnace | A | Incremental Summer Peak Savings (MW) | Achievable Technical Potential | 0 | 0 | 0 | 0 | 0 | 0 | 0 | 0 | 0 | 0 | 0 | 0 | 0 | 0 | 0 | 0 | 0 | 0 | 0 | 0 | 0 | 0 | 0
F6_Industrial_Primary Metals_New_Space Heating_Natural Gas_Furnace_A_Achievable Technical Potential | F6 | Industrial | Primary Metals | New | Space Heating | Natural Gas | Furnace | A | Incremental Winter Peak Savings (MW) | Achievable Technical Potential | 0 | 0 | 0 | 0 | 0 | 0 | 0 | 0 | 0 | 0 | 0 | 0 | 0 | 0 | 0 | 0 | 0 | 0 | 0 | 0 | 0 | 0 | 0
F7_Industrial_Primary Metals_New_Space Heating_Natural Gas_Furnace_A_Achievable Technical Potential | F7 | Industrial | Primary Metals | New | Space Heating | Natural Gas | Furnace | A | Cumulative Energy Savings (MWh or mTherms) | Achievable Technical Potential | 0 | 0 | 5.8711e-05 | 0.0038007 | 0.0094 | 0.017768 | 0.024067 | 0.032696 | 0.042256 | 0.053945 | 0.063209 | 0.074376 | 0.0858 | 0.099428 | 0.10888 | 0.12057 | 0.13241 | 0.14633 | 0.15554 | 0.16859 | 0.18125 | 0.19506 | 0
F8_Industrial_Primary Metals_New_Space Heating_Natural Gas_Furnace_A_Achievable Technical Potential | F8 | Industrial | Primary Metals | New | Space Heating | Natural Gas | Furnace | A | Cumulative Summer Peak Savings (MW) | Achievable Technical Potential | 0 | 0 | 0 | 0 | 0 | 0 | 0 | 0 | 0 | 0 | 0 | 0 | 0 | 0 | 0 | 0 | 0 | 0 | 0 | 0 | 0 | 0 | 0
F9_Industrial_Primary Metals_New_Space Heating_Natural Gas_Furnace_A_Achievable Technical Potential | F9 | Industrial | Primary Metals | New | Space Heating | Natural Gas | Furnace | A | Cumulative Winter Peak Savings (MW) | Achievable Technical Potential | 0 | 0 | 0 | 0 | 0 | 0 | 0 | 0 | 0 | 0 | 0 | 0 | 0 | 0 | 0 | 0 | 0 | 0 | 0 | 0 | 0 | 0 | 0
F10_Industrial_Primary Metals_New_Space Heating_Natural Gas_Furnace_A_Achievable Technical Potential | F10 | Industrial | Primary Metals | New | Space Heating | Natural Gas | Furnace | A | Purchases (Incremental) | Achievable Technical Potential | 0 | 0 | 4.0672e-05 | 0.0025923 | 0.0038789 | 0.0057969 | 0.0043639 | 0.0059778 | 0.0066227 | 0.0080977 | 0.0064174 | 0.0077362 | 0.0079141 | 0.0094409 | 0.0065489 | 0.0080967 | 0.0082005 | 0.0096488 | 0.0063738 | 0.0090451 | 0.0087682 | 0.0095677 | 0
F11_Industrial_Primary Metals_New_Space Heating_Natural Gas_Furnace_A_Achievable Technical Potential | F11 | Industrial | Primary Metals | New | Space Heating | Natural Gas | Furnace | A | Purchases (Cumulative) | Achievable Technical Potential | 0 | 0 | 4.0672e-05 | 0.002633 | 0.0065119 | 0.012309 | 0.016673 | 0.02265 | 0.029273 | 0.037371 | 0.043788 | 0.051525 | 0.059439 | 0.06888 | 0.075428 | 0.083525 | 0.091726 | 0.10137 | 0.10775 | 0.11679 | 0.12556 | 0.13513 | 0
F1_Industrial_Primary Metals_New_Space Heating_Natural Gas_Boiler_A_Achievable Technical Potential | F1 | Industrial | Primary Metals | New | Space Heating | Natural Gas | Boiler | A | Integrated Unit Energy Savings (kWh or therms) | Achievable Technical Potential | 0 | 15225.431 | 15225.431 | 15225.431 | 15225.431 | 15225.431 | 15225.431 | 15225.431 | 15225.431 | 15225.431 | 15225.431 | 15225.431 | 15225.431 | 15225.431 | 15225.431 | 15225.431 | 15225.431 | 15225.431 | 15225.431 | 15225.431 | 15225.431 | 15225.431 | 0
F2_Industrial_Primary Metals_New_Space Heating_Natural Gas_Boiler_A_Achievable Technical Potential | F2 | Industrial | Primary Metals | New | Space Heating | Natural Gas | Boiler | A | Integrated Unit Summer Peak Savings (kW) | Achievable Technical Potential | 0 | 0 | 0 | 0 | 0 | 0 | 0 | 0 | 0 | 0 | 0 | 0 | 0 | 0 | 0 | 0 | 0 | 0 | 0 | 0 | 0 | 0 | 0
F3_Industrial_Primary Metals_New_Space Heating_Natural Gas_Boiler_A_Achievable Technical Potential | F3 | Industrial | Primary Metals | New | Space Heating | Natural Gas | Boiler | A | Integrated Unit Winter Peak Savings (kW) | Achievable Technical Potential | 0 | 0 | 0 | 0 | 0 | 0 | 0 | 0 | 0 | 0 | 0 | 0 | 0 | 0 | 0 | 0 | 0 | 0 | 0 | 0 | 0 | 0 | 0
F4_Industrial_Primary Metals_New_Space Heating_Natural Gas_Boiler_A_Achievable Technical Potential | F4 | Industrial | Primary Metals | New | Space Heating | Natural Gas | Boiler | A | Incremental Energy Savings (MWh or mTherms) | Achievable Technical Potential | 0 | 0 | 0.0019643 | 0.091813 | 0.11102 | 0.13843 | 0.088945 | 0.10649 | 0.10657 | 0.12051 | 0.089931 | 0.10346 | 0.10209 | 0.11842 | 0.080373 | 0.097683 | 0.097609 | 0.11363 | 0.075056 | 0.092486 | 0.089968 | 0.089702 | 0
F5_Industrial_Primary Metals_New_Space Heating_Natural Gas_Boiler_A_Achievable Technical Potential | F5 | Industrial | Primary Metals | New | Space Heating | Natural Gas | Boiler | A | Incremental Summer Peak Savings (MW) | Achievable Technical Potential | 0 | 0 | 0 | 0 | 0 | 0 | 0 | 0 | 0 | 0 | 0 | 0 | 0 | 0 | 0 | 0 | 0 | 0 | 0 | 0 | 0 | 0 | 0
F6_Industrial_Primary Metals_New_Space Heating_Natural Gas_Boiler_A_Achievable Technical Potential | F6 | Industrial | Primary Metals | New | Space Heating | Natural Gas | Boiler | A | Incremental Winter Peak Savings (MW) | Achievable Technical Potential | 0 | 0 | 0 | 0 | 0 | 0 | 0 | 0 | 0 | 0 | 0 | 0 | 0 | 0 | 0 | 0 | 0 | 0 | 0 | 0 | 0 | 0 | 0
F7_Industrial_Primary Metals_New_Space Heating_Natural Gas_Boiler_A_Achievable Technical Potential | F7 | Industrial | Primary Metals | New | Space Heating | Natural Gas | Boiler | A | Cumulative Energy Savings (MWh or mTherms) | Achievable Technical Potential | 0 | 0 | 0.00080294 | 0.038333 | 0.083712 | 0.1403 | 0.17665 | 0.22018 | 0.26374 | 0.31301 | 0.34977 | 0.39206 | 0.43378 | 0.48219 | 0.51504 | 0.55497 | 0.59487 | 0.64132 | 0.672 | 0.7098 | 0.74658 | 0.78325 | 0
F8_Industrial_Primary Metals_New_Space Heating_Natural Gas_Boiler_A_Achievable Technical Potential | F8 | Industrial | Primary Metals | New | Space Heating | Natural Gas | Boiler | A | Cumulative Summer Peak Savings (MW) | Achievable Technical Potential | 0 | 0 | 0 | 0 | 0 | 0 | 0 | 0 | 0 | 0 | 0 | 0 | 0 | 0 | 0 | 0 | 0 | 0 | 0 | 0 | 0 | 0 | 0
F9_Industrial_Primary Metals_New_Space Heating_Natural Gas_Boiler_A_Achievable Technical Potential | F9 | Industrial | Primary Metals | New | Space Heating | Natural Gas | Boiler | A | Cumulative Winter Peak Savings (MW) | Achievable Technical Potential | 0 | 0 | 0 | 0 | 0 | 0 | 0 | 0 | 0 | 0 | 0 | 0 | 0 | 0 | 0 | 0 | 0 | 0 | 0 | 0 | 0 | 0 | 0
F10_Industrial_Primary Metals_New_Space Heating_Natural Gas_Boiler_A_Achievable Technical Potential | F10 | Industrial | Primary Metals | New | Space Heating | Natural Gas | Boiler | A | Purchases (Incremental) | Achievable Technical Potential | 0 | 0 | 0.00012902 | 0.0060303 | 0.0072915 | 0.009092 | 0.0058419 | 0.0069943 | 0.0069994 | 0.0079153 | 0.0059066 | 0.006795 | 0.0067049 | 0.0077779 | 0.0052789 | 0.0064158 | 0.0064109 | 0.0074632 | 0.0049296 | 0.0060745 | 0.005909 | 0.0058916 | 0
F11_Industrial_Primary Metals_New_Space Heating_Natural Gas_Boiler_A_Achievable Technical Potential | F11 | Industrial | Primary Metals | New | Space Heating | Natural Gas | Boiler | A | Purchases (Cumulative) | Achievable Technical Potential | 0 | 0 | 0.00012902 | 0.0061593 | 0.013451 | 0.022543 | 0.028385 | 0.035379 | 0.042378 | 0.050294 | 0.0562 | 0.062995 | 0.0697 | 0.077478 | 0.082757 | 0.089173 | 0.095584 | 0.10305 | 0.10798 | 0.11405 | 0.11996 | 0.12585 | 0
F1_Industrial_Primary Metals_New_Space Heating_Natural Gas_Unit Heater_A_Achievable Technical Potential | F1 | Industrial | Primary Metals | New | Space Heating | Natural Gas | Unit Heater | A | Integrated Unit Energy Savings (kWh or therms) | Achievable Technical Potential | 0 | 43660.7244 | 43660.7244 | 43660.7244 | 43660.7244 | 43660.7244 | 43660.7244 | 43660.7244 | 43660.7244 | 43660.7244 | 43660.7244 | 43660.7244 | 43660.7244 | 43660.7244 | 43660.7244 | 43660.7244 | 43660.7244 | 43660.7244 | 43660.7244 | 43660.7244 | 43660.7244 | 43660.7244 | 0
F2_Industrial_Primary Metals_New_Space Heating_Natural Gas_Unit Heater_A_Achievable Technical Potential | F2 | Industrial | Primary Metals | New | Space Heating | Natural Gas | Unit Heater | A | Integrated Unit Summer Peak Savings (kW) | Achievable Technical Potential | 0 | 0 | 0 | 0 | 0 | 0 | 0 | 0 | 0 | 0 | 0 | 0 | 0 | 0 | 0 | 0 | 0 | 0 | 0 | 0 | 0 | 0 | 0
F3_Industrial_Primary Metals_New_Space Heating_Natural Gas_Unit Heater_A_Achievable Technical Potential | F3 | Industrial | Primary Metals | New | Space Heating | Natural Gas | Unit Heater | A | Integrated Unit Winter Peak Savings (kW) | Achievable Technical Potential | 0 | 0 | 0 | 0 | 0 | 0 | 0 | 0 | 0 | 0 | 0 | 0 | 0 | 0 | 0 | 0 | 0 | 0 | 0 | 0 | 0 | 0 | 0
F4_Industrial_Primary Metals_New_Space Heating_Natural Gas_Unit Heater_A_Achievable Technical Potential | F4 | Industrial | Primary Metals | New | Space Heating | Natural Gas | Unit Heater | A | Incremental Energy Savings (MWh or mTherms) | Achievable Technical Potential | 0 | 0 | 0.00088972 | 0.056708 | 0.084853 | 0.12681 | 0.095462 | 0.13077 | 0.14487 | 0.17714 | 0.14038 | 0.16923 | 0.23496 | 0.25892 | 0.23569 | 0.30266 | 0.33836 | 0.46318 | 0.29488 | 0.40169 | 0.39574 | 0.39112 | 0
F5_Industrial_Primary Metals_New_Space Heating_Natural Gas_Unit Heater_A_Achievable Technical Potential | F5 | Industrial | Primary Metals | New | Space Heating | Natural Gas | Unit Heater | A | Incremental Summer Peak Savings (MW) | Achievable Technical Potential | 0 | 0 | 0 | 0 | 0 | 0 | 0 | 0 | 0 | 0 | 0 | 0 | 0 | 0 | 0 | 0 | 0 | 0 | 0 | 0 | 0 | 0 | 0
F6_Industrial_Primary Metals_New_Space Heating_Natural Gas_Unit Heater_A_Achievable Technical Potential | F6 | Industrial | Primary Metals | New | Space Heating | Natural Gas | Unit Heater | A | Incremental Winter Peak Savings (MW) | Achievable Technical Potential | 0 | 0 | 0 | 0 | 0 | 0 | 0 | 0 | 0 | 0 | 0 | 0 | 0 | 0 | 0 | 0 | 0 | 0 | 0 | 0 | 0 | 0 | 0
F7_Industrial_Primary Metals_New_Space Heating_Natural Gas_Unit Heater_A_Achievable Technical Potential | F7 | Industrial | Primary Metals | New | Space Heating | Natural Gas | Unit Heater | A | Cumulative Energy Savings (MWh or mTherms) | Achievable Technical Potential | 0 | 0 | 0.00088972 | 0.057597 | 0.14245 | 0.26926 | 0.36472 | 0.49549 | 0.64036 | 0.8175 | 0.95788 | 1.1271 | 1.3621 | 1.621 | 1.8558 | 2.1017 | 2.3552 | 2.6916 | 2.891 | 3.162 | 3.4128 | 3.6268 | 0
F8_Industrial_Primary Metals_New_Space Heating_Natural Gas_Unit Heater_A_Achievable Technical Potential | F8 | Industrial | Primary Metals | New | Space Heating | Natural Gas | Unit Heater | A | Cumulative Summer Peak Savings (MW) | Achievable Technical Potential | 0 | 0 | 0 | 0 | 0 | 0 | 0 | 0 | 0 | 0 | 0 | 0 | 0 | 0 | 0 | 0 | 0 | 0 | 0 | 0 | 0 | 0 | 0
F9_Industrial_Primary Metals_New_Space Heating_Natural Gas_Unit Heater_A_Achievable Technical Potential | F9 | Industrial | Primary Metals | New | Space Heating | Natural Gas | Unit Heater | A | Cumulative Winter Peak Savings (MW) | Achievable Technical Potential | 0 | 0 | 0 | 0 | 0 | 0 | 0 | 0 | 0 | 0 | 0 | 0 | 0 | 0 | 0 | 0 | 0 | 0 | 0 | 0 | 0 | 0 | 0
F10_Industrial_Primary Metals_New_Space Heating_Natural Gas_Unit Heater_A_Achievable Technical Potential | F10 | Industrial | Primary Metals | New | Space Heating | Natural Gas | Unit Heater | A | Purchases (Incremental) | Achievable Technical Potential | 0 | 0 | 2.0378e-05 | 0.0012988 | 0.0019435 | 0.0029044 | 0.0021864 | 0.002995 | 0.0033182 | 0.0040572 | 0.0032153 | 0.0038761 | 0.0053815 | 0.0059302 | 0.0053982 | 0.0069322 | 0.0077497 | 0.010609 | 0.0067538 | 0.0092002 | 0.009064 | 0.0089581 | 0
F11_Industrial_Primary Metals_New_Space Heating_Natural Gas_Unit Heater_A_Achievable Technical Potential | F11 | Industrial | Primary Metals | New | Space Heating | Natural Gas | Unit Heater | A | Purchases (Cumulative) | Achievable Technical Potential | 0 | 0 | 2.0378e-05 | 0.0013192 | 0.0032627 | 0.0061671 | 0.0083535 | 0.011349 | 0.014667 | 0.018724 | 0.021939 | 0.025815 | 0.031197 | 0.037127 | 0.042505 | 0.048138 | 0.053944 | 0.061649 | 0.066216 | 0.072421 | 0.078167 | 0.083068 | 0
F1_Industrial_Stone, Clay, and Glass_Existing_Space Heating_Natural Gas_Furnace_A_Achievable Technical Potential | F1 | Industrial | Stone, Clay, and Glass | Existing | Space Heating | Natural Gas | Furnace | A | Integrated Unit Energy Savings (kWh or therms) | Achievable Technical Potential | 0 | 1443.5459 | 1443.5459 | 1443.5459 | 1443.5459 | 1443.5459 | 1443.5459 | 1443.5459 | 1443.5459 | 1443.5459 | 1443.5459 | 1443.5459 | 1443.5459 | 1443.5459 | 1443.5459 | 1443.5459 | 1443.5459 | 1443.5459 | 1443.5459 | 1443.5459 | 1443.5459 | 1443.5459 | 0
F2_Industrial_Stone, Clay, and Glass_Existing_Space Heating_Natural Gas_Furnace_A_Achievable Technical Potential | F2 | Industrial | Stone, Clay, and Glass | Existing | Space Heating | Natural Gas | Furnace | A | Integrated Unit Summer Peak Savings (kW) | Achievable Technical Potential | 0 | 0 | 0 | 0 | 0 | 0 | 0 | 0 | 0 | 0 | 0 | 0 | 0 | 0 | 0 | 0 | 0 | 0 | 0 | 0 | 0 | 0 | 0
F3_Industrial_Stone, Clay, and Glass_Existing_Space Heating_Natural Gas_Furnace_A_Achievable Technical Potential | F3 | Industrial | Stone, Clay, and Glass | Existing | Space Heating | Natural Gas | Furnace | A | Integrated Unit Winter Peak Savings (kW) | Achievable Technical Potential | 0 | 0 | 0 | 0 | 0 | 0 | 0 | 0 | 0 | 0 | 0 | 0 | 0 | 0 | 0 | 0 | 0 | 0 | 0 | 0 | 0 | 0 | 0
F4_Industrial_Stone, Clay, and Glass_Existing_Space Heating_Natural Gas_Furnace_A_Achievable Technical Potential | F4 | Industrial | Stone, Clay, and Glass | Existing | Space Heating | Natural Gas | Furnace | A | Incremental Energy Savings (MWh or mTherms) | Achievable Technical Potential | 0 | 0 | 0.0012947 | 0.0026934 | 0.0041767 | 0.0057273 | 0.0073298 | 0.008821 | 0.01006 | 0.011082 | 0.011918 | 0.012596 | 0.012078 | 0.011489 | 0.010861 | 0.010219 | 0.0095806 | 0.0089566 | 0.008285 | 0.0082968 | 0.0083267 | 0.0083702 | 0
F5_Industrial_Stone, Clay, and Glass_Existing_Space Heating_Natural Gas_Furnace_A_Achievable Technical Potential | F5 | Industrial | Stone, Clay, and Glass | Existing | Space Heating | Natural Gas | Furnace | A | Incremental Summer Peak Savings (MW) | Achievable Technical Potential | 0 | 0 | 0 | 0 | 0 | 0 | 0 | 0 | 0 | 0 | 0 | 0 | 0 | 0 | 0 | 0 | 0 | 0 | 0 | 0 | 0 | 0 | 0
F6_Industrial_Stone, Clay, and Glass_Existing_Space Heating_Natural Gas_Furnace_A_Achievable Technical Potential | F6 | Industrial | Stone, Clay, and Glass | Existing | Space Heating | Natural Gas | Furnace | A | Incremental Winter Peak Savings (MW) | Achievable Technical Potential | 0 | 0 | 0 | 0 | 0 | 0 | 0 | 0 | 0 | 0 | 0 | 0 | 0 | 0 | 0 | 0 | 0 | 0 | 0 | 0 | 0 | 0 | 0
F7_Industrial_Stone, Clay, and Glass_Existing_Space Heating_Natural Gas_Furnace_A_Achievable Technical Potential | F7 | Industrial | Stone, Clay, and Glass | Existing | Space Heating | Natural Gas | Furnace | A | Cumulative Energy Savings (MWh or mTherms) | Achievable Technical Potential | 0 | 0 | 0.0012947 | 0.0039881 | 0.0081649 | 0.013892 | 0.021222 | 0.030043 | 0.040103 | 0.051185 | 0.063102 | 0.075698 | 0.087776 | 0.099265 | 0.11013 | 0.12035 | 0.12993 | 0.13888 | 0.14717 | 0.15546 | 0.16379 | 0.17216 | 0
F8_Industrial_Stone, Clay, and Glass_Existing_Space Heating_Natural Gas_Furnace_A_Achievable Technical Potential | F8 | Industrial | Stone, Clay, and Glass | Existing | Space Heating | Natural Gas | Furnace | A | Cumulative Summer Peak Savings (MW) | Achievable Technical Potential | 0 | 0 | 0 | 0 | 0 | 0 | 0 | 0 | 0 | 0 | 0 | 0 | 0 | 0 | 0 | 0 | 0 | 0 | 0 | 0 | 0 | 0 | 0
F9_Industrial_Stone, Clay, and Glass_Existing_Space Heating_Natural Gas_Furnace_A_Achievable Technical Potential | F9 | Industrial | Stone, Clay, and Glass | Existing | Space Heating | Natural Gas | Furnace | A | Cumulative Winter Peak Savings (MW) | Achievable Technical Potential | 0 | 0 | 0 | 0 | 0 | 0 | 0 | 0 | 0 | 0 | 0 | 0 | 0 | 0 | 0 | 0 | 0 | 0 | 0 | 0 | 0 | 0 | 0
F10_Industrial_Stone, Clay, and Glass_Existing_Space Heating_Natural Gas_Furnace_A_Achievable Technical Potential | F10 | Industrial | Stone, Clay, and Glass | Existing | Space Heating | Natural Gas | Furnace | A | Purchases (Incremental) | Achievable Technical Potential | 0 | 0 | 0.00089689 | 0.0018658 | 0.0028934 | 0.0039675 | 0.0050776 | 0.0061107 | 0.0069689 | 0.0076767 | 0.0082558 | 0.0087255 | 0.0083672 | 0.0079587 | 0.0075238 | 0.0070793 | 0.0066369 | 0.0062046 | 0.0057393 | 0.0057475 | 0.0057682 | 0.0057983 | 0
F11_Industrial_Stone, Clay, and Glass_Existing_Space Heating_Natural Gas_Furnace_A_Achievable Technical Potential | F11 | Industrial | Stone, Clay, and Glass | Existing | Space Heating | Natural Gas | Furnace | A | Purchases (Cumulative) | Achievable Technical Potential | 0 | 0 | 0.00089689 | 0.0027627 | 0.0056561 | 0.0096236 | 0.014701 | 0.020812 | 0.027781 | 0.035458 | 0.043713 | 0.052439 | 0.060806 | 0.068765 | 0.076289 | 0.083368 | 0.090005 | 0.096209 | 0.10195 | 0.1077 | 0.11346 | 0.11926 | 0
F1_Industrial_Stone, Clay, and Glass_Existing_Space Heating_Natural Gas_Boiler_A_Achievable Technical Potential | F1 | Industrial | Stone, Clay, and Glass | Existing | Space Heating | Natural Gas | Boiler | A | Integrated Unit Energy Savings (kWh or therms) | Achievable Technical Potential | 0 | 15226.9124 | 15226.9124 | 15226.9124 | 15226.9124 | 15226.9124 | 15226.9124 | 15226.9124 | 15226.9124 | 15226.9124 | 15226.9124 | 15226.9124 | 15226.9124 | 15226.9124 | 15226.9124 | 15226.9124 | 15226.9124 | 15226.9124 | 15226.9124 | 15226.9124 | 15226.9124 | 15226.9124 | 0
F2_Industrial_Stone, Clay, and Glass_Existing_Space Heating_Natural Gas_Boiler_A_Achievable Technical Potential | F2 | Industrial | Stone, Clay, and Glass | Existing | Space Heating | Natural Gas | Boiler | A | Integrated Unit Summer Peak Savings (kW) | Achievable Technical Potential | 0 | 0 | 0 | 0 | 0 | 0 | 0 | 0 | 0 | 0 | 0 | 0 | 0 | 0 | 0 | 0 | 0 | 0 | 0 | 0 | 0 | 0 | 0
F3_Industrial_Stone, Clay, and Glass_Existing_Space Heating_Natural Gas_Boiler_A_Achievable Technical Potential | F3 | Industrial | Stone, Clay, and Glass | Existing | Space Heating | Natural Gas | Boiler | A | Integrated Unit Winter Peak Savings (kW) | Achievable Technical Potential | 0 | 0 | 0 | 0 | 0 | 0 | 0 | 0 | 0 | 0 | 0 | 0 | 0 | 0 | 0 | 0 | 0 | 0 | 0 | 0 | 0 | 0 | 0
F4_Industrial_Stone, Clay, and Glass_Existing_Space Heating_Natural Gas_Boiler_A_Achievable Technical Potential | F4 | Industrial | Stone, Clay, and Glass | Existing | Space Heating | Natural Gas | Boiler | A | Incremental Energy Savings (MWh or mTherms) | Achievable Technical Potential | 0 | 0 | 0.047524 | 0.069062 | 0.082875 | 0.091213 | 0.096213 | 0.098049 | 0.098141 | 0.097394 | 0.096286 | 0.094993 | 0.093664 | 0.092324 | 0.090979 | 0.08963 | 0.088281 | 0.086934 | 0.085592 | 0.084257 | 0.082929 | 0.081611 | 0
F5_Industrial_Stone, Clay, and Glass_Existing_Space Heating_Natural Gas_Boiler_A_Achievable Technical Potential | F5 | Industrial | Stone, Clay, and Glass | Existing | Space Heating | Natural Gas | Boiler | A | Incremental Summer Peak Savings (MW) | Achievable Technical Potential | 0 | 0 | 0 | 0 | 0 | 0 | 0 | 0 | 0 | 0 | 0 | 0 | 0 | 0 | 0 | 0 | 0 | 0 | 0 | 0 | 0 | 0 | 0
F6_Industrial_Stone, Clay, and Glass_Existing_Space Heating_Natural Gas_Boiler_A_Achievable Technical Potential | F6 | Industrial | Stone, Clay, and Glass | Existing | Space Heating | Natural Gas | Boiler | A | Incremental Winter Peak Savings (MW) | Achievable Technical Potential | 0 | 0 | 0 | 0 | 0 | 0 | 0 | 0 | 0 | 0 | 0 | 0 | 0 | 0 | 0 | 0 | 0 | 0 | 0 | 0 | 0 | 0 | 0
F7_Industrial_Stone, Clay, and Glass_Existing_Space Heating_Natural Gas_Boiler_A_Achievable Technical Potential | F7 | Industrial | Stone, Clay, and Glass | Existing | Space Heating | Natural Gas | Boiler | A | Cumulative Energy Savings (MWh or mTherms) | Achievable Technical Potential | 0 | 0 | 0.019436 | 0.04768 | 0.081573 | 0.11888 | 0.15822 | 0.19832 | 0.23846 | 0.27829 | 0.31767 | 0.35652 | 0.39482 | 0.43258 | 0.46979 | 0.50644 | 0.54255 | 0.5781 | 0.61311 | 0.64756 | 0.68148 | 0.71486 | 0
F8_Industrial_Stone, Clay, and Glass_Existing_Space Heating_Natural Gas_Boiler_A_Achievable Technical Potential | F8 | Industrial | Stone, Clay, and Glass | Existing | Space Heating | Natural Gas | Boiler | A | Cumulative Summer Peak Savings (MW) | Achievable Technical Potential | 0 | 0 | 0 | 0 | 0 | 0 | 0 | 0 | 0 | 0 | 0 | 0 | 0 | 0 | 0 | 0 | 0 | 0 | 0 | 0 | 0 | 0 | 0
F9_Industrial_Stone, Clay, and Glass_Existing_Space Heating_Natural Gas_Boiler_A_Achievable Technical Potential | F9 | Industrial | Stone, Clay, and Glass | Existing | Space Heating | Natural Gas | Boiler | A | Cumulative Winter Peak Savings (MW) | Achievable Technical Potential | 0 | 0 | 0 | 0 | 0 | 0 | 0 | 0 | 0 | 0 | 0 | 0 | 0 | 0 | 0 | 0 | 0 | 0 | 0 | 0 | 0 | 0 | 0
F10_Industrial_Stone, Clay, and Glass_Existing_Space Heating_Natural Gas_Boiler_A_Achievable Technical Potential | F10 | Industrial | Stone, Clay, and Glass | Existing | Space Heating | Natural Gas | Boiler | A | Purchases (Incremental) | Achievable Technical Potential | 0 | 0 | 0.0031211 | 0.0045355 | 0.0054427 | 0.0059903 | 0.0063186 | 0.0064392 | 0.0064452 | 0.0063962 | 0.0063234 | 0.0062385 | 0.0061512 | 0.0060632 | 0.0059749 | 0.0058863 | 0.0057977 | 0.0057093 | 0.0056211 | 0.0055334 | 0.0054462 | 0.0053597 | 0
F11_Industrial_Stone, Clay, and Glass_Existing_Space Heating_Natural Gas_Boiler_A_Achievable Technical Potential | F11 | Industrial | Stone, Clay, and Glass | Existing | Space Heating | Natural Gas | Boiler | A | Purchases (Cumulative) | Achievable Technical Potential | 0 | 0 | 0.0031211 | 0.0076566 | 0.013099 | 0.01909 | 0.025408 | 0.031847 | 0.038293 | 0.044689 | 0.051012 | 0.057251 | 0.063402 | 0.069465 | 0.07544 | 0.081326 | 0.087124 | 0.092833 | 0.098454 | 0.10399 | 0.10943 | 0.11479 | 0
F1_Industrial_Stone, Clay, and Glass_Existing_Space Heating_Natural Gas_Unit Heater_A_Achievable Technical Potential | F1 | Industrial | Stone, Clay, and Glass | Existing | Space Heating | Natural Gas | Unit Heater | A | Integrated Unit Energy Savings (kWh or therms) | Achievable Technical Potential | 0 | 43660.7244 | 43660.7244 | 43660.7244 | 43660.7244 | 43660.7244 | 43660.7244 | 43660.7244 | 43660.7244 | 43660.7244 | 43660.7244 | 43660.7244 | 43660.7244 | 43660.7244 | 43660.7244 | 43660.7244 | 43660.7244 | 43660.7244 | 43660.7244 | 43660.7244 | 43660.7244 | 43660.7244 | 0
F2_Industrial_Stone, Clay, and Glass_Existing_Space Heating_Natural Gas_Unit Heater_A_Achievable Technical Potential | F2 | Industrial | Stone, Clay, and Glass | Existing | Space Heating | Natural Gas | Unit Heater | A | Integrated Unit Summer Peak Savings (kW) | Achievable Technical Potential | 0 | 0 | 0 | 0 | 0 | 0 | 0 | 0 | 0 | 0 | 0 | 0 | 0 | 0 | 0 | 0 | 0 | 0 | 0 | 0 | 0 | 0 | 0
F3_Industrial_Stone, Clay, and Glass_Existing_Space Heating_Natural Gas_Unit Heater_A_Achievable Technical Potential | F3 | Industrial | Stone, Clay, and Glass | Existing | Space Heating | Natural Gas | Unit Heater | A | Integrated Unit Winter Peak Savings (kW) | Achievable Technical Potential | 0 | 0 | 0 | 0 | 0 | 0 | 0 | 0 | 0 | 0 | 0 | 0 | 0 | 0 | 0 | 0 | 0 | 0 | 0 | 0 | 0 | 0 | 0
F4_Industrial_Stone, Clay, and Glass_Existing_Space Heating_Natural Gas_Unit Heater_A_Achievable Technical Potential | F4 | Industrial | Stone, Clay, and Glass | Existing | Space Heating | Natural Gas | Unit Heater | A | Incremental Energy Savings (MWh or mTherms) | Achievable Technical Potential | 0 | 0 | 0.0017236 | 0.0065734 | 0.015676 | 0.029921 | 0.049995 | 0.075138 | 0.10359 | 0.13458 | 0.16346 | 0.18966 | 0.21379 | 0.23644 | 0.25816 | 0.27935 | 0.30033 | 0.28497 | 0.27224 | 0.26457 | 0.26129 | 0.26103 | 0
F5_Industrial_Stone, Clay, and Glass_Existing_Space Heating_Natural Gas_Unit Heater_A_Achievable Technical Potential | F5 | Industrial | Stone, Clay, and Glass | Existing | Space Heating | Natural Gas | Unit Heater | A | Incremental Summer Peak Savings (MW) | Achievable Technical Potential | 0 | 0 | 0 | 0 | 0 | 0 | 0 | 0 | 0 | 0 | 0 | 0 | 0 | 0 | 0 | 0 | 0 | 0 | 0 | 0 | 0 | 0 | 0
F6_Industrial_Stone, Clay, and Glass_Existing_Space Heating_Natural Gas_Unit Heater_A_Achievable Technical Potential | F6 | Industrial | Stone, Clay, and Glass | Existing | Space Heating | Natural Gas | Unit Heater | A | Incremental Winter Peak Savings (MW) | Achievable Technical Potential | 0 | 0 | 0 | 0 | 0 | 0 | 0 | 0 | 0 | 0 | 0 | 0 | 0 | 0 | 0 | 0 | 0 | 0 | 0 | 0 | 0 | 0 | 0
F7_Industrial_Stone, Clay, and Glass_Existing_Space Heating_Natural Gas_Unit Heater_A_Achievable Technical Potential | F7 | Industrial | Stone, Clay, and Glass | Existing | Space Heating | Natural Gas | Unit Heater | A | Cumulative Energy Savings (MWh or mTherms) | Achievable Technical Potential | 0 | 0 | 0.0017236 | 0.008297 | 0.023973 | 0.053894 | 0.10389 | 0.17903 | 0.28262 | 0.41719 | 0.58065 | 0.77031 | 0.9841 | 1.2205 | 1.477 | 1.7497 | 2.0344 | 2.2895 | 2.5117 | 2.7011 | 2.8588 | 2.9853 | 0
F8_Industrial_Stone, Clay, and Glass_Existing_Space Heating_Natural Gas_Unit Heater_A_Achievable Technical Potential | F8 | Industrial | Stone, Clay, and Glass | Existing | Space Heating | Natural Gas | Unit Heater | A | Cumulative Summer Peak Savings (MW) | Achievable Technical Potential | 0 | 0 | 0 | 0 | 0 | 0 | 0 | 0 | 0 | 0 | 0 | 0 | 0 | 0 | 0 | 0 | 0 | 0 | 0 | 0 | 0 | 0 | 0
F9_Industrial_Stone, Clay, and Glass_Existing_Space Heating_Natural Gas_Unit Heater_A_Achievable Technical Potential | F9 | Industrial | Stone, Clay, and Glass | Existing | Space Heating | Natural Gas | Unit Heater | A | Cumulative Winter Peak Savings (MW) | Achievable Technical Potential | 0 | 0 | 0 | 0 | 0 | 0 | 0 | 0 | 0 | 0 | 0 | 0 | 0 | 0 | 0 | 0 | 0 | 0 | 0 | 0 | 0 | 0 | 0
F10_Industrial_Stone, Clay, and Glass_Existing_Space Heating_Natural Gas_Unit Heater_A_Achievable Technical Potential | F10 | Industrial | Stone, Clay, and Glass | Existing | Space Heating | Natural Gas | Unit Heater | A | Purchases (Incremental) | Achievable Technical Potential | 0 | 0 | 3.9477e-05 | 0.00015056 | 0.00035904 | 0.00068531 | 0.0011451 | 0.001721 | 0.0023726 | 0.0030823 | 0.0037438 | 0.004344 | 0.0048965 | 0.0054154 | 0.0059128 | 0.0063982 | 0.0068788 | 0.0065269 | 0.0062353 | 0.0060596 | 0.0059845 | 0.0059787 | 0
F11_Industrial_Stone, Clay, and Glass_Existing_Space Heating_Natural Gas_Unit Heater_A_Achievable Technical Potential | F11 | Industrial | Stone, Clay, and Glass | Existing | Space Heating | Natural Gas | Unit Heater | A | Purchases (Cumulative) | Achievable Technical Potential | 0 | 0 | 3.9477e-05 | 0.00019003 | 0.00054908 | 0.0012344 | 0.0023795 | 0.0041004 | 0.006473 | 0.0095553 | 0.013299 | 0.017643 | 0.02254 | 0.027955 | 0.033828 | 0.040076 | 0.046596 | 0.052437 | 0.057528 | 0.061866 | 0.065478 | 0.068374 | 0
F1_Industrial_Stone, Clay, and Glass_New_Space Heating_Natural Gas_Furnace_A_Achievable Technical Potential | F1 | Industrial | Stone, Clay, and Glass | New | Space Heating | Natural Gas | Furnace | A | Integrated Unit Energy Savings (kWh or therms) | Achievable Technical Potential | 0 | 1443.5073 | 1443.5073 | 1443.5073 | 1443.5073 | 1443.5073 | 1443.5073 | 1443.5073 | 1443.5073 | 1443.5073 | 1443.5073 | 1443.5073 | 1443.5073 | 1443.5073 | 1443.5073 | 1443.5073 | 1443.5073 | 1443.5073 | 1443.5073 | 1443.5073 | 1443.5073 | 1443.5073 | 0
F2_Industrial_Stone, Clay, and Glass_New_Space Heating_Natural Gas_Furnace_A_Achievable Technical Potential | F2 | Industrial | Stone, Clay, and Glass | New | Space Heating | Natural Gas | Furnace | A | Integrated Unit Summer Peak Savings (kW) | Achievable Technical Potential | 0 | 0 | 0 | 0 | 0 | 0 | 0 | 0 | 0 | 0 | 0 | 0 | 0 | 0 | 0 | 0 | 0 | 0 | 0 | 0 | 0 | 0 | 0
F3_Industrial_Stone, Clay, and Glass_New_Space Heating_Natural Gas_Furnace_A_Achievable Technical Potential | F3 | Industrial | Stone, Clay, and Glass | New | Space Heating | Natural Gas | Furnace | A | Integrated Unit Winter Peak Savings (kW) | Achievable Technical Potential | 0 | 0 | 0 | 0 | 0 | 0 | 0 | 0 | 0 | 0 | 0 | 0 | 0 | 0 | 0 | 0 | 0 | 0 | 0 | 0 | 0 | 0 | 0
F4_Industrial_Stone, Clay, and Glass_New_Space Heating_Natural Gas_Furnace_A_Achievable Technical Potential | F4 | Industrial | Stone, Clay, and Glass | New | Space Heating | Natural Gas | Furnace | A | Incremental Energy Savings (MWh or mTherms) | Achievable Technical Potential | 0 | 0 | 6.0078e-05 | 0.0038292 | 0.0057297 | 0.0085628 | 0.0064461 | 0.00883 | 0.0097826 | 0.011961 | 0.0094793 | 0.011427 | 0.01169 | 0.013945 | 0.0096736 | 0.01196 | 0.012113 | 0.014252 | 0.0094149 | 0.013361 | 0.012952 | 0.014133 | 0
F5_Industrial_Stone, Clay, and Glass_New_Space Heating_Natural Gas_Furnace_A_Achievable Technical Potential | F5 | Industrial | Stone, Clay, and Glass | New | Space Heating | Natural Gas | Furnace | A | Incremental Summer Peak Savings (MW) | Achievable Technical Potential | 0 | 0 | 0 | 0 | 0 | 0 | 0 | 0 | 0 | 0 | 0 | 0 | 0 | 0 | 0 | 0 | 0 | 0 | 0 | 0 | 0 | 0 | 0
F6_Industrial_Stone, Clay, and Glass_New_Space Heating_Natural Gas_Furnace_A_Achievable Technical Potential | F6 | Industrial | Stone, Clay, and Glass | New | Space Heating | Natural Gas | Furnace | A | Incremental Winter Peak Savings (MW) | Achievable Technical Potential | 0 | 0 | 0 | 0 | 0 | 0 | 0 | 0 | 0 | 0 | 0 | 0 | 0 | 0 | 0 | 0 | 0 | 0 | 0 | 0 | 0 | 0 | 0
F7_Industrial_Stone, Clay, and Glass_New_Space Heating_Natural Gas_Furnace_A_Achievable Technical Potential | F7 | Industrial | Stone, Clay, and Glass | New | Space Heating | Natural Gas | Furnace | A | Cumulative Energy Savings (MWh or mTherms) | Achievable Technical Potential | 0 | 0 | 6.0078e-05 | 0.0038893 | 0.0096189 | 0.018182 | 0.024628 | 0.033458 | 0.04324 | 0.055202 | 0.064681 | 0.076108 | 0.087799 | 0.10174 | 0.11142 | 0.12338 | 0.13549 | 0.14974 | 0.15916 | 0.17252 | 0.18547 | 0.1996 | 0
F8_Industrial_Stone, Clay, and Glass_New_Space Heating_Natural Gas_Furnace_A_Achievable Technical Potential | F8 | Industrial | Stone, Clay, and Glass | New | Space Heating | Natural Gas | Furnace | A | Cumulative Summer Peak Savings (MW) | Achievable Technical Potential | 0 | 0 | 0 | 0 | 0 | 0 | 0 | 0 | 0 | 0 | 0 | 0 | 0 | 0 | 0 | 0 | 0 | 0 | 0 | 0 | 0 | 0 | 0
F9_Industrial_Stone, Clay, and Glass_New_Space Heating_Natural Gas_Furnace_A_Achievable Technical Potential | F9 | Industrial | Stone, Clay, and Glass | New | Space Heating | Natural Gas | Furnace | A | Cumulative Winter Peak Savings (MW) | Achievable Technical Potential | 0 | 0 | 0 | 0 | 0 | 0 | 0 | 0 | 0 | 0 | 0 | 0 | 0 | 0 | 0 | 0 | 0 | 0 | 0 | 0 | 0 | 0 | 0
F10_Industrial_Stone, Clay, and Glass_New_Space Heating_Natural Gas_Furnace_A_Achievable Technical Potential | F10 | Industrial | Stone, Clay, and Glass | New | Space Heating | Natural Gas | Furnace | A | Purchases (Incremental) | Achievable Technical Potential | 0 | 0 | 4.162e-05 | 0.0026527 | 0.0039693 | 0.0059319 | 0.0044656 | 0.006117 | 0.006777 | 0.0082864 | 0.0065668 | 0.0079164 | 0.0080984 | 0.0096608 | 0.0067015 | 0.0082853 | 0.0083915 | 0.0098735 | 0.0065222 | 0.0092558 | 0.0089724 | 0.0097905 | 0
F11_Industrial_Stone, Clay, and Glass_New_Space Heating_Natural Gas_Furnace_A_Achievable Technical Potential | F11 | Industrial | Stone, Clay, and Glass | New | Space Heating | Natural Gas | Furnace | A | Purchases (Cumulative) | Achievable Technical Potential | 0 | 0 | 4.162e-05 | 0.0026943 | 0.0066636 | 0.012596 | 0.017061 | 0.023178 | 0.029955 | 0.038241 | 0.044808 | 0.052725 | 0.060823 | 0.070484 | 0.077185 | 0.085471 | 0.093862 | 0.10374 | 0.11026 | 0.11951 | 0.12849 | 0.13828 | 0
F1_Industrial_Stone, Clay, and Glass_New_Space Heating_Natural Gas_Boiler_A_Achievable Technical Potential | F1 | Industrial | Stone, Clay, and Glass | New | Space Heating | Natural Gas | Boiler | A | Integrated Unit Energy Savings (kWh or therms) | Achievable Technical Potential | 0 | 15225.431 | 15225.431 | 15225.431 | 15225.431 | 15225.431 | 15225.431 | 15225.431 | 15225.431 | 15225.431 | 15225.431 | 15225.431 | 15225.431 | 15225.431 | 15225.431 | 15225.431 | 15225.431 | 15225.431 | 15225.431 | 15225.431 | 15225.431 | 15225.431 | 0
F2_Industrial_Stone, Clay, and Glass_New_Space Heating_Natural Gas_Boiler_A_Achievable Technical Potential | F2 | Industrial | Stone, Clay, and Glass | New | Space Heating | Natural Gas | Boiler | A | Integrated Unit Summer Peak Savings (kW) | Achievable Technical Potential | 0 | 0 | 0 | 0 | 0 | 0 | 0 | 0 | 0 | 0 | 0 | 0 | 0 | 0 | 0 | 0 | 0 | 0 | 0 | 0 | 0 | 0 | 0
F3_Industrial_Stone, Clay, and Glass_New_Space Heating_Natural Gas_Boiler_A_Achievable Technical Potential | F3 | Industrial | Stone, Clay, and Glass | New | Space Heating | Natural Gas | Boiler | A | Integrated Unit Winter Peak Savings (kW) | Achievable Technical Potential | 0 | 0 | 0 | 0 | 0 | 0 | 0 | 0 | 0 | 0 | 0 | 0 | 0 | 0 | 0 | 0 | 0 | 0 | 0 | 0 | 0 | 0 | 0
F4_Industrial_Stone, Clay, and Glass_New_Space Heating_Natural Gas_Boiler_A_Achievable Technical Potential | F4 | Industrial | Stone, Clay, and Glass | New | Space Heating | Natural Gas | Boiler | A | Incremental Energy Savings (MWh or mTherms) | Achievable Technical Potential | 0 | 0 | 0.0020101 | 0.093952 | 0.1136 | 0.14165 | 0.091017 | 0.10897 | 0.10905 | 0.12332 | 0.092025 | 0.10587 | 0.10446 | 0.12118 | 0.082245 | 0.099958 | 0.099882 | 0.11628 | 0.076804 | 0.094641 | 0.092063 | 0.091791 | 0
F5_Industrial_Stone, Clay, and Glass_New_Space Heating_Natural Gas_Boiler_A_Achievable Technical Potential | F5 | Industrial | Stone, Clay, and Glass | New | Space Heating | Natural Gas | Boiler | A | Incremental Summer Peak Savings (MW) | Achievable Technical Potential | 0 | 0 | 0 | 0 | 0 | 0 | 0 | 0 | 0 | 0 | 0 | 0 | 0 | 0 | 0 | 0 | 0 | 0 | 0 | 0 | 0 | 0 | 0
F6_Industrial_Stone, Clay, and Glass_New_Space Heating_Natural Gas_Boiler_A_Achievable Technical Potential | F6 | Industrial | Stone, Clay, and Glass | New | Space Heating | Natural Gas | Boiler | A | Incremental Winter Peak Savings (MW) | Achievable Technical Potential | 0 | 0 | 0 | 0 | 0 | 0 | 0 | 0 | 0 | 0 | 0 | 0 | 0 | 0 | 0 | 0 | 0 | 0 | 0 | 0 | 0 | 0 | 0
F7_Industrial_Stone, Clay, and Glass_New_Space Heating_Natural Gas_Boiler_A_Achievable Technical Potential | F7 | Industrial | Stone, Clay, and Glass | New | Space Heating | Natural Gas | Boiler | A | Cumulative Energy Savings (MWh or mTherms) | Achievable Technical Potential | 0 | 0 | 0.00082165 | 0.039226 | 0.085662 | 0.14356 | 0.18077 | 0.22531 | 0.26989 | 0.3203 | 0.35791 | 0.40119 | 0.44389 | 0.49342 | 0.52704 | 0.5679 | 0.60873 | 0.65626 | 0.68765 | 0.72634 | 0.76397 | 0.80149 | 0
F8_Industrial_Stone, Clay, and Glass_New_Space Heating_Natural Gas_Boiler_A_Achievable Technical Potential | F8 | Industrial | Stone, Clay, and Glass | New | Space Heating | Natural Gas | Boiler | A | Cumulative Summer Peak Savings (MW) | Achievable Technical Potential | 0 | 0 | 0 | 0 | 0 | 0 | 0 | 0 | 0 | 0 | 0 | 0 | 0 | 0 | 0 | 0 | 0 | 0 | 0 | 0 | 0 | 0 | 0
F9_Industrial_Stone, Clay, and Glass_New_Space Heating_Natural Gas_Boiler_A_Achievable Technical Potential | F9 | Industrial | Stone, Clay, and Glass | New | Space Heating | Natural Gas | Boiler | A | Cumulative Winter Peak Savings (MW) | Achievable Technical Potential | 0 | 0 | 0 | 0 | 0 | 0 | 0 | 0 | 0 | 0 | 0 | 0 | 0 | 0 | 0 | 0 | 0 | 0 | 0 | 0 | 0 | 0 | 0
F10_Industrial_Stone, Clay, and Glass_New_Space Heating_Natural Gas_Boiler_A_Achievable Technical Potential | F10 | Industrial | Stone, Clay, and Glass | New | Space Heating | Natural Gas | Boiler | A | Purchases (Incremental) | Achievable Technical Potential | 0 | 0 | 0.00013202 | 0.0061707 | 0.0074613 | 0.0093038 | 0.005978 | 0.0071572 | 0.0071625 | 0.0080996 | 0.0060442 | 0.0069533 | 0.0068611 | 0.0079591 | 0.0054018 | 0.0065652 | 0.0065602 | 0.007637 | 0.0050445 | 0.006216 | 0.0060467 | 0.0060288 | 0
F11_Industrial_Stone, Clay, and Glass_New_Space Heating_Natural Gas_Boiler_A_Achievable Technical Potential | F11 | Industrial | Stone, Clay, and Glass | New | Space Heating | Natural Gas | Boiler | A | Purchases (Cumulative) | Achievable Technical Potential | 0 | 0 | 0.00013202 | 0.0063027 | 0.013764 | 0.023068 | 0.029046 | 0.036203 | 0.043365 | 0.051465 | 0.057509 | 0.064462 | 0.071324 | 0.079283 | 0.084684 | 0.09125 | 0.09781 | 0.10545 | 0.11049 | 0.11671 | 0.12275 | 0.12878 | 0
F1_Industrial_Stone, Clay, and Glass_New_Space Heating_Natural Gas_Unit Heater_A_Achievable Technical Potential | F1 | Industrial | Stone, Clay, and Glass | New | Space Heating | Natural Gas | Unit Heater | A | Integrated Unit Energy Savings (kWh or therms) | Achievable Technical Potential | 0 | 43660.7244 | 43660.7244 | 43660.7244 | 43660.7244 | 43660.7244 | 43660.7244 | 43660.7244 | 43660.7244 | 43660.7244 | 43660.7244 | 43660.7244 | 43660.7244 | 43660.7244 | 43660.7244 | 43660.7244 | 43660.7244 | 43660.7244 | 43660.7244 | 43660.7244 | 43660.7244 | 43660.7244 | 0
F2_Industrial_Stone, Clay, and Glass_New_Space Heating_Natural Gas_Unit Heater_A_Achievable Technical Potential | F2 | Industrial | Stone, Clay, and Glass | New | Space Heating | Natural Gas | Unit Heater | A | Integrated Unit Summer Peak Savings (kW) | Achievable Technical Potential | 0 | 0 | 0 | 0 | 0 | 0 | 0 | 0 | 0 | 0 | 0 | 0 | 0 | 0 | 0 | 0 | 0 | 0 | 0 | 0 | 0 | 0 | 0
F3_Industrial_Stone, Clay, and Glass_New_Space Heating_Natural Gas_Unit Heater_A_Achievable Technical Potential | F3 | Industrial | Stone, Clay, and Glass | New | Space Heating | Natural Gas | Unit Heater | A | Integrated Unit Winter Peak Savings (kW) | Achievable Technical Potential | 0 | 0 | 0 | 0 | 0 | 0 | 0 | 0 | 0 | 0 | 0 | 0 | 0 | 0 | 0 | 0 | 0 | 0 | 0 | 0 | 0 | 0 | 0
F4_Industrial_Stone, Clay, and Glass_New_Space Heating_Natural Gas_Unit Heater_A_Achievable Technical Potential | F4 | Industrial | Stone, Clay, and Glass | New | Space Heating | Natural Gas | Unit Heater | A | Incremental Energy Savings (MWh or mTherms) | Achievable Technical Potential | 0 | 0 | 0.00091044 | 0.058028 | 0.086829 | 0.12976 | 0.097685 | 0.13381 | 0.14825 | 0.18127 | 0.14365 | 0.17317 | 0.24043 | 0.26495 | 0.24118 | 0.30971 | 0.34624 | 0.47397 | 0.30175 | 0.41104 | 0.40496 | 0.40023 | 0
F5_Industrial_Stone, Clay, and Glass_New_Space Heating_Natural Gas_Unit Heater_A_Achievable Technical Potential | F5 | Industrial | Stone, Clay, and Glass | New | Space Heating | Natural Gas | Unit Heater | A | Incremental Summer Peak Savings (MW) | Achievable Technical Potential | 0 | 0 | 0 | 0 | 0 | 0 | 0 | 0 | 0 | 0 | 0 | 0 | 0 | 0 | 0 | 0 | 0 | 0 | 0 | 0 | 0 | 0 | 0
F6_Industrial_Stone, Clay, and Glass_New_Space Heating_Natural Gas_Unit Heater_A_Achievable Technical Potential | F6 | Industrial | Stone, Clay, and Glass | New | Space Heating | Natural Gas | Unit Heater | A | Incremental Winter Peak Savings (MW) | Achievable Technical Potential | 0 | 0 | 0 | 0 | 0 | 0 | 0 | 0 | 0 | 0 | 0 | 0 | 0 | 0 | 0 | 0 | 0 | 0 | 0 | 0 | 0 | 0 | 0
F7_Industrial_Stone, Clay, and Glass_New_Space Heating_Natural Gas_Unit Heater_A_Achievable Technical Potential | F7 | Industrial | Stone, Clay, and Glass | New | Space Heating | Natural Gas | Unit Heater | A | Cumulative Energy Savings (MWh or mTherms) | Achievable Technical Potential | 0 | 0 | 0.00091044 | 0.058939 | 0.14577 | 0.27553 | 0.37322 | 0.50703 | 0.65528 | 0.83654 | 0.98019 | 1.1534 | 1.3938 | 1.6587 | 1.899 | 2.1507 | 2.4101 | 2.7543 | 2.9584 | 3.2356 | 3.4923 | 3.7113 | 0
F8_Industrial_Stone, Clay, and Glass_New_Space Heating_Natural Gas_Unit Heater_A_Achievable Technical Potential | F8 | Industrial | Stone, Clay, and Glass | New | Space Heating | Natural Gas | Unit Heater | A | Cumulative Summer Peak Savings (MW) | Achievable Technical Potential | 0 | 0 | 0 | 0 | 0 | 0 | 0 | 0 | 0 | 0 | 0 | 0 | 0 | 0 | 0 | 0 | 0 | 0 | 0 | 0 | 0 | 0 | 0
F9_Industrial_Stone, Clay, and Glass_New_Space Heating_Natural Gas_Unit Heater_A_Achievable Technical Potential | F9 | Industrial | Stone, Clay, and Glass | New | Space Heating | Natural Gas | Unit Heater | A | Cumulative Winter Peak Savings (MW) | Achievable Technical Potential | 0 | 0 | 0 | 0 | 0 | 0 | 0 | 0 | 0 | 0 | 0 | 0 | 0 | 0 | 0 | 0 | 0 | 0 | 0 | 0 | 0 | 0 | 0
F10_Industrial_Stone, Clay, and Glass_New_Space Heating_Natural Gas_Unit Heater_A_Achievable Technical Potential | F10 | Industrial | Stone, Clay, and Glass | New | Space Heating | Natural Gas | Unit Heater | A | Purchases (Incremental) | Achievable Technical Potential | 0 | 0 | 2.0853e-05 | 0.0013291 | 0.0019887 | 0.0029721 | 0.0022374 | 0.0030648 | 0.0033955 | 0.0041517 | 0.0032902 | 0.0039663 | 0.0055068 | 0.0060683 | 0.005524 | 0.0070936 | 0.0079302 | 0.010856 | 0.0069112 | 0.0094145 | 0.0092752 | 0.0091667 | 0
F11_Industrial_Stone, Clay, and Glass_New_Space Heating_Natural Gas_Unit Heater_A_Achievable Technical Potential | F11 | Industrial | Stone, Clay, and Glass | New | Space Heating | Natural Gas | Unit Heater | A | Purchases (Cumulative) | Achievable Technical Potential | 0 | 0 | 2.0853e-05 | 0.0013499 | 0.0033387 | 0.0063107 | 0.0085481 | 0.011613 | 0.015008 | 0.01916 | 0.02245 | 0.026417 | 0.031923 | 0.037992 | 0.043495 | 0.049259 | 0.055201 | 0.063085 | 0.067758 | 0.074108 | 0.079988 | 0.085003 | 0
F1_Industrial_Petroleum_Existing_Space Heating_Natural Gas_Furnace_A_Achievable Technical Potential | F1 | Industrial | Petroleum | Existing | Space Heating | Natural Gas | Furnace | A | Integrated Unit Energy Savings (kWh or therms) | Achievable Technical Potential | 0 | 1443.5459 | 1443.5459 | 1443.5459 | 1443.5459 | 1443.5459 | 1443.5459 | 1443.5459 | 1443.5459 | 1443.5459 | 1443.5459 | 1443.5459 | 1443.5459 | 1443.5459 | 1443.5459 | 1443.5459 | 1443.5459 | 1443.5459 | 1443.5459 | 1443.5459 | 1443.5459 | 1443.5459 | 0
F2_Industrial_Petroleum_Existing_Space Heating_Natural Gas_Furnace_A_Achievable Technical Potential | F2 | Industrial | Petroleum | Existing | Space Heating | Natural Gas | Furnace | A | Integrated Unit Summer Peak Savings (kW) | Achievable Technical Potential | 0 | 0 | 0 | 0 | 0 | 0 | 0 | 0 | 0 | 0 | 0 | 0 | 0 | 0 | 0 | 0 | 0 | 0 | 0 | 0 | 0 | 0 | 0
F3_Industrial_Petroleum_Existing_Space Heating_Natural Gas_Furnace_A_Achievable Technical Potential | F3 | Industrial | Petroleum | Existing | Space Heating | Natural Gas | Furnace | A | Integrated Unit Winter Peak Savings (kW) | Achievable Technical Potential | 0 | 0 | 0 | 0 | 0 | 0 | 0 | 0 | 0 | 0 | 0 | 0 | 0 | 0 | 0 | 0 | 0 | 0 | 0 | 0 | 0 | 0 | 0
F4_Industrial_Petroleum_Existing_Space Heating_Natural Gas_Furnace_A_Achievable Technical Potential | F4 | Industrial | Petroleum | Existing | Space Heating | Natural Gas | Furnace | A | Incremental Energy Savings (MWh or mTherms) | Achievable Technical Potential | 0 | 0 | 0.00014778 | 0.00030743 | 0.00047674 | 0.00065373 | 0.00083664 | 0.0010069 | 0.0011483 | 0.0012649 | 0.0013603 | 0.0014377 | 0.0013787 | 0.0013113 | 0.0012397 | 0.0011664 | 0.0010936 | 0.0010223 | 0.00094567 | 0.00094702 | 0.00095043 | 0.00095539 | 0
F5_Industrial_Petroleum_Existing_Space Heating_Natural Gas_Furnace_A_Achievable Technical Potential | F5 | Industrial | Petroleum | Existing | Space Heating | Natural Gas | Furnace | A | Incremental Summer Peak Savings (MW) | Achievable Technical Potential | 0 | 0 | 0 | 0 | 0 | 0 | 0 | 0 | 0 | 0 | 0 | 0 | 0 | 0 | 0 | 0 | 0 | 0 | 0 | 0 | 0 | 0 | 0
F6_Industrial_Petroleum_Existing_Space Heating_Natural Gas_Furnace_A_Achievable Technical Potential | F6 | Industrial | Petroleum | Existing | Space Heating | Natural Gas | Furnace | A | Incremental Winter Peak Savings (MW) | Achievable Technical Potential | 0 | 0 | 0 | 0 | 0 | 0 | 0 | 0 | 0 | 0 | 0 | 0 | 0 | 0 | 0 | 0 | 0 | 0 | 0 | 0 | 0 | 0 | 0
F7_Industrial_Petroleum_Existing_Space Heating_Natural Gas_Furnace_A_Achievable Technical Potential | F7 | Industrial | Petroleum | Existing | Space Heating | Natural Gas | Furnace | A | Cumulative Energy Savings (MWh or mTherms) | Achievable Technical Potential | 0 | 0 | 0.00014778 | 0.00045521 | 0.00093195 | 0.0015857 | 0.0024223 | 0.0034292 | 0.0045774 | 0.0058423 | 0.0072026 | 0.0086403 | 0.010019 | 0.01133 | 0.01257 | 0.013736 | 0.01483 | 0.015852 | 0.016798 | 0.017745 | 0.018695 | 0.019651 | 0
F8_Industrial_Petroleum_Existing_Space Heating_Natural Gas_Furnace_A_Achievable Technical Potential | F8 | Industrial | Petroleum | Existing | Space Heating | Natural Gas | Furnace | A | Cumulative Summer Peak Savings (MW) | Achievable Technical Potential | 0 | 0 | 0 | 0 | 0 | 0 | 0 | 0 | 0 | 0 | 0 | 0 | 0 | 0 | 0 | 0 | 0 | 0 | 0 | 0 | 0 | 0 | 0
F9_Industrial_Petroleum_Existing_Space Heating_Natural Gas_Furnace_A_Achievable Technical Potential | F9 | Industrial | Petroleum | Existing | Space Heating | Natural Gas | Furnace | A | Cumulative Winter Peak Savings (MW) | Achievable Technical Potential | 0 | 0 | 0 | 0 | 0 | 0 | 0 | 0 | 0 | 0 | 0 | 0 | 0 | 0 | 0 | 0 | 0 | 0 | 0 | 0 | 0 | 0 | 0
F10_Industrial_Petroleum_Existing_Space Heating_Natural Gas_Furnace_A_Achievable Technical Potential | F10 | Industrial | Petroleum | Existing | Space Heating | Natural Gas | Furnace | A | Purchases (Incremental) | Achievable Technical Potential | 0 | 0 | 0.00010237 | 0.00021297 | 0.00033026 | 0.00045286 | 0.00057957 | 0.00069749 | 0.00079545 | 0.00087624 | 0.00094234 | 0.00099595 | 0.00095505 | 0.00090842 | 0.00085878 | 0.00080804 | 0.00075755 | 0.0007082 | 0.0006551 | 0.00065604 | 0.0006584 | 0.00066184 | 0
F11_Industrial_Petroleum_Existing_Space Heating_Natural Gas_Furnace_A_Achievable Technical Potential | F11 | Industrial | Petroleum | Existing | Space Heating | Natural Gas | Furnace | A | Purchases (Cumulative) | Achievable Technical Potential | 0 | 0 | 0.00010237 | 0.00031534 | 0.0006456 | 0.0010985 | 0.001678 | 0.0023755 | 0.003171 | 0.0040472 | 0.0049895 | 0.0059855 | 0.0069405 | 0.007849 | 0.0087077 | 0.0095158 | 0.010273 | 0.010982 | 0.011637 | 0.012293 | 0.012951 | 0.013613 | 0
F1_Industrial_Petroleum_Existing_Space Heating_Natural Gas_Boiler_A_Achievable Technical Potential | F1 | Industrial | Petroleum | Existing | Space Heating | Natural Gas | Boiler | A | Integrated Unit Energy Savings (kWh or therms) | Achievable Technical Potential | 0 | 15226.9124 | 15226.9124 | 15226.9124 | 15226.9124 | 15226.9124 | 15226.9124 | 15226.9124 | 15226.9124 | 15226.9124 | 15226.9124 | 15226.9124 | 15226.9124 | 15226.9124 | 15226.9124 | 15226.9124 | 15226.9124 | 15226.9124 | 15226.9124 | 15226.9124 | 15226.9124 | 15226.9124 | 0
F2_Industrial_Petroleum_Existing_Space Heating_Natural Gas_Boiler_A_Achievable Technical Potential | F2 | Industrial | Petroleum | Existing | Space Heating | Natural Gas | Boiler | A | Integrated Unit Summer Peak Savings (kW) | Achievable Technical Potential | 0 | 0 | 0 | 0 | 0 | 0 | 0 | 0 | 0 | 0 | 0 | 0 | 0 | 0 | 0 | 0 | 0 | 0 | 0 | 0 | 0 | 0 | 0
F3_Industrial_Petroleum_Existing_Space Heating_Natural Gas_Boiler_A_Achievable Technical Potential | F3 | Industrial | Petroleum | Existing | Space Heating | Natural Gas | Boiler | A | Integrated Unit Winter Peak Savings (kW) | Achievable Technical Potential | 0 | 0 | 0 | 0 | 0 | 0 | 0 | 0 | 0 | 0 | 0 | 0 | 0 | 0 | 0 | 0 | 0 | 0 | 0 | 0 | 0 | 0 | 0
F4_Industrial_Petroleum_Existing_Space Heating_Natural Gas_Boiler_A_Achievable Technical Potential | F4 | Industrial | Petroleum | Existing | Space Heating | Natural Gas | Boiler | A | Incremental Energy Savings (MWh or mTherms) | Achievable Technical Potential | 0 | 0 | 0.0054245 | 0.0078829 | 0.0094596 | 0.010411 | 0.010982 | 0.011192 | 0.011202 | 0.011117 | 0.01099 | 0.010843 | 0.010691 | 0.010538 | 0.010384 | 0.010231 | 0.010077 | 0.0099229 | 0.0097697 | 0.0096172 | 0.0094657 | 0.0093152 | 0
F5_Industrial_Petroleum_Existing_Space Heating_Natural Gas_Boiler_A_Achievable Technical Potential | F5 | Industrial | Petroleum | Existing | Space Heating | Natural Gas | Boiler | A | Incremental Summer Peak Savings (MW) | Achievable Technical Potential | 0 | 0 | 0 | 0 | 0 | 0 | 0 | 0 | 0 | 0 | 0 | 0 | 0 | 0 | 0 | 0 | 0 | 0 | 0 | 0 | 0 | 0 | 0
F6_Industrial_Petroleum_Existing_Space Heating_Natural Gas_Boiler_A_Achievable Technical Potential | F6 | Industrial | Petroleum | Existing | Space Heating | Natural Gas | Boiler | A | Incremental Winter Peak Savings (MW) | Achievable Technical Potential | 0 | 0 | 0 | 0 | 0 | 0 | 0 | 0 | 0 | 0 | 0 | 0 | 0 | 0 | 0 | 0 | 0 | 0 | 0 | 0 | 0 | 0 | 0
F7_Industrial_Petroleum_Existing_Space Heating_Natural Gas_Boiler_A_Achievable Technical Potential | F7 | Industrial | Petroleum | Existing | Space Heating | Natural Gas | Boiler | A | Cumulative Energy Savings (MWh or mTherms) | Achievable Technical Potential | 0 | 0 | 0.0022185 | 0.0054423 | 0.009311 | 0.013569 | 0.01806 | 0.022637 | 0.027218 | 0.031765 | 0.036259 | 0.040694 | 0.045066 | 0.049376 | 0.053623 | 0.057807 | 0.061928 | 0.065986 | 0.069981 | 0.073914 | 0.077786 | 0.081595 | 0
F8_Industrial_Petroleum_Existing_Space Heating_Natural Gas_Boiler_A_Achievable Technical Potential | F8 | Industrial | Petroleum | Existing | Space Heating | Natural Gas | Boiler | A | Cumulative Summer Peak Savings (MW) | Achievable Technical Potential | 0 | 0 | 0 | 0 | 0 | 0 | 0 | 0 | 0 | 0 | 0 | 0 | 0 | 0 | 0 | 0 | 0 | 0 | 0 | 0 | 0 | 0 | 0
F9_Industrial_Petroleum_Existing_Space Heating_Natural Gas_Boiler_A_Achievable Technical Potential | F9 | Industrial | Petroleum | Existing | Space Heating | Natural Gas | Boiler | A | Cumulative Winter Peak Savings (MW) | Achievable Technical Potential | 0 | 0 | 0 | 0 | 0 | 0 | 0 | 0 | 0 | 0 | 0 | 0 | 0 | 0 | 0 | 0 | 0 | 0 | 0 | 0 | 0 | 0 | 0
F10_Industrial_Petroleum_Existing_Space Heating_Natural Gas_Boiler_A_Achievable Technical Potential | F10 | Industrial | Petroleum | Existing | Space Heating | Natural Gas | Boiler | A | Purchases (Incremental) | Achievable Technical Potential | 0 | 0 | 0.00035625 | 0.00051769 | 0.00062124 | 0.00068374 | 0.00072122 | 0.00073498 | 0.00073567 | 0.00073007 | 0.00072176 | 0.00071208 | 0.00070211 | 0.00069207 | 0.00068198 | 0.00067187 | 0.00066176 | 0.00065167 | 0.00064161 | 0.00063159 | 0.00062164 | 0.00061176 | 0
F11_Industrial_Petroleum_Existing_Space Heating_Natural Gas_Boiler_A_Achievable Technical Potential | F11 | Industrial | Petroleum | Existing | Space Heating | Natural Gas | Boiler | A | Purchases (Cumulative) | Achievable Technical Potential | 0 | 0 | 0.00035625 | 0.00087394 | 0.0014952 | 0.0021789 | 0.0029001 | 0.0036351 | 0.0043708 | 0.0051009 | 0.0058226 | 0.0065347 | 0.0072368 | 0.0079289 | 0.0086109 | 0.0092827 | 0.0099445 | 0.010596 | 0.011238 | 0.011869 | 0.012491 | 0.013103 | 0
F1_Industrial_Petroleum_Existing_Space Heating_Natural Gas_Unit Heater_A_Achievable Technical Potential | F1 | Industrial | Petroleum | Existing | Space Heating | Natural Gas | Unit Heater | A | Integrated Unit Energy Savings (kWh or therms) | Achievable Technical Potential | 0 | 0 | 0 | 0 | 0 | 0 | 0 | 0 | 0 | 0 | 0 | 0 | 0 | 0 | 0 | 0 | 0 | 0 | 0 | 0 | 0 | 0 | 0
F2_Industrial_Petroleum_Existing_Space Heating_Natural Gas_Unit Heater_A_Achievable Technical Potential | F2 | Industrial | Petroleum | Existing | Space Heating | Natural Gas | Unit Heater | A | Integrated Unit Summer Peak Savings (kW) | Achievable Technical Potential | 0 | 0 | 0 | 0 | 0 | 0 | 0 | 0 | 0 | 0 | 0 | 0 | 0 | 0 | 0 | 0 | 0 | 0 | 0 | 0 | 0 | 0 | 0
F3_Industrial_Petroleum_Existing_Space Heating_Natural Gas_Unit Heater_A_Achievable Technical Potential | F3 | Industrial | Petroleum | Existing | Space Heating | Natural Gas | Unit Heater | A | Integrated Unit Winter Peak Savings (kW) | Achievable Technical Potential | 0 | 0 | 0 | 0 | 0 | 0 | 0 | 0 | 0 | 0 | 0 | 0 | 0 | 0 | 0 | 0 | 0 | 0 | 0 | 0 | 0 | 0 | 0
F4_Industrial_Petroleum_Existing_Space Heating_Natural Gas_Unit Heater_A_Achievable Technical Potential | F4 | Industrial | Petroleum | Existing | Space Heating | Natural Gas | Unit Heater | A | Incremental Energy Savings (MWh or mTherms) | Achievable Technical Potential | 0 | 0 | 0 | 0 | 0 | 0 | 0 | 0 | 0 | 0 | 0 | 0 | 0 | 0 | 0 | 0 | 0 | 0 | 0 | 0 | 0 | 0 | 0
F5_Industrial_Petroleum_Existing_Space Heating_Natural Gas_Unit Heater_A_Achievable Technical Potential | F5 | Industrial | Petroleum | Existing | Space Heating | Natural Gas | Unit Heater | A | Incremental Summer Peak Savings (MW) | Achievable Technical Potential | 0 | 0 | 0 | 0 | 0 | 0 | 0 | 0 | 0 | 0 | 0 | 0 | 0 | 0 | 0 | 0 | 0 | 0 | 0 | 0 | 0 | 0 | 0
F6_Industrial_Petroleum_Existing_Space Heating_Natural Gas_Unit Heater_A_Achievable Technical Potential | F6 | Industrial | Petroleum | Existing | Space Heating | Natural Gas | Unit Heater | A | Incremental Winter Peak Savings (MW) | Achievable Technical Potential | 0 | 0 | 0 | 0 | 0 | 0 | 0 | 0 | 0 | 0 | 0 | 0 | 0 | 0 | 0 | 0 | 0 | 0 | 0 | 0 | 0 | 0 | 0
F7_Industrial_Petroleum_Existing_Space Heating_Natural Gas_Unit Heater_A_Achievable Technical Potential | F7 | Industrial | Petroleum | Existing | Space Heating | Natural Gas | Unit Heater | A | Cumulative Energy Savings (MWh or mTherms) | Achievable Technical Potential | 0 | 0 | 0 | 0 | 0 | 0 | 0 | 0 | 0 | 0 | 0 | 0 | 0 | 0 | 0 | 0 | 0 | 0 | 0 | 0 | 0 | 0 | 0
F8_Industrial_Petroleum_Existing_Space Heating_Natural Gas_Unit Heater_A_Achievable Technical Potential | F8 | Industrial | Petroleum | Existing | Space Heating | Natural Gas | Unit Heater | A | Cumulative Summer Peak Savings (MW) | Achievable Technical Potential | 0 | 0 | 0 | 0 | 0 | 0 | 0 | 0 | 0 | 0 | 0 | 0 | 0 | 0 | 0 | 0 | 0 | 0 | 0 | 0 | 0 | 0 | 0
F9_Industrial_Petroleum_Existing_Space Heating_Natural Gas_Unit Heater_A_Achievable Technical Potential | F9 | Industrial | Petroleum | Existing | Space Heating | Natural Gas | Unit Heater | A | Cumulative Winter Peak Savings (MW) | Achievable Technical Potential | 0 | 0 | 0 | 0 | 0 | 0 | 0 | 0 | 0 | 0 | 0 | 0 | 0 | 0 | 0 | 0 | 0 | 0 | 0 | 0 | 0 | 0 | 0
F10_Industrial_Petroleum_Existing_Space Heating_Natural Gas_Unit Heater_A_Achievable Technical Potential | F10 | Industrial | Petroleum | Existing | Space Heating | Natural Gas | Unit Heater | A | Purchases (Incremental) | Achievable Technical Potential | 0 | 0 | 0 | 0 | 0 | 0 | 0 | 0 | 0 | 0 | 0 | 0 | 0 | 0 | 0 | 0 | 0 | 0 | 0 | 0 | 0 | 0 | 0
F11_Industrial_Petroleum_Existing_Space Heating_Natural Gas_Unit Heater_A_Achievable Technical Potential | F11 | Industrial | Petroleum | Existing | Space Heating | Natural Gas | Unit Heater | A | Purchases (Cumulative) | Achievable Technical Potential | 0 | 0 | 0 | 0 | 0 | 0 | 0 | 0 | 0 | 0 | 0 | 0 | 0 | 0 | 0 | 0 | 0 | 0 | 0 | 0 | 0 | 0 | 0
F1_Industrial_Petroleum_New_Space Heating_Natural Gas_Furnace_A_Achievable Technical Potential | F1 | Industrial | Petroleum | New | Space Heating | Natural Gas | Furnace | A | Integrated Unit Energy Savings (kWh or therms) | Achievable Technical Potential | 0 | 1443.5073 | 1443.5073 | 1443.5073 | 1443.5073 | 1443.5073 | 1443.5073 | 1443.5073 | 1443.5073 | 1443.5073 | 1443.5073 | 1443.5073 | 1443.5073 | 1443.5073 | 1443.5073 | 1443.5073 | 1443.5073 | 1443.5073 | 1443.5073 | 1443.5073 | 1443.5073 | 1443.5073 | 0
F2_Industrial_Petroleum_New_Space Heating_Natural Gas_Furnace_A_Achievable Technical Potential | F2 | Industrial | Petroleum | New | Space Heating | Natural Gas | Furnace | A | Integrated Unit Summer Peak Savings (kW) | Achievable Technical Potential | 0 | 0 | 0 | 0 | 0 | 0 | 0 | 0 | 0 | 0 | 0 | 0 | 0 | 0 | 0 | 0 | 0 | 0 | 0 | 0 | 0 | 0 | 0
F3_Industrial_Petroleum_New_Space Heating_Natural Gas_Furnace_A_Achievable Technical Potential | F3 | Industrial | Petroleum | New | Space Heating | Natural Gas | Furnace | A | Integrated Unit Winter Peak Savings (kW) | Achievable Technical Potential | 0 | 0 | 0 | 0 | 0 | 0 | 0 | 0 | 0 | 0 | 0 | 0 | 0 | 0 | 0 | 0 | 0 | 0 | 0 | 0 | 0 | 0 | 0
F4_Industrial_Petroleum_New_Space Heating_Natural Gas_Furnace_A_Achievable Technical Potential | F4 | Industrial | Petroleum | New | Space Heating | Natural Gas | Furnace | A | Incremental Energy Savings (MWh or mTherms) | Achievable Technical Potential | 0 | 0 | 6.8575e-06 | 0.00043707 | 0.000654 | 0.00097737 | 0.00073577 | 0.0010079 | 0.0011166 | 0.0013653 | 0.001082 | 0.0013043 | 0.0013343 | 0.0015918 | 0.0011042 | 0.0013651 | 0.0013826 | 0.0016268 | 0.0010746 | 0.001525 | 0.0014783 | 0.0016131 | 0
F5_Industrial_Petroleum_New_Space Heating_Natural Gas_Furnace_A_Achievable Technical Potential | F5 | Industrial | Petroleum | New | Space Heating | Natural Gas | Furnace | A | Incremental Summer Peak Savings (MW) | Achievable Technical Potential | 0 | 0 | 0 | 0 | 0 | 0 | 0 | 0 | 0 | 0 | 0 | 0 | 0 | 0 | 0 | 0 | 0 | 0 | 0 | 0 | 0 | 0 | 0
F6_Industrial_Petroleum_New_Space Heating_Natural Gas_Furnace_A_Achievable Technical Potential | F6 | Industrial | Petroleum | New | Space Heating | Natural Gas | Furnace | A | Incremental Winter Peak Savings (MW) | Achievable Technical Potential | 0 | 0 | 0 | 0 | 0 | 0 | 0 | 0 | 0 | 0 | 0 | 0 | 0 | 0 | 0 | 0 | 0 | 0 | 0 | 0 | 0 | 0 | 0
F7_Industrial_Petroleum_New_Space Heating_Natural Gas_Furnace_A_Achievable Technical Potential | F7 | Industrial | Petroleum | New | Space Heating | Natural Gas | Furnace | A | Cumulative Energy Savings (MWh or mTherms) | Achievable Technical Potential | 0 | 0 | 6.8575e-06 | 0.00044393 | 0.0010979 | 0.0020753 | 0.0028111 | 0.0038189 | 0.0049355 | 0.0063008 | 0.0073828 | 0.0086872 | 0.010022 | 0.011613 | 0.012717 | 0.014083 | 0.015465 | 0.017092 | 0.018167 | 0.019692 | 0.02117 | 0.022783 | 0
F8_Industrial_Petroleum_New_Space Heating_Natural Gas_Furnace_A_Achievable Technical Potential | F8 | Industrial | Petroleum | New | Space Heating | Natural Gas | Furnace | A | Cumulative Summer Peak Savings (MW) | Achievable Technical Potential | 0 | 0 | 0 | 0 | 0 | 0 | 0 | 0 | 0 | 0 | 0 | 0 | 0 | 0 | 0 | 0 | 0 | 0 | 0 | 0 | 0 | 0 | 0
F9_Industrial_Petroleum_New_Space Heating_Natural Gas_Furnace_A_Achievable Technical Potential | F9 | Industrial | Petroleum | New | Space Heating | Natural Gas | Furnace | A | Cumulative Winter Peak Savings (MW) | Achievable Technical Potential | 0 | 0 | 0 | 0 | 0 | 0 | 0 | 0 | 0 | 0 | 0 | 0 | 0 | 0 | 0 | 0 | 0 | 0 | 0 | 0 | 0 | 0 | 0
F10_Industrial_Petroleum_New_Space Heating_Natural Gas_Furnace_A_Achievable Technical Potential | F10 | Industrial | Petroleum | New | Space Heating | Natural Gas | Furnace | A | Purchases (Incremental) | Achievable Technical Potential | 0 | 0 | 4.7506e-06 | 0.00030278 | 0.00045306 | 0.00067708 | 0.00050971 | 0.00069821 | 0.00077354 | 0.00094582 | 0.00074955 | 0.00090359 | 0.00092437 | 0.0011027 | 0.00076492 | 0.0009457 | 0.00095782 | 0.001127 | 0.00074446 | 0.0010565 | 0.0010241 | 0.0011175 | 0
F11_Industrial_Petroleum_New_Space Heating_Natural Gas_Furnace_A_Achievable Technical Potential | F11 | Industrial | Petroleum | New | Space Heating | Natural Gas | Furnace | A | Purchases (Cumulative) | Achievable Technical Potential | 0 | 0 | 4.7506e-06 | 0.00030754 | 0.0007606 | 0.0014377 | 0.0019474 | 0.0026456 | 0.0034191 | 0.004365 | 0.0051145 | 0.0060181 | 0.0069425 | 0.0080452 | 0.0088101 | 0.0097558 | 0.010714 | 0.011841 | 0.012585 | 0.013642 | 0.014666 | 0.015783 | 0
F1_Industrial_Petroleum_New_Space Heating_Natural Gas_Boiler_A_Achievable Technical Potential | F1 | Industrial | Petroleum | New | Space Heating | Natural Gas | Boiler | A | Integrated Unit Energy Savings (kWh or therms) | Achievable Technical Potential | 0 | 15225.431 | 15225.431 | 15225.431 | 15225.431 | 15225.431 | 15225.431 | 15225.431 | 15225.431 | 15225.431 | 15225.431 | 15225.431 | 15225.431 | 15225.431 | 15225.431 | 15225.431 | 15225.431 | 15225.431 | 15225.431 | 15225.431 | 15225.431 | 15225.431 | 0
F2_Industrial_Petroleum_New_Space Heating_Natural Gas_Boiler_A_Achievable Technical Potential | F2 | Industrial | Petroleum | New | Space Heating | Natural Gas | Boiler | A | Integrated Unit Summer Peak Savings (kW) | Achievable Technical Potential | 0 | 0 | 0 | 0 | 0 | 0 | 0 | 0 | 0 | 0 | 0 | 0 | 0 | 0 | 0 | 0 | 0 | 0 | 0 | 0 | 0 | 0 | 0
F3_Industrial_Petroleum_New_Space Heating_Natural Gas_Boiler_A_Achievable Technical Potential | F3 | Industrial | Petroleum | New | Space Heating | Natural Gas | Boiler | A | Integrated Unit Winter Peak Savings (kW) | Achievable Technical Potential | 0 | 0 | 0 | 0 | 0 | 0 | 0 | 0 | 0 | 0 | 0 | 0 | 0 | 0 | 0 | 0 | 0 | 0 | 0 | 0 | 0 | 0 | 0
F4_Industrial_Petroleum_New_Space Heating_Natural Gas_Boiler_A_Achievable Technical Potential | F4 | Industrial | Petroleum | New | Space Heating | Natural Gas | Boiler | A | Incremental Energy Savings (MWh or mTherms) | Achievable Technical Potential | 0 | 0 | 0.00022944 | 0.010724 | 0.012967 | 0.016169 | 0.010389 | 0.012438 | 0.012447 | 0.014076 | 0.010504 | 0.012084 | 0.011924 | 0.013832 | 0.0093877 | 0.011409 | 0.011401 | 0.013272 | 0.0087666 | 0.010802 | 0.010508 | 0.010477 | 0
F5_Industrial_Petroleum_New_Space Heating_Natural Gas_Boiler_A_Achievable Technical Potential | F5 | Industrial | Petroleum | New | Space Heating | Natural Gas | Boiler | A | Incremental Summer Peak Savings (MW) | Achievable Technical Potential | 0 | 0 | 0 | 0 | 0 | 0 | 0 | 0 | 0 | 0 | 0 | 0 | 0 | 0 | 0 | 0 | 0 | 0 | 0 | 0 | 0 | 0 | 0
F6_Industrial_Petroleum_New_Space Heating_Natural Gas_Boiler_A_Achievable Technical Potential | F6 | Industrial | Petroleum | New | Space Heating | Natural Gas | Boiler | A | Incremental Winter Peak Savings (MW) | Achievable Technical Potential | 0 | 0 | 0 | 0 | 0 | 0 | 0 | 0 | 0 | 0 | 0 | 0 | 0 | 0 | 0 | 0 | 0 | 0 | 0 | 0 | 0 | 0 | 0
F7_Industrial_Petroleum_New_Space Heating_Natural Gas_Boiler_A_Achievable Technical Potential | F7 | Industrial | Petroleum | New | Space Heating | Natural Gas | Boiler | A | Cumulative Energy Savings (MWh or mTherms) | Achievable Technical Potential | 0 | 0 | 9.3785e-05 | 0.0044773 | 0.0097776 | 0.016387 | 0.020633 | 0.025718 | 0.030806 | 0.036559 | 0.040853 | 0.045792 | 0.050666 | 0.05632 | 0.060158 | 0.064821 | 0.069481 | 0.074907 | 0.07849 | 0.082906 | 0.087201 | 0.091484 | 0
F8_Industrial_Petroleum_New_Space Heating_Natural Gas_Boiler_A_Achievable Technical Potential | F8 | Industrial | Petroleum | New | Space Heating | Natural Gas | Boiler | A | Cumulative Summer Peak Savings (MW) | Achievable Technical Potential | 0 | 0 | 0 | 0 | 0 | 0 | 0 | 0 | 0 | 0 | 0 | 0 | 0 | 0 | 0 | 0 | 0 | 0 | 0 | 0 | 0 | 0 | 0
F9_Industrial_Petroleum_New_Space Heating_Natural Gas_Boiler_A_Achievable Technical Potential | F9 | Industrial | Petroleum | New | Space Heating | Natural Gas | Boiler | A | Cumulative Winter Peak Savings (MW) | Achievable Technical Potential | 0 | 0 | 0 | 0 | 0 | 0 | 0 | 0 | 0 | 0 | 0 | 0 | 0 | 0 | 0 | 0 | 0 | 0 | 0 | 0 | 0 | 0 | 0
F10_Industrial_Petroleum_New_Space Heating_Natural Gas_Boiler_A_Achievable Technical Potential | F10 | Industrial | Petroleum | New | Space Heating | Natural Gas | Boiler | A | Purchases (Incremental) | Achievable Technical Potential | 0 | 0 | 1.5069e-05 | 0.00070434 | 0.00085165 | 0.001062 | 0.00068234 | 0.00081694 | 0.00081754 | 0.00092451 | 0.0006899 | 0.00079367 | 0.00078314 | 0.00090846 | 0.00061658 | 0.00074937 | 0.0007488 | 0.0008717 | 0.00057578 | 0.0007095 | 0.00069018 | 0.00068814 | 0
F11_Industrial_Petroleum_New_Space Heating_Natural Gas_Boiler_A_Achievable Technical Potential | F11 | Industrial | Petroleum | New | Space Heating | Natural Gas | Boiler | A | Purchases (Cumulative) | Achievable Technical Potential | 0 | 0 | 1.5069e-05 | 0.00071941 | 0.0015711 | 0.002633 | 0.0033153 | 0.0041323 | 0.0049498 | 0.0058743 | 0.0065642 | 0.0073579 | 0.008141 | 0.0090495 | 0.0096661 | 0.010415 | 0.011164 | 0.012036 | 0.012612 | 0.013321 | 0.014011 | 0.0147 | 0
F1_Industrial_Petroleum_New_Space Heating_Natural Gas_Unit Heater_A_Achievable Technical Potential | F1 | Industrial | Petroleum | New | Space Heating | Natural Gas | Unit Heater | A | Integrated Unit Energy Savings (kWh or therms) | Achievable Technical Potential | 0 | 0 | 0 | 0 | 0 | 0 | 0 | 0 | 0 | 0 | 0 | 0 | 0 | 0 | 0 | 0 | 0 | 0 | 0 | 0 | 0 | 0 | 0
F2_Industrial_Petroleum_New_Space Heating_Natural Gas_Unit Heater_A_Achievable Technical Potential | F2 | Industrial | Petroleum | New | Space Heating | Natural Gas | Unit Heater | A | Integrated Unit Summer Peak Savings (kW) | Achievable Technical Potential | 0 | 0 | 0 | 0 | 0 | 0 | 0 | 0 | 0 | 0 | 0 | 0 | 0 | 0 | 0 | 0 | 0 | 0 | 0 | 0 | 0 | 0 | 0
F3_Industrial_Petroleum_New_Space Heating_Natural Gas_Unit Heater_A_Achievable Technical Potential | F3 | Industrial | Petroleum | New | Space Heating | Natural Gas | Unit Heater | A | Integrated Unit Winter Peak Savings (kW) | Achievable Technical Potential | 0 | 0 | 0 | 0 | 0 | 0 | 0 | 0 | 0 | 0 | 0 | 0 | 0 | 0 | 0 | 0 | 0 | 0 | 0 | 0 | 0 | 0 | 0
F4_Industrial_Petroleum_New_Space Heating_Natural Gas_Unit Heater_A_Achievable Technical Potential | F4 | Industrial | Petroleum | New | Space Heating | Natural Gas | Unit Heater | A | Incremental Energy Savings (MWh or mTherms) | Achievable Technical Potential | 0 | 0 | 0 | 0 | 0 | 0 | 0 | 0 | 0 | 0 | 0 | 0 | 0 | 0 | 0 | 0 | 0 | 0 | 0 | 0 | 0 | 0 | 0
F5_Industrial_Petroleum_New_Space Heating_Natural Gas_Unit Heater_A_Achievable Technical Potential | F5 | Industrial | Petroleum | New | Space Heating | Natural Gas | Unit Heater | A | Incremental Summer Peak Savings (MW) | Achievable Technical Potential | 0 | 0 | 0 | 0 | 0 | 0 | 0 | 0 | 0 | 0 | 0 | 0 | 0 | 0 | 0 | 0 | 0 | 0 | 0 | 0 | 0 | 0 | 0
F6_Industrial_Petroleum_New_Space Heating_Natural Gas_Unit Heater_A_Achievable Technical Potential | F6 | Industrial | Petroleum | New | Space Heating | Natural Gas | Unit Heater | A | Incremental Winter Peak Savings (MW) | Achievable Technical Potential | 0 | 0 | 0 | 0 | 0 | 0 | 0 | 0 | 0 | 0 | 0 | 0 | 0 | 0 | 0 | 0 | 0 | 0 | 0 | 0 | 0 | 0 | 0
F7_Industrial_Petroleum_New_Space Heating_Natural Gas_Unit Heater_A_Achievable Technical Potential | F7 | Industrial | Petroleum | New | Space Heating | Natural Gas | Unit Heater | A | Cumulative Energy Savings (MWh or mTherms) | Achievable Technical Potential | 0 | 0 | 0 | 0 | 0 | 0 | 0 | 0 | 0 | 0 | 0 | 0 | 0 | 0 | 0 | 0 | 0 | 0 | 0 | 0 | 0 | 0 | 0
F8_Industrial_Petroleum_New_Space Heating_Natural Gas_Unit Heater_A_Achievable Technical Potential | F8 | Industrial | Petroleum | New | Space Heating | Natural Gas | Unit Heater | A | Cumulative Summer Peak Savings (MW) | Achievable Technical Potential | 0 | 0 | 0 | 0 | 0 | 0 | 0 | 0 | 0 | 0 | 0 | 0 | 0 | 0 | 0 | 0 | 0 | 0 | 0 | 0 | 0 | 0 | 0
F9_Industrial_Petroleum_New_Space Heating_Natural Gas_Unit Heater_A_Achievable Technical Potential | F9 | Industrial | Petroleum | New | Space Heating | Natural Gas | Unit Heater | A | Cumulative Winter Peak Savings (MW) | Achievable Technical Potential | 0 | 0 | 0 | 0 | 0 | 0 | 0 | 0 | 0 | 0 | 0 | 0 | 0 | 0 | 0 | 0 | 0 | 0 | 0 | 0 | 0 | 0 | 0
F10_Industrial_Petroleum_New_Space Heating_Natural Gas_Unit Heater_A_Achievable Technical Potential | F10 | Industrial | Petroleum | New | Space Heating | Natural Gas | Unit Heater | A | Purchases (Incremental) | Achievable Technical Potential | 0 | 0 | 0 | 0 | 0 | 0 | 0 | 0 | 0 | 0 | 0 | 0 | 0 | 0 | 0 | 0 | 0 | 0 | 0 | 0 | 0 | 0 | 0
F11_Industrial_Petroleum_New_Space Heating_Natural Gas_Unit Heater_A_Achievable Technical Potential | F11 | Industrial | Petroleum | New | Space Heating | Natural Gas | Unit Heater | A | Purchases (Cumulative) | Achievable Technical Potential | 0 | 0 | 0 | 0 | 0 | 0 | 0 | 0 | 0 | 0 | 0 | 0 | 0 | 0 | 0 | 0 | 0 | 0 | 0 | 0 | 0 | 0 | 0
F1_Industrial_Paper and Printing_Existing_Space Heating_Natural Gas_Furnace_A_Achievable Technical Potential | F1 | Industrial | Paper and Printing | Existing | Space Heating | Natural Gas | Furnace | A | Integrated Unit Energy Savings (kWh or therms) | Achievable Technical Potential | 0 | 1443.5459 | 1443.5459 | 1443.5459 | 1443.5459 | 1443.5459 | 1443.5459 | 1443.5459 | 1443.5459 | 1443.5459 | 1443.5459 | 1443.5459 | 1443.5459 | 1443.5459 | 1443.5459 | 1443.5459 | 1443.5459 | 1443.5459 | 1443.5459 | 1443.5459 | 1443.5459 | 1443.5459 | 0
F2_Industrial_Paper and Printing_Existing_Space Heating_Natural Gas_Furnace_A_Achievable Technical Potential | F2 | Industrial | Paper and Printing | Existing | Space Heating | Natural Gas | Furnace | A | Integrated Unit Summer Peak Savings (kW) | Achievable Technical Potential | 0 | 0 | 0 | 0 | 0 | 0 | 0 | 0 | 0 | 0 | 0 | 0 | 0 | 0 | 0 | 0 | 0 | 0 | 0 | 0 | 0 | 0 | 0
F3_Industrial_Paper and Printing_Existing_Space Heating_Natural Gas_Furnace_A_Achievable Technical Potential | F3 | Industrial | Paper and Printing | Existing | Space Heating | Natural Gas | Furnace | A | Integrated Unit Winter Peak Savings (kW) | Achievable Technical Potential | 0 | 0 | 0 | 0 | 0 | 0 | 0 | 0 | 0 | 0 | 0 | 0 | 0 | 0 | 0 | 0 | 0 | 0 | 0 | 0 | 0 | 0 | 0
F4_Industrial_Paper and Printing_Existing_Space Heating_Natural Gas_Furnace_A_Achievable Technical Potential | F4 | Industrial | Paper and Printing | Existing | Space Heating | Natural Gas | Furnace | A | Incremental Energy Savings (MWh or mTherms) | Achievable Technical Potential | 0 | 0 | 0.00090884 | 0.0018907 | 0.0029319 | 0.0040204 | 0.0051453 | 0.0061921 | 0.0070618 | 0.007779 | 0.0083658 | 0.0088417 | 0.0084787 | 0.0080647 | 0.007624 | 0.0071736 | 0.0067253 | 0.0062872 | 0.0058158 | 0.0058241 | 0.0058451 | 0.0058756 | 0
F5_Industrial_Paper and Printing_Existing_Space Heating_Natural Gas_Furnace_A_Achievable Technical Potential | F5 | Industrial | Paper and Printing | Existing | Space Heating | Natural Gas | Furnace | A | Incremental Summer Peak Savings (MW) | Achievable Technical Potential | 0 | 0 | 0 | 0 | 0 | 0 | 0 | 0 | 0 | 0 | 0 | 0 | 0 | 0 | 0 | 0 | 0 | 0 | 0 | 0 | 0 | 0 | 0
F6_Industrial_Paper and Printing_Existing_Space Heating_Natural Gas_Furnace_A_Achievable Technical Potential | F6 | Industrial | Paper and Printing | Existing | Space Heating | Natural Gas | Furnace | A | Incremental Winter Peak Savings (MW) | Achievable Technical Potential | 0 | 0 | 0 | 0 | 0 | 0 | 0 | 0 | 0 | 0 | 0 | 0 | 0 | 0 | 0 | 0 | 0 | 0 | 0 | 0 | 0 | 0 | 0
F7_Industrial_Paper and Printing_Existing_Space Heating_Natural Gas_Furnace_A_Achievable Technical Potential | F7 | Industrial | Paper and Printing | Existing | Space Heating | Natural Gas | Furnace | A | Cumulative Energy Savings (MWh or mTherms) | Achievable Technical Potential | 0 | 0 | 0.00090884 | 0.0027995 | 0.0057315 | 0.0097518 | 0.014897 | 0.021089 | 0.028151 | 0.03593 | 0.044296 | 0.053137 | 0.061616 | 0.069681 | 0.077305 | 0.084478 | 0.091204 | 0.097491 | 0.10331 | 0.10913 | 0.11498 | 0.12085 | 0
F8_Industrial_Paper and Printing_Existing_Space Heating_Natural Gas_Furnace_A_Achievable Technical Potential | F8 | Industrial | Paper and Printing | Existing | Space Heating | Natural Gas | Furnace | A | Cumulative Summer Peak Savings (MW) | Achievable Technical Potential | 0 | 0 | 0 | 0 | 0 | 0 | 0 | 0 | 0 | 0 | 0 | 0 | 0 | 0 | 0 | 0 | 0 | 0 | 0 | 0 | 0 | 0 | 0
F9_Industrial_Paper and Printing_Existing_Space Heating_Natural Gas_Furnace_A_Achievable Technical Potential | F9 | Industrial | Paper and Printing | Existing | Space Heating | Natural Gas | Furnace | A | Cumulative Winter Peak Savings (MW) | Achievable Technical Potential | 0 | 0 | 0 | 0 | 0 | 0 | 0 | 0 | 0 | 0 | 0 | 0 | 0 | 0 | 0 | 0 | 0 | 0 | 0 | 0 | 0 | 0 | 0
F10_Industrial_Paper and Printing_Existing_Space Heating_Natural Gas_Furnace_A_Achievable Technical Potential | F10 | Industrial | Paper and Printing | Existing | Space Heating | Natural Gas | Furnace | A | Purchases (Incremental) | Achievable Technical Potential | 0 | 0 | 0.00062959 | 0.0013098 | 0.0020311 | 0.0027851 | 0.0035643 | 0.0042895 | 0.004892 | 0.0053888 | 0.0057953 | 0.006125 | 0.0058735 | 0.0055867 | 0.0052814 | 0.0049694 | 0.0046589 | 0.0043554 | 0.0040288 | 0.0040346 | 0.0040491 | 0.0040702 | 0
F11_Industrial_Paper and Printing_Existing_Space Heating_Natural Gas_Furnace_A_Achievable Technical Potential | F11 | Industrial | Paper and Printing | Existing | Space Heating | Natural Gas | Furnace | A | Purchases (Cumulative) | Achievable Technical Potential | 0 | 0 | 0.00062959 | 0.0019393 | 0.0039704 | 0.0067555 | 0.01032 | 0.014609 | 0.019501 | 0.02489 | 0.030685 | 0.03681 | 0.042684 | 0.048271 | 0.053552 | 0.058521 | 0.06318 | 0.067536 | 0.071565 | 0.075599 | 0.079648 | 0.083718 | 0
F1_Industrial_Paper and Printing_Existing_Space Heating_Natural Gas_Boiler_A_Achievable Technical Potential | F1 | Industrial | Paper and Printing | Existing | Space Heating | Natural Gas | Boiler | A | Integrated Unit Energy Savings (kWh or therms) | Achievable Technical Potential | 0 | 15226.9124 | 15226.9124 | 15226.9124 | 15226.9124 | 15226.9124 | 15226.9124 | 15226.9124 | 15226.9124 | 15226.9124 | 15226.9124 | 15226.9124 | 15226.9124 | 15226.9124 | 15226.9124 | 15226.9124 | 15226.9124 | 15226.9124 | 15226.9124 | 15226.9124 | 15226.9124 | 15226.9124 | 0
F2_Industrial_Paper and Printing_Existing_Space Heating_Natural Gas_Boiler_A_Achievable Technical Potential | F2 | Industrial | Paper and Printing | Existing | Space Heating | Natural Gas | Boiler | A | Integrated Unit Summer Peak Savings (kW) | Achievable Technical Potential | 0 | 0 | 0 | 0 | 0 | 0 | 0 | 0 | 0 | 0 | 0 | 0 | 0 | 0 | 0 | 0 | 0 | 0 | 0 | 0 | 0 | 0 | 0
F3_Industrial_Paper and Printing_Existing_Space Heating_Natural Gas_Boiler_A_Achievable Technical Potential | F3 | Industrial | Paper and Printing | Existing | Space Heating | Natural Gas | Boiler | A | Integrated Unit Winter Peak Savings (kW) | Achievable Technical Potential | 0 | 0 | 0 | 0 | 0 | 0 | 0 | 0 | 0 | 0 | 0 | 0 | 0 | 0 | 0 | 0 | 0 | 0 | 0 | 0 | 0 | 0 | 0
F4_Industrial_Paper and Printing_Existing_Space Heating_Natural Gas_Boiler_A_Achievable Technical Potential | F4 | Industrial | Paper and Printing | Existing | Space Heating | Natural Gas | Boiler | A | Incremental Energy Savings (MWh or mTherms) | Achievable Technical Potential | 0 | 0 | 0.033361 | 0.048479 | 0.058176 | 0.064029 | 0.067538 | 0.068827 | 0.068891 | 0.068367 | 0.067589 | 0.066682 | 0.065749 | 0.064809 | 0.063864 | 0.062917 | 0.06197 | 0.061025 | 0.060083 | 0.059145 | 0.058213 | 0.057288 | 0
F5_Industrial_Paper and Printing_Existing_Space Heating_Natural Gas_Boiler_A_Achievable Technical Potential | F5 | Industrial | Paper and Printing | Existing | Space Heating | Natural Gas | Boiler | A | Incremental Summer Peak Savings (MW) | Achievable Technical Potential | 0 | 0 | 0 | 0 | 0 | 0 | 0 | 0 | 0 | 0 | 0 | 0 | 0 | 0 | 0 | 0 | 0 | 0 | 0 | 0 | 0 | 0 | 0
F6_Industrial_Paper and Printing_Existing_Space Heating_Natural Gas_Boiler_A_Achievable Technical Potential | F6 | Industrial | Paper and Printing | Existing | Space Heating | Natural Gas | Boiler | A | Incremental Winter Peak Savings (MW) | Achievable Technical Potential | 0 | 0 | 0 | 0 | 0 | 0 | 0 | 0 | 0 | 0 | 0 | 0 | 0 | 0 | 0 | 0 | 0 | 0 | 0 | 0 | 0 | 0 | 0
F7_Industrial_Paper and Printing_Existing_Space Heating_Natural Gas_Boiler_A_Achievable Technical Potential | F7 | Industrial | Paper and Printing | Existing | Space Heating | Natural Gas | Boiler | A | Cumulative Energy Savings (MWh or mTherms) | Achievable Technical Potential | 0 | 0 | 0.013643 | 0.03347 | 0.057262 | 0.083447 | 0.11107 | 0.13922 | 0.16739 | 0.19535 | 0.22299 | 0.25026 | 0.27715 | 0.30366 | 0.32978 | 0.35551 | 0.38085 | 0.40581 | 0.43038 | 0.45457 | 0.47838 | 0.5018 | 0
F8_Industrial_Paper and Printing_Existing_Space Heating_Natural Gas_Boiler_A_Achievable Technical Potential | F8 | Industrial | Paper and Printing | Existing | Space Heating | Natural Gas | Boiler | A | Cumulative Summer Peak Savings (MW) | Achievable Technical Potential | 0 | 0 | 0 | 0 | 0 | 0 | 0 | 0 | 0 | 0 | 0 | 0 | 0 | 0 | 0 | 0 | 0 | 0 | 0 | 0 | 0 | 0 | 0
F9_Industrial_Paper and Printing_Existing_Space Heating_Natural Gas_Boiler_A_Achievable Technical Potential | F9 | Industrial | Paper and Printing | Existing | Space Heating | Natural Gas | Boiler | A | Cumulative Winter Peak Savings (MW) | Achievable Technical Potential | 0 | 0 | 0 | 0 | 0 | 0 | 0 | 0 | 0 | 0 | 0 | 0 | 0 | 0 | 0 | 0 | 0 | 0 | 0 | 0 | 0 | 0 | 0
F10_Industrial_Paper and Printing_Existing_Space Heating_Natural Gas_Boiler_A_Achievable Technical Potential | F10 | Industrial | Paper and Printing | Existing | Space Heating | Natural Gas | Boiler | A | Purchases (Incremental) | Achievable Technical Potential | 0 | 0 | 0.0021909 | 0.0031838 | 0.0038206 | 0.004205 | 0.0044355 | 0.0045201 | 0.0045243 | 0.0044899 | 0.0044388 | 0.0043792 | 0.0043179 | 0.0042562 | 0.0041941 | 0.004132 | 0.0040698 | 0.0040077 | 0.0039458 | 0.0038843 | 0.0038231 | 0.0037623 | 0
F11_Industrial_Paper and Printing_Existing_Space Heating_Natural Gas_Boiler_A_Achievable Technical Potential | F11 | Industrial | Paper and Printing | Existing | Space Heating | Natural Gas | Boiler | A | Purchases (Cumulative) | Achievable Technical Potential | 0 | 0 | 0.0021909 | 0.0053747 | 0.0091953 | 0.0134 | 0.017836 | 0.022356 | 0.02688 | 0.03137 | 0.035809 | 0.040188 | 0.044506 | 0.048762 | 0.052956 | 0.057088 | 0.061158 | 0.065166 | 0.069112 | 0.072996 | 0.076819 | 0.080581 | 0
F1_Industrial_Paper and Printing_Existing_Space Heating_Natural Gas_Unit Heater_A_Achievable Technical Potential | F1 | Industrial | Paper and Printing | Existing | Space Heating | Natural Gas | Unit Heater | A | Integrated Unit Energy Savings (kWh or therms) | Achievable Technical Potential | 0 | 43660.7244 | 43660.7244 | 43660.7244 | 43660.7244 | 43660.7244 | 43660.7244 | 43660.7244 | 43660.7244 | 43660.7244 | 43660.7244 | 43660.7244 | 43660.7244 | 43660.7244 | 43660.7244 | 43660.7244 | 43660.7244 | 43660.7244 | 43660.7244 | 43660.7244 | 43660.7244 | 43660.7244 | 0
F2_Industrial_Paper and Printing_Existing_Space Heating_Natural Gas_Unit Heater_A_Achievable Technical Potential | F2 | Industrial | Paper and Printing | Existing | Space Heating | Natural Gas | Unit Heater | A | Integrated Unit Summer Peak Savings (kW) | Achievable Technical Potential | 0 | 0 | 0 | 0 | 0 | 0 | 0 | 0 | 0 | 0 | 0 | 0 | 0 | 0 | 0 | 0 | 0 | 0 | 0 | 0 | 0 | 0 | 0
F3_Industrial_Paper and Printing_Existing_Space Heating_Natural Gas_Unit Heater_A_Achievable Technical Potential | F3 | Industrial | Paper and Printing | Existing | Space Heating | Natural Gas | Unit Heater | A | Integrated Unit Winter Peak Savings (kW) | Achievable Technical Potential | 0 | 0 | 0 | 0 | 0 | 0 | 0 | 0 | 0 | 0 | 0 | 0 | 0 | 0 | 0 | 0 | 0 | 0 | 0 | 0 | 0 | 0 | 0
F4_Industrial_Paper and Printing_Existing_Space Heating_Natural Gas_Unit Heater_A_Achievable Technical Potential | F4 | Industrial | Paper and Printing | Existing | Space Heating | Natural Gas | Unit Heater | A | Incremental Energy Savings (MWh or mTherms) | Achievable Technical Potential | 0 | 0 | 0.0012099 | 0.0046143 | 0.011004 | 0.021004 | 0.035095 | 0.052744 | 0.072717 | 0.094468 | 0.11474 | 0.13314 | 0.15007 | 0.16597 | 0.18122 | 0.19609 | 0.21082 | 0.20004 | 0.1911 | 0.18572 | 0.18342 | 0.18324 | 0
F5_Industrial_Paper and Printing_Existing_Space Heating_Natural Gas_Unit Heater_A_Achievable Technical Potential | F5 | Industrial | Paper and Printing | Existing | Space Heating | Natural Gas | Unit Heater | A | Incremental Summer Peak Savings (MW) | Achievable Technical Potential | 0 | 0 | 0 | 0 | 0 | 0 | 0 | 0 | 0 | 0 | 0 | 0 | 0 | 0 | 0 | 0 | 0 | 0 | 0 | 0 | 0 | 0 | 0
F6_Industrial_Paper and Printing_Existing_Space Heating_Natural Gas_Unit Heater_A_Achievable Technical Potential | F6 | Industrial | Paper and Printing | Existing | Space Heating | Natural Gas | Unit Heater | A | Incremental Winter Peak Savings (MW) | Achievable Technical Potential | 0 | 0 | 0 | 0 | 0 | 0 | 0 | 0 | 0 | 0 | 0 | 0 | 0 | 0 | 0 | 0 | 0 | 0 | 0 | 0 | 0 | 0 | 0
F7_Industrial_Paper and Printing_Existing_Space Heating_Natural Gas_Unit Heater_A_Achievable Technical Potential | F7 | Industrial | Paper and Printing | Existing | Space Heating | Natural Gas | Unit Heater | A | Cumulative Energy Savings (MWh or mTherms) | Achievable Technical Potential | 0 | 0 | 0.0012099 | 0.0058242 | 0.016828 | 0.037832 | 0.072927 | 0.12567 | 0.19839 | 0.29286 | 0.4076 | 0.54073 | 0.6908 | 0.85678 | 1.0368 | 1.2283 | 1.4281 | 1.6071 | 1.7631 | 1.8961 | 2.0068 | 2.0956 | 0
F8_Industrial_Paper and Printing_Existing_Space Heating_Natural Gas_Unit Heater_A_Achievable Technical Potential | F8 | Industrial | Paper and Printing | Existing | Space Heating | Natural Gas | Unit Heater | A | Cumulative Summer Peak Savings (MW) | Achievable Technical Potential | 0 | 0 | 0 | 0 | 0 | 0 | 0 | 0 | 0 | 0 | 0 | 0 | 0 | 0 | 0 | 0 | 0 | 0 | 0 | 0 | 0 | 0 | 0
F9_Industrial_Paper and Printing_Existing_Space Heating_Natural Gas_Unit Heater_A_Achievable Technical Potential | F9 | Industrial | Paper and Printing | Existing | Space Heating | Natural Gas | Unit Heater | A | Cumulative Winter Peak Savings (MW) | Achievable Technical Potential | 0 | 0 | 0 | 0 | 0 | 0 | 0 | 0 | 0 | 0 | 0 | 0 | 0 | 0 | 0 | 0 | 0 | 0 | 0 | 0 | 0 | 0 | 0
F10_Industrial_Paper and Printing_Existing_Space Heating_Natural Gas_Unit Heater_A_Achievable Technical Potential | F10 | Industrial | Paper and Printing | Existing | Space Heating | Natural Gas | Unit Heater | A | Purchases (Incremental) | Achievable Technical Potential | 0 | 0 | 2.7712e-05 | 0.00010569 | 0.00025203 | 0.00048106 | 0.00080381 | 0.0012081 | 0.0016655 | 0.0021637 | 0.002628 | 0.0030493 | 0.0034372 | 0.0038015 | 0.0041506 | 0.0044913 | 0.0048287 | 0.0045817 | 0.004377 | 0.0042536 | 0.0042009 | 0.0041969 | 0
F11_Industrial_Paper and Printing_Existing_Space Heating_Natural Gas_Unit Heater_A_Achievable Technical Potential | F11 | Industrial | Paper and Printing | Existing | Space Heating | Natural Gas | Unit Heater | A | Purchases (Cumulative) | Achievable Technical Potential | 0 | 0 | 2.7712e-05 | 0.0001334 | 0.00038543 | 0.00086649 | 0.0016703 | 0.0028784 | 0.0045439 | 0.0067075 | 0.0093356 | 0.012385 | 0.015822 | 0.019624 | 0.023746 | 0.028132 | 0.032709 | 0.036809 | 0.040382 | 0.043428 | 0.045963 | 0.047997 | 0
F1_Industrial_Paper and Printing_New_Space Heating_Natural Gas_Furnace_A_Achievable Technical Potential | F1 | Industrial | Paper and Printing | New | Space Heating | Natural Gas | Furnace | A | Integrated Unit Energy Savings (kWh or therms) | Achievable Technical Potential | 0 | 1443.5073 | 1443.5073 | 1443.5073 | 1443.5073 | 1443.5073 | 1443.5073 | 1443.5073 | 1443.5073 | 1443.5073 | 1443.5073 | 1443.5073 | 1443.5073 | 1443.5073 | 1443.5073 | 1443.5073 | 1443.5073 | 1443.5073 | 1443.5073 | 1443.5073 | 1443.5073 | 1443.5073 | 0
F2_Industrial_Paper and Printing_New_Space Heating_Natural Gas_Furnace_A_Achievable Technical Potential | F2 | Industrial | Paper and Printing | New | Space Heating | Natural Gas | Furnace | A | Integrated Unit Summer Peak Savings (kW) | Achievable Technical Potential | 0 | 0 | 0 | 0 | 0 | 0 | 0 | 0 | 0 | 0 | 0 | 0 | 0 | 0 | 0 | 0 | 0 | 0 | 0 | 0 | 0 | 0 | 0
F3_Industrial_Paper and Printing_New_Space Heating_Natural Gas_Furnace_A_Achievable Technical Potential | F3 | Industrial | Paper and Printing | New | Space Heating | Natural Gas | Furnace | A | Integrated Unit Winter Peak Savings (kW) | Achievable Technical Potential | 0 | 0 | 0 | 0 | 0 | 0 | 0 | 0 | 0 | 0 | 0 | 0 | 0 | 0 | 0 | 0 | 0 | 0 | 0 | 0 | 0 | 0 | 0
F4_Industrial_Paper and Printing_New_Space Heating_Natural Gas_Furnace_A_Achievable Technical Potential | F4 | Industrial | Paper and Printing | New | Space Heating | Natural Gas | Furnace | A | Incremental Energy Savings (MWh or mTherms) | Achievable Technical Potential | 0 | 0 | 4.2173e-05 | 0.002688 | 0.004022 | 0.0060108 | 0.0045249 | 0.0061983 | 0.0068671 | 0.0083965 | 0.0066541 | 0.0080216 | 0.0082061 | 0.0097892 | 0.0067905 | 0.0083955 | 0.008503 | 0.010005 | 0.0066089 | 0.0093789 | 0.0090917 | 0.0099207 | 0
F5_Industrial_Paper and Printing_New_Space Heating_Natural Gas_Furnace_A_Achievable Technical Potential | F5 | Industrial | Paper and Printing | New | Space Heating | Natural Gas | Furnace | A | Incremental Summer Peak Savings (MW) | Achievable Technical Potential | 0 | 0 | 0 | 0 | 0 | 0 | 0 | 0 | 0 | 0 | 0 | 0 | 0 | 0 | 0 | 0 | 0 | 0 | 0 | 0 | 0 | 0 | 0
F6_Industrial_Paper and Printing_New_Space Heating_Natural Gas_Furnace_A_Achievable Technical Potential | F6 | Industrial | Paper and Printing | New | Space Heating | Natural Gas | Furnace | A | Incremental Winter Peak Savings (MW) | Achievable Technical Potential | 0 | 0 | 0 | 0 | 0 | 0 | 0 | 0 | 0 | 0 | 0 | 0 | 0 | 0 | 0 | 0 | 0 | 0 | 0 | 0 | 0 | 0 | 0
F7_Industrial_Paper and Printing_New_Space Heating_Natural Gas_Furnace_A_Achievable Technical Potential | F7 | Industrial | Paper and Printing | New | Space Heating | Natural Gas | Furnace | A | Cumulative Energy Savings (MWh or mTherms) | Achievable Technical Potential | 0 | 0 | 4.2173e-05 | 0.0027301 | 0.0067522 | 0.012763 | 0.017288 | 0.023486 | 0.030353 | 0.03875 | 0.045404 | 0.053426 | 0.061632 | 0.071421 | 0.078211 | 0.086607 | 0.09511 | 0.10511 | 0.11172 | 0.1211 | 0.13019 | 0.14011 | 0
F8_Industrial_Paper and Printing_New_Space Heating_Natural Gas_Furnace_A_Achievable Technical Potential | F8 | Industrial | Paper and Printing | New | Space Heating | Natural Gas | Furnace | A | Cumulative Summer Peak Savings (MW) | Achievable Technical Potential | 0 | 0 | 0 | 0 | 0 | 0 | 0 | 0 | 0 | 0 | 0 | 0 | 0 | 0 | 0 | 0 | 0 | 0 | 0 | 0 | 0 | 0 | 0
F9_Industrial_Paper and Printing_New_Space Heating_Natural Gas_Furnace_A_Achievable Technical Potential | F9 | Industrial | Paper and Printing | New | Space Heating | Natural Gas | Furnace | A | Cumulative Winter Peak Savings (MW) | Achievable Technical Potential | 0 | 0 | 0 | 0 | 0 | 0 | 0 | 0 | 0 | 0 | 0 | 0 | 0 | 0 | 0 | 0 | 0 | 0 | 0 | 0 | 0 | 0 | 0
F10_Industrial_Paper and Printing_New_Space Heating_Natural Gas_Furnace_A_Achievable Technical Potential | F10 | Industrial | Paper and Printing | New | Space Heating | Natural Gas | Furnace | A | Purchases (Incremental) | Achievable Technical Potential | 0 | 0 | 2.9216e-05 | 0.0018621 | 0.0027863 | 0.004164 | 0.0031347 | 0.0042939 | 0.0047572 | 0.0058167 | 0.0046097 | 0.005557 | 0.0056848 | 0.0067816 | 0.0047042 | 0.005816 | 0.0058905 | 0.0069309 | 0.0045784 | 0.0064973 | 0.0062983 | 0.0068726 | 0
F11_Industrial_Paper and Printing_New_Space Heating_Natural Gas_Furnace_A_Achievable Technical Potential | F11 | Industrial | Paper and Printing | New | Space Heating | Natural Gas | Furnace | A | Purchases (Cumulative) | Achievable Technical Potential | 0 | 0 | 2.9216e-05 | 0.0018913 | 0.0046776 | 0.0088416 | 0.011976 | 0.01627 | 0.021027 | 0.026844 | 0.031454 | 0.037011 | 0.042696 | 0.049477 | 0.054182 | 0.059998 | 0.065888 | 0.072819 | 0.077397 | 0.083895 | 0.090193 | 0.097066 | 0
F1_Industrial_Paper and Printing_New_Space Heating_Natural Gas_Boiler_A_Achievable Technical Potential | F1 | Industrial | Paper and Printing | New | Space Heating | Natural Gas | Boiler | A | Integrated Unit Energy Savings (kWh or therms) | Achievable Technical Potential | 0 | 15225.431 | 15225.431 | 15225.431 | 15225.431 | 15225.431 | 15225.431 | 15225.431 | 15225.431 | 15225.431 | 15225.431 | 15225.431 | 15225.431 | 15225.431 | 15225.431 | 15225.431 | 15225.431 | 15225.431 | 15225.431 | 15225.431 | 15225.431 | 15225.431 | 0
F2_Industrial_Paper and Printing_New_Space Heating_Natural Gas_Boiler_A_Achievable Technical Potential | F2 | Industrial | Paper and Printing | New | Space Heating | Natural Gas | Boiler | A | Integrated Unit Summer Peak Savings (kW) | Achievable Technical Potential | 0 | 0 | 0 | 0 | 0 | 0 | 0 | 0 | 0 | 0 | 0 | 0 | 0 | 0 | 0 | 0 | 0 | 0 | 0 | 0 | 0 | 0 | 0
F3_Industrial_Paper and Printing_New_Space Heating_Natural Gas_Boiler_A_Achievable Technical Potential | F3 | Industrial | Paper and Printing | New | Space Heating | Natural Gas | Boiler | A | Integrated Unit Winter Peak Savings (kW) | Achievable Technical Potential | 0 | 0 | 0 | 0 | 0 | 0 | 0 | 0 | 0 | 0 | 0 | 0 | 0 | 0 | 0 | 0 | 0 | 0 | 0 | 0 | 0 | 0 | 0
F4_Industrial_Paper and Printing_New_Space Heating_Natural Gas_Boiler_A_Achievable Technical Potential | F4 | Industrial | Paper and Printing | New | Space Heating | Natural Gas | Boiler | A | Incremental Energy Savings (MWh or mTherms) | Achievable Technical Potential | 0 | 0 | 0.001411 | 0.065951 | 0.079744 | 0.099436 | 0.063891 | 0.076494 | 0.07655 | 0.086567 | 0.064599 | 0.074315 | 0.07333 | 0.085064 | 0.057734 | 0.070167 | 0.070114 | 0.081622 | 0.053914 | 0.066435 | 0.064625 | 0.064434 | 0
F5_Industrial_Paper and Printing_New_Space Heating_Natural Gas_Boiler_A_Achievable Technical Potential | F5 | Industrial | Paper and Printing | New | Space Heating | Natural Gas | Boiler | A | Incremental Summer Peak Savings (MW) | Achievable Technical Potential | 0 | 0 | 0 | 0 | 0 | 0 | 0 | 0 | 0 | 0 | 0 | 0 | 0 | 0 | 0 | 0 | 0 | 0 | 0 | 0 | 0 | 0 | 0
F6_Industrial_Paper and Printing_New_Space Heating_Natural Gas_Boiler_A_Achievable Technical Potential | F6 | Industrial | Paper and Printing | New | Space Heating | Natural Gas | Boiler | A | Incremental Winter Peak Savings (MW) | Achievable Technical Potential | 0 | 0 | 0 | 0 | 0 | 0 | 0 | 0 | 0 | 0 | 0 | 0 | 0 | 0 | 0 | 0 | 0 | 0 | 0 | 0 | 0 | 0 | 0
F7_Industrial_Paper and Printing_New_Space Heating_Natural Gas_Boiler_A_Achievable Technical Potential | F7 | Industrial | Paper and Printing | New | Space Heating | Natural Gas | Boiler | A | Cumulative Energy Savings (MWh or mTherms) | Achievable Technical Potential | 0 | 0 | 0.00057677 | 0.027535 | 0.060132 | 0.10078 | 0.12689 | 0.15816 | 0.18945 | 0.22484 | 0.25124 | 0.28162 | 0.31159 | 0.34637 | 0.36996 | 0.39865 | 0.42731 | 0.46067 | 0.48271 | 0.50986 | 0.53628 | 0.56262 | 0
F8_Industrial_Paper and Printing_New_Space Heating_Natural Gas_Boiler_A_Achievable Technical Potential | F8 | Industrial | Paper and Printing | New | Space Heating | Natural Gas | Boiler | A | Cumulative Summer Peak Savings (MW) | Achievable Technical Potential | 0 | 0 | 0 | 0 | 0 | 0 | 0 | 0 | 0 | 0 | 0 | 0 | 0 | 0 | 0 | 0 | 0 | 0 | 0 | 0 | 0 | 0 | 0
F9_Industrial_Paper and Printing_New_Space Heating_Natural Gas_Boiler_A_Achievable Technical Potential | F9 | Industrial | Paper and Printing | New | Space Heating | Natural Gas | Boiler | A | Cumulative Winter Peak Savings (MW) | Achievable Technical Potential | 0 | 0 | 0 | 0 | 0 | 0 | 0 | 0 | 0 | 0 | 0 | 0 | 0 | 0 | 0 | 0 | 0 | 0 | 0 | 0 | 0 | 0 | 0
F10_Industrial_Paper and Printing_New_Space Heating_Natural Gas_Boiler_A_Achievable Technical Potential | F10 | Industrial | Paper and Printing | New | Space Heating | Natural Gas | Boiler | A | Purchases (Incremental) | Achievable Technical Potential | 0 | 0 | 9.2675e-05 | 0.0043316 | 0.0052376 | 0.0065309 | 0.0041963 | 0.0050241 | 0.0050278 | 0.0056857 | 0.0042428 | 0.004881 | 0.0048163 | 0.005587 | 0.0037919 | 0.0046085 | 0.0046051 | 0.0053609 | 0.003541 | 0.0043634 | 0.0042446 | 0.004232 | 0
F11_Industrial_Paper and Printing_New_Space Heating_Natural Gas_Boiler_A_Achievable Technical Potential | F11 | Industrial | Paper and Printing | New | Space Heating | Natural Gas | Boiler | A | Purchases (Cumulative) | Achievable Technical Potential | 0 | 0 | 9.2675e-05 | 0.0044243 | 0.0096619 | 0.016193 | 0.020389 | 0.025413 | 0.030441 | 0.036127 | 0.04037 | 0.045251 | 0.050067 | 0.055654 | 0.059446 | 0.064054 | 0.068659 | 0.07402 | 0.077561 | 0.081925 | 0.086169 | 0.090401 | 0
F1_Industrial_Paper and Printing_New_Space Heating_Natural Gas_Unit Heater_A_Achievable Technical Potential | F1 | Industrial | Paper and Printing | New | Space Heating | Natural Gas | Unit Heater | A | Integrated Unit Energy Savings (kWh or therms) | Achievable Technical Potential | 0 | 43660.7244 | 43660.7244 | 43660.7244 | 43660.7244 | 43660.7244 | 43660.7244 | 43660.7244 | 43660.7244 | 43660.7244 | 43660.7244 | 43660.7244 | 43660.7244 | 43660.7244 | 43660.7244 | 43660.7244 | 43660.7244 | 43660.7244 | 43660.7244 | 43660.7244 | 43660.7244 | 43660.7244 | 0
F2_Industrial_Paper and Printing_New_Space Heating_Natural Gas_Unit Heater_A_Achievable Technical Potential | F2 | Industrial | Paper and Printing | New | Space Heating | Natural Gas | Unit Heater | A | Integrated Unit Summer Peak Savings (kW) | Achievable Technical Potential | 0 | 0 | 0 | 0 | 0 | 0 | 0 | 0 | 0 | 0 | 0 | 0 | 0 | 0 | 0 | 0 | 0 | 0 | 0 | 0 | 0 | 0 | 0
F3_Industrial_Paper and Printing_New_Space Heating_Natural Gas_Unit Heater_A_Achievable Technical Potential | F3 | Industrial | Paper and Printing | New | Space Heating | Natural Gas | Unit Heater | A | Integrated Unit Winter Peak Savings (kW) | Achievable Technical Potential | 0 | 0 | 0 | 0 | 0 | 0 | 0 | 0 | 0 | 0 | 0 | 0 | 0 | 0 | 0 | 0 | 0 | 0 | 0 | 0 | 0 | 0 | 0
F4_Industrial_Paper and Printing_New_Space Heating_Natural Gas_Unit Heater_A_Achievable Technical Potential | F4 | Industrial | Paper and Printing | New | Space Heating | Natural Gas | Unit Heater | A | Incremental Energy Savings (MWh or mTherms) | Achievable Technical Potential | 0 | 0 | 0.0006391 | 0.040734 | 0.060951 | 0.091089 | 0.068572 | 0.093931 | 0.10407 | 0.12724 | 0.10084 | 0.12156 | 0.16878 | 0.18598 | 0.1693 | 0.21741 | 0.24305 | 0.33271 | 0.21182 | 0.28854 | 0.28427 | 0.28094 | 0
F5_Industrial_Paper and Printing_New_Space Heating_Natural Gas_Unit Heater_A_Achievable Technical Potential | F5 | Industrial | Paper and Printing | New | Space Heating | Natural Gas | Unit Heater | A | Incremental Summer Peak Savings (MW) | Achievable Technical Potential | 0 | 0 | 0 | 0 | 0 | 0 | 0 | 0 | 0 | 0 | 0 | 0 | 0 | 0 | 0 | 0 | 0 | 0 | 0 | 0 | 0 | 0 | 0
F6_Industrial_Paper and Printing_New_Space Heating_Natural Gas_Unit Heater_A_Achievable Technical Potential | F6 | Industrial | Paper and Printing | New | Space Heating | Natural Gas | Unit Heater | A | Incremental Winter Peak Savings (MW) | Achievable Technical Potential | 0 | 0 | 0 | 0 | 0 | 0 | 0 | 0 | 0 | 0 | 0 | 0 | 0 | 0 | 0 | 0 | 0 | 0 | 0 | 0 | 0 | 0 | 0
F7_Industrial_Paper and Printing_New_Space Heating_Natural Gas_Unit Heater_A_Achievable Technical Potential | F7 | Industrial | Paper and Printing | New | Space Heating | Natural Gas | Unit Heater | A | Cumulative Energy Savings (MWh or mTherms) | Achievable Technical Potential | 0 | 0 | 0.0006391 | 0.041373 | 0.10232 | 0.19341 | 0.26198 | 0.35592 | 0.45998 | 0.58722 | 0.68806 | 0.80962 | 0.9784 | 1.1644 | 1.333 | 1.5097 | 1.6918 | 1.9334 | 2.0767 | 2.2713 | 2.4515 | 2.6052 | 0
F8_Industrial_Paper and Printing_New_Space Heating_Natural Gas_Unit Heater_A_Achievable Technical Potential | F8 | Industrial | Paper and Printing | New | Space Heating | Natural Gas | Unit Heater | A | Cumulative Summer Peak Savings (MW) | Achievable Technical Potential | 0 | 0 | 0 | 0 | 0 | 0 | 0 | 0 | 0 | 0 | 0 | 0 | 0 | 0 | 0 | 0 | 0 | 0 | 0 | 0 | 0 | 0 | 0
F9_Industrial_Paper and Printing_New_Space Heating_Natural Gas_Unit Heater_A_Achievable Technical Potential | F9 | Industrial | Paper and Printing | New | Space Heating | Natural Gas | Unit Heater | A | Cumulative Winter Peak Savings (MW) | Achievable Technical Potential | 0 | 0 | 0 | 0 | 0 | 0 | 0 | 0 | 0 | 0 | 0 | 0 | 0 | 0 | 0 | 0 | 0 | 0 | 0 | 0 | 0 | 0 | 0
F10_Industrial_Paper and Printing_New_Space Heating_Natural Gas_Unit Heater_A_Achievable Technical Potential | F10 | Industrial | Paper and Printing | New | Space Heating | Natural Gas | Unit Heater | A | Purchases (Incremental) | Achievable Technical Potential | 0 | 0 | 1.4638e-05 | 0.00093297 | 0.001396 | 0.0020863 | 0.0015706 | 0.0021514 | 0.0023835 | 0.0029144 | 0.0023096 | 0.0027842 | 0.0038656 | 0.0042598 | 0.0038776 | 0.0049795 | 0.0055667 | 0.0076204 | 0.0048514 | 0.0066086 | 0.0065108 | 0.0064347 | 0
F11_Industrial_Paper and Printing_New_Space Heating_Natural Gas_Unit Heater_A_Achievable Technical Potential | F11 | Industrial | Paper and Printing | New | Space Heating | Natural Gas | Unit Heater | A | Purchases (Cumulative) | Achievable Technical Potential | 0 | 0 | 1.4638e-05 | 0.00094761 | 0.0023436 | 0.0044299 | 0.0060005 | 0.0081518 | 0.010535 | 0.01345 | 0.015759 | 0.018544 | 0.022409 | 0.026669 | 0.030532 | 0.034578 | 0.038749 | 0.044283 | 0.047564 | 0.052021 | 0.056149 | 0.059669 | 0
F1_Industrial_Instruments_Existing_Space Heating_Natural Gas_Furnace_A_Achievable Technical Potential | F1 | Industrial | Instruments | Existing | Space Heating | Natural Gas | Furnace | A | Integrated Unit Energy Savings (kWh or therms) | Achievable Technical Potential | 0 | 1443.5459 | 1443.5459 | 1443.5459 | 1443.5459 | 1443.5459 | 1443.5459 | 1443.5459 | 1443.5459 | 1443.5459 | 1443.5459 | 1443.5459 | 1443.5459 | 1443.5459 | 1443.5459 | 1443.5459 | 1443.5459 | 1443.5459 | 1443.5459 | 1443.5459 | 1443.5459 | 1443.5459 | 0
F2_Industrial_Instruments_Existing_Space Heating_Natural Gas_Furnace_A_Achievable Technical Potential | F2 | Industrial | Instruments | Existing | Space Heating | Natural Gas | Furnace | A | Integrated Unit Summer Peak Savings (kW) | Achievable Technical Potential | 0 | 0 | 0 | 0 | 0 | 0 | 0 | 0 | 0 | 0 | 0 | 0 | 0 | 0 | 0 | 0 | 0 | 0 | 0 | 0 | 0 | 0 | 0
F3_Industrial_Instruments_Existing_Space Heating_Natural Gas_Furnace_A_Achievable Technical Potential | F3 | Industrial | Instruments | Existing | Space Heating | Natural Gas | Furnace | A | Integrated Unit Winter Peak Savings (kW) | Achievable Technical Potential | 0 | 0 | 0 | 0 | 0 | 0 | 0 | 0 | 0 | 0 | 0 | 0 | 0 | 0 | 0 | 0 | 0 | 0 | 0 | 0 | 0 | 0 | 0
F4_Industrial_Instruments_Existing_Space Heating_Natural Gas_Furnace_A_Achievable Technical Potential | F4 | Industrial | Instruments | Existing | Space Heating | Natural Gas | Furnace | A | Incremental Energy Savings (MWh or mTherms) | Achievable Technical Potential | 0 | 0 | 0.0058166 | 0.0121 | 0.018764 | 0.02573 | 0.03293 | 0.039629 | 0.045195 | 0.049785 | 0.053541 | 0.056587 | 0.054263 | 0.051614 | 0.048793 | 0.045911 | 0.043042 | 0.040238 | 0.037221 | 0.037274 | 0.037408 | 0.037604 | 0
F5_Industrial_Instruments_Existing_Space Heating_Natural Gas_Furnace_A_Achievable Technical Potential | F5 | Industrial | Instruments | Existing | Space Heating | Natural Gas | Furnace | A | Incremental Summer Peak Savings (MW) | Achievable Technical Potential | 0 | 0 | 0 | 0 | 0 | 0 | 0 | 0 | 0 | 0 | 0 | 0 | 0 | 0 | 0 | 0 | 0 | 0 | 0 | 0 | 0 | 0 | 0
F6_Industrial_Instruments_Existing_Space Heating_Natural Gas_Furnace_A_Achievable Technical Potential | F6 | Industrial | Instruments | Existing | Space Heating | Natural Gas | Furnace | A | Incremental Winter Peak Savings (MW) | Achievable Technical Potential | 0 | 0 | 0 | 0 | 0 | 0 | 0 | 0 | 0 | 0 | 0 | 0 | 0 | 0 | 0 | 0 | 0 | 0 | 0 | 0 | 0 | 0 | 0
F7_Industrial_Instruments_Existing_Space Heating_Natural Gas_Furnace_A_Achievable Technical Potential | F7 | Industrial | Instruments | Existing | Space Heating | Natural Gas | Furnace | A | Cumulative Energy Savings (MWh or mTherms) | Achievable Technical Potential | 0 | 0 | 0.0058166 | 0.017917 | 0.036681 | 0.062412 | 0.095341 | 0.13497 | 0.18017 | 0.22995 | 0.28349 | 0.34008 | 0.39434 | 0.44596 | 0.49475 | 0.54066 | 0.5837 | 0.62394 | 0.66116 | 0.69844 | 0.73584 | 0.77345 | 0
F8_Industrial_Instruments_Existing_Space Heating_Natural Gas_Furnace_A_Achievable Technical Potential | F8 | Industrial | Instruments | Existing | Space Heating | Natural Gas | Furnace | A | Cumulative Summer Peak Savings (MW) | Achievable Technical Potential | 0 | 0 | 0 | 0 | 0 | 0 | 0 | 0 | 0 | 0 | 0 | 0 | 0 | 0 | 0 | 0 | 0 | 0 | 0 | 0 | 0 | 0 | 0
F9_Industrial_Instruments_Existing_Space Heating_Natural Gas_Furnace_A_Achievable Technical Potential | F9 | Industrial | Instruments | Existing | Space Heating | Natural Gas | Furnace | A | Cumulative Winter Peak Savings (MW) | Achievable Technical Potential | 0 | 0 | 0 | 0 | 0 | 0 | 0 | 0 | 0 | 0 | 0 | 0 | 0 | 0 | 0 | 0 | 0 | 0 | 0 | 0 | 0 | 0 | 0
F10_Industrial_Instruments_Existing_Space Heating_Natural Gas_Furnace_A_Achievable Technical Potential | F10 | Industrial | Instruments | Existing | Space Heating | Natural Gas | Furnace | A | Purchases (Incremental) | Achievable Technical Potential | 0 | 0 | 0.0040294 | 0.0083824 | 0.012999 | 0.017824 | 0.022812 | 0.027453 | 0.031308 | 0.034488 | 0.03709 | 0.0392 | 0.03759 | 0.035755 | 0.033801 | 0.031804 | 0.029817 | 0.027874 | 0.025784 | 0.025821 | 0.025914 | 0.02605 | 0
F11_Industrial_Instruments_Existing_Space Heating_Natural Gas_Furnace_A_Achievable Technical Potential | F11 | Industrial | Instruments | Existing | Space Heating | Natural Gas | Furnace | A | Purchases (Cumulative) | Achievable Technical Potential | 0 | 0 | 0.0040294 | 0.012412 | 0.025411 | 0.043235 | 0.066047 | 0.093499 | 0.12481 | 0.1593 | 0.19639 | 0.23559 | 0.27318 | 0.30893 | 0.34273 | 0.37454 | 0.40435 | 0.43223 | 0.45801 | 0.48383 | 0.50975 | 0.5358 | 0
F1_Industrial_Instruments_Existing_Space Heating_Natural Gas_Boiler_A_Achievable Technical Potential | F1 | Industrial | Instruments | Existing | Space Heating | Natural Gas | Boiler | A | Integrated Unit Energy Savings (kWh or therms) | Achievable Technical Potential | 0 | 15226.9124 | 15226.9124 | 15226.9124 | 15226.9124 | 15226.9124 | 15226.9124 | 15226.9124 | 15226.9124 | 15226.9124 | 15226.9124 | 15226.9124 | 15226.9124 | 15226.9124 | 15226.9124 | 15226.9124 | 15226.9124 | 15226.9124 | 15226.9124 | 15226.9124 | 15226.9124 | 15226.9124 | 0
F2_Industrial_Instruments_Existing_Space Heating_Natural Gas_Boiler_A_Achievable Technical Potential | F2 | Industrial | Instruments | Existing | Space Heating | Natural Gas | Boiler | A | Integrated Unit Summer Peak Savings (kW) | Achievable Technical Potential | 0 | 0 | 0 | 0 | 0 | 0 | 0 | 0 | 0 | 0 | 0 | 0 | 0 | 0 | 0 | 0 | 0 | 0 | 0 | 0 | 0 | 0 | 0
F3_Industrial_Instruments_Existing_Space Heating_Natural Gas_Boiler_A_Achievable Technical Potential | F3 | Industrial | Instruments | Existing | Space Heating | Natural Gas | Boiler | A | Integrated Unit Winter Peak Savings (kW) | Achievable Technical Potential | 0 | 0 | 0 | 0 | 0 | 0 | 0 | 0 | 0 | 0 | 0 | 0 | 0 | 0 | 0 | 0 | 0 | 0 | 0 | 0 | 0 | 0 | 0
F4_Industrial_Instruments_Existing_Space Heating_Natural Gas_Boiler_A_Achievable Technical Potential | F4 | Industrial | Instruments | Existing | Space Heating | Natural Gas | Boiler | A | Incremental Energy Savings (MWh or mTherms) | Achievable Technical Potential | 0 | 0 | 0.21351 | 0.31026 | 0.37232 | 0.40978 | 0.43224 | 0.44049 | 0.4409 | 0.43755 | 0.43257 | 0.42676 | 0.42079 | 0.41477 | 0.40873 | 0.40267 | 0.39661 | 0.39056 | 0.38453 | 0.37853 | 0.37256 | 0.36664 | 0
F5_Industrial_Instruments_Existing_Space Heating_Natural Gas_Boiler_A_Achievable Technical Potential | F5 | Industrial | Instruments | Existing | Space Heating | Natural Gas | Boiler | A | Incremental Summer Peak Savings (MW) | Achievable Technical Potential | 0 | 0 | 0 | 0 | 0 | 0 | 0 | 0 | 0 | 0 | 0 | 0 | 0 | 0 | 0 | 0 | 0 | 0 | 0 | 0 | 0 | 0 | 0
F6_Industrial_Instruments_Existing_Space Heating_Natural Gas_Boiler_A_Achievable Technical Potential | F6 | Industrial | Instruments | Existing | Space Heating | Natural Gas | Boiler | A | Incremental Winter Peak Savings (MW) | Achievable Technical Potential | 0 | 0 | 0 | 0 | 0 | 0 | 0 | 0 | 0 | 0 | 0 | 0 | 0 | 0 | 0 | 0 | 0 | 0 | 0 | 0 | 0 | 0 | 0
F7_Industrial_Instruments_Existing_Space Heating_Natural Gas_Boiler_A_Achievable Technical Potential | F7 | Industrial | Instruments | Existing | Space Heating | Natural Gas | Boiler | A | Cumulative Energy Savings (MWh or mTherms) | Achievable Technical Potential | 0 | 0 | 0.087318 | 0.21421 | 0.36647 | 0.53406 | 0.71084 | 0.89098 | 1.0713 | 1.2502 | 1.4272 | 1.6017 | 1.7738 | 1.9434 | 2.1106 | 2.2752 | 2.4374 | 2.5972 | 2.7544 | 2.9092 | 3.0616 | 3.2115 | 0
F8_Industrial_Instruments_Existing_Space Heating_Natural Gas_Boiler_A_Achievable Technical Potential | F8 | Industrial | Instruments | Existing | Space Heating | Natural Gas | Boiler | A | Cumulative Summer Peak Savings (MW) | Achievable Technical Potential | 0 | 0 | 0 | 0 | 0 | 0 | 0 | 0 | 0 | 0 | 0 | 0 | 0 | 0 | 0 | 0 | 0 | 0 | 0 | 0 | 0 | 0 | 0
F9_Industrial_Instruments_Existing_Space Heating_Natural Gas_Boiler_A_Achievable Technical Potential | F9 | Industrial | Instruments | Existing | Space Heating | Natural Gas | Boiler | A | Cumulative Winter Peak Savings (MW) | Achievable Technical Potential | 0 | 0 | 0 | 0 | 0 | 0 | 0 | 0 | 0 | 0 | 0 | 0 | 0 | 0 | 0 | 0 | 0 | 0 | 0 | 0 | 0 | 0 | 0
F10_Industrial_Instruments_Existing_Space Heating_Natural Gas_Boiler_A_Achievable Technical Potential | F10 | Industrial | Instruments | Existing | Space Heating | Natural Gas | Boiler | A | Purchases (Incremental) | Achievable Technical Potential | 0 | 0 | 0.014022 | 0.020376 | 0.024452 | 0.026912 | 0.028387 | 0.028929 | 0.028956 | 0.028735 | 0.028408 | 0.028027 | 0.027635 | 0.02724 | 0.026842 | 0.026445 | 0.026047 | 0.025649 | 0.025253 | 0.024859 | 0.024468 | 0.024079 | 0
F11_Industrial_Instruments_Existing_Space Heating_Natural Gas_Boiler_A_Achievable Technical Potential | F11 | Industrial | Instruments | Existing | Space Heating | Natural Gas | Boiler | A | Purchases (Cumulative) | Achievable Technical Potential | 0 | 0 | 0.014022 | 0.034398 | 0.058849 | 0.085761 | 0.11415 | 0.14308 | 0.17203 | 0.20077 | 0.22918 | 0.2572 | 0.28484 | 0.31208 | 0.33892 | 0.36536 | 0.39141 | 0.41706 | 0.44231 | 0.46717 | 0.49164 | 0.51572 | 0
F1_Industrial_Instruments_Existing_Space Heating_Natural Gas_Unit Heater_A_Achievable Technical Potential | F1 | Industrial | Instruments | Existing | Space Heating | Natural Gas | Unit Heater | A | Integrated Unit Energy Savings (kWh or therms) | Achievable Technical Potential | 0 | 43660.7244 | 43660.7244 | 43660.7244 | 43660.7244 | 43660.7244 | 43660.7244 | 43660.7244 | 43660.7244 | 43660.7244 | 43660.7244 | 43660.7244 | 43660.7244 | 43660.7244 | 43660.7244 | 43660.7244 | 43660.7244 | 43660.7244 | 43660.7244 | 43660.7244 | 43660.7244 | 43660.7244 | 0
F2_Industrial_Instruments_Existing_Space Heating_Natural Gas_Unit Heater_A_Achievable Technical Potential | F2 | Industrial | Instruments | Existing | Space Heating | Natural Gas | Unit Heater | A | Integrated Unit Summer Peak Savings (kW) | Achievable Technical Potential | 0 | 0 | 0 | 0 | 0 | 0 | 0 | 0 | 0 | 0 | 0 | 0 | 0 | 0 | 0 | 0 | 0 | 0 | 0 | 0 | 0 | 0 | 0
F3_Industrial_Instruments_Existing_Space Heating_Natural Gas_Unit Heater_A_Achievable Technical Potential | F3 | Industrial | Instruments | Existing | Space Heating | Natural Gas | Unit Heater | A | Integrated Unit Winter Peak Savings (kW) | Achievable Technical Potential | 0 | 0 | 0 | 0 | 0 | 0 | 0 | 0 | 0 | 0 | 0 | 0 | 0 | 0 | 0 | 0 | 0 | 0 | 0 | 0 | 0 | 0 | 0
F4_Industrial_Instruments_Existing_Space Heating_Natural Gas_Unit Heater_A_Achievable Technical Potential | F4 | Industrial | Instruments | Existing | Space Heating | Natural Gas | Unit Heater | A | Incremental Energy Savings (MWh or mTherms) | Achievable Technical Potential | 0 | 0 | 0.0077434 | 0.029532 | 0.070426 | 0.13442 | 0.22461 | 0.33756 | 0.46539 | 0.60459 | 0.73434 | 0.85206 | 0.96045 | 1.0622 | 1.1598 | 1.255 | 1.3493 | 1.2802 | 1.223 | 1.1886 | 1.1739 | 1.1727 | 0
F5_Industrial_Instruments_Existing_Space Heating_Natural Gas_Unit Heater_A_Achievable Technical Potential | F5 | Industrial | Instruments | Existing | Space Heating | Natural Gas | Unit Heater | A | Incremental Summer Peak Savings (MW) | Achievable Technical Potential | 0 | 0 | 0 | 0 | 0 | 0 | 0 | 0 | 0 | 0 | 0 | 0 | 0 | 0 | 0 | 0 | 0 | 0 | 0 | 0 | 0 | 0 | 0
F6_Industrial_Instruments_Existing_Space Heating_Natural Gas_Unit Heater_A_Achievable Technical Potential | F6 | Industrial | Instruments | Existing | Space Heating | Natural Gas | Unit Heater | A | Incremental Winter Peak Savings (MW) | Achievable Technical Potential | 0 | 0 | 0 | 0 | 0 | 0 | 0 | 0 | 0 | 0 | 0 | 0 | 0 | 0 | 0 | 0 | 0 | 0 | 0 | 0 | 0 | 0 | 0
F7_Industrial_Instruments_Existing_Space Heating_Natural Gas_Unit Heater_A_Achievable Technical Potential | F7 | Industrial | Instruments | Existing | Space Heating | Natural Gas | Unit Heater | A | Cumulative Energy Savings (MWh or mTherms) | Achievable Technical Potential | 0 | 0 | 0.0077434 | 0.037275 | 0.1077 | 0.24212 | 0.46673 | 0.80429 | 1.2697 | 1.8743 | 2.6086 | 3.4607 | 4.4211 | 5.4834 | 6.6354 | 7.8609 | 9.1397 | 10.2855 | 11.284 | 12.135 | 12.8435 | 13.4116 | 0
F8_Industrial_Instruments_Existing_Space Heating_Natural Gas_Unit Heater_A_Achievable Technical Potential | F8 | Industrial | Instruments | Existing | Space Heating | Natural Gas | Unit Heater | A | Cumulative Summer Peak Savings (MW) | Achievable Technical Potential | 0 | 0 | 0 | 0 | 0 | 0 | 0 | 0 | 0 | 0 | 0 | 0 | 0 | 0 | 0 | 0 | 0 | 0 | 0 | 0 | 0 | 0 | 0
F9_Industrial_Instruments_Existing_Space Heating_Natural Gas_Unit Heater_A_Achievable Technical Potential | F9 | Industrial | Instruments | Existing | Space Heating | Natural Gas | Unit Heater | A | Cumulative Winter Peak Savings (MW) | Achievable Technical Potential | 0 | 0 | 0 | 0 | 0 | 0 | 0 | 0 | 0 | 0 | 0 | 0 | 0 | 0 | 0 | 0 | 0 | 0 | 0 | 0 | 0 | 0 | 0
F10_Industrial_Instruments_Existing_Space Heating_Natural Gas_Unit Heater_A_Achievable Technical Potential | F10 | Industrial | Instruments | Existing | Space Heating | Natural Gas | Unit Heater | A | Purchases (Incremental) | Achievable Technical Potential | 0 | 0 | 0.00017735 | 0.00067639 | 0.001613 | 0.0030788 | 0.0051444 | 0.0077315 | 0.010659 | 0.013847 | 0.016819 | 0.019516 | 0.021998 | 0.024329 | 0.026564 | 0.028744 | 0.030903 | 0.029323 | 0.028013 | 0.027223 | 0.026886 | 0.02686 | 0
F11_Industrial_Instruments_Existing_Space Heating_Natural Gas_Unit Heater_A_Achievable Technical Potential | F11 | Industrial | Instruments | Existing | Space Heating | Natural Gas | Unit Heater | A | Purchases (Cumulative) | Achievable Technical Potential | 0 | 0 | 0.00017735 | 0.00085374 | 0.0024668 | 0.0055455 | 0.01069 | 0.018421 | 0.029081 | 0.042928 | 0.059747 | 0.079263 | 0.10126 | 0.12559 | 0.15198 | 0.18004 | 0.20933 | 0.23558 | 0.25845 | 0.27794 | 0.29417 | 0.30718 | 0
F1_Industrial_Instruments_New_Space Heating_Natural Gas_Furnace_A_Achievable Technical Potential | F1 | Industrial | Instruments | New | Space Heating | Natural Gas | Furnace | A | Integrated Unit Energy Savings (kWh or therms) | Achievable Technical Potential | 0 | 1443.5073 | 1443.5073 | 1443.5073 | 1443.5073 | 1443.5073 | 1443.5073 | 1443.5073 | 1443.5073 | 1443.5073 | 1443.5073 | 1443.5073 | 1443.5073 | 1443.5073 | 1443.5073 | 1443.5073 | 1443.5073 | 1443.5073 | 1443.5073 | 1443.5073 | 1443.5073 | 1443.5073 | 0
F2_Industrial_Instruments_New_Space Heating_Natural Gas_Furnace_A_Achievable Technical Potential | F2 | Industrial | Instruments | New | Space Heating | Natural Gas | Furnace | A | Integrated Unit Summer Peak Savings (kW) | Achievable Technical Potential | 0 | 0 | 0 | 0 | 0 | 0 | 0 | 0 | 0 | 0 | 0 | 0 | 0 | 0 | 0 | 0 | 0 | 0 | 0 | 0 | 0 | 0 | 0
F3_Industrial_Instruments_New_Space Heating_Natural Gas_Furnace_A_Achievable Technical Potential | F3 | Industrial | Instruments | New | Space Heating | Natural Gas | Furnace | A | Integrated Unit Winter Peak Savings (kW) | Achievable Technical Potential | 0 | 0 | 0 | 0 | 0 | 0 | 0 | 0 | 0 | 0 | 0 | 0 | 0 | 0 | 0 | 0 | 0 | 0 | 0 | 0 | 0 | 0 | 0
F4_Industrial_Instruments_New_Space Heating_Natural Gas_Furnace_A_Achievable Technical Potential | F4 | Industrial | Instruments | New | Space Heating | Natural Gas | Furnace | A | Incremental Energy Savings (MWh or mTherms) | Achievable Technical Potential | 0 | 0 | 0.00026991 | 0.017203 | 0.025741 | 0.038469 | 0.028959 | 0.039669 | 0.043949 | 0.053738 | 0.042586 | 0.051338 | 0.052519 | 0.062651 | 0.043459 | 0.053731 | 0.054419 | 0.06403 | 0.042297 | 0.060025 | 0.058187 | 0.063492 | 0
F5_Industrial_Instruments_New_Space Heating_Natural Gas_Furnace_A_Achievable Technical Potential | F5 | Industrial | Instruments | New | Space Heating | Natural Gas | Furnace | A | Incremental Summer Peak Savings (MW) | Achievable Technical Potential | 0 | 0 | 0 | 0 | 0 | 0 | 0 | 0 | 0 | 0 | 0 | 0 | 0 | 0 | 0 | 0 | 0 | 0 | 0 | 0 | 0 | 0 | 0
F6_Industrial_Instruments_New_Space Heating_Natural Gas_Furnace_A_Achievable Technical Potential | F6 | Industrial | Instruments | New | Space Heating | Natural Gas | Furnace | A | Incremental Winter Peak Savings (MW) | Achievable Technical Potential | 0 | 0 | 0 | 0 | 0 | 0 | 0 | 0 | 0 | 0 | 0 | 0 | 0 | 0 | 0 | 0 | 0 | 0 | 0 | 0 | 0 | 0 | 0
F7_Industrial_Instruments_New_Space Heating_Natural Gas_Furnace_A_Achievable Technical Potential | F7 | Industrial | Instruments | New | Space Heating | Natural Gas | Furnace | A | Cumulative Energy Savings (MWh or mTherms) | Achievable Technical Potential | 0 | 0 | 0.00026991 | 0.017473 | 0.043214 | 0.081683 | 0.11064 | 0.15031 | 0.19426 | 0.248 | 0.29058 | 0.34192 | 0.39444 | 0.45709 | 0.50055 | 0.55428 | 0.6087 | 0.67273 | 0.71503 | 0.77505 | 0.83324 | 0.89673 | 0
F8_Industrial_Instruments_New_Space Heating_Natural Gas_Furnace_A_Achievable Technical Potential | F8 | Industrial | Instruments | New | Space Heating | Natural Gas | Furnace | A | Cumulative Summer Peak Savings (MW) | Achievable Technical Potential | 0 | 0 | 0 | 0 | 0 | 0 | 0 | 0 | 0 | 0 | 0 | 0 | 0 | 0 | 0 | 0 | 0 | 0 | 0 | 0 | 0 | 0 | 0
F9_Industrial_Instruments_New_Space Heating_Natural Gas_Furnace_A_Achievable Technical Potential | F9 | Industrial | Instruments | New | Space Heating | Natural Gas | Furnace | A | Cumulative Winter Peak Savings (MW) | Achievable Technical Potential | 0 | 0 | 0 | 0 | 0 | 0 | 0 | 0 | 0 | 0 | 0 | 0 | 0 | 0 | 0 | 0 | 0 | 0 | 0 | 0 | 0 | 0 | 0
F10_Industrial_Instruments_New_Space Heating_Natural Gas_Furnace_A_Achievable Technical Potential | F10 | Industrial | Instruments | New | Space Heating | Natural Gas | Furnace | A | Purchases (Incremental) | Achievable Technical Potential | 0 | 0 | 0.00018698 | 0.011917 | 0.017832 | 0.02665 | 0.020062 | 0.027481 | 0.030446 | 0.037227 | 0.029502 | 0.035565 | 0.036383 | 0.043402 | 0.030107 | 0.037222 | 0.037699 | 0.044357 | 0.029302 | 0.041582 | 0.040309 | 0.043985 | 0
F11_Industrial_Instruments_New_Space Heating_Natural Gas_Furnace_A_Achievable Technical Potential | F11 | Industrial | Instruments | New | Space Heating | Natural Gas | Furnace | A | Purchases (Cumulative) | Achievable Technical Potential | 0 | 0 | 0.00018698 | 0.012104 | 0.029937 | 0.056586 | 0.076648 | 0.10413 | 0.13458 | 0.1718 | 0.2013 | 0.23687 | 0.27325 | 0.31665 | 0.34676 | 0.38398 | 0.42168 | 0.46604 | 0.49534 | 0.53692 | 0.57723 | 0.62122 | 0
F1_Industrial_Instruments_New_Space Heating_Natural Gas_Boiler_A_Achievable Technical Potential | F1 | Industrial | Instruments | New | Space Heating | Natural Gas | Boiler | A | Integrated Unit Energy Savings (kWh or therms) | Achievable Technical Potential | 0 | 15225.431 | 15225.431 | 15225.431 | 15225.431 | 15225.431 | 15225.431 | 15225.431 | 15225.431 | 15225.431 | 15225.431 | 15225.431 | 15225.431 | 15225.431 | 15225.431 | 15225.431 | 15225.431 | 15225.431 | 15225.431 | 15225.431 | 15225.431 | 15225.431 | 0
F2_Industrial_Instruments_New_Space Heating_Natural Gas_Boiler_A_Achievable Technical Potential | F2 | Industrial | Instruments | New | Space Heating | Natural Gas | Boiler | A | Integrated Unit Summer Peak Savings (kW) | Achievable Technical Potential | 0 | 0 | 0 | 0 | 0 | 0 | 0 | 0 | 0 | 0 | 0 | 0 | 0 | 0 | 0 | 0 | 0 | 0 | 0 | 0 | 0 | 0 | 0
F3_Industrial_Instruments_New_Space Heating_Natural Gas_Boiler_A_Achievable Technical Potential | F3 | Industrial | Instruments | New | Space Heating | Natural Gas | Boiler | A | Integrated Unit Winter Peak Savings (kW) | Achievable Technical Potential | 0 | 0 | 0 | 0 | 0 | 0 | 0 | 0 | 0 | 0 | 0 | 0 | 0 | 0 | 0 | 0 | 0 | 0 | 0 | 0 | 0 | 0 | 0
F4_Industrial_Instruments_New_Space Heating_Natural Gas_Boiler_A_Achievable Technical Potential | F4 | Industrial | Instruments | New | Space Heating | Natural Gas | Boiler | A | Incremental Energy Savings (MWh or mTherms) | Achievable Technical Potential | 0 | 0 | 0.0090305 | 0.42209 | 0.51036 | 0.63639 | 0.4089 | 0.48956 | 0.48992 | 0.55402 | 0.41343 | 0.47562 | 0.46931 | 0.54441 | 0.36949 | 0.44907 | 0.44873 | 0.52238 | 0.34505 | 0.42518 | 0.4136 | 0.41238 | 0
F5_Industrial_Instruments_New_Space Heating_Natural Gas_Boiler_A_Achievable Technical Potential | F5 | Industrial | Instruments | New | Space Heating | Natural Gas | Boiler | A | Incremental Summer Peak Savings (MW) | Achievable Technical Potential | 0 | 0 | 0 | 0 | 0 | 0 | 0 | 0 | 0 | 0 | 0 | 0 | 0 | 0 | 0 | 0 | 0 | 0 | 0 | 0 | 0 | 0 | 0
F6_Industrial_Instruments_New_Space Heating_Natural Gas_Boiler_A_Achievable Technical Potential | F6 | Industrial | Instruments | New | Space Heating | Natural Gas | Boiler | A | Incremental Winter Peak Savings (MW) | Achievable Technical Potential | 0 | 0 | 0 | 0 | 0 | 0 | 0 | 0 | 0 | 0 | 0 | 0 | 0 | 0 | 0 | 0 | 0 | 0 | 0 | 0 | 0 | 0 | 0
F7_Industrial_Instruments_New_Space Heating_Natural Gas_Boiler_A_Achievable Technical Potential | F7 | Industrial | Instruments | New | Space Heating | Natural Gas | Boiler | A | Cumulative Energy Savings (MWh or mTherms) | Achievable Technical Potential | 0 | 0 | 0.0036913 | 0.17622 | 0.38484 | 0.64497 | 0.81212 | 1.0122 | 1.2125 | 1.439 | 1.608 | 1.8024 | 1.9942 | 2.2167 | 2.3678 | 2.5513 | 2.7348 | 2.9483 | 3.0893 | 3.2631 | 3.4322 | 3.6008 | 0
F8_Industrial_Instruments_New_Space Heating_Natural Gas_Boiler_A_Achievable Technical Potential | F8 | Industrial | Instruments | New | Space Heating | Natural Gas | Boiler | A | Cumulative Summer Peak Savings (MW) | Achievable Technical Potential | 0 | 0 | 0 | 0 | 0 | 0 | 0 | 0 | 0 | 0 | 0 | 0 | 0 | 0 | 0 | 0 | 0 | 0 | 0 | 0 | 0 | 0 | 0
F9_Industrial_Instruments_New_Space Heating_Natural Gas_Boiler_A_Achievable Technical Potential | F9 | Industrial | Instruments | New | Space Heating | Natural Gas | Boiler | A | Cumulative Winter Peak Savings (MW) | Achievable Technical Potential | 0 | 0 | 0 | 0 | 0 | 0 | 0 | 0 | 0 | 0 | 0 | 0 | 0 | 0 | 0 | 0 | 0 | 0 | 0 | 0 | 0 | 0 | 0
F10_Industrial_Instruments_New_Space Heating_Natural Gas_Boiler_A_Achievable Technical Potential | F10 | Industrial | Instruments | New | Space Heating | Natural Gas | Boiler | A | Purchases (Incremental) | Achievable Technical Potential | 0 | 0 | 0.00059312 | 0.027722 | 0.03352 | 0.041798 | 0.026856 | 0.032154 | 0.032178 | 0.036388 | 0.027154 | 0.031238 | 0.030824 | 0.035757 | 0.024268 | 0.029495 | 0.029472 | 0.03431 | 0.022663 | 0.027926 | 0.027165 | 0.027085 | 0
F11_Industrial_Instruments_New_Space Heating_Natural Gas_Boiler_A_Achievable Technical Potential | F11 | Industrial | Instruments | New | Space Heating | Natural Gas | Boiler | A | Purchases (Cumulative) | Achievable Technical Potential | 0 | 0 | 0.00059312 | 0.028316 | 0.061836 | 0.10363 | 0.13049 | 0.16264 | 0.19482 | 0.23121 | 0.25836 | 0.2896 | 0.32043 | 0.35618 | 0.38045 | 0.40995 | 0.43942 | 0.47373 | 0.49639 | 0.52432 | 0.55148 | 0.57857 | 0
F1_Industrial_Instruments_New_Space Heating_Natural Gas_Unit Heater_A_Achievable Technical Potential | F1 | Industrial | Instruments | New | Space Heating | Natural Gas | Unit Heater | A | Integrated Unit Energy Savings (kWh or therms) | Achievable Technical Potential | 0 | 43660.7244 | 43660.7244 | 43660.7244 | 43660.7244 | 43660.7244 | 43660.7244 | 43660.7244 | 43660.7244 | 43660.7244 | 43660.7244 | 43660.7244 | 43660.7244 | 43660.7244 | 43660.7244 | 43660.7244 | 43660.7244 | 43660.7244 | 43660.7244 | 43660.7244 | 43660.7244 | 43660.7244 | 0
F2_Industrial_Instruments_New_Space Heating_Natural Gas_Unit Heater_A_Achievable Technical Potential | F2 | Industrial | Instruments | New | Space Heating | Natural Gas | Unit Heater | A | Integrated Unit Summer Peak Savings (kW) | Achievable Technical Potential | 0 | 0 | 0 | 0 | 0 | 0 | 0 | 0 | 0 | 0 | 0 | 0 | 0 | 0 | 0 | 0 | 0 | 0 | 0 | 0 | 0 | 0 | 0
F3_Industrial_Instruments_New_Space Heating_Natural Gas_Unit Heater_A_Achievable Technical Potential | F3 | Industrial | Instruments | New | Space Heating | Natural Gas | Unit Heater | A | Integrated Unit Winter Peak Savings (kW) | Achievable Technical Potential | 0 | 0 | 0 | 0 | 0 | 0 | 0 | 0 | 0 | 0 | 0 | 0 | 0 | 0 | 0 | 0 | 0 | 0 | 0 | 0 | 0 | 0 | 0
F4_Industrial_Instruments_New_Space Heating_Natural Gas_Unit Heater_A_Achievable Technical Potential | F4 | Industrial | Instruments | New | Space Heating | Natural Gas | Unit Heater | A | Incremental Energy Savings (MWh or mTherms) | Achievable Technical Potential | 0 | 0 | 0.0040902 | 0.2607 | 0.39009 | 0.58297 | 0.43886 | 0.60116 | 0.66602 | 0.81435 | 0.64536 | 0.77799 | 1.0802 | 1.1903 | 1.0835 | 1.3914 | 1.5555 | 2.1294 | 1.3556 | 1.8466 | 1.8193 | 1.798 | 0
F5_Industrial_Instruments_New_Space Heating_Natural Gas_Unit Heater_A_Achievable Technical Potential | F5 | Industrial | Instruments | New | Space Heating | Natural Gas | Unit Heater | A | Incremental Summer Peak Savings (MW) | Achievable Technical Potential | 0 | 0 | 0 | 0 | 0 | 0 | 0 | 0 | 0 | 0 | 0 | 0 | 0 | 0 | 0 | 0 | 0 | 0 | 0 | 0 | 0 | 0 | 0
F6_Industrial_Instruments_New_Space Heating_Natural Gas_Unit Heater_A_Achievable Technical Potential | F6 | Industrial | Instruments | New | Space Heating | Natural Gas | Unit Heater | A | Incremental Winter Peak Savings (MW) | Achievable Technical Potential | 0 | 0 | 0 | 0 | 0 | 0 | 0 | 0 | 0 | 0 | 0 | 0 | 0 | 0 | 0 | 0 | 0 | 0 | 0 | 0 | 0 | 0 | 0
F7_Industrial_Instruments_New_Space Heating_Natural Gas_Unit Heater_A_Achievable Technical Potential | F7 | Industrial | Instruments | New | Space Heating | Natural Gas | Unit Heater | A | Cumulative Energy Savings (MWh or mTherms) | Achievable Technical Potential | 0 | 0 | 0.0040902 | 0.26479 | 0.65487 | 1.2378 | 1.6767 | 2.2779 | 2.9439 | 3.7582 | 4.4036 | 5.1816 | 6.2617 | 7.452 | 8.5315 | 9.6622 | 10.8276 | 12.374 | 13.2907 | 14.5362 | 15.6895 | 16.6732 | 0
F8_Industrial_Instruments_New_Space Heating_Natural Gas_Unit Heater_A_Achievable Technical Potential | F8 | Industrial | Instruments | New | Space Heating | Natural Gas | Unit Heater | A | Cumulative Summer Peak Savings (MW) | Achievable Technical Potential | 0 | 0 | 0 | 0 | 0 | 0 | 0 | 0 | 0 | 0 | 0 | 0 | 0 | 0 | 0 | 0 | 0 | 0 | 0 | 0 | 0 | 0 | 0
F9_Industrial_Instruments_New_Space Heating_Natural Gas_Unit Heater_A_Achievable Technical Potential | F9 | Industrial | Instruments | New | Space Heating | Natural Gas | Unit Heater | A | Cumulative Winter Peak Savings (MW) | Achievable Technical Potential | 0 | 0 | 0 | 0 | 0 | 0 | 0 | 0 | 0 | 0 | 0 | 0 | 0 | 0 | 0 | 0 | 0 | 0 | 0 | 0 | 0 | 0 | 0
F10_Industrial_Instruments_New_Space Heating_Natural Gas_Unit Heater_A_Achievable Technical Potential | F10 | Industrial | Instruments | New | Space Heating | Natural Gas | Unit Heater | A | Purchases (Incremental) | Achievable Technical Potential | 0 | 0 | 9.3682e-05 | 0.005971 | 0.0089345 | 0.013352 | 0.010052 | 0.013769 | 0.015254 | 0.018652 | 0.014781 | 0.017819 | 0.02474 | 0.027262 | 0.024817 | 0.031869 | 0.035627 | 0.04877 | 0.031049 | 0.042295 | 0.041669 | 0.041182 | 0
F11_Industrial_Instruments_New_Space Heating_Natural Gas_Unit Heater_A_Achievable Technical Potential | F11 | Industrial | Instruments | New | Space Heating | Natural Gas | Unit Heater | A | Purchases (Cumulative) | Achievable Technical Potential | 0 | 0 | 9.3682e-05 | 0.0060647 | 0.014999 | 0.028351 | 0.038403 | 0.052172 | 0.067426 | 0.086078 | 0.10086 | 0.11868 | 0.14342 | 0.17068 | 0.1954 | 0.2213 | 0.24799 | 0.28341 | 0.30441 | 0.33294 | 0.35935 | 0.38188 | 0
F1_Industrial_Wood and Lumber Products_Existing_Space Heating_Natural Gas_Furnace_A_Achievable Technical Potential | F1 | Industrial | Wood and Lumber Products | Existing | Space Heating | Natural Gas | Furnace | A | Integrated Unit Energy Savings (kWh or therms) | Achievable Technical Potential | 0 | 1443.5459 | 1443.5459 | 1443.5459 | 1443.5459 | 1443.5459 | 1443.5459 | 1443.5459 | 1443.5459 | 1443.5459 | 1443.5459 | 1443.5459 | 1443.5459 | 1443.5459 | 1443.5459 | 1443.5459 | 1443.5459 | 1443.5459 | 1443.5459 | 1443.5459 | 1443.5459 | 1443.5459 | 0
F2_Industrial_Wood and Lumber Products_Existing_Space Heating_Natural Gas_Furnace_A_Achievable Technical Potential | F2 | Industrial | Wood and Lumber Products | Existing | Space Heating | Natural Gas | Furnace | A | Integrated Unit Summer Peak Savings (kW) | Achievable Technical Potential | 0 | 0 | 0 | 0 | 0 | 0 | 0 | 0 | 0 | 0 | 0 | 0 | 0 | 0 | 0 | 0 | 0 | 0 | 0 | 0 | 0 | 0 | 0
F3_Industrial_Wood and Lumber Products_Existing_Space Heating_Natural Gas_Furnace_A_Achievable Technical Potential | F3 | Industrial | Wood and Lumber Products | Existing | Space Heating | Natural Gas | Furnace | A | Integrated Unit Winter Peak Savings (kW) | Achievable Technical Potential | 0 | 0 | 0 | 0 | 0 | 0 | 0 | 0 | 0 | 0 | 0 | 0 | 0 | 0 | 0 | 0 | 0 | 0 | 0 | 0 | 0 | 0 | 0
F4_Industrial_Wood and Lumber Products_Existing_Space Heating_Natural Gas_Furnace_A_Achievable Technical Potential | F4 | Industrial | Wood and Lumber Products | Existing | Space Heating | Natural Gas | Furnace | A | Incremental Energy Savings (MWh or mTherms) | Achievable Technical Potential | 0 | 0 | 0.0012371 | 0.0025735 | 0.0039908 | 0.0054724 | 0.0070035 | 0.0084284 | 0.0096122 | 0.010588 | 0.011387 | 0.012035 | 0.011541 | 0.010977 | 0.010377 | 0.0097644 | 0.0091542 | 0.0085579 | 0.0079162 | 0.0079275 | 0.0079561 | 0.0079976 | 0
F5_Industrial_Wood and Lumber Products_Existing_Space Heating_Natural Gas_Furnace_A_Achievable Technical Potential | F5 | Industrial | Wood and Lumber Products | Existing | Space Heating | Natural Gas | Furnace | A | Incremental Summer Peak Savings (MW) | Achievable Technical Potential | 0 | 0 | 0 | 0 | 0 | 0 | 0 | 0 | 0 | 0 | 0 | 0 | 0 | 0 | 0 | 0 | 0 | 0 | 0 | 0 | 0 | 0 | 0
F6_Industrial_Wood and Lumber Products_Existing_Space Heating_Natural Gas_Furnace_A_Achievable Technical Potential | F6 | Industrial | Wood and Lumber Products | Existing | Space Heating | Natural Gas | Furnace | A | Incremental Winter Peak Savings (MW) | Achievable Technical Potential | 0 | 0 | 0 | 0 | 0 | 0 | 0 | 0 | 0 | 0 | 0 | 0 | 0 | 0 | 0 | 0 | 0 | 0 | 0 | 0 | 0 | 0 | 0
F7_Industrial_Wood and Lumber Products_Existing_Space Heating_Natural Gas_Furnace_A_Achievable Technical Potential | F7 | Industrial | Wood and Lumber Products | Existing | Space Heating | Natural Gas | Furnace | A | Cumulative Energy Savings (MWh or mTherms) | Achievable Technical Potential | 0 | 0 | 0.0012371 | 0.0038106 | 0.0078014 | 0.013274 | 0.020277 | 0.028706 | 0.038318 | 0.048906 | 0.060294 | 0.072329 | 0.083869 | 0.094847 | 0.10522 | 0.11499 | 0.12414 | 0.1327 | 0.14062 | 0.14854 | 0.1565 | 0.1645 | 0
F8_Industrial_Wood and Lumber Products_Existing_Space Heating_Natural Gas_Furnace_A_Achievable Technical Potential | F8 | Industrial | Wood and Lumber Products | Existing | Space Heating | Natural Gas | Furnace | A | Cumulative Summer Peak Savings (MW) | Achievable Technical Potential | 0 | 0 | 0 | 0 | 0 | 0 | 0 | 0 | 0 | 0 | 0 | 0 | 0 | 0 | 0 | 0 | 0 | 0 | 0 | 0 | 0 | 0 | 0
F9_Industrial_Wood and Lumber Products_Existing_Space Heating_Natural Gas_Furnace_A_Achievable Technical Potential | F9 | Industrial | Wood and Lumber Products | Existing | Space Heating | Natural Gas | Furnace | A | Cumulative Winter Peak Savings (MW) | Achievable Technical Potential | 0 | 0 | 0 | 0 | 0 | 0 | 0 | 0 | 0 | 0 | 0 | 0 | 0 | 0 | 0 | 0 | 0 | 0 | 0 | 0 | 0 | 0 | 0
F10_Industrial_Wood and Lumber Products_Existing_Space Heating_Natural Gas_Furnace_A_Achievable Technical Potential | F10 | Industrial | Wood and Lumber Products | Existing | Space Heating | Natural Gas | Furnace | A | Purchases (Incremental) | Achievable Technical Potential | 0 | 0 | 0.00085697 | 0.0017828 | 0.0027646 | 0.0037909 | 0.0048516 | 0.0058387 | 0.0066587 | 0.007335 | 0.0078883 | 0.0083371 | 0.0079948 | 0.0076044 | 0.0071889 | 0.0067642 | 0.0063415 | 0.0059284 | 0.0054839 | 0.0054917 | 0.0055115 | 0.0055402 | 0
F11_Industrial_Wood and Lumber Products_Existing_Space Heating_Natural Gas_Furnace_A_Achievable Technical Potential | F11 | Industrial | Wood and Lumber Products | Existing | Space Heating | Natural Gas | Furnace | A | Purchases (Cumulative) | Achievable Technical Potential | 0 | 0 | 0.00085697 | 0.0026398 | 0.0054043 | 0.0091953 | 0.014047 | 0.019886 | 0.026544 | 0.033879 | 0.041768 | 0.050105 | 0.0581 | 0.065704 | 0.072893 | 0.079657 | 0.085998 | 0.091927 | 0.097411 | 0.1029 | 0.10841 | 0.11395 | 0
F1_Industrial_Wood and Lumber Products_Existing_Space Heating_Natural Gas_Boiler_A_Achievable Technical Potential | F1 | Industrial | Wood and Lumber Products | Existing | Space Heating | Natural Gas | Boiler | A | Integrated Unit Energy Savings (kWh or therms) | Achievable Technical Potential | 0 | 15226.9124 | 15226.9124 | 15226.9124 | 15226.9124 | 15226.9124 | 15226.9124 | 15226.9124 | 15226.9124 | 15226.9124 | 15226.9124 | 15226.9124 | 15226.9124 | 15226.9124 | 15226.9124 | 15226.9124 | 15226.9124 | 15226.9124 | 15226.9124 | 15226.9124 | 15226.9124 | 15226.9124 | 0
F2_Industrial_Wood and Lumber Products_Existing_Space Heating_Natural Gas_Boiler_A_Achievable Technical Potential | F2 | Industrial | Wood and Lumber Products | Existing | Space Heating | Natural Gas | Boiler | A | Integrated Unit Summer Peak Savings (kW) | Achievable Technical Potential | 0 | 0 | 0 | 0 | 0 | 0 | 0 | 0 | 0 | 0 | 0 | 0 | 0 | 0 | 0 | 0 | 0 | 0 | 0 | 0 | 0 | 0 | 0
F3_Industrial_Wood and Lumber Products_Existing_Space Heating_Natural Gas_Boiler_A_Achievable Technical Potential | F3 | Industrial | Wood and Lumber Products | Existing | Space Heating | Natural Gas | Boiler | A | Integrated Unit Winter Peak Savings (kW) | Achievable Technical Potential | 0 | 0 | 0 | 0 | 0 | 0 | 0 | 0 | 0 | 0 | 0 | 0 | 0 | 0 | 0 | 0 | 0 | 0 | 0 | 0 | 0 | 0 | 0
F4_Industrial_Wood and Lumber Products_Existing_Space Heating_Natural Gas_Boiler_A_Achievable Technical Potential | F4 | Industrial | Wood and Lumber Products | Existing | Space Heating | Natural Gas | Boiler | A | Incremental Energy Savings (MWh or mTherms) | Achievable Technical Potential | 0 | 0 | 0.045409 | 0.065988 | 0.079186 | 0.087153 | 0.09193 | 0.093685 | 0.093772 | 0.093059 | 0.092 | 0.090765 | 0.089495 | 0.088215 | 0.086929 | 0.08564 | 0.084351 | 0.083065 | 0.081782 | 0.080506 | 0.079238 | 0.077978 | 0
F5_Industrial_Wood and Lumber Products_Existing_Space Heating_Natural Gas_Boiler_A_Achievable Technical Potential | F5 | Industrial | Wood and Lumber Products | Existing | Space Heating | Natural Gas | Boiler | A | Incremental Summer Peak Savings (MW) | Achievable Technical Potential | 0 | 0 | 0 | 0 | 0 | 0 | 0 | 0 | 0 | 0 | 0 | 0 | 0 | 0 | 0 | 0 | 0 | 0 | 0 | 0 | 0 | 0 | 0
F6_Industrial_Wood and Lumber Products_Existing_Space Heating_Natural Gas_Boiler_A_Achievable Technical Potential | F6 | Industrial | Wood and Lumber Products | Existing | Space Heating | Natural Gas | Boiler | A | Incremental Winter Peak Savings (MW) | Achievable Technical Potential | 0 | 0 | 0 | 0 | 0 | 0 | 0 | 0 | 0 | 0 | 0 | 0 | 0 | 0 | 0 | 0 | 0 | 0 | 0 | 0 | 0 | 0 | 0
F7_Industrial_Wood and Lumber Products_Existing_Space Heating_Natural Gas_Boiler_A_Achievable Technical Potential | F7 | Industrial | Wood and Lumber Products | Existing | Space Heating | Natural Gas | Boiler | A | Cumulative Energy Savings (MWh or mTherms) | Achievable Technical Potential | 0 | 0 | 0.018571 | 0.045558 | 0.077942 | 0.11359 | 0.15118 | 0.1895 | 0.22785 | 0.2659 | 0.30353 | 0.34065 | 0.37725 | 0.41333 | 0.44888 | 0.4839 | 0.5184 | 0.55237 | 0.58582 | 0.61874 | 0.65115 | 0.68304 | 0
F8_Industrial_Wood and Lumber Products_Existing_Space Heating_Natural Gas_Boiler_A_Achievable Technical Potential | F8 | Industrial | Wood and Lumber Products | Existing | Space Heating | Natural Gas | Boiler | A | Cumulative Summer Peak Savings (MW) | Achievable Technical Potential | 0 | 0 | 0 | 0 | 0 | 0 | 0 | 0 | 0 | 0 | 0 | 0 | 0 | 0 | 0 | 0 | 0 | 0 | 0 | 0 | 0 | 0 | 0
F9_Industrial_Wood and Lumber Products_Existing_Space Heating_Natural Gas_Boiler_A_Achievable Technical Potential | F9 | Industrial | Wood and Lumber Products | Existing | Space Heating | Natural Gas | Boiler | A | Cumulative Winter Peak Savings (MW) | Achievable Technical Potential | 0 | 0 | 0 | 0 | 0 | 0 | 0 | 0 | 0 | 0 | 0 | 0 | 0 | 0 | 0 | 0 | 0 | 0 | 0 | 0 | 0 | 0 | 0
F10_Industrial_Wood and Lumber Products_Existing_Space Heating_Natural Gas_Boiler_A_Achievable Technical Potential | F10 | Industrial | Wood and Lumber Products | Existing | Space Heating | Natural Gas | Boiler | A | Purchases (Incremental) | Achievable Technical Potential | 0 | 0 | 0.0029822 | 0.0043336 | 0.0052004 | 0.0057236 | 0.0060374 | 0.0061526 | 0.0061583 | 0.0061115 | 0.0060419 | 0.0059608 | 0.0058774 | 0.0057933 | 0.0057089 | 0.0056243 | 0.0055396 | 0.0054551 | 0.0053709 | 0.0052871 | 0.0052038 | 0.0051211 | 0
F11_Industrial_Wood and Lumber Products_Existing_Space Heating_Natural Gas_Boiler_A_Achievable Technical Potential | F11 | Industrial | Wood and Lumber Products | Existing | Space Heating | Natural Gas | Boiler | A | Purchases (Cumulative) | Achievable Technical Potential | 0 | 0 | 0.0029822 | 0.0073158 | 0.012516 | 0.01824 | 0.024277 | 0.03043 | 0.036588 | 0.0427 | 0.048741 | 0.054702 | 0.06058 | 0.066373 | 0.072082 | 0.077706 | 0.083246 | 0.088701 | 0.094072 | 0.099359 | 0.10456 | 0.10968 | 0
F1_Industrial_Wood and Lumber Products_Existing_Space Heating_Natural Gas_Unit Heater_A_Achievable Technical Potential | F1 | Industrial | Wood and Lumber Products | Existing | Space Heating | Natural Gas | Unit Heater | A | Integrated Unit Energy Savings (kWh or therms) | Achievable Technical Potential | 0 | 43660.7244 | 43660.7244 | 43660.7244 | 43660.7244 | 43660.7244 | 43660.7244 | 43660.7244 | 43660.7244 | 43660.7244 | 43660.7244 | 43660.7244 | 43660.7244 | 43660.7244 | 43660.7244 | 43660.7244 | 43660.7244 | 43660.7244 | 43660.7244 | 43660.7244 | 43660.7244 | 43660.7244 | 0
F2_Industrial_Wood and Lumber Products_Existing_Space Heating_Natural Gas_Unit Heater_A_Achievable Technical Potential | F2 | Industrial | Wood and Lumber Products | Existing | Space Heating | Natural Gas | Unit Heater | A | Integrated Unit Summer Peak Savings (kW) | Achievable Technical Potential | 0 | 0 | 0 | 0 | 0 | 0 | 0 | 0 | 0 | 0 | 0 | 0 | 0 | 0 | 0 | 0 | 0 | 0 | 0 | 0 | 0 | 0 | 0
F3_Industrial_Wood and Lumber Products_Existing_Space Heating_Natural Gas_Unit Heater_A_Achievable Technical Potential | F3 | Industrial | Wood and Lumber Products | Existing | Space Heating | Natural Gas | Unit Heater | A | Integrated Unit Winter Peak Savings (kW) | Achievable Technical Potential | 0 | 0 | 0 | 0 | 0 | 0 | 0 | 0 | 0 | 0 | 0 | 0 | 0 | 0 | 0 | 0 | 0 | 0 | 0 | 0 | 0 | 0 | 0
F4_Industrial_Wood and Lumber Products_Existing_Space Heating_Natural Gas_Unit Heater_A_Achievable Technical Potential | F4 | Industrial | Wood and Lumber Products | Existing | Space Heating | Natural Gas | Unit Heater | A | Incremental Energy Savings (MWh or mTherms) | Achievable Technical Potential | 0 | 0 | 0.0016469 | 0.0062808 | 0.014978 | 0.028589 | 0.04777 | 0.071794 | 0.09898 | 0.12859 | 0.15618 | 0.18122 | 0.20427 | 0.22592 | 0.24666 | 0.26691 | 0.28696 | 0.27228 | 0.26012 | 0.25279 | 0.24966 | 0.24942 | 0
F5_Industrial_Wood and Lumber Products_Existing_Space Heating_Natural Gas_Unit Heater_A_Achievable Technical Potential | F5 | Industrial | Wood and Lumber Products | Existing | Space Heating | Natural Gas | Unit Heater | A | Incremental Summer Peak Savings (MW) | Achievable Technical Potential | 0 | 0 | 0 | 0 | 0 | 0 | 0 | 0 | 0 | 0 | 0 | 0 | 0 | 0 | 0 | 0 | 0 | 0 | 0 | 0 | 0 | 0 | 0
F6_Industrial_Wood and Lumber Products_Existing_Space Heating_Natural Gas_Unit Heater_A_Achievable Technical Potential | F6 | Industrial | Wood and Lumber Products | Existing | Space Heating | Natural Gas | Unit Heater | A | Incremental Winter Peak Savings (MW) | Achievable Technical Potential | 0 | 0 | 0 | 0 | 0 | 0 | 0 | 0 | 0 | 0 | 0 | 0 | 0 | 0 | 0 | 0 | 0 | 0 | 0 | 0 | 0 | 0 | 0
F7_Industrial_Wood and Lumber Products_Existing_Space Heating_Natural Gas_Unit Heater_A_Achievable Technical Potential | F7 | Industrial | Wood and Lumber Products | Existing | Space Heating | Natural Gas | Unit Heater | A | Cumulative Energy Savings (MWh or mTherms) | Achievable Technical Potential | 0 | 0 | 0.0016469 | 0.0079277 | 0.022906 | 0.051495 | 0.099265 | 0.17106 | 0.27004 | 0.39862 | 0.5548 | 0.73602 | 0.94029 | 1.1662 | 1.4112 | 1.6719 | 1.9438 | 2.1875 | 2.3999 | 2.5809 | 2.7316 | 2.8524 | 0
F8_Industrial_Wood and Lumber Products_Existing_Space Heating_Natural Gas_Unit Heater_A_Achievable Technical Potential | F8 | Industrial | Wood and Lumber Products | Existing | Space Heating | Natural Gas | Unit Heater | A | Cumulative Summer Peak Savings (MW) | Achievable Technical Potential | 0 | 0 | 0 | 0 | 0 | 0 | 0 | 0 | 0 | 0 | 0 | 0 | 0 | 0 | 0 | 0 | 0 | 0 | 0 | 0 | 0 | 0 | 0
F9_Industrial_Wood and Lumber Products_Existing_Space Heating_Natural Gas_Unit Heater_A_Achievable Technical Potential | F9 | Industrial | Wood and Lumber Products | Existing | Space Heating | Natural Gas | Unit Heater | A | Cumulative Winter Peak Savings (MW) | Achievable Technical Potential | 0 | 0 | 0 | 0 | 0 | 0 | 0 | 0 | 0 | 0 | 0 | 0 | 0 | 0 | 0 | 0 | 0 | 0 | 0 | 0 | 0 | 0 | 0
F10_Industrial_Wood and Lumber Products_Existing_Space Heating_Natural Gas_Unit Heater_A_Achievable Technical Potential | F10 | Industrial | Wood and Lumber Products | Existing | Space Heating | Natural Gas | Unit Heater | A | Purchases (Incremental) | Achievable Technical Potential | 0 | 0 | 3.772e-05 | 0.00014386 | 0.00034306 | 0.0006548 | 0.0010941 | 0.0016443 | 0.002267 | 0.0029451 | 0.0035772 | 0.0041506 | 0.0046786 | 0.0051744 | 0.0056496 | 0.0061134 | 0.0065726 | 0.0062364 | 0.0059578 | 0.0057899 | 0.0057181 | 0.0057126 | 0
F11_Industrial_Wood and Lumber Products_Existing_Space Heating_Natural Gas_Unit Heater_A_Achievable Technical Potential | F11 | Industrial | Wood and Lumber Products | Existing | Space Heating | Natural Gas | Unit Heater | A | Purchases (Cumulative) | Achievable Technical Potential | 0 | 0 | 3.772e-05 | 0.00018158 | 0.00052463 | 0.0011794 | 0.0022735 | 0.0039179 | 0.0061849 | 0.00913 | 0.012707 | 0.016858 | 0.021536 | 0.026711 | 0.032323 | 0.038292 | 0.044522 | 0.050103 | 0.054967 | 0.059112 | 0.062564 | 0.065331 | 0
F1_Industrial_Wood and Lumber Products_New_Space Heating_Natural Gas_Furnace_A_Achievable Technical Potential | F1 | Industrial | Wood and Lumber Products | New | Space Heating | Natural Gas | Furnace | A | Integrated Unit Energy Savings (kWh or therms) | Achievable Technical Potential | 0 | 1443.5073 | 1443.5073 | 1443.5073 | 1443.5073 | 1443.5073 | 1443.5073 | 1443.5073 | 1443.5073 | 1443.5073 | 1443.5073 | 1443.5073 | 1443.5073 | 1443.5073 | 1443.5073 | 1443.5073 | 1443.5073 | 1443.5073 | 1443.5073 | 1443.5073 | 1443.5073 | 1443.5073 | 0
F2_Industrial_Wood and Lumber Products_New_Space Heating_Natural Gas_Furnace_A_Achievable Technical Potential | F2 | Industrial | Wood and Lumber Products | New | Space Heating | Natural Gas | Furnace | A | Integrated Unit Summer Peak Savings (kW) | Achievable Technical Potential | 0 | 0 | 0 | 0 | 0 | 0 | 0 | 0 | 0 | 0 | 0 | 0 | 0 | 0 | 0 | 0 | 0 | 0 | 0 | 0 | 0 | 0 | 0
F3_Industrial_Wood and Lumber Products_New_Space Heating_Natural Gas_Furnace_A_Achievable Technical Potential | F3 | Industrial | Wood and Lumber Products | New | Space Heating | Natural Gas | Furnace | A | Integrated Unit Winter Peak Savings (kW) | Achievable Technical Potential | 0 | 0 | 0 | 0 | 0 | 0 | 0 | 0 | 0 | 0 | 0 | 0 | 0 | 0 | 0 | 0 | 0 | 0 | 0 | 0 | 0 | 0 | 0
F4_Industrial_Wood and Lumber Products_New_Space Heating_Natural Gas_Furnace_A_Achievable Technical Potential | F4 | Industrial | Wood and Lumber Products | New | Space Heating | Natural Gas | Furnace | A | Incremental Energy Savings (MWh or mTherms) | Achievable Technical Potential | 0 | 0 | 5.7404e-05 | 0.0036587 | 0.0054746 | 0.0081816 | 0.0061591 | 0.0084369 | 0.0093472 | 0.011429 | 0.0090573 | 0.010919 | 0.01117 | 0.013325 | 0.009243 | 0.011428 | 0.011574 | 0.013618 | 0.0089958 | 0.012766 | 0.012375 | 0.013504 | 0
F5_Industrial_Wood and Lumber Products_New_Space Heating_Natural Gas_Furnace_A_Achievable Technical Potential | F5 | Industrial | Wood and Lumber Products | New | Space Heating | Natural Gas | Furnace | A | Incremental Summer Peak Savings (MW) | Achievable Technical Potential | 0 | 0 | 0 | 0 | 0 | 0 | 0 | 0 | 0 | 0 | 0 | 0 | 0 | 0 | 0 | 0 | 0 | 0 | 0 | 0 | 0 | 0 | 0
F6_Industrial_Wood and Lumber Products_New_Space Heating_Natural Gas_Furnace_A_Achievable Technical Potential | F6 | Industrial | Wood and Lumber Products | New | Space Heating | Natural Gas | Furnace | A | Incremental Winter Peak Savings (MW) | Achievable Technical Potential | 0 | 0 | 0 | 0 | 0 | 0 | 0 | 0 | 0 | 0 | 0 | 0 | 0 | 0 | 0 | 0 | 0 | 0 | 0 | 0 | 0 | 0 | 0
F7_Industrial_Wood and Lumber Products_New_Space Heating_Natural Gas_Furnace_A_Achievable Technical Potential | F7 | Industrial | Wood and Lumber Products | New | Space Heating | Natural Gas | Furnace | A | Cumulative Energy Savings (MWh or mTherms) | Achievable Technical Potential | 0 | 0 | 5.7404e-05 | 0.0037161 | 0.0091908 | 0.017372 | 0.023532 | 0.031968 | 0.041316 | 0.052745 | 0.061802 | 0.072721 | 0.08389 | 0.097215 | 0.10646 | 0.11789 | 0.12946 | 0.14308 | 0.15207 | 0.16484 | 0.17721 | 0.19072 | 0
F8_Industrial_Wood and Lumber Products_New_Space Heating_Natural Gas_Furnace_A_Achievable Technical Potential | F8 | Industrial | Wood and Lumber Products | New | Space Heating | Natural Gas | Furnace | A | Cumulative Summer Peak Savings (MW) | Achievable Technical Potential | 0 | 0 | 0 | 0 | 0 | 0 | 0 | 0 | 0 | 0 | 0 | 0 | 0 | 0 | 0 | 0 | 0 | 0 | 0 | 0 | 0 | 0 | 0
F9_Industrial_Wood and Lumber Products_New_Space Heating_Natural Gas_Furnace_A_Achievable Technical Potential | F9 | Industrial | Wood and Lumber Products | New | Space Heating | Natural Gas | Furnace | A | Cumulative Winter Peak Savings (MW) | Achievable Technical Potential | 0 | 0 | 0 | 0 | 0 | 0 | 0 | 0 | 0 | 0 | 0 | 0 | 0 | 0 | 0 | 0 | 0 | 0 | 0 | 0 | 0 | 0 | 0
F10_Industrial_Wood and Lumber Products_New_Space Heating_Natural Gas_Furnace_A_Achievable Technical Potential | F10 | Industrial | Wood and Lumber Products | New | Space Heating | Natural Gas | Furnace | A | Purchases (Incremental) | Achievable Technical Potential | 0 | 0 | 3.9767e-05 | 0.0025346 | 0.0037926 | 0.0056679 | 0.0042668 | 0.0058447 | 0.0064753 | 0.0079175 | 0.0062745 | 0.007564 | 0.007738 | 0.0092308 | 0.0064032 | 0.0079165 | 0.0080179 | 0.009434 | 0.0062319 | 0.0088438 | 0.008573 | 0.0093547 | 0
F11_Industrial_Wood and Lumber Products_New_Space Heating_Natural Gas_Furnace_A_Achievable Technical Potential | F11 | Industrial | Wood and Lumber Products | New | Space Heating | Natural Gas | Furnace | A | Purchases (Cumulative) | Achievable Technical Potential | 0 | 0 | 3.9767e-05 | 0.0025744 | 0.006367 | 0.012035 | 0.016302 | 0.022146 | 0.028622 | 0.036539 | 0.042814 | 0.050378 | 0.058116 | 0.067346 | 0.07375 | 0.081666 | 0.089684 | 0.099118 | 0.10535 | 0.11419 | 0.12277 | 0.13212 | 0
F1_Industrial_Wood and Lumber Products_New_Space Heating_Natural Gas_Boiler_A_Achievable Technical Potential | F1 | Industrial | Wood and Lumber Products | New | Space Heating | Natural Gas | Boiler | A | Integrated Unit Energy Savings (kWh or therms) | Achievable Technical Potential | 0 | 15225.431 | 15225.431 | 15225.431 | 15225.431 | 15225.431 | 15225.431 | 15225.431 | 15225.431 | 15225.431 | 15225.431 | 15225.431 | 15225.431 | 15225.431 | 15225.431 | 15225.431 | 15225.431 | 15225.431 | 15225.431 | 15225.431 | 15225.431 | 15225.431 | 0
F2_Industrial_Wood and Lumber Products_New_Space Heating_Natural Gas_Boiler_A_Achievable Technical Potential | F2 | Industrial | Wood and Lumber Products | New | Space Heating | Natural Gas | Boiler | A | Integrated Unit Summer Peak Savings (kW) | Achievable Technical Potential | 0 | 0 | 0 | 0 | 0 | 0 | 0 | 0 | 0 | 0 | 0 | 0 | 0 | 0 | 0 | 0 | 0 | 0 | 0 | 0 | 0 | 0 | 0
F3_Industrial_Wood and Lumber Products_New_Space Heating_Natural Gas_Boiler_A_Achievable Technical Potential | F3 | Industrial | Wood and Lumber Products | New | Space Heating | Natural Gas | Boiler | A | Integrated Unit Winter Peak Savings (kW) | Achievable Technical Potential | 0 | 0 | 0 | 0 | 0 | 0 | 0 | 0 | 0 | 0 | 0 | 0 | 0 | 0 | 0 | 0 | 0 | 0 | 0 | 0 | 0 | 0 | 0
F4_Industrial_Wood and Lumber Products_New_Space Heating_Natural Gas_Boiler_A_Achievable Technical Potential | F4 | Industrial | Wood and Lumber Products | New | Space Heating | Natural Gas | Boiler | A | Incremental Energy Savings (MWh or mTherms) | Achievable Technical Potential | 0 | 0 | 0.0019206 | 0.08977 | 0.10854 | 0.13535 | 0.086965 | 0.10412 | 0.1042 | 0.11783 | 0.087929 | 0.10115 | 0.099813 | 0.11579 | 0.078585 | 0.095509 | 0.095436 | 0.1111 | 0.073385 | 0.090428 | 0.087965 | 0.087705 | 0
F5_Industrial_Wood and Lumber Products_New_Space Heating_Natural Gas_Boiler_A_Achievable Technical Potential | F5 | Industrial | Wood and Lumber Products | New | Space Heating | Natural Gas | Boiler | A | Incremental Summer Peak Savings (MW) | Achievable Technical Potential | 0 | 0 | 0 | 0 | 0 | 0 | 0 | 0 | 0 | 0 | 0 | 0 | 0 | 0 | 0 | 0 | 0 | 0 | 0 | 0 | 0 | 0 | 0
F6_Industrial_Wood and Lumber Products_New_Space Heating_Natural Gas_Boiler_A_Achievable Technical Potential | F6 | Industrial | Wood and Lumber Products | New | Space Heating | Natural Gas | Boiler | A | Incremental Winter Peak Savings (MW) | Achievable Technical Potential | 0 | 0 | 0 | 0 | 0 | 0 | 0 | 0 | 0 | 0 | 0 | 0 | 0 | 0 | 0 | 0 | 0 | 0 | 0 | 0 | 0 | 0 | 0
F7_Industrial_Wood and Lumber Products_New_Space Heating_Natural Gas_Boiler_A_Achievable Technical Potential | F7 | Industrial | Wood and Lumber Products | New | Space Heating | Natural Gas | Boiler | A | Cumulative Energy Savings (MWh or mTherms) | Achievable Technical Potential | 0 | 0 | 0.00078507 | 0.03748 | 0.081849 | 0.13717 | 0.17272 | 0.21528 | 0.25787 | 0.30604 | 0.34198 | 0.38333 | 0.42413 | 0.47146 | 0.50358 | 0.54262 | 0.58163 | 0.62705 | 0.65704 | 0.69401 | 0.72996 | 0.76581 | 0
F8_Industrial_Wood and Lumber Products_New_Space Heating_Natural Gas_Boiler_A_Achievable Technical Potential | F8 | Industrial | Wood and Lumber Products | New | Space Heating | Natural Gas | Boiler | A | Cumulative Summer Peak Savings (MW) | Achievable Technical Potential | 0 | 0 | 0 | 0 | 0 | 0 | 0 | 0 | 0 | 0 | 0 | 0 | 0 | 0 | 0 | 0 | 0 | 0 | 0 | 0 | 0 | 0 | 0
F9_Industrial_Wood and Lumber Products_New_Space Heating_Natural Gas_Boiler_A_Achievable Technical Potential | F9 | Industrial | Wood and Lumber Products | New | Space Heating | Natural Gas | Boiler | A | Cumulative Winter Peak Savings (MW) | Achievable Technical Potential | 0 | 0 | 0 | 0 | 0 | 0 | 0 | 0 | 0 | 0 | 0 | 0 | 0 | 0 | 0 | 0 | 0 | 0 | 0 | 0 | 0 | 0 | 0
F10_Industrial_Wood and Lumber Products_New_Space Heating_Natural Gas_Boiler_A_Achievable Technical Potential | F10 | Industrial | Wood and Lumber Products | New | Space Heating | Natural Gas | Boiler | A | Purchases (Incremental) | Achievable Technical Potential | 0 | 0 | 0.00012615 | 0.005896 | 0.0071292 | 0.0088896 | 0.0057119 | 0.0068386 | 0.0068436 | 0.0077391 | 0.0057751 | 0.0066438 | 0.0065557 | 0.0076048 | 0.0051614 | 0.006273 | 0.0062682 | 0.007297 | 0.0048199 | 0.0059393 | 0.0057775 | 0.0057604 | 0
F11_Industrial_Wood and Lumber Products_New_Space Heating_Natural Gas_Boiler_A_Achievable Technical Potential | F11 | Industrial | Wood and Lumber Products | New | Space Heating | Natural Gas | Boiler | A | Purchases (Cumulative) | Achievable Technical Potential | 0 | 0 | 0.00012615 | 0.0060222 | 0.013151 | 0.022041 | 0.027753 | 0.034591 | 0.041435 | 0.049174 | 0.054949 | 0.061593 | 0.068149 | 0.075754 | 0.080915 | 0.087188 | 0.093456 | 0.10075 | 0.10557 | 0.11151 | 0.11729 | 0.12305 | 0
F1_Industrial_Wood and Lumber Products_New_Space Heating_Natural Gas_Unit Heater_A_Achievable Technical Potential | F1 | Industrial | Wood and Lumber Products | New | Space Heating | Natural Gas | Unit Heater | A | Integrated Unit Energy Savings (kWh or therms) | Achievable Technical Potential | 0 | 43660.7244 | 43660.7244 | 43660.7244 | 43660.7244 | 43660.7244 | 43660.7244 | 43660.7244 | 43660.7244 | 43660.7244 | 43660.7244 | 43660.7244 | 43660.7244 | 43660.7244 | 43660.7244 | 43660.7244 | 43660.7244 | 43660.7244 | 43660.7244 | 43660.7244 | 43660.7244 | 43660.7244 | 0
F2_Industrial_Wood and Lumber Products_New_Space Heating_Natural Gas_Unit Heater_A_Achievable Technical Potential | F2 | Industrial | Wood and Lumber Products | New | Space Heating | Natural Gas | Unit Heater | A | Integrated Unit Summer Peak Savings (kW) | Achievable Technical Potential | 0 | 0 | 0 | 0 | 0 | 0 | 0 | 0 | 0 | 0 | 0 | 0 | 0 | 0 | 0 | 0 | 0 | 0 | 0 | 0 | 0 | 0 | 0
F3_Industrial_Wood and Lumber Products_New_Space Heating_Natural Gas_Unit Heater_A_Achievable Technical Potential | F3 | Industrial | Wood and Lumber Products | New | Space Heating | Natural Gas | Unit Heater | A | Integrated Unit Winter Peak Savings (kW) | Achievable Technical Potential | 0 | 0 | 0 | 0 | 0 | 0 | 0 | 0 | 0 | 0 | 0 | 0 | 0 | 0 | 0 | 0 | 0 | 0 | 0 | 0 | 0 | 0 | 0
F4_Industrial_Wood and Lumber Products_New_Space Heating_Natural Gas_Unit Heater_A_Achievable Technical Potential | F4 | Industrial | Wood and Lumber Products | New | Space Heating | Natural Gas | Unit Heater | A | Incremental Energy Savings (MWh or mTherms) | Achievable Technical Potential | 0 | 0 | 0.00086992 | 0.055445 | 0.082964 | 0.12399 | 0.093337 | 0.12786 | 0.14165 | 0.1732 | 0.13726 | 0.16546 | 0.22973 | 0.25315 | 0.23044 | 0.29593 | 0.33083 | 0.45287 | 0.28831 | 0.39275 | 0.38693 | 0.38241 | 0
F5_Industrial_Wood and Lumber Products_New_Space Heating_Natural Gas_Unit Heater_A_Achievable Technical Potential | F5 | Industrial | Wood and Lumber Products | New | Space Heating | Natural Gas | Unit Heater | A | Incremental Summer Peak Savings (MW) | Achievable Technical Potential | 0 | 0 | 0 | 0 | 0 | 0 | 0 | 0 | 0 | 0 | 0 | 0 | 0 | 0 | 0 | 0 | 0 | 0 | 0 | 0 | 0 | 0 | 0
F6_Industrial_Wood and Lumber Products_New_Space Heating_Natural Gas_Unit Heater_A_Achievable Technical Potential | F6 | Industrial | Wood and Lumber Products | New | Space Heating | Natural Gas | Unit Heater | A | Incremental Winter Peak Savings (MW) | Achievable Technical Potential | 0 | 0 | 0 | 0 | 0 | 0 | 0 | 0 | 0 | 0 | 0 | 0 | 0 | 0 | 0 | 0 | 0 | 0 | 0 | 0 | 0 | 0 | 0
F7_Industrial_Wood and Lumber Products_New_Space Heating_Natural Gas_Unit Heater_A_Achievable Technical Potential | F7 | Industrial | Wood and Lumber Products | New | Space Heating | Natural Gas | Unit Heater | A | Cumulative Energy Savings (MWh or mTherms) | Achievable Technical Potential | 0 | 0 | 0.00086992 | 0.056315 | 0.13928 | 0.26327 | 0.3566 | 0.48446 | 0.62611 | 0.7993 | 0.93656 | 1.102 | 1.3318 | 1.5849 | 1.8145 | 2.055 | 2.3028 | 2.6317 | 2.8267 | 3.0916 | 3.3369 | 3.5461 | 0
F8_Industrial_Wood and Lumber Products_New_Space Heating_Natural Gas_Unit Heater_A_Achievable Technical Potential | F8 | Industrial | Wood and Lumber Products | New | Space Heating | Natural Gas | Unit Heater | A | Cumulative Summer Peak Savings (MW) | Achievable Technical Potential | 0 | 0 | 0 | 0 | 0 | 0 | 0 | 0 | 0 | 0 | 0 | 0 | 0 | 0 | 0 | 0 | 0 | 0 | 0 | 0 | 0 | 0 | 0
F9_Industrial_Wood and Lumber Products_New_Space Heating_Natural Gas_Unit Heater_A_Achievable Technical Potential | F9 | Industrial | Wood and Lumber Products | New | Space Heating | Natural Gas | Unit Heater | A | Cumulative Winter Peak Savings (MW) | Achievable Technical Potential | 0 | 0 | 0 | 0 | 0 | 0 | 0 | 0 | 0 | 0 | 0 | 0 | 0 | 0 | 0 | 0 | 0 | 0 | 0 | 0 | 0 | 0 | 0
F10_Industrial_Wood and Lumber Products_New_Space Heating_Natural Gas_Unit Heater_A_Achievable Technical Potential | F10 | Industrial | Wood and Lumber Products | New | Space Heating | Natural Gas | Unit Heater | A | Purchases (Incremental) | Achievable Technical Potential | 0 | 0 | 1.9924e-05 | 0.0012699 | 0.0019002 | 0.0028398 | 0.0021378 | 0.0029284 | 0.0032443 | 0.0039669 | 0.0031437 | 0.0037898 | 0.0052617 | 0.0057982 | 0.0052781 | 0.0067779 | 0.0075772 | 0.010373 | 0.0066035 | 0.0089954 | 0.0088623 | 0.0087587 | 0
F11_Industrial_Wood and Lumber Products_New_Space Heating_Natural Gas_Unit Heater_A_Achievable Technical Potential | F11 | Industrial | Wood and Lumber Products | New | Space Heating | Natural Gas | Unit Heater | A | Purchases (Cumulative) | Achievable Technical Potential | 0 | 0 | 1.9924e-05 | 0.0012898 | 0.00319 | 0.0060298 | 0.0081676 | 0.011096 | 0.01434 | 0.018307 | 0.021451 | 0.025241 | 0.030502 | 0.036301 | 0.041559 | 0.047067 | 0.052744 | 0.060277 | 0.064742 | 0.070809 | 0.076427 | 0.081219 | 0
F1_Industrial_Other Industrial_Existing_Space Heating_Natural Gas_Furnace_A_Achievable Technical Potential | F1 | Industrial | Other Industrial | Existing | Space Heating | Natural Gas | Furnace | A | Integrated Unit Energy Savings (kWh or therms) | Achievable Technical Potential | 0 | 1443.5459 | 1443.5459 | 1443.5459 | 1443.5459 | 1443.5459 | 1443.5459 | 1443.5459 | 1443.5459 | 1443.5459 | 1443.5459 | 1443.5459 | 1443.5459 | 1443.5459 | 1443.5459 | 1443.5459 | 1443.5459 | 1443.5459 | 1443.5459 | 1443.5459 | 1443.5459 | 1443.5459 | 0
F2_Industrial_Other Industrial_Existing_Space Heating_Natural Gas_Furnace_A_Achievable Technical Potential | F2 | Industrial | Other Industrial | Existing | Space Heating | Natural Gas | Furnace | A | Integrated Unit Summer Peak Savings (kW) | Achievable Technical Potential | 0 | 0 | 0 | 0 | 0 | 0 | 0 | 0 | 0 | 0 | 0 | 0 | 0 | 0 | 0 | 0 | 0 | 0 | 0 | 0 | 0 | 0 | 0
F3_Industrial_Other Industrial_Existing_Space Heating_Natural Gas_Furnace_A_Achievable Technical Potential | F3 | Industrial | Other Industrial | Existing | Space Heating | Natural Gas | Furnace | A | Integrated Unit Winter Peak Savings (kW) | Achievable Technical Potential | 0 | 0 | 0 | 0 | 0 | 0 | 0 | 0 | 0 | 0 | 0 | 0 | 0 | 0 | 0 | 0 | 0 | 0 | 0 | 0 | 0 | 0 | 0
F4_Industrial_Other Industrial_Existing_Space Heating_Natural Gas_Furnace_A_Achievable Technical Potential | F4 | Industrial | Other Industrial | Existing | Space Heating | Natural Gas | Furnace | A | Incremental Energy Savings (MWh or mTherms) | Achievable Technical Potential | 0 | 0 | 0.012299 | 0.025586 | 0.039677 | 0.054407 | 0.06963 | 0.083795 | 0.095565 | 0.10527 | 0.11321 | 0.11965 | 0.11474 | 0.10914 | 0.10317 | 0.097078 | 0.091011 | 0.085083 | 0.078703 | 0.078816 | 0.079099 | 0.079512 | 0
F5_Industrial_Other Industrial_Existing_Space Heating_Natural Gas_Furnace_A_Achievable Technical Potential | F5 | Industrial | Other Industrial | Existing | Space Heating | Natural Gas | Furnace | A | Incremental Summer Peak Savings (MW) | Achievable Technical Potential | 0 | 0 | 0 | 0 | 0 | 0 | 0 | 0 | 0 | 0 | 0 | 0 | 0 | 0 | 0 | 0 | 0 | 0 | 0 | 0 | 0 | 0 | 0
F6_Industrial_Other Industrial_Existing_Space Heating_Natural Gas_Furnace_A_Achievable Technical Potential | F6 | Industrial | Other Industrial | Existing | Space Heating | Natural Gas | Furnace | A | Incremental Winter Peak Savings (MW) | Achievable Technical Potential | 0 | 0 | 0 | 0 | 0 | 0 | 0 | 0 | 0 | 0 | 0 | 0 | 0 | 0 | 0 | 0 | 0 | 0 | 0 | 0 | 0 | 0 | 0
F7_Industrial_Other Industrial_Existing_Space Heating_Natural Gas_Furnace_A_Achievable Technical Potential | F7 | Industrial | Other Industrial | Existing | Space Heating | Natural Gas | Furnace | A | Cumulative Energy Savings (MWh or mTherms) | Achievable Technical Potential | 0 | 0 | 0.012299 | 0.037885 | 0.077562 | 0.13197 | 0.2016 | 0.28539 | 0.38096 | 0.48623 | 0.59944 | 0.71909 | 0.83383 | 0.94297 | 1.0461 | 1.1432 | 1.2342 | 1.3193 | 1.398 | 1.4768 | 1.5559 | 1.6354 | 0
F8_Industrial_Other Industrial_Existing_Space Heating_Natural Gas_Furnace_A_Achievable Technical Potential | F8 | Industrial | Other Industrial | Existing | Space Heating | Natural Gas | Furnace | A | Cumulative Summer Peak Savings (MW) | Achievable Technical Potential | 0 | 0 | 0 | 0 | 0 | 0 | 0 | 0 | 0 | 0 | 0 | 0 | 0 | 0 | 0 | 0 | 0 | 0 | 0 | 0 | 0 | 0 | 0
F9_Industrial_Other Industrial_Existing_Space Heating_Natural Gas_Furnace_A_Achievable Technical Potential | F9 | Industrial | Other Industrial | Existing | Space Heating | Natural Gas | Furnace | A | Cumulative Winter Peak Savings (MW) | Achievable Technical Potential | 0 | 0 | 0 | 0 | 0 | 0 | 0 | 0 | 0 | 0 | 0 | 0 | 0 | 0 | 0 | 0 | 0 | 0 | 0 | 0 | 0 | 0 | 0
F10_Industrial_Other Industrial_Existing_Space Heating_Natural Gas_Furnace_A_Achievable Technical Potential | F10 | Industrial | Other Industrial | Existing | Space Heating | Natural Gas | Furnace | A | Purchases (Incremental) | Achievable Technical Potential | 0 | 0 | 0.00852 | 0.017725 | 0.027486 | 0.03769 | 0.048235 | 0.058048 | 0.066201 | 0.072925 | 0.078426 | 0.082888 | 0.079484 | 0.075604 | 0.071472 | 0.067249 | 0.063047 | 0.05894 | 0.054521 | 0.054599 | 0.054795 | 0.055081 | 0
F11_Industrial_Other Industrial_Existing_Space Heating_Natural Gas_Furnace_A_Achievable Technical Potential | F11 | Industrial | Other Industrial | Existing | Space Heating | Natural Gas | Furnace | A | Purchases (Cumulative) | Achievable Technical Potential | 0 | 0 | 0.00852 | 0.026245 | 0.05373 | 0.09142 | 0.13965 | 0.1977 | 0.2639 | 0.33683 | 0.41526 | 0.49814 | 0.57763 | 0.65323 | 0.7247 | 0.79195 | 0.855 | 0.91394 | 0.96846 | 1.0231 | 1.0779 | 1.1329 | 0
F1_Industrial_Other Industrial_Existing_Space Heating_Natural Gas_Boiler_A_Achievable Technical Potential | F1 | Industrial | Other Industrial | Existing | Space Heating | Natural Gas | Boiler | A | Integrated Unit Energy Savings (kWh or therms) | Achievable Technical Potential | 0 | 15226.9124 | 15226.9124 | 15226.9124 | 15226.9124 | 15226.9124 | 15226.9124 | 15226.9124 | 15226.9124 | 15226.9124 | 15226.9124 | 15226.9124 | 15226.9124 | 15226.9124 | 15226.9124 | 15226.9124 | 15226.9124 | 15226.9124 | 15226.9124 | 15226.9124 | 15226.9124 | 15226.9124 | 0
F2_Industrial_Other Industrial_Existing_Space Heating_Natural Gas_Boiler_A_Achievable Technical Potential | F2 | Industrial | Other Industrial | Existing | Space Heating | Natural Gas | Boiler | A | Integrated Unit Summer Peak Savings (kW) | Achievable Technical Potential | 0 | 0 | 0 | 0 | 0 | 0 | 0 | 0 | 0 | 0 | 0 | 0 | 0 | 0 | 0 | 0 | 0 | 0 | 0 | 0 | 0 | 0 | 0
F3_Industrial_Other Industrial_Existing_Space Heating_Natural Gas_Boiler_A_Achievable Technical Potential | F3 | Industrial | Other Industrial | Existing | Space Heating | Natural Gas | Boiler | A | Integrated Unit Winter Peak Savings (kW) | Achievable Technical Potential | 0 | 0 | 0 | 0 | 0 | 0 | 0 | 0 | 0 | 0 | 0 | 0 | 0 | 0 | 0 | 0 | 0 | 0 | 0 | 0 | 0 | 0 | 0
F4_Industrial_Other Industrial_Existing_Space Heating_Natural Gas_Boiler_A_Achievable Technical Potential | F4 | Industrial | Other Industrial | Existing | Space Heating | Natural Gas | Boiler | A | Incremental Energy Savings (MWh or mTherms) | Achievable Technical Potential | 0 | 0 | 0.45146 | 0.65605 | 0.78727 | 0.86648 | 0.91397 | 0.93142 | 0.93229 | 0.92519 | 0.91466 | 0.90239 | 0.88976 | 0.87703 | 0.86425 | 0.85144 | 0.83862 | 0.82583 | 0.81308 | 0.80039 | 0.78778 | 0.77526 | 0
F5_Industrial_Other Industrial_Existing_Space Heating_Natural Gas_Boiler_A_Achievable Technical Potential | F5 | Industrial | Other Industrial | Existing | Space Heating | Natural Gas | Boiler | A | Incremental Summer Peak Savings (MW) | Achievable Technical Potential | 0 | 0 | 0 | 0 | 0 | 0 | 0 | 0 | 0 | 0 | 0 | 0 | 0 | 0 | 0 | 0 | 0 | 0 | 0 | 0 | 0 | 0 | 0
F6_Industrial_Other Industrial_Existing_Space Heating_Natural Gas_Boiler_A_Achievable Technical Potential | F6 | Industrial | Other Industrial | Existing | Space Heating | Natural Gas | Boiler | A | Incremental Winter Peak Savings (MW) | Achievable Technical Potential | 0 | 0 | 0 | 0 | 0 | 0 | 0 | 0 | 0 | 0 | 0 | 0 | 0 | 0 | 0 | 0 | 0 | 0 | 0 | 0 | 0 | 0 | 0
F7_Industrial_Other Industrial_Existing_Space Heating_Natural Gas_Boiler_A_Achievable Technical Potential | F7 | Industrial | Other Industrial | Existing | Space Heating | Natural Gas | Boiler | A | Cumulative Energy Savings (MWh or mTherms) | Achievable Technical Potential | 0 | 0 | 0.18463 | 0.45294 | 0.77491 | 1.1293 | 1.5031 | 1.884 | 2.2652 | 2.6436 | 3.0177 | 3.3867 | 3.7506 | 4.1093 | 4.4628 | 4.811 | 5.1539 | 5.4917 | 5.8242 | 6.1515 | 6.4737 | 6.7908 | 0
F8_Industrial_Other Industrial_Existing_Space Heating_Natural Gas_Boiler_A_Achievable Technical Potential | F8 | Industrial | Other Industrial | Existing | Space Heating | Natural Gas | Boiler | A | Cumulative Summer Peak Savings (MW) | Achievable Technical Potential | 0 | 0 | 0 | 0 | 0 | 0 | 0 | 0 | 0 | 0 | 0 | 0 | 0 | 0 | 0 | 0 | 0 | 0 | 0 | 0 | 0 | 0 | 0
F9_Industrial_Other Industrial_Existing_Space Heating_Natural Gas_Boiler_A_Achievable Technical Potential | F9 | Industrial | Other Industrial | Existing | Space Heating | Natural Gas | Boiler | A | Cumulative Winter Peak Savings (MW) | Achievable Technical Potential | 0 | 0 | 0 | 0 | 0 | 0 | 0 | 0 | 0 | 0 | 0 | 0 | 0 | 0 | 0 | 0 | 0 | 0 | 0 | 0 | 0 | 0 | 0
F10_Industrial_Other Industrial_Existing_Space Heating_Natural Gas_Boiler_A_Achievable Technical Potential | F10 | Industrial | Other Industrial | Existing | Space Heating | Natural Gas | Boiler | A | Purchases (Incremental) | Achievable Technical Potential | 0 | 0 | 0.029649 | 0.043085 | 0.051703 | 0.056904 | 0.060024 | 0.061169 | 0.061226 | 0.060761 | 0.060069 | 0.059263 | 0.058433 | 0.057598 | 0.056758 | 0.055917 | 0.055075 | 0.054235 | 0.053398 | 0.052564 | 0.051736 | 0.050914 | 0
F11_Industrial_Other Industrial_Existing_Space Heating_Natural Gas_Boiler_A_Achievable Technical Potential | F11 | Industrial | Other Industrial | Existing | Space Heating | Natural Gas | Boiler | A | Purchases (Cumulative) | Achievable Technical Potential | 0 | 0 | 0.029649 | 0.072734 | 0.12444 | 0.18134 | 0.24136 | 0.30253 | 0.36376 | 0.42452 | 0.48459 | 0.54385 | 0.60229 | 0.65988 | 0.71664 | 0.77256 | 0.82763 | 0.88187 | 0.93527 | 0.98783 | 1.0396 | 1.0905 | 0
F1_Industrial_Other Industrial_Existing_Space Heating_Natural Gas_Unit Heater_A_Achievable Technical Potential | F1 | Industrial | Other Industrial | Existing | Space Heating | Natural Gas | Unit Heater | A | Integrated Unit Energy Savings (kWh or therms) | Achievable Technical Potential | 0 | 43660.7244 | 43660.7244 | 43660.7244 | 43660.7244 | 43660.7244 | 43660.7244 | 43660.7244 | 43660.7244 | 43660.7244 | 43660.7244 | 43660.7244 | 43660.7244 | 43660.7244 | 43660.7244 | 43660.7244 | 43660.7244 | 43660.7244 | 43660.7244 | 43660.7244 | 43660.7244 | 43660.7244 | 0
F2_Industrial_Other Industrial_Existing_Space Heating_Natural Gas_Unit Heater_A_Achievable Technical Potential | F2 | Industrial | Other Industrial | Existing | Space Heating | Natural Gas | Unit Heater | A | Integrated Unit Summer Peak Savings (kW) | Achievable Technical Potential | 0 | 0 | 0 | 0 | 0 | 0 | 0 | 0 | 0 | 0 | 0 | 0 | 0 | 0 | 0 | 0 | 0 | 0 | 0 | 0 | 0 | 0 | 0
F3_Industrial_Other Industrial_Existing_Space Heating_Natural Gas_Unit Heater_A_Achievable Technical Potential | F3 | Industrial | Other Industrial | Existing | Space Heating | Natural Gas | Unit Heater | A | Integrated Unit Winter Peak Savings (kW) | Achievable Technical Potential | 0 | 0 | 0 | 0 | 0 | 0 | 0 | 0 | 0 | 0 | 0 | 0 | 0 | 0 | 0 | 0 | 0 | 0 | 0 | 0 | 0 | 0 | 0
F4_Industrial_Other Industrial_Existing_Space Heating_Natural Gas_Unit Heater_A_Achievable Technical Potential | F4 | Industrial | Other Industrial | Existing | Space Heating | Natural Gas | Unit Heater | A | Incremental Energy Savings (MWh or mTherms) | Achievable Technical Potential | 0 | 0 | 0.016373 | 0.062444 | 0.14891 | 0.28423 | 0.47493 | 0.71377 | 0.98406 | 1.2784 | 1.5528 | 1.8017 | 2.0309 | 2.2461 | 2.4524 | 2.6537 | 2.853 | 2.7071 | 2.5861 | 2.5132 | 2.4821 | 2.4797 | 0
F5_Industrial_Other Industrial_Existing_Space Heating_Natural Gas_Unit Heater_A_Achievable Technical Potential | F5 | Industrial | Other Industrial | Existing | Space Heating | Natural Gas | Unit Heater | A | Incremental Summer Peak Savings (MW) | Achievable Technical Potential | 0 | 0 | 0 | 0 | 0 | 0 | 0 | 0 | 0 | 0 | 0 | 0 | 0 | 0 | 0 | 0 | 0 | 0 | 0 | 0 | 0 | 0 | 0
F6_Industrial_Other Industrial_Existing_Space Heating_Natural Gas_Unit Heater_A_Achievable Technical Potential | F6 | Industrial | Other Industrial | Existing | Space Heating | Natural Gas | Unit Heater | A | Incremental Winter Peak Savings (MW) | Achievable Technical Potential | 0 | 0 | 0 | 0 | 0 | 0 | 0 | 0 | 0 | 0 | 0 | 0 | 0 | 0 | 0 | 0 | 0 | 0 | 0 | 0 | 0 | 0 | 0
F7_Industrial_Other Industrial_Existing_Space Heating_Natural Gas_Unit Heater_A_Achievable Technical Potential | F7 | Industrial | Other Industrial | Existing | Space Heating | Natural Gas | Unit Heater | A | Cumulative Energy Savings (MWh or mTherms) | Achievable Technical Potential | 0 | 0 | 0.016373 | 0.078818 | 0.22773 | 0.51197 | 0.98689 | 1.7007 | 2.6847 | 3.9631 | 5.5159 | 7.3176 | 9.3484 | 11.5945 | 14.0305 | 16.6217 | 19.3258 | 21.7486 | 23.8598 | 25.6593 | 27.1574 | 28.3586 | 0
F8_Industrial_Other Industrial_Existing_Space Heating_Natural Gas_Unit Heater_A_Achievable Technical Potential | F8 | Industrial | Other Industrial | Existing | Space Heating | Natural Gas | Unit Heater | A | Cumulative Summer Peak Savings (MW) | Achievable Technical Potential | 0 | 0 | 0 | 0 | 0 | 0 | 0 | 0 | 0 | 0 | 0 | 0 | 0 | 0 | 0 | 0 | 0 | 0 | 0 | 0 | 0 | 0 | 0
F9_Industrial_Other Industrial_Existing_Space Heating_Natural Gas_Unit Heater_A_Achievable Technical Potential | F9 | Industrial | Other Industrial | Existing | Space Heating | Natural Gas | Unit Heater | A | Cumulative Winter Peak Savings (MW) | Achievable Technical Potential | 0 | 0 | 0 | 0 | 0 | 0 | 0 | 0 | 0 | 0 | 0 | 0 | 0 | 0 | 0 | 0 | 0 | 0 | 0 | 0 | 0 | 0 | 0
F10_Industrial_Other Industrial_Existing_Space Heating_Natural Gas_Unit Heater_A_Achievable Technical Potential | F10 | Industrial | Other Industrial | Existing | Space Heating | Natural Gas | Unit Heater | A | Purchases (Incremental) | Achievable Technical Potential | 0 | 0 | 0.00037501 | 0.0014302 | 0.0034107 | 0.0065101 | 0.010878 | 0.016348 | 0.022539 | 0.02928 | 0.035564 | 0.041265 | 0.046515 | 0.051444 | 0.056168 | 0.06078 | 0.065345 | 0.062002 | 0.059232 | 0.057563 | 0.05685 | 0.056795 | 0
F11_Industrial_Other Industrial_Existing_Space Heating_Natural Gas_Unit Heater_A_Achievable Technical Potential | F11 | Industrial | Other Industrial | Existing | Space Heating | Natural Gas | Unit Heater | A | Purchases (Cumulative) | Achievable Technical Potential | 0 | 0 | 0.00037501 | 0.0018052 | 0.0052159 | 0.011726 | 0.022604 | 0.038952 | 0.061491 | 0.090771 | 0.12634 | 0.1676 | 0.21412 | 0.26556 | 0.32135 | 0.3807 | 0.44264 | 0.49813 | 0.54648 | 0.5877 | 0.62201 | 0.64952 | 0
F1_Industrial_Other Industrial_New_Space Heating_Natural Gas_Furnace_A_Achievable Technical Potential | F1 | Industrial | Other Industrial | New | Space Heating | Natural Gas | Furnace | A | Integrated Unit Energy Savings (kWh or therms) | Achievable Technical Potential | 0 | 1443.5073 | 1443.5073 | 1443.5073 | 1443.5073 | 1443.5073 | 1443.5073 | 1443.5073 | 1443.5073 | 1443.5073 | 1443.5073 | 1443.5073 | 1443.5073 | 1443.5073 | 1443.5073 | 1443.5073 | 1443.5073 | 1443.5073 | 1443.5073 | 1443.5073 | 1443.5073 | 1443.5073 | 0
F2_Industrial_Other Industrial_New_Space Heating_Natural Gas_Furnace_A_Achievable Technical Potential | F2 | Industrial | Other Industrial | New | Space Heating | Natural Gas | Furnace | A | Integrated Unit Summer Peak Savings (kW) | Achievable Technical Potential | 0 | 0 | 0 | 0 | 0 | 0 | 0 | 0 | 0 | 0 | 0 | 0 | 0 | 0 | 0 | 0 | 0 | 0 | 0 | 0 | 0 | 0 | 0
F3_Industrial_Other Industrial_New_Space Heating_Natural Gas_Furnace_A_Achievable Technical Potential | F3 | Industrial | Other Industrial | New | Space Heating | Natural Gas | Furnace | A | Integrated Unit Winter Peak Savings (kW) | Achievable Technical Potential | 0 | 0 | 0 | 0 | 0 | 0 | 0 | 0 | 0 | 0 | 0 | 0 | 0 | 0 | 0 | 0 | 0 | 0 | 0 | 0 | 0 | 0 | 0
F4_Industrial_Other Industrial_New_Space Heating_Natural Gas_Furnace_A_Achievable Technical Potential | F4 | Industrial | Other Industrial | New | Space Heating | Natural Gas | Furnace | A | Incremental Energy Savings (MWh or mTherms) | Achievable Technical Potential | 0 | 0 | 0.00057071 | 0.036375 | 0.054429 | 0.081342 | 0.061234 | 0.08388 | 0.09293 | 0.11363 | 0.090048 | 0.10855 | 0.11105 | 0.13247 | 0.091894 | 0.11361 | 0.11507 | 0.13539 | 0.089436 | 0.12692 | 0.12304 | 0.13425 | 0
F5_Industrial_Other Industrial_New_Space Heating_Natural Gas_Furnace_A_Achievable Technical Potential | F5 | Industrial | Other Industrial | New | Space Heating | Natural Gas | Furnace | A | Incremental Summer Peak Savings (MW) | Achievable Technical Potential | 0 | 0 | 0 | 0 | 0 | 0 | 0 | 0 | 0 | 0 | 0 | 0 | 0 | 0 | 0 | 0 | 0 | 0 | 0 | 0 | 0 | 0 | 0
F6_Industrial_Other Industrial_New_Space Heating_Natural Gas_Furnace_A_Achievable Technical Potential | F6 | Industrial | Other Industrial | New | Space Heating | Natural Gas | Furnace | A | Incremental Winter Peak Savings (MW) | Achievable Technical Potential | 0 | 0 | 0 | 0 | 0 | 0 | 0 | 0 | 0 | 0 | 0 | 0 | 0 | 0 | 0 | 0 | 0 | 0 | 0 | 0 | 0 | 0 | 0
F7_Industrial_Other Industrial_New_Space Heating_Natural Gas_Furnace_A_Achievable Technical Potential | F7 | Industrial | Other Industrial | New | Space Heating | Natural Gas | Furnace | A | Cumulative Energy Savings (MWh or mTherms) | Achievable Technical Potential | 0 | 0 | 0.00057071 | 0.036946 | 0.091375 | 0.17272 | 0.23395 | 0.31783 | 0.41076 | 0.52439 | 0.61444 | 0.72299 | 0.83404 | 0.96652 | 1.0584 | 1.172 | 1.2871 | 1.4225 | 1.5119 | 1.6388 | 1.7619 | 1.8961 | 0
F8_Industrial_Other Industrial_New_Space Heating_Natural Gas_Furnace_A_Achievable Technical Potential | F8 | Industrial | Other Industrial | New | Space Heating | Natural Gas | Furnace | A | Cumulative Summer Peak Savings (MW) | Achievable Technical Potential | 0 | 0 | 0 | 0 | 0 | 0 | 0 | 0 | 0 | 0 | 0 | 0 | 0 | 0 | 0 | 0 | 0 | 0 | 0 | 0 | 0 | 0 | 0
F9_Industrial_Other Industrial_New_Space Heating_Natural Gas_Furnace_A_Achievable Technical Potential | F9 | Industrial | Other Industrial | New | Space Heating | Natural Gas | Furnace | A | Cumulative Winter Peak Savings (MW) | Achievable Technical Potential | 0 | 0 | 0 | 0 | 0 | 0 | 0 | 0 | 0 | 0 | 0 | 0 | 0 | 0 | 0 | 0 | 0 | 0 | 0 | 0 | 0 | 0 | 0
F10_Industrial_Other Industrial_New_Space Heating_Natural Gas_Furnace_A_Achievable Technical Potential | F10 | Industrial | Other Industrial | New | Space Heating | Natural Gas | Furnace | A | Purchases (Incremental) | Achievable Technical Potential | 0 | 0 | 0.00039537 | 0.025199 | 0.037706 | 0.05635 | 0.04242 | 0.058109 | 0.064378 | 0.078716 | 0.062382 | 0.075202 | 0.076931 | 0.091773 | 0.06366 | 0.078706 | 0.079715 | 0.093793 | 0.061958 | 0.087926 | 0.085234 | 0.093005 | 0
F11_Industrial_Other Industrial_New_Space Heating_Natural Gas_Furnace_A_Achievable Technical Potential | F11 | Industrial | Other Industrial | New | Space Heating | Natural Gas | Furnace | A | Purchases (Cumulative) | Achievable Technical Potential | 0 | 0 | 0.00039537 | 0.025595 | 0.063301 | 0.11965 | 0.16207 | 0.22018 | 0.28456 | 0.36327 | 0.42566 | 0.50086 | 0.57779 | 0.66956 | 0.73322 | 0.81193 | 0.89164 | 0.98544 | 1.0474 | 1.1353 | 1.2206 | 1.3136 | 0
F1_Industrial_Other Industrial_New_Space Heating_Natural Gas_Boiler_A_Achievable Technical Potential | F1 | Industrial | Other Industrial | New | Space Heating | Natural Gas | Boiler | A | Integrated Unit Energy Savings (kWh or therms) | Achievable Technical Potential | 0 | 15225.431 | 15225.431 | 15225.431 | 15225.431 | 15225.431 | 15225.431 | 15225.431 | 15225.431 | 15225.431 | 15225.431 | 15225.431 | 15225.431 | 15225.431 | 15225.431 | 15225.431 | 15225.431 | 15225.431 | 15225.431 | 15225.431 | 15225.431 | 15225.431 | 0
F2_Industrial_Other Industrial_New_Space Heating_Natural Gas_Boiler_A_Achievable Technical Potential | F2 | Industrial | Other Industrial | New | Space Heating | Natural Gas | Boiler | A | Integrated Unit Summer Peak Savings (kW) | Achievable Technical Potential | 0 | 0 | 0 | 0 | 0 | 0 | 0 | 0 | 0 | 0 | 0 | 0 | 0 | 0 | 0 | 0 | 0 | 0 | 0 | 0 | 0 | 0 | 0
F3_Industrial_Other Industrial_New_Space Heating_Natural Gas_Boiler_A_Achievable Technical Potential | F3 | Industrial | Other Industrial | New | Space Heating | Natural Gas | Boiler | A | Integrated Unit Winter Peak Savings (kW) | Achievable Technical Potential | 0 | 0 | 0 | 0 | 0 | 0 | 0 | 0 | 0 | 0 | 0 | 0 | 0 | 0 | 0 | 0 | 0 | 0 | 0 | 0 | 0 | 0 | 0
F4_Industrial_Other Industrial_New_Space Heating_Natural Gas_Boiler_A_Achievable Technical Potential | F4 | Industrial | Other Industrial | New | Space Heating | Natural Gas | Boiler | A | Incremental Energy Savings (MWh or mTherms) | Achievable Technical Potential | 0 | 0 | 0.019095 | 0.89249 | 1.0792 | 1.3456 | 0.86461 | 1.0352 | 1.0359 | 1.1715 | 0.87419 | 1.0057 | 0.99235 | 1.1512 | 0.78129 | 0.94955 | 0.94883 | 1.1046 | 0.7296 | 0.89904 | 0.87455 | 0.87197 | 0
F5_Industrial_Other Industrial_New_Space Heating_Natural Gas_Boiler_A_Achievable Technical Potential | F5 | Industrial | Other Industrial | New | Space Heating | Natural Gas | Boiler | A | Incremental Summer Peak Savings (MW) | Achievable Technical Potential | 0 | 0 | 0 | 0 | 0 | 0 | 0 | 0 | 0 | 0 | 0 | 0 | 0 | 0 | 0 | 0 | 0 | 0 | 0 | 0 | 0 | 0 | 0
F6_Industrial_Other Industrial_New_Space Heating_Natural Gas_Boiler_A_Achievable Technical Potential | F6 | Industrial | Other Industrial | New | Space Heating | Natural Gas | Boiler | A | Incremental Winter Peak Savings (MW) | Achievable Technical Potential | 0 | 0 | 0 | 0 | 0 | 0 | 0 | 0 | 0 | 0 | 0 | 0 | 0 | 0 | 0 | 0 | 0 | 0 | 0 | 0 | 0 | 0 | 0
F7_Industrial_Other Industrial_New_Space Heating_Natural Gas_Boiler_A_Achievable Technical Potential | F7 | Industrial | Other Industrial | New | Space Heating | Natural Gas | Boiler | A | Cumulative Energy Savings (MWh or mTherms) | Achievable Technical Potential | 0 | 0 | 0.0078052 | 0.37262 | 0.81374 | 1.3638 | 1.7172 | 2.1403 | 2.5638 | 3.0427 | 3.4 | 3.8111 | 4.2167 | 4.6873 | 5.0066 | 5.3948 | 5.7826 | 6.2341 | 6.5323 | 6.8998 | 7.2573 | 7.6137 | 0
F8_Industrial_Other Industrial_New_Space Heating_Natural Gas_Boiler_A_Achievable Technical Potential | F8 | Industrial | Other Industrial | New | Space Heating | Natural Gas | Boiler | A | Cumulative Summer Peak Savings (MW) | Achievable Technical Potential | 0 | 0 | 0 | 0 | 0 | 0 | 0 | 0 | 0 | 0 | 0 | 0 | 0 | 0 | 0 | 0 | 0 | 0 | 0 | 0 | 0 | 0 | 0
F9_Industrial_Other Industrial_New_Space Heating_Natural Gas_Boiler_A_Achievable Technical Potential | F9 | Industrial | Other Industrial | New | Space Heating | Natural Gas | Boiler | A | Cumulative Winter Peak Savings (MW) | Achievable Technical Potential | 0 | 0 | 0 | 0 | 0 | 0 | 0 | 0 | 0 | 0 | 0 | 0 | 0 | 0 | 0 | 0 | 0 | 0 | 0 | 0 | 0 | 0 | 0
F10_Industrial_Other Industrial_New_Space Heating_Natural Gas_Boiler_A_Achievable Technical Potential | F10 | Industrial | Other Industrial | New | Space Heating | Natural Gas | Boiler | A | Purchases (Incremental) | Achievable Technical Potential | 0 | 0 | 0.0012541 | 0.058619 | 0.070878 | 0.088381 | 0.056788 | 0.06799 | 0.06804 | 0.076942 | 0.057417 | 0.066053 | 0.065177 | 0.075607 | 0.051315 | 0.062366 | 0.062319 | 0.072548 | 0.04792 | 0.059048 | 0.05744 | 0.057271 | 0
F11_Industrial_Other Industrial_New_Space Heating_Natural Gas_Boiler_A_Achievable Technical Potential | F11 | Industrial | Other Industrial | New | Space Heating | Natural Gas | Boiler | A | Purchases (Cumulative) | Achievable Technical Potential | 0 | 0 | 0.0012541 | 0.059873 | 0.13075 | 0.21913 | 0.27592 | 0.34391 | 0.41195 | 0.48889 | 0.54631 | 0.61236 | 0.67754 | 0.75315 | 0.80446 | 0.86683 | 0.92914 | 1.0017 | 1.0496 | 1.1087 | 1.1661 | 1.2234 | 0
F1_Industrial_Other Industrial_New_Space Heating_Natural Gas_Unit Heater_A_Achievable Technical Potential | F1 | Industrial | Other Industrial | New | Space Heating | Natural Gas | Unit Heater | A | Integrated Unit Energy Savings (kWh or therms) | Achievable Technical Potential | 0 | 43660.7244 | 43660.7244 | 43660.7244 | 43660.7244 | 43660.7244 | 43660.7244 | 43660.7244 | 43660.7244 | 43660.7244 | 43660.7244 | 43660.7244 | 43660.7244 | 43660.7244 | 43660.7244 | 43660.7244 | 43660.7244 | 43660.7244 | 43660.7244 | 43660.7244 | 43660.7244 | 43660.7244 | 0
F2_Industrial_Other Industrial_New_Space Heating_Natural Gas_Unit Heater_A_Achievable Technical Potential | F2 | Industrial | Other Industrial | New | Space Heating | Natural Gas | Unit Heater | A | Integrated Unit Summer Peak Savings (kW) | Achievable Technical Potential | 0 | 0 | 0 | 0 | 0 | 0 | 0 | 0 | 0 | 0 | 0 | 0 | 0 | 0 | 0 | 0 | 0 | 0 | 0 | 0 | 0 | 0 | 0
F3_Industrial_Other Industrial_New_Space Heating_Natural Gas_Unit Heater_A_Achievable Technical Potential | F3 | Industrial | Other Industrial | New | Space Heating | Natural Gas | Unit Heater | A | Integrated Unit Winter Peak Savings (kW) | Achievable Technical Potential | 0 | 0 | 0 | 0 | 0 | 0 | 0 | 0 | 0 | 0 | 0 | 0 | 0 | 0 | 0 | 0 | 0 | 0 | 0 | 0 | 0 | 0 | 0
F4_Industrial_Other Industrial_New_Space Heating_Natural Gas_Unit Heater_A_Achievable Technical Potential | F4 | Industrial | Other Industrial | New | Space Heating | Natural Gas | Unit Heater | A | Incremental Energy Savings (MWh or mTherms) | Achievable Technical Potential | 0 | 0 | 0.0086487 | 0.55124 | 0.82483 | 1.2327 | 0.92796 | 1.2711 | 1.4083 | 1.7219 | 1.3646 | 1.6451 | 2.284 | 2.5169 | 2.2911 | 2.9421 | 3.2891 | 4.5025 | 2.8664 | 3.9047 | 3.8469 | 3.8019 | 0
F5_Industrial_Other Industrial_New_Space Heating_Natural Gas_Unit Heater_A_Achievable Technical Potential | F5 | Industrial | Other Industrial | New | Space Heating | Natural Gas | Unit Heater | A | Incremental Summer Peak Savings (MW) | Achievable Technical Potential | 0 | 0 | 0 | 0 | 0 | 0 | 0 | 0 | 0 | 0 | 0 | 0 | 0 | 0 | 0 | 0 | 0 | 0 | 0 | 0 | 0 | 0 | 0
F6_Industrial_Other Industrial_New_Space Heating_Natural Gas_Unit Heater_A_Achievable Technical Potential | F6 | Industrial | Other Industrial | New | Space Heating | Natural Gas | Unit Heater | A | Incremental Winter Peak Savings (MW) | Achievable Technical Potential | 0 | 0 | 0 | 0 | 0 | 0 | 0 | 0 | 0 | 0 | 0 | 0 | 0 | 0 | 0 | 0 | 0 | 0 | 0 | 0 | 0 | 0 | 0
F7_Industrial_Other Industrial_New_Space Heating_Natural Gas_Unit Heater_A_Achievable Technical Potential | F7 | Industrial | Other Industrial | New | Space Heating | Natural Gas | Unit Heater | A | Cumulative Energy Savings (MWh or mTherms) | Achievable Technical Potential | 0 | 0 | 0.0086487 | 0.55989 | 1.3847 | 2.6174 | 3.5454 | 4.8165 | 6.2248 | 7.9467 | 9.3113 | 10.9564 | 13.2404 | 15.7572 | 18.0397 | 20.4305 | 22.8948 | 26.1646 | 28.1031 | 30.7367 | 33.1753 | 35.2553 | 0
F8_Industrial_Other Industrial_New_Space Heating_Natural Gas_Unit Heater_A_Achievable Technical Potential | F8 | Industrial | Other Industrial | New | Space Heating | Natural Gas | Unit Heater | A | Cumulative Summer Peak Savings (MW) | Achievable Technical Potential | 0 | 0 | 0 | 0 | 0 | 0 | 0 | 0 | 0 | 0 | 0 | 0 | 0 | 0 | 0 | 0 | 0 | 0 | 0 | 0 | 0 | 0 | 0
F9_Industrial_Other Industrial_New_Space Heating_Natural Gas_Unit Heater_A_Achievable Technical Potential | F9 | Industrial | Other Industrial | New | Space Heating | Natural Gas | Unit Heater | A | Cumulative Winter Peak Savings (MW) | Achievable Technical Potential | 0 | 0 | 0 | 0 | 0 | 0 | 0 | 0 | 0 | 0 | 0 | 0 | 0 | 0 | 0 | 0 | 0 | 0 | 0 | 0 | 0 | 0 | 0
F10_Industrial_Other Industrial_New_Space Heating_Natural Gas_Unit Heater_A_Achievable Technical Potential | F10 | Industrial | Other Industrial | New | Space Heating | Natural Gas | Unit Heater | A | Purchases (Incremental) | Achievable Technical Potential | 0 | 0 | 0.00019809 | 0.012626 | 0.018892 | 0.028233 | 0.021254 | 0.029114 | 0.032255 | 0.039439 | 0.031255 | 0.037678 | 0.052312 | 0.057646 | 0.052475 | 0.067386 | 0.075333 | 0.10312 | 0.065652 | 0.089433 | 0.088109 | 0.087079 | 0
F11_Industrial_Other Industrial_New_Space Heating_Natural Gas_Unit Heater_A_Achievable Technical Potential | F11 | Industrial | Other Industrial | New | Space Heating | Natural Gas | Unit Heater | A | Purchases (Cumulative) | Achievable Technical Potential | 0 | 0 | 0.00019809 | 0.012824 | 0.031715 | 0.059949 | 0.081202 | 0.11032 | 0.14257 | 0.18201 | 0.21327 | 0.25094 | 0.30326 | 0.3609 | 0.41318 | 0.46794 | 0.52438 | 0.59927 | 0.64367 | 0.70399 | 0.75984 | 0.80748 | 0
F1_Industrial_Food Products_Existing_Space Heating_Natural Gas_Insulation - Roof/Ceiling_A_Achievable Technical Potential | F1 | Industrial | Food Products | Existing | Space Heating | Natural Gas | Insulation - Roof/Ceiling | A | Integrated Unit Energy Savings (kWh or therms) | Achievable Technical Potential | 0 | 0 | 0.08286 | 0.082459 | 0.082024 | 0.081545 | 0.081009 | 0.080404 | 0.079722 | 0.078955 | 0.078104 | 0.077178 | 0.076189 | 0.075156 | 0.074102 | 0.073055 | 0.072039 | 0.071107 | 0.070269 | 0.069523 | 0.068857 | 0.068252 | 0
F2_Industrial_Food Products_Existing_Space Heating_Natural Gas_Insulation - Roof/Ceiling_A_Achievable Technical Potential | F2 | Industrial | Food Products | Existing | Space Heating | Natural Gas | Insulation - Roof/Ceiling | A | Integrated Unit Summer Peak Savings (kW) | Achievable Technical Potential | 0 | 0 | 0 | 0 | 0 | 0 | 0 | 0 | 0 | 0 | 0 | 0 | 0 | 0 | 0 | 0 | 0 | 0 | 0 | 0 | 0 | 0 | 0
F3_Industrial_Food Products_Existing_Space Heating_Natural Gas_Insulation - Roof/Ceiling_A_Achievable Technical Potential | F3 | Industrial | Food Products | Existing | Space Heating | Natural Gas | Insulation - Roof/Ceiling | A | Integrated Unit Winter Peak Savings (kW) | Achievable Technical Potential | 0 | 0 | 0 | 0 | 0 | 0 | 0 | 0 | 0 | 0 | 0 | 0 | 0 | 0 | 0 | 0 | 0 | 0 | 0 | 0 | 0 | 0 | 0
F4_Industrial_Food Products_Existing_Space Heating_Natural Gas_Insulation - Roof/Ceiling_A_Achievable Technical Potential | F4 | Industrial | Food Products | Existing | Space Heating | Natural Gas | Insulation - Roof/Ceiling | A | Incremental Energy Savings (MWh or mTherms) | Achievable Technical Potential | 0 | 0 | 1.2875 | 2.2036 | 3.3509 | 4.5834 | 5.6952 | 6.4811 | 6.8011 | 6.6195 | 6.0063 | 5.1036 | 4.0776 | 3.0745 | 2.1952 | 1.4888 | 0.96185 | 0.59375 | 0.35099 | 0.23108 | 0 | 0 | 0
F5_Industrial_Food Products_Existing_Space Heating_Natural Gas_Insulation - Roof/Ceiling_A_Achievable Technical Potential | F5 | Industrial | Food Products | Existing | Space Heating | Natural Gas | Insulation - Roof/Ceiling | A | Incremental Summer Peak Savings (MW) | Achievable Technical Potential | 0 | 0 | 0 | 0 | 0 | 0 | 0 | 0 | 0 | 0 | 0 | 0 | 0 | 0 | 0 | 0 | 0 | 0 | 0 | 0 | 0 | 0 | 0
F6_Industrial_Food Products_Existing_Space Heating_Natural Gas_Insulation - Roof/Ceiling_A_Achievable Technical Potential | F6 | Industrial | Food Products | Existing | Space Heating | Natural Gas | Insulation - Roof/Ceiling | A | Incremental Winter Peak Savings (MW) | Achievable Technical Potential | 0 | 0 | 0 | 0 | 0 | 0 | 0 | 0 | 0 | 0 | 0 | 0 | 0 | 0 | 0 | 0 | 0 | 0 | 0 | 0 | 0 | 0 | 0
F7_Industrial_Food Products_Existing_Space Heating_Natural Gas_Insulation - Roof/Ceiling_A_Achievable Technical Potential | F7 | Industrial | Food Products | Existing | Space Heating | Natural Gas | Insulation - Roof/Ceiling | A | Cumulative Energy Savings (MWh or mTherms) | Achievable Technical Potential | 0 | 0 | 1.2875 | 3.4848 | 6.8174 | 11.361 | 16.9815 | 23.3358 | 29.9389 | 36.2703 | 41.8859 | 46.4928 | 49.9747 | 52.3714 | 53.8323 | 54.5602 | 54.7636 | 54.6488 | 54.3555 | 54.0098 | 53.4928 | 53.0227 | 0
F8_Industrial_Food Products_Existing_Space Heating_Natural Gas_Insulation - Roof/Ceiling_A_Achievable Technical Potential | F8 | Industrial | Food Products | Existing | Space Heating | Natural Gas | Insulation - Roof/Ceiling | A | Cumulative Summer Peak Savings (MW) | Achievable Technical Potential | 0 | 0 | 0 | 0 | 0 | 0 | 0 | 0 | 0 | 0 | 0 | 0 | 0 | 0 | 0 | 0 | 0 | 0 | 0 | 0 | 0 | 0 | 0
F9_Industrial_Food Products_Existing_Space Heating_Natural Gas_Insulation - Roof/Ceiling_A_Achievable Technical Potential | F9 | Industrial | Food Products | Existing | Space Heating | Natural Gas | Insulation - Roof/Ceiling | A | Cumulative Winter Peak Savings (MW) | Achievable Technical Potential | 0 | 0 | 0 | 0 | 0 | 0 | 0 | 0 | 0 | 0 | 0 | 0 | 0 | 0 | 0 | 0 | 0 | 0 | 0 | 0 | 0 | 0 | 0
F10_Industrial_Food Products_Existing_Space Heating_Natural Gas_Insulation - Roof/Ceiling_A_Achievable Technical Potential | F10 | Industrial | Food Products | Existing | Space Heating | Natural Gas | Insulation - Roof/Ceiling | A | Purchases (Incremental) | Achievable Technical Potential | 0 | 0 | 15538.2579 | 26723.1246 | 40852.5927 | 56207.5328 | 70303.4658 | 80606.5599 | 85310.391 | 83839.5221 | 76901.0789 | 66128.2985 | 53519.6574 | 40908.7036 | 29623.544 | 20378.9553 | 13351.7293 | 8350.0627 | 4995.015 | 3323.7322 | 0 | 0 | 0
F11_Industrial_Food Products_Existing_Space Heating_Natural Gas_Insulation - Roof/Ceiling_A_Achievable Technical Potential | F11 | Industrial | Food Products | Existing | Space Heating | Natural Gas | Insulation - Roof/Ceiling | A | Purchases (Cumulative) | Achievable Technical Potential | 0 | 0 | 15538.2579 | 42261.3825 | 83113.9752 | 139321.508 | 209624.9738 | 290231.5336 | 375541.9246 | 459381.4467 | 536282.5257 | 602410.8242 | 655930.4816 | 696839.1852 | 726462.7292 | 746841.6845 | 760193.4138 | 768543.4765 | 773538.4915 | 776862.2237 | 776862.2237 | 776862.2237 | 0
F1_Industrial_Food Products_Existing_Space Heating_Natural Gas_Insulation - Wall Cavity_A_Achievable Technical Potential | F1 | Industrial | Food Products | Existing | Space Heating | Natural Gas | Insulation - Wall Cavity | A | Integrated Unit Energy Savings (kWh or therms) | Achievable Technical Potential | 0 | 0 | 0.018068 | 0.017879 | 0.017627 | 0.017303 | 0.016908 | 0.016453 | 0.015958 | 0.015447 | 0.014942 | 0.014462 | 0.014019 | 0.013617 | 0.013256 | 0.012935 | 0.012647 | 0.012395 | 0.012173 | 0.011974 | 0.011803 | 0.011642 | 0
F2_Industrial_Food Products_Existing_Space Heating_Natural Gas_Insulation - Wall Cavity_A_Achievable Technical Potential | F2 | Industrial | Food Products | Existing | Space Heating | Natural Gas | Insulation - Wall Cavity | A | Integrated Unit Summer Peak Savings (kW) | Achievable Technical Potential | 0 | 0 | 0 | 0 | 0 | 0 | 0 | 0 | 0 | 0 | 0 | 0 | 0 | 0 | 0 | 0 | 0 | 0 | 0 | 0 | 0 | 0 | 0
F3_Industrial_Food Products_Existing_Space Heating_Natural Gas_Insulation - Wall Cavity_A_Achievable Technical Potential | F3 | Industrial | Food Products | Existing | Space Heating | Natural Gas | Insulation - Wall Cavity | A | Integrated Unit Winter Peak Savings (kW) | Achievable Technical Potential | 0 | 0 | 0 | 0 | 0 | 0 | 0 | 0 | 0 | 0 | 0 | 0 | 0 | 0 | 0 | 0 | 0 | 0 | 0 | 0 | 0 | 0 | 0
F4_Industrial_Food Products_Existing_Space Heating_Natural Gas_Insulation - Wall Cavity_A_Achievable Technical Potential | F4 | Industrial | Food Products | Existing | Space Heating | Natural Gas | Insulation - Wall Cavity | A | Incremental Energy Savings (MWh or mTherms) | Achievable Technical Potential | 0 | 0 | 0.28075 | 0.47779 | 0.72011 | 0.97258 | 1.1887 | 1.3263 | 1.3614 | 1.295 | 1.149 | 0.95633 | 0.75027 | 0.55705 | 0.3927 | 0.26359 | 0.16886 | 0.1035 | 0.060804 | 0.039799 | 0 | 0 | 0
F5_Industrial_Food Products_Existing_Space Heating_Natural Gas_Insulation - Wall Cavity_A_Achievable Technical Potential | F5 | Industrial | Food Products | Existing | Space Heating | Natural Gas | Insulation - Wall Cavity | A | Incremental Summer Peak Savings (MW) | Achievable Technical Potential | 0 | 0 | 0 | 0 | 0 | 0 | 0 | 0 | 0 | 0 | 0 | 0 | 0 | 0 | 0 | 0 | 0 | 0 | 0 | 0 | 0 | 0 | 0
F6_Industrial_Food Products_Existing_Space Heating_Natural Gas_Insulation - Wall Cavity_A_Achievable Technical Potential | F6 | Industrial | Food Products | Existing | Space Heating | Natural Gas | Insulation - Wall Cavity | A | Incremental Winter Peak Savings (MW) | Achievable Technical Potential | 0 | 0 | 0 | 0 | 0 | 0 | 0 | 0 | 0 | 0 | 0 | 0 | 0 | 0 | 0 | 0 | 0 | 0 | 0 | 0 | 0 | 0 | 0
F7_Industrial_Food Products_Existing_Space Heating_Natural Gas_Insulation - Wall Cavity_A_Achievable Technical Potential | F7 | Industrial | Food Products | Existing | Space Heating | Natural Gas | Insulation - Wall Cavity | A | Cumulative Energy Savings (MWh or mTherms) | Achievable Technical Potential | 0 | 0 | 0.28075 | 0.75561 | 1.4651 | 2.4107 | 3.5444 | 4.7753 | 5.993 | 7.0959 | 8.0129 | 8.7119 | 9.1952 | 9.4887 | 9.6303 | 9.6601 | 9.6143 | 9.526 | 9.4163 | 9.3023 | 9.1693 | 9.0444 | 0
F8_Industrial_Food Products_Existing_Space Heating_Natural Gas_Insulation - Wall Cavity_A_Achievable Technical Potential | F8 | Industrial | Food Products | Existing | Space Heating | Natural Gas | Insulation - Wall Cavity | A | Cumulative Summer Peak Savings (MW) | Achievable Technical Potential | 0 | 0 | 0 | 0 | 0 | 0 | 0 | 0 | 0 | 0 | 0 | 0 | 0 | 0 | 0 | 0 | 0 | 0 | 0 | 0 | 0 | 0 | 0
F9_Industrial_Food Products_Existing_Space Heating_Natural Gas_Insulation - Wall Cavity_A_Achievable Technical Potential | F9 | Industrial | Food Products | Existing | Space Heating | Natural Gas | Insulation - Wall Cavity | A | Cumulative Winter Peak Savings (MW) | Achievable Technical Potential | 0 | 0 | 0 | 0 | 0 | 0 | 0 | 0 | 0 | 0 | 0 | 0 | 0 | 0 | 0 | 0 | 0 | 0 | 0 | 0 | 0 | 0 | 0
F10_Industrial_Food Products_Existing_Space Heating_Natural Gas_Insulation - Wall Cavity_A_Achievable Technical Potential | F10 | Industrial | Food Products | Existing | Space Heating | Natural Gas | Insulation - Wall Cavity | A | Purchases (Incremental) | Achievable Technical Potential | 0 | 0 | 15538.2579 | 26723.1246 | 40852.5927 | 56207.5328 | 70303.4658 | 80606.5599 | 85310.391 | 83839.5221 | 76901.0789 | 66128.2985 | 53519.6574 | 40908.7036 | 29623.544 | 20378.9553 | 13351.7293 | 8350.0627 | 4995.015 | 3323.7322 | 0 | 0 | 0
F11_Industrial_Food Products_Existing_Space Heating_Natural Gas_Insulation - Wall Cavity_A_Achievable Technical Potential | F11 | Industrial | Food Products | Existing | Space Heating | Natural Gas | Insulation - Wall Cavity | A | Purchases (Cumulative) | Achievable Technical Potential | 0 | 0 | 15538.2579 | 42261.3825 | 83113.9752 | 139321.508 | 209624.9738 | 290231.5336 | 375541.9246 | 459381.4467 | 536282.5257 | 602410.8242 | 655930.4816 | 696839.1852 | 726462.7292 | 746841.6845 | 760193.4138 | 768543.4765 | 773538.4915 | 776862.2237 | 776862.2237 | 776862.2237 | 0
F1_Industrial_Food Products_Existing_Space Heating_Natural Gas_Insulation - Ducting_A_Achievable Technical Potential | F1 | Industrial | Food Products | Existing | Space Heating | Natural Gas | Insulation - Ducting | A | Integrated Unit Energy Savings (kWh or therms) | Achievable Technical Potential | 0 | 0 | 0.0014309 | 0.0014095 | 0.0013823 | 0.0013487 | 0.0013089 | 0.0012643 | 0.0012168 | 0.0011687 | 0.0011221 | 0.0010787 | 0.0010391 | 0.0010038 | 0.00097258 | 0.00094495 | 0.00092047 | 0.00089903 | 0.00088017 | 0.00086322 | 0.00084858 | 0.00083481 | 0
F2_Industrial_Food Products_Existing_Space Heating_Natural Gas_Insulation - Ducting_A_Achievable Technical Potential | F2 | Industrial | Food Products | Existing | Space Heating | Natural Gas | Insulation - Ducting | A | Integrated Unit Summer Peak Savings (kW) | Achievable Technical Potential | 0 | 0 | 0 | 0 | 0 | 0 | 0 | 0 | 0 | 0 | 0 | 0 | 0 | 0 | 0 | 0 | 0 | 0 | 0 | 0 | 0 | 0 | 0
F3_Industrial_Food Products_Existing_Space Heating_Natural Gas_Insulation - Ducting_A_Achievable Technical Potential | F3 | Industrial | Food Products | Existing | Space Heating | Natural Gas | Insulation - Ducting | A | Integrated Unit Winter Peak Savings (kW) | Achievable Technical Potential | 0 | 0 | 0 | 0 | 0 | 0 | 0 | 0 | 0 | 0 | 0 | 0 | 0 | 0 | 0 | 0 | 0 | 0 | 0 | 0 | 0 | 0 | 0
F4_Industrial_Food Products_Existing_Space Heating_Natural Gas_Insulation - Ducting_A_Achievable Technical Potential | F4 | Industrial | Food Products | Existing | Space Heating | Natural Gas | Insulation - Ducting | A | Incremental Energy Savings (MWh or mTherms) | Achievable Technical Potential | 0 | 0 | 0.0028073 | 0.0033368 | 0.0039354 | 0.0043804 | 0.0047655 | 0.0052887 | 0.0054875 | 0.0052915 | 0.0047054 | 0.0038209 | 0.0027994 | 0.0017589 | 0.00097243 | 0.00044706 | 0.00018106 | 6.32e-05 | 1.8993e-05 | 3.99e-06 | 6.336e-07 | 7.353e-08 | 0
F5_Industrial_Food Products_Existing_Space Heating_Natural Gas_Insulation - Ducting_A_Achievable Technical Potential | F5 | Industrial | Food Products | Existing | Space Heating | Natural Gas | Insulation - Ducting | A | Incremental Summer Peak Savings (MW) | Achievable Technical Potential | 0 | 0 | 0 | 0 | 0 | 0 | 0 | 0 | 0 | 0 | 0 | 0 | 0 | 0 | 0 | 0 | 0 | 0 | 0 | 0 | 0 | 0 | 0
F6_Industrial_Food Products_Existing_Space Heating_Natural Gas_Insulation - Ducting_A_Achievable Technical Potential | F6 | Industrial | Food Products | Existing | Space Heating | Natural Gas | Insulation - Ducting | A | Incremental Winter Peak Savings (MW) | Achievable Technical Potential | 0 | 0 | 0 | 0 | 0 | 0 | 0 | 0 | 0 | 0 | 0 | 0 | 0 | 0 | 0 | 0 | 0 | 0 | 0 | 0 | 0 | 0 | 0
F7_Industrial_Food Products_Existing_Space Heating_Natural Gas_Insulation - Ducting_A_Achievable Technical Potential | F7 | Industrial | Food Products | Existing | Space Heating | Natural Gas | Insulation - Ducting | A | Cumulative Energy Savings (MWh or mTherms) | Achievable Technical Potential | 0 | 0 | 0.0028073 | 0.006102 | 0.0099196 | 0.014059 | 0.01841 | 0.023071 | 0.027692 | 0.031889 | 0.035323 | 0.037776 | 0.039192 | 0.039619 | 0.039358 | 0.038687 | 0.037865 | 0.037047 | 0.036288 | 0.035594 | 0.034991 | 0.034423 | 0
F8_Industrial_Food Products_Existing_Space Heating_Natural Gas_Insulation - Ducting_A_Achievable Technical Potential | F8 | Industrial | Food Products | Existing | Space Heating | Natural Gas | Insulation - Ducting | A | Cumulative Summer Peak Savings (MW) | Achievable Technical Potential | 0 | 0 | 0 | 0 | 0 | 0 | 0 | 0 | 0 | 0 | 0 | 0 | 0 | 0 | 0 | 0 | 0 | 0 | 0 | 0 | 0 | 0 | 0
F9_Industrial_Food Products_Existing_Space Heating_Natural Gas_Insulation - Ducting_A_Achievable Technical Potential | F9 | Industrial | Food Products | Existing | Space Heating | Natural Gas | Insulation - Ducting | A | Cumulative Winter Peak Savings (MW) | Achievable Technical Potential | 0 | 0 | 0 | 0 | 0 | 0 | 0 | 0 | 0 | 0 | 0 | 0 | 0 | 0 | 0 | 0 | 0 | 0 | 0 | 0 | 0 | 0 | 0
F10_Industrial_Food Products_Existing_Space Heating_Natural Gas_Insulation - Ducting_A_Achievable Technical Potential | F10 | Industrial | Food Products | Existing | Space Heating | Natural Gas | Insulation - Ducting | A | Purchases (Incremental) | Achievable Technical Potential | 0 | 0 | 1961.8912 | 2367.357 | 2847.0047 | 3247.9424 | 3640.8157 | 4183.1623 | 4509.8735 | 4527.7206 | 4193.2672 | 3542.3223 | 2693.9365 | 1752.1646 | 999.8448 | 473.1066 | 196.7095 | 70.2974 | 21.5792 | 4.6222 | 0.74666 | 0.088079 | 0
F11_Industrial_Food Products_Existing_Space Heating_Natural Gas_Insulation - Ducting_A_Achievable Technical Potential | F11 | Industrial | Food Products | Existing | Space Heating | Natural Gas | Insulation - Ducting | A | Purchases (Cumulative) | Achievable Technical Potential | 0 | 0 | 1961.8912 | 4329.2482 | 7176.2529 | 10424.1953 | 14065.011 | 18248.1734 | 22758.0468 | 27285.7675 | 31479.0347 | 35021.357 | 37715.2936 | 39467.4582 | 40467.303 | 40940.4096 | 41137.1191 | 41207.4165 | 41228.9957 | 41233.6178 | 41234.3645 | 41234.4526 | 0
F1_Industrial_Food Products_Existing_Space Heating_Natural Gas_HVAC - Duct Repair and Sealing_A_Achievable Technical Potential | F1 | Industrial | Food Products | Existing | Space Heating | Natural Gas | HVAC - Duct Repair and Sealing | A | Integrated Unit Energy Savings (kWh or therms) | Achievable Technical Potential | 0 | 0 | 0.0040507 | 0.0039959 | 0.0039271 | 0.003843 | 0.0037437 | 0.0036319 | 0.0035124 | 0.0033902 | 0.0032706 | 0.0031575 | 0.0030535 | 0.0029593 | 0.0028748 | 0.0027994 | 0.0027319 | 0.0026726 | 0.0026202 | 0.0025732 | 0.0025326 | 0.0024944 | 0
F2_Industrial_Food Products_Existing_Space Heating_Natural Gas_HVAC - Duct Repair and Sealing_A_Achievable Technical Potential | F2 | Industrial | Food Products | Existing | Space Heating | Natural Gas | HVAC - Duct Repair and Sealing | A | Integrated Unit Summer Peak Savings (kW) | Achievable Technical Potential | 0 | 0 | 0 | 0 | 0 | 0 | 0 | 0 | 0 | 0 | 0 | 0 | 0 | 0 | 0 | 0 | 0 | 0 | 0 | 0 | 0 | 0 | 0
F3_Industrial_Food Products_Existing_Space Heating_Natural Gas_HVAC - Duct Repair and Sealing_A_Achievable Technical Potential | F3 | Industrial | Food Products | Existing | Space Heating | Natural Gas | HVAC - Duct Repair and Sealing | A | Integrated Unit Winter Peak Savings (kW) | Achievable Technical Potential | 0 | 0 | 0 | 0 | 0 | 0 | 0 | 0 | 0 | 0 | 0 | 0 | 0 | 0 | 0 | 0 | 0 | 0 | 0 | 0 | 0 | 0 | 0
F4_Industrial_Food Products_Existing_Space Heating_Natural Gas_HVAC - Duct Repair and Sealing_A_Achievable Technical Potential | F4 | Industrial | Food Products | Existing | Space Heating | Natural Gas | HVAC - Duct Repair and Sealing | A | Incremental Energy Savings (MWh or mTherms) | Achievable Technical Potential | 0 | 0 | 0.016171 | 0.015677 | 0.015142 | 0.014562 | 0.013941 | 0.013292 | 0.012633 | 0.011983 | 0.011361 | 0.010779 | 0.010244 | 0.009757 | 0.0093151 | 0.0089142 | 0.0085494 | 0.0082195 | 0.0079196 | 0.0076435 | 0.007393 | 0.0071561 | 0
F5_Industrial_Food Products_Existing_Space Heating_Natural Gas_HVAC - Duct Repair and Sealing_A_Achievable Technical Potential | F5 | Industrial | Food Products | Existing | Space Heating | Natural Gas | HVAC - Duct Repair and Sealing | A | Incremental Summer Peak Savings (MW) | Achievable Technical Potential | 0 | 0 | 0 | 0 | 0 | 0 | 0 | 0 | 0 | 0 | 0 | 0 | 0 | 0 | 0 | 0 | 0 | 0 | 0 | 0 | 0 | 0 | 0
F6_Industrial_Food Products_Existing_Space Heating_Natural Gas_HVAC - Duct Repair and Sealing_A_Achievable Technical Potential | F6 | Industrial | Food Products | Existing | Space Heating | Natural Gas | HVAC - Duct Repair and Sealing | A | Incremental Winter Peak Savings (MW) | Achievable Technical Potential | 0 | 0 | 0 | 0 | 0 | 0 | 0 | 0 | 0 | 0 | 0 | 0 | 0 | 0 | 0 | 0 | 0 | 0 | 0 | 0 | 0 | 0 | 0
F7_Industrial_Food Products_Existing_Space Heating_Natural Gas_HVAC - Duct Repair and Sealing_A_Achievable Technical Potential | F7 | Industrial | Food Products | Existing | Space Heating | Natural Gas | HVAC - Duct Repair and Sealing | A | Cumulative Energy Savings (MWh or mTherms) | Achievable Technical Potential | 0 | 0 | 0.016171 | 0.03163 | 0.046228 | 0.059799 | 0.072195 | 0.083332 | 0.093221 | 0.10196 | 0.10972 | 0.11671 | 0.12311 | 0.12907 | 0.1347 | 0.14008 | 0.14525 | 0.15032 | 0.15529 | 0.16015 | 0.16501 | 0.16969 | 0
F8_Industrial_Food Products_Existing_Space Heating_Natural Gas_HVAC - Duct Repair and Sealing_A_Achievable Technical Potential | F8 | Industrial | Food Products | Existing | Space Heating | Natural Gas | HVAC - Duct Repair and Sealing | A | Cumulative Summer Peak Savings (MW) | Achievable Technical Potential | 0 | 0 | 0 | 0 | 0 | 0 | 0 | 0 | 0 | 0 | 0 | 0 | 0 | 0 | 0 | 0 | 0 | 0 | 0 | 0 | 0 | 0 | 0
F9_Industrial_Food Products_Existing_Space Heating_Natural Gas_HVAC - Duct Repair and Sealing_A_Achievable Technical Potential | F9 | Industrial | Food Products | Existing | Space Heating | Natural Gas | HVAC - Duct Repair and Sealing | A | Cumulative Winter Peak Savings (MW) | Achievable Technical Potential | 0 | 0 | 0 | 0 | 0 | 0 | 0 | 0 | 0 | 0 | 0 | 0 | 0 | 0 | 0 | 0 | 0 | 0 | 0 | 0 | 0 | 0 | 0
F10_Industrial_Food Products_Existing_Space Heating_Natural Gas_HVAC - Duct Repair and Sealing_A_Achievable Technical Potential | F10 | Industrial | Food Products | Existing | Space Heating | Natural Gas | HVAC - Duct Repair and Sealing | A | Purchases (Incremental) | Achievable Technical Potential | 0 | 0 | 3992.2205 | 3923.3892 | 3855.7445 | 3789.2662 | 3723.934 | 3659.7282 | 3596.6295 | 3534.6186 | 3473.6769 | 3413.7859 | 3354.9276 | 3297.084 | 3240.2377 | 3184.3715 | 3129.4686 | 3075.5122 | 3022.4861 | 2970.3743 | 2919.161 | 2868.8306 | 0
F11_Industrial_Food Products_Existing_Space Heating_Natural Gas_HVAC - Duct Repair and Sealing_A_Achievable Technical Potential | F11 | Industrial | Food Products | Existing | Space Heating | Natural Gas | HVAC - Duct Repair and Sealing | A | Purchases (Cumulative) | Achievable Technical Potential | 0 | 0 | 3992.2205 | 7915.6097 | 11771.3542 | 15560.6204 | 19284.5544 | 22944.2826 | 26540.9121 | 30075.5307 | 33549.2076 | 36962.9935 | 40317.9211 | 43615.0051 | 46855.2428 | 50039.6143 | 53169.0829 | 56244.5951 | 59267.0813 | 62237.4556 | 65156.6166 | 68025.4472 | 0
F1_Industrial_Food Products_Existing_Space Heating_Natural Gas_Windows - High Efficiency_A_Achievable Technical Potential | F1 | Industrial | Food Products | Existing | Space Heating | Natural Gas | Windows - High Efficiency | A | Integrated Unit Energy Savings (kWh or therms) | Achievable Technical Potential | 0 | 0 | 0.0077193 | 0.0076278 | 0.0075043 | 0.0073451 | 0.007151 | 0.0069285 | 0.0066883 | 0.0064427 | 0.0062031 | 0.0059785 | 0.0057738 | 0.0055908 | 0.0054287 | 0.0052857 | 0.005159 | 0.0050484 | 0.0049513 | 0.0048641 | 0.0047893 | 0.0047188 | 0
F2_Industrial_Food Products_Existing_Space Heating_Natural Gas_Windows - High Efficiency_A_Achievable Technical Potential | F2 | Industrial | Food Products | Existing | Space Heating | Natural Gas | Windows - High Efficiency | A | Integrated Unit Summer Peak Savings (kW) | Achievable Technical Potential | 0 | 0 | 0 | 0 | 0 | 0 | 0 | 0 | 0 | 0 | 0 | 0 | 0 | 0 | 0 | 0 | 0 | 0 | 0 | 0 | 0 | 0 | 0
F3_Industrial_Food Products_Existing_Space Heating_Natural Gas_Windows - High Efficiency_A_Achievable Technical Potential | F3 | Industrial | Food Products | Existing | Space Heating | Natural Gas | Windows - High Efficiency | A | Integrated Unit Winter Peak Savings (kW) | Achievable Technical Potential | 0 | 0 | 0 | 0 | 0 | 0 | 0 | 0 | 0 | 0 | 0 | 0 | 0 | 0 | 0 | 0 | 0 | 0 | 0 | 0 | 0 | 0 | 0
F4_Industrial_Food Products_Existing_Space Heating_Natural Gas_Windows - High Efficiency_A_Achievable Technical Potential | F4 | Industrial | Food Products | Existing | Space Heating | Natural Gas | Windows - High Efficiency | A | Incremental Energy Savings (MWh or mTherms) | Achievable Technical Potential | 0 | 0 | 0.024318 | 0.047205 | 0.081037 | 0.1268 | 0.18414 | 0.25112 | 0.32407 | 0.3977 | 0.46543 | 0.51986 | 0.55357 | 0.56039 | 0.537 | 0.48437 | 0.4085 | 0.32488 | 0.23946 | 0.16005 | 0.098948 | 0.062484 | 0
F5_Industrial_Food Products_Existing_Space Heating_Natural Gas_Windows - High Efficiency_A_Achievable Technical Potential | F5 | Industrial | Food Products | Existing | Space Heating | Natural Gas | Windows - High Efficiency | A | Incremental Summer Peak Savings (MW) | Achievable Technical Potential | 0 | 0 | 0 | 0 | 0 | 0 | 0 | 0 | 0 | 0 | 0 | 0 | 0 | 0 | 0 | 0 | 0 | 0 | 0 | 0 | 0 | 0 | 0
F6_Industrial_Food Products_Existing_Space Heating_Natural Gas_Windows - High Efficiency_A_Achievable Technical Potential | F6 | Industrial | Food Products | Existing | Space Heating | Natural Gas | Windows - High Efficiency | A | Incremental Winter Peak Savings (MW) | Achievable Technical Potential | 0 | 0 | 0 | 0 | 0 | 0 | 0 | 0 | 0 | 0 | 0 | 0 | 0 | 0 | 0 | 0 | 0 | 0 | 0 | 0 | 0 | 0 | 0
F7_Industrial_Food Products_Existing_Space Heating_Natural Gas_Windows - High Efficiency_A_Achievable Technical Potential | F7 | Industrial | Food Products | Existing | Space Heating | Natural Gas | Windows - High Efficiency | A | Cumulative Energy Savings (MWh or mTherms) | Achievable Technical Potential | 0 | 0 | 0.024318 | 0.071235 | 0.15112 | 0.27471 | 0.45159 | 0.68867 | 0.98886 | 1.3502 | 1.7655 | 2.2214 | 2.6989 | 3.1737 | 3.6188 | 4.0077 | 4.3202 | 4.5525 | 4.7043 | 4.7816 | 4.807 | 4.7987 | 0
F8_Industrial_Food Products_Existing_Space Heating_Natural Gas_Windows - High Efficiency_A_Achievable Technical Potential | F8 | Industrial | Food Products | Existing | Space Heating | Natural Gas | Windows - High Efficiency | A | Cumulative Summer Peak Savings (MW) | Achievable Technical Potential | 0 | 0 | 0 | 0 | 0 | 0 | 0 | 0 | 0 | 0 | 0 | 0 | 0 | 0 | 0 | 0 | 0 | 0 | 0 | 0 | 0 | 0 | 0
F9_Industrial_Food Products_Existing_Space Heating_Natural Gas_Windows - High Efficiency_A_Achievable Technical Potential | F9 | Industrial | Food Products | Existing | Space Heating | Natural Gas | Windows - High Efficiency | A | Cumulative Winter Peak Savings (MW) | Achievable Technical Potential | 0 | 0 | 0 | 0 | 0 | 0 | 0 | 0 | 0 | 0 | 0 | 0 | 0 | 0 | 0 | 0 | 0 | 0 | 0 | 0 | 0 | 0 | 0
F10_Industrial_Food Products_Existing_Space Heating_Natural Gas_Windows - High Efficiency_A_Achievable Technical Potential | F10 | Industrial | Food Products | Existing | Space Heating | Natural Gas | Windows - High Efficiency | A | Purchases (Incremental) | Achievable Technical Potential | 0 | 0 | 3150.2668 | 6188.6046 | 10798.6969 | 17262.7061 | 25750.6116 | 36244.5096 | 48452.4437 | 61728.9035 | 75031.6698 | 86954.6425 | 95875.4327 | 100234.9021 | 98917.9667 | 91639.1612 | 79182.1577 | 64353.7563 | 48363.2185 | 32904.9484 | 20660.1472 | 13241.6985 | 0
F11_Industrial_Food Products_Existing_Space Heating_Natural Gas_Windows - High Efficiency_A_Achievable Technical Potential | F11 | Industrial | Food Products | Existing | Space Heating | Natural Gas | Windows - High Efficiency | A | Purchases (Cumulative) | Achievable Technical Potential | 0 | 0 | 3150.2668 | 9338.8714 | 20137.5683 | 37400.2743 | 63150.8859 | 99395.3955 | 147847.8392 | 209576.7427 | 284608.4125 | 371563.0549 | 467438.4877 | 567673.3898 | 666591.3565 | 758230.5177 | 837412.6754 | 901766.4316 | 950129.6501 | 983034.5985 | 1003694.7456 | 1016936.4442 | 0
F1_Industrial_Food Products_Existing_Space Heating_Natural Gas_Gas Boiler - Maintenance_A_Achievable Technical Potential | F1 | Industrial | Food Products | Existing | Space Heating | Natural Gas | Gas Boiler - Maintenance | A | Integrated Unit Energy Savings (kWh or therms) | Achievable Technical Potential | 0 | 0 | 0.95218 | 0.94941 | 0.94652 | 0.94347 | 0.9402 | 0.93668 | 0.93286 | 0.9287 | 0.92423 | 0.91945 | 0.9144 | 0.90907 | 0.90349 | 0.89769 | 0.89171 | 0.88606 | 0.8808 | 0.87594 | 0.87149 | 0.86745 | 0
F2_Industrial_Food Products_Existing_Space Heating_Natural Gas_Gas Boiler - Maintenance_A_Achievable Technical Potential | F2 | Industrial | Food Products | Existing | Space Heating | Natural Gas | Gas Boiler - Maintenance | A | Integrated Unit Summer Peak Savings (kW) | Achievable Technical Potential | 0 | 0 | 0 | 0 | 0 | 0 | 0 | 0 | 0 | 0 | 0 | 0 | 0 | 0 | 0 | 0 | 0 | 0 | 0 | 0 | 0 | 0 | 0
F3_Industrial_Food Products_Existing_Space Heating_Natural Gas_Gas Boiler - Maintenance_A_Achievable Technical Potential | F3 | Industrial | Food Products | Existing | Space Heating | Natural Gas | Gas Boiler - Maintenance | A | Integrated Unit Winter Peak Savings (kW) | Achievable Technical Potential | 0 | 0 | 0 | 0 | 0 | 0 | 0 | 0 | 0 | 0 | 0 | 0 | 0 | 0 | 0 | 0 | 0 | 0 | 0 | 0 | 0 | 0 | 0
F4_Industrial_Food Products_Existing_Space Heating_Natural Gas_Gas Boiler - Maintenance_A_Achievable Technical Potential | F4 | Industrial | Food Products | Existing | Space Heating | Natural Gas | Gas Boiler - Maintenance | A | Incremental Energy Savings (MWh or mTherms) | Achievable Technical Potential | 0 | 0 | 0.017193 | 0.011809 | 0.0080093 | 0.0061104 | 0.0052431 | 0.0044421 | 0.0037246 | 0.003096 | 0.0025547 | 0.0020948 | 0.0017084 | 0.0012999 | 0.00098883 | 0.00075196 | 0.0005717 | 0.00051262 | 0.00039193 | 0.00032984 | 0.00027049 | 0.00021371 | 0
F5_Industrial_Food Products_Existing_Space Heating_Natural Gas_Gas Boiler - Maintenance_A_Achievable Technical Potential | F5 | Industrial | Food Products | Existing | Space Heating | Natural Gas | Gas Boiler - Maintenance | A | Incremental Summer Peak Savings (MW) | Achievable Technical Potential | 0 | 0 | 0 | 0 | 0 | 0 | 0 | 0 | 0 | 0 | 0 | 0 | 0 | 0 | 0 | 0 | 0 | 0 | 0 | 0 | 0 | 0 | 0
F6_Industrial_Food Products_Existing_Space Heating_Natural Gas_Gas Boiler - Maintenance_A_Achievable Technical Potential | F6 | Industrial | Food Products | Existing | Space Heating | Natural Gas | Gas Boiler - Maintenance | A | Incremental Winter Peak Savings (MW) | Achievable Technical Potential | 0 | 0 | 0 | 0 | 0 | 0 | 0 | 0 | 0 | 0 | 0 | 0 | 0 | 0 | 0 | 0 | 0 | 0 | 0 | 0 | 0 | 0 | 0
F7_Industrial_Food Products_Existing_Space Heating_Natural Gas_Gas Boiler - Maintenance_A_Achievable Technical Potential | F7 | Industrial | Food Products | Existing | Space Heating | Natural Gas | Gas Boiler - Maintenance | A | Cumulative Energy Savings (MWh or mTherms) | Achievable Technical Potential | 0 | 0 | 0.017193 | 0.028952 | 0.036873 | 0.042864 | 0.047959 | 0.052221 | 0.055733 | 0.05858 | 0.060853 | 0.062633 | 0.063997 | 0.064924 | 0.065515 | 0.065846 | 0.065979 | 0.066074 | 0.066073 | 0.066039 | 0.065974 | 0.065882 | 0
F8_Industrial_Food Products_Existing_Space Heating_Natural Gas_Gas Boiler - Maintenance_A_Achievable Technical Potential | F8 | Industrial | Food Products | Existing | Space Heating | Natural Gas | Gas Boiler - Maintenance | A | Cumulative Summer Peak Savings (MW) | Achievable Technical Potential | 0 | 0 | 0 | 0 | 0 | 0 | 0 | 0 | 0 | 0 | 0 | 0 | 0 | 0 | 0 | 0 | 0 | 0 | 0 | 0 | 0 | 0 | 0
F9_Industrial_Food Products_Existing_Space Heating_Natural Gas_Gas Boiler - Maintenance_A_Achievable Technical Potential | F9 | Industrial | Food Products | Existing | Space Heating | Natural Gas | Gas Boiler - Maintenance | A | Cumulative Winter Peak Savings (MW) | Achievable Technical Potential | 0 | 0 | 0 | 0 | 0 | 0 | 0 | 0 | 0 | 0 | 0 | 0 | 0 | 0 | 0 | 0 | 0 | 0 | 0 | 0 | 0 | 0 | 0
F10_Industrial_Food Products_Existing_Space Heating_Natural Gas_Gas Boiler - Maintenance_A_Achievable Technical Potential | F10 | Industrial | Food Products | Existing | Space Heating | Natural Gas | Gas Boiler - Maintenance | A | Purchases (Incremental) | Achievable Technical Potential | 0 | 0 | 18.0563 | 12.4378 | 8.4619 | 6.4765 | 5.5765 | 4.7424 | 3.9927 | 3.3337 | 2.7641 | 2.2783 | 1.8683 | 1.43 | 1.0945 | 0.83767 | 0.64113 | 0.57854 | 0.44497 | 0.37656 | 0.31038 | 0.24637 | 0
F11_Industrial_Food Products_Existing_Space Heating_Natural Gas_Gas Boiler - Maintenance_A_Achievable Technical Potential | F11 | Industrial | Food Products | Existing | Space Heating | Natural Gas | Gas Boiler - Maintenance | A | Purchases (Cumulative) | Achievable Technical Potential | 0 | 0 | 18.0563 | 30.4942 | 38.956 | 45.4325 | 51.0091 | 55.7514 | 59.7441 | 63.0778 | 65.8419 | 68.1202 | 69.9886 | 71.4185 | 72.513 | 73.3507 | 73.9918 | 74.5703 | 75.0153 | 75.3919 | 75.7022 | 75.9486 | 0
F1_Industrial_Food Products_Existing_Process_Natural Gas_Gas Boiler - Maintenance_A_Achievable Technical Potential | F1 | Industrial | Food Products | Existing | Process | Natural Gas | Gas Boiler - Maintenance | A | Integrated Unit Energy Savings (kWh or therms) | Achievable Technical Potential | 0 | 0 | 34.75 | 34.75 | 34.75 | 34.75 | 34.75 | 34.75 | 34.75 | 34.75 | 34.75 | 34.75 | 34.75 | 34.75 | 34.75 | 34.75 | 34.75 | 34.75 | 34.75 | 34.75 | 34.75 | 34.75 | 0
F2_Industrial_Food Products_Existing_Process_Natural Gas_Gas Boiler - Maintenance_A_Achievable Technical Potential | F2 | Industrial | Food Products | Existing | Process | Natural Gas | Gas Boiler - Maintenance | A | Integrated Unit Summer Peak Savings (kW) | Achievable Technical Potential | 0 | 0 | 0 | 0 | 0 | 0 | 0 | 0 | 0 | 0 | 0 | 0 | 0 | 0 | 0 | 0 | 0 | 0 | 0 | 0 | 0 | 0 | 0
F3_Industrial_Food Products_Existing_Process_Natural Gas_Gas Boiler - Maintenance_A_Achievable Technical Potential | F3 | Industrial | Food Products | Existing | Process | Natural Gas | Gas Boiler - Maintenance | A | Integrated Unit Winter Peak Savings (kW) | Achievable Technical Potential | 0 | 0 | 0 | 0 | 0 | 0 | 0 | 0 | 0 | 0 | 0 | 0 | 0 | 0 | 0 | 0 | 0 | 0 | 0 | 0 | 0 | 0 | 0
F4_Industrial_Food Products_Existing_Process_Natural Gas_Gas Boiler - Maintenance_A_Achievable Technical Potential | F4 | Industrial | Food Products | Existing | Process | Natural Gas | Gas Boiler - Maintenance | A | Incremental Energy Savings (MWh or mTherms) | Achievable Technical Potential | 0 | 0 | 1.4961 | 1.0306 | 0.70115 | 0.53664 | 0.46207 | 0.39295 | 0.33083 | 0.27623 | 0.22903 | 0.18878 | 0.15481 | 0.11849 | 0.090686 | 0.069409 | 0.053124 | 0.047938 | 0.03687 | 0.031202 | 0.025718 | 0.020414 | 0
F5_Industrial_Food Products_Existing_Process_Natural Gas_Gas Boiler - Maintenance_A_Achievable Technical Potential | F5 | Industrial | Food Products | Existing | Process | Natural Gas | Gas Boiler - Maintenance | A | Incremental Summer Peak Savings (MW) | Achievable Technical Potential | 0 | 0 | 0 | 0 | 0 | 0 | 0 | 0 | 0 | 0 | 0 | 0 | 0 | 0 | 0 | 0 | 0 | 0 | 0 | 0 | 0 | 0 | 0
F6_Industrial_Food Products_Existing_Process_Natural Gas_Gas Boiler - Maintenance_A_Achievable Technical Potential | F6 | Industrial | Food Products | Existing | Process | Natural Gas | Gas Boiler - Maintenance | A | Incremental Winter Peak Savings (MW) | Achievable Technical Potential | 0 | 0 | 0 | 0 | 0 | 0 | 0 | 0 | 0 | 0 | 0 | 0 | 0 | 0 | 0 | 0 | 0 | 0 | 0 | 0 | 0 | 0 | 0
F7_Industrial_Food Products_Existing_Process_Natural Gas_Gas Boiler - Maintenance_A_Achievable Technical Potential | F7 | Industrial | Food Products | Existing | Process | Natural Gas | Gas Boiler - Maintenance | A | Cumulative Energy Savings (MWh or mTherms) | Achievable Technical Potential | 0 | 0 | 1.4961 | 2.5267 | 3.2279 | 3.7645 | 4.2266 | 4.6195 | 4.9504 | 5.2266 | 5.4556 | 5.6444 | 5.7992 | 5.9177 | 6.0084 | 6.0778 | 6.1309 | 6.1789 | 6.2157 | 6.2469 | 6.2726 | 6.2931 | 0
F8_Industrial_Food Products_Existing_Process_Natural Gas_Gas Boiler - Maintenance_A_Achievable Technical Potential | F8 | Industrial | Food Products | Existing | Process | Natural Gas | Gas Boiler - Maintenance | A | Cumulative Summer Peak Savings (MW) | Achievable Technical Potential | 0 | 0 | 0 | 0 | 0 | 0 | 0 | 0 | 0 | 0 | 0 | 0 | 0 | 0 | 0 | 0 | 0 | 0 | 0 | 0 | 0 | 0 | 0
F9_Industrial_Food Products_Existing_Process_Natural Gas_Gas Boiler - Maintenance_A_Achievable Technical Potential | F9 | Industrial | Food Products | Existing | Process | Natural Gas | Gas Boiler - Maintenance | A | Cumulative Winter Peak Savings (MW) | Achievable Technical Potential | 0 | 0 | 0 | 0 | 0 | 0 | 0 | 0 | 0 | 0 | 0 | 0 | 0 | 0 | 0 | 0 | 0 | 0 | 0 | 0 | 0 | 0 | 0
F10_Industrial_Food Products_Existing_Process_Natural Gas_Gas Boiler - Maintenance_A_Achievable Technical Potential | F10 | Industrial | Food Products | Existing | Process | Natural Gas | Gas Boiler - Maintenance | A | Purchases (Incremental) | Achievable Technical Potential | 0 | 0 | 43.0544 | 29.6574 | 20.1769 | 15.4428 | 13.297 | 11.3079 | 9.5203 | 7.949 | 6.5909 | 5.4326 | 4.4549 | 3.4097 | 2.6097 | 1.9974 | 1.5287 | 1.3795 | 1.061 | 0.89789 | 0.74008 | 0.58745 | 0
F11_Industrial_Food Products_Existing_Process_Natural Gas_Gas Boiler - Maintenance_A_Achievable Technical Potential | F11 | Industrial | Food Products | Existing | Process | Natural Gas | Gas Boiler - Maintenance | A | Purchases (Cumulative) | Achievable Technical Potential | 0 | 0 | 43.0544 | 72.7117 | 92.8886 | 108.3314 | 121.6284 | 132.9363 | 142.4566 | 150.4056 | 156.9965 | 162.4291 | 166.884 | 170.2937 | 172.9033 | 174.9007 | 176.4295 | 177.809 | 178.87 | 179.7679 | 180.5079 | 181.0954 | 0
F1_Industrial_Food Products_Existing_Space Heating_Natural Gas_Gas Furnace - Maintenance_A_Achievable Technical Potential | F1 | Industrial | Food Products | Existing | Space Heating | Natural Gas | Gas Furnace - Maintenance | A | Integrated Unit Energy Savings (kWh or therms) | Achievable Technical Potential | 0 | 0 | 0.0093936 | 0.0093362 | 0.0092772 | 0.0092164 | 0.0091538 | 0.009089 | 0.0090221 | 0.0089529 | 0.008882 | 0.0088097 | 0.0087361 | 0.0086614 | 0.0085857 | 0.0085094 | 0.0084328 | 0.0083608 | 0.0082937 | 0.0082316 | 0.0081743 | 0.0081217 | 0
F2_Industrial_Food Products_Existing_Space Heating_Natural Gas_Gas Furnace - Maintenance_A_Achievable Technical Potential | F2 | Industrial | Food Products | Existing | Space Heating | Natural Gas | Gas Furnace - Maintenance | A | Integrated Unit Summer Peak Savings (kW) | Achievable Technical Potential | 0 | 0 | 0 | 0 | 0 | 0 | 0 | 0 | 0 | 0 | 0 | 0 | 0 | 0 | 0 | 0 | 0 | 0 | 0 | 0 | 0 | 0 | 0
F3_Industrial_Food Products_Existing_Space Heating_Natural Gas_Gas Furnace - Maintenance_A_Achievable Technical Potential | F3 | Industrial | Food Products | Existing | Space Heating | Natural Gas | Gas Furnace - Maintenance | A | Integrated Unit Winter Peak Savings (kW) | Achievable Technical Potential | 0 | 0 | 0 | 0 | 0 | 0 | 0 | 0 | 0 | 0 | 0 | 0 | 0 | 0 | 0 | 0 | 0 | 0 | 0 | 0 | 0 | 0 | 0
F4_Industrial_Food Products_Existing_Space Heating_Natural Gas_Gas Furnace - Maintenance_A_Achievable Technical Potential | F4 | Industrial | Food Products | Existing | Space Heating | Natural Gas | Gas Furnace - Maintenance | A | Incremental Energy Savings (MWh or mTherms) | Achievable Technical Potential | 0 | 0 | 0.00013533 | 9.2649e-05 | 6.2633e-05 | 4.7624e-05 | 4.0727e-05 | 3.439e-05 | 2.874e-05 | 2.3813e-05 | 1.9588e-05 | 1.6014e-05 | 1.3023e-05 | 9.8819e-06 | 7.4972e-06 | 5.6871e-06 | 4.3136e-06 | 3.8593e-06 | 2.9444e-06 | 2.4731e-06 | 2.0243e-06 | 1.5964e-06 | 0
F5_Industrial_Food Products_Existing_Space Heating_Natural Gas_Gas Furnace - Maintenance_A_Achievable Technical Potential | F5 | Industrial | Food Products | Existing | Space Heating | Natural Gas | Gas Furnace - Maintenance | A | Incremental Summer Peak Savings (MW) | Achievable Technical Potential | 0 | 0 | 0 | 0 | 0 | 0 | 0 | 0 | 0 | 0 | 0 | 0 | 0 | 0 | 0 | 0 | 0 | 0 | 0 | 0 | 0 | 0 | 0
F6_Industrial_Food Products_Existing_Space Heating_Natural Gas_Gas Furnace - Maintenance_A_Achievable Technical Potential | F6 | Industrial | Food Products | Existing | Space Heating | Natural Gas | Gas Furnace - Maintenance | A | Incremental Winter Peak Savings (MW) | Achievable Technical Potential | 0 | 0 | 0 | 0 | 0 | 0 | 0 | 0 | 0 | 0 | 0 | 0 | 0 | 0 | 0 | 0 | 0 | 0 | 0 | 0 | 0 | 0 | 0
F7_Industrial_Food Products_Existing_Space Heating_Natural Gas_Gas Furnace - Maintenance_A_Achievable Technical Potential | F7 | Industrial | Food Products | Existing | Space Heating | Natural Gas | Gas Furnace - Maintenance | A | Cumulative Energy Savings (MWh or mTherms) | Achievable Technical Potential | 0 | 0 | 0.00013533 | 0.00022715 | 0.00028835 | 0.00033408 | 0.00037254 | 0.00040429 | 0.00043005 | 0.00045057 | 0.00046659 | 0.0004788 | 0.00048783 | 0.00049354 | 0.00049672 | 0.00049799 | 0.00049783 | 0.00049743 | 0.00049639 | 0.00049515 | 0.00049372 | 0.00049214 | 0
F8_Industrial_Food Products_Existing_Space Heating_Natural Gas_Gas Furnace - Maintenance_A_Achievable Technical Potential | F8 | Industrial | Food Products | Existing | Space Heating | Natural Gas | Gas Furnace - Maintenance | A | Cumulative Summer Peak Savings (MW) | Achievable Technical Potential | 0 | 0 | 0 | 0 | 0 | 0 | 0 | 0 | 0 | 0 | 0 | 0 | 0 | 0 | 0 | 0 | 0 | 0 | 0 | 0 | 0 | 0 | 0
F9_Industrial_Food Products_Existing_Space Heating_Natural Gas_Gas Furnace - Maintenance_A_Achievable Technical Potential | F9 | Industrial | Food Products | Existing | Space Heating | Natural Gas | Gas Furnace - Maintenance | A | Cumulative Winter Peak Savings (MW) | Achievable Technical Potential | 0 | 0 | 0 | 0 | 0 | 0 | 0 | 0 | 0 | 0 | 0 | 0 | 0 | 0 | 0 | 0 | 0 | 0 | 0 | 0 | 0 | 0 | 0
F10_Industrial_Food Products_Existing_Space Heating_Natural Gas_Gas Furnace - Maintenance_A_Achievable Technical Potential | F10 | Industrial | Food Products | Existing | Space Heating | Natural Gas | Gas Furnace - Maintenance | A | Purchases (Incremental) | Achievable Technical Potential | 0 | 0 | 14.4063 | 9.9236 | 6.7513 | 5.1673 | 4.4493 | 3.7837 | 3.1855 | 2.6598 | 2.2054 | 1.8178 | 1.4907 | 1.1409 | 0.87322 | 0.66834 | 0.51153 | 0.46159 | 0.35502 | 0.30044 | 0.24764 | 0.19657 | 0
F11_Industrial_Food Products_Existing_Space Heating_Natural Gas_Gas Furnace - Maintenance_A_Achievable Technical Potential | F11 | Industrial | Food Products | Existing | Space Heating | Natural Gas | Gas Furnace - Maintenance | A | Purchases (Cumulative) | Achievable Technical Potential | 0 | 0 | 14.4063 | 24.3299 | 31.0812 | 36.2484 | 40.6977 | 44.4814 | 47.667 | 50.3267 | 52.5321 | 54.3499 | 55.8405 | 56.9814 | 57.8547 | 58.523 | 59.0345 | 59.4961 | 59.8511 | 60.1516 | 60.3992 | 60.5958 | 0
F1_Industrial_Food Products_Existing_Space Heating_Natural Gas_Gas Boiler - Hot Water Reset_A_Achievable Technical Potential | F1 | Industrial | Food Products | Existing | Space Heating | Natural Gas | Gas Boiler - Hot Water Reset | A | Integrated Unit Energy Savings (kWh or therms) | Achievable Technical Potential | 0 | 0 | 3.4575 | 3.4424 | 3.4269 | 3.4106 | 3.3935 | 3.3753 | 3.3558 | 3.335 | 3.3129 | 3.2895 | 3.265 | 3.2394 | 3.213 | 3.1857 | 3.158 | 3.1315 | 3.1066 | 3.0832 | 3.0613 | 3.0409 | 0
F2_Industrial_Food Products_Existing_Space Heating_Natural Gas_Gas Boiler - Hot Water Reset_A_Achievable Technical Potential | F2 | Industrial | Food Products | Existing | Space Heating | Natural Gas | Gas Boiler - Hot Water Reset | A | Integrated Unit Summer Peak Savings (kW) | Achievable Technical Potential | 0 | 0 | 0 | 0 | 0 | 0 | 0 | 0 | 0 | 0 | 0 | 0 | 0 | 0 | 0 | 0 | 0 | 0 | 0 | 0 | 0 | 0 | 0
F3_Industrial_Food Products_Existing_Space Heating_Natural Gas_Gas Boiler - Hot Water Reset_A_Achievable Technical Potential | F3 | Industrial | Food Products | Existing | Space Heating | Natural Gas | Gas Boiler - Hot Water Reset | A | Integrated Unit Winter Peak Savings (kW) | Achievable Technical Potential | 0 | 0 | 0 | 0 | 0 | 0 | 0 | 0 | 0 | 0 | 0 | 0 | 0 | 0 | 0 | 0 | 0 | 0 | 0 | 0 | 0 | 0 | 0
F4_Industrial_Food Products_Existing_Space Heating_Natural Gas_Gas Boiler - Hot Water Reset_A_Achievable Technical Potential | F4 | Industrial | Food Products | Existing | Space Heating | Natural Gas | Gas Boiler - Hot Water Reset | A | Incremental Energy Savings (MWh or mTherms) | Achievable Technical Potential | 0 | 0 | 0.03034 | 0.036451 | 0.043638 | 0.049547 | 0.055262 | 0.063153 | 0.067693 | 0.067539 | 0.062135 | 0.052119 | 0.039341 | 0.025388 | 0.014369 | 0.0067413 | 0.0027785 | 0.00098463 | 0.00029984 | 6.3742e-05 | 1.0224e-05 | 1.198e-06 | 0
F5_Industrial_Food Products_Existing_Space Heating_Natural Gas_Gas Boiler - Hot Water Reset_A_Achievable Technical Potential | F5 | Industrial | Food Products | Existing | Space Heating | Natural Gas | Gas Boiler - Hot Water Reset | A | Incremental Summer Peak Savings (MW) | Achievable Technical Potential | 0 | 0 | 0 | 0 | 0 | 0 | 0 | 0 | 0 | 0 | 0 | 0 | 0 | 0 | 0 | 0 | 0 | 0 | 0 | 0 | 0 | 0 | 0
F6_Industrial_Food Products_Existing_Space Heating_Natural Gas_Gas Boiler - Hot Water Reset_A_Achievable Technical Potential | F6 | Industrial | Food Products | Existing | Space Heating | Natural Gas | Gas Boiler - Hot Water Reset | A | Incremental Winter Peak Savings (MW) | Achievable Technical Potential | 0 | 0 | 0 | 0 | 0 | 0 | 0 | 0 | 0 | 0 | 0 | 0 | 0 | 0 | 0 | 0 | 0 | 0 | 0 | 0 | 0 | 0 | 0
F7_Industrial_Food Products_Existing_Space Heating_Natural Gas_Gas Boiler - Hot Water Reset_A_Achievable Technical Potential | F7 | Industrial | Food Products | Existing | Space Heating | Natural Gas | Gas Boiler - Hot Water Reset | A | Cumulative Energy Savings (MWh or mTherms) | Achievable Technical Potential | 0 | 0 | 0.03034 | 0.066659 | 0.11 | 0.15902 | 0.21348 | 0.27549 | 0.3416 | 0.40702 | 0.46645 | 0.51528 | 0.55078 | 0.57186 | 0.58155 | 0.58336 | 0.58106 | 0.57717 | 0.57288 | 0.56863 | 0.5646 | 0.56085 | 0
F8_Industrial_Food Products_Existing_Space Heating_Natural Gas_Gas Boiler - Hot Water Reset_A_Achievable Technical Potential | F8 | Industrial | Food Products | Existing | Space Heating | Natural Gas | Gas Boiler - Hot Water Reset | A | Cumulative Summer Peak Savings (MW) | Achievable Technical Potential | 0 | 0 | 0 | 0 | 0 | 0 | 0 | 0 | 0 | 0 | 0 | 0 | 0 | 0 | 0 | 0 | 0 | 0 | 0 | 0 | 0 | 0 | 0
F9_Industrial_Food Products_Existing_Space Heating_Natural Gas_Gas Boiler - Hot Water Reset_A_Achievable Technical Potential | F9 | Industrial | Food Products | Existing | Space Heating | Natural Gas | Gas Boiler - Hot Water Reset | A | Cumulative Winter Peak Savings (MW) | Achievable Technical Potential | 0 | 0 | 0 | 0 | 0 | 0 | 0 | 0 | 0 | 0 | 0 | 0 | 0 | 0 | 0 | 0 | 0 | 0 | 0 | 0 | 0 | 0 | 0
F10_Industrial_Food Products_Existing_Space Heating_Natural Gas_Gas Boiler - Hot Water Reset_A_Achievable Technical Potential | F10 | Industrial | Food Products | Existing | Space Heating | Natural Gas | Gas Boiler - Hot Water Reset | A | Purchases (Incremental) | Achievable Technical Potential | 0 | 0 | 8.7751 | 10.5887 | 12.7341 | 14.5274 | 16.2846 | 18.7104 | 20.1718 | 20.2516 | 18.7556 | 15.8441 | 12.0494 | 7.8371 | 4.4721 | 2.1161 | 0.87984 | 0.31443 | 0.096519 | 0.020674 | 0.0033397 | 0.00039396 | 0
F11_Industrial_Food Products_Existing_Space Heating_Natural Gas_Gas Boiler - Hot Water Reset_A_Achievable Technical Potential | F11 | Industrial | Food Products | Existing | Space Heating | Natural Gas | Gas Boiler - Hot Water Reset | A | Purchases (Cumulative) | Achievable Technical Potential | 0 | 0 | 8.7751 | 19.3639 | 32.0979 | 46.6253 | 62.91 | 81.6204 | 101.7922 | 122.0438 | 140.7994 | 156.6435 | 168.693 | 176.53 | 181.0021 | 183.1182 | 183.9981 | 184.3125 | 184.409 | 184.4297 | 184.433 | 184.4334 | 0
F1_Industrial_Food Products_Existing_Process_Natural Gas_Gas Boiler - Hot Water Reset_A_Achievable Technical Potential | F1 | Industrial | Food Products | Existing | Process | Natural Gas | Gas Boiler - Hot Water Reset | A | Integrated Unit Energy Savings (kWh or therms) | Achievable Technical Potential | 0 | 0 | 63.1099 | 63.0412 | 62.9743 | 62.9077 | 62.8404 | 62.7723 | 62.7033 | 62.6333 | 62.5621 | 62.4898 | 62.4163 | 62.3418 | 62.2663 | 62.1899 | 62.1126 | 62.0345 | 61.9557 | 61.876 | 61.7954 | 61.7137 | 0
F2_Industrial_Food Products_Existing_Process_Natural Gas_Gas Boiler - Hot Water Reset_A_Achievable Technical Potential | F2 | Industrial | Food Products | Existing | Process | Natural Gas | Gas Boiler - Hot Water Reset | A | Integrated Unit Summer Peak Savings (kW) | Achievable Technical Potential | 0 | 0 | 0 | 0 | 0 | 0 | 0 | 0 | 0 | 0 | 0 | 0 | 0 | 0 | 0 | 0 | 0 | 0 | 0 | 0 | 0 | 0 | 0
F3_Industrial_Food Products_Existing_Process_Natural Gas_Gas Boiler - Hot Water Reset_A_Achievable Technical Potential | F3 | Industrial | Food Products | Existing | Process | Natural Gas | Gas Boiler - Hot Water Reset | A | Integrated Unit Winter Peak Savings (kW) | Achievable Technical Potential | 0 | 0 | 0 | 0 | 0 | 0 | 0 | 0 | 0 | 0 | 0 | 0 | 0 | 0 | 0 | 0 | 0 | 0 | 0 | 0 | 0 | 0 | 0
F4_Industrial_Food Products_Existing_Process_Natural Gas_Gas Boiler - Hot Water Reset_A_Achievable Technical Potential | F4 | Industrial | Food Products | Existing | Process | Natural Gas | Gas Boiler - Hot Water Reset | A | Incremental Energy Savings (MWh or mTherms) | Achievable Technical Potential | 0 | 0 | 1.3205 | 1.5917 | 1.9121 | 2.1791 | 2.4401 | 2.8005 | 3.0159 | 3.0245 | 2.7979 | 2.3608 | 1.7933 | 1.165 | 0.66398 | 0.31379 | 0.13031 | 0.046509 | 0.014259 | 0.0030503 | 0.00049209 | 5.7973e-05 | 0
F5_Industrial_Food Products_Existing_Process_Natural Gas_Gas Boiler - Hot Water Reset_A_Achievable Technical Potential | F5 | Industrial | Food Products | Existing | Process | Natural Gas | Gas Boiler - Hot Water Reset | A | Incremental Summer Peak Savings (MW) | Achievable Technical Potential | 0 | 0 | 0 | 0 | 0 | 0 | 0 | 0 | 0 | 0 | 0 | 0 | 0 | 0 | 0 | 0 | 0 | 0 | 0 | 0 | 0 | 0 | 0
F6_Industrial_Food Products_Existing_Process_Natural Gas_Gas Boiler - Hot Water Reset_A_Achievable Technical Potential | F6 | Industrial | Food Products | Existing | Process | Natural Gas | Gas Boiler - Hot Water Reset | A | Incremental Winter Peak Savings (MW) | Achievable Technical Potential | 0 | 0 | 0 | 0 | 0 | 0 | 0 | 0 | 0 | 0 | 0 | 0 | 0 | 0 | 0 | 0 | 0 | 0 | 0 | 0 | 0 | 0 | 0
F7_Industrial_Food Products_Existing_Process_Natural Gas_Gas Boiler - Hot Water Reset_A_Achievable Technical Potential | F7 | Industrial | Food Products | Existing | Process | Natural Gas | Gas Boiler - Hot Water Reset | A | Cumulative Energy Savings (MWh or mTherms) | Achievable Technical Potential | 0 | 0 | 1.3205 | 2.9107 | 4.8198 | 6.9938 | 9.4264 | 12.2167 | 15.2192 | 18.2267 | 21.0039 | 23.3405 | 25.1063 | 26.2413 | 26.8735 | 27.1543 | 27.2509 | 27.2631 | 27.2428 | 27.2108 | 27.1758 | 27.1399 | 0
F8_Industrial_Food Products_Existing_Process_Natural Gas_Gas Boiler - Hot Water Reset_A_Achievable Technical Potential | F8 | Industrial | Food Products | Existing | Process | Natural Gas | Gas Boiler - Hot Water Reset | A | Cumulative Summer Peak Savings (MW) | Achievable Technical Potential | 0 | 0 | 0 | 0 | 0 | 0 | 0 | 0 | 0 | 0 | 0 | 0 | 0 | 0 | 0 | 0 | 0 | 0 | 0 | 0 | 0 | 0 | 0
F9_Industrial_Food Products_Existing_Process_Natural Gas_Gas Boiler - Hot Water Reset_A_Achievable Technical Potential | F9 | Industrial | Food Products | Existing | Process | Natural Gas | Gas Boiler - Hot Water Reset | A | Cumulative Winter Peak Savings (MW) | Achievable Technical Potential | 0 | 0 | 0 | 0 | 0 | 0 | 0 | 0 | 0 | 0 | 0 | 0 | 0 | 0 | 0 | 0 | 0 | 0 | 0 | 0 | 0 | 0 | 0
F10_Industrial_Food Products_Existing_Process_Natural Gas_Gas Boiler - Hot Water Reset_A_Achievable Technical Potential | F10 | Industrial | Food Products | Existing | Process | Natural Gas | Gas Boiler - Hot Water Reset | A | Purchases (Incremental) | Achievable Technical Potential | 0 | 0 | 20.9239 | 25.2482 | 30.3637 | 34.6398 | 38.8299 | 44.6141 | 48.0985 | 48.2888 | 44.7218 | 37.7794 | 28.7312 | 18.6871 | 10.6635 | 5.0458 | 2.0979 | 0.74973 | 0.23015 | 0.049296 | 0.0079632 | 0.00093938 | 0
F11_Industrial_Food Products_Existing_Process_Natural Gas_Gas Boiler - Hot Water Reset_A_Achievable Technical Potential | F11 | Industrial | Food Products | Existing | Process | Natural Gas | Gas Boiler - Hot Water Reset | A | Purchases (Cumulative) | Achievable Technical Potential | 0 | 0 | 20.9239 | 46.1721 | 76.5358 | 111.1756 | 150.0055 | 194.6195 | 242.718 | 291.0069 | 335.7287 | 373.5081 | 402.2393 | 420.9265 | 431.5899 | 436.6357 | 438.7336 | 439.4834 | 439.7135 | 439.7628 | 439.7708 | 439.7717 | 0
F1_Industrial_Food Products_Existing_Space Heating_Natural Gas_Steam Trap Maintenance_A_Achievable Technical Potential | F1 | Industrial | Food Products | Existing | Space Heating | Natural Gas | Steam Trap Maintenance | A | Integrated Unit Energy Savings (kWh or therms) | Achievable Technical Potential | 0 | 0 | 1.223 | 1.2192 | 1.2153 | 1.2112 | 1.2067 | 1.2019 | 1.1966 | 1.1909 | 1.1847 | 1.178 | 1.171 | 1.1636 | 1.1558 | 1.1479 | 1.1397 | 1.132 | 1.1248 | 1.1182 | 1.1122 | 1.1067 | 0
F2_Industrial_Food Products_Existing_Space Heating_Natural Gas_Steam Trap Maintenance_A_Achievable Technical Potential | F2 | Industrial | Food Products | Existing | Space Heating | Natural Gas | Steam Trap Maintenance | A | Integrated Unit Summer Peak Savings (kW) | Achievable Technical Potential | 0 | 0 | 0 | 0 | 0 | 0 | 0 | 0 | 0 | 0 | 0 | 0 | 0 | 0 | 0 | 0 | 0 | 0 | 0 | 0 | 0 | 0 | 0
F3_Industrial_Food Products_Existing_Space Heating_Natural Gas_Steam Trap Maintenance_A_Achievable Technical Potential | F3 | Industrial | Food Products | Existing | Space Heating | Natural Gas | Steam Trap Maintenance | A | Integrated Unit Winter Peak Savings (kW) | Achievable Technical Potential | 0 | 0 | 0 | 0 | 0 | 0 | 0 | 0 | 0 | 0 | 0 | 0 | 0 | 0 | 0 | 0 | 0 | 0 | 0 | 0 | 0 | 0 | 0
F4_Industrial_Food Products_Existing_Space Heating_Natural Gas_Steam Trap Maintenance_A_Achievable Technical Potential | F4 | Industrial | Food Products | Existing | Space Heating | Natural Gas | Steam Trap Maintenance | A | Incremental Energy Savings (MWh or mTherms) | Achievable Technical Potential | 0 | 0 | 0.00599 | 0.0058686 | 0.0057488 | 0.0056304 | 0.0055129 | 0.0053962 | 0.0052799 | 0.005164 | 0.0050485 | 0.0049337 | 0.0048197 | 0.0047066 | 0.0045947 | 0.0044843 | 0.0043755 | 0.004271 | 0.0041708 | 0.0040749 | 0.003983 | 0.0038951 | 0
F5_Industrial_Food Products_Existing_Space Heating_Natural Gas_Steam Trap Maintenance_A_Achievable Technical Potential | F5 | Industrial | Food Products | Existing | Space Heating | Natural Gas | Steam Trap Maintenance | A | Incremental Summer Peak Savings (MW) | Achievable Technical Potential | 0 | 0 | 0 | 0 | 0 | 0 | 0 | 0 | 0 | 0 | 0 | 0 | 0 | 0 | 0 | 0 | 0 | 0 | 0 | 0 | 0 | 0 | 0
F6_Industrial_Food Products_Existing_Space Heating_Natural Gas_Steam Trap Maintenance_A_Achievable Technical Potential | F6 | Industrial | Food Products | Existing | Space Heating | Natural Gas | Steam Trap Maintenance | A | Incremental Winter Peak Savings (MW) | Achievable Technical Potential | 0 | 0 | 0 | 0 | 0 | 0 | 0 | 0 | 0 | 0 | 0 | 0 | 0 | 0 | 0 | 0 | 0 | 0 | 0 | 0 | 0 | 0 | 0
F7_Industrial_Food Products_Existing_Space Heating_Natural Gas_Steam Trap Maintenance_A_Achievable Technical Potential | F7 | Industrial | Food Products | Existing | Space Heating | Natural Gas | Steam Trap Maintenance | A | Cumulative Energy Savings (MWh or mTherms) | Achievable Technical Potential | 0 | 0 | 0.00599 | 0.01184 | 0.017551 | 0.023121 | 0.028549 | 0.033831 | 0.038963 | 0.04394 | 0.048759 | 0.05342 | 0.057921 | 0.062261 | 0.066442 | 0.070466 | 0.074339 | 0.078107 | 0.081784 | 0.08538 | 0.088902 | 0.09236 | 0
F8_Industrial_Food Products_Existing_Space Heating_Natural Gas_Steam Trap Maintenance_A_Achievable Technical Potential | F8 | Industrial | Food Products | Existing | Space Heating | Natural Gas | Steam Trap Maintenance | A | Cumulative Summer Peak Savings (MW) | Achievable Technical Potential | 0 | 0 | 0 | 0 | 0 | 0 | 0 | 0 | 0 | 0 | 0 | 0 | 0 | 0 | 0 | 0 | 0 | 0 | 0 | 0 | 0 | 0 | 0
F9_Industrial_Food Products_Existing_Space Heating_Natural Gas_Steam Trap Maintenance_A_Achievable Technical Potential | F9 | Industrial | Food Products | Existing | Space Heating | Natural Gas | Steam Trap Maintenance | A | Cumulative Winter Peak Savings (MW) | Achievable Technical Potential | 0 | 0 | 0 | 0 | 0 | 0 | 0 | 0 | 0 | 0 | 0 | 0 | 0 | 0 | 0 | 0 | 0 | 0 | 0 | 0 | 0 | 0 | 0
F10_Industrial_Food Products_Existing_Space Heating_Natural Gas_Steam Trap Maintenance_A_Achievable Technical Potential | F10 | Industrial | Food Products | Existing | Space Heating | Natural Gas | Steam Trap Maintenance | A | Purchases (Incremental) | Achievable Technical Potential | 0 | 0 | 4.8978 | 4.8133 | 4.7303 | 4.6488 | 4.5686 | 4.4898 | 4.4124 | 4.3364 | 4.2616 | 4.1881 | 4.1159 | 4.0449 | 3.9752 | 3.9067 | 3.8393 | 3.7731 | 3.7081 | 3.6441 | 3.5813 | 3.5196 | 0
F11_Industrial_Food Products_Existing_Space Heating_Natural Gas_Steam Trap Maintenance_A_Achievable Technical Potential | F11 | Industrial | Food Products | Existing | Space Heating | Natural Gas | Steam Trap Maintenance | A | Purchases (Cumulative) | Achievable Technical Potential | 0 | 0 | 4.8978 | 9.7111 | 14.4414 | 19.0902 | 23.6588 | 28.1486 | 32.5611 | 36.8974 | 41.159 | 45.3471 | 49.463 | 53.508 | 57.4832 | 61.3899 | 65.2292 | 69.0023 | 72.7103 | 76.3545 | 79.9358 | 83.4553 | 0
F1_Industrial_Food Products_Existing_Process_Natural Gas_Steam Trap Maintenance_A_Achievable Technical Potential | F1 | Industrial | Food Products | Existing | Process | Natural Gas | Steam Trap Maintenance | A | Integrated Unit Energy Savings (kWh or therms) | Achievable Technical Potential | 0 | 0 | 44.6311 | 44.6236 | 44.618 | 44.6134 | 44.609 | 44.6048 | 44.6007 | 44.5966 | 44.5926 | 44.5885 | 44.5844 | 44.5803 | 44.5764 | 44.5728 | 44.5694 | 44.5663 | 44.5636 | 44.5612 | 44.559 | 44.5571 | 0
F2_Industrial_Food Products_Existing_Process_Natural Gas_Steam Trap Maintenance_A_Achievable Technical Potential | F2 | Industrial | Food Products | Existing | Process | Natural Gas | Steam Trap Maintenance | A | Integrated Unit Summer Peak Savings (kW) | Achievable Technical Potential | 0 | 0 | 0 | 0 | 0 | 0 | 0 | 0 | 0 | 0 | 0 | 0 | 0 | 0 | 0 | 0 | 0 | 0 | 0 | 0 | 0 | 0 | 0
F3_Industrial_Food Products_Existing_Process_Natural Gas_Steam Trap Maintenance_A_Achievable Technical Potential | F3 | Industrial | Food Products | Existing | Process | Natural Gas | Steam Trap Maintenance | A | Integrated Unit Winter Peak Savings (kW) | Achievable Technical Potential | 0 | 0 | 0 | 0 | 0 | 0 | 0 | 0 | 0 | 0 | 0 | 0 | 0 | 0 | 0 | 0 | 0 | 0 | 0 | 0 | 0 | 0 | 0
F4_Industrial_Food Products_Existing_Process_Natural Gas_Steam Trap Maintenance_A_Achievable Technical Potential | F4 | Industrial | Food Products | Existing | Process | Natural Gas | Steam Trap Maintenance | A | Incremental Energy Savings (MWh or mTherms) | Achievable Technical Potential | 0 | 0 | 0.52122 | 0.51215 | 0.50326 | 0.49453 | 0.48595 | 0.47753 | 0.46925 | 0.46112 | 0.45313 | 0.44528 | 0.43756 | 0.42998 | 0.42253 | 0.41521 | 0.40802 | 0.40095 | 0.39402 | 0.3872 | 0.38051 | 0.37393 | 0
F5_Industrial_Food Products_Existing_Process_Natural Gas_Steam Trap Maintenance_A_Achievable Technical Potential | F5 | Industrial | Food Products | Existing | Process | Natural Gas | Steam Trap Maintenance | A | Incremental Summer Peak Savings (MW) | Achievable Technical Potential | 0 | 0 | 0 | 0 | 0 | 0 | 0 | 0 | 0 | 0 | 0 | 0 | 0 | 0 | 0 | 0 | 0 | 0 | 0 | 0 | 0 | 0 | 0
F6_Industrial_Food Products_Existing_Process_Natural Gas_Steam Trap Maintenance_A_Achievable Technical Potential | F6 | Industrial | Food Products | Existing | Process | Natural Gas | Steam Trap Maintenance | A | Incremental Winter Peak Savings (MW) | Achievable Technical Potential | 0 | 0 | 0 | 0 | 0 | 0 | 0 | 0 | 0 | 0 | 0 | 0 | 0 | 0 | 0 | 0 | 0 | 0 | 0 | 0 | 0 | 0 | 0
F7_Industrial_Food Products_Existing_Process_Natural Gas_Steam Trap Maintenance_A_Achievable Technical Potential | F7 | Industrial | Food Products | Existing | Process | Natural Gas | Steam Trap Maintenance | A | Cumulative Energy Savings (MWh or mTherms) | Achievable Technical Potential | 0 | 0 | 0.52122 | 1.0333 | 1.5364 | 2.0308 | 2.5165 | 2.9938 | 3.4628 | 3.9236 | 4.3764 | 4.8213 | 5.2584 | 5.6879 | 6.1099 | 6.5246 | 6.9321 | 7.3326 | 7.7262 | 8.1129 | 8.4931 | 8.8666 | 0
F8_Industrial_Food Products_Existing_Process_Natural Gas_Steam Trap Maintenance_A_Achievable Technical Potential | F8 | Industrial | Food Products | Existing | Process | Natural Gas | Steam Trap Maintenance | A | Cumulative Summer Peak Savings (MW) | Achievable Technical Potential | 0 | 0 | 0 | 0 | 0 | 0 | 0 | 0 | 0 | 0 | 0 | 0 | 0 | 0 | 0 | 0 | 0 | 0 | 0 | 0 | 0 | 0 | 0
F9_Industrial_Food Products_Existing_Process_Natural Gas_Steam Trap Maintenance_A_Achievable Technical Potential | F9 | Industrial | Food Products | Existing | Process | Natural Gas | Steam Trap Maintenance | A | Cumulative Winter Peak Savings (MW) | Achievable Technical Potential | 0 | 0 | 0 | 0 | 0 | 0 | 0 | 0 | 0 | 0 | 0 | 0 | 0 | 0 | 0 | 0 | 0 | 0 | 0 | 0 | 0 | 0 | 0
F10_Industrial_Food Products_Existing_Process_Natural Gas_Steam Trap Maintenance_A_Achievable Technical Potential | F10 | Industrial | Food Products | Existing | Process | Natural Gas | Steam Trap Maintenance | A | Purchases (Incremental) | Achievable Technical Potential | 0 | 0 | 11.6784 | 11.4771 | 11.2792 | 11.0847 | 10.8936 | 10.7058 | 10.5212 | 10.3398 | 10.1615 | 9.9863 | 9.8142 | 9.645 | 9.4787 | 9.3152 | 9.1546 | 8.9968 | 8.8417 | 8.6892 | 8.5394 | 8.3922 | 0
F11_Industrial_Food Products_Existing_Process_Natural Gas_Steam Trap Maintenance_A_Achievable Technical Potential | F11 | Industrial | Food Products | Existing | Process | Natural Gas | Steam Trap Maintenance | A | Purchases (Cumulative) | Achievable Technical Potential | 0 | 0 | 11.6784 | 23.1555 | 34.4347 | 45.5195 | 56.4131 | 67.1189 | 77.6401 | 87.9799 | 98.1415 | 108.1278 | 117.942 | 127.5869 | 137.0656 | 146.3808 | 155.5355 | 164.5323 | 173.3739 | 182.0632 | 190.6026 | 198.9948 | 0
F1_Industrial_Food Products_Existing_Space Heating_Natural Gas_Gas Boiler - High Turndown_A_Achievable Technical Potential | F1 | Industrial | Food Products | Existing | Space Heating | Natural Gas | Gas Boiler - High Turndown | A | Integrated Unit Energy Savings (kWh or therms) | Achievable Technical Potential | 0 | 0 | 1.2919 | 1.2783 | 1.2603 | 1.2372 | 1.209 | 1.1766 | 1.1413 | 1.1048 | 1.0688 | 1.0345 | 1.0028 | 0.97404 | 0.94824 | 0.92518 | 0.90458 | 0.88651 | 0.87062 | 0.85641 | 0.84419 | 0.83274 | 0
F2_Industrial_Food Products_Existing_Space Heating_Natural Gas_Gas Boiler - High Turndown_A_Achievable Technical Potential | F2 | Industrial | Food Products | Existing | Space Heating | Natural Gas | Gas Boiler - High Turndown | A | Integrated Unit Summer Peak Savings (kW) | Achievable Technical Potential | 0 | 0 | 0 | 0 | 0 | 0 | 0 | 0 | 0 | 0 | 0 | 0 | 0 | 0 | 0 | 0 | 0 | 0 | 0 | 0 | 0 | 0 | 0
F3_Industrial_Food Products_Existing_Space Heating_Natural Gas_Gas Boiler - High Turndown_A_Achievable Technical Potential | F3 | Industrial | Food Products | Existing | Space Heating | Natural Gas | Gas Boiler - High Turndown | A | Integrated Unit Winter Peak Savings (kW) | Achievable Technical Potential | 0 | 0 | 0 | 0 | 0 | 0 | 0 | 0 | 0 | 0 | 0 | 0 | 0 | 0 | 0 | 0 | 0 | 0 | 0 | 0 | 0 | 0 | 0
F4_Industrial_Food Products_Existing_Space Heating_Natural Gas_Gas Boiler - High Turndown_A_Achievable Technical Potential | F4 | Industrial | Food Products | Existing | Space Heating | Natural Gas | Gas Boiler - High Turndown | A | Incremental Energy Savings (MWh or mTherms) | Achievable Technical Potential | 0 | 0 | 0.017301 | 0.016824 | 0.016301 | 0.015727 | 0.015104 | 0.013001 | 0.0099147 | 0.0075457 | 0.0057389 | 0.0043672 | 0.0033283 | 0.0025417 | 0.0019454 | 0.0014923 | 0.0011471 | 0.00088386 | 5.8185e-06 | 2.0088e-06 | 6.6342e-07 | 2.0972e-07 | 0
F5_Industrial_Food Products_Existing_Space Heating_Natural Gas_Gas Boiler - High Turndown_A_Achievable Technical Potential | F5 | Industrial | Food Products | Existing | Space Heating | Natural Gas | Gas Boiler - High Turndown | A | Incremental Summer Peak Savings (MW) | Achievable Technical Potential | 0 | 0 | 0 | 0 | 0 | 0 | 0 | 0 | 0 | 0 | 0 | 0 | 0 | 0 | 0 | 0 | 0 | 0 | 0 | 0 | 0 | 0 | 0
F6_Industrial_Food Products_Existing_Space Heating_Natural Gas_Gas Boiler - High Turndown_A_Achievable Technical Potential | F6 | Industrial | Food Products | Existing | Space Heating | Natural Gas | Gas Boiler - High Turndown | A | Incremental Winter Peak Savings (MW) | Achievable Technical Potential | 0 | 0 | 0 | 0 | 0 | 0 | 0 | 0 | 0 | 0 | 0 | 0 | 0 | 0 | 0 | 0 | 0 | 0 | 0 | 0 | 0 | 0 | 0
F7_Industrial_Food Products_Existing_Space Heating_Natural Gas_Gas Boiler - High Turndown_A_Achievable Technical Potential | F7 | Industrial | Food Products | Existing | Space Heating | Natural Gas | Gas Boiler - High Turndown | A | Cumulative Energy Savings (MWh or mTherms) | Achievable Technical Potential | 0 | 0 | 0.017301 | 0.033944 | 0.049767 | 0.064581 | 0.078216 | 0.089119 | 0.09636 | 0.10082 | 0.10327 | 0.10433 | 0.10446 | 0.10401 | 0.1032 | 0.10218 | 0.10105 | 0.099916 | 0.098131 | 0.096531 | 0.095154 | 0.093864 | 0
F8_Industrial_Food Products_Existing_Space Heating_Natural Gas_Gas Boiler - High Turndown_A_Achievable Technical Potential | F8 | Industrial | Food Products | Existing | Space Heating | Natural Gas | Gas Boiler - High Turndown | A | Cumulative Summer Peak Savings (MW) | Achievable Technical Potential | 0 | 0 | 0 | 0 | 0 | 0 | 0 | 0 | 0 | 0 | 0 | 0 | 0 | 0 | 0 | 0 | 0 | 0 | 0 | 0 | 0 | 0 | 0
F9_Industrial_Food Products_Existing_Space Heating_Natural Gas_Gas Boiler - High Turndown_A_Achievable Technical Potential | F9 | Industrial | Food Products | Existing | Space Heating | Natural Gas | Gas Boiler - High Turndown | A | Cumulative Winter Peak Savings (MW) | Achievable Technical Potential | 0 | 0 | 0 | 0 | 0 | 0 | 0 | 0 | 0 | 0 | 0 | 0 | 0 | 0 | 0 | 0 | 0 | 0 | 0 | 0 | 0 | 0 | 0
F10_Industrial_Food Products_Existing_Space Heating_Natural Gas_Gas Boiler - High Turndown_A_Achievable Technical Potential | F10 | Industrial | Food Products | Existing | Space Heating | Natural Gas | Gas Boiler - High Turndown | A | Purchases (Incremental) | Achievable Technical Potential | 0 | 0 | 13.3923 | 13.1614 | 12.9344 | 12.7114 | 12.4923 | 11.0492 | 8.6869 | 6.8297 | 5.3696 | 4.2216 | 3.3191 | 2.6095 | 2.0516 | 1.613 | 1.2681 | 0.99701 | 0.0066831 | 0.0023457 | 0.00078587 | 0.00025185 | 0
F11_Industrial_Food Products_Existing_Space Heating_Natural Gas_Gas Boiler - High Turndown_A_Achievable Technical Potential | F11 | Industrial | Food Products | Existing | Space Heating | Natural Gas | Gas Boiler - High Turndown | A | Purchases (Cumulative) | Achievable Technical Potential | 0 | 0 | 13.3923 | 26.5536 | 39.488 | 52.1995 | 64.6917 | 75.7409 | 84.4279 | 91.2576 | 96.6272 | 100.8488 | 104.1679 | 106.7773 | 108.8289 | 110.4419 | 111.71 | 112.707 | 112.7137 | 112.716 | 112.7168 | 112.7171 | 0
F1_Industrial_Food Products_Existing_Process_Natural Gas_Gas Boiler - High Turndown_A_Achievable Technical Potential | F1 | Industrial | Food Products | Existing | Process | Natural Gas | Gas Boiler - High Turndown | A | Integrated Unit Energy Savings (kWh or therms) | Achievable Technical Potential | 0 | 0 | 47.2288 | 47.07 | 46.9085 | 46.7433 | 46.5738 | 46.4037 | 46.2381 | 46.0768 | 45.9202 | 45.7691 | 45.6238 | 45.4846 | 45.35 | 45.2186 | 45.0886 | 44.9588 | 44.8324 | 44.7045 | 44.5749 | 44.4436 | 0
F2_Industrial_Food Products_Existing_Process_Natural Gas_Gas Boiler - High Turndown_A_Achievable Technical Potential | F2 | Industrial | Food Products | Existing | Process | Natural Gas | Gas Boiler - High Turndown | A | Integrated Unit Summer Peak Savings (kW) | Achievable Technical Potential | 0 | 0 | 0 | 0 | 0 | 0 | 0 | 0 | 0 | 0 | 0 | 0 | 0 | 0 | 0 | 0 | 0 | 0 | 0 | 0 | 0 | 0 | 0
F3_Industrial_Food Products_Existing_Process_Natural Gas_Gas Boiler - High Turndown_A_Achievable Technical Potential | F3 | Industrial | Food Products | Existing | Process | Natural Gas | Gas Boiler - High Turndown | A | Integrated Unit Winter Peak Savings (kW) | Achievable Technical Potential | 0 | 0 | 0 | 0 | 0 | 0 | 0 | 0 | 0 | 0 | 0 | 0 | 0 | 0 | 0 | 0 | 0 | 0 | 0 | 0 | 0 | 0 | 0
F4_Industrial_Food Products_Existing_Process_Natural Gas_Gas Boiler - High Turndown_A_Achievable Technical Potential | F4 | Industrial | Food Products | Existing | Process | Natural Gas | Gas Boiler - High Turndown | A | Incremental Energy Savings (MWh or mTherms) | Achievable Technical Potential | 0 | 0 | 1.5082 | 1.4772 | 1.4467 | 1.4168 | 1.3873 | 1.2226 | 0.95776 | 0.75037 | 0.58794 | 0.46072 | 0.36107 | 0.28301 | 0.22185 | 0.17391 | 0.13634 | 0.10688 | 0.00071443 | 0.00025004 | 8.3528e-05 | 2.6689e-05 | 0
F5_Industrial_Food Products_Existing_Process_Natural Gas_Gas Boiler - High Turndown_A_Achievable Technical Potential | F5 | Industrial | Food Products | Existing | Process | Natural Gas | Gas Boiler - High Turndown | A | Incremental Summer Peak Savings (MW) | Achievable Technical Potential | 0 | 0 | 0 | 0 | 0 | 0 | 0 | 0 | 0 | 0 | 0 | 0 | 0 | 0 | 0 | 0 | 0 | 0 | 0 | 0 | 0 | 0 | 0
F6_Industrial_Food Products_Existing_Process_Natural Gas_Gas Boiler - High Turndown_A_Achievable Technical Potential | F6 | Industrial | Food Products | Existing | Process | Natural Gas | Gas Boiler - High Turndown | A | Incremental Winter Peak Savings (MW) | Achievable Technical Potential | 0 | 0 | 0 | 0 | 0 | 0 | 0 | 0 | 0 | 0 | 0 | 0 | 0 | 0 | 0 | 0 | 0 | 0 | 0 | 0 | 0 | 0 | 0
F7_Industrial_Food Products_Existing_Process_Natural Gas_Gas Boiler - High Turndown_A_Achievable Technical Potential | F7 | Industrial | Food Products | Existing | Process | Natural Gas | Gas Boiler - High Turndown | A | Cumulative Energy Savings (MWh or mTherms) | Achievable Technical Potential | 0 | 0 | 1.5082 | 2.9803 | 4.4168 | 5.818 | 7.1842 | 8.3805 | 9.3084 | 10.0263 | 10.5801 | 11.006 | 11.3322 | 11.5806 | 11.7682 | 11.908 | 12.0101 | 12.0824 | 12.0491 | 12.015 | 11.9803 | 11.945 | 0
F8_Industrial_Food Products_Existing_Process_Natural Gas_Gas Boiler - High Turndown_A_Achievable Technical Potential | F8 | Industrial | Food Products | Existing | Process | Natural Gas | Gas Boiler - High Turndown | A | Cumulative Summer Peak Savings (MW) | Achievable Technical Potential | 0 | 0 | 0 | 0 | 0 | 0 | 0 | 0 | 0 | 0 | 0 | 0 | 0 | 0 | 0 | 0 | 0 | 0 | 0 | 0 | 0 | 0 | 0
F9_Industrial_Food Products_Existing_Process_Natural Gas_Gas Boiler - High Turndown_A_Achievable Technical Potential | F9 | Industrial | Food Products | Existing | Process | Natural Gas | Gas Boiler - High Turndown | A | Cumulative Winter Peak Savings (MW) | Achievable Technical Potential | 0 | 0 | 0 | 0 | 0 | 0 | 0 | 0 | 0 | 0 | 0 | 0 | 0 | 0 | 0 | 0 | 0 | 0 | 0 | 0 | 0 | 0 | 0
F10_Industrial_Food Products_Existing_Process_Natural Gas_Gas Boiler - High Turndown_A_Achievable Technical Potential | F10 | Industrial | Food Products | Existing | Process | Natural Gas | Gas Boiler - High Turndown | A | Purchases (Incremental) | Achievable Technical Potential | 0 | 0 | 31.9331 | 31.3825 | 30.8415 | 30.3097 | 29.7871 | 26.3462 | 20.7136 | 16.2851 | 12.8035 | 10.0662 | 7.9141 | 6.2221 | 4.8919 | 3.846 | 3.0238 | 2.3773 | 0.015936 | 0.0055931 | 0.0018739 | 0.00060051 | 0
F11_Industrial_Food Products_Existing_Process_Natural Gas_Gas Boiler - High Turndown_A_Achievable Technical Potential | F11 | Industrial | Food Products | Existing | Process | Natural Gas | Gas Boiler - High Turndown | A | Purchases (Cumulative) | Achievable Technical Potential | 0 | 0 | 31.9331 | 63.3157 | 94.1571 | 124.4668 | 154.254 | 180.6002 | 201.3137 | 217.5989 | 230.4024 | 240.4686 | 248.3827 | 254.6048 | 259.4967 | 263.3427 | 266.3665 | 268.7438 | 268.7598 | 268.7654 | 268.7672 | 268.7678 | 0
F1_Industrial_Food Products_Existing_Space Heating_Natural Gas_Gas Boiler - Burner Control Optimization_A_Achievable Technical Potential | F1 | Industrial | Food Products | Existing | Space Heating | Natural Gas | Gas Boiler - Burner Control Optimization | A | Integrated Unit Energy Savings (kWh or therms) | Achievable Technical Potential | 0 | 0 | 0.37462 | 0.37065 | 0.3654 | 0.35867 | 0.35048 | 0.34105 | 0.33079 | 0.32019 | 0.30972 | 0.29977 | 0.29056 | 0.28221 | 0.27472 | 0.26802 | 0.26204 | 0.25679 | 0.25217 | 0.24804 | 0.24449 | 0.24116 | 0
F2_Industrial_Food Products_Existing_Space Heating_Natural Gas_Gas Boiler - Burner Control Optimization_A_Achievable Technical Potential | F2 | Industrial | Food Products | Existing | Space Heating | Natural Gas | Gas Boiler - Burner Control Optimization | A | Integrated Unit Summer Peak Savings (kW) | Achievable Technical Potential | 0 | 0 | 0 | 0 | 0 | 0 | 0 | 0 | 0 | 0 | 0 | 0 | 0 | 0 | 0 | 0 | 0 | 0 | 0 | 0 | 0 | 0 | 0
F3_Industrial_Food Products_Existing_Space Heating_Natural Gas_Gas Boiler - Burner Control Optimization_A_Achievable Technical Potential | F3 | Industrial | Food Products | Existing | Space Heating | Natural Gas | Gas Boiler - Burner Control Optimization | A | Integrated Unit Winter Peak Savings (kW) | Achievable Technical Potential | 0 | 0 | 0 | 0 | 0 | 0 | 0 | 0 | 0 | 0 | 0 | 0 | 0 | 0 | 0 | 0 | 0 | 0 | 0 | 0 | 0 | 0 | 0
F4_Industrial_Food Products_Existing_Space Heating_Natural Gas_Gas Boiler - Burner Control Optimization_A_Achievable Technical Potential | F4 | Industrial | Food Products | Existing | Space Heating | Natural Gas | Gas Boiler - Burner Control Optimization | A | Incremental Energy Savings (MWh or mTherms) | Achievable Technical Potential | 0 | 0 | 0.0013534 | 0.0020685 | 0.0040081 | 0.0067663 | 0.010108 | 0.013533 | 0.016417 | 0.01822 | 0.018653 | 0.017742 | 0.015774 | 0.013175 | 0.010379 | 0.0077403 | 0.0054799 | 0.0036943 | 0.0023769 | 0.0014621 | 0.00086211 | 0.00056585 | 0
F5_Industrial_Food Products_Existing_Space Heating_Natural Gas_Gas Boiler - Burner Control Optimization_A_Achievable Technical Potential | F5 | Industrial | Food Products | Existing | Space Heating | Natural Gas | Gas Boiler - Burner Control Optimization | A | Incremental Summer Peak Savings (MW) | Achievable Technical Potential | 0 | 0 | 0 | 0 | 0 | 0 | 0 | 0 | 0 | 0 | 0 | 0 | 0 | 0 | 0 | 0 | 0 | 0 | 0 | 0 | 0 | 0 | 0
F6_Industrial_Food Products_Existing_Space Heating_Natural Gas_Gas Boiler - Burner Control Optimization_A_Achievable Technical Potential | F6 | Industrial | Food Products | Existing | Space Heating | Natural Gas | Gas Boiler - Burner Control Optimization | A | Incremental Winter Peak Savings (MW) | Achievable Technical Potential | 0 | 0 | 0 | 0 | 0 | 0 | 0 | 0 | 0 | 0 | 0 | 0 | 0 | 0 | 0 | 0 | 0 | 0 | 0 | 0 | 0 | 0 | 0
F7_Industrial_Food Products_Existing_Space Heating_Natural Gas_Gas Boiler - Burner Control Optimization_A_Achievable Technical Potential | F7 | Industrial | Food Products | Existing | Space Heating | Natural Gas | Gas Boiler - Burner Control Optimization | A | Cumulative Energy Savings (MWh or mTherms) | Achievable Technical Potential | 0 | 0 | 0.0013534 | 0.0034076 | 0.0073673 | 0.013998 | 0.023786 | 0.036679 | 0.051993 | 0.068546 | 0.084958 | 0.099969 | 0.11267 | 0.12261 | 0.12973 | 0.13431 | 0.13679 | 0.13775 | 0.13765 | 0.13686 | 0.13576 | 0.13447 | 0
F8_Industrial_Food Products_Existing_Space Heating_Natural Gas_Gas Boiler - Burner Control Optimization_A_Achievable Technical Potential | F8 | Industrial | Food Products | Existing | Space Heating | Natural Gas | Gas Boiler - Burner Control Optimization | A | Cumulative Summer Peak Savings (MW) | Achievable Technical Potential | 0 | 0 | 0 | 0 | 0 | 0 | 0 | 0 | 0 | 0 | 0 | 0 | 0 | 0 | 0 | 0 | 0 | 0 | 0 | 0 | 0 | 0 | 0
F9_Industrial_Food Products_Existing_Space Heating_Natural Gas_Gas Boiler - Burner Control Optimization_A_Achievable Technical Potential | F9 | Industrial | Food Products | Existing | Space Heating | Natural Gas | Gas Boiler - Burner Control Optimization | A | Cumulative Winter Peak Savings (MW) | Achievable Technical Potential | 0 | 0 | 0 | 0 | 0 | 0 | 0 | 0 | 0 | 0 | 0 | 0 | 0 | 0 | 0 | 0 | 0 | 0 | 0 | 0 | 0 | 0 | 0
F10_Industrial_Food Products_Existing_Space Heating_Natural Gas_Gas Boiler - Burner Control Optimization_A_Achievable Technical Potential | F10 | Industrial | Food Products | Existing | Space Heating | Natural Gas | Gas Boiler - Burner Control Optimization | A | Purchases (Incremental) | Achievable Technical Potential | 0 | 0 | 3.6126 | 5.5808 | 10.9691 | 18.865 | 28.8396 | 39.6794 | 49.6303 | 56.9037 | 60.2244 | 59.186 | 54.2879 | 46.6829 | 37.7819 | 28.8793 | 20.9126 | 14.3864 | 9.4256 | 5.8947 | 3.5262 | 2.3464 | 0
F11_Industrial_Food Products_Existing_Space Heating_Natural Gas_Gas Boiler - Burner Control Optimization_A_Achievable Technical Potential | F11 | Industrial | Food Products | Existing | Space Heating | Natural Gas | Gas Boiler - Burner Control Optimization | A | Purchases (Cumulative) | Achievable Technical Potential | 0 | 0 | 3.6126 | 9.1934 | 20.1625 | 39.0276 | 67.8672 | 107.5466 | 157.1769 | 214.0806 | 274.305 | 333.491 | 387.7788 | 434.4617 | 472.2436 | 501.1229 | 522.0354 | 536.4218 | 545.8474 | 551.7421 | 555.2683 | 557.6146 | 0
F1_Industrial_Food Products_Existing_Process_Natural Gas_Gas Boiler - Burner Control Optimization_A_Achievable Technical Potential | F1 | Industrial | Food Products | Existing | Process | Natural Gas | Gas Boiler - Burner Control Optimization | A | Integrated Unit Energy Savings (kWh or therms) | Achievable Technical Potential | 0 | 0 | 13.6931 | 13.6438 | 13.5937 | 13.5425 | 13.4899 | 13.4376 | 13.387 | 13.3381 | 13.2909 | 13.2455 | 13.2021 | 13.1606 | 13.1205 | 13.0815 | 13.043 | 13.0046 | 12.9674 | 12.9298 | 12.8917 | 12.8532 | 0
F2_Industrial_Food Products_Existing_Process_Natural Gas_Gas Boiler - Burner Control Optimization_A_Achievable Technical Potential | F2 | Industrial | Food Products | Existing | Process | Natural Gas | Gas Boiler - Burner Control Optimization | A | Integrated Unit Summer Peak Savings (kW) | Achievable Technical Potential | 0 | 0 | 0 | 0 | 0 | 0 | 0 | 0 | 0 | 0 | 0 | 0 | 0 | 0 | 0 | 0 | 0 | 0 | 0 | 0 | 0 | 0 | 0
F3_Industrial_Food Products_Existing_Process_Natural Gas_Gas Boiler - Burner Control Optimization_A_Achievable Technical Potential | F3 | Industrial | Food Products | Existing | Process | Natural Gas | Gas Boiler - Burner Control Optimization | A | Integrated Unit Winter Peak Savings (kW) | Achievable Technical Potential | 0 | 0 | 0 | 0 | 0 | 0 | 0 | 0 | 0 | 0 | 0 | 0 | 0 | 0 | 0 | 0 | 0 | 0 | 0 | 0 | 0 | 0 | 0
F4_Industrial_Food Products_Existing_Process_Natural Gas_Gas Boiler - Burner Control Optimization_A_Achievable Technical Potential | F4 | Industrial | Food Products | Existing | Process | Natural Gas | Gas Boiler - Burner Control Optimization | A | Incremental Energy Savings (MWh or mTherms) | Achievable Technical Potential | 0 | 0 | 0.11795 | 0.18156 | 0.35555 | 0.60918 | 0.92766 | 1.2714 | 1.5842 | 1.8098 | 1.9086 | 1.8693 | 1.709 | 1.4649 | 1.182 | 0.90081 | 0.65039 | 0.4461 | 0.29144 | 0.18174 | 0.10839 | 0.071911 | 0
F5_Industrial_Food Products_Existing_Process_Natural Gas_Gas Boiler - Burner Control Optimization_A_Achievable Technical Potential | F5 | Industrial | Food Products | Existing | Process | Natural Gas | Gas Boiler - Burner Control Optimization | A | Incremental Summer Peak Savings (MW) | Achievable Technical Potential | 0 | 0 | 0 | 0 | 0 | 0 | 0 | 0 | 0 | 0 | 0 | 0 | 0 | 0 | 0 | 0 | 0 | 0 | 0 | 0 | 0 | 0 | 0
F6_Industrial_Food Products_Existing_Process_Natural Gas_Gas Boiler - Burner Control Optimization_A_Achievable Technical Potential | F6 | Industrial | Food Products | Existing | Process | Natural Gas | Gas Boiler - Burner Control Optimization | A | Incremental Winter Peak Savings (MW) | Achievable Technical Potential | 0 | 0 | 0 | 0 | 0 | 0 | 0 | 0 | 0 | 0 | 0 | 0 | 0 | 0 | 0 | 0 | 0 | 0 | 0 | 0 | 0 | 0 | 0
F7_Industrial_Food Products_Existing_Process_Natural Gas_Gas Boiler - Burner Control Optimization_A_Achievable Technical Potential | F7 | Industrial | Food Products | Existing | Process | Natural Gas | Gas Boiler - Burner Control Optimization | A | Cumulative Energy Savings (MWh or mTherms) | Achievable Technical Potential | 0 | 0 | 0.11795 | 0.29909 | 0.65354 | 1.2603 | 2.183 | 3.4459 | 5.0172 | 6.8086 | 8.6931 | 10.5327 | 12.2072 | 13.6337 | 14.7743 | 15.6311 | 16.2354 | 16.6337 | 16.8776 | 17.0104 | 17.0688 | 17.0896 | 0
F8_Industrial_Food Products_Existing_Process_Natural Gas_Gas Boiler - Burner Control Optimization_A_Achievable Technical Potential | F8 | Industrial | Food Products | Existing | Process | Natural Gas | Gas Boiler - Burner Control Optimization | A | Cumulative Summer Peak Savings (MW) | Achievable Technical Potential | 0 | 0 | 0 | 0 | 0 | 0 | 0 | 0 | 0 | 0 | 0 | 0 | 0 | 0 | 0 | 0 | 0 | 0 | 0 | 0 | 0 | 0 | 0
F9_Industrial_Food Products_Existing_Process_Natural Gas_Gas Boiler - Burner Control Optimization_A_Achievable Technical Potential | F9 | Industrial | Food Products | Existing | Process | Natural Gas | Gas Boiler - Burner Control Optimization | A | Cumulative Winter Peak Savings (MW) | Achievable Technical Potential | 0 | 0 | 0 | 0 | 0 | 0 | 0 | 0 | 0 | 0 | 0 | 0 | 0 | 0 | 0 | 0 | 0 | 0 | 0 | 0 | 0 | 0 | 0
F10_Industrial_Food Products_Existing_Process_Natural Gas_Gas Boiler - Burner Control Optimization_A_Achievable Technical Potential | F10 | Industrial | Food Products | Existing | Process | Natural Gas | Gas Boiler - Burner Control Optimization | A | Purchases (Incremental) | Achievable Technical Potential | 0 | 0 | 8.6141 | 13.3071 | 26.1553 | 44.9827 | 68.7666 | 94.6133 | 118.3408 | 135.6839 | 143.6018 | 141.1259 | 129.4465 | 111.3128 | 90.0889 | 68.861 | 49.8649 | 34.3036 | 22.4748 | 14.0555 | 8.408 | 5.5948 | 0
F11_Industrial_Food Products_Existing_Process_Natural Gas_Gas Boiler - Burner Control Optimization_A_Achievable Technical Potential | F11 | Industrial | Food Products | Existing | Process | Natural Gas | Gas Boiler - Burner Control Optimization | A | Purchases (Cumulative) | Achievable Technical Potential | 0 | 0 | 8.6141 | 21.9212 | 48.0765 | 93.0592 | 161.8258 | 256.4391 | 374.7799 | 510.4638 | 654.0656 | 795.1915 | 924.638 | 1035.9508 | 1126.0397 | 1194.9007 | 1244.7656 | 1279.0692 | 1301.544 | 1315.5996 | 1324.0076 | 1329.6024 | 0
F1_Industrial_Food Products_Existing_Space Heating_Natural Gas_HVAC - Demand Controlled Ventilation_A_Achievable Technical Potential | F1 | Industrial | Food Products | Existing | Space Heating | Natural Gas | HVAC - Demand Controlled Ventilation | A | Integrated Unit Energy Savings (kWh or therms) | Achievable Technical Potential | 0 | 0 | 0.0766 | 0.076131 | 0.07565 | 0.075155 | 0.074644 | 0.074116 | 0.07357 | 0.073006 | 0.072427 | 0.071838 | 0.071238 | 0.070629 | 0.070012 | 0.069389 | 0.068765 | 0.068177 | 0.067631 | 0.067124 | 0.066657 | 0.066228 | 0
F2_Industrial_Food Products_Existing_Space Heating_Natural Gas_HVAC - Demand Controlled Ventilation_A_Achievable Technical Potential | F2 | Industrial | Food Products | Existing | Space Heating | Natural Gas | HVAC - Demand Controlled Ventilation | A | Integrated Unit Summer Peak Savings (kW) | Achievable Technical Potential | 0 | 0 | 0 | 0 | 0 | 0 | 0 | 0 | 0 | 0 | 0 | 0 | 0 | 0 | 0 | 0 | 0 | 0 | 0 | 0 | 0 | 0 | 0
F3_Industrial_Food Products_Existing_Space Heating_Natural Gas_HVAC - Demand Controlled Ventilation_A_Achievable Technical Potential | F3 | Industrial | Food Products | Existing | Space Heating | Natural Gas | HVAC - Demand Controlled Ventilation | A | Integrated Unit Winter Peak Savings (kW) | Achievable Technical Potential | 0 | 0 | 0 | 0 | 0 | 0 | 0 | 0 | 0 | 0 | 0 | 0 | 0 | 0 | 0 | 0 | 0 | 0 | 0 | 0 | 0 | 0 | 0
F4_Industrial_Food Products_Existing_Space Heating_Natural Gas_HVAC - Demand Controlled Ventilation_A_Achievable Technical Potential | F4 | Industrial | Food Products | Existing | Space Heating | Natural Gas | HVAC - Demand Controlled Ventilation | A | Incremental Energy Savings (MWh or mTherms) | Achievable Technical Potential | 0 | 0 | 0.17474 | 0.17068 | 0.16668 | 0.16273 | 0.15884 | 0.155 | 0.1512 | 0.14746 | 0.14377 | 0.14014 | 0.13657 | 0.13307 | 0.12963 | 0.12626 | 0.12297 | 0.11982 | 0.11681 | 0.11393 | 0.11119 | 0.10857 | 0
F5_Industrial_Food Products_Existing_Space Heating_Natural Gas_HVAC - Demand Controlled Ventilation_A_Achievable Technical Potential | F5 | Industrial | Food Products | Existing | Space Heating | Natural Gas | HVAC - Demand Controlled Ventilation | A | Incremental Summer Peak Savings (MW) | Achievable Technical Potential | 0 | 0 | 0 | 0 | 0 | 0 | 0 | 0 | 0 | 0 | 0 | 0 | 0 | 0 | 0 | 0 | 0 | 0 | 0 | 0 | 0 | 0 | 0
F6_Industrial_Food Products_Existing_Space Heating_Natural Gas_HVAC - Demand Controlled Ventilation_A_Achievable Technical Potential | F6 | Industrial | Food Products | Existing | Space Heating | Natural Gas | HVAC - Demand Controlled Ventilation | A | Incremental Winter Peak Savings (MW) | Achievable Technical Potential | 0 | 0 | 0 | 0 | 0 | 0 | 0 | 0 | 0 | 0 | 0 | 0 | 0 | 0 | 0 | 0 | 0 | 0 | 0 | 0 | 0 | 0 | 0
F7_Industrial_Food Products_Existing_Space Heating_Natural Gas_HVAC - Demand Controlled Ventilation_A_Achievable Technical Potential | F7 | Industrial | Food Products | Existing | Space Heating | Natural Gas | HVAC - Demand Controlled Ventilation | A | Cumulative Energy Savings (MWh or mTherms) | Achievable Technical Potential | 0 | 0 | 0.17474 | 0.34436 | 0.50886 | 0.66826 | 0.82255 | 0.97173 | 1.1158 | 1.2547 | 1.3885 | 1.5173 | 1.6412 | 1.7603 | 1.8745 | 1.9841 | 2.0892 | 2.1912 | 2.2904 | 2.3872 | 2.4818 | 2.5744 | 0
F8_Industrial_Food Products_Existing_Space Heating_Natural Gas_HVAC - Demand Controlled Ventilation_A_Achievable Technical Potential | F8 | Industrial | Food Products | Existing | Space Heating | Natural Gas | HVAC - Demand Controlled Ventilation | A | Cumulative Summer Peak Savings (MW) | Achievable Technical Potential | 0 | 0 | 0 | 0 | 0 | 0 | 0 | 0 | 0 | 0 | 0 | 0 | 0 | 0 | 0 | 0 | 0 | 0 | 0 | 0 | 0 | 0 | 0
F9_Industrial_Food Products_Existing_Space Heating_Natural Gas_HVAC - Demand Controlled Ventilation_A_Achievable Technical Potential | F9 | Industrial | Food Products | Existing | Space Heating | Natural Gas | HVAC - Demand Controlled Ventilation | A | Cumulative Winter Peak Savings (MW) | Achievable Technical Potential | 0 | 0 | 0 | 0 | 0 | 0 | 0 | 0 | 0 | 0 | 0 | 0 | 0 | 0 | 0 | 0 | 0 | 0 | 0 | 0 | 0 | 0 | 0
F10_Industrial_Food Products_Existing_Space Heating_Natural Gas_HVAC - Demand Controlled Ventilation_A_Achievable Technical Potential | F10 | Industrial | Food Products | Existing | Space Heating | Natural Gas | HVAC - Demand Controlled Ventilation | A | Purchases (Incremental) | Achievable Technical Potential | 0 | 0 | 2281.2689 | 2241.9367 | 2203.2826 | 2165.295 | 2127.9623 | 2091.2733 | 2055.2168 | 2019.7821 | 1984.9582 | 1950.7348 | 1917.1015 | 1884.048 | 1851.5644 | 1819.6409 | 1788.2678 | 1757.4356 | 1727.1349 | 1697.3568 | 1668.092 | 1639.3318 | 0
F11_Industrial_Food Products_Existing_Space Heating_Natural Gas_HVAC - Demand Controlled Ventilation_A_Achievable Technical Potential | F11 | Industrial | Food Products | Existing | Space Heating | Natural Gas | HVAC - Demand Controlled Ventilation | A | Purchases (Cumulative) | Achievable Technical Potential | 0 | 0 | 2281.2689 | 4523.2055 | 6726.4881 | 8891.7831 | 11019.7454 | 13111.0186 | 15166.2355 | 17186.0175 | 19170.9758 | 21121.7106 | 23038.8121 | 24922.86 | 26774.4244 | 28594.0653 | 30382.3331 | 32139.7686 | 33866.9036 | 35564.2603 | 37232.3523 | 38871.6841 | 0
F1_Industrial_Food Products_Existing_Space Heating_Natural Gas_Gas Boiler - Stack Economizer_A_Achievable Technical Potential | F1 | Industrial | Food Products | Existing | Space Heating | Natural Gas | Gas Boiler - Stack Economizer | A | Integrated Unit Energy Savings (kWh or therms) | Achievable Technical Potential | 0 | 0 | 0.94614 | 0.94152 | 0.93655 | 0.9311 | 0.92503 | 0.91817 | 0.9104 | 0.90165 | 0.89192 | 0.88129 | 0.86993 | 0.85804 | 0.84591 | 0.83386 | 0.82218 | 0.81146 | 0.80183 | 0.79327 | 0.78566 | 0.77876 | 0
F2_Industrial_Food Products_Existing_Space Heating_Natural Gas_Gas Boiler - Stack Economizer_A_Achievable Technical Potential | F2 | Industrial | Food Products | Existing | Space Heating | Natural Gas | Gas Boiler - Stack Economizer | A | Integrated Unit Summer Peak Savings (kW) | Achievable Technical Potential | 0 | 0 | 0 | 0 | 0 | 0 | 0 | 0 | 0 | 0 | 0 | 0 | 0 | 0 | 0 | 0 | 0 | 0 | 0 | 0 | 0 | 0 | 0
F3_Industrial_Food Products_Existing_Space Heating_Natural Gas_Gas Boiler - Stack Economizer_A_Achievable Technical Potential | F3 | Industrial | Food Products | Existing | Space Heating | Natural Gas | Gas Boiler - Stack Economizer | A | Integrated Unit Winter Peak Savings (kW) | Achievable Technical Potential | 0 | 0 | 0 | 0 | 0 | 0 | 0 | 0 | 0 | 0 | 0 | 0 | 0 | 0 | 0 | 0 | 0 | 0 | 0 | 0 | 0 | 0 | 0
F4_Industrial_Food Products_Existing_Space Heating_Natural Gas_Gas Boiler - Stack Economizer_A_Achievable Technical Potential | F4 | Industrial | Food Products | Existing | Space Heating | Natural Gas | Gas Boiler - Stack Economizer | A | Incremental Energy Savings (MWh or mTherms) | Achievable Technical Potential | 0 | 0 | 0.033789 | 0.033045 | 0.032303 | 0.031562 | 0.030815 | 0.027053 | 0.02109 | 0.016421 | 0.012771 | 0.0099213 | 0.0076996 | 0.0059707 | 0.0046279 | 0.0035866 | 0.0027803 | 0.0021574 | 1.429e-05 | 4.962e-06 | 1.6465e-06 | 5.2301e-07 | 0
F5_Industrial_Food Products_Existing_Space Heating_Natural Gas_Gas Boiler - Stack Economizer_A_Achievable Technical Potential | F5 | Industrial | Food Products | Existing | Space Heating | Natural Gas | Gas Boiler - Stack Economizer | A | Incremental Summer Peak Savings (MW) | Achievable Technical Potential | 0 | 0 | 0 | 0 | 0 | 0 | 0 | 0 | 0 | 0 | 0 | 0 | 0 | 0 | 0 | 0 | 0 | 0 | 0 | 0 | 0 | 0 | 0
F6_Industrial_Food Products_Existing_Space Heating_Natural Gas_Gas Boiler - Stack Economizer_A_Achievable Technical Potential | F6 | Industrial | Food Products | Existing | Space Heating | Natural Gas | Gas Boiler - Stack Economizer | A | Incremental Winter Peak Savings (MW) | Achievable Technical Potential | 0 | 0 | 0 | 0 | 0 | 0 | 0 | 0 | 0 | 0 | 0 | 0 | 0 | 0 | 0 | 0 | 0 | 0 | 0 | 0 | 0 | 0 | 0
F7_Industrial_Food Products_Existing_Space Heating_Natural Gas_Gas Boiler - Stack Economizer_A_Achievable Technical Potential | F7 | Industrial | Food Products | Existing | Space Heating | Natural Gas | Gas Boiler - Stack Economizer | A | Cumulative Energy Savings (MWh or mTherms) | Achievable Technical Potential | 0 | 0 | 0.033789 | 0.066669 | 0.09862 | 0.12961 | 0.15958 | 0.18545 | 0.20497 | 0.21942 | 0.22982 | 0.23701 | 0.24165 | 0.24432 | 0.24549 | 0.24558 | 0.24492 | 0.24389 | 0.24101 | 0.23844 | 0.23615 | 0.23408 | 0
F8_Industrial_Food Products_Existing_Space Heating_Natural Gas_Gas Boiler - Stack Economizer_A_Achievable Technical Potential | F8 | Industrial | Food Products | Existing | Space Heating | Natural Gas | Gas Boiler - Stack Economizer | A | Cumulative Summer Peak Savings (MW) | Achievable Technical Potential | 0 | 0 | 0 | 0 | 0 | 0 | 0 | 0 | 0 | 0 | 0 | 0 | 0 | 0 | 0 | 0 | 0 | 0 | 0 | 0 | 0 | 0 | 0
F9_Industrial_Food Products_Existing_Space Heating_Natural Gas_Gas Boiler - Stack Economizer_A_Achievable Technical Potential | F9 | Industrial | Food Products | Existing | Space Heating | Natural Gas | Gas Boiler - Stack Economizer | A | Cumulative Winter Peak Savings (MW) | Achievable Technical Potential | 0 | 0 | 0 | 0 | 0 | 0 | 0 | 0 | 0 | 0 | 0 | 0 | 0 | 0 | 0 | 0 | 0 | 0 | 0 | 0 | 0 | 0 | 0
F10_Industrial_Food Products_Existing_Space Heating_Natural Gas_Gas Boiler - Stack Economizer_A_Achievable Technical Potential | F10 | Industrial | Food Products | Existing | Space Heating | Natural Gas | Gas Boiler - Stack Economizer | A | Purchases (Incremental) | Achievable Technical Potential | 0 | 0 | 35.7127 | 35.0969 | 34.4918 | 33.8971 | 33.3127 | 29.4645 | 23.1652 | 18.2126 | 14.3189 | 11.2576 | 8.8508 | 6.9586 | 5.4709 | 4.3012 | 3.3817 | 2.6587 | 0.017822 | 0.0062551 | 0.0020957 | 0.00067159 | 0
F11_Industrial_Food Products_Existing_Space Heating_Natural Gas_Gas Boiler - Stack Economizer_A_Achievable Technical Potential | F11 | Industrial | Food Products | Existing | Space Heating | Natural Gas | Gas Boiler - Stack Economizer | A | Purchases (Cumulative) | Achievable Technical Potential | 0 | 0 | 35.7127 | 70.8096 | 105.3014 | 139.1986 | 172.5113 | 201.9758 | 225.141 | 243.3536 | 257.6725 | 268.9301 | 277.7809 | 284.7395 | 290.2104 | 294.5116 | 297.8933 | 300.552 | 300.5698 | 300.5761 | 300.5782 | 300.5788 | 0
F1_Industrial_Food Products_Existing_Process_Natural Gas_Gas Boiler - Stack Economizer_A_Achievable Technical Potential | F1 | Industrial | Food Products | Existing | Process | Natural Gas | Gas Boiler - Stack Economizer | A | Integrated Unit Energy Savings (kWh or therms) | Achievable Technical Potential | 0 | 0 | 45.367 | 45.2422 | 45.1151 | 44.9848 | 44.8506 | 44.7137 | 44.5764 | 44.4396 | 44.3045 | 44.1725 | 44.0443 | 43.9205 | 43.8001 | 43.6817 | 43.5641 | 43.4462 | 43.329 | 43.2105 | 43.0905 | 42.9689 | 0
F2_Industrial_Food Products_Existing_Process_Natural Gas_Gas Boiler - Stack Economizer_A_Achievable Technical Potential | F2 | Industrial | Food Products | Existing | Process | Natural Gas | Gas Boiler - Stack Economizer | A | Integrated Unit Summer Peak Savings (kW) | Achievable Technical Potential | 0 | 0 | 0 | 0 | 0 | 0 | 0 | 0 | 0 | 0 | 0 | 0 | 0 | 0 | 0 | 0 | 0 | 0 | 0 | 0 | 0 | 0 | 0
F3_Industrial_Food Products_Existing_Process_Natural Gas_Gas Boiler - Stack Economizer_A_Achievable Technical Potential | F3 | Industrial | Food Products | Existing | Process | Natural Gas | Gas Boiler - Stack Economizer | A | Integrated Unit Winter Peak Savings (kW) | Achievable Technical Potential | 0 | 0 | 0 | 0 | 0 | 0 | 0 | 0 | 0 | 0 | 0 | 0 | 0 | 0 | 0 | 0 | 0 | 0 | 0 | 0 | 0 | 0 | 0
F4_Industrial_Food Products_Existing_Process_Natural Gas_Gas Boiler - Stack Economizer_A_Achievable Technical Potential | F4 | Industrial | Food Products | Existing | Process | Natural Gas | Gas Boiler - Stack Economizer | A | Incremental Energy Savings (MWh or mTherms) | Achievable Technical Potential | 0 | 0 | 3.8632 | 3.7862 | 3.7104 | 3.6359 | 3.5626 | 3.1414 | 2.4622 | 1.9299 | 1.5127 | 1.1857 | 0.92952 | 0.72874 | 0.57137 | 0.448 | 0.35128 | 0.27543 | 0.0018413 | 0.00064449 | 0.00021532 | 6.8809e-05 | 0
F5_Industrial_Food Products_Existing_Process_Natural Gas_Gas Boiler - Stack Economizer_A_Achievable Technical Potential | F5 | Industrial | Food Products | Existing | Process | Natural Gas | Gas Boiler - Stack Economizer | A | Incremental Summer Peak Savings (MW) | Achievable Technical Potential | 0 | 0 | 0 | 0 | 0 | 0 | 0 | 0 | 0 | 0 | 0 | 0 | 0 | 0 | 0 | 0 | 0 | 0 | 0 | 0 | 0 | 0 | 0
F6_Industrial_Food Products_Existing_Process_Natural Gas_Gas Boiler - Stack Economizer_A_Achievable Technical Potential | F6 | Industrial | Food Products | Existing | Process | Natural Gas | Gas Boiler - Stack Economizer | A | Incremental Winter Peak Savings (MW) | Achievable Technical Potential | 0 | 0 | 0 | 0 | 0 | 0 | 0 | 0 | 0 | 0 | 0 | 0 | 0 | 0 | 0 | 0 | 0 | 0 | 0 | 0 | 0 | 0 | 0
F7_Industrial_Food Products_Existing_Process_Natural Gas_Gas Boiler - Stack Economizer_A_Achievable Technical Potential | F7 | Industrial | Food Products | Existing | Process | Natural Gas | Gas Boiler - Stack Economizer | A | Cumulative Energy Savings (MWh or mTherms) | Achievable Technical Potential | 0 | 0 | 3.8632 | 7.6388 | 11.3277 | 14.931 | 18.449 | 21.5341 | 23.9302 | 25.7867 | 27.221 | 28.3256 | 29.1729 | 29.8196 | 30.3093 | 30.6754 | 30.9441 | 31.1357 | 31.0536 | 30.9693 | 30.8835 | 30.7964 | 0
F8_Industrial_Food Products_Existing_Process_Natural Gas_Gas Boiler - Stack Economizer_A_Achievable Technical Potential | F8 | Industrial | Food Products | Existing | Process | Natural Gas | Gas Boiler - Stack Economizer | A | Cumulative Summer Peak Savings (MW) | Achievable Technical Potential | 0 | 0 | 0 | 0 | 0 | 0 | 0 | 0 | 0 | 0 | 0 | 0 | 0 | 0 | 0 | 0 | 0 | 0 | 0 | 0 | 0 | 0 | 0
F9_Industrial_Food Products_Existing_Process_Natural Gas_Gas Boiler - Stack Economizer_A_Achievable Technical Potential | F9 | Industrial | Food Products | Existing | Process | Natural Gas | Gas Boiler - Stack Economizer | A | Cumulative Winter Peak Savings (MW) | Achievable Technical Potential | 0 | 0 | 0 | 0 | 0 | 0 | 0 | 0 | 0 | 0 | 0 | 0 | 0 | 0 | 0 | 0 | 0 | 0 | 0 | 0 | 0 | 0 | 0
F10_Industrial_Food Products_Existing_Process_Natural Gas_Gas Boiler - Stack Economizer_A_Achievable Technical Potential | F10 | Industrial | Food Products | Existing | Process | Natural Gas | Gas Boiler - Stack Economizer | A | Purchases (Incremental) | Achievable Technical Potential | 0 | 0 | 85.155 | 83.6868 | 82.2439 | 80.8259 | 79.4324 | 70.2565 | 55.2362 | 43.4271 | 34.1427 | 26.8432 | 21.1043 | 16.5923 | 13.045 | 10.2561 | 8.0634 | 6.3395 | 0.042495 | 0.014915 | 0.004997 | 0.0016014 | 0
F11_Industrial_Food Products_Existing_Process_Natural Gas_Gas Boiler - Stack Economizer_A_Achievable Technical Potential | F11 | Industrial | Food Products | Existing | Process | Natural Gas | Gas Boiler - Stack Economizer | A | Purchases (Cumulative) | Achievable Technical Potential | 0 | 0 | 85.155 | 168.8417 | 251.0856 | 331.9115 | 411.3439 | 481.6004 | 536.8366 | 580.2637 | 614.4063 | 641.2495 | 662.3538 | 678.9462 | 691.9912 | 702.2473 | 710.3107 | 716.6502 | 716.6927 | 716.7076 | 716.7126 | 716.7142 | 0
F1_Industrial_Food Products_Existing_Space Heating_Natural Gas_Gas Furnace Tube Inserts_A_Achievable Technical Potential | F1 | Industrial | Food Products | Existing | Space Heating | Natural Gas | Gas Furnace Tube Inserts | A | Integrated Unit Energy Savings (kWh or therms) | Achievable Technical Potential | 0 | 0 | 0.088078 | 0.087554 | 0.087015 | 0.086462 | 0.085893 | 0.085308 | 0.084705 | 0.084085 | 0.083452 | 0.082809 | 0.082158 | 0.081497 | 0.080827 | 0.080149 | 0.079467 | 0.078823 | 0.078223 | 0.077665 | 0.07715 | 0.076676 | 0
F2_Industrial_Food Products_Existing_Space Heating_Natural Gas_Gas Furnace Tube Inserts_A_Achievable Technical Potential | F2 | Industrial | Food Products | Existing | Space Heating | Natural Gas | Gas Furnace Tube Inserts | A | Integrated Unit Summer Peak Savings (kW) | Achievable Technical Potential | 0 | 0 | 0 | 0 | 0 | 0 | 0 | 0 | 0 | 0 | 0 | 0 | 0 | 0 | 0 | 0 | 0 | 0 | 0 | 0 | 0 | 0 | 0
F3_Industrial_Food Products_Existing_Space Heating_Natural Gas_Gas Furnace Tube Inserts_A_Achievable Technical Potential | F3 | Industrial | Food Products | Existing | Space Heating | Natural Gas | Gas Furnace Tube Inserts | A | Integrated Unit Winter Peak Savings (kW) | Achievable Technical Potential | 0 | 0 | 0 | 0 | 0 | 0 | 0 | 0 | 0 | 0 | 0 | 0 | 0 | 0 | 0 | 0 | 0 | 0 | 0 | 0 | 0 | 0 | 0
F4_Industrial_Food Products_Existing_Space Heating_Natural Gas_Gas Furnace Tube Inserts_A_Achievable Technical Potential | F4 | Industrial | Food Products | Existing | Space Heating | Natural Gas | Gas Furnace Tube Inserts | A | Incremental Energy Savings (MWh or mTherms) | Achievable Technical Potential | 0 | 0 | 0 | 0 | 0 | 0 | 0 | 0 | 0 | 0 | 0 | 0 | 0 | 0 | 0 | 0 | 0 | 0 | 0 | 0 | 0 | 0 | 0
F5_Industrial_Food Products_Existing_Space Heating_Natural Gas_Gas Furnace Tube Inserts_A_Achievable Technical Potential | F5 | Industrial | Food Products | Existing | Space Heating | Natural Gas | Gas Furnace Tube Inserts | A | Incremental Summer Peak Savings (MW) | Achievable Technical Potential | 0 | 0 | 0 | 0 | 0 | 0 | 0 | 0 | 0 | 0 | 0 | 0 | 0 | 0 | 0 | 0 | 0 | 0 | 0 | 0 | 0 | 0 | 0
F6_Industrial_Food Products_Existing_Space Heating_Natural Gas_Gas Furnace Tube Inserts_A_Achievable Technical Potential | F6 | Industrial | Food Products | Existing | Space Heating | Natural Gas | Gas Furnace Tube Inserts | A | Incremental Winter Peak Savings (MW) | Achievable Technical Potential | 0 | 0 | 0 | 0 | 0 | 0 | 0 | 0 | 0 | 0 | 0 | 0 | 0 | 0 | 0 | 0 | 0 | 0 | 0 | 0 | 0 | 0 | 0
F7_Industrial_Food Products_Existing_Space Heating_Natural Gas_Gas Furnace Tube Inserts_A_Achievable Technical Potential | F7 | Industrial | Food Products | Existing | Space Heating | Natural Gas | Gas Furnace Tube Inserts | A | Cumulative Energy Savings (MWh or mTherms) | Achievable Technical Potential | 0 | 0 | 0 | 0 | 0 | 0 | 0 | 0 | 0 | 0 | 0 | 0 | 0 | 0 | 0 | 0 | 0 | 0 | 0 | 0 | 0 | 0 | 0
F8_Industrial_Food Products_Existing_Space Heating_Natural Gas_Gas Furnace Tube Inserts_A_Achievable Technical Potential | F8 | Industrial | Food Products | Existing | Space Heating | Natural Gas | Gas Furnace Tube Inserts | A | Cumulative Summer Peak Savings (MW) | Achievable Technical Potential | 0 | 0 | 0 | 0 | 0 | 0 | 0 | 0 | 0 | 0 | 0 | 0 | 0 | 0 | 0 | 0 | 0 | 0 | 0 | 0 | 0 | 0 | 0
F9_Industrial_Food Products_Existing_Space Heating_Natural Gas_Gas Furnace Tube Inserts_A_Achievable Technical Potential | F9 | Industrial | Food Products | Existing | Space Heating | Natural Gas | Gas Furnace Tube Inserts | A | Cumulative Winter Peak Savings (MW) | Achievable Technical Potential | 0 | 0 | 0 | 0 | 0 | 0 | 0 | 0 | 0 | 0 | 0 | 0 | 0 | 0 | 0 | 0 | 0 | 0 | 0 | 0 | 0 | 0 | 0
F10_Industrial_Food Products_Existing_Space Heating_Natural Gas_Gas Furnace Tube Inserts_A_Achievable Technical Potential | F10 | Industrial | Food Products | Existing | Space Heating | Natural Gas | Gas Furnace Tube Inserts | A | Purchases (Incremental) | Achievable Technical Potential | 0 | 0 | 0 | 0 | 0 | 0 | 0 | 0 | 0 | 0 | 0 | 0 | 0 | 0 | 0 | 0 | 0 | 0 | 0 | 0 | 0 | 0 | 0
F11_Industrial_Food Products_Existing_Space Heating_Natural Gas_Gas Furnace Tube Inserts_A_Achievable Technical Potential | F11 | Industrial | Food Products | Existing | Space Heating | Natural Gas | Gas Furnace Tube Inserts | A | Purchases (Cumulative) | Achievable Technical Potential | 0 | 0 | 0 | 0 | 0 | 0 | 0 | 0 | 0 | 0 | 0 | 0 | 0 | 0 | 0 | 0 | 0 | 0 | 0 | 0 | 0 | 0 | 0
F1_Industrial_Food Products_Existing_Space Heating_Natural Gas_Space Heating - Heat Recovery Ventilator_A_Achievable Technical Potential | F1 | Industrial | Food Products | Existing | Space Heating | Natural Gas | Space Heating - Heat Recovery Ventilator | A | Integrated Unit Energy Savings (kWh or therms) | Achievable Technical Potential | 0 | 0 | 0.01328 | 0.013125 | 0.012915 | 0.012644 | 0.012312 | 0.011932 | 0.011521 | 0.0111 | 0.01069 | 0.010305 | 0.0099544 | 0.0096411 | 0.0093638 | 0.0091192 | 0.0089027 | 0.0087139 | 0.0085484 | 0.0084 | 0.0082729 | 0.0081531 | 0
F2_Industrial_Food Products_Existing_Space Heating_Natural Gas_Space Heating - Heat Recovery Ventilator_A_Achievable Technical Potential | F2 | Industrial | Food Products | Existing | Space Heating | Natural Gas | Space Heating - Heat Recovery Ventilator | A | Integrated Unit Summer Peak Savings (kW) | Achievable Technical Potential | 0 | 0 | 0 | 0 | 0 | 0 | 0 | 0 | 0 | 0 | 0 | 0 | 0 | 0 | 0 | 0 | 0 | 0 | 0 | 0 | 0 | 0 | 0
F3_Industrial_Food Products_Existing_Space Heating_Natural Gas_Space Heating - Heat Recovery Ventilator_A_Achievable Technical Potential | F3 | Industrial | Food Products | Existing | Space Heating | Natural Gas | Space Heating - Heat Recovery Ventilator | A | Integrated Unit Winter Peak Savings (kW) | Achievable Technical Potential | 0 | 0 | 0 | 0 | 0 | 0 | 0 | 0 | 0 | 0 | 0 | 0 | 0 | 0 | 0 | 0 | 0 | 0 | 0 | 0 | 0 | 0 | 0
F4_Industrial_Food Products_Existing_Space Heating_Natural Gas_Space Heating - Heat Recovery Ventilator_A_Achievable Technical Potential | F4 | Industrial | Food Products | Existing | Space Heating | Natural Gas | Space Heating - Heat Recovery Ventilator | A | Incremental Energy Savings (MWh or mTherms) | Achievable Technical Potential | 0 | 0 | 0.074154 | 0.072026 | 0.069652 | 0.067012 | 0.06413 | 0.061077 | 0.057956 | 0.054877 | 0.051937 | 0.049205 | 0.046712 | 0.044461 | 0.042438 | 0.040617 | 0.038969 | 0.037485 | 0.036139 | 0.034899 | 0.033778 | 0.032716 | 0
F5_Industrial_Food Products_Existing_Space Heating_Natural Gas_Space Heating - Heat Recovery Ventilator_A_Achievable Technical Potential | F5 | Industrial | Food Products | Existing | Space Heating | Natural Gas | Space Heating - Heat Recovery Ventilator | A | Incremental Summer Peak Savings (MW) | Achievable Technical Potential | 0 | 0 | 0 | 0 | 0 | 0 | 0 | 0 | 0 | 0 | 0 | 0 | 0 | 0 | 0 | 0 | 0 | 0 | 0 | 0 | 0 | 0 | 0
F6_Industrial_Food Products_Existing_Space Heating_Natural Gas_Space Heating - Heat Recovery Ventilator_A_Achievable Technical Potential | F6 | Industrial | Food Products | Existing | Space Heating | Natural Gas | Space Heating - Heat Recovery Ventilator | A | Incremental Winter Peak Savings (MW) | Achievable Technical Potential | 0 | 0 | 0 | 0 | 0 | 0 | 0 | 0 | 0 | 0 | 0 | 0 | 0 | 0 | 0 | 0 | 0 | 0 | 0 | 0 | 0 | 0 | 0
F7_Industrial_Food Products_Existing_Space Heating_Natural Gas_Space Heating - Heat Recovery Ventilator_A_Achievable Technical Potential | F7 | Industrial | Food Products | Existing | Space Heating | Natural Gas | Space Heating - Heat Recovery Ventilator | A | Cumulative Energy Savings (MWh or mTherms) | Achievable Technical Potential | 0 | 0 | 0.074154 | 0.14531 | 0.21264 | 0.27519 | 0.3321 | 0.38292 | 0.42768 | 0.46694 | 0.50162 | 0.53277 | 0.56136 | 0.58815 | 0.61367 | 0.63825 | 0.66207 | 0.68552 | 0.70864 | 0.73124 | 0.75395 | 0.77575 | 0
F8_Industrial_Food Products_Existing_Space Heating_Natural Gas_Space Heating - Heat Recovery Ventilator_A_Achievable Technical Potential | F8 | Industrial | Food Products | Existing | Space Heating | Natural Gas | Space Heating - Heat Recovery Ventilator | A | Cumulative Summer Peak Savings (MW) | Achievable Technical Potential | 0 | 0 | 0 | 0 | 0 | 0 | 0 | 0 | 0 | 0 | 0 | 0 | 0 | 0 | 0 | 0 | 0 | 0 | 0 | 0 | 0 | 0 | 0
F9_Industrial_Food Products_Existing_Space Heating_Natural Gas_Space Heating - Heat Recovery Ventilator_A_Achievable Technical Potential | F9 | Industrial | Food Products | Existing | Space Heating | Natural Gas | Space Heating - Heat Recovery Ventilator | A | Cumulative Winter Peak Savings (MW) | Achievable Technical Potential | 0 | 0 | 0 | 0 | 0 | 0 | 0 | 0 | 0 | 0 | 0 | 0 | 0 | 0 | 0 | 0 | 0 | 0 | 0 | 0 | 0 | 0 | 0
F10_Industrial_Food Products_Existing_Space Heating_Natural Gas_Space Heating - Heat Recovery Ventilator_A_Achievable Technical Potential | F10 | Industrial | Food Products | Existing | Space Heating | Natural Gas | Space Heating - Heat Recovery Ventilator | A | Purchases (Incremental) | Achievable Technical Potential | 0 | 0 | 5583.9224 | 5487.6479 | 5393.0333 | 5300.0499 | 5208.6698 | 5118.8651 | 5030.6088 | 4943.8742 | 4858.635 | 4774.8654 | 4692.5402 | 4611.6343 | 4532.1233 | 4453.9833 | 4377.1905 | 4301.7217 | 4227.5541 | 4154.6652 | 4083.033 | 4012.6359 | 0
F11_Industrial_Food Products_Existing_Space Heating_Natural Gas_Space Heating - Heat Recovery Ventilator_A_Achievable Technical Potential | F11 | Industrial | Food Products | Existing | Space Heating | Natural Gas | Space Heating - Heat Recovery Ventilator | A | Purchases (Cumulative) | Achievable Technical Potential | 0 | 0 | 5583.9224 | 11071.5703 | 16464.6036 | 21764.6536 | 26973.3233 | 32092.1885 | 37122.7973 | 42066.6715 | 46925.3065 | 51700.1719 | 56392.712 | 61004.3463 | 65536.4697 | 69990.453 | 74367.6434 | 78669.3651 | 82896.9192 | 87051.5844 | 91134.6174 | 95147.2533 | 0
F1_Industrial_Food Products_Existing_Space Heating_Natural Gas_Thermostat - Programmable_A_Achievable Technical Potential | F1 | Industrial | Food Products | Existing | Space Heating | Natural Gas | Thermostat - Programmable | A | Integrated Unit Energy Savings (kWh or therms) | Achievable Technical Potential | 0 | 0 | 0.0064188 | 0.0063378 | 0.0062298 | 0.0060913 | 0.0059231 | 0.0057304 | 0.005522 | 0.005308 | 0.0050981 | 0.0048998 | 0.0047174 | 0.0045529 | 0.0044061 | 0.0042759 | 0.0041605 | 0.0040599 | 0.0039719 | 0.0038936 | 0.0038265 | 0.0037636 | 0
F2_Industrial_Food Products_Existing_Space Heating_Natural Gas_Thermostat - Programmable_A_Achievable Technical Potential | F2 | Industrial | Food Products | Existing | Space Heating | Natural Gas | Thermostat - Programmable | A | Integrated Unit Summer Peak Savings (kW) | Achievable Technical Potential | 0 | 0 | 0 | 0 | 0 | 0 | 0 | 0 | 0 | 0 | 0 | 0 | 0 | 0 | 0 | 0 | 0 | 0 | 0 | 0 | 0 | 0 | 0
F3_Industrial_Food Products_Existing_Space Heating_Natural Gas_Thermostat - Programmable_A_Achievable Technical Potential | F3 | Industrial | Food Products | Existing | Space Heating | Natural Gas | Thermostat - Programmable | A | Integrated Unit Winter Peak Savings (kW) | Achievable Technical Potential | 0 | 0 | 0 | 0 | 0 | 0 | 0 | 0 | 0 | 0 | 0 | 0 | 0 | 0 | 0 | 0 | 0 | 0 | 0 | 0 | 0 | 0 | 0
F4_Industrial_Food Products_Existing_Space Heating_Natural Gas_Thermostat - Programmable_A_Achievable Technical Potential | F4 | Industrial | Food Products | Existing | Space Heating | Natural Gas | Thermostat - Programmable | A | Incremental Energy Savings (MWh or mTherms) | Achievable Technical Potential | 0 | 0 | 0.10753 | 0.10434 | 0.10079 | 0.096853 | 0.092555 | 0.088 | 0.083337 | 0.078726 | 0.07431 | 0.070187 | 0.06641 | 0.062989 | 0.059907 | 0.057134 | 0.054634 | 0.052393 | 0.050374 | 0.04853 | 0.046871 | 0.045306 | 0
F5_Industrial_Food Products_Existing_Space Heating_Natural Gas_Thermostat - Programmable_A_Achievable Technical Potential | F5 | Industrial | Food Products | Existing | Space Heating | Natural Gas | Thermostat - Programmable | A | Incremental Summer Peak Savings (MW) | Achievable Technical Potential | 0 | 0 | 0 | 0 | 0 | 0 | 0 | 0 | 0 | 0 | 0 | 0 | 0 | 0 | 0 | 0 | 0 | 0 | 0 | 0 | 0 | 0 | 0
F6_Industrial_Food Products_Existing_Space Heating_Natural Gas_Thermostat - Programmable_A_Achievable Technical Potential | F6 | Industrial | Food Products | Existing | Space Heating | Natural Gas | Thermostat - Programmable | A | Incremental Winter Peak Savings (MW) | Achievable Technical Potential | 0 | 0 | 0 | 0 | 0 | 0 | 0 | 0 | 0 | 0 | 0 | 0 | 0 | 0 | 0 | 0 | 0 | 0 | 0 | 0 | 0 | 0 | 0
F7_Industrial_Food Products_Existing_Space Heating_Natural Gas_Thermostat - Programmable_A_Achievable Technical Potential | F7 | Industrial | Food Products | Existing | Space Heating | Natural Gas | Thermostat - Programmable | A | Cumulative Energy Savings (MWh or mTherms) | Achievable Technical Potential | 0 | 0 | 0.10753 | 0.21051 | 0.30771 | 0.39773 | 0.4793 | 0.55171 | 0.61498 | 0.66987 | 0.71769 | 0.75996 | 0.79809 | 0.83324 | 0.86628 | 0.89781 | 0.92822 | 0.95816 | 0.98777 | 1.0168 | 1.0462 | 1.0743 | 0
F8_Industrial_Food Products_Existing_Space Heating_Natural Gas_Thermostat - Programmable_A_Achievable Technical Potential | F8 | Industrial | Food Products | Existing | Space Heating | Natural Gas | Thermostat - Programmable | A | Cumulative Summer Peak Savings (MW) | Achievable Technical Potential | 0 | 0 | 0 | 0 | 0 | 0 | 0 | 0 | 0 | 0 | 0 | 0 | 0 | 0 | 0 | 0 | 0 | 0 | 0 | 0 | 0 | 0 | 0
F9_Industrial_Food Products_Existing_Space Heating_Natural Gas_Thermostat - Programmable_A_Achievable Technical Potential | F9 | Industrial | Food Products | Existing | Space Heating | Natural Gas | Thermostat - Programmable | A | Cumulative Winter Peak Savings (MW) | Achievable Technical Potential | 0 | 0 | 0 | 0 | 0 | 0 | 0 | 0 | 0 | 0 | 0 | 0 | 0 | 0 | 0 | 0 | 0 | 0 | 0 | 0 | 0 | 0 | 0
F10_Industrial_Food Products_Existing_Space Heating_Natural Gas_Thermostat - Programmable_A_Achievable Technical Potential | F10 | Industrial | Food Products | Existing | Space Heating | Natural Gas | Thermostat - Programmable | A | Purchases (Incremental) | Achievable Technical Potential | 0 | 0 | 16751.7673 | 16462.9437 | 16179.0998 | 15900.1498 | 15626.0093 | 15356.5954 | 15091.8265 | 14831.6226 | 14575.905 | 14324.5962 | 14077.6205 | 13834.9029 | 13596.37 | 13361.9499 | 13131.5714 | 12905.165 | 12682.6622 | 12463.9956 | 12249.0991 | 12037.9078 | 0
F11_Industrial_Food Products_Existing_Space Heating_Natural Gas_Thermostat - Programmable_A_Achievable Technical Potential | F11 | Industrial | Food Products | Existing | Space Heating | Natural Gas | Thermostat - Programmable | A | Purchases (Cumulative) | Achievable Technical Potential | 0 | 0 | 16751.7673 | 33214.711 | 49393.8108 | 65293.9607 | 80919.97 | 96276.5654 | 111368.3919 | 126200.0144 | 140775.9194 | 155100.5156 | 169178.1361 | 183013.039 | 196609.409 | 209971.3589 | 223102.9303 | 236008.0953 | 248690.7575 | 261154.7531 | 273403.8522 | 285441.76 | 0
F1_Industrial_Food Products_Existing_Space Heating_Natural Gas_ENERGY STAR Connected Thermostat_A_Achievable Technical Potential | F1 | Industrial | Food Products | Existing | Space Heating | Natural Gas | ENERGY STAR Connected Thermostat | A | Integrated Unit Energy Savings (kWh or therms) | Achievable Technical Potential | 0 | 0 | 0.015512 | 0.015313 | 0.015047 | 0.014709 | 0.014299 | 0.01383 | 0.013323 | 0.012803 | 0.012293 | 0.011811 | 0.011368 | 0.010968 | 0.01061 | 0.010293 | 0.010012 | 0.0097668 | 0.0095518 | 0.0093602 | 0.0091955 | 0.0090411 | 0
F2_Industrial_Food Products_Existing_Space Heating_Natural Gas_ENERGY STAR Connected Thermostat_A_Achievable Technical Potential | F2 | Industrial | Food Products | Existing | Space Heating | Natural Gas | ENERGY STAR Connected Thermostat | A | Integrated Unit Summer Peak Savings (kW) | Achievable Technical Potential | 0 | 0 | 0 | 0 | 0 | 0 | 0 | 0 | 0 | 0 | 0 | 0 | 0 | 0 | 0 | 0 | 0 | 0 | 0 | 0 | 0 | 0 | 0
F3_Industrial_Food Products_Existing_Space Heating_Natural Gas_ENERGY STAR Connected Thermostat_A_Achievable Technical Potential | F3 | Industrial | Food Products | Existing | Space Heating | Natural Gas | ENERGY STAR Connected Thermostat | A | Integrated Unit Winter Peak Savings (kW) | Achievable Technical Potential | 0 | 0 | 0 | 0 | 0 | 0 | 0 | 0 | 0 | 0 | 0 | 0 | 0 | 0 | 0 | 0 | 0 | 0 | 0 | 0 | 0 | 0 | 0
F4_Industrial_Food Products_Existing_Space Heating_Natural Gas_ENERGY STAR Connected Thermostat_A_Achievable Technical Potential | F4 | Industrial | Food Products | Existing | Space Heating | Natural Gas | ENERGY STAR Connected Thermostat | A | Incremental Energy Savings (MWh or mTherms) | Achievable Technical Potential | 0 | 0 | 0.25986 | 0.25209 | 0.24345 | 0.23387 | 0.22343 | 0.21238 | 0.20106 | 0.18988 | 0.17917 | 0.16918 | 0.16003 | 0.15174 | 0.14426 | 0.13754 | 0.13148 | 0.12604 | 0.12114 | 0.11666 | 0.11264 | 0.10884 | 0
F5_Industrial_Food Products_Existing_Space Heating_Natural Gas_ENERGY STAR Connected Thermostat_A_Achievable Technical Potential | F5 | Industrial | Food Products | Existing | Space Heating | Natural Gas | ENERGY STAR Connected Thermostat | A | Incremental Summer Peak Savings (MW) | Achievable Technical Potential | 0 | 0 | 0 | 0 | 0 | 0 | 0 | 0 | 0 | 0 | 0 | 0 | 0 | 0 | 0 | 0 | 0 | 0 | 0 | 0 | 0 | 0 | 0
F6_Industrial_Food Products_Existing_Space Heating_Natural Gas_ENERGY STAR Connected Thermostat_A_Achievable Technical Potential | F6 | Industrial | Food Products | Existing | Space Heating | Natural Gas | ENERGY STAR Connected Thermostat | A | Incremental Winter Peak Savings (MW) | Achievable Technical Potential | 0 | 0 | 0 | 0 | 0 | 0 | 0 | 0 | 0 | 0 | 0 | 0 | 0 | 0 | 0 | 0 | 0 | 0 | 0 | 0 | 0 | 0 | 0
F7_Industrial_Food Products_Existing_Space Heating_Natural Gas_ENERGY STAR Connected Thermostat_A_Achievable Technical Potential | F7 | Industrial | Food Products | Existing | Space Heating | Natural Gas | ENERGY STAR Connected Thermostat | A | Cumulative Energy Savings (MWh or mTherms) | Achievable Technical Potential | 0 | 0 | 0.25986 | 0.5086 | 0.74325 | 0.96041 | 1.1571 | 1.3315 | 1.4837 | 1.6157 | 1.7305 | 1.8318 | 1.9231 | 2.0072 | 2.0861 | 2.1613 | 2.2338 | 2.305 | 2.3754 | 2.4444 | 2.5141 | 2.5807 | 0
F8_Industrial_Food Products_Existing_Space Heating_Natural Gas_ENERGY STAR Connected Thermostat_A_Achievable Technical Potential | F8 | Industrial | Food Products | Existing | Space Heating | Natural Gas | ENERGY STAR Connected Thermostat | A | Cumulative Summer Peak Savings (MW) | Achievable Technical Potential | 0 | 0 | 0 | 0 | 0 | 0 | 0 | 0 | 0 | 0 | 0 | 0 | 0 | 0 | 0 | 0 | 0 | 0 | 0 | 0 | 0 | 0 | 0
F9_Industrial_Food Products_Existing_Space Heating_Natural Gas_ENERGY STAR Connected Thermostat_A_Achievable Technical Potential | F9 | Industrial | Food Products | Existing | Space Heating | Natural Gas | ENERGY STAR Connected Thermostat | A | Cumulative Winter Peak Savings (MW) | Achievable Technical Potential | 0 | 0 | 0 | 0 | 0 | 0 | 0 | 0 | 0 | 0 | 0 | 0 | 0 | 0 | 0 | 0 | 0 | 0 | 0 | 0 | 0 | 0 | 0
F10_Industrial_Food Products_Existing_Space Heating_Natural Gas_ENERGY STAR Connected Thermostat_A_Achievable Technical Potential | F10 | Industrial | Food Products | Existing | Space Heating | Natural Gas | ENERGY STAR Connected Thermostat | A | Purchases (Incremental) | Achievable Technical Potential | 0 | 0 | 16751.7673 | 16462.9437 | 16179.0998 | 15900.1498 | 15626.0093 | 15356.5954 | 15091.8265 | 14831.6226 | 14575.905 | 14324.5962 | 14077.6205 | 13834.9029 | 13596.37 | 13361.9499 | 13131.5714 | 12905.165 | 12682.6622 | 12463.9956 | 12249.0991 | 12037.9078 | 0
F11_Industrial_Food Products_Existing_Space Heating_Natural Gas_ENERGY STAR Connected Thermostat_A_Achievable Technical Potential | F11 | Industrial | Food Products | Existing | Space Heating | Natural Gas | ENERGY STAR Connected Thermostat | A | Purchases (Cumulative) | Achievable Technical Potential | 0 | 0 | 16751.7673 | 33214.711 | 49393.8108 | 65293.9607 | 80919.97 | 96276.5654 | 111368.3919 | 126200.0144 | 140775.9194 | 155100.5156 | 169178.1361 | 183013.039 | 196609.409 | 209971.3589 | 223102.9303 | 236008.0953 | 248690.7575 | 261154.7531 | 273403.8522 | 285441.76 | 0
F1_Industrial_Food Products_Existing_Space Heating_Natural Gas_Destratification Fans (HVLS)_A_Achievable Technical Potential | F1 | Industrial | Food Products | Existing | Space Heating | Natural Gas | Destratification Fans (HVLS) | A | Integrated Unit Energy Savings (kWh or therms) | Achievable Technical Potential | 0 | 0 | 0.015526 | 0.01534 | 0.015089 | 0.014764 | 0.014366 | 0.013908 | 0.013412 | 0.012901 | 0.0124 | 0.011927 | 0.011492 | 0.0111 | 0.01075 | 0.010441 | 0.010168 | 0.0099299 | 0.009723 | 0.0095396 | 0.0093834 | 0.0092376 | 0
F2_Industrial_Food Products_Existing_Space Heating_Natural Gas_Destratification Fans (HVLS)_A_Achievable Technical Potential | F2 | Industrial | Food Products | Existing | Space Heating | Natural Gas | Destratification Fans (HVLS) | A | Integrated Unit Summer Peak Savings (kW) | Achievable Technical Potential | 0 | 0 | 0 | 0 | 0 | 0 | 0 | 0 | 0 | 0 | 0 | 0 | 0 | 0 | 0 | 0 | 0 | 0 | 0 | 0 | 0 | 0 | 0
F3_Industrial_Food Products_Existing_Space Heating_Natural Gas_Destratification Fans (HVLS)_A_Achievable Technical Potential | F3 | Industrial | Food Products | Existing | Space Heating | Natural Gas | Destratification Fans (HVLS) | A | Integrated Unit Winter Peak Savings (kW) | Achievable Technical Potential | 0 | 0 | 0 | 0 | 0 | 0 | 0 | 0 | 0 | 0 | 0 | 0 | 0 | 0 | 0 | 0 | 0 | 0 | 0 | 0 | 0 | 0 | 0
F4_Industrial_Food Products_Existing_Space Heating_Natural Gas_Destratification Fans (HVLS)_A_Achievable Technical Potential | F4 | Industrial | Food Products | Existing | Space Heating | Natural Gas | Destratification Fans (HVLS) | A | Incremental Energy Savings (MWh or mTherms) | Achievable Technical Potential | 0 | 0 | 0.26009 | 0.25255 | 0.24412 | 0.23474 | 0.22448 | 0.21358 | 0.20241 | 0.19135 | 0.18075 | 0.17085 | 0.16178 | 0.15356 | 0.14616 | 0.13951 | 0.13352 | 0.12815 | 0.12331 | 0.1189 | 0.11494 | 0.1112 | 0
F5_Industrial_Food Products_Existing_Space Heating_Natural Gas_Destratification Fans (HVLS)_A_Achievable Technical Potential | F5 | Industrial | Food Products | Existing | Space Heating | Natural Gas | Destratification Fans (HVLS) | A | Incremental Summer Peak Savings (MW) | Achievable Technical Potential | 0 | 0 | 0 | 0 | 0 | 0 | 0 | 0 | 0 | 0 | 0 | 0 | 0 | 0 | 0 | 0 | 0 | 0 | 0 | 0 | 0 | 0 | 0
F6_Industrial_Food Products_Existing_Space Heating_Natural Gas_Destratification Fans (HVLS)_A_Achievable Technical Potential | F6 | Industrial | Food Products | Existing | Space Heating | Natural Gas | Destratification Fans (HVLS) | A | Incremental Winter Peak Savings (MW) | Achievable Technical Potential | 0 | 0 | 0 | 0 | 0 | 0 | 0 | 0 | 0 | 0 | 0 | 0 | 0 | 0 | 0 | 0 | 0 | 0 | 0 | 0 | 0 | 0 | 0
F7_Industrial_Food Products_Existing_Space Heating_Natural Gas_Destratification Fans (HVLS)_A_Achievable Technical Potential | F7 | Industrial | Food Products | Existing | Space Heating | Natural Gas | Destratification Fans (HVLS) | A | Cumulative Energy Savings (MWh or mTherms) | Achievable Technical Potential | 0 | 0 | 0.26009 | 0.50953 | 0.7453 | 0.96397 | 1.1625 | 1.339 | 1.4936 | 1.6281 | 1.7457 | 1.8498 | 1.9441 | 2.0314 | 2.1136 | 2.1923 | 2.2684 | 2.3435 | 2.418 | 2.4913 | 2.5655 | 2.6368 | 0
F8_Industrial_Food Products_Existing_Space Heating_Natural Gas_Destratification Fans (HVLS)_A_Achievable Technical Potential | F8 | Industrial | Food Products | Existing | Space Heating | Natural Gas | Destratification Fans (HVLS) | A | Cumulative Summer Peak Savings (MW) | Achievable Technical Potential | 0 | 0 | 0 | 0 | 0 | 0 | 0 | 0 | 0 | 0 | 0 | 0 | 0 | 0 | 0 | 0 | 0 | 0 | 0 | 0 | 0 | 0 | 0
F9_Industrial_Food Products_Existing_Space Heating_Natural Gas_Destratification Fans (HVLS)_A_Achievable Technical Potential | F9 | Industrial | Food Products | Existing | Space Heating | Natural Gas | Destratification Fans (HVLS) | A | Cumulative Winter Peak Savings (MW) | Achievable Technical Potential | 0 | 0 | 0 | 0 | 0 | 0 | 0 | 0 | 0 | 0 | 0 | 0 | 0 | 0 | 0 | 0 | 0 | 0 | 0 | 0 | 0 | 0 | 0
F10_Industrial_Food Products_Existing_Space Heating_Natural Gas_Destratification Fans (HVLS)_A_Achievable Technical Potential | F10 | Industrial | Food Products | Existing | Space Heating | Natural Gas | Destratification Fans (HVLS) | A | Purchases (Incremental) | Achievable Technical Potential | 0 | 0 | 16751.7673 | 16462.9437 | 16179.0998 | 15900.1498 | 15626.0093 | 15356.5954 | 15091.8265 | 14831.6226 | 14575.905 | 14324.5962 | 14077.6205 | 13834.9029 | 13596.37 | 13361.9499 | 13131.5714 | 12905.165 | 12682.6622 | 12463.9956 | 12249.0991 | 12037.9078 | 0
F11_Industrial_Food Products_Existing_Space Heating_Natural Gas_Destratification Fans (HVLS)_A_Achievable Technical Potential | F11 | Industrial | Food Products | Existing | Space Heating | Natural Gas | Destratification Fans (HVLS) | A | Purchases (Cumulative) | Achievable Technical Potential | 0 | 0 | 16751.7673 | 33214.711 | 49393.8108 | 65293.9607 | 80919.97 | 96276.5654 | 111368.3919 | 126200.0144 | 140775.9194 | 155100.5156 | 169178.1361 | 183013.039 | 196609.409 | 209971.3589 | 223102.9303 | 236008.0953 | 248690.7575 | 261154.7531 | 273403.8522 | 285441.76 | 0
F1_Industrial_Food Products_Existing_Space Heating_Natural Gas_Gas Boiler - Insulate Steam Lines/Condensate Tank_A_Achievable Technical Potential | F1 | Industrial | Food Products | Existing | Space Heating | Natural Gas | Gas Boiler - Insulate Steam Lines/Condensate Tank | A | Integrated Unit Energy Savings (kWh or therms) | Achievable Technical Potential | 0 | 0 | 10.2939 | 10.2442 | 10.1906 | 10.1319 | 10.0663 | 9.9922 | 9.9083 | 9.8136 | 9.7083 | 9.5932 | 9.47 | 9.3412 | 9.2098 | 9.0791 | 8.9525 | 8.8364 | 8.7321 | 8.6395 | 8.5572 | 8.4827 | 0
F2_Industrial_Food Products_Existing_Space Heating_Natural Gas_Gas Boiler - Insulate Steam Lines/Condensate Tank_A_Achievable Technical Potential | F2 | Industrial | Food Products | Existing | Space Heating | Natural Gas | Gas Boiler - Insulate Steam Lines/Condensate Tank | A | Integrated Unit Summer Peak Savings (kW) | Achievable Technical Potential | 0 | 0 | 0 | 0 | 0 | 0 | 0 | 0 | 0 | 0 | 0 | 0 | 0 | 0 | 0 | 0 | 0 | 0 | 0 | 0 | 0 | 0 | 0
F3_Industrial_Food Products_Existing_Space Heating_Natural Gas_Gas Boiler - Insulate Steam Lines/Condensate Tank_A_Achievable Technical Potential | F3 | Industrial | Food Products | Existing | Space Heating | Natural Gas | Gas Boiler - Insulate Steam Lines/Condensate Tank | A | Integrated Unit Winter Peak Savings (kW) | Achievable Technical Potential | 0 | 0 | 0 | 0 | 0 | 0 | 0 | 0 | 0 | 0 | 0 | 0 | 0 | 0 | 0 | 0 | 0 | 0 | 0 | 0 | 0 | 0 | 0
F4_Industrial_Food Products_Existing_Space Heating_Natural Gas_Gas Boiler - Insulate Steam Lines/Condensate Tank_A_Achievable Technical Potential | F4 | Industrial | Food Products | Existing | Space Heating | Natural Gas | Gas Boiler - Insulate Steam Lines/Condensate Tank | A | Incremental Energy Savings (MWh or mTherms) | Achievable Technical Potential | 0 | 0 | 0.021007 | 0.020545 | 0.020085 | 0.019625 | 0.019162 | 0.018693 | 0.018217 | 0.017731 | 0.017239 | 0.016741 | 0.016241 | 0.015744 | 0.015254 | 0.014779 | 0.014321 | 0.013892 | 0.013491 | 0.013118 | 0.012769 | 0.01244 | 0
F5_Industrial_Food Products_Existing_Space Heating_Natural Gas_Gas Boiler - Insulate Steam Lines/Condensate Tank_A_Achievable Technical Potential | F5 | Industrial | Food Products | Existing | Space Heating | Natural Gas | Gas Boiler - Insulate Steam Lines/Condensate Tank | A | Incremental Summer Peak Savings (MW) | Achievable Technical Potential | 0 | 0 | 0 | 0 | 0 | 0 | 0 | 0 | 0 | 0 | 0 | 0 | 0 | 0 | 0 | 0 | 0 | 0 | 0 | 0 | 0 | 0 | 0
F6_Industrial_Food Products_Existing_Space Heating_Natural Gas_Gas Boiler - Insulate Steam Lines/Condensate Tank_A_Achievable Technical Potential | F6 | Industrial | Food Products | Existing | Space Heating | Natural Gas | Gas Boiler - Insulate Steam Lines/Condensate Tank | A | Incremental Winter Peak Savings (MW) | Achievable Technical Potential | 0 | 0 | 0 | 0 | 0 | 0 | 0 | 0 | 0 | 0 | 0 | 0 | 0 | 0 | 0 | 0 | 0 | 0 | 0 | 0 | 0 | 0 | 0
F7_Industrial_Food Products_Existing_Space Heating_Natural Gas_Gas Boiler - Insulate Steam Lines/Condensate Tank_A_Achievable Technical Potential | F7 | Industrial | Food Products | Existing | Space Heating | Natural Gas | Gas Boiler - Insulate Steam Lines/Condensate Tank | A | Cumulative Energy Savings (MWh or mTherms) | Achievable Technical Potential | 0 | 0 | 0.021007 | 0.041451 | 0.061319 | 0.080591 | 0.099232 | 0.11719 | 0.13443 | 0.15087 | 0.16649 | 0.18126 | 0.19517 | 0.20826 | 0.22059 | 0.23224 | 0.24332 | 0.25406 | 0.26455 | 0.27486 | 0.28501 | 0.29497 | 0
F8_Industrial_Food Products_Existing_Space Heating_Natural Gas_Gas Boiler - Insulate Steam Lines/Condensate Tank_A_Achievable Technical Potential | F8 | Industrial | Food Products | Existing | Space Heating | Natural Gas | Gas Boiler - Insulate Steam Lines/Condensate Tank | A | Cumulative Summer Peak Savings (MW) | Achievable Technical Potential | 0 | 0 | 0 | 0 | 0 | 0 | 0 | 0 | 0 | 0 | 0 | 0 | 0 | 0 | 0 | 0 | 0 | 0 | 0 | 0 | 0 | 0 | 0
F9_Industrial_Food Products_Existing_Space Heating_Natural Gas_Gas Boiler - Insulate Steam Lines/Condensate Tank_A_Achievable Technical Potential | F9 | Industrial | Food Products | Existing | Space Heating | Natural Gas | Gas Boiler - Insulate Steam Lines/Condensate Tank | A | Cumulative Winter Peak Savings (MW) | Achievable Technical Potential | 0 | 0 | 0 | 0 | 0 | 0 | 0 | 0 | 0 | 0 | 0 | 0 | 0 | 0 | 0 | 0 | 0 | 0 | 0 | 0 | 0 | 0 | 0
F10_Industrial_Food Products_Existing_Space Heating_Natural Gas_Gas Boiler - Insulate Steam Lines/Condensate Tank_A_Achievable Technical Potential | F10 | Industrial | Food Products | Existing | Space Heating | Natural Gas | Gas Boiler - Insulate Steam Lines/Condensate Tank | A | Purchases (Incremental) | Achievable Technical Potential | 0 | 0 | 2.0407 | 2.0055 | 1.971 | 1.937 | 1.9036 | 1.8708 | 1.8385 | 1.8068 | 1.7757 | 1.745 | 1.715 | 1.6854 | 1.6563 | 1.6278 | 1.5997 | 1.5721 | 1.545 | 1.5184 | 1.4922 | 1.4665 | 0
F11_Industrial_Food Products_Existing_Space Heating_Natural Gas_Gas Boiler - Insulate Steam Lines/Condensate Tank_A_Achievable Technical Potential | F11 | Industrial | Food Products | Existing | Space Heating | Natural Gas | Gas Boiler - Insulate Steam Lines/Condensate Tank | A | Purchases (Cumulative) | Achievable Technical Potential | 0 | 0 | 2.0407 | 4.0463 | 6.0172 | 7.9542 | 9.8578 | 11.7286 | 13.5671 | 15.3739 | 17.1496 | 18.8946 | 20.6096 | 22.295 | 23.9513 | 25.5791 | 27.1788 | 28.7509 | 30.296 | 31.8144 | 33.3066 | 34.7731 | 0
F1_Industrial_Food Products_Existing_Process_Natural Gas_Gas Boiler - Insulate Steam Lines/Condensate Tank_A_Achievable Technical Potential | F1 | Industrial | Food Products | Existing | Process | Natural Gas | Gas Boiler - Insulate Steam Lines/Condensate Tank | A | Integrated Unit Energy Savings (kWh or therms) | Achievable Technical Potential | 0 | 0 | 375.419 | 374.4946 | 373.5528 | 372.5861 | 371.5883 | 370.5686 | 369.548 | 368.5328 | 367.5332 | 366.5599 | 365.6203 | 364.7188 | 363.8467 | 362.9939 | 362.1485 | 361.3024 | 360.4644 | 359.6169 | 358.7586 | 357.8883 | 0
F2_Industrial_Food Products_Existing_Process_Natural Gas_Gas Boiler - Insulate Steam Lines/Condensate Tank_A_Achievable Technical Potential | F2 | Industrial | Food Products | Existing | Process | Natural Gas | Gas Boiler - Insulate Steam Lines/Condensate Tank | A | Integrated Unit Summer Peak Savings (kW) | Achievable Technical Potential | 0 | 0 | 0 | 0 | 0 | 0 | 0 | 0 | 0 | 0 | 0 | 0 | 0 | 0 | 0 | 0 | 0 | 0 | 0 | 0 | 0 | 0 | 0
F3_Industrial_Food Products_Existing_Process_Natural Gas_Gas Boiler - Insulate Steam Lines/Condensate Tank_A_Achievable Technical Potential | F3 | Industrial | Food Products | Existing | Process | Natural Gas | Gas Boiler - Insulate Steam Lines/Condensate Tank | A | Integrated Unit Winter Peak Savings (kW) | Achievable Technical Potential | 0 | 0 | 0 | 0 | 0 | 0 | 0 | 0 | 0 | 0 | 0 | 0 | 0 | 0 | 0 | 0 | 0 | 0 | 0 | 0 | 0 | 0 | 0
F4_Industrial_Food Products_Existing_Process_Natural Gas_Gas Boiler - Insulate Steam Lines/Condensate Tank_A_Achievable Technical Potential | F4 | Industrial | Food Products | Existing | Process | Natural Gas | Gas Boiler - Insulate Steam Lines/Condensate Tank | A | Incremental Energy Savings (MWh or mTherms) | Achievable Technical Potential | 0 | 0 | 1.8268 | 1.7909 | 1.7556 | 1.7208 | 1.6866 | 1.653 | 1.62 | 1.5877 | 1.5561 | 1.5252 | 1.4951 | 1.4657 | 1.437 | 1.4089 | 1.3814 | 1.3544 | 1.328 | 1.302 | 1.2765 | 1.2514 | 0
F5_Industrial_Food Products_Existing_Process_Natural Gas_Gas Boiler - Insulate Steam Lines/Condensate Tank_A_Achievable Technical Potential | F5 | Industrial | Food Products | Existing | Process | Natural Gas | Gas Boiler - Insulate Steam Lines/Condensate Tank | A | Incremental Summer Peak Savings (MW) | Achievable Technical Potential | 0 | 0 | 0 | 0 | 0 | 0 | 0 | 0 | 0 | 0 | 0 | 0 | 0 | 0 | 0 | 0 | 0 | 0 | 0 | 0 | 0 | 0 | 0
F6_Industrial_Food Products_Existing_Process_Natural Gas_Gas Boiler - Insulate Steam Lines/Condensate Tank_A_Achievable Technical Potential | F6 | Industrial | Food Products | Existing | Process | Natural Gas | Gas Boiler - Insulate Steam Lines/Condensate Tank | A | Incremental Winter Peak Savings (MW) | Achievable Technical Potential | 0 | 0 | 0 | 0 | 0 | 0 | 0 | 0 | 0 | 0 | 0 | 0 | 0 | 0 | 0 | 0 | 0 | 0 | 0 | 0 | 0 | 0 | 0
F7_Industrial_Food Products_Existing_Process_Natural Gas_Gas Boiler - Insulate Steam Lines/Condensate Tank_A_Achievable Technical Potential | F7 | Industrial | Food Products | Existing | Process | Natural Gas | Gas Boiler - Insulate Steam Lines/Condensate Tank | A | Cumulative Energy Savings (MWh or mTherms) | Achievable Technical Potential | 0 | 0 | 1.8268 | 3.6132 | 5.3597 | 7.0666 | 8.7344 | 10.3634 | 11.9549 | 13.5098 | 15.0293 | 16.5147 | 17.9675 | 19.3889 | 20.7795 | 22.1397 | 23.4696 | 24.7691 | 26.0396 | 27.2804 | 28.4918 | 29.6741 | 0
F8_Industrial_Food Products_Existing_Process_Natural Gas_Gas Boiler - Insulate Steam Lines/Condensate Tank_A_Achievable Technical Potential | F8 | Industrial | Food Products | Existing | Process | Natural Gas | Gas Boiler - Insulate Steam Lines/Condensate Tank | A | Cumulative Summer Peak Savings (MW) | Achievable Technical Potential | 0 | 0 | 0 | 0 | 0 | 0 | 0 | 0 | 0 | 0 | 0 | 0 | 0 | 0 | 0 | 0 | 0 | 0 | 0 | 0 | 0 | 0 | 0
F9_Industrial_Food Products_Existing_Process_Natural Gas_Gas Boiler - Insulate Steam Lines/Condensate Tank_A_Achievable Technical Potential | F9 | Industrial | Food Products | Existing | Process | Natural Gas | Gas Boiler - Insulate Steam Lines/Condensate Tank | A | Cumulative Winter Peak Savings (MW) | Achievable Technical Potential | 0 | 0 | 0 | 0 | 0 | 0 | 0 | 0 | 0 | 0 | 0 | 0 | 0 | 0 | 0 | 0 | 0 | 0 | 0 | 0 | 0 | 0 | 0
F10_Industrial_Food Products_Existing_Process_Natural Gas_Gas Boiler - Insulate Steam Lines/Condensate Tank_A_Achievable Technical Potential | F10 | Industrial | Food Products | Existing | Process | Natural Gas | Gas Boiler - Insulate Steam Lines/Condensate Tank | A | Purchases (Incremental) | Achievable Technical Potential | 0 | 0 | 4.866 | 4.7821 | 4.6997 | 4.6186 | 4.539 | 4.4607 | 4.3838 | 4.3083 | 4.234 | 4.161 | 4.0892 | 4.0187 | 3.9494 | 3.8813 | 3.8144 | 3.7487 | 3.684 | 3.6205 | 3.5581 | 3.4967 | 0
F11_Industrial_Food Products_Existing_Process_Natural Gas_Gas Boiler - Insulate Steam Lines/Condensate Tank_A_Achievable Technical Potential | F11 | Industrial | Food Products | Existing | Process | Natural Gas | Gas Boiler - Insulate Steam Lines/Condensate Tank | A | Purchases (Cumulative) | Achievable Technical Potential | 0 | 0 | 4.866 | 9.6481 | 14.3478 | 18.9664 | 23.5055 | 27.9662 | 32.35 | 36.6583 | 40.8923 | 45.0533 | 49.1425 | 53.1612 | 57.1107 | 60.992 | 64.8064 | 68.5551 | 72.2391 | 75.8597 | 79.4177 | 82.9145 | 0
F1_Industrial_Food Products_Existing_Space Heating_Natural Gas_Gas Boiler - Insulate Hot Water Lines_A_Achievable Technical Potential | F1 | Industrial | Food Products | Existing | Space Heating | Natural Gas | Gas Boiler - Insulate Hot Water Lines | A | Integrated Unit Energy Savings (kWh or therms) | Achievable Technical Potential | 0 | 0 | 11.6382 | 11.5864 | 11.5327 | 11.4764 | 11.417 | 11.3537 | 11.286 | 11.2136 | 11.137 | 11.0564 | 10.9724 | 10.8853 | 10.7955 | 10.7034 | 10.6097 | 10.5204 | 10.4362 | 10.3572 | 10.2834 | 10.2146 | 0
F2_Industrial_Food Products_Existing_Space Heating_Natural Gas_Gas Boiler - Insulate Hot Water Lines_A_Achievable Technical Potential | F2 | Industrial | Food Products | Existing | Space Heating | Natural Gas | Gas Boiler - Insulate Hot Water Lines | A | Integrated Unit Summer Peak Savings (kW) | Achievable Technical Potential | 0 | 0 | 0 | 0 | 0 | 0 | 0 | 0 | 0 | 0 | 0 | 0 | 0 | 0 | 0 | 0 | 0 | 0 | 0 | 0 | 0 | 0 | 0
F3_Industrial_Food Products_Existing_Space Heating_Natural Gas_Gas Boiler - Insulate Hot Water Lines_A_Achievable Technical Potential | F3 | Industrial | Food Products | Existing | Space Heating | Natural Gas | Gas Boiler - Insulate Hot Water Lines | A | Integrated Unit Winter Peak Savings (kW) | Achievable Technical Potential | 0 | 0 | 0 | 0 | 0 | 0 | 0 | 0 | 0 | 0 | 0 | 0 | 0 | 0 | 0 | 0 | 0 | 0 | 0 | 0 | 0 | 0 | 0
F4_Industrial_Food Products_Existing_Space Heating_Natural Gas_Gas Boiler - Insulate Hot Water Lines_A_Achievable Technical Potential | F4 | Industrial | Food Products | Existing | Space Heating | Natural Gas | Gas Boiler - Insulate Hot Water Lines | A | Incremental Energy Savings (MWh or mTherms) | Achievable Technical Potential | 0 | 0 | 0.047501 | 0.046474 | 0.045461 | 0.044459 | 0.043467 | 0.04248 | 0.041499 | 0.040522 | 0.039551 | 0.038588 | 0.037635 | 0.036692 | 0.035762 | 0.034845 | 0.033945 | 0.033079 | 0.032248 | 0.031453 | 0.03069 | 0.029959 | 0
F5_Industrial_Food Products_Existing_Space Heating_Natural Gas_Gas Boiler - Insulate Hot Water Lines_A_Achievable Technical Potential | F5 | Industrial | Food Products | Existing | Space Heating | Natural Gas | Gas Boiler - Insulate Hot Water Lines | A | Incremental Summer Peak Savings (MW) | Achievable Technical Potential | 0 | 0 | 0 | 0 | 0 | 0 | 0 | 0 | 0 | 0 | 0 | 0 | 0 | 0 | 0 | 0 | 0 | 0 | 0 | 0 | 0 | 0 | 0
F6_Industrial_Food Products_Existing_Space Heating_Natural Gas_Gas Boiler - Insulate Hot Water Lines_A_Achievable Technical Potential | F6 | Industrial | Food Products | Existing | Space Heating | Natural Gas | Gas Boiler - Insulate Hot Water Lines | A | Incremental Winter Peak Savings (MW) | Achievable Technical Potential | 0 | 0 | 0 | 0 | 0 | 0 | 0 | 0 | 0 | 0 | 0 | 0 | 0 | 0 | 0 | 0 | 0 | 0 | 0 | 0 | 0 | 0 | 0
F7_Industrial_Food Products_Existing_Space Heating_Natural Gas_Gas Boiler - Insulate Hot Water Lines_A_Achievable Technical Potential | F7 | Industrial | Food Products | Existing | Space Heating | Natural Gas | Gas Boiler - Insulate Hot Water Lines | A | Cumulative Energy Savings (MWh or mTherms) | Achievable Technical Potential | 0 | 0 | 0.047501 | 0.093764 | 0.13879 | 0.18257 | 0.22509 | 0.26633 | 0.30624 | 0.3448 | 0.38199 | 0.41781 | 0.45227 | 0.48538 | 0.51713 | 0.54757 | 0.57672 | 0.60494 | 0.63235 | 0.65902 | 0.68501 | 0.71038 | 0
F8_Industrial_Food Products_Existing_Space Heating_Natural Gas_Gas Boiler - Insulate Hot Water Lines_A_Achievable Technical Potential | F8 | Industrial | Food Products | Existing | Space Heating | Natural Gas | Gas Boiler - Insulate Hot Water Lines | A | Cumulative Summer Peak Savings (MW) | Achievable Technical Potential | 0 | 0 | 0 | 0 | 0 | 0 | 0 | 0 | 0 | 0 | 0 | 0 | 0 | 0 | 0 | 0 | 0 | 0 | 0 | 0 | 0 | 0 | 0
F9_Industrial_Food Products_Existing_Space Heating_Natural Gas_Gas Boiler - Insulate Hot Water Lines_A_Achievable Technical Potential | F9 | Industrial | Food Products | Existing | Space Heating | Natural Gas | Gas Boiler - Insulate Hot Water Lines | A | Cumulative Winter Peak Savings (MW) | Achievable Technical Potential | 0 | 0 | 0 | 0 | 0 | 0 | 0 | 0 | 0 | 0 | 0 | 0 | 0 | 0 | 0 | 0 | 0 | 0 | 0 | 0 | 0 | 0 | 0
F10_Industrial_Food Products_Existing_Space Heating_Natural Gas_Gas Boiler - Insulate Hot Water Lines_A_Achievable Technical Potential | F10 | Industrial | Food Products | Existing | Space Heating | Natural Gas | Gas Boiler - Insulate Hot Water Lines | A | Purchases (Incremental) | Achievable Technical Potential | 0 | 0 | 4.0815 | 4.0111 | 3.9419 | 3.874 | 3.8072 | 3.7415 | 3.677 | 3.6136 | 3.5513 | 3.4901 | 3.4299 | 3.3708 | 3.3127 | 3.2556 | 3.1994 | 3.1443 | 3.0901 | 3.0368 | 2.9844 | 2.933 | 0
F11_Industrial_Food Products_Existing_Space Heating_Natural Gas_Gas Boiler - Insulate Hot Water Lines_A_Achievable Technical Potential | F11 | Industrial | Food Products | Existing | Space Heating | Natural Gas | Gas Boiler - Insulate Hot Water Lines | A | Purchases (Cumulative) | Achievable Technical Potential | 0 | 0 | 4.0815 | 8.0926 | 12.0345 | 15.9085 | 19.7156 | 23.4572 | 27.1342 | 30.7478 | 34.2992 | 37.7893 | 41.2192 | 44.59 | 47.9027 | 51.1582 | 54.3576 | 57.5019 | 60.5919 | 63.6287 | 66.6131 | 69.5461 | 0
F1_Industrial_Food Products_Existing_Process_Natural Gas_Gas Boiler - Insulate Hot Water Lines_A_Achievable Technical Potential | F1 | Industrial | Food Products | Existing | Process | Natural Gas | Gas Boiler - Insulate Hot Water Lines | A | Integrated Unit Energy Savings (kWh or therms) | Achievable Technical Potential | 0 | 0 | 424.8084 | 424.2371 | 423.6528 | 423.0471 | 422.413 | 421.7416 | 421.0413 | 420.3258 | 419.6119 | 418.9164 | 418.251 | 417.6237 | 417.0269 | 416.4507 | 415.8832 | 415.316 | 414.7459 | 414.1705 | 413.5885 | 412.9985 | 0
F2_Industrial_Food Products_Existing_Process_Natural Gas_Gas Boiler - Insulate Hot Water Lines_A_Achievable Technical Potential | F2 | Industrial | Food Products | Existing | Process | Natural Gas | Gas Boiler - Insulate Hot Water Lines | A | Integrated Unit Summer Peak Savings (kW) | Achievable Technical Potential | 0 | 0 | 0 | 0 | 0 | 0 | 0 | 0 | 0 | 0 | 0 | 0 | 0 | 0 | 0 | 0 | 0 | 0 | 0 | 0 | 0 | 0 | 0
F3_Industrial_Food Products_Existing_Process_Natural Gas_Gas Boiler - Insulate Hot Water Lines_A_Achievable Technical Potential | F3 | Industrial | Food Products | Existing | Process | Natural Gas | Gas Boiler - Insulate Hot Water Lines | A | Integrated Unit Winter Peak Savings (kW) | Achievable Technical Potential | 0 | 0 | 0 | 0 | 0 | 0 | 0 | 0 | 0 | 0 | 0 | 0 | 0 | 0 | 0 | 0 | 0 | 0 | 0 | 0 | 0 | 0 | 0
F4_Industrial_Food Products_Existing_Process_Natural Gas_Gas Boiler - Insulate Hot Water Lines_A_Achievable Technical Potential | F4 | Industrial | Food Products | Existing | Process | Natural Gas | Gas Boiler - Insulate Hot Water Lines | A | Incremental Energy Savings (MWh or mTherms) | Achievable Technical Potential | 0 | 0 | 4.1342 | 4.0575 | 3.9821 | 3.9078 | 3.8347 | 3.7626 | 3.6916 | 3.6217 | 3.5533 | 3.4862 | 3.4207 | 3.3566 | 3.294 | 3.2328 | 3.1727 | 3.1138 | 3.0559 | 2.999 | 2.9432 | 2.8883 | 0
F5_Industrial_Food Products_Existing_Process_Natural Gas_Gas Boiler - Insulate Hot Water Lines_A_Achievable Technical Potential | F5 | Industrial | Food Products | Existing | Process | Natural Gas | Gas Boiler - Insulate Hot Water Lines | A | Incremental Summer Peak Savings (MW) | Achievable Technical Potential | 0 | 0 | 0 | 0 | 0 | 0 | 0 | 0 | 0 | 0 | 0 | 0 | 0 | 0 | 0 | 0 | 0 | 0 | 0 | 0 | 0 | 0 | 0
F6_Industrial_Food Products_Existing_Process_Natural Gas_Gas Boiler - Insulate Hot Water Lines_A_Achievable Technical Potential | F6 | Industrial | Food Products | Existing | Process | Natural Gas | Gas Boiler - Insulate Hot Water Lines | A | Incremental Winter Peak Savings (MW) | Achievable Technical Potential | 0 | 0 | 0 | 0 | 0 | 0 | 0 | 0 | 0 | 0 | 0 | 0 | 0 | 0 | 0 | 0 | 0 | 0 | 0 | 0 | 0 | 0 | 0
F7_Industrial_Food Products_Existing_Process_Natural Gas_Gas Boiler - Insulate Hot Water Lines_A_Achievable Technical Potential | F7 | Industrial | Food Products | Existing | Process | Natural Gas | Gas Boiler - Insulate Hot Water Lines | A | Cumulative Energy Savings (MWh or mTherms) | Achievable Technical Potential | 0 | 0 | 4.1342 | 8.1862 | 12.157 | 16.0474 | 19.858 | 23.589 | 27.2414 | 30.8169 | 34.3178 | 37.7471 | 41.1078 | 44.4028 | 47.6334 | 50.8003 | 53.9038 | 56.9441 | 59.9218 | 62.8377 | 65.6925 | 68.4871 | 0
F8_Industrial_Food Products_Existing_Process_Natural Gas_Gas Boiler - Insulate Hot Water Lines_A_Achievable Technical Potential | F8 | Industrial | Food Products | Existing | Process | Natural Gas | Gas Boiler - Insulate Hot Water Lines | A | Cumulative Summer Peak Savings (MW) | Achievable Technical Potential | 0 | 0 | 0 | 0 | 0 | 0 | 0 | 0 | 0 | 0 | 0 | 0 | 0 | 0 | 0 | 0 | 0 | 0 | 0 | 0 | 0 | 0 | 0
F9_Industrial_Food Products_Existing_Process_Natural Gas_Gas Boiler - Insulate Hot Water Lines_A_Achievable Technical Potential | F9 | Industrial | Food Products | Existing | Process | Natural Gas | Gas Boiler - Insulate Hot Water Lines | A | Cumulative Winter Peak Savings (MW) | Achievable Technical Potential | 0 | 0 | 0 | 0 | 0 | 0 | 0 | 0 | 0 | 0 | 0 | 0 | 0 | 0 | 0 | 0 | 0 | 0 | 0 | 0 | 0 | 0 | 0
F10_Industrial_Food Products_Existing_Process_Natural Gas_Gas Boiler - Insulate Hot Water Lines_A_Achievable Technical Potential | F10 | Industrial | Food Products | Existing | Process | Natural Gas | Gas Boiler - Insulate Hot Water Lines | A | Purchases (Incremental) | Achievable Technical Potential | 0 | 0 | 9.732 | 9.5642 | 9.3993 | 9.2373 | 9.078 | 8.9215 | 8.7677 | 8.6165 | 8.468 | 8.322 | 8.1785 | 8.0375 | 7.8989 | 7.7627 | 7.6289 | 7.4973 | 7.3681 | 7.241 | 7.1162 | 6.9935 | 0
F11_Industrial_Food Products_Existing_Process_Natural Gas_Gas Boiler - Insulate Hot Water Lines_A_Achievable Technical Potential | F11 | Industrial | Food Products | Existing | Process | Natural Gas | Gas Boiler - Insulate Hot Water Lines | A | Purchases (Cumulative) | Achievable Technical Potential | 0 | 0 | 9.732 | 19.2963 | 28.6956 | 37.9329 | 47.0109 | 55.9324 | 64.7001 | 73.3166 | 81.7846 | 90.1065 | 98.285 | 106.3224 | 114.2213 | 121.984 | 129.6129 | 137.1102 | 144.4783 | 151.7193 | 158.8355 | 165.829 | 0
F1_Industrial_Food Products_Existing_Process_Natural Gas_Process - Insulate Heated Process Fluids_A_Achievable Technical Potential | F1 | Industrial | Food Products | Existing | Process | Natural Gas | Process - Insulate Heated Process Fluids | A | Integrated Unit Energy Savings (kWh or therms) | Achievable Technical Potential | 0 | 0 | 275.06 | 274.5102 | 273.9492 | 273.3717 | 272.7733 | 272.148 | 271.5013 | 270.8419 | 270.1809 | 269.5289 | 268.8933 | 268.2792 | 267.6817 | 267.0942 | 266.5091 | 265.9209 | 265.3275 | 264.7274 | 264.1196 | 263.5033 | 0
F2_Industrial_Food Products_Existing_Process_Natural Gas_Process - Insulate Heated Process Fluids_A_Achievable Technical Potential | F2 | Industrial | Food Products | Existing | Process | Natural Gas | Process - Insulate Heated Process Fluids | A | Integrated Unit Summer Peak Savings (kW) | Achievable Technical Potential | 0 | 0 | 0 | 0 | 0 | 0 | 0 | 0 | 0 | 0 | 0 | 0 | 0 | 0 | 0 | 0 | 0 | 0 | 0 | 0 | 0 | 0 | 0
F3_Industrial_Food Products_Existing_Process_Natural Gas_Process - Insulate Heated Process Fluids_A_Achievable Technical Potential | F3 | Industrial | Food Products | Existing | Process | Natural Gas | Process - Insulate Heated Process Fluids | A | Integrated Unit Winter Peak Savings (kW) | Achievable Technical Potential | 0 | 0 | 0 | 0 | 0 | 0 | 0 | 0 | 0 | 0 | 0 | 0 | 0 | 0 | 0 | 0 | 0 | 0 | 0 | 0 | 0 | 0 | 0
F4_Industrial_Food Products_Existing_Process_Natural Gas_Process - Insulate Heated Process Fluids_A_Achievable Technical Potential | F4 | Industrial | Food Products | Existing | Process | Natural Gas | Process - Insulate Heated Process Fluids | A | Incremental Energy Savings (MWh or mTherms) | Achievable Technical Potential | 0 | 0 | 2.9278 | 2.8716 | 2.8163 | 2.7619 | 2.7084 | 2.39 | 1.8746 | 1.4702 | 1.1531 | 0.90438 | 0.70935 | 0.55642 | 0.43649 | 0.34242 | 0.26862 | 0.21073 | 0.0014094 | 0.00049355 | 0.00016498 | 5.2746e-05 | 0
F5_Industrial_Food Products_Existing_Process_Natural Gas_Process - Insulate Heated Process Fluids_A_Achievable Technical Potential | F5 | Industrial | Food Products | Existing | Process | Natural Gas | Process - Insulate Heated Process Fluids | A | Incremental Summer Peak Savings (MW) | Achievable Technical Potential | 0 | 0 | 0 | 0 | 0 | 0 | 0 | 0 | 0 | 0 | 0 | 0 | 0 | 0 | 0 | 0 | 0 | 0 | 0 | 0 | 0 | 0 | 0
F6_Industrial_Food Products_Existing_Process_Natural Gas_Process - Insulate Heated Process Fluids_A_Achievable Technical Potential | F6 | Industrial | Food Products | Existing | Process | Natural Gas | Process - Insulate Heated Process Fluids | A | Incremental Winter Peak Savings (MW) | Achievable Technical Potential | 0 | 0 | 0 | 0 | 0 | 0 | 0 | 0 | 0 | 0 | 0 | 0 | 0 | 0 | 0 | 0 | 0 | 0 | 0 | 0 | 0 | 0 | 0
F7_Industrial_Food Products_Existing_Process_Natural Gas_Process - Insulate Heated Process Fluids_A_Achievable Technical Potential | F7 | Industrial | Food Products | Existing | Process | Natural Gas | Process - Insulate Heated Process Fluids | A | Cumulative Energy Savings (MWh or mTherms) | Achievable Technical Potential | 0 | 0 | 2.9278 | 5.7936 | 8.5981 | 11.3419 | 14.0255 | 16.3833 | 18.219 | 19.645 | 20.7501 | 21.6044 | 22.2628 | 22.7684 | 23.1542 | 23.4458 | 23.663 | 23.8215 | 23.7698 | 23.7165 | 23.6622 | 23.6071 | 0
F8_Industrial_Food Products_Existing_Process_Natural Gas_Process - Insulate Heated Process Fluids_A_Achievable Technical Potential | F8 | Industrial | Food Products | Existing | Process | Natural Gas | Process - Insulate Heated Process Fluids | A | Cumulative Summer Peak Savings (MW) | Achievable Technical Potential | 0 | 0 | 0 | 0 | 0 | 0 | 0 | 0 | 0 | 0 | 0 | 0 | 0 | 0 | 0 | 0 | 0 | 0 | 0 | 0 | 0 | 0 | 0
F9_Industrial_Food Products_Existing_Process_Natural Gas_Process - Insulate Heated Process Fluids_A_Achievable Technical Potential | F9 | Industrial | Food Products | Existing | Process | Natural Gas | Process - Insulate Heated Process Fluids | A | Cumulative Winter Peak Savings (MW) | Achievable Technical Potential | 0 | 0 | 0 | 0 | 0 | 0 | 0 | 0 | 0 | 0 | 0 | 0 | 0 | 0 | 0 | 0 | 0 | 0 | 0 | 0 | 0 | 0 | 0
F10_Industrial_Food Products_Existing_Process_Natural Gas_Process - Insulate Heated Process Fluids_A_Achievable Technical Potential | F10 | Industrial | Food Products | Existing | Process | Natural Gas | Process - Insulate Heated Process Fluids | A | Purchases (Incremental) | Achievable Technical Potential | 0 | 0 | 10.6444 | 10.4608 | 10.2805 | 10.1032 | 9.929 | 8.7821 | 6.9045 | 5.4284 | 4.2678 | 3.3554 | 2.638 | 2.074 | 1.6306 | 1.282 | 1.0079 | 0.79244 | 0.0053118 | 0.0018644 | 0.00062463 | 0.00020017 | 0
F11_Industrial_Food Products_Existing_Process_Natural Gas_Process - Insulate Heated Process Fluids_A_Achievable Technical Potential | F11 | Industrial | Food Products | Existing | Process | Natural Gas | Process - Insulate Heated Process Fluids | A | Purchases (Cumulative) | Achievable Technical Potential | 0 | 0 | 10.6444 | 21.1052 | 31.3857 | 41.4889 | 51.418 | 60.2001 | 67.1046 | 72.533 | 76.8008 | 80.1562 | 82.7942 | 84.8683 | 86.4989 | 87.7809 | 88.7888 | 89.5813 | 89.5866 | 89.5885 | 89.5891 | 89.5893 | 0
F1_Industrial_Food Products_Existing_Process_Natural Gas_Process Heat Recovery_A_Achievable Technical Potential | F1 | Industrial | Food Products | Existing | Process | Natural Gas | Process Heat Recovery | A | Integrated Unit Energy Savings (kWh or therms) | Achievable Technical Potential | 0 | 0 | 3.2242 | 3.2125 | 3.2005 | 3.1881 | 3.1752 | 3.1622 | 3.1494 | 3.1368 | 3.1245 | 3.1127 | 3.1013 | 3.0906 | 3.0803 | 3.0704 | 3.0608 | 3.0513 | 3.0422 | 3.033 | 3.0238 | 3.0145 | 0
F2_Industrial_Food Products_Existing_Process_Natural Gas_Process Heat Recovery_A_Achievable Technical Potential | F2 | Industrial | Food Products | Existing | Process | Natural Gas | Process Heat Recovery | A | Integrated Unit Summer Peak Savings (kW) | Achievable Technical Potential | 0 | 0 | 0 | 0 | 0 | 0 | 0 | 0 | 0 | 0 | 0 | 0 | 0 | 0 | 0 | 0 | 0 | 0 | 0 | 0 | 0 | 0 | 0
F3_Industrial_Food Products_Existing_Process_Natural Gas_Process Heat Recovery_A_Achievable Technical Potential | F3 | Industrial | Food Products | Existing | Process | Natural Gas | Process Heat Recovery | A | Integrated Unit Winter Peak Savings (kW) | Achievable Technical Potential | 0 | 0 | 0 | 0 | 0 | 0 | 0 | 0 | 0 | 0 | 0 | 0 | 0 | 0 | 0 | 0 | 0 | 0 | 0 | 0 | 0 | 0 | 0
F4_Industrial_Food Products_Existing_Process_Natural Gas_Process Heat Recovery_A_Achievable Technical Potential | F4 | Industrial | Food Products | Existing | Process | Natural Gas | Process Heat Recovery | A | Incremental Energy Savings (MWh or mTherms) | Achievable Technical Potential | 0 | 0 | 1.2355 | 1.2098 | 1.1845 | 1.1596 | 1.135 | 0.99974 | 0.78282 | 0.613 | 0.48006 | 0.37599 | 0.29453 | 0.23076 | 0.18082 | 0.14171 | 0.11106 | 0.087046 | 0.00058174 | 0.00020357 | 6.7995e-05 | 2.1723e-05 | 0
F5_Industrial_Food Products_Existing_Process_Natural Gas_Process Heat Recovery_A_Achievable Technical Potential | F5 | Industrial | Food Products | Existing | Process | Natural Gas | Process Heat Recovery | A | Incremental Summer Peak Savings (MW) | Achievable Technical Potential | 0 | 0 | 0 | 0 | 0 | 0 | 0 | 0 | 0 | 0 | 0 | 0 | 0 | 0 | 0 | 0 | 0 | 0 | 0 | 0 | 0 | 0 | 0
F6_Industrial_Food Products_Existing_Process_Natural Gas_Process Heat Recovery_A_Achievable Technical Potential | F6 | Industrial | Food Products | Existing | Process | Natural Gas | Process Heat Recovery | A | Incremental Winter Peak Savings (MW) | Achievable Technical Potential | 0 | 0 | 0 | 0 | 0 | 0 | 0 | 0 | 0 | 0 | 0 | 0 | 0 | 0 | 0 | 0 | 0 | 0 | 0 | 0 | 0 | 0 | 0
F7_Industrial_Food Products_Existing_Process_Natural Gas_Process Heat Recovery_A_Achievable Technical Potential | F7 | Industrial | Food Products | Existing | Process | Natural Gas | Process Heat Recovery | A | Cumulative Energy Savings (MWh or mTherms) | Achievable Technical Potential | 0 | 0 | 1.2355 | 2.4408 | 3.6162 | 4.7618 | 5.8775 | 6.8531 | 7.6082 | 8.1908 | 8.6388 | 8.982 | 9.2438 | 9.4425 | 9.5919 | 9.7028 | 9.7834 | 9.8401 | 9.8114 | 9.7821 | 9.7525 | 9.7225 | 0
F8_Industrial_Food Products_Existing_Process_Natural Gas_Process Heat Recovery_A_Achievable Technical Potential | F8 | Industrial | Food Products | Existing | Process | Natural Gas | Process Heat Recovery | A | Cumulative Summer Peak Savings (MW) | Achievable Technical Potential | 0 | 0 | 0 | 0 | 0 | 0 | 0 | 0 | 0 | 0 | 0 | 0 | 0 | 0 | 0 | 0 | 0 | 0 | 0 | 0 | 0 | 0 | 0
F9_Industrial_Food Products_Existing_Process_Natural Gas_Process Heat Recovery_A_Achievable Technical Potential | F9 | Industrial | Food Products | Existing | Process | Natural Gas | Process Heat Recovery | A | Cumulative Winter Peak Savings (MW) | Achievable Technical Potential | 0 | 0 | 0 | 0 | 0 | 0 | 0 | 0 | 0 | 0 | 0 | 0 | 0 | 0 | 0 | 0 | 0 | 0 | 0 | 0 | 0 | 0 | 0
F10_Industrial_Food Products_Existing_Process_Natural Gas_Process Heat Recovery_A_Achievable Technical Potential | F10 | Industrial | Food Products | Existing | Process | Natural Gas | Process Heat Recovery | A | Purchases (Incremental) | Achievable Technical Potential | 0 | 0 | 383.1973 | 376.5905 | 370.0975 | 363.7166 | 357.4456 | 316.1545 | 248.5628 | 195.4218 | 153.642 | 120.7944 | 94.9694 | 74.6656 | 58.7026 | 46.1524 | 36.2853 | 28.5278 | 0.19123 | 0.067118 | 0.022487 | 0.0072061 | 0
F11_Industrial_Food Products_Existing_Process_Natural Gas_Process Heat Recovery_A_Achievable Technical Potential | F11 | Industrial | Food Products | Existing | Process | Natural Gas | Process Heat Recovery | A | Purchases (Cumulative) | Achievable Technical Potential | 0 | 0 | 383.1973 | 759.7878 | 1129.8854 | 1493.6019 | 1851.0475 | 2167.202 | 2415.7648 | 2611.1866 | 2764.8285 | 2885.6229 | 2980.5923 | 3055.2579 | 3113.9604 | 3160.1128 | 3196.3981 | 3224.9259 | 3225.1171 | 3225.1843 | 3225.2067 | 3225.214 | 0
F1_Industrial_Food Products_Existing_Space Heating_Natural Gas_Building Automation System_A_Achievable Technical Potential | F1 | Industrial | Food Products | Existing | Space Heating | Natural Gas | Building Automation System | A | Integrated Unit Energy Savings (kWh or therms) | Achievable Technical Potential | 0 | 0 | 0.015595 | 0.015526 | 0.015454 | 0.015377 | 0.015297 | 0.01521 | 0.015118 | 0.01502 | 0.014916 | 0.014808 | 0.014695 | 0.014578 | 0.014458 | 0.014335 | 0.014209 | 0.014089 | 0.013976 | 0.013869 | 0.013768 | 0.013674 | 0
F2_Industrial_Food Products_Existing_Space Heating_Natural Gas_Building Automation System_A_Achievable Technical Potential | F2 | Industrial | Food Products | Existing | Space Heating | Natural Gas | Building Automation System | A | Integrated Unit Summer Peak Savings (kW) | Achievable Technical Potential | 0 | 0 | 0 | 0 | 0 | 0 | 0 | 0 | 0 | 0 | 0 | 0 | 0 | 0 | 0 | 0 | 0 | 0 | 0 | 0 | 0 | 0 | 0
F3_Industrial_Food Products_Existing_Space Heating_Natural Gas_Building Automation System_A_Achievable Technical Potential | F3 | Industrial | Food Products | Existing | Space Heating | Natural Gas | Building Automation System | A | Integrated Unit Winter Peak Savings (kW) | Achievable Technical Potential | 0 | 0 | 0 | 0 | 0 | 0 | 0 | 0 | 0 | 0 | 0 | 0 | 0 | 0 | 0 | 0 | 0 | 0 | 0 | 0 | 0 | 0 | 0
F4_Industrial_Food Products_Existing_Space Heating_Natural Gas_Building Automation System_A_Achievable Technical Potential | F4 | Industrial | Food Products | Existing | Space Heating | Natural Gas | Building Automation System | A | Incremental Energy Savings (MWh or mTherms) | Achievable Technical Potential | 0 | 0 | 0.053596 | 0.10482 | 0.18205 | 0.28959 | 0.4297 | 0.6014 | 0.7991 | 1.0115 | 1.2209 | 1.4047 | 1.537 | 1.5941 | 1.5602 | 1.433 | 1.2274 | 0.98911 | 0.73735 | 0.49784 | 0.31031 | 0.19753 | 0
F5_Industrial_Food Products_Existing_Space Heating_Natural Gas_Building Automation System_A_Achievable Technical Potential | F5 | Industrial | Food Products | Existing | Space Heating | Natural Gas | Building Automation System | A | Incremental Summer Peak Savings (MW) | Achievable Technical Potential | 0 | 0 | 0 | 0 | 0 | 0 | 0 | 0 | 0 | 0 | 0 | 0 | 0 | 0 | 0 | 0 | 0 | 0 | 0 | 0 | 0 | 0 | 0
F6_Industrial_Food Products_Existing_Space Heating_Natural Gas_Building Automation System_A_Achievable Technical Potential | F6 | Industrial | Food Products | Existing | Space Heating | Natural Gas | Building Automation System | A | Incremental Winter Peak Savings (MW) | Achievable Technical Potential | 0 | 0 | 0 | 0 | 0 | 0 | 0 | 0 | 0 | 0 | 0 | 0 | 0 | 0 | 0 | 0 | 0 | 0 | 0 | 0 | 0 | 0 | 0
F7_Industrial_Food Products_Existing_Space Heating_Natural Gas_Building Automation System_A_Achievable Technical Potential | F7 | Industrial | Food Products | Existing | Space Heating | Natural Gas | Building Automation System | A | Cumulative Energy Savings (MWh or mTherms) | Achievable Technical Potential | 0 | 0 | 0.053596 | 0.15818 | 0.33949 | 0.6274 | 1.0538 | 1.6493 | 2.4384 | 3.434 | 4.6312 | 6.0022 | 7.4935 | 9.0282 | 10.5138 | 11.8572 | 12.9806 | 13.86 | 14.4858 | 14.8728 | 15.0754 | 15.1698 | 0
F8_Industrial_Food Products_Existing_Space Heating_Natural Gas_Building Automation System_A_Achievable Technical Potential | F8 | Industrial | Food Products | Existing | Space Heating | Natural Gas | Building Automation System | A | Cumulative Summer Peak Savings (MW) | Achievable Technical Potential | 0 | 0 | 0 | 0 | 0 | 0 | 0 | 0 | 0 | 0 | 0 | 0 | 0 | 0 | 0 | 0 | 0 | 0 | 0 | 0 | 0 | 0 | 0
F9_Industrial_Food Products_Existing_Space Heating_Natural Gas_Building Automation System_A_Achievable Technical Potential | F9 | Industrial | Food Products | Existing | Space Heating | Natural Gas | Building Automation System | A | Cumulative Winter Peak Savings (MW) | Achievable Technical Potential | 0 | 0 | 0 | 0 | 0 | 0 | 0 | 0 | 0 | 0 | 0 | 0 | 0 | 0 | 0 | 0 | 0 | 0 | 0 | 0 | 0 | 0 | 0
F10_Industrial_Food Products_Existing_Space Heating_Natural Gas_Building Automation System_A_Achievable Technical Potential | F10 | Industrial | Food Products | Existing | Space Heating | Natural Gas | Building Automation System | A | Purchases (Incremental) | Achievable Technical Potential | 0 | 0 | 3436.6546 | 6751.205 | 11780.3966 | 18832.043 | 28091.5763 | 39539.465 | 52857.2113 | 67340.6221 | 81852.7306 | 94859.61 | 104591.3812 | 109347.166 | 107910.5091 | 99969.994 | 86380.5357 | 70204.0977 | 52759.8747 | 35896.3073 | 22538.3424 | 14445.4893 | 0
F11_Industrial_Food Products_Existing_Space Heating_Natural Gas_Building Automation System_A_Achievable Technical Potential | F11 | Industrial | Food Products | Existing | Space Heating | Natural Gas | Building Automation System | A | Purchases (Cumulative) | Achievable Technical Potential | 0 | 0 | 3436.6546 | 10187.8597 | 21968.2563 | 40800.2993 | 68891.8756 | 108431.3405 | 161288.5518 | 228629.1739 | 310481.9045 | 405341.5145 | 509932.8956 | 619280.0616 | 727190.5707 | 827160.5647 | 913541.1004 | 983745.1982 | 1036505.0728 | 1072401.3801 | 1094939.7225 | 1109385.2118 | 0
F1_Industrial_Food Products_Existing_Space Heating_Natural Gas_Steam System Efficiency Improvements_A_Achievable Technical Potential | F1 | Industrial | Food Products | Existing | Space Heating | Natural Gas | Steam System Efficiency Improvements | A | Integrated Unit Energy Savings (kWh or therms) | Achievable Technical Potential | 0 | 0 | 0.13947 | 0.13904 | 0.1386 | 0.13813 | 0.13763 | 0.1371 | 0.13652 | 0.13589 | 0.13521 | 0.13449 | 0.13373 | 0.13293 | 0.1321 | 0.13123 | 0.13033 | 0.12948 | 0.12869 | 0.12796 | 0.12729 | 0.12668 | 0
F2_Industrial_Food Products_Existing_Space Heating_Natural Gas_Steam System Efficiency Improvements_A_Achievable Technical Potential | F2 | Industrial | Food Products | Existing | Space Heating | Natural Gas | Steam System Efficiency Improvements | A | Integrated Unit Summer Peak Savings (kW) | Achievable Technical Potential | 0 | 0 | 0 | 0 | 0 | 0 | 0 | 0 | 0 | 0 | 0 | 0 | 0 | 0 | 0 | 0 | 0 | 0 | 0 | 0 | 0 | 0 | 0
F3_Industrial_Food Products_Existing_Space Heating_Natural Gas_Steam System Efficiency Improvements_A_Achievable Technical Potential | F3 | Industrial | Food Products | Existing | Space Heating | Natural Gas | Steam System Efficiency Improvements | A | Integrated Unit Winter Peak Savings (kW) | Achievable Technical Potential | 0 | 0 | 0 | 0 | 0 | 0 | 0 | 0 | 0 | 0 | 0 | 0 | 0 | 0 | 0 | 0 | 0 | 0 | 0 | 0 | 0 | 0 | 0
F4_Industrial_Food Products_Existing_Space Heating_Natural Gas_Steam System Efficiency Improvements_A_Achievable Technical Potential | F4 | Industrial | Food Products | Existing | Space Heating | Natural Gas | Steam System Efficiency Improvements | A | Incremental Energy Savings (MWh or mTherms) | Achievable Technical Potential | 0 | 0 | 0.0033969 | 0.0066527 | 0.011571 | 0.018436 | 0.027401 | 0.038417 | 0.05114 | 0.064853 | 0.078437 | 0.090417 | 0.09913 | 0.10302 | 0.10102 | 0.092973 | 0.079787 | 0.064424 | 0.04812 | 0.032553 | 0.020332 | 0.012969 | 0
F5_Industrial_Food Products_Existing_Space Heating_Natural Gas_Steam System Efficiency Improvements_A_Achievable Technical Potential | F5 | Industrial | Food Products | Existing | Space Heating | Natural Gas | Steam System Efficiency Improvements | A | Incremental Summer Peak Savings (MW) | Achievable Technical Potential | 0 | 0 | 0 | 0 | 0 | 0 | 0 | 0 | 0 | 0 | 0 | 0 | 0 | 0 | 0 | 0 | 0 | 0 | 0 | 0 | 0 | 0 | 0
F6_Industrial_Food Products_Existing_Space Heating_Natural Gas_Steam System Efficiency Improvements_A_Achievable Technical Potential | F6 | Industrial | Food Products | Existing | Space Heating | Natural Gas | Steam System Efficiency Improvements | A | Incremental Winter Peak Savings (MW) | Achievable Technical Potential | 0 | 0 | 0 | 0 | 0 | 0 | 0 | 0 | 0 | 0 | 0 | 0 | 0 | 0 | 0 | 0 | 0 | 0 | 0 | 0 | 0 | 0 | 0
F7_Industrial_Food Products_Existing_Space Heating_Natural Gas_Steam System Efficiency Improvements_A_Achievable Technical Potential | F7 | Industrial | Food Products | Existing | Space Heating | Natural Gas | Steam System Efficiency Improvements | A | Cumulative Energy Savings (MWh or mTherms) | Achievable Technical Potential | 0 | 0 | 0.0033969 | 0.010039 | 0.021579 | 0.039942 | 0.067199 | 0.10535 | 0.15605 | 0.22018 | 0.29752 | 0.38636 | 0.4833 | 0.58343 | 0.68078 | 0.76927 | 0.84381 | 0.90275 | 0.94536 | 0.97253 | 0.98775 | 0.99597 | 0
F8_Industrial_Food Products_Existing_Space Heating_Natural Gas_Steam System Efficiency Improvements_A_Achievable Technical Potential | F8 | Industrial | Food Products | Existing | Space Heating | Natural Gas | Steam System Efficiency Improvements | A | Cumulative Summer Peak Savings (MW) | Achievable Technical Potential | 0 | 0 | 0 | 0 | 0 | 0 | 0 | 0 | 0 | 0 | 0 | 0 | 0 | 0 | 0 | 0 | 0 | 0 | 0 | 0 | 0 | 0 | 0
F9_Industrial_Food Products_Existing_Space Heating_Natural Gas_Steam System Efficiency Improvements_A_Achievable Technical Potential | F9 | Industrial | Food Products | Existing | Space Heating | Natural Gas | Steam System Efficiency Improvements | A | Cumulative Winter Peak Savings (MW) | Achievable Technical Potential | 0 | 0 | 0 | 0 | 0 | 0 | 0 | 0 | 0 | 0 | 0 | 0 | 0 | 0 | 0 | 0 | 0 | 0 | 0 | 0 | 0 | 0 | 0
F10_Industrial_Food Products_Existing_Space Heating_Natural Gas_Steam System Efficiency Improvements_A_Achievable Technical Potential | F10 | Industrial | Food Products | Existing | Space Heating | Natural Gas | Steam System Efficiency Improvements | A | Purchases (Incremental) | Achievable Technical Potential | 0 | 0 | 24.356 | 47.8466 | 83.4891 | 133.465 | 199.0884 | 280.221 | 374.6055 | 477.2512 | 580.1003 | 672.2817 | 741.2519 | 774.9567 | 764.775 | 708.4996 | 612.1894 | 497.545 | 373.9157 | 254.4015 | 159.732 | 102.3769 | 0
F11_Industrial_Food Products_Existing_Space Heating_Natural Gas_Steam System Efficiency Improvements_A_Achievable Technical Potential | F11 | Industrial | Food Products | Existing | Space Heating | Natural Gas | Steam System Efficiency Improvements | A | Purchases (Cumulative) | Achievable Technical Potential | 0 | 0 | 24.356 | 72.2026 | 155.6917 | 289.1567 | 488.2451 | 768.4662 | 1143.0717 | 1620.3229 | 2200.4232 | 2872.7049 | 3613.9568 | 4388.9135 | 5153.6885 | 5862.1881 | 6474.3775 | 6971.9225 | 7345.8382 | 7600.2398 | 7759.9717 | 7862.3487 | 0
F1_Industrial_Food Products_Existing_Process_Natural Gas_Steam System Efficiency Improvements_A_Achievable Technical Potential | F1 | Industrial | Food Products | Existing | Process | Natural Gas | Steam System Efficiency Improvements | A | Integrated Unit Energy Savings (kWh or therms) | Achievable Technical Potential | 0 | 0 | 5.0896 | 5.0888 | 5.0882 | 5.0877 | 5.0872 | 5.0868 | 5.0865 | 5.0862 | 5.0859 | 5.0856 | 5.0854 | 5.0852 | 5.085 | 5.0848 | 5.0846 | 5.0845 | 5.0843 | 5.0842 | 5.084 | 5.0839 | 0
F2_Industrial_Food Products_Existing_Process_Natural Gas_Steam System Efficiency Improvements_A_Achievable Technical Potential | F2 | Industrial | Food Products | Existing | Process | Natural Gas | Steam System Efficiency Improvements | A | Integrated Unit Summer Peak Savings (kW) | Achievable Technical Potential | 0 | 0 | 0 | 0 | 0 | 0 | 0 | 0 | 0 | 0 | 0 | 0 | 0 | 0 | 0 | 0 | 0 | 0 | 0 | 0 | 0 | 0 | 0
F3_Industrial_Food Products_Existing_Process_Natural Gas_Steam System Efficiency Improvements_A_Achievable Technical Potential | F3 | Industrial | Food Products | Existing | Process | Natural Gas | Steam System Efficiency Improvements | A | Integrated Unit Winter Peak Savings (kW) | Achievable Technical Potential | 0 | 0 | 0 | 0 | 0 | 0 | 0 | 0 | 0 | 0 | 0 | 0 | 0 | 0 | 0 | 0 | 0 | 0 | 0 | 0 | 0 | 0 | 0
F4_Industrial_Food Products_Existing_Process_Natural Gas_Steam System Efficiency Improvements_A_Achievable Technical Potential | F4 | Industrial | Food Products | Existing | Process | Natural Gas | Steam System Efficiency Improvements | A | Incremental Energy Savings (MWh or mTherms) | Achievable Technical Potential | 0 | 0 | 0.0076213 | 0.014969 | 0.026117 | 0.041747 | 0.062268 | 0.087636 | 0.11715 | 0.14924 | 0.18139 | 0.2102 | 0.23175 | 0.24228 | 0.23909 | 0.22149 | 0.19137 | 0.15553 | 0.11688 | 0.07952 | 0.049927 | 0.031999 | 0
F5_Industrial_Food Products_Existing_Process_Natural Gas_Steam System Efficiency Improvements_A_Achievable Technical Potential | F5 | Industrial | Food Products | Existing | Process | Natural Gas | Steam System Efficiency Improvements | A | Incremental Summer Peak Savings (MW) | Achievable Technical Potential | 0 | 0 | 0 | 0 | 0 | 0 | 0 | 0 | 0 | 0 | 0 | 0 | 0 | 0 | 0 | 0 | 0 | 0 | 0 | 0 | 0 | 0 | 0
F6_Industrial_Food Products_Existing_Process_Natural Gas_Steam System Efficiency Improvements_A_Achievable Technical Potential | F6 | Industrial | Food Products | Existing | Process | Natural Gas | Steam System Efficiency Improvements | A | Incremental Winter Peak Savings (MW) | Achievable Technical Potential | 0 | 0 | 0 | 0 | 0 | 0 | 0 | 0 | 0 | 0 | 0 | 0 | 0 | 0 | 0 | 0 | 0 | 0 | 0 | 0 | 0 | 0 | 0
F7_Industrial_Food Products_Existing_Process_Natural Gas_Steam System Efficiency Improvements_A_Achievable Technical Potential | F7 | Industrial | Food Products | Existing | Process | Natural Gas | Steam System Efficiency Improvements | A | Cumulative Energy Savings (MWh or mTherms) | Achievable Technical Potential | 0 | 0 | 0.0076213 | 0.022589 | 0.048704 | 0.090446 | 0.15271 | 0.24033 | 0.35746 | 0.50667 | 0.68803 | 0.89819 | 1.1299 | 1.3721 | 1.6112 | 1.8326 | 2.0239 | 2.1794 | 2.2962 | 2.3757 | 2.4255 | 2.4574 | 0
F8_Industrial_Food Products_Existing_Process_Natural Gas_Steam System Efficiency Improvements_A_Achievable Technical Potential | F8 | Industrial | Food Products | Existing | Process | Natural Gas | Steam System Efficiency Improvements | A | Cumulative Summer Peak Savings (MW) | Achievable Technical Potential | 0 | 0 | 0 | 0 | 0 | 0 | 0 | 0 | 0 | 0 | 0 | 0 | 0 | 0 | 0 | 0 | 0 | 0 | 0 | 0 | 0 | 0 | 0
F9_Industrial_Food Products_Existing_Process_Natural Gas_Steam System Efficiency Improvements_A_Achievable Technical Potential | F9 | Industrial | Food Products | Existing | Process | Natural Gas | Steam System Efficiency Improvements | A | Cumulative Winter Peak Savings (MW) | Achievable Technical Potential | 0 | 0 | 0 | 0 | 0 | 0 | 0 | 0 | 0 | 0 | 0 | 0 | 0 | 0 | 0 | 0 | 0 | 0 | 0 | 0 | 0 | 0 | 0
F10_Industrial_Food Products_Existing_Process_Natural Gas_Steam System Efficiency Improvements_A_Achievable Technical Potential | F10 | Industrial | Food Products | Existing | Process | Natural Gas | Steam System Efficiency Improvements | A | Purchases (Incremental) | Achievable Technical Potential | 0 | 0 | 1.4974 | 2.9416 | 5.1329 | 8.2054 | 12.24 | 17.228 | 23.0308 | 29.3414 | 35.6646 | 41.3319 | 45.5722 | 47.6444 | 47.0184 | 43.5586 | 37.6374 | 30.5891 | 22.9884 | 15.6406 | 9.8203 | 6.2941 | 0
F11_Industrial_Food Products_Existing_Process_Natural Gas_Steam System Efficiency Improvements_A_Achievable Technical Potential | F11 | Industrial | Food Products | Existing | Process | Natural Gas | Steam System Efficiency Improvements | A | Purchases (Cumulative) | Achievable Technical Potential | 0 | 0 | 1.4974 | 4.439 | 9.5719 | 17.7774 | 30.0173 | 47.2453 | 70.2761 | 99.6175 | 135.2821 | 176.614 | 222.1863 | 269.8306 | 316.849 | 360.4076 | 398.0451 | 428.6342 | 451.6225 | 467.2631 | 477.0835 | 483.3776 | 0
F1_Industrial_Food Products_Existing_Space Heating_Natural Gas_Strategic Energy Management_A_Achievable Technical Potential | F1 | Industrial | Food Products | Existing | Space Heating | Natural Gas | Strategic Energy Management | A | Integrated Unit Energy Savings (kWh or therms) | Achievable Technical Potential | 0 | 0 | 7.9224 | 7.8955 | 7.8672 | 7.8372 | 7.8051 | 7.7704 | 7.733 | 7.6926 | 7.6494 | 7.6035 | 7.5553 | 7.5047 | 7.452 | 7.3976 | 7.342 | 7.2892 | 7.2399 | 7.194 | 7.1514 | 7.1122 | 0
F2_Industrial_Food Products_Existing_Space Heating_Natural Gas_Strategic Energy Management_A_Achievable Technical Potential | F2 | Industrial | Food Products | Existing | Space Heating | Natural Gas | Strategic Energy Management | A | Integrated Unit Summer Peak Savings (kW) | Achievable Technical Potential | 0 | 0 | 0 | 0 | 0 | 0 | 0 | 0 | 0 | 0 | 0 | 0 | 0 | 0 | 0 | 0 | 0 | 0 | 0 | 0 | 0 | 0 | 0
F3_Industrial_Food Products_Existing_Space Heating_Natural Gas_Strategic Energy Management_A_Achievable Technical Potential | F3 | Industrial | Food Products | Existing | Space Heating | Natural Gas | Strategic Energy Management | A | Integrated Unit Winter Peak Savings (kW) | Achievable Technical Potential | 0 | 0 | 0 | 0 | 0 | 0 | 0 | 0 | 0 | 0 | 0 | 0 | 0 | 0 | 0 | 0 | 0 | 0 | 0 | 0 | 0 | 0 | 0
F4_Industrial_Food Products_Existing_Space Heating_Natural Gas_Strategic Energy Management_A_Achievable Technical Potential | F4 | Industrial | Food Products | Existing | Space Heating | Natural Gas | Strategic Energy Management | A | Incremental Energy Savings (MWh or mTherms) | Achievable Technical Potential | 0 | 0 | 0.33735 | 0.33041 | 0.32355 | 0.31676 | 0.31002 | 0.30332 | 0.29666 | 0.29002 | 0.28342 | 0.27686 | 0.27036 | 0.26392 | 0.25755 | 0.25126 | 0.24507 | 0.23912 | 0.2334 | 0.22793 | 0.22267 | 0.21763 | 0
F5_Industrial_Food Products_Existing_Space Heating_Natural Gas_Strategic Energy Management_A_Achievable Technical Potential | F5 | Industrial | Food Products | Existing | Space Heating | Natural Gas | Strategic Energy Management | A | Incremental Summer Peak Savings (MW) | Achievable Technical Potential | 0 | 0 | 0 | 0 | 0 | 0 | 0 | 0 | 0 | 0 | 0 | 0 | 0 | 0 | 0 | 0 | 0 | 0 | 0 | 0 | 0 | 0 | 0
F6_Industrial_Food Products_Existing_Space Heating_Natural Gas_Strategic Energy Management_A_Achievable Technical Potential | F6 | Industrial | Food Products | Existing | Space Heating | Natural Gas | Strategic Energy Management | A | Incremental Winter Peak Savings (MW) | Achievable Technical Potential | 0 | 0 | 0 | 0 | 0 | 0 | 0 | 0 | 0 | 0 | 0 | 0 | 0 | 0 | 0 | 0 | 0 | 0 | 0 | 0 | 0 | 0 | 0
F7_Industrial_Food Products_Existing_Space Heating_Natural Gas_Strategic Energy Management_A_Achievable Technical Potential | F7 | Industrial | Food Products | Existing | Space Heating | Natural Gas | Strategic Energy Management | A | Cumulative Energy Savings (MWh or mTherms) | Achievable Technical Potential | 0 | 0 | 0.33735 | 0.66662 | 0.98779 | 1.3008 | 1.6055 | 1.9017 | 2.1892 | 2.4677 | 2.7373 | 2.9978 | 3.2491 | 3.4913 | 3.7243 | 3.9484 | 4.1638 | 4.373 | 4.5768 | 4.7757 | 4.9701 | 5.1605 | 0
F8_Industrial_Food Products_Existing_Space Heating_Natural Gas_Strategic Energy Management_A_Achievable Technical Potential | F8 | Industrial | Food Products | Existing | Space Heating | Natural Gas | Strategic Energy Management | A | Cumulative Summer Peak Savings (MW) | Achievable Technical Potential | 0 | 0 | 0 | 0 | 0 | 0 | 0 | 0 | 0 | 0 | 0 | 0 | 0 | 0 | 0 | 0 | 0 | 0 | 0 | 0 | 0 | 0 | 0
F9_Industrial_Food Products_Existing_Space Heating_Natural Gas_Strategic Energy Management_A_Achievable Technical Potential | F9 | Industrial | Food Products | Existing | Space Heating | Natural Gas | Strategic Energy Management | A | Cumulative Winter Peak Savings (MW) | Achievable Technical Potential | 0 | 0 | 0 | 0 | 0 | 0 | 0 | 0 | 0 | 0 | 0 | 0 | 0 | 0 | 0 | 0 | 0 | 0 | 0 | 0 | 0 | 0 | 0
F10_Industrial_Food Products_Existing_Space Heating_Natural Gas_Strategic Energy Management_A_Achievable Technical Potential | F10 | Industrial | Food Products | Existing | Space Heating | Natural Gas | Strategic Energy Management | A | Purchases (Incremental) | Achievable Technical Potential | 0 | 0 | 42.5822 | 41.848 | 41.1265 | 40.4174 | 39.7206 | 39.0357 | 38.3627 | 37.7013 | 37.0513 | 36.4124 | 35.7846 | 35.1677 | 34.5613 | 33.9654 | 33.3798 | 32.8043 | 32.2387 | 31.6829 | 31.1366 | 30.5998 | 0
F11_Industrial_Food Products_Existing_Space Heating_Natural Gas_Strategic Energy Management_A_Achievable Technical Potential | F11 | Industrial | Food Products | Existing | Space Heating | Natural Gas | Strategic Energy Management | A | Purchases (Cumulative) | Achievable Technical Potential | 0 | 0 | 42.5822 | 84.4302 | 125.5567 | 165.9741 | 205.6947 | 244.7304 | 283.0931 | 320.7944 | 357.8456 | 394.2581 | 430.0427 | 465.2104 | 499.7717 | 533.7371 | 567.117 | 599.9213 | 632.16 | 663.8429 | 694.9795 | 725.5793 | 0
F1_Industrial_Food Products_Existing_Process_Natural Gas_Strategic Energy Management_A_Achievable Technical Potential | F1 | Industrial | Food Products | Existing | Process | Natural Gas | Strategic Energy Management | A | Integrated Unit Energy Savings (kWh or therms) | Achievable Technical Potential | 0 | 0 | 30.1982 | 30.1906 | 30.1843 | 30.1786 | 30.173 | 30.1675 | 30.162 | 30.1565 | 30.151 | 30.1453 | 30.1396 | 30.1339 | 30.1283 | 30.1228 | 30.1174 | 30.1121 | 30.107 | 30.1021 | 30.0973 | 30.0926 | 0
F2_Industrial_Food Products_Existing_Process_Natural Gas_Strategic Energy Management_A_Achievable Technical Potential | F2 | Industrial | Food Products | Existing | Process | Natural Gas | Strategic Energy Management | A | Integrated Unit Summer Peak Savings (kW) | Achievable Technical Potential | 0 | 0 | 0 | 0 | 0 | 0 | 0 | 0 | 0 | 0 | 0 | 0 | 0 | 0 | 0 | 0 | 0 | 0 | 0 | 0 | 0 | 0 | 0
F3_Industrial_Food Products_Existing_Process_Natural Gas_Strategic Energy Management_A_Achievable Technical Potential | F3 | Industrial | Food Products | Existing | Process | Natural Gas | Strategic Energy Management | A | Integrated Unit Winter Peak Savings (kW) | Achievable Technical Potential | 0 | 0 | 0 | 0 | 0 | 0 | 0 | 0 | 0 | 0 | 0 | 0 | 0 | 0 | 0 | 0 | 0 | 0 | 0 | 0 | 0 | 0 | 0
F4_Industrial_Food Products_Existing_Process_Natural Gas_Strategic Energy Management_A_Achievable Technical Potential | F4 | Industrial | Food Products | Existing | Process | Natural Gas | Strategic Energy Management | A | Incremental Energy Savings (MWh or mTherms) | Achievable Technical Potential | 0 | 0 | 5.29 | 5.1975 | 5.1068 | 5.0178 | 4.9304 | 4.8445 | 4.7601 | 4.6772 | 4.5957 | 4.5156 | 4.4369 | 4.3596 | 4.2836 | 4.209 | 4.1357 | 4.0637 | 3.9929 | 3.9235 | 3.8552 | 3.7881 | 0
F5_Industrial_Food Products_Existing_Process_Natural Gas_Strategic Energy Management_A_Achievable Technical Potential | F5 | Industrial | Food Products | Existing | Process | Natural Gas | Strategic Energy Management | A | Incremental Summer Peak Savings (MW) | Achievable Technical Potential | 0 | 0 | 0 | 0 | 0 | 0 | 0 | 0 | 0 | 0 | 0 | 0 | 0 | 0 | 0 | 0 | 0 | 0 | 0 | 0 | 0 | 0 | 0
F6_Industrial_Food Products_Existing_Process_Natural Gas_Strategic Energy Management_A_Achievable Technical Potential | F6 | Industrial | Food Products | Existing | Process | Natural Gas | Strategic Energy Management | A | Incremental Winter Peak Savings (MW) | Achievable Technical Potential | 0 | 0 | 0 | 0 | 0 | 0 | 0 | 0 | 0 | 0 | 0 | 0 | 0 | 0 | 0 | 0 | 0 | 0 | 0 | 0 | 0 | 0 | 0
F7_Industrial_Food Products_Existing_Process_Natural Gas_Strategic Energy Management_A_Achievable Technical Potential | F7 | Industrial | Food Products | Existing | Process | Natural Gas | Strategic Energy Management | A | Cumulative Energy Savings (MWh or mTherms) | Achievable Technical Potential | 0 | 0 | 5.29 | 10.4862 | 15.5908 | 20.6057 | 25.5323 | 30.3721 | 35.1267 | 39.7975 | 44.3859 | 48.8932 | 53.3209 | 57.6705 | 61.9433 | 66.1409 | 70.2648 | 74.3162 | 78.2966 | 82.2073 | 86.0495 | 89.8241 | 0
F8_Industrial_Food Products_Existing_Process_Natural Gas_Strategic Energy Management_A_Achievable Technical Potential | F8 | Industrial | Food Products | Existing | Process | Natural Gas | Strategic Energy Management | A | Cumulative Summer Peak Savings (MW) | Achievable Technical Potential | 0 | 0 | 0 | 0 | 0 | 0 | 0 | 0 | 0 | 0 | 0 | 0 | 0 | 0 | 0 | 0 | 0 | 0 | 0 | 0 | 0 | 0 | 0
F9_Industrial_Food Products_Existing_Process_Natural Gas_Strategic Energy Management_A_Achievable Technical Potential | F9 | Industrial | Food Products | Existing | Process | Natural Gas | Strategic Energy Management | A | Cumulative Winter Peak Savings (MW) | Achievable Technical Potential | 0 | 0 | 0 | 0 | 0 | 0 | 0 | 0 | 0 | 0 | 0 | 0 | 0 | 0 | 0 | 0 | 0 | 0 | 0 | 0 | 0 | 0 | 0
F10_Industrial_Food Products_Existing_Process_Natural Gas_Strategic Energy Management_A_Achievable Technical Potential | F10 | Industrial | Food Products | Existing | Process | Natural Gas | Strategic Energy Management | A | Purchases (Incremental) | Achievable Technical Potential | 0 | 0 | 175.1766 | 172.1563 | 169.1881 | 166.271 | 163.4043 | 160.587 | 157.8182 | 155.0972 | 152.4231 | 149.7952 | 147.2125 | 144.6743 | 142.18 | 139.7286 | 137.3195 | 134.9519 | 132.6251 | 130.3385 | 128.0913 | 125.8828 | 0
F11_Industrial_Food Products_Existing_Process_Natural Gas_Strategic Energy Management_A_Achievable Technical Potential | F11 | Industrial | Food Products | Existing | Process | Natural Gas | Strategic Energy Management | A | Purchases (Cumulative) | Achievable Technical Potential | 0 | 0 | 175.1766 | 347.3329 | 516.5209 | 682.792 | 846.1963 | 1006.7833 | 1164.6015 | 1319.6988 | 1472.1219 | 1621.9171 | 1769.1296 | 1913.8039 | 2055.9839 | 2195.7124 | 2333.0319 | 2467.9838 | 2600.6089 | 2730.9474 | 2859.0387 | 2984.9215 | 0
F1_Industrial_Food Products_Existing_Miscellaneous_Natural Gas_Strategic Energy Management_A_Achievable Technical Potential | F1 | Industrial | Food Products | Existing | Miscellaneous | Natural Gas | Strategic Energy Management | A | Integrated Unit Energy Savings (kWh or therms) | Achievable Technical Potential | 0 | 0 | 2.7925 | 2.7925 | 2.7925 | 2.7925 | 2.7925 | 2.7925 | 2.7925 | 2.7925 | 2.7925 | 2.7925 | 2.7925 | 2.7925 | 2.7925 | 2.7925 | 2.7925 | 2.7925 | 2.7925 | 2.7925 | 2.7925 | 2.7925 | 0
F2_Industrial_Food Products_Existing_Miscellaneous_Natural Gas_Strategic Energy Management_A_Achievable Technical Potential | F2 | Industrial | Food Products | Existing | Miscellaneous | Natural Gas | Strategic Energy Management | A | Integrated Unit Summer Peak Savings (kW) | Achievable Technical Potential | 0 | 0 | 0 | 0 | 0 | 0 | 0 | 0 | 0 | 0 | 0 | 0 | 0 | 0 | 0 | 0 | 0 | 0 | 0 | 0 | 0 | 0 | 0
F3_Industrial_Food Products_Existing_Miscellaneous_Natural Gas_Strategic Energy Management_A_Achievable Technical Potential | F3 | Industrial | Food Products | Existing | Miscellaneous | Natural Gas | Strategic Energy Management | A | Integrated Unit Winter Peak Savings (kW) | Achievable Technical Potential | 0 | 0 | 0 | 0 | 0 | 0 | 0 | 0 | 0 | 0 | 0 | 0 | 0 | 0 | 0 | 0 | 0 | 0 | 0 | 0 | 0 | 0 | 0
F4_Industrial_Food Products_Existing_Miscellaneous_Natural Gas_Strategic Energy Management_A_Achievable Technical Potential | F4 | Industrial | Food Products | Existing | Miscellaneous | Natural Gas | Strategic Energy Management | A | Incremental Energy Savings (MWh or mTherms) | Achievable Technical Potential | 0 | 0 | 0.12229 | 0.12019 | 0.11811 | 0.11608 | 0.11408 | 0.11211 | 0.11018 | 0.10828 | 0.10641 | 0.10458 | 0.10277 | 0.101 | 0.099259 | 0.097548 | 0.095866 | 0.094213 | 0.092589 | 0.090992 | 0.089423 | 0.087882 | 0
F5_Industrial_Food Products_Existing_Miscellaneous_Natural Gas_Strategic Energy Management_A_Achievable Technical Potential | F5 | Industrial | Food Products | Existing | Miscellaneous | Natural Gas | Strategic Energy Management | A | Incremental Summer Peak Savings (MW) | Achievable Technical Potential | 0 | 0 | 0 | 0 | 0 | 0 | 0 | 0 | 0 | 0 | 0 | 0 | 0 | 0 | 0 | 0 | 0 | 0 | 0 | 0 | 0 | 0 | 0
F6_Industrial_Food Products_Existing_Miscellaneous_Natural Gas_Strategic Energy Management_A_Achievable Technical Potential | F6 | Industrial | Food Products | Existing | Miscellaneous | Natural Gas | Strategic Energy Management | A | Incremental Winter Peak Savings (MW) | Achievable Technical Potential | 0 | 0 | 0 | 0 | 0 | 0 | 0 | 0 | 0 | 0 | 0 | 0 | 0 | 0 | 0 | 0 | 0 | 0 | 0 | 0 | 0 | 0 | 0
F7_Industrial_Food Products_Existing_Miscellaneous_Natural Gas_Strategic Energy Management_A_Achievable Technical Potential | F7 | Industrial | Food Products | Existing | Miscellaneous | Natural Gas | Strategic Energy Management | A | Cumulative Energy Savings (MWh or mTherms) | Achievable Technical Potential | 0 | 0 | 0.12229 | 0.24248 | 0.36059 | 0.47667 | 0.59075 | 0.70286 | 0.81303 | 0.92131 | 1.0277 | 1.1323 | 1.2351 | 1.3361 | 1.4353 | 1.5329 | 1.6287 | 1.723 | 1.8155 | 1.9065 | 1.996 | 2.0838 | 0
F8_Industrial_Food Products_Existing_Miscellaneous_Natural Gas_Strategic Energy Management_A_Achievable Technical Potential | F8 | Industrial | Food Products | Existing | Miscellaneous | Natural Gas | Strategic Energy Management | A | Cumulative Summer Peak Savings (MW) | Achievable Technical Potential | 0 | 0 | 0 | 0 | 0 | 0 | 0 | 0 | 0 | 0 | 0 | 0 | 0 | 0 | 0 | 0 | 0 | 0 | 0 | 0 | 0 | 0 | 0
F9_Industrial_Food Products_Existing_Miscellaneous_Natural Gas_Strategic Energy Management_A_Achievable Technical Potential | F9 | Industrial | Food Products | Existing | Miscellaneous | Natural Gas | Strategic Energy Management | A | Cumulative Winter Peak Savings (MW) | Achievable Technical Potential | 0 | 0 | 0 | 0 | 0 | 0 | 0 | 0 | 0 | 0 | 0 | 0 | 0 | 0 | 0 | 0 | 0 | 0 | 0 | 0 | 0 | 0 | 0
F10_Industrial_Food Products_Existing_Miscellaneous_Natural Gas_Strategic Energy Management_A_Achievable Technical Potential | F10 | Industrial | Food Products | Existing | Miscellaneous | Natural Gas | Strategic Energy Management | A | Purchases (Incremental) | Achievable Technical Potential | 0 | 0 | 43.7941 | 43.0391 | 42.297 | 41.5678 | 40.8511 | 40.1467 | 39.4546 | 38.7743 | 38.1058 | 37.4488 | 36.8031 | 36.1686 | 35.545 | 34.9321 | 34.3299 | 33.738 | 33.1563 | 32.5846 | 32.0228 | 31.4707 | 0
F11_Industrial_Food Products_Existing_Miscellaneous_Natural Gas_Strategic Energy Management_A_Achievable Technical Potential | F11 | Industrial | Food Products | Existing | Miscellaneous | Natural Gas | Strategic Energy Management | A | Purchases (Cumulative) | Achievable Technical Potential | 0 | 0 | 43.7941 | 86.8332 | 129.1302 | 170.698 | 211.5491 | 251.6958 | 291.1504 | 329.9247 | 368.0305 | 405.4793 | 442.2824 | 478.451 | 513.996 | 548.9281 | 583.258 | 616.9959 | 650.1522 | 682.7369 | 714.7597 | 746.2304 | 0
F1_Industrial_Food Products_Existing_Space Heating_Natural Gas_Commissioning_A_Achievable Technical Potential | F1 | Industrial | Food Products | Existing | Space Heating | Natural Gas | Commissioning | A | Integrated Unit Energy Savings (kWh or therms) | Achievable Technical Potential | 0 | 0 | 10.7552 | 10.7254 | 10.6937 | 10.6598 | 10.6234 | 10.5839 | 10.5411 | 10.4946 | 10.4448 | 10.3918 | 10.336 | 10.2771 | 10.2155 | 10.1513 | 10.0851 | 10.0224 | 9.9639 | 9.9097 | 9.8598 | 9.8142 | 0
F2_Industrial_Food Products_Existing_Space Heating_Natural Gas_Commissioning_A_Achievable Technical Potential | F2 | Industrial | Food Products | Existing | Space Heating | Natural Gas | Commissioning | A | Integrated Unit Summer Peak Savings (kW) | Achievable Technical Potential | 0 | 0 | 0 | 0 | 0 | 0 | 0 | 0 | 0 | 0 | 0 | 0 | 0 | 0 | 0 | 0 | 0 | 0 | 0 | 0 | 0 | 0 | 0
F3_Industrial_Food Products_Existing_Space Heating_Natural Gas_Commissioning_A_Achievable Technical Potential | F3 | Industrial | Food Products | Existing | Space Heating | Natural Gas | Commissioning | A | Integrated Unit Winter Peak Savings (kW) | Achievable Technical Potential | 0 | 0 | 0 | 0 | 0 | 0 | 0 | 0 | 0 | 0 | 0 | 0 | 0 | 0 | 0 | 0 | 0 | 0 | 0 | 0 | 0 | 0 | 0
F4_Industrial_Food Products_Existing_Space Heating_Natural Gas_Commissioning_A_Achievable Technical Potential | F4 | Industrial | Food Products | Existing | Space Heating | Natural Gas | Commissioning | A | Incremental Energy Savings (MWh or mTherms) | Achievable Technical Potential | 0 | 0 | 0 | 0 | 0 | 0 | 0 | 0 | 0 | 0 | 0 | 0 | 0 | 0 | 0 | 0 | 0 | 0 | 0 | 0 | 0 | 0 | 0
F5_Industrial_Food Products_Existing_Space Heating_Natural Gas_Commissioning_A_Achievable Technical Potential | F5 | Industrial | Food Products | Existing | Space Heating | Natural Gas | Commissioning | A | Incremental Summer Peak Savings (MW) | Achievable Technical Potential | 0 | 0 | 0 | 0 | 0 | 0 | 0 | 0 | 0 | 0 | 0 | 0 | 0 | 0 | 0 | 0 | 0 | 0 | 0 | 0 | 0 | 0 | 0
F6_Industrial_Food Products_Existing_Space Heating_Natural Gas_Commissioning_A_Achievable Technical Potential | F6 | Industrial | Food Products | Existing | Space Heating | Natural Gas | Commissioning | A | Incremental Winter Peak Savings (MW) | Achievable Technical Potential | 0 | 0 | 0 | 0 | 0 | 0 | 0 | 0 | 0 | 0 | 0 | 0 | 0 | 0 | 0 | 0 | 0 | 0 | 0 | 0 | 0 | 0 | 0
F7_Industrial_Food Products_Existing_Space Heating_Natural Gas_Commissioning_A_Achievable Technical Potential | F7 | Industrial | Food Products | Existing | Space Heating | Natural Gas | Commissioning | A | Cumulative Energy Savings (MWh or mTherms) | Achievable Technical Potential | 0 | 0 | 0 | 0 | 0 | 0 | 0 | 0 | 0 | 0 | 0 | 0 | 0 | 0 | 0 | 0 | 0 | 0 | 0 | 0 | 0 | 0 | 0
F8_Industrial_Food Products_Existing_Space Heating_Natural Gas_Commissioning_A_Achievable Technical Potential | F8 | Industrial | Food Products | Existing | Space Heating | Natural Gas | Commissioning | A | Cumulative Summer Peak Savings (MW) | Achievable Technical Potential | 0 | 0 | 0 | 0 | 0 | 0 | 0 | 0 | 0 | 0 | 0 | 0 | 0 | 0 | 0 | 0 | 0 | 0 | 0 | 0 | 0 | 0 | 0
F9_Industrial_Food Products_Existing_Space Heating_Natural Gas_Commissioning_A_Achievable Technical Potential | F9 | Industrial | Food Products | Existing | Space Heating | Natural Gas | Commissioning | A | Cumulative Winter Peak Savings (MW) | Achievable Technical Potential | 0 | 0 | 0 | 0 | 0 | 0 | 0 | 0 | 0 | 0 | 0 | 0 | 0 | 0 | 0 | 0 | 0 | 0 | 0 | 0 | 0 | 0 | 0
F10_Industrial_Food Products_Existing_Space Heating_Natural Gas_Commissioning_A_Achievable Technical Potential | F10 | Industrial | Food Products | Existing | Space Heating | Natural Gas | Commissioning | A | Purchases (Incremental) | Achievable Technical Potential | 0 | 0 | 0 | 0 | 0 | 0 | 0 | 0 | 0 | 0 | 0 | 0 | 0 | 0 | 0 | 0 | 0 | 0 | 0 | 0 | 0 | 0 | 0
F11_Industrial_Food Products_Existing_Space Heating_Natural Gas_Commissioning_A_Achievable Technical Potential | F11 | Industrial | Food Products | Existing | Space Heating | Natural Gas | Commissioning | A | Purchases (Cumulative) | Achievable Technical Potential | 0 | 0 | 0 | 0 | 0 | 0 | 0 | 0 | 0 | 0 | 0 | 0 | 0 | 0 | 0 | 0 | 0 | 0 | 0 | 0 | 0 | 0 | 0
F1_Industrial_Food Products_Existing_Process_Natural Gas_Commissioning_A_Achievable Technical Potential | F1 | Industrial | Food Products | Existing | Process | Natural Gas | Commissioning | A | Integrated Unit Energy Savings (kWh or therms) | Achievable Technical Potential | 0 | 0 | 168.6012 | 168.6012 | 168.6012 | 168.6012 | 168.6012 | 168.6012 | 168.6012 | 168.6012 | 168.6012 | 168.6012 | 168.6012 | 168.6012 | 168.6012 | 168.6012 | 168.6012 | 168.6012 | 168.6012 | 168.6012 | 168.6012 | 168.6012 | 0
F2_Industrial_Food Products_Existing_Process_Natural Gas_Commissioning_A_Achievable Technical Potential | F2 | Industrial | Food Products | Existing | Process | Natural Gas | Commissioning | A | Integrated Unit Summer Peak Savings (kW) | Achievable Technical Potential | 0 | 0 | 0 | 0 | 0 | 0 | 0 | 0 | 0 | 0 | 0 | 0 | 0 | 0 | 0 | 0 | 0 | 0 | 0 | 0 | 0 | 0 | 0
F3_Industrial_Food Products_Existing_Process_Natural Gas_Commissioning_A_Achievable Technical Potential | F3 | Industrial | Food Products | Existing | Process | Natural Gas | Commissioning | A | Integrated Unit Winter Peak Savings (kW) | Achievable Technical Potential | 0 | 0 | 0 | 0 | 0 | 0 | 0 | 0 | 0 | 0 | 0 | 0 | 0 | 0 | 0 | 0 | 0 | 0 | 0 | 0 | 0 | 0 | 0
F4_Industrial_Food Products_Existing_Process_Natural Gas_Commissioning_A_Achievable Technical Potential | F4 | Industrial | Food Products | Existing | Process | Natural Gas | Commissioning | A | Incremental Energy Savings (MWh or mTherms) | Achievable Technical Potential | 0 | 0 | 0 | 0 | 0 | 0 | 0 | 0 | 0 | 0 | 0 | 0 | 0 | 0 | 0 | 0 | 0 | 0 | 0 | 0 | 0 | 0 | 0
F5_Industrial_Food Products_Existing_Process_Natural Gas_Commissioning_A_Achievable Technical Potential | F5 | Industrial | Food Products | Existing | Process | Natural Gas | Commissioning | A | Incremental Summer Peak Savings (MW) | Achievable Technical Potential | 0 | 0 | 0 | 0 | 0 | 0 | 0 | 0 | 0 | 0 | 0 | 0 | 0 | 0 | 0 | 0 | 0 | 0 | 0 | 0 | 0 | 0 | 0
F6_Industrial_Food Products_Existing_Process_Natural Gas_Commissioning_A_Achievable Technical Potential | F6 | Industrial | Food Products | Existing | Process | Natural Gas | Commissioning | A | Incremental Winter Peak Savings (MW) | Achievable Technical Potential | 0 | 0 | 0 | 0 | 0 | 0 | 0 | 0 | 0 | 0 | 0 | 0 | 0 | 0 | 0 | 0 | 0 | 0 | 0 | 0 | 0 | 0 | 0
F7_Industrial_Food Products_Existing_Process_Natural Gas_Commissioning_A_Achievable Technical Potential | F7 | Industrial | Food Products | Existing | Process | Natural Gas | Commissioning | A | Cumulative Energy Savings (MWh or mTherms) | Achievable Technical Potential | 0 | 0 | 0 | 0 | 0 | 0 | 0 | 0 | 0 | 0 | 0 | 0 | 0 | 0 | 0 | 0 | 0 | 0 | 0 | 0 | 0 | 0 | 0
F8_Industrial_Food Products_Existing_Process_Natural Gas_Commissioning_A_Achievable Technical Potential | F8 | Industrial | Food Products | Existing | Process | Natural Gas | Commissioning | A | Cumulative Summer Peak Savings (MW) | Achievable Technical Potential | 0 | 0 | 0 | 0 | 0 | 0 | 0 | 0 | 0 | 0 | 0 | 0 | 0 | 0 | 0 | 0 | 0 | 0 | 0 | 0 | 0 | 0 | 0
F9_Industrial_Food Products_Existing_Process_Natural Gas_Commissioning_A_Achievable Technical Potential | F9 | Industrial | Food Products | Existing | Process | Natural Gas | Commissioning | A | Cumulative Winter Peak Savings (MW) | Achievable Technical Potential | 0 | 0 | 0 | 0 | 0 | 0 | 0 | 0 | 0 | 0 | 0 | 0 | 0 | 0 | 0 | 0 | 0 | 0 | 0 | 0 | 0 | 0 | 0
F10_Industrial_Food Products_Existing_Process_Natural Gas_Commissioning_A_Achievable Technical Potential | F10 | Industrial | Food Products | Existing | Process | Natural Gas | Commissioning | A | Purchases (Incremental) | Achievable Technical Potential | 0 | 0 | 0 | 0 | 0 | 0 | 0 | 0 | 0 | 0 | 0 | 0 | 0 | 0 | 0 | 0 | 0 | 0 | 0 | 0 | 0 | 0 | 0
F11_Industrial_Food Products_Existing_Process_Natural Gas_Commissioning_A_Achievable Technical Potential | F11 | Industrial | Food Products | Existing | Process | Natural Gas | Commissioning | A | Purchases (Cumulative) | Achievable Technical Potential | 0 | 0 | 0 | 0 | 0 | 0 | 0 | 0 | 0 | 0 | 0 | 0 | 0 | 0 | 0 | 0 | 0 | 0 | 0 | 0 | 0 | 0 | 0
F1_Industrial_Food Products_Existing_Space Heating_Natural Gas_Retrocommissioning_A_Achievable Technical Potential | F1 | Industrial | Food Products | Existing | Space Heating | Natural Gas | Retrocommissioning | A | Integrated Unit Energy Savings (kWh or therms) | Achievable Technical Potential | 0 | 0 | 1.4938 | 1.4896 | 1.4851 | 1.4804 | 1.4753 | 1.4698 | 1.4639 | 1.4574 | 1.4504 | 1.4431 | 1.4353 | 1.4271 | 1.4186 | 1.4097 | 1.4004 | 1.3917 | 1.3836 | 1.3761 | 1.3691 | 1.3628 | 0
F2_Industrial_Food Products_Existing_Space Heating_Natural Gas_Retrocommissioning_A_Achievable Technical Potential | F2 | Industrial | Food Products | Existing | Space Heating | Natural Gas | Retrocommissioning | A | Integrated Unit Summer Peak Savings (kW) | Achievable Technical Potential | 0 | 0 | 0 | 0 | 0 | 0 | 0 | 0 | 0 | 0 | 0 | 0 | 0 | 0 | 0 | 0 | 0 | 0 | 0 | 0 | 0 | 0 | 0
F3_Industrial_Food Products_Existing_Space Heating_Natural Gas_Retrocommissioning_A_Achievable Technical Potential | F3 | Industrial | Food Products | Existing | Space Heating | Natural Gas | Retrocommissioning | A | Integrated Unit Winter Peak Savings (kW) | Achievable Technical Potential | 0 | 0 | 0 | 0 | 0 | 0 | 0 | 0 | 0 | 0 | 0 | 0 | 0 | 0 | 0 | 0 | 0 | 0 | 0 | 0 | 0 | 0 | 0
F4_Industrial_Food Products_Existing_Space Heating_Natural Gas_Retrocommissioning_A_Achievable Technical Potential | F4 | Industrial | Food Products | Existing | Space Heating | Natural Gas | Retrocommissioning | A | Incremental Energy Savings (MWh or mTherms) | Achievable Technical Potential | 0 | 0 | 0.050881 | 0.049863 | 0.048858 | 0.047862 | 0.046876 | 0.045895 | 0.044921 | 0.043952 | 0.042988 | 0.042032 | 0.041085 | 0.040147 | 0.039218 | 0.038299 | 0.037393 | 0.03652 | 0.035681 | 0.034874 | 0.0341 | 0.033357 | 0
F5_Industrial_Food Products_Existing_Space Heating_Natural Gas_Retrocommissioning_A_Achievable Technical Potential | F5 | Industrial | Food Products | Existing | Space Heating | Natural Gas | Retrocommissioning | A | Incremental Summer Peak Savings (MW) | Achievable Technical Potential | 0 | 0 | 0 | 0 | 0 | 0 | 0 | 0 | 0 | 0 | 0 | 0 | 0 | 0 | 0 | 0 | 0 | 0 | 0 | 0 | 0 | 0 | 0
F6_Industrial_Food Products_Existing_Space Heating_Natural Gas_Retrocommissioning_A_Achievable Technical Potential | F6 | Industrial | Food Products | Existing | Space Heating | Natural Gas | Retrocommissioning | A | Incremental Winter Peak Savings (MW) | Achievable Technical Potential | 0 | 0 | 0 | 0 | 0 | 0 | 0 | 0 | 0 | 0 | 0 | 0 | 0 | 0 | 0 | 0 | 0 | 0 | 0 | 0 | 0 | 0 | 0
F7_Industrial_Food Products_Existing_Space Heating_Natural Gas_Retrocommissioning_A_Achievable Technical Potential | F7 | Industrial | Food Products | Existing | Space Heating | Natural Gas | Retrocommissioning | A | Cumulative Energy Savings (MWh or mTherms) | Achievable Technical Potential | 0 | 0 | 0.050881 | 0.1006 | 0.14916 | 0.19655 | 0.24275 | 0.28774 | 0.33149 | 0.37398 | 0.41519 | 0.45511 | 0.49374 | 0.53108 | 0.56711 | 0.60184 | 0.6353 | 0.66787 | 0.69965 | 0.73072 | 0.76113 | 0.79096 | 0
F8_Industrial_Food Products_Existing_Space Heating_Natural Gas_Retrocommissioning_A_Achievable Technical Potential | F8 | Industrial | Food Products | Existing | Space Heating | Natural Gas | Retrocommissioning | A | Cumulative Summer Peak Savings (MW) | Achievable Technical Potential | 0 | 0 | 0 | 0 | 0 | 0 | 0 | 0 | 0 | 0 | 0 | 0 | 0 | 0 | 0 | 0 | 0 | 0 | 0 | 0 | 0 | 0 | 0
F9_Industrial_Food Products_Existing_Space Heating_Natural Gas_Retrocommissioning_A_Achievable Technical Potential | F9 | Industrial | Food Products | Existing | Space Heating | Natural Gas | Retrocommissioning | A | Cumulative Winter Peak Savings (MW) | Achievable Technical Potential | 0 | 0 | 0 | 0 | 0 | 0 | 0 | 0 | 0 | 0 | 0 | 0 | 0 | 0 | 0 | 0 | 0 | 0 | 0 | 0 | 0 | 0 | 0
F10_Industrial_Food Products_Existing_Space Heating_Natural Gas_Retrocommissioning_A_Achievable Technical Potential | F10 | Industrial | Food Products | Existing | Space Heating | Natural Gas | Retrocommissioning | A | Purchases (Incremental) | Achievable Technical Potential | 0 | 0 | 34.0621 | 33.4748 | 32.8977 | 32.3305 | 31.7731 | 31.2252 | 30.6869 | 30.1578 | 29.6378 | 29.1268 | 28.6247 | 28.1311 | 27.6461 | 27.1694 | 26.701 | 26.2406 | 25.7882 | 25.3436 | 24.9066 | 24.4772 | 0
F11_Industrial_Food Products_Existing_Space Heating_Natural Gas_Retrocommissioning_A_Achievable Technical Potential | F11 | Industrial | Food Products | Existing | Space Heating | Natural Gas | Retrocommissioning | A | Purchases (Cumulative) | Achievable Technical Potential | 0 | 0 | 34.0621 | 67.5369 | 100.4346 | 132.7651 | 164.5382 | 195.7634 | 226.4503 | 256.6081 | 286.2459 | 315.3728 | 343.9974 | 372.1285 | 399.7746 | 426.9441 | 453.6451 | 479.8857 | 505.674 | 531.0176 | 555.9242 | 580.4014 | 0
F1_Industrial_Food Products_Existing_Process_Natural Gas_Retrocommissioning_A_Achievable Technical Potential | F1 | Industrial | Food Products | Existing | Process | Natural Gas | Retrocommissioning | A | Integrated Unit Energy Savings (kWh or therms) | Achievable Technical Potential | 0 | 0 | 0 | 0 | 0 | 0 | 0 | 0 | 0 | 0 | 0 | 0 | 0 | 0 | 0 | 0 | 0 | 0 | 0 | 0 | 0 | 0 | 0
F2_Industrial_Food Products_Existing_Process_Natural Gas_Retrocommissioning_A_Achievable Technical Potential | F2 | Industrial | Food Products | Existing | Process | Natural Gas | Retrocommissioning | A | Integrated Unit Summer Peak Savings (kW) | Achievable Technical Potential | 0 | 0 | 0 | 0 | 0 | 0 | 0 | 0 | 0 | 0 | 0 | 0 | 0 | 0 | 0 | 0 | 0 | 0 | 0 | 0 | 0 | 0 | 0
F3_Industrial_Food Products_Existing_Process_Natural Gas_Retrocommissioning_A_Achievable Technical Potential | F3 | Industrial | Food Products | Existing | Process | Natural Gas | Retrocommissioning | A | Integrated Unit Winter Peak Savings (kW) | Achievable Technical Potential | 0 | 0 | 0 | 0 | 0 | 0 | 0 | 0 | 0 | 0 | 0 | 0 | 0 | 0 | 0 | 0 | 0 | 0 | 0 | 0 | 0 | 0 | 0
F4_Industrial_Food Products_Existing_Process_Natural Gas_Retrocommissioning_A_Achievable Technical Potential | F4 | Industrial | Food Products | Existing | Process | Natural Gas | Retrocommissioning | A | Incremental Energy Savings (MWh or mTherms) | Achievable Technical Potential | 0 | 0 | 0 | 0 | 0 | 0 | 0 | 0 | 0 | 0 | 0 | 0 | 0 | 0 | 0 | 0 | 0 | 0 | 0 | 0 | 0 | 0 | 0
F5_Industrial_Food Products_Existing_Process_Natural Gas_Retrocommissioning_A_Achievable Technical Potential | F5 | Industrial | Food Products | Existing | Process | Natural Gas | Retrocommissioning | A | Incremental Summer Peak Savings (MW) | Achievable Technical Potential | 0 | 0 | 0 | 0 | 0 | 0 | 0 | 0 | 0 | 0 | 0 | 0 | 0 | 0 | 0 | 0 | 0 | 0 | 0 | 0 | 0 | 0 | 0
F6_Industrial_Food Products_Existing_Process_Natural Gas_Retrocommissioning_A_Achievable Technical Potential | F6 | Industrial | Food Products | Existing | Process | Natural Gas | Retrocommissioning | A | Incremental Winter Peak Savings (MW) | Achievable Technical Potential | 0 | 0 | 0 | 0 | 0 | 0 | 0 | 0 | 0 | 0 | 0 | 0 | 0 | 0 | 0 | 0 | 0 | 0 | 0 | 0 | 0 | 0 | 0
F7_Industrial_Food Products_Existing_Process_Natural Gas_Retrocommissioning_A_Achievable Technical Potential | F7 | Industrial | Food Products | Existing | Process | Natural Gas | Retrocommissioning | A | Cumulative Energy Savings (MWh or mTherms) | Achievable Technical Potential | 0 | 0 | 0 | 0 | 0 | 0 | 0 | 0 | 0 | 0 | 0 | 0 | 0 | 0 | 0 | 0 | 0 | 0 | 0 | 0 | 0 | 0 | 0
F8_Industrial_Food Products_Existing_Process_Natural Gas_Retrocommissioning_A_Achievable Technical Potential | F8 | Industrial | Food Products | Existing | Process | Natural Gas | Retrocommissioning | A | Cumulative Summer Peak Savings (MW) | Achievable Technical Potential | 0 | 0 | 0 | 0 | 0 | 0 | 0 | 0 | 0 | 0 | 0 | 0 | 0 | 0 | 0 | 0 | 0 | 0 | 0 | 0 | 0 | 0 | 0
F9_Industrial_Food Products_Existing_Process_Natural Gas_Retrocommissioning_A_Achievable Technical Potential | F9 | Industrial | Food Products | Existing | Process | Natural Gas | Retrocommissioning | A | Cumulative Winter Peak Savings (MW) | Achievable Technical Potential | 0 | 0 | 0 | 0 | 0 | 0 | 0 | 0 | 0 | 0 | 0 | 0 | 0 | 0 | 0 | 0 | 0 | 0 | 0 | 0 | 0 | 0 | 0
F10_Industrial_Food Products_Existing_Process_Natural Gas_Retrocommissioning_A_Achievable Technical Potential | F10 | Industrial | Food Products | Existing | Process | Natural Gas | Retrocommissioning | A | Purchases (Incremental) | Achievable Technical Potential | 0 | 0 | 34.0621 | 33.4748 | 32.8977 | 32.3305 | 31.7731 | 31.2252 | 30.6869 | 30.1578 | 29.6378 | 29.1268 | 28.6247 | 28.1311 | 27.6461 | 27.1694 | 26.701 | 26.2406 | 25.7882 | 25.3436 | 24.9066 | 24.4772 | 0
F11_Industrial_Food Products_Existing_Process_Natural Gas_Retrocommissioning_A_Achievable Technical Potential | F11 | Industrial | Food Products | Existing | Process | Natural Gas | Retrocommissioning | A | Purchases (Cumulative) | Achievable Technical Potential | 0 | 0 | 34.0621 | 67.5369 | 100.4346 | 132.7651 | 164.5382 | 195.7634 | 226.4503 | 256.6081 | 286.2459 | 315.3728 | 343.9974 | 372.1285 | 399.7746 | 426.9441 | 453.6451 | 479.8857 | 505.674 | 531.0176 | 555.9242 | 580.4014 | 0
F1_Industrial_Food Products_New_Space Heating_Natural Gas_Insulation - Roof/Ceiling_A_Achievable Technical Potential | F1 | Industrial | Food Products | New | Space Heating | Natural Gas | Insulation - Roof/Ceiling | A | Integrated Unit Energy Savings (kWh or therms) | Achievable Technical Potential | 0 | 0 | 0.078819 | 0.07787 | 0.077195 | 0.076566 | 0.076111 | 0.07561 | 0.07511 | 0.074582 | 0.074094 | 0.073577 | 0.072935 | 0.072343 | 0.071732 | 0.071231 | 0.070801 | 0.070401 | 0.070158 | 0.069956 | 0.069841 | 0.069816 | 0
F2_Industrial_Food Products_New_Space Heating_Natural Gas_Insulation - Roof/Ceiling_A_Achievable Technical Potential | F2 | Industrial | Food Products | New | Space Heating | Natural Gas | Insulation - Roof/Ceiling | A | Integrated Unit Summer Peak Savings (kW) | Achievable Technical Potential | 0 | 0 | 0 | 0 | 0 | 0 | 0 | 0 | 0 | 0 | 0 | 0 | 0 | 0 | 0 | 0 | 0 | 0 | 0 | 0 | 0 | 0 | 0
F3_Industrial_Food Products_New_Space Heating_Natural Gas_Insulation - Roof/Ceiling_A_Achievable Technical Potential | F3 | Industrial | Food Products | New | Space Heating | Natural Gas | Insulation - Roof/Ceiling | A | Integrated Unit Winter Peak Savings (kW) | Achievable Technical Potential | 0 | 0 | 0 | 0 | 0 | 0 | 0 | 0 | 0 | 0 | 0 | 0 | 0 | 0 | 0 | 0 | 0 | 0 | 0 | 0 | 0 | 0 | 0
F4_Industrial_Food Products_New_Space Heating_Natural Gas_Insulation - Roof/Ceiling_A_Achievable Technical Potential | F4 | Industrial | Food Products | New | Space Heating | Natural Gas | Insulation - Roof/Ceiling | A | Incremental Energy Savings (MWh or mTherms) | Achievable Technical Potential | 0 | 0 | 0 | 0 | 0 | 0 | 0 | 0 | 0 | 0 | 0 | 0 | 0 | 0 | 0 | 0 | 0 | 0 | 0 | 0 | 0 | 0 | 0
F5_Industrial_Food Products_New_Space Heating_Natural Gas_Insulation - Roof/Ceiling_A_Achievable Technical Potential | F5 | Industrial | Food Products | New | Space Heating | Natural Gas | Insulation - Roof/Ceiling | A | Incremental Summer Peak Savings (MW) | Achievable Technical Potential | 0 | 0 | 0 | 0 | 0 | 0 | 0 | 0 | 0 | 0 | 0 | 0 | 0 | 0 | 0 | 0 | 0 | 0 | 0 | 0 | 0 | 0 | 0
F6_Industrial_Food Products_New_Space Heating_Natural Gas_Insulation - Roof/Ceiling_A_Achievable Technical Potential | F6 | Industrial | Food Products | New | Space Heating | Natural Gas | Insulation - Roof/Ceiling | A | Incremental Winter Peak Savings (MW) | Achievable Technical Potential | 0 | 0 | 0 | 0 | 0 | 0 | 0 | 0 | 0 | 0 | 0 | 0 | 0 | 0 | 0 | 0 | 0 | 0 | 0 | 0 | 0 | 0 | 0
F7_Industrial_Food Products_New_Space Heating_Natural Gas_Insulation - Roof/Ceiling_A_Achievable Technical Potential | F7 | Industrial | Food Products | New | Space Heating | Natural Gas | Insulation - Roof/Ceiling | A | Cumulative Energy Savings (MWh or mTherms) | Achievable Technical Potential | 0 | 0 | 0 | 0 | 0 | 0 | 0 | 0 | 0 | 0 | 0 | 0 | 0 | 0 | 0 | 0 | 0 | 0 | 0 | 0 | 0 | 0 | 0
F8_Industrial_Food Products_New_Space Heating_Natural Gas_Insulation - Roof/Ceiling_A_Achievable Technical Potential | F8 | Industrial | Food Products | New | Space Heating | Natural Gas | Insulation - Roof/Ceiling | A | Cumulative Summer Peak Savings (MW) | Achievable Technical Potential | 0 | 0 | 0 | 0 | 0 | 0 | 0 | 0 | 0 | 0 | 0 | 0 | 0 | 0 | 0 | 0 | 0 | 0 | 0 | 0 | 0 | 0 | 0
F9_Industrial_Food Products_New_Space Heating_Natural Gas_Insulation - Roof/Ceiling_A_Achievable Technical Potential | F9 | Industrial | Food Products | New | Space Heating | Natural Gas | Insulation - Roof/Ceiling | A | Cumulative Winter Peak Savings (MW) | Achievable Technical Potential | 0 | 0 | 0 | 0 | 0 | 0 | 0 | 0 | 0 | 0 | 0 | 0 | 0 | 0 | 0 | 0 | 0 | 0 | 0 | 0 | 0 | 0 | 0
F10_Industrial_Food Products_New_Space Heating_Natural Gas_Insulation - Roof/Ceiling_A_Achievable Technical Potential | F10 | Industrial | Food Products | New | Space Heating | Natural Gas | Insulation - Roof/Ceiling | A | Purchases (Incremental) | Achievable Technical Potential | 0 | 0 | 0 | 0 | 0 | 0 | 0 | 0 | 0 | 0 | 0 | 0 | 0 | 0 | 0 | 0 | 0 | 0 | 0 | 0 | 0 | 0 | 0
F11_Industrial_Food Products_New_Space Heating_Natural Gas_Insulation - Roof/Ceiling_A_Achievable Technical Potential | F11 | Industrial | Food Products | New | Space Heating | Natural Gas | Insulation - Roof/Ceiling | A | Purchases (Cumulative) | Achievable Technical Potential | 0 | 0 | 0 | 0 | 0 | 0 | 0 | 0 | 0 | 0 | 0 | 0 | 0 | 0 | 0 | 0 | 0 | 0 | 0 | 0 | 0 | 0 | 0
F1_Industrial_Food Products_New_Space Heating_Natural Gas_Insulation - Wall Cavity_A_Achievable Technical Potential | F1 | Industrial | Food Products | New | Space Heating | Natural Gas | Insulation - Wall Cavity | A | Integrated Unit Energy Savings (kWh or therms) | Achievable Technical Potential | 0 | 0 | 0.017243 | 0.017035 | 0.016888 | 0.01675 | 0.016651 | 0.016541 | 0.016432 | 0.016316 | 0.016209 | 0.016096 | 0.015956 | 0.015826 | 0.015693 | 0.015583 | 0.015489 | 0.015401 | 0.015348 | 0.015304 | 0.015279 | 0.015273 | 0
F2_Industrial_Food Products_New_Space Heating_Natural Gas_Insulation - Wall Cavity_A_Achievable Technical Potential | F2 | Industrial | Food Products | New | Space Heating | Natural Gas | Insulation - Wall Cavity | A | Integrated Unit Summer Peak Savings (kW) | Achievable Technical Potential | 0 | 0 | 0 | 0 | 0 | 0 | 0 | 0 | 0 | 0 | 0 | 0 | 0 | 0 | 0 | 0 | 0 | 0 | 0 | 0 | 0 | 0 | 0
F3_Industrial_Food Products_New_Space Heating_Natural Gas_Insulation - Wall Cavity_A_Achievable Technical Potential | F3 | Industrial | Food Products | New | Space Heating | Natural Gas | Insulation - Wall Cavity | A | Integrated Unit Winter Peak Savings (kW) | Achievable Technical Potential | 0 | 0 | 0 | 0 | 0 | 0 | 0 | 0 | 0 | 0 | 0 | 0 | 0 | 0 | 0 | 0 | 0 | 0 | 0 | 0 | 0 | 0 | 0
F4_Industrial_Food Products_New_Space Heating_Natural Gas_Insulation - Wall Cavity_A_Achievable Technical Potential | F4 | Industrial | Food Products | New | Space Heating | Natural Gas | Insulation - Wall Cavity | A | Incremental Energy Savings (MWh or mTherms) | Achievable Technical Potential | 0 | 0 | 0 | 0 | 0 | 0 | 0 | 0 | 0 | 0 | 0 | 0 | 0 | 0 | 0 | 0 | 0 | 0 | 0 | 0 | 0 | 0 | 0
F5_Industrial_Food Products_New_Space Heating_Natural Gas_Insulation - Wall Cavity_A_Achievable Technical Potential | F5 | Industrial | Food Products | New | Space Heating | Natural Gas | Insulation - Wall Cavity | A | Incremental Summer Peak Savings (MW) | Achievable Technical Potential | 0 | 0 | 0 | 0 | 0 | 0 | 0 | 0 | 0 | 0 | 0 | 0 | 0 | 0 | 0 | 0 | 0 | 0 | 0 | 0 | 0 | 0 | 0
F6_Industrial_Food Products_New_Space Heating_Natural Gas_Insulation - Wall Cavity_A_Achievable Technical Potential | F6 | Industrial | Food Products | New | Space Heating | Natural Gas | Insulation - Wall Cavity | A | Incremental Winter Peak Savings (MW) | Achievable Technical Potential | 0 | 0 | 0 | 0 | 0 | 0 | 0 | 0 | 0 | 0 | 0 | 0 | 0 | 0 | 0 | 0 | 0 | 0 | 0 | 0 | 0 | 0 | 0
F7_Industrial_Food Products_New_Space Heating_Natural Gas_Insulation - Wall Cavity_A_Achievable Technical Potential | F7 | Industrial | Food Products | New | Space Heating | Natural Gas | Insulation - Wall Cavity | A | Cumulative Energy Savings (MWh or mTherms) | Achievable Technical Potential | 0 | 0 | 0 | 0 | 0 | 0 | 0 | 0 | 0 | 0 | 0 | 0 | 0 | 0 | 0 | 0 | 0 | 0 | 0 | 0 | 0 | 0 | 0
F8_Industrial_Food Products_New_Space Heating_Natural Gas_Insulation - Wall Cavity_A_Achievable Technical Potential | F8 | Industrial | Food Products | New | Space Heating | Natural Gas | Insulation - Wall Cavity | A | Cumulative Summer Peak Savings (MW) | Achievable Technical Potential | 0 | 0 | 0 | 0 | 0 | 0 | 0 | 0 | 0 | 0 | 0 | 0 | 0 | 0 | 0 | 0 | 0 | 0 | 0 | 0 | 0 | 0 | 0
F9_Industrial_Food Products_New_Space Heating_Natural Gas_Insulation - Wall Cavity_A_Achievable Technical Potential | F9 | Industrial | Food Products | New | Space Heating | Natural Gas | Insulation - Wall Cavity | A | Cumulative Winter Peak Savings (MW) | Achievable Technical Potential | 0 | 0 | 0 | 0 | 0 | 0 | 0 | 0 | 0 | 0 | 0 | 0 | 0 | 0 | 0 | 0 | 0 | 0 | 0 | 0 | 0 | 0 | 0
F10_Industrial_Food Products_New_Space Heating_Natural Gas_Insulation - Wall Cavity_A_Achievable Technical Potential | F10 | Industrial | Food Products | New | Space Heating | Natural Gas | Insulation - Wall Cavity | A | Purchases (Incremental) | Achievable Technical Potential | 0 | 0 | 0 | 0 | 0 | 0 | 0 | 0 | 0 | 0 | 0 | 0 | 0 | 0 | 0 | 0 | 0 | 0 | 0 | 0 | 0 | 0 | 0
F11_Industrial_Food Products_New_Space Heating_Natural Gas_Insulation - Wall Cavity_A_Achievable Technical Potential | F11 | Industrial | Food Products | New | Space Heating | Natural Gas | Insulation - Wall Cavity | A | Purchases (Cumulative) | Achievable Technical Potential | 0 | 0 | 0 | 0 | 0 | 0 | 0 | 0 | 0 | 0 | 0 | 0 | 0 | 0 | 0 | 0 | 0 | 0 | 0 | 0 | 0 | 0 | 0
F1_Industrial_Food Products_New_Space Heating_Natural Gas_Insulation - Ducting_A_Achievable Technical Potential | F1 | Industrial | Food Products | New | Space Heating | Natural Gas | Insulation - Ducting | A | Integrated Unit Energy Savings (kWh or therms) | Achievable Technical Potential | 0 | 0 | 0.0012705 | 0.0012548 | 0.0012436 | 0.0012332 | 0.0012255 | 0.001217 | 0.0012086 | 0.0011998 | 0.0011915 | 0.0011829 | 0.0011722 | 0.0011625 | 0.0011524 | 0.0011441 | 0.001137 | 0.0011305 | 0.0011264 | 0.0011231 | 0.0011212 | 0.0011207 | 0
F2_Industrial_Food Products_New_Space Heating_Natural Gas_Insulation - Ducting_A_Achievable Technical Potential | F2 | Industrial | Food Products | New | Space Heating | Natural Gas | Insulation - Ducting | A | Integrated Unit Summer Peak Savings (kW) | Achievable Technical Potential | 0 | 0 | 0 | 0 | 0 | 0 | 0 | 0 | 0 | 0 | 0 | 0 | 0 | 0 | 0 | 0 | 0 | 0 | 0 | 0 | 0 | 0 | 0
F3_Industrial_Food Products_New_Space Heating_Natural Gas_Insulation - Ducting_A_Achievable Technical Potential | F3 | Industrial | Food Products | New | Space Heating | Natural Gas | Insulation - Ducting | A | Integrated Unit Winter Peak Savings (kW) | Achievable Technical Potential | 0 | 0 | 0 | 0 | 0 | 0 | 0 | 0 | 0 | 0 | 0 | 0 | 0 | 0 | 0 | 0 | 0 | 0 | 0 | 0 | 0 | 0 | 0
F4_Industrial_Food Products_New_Space Heating_Natural Gas_Insulation - Ducting_A_Achievable Technical Potential | F4 | Industrial | Food Products | New | Space Heating | Natural Gas | Insulation - Ducting | A | Incremental Energy Savings (MWh or mTherms) | Achievable Technical Potential | 0 | 0 | 0 | 0 | 0 | 0 | 0 | 0 | 0 | 0 | 0 | 0 | 0 | 0 | 0 | 0 | 0 | 0 | 0 | 0 | 0 | 0 | 0
F5_Industrial_Food Products_New_Space Heating_Natural Gas_Insulation - Ducting_A_Achievable Technical Potential | F5 | Industrial | Food Products | New | Space Heating | Natural Gas | Insulation - Ducting | A | Incremental Summer Peak Savings (MW) | Achievable Technical Potential | 0 | 0 | 0 | 0 | 0 | 0 | 0 | 0 | 0 | 0 | 0 | 0 | 0 | 0 | 0 | 0 | 0 | 0 | 0 | 0 | 0 | 0 | 0
F6_Industrial_Food Products_New_Space Heating_Natural Gas_Insulation - Ducting_A_Achievable Technical Potential | F6 | Industrial | Food Products | New | Space Heating | Natural Gas | Insulation - Ducting | A | Incremental Winter Peak Savings (MW) | Achievable Technical Potential | 0 | 0 | 0 | 0 | 0 | 0 | 0 | 0 | 0 | 0 | 0 | 0 | 0 | 0 | 0 | 0 | 0 | 0 | 0 | 0 | 0 | 0 | 0
F7_Industrial_Food Products_New_Space Heating_Natural Gas_Insulation - Ducting_A_Achievable Technical Potential | F7 | Industrial | Food Products | New | Space Heating | Natural Gas | Insulation - Ducting | A | Cumulative Energy Savings (MWh or mTherms) | Achievable Technical Potential | 0 | 0 | 0 | 0 | 0 | 0 | 0 | 0 | 0 | 0 | 0 | 0 | 0 | 0 | 0 | 0 | 0 | 0 | 0 | 0 | 0 | 0 | 0
F8_Industrial_Food Products_New_Space Heating_Natural Gas_Insulation - Ducting_A_Achievable Technical Potential | F8 | Industrial | Food Products | New | Space Heating | Natural Gas | Insulation - Ducting | A | Cumulative Summer Peak Savings (MW) | Achievable Technical Potential | 0 | 0 | 0 | 0 | 0 | 0 | 0 | 0 | 0 | 0 | 0 | 0 | 0 | 0 | 0 | 0 | 0 | 0 | 0 | 0 | 0 | 0 | 0
F9_Industrial_Food Products_New_Space Heating_Natural Gas_Insulation - Ducting_A_Achievable Technical Potential | F9 | Industrial | Food Products | New | Space Heating | Natural Gas | Insulation - Ducting | A | Cumulative Winter Peak Savings (MW) | Achievable Technical Potential | 0 | 0 | 0 | 0 | 0 | 0 | 0 | 0 | 0 | 0 | 0 | 0 | 0 | 0 | 0 | 0 | 0 | 0 | 0 | 0 | 0 | 0 | 0
F10_Industrial_Food Products_New_Space Heating_Natural Gas_Insulation - Ducting_A_Achievable Technical Potential | F10 | Industrial | Food Products | New | Space Heating | Natural Gas | Insulation - Ducting | A | Purchases (Incremental) | Achievable Technical Potential | 0 | 0 | 0 | 0 | 0 | 0 | 0 | 0 | 0 | 0 | 0 | 0 | 0 | 0 | 0 | 0 | 0 | 0 | 0 | 0 | 0 | 0 | 0
F11_Industrial_Food Products_New_Space Heating_Natural Gas_Insulation - Ducting_A_Achievable Technical Potential | F11 | Industrial | Food Products | New | Space Heating | Natural Gas | Insulation - Ducting | A | Purchases (Cumulative) | Achievable Technical Potential | 0 | 0 | 0 | 0 | 0 | 0 | 0 | 0 | 0 | 0 | 0 | 0 | 0 | 0 | 0 | 0 | 0 | 0 | 0 | 0 | 0 | 0 | 0
F1_Industrial_Food Products_New_Space Heating_Natural Gas_HVAC - Duct Repair and Sealing_A_Achievable Technical Potential | F1 | Industrial | Food Products | New | Space Heating | Natural Gas | HVAC - Duct Repair and Sealing | A | Integrated Unit Energy Savings (kWh or therms) | Achievable Technical Potential | 0 | 0 | 0.0035933 | 0.0035491 | 0.0035174 | 0.0034879 | 0.0034659 | 0.0034421 | 0.0034182 | 0.0033933 | 0.00337 | 0.0033455 | 0.0033154 | 0.0032878 | 0.0032592 | 0.0032359 | 0.0032159 | 0.0031974 | 0.0031859 | 0.0031765 | 0.003171 | 0.0031697 | 0
F2_Industrial_Food Products_New_Space Heating_Natural Gas_HVAC - Duct Repair and Sealing_A_Achievable Technical Potential | F2 | Industrial | Food Products | New | Space Heating | Natural Gas | HVAC - Duct Repair and Sealing | A | Integrated Unit Summer Peak Savings (kW) | Achievable Technical Potential | 0 | 0 | 0 | 0 | 0 | 0 | 0 | 0 | 0 | 0 | 0 | 0 | 0 | 0 | 0 | 0 | 0 | 0 | 0 | 0 | 0 | 0 | 0
F3_Industrial_Food Products_New_Space Heating_Natural Gas_HVAC - Duct Repair and Sealing_A_Achievable Technical Potential | F3 | Industrial | Food Products | New | Space Heating | Natural Gas | HVAC - Duct Repair and Sealing | A | Integrated Unit Winter Peak Savings (kW) | Achievable Technical Potential | 0 | 0 | 0 | 0 | 0 | 0 | 0 | 0 | 0 | 0 | 0 | 0 | 0 | 0 | 0 | 0 | 0 | 0 | 0 | 0 | 0 | 0 | 0
F4_Industrial_Food Products_New_Space Heating_Natural Gas_HVAC - Duct Repair and Sealing_A_Achievable Technical Potential | F4 | Industrial | Food Products | New | Space Heating | Natural Gas | HVAC - Duct Repair and Sealing | A | Incremental Energy Savings (MWh or mTherms) | Achievable Technical Potential | 0 | 0 | 0 | 0 | 0 | 0 | 0 | 0 | 0 | 0 | 0 | 0 | 0 | 0 | 0 | 0 | 0 | 0 | 0 | 0 | 0 | 0 | 0
F5_Industrial_Food Products_New_Space Heating_Natural Gas_HVAC - Duct Repair and Sealing_A_Achievable Technical Potential | F5 | Industrial | Food Products | New | Space Heating | Natural Gas | HVAC - Duct Repair and Sealing | A | Incremental Summer Peak Savings (MW) | Achievable Technical Potential | 0 | 0 | 0 | 0 | 0 | 0 | 0 | 0 | 0 | 0 | 0 | 0 | 0 | 0 | 0 | 0 | 0 | 0 | 0 | 0 | 0 | 0 | 0
F6_Industrial_Food Products_New_Space Heating_Natural Gas_HVAC - Duct Repair and Sealing_A_Achievable Technical Potential | F6 | Industrial | Food Products | New | Space Heating | Natural Gas | HVAC - Duct Repair and Sealing | A | Incremental Winter Peak Savings (MW) | Achievable Technical Potential | 0 | 0 | 0 | 0 | 0 | 0 | 0 | 0 | 0 | 0 | 0 | 0 | 0 | 0 | 0 | 0 | 0 | 0 | 0 | 0 | 0 | 0 | 0
F7_Industrial_Food Products_New_Space Heating_Natural Gas_HVAC - Duct Repair and Sealing_A_Achievable Technical Potential | F7 | Industrial | Food Products | New | Space Heating | Natural Gas | HVAC - Duct Repair and Sealing | A | Cumulative Energy Savings (MWh or mTherms) | Achievable Technical Potential | 0 | 0 | 0 | 0 | 0 | 0 | 0 | 0 | 0 | 0 | 0 | 0 | 0 | 0 | 0 | 0 | 0 | 0 | 0 | 0 | 0 | 0 | 0
F8_Industrial_Food Products_New_Space Heating_Natural Gas_HVAC - Duct Repair and Sealing_A_Achievable Technical Potential | F8 | Industrial | Food Products | New | Space Heating | Natural Gas | HVAC - Duct Repair and Sealing | A | Cumulative Summer Peak Savings (MW) | Achievable Technical Potential | 0 | 0 | 0 | 0 | 0 | 0 | 0 | 0 | 0 | 0 | 0 | 0 | 0 | 0 | 0 | 0 | 0 | 0 | 0 | 0 | 0 | 0 | 0
F9_Industrial_Food Products_New_Space Heating_Natural Gas_HVAC - Duct Repair and Sealing_A_Achievable Technical Potential | F9 | Industrial | Food Products | New | Space Heating | Natural Gas | HVAC - Duct Repair and Sealing | A | Cumulative Winter Peak Savings (MW) | Achievable Technical Potential | 0 | 0 | 0 | 0 | 0 | 0 | 0 | 0 | 0 | 0 | 0 | 0 | 0 | 0 | 0 | 0 | 0 | 0 | 0 | 0 | 0 | 0 | 0
F10_Industrial_Food Products_New_Space Heating_Natural Gas_HVAC - Duct Repair and Sealing_A_Achievable Technical Potential | F10 | Industrial | Food Products | New | Space Heating | Natural Gas | HVAC - Duct Repair and Sealing | A | Purchases (Incremental) | Achievable Technical Potential | 0 | 0 | 0 | 0 | 0 | 0 | 0 | 0 | 0 | 0 | 0 | 0 | 0 | 0 | 0 | 0 | 0 | 0 | 0 | 0 | 0 | 0 | 0
F11_Industrial_Food Products_New_Space Heating_Natural Gas_HVAC - Duct Repair and Sealing_A_Achievable Technical Potential | F11 | Industrial | Food Products | New | Space Heating | Natural Gas | HVAC - Duct Repair and Sealing | A | Purchases (Cumulative) | Achievable Technical Potential | 0 | 0 | 0 | 0 | 0 | 0 | 0 | 0 | 0 | 0 | 0 | 0 | 0 | 0 | 0 | 0 | 0 | 0 | 0 | 0 | 0 | 0 | 0
F1_Industrial_Food Products_New_Space Heating_Natural Gas_Windows - High Efficiency_A_Achievable Technical Potential | F1 | Industrial | Food Products | New | Space Heating | Natural Gas | Windows - High Efficiency | A | Integrated Unit Energy Savings (kWh or therms) | Achievable Technical Potential | 0 | 0 | 0.0073714 | 0.0072817 | 0.0072176 | 0.007158 | 0.0071142 | 0.0070663 | 0.0070185 | 0.0069681 | 0.0069214 | 0.0068721 | 0.0068112 | 0.0067552 | 0.0066972 | 0.0066497 | 0.0066089 | 0.0065713 | 0.0065481 | 0.0065289 | 0.006518 | 0.0065154 | 0
F2_Industrial_Food Products_New_Space Heating_Natural Gas_Windows - High Efficiency_A_Achievable Technical Potential | F2 | Industrial | Food Products | New | Space Heating | Natural Gas | Windows - High Efficiency | A | Integrated Unit Summer Peak Savings (kW) | Achievable Technical Potential | 0 | 0 | 0 | 0 | 0 | 0 | 0 | 0 | 0 | 0 | 0 | 0 | 0 | 0 | 0 | 0 | 0 | 0 | 0 | 0 | 0 | 0 | 0
F3_Industrial_Food Products_New_Space Heating_Natural Gas_Windows - High Efficiency_A_Achievable Technical Potential | F3 | Industrial | Food Products | New | Space Heating | Natural Gas | Windows - High Efficiency | A | Integrated Unit Winter Peak Savings (kW) | Achievable Technical Potential | 0 | 0 | 0 | 0 | 0 | 0 | 0 | 0 | 0 | 0 | 0 | 0 | 0 | 0 | 0 | 0 | 0 | 0 | 0 | 0 | 0 | 0 | 0
F4_Industrial_Food Products_New_Space Heating_Natural Gas_Windows - High Efficiency_A_Achievable Technical Potential | F4 | Industrial | Food Products | New | Space Heating | Natural Gas | Windows - High Efficiency | A | Incremental Energy Savings (MWh or mTherms) | Achievable Technical Potential | 0 | 0 | 0 | 0 | 0 | 0 | 0 | 0 | 0 | 0 | 0 | 0 | 0 | 0 | 0 | 0 | 0 | 0 | 0 | 0 | 0 | 0 | 0
F5_Industrial_Food Products_New_Space Heating_Natural Gas_Windows - High Efficiency_A_Achievable Technical Potential | F5 | Industrial | Food Products | New | Space Heating | Natural Gas | Windows - High Efficiency | A | Incremental Summer Peak Savings (MW) | Achievable Technical Potential | 0 | 0 | 0 | 0 | 0 | 0 | 0 | 0 | 0 | 0 | 0 | 0 | 0 | 0 | 0 | 0 | 0 | 0 | 0 | 0 | 0 | 0 | 0
F6_Industrial_Food Products_New_Space Heating_Natural Gas_Windows - High Efficiency_A_Achievable Technical Potential | F6 | Industrial | Food Products | New | Space Heating | Natural Gas | Windows - High Efficiency | A | Incremental Winter Peak Savings (MW) | Achievable Technical Potential | 0 | 0 | 0 | 0 | 0 | 0 | 0 | 0 | 0 | 0 | 0 | 0 | 0 | 0 | 0 | 0 | 0 | 0 | 0 | 0 | 0 | 0 | 0
F7_Industrial_Food Products_New_Space Heating_Natural Gas_Windows - High Efficiency_A_Achievable Technical Potential | F7 | Industrial | Food Products | New | Space Heating | Natural Gas | Windows - High Efficiency | A | Cumulative Energy Savings (MWh or mTherms) | Achievable Technical Potential | 0 | 0 | 0 | 0 | 0 | 0 | 0 | 0 | 0 | 0 | 0 | 0 | 0 | 0 | 0 | 0 | 0 | 0 | 0 | 0 | 0 | 0 | 0
F8_Industrial_Food Products_New_Space Heating_Natural Gas_Windows - High Efficiency_A_Achievable Technical Potential | F8 | Industrial | Food Products | New | Space Heating | Natural Gas | Windows - High Efficiency | A | Cumulative Summer Peak Savings (MW) | Achievable Technical Potential | 0 | 0 | 0 | 0 | 0 | 0 | 0 | 0 | 0 | 0 | 0 | 0 | 0 | 0 | 0 | 0 | 0 | 0 | 0 | 0 | 0 | 0 | 0
F9_Industrial_Food Products_New_Space Heating_Natural Gas_Windows - High Efficiency_A_Achievable Technical Potential | F9 | Industrial | Food Products | New | Space Heating | Natural Gas | Windows - High Efficiency | A | Cumulative Winter Peak Savings (MW) | Achievable Technical Potential | 0 | 0 | 0 | 0 | 0 | 0 | 0 | 0 | 0 | 0 | 0 | 0 | 0 | 0 | 0 | 0 | 0 | 0 | 0 | 0 | 0 | 0 | 0
F10_Industrial_Food Products_New_Space Heating_Natural Gas_Windows - High Efficiency_A_Achievable Technical Potential | F10 | Industrial | Food Products | New | Space Heating | Natural Gas | Windows - High Efficiency | A | Purchases (Incremental) | Achievable Technical Potential | 0 | 0 | 0 | 0 | 0 | 0 | 0 | 0 | 0 | 0 | 0 | 0 | 0 | 0 | 0 | 0 | 0 | 0 | 0 | 0 | 0 | 0 | 0
F11_Industrial_Food Products_New_Space Heating_Natural Gas_Windows - High Efficiency_A_Achievable Technical Potential | F11 | Industrial | Food Products | New | Space Heating | Natural Gas | Windows - High Efficiency | A | Purchases (Cumulative) | Achievable Technical Potential | 0 | 0 | 0 | 0 | 0 | 0 | 0 | 0 | 0 | 0 | 0 | 0 | 0 | 0 | 0 | 0 | 0 | 0 | 0 | 0 | 0 | 0 | 0
F1_Industrial_Food Products_New_Space Heating_Natural Gas_Gas Boiler - Maintenance_A_Achievable Technical Potential | F1 | Industrial | Food Products | New | Space Heating | Natural Gas | Gas Boiler - Maintenance | A | Integrated Unit Energy Savings (kWh or therms) | Achievable Technical Potential | 0 | 0 | 0.90906 | 0.8991 | 0.89238 | 0.88632 | 0.88289 | 0.87898 | 0.8754 | 0.87177 | 0.8693 | 0.86669 | 0.86282 | 0.85931 | 0.85596 | 0.85312 | 0.85046 | 0.84698 | 0.84529 | 0.84295 | 0.84107 | 0.83987 | 0
F2_Industrial_Food Products_New_Space Heating_Natural Gas_Gas Boiler - Maintenance_A_Achievable Technical Potential | F2 | Industrial | Food Products | New | Space Heating | Natural Gas | Gas Boiler - Maintenance | A | Integrated Unit Summer Peak Savings (kW) | Achievable Technical Potential | 0 | 0 | 0 | 0 | 0 | 0 | 0 | 0 | 0 | 0 | 0 | 0 | 0 | 0 | 0 | 0 | 0 | 0 | 0 | 0 | 0 | 0 | 0
F3_Industrial_Food Products_New_Space Heating_Natural Gas_Gas Boiler - Maintenance_A_Achievable Technical Potential | F3 | Industrial | Food Products | New | Space Heating | Natural Gas | Gas Boiler - Maintenance | A | Integrated Unit Winter Peak Savings (kW) | Achievable Technical Potential | 0 | 0 | 0 | 0 | 0 | 0 | 0 | 0 | 0 | 0 | 0 | 0 | 0 | 0 | 0 | 0 | 0 | 0 | 0 | 0 | 0 | 0 | 0
F4_Industrial_Food Products_New_Space Heating_Natural Gas_Gas Boiler - Maintenance_A_Achievable Technical Potential | F4 | Industrial | Food Products | New | Space Heating | Natural Gas | Gas Boiler - Maintenance | A | Incremental Energy Savings (MWh or mTherms) | Achievable Technical Potential | 0 | 0 | 0.00045398 | 0.00054925 | 0.00053813 | 0.00055561 | 0.00055817 | 0.00055412 | 0.00054877 | 0.00055114 | 0.00054802 | 0.00097613 | 0.0010726 | 0.0010599 | 0.0019281 | 0.002121 | 0.002098 | 0.0038157 | 0.0042031 | 0.0041589 | 0.0076854 | 0.0083702 | 0
F5_Industrial_Food Products_New_Space Heating_Natural Gas_Gas Boiler - Maintenance_A_Achievable Technical Potential | F5 | Industrial | Food Products | New | Space Heating | Natural Gas | Gas Boiler - Maintenance | A | Incremental Summer Peak Savings (MW) | Achievable Technical Potential | 0 | 0 | 0 | 0 | 0 | 0 | 0 | 0 | 0 | 0 | 0 | 0 | 0 | 0 | 0 | 0 | 0 | 0 | 0 | 0 | 0 | 0 | 0
F6_Industrial_Food Products_New_Space Heating_Natural Gas_Gas Boiler - Maintenance_A_Achievable Technical Potential | F6 | Industrial | Food Products | New | Space Heating | Natural Gas | Gas Boiler - Maintenance | A | Incremental Winter Peak Savings (MW) | Achievable Technical Potential | 0 | 0 | 0 | 0 | 0 | 0 | 0 | 0 | 0 | 0 | 0 | 0 | 0 | 0 | 0 | 0 | 0 | 0 | 0 | 0 | 0 | 0 | 0
F7_Industrial_Food Products_New_Space Heating_Natural Gas_Gas Boiler - Maintenance_A_Achievable Technical Potential | F7 | Industrial | Food Products | New | Space Heating | Natural Gas | Gas Boiler - Maintenance | A | Cumulative Energy Savings (MWh or mTherms) | Achievable Technical Potential | 0 | 0 | 0.00045398 | 0.00099826 | 0.0015289 | 0.0016315 | 0.001644 | 0.0016608 | 0.0016541 | 0.0016472 | 0.0016425 | 0.0016376 | 0.0016303 | 0.0016237 | 0.0016173 | 0.001612 | 0.0016069 | 0.0016004 | 0.0015972 | 0.0015927 | 0.0015892 | 0.0015869 | 0
F8_Industrial_Food Products_New_Space Heating_Natural Gas_Gas Boiler - Maintenance_A_Achievable Technical Potential | F8 | Industrial | Food Products | New | Space Heating | Natural Gas | Gas Boiler - Maintenance | A | Cumulative Summer Peak Savings (MW) | Achievable Technical Potential | 0 | 0 | 0 | 0 | 0 | 0 | 0 | 0 | 0 | 0 | 0 | 0 | 0 | 0 | 0 | 0 | 0 | 0 | 0 | 0 | 0 | 0 | 0
F9_Industrial_Food Products_New_Space Heating_Natural Gas_Gas Boiler - Maintenance_A_Achievable Technical Potential | F9 | Industrial | Food Products | New | Space Heating | Natural Gas | Gas Boiler - Maintenance | A | Cumulative Winter Peak Savings (MW) | Achievable Technical Potential | 0 | 0 | 0 | 0 | 0 | 0 | 0 | 0 | 0 | 0 | 0 | 0 | 0 | 0 | 0 | 0 | 0 | 0 | 0 | 0 | 0 | 0 | 0
F10_Industrial_Food Products_New_Space Heating_Natural Gas_Gas Boiler - Maintenance_A_Achievable Technical Potential | F10 | Industrial | Food Products | New | Space Heating | Natural Gas | Gas Boiler - Maintenance | A | Purchases (Incremental) | Achievable Technical Potential | 0 | 0 | 0.4994 | 0.61089 | 0.60303 | 0.62688 | 0.63221 | 0.63042 | 0.62688 | 0.63221 | 0.63042 | 1.1263 | 1.2431 | 1.2334 | 2.2526 | 2.4862 | 2.4669 | 4.5051 | 4.9724 | 4.9338 | 9.1377 | 9.9661 | 0
F11_Industrial_Food Products_New_Space Heating_Natural Gas_Gas Boiler - Maintenance_A_Achievable Technical Potential | F11 | Industrial | Food Products | New | Space Heating | Natural Gas | Gas Boiler - Maintenance | A | Purchases (Cumulative) | Achievable Technical Potential | 0 | 0 | 0.4994 | 1.1103 | 1.7133 | 1.8408 | 1.8621 | 1.8895 | 1.8895 | 1.8895 | 1.8895 | 1.8895 | 1.8895 | 1.8895 | 1.8895 | 1.8895 | 1.8895 | 1.8895 | 1.8895 | 1.8895 | 1.8895 | 1.8895 | 0
F1_Industrial_Food Products_New_Process_Natural Gas_Gas Boiler - Maintenance_A_Achievable Technical Potential | F1 | Industrial | Food Products | New | Process | Natural Gas | Gas Boiler - Maintenance | A | Integrated Unit Energy Savings (kWh or therms) | Achievable Technical Potential | 0 | 0 | 34.75 | 34.75 | 34.75 | 34.75 | 34.75 | 34.75 | 34.75 | 34.75 | 34.75 | 34.75 | 34.75 | 34.75 | 34.75 | 34.75 | 34.75 | 34.75 | 34.75 | 34.75 | 34.75 | 34.75 | 0
F2_Industrial_Food Products_New_Process_Natural Gas_Gas Boiler - Maintenance_A_Achievable Technical Potential | F2 | Industrial | Food Products | New | Process | Natural Gas | Gas Boiler - Maintenance | A | Integrated Unit Summer Peak Savings (kW) | Achievable Technical Potential | 0 | 0 | 0 | 0 | 0 | 0 | 0 | 0 | 0 | 0 | 0 | 0 | 0 | 0 | 0 | 0 | 0 | 0 | 0 | 0 | 0 | 0 | 0
F3_Industrial_Food Products_New_Process_Natural Gas_Gas Boiler - Maintenance_A_Achievable Technical Potential | F3 | Industrial | Food Products | New | Process | Natural Gas | Gas Boiler - Maintenance | A | Integrated Unit Winter Peak Savings (kW) | Achievable Technical Potential | 0 | 0 | 0 | 0 | 0 | 0 | 0 | 0 | 0 | 0 | 0 | 0 | 0 | 0 | 0 | 0 | 0 | 0 | 0 | 0 | 0 | 0 | 0
F4_Industrial_Food Products_New_Process_Natural Gas_Gas Boiler - Maintenance_A_Achievable Technical Potential | F4 | Industrial | Food Products | New | Process | Natural Gas | Gas Boiler - Maintenance | A | Incremental Energy Savings (MWh or mTherms) | Achievable Technical Potential | 0 | 0 | 0.04138 | 0.050618 | 0.049967 | 0.051943 | 0.052384 | 0.052236 | 0.051943 | 0.052384 | 0.052236 | 0.093323 | 0.103 | 0.1022 | 0.18665 | 0.206 | 0.2044 | 0.37329 | 0.41201 | 0.40881 | 0.75714 | 0.82578 | 0
F5_Industrial_Food Products_New_Process_Natural Gas_Gas Boiler - Maintenance_A_Achievable Technical Potential | F5 | Industrial | Food Products | New | Process | Natural Gas | Gas Boiler - Maintenance | A | Incremental Summer Peak Savings (MW) | Achievable Technical Potential | 0 | 0 | 0 | 0 | 0 | 0 | 0 | 0 | 0 | 0 | 0 | 0 | 0 | 0 | 0 | 0 | 0 | 0 | 0 | 0 | 0 | 0 | 0
F6_Industrial_Food Products_New_Process_Natural Gas_Gas Boiler - Maintenance_A_Achievable Technical Potential | F6 | Industrial | Food Products | New | Process | Natural Gas | Gas Boiler - Maintenance | A | Incremental Winter Peak Savings (MW) | Achievable Technical Potential | 0 | 0 | 0 | 0 | 0 | 0 | 0 | 0 | 0 | 0 | 0 | 0 | 0 | 0 | 0 | 0 | 0 | 0 | 0 | 0 | 0 | 0 | 0
F7_Industrial_Food Products_New_Process_Natural Gas_Gas Boiler - Maintenance_A_Achievable Technical Potential | F7 | Industrial | Food Products | New | Process | Natural Gas | Gas Boiler - Maintenance | A | Cumulative Energy Savings (MWh or mTherms) | Achievable Technical Potential | 0 | 0 | 0.04138 | 0.091998 | 0.14196 | 0.15253 | 0.15429 | 0.15656 | 0.15656 | 0.15656 | 0.15656 | 0.15656 | 0.15656 | 0.15656 | 0.15656 | 0.15656 | 0.15656 | 0.15656 | 0.15656 | 0.15656 | 0.15656 | 0.15656 | 0
F8_Industrial_Food Products_New_Process_Natural Gas_Gas Boiler - Maintenance_A_Achievable Technical Potential | F8 | Industrial | Food Products | New | Process | Natural Gas | Gas Boiler - Maintenance | A | Cumulative Summer Peak Savings (MW) | Achievable Technical Potential | 0 | 0 | 0 | 0 | 0 | 0 | 0 | 0 | 0 | 0 | 0 | 0 | 0 | 0 | 0 | 0 | 0 | 0 | 0 | 0 | 0 | 0 | 0
F9_Industrial_Food Products_New_Process_Natural Gas_Gas Boiler - Maintenance_A_Achievable Technical Potential | F9 | Industrial | Food Products | New | Process | Natural Gas | Gas Boiler - Maintenance | A | Cumulative Winter Peak Savings (MW) | Achievable Technical Potential | 0 | 0 | 0 | 0 | 0 | 0 | 0 | 0 | 0 | 0 | 0 | 0 | 0 | 0 | 0 | 0 | 0 | 0 | 0 | 0 | 0 | 0 | 0
F10_Industrial_Food Products_New_Process_Natural Gas_Gas Boiler - Maintenance_A_Achievable Technical Potential | F10 | Industrial | Food Products | New | Process | Natural Gas | Gas Boiler - Maintenance | A | Purchases (Incremental) | Achievable Technical Potential | 0 | 0 | 1.1908 | 1.4566 | 1.4379 | 1.4948 | 1.5075 | 1.5032 | 1.4948 | 1.5075 | 1.5032 | 2.6855 | 2.9641 | 2.9411 | 5.3711 | 5.9282 | 5.8822 | 10.7422 | 11.8564 | 11.7643 | 21.7884 | 23.7636 | 0
F11_Industrial_Food Products_New_Process_Natural Gas_Gas Boiler - Maintenance_A_Achievable Technical Potential | F11 | Industrial | Food Products | New | Process | Natural Gas | Gas Boiler - Maintenance | A | Purchases (Cumulative) | Achievable Technical Potential | 0 | 0 | 1.1908 | 2.6474 | 4.0853 | 4.3893 | 4.4401 | 4.5054 | 4.5054 | 4.5054 | 4.5054 | 4.5054 | 4.5054 | 4.5054 | 4.5054 | 4.5054 | 4.5054 | 4.5054 | 4.5054 | 4.5054 | 4.5054 | 4.5054 | 0
F1_Industrial_Food Products_New_Space Heating_Natural Gas_Gas Furnace - Maintenance_A_Achievable Technical Potential | F1 | Industrial | Food Products | New | Space Heating | Natural Gas | Gas Furnace - Maintenance | A | Integrated Unit Energy Savings (kWh or therms) | Achievable Technical Potential | 0 | 0 | 0.0083065 | 0.0082134 | 0.0081502 | 0.008093 | 0.0080591 | 0.008021 | 0.0079857 | 0.0079499 | 0.0079242 | 0.0078973 | 0.0078589 | 0.0078243 | 0.0077908 | 0.0077628 | 0.0077369 | 0.0077047 | 0.0076883 | 0.0076664 | 0.0076488 | 0.0076375 | 0
F2_Industrial_Food Products_New_Space Heating_Natural Gas_Gas Furnace - Maintenance_A_Achievable Technical Potential | F2 | Industrial | Food Products | New | Space Heating | Natural Gas | Gas Furnace - Maintenance | A | Integrated Unit Summer Peak Savings (kW) | Achievable Technical Potential | 0 | 0 | 0 | 0 | 0 | 0 | 0 | 0 | 0 | 0 | 0 | 0 | 0 | 0 | 0 | 0 | 0 | 0 | 0 | 0 | 0 | 0 | 0
F3_Industrial_Food Products_New_Space Heating_Natural Gas_Gas Furnace - Maintenance_A_Achievable Technical Potential | F3 | Industrial | Food Products | New | Space Heating | Natural Gas | Gas Furnace - Maintenance | A | Integrated Unit Winter Peak Savings (kW) | Achievable Technical Potential | 0 | 0 | 0 | 0 | 0 | 0 | 0 | 0 | 0 | 0 | 0 | 0 | 0 | 0 | 0 | 0 | 0 | 0 | 0 | 0 | 0 | 0 | 0
F4_Industrial_Food Products_New_Space Heating_Natural Gas_Gas Furnace - Maintenance_A_Achievable Technical Potential | F4 | Industrial | Food Products | New | Space Heating | Natural Gas | Gas Furnace - Maintenance | A | Incremental Energy Savings (MWh or mTherms) | Achievable Technical Potential | 0 | 0 | 3.3097e-06 | 4.0032e-06 | 3.9213e-06 | 4.0478e-06 | 4.0651e-06 | 4.0344e-06 | 3.9941e-06 | 4.01e-06 | 3.9857e-06 | 7.0965e-06 | 7.7945e-06 | 7.7e-06 | 1.4002e-05 | 1.5398e-05 | 1.5228e-05 | 2.7694e-05 | 3.0501e-05 | 3.0178e-05 | 5.5764e-05 | 6.0729e-05 | 0
F5_Industrial_Food Products_New_Space Heating_Natural Gas_Gas Furnace - Maintenance_A_Achievable Technical Potential | F5 | Industrial | Food Products | New | Space Heating | Natural Gas | Gas Furnace - Maintenance | A | Incremental Summer Peak Savings (MW) | Achievable Technical Potential | 0 | 0 | 0 | 0 | 0 | 0 | 0 | 0 | 0 | 0 | 0 | 0 | 0 | 0 | 0 | 0 | 0 | 0 | 0 | 0 | 0 | 0 | 0
F6_Industrial_Food Products_New_Space Heating_Natural Gas_Gas Furnace - Maintenance_A_Achievable Technical Potential | F6 | Industrial | Food Products | New | Space Heating | Natural Gas | Gas Furnace - Maintenance | A | Incremental Winter Peak Savings (MW) | Achievable Technical Potential | 0 | 0 | 0 | 0 | 0 | 0 | 0 | 0 | 0 | 0 | 0 | 0 | 0 | 0 | 0 | 0 | 0 | 0 | 0 | 0 | 0 | 0 | 0
F7_Industrial_Food Products_New_Space Heating_Natural Gas_Gas Furnace - Maintenance_A_Achievable Technical Potential | F7 | Industrial | Food Products | New | Space Heating | Natural Gas | Gas Furnace - Maintenance | A | Cumulative Energy Savings (MWh or mTherms) | Achievable Technical Potential | 0 | 0 | 3.3097e-06 | 7.2758e-06 | 1.1141e-05 | 1.1886e-05 | 1.1973e-05 | 1.2092e-05 | 1.2039e-05 | 1.1985e-05 | 1.1946e-05 | 1.1905e-05 | 1.1848e-05 | 1.1796e-05 | 1.1745e-05 | 1.1703e-05 | 1.1664e-05 | 1.1615e-05 | 1.1591e-05 | 1.1557e-05 | 1.1531e-05 | 1.1514e-05 | 0
F8_Industrial_Food Products_New_Space Heating_Natural Gas_Gas Furnace - Maintenance_A_Achievable Technical Potential | F8 | Industrial | Food Products | New | Space Heating | Natural Gas | Gas Furnace - Maintenance | A | Cumulative Summer Peak Savings (MW) | Achievable Technical Potential | 0 | 0 | 0 | 0 | 0 | 0 | 0 | 0 | 0 | 0 | 0 | 0 | 0 | 0 | 0 | 0 | 0 | 0 | 0 | 0 | 0 | 0 | 0
F9_Industrial_Food Products_New_Space Heating_Natural Gas_Gas Furnace - Maintenance_A_Achievable Technical Potential | F9 | Industrial | Food Products | New | Space Heating | Natural Gas | Gas Furnace - Maintenance | A | Cumulative Winter Peak Savings (MW) | Achievable Technical Potential | 0 | 0 | 0 | 0 | 0 | 0 | 0 | 0 | 0 | 0 | 0 | 0 | 0 | 0 | 0 | 0 | 0 | 0 | 0 | 0 | 0 | 0 | 0
F10_Industrial_Food Products_New_Space Heating_Natural Gas_Gas Furnace - Maintenance_A_Achievable Technical Potential | F10 | Industrial | Food Products | New | Space Heating | Natural Gas | Gas Furnace - Maintenance | A | Purchases (Incremental) | Achievable Technical Potential | 0 | 0 | 0.39845 | 0.4874 | 0.48113 | 0.50016 | 0.50441 | 0.50298 | 0.50016 | 0.50441 | 0.50298 | 0.8986 | 0.9918 | 0.98411 | 1.7972 | 1.9836 | 1.9682 | 3.5944 | 3.9672 | 3.9364 | 7.2905 | 7.9515 | 0
F11_Industrial_Food Products_New_Space Heating_Natural Gas_Gas Furnace - Maintenance_A_Achievable Technical Potential | F11 | Industrial | Food Products | New | Space Heating | Natural Gas | Gas Furnace - Maintenance | A | Purchases (Cumulative) | Achievable Technical Potential | 0 | 0 | 0.39845 | 0.88584 | 1.367 | 1.4687 | 1.4857 | 1.5075 | 1.5075 | 1.5075 | 1.5075 | 1.5075 | 1.5075 | 1.5075 | 1.5075 | 1.5075 | 1.5075 | 1.5075 | 1.5075 | 1.5075 | 1.5075 | 1.5075 | 0
F1_Industrial_Food Products_New_Space Heating_Natural Gas_Gas Boiler - Hot Water Reset_A_Achievable Technical Potential | F1 | Industrial | Food Products | New | Space Heating | Natural Gas | Gas Boiler - Hot Water Reset | A | Integrated Unit Energy Savings (kWh or therms) | Achievable Technical Potential | 0 | 0 | 3.3016 | 3.263 | 3.2365 | 3.2125 | 3.1973 | 3.1813 | 3.1667 | 3.1522 | 3.1416 | 3.1307 | 3.1153 | 3.1016 | 3.088 | 3.0768 | 3.0665 | 3.0539 | 3.0477 | 3.0395 | 3.0329 | 3.0288 | 0
F2_Industrial_Food Products_New_Space Heating_Natural Gas_Gas Boiler - Hot Water Reset_A_Achievable Technical Potential | F2 | Industrial | Food Products | New | Space Heating | Natural Gas | Gas Boiler - Hot Water Reset | A | Integrated Unit Summer Peak Savings (kW) | Achievable Technical Potential | 0 | 0 | 0 | 0 | 0 | 0 | 0 | 0 | 0 | 0 | 0 | 0 | 0 | 0 | 0 | 0 | 0 | 0 | 0 | 0 | 0 | 0 | 0
F3_Industrial_Food Products_New_Space Heating_Natural Gas_Gas Boiler - Hot Water Reset_A_Achievable Technical Potential | F3 | Industrial | Food Products | New | Space Heating | Natural Gas | Gas Boiler - Hot Water Reset | A | Integrated Unit Winter Peak Savings (kW) | Achievable Technical Potential | 0 | 0 | 0 | 0 | 0 | 0 | 0 | 0 | 0 | 0 | 0 | 0 | 0 | 0 | 0 | 0 | 0 | 0 | 0 | 0 | 0 | 0 | 0
F4_Industrial_Food Products_New_Space Heating_Natural Gas_Gas Boiler - Hot Water Reset_A_Achievable Technical Potential | F4 | Industrial | Food Products | New | Space Heating | Natural Gas | Gas Boiler - Hot Water Reset | A | Incremental Energy Savings (MWh or mTherms) | Achievable Technical Potential | 0 | 0 | 0.0016026 | 0.003394 | 0.0058741 | 0.0090346 | 0.011806 | 0.015825 | 0.019537 | 0.022447 | 0.022888 | 0.021384 | 0.017818 | 0.012773 | 0.0077893 | 0.003973 | 0.0017748 | 0.00068471 | 0.0014794 | 0.0031615 | 0.0055047 | 0.008518 | 0
F5_Industrial_Food Products_New_Space Heating_Natural Gas_Gas Boiler - Hot Water Reset_A_Achievable Technical Potential | F5 | Industrial | Food Products | New | Space Heating | Natural Gas | Gas Boiler - Hot Water Reset | A | Incremental Summer Peak Savings (MW) | Achievable Technical Potential | 0 | 0 | 0 | 0 | 0 | 0 | 0 | 0 | 0 | 0 | 0 | 0 | 0 | 0 | 0 | 0 | 0 | 0 | 0 | 0 | 0 | 0 | 0
F6_Industrial_Food Products_New_Space Heating_Natural Gas_Gas Boiler - Hot Water Reset_A_Achievable Technical Potential | F6 | Industrial | Food Products | New | Space Heating | Natural Gas | Gas Boiler - Hot Water Reset | A | Incremental Winter Peak Savings (MW) | Achievable Technical Potential | 0 | 0 | 0 | 0 | 0 | 0 | 0 | 0 | 0 | 0 | 0 | 0 | 0 | 0 | 0 | 0 | 0 | 0 | 0 | 0 | 0 | 0 | 0
F7_Industrial_Food Products_New_Space Heating_Natural Gas_Gas Boiler - Hot Water Reset_A_Achievable Technical Potential | F7 | Industrial | Food Products | New | Space Heating | Natural Gas | Gas Boiler - Hot Water Reset | A | Cumulative Energy Savings (MWh or mTherms) | Achievable Technical Potential | 0 | 0 | 0.0016026 | 0.0049779 | 0.010811 | 0.019766 | 0.031478 | 0.047145 | 0.066465 | 0.088608 | 0.1112 | 0.1322 | 0.14936 | 0.16148 | 0.16856 | 0.17192 | 0.17312 | 0.1731 | 0.17274 | 0.17228 | 0.17191 | 0.17167 | 0
F8_Industrial_Food Products_New_Space Heating_Natural Gas_Gas Boiler - Hot Water Reset_A_Achievable Technical Potential | F8 | Industrial | Food Products | New | Space Heating | Natural Gas | Gas Boiler - Hot Water Reset | A | Cumulative Summer Peak Savings (MW) | Achievable Technical Potential | 0 | 0 | 0 | 0 | 0 | 0 | 0 | 0 | 0 | 0 | 0 | 0 | 0 | 0 | 0 | 0 | 0 | 0 | 0 | 0 | 0 | 0 | 0
F9_Industrial_Food Products_New_Space Heating_Natural Gas_Gas Boiler - Hot Water Reset_A_Achievable Technical Potential | F9 | Industrial | Food Products | New | Space Heating | Natural Gas | Gas Boiler - Hot Water Reset | A | Cumulative Winter Peak Savings (MW) | Achievable Technical Potential | 0 | 0 | 0 | 0 | 0 | 0 | 0 | 0 | 0 | 0 | 0 | 0 | 0 | 0 | 0 | 0 | 0 | 0 | 0 | 0 | 0 | 0 | 0
F10_Industrial_Food Products_New_Space Heating_Natural Gas_Gas Boiler - Hot Water Reset_A_Achievable Technical Potential | F10 | Industrial | Food Products | New | Space Heating | Natural Gas | Gas Boiler - Hot Water Reset | A | Purchases (Incremental) | Achievable Technical Potential | 0 | 0 | 0.4854 | 1.0401 | 1.815 | 2.8123 | 3.6924 | 4.9745 | 6.1694 | 7.1211 | 7.2853 | 6.8303 | 5.7193 | 4.1182 | 2.5224 | 1.2913 | 0.57878 | 0.22421 | 0.4854 | 1.0401 | 1.815 | 2.8123 | 0
F11_Industrial_Food Products_New_Space Heating_Natural Gas_Gas Boiler - Hot Water Reset_A_Achievable Technical Potential | F11 | Industrial | Food Products | New | Space Heating | Natural Gas | Gas Boiler - Hot Water Reset | A | Purchases (Cumulative) | Achievable Technical Potential | 0 | 0 | 0.4854 | 1.5255 | 3.3405 | 6.1528 | 9.8452 | 14.8196 | 20.989 | 28.1101 | 35.3954 | 42.2257 | 47.9451 | 52.0632 | 54.5856 | 55.8769 | 56.4557 | 56.6799 | 56.6799 | 56.6799 | 56.6799 | 56.6799 | 0
F1_Industrial_Food Products_New_Process_Natural Gas_Gas Boiler - Hot Water Reset_A_Achievable Technical Potential | F1 | Industrial | Food Products | New | Process | Natural Gas | Gas Boiler - Hot Water Reset | A | Integrated Unit Energy Savings (kWh or therms) | Achievable Technical Potential | 0 | 0 | 63.1224 | 63.0905 | 63.062 | 63.0391 | 63.0051 | 62.9873 | 62.9747 | 62.968 | 62.9594 | 62.9537 | 62.9486 | 62.9464 | 62.9403 | 62.9375 | 62.9357 | 62.9418 | 62.9474 | 62.9578 | 62.9673 | 62.9761 | 0
F2_Industrial_Food Products_New_Process_Natural Gas_Gas Boiler - Hot Water Reset_A_Achievable Technical Potential | F2 | Industrial | Food Products | New | Process | Natural Gas | Gas Boiler - Hot Water Reset | A | Integrated Unit Summer Peak Savings (kW) | Achievable Technical Potential | 0 | 0 | 0 | 0 | 0 | 0 | 0 | 0 | 0 | 0 | 0 | 0 | 0 | 0 | 0 | 0 | 0 | 0 | 0 | 0 | 0 | 0 | 0
F3_Industrial_Food Products_New_Process_Natural Gas_Gas Boiler - Hot Water Reset_A_Achievable Technical Potential | F3 | Industrial | Food Products | New | Process | Natural Gas | Gas Boiler - Hot Water Reset | A | Integrated Unit Winter Peak Savings (kW) | Achievable Technical Potential | 0 | 0 | 0 | 0 | 0 | 0 | 0 | 0 | 0 | 0 | 0 | 0 | 0 | 0 | 0 | 0 | 0 | 0 | 0 | 0 | 0 | 0 | 0
F4_Industrial_Food Products_New_Process_Natural Gas_Gas Boiler - Hot Water Reset_A_Achievable Technical Potential | F4 | Industrial | Food Products | New | Process | Natural Gas | Gas Boiler - Hot Water Reset | A | Incremental Energy Savings (MWh or mTherms) | Achievable Technical Potential | 0 | 0 | 0.073059 | 0.15647 | 0.27291 | 0.42273 | 0.55471 | 0.74711 | 0.9264 | 1.0692 | 1.0937 | 1.0253 | 0.85846 | 0.61811 | 0.37856 | 0.19378 | 0.086855 | 0.033649 | 0.072857 | 0.15614 | 0.2725 | 0.4223 | 0
F5_Industrial_Food Products_New_Process_Natural Gas_Gas Boiler - Hot Water Reset_A_Achievable Technical Potential | F5 | Industrial | Food Products | New | Process | Natural Gas | Gas Boiler - Hot Water Reset | A | Incremental Summer Peak Savings (MW) | Achievable Technical Potential | 0 | 0 | 0 | 0 | 0 | 0 | 0 | 0 | 0 | 0 | 0 | 0 | 0 | 0 | 0 | 0 | 0 | 0 | 0 | 0 | 0 | 0 | 0
F6_Industrial_Food Products_New_Process_Natural Gas_Gas Boiler - Hot Water Reset_A_Achievable Technical Potential | F6 | Industrial | Food Products | New | Process | Natural Gas | Gas Boiler - Hot Water Reset | A | Incremental Winter Peak Savings (MW) | Achievable Technical Potential | 0 | 0 | 0 | 0 | 0 | 0 | 0 | 0 | 0 | 0 | 0 | 0 | 0 | 0 | 0 | 0 | 0 | 0 | 0 | 0 | 0 | 0 | 0
F7_Industrial_Food Products_New_Process_Natural Gas_Gas Boiler - Hot Water Reset_A_Achievable Technical Potential | F7 | Industrial | Food Products | New | Process | Natural Gas | Gas Boiler - Hot Water Reset | A | Cumulative Energy Savings (MWh or mTherms) | Achievable Technical Potential | 0 | 0 | 0.073059 | 0.2295 | 0.5023 | 0.92485 | 1.4791 | 2.2258 | 3.1517 | 4.2206 | 5.3137 | 6.3385 | 7.1964 | 7.8143 | 8.1921 | 8.3855 | 8.4721 | 8.5066 | 8.5074 | 8.5088 | 8.51 | 8.5112 | 0
F8_Industrial_Food Products_New_Process_Natural Gas_Gas Boiler - Hot Water Reset_A_Achievable Technical Potential | F8 | Industrial | Food Products | New | Process | Natural Gas | Gas Boiler - Hot Water Reset | A | Cumulative Summer Peak Savings (MW) | Achievable Technical Potential | 0 | 0 | 0 | 0 | 0 | 0 | 0 | 0 | 0 | 0 | 0 | 0 | 0 | 0 | 0 | 0 | 0 | 0 | 0 | 0 | 0 | 0 | 0
F9_Industrial_Food Products_New_Process_Natural Gas_Gas Boiler - Hot Water Reset_A_Achievable Technical Potential | F9 | Industrial | Food Products | New | Process | Natural Gas | Gas Boiler - Hot Water Reset | A | Cumulative Winter Peak Savings (MW) | Achievable Technical Potential | 0 | 0 | 0 | 0 | 0 | 0 | 0 | 0 | 0 | 0 | 0 | 0 | 0 | 0 | 0 | 0 | 0 | 0 | 0 | 0 | 0 | 0 | 0
F10_Industrial_Food Products_New_Process_Natural Gas_Gas Boiler - Hot Water Reset_A_Achievable Technical Potential | F10 | Industrial | Food Products | New | Process | Natural Gas | Gas Boiler - Hot Water Reset | A | Purchases (Incremental) | Achievable Technical Potential | 0 | 0 | 1.1574 | 2.4801 | 4.3277 | 6.7058 | 8.8042 | 11.8613 | 14.7106 | 16.9798 | 17.3714 | 16.2866 | 13.6375 | 9.8195 | 6.0146 | 3.079 | 1.3801 | 0.53461 | 1.1574 | 2.4801 | 4.3277 | 6.7058 | 0
F11_Industrial_Food Products_New_Process_Natural Gas_Gas Boiler - Hot Water Reset_A_Achievable Technical Potential | F11 | Industrial | Food Products | New | Process | Natural Gas | Gas Boiler - Hot Water Reset | A | Purchases (Cumulative) | Achievable Technical Potential | 0 | 0 | 1.1574 | 3.6376 | 7.9653 | 14.671 | 23.4752 | 35.3366 | 50.0472 | 67.027 | 84.3984 | 100.685 | 114.3224 | 124.142 | 130.1566 | 133.2356 | 134.6156 | 135.1502 | 135.1502 | 135.1502 | 135.1502 | 135.1502 | 0
F1_Industrial_Food Products_New_Space Heating_Natural Gas_Steam Trap Maintenance_A_Achievable Technical Potential | F1 | Industrial | Food Products | New | Space Heating | Natural Gas | Steam Trap Maintenance | A | Integrated Unit Energy Savings (kWh or therms) | Achievable Technical Potential | 0 | 0 | 1.1678 | 1.155 | 1.1463 | 1.1385 | 1.134 | 1.1289 | 1.1242 | 1.1194 | 1.116 | 1.1125 | 1.1073 | 1.1026 | 1.0982 | 1.0945 | 1.0911 | 1.0867 | 1.0846 | 1.0816 | 1.0793 | 1.0778 | 0
F2_Industrial_Food Products_New_Space Heating_Natural Gas_Steam Trap Maintenance_A_Achievable Technical Potential | F2 | Industrial | Food Products | New | Space Heating | Natural Gas | Steam Trap Maintenance | A | Integrated Unit Summer Peak Savings (kW) | Achievable Technical Potential | 0 | 0 | 0 | 0 | 0 | 0 | 0 | 0 | 0 | 0 | 0 | 0 | 0 | 0 | 0 | 0 | 0 | 0 | 0 | 0 | 0 | 0 | 0
F3_Industrial_Food Products_New_Space Heating_Natural Gas_Steam Trap Maintenance_A_Achievable Technical Potential | F3 | Industrial | Food Products | New | Space Heating | Natural Gas | Steam Trap Maintenance | A | Integrated Unit Winter Peak Savings (kW) | Achievable Technical Potential | 0 | 0 | 0 | 0 | 0 | 0 | 0 | 0 | 0 | 0 | 0 | 0 | 0 | 0 | 0 | 0 | 0 | 0 | 0 | 0 | 0 | 0 | 0
F4_Industrial_Food Products_New_Space Heating_Natural Gas_Steam Trap Maintenance_A_Achievable Technical Potential | F4 | Industrial | Food Products | New | Space Heating | Natural Gas | Steam Trap Maintenance | A | Incremental Energy Savings (MWh or mTherms) | Achievable Technical Potential | 0 | 0 | 0 | 0 | 0 | 0 | 0 | 0 | 0 | 0 | 0 | 0 | 0 | 0 | 0 | 0 | 0 | 0 | 0 | 0 | 0 | 0 | 0
F5_Industrial_Food Products_New_Space Heating_Natural Gas_Steam Trap Maintenance_A_Achievable Technical Potential | F5 | Industrial | Food Products | New | Space Heating | Natural Gas | Steam Trap Maintenance | A | Incremental Summer Peak Savings (MW) | Achievable Technical Potential | 0 | 0 | 0 | 0 | 0 | 0 | 0 | 0 | 0 | 0 | 0 | 0 | 0 | 0 | 0 | 0 | 0 | 0 | 0 | 0 | 0 | 0 | 0
F6_Industrial_Food Products_New_Space Heating_Natural Gas_Steam Trap Maintenance_A_Achievable Technical Potential | F6 | Industrial | Food Products | New | Space Heating | Natural Gas | Steam Trap Maintenance | A | Incremental Winter Peak Savings (MW) | Achievable Technical Potential | 0 | 0 | 0 | 0 | 0 | 0 | 0 | 0 | 0 | 0 | 0 | 0 | 0 | 0 | 0 | 0 | 0 | 0 | 0 | 0 | 0 | 0 | 0
F7_Industrial_Food Products_New_Space Heating_Natural Gas_Steam Trap Maintenance_A_Achievable Technical Potential | F7 | Industrial | Food Products | New | Space Heating | Natural Gas | Steam Trap Maintenance | A | Cumulative Energy Savings (MWh or mTherms) | Achievable Technical Potential | 0 | 0 | 0 | 0 | 0 | 0 | 0 | 0 | 0 | 0 | 0 | 0 | 0 | 0 | 0 | 0 | 0 | 0 | 0 | 0 | 0 | 0 | 0
F8_Industrial_Food Products_New_Space Heating_Natural Gas_Steam Trap Maintenance_A_Achievable Technical Potential | F8 | Industrial | Food Products | New | Space Heating | Natural Gas | Steam Trap Maintenance | A | Cumulative Summer Peak Savings (MW) | Achievable Technical Potential | 0 | 0 | 0 | 0 | 0 | 0 | 0 | 0 | 0 | 0 | 0 | 0 | 0 | 0 | 0 | 0 | 0 | 0 | 0 | 0 | 0 | 0 | 0
F9_Industrial_Food Products_New_Space Heating_Natural Gas_Steam Trap Maintenance_A_Achievable Technical Potential | F9 | Industrial | Food Products | New | Space Heating | Natural Gas | Steam Trap Maintenance | A | Cumulative Winter Peak Savings (MW) | Achievable Technical Potential | 0 | 0 | 0 | 0 | 0 | 0 | 0 | 0 | 0 | 0 | 0 | 0 | 0 | 0 | 0 | 0 | 0 | 0 | 0 | 0 | 0 | 0 | 0
F10_Industrial_Food Products_New_Space Heating_Natural Gas_Steam Trap Maintenance_A_Achievable Technical Potential | F10 | Industrial | Food Products | New | Space Heating | Natural Gas | Steam Trap Maintenance | A | Purchases (Incremental) | Achievable Technical Potential | 0 | 0 | 0 | 0 | 0 | 0 | 0 | 0 | 0 | 0 | 0 | 0 | 0 | 0 | 0 | 0 | 0 | 0 | 0 | 0 | 0 | 0 | 0
F11_Industrial_Food Products_New_Space Heating_Natural Gas_Steam Trap Maintenance_A_Achievable Technical Potential | F11 | Industrial | Food Products | New | Space Heating | Natural Gas | Steam Trap Maintenance | A | Purchases (Cumulative) | Achievable Technical Potential | 0 | 0 | 0 | 0 | 0 | 0 | 0 | 0 | 0 | 0 | 0 | 0 | 0 | 0 | 0 | 0 | 0 | 0 | 0 | 0 | 0 | 0 | 0
F1_Industrial_Food Products_New_Process_Natural Gas_Steam Trap Maintenance_A_Achievable Technical Potential | F1 | Industrial | Food Products | New | Process | Natural Gas | Steam Trap Maintenance | A | Integrated Unit Energy Savings (kWh or therms) | Achievable Technical Potential | 0 | 0 | 44.6363 | 44.6348 | 44.6341 | 44.6353 | 44.6356 | 44.6357 | 44.6355 | 44.6351 | 44.6343 | 44.6335 | 44.6326 | 44.6318 | 44.6311 | 44.6308 | 44.6309 | 44.6316 | 44.632 | 44.6324 | 44.6328 | 44.6332 | 0
F2_Industrial_Food Products_New_Process_Natural Gas_Steam Trap Maintenance_A_Achievable Technical Potential | F2 | Industrial | Food Products | New | Process | Natural Gas | Steam Trap Maintenance | A | Integrated Unit Summer Peak Savings (kW) | Achievable Technical Potential | 0 | 0 | 0 | 0 | 0 | 0 | 0 | 0 | 0 | 0 | 0 | 0 | 0 | 0 | 0 | 0 | 0 | 0 | 0 | 0 | 0 | 0 | 0
F3_Industrial_Food Products_New_Process_Natural Gas_Steam Trap Maintenance_A_Achievable Technical Potential | F3 | Industrial | Food Products | New | Process | Natural Gas | Steam Trap Maintenance | A | Integrated Unit Winter Peak Savings (kW) | Achievable Technical Potential | 0 | 0 | 0 | 0 | 0 | 0 | 0 | 0 | 0 | 0 | 0 | 0 | 0 | 0 | 0 | 0 | 0 | 0 | 0 | 0 | 0 | 0 | 0
F4_Industrial_Food Products_New_Process_Natural Gas_Steam Trap Maintenance_A_Achievable Technical Potential | F4 | Industrial | Food Products | New | Process | Natural Gas | Steam Trap Maintenance | A | Incremental Energy Savings (MWh or mTherms) | Achievable Technical Potential | 0 | 0 | 0 | 0 | 0 | 0 | 0 | 0 | 0 | 0 | 0 | 0 | 0 | 0 | 0 | 0 | 0 | 0 | 0 | 0 | 0 | 0 | 0
F5_Industrial_Food Products_New_Process_Natural Gas_Steam Trap Maintenance_A_Achievable Technical Potential | F5 | Industrial | Food Products | New | Process | Natural Gas | Steam Trap Maintenance | A | Incremental Summer Peak Savings (MW) | Achievable Technical Potential | 0 | 0 | 0 | 0 | 0 | 0 | 0 | 0 | 0 | 0 | 0 | 0 | 0 | 0 | 0 | 0 | 0 | 0 | 0 | 0 | 0 | 0 | 0
F6_Industrial_Food Products_New_Process_Natural Gas_Steam Trap Maintenance_A_Achievable Technical Potential | F6 | Industrial | Food Products | New | Process | Natural Gas | Steam Trap Maintenance | A | Incremental Winter Peak Savings (MW) | Achievable Technical Potential | 0 | 0 | 0 | 0 | 0 | 0 | 0 | 0 | 0 | 0 | 0 | 0 | 0 | 0 | 0 | 0 | 0 | 0 | 0 | 0 | 0 | 0 | 0
F7_Industrial_Food Products_New_Process_Natural Gas_Steam Trap Maintenance_A_Achievable Technical Potential | F7 | Industrial | Food Products | New | Process | Natural Gas | Steam Trap Maintenance | A | Cumulative Energy Savings (MWh or mTherms) | Achievable Technical Potential | 0 | 0 | 0 | 0 | 0 | 0 | 0 | 0 | 0 | 0 | 0 | 0 | 0 | 0 | 0 | 0 | 0 | 0 | 0 | 0 | 0 | 0 | 0
F8_Industrial_Food Products_New_Process_Natural Gas_Steam Trap Maintenance_A_Achievable Technical Potential | F8 | Industrial | Food Products | New | Process | Natural Gas | Steam Trap Maintenance | A | Cumulative Summer Peak Savings (MW) | Achievable Technical Potential | 0 | 0 | 0 | 0 | 0 | 0 | 0 | 0 | 0 | 0 | 0 | 0 | 0 | 0 | 0 | 0 | 0 | 0 | 0 | 0 | 0 | 0 | 0
F9_Industrial_Food Products_New_Process_Natural Gas_Steam Trap Maintenance_A_Achievable Technical Potential | F9 | Industrial | Food Products | New | Process | Natural Gas | Steam Trap Maintenance | A | Cumulative Winter Peak Savings (MW) | Achievable Technical Potential | 0 | 0 | 0 | 0 | 0 | 0 | 0 | 0 | 0 | 0 | 0 | 0 | 0 | 0 | 0 | 0 | 0 | 0 | 0 | 0 | 0 | 0 | 0
F10_Industrial_Food Products_New_Process_Natural Gas_Steam Trap Maintenance_A_Achievable Technical Potential | F10 | Industrial | Food Products | New | Process | Natural Gas | Steam Trap Maintenance | A | Purchases (Incremental) | Achievable Technical Potential | 0 | 0 | 0 | 0 | 0 | 0 | 0 | 0 | 0 | 0 | 0 | 0 | 0 | 0 | 0 | 0 | 0 | 0 | 0 | 0 | 0 | 0 | 0
F11_Industrial_Food Products_New_Process_Natural Gas_Steam Trap Maintenance_A_Achievable Technical Potential | F11 | Industrial | Food Products | New | Process | Natural Gas | Steam Trap Maintenance | A | Purchases (Cumulative) | Achievable Technical Potential | 0 | 0 | 0 | 0 | 0 | 0 | 0 | 0 | 0 | 0 | 0 | 0 | 0 | 0 | 0 | 0 | 0 | 0 | 0 | 0 | 0 | 0 | 0
F1_Industrial_Food Products_New_Space Heating_Natural Gas_Gas Boiler - High Turndown_A_Achievable Technical Potential | F1 | Industrial | Food Products | New | Space Heating | Natural Gas | Gas Boiler - High Turndown | A | Integrated Unit Energy Savings (kWh or therms) | Achievable Technical Potential | 0 | 0 | 1.2376 | 1.2227 | 1.2121 | 1.2022 | 1.1951 | 1.1872 | 1.1794 | 1.1711 | 1.1634 | 1.1553 | 1.1452 | 1.1359 | 1.1263 | 1.1184 | 1.1117 | 1.1054 | 1.1016 | 1.0984 | 1.0966 | 1.0962 | 0
F2_Industrial_Food Products_New_Space Heating_Natural Gas_Gas Boiler - High Turndown_A_Achievable Technical Potential | F2 | Industrial | Food Products | New | Space Heating | Natural Gas | Gas Boiler - High Turndown | A | Integrated Unit Summer Peak Savings (kW) | Achievable Technical Potential | 0 | 0 | 0 | 0 | 0 | 0 | 0 | 0 | 0 | 0 | 0 | 0 | 0 | 0 | 0 | 0 | 0 | 0 | 0 | 0 | 0 | 0 | 0
F3_Industrial_Food Products_New_Space Heating_Natural Gas_Gas Boiler - High Turndown_A_Achievable Technical Potential | F3 | Industrial | Food Products | New | Space Heating | Natural Gas | Gas Boiler - High Turndown | A | Integrated Unit Winter Peak Savings (kW) | Achievable Technical Potential | 0 | 0 | 0 | 0 | 0 | 0 | 0 | 0 | 0 | 0 | 0 | 0 | 0 | 0 | 0 | 0 | 0 | 0 | 0 | 0 | 0 | 0 | 0
F4_Industrial_Food Products_New_Space Heating_Natural Gas_Gas Boiler - High Turndown_A_Achievable Technical Potential | F4 | Industrial | Food Products | New | Space Heating | Natural Gas | Gas Boiler - High Turndown | A | Incremental Energy Savings (MWh or mTherms) | Achievable Technical Potential | 0 | 0 | 0.00091681 | 0.0015807 | 0.0022345 | 0.0029584 | 0.003385 | 0.0034876 | 0.0031334 | 0.0028124 | 0.0024265 | 0.0021025 | 0.0018042 | 0.0015576 | 0.0013033 | 0.0011008 | 0.00092737 | 0.0008189 | 0.0014242 | 0.002025 | 0.0026985 | 0.003105 | 0
F5_Industrial_Food Products_New_Space Heating_Natural Gas_Gas Boiler - High Turndown_A_Achievable Technical Potential | F5 | Industrial | Food Products | New | Space Heating | Natural Gas | Gas Boiler - High Turndown | A | Incremental Summer Peak Savings (MW) | Achievable Technical Potential | 0 | 0 | 0 | 0 | 0 | 0 | 0 | 0 | 0 | 0 | 0 | 0 | 0 | 0 | 0 | 0 | 0 | 0 | 0 | 0 | 0 | 0 | 0
F6_Industrial_Food Products_New_Space Heating_Natural Gas_Gas Boiler - High Turndown_A_Achievable Technical Potential | F6 | Industrial | Food Products | New | Space Heating | Natural Gas | Gas Boiler - High Turndown | A | Incremental Winter Peak Savings (MW) | Achievable Technical Potential | 0 | 0 | 0 | 0 | 0 | 0 | 0 | 0 | 0 | 0 | 0 | 0 | 0 | 0 | 0 | 0 | 0 | 0 | 0 | 0 | 0 | 0 | 0
F7_Industrial_Food Products_New_Space Heating_Natural Gas_Gas Boiler - High Turndown_A_Achievable Technical Potential | F7 | Industrial | Food Products | New | Space Heating | Natural Gas | Gas Boiler - High Turndown | A | Cumulative Energy Savings (MWh or mTherms) | Achievable Technical Potential | 0 | 0 | 0.00091681 | 0.0024865 | 0.0046995 | 0.0076196 | 0.010959 | 0.014375 | 0.017413 | 0.020103 | 0.022398 | 0.024344 | 0.025936 | 0.027283 | 0.028356 | 0.029259 | 0.030009 | 0.02984 | 0.029737 | 0.029651 | 0.029602 | 0.029592 | 0
F8_Industrial_Food Products_New_Space Heating_Natural Gas_Gas Boiler - High Turndown_A_Achievable Technical Potential | F8 | Industrial | Food Products | New | Space Heating | Natural Gas | Gas Boiler - High Turndown | A | Cumulative Summer Peak Savings (MW) | Achievable Technical Potential | 0 | 0 | 0 | 0 | 0 | 0 | 0 | 0 | 0 | 0 | 0 | 0 | 0 | 0 | 0 | 0 | 0 | 0 | 0 | 0 | 0 | 0 | 0
F9_Industrial_Food Products_New_Space Heating_Natural Gas_Gas Boiler - High Turndown_A_Achievable Technical Potential | F9 | Industrial | Food Products | New | Space Heating | Natural Gas | Gas Boiler - High Turndown | A | Cumulative Winter Peak Savings (MW) | Achievable Technical Potential | 0 | 0 | 0 | 0 | 0 | 0 | 0 | 0 | 0 | 0 | 0 | 0 | 0 | 0 | 0 | 0 | 0 | 0 | 0 | 0 | 0 | 0 | 0
F10_Industrial_Food Products_New_Space Heating_Natural Gas_Gas Boiler - High Turndown_A_Achievable Technical Potential | F10 | Industrial | Food Products | New | Space Heating | Natural Gas | Gas Boiler - High Turndown | A | Purchases (Incremental) | Achievable Technical Potential | 0 | 0 | 0.7408 | 1.2928 | 1.8435 | 2.4608 | 2.8325 | 2.9376 | 2.6569 | 2.4015 | 2.0857 | 1.8199 | 1.5754 | 1.3712 | 1.1572 | 0.98426 | 0.8342 | 0.7408 | 1.2928 | 1.8435 | 2.4608 | 2.8325 | 0
F11_Industrial_Food Products_New_Space Heating_Natural Gas_Gas Boiler - High Turndown_A_Achievable Technical Potential | F11 | Industrial | Food Products | New | Space Heating | Natural Gas | Gas Boiler - High Turndown | A | Purchases (Cumulative) | Achievable Technical Potential | 0 | 0 | 0.7408 | 2.0336 | 3.8772 | 6.3379 | 9.1704 | 12.108 | 14.7648 | 17.1664 | 19.2521 | 21.072 | 22.6474 | 24.0186 | 25.1758 | 26.1601 | 26.9942 | 26.9942 | 26.9942 | 26.9942 | 26.9942 | 26.9942 | 0
F1_Industrial_Food Products_New_Process_Natural Gas_Gas Boiler - High Turndown_A_Achievable Technical Potential | F1 | Industrial | Food Products | New | Process | Natural Gas | Gas Boiler - High Turndown | A | Integrated Unit Energy Savings (kWh or therms) | Achievable Technical Potential | 0 | 0 | 47.2533 | 47.1766 | 47.1044 | 47.04 | 46.9485 | 46.8798 | 46.8232 | 46.7828 | 46.7363 | 46.7051 | 46.6812 | 46.6718 | 46.6514 | 46.6433 | 46.6377 | 46.6458 | 46.6433 | 46.6484 | 46.6513 | 46.6527 | 0
F2_Industrial_Food Products_New_Process_Natural Gas_Gas Boiler - High Turndown_A_Achievable Technical Potential | F2 | Industrial | Food Products | New | Process | Natural Gas | Gas Boiler - High Turndown | A | Integrated Unit Summer Peak Savings (kW) | Achievable Technical Potential | 0 | 0 | 0 | 0 | 0 | 0 | 0 | 0 | 0 | 0 | 0 | 0 | 0 | 0 | 0 | 0 | 0 | 0 | 0 | 0 | 0 | 0 | 0
F3_Industrial_Food Products_New_Process_Natural Gas_Gas Boiler - High Turndown_A_Achievable Technical Potential | F3 | Industrial | Food Products | New | Process | Natural Gas | Gas Boiler - High Turndown | A | Integrated Unit Winter Peak Savings (kW) | Achievable Technical Potential | 0 | 0 | 0 | 0 | 0 | 0 | 0 | 0 | 0 | 0 | 0 | 0 | 0 | 0 | 0 | 0 | 0 | 0 | 0 | 0 | 0 | 0 | 0
F4_Industrial_Food Products_New_Process_Natural Gas_Gas Boiler - High Turndown_A_Achievable Technical Potential | F4 | Industrial | Food Products | New | Process | Natural Gas | Gas Boiler - High Turndown | A | Incremental Energy Savings (MWh or mTherms) | Achievable Technical Potential | 0 | 0 | 0.083469 | 0.14543 | 0.20706 | 0.27601 | 0.31708 | 0.32837 | 0.29663 | 0.26789 | 0.23243 | 0.20268 | 0.17536 | 0.1526 | 0.12872 | 0.10947 | 0.092767 | 0.082395 | 0.14379 | 0.20506 | 0.27373 | 0.31509 | 0
F5_Industrial_Food Products_New_Process_Natural Gas_Gas Boiler - High Turndown_A_Achievable Technical Potential | F5 | Industrial | Food Products | New | Process | Natural Gas | Gas Boiler - High Turndown | A | Incremental Summer Peak Savings (MW) | Achievable Technical Potential | 0 | 0 | 0 | 0 | 0 | 0 | 0 | 0 | 0 | 0 | 0 | 0 | 0 | 0 | 0 | 0 | 0 | 0 | 0 | 0 | 0 | 0 | 0
F6_Industrial_Food Products_New_Process_Natural Gas_Gas Boiler - High Turndown_A_Achievable Technical Potential | F6 | Industrial | Food Products | New | Process | Natural Gas | Gas Boiler - High Turndown | A | Incremental Winter Peak Savings (MW) | Achievable Technical Potential | 0 | 0 | 0 | 0 | 0 | 0 | 0 | 0 | 0 | 0 | 0 | 0 | 0 | 0 | 0 | 0 | 0 | 0 | 0 | 0 | 0 | 0 | 0
F7_Industrial_Food Products_New_Process_Natural Gas_Gas Boiler - High Turndown_A_Achievable Technical Potential | F7 | Industrial | Food Products | New | Process | Natural Gas | Gas Boiler - High Turndown | A | Cumulative Energy Savings (MWh or mTherms) | Achievable Technical Potential | 0 | 0 | 0.083469 | 0.22877 | 0.43548 | 0.71089 | 1.0266 | 1.3535 | 1.6485 | 1.9149 | 2.1455 | 2.3467 | 2.5209 | 2.6729 | 2.8005 | 2.9095 | 3.0019 | 3.0024 | 3.0023 | 3.0026 | 3.0028 | 3.0029 | 0
F8_Industrial_Food Products_New_Process_Natural Gas_Gas Boiler - High Turndown_A_Achievable Technical Potential | F8 | Industrial | Food Products | New | Process | Natural Gas | Gas Boiler - High Turndown | A | Cumulative Summer Peak Savings (MW) | Achievable Technical Potential | 0 | 0 | 0 | 0 | 0 | 0 | 0 | 0 | 0 | 0 | 0 | 0 | 0 | 0 | 0 | 0 | 0 | 0 | 0 | 0 | 0 | 0 | 0
F9_Industrial_Food Products_New_Process_Natural Gas_Gas Boiler - High Turndown_A_Achievable Technical Potential | F9 | Industrial | Food Products | New | Process | Natural Gas | Gas Boiler - High Turndown | A | Cumulative Winter Peak Savings (MW) | Achievable Technical Potential | 0 | 0 | 0 | 0 | 0 | 0 | 0 | 0 | 0 | 0 | 0 | 0 | 0 | 0 | 0 | 0 | 0 | 0 | 0 | 0 | 0 | 0 | 0
F10_Industrial_Food Products_New_Process_Natural Gas_Gas Boiler - High Turndown_A_Achievable Technical Potential | F10 | Industrial | Food Products | New | Process | Natural Gas | Gas Boiler - High Turndown | A | Purchases (Incremental) | Achievable Technical Potential | 0 | 0 | 1.7664 | 3.0827 | 4.3958 | 5.8675 | 6.7539 | 7.0045 | 6.3351 | 5.7263 | 4.9733 | 4.3395 | 3.7565 | 3.2696 | 2.7592 | 2.3469 | 1.9891 | 1.7664 | 3.0827 | 4.3958 | 5.8675 | 6.7539 | 0
F11_Industrial_Food Products_New_Process_Natural Gas_Gas Boiler - High Turndown_A_Achievable Technical Potential | F11 | Industrial | Food Products | New | Process | Natural Gas | Gas Boiler - High Turndown | A | Purchases (Cumulative) | Achievable Technical Potential | 0 | 0 | 1.7664 | 4.8491 | 9.2449 | 15.1124 | 21.8663 | 28.8708 | 35.206 | 40.9323 | 45.9056 | 50.2451 | 54.0016 | 57.2712 | 60.0303 | 62.3772 | 64.3663 | 64.3663 | 64.3663 | 64.3663 | 64.3663 | 64.3663 | 0
F1_Industrial_Food Products_New_Space Heating_Natural Gas_Gas Boiler - Burner Control Optimization_A_Achievable Technical Potential | F1 | Industrial | Food Products | New | Space Heating | Natural Gas | Gas Boiler - Burner Control Optimization | A | Integrated Unit Energy Savings (kWh or therms) | Achievable Technical Potential | 0 | 0 | 0.35889 | 0.35456 | 0.35147 | 0.3486 | 0.34652 | 0.34424 | 0.34195 | 0.33955 | 0.33732 | 0.33497 | 0.33205 | 0.32936 | 0.32657 | 0.32429 | 0.32234 | 0.32052 | 0.31942 | 0.3185 | 0.31798 | 0.31786 | 0
F2_Industrial_Food Products_New_Space Heating_Natural Gas_Gas Boiler - Burner Control Optimization_A_Achievable Technical Potential | F2 | Industrial | Food Products | New | Space Heating | Natural Gas | Gas Boiler - Burner Control Optimization | A | Integrated Unit Summer Peak Savings (kW) | Achievable Technical Potential | 0 | 0 | 0 | 0 | 0 | 0 | 0 | 0 | 0 | 0 | 0 | 0 | 0 | 0 | 0 | 0 | 0 | 0 | 0 | 0 | 0 | 0 | 0
F3_Industrial_Food Products_New_Space Heating_Natural Gas_Gas Boiler - Burner Control Optimization_A_Achievable Technical Potential | F3 | Industrial | Food Products | New | Space Heating | Natural Gas | Gas Boiler - Burner Control Optimization | A | Integrated Unit Winter Peak Savings (kW) | Achievable Technical Potential | 0 | 0 | 0 | 0 | 0 | 0 | 0 | 0 | 0 | 0 | 0 | 0 | 0 | 0 | 0 | 0 | 0 | 0 | 0 | 0 | 0 | 0 | 0
F4_Industrial_Food Products_New_Space Heating_Natural Gas_Gas Boiler - Burner Control Optimization_A_Achievable Technical Potential | F4 | Industrial | Food Products | New | Space Heating | Natural Gas | Gas Boiler - Burner Control Optimization | A | Incremental Energy Savings (MWh or mTherms) | Achievable Technical Potential | 0 | 0 | 7.1718e-05 | 0.00019437 | 0.0005495 | 0.0012731 | 0.0022659 | 0.0036315 | 0.0051906 | 0.006794 | 0.0078911 | 0.0085468 | 0.0085563 | 0.0080793 | 0.0069594 | 0.0057149 | 0.0044343 | 0.0032881 | 0.0022729 | 0.0015114 | 0.00095935 | 0.00067692 | 0
F5_Industrial_Food Products_New_Space Heating_Natural Gas_Gas Boiler - Burner Control Optimization_A_Achievable Technical Potential | F5 | Industrial | Food Products | New | Space Heating | Natural Gas | Gas Boiler - Burner Control Optimization | A | Incremental Summer Peak Savings (MW) | Achievable Technical Potential | 0 | 0 | 0 | 0 | 0 | 0 | 0 | 0 | 0 | 0 | 0 | 0 | 0 | 0 | 0 | 0 | 0 | 0 | 0 | 0 | 0 | 0 | 0
F6_Industrial_Food Products_New_Space Heating_Natural Gas_Gas Boiler - Burner Control Optimization_A_Achievable Technical Potential | F6 | Industrial | Food Products | New | Space Heating | Natural Gas | Gas Boiler - Burner Control Optimization | A | Incremental Winter Peak Savings (MW) | Achievable Technical Potential | 0 | 0 | 0 | 0 | 0 | 0 | 0 | 0 | 0 | 0 | 0 | 0 | 0 | 0 | 0 | 0 | 0 | 0 | 0 | 0 | 0 | 0 | 0
F7_Industrial_Food Products_New_Space Heating_Natural Gas_Gas Boiler - Burner Control Optimization_A_Achievable Technical Potential | F7 | Industrial | Food Products | New | Space Heating | Natural Gas | Gas Boiler - Burner Control Optimization | A | Cumulative Energy Savings (MWh or mTherms) | Achievable Technical Potential | 0 | 0 | 7.1718e-05 | 0.00026522 | 0.00081242 | 0.0020789 | 0.0043324 | 0.0079353 | 0.013073 | 0.019775 | 0.027537 | 0.035892 | 0.044135 | 0.051856 | 0.058377 | 0.063685 | 0.067735 | 0.070641 | 0.072671 | 0.073973 | 0.074747 | 0.075224 | 0
F8_Industrial_Food Products_New_Space Heating_Natural Gas_Gas Boiler - Burner Control Optimization_A_Achievable Technical Potential | F8 | Industrial | Food Products | New | Space Heating | Natural Gas | Gas Boiler - Burner Control Optimization | A | Cumulative Summer Peak Savings (MW) | Achievable Technical Potential | 0 | 0 | 0 | 0 | 0 | 0 | 0 | 0 | 0 | 0 | 0 | 0 | 0 | 0 | 0 | 0 | 0 | 0 | 0 | 0 | 0 | 0 | 0
F9_Industrial_Food Products_New_Space Heating_Natural Gas_Gas Boiler - Burner Control Optimization_A_Achievable Technical Potential | F9 | Industrial | Food Products | New | Space Heating | Natural Gas | Gas Boiler - Burner Control Optimization | A | Cumulative Winter Peak Savings (MW) | Achievable Technical Potential | 0 | 0 | 0 | 0 | 0 | 0 | 0 | 0 | 0 | 0 | 0 | 0 | 0 | 0 | 0 | 0 | 0 | 0 | 0 | 0 | 0 | 0 | 0
F10_Industrial_Food Products_New_Space Heating_Natural Gas_Gas Boiler - Burner Control Optimization_A_Achievable Technical Potential | F10 | Industrial | Food Products | New | Space Heating | Natural Gas | Gas Boiler - Burner Control Optimization | A | Purchases (Incremental) | Achievable Technical Potential | 0 | 0 | 0.19983 | 0.5482 | 1.5634 | 3.652 | 6.539 | 10.5494 | 15.1791 | 20.0091 | 23.3931 | 25.5149 | 25.7681 | 24.5305 | 21.3102 | 17.6226 | 13.7567 | 10.2584 | 7.1158 | 4.7454 | 3.0171 | 2.1296 | 0
F11_Industrial_Food Products_New_Space Heating_Natural Gas_Gas Boiler - Burner Control Optimization_A_Achievable Technical Potential | F11 | Industrial | Food Products | New | Space Heating | Natural Gas | Gas Boiler - Burner Control Optimization | A | Purchases (Cumulative) | Achievable Technical Potential | 0 | 0 | 0.19983 | 0.74804 | 2.3115 | 5.9635 | 12.5025 | 23.0519 | 38.231 | 58.24 | 81.6331 | 107.1481 | 132.9161 | 157.4466 | 178.7569 | 196.3795 | 210.1362 | 220.3946 | 227.5105 | 232.2558 | 235.0731 | 236.6544 | 0
F1_Industrial_Food Products_New_Process_Natural Gas_Gas Boiler - Burner Control Optimization_A_Achievable Technical Potential | F1 | Industrial | Food Products | New | Process | Natural Gas | Gas Boiler - Burner Control Optimization | A | Integrated Unit Energy Savings (kWh or therms) | Achievable Technical Potential | 0 | 0 | 13.7002 | 13.6762 | 13.6535 | 13.6333 | 13.6047 | 13.5833 | 13.5659 | 13.5539 | 13.54 | 13.5309 | 13.524 | 13.5217 | 13.5158 | 13.5138 | 13.5125 | 13.5156 | 13.5153 | 13.5173 | 13.5186 | 13.5194 | 0
F2_Industrial_Food Products_New_Process_Natural Gas_Gas Boiler - Burner Control Optimization_A_Achievable Technical Potential | F2 | Industrial | Food Products | New | Process | Natural Gas | Gas Boiler - Burner Control Optimization | A | Integrated Unit Summer Peak Savings (kW) | Achievable Technical Potential | 0 | 0 | 0 | 0 | 0 | 0 | 0 | 0 | 0 | 0 | 0 | 0 | 0 | 0 | 0 | 0 | 0 | 0 | 0 | 0 | 0 | 0 | 0
F3_Industrial_Food Products_New_Process_Natural Gas_Gas Boiler - Burner Control Optimization_A_Achievable Technical Potential | F3 | Industrial | Food Products | New | Process | Natural Gas | Gas Boiler - Burner Control Optimization | A | Integrated Unit Winter Peak Savings (kW) | Achievable Technical Potential | 0 | 0 | 0 | 0 | 0 | 0 | 0 | 0 | 0 | 0 | 0 | 0 | 0 | 0 | 0 | 0 | 0 | 0 | 0 | 0 | 0 | 0 | 0
F4_Industrial_Food Products_New_Process_Natural Gas_Gas Boiler - Burner Control Optimization_A_Achievable Technical Potential | F4 | Industrial | Food Products | New | Process | Natural Gas | Gas Boiler - Burner Control Optimization | A | Incremental Energy Savings (MWh or mTherms) | Achievable Technical Potential | 0 | 0 | 0.0065281 | 0.017877 | 0.050899 | 0.11872 | 0.21212 | 0.34168 | 0.491 | 0.64666 | 0.75525 | 0.8232 | 0.83095 | 0.79091 | 0.68678 | 0.56785 | 0.44324 | 0.3306 | 0.22932 | 0.15295 | 0.097253 | 0.06865 | 0
F5_Industrial_Food Products_New_Process_Natural Gas_Gas Boiler - Burner Control Optimization_A_Achievable Technical Potential | F5 | Industrial | Food Products | New | Process | Natural Gas | Gas Boiler - Burner Control Optimization | A | Incremental Summer Peak Savings (MW) | Achievable Technical Potential | 0 | 0 | 0 | 0 | 0 | 0 | 0 | 0 | 0 | 0 | 0 | 0 | 0 | 0 | 0 | 0 | 0 | 0 | 0 | 0 | 0 | 0 | 0
F6_Industrial_Food Products_New_Process_Natural Gas_Gas Boiler - Burner Control Optimization_A_Achievable Technical Potential | F6 | Industrial | Food Products | New | Process | Natural Gas | Gas Boiler - Burner Control Optimization | A | Incremental Winter Peak Savings (MW) | Achievable Technical Potential | 0 | 0 | 0 | 0 | 0 | 0 | 0 | 0 | 0 | 0 | 0 | 0 | 0 | 0 | 0 | 0 | 0 | 0 | 0 | 0 | 0 | 0 | 0
F7_Industrial_Food Products_New_Process_Natural Gas_Gas Boiler - Burner Control Optimization_A_Achievable Technical Potential | F7 | Industrial | Food Products | New | Process | Natural Gas | Gas Boiler - Burner Control Optimization | A | Cumulative Energy Savings (MWh or mTherms) | Achievable Technical Potential | 0 | 0 | 0.0065281 | 0.024394 | 0.075252 | 0.19386 | 0.40558 | 0.74662 | 1.2367 | 1.8822 | 2.6356 | 3.457 | 4.2862 | 5.0763 | 5.7609 | 6.3279 | 6.7706 | 7.1027 | 7.3319 | 7.4859 | 7.5774 | 7.6289 | 0
F8_Industrial_Food Products_New_Process_Natural Gas_Gas Boiler - Burner Control Optimization_A_Achievable Technical Potential | F8 | Industrial | Food Products | New | Process | Natural Gas | Gas Boiler - Burner Control Optimization | A | Cumulative Summer Peak Savings (MW) | Achievable Technical Potential | 0 | 0 | 0 | 0 | 0 | 0 | 0 | 0 | 0 | 0 | 0 | 0 | 0 | 0 | 0 | 0 | 0 | 0 | 0 | 0 | 0 | 0 | 0
F9_Industrial_Food Products_New_Process_Natural Gas_Gas Boiler - Burner Control Optimization_A_Achievable Technical Potential | F9 | Industrial | Food Products | New | Process | Natural Gas | Gas Boiler - Burner Control Optimization | A | Cumulative Winter Peak Savings (MW) | Achievable Technical Potential | 0 | 0 | 0 | 0 | 0 | 0 | 0 | 0 | 0 | 0 | 0 | 0 | 0 | 0 | 0 | 0 | 0 | 0 | 0 | 0 | 0 | 0 | 0
F10_Industrial_Food Products_New_Process_Natural Gas_Gas Boiler - Burner Control Optimization_A_Achievable Technical Potential | F10 | Industrial | Food Products | New | Process | Natural Gas | Gas Boiler - Burner Control Optimization | A | Purchases (Incremental) | Achievable Technical Potential | 0 | 0 | 0.4765 | 1.3072 | 3.7279 | 8.708 | 15.592 | 25.1544 | 36.1938 | 47.7105 | 55.7796 | 60.839 | 61.4425 | 58.4917 | 50.8131 | 42.0202 | 32.8021 | 24.4607 | 16.9674 | 11.3151 | 7.194 | 5.0779 | 0
F11_Industrial_Food Products_New_Process_Natural Gas_Gas Boiler - Burner Control Optimization_A_Achievable Technical Potential | F11 | Industrial | Food Products | New | Process | Natural Gas | Gas Boiler - Burner Control Optimization | A | Purchases (Cumulative) | Achievable Technical Potential | 0 | 0 | 0.4765 | 1.7837 | 5.5115 | 14.2195 | 29.8116 | 54.9659 | 91.1597 | 138.8703 | 194.6499 | 255.4888 | 316.9314 | 375.4231 | 426.2362 | 468.2564 | 501.0585 | 525.5192 | 542.4866 | 553.8017 | 560.5192 | 564.2899 | 0
F1_Industrial_Food Products_New_Space Heating_Natural Gas_HVAC - Demand Controlled Ventilation_A_Achievable Technical Potential | F1 | Industrial | Food Products | New | Space Heating | Natural Gas | HVAC - Demand Controlled Ventilation | A | Integrated Unit Energy Savings (kWh or therms) | Achievable Technical Potential | 0 | 0 | 0.067761 | 0.067018 | 0.066515 | 0.066061 | 0.065802 | 0.065505 | 0.065231 | 0.064952 | 0.064758 | 0.064552 | 0.064252 | 0.063981 | 0.063723 | 0.063508 | 0.06331 | 0.063056 | 0.062933 | 0.062762 | 0.062625 | 0.062539 | 0
F2_Industrial_Food Products_New_Space Heating_Natural Gas_HVAC - Demand Controlled Ventilation_A_Achievable Technical Potential | F2 | Industrial | Food Products | New | Space Heating | Natural Gas | HVAC - Demand Controlled Ventilation | A | Integrated Unit Summer Peak Savings (kW) | Achievable Technical Potential | 0 | 0 | 0 | 0 | 0 | 0 | 0 | 0 | 0 | 0 | 0 | 0 | 0 | 0 | 0 | 0 | 0 | 0 | 0 | 0 | 0 | 0 | 0
F3_Industrial_Food Products_New_Space Heating_Natural Gas_HVAC - Demand Controlled Ventilation_A_Achievable Technical Potential | F3 | Industrial | Food Products | New | Space Heating | Natural Gas | HVAC - Demand Controlled Ventilation | A | Integrated Unit Winter Peak Savings (kW) | Achievable Technical Potential | 0 | 0 | 0 | 0 | 0 | 0 | 0 | 0 | 0 | 0 | 0 | 0 | 0 | 0 | 0 | 0 | 0 | 0 | 0 | 0 | 0 | 0 | 0
F4_Industrial_Food Products_New_Space Heating_Natural Gas_HVAC - Demand Controlled Ventilation_A_Achievable Technical Potential | F4 | Industrial | Food Products | New | Space Heating | Natural Gas | HVAC - Demand Controlled Ventilation | A | Incremental Energy Savings (MWh or mTherms) | Achievable Technical Potential | 0 | 0 | 0.0085508 | 0.014759 | 0.020888 | 0.027691 | 0.031749 | 0.036421 | 0.041003 | 0.04613 | 0.04993 | 0.054285 | 0.058467 | 0.063342 | 0.066549 | 0.070518 | 0.074475 | 0.079019 | 0.082059 | 0.08576 | 0.089381 | 0.09305 | 0
F5_Industrial_Food Products_New_Space Heating_Natural Gas_HVAC - Demand Controlled Ventilation_A_Achievable Technical Potential | F5 | Industrial | Food Products | New | Space Heating | Natural Gas | HVAC - Demand Controlled Ventilation | A | Incremental Summer Peak Savings (MW) | Achievable Technical Potential | 0 | 0 | 0 | 0 | 0 | 0 | 0 | 0 | 0 | 0 | 0 | 0 | 0 | 0 | 0 | 0 | 0 | 0 | 0 | 0 | 0 | 0 | 0
F6_Industrial_Food Products_New_Space Heating_Natural Gas_HVAC - Demand Controlled Ventilation_A_Achievable Technical Potential | F6 | Industrial | Food Products | New | Space Heating | Natural Gas | HVAC - Demand Controlled Ventilation | A | Incremental Winter Peak Savings (MW) | Achievable Technical Potential | 0 | 0 | 0 | 0 | 0 | 0 | 0 | 0 | 0 | 0 | 0 | 0 | 0 | 0 | 0 | 0 | 0 | 0 | 0 | 0 | 0 | 0 | 0
F7_Industrial_Food Products_New_Space Heating_Natural Gas_HVAC - Demand Controlled Ventilation_A_Achievable Technical Potential | F7 | Industrial | Food Products | New | Space Heating | Natural Gas | HVAC - Demand Controlled Ventilation | A | Cumulative Energy Savings (MWh or mTherms) | Achievable Technical Potential | 0 | 0 | 0.0085508 | 0.023216 | 0.04393 | 0.071321 | 0.10279 | 0.13875 | 0.17917 | 0.22453 | 0.27379 | 0.32721 | 0.38415 | 0.44588 | 0.51063 | 0.57942 | 0.65209 | 0.72053 | 0.78733 | 0.85124 | 0.91251 | 0.97413 | 0
F8_Industrial_Food Products_New_Space Heating_Natural Gas_HVAC - Demand Controlled Ventilation_A_Achievable Technical Potential | F8 | Industrial | Food Products | New | Space Heating | Natural Gas | HVAC - Demand Controlled Ventilation | A | Cumulative Summer Peak Savings (MW) | Achievable Technical Potential | 0 | 0 | 0 | 0 | 0 | 0 | 0 | 0 | 0 | 0 | 0 | 0 | 0 | 0 | 0 | 0 | 0 | 0 | 0 | 0 | 0 | 0 | 0
F9_Industrial_Food Products_New_Space Heating_Natural Gas_HVAC - Demand Controlled Ventilation_A_Achievable Technical Potential | F9 | Industrial | Food Products | New | Space Heating | Natural Gas | HVAC - Demand Controlled Ventilation | A | Cumulative Winter Peak Savings (MW) | Achievable Technical Potential | 0 | 0 | 0 | 0 | 0 | 0 | 0 | 0 | 0 | 0 | 0 | 0 | 0 | 0 | 0 | 0 | 0 | 0 | 0 | 0 | 0 | 0 | 0
F10_Industrial_Food Products_New_Space Heating_Natural Gas_HVAC - Demand Controlled Ventilation_A_Achievable Technical Potential | F10 | Industrial | Food Products | New | Space Heating | Natural Gas | HVAC - Demand Controlled Ventilation | A | Purchases (Incremental) | Achievable Technical Potential | 0 | 0 | 126.1902 | 220.2257 | 314.0303 | 419.1706 | 482.4904 | 555.9962 | 628.5756 | 710.2163 | 771.0218 | 840.9564 | 909.9636 | 990.0138 | 1044.3441 | 1110.3751 | 1176.3562 | 1253.167 | 1303.9028 | 1366.4213 | 1427.2371 | 1487.8733 | 0
F11_Industrial_Food Products_New_Space Heating_Natural Gas_HVAC - Demand Controlled Ventilation_A_Achievable Technical Potential | F11 | Industrial | Food Products | New | Space Heating | Natural Gas | HVAC - Demand Controlled Ventilation | A | Purchases (Cumulative) | Achievable Technical Potential | 0 | 0 | 126.1902 | 346.4159 | 660.4462 | 1079.6169 | 1562.1072 | 2118.1034 | 2746.679 | 3456.8953 | 4227.9171 | 5068.8735 | 5978.8371 | 6968.8508 | 8013.195 | 9123.5701 | 10299.9262 | 11426.9031 | 12510.5801 | 13562.9711 | 14571.0376 | 15576.4205 | 0
F1_Industrial_Food Products_New_Space Heating_Natural Gas_Gas Boiler - Stack Economizer_A_Achievable Technical Potential | F1 | Industrial | Food Products | New | Space Heating | Natural Gas | Gas Boiler - Stack Economizer | A | Integrated Unit Energy Savings (kWh or therms) | Achievable Technical Potential | 0 | 0 | 0.90352 | 0.89268 | 0.88498 | 0.87781 | 0.87264 | 0.86693 | 0.86121 | 0.85517 | 0.84958 | 0.84366 | 0.83629 | 0.8295 | 0.82249 | 0.81674 | 0.8118 | 0.8072 | 0.8044 | 0.80208 | 0.80074 | 0.80045 | 0
F2_Industrial_Food Products_New_Space Heating_Natural Gas_Gas Boiler - Stack Economizer_A_Achievable Technical Potential | F2 | Industrial | Food Products | New | Space Heating | Natural Gas | Gas Boiler - Stack Economizer | A | Integrated Unit Summer Peak Savings (kW) | Achievable Technical Potential | 0 | 0 | 0 | 0 | 0 | 0 | 0 | 0 | 0 | 0 | 0 | 0 | 0 | 0 | 0 | 0 | 0 | 0 | 0 | 0 | 0 | 0 | 0
F3_Industrial_Food Products_New_Space Heating_Natural Gas_Gas Boiler - Stack Economizer_A_Achievable Technical Potential | F3 | Industrial | Food Products | New | Space Heating | Natural Gas | Gas Boiler - Stack Economizer | A | Integrated Unit Winter Peak Savings (kW) | Achievable Technical Potential | 0 | 0 | 0 | 0 | 0 | 0 | 0 | 0 | 0 | 0 | 0 | 0 | 0 | 0 | 0 | 0 | 0 | 0 | 0 | 0 | 0 | 0 | 0
F4_Industrial_Food Products_New_Space Heating_Natural Gas_Gas Boiler - Stack Economizer_A_Achievable Technical Potential | F4 | Industrial | Food Products | New | Space Heating | Natural Gas | Gas Boiler - Stack Economizer | A | Incremental Energy Savings (MWh or mTherms) | Achievable Technical Potential | 0 | 0 | 0.0017849 | 0.0030776 | 0.0043506 | 0.0057602 | 0.0065913 | 0.0067912 | 0.0061016 | 0.0054766 | 0.0047253 | 0.0040944 | 0.0035133 | 0.0030331 | 0.002538 | 0.0021437 | 0.0018059 | 0.0015946 | 0.0027732 | 0.0039431 | 0.0052545 | 0.006046 | 0
F5_Industrial_Food Products_New_Space Heating_Natural Gas_Gas Boiler - Stack Economizer_A_Achievable Technical Potential | F5 | Industrial | Food Products | New | Space Heating | Natural Gas | Gas Boiler - Stack Economizer | A | Incremental Summer Peak Savings (MW) | Achievable Technical Potential | 0 | 0 | 0 | 0 | 0 | 0 | 0 | 0 | 0 | 0 | 0 | 0 | 0 | 0 | 0 | 0 | 0 | 0 | 0 | 0 | 0 | 0 | 0
F6_Industrial_Food Products_New_Space Heating_Natural Gas_Gas Boiler - Stack Economizer_A_Achievable Technical Potential | F6 | Industrial | Food Products | New | Space Heating | Natural Gas | Gas Boiler - Stack Economizer | A | Incremental Winter Peak Savings (MW) | Achievable Technical Potential | 0 | 0 | 0 | 0 | 0 | 0 | 0 | 0 | 0 | 0 | 0 | 0 | 0 | 0 | 0 | 0 | 0 | 0 | 0 | 0 | 0 | 0 | 0
F7_Industrial_Food Products_New_Space Heating_Natural Gas_Gas Boiler - Stack Economizer_A_Achievable Technical Potential | F7 | Industrial | Food Products | New | Space Heating | Natural Gas | Gas Boiler - Stack Economizer | A | Cumulative Energy Savings (MWh or mTherms) | Achievable Technical Potential | 0 | 0 | 0.0017849 | 0.004841 | 0.0091499 | 0.014836 | 0.02134 | 0.027991 | 0.033908 | 0.039147 | 0.043617 | 0.047407 | 0.050506 | 0.053129 | 0.055218 | 0.056976 | 0.058437 | 0.058106 | 0.057905 | 0.057737 | 0.057641 | 0.05762 | 0
F8_Industrial_Food Products_New_Space Heating_Natural Gas_Gas Boiler - Stack Economizer_A_Achievable Technical Potential | F8 | Industrial | Food Products | New | Space Heating | Natural Gas | Gas Boiler - Stack Economizer | A | Cumulative Summer Peak Savings (MW) | Achievable Technical Potential | 0 | 0 | 0 | 0 | 0 | 0 | 0 | 0 | 0 | 0 | 0 | 0 | 0 | 0 | 0 | 0 | 0 | 0 | 0 | 0 | 0 | 0 | 0
F9_Industrial_Food Products_New_Space Heating_Natural Gas_Gas Boiler - Stack Economizer_A_Achievable Technical Potential | F9 | Industrial | Food Products | New | Space Heating | Natural Gas | Gas Boiler - Stack Economizer | A | Cumulative Winter Peak Savings (MW) | Achievable Technical Potential | 0 | 0 | 0 | 0 | 0 | 0 | 0 | 0 | 0 | 0 | 0 | 0 | 0 | 0 | 0 | 0 | 0 | 0 | 0 | 0 | 0 | 0 | 0
F10_Industrial_Food Products_New_Space Heating_Natural Gas_Gas Boiler - Stack Economizer_A_Achievable Technical Potential | F10 | Industrial | Food Products | New | Space Heating | Natural Gas | Gas Boiler - Stack Economizer | A | Purchases (Incremental) | Achievable Technical Potential | 0 | 0 | 1.9755 | 3.4476 | 4.9161 | 6.562 | 7.5533 | 7.8336 | 7.0849 | 6.4041 | 5.5619 | 4.8531 | 4.2011 | 3.6565 | 3.0858 | 2.6247 | 2.2245 | 1.9755 | 3.4476 | 4.9161 | 6.562 | 7.5533 | 0
F11_Industrial_Food Products_New_Space Heating_Natural Gas_Gas Boiler - Stack Economizer_A_Achievable Technical Potential | F11 | Industrial | Food Products | New | Space Heating | Natural Gas | Gas Boiler - Stack Economizer | A | Purchases (Cumulative) | Achievable Technical Potential | 0 | 0 | 1.9755 | 5.4231 | 10.3391 | 16.9011 | 24.4544 | 32.288 | 39.3729 | 45.777 | 51.3389 | 56.1921 | 60.3932 | 64.0497 | 67.1354 | 69.7601 | 71.9847 | 71.9847 | 71.9847 | 71.9847 | 71.9847 | 71.9847 | 0
F1_Industrial_Food Products_New_Process_Natural Gas_Gas Boiler - Stack Economizer_A_Achievable Technical Potential | F1 | Industrial | Food Products | New | Process | Natural Gas | Gas Boiler - Stack Economizer | A | Integrated Unit Energy Savings (kWh or therms) | Achievable Technical Potential | 0 | 0 | 45.3905 | 45.3325 | 45.2775 | 45.2286 | 45.1586 | 45.1053 | 45.0588 | 45.0231 | 44.982 | 44.9524 | 44.9286 | 44.9167 | 44.8963 | 44.8861 | 44.8778 | 44.8791 | 44.8728 | 44.8734 | 44.8723 | 44.87 | 0
F2_Industrial_Food Products_New_Process_Natural Gas_Gas Boiler - Stack Economizer_A_Achievable Technical Potential | F2 | Industrial | Food Products | New | Process | Natural Gas | Gas Boiler - Stack Economizer | A | Integrated Unit Summer Peak Savings (kW) | Achievable Technical Potential | 0 | 0 | 0 | 0 | 0 | 0 | 0 | 0 | 0 | 0 | 0 | 0 | 0 | 0 | 0 | 0 | 0 | 0 | 0 | 0 | 0 | 0 | 0
F3_Industrial_Food Products_New_Process_Natural Gas_Gas Boiler - Stack Economizer_A_Achievable Technical Potential | F3 | Industrial | Food Products | New | Process | Natural Gas | Gas Boiler - Stack Economizer | A | Integrated Unit Winter Peak Savings (kW) | Achievable Technical Potential | 0 | 0 | 0 | 0 | 0 | 0 | 0 | 0 | 0 | 0 | 0 | 0 | 0 | 0 | 0 | 0 | 0 | 0 | 0 | 0 | 0 | 0 | 0
F4_Industrial_Food Products_New_Process_Natural Gas_Gas Boiler - Stack Economizer_A_Achievable Technical Potential | F4 | Industrial | Food Products | New | Process | Natural Gas | Gas Boiler - Stack Economizer | A | Incremental Energy Savings (MWh or mTherms) | Achievable Technical Potential | 0 | 0 | 0.21381 | 0.37266 | 0.53075 | 0.70768 | 0.81332 | 0.84251 | 0.76121 | 0.68751 | 0.59656 | 0.52019 | 0.45006 | 0.39162 | 0.33034 | 0.28092 | 0.23804 | 0.2114 | 0.36888 | 0.52601 | 0.70211 | 0.80813 | 0
F5_Industrial_Food Products_New_Process_Natural Gas_Gas Boiler - Stack Economizer_A_Achievable Technical Potential | F5 | Industrial | Food Products | New | Process | Natural Gas | Gas Boiler - Stack Economizer | A | Incremental Summer Peak Savings (MW) | Achievable Technical Potential | 0 | 0 | 0 | 0 | 0 | 0 | 0 | 0 | 0 | 0 | 0 | 0 | 0 | 0 | 0 | 0 | 0 | 0 | 0 | 0 | 0 | 0 | 0
F6_Industrial_Food Products_New_Process_Natural Gas_Gas Boiler - Stack Economizer_A_Achievable Technical Potential | F6 | Industrial | Food Products | New | Process | Natural Gas | Gas Boiler - Stack Economizer | A | Incremental Winter Peak Savings (MW) | Achievable Technical Potential | 0 | 0 | 0 | 0 | 0 | 0 | 0 | 0 | 0 | 0 | 0 | 0 | 0 | 0 | 0 | 0 | 0 | 0 | 0 | 0 | 0 | 0 | 0
F7_Industrial_Food Products_New_Process_Natural Gas_Gas Boiler - Stack Economizer_A_Achievable Technical Potential | F7 | Industrial | Food Products | New | Process | Natural Gas | Gas Boiler - Stack Economizer | A | Cumulative Energy Savings (MWh or mTherms) | Achievable Technical Potential | 0 | 0 | 0.21381 | 0.58619 | 1.1162 | 1.8227 | 2.6332 | 3.4726 | 4.2302 | 4.9144 | 5.5065 | 6.023 | 6.4699 | 6.8598 | 7.187 | 7.4663 | 7.703 | 7.7032 | 7.7021 | 7.7022 | 7.702 | 7.7017 | 0
F8_Industrial_Food Products_New_Process_Natural Gas_Gas Boiler - Stack Economizer_A_Achievable Technical Potential | F8 | Industrial | Food Products | New | Process | Natural Gas | Gas Boiler - Stack Economizer | A | Cumulative Summer Peak Savings (MW) | Achievable Technical Potential | 0 | 0 | 0 | 0 | 0 | 0 | 0 | 0 | 0 | 0 | 0 | 0 | 0 | 0 | 0 | 0 | 0 | 0 | 0 | 0 | 0 | 0 | 0
F9_Industrial_Food Products_New_Process_Natural Gas_Gas Boiler - Stack Economizer_A_Achievable Technical Potential | F9 | Industrial | Food Products | New | Process | Natural Gas | Gas Boiler - Stack Economizer | A | Cumulative Winter Peak Savings (MW) | Achievable Technical Potential | 0 | 0 | 0 | 0 | 0 | 0 | 0 | 0 | 0 | 0 | 0 | 0 | 0 | 0 | 0 | 0 | 0 | 0 | 0 | 0 | 0 | 0 | 0
F10_Industrial_Food Products_New_Process_Natural Gas_Gas Boiler - Stack Economizer_A_Achievable Technical Potential | F10 | Industrial | Food Products | New | Process | Natural Gas | Gas Boiler - Stack Economizer | A | Purchases (Incremental) | Achievable Technical Potential | 0 | 0 | 4.7104 | 8.2206 | 11.7221 | 15.6468 | 18.0104 | 18.6788 | 16.8937 | 15.2703 | 13.2621 | 11.572 | 10.0173 | 8.7188 | 7.3578 | 6.2584 | 5.3043 | 4.7104 | 8.2206 | 11.7221 | 15.6468 | 18.0104 | 0
F11_Industrial_Food Products_New_Process_Natural Gas_Gas Boiler - Stack Economizer_A_Achievable Technical Potential | F11 | Industrial | Food Products | New | Process | Natural Gas | Gas Boiler - Stack Economizer | A | Purchases (Cumulative) | Achievable Technical Potential | 0 | 0 | 4.7104 | 12.931 | 24.6531 | 40.2998 | 58.3102 | 76.9889 | 93.8826 | 109.1528 | 122.415 | 133.987 | 144.0043 | 152.7231 | 160.0809 | 166.3393 | 171.6436 | 171.6436 | 171.6436 | 171.6436 | 171.6436 | 171.6436 | 0
F1_Industrial_Food Products_New_Space Heating_Natural Gas_Gas Furnace Tube Inserts_A_Achievable Technical Potential | F1 | Industrial | Food Products | New | Space Heating | Natural Gas | Gas Furnace Tube Inserts | A | Integrated Unit Energy Savings (kWh or therms) | Achievable Technical Potential | 0 | 0 | 0.077905 | 0.077051 | 0.076475 | 0.075955 | 0.075662 | 0.075327 | 0.075021 | 0.074709 | 0.074498 | 0.074274 | 0.073942 | 0.073642 | 0.073355 | 0.073112 | 0.072884 | 0.072585 | 0.072441 | 0.07224 | 0.072079 | 0.071976 | 0
F2_Industrial_Food Products_New_Space Heating_Natural Gas_Gas Furnace Tube Inserts_A_Achievable Technical Potential | F2 | Industrial | Food Products | New | Space Heating | Natural Gas | Gas Furnace Tube Inserts | A | Integrated Unit Summer Peak Savings (kW) | Achievable Technical Potential | 0 | 0 | 0 | 0 | 0 | 0 | 0 | 0 | 0 | 0 | 0 | 0 | 0 | 0 | 0 | 0 | 0 | 0 | 0 | 0 | 0 | 0 | 0
F3_Industrial_Food Products_New_Space Heating_Natural Gas_Gas Furnace Tube Inserts_A_Achievable Technical Potential | F3 | Industrial | Food Products | New | Space Heating | Natural Gas | Gas Furnace Tube Inserts | A | Integrated Unit Winter Peak Savings (kW) | Achievable Technical Potential | 0 | 0 | 0 | 0 | 0 | 0 | 0 | 0 | 0 | 0 | 0 | 0 | 0 | 0 | 0 | 0 | 0 | 0 | 0 | 0 | 0 | 0 | 0
F4_Industrial_Food Products_New_Space Heating_Natural Gas_Gas Furnace Tube Inserts_A_Achievable Technical Potential | F4 | Industrial | Food Products | New | Space Heating | Natural Gas | Gas Furnace Tube Inserts | A | Incremental Energy Savings (MWh or mTherms) | Achievable Technical Potential | 0 | 0 | 0 | 0 | 0 | 0 | 0 | 0 | 0 | 0 | 0 | 0 | 0 | 0 | 0 | 0 | 0 | 0 | 0 | 0 | 0 | 0 | 0
F5_Industrial_Food Products_New_Space Heating_Natural Gas_Gas Furnace Tube Inserts_A_Achievable Technical Potential | F5 | Industrial | Food Products | New | Space Heating | Natural Gas | Gas Furnace Tube Inserts | A | Incremental Summer Peak Savings (MW) | Achievable Technical Potential | 0 | 0 | 0 | 0 | 0 | 0 | 0 | 0 | 0 | 0 | 0 | 0 | 0 | 0 | 0 | 0 | 0 | 0 | 0 | 0 | 0 | 0 | 0
F6_Industrial_Food Products_New_Space Heating_Natural Gas_Gas Furnace Tube Inserts_A_Achievable Technical Potential | F6 | Industrial | Food Products | New | Space Heating | Natural Gas | Gas Furnace Tube Inserts | A | Incremental Winter Peak Savings (MW) | Achievable Technical Potential | 0 | 0 | 0 | 0 | 0 | 0 | 0 | 0 | 0 | 0 | 0 | 0 | 0 | 0 | 0 | 0 | 0 | 0 | 0 | 0 | 0 | 0 | 0
F7_Industrial_Food Products_New_Space Heating_Natural Gas_Gas Furnace Tube Inserts_A_Achievable Technical Potential | F7 | Industrial | Food Products | New | Space Heating | Natural Gas | Gas Furnace Tube Inserts | A | Cumulative Energy Savings (MWh or mTherms) | Achievable Technical Potential | 0 | 0 | 0 | 0 | 0 | 0 | 0 | 0 | 0 | 0 | 0 | 0 | 0 | 0 | 0 | 0 | 0 | 0 | 0 | 0 | 0 | 0 | 0
F8_Industrial_Food Products_New_Space Heating_Natural Gas_Gas Furnace Tube Inserts_A_Achievable Technical Potential | F8 | Industrial | Food Products | New | Space Heating | Natural Gas | Gas Furnace Tube Inserts | A | Cumulative Summer Peak Savings (MW) | Achievable Technical Potential | 0 | 0 | 0 | 0 | 0 | 0 | 0 | 0 | 0 | 0 | 0 | 0 | 0 | 0 | 0 | 0 | 0 | 0 | 0 | 0 | 0 | 0 | 0
F9_Industrial_Food Products_New_Space Heating_Natural Gas_Gas Furnace Tube Inserts_A_Achievable Technical Potential | F9 | Industrial | Food Products | New | Space Heating | Natural Gas | Gas Furnace Tube Inserts | A | Cumulative Winter Peak Savings (MW) | Achievable Technical Potential | 0 | 0 | 0 | 0 | 0 | 0 | 0 | 0 | 0 | 0 | 0 | 0 | 0 | 0 | 0 | 0 | 0 | 0 | 0 | 0 | 0 | 0 | 0
F10_Industrial_Food Products_New_Space Heating_Natural Gas_Gas Furnace Tube Inserts_A_Achievable Technical Potential | F10 | Industrial | Food Products | New | Space Heating | Natural Gas | Gas Furnace Tube Inserts | A | Purchases (Incremental) | Achievable Technical Potential | 0 | 0 | 0 | 0 | 0 | 0 | 0 | 0 | 0 | 0 | 0 | 0 | 0 | 0 | 0 | 0 | 0 | 0 | 0 | 0 | 0 | 0 | 0
F11_Industrial_Food Products_New_Space Heating_Natural Gas_Gas Furnace Tube Inserts_A_Achievable Technical Potential | F11 | Industrial | Food Products | New | Space Heating | Natural Gas | Gas Furnace Tube Inserts | A | Purchases (Cumulative) | Achievable Technical Potential | 0 | 0 | 0 | 0 | 0 | 0 | 0 | 0 | 0 | 0 | 0 | 0 | 0 | 0 | 0 | 0 | 0 | 0 | 0 | 0 | 0 | 0 | 0
F1_Industrial_Food Products_New_Space Heating_Natural Gas_Space Heating - Heat Recovery Ventilator_A_Achievable Technical Potential | F1 | Industrial | Food Products | New | Space Heating | Natural Gas | Space Heating - Heat Recovery Ventilator | A | Integrated Unit Energy Savings (kWh or therms) | Achievable Technical Potential | 0 | 0 | 0.012681 | 0.012528 | 0.012419 | 0.012318 | 0.012244 | 0.012163 | 0.012082 | 0.011996 | 0.011917 | 0.011833 | 0.01173 | 0.011634 | 0.011536 | 0.011455 | 0.011386 | 0.011322 | 0.011283 | 0.01125 | 0.011232 | 0.011228 | 0
F2_Industrial_Food Products_New_Space Heating_Natural Gas_Space Heating - Heat Recovery Ventilator_A_Achievable Technical Potential | F2 | Industrial | Food Products | New | Space Heating | Natural Gas | Space Heating - Heat Recovery Ventilator | A | Integrated Unit Summer Peak Savings (kW) | Achievable Technical Potential | 0 | 0 | 0 | 0 | 0 | 0 | 0 | 0 | 0 | 0 | 0 | 0 | 0 | 0 | 0 | 0 | 0 | 0 | 0 | 0 | 0 | 0 | 0
F3_Industrial_Food Products_New_Space Heating_Natural Gas_Space Heating - Heat Recovery Ventilator_A_Achievable Technical Potential | F3 | Industrial | Food Products | New | Space Heating | Natural Gas | Space Heating - Heat Recovery Ventilator | A | Integrated Unit Winter Peak Savings (kW) | Achievable Technical Potential | 0 | 0 | 0 | 0 | 0 | 0 | 0 | 0 | 0 | 0 | 0 | 0 | 0 | 0 | 0 | 0 | 0 | 0 | 0 | 0 | 0 | 0 | 0
F4_Industrial_Food Products_New_Space Heating_Natural Gas_Space Heating - Heat Recovery Ventilator_A_Achievable Technical Potential | F4 | Industrial | Food Products | New | Space Heating | Natural Gas | Space Heating - Heat Recovery Ventilator | A | Incremental Energy Savings (MWh or mTherms) | Achievable Technical Potential | 0 | 0 | 0.003917 | 0.0067534 | 0.0095463 | 0.012638 | 0.01446 | 0.016553 | 0.018589 | 0.020854 | 0.02249 | 0.024358 | 0.026126 | 0.028193 | 0.029488 | 0.031133 | 0.032784 | 0.034728 | 0.03601 | 0.037628 | 0.039239 | 0.040892 | 0
F5_Industrial_Food Products_New_Space Heating_Natural Gas_Space Heating - Heat Recovery Ventilator_A_Achievable Technical Potential | F5 | Industrial | Food Products | New | Space Heating | Natural Gas | Space Heating - Heat Recovery Ventilator | A | Incremental Summer Peak Savings (MW) | Achievable Technical Potential | 0 | 0 | 0 | 0 | 0 | 0 | 0 | 0 | 0 | 0 | 0 | 0 | 0 | 0 | 0 | 0 | 0 | 0 | 0 | 0 | 0 | 0 | 0
F6_Industrial_Food Products_New_Space Heating_Natural Gas_Space Heating - Heat Recovery Ventilator_A_Achievable Technical Potential | F6 | Industrial | Food Products | New | Space Heating | Natural Gas | Space Heating - Heat Recovery Ventilator | A | Incremental Winter Peak Savings (MW) | Achievable Technical Potential | 0 | 0 | 0 | 0 | 0 | 0 | 0 | 0 | 0 | 0 | 0 | 0 | 0 | 0 | 0 | 0 | 0 | 0 | 0 | 0 | 0 | 0 | 0
F7_Industrial_Food Products_New_Space Heating_Natural Gas_Space Heating - Heat Recovery Ventilator_A_Achievable Technical Potential | F7 | Industrial | Food Products | New | Space Heating | Natural Gas | Space Heating - Heat Recovery Ventilator | A | Cumulative Energy Savings (MWh or mTherms) | Achievable Technical Potential | 0 | 0 | 0.003917 | 0.010623 | 0.020077 | 0.032551 | 0.046816 | 0.063058 | 0.081226 | 0.10151 | 0.12333 | 0.14682 | 0.17166 | 0.19845 | 0.22626 | 0.25581 | 0.28705 | 0.31667 | 0.3455 | 0.37349 | 0.4006 | 0.42809 | 0
F8_Industrial_Food Products_New_Space Heating_Natural Gas_Space Heating - Heat Recovery Ventilator_A_Achievable Technical Potential | F8 | Industrial | Food Products | New | Space Heating | Natural Gas | Space Heating - Heat Recovery Ventilator | A | Cumulative Summer Peak Savings (MW) | Achievable Technical Potential | 0 | 0 | 0 | 0 | 0 | 0 | 0 | 0 | 0 | 0 | 0 | 0 | 0 | 0 | 0 | 0 | 0 | 0 | 0 | 0 | 0 | 0 | 0
F9_Industrial_Food Products_New_Space Heating_Natural Gas_Space Heating - Heat Recovery Ventilator_A_Achievable Technical Potential | F9 | Industrial | Food Products | New | Space Heating | Natural Gas | Space Heating - Heat Recovery Ventilator | A | Cumulative Winter Peak Savings (MW) | Achievable Technical Potential | 0 | 0 | 0 | 0 | 0 | 0 | 0 | 0 | 0 | 0 | 0 | 0 | 0 | 0 | 0 | 0 | 0 | 0 | 0 | 0 | 0 | 0 | 0
F10_Industrial_Food Products_New_Space Heating_Natural Gas_Space Heating - Heat Recovery Ventilator_A_Achievable Technical Potential | F10 | Industrial | Food Products | New | Space Heating | Natural Gas | Space Heating - Heat Recovery Ventilator | A | Purchases (Incremental) | Achievable Technical Potential | 0 | 0 | 308.879 | 539.0523 | 768.6604 | 1026.0151 | 1181.0045 | 1360.9266 | 1538.5812 | 1738.4152 | 1887.2504 | 2058.4314 | 2227.342 | 2423.283 | 2556.2689 | 2717.8947 | 2879.3982 | 3067.4101 | 3191.5975 | 3344.6257 | 3493.4862 | 3641.907 | 0
F11_Industrial_Food Products_New_Space Heating_Natural Gas_Space Heating - Heat Recovery Ventilator_A_Achievable Technical Potential | F11 | Industrial | Food Products | New | Space Heating | Natural Gas | Space Heating - Heat Recovery Ventilator | A | Purchases (Cumulative) | Achievable Technical Potential | 0 | 0 | 308.879 | 847.9314 | 1616.5918 | 2642.6068 | 3823.6114 | 5184.538 | 6723.1192 | 8461.5344 | 10348.7849 | 12407.2163 | 14634.5582 | 17057.8412 | 19614.1101 | 22332.0048 | 25211.403 | 27969.934 | 30622.4792 | 33198.4446 | 35665.9157 | 38126.8181 | 0
F1_Industrial_Food Products_New_Space Heating_Natural Gas_Thermostat - Programmable_A_Achievable Technical Potential | F1 | Industrial | Food Products | New | Space Heating | Natural Gas | Thermostat - Programmable | A | Integrated Unit Energy Savings (kWh or therms) | Achievable Technical Potential | 0 | 0 | 0.0061338 | 0.0060591 | 0.0060058 | 0.0059562 | 0.0059198 | 0.0058799 | 0.0058401 | 0.0057982 | 0.0057593 | 0.0057183 | 0.0056677 | 0.005621 | 0.0055728 | 0.0055332 | 0.0054993 | 0.005468 | 0.0054487 | 0.0054328 | 0.0054236 | 0.0054215 | 0
F2_Industrial_Food Products_New_Space Heating_Natural Gas_Thermostat - Programmable_A_Achievable Technical Potential | F2 | Industrial | Food Products | New | Space Heating | Natural Gas | Thermostat - Programmable | A | Integrated Unit Summer Peak Savings (kW) | Achievable Technical Potential | 0 | 0 | 0 | 0 | 0 | 0 | 0 | 0 | 0 | 0 | 0 | 0 | 0 | 0 | 0 | 0 | 0 | 0 | 0 | 0 | 0 | 0 | 0
F3_Industrial_Food Products_New_Space Heating_Natural Gas_Thermostat - Programmable_A_Achievable Technical Potential | F3 | Industrial | Food Products | New | Space Heating | Natural Gas | Thermostat - Programmable | A | Integrated Unit Winter Peak Savings (kW) | Achievable Technical Potential | 0 | 0 | 0 | 0 | 0 | 0 | 0 | 0 | 0 | 0 | 0 | 0 | 0 | 0 | 0 | 0 | 0 | 0 | 0 | 0 | 0 | 0 | 0
F4_Industrial_Food Products_New_Space Heating_Natural Gas_Thermostat - Programmable_A_Achievable Technical Potential | F4 | Industrial | Food Products | New | Space Heating | Natural Gas | Thermostat - Programmable | A | Incremental Energy Savings (MWh or mTherms) | Achievable Technical Potential | 0 | 0 | 0.0056838 | 0.0097986 | 0.013849 | 0.018333 | 0.020974 | 0.024006 | 0.026956 | 0.030239 | 0.032608 | 0.035312 | 0.037871 | 0.040864 | 0.042737 | 0.045116 | 0.047504 | 0.050318 | 0.05217 | 0.054512 | 0.056842 | 0.059234 | 0
F5_Industrial_Food Products_New_Space Heating_Natural Gas_Thermostat - Programmable_A_Achievable Technical Potential | F5 | Industrial | Food Products | New | Space Heating | Natural Gas | Thermostat - Programmable | A | Incremental Summer Peak Savings (MW) | Achievable Technical Potential | 0 | 0 | 0 | 0 | 0 | 0 | 0 | 0 | 0 | 0 | 0 | 0 | 0 | 0 | 0 | 0 | 0 | 0 | 0 | 0 | 0 | 0 | 0
F6_Industrial_Food Products_New_Space Heating_Natural Gas_Thermostat - Programmable_A_Achievable Technical Potential | F6 | Industrial | Food Products | New | Space Heating | Natural Gas | Thermostat - Programmable | A | Incremental Winter Peak Savings (MW) | Achievable Technical Potential | 0 | 0 | 0 | 0 | 0 | 0 | 0 | 0 | 0 | 0 | 0 | 0 | 0 | 0 | 0 | 0 | 0 | 0 | 0 | 0 | 0 | 0 | 0
F7_Industrial_Food Products_New_Space Heating_Natural Gas_Thermostat - Programmable_A_Achievable Technical Potential | F7 | Industrial | Food Products | New | Space Heating | Natural Gas | Thermostat - Programmable | A | Cumulative Energy Savings (MWh or mTherms) | Achievable Technical Potential | 0 | 0 | 0.0056838 | 0.015413 | 0.029127 | 0.04722 | 0.067905 | 0.091454 | 0.11779 | 0.14719 | 0.17881 | 0.21285 | 0.24883 | 0.28244 | 0.31374 | 0.34387 | 0.37234 | 0.40116 | 0.42967 | 0.45785 | 0.48564 | 0.51399 | 0
F8_Industrial_Food Products_New_Space Heating_Natural Gas_Thermostat - Programmable_A_Achievable Technical Potential | F8 | Industrial | Food Products | New | Space Heating | Natural Gas | Thermostat - Programmable | A | Cumulative Summer Peak Savings (MW) | Achievable Technical Potential | 0 | 0 | 0 | 0 | 0 | 0 | 0 | 0 | 0 | 0 | 0 | 0 | 0 | 0 | 0 | 0 | 0 | 0 | 0 | 0 | 0 | 0 | 0
F9_Industrial_Food Products_New_Space Heating_Natural Gas_Thermostat - Programmable_A_Achievable Technical Potential | F9 | Industrial | Food Products | New | Space Heating | Natural Gas | Thermostat - Programmable | A | Cumulative Winter Peak Savings (MW) | Achievable Technical Potential | 0 | 0 | 0 | 0 | 0 | 0 | 0 | 0 | 0 | 0 | 0 | 0 | 0 | 0 | 0 | 0 | 0 | 0 | 0 | 0 | 0 | 0 | 0
F10_Industrial_Food Products_New_Space Heating_Natural Gas_Thermostat - Programmable_A_Achievable Technical Potential | F10 | Industrial | Food Products | New | Space Heating | Natural Gas | Thermostat - Programmable | A | Purchases (Incremental) | Achievable Technical Potential | 0 | 0 | 926.6371 | 1617.157 | 2305.9812 | 3078.0452 | 3543.0136 | 4082.7799 | 4615.7437 | 5215.2456 | 5661.7513 | 6175.2942 | 6682.0259 | 7269.8489 | 7668.8066 | 8153.6842 | 8638.1946 | 9202.2303 | 9574.7925 | 10033.8772 | 10480.4586 | 10925.7209 | 0
F11_Industrial_Food Products_New_Space Heating_Natural Gas_Thermostat - Programmable_A_Achievable Technical Potential | F11 | Industrial | Food Products | New | Space Heating | Natural Gas | Thermostat - Programmable | A | Purchases (Cumulative) | Achievable Technical Potential | 0 | 0 | 926.6371 | 2543.7941 | 4849.7753 | 7927.8205 | 11470.8341 | 15553.614 | 20169.3577 | 25384.6033 | 31046.3546 | 37221.6488 | 43903.6747 | 50246.8864 | 56298.536 | 62146.239 | 67706.3884 | 73365.6051 | 78857.6178 | 84275.7513 | 89540.9644 | 94804.9339 | 0
F1_Industrial_Food Products_New_Space Heating_Natural Gas_ENERGY STAR Connected Thermostat_A_Achievable Technical Potential | F1 | Industrial | Food Products | New | Space Heating | Natural Gas | ENERGY STAR Connected Thermostat | A | Integrated Unit Energy Savings (kWh or therms) | Achievable Technical Potential | 0 | 0 | 0.014824 | 0.014641 | 0.01451 | 0.014388 | 0.014298 | 0.0142 | 0.014101 | 0.013998 | 0.013902 | 0.013801 | 0.013677 | 0.013563 | 0.013445 | 0.013349 | 0.013266 | 0.01319 | 0.013143 | 0.013104 | 0.013081 | 0.013076 | 0
F2_Industrial_Food Products_New_Space Heating_Natural Gas_ENERGY STAR Connected Thermostat_A_Achievable Technical Potential | F2 | Industrial | Food Products | New | Space Heating | Natural Gas | ENERGY STAR Connected Thermostat | A | Integrated Unit Summer Peak Savings (kW) | Achievable Technical Potential | 0 | 0 | 0 | 0 | 0 | 0 | 0 | 0 | 0 | 0 | 0 | 0 | 0 | 0 | 0 | 0 | 0 | 0 | 0 | 0 | 0 | 0 | 0
F3_Industrial_Food Products_New_Space Heating_Natural Gas_ENERGY STAR Connected Thermostat_A_Achievable Technical Potential | F3 | Industrial | Food Products | New | Space Heating | Natural Gas | ENERGY STAR Connected Thermostat | A | Integrated Unit Winter Peak Savings (kW) | Achievable Technical Potential | 0 | 0 | 0 | 0 | 0 | 0 | 0 | 0 | 0 | 0 | 0 | 0 | 0 | 0 | 0 | 0 | 0 | 0 | 0 | 0 | 0 | 0 | 0
F4_Industrial_Food Products_New_Space Heating_Natural Gas_ENERGY STAR Connected Thermostat_A_Achievable Technical Potential | F4 | Industrial | Food Products | New | Space Heating | Natural Gas | ENERGY STAR Connected Thermostat | A | Incremental Energy Savings (MWh or mTherms) | Achievable Technical Potential | 0 | 0 | 0.013736 | 0.023677 | 0.03346 | 0.044288 | 0.050658 | 0.057974 | 0.065088 | 0.073005 | 0.07871 | 0.085227 | 0.09139 | 0.098603 | 0.10311 | 0.10884 | 0.1146 | 0.12138 | 0.12584 | 0.13148 | 0.14693 | 0.15928 | 0
F5_Industrial_Food Products_New_Space Heating_Natural Gas_ENERGY STAR Connected Thermostat_A_Achievable Technical Potential | F5 | Industrial | Food Products | New | Space Heating | Natural Gas | ENERGY STAR Connected Thermostat | A | Incremental Summer Peak Savings (MW) | Achievable Technical Potential | 0 | 0 | 0 | 0 | 0 | 0 | 0 | 0 | 0 | 0 | 0 | 0 | 0 | 0 | 0 | 0 | 0 | 0 | 0 | 0 | 0 | 0 | 0
F6_Industrial_Food Products_New_Space Heating_Natural Gas_ENERGY STAR Connected Thermostat_A_Achievable Technical Potential | F6 | Industrial | Food Products | New | Space Heating | Natural Gas | ENERGY STAR Connected Thermostat | A | Incremental Winter Peak Savings (MW) | Achievable Technical Potential | 0 | 0 | 0 | 0 | 0 | 0 | 0 | 0 | 0 | 0 | 0 | 0 | 0 | 0 | 0 | 0 | 0 | 0 | 0 | 0 | 0 | 0 | 0
F7_Industrial_Food Products_New_Space Heating_Natural Gas_ENERGY STAR Connected Thermostat_A_Achievable Technical Potential | F7 | Industrial | Food Products | New | Space Heating | Natural Gas | ENERGY STAR Connected Thermostat | A | Cumulative Energy Savings (MWh or mTherms) | Achievable Technical Potential | 0 | 0 | 0.013736 | 0.037244 | 0.070371 | 0.11407 | 0.16401 | 0.2077 | 0.24854 | 0.28745 | 0.3214 | 0.35539 | 0.38774 | 0.42052 | 0.44985 | 0.47989 | 0.50959 | 0.52769 | 0.53483 | 0.53402 | 0.5331 | 0.53288 | 0
F8_Industrial_Food Products_New_Space Heating_Natural Gas_ENERGY STAR Connected Thermostat_A_Achievable Technical Potential | F8 | Industrial | Food Products | New | Space Heating | Natural Gas | ENERGY STAR Connected Thermostat | A | Cumulative Summer Peak Savings (MW) | Achievable Technical Potential | 0 | 0 | 0 | 0 | 0 | 0 | 0 | 0 | 0 | 0 | 0 | 0 | 0 | 0 | 0 | 0 | 0 | 0 | 0 | 0 | 0 | 0 | 0
F9_Industrial_Food Products_New_Space Heating_Natural Gas_ENERGY STAR Connected Thermostat_A_Achievable Technical Potential | F9 | Industrial | Food Products | New | Space Heating | Natural Gas | ENERGY STAR Connected Thermostat | A | Cumulative Winter Peak Savings (MW) | Achievable Technical Potential | 0 | 0 | 0 | 0 | 0 | 0 | 0 | 0 | 0 | 0 | 0 | 0 | 0 | 0 | 0 | 0 | 0 | 0 | 0 | 0 | 0 | 0 | 0
F10_Industrial_Food Products_New_Space Heating_Natural Gas_ENERGY STAR Connected Thermostat_A_Achievable Technical Potential | F10 | Industrial | Food Products | New | Space Heating | Natural Gas | ENERGY STAR Connected Thermostat | A | Purchases (Incremental) | Achievable Technical Potential | 0 | 0 | 926.6371 | 1617.157 | 2305.9812 | 3078.0452 | 3543.0136 | 4082.7799 | 4615.7437 | 5215.2456 | 5661.7513 | 6175.2942 | 6682.0259 | 7269.8489 | 7668.8066 | 8153.6842 | 8638.1946 | 9202.2303 | 9574.7925 | 10033.8772 | 11231.7294 | 12181.2082 | 0
F11_Industrial_Food Products_New_Space Heating_Natural Gas_ENERGY STAR Connected Thermostat_A_Achievable Technical Potential | F11 | Industrial | Food Products | New | Space Heating | Natural Gas | ENERGY STAR Connected Thermostat | A | Purchases (Cumulative) | Achievable Technical Potential | 0 | 0 | 926.6371 | 2543.7941 | 4849.7753 | 7927.8205 | 11470.8341 | 14626.9769 | 17625.5635 | 20534.8279 | 23118.5341 | 25750.8146 | 28350.0607 | 31004.1659 | 33457.7269 | 35949.6598 | 38412.5602 | 40006.1275 | 40693.9141 | 40753.0035 | 40753.0035 | 40753.0035 | 0
F1_Industrial_Food Products_New_Space Heating_Natural Gas_Destratification Fans (HVLS)_A_Achievable Technical Potential | F1 | Industrial | Food Products | New | Space Heating | Natural Gas | Destratification Fans (HVLS) | A | Integrated Unit Energy Savings (kWh or therms) | Achievable Technical Potential | 0 | 0 | 0.014814 | 0.014626 | 0.014491 | 0.014365 | 0.014268 | 0.014167 | 0.014067 | 0.013963 | 0.013866 | 0.013765 | 0.01364 | 0.013526 | 0.013408 | 0.013311 | 0.013229 | 0.013154 | 0.013107 | 0.01307 | 0.013049 | 0.013045 | 0
F2_Industrial_Food Products_New_Space Heating_Natural Gas_Destratification Fans (HVLS)_A_Achievable Technical Potential | F2 | Industrial | Food Products | New | Space Heating | Natural Gas | Destratification Fans (HVLS) | A | Integrated Unit Summer Peak Savings (kW) | Achievable Technical Potential | 0 | 0 | 0 | 0 | 0 | 0 | 0 | 0 | 0 | 0 | 0 | 0 | 0 | 0 | 0 | 0 | 0 | 0 | 0 | 0 | 0 | 0 | 0
F3_Industrial_Food Products_New_Space Heating_Natural Gas_Destratification Fans (HVLS)_A_Achievable Technical Potential | F3 | Industrial | Food Products | New | Space Heating | Natural Gas | Destratification Fans (HVLS) | A | Integrated Unit Winter Peak Savings (kW) | Achievable Technical Potential | 0 | 0 | 0 | 0 | 0 | 0 | 0 | 0 | 0 | 0 | 0 | 0 | 0 | 0 | 0 | 0 | 0 | 0 | 0 | 0 | 0 | 0 | 0
F4_Industrial_Food Products_New_Space Heating_Natural Gas_Destratification Fans (HVLS)_A_Achievable Technical Potential | F4 | Industrial | Food Products | New | Space Heating | Natural Gas | Destratification Fans (HVLS) | A | Incremental Energy Savings (MWh or mTherms) | Achievable Technical Potential | 0 | 0 | 0.013727 | 0.023653 | 0.033415 | 0.044216 | 0.050553 | 0.057841 | 0.064929 | 0.072822 | 0.078506 | 0.085 | 0.091143 | 0.098335 | 0.10282 | 0.10854 | 0.11427 | 0.12104 | 0.1255 | 0.13114 | 0.13676 | 0.14252 | 0
F5_Industrial_Food Products_New_Space Heating_Natural Gas_Destratification Fans (HVLS)_A_Achievable Technical Potential | F5 | Industrial | Food Products | New | Space Heating | Natural Gas | Destratification Fans (HVLS) | A | Incremental Summer Peak Savings (MW) | Achievable Technical Potential | 0 | 0 | 0 | 0 | 0 | 0 | 0 | 0 | 0 | 0 | 0 | 0 | 0 | 0 | 0 | 0 | 0 | 0 | 0 | 0 | 0 | 0 | 0
F6_Industrial_Food Products_New_Space Heating_Natural Gas_Destratification Fans (HVLS)_A_Achievable Technical Potential | F6 | Industrial | Food Products | New | Space Heating | Natural Gas | Destratification Fans (HVLS) | A | Incremental Winter Peak Savings (MW) | Achievable Technical Potential | 0 | 0 | 0 | 0 | 0 | 0 | 0 | 0 | 0 | 0 | 0 | 0 | 0 | 0 | 0 | 0 | 0 | 0 | 0 | 0 | 0 | 0 | 0
F7_Industrial_Food Products_New_Space Heating_Natural Gas_Destratification Fans (HVLS)_A_Achievable Technical Potential | F7 | Industrial | Food Products | New | Space Heating | Natural Gas | Destratification Fans (HVLS) | A | Cumulative Energy Savings (MWh or mTherms) | Achievable Technical Potential | 0 | 0 | 0.013727 | 0.037206 | 0.070277 | 0.11388 | 0.16367 | 0.22035 | 0.28372 | 0.35445 | 0.43049 | 0.51234 | 0.58621 | 0.65778 | 0.72393 | 0.78628 | 0.8488 | 0.91133 | 0.9731 | 1.0333 | 1.0945 | 1.1561 | 0
F8_Industrial_Food Products_New_Space Heating_Natural Gas_Destratification Fans (HVLS)_A_Achievable Technical Potential | F8 | Industrial | Food Products | New | Space Heating | Natural Gas | Destratification Fans (HVLS) | A | Cumulative Summer Peak Savings (MW) | Achievable Technical Potential | 0 | 0 | 0 | 0 | 0 | 0 | 0 | 0 | 0 | 0 | 0 | 0 | 0 | 0 | 0 | 0 | 0 | 0 | 0 | 0 | 0 | 0 | 0
F9_Industrial_Food Products_New_Space Heating_Natural Gas_Destratification Fans (HVLS)_A_Achievable Technical Potential | F9 | Industrial | Food Products | New | Space Heating | Natural Gas | Destratification Fans (HVLS) | A | Cumulative Winter Peak Savings (MW) | Achievable Technical Potential | 0 | 0 | 0 | 0 | 0 | 0 | 0 | 0 | 0 | 0 | 0 | 0 | 0 | 0 | 0 | 0 | 0 | 0 | 0 | 0 | 0 | 0 | 0
F10_Industrial_Food Products_New_Space Heating_Natural Gas_Destratification Fans (HVLS)_A_Achievable Technical Potential | F10 | Industrial | Food Products | New | Space Heating | Natural Gas | Destratification Fans (HVLS) | A | Purchases (Incremental) | Achievable Technical Potential | 0 | 0 | 926.6371 | 1617.157 | 2305.9812 | 3078.0452 | 3543.0136 | 4082.7799 | 4615.7437 | 5215.2456 | 5661.7513 | 6175.2942 | 6682.0259 | 7269.8489 | 7668.8066 | 8153.6842 | 8638.1946 | 9202.2303 | 9574.7925 | 10033.8772 | 10480.4586 | 10925.7209 | 0
F11_Industrial_Food Products_New_Space Heating_Natural Gas_Destratification Fans (HVLS)_A_Achievable Technical Potential | F11 | Industrial | Food Products | New | Space Heating | Natural Gas | Destratification Fans (HVLS) | A | Purchases (Cumulative) | Achievable Technical Potential | 0 | 0 | 926.6371 | 2543.7941 | 4849.7753 | 7927.8205 | 11470.8341 | 15553.614 | 20169.3577 | 25384.6033 | 31046.3546 | 37221.6488 | 42977.0375 | 48629.7294 | 53992.5548 | 59068.1938 | 64163.3748 | 69282.8253 | 74241.8741 | 79060.5057 | 83879.2131 | 88629.6398 | 0
F1_Industrial_Food Products_New_Space Heating_Natural Gas_Gas Boiler - Insulate Steam Lines/Condensate Tank_A_Achievable Technical Potential | F1 | Industrial | Food Products | New | Space Heating | Natural Gas | Gas Boiler - Insulate Steam Lines/Condensate Tank | A | Integrated Unit Energy Savings (kWh or therms) | Achievable Technical Potential | 0 | 0 | 9.8301 | 9.7125 | 9.629 | 9.5512 | 9.4953 | 9.4335 | 9.3715 | 9.3059 | 9.2455 | 9.1813 | 9.1014 | 9.0276 | 8.9517 | 8.8893 | 8.8358 | 8.786 | 8.7558 | 8.7307 | 8.7165 | 8.7135 | 0
F2_Industrial_Food Products_New_Space Heating_Natural Gas_Gas Boiler - Insulate Steam Lines/Condensate Tank_A_Achievable Technical Potential | F2 | Industrial | Food Products | New | Space Heating | Natural Gas | Gas Boiler - Insulate Steam Lines/Condensate Tank | A | Integrated Unit Summer Peak Savings (kW) | Achievable Technical Potential | 0 | 0 | 0 | 0 | 0 | 0 | 0 | 0 | 0 | 0 | 0 | 0 | 0 | 0 | 0 | 0 | 0 | 0 | 0 | 0 | 0 | 0 | 0
F3_Industrial_Food Products_New_Space Heating_Natural Gas_Gas Boiler - Insulate Steam Lines/Condensate Tank_A_Achievable Technical Potential | F3 | Industrial | Food Products | New | Space Heating | Natural Gas | Gas Boiler - Insulate Steam Lines/Condensate Tank | A | Integrated Unit Winter Peak Savings (kW) | Achievable Technical Potential | 0 | 0 | 0 | 0 | 0 | 0 | 0 | 0 | 0 | 0 | 0 | 0 | 0 | 0 | 0 | 0 | 0 | 0 | 0 | 0 | 0 | 0 | 0
F4_Industrial_Food Products_New_Space Heating_Natural Gas_Gas Boiler - Insulate Steam Lines/Condensate Tank_A_Achievable Technical Potential | F4 | Industrial | Food Products | New | Space Heating | Natural Gas | Gas Boiler - Insulate Steam Lines/Condensate Tank | A | Incremental Energy Savings (MWh or mTherms) | Achievable Technical Potential | 0 | 0 | 0.0011097 | 0.0019134 | 0.002705 | 0.0035814 | 0.0040983 | 0.0046919 | 0.0052696 | 0.0059124 | 0.0063768 | 0.0069069 | 0.0074087 | 0.0079951 | 0.0083629 | 0.0088297 | 0.0092981 | 0.0098493 | 0.010213 | 0.010672 | 0.011129 | 0.011598 | 0
F5_Industrial_Food Products_New_Space Heating_Natural Gas_Gas Boiler - Insulate Steam Lines/Condensate Tank_A_Achievable Technical Potential | F5 | Industrial | Food Products | New | Space Heating | Natural Gas | Gas Boiler - Insulate Steam Lines/Condensate Tank | A | Incremental Summer Peak Savings (MW) | Achievable Technical Potential | 0 | 0 | 0 | 0 | 0 | 0 | 0 | 0 | 0 | 0 | 0 | 0 | 0 | 0 | 0 | 0 | 0 | 0 | 0 | 0 | 0 | 0 | 0
F6_Industrial_Food Products_New_Space Heating_Natural Gas_Gas Boiler - Insulate Steam Lines/Condensate Tank_A_Achievable Technical Potential | F6 | Industrial | Food Products | New | Space Heating | Natural Gas | Gas Boiler - Insulate Steam Lines/Condensate Tank | A | Incremental Winter Peak Savings (MW) | Achievable Technical Potential | 0 | 0 | 0 | 0 | 0 | 0 | 0 | 0 | 0 | 0 | 0 | 0 | 0 | 0 | 0 | 0 | 0 | 0 | 0 | 0 | 0 | 0 | 0
F7_Industrial_Food Products_New_Space Heating_Natural Gas_Gas Boiler - Insulate Steam Lines/Condensate Tank_A_Achievable Technical Potential | F7 | Industrial | Food Products | New | Space Heating | Natural Gas | Gas Boiler - Insulate Steam Lines/Condensate Tank | A | Cumulative Energy Savings (MWh or mTherms) | Achievable Technical Potential | 0 | 0 | 0.0011097 | 0.0030098 | 0.0056889 | 0.0092244 | 0.013269 | 0.017874 | 0.023026 | 0.028778 | 0.034967 | 0.041632 | 0.048678 | 0.056279 | 0.064168 | 0.072551 | 0.081412 | 0.090802 | 0.1007 | 0.11109 | 0.12203 | 0.13359 | 0
F8_Industrial_Food Products_New_Space Heating_Natural Gas_Gas Boiler - Insulate Steam Lines/Condensate Tank_A_Achievable Technical Potential | F8 | Industrial | Food Products | New | Space Heating | Natural Gas | Gas Boiler - Insulate Steam Lines/Condensate Tank | A | Cumulative Summer Peak Savings (MW) | Achievable Technical Potential | 0 | 0 | 0 | 0 | 0 | 0 | 0 | 0 | 0 | 0 | 0 | 0 | 0 | 0 | 0 | 0 | 0 | 0 | 0 | 0 | 0 | 0 | 0
F9_Industrial_Food Products_New_Space Heating_Natural Gas_Gas Boiler - Insulate Steam Lines/Condensate Tank_A_Achievable Technical Potential | F9 | Industrial | Food Products | New | Space Heating | Natural Gas | Gas Boiler - Insulate Steam Lines/Condensate Tank | A | Cumulative Winter Peak Savings (MW) | Achievable Technical Potential | 0 | 0 | 0 | 0 | 0 | 0 | 0 | 0 | 0 | 0 | 0 | 0 | 0 | 0 | 0 | 0 | 0 | 0 | 0 | 0 | 0 | 0 | 0
F10_Industrial_Food Products_New_Space Heating_Natural Gas_Gas Boiler - Insulate Steam Lines/Condensate Tank_A_Achievable Technical Potential | F10 | Industrial | Food Products | New | Space Heating | Natural Gas | Gas Boiler - Insulate Steam Lines/Condensate Tank | A | Purchases (Incremental) | Achievable Technical Potential | 0 | 0 | 0.11288 | 0.19701 | 0.28092 | 0.37497 | 0.43162 | 0.49737 | 0.5623 | 0.63533 | 0.68973 | 0.75229 | 0.81402 | 0.88563 | 0.93423 | 0.9933 | 1.0523 | 1.121 | 1.1664 | 1.2223 | 1.2767 | 1.331 | 0
F11_Industrial_Food Products_New_Space Heating_Natural Gas_Gas Boiler - Insulate Steam Lines/Condensate Tank_A_Achievable Technical Potential | F11 | Industrial | Food Products | New | Space Heating | Natural Gas | Gas Boiler - Insulate Steam Lines/Condensate Tank | A | Purchases (Cumulative) | Achievable Technical Potential | 0 | 0 | 0.11288 | 0.30989 | 0.59081 | 0.96578 | 1.3974 | 1.8948 | 2.4571 | 3.0924 | 3.7821 | 4.5344 | 5.3484 | 6.2341 | 7.1683 | 8.1616 | 9.2139 | 10.3349 | 11.5014 | 12.7237 | 14.0004 | 15.3314 | 0
F1_Industrial_Food Products_New_Process_Natural Gas_Gas Boiler - Insulate Steam Lines/Condensate Tank_A_Achievable Technical Potential | F1 | Industrial | Food Products | New | Process | Natural Gas | Gas Boiler - Insulate Steam Lines/Condensate Tank | A | Integrated Unit Energy Savings (kWh or therms) | Achievable Technical Potential | 0 | 0 | 375.6139 | 375.195 | 374.7965 | 374.4417 | 373.9326 | 373.5526 | 373.2267 | 372.9837 | 372.7089 | 372.5215 | 372.382 | 372.3329 | 372.2314 | 372.204 | 372.1929 | 372.2526 | 372.2686 | 372.332 | 372.3818 | 372.4221 | 0
F2_Industrial_Food Products_New_Process_Natural Gas_Gas Boiler - Insulate Steam Lines/Condensate Tank_A_Achievable Technical Potential | F2 | Industrial | Food Products | New | Process | Natural Gas | Gas Boiler - Insulate Steam Lines/Condensate Tank | A | Integrated Unit Summer Peak Savings (kW) | Achievable Technical Potential | 0 | 0 | 0 | 0 | 0 | 0 | 0 | 0 | 0 | 0 | 0 | 0 | 0 | 0 | 0 | 0 | 0 | 0 | 0 | 0 | 0 | 0 | 0
F3_Industrial_Food Products_New_Process_Natural Gas_Gas Boiler - Insulate Steam Lines/Condensate Tank_A_Achievable Technical Potential | F3 | Industrial | Food Products | New | Process | Natural Gas | Gas Boiler - Insulate Steam Lines/Condensate Tank | A | Integrated Unit Winter Peak Savings (kW) | Achievable Technical Potential | 0 | 0 | 0 | 0 | 0 | 0 | 0 | 0 | 0 | 0 | 0 | 0 | 0 | 0 | 0 | 0 | 0 | 0 | 0 | 0 | 0 | 0 | 0
F4_Industrial_Food Products_New_Process_Natural Gas_Gas Boiler - Insulate Steam Lines/Condensate Tank_A_Achievable Technical Potential | F4 | Industrial | Food Products | New | Process | Natural Gas | Gas Boiler - Insulate Steam Lines/Condensate Tank | A | Incremental Energy Savings (MWh or mTherms) | Achievable Technical Potential | 0 | 0 | 0.1011 | 0.17625 | 0.25105 | 0.33479 | 0.38484 | 0.44302 | 0.50041 | 0.56504 | 0.61296 | 0.66822 | 0.72279 | 0.78627 | 0.82919 | 0.88155 | 0.93391 | 0.99505 | 1.0354 | 1.0852 | 1.1337 | 1.1819 | 0
F5_Industrial_Food Products_New_Process_Natural Gas_Gas Boiler - Insulate Steam Lines/Condensate Tank_A_Achievable Technical Potential | F5 | Industrial | Food Products | New | Process | Natural Gas | Gas Boiler - Insulate Steam Lines/Condensate Tank | A | Incremental Summer Peak Savings (MW) | Achievable Technical Potential | 0 | 0 | 0 | 0 | 0 | 0 | 0 | 0 | 0 | 0 | 0 | 0 | 0 | 0 | 0 | 0 | 0 | 0 | 0 | 0 | 0 | 0 | 0
F6_Industrial_Food Products_New_Process_Natural Gas_Gas Boiler - Insulate Steam Lines/Condensate Tank_A_Achievable Technical Potential | F6 | Industrial | Food Products | New | Process | Natural Gas | Gas Boiler - Insulate Steam Lines/Condensate Tank | A | Incremental Winter Peak Savings (MW) | Achievable Technical Potential | 0 | 0 | 0 | 0 | 0 | 0 | 0 | 0 | 0 | 0 | 0 | 0 | 0 | 0 | 0 | 0 | 0 | 0 | 0 | 0 | 0 | 0 | 0
F7_Industrial_Food Products_New_Process_Natural Gas_Gas Boiler - Insulate Steam Lines/Condensate Tank_A_Achievable Technical Potential | F7 | Industrial | Food Products | New | Process | Natural Gas | Gas Boiler - Insulate Steam Lines/Condensate Tank | A | Cumulative Energy Savings (MWh or mTherms) | Achievable Technical Potential | 0 | 0 | 0.1011 | 0.27724 | 0.528 | 0.86229 | 1.246 | 1.6877 | 2.1866 | 2.7503 | 3.3612 | 4.0277 | 4.749 | 5.5346 | 6.3623 | 7.2434 | 8.1771 | 9.1735 | 10.2092 | 11.2962 | 12.4313 | 13.6146 | 0
F8_Industrial_Food Products_New_Process_Natural Gas_Gas Boiler - Insulate Steam Lines/Condensate Tank_A_Achievable Technical Potential | F8 | Industrial | Food Products | New | Process | Natural Gas | Gas Boiler - Insulate Steam Lines/Condensate Tank | A | Cumulative Summer Peak Savings (MW) | Achievable Technical Potential | 0 | 0 | 0 | 0 | 0 | 0 | 0 | 0 | 0 | 0 | 0 | 0 | 0 | 0 | 0 | 0 | 0 | 0 | 0 | 0 | 0 | 0 | 0
F9_Industrial_Food Products_New_Process_Natural Gas_Gas Boiler - Insulate Steam Lines/Condensate Tank_A_Achievable Technical Potential | F9 | Industrial | Food Products | New | Process | Natural Gas | Gas Boiler - Insulate Steam Lines/Condensate Tank | A | Cumulative Winter Peak Savings (MW) | Achievable Technical Potential | 0 | 0 | 0 | 0 | 0 | 0 | 0 | 0 | 0 | 0 | 0 | 0 | 0 | 0 | 0 | 0 | 0 | 0 | 0 | 0 | 0 | 0 | 0
F10_Industrial_Food Products_New_Process_Natural Gas_Gas Boiler - Insulate Steam Lines/Condensate Tank_A_Achievable Technical Potential | F10 | Industrial | Food Products | New | Process | Natural Gas | Gas Boiler - Insulate Steam Lines/Condensate Tank | A | Purchases (Incremental) | Achievable Technical Potential | 0 | 0 | 0.26917 | 0.46975 | 0.66984 | 0.8941 | 1.0292 | 1.186 | 1.3408 | 1.5149 | 1.6446 | 1.7938 | 1.941 | 2.1117 | 2.2276 | 2.3685 | 2.5092 | 2.673 | 2.7813 | 2.9146 | 3.0443 | 3.1737 | 0
F11_Industrial_Food Products_New_Process_Natural Gas_Gas Boiler - Insulate Steam Lines/Condensate Tank_A_Achievable Technical Potential | F11 | Industrial | Food Products | New | Process | Natural Gas | Gas Boiler - Insulate Steam Lines/Condensate Tank | A | Purchases (Cumulative) | Achievable Technical Potential | 0 | 0 | 0.26917 | 0.73892 | 1.4088 | 2.3029 | 3.332 | 4.518 | 5.8588 | 7.3737 | 9.0183 | 10.8121 | 12.753 | 14.8648 | 17.0924 | 19.4609 | 21.9701 | 24.6431 | 27.4244 | 30.339 | 33.3833 | 36.557 | 0
F1_Industrial_Food Products_New_Space Heating_Natural Gas_Gas Boiler - Insulate Hot Water Lines_A_Achievable Technical Potential | F1 | Industrial | Food Products | New | Space Heating | Natural Gas | Gas Boiler - Insulate Hot Water Lines | A | Integrated Unit Energy Savings (kWh or therms) | Achievable Technical Potential | 0 | 0 | 11.1132 | 10.9829 | 10.8928 | 10.8113 | 10.759 | 10.7037 | 10.6531 | 10.6032 | 10.5663 | 10.5288 | 10.4765 | 10.4302 | 10.3848 | 10.3474 | 10.3131 | 10.2716 | 10.2509 | 10.2236 | 10.202 | 10.1885 | 0
F2_Industrial_Food Products_New_Space Heating_Natural Gas_Gas Boiler - Insulate Hot Water Lines_A_Achievable Technical Potential | F2 | Industrial | Food Products | New | Space Heating | Natural Gas | Gas Boiler - Insulate Hot Water Lines | A | Integrated Unit Summer Peak Savings (kW) | Achievable Technical Potential | 0 | 0 | 0 | 0 | 0 | 0 | 0 | 0 | 0 | 0 | 0 | 0 | 0 | 0 | 0 | 0 | 0 | 0 | 0 | 0 | 0 | 0 | 0
F3_Industrial_Food Products_New_Space Heating_Natural Gas_Gas Boiler - Insulate Hot Water Lines_A_Achievable Technical Potential | F3 | Industrial | Food Products | New | Space Heating | Natural Gas | Gas Boiler - Insulate Hot Water Lines | A | Integrated Unit Winter Peak Savings (kW) | Achievable Technical Potential | 0 | 0 | 0 | 0 | 0 | 0 | 0 | 0 | 0 | 0 | 0 | 0 | 0 | 0 | 0 | 0 | 0 | 0 | 0 | 0 | 0 | 0 | 0
F4_Industrial_Food Products_New_Space Heating_Natural Gas_Gas Boiler - Insulate Hot Water Lines_A_Achievable Technical Potential | F4 | Industrial | Food Products | New | Space Heating | Natural Gas | Gas Boiler - Insulate Hot Water Lines | A | Incremental Energy Savings (MWh or mTherms) | Achievable Technical Potential | 0 | 0 | 0.0012545 | 0.0021637 | 0.00306 | 0.0040539 | 0.0046437 | 0.0053237 | 0.0059902 | 0.0067365 | 0.0072878 | 0.0079206 | 0.008528 | 0.0092373 | 0.0097017 | 0.010278 | 0.010853 | 0.011515 | 0.011957 | 0.012497 | 0.013025 | 0.013561 | 0
F5_Industrial_Food Products_New_Space Heating_Natural Gas_Gas Boiler - Insulate Hot Water Lines_A_Achievable Technical Potential | F5 | Industrial | Food Products | New | Space Heating | Natural Gas | Gas Boiler - Insulate Hot Water Lines | A | Incremental Summer Peak Savings (MW) | Achievable Technical Potential | 0 | 0 | 0 | 0 | 0 | 0 | 0 | 0 | 0 | 0 | 0 | 0 | 0 | 0 | 0 | 0 | 0 | 0 | 0 | 0 | 0 | 0 | 0
F6_Industrial_Food Products_New_Space Heating_Natural Gas_Gas Boiler - Insulate Hot Water Lines_A_Achievable Technical Potential | F6 | Industrial | Food Products | New | Space Heating | Natural Gas | Gas Boiler - Insulate Hot Water Lines | A | Incremental Winter Peak Savings (MW) | Achievable Technical Potential | 0 | 0 | 0 | 0 | 0 | 0 | 0 | 0 | 0 | 0 | 0 | 0 | 0 | 0 | 0 | 0 | 0 | 0 | 0 | 0 | 0 | 0 | 0
F7_Industrial_Food Products_New_Space Heating_Natural Gas_Gas Boiler - Insulate Hot Water Lines_A_Achievable Technical Potential | F7 | Industrial | Food Products | New | Space Heating | Natural Gas | Gas Boiler - Insulate Hot Water Lines | A | Cumulative Energy Savings (MWh or mTherms) | Achievable Technical Potential | 0 | 0 | 0.0012545 | 0.0034035 | 0.0064355 | 0.010441 | 0.015035 | 0.020281 | 0.026176 | 0.032789 | 0.039963 | 0.047742 | 0.056033 | 0.065022 | 0.074441 | 0.084451 | 0.095024 | 0.10616 | 0.1179 | 0.13008 | 0.14283 | 0.1562 | 0
F8_Industrial_Food Products_New_Space Heating_Natural Gas_Gas Boiler - Insulate Hot Water Lines_A_Achievable Technical Potential | F8 | Industrial | Food Products | New | Space Heating | Natural Gas | Gas Boiler - Insulate Hot Water Lines | A | Cumulative Summer Peak Savings (MW) | Achievable Technical Potential | 0 | 0 | 0 | 0 | 0 | 0 | 0 | 0 | 0 | 0 | 0 | 0 | 0 | 0 | 0 | 0 | 0 | 0 | 0 | 0 | 0 | 0 | 0
F9_Industrial_Food Products_New_Space Heating_Natural Gas_Gas Boiler - Insulate Hot Water Lines_A_Achievable Technical Potential | F9 | Industrial | Food Products | New | Space Heating | Natural Gas | Gas Boiler - Insulate Hot Water Lines | A | Cumulative Winter Peak Savings (MW) | Achievable Technical Potential | 0 | 0 | 0 | 0 | 0 | 0 | 0 | 0 | 0 | 0 | 0 | 0 | 0 | 0 | 0 | 0 | 0 | 0 | 0 | 0 | 0 | 0 | 0
F10_Industrial_Food Products_New_Space Heating_Natural Gas_Gas Boiler - Insulate Hot Water Lines_A_Achievable Technical Potential | F10 | Industrial | Food Products | New | Space Heating | Natural Gas | Gas Boiler - Insulate Hot Water Lines | A | Purchases (Incremental) | Achievable Technical Potential | 0 | 0 | 0.11288 | 0.19701 | 0.28092 | 0.37497 | 0.43162 | 0.49737 | 0.5623 | 0.63533 | 0.68973 | 0.75229 | 0.81402 | 0.88563 | 0.93423 | 0.9933 | 1.0523 | 1.121 | 1.1664 | 1.2223 | 1.2767 | 1.331 | 0
F11_Industrial_Food Products_New_Space Heating_Natural Gas_Gas Boiler - Insulate Hot Water Lines_A_Achievable Technical Potential | F11 | Industrial | Food Products | New | Space Heating | Natural Gas | Gas Boiler - Insulate Hot Water Lines | A | Purchases (Cumulative) | Achievable Technical Potential | 0 | 0 | 0.11288 | 0.30989 | 0.59081 | 0.96578 | 1.3974 | 1.8948 | 2.4571 | 3.0924 | 3.7821 | 4.5344 | 5.3484 | 6.2341 | 7.1683 | 8.1616 | 9.2139 | 10.3349 | 11.5014 | 12.7237 | 14.0004 | 15.3314 | 0
F1_Industrial_Food Products_New_Process_Natural Gas_Gas Boiler - Insulate Hot Water Lines_A_Achievable Technical Potential | F1 | Industrial | Food Products | New | Process | Natural Gas | Gas Boiler - Insulate Hot Water Lines | A | Integrated Unit Energy Savings (kWh or therms) | Achievable Technical Potential | 0 | 0 | 424.8922 | 424.6076 | 424.3316 | 424.0858 | 423.7276 | 423.4662 | 423.2295 | 423.0442 | 422.8427 | 422.7071 | 422.6171 | 422.6047 | 422.5707 | 422.5958 | 422.6366 | 422.7399 | 422.8173 | 422.9323 | 423.0364 | 423.1318 | 0
F2_Industrial_Food Products_New_Process_Natural Gas_Gas Boiler - Insulate Hot Water Lines_A_Achievable Technical Potential | F2 | Industrial | Food Products | New | Process | Natural Gas | Gas Boiler - Insulate Hot Water Lines | A | Integrated Unit Summer Peak Savings (kW) | Achievable Technical Potential | 0 | 0 | 0 | 0 | 0 | 0 | 0 | 0 | 0 | 0 | 0 | 0 | 0 | 0 | 0 | 0 | 0 | 0 | 0 | 0 | 0 | 0 | 0
F3_Industrial_Food Products_New_Process_Natural Gas_Gas Boiler - Insulate Hot Water Lines_A_Achievable Technical Potential | F3 | Industrial | Food Products | New | Process | Natural Gas | Gas Boiler - Insulate Hot Water Lines | A | Integrated Unit Winter Peak Savings (kW) | Achievable Technical Potential | 0 | 0 | 0 | 0 | 0 | 0 | 0 | 0 | 0 | 0 | 0 | 0 | 0 | 0 | 0 | 0 | 0 | 0 | 0 | 0 | 0 | 0 | 0
F4_Industrial_Food Products_New_Process_Natural Gas_Gas Boiler - Insulate Hot Water Lines_A_Achievable Technical Potential | F4 | Industrial | Food Products | New | Process | Natural Gas | Gas Boiler - Insulate Hot Water Lines | A | Incremental Energy Savings (MWh or mTherms) | Achievable Technical Potential | 0 | 0 | 0.11437 | 0.19946 | 0.28423 | 0.37918 | 0.43609 | 0.50221 | 0.56745 | 0.64088 | 0.69541 | 0.75825 | 0.82029 | 0.89243 | 0.94133 | 1.0009 | 1.0605 | 1.13 | 1.176 | 1.2327 | 1.2879 | 1.3429 | 0
F5_Industrial_Food Products_New_Process_Natural Gas_Gas Boiler - Insulate Hot Water Lines_A_Achievable Technical Potential | F5 | Industrial | Food Products | New | Process | Natural Gas | Gas Boiler - Insulate Hot Water Lines | A | Incremental Summer Peak Savings (MW) | Achievable Technical Potential | 0 | 0 | 0 | 0 | 0 | 0 | 0 | 0 | 0 | 0 | 0 | 0 | 0 | 0 | 0 | 0 | 0 | 0 | 0 | 0 | 0 | 0 | 0
F6_Industrial_Food Products_New_Process_Natural Gas_Gas Boiler - Insulate Hot Water Lines_A_Achievable Technical Potential | F6 | Industrial | Food Products | New | Process | Natural Gas | Gas Boiler - Insulate Hot Water Lines | A | Incremental Winter Peak Savings (MW) | Achievable Technical Potential | 0 | 0 | 0 | 0 | 0 | 0 | 0 | 0 | 0 | 0 | 0 | 0 | 0 | 0 | 0 | 0 | 0 | 0 | 0 | 0 | 0 | 0 | 0
F7_Industrial_Food Products_New_Process_Natural Gas_Gas Boiler - Insulate Hot Water Lines_A_Achievable Technical Potential | F7 | Industrial | Food Products | New | Process | Natural Gas | Gas Boiler - Insulate Hot Water Lines | A | Cumulative Energy Savings (MWh or mTherms) | Achievable Technical Potential | 0 | 0 | 0.11437 | 0.31375 | 0.59778 | 0.97661 | 1.4119 | 1.9132 | 2.4796 | 3.1194 | 3.8133 | 4.5703 | 5.3897 | 6.2819 | 7.2227 | 8.2241 | 9.2853 | 10.4176 | 11.5955 | 12.8313 | 14.1224 | 15.4684 | 0
F8_Industrial_Food Products_New_Process_Natural Gas_Gas Boiler - Insulate Hot Water Lines_A_Achievable Technical Potential | F8 | Industrial | Food Products | New | Process | Natural Gas | Gas Boiler - Insulate Hot Water Lines | A | Cumulative Summer Peak Savings (MW) | Achievable Technical Potential | 0 | 0 | 0 | 0 | 0 | 0 | 0 | 0 | 0 | 0 | 0 | 0 | 0 | 0 | 0 | 0 | 0 | 0 | 0 | 0 | 0 | 0 | 0
F9_Industrial_Food Products_New_Process_Natural Gas_Gas Boiler - Insulate Hot Water Lines_A_Achievable Technical Potential | F9 | Industrial | Food Products | New | Process | Natural Gas | Gas Boiler - Insulate Hot Water Lines | A | Cumulative Winter Peak Savings (MW) | Achievable Technical Potential | 0 | 0 | 0 | 0 | 0 | 0 | 0 | 0 | 0 | 0 | 0 | 0 | 0 | 0 | 0 | 0 | 0 | 0 | 0 | 0 | 0 | 0 | 0
F10_Industrial_Food Products_New_Process_Natural Gas_Gas Boiler - Insulate Hot Water Lines_A_Achievable Technical Potential | F10 | Industrial | Food Products | New | Process | Natural Gas | Gas Boiler - Insulate Hot Water Lines | A | Purchases (Incremental) | Achievable Technical Potential | 0 | 0 | 0.26917 | 0.46975 | 0.66984 | 0.8941 | 1.0292 | 1.186 | 1.3408 | 1.5149 | 1.6446 | 1.7938 | 1.941 | 2.1117 | 2.2276 | 2.3685 | 2.5092 | 2.673 | 2.7813 | 2.9146 | 3.0443 | 3.1737 | 0
F11_Industrial_Food Products_New_Process_Natural Gas_Gas Boiler - Insulate Hot Water Lines_A_Achievable Technical Potential | F11 | Industrial | Food Products | New | Process | Natural Gas | Gas Boiler - Insulate Hot Water Lines | A | Purchases (Cumulative) | Achievable Technical Potential | 0 | 0 | 0.26917 | 0.73892 | 1.4088 | 2.3029 | 3.332 | 4.518 | 5.8588 | 7.3737 | 9.0183 | 10.8121 | 12.753 | 14.8648 | 17.0924 | 19.4609 | 21.9701 | 24.6431 | 27.4244 | 30.339 | 33.3833 | 36.557 | 0
F1_Industrial_Food Products_New_Process_Natural Gas_Process - Insulate Heated Process Fluids_A_Achievable Technical Potential | F1 | Industrial | Food Products | New | Process | Natural Gas | Process - Insulate Heated Process Fluids | A | Integrated Unit Energy Savings (kWh or therms) | Achievable Technical Potential | 0 | 0 | 275.2028 | 274.9678 | 274.7421 | 274.5413 | 274.2509 | 274.0312 | 273.8286 | 273.6649 | 273.4802 | 273.3446 | 273.2386 | 273.1893 | 273.1115 | 273.0798 | 273.0587 | 273.0846 | 273.0781 | 273.104 | 273.1222 | 273.135 | 0
F2_Industrial_Food Products_New_Process_Natural Gas_Process - Insulate Heated Process Fluids_A_Achievable Technical Potential | F2 | Industrial | Food Products | New | Process | Natural Gas | Process - Insulate Heated Process Fluids | A | Integrated Unit Summer Peak Savings (kW) | Achievable Technical Potential | 0 | 0 | 0 | 0 | 0 | 0 | 0 | 0 | 0 | 0 | 0 | 0 | 0 | 0 | 0 | 0 | 0 | 0 | 0 | 0 | 0 | 0 | 0
F3_Industrial_Food Products_New_Process_Natural Gas_Process - Insulate Heated Process Fluids_A_Achievable Technical Potential | F3 | Industrial | Food Products | New | Process | Natural Gas | Process - Insulate Heated Process Fluids | A | Integrated Unit Winter Peak Savings (kW) | Achievable Technical Potential | 0 | 0 | 0 | 0 | 0 | 0 | 0 | 0 | 0 | 0 | 0 | 0 | 0 | 0 | 0 | 0 | 0 | 0 | 0 | 0 | 0 | 0 | 0
F4_Industrial_Food Products_New_Process_Natural Gas_Process - Insulate Heated Process Fluids_A_Achievable Technical Potential | F4 | Industrial | Food Products | New | Process | Natural Gas | Process - Insulate Heated Process Fluids | A | Incremental Energy Savings (MWh or mTherms) | Achievable Technical Potential | 0 | 0 | 0.16204 | 0.28255 | 0.40257 | 0.53696 | 0.61742 | 0.63982 | 0.57825 | 0.52237 | 0.45337 | 0.39539 | 0.34214 | 0.29774 | 0.25119 | 0.21363 | 0.18105 | 0.15431 | 0.0010951 | 0.0004099 | 0.00014597 | 4.9622e-05 | 0
F5_Industrial_Food Products_New_Process_Natural Gas_Process - Insulate Heated Process Fluids_A_Achievable Technical Potential | F5 | Industrial | Food Products | New | Process | Natural Gas | Process - Insulate Heated Process Fluids | A | Incremental Summer Peak Savings (MW) | Achievable Technical Potential | 0 | 0 | 0 | 0 | 0 | 0 | 0 | 0 | 0 | 0 | 0 | 0 | 0 | 0 | 0 | 0 | 0 | 0 | 0 | 0 | 0 | 0 | 0
F6_Industrial_Food Products_New_Process_Natural Gas_Process - Insulate Heated Process Fluids_A_Achievable Technical Potential | F6 | Industrial | Food Products | New | Process | Natural Gas | Process - Insulate Heated Process Fluids | A | Incremental Winter Peak Savings (MW) | Achievable Technical Potential | 0 | 0 | 0 | 0 | 0 | 0 | 0 | 0 | 0 | 0 | 0 | 0 | 0 | 0 | 0 | 0 | 0 | 0 | 0 | 0 | 0 | 0 | 0
F7_Industrial_Food Products_New_Process_Natural Gas_Process - Insulate Heated Process Fluids_A_Achievable Technical Potential | F7 | Industrial | Food Products | New | Process | Natural Gas | Process - Insulate Heated Process Fluids | A | Cumulative Energy Savings (MWh or mTherms) | Achievable Technical Potential | 0 | 0 | 0.16204 | 0.44445 | 0.84665 | 1.383 | 1.999 | 2.6372 | 3.2135 | 3.7339 | 4.1848 | 4.5781 | 4.9184 | 5.2153 | 5.465 | 5.678 | 5.8586 | 6.0135 | 6.0144 | 6.0154 | 6.0159 | 6.0163 | 0
F8_Industrial_Food Products_New_Process_Natural Gas_Process - Insulate Heated Process Fluids_A_Achievable Technical Potential | F8 | Industrial | Food Products | New | Process | Natural Gas | Process - Insulate Heated Process Fluids | A | Cumulative Summer Peak Savings (MW) | Achievable Technical Potential | 0 | 0 | 0 | 0 | 0 | 0 | 0 | 0 | 0 | 0 | 0 | 0 | 0 | 0 | 0 | 0 | 0 | 0 | 0 | 0 | 0 | 0 | 0
F9_Industrial_Food Products_New_Process_Natural Gas_Process - Insulate Heated Process Fluids_A_Achievable Technical Potential | F9 | Industrial | Food Products | New | Process | Natural Gas | Process - Insulate Heated Process Fluids | A | Cumulative Winter Peak Savings (MW) | Achievable Technical Potential | 0 | 0 | 0 | 0 | 0 | 0 | 0 | 0 | 0 | 0 | 0 | 0 | 0 | 0 | 0 | 0 | 0 | 0 | 0 | 0 | 0 | 0 | 0
F10_Industrial_Food Products_New_Process_Natural Gas_Process - Insulate Heated Process Fluids_A_Achievable Technical Potential | F10 | Industrial | Food Products | New | Process | Natural Gas | Process - Insulate Heated Process Fluids | A | Purchases (Incremental) | Achievable Technical Potential | 0 | 0 | 0.5888 | 1.0276 | 1.4653 | 1.9558 | 2.2513 | 2.3348 | 2.1117 | 1.9088 | 1.6578 | 1.4465 | 1.2522 | 1.0899 | 0.91973 | 0.7823 | 0.66303 | 0.56506 | 0.0040102 | 0.0015009 | 0.00053444 | 0.00018168 | 0
F11_Industrial_Food Products_New_Process_Natural Gas_Process - Insulate Heated Process Fluids_A_Achievable Technical Potential | F11 | Industrial | Food Products | New | Process | Natural Gas | Process - Insulate Heated Process Fluids | A | Purchases (Cumulative) | Achievable Technical Potential | 0 | 0 | 0.5888 | 1.6164 | 3.0816 | 5.0375 | 7.2888 | 9.6236 | 11.7353 | 13.6441 | 15.3019 | 16.7484 | 18.0005 | 19.0904 | 20.0101 | 20.7924 | 21.4554 | 22.0205 | 22.0245 | 22.026 | 22.0266 | 22.0267 | 0
F1_Industrial_Food Products_New_Process_Natural Gas_Process Heat Recovery_A_Achievable Technical Potential | F1 | Industrial | Food Products | New | Process | Natural Gas | Process Heat Recovery | A | Integrated Unit Energy Savings (kWh or therms) | Achievable Technical Potential | 0 | 0 | 3.2259 | 3.2201 | 3.2147 | 3.2097 | 3.2025 | 3.1969 | 3.1921 | 3.1884 | 3.1843 | 3.1813 | 3.1791 | 3.178 | 3.1762 | 3.1755 | 3.1751 | 3.176 | 3.176 | 3.1766 | 3.1771 | 3.1775 | 0
F2_Industrial_Food Products_New_Process_Natural Gas_Process Heat Recovery_A_Achievable Technical Potential | F2 | Industrial | Food Products | New | Process | Natural Gas | Process Heat Recovery | A | Integrated Unit Summer Peak Savings (kW) | Achievable Technical Potential | 0 | 0 | 0 | 0 | 0 | 0 | 0 | 0 | 0 | 0 | 0 | 0 | 0 | 0 | 0 | 0 | 0 | 0 | 0 | 0 | 0 | 0 | 0
F3_Industrial_Food Products_New_Process_Natural Gas_Process Heat Recovery_A_Achievable Technical Potential | F3 | Industrial | Food Products | New | Process | Natural Gas | Process Heat Recovery | A | Integrated Unit Winter Peak Savings (kW) | Achievable Technical Potential | 0 | 0 | 0 | 0 | 0 | 0 | 0 | 0 | 0 | 0 | 0 | 0 | 0 | 0 | 0 | 0 | 0 | 0 | 0 | 0 | 0 | 0 | 0
F4_Industrial_Food Products_New_Process_Natural Gas_Process Heat Recovery_A_Achievable Technical Potential | F4 | Industrial | Food Products | New | Process | Natural Gas | Process Heat Recovery | A | Incremental Energy Savings (MWh or mTherms) | Achievable Technical Potential | 0 | 0 | 0.068379 | 0.11912 | 0.16957 | 0.22599 | 0.25955 | 0.26871 | 0.24267 | 0.2191 | 0.19004 | 0.16567 | 0.1433 | 0.12469 | 0.10516 | 0.089432 | 0.075788 | 0.06732 | 0.11749 | 0.16756 | 0.2237 | 0.25752 | 0
F5_Industrial_Food Products_New_Process_Natural Gas_Process Heat Recovery_A_Achievable Technical Potential | F5 | Industrial | Food Products | New | Process | Natural Gas | Process Heat Recovery | A | Incremental Summer Peak Savings (MW) | Achievable Technical Potential | 0 | 0 | 0 | 0 | 0 | 0 | 0 | 0 | 0 | 0 | 0 | 0 | 0 | 0 | 0 | 0 | 0 | 0 | 0 | 0 | 0 | 0 | 0
F6_Industrial_Food Products_New_Process_Natural Gas_Process Heat Recovery_A_Achievable Technical Potential | F6 | Industrial | Food Products | New | Process | Natural Gas | Process Heat Recovery | A | Incremental Winter Peak Savings (MW) | Achievable Technical Potential | 0 | 0 | 0 | 0 | 0 | 0 | 0 | 0 | 0 | 0 | 0 | 0 | 0 | 0 | 0 | 0 | 0 | 0 | 0 | 0 | 0 | 0 | 0
F7_Industrial_Food Products_New_Process_Natural Gas_Process Heat Recovery_A_Achievable Technical Potential | F7 | Industrial | Food Products | New | Process | Natural Gas | Process Heat Recovery | A | Cumulative Energy Savings (MWh or mTherms) | Achievable Technical Potential | 0 | 0 | 0.068379 | 0.18738 | 0.35663 | 0.58207 | 0.84032 | 1.1076 | 1.3486 | 1.5661 | 1.7541 | 1.9182 | 2.0601 | 2.1841 | 2.288 | 2.377 | 2.4525 | 2.4531 | 2.4531 | 2.4536 | 2.454 | 2.4543 | 0
F8_Industrial_Food Products_New_Process_Natural Gas_Process Heat Recovery_A_Achievable Technical Potential | F8 | Industrial | Food Products | New | Process | Natural Gas | Process Heat Recovery | A | Cumulative Summer Peak Savings (MW) | Achievable Technical Potential | 0 | 0 | 0 | 0 | 0 | 0 | 0 | 0 | 0 | 0 | 0 | 0 | 0 | 0 | 0 | 0 | 0 | 0 | 0 | 0 | 0 | 0 | 0
F9_Industrial_Food Products_New_Process_Natural Gas_Process Heat Recovery_A_Achievable Technical Potential | F9 | Industrial | Food Products | New | Process | Natural Gas | Process Heat Recovery | A | Cumulative Winter Peak Savings (MW) | Achievable Technical Potential | 0 | 0 | 0 | 0 | 0 | 0 | 0 | 0 | 0 | 0 | 0 | 0 | 0 | 0 | 0 | 0 | 0 | 0 | 0 | 0 | 0 | 0 | 0
F10_Industrial_Food Products_New_Process_Natural Gas_Process Heat Recovery_A_Achievable Technical Potential | F10 | Industrial | Food Products | New | Process | Natural Gas | Process Heat Recovery | A | Purchases (Incremental) | Achievable Technical Potential | 0 | 0 | 21.1969 | 36.9925 | 52.7494 | 70.4104 | 81.0466 | 84.0544 | 76.0214 | 68.7162 | 59.6795 | 52.0741 | 45.0778 | 39.2346 | 33.1102 | 28.163 | 23.8692 | 21.1969 | 36.9925 | 52.7494 | 70.4104 | 81.0466 | 0
F11_Industrial_Food Products_New_Process_Natural Gas_Process Heat Recovery_A_Achievable Technical Potential | F11 | Industrial | Food Products | New | Process | Natural Gas | Process Heat Recovery | A | Purchases (Cumulative) | Achievable Technical Potential | 0 | 0 | 21.1969 | 58.1894 | 110.9388 | 181.3492 | 262.3958 | 346.4502 | 422.4716 | 491.1878 | 550.8673 | 602.9414 | 648.0192 | 687.2538 | 720.364 | 748.527 | 772.3961 | 772.3961 | 772.3961 | 772.3961 | 772.3961 | 772.3961 | 0
F1_Industrial_Food Products_New_Space Heating_Natural Gas_Building Automation System_A_Achievable Technical Potential | F1 | Industrial | Food Products | New | Space Heating | Natural Gas | Building Automation System | A | Integrated Unit Energy Savings (kWh or therms) | Achievable Technical Potential | 0 | 0 | 0.014835 | 0.01466 | 0.01454 | 0.01443 | 0.01436 | 0.014286 | 0.014218 | 0.014151 | 0.014101 | 0.01405 | 0.01398 | 0.013918 | 0.013857 | 0.013807 | 0.01376 | 0.013705 | 0.013677 | 0.01364 | 0.01361 | 0.013592 | 0
F2_Industrial_Food Products_New_Space Heating_Natural Gas_Building Automation System_A_Achievable Technical Potential | F2 | Industrial | Food Products | New | Space Heating | Natural Gas | Building Automation System | A | Integrated Unit Summer Peak Savings (kW) | Achievable Technical Potential | 0 | 0 | 0 | 0 | 0 | 0 | 0 | 0 | 0 | 0 | 0 | 0 | 0 | 0 | 0 | 0 | 0 | 0 | 0 | 0 | 0 | 0 | 0
F3_Industrial_Food Products_New_Space Heating_Natural Gas_Building Automation System_A_Achievable Technical Potential | F3 | Industrial | Food Products | New | Space Heating | Natural Gas | Building Automation System | A | Integrated Unit Winter Peak Savings (kW) | Achievable Technical Potential | 0 | 0 | 0 | 0 | 0 | 0 | 0 | 0 | 0 | 0 | 0 | 0 | 0 | 0 | 0 | 0 | 0 | 0 | 0 | 0 | 0 | 0 | 0
F4_Industrial_Food Products_New_Space Heating_Natural Gas_Building Automation System_A_Achievable Technical Potential | F4 | Industrial | Food Products | New | Space Heating | Natural Gas | Building Automation System | A | Incremental Energy Savings (MWh or mTherms) | Achievable Technical Potential | 0 | 0 | 0.0028201 | 0.0097223 | 0.024413 | 0.052608 | 0.091465 | 0.15017 | 0.22985 | 0.33507 | 0.44833 | 0.57458 | 0.69405 | 0.79972 | 0.84341 | 0.84226 | 0.78191 | 0.68606 | 0.54475 | 0.39416 | 0.26247 | 0.1782 | 0
F5_Industrial_Food Products_New_Space Heating_Natural Gas_Building Automation System_A_Achievable Technical Potential | F5 | Industrial | Food Products | New | Space Heating | Natural Gas | Building Automation System | A | Incremental Summer Peak Savings (MW) | Achievable Technical Potential | 0 | 0 | 0 | 0 | 0 | 0 | 0 | 0 | 0 | 0 | 0 | 0 | 0 | 0 | 0 | 0 | 0 | 0 | 0 | 0 | 0 | 0 | 0
F6_Industrial_Food Products_New_Space Heating_Natural Gas_Building Automation System_A_Achievable Technical Potential | F6 | Industrial | Food Products | New | Space Heating | Natural Gas | Building Automation System | A | Incremental Winter Peak Savings (MW) | Achievable Technical Potential | 0 | 0 | 0 | 0 | 0 | 0 | 0 | 0 | 0 | 0 | 0 | 0 | 0 | 0 | 0 | 0 | 0 | 0 | 0 | 0 | 0 | 0 | 0
F7_Industrial_Food Products_New_Space Heating_Natural Gas_Building Automation System_A_Achievable Technical Potential | F7 | Industrial | Food Products | New | Space Heating | Natural Gas | Building Automation System | A | Cumulative Energy Savings (MWh or mTherms) | Achievable Technical Potential | 0 | 0 | 0.0028201 | 0.012509 | 0.036819 | 0.08915 | 0.18018 | 0.32942 | 0.5577 | 0.89015 | 1.3353 | 1.9051 | 2.5897 | 3.3779 | 4.2064 | 5.0335 | 5.7985 | 6.4584 | 6.9809 | 7.3334 | 7.5304 | 7.6119 | 0
F8_Industrial_Food Products_New_Space Heating_Natural Gas_Building Automation System_A_Achievable Technical Potential | F8 | Industrial | Food Products | New | Space Heating | Natural Gas | Building Automation System | A | Cumulative Summer Peak Savings (MW) | Achievable Technical Potential | 0 | 0 | 0 | 0 | 0 | 0 | 0 | 0 | 0 | 0 | 0 | 0 | 0 | 0 | 0 | 0 | 0 | 0 | 0 | 0 | 0 | 0 | 0
F9_Industrial_Food Products_New_Space Heating_Natural Gas_Building Automation System_A_Achievable Technical Potential | F9 | Industrial | Food Products | New | Space Heating | Natural Gas | Building Automation System | A | Cumulative Winter Peak Savings (MW) | Achievable Technical Potential | 0 | 0 | 0 | 0 | 0 | 0 | 0 | 0 | 0 | 0 | 0 | 0 | 0 | 0 | 0 | 0 | 0 | 0 | 0 | 0 | 0 | 0 | 0
F10_Industrial_Food Products_New_Space Heating_Natural Gas_Building Automation System_A_Achievable Technical Potential | F10 | Industrial | Food Products | New | Space Heating | Natural Gas | Building Automation System | A | Purchases (Incremental) | Achievable Technical Potential | 0 | 0 | 190.1012 | 663.1717 | 1679.0411 | 3645.6184 | 6369.4341 | 10512.1563 | 16166.0577 | 23678.9927 | 31794.239 | 40893.7178 | 49644.9185 | 57458.833 | 60865.1295 | 61003.3541 | 56822.7404 | 50060.1331 | 39831.1369 | 28897.5664 | 19284.0439 | 13110.865 | 0
F11_Industrial_Food Products_New_Space Heating_Natural Gas_Building Automation System_A_Achievable Technical Potential | F11 | Industrial | Food Products | New | Space Heating | Natural Gas | Building Automation System | A | Purchases (Cumulative) | Achievable Technical Potential | 0 | 0 | 190.1012 | 853.273 | 2532.314 | 6177.9325 | 12547.3666 | 23059.5229 | 39225.5807 | 62904.5734 | 94698.8123 | 135592.5302 | 185237.4486 | 242696.2817 | 303561.4112 | 364564.7653 | 421387.5057 | 471257.5375 | 510425.5027 | 537644.028 | 553282.4535 | 560023.8844 | 0
F1_Industrial_Food Products_New_Space Heating_Natural Gas_Steam System Efficiency Improvements_A_Achievable Technical Potential | F1 | Industrial | Food Products | New | Space Heating | Natural Gas | Steam System Efficiency Improvements | A | Integrated Unit Energy Savings (kWh or therms) | Achievable Technical Potential | 0 | 0 | 0.13317 | 0.13171 | 0.13073 | 0.12984 | 0.12934 | 0.12877 | 0.12824 | 0.12771 | 0.12735 | 0.12697 | 0.1264 | 0.12589 | 0.1254 | 0.12498 | 0.12459 | 0.12408 | 0.12383 | 0.12349 | 0.12321 | 0.12304 | 0
F2_Industrial_Food Products_New_Space Heating_Natural Gas_Steam System Efficiency Improvements_A_Achievable Technical Potential | F2 | Industrial | Food Products | New | Space Heating | Natural Gas | Steam System Efficiency Improvements | A | Integrated Unit Summer Peak Savings (kW) | Achievable Technical Potential | 0 | 0 | 0 | 0 | 0 | 0 | 0 | 0 | 0 | 0 | 0 | 0 | 0 | 0 | 0 | 0 | 0 | 0 | 0 | 0 | 0 | 0 | 0
F3_Industrial_Food Products_New_Space Heating_Natural Gas_Steam System Efficiency Improvements_A_Achievable Technical Potential | F3 | Industrial | Food Products | New | Space Heating | Natural Gas | Steam System Efficiency Improvements | A | Integrated Unit Winter Peak Savings (kW) | Achievable Technical Potential | 0 | 0 | 0 | 0 | 0 | 0 | 0 | 0 | 0 | 0 | 0 | 0 | 0 | 0 | 0 | 0 | 0 | 0 | 0 | 0 | 0 | 0 | 0
F4_Industrial_Food Products_New_Space Heating_Natural Gas_Steam System Efficiency Improvements_A_Achievable Technical Potential | F4 | Industrial | Food Products | New | Space Heating | Natural Gas | Steam System Efficiency Improvements | A | Incremental Energy Savings (MWh or mTherms) | Achievable Technical Potential | 0 | 0 | 0.00017942 | 0.00061905 | 0.0015556 | 0.0033547 | 0.0058385 | 0.0095933 | 0.014693 | 0.021432 | 0.028696 | 0.036797 | 0.044473 | 0.051263 | 0.05409 | 0.054034 | 0.050174 | 0.044021 | 0.051009 | 0.054738 | 0.056454 | 0.055103 | 0
F5_Industrial_Food Products_New_Space Heating_Natural Gas_Steam System Efficiency Improvements_A_Achievable Technical Potential | F5 | Industrial | Food Products | New | Space Heating | Natural Gas | Steam System Efficiency Improvements | A | Incremental Summer Peak Savings (MW) | Achievable Technical Potential | 0 | 0 | 0 | 0 | 0 | 0 | 0 | 0 | 0 | 0 | 0 | 0 | 0 | 0 | 0 | 0 | 0 | 0 | 0 | 0 | 0 | 0 | 0
F6_Industrial_Food Products_New_Space Heating_Natural Gas_Steam System Efficiency Improvements_A_Achievable Technical Potential | F6 | Industrial | Food Products | New | Space Heating | Natural Gas | Steam System Efficiency Improvements | A | Incremental Winter Peak Savings (MW) | Achievable Technical Potential | 0 | 0 | 0 | 0 | 0 | 0 | 0 | 0 | 0 | 0 | 0 | 0 | 0 | 0 | 0 | 0 | 0 | 0 | 0 | 0 | 0 | 0 | 0
F7_Industrial_Food Products_New_Space Heating_Natural Gas_Steam System Efficiency Improvements_A_Achievable Technical Potential | F7 | Industrial | Food Products | New | Space Heating | Natural Gas | Steam System Efficiency Improvements | A | Cumulative Energy Savings (MWh or mTherms) | Achievable Technical Potential | 0 | 0 | 0.00017942 | 0.0007965 | 0.0023462 | 0.0056849 | 0.011501 | 0.02087 | 0.034876 | 0.054643 | 0.079894 | 0.11072 | 0.14528 | 0.18153 | 0.21387 | 0.23903 | 0.25235 | 0.25152 | 0.25102 | 0.25032 | 0.24976 | 0.24941 | 0
F8_Industrial_Food Products_New_Space Heating_Natural Gas_Steam System Efficiency Improvements_A_Achievable Technical Potential | F8 | Industrial | Food Products | New | Space Heating | Natural Gas | Steam System Efficiency Improvements | A | Cumulative Summer Peak Savings (MW) | Achievable Technical Potential | 0 | 0 | 0 | 0 | 0 | 0 | 0 | 0 | 0 | 0 | 0 | 0 | 0 | 0 | 0 | 0 | 0 | 0 | 0 | 0 | 0 | 0 | 0
F9_Industrial_Food Products_New_Space Heating_Natural Gas_Steam System Efficiency Improvements_A_Achievable Technical Potential | F9 | Industrial | Food Products | New | Space Heating | Natural Gas | Steam System Efficiency Improvements | A | Cumulative Winter Peak Savings (MW) | Achievable Technical Potential | 0 | 0 | 0 | 0 | 0 | 0 | 0 | 0 | 0 | 0 | 0 | 0 | 0 | 0 | 0 | 0 | 0 | 0 | 0 | 0 | 0 | 0 | 0
F10_Industrial_Food Products_New_Space Heating_Natural Gas_Steam System Efficiency Improvements_A_Achievable Technical Potential | F10 | Industrial | Food Products | New | Space Heating | Natural Gas | Steam System Efficiency Improvements | A | Purchases (Incremental) | Achievable Technical Potential | 0 | 0 | 1.3473 | 4.7 | 11.8996 | 25.8369 | 45.141 | 74.5009 | 114.5708 | 167.8159 | 225.3297 | 289.8188 | 351.8396 | 407.2178 | 431.3586 | 432.3382 | 402.7097 | 354.7823 | 411.9178 | 443.2582 | 458.1752 | 447.8507 | 0
F11_Industrial_Food Products_New_Space Heating_Natural Gas_Steam System Efficiency Improvements_A_Achievable Technical Potential | F11 | Industrial | Food Products | New | Space Heating | Natural Gas | Steam System Efficiency Improvements | A | Purchases (Cumulative) | Achievable Technical Potential | 0 | 0 | 1.3473 | 6.0472 | 17.9468 | 43.7838 | 88.9247 | 162.0784 | 271.9492 | 427.8656 | 627.3583 | 872.0361 | 1149.3748 | 1442.0217 | 1705.5644 | 1912.573 | 2025.4639 | 2027.0594 | 2027.0594 | 2027.0594 | 2027.0594 | 2027.0594 | 0
F1_Industrial_Food Products_New_Process_Natural Gas_Steam System Efficiency Improvements_A_Achievable Technical Potential | F1 | Industrial | Food Products | New | Process | Natural Gas | Steam System Efficiency Improvements | A | Integrated Unit Energy Savings (kWh or therms) | Achievable Technical Potential | 0 | 0 | 5.0902 | 5.0901 | 5.09 | 5.0902 | 5.0902 | 5.0903 | 5.0904 | 5.0904 | 5.0905 | 5.0905 | 5.0905 | 5.0905 | 5.0906 | 5.0906 | 5.0906 | 5.0906 | 5.0906 | 5.0906 | 5.0906 | 5.0906 | 0
F2_Industrial_Food Products_New_Process_Natural Gas_Steam System Efficiency Improvements_A_Achievable Technical Potential | F2 | Industrial | Food Products | New | Process | Natural Gas | Steam System Efficiency Improvements | A | Integrated Unit Summer Peak Savings (kW) | Achievable Technical Potential | 0 | 0 | 0 | 0 | 0 | 0 | 0 | 0 | 0 | 0 | 0 | 0 | 0 | 0 | 0 | 0 | 0 | 0 | 0 | 0 | 0 | 0 | 0
F3_Industrial_Food Products_New_Process_Natural Gas_Steam System Efficiency Improvements_A_Achievable Technical Potential | F3 | Industrial | Food Products | New | Process | Natural Gas | Steam System Efficiency Improvements | A | Integrated Unit Winter Peak Savings (kW) | Achievable Technical Potential | 0 | 0 | 0 | 0 | 0 | 0 | 0 | 0 | 0 | 0 | 0 | 0 | 0 | 0 | 0 | 0 | 0 | 0 | 0 | 0 | 0 | 0 | 0
F4_Industrial_Food Products_New_Process_Natural Gas_Steam System Efficiency Improvements_A_Achievable Technical Potential | F4 | Industrial | Food Products | New | Process | Natural Gas | Steam System Efficiency Improvements | A | Incremental Energy Savings (MWh or mTherms) | Achievable Technical Potential | 0 | 0 | 0.00042163 | 0.0014708 | 0.0037238 | 0.0080855 | 0.014127 | 0.023315 | 0.035856 | 0.05252 | 0.07052 | 0.090703 | 0.11011 | 0.12745 | 0.135 | 0.13531 | 0.12604 | 0.11104 | 0.12892 | 0.13873 | 0.1434 | 0.14016 | 0
F5_Industrial_Food Products_New_Process_Natural Gas_Steam System Efficiency Improvements_A_Achievable Technical Potential | F5 | Industrial | Food Products | New | Process | Natural Gas | Steam System Efficiency Improvements | A | Incremental Summer Peak Savings (MW) | Achievable Technical Potential | 0 | 0 | 0 | 0 | 0 | 0 | 0 | 0 | 0 | 0 | 0 | 0 | 0 | 0 | 0 | 0 | 0 | 0 | 0 | 0 | 0 | 0 | 0
F6_Industrial_Food Products_New_Process_Natural Gas_Steam System Efficiency Improvements_A_Achievable Technical Potential | F6 | Industrial | Food Products | New | Process | Natural Gas | Steam System Efficiency Improvements | A | Incremental Winter Peak Savings (MW) | Achievable Technical Potential | 0 | 0 | 0 | 0 | 0 | 0 | 0 | 0 | 0 | 0 | 0 | 0 | 0 | 0 | 0 | 0 | 0 | 0 | 0 | 0 | 0 | 0 | 0
F7_Industrial_Food Products_New_Process_Natural Gas_Steam System Efficiency Improvements_A_Achievable Technical Potential | F7 | Industrial | Food Products | New | Process | Natural Gas | Steam System Efficiency Improvements | A | Cumulative Energy Savings (MWh or mTherms) | Achievable Technical Potential | 0 | 0 | 0.00042163 | 0.0018924 | 0.0056162 | 0.013702 | 0.027829 | 0.050723 | 0.085108 | 0.1339 | 0.19634 | 0.27292 | 0.35971 | 0.4513 | 0.53379 | 0.59858 | 0.63391 | 0.63441 | 0.63441 | 0.63441 | 0.63441 | 0.63441 | 0
F8_Industrial_Food Products_New_Process_Natural Gas_Steam System Efficiency Improvements_A_Achievable Technical Potential | F8 | Industrial | Food Products | New | Process | Natural Gas | Steam System Efficiency Improvements | A | Cumulative Summer Peak Savings (MW) | Achievable Technical Potential | 0 | 0 | 0 | 0 | 0 | 0 | 0 | 0 | 0 | 0 | 0 | 0 | 0 | 0 | 0 | 0 | 0 | 0 | 0 | 0 | 0 | 0 | 0
F9_Industrial_Food Products_New_Process_Natural Gas_Steam System Efficiency Improvements_A_Achievable Technical Potential | F9 | Industrial | Food Products | New | Process | Natural Gas | Steam System Efficiency Improvements | A | Cumulative Winter Peak Savings (MW) | Achievable Technical Potential | 0 | 0 | 0 | 0 | 0 | 0 | 0 | 0 | 0 | 0 | 0 | 0 | 0 | 0 | 0 | 0 | 0 | 0 | 0 | 0 | 0 | 0 | 0
F10_Industrial_Food Products_New_Process_Natural Gas_Steam System Efficiency Improvements_A_Achievable Technical Potential | F10 | Industrial | Food Products | New | Process | Natural Gas | Steam System Efficiency Improvements | A | Purchases (Incremental) | Achievable Technical Potential | 0 | 0 | 0.08283 | 0.28895 | 0.73159 | 1.5885 | 2.7753 | 4.5803 | 7.0438 | 10.3173 | 13.8533 | 17.8181 | 21.6311 | 25.0358 | 26.52 | 26.5802 | 24.7586 | 21.812 | 25.3247 | 27.2515 | 28.1686 | 27.5339 | 0
F11_Industrial_Food Products_New_Process_Natural Gas_Steam System Efficiency Improvements_A_Achievable Technical Potential | F11 | Industrial | Food Products | New | Process | Natural Gas | Steam System Efficiency Improvements | A | Purchases (Cumulative) | Achievable Technical Potential | 0 | 0 | 0.08283 | 0.37179 | 1.1034 | 2.6918 | 5.4671 | 9.9646 | 16.7195 | 26.3052 | 38.57 | 53.6128 | 70.6636 | 88.6556 | 104.8582 | 117.5851 | 124.5256 | 124.6237 | 124.6237 | 124.6237 | 124.6237 | 124.6237 | 0
F1_Industrial_Food Products_New_Space Heating_Natural Gas_Strategic Energy Management_A_Achievable Technical Potential | F1 | Industrial | Food Products | New | Space Heating | Natural Gas | Strategic Energy Management | A | Integrated Unit Energy Savings (kWh or therms) | Achievable Technical Potential | 0 | 0 | 7.5356 | 7.4512 | 7.3938 | 7.3419 | 7.3112 | 7.2766 | 7.2446 | 7.2121 | 7.1888 | 7.1644 | 7.1296 | 7.0982 | 7.0678 | 7.0424 | 7.0189 | 6.9897 | 6.9748 | 6.955 | 6.939 | 6.9287 | 0
F2_Industrial_Food Products_New_Space Heating_Natural Gas_Strategic Energy Management_A_Achievable Technical Potential | F2 | Industrial | Food Products | New | Space Heating | Natural Gas | Strategic Energy Management | A | Integrated Unit Summer Peak Savings (kW) | Achievable Technical Potential | 0 | 0 | 0 | 0 | 0 | 0 | 0 | 0 | 0 | 0 | 0 | 0 | 0 | 0 | 0 | 0 | 0 | 0 | 0 | 0 | 0 | 0 | 0
F3_Industrial_Food Products_New_Space Heating_Natural Gas_Strategic Energy Management_A_Achievable Technical Potential | F3 | Industrial | Food Products | New | Space Heating | Natural Gas | Strategic Energy Management | A | Integrated Unit Winter Peak Savings (kW) | Achievable Technical Potential | 0 | 0 | 0 | 0 | 0 | 0 | 0 | 0 | 0 | 0 | 0 | 0 | 0 | 0 | 0 | 0 | 0 | 0 | 0 | 0 | 0 | 0 | 0
F4_Industrial_Food Products_New_Space Heating_Natural Gas_Strategic Energy Management_A_Achievable Technical Potential | F4 | Industrial | Food Products | New | Space Heating | Natural Gas | Strategic Energy Management | A | Incremental Energy Savings (MWh or mTherms) | Achievable Technical Potential | 0 | 0 | 0.01775 | 0.03063 | 0.04334 | 0.057445 | 0.065846 | 0.075518 | 0.085001 | 0.095611 | 0.10346 | 0.11246 | 0.1211 | 0.13117 | 0.13778 | 0.14596 | 0.15412 | 0.1635 | 0.16976 | 0.17739 | 0.19811 | 0.21454 | 0
F5_Industrial_Food Products_New_Space Heating_Natural Gas_Strategic Energy Management_A_Achievable Technical Potential | F5 | Industrial | Food Products | New | Space Heating | Natural Gas | Strategic Energy Management | A | Incremental Summer Peak Savings (MW) | Achievable Technical Potential | 0 | 0 | 0 | 0 | 0 | 0 | 0 | 0 | 0 | 0 | 0 | 0 | 0 | 0 | 0 | 0 | 0 | 0 | 0 | 0 | 0 | 0 | 0
F6_Industrial_Food Products_New_Space Heating_Natural Gas_Strategic Energy Management_A_Achievable Technical Potential | F6 | Industrial | Food Products | New | Space Heating | Natural Gas | Strategic Energy Management | A | Incremental Winter Peak Savings (MW) | Achievable Technical Potential | 0 | 0 | 0 | 0 | 0 | 0 | 0 | 0 | 0 | 0 | 0 | 0 | 0 | 0 | 0 | 0 | 0 | 0 | 0 | 0 | 0 | 0 | 0
F7_Industrial_Food Products_New_Space Heating_Natural Gas_Strategic Energy Management_A_Achievable Technical Potential | F7 | Industrial | Food Products | New | Space Heating | Natural Gas | Strategic Energy Management | A | Cumulative Energy Savings (MWh or mTherms) | Achievable Technical Potential | 0 | 0 | 0.01775 | 0.048181 | 0.09115 | 0.14796 | 0.21318 | 0.27055 | 0.32458 | 0.37646 | 0.42246 | 0.46896 | 0.51379 | 0.55942 | 0.6011 | 0.64355 | 0.68535 | 0.71081 | 0.72149 | 0.72048 | 0.71883 | 0.71776 | 0
F8_Industrial_Food Products_New_Space Heating_Natural Gas_Strategic Energy Management_A_Achievable Technical Potential | F8 | Industrial | Food Products | New | Space Heating | Natural Gas | Strategic Energy Management | A | Cumulative Summer Peak Savings (MW) | Achievable Technical Potential | 0 | 0 | 0 | 0 | 0 | 0 | 0 | 0 | 0 | 0 | 0 | 0 | 0 | 0 | 0 | 0 | 0 | 0 | 0 | 0 | 0 | 0 | 0
F9_Industrial_Food Products_New_Space Heating_Natural Gas_Strategic Energy Management_A_Achievable Technical Potential | F9 | Industrial | Food Products | New | Space Heating | Natural Gas | Strategic Energy Management | A | Cumulative Winter Peak Savings (MW) | Achievable Technical Potential | 0 | 0 | 0 | 0 | 0 | 0 | 0 | 0 | 0 | 0 | 0 | 0 | 0 | 0 | 0 | 0 | 0 | 0 | 0 | 0 | 0 | 0 | 0
F10_Industrial_Food Products_New_Space Heating_Natural Gas_Strategic Energy Management_A_Achievable Technical Potential | F10 | Industrial | Food Products | New | Space Heating | Natural Gas | Strategic Energy Management | A | Purchases (Incremental) | Achievable Technical Potential | 0 | 0 | 2.3555 | 4.1107 | 5.8617 | 7.8242 | 9.0062 | 10.3782 | 11.733 | 13.2569 | 14.3919 | 15.6973 | 16.9854 | 18.4796 | 19.4937 | 20.7263 | 21.9579 | 23.3916 | 24.3387 | 25.5056 | 28.5505 | 30.964 | 0
F11_Industrial_Food Products_New_Space Heating_Natural Gas_Strategic Energy Management_A_Achievable Technical Potential | F11 | Industrial | Food Products | New | Space Heating | Natural Gas | Strategic Energy Management | A | Purchases (Cumulative) | Achievable Technical Potential | 0 | 0 | 2.3555 | 6.4662 | 12.3279 | 20.1521 | 29.1583 | 37.1811 | 44.8033 | 52.1985 | 58.7662 | 65.4573 | 72.0645 | 78.8111 | 85.0479 | 91.3823 | 97.6429 | 101.6937 | 103.442 | 103.5922 | 103.5922 | 103.5922 | 0
F1_Industrial_Food Products_New_Process_Natural Gas_Strategic Energy Management_A_Achievable Technical Potential | F1 | Industrial | Food Products | New | Process | Natural Gas | Strategic Energy Management | A | Integrated Unit Energy Savings (kWh or therms) | Achievable Technical Potential | 0 | 0 | 30.2042 | 30.2032 | 30.2027 | 30.2035 | 30.2037 | 30.2037 | 30.2036 | 30.2033 | 30.2028 | 30.2022 | 30.2016 | 30.2011 | 30.2006 | 30.2004 | 30.2005 | 30.201 | 30.2012 | 30.2015 | 30.2018 | 30.202 | 0
F2_Industrial_Food Products_New_Process_Natural Gas_Strategic Energy Management_A_Achievable Technical Potential | F2 | Industrial | Food Products | New | Process | Natural Gas | Strategic Energy Management | A | Integrated Unit Summer Peak Savings (kW) | Achievable Technical Potential | 0 | 0 | 0 | 0 | 0 | 0 | 0 | 0 | 0 | 0 | 0 | 0 | 0 | 0 | 0 | 0 | 0 | 0 | 0 | 0 | 0 | 0 | 0
F3_Industrial_Food Products_New_Process_Natural Gas_Strategic Energy Management_A_Achievable Technical Potential | F3 | Industrial | Food Products | New | Process | Natural Gas | Strategic Energy Management | A | Integrated Unit Winter Peak Savings (kW) | Achievable Technical Potential | 0 | 0 | 0 | 0 | 0 | 0 | 0 | 0 | 0 | 0 | 0 | 0 | 0 | 0 | 0 | 0 | 0 | 0 | 0 | 0 | 0 | 0 | 0
F4_Industrial_Food Products_New_Process_Natural Gas_Strategic Energy Management_A_Achievable Technical Potential | F4 | Industrial | Food Products | New | Process | Natural Gas | Strategic Energy Management | A | Incremental Energy Savings (MWh or mTherms) | Achievable Technical Potential | 0 | 0 | 0.29268 | 0.51076 | 0.72831 | 0.97218 | 1.119 | 1.2895 | 1.4579 | 1.6472 | 1.7882 | 1.9503 | 2.1103 | 2.296 | 2.4219 | 2.575 | 2.7281 | 2.9062 | 3.0239 | 3.1689 | 3.5473 | 3.8472 | 0
F5_Industrial_Food Products_New_Process_Natural Gas_Strategic Energy Management_A_Achievable Technical Potential | F5 | Industrial | Food Products | New | Process | Natural Gas | Strategic Energy Management | A | Incremental Summer Peak Savings (MW) | Achievable Technical Potential | 0 | 0 | 0 | 0 | 0 | 0 | 0 | 0 | 0 | 0 | 0 | 0 | 0 | 0 | 0 | 0 | 0 | 0 | 0 | 0 | 0 | 0 | 0
F6_Industrial_Food Products_New_Process_Natural Gas_Strategic Energy Management_A_Achievable Technical Potential | F6 | Industrial | Food Products | New | Process | Natural Gas | Strategic Energy Management | A | Incremental Winter Peak Savings (MW) | Achievable Technical Potential | 0 | 0 | 0 | 0 | 0 | 0 | 0 | 0 | 0 | 0 | 0 | 0 | 0 | 0 | 0 | 0 | 0 | 0 | 0 | 0 | 0 | 0 | 0
F7_Industrial_Food Products_New_Process_Natural Gas_Strategic Energy Management_A_Achievable Technical Potential | F7 | Industrial | Food Products | New | Process | Natural Gas | Strategic Energy Management | A | Cumulative Energy Savings (MWh or mTherms) | Achievable Technical Potential | 0 | 0 | 0.29268 | 0.80343 | 1.5317 | 2.504 | 3.623 | 4.6199 | 5.5669 | 6.4858 | 7.3017 | 8.1329 | 8.9536 | 9.7917 | 10.5664 | 11.3533 | 12.1312 | 12.6346 | 12.852 | 12.8707 | 12.8709 | 12.871 | 0
F8_Industrial_Food Products_New_Process_Natural Gas_Strategic Energy Management_A_Achievable Technical Potential | F8 | Industrial | Food Products | New | Process | Natural Gas | Strategic Energy Management | A | Cumulative Summer Peak Savings (MW) | Achievable Technical Potential | 0 | 0 | 0 | 0 | 0 | 0 | 0 | 0 | 0 | 0 | 0 | 0 | 0 | 0 | 0 | 0 | 0 | 0 | 0 | 0 | 0 | 0 | 0
F9_Industrial_Food Products_New_Process_Natural Gas_Strategic Energy Management_A_Achievable Technical Potential | F9 | Industrial | Food Products | New | Process | Natural Gas | Strategic Energy Management | A | Cumulative Winter Peak Savings (MW) | Achievable Technical Potential | 0 | 0 | 0 | 0 | 0 | 0 | 0 | 0 | 0 | 0 | 0 | 0 | 0 | 0 | 0 | 0 | 0 | 0 | 0 | 0 | 0 | 0 | 0
F10_Industrial_Food Products_New_Process_Natural Gas_Strategic Energy Management_A_Achievable Technical Potential | F10 | Industrial | Food Products | New | Process | Natural Gas | Strategic Energy Management | A | Purchases (Incremental) | Achievable Technical Potential | 0 | 0 | 9.69 | 16.9109 | 24.1141 | 32.1877 | 37.05 | 42.6944 | 48.2678 | 54.5369 | 59.2061 | 64.5763 | 69.8753 | 76.0223 | 80.1942 | 85.2647 | 90.3313 | 96.2296 | 100.1255 | 104.9263 | 117.4524 | 127.3813 | 0
F11_Industrial_Food Products_New_Process_Natural Gas_Strategic Energy Management_A_Achievable Technical Potential | F11 | Industrial | Food Products | New | Process | Natural Gas | Strategic Energy Management | A | Purchases (Cumulative) | Achievable Technical Potential | 0 | 0 | 9.69 | 26.601 | 50.7151 | 82.9028 | 119.9528 | 152.9572 | 184.314 | 214.7368 | 241.7551 | 269.2814 | 296.4622 | 324.2168 | 349.8741 | 375.9328 | 401.6878 | 418.3521 | 425.5444 | 426.1623 | 426.1623 | 426.1623 | 0
F1_Industrial_Food Products_New_Miscellaneous_Natural Gas_Strategic Energy Management_A_Achievable Technical Potential | F1 | Industrial | Food Products | New | Miscellaneous | Natural Gas | Strategic Energy Management | A | Integrated Unit Energy Savings (kWh or therms) | Achievable Technical Potential | 0 | 0 | 2.7925 | 2.7925 | 2.7925 | 2.7925 | 2.7925 | 2.7925 | 2.7925 | 2.7925 | 2.7925 | 2.7925 | 2.7925 | 2.7925 | 2.7925 | 2.7925 | 2.7925 | 2.7925 | 2.7925 | 2.7925 | 2.7925 | 2.7925 | 0
F2_Industrial_Food Products_New_Miscellaneous_Natural Gas_Strategic Energy Management_A_Achievable Technical Potential | F2 | Industrial | Food Products | New | Miscellaneous | Natural Gas | Strategic Energy Management | A | Integrated Unit Summer Peak Savings (kW) | Achievable Technical Potential | 0 | 0 | 0 | 0 | 0 | 0 | 0 | 0 | 0 | 0 | 0 | 0 | 0 | 0 | 0 | 0 | 0 | 0 | 0 | 0 | 0 | 0 | 0
F3_Industrial_Food Products_New_Miscellaneous_Natural Gas_Strategic Energy Management_A_Achievable Technical Potential | F3 | Industrial | Food Products | New | Miscellaneous | Natural Gas | Strategic Energy Management | A | Integrated Unit Winter Peak Savings (kW) | Achievable Technical Potential | 0 | 0 | 0 | 0 | 0 | 0 | 0 | 0 | 0 | 0 | 0 | 0 | 0 | 0 | 0 | 0 | 0 | 0 | 0 | 0 | 0 | 0 | 0
F4_Industrial_Food Products_New_Miscellaneous_Natural Gas_Strategic Energy Management_A_Achievable Technical Potential | F4 | Industrial | Food Products | New | Miscellaneous | Natural Gas | Strategic Energy Management | A | Incremental Energy Savings (MWh or mTherms) | Achievable Technical Potential | 0 | 0 | 0.0067648 | 0.011806 | 0.016835 | 0.022471 | 0.025865 | 0.029806 | 0.033697 | 0.038073 | 0.041333 | 0.045082 | 0.048781 | 0.053073 | 0.055985 | 0.059525 | 0.063062 | 0.06718 | 0.0699 | 0.073251 | 0.081996 | 0.088928 | 0
F5_Industrial_Food Products_New_Miscellaneous_Natural Gas_Strategic Energy Management_A_Achievable Technical Potential | F5 | Industrial | Food Products | New | Miscellaneous | Natural Gas | Strategic Energy Management | A | Incremental Summer Peak Savings (MW) | Achievable Technical Potential | 0 | 0 | 0 | 0 | 0 | 0 | 0 | 0 | 0 | 0 | 0 | 0 | 0 | 0 | 0 | 0 | 0 | 0 | 0 | 0 | 0 | 0 | 0
F6_Industrial_Food Products_New_Miscellaneous_Natural Gas_Strategic Energy Management_A_Achievable Technical Potential | F6 | Industrial | Food Products | New | Miscellaneous | Natural Gas | Strategic Energy Management | A | Incremental Winter Peak Savings (MW) | Achievable Technical Potential | 0 | 0 | 0 | 0 | 0 | 0 | 0 | 0 | 0 | 0 | 0 | 0 | 0 | 0 | 0 | 0 | 0 | 0 | 0 | 0 | 0 | 0 | 0
F7_Industrial_Food Products_New_Miscellaneous_Natural Gas_Strategic Energy Management_A_Achievable Technical Potential | F7 | Industrial | Food Products | New | Miscellaneous | Natural Gas | Strategic Energy Management | A | Cumulative Energy Savings (MWh or mTherms) | Achievable Technical Potential | 0 | 0 | 0.0067648 | 0.018571 | 0.035405 | 0.057876 | 0.083742 | 0.10678 | 0.12867 | 0.14991 | 0.16877 | 0.18799 | 0.20697 | 0.22634 | 0.24425 | 0.26245 | 0.28043 | 0.29206 | 0.29708 | 0.29751 | 0.29751 | 0.29751 | 0
F8_Industrial_Food Products_New_Miscellaneous_Natural Gas_Strategic Energy Management_A_Achievable Technical Potential | F8 | Industrial | Food Products | New | Miscellaneous | Natural Gas | Strategic Energy Management | A | Cumulative Summer Peak Savings (MW) | Achievable Technical Potential | 0 | 0 | 0 | 0 | 0 | 0 | 0 | 0 | 0 | 0 | 0 | 0 | 0 | 0 | 0 | 0 | 0 | 0 | 0 | 0 | 0 | 0 | 0
F9_Industrial_Food Products_New_Miscellaneous_Natural Gas_Strategic Energy Management_A_Achievable Technical Potential | F9 | Industrial | Food Products | New | Miscellaneous | Natural Gas | Strategic Energy Management | A | Cumulative Winter Peak Savings (MW) | Achievable Technical Potential | 0 | 0 | 0 | 0 | 0 | 0 | 0 | 0 | 0 | 0 | 0 | 0 | 0 | 0 | 0 | 0 | 0 | 0 | 0 | 0 | 0 | 0 | 0
F10_Industrial_Food Products_New_Miscellaneous_Natural Gas_Strategic Energy Management_A_Achievable Technical Potential | F10 | Industrial | Food Products | New | Miscellaneous | Natural Gas | Strategic Energy Management | A | Purchases (Incremental) | Achievable Technical Potential | 0 | 0 | 2.4225 | 4.2277 | 6.0285 | 8.0469 | 9.2625 | 10.6736 | 12.0669 | 13.6342 | 14.8015 | 16.1441 | 17.4688 | 19.0056 | 20.0486 | 21.3162 | 22.5828 | 24.0574 | 25.0314 | 26.2316 | 29.3631 | 31.8453 | 0
F11_Industrial_Food Products_New_Miscellaneous_Natural Gas_Strategic Energy Management_A_Achievable Technical Potential | F11 | Industrial | Food Products | New | Miscellaneous | Natural Gas | Strategic Energy Management | A | Purchases (Cumulative) | Achievable Technical Potential | 0 | 0 | 2.4225 | 6.6502 | 12.6788 | 20.7257 | 29.9882 | 38.2393 | 46.0785 | 53.6842 | 60.4388 | 67.3204 | 74.1156 | 81.0542 | 87.4685 | 93.9832 | 100.422 | 104.588 | 106.3861 | 106.5406 | 106.5406 | 106.5406 | 0
F1_Industrial_Food Products_New_Space Heating_Natural Gas_Commissioning_A_Achievable Technical Potential | F1 | Industrial | Food Products | New | Space Heating | Natural Gas | Commissioning | A | Integrated Unit Energy Savings (kWh or therms) | Achievable Technical Potential | 0 | 0 | 10.2282 | 10.1161 | 10.0405 | 9.9723 | 9.9337 | 9.8897 | 9.8495 | 9.8086 | 9.7808 | 9.7514 | 9.7079 | 9.6684 | 9.6307 | 9.5988 | 9.5689 | 9.5296 | 9.5107 | 9.4843 | 9.4631 | 9.4497 | 0
F2_Industrial_Food Products_New_Space Heating_Natural Gas_Commissioning_A_Achievable Technical Potential | F2 | Industrial | Food Products | New | Space Heating | Natural Gas | Commissioning | A | Integrated Unit Summer Peak Savings (kW) | Achievable Technical Potential | 0 | 0 | 0 | 0 | 0 | 0 | 0 | 0 | 0 | 0 | 0 | 0 | 0 | 0 | 0 | 0 | 0 | 0 | 0 | 0 | 0 | 0 | 0
F3_Industrial_Food Products_New_Space Heating_Natural Gas_Commissioning_A_Achievable Technical Potential | F3 | Industrial | Food Products | New | Space Heating | Natural Gas | Commissioning | A | Integrated Unit Winter Peak Savings (kW) | Achievable Technical Potential | 0 | 0 | 0 | 0 | 0 | 0 | 0 | 0 | 0 | 0 | 0 | 0 | 0 | 0 | 0 | 0 | 0 | 0 | 0 | 0 | 0 | 0 | 0
F4_Industrial_Food Products_New_Space Heating_Natural Gas_Commissioning_A_Achievable Technical Potential | F4 | Industrial | Food Products | New | Space Heating | Natural Gas | Commissioning | A | Incremental Energy Savings (MWh or mTherms) | Achievable Technical Potential | 0 | 0 | 0 | 0 | 0 | 0 | 0 | 0 | 0 | 0 | 0 | 0 | 0 | 0 | 0 | 0 | 0 | 0 | 0 | 0 | 0 | 0 | 0
F5_Industrial_Food Products_New_Space Heating_Natural Gas_Commissioning_A_Achievable Technical Potential | F5 | Industrial | Food Products | New | Space Heating | Natural Gas | Commissioning | A | Incremental Summer Peak Savings (MW) | Achievable Technical Potential | 0 | 0 | 0 | 0 | 0 | 0 | 0 | 0 | 0 | 0 | 0 | 0 | 0 | 0 | 0 | 0 | 0 | 0 | 0 | 0 | 0 | 0 | 0
F6_Industrial_Food Products_New_Space Heating_Natural Gas_Commissioning_A_Achievable Technical Potential | F6 | Industrial | Food Products | New | Space Heating | Natural Gas | Commissioning | A | Incremental Winter Peak Savings (MW) | Achievable Technical Potential | 0 | 0 | 0 | 0 | 0 | 0 | 0 | 0 | 0 | 0 | 0 | 0 | 0 | 0 | 0 | 0 | 0 | 0 | 0 | 0 | 0 | 0 | 0
F7_Industrial_Food Products_New_Space Heating_Natural Gas_Commissioning_A_Achievable Technical Potential | F7 | Industrial | Food Products | New | Space Heating | Natural Gas | Commissioning | A | Cumulative Energy Savings (MWh or mTherms) | Achievable Technical Potential | 0 | 0 | 0 | 0 | 0 | 0 | 0 | 0 | 0 | 0 | 0 | 0 | 0 | 0 | 0 | 0 | 0 | 0 | 0 | 0 | 0 | 0 | 0
F8_Industrial_Food Products_New_Space Heating_Natural Gas_Commissioning_A_Achievable Technical Potential | F8 | Industrial | Food Products | New | Space Heating | Natural Gas | Commissioning | A | Cumulative Summer Peak Savings (MW) | Achievable Technical Potential | 0 | 0 | 0 | 0 | 0 | 0 | 0 | 0 | 0 | 0 | 0 | 0 | 0 | 0 | 0 | 0 | 0 | 0 | 0 | 0 | 0 | 0 | 0
F9_Industrial_Food Products_New_Space Heating_Natural Gas_Commissioning_A_Achievable Technical Potential | F9 | Industrial | Food Products | New | Space Heating | Natural Gas | Commissioning | A | Cumulative Winter Peak Savings (MW) | Achievable Technical Potential | 0 | 0 | 0 | 0 | 0 | 0 | 0 | 0 | 0 | 0 | 0 | 0 | 0 | 0 | 0 | 0 | 0 | 0 | 0 | 0 | 0 | 0 | 0
F10_Industrial_Food Products_New_Space Heating_Natural Gas_Commissioning_A_Achievable Technical Potential | F10 | Industrial | Food Products | New | Space Heating | Natural Gas | Commissioning | A | Purchases (Incremental) | Achievable Technical Potential | 0 | 0 | 0 | 0 | 0 | 0 | 0 | 0 | 0 | 0 | 0 | 0 | 0 | 0 | 0 | 0 | 0 | 0 | 0 | 0 | 0 | 0 | 0
F11_Industrial_Food Products_New_Space Heating_Natural Gas_Commissioning_A_Achievable Technical Potential | F11 | Industrial | Food Products | New | Space Heating | Natural Gas | Commissioning | A | Purchases (Cumulative) | Achievable Technical Potential | 0 | 0 | 0 | 0 | 0 | 0 | 0 | 0 | 0 | 0 | 0 | 0 | 0 | 0 | 0 | 0 | 0 | 0 | 0 | 0 | 0 | 0 | 0
F1_Industrial_Food Products_New_Process_Natural Gas_Commissioning_A_Achievable Technical Potential | F1 | Industrial | Food Products | New | Process | Natural Gas | Commissioning | A | Integrated Unit Energy Savings (kWh or therms) | Achievable Technical Potential | 0 | 0 | 168.6012 | 168.6012 | 168.6012 | 168.6012 | 168.6012 | 168.6012 | 168.6012 | 168.6012 | 168.6012 | 168.6012 | 168.6012 | 168.6012 | 168.6012 | 168.6012 | 168.6012 | 168.6012 | 168.6012 | 168.6012 | 168.6012 | 168.6012 | 0
F2_Industrial_Food Products_New_Process_Natural Gas_Commissioning_A_Achievable Technical Potential | F2 | Industrial | Food Products | New | Process | Natural Gas | Commissioning | A | Integrated Unit Summer Peak Savings (kW) | Achievable Technical Potential | 0 | 0 | 0 | 0 | 0 | 0 | 0 | 0 | 0 | 0 | 0 | 0 | 0 | 0 | 0 | 0 | 0 | 0 | 0 | 0 | 0 | 0 | 0
F3_Industrial_Food Products_New_Process_Natural Gas_Commissioning_A_Achievable Technical Potential | F3 | Industrial | Food Products | New | Process | Natural Gas | Commissioning | A | Integrated Unit Winter Peak Savings (kW) | Achievable Technical Potential | 0 | 0 | 0 | 0 | 0 | 0 | 0 | 0 | 0 | 0 | 0 | 0 | 0 | 0 | 0 | 0 | 0 | 0 | 0 | 0 | 0 | 0 | 0
F4_Industrial_Food Products_New_Process_Natural Gas_Commissioning_A_Achievable Technical Potential | F4 | Industrial | Food Products | New | Process | Natural Gas | Commissioning | A | Incremental Energy Savings (MWh or mTherms) | Achievable Technical Potential | 0 | 0 | 0 | 0 | 0 | 0 | 0 | 0 | 0 | 0 | 0 | 0 | 0 | 0 | 0 | 0 | 0 | 0 | 0 | 0 | 0 | 0 | 0
F5_Industrial_Food Products_New_Process_Natural Gas_Commissioning_A_Achievable Technical Potential | F5 | Industrial | Food Products | New | Process | Natural Gas | Commissioning | A | Incremental Summer Peak Savings (MW) | Achievable Technical Potential | 0 | 0 | 0 | 0 | 0 | 0 | 0 | 0 | 0 | 0 | 0 | 0 | 0 | 0 | 0 | 0 | 0 | 0 | 0 | 0 | 0 | 0 | 0
F6_Industrial_Food Products_New_Process_Natural Gas_Commissioning_A_Achievable Technical Potential | F6 | Industrial | Food Products | New | Process | Natural Gas | Commissioning | A | Incremental Winter Peak Savings (MW) | Achievable Technical Potential | 0 | 0 | 0 | 0 | 0 | 0 | 0 | 0 | 0 | 0 | 0 | 0 | 0 | 0 | 0 | 0 | 0 | 0 | 0 | 0 | 0 | 0 | 0
F7_Industrial_Food Products_New_Process_Natural Gas_Commissioning_A_Achievable Technical Potential | F7 | Industrial | Food Products | New | Process | Natural Gas | Commissioning | A | Cumulative Energy Savings (MWh or mTherms) | Achievable Technical Potential | 0 | 0 | 0 | 0 | 0 | 0 | 0 | 0 | 0 | 0 | 0 | 0 | 0 | 0 | 0 | 0 | 0 | 0 | 0 | 0 | 0 | 0 | 0
F8_Industrial_Food Products_New_Process_Natural Gas_Commissioning_A_Achievable Technical Potential | F8 | Industrial | Food Products | New | Process | Natural Gas | Commissioning | A | Cumulative Summer Peak Savings (MW) | Achievable Technical Potential | 0 | 0 | 0 | 0 | 0 | 0 | 0 | 0 | 0 | 0 | 0 | 0 | 0 | 0 | 0 | 0 | 0 | 0 | 0 | 0 | 0 | 0 | 0
F9_Industrial_Food Products_New_Process_Natural Gas_Commissioning_A_Achievable Technical Potential | F9 | Industrial | Food Products | New | Process | Natural Gas | Commissioning | A | Cumulative Winter Peak Savings (MW) | Achievable Technical Potential | 0 | 0 | 0 | 0 | 0 | 0 | 0 | 0 | 0 | 0 | 0 | 0 | 0 | 0 | 0 | 0 | 0 | 0 | 0 | 0 | 0 | 0 | 0
F10_Industrial_Food Products_New_Process_Natural Gas_Commissioning_A_Achievable Technical Potential | F10 | Industrial | Food Products | New | Process | Natural Gas | Commissioning | A | Purchases (Incremental) | Achievable Technical Potential | 0 | 0 | 0 | 0 | 0 | 0 | 0 | 0 | 0 | 0 | 0 | 0 | 0 | 0 | 0 | 0 | 0 | 0 | 0 | 0 | 0 | 0 | 0
F11_Industrial_Food Products_New_Process_Natural Gas_Commissioning_A_Achievable Technical Potential | F11 | Industrial | Food Products | New | Process | Natural Gas | Commissioning | A | Purchases (Cumulative) | Achievable Technical Potential | 0 | 0 | 0 | 0 | 0 | 0 | 0 | 0 | 0 | 0 | 0 | 0 | 0 | 0 | 0 | 0 | 0 | 0 | 0 | 0 | 0 | 0 | 0
F1_Industrial_Food Products_New_Space Heating_Natural Gas_Retrocommissioning_A_Achievable Technical Potential | F1 | Industrial | Food Products | New | Space Heating | Natural Gas | Retrocommissioning | A | Integrated Unit Energy Savings (kWh or therms) | Achievable Technical Potential | 0 | 0 | 0 | 0 | 0 | 0 | 0 | 0 | 0 | 0 | 0 | 0 | 0 | 0 | 0 | 0 | 0 | 0 | 0 | 0 | 0 | 0 | 0
F2_Industrial_Food Products_New_Space Heating_Natural Gas_Retrocommissioning_A_Achievable Technical Potential | F2 | Industrial | Food Products | New | Space Heating | Natural Gas | Retrocommissioning | A | Integrated Unit Summer Peak Savings (kW) | Achievable Technical Potential | 0 | 0 | 0 | 0 | 0 | 0 | 0 | 0 | 0 | 0 | 0 | 0 | 0 | 0 | 0 | 0 | 0 | 0 | 0 | 0 | 0 | 0 | 0
F3_Industrial_Food Products_New_Space Heating_Natural Gas_Retrocommissioning_A_Achievable Technical Potential | F3 | Industrial | Food Products | New | Space Heating | Natural Gas | Retrocommissioning | A | Integrated Unit Winter Peak Savings (kW) | Achievable Technical Potential | 0 | 0 | 0 | 0 | 0 | 0 | 0 | 0 | 0 | 0 | 0 | 0 | 0 | 0 | 0 | 0 | 0 | 0 | 0 | 0 | 0 | 0 | 0
F4_Industrial_Food Products_New_Space Heating_Natural Gas_Retrocommissioning_A_Achievable Technical Potential | F4 | Industrial | Food Products | New | Space Heating | Natural Gas | Retrocommissioning | A | Incremental Energy Savings (MWh or mTherms) | Achievable Technical Potential | 0 | 0 | 0 | 0 | 0 | 0 | 0 | 0 | 0 | 0 | 0 | 0 | 0 | 0 | 0 | 0 | 0 | 0 | 0 | 0 | 0 | 0 | 0
F5_Industrial_Food Products_New_Space Heating_Natural Gas_Retrocommissioning_A_Achievable Technical Potential | F5 | Industrial | Food Products | New | Space Heating | Natural Gas | Retrocommissioning | A | Incremental Summer Peak Savings (MW) | Achievable Technical Potential | 0 | 0 | 0 | 0 | 0 | 0 | 0 | 0 | 0 | 0 | 0 | 0 | 0 | 0 | 0 | 0 | 0 | 0 | 0 | 0 | 0 | 0 | 0
F6_Industrial_Food Products_New_Space Heating_Natural Gas_Retrocommissioning_A_Achievable Technical Potential | F6 | Industrial | Food Products | New | Space Heating | Natural Gas | Retrocommissioning | A | Incremental Winter Peak Savings (MW) | Achievable Technical Potential | 0 | 0 | 0 | 0 | 0 | 0 | 0 | 0 | 0 | 0 | 0 | 0 | 0 | 0 | 0 | 0 | 0 | 0 | 0 | 0 | 0 | 0 | 0
F7_Industrial_Food Products_New_Space Heating_Natural Gas_Retrocommissioning_A_Achievable Technical Potential | F7 | Industrial | Food Products | New | Space Heating | Natural Gas | Retrocommissioning | A | Cumulative Energy Savings (MWh or mTherms) | Achievable Technical Potential | 0 | 0 | 0 | 0 | 0 | 0 | 0 | 0 | 0 | 0 | 0 | 0 | 0 | 0 | 0 | 0 | 0 | 0 | 0 | 0 | 0 | 0 | 0
F8_Industrial_Food Products_New_Space Heating_Natural Gas_Retrocommissioning_A_Achievable Technical Potential | F8 | Industrial | Food Products | New | Space Heating | Natural Gas | Retrocommissioning | A | Cumulative Summer Peak Savings (MW) | Achievable Technical Potential | 0 | 0 | 0 | 0 | 0 | 0 | 0 | 0 | 0 | 0 | 0 | 0 | 0 | 0 | 0 | 0 | 0 | 0 | 0 | 0 | 0 | 0 | 0
F9_Industrial_Food Products_New_Space Heating_Natural Gas_Retrocommissioning_A_Achievable Technical Potential | F9 | Industrial | Food Products | New | Space Heating | Natural Gas | Retrocommissioning | A | Cumulative Winter Peak Savings (MW) | Achievable Technical Potential | 0 | 0 | 0 | 0 | 0 | 0 | 0 | 0 | 0 | 0 | 0 | 0 | 0 | 0 | 0 | 0 | 0 | 0 | 0 | 0 | 0 | 0 | 0
F10_Industrial_Food Products_New_Space Heating_Natural Gas_Retrocommissioning_A_Achievable Technical Potential | F10 | Industrial | Food Products | New | Space Heating | Natural Gas | Retrocommissioning | A | Purchases (Incremental) | Achievable Technical Potential | 0 | 0 | 0 | 0 | 0 | 0 | 0 | 0 | 0 | 0 | 0 | 0 | 0 | 0 | 0 | 0 | 0 | 0 | 0 | 0 | 0 | 0 | 0
F11_Industrial_Food Products_New_Space Heating_Natural Gas_Retrocommissioning_A_Achievable Technical Potential | F11 | Industrial | Food Products | New | Space Heating | Natural Gas | Retrocommissioning | A | Purchases (Cumulative) | Achievable Technical Potential | 0 | 0 | 0 | 0 | 0 | 0 | 0 | 0 | 0 | 0 | 0 | 0 | 0 | 0 | 0 | 0 | 0 | 0 | 0 | 0 | 0 | 0 | 0
F1_Industrial_Food Products_New_Process_Natural Gas_Retrocommissioning_A_Achievable Technical Potential | F1 | Industrial | Food Products | New | Process | Natural Gas | Retrocommissioning | A | Integrated Unit Energy Savings (kWh or therms) | Achievable Technical Potential | 0 | 0 | 0 | 0 | 0 | 0 | 0 | 0 | 0 | 0 | 0 | 0 | 0 | 0 | 0 | 0 | 0 | 0 | 0 | 0 | 0 | 0 | 0
F2_Industrial_Food Products_New_Process_Natural Gas_Retrocommissioning_A_Achievable Technical Potential | F2 | Industrial | Food Products | New | Process | Natural Gas | Retrocommissioning | A | Integrated Unit Summer Peak Savings (kW) | Achievable Technical Potential | 0 | 0 | 0 | 0 | 0 | 0 | 0 | 0 | 0 | 0 | 0 | 0 | 0 | 0 | 0 | 0 | 0 | 0 | 0 | 0 | 0 | 0 | 0
F3_Industrial_Food Products_New_Process_Natural Gas_Retrocommissioning_A_Achievable Technical Potential | F3 | Industrial | Food Products | New | Process | Natural Gas | Retrocommissioning | A | Integrated Unit Winter Peak Savings (kW) | Achievable Technical Potential | 0 | 0 | 0 | 0 | 0 | 0 | 0 | 0 | 0 | 0 | 0 | 0 | 0 | 0 | 0 | 0 | 0 | 0 | 0 | 0 | 0 | 0 | 0
F4_Industrial_Food Products_New_Process_Natural Gas_Retrocommissioning_A_Achievable Technical Potential | F4 | Industrial | Food Products | New | Process | Natural Gas | Retrocommissioning | A | Incremental Energy Savings (MWh or mTherms) | Achievable Technical Potential | 0 | 0 | 0 | 0 | 0 | 0 | 0 | 0 | 0 | 0 | 0 | 0 | 0 | 0 | 0 | 0 | 0 | 0 | 0 | 0 | 0 | 0 | 0
F5_Industrial_Food Products_New_Process_Natural Gas_Retrocommissioning_A_Achievable Technical Potential | F5 | Industrial | Food Products | New | Process | Natural Gas | Retrocommissioning | A | Incremental Summer Peak Savings (MW) | Achievable Technical Potential | 0 | 0 | 0 | 0 | 0 | 0 | 0 | 0 | 0 | 0 | 0 | 0 | 0 | 0 | 0 | 0 | 0 | 0 | 0 | 0 | 0 | 0 | 0
F6_Industrial_Food Products_New_Process_Natural Gas_Retrocommissioning_A_Achievable Technical Potential | F6 | Industrial | Food Products | New | Process | Natural Gas | Retrocommissioning | A | Incremental Winter Peak Savings (MW) | Achievable Technical Potential | 0 | 0 | 0 | 0 | 0 | 0 | 0 | 0 | 0 | 0 | 0 | 0 | 0 | 0 | 0 | 0 | 0 | 0 | 0 | 0 | 0 | 0 | 0
F7_Industrial_Food Products_New_Process_Natural Gas_Retrocommissioning_A_Achievable Technical Potential | F7 | Industrial | Food Products | New | Process | Natural Gas | Retrocommissioning | A | Cumulative Energy Savings (MWh or mTherms) | Achievable Technical Potential | 0 | 0 | 0 | 0 | 0 | 0 | 0 | 0 | 0 | 0 | 0 | 0 | 0 | 0 | 0 | 0 | 0 | 0 | 0 | 0 | 0 | 0 | 0
F8_Industrial_Food Products_New_Process_Natural Gas_Retrocommissioning_A_Achievable Technical Potential | F8 | Industrial | Food Products | New | Process | Natural Gas | Retrocommissioning | A | Cumulative Summer Peak Savings (MW) | Achievable Technical Potential | 0 | 0 | 0 | 0 | 0 | 0 | 0 | 0 | 0 | 0 | 0 | 0 | 0 | 0 | 0 | 0 | 0 | 0 | 0 | 0 | 0 | 0 | 0
F9_Industrial_Food Products_New_Process_Natural Gas_Retrocommissioning_A_Achievable Technical Potential | F9 | Industrial | Food Products | New | Process | Natural Gas | Retrocommissioning | A | Cumulative Winter Peak Savings (MW) | Achievable Technical Potential | 0 | 0 | 0 | 0 | 0 | 0 | 0 | 0 | 0 | 0 | 0 | 0 | 0 | 0 | 0 | 0 | 0 | 0 | 0 | 0 | 0 | 0 | 0
F10_Industrial_Food Products_New_Process_Natural Gas_Retrocommissioning_A_Achievable Technical Potential | F10 | Industrial | Food Products | New | Process | Natural Gas | Retrocommissioning | A | Purchases (Incremental) | Achievable Technical Potential | 0 | 0 | 0 | 0 | 0 | 0 | 0 | 0 | 0 | 0 | 0 | 0 | 0 | 0 | 0 | 0 | 0 | 0 | 0 | 0 | 0 | 0 | 0
F11_Industrial_Food Products_New_Process_Natural Gas_Retrocommissioning_A_Achievable Technical Potential | F11 | Industrial | Food Products | New | Process | Natural Gas | Retrocommissioning | A | Purchases (Cumulative) | Achievable Technical Potential | 0 | 0 | 0 | 0 | 0 | 0 | 0 | 0 | 0 | 0 | 0 | 0 | 0 | 0 | 0 | 0 | 0 | 0 | 0 | 0 | 0 | 0 | 0
F1_Industrial_Agriculture_Existing_Space Heating_Natural Gas_Insulation - Roof/Ceiling_A_Achievable Technical Potential | F1 | Industrial | Agriculture | Existing | Space Heating | Natural Gas | Insulation - Roof/Ceiling | A | Integrated Unit Energy Savings (kWh or therms) | Achievable Technical Potential | 0 | 0 | 0.08286 | 0.082461 | 0.082029 | 0.081553 | 0.081023 | 0.080427 | 0.079756 | 0.079004 | 0.078171 | 0.077266 | 0.0763 | 0.075291 | 0.074262 | 0.073237 | 0.072241 | 0.071326 | 0.070501 | 0.069765 | 0.069106 | 0.068507 | 0
F2_Industrial_Agriculture_Existing_Space Heating_Natural Gas_Insulation - Roof/Ceiling_A_Achievable Technical Potential | F2 | Industrial | Agriculture | Existing | Space Heating | Natural Gas | Insulation - Roof/Ceiling | A | Integrated Unit Summer Peak Savings (kW) | Achievable Technical Potential | 0 | 0 | 0 | 0 | 0 | 0 | 0 | 0 | 0 | 0 | 0 | 0 | 0 | 0 | 0 | 0 | 0 | 0 | 0 | 0 | 0 | 0 | 0
F3_Industrial_Agriculture_Existing_Space Heating_Natural Gas_Insulation - Roof/Ceiling_A_Achievable Technical Potential | F3 | Industrial | Agriculture | Existing | Space Heating | Natural Gas | Insulation - Roof/Ceiling | A | Integrated Unit Winter Peak Savings (kW) | Achievable Technical Potential | 0 | 0 | 0 | 0 | 0 | 0 | 0 | 0 | 0 | 0 | 0 | 0 | 0 | 0 | 0 | 0 | 0 | 0 | 0 | 0 | 0 | 0 | 0
F4_Industrial_Agriculture_Existing_Space Heating_Natural Gas_Insulation - Roof/Ceiling_A_Achievable Technical Potential | F4 | Industrial | Agriculture | Existing | Space Heating | Natural Gas | Insulation - Roof/Ceiling | A | Incremental Energy Savings (MWh or mTherms) | Achievable Technical Potential | 0 | 0 | 3.3155 | 5.6747 | 8.6296 | 11.8044 | 14.6687 | 16.6947 | 17.5215 | 17.057 | 15.4805 | 13.1578 | 10.5159 | 7.9317 | 5.6651 | 3.8434 | 2.4839 | 1.5337 | 0.90685 | 0.59713 | 0 | 0 | 0
F5_Industrial_Agriculture_Existing_Space Heating_Natural Gas_Insulation - Roof/Ceiling_A_Achievable Technical Potential | F5 | Industrial | Agriculture | Existing | Space Heating | Natural Gas | Insulation - Roof/Ceiling | A | Incremental Summer Peak Savings (MW) | Achievable Technical Potential | 0 | 0 | 0 | 0 | 0 | 0 | 0 | 0 | 0 | 0 | 0 | 0 | 0 | 0 | 0 | 0 | 0 | 0 | 0 | 0 | 0 | 0 | 0
F6_Industrial_Agriculture_Existing_Space Heating_Natural Gas_Insulation - Roof/Ceiling_A_Achievable Technical Potential | F6 | Industrial | Agriculture | Existing | Space Heating | Natural Gas | Insulation - Roof/Ceiling | A | Incremental Winter Peak Savings (MW) | Achievable Technical Potential | 0 | 0 | 0 | 0 | 0 | 0 | 0 | 0 | 0 | 0 | 0 | 0 | 0 | 0 | 0 | 0 | 0 | 0 | 0 | 0 | 0 | 0 | 0
F7_Industrial_Agriculture_Existing_Space Heating_Natural Gas_Insulation - Roof/Ceiling_A_Achievable Technical Potential | F7 | Industrial | Agriculture | Existing | Space Heating | Natural Gas | Insulation - Roof/Ceiling | A | Cumulative Energy Savings (MWh or mTherms) | Achievable Technical Potential | 0 | 0 | 3.3155 | 8.9743 | 17.5569 | 29.2595 | 43.738 | 60.1109 | 77.1309 | 93.4603 | 107.9561 | 119.8636 | 128.8814 | 135.109 | 138.9266 | 140.8531 | 141.422 | 141.1633 | 140.4369 | 139.5681 | 138.2506 | 137.051 | 0
F8_Industrial_Agriculture_Existing_Space Heating_Natural Gas_Insulation - Roof/Ceiling_A_Achievable Technical Potential | F8 | Industrial | Agriculture | Existing | Space Heating | Natural Gas | Insulation - Roof/Ceiling | A | Cumulative Summer Peak Savings (MW) | Achievable Technical Potential | 0 | 0 | 0 | 0 | 0 | 0 | 0 | 0 | 0 | 0 | 0 | 0 | 0 | 0 | 0 | 0 | 0 | 0 | 0 | 0 | 0 | 0 | 0
F9_Industrial_Agriculture_Existing_Space Heating_Natural Gas_Insulation - Roof/Ceiling_A_Achievable Technical Potential | F9 | Industrial | Agriculture | Existing | Space Heating | Natural Gas | Insulation - Roof/Ceiling | A | Cumulative Winter Peak Savings (MW) | Achievable Technical Potential | 0 | 0 | 0 | 0 | 0 | 0 | 0 | 0 | 0 | 0 | 0 | 0 | 0 | 0 | 0 | 0 | 0 | 0 | 0 | 0 | 0 | 0 | 0
F10_Industrial_Agriculture_Existing_Space Heating_Natural Gas_Insulation - Roof/Ceiling_A_Achievable Technical Potential | F10 | Industrial | Agriculture | Existing | Space Heating | Natural Gas | Insulation - Roof/Ceiling | A | Purchases (Incremental) | Achievable Technical Potential | 0 | 0 | 40013.694 | 68816.6547 | 105202.4721 | 144744.0909 | 181043.5495 | 207575.7938 | 219688.9701 | 215901.2292 | 198033.5413 | 170291.7736 | 137822.3482 | 105346.9673 | 76285.735 | 52479.3246 | 34383.0058 | 21502.8516 | 12863.0251 | 8559.1835 | 0 | 0 | 0
F11_Industrial_Agriculture_Existing_Space Heating_Natural Gas_Insulation - Roof/Ceiling_A_Achievable Technical Potential | F11 | Industrial | Agriculture | Existing | Space Heating | Natural Gas | Insulation - Roof/Ceiling | A | Purchases (Cumulative) | Achievable Technical Potential | 0 | 0 | 40013.694 | 108830.3486 | 214032.8207 | 358776.9117 | 539820.4611 | 747396.2549 | 967085.225 | 1182986.4542 | 1381019.9955 | 1551311.7692 | 1689134.1174 | 1794481.0848 | 1870766.8197 | 1923246.1443 | 1957629.1501 | 1979132.0016 | 1991995.0268 | 2000554.2103 | 2000554.2103 | 2000554.2103 | 0
F1_Industrial_Agriculture_Existing_Space Heating_Natural Gas_Insulation - Wall Cavity_A_Achievable Technical Potential | F1 | Industrial | Agriculture | Existing | Space Heating | Natural Gas | Insulation - Wall Cavity | A | Integrated Unit Energy Savings (kWh or therms) | Achievable Technical Potential | 0 | 0 | 0.018069 | 0.01788 | 0.017628 | 0.017305 | 0.016911 | 0.016458 | 0.015965 | 0.015456 | 0.014954 | 0.014478 | 0.014039 | 0.013641 | 0.013285 | 0.012967 | 0.012683 | 0.012433 | 0.012213 | 0.012016 | 0.011846 | 0.011686 | 0
F2_Industrial_Agriculture_Existing_Space Heating_Natural Gas_Insulation - Wall Cavity_A_Achievable Technical Potential | F2 | Industrial | Agriculture | Existing | Space Heating | Natural Gas | Insulation - Wall Cavity | A | Integrated Unit Summer Peak Savings (kW) | Achievable Technical Potential | 0 | 0 | 0 | 0 | 0 | 0 | 0 | 0 | 0 | 0 | 0 | 0 | 0 | 0 | 0 | 0 | 0 | 0 | 0 | 0 | 0 | 0 | 0
F3_Industrial_Agriculture_Existing_Space Heating_Natural Gas_Insulation - Wall Cavity_A_Achievable Technical Potential | F3 | Industrial | Agriculture | Existing | Space Heating | Natural Gas | Insulation - Wall Cavity | A | Integrated Unit Winter Peak Savings (kW) | Achievable Technical Potential | 0 | 0 | 0 | 0 | 0 | 0 | 0 | 0 | 0 | 0 | 0 | 0 | 0 | 0 | 0 | 0 | 0 | 0 | 0 | 0 | 0 | 0 | 0
F4_Industrial_Agriculture_Existing_Space Heating_Natural Gas_Insulation - Wall Cavity_A_Achievable Technical Potential | F4 | Industrial | Agriculture | Existing | Space Heating | Natural Gas | Insulation - Wall Cavity | A | Incremental Energy Savings (MWh or mTherms) | Achievable Technical Potential | 0 | 0 | 0.72299 | 1.2304 | 1.8545 | 2.5048 | 3.0617 | 3.4163 | 3.5074 | 3.337 | 2.9615 | 2.4655 | 1.9349 | 1.4371 | 1.0135 | 0.6805 | 0.43607 | 0.26735 | 0.1571 | 0.10285 | 0 | 0 | 0
F5_Industrial_Agriculture_Existing_Space Heating_Natural Gas_Insulation - Wall Cavity_A_Achievable Technical Potential | F5 | Industrial | Agriculture | Existing | Space Heating | Natural Gas | Insulation - Wall Cavity | A | Incremental Summer Peak Savings (MW) | Achievable Technical Potential | 0 | 0 | 0 | 0 | 0 | 0 | 0 | 0 | 0 | 0 | 0 | 0 | 0 | 0 | 0 | 0 | 0 | 0 | 0 | 0 | 0 | 0 | 0
F6_Industrial_Agriculture_Existing_Space Heating_Natural Gas_Insulation - Wall Cavity_A_Achievable Technical Potential | F6 | Industrial | Agriculture | Existing | Space Heating | Natural Gas | Insulation - Wall Cavity | A | Incremental Winter Peak Savings (MW) | Achievable Technical Potential | 0 | 0 | 0 | 0 | 0 | 0 | 0 | 0 | 0 | 0 | 0 | 0 | 0 | 0 | 0 | 0 | 0 | 0 | 0 | 0 | 0 | 0 | 0
F7_Industrial_Agriculture_Existing_Space Heating_Natural Gas_Insulation - Wall Cavity_A_Achievable Technical Potential | F7 | Industrial | Agriculture | Existing | Space Heating | Natural Gas | Insulation - Wall Cavity | A | Cumulative Energy Savings (MWh or mTherms) | Achievable Technical Potential | 0 | 0 | 0.72299 | 1.9459 | 3.773 | 6.2087 | 9.1291 | 12.3007 | 15.4396 | 18.2844 | 20.6523 | 22.4602 | 23.7138 | 24.4792 | 24.8532 | 24.9386 | 24.8279 | 24.6067 | 24.3286 | 24.0383 | 23.6978 | 23.3776 | 0
F8_Industrial_Agriculture_Existing_Space Heating_Natural Gas_Insulation - Wall Cavity_A_Achievable Technical Potential | F8 | Industrial | Agriculture | Existing | Space Heating | Natural Gas | Insulation - Wall Cavity | A | Cumulative Summer Peak Savings (MW) | Achievable Technical Potential | 0 | 0 | 0 | 0 | 0 | 0 | 0 | 0 | 0 | 0 | 0 | 0 | 0 | 0 | 0 | 0 | 0 | 0 | 0 | 0 | 0 | 0 | 0
F9_Industrial_Agriculture_Existing_Space Heating_Natural Gas_Insulation - Wall Cavity_A_Achievable Technical Potential | F9 | Industrial | Agriculture | Existing | Space Heating | Natural Gas | Insulation - Wall Cavity | A | Cumulative Winter Peak Savings (MW) | Achievable Technical Potential | 0 | 0 | 0 | 0 | 0 | 0 | 0 | 0 | 0 | 0 | 0 | 0 | 0 | 0 | 0 | 0 | 0 | 0 | 0 | 0 | 0 | 0 | 0
F10_Industrial_Agriculture_Existing_Space Heating_Natural Gas_Insulation - Wall Cavity_A_Achievable Technical Potential | F10 | Industrial | Agriculture | Existing | Space Heating | Natural Gas | Insulation - Wall Cavity | A | Purchases (Incremental) | Achievable Technical Potential | 0 | 0 | 40013.694 | 68816.6547 | 105202.4721 | 144744.0909 | 181043.5495 | 207575.7938 | 219688.9701 | 215901.2292 | 198033.5413 | 170291.7736 | 137822.3482 | 105346.9673 | 76285.735 | 52479.3246 | 34383.0058 | 21502.8516 | 12863.0251 | 8559.1835 | 0 | 0 | 0
F11_Industrial_Agriculture_Existing_Space Heating_Natural Gas_Insulation - Wall Cavity_A_Achievable Technical Potential | F11 | Industrial | Agriculture | Existing | Space Heating | Natural Gas | Insulation - Wall Cavity | A | Purchases (Cumulative) | Achievable Technical Potential | 0 | 0 | 40013.694 | 108830.3486 | 214032.8207 | 358776.9117 | 539820.4611 | 747396.2549 | 967085.225 | 1182986.4542 | 1381019.9955 | 1551311.7692 | 1689134.1174 | 1794481.0848 | 1870766.8197 | 1923246.1443 | 1957629.1501 | 1979132.0016 | 1991995.0268 | 2000554.2103 | 2000554.2103 | 2000554.2103 | 0
F1_Industrial_Agriculture_Existing_Space Heating_Natural Gas_Insulation - Ducting_A_Achievable Technical Potential | F1 | Industrial | Agriculture | Existing | Space Heating | Natural Gas | Insulation - Ducting | A | Integrated Unit Energy Savings (kWh or therms) | Achievable Technical Potential | 0 | 0 | 0.0014296 | 0.0014069 | 0.0013785 | 0.0013437 | 0.0013028 | 0.0012571 | 0.0012087 | 0.0011597 | 0.0011124 | 0.0010681 | 0.0010279 | 0.0009919 | 0.00095994 | 0.0009316 | 0.00090641 | 0.00088426 | 0.00086467 | 0.00084698 | 0.00083158 | 0.00081705 | 0
F2_Industrial_Agriculture_Existing_Space Heating_Natural Gas_Insulation - Ducting_A_Achievable Technical Potential | F2 | Industrial | Agriculture | Existing | Space Heating | Natural Gas | Insulation - Ducting | A | Integrated Unit Summer Peak Savings (kW) | Achievable Technical Potential | 0 | 0 | 0 | 0 | 0 | 0 | 0 | 0 | 0 | 0 | 0 | 0 | 0 | 0 | 0 | 0 | 0 | 0 | 0 | 0 | 0 | 0 | 0
F3_Industrial_Agriculture_Existing_Space Heating_Natural Gas_Insulation - Ducting_A_Achievable Technical Potential | F3 | Industrial | Agriculture | Existing | Space Heating | Natural Gas | Insulation - Ducting | A | Integrated Unit Winter Peak Savings (kW) | Achievable Technical Potential | 0 | 0 | 0 | 0 | 0 | 0 | 0 | 0 | 0 | 0 | 0 | 0 | 0 | 0 | 0 | 0 | 0 | 0 | 0 | 0 | 0 | 0 | 0
F4_Industrial_Agriculture_Existing_Space Heating_Natural Gas_Insulation - Ducting_A_Achievable Technical Potential | F4 | Industrial | Agriculture | Existing | Space Heating | Natural Gas | Insulation - Ducting | A | Incremental Energy Savings (MWh or mTherms) | Achievable Technical Potential | 0 | 0 | 0.0072228 | 0.0085771 | 0.010106 | 0.011238 | 0.012215 | 0.013542 | 0.014038 | 0.013522 | 0.012012 | 0.0097437 | 0.007131 | 0.0044756 | 0.0024716 | 0.001135 | 0.00045915 | 0.00016008 | 4.805e-05 | 1.0082e-05 | 1.5989e-06 | 1.8532e-07 | 0
F5_Industrial_Agriculture_Existing_Space Heating_Natural Gas_Insulation - Ducting_A_Achievable Technical Potential | F5 | Industrial | Agriculture | Existing | Space Heating | Natural Gas | Insulation - Ducting | A | Incremental Summer Peak Savings (MW) | Achievable Technical Potential | 0 | 0 | 0 | 0 | 0 | 0 | 0 | 0 | 0 | 0 | 0 | 0 | 0 | 0 | 0 | 0 | 0 | 0 | 0 | 0 | 0 | 0 | 0
F6_Industrial_Agriculture_Existing_Space Heating_Natural Gas_Insulation - Ducting_A_Achievable Technical Potential | F6 | Industrial | Agriculture | Existing | Space Heating | Natural Gas | Insulation - Ducting | A | Incremental Winter Peak Savings (MW) | Achievable Technical Potential | 0 | 0 | 0 | 0 | 0 | 0 | 0 | 0 | 0 | 0 | 0 | 0 | 0 | 0 | 0 | 0 | 0 | 0 | 0 | 0 | 0 | 0 | 0
F7_Industrial_Agriculture_Existing_Space Heating_Natural Gas_Insulation - Ducting_A_Achievable Technical Potential | F7 | Industrial | Agriculture | Existing | Space Heating | Natural Gas | Insulation - Ducting | A | Cumulative Energy Savings (MWh or mTherms) | Achievable Technical Potential | 0 | 0 | 0.0072228 | 0.015685 | 0.025474 | 0.03607 | 0.047187 | 0.059076 | 0.070837 | 0.08149 | 0.090174 | 0.096332 | 0.099834 | 0.10081 | 0.10004 | 0.098218 | 0.096021 | 0.093835 | 0.091803 | 0.089935 | 0.088302 | 0.086759 | 0
F8_Industrial_Agriculture_Existing_Space Heating_Natural Gas_Insulation - Ducting_A_Achievable Technical Potential | F8 | Industrial | Agriculture | Existing | Space Heating | Natural Gas | Insulation - Ducting | A | Cumulative Summer Peak Savings (MW) | Achievable Technical Potential | 0 | 0 | 0 | 0 | 0 | 0 | 0 | 0 | 0 | 0 | 0 | 0 | 0 | 0 | 0 | 0 | 0 | 0 | 0 | 0 | 0 | 0 | 0
F9_Industrial_Agriculture_Existing_Space Heating_Natural Gas_Insulation - Ducting_A_Achievable Technical Potential | F9 | Industrial | Agriculture | Existing | Space Heating | Natural Gas | Insulation - Ducting | A | Cumulative Winter Peak Savings (MW) | Achievable Technical Potential | 0 | 0 | 0 | 0 | 0 | 0 | 0 | 0 | 0 | 0 | 0 | 0 | 0 | 0 | 0 | 0 | 0 | 0 | 0 | 0 | 0 | 0 | 0
F10_Industrial_Agriculture_Existing_Space Heating_Natural Gas_Insulation - Ducting_A_Achievable Technical Potential | F10 | Industrial | Agriculture | Existing | Space Heating | Natural Gas | Insulation - Ducting | A | Purchases (Incremental) | Achievable Technical Potential | 0 | 0 | 5052.2083 | 6096.3525 | 7331.5281 | 8364.0119 | 9375.7283 | 10772.3645 | 11613.702 | 11659.6615 | 10798.3863 | 9122.091 | 6937.3512 | 4512.1261 | 2574.7727 | 1218.3312 | 506.5608 | 181.028 | 55.5701 | 11.9029 | 1.9228 | 0.22682 | 0
F11_Industrial_Agriculture_Existing_Space Heating_Natural Gas_Insulation - Ducting_A_Achievable Technical Potential | F11 | Industrial | Agriculture | Existing | Space Heating | Natural Gas | Insulation - Ducting | A | Purchases (Cumulative) | Achievable Technical Potential | 0 | 0 | 5052.2083 | 11148.5608 | 18480.089 | 26844.1009 | 36219.8292 | 46992.1937 | 58605.8957 | 70265.5572 | 81063.9434 | 90186.0344 | 97123.3857 | 101635.5118 | 104210.2845 | 105428.6157 | 105935.1764 | 106116.2044 | 106171.7745 | 106183.6774 | 106185.6002 | 106185.827 | 0
F1_Industrial_Agriculture_Existing_Space Heating_Natural Gas_HVAC - Duct Repair and Sealing_A_Achievable Technical Potential | F1 | Industrial | Agriculture | Existing | Space Heating | Natural Gas | HVAC - Duct Repair and Sealing | A | Integrated Unit Energy Savings (kWh or therms) | Achievable Technical Potential | 0 | 0 | 0.0040508 | 0.003996 | 0.0039274 | 0.0038434 | 0.0037443 | 0.003633 | 0.0035139 | 0.0033923 | 0.0032734 | 0.0031612 | 0.003058 | 0.0029646 | 0.002881 | 0.0028064 | 0.0027396 | 0.0026808 | 0.0026289 | 0.0025822 | 0.0025417 | 0.0025037 | 0
F2_Industrial_Agriculture_Existing_Space Heating_Natural Gas_HVAC - Duct Repair and Sealing_A_Achievable Technical Potential | F2 | Industrial | Agriculture | Existing | Space Heating | Natural Gas | HVAC - Duct Repair and Sealing | A | Integrated Unit Summer Peak Savings (kW) | Achievable Technical Potential | 0 | 0 | 0 | 0 | 0 | 0 | 0 | 0 | 0 | 0 | 0 | 0 | 0 | 0 | 0 | 0 | 0 | 0 | 0 | 0 | 0 | 0 | 0
F3_Industrial_Agriculture_Existing_Space Heating_Natural Gas_HVAC - Duct Repair and Sealing_A_Achievable Technical Potential | F3 | Industrial | Agriculture | Existing | Space Heating | Natural Gas | HVAC - Duct Repair and Sealing | A | Integrated Unit Winter Peak Savings (kW) | Achievable Technical Potential | 0 | 0 | 0 | 0 | 0 | 0 | 0 | 0 | 0 | 0 | 0 | 0 | 0 | 0 | 0 | 0 | 0 | 0 | 0 | 0 | 0 | 0 | 0
F4_Industrial_Agriculture_Existing_Space Heating_Natural Gas_HVAC - Duct Repair and Sealing_A_Achievable Technical Potential | F4 | Industrial | Agriculture | Existing | Space Heating | Natural Gas | HVAC - Duct Repair and Sealing | A | Incremental Energy Savings (MWh or mTherms) | Achievable Technical Potential | 0 | 0 | 0.041644 | 0.040373 | 0.038996 | 0.037503 | 0.035907 | 0.034239 | 0.032545 | 0.030877 | 0.029281 | 0.02779 | 0.026419 | 0.025171 | 0.02404 | 0.023013 | 0.022078 | 0.021232 | 0.020462 | 0.019752 | 0.019107 | 0.018497 | 0
F5_Industrial_Agriculture_Existing_Space Heating_Natural Gas_HVAC - Duct Repair and Sealing_A_Achievable Technical Potential | F5 | Industrial | Agriculture | Existing | Space Heating | Natural Gas | HVAC - Duct Repair and Sealing | A | Incremental Summer Peak Savings (MW) | Achievable Technical Potential | 0 | 0 | 0 | 0 | 0 | 0 | 0 | 0 | 0 | 0 | 0 | 0 | 0 | 0 | 0 | 0 | 0 | 0 | 0 | 0 | 0 | 0 | 0
F6_Industrial_Agriculture_Existing_Space Heating_Natural Gas_HVAC - Duct Repair and Sealing_A_Achievable Technical Potential | F6 | Industrial | Agriculture | Existing | Space Heating | Natural Gas | HVAC - Duct Repair and Sealing | A | Incremental Winter Peak Savings (MW) | Achievable Technical Potential | 0 | 0 | 0 | 0 | 0 | 0 | 0 | 0 | 0 | 0 | 0 | 0 | 0 | 0 | 0 | 0 | 0 | 0 | 0 | 0 | 0 | 0 | 0
F7_Industrial_Agriculture_Existing_Space Heating_Natural Gas_HVAC - Duct Repair and Sealing_A_Achievable Technical Potential | F7 | Industrial | Agriculture | Existing | Space Heating | Natural Gas | HVAC - Duct Repair and Sealing | A | Cumulative Energy Savings (MWh or mTherms) | Achievable Technical Potential | 0 | 0 | 0.041644 | 0.081454 | 0.11905 | 0.15401 | 0.18595 | 0.21466 | 0.24016 | 0.26273 | 0.2828 | 0.3009 | 0.31749 | 0.33298 | 0.34763 | 0.36163 | 0.3751 | 0.38829 | 0.40123 | 0.41385 | 0.42647 | 0.4386 | 0
F8_Industrial_Agriculture_Existing_Space Heating_Natural Gas_HVAC - Duct Repair and Sealing_A_Achievable Technical Potential | F8 | Industrial | Agriculture | Existing | Space Heating | Natural Gas | HVAC - Duct Repair and Sealing | A | Cumulative Summer Peak Savings (MW) | Achievable Technical Potential | 0 | 0 | 0 | 0 | 0 | 0 | 0 | 0 | 0 | 0 | 0 | 0 | 0 | 0 | 0 | 0 | 0 | 0 | 0 | 0 | 0 | 0 | 0
F9_Industrial_Agriculture_Existing_Space Heating_Natural Gas_HVAC - Duct Repair and Sealing_A_Achievable Technical Potential | F9 | Industrial | Agriculture | Existing | Space Heating | Natural Gas | HVAC - Duct Repair and Sealing | A | Cumulative Winter Peak Savings (MW) | Achievable Technical Potential | 0 | 0 | 0 | 0 | 0 | 0 | 0 | 0 | 0 | 0 | 0 | 0 | 0 | 0 | 0 | 0 | 0 | 0 | 0 | 0 | 0 | 0 | 0
F10_Industrial_Agriculture_Existing_Space Heating_Natural Gas_HVAC - Duct Repair and Sealing_A_Achievable Technical Potential | F10 | Industrial | Agriculture | Existing | Space Heating | Natural Gas | HVAC - Duct Repair and Sealing | A | Purchases (Incremental) | Achievable Technical Potential | 0 | 0 | 10280.6564 | 10103.4037 | 9929.2071 | 9758.0139 | 9589.7723 | 9424.4314 | 9261.9412 | 9102.2525 | 8945.3172 | 8791.0876 | 8639.5171 | 8490.5599 | 8344.1709 | 8200.3059 | 8058.9213 | 7919.9744 | 7783.4231 | 7649.2262 | 7517.343 | 7387.7336 | 0
F11_Industrial_Agriculture_Existing_Space Heating_Natural Gas_HVAC - Duct Repair and Sealing_A_Achievable Technical Potential | F11 | Industrial | Agriculture | Existing | Space Heating | Natural Gas | HVAC - Duct Repair and Sealing | A | Purchases (Cumulative) | Achievable Technical Potential | 0 | 0 | 10280.6564 | 20384.0602 | 30313.2673 | 40071.2812 | 49661.0535 | 59085.4849 | 68347.4261 | 77449.6786 | 86394.9958 | 95186.0833 | 103825.6004 | 112316.1603 | 120660.3312 | 128860.6371 | 136919.5584 | 144839.5328 | 152622.956 | 160272.1821 | 167789.5251 | 175177.2587 | 0
F1_Industrial_Agriculture_Existing_Space Heating_Natural Gas_Windows - High Efficiency_A_Achievable Technical Potential | F1 | Industrial | Agriculture | Existing | Space Heating | Natural Gas | Windows - High Efficiency | A | Integrated Unit Energy Savings (kWh or therms) | Achievable Technical Potential | 0 | 0 | 0.0077123 | 0.0076139 | 0.0074837 | 0.0073179 | 0.0071177 | 0.0068894 | 0.0066439 | 0.0063933 | 0.0061492 | 0.0059202 | 0.0057114 | 0.0055243 | 0.0053582 | 0.005211 | 0.0050802 | 0.0049655 | 0.0048641 | 0.0047726 | 0.0046934 | 0.0046184 | 0
F2_Industrial_Agriculture_Existing_Space Heating_Natural Gas_Windows - High Efficiency_A_Achievable Technical Potential | F2 | Industrial | Agriculture | Existing | Space Heating | Natural Gas | Windows - High Efficiency | A | Integrated Unit Summer Peak Savings (kW) | Achievable Technical Potential | 0 | 0 | 0 | 0 | 0 | 0 | 0 | 0 | 0 | 0 | 0 | 0 | 0 | 0 | 0 | 0 | 0 | 0 | 0 | 0 | 0 | 0 | 0
F3_Industrial_Agriculture_Existing_Space Heating_Natural Gas_Windows - High Efficiency_A_Achievable Technical Potential | F3 | Industrial | Agriculture | Existing | Space Heating | Natural Gas | Windows - High Efficiency | A | Integrated Unit Winter Peak Savings (kW) | Achievable Technical Potential | 0 | 0 | 0 | 0 | 0 | 0 | 0 | 0 | 0 | 0 | 0 | 0 | 0 | 0 | 0 | 0 | 0 | 0 | 0 | 0 | 0 | 0 | 0
F4_Industrial_Agriculture_Existing_Space Heating_Natural Gas_Windows - High Efficiency_A_Achievable Technical Potential | F4 | Industrial | Agriculture | Existing | Space Heating | Natural Gas | Windows - High Efficiency | A | Incremental Energy Savings (MWh or mTherms) | Achievable Technical Potential | 0 | 0 | 0.062566 | 0.12134 | 0.20811 | 0.32531 | 0.47199 | 0.64303 | 0.82898 | 1.0163 | 1.1881 | 1.3257 | 1.4101 | 1.4259 | 1.3649 | 1.2297 | 1.0359 | 0.82288 | 0.60579 | 0.40441 | 0.2497 | 0.15748 | 0
F5_Industrial_Agriculture_Existing_Space Heating_Natural Gas_Windows - High Efficiency_A_Achievable Technical Potential | F5 | Industrial | Agriculture | Existing | Space Heating | Natural Gas | Windows - High Efficiency | A | Incremental Summer Peak Savings (MW) | Achievable Technical Potential | 0 | 0 | 0 | 0 | 0 | 0 | 0 | 0 | 0 | 0 | 0 | 0 | 0 | 0 | 0 | 0 | 0 | 0 | 0 | 0 | 0 | 0 | 0
F6_Industrial_Agriculture_Existing_Space Heating_Natural Gas_Windows - High Efficiency_A_Achievable Technical Potential | F6 | Industrial | Agriculture | Existing | Space Heating | Natural Gas | Windows - High Efficiency | A | Incremental Winter Peak Savings (MW) | Achievable Technical Potential | 0 | 0 | 0 | 0 | 0 | 0 | 0 | 0 | 0 | 0 | 0 | 0 | 0 | 0 | 0 | 0 | 0 | 0 | 0 | 0 | 0 | 0 | 0
F7_Industrial_Agriculture_Existing_Space Heating_Natural Gas_Windows - High Efficiency_A_Achievable Technical Potential | F7 | Industrial | Agriculture | Existing | Space Heating | Natural Gas | Windows - High Efficiency | A | Cumulative Energy Savings (MWh or mTherms) | Achievable Technical Potential | 0 | 0 | 0.062566 | 0.18311 | 0.38809 | 0.7048 | 1.1575 | 1.7634 | 2.5296 | 3.4505 | 4.5069 | 5.6647 | 6.875 | 8.0757 | 9.1978 | 10.1749 | 10.9554 | 11.5308 | 11.9012 | 12.0819 | 12.1308 | 12.0945 | 0
F8_Industrial_Agriculture_Existing_Space Heating_Natural Gas_Windows - High Efficiency_A_Achievable Technical Potential | F8 | Industrial | Agriculture | Existing | Space Heating | Natural Gas | Windows - High Efficiency | A | Cumulative Summer Peak Savings (MW) | Achievable Technical Potential | 0 | 0 | 0 | 0 | 0 | 0 | 0 | 0 | 0 | 0 | 0 | 0 | 0 | 0 | 0 | 0 | 0 | 0 | 0 | 0 | 0 | 0 | 0
F9_Industrial_Agriculture_Existing_Space Heating_Natural Gas_Windows - High Efficiency_A_Achievable Technical Potential | F9 | Industrial | Agriculture | Existing | Space Heating | Natural Gas | Windows - High Efficiency | A | Cumulative Winter Peak Savings (MW) | Achievable Technical Potential | 0 | 0 | 0 | 0 | 0 | 0 | 0 | 0 | 0 | 0 | 0 | 0 | 0 | 0 | 0 | 0 | 0 | 0 | 0 | 0 | 0 | 0 | 0
F10_Industrial_Agriculture_Existing_Space Heating_Natural Gas_Windows - High Efficiency_A_Achievable Technical Potential | F10 | Industrial | Agriculture | Existing | Space Heating | Natural Gas | Windows - High Efficiency | A | Purchases (Incremental) | Achievable Technical Potential | 0 | 0 | 8112.4802 | 15936.7242 | 27808.5069 | 44454.4454 | 66312.2661 | 93335.8632 | 124773.3989 | 158962.5729 | 193219.4902 | 223923.2013 | 246895.7748 | 258122.1604 | 254730.8244 | 235986.6449 | 203907.7126 | 165722.0214 | 124543.6286 | 84735.9171 | 53203.4422 | 34099.6575 | 0
F11_Industrial_Agriculture_Existing_Space Heating_Natural Gas_Windows - High Efficiency_A_Achievable Technical Potential | F11 | Industrial | Agriculture | Existing | Space Heating | Natural Gas | Windows - High Efficiency | A | Purchases (Cumulative) | Achievable Technical Potential | 0 | 0 | 8112.4802 | 24049.2044 | 51857.7113 | 96312.1568 | 162624.4228 | 255960.286 | 380733.6849 | 539696.2579 | 732915.7481 | 956838.9494 | 1203734.7242 | 1461856.8846 | 1716587.709 | 1952574.3539 | 2156482.0665 | 2322204.0879 | 2446747.7165 | 2531483.6336 | 2584687.0758 | 2618786.7333 | 0
F1_Industrial_Agriculture_Existing_Space Heating_Natural Gas_Gas Boiler - Maintenance_A_Achievable Technical Potential | F1 | Industrial | Agriculture | Existing | Space Heating | Natural Gas | Gas Boiler - Maintenance | A | Integrated Unit Energy Savings (kWh or therms) | Achievable Technical Potential | 0 | 0 | 1.1672 | 1.1638 | 1.1603 | 1.1565 | 1.1525 | 1.1482 | 1.1435 | 1.1384 | 1.1329 | 1.1271 | 1.1209 | 1.1144 | 1.1075 | 1.1004 | 1.0931 | 1.0862 | 1.0797 | 1.0737 | 1.0683 | 1.0633 | 0
F2_Industrial_Agriculture_Existing_Space Heating_Natural Gas_Gas Boiler - Maintenance_A_Achievable Technical Potential | F2 | Industrial | Agriculture | Existing | Space Heating | Natural Gas | Gas Boiler - Maintenance | A | Integrated Unit Summer Peak Savings (kW) | Achievable Technical Potential | 0 | 0 | 0 | 0 | 0 | 0 | 0 | 0 | 0 | 0 | 0 | 0 | 0 | 0 | 0 | 0 | 0 | 0 | 0 | 0 | 0 | 0 | 0
F3_Industrial_Agriculture_Existing_Space Heating_Natural Gas_Gas Boiler - Maintenance_A_Achievable Technical Potential | F3 | Industrial | Agriculture | Existing | Space Heating | Natural Gas | Gas Boiler - Maintenance | A | Integrated Unit Winter Peak Savings (kW) | Achievable Technical Potential | 0 | 0 | 0 | 0 | 0 | 0 | 0 | 0 | 0 | 0 | 0 | 0 | 0 | 0 | 0 | 0 | 0 | 0 | 0 | 0 | 0 | 0 | 0
F4_Industrial_Agriculture_Existing_Space Heating_Natural Gas_Gas Boiler - Maintenance_A_Achievable Technical Potential | F4 | Industrial | Agriculture | Existing | Space Heating | Natural Gas | Gas Boiler - Maintenance | A | Incremental Energy Savings (MWh or mTherms) | Achievable Technical Potential | 0 | 0 | 0.044275 | 0.030409 | 0.020625 | 0.015735 | 0.013502 | 0.011439 | 0.0095914 | 0.0079727 | 0.0065788 | 0.0053945 | 0.0043994 | 0.0033476 | 0.0025464 | 0.0019364 | 0.0014722 | 0.0013201 | 0.0010093 | 0.00084941 | 0.00069656 | 0.00055035 | 0
F5_Industrial_Agriculture_Existing_Space Heating_Natural Gas_Gas Boiler - Maintenance_A_Achievable Technical Potential | F5 | Industrial | Agriculture | Existing | Space Heating | Natural Gas | Gas Boiler - Maintenance | A | Incremental Summer Peak Savings (MW) | Achievable Technical Potential | 0 | 0 | 0 | 0 | 0 | 0 | 0 | 0 | 0 | 0 | 0 | 0 | 0 | 0 | 0 | 0 | 0 | 0 | 0 | 0 | 0 | 0 | 0
F6_Industrial_Agriculture_Existing_Space Heating_Natural Gas_Gas Boiler - Maintenance_A_Achievable Technical Potential | F6 | Industrial | Agriculture | Existing | Space Heating | Natural Gas | Gas Boiler - Maintenance | A | Incremental Winter Peak Savings (MW) | Achievable Technical Potential | 0 | 0 | 0 | 0 | 0 | 0 | 0 | 0 | 0 | 0 | 0 | 0 | 0 | 0 | 0 | 0 | 0 | 0 | 0 | 0 | 0 | 0 | 0
F7_Industrial_Agriculture_Existing_Space Heating_Natural Gas_Gas Boiler - Maintenance_A_Achievable Technical Potential | F7 | Industrial | Agriculture | Existing | Space Heating | Natural Gas | Gas Boiler - Maintenance | A | Cumulative Energy Savings (MWh or mTherms) | Achievable Technical Potential | 0 | 0 | 0.044275 | 0.074555 | 0.094954 | 0.11038 | 0.1235 | 0.13448 | 0.14352 | 0.15085 | 0.15671 | 0.16129 | 0.1648 | 0.16719 | 0.16871 | 0.16956 | 0.16991 | 0.17015 | 0.17015 | 0.17006 | 0.16989 | 0.16966 | 0
F8_Industrial_Agriculture_Existing_Space Heating_Natural Gas_Gas Boiler - Maintenance_A_Achievable Technical Potential | F8 | Industrial | Agriculture | Existing | Space Heating | Natural Gas | Gas Boiler - Maintenance | A | Cumulative Summer Peak Savings (MW) | Achievable Technical Potential | 0 | 0 | 0 | 0 | 0 | 0 | 0 | 0 | 0 | 0 | 0 | 0 | 0 | 0 | 0 | 0 | 0 | 0 | 0 | 0 | 0 | 0 | 0
F9_Industrial_Agriculture_Existing_Space Heating_Natural Gas_Gas Boiler - Maintenance_A_Achievable Technical Potential | F9 | Industrial | Agriculture | Existing | Space Heating | Natural Gas | Gas Boiler - Maintenance | A | Cumulative Winter Peak Savings (MW) | Achievable Technical Potential | 0 | 0 | 0 | 0 | 0 | 0 | 0 | 0 | 0 | 0 | 0 | 0 | 0 | 0 | 0 | 0 | 0 | 0 | 0 | 0 | 0 | 0 | 0
F10_Industrial_Agriculture_Existing_Space Heating_Natural Gas_Gas Boiler - Maintenance_A_Achievable Technical Potential | F10 | Industrial | Agriculture | Existing | Space Heating | Natural Gas | Gas Boiler - Maintenance | A | Purchases (Incremental) | Achievable Technical Potential | 0 | 0 | 37.9322 | 26.1291 | 17.7764 | 13.6056 | 11.715 | 9.9626 | 8.3876 | 7.0033 | 5.8068 | 4.7862 | 3.9249 | 3.004 | 2.2992 | 1.7598 | 1.3469 | 1.2154 | 0.93477 | 0.79107 | 0.65204 | 0.51756 | 0
F11_Industrial_Agriculture_Existing_Space Heating_Natural Gas_Gas Boiler - Maintenance_A_Achievable Technical Potential | F11 | Industrial | Agriculture | Existing | Space Heating | Natural Gas | Gas Boiler - Maintenance | A | Purchases (Cumulative) | Achievable Technical Potential | 0 | 0 | 37.9322 | 64.0613 | 81.8377 | 95.4433 | 107.1583 | 117.121 | 125.5086 | 132.5119 | 138.3187 | 143.105 | 147.0299 | 150.0339 | 152.3332 | 154.0929 | 155.4398 | 156.6552 | 157.5899 | 158.381 | 159.033 | 159.5506 | 0
F1_Industrial_Agriculture_Existing_Process_Natural Gas_Gas Boiler - Maintenance_A_Achievable Technical Potential | F1 | Industrial | Agriculture | Existing | Process | Natural Gas | Gas Boiler - Maintenance | A | Integrated Unit Energy Savings (kWh or therms) | Achievable Technical Potential | 0 | 0 | 1.5559 | 1.5559 | 1.5559 | 1.5559 | 1.5559 | 1.5559 | 1.5559 | 1.5559 | 1.5559 | 1.5559 | 1.5559 | 1.5559 | 1.5559 | 1.5559 | 1.5559 | 1.5559 | 1.5559 | 1.5559 | 1.5559 | 1.5559 | 0
F2_Industrial_Agriculture_Existing_Process_Natural Gas_Gas Boiler - Maintenance_A_Achievable Technical Potential | F2 | Industrial | Agriculture | Existing | Process | Natural Gas | Gas Boiler - Maintenance | A | Integrated Unit Summer Peak Savings (kW) | Achievable Technical Potential | 0 | 0 | 0 | 0 | 0 | 0 | 0 | 0 | 0 | 0 | 0 | 0 | 0 | 0 | 0 | 0 | 0 | 0 | 0 | 0 | 0 | 0 | 0
F3_Industrial_Agriculture_Existing_Process_Natural Gas_Gas Boiler - Maintenance_A_Achievable Technical Potential | F3 | Industrial | Agriculture | Existing | Process | Natural Gas | Gas Boiler - Maintenance | A | Integrated Unit Winter Peak Savings (kW) | Achievable Technical Potential | 0 | 0 | 0 | 0 | 0 | 0 | 0 | 0 | 0 | 0 | 0 | 0 | 0 | 0 | 0 | 0 | 0 | 0 | 0 | 0 | 0 | 0 | 0
F4_Industrial_Agriculture_Existing_Process_Natural Gas_Gas Boiler - Maintenance_A_Achievable Technical Potential | F4 | Industrial | Agriculture | Existing | Process | Natural Gas | Gas Boiler - Maintenance | A | Incremental Energy Savings (MWh or mTherms) | Achievable Technical Potential | 0 | 0 | 0.48819 | 0.33628 | 0.22879 | 0.17511 | 0.15077 | 0.12822 | 0.10795 | 0.090133 | 0.074734 | 0.0616 | 0.050514 | 0.038662 | 0.029591 | 0.022648 | 0.017334 | 0.015642 | 0.012031 | 0.010181 | 0.0083918 | 0.0066611 | 0
F5_Industrial_Agriculture_Existing_Process_Natural Gas_Gas Boiler - Maintenance_A_Achievable Technical Potential | F5 | Industrial | Agriculture | Existing | Process | Natural Gas | Gas Boiler - Maintenance | A | Incremental Summer Peak Savings (MW) | Achievable Technical Potential | 0 | 0 | 0 | 0 | 0 | 0 | 0 | 0 | 0 | 0 | 0 | 0 | 0 | 0 | 0 | 0 | 0 | 0 | 0 | 0 | 0 | 0 | 0
F6_Industrial_Agriculture_Existing_Process_Natural Gas_Gas Boiler - Maintenance_A_Achievable Technical Potential | F6 | Industrial | Agriculture | Existing | Process | Natural Gas | Gas Boiler - Maintenance | A | Incremental Winter Peak Savings (MW) | Achievable Technical Potential | 0 | 0 | 0 | 0 | 0 | 0 | 0 | 0 | 0 | 0 | 0 | 0 | 0 | 0 | 0 | 0 | 0 | 0 | 0 | 0 | 0 | 0 | 0
F7_Industrial_Agriculture_Existing_Process_Natural Gas_Gas Boiler - Maintenance_A_Achievable Technical Potential | F7 | Industrial | Agriculture | Existing | Process | Natural Gas | Gas Boiler - Maintenance | A | Cumulative Energy Savings (MWh or mTherms) | Achievable Technical Potential | 0 | 0 | 0.48819 | 0.82448 | 1.0533 | 1.2284 | 1.3791 | 1.5074 | 1.6153 | 1.7054 | 1.7802 | 1.8418 | 1.8923 | 1.931 | 1.9605 | 1.9832 | 2.0005 | 2.0162 | 2.0282 | 2.0384 | 2.0468 | 2.0534 | 0
F8_Industrial_Agriculture_Existing_Process_Natural Gas_Gas Boiler - Maintenance_A_Achievable Technical Potential | F8 | Industrial | Agriculture | Existing | Process | Natural Gas | Gas Boiler - Maintenance | A | Cumulative Summer Peak Savings (MW) | Achievable Technical Potential | 0 | 0 | 0 | 0 | 0 | 0 | 0 | 0 | 0 | 0 | 0 | 0 | 0 | 0 | 0 | 0 | 0 | 0 | 0 | 0 | 0 | 0 | 0
F9_Industrial_Agriculture_Existing_Process_Natural Gas_Gas Boiler - Maintenance_A_Achievable Technical Potential | F9 | Industrial | Agriculture | Existing | Process | Natural Gas | Gas Boiler - Maintenance | A | Cumulative Winter Peak Savings (MW) | Achievable Technical Potential | 0 | 0 | 0 | 0 | 0 | 0 | 0 | 0 | 0 | 0 | 0 | 0 | 0 | 0 | 0 | 0 | 0 | 0 | 0 | 0 | 0 | 0 | 0
F10_Industrial_Agriculture_Existing_Process_Natural Gas_Gas Boiler - Maintenance_A_Achievable Technical Potential | F10 | Industrial | Agriculture | Existing | Process | Natural Gas | Gas Boiler - Maintenance | A | Purchases (Incremental) | Achievable Technical Potential | 0 | 0 | 313.7737 | 216.1386 | 147.0459 | 112.545 | 96.9063 | 82.4105 | 69.3823 | 57.9309 | 48.0337 | 39.5917 | 32.4669 | 24.8493 | 19.019 | 14.5566 | 11.1412 | 10.0536 | 7.7324 | 6.5437 | 5.3936 | 4.2813 | 0
F11_Industrial_Agriculture_Existing_Process_Natural Gas_Gas Boiler - Maintenance_A_Achievable Technical Potential | F11 | Industrial | Agriculture | Existing | Process | Natural Gas | Gas Boiler - Maintenance | A | Purchases (Cumulative) | Achievable Technical Potential | 0 | 0 | 313.7737 | 529.9122 | 676.9582 | 789.5032 | 886.4095 | 968.82 | 1038.2023 | 1096.1332 | 1144.1669 | 1183.7585 | 1216.2254 | 1241.0747 | 1260.0936 | 1274.6502 | 1285.7914 | 1295.8451 | 1303.5775 | 1310.1212 | 1315.5148 | 1319.7961 | 0
F1_Industrial_Agriculture_Existing_Space Heating_Natural Gas_Gas Furnace - Maintenance_A_Achievable Technical Potential | F1 | Industrial | Agriculture | Existing | Space Heating | Natural Gas | Gas Furnace - Maintenance | A | Integrated Unit Energy Savings (kWh or therms) | Achievable Technical Potential | 0 | 0 | 0.0093937 | 0.0093365 | 0.0092777 | 0.0092174 | 0.0091554 | 0.0090916 | 0.009026 | 0.0089585 | 0.0088896 | 0.0088197 | 0.0087489 | 0.0086771 | 0.0086043 | 0.0085307 | 0.0084565 | 0.0083865 | 0.0083211 | 0.0082603 | 0.0082039 | 0.0081519 | 0
F2_Industrial_Agriculture_Existing_Space Heating_Natural Gas_Gas Furnace - Maintenance_A_Achievable Technical Potential | F2 | Industrial | Agriculture | Existing | Space Heating | Natural Gas | Gas Furnace - Maintenance | A | Integrated Unit Summer Peak Savings (kW) | Achievable Technical Potential | 0 | 0 | 0 | 0 | 0 | 0 | 0 | 0 | 0 | 0 | 0 | 0 | 0 | 0 | 0 | 0 | 0 | 0 | 0 | 0 | 0 | 0 | 0
F3_Industrial_Agriculture_Existing_Space Heating_Natural Gas_Gas Furnace - Maintenance_A_Achievable Technical Potential | F3 | Industrial | Agriculture | Existing | Space Heating | Natural Gas | Gas Furnace - Maintenance | A | Integrated Unit Winter Peak Savings (kW) | Achievable Technical Potential | 0 | 0 | 0 | 0 | 0 | 0 | 0 | 0 | 0 | 0 | 0 | 0 | 0 | 0 | 0 | 0 | 0 | 0 | 0 | 0 | 0 | 0 | 0
F4_Industrial_Agriculture_Existing_Space Heating_Natural Gas_Gas Furnace - Maintenance_A_Achievable Technical Potential | F4 | Industrial | Agriculture | Existing | Space Heating | Natural Gas | Gas Furnace - Maintenance | A | Incremental Energy Savings (MWh or mTherms) | Achievable Technical Potential | 0 | 0 | 0.00072023 | 0.0004931 | 0.00033336 | 0.00025349 | 0.00021679 | 0.00018308 | 0.00015302 | 0.00012681 | 0.00010434 | 8.5325e-05 | 6.9409e-05 | 5.2687e-05 | 3.9987e-05 | 3.0343e-05 | 2.3022e-05 | 2.0603e-05 | 1.5722e-05 | 1.3208e-05 | 1.0812e-05 | 8.5281e-06 | 0
F5_Industrial_Agriculture_Existing_Space Heating_Natural Gas_Gas Furnace - Maintenance_A_Achievable Technical Potential | F5 | Industrial | Agriculture | Existing | Space Heating | Natural Gas | Gas Furnace - Maintenance | A | Incremental Summer Peak Savings (MW) | Achievable Technical Potential | 0 | 0 | 0 | 0 | 0 | 0 | 0 | 0 | 0 | 0 | 0 | 0 | 0 | 0 | 0 | 0 | 0 | 0 | 0 | 0 | 0 | 0 | 0
F6_Industrial_Agriculture_Existing_Space Heating_Natural Gas_Gas Furnace - Maintenance_A_Achievable Technical Potential | F6 | Industrial | Agriculture | Existing | Space Heating | Natural Gas | Gas Furnace - Maintenance | A | Incremental Winter Peak Savings (MW) | Achievable Technical Potential | 0 | 0 | 0 | 0 | 0 | 0 | 0 | 0 | 0 | 0 | 0 | 0 | 0 | 0 | 0 | 0 | 0 | 0 | 0 | 0 | 0 | 0 | 0
F7_Industrial_Agriculture_Existing_Space Heating_Natural Gas_Gas Furnace - Maintenance_A_Achievable Technical Potential | F7 | Industrial | Agriculture | Existing | Space Heating | Natural Gas | Gas Furnace - Maintenance | A | Cumulative Energy Savings (MWh or mTherms) | Achievable Technical Potential | 0 | 0 | 0.00072023 | 0.0012089 | 0.0015347 | 0.0017782 | 0.001983 | 0.0021523 | 0.0022898 | 0.0023995 | 0.0024854 | 0.0025512 | 0.0026001 | 0.0026314 | 0.0026493 | 0.002657 | 0.0026569 | 0.0026556 | 0.0026506 | 0.0026444 | 0.0026371 | 0.002629 | 0
F8_Industrial_Agriculture_Existing_Space Heating_Natural Gas_Gas Furnace - Maintenance_A_Achievable Technical Potential | F8 | Industrial | Agriculture | Existing | Space Heating | Natural Gas | Gas Furnace - Maintenance | A | Cumulative Summer Peak Savings (MW) | Achievable Technical Potential | 0 | 0 | 0 | 0 | 0 | 0 | 0 | 0 | 0 | 0 | 0 | 0 | 0 | 0 | 0 | 0 | 0 | 0 | 0 | 0 | 0 | 0 | 0
F9_Industrial_Agriculture_Existing_Space Heating_Natural Gas_Gas Furnace - Maintenance_A_Achievable Technical Potential | F9 | Industrial | Agriculture | Existing | Space Heating | Natural Gas | Gas Furnace - Maintenance | A | Cumulative Winter Peak Savings (MW) | Achievable Technical Potential | 0 | 0 | 0 | 0 | 0 | 0 | 0 | 0 | 0 | 0 | 0 | 0 | 0 | 0 | 0 | 0 | 0 | 0 | 0 | 0 | 0 | 0 | 0
F10_Industrial_Agriculture_Existing_Space Heating_Natural Gas_Gas Furnace - Maintenance_A_Achievable Technical Potential | F10 | Industrial | Agriculture | Existing | Space Heating | Natural Gas | Gas Furnace - Maintenance | A | Purchases (Incremental) | Achievable Technical Potential | 0 | 0 | 76.6718 | 52.8143 | 35.9313 | 27.5008 | 23.6794 | 20.1373 | 16.9538 | 14.1556 | 11.7372 | 9.6744 | 7.9334 | 6.072 | 4.6474 | 3.557 | 2.7224 | 2.4566 | 1.8894 | 1.599 | 1.318 | 1.0461 | 0
F11_Industrial_Agriculture_Existing_Space Heating_Natural Gas_Gas Furnace - Maintenance_A_Achievable Technical Potential | F11 | Industrial | Agriculture | Existing | Space Heating | Natural Gas | Gas Furnace - Maintenance | A | Purchases (Cumulative) | Achievable Technical Potential | 0 | 0 | 76.6718 | 129.4861 | 165.4174 | 192.9182 | 216.5976 | 236.735 | 253.6888 | 267.8445 | 279.5817 | 289.2561 | 297.1895 | 303.2615 | 307.9088 | 311.4658 | 314.1882 | 316.6449 | 318.5343 | 320.1333 | 321.4512 | 322.4974 | 0
F1_Industrial_Agriculture_Existing_Space Heating_Natural Gas_Gas Boiler - Hot Water Reset_A_Achievable Technical Potential | F1 | Industrial | Agriculture | Existing | Space Heating | Natural Gas | Gas Boiler - Hot Water Reset | A | Integrated Unit Energy Savings (kWh or therms) | Achievable Technical Potential | 0 | 0 | 4.2418 | 4.2269 | 4.2115 | 4.1954 | 4.1783 | 4.1601 | 4.1405 | 4.1195 | 4.097 | 4.0732 | 4.0482 | 4.0219 | 3.9945 | 3.9661 | 3.937 | 3.9093 | 3.8833 | 3.859 | 3.8366 | 3.8159 | 0
F2_Industrial_Agriculture_Existing_Space Heating_Natural Gas_Gas Boiler - Hot Water Reset_A_Achievable Technical Potential | F2 | Industrial | Agriculture | Existing | Space Heating | Natural Gas | Gas Boiler - Hot Water Reset | A | Integrated Unit Summer Peak Savings (kW) | Achievable Technical Potential | 0 | 0 | 0 | 0 | 0 | 0 | 0 | 0 | 0 | 0 | 0 | 0 | 0 | 0 | 0 | 0 | 0 | 0 | 0 | 0 | 0 | 0 | 0
F3_Industrial_Agriculture_Existing_Space Heating_Natural Gas_Gas Boiler - Hot Water Reset_A_Achievable Technical Potential | F3 | Industrial | Agriculture | Existing | Space Heating | Natural Gas | Gas Boiler - Hot Water Reset | A | Integrated Unit Winter Peak Savings (kW) | Achievable Technical Potential | 0 | 0 | 0 | 0 | 0 | 0 | 0 | 0 | 0 | 0 | 0 | 0 | 0 | 0 | 0 | 0 | 0 | 0 | 0 | 0 | 0 | 0 | 0
F4_Industrial_Agriculture_Existing_Space Heating_Natural Gas_Gas Boiler - Hot Water Reset_A_Achievable Technical Potential | F4 | Industrial | Agriculture | Existing | Space Heating | Natural Gas | Gas Boiler - Hot Water Reset | A | Incremental Energy Savings (MWh or mTherms) | Achievable Technical Potential | 0 | 0 | 0.078196 | 0.094026 | 0.11266 | 0.12804 | 0.14294 | 0.16352 | 0.17546 | 0.17526 | 0.16143 | 0.13558 | 0.10247 | 0.066216 | 0.037528 | 0.017631 | 0.0072769 | 0.0025822 | 0.00078739 | 0.0001676 | 2.6917e-05 | 3.1581e-06 | 0
F5_Industrial_Agriculture_Existing_Space Heating_Natural Gas_Gas Boiler - Hot Water Reset_A_Achievable Technical Potential | F5 | Industrial | Agriculture | Existing | Space Heating | Natural Gas | Gas Boiler - Hot Water Reset | A | Incremental Summer Peak Savings (MW) | Achievable Technical Potential | 0 | 0 | 0 | 0 | 0 | 0 | 0 | 0 | 0 | 0 | 0 | 0 | 0 | 0 | 0 | 0 | 0 | 0 | 0 | 0 | 0 | 0 | 0
F6_Industrial_Agriculture_Existing_Space Heating_Natural Gas_Gas Boiler - Hot Water Reset_A_Achievable Technical Potential | F6 | Industrial | Agriculture | Existing | Space Heating | Natural Gas | Gas Boiler - Hot Water Reset | A | Incremental Winter Peak Savings (MW) | Achievable Technical Potential | 0 | 0 | 0 | 0 | 0 | 0 | 0 | 0 | 0 | 0 | 0 | 0 | 0 | 0 | 0 | 0 | 0 | 0 | 0 | 0 | 0 | 0 | 0
F7_Industrial_Agriculture_Existing_Space Heating_Natural Gas_Gas Boiler - Hot Water Reset_A_Achievable Technical Potential | F7 | Industrial | Agriculture | Existing | Space Heating | Natural Gas | Gas Boiler - Hot Water Reset | A | Cumulative Energy Savings (MWh or mTherms) | Achievable Technical Potential | 0 | 0 | 0.078196 | 0.17195 | 0.28398 | 0.41094 | 0.55221 | 0.71331 | 0.88542 | 1.0562 | 1.2118 | 1.3404 | 1.4346 | 1.4915 | 1.5189 | 1.5257 | 1.5218 | 1.5137 | 1.5044 | 1.4952 | 1.4865 | 1.4785 | 0
F8_Industrial_Agriculture_Existing_Space Heating_Natural Gas_Gas Boiler - Hot Water Reset_A_Achievable Technical Potential | F8 | Industrial | Agriculture | Existing | Space Heating | Natural Gas | Gas Boiler - Hot Water Reset | A | Cumulative Summer Peak Savings (MW) | Achievable Technical Potential | 0 | 0 | 0 | 0 | 0 | 0 | 0 | 0 | 0 | 0 | 0 | 0 | 0 | 0 | 0 | 0 | 0 | 0 | 0 | 0 | 0 | 0 | 0
F9_Industrial_Agriculture_Existing_Space Heating_Natural Gas_Gas Boiler - Hot Water Reset_A_Achievable Technical Potential | F9 | Industrial | Agriculture | Existing | Space Heating | Natural Gas | Gas Boiler - Hot Water Reset | A | Cumulative Winter Peak Savings (MW) | Achievable Technical Potential | 0 | 0 | 0 | 0 | 0 | 0 | 0 | 0 | 0 | 0 | 0 | 0 | 0 | 0 | 0 | 0 | 0 | 0 | 0 | 0 | 0 | 0 | 0
F10_Industrial_Agriculture_Existing_Space Heating_Natural Gas_Gas Boiler - Hot Water Reset_A_Achievable Technical Potential | F10 | Industrial | Agriculture | Existing | Space Heating | Natural Gas | Gas Boiler - Hot Water Reset | A | Purchases (Incremental) | Achievable Technical Potential | 0 | 0 | 18.4346 | 22.2445 | 26.7514 | 30.5187 | 34.2103 | 39.3064 | 42.3762 | 42.5439 | 39.4013 | 33.2848 | 25.3131 | 16.4639 | 9.3949 | 4.4455 | 1.8483 | 0.66054 | 0.20276 | 0.043432 | 0.0070159 | 0.00082762 | 0
F11_Industrial_Agriculture_Existing_Space Heating_Natural Gas_Gas Boiler - Hot Water Reset_A_Achievable Technical Potential | F11 | Industrial | Agriculture | Existing | Space Heating | Natural Gas | Gas Boiler - Hot Water Reset | A | Purchases (Cumulative) | Achievable Technical Potential | 0 | 0 | 18.4346 | 40.679 | 67.4304 | 97.9491 | 132.1594 | 171.4658 | 213.842 | 256.386 | 295.7873 | 329.0721 | 354.3852 | 370.8491 | 380.244 | 384.6894 | 386.5378 | 387.1983 | 387.4011 | 387.4445 | 387.4515 | 387.4524 | 0
F1_Industrial_Agriculture_Existing_Process_Natural Gas_Gas Boiler - Hot Water Reset_A_Achievable Technical Potential | F1 | Industrial | Agriculture | Existing | Process | Natural Gas | Gas Boiler - Hot Water Reset | A | Integrated Unit Energy Savings (kWh or therms) | Achievable Technical Potential | 0 | 0 | 2.828 | 2.8273 | 2.8268 | 2.8263 | 2.8258 | 2.8254 | 2.8249 | 2.8245 | 2.8241 | 2.8237 | 2.8233 | 2.8229 | 2.8226 | 2.8222 | 2.8218 | 2.8214 | 2.8211 | 2.8207 | 2.8203 | 2.8199 | 0
F2_Industrial_Agriculture_Existing_Process_Natural Gas_Gas Boiler - Hot Water Reset_A_Achievable Technical Potential | F2 | Industrial | Agriculture | Existing | Process | Natural Gas | Gas Boiler - Hot Water Reset | A | Integrated Unit Summer Peak Savings (kW) | Achievable Technical Potential | 0 | 0 | 0 | 0 | 0 | 0 | 0 | 0 | 0 | 0 | 0 | 0 | 0 | 0 | 0 | 0 | 0 | 0 | 0 | 0 | 0 | 0 | 0
F3_Industrial_Agriculture_Existing_Process_Natural Gas_Gas Boiler - Hot Water Reset_A_Achievable Technical Potential | F3 | Industrial | Agriculture | Existing | Process | Natural Gas | Gas Boiler - Hot Water Reset | A | Integrated Unit Winter Peak Savings (kW) | Achievable Technical Potential | 0 | 0 | 0 | 0 | 0 | 0 | 0 | 0 | 0 | 0 | 0 | 0 | 0 | 0 | 0 | 0 | 0 | 0 | 0 | 0 | 0 | 0 | 0
F4_Industrial_Agriculture_Existing_Process_Natural Gas_Gas Boiler - Hot Water Reset_A_Achievable Technical Potential | F4 | Industrial | Agriculture | Existing | Process | Natural Gas | Gas Boiler - Hot Water Reset | A | Incremental Energy Savings (MWh or mTherms) | Achievable Technical Potential | 0 | 0 | 0.43124 | 0.52024 | 0.62553 | 0.71349 | 0.79966 | 0.91864 | 0.99023 | 0.994 | 0.92044 | 0.77745 | 0.59117 | 0.38445 | 0.21935 | 0.10378 | 0.043144 | 0.015416 | 0.0047317 | 0.0010134 | 0.00016368 | 1.9305e-05 | 0
F5_Industrial_Agriculture_Existing_Process_Natural Gas_Gas Boiler - Hot Water Reset_A_Achievable Technical Potential | F5 | Industrial | Agriculture | Existing | Process | Natural Gas | Gas Boiler - Hot Water Reset | A | Incremental Summer Peak Savings (MW) | Achievable Technical Potential | 0 | 0 | 0 | 0 | 0 | 0 | 0 | 0 | 0 | 0 | 0 | 0 | 0 | 0 | 0 | 0 | 0 | 0 | 0 | 0 | 0 | 0 | 0
F6_Industrial_Agriculture_Existing_Process_Natural Gas_Gas Boiler - Hot Water Reset_A_Achievable Technical Potential | F6 | Industrial | Agriculture | Existing | Process | Natural Gas | Gas Boiler - Hot Water Reset | A | Incremental Winter Peak Savings (MW) | Achievable Technical Potential | 0 | 0 | 0 | 0 | 0 | 0 | 0 | 0 | 0 | 0 | 0 | 0 | 0 | 0 | 0 | 0 | 0 | 0 | 0 | 0 | 0 | 0 | 0
F7_Industrial_Agriculture_Existing_Process_Natural Gas_Gas Boiler - Hot Water Reset_A_Achievable Technical Potential | F7 | Industrial | Agriculture | Existing | Process | Natural Gas | Gas Boiler - Hot Water Reset | A | Cumulative Energy Savings (MWh or mTherms) | Achievable Technical Potential | 0 | 0 | 0.43124 | 0.95138 | 1.5767 | 2.2899 | 3.0892 | 4.0074 | 4.997 | 5.9902 | 6.9098 | 7.6863 | 8.2764 | 8.6597 | 8.878 | 8.9806 | 9.0226 | 9.0368 | 9.0403 | 9.0401 | 9.0391 | 9.0379 | 0
F8_Industrial_Agriculture_Existing_Process_Natural Gas_Gas Boiler - Hot Water Reset_A_Achievable Technical Potential | F8 | Industrial | Agriculture | Existing | Process | Natural Gas | Gas Boiler - Hot Water Reset | A | Cumulative Summer Peak Savings (MW) | Achievable Technical Potential | 0 | 0 | 0 | 0 | 0 | 0 | 0 | 0 | 0 | 0 | 0 | 0 | 0 | 0 | 0 | 0 | 0 | 0 | 0 | 0 | 0 | 0 | 0
F9_Industrial_Agriculture_Existing_Process_Natural Gas_Gas Boiler - Hot Water Reset_A_Achievable Technical Potential | F9 | Industrial | Agriculture | Existing | Process | Natural Gas | Gas Boiler - Hot Water Reset | A | Cumulative Winter Peak Savings (MW) | Achievable Technical Potential | 0 | 0 | 0 | 0 | 0 | 0 | 0 | 0 | 0 | 0 | 0 | 0 | 0 | 0 | 0 | 0 | 0 | 0 | 0 | 0 | 0 | 0 | 0
F10_Industrial_Agriculture_Existing_Process_Natural Gas_Gas Boiler - Hot Water Reset_A_Achievable Technical Potential | F10 | Industrial | Agriculture | Existing | Process | Natural Gas | Gas Boiler - Hot Water Reset | A | Purchases (Incremental) | Achievable Technical Potential | 0 | 0 | 152.49 | 184.0052 | 221.2864 | 252.4497 | 282.9861 | 325.1406 | 350.5345 | 351.9217 | 325.926 | 275.3306 | 209.389 | 136.1888 | 77.714 | 36.7727 | 15.2894 | 5.4639 | 1.6773 | 0.35926 | 0.058035 | 0.0068461 | 0
F11_Industrial_Agriculture_Existing_Process_Natural Gas_Gas Boiler - Hot Water Reset_A_Achievable Technical Potential | F11 | Industrial | Agriculture | Existing | Process | Natural Gas | Gas Boiler - Hot Water Reset | A | Purchases (Cumulative) | Achievable Technical Potential | 0 | 0 | 152.49 | 336.4953 | 557.7816 | 810.2313 | 1093.2174 | 1418.358 | 1768.8925 | 2120.8143 | 2446.7403 | 2722.0709 | 2931.4599 | 3067.6487 | 3145.3626 | 3182.1353 | 3197.4248 | 3202.8887 | 3204.566 | 3204.9252 | 3204.9833 | 3204.9901 | 0
F1_Industrial_Agriculture_Existing_Space Heating_Natural Gas_Steam Trap Maintenance_A_Achievable Technical Potential | F1 | Industrial | Agriculture | Existing | Space Heating | Natural Gas | Steam Trap Maintenance | A | Integrated Unit Energy Savings (kWh or therms) | Achievable Technical Potential | 0 | 0 | 1.4992 | 1.4946 | 1.4898 | 1.4848 | 1.4795 | 1.4737 | 1.4675 | 1.4607 | 1.4534 | 1.4457 | 1.4375 | 1.4289 | 1.4199 | 1.4106 | 1.401 | 1.3918 | 1.3834 | 1.3755 | 1.3683 | 1.3617 | 0
F2_Industrial_Agriculture_Existing_Space Heating_Natural Gas_Steam Trap Maintenance_A_Achievable Technical Potential | F2 | Industrial | Agriculture | Existing | Space Heating | Natural Gas | Steam Trap Maintenance | A | Integrated Unit Summer Peak Savings (kW) | Achievable Technical Potential | 0 | 0 | 0 | 0 | 0 | 0 | 0 | 0 | 0 | 0 | 0 | 0 | 0 | 0 | 0 | 0 | 0 | 0 | 0 | 0 | 0 | 0 | 0
F3_Industrial_Agriculture_Existing_Space Heating_Natural Gas_Steam Trap Maintenance_A_Achievable Technical Potential | F3 | Industrial | Agriculture | Existing | Space Heating | Natural Gas | Steam Trap Maintenance | A | Integrated Unit Winter Peak Savings (kW) | Achievable Technical Potential | 0 | 0 | 0 | 0 | 0 | 0 | 0 | 0 | 0 | 0 | 0 | 0 | 0 | 0 | 0 | 0 | 0 | 0 | 0 | 0 | 0 | 0 | 0
F4_Industrial_Agriculture_Existing_Space Heating_Natural Gas_Steam Trap Maintenance_A_Achievable Technical Potential | F4 | Industrial | Agriculture | Existing | Space Heating | Natural Gas | Steam Trap Maintenance | A | Incremental Energy Savings (MWh or mTherms) | Achievable Technical Potential | 0 | 0 | 0.015425 | 0.015113 | 0.014805 | 0.014501 | 0.014199 | 0.0139 | 0.013603 | 0.013306 | 0.013012 | 0.01272 | 0.01243 | 0.012142 | 0.011858 | 0.011577 | 0.011299 | 0.011032 | 0.010776 | 0.01053 | 0.010294 | 0.010068 | 0
F5_Industrial_Agriculture_Existing_Space Heating_Natural Gas_Steam Trap Maintenance_A_Achievable Technical Potential | F5 | Industrial | Agriculture | Existing | Space Heating | Natural Gas | Steam Trap Maintenance | A | Incremental Summer Peak Savings (MW) | Achievable Technical Potential | 0 | 0 | 0 | 0 | 0 | 0 | 0 | 0 | 0 | 0 | 0 | 0 | 0 | 0 | 0 | 0 | 0 | 0 | 0 | 0 | 0 | 0 | 0
F6_Industrial_Agriculture_Existing_Space Heating_Natural Gas_Steam Trap Maintenance_A_Achievable Technical Potential | F6 | Industrial | Agriculture | Existing | Space Heating | Natural Gas | Steam Trap Maintenance | A | Incremental Winter Peak Savings (MW) | Achievable Technical Potential | 0 | 0 | 0 | 0 | 0 | 0 | 0 | 0 | 0 | 0 | 0 | 0 | 0 | 0 | 0 | 0 | 0 | 0 | 0 | 0 | 0 | 0 | 0
F7_Industrial_Agriculture_Existing_Space Heating_Natural Gas_Steam Trap Maintenance_A_Achievable Technical Potential | F7 | Industrial | Agriculture | Existing | Space Heating | Natural Gas | Steam Trap Maintenance | A | Cumulative Energy Savings (MWh or mTherms) | Achievable Technical Potential | 0 | 0 | 0.015425 | 0.030491 | 0.045199 | 0.059547 | 0.073531 | 0.087145 | 0.10038 | 0.11322 | 0.12567 | 0.13772 | 0.14937 | 0.16062 | 0.17147 | 0.18192 | 0.19197 | 0.20176 | 0.2113 | 0.22063 | 0.22977 | 0.23873 | 0
F8_Industrial_Agriculture_Existing_Space Heating_Natural Gas_Steam Trap Maintenance_A_Achievable Technical Potential | F8 | Industrial | Agriculture | Existing | Space Heating | Natural Gas | Steam Trap Maintenance | A | Cumulative Summer Peak Savings (MW) | Achievable Technical Potential | 0 | 0 | 0 | 0 | 0 | 0 | 0 | 0 | 0 | 0 | 0 | 0 | 0 | 0 | 0 | 0 | 0 | 0 | 0 | 0 | 0 | 0 | 0
F9_Industrial_Agriculture_Existing_Space Heating_Natural Gas_Steam Trap Maintenance_A_Achievable Technical Potential | F9 | Industrial | Agriculture | Existing | Space Heating | Natural Gas | Steam Trap Maintenance | A | Cumulative Winter Peak Savings (MW) | Achievable Technical Potential | 0 | 0 | 0 | 0 | 0 | 0 | 0 | 0 | 0 | 0 | 0 | 0 | 0 | 0 | 0 | 0 | 0 | 0 | 0 | 0 | 0 | 0 | 0
F10_Industrial_Agriculture_Existing_Space Heating_Natural Gas_Steam Trap Maintenance_A_Achievable Technical Potential | F10 | Industrial | Agriculture | Existing | Space Heating | Natural Gas | Steam Trap Maintenance | A | Purchases (Incremental) | Achievable Technical Potential | 0 | 0 | 10.2891 | 10.1117 | 9.9373 | 9.766 | 9.5976 | 9.4321 | 9.2695 | 9.1097 | 8.9526 | 8.7983 | 8.6466 | 8.4975 | 8.351 | 8.207 | 8.0655 | 7.9265 | 7.7898 | 7.6555 | 7.5235 | 7.3938 | 0
F11_Industrial_Agriculture_Existing_Space Heating_Natural Gas_Steam Trap Maintenance_A_Achievable Technical Potential | F11 | Industrial | Agriculture | Existing | Space Heating | Natural Gas | Steam Trap Maintenance | A | Purchases (Cumulative) | Achievable Technical Potential | 0 | 0 | 10.2891 | 20.4007 | 30.3381 | 40.104 | 49.7017 | 59.1338 | 68.4033 | 77.513 | 86.4656 | 95.2639 | 103.9105 | 112.408 | 120.759 | 128.966 | 137.0315 | 144.958 | 152.7477 | 160.4032 | 167.9267 | 175.3205 | 0
F1_Industrial_Agriculture_Existing_Process_Natural Gas_Steam Trap Maintenance_A_Achievable Technical Potential | F1 | Industrial | Agriculture | Existing | Process | Natural Gas | Steam Trap Maintenance | A | Integrated Unit Energy Savings (kWh or therms) | Achievable Technical Potential | 0 | 0 | 1.9983 | 1.998 | 1.9978 | 1.9976 | 1.9974 | 1.9973 | 1.9971 | 1.997 | 1.9969 | 1.9968 | 1.9967 | 1.9966 | 1.9965 | 1.9965 | 1.9964 | 1.9964 | 1.9963 | 1.9962 | 1.9962 | 1.9961 | 0
F2_Industrial_Agriculture_Existing_Process_Natural Gas_Steam Trap Maintenance_A_Achievable Technical Potential | F2 | Industrial | Agriculture | Existing | Process | Natural Gas | Steam Trap Maintenance | A | Integrated Unit Summer Peak Savings (kW) | Achievable Technical Potential | 0 | 0 | 0 | 0 | 0 | 0 | 0 | 0 | 0 | 0 | 0 | 0 | 0 | 0 | 0 | 0 | 0 | 0 | 0 | 0 | 0 | 0 | 0
F3_Industrial_Agriculture_Existing_Process_Natural Gas_Steam Trap Maintenance_A_Achievable Technical Potential | F3 | Industrial | Agriculture | Existing | Process | Natural Gas | Steam Trap Maintenance | A | Integrated Unit Winter Peak Savings (kW) | Achievable Technical Potential | 0 | 0 | 0 | 0 | 0 | 0 | 0 | 0 | 0 | 0 | 0 | 0 | 0 | 0 | 0 | 0 | 0 | 0 | 0 | 0 | 0 | 0 | 0
F4_Industrial_Agriculture_Existing_Process_Natural Gas_Steam Trap Maintenance_A_Achievable Technical Potential | F4 | Industrial | Agriculture | Existing | Process | Natural Gas | Steam Trap Maintenance | A | Incremental Energy Savings (MWh or mTherms) | Achievable Technical Potential | 0 | 0 | 0.17008 | 0.16712 | 0.16422 | 0.16137 | 0.15858 | 0.15583 | 0.15313 | 0.15048 | 0.14788 | 0.14532 | 0.14281 | 0.14034 | 0.13792 | 0.13554 | 0.1332 | 0.1309 | 0.12864 | 0.12641 | 0.12423 | 0.12209 | 0
F5_Industrial_Agriculture_Existing_Process_Natural Gas_Steam Trap Maintenance_A_Achievable Technical Potential | F5 | Industrial | Agriculture | Existing | Process | Natural Gas | Steam Trap Maintenance | A | Incremental Summer Peak Savings (MW) | Achievable Technical Potential | 0 | 0 | 0 | 0 | 0 | 0 | 0 | 0 | 0 | 0 | 0 | 0 | 0 | 0 | 0 | 0 | 0 | 0 | 0 | 0 | 0 | 0 | 0
F6_Industrial_Agriculture_Existing_Process_Natural Gas_Steam Trap Maintenance_A_Achievable Technical Potential | F6 | Industrial | Agriculture | Existing | Process | Natural Gas | Steam Trap Maintenance | A | Incremental Winter Peak Savings (MW) | Achievable Technical Potential | 0 | 0 | 0 | 0 | 0 | 0 | 0 | 0 | 0 | 0 | 0 | 0 | 0 | 0 | 0 | 0 | 0 | 0 | 0 | 0 | 0 | 0 | 0
F7_Industrial_Agriculture_Existing_Process_Natural Gas_Steam Trap Maintenance_A_Achievable Technical Potential | F7 | Industrial | Agriculture | Existing | Process | Natural Gas | Steam Trap Maintenance | A | Cumulative Energy Savings (MWh or mTherms) | Achievable Technical Potential | 0 | 0 | 0.17008 | 0.33717 | 0.50135 | 0.66267 | 0.82119 | 0.97696 | 1.13 | 1.2804 | 1.4283 | 1.5735 | 1.7162 | 1.8565 | 1.9944 | 2.1298 | 2.263 | 2.3938 | 2.5224 | 2.6487 | 2.7729 | 2.8949 | 0
F8_Industrial_Agriculture_Existing_Process_Natural Gas_Steam Trap Maintenance_A_Achievable Technical Potential | F8 | Industrial | Agriculture | Existing | Process | Natural Gas | Steam Trap Maintenance | A | Cumulative Summer Peak Savings (MW) | Achievable Technical Potential | 0 | 0 | 0 | 0 | 0 | 0 | 0 | 0 | 0 | 0 | 0 | 0 | 0 | 0 | 0 | 0 | 0 | 0 | 0 | 0 | 0 | 0 | 0
F9_Industrial_Agriculture_Existing_Process_Natural Gas_Steam Trap Maintenance_A_Achievable Technical Potential | F9 | Industrial | Agriculture | Existing | Process | Natural Gas | Steam Trap Maintenance | A | Cumulative Winter Peak Savings (MW) | Achievable Technical Potential | 0 | 0 | 0 | 0 | 0 | 0 | 0 | 0 | 0 | 0 | 0 | 0 | 0 | 0 | 0 | 0 | 0 | 0 | 0 | 0 | 0 | 0 | 0
F10_Industrial_Agriculture_Existing_Process_Natural Gas_Steam Trap Maintenance_A_Achievable Technical Potential | F10 | Industrial | Agriculture | Existing | Process | Natural Gas | Steam Trap Maintenance | A | Purchases (Incremental) | Achievable Technical Potential | 0 | 0 | 85.1107 | 83.6433 | 82.2012 | 80.7839 | 79.3911 | 78.0223 | 76.677 | 75.355 | 74.0558 | 72.779 | 71.5242 | 70.291 | 69.0791 | 67.8881 | 66.7176 | 65.5673 | 64.4368 | 63.3258 | 62.234 | 61.161 | 0
F11_Industrial_Agriculture_Existing_Process_Natural Gas_Steam Trap Maintenance_A_Achievable Technical Potential | F11 | Industrial | Agriculture | Existing | Process | Natural Gas | Steam Trap Maintenance | A | Purchases (Cumulative) | Achievable Technical Potential | 0 | 0 | 85.1107 | 168.754 | 250.9551 | 331.739 | 411.1301 | 489.1523 | 565.8294 | 641.1844 | 715.2402 | 788.0192 | 859.5433 | 929.8343 | 998.9134 | 1066.8015 | 1133.519 | 1199.0863 | 1263.5231 | 1326.8489 | 1389.0829 | 1450.2439 | 0
F1_Industrial_Agriculture_Existing_Space Heating_Natural Gas_Gas Boiler - High Turndown_A_Achievable Technical Potential | F1 | Industrial | Agriculture | Existing | Space Heating | Natural Gas | Gas Boiler - High Turndown | A | Integrated Unit Energy Savings (kWh or therms) | Achievable Technical Potential | 0 | 0 | 1.5837 | 1.567 | 1.545 | 1.5167 | 1.4823 | 1.4427 | 1.3997 | 1.3552 | 1.3113 | 1.2696 | 1.231 | 1.1962 | 1.1649 | 1.1369 | 1.112 | 1.0901 | 1.0708 | 1.0535 | 1.0386 | 1.0246 | 0
F2_Industrial_Agriculture_Existing_Space Heating_Natural Gas_Gas Boiler - High Turndown_A_Achievable Technical Potential | F2 | Industrial | Agriculture | Existing | Space Heating | Natural Gas | Gas Boiler - High Turndown | A | Integrated Unit Summer Peak Savings (kW) | Achievable Technical Potential | 0 | 0 | 0 | 0 | 0 | 0 | 0 | 0 | 0 | 0 | 0 | 0 | 0 | 0 | 0 | 0 | 0 | 0 | 0 | 0 | 0 | 0 | 0
F3_Industrial_Agriculture_Existing_Space Heating_Natural Gas_Gas Boiler - High Turndown_A_Achievable Technical Potential | F3 | Industrial | Agriculture | Existing | Space Heating | Natural Gas | Gas Boiler - High Turndown | A | Integrated Unit Winter Peak Savings (kW) | Achievable Technical Potential | 0 | 0 | 0 | 0 | 0 | 0 | 0 | 0 | 0 | 0 | 0 | 0 | 0 | 0 | 0 | 0 | 0 | 0 | 0 | 0 | 0 | 0 | 0
F4_Industrial_Agriculture_Existing_Space Heating_Natural Gas_Gas Boiler - High Turndown_A_Achievable Technical Potential | F4 | Industrial | Agriculture | Existing | Space Heating | Natural Gas | Gas Boiler - High Turndown | A | Incremental Energy Savings (MWh or mTherms) | Achievable Technical Potential | 0 | 0 | 0.044555 | 0.043327 | 0.041981 | 0.040503 | 0.038902 | 0.033489 | 0.025543 | 0.019444 | 0.014791 | 0.011259 | 0.0085836 | 0.0065572 | 0.0050205 | 0.0038525 | 0.0029623 | 0.0022831 | 1.5033e-05 | 5.1911e-06 | 1.7146e-06 | 5.4208e-07 | 0
F5_Industrial_Agriculture_Existing_Space Heating_Natural Gas_Gas Boiler - High Turndown_A_Achievable Technical Potential | F5 | Industrial | Agriculture | Existing | Space Heating | Natural Gas | Gas Boiler - High Turndown | A | Incremental Summer Peak Savings (MW) | Achievable Technical Potential | 0 | 0 | 0 | 0 | 0 | 0 | 0 | 0 | 0 | 0 | 0 | 0 | 0 | 0 | 0 | 0 | 0 | 0 | 0 | 0 | 0 | 0 | 0
F6_Industrial_Agriculture_Existing_Space Heating_Natural Gas_Gas Boiler - High Turndown_A_Achievable Technical Potential | F6 | Industrial | Agriculture | Existing | Space Heating | Natural Gas | Gas Boiler - High Turndown | A | Incremental Winter Peak Savings (MW) | Achievable Technical Potential | 0 | 0 | 0 | 0 | 0 | 0 | 0 | 0 | 0 | 0 | 0 | 0 | 0 | 0 | 0 | 0 | 0 | 0 | 0 | 0 | 0 | 0 | 0
F7_Industrial_Agriculture_Existing_Space Heating_Natural Gas_Gas Boiler - High Turndown_A_Achievable Technical Potential | F7 | Industrial | Agriculture | Existing | Space Heating | Natural Gas | Gas Boiler - High Turndown | A | Cumulative Energy Savings (MWh or mTherms) | Achievable Technical Potential | 0 | 0 | 0.044555 | 0.087414 | 0.12816 | 0.16632 | 0.20145 | 0.22956 | 0.24825 | 0.2598 | 0.26617 | 0.26897 | 0.26939 | 0.26832 | 0.26632 | 0.26378 | 0.26095 | 0.25809 | 0.25354 | 0.24945 | 0.24592 | 0.24262 | 0
F8_Industrial_Agriculture_Existing_Space Heating_Natural Gas_Gas Boiler - High Turndown_A_Achievable Technical Potential | F8 | Industrial | Agriculture | Existing | Space Heating | Natural Gas | Gas Boiler - High Turndown | A | Cumulative Summer Peak Savings (MW) | Achievable Technical Potential | 0 | 0 | 0 | 0 | 0 | 0 | 0 | 0 | 0 | 0 | 0 | 0 | 0 | 0 | 0 | 0 | 0 | 0 | 0 | 0 | 0 | 0 | 0
F9_Industrial_Agriculture_Existing_Space Heating_Natural Gas_Gas Boiler - High Turndown_A_Achievable Technical Potential | F9 | Industrial | Agriculture | Existing | Space Heating | Natural Gas | Gas Boiler - High Turndown | A | Cumulative Winter Peak Savings (MW) | Achievable Technical Potential | 0 | 0 | 0 | 0 | 0 | 0 | 0 | 0 | 0 | 0 | 0 | 0 | 0 | 0 | 0 | 0 | 0 | 0 | 0 | 0 | 0 | 0 | 0
F10_Industrial_Agriculture_Existing_Space Heating_Natural Gas_Gas Boiler - High Turndown_A_Achievable Technical Potential | F10 | Industrial | Agriculture | Existing | Space Heating | Natural Gas | Gas Boiler - High Turndown | A | Purchases (Incremental) | Achievable Technical Potential | 0 | 0 | 28.1341 | 27.649 | 27.1723 | 26.7038 | 26.2434 | 23.2118 | 18.2493 | 14.3477 | 11.2803 | 8.8686 | 6.9726 | 5.4819 | 4.3099 | 3.3885 | 2.664 | 2.0945 | 0.01404 | 0.0049277 | 0.0016509 | 0.00052907 | 0
F11_Industrial_Agriculture_Existing_Space Heating_Natural Gas_Gas Boiler - High Turndown_A_Achievable Technical Potential | F11 | Industrial | Agriculture | Existing | Space Heating | Natural Gas | Gas Boiler - High Turndown | A | Purchases (Cumulative) | Achievable Technical Potential | 0 | 0 | 28.1341 | 55.783 | 82.9553 | 109.6591 | 135.9025 | 159.1143 | 177.3636 | 191.7113 | 202.9916 | 211.8602 | 218.8328 | 224.3147 | 228.6246 | 232.013 | 234.6771 | 236.7716 | 236.7856 | 236.7905 | 236.7922 | 236.7927 | 0
F1_Industrial_Agriculture_Existing_Process_Natural Gas_Gas Boiler - High Turndown_A_Achievable Technical Potential | F1 | Industrial | Agriculture | Existing | Process | Natural Gas | Gas Boiler - High Turndown | A | Integrated Unit Energy Savings (kWh or therms) | Achievable Technical Potential | 0 | 0 | 2.1147 | 2.1077 | 2.1006 | 2.0933 | 2.0859 | 2.0784 | 2.0712 | 2.0641 | 2.0573 | 2.0508 | 2.0445 | 2.0385 | 2.0327 | 2.027 | 2.0214 | 2.0157 | 2.0102 | 2.0047 | 1.999 | 1.9933 | 0
F2_Industrial_Agriculture_Existing_Process_Natural Gas_Gas Boiler - High Turndown_A_Achievable Technical Potential | F2 | Industrial | Agriculture | Existing | Process | Natural Gas | Gas Boiler - High Turndown | A | Integrated Unit Summer Peak Savings (kW) | Achievable Technical Potential | 0 | 0 | 0 | 0 | 0 | 0 | 0 | 0 | 0 | 0 | 0 | 0 | 0 | 0 | 0 | 0 | 0 | 0 | 0 | 0 | 0 | 0 | 0
F3_Industrial_Agriculture_Existing_Process_Natural Gas_Gas Boiler - High Turndown_A_Achievable Technical Potential | F3 | Industrial | Agriculture | Existing | Process | Natural Gas | Gas Boiler - High Turndown | A | Integrated Unit Winter Peak Savings (kW) | Achievable Technical Potential | 0 | 0 | 0 | 0 | 0 | 0 | 0 | 0 | 0 | 0 | 0 | 0 | 0 | 0 | 0 | 0 | 0 | 0 | 0 | 0 | 0 | 0 | 0
F4_Industrial_Agriculture_Existing_Process_Natural Gas_Gas Boiler - High Turndown_A_Achievable Technical Potential | F4 | Industrial | Agriculture | Existing | Process | Natural Gas | Gas Boiler - High Turndown | A | Incremental Energy Savings (MWh or mTherms) | Achievable Technical Potential | 0 | 0 | 0.49214 | 0.48206 | 0.47215 | 0.4624 | 0.45281 | 0.39907 | 0.31266 | 0.24498 | 0.19197 | 0.15045 | 0.11792 | 0.092437 | 0.072467 | 0.056815 | 0.044544 | 0.034923 | 0.00023346 | 8.1714e-05 | 2.73e-05 | 8.7234e-06 | 0
F5_Industrial_Agriculture_Existing_Process_Natural Gas_Gas Boiler - High Turndown_A_Achievable Technical Potential | F5 | Industrial | Agriculture | Existing | Process | Natural Gas | Gas Boiler - High Turndown | A | Incremental Summer Peak Savings (MW) | Achievable Technical Potential | 0 | 0 | 0 | 0 | 0 | 0 | 0 | 0 | 0 | 0 | 0 | 0 | 0 | 0 | 0 | 0 | 0 | 0 | 0 | 0 | 0 | 0 | 0
F6_Industrial_Agriculture_Existing_Process_Natural Gas_Gas Boiler - High Turndown_A_Achievable Technical Potential | F6 | Industrial | Agriculture | Existing | Process | Natural Gas | Gas Boiler - High Turndown | A | Incremental Winter Peak Savings (MW) | Achievable Technical Potential | 0 | 0 | 0 | 0 | 0 | 0 | 0 | 0 | 0 | 0 | 0 | 0 | 0 | 0 | 0 | 0 | 0 | 0 | 0 | 0 | 0 | 0 | 0
F7_Industrial_Agriculture_Existing_Process_Natural Gas_Gas Boiler - High Turndown_A_Achievable Technical Potential | F7 | Industrial | Agriculture | Existing | Process | Natural Gas | Gas Boiler - High Turndown | A | Cumulative Energy Savings (MWh or mTherms) | Achievable Technical Potential | 0 | 0 | 0.49214 | 0.97257 | 1.4414 | 1.8989 | 2.3449 | 2.7356 | 3.0387 | 3.2734 | 3.4545 | 3.594 | 3.7009 | 3.7824 | 3.8441 | 3.8902 | 3.9239 | 3.9479 | 3.9374 | 3.9266 | 3.9155 | 3.9043 | 0
F8_Industrial_Agriculture_Existing_Process_Natural Gas_Gas Boiler - High Turndown_A_Achievable Technical Potential | F8 | Industrial | Agriculture | Existing | Process | Natural Gas | Gas Boiler - High Turndown | A | Cumulative Summer Peak Savings (MW) | Achievable Technical Potential | 0 | 0 | 0 | 0 | 0 | 0 | 0 | 0 | 0 | 0 | 0 | 0 | 0 | 0 | 0 | 0 | 0 | 0 | 0 | 0 | 0 | 0 | 0
F9_Industrial_Agriculture_Existing_Process_Natural Gas_Gas Boiler - High Turndown_A_Achievable Technical Potential | F9 | Industrial | Agriculture | Existing | Process | Natural Gas | Gas Boiler - High Turndown | A | Cumulative Winter Peak Savings (MW) | Achievable Technical Potential | 0 | 0 | 0 | 0 | 0 | 0 | 0 | 0 | 0 | 0 | 0 | 0 | 0 | 0 | 0 | 0 | 0 | 0 | 0 | 0 | 0 | 0 | 0
F10_Industrial_Agriculture_Existing_Process_Natural Gas_Gas Boiler - High Turndown_A_Achievable Technical Potential | F10 | Industrial | Agriculture | Existing | Process | Natural Gas | Gas Boiler - High Turndown | A | Purchases (Incremental) | Achievable Technical Potential | 0 | 0 | 232.7237 | 228.7112 | 224.7679 | 220.8926 | 217.0841 | 192.0072 | 150.9574 | 118.6837 | 93.31 | 73.3609 | 57.6769 | 45.346 | 35.6513 | 28.0293 | 22.0368 | 17.3255 | 0.11614 | 0.040762 | 0.013657 | 0.0043764 | 0
F11_Industrial_Agriculture_Existing_Process_Natural Gas_Gas Boiler - High Turndown_A_Achievable Technical Potential | F11 | Industrial | Agriculture | Existing | Process | Natural Gas | Gas Boiler - High Turndown | A | Purchases (Cumulative) | Achievable Technical Potential | 0 | 0 | 232.7237 | 461.435 | 686.2029 | 907.0955 | 1124.1797 | 1316.1868 | 1467.1442 | 1585.8279 | 1679.1379 | 1752.4988 | 1810.1757 | 1855.5216 | 1891.173 | 1919.2023 | 1941.2391 | 1958.5646 | 1958.6807 | 1958.7215 | 1958.7351 | 1958.7395 | 0
F1_Industrial_Agriculture_Existing_Space Heating_Natural Gas_Gas Boiler - Burner Control Optimization_A_Achievable Technical Potential | F1 | Industrial | Agriculture | Existing | Space Heating | Natural Gas | Gas Boiler - Burner Control Optimization | A | Integrated Unit Energy Savings (kWh or therms) | Achievable Technical Potential | 0 | 0 | 0.45922 | 0.45437 | 0.44793 | 0.43971 | 0.4297 | 0.41818 | 0.40567 | 0.39274 | 0.37999 | 0.36788 | 0.3567 | 0.34657 | 0.33748 | 0.32937 | 0.32212 | 0.31575 | 0.31014 | 0.30511 | 0.30078 | 0.29672 | 0
F2_Industrial_Agriculture_Existing_Space Heating_Natural Gas_Gas Boiler - Burner Control Optimization_A_Achievable Technical Potential | F2 | Industrial | Agriculture | Existing | Space Heating | Natural Gas | Gas Boiler - Burner Control Optimization | A | Integrated Unit Summer Peak Savings (kW) | Achievable Technical Potential | 0 | 0 | 0 | 0 | 0 | 0 | 0 | 0 | 0 | 0 | 0 | 0 | 0 | 0 | 0 | 0 | 0 | 0 | 0 | 0 | 0 | 0 | 0
F3_Industrial_Agriculture_Existing_Space Heating_Natural Gas_Gas Boiler - Burner Control Optimization_A_Achievable Technical Potential | F3 | Industrial | Agriculture | Existing | Space Heating | Natural Gas | Gas Boiler - Burner Control Optimization | A | Integrated Unit Winter Peak Savings (kW) | Achievable Technical Potential | 0 | 0 | 0 | 0 | 0 | 0 | 0 | 0 | 0 | 0 | 0 | 0 | 0 | 0 | 0 | 0 | 0 | 0 | 0 | 0 | 0 | 0 | 0
F4_Industrial_Agriculture_Existing_Space Heating_Natural Gas_Gas Boiler - Burner Control Optimization_A_Achievable Technical Potential | F4 | Industrial | Agriculture | Existing | Space Heating | Natural Gas | Gas Boiler - Burner Control Optimization | A | Incremental Energy Savings (MWh or mTherms) | Achievable Technical Potential | 0 | 0 | 0.0034852 | 0.005327 | 0.010322 | 0.017426 | 0.026033 | 0.034859 | 0.042296 | 0.046949 | 0.048075 | 0.045741 | 0.04068 | 0.033988 | 0.026787 | 0.019982 | 0.014151 | 0.0095427 | 0.0061411 | 0.0037783 | 0.0022281 | 0.0014626 | 0
F5_Industrial_Agriculture_Existing_Space Heating_Natural Gas_Gas Boiler - Burner Control Optimization_A_Achievable Technical Potential | F5 | Industrial | Agriculture | Existing | Space Heating | Natural Gas | Gas Boiler - Burner Control Optimization | A | Incremental Summer Peak Savings (MW) | Achievable Technical Potential | 0 | 0 | 0 | 0 | 0 | 0 | 0 | 0 | 0 | 0 | 0 | 0 | 0 | 0 | 0 | 0 | 0 | 0 | 0 | 0 | 0 | 0 | 0
F6_Industrial_Agriculture_Existing_Space Heating_Natural Gas_Gas Boiler - Burner Control Optimization_A_Achievable Technical Potential | F6 | Industrial | Agriculture | Existing | Space Heating | Natural Gas | Gas Boiler - Burner Control Optimization | A | Incremental Winter Peak Savings (MW) | Achievable Technical Potential | 0 | 0 | 0 | 0 | 0 | 0 | 0 | 0 | 0 | 0 | 0 | 0 | 0 | 0 | 0 | 0 | 0 | 0 | 0 | 0 | 0 | 0 | 0
F7_Industrial_Agriculture_Existing_Space Heating_Natural Gas_Gas Boiler - Burner Control Optimization_A_Achievable Technical Potential | F7 | Industrial | Agriculture | Existing | Space Heating | Natural Gas | Gas Boiler - Burner Control Optimization | A | Cumulative Energy Savings (MWh or mTherms) | Achievable Technical Potential | 0 | 0 | 0.0034852 | 0.0087753 | 0.018973 | 0.036051 | 0.061264 | 0.094481 | 0.13395 | 0.17663 | 0.21897 | 0.25773 | 0.29058 | 0.31631 | 0.33481 | 0.34674 | 0.35326 | 0.35582 | 0.35564 | 0.35365 | 0.35086 | 0.34758 | 0
F8_Industrial_Agriculture_Existing_Space Heating_Natural Gas_Gas Boiler - Burner Control Optimization_A_Achievable Technical Potential | F8 | Industrial | Agriculture | Existing | Space Heating | Natural Gas | Gas Boiler - Burner Control Optimization | A | Cumulative Summer Peak Savings (MW) | Achievable Technical Potential | 0 | 0 | 0 | 0 | 0 | 0 | 0 | 0 | 0 | 0 | 0 | 0 | 0 | 0 | 0 | 0 | 0 | 0 | 0 | 0 | 0 | 0 | 0
F9_Industrial_Agriculture_Existing_Space Heating_Natural Gas_Gas Boiler - Burner Control Optimization_A_Achievable Technical Potential | F9 | Industrial | Agriculture | Existing | Space Heating | Natural Gas | Gas Boiler - Burner Control Optimization | A | Cumulative Winter Peak Savings (MW) | Achievable Technical Potential | 0 | 0 | 0 | 0 | 0 | 0 | 0 | 0 | 0 | 0 | 0 | 0 | 0 | 0 | 0 | 0 | 0 | 0 | 0 | 0 | 0 | 0 | 0
F10_Industrial_Agriculture_Existing_Space Heating_Natural Gas_Gas Boiler - Burner Control Optimization_A_Achievable Technical Potential | F10 | Industrial | Agriculture | Existing | Space Heating | Natural Gas | Gas Boiler - Burner Control Optimization | A | Purchases (Incremental) | Achievable Technical Potential | 0 | 0 | 7.5893 | 11.724 | 23.0436 | 39.6311 | 60.5855 | 83.3573 | 104.2619 | 119.5417 | 126.5176 | 124.3362 | 114.0463 | 98.07 | 79.3711 | 60.6687 | 43.9325 | 30.2225 | 19.801 | 12.3834 | 7.4077 | 4.9292 | 0
F11_Industrial_Agriculture_Existing_Space Heating_Natural Gas_Gas Boiler - Burner Control Optimization_A_Achievable Technical Potential | F11 | Industrial | Agriculture | Existing | Space Heating | Natural Gas | Gas Boiler - Burner Control Optimization | A | Purchases (Cumulative) | Achievable Technical Potential | 0 | 0 | 7.5893 | 19.3132 | 42.3569 | 81.988 | 142.5735 | 225.9307 | 330.1926 | 449.7343 | 576.2519 | 700.5881 | 814.6344 | 912.7044 | 992.0755 | 1052.7442 | 1096.6767 | 1126.8992 | 1146.7002 | 1159.0836 | 1166.4913 | 1171.4205 | 0
F1_Industrial_Agriculture_Existing_Process_Natural Gas_Gas Boiler - Burner Control Optimization_A_Achievable Technical Potential | F1 | Industrial | Agriculture | Existing | Process | Natural Gas | Gas Boiler - Burner Control Optimization | A | Integrated Unit Energy Savings (kWh or therms) | Achievable Technical Potential | 0 | 0 | 0.61313 | 0.61096 | 0.60875 | 0.6065 | 0.6042 | 0.6019 | 0.59969 | 0.59756 | 0.59551 | 0.59354 | 0.59166 | 0.58987 | 0.58814 | 0.58645 | 0.58478 | 0.58312 | 0.5815 | 0.57987 | 0.5782 | 0.57652 | 0
F2_Industrial_Agriculture_Existing_Process_Natural Gas_Gas Boiler - Burner Control Optimization_A_Achievable Technical Potential | F2 | Industrial | Agriculture | Existing | Process | Natural Gas | Gas Boiler - Burner Control Optimization | A | Integrated Unit Summer Peak Savings (kW) | Achievable Technical Potential | 0 | 0 | 0 | 0 | 0 | 0 | 0 | 0 | 0 | 0 | 0 | 0 | 0 | 0 | 0 | 0 | 0 | 0 | 0 | 0 | 0 | 0 | 0
F3_Industrial_Agriculture_Existing_Process_Natural Gas_Gas Boiler - Burner Control Optimization_A_Achievable Technical Potential | F3 | Industrial | Agriculture | Existing | Process | Natural Gas | Gas Boiler - Burner Control Optimization | A | Integrated Unit Winter Peak Savings (kW) | Achievable Technical Potential | 0 | 0 | 0 | 0 | 0 | 0 | 0 | 0 | 0 | 0 | 0 | 0 | 0 | 0 | 0 | 0 | 0 | 0 | 0 | 0 | 0 | 0 | 0
F4_Industrial_Agriculture_Existing_Process_Natural Gas_Gas Boiler - Burner Control Optimization_A_Achievable Technical Potential | F4 | Industrial | Agriculture | Existing | Process | Natural Gas | Gas Boiler - Burner Control Optimization | A | Incremental Energy Savings (MWh or mTherms) | Achievable Technical Potential | 0 | 0 | 0.038491 | 0.059251 | 0.11604 | 0.19883 | 0.3028 | 0.41503 | 0.5172 | 0.59089 | 0.62323 | 0.61046 | 0.55817 | 0.47852 | 0.38614 | 0.29431 | 0.21251 | 0.14578 | 0.095246 | 0.059398 | 0.03543 | 0.023507 | 0
F5_Industrial_Agriculture_Existing_Process_Natural Gas_Gas Boiler - Burner Control Optimization_A_Achievable Technical Potential | F5 | Industrial | Agriculture | Existing | Process | Natural Gas | Gas Boiler - Burner Control Optimization | A | Incremental Summer Peak Savings (MW) | Achievable Technical Potential | 0 | 0 | 0 | 0 | 0 | 0 | 0 | 0 | 0 | 0 | 0 | 0 | 0 | 0 | 0 | 0 | 0 | 0 | 0 | 0 | 0 | 0 | 0
F6_Industrial_Agriculture_Existing_Process_Natural Gas_Gas Boiler - Burner Control Optimization_A_Achievable Technical Potential | F6 | Industrial | Agriculture | Existing | Process | Natural Gas | Gas Boiler - Burner Control Optimization | A | Incremental Winter Peak Savings (MW) | Achievable Technical Potential | 0 | 0 | 0 | 0 | 0 | 0 | 0 | 0 | 0 | 0 | 0 | 0 | 0 | 0 | 0 | 0 | 0 | 0 | 0 | 0 | 0 | 0 | 0
F7_Industrial_Agriculture_Existing_Process_Natural Gas_Gas Boiler - Burner Control Optimization_A_Achievable Technical Potential | F7 | Industrial | Agriculture | Existing | Process | Natural Gas | Gas Boiler - Burner Control Optimization | A | Cumulative Energy Savings (MWh or mTherms) | Achievable Technical Potential | 0 | 0 | 0.038491 | 0.097606 | 0.21329 | 0.41133 | 0.71257 | 1.1249 | 1.638 | 2.223 | 2.8386 | 3.4397 | 3.987 | 4.4534 | 4.8265 | 5.107 | 5.3049 | 5.4356 | 5.5158 | 5.5597 | 5.5792 | 5.5864 | 0
F8_Industrial_Agriculture_Existing_Process_Natural Gas_Gas Boiler - Burner Control Optimization_A_Achievable Technical Potential | F8 | Industrial | Agriculture | Existing | Process | Natural Gas | Gas Boiler - Burner Control Optimization | A | Cumulative Summer Peak Savings (MW) | Achievable Technical Potential | 0 | 0 | 0 | 0 | 0 | 0 | 0 | 0 | 0 | 0 | 0 | 0 | 0 | 0 | 0 | 0 | 0 | 0 | 0 | 0 | 0 | 0 | 0
F9_Industrial_Agriculture_Existing_Process_Natural Gas_Gas Boiler - Burner Control Optimization_A_Achievable Technical Potential | F9 | Industrial | Agriculture | Existing | Process | Natural Gas | Gas Boiler - Burner Control Optimization | A | Cumulative Winter Peak Savings (MW) | Achievable Technical Potential | 0 | 0 | 0 | 0 | 0 | 0 | 0 | 0 | 0 | 0 | 0 | 0 | 0 | 0 | 0 | 0 | 0 | 0 | 0 | 0 | 0 | 0 | 0
F10_Industrial_Agriculture_Existing_Process_Natural Gas_Gas Boiler - Burner Control Optimization_A_Achievable Technical Potential | F10 | Industrial | Agriculture | Existing | Process | Natural Gas | Gas Boiler - Burner Control Optimization | A | Purchases (Incremental) | Achievable Technical Potential | 0 | 0 | 62.7782 | 96.9801 | 190.6161 | 327.8268 | 501.1606 | 689.5278 | 862.4502 | 988.8437 | 1046.5481 | 1028.5042 | 943.3866 | 811.2312 | 656.5542 | 501.8489 | 363.4078 | 249.9995 | 163.7928 | 102.4347 | 61.2765 | 40.774 | 0
F11_Industrial_Agriculture_Existing_Process_Natural Gas_Gas Boiler - Burner Control Optimization_A_Achievable Technical Potential | F11 | Industrial | Agriculture | Existing | Process | Natural Gas | Gas Boiler - Burner Control Optimization | A | Purchases (Cumulative) | Achievable Technical Potential | 0 | 0 | 62.7782 | 159.7583 | 350.3745 | 678.2013 | 1179.3619 | 1868.8897 | 2731.3399 | 3720.1836 | 4766.7318 | 5795.236 | 6738.6226 | 7549.8537 | 8206.408 | 8708.2569 | 9071.6647 | 9321.6643 | 9485.4571 | 9587.8917 | 9649.1683 | 9689.9422 | 0
F1_Industrial_Agriculture_Existing_Space Heating_Natural Gas_HVAC - Demand Controlled Ventilation_A_Achievable Technical Potential | F1 | Industrial | Agriculture | Existing | Space Heating | Natural Gas | HVAC - Demand Controlled Ventilation | A | Integrated Unit Energy Savings (kWh or therms) | Achievable Technical Potential | 0 | 0 | 0.0766 | 0.076133 | 0.075654 | 0.075162 | 0.074657 | 0.074137 | 0.073601 | 0.073051 | 0.072489 | 0.07192 | 0.071342 | 0.070756 | 0.070163 | 0.069562 | 0.068958 | 0.068387 | 0.067854 | 0.067358 | 0.066898 | 0.066474 | 0
F2_Industrial_Agriculture_Existing_Space Heating_Natural Gas_HVAC - Demand Controlled Ventilation_A_Achievable Technical Potential | F2 | Industrial | Agriculture | Existing | Space Heating | Natural Gas | HVAC - Demand Controlled Ventilation | A | Integrated Unit Summer Peak Savings (kW) | Achievable Technical Potential | 0 | 0 | 0 | 0 | 0 | 0 | 0 | 0 | 0 | 0 | 0 | 0 | 0 | 0 | 0 | 0 | 0 | 0 | 0 | 0 | 0 | 0 | 0
F3_Industrial_Agriculture_Existing_Space Heating_Natural Gas_HVAC - Demand Controlled Ventilation_A_Achievable Technical Potential | F3 | Industrial | Agriculture | Existing | Space Heating | Natural Gas | HVAC - Demand Controlled Ventilation | A | Integrated Unit Winter Peak Savings (kW) | Achievable Technical Potential | 0 | 0 | 0 | 0 | 0 | 0 | 0 | 0 | 0 | 0 | 0 | 0 | 0 | 0 | 0 | 0 | 0 | 0 | 0 | 0 | 0 | 0 | 0
F4_Industrial_Agriculture_Existing_Space Heating_Natural Gas_HVAC - Demand Controlled Ventilation_A_Achievable Technical Potential | F4 | Industrial | Agriculture | Existing | Space Heating | Natural Gas | HVAC - Demand Controlled Ventilation | A | Incremental Energy Savings (MWh or mTherms) | Achievable Technical Potential | 0 | 0 | 0.45 | 0.43955 | 0.42925 | 0.41911 | 0.40911 | 0.39925 | 0.38954 | 0.37996 | 0.37054 | 0.36129 | 0.35221 | 0.34329 | 0.33454 | 0.32596 | 0.31756 | 0.3095 | 0.30179 | 0.29442 | 0.28737 | 0.28063 | 0
F5_Industrial_Agriculture_Existing_Space Heating_Natural Gas_HVAC - Demand Controlled Ventilation_A_Achievable Technical Potential | F5 | Industrial | Agriculture | Existing | Space Heating | Natural Gas | HVAC - Demand Controlled Ventilation | A | Incremental Summer Peak Savings (MW) | Achievable Technical Potential | 0 | 0 | 0 | 0 | 0 | 0 | 0 | 0 | 0 | 0 | 0 | 0 | 0 | 0 | 0 | 0 | 0 | 0 | 0 | 0 | 0 | 0 | 0
F6_Industrial_Agriculture_Existing_Space Heating_Natural Gas_HVAC - Demand Controlled Ventilation_A_Achievable Technical Potential | F6 | Industrial | Agriculture | Existing | Space Heating | Natural Gas | HVAC - Demand Controlled Ventilation | A | Incremental Winter Peak Savings (MW) | Achievable Technical Potential | 0 | 0 | 0 | 0 | 0 | 0 | 0 | 0 | 0 | 0 | 0 | 0 | 0 | 0 | 0 | 0 | 0 | 0 | 0 | 0 | 0 | 0 | 0
F7_Industrial_Agriculture_Existing_Space Heating_Natural Gas_HVAC - Demand Controlled Ventilation_A_Achievable Technical Potential | F7 | Industrial | Agriculture | Existing | Space Heating | Natural Gas | HVAC - Demand Controlled Ventilation | A | Cumulative Energy Savings (MWh or mTherms) | Achievable Technical Potential | 0 | 0 | 0.45 | 0.8868 | 1.3105 | 1.7211 | 2.1186 | 2.5031 | 2.8746 | 3.233 | 3.5787 | 3.9119 | 4.2327 | 4.5412 | 4.8376 | 5.1222 | 5.3952 | 5.6601 | 5.9177 | 6.1689 | 6.4141 | 6.6542 | 0
F8_Industrial_Agriculture_Existing_Space Heating_Natural Gas_HVAC - Demand Controlled Ventilation_A_Achievable Technical Potential | F8 | Industrial | Agriculture | Existing | Space Heating | Natural Gas | HVAC - Demand Controlled Ventilation | A | Cumulative Summer Peak Savings (MW) | Achievable Technical Potential | 0 | 0 | 0 | 0 | 0 | 0 | 0 | 0 | 0 | 0 | 0 | 0 | 0 | 0 | 0 | 0 | 0 | 0 | 0 | 0 | 0 | 0 | 0
F9_Industrial_Agriculture_Existing_Space Heating_Natural Gas_HVAC - Demand Controlled Ventilation_A_Achievable Technical Potential | F9 | Industrial | Agriculture | Existing | Space Heating | Natural Gas | HVAC - Demand Controlled Ventilation | A | Cumulative Winter Peak Savings (MW) | Achievable Technical Potential | 0 | 0 | 0 | 0 | 0 | 0 | 0 | 0 | 0 | 0 | 0 | 0 | 0 | 0 | 0 | 0 | 0 | 0 | 0 | 0 | 0 | 0 | 0
F10_Industrial_Agriculture_Existing_Space Heating_Natural Gas_HVAC - Demand Controlled Ventilation_A_Achievable Technical Potential | F10 | Industrial | Agriculture | Existing | Space Heating | Natural Gas | HVAC - Demand Controlled Ventilation | A | Purchases (Incremental) | Achievable Technical Potential | 0 | 0 | 5874.6608 | 5773.3736 | 5673.8326 | 5576.0079 | 5479.8699 | 5385.3894 | 5292.5378 | 5201.2872 | 5111.6098 | 5023.4786 | 4936.8669 | 4851.7485 | 4768.0977 | 4685.8891 | 4605.0979 | 4525.6997 | 4447.6704 | 4370.9864 | 4295.6245 | 4221.5621 | 0
F11_Industrial_Agriculture_Existing_Space Heating_Natural Gas_HVAC - Demand Controlled Ventilation_A_Achievable Technical Potential | F11 | Industrial | Agriculture | Existing | Space Heating | Natural Gas | HVAC - Demand Controlled Ventilation | A | Purchases (Cumulative) | Achievable Technical Potential | 0 | 0 | 5874.6608 | 11648.0344 | 17321.867 | 22897.875 | 28377.7449 | 33763.1342 | 39055.672 | 44256.9592 | 49368.569 | 54392.0476 | 59328.9145 | 64180.663 | 68948.7607 | 73634.6498 | 78239.7477 | 82765.4473 | 87213.1177 | 91584.1041 | 95879.7286 | 100101.2907 | 0
F1_Industrial_Agriculture_Existing_Space Heating_Natural Gas_Gas Boiler - Stack Economizer_A_Achievable Technical Potential | F1 | Industrial | Agriculture | Existing | Space Heating | Natural Gas | Gas Boiler - Stack Economizer | A | Integrated Unit Energy Savings (kWh or therms) | Achievable Technical Potential | 0 | 0 | 1.1598 | 1.1542 | 1.1481 | 1.1415 | 1.1341 | 1.1258 | 1.1165 | 1.106 | 1.0943 | 1.0815 | 1.0679 | 1.0537 | 1.0392 | 1.0247 | 1.0107 | 0.99777 | 0.98614 | 0.97579 | 0.96656 | 0.95818 | 0
F2_Industrial_Agriculture_Existing_Space Heating_Natural Gas_Gas Boiler - Stack Economizer_A_Achievable Technical Potential | F2 | Industrial | Agriculture | Existing | Space Heating | Natural Gas | Gas Boiler - Stack Economizer | A | Integrated Unit Summer Peak Savings (kW) | Achievable Technical Potential | 0 | 0 | 0 | 0 | 0 | 0 | 0 | 0 | 0 | 0 | 0 | 0 | 0 | 0 | 0 | 0 | 0 | 0 | 0 | 0 | 0 | 0 | 0
F3_Industrial_Agriculture_Existing_Space Heating_Natural Gas_Gas Boiler - Stack Economizer_A_Achievable Technical Potential | F3 | Industrial | Agriculture | Existing | Space Heating | Natural Gas | Gas Boiler - Stack Economizer | A | Integrated Unit Winter Peak Savings (kW) | Achievable Technical Potential | 0 | 0 | 0 | 0 | 0 | 0 | 0 | 0 | 0 | 0 | 0 | 0 | 0 | 0 | 0 | 0 | 0 | 0 | 0 | 0 | 0 | 0 | 0
F4_Industrial_Agriculture_Existing_Space Heating_Natural Gas_Gas Boiler - Stack Economizer_A_Achievable Technical Potential | F4 | Industrial | Agriculture | Existing | Space Heating | Natural Gas | Gas Boiler - Stack Economizer | A | Incremental Energy Savings (MWh or mTherms) | Achievable Technical Potential | 0 | 0 | 0.087013 | 0.085097 | 0.083191 | 0.081285 | 0.079368 | 0.069687 | 0.054333 | 0.042314 | 0.032917 | 0.025578 | 0.019857 | 0.015403 | 0.011943 | 0.0092593 | 0.00718 | 0.0055729 | 3.692e-05 | 1.2823e-05 | 4.2553e-06 | 1.3518e-06 | 0
F5_Industrial_Agriculture_Existing_Space Heating_Natural Gas_Gas Boiler - Stack Economizer_A_Achievable Technical Potential | F5 | Industrial | Agriculture | Existing | Space Heating | Natural Gas | Gas Boiler - Stack Economizer | A | Incremental Summer Peak Savings (MW) | Achievable Technical Potential | 0 | 0 | 0 | 0 | 0 | 0 | 0 | 0 | 0 | 0 | 0 | 0 | 0 | 0 | 0 | 0 | 0 | 0 | 0 | 0 | 0 | 0 | 0
F6_Industrial_Agriculture_Existing_Space Heating_Natural Gas_Gas Boiler - Stack Economizer_A_Achievable Technical Potential | F6 | Industrial | Agriculture | Existing | Space Heating | Natural Gas | Gas Boiler - Stack Economizer | A | Incremental Winter Peak Savings (MW) | Achievable Technical Potential | 0 | 0 | 0 | 0 | 0 | 0 | 0 | 0 | 0 | 0 | 0 | 0 | 0 | 0 | 0 | 0 | 0 | 0 | 0 | 0 | 0 | 0 | 0
F7_Industrial_Agriculture_Existing_Space Heating_Natural Gas_Gas Boiler - Stack Economizer_A_Achievable Technical Potential | F7 | Industrial | Agriculture | Existing | Space Heating | Natural Gas | Gas Boiler - Stack Economizer | A | Cumulative Energy Savings (MWh or mTherms) | Achievable Technical Potential | 0 | 0 | 0.087013 | 0.17169 | 0.25398 | 0.3338 | 0.41101 | 0.47769 | 0.52806 | 0.5654 | 0.59234 | 0.61103 | 0.6232 | 0.6303 | 0.63355 | 0.634 | 0.63249 | 0.62998 | 0.62268 | 0.61616 | 0.61033 | 0.60504 | 0
F8_Industrial_Agriculture_Existing_Space Heating_Natural Gas_Gas Boiler - Stack Economizer_A_Achievable Technical Potential | F8 | Industrial | Agriculture | Existing | Space Heating | Natural Gas | Gas Boiler - Stack Economizer | A | Cumulative Summer Peak Savings (MW) | Achievable Technical Potential | 0 | 0 | 0 | 0 | 0 | 0 | 0 | 0 | 0 | 0 | 0 | 0 | 0 | 0 | 0 | 0 | 0 | 0 | 0 | 0 | 0 | 0 | 0
F9_Industrial_Agriculture_Existing_Space Heating_Natural Gas_Gas Boiler - Stack Economizer_A_Achievable Technical Potential | F9 | Industrial | Agriculture | Existing | Space Heating | Natural Gas | Gas Boiler - Stack Economizer | A | Cumulative Winter Peak Savings (MW) | Achievable Technical Potential | 0 | 0 | 0 | 0 | 0 | 0 | 0 | 0 | 0 | 0 | 0 | 0 | 0 | 0 | 0 | 0 | 0 | 0 | 0 | 0 | 0 | 0 | 0
F10_Industrial_Agriculture_Existing_Space Heating_Natural Gas_Gas Boiler - Stack Economizer_A_Achievable Technical Potential | F10 | Industrial | Agriculture | Existing | Space Heating | Natural Gas | Gas Boiler - Stack Economizer | A | Purchases (Incremental) | Achievable Technical Potential | 0 | 0 | 75.0241 | 73.7306 | 72.4594 | 71.2101 | 69.9823 | 61.8982 | 48.6648 | 38.2606 | 30.0807 | 23.6497 | 18.5935 | 14.6184 | 11.4931 | 9.0359 | 7.1041 | 5.5853 | 0.037439 | 0.013141 | 0.0044025 | 0.0014109 | 0
F11_Industrial_Agriculture_Existing_Space Heating_Natural Gas_Gas Boiler - Stack Economizer_A_Achievable Technical Potential | F11 | Industrial | Agriculture | Existing | Space Heating | Natural Gas | Gas Boiler - Stack Economizer | A | Purchases (Cumulative) | Achievable Technical Potential | 0 | 0 | 75.0241 | 148.7548 | 221.2141 | 292.4242 | 362.4066 | 424.3048 | 472.9695 | 511.2301 | 541.3108 | 564.9605 | 583.554 | 598.1724 | 609.6655 | 618.7014 | 625.8055 | 631.3908 | 631.4282 | 631.4414 | 631.4458 | 631.4472 | 0
F1_Industrial_Agriculture_Existing_Process_Natural Gas_Gas Boiler - Stack Economizer_A_Achievable Technical Potential | F1 | Industrial | Agriculture | Existing | Process | Natural Gas | Gas Boiler - Stack Economizer | A | Integrated Unit Energy Savings (kWh or therms) | Achievable Technical Potential | 0 | 0 | 2.0313 | 2.0258 | 2.0201 | 2.0144 | 2.0085 | 2.0024 | 1.9964 | 1.9904 | 1.9846 | 1.9788 | 1.9733 | 1.9679 | 1.9627 | 1.9576 | 1.9525 | 1.9474 | 1.9423 | 1.9372 | 1.9319 | 1.9266 | 0
F2_Industrial_Agriculture_Existing_Process_Natural Gas_Gas Boiler - Stack Economizer_A_Achievable Technical Potential | F2 | Industrial | Agriculture | Existing | Process | Natural Gas | Gas Boiler - Stack Economizer | A | Integrated Unit Summer Peak Savings (kW) | Achievable Technical Potential | 0 | 0 | 0 | 0 | 0 | 0 | 0 | 0 | 0 | 0 | 0 | 0 | 0 | 0 | 0 | 0 | 0 | 0 | 0 | 0 | 0 | 0 | 0
F3_Industrial_Agriculture_Existing_Process_Natural Gas_Gas Boiler - Stack Economizer_A_Achievable Technical Potential | F3 | Industrial | Agriculture | Existing | Process | Natural Gas | Gas Boiler - Stack Economizer | A | Integrated Unit Winter Peak Savings (kW) | Achievable Technical Potential | 0 | 0 | 0 | 0 | 0 | 0 | 0 | 0 | 0 | 0 | 0 | 0 | 0 | 0 | 0 | 0 | 0 | 0 | 0 | 0 | 0 | 0 | 0
F4_Industrial_Agriculture_Existing_Process_Natural Gas_Gas Boiler - Stack Economizer_A_Achievable Technical Potential | F4 | Industrial | Agriculture | Existing | Process | Natural Gas | Gas Boiler - Stack Economizer | A | Incremental Energy Savings (MWh or mTherms) | Achievable Technical Potential | 0 | 0 | 1.2606 | 1.2355 | 1.2108 | 1.1866 | 1.1627 | 1.0253 | 0.80366 | 0.62996 | 0.49381 | 0.38712 | 0.3035 | 0.23797 | 0.1866 | 0.14632 | 0.11474 | 0.089973 | 0.00060153 | 0.00021057 | 7.0356e-05 | 2.2484e-05 | 0
F5_Industrial_Agriculture_Existing_Process_Natural Gas_Gas Boiler - Stack Economizer_A_Achievable Technical Potential | F5 | Industrial | Agriculture | Existing | Process | Natural Gas | Gas Boiler - Stack Economizer | A | Incremental Summer Peak Savings (MW) | Achievable Technical Potential | 0 | 0 | 0 | 0 | 0 | 0 | 0 | 0 | 0 | 0 | 0 | 0 | 0 | 0 | 0 | 0 | 0 | 0 | 0 | 0 | 0 | 0 | 0
F6_Industrial_Agriculture_Existing_Process_Natural Gas_Gas Boiler - Stack Economizer_A_Achievable Technical Potential | F6 | Industrial | Agriculture | Existing | Process | Natural Gas | Gas Boiler - Stack Economizer | A | Incremental Winter Peak Savings (MW) | Achievable Technical Potential | 0 | 0 | 0 | 0 | 0 | 0 | 0 | 0 | 0 | 0 | 0 | 0 | 0 | 0 | 0 | 0 | 0 | 0 | 0 | 0 | 0 | 0 | 0
F7_Industrial_Agriculture_Existing_Process_Natural Gas_Gas Boiler - Stack Economizer_A_Achievable Technical Potential | F7 | Industrial | Agriculture | Existing | Process | Natural Gas | Gas Boiler - Stack Economizer | A | Cumulative Energy Savings (MWh or mTherms) | Achievable Technical Potential | 0 | 0 | 1.2606 | 2.4927 | 3.6966 | 4.8726 | 6.021 | 7.0282 | 7.8108 | 8.4173 | 8.8863 | 9.2478 | 9.5253 | 9.7375 | 9.8983 | 10.0188 | 10.1075 | 10.171 | 10.145 | 10.1183 | 10.091 | 10.0632 | 0
F8_Industrial_Agriculture_Existing_Process_Natural Gas_Gas Boiler - Stack Economizer_A_Achievable Technical Potential | F8 | Industrial | Agriculture | Existing | Process | Natural Gas | Gas Boiler - Stack Economizer | A | Cumulative Summer Peak Savings (MW) | Achievable Technical Potential | 0 | 0 | 0 | 0 | 0 | 0 | 0 | 0 | 0 | 0 | 0 | 0 | 0 | 0 | 0 | 0 | 0 | 0 | 0 | 0 | 0 | 0 | 0
F9_Industrial_Agriculture_Existing_Process_Natural Gas_Gas Boiler - Stack Economizer_A_Achievable Technical Potential | F9 | Industrial | Agriculture | Existing | Process | Natural Gas | Gas Boiler - Stack Economizer | A | Cumulative Winter Peak Savings (MW) | Achievable Technical Potential | 0 | 0 | 0 | 0 | 0 | 0 | 0 | 0 | 0 | 0 | 0 | 0 | 0 | 0 | 0 | 0 | 0 | 0 | 0 | 0 | 0 | 0 | 0
F10_Industrial_Agriculture_Existing_Process_Natural Gas_Gas Boiler - Stack Economizer_A_Achievable Technical Potential | F10 | Industrial | Agriculture | Existing | Process | Natural Gas | Gas Boiler - Stack Economizer | A | Purchases (Incremental) | Achievable Technical Potential | 0 | 0 | 620.5966 | 609.8966 | 599.3812 | 589.047 | 578.891 | 512.0191 | 402.553 | 316.4899 | 248.8266 | 195.6292 | 153.805 | 120.9225 | 95.0701 | 74.7448 | 58.7649 | 46.2014 | 0.3097 | 0.1087 | 0.036417 | 0.01167 | 0
F11_Industrial_Agriculture_Existing_Process_Natural Gas_Gas Boiler - Stack Economizer_A_Achievable Technical Potential | F11 | Industrial | Agriculture | Existing | Process | Natural Gas | Gas Boiler - Stack Economizer | A | Purchases (Cumulative) | Achievable Technical Potential | 0 | 0 | 620.5966 | 1230.4932 | 1829.8744 | 2418.9214 | 2997.8124 | 3509.8316 | 3912.3845 | 4228.8745 | 4477.701 | 4673.3302 | 4827.1352 | 4948.0577 | 5043.1279 | 5117.8727 | 5176.6376 | 5222.8389 | 5223.1486 | 5223.2573 | 5223.2937 | 5223.3054 | 0
F1_Industrial_Agriculture_Existing_Space Heating_Natural Gas_Gas Furnace Tube Inserts_A_Achievable Technical Potential | F1 | Industrial | Agriculture | Existing | Space Heating | Natural Gas | Gas Furnace Tube Inserts | A | Integrated Unit Energy Savings (kWh or therms) | Achievable Technical Potential | 0 | 0 | 0.088078 | 0.087554 | 0.087015 | 0.086462 | 0.085893 | 0.085308 | 0.084705 | 0.084085 | 0.083452 | 0.082809 | 0.082158 | 0.081497 | 0.080827 | 0.080149 | 0.079467 | 0.078823 | 0.078223 | 0.077665 | 0.07715 | 0.076676 | 0
F2_Industrial_Agriculture_Existing_Space Heating_Natural Gas_Gas Furnace Tube Inserts_A_Achievable Technical Potential | F2 | Industrial | Agriculture | Existing | Space Heating | Natural Gas | Gas Furnace Tube Inserts | A | Integrated Unit Summer Peak Savings (kW) | Achievable Technical Potential | 0 | 0 | 0 | 0 | 0 | 0 | 0 | 0 | 0 | 0 | 0 | 0 | 0 | 0 | 0 | 0 | 0 | 0 | 0 | 0 | 0 | 0 | 0
F3_Industrial_Agriculture_Existing_Space Heating_Natural Gas_Gas Furnace Tube Inserts_A_Achievable Technical Potential | F3 | Industrial | Agriculture | Existing | Space Heating | Natural Gas | Gas Furnace Tube Inserts | A | Integrated Unit Winter Peak Savings (kW) | Achievable Technical Potential | 0 | 0 | 0 | 0 | 0 | 0 | 0 | 0 | 0 | 0 | 0 | 0 | 0 | 0 | 0 | 0 | 0 | 0 | 0 | 0 | 0 | 0 | 0
F4_Industrial_Agriculture_Existing_Space Heating_Natural Gas_Gas Furnace Tube Inserts_A_Achievable Technical Potential | F4 | Industrial | Agriculture | Existing | Space Heating | Natural Gas | Gas Furnace Tube Inserts | A | Incremental Energy Savings (MWh or mTherms) | Achievable Technical Potential | 0 | 0 | 0 | 0 | 0 | 0 | 0 | 0 | 0 | 0 | 0 | 0 | 0 | 0 | 0 | 0 | 0 | 0 | 0 | 0 | 0 | 0 | 0
F5_Industrial_Agriculture_Existing_Space Heating_Natural Gas_Gas Furnace Tube Inserts_A_Achievable Technical Potential | F5 | Industrial | Agriculture | Existing | Space Heating | Natural Gas | Gas Furnace Tube Inserts | A | Incremental Summer Peak Savings (MW) | Achievable Technical Potential | 0 | 0 | 0 | 0 | 0 | 0 | 0 | 0 | 0 | 0 | 0 | 0 | 0 | 0 | 0 | 0 | 0 | 0 | 0 | 0 | 0 | 0 | 0
F6_Industrial_Agriculture_Existing_Space Heating_Natural Gas_Gas Furnace Tube Inserts_A_Achievable Technical Potential | F6 | Industrial | Agriculture | Existing | Space Heating | Natural Gas | Gas Furnace Tube Inserts | A | Incremental Winter Peak Savings (MW) | Achievable Technical Potential | 0 | 0 | 0 | 0 | 0 | 0 | 0 | 0 | 0 | 0 | 0 | 0 | 0 | 0 | 0 | 0 | 0 | 0 | 0 | 0 | 0 | 0 | 0
F7_Industrial_Agriculture_Existing_Space Heating_Natural Gas_Gas Furnace Tube Inserts_A_Achievable Technical Potential | F7 | Industrial | Agriculture | Existing | Space Heating | Natural Gas | Gas Furnace Tube Inserts | A | Cumulative Energy Savings (MWh or mTherms) | Achievable Technical Potential | 0 | 0 | 0 | 0 | 0 | 0 | 0 | 0 | 0 | 0 | 0 | 0 | 0 | 0 | 0 | 0 | 0 | 0 | 0 | 0 | 0 | 0 | 0
F8_Industrial_Agriculture_Existing_Space Heating_Natural Gas_Gas Furnace Tube Inserts_A_Achievable Technical Potential | F8 | Industrial | Agriculture | Existing | Space Heating | Natural Gas | Gas Furnace Tube Inserts | A | Cumulative Summer Peak Savings (MW) | Achievable Technical Potential | 0 | 0 | 0 | 0 | 0 | 0 | 0 | 0 | 0 | 0 | 0 | 0 | 0 | 0 | 0 | 0 | 0 | 0 | 0 | 0 | 0 | 0 | 0
F9_Industrial_Agriculture_Existing_Space Heating_Natural Gas_Gas Furnace Tube Inserts_A_Achievable Technical Potential | F9 | Industrial | Agriculture | Existing | Space Heating | Natural Gas | Gas Furnace Tube Inserts | A | Cumulative Winter Peak Savings (MW) | Achievable Technical Potential | 0 | 0 | 0 | 0 | 0 | 0 | 0 | 0 | 0 | 0 | 0 | 0 | 0 | 0 | 0 | 0 | 0 | 0 | 0 | 0 | 0 | 0 | 0
F10_Industrial_Agriculture_Existing_Space Heating_Natural Gas_Gas Furnace Tube Inserts_A_Achievable Technical Potential | F10 | Industrial | Agriculture | Existing | Space Heating | Natural Gas | Gas Furnace Tube Inserts | A | Purchases (Incremental) | Achievable Technical Potential | 0 | 0 | 0 | 0 | 0 | 0 | 0 | 0 | 0 | 0 | 0 | 0 | 0 | 0 | 0 | 0 | 0 | 0 | 0 | 0 | 0 | 0 | 0
F11_Industrial_Agriculture_Existing_Space Heating_Natural Gas_Gas Furnace Tube Inserts_A_Achievable Technical Potential | F11 | Industrial | Agriculture | Existing | Space Heating | Natural Gas | Gas Furnace Tube Inserts | A | Purchases (Cumulative) | Achievable Technical Potential | 0 | 0 | 0 | 0 | 0 | 0 | 0 | 0 | 0 | 0 | 0 | 0 | 0 | 0 | 0 | 0 | 0 | 0 | 0 | 0 | 0 | 0 | 0
F1_Industrial_Agriculture_Existing_Space Heating_Natural Gas_Space Heating - Heat Recovery Ventilator_A_Achievable Technical Potential | F1 | Industrial | Agriculture | Existing | Space Heating | Natural Gas | Space Heating - Heat Recovery Ventilator | A | Integrated Unit Energy Savings (kWh or therms) | Achievable Technical Potential | 0 | 0 | 0.01328 | 0.013125 | 0.012916 | 0.012645 | 0.012314 | 0.011935 | 0.011526 | 0.011107 | 0.010699 | 0.010317 | 0.009969 | 0.0096585 | 0.0093841 | 0.0091419 | 0.0089277 | 0.0087408 | 0.0085766 | 0.0084292 | 0.0083028 | 0.0081835 | 0
F2_Industrial_Agriculture_Existing_Space Heating_Natural Gas_Space Heating - Heat Recovery Ventilator_A_Achievable Technical Potential | F2 | Industrial | Agriculture | Existing | Space Heating | Natural Gas | Space Heating - Heat Recovery Ventilator | A | Integrated Unit Summer Peak Savings (kW) | Achievable Technical Potential | 0 | 0 | 0 | 0 | 0 | 0 | 0 | 0 | 0 | 0 | 0 | 0 | 0 | 0 | 0 | 0 | 0 | 0 | 0 | 0 | 0 | 0 | 0
F3_Industrial_Agriculture_Existing_Space Heating_Natural Gas_Space Heating - Heat Recovery Ventilator_A_Achievable Technical Potential | F3 | Industrial | Agriculture | Existing | Space Heating | Natural Gas | Space Heating - Heat Recovery Ventilator | A | Integrated Unit Winter Peak Savings (kW) | Achievable Technical Potential | 0 | 0 | 0 | 0 | 0 | 0 | 0 | 0 | 0 | 0 | 0 | 0 | 0 | 0 | 0 | 0 | 0 | 0 | 0 | 0 | 0 | 0 | 0
F4_Industrial_Agriculture_Existing_Space Heating_Natural Gas_Space Heating - Heat Recovery Ventilator_A_Achievable Technical Potential | F4 | Industrial | Agriculture | Existing | Space Heating | Natural Gas | Space Heating - Heat Recovery Ventilator | A | Incremental Energy Savings (MWh or mTherms) | Achievable Technical Potential | 0 | 0 | 0.19096 | 0.18548 | 0.17938 | 0.17259 | 0.16518 | 0.15733 | 0.14931 | 0.14141 | 0.13386 | 0.12685 | 0.12047 | 0.1147 | 0.10952 | 0.10486 | 0.10063 | 0.096827 | 0.093371 | 0.090184 | 0.0873 | 0.084562 | 0
F5_Industrial_Agriculture_Existing_Space Heating_Natural Gas_Space Heating - Heat Recovery Ventilator_A_Achievable Technical Potential | F5 | Industrial | Agriculture | Existing | Space Heating | Natural Gas | Space Heating - Heat Recovery Ventilator | A | Incremental Summer Peak Savings (MW) | Achievable Technical Potential | 0 | 0 | 0 | 0 | 0 | 0 | 0 | 0 | 0 | 0 | 0 | 0 | 0 | 0 | 0 | 0 | 0 | 0 | 0 | 0 | 0 | 0 | 0
F6_Industrial_Agriculture_Existing_Space Heating_Natural Gas_Space Heating - Heat Recovery Ventilator_A_Achievable Technical Potential | F6 | Industrial | Agriculture | Existing | Space Heating | Natural Gas | Space Heating - Heat Recovery Ventilator | A | Incremental Winter Peak Savings (MW) | Achievable Technical Potential | 0 | 0 | 0 | 0 | 0 | 0 | 0 | 0 | 0 | 0 | 0 | 0 | 0 | 0 | 0 | 0 | 0 | 0 | 0 | 0 | 0 | 0 | 0
F7_Industrial_Agriculture_Existing_Space Heating_Natural Gas_Space Heating - Heat Recovery Ventilator_A_Achievable Technical Potential | F7 | Industrial | Agriculture | Existing | Space Heating | Natural Gas | Space Heating - Heat Recovery Ventilator | A | Cumulative Energy Savings (MWh or mTherms) | Achievable Technical Potential | 0 | 0 | 0.19096 | 0.37422 | 0.54762 | 0.70873 | 0.85537 | 0.98636 | 1.1018 | 1.2032 | 1.2929 | 1.3735 | 1.4477 | 1.5173 | 1.5837 | 1.6477 | 1.7097 | 1.7708 | 1.8309 | 1.8896 | 1.9486 | 2.0051 | 0
F8_Industrial_Agriculture_Existing_Space Heating_Natural Gas_Space Heating - Heat Recovery Ventilator_A_Achievable Technical Potential | F8 | Industrial | Agriculture | Existing | Space Heating | Natural Gas | Space Heating - Heat Recovery Ventilator | A | Cumulative Summer Peak Savings (MW) | Achievable Technical Potential | 0 | 0 | 0 | 0 | 0 | 0 | 0 | 0 | 0 | 0 | 0 | 0 | 0 | 0 | 0 | 0 | 0 | 0 | 0 | 0 | 0 | 0 | 0
F9_Industrial_Agriculture_Existing_Space Heating_Natural Gas_Space Heating - Heat Recovery Ventilator_A_Achievable Technical Potential | F9 | Industrial | Agriculture | Existing | Space Heating | Natural Gas | Space Heating - Heat Recovery Ventilator | A | Cumulative Winter Peak Savings (MW) | Achievable Technical Potential | 0 | 0 | 0 | 0 | 0 | 0 | 0 | 0 | 0 | 0 | 0 | 0 | 0 | 0 | 0 | 0 | 0 | 0 | 0 | 0 | 0 | 0 | 0
F10_Industrial_Agriculture_Existing_Space Heating_Natural Gas_Space Heating - Heat Recovery Ventilator_A_Achievable Technical Potential | F10 | Industrial | Agriculture | Existing | Space Heating | Natural Gas | Space Heating - Heat Recovery Ventilator | A | Purchases (Incremental) | Achievable Technical Potential | 0 | 0 | 14379.5633 | 14131.6398 | 13887.9908 | 13648.5427 | 13413.223 | 13181.9605 | 12954.6854 | 12731.3287 | 12511.823 | 12296.102 | 12084.1002 | 11875.7536 | 11670.9993 | 11469.7751 | 11272.0204 | 11077.6752 | 10886.6808 | 10698.9794 | 10514.5143 | 10333.2295 | 0
F11_Industrial_Agriculture_Existing_Space Heating_Natural Gas_Space Heating - Heat Recovery Ventilator_A_Achievable Technical Potential | F11 | Industrial | Agriculture | Existing | Space Heating | Natural Gas | Space Heating - Heat Recovery Ventilator | A | Purchases (Cumulative) | Achievable Technical Potential | 0 | 0 | 14379.5633 | 28511.2031 | 42399.1939 | 56047.7366 | 69460.9596 | 82642.9202 | 95597.6055 | 108328.9342 | 120840.7573 | 133136.8593 | 145220.9595 | 157096.7131 | 168767.7124 | 180237.4875 | 191509.5079 | 202587.1832 | 213473.864 | 224172.8434 | 234687.3577 | 245020.5872 | 0
F1_Industrial_Agriculture_Existing_Space Heating_Natural Gas_Thermostat - Programmable_A_Achievable Technical Potential | F1 | Industrial | Agriculture | Existing | Space Heating | Natural Gas | Thermostat - Programmable | A | Integrated Unit Energy Savings (kWh or therms) | Achievable Technical Potential | 0 | 0 | 0.0064233 | 0.0063472 | 0.0062445 | 0.0061121 | 0.0059507 | 0.0057657 | 0.0055659 | 0.0053615 | 0.0051623 | 0.0049754 | 0.0048051 | 0.0046529 | 0.004518 | 0.004399 | 0.0042936 | 0.0042015 | 0.0041207 | 0.0040482 | 0.0039859 | 0.0039272 | 0
F2_Industrial_Agriculture_Existing_Space Heating_Natural Gas_Thermostat - Programmable_A_Achievable Technical Potential | F2 | Industrial | Agriculture | Existing | Space Heating | Natural Gas | Thermostat - Programmable | A | Integrated Unit Summer Peak Savings (kW) | Achievable Technical Potential | 0 | 0 | 0 | 0 | 0 | 0 | 0 | 0 | 0 | 0 | 0 | 0 | 0 | 0 | 0 | 0 | 0 | 0 | 0 | 0 | 0 | 0 | 0
F3_Industrial_Agriculture_Existing_Space Heating_Natural Gas_Thermostat - Programmable_A_Achievable Technical Potential | F3 | Industrial | Agriculture | Existing | Space Heating | Natural Gas | Thermostat - Programmable | A | Integrated Unit Winter Peak Savings (kW) | Achievable Technical Potential | 0 | 0 | 0 | 0 | 0 | 0 | 0 | 0 | 0 | 0 | 0 | 0 | 0 | 0 | 0 | 0 | 0 | 0 | 0 | 0 | 0 | 0 | 0
F4_Industrial_Agriculture_Existing_Space Heating_Natural Gas_Thermostat - Programmable_A_Achievable Technical Potential | F4 | Industrial | Agriculture | Existing | Space Heating | Natural Gas | Thermostat - Programmable | A | Incremental Energy Savings (MWh or mTherms) | Achievable Technical Potential | 0 | 0 | 0.27709 | 0.26909 | 0.26017 | 0.25026 | 0.23945 | 0.22801 | 0.21631 | 0.20478 | 0.19377 | 0.18353 | 0.1742 | 0.16577 | 0.15819 | 0.15137 | 0.14519 | 0.13963 | 0.13458 | 0.12994 | 0.12573 | 0.12174 | 0
F5_Industrial_Agriculture_Existing_Space Heating_Natural Gas_Thermostat - Programmable_A_Achievable Technical Potential | F5 | Industrial | Agriculture | Existing | Space Heating | Natural Gas | Thermostat - Programmable | A | Incremental Summer Peak Savings (MW) | Achievable Technical Potential | 0 | 0 | 0 | 0 | 0 | 0 | 0 | 0 | 0 | 0 | 0 | 0 | 0 | 0 | 0 | 0 | 0 | 0 | 0 | 0 | 0 | 0 | 0
F6_Industrial_Agriculture_Existing_Space Heating_Natural Gas_Thermostat - Programmable_A_Achievable Technical Potential | F6 | Industrial | Agriculture | Existing | Space Heating | Natural Gas | Thermostat - Programmable | A | Incremental Winter Peak Savings (MW) | Achievable Technical Potential | 0 | 0 | 0 | 0 | 0 | 0 | 0 | 0 | 0 | 0 | 0 | 0 | 0 | 0 | 0 | 0 | 0 | 0 | 0 | 0 | 0 | 0 | 0
F7_Industrial_Agriculture_Existing_Space Heating_Natural Gas_Thermostat - Programmable_A_Achievable Technical Potential | F7 | Industrial | Agriculture | Existing | Space Heating | Natural Gas | Thermostat - Programmable | A | Cumulative Energy Savings (MWh or mTherms) | Achievable Technical Potential | 0 | 0 | 0.27709 | 0.5429 | 0.79429 | 1.0277 | 1.24 | 1.4295 | 1.5963 | 1.7424 | 1.8714 | 1.9872 | 2.0934 | 2.1929 | 2.2875 | 2.3786 | 2.4668 | 2.5535 | 2.639 | 2.7225 | 2.8064 | 2.8868 | 0
F8_Industrial_Agriculture_Existing_Space Heating_Natural Gas_Thermostat - Programmable_A_Achievable Technical Potential | F8 | Industrial | Agriculture | Existing | Space Heating | Natural Gas | Thermostat - Programmable | A | Cumulative Summer Peak Savings (MW) | Achievable Technical Potential | 0 | 0 | 0 | 0 | 0 | 0 | 0 | 0 | 0 | 0 | 0 | 0 | 0 | 0 | 0 | 0 | 0 | 0 | 0 | 0 | 0 | 0 | 0
F9_Industrial_Agriculture_Existing_Space Heating_Natural Gas_Thermostat - Programmable_A_Achievable Technical Potential | F9 | Industrial | Agriculture | Existing | Space Heating | Natural Gas | Thermostat - Programmable | A | Cumulative Winter Peak Savings (MW) | Achievable Technical Potential | 0 | 0 | 0 | 0 | 0 | 0 | 0 | 0 | 0 | 0 | 0 | 0 | 0 | 0 | 0 | 0 | 0 | 0 | 0 | 0 | 0 | 0 | 0
F10_Industrial_Agriculture_Existing_Space Heating_Natural Gas_Thermostat - Programmable_A_Achievable Technical Potential | F10 | Industrial | Agriculture | Existing | Space Heating | Natural Gas | Thermostat - Programmable | A | Purchases (Incremental) | Achievable Technical Potential | 0 | 0 | 43138.6899 | 42394.9194 | 41663.9725 | 40945.6281 | 40239.669 | 39545.8816 | 38864.0561 | 38193.9861 | 37535.4691 | 36888.3059 | 36252.3006 | 35627.2609 | 35012.9978 | 34409.3254 | 33816.0612 | 33233.0257 | 32660.0425 | 32096.9383 | 31543.5428 | 30999.6886 | 0
F11_Industrial_Agriculture_Existing_Space Heating_Natural Gas_Thermostat - Programmable_A_Achievable Technical Potential | F11 | Industrial | Agriculture | Existing | Space Heating | Natural Gas | Thermostat - Programmable | A | Purchases (Cumulative) | Achievable Technical Potential | 0 | 0 | 43138.6899 | 85533.6092 | 127197.5817 | 168143.2099 | 208382.8789 | 247928.7605 | 286792.8166 | 324986.8027 | 362522.2719 | 399410.5778 | 435662.8784 | 471290.1393 | 506303.1371 | 540712.4626 | 574528.5238 | 607761.5495 | 640421.592 | 672518.5303 | 704062.0731 | 735061.7617 | 0
F1_Industrial_Agriculture_Existing_Space Heating_Natural Gas_ENERGY STAR Connected Thermostat_A_Achievable Technical Potential | F1 | Industrial | Agriculture | Existing | Space Heating | Natural Gas | ENERGY STAR Connected Thermostat | A | Integrated Unit Energy Savings (kWh or therms) | Achievable Technical Potential | 0 | 0 | 0.015523 | 0.015335 | 0.015083 | 0.014759 | 0.014365 | 0.013915 | 0.013429 | 0.012932 | 0.012447 | 0.011993 | 0.011579 | 0.011208 | 0.01088 | 0.01059 | 0.010333 | 0.010108 | 0.0099097 | 0.0097319 | 0.0095787 | 0.0094342 | 0
F2_Industrial_Agriculture_Existing_Space Heating_Natural Gas_ENERGY STAR Connected Thermostat_A_Achievable Technical Potential | F2 | Industrial | Agriculture | Existing | Space Heating | Natural Gas | ENERGY STAR Connected Thermostat | A | Integrated Unit Summer Peak Savings (kW) | Achievable Technical Potential | 0 | 0 | 0 | 0 | 0 | 0 | 0 | 0 | 0 | 0 | 0 | 0 | 0 | 0 | 0 | 0 | 0 | 0 | 0 | 0 | 0 | 0 | 0
F3_Industrial_Agriculture_Existing_Space Heating_Natural Gas_ENERGY STAR Connected Thermostat_A_Achievable Technical Potential | F3 | Industrial | Agriculture | Existing | Space Heating | Natural Gas | ENERGY STAR Connected Thermostat | A | Integrated Unit Winter Peak Savings (kW) | Achievable Technical Potential | 0 | 0 | 0 | 0 | 0 | 0 | 0 | 0 | 0 | 0 | 0 | 0 | 0 | 0 | 0 | 0 | 0 | 0 | 0 | 0 | 0 | 0 | 0
F4_Industrial_Agriculture_Existing_Space Heating_Natural Gas_ENERGY STAR Connected Thermostat_A_Achievable Technical Potential | F4 | Industrial | Agriculture | Existing | Space Heating | Natural Gas | ENERGY STAR Connected Thermostat | A | Incremental Energy Savings (MWh or mTherms) | Achievable Technical Potential | 0 | 0 | 0.66965 | 0.65013 | 0.62842 | 0.60432 | 0.57805 | 0.55026 | 0.52189 | 0.49391 | 0.46721 | 0.4424 | 0.41976 | 0.39932 | 0.38094 | 0.36439 | 0.34941 | 0.33591 | 0.32365 | 0.31236 | 0.30215 | 0.29246 | 0
F5_Industrial_Agriculture_Existing_Space Heating_Natural Gas_ENERGY STAR Connected Thermostat_A_Achievable Technical Potential | F5 | Industrial | Agriculture | Existing | Space Heating | Natural Gas | ENERGY STAR Connected Thermostat | A | Incremental Summer Peak Savings (MW) | Achievable Technical Potential | 0 | 0 | 0 | 0 | 0 | 0 | 0 | 0 | 0 | 0 | 0 | 0 | 0 | 0 | 0 | 0 | 0 | 0 | 0 | 0 | 0 | 0 | 0
F6_Industrial_Agriculture_Existing_Space Heating_Natural Gas_ENERGY STAR Connected Thermostat_A_Achievable Technical Potential | F6 | Industrial | Agriculture | Existing | Space Heating | Natural Gas | ENERGY STAR Connected Thermostat | A | Incremental Winter Peak Savings (MW) | Achievable Technical Potential | 0 | 0 | 0 | 0 | 0 | 0 | 0 | 0 | 0 | 0 | 0 | 0 | 0 | 0 | 0 | 0 | 0 | 0 | 0 | 0 | 0 | 0 | 0
F7_Industrial_Agriculture_Existing_Space Heating_Natural Gas_ENERGY STAR Connected Thermostat_A_Achievable Technical Potential | F7 | Industrial | Agriculture | Existing | Space Heating | Natural Gas | ENERGY STAR Connected Thermostat | A | Cumulative Energy Savings (MWh or mTherms) | Achievable Technical Potential | 0 | 0 | 0.66965 | 1.3117 | 1.9185 | 2.4816 | 2.9935 | 3.4498 | 3.8512 | 4.2026 | 4.5124 | 4.7901 | 5.0445 | 5.2824 | 5.5086 | 5.726 | 5.9363 | 6.143 | 6.3464 | 6.5449 | 6.744 | 6.9347 | 0
F8_Industrial_Agriculture_Existing_Space Heating_Natural Gas_ENERGY STAR Connected Thermostat_A_Achievable Technical Potential | F8 | Industrial | Agriculture | Existing | Space Heating | Natural Gas | ENERGY STAR Connected Thermostat | A | Cumulative Summer Peak Savings (MW) | Achievable Technical Potential | 0 | 0 | 0 | 0 | 0 | 0 | 0 | 0 | 0 | 0 | 0 | 0 | 0 | 0 | 0 | 0 | 0 | 0 | 0 | 0 | 0 | 0 | 0
F9_Industrial_Agriculture_Existing_Space Heating_Natural Gas_ENERGY STAR Connected Thermostat_A_Achievable Technical Potential | F9 | Industrial | Agriculture | Existing | Space Heating | Natural Gas | ENERGY STAR Connected Thermostat | A | Cumulative Winter Peak Savings (MW) | Achievable Technical Potential | 0 | 0 | 0 | 0 | 0 | 0 | 0 | 0 | 0 | 0 | 0 | 0 | 0 | 0 | 0 | 0 | 0 | 0 | 0 | 0 | 0 | 0 | 0
F10_Industrial_Agriculture_Existing_Space Heating_Natural Gas_ENERGY STAR Connected Thermostat_A_Achievable Technical Potential | F10 | Industrial | Agriculture | Existing | Space Heating | Natural Gas | ENERGY STAR Connected Thermostat | A | Purchases (Incremental) | Achievable Technical Potential | 0 | 0 | 43138.6899 | 42394.9194 | 41663.9725 | 40945.6281 | 40239.669 | 39545.8816 | 38864.0561 | 38193.9861 | 37535.4691 | 36888.3059 | 36252.3006 | 35627.2609 | 35012.9978 | 34409.3254 | 33816.0612 | 33233.0257 | 32660.0425 | 32096.9383 | 31543.5428 | 30999.6886 | 0
F11_Industrial_Agriculture_Existing_Space Heating_Natural Gas_ENERGY STAR Connected Thermostat_A_Achievable Technical Potential | F11 | Industrial | Agriculture | Existing | Space Heating | Natural Gas | ENERGY STAR Connected Thermostat | A | Purchases (Cumulative) | Achievable Technical Potential | 0 | 0 | 43138.6899 | 85533.6092 | 127197.5817 | 168143.2099 | 208382.8789 | 247928.7605 | 286792.8166 | 324986.8027 | 362522.2719 | 399410.5778 | 435662.8784 | 471290.1393 | 506303.1371 | 540712.4626 | 574528.5238 | 607761.5495 | 640421.592 | 672518.5303 | 704062.0731 | 735061.7617 | 0
F1_Industrial_Agriculture_Existing_Space Heating_Natural Gas_Destratification Fans (HVLS)_A_Achievable Technical Potential | F1 | Industrial | Agriculture | Existing | Space Heating | Natural Gas | Destratification Fans (HVLS) | A | Integrated Unit Energy Savings (kWh or therms) | Achievable Technical Potential | 0 | 0 | 0.015512 | 0.015312 | 0.015047 | 0.014709 | 0.014299 | 0.01383 | 0.013323 | 0.012803 | 0.012293 | 0.011811 | 0.011368 | 0.010968 | 0.01061 | 0.010293 | 0.010012 | 0.0097668 | 0.0095517 | 0.0093601 | 0.0091955 | 0.0090411 | 0
F2_Industrial_Agriculture_Existing_Space Heating_Natural Gas_Destratification Fans (HVLS)_A_Achievable Technical Potential | F2 | Industrial | Agriculture | Existing | Space Heating | Natural Gas | Destratification Fans (HVLS) | A | Integrated Unit Summer Peak Savings (kW) | Achievable Technical Potential | 0 | 0 | 0 | 0 | 0 | 0 | 0 | 0 | 0 | 0 | 0 | 0 | 0 | 0 | 0 | 0 | 0 | 0 | 0 | 0 | 0 | 0 | 0
F3_Industrial_Agriculture_Existing_Space Heating_Natural Gas_Destratification Fans (HVLS)_A_Achievable Technical Potential | F3 | Industrial | Agriculture | Existing | Space Heating | Natural Gas | Destratification Fans (HVLS) | A | Integrated Unit Winter Peak Savings (kW) | Achievable Technical Potential | 0 | 0 | 0 | 0 | 0 | 0 | 0 | 0 | 0 | 0 | 0 | 0 | 0 | 0 | 0 | 0 | 0 | 0 | 0 | 0 | 0 | 0 | 0
F4_Industrial_Agriculture_Existing_Space Heating_Natural Gas_Destratification Fans (HVLS)_A_Achievable Technical Potential | F4 | Industrial | Agriculture | Existing | Space Heating | Natural Gas | Destratification Fans (HVLS) | A | Incremental Energy Savings (MWh or mTherms) | Achievable Technical Potential | 0 | 0 | 0.66918 | 0.64917 | 0.62693 | 0.60227 | 0.57538 | 0.5469 | 0.51777 | 0.48898 | 0.46141 | 0.43567 | 0.4121 | 0.39074 | 0.3715 | 0.35419 | 0.33858 | 0.32458 | 0.31196 | 0.30043 | 0.29006 | 0.28027 | 0
F5_Industrial_Agriculture_Existing_Space Heating_Natural Gas_Destratification Fans (HVLS)_A_Achievable Technical Potential | F5 | Industrial | Agriculture | Existing | Space Heating | Natural Gas | Destratification Fans (HVLS) | A | Incremental Summer Peak Savings (MW) | Achievable Technical Potential | 0 | 0 | 0 | 0 | 0 | 0 | 0 | 0 | 0 | 0 | 0 | 0 | 0 | 0 | 0 | 0 | 0 | 0 | 0 | 0 | 0 | 0 | 0
F6_Industrial_Agriculture_Existing_Space Heating_Natural Gas_Destratification Fans (HVLS)_A_Achievable Technical Potential | F6 | Industrial | Agriculture | Existing | Space Heating | Natural Gas | Destratification Fans (HVLS) | A | Incremental Winter Peak Savings (MW) | Achievable Technical Potential | 0 | 0 | 0 | 0 | 0 | 0 | 0 | 0 | 0 | 0 | 0 | 0 | 0 | 0 | 0 | 0 | 0 | 0 | 0 | 0 | 0 | 0 | 0
F7_Industrial_Agriculture_Existing_Space Heating_Natural Gas_Destratification Fans (HVLS)_A_Achievable Technical Potential | F7 | Industrial | Agriculture | Existing | Space Heating | Natural Gas | Destratification Fans (HVLS) | A | Cumulative Energy Savings (MWh or mTherms) | Achievable Technical Potential | 0 | 0 | 0.66918 | 1.3097 | 1.914 | 2.4732 | 2.9796 | 3.4288 | 3.8208 | 4.1607 | 4.4563 | 4.7173 | 4.9524 | 5.1689 | 5.3721 | 5.5658 | 5.7524 | 5.9359 | 6.1171 | 6.2949 | 6.4742 | 6.6457 | 0
F8_Industrial_Agriculture_Existing_Space Heating_Natural Gas_Destratification Fans (HVLS)_A_Achievable Technical Potential | F8 | Industrial | Agriculture | Existing | Space Heating | Natural Gas | Destratification Fans (HVLS) | A | Cumulative Summer Peak Savings (MW) | Achievable Technical Potential | 0 | 0 | 0 | 0 | 0 | 0 | 0 | 0 | 0 | 0 | 0 | 0 | 0 | 0 | 0 | 0 | 0 | 0 | 0 | 0 | 0 | 0 | 0
F9_Industrial_Agriculture_Existing_Space Heating_Natural Gas_Destratification Fans (HVLS)_A_Achievable Technical Potential | F9 | Industrial | Agriculture | Existing | Space Heating | Natural Gas | Destratification Fans (HVLS) | A | Cumulative Winter Peak Savings (MW) | Achievable Technical Potential | 0 | 0 | 0 | 0 | 0 | 0 | 0 | 0 | 0 | 0 | 0 | 0 | 0 | 0 | 0 | 0 | 0 | 0 | 0 | 0 | 0 | 0 | 0
F10_Industrial_Agriculture_Existing_Space Heating_Natural Gas_Destratification Fans (HVLS)_A_Achievable Technical Potential | F10 | Industrial | Agriculture | Existing | Space Heating | Natural Gas | Destratification Fans (HVLS) | A | Purchases (Incremental) | Achievable Technical Potential | 0 | 0 | 43138.6899 | 42394.9194 | 41663.9725 | 40945.6281 | 40239.669 | 39545.8816 | 38864.0561 | 38193.9861 | 37535.4691 | 36888.3059 | 36252.3006 | 35627.2609 | 35012.9978 | 34409.3254 | 33816.0612 | 33233.0257 | 32660.0425 | 32096.9383 | 31543.5428 | 30999.6886 | 0
F11_Industrial_Agriculture_Existing_Space Heating_Natural Gas_Destratification Fans (HVLS)_A_Achievable Technical Potential | F11 | Industrial | Agriculture | Existing | Space Heating | Natural Gas | Destratification Fans (HVLS) | A | Purchases (Cumulative) | Achievable Technical Potential | 0 | 0 | 43138.6899 | 85533.6092 | 127197.5817 | 168143.2099 | 208382.8789 | 247928.7605 | 286792.8166 | 324986.8027 | 362522.2719 | 399410.5778 | 435662.8784 | 471290.1393 | 506303.1371 | 540712.4626 | 574528.5238 | 607761.5495 | 640421.592 | 672518.5303 | 704062.0731 | 735061.7617 | 0
F1_Industrial_Agriculture_Existing_Space Heating_Natural Gas_Gas Boiler - Insulate Steam Lines/Condensate Tank_A_Achievable Technical Potential | F1 | Industrial | Agriculture | Existing | Space Heating | Natural Gas | Gas Boiler - Insulate Steam Lines/Condensate Tank | A | Integrated Unit Energy Savings (kWh or therms) | Achievable Technical Potential | 0 | 0 | 12.6289 | 12.5787 | 12.524 | 12.4633 | 12.3945 | 12.3157 | 12.2252 | 12.1221 | 12.0062 | 11.8787 | 11.7416 | 11.5975 | 11.4501 | 11.3033 | 11.161 | 11.0311 | 10.9154 | 10.8137 | 10.7243 | 10.6445 | 0
F2_Industrial_Agriculture_Existing_Space Heating_Natural Gas_Gas Boiler - Insulate Steam Lines/Condensate Tank_A_Achievable Technical Potential | F2 | Industrial | Agriculture | Existing | Space Heating | Natural Gas | Gas Boiler - Insulate Steam Lines/Condensate Tank | A | Integrated Unit Summer Peak Savings (kW) | Achievable Technical Potential | 0 | 0 | 0 | 0 | 0 | 0 | 0 | 0 | 0 | 0 | 0 | 0 | 0 | 0 | 0 | 0 | 0 | 0 | 0 | 0 | 0 | 0 | 0
F3_Industrial_Agriculture_Existing_Space Heating_Natural Gas_Gas Boiler - Insulate Steam Lines/Condensate Tank_A_Achievable Technical Potential | F3 | Industrial | Agriculture | Existing | Space Heating | Natural Gas | Gas Boiler - Insulate Steam Lines/Condensate Tank | A | Integrated Unit Winter Peak Savings (kW) | Achievable Technical Potential | 0 | 0 | 0 | 0 | 0 | 0 | 0 | 0 | 0 | 0 | 0 | 0 | 0 | 0 | 0 | 0 | 0 | 0 | 0 | 0 | 0 | 0 | 0
F4_Industrial_Agriculture_Existing_Space Heating_Natural Gas_Gas Boiler - Insulate Steam Lines/Condensate Tank_A_Achievable Technical Potential | F4 | Industrial | Agriculture | Existing | Space Heating | Natural Gas | Gas Boiler - Insulate Steam Lines/Condensate Tank | A | Incremental Energy Savings (MWh or mTherms) | Achievable Technical Potential | 0 | 0 | 0.054142 | 0.052997 | 0.051856 | 0.050715 | 0.049566 | 0.048401 | 0.047218 | 0.046012 | 0.044786 | 0.043547 | 0.042302 | 0.041062 | 0.039841 | 0.038653 | 0.037508 | 0.036432 | 0.035428 | 0.034493 | 0.033619 | 0.032793 | 0
F5_Industrial_Agriculture_Existing_Space Heating_Natural Gas_Gas Boiler - Insulate Steam Lines/Condensate Tank_A_Achievable Technical Potential | F5 | Industrial | Agriculture | Existing | Space Heating | Natural Gas | Gas Boiler - Insulate Steam Lines/Condensate Tank | A | Incremental Summer Peak Savings (MW) | Achievable Technical Potential | 0 | 0 | 0 | 0 | 0 | 0 | 0 | 0 | 0 | 0 | 0 | 0 | 0 | 0 | 0 | 0 | 0 | 0 | 0 | 0 | 0 | 0 | 0
F6_Industrial_Agriculture_Existing_Space Heating_Natural Gas_Gas Boiler - Insulate Steam Lines/Condensate Tank_A_Achievable Technical Potential | F6 | Industrial | Agriculture | Existing | Space Heating | Natural Gas | Gas Boiler - Insulate Steam Lines/Condensate Tank | A | Incremental Winter Peak Savings (MW) | Achievable Technical Potential | 0 | 0 | 0 | 0 | 0 | 0 | 0 | 0 | 0 | 0 | 0 | 0 | 0 | 0 | 0 | 0 | 0 | 0 | 0 | 0 | 0 | 0 | 0
F7_Industrial_Agriculture_Existing_Space Heating_Natural Gas_Gas Boiler - Insulate Steam Lines/Condensate Tank_A_Achievable Technical Potential | F7 | Industrial | Agriculture | Existing | Space Heating | Natural Gas | Gas Boiler - Insulate Steam Lines/Condensate Tank | A | Cumulative Energy Savings (MWh or mTherms) | Achievable Technical Potential | 0 | 0 | 0.054142 | 0.10692 | 0.15831 | 0.20826 | 0.25668 | 0.30345 | 0.34844 | 0.39151 | 0.43255 | 0.47151 | 0.50836 | 0.54319 | 0.57612 | 0.60739 | 0.63725 | 0.66627 | 0.69471 | 0.72273 | 0.75038 | 0.77759 | 0
F8_Industrial_Agriculture_Existing_Space Heating_Natural Gas_Gas Boiler - Insulate Steam Lines/Condensate Tank_A_Achievable Technical Potential | F8 | Industrial | Agriculture | Existing | Space Heating | Natural Gas | Gas Boiler - Insulate Steam Lines/Condensate Tank | A | Cumulative Summer Peak Savings (MW) | Achievable Technical Potential | 0 | 0 | 0 | 0 | 0 | 0 | 0 | 0 | 0 | 0 | 0 | 0 | 0 | 0 | 0 | 0 | 0 | 0 | 0 | 0 | 0 | 0 | 0
F9_Industrial_Agriculture_Existing_Space Heating_Natural Gas_Gas Boiler - Insulate Steam Lines/Condensate Tank_A_Achievable Technical Potential | F9 | Industrial | Agriculture | Existing | Space Heating | Natural Gas | Gas Boiler - Insulate Steam Lines/Condensate Tank | A | Cumulative Winter Peak Savings (MW) | Achievable Technical Potential | 0 | 0 | 0 | 0 | 0 | 0 | 0 | 0 | 0 | 0 | 0 | 0 | 0 | 0 | 0 | 0 | 0 | 0 | 0 | 0 | 0 | 0 | 0
F10_Industrial_Agriculture_Existing_Space Heating_Natural Gas_Gas Boiler - Insulate Steam Lines/Condensate Tank_A_Achievable Technical Potential | F10 | Industrial | Agriculture | Existing | Space Heating | Natural Gas | Gas Boiler - Insulate Steam Lines/Condensate Tank | A | Purchases (Incremental) | Achievable Technical Potential | 0 | 0 | 4.2871 | 4.2132 | 4.1406 | 4.0692 | 3.999 | 3.9301 | 3.8623 | 3.7957 | 3.7303 | 3.6659 | 3.6027 | 3.5406 | 3.4796 | 3.4196 | 3.3606 | 3.3027 | 3.2457 | 3.1898 | 3.1348 | 3.0807 | 0
F11_Industrial_Agriculture_Existing_Space Heating_Natural Gas_Gas Boiler - Insulate Steam Lines/Condensate Tank_A_Achievable Technical Potential | F11 | Industrial | Agriculture | Existing | Space Heating | Natural Gas | Gas Boiler - Insulate Steam Lines/Condensate Tank | A | Purchases (Cumulative) | Achievable Technical Potential | 0 | 0 | 4.2871 | 8.5003 | 12.6409 | 16.71 | 20.709 | 24.6391 | 28.5014 | 32.2971 | 36.0273 | 39.6933 | 43.296 | 46.8367 | 50.3162 | 53.7358 | 57.0965 | 60.3992 | 63.6449 | 66.8347 | 69.9695 | 73.0502 | 0
F1_Industrial_Agriculture_Existing_Process_Natural Gas_Gas Boiler - Insulate Steam Lines/Condensate Tank_A_Achievable Technical Potential | F1 | Industrial | Agriculture | Existing | Process | Natural Gas | Gas Boiler - Insulate Steam Lines/Condensate Tank | A | Integrated Unit Energy Savings (kWh or therms) | Achievable Technical Potential | 0 | 0 | 16.8311 | 16.8123 | 16.7931 | 16.7732 | 16.7523 | 16.7301 | 16.707 | 16.6834 | 16.66 | 16.6375 | 16.6163 | 16.5967 | 16.5783 | 16.5607 | 16.5434 | 16.5261 | 16.5087 | 16.491 | 16.473 | 16.4548 | 0
F2_Industrial_Agriculture_Existing_Process_Natural Gas_Gas Boiler - Insulate Steam Lines/Condensate Tank_A_Achievable Technical Potential | F2 | Industrial | Agriculture | Existing | Process | Natural Gas | Gas Boiler - Insulate Steam Lines/Condensate Tank | A | Integrated Unit Summer Peak Savings (kW) | Achievable Technical Potential | 0 | 0 | 0 | 0 | 0 | 0 | 0 | 0 | 0 | 0 | 0 | 0 | 0 | 0 | 0 | 0 | 0 | 0 | 0 | 0 | 0 | 0 | 0
F3_Industrial_Agriculture_Existing_Process_Natural Gas_Gas Boiler - Insulate Steam Lines/Condensate Tank_A_Achievable Technical Potential | F3 | Industrial | Agriculture | Existing | Process | Natural Gas | Gas Boiler - Insulate Steam Lines/Condensate Tank | A | Integrated Unit Winter Peak Savings (kW) | Achievable Technical Potential | 0 | 0 | 0 | 0 | 0 | 0 | 0 | 0 | 0 | 0 | 0 | 0 | 0 | 0 | 0 | 0 | 0 | 0 | 0 | 0 | 0 | 0 | 0
F4_Industrial_Agriculture_Existing_Process_Natural Gas_Gas Boiler - Insulate Steam Lines/Condensate Tank_A_Achievable Technical Potential | F4 | Industrial | Agriculture | Existing | Process | Natural Gas | Gas Boiler - Insulate Steam Lines/Condensate Tank | A | Incremental Energy Savings (MWh or mTherms) | Achievable Technical Potential | 0 | 0 | 0.59688 | 0.58593 | 0.57517 | 0.56459 | 0.55416 | 0.54388 | 0.53377 | 0.52382 | 0.51407 | 0.50453 | 0.4952 | 0.48608 | 0.47717 | 0.46845 | 0.45989 | 0.45149 | 0.44324 | 0.43513 | 0.42716 | 0.41933 | 0
F5_Industrial_Agriculture_Existing_Process_Natural Gas_Gas Boiler - Insulate Steam Lines/Condensate Tank_A_Achievable Technical Potential | F5 | Industrial | Agriculture | Existing | Process | Natural Gas | Gas Boiler - Insulate Steam Lines/Condensate Tank | A | Incremental Summer Peak Savings (MW) | Achievable Technical Potential | 0 | 0 | 0 | 0 | 0 | 0 | 0 | 0 | 0 | 0 | 0 | 0 | 0 | 0 | 0 | 0 | 0 | 0 | 0 | 0 | 0 | 0 | 0
F6_Industrial_Agriculture_Existing_Process_Natural Gas_Gas Boiler - Insulate Steam Lines/Condensate Tank_A_Achievable Technical Potential | F6 | Industrial | Agriculture | Existing | Process | Natural Gas | Gas Boiler - Insulate Steam Lines/Condensate Tank | A | Incremental Winter Peak Savings (MW) | Achievable Technical Potential | 0 | 0 | 0 | 0 | 0 | 0 | 0 | 0 | 0 | 0 | 0 | 0 | 0 | 0 | 0 | 0 | 0 | 0 | 0 | 0 | 0 | 0 | 0
F7_Industrial_Agriculture_Existing_Process_Natural Gas_Gas Boiler - Insulate Steam Lines/Condensate Tank_A_Achievable Technical Potential | F7 | Industrial | Agriculture | Existing | Process | Natural Gas | Gas Boiler - Insulate Steam Lines/Condensate Tank | A | Cumulative Energy Savings (MWh or mTherms) | Achievable Technical Potential | 0 | 0 | 0.59688 | 1.1821 | 1.756 | 2.3185 | 2.8697 | 3.4098 | 3.9389 | 4.4571 | 4.965 | 5.4628 | 5.951 | 6.4301 | 6.9001 | 7.3612 | 7.8134 | 8.2568 | 8.6913 | 9.1171 | 9.5343 | 9.9431 | 0
F8_Industrial_Agriculture_Existing_Process_Natural Gas_Gas Boiler - Insulate Steam Lines/Condensate Tank_A_Achievable Technical Potential | F8 | Industrial | Agriculture | Existing | Process | Natural Gas | Gas Boiler - Insulate Steam Lines/Condensate Tank | A | Cumulative Summer Peak Savings (MW) | Achievable Technical Potential | 0 | 0 | 0 | 0 | 0 | 0 | 0 | 0 | 0 | 0 | 0 | 0 | 0 | 0 | 0 | 0 | 0 | 0 | 0 | 0 | 0 | 0 | 0
F9_Industrial_Agriculture_Existing_Process_Natural Gas_Gas Boiler - Insulate Steam Lines/Condensate Tank_A_Achievable Technical Potential | F9 | Industrial | Agriculture | Existing | Process | Natural Gas | Gas Boiler - Insulate Steam Lines/Condensate Tank | A | Cumulative Winter Peak Savings (MW) | Achievable Technical Potential | 0 | 0 | 0 | 0 | 0 | 0 | 0 | 0 | 0 | 0 | 0 | 0 | 0 | 0 | 0 | 0 | 0 | 0 | 0 | 0 | 0 | 0 | 0
F10_Industrial_Agriculture_Existing_Process_Natural Gas_Gas Boiler - Insulate Steam Lines/Condensate Tank_A_Achievable Technical Potential | F10 | Industrial | Agriculture | Existing | Process | Natural Gas | Gas Boiler - Insulate Steam Lines/Condensate Tank | A | Purchases (Incremental) | Achievable Technical Potential | 0 | 0 | 35.4628 | 34.8514 | 34.2505 | 33.66 | 33.0796 | 32.5093 | 31.9488 | 31.3979 | 30.8566 | 30.3246 | 29.8017 | 29.2879 | 28.7829 | 28.2867 | 27.799 | 27.3197 | 26.8487 | 26.3858 | 25.9308 | 25.4837 | 0
F11_Industrial_Agriculture_Existing_Process_Natural Gas_Gas Boiler - Insulate Steam Lines/Condensate Tank_A_Achievable Technical Potential | F11 | Industrial | Agriculture | Existing | Process | Natural Gas | Gas Boiler - Insulate Steam Lines/Condensate Tank | A | Purchases (Cumulative) | Achievable Technical Potential | 0 | 0 | 35.4628 | 70.3142 | 104.5646 | 138.2246 | 171.3042 | 203.8135 | 235.7622 | 267.1602 | 298.0168 | 328.3413 | 358.1431 | 387.431 | 416.2139 | 444.5006 | 472.2996 | 499.6193 | 526.468 | 552.8537 | 578.7846 | 604.2683 | 0
F1_Industrial_Agriculture_Existing_Space Heating_Natural Gas_Gas Boiler - Insulate Hot Water Lines_A_Achievable Technical Potential | F1 | Industrial | Agriculture | Existing | Space Heating | Natural Gas | Gas Boiler - Insulate Hot Water Lines | A | Integrated Unit Energy Savings (kWh or therms) | Achievable Technical Potential | 0 | 0 | 14.2782 | 14.2268 | 14.1733 | 14.1172 | 14.0576 | 13.9937 | 13.9251 | 13.8514 | 13.7731 | 13.6905 | 13.6043 | 13.5146 | 13.4215 | 13.3254 | 13.2269 | 13.1333 | 13.0455 | 12.9636 | 12.8877 | 12.8178 | 0
F2_Industrial_Agriculture_Existing_Space Heating_Natural Gas_Gas Boiler - Insulate Hot Water Lines_A_Achievable Technical Potential | F2 | Industrial | Agriculture | Existing | Space Heating | Natural Gas | Gas Boiler - Insulate Hot Water Lines | A | Integrated Unit Summer Peak Savings (kW) | Achievable Technical Potential | 0 | 0 | 0 | 0 | 0 | 0 | 0 | 0 | 0 | 0 | 0 | 0 | 0 | 0 | 0 | 0 | 0 | 0 | 0 | 0 | 0 | 0 | 0
F3_Industrial_Agriculture_Existing_Space Heating_Natural Gas_Gas Boiler - Insulate Hot Water Lines_A_Achievable Technical Potential | F3 | Industrial | Agriculture | Existing | Space Heating | Natural Gas | Gas Boiler - Insulate Hot Water Lines | A | Integrated Unit Winter Peak Savings (kW) | Achievable Technical Potential | 0 | 0 | 0 | 0 | 0 | 0 | 0 | 0 | 0 | 0 | 0 | 0 | 0 | 0 | 0 | 0 | 0 | 0 | 0 | 0 | 0 | 0 | 0
F4_Industrial_Agriculture_Existing_Space Heating_Natural Gas_Gas Boiler - Insulate Hot Water Lines_A_Achievable Technical Potential | F4 | Industrial | Agriculture | Existing | Space Heating | Natural Gas | Gas Boiler - Insulate Hot Water Lines | A | Incremental Energy Savings (MWh or mTherms) | Achievable Technical Potential | 0 | 0 | 0.12242 | 0.11988 | 0.11737 | 0.11489 | 0.11243 | 0.10999 | 0.10757 | 0.10515 | 0.10275 | 0.10038 | 0.098026 | 0.0957 | 0.093402 | 0.091135 | 0.088901 | 0.086751 | 0.084685 | 0.082702 | 0.0808 | 0.078977 | 0
F5_Industrial_Agriculture_Existing_Space Heating_Natural Gas_Gas Boiler - Insulate Hot Water Lines_A_Achievable Technical Potential | F5 | Industrial | Agriculture | Existing | Space Heating | Natural Gas | Gas Boiler - Insulate Hot Water Lines | A | Incremental Summer Peak Savings (MW) | Achievable Technical Potential | 0 | 0 | 0 | 0 | 0 | 0 | 0 | 0 | 0 | 0 | 0 | 0 | 0 | 0 | 0 | 0 | 0 | 0 | 0 | 0 | 0 | 0 | 0
F6_Industrial_Agriculture_Existing_Space Heating_Natural Gas_Gas Boiler - Insulate Hot Water Lines_A_Achievable Technical Potential | F6 | Industrial | Agriculture | Existing | Space Heating | Natural Gas | Gas Boiler - Insulate Hot Water Lines | A | Incremental Winter Peak Savings (MW) | Achievable Technical Potential | 0 | 0 | 0 | 0 | 0 | 0 | 0 | 0 | 0 | 0 | 0 | 0 | 0 | 0 | 0 | 0 | 0 | 0 | 0 | 0 | 0 | 0 | 0
F7_Industrial_Agriculture_Existing_Space Heating_Natural Gas_Gas Boiler - Insulate Hot Water Lines_A_Achievable Technical Potential | F7 | Industrial | Agriculture | Existing | Space Heating | Natural Gas | Gas Boiler - Insulate Hot Water Lines | A | Cumulative Energy Savings (MWh or mTherms) | Achievable Technical Potential | 0 | 0 | 0.12242 | 0.24186 | 0.35833 | 0.4718 | 0.58224 | 0.68958 | 0.79377 | 0.89472 | 0.99241 | 1.0868 | 1.178 | 1.266 | 1.3506 | 1.4321 | 1.5104 | 1.5865 | 1.6606 | 1.7328 | 1.8035 | 1.8727 | 0
F8_Industrial_Agriculture_Existing_Space Heating_Natural Gas_Gas Boiler - Insulate Hot Water Lines_A_Achievable Technical Potential | F8 | Industrial | Agriculture | Existing | Space Heating | Natural Gas | Gas Boiler - Insulate Hot Water Lines | A | Cumulative Summer Peak Savings (MW) | Achievable Technical Potential | 0 | 0 | 0 | 0 | 0 | 0 | 0 | 0 | 0 | 0 | 0 | 0 | 0 | 0 | 0 | 0 | 0 | 0 | 0 | 0 | 0 | 0 | 0
F9_Industrial_Agriculture_Existing_Space Heating_Natural Gas_Gas Boiler - Insulate Hot Water Lines_A_Achievable Technical Potential | F9 | Industrial | Agriculture | Existing | Space Heating | Natural Gas | Gas Boiler - Insulate Hot Water Lines | A | Cumulative Winter Peak Savings (MW) | Achievable Technical Potential | 0 | 0 | 0 | 0 | 0 | 0 | 0 | 0 | 0 | 0 | 0 | 0 | 0 | 0 | 0 | 0 | 0 | 0 | 0 | 0 | 0 | 0 | 0
F10_Industrial_Agriculture_Existing_Space Heating_Natural Gas_Gas Boiler - Insulate Hot Water Lines_A_Achievable Technical Potential | F10 | Industrial | Agriculture | Existing | Space Heating | Natural Gas | Gas Boiler - Insulate Hot Water Lines | A | Purchases (Incremental) | Achievable Technical Potential | 0 | 0 | 8.5742 | 8.4264 | 8.2811 | 8.1383 | 7.998 | 7.8601 | 7.7246 | 7.5914 | 7.4605 | 7.3319 | 7.2055 | 7.0813 | 6.9592 | 6.8392 | 6.7213 | 6.6054 | 6.4915 | 6.3796 | 6.2696 | 6.1615 | 0
F11_Industrial_Agriculture_Existing_Space Heating_Natural Gas_Gas Boiler - Insulate Hot Water Lines_A_Achievable Technical Potential | F11 | Industrial | Agriculture | Existing | Space Heating | Natural Gas | Gas Boiler - Insulate Hot Water Lines | A | Purchases (Cumulative) | Achievable Technical Potential | 0 | 0 | 8.5742 | 17.0006 | 25.2817 | 33.42 | 41.418 | 49.2782 | 57.0028 | 64.5942 | 72.0547 | 79.3866 | 86.5921 | 93.6733 | 100.6325 | 107.4717 | 114.1929 | 120.7983 | 127.2898 | 133.6694 | 139.9389 | 146.1004 | 0
F1_Industrial_Agriculture_Existing_Process_Natural Gas_Gas Boiler - Insulate Hot Water Lines_A_Achievable Technical Potential | F1 | Industrial | Agriculture | Existing | Process | Natural Gas | Gas Boiler - Insulate Hot Water Lines | A | Integrated Unit Energy Savings (kWh or therms) | Achievable Technical Potential | 0 | 0 | 19.0362 | 19.027 | 19.0174 | 19.0073 | 18.9962 | 18.9839 | 18.9707 | 18.9573 | 18.9443 | 18.9325 | 18.9223 | 18.9142 | 18.9078 | 18.9025 | 18.8979 | 18.8935 | 18.8891 | 18.8848 | 18.8804 | 18.8759 | 0
F2_Industrial_Agriculture_Existing_Process_Natural Gas_Gas Boiler - Insulate Hot Water Lines_A_Achievable Technical Potential | F2 | Industrial | Agriculture | Existing | Process | Natural Gas | Gas Boiler - Insulate Hot Water Lines | A | Integrated Unit Summer Peak Savings (kW) | Achievable Technical Potential | 0 | 0 | 0 | 0 | 0 | 0 | 0 | 0 | 0 | 0 | 0 | 0 | 0 | 0 | 0 | 0 | 0 | 0 | 0 | 0 | 0 | 0 | 0
F3_Industrial_Agriculture_Existing_Process_Natural Gas_Gas Boiler - Insulate Hot Water Lines_A_Achievable Technical Potential | F3 | Industrial | Agriculture | Existing | Process | Natural Gas | Gas Boiler - Insulate Hot Water Lines | A | Integrated Unit Winter Peak Savings (kW) | Achievable Technical Potential | 0 | 0 | 0 | 0 | 0 | 0 | 0 | 0 | 0 | 0 | 0 | 0 | 0 | 0 | 0 | 0 | 0 | 0 | 0 | 0 | 0 | 0 | 0
F4_Industrial_Agriculture_Existing_Process_Natural Gas_Gas Boiler - Insulate Hot Water Lines_A_Achievable Technical Potential | F4 | Industrial | Agriculture | Existing | Process | Natural Gas | Gas Boiler - Insulate Hot Water Lines | A | Incremental Energy Savings (MWh or mTherms) | Achievable Technical Potential | 0 | 0 | 1.3502 | 1.3262 | 1.3027 | 1.2796 | 1.2568 | 1.2343 | 1.2122 | 1.1904 | 1.1691 | 1.1482 | 1.1278 | 1.1079 | 1.0884 | 1.0694 | 1.0507 | 1.0323 | 1.0143 | 0.99658 | 0.97917 | 0.96206 | 0
F5_Industrial_Agriculture_Existing_Process_Natural Gas_Gas Boiler - Insulate Hot Water Lines_A_Achievable Technical Potential | F5 | Industrial | Agriculture | Existing | Process | Natural Gas | Gas Boiler - Insulate Hot Water Lines | A | Incremental Summer Peak Savings (MW) | Achievable Technical Potential | 0 | 0 | 0 | 0 | 0 | 0 | 0 | 0 | 0 | 0 | 0 | 0 | 0 | 0 | 0 | 0 | 0 | 0 | 0 | 0 | 0 | 0 | 0
F6_Industrial_Agriculture_Existing_Process_Natural Gas_Gas Boiler - Insulate Hot Water Lines_A_Achievable Technical Potential | F6 | Industrial | Agriculture | Existing | Process | Natural Gas | Gas Boiler - Insulate Hot Water Lines | A | Incremental Winter Peak Savings (MW) | Achievable Technical Potential | 0 | 0 | 0 | 0 | 0 | 0 | 0 | 0 | 0 | 0 | 0 | 0 | 0 | 0 | 0 | 0 | 0 | 0 | 0 | 0 | 0 | 0 | 0
F7_Industrial_Agriculture_Existing_Process_Natural Gas_Gas Boiler - Insulate Hot Water Lines_A_Achievable Technical Potential | F7 | Industrial | Agriculture | Existing | Process | Natural Gas | Gas Boiler - Insulate Hot Water Lines | A | Cumulative Energy Savings (MWh or mTherms) | Achievable Technical Potential | 0 | 0 | 1.3502 | 2.6757 | 3.9771 | 5.2545 | 6.5083 | 7.7384 | 8.9452 | 10.1293 | 11.2914 | 12.4326 | 13.5538 | 14.6559 | 15.7394 | 16.8044 | 17.8509 | 18.8791 | 19.889 | 20.881 | 21.8554 | 22.8123 | 0
F8_Industrial_Agriculture_Existing_Process_Natural Gas_Gas Boiler - Insulate Hot Water Lines_A_Achievable Technical Potential | F8 | Industrial | Agriculture | Existing | Process | Natural Gas | Gas Boiler - Insulate Hot Water Lines | A | Cumulative Summer Peak Savings (MW) | Achievable Technical Potential | 0 | 0 | 0 | 0 | 0 | 0 | 0 | 0 | 0 | 0 | 0 | 0 | 0 | 0 | 0 | 0 | 0 | 0 | 0 | 0 | 0 | 0 | 0
F9_Industrial_Agriculture_Existing_Process_Natural Gas_Gas Boiler - Insulate Hot Water Lines_A_Achievable Technical Potential | F9 | Industrial | Agriculture | Existing | Process | Natural Gas | Gas Boiler - Insulate Hot Water Lines | A | Cumulative Winter Peak Savings (MW) | Achievable Technical Potential | 0 | 0 | 0 | 0 | 0 | 0 | 0 | 0 | 0 | 0 | 0 | 0 | 0 | 0 | 0 | 0 | 0 | 0 | 0 | 0 | 0 | 0 | 0
F10_Industrial_Agriculture_Existing_Process_Natural Gas_Gas Boiler - Insulate Hot Water Lines_A_Achievable Technical Potential | F10 | Industrial | Agriculture | Existing | Process | Natural Gas | Gas Boiler - Insulate Hot Water Lines | A | Purchases (Incremental) | Achievable Technical Potential | 0 | 0 | 70.9256 | 69.7027 | 68.501 | 67.3199 | 66.1592 | 65.0185 | 63.8975 | 62.7959 | 61.7132 | 60.6491 | 59.6035 | 58.5758 | 57.5659 | 56.5734 | 55.598 | 54.6394 | 53.6973 | 52.7715 | 51.8617 | 50.9675 | 0
F11_Industrial_Agriculture_Existing_Process_Natural Gas_Gas Boiler - Insulate Hot Water Lines_A_Achievable Technical Potential | F11 | Industrial | Agriculture | Existing | Process | Natural Gas | Gas Boiler - Insulate Hot Water Lines | A | Purchases (Cumulative) | Achievable Technical Potential | 0 | 0 | 70.9256 | 140.6283 | 209.1293 | 276.4492 | 342.6084 | 407.6269 | 471.5245 | 534.3203 | 596.0335 | 656.6826 | 716.2861 | 774.8619 | 832.4278 | 889.0012 | 944.5992 | 999.2386 | 1052.9359 | 1105.7074 | 1157.5691 | 1208.5366 | 0
F1_Industrial_Agriculture_Existing_Process_Natural Gas_Process - Insulate Heated Process Fluids_A_Achievable Technical Potential | F1 | Industrial | Agriculture | Existing | Process | Natural Gas | Process - Insulate Heated Process Fluids | A | Integrated Unit Energy Savings (kWh or therms) | Achievable Technical Potential | 0 | 0 | 13.5903 | 13.5713 | 13.552 | 13.532 | 13.5112 | 13.4893 | 13.4665 | 13.4433 | 13.4203 | 13.3979 | 13.3764 | 13.3561 | 13.3368 | 13.3181 | 13.2995 | 13.2809 | 13.262 | 13.2429 | 13.2235 | 13.2038 | 0
F2_Industrial_Agriculture_Existing_Process_Natural Gas_Process - Insulate Heated Process Fluids_A_Achievable Technical Potential | F2 | Industrial | Agriculture | Existing | Process | Natural Gas | Process - Insulate Heated Process Fluids | A | Integrated Unit Summer Peak Savings (kW) | Achievable Technical Potential | 0 | 0 | 0 | 0 | 0 | 0 | 0 | 0 | 0 | 0 | 0 | 0 | 0 | 0 | 0 | 0 | 0 | 0 | 0 | 0 | 0 | 0 | 0
F3_Industrial_Agriculture_Existing_Process_Natural Gas_Process - Insulate Heated Process Fluids_A_Achievable Technical Potential | F3 | Industrial | Agriculture | Existing | Process | Natural Gas | Process - Insulate Heated Process Fluids | A | Integrated Unit Winter Peak Savings (kW) | Achievable Technical Potential | 0 | 0 | 0 | 0 | 0 | 0 | 0 | 0 | 0 | 0 | 0 | 0 | 0 | 0 | 0 | 0 | 0 | 0 | 0 | 0 | 0 | 0 | 0
F4_Industrial_Agriculture_Existing_Process_Natural Gas_Process - Insulate Heated Process Fluids_A_Achievable Technical Potential | F4 | Industrial | Agriculture | Existing | Process | Natural Gas | Process - Insulate Heated Process Fluids | A | Incremental Energy Savings (MWh or mTherms) | Achievable Technical Potential | 0 | 0 | 1.0543 | 1.0346 | 1.0154 | 0.99638 | 0.97769 | 0.86335 | 0.67762 | 0.53184 | 0.41742 | 0.32763 | 0.25717 | 0.20188 | 0.15849 | 0.12443 | 0.097693 | 0.076699 | 0.0005134 | 0.00017994 | 6.0196e-05 | 1.9262e-05 | 0
F5_Industrial_Agriculture_Existing_Process_Natural Gas_Process - Insulate Heated Process Fluids_A_Achievable Technical Potential | F5 | Industrial | Agriculture | Existing | Process | Natural Gas | Process - Insulate Heated Process Fluids | A | Incremental Summer Peak Savings (MW) | Achievable Technical Potential | 0 | 0 | 0 | 0 | 0 | 0 | 0 | 0 | 0 | 0 | 0 | 0 | 0 | 0 | 0 | 0 | 0 | 0 | 0 | 0 | 0 | 0 | 0
F6_Industrial_Agriculture_Existing_Process_Natural Gas_Process - Insulate Heated Process Fluids_A_Achievable Technical Potential | F6 | Industrial | Agriculture | Existing | Process | Natural Gas | Process - Insulate Heated Process Fluids | A | Incremental Winter Peak Savings (MW) | Achievable Technical Potential | 0 | 0 | 0 | 0 | 0 | 0 | 0 | 0 | 0 | 0 | 0 | 0 | 0 | 0 | 0 | 0 | 0 | 0 | 0 | 0 | 0 | 0 | 0
F7_Industrial_Agriculture_Existing_Process_Natural Gas_Process - Insulate Heated Process Fluids_A_Achievable Technical Potential | F7 | Industrial | Agriculture | Existing | Process | Natural Gas | Process - Insulate Heated Process Fluids | A | Cumulative Energy Savings (MWh or mTherms) | Achievable Technical Potential | 0 | 0 | 1.0543 | 2.0874 | 3.0998 | 4.0916 | 5.063 | 5.9181 | 6.5858 | 7.1063 | 7.5115 | 7.8266 | 8.0712 | 8.2609 | 8.4074 | 8.52 | 8.6058 | 8.6705 | 8.6587 | 8.6464 | 8.6338 | 8.6209 | 0
F8_Industrial_Agriculture_Existing_Process_Natural Gas_Process - Insulate Heated Process Fluids_A_Achievable Technical Potential | F8 | Industrial | Agriculture | Existing | Process | Natural Gas | Process - Insulate Heated Process Fluids | A | Cumulative Summer Peak Savings (MW) | Achievable Technical Potential | 0 | 0 | 0 | 0 | 0 | 0 | 0 | 0 | 0 | 0 | 0 | 0 | 0 | 0 | 0 | 0 | 0 | 0 | 0 | 0 | 0 | 0 | 0
F9_Industrial_Agriculture_Existing_Process_Natural Gas_Process - Insulate Heated Process Fluids_A_Achievable Technical Potential | F9 | Industrial | Agriculture | Existing | Process | Natural Gas | Process - Insulate Heated Process Fluids | A | Cumulative Winter Peak Savings (MW) | Achievable Technical Potential | 0 | 0 | 0 | 0 | 0 | 0 | 0 | 0 | 0 | 0 | 0 | 0 | 0 | 0 | 0 | 0 | 0 | 0 | 0 | 0 | 0 | 0 | 0
F10_Industrial_Agriculture_Existing_Process_Natural Gas_Process - Insulate Heated Process Fluids_A_Achievable Technical Potential | F10 | Industrial | Agriculture | Existing | Process | Natural Gas | Process - Insulate Heated Process Fluids | A | Purchases (Incremental) | Achievable Technical Potential | 0 | 0 | 77.5746 | 76.2371 | 74.9226 | 73.6309 | 72.3614 | 64.0024 | 50.3191 | 39.5612 | 31.1033 | 24.4536 | 19.2256 | 15.1153 | 11.8838 | 9.3431 | 7.3456 | 5.7752 | 0.038712 | 0.013587 | 0.0045522 | 0.0014588 | 0
F11_Industrial_Agriculture_Existing_Process_Natural Gas_Process - Insulate Heated Process Fluids_A_Achievable Technical Potential | F11 | Industrial | Agriculture | Existing | Process | Natural Gas | Process - Insulate Heated Process Fluids | A | Purchases (Cumulative) | Achievable Technical Potential | 0 | 0 | 77.5746 | 153.8117 | 228.7343 | 302.3652 | 374.7266 | 438.7289 | 489.0481 | 528.6093 | 559.7126 | 584.1663 | 603.3919 | 618.5072 | 630.391 | 639.7341 | 647.0797 | 652.8549 | 652.8936 | 652.9072 | 652.9117 | 652.9132 | 0
F1_Industrial_Agriculture_Existing_Process_Natural Gas_Process Heat Recovery_A_Achievable Technical Potential | F1 | Industrial | Agriculture | Existing | Process | Natural Gas | Process Heat Recovery | A | Integrated Unit Energy Savings (kWh or therms) | Achievable Technical Potential | 0 | 0 | 0.13582 | 0.13533 | 0.13483 | 0.13432 | 0.13379 | 0.13325 | 0.13272 | 0.1322 | 0.1317 | 0.13121 | 0.13075 | 0.1303 | 0.12988 | 0.12947 | 0.12908 | 0.12869 | 0.12831 | 0.12793 | 0.12755 | 0.12717 | 0
F2_Industrial_Agriculture_Existing_Process_Natural Gas_Process Heat Recovery_A_Achievable Technical Potential | F2 | Industrial | Agriculture | Existing | Process | Natural Gas | Process Heat Recovery | A | Integrated Unit Summer Peak Savings (kW) | Achievable Technical Potential | 0 | 0 | 0 | 0 | 0 | 0 | 0 | 0 | 0 | 0 | 0 | 0 | 0 | 0 | 0 | 0 | 0 | 0 | 0 | 0 | 0 | 0 | 0
F3_Industrial_Agriculture_Existing_Process_Natural Gas_Process Heat Recovery_A_Achievable Technical Potential | F3 | Industrial | Agriculture | Existing | Process | Natural Gas | Process Heat Recovery | A | Integrated Unit Winter Peak Savings (kW) | Achievable Technical Potential | 0 | 0 | 0 | 0 | 0 | 0 | 0 | 0 | 0 | 0 | 0 | 0 | 0 | 0 | 0 | 0 | 0 | 0 | 0 | 0 | 0 | 0 | 0
F4_Industrial_Agriculture_Existing_Process_Natural Gas_Process Heat Recovery_A_Achievable Technical Potential | F4 | Industrial | Agriculture | Existing | Process | Natural Gas | Process Heat Recovery | A | Incremental Energy Savings (MWh or mTherms) | Achievable Technical Potential | 0 | 0 | 0.37929 | 0.37142 | 0.36368 | 0.35605 | 0.34852 | 0.30702 | 0.24042 | 0.18828 | 0.14747 | 0.11551 | 0.090492 | 0.070904 | 0.055565 | 0.043548 | 0.034133 | 0.026754 | 0.00017882 | 6.2578e-05 | 2.0903e-05 | 6.6786e-06 | 0
F5_Industrial_Agriculture_Existing_Process_Natural Gas_Process Heat Recovery_A_Achievable Technical Potential | F5 | Industrial | Agriculture | Existing | Process | Natural Gas | Process Heat Recovery | A | Incremental Summer Peak Savings (MW) | Achievable Technical Potential | 0 | 0 | 0 | 0 | 0 | 0 | 0 | 0 | 0 | 0 | 0 | 0 | 0 | 0 | 0 | 0 | 0 | 0 | 0 | 0 | 0 | 0 | 0
F6_Industrial_Agriculture_Existing_Process_Natural Gas_Process Heat Recovery_A_Achievable Technical Potential | F6 | Industrial | Agriculture | Existing | Process | Natural Gas | Process Heat Recovery | A | Incremental Winter Peak Savings (MW) | Achievable Technical Potential | 0 | 0 | 0 | 0 | 0 | 0 | 0 | 0 | 0 | 0 | 0 | 0 | 0 | 0 | 0 | 0 | 0 | 0 | 0 | 0 | 0 | 0 | 0
F7_Industrial_Agriculture_Existing_Process_Natural Gas_Process Heat Recovery_A_Achievable Technical Potential | F7 | Industrial | Agriculture | Existing | Process | Natural Gas | Process Heat Recovery | A | Cumulative Energy Savings (MWh or mTherms) | Achievable Technical Potential | 0 | 0 | 0.37929 | 0.74936 | 1.1103 | 1.4621 | 1.8048 | 2.1046 | 2.3367 | 2.5158 | 2.6537 | 2.7594 | 2.8401 | 2.9013 | 2.9475 | 2.9818 | 3.0068 | 3.0245 | 3.0158 | 3.007 | 2.9981 | 2.9891 | 0
F8_Industrial_Agriculture_Existing_Process_Natural Gas_Process Heat Recovery_A_Achievable Technical Potential | F8 | Industrial | Agriculture | Existing | Process | Natural Gas | Process Heat Recovery | A | Cumulative Summer Peak Savings (MW) | Achievable Technical Potential | 0 | 0 | 0 | 0 | 0 | 0 | 0 | 0 | 0 | 0 | 0 | 0 | 0 | 0 | 0 | 0 | 0 | 0 | 0 | 0 | 0 | 0 | 0
F9_Industrial_Agriculture_Existing_Process_Natural Gas_Process Heat Recovery_A_Achievable Technical Potential | F9 | Industrial | Agriculture | Existing | Process | Natural Gas | Process Heat Recovery | A | Cumulative Winter Peak Savings (MW) | Achievable Technical Potential | 0 | 0 | 0 | 0 | 0 | 0 | 0 | 0 | 0 | 0 | 0 | 0 | 0 | 0 | 0 | 0 | 0 | 0 | 0 | 0 | 0 | 0 | 0
F10_Industrial_Agriculture_Existing_Process_Natural Gas_Process Heat Recovery_A_Achievable Technical Potential | F10 | Industrial | Agriculture | Existing | Process | Natural Gas | Process Heat Recovery | A | Purchases (Incremental) | Achievable Technical Potential | 0 | 0 | 2792.6846 | 2744.5348 | 2697.2153 | 2650.7116 | 2605.0096 | 2304.0861 | 1811.4884 | 1424.2047 | 1119.7195 | 880.3312 | 692.1225 | 544.1515 | 427.8156 | 336.3516 | 264.4419 | 207.9061 | 1.3936 | 0.48914 | 0.16388 | 0.052517 | 0
F11_Industrial_Agriculture_Existing_Process_Natural Gas_Process Heat Recovery_A_Achievable Technical Potential | F11 | Industrial | Agriculture | Existing | Process | Natural Gas | Process Heat Recovery | A | Purchases (Cumulative) | Achievable Technical Potential | 0 | 0 | 2792.6846 | 5537.2194 | 8234.4347 | 10885.1463 | 13490.1559 | 15794.242 | 17605.7304 | 19029.9351 | 20149.6546 | 21029.9859 | 21722.1083 | 22266.2598 | 22694.0754 | 23030.427 | 23294.869 | 23502.7751 | 23504.1687 | 23504.6578 | 23504.8217 | 23504.8742 | 0
F1_Industrial_Agriculture_Existing_Space Heating_Natural Gas_Building Automation System_A_Achievable Technical Potential | F1 | Industrial | Agriculture | Existing | Space Heating | Natural Gas | Building Automation System | A | Integrated Unit Energy Savings (kWh or therms) | Achievable Technical Potential | 0 | 0 | 0.015608 | 0.015552 | 0.015493 | 0.015431 | 0.015365 | 0.015293 | 0.015217 | 0.015135 | 0.015049 | 0.014958 | 0.014864 | 0.014765 | 0.014664 | 0.014559 | 0.014451 | 0.014348 | 0.014252 | 0.014161 | 0.014076 | 0.013998 | 0
F2_Industrial_Agriculture_Existing_Space Heating_Natural Gas_Building Automation System_A_Achievable Technical Potential | F2 | Industrial | Agriculture | Existing | Space Heating | Natural Gas | Building Automation System | A | Integrated Unit Summer Peak Savings (kW) | Achievable Technical Potential | 0 | 0 | 0 | 0 | 0 | 0 | 0 | 0 | 0 | 0 | 0 | 0 | 0 | 0 | 0 | 0 | 0 | 0 | 0 | 0 | 0 | 0 | 0
F3_Industrial_Agriculture_Existing_Space Heating_Natural Gas_Building Automation System_A_Achievable Technical Potential | F3 | Industrial | Agriculture | Existing | Space Heating | Natural Gas | Building Automation System | A | Integrated Unit Winter Peak Savings (kW) | Achievable Technical Potential | 0 | 0 | 0 | 0 | 0 | 0 | 0 | 0 | 0 | 0 | 0 | 0 | 0 | 0 | 0 | 0 | 0 | 0 | 0 | 0 | 0 | 0 | 0
F4_Industrial_Agriculture_Existing_Space Heating_Natural Gas_Building Automation System_A_Achievable Technical Potential | F4 | Industrial | Agriculture | Existing | Space Heating | Natural Gas | Building Automation System | A | Incremental Energy Savings (MWh or mTherms) | Achievable Technical Potential | 0 | 0 | 0.13813 | 0.27039 | 0.47002 | 0.74834 | 1.1115 | 1.5572 | 2.0713 | 2.6247 | 3.172 | 3.6539 | 4.0034 | 4.1578 | 4.0749 | 3.748 | 3.2145 | 2.594 | 1.9363 | 1.309 | 0.81699 | 0.52072 | 0
F5_Industrial_Agriculture_Existing_Space Heating_Natural Gas_Building Automation System_A_Achievable Technical Potential | F5 | Industrial | Agriculture | Existing | Space Heating | Natural Gas | Building Automation System | A | Incremental Summer Peak Savings (MW) | Achievable Technical Potential | 0 | 0 | 0 | 0 | 0 | 0 | 0 | 0 | 0 | 0 | 0 | 0 | 0 | 0 | 0 | 0 | 0 | 0 | 0 | 0 | 0 | 0 | 0
F6_Industrial_Agriculture_Existing_Space Heating_Natural Gas_Building Automation System_A_Achievable Technical Potential | F6 | Industrial | Agriculture | Existing | Space Heating | Natural Gas | Building Automation System | A | Incremental Winter Peak Savings (MW) | Achievable Technical Potential | 0 | 0 | 0 | 0 | 0 | 0 | 0 | 0 | 0 | 0 | 0 | 0 | 0 | 0 | 0 | 0 | 0 | 0 | 0 | 0 | 0 | 0 | 0
F7_Industrial_Agriculture_Existing_Space Heating_Natural Gas_Building Automation System_A_Achievable Technical Potential | F7 | Industrial | Agriculture | Existing | Space Heating | Natural Gas | Building Automation System | A | Cumulative Energy Savings (MWh or mTherms) | Achievable Technical Potential | 0 | 0 | 0.13813 | 0.40802 | 0.8765 | 1.6213 | 2.7258 | 4.2704 | 6.3203 | 8.911 | 12.0321 | 15.6135 | 19.5183 | 23.5472 | 27.4599 | 31.0113 | 33.9961 | 36.3485 | 38.0399 | 39.1071 | 39.6905 | 39.99 | 0
F8_Industrial_Agriculture_Existing_Space Heating_Natural Gas_Building Automation System_A_Achievable Technical Potential | F8 | Industrial | Agriculture | Existing | Space Heating | Natural Gas | Building Automation System | A | Cumulative Summer Peak Savings (MW) | Achievable Technical Potential | 0 | 0 | 0 | 0 | 0 | 0 | 0 | 0 | 0 | 0 | 0 | 0 | 0 | 0 | 0 | 0 | 0 | 0 | 0 | 0 | 0 | 0 | 0
F9_Industrial_Agriculture_Existing_Space Heating_Natural Gas_Building Automation System_A_Achievable Technical Potential | F9 | Industrial | Agriculture | Existing | Space Heating | Natural Gas | Building Automation System | A | Cumulative Winter Peak Savings (MW) | Achievable Technical Potential | 0 | 0 | 0 | 0 | 0 | 0 | 0 | 0 | 0 | 0 | 0 | 0 | 0 | 0 | 0 | 0 | 0 | 0 | 0 | 0 | 0 | 0 | 0
F10_Industrial_Agriculture_Existing_Space Heating_Natural Gas_Building Automation System_A_Achievable Technical Potential | F10 | Industrial | Agriculture | Existing | Space Heating | Natural Gas | Building Automation System | A | Purchases (Incremental) | Achievable Technical Potential | 0 | 0 | 8849.9784 | 17385.5173 | 30336.553 | 48495.7587 | 72340.6539 | 101820.9416 | 136116.4352 | 173413.7159 | 210784.8984 | 244279.856 | 269340.8452 | 281587.8113 | 277888.1721 | 257439.9763 | 222444.7773 | 180787.6597 | 135865.7767 | 92439.1823 | 58040.1188 | 37199.6263 | 0
F11_Industrial_Agriculture_Existing_Space Heating_Natural Gas_Building Automation System_A_Achievable Technical Potential | F11 | Industrial | Agriculture | Existing | Space Heating | Natural Gas | Building Automation System | A | Purchases (Cumulative) | Achievable Technical Potential | 0 | 0 | 8849.9784 | 26235.4957 | 56572.0487 | 105067.8074 | 177408.4613 | 279229.4029 | 415345.8381 | 588759.554 | 799544.4525 | 1043824.3084 | 1313165.1537 | 1594752.965 | 1872641.1371 | 2130081.1134 | 2352525.8907 | 2533313.5504 | 2669179.3271 | 2761618.5094 | 2819658.6282 | 2856858.2545 | 0
F1_Industrial_Agriculture_Existing_Space Heating_Natural Gas_Steam System Efficiency Improvements_A_Achievable Technical Potential | F1 | Industrial | Agriculture | Existing | Space Heating | Natural Gas | Steam System Efficiency Improvements | A | Integrated Unit Energy Savings (kWh or therms) | Achievable Technical Potential | 0 | 0 | 0.13866 | 0.137 | 0.13478 | 0.13192 | 0.12844 | 0.12445 | 0.12016 | 0.11576 | 0.11148 | 0.10746 | 0.1038 | 0.10054 | 0.097643 | 0.095088 | 0.092826 | 0.09085 | 0.089113 | 0.087554 | 0.086215 | 0.084954 | 0
F2_Industrial_Agriculture_Existing_Space Heating_Natural Gas_Steam System Efficiency Improvements_A_Achievable Technical Potential | F2 | Industrial | Agriculture | Existing | Space Heating | Natural Gas | Steam System Efficiency Improvements | A | Integrated Unit Summer Peak Savings (kW) | Achievable Technical Potential | 0 | 0 | 0 | 0 | 0 | 0 | 0 | 0 | 0 | 0 | 0 | 0 | 0 | 0 | 0 | 0 | 0 | 0 | 0 | 0 | 0 | 0 | 0
F3_Industrial_Agriculture_Existing_Space Heating_Natural Gas_Steam System Efficiency Improvements_A_Achievable Technical Potential | F3 | Industrial | Agriculture | Existing | Space Heating | Natural Gas | Steam System Efficiency Improvements | A | Integrated Unit Winter Peak Savings (kW) | Achievable Technical Potential | 0 | 0 | 0 | 0 | 0 | 0 | 0 | 0 | 0 | 0 | 0 | 0 | 0 | 0 | 0 | 0 | 0 | 0 | 0 | 0 | 0 | 0 | 0
F4_Industrial_Agriculture_Existing_Space Heating_Natural Gas_Steam System Efficiency Improvements_A_Achievable Technical Potential | F4 | Industrial | Agriculture | Existing | Space Heating | Natural Gas | Steam System Efficiency Improvements | A | Incremental Energy Savings (MWh or mTherms) | Achievable Technical Potential | 0 | 0 | 0.0086969 | 0.01688 | 0.028977 | 0.04534 | 0.065849 | 0.089808 | 0.11591 | 0.14227 | 0.16653 | 0.18604 | 0.19815 | 0.20063 | 0.1923 | 0.17349 | 0.14634 | 0.1164 | 0.085807 | 0.057359 | 0.035464 | 0.022397 | 0
F5_Industrial_Agriculture_Existing_Space Heating_Natural Gas_Steam System Efficiency Improvements_A_Achievable Technical Potential | F5 | Industrial | Agriculture | Existing | Space Heating | Natural Gas | Steam System Efficiency Improvements | A | Incremental Summer Peak Savings (MW) | Achievable Technical Potential | 0 | 0 | 0 | 0 | 0 | 0 | 0 | 0 | 0 | 0 | 0 | 0 | 0 | 0 | 0 | 0 | 0 | 0 | 0 | 0 | 0 | 0 | 0
F6_Industrial_Agriculture_Existing_Space Heating_Natural Gas_Steam System Efficiency Improvements_A_Achievable Technical Potential | F6 | Industrial | Agriculture | Existing | Space Heating | Natural Gas | Steam System Efficiency Improvements | A | Incremental Winter Peak Savings (MW) | Achievable Technical Potential | 0 | 0 | 0 | 0 | 0 | 0 | 0 | 0 | 0 | 0 | 0 | 0 | 0 | 0 | 0 | 0 | 0 | 0 | 0 | 0 | 0 | 0 | 0
F7_Industrial_Agriculture_Existing_Space Heating_Natural Gas_Steam System Efficiency Improvements_A_Achievable Technical Potential | F7 | Industrial | Agriculture | Existing | Space Heating | Natural Gas | Steam System Efficiency Improvements | A | Cumulative Energy Savings (MWh or mTherms) | Achievable Technical Potential | 0 | 0 | 0.0086969 | 0.025473 | 0.054037 | 0.09823 | 0.16149 | 0.24629 | 0.35369 | 0.48302 | 0.63168 | 0.79497 | 0.96606 | 1.1363 | 1.2959 | 1.4355 | 1.5477 | 1.6311 | 1.6857 | 1.7136 | 1.7229 | 1.7201 | 0
F8_Industrial_Agriculture_Existing_Space Heating_Natural Gas_Steam System Efficiency Improvements_A_Achievable Technical Potential | F8 | Industrial | Agriculture | Existing | Space Heating | Natural Gas | Steam System Efficiency Improvements | A | Cumulative Summer Peak Savings (MW) | Achievable Technical Potential | 0 | 0 | 0 | 0 | 0 | 0 | 0 | 0 | 0 | 0 | 0 | 0 | 0 | 0 | 0 | 0 | 0 | 0 | 0 | 0 | 0 | 0 | 0
F9_Industrial_Agriculture_Existing_Space Heating_Natural Gas_Steam System Efficiency Improvements_A_Achievable Technical Potential | F9 | Industrial | Agriculture | Existing | Space Heating | Natural Gas | Steam System Efficiency Improvements | A | Cumulative Winter Peak Savings (MW) | Achievable Technical Potential | 0 | 0 | 0 | 0 | 0 | 0 | 0 | 0 | 0 | 0 | 0 | 0 | 0 | 0 | 0 | 0 | 0 | 0 | 0 | 0 | 0 | 0 | 0
F10_Industrial_Agriculture_Existing_Space Heating_Natural Gas_Steam System Efficiency Improvements_A_Achievable Technical Potential | F10 | Industrial | Agriculture | Existing | Space Heating | Natural Gas | Steam System Efficiency Improvements | A | Purchases (Incremental) | Achievable Technical Potential | 0 | 0 | 62.7209 | 123.2133 | 214.9989 | 343.6954 | 512.6871 | 721.6175 | 964.6738 | 1229.0042 | 1493.8584 | 1731.2412 | 1908.8515 | 1995.6473 | 1969.4275 | 1824.5086 | 1576.4933 | 1281.2643 | 962.8974 | 655.1278 | 411.3374 | 263.6383 | 0
F11_Industrial_Agriculture_Existing_Space Heating_Natural Gas_Steam System Efficiency Improvements_A_Achievable Technical Potential | F11 | Industrial | Agriculture | Existing | Space Heating | Natural Gas | Steam System Efficiency Improvements | A | Purchases (Cumulative) | Achievable Technical Potential | 0 | 0 | 62.7209 | 185.9342 | 400.933 | 744.6284 | 1257.3155 | 1978.9329 | 2943.6068 | 4172.611 | 5666.4693 | 7397.7106 | 9306.5621 | 11302.2093 | 13271.6368 | 15096.1454 | 16672.6387 | 17953.903 | 18916.8004 | 19571.9282 | 19983.2656 | 20246.9039 | 0
F1_Industrial_Agriculture_Existing_Process_Natural Gas_Steam System Efficiency Improvements_A_Achievable Technical Potential | F1 | Industrial | Agriculture | Existing | Process | Natural Gas | Steam System Efficiency Improvements | A | Integrated Unit Energy Savings (kWh or therms) | Achievable Technical Potential | 0 | 0 | 0.18529 | 0.18463 | 0.18395 | 0.18325 | 0.18253 | 0.1818 | 0.18108 | 0.18038 | 0.17969 | 0.17903 | 0.1784 | 0.17781 | 0.17724 | 0.17669 | 0.17615 | 0.17562 | 0.17512 | 0.17461 | 0.17409 | 0.17357 | 0
F2_Industrial_Agriculture_Existing_Process_Natural Gas_Steam System Efficiency Improvements_A_Achievable Technical Potential | F2 | Industrial | Agriculture | Existing | Process | Natural Gas | Steam System Efficiency Improvements | A | Integrated Unit Summer Peak Savings (kW) | Achievable Technical Potential | 0 | 0 | 0 | 0 | 0 | 0 | 0 | 0 | 0 | 0 | 0 | 0 | 0 | 0 | 0 | 0 | 0 | 0 | 0 | 0 | 0 | 0 | 0
F3_Industrial_Agriculture_Existing_Process_Natural Gas_Steam System Efficiency Improvements_A_Achievable Technical Potential | F3 | Industrial | Agriculture | Existing | Process | Natural Gas | Steam System Efficiency Improvements | A | Integrated Unit Winter Peak Savings (kW) | Achievable Technical Potential | 0 | 0 | 0 | 0 | 0 | 0 | 0 | 0 | 0 | 0 | 0 | 0 | 0 | 0 | 0 | 0 | 0 | 0 | 0 | 0 | 0 | 0 | 0
F4_Industrial_Agriculture_Existing_Process_Natural Gas_Steam System Efficiency Improvements_A_Achievable Technical Potential | F4 | Industrial | Agriculture | Existing | Process | Natural Gas | Steam System Efficiency Improvements | A | Incremental Energy Savings (MWh or mTherms) | Achievable Technical Potential | 0 | 0 | 0.002022 | 0.0039581 | 0.0068813 | 0.010959 | 0.016282 | 0.022825 | 0.030393 | 0.038571 | 0.046705 | 0.053928 | 0.059252 | 0.061738 | 0.060732 | 0.056089 | 0.048318 | 0.039151 | 0.029338 | 0.019903 | 0.012459 | 0.0079617 | 0
F5_Industrial_Agriculture_Existing_Process_Natural Gas_Steam System Efficiency Improvements_A_Achievable Technical Potential | F5 | Industrial | Agriculture | Existing | Process | Natural Gas | Steam System Efficiency Improvements | A | Incremental Summer Peak Savings (MW) | Achievable Technical Potential | 0 | 0 | 0 | 0 | 0 | 0 | 0 | 0 | 0 | 0 | 0 | 0 | 0 | 0 | 0 | 0 | 0 | 0 | 0 | 0 | 0 | 0 | 0
F6_Industrial_Agriculture_Existing_Process_Natural Gas_Steam System Efficiency Improvements_A_Achievable Technical Potential | F6 | Industrial | Agriculture | Existing | Process | Natural Gas | Steam System Efficiency Improvements | A | Incremental Winter Peak Savings (MW) | Achievable Technical Potential | 0 | 0 | 0 | 0 | 0 | 0 | 0 | 0 | 0 | 0 | 0 | 0 | 0 | 0 | 0 | 0 | 0 | 0 | 0 | 0 | 0 | 0 | 0
F7_Industrial_Agriculture_Existing_Process_Natural Gas_Steam System Efficiency Improvements_A_Achievable Technical Potential | F7 | Industrial | Agriculture | Existing | Process | Natural Gas | Steam System Efficiency Improvements | A | Cumulative Energy Savings (MWh or mTherms) | Achievable Technical Potential | 0 | 0 | 0.002022 | 0.0059729 | 0.012832 | 0.023742 | 0.03993 | 0.062596 | 0.092741 | 0.13095 | 0.17716 | 0.23044 | 0.28888 | 0.34965 | 0.40926 | 0.46408 | 0.511 | 0.54862 | 0.57637 | 0.59459 | 0.60529 | 0.61144 | 0
F8_Industrial_Agriculture_Existing_Process_Natural Gas_Steam System Efficiency Improvements_A_Achievable Technical Potential | F8 | Industrial | Agriculture | Existing | Process | Natural Gas | Steam System Efficiency Improvements | A | Cumulative Summer Peak Savings (MW) | Achievable Technical Potential | 0 | 0 | 0 | 0 | 0 | 0 | 0 | 0 | 0 | 0 | 0 | 0 | 0 | 0 | 0 | 0 | 0 | 0 | 0 | 0 | 0 | 0 | 0
F9_Industrial_Agriculture_Existing_Process_Natural Gas_Steam System Efficiency Improvements_A_Achievable Technical Potential | F9 | Industrial | Agriculture | Existing | Process | Natural Gas | Steam System Efficiency Improvements | A | Cumulative Winter Peak Savings (MW) | Achievable Technical Potential | 0 | 0 | 0 | 0 | 0 | 0 | 0 | 0 | 0 | 0 | 0 | 0 | 0 | 0 | 0 | 0 | 0 | 0 | 0 | 0 | 0 | 0 | 0
F10_Industrial_Agriculture_Existing_Process_Natural Gas_Steam System Efficiency Improvements_A_Achievable Technical Potential | F10 | Industrial | Agriculture | Existing | Process | Natural Gas | Steam System Efficiency Improvements | A | Purchases (Incremental) | Achievable Technical Potential | 0 | 0 | 10.9129 | 21.438 | 37.4079 | 59.8 | 89.203 | 125.5551 | 167.8448 | 213.8359 | 259.9182 | 301.2208 | 332.1234 | 347.2251 | 342.6631 | 317.4485 | 274.296 | 222.9287 | 167.5357 | 113.9865 | 71.5691 | 45.8707 | 0
F11_Industrial_Agriculture_Existing_Process_Natural Gas_Steam System Efficiency Improvements_A_Achievable Technical Potential | F11 | Industrial | Agriculture | Existing | Process | Natural Gas | Steam System Efficiency Improvements | A | Purchases (Cumulative) | Achievable Technical Potential | 0 | 0 | 10.9129 | 32.3509 | 69.7588 | 129.5588 | 218.7618 | 344.3169 | 512.1617 | 725.9976 | 985.9159 | 1287.1366 | 1619.26 | 1966.4851 | 2309.1482 | 2626.5966 | 2900.8926 | 3123.8213 | 3291.357 | 3405.3435 | 3476.9126 | 3522.7833 | 0
F1_Industrial_Agriculture_Existing_Space Heating_Natural Gas_Strategic Energy Management_A_Achievable Technical Potential | F1 | Industrial | Agriculture | Existing | Space Heating | Natural Gas | Strategic Energy Management | A | Integrated Unit Energy Savings (kWh or therms) | Achievable Technical Potential | 0 | 0 | 4.115 | 4.099 | 4.0813 | 4.0615 | 4.0391 | 4.0133 | 3.9837 | 3.9501 | 3.9124 | 3.871 | 3.8265 | 3.7798 | 3.7321 | 3.6845 | 3.6384 | 3.5963 | 3.5586 | 3.5255 | 3.4963 | 3.47 | 0
F2_Industrial_Agriculture_Existing_Space Heating_Natural Gas_Strategic Energy Management_A_Achievable Technical Potential | F2 | Industrial | Agriculture | Existing | Space Heating | Natural Gas | Strategic Energy Management | A | Integrated Unit Summer Peak Savings (kW) | Achievable Technical Potential | 0 | 0 | 0 | 0 | 0 | 0 | 0 | 0 | 0 | 0 | 0 | 0 | 0 | 0 | 0 | 0 | 0 | 0 | 0 | 0 | 0 | 0 | 0
F3_Industrial_Agriculture_Existing_Space Heating_Natural Gas_Strategic Energy Management_A_Achievable Technical Potential | F3 | Industrial | Agriculture | Existing | Space Heating | Natural Gas | Strategic Energy Management | A | Integrated Unit Winter Peak Savings (kW) | Achievable Technical Potential | 0 | 0 | 0 | 0 | 0 | 0 | 0 | 0 | 0 | 0 | 0 | 0 | 0 | 0 | 0 | 0 | 0 | 0 | 0 | 0 | 0 | 0 | 0
F4_Industrial_Agriculture_Existing_Space Heating_Natural Gas_Strategic Energy Management_A_Achievable Technical Potential | F4 | Industrial | Agriculture | Existing | Space Heating | Natural Gas | Strategic Energy Management | A | Incremental Energy Savings (MWh or mTherms) | Achievable Technical Potential | 0 | 0 | 0.86843 | 0.85013 | 0.83187 | 0.81357 | 0.79512 | 0.77642 | 0.75741 | 0.73806 | 0.71842 | 0.69856 | 0.67863 | 0.6588 | 0.63926 | 0.62023 | 0.6019 | 0.58468 | 0.56858 | 0.55358 | 0.53953 | 0.52624 | 0
F5_Industrial_Agriculture_Existing_Space Heating_Natural Gas_Strategic Energy Management_A_Achievable Technical Potential | F5 | Industrial | Agriculture | Existing | Space Heating | Natural Gas | Strategic Energy Management | A | Incremental Summer Peak Savings (MW) | Achievable Technical Potential | 0 | 0 | 0 | 0 | 0 | 0 | 0 | 0 | 0 | 0 | 0 | 0 | 0 | 0 | 0 | 0 | 0 | 0 | 0 | 0 | 0 | 0 | 0
F6_Industrial_Agriculture_Existing_Space Heating_Natural Gas_Strategic Energy Management_A_Achievable Technical Potential | F6 | Industrial | Agriculture | Existing | Space Heating | Natural Gas | Strategic Energy Management | A | Incremental Winter Peak Savings (MW) | Achievable Technical Potential | 0 | 0 | 0 | 0 | 0 | 0 | 0 | 0 | 0 | 0 | 0 | 0 | 0 | 0 | 0 | 0 | 0 | 0 | 0 | 0 | 0 | 0 | 0
F7_Industrial_Agriculture_Existing_Space Heating_Natural Gas_Strategic Energy Management_A_Achievable Technical Potential | F7 | Industrial | Agriculture | Existing | Space Heating | Natural Gas | Strategic Energy Management | A | Cumulative Energy Savings (MWh or mTherms) | Achievable Technical Potential | 0 | 0 | 0.86843 | 1.7152 | 2.5396 | 3.3409 | 4.1175 | 4.8677 | 5.5892 | 6.2801 | 6.9385 | 7.5637 | 8.1555 | 8.7148 | 9.2439 | 9.7464 | 10.2263 | 10.6925 | 11.1492 | 11.599 | 12.0424 | 12.4783 | 0
F8_Industrial_Agriculture_Existing_Space Heating_Natural Gas_Strategic Energy Management_A_Achievable Technical Potential | F8 | Industrial | Agriculture | Existing | Space Heating | Natural Gas | Strategic Energy Management | A | Cumulative Summer Peak Savings (MW) | Achievable Technical Potential | 0 | 0 | 0 | 0 | 0 | 0 | 0 | 0 | 0 | 0 | 0 | 0 | 0 | 0 | 0 | 0 | 0 | 0 | 0 | 0 | 0 | 0 | 0
F9_Industrial_Agriculture_Existing_Space Heating_Natural Gas_Strategic Energy Management_A_Achievable Technical Potential | F9 | Industrial | Agriculture | Existing | Space Heating | Natural Gas | Strategic Energy Management | A | Cumulative Winter Peak Savings (MW) | Achievable Technical Potential | 0 | 0 | 0 | 0 | 0 | 0 | 0 | 0 | 0 | 0 | 0 | 0 | 0 | 0 | 0 | 0 | 0 | 0 | 0 | 0 | 0 | 0 | 0
F10_Industrial_Agriculture_Existing_Space Heating_Natural Gas_Strategic Energy Management_A_Achievable Technical Potential | F10 | Industrial | Agriculture | Existing | Space Heating | Natural Gas | Strategic Energy Management | A | Purchases (Incremental) | Achievable Technical Potential | 0 | 0 | 211.0387 | 207.4001 | 203.8242 | 200.31 | 196.8564 | 193.4623 | 190.1268 | 186.8487 | 183.6272 | 180.4612 | 177.3498 | 174.292 | 171.287 | 168.3338 | 165.4315 | 162.5792 | 159.7761 | 157.0214 | 154.3141 | 151.6535 | 0
F11_Industrial_Agriculture_Existing_Space Heating_Natural Gas_Strategic Energy Management_A_Achievable Technical Potential | F11 | Industrial | Agriculture | Existing | Space Heating | Natural Gas | Strategic Energy Management | A | Purchases (Cumulative) | Achievable Technical Potential | 0 | 0 | 211.0387 | 418.4388 | 622.263 | 822.573 | 1019.4294 | 1212.8917 | 1403.0185 | 1589.8672 | 1773.4944 | 1953.9556 | 2131.3054 | 2305.5975 | 2476.8845 | 2645.2183 | 2810.6497 | 2973.2289 | 3133.0051 | 3290.0264 | 3444.3405 | 3595.994 | 0
F1_Industrial_Agriculture_Existing_Process_Natural Gas_Strategic Energy Management_A_Achievable Technical Potential | F1 | Industrial | Agriculture | Existing | Process | Natural Gas | Strategic Energy Management | A | Integrated Unit Energy Savings (kWh or therms) | Achievable Technical Potential | 0 | 0 | 1.4039 | 1.4013 | 1.3986 | 1.3958 | 1.3929 | 1.39 | 1.3871 | 1.3842 | 1.3815 | 1.3788 | 1.3763 | 1.374 | 1.3717 | 1.3696 | 1.3675 | 1.3654 | 1.3633 | 1.3612 | 1.3591 | 1.3569 | 0
F2_Industrial_Agriculture_Existing_Process_Natural Gas_Strategic Energy Management_A_Achievable Technical Potential | F2 | Industrial | Agriculture | Existing | Process | Natural Gas | Strategic Energy Management | A | Integrated Unit Summer Peak Savings (kW) | Achievable Technical Potential | 0 | 0 | 0 | 0 | 0 | 0 | 0 | 0 | 0 | 0 | 0 | 0 | 0 | 0 | 0 | 0 | 0 | 0 | 0 | 0 | 0 | 0 | 0
F3_Industrial_Agriculture_Existing_Process_Natural Gas_Strategic Energy Management_A_Achievable Technical Potential | F3 | Industrial | Agriculture | Existing | Process | Natural Gas | Strategic Energy Management | A | Integrated Unit Winter Peak Savings (kW) | Achievable Technical Potential | 0 | 0 | 0 | 0 | 0 | 0 | 0 | 0 | 0 | 0 | 0 | 0 | 0 | 0 | 0 | 0 | 0 | 0 | 0 | 0 | 0 | 0 | 0
F4_Industrial_Agriculture_Existing_Process_Natural Gas_Strategic Energy Management_A_Achievable Technical Potential | F4 | Industrial | Agriculture | Existing | Process | Natural Gas | Strategic Energy Management | A | Incremental Energy Savings (MWh or mTherms) | Achievable Technical Potential | 0 | 0 | 1.7923 | 1.7581 | 1.7245 | 1.6914 | 1.6588 | 1.6268 | 1.5954 | 1.5646 | 1.5346 | 1.5052 | 1.4766 | 1.4487 | 1.4214 | 1.3947 | 1.3685 | 1.3429 | 1.3177 | 1.293 | 1.2687 | 1.2449 | 0
F5_Industrial_Agriculture_Existing_Process_Natural Gas_Strategic Energy Management_A_Achievable Technical Potential | F5 | Industrial | Agriculture | Existing | Process | Natural Gas | Strategic Energy Management | A | Incremental Summer Peak Savings (MW) | Achievable Technical Potential | 0 | 0 | 0 | 0 | 0 | 0 | 0 | 0 | 0 | 0 | 0 | 0 | 0 | 0 | 0 | 0 | 0 | 0 | 0 | 0 | 0 | 0 | 0
F6_Industrial_Agriculture_Existing_Process_Natural Gas_Strategic Energy Management_A_Achievable Technical Potential | F6 | Industrial | Agriculture | Existing | Process | Natural Gas | Strategic Energy Management | A | Incremental Winter Peak Savings (MW) | Achievable Technical Potential | 0 | 0 | 0 | 0 | 0 | 0 | 0 | 0 | 0 | 0 | 0 | 0 | 0 | 0 | 0 | 0 | 0 | 0 | 0 | 0 | 0 | 0 | 0
F7_Industrial_Agriculture_Existing_Process_Natural Gas_Strategic Energy Management_A_Achievable Technical Potential | F7 | Industrial | Agriculture | Existing | Process | Natural Gas | Strategic Energy Management | A | Cumulative Energy Savings (MWh or mTherms) | Achievable Technical Potential | 0 | 0 | 1.7923 | 3.5471 | 5.2647 | 6.9456 | 8.5902 | 10.1989 | 11.7729 | 13.3133 | 14.8213 | 16.298 | 17.745 | 19.1633 | 20.5536 | 21.9162 | 23.251 | 24.558 | 25.8386 | 27.0919 | 28.3183 | 29.5182 | 0
F8_Industrial_Agriculture_Existing_Process_Natural Gas_Strategic Energy Management_A_Achievable Technical Potential | F8 | Industrial | Agriculture | Existing | Process | Natural Gas | Strategic Energy Management | A | Cumulative Summer Peak Savings (MW) | Achievable Technical Potential | 0 | 0 | 0 | 0 | 0 | 0 | 0 | 0 | 0 | 0 | 0 | 0 | 0 | 0 | 0 | 0 | 0 | 0 | 0 | 0 | 0 | 0 | 0
F9_Industrial_Agriculture_Existing_Process_Natural Gas_Strategic Energy Management_A_Achievable Technical Potential | F9 | Industrial | Agriculture | Existing | Process | Natural Gas | Strategic Energy Management | A | Cumulative Winter Peak Savings (MW) | Achievable Technical Potential | 0 | 0 | 0 | 0 | 0 | 0 | 0 | 0 | 0 | 0 | 0 | 0 | 0 | 0 | 0 | 0 | 0 | 0 | 0 | 0 | 0 | 0 | 0
F10_Industrial_Agriculture_Existing_Process_Natural Gas_Strategic Energy Management_A_Achievable Technical Potential | F10 | Industrial | Agriculture | Existing | Process | Natural Gas | Strategic Energy Management | A | Purchases (Incremental) | Achievable Technical Potential | 0 | 0 | 1276.6605 | 1254.6492 | 1233.0173 | 1211.7584 | 1190.866 | 1170.3338 | 1150.1556 | 1130.3254 | 1110.837 | 1091.6846 | 1072.8625 | 1054.3648 | 1036.1861 | 1018.3209 | 1000.7636 | 983.5091 | 966.552 | 949.8873 | 933.51 | 917.415 | 0
F11_Industrial_Agriculture_Existing_Process_Natural Gas_Strategic Energy Management_A_Achievable Technical Potential | F11 | Industrial | Agriculture | Existing | Process | Natural Gas | Strategic Energy Management | A | Purchases (Cumulative) | Achievable Technical Potential | 0 | 0 | 1276.6605 | 2531.3097 | 3764.327 | 4976.0853 | 6166.9513 | 7337.2851 | 8487.4407 | 9617.766 | 10728.603 | 11820.2877 | 12893.1501 | 13947.515 | 14983.7011 | 16002.022 | 17002.7856 | 17986.2947 | 18952.8467 | 19902.734 | 20836.2439 | 21753.6589 | 0
F1_Industrial_Agriculture_Existing_Miscellaneous_Natural Gas_Strategic Energy Management_A_Achievable Technical Potential | F1 | Industrial | Agriculture | Existing | Miscellaneous | Natural Gas | Strategic Energy Management | A | Integrated Unit Energy Savings (kWh or therms) | Achievable Technical Potential | 0 | 0 | 0.89787 | 0.89787 | 0.89787 | 0.89787 | 0.89787 | 0.89787 | 0.89787 | 0.89787 | 0.89787 | 0.89787 | 0.89787 | 0.89787 | 0.89787 | 0.89787 | 0.89787 | 0.89787 | 0.89787 | 0.89787 | 0.89787 | 0.89787 | 0
F2_Industrial_Agriculture_Existing_Miscellaneous_Natural Gas_Strategic Energy Management_A_Achievable Technical Potential | F2 | Industrial | Agriculture | Existing | Miscellaneous | Natural Gas | Strategic Energy Management | A | Integrated Unit Summer Peak Savings (kW) | Achievable Technical Potential | 0 | 0 | 0 | 0 | 0 | 0 | 0 | 0 | 0 | 0 | 0 | 0 | 0 | 0 | 0 | 0 | 0 | 0 | 0 | 0 | 0 | 0 | 0
F3_Industrial_Agriculture_Existing_Miscellaneous_Natural Gas_Strategic Energy Management_A_Achievable Technical Potential | F3 | Industrial | Agriculture | Existing | Miscellaneous | Natural Gas | Strategic Energy Management | A | Integrated Unit Winter Peak Savings (kW) | Achievable Technical Potential | 0 | 0 | 0 | 0 | 0 | 0 | 0 | 0 | 0 | 0 | 0 | 0 | 0 | 0 | 0 | 0 | 0 | 0 | 0 | 0 | 0 | 0 | 0
F4_Industrial_Agriculture_Existing_Miscellaneous_Natural Gas_Strategic Energy Management_A_Achievable Technical Potential | F4 | Industrial | Agriculture | Existing | Miscellaneous | Natural Gas | Strategic Energy Management | A | Incremental Energy Savings (MWh or mTherms) | Achievable Technical Potential | 0 | 0 | 0.28657 | 0.28163 | 0.27677 | 0.272 | 0.26731 | 0.2627 | 0.25817 | 0.25372 | 0.24935 | 0.24505 | 0.24082 | 0.23667 | 0.23259 | 0.22858 | 0.22464 | 0.22077 | 0.21696 | 0.21322 | 0.20954 | 0.20593 | 0
F5_Industrial_Agriculture_Existing_Miscellaneous_Natural Gas_Strategic Energy Management_A_Achievable Technical Potential | F5 | Industrial | Agriculture | Existing | Miscellaneous | Natural Gas | Strategic Energy Management | A | Incremental Summer Peak Savings (MW) | Achievable Technical Potential | 0 | 0 | 0 | 0 | 0 | 0 | 0 | 0 | 0 | 0 | 0 | 0 | 0 | 0 | 0 | 0 | 0 | 0 | 0 | 0 | 0 | 0 | 0
F6_Industrial_Agriculture_Existing_Miscellaneous_Natural Gas_Strategic Energy Management_A_Achievable Technical Potential | F6 | Industrial | Agriculture | Existing | Miscellaneous | Natural Gas | Strategic Energy Management | A | Incremental Winter Peak Savings (MW) | Achievable Technical Potential | 0 | 0 | 0 | 0 | 0 | 0 | 0 | 0 | 0 | 0 | 0 | 0 | 0 | 0 | 0 | 0 | 0 | 0 | 0 | 0 | 0 | 0 | 0
F7_Industrial_Agriculture_Existing_Miscellaneous_Natural Gas_Strategic Energy Management_A_Achievable Technical Potential | F7 | Industrial | Agriculture | Existing | Miscellaneous | Natural Gas | Strategic Energy Management | A | Cumulative Energy Savings (MWh or mTherms) | Achievable Technical Potential | 0 | 0 | 0.28657 | 0.5682 | 0.84497 | 1.117 | 1.3843 | 1.647 | 1.9052 | 2.1589 | 2.4082 | 2.6533 | 2.8941 | 3.1308 | 3.3634 | 3.5919 | 3.8166 | 4.0373 | 4.2543 | 4.4675 | 4.6771 | 4.883 | 0
F8_Industrial_Agriculture_Existing_Miscellaneous_Natural Gas_Strategic Energy Management_A_Achievable Technical Potential | F8 | Industrial | Agriculture | Existing | Miscellaneous | Natural Gas | Strategic Energy Management | A | Cumulative Summer Peak Savings (MW) | Achievable Technical Potential | 0 | 0 | 0 | 0 | 0 | 0 | 0 | 0 | 0 | 0 | 0 | 0 | 0 | 0 | 0 | 0 | 0 | 0 | 0 | 0 | 0 | 0 | 0
F9_Industrial_Agriculture_Existing_Miscellaneous_Natural Gas_Strategic Energy Management_A_Achievable Technical Potential | F9 | Industrial | Agriculture | Existing | Miscellaneous | Natural Gas | Strategic Energy Management | A | Cumulative Winter Peak Savings (MW) | Achievable Technical Potential | 0 | 0 | 0 | 0 | 0 | 0 | 0 | 0 | 0 | 0 | 0 | 0 | 0 | 0 | 0 | 0 | 0 | 0 | 0 | 0 | 0 | 0 | 0
F10_Industrial_Agriculture_Existing_Miscellaneous_Natural Gas_Strategic Energy Management_A_Achievable Technical Potential | F10 | Industrial | Agriculture | Existing | Miscellaneous | Natural Gas | Strategic Energy Management | A | Purchases (Incremental) | Achievable Technical Potential | 0 | 0 | 319.1651 | 313.6623 | 308.2543 | 302.9396 | 297.7165 | 292.5834 | 287.5389 | 282.5813 | 277.7092 | 272.9212 | 268.2156 | 263.5912 | 259.0465 | 254.5802 | 250.1909 | 245.8773 | 241.638 | 237.4718 | 233.3775 | 229.3537 | 0
F11_Industrial_Agriculture_Existing_Miscellaneous_Natural Gas_Strategic Energy Management_A_Achievable Technical Potential | F11 | Industrial | Agriculture | Existing | Miscellaneous | Natural Gas | Strategic Energy Management | A | Purchases (Cumulative) | Achievable Technical Potential | 0 | 0 | 319.1651 | 632.8274 | 941.0817 | 1244.0213 | 1541.7378 | 1834.3213 | 2121.8602 | 2404.4415 | 2682.1508 | 2955.0719 | 3223.2875 | 3486.8787 | 3745.9253 | 4000.5055 | 4250.6964 | 4496.5737 | 4738.2117 | 4975.6835 | 5209.061 | 5438.4147 | 0
F1_Industrial_Agriculture_Existing_Space Heating_Natural Gas_Commissioning_A_Achievable Technical Potential | F1 | Industrial | Agriculture | Existing | Space Heating | Natural Gas | Commissioning | A | Integrated Unit Energy Savings (kWh or therms) | Achievable Technical Potential | 0 | 0 | 3.8002 | 3.7896 | 3.7783 | 3.7663 | 3.7533 | 3.7393 | 3.7241 | 3.7077 | 3.69 | 3.6713 | 3.6515 | 3.6307 | 3.6089 | 3.5862 | 3.5628 | 3.5406 | 3.52 | 3.5008 | 3.4831 | 3.467 | 0
F2_Industrial_Agriculture_Existing_Space Heating_Natural Gas_Commissioning_A_Achievable Technical Potential | F2 | Industrial | Agriculture | Existing | Space Heating | Natural Gas | Commissioning | A | Integrated Unit Summer Peak Savings (kW) | Achievable Technical Potential | 0 | 0 | 0 | 0 | 0 | 0 | 0 | 0 | 0 | 0 | 0 | 0 | 0 | 0 | 0 | 0 | 0 | 0 | 0 | 0 | 0 | 0 | 0
F3_Industrial_Agriculture_Existing_Space Heating_Natural Gas_Commissioning_A_Achievable Technical Potential | F3 | Industrial | Agriculture | Existing | Space Heating | Natural Gas | Commissioning | A | Integrated Unit Winter Peak Savings (kW) | Achievable Technical Potential | 0 | 0 | 0 | 0 | 0 | 0 | 0 | 0 | 0 | 0 | 0 | 0 | 0 | 0 | 0 | 0 | 0 | 0 | 0 | 0 | 0 | 0 | 0
F4_Industrial_Agriculture_Existing_Space Heating_Natural Gas_Commissioning_A_Achievable Technical Potential | F4 | Industrial | Agriculture | Existing | Space Heating | Natural Gas | Commissioning | A | Incremental Energy Savings (MWh or mTherms) | Achievable Technical Potential | 0 | 0 | 0 | 0 | 0 | 0 | 0 | 0 | 0 | 0 | 0 | 0 | 0 | 0 | 0 | 0 | 0 | 0 | 0 | 0 | 0 | 0 | 0
F5_Industrial_Agriculture_Existing_Space Heating_Natural Gas_Commissioning_A_Achievable Technical Potential | F5 | Industrial | Agriculture | Existing | Space Heating | Natural Gas | Commissioning | A | Incremental Summer Peak Savings (MW) | Achievable Technical Potential | 0 | 0 | 0 | 0 | 0 | 0 | 0 | 0 | 0 | 0 | 0 | 0 | 0 | 0 | 0 | 0 | 0 | 0 | 0 | 0 | 0 | 0 | 0
F6_Industrial_Agriculture_Existing_Space Heating_Natural Gas_Commissioning_A_Achievable Technical Potential | F6 | Industrial | Agriculture | Existing | Space Heating | Natural Gas | Commissioning | A | Incremental Winter Peak Savings (MW) | Achievable Technical Potential | 0 | 0 | 0 | 0 | 0 | 0 | 0 | 0 | 0 | 0 | 0 | 0 | 0 | 0 | 0 | 0 | 0 | 0 | 0 | 0 | 0 | 0 | 0
F7_Industrial_Agriculture_Existing_Space Heating_Natural Gas_Commissioning_A_Achievable Technical Potential | F7 | Industrial | Agriculture | Existing | Space Heating | Natural Gas | Commissioning | A | Cumulative Energy Savings (MWh or mTherms) | Achievable Technical Potential | 0 | 0 | 0 | 0 | 0 | 0 | 0 | 0 | 0 | 0 | 0 | 0 | 0 | 0 | 0 | 0 | 0 | 0 | 0 | 0 | 0 | 0 | 0
F8_Industrial_Agriculture_Existing_Space Heating_Natural Gas_Commissioning_A_Achievable Technical Potential | F8 | Industrial | Agriculture | Existing | Space Heating | Natural Gas | Commissioning | A | Cumulative Summer Peak Savings (MW) | Achievable Technical Potential | 0 | 0 | 0 | 0 | 0 | 0 | 0 | 0 | 0 | 0 | 0 | 0 | 0 | 0 | 0 | 0 | 0 | 0 | 0 | 0 | 0 | 0 | 0
F9_Industrial_Agriculture_Existing_Space Heating_Natural Gas_Commissioning_A_Achievable Technical Potential | F9 | Industrial | Agriculture | Existing | Space Heating | Natural Gas | Commissioning | A | Cumulative Winter Peak Savings (MW) | Achievable Technical Potential | 0 | 0 | 0 | 0 | 0 | 0 | 0 | 0 | 0 | 0 | 0 | 0 | 0 | 0 | 0 | 0 | 0 | 0 | 0 | 0 | 0 | 0 | 0
F10_Industrial_Agriculture_Existing_Space Heating_Natural Gas_Commissioning_A_Achievable Technical Potential | F10 | Industrial | Agriculture | Existing | Space Heating | Natural Gas | Commissioning | A | Purchases (Incremental) | Achievable Technical Potential | 0 | 0 | 0 | 0 | 0 | 0 | 0 | 0 | 0 | 0 | 0 | 0 | 0 | 0 | 0 | 0 | 0 | 0 | 0 | 0 | 0 | 0 | 0
F11_Industrial_Agriculture_Existing_Space Heating_Natural Gas_Commissioning_A_Achievable Technical Potential | F11 | Industrial | Agriculture | Existing | Space Heating | Natural Gas | Commissioning | A | Purchases (Cumulative) | Achievable Technical Potential | 0 | 0 | 0 | 0 | 0 | 0 | 0 | 0 | 0 | 0 | 0 | 0 | 0 | 0 | 0 | 0 | 0 | 0 | 0 | 0 | 0 | 0 | 0
F1_Industrial_Agriculture_Existing_Process_Natural Gas_Commissioning_A_Achievable Technical Potential | F1 | Industrial | Agriculture | Existing | Process | Natural Gas | Commissioning | A | Integrated Unit Energy Savings (kWh or therms) | Achievable Technical Potential | 0 | 0 | 7.8488 | 7.8475 | 7.8466 | 7.8459 | 7.8452 | 7.8446 | 7.8441 | 7.8436 | 7.8432 | 7.8428 | 7.8425 | 7.8422 | 7.8419 | 7.8416 | 7.8414 | 7.8411 | 7.8409 | 7.8407 | 7.8405 | 7.8403 | 0
F2_Industrial_Agriculture_Existing_Process_Natural Gas_Commissioning_A_Achievable Technical Potential | F2 | Industrial | Agriculture | Existing | Process | Natural Gas | Commissioning | A | Integrated Unit Summer Peak Savings (kW) | Achievable Technical Potential | 0 | 0 | 0 | 0 | 0 | 0 | 0 | 0 | 0 | 0 | 0 | 0 | 0 | 0 | 0 | 0 | 0 | 0 | 0 | 0 | 0 | 0 | 0
F3_Industrial_Agriculture_Existing_Process_Natural Gas_Commissioning_A_Achievable Technical Potential | F3 | Industrial | Agriculture | Existing | Process | Natural Gas | Commissioning | A | Integrated Unit Winter Peak Savings (kW) | Achievable Technical Potential | 0 | 0 | 0 | 0 | 0 | 0 | 0 | 0 | 0 | 0 | 0 | 0 | 0 | 0 | 0 | 0 | 0 | 0 | 0 | 0 | 0 | 0 | 0
F4_Industrial_Agriculture_Existing_Process_Natural Gas_Commissioning_A_Achievable Technical Potential | F4 | Industrial | Agriculture | Existing | Process | Natural Gas | Commissioning | A | Incremental Energy Savings (MWh or mTherms) | Achievable Technical Potential | 0 | 0 | 0 | 0 | 0 | 0 | 0 | 0 | 0 | 0 | 0 | 0 | 0 | 0 | 0 | 0 | 0 | 0 | 0 | 0 | 0 | 0 | 0
F5_Industrial_Agriculture_Existing_Process_Natural Gas_Commissioning_A_Achievable Technical Potential | F5 | Industrial | Agriculture | Existing | Process | Natural Gas | Commissioning | A | Incremental Summer Peak Savings (MW) | Achievable Technical Potential | 0 | 0 | 0 | 0 | 0 | 0 | 0 | 0 | 0 | 0 | 0 | 0 | 0 | 0 | 0 | 0 | 0 | 0 | 0 | 0 | 0 | 0 | 0
F6_Industrial_Agriculture_Existing_Process_Natural Gas_Commissioning_A_Achievable Technical Potential | F6 | Industrial | Agriculture | Existing | Process | Natural Gas | Commissioning | A | Incremental Winter Peak Savings (MW) | Achievable Technical Potential | 0 | 0 | 0 | 0 | 0 | 0 | 0 | 0 | 0 | 0 | 0 | 0 | 0 | 0 | 0 | 0 | 0 | 0 | 0 | 0 | 0 | 0 | 0
F7_Industrial_Agriculture_Existing_Process_Natural Gas_Commissioning_A_Achievable Technical Potential | F7 | Industrial | Agriculture | Existing | Process | Natural Gas | Commissioning | A | Cumulative Energy Savings (MWh or mTherms) | Achievable Technical Potential | 0 | 0 | 0 | 0 | 0 | 0 | 0 | 0 | 0 | 0 | 0 | 0 | 0 | 0 | 0 | 0 | 0 | 0 | 0 | 0 | 0 | 0 | 0
F8_Industrial_Agriculture_Existing_Process_Natural Gas_Commissioning_A_Achievable Technical Potential | F8 | Industrial | Agriculture | Existing | Process | Natural Gas | Commissioning | A | Cumulative Summer Peak Savings (MW) | Achievable Technical Potential | 0 | 0 | 0 | 0 | 0 | 0 | 0 | 0 | 0 | 0 | 0 | 0 | 0 | 0 | 0 | 0 | 0 | 0 | 0 | 0 | 0 | 0 | 0
F9_Industrial_Agriculture_Existing_Process_Natural Gas_Commissioning_A_Achievable Technical Potential | F9 | Industrial | Agriculture | Existing | Process | Natural Gas | Commissioning | A | Cumulative Winter Peak Savings (MW) | Achievable Technical Potential | 0 | 0 | 0 | 0 | 0 | 0 | 0 | 0 | 0 | 0 | 0 | 0 | 0 | 0 | 0 | 0 | 0 | 0 | 0 | 0 | 0 | 0 | 0
F10_Industrial_Agriculture_Existing_Process_Natural Gas_Commissioning_A_Achievable Technical Potential | F10 | Industrial | Agriculture | Existing | Process | Natural Gas | Commissioning | A | Purchases (Incremental) | Achievable Technical Potential | 0 | 0 | 0 | 0 | 0 | 0 | 0 | 0 | 0 | 0 | 0 | 0 | 0 | 0 | 0 | 0 | 0 | 0 | 0 | 0 | 0 | 0 | 0
F11_Industrial_Agriculture_Existing_Process_Natural Gas_Commissioning_A_Achievable Technical Potential | F11 | Industrial | Agriculture | Existing | Process | Natural Gas | Commissioning | A | Purchases (Cumulative) | Achievable Technical Potential | 0 | 0 | 0 | 0 | 0 | 0 | 0 | 0 | 0 | 0 | 0 | 0 | 0 | 0 | 0 | 0 | 0 | 0 | 0 | 0 | 0 | 0 | 0
F1_Industrial_Agriculture_Existing_Space Heating_Natural Gas_Retrocommissioning_A_Achievable Technical Potential | F1 | Industrial | Agriculture | Existing | Space Heating | Natural Gas | Retrocommissioning | A | Integrated Unit Energy Savings (kWh or therms) | Achievable Technical Potential | 0 | 0 | 0.52782 | 0.52634 | 0.52478 | 0.52311 | 0.52131 | 0.51936 | 0.51725 | 0.51497 | 0.51252 | 0.50992 | 0.50717 | 0.50428 | 0.50125 | 0.4981 | 0.49485 | 0.49177 | 0.4889 | 0.48623 | 0.48378 | 0.48154 | 0
F2_Industrial_Agriculture_Existing_Space Heating_Natural Gas_Retrocommissioning_A_Achievable Technical Potential | F2 | Industrial | Agriculture | Existing | Space Heating | Natural Gas | Retrocommissioning | A | Integrated Unit Summer Peak Savings (kW) | Achievable Technical Potential | 0 | 0 | 0 | 0 | 0 | 0 | 0 | 0 | 0 | 0 | 0 | 0 | 0 | 0 | 0 | 0 | 0 | 0 | 0 | 0 | 0 | 0 | 0
F3_Industrial_Agriculture_Existing_Space Heating_Natural Gas_Retrocommissioning_A_Achievable Technical Potential | F3 | Industrial | Agriculture | Existing | Space Heating | Natural Gas | Retrocommissioning | A | Integrated Unit Winter Peak Savings (kW) | Achievable Technical Potential | 0 | 0 | 0 | 0 | 0 | 0 | 0 | 0 | 0 | 0 | 0 | 0 | 0 | 0 | 0 | 0 | 0 | 0 | 0 | 0 | 0 | 0 | 0
F4_Industrial_Agriculture_Existing_Space Heating_Natural Gas_Retrocommissioning_A_Achievable Technical Potential | F4 | Industrial | Agriculture | Existing | Space Heating | Natural Gas | Retrocommissioning | A | Incremental Energy Savings (MWh or mTherms) | Achievable Technical Potential | 0 | 0 | 0.13103 | 0.12841 | 0.12582 | 0.12325 | 0.12071 | 0.11819 | 0.11568 | 0.11318 | 0.1107 | 0.10824 | 0.1058 | 0.10339 | 0.10099 | 0.098628 | 0.096294 | 0.094045 | 0.091884 | 0.089808 | 0.087814 | 0.085901 | 0
F5_Industrial_Agriculture_Existing_Space Heating_Natural Gas_Retrocommissioning_A_Achievable Technical Potential | F5 | Industrial | Agriculture | Existing | Space Heating | Natural Gas | Retrocommissioning | A | Incremental Summer Peak Savings (MW) | Achievable Technical Potential | 0 | 0 | 0 | 0 | 0 | 0 | 0 | 0 | 0 | 0 | 0 | 0 | 0 | 0 | 0 | 0 | 0 | 0 | 0 | 0 | 0 | 0 | 0
F6_Industrial_Agriculture_Existing_Space Heating_Natural Gas_Retrocommissioning_A_Achievable Technical Potential | F6 | Industrial | Agriculture | Existing | Space Heating | Natural Gas | Retrocommissioning | A | Incremental Winter Peak Savings (MW) | Achievable Technical Potential | 0 | 0 | 0 | 0 | 0 | 0 | 0 | 0 | 0 | 0 | 0 | 0 | 0 | 0 | 0 | 0 | 0 | 0 | 0 | 0 | 0 | 0 | 0
F7_Industrial_Agriculture_Existing_Space Heating_Natural Gas_Retrocommissioning_A_Achievable Technical Potential | F7 | Industrial | Agriculture | Existing | Space Heating | Natural Gas | Retrocommissioning | A | Cumulative Energy Savings (MWh or mTherms) | Achievable Technical Potential | 0 | 0 | 0.13103 | 0.25907 | 0.38411 | 0.50614 | 0.62512 | 0.74097 | 0.85364 | 0.96306 | 1.0692 | 1.172 | 1.2715 | 1.3676 | 1.4604 | 1.5498 | 1.636 | 1.7199 | 1.8017 | 1.8817 | 1.96 | 2.0369 | 0
F8_Industrial_Agriculture_Existing_Space Heating_Natural Gas_Retrocommissioning_A_Achievable Technical Potential | F8 | Industrial | Agriculture | Existing | Space Heating | Natural Gas | Retrocommissioning | A | Cumulative Summer Peak Savings (MW) | Achievable Technical Potential | 0 | 0 | 0 | 0 | 0 | 0 | 0 | 0 | 0 | 0 | 0 | 0 | 0 | 0 | 0 | 0 | 0 | 0 | 0 | 0 | 0 | 0 | 0
F9_Industrial_Agriculture_Existing_Space Heating_Natural Gas_Retrocommissioning_A_Achievable Technical Potential | F9 | Industrial | Agriculture | Existing | Space Heating | Natural Gas | Retrocommissioning | A | Cumulative Winter Peak Savings (MW) | Achievable Technical Potential | 0 | 0 | 0 | 0 | 0 | 0 | 0 | 0 | 0 | 0 | 0 | 0 | 0 | 0 | 0 | 0 | 0 | 0 | 0 | 0 | 0 | 0 | 0
F10_Industrial_Agriculture_Existing_Space Heating_Natural Gas_Retrocommissioning_A_Achievable Technical Potential | F10 | Industrial | Agriculture | Existing | Space Heating | Natural Gas | Retrocommissioning | A | Purchases (Incremental) | Achievable Technical Potential | 0 | 0 | 248.2395 | 243.9596 | 239.7534 | 235.6197 | 231.5573 | 227.5649 | 223.6414 | 219.7855 | 215.9961 | 212.272 | 208.6121 | 205.0154 | 201.4806 | 198.0068 | 194.5929 | 191.2379 | 187.9407 | 184.7003 | 181.5158 | 178.3862 | 0
F11_Industrial_Agriculture_Existing_Space Heating_Natural Gas_Retrocommissioning_A_Achievable Technical Potential | F11 | Industrial | Agriculture | Existing | Space Heating | Natural Gas | Retrocommissioning | A | Purchases (Cumulative) | Achievable Technical Potential | 0 | 0 | 248.2395 | 492.1991 | 731.9525 | 967.5721 | 1199.1294 | 1426.6943 | 1650.3357 | 1870.1212 | 2086.1173 | 2298.3893 | 2507.0014 | 2712.0168 | 2913.4974 | 3111.5043 | 3306.0972 | 3497.3351 | 3685.2757 | 3869.9761 | 4051.4919 | 4229.8781 | 0
F1_Industrial_Agriculture_Existing_Process_Natural Gas_Retrocommissioning_A_Achievable Technical Potential | F1 | Industrial | Agriculture | Existing | Process | Natural Gas | Retrocommissioning | A | Integrated Unit Energy Savings (kWh or therms) | Achievable Technical Potential | 0 | 0 | 0 | 0 | 0 | 0 | 0 | 0 | 0 | 0 | 0 | 0 | 0 | 0 | 0 | 0 | 0 | 0 | 0 | 0 | 0 | 0 | 0
F2_Industrial_Agriculture_Existing_Process_Natural Gas_Retrocommissioning_A_Achievable Technical Potential | F2 | Industrial | Agriculture | Existing | Process | Natural Gas | Retrocommissioning | A | Integrated Unit Summer Peak Savings (kW) | Achievable Technical Potential | 0 | 0 | 0 | 0 | 0 | 0 | 0 | 0 | 0 | 0 | 0 | 0 | 0 | 0 | 0 | 0 | 0 | 0 | 0 | 0 | 0 | 0 | 0
F3_Industrial_Agriculture_Existing_Process_Natural Gas_Retrocommissioning_A_Achievable Technical Potential | F3 | Industrial | Agriculture | Existing | Process | Natural Gas | Retrocommissioning | A | Integrated Unit Winter Peak Savings (kW) | Achievable Technical Potential | 0 | 0 | 0 | 0 | 0 | 0 | 0 | 0 | 0 | 0 | 0 | 0 | 0 | 0 | 0 | 0 | 0 | 0 | 0 | 0 | 0 | 0 | 0
F4_Industrial_Agriculture_Existing_Process_Natural Gas_Retrocommissioning_A_Achievable Technical Potential | F4 | Industrial | Agriculture | Existing | Process | Natural Gas | Retrocommissioning | A | Incremental Energy Savings (MWh or mTherms) | Achievable Technical Potential | 0 | 0 | 0 | 0 | 0 | 0 | 0 | 0 | 0 | 0 | 0 | 0 | 0 | 0 | 0 | 0 | 0 | 0 | 0 | 0 | 0 | 0 | 0
F5_Industrial_Agriculture_Existing_Process_Natural Gas_Retrocommissioning_A_Achievable Technical Potential | F5 | Industrial | Agriculture | Existing | Process | Natural Gas | Retrocommissioning | A | Incremental Summer Peak Savings (MW) | Achievable Technical Potential | 0 | 0 | 0 | 0 | 0 | 0 | 0 | 0 | 0 | 0 | 0 | 0 | 0 | 0 | 0 | 0 | 0 | 0 | 0 | 0 | 0 | 0 | 0
F6_Industrial_Agriculture_Existing_Process_Natural Gas_Retrocommissioning_A_Achievable Technical Potential | F6 | Industrial | Agriculture | Existing | Process | Natural Gas | Retrocommissioning | A | Incremental Winter Peak Savings (MW) | Achievable Technical Potential | 0 | 0 | 0 | 0 | 0 | 0 | 0 | 0 | 0 | 0 | 0 | 0 | 0 | 0 | 0 | 0 | 0 | 0 | 0 | 0 | 0 | 0 | 0
F7_Industrial_Agriculture_Existing_Process_Natural Gas_Retrocommissioning_A_Achievable Technical Potential | F7 | Industrial | Agriculture | Existing | Process | Natural Gas | Retrocommissioning | A | Cumulative Energy Savings (MWh or mTherms) | Achievable Technical Potential | 0 | 0 | 0 | 0 | 0 | 0 | 0 | 0 | 0 | 0 | 0 | 0 | 0 | 0 | 0 | 0 | 0 | 0 | 0 | 0 | 0 | 0 | 0
F8_Industrial_Agriculture_Existing_Process_Natural Gas_Retrocommissioning_A_Achievable Technical Potential | F8 | Industrial | Agriculture | Existing | Process | Natural Gas | Retrocommissioning | A | Cumulative Summer Peak Savings (MW) | Achievable Technical Potential | 0 | 0 | 0 | 0 | 0 | 0 | 0 | 0 | 0 | 0 | 0 | 0 | 0 | 0 | 0 | 0 | 0 | 0 | 0 | 0 | 0 | 0 | 0
F9_Industrial_Agriculture_Existing_Process_Natural Gas_Retrocommissioning_A_Achievable Technical Potential | F9 | Industrial | Agriculture | Existing | Process | Natural Gas | Retrocommissioning | A | Cumulative Winter Peak Savings (MW) | Achievable Technical Potential | 0 | 0 | 0 | 0 | 0 | 0 | 0 | 0 | 0 | 0 | 0 | 0 | 0 | 0 | 0 | 0 | 0 | 0 | 0 | 0 | 0 | 0 | 0
F10_Industrial_Agriculture_Existing_Process_Natural Gas_Retrocommissioning_A_Achievable Technical Potential | F10 | Industrial | Agriculture | Existing | Process | Natural Gas | Retrocommissioning | A | Purchases (Incremental) | Achievable Technical Potential | 0 | 0 | 248.2395 | 243.9596 | 239.7534 | 235.6197 | 231.5573 | 227.5649 | 223.6414 | 219.7855 | 215.9961 | 212.272 | 208.6121 | 205.0154 | 201.4806 | 198.0068 | 194.5929 | 191.2379 | 187.9407 | 184.7003 | 181.5158 | 178.3862 | 0
F11_Industrial_Agriculture_Existing_Process_Natural Gas_Retrocommissioning_A_Achievable Technical Potential | F11 | Industrial | Agriculture | Existing | Process | Natural Gas | Retrocommissioning | A | Purchases (Cumulative) | Achievable Technical Potential | 0 | 0 | 248.2395 | 492.1991 | 731.9525 | 967.5721 | 1199.1294 | 1426.6943 | 1650.3357 | 1870.1212 | 2086.1173 | 2298.3893 | 2507.0014 | 2712.0168 | 2913.4974 | 3111.5043 | 3306.0972 | 3497.3351 | 3685.2757 | 3869.9761 | 4051.4919 | 4229.8781 | 0
F1_Industrial_Agriculture_New_Space Heating_Natural Gas_Insulation - Roof/Ceiling_A_Achievable Technical Potential | F1 | Industrial | Agriculture | New | Space Heating | Natural Gas | Insulation - Roof/Ceiling | A | Integrated Unit Energy Savings (kWh or therms) | Achievable Technical Potential | 0 | 0 | 0.078819 | 0.077871 | 0.077198 | 0.076572 | 0.076122 | 0.075628 | 0.075135 | 0.074617 | 0.074141 | 0.073637 | 0.073007 | 0.072425 | 0.071823 | 0.071326 | 0.070896 | 0.07049 | 0.070243 | 0.070037 | 0.069918 | 0.06989 | 0
F2_Industrial_Agriculture_New_Space Heating_Natural Gas_Insulation - Roof/Ceiling_A_Achievable Technical Potential | F2 | Industrial | Agriculture | New | Space Heating | Natural Gas | Insulation - Roof/Ceiling | A | Integrated Unit Summer Peak Savings (kW) | Achievable Technical Potential | 0 | 0 | 0 | 0 | 0 | 0 | 0 | 0 | 0 | 0 | 0 | 0 | 0 | 0 | 0 | 0 | 0 | 0 | 0 | 0 | 0 | 0 | 0
F3_Industrial_Agriculture_New_Space Heating_Natural Gas_Insulation - Roof/Ceiling_A_Achievable Technical Potential | F3 | Industrial | Agriculture | New | Space Heating | Natural Gas | Insulation - Roof/Ceiling | A | Integrated Unit Winter Peak Savings (kW) | Achievable Technical Potential | 0 | 0 | 0 | 0 | 0 | 0 | 0 | 0 | 0 | 0 | 0 | 0 | 0 | 0 | 0 | 0 | 0 | 0 | 0 | 0 | 0 | 0 | 0
F4_Industrial_Agriculture_New_Space Heating_Natural Gas_Insulation - Roof/Ceiling_A_Achievable Technical Potential | F4 | Industrial | Agriculture | New | Space Heating | Natural Gas | Insulation - Roof/Ceiling | A | Incremental Energy Savings (MWh or mTherms) | Achievable Technical Potential | 0 | 0 | 0 | 0 | 0 | 0 | 0 | 0 | 0 | 0 | 0 | 0 | 0 | 0 | 0 | 0 | 0 | 0 | 0 | 0 | 0 | 0 | 0
F5_Industrial_Agriculture_New_Space Heating_Natural Gas_Insulation - Roof/Ceiling_A_Achievable Technical Potential | F5 | Industrial | Agriculture | New | Space Heating | Natural Gas | Insulation - Roof/Ceiling | A | Incremental Summer Peak Savings (MW) | Achievable Technical Potential | 0 | 0 | 0 | 0 | 0 | 0 | 0 | 0 | 0 | 0 | 0 | 0 | 0 | 0 | 0 | 0 | 0 | 0 | 0 | 0 | 0 | 0 | 0
F6_Industrial_Agriculture_New_Space Heating_Natural Gas_Insulation - Roof/Ceiling_A_Achievable Technical Potential | F6 | Industrial | Agriculture | New | Space Heating | Natural Gas | Insulation - Roof/Ceiling | A | Incremental Winter Peak Savings (MW) | Achievable Technical Potential | 0 | 0 | 0 | 0 | 0 | 0 | 0 | 0 | 0 | 0 | 0 | 0 | 0 | 0 | 0 | 0 | 0 | 0 | 0 | 0 | 0 | 0 | 0
F7_Industrial_Agriculture_New_Space Heating_Natural Gas_Insulation - Roof/Ceiling_A_Achievable Technical Potential | F7 | Industrial | Agriculture | New | Space Heating | Natural Gas | Insulation - Roof/Ceiling | A | Cumulative Energy Savings (MWh or mTherms) | Achievable Technical Potential | 0 | 0 | 0 | 0 | 0 | 0 | 0 | 0 | 0 | 0 | 0 | 0 | 0 | 0 | 0 | 0 | 0 | 0 | 0 | 0 | 0 | 0 | 0
F8_Industrial_Agriculture_New_Space Heating_Natural Gas_Insulation - Roof/Ceiling_A_Achievable Technical Potential | F8 | Industrial | Agriculture | New | Space Heating | Natural Gas | Insulation - Roof/Ceiling | A | Cumulative Summer Peak Savings (MW) | Achievable Technical Potential | 0 | 0 | 0 | 0 | 0 | 0 | 0 | 0 | 0 | 0 | 0 | 0 | 0 | 0 | 0 | 0 | 0 | 0 | 0 | 0 | 0 | 0 | 0
F9_Industrial_Agriculture_New_Space Heating_Natural Gas_Insulation - Roof/Ceiling_A_Achievable Technical Potential | F9 | Industrial | Agriculture | New | Space Heating | Natural Gas | Insulation - Roof/Ceiling | A | Cumulative Winter Peak Savings (MW) | Achievable Technical Potential | 0 | 0 | 0 | 0 | 0 | 0 | 0 | 0 | 0 | 0 | 0 | 0 | 0 | 0 | 0 | 0 | 0 | 0 | 0 | 0 | 0 | 0 | 0
F10_Industrial_Agriculture_New_Space Heating_Natural Gas_Insulation - Roof/Ceiling_A_Achievable Technical Potential | F10 | Industrial | Agriculture | New | Space Heating | Natural Gas | Insulation - Roof/Ceiling | A | Purchases (Incremental) | Achievable Technical Potential | 0 | 0 | 0 | 0 | 0 | 0 | 0 | 0 | 0 | 0 | 0 | 0 | 0 | 0 | 0 | 0 | 0 | 0 | 0 | 0 | 0 | 0 | 0
F11_Industrial_Agriculture_New_Space Heating_Natural Gas_Insulation - Roof/Ceiling_A_Achievable Technical Potential | F11 | Industrial | Agriculture | New | Space Heating | Natural Gas | Insulation - Roof/Ceiling | A | Purchases (Cumulative) | Achievable Technical Potential | 0 | 0 | 0 | 0 | 0 | 0 | 0 | 0 | 0 | 0 | 0 | 0 | 0 | 0 | 0 | 0 | 0 | 0 | 0 | 0 | 0 | 0 | 0
F1_Industrial_Agriculture_New_Space Heating_Natural Gas_Insulation - Wall Cavity_A_Achievable Technical Potential | F1 | Industrial | Agriculture | New | Space Heating | Natural Gas | Insulation - Wall Cavity | A | Integrated Unit Energy Savings (kWh or therms) | Achievable Technical Potential | 0 | 0 | 0.017243 | 0.017036 | 0.016888 | 0.016751 | 0.016653 | 0.016545 | 0.016437 | 0.016324 | 0.01622 | 0.016109 | 0.015971 | 0.015844 | 0.015713 | 0.015604 | 0.01551 | 0.015421 | 0.015367 | 0.015322 | 0.015296 | 0.01529 | 0
F2_Industrial_Agriculture_New_Space Heating_Natural Gas_Insulation - Wall Cavity_A_Achievable Technical Potential | F2 | Industrial | Agriculture | New | Space Heating | Natural Gas | Insulation - Wall Cavity | A | Integrated Unit Summer Peak Savings (kW) | Achievable Technical Potential | 0 | 0 | 0 | 0 | 0 | 0 | 0 | 0 | 0 | 0 | 0 | 0 | 0 | 0 | 0 | 0 | 0 | 0 | 0 | 0 | 0 | 0 | 0
F3_Industrial_Agriculture_New_Space Heating_Natural Gas_Insulation - Wall Cavity_A_Achievable Technical Potential | F3 | Industrial | Agriculture | New | Space Heating | Natural Gas | Insulation - Wall Cavity | A | Integrated Unit Winter Peak Savings (kW) | Achievable Technical Potential | 0 | 0 | 0 | 0 | 0 | 0 | 0 | 0 | 0 | 0 | 0 | 0 | 0 | 0 | 0 | 0 | 0 | 0 | 0 | 0 | 0 | 0 | 0
F4_Industrial_Agriculture_New_Space Heating_Natural Gas_Insulation - Wall Cavity_A_Achievable Technical Potential | F4 | Industrial | Agriculture | New | Space Heating | Natural Gas | Insulation - Wall Cavity | A | Incremental Energy Savings (MWh or mTherms) | Achievable Technical Potential | 0 | 0 | 0 | 0 | 0 | 0 | 0 | 0 | 0 | 0 | 0 | 0 | 0 | 0 | 0 | 0 | 0 | 0 | 0 | 0 | 0 | 0 | 0
F5_Industrial_Agriculture_New_Space Heating_Natural Gas_Insulation - Wall Cavity_A_Achievable Technical Potential | F5 | Industrial | Agriculture | New | Space Heating | Natural Gas | Insulation - Wall Cavity | A | Incremental Summer Peak Savings (MW) | Achievable Technical Potential | 0 | 0 | 0 | 0 | 0 | 0 | 0 | 0 | 0 | 0 | 0 | 0 | 0 | 0 | 0 | 0 | 0 | 0 | 0 | 0 | 0 | 0 | 0
F6_Industrial_Agriculture_New_Space Heating_Natural Gas_Insulation - Wall Cavity_A_Achievable Technical Potential | F6 | Industrial | Agriculture | New | Space Heating | Natural Gas | Insulation - Wall Cavity | A | Incremental Winter Peak Savings (MW) | Achievable Technical Potential | 0 | 0 | 0 | 0 | 0 | 0 | 0 | 0 | 0 | 0 | 0 | 0 | 0 | 0 | 0 | 0 | 0 | 0 | 0 | 0 | 0 | 0 | 0
F7_Industrial_Agriculture_New_Space Heating_Natural Gas_Insulation - Wall Cavity_A_Achievable Technical Potential | F7 | Industrial | Agriculture | New | Space Heating | Natural Gas | Insulation - Wall Cavity | A | Cumulative Energy Savings (MWh or mTherms) | Achievable Technical Potential | 0 | 0 | 0 | 0 | 0 | 0 | 0 | 0 | 0 | 0 | 0 | 0 | 0 | 0 | 0 | 0 | 0 | 0 | 0 | 0 | 0 | 0 | 0
F8_Industrial_Agriculture_New_Space Heating_Natural Gas_Insulation - Wall Cavity_A_Achievable Technical Potential | F8 | Industrial | Agriculture | New | Space Heating | Natural Gas | Insulation - Wall Cavity | A | Cumulative Summer Peak Savings (MW) | Achievable Technical Potential | 0 | 0 | 0 | 0 | 0 | 0 | 0 | 0 | 0 | 0 | 0 | 0 | 0 | 0 | 0 | 0 | 0 | 0 | 0 | 0 | 0 | 0 | 0
F9_Industrial_Agriculture_New_Space Heating_Natural Gas_Insulation - Wall Cavity_A_Achievable Technical Potential | F9 | Industrial | Agriculture | New | Space Heating | Natural Gas | Insulation - Wall Cavity | A | Cumulative Winter Peak Savings (MW) | Achievable Technical Potential | 0 | 0 | 0 | 0 | 0 | 0 | 0 | 0 | 0 | 0 | 0 | 0 | 0 | 0 | 0 | 0 | 0 | 0 | 0 | 0 | 0 | 0 | 0
F10_Industrial_Agriculture_New_Space Heating_Natural Gas_Insulation - Wall Cavity_A_Achievable Technical Potential | F10 | Industrial | Agriculture | New | Space Heating | Natural Gas | Insulation - Wall Cavity | A | Purchases (Incremental) | Achievable Technical Potential | 0 | 0 | 0 | 0 | 0 | 0 | 0 | 0 | 0 | 0 | 0 | 0 | 0 | 0 | 0 | 0 | 0 | 0 | 0 | 0 | 0 | 0 | 0
F11_Industrial_Agriculture_New_Space Heating_Natural Gas_Insulation - Wall Cavity_A_Achievable Technical Potential | F11 | Industrial | Agriculture | New | Space Heating | Natural Gas | Insulation - Wall Cavity | A | Purchases (Cumulative) | Achievable Technical Potential | 0 | 0 | 0 | 0 | 0 | 0 | 0 | 0 | 0 | 0 | 0 | 0 | 0 | 0 | 0 | 0 | 0 | 0 | 0 | 0 | 0 | 0 | 0
F1_Industrial_Agriculture_New_Space Heating_Natural Gas_Insulation - Ducting_A_Achievable Technical Potential | F1 | Industrial | Agriculture | New | Space Heating | Natural Gas | Insulation - Ducting | A | Integrated Unit Energy Savings (kWh or therms) | Achievable Technical Potential | 0 | 0 | 0.0012689 | 0.0012523 | 0.0012403 | 0.0012292 | 0.0012204 | 0.0012113 | 0.0012023 | 0.001193 | 0.0011843 | 0.0011752 | 0.0011643 | 0.0011544 | 0.001144 | 0.0011356 | 0.0011284 | 0.001122 | 0.0011178 | 0.0011146 | 0.0011127 | 0.0011123 | 0
F2_Industrial_Agriculture_New_Space Heating_Natural Gas_Insulation - Ducting_A_Achievable Technical Potential | F2 | Industrial | Agriculture | New | Space Heating | Natural Gas | Insulation - Ducting | A | Integrated Unit Summer Peak Savings (kW) | Achievable Technical Potential | 0 | 0 | 0 | 0 | 0 | 0 | 0 | 0 | 0 | 0 | 0 | 0 | 0 | 0 | 0 | 0 | 0 | 0 | 0 | 0 | 0 | 0 | 0
F3_Industrial_Agriculture_New_Space Heating_Natural Gas_Insulation - Ducting_A_Achievable Technical Potential | F3 | Industrial | Agriculture | New | Space Heating | Natural Gas | Insulation - Ducting | A | Integrated Unit Winter Peak Savings (kW) | Achievable Technical Potential | 0 | 0 | 0 | 0 | 0 | 0 | 0 | 0 | 0 | 0 | 0 | 0 | 0 | 0 | 0 | 0 | 0 | 0 | 0 | 0 | 0 | 0 | 0
F4_Industrial_Agriculture_New_Space Heating_Natural Gas_Insulation - Ducting_A_Achievable Technical Potential | F4 | Industrial | Agriculture | New | Space Heating | Natural Gas | Insulation - Ducting | A | Incremental Energy Savings (MWh or mTherms) | Achievable Technical Potential | 0 | 0 | 0 | 0 | 0 | 0 | 0 | 0 | 0 | 0 | 0 | 0 | 0 | 0 | 0 | 0 | 0 | 0 | 0 | 0 | 0 | 0 | 0
F5_Industrial_Agriculture_New_Space Heating_Natural Gas_Insulation - Ducting_A_Achievable Technical Potential | F5 | Industrial | Agriculture | New | Space Heating | Natural Gas | Insulation - Ducting | A | Incremental Summer Peak Savings (MW) | Achievable Technical Potential | 0 | 0 | 0 | 0 | 0 | 0 | 0 | 0 | 0 | 0 | 0 | 0 | 0 | 0 | 0 | 0 | 0 | 0 | 0 | 0 | 0 | 0 | 0
F6_Industrial_Agriculture_New_Space Heating_Natural Gas_Insulation - Ducting_A_Achievable Technical Potential | F6 | Industrial | Agriculture | New | Space Heating | Natural Gas | Insulation - Ducting | A | Incremental Winter Peak Savings (MW) | Achievable Technical Potential | 0 | 0 | 0 | 0 | 0 | 0 | 0 | 0 | 0 | 0 | 0 | 0 | 0 | 0 | 0 | 0 | 0 | 0 | 0 | 0 | 0 | 0 | 0
F7_Industrial_Agriculture_New_Space Heating_Natural Gas_Insulation - Ducting_A_Achievable Technical Potential | F7 | Industrial | Agriculture | New | Space Heating | Natural Gas | Insulation - Ducting | A | Cumulative Energy Savings (MWh or mTherms) | Achievable Technical Potential | 0 | 0 | 0 | 0 | 0 | 0 | 0 | 0 | 0 | 0 | 0 | 0 | 0 | 0 | 0 | 0 | 0 | 0 | 0 | 0 | 0 | 0 | 0
F8_Industrial_Agriculture_New_Space Heating_Natural Gas_Insulation - Ducting_A_Achievable Technical Potential | F8 | Industrial | Agriculture | New | Space Heating | Natural Gas | Insulation - Ducting | A | Cumulative Summer Peak Savings (MW) | Achievable Technical Potential | 0 | 0 | 0 | 0 | 0 | 0 | 0 | 0 | 0 | 0 | 0 | 0 | 0 | 0 | 0 | 0 | 0 | 0 | 0 | 0 | 0 | 0 | 0
F9_Industrial_Agriculture_New_Space Heating_Natural Gas_Insulation - Ducting_A_Achievable Technical Potential | F9 | Industrial | Agriculture | New | Space Heating | Natural Gas | Insulation - Ducting | A | Cumulative Winter Peak Savings (MW) | Achievable Technical Potential | 0 | 0 | 0 | 0 | 0 | 0 | 0 | 0 | 0 | 0 | 0 | 0 | 0 | 0 | 0 | 0 | 0 | 0 | 0 | 0 | 0 | 0 | 0
F10_Industrial_Agriculture_New_Space Heating_Natural Gas_Insulation - Ducting_A_Achievable Technical Potential | F10 | Industrial | Agriculture | New | Space Heating | Natural Gas | Insulation - Ducting | A | Purchases (Incremental) | Achievable Technical Potential | 0 | 0 | 0 | 0 | 0 | 0 | 0 | 0 | 0 | 0 | 0 | 0 | 0 | 0 | 0 | 0 | 0 | 0 | 0 | 0 | 0 | 0 | 0
F11_Industrial_Agriculture_New_Space Heating_Natural Gas_Insulation - Ducting_A_Achievable Technical Potential | F11 | Industrial | Agriculture | New | Space Heating | Natural Gas | Insulation - Ducting | A | Purchases (Cumulative) | Achievable Technical Potential | 0 | 0 | 0 | 0 | 0 | 0 | 0 | 0 | 0 | 0 | 0 | 0 | 0 | 0 | 0 | 0 | 0 | 0 | 0 | 0 | 0 | 0 | 0
F1_Industrial_Agriculture_New_Space Heating_Natural Gas_HVAC - Duct Repair and Sealing_A_Achievable Technical Potential | F1 | Industrial | Agriculture | New | Space Heating | Natural Gas | HVAC - Duct Repair and Sealing | A | Integrated Unit Energy Savings (kWh or therms) | Achievable Technical Potential | 0 | 0 | 0.0035888 | 0.003542 | 0.0035079 | 0.0034764 | 0.0034516 | 0.0034259 | 0.0034004 | 0.0033743 | 0.0033495 | 0.0033238 | 0.0032929 | 0.0032649 | 0.0032356 | 0.0032119 | 0.0031916 | 0.0031733 | 0.0031616 | 0.0031523 | 0.003147 | 0.0031458 | 0
F2_Industrial_Agriculture_New_Space Heating_Natural Gas_HVAC - Duct Repair and Sealing_A_Achievable Technical Potential | F2 | Industrial | Agriculture | New | Space Heating | Natural Gas | HVAC - Duct Repair and Sealing | A | Integrated Unit Summer Peak Savings (kW) | Achievable Technical Potential | 0 | 0 | 0 | 0 | 0 | 0 | 0 | 0 | 0 | 0 | 0 | 0 | 0 | 0 | 0 | 0 | 0 | 0 | 0 | 0 | 0 | 0 | 0
F3_Industrial_Agriculture_New_Space Heating_Natural Gas_HVAC - Duct Repair and Sealing_A_Achievable Technical Potential | F3 | Industrial | Agriculture | New | Space Heating | Natural Gas | HVAC - Duct Repair and Sealing | A | Integrated Unit Winter Peak Savings (kW) | Achievable Technical Potential | 0 | 0 | 0 | 0 | 0 | 0 | 0 | 0 | 0 | 0 | 0 | 0 | 0 | 0 | 0 | 0 | 0 | 0 | 0 | 0 | 0 | 0 | 0
F4_Industrial_Agriculture_New_Space Heating_Natural Gas_HVAC - Duct Repair and Sealing_A_Achievable Technical Potential | F4 | Industrial | Agriculture | New | Space Heating | Natural Gas | HVAC - Duct Repair and Sealing | A | Incremental Energy Savings (MWh or mTherms) | Achievable Technical Potential | 0 | 0 | 0 | 0 | 0 | 0 | 0 | 0 | 0 | 0 | 0 | 0 | 0 | 0 | 0 | 0 | 0 | 0 | 0 | 0 | 0 | 0 | 0
F5_Industrial_Agriculture_New_Space Heating_Natural Gas_HVAC - Duct Repair and Sealing_A_Achievable Technical Potential | F5 | Industrial | Agriculture | New | Space Heating | Natural Gas | HVAC - Duct Repair and Sealing | A | Incremental Summer Peak Savings (MW) | Achievable Technical Potential | 0 | 0 | 0 | 0 | 0 | 0 | 0 | 0 | 0 | 0 | 0 | 0 | 0 | 0 | 0 | 0 | 0 | 0 | 0 | 0 | 0 | 0 | 0
F6_Industrial_Agriculture_New_Space Heating_Natural Gas_HVAC - Duct Repair and Sealing_A_Achievable Technical Potential | F6 | Industrial | Agriculture | New | Space Heating | Natural Gas | HVAC - Duct Repair and Sealing | A | Incremental Winter Peak Savings (MW) | Achievable Technical Potential | 0 | 0 | 0 | 0 | 0 | 0 | 0 | 0 | 0 | 0 | 0 | 0 | 0 | 0 | 0 | 0 | 0 | 0 | 0 | 0 | 0 | 0 | 0
F7_Industrial_Agriculture_New_Space Heating_Natural Gas_HVAC - Duct Repair and Sealing_A_Achievable Technical Potential | F7 | Industrial | Agriculture | New | Space Heating | Natural Gas | HVAC - Duct Repair and Sealing | A | Cumulative Energy Savings (MWh or mTherms) | Achievable Technical Potential | 0 | 0 | 0 | 0 | 0 | 0 | 0 | 0 | 0 | 0 | 0 | 0 | 0 | 0 | 0 | 0 | 0 | 0 | 0 | 0 | 0 | 0 | 0
F8_Industrial_Agriculture_New_Space Heating_Natural Gas_HVAC - Duct Repair and Sealing_A_Achievable Technical Potential | F8 | Industrial | Agriculture | New | Space Heating | Natural Gas | HVAC - Duct Repair and Sealing | A | Cumulative Summer Peak Savings (MW) | Achievable Technical Potential | 0 | 0 | 0 | 0 | 0 | 0 | 0 | 0 | 0 | 0 | 0 | 0 | 0 | 0 | 0 | 0 | 0 | 0 | 0 | 0 | 0 | 0 | 0
F9_Industrial_Agriculture_New_Space Heating_Natural Gas_HVAC - Duct Repair and Sealing_A_Achievable Technical Potential | F9 | Industrial | Agriculture | New | Space Heating | Natural Gas | HVAC - Duct Repair and Sealing | A | Cumulative Winter Peak Savings (MW) | Achievable Technical Potential | 0 | 0 | 0 | 0 | 0 | 0 | 0 | 0 | 0 | 0 | 0 | 0 | 0 | 0 | 0 | 0 | 0 | 0 | 0 | 0 | 0 | 0 | 0
F10_Industrial_Agriculture_New_Space Heating_Natural Gas_HVAC - Duct Repair and Sealing_A_Achievable Technical Potential | F10 | Industrial | Agriculture | New | Space Heating | Natural Gas | HVAC - Duct Repair and Sealing | A | Purchases (Incremental) | Achievable Technical Potential | 0 | 0 | 0 | 0 | 0 | 0 | 0 | 0 | 0 | 0 | 0 | 0 | 0 | 0 | 0 | 0 | 0 | 0 | 0 | 0 | 0 | 0 | 0
F11_Industrial_Agriculture_New_Space Heating_Natural Gas_HVAC - Duct Repair and Sealing_A_Achievable Technical Potential | F11 | Industrial | Agriculture | New | Space Heating | Natural Gas | HVAC - Duct Repair and Sealing | A | Purchases (Cumulative) | Achievable Technical Potential | 0 | 0 | 0 | 0 | 0 | 0 | 0 | 0 | 0 | 0 | 0 | 0 | 0 | 0 | 0 | 0 | 0 | 0 | 0 | 0 | 0 | 0 | 0
F1_Industrial_Agriculture_New_Space Heating_Natural Gas_Windows - High Efficiency_A_Achievable Technical Potential | F1 | Industrial | Agriculture | New | Space Heating | Natural Gas | Windows - High Efficiency | A | Integrated Unit Energy Savings (kWh or therms) | Achievable Technical Potential | 0 | 0 | 0.007362 | 0.0072671 | 0.0071983 | 0.0071345 | 0.0070849 | 0.0070331 | 0.0069819 | 0.0069291 | 0.0068792 | 0.0068275 | 0.006765 | 0.0067081 | 0.0066486 | 0.0066004 | 0.006559 | 0.0065216 | 0.0064981 | 0.0064793 | 0.0064686 | 0.0064663 | 0
F2_Industrial_Agriculture_New_Space Heating_Natural Gas_Windows - High Efficiency_A_Achievable Technical Potential | F2 | Industrial | Agriculture | New | Space Heating | Natural Gas | Windows - High Efficiency | A | Integrated Unit Summer Peak Savings (kW) | Achievable Technical Potential | 0 | 0 | 0 | 0 | 0 | 0 | 0 | 0 | 0 | 0 | 0 | 0 | 0 | 0 | 0 | 0 | 0 | 0 | 0 | 0 | 0 | 0 | 0
F3_Industrial_Agriculture_New_Space Heating_Natural Gas_Windows - High Efficiency_A_Achievable Technical Potential | F3 | Industrial | Agriculture | New | Space Heating | Natural Gas | Windows - High Efficiency | A | Integrated Unit Winter Peak Savings (kW) | Achievable Technical Potential | 0 | 0 | 0 | 0 | 0 | 0 | 0 | 0 | 0 | 0 | 0 | 0 | 0 | 0 | 0 | 0 | 0 | 0 | 0 | 0 | 0 | 0 | 0
F4_Industrial_Agriculture_New_Space Heating_Natural Gas_Windows - High Efficiency_A_Achievable Technical Potential | F4 | Industrial | Agriculture | New | Space Heating | Natural Gas | Windows - High Efficiency | A | Incremental Energy Savings (MWh or mTherms) | Achievable Technical Potential | 0 | 0 | 0 | 0 | 0 | 0 | 0 | 0 | 0 | 0 | 0 | 0 | 0 | 0 | 0 | 0 | 0 | 0 | 0 | 0 | 0 | 0 | 0
F5_Industrial_Agriculture_New_Space Heating_Natural Gas_Windows - High Efficiency_A_Achievable Technical Potential | F5 | Industrial | Agriculture | New | Space Heating | Natural Gas | Windows - High Efficiency | A | Incremental Summer Peak Savings (MW) | Achievable Technical Potential | 0 | 0 | 0 | 0 | 0 | 0 | 0 | 0 | 0 | 0 | 0 | 0 | 0 | 0 | 0 | 0 | 0 | 0 | 0 | 0 | 0 | 0 | 0
F6_Industrial_Agriculture_New_Space Heating_Natural Gas_Windows - High Efficiency_A_Achievable Technical Potential | F6 | Industrial | Agriculture | New | Space Heating | Natural Gas | Windows - High Efficiency | A | Incremental Winter Peak Savings (MW) | Achievable Technical Potential | 0 | 0 | 0 | 0 | 0 | 0 | 0 | 0 | 0 | 0 | 0 | 0 | 0 | 0 | 0 | 0 | 0 | 0 | 0 | 0 | 0 | 0 | 0
F7_Industrial_Agriculture_New_Space Heating_Natural Gas_Windows - High Efficiency_A_Achievable Technical Potential | F7 | Industrial | Agriculture | New | Space Heating | Natural Gas | Windows - High Efficiency | A | Cumulative Energy Savings (MWh or mTherms) | Achievable Technical Potential | 0 | 0 | 0 | 0 | 0 | 0 | 0 | 0 | 0 | 0 | 0 | 0 | 0 | 0 | 0 | 0 | 0 | 0 | 0 | 0 | 0 | 0 | 0
F8_Industrial_Agriculture_New_Space Heating_Natural Gas_Windows - High Efficiency_A_Achievable Technical Potential | F8 | Industrial | Agriculture | New | Space Heating | Natural Gas | Windows - High Efficiency | A | Cumulative Summer Peak Savings (MW) | Achievable Technical Potential | 0 | 0 | 0 | 0 | 0 | 0 | 0 | 0 | 0 | 0 | 0 | 0 | 0 | 0 | 0 | 0 | 0 | 0 | 0 | 0 | 0 | 0 | 0
F9_Industrial_Agriculture_New_Space Heating_Natural Gas_Windows - High Efficiency_A_Achievable Technical Potential | F9 | Industrial | Agriculture | New | Space Heating | Natural Gas | Windows - High Efficiency | A | Cumulative Winter Peak Savings (MW) | Achievable Technical Potential | 0 | 0 | 0 | 0 | 0 | 0 | 0 | 0 | 0 | 0 | 0 | 0 | 0 | 0 | 0 | 0 | 0 | 0 | 0 | 0 | 0 | 0 | 0
F10_Industrial_Agriculture_New_Space Heating_Natural Gas_Windows - High Efficiency_A_Achievable Technical Potential | F10 | Industrial | Agriculture | New | Space Heating | Natural Gas | Windows - High Efficiency | A | Purchases (Incremental) | Achievable Technical Potential | 0 | 0 | 0 | 0 | 0 | 0 | 0 | 0 | 0 | 0 | 0 | 0 | 0 | 0 | 0 | 0 | 0 | 0 | 0 | 0 | 0 | 0 | 0
F11_Industrial_Agriculture_New_Space Heating_Natural Gas_Windows - High Efficiency_A_Achievable Technical Potential | F11 | Industrial | Agriculture | New | Space Heating | Natural Gas | Windows - High Efficiency | A | Purchases (Cumulative) | Achievable Technical Potential | 0 | 0 | 0 | 0 | 0 | 0 | 0 | 0 | 0 | 0 | 0 | 0 | 0 | 0 | 0 | 0 | 0 | 0 | 0 | 0 | 0 | 0 | 0
F1_Industrial_Agriculture_New_Space Heating_Natural Gas_Gas Boiler - Maintenance_A_Achievable Technical Potential | F1 | Industrial | Agriculture | New | Space Heating | Natural Gas | Gas Boiler - Maintenance | A | Integrated Unit Energy Savings (kWh or therms) | Achievable Technical Potential | 0 | 0 | 1.1143 | 1.1021 | 1.0939 | 1.0865 | 1.0823 | 1.0775 | 1.0731 | 1.0686 | 1.0656 | 1.0624 | 1.0577 | 1.0534 | 1.0493 | 1.0458 | 1.0425 | 1.0382 | 1.0362 | 1.0333 | 1.031 | 1.0295 | 0
F2_Industrial_Agriculture_New_Space Heating_Natural Gas_Gas Boiler - Maintenance_A_Achievable Technical Potential | F2 | Industrial | Agriculture | New | Space Heating | Natural Gas | Gas Boiler - Maintenance | A | Integrated Unit Summer Peak Savings (kW) | Achievable Technical Potential | 0 | 0 | 0 | 0 | 0 | 0 | 0 | 0 | 0 | 0 | 0 | 0 | 0 | 0 | 0 | 0 | 0 | 0 | 0 | 0 | 0 | 0 | 0
F3_Industrial_Agriculture_New_Space Heating_Natural Gas_Gas Boiler - Maintenance_A_Achievable Technical Potential | F3 | Industrial | Agriculture | New | Space Heating | Natural Gas | Gas Boiler - Maintenance | A | Integrated Unit Winter Peak Savings (kW) | Achievable Technical Potential | 0 | 0 | 0 | 0 | 0 | 0 | 0 | 0 | 0 | 0 | 0 | 0 | 0 | 0 | 0 | 0 | 0 | 0 | 0 | 0 | 0 | 0 | 0
F4_Industrial_Agriculture_New_Space Heating_Natural Gas_Gas Boiler - Maintenance_A_Achievable Technical Potential | F4 | Industrial | Agriculture | New | Space Heating | Natural Gas | Gas Boiler - Maintenance | A | Incremental Energy Savings (MWh or mTherms) | Achievable Technical Potential | 0 | 0 | 0.0011691 | 0.0014144 | 0.0013858 | 0.0014308 | 0.0014374 | 0.001427 | 0.0014132 | 0.0014193 | 0.0014112 | 0.0025137 | 0.002762 | 0.0027294 | 0.0049652 | 0.005462 | 0.0054027 | 0.0098261 | 0.010824 | 0.01071 | 0.019791 | 0.021555 | 0
F5_Industrial_Agriculture_New_Space Heating_Natural Gas_Gas Boiler - Maintenance_A_Achievable Technical Potential | F5 | Industrial | Agriculture | New | Space Heating | Natural Gas | Gas Boiler - Maintenance | A | Incremental Summer Peak Savings (MW) | Achievable Technical Potential | 0 | 0 | 0 | 0 | 0 | 0 | 0 | 0 | 0 | 0 | 0 | 0 | 0 | 0 | 0 | 0 | 0 | 0 | 0 | 0 | 0 | 0 | 0
F6_Industrial_Agriculture_New_Space Heating_Natural Gas_Gas Boiler - Maintenance_A_Achievable Technical Potential | F6 | Industrial | Agriculture | New | Space Heating | Natural Gas | Gas Boiler - Maintenance | A | Incremental Winter Peak Savings (MW) | Achievable Technical Potential | 0 | 0 | 0 | 0 | 0 | 0 | 0 | 0 | 0 | 0 | 0 | 0 | 0 | 0 | 0 | 0 | 0 | 0 | 0 | 0 | 0 | 0 | 0
F7_Industrial_Agriculture_New_Space Heating_Natural Gas_Gas Boiler - Maintenance_A_Achievable Technical Potential | F7 | Industrial | Agriculture | New | Space Heating | Natural Gas | Gas Boiler - Maintenance | A | Cumulative Energy Savings (MWh or mTherms) | Achievable Technical Potential | 0 | 0 | 0.0011691 | 0.0025707 | 0.0039373 | 0.0042015 | 0.0042337 | 0.0042769 | 0.0042595 | 0.0042418 | 0.0042298 | 0.0042171 | 0.0041983 | 0.0041812 | 0.0041649 | 0.0041511 | 0.0041382 | 0.0041212 | 0.004113 | 0.0041016 | 0.0040924 | 0.0040866 | 0
F8_Industrial_Agriculture_New_Space Heating_Natural Gas_Gas Boiler - Maintenance_A_Achievable Technical Potential | F8 | Industrial | Agriculture | New | Space Heating | Natural Gas | Gas Boiler - Maintenance | A | Cumulative Summer Peak Savings (MW) | Achievable Technical Potential | 0 | 0 | 0 | 0 | 0 | 0 | 0 | 0 | 0 | 0 | 0 | 0 | 0 | 0 | 0 | 0 | 0 | 0 | 0 | 0 | 0 | 0 | 0
F9_Industrial_Agriculture_New_Space Heating_Natural Gas_Gas Boiler - Maintenance_A_Achievable Technical Potential | F9 | Industrial | Agriculture | New | Space Heating | Natural Gas | Gas Boiler - Maintenance | A | Cumulative Winter Peak Savings (MW) | Achievable Technical Potential | 0 | 0 | 0 | 0 | 0 | 0 | 0 | 0 | 0 | 0 | 0 | 0 | 0 | 0 | 0 | 0 | 0 | 0 | 0 | 0 | 0 | 0 | 0
F10_Industrial_Agriculture_New_Space Heating_Natural Gas_Gas Boiler - Maintenance_A_Achievable Technical Potential | F10 | Industrial | Agriculture | New | Space Heating | Natural Gas | Gas Boiler - Maintenance | A | Purchases (Incremental) | Achievable Technical Potential | 0 | 0 | 1.0491 | 1.2833 | 1.2668 | 1.3169 | 1.3281 | 1.3244 | 1.3169 | 1.3281 | 1.3244 | 2.3661 | 2.6115 | 2.5912 | 4.7321 | 5.2229 | 5.1824 | 9.4642 | 10.4458 | 10.3647 | 19.1962 | 20.9364 | 0
F11_Industrial_Agriculture_New_Space Heating_Natural Gas_Gas Boiler - Maintenance_A_Achievable Technical Potential | F11 | Industrial | Agriculture | New | Space Heating | Natural Gas | Gas Boiler - Maintenance | A | Purchases (Cumulative) | Achievable Technical Potential | 0 | 0 | 1.0491 | 2.3325 | 3.5993 | 3.8671 | 3.9119 | 3.9694 | 3.9694 | 3.9694 | 3.9694 | 3.9694 | 3.9694 | 3.9694 | 3.9694 | 3.9694 | 3.9694 | 3.9694 | 3.9694 | 3.9694 | 3.9694 | 3.9694 | 0
F1_Industrial_Agriculture_New_Process_Natural Gas_Gas Boiler - Maintenance_A_Achievable Technical Potential | F1 | Industrial | Agriculture | New | Process | Natural Gas | Gas Boiler - Maintenance | A | Integrated Unit Energy Savings (kWh or therms) | Achievable Technical Potential | 0 | 0 | 1.5559 | 1.5559 | 1.5559 | 1.5559 | 1.5559 | 1.5559 | 1.5559 | 1.5559 | 1.5559 | 1.5559 | 1.5559 | 1.5559 | 1.5559 | 1.5559 | 1.5559 | 1.5559 | 1.5559 | 1.5559 | 1.5559 | 1.5559 | 0
F2_Industrial_Agriculture_New_Process_Natural Gas_Gas Boiler - Maintenance_A_Achievable Technical Potential | F2 | Industrial | Agriculture | New | Process | Natural Gas | Gas Boiler - Maintenance | A | Integrated Unit Summer Peak Savings (kW) | Achievable Technical Potential | 0 | 0 | 0 | 0 | 0 | 0 | 0 | 0 | 0 | 0 | 0 | 0 | 0 | 0 | 0 | 0 | 0 | 0 | 0 | 0 | 0 | 0 | 0
F3_Industrial_Agriculture_New_Process_Natural Gas_Gas Boiler - Maintenance_A_Achievable Technical Potential | F3 | Industrial | Agriculture | New | Process | Natural Gas | Gas Boiler - Maintenance | A | Integrated Unit Winter Peak Savings (kW) | Achievable Technical Potential | 0 | 0 | 0 | 0 | 0 | 0 | 0 | 0 | 0 | 0 | 0 | 0 | 0 | 0 | 0 | 0 | 0 | 0 | 0 | 0 | 0 | 0 | 0
F4_Industrial_Agriculture_New_Process_Natural Gas_Gas Boiler - Maintenance_A_Achievable Technical Potential | F4 | Industrial | Agriculture | New | Process | Natural Gas | Gas Boiler - Maintenance | A | Incremental Energy Savings (MWh or mTherms) | Achievable Technical Potential | 0 | 0 | 0.013502 | 0.016517 | 0.016304 | 0.016949 | 0.017093 | 0.017045 | 0.016949 | 0.017093 | 0.017045 | 0.030451 | 0.03361 | 0.033349 | 0.060903 | 0.06722 | 0.066698 | 0.12181 | 0.13444 | 0.1334 | 0.24706 | 0.26945 | 0
F5_Industrial_Agriculture_New_Process_Natural Gas_Gas Boiler - Maintenance_A_Achievable Technical Potential | F5 | Industrial | Agriculture | New | Process | Natural Gas | Gas Boiler - Maintenance | A | Incremental Summer Peak Savings (MW) | Achievable Technical Potential | 0 | 0 | 0 | 0 | 0 | 0 | 0 | 0 | 0 | 0 | 0 | 0 | 0 | 0 | 0 | 0 | 0 | 0 | 0 | 0 | 0 | 0 | 0
F6_Industrial_Agriculture_New_Process_Natural Gas_Gas Boiler - Maintenance_A_Achievable Technical Potential | F6 | Industrial | Agriculture | New | Process | Natural Gas | Gas Boiler - Maintenance | A | Incremental Winter Peak Savings (MW) | Achievable Technical Potential | 0 | 0 | 0 | 0 | 0 | 0 | 0 | 0 | 0 | 0 | 0 | 0 | 0 | 0 | 0 | 0 | 0 | 0 | 0 | 0 | 0 | 0 | 0
F7_Industrial_Agriculture_New_Process_Natural Gas_Gas Boiler - Maintenance_A_Achievable Technical Potential | F7 | Industrial | Agriculture | New | Process | Natural Gas | Gas Boiler - Maintenance | A | Cumulative Energy Savings (MWh or mTherms) | Achievable Technical Potential | 0 | 0 | 0.013502 | 0.030019 | 0.046323 | 0.04977 | 0.050346 | 0.051087 | 0.051087 | 0.051087 | 0.051087 | 0.051087 | 0.051087 | 0.051087 | 0.051087 | 0.051087 | 0.051087 | 0.051087 | 0.051087 | 0.051087 | 0.051087 | 0.051087 | 0
F8_Industrial_Agriculture_New_Process_Natural Gas_Gas Boiler - Maintenance_A_Achievable Technical Potential | F8 | Industrial | Agriculture | New | Process | Natural Gas | Gas Boiler - Maintenance | A | Cumulative Summer Peak Savings (MW) | Achievable Technical Potential | 0 | 0 | 0 | 0 | 0 | 0 | 0 | 0 | 0 | 0 | 0 | 0 | 0 | 0 | 0 | 0 | 0 | 0 | 0 | 0 | 0 | 0 | 0
F9_Industrial_Agriculture_New_Process_Natural Gas_Gas Boiler - Maintenance_A_Achievable Technical Potential | F9 | Industrial | Agriculture | New | Process | Natural Gas | Gas Boiler - Maintenance | A | Cumulative Winter Peak Savings (MW) | Achievable Technical Potential | 0 | 0 | 0 | 0 | 0 | 0 | 0 | 0 | 0 | 0 | 0 | 0 | 0 | 0 | 0 | 0 | 0 | 0 | 0 | 0 | 0 | 0 | 0
F10_Industrial_Agriculture_New_Process_Natural Gas_Gas Boiler - Maintenance_A_Achievable Technical Potential | F10 | Industrial | Agriculture | New | Process | Natural Gas | Gas Boiler - Maintenance | A | Purchases (Incremental) | Achievable Technical Potential | 0 | 0 | 8.6783 | 10.6157 | 10.4791 | 10.8936 | 10.9862 | 10.955 | 10.8936 | 10.9862 | 10.955 | 19.5719 | 21.6018 | 21.4341 | 39.1438 | 43.2037 | 42.8683 | 78.2875 | 86.4074 | 85.7366 | 158.7903 | 173.1852 | 0
F11_Industrial_Agriculture_New_Process_Natural Gas_Gas Boiler - Maintenance_A_Achievable Technical Potential | F11 | Industrial | Agriculture | New | Process | Natural Gas | Gas Boiler - Maintenance | A | Purchases (Cumulative) | Achievable Technical Potential | 0 | 0 | 8.6783 | 19.294 | 29.7731 | 31.9883 | 32.3589 | 32.8348 | 32.8348 | 32.8348 | 32.8348 | 32.8348 | 32.8348 | 32.8348 | 32.8348 | 32.8348 | 32.8348 | 32.8348 | 32.8348 | 32.8348 | 32.8348 | 32.8348 | 0
F1_Industrial_Agriculture_New_Space Heating_Natural Gas_Gas Furnace - Maintenance_A_Achievable Technical Potential | F1 | Industrial | Agriculture | New | Space Heating | Natural Gas | Gas Furnace - Maintenance | A | Integrated Unit Energy Savings (kWh or therms) | Achievable Technical Potential | 0 | 0 | 0.0083098 | 0.0082187 | 0.0081573 | 0.0081019 | 0.0080706 | 0.0080349 | 0.0080022 | 0.007969 | 0.0079465 | 0.0079226 | 0.0078872 | 0.0078551 | 0.0078245 | 0.0077986 | 0.0077743 | 0.0077424 | 0.007727 | 0.0077056 | 0.0076884 | 0.0076775 | 0
F2_Industrial_Agriculture_New_Space Heating_Natural Gas_Gas Furnace - Maintenance_A_Achievable Technical Potential | F2 | Industrial | Agriculture | New | Space Heating | Natural Gas | Gas Furnace - Maintenance | A | Integrated Unit Summer Peak Savings (kW) | Achievable Technical Potential | 0 | 0 | 0 | 0 | 0 | 0 | 0 | 0 | 0 | 0 | 0 | 0 | 0 | 0 | 0 | 0 | 0 | 0 | 0 | 0 | 0 | 0 | 0
F3_Industrial_Agriculture_New_Space Heating_Natural Gas_Gas Furnace - Maintenance_A_Achievable Technical Potential | F3 | Industrial | Agriculture | New | Space Heating | Natural Gas | Gas Furnace - Maintenance | A | Integrated Unit Winter Peak Savings (kW) | Achievable Technical Potential | 0 | 0 | 0 | 0 | 0 | 0 | 0 | 0 | 0 | 0 | 0 | 0 | 0 | 0 | 0 | 0 | 0 | 0 | 0 | 0 | 0 | 0 | 0
F4_Industrial_Agriculture_New_Space Heating_Natural Gas_Gas Furnace - Maintenance_A_Achievable Technical Potential | F4 | Industrial | Agriculture | New | Space Heating | Natural Gas | Gas Furnace - Maintenance | A | Incremental Energy Savings (MWh or mTherms) | Achievable Technical Potential | 0 | 0 | 1.7622e-05 | 2.1319e-05 | 2.0888e-05 | 2.1566e-05 | 2.1666e-05 | 2.1509e-05 | 2.1301e-05 | 2.1393e-05 | 2.1272e-05 | 3.7889e-05 | 4.1632e-05 | 4.1141e-05 | 7.4841e-05 | 8.233e-05 | 8.1436e-05 | 0.00014811 | 0.00016315 | 0.00016143 | 0.00029832 | 0.0003249 | 0
F5_Industrial_Agriculture_New_Space Heating_Natural Gas_Gas Furnace - Maintenance_A_Achievable Technical Potential | F5 | Industrial | Agriculture | New | Space Heating | Natural Gas | Gas Furnace - Maintenance | A | Incremental Summer Peak Savings (MW) | Achievable Technical Potential | 0 | 0 | 0 | 0 | 0 | 0 | 0 | 0 | 0 | 0 | 0 | 0 | 0 | 0 | 0 | 0 | 0 | 0 | 0 | 0 | 0 | 0 | 0
F6_Industrial_Agriculture_New_Space Heating_Natural Gas_Gas Furnace - Maintenance_A_Achievable Technical Potential | F6 | Industrial | Agriculture | New | Space Heating | Natural Gas | Gas Furnace - Maintenance | A | Incremental Winter Peak Savings (MW) | Achievable Technical Potential | 0 | 0 | 0 | 0 | 0 | 0 | 0 | 0 | 0 | 0 | 0 | 0 | 0 | 0 | 0 | 0 | 0 | 0 | 0 | 0 | 0 | 0 | 0
F7_Industrial_Agriculture_New_Space Heating_Natural Gas_Gas Furnace - Maintenance_A_Achievable Technical Potential | F7 | Industrial | Agriculture | New | Space Heating | Natural Gas | Gas Furnace - Maintenance | A | Cumulative Energy Savings (MWh or mTherms) | Achievable Technical Potential | 0 | 0 | 1.7622e-05 | 3.8748e-05 | 5.9346e-05 | 6.3328e-05 | 6.3814e-05 | 6.4466e-05 | 6.4204e-05 | 6.3938e-05 | 6.3757e-05 | 6.3565e-05 | 6.3281e-05 | 6.3024e-05 | 6.2778e-05 | 6.2571e-05 | 6.2375e-05 | 6.212e-05 | 6.1996e-05 | 6.1824e-05 | 6.1686e-05 | 6.1599e-05 | 0
F8_Industrial_Agriculture_New_Space Heating_Natural Gas_Gas Furnace - Maintenance_A_Achievable Technical Potential | F8 | Industrial | Agriculture | New | Space Heating | Natural Gas | Gas Furnace - Maintenance | A | Cumulative Summer Peak Savings (MW) | Achievable Technical Potential | 0 | 0 | 0 | 0 | 0 | 0 | 0 | 0 | 0 | 0 | 0 | 0 | 0 | 0 | 0 | 0 | 0 | 0 | 0 | 0 | 0 | 0 | 0
F9_Industrial_Agriculture_New_Space Heating_Natural Gas_Gas Furnace - Maintenance_A_Achievable Technical Potential | F9 | Industrial | Agriculture | New | Space Heating | Natural Gas | Gas Furnace - Maintenance | A | Cumulative Winter Peak Savings (MW) | Achievable Technical Potential | 0 | 0 | 0 | 0 | 0 | 0 | 0 | 0 | 0 | 0 | 0 | 0 | 0 | 0 | 0 | 0 | 0 | 0 | 0 | 0 | 0 | 0 | 0
F10_Industrial_Agriculture_New_Space Heating_Natural Gas_Gas Furnace - Maintenance_A_Achievable Technical Potential | F10 | Industrial | Agriculture | New | Space Heating | Natural Gas | Gas Furnace - Maintenance | A | Purchases (Incremental) | Achievable Technical Potential | 0 | 0 | 2.1206 | 2.594 | 2.5606 | 2.6619 | 2.6845 | 2.6769 | 2.6619 | 2.6845 | 2.6769 | 4.7825 | 5.2785 | 5.2375 | 9.5649 | 10.557 | 10.475 | 19.1299 | 21.114 | 20.9501 | 38.801 | 42.3185 | 0
F11_Industrial_Agriculture_New_Space Heating_Natural Gas_Gas Furnace - Maintenance_A_Achievable Technical Potential | F11 | Industrial | Agriculture | New | Space Heating | Natural Gas | Gas Furnace - Maintenance | A | Purchases (Cumulative) | Achievable Technical Potential | 0 | 0 | 2.1206 | 4.7146 | 7.2752 | 7.8165 | 7.907 | 8.0233 | 8.0233 | 8.0233 | 8.0233 | 8.0233 | 8.0233 | 8.0233 | 8.0233 | 8.0233 | 8.0233 | 8.0233 | 8.0233 | 8.0233 | 8.0233 | 8.0233 | 0
F1_Industrial_Agriculture_New_Space Heating_Natural Gas_Gas Boiler - Hot Water Reset_A_Achievable Technical Potential | F1 | Industrial | Agriculture | New | Space Heating | Natural Gas | Gas Boiler - Hot Water Reset | A | Integrated Unit Energy Savings (kWh or therms) | Achievable Technical Potential | 0 | 0 | 4.0505 | 4.0052 | 3.9744 | 3.9467 | 3.9304 | 3.9121 | 3.8953 | 3.8784 | 3.8665 | 3.854 | 3.836 | 3.8197 | 3.8038 | 3.7904 | 3.7778 | 3.7618 | 3.7536 | 3.7427 | 3.7339 | 3.7282 | 0
F2_Industrial_Agriculture_New_Space Heating_Natural Gas_Gas Boiler - Hot Water Reset_A_Achievable Technical Potential | F2 | Industrial | Agriculture | New | Space Heating | Natural Gas | Gas Boiler - Hot Water Reset | A | Integrated Unit Summer Peak Savings (kW) | Achievable Technical Potential | 0 | 0 | 0 | 0 | 0 | 0 | 0 | 0 | 0 | 0 | 0 | 0 | 0 | 0 | 0 | 0 | 0 | 0 | 0 | 0 | 0 | 0 | 0
F3_Industrial_Agriculture_New_Space Heating_Natural Gas_Gas Boiler - Hot Water Reset_A_Achievable Technical Potential | F3 | Industrial | Agriculture | New | Space Heating | Natural Gas | Gas Boiler - Hot Water Reset | A | Integrated Unit Winter Peak Savings (kW) | Achievable Technical Potential | 0 | 0 | 0 | 0 | 0 | 0 | 0 | 0 | 0 | 0 | 0 | 0 | 0 | 0 | 0 | 0 | 0 | 0 | 0 | 0 | 0 | 0 | 0
F4_Industrial_Agriculture_New_Space Heating_Natural Gas_Gas Boiler - Hot Water Reset_A_Achievable Technical Potential | F4 | Industrial | Agriculture | New | Space Heating | Natural Gas | Gas Boiler - Hot Water Reset | A | Incremental Energy Savings (MWh or mTherms) | Achievable Technical Potential | 0 | 0 | 0.0041304 | 0.0087516 | 0.015154 | 0.023317 | 0.030487 | 0.040882 | 0.050485 | 0.05802 | 0.059175 | 0.055301 | 0.046089 | 0.033045 | 0.020157 | 0.010282 | 0.0045933 | 0.0017718 | 0.0038276 | 0.008178 | 0.014237 | 0.022026 | 0
F5_Industrial_Agriculture_New_Space Heating_Natural Gas_Gas Boiler - Hot Water Reset_A_Achievable Technical Potential | F5 | Industrial | Agriculture | New | Space Heating | Natural Gas | Gas Boiler - Hot Water Reset | A | Incremental Summer Peak Savings (MW) | Achievable Technical Potential | 0 | 0 | 0 | 0 | 0 | 0 | 0 | 0 | 0 | 0 | 0 | 0 | 0 | 0 | 0 | 0 | 0 | 0 | 0 | 0 | 0 | 0 | 0
F6_Industrial_Agriculture_New_Space Heating_Natural Gas_Gas Boiler - Hot Water Reset_A_Achievable Technical Potential | F6 | Industrial | Agriculture | New | Space Heating | Natural Gas | Gas Boiler - Hot Water Reset | A | Incremental Winter Peak Savings (MW) | Achievable Technical Potential | 0 | 0 | 0 | 0 | 0 | 0 | 0 | 0 | 0 | 0 | 0 | 0 | 0 | 0 | 0 | 0 | 0 | 0 | 0 | 0 | 0 | 0 | 0
F7_Industrial_Agriculture_New_Space Heating_Natural Gas_Gas Boiler - Hot Water Reset_A_Achievable Technical Potential | F7 | Industrial | Agriculture | New | Space Heating | Natural Gas | Gas Boiler - Hot Water Reset | A | Cumulative Energy Savings (MWh or mTherms) | Achievable Technical Potential | 0 | 0 | 0.0041304 | 0.012836 | 0.027891 | 0.051013 | 0.08129 | 0.12179 | 0.17176 | 0.22903 | 0.2875 | 0.34188 | 0.38637 | 0.41777 | 0.43619 | 0.44494 | 0.44805 | 0.44792 | 0.44694 | 0.44565 | 0.4446 | 0.44392 | 0
F8_Industrial_Agriculture_New_Space Heating_Natural Gas_Gas Boiler - Hot Water Reset_A_Achievable Technical Potential | F8 | Industrial | Agriculture | New | Space Heating | Natural Gas | Gas Boiler - Hot Water Reset | A | Cumulative Summer Peak Savings (MW) | Achievable Technical Potential | 0 | 0 | 0 | 0 | 0 | 0 | 0 | 0 | 0 | 0 | 0 | 0 | 0 | 0 | 0 | 0 | 0 | 0 | 0 | 0 | 0 | 0 | 0
F9_Industrial_Agriculture_New_Space Heating_Natural Gas_Gas Boiler - Hot Water Reset_A_Achievable Technical Potential | F9 | Industrial | Agriculture | New | Space Heating | Natural Gas | Gas Boiler - Hot Water Reset | A | Cumulative Winter Peak Savings (MW) | Achievable Technical Potential | 0 | 0 | 0 | 0 | 0 | 0 | 0 | 0 | 0 | 0 | 0 | 0 | 0 | 0 | 0 | 0 | 0 | 0 | 0 | 0 | 0 | 0 | 0
F10_Industrial_Agriculture_New_Space Heating_Natural Gas_Gas Boiler - Hot Water Reset_A_Achievable Technical Potential | F10 | Industrial | Agriculture | New | Space Heating | Natural Gas | Gas Boiler - Hot Water Reset | A | Purchases (Incremental) | Achievable Technical Potential | 0 | 0 | 1.0197 | 2.1851 | 3.8128 | 5.908 | 7.7568 | 10.4502 | 12.9605 | 14.9597 | 15.3047 | 14.349 | 12.015 | 8.6513 | 5.299 | 2.7127 | 1.2159 | 0.47101 | 1.0197 | 2.1851 | 3.8128 | 5.908 | 0
F11_Industrial_Agriculture_New_Space Heating_Natural Gas_Gas Boiler - Hot Water Reset_A_Achievable Technical Potential | F11 | Industrial | Agriculture | New | Space Heating | Natural Gas | Gas Boiler - Hot Water Reset | A | Purchases (Cumulative) | Achievable Technical Potential | 0 | 0 | 1.0197 | 3.2048 | 7.0176 | 12.9256 | 20.6824 | 31.1326 | 44.0931 | 59.0528 | 74.3576 | 88.7066 | 100.7216 | 109.3729 | 114.6719 | 117.3846 | 118.6005 | 119.0715 | 119.0715 | 119.0715 | 119.0715 | 119.0715 | 0
F1_Industrial_Agriculture_New_Process_Natural Gas_Gas Boiler - Hot Water Reset_A_Achievable Technical Potential | F1 | Industrial | Agriculture | New | Process | Natural Gas | Gas Boiler - Hot Water Reset | A | Integrated Unit Energy Savings (kWh or therms) | Achievable Technical Potential | 0 | 0 | 2.8285 | 2.8285 | 2.8284 | 2.8285 | 2.8286 | 2.8286 | 2.8286 | 2.8287 | 2.8287 | 2.8287 | 2.8287 | 2.8287 | 2.8287 | 2.8287 | 2.8287 | 2.8287 | 2.8287 | 2.8288 | 2.8288 | 2.8288 | 0
F2_Industrial_Agriculture_New_Process_Natural Gas_Gas Boiler - Hot Water Reset_A_Achievable Technical Potential | F2 | Industrial | Agriculture | New | Process | Natural Gas | Gas Boiler - Hot Water Reset | A | Integrated Unit Summer Peak Savings (kW) | Achievable Technical Potential | 0 | 0 | 0 | 0 | 0 | 0 | 0 | 0 | 0 | 0 | 0 | 0 | 0 | 0 | 0 | 0 | 0 | 0 | 0 | 0 | 0 | 0 | 0
F3_Industrial_Agriculture_New_Process_Natural Gas_Gas Boiler - Hot Water Reset_A_Achievable Technical Potential | F3 | Industrial | Agriculture | New | Process | Natural Gas | Gas Boiler - Hot Water Reset | A | Integrated Unit Winter Peak Savings (kW) | Achievable Technical Potential | 0 | 0 | 0 | 0 | 0 | 0 | 0 | 0 | 0 | 0 | 0 | 0 | 0 | 0 | 0 | 0 | 0 | 0 | 0 | 0 | 0 | 0 | 0
F4_Industrial_Agriculture_New_Process_Natural Gas_Gas Boiler - Hot Water Reset_A_Achievable Technical Potential | F4 | Industrial | Agriculture | New | Process | Natural Gas | Gas Boiler - Hot Water Reset | A | Incremental Energy Savings (MWh or mTherms) | Achievable Technical Potential | 0 | 0 | 0.023859 | 0.051124 | 0.089208 | 0.13823 | 0.18149 | 0.24451 | 0.30325 | 0.35004 | 0.35811 | 0.33575 | 0.28114 | 0.20243 | 0.12399 | 0.063475 | 0.028451 | 0.011021 | 0.023861 | 0.051129 | 0.089218 | 0.13824 | 0
F5_Industrial_Agriculture_New_Process_Natural Gas_Gas Boiler - Hot Water Reset_A_Achievable Technical Potential | F5 | Industrial | Agriculture | New | Process | Natural Gas | Gas Boiler - Hot Water Reset | A | Incremental Summer Peak Savings (MW) | Achievable Technical Potential | 0 | 0 | 0 | 0 | 0 | 0 | 0 | 0 | 0 | 0 | 0 | 0 | 0 | 0 | 0 | 0 | 0 | 0 | 0 | 0 | 0 | 0 | 0
F6_Industrial_Agriculture_New_Process_Natural Gas_Gas Boiler - Hot Water Reset_A_Achievable Technical Potential | F6 | Industrial | Agriculture | New | Process | Natural Gas | Gas Boiler - Hot Water Reset | A | Incremental Winter Peak Savings (MW) | Achievable Technical Potential | 0 | 0 | 0 | 0 | 0 | 0 | 0 | 0 | 0 | 0 | 0 | 0 | 0 | 0 | 0 | 0 | 0 | 0 | 0 | 0 | 0 | 0 | 0
F7_Industrial_Agriculture_New_Process_Natural Gas_Gas Boiler - Hot Water Reset_A_Achievable Technical Potential | F7 | Industrial | Agriculture | New | Process | Natural Gas | Gas Boiler - Hot Water Reset | A | Cumulative Energy Savings (MWh or mTherms) | Achievable Technical Potential | 0 | 0 | 0.023859 | 0.074982 | 0.16419 | 0.30243 | 0.48392 | 0.72844 | 1.0317 | 1.3817 | 1.7399 | 2.0756 | 2.3568 | 2.5592 | 2.6832 | 2.7467 | 2.7752 | 2.7862 | 2.7862 | 2.7862 | 2.7862 | 2.7862 | 0
F8_Industrial_Agriculture_New_Process_Natural Gas_Gas Boiler - Hot Water Reset_A_Achievable Technical Potential | F8 | Industrial | Agriculture | New | Process | Natural Gas | Gas Boiler - Hot Water Reset | A | Cumulative Summer Peak Savings (MW) | Achievable Technical Potential | 0 | 0 | 0 | 0 | 0 | 0 | 0 | 0 | 0 | 0 | 0 | 0 | 0 | 0 | 0 | 0 | 0 | 0 | 0 | 0 | 0 | 0 | 0
F9_Industrial_Agriculture_New_Process_Natural Gas_Gas Boiler - Hot Water Reset_A_Achievable Technical Potential | F9 | Industrial | Agriculture | New | Process | Natural Gas | Gas Boiler - Hot Water Reset | A | Cumulative Winter Peak Savings (MW) | Achievable Technical Potential | 0 | 0 | 0 | 0 | 0 | 0 | 0 | 0 | 0 | 0 | 0 | 0 | 0 | 0 | 0 | 0 | 0 | 0 | 0 | 0 | 0 | 0 | 0
F10_Industrial_Agriculture_New_Process_Natural Gas_Gas Boiler - Hot Water Reset_A_Achievable Technical Potential | F10 | Industrial | Agriculture | New | Process | Natural Gas | Gas Boiler - Hot Water Reset | A | Purchases (Incremental) | Achievable Technical Potential | 0 | 0 | 8.4351 | 18.0749 | 31.5396 | 48.8707 | 64.1638 | 86.4435 | 107.2089 | 123.7463 | 126.6002 | 118.6943 | 99.3877 | 71.5633 | 43.8333 | 22.4393 | 10.0577 | 3.8961 | 8.4351 | 18.0749 | 31.5396 | 48.8707 | 0
F11_Industrial_Agriculture_New_Process_Natural Gas_Gas Boiler - Hot Water Reset_A_Achievable Technical Potential | F11 | Industrial | Agriculture | New | Process | Natural Gas | Gas Boiler - Hot Water Reset | A | Purchases (Cumulative) | Achievable Technical Potential | 0 | 0 | 8.4351 | 26.51 | 58.0496 | 106.9203 | 171.084 | 257.5275 | 364.7364 | 488.4827 | 615.0828 | 733.7771 | 833.1648 | 904.7282 | 948.5614 | 971.0007 | 981.0584 | 984.9546 | 984.9546 | 984.9546 | 984.9546 | 984.9546 | 0
F1_Industrial_Agriculture_New_Space Heating_Natural Gas_Steam Trap Maintenance_A_Achievable Technical Potential | F1 | Industrial | Agriculture | New | Space Heating | Natural Gas | Steam Trap Maintenance | A | Integrated Unit Energy Savings (kWh or therms) | Achievable Technical Potential | 0 | 0 | 1.4315 | 1.4158 | 1.4052 | 1.3957 | 1.3903 | 1.3842 | 1.3785 | 1.3728 | 1.3689 | 1.3648 | 1.3587 | 1.3532 | 1.3479 | 1.3434 | 1.3393 | 1.3338 | 1.3311 | 1.3274 | 1.3245 | 1.3226 | 0
F2_Industrial_Agriculture_New_Space Heating_Natural Gas_Steam Trap Maintenance_A_Achievable Technical Potential | F2 | Industrial | Agriculture | New | Space Heating | Natural Gas | Steam Trap Maintenance | A | Integrated Unit Summer Peak Savings (kW) | Achievable Technical Potential | 0 | 0 | 0 | 0 | 0 | 0 | 0 | 0 | 0 | 0 | 0 | 0 | 0 | 0 | 0 | 0 | 0 | 0 | 0 | 0 | 0 | 0 | 0
F3_Industrial_Agriculture_New_Space Heating_Natural Gas_Steam Trap Maintenance_A_Achievable Technical Potential | F3 | Industrial | Agriculture | New | Space Heating | Natural Gas | Steam Trap Maintenance | A | Integrated Unit Winter Peak Savings (kW) | Achievable Technical Potential | 0 | 0 | 0 | 0 | 0 | 0 | 0 | 0 | 0 | 0 | 0 | 0 | 0 | 0 | 0 | 0 | 0 | 0 | 0 | 0 | 0 | 0 | 0
F4_Industrial_Agriculture_New_Space Heating_Natural Gas_Steam Trap Maintenance_A_Achievable Technical Potential | F4 | Industrial | Agriculture | New | Space Heating | Natural Gas | Steam Trap Maintenance | A | Incremental Energy Savings (MWh or mTherms) | Achievable Technical Potential | 0 | 0 | 0 | 0 | 0 | 0 | 0 | 0 | 0 | 0 | 0 | 0 | 0 | 0 | 0 | 0 | 0 | 0 | 0 | 0 | 0 | 0 | 0
F5_Industrial_Agriculture_New_Space Heating_Natural Gas_Steam Trap Maintenance_A_Achievable Technical Potential | F5 | Industrial | Agriculture | New | Space Heating | Natural Gas | Steam Trap Maintenance | A | Incremental Summer Peak Savings (MW) | Achievable Technical Potential | 0 | 0 | 0 | 0 | 0 | 0 | 0 | 0 | 0 | 0 | 0 | 0 | 0 | 0 | 0 | 0 | 0 | 0 | 0 | 0 | 0 | 0 | 0
F6_Industrial_Agriculture_New_Space Heating_Natural Gas_Steam Trap Maintenance_A_Achievable Technical Potential | F6 | Industrial | Agriculture | New | Space Heating | Natural Gas | Steam Trap Maintenance | A | Incremental Winter Peak Savings (MW) | Achievable Technical Potential | 0 | 0 | 0 | 0 | 0 | 0 | 0 | 0 | 0 | 0 | 0 | 0 | 0 | 0 | 0 | 0 | 0 | 0 | 0 | 0 | 0 | 0 | 0
F7_Industrial_Agriculture_New_Space Heating_Natural Gas_Steam Trap Maintenance_A_Achievable Technical Potential | F7 | Industrial | Agriculture | New | Space Heating | Natural Gas | Steam Trap Maintenance | A | Cumulative Energy Savings (MWh or mTherms) | Achievable Technical Potential | 0 | 0 | 0 | 0 | 0 | 0 | 0 | 0 | 0 | 0 | 0 | 0 | 0 | 0 | 0 | 0 | 0 | 0 | 0 | 0 | 0 | 0 | 0
F8_Industrial_Agriculture_New_Space Heating_Natural Gas_Steam Trap Maintenance_A_Achievable Technical Potential | F8 | Industrial | Agriculture | New | Space Heating | Natural Gas | Steam Trap Maintenance | A | Cumulative Summer Peak Savings (MW) | Achievable Technical Potential | 0 | 0 | 0 | 0 | 0 | 0 | 0 | 0 | 0 | 0 | 0 | 0 | 0 | 0 | 0 | 0 | 0 | 0 | 0 | 0 | 0 | 0 | 0
F9_Industrial_Agriculture_New_Space Heating_Natural Gas_Steam Trap Maintenance_A_Achievable Technical Potential | F9 | Industrial | Agriculture | New | Space Heating | Natural Gas | Steam Trap Maintenance | A | Cumulative Winter Peak Savings (MW) | Achievable Technical Potential | 0 | 0 | 0 | 0 | 0 | 0 | 0 | 0 | 0 | 0 | 0 | 0 | 0 | 0 | 0 | 0 | 0 | 0 | 0 | 0 | 0 | 0 | 0
F10_Industrial_Agriculture_New_Space Heating_Natural Gas_Steam Trap Maintenance_A_Achievable Technical Potential | F10 | Industrial | Agriculture | New | Space Heating | Natural Gas | Steam Trap Maintenance | A | Purchases (Incremental) | Achievable Technical Potential | 0 | 0 | 0 | 0 | 0 | 0 | 0 | 0 | 0 | 0 | 0 | 0 | 0 | 0 | 0 | 0 | 0 | 0 | 0 | 0 | 0 | 0 | 0
F11_Industrial_Agriculture_New_Space Heating_Natural Gas_Steam Trap Maintenance_A_Achievable Technical Potential | F11 | Industrial | Agriculture | New | Space Heating | Natural Gas | Steam Trap Maintenance | A | Purchases (Cumulative) | Achievable Technical Potential | 0 | 0 | 0 | 0 | 0 | 0 | 0 | 0 | 0 | 0 | 0 | 0 | 0 | 0 | 0 | 0 | 0 | 0 | 0 | 0 | 0 | 0 | 0
F1_Industrial_Agriculture_New_Process_Natural Gas_Steam Trap Maintenance_A_Achievable Technical Potential | F1 | Industrial | Agriculture | New | Process | Natural Gas | Steam Trap Maintenance | A | Integrated Unit Energy Savings (kWh or therms) | Achievable Technical Potential | 0 | 0 | 1.9985 | 1.9985 | 1.9984 | 1.9985 | 1.9985 | 1.9986 | 1.9986 | 1.9986 | 1.9986 | 1.9986 | 1.9986 | 1.9986 | 1.9987 | 1.9987 | 1.9987 | 1.9987 | 1.9987 | 1.9987 | 1.9987 | 1.9987 | 0
F2_Industrial_Agriculture_New_Process_Natural Gas_Steam Trap Maintenance_A_Achievable Technical Potential | F2 | Industrial | Agriculture | New | Process | Natural Gas | Steam Trap Maintenance | A | Integrated Unit Summer Peak Savings (kW) | Achievable Technical Potential | 0 | 0 | 0 | 0 | 0 | 0 | 0 | 0 | 0 | 0 | 0 | 0 | 0 | 0 | 0 | 0 | 0 | 0 | 0 | 0 | 0 | 0 | 0
F3_Industrial_Agriculture_New_Process_Natural Gas_Steam Trap Maintenance_A_Achievable Technical Potential | F3 | Industrial | Agriculture | New | Process | Natural Gas | Steam Trap Maintenance | A | Integrated Unit Winter Peak Savings (kW) | Achievable Technical Potential | 0 | 0 | 0 | 0 | 0 | 0 | 0 | 0 | 0 | 0 | 0 | 0 | 0 | 0 | 0 | 0 | 0 | 0 | 0 | 0 | 0 | 0 | 0
F4_Industrial_Agriculture_New_Process_Natural Gas_Steam Trap Maintenance_A_Achievable Technical Potential | F4 | Industrial | Agriculture | New | Process | Natural Gas | Steam Trap Maintenance | A | Incremental Energy Savings (MWh or mTherms) | Achievable Technical Potential | 0 | 0 | 0 | 0 | 0 | 0 | 0 | 0 | 0 | 0 | 0 | 0 | 0 | 0 | 0 | 0 | 0 | 0 | 0 | 0 | 0 | 0 | 0
F5_Industrial_Agriculture_New_Process_Natural Gas_Steam Trap Maintenance_A_Achievable Technical Potential | F5 | Industrial | Agriculture | New | Process | Natural Gas | Steam Trap Maintenance | A | Incremental Summer Peak Savings (MW) | Achievable Technical Potential | 0 | 0 | 0 | 0 | 0 | 0 | 0 | 0 | 0 | 0 | 0 | 0 | 0 | 0 | 0 | 0 | 0 | 0 | 0 | 0 | 0 | 0 | 0
F6_Industrial_Agriculture_New_Process_Natural Gas_Steam Trap Maintenance_A_Achievable Technical Potential | F6 | Industrial | Agriculture | New | Process | Natural Gas | Steam Trap Maintenance | A | Incremental Winter Peak Savings (MW) | Achievable Technical Potential | 0 | 0 | 0 | 0 | 0 | 0 | 0 | 0 | 0 | 0 | 0 | 0 | 0 | 0 | 0 | 0 | 0 | 0 | 0 | 0 | 0 | 0 | 0
F7_Industrial_Agriculture_New_Process_Natural Gas_Steam Trap Maintenance_A_Achievable Technical Potential | F7 | Industrial | Agriculture | New | Process | Natural Gas | Steam Trap Maintenance | A | Cumulative Energy Savings (MWh or mTherms) | Achievable Technical Potential | 0 | 0 | 0 | 0 | 0 | 0 | 0 | 0 | 0 | 0 | 0 | 0 | 0 | 0 | 0 | 0 | 0 | 0 | 0 | 0 | 0 | 0 | 0
F8_Industrial_Agriculture_New_Process_Natural Gas_Steam Trap Maintenance_A_Achievable Technical Potential | F8 | Industrial | Agriculture | New | Process | Natural Gas | Steam Trap Maintenance | A | Cumulative Summer Peak Savings (MW) | Achievable Technical Potential | 0 | 0 | 0 | 0 | 0 | 0 | 0 | 0 | 0 | 0 | 0 | 0 | 0 | 0 | 0 | 0 | 0 | 0 | 0 | 0 | 0 | 0 | 0
F9_Industrial_Agriculture_New_Process_Natural Gas_Steam Trap Maintenance_A_Achievable Technical Potential | F9 | Industrial | Agriculture | New | Process | Natural Gas | Steam Trap Maintenance | A | Cumulative Winter Peak Savings (MW) | Achievable Technical Potential | 0 | 0 | 0 | 0 | 0 | 0 | 0 | 0 | 0 | 0 | 0 | 0 | 0 | 0 | 0 | 0 | 0 | 0 | 0 | 0 | 0 | 0 | 0
F10_Industrial_Agriculture_New_Process_Natural Gas_Steam Trap Maintenance_A_Achievable Technical Potential | F10 | Industrial | Agriculture | New | Process | Natural Gas | Steam Trap Maintenance | A | Purchases (Incremental) | Achievable Technical Potential | 0 | 0 | 0 | 0 | 0 | 0 | 0 | 0 | 0 | 0 | 0 | 0 | 0 | 0 | 0 | 0 | 0 | 0 | 0 | 0 | 0 | 0 | 0
F11_Industrial_Agriculture_New_Process_Natural Gas_Steam Trap Maintenance_A_Achievable Technical Potential | F11 | Industrial | Agriculture | New | Process | Natural Gas | Steam Trap Maintenance | A | Purchases (Cumulative) | Achievable Technical Potential | 0 | 0 | 0 | 0 | 0 | 0 | 0 | 0 | 0 | 0 | 0 | 0 | 0 | 0 | 0 | 0 | 0 | 0 | 0 | 0 | 0 | 0 | 0
F1_Industrial_Agriculture_New_Space Heating_Natural Gas_Gas Boiler - High Turndown_A_Achievable Technical Potential | F1 | Industrial | Agriculture | New | Space Heating | Natural Gas | Gas Boiler - High Turndown | A | Integrated Unit Energy Savings (kWh or therms) | Achievable Technical Potential | 0 | 0 | 1.5171 | 1.4988 | 1.4859 | 1.4738 | 1.4652 | 1.4556 | 1.4462 | 1.4362 | 1.427 | 1.4173 | 1.4052 | 1.394 | 1.3824 | 1.3729 | 1.3646 | 1.3568 | 1.352 | 1.348 | 1.3457 | 1.3452 | 0
F2_Industrial_Agriculture_New_Space Heating_Natural Gas_Gas Boiler - High Turndown_A_Achievable Technical Potential | F2 | Industrial | Agriculture | New | Space Heating | Natural Gas | Gas Boiler - High Turndown | A | Integrated Unit Summer Peak Savings (kW) | Achievable Technical Potential | 0 | 0 | 0 | 0 | 0 | 0 | 0 | 0 | 0 | 0 | 0 | 0 | 0 | 0 | 0 | 0 | 0 | 0 | 0 | 0 | 0 | 0 | 0
F3_Industrial_Agriculture_New_Space Heating_Natural Gas_Gas Boiler - High Turndown_A_Achievable Technical Potential | F3 | Industrial | Agriculture | New | Space Heating | Natural Gas | Gas Boiler - High Turndown | A | Integrated Unit Winter Peak Savings (kW) | Achievable Technical Potential | 0 | 0 | 0 | 0 | 0 | 0 | 0 | 0 | 0 | 0 | 0 | 0 | 0 | 0 | 0 | 0 | 0 | 0 | 0 | 0 | 0 | 0 | 0
F4_Industrial_Agriculture_New_Space Heating_Natural Gas_Gas Boiler - High Turndown_A_Achievable Technical Potential | F4 | Industrial | Agriculture | New | Space Heating | Natural Gas | Gas Boiler - High Turndown | A | Incremental Energy Savings (MWh or mTherms) | Achievable Technical Potential | 0 | 0 | 0.002361 | 0.0040708 | 0.0057545 | 0.0076189 | 0.0087182 | 0.0089831 | 0.0080717 | 0.0072457 | 0.0062527 | 0.0054188 | 0.0046506 | 0.0040155 | 0.0033606 | 0.0028387 | 0.0023914 | 0.0021115 | 0.003672 | 0.0052207 | 0.0069568 | 0.0080045 | 0
F5_Industrial_Agriculture_New_Space Heating_Natural Gas_Gas Boiler - High Turndown_A_Achievable Technical Potential | F5 | Industrial | Agriculture | New | Space Heating | Natural Gas | Gas Boiler - High Turndown | A | Incremental Summer Peak Savings (MW) | Achievable Technical Potential | 0 | 0 | 0 | 0 | 0 | 0 | 0 | 0 | 0 | 0 | 0 | 0 | 0 | 0 | 0 | 0 | 0 | 0 | 0 | 0 | 0 | 0 | 0
F6_Industrial_Agriculture_New_Space Heating_Natural Gas_Gas Boiler - High Turndown_A_Achievable Technical Potential | F6 | Industrial | Agriculture | New | Space Heating | Natural Gas | Gas Boiler - High Turndown | A | Incremental Winter Peak Savings (MW) | Achievable Technical Potential | 0 | 0 | 0 | 0 | 0 | 0 | 0 | 0 | 0 | 0 | 0 | 0 | 0 | 0 | 0 | 0 | 0 | 0 | 0 | 0 | 0 | 0 | 0
F7_Industrial_Agriculture_New_Space Heating_Natural Gas_Gas Boiler - High Turndown_A_Achievable Technical Potential | F7 | Industrial | Agriculture | New | Space Heating | Natural Gas | Gas Boiler - High Turndown | A | Cumulative Energy Savings (MWh or mTherms) | Achievable Technical Potential | 0 | 0 | 0.002361 | 0.0064033 | 0.012102 | 0.019623 | 0.028226 | 0.037026 | 0.044856 | 0.051793 | 0.057715 | 0.062741 | 0.066855 | 0.070338 | 0.073114 | 0.075447 | 0.077383 | 0.07694 | 0.07667 | 0.076445 | 0.076316 | 0.076285 | 0
F8_Industrial_Agriculture_New_Space Heating_Natural Gas_Gas Boiler - High Turndown_A_Achievable Technical Potential | F8 | Industrial | Agriculture | New | Space Heating | Natural Gas | Gas Boiler - High Turndown | A | Cumulative Summer Peak Savings (MW) | Achievable Technical Potential | 0 | 0 | 0 | 0 | 0 | 0 | 0 | 0 | 0 | 0 | 0 | 0 | 0 | 0 | 0 | 0 | 0 | 0 | 0 | 0 | 0 | 0 | 0
F9_Industrial_Agriculture_New_Space Heating_Natural Gas_Gas Boiler - High Turndown_A_Achievable Technical Potential | F9 | Industrial | Agriculture | New | Space Heating | Natural Gas | Gas Boiler - High Turndown | A | Cumulative Winter Peak Savings (MW) | Achievable Technical Potential | 0 | 0 | 0 | 0 | 0 | 0 | 0 | 0 | 0 | 0 | 0 | 0 | 0 | 0 | 0 | 0 | 0 | 0 | 0 | 0 | 0 | 0 | 0
F10_Industrial_Agriculture_New_Space Heating_Natural Gas_Gas Boiler - High Turndown_A_Achievable Technical Potential | F10 | Industrial | Agriculture | New | Space Heating | Natural Gas | Gas Boiler - High Turndown | A | Purchases (Incremental) | Achievable Technical Potential | 0 | 0 | 1.5563 | 2.716 | 3.8728 | 5.1695 | 5.9504 | 6.1712 | 5.5814 | 5.0451 | 4.3816 | 3.8232 | 3.3096 | 2.8806 | 2.4309 | 2.0677 | 1.7525 | 1.5563 | 2.716 | 3.8728 | 5.1695 | 5.9504 | 0
F11_Industrial_Agriculture_New_Space Heating_Natural Gas_Gas Boiler - High Turndown_A_Achievable Technical Potential | F11 | Industrial | Agriculture | New | Space Heating | Natural Gas | Gas Boiler - High Turndown | A | Purchases (Cumulative) | Achievable Technical Potential | 0 | 0 | 1.5563 | 4.2722 | 8.145 | 13.3145 | 19.2649 | 25.4361 | 31.0175 | 36.0626 | 40.4442 | 44.2675 | 47.5771 | 50.4576 | 52.8886 | 54.9563 | 56.7087 | 56.7087 | 56.7087 | 56.7087 | 56.7087 | 56.7087 | 0
F1_Industrial_Agriculture_New_Process_Natural Gas_Gas Boiler - High Turndown_A_Achievable Technical Potential | F1 | Industrial | Agriculture | New | Process | Natural Gas | Gas Boiler - High Turndown | A | Integrated Unit Energy Savings (kWh or therms) | Achievable Technical Potential | 0 | 0 | 2.1158 | 2.1124 | 2.1092 | 2.1063 | 2.1023 | 2.0993 | 2.0969 | 2.0951 | 2.0932 | 2.0919 | 2.0909 | 2.0905 | 2.0897 | 2.0894 | 2.0891 | 2.0895 | 2.0894 | 2.0896 | 2.0897 | 2.0898 | 0
F2_Industrial_Agriculture_New_Process_Natural Gas_Gas Boiler - High Turndown_A_Achievable Technical Potential | F2 | Industrial | Agriculture | New | Process | Natural Gas | Gas Boiler - High Turndown | A | Integrated Unit Summer Peak Savings (kW) | Achievable Technical Potential | 0 | 0 | 0 | 0 | 0 | 0 | 0 | 0 | 0 | 0 | 0 | 0 | 0 | 0 | 0 | 0 | 0 | 0 | 0 | 0 | 0 | 0 | 0
F3_Industrial_Agriculture_New_Process_Natural Gas_Gas Boiler - High Turndown_A_Achievable Technical Potential | F3 | Industrial | Agriculture | New | Process | Natural Gas | Gas Boiler - High Turndown | A | Integrated Unit Winter Peak Savings (kW) | Achievable Technical Potential | 0 | 0 | 0 | 0 | 0 | 0 | 0 | 0 | 0 | 0 | 0 | 0 | 0 | 0 | 0 | 0 | 0 | 0 | 0 | 0 | 0 | 0 | 0
F4_Industrial_Agriculture_New_Process_Natural Gas_Gas Boiler - High Turndown_A_Achievable Technical Potential | F4 | Industrial | Agriculture | New | Process | Natural Gas | Gas Boiler - High Turndown | A | Incremental Energy Savings (MWh or mTherms) | Achievable Technical Potential | 0 | 0 | 0.027237 | 0.047457 | 0.067569 | 0.090071 | 0.10348 | 0.10717 | 0.096811 | 0.087436 | 0.075866 | 0.066157 | 0.057241 | 0.049813 | 0.042021 | 0.035736 | 0.030285 | 0.026898 | 0.046941 | 0.066942 | 0.089361 | 0.10286 | 0
F5_Industrial_Agriculture_New_Process_Natural Gas_Gas Boiler - High Turndown_A_Achievable Technical Potential | F5 | Industrial | Agriculture | New | Process | Natural Gas | Gas Boiler - High Turndown | A | Incremental Summer Peak Savings (MW) | Achievable Technical Potential | 0 | 0 | 0 | 0 | 0 | 0 | 0 | 0 | 0 | 0 | 0 | 0 | 0 | 0 | 0 | 0 | 0 | 0 | 0 | 0 | 0 | 0 | 0
F6_Industrial_Agriculture_New_Process_Natural Gas_Gas Boiler - High Turndown_A_Achievable Technical Potential | F6 | Industrial | Agriculture | New | Process | Natural Gas | Gas Boiler - High Turndown | A | Incremental Winter Peak Savings (MW) | Achievable Technical Potential | 0 | 0 | 0 | 0 | 0 | 0 | 0 | 0 | 0 | 0 | 0 | 0 | 0 | 0 | 0 | 0 | 0 | 0 | 0 | 0 | 0 | 0 | 0
F7_Industrial_Agriculture_New_Process_Natural Gas_Gas Boiler - High Turndown_A_Achievable Technical Potential | F7 | Industrial | Agriculture | New | Process | Natural Gas | Gas Boiler - High Turndown | A | Cumulative Energy Savings (MWh or mTherms) | Achievable Technical Potential | 0 | 0 | 0.027237 | 0.07465 | 0.14211 | 0.23199 | 0.33502 | 0.44171 | 0.538 | 0.625 | 0.70027 | 0.766 | 0.82288 | 0.87255 | 0.91422 | 0.94982 | 0.98 | 0.98016 | 0.98011 | 0.98022 | 0.98028 | 0.98032 | 0
F8_Industrial_Agriculture_New_Process_Natural Gas_Gas Boiler - High Turndown_A_Achievable Technical Potential | F8 | Industrial | Agriculture | New | Process | Natural Gas | Gas Boiler - High Turndown | A | Cumulative Summer Peak Savings (MW) | Achievable Technical Potential | 0 | 0 | 0 | 0 | 0 | 0 | 0 | 0 | 0 | 0 | 0 | 0 | 0 | 0 | 0 | 0 | 0 | 0 | 0 | 0 | 0 | 0 | 0
F9_Industrial_Agriculture_New_Process_Natural Gas_Gas Boiler - High Turndown_A_Achievable Technical Potential | F9 | Industrial | Agriculture | New | Process | Natural Gas | Gas Boiler - High Turndown | A | Cumulative Winter Peak Savings (MW) | Achievable Technical Potential | 0 | 0 | 0 | 0 | 0 | 0 | 0 | 0 | 0 | 0 | 0 | 0 | 0 | 0 | 0 | 0 | 0 | 0 | 0 | 0 | 0 | 0 | 0
F10_Industrial_Agriculture_New_Process_Natural Gas_Gas Boiler - High Turndown_A_Achievable Technical Potential | F10 | Industrial | Agriculture | New | Process | Natural Gas | Gas Boiler - High Turndown | A | Purchases (Incremental) | Achievable Technical Potential | 0 | 0 | 12.8733 | 22.4663 | 32.0358 | 42.7617 | 49.2213 | 51.048 | 46.1694 | 41.7328 | 36.2446 | 31.6257 | 27.3767 | 23.828 | 20.1085 | 17.1039 | 14.4962 | 12.8733 | 22.4663 | 32.0358 | 42.7617 | 49.2213 | 0
F11_Industrial_Agriculture_New_Process_Natural Gas_Gas Boiler - High Turndown_A_Achievable Technical Potential | F11 | Industrial | Agriculture | New | Process | Natural Gas | Gas Boiler - High Turndown | A | Purchases (Cumulative) | Achievable Technical Potential | 0 | 0 | 12.8733 | 35.3396 | 67.3754 | 110.1371 | 159.3584 | 210.4064 | 256.5758 | 298.3086 | 334.5532 | 366.1789 | 393.5555 | 417.3835 | 437.4921 | 454.596 | 469.0922 | 469.0922 | 469.0922 | 469.0922 | 469.0922 | 469.0922 | 0
F1_Industrial_Agriculture_New_Space Heating_Natural Gas_Gas Boiler - Burner Control Optimization_A_Achievable Technical Potential | F1 | Industrial | Agriculture | New | Space Heating | Natural Gas | Gas Boiler - Burner Control Optimization | A | Integrated Unit Energy Savings (kWh or therms) | Achievable Technical Potential | 0 | 0 | 0.43993 | 0.43463 | 0.43086 | 0.42736 | 0.42484 | 0.42207 | 0.41932 | 0.41642 | 0.41376 | 0.41095 | 0.40743 | 0.40419 | 0.40083 | 0.39806 | 0.39566 | 0.3934 | 0.39202 | 0.39087 | 0.39021 | 0.39006 | 0
F2_Industrial_Agriculture_New_Space Heating_Natural Gas_Gas Boiler - Burner Control Optimization_A_Achievable Technical Potential | F2 | Industrial | Agriculture | New | Space Heating | Natural Gas | Gas Boiler - Burner Control Optimization | A | Integrated Unit Summer Peak Savings (kW) | Achievable Technical Potential | 0 | 0 | 0 | 0 | 0 | 0 | 0 | 0 | 0 | 0 | 0 | 0 | 0 | 0 | 0 | 0 | 0 | 0 | 0 | 0 | 0 | 0 | 0
F3_Industrial_Agriculture_New_Space Heating_Natural Gas_Gas Boiler - Burner Control Optimization_A_Achievable Technical Potential | F3 | Industrial | Agriculture | New | Space Heating | Natural Gas | Gas Boiler - Burner Control Optimization | A | Integrated Unit Winter Peak Savings (kW) | Achievable Technical Potential | 0 | 0 | 0 | 0 | 0 | 0 | 0 | 0 | 0 | 0 | 0 | 0 | 0 | 0 | 0 | 0 | 0 | 0 | 0 | 0 | 0 | 0 | 0
F4_Industrial_Agriculture_New_Space Heating_Natural Gas_Gas Boiler - Burner Control Optimization_A_Achievable Technical Potential | F4 | Industrial | Agriculture | New | Space Heating | Natural Gas | Gas Boiler - Burner Control Optimization | A | Incremental Energy Savings (MWh or mTherms) | Achievable Technical Potential | 0 | 0 | 0.00018469 | 0.00050054 | 0.0014151 | 0.0032787 | 0.005836 | 0.0093538 | 0.013371 | 0.017504 | 0.020334 | 0.022027 | 0.022056 | 0.020829 | 0.017944 | 0.014737 | 0.011434 | 0.008478 | 0.0058602 | 0.0038966 | 0.0024732 | 0.001745 | 0
F5_Industrial_Agriculture_New_Space Heating_Natural Gas_Gas Boiler - Burner Control Optimization_A_Achievable Technical Potential | F5 | Industrial | Agriculture | New | Space Heating | Natural Gas | Gas Boiler - Burner Control Optimization | A | Incremental Summer Peak Savings (MW) | Achievable Technical Potential | 0 | 0 | 0 | 0 | 0 | 0 | 0 | 0 | 0 | 0 | 0 | 0 | 0 | 0 | 0 | 0 | 0 | 0 | 0 | 0 | 0 | 0 | 0
F6_Industrial_Agriculture_New_Space Heating_Natural Gas_Gas Boiler - Burner Control Optimization_A_Achievable Technical Potential | F6 | Industrial | Agriculture | New | Space Heating | Natural Gas | Gas Boiler - Burner Control Optimization | A | Incremental Winter Peak Savings (MW) | Achievable Technical Potential | 0 | 0 | 0 | 0 | 0 | 0 | 0 | 0 | 0 | 0 | 0 | 0 | 0 | 0 | 0 | 0 | 0 | 0 | 0 | 0 | 0 | 0 | 0
F7_Industrial_Agriculture_New_Space Heating_Natural Gas_Gas Boiler - Burner Control Optimization_A_Achievable Technical Potential | F7 | Industrial | Agriculture | New | Space Heating | Natural Gas | Gas Boiler - Burner Control Optimization | A | Cumulative Energy Savings (MWh or mTherms) | Achievable Technical Potential | 0 | 0 | 0.00018469 | 0.000683 | 0.0020922 | 0.0053539 | 0.011158 | 0.020439 | 0.033677 | 0.050949 | 0.070957 | 0.092502 | 0.11377 | 0.13369 | 0.15052 | 0.16422 | 0.17466 | 0.18214 | 0.18737 | 0.19071 | 0.1927 | 0.19392 | 0
F8_Industrial_Agriculture_New_Space Heating_Natural Gas_Gas Boiler - Burner Control Optimization_A_Achievable Technical Potential | F8 | Industrial | Agriculture | New | Space Heating | Natural Gas | Gas Boiler - Burner Control Optimization | A | Cumulative Summer Peak Savings (MW) | Achievable Technical Potential | 0 | 0 | 0 | 0 | 0 | 0 | 0 | 0 | 0 | 0 | 0 | 0 | 0 | 0 | 0 | 0 | 0 | 0 | 0 | 0 | 0 | 0 | 0
F9_Industrial_Agriculture_New_Space Heating_Natural Gas_Gas Boiler - Burner Control Optimization_A_Achievable Technical Potential | F9 | Industrial | Agriculture | New | Space Heating | Natural Gas | Gas Boiler - Burner Control Optimization | A | Cumulative Winter Peak Savings (MW) | Achievable Technical Potential | 0 | 0 | 0 | 0 | 0 | 0 | 0 | 0 | 0 | 0 | 0 | 0 | 0 | 0 | 0 | 0 | 0 | 0 | 0 | 0 | 0 | 0 | 0
F10_Industrial_Agriculture_New_Space Heating_Natural Gas_Gas Boiler - Burner Control Optimization_A_Achievable Technical Potential | F10 | Industrial | Agriculture | New | Space Heating | Natural Gas | Gas Boiler - Burner Control Optimization | A | Purchases (Incremental) | Achievable Technical Potential | 0 | 0 | 0.41981 | 1.1516 | 3.2844 | 7.672 | 13.737 | 22.1618 | 31.8879 | 42.0345 | 49.1435 | 53.601 | 54.1328 | 51.533 | 44.7679 | 37.021 | 28.8996 | 21.5506 | 14.9488 | 9.969 | 6.3381 | 4.4738 | 0
F11_Industrial_Agriculture_New_Space Heating_Natural Gas_Gas Boiler - Burner Control Optimization_A_Achievable Technical Potential | F11 | Industrial | Agriculture | New | Space Heating | Natural Gas | Gas Boiler - Burner Control Optimization | A | Purchases (Cumulative) | Achievable Technical Potential | 0 | 0 | 0.41981 | 1.5715 | 4.8558 | 12.5279 | 26.2649 | 48.4267 | 80.3145 | 122.349 | 171.4925 | 225.0935 | 279.2263 | 330.7593 | 375.5272 | 412.5483 | 441.4479 | 462.9985 | 477.9473 | 487.9163 | 493.8346 | 497.1567 | 0
F1_Industrial_Agriculture_New_Process_Natural Gas_Gas Boiler - Burner Control Optimization_A_Achievable Technical Potential | F1 | Industrial | Agriculture | New | Process | Natural Gas | Gas Boiler - Burner Control Optimization | A | Integrated Unit Energy Savings (kWh or therms) | Achievable Technical Potential | 0 | 0 | 0.61343 | 0.61237 | 0.61137 | 0.61048 | 0.60923 | 0.60829 | 0.60754 | 0.60703 | 0.60643 | 0.60606 | 0.60578 | 0.60569 | 0.60545 | 0.60537 | 0.60531 | 0.60545 | 0.60544 | 0.60553 | 0.60558 | 0.60562 | 0
F2_Industrial_Agriculture_New_Process_Natural Gas_Gas Boiler - Burner Control Optimization_A_Achievable Technical Potential | F2 | Industrial | Agriculture | New | Process | Natural Gas | Gas Boiler - Burner Control Optimization | A | Integrated Unit Summer Peak Savings (kW) | Achievable Technical Potential | 0 | 0 | 0 | 0 | 0 | 0 | 0 | 0 | 0 | 0 | 0 | 0 | 0 | 0 | 0 | 0 | 0 | 0 | 0 | 0 | 0 | 0 | 0
F3_Industrial_Agriculture_New_Process_Natural Gas_Gas Boiler - Burner Control Optimization_A_Achievable Technical Potential | F3 | Industrial | Agriculture | New | Process | Natural Gas | Gas Boiler - Burner Control Optimization | A | Integrated Unit Winter Peak Savings (kW) | Achievable Technical Potential | 0 | 0 | 0 | 0 | 0 | 0 | 0 | 0 | 0 | 0 | 0 | 0 | 0 | 0 | 0 | 0 | 0 | 0 | 0 | 0 | 0 | 0 | 0
F4_Industrial_Agriculture_New_Process_Natural Gas_Gas Boiler - Burner Control Optimization_A_Achievable Technical Potential | F4 | Industrial | Agriculture | New | Process | Natural Gas | Gas Boiler - Burner Control Optimization | A | Incremental Energy Savings (MWh or mTherms) | Achievable Technical Potential | 0 | 0 | 0.0021302 | 0.0058337 | 0.01661 | 0.038743 | 0.069228 | 0.11151 | 0.16025 | 0.21107 | 0.24652 | 0.26872 | 0.27126 | 0.25819 | 0.22421 | 0.18539 | 0.1447 | 0.10793 | 0.074865 | 0.049933 | 0.03175 | 0.022412 | 0
F5_Industrial_Agriculture_New_Process_Natural Gas_Gas Boiler - Burner Control Optimization_A_Achievable Technical Potential | F5 | Industrial | Agriculture | New | Process | Natural Gas | Gas Boiler - Burner Control Optimization | A | Incremental Summer Peak Savings (MW) | Achievable Technical Potential | 0 | 0 | 0 | 0 | 0 | 0 | 0 | 0 | 0 | 0 | 0 | 0 | 0 | 0 | 0 | 0 | 0 | 0 | 0 | 0 | 0 | 0 | 0
F6_Industrial_Agriculture_New_Process_Natural Gas_Gas Boiler - Burner Control Optimization_A_Achievable Technical Potential | F6 | Industrial | Agriculture | New | Process | Natural Gas | Gas Boiler - Burner Control Optimization | A | Incremental Winter Peak Savings (MW) | Achievable Technical Potential | 0 | 0 | 0 | 0 | 0 | 0 | 0 | 0 | 0 | 0 | 0 | 0 | 0 | 0 | 0 | 0 | 0 | 0 | 0 | 0 | 0 | 0 | 0
F7_Industrial_Agriculture_New_Process_Natural Gas_Gas Boiler - Burner Control Optimization_A_Achievable Technical Potential | F7 | Industrial | Agriculture | New | Process | Natural Gas | Gas Boiler - Burner Control Optimization | A | Cumulative Energy Savings (MWh or mTherms) | Achievable Technical Potential | 0 | 0 | 0.0021302 | 0.0079602 | 0.024557 | 0.063264 | 0.13236 | 0.24367 | 0.40362 | 0.61435 | 0.86027 | 1.1285 | 1.3992 | 1.6572 | 1.8807 | 2.0659 | 2.2104 | 2.3188 | 2.3936 | 2.4439 | 2.4738 | 2.4906 | 0
F8_Industrial_Agriculture_New_Process_Natural Gas_Gas Boiler - Burner Control Optimization_A_Achievable Technical Potential | F8 | Industrial | Agriculture | New | Process | Natural Gas | Gas Boiler - Burner Control Optimization | A | Cumulative Summer Peak Savings (MW) | Achievable Technical Potential | 0 | 0 | 0 | 0 | 0 | 0 | 0 | 0 | 0 | 0 | 0 | 0 | 0 | 0 | 0 | 0 | 0 | 0 | 0 | 0 | 0 | 0 | 0
F9_Industrial_Agriculture_New_Process_Natural Gas_Gas Boiler - Burner Control Optimization_A_Achievable Technical Potential | F9 | Industrial | Agriculture | New | Process | Natural Gas | Gas Boiler - Burner Control Optimization | A | Cumulative Winter Peak Savings (MW) | Achievable Technical Potential | 0 | 0 | 0 | 0 | 0 | 0 | 0 | 0 | 0 | 0 | 0 | 0 | 0 | 0 | 0 | 0 | 0 | 0 | 0 | 0 | 0 | 0 | 0
F10_Industrial_Agriculture_New_Process_Natural Gas_Gas Boiler - Burner Control Optimization_A_Achievable Technical Potential | F10 | Industrial | Agriculture | New | Process | Natural Gas | Gas Boiler - Burner Control Optimization | A | Purchases (Incremental) | Achievable Technical Potential | 0 | 0 | 3.4726 | 9.5264 | 27.1682 | 63.4627 | 113.6323 | 183.3213 | 263.7752 | 347.7073 | 406.513 | 443.3853 | 447.784 | 426.279 | 370.3185 | 306.2366 | 239.0565 | 178.2661 | 123.6556 | 82.4629 | 52.4288 | 37.0069 | 0
F11_Industrial_Agriculture_New_Process_Natural Gas_Gas Boiler - Burner Control Optimization_A_Achievable Technical Potential | F11 | Industrial | Agriculture | New | Process | Natural Gas | Gas Boiler - Burner Control Optimization | A | Purchases (Cumulative) | Achievable Technical Potential | 0 | 0 | 3.4726 | 12.999 | 40.1672 | 103.6299 | 217.2621 | 400.5834 | 664.3585 | 1012.0658 | 1418.5788 | 1861.9642 | 2309.7482 | 2736.0272 | 3106.3457 | 3412.5822 | 3651.6388 | 3829.9048 | 3953.5604 | 4036.0233 | 4084.9795 | 4112.46 | 0
F1_Industrial_Agriculture_New_Space Heating_Natural Gas_HVAC - Demand Controlled Ventilation_A_Achievable Technical Potential | F1 | Industrial | Agriculture | New | Space Heating | Natural Gas | HVAC - Demand Controlled Ventilation | A | Integrated Unit Energy Savings (kWh or therms) | Achievable Technical Potential | 0 | 0 | 0.067762 | 0.067019 | 0.066518 | 0.066066 | 0.065811 | 0.06552 | 0.065253 | 0.064983 | 0.064799 | 0.064604 | 0.064316 | 0.064054 | 0.063804 | 0.063593 | 0.063395 | 0.063135 | 0.063009 | 0.062835 | 0.062694 | 0.062605 | 0
F2_Industrial_Agriculture_New_Space Heating_Natural Gas_HVAC - Demand Controlled Ventilation_A_Achievable Technical Potential | F2 | Industrial | Agriculture | New | Space Heating | Natural Gas | HVAC - Demand Controlled Ventilation | A | Integrated Unit Summer Peak Savings (kW) | Achievable Technical Potential | 0 | 0 | 0 | 0 | 0 | 0 | 0 | 0 | 0 | 0 | 0 | 0 | 0 | 0 | 0 | 0 | 0 | 0 | 0 | 0 | 0 | 0 | 0
F3_Industrial_Agriculture_New_Space Heating_Natural Gas_HVAC - Demand Controlled Ventilation_A_Achievable Technical Potential | F3 | Industrial | Agriculture | New | Space Heating | Natural Gas | HVAC - Demand Controlled Ventilation | A | Integrated Unit Winter Peak Savings (kW) | Achievable Technical Potential | 0 | 0 | 0 | 0 | 0 | 0 | 0 | 0 | 0 | 0 | 0 | 0 | 0 | 0 | 0 | 0 | 0 | 0 | 0 | 0 | 0 | 0 | 0
F4_Industrial_Agriculture_New_Space Heating_Natural Gas_HVAC - Demand Controlled Ventilation_A_Achievable Technical Potential | F4 | Industrial | Agriculture | New | Space Heating | Natural Gas | HVAC - Demand Controlled Ventilation | A | Incremental Energy Savings (MWh or mTherms) | Achievable Technical Potential | 0 | 0 | 0.02202 | 0.038008 | 0.053792 | 0.071315 | 0.08177 | 0.093811 | 0.10563 | 0.11885 | 0.12866 | 0.13991 | 0.15071 | 0.1633 | 0.17159 | 0.18184 | 0.19204 | 0.20374 | 0.21157 | 0.2211 | 0.23043 | 0.23987 | 0
F5_Industrial_Agriculture_New_Space Heating_Natural Gas_HVAC - Demand Controlled Ventilation_A_Achievable Technical Potential | F5 | Industrial | Agriculture | New | Space Heating | Natural Gas | HVAC - Demand Controlled Ventilation | A | Incremental Summer Peak Savings (MW) | Achievable Technical Potential | 0 | 0 | 0 | 0 | 0 | 0 | 0 | 0 | 0 | 0 | 0 | 0 | 0 | 0 | 0 | 0 | 0 | 0 | 0 | 0 | 0 | 0 | 0
F6_Industrial_Agriculture_New_Space Heating_Natural Gas_HVAC - Demand Controlled Ventilation_A_Achievable Technical Potential | F6 | Industrial | Agriculture | New | Space Heating | Natural Gas | HVAC - Demand Controlled Ventilation | A | Incremental Winter Peak Savings (MW) | Achievable Technical Potential | 0 | 0 | 0 | 0 | 0 | 0 | 0 | 0 | 0 | 0 | 0 | 0 | 0 | 0 | 0 | 0 | 0 | 0 | 0 | 0 | 0 | 0 | 0
F7_Industrial_Agriculture_New_Space Heating_Natural Gas_HVAC - Demand Controlled Ventilation_A_Achievable Technical Potential | F7 | Industrial | Agriculture | New | Space Heating | Natural Gas | HVAC - Demand Controlled Ventilation | A | Cumulative Energy Savings (MWh or mTherms) | Achievable Technical Potential | 0 | 0 | 0.02202 | 0.059786 | 0.11313 | 0.18368 | 0.26474 | 0.35738 | 0.46155 | 0.57848 | 0.70551 | 0.84329 | 0.99024 | 1.1495 | 1.3166 | 1.4941 | 1.6815 | 1.8578 | 2.03 | 2.1946 | 2.3525 | 2.5112 | 0
F8_Industrial_Agriculture_New_Space Heating_Natural Gas_HVAC - Demand Controlled Ventilation_A_Achievable Technical Potential | F8 | Industrial | Agriculture | New | Space Heating | Natural Gas | HVAC - Demand Controlled Ventilation | A | Cumulative Summer Peak Savings (MW) | Achievable Technical Potential | 0 | 0 | 0 | 0 | 0 | 0 | 0 | 0 | 0 | 0 | 0 | 0 | 0 | 0 | 0 | 0 | 0 | 0 | 0 | 0 | 0 | 0 | 0
F9_Industrial_Agriculture_New_Space Heating_Natural Gas_HVAC - Demand Controlled Ventilation_A_Achievable Technical Potential | F9 | Industrial | Agriculture | New | Space Heating | Natural Gas | HVAC - Demand Controlled Ventilation | A | Cumulative Winter Peak Savings (MW) | Achievable Technical Potential | 0 | 0 | 0 | 0 | 0 | 0 | 0 | 0 | 0 | 0 | 0 | 0 | 0 | 0 | 0 | 0 | 0 | 0 | 0 | 0 | 0 | 0 | 0
F10_Industrial_Agriculture_New_Space Heating_Natural Gas_HVAC - Demand Controlled Ventilation_A_Achievable Technical Potential | F10 | Industrial | Agriculture | New | Space Heating | Natural Gas | HVAC - Demand Controlled Ventilation | A | Purchases (Incremental) | Achievable Technical Potential | 0 | 0 | 324.9615 | 567.1192 | 808.6823 | 1079.4366 | 1242.496 | 1431.7861 | 1618.6906 | 1828.9294 | 1985.514 | 2165.6079 | 2343.3131 | 2549.4562 | 2689.3663 | 2859.4075 | 3029.32 | 3227.1211 | 3357.7746 | 3518.7706 | 3675.3818 | 3831.5303 | 0
F11_Industrial_Agriculture_New_Space Heating_Natural Gas_HVAC - Demand Controlled Ventilation_A_Achievable Technical Potential | F11 | Industrial | Agriculture | New | Space Heating | Natural Gas | HVAC - Demand Controlled Ventilation | A | Purchases (Cumulative) | Achievable Technical Potential | 0 | 0 | 324.9615 | 892.0807 | 1700.763 | 2780.1996 | 4022.6956 | 5454.4816 | 7073.1722 | 8902.1016 | 10887.6156 | 13053.2235 | 15396.5366 | 17945.9928 | 20635.359 | 23494.7665 | 26524.0865 | 29426.2462 | 32216.9016 | 34926.9898 | 37522.9349 | 40111.9693 | 0
F1_Industrial_Agriculture_New_Space Heating_Natural Gas_Gas Boiler - Stack Economizer_A_Achievable Technical Potential | F1 | Industrial | Agriculture | New | Space Heating | Natural Gas | Gas Boiler - Stack Economizer | A | Integrated Unit Energy Savings (kWh or therms) | Achievable Technical Potential | 0 | 0 | 1.1076 | 1.0943 | 1.0849 | 1.0761 | 1.0699 | 1.0629 | 1.056 | 1.0488 | 1.0421 | 1.035 | 1.0262 | 1.018 | 1.0095 | 1.0025 | 0.99646 | 0.99073 | 0.98725 | 0.98434 | 0.98266 | 0.98225 | 0
F2_Industrial_Agriculture_New_Space Heating_Natural Gas_Gas Boiler - Stack Economizer_A_Achievable Technical Potential | F2 | Industrial | Agriculture | New | Space Heating | Natural Gas | Gas Boiler - Stack Economizer | A | Integrated Unit Summer Peak Savings (kW) | Achievable Technical Potential | 0 | 0 | 0 | 0 | 0 | 0 | 0 | 0 | 0 | 0 | 0 | 0 | 0 | 0 | 0 | 0 | 0 | 0 | 0 | 0 | 0 | 0 | 0
F3_Industrial_Agriculture_New_Space Heating_Natural Gas_Gas Boiler - Stack Economizer_A_Achievable Technical Potential | F3 | Industrial | Agriculture | New | Space Heating | Natural Gas | Gas Boiler - Stack Economizer | A | Integrated Unit Winter Peak Savings (kW) | Achievable Technical Potential | 0 | 0 | 0 | 0 | 0 | 0 | 0 | 0 | 0 | 0 | 0 | 0 | 0 | 0 | 0 | 0 | 0 | 0 | 0 | 0 | 0 | 0 | 0
F4_Industrial_Agriculture_New_Space Heating_Natural Gas_Gas Boiler - Stack Economizer_A_Achievable Technical Potential | F4 | Industrial | Agriculture | New | Space Heating | Natural Gas | Gas Boiler - Stack Economizer | A | Incremental Energy Savings (MWh or mTherms) | Achievable Technical Potential | 0 | 0 | 0.0045964 | 0.0079255 | 0.011204 | 0.014835 | 0.016976 | 0.017492 | 0.015718 | 0.01411 | 0.012176 | 0.010552 | 0.0090564 | 0.0078196 | 0.0065441 | 0.0055277 | 0.0046567 | 0.0041116 | 0.0071502 | 0.010166 | 0.013546 | 0.015586 | 0
F5_Industrial_Agriculture_New_Space Heating_Natural Gas_Gas Boiler - Stack Economizer_A_Achievable Technical Potential | F5 | Industrial | Agriculture | New | Space Heating | Natural Gas | Gas Boiler - Stack Economizer | A | Incremental Summer Peak Savings (MW) | Achievable Technical Potential | 0 | 0 | 0 | 0 | 0 | 0 | 0 | 0 | 0 | 0 | 0 | 0 | 0 | 0 | 0 | 0 | 0 | 0 | 0 | 0 | 0 | 0 | 0
F6_Industrial_Agriculture_New_Space Heating_Natural Gas_Gas Boiler - Stack Economizer_A_Achievable Technical Potential | F6 | Industrial | Agriculture | New | Space Heating | Natural Gas | Gas Boiler - Stack Economizer | A | Incremental Winter Peak Savings (MW) | Achievable Technical Potential | 0 | 0 | 0 | 0 | 0 | 0 | 0 | 0 | 0 | 0 | 0 | 0 | 0 | 0 | 0 | 0 | 0 | 0 | 0 | 0 | 0 | 0 | 0
F7_Industrial_Agriculture_New_Space Heating_Natural Gas_Gas Boiler - Stack Economizer_A_Achievable Technical Potential | F7 | Industrial | Agriculture | New | Space Heating | Natural Gas | Gas Boiler - Stack Economizer | A | Cumulative Energy Savings (MWh or mTherms) | Achievable Technical Potential | 0 | 0 | 0.0045964 | 0.012467 | 0.023564 | 0.038208 | 0.054962 | 0.072099 | 0.087349 | 0.10086 | 0.11239 | 0.12218 | 0.13019 | 0.13697 | 0.14238 | 0.14692 | 0.15069 | 0.14982 | 0.1493 | 0.14885 | 0.1486 | 0.14854 | 0
F8_Industrial_Agriculture_New_Space Heating_Natural Gas_Gas Boiler - Stack Economizer_A_Achievable Technical Potential | F8 | Industrial | Agriculture | New | Space Heating | Natural Gas | Gas Boiler - Stack Economizer | A | Cumulative Summer Peak Savings (MW) | Achievable Technical Potential | 0 | 0 | 0 | 0 | 0 | 0 | 0 | 0 | 0 | 0 | 0 | 0 | 0 | 0 | 0 | 0 | 0 | 0 | 0 | 0 | 0 | 0 | 0
F9_Industrial_Agriculture_New_Space Heating_Natural Gas_Gas Boiler - Stack Economizer_A_Achievable Technical Potential | F9 | Industrial | Agriculture | New | Space Heating | Natural Gas | Gas Boiler - Stack Economizer | A | Cumulative Winter Peak Savings (MW) | Achievable Technical Potential | 0 | 0 | 0 | 0 | 0 | 0 | 0 | 0 | 0 | 0 | 0 | 0 | 0 | 0 | 0 | 0 | 0 | 0 | 0 | 0 | 0 | 0 | 0
F10_Industrial_Agriculture_New_Space Heating_Natural Gas_Gas Boiler - Stack Economizer_A_Achievable Technical Potential | F10 | Industrial | Agriculture | New | Space Heating | Natural Gas | Gas Boiler - Stack Economizer | A | Purchases (Incremental) | Achievable Technical Potential | 0 | 0 | 4.15 | 7.2426 | 10.3275 | 13.7853 | 15.8677 | 16.4566 | 14.8838 | 13.4536 | 11.6843 | 10.1953 | 8.8255 | 7.6815 | 6.4825 | 5.5139 | 4.6732 | 4.15 | 7.2426 | 10.3275 | 13.7853 | 15.8677 | 0
F11_Industrial_Agriculture_New_Space Heating_Natural Gas_Gas Boiler - Stack Economizer_A_Achievable Technical Potential | F11 | Industrial | Agriculture | New | Space Heating | Natural Gas | Gas Boiler - Stack Economizer | A | Purchases (Cumulative) | Achievable Technical Potential | 0 | 0 | 4.15 | 11.3926 | 21.7201 | 35.5054 | 51.3731 | 67.8296 | 82.7134 | 96.167 | 107.8513 | 118.0466 | 126.8722 | 134.5537 | 141.0362 | 146.5501 | 151.2233 | 151.2233 | 151.2233 | 151.2233 | 151.2233 | 151.2233 | 0
F1_Industrial_Agriculture_New_Process_Natural Gas_Gas Boiler - Stack Economizer_A_Achievable Technical Potential | F1 | Industrial | Agriculture | New | Process | Natural Gas | Gas Boiler - Stack Economizer | A | Integrated Unit Energy Savings (kWh or therms) | Achievable Technical Potential | 0 | 0 | 2.0323 | 2.0297 | 2.0273 | 2.0251 | 2.022 | 2.0197 | 2.0177 | 2.0161 | 2.0144 | 2.0132 | 2.0122 | 2.0117 | 2.0109 | 2.0105 | 2.0101 | 2.0102 | 2.0099 | 2.0099 | 2.0099 | 2.0098 | 0
F2_Industrial_Agriculture_New_Process_Natural Gas_Gas Boiler - Stack Economizer_A_Achievable Technical Potential | F2 | Industrial | Agriculture | New | Process | Natural Gas | Gas Boiler - Stack Economizer | A | Integrated Unit Summer Peak Savings (kW) | Achievable Technical Potential | 0 | 0 | 0 | 0 | 0 | 0 | 0 | 0 | 0 | 0 | 0 | 0 | 0 | 0 | 0 | 0 | 0 | 0 | 0 | 0 | 0 | 0 | 0
F3_Industrial_Agriculture_New_Process_Natural Gas_Gas Boiler - Stack Economizer_A_Achievable Technical Potential | F3 | Industrial | Agriculture | New | Process | Natural Gas | Gas Boiler - Stack Economizer | A | Integrated Unit Winter Peak Savings (kW) | Achievable Technical Potential | 0 | 0 | 0 | 0 | 0 | 0 | 0 | 0 | 0 | 0 | 0 | 0 | 0 | 0 | 0 | 0 | 0 | 0 | 0 | 0 | 0 | 0 | 0
F4_Industrial_Agriculture_New_Process_Natural Gas_Gas Boiler - Stack Economizer_A_Achievable Technical Potential | F4 | Industrial | Agriculture | New | Process | Natural Gas | Gas Boiler - Stack Economizer | A | Incremental Energy Savings (MWh or mTherms) | Achievable Technical Potential | 0 | 0 | 0.069767 | 0.1216 | 0.17319 | 0.23093 | 0.2654 | 0.27493 | 0.24841 | 0.22437 | 0.1947 | 0.16978 | 0.1469 | 0.12783 | 0.10783 | 0.091698 | 0.077704 | 0.069007 | 0.12041 | 0.17171 | 0.22919 | 0.2638 | 0
F5_Industrial_Agriculture_New_Process_Natural Gas_Gas Boiler - Stack Economizer_A_Achievable Technical Potential | F5 | Industrial | Agriculture | New | Process | Natural Gas | Gas Boiler - Stack Economizer | A | Incremental Summer Peak Savings (MW) | Achievable Technical Potential | 0 | 0 | 0 | 0 | 0 | 0 | 0 | 0 | 0 | 0 | 0 | 0 | 0 | 0 | 0 | 0 | 0 | 0 | 0 | 0 | 0 | 0 | 0
F6_Industrial_Agriculture_New_Process_Natural Gas_Gas Boiler - Stack Economizer_A_Achievable Technical Potential | F6 | Industrial | Agriculture | New | Process | Natural Gas | Gas Boiler - Stack Economizer | A | Incremental Winter Peak Savings (MW) | Achievable Technical Potential | 0 | 0 | 0 | 0 | 0 | 0 | 0 | 0 | 0 | 0 | 0 | 0 | 0 | 0 | 0 | 0 | 0 | 0 | 0 | 0 | 0 | 0 | 0
F7_Industrial_Agriculture_New_Process_Natural Gas_Gas Boiler - Stack Economizer_A_Achievable Technical Potential | F7 | Industrial | Agriculture | New | Process | Natural Gas | Gas Boiler - Stack Economizer | A | Cumulative Energy Savings (MWh or mTherms) | Achievable Technical Potential | 0 | 0 | 0.069767 | 0.19128 | 0.36424 | 0.59477 | 0.85927 | 1.1332 | 1.3805 | 1.6038 | 1.7971 | 1.9658 | 2.1118 | 2.2391 | 2.346 | 2.4372 | 2.5145 | 2.5145 | 2.5142 | 2.5143 | 2.5142 | 2.5141 | 0
F8_Industrial_Agriculture_New_Process_Natural Gas_Gas Boiler - Stack Economizer_A_Achievable Technical Potential | F8 | Industrial | Agriculture | New | Process | Natural Gas | Gas Boiler - Stack Economizer | A | Cumulative Summer Peak Savings (MW) | Achievable Technical Potential | 0 | 0 | 0 | 0 | 0 | 0 | 0 | 0 | 0 | 0 | 0 | 0 | 0 | 0 | 0 | 0 | 0 | 0 | 0 | 0 | 0 | 0 | 0
F9_Industrial_Agriculture_New_Process_Natural Gas_Gas Boiler - Stack Economizer_A_Achievable Technical Potential | F9 | Industrial | Agriculture | New | Process | Natural Gas | Gas Boiler - Stack Economizer | A | Cumulative Winter Peak Savings (MW) | Achievable Technical Potential | 0 | 0 | 0 | 0 | 0 | 0 | 0 | 0 | 0 | 0 | 0 | 0 | 0 | 0 | 0 | 0 | 0 | 0 | 0 | 0 | 0 | 0 | 0
F10_Industrial_Agriculture_New_Process_Natural Gas_Gas Boiler - Stack Economizer_A_Achievable Technical Potential | F10 | Industrial | Agriculture | New | Process | Natural Gas | Gas Boiler - Stack Economizer | A | Purchases (Incremental) | Achievable Technical Potential | 0 | 0 | 34.3288 | 59.9102 | 85.4288 | 114.0312 | 131.2567 | 136.1279 | 123.1184 | 111.2874 | 96.6523 | 84.3352 | 73.0045 | 63.5414 | 53.6227 | 45.6105 | 38.6566 | 34.3288 | 59.9102 | 85.4288 | 114.0312 | 131.2567 | 0
F11_Industrial_Agriculture_New_Process_Natural Gas_Gas Boiler - Stack Economizer_A_Achievable Technical Potential | F11 | Industrial | Agriculture | New | Process | Natural Gas | Gas Boiler - Stack Economizer | A | Purchases (Cumulative) | Achievable Technical Potential | 0 | 0 | 34.3288 | 94.239 | 179.6678 | 293.6991 | 424.9558 | 561.0837 | 684.2021 | 795.4895 | 892.1417 | 976.4769 | 1049.4814 | 1113.0228 | 1166.6455 | 1212.256 | 1250.9127 | 1250.9127 | 1250.9127 | 1250.9127 | 1250.9127 | 1250.9127 | 0
F1_Industrial_Agriculture_New_Space Heating_Natural Gas_Gas Furnace Tube Inserts_A_Achievable Technical Potential | F1 | Industrial | Agriculture | New | Space Heating | Natural Gas | Gas Furnace Tube Inserts | A | Integrated Unit Energy Savings (kWh or therms) | Achievable Technical Potential | 0 | 0 | 0.077905 | 0.077051 | 0.076475 | 0.075955 | 0.075662 | 0.075327 | 0.075021 | 0.074709 | 0.074498 | 0.074274 | 0.073942 | 0.073642 | 0.073355 | 0.073112 | 0.072884 | 0.072585 | 0.072441 | 0.07224 | 0.072079 | 0.071976 | 0
F2_Industrial_Agriculture_New_Space Heating_Natural Gas_Gas Furnace Tube Inserts_A_Achievable Technical Potential | F2 | Industrial | Agriculture | New | Space Heating | Natural Gas | Gas Furnace Tube Inserts | A | Integrated Unit Summer Peak Savings (kW) | Achievable Technical Potential | 0 | 0 | 0 | 0 | 0 | 0 | 0 | 0 | 0 | 0 | 0 | 0 | 0 | 0 | 0 | 0 | 0 | 0 | 0 | 0 | 0 | 0 | 0
F3_Industrial_Agriculture_New_Space Heating_Natural Gas_Gas Furnace Tube Inserts_A_Achievable Technical Potential | F3 | Industrial | Agriculture | New | Space Heating | Natural Gas | Gas Furnace Tube Inserts | A | Integrated Unit Winter Peak Savings (kW) | Achievable Technical Potential | 0 | 0 | 0 | 0 | 0 | 0 | 0 | 0 | 0 | 0 | 0 | 0 | 0 | 0 | 0 | 0 | 0 | 0 | 0 | 0 | 0 | 0 | 0
F4_Industrial_Agriculture_New_Space Heating_Natural Gas_Gas Furnace Tube Inserts_A_Achievable Technical Potential | F4 | Industrial | Agriculture | New | Space Heating | Natural Gas | Gas Furnace Tube Inserts | A | Incremental Energy Savings (MWh or mTherms) | Achievable Technical Potential | 0 | 0 | 0 | 0 | 0 | 0 | 0 | 0 | 0 | 0 | 0 | 0 | 0 | 0 | 0 | 0 | 0 | 0 | 0 | 0 | 0 | 0 | 0
F5_Industrial_Agriculture_New_Space Heating_Natural Gas_Gas Furnace Tube Inserts_A_Achievable Technical Potential | F5 | Industrial | Agriculture | New | Space Heating | Natural Gas | Gas Furnace Tube Inserts | A | Incremental Summer Peak Savings (MW) | Achievable Technical Potential | 0 | 0 | 0 | 0 | 0 | 0 | 0 | 0 | 0 | 0 | 0 | 0 | 0 | 0 | 0 | 0 | 0 | 0 | 0 | 0 | 0 | 0 | 0
F6_Industrial_Agriculture_New_Space Heating_Natural Gas_Gas Furnace Tube Inserts_A_Achievable Technical Potential | F6 | Industrial | Agriculture | New | Space Heating | Natural Gas | Gas Furnace Tube Inserts | A | Incremental Winter Peak Savings (MW) | Achievable Technical Potential | 0 | 0 | 0 | 0 | 0 | 0 | 0 | 0 | 0 | 0 | 0 | 0 | 0 | 0 | 0 | 0 | 0 | 0 | 0 | 0 | 0 | 0 | 0
F7_Industrial_Agriculture_New_Space Heating_Natural Gas_Gas Furnace Tube Inserts_A_Achievable Technical Potential | F7 | Industrial | Agriculture | New | Space Heating | Natural Gas | Gas Furnace Tube Inserts | A | Cumulative Energy Savings (MWh or mTherms) | Achievable Technical Potential | 0 | 0 | 0 | 0 | 0 | 0 | 0 | 0 | 0 | 0 | 0 | 0 | 0 | 0 | 0 | 0 | 0 | 0 | 0 | 0 | 0 | 0 | 0
F8_Industrial_Agriculture_New_Space Heating_Natural Gas_Gas Furnace Tube Inserts_A_Achievable Technical Potential | F8 | Industrial | Agriculture | New | Space Heating | Natural Gas | Gas Furnace Tube Inserts | A | Cumulative Summer Peak Savings (MW) | Achievable Technical Potential | 0 | 0 | 0 | 0 | 0 | 0 | 0 | 0 | 0 | 0 | 0 | 0 | 0 | 0 | 0 | 0 | 0 | 0 | 0 | 0 | 0 | 0 | 0
F9_Industrial_Agriculture_New_Space Heating_Natural Gas_Gas Furnace Tube Inserts_A_Achievable Technical Potential | F9 | Industrial | Agriculture | New | Space Heating | Natural Gas | Gas Furnace Tube Inserts | A | Cumulative Winter Peak Savings (MW) | Achievable Technical Potential | 0 | 0 | 0 | 0 | 0 | 0 | 0 | 0 | 0 | 0 | 0 | 0 | 0 | 0 | 0 | 0 | 0 | 0 | 0 | 0 | 0 | 0 | 0
F10_Industrial_Agriculture_New_Space Heating_Natural Gas_Gas Furnace Tube Inserts_A_Achievable Technical Potential | F10 | Industrial | Agriculture | New | Space Heating | Natural Gas | Gas Furnace Tube Inserts | A | Purchases (Incremental) | Achievable Technical Potential | 0 | 0 | 0 | 0 | 0 | 0 | 0 | 0 | 0 | 0 | 0 | 0 | 0 | 0 | 0 | 0 | 0 | 0 | 0 | 0 | 0 | 0 | 0
F11_Industrial_Agriculture_New_Space Heating_Natural Gas_Gas Furnace Tube Inserts_A_Achievable Technical Potential | F11 | Industrial | Agriculture | New | Space Heating | Natural Gas | Gas Furnace Tube Inserts | A | Purchases (Cumulative) | Achievable Technical Potential | 0 | 0 | 0 | 0 | 0 | 0 | 0 | 0 | 0 | 0 | 0 | 0 | 0 | 0 | 0 | 0 | 0 | 0 | 0 | 0 | 0 | 0 | 0
F1_Industrial_Agriculture_New_Space Heating_Natural Gas_Space Heating - Heat Recovery Ventilator_A_Achievable Technical Potential | F1 | Industrial | Agriculture | New | Space Heating | Natural Gas | Space Heating - Heat Recovery Ventilator | A | Integrated Unit Energy Savings (kWh or therms) | Achievable Technical Potential | 0 | 0 | 0.012681 | 0.012528 | 0.012419 | 0.012318 | 0.012244 | 0.012163 | 0.012082 | 0.011996 | 0.011917 | 0.011833 | 0.01173 | 0.011634 | 0.011536 | 0.011455 | 0.011386 | 0.011322 | 0.011283 | 0.01125 | 0.011232 | 0.011228 | 0
F2_Industrial_Agriculture_New_Space Heating_Natural Gas_Space Heating - Heat Recovery Ventilator_A_Achievable Technical Potential | F2 | Industrial | Agriculture | New | Space Heating | Natural Gas | Space Heating - Heat Recovery Ventilator | A | Integrated Unit Summer Peak Savings (kW) | Achievable Technical Potential | 0 | 0 | 0 | 0 | 0 | 0 | 0 | 0 | 0 | 0 | 0 | 0 | 0 | 0 | 0 | 0 | 0 | 0 | 0 | 0 | 0 | 0 | 0
F3_Industrial_Agriculture_New_Space Heating_Natural Gas_Space Heating - Heat Recovery Ventilator_A_Achievable Technical Potential | F3 | Industrial | Agriculture | New | Space Heating | Natural Gas | Space Heating - Heat Recovery Ventilator | A | Integrated Unit Winter Peak Savings (kW) | Achievable Technical Potential | 0 | 0 | 0 | 0 | 0 | 0 | 0 | 0 | 0 | 0 | 0 | 0 | 0 | 0 | 0 | 0 | 0 | 0 | 0 | 0 | 0 | 0 | 0
F4_Industrial_Agriculture_New_Space Heating_Natural Gas_Space Heating - Heat Recovery Ventilator_A_Achievable Technical Potential | F4 | Industrial | Agriculture | New | Space Heating | Natural Gas | Space Heating - Heat Recovery Ventilator | A | Incremental Energy Savings (MWh or mTherms) | Achievable Technical Potential | 0 | 0 | 0.010087 | 0.017391 | 0.024583 | 0.032546 | 0.037237 | 0.042626 | 0.047869 | 0.053703 | 0.057916 | 0.062726 | 0.067278 | 0.072601 | 0.075937 | 0.080173 | 0.084425 | 0.089431 | 0.092731 | 0.096899 | 0.10105 | 0.1053 | 0
F5_Industrial_Agriculture_New_Space Heating_Natural Gas_Space Heating - Heat Recovery Ventilator_A_Achievable Technical Potential | F5 | Industrial | Agriculture | New | Space Heating | Natural Gas | Space Heating - Heat Recovery Ventilator | A | Incremental Summer Peak Savings (MW) | Achievable Technical Potential | 0 | 0 | 0 | 0 | 0 | 0 | 0 | 0 | 0 | 0 | 0 | 0 | 0 | 0 | 0 | 0 | 0 | 0 | 0 | 0 | 0 | 0 | 0
F6_Industrial_Agriculture_New_Space Heating_Natural Gas_Space Heating - Heat Recovery Ventilator_A_Achievable Technical Potential | F6 | Industrial | Agriculture | New | Space Heating | Natural Gas | Space Heating - Heat Recovery Ventilator | A | Incremental Winter Peak Savings (MW) | Achievable Technical Potential | 0 | 0 | 0 | 0 | 0 | 0 | 0 | 0 | 0 | 0 | 0 | 0 | 0 | 0 | 0 | 0 | 0 | 0 | 0 | 0 | 0 | 0 | 0
F7_Industrial_Agriculture_New_Space Heating_Natural Gas_Space Heating - Heat Recovery Ventilator_A_Achievable Technical Potential | F7 | Industrial | Agriculture | New | Space Heating | Natural Gas | Space Heating - Heat Recovery Ventilator | A | Cumulative Energy Savings (MWh or mTherms) | Achievable Technical Potential | 0 | 0 | 0.010087 | 0.027357 | 0.051702 | 0.083825 | 0.12056 | 0.16239 | 0.20917 | 0.26139 | 0.31758 | 0.37808 | 0.44205 | 0.51105 | 0.58266 | 0.65875 | 0.73921 | 0.81547 | 0.88973 | 0.96181 | 1.0316 | 1.1024 | 0
F8_Industrial_Agriculture_New_Space Heating_Natural Gas_Space Heating - Heat Recovery Ventilator_A_Achievable Technical Potential | F8 | Industrial | Agriculture | New | Space Heating | Natural Gas | Space Heating - Heat Recovery Ventilator | A | Cumulative Summer Peak Savings (MW) | Achievable Technical Potential | 0 | 0 | 0 | 0 | 0 | 0 | 0 | 0 | 0 | 0 | 0 | 0 | 0 | 0 | 0 | 0 | 0 | 0 | 0 | 0 | 0 | 0 | 0
F9_Industrial_Agriculture_New_Space Heating_Natural Gas_Space Heating - Heat Recovery Ventilator_A_Achievable Technical Potential | F9 | Industrial | Agriculture | New | Space Heating | Natural Gas | Space Heating - Heat Recovery Ventilator | A | Cumulative Winter Peak Savings (MW) | Achievable Technical Potential | 0 | 0 | 0 | 0 | 0 | 0 | 0 | 0 | 0 | 0 | 0 | 0 | 0 | 0 | 0 | 0 | 0 | 0 | 0 | 0 | 0 | 0 | 0
F10_Industrial_Agriculture_New_Space Heating_Natural Gas_Space Heating - Heat Recovery Ventilator_A_Achievable Technical Potential | F10 | Industrial | Agriculture | New | Space Heating | Natural Gas | Space Heating - Heat Recovery Ventilator | A | Purchases (Incremental) | Achievable Technical Potential | 0 | 0 | 795.4168 | 1388.1527 | 1979.4331 | 2642.1657 | 3041.2904 | 3504.6208 | 3962.112 | 4476.719 | 4859.9954 | 5300.8158 | 5735.7897 | 6240.3716 | 6582.8332 | 6999.0477 | 7414.9469 | 7899.1101 | 8218.914 | 8612.9881 | 8996.3295 | 9378.5385 | 0
F11_Industrial_Agriculture_New_Space Heating_Natural Gas_Space Heating - Heat Recovery Ventilator_A_Achievable Technical Potential | F11 | Industrial | Agriculture | New | Space Heating | Natural Gas | Space Heating - Heat Recovery Ventilator | A | Purchases (Cumulative) | Achievable Technical Potential | 0 | 0 | 795.4168 | 2183.5695 | 4163.0026 | 6805.1684 | 9846.4588 | 13351.0795 | 17313.1915 | 21789.9105 | 26649.9059 | 31950.7217 | 37686.5114 | 43926.883 | 50509.7162 | 57508.7639 | 64923.7108 | 72027.4041 | 78858.1654 | 85491.7204 | 91845.8842 | 98183.1324 | 0
F1_Industrial_Agriculture_New_Space Heating_Natural Gas_Thermostat - Programmable_A_Achievable Technical Potential | F1 | Industrial | Agriculture | New | Space Heating | Natural Gas | Thermostat - Programmable | A | Integrated Unit Energy Savings (kWh or therms) | Achievable Technical Potential | 0 | 0 | 0.006126 | 0.006047 | 0.0059897 | 0.0059367 | 0.0058954 | 0.0058523 | 0.0058096 | 0.0057657 | 0.0057242 | 0.0056812 | 0.0056292 | 0.0055818 | 0.0055323 | 0.0054922 | 0.0054578 | 0.0054267 | 0.0054071 | 0.0053915 | 0.0053826 | 0.0053807 | 0
F2_Industrial_Agriculture_New_Space Heating_Natural Gas_Thermostat - Programmable_A_Achievable Technical Potential | F2 | Industrial | Agriculture | New | Space Heating | Natural Gas | Thermostat - Programmable | A | Integrated Unit Summer Peak Savings (kW) | Achievable Technical Potential | 0 | 0 | 0 | 0 | 0 | 0 | 0 | 0 | 0 | 0 | 0 | 0 | 0 | 0 | 0 | 0 | 0 | 0 | 0 | 0 | 0 | 0 | 0
F3_Industrial_Agriculture_New_Space Heating_Natural Gas_Thermostat - Programmable_A_Achievable Technical Potential | F3 | Industrial | Agriculture | New | Space Heating | Natural Gas | Thermostat - Programmable | A | Integrated Unit Winter Peak Savings (kW) | Achievable Technical Potential | 0 | 0 | 0 | 0 | 0 | 0 | 0 | 0 | 0 | 0 | 0 | 0 | 0 | 0 | 0 | 0 | 0 | 0 | 0 | 0 | 0 | 0 | 0
F4_Industrial_Agriculture_New_Space Heating_Natural Gas_Thermostat - Programmable_A_Achievable Technical Potential | F4 | Industrial | Agriculture | New | Space Heating | Natural Gas | Thermostat - Programmable | A | Incremental Energy Savings (MWh or mTherms) | Achievable Technical Potential | 0 | 0 | 0.014618 | 0.025182 | 0.035569 | 0.047057 | 0.053789 | 0.06153 | 0.069055 | 0.077434 | 0.083459 | 0.090345 | 0.096863 | 0.1045 | 0.10926 | 0.11532 | 0.12141 | 0.1286 | 0.13332 | 0.13931 | 0.14527 | 0.15139 | 0
F5_Industrial_Agriculture_New_Space Heating_Natural Gas_Thermostat - Programmable_A_Achievable Technical Potential | F5 | Industrial | Agriculture | New | Space Heating | Natural Gas | Thermostat - Programmable | A | Incremental Summer Peak Savings (MW) | Achievable Technical Potential | 0 | 0 | 0 | 0 | 0 | 0 | 0 | 0 | 0 | 0 | 0 | 0 | 0 | 0 | 0 | 0 | 0 | 0 | 0 | 0 | 0 | 0 | 0
F6_Industrial_Agriculture_New_Space Heating_Natural Gas_Thermostat - Programmable_A_Achievable Technical Potential | F6 | Industrial | Agriculture | New | Space Heating | Natural Gas | Thermostat - Programmable | A | Incremental Winter Peak Savings (MW) | Achievable Technical Potential | 0 | 0 | 0 | 0 | 0 | 0 | 0 | 0 | 0 | 0 | 0 | 0 | 0 | 0 | 0 | 0 | 0 | 0 | 0 | 0 | 0 | 0 | 0
F7_Industrial_Agriculture_New_Space Heating_Natural Gas_Thermostat - Programmable_A_Achievable Technical Potential | F7 | Industrial | Agriculture | New | Space Heating | Natural Gas | Thermostat - Programmable | A | Cumulative Energy Savings (MWh or mTherms) | Achievable Technical Potential | 0 | 0 | 0.014618 | 0.039612 | 0.074806 | 0.1212 | 0.17415 | 0.2344 | 0.30175 | 0.3769 | 0.45765 | 0.54456 | 0.63643 | 0.72226 | 0.80207 | 0.87896 | 0.95159 | 1.0253 | 1.098 | 1.1701 | 1.2411 | 1.3136 | 0
F8_Industrial_Agriculture_New_Space Heating_Natural Gas_Thermostat - Programmable_A_Achievable Technical Potential | F8 | Industrial | Agriculture | New | Space Heating | Natural Gas | Thermostat - Programmable | A | Cumulative Summer Peak Savings (MW) | Achievable Technical Potential | 0 | 0 | 0 | 0 | 0 | 0 | 0 | 0 | 0 | 0 | 0 | 0 | 0 | 0 | 0 | 0 | 0 | 0 | 0 | 0 | 0 | 0 | 0
F9_Industrial_Agriculture_New_Space Heating_Natural Gas_Thermostat - Programmable_A_Achievable Technical Potential | F9 | Industrial | Agriculture | New | Space Heating | Natural Gas | Thermostat - Programmable | A | Cumulative Winter Peak Savings (MW) | Achievable Technical Potential | 0 | 0 | 0 | 0 | 0 | 0 | 0 | 0 | 0 | 0 | 0 | 0 | 0 | 0 | 0 | 0 | 0 | 0 | 0 | 0 | 0 | 0 | 0
F10_Industrial_Agriculture_New_Space Heating_Natural Gas_Thermostat - Programmable_A_Achievable Technical Potential | F10 | Industrial | Agriculture | New | Space Heating | Natural Gas | Thermostat - Programmable | A | Purchases (Incremental) | Achievable Technical Potential | 0 | 0 | 2386.2504 | 4164.4582 | 5938.2993 | 7926.4972 | 9123.8711 | 10513.8623 | 11886.336 | 13430.1569 | 14579.9861 | 15902.4475 | 17207.3692 | 18721.1147 | 19748.4996 | 20997.1431 | 22244.8408 | 23697.3302 | 24656.7421 | 25838.9643 | 26988.9885 | 28135.6156 | 0
F11_Industrial_Agriculture_New_Space Heating_Natural Gas_Thermostat - Programmable_A_Achievable Technical Potential | F11 | Industrial | Agriculture | New | Space Heating | Natural Gas | Thermostat - Programmable | A | Purchases (Cumulative) | Achievable Technical Potential | 0 | 0 | 2386.2504 | 6550.7086 | 12489.0079 | 20415.5052 | 29539.3763 | 40053.2386 | 51939.5746 | 65369.7315 | 79949.7176 | 95852.1651 | 113059.5343 | 129394.3986 | 144978.44 | 160037.2838 | 174355.6274 | 188929.0865 | 203071.9663 | 217024.5946 | 230583.4263 | 244139.0557 | 0
F1_Industrial_Agriculture_New_Space Heating_Natural Gas_ENERGY STAR Connected Thermostat_A_Achievable Technical Potential | F1 | Industrial | Agriculture | New | Space Heating | Natural Gas | ENERGY STAR Connected Thermostat | A | Integrated Unit Energy Savings (kWh or therms) | Achievable Technical Potential | 0 | 0 | 0.014827 | 0.014647 | 0.014518 | 0.014398 | 0.01431 | 0.014214 | 0.014118 | 0.014016 | 0.013922 | 0.013823 | 0.013701 | 0.013588 | 0.013471 | 0.013376 | 0.013294 | 0.013218 | 0.013171 | 0.013133 | 0.013111 | 0.013106 | 0
F2_Industrial_Agriculture_New_Space Heating_Natural Gas_ENERGY STAR Connected Thermostat_A_Achievable Technical Potential | F2 | Industrial | Agriculture | New | Space Heating | Natural Gas | ENERGY STAR Connected Thermostat | A | Integrated Unit Summer Peak Savings (kW) | Achievable Technical Potential | 0 | 0 | 0 | 0 | 0 | 0 | 0 | 0 | 0 | 0 | 0 | 0 | 0 | 0 | 0 | 0 | 0 | 0 | 0 | 0 | 0 | 0 | 0
F3_Industrial_Agriculture_New_Space Heating_Natural Gas_ENERGY STAR Connected Thermostat_A_Achievable Technical Potential | F3 | Industrial | Agriculture | New | Space Heating | Natural Gas | ENERGY STAR Connected Thermostat | A | Integrated Unit Winter Peak Savings (kW) | Achievable Technical Potential | 0 | 0 | 0 | 0 | 0 | 0 | 0 | 0 | 0 | 0 | 0 | 0 | 0 | 0 | 0 | 0 | 0 | 0 | 0 | 0 | 0 | 0 | 0
F4_Industrial_Agriculture_New_Space Heating_Natural Gas_ENERGY STAR Connected Thermostat_A_Achievable Technical Potential | F4 | Industrial | Agriculture | New | Space Heating | Natural Gas | ENERGY STAR Connected Thermostat | A | Incremental Energy Savings (MWh or mTherms) | Achievable Technical Potential | 0 | 0 | 0.035382 | 0.060997 | 0.086213 | 0.11413 | 0.13056 | 0.14944 | 0.16781 | 0.18824 | 0.20299 | 0.21982 | 0.23575 | 0.25438 | 0.26604 | 0.28085 | 0.29572 | 0.31323 | 0.32476 | 0.33934 | 0.37921 | 0.41111 | 0
F5_Industrial_Agriculture_New_Space Heating_Natural Gas_ENERGY STAR Connected Thermostat_A_Achievable Technical Potential | F5 | Industrial | Agriculture | New | Space Heating | Natural Gas | ENERGY STAR Connected Thermostat | A | Incremental Summer Peak Savings (MW) | Achievable Technical Potential | 0 | 0 | 0 | 0 | 0 | 0 | 0 | 0 | 0 | 0 | 0 | 0 | 0 | 0 | 0 | 0 | 0 | 0 | 0 | 0 | 0 | 0 | 0
F6_Industrial_Agriculture_New_Space Heating_Natural Gas_ENERGY STAR Connected Thermostat_A_Achievable Technical Potential | F6 | Industrial | Agriculture | New | Space Heating | Natural Gas | ENERGY STAR Connected Thermostat | A | Incremental Winter Peak Savings (MW) | Achievable Technical Potential | 0 | 0 | 0 | 0 | 0 | 0 | 0 | 0 | 0 | 0 | 0 | 0 | 0 | 0 | 0 | 0 | 0 | 0 | 0 | 0 | 0 | 0 | 0
F7_Industrial_Agriculture_New_Space Heating_Natural Gas_ENERGY STAR Connected Thermostat_A_Achievable Technical Potential | F7 | Industrial | Agriculture | New | Space Heating | Natural Gas | ENERGY STAR Connected Thermostat | A | Cumulative Energy Savings (MWh or mTherms) | Achievable Technical Potential | 0 | 0 | 0.035382 | 0.095948 | 0.18132 | 0.29395 | 0.42271 | 0.53539 | 0.64078 | 0.74119 | 0.82885 | 0.91666 | 1.0002 | 1.0849 | 1.1607 | 1.2383 | 1.315 | 1.3618 | 1.3803 | 1.3782 | 1.3759 | 1.3754 | 0
F8_Industrial_Agriculture_New_Space Heating_Natural Gas_ENERGY STAR Connected Thermostat_A_Achievable Technical Potential | F8 | Industrial | Agriculture | New | Space Heating | Natural Gas | ENERGY STAR Connected Thermostat | A | Cumulative Summer Peak Savings (MW) | Achievable Technical Potential | 0 | 0 | 0 | 0 | 0 | 0 | 0 | 0 | 0 | 0 | 0 | 0 | 0 | 0 | 0 | 0 | 0 | 0 | 0 | 0 | 0 | 0 | 0
F9_Industrial_Agriculture_New_Space Heating_Natural Gas_ENERGY STAR Connected Thermostat_A_Achievable Technical Potential | F9 | Industrial | Agriculture | New | Space Heating | Natural Gas | ENERGY STAR Connected Thermostat | A | Cumulative Winter Peak Savings (MW) | Achievable Technical Potential | 0 | 0 | 0 | 0 | 0 | 0 | 0 | 0 | 0 | 0 | 0 | 0 | 0 | 0 | 0 | 0 | 0 | 0 | 0 | 0 | 0 | 0 | 0
F10_Industrial_Agriculture_New_Space Heating_Natural Gas_ENERGY STAR Connected Thermostat_A_Achievable Technical Potential | F10 | Industrial | Agriculture | New | Space Heating | Natural Gas | ENERGY STAR Connected Thermostat | A | Purchases (Incremental) | Achievable Technical Potential | 0 | 0 | 2386.2504 | 4164.4582 | 5938.2993 | 7926.4972 | 9123.8711 | 10513.8623 | 11886.336 | 13430.1569 | 14579.9861 | 15902.4475 | 17207.3692 | 18721.1147 | 19748.4996 | 20997.1431 | 22244.8408 | 23697.3302 | 24656.7421 | 25838.9643 | 28923.6403 | 31368.712 | 0
F11_Industrial_Agriculture_New_Space Heating_Natural Gas_ENERGY STAR Connected Thermostat_A_Achievable Technical Potential | F11 | Industrial | Agriculture | New | Space Heating | Natural Gas | ENERGY STAR Connected Thermostat | A | Purchases (Cumulative) | Achievable Technical Potential | 0 | 0 | 2386.2504 | 6550.7086 | 12489.0079 | 20415.5052 | 29539.3763 | 37666.9881 | 45388.866 | 52880.7236 | 59534.2124 | 66312.7889 | 73006.2958 | 79841.0744 | 86159.4172 | 92576.5741 | 98918.9674 | 103022.678 | 104793.8472 | 104946.0127 | 104946.0127 | 104946.0127 | 0
F1_Industrial_Agriculture_New_Space Heating_Natural Gas_Destratification Fans (HVLS)_A_Achievable Technical Potential | F1 | Industrial | Agriculture | New | Space Heating | Natural Gas | Destratification Fans (HVLS) | A | Integrated Unit Energy Savings (kWh or therms) | Achievable Technical Potential | 0 | 0 | 0.014818 | 0.014632 | 0.014499 | 0.014375 | 0.014281 | 0.014181 | 0.014083 | 0.013981 | 0.013886 | 0.013786 | 0.013664 | 0.013551 | 0.013434 | 0.013338 | 0.013256 | 0.013181 | 0.013136 | 0.013099 | 0.013078 | 0.013075 | 0
F2_Industrial_Agriculture_New_Space Heating_Natural Gas_Destratification Fans (HVLS)_A_Achievable Technical Potential | F2 | Industrial | Agriculture | New | Space Heating | Natural Gas | Destratification Fans (HVLS) | A | Integrated Unit Summer Peak Savings (kW) | Achievable Technical Potential | 0 | 0 | 0 | 0 | 0 | 0 | 0 | 0 | 0 | 0 | 0 | 0 | 0 | 0 | 0 | 0 | 0 | 0 | 0 | 0 | 0 | 0 | 0
F3_Industrial_Agriculture_New_Space Heating_Natural Gas_Destratification Fans (HVLS)_A_Achievable Technical Potential | F3 | Industrial | Agriculture | New | Space Heating | Natural Gas | Destratification Fans (HVLS) | A | Integrated Unit Winter Peak Savings (kW) | Achievable Technical Potential | 0 | 0 | 0 | 0 | 0 | 0 | 0 | 0 | 0 | 0 | 0 | 0 | 0 | 0 | 0 | 0 | 0 | 0 | 0 | 0 | 0 | 0 | 0
F4_Industrial_Agriculture_New_Space Heating_Natural Gas_Destratification Fans (HVLS)_A_Achievable Technical Potential | F4 | Industrial | Agriculture | New | Space Heating | Natural Gas | Destratification Fans (HVLS) | A | Incremental Energy Savings (MWh or mTherms) | Achievable Technical Potential | 0 | 0 | 0.03536 | 0.060936 | 0.086098 | 0.11394 | 0.13029 | 0.1491 | 0.1674 | 0.18777 | 0.20246 | 0.21924 | 0.23512 | 0.25369 | 0.2653 | 0.28006 | 0.29488 | 0.31236 | 0.32388 | 0.33846 | 0.35297 | 0.36786 | 0
F5_Industrial_Agriculture_New_Space Heating_Natural Gas_Destratification Fans (HVLS)_A_Achievable Technical Potential | F5 | Industrial | Agriculture | New | Space Heating | Natural Gas | Destratification Fans (HVLS) | A | Incremental Summer Peak Savings (MW) | Achievable Technical Potential | 0 | 0 | 0 | 0 | 0 | 0 | 0 | 0 | 0 | 0 | 0 | 0 | 0 | 0 | 0 | 0 | 0 | 0 | 0 | 0 | 0 | 0 | 0
F6_Industrial_Agriculture_New_Space Heating_Natural Gas_Destratification Fans (HVLS)_A_Achievable Technical Potential | F6 | Industrial | Agriculture | New | Space Heating | Natural Gas | Destratification Fans (HVLS) | A | Incremental Winter Peak Savings (MW) | Achievable Technical Potential | 0 | 0 | 0 | 0 | 0 | 0 | 0 | 0 | 0 | 0 | 0 | 0 | 0 | 0 | 0 | 0 | 0 | 0 | 0 | 0 | 0 | 0 | 0
F7_Industrial_Agriculture_New_Space Heating_Natural Gas_Destratification Fans (HVLS)_A_Achievable Technical Potential | F7 | Industrial | Agriculture | New | Space Heating | Natural Gas | Destratification Fans (HVLS) | A | Cumulative Energy Savings (MWh or mTherms) | Achievable Technical Potential | 0 | 0 | 0.03536 | 0.095852 | 0.18107 | 0.29346 | 0.42184 | 0.56801 | 0.73147 | 0.91394 | 1.1102 | 1.3215 | 1.5122 | 1.697 | 1.8679 | 2.0289 | 2.1903 | 2.3518 | 2.5114 | 2.6669 | 2.825 | 2.9841 | 0
F8_Industrial_Agriculture_New_Space Heating_Natural Gas_Destratification Fans (HVLS)_A_Achievable Technical Potential | F8 | Industrial | Agriculture | New | Space Heating | Natural Gas | Destratification Fans (HVLS) | A | Cumulative Summer Peak Savings (MW) | Achievable Technical Potential | 0 | 0 | 0 | 0 | 0 | 0 | 0 | 0 | 0 | 0 | 0 | 0 | 0 | 0 | 0 | 0 | 0 | 0 | 0 | 0 | 0 | 0 | 0
F9_Industrial_Agriculture_New_Space Heating_Natural Gas_Destratification Fans (HVLS)_A_Achievable Technical Potential | F9 | Industrial | Agriculture | New | Space Heating | Natural Gas | Destratification Fans (HVLS) | A | Cumulative Winter Peak Savings (MW) | Achievable Technical Potential | 0 | 0 | 0 | 0 | 0 | 0 | 0 | 0 | 0 | 0 | 0 | 0 | 0 | 0 | 0 | 0 | 0 | 0 | 0 | 0 | 0 | 0 | 0
F10_Industrial_Agriculture_New_Space Heating_Natural Gas_Destratification Fans (HVLS)_A_Achievable Technical Potential | F10 | Industrial | Agriculture | New | Space Heating | Natural Gas | Destratification Fans (HVLS) | A | Purchases (Incremental) | Achievable Technical Potential | 0 | 0 | 2386.2504 | 4164.4582 | 5938.2993 | 7926.4972 | 9123.8711 | 10513.8623 | 11886.336 | 13430.1569 | 14579.9861 | 15902.4475 | 17207.3692 | 18721.1147 | 19748.4996 | 20997.1431 | 22244.8408 | 23697.3302 | 24656.7421 | 25838.9643 | 26988.9885 | 28135.6156 | 0
F11_Industrial_Agriculture_New_Space Heating_Natural Gas_Destratification Fans (HVLS)_A_Achievable Technical Potential | F11 | Industrial | Agriculture | New | Space Heating | Natural Gas | Destratification Fans (HVLS) | A | Purchases (Cumulative) | Achievable Technical Potential | 0 | 0 | 2386.2504 | 6550.7086 | 12489.0079 | 20415.5052 | 29539.3763 | 40053.2386 | 51939.5746 | 65369.7315 | 79949.7176 | 95852.1651 | 110673.2839 | 125229.9404 | 139040.1407 | 152110.7865 | 165231.7563 | 178415.2242 | 191185.6303 | 203594.4377 | 216003.4402 | 228236.6082 | 0
F1_Industrial_Agriculture_New_Space Heating_Natural Gas_Gas Boiler - Insulate Steam Lines/Condensate Tank_A_Achievable Technical Potential | F1 | Industrial | Agriculture | New | Space Heating | Natural Gas | Gas Boiler - Insulate Steam Lines/Condensate Tank | A | Integrated Unit Energy Savings (kWh or therms) | Achievable Technical Potential | 0 | 0 | 12.06 | 11.9215 | 11.8244 | 11.7339 | 11.6723 | 11.6006 | 11.5279 | 11.4499 | 11.3787 | 11.3025 | 11.2068 | 11.1178 | 11.0267 | 10.951 | 10.8855 | 10.8223 | 10.7837 | 10.7506 | 10.731 | 10.7255 | 0
F2_Industrial_Agriculture_New_Space Heating_Natural Gas_Gas Boiler - Insulate Steam Lines/Condensate Tank_A_Achievable Technical Potential | F2 | Industrial | Agriculture | New | Space Heating | Natural Gas | Gas Boiler - Insulate Steam Lines/Condensate Tank | A | Integrated Unit Summer Peak Savings (kW) | Achievable Technical Potential | 0 | 0 | 0 | 0 | 0 | 0 | 0 | 0 | 0 | 0 | 0 | 0 | 0 | 0 | 0 | 0 | 0 | 0 | 0 | 0 | 0 | 0 | 0
F3_Industrial_Agriculture_New_Space Heating_Natural Gas_Gas Boiler - Insulate Steam Lines/Condensate Tank_A_Achievable Technical Potential | F3 | Industrial | Agriculture | New | Space Heating | Natural Gas | Gas Boiler - Insulate Steam Lines/Condensate Tank | A | Integrated Unit Winter Peak Savings (kW) | Achievable Technical Potential | 0 | 0 | 0 | 0 | 0 | 0 | 0 | 0 | 0 | 0 | 0 | 0 | 0 | 0 | 0 | 0 | 0 | 0 | 0 | 0 | 0 | 0 | 0
F4_Industrial_Agriculture_New_Space Heating_Natural Gas_Gas Boiler - Insulate Steam Lines/Condensate Tank_A_Achievable Technical Potential | F4 | Industrial | Agriculture | New | Space Heating | Natural Gas | Gas Boiler - Insulate Steam Lines/Condensate Tank | A | Incremental Energy Savings (MWh or mTherms) | Achievable Technical Potential | 0 | 0 | 0.00286 | 0.0049339 | 0.0069781 | 0.0092431 | 0.010584 | 0.012121 | 0.013617 | 0.015282 | 0.016487 | 0.017862 | 0.019164 | 0.020685 | 0.021641 | 0.022851 | 0.024064 | 0.025487 | 0.026424 | 0.027606 | 0.028782 | 0.02999 | 0
F5_Industrial_Agriculture_New_Space Heating_Natural Gas_Gas Boiler - Insulate Steam Lines/Condensate Tank_A_Achievable Technical Potential | F5 | Industrial | Agriculture | New | Space Heating | Natural Gas | Gas Boiler - Insulate Steam Lines/Condensate Tank | A | Incremental Summer Peak Savings (MW) | Achievable Technical Potential | 0 | 0 | 0 | 0 | 0 | 0 | 0 | 0 | 0 | 0 | 0 | 0 | 0 | 0 | 0 | 0 | 0 | 0 | 0 | 0 | 0 | 0 | 0
F6_Industrial_Agriculture_New_Space Heating_Natural Gas_Gas Boiler - Insulate Steam Lines/Condensate Tank_A_Achievable Technical Potential | F6 | Industrial | Agriculture | New | Space Heating | Natural Gas | Gas Boiler - Insulate Steam Lines/Condensate Tank | A | Incremental Winter Peak Savings (MW) | Achievable Technical Potential | 0 | 0 | 0 | 0 | 0 | 0 | 0 | 0 | 0 | 0 | 0 | 0 | 0 | 0 | 0 | 0 | 0 | 0 | 0 | 0 | 0 | 0 | 0
F7_Industrial_Agriculture_New_Space Heating_Natural Gas_Gas Boiler - Insulate Steam Lines/Condensate Tank_A_Achievable Technical Potential | F7 | Industrial | Agriculture | New | Space Heating | Natural Gas | Gas Boiler - Insulate Steam Lines/Condensate Tank | A | Cumulative Energy Savings (MWh or mTherms) | Achievable Technical Potential | 0 | 0 | 0.00286 | 0.007761 | 0.014676 | 0.023807 | 0.034265 | 0.046176 | 0.059504 | 0.074383 | 0.090408 | 0.10766 | 0.12592 | 0.1456 | 0.16605 | 0.18776 | 0.2107 | 0.23497 | 0.26055 | 0.28736 | 0.31562 | 0.34544 | 0
F8_Industrial_Agriculture_New_Space Heating_Natural Gas_Gas Boiler - Insulate Steam Lines/Condensate Tank_A_Achievable Technical Potential | F8 | Industrial | Agriculture | New | Space Heating | Natural Gas | Gas Boiler - Insulate Steam Lines/Condensate Tank | A | Cumulative Summer Peak Savings (MW) | Achievable Technical Potential | 0 | 0 | 0 | 0 | 0 | 0 | 0 | 0 | 0 | 0 | 0 | 0 | 0 | 0 | 0 | 0 | 0 | 0 | 0 | 0 | 0 | 0 | 0
F9_Industrial_Agriculture_New_Space Heating_Natural Gas_Gas Boiler - Insulate Steam Lines/Condensate Tank_A_Achievable Technical Potential | F9 | Industrial | Agriculture | New | Space Heating | Natural Gas | Gas Boiler - Insulate Steam Lines/Condensate Tank | A | Cumulative Winter Peak Savings (MW) | Achievable Technical Potential | 0 | 0 | 0 | 0 | 0 | 0 | 0 | 0 | 0 | 0 | 0 | 0 | 0 | 0 | 0 | 0 | 0 | 0 | 0 | 0 | 0 | 0 | 0
F10_Industrial_Agriculture_New_Space Heating_Natural Gas_Gas Boiler - Insulate Steam Lines/Condensate Tank_A_Achievable Technical Potential | F10 | Industrial | Agriculture | New | Space Heating | Natural Gas | Gas Boiler - Insulate Steam Lines/Condensate Tank | A | Purchases (Incremental) | Achievable Technical Potential | 0 | 0 | 0.23714 | 0.41386 | 0.59015 | 0.78773 | 0.90673 | 1.0449 | 1.1813 | 1.3347 | 1.449 | 1.5804 | 1.7101 | 1.8605 | 1.9626 | 2.0867 | 2.2107 | 2.355 | 2.4504 | 2.5679 | 2.6822 | 2.7961 | 0
F11_Industrial_Agriculture_New_Space Heating_Natural Gas_Gas Boiler - Insulate Steam Lines/Condensate Tank_A_Achievable Technical Potential | F11 | Industrial | Agriculture | New | Space Heating | Natural Gas | Gas Boiler - Insulate Steam Lines/Condensate Tank | A | Purchases (Cumulative) | Achievable Technical Potential | 0 | 0 | 0.23714 | 0.65101 | 1.2412 | 2.0289 | 2.9356 | 3.9805 | 5.1617 | 6.4964 | 7.9454 | 9.5258 | 11.2358 | 13.0963 | 15.0589 | 17.1456 | 19.3563 | 21.7113 | 24.1617 | 26.7296 | 29.4117 | 32.2078 | 0
F1_Industrial_Agriculture_New_Process_Natural Gas_Gas Boiler - Insulate Steam Lines/Condensate Tank_A_Achievable Technical Potential | F1 | Industrial | Agriculture | New | Process | Natural Gas | Gas Boiler - Insulate Steam Lines/Condensate Tank | A | Integrated Unit Energy Savings (kWh or therms) | Achievable Technical Potential | 0 | 0 | 16.8395 | 16.8333 | 16.8272 | 16.8217 | 16.8136 | 16.8054 | 16.7969 | 16.7891 | 16.7805 | 16.7741 | 16.7692 | 16.7669 | 16.7639 | 16.7628 | 16.7621 | 16.7621 | 16.7603 | 16.7592 | 16.7579 | 16.7564 | 0
F2_Industrial_Agriculture_New_Process_Natural Gas_Gas Boiler - Insulate Steam Lines/Condensate Tank_A_Achievable Technical Potential | F2 | Industrial | Agriculture | New | Process | Natural Gas | Gas Boiler - Insulate Steam Lines/Condensate Tank | A | Integrated Unit Summer Peak Savings (kW) | Achievable Technical Potential | 0 | 0 | 0 | 0 | 0 | 0 | 0 | 0 | 0 | 0 | 0 | 0 | 0 | 0 | 0 | 0 | 0 | 0 | 0 | 0 | 0 | 0 | 0
F3_Industrial_Agriculture_New_Process_Natural Gas_Gas Boiler - Insulate Steam Lines/Condensate Tank_A_Achievable Technical Potential | F3 | Industrial | Agriculture | New | Process | Natural Gas | Gas Boiler - Insulate Steam Lines/Condensate Tank | A | Integrated Unit Winter Peak Savings (kW) | Achievable Technical Potential | 0 | 0 | 0 | 0 | 0 | 0 | 0 | 0 | 0 | 0 | 0 | 0 | 0 | 0 | 0 | 0 | 0 | 0 | 0 | 0 | 0 | 0 | 0
F4_Industrial_Agriculture_New_Process_Natural Gas_Gas Boiler - Insulate Steam Lines/Condensate Tank_A_Achievable Technical Potential | F4 | Industrial | Agriculture | New | Process | Natural Gas | Gas Boiler - Insulate Steam Lines/Condensate Tank | A | Incremental Energy Savings (MWh or mTherms) | Achievable Technical Potential | 0 | 0 | 0.033033 | 0.057628 | 0.082145 | 0.10961 | 0.12611 | 0.14525 | 0.16413 | 0.18536 | 0.20113 | 0.21928 | 0.23721 | 0.25804 | 0.27215 | 0.28934 | 0.30652 | 0.32654 | 0.33972 | 0.35599 | 0.3718 | 0.38756 | 0
F5_Industrial_Agriculture_New_Process_Natural Gas_Gas Boiler - Insulate Steam Lines/Condensate Tank_A_Achievable Technical Potential | F5 | Industrial | Agriculture | New | Process | Natural Gas | Gas Boiler - Insulate Steam Lines/Condensate Tank | A | Incremental Summer Peak Savings (MW) | Achievable Technical Potential | 0 | 0 | 0 | 0 | 0 | 0 | 0 | 0 | 0 | 0 | 0 | 0 | 0 | 0 | 0 | 0 | 0 | 0 | 0 | 0 | 0 | 0 | 0
F6_Industrial_Agriculture_New_Process_Natural Gas_Gas Boiler - Insulate Steam Lines/Condensate Tank_A_Achievable Technical Potential | F6 | Industrial | Agriculture | New | Process | Natural Gas | Gas Boiler - Insulate Steam Lines/Condensate Tank | A | Incremental Winter Peak Savings (MW) | Achievable Technical Potential | 0 | 0 | 0 | 0 | 0 | 0 | 0 | 0 | 0 | 0 | 0 | 0 | 0 | 0 | 0 | 0 | 0 | 0 | 0 | 0 | 0 | 0 | 0
F7_Industrial_Agriculture_New_Process_Natural Gas_Gas Boiler - Insulate Steam Lines/Condensate Tank_A_Achievable Technical Potential | F7 | Industrial | Agriculture | New | Process | Natural Gas | Gas Boiler - Insulate Steam Lines/Condensate Tank | A | Cumulative Energy Savings (MWh or mTherms) | Achievable Technical Potential | 0 | 0 | 0.033033 | 0.090649 | 0.17276 | 0.28232 | 0.40829 | 0.55334 | 0.71719 | 0.90221 | 1.1029 | 1.3217 | 1.5586 | 1.8164 | 2.0882 | 2.3774 | 2.6839 | 3.0104 | 3.3498 | 3.7056 | 4.0771 | 4.4643 | 0
F8_Industrial_Agriculture_New_Process_Natural Gas_Gas Boiler - Insulate Steam Lines/Condensate Tank_A_Achievable Technical Potential | F8 | Industrial | Agriculture | New | Process | Natural Gas | Gas Boiler - Insulate Steam Lines/Condensate Tank | A | Cumulative Summer Peak Savings (MW) | Achievable Technical Potential | 0 | 0 | 0 | 0 | 0 | 0 | 0 | 0 | 0 | 0 | 0 | 0 | 0 | 0 | 0 | 0 | 0 | 0 | 0 | 0 | 0 | 0 | 0
F9_Industrial_Agriculture_New_Process_Natural Gas_Gas Boiler - Insulate Steam Lines/Condensate Tank_A_Achievable Technical Potential | F9 | Industrial | Agriculture | New | Process | Natural Gas | Gas Boiler - Insulate Steam Lines/Condensate Tank | A | Cumulative Winter Peak Savings (MW) | Achievable Technical Potential | 0 | 0 | 0 | 0 | 0 | 0 | 0 | 0 | 0 | 0 | 0 | 0 | 0 | 0 | 0 | 0 | 0 | 0 | 0 | 0 | 0 | 0 | 0
F10_Industrial_Agriculture_New_Process_Natural Gas_Gas Boiler - Insulate Steam Lines/Condensate Tank_A_Achievable Technical Potential | F10 | Industrial | Agriculture | New | Process | Natural Gas | Gas Boiler - Insulate Steam Lines/Condensate Tank | A | Purchases (Incremental) | Achievable Technical Potential | 0 | 0 | 1.9617 | 3.4235 | 4.8817 | 6.5161 | 7.5004 | 8.6431 | 9.7713 | 11.0405 | 11.9857 | 13.0728 | 14.1456 | 15.39 | 16.2345 | 17.261 | 18.2867 | 19.4807 | 20.2694 | 21.2413 | 22.1867 | 23.1293 | 0
F11_Industrial_Agriculture_New_Process_Natural Gas_Gas Boiler - Insulate Steam Lines/Condensate Tank_A_Achievable Technical Potential | F11 | Industrial | Agriculture | New | Process | Natural Gas | Gas Boiler - Insulate Steam Lines/Condensate Tank | A | Purchases (Cumulative) | Achievable Technical Potential | 0 | 0 | 1.9617 | 5.3851 | 10.2668 | 16.7829 | 24.2833 | 32.9264 | 42.6977 | 53.7381 | 65.7238 | 78.7967 | 92.9422 | 108.3322 | 124.5668 | 141.8278 | 160.1145 | 179.5952 | 199.8646 | 221.1059 | 243.2926 | 266.4219 | 0
F1_Industrial_Agriculture_New_Space Heating_Natural Gas_Gas Boiler - Insulate Hot Water Lines_A_Achievable Technical Potential | F1 | Industrial | Agriculture | New | Space Heating | Natural Gas | Gas Boiler - Insulate Hot Water Lines | A | Integrated Unit Energy Savings (kWh or therms) | Achievable Technical Potential | 0 | 0 | 13.6342 | 13.4808 | 13.3763 | 13.2819 | 13.2257 | 13.1626 | 13.1044 | 13.0459 | 13.0042 | 12.9613 | 12.9 | 12.8451 | 12.792 | 12.7474 | 12.7054 | 12.6522 | 12.6251 | 12.5889 | 12.5598 | 12.5411 | 0
F2_Industrial_Agriculture_New_Space Heating_Natural Gas_Gas Boiler - Insulate Hot Water Lines_A_Achievable Technical Potential | F2 | Industrial | Agriculture | New | Space Heating | Natural Gas | Gas Boiler - Insulate Hot Water Lines | A | Integrated Unit Summer Peak Savings (kW) | Achievable Technical Potential | 0 | 0 | 0 | 0 | 0 | 0 | 0 | 0 | 0 | 0 | 0 | 0 | 0 | 0 | 0 | 0 | 0 | 0 | 0 | 0 | 0 | 0 | 0
F3_Industrial_Agriculture_New_Space Heating_Natural Gas_Gas Boiler - Insulate Hot Water Lines_A_Achievable Technical Potential | F3 | Industrial | Agriculture | New | Space Heating | Natural Gas | Gas Boiler - Insulate Hot Water Lines | A | Integrated Unit Winter Peak Savings (kW) | Achievable Technical Potential | 0 | 0 | 0 | 0 | 0 | 0 | 0 | 0 | 0 | 0 | 0 | 0 | 0 | 0 | 0 | 0 | 0 | 0 | 0 | 0 | 0 | 0 | 0
F4_Industrial_Agriculture_New_Space Heating_Natural Gas_Gas Boiler - Insulate Hot Water Lines_A_Achievable Technical Potential | F4 | Industrial | Agriculture | New | Space Heating | Natural Gas | Gas Boiler - Insulate Hot Water Lines | A | Incremental Energy Savings (MWh or mTherms) | Achievable Technical Potential | 0 | 0 | 0.0032333 | 0.0055792 | 0.007894 | 0.010463 | 0.011992 | 0.013753 | 0.01548 | 0.017412 | 0.018843 | 0.020484 | 0.02206 | 0.023898 | 0.025106 | 0.0266 | 0.028088 | 0.029796 | 0.030936 | 0.032327 | 0.033687 | 0.035066 | 0
F5_Industrial_Agriculture_New_Space Heating_Natural Gas_Gas Boiler - Insulate Hot Water Lines_A_Achievable Technical Potential | F5 | Industrial | Agriculture | New | Space Heating | Natural Gas | Gas Boiler - Insulate Hot Water Lines | A | Incremental Summer Peak Savings (MW) | Achievable Technical Potential | 0 | 0 | 0 | 0 | 0 | 0 | 0 | 0 | 0 | 0 | 0 | 0 | 0 | 0 | 0 | 0 | 0 | 0 | 0 | 0 | 0 | 0 | 0
F6_Industrial_Agriculture_New_Space Heating_Natural Gas_Gas Boiler - Insulate Hot Water Lines_A_Achievable Technical Potential | F6 | Industrial | Agriculture | New | Space Heating | Natural Gas | Gas Boiler - Insulate Hot Water Lines | A | Incremental Winter Peak Savings (MW) | Achievable Technical Potential | 0 | 0 | 0 | 0 | 0 | 0 | 0 | 0 | 0 | 0 | 0 | 0 | 0 | 0 | 0 | 0 | 0 | 0 | 0 | 0 | 0 | 0 | 0
F7_Industrial_Agriculture_New_Space Heating_Natural Gas_Gas Boiler - Insulate Hot Water Lines_A_Achievable Technical Potential | F7 | Industrial | Agriculture | New | Space Heating | Natural Gas | Gas Boiler - Insulate Hot Water Lines | A | Cumulative Energy Savings (MWh or mTherms) | Achievable Technical Potential | 0 | 0 | 0.0032333 | 0.0087761 | 0.016602 | 0.026948 | 0.038825 | 0.052393 | 0.067642 | 0.084752 | 0.10332 | 0.12347 | 0.14494 | 0.16822 | 0.19263 | 0.21856 | 0.24593 | 0.2747 | 0.30504 | 0.3365 | 0.36941 | 0.40392 | 0
F8_Industrial_Agriculture_New_Space Heating_Natural Gas_Gas Boiler - Insulate Hot Water Lines_A_Achievable Technical Potential | F8 | Industrial | Agriculture | New | Space Heating | Natural Gas | Gas Boiler - Insulate Hot Water Lines | A | Cumulative Summer Peak Savings (MW) | Achievable Technical Potential | 0 | 0 | 0 | 0 | 0 | 0 | 0 | 0 | 0 | 0 | 0 | 0 | 0 | 0 | 0 | 0 | 0 | 0 | 0 | 0 | 0 | 0 | 0
F9_Industrial_Agriculture_New_Space Heating_Natural Gas_Gas Boiler - Insulate Hot Water Lines_A_Achievable Technical Potential | F9 | Industrial | Agriculture | New | Space Heating | Natural Gas | Gas Boiler - Insulate Hot Water Lines | A | Cumulative Winter Peak Savings (MW) | Achievable Technical Potential | 0 | 0 | 0 | 0 | 0 | 0 | 0 | 0 | 0 | 0 | 0 | 0 | 0 | 0 | 0 | 0 | 0 | 0 | 0 | 0 | 0 | 0 | 0
F10_Industrial_Agriculture_New_Space Heating_Natural Gas_Gas Boiler - Insulate Hot Water Lines_A_Achievable Technical Potential | F10 | Industrial | Agriculture | New | Space Heating | Natural Gas | Gas Boiler - Insulate Hot Water Lines | A | Purchases (Incremental) | Achievable Technical Potential | 0 | 0 | 0.23714 | 0.41386 | 0.59015 | 0.78773 | 0.90673 | 1.0449 | 1.1813 | 1.3347 | 1.449 | 1.5804 | 1.7101 | 1.8605 | 1.9626 | 2.0867 | 2.2107 | 2.355 | 2.4504 | 2.5679 | 2.6822 | 2.7961 | 0
F11_Industrial_Agriculture_New_Space Heating_Natural Gas_Gas Boiler - Insulate Hot Water Lines_A_Achievable Technical Potential | F11 | Industrial | Agriculture | New | Space Heating | Natural Gas | Gas Boiler - Insulate Hot Water Lines | A | Purchases (Cumulative) | Achievable Technical Potential | 0 | 0 | 0.23714 | 0.65101 | 1.2412 | 2.0289 | 2.9356 | 3.9805 | 5.1617 | 6.4964 | 7.9454 | 9.5258 | 11.2358 | 13.0963 | 15.0589 | 17.1456 | 19.3563 | 21.7113 | 24.1617 | 26.7296 | 29.4117 | 32.2078 | 0
F1_Industrial_Agriculture_New_Process_Natural Gas_Gas Boiler - Insulate Hot Water Lines_A_Achievable Technical Potential | F1 | Industrial | Agriculture | New | Process | Natural Gas | Gas Boiler - Insulate Hot Water Lines | A | Integrated Unit Energy Savings (kWh or therms) | Achievable Technical Potential | 0 | 0 | 19.0398 | 19.0362 | 19.0324 | 19.029 | 19.0237 | 19.0178 | 19.0114 | 19.0056 | 18.9995 | 18.9954 | 18.9931 | 18.9932 | 18.9936 | 18.9956 | 18.9979 | 19.0007 | 19.0024 | 19.0044 | 19.0061 | 19.0078 | 0
F2_Industrial_Agriculture_New_Process_Natural Gas_Gas Boiler - Insulate Hot Water Lines_A_Achievable Technical Potential | F2 | Industrial | Agriculture | New | Process | Natural Gas | Gas Boiler - Insulate Hot Water Lines | A | Integrated Unit Summer Peak Savings (kW) | Achievable Technical Potential | 0 | 0 | 0 | 0 | 0 | 0 | 0 | 0 | 0 | 0 | 0 | 0 | 0 | 0 | 0 | 0 | 0 | 0 | 0 | 0 | 0 | 0 | 0
F3_Industrial_Agriculture_New_Process_Natural Gas_Gas Boiler - Insulate Hot Water Lines_A_Achievable Technical Potential | F3 | Industrial | Agriculture | New | Process | Natural Gas | Gas Boiler - Insulate Hot Water Lines | A | Integrated Unit Winter Peak Savings (kW) | Achievable Technical Potential | 0 | 0 | 0 | 0 | 0 | 0 | 0 | 0 | 0 | 0 | 0 | 0 | 0 | 0 | 0 | 0 | 0 | 0 | 0 | 0 | 0 | 0 | 0
F4_Industrial_Agriculture_New_Process_Natural Gas_Gas Boiler - Insulate Hot Water Lines_A_Achievable Technical Potential | F4 | Industrial | Agriculture | New | Process | Natural Gas | Gas Boiler - Insulate Hot Water Lines | A | Incremental Energy Savings (MWh or mTherms) | Achievable Technical Potential | 0 | 0 | 0.037349 | 0.06517 | 0.09291 | 0.12399 | 0.14269 | 0.16437 | 0.18577 | 0.20983 | 0.22772 | 0.24832 | 0.26867 | 0.29231 | 0.30835 | 0.32788 | 0.34741 | 0.37015 | 0.38517 | 0.40368 | 0.42168 | 0.43964 | 0
F5_Industrial_Agriculture_New_Process_Natural Gas_Gas Boiler - Insulate Hot Water Lines_A_Achievable Technical Potential | F5 | Industrial | Agriculture | New | Process | Natural Gas | Gas Boiler - Insulate Hot Water Lines | A | Incremental Summer Peak Savings (MW) | Achievable Technical Potential | 0 | 0 | 0 | 0 | 0 | 0 | 0 | 0 | 0 | 0 | 0 | 0 | 0 | 0 | 0 | 0 | 0 | 0 | 0 | 0 | 0 | 0 | 0
F6_Industrial_Agriculture_New_Process_Natural Gas_Gas Boiler - Insulate Hot Water Lines_A_Achievable Technical Potential | F6 | Industrial | Agriculture | New | Process | Natural Gas | Gas Boiler - Insulate Hot Water Lines | A | Incremental Winter Peak Savings (MW) | Achievable Technical Potential | 0 | 0 | 0 | 0 | 0 | 0 | 0 | 0 | 0 | 0 | 0 | 0 | 0 | 0 | 0 | 0 | 0 | 0 | 0 | 0 | 0 | 0 | 0
F7_Industrial_Agriculture_New_Process_Natural Gas_Gas Boiler - Insulate Hot Water Lines_A_Achievable Technical Potential | F7 | Industrial | Agriculture | New | Process | Natural Gas | Gas Boiler - Insulate Hot Water Lines | A | Cumulative Energy Savings (MWh or mTherms) | Achievable Technical Potential | 0 | 0 | 0.037349 | 0.10251 | 0.1954 | 0.31936 | 0.46196 | 0.62619 | 0.81174 | 1.0213 | 1.2487 | 1.4968 | 1.7653 | 2.0576 | 2.366 | 2.6941 | 3.0418 | 3.4124 | 3.7979 | 4.202 | 4.6241 | 5.0641 | 0
F8_Industrial_Agriculture_New_Process_Natural Gas_Gas Boiler - Insulate Hot Water Lines_A_Achievable Technical Potential | F8 | Industrial | Agriculture | New | Process | Natural Gas | Gas Boiler - Insulate Hot Water Lines | A | Cumulative Summer Peak Savings (MW) | Achievable Technical Potential | 0 | 0 | 0 | 0 | 0 | 0 | 0 | 0 | 0 | 0 | 0 | 0 | 0 | 0 | 0 | 0 | 0 | 0 | 0 | 0 | 0 | 0 | 0
F9_Industrial_Agriculture_New_Process_Natural Gas_Gas Boiler - Insulate Hot Water Lines_A_Achievable Technical Potential | F9 | Industrial | Agriculture | New | Process | Natural Gas | Gas Boiler - Insulate Hot Water Lines | A | Cumulative Winter Peak Savings (MW) | Achievable Technical Potential | 0 | 0 | 0 | 0 | 0 | 0 | 0 | 0 | 0 | 0 | 0 | 0 | 0 | 0 | 0 | 0 | 0 | 0 | 0 | 0 | 0 | 0 | 0
F10_Industrial_Agriculture_New_Process_Natural Gas_Gas Boiler - Insulate Hot Water Lines_A_Achievable Technical Potential | F10 | Industrial | Agriculture | New | Process | Natural Gas | Gas Boiler - Insulate Hot Water Lines | A | Purchases (Incremental) | Achievable Technical Potential | 0 | 0 | 1.9617 | 3.4235 | 4.8817 | 6.5161 | 7.5004 | 8.6431 | 9.7713 | 11.0405 | 11.9857 | 13.0728 | 14.1456 | 15.39 | 16.2345 | 17.261 | 18.2867 | 19.4807 | 20.2694 | 21.2413 | 22.1867 | 23.1293 | 0
F11_Industrial_Agriculture_New_Process_Natural Gas_Gas Boiler - Insulate Hot Water Lines_A_Achievable Technical Potential | F11 | Industrial | Agriculture | New | Process | Natural Gas | Gas Boiler - Insulate Hot Water Lines | A | Purchases (Cumulative) | Achievable Technical Potential | 0 | 0 | 1.9617 | 5.3851 | 10.2668 | 16.7829 | 24.2833 | 32.9264 | 42.6977 | 53.7381 | 65.7238 | 78.7967 | 92.9422 | 108.3322 | 124.5668 | 141.8278 | 160.1145 | 179.5952 | 199.8646 | 221.1059 | 243.2926 | 266.4219 | 0
F1_Industrial_Agriculture_New_Process_Natural Gas_Process - Insulate Heated Process Fluids_A_Achievable Technical Potential | F1 | Industrial | Agriculture | New | Process | Natural Gas | Process - Insulate Heated Process Fluids | A | Integrated Unit Energy Savings (kWh or therms) | Achievable Technical Potential | 0 | 0 | 13.5971 | 13.59 | 13.583 | 13.5769 | 13.5678 | 13.5591 | 13.5501 | 13.542 | 13.5328 | 13.5256 | 13.5197 | 13.5161 | 13.5113 | 13.5084 | 13.5058 | 13.5041 | 13.5003 | 13.4974 | 13.4943 | 13.491 | 0
F2_Industrial_Agriculture_New_Process_Natural Gas_Process - Insulate Heated Process Fluids_A_Achievable Technical Potential | F2 | Industrial | Agriculture | New | Process | Natural Gas | Process - Insulate Heated Process Fluids | A | Integrated Unit Summer Peak Savings (kW) | Achievable Technical Potential | 0 | 0 | 0 | 0 | 0 | 0 | 0 | 0 | 0 | 0 | 0 | 0 | 0 | 0 | 0 | 0 | 0 | 0 | 0 | 0 | 0 | 0 | 0
F3_Industrial_Agriculture_New_Process_Natural Gas_Process - Insulate Heated Process Fluids_A_Achievable Technical Potential | F3 | Industrial | Agriculture | New | Process | Natural Gas | Process - Insulate Heated Process Fluids | A | Integrated Unit Winter Peak Savings (kW) | Achievable Technical Potential | 0 | 0 | 0 | 0 | 0 | 0 | 0 | 0 | 0 | 0 | 0 | 0 | 0 | 0 | 0 | 0 | 0 | 0 | 0 | 0 | 0 | 0 | 0
F4_Industrial_Agriculture_New_Process_Natural Gas_Process - Insulate Heated Process Fluids_A_Achievable Technical Potential | F4 | Industrial | Agriculture | New | Process | Natural Gas | Process - Insulate Heated Process Fluids | A | Incremental Energy Savings (MWh or mTherms) | Achievable Technical Potential | 0 | 0 | 0.058346 | 0.10177 | 0.14505 | 0.19352 | 0.22261 | 0.23072 | 0.20853 | 0.18838 | 0.1635 | 0.14259 | 0.12337 | 0.10735 | 0.090564 | 0.077016 | 0.065261 | 0.055611 | 0.00039456 | 0.00014764 | 5.2559e-05 | 1.7863e-05 | 0
F5_Industrial_Agriculture_New_Process_Natural Gas_Process - Insulate Heated Process Fluids_A_Achievable Technical Potential | F5 | Industrial | Agriculture | New | Process | Natural Gas | Process - Insulate Heated Process Fluids | A | Incremental Summer Peak Savings (MW) | Achievable Technical Potential | 0 | 0 | 0 | 0 | 0 | 0 | 0 | 0 | 0 | 0 | 0 | 0 | 0 | 0 | 0 | 0 | 0 | 0 | 0 | 0 | 0 | 0 | 0
F6_Industrial_Agriculture_New_Process_Natural Gas_Process - Insulate Heated Process Fluids_A_Achievable Technical Potential | F6 | Industrial | Agriculture | New | Process | Natural Gas | Process - Insulate Heated Process Fluids | A | Incremental Winter Peak Savings (MW) | Achievable Technical Potential | 0 | 0 | 0 | 0 | 0 | 0 | 0 | 0 | 0 | 0 | 0 | 0 | 0 | 0 | 0 | 0 | 0 | 0 | 0 | 0 | 0 | 0 | 0
F7_Industrial_Agriculture_New_Process_Natural Gas_Process - Insulate Heated Process Fluids_A_Achievable Technical Potential | F7 | Industrial | Agriculture | New | Process | Natural Gas | Process - Insulate Heated Process Fluids | A | Cumulative Energy Savings (MWh or mTherms) | Achievable Technical Potential | 0 | 0 | 0.058346 | 0.16009 | 0.30505 | 0.49844 | 0.72072 | 0.95097 | 1.1589 | 1.3466 | 1.5091 | 1.6509 | 1.7736 | 1.8805 | 1.9704 | 2.047 | 2.1118 | 2.1672 | 2.167 | 2.1666 | 2.1662 | 2.1657 | 0
F8_Industrial_Agriculture_New_Process_Natural Gas_Process - Insulate Heated Process Fluids_A_Achievable Technical Potential | F8 | Industrial | Agriculture | New | Process | Natural Gas | Process - Insulate Heated Process Fluids | A | Cumulative Summer Peak Savings (MW) | Achievable Technical Potential | 0 | 0 | 0 | 0 | 0 | 0 | 0 | 0 | 0 | 0 | 0 | 0 | 0 | 0 | 0 | 0 | 0 | 0 | 0 | 0 | 0 | 0 | 0
F9_Industrial_Agriculture_New_Process_Natural Gas_Process - Insulate Heated Process Fluids_A_Achievable Technical Potential | F9 | Industrial | Agriculture | New | Process | Natural Gas | Process - Insulate Heated Process Fluids | A | Cumulative Winter Peak Savings (MW) | Achievable Technical Potential | 0 | 0 | 0 | 0 | 0 | 0 | 0 | 0 | 0 | 0 | 0 | 0 | 0 | 0 | 0 | 0 | 0 | 0 | 0 | 0 | 0 | 0 | 0
F10_Industrial_Agriculture_New_Process_Natural Gas_Process - Insulate Heated Process Fluids_A_Achievable Technical Potential | F10 | Industrial | Agriculture | New | Process | Natural Gas | Process - Insulate Heated Process Fluids | A | Purchases (Incremental) | Achievable Technical Potential | 0 | 0 | 4.2911 | 7.4888 | 10.6786 | 14.2539 | 16.4071 | 17.016 | 15.3898 | 13.9109 | 12.0815 | 10.5419 | 9.1256 | 7.9427 | 6.7028 | 5.7013 | 4.8321 | 4.1181 | 0.029226 | 0.010938 | 0.0038949 | 0.001324 | 0
F11_Industrial_Agriculture_New_Process_Natural Gas_Process - Insulate Heated Process Fluids_A_Achievable Technical Potential | F11 | Industrial | Agriculture | New | Process | Natural Gas | Process - Insulate Heated Process Fluids | A | Purchases (Cumulative) | Achievable Technical Potential | 0 | 0 | 4.2911 | 11.7799 | 22.4585 | 36.7124 | 53.1195 | 70.1355 | 85.5253 | 99.4362 | 111.5177 | 122.0596 | 131.1852 | 139.1278 | 145.8307 | 151.532 | 156.3641 | 160.4822 | 160.5114 | 160.5223 | 160.5262 | 160.5275 | 0
F1_Industrial_Agriculture_New_Process_Natural Gas_Process Heat Recovery_A_Achievable Technical Potential | F1 | Industrial | Agriculture | New | Process | Natural Gas | Process Heat Recovery | A | Integrated Unit Energy Savings (kWh or therms) | Achievable Technical Potential | 0 | 0 | 0.13588 | 0.13564 | 0.13542 | 0.13521 | 0.13491 | 0.13468 | 0.13448 | 0.13434 | 0.13417 | 0.13405 | 0.13396 | 0.13391 | 0.13384 | 0.13381 | 0.1338 | 0.13383 | 0.13383 | 0.13386 | 0.13388 | 0.1339 | 0
F2_Industrial_Agriculture_New_Process_Natural Gas_Process Heat Recovery_A_Achievable Technical Potential | F2 | Industrial | Agriculture | New | Process | Natural Gas | Process Heat Recovery | A | Integrated Unit Summer Peak Savings (kW) | Achievable Technical Potential | 0 | 0 | 0 | 0 | 0 | 0 | 0 | 0 | 0 | 0 | 0 | 0 | 0 | 0 | 0 | 0 | 0 | 0 | 0 | 0 | 0 | 0 | 0
F3_Industrial_Agriculture_New_Process_Natural Gas_Process Heat Recovery_A_Achievable Technical Potential | F3 | Industrial | Agriculture | New | Process | Natural Gas | Process Heat Recovery | A | Integrated Unit Winter Peak Savings (kW) | Achievable Technical Potential | 0 | 0 | 0 | 0 | 0 | 0 | 0 | 0 | 0 | 0 | 0 | 0 | 0 | 0 | 0 | 0 | 0 | 0 | 0 | 0 | 0 | 0 | 0
F4_Industrial_Agriculture_New_Process_Natural Gas_Process Heat Recovery_A_Achievable Technical Potential | F4 | Industrial | Agriculture | New | Process | Natural Gas | Process Heat Recovery | A | Incremental Energy Savings (MWh or mTherms) | Achievable Technical Potential | 0 | 0 | 0.020991 | 0.036569 | 0.052058 | 0.069382 | 0.079687 | 0.082502 | 0.074508 | 0.067275 | 0.058354 | 0.050872 | 0.044007 | 0.038291 | 0.032296 | 0.027465 | 0.023275 | 0.020675 | 0.036081 | 0.051461 | 0.068701 | 0.079089 | 0
F5_Industrial_Agriculture_New_Process_Natural Gas_Process Heat Recovery_A_Achievable Technical Potential | F5 | Industrial | Agriculture | New | Process | Natural Gas | Process Heat Recovery | A | Incremental Summer Peak Savings (MW) | Achievable Technical Potential | 0 | 0 | 0 | 0 | 0 | 0 | 0 | 0 | 0 | 0 | 0 | 0 | 0 | 0 | 0 | 0 | 0 | 0 | 0 | 0 | 0 | 0 | 0
F6_Industrial_Agriculture_New_Process_Natural Gas_Process Heat Recovery_A_Achievable Technical Potential | F6 | Industrial | Agriculture | New | Process | Natural Gas | Process Heat Recovery | A | Incremental Winter Peak Savings (MW) | Achievable Technical Potential | 0 | 0 | 0 | 0 | 0 | 0 | 0 | 0 | 0 | 0 | 0 | 0 | 0 | 0 | 0 | 0 | 0 | 0 | 0 | 0 | 0 | 0 | 0
F7_Industrial_Agriculture_New_Process_Natural Gas_Process Heat Recovery_A_Achievable Technical Potential | F7 | Industrial | Agriculture | New | Process | Natural Gas | Process Heat Recovery | A | Cumulative Energy Savings (MWh or mTherms) | Achievable Technical Potential | 0 | 0 | 0.020991 | 0.057524 | 0.10949 | 0.1787 | 0.25799 | 0.34005 | 0.41406 | 0.48088 | 0.53863 | 0.58903 | 0.63263 | 0.67073 | 0.70265 | 0.72997 | 0.75317 | 0.75337 | 0.75337 | 0.75352 | 0.75365 | 0.75374 | 0
F8_Industrial_Agriculture_New_Process_Natural Gas_Process Heat Recovery_A_Achievable Technical Potential | F8 | Industrial | Agriculture | New | Process | Natural Gas | Process Heat Recovery | A | Cumulative Summer Peak Savings (MW) | Achievable Technical Potential | 0 | 0 | 0 | 0 | 0 | 0 | 0 | 0 | 0 | 0 | 0 | 0 | 0 | 0 | 0 | 0 | 0 | 0 | 0 | 0 | 0 | 0 | 0
F9_Industrial_Agriculture_New_Process_Natural Gas_Process Heat Recovery_A_Achievable Technical Potential | F9 | Industrial | Agriculture | New | Process | Natural Gas | Process Heat Recovery | A | Cumulative Winter Peak Savings (MW) | Achievable Technical Potential | 0 | 0 | 0 | 0 | 0 | 0 | 0 | 0 | 0 | 0 | 0 | 0 | 0 | 0 | 0 | 0 | 0 | 0 | 0 | 0 | 0 | 0 | 0
F10_Industrial_Agriculture_New_Process_Natural Gas_Process Heat Recovery_A_Achievable Technical Potential | F10 | Industrial | Agriculture | New | Process | Natural Gas | Process Heat Recovery | A | Purchases (Incremental) | Achievable Technical Potential | 0 | 0 | 154.4795 | 269.596 | 384.4298 | 513.1404 | 590.6553 | 612.5756 | 554.0327 | 500.7933 | 434.9352 | 379.5084 | 328.52 | 285.9362 | 241.3023 | 205.2473 | 173.9549 | 154.4795 | 269.596 | 384.4298 | 513.1404 | 590.6553 | 0
F11_Industrial_Agriculture_New_Process_Natural Gas_Process Heat Recovery_A_Achievable Technical Potential | F11 | Industrial | Agriculture | New | Process | Natural Gas | Process Heat Recovery | A | Purchases (Cumulative) | Achievable Technical Potential | 0 | 0 | 154.4795 | 424.0755 | 808.5053 | 1321.6458 | 1912.301 | 2524.8767 | 3078.9094 | 3579.7027 | 4014.6379 | 4394.1462 | 4722.6663 | 5008.6024 | 5249.9047 | 5455.1521 | 5629.107 | 5629.107 | 5629.107 | 5629.107 | 5629.107 | 5629.107 | 0
F1_Industrial_Agriculture_New_Space Heating_Natural Gas_Building Automation System_A_Achievable Technical Potential | F1 | Industrial | Agriculture | New | Space Heating | Natural Gas | Building Automation System | A | Integrated Unit Energy Savings (kWh or therms) | Achievable Technical Potential | 0 | 0 | 0.014847 | 0.01468 | 0.014565 | 0.014462 | 0.0144 | 0.014331 | 0.014267 | 0.014203 | 0.014157 | 0.01411 | 0.014043 | 0.013983 | 0.013925 | 0.013876 | 0.01383 | 0.013771 | 0.013741 | 0.013701 | 0.013669 | 0.013648 | 0
F2_Industrial_Agriculture_New_Space Heating_Natural Gas_Building Automation System_A_Achievable Technical Potential | F2 | Industrial | Agriculture | New | Space Heating | Natural Gas | Building Automation System | A | Integrated Unit Summer Peak Savings (kW) | Achievable Technical Potential | 0 | 0 | 0 | 0 | 0 | 0 | 0 | 0 | 0 | 0 | 0 | 0 | 0 | 0 | 0 | 0 | 0 | 0 | 0 | 0 | 0 | 0 | 0
F3_Industrial_Agriculture_New_Space Heating_Natural Gas_Building Automation System_A_Achievable Technical Potential | F3 | Industrial | Agriculture | New | Space Heating | Natural Gas | Building Automation System | A | Integrated Unit Winter Peak Savings (kW) | Achievable Technical Potential | 0 | 0 | 0 | 0 | 0 | 0 | 0 | 0 | 0 | 0 | 0 | 0 | 0 | 0 | 0 | 0 | 0 | 0 | 0 | 0 | 0 | 0 | 0
F4_Industrial_Agriculture_New_Space Heating_Natural Gas_Building Automation System_A_Achievable Technical Potential | F4 | Industrial | Agriculture | New | Space Heating | Natural Gas | Building Automation System | A | Incremental Energy Savings (MWh or mTherms) | Achievable Technical Potential | 0 | 0 | 0.0072683 | 0.02507 | 0.062978 | 0.13577 | 0.2362 | 0.38796 | 0.59396 | 0.86608 | 1.1592 | 1.4859 | 1.7953 | 2.069 | 2.1825 | 2.1798 | 2.0236 | 1.7753 | 1.4095 | 1.0196 | 0.67881 | 0.46081 | 0
F5_Industrial_Agriculture_New_Space Heating_Natural Gas_Building Automation System_A_Achievable Technical Potential | F5 | Industrial | Agriculture | New | Space Heating | Natural Gas | Building Automation System | A | Incremental Summer Peak Savings (MW) | Achievable Technical Potential | 0 | 0 | 0 | 0 | 0 | 0 | 0 | 0 | 0 | 0 | 0 | 0 | 0 | 0 | 0 | 0 | 0 | 0 | 0 | 0 | 0 | 0 | 0
F6_Industrial_Agriculture_New_Space Heating_Natural Gas_Building Automation System_A_Achievable Technical Potential | F6 | Industrial | Agriculture | New | Space Heating | Natural Gas | Building Automation System | A | Incremental Winter Peak Savings (MW) | Achievable Technical Potential | 0 | 0 | 0 | 0 | 0 | 0 | 0 | 0 | 0 | 0 | 0 | 0 | 0 | 0 | 0 | 0 | 0 | 0 | 0 | 0 | 0 | 0 | 0
F7_Industrial_Agriculture_New_Space Heating_Natural Gas_Building Automation System_A_Achievable Technical Potential | F7 | Industrial | Agriculture | New | Space Heating | Natural Gas | Building Automation System | A | Cumulative Energy Savings (MWh or mTherms) | Achievable Technical Potential | 0 | 0 | 0.0072683 | 0.032256 | 0.094983 | 0.23008 | 0.4653 | 0.85102 | 1.4412 | 2.3008 | 3.4525 | 4.9269 | 6.6988 | 8.7392 | 10.8852 | 13.0266 | 15.007 | 16.7123 | 18.0619 | 18.9699 | 19.4759 | 19.6832 | 0
F8_Industrial_Agriculture_New_Space Heating_Natural Gas_Building Automation System_A_Achievable Technical Potential | F8 | Industrial | Agriculture | New | Space Heating | Natural Gas | Building Automation System | A | Cumulative Summer Peak Savings (MW) | Achievable Technical Potential | 0 | 0 | 0 | 0 | 0 | 0 | 0 | 0 | 0 | 0 | 0 | 0 | 0 | 0 | 0 | 0 | 0 | 0 | 0 | 0 | 0 | 0 | 0
F9_Industrial_Agriculture_New_Space Heating_Natural Gas_Building Automation System_A_Achievable Technical Potential | F9 | Industrial | Agriculture | New | Space Heating | Natural Gas | Building Automation System | A | Cumulative Winter Peak Savings (MW) | Achievable Technical Potential | 0 | 0 | 0 | 0 | 0 | 0 | 0 | 0 | 0 | 0 | 0 | 0 | 0 | 0 | 0 | 0 | 0 | 0 | 0 | 0 | 0 | 0 | 0
F10_Industrial_Agriculture_New_Space Heating_Natural Gas_Building Automation System_A_Achievable Technical Potential | F10 | Industrial | Agriculture | New | Space Heating | Natural Gas | Building Automation System | A | Purchases (Incremental) | Achievable Technical Potential | 0 | 0 | 489.5435 | 1707.7815 | 4323.8203 | 9388.0962 | 16402.3914 | 27070.6155 | 41630.3868 | 60977.4901 | 81875.6488 | 105308.3763 | 127844.2272 | 147966.4049 | 156738.2058 | 157094.158 | 146328.3567 | 128913.4765 | 102572.0472 | 74416.2173 | 49659.7389 | 33762.7387 | 0
F11_Industrial_Agriculture_New_Space Heating_Natural Gas_Building Automation System_A_Achievable Technical Potential | F11 | Industrial | Agriculture | New | Space Heating | Natural Gas | Building Automation System | A | Purchases (Cumulative) | Achievable Technical Potential | 0 | 0 | 489.5435 | 2197.325 | 6521.1453 | 15909.2416 | 32311.633 | 59382.2486 | 101012.6354 | 161990.1255 | 243865.7744 | 349174.1506 | 477018.3779 | 624984.7828 | 781722.9886 | 938817.1466 | 1085145.5033 | 1213569.4363 | 1314433.7019 | 1384526.0989 | 1424797.7416 | 1442158.0888 | 0
F1_Industrial_Agriculture_New_Space Heating_Natural Gas_Steam System Efficiency Improvements_A_Achievable Technical Potential | F1 | Industrial | Agriculture | New | Space Heating | Natural Gas | Steam System Efficiency Improvements | A | Integrated Unit Energy Savings (kWh or therms) | Achievable Technical Potential | 0 | 0 | 0.13295 | 0.13135 | 0.13021 | 0.12915 | 0.12838 | 0.12754 | 0.12671 | 0.12583 | 0.12502 | 0.12416 | 0.12309 | 0.12211 | 0.12109 | 0.12025 | 0.11953 | 0.11884 | 0.11843 | 0.11808 | 0.11789 | 0.11784 | 0
F2_Industrial_Agriculture_New_Space Heating_Natural Gas_Steam System Efficiency Improvements_A_Achievable Technical Potential | F2 | Industrial | Agriculture | New | Space Heating | Natural Gas | Steam System Efficiency Improvements | A | Integrated Unit Summer Peak Savings (kW) | Achievable Technical Potential | 0 | 0 | 0 | 0 | 0 | 0 | 0 | 0 | 0 | 0 | 0 | 0 | 0 | 0 | 0 | 0 | 0 | 0 | 0 | 0 | 0 | 0 | 0
F3_Industrial_Agriculture_New_Space Heating_Natural Gas_Steam System Efficiency Improvements_A_Achievable Technical Potential | F3 | Industrial | Agriculture | New | Space Heating | Natural Gas | Steam System Efficiency Improvements | A | Integrated Unit Winter Peak Savings (kW) | Achievable Technical Potential | 0 | 0 | 0 | 0 | 0 | 0 | 0 | 0 | 0 | 0 | 0 | 0 | 0 | 0 | 0 | 0 | 0 | 0 | 0 | 0 | 0 | 0 | 0
F4_Industrial_Agriculture_New_Space Heating_Natural Gas_Steam System Efficiency Improvements_A_Achievable Technical Potential | F4 | Industrial | Agriculture | New | Space Heating | Natural Gas | Steam System Efficiency Improvements | A | Incremental Energy Savings (MWh or mTherms) | Achievable Technical Potential | 0 | 0 | 0.00046127 | 0.0015898 | 0.0039901 | 0.0085929 | 0.014924 | 0.024469 | 0.037383 | 0.054376 | 0.072542 | 0.092665 | 0.11153 | 0.12805 | 0.13451 | 0.13388 | 0.12396 | 0.10858 | 0.12563 | 0.13479 | 0.13909 | 0.1359 | 0
F5_Industrial_Agriculture_New_Space Heating_Natural Gas_Steam System Efficiency Improvements_A_Achievable Technical Potential | F5 | Industrial | Agriculture | New | Space Heating | Natural Gas | Steam System Efficiency Improvements | A | Incremental Summer Peak Savings (MW) | Achievable Technical Potential | 0 | 0 | 0 | 0 | 0 | 0 | 0 | 0 | 0 | 0 | 0 | 0 | 0 | 0 | 0 | 0 | 0 | 0 | 0 | 0 | 0 | 0 | 0
F6_Industrial_Agriculture_New_Space Heating_Natural Gas_Steam System Efficiency Improvements_A_Achievable Technical Potential | F6 | Industrial | Agriculture | New | Space Heating | Natural Gas | Steam System Efficiency Improvements | A | Incremental Winter Peak Savings (MW) | Achievable Technical Potential | 0 | 0 | 0 | 0 | 0 | 0 | 0 | 0 | 0 | 0 | 0 | 0 | 0 | 0 | 0 | 0 | 0 | 0 | 0 | 0 | 0 | 0 | 0
F7_Industrial_Agriculture_New_Space Heating_Natural Gas_Steam System Efficiency Improvements_A_Achievable Technical Potential | F7 | Industrial | Agriculture | New | Space Heating | Natural Gas | Steam System Efficiency Improvements | A | Cumulative Energy Savings (MWh or mTherms) | Achievable Technical Potential | 0 | 0 | 0.00046127 | 0.0020455 | 0.0060178 | 0.014562 | 0.029399 | 0.053234 | 0.088734 | 0.13864 | 0.20197 | 0.27882 | 0.36434 | 0.45345 | 0.53185 | 0.59227 | 0.62345 | 0.62037 | 0.61821 | 0.6164 | 0.61537 | 0.61513 | 0
F8_Industrial_Agriculture_New_Space Heating_Natural Gas_Steam System Efficiency Improvements_A_Achievable Technical Potential | F8 | Industrial | Agriculture | New | Space Heating | Natural Gas | Steam System Efficiency Improvements | A | Cumulative Summer Peak Savings (MW) | Achievable Technical Potential | 0 | 0 | 0 | 0 | 0 | 0 | 0 | 0 | 0 | 0 | 0 | 0 | 0 | 0 | 0 | 0 | 0 | 0 | 0 | 0 | 0 | 0 | 0
F9_Industrial_Agriculture_New_Space Heating_Natural Gas_Steam System Efficiency Improvements_A_Achievable Technical Potential | F9 | Industrial | Agriculture | New | Space Heating | Natural Gas | Steam System Efficiency Improvements | A | Cumulative Winter Peak Savings (MW) | Achievable Technical Potential | 0 | 0 | 0 | 0 | 0 | 0 | 0 | 0 | 0 | 0 | 0 | 0 | 0 | 0 | 0 | 0 | 0 | 0 | 0 | 0 | 0 | 0 | 0
F10_Industrial_Agriculture_New_Space Heating_Natural Gas_Steam System Efficiency Improvements_A_Achievable Technical Potential | F10 | Industrial | Agriculture | New | Space Heating | Natural Gas | Steam System Efficiency Improvements | A | Purchases (Incremental) | Achievable Technical Potential | 0 | 0 | 3.4695 | 12.1033 | 30.6434 | 66.5346 | 116.2458 | 191.8528 | 295.0396 | 432.1549 | 580.2627 | 746.3333 | 906.0477 | 1048.656 | 1110.8228 | 1113.3455 | 1037.047 | 913.6256 | 1060.7593 | 1141.4663 | 1179.8801 | 1153.2927 | 0
F11_Industrial_Agriculture_New_Space Heating_Natural Gas_Steam System Efficiency Improvements_A_Achievable Technical Potential | F11 | Industrial | Agriculture | New | Space Heating | Natural Gas | Steam System Efficiency Improvements | A | Purchases (Cumulative) | Achievable Technical Potential | 0 | 0 | 3.4695 | 15.5727 | 46.2162 | 112.7507 | 228.9965 | 417.3798 | 700.3162 | 1101.8277 | 1615.5558 | 2245.6434 | 2959.8383 | 3713.4547 | 4392.1226 | 4925.2054 | 5215.919 | 5220.0274 | 5220.0274 | 5220.0274 | 5220.0274 | 5220.0274 | 0
F1_Industrial_Agriculture_New_Process_Natural Gas_Steam System Efficiency Improvements_A_Achievable Technical Potential | F1 | Industrial | Agriculture | New | Process | Natural Gas | Steam System Efficiency Improvements | A | Integrated Unit Energy Savings (kWh or therms) | Achievable Technical Potential | 0 | 0 | 0.18538 | 0.18506 | 0.18475 | 0.18447 | 0.18406 | 0.18375 | 0.18348 | 0.18328 | 0.18305 | 0.1829 | 0.18277 | 0.18272 | 0.18262 | 0.18259 | 0.18257 | 0.18261 | 0.18261 | 0.18265 | 0.18268 | 0.1827 | 0
F2_Industrial_Agriculture_New_Process_Natural Gas_Steam System Efficiency Improvements_A_Achievable Technical Potential | F2 | Industrial | Agriculture | New | Process | Natural Gas | Steam System Efficiency Improvements | A | Integrated Unit Summer Peak Savings (kW) | Achievable Technical Potential | 0 | 0 | 0 | 0 | 0 | 0 | 0 | 0 | 0 | 0 | 0 | 0 | 0 | 0 | 0 | 0 | 0 | 0 | 0 | 0 | 0 | 0 | 0
F3_Industrial_Agriculture_New_Process_Natural Gas_Steam System Efficiency Improvements_A_Achievable Technical Potential | F3 | Industrial | Agriculture | New | Process | Natural Gas | Steam System Efficiency Improvements | A | Integrated Unit Winter Peak Savings (kW) | Achievable Technical Potential | 0 | 0 | 0 | 0 | 0 | 0 | 0 | 0 | 0 | 0 | 0 | 0 | 0 | 0 | 0 | 0 | 0 | 0 | 0 | 0 | 0 | 0 | 0
F4_Industrial_Agriculture_New_Process_Natural Gas_Steam System Efficiency Improvements_A_Achievable Technical Potential | F4 | Industrial | Agriculture | New | Process | Natural Gas | Steam System Efficiency Improvements | A | Incremental Energy Savings (MWh or mTherms) | Achievable Technical Potential | 0 | 0 | 0.00011191 | 0.00038971 | 0.00098502 | 0.0021355 | 0.0037228 | 0.0061336 | 0.0094188 | 0.013781 | 0.018481 | 0.02375 | 0.028813 | 0.033339 | 0.035296 | 0.035369 | 0.032942 | 0.029029 | 0.033703 | 0.036275 | 0.037502 | 0.036661 | 0
F5_Industrial_Agriculture_New_Process_Natural Gas_Steam System Efficiency Improvements_A_Achievable Technical Potential | F5 | Industrial | Agriculture | New | Process | Natural Gas | Steam System Efficiency Improvements | A | Incremental Summer Peak Savings (MW) | Achievable Technical Potential | 0 | 0 | 0 | 0 | 0 | 0 | 0 | 0 | 0 | 0 | 0 | 0 | 0 | 0 | 0 | 0 | 0 | 0 | 0 | 0 | 0 | 0 | 0
F6_Industrial_Agriculture_New_Process_Natural Gas_Steam System Efficiency Improvements_A_Achievable Technical Potential | F6 | Industrial | Agriculture | New | Process | Natural Gas | Steam System Efficiency Improvements | A | Incremental Winter Peak Savings (MW) | Achievable Technical Potential | 0 | 0 | 0 | 0 | 0 | 0 | 0 | 0 | 0 | 0 | 0 | 0 | 0 | 0 | 0 | 0 | 0 | 0 | 0 | 0 | 0 | 0 | 0
F7_Industrial_Agriculture_New_Process_Natural Gas_Steam System Efficiency Improvements_A_Achievable Technical Potential | F7 | Industrial | Agriculture | New | Process | Natural Gas | Steam System Efficiency Improvements | A | Cumulative Energy Savings (MWh or mTherms) | Achievable Technical Potential | 0 | 0 | 0.00011191 | 0.00050142 | 0.0014856 | 0.0036188 | 0.0073336 | 0.013344 | 0.022357 | 0.035137 | 0.051455 | 0.071461 | 0.094125 | 0.11806 | 0.13956 | 0.15647 | 0.16568 | 0.16586 | 0.16586 | 0.16589 | 0.16591 | 0.16594 | 0
F8_Industrial_Agriculture_New_Process_Natural Gas_Steam System Efficiency Improvements_A_Achievable Technical Potential | F8 | Industrial | Agriculture | New | Process | Natural Gas | Steam System Efficiency Improvements | A | Cumulative Summer Peak Savings (MW) | Achievable Technical Potential | 0 | 0 | 0 | 0 | 0 | 0 | 0 | 0 | 0 | 0 | 0 | 0 | 0 | 0 | 0 | 0 | 0 | 0 | 0 | 0 | 0 | 0 | 0
F9_Industrial_Agriculture_New_Process_Natural Gas_Steam System Efficiency Improvements_A_Achievable Technical Potential | F9 | Industrial | Agriculture | New | Process | Natural Gas | Steam System Efficiency Improvements | A | Cumulative Winter Peak Savings (MW) | Achievable Technical Potential | 0 | 0 | 0 | 0 | 0 | 0 | 0 | 0 | 0 | 0 | 0 | 0 | 0 | 0 | 0 | 0 | 0 | 0 | 0 | 0 | 0 | 0 | 0
F10_Industrial_Agriculture_New_Process_Natural Gas_Steam System Efficiency Improvements_A_Achievable Technical Potential | F10 | Industrial | Agriculture | New | Process | Natural Gas | Steam System Efficiency Improvements | A | Purchases (Incremental) | Achievable Technical Potential | 0 | 0 | 0.60365 | 2.1059 | 5.3317 | 11.5764 | 20.2257 | 33.3807 | 51.3343 | 75.1912 | 100.9606 | 129.8554 | 157.6443 | 182.4569 | 193.2734 | 193.7123 | 180.4371 | 158.9628 | 184.5628 | 198.6051 | 205.2888 | 200.6628 | 0
F11_Industrial_Agriculture_New_Process_Natural Gas_Steam System Efficiency Improvements_A_Achievable Technical Potential | F11 | Industrial | Agriculture | New | Process | Natural Gas | Steam System Efficiency Improvements | A | Purchases (Cumulative) | Achievable Technical Potential | 0 | 0 | 0.60365 | 2.7095 | 8.0412 | 19.6176 | 39.8434 | 72.6204 | 121.8489 | 191.7083 | 281.0925 | 390.7222 | 514.9859 | 646.1085 | 764.1907 | 856.9425 | 907.5241 | 908.2389 | 908.2389 | 908.2389 | 908.2389 | 908.2389 | 0
F1_Industrial_Agriculture_New_Space Heating_Natural Gas_Strategic Energy Management_A_Achievable Technical Potential | F1 | Industrial | Agriculture | New | Space Heating | Natural Gas | Strategic Energy Management | A | Integrated Unit Energy Savings (kWh or therms) | Achievable Technical Potential | 0 | 0 | 3.9143 | 3.8693 | 3.8377 | 3.8082 | 3.788 | 3.7647 | 3.741 | 3.7156 | 3.6923 | 3.6675 | 3.6364 | 3.6074 | 3.5777 | 3.5531 | 3.5317 | 3.5111 | 3.4985 | 3.4876 | 3.4812 | 3.4793 | 0
F2_Industrial_Agriculture_New_Space Heating_Natural Gas_Strategic Energy Management_A_Achievable Technical Potential | F2 | Industrial | Agriculture | New | Space Heating | Natural Gas | Strategic Energy Management | A | Integrated Unit Summer Peak Savings (kW) | Achievable Technical Potential | 0 | 0 | 0 | 0 | 0 | 0 | 0 | 0 | 0 | 0 | 0 | 0 | 0 | 0 | 0 | 0 | 0 | 0 | 0 | 0 | 0 | 0 | 0
F3_Industrial_Agriculture_New_Space Heating_Natural Gas_Strategic Energy Management_A_Achievable Technical Potential | F3 | Industrial | Agriculture | New | Space Heating | Natural Gas | Strategic Energy Management | A | Integrated Unit Winter Peak Savings (kW) | Achievable Technical Potential | 0 | 0 | 0 | 0 | 0 | 0 | 0 | 0 | 0 | 0 | 0 | 0 | 0 | 0 | 0 | 0 | 0 | 0 | 0 | 0 | 0 | 0 | 0
F4_Industrial_Agriculture_New_Space Heating_Natural Gas_Strategic Energy Management_A_Achievable Technical Potential | F4 | Industrial | Agriculture | New | Space Heating | Natural Gas | Strategic Energy Management | A | Incremental Energy Savings (MWh or mTherms) | Achievable Technical Potential | 0 | 0 | 0.045695 | 0.078828 | 0.11149 | 0.14767 | 0.16908 | 0.19364 | 0.21753 | 0.24412 | 0.26336 | 0.28532 | 0.30611 | 0.33039 | 0.34565 | 0.36497 | 0.38433 | 0.40704 | 0.422 | 0.44086 | 0.49258 | 0.53393 | 0
F5_Industrial_Agriculture_New_Space Heating_Natural Gas_Strategic Energy Management_A_Achievable Technical Potential | F5 | Industrial | Agriculture | New | Space Heating | Natural Gas | Strategic Energy Management | A | Incremental Summer Peak Savings (MW) | Achievable Technical Potential | 0 | 0 | 0 | 0 | 0 | 0 | 0 | 0 | 0 | 0 | 0 | 0 | 0 | 0 | 0 | 0 | 0 | 0 | 0 | 0 | 0 | 0 | 0
F6_Industrial_Agriculture_New_Space Heating_Natural Gas_Strategic Energy Management_A_Achievable Technical Potential | F6 | Industrial | Agriculture | New | Space Heating | Natural Gas | Strategic Energy Management | A | Incremental Winter Peak Savings (MW) | Achievable Technical Potential | 0 | 0 | 0 | 0 | 0 | 0 | 0 | 0 | 0 | 0 | 0 | 0 | 0 | 0 | 0 | 0 | 0 | 0 | 0 | 0 | 0 | 0 | 0
F7_Industrial_Agriculture_New_Space Heating_Natural Gas_Strategic Energy Management_A_Achievable Technical Potential | F7 | Industrial | Agriculture | New | Space Heating | Natural Gas | Strategic Energy Management | A | Cumulative Energy Savings (MWh or mTherms) | Achievable Technical Potential | 0 | 0 | 0.045695 | 0.124 | 0.23447 | 0.38034 | 0.54741 | 0.69372 | 0.83067 | 0.96121 | 1.0754 | 1.1898 | 1.2987 | 1.409 | 1.508 | 1.6092 | 1.7091 | 1.7696 | 1.7935 | 1.7906 | 1.7873 | 1.7863 | 0
F8_Industrial_Agriculture_New_Space Heating_Natural Gas_Strategic Energy Management_A_Achievable Technical Potential | F8 | Industrial | Agriculture | New | Space Heating | Natural Gas | Strategic Energy Management | A | Cumulative Summer Peak Savings (MW) | Achievable Technical Potential | 0 | 0 | 0 | 0 | 0 | 0 | 0 | 0 | 0 | 0 | 0 | 0 | 0 | 0 | 0 | 0 | 0 | 0 | 0 | 0 | 0 | 0 | 0
F9_Industrial_Agriculture_New_Space Heating_Natural Gas_Strategic Energy Management_A_Achievable Technical Potential | F9 | Industrial | Agriculture | New | Space Heating | Natural Gas | Strategic Energy Management | A | Cumulative Winter Peak Savings (MW) | Achievable Technical Potential | 0 | 0 | 0 | 0 | 0 | 0 | 0 | 0 | 0 | 0 | 0 | 0 | 0 | 0 | 0 | 0 | 0 | 0 | 0 | 0 | 0 | 0 | 0
F10_Industrial_Agriculture_New_Space Heating_Natural Gas_Strategic Energy Management_A_Achievable Technical Potential | F10 | Industrial | Agriculture | New | Space Heating | Natural Gas | Strategic Energy Management | A | Purchases (Incremental) | Achievable Technical Potential | 0 | 0 | 11.6738 | 20.3729 | 29.0507 | 38.7772 | 44.6349 | 51.4348 | 58.1491 | 65.7016 | 71.3267 | 77.7963 | 84.1801 | 91.5855 | 96.6116 | 102.7201 | 108.8239 | 115.9297 | 120.6232 | 126.4067 | 141.4973 | 153.4588 | 0
F11_Industrial_Agriculture_New_Space Heating_Natural Gas_Strategic Energy Management_A_Achievable Technical Potential | F11 | Industrial | Agriculture | New | Space Heating | Natural Gas | Strategic Energy Management | A | Purchases (Cumulative) | Achievable Technical Potential | 0 | 0 | 11.6738 | 32.0467 | 61.0974 | 99.8746 | 144.5095 | 184.2706 | 222.0468 | 258.6977 | 291.2472 | 324.4086 | 357.1539 | 390.5903 | 421.5003 | 452.8937 | 483.9213 | 503.997 | 512.6618 | 513.4062 | 513.4062 | 513.4062 | 0
F1_Industrial_Agriculture_New_Process_Natural Gas_Strategic Energy Management_A_Achievable Technical Potential | F1 | Industrial | Agriculture | New | Process | Natural Gas | Strategic Energy Management | A | Integrated Unit Energy Savings (kWh or therms) | Achievable Technical Potential | 0 | 0 | 1.4046 | 1.4035 | 1.4024 | 1.4015 | 1.4001 | 1.3989 | 1.3977 | 1.3968 | 1.3958 | 1.395 | 1.3944 | 1.3941 | 1.3937 | 1.3934 | 1.3932 | 1.3932 | 1.3929 | 1.3927 | 1.3924 | 1.3922 | 0
F2_Industrial_Agriculture_New_Process_Natural Gas_Strategic Energy Management_A_Achievable Technical Potential | F2 | Industrial | Agriculture | New | Process | Natural Gas | Strategic Energy Management | A | Integrated Unit Summer Peak Savings (kW) | Achievable Technical Potential | 0 | 0 | 0 | 0 | 0 | 0 | 0 | 0 | 0 | 0 | 0 | 0 | 0 | 0 | 0 | 0 | 0 | 0 | 0 | 0 | 0 | 0 | 0
F3_Industrial_Agriculture_New_Process_Natural Gas_Strategic Energy Management_A_Achievable Technical Potential | F3 | Industrial | Agriculture | New | Process | Natural Gas | Strategic Energy Management | A | Integrated Unit Winter Peak Savings (kW) | Achievable Technical Potential | 0 | 0 | 0 | 0 | 0 | 0 | 0 | 0 | 0 | 0 | 0 | 0 | 0 | 0 | 0 | 0 | 0 | 0 | 0 | 0 | 0 | 0 | 0
F4_Industrial_Agriculture_New_Process_Natural Gas_Strategic Energy Management_A_Achievable Technical Potential | F4 | Industrial | Agriculture | New | Process | Natural Gas | Strategic Energy Management | A | Incremental Energy Savings (MWh or mTherms) | Achievable Technical Potential | 0 | 0 | 0.099194 | 0.17297 | 0.24646 | 0.32876 | 0.37804 | 0.43526 | 0.49168 | 0.55518 | 0.60226 | 0.65653 | 0.7101 | 0.77241 | 0.81452 | 0.86588 | 0.9172 | 0.97703 | 1.0164 | 1.065 | 1.1919 | 1.2924 | 0
F5_Industrial_Agriculture_New_Process_Natural Gas_Strategic Energy Management_A_Achievable Technical Potential | F5 | Industrial | Agriculture | New | Process | Natural Gas | Strategic Energy Management | A | Incremental Summer Peak Savings (MW) | Achievable Technical Potential | 0 | 0 | 0 | 0 | 0 | 0 | 0 | 0 | 0 | 0 | 0 | 0 | 0 | 0 | 0 | 0 | 0 | 0 | 0 | 0 | 0 | 0 | 0
F6_Industrial_Agriculture_New_Process_Natural Gas_Strategic Energy Management_A_Achievable Technical Potential | F6 | Industrial | Agriculture | New | Process | Natural Gas | Strategic Energy Management | A | Incremental Winter Peak Savings (MW) | Achievable Technical Potential | 0 | 0 | 0 | 0 | 0 | 0 | 0 | 0 | 0 | 0 | 0 | 0 | 0 | 0 | 0 | 0 | 0 | 0 | 0 | 0 | 0 | 0 | 0
F7_Industrial_Agriculture_New_Process_Natural Gas_Strategic Energy Management_A_Achievable Technical Potential | F7 | Industrial | Agriculture | New | Process | Natural Gas | Strategic Energy Management | A | Cumulative Energy Savings (MWh or mTherms) | Achievable Technical Potential | 0 | 0 | 0.099194 | 0.27209 | 0.51834 | 0.84674 | 1.224 | 1.5594 | 1.8775 | 2.186 | 2.4592 | 2.7377 | 3.0128 | 3.2941 | 3.5536 | 3.8177 | 4.0786 | 4.2476 | 4.3197 | 4.3254 | 4.3247 | 4.3239 | 0
F8_Industrial_Agriculture_New_Process_Natural Gas_Strategic Energy Management_A_Achievable Technical Potential | F8 | Industrial | Agriculture | New | Process | Natural Gas | Strategic Energy Management | A | Cumulative Summer Peak Savings (MW) | Achievable Technical Potential | 0 | 0 | 0 | 0 | 0 | 0 | 0 | 0 | 0 | 0 | 0 | 0 | 0 | 0 | 0 | 0 | 0 | 0 | 0 | 0 | 0 | 0 | 0
F9_Industrial_Agriculture_New_Process_Natural Gas_Strategic Energy Management_A_Achievable Technical Potential | F9 | Industrial | Agriculture | New | Process | Natural Gas | Strategic Energy Management | A | Cumulative Winter Peak Savings (MW) | Achievable Technical Potential | 0 | 0 | 0 | 0 | 0 | 0 | 0 | 0 | 0 | 0 | 0 | 0 | 0 | 0 | 0 | 0 | 0 | 0 | 0 | 0 | 0 | 0 | 0
F10_Industrial_Agriculture_New_Process_Natural Gas_Strategic Energy Management_A_Achievable Technical Potential | F10 | Industrial | Agriculture | New | Process | Natural Gas | Strategic Energy Management | A | Purchases (Incremental) | Achievable Technical Potential | 0 | 0 | 70.6195 | 123.2443 | 175.74 | 234.5794 | 270.0148 | 311.1507 | 351.7681 | 397.4565 | 431.4849 | 470.6222 | 509.2405 | 554.0388 | 584.4436 | 621.3963 | 658.3211 | 701.3066 | 729.6997 | 764.6868 | 855.9757 | 928.336 | 0
F11_Industrial_Agriculture_New_Process_Natural Gas_Strategic Energy Management_A_Achievable Technical Potential | F11 | Industrial | Agriculture | New | Process | Natural Gas | Strategic Energy Management | A | Purchases (Cumulative) | Achievable Technical Potential | 0 | 0 | 70.6195 | 193.8638 | 369.6038 | 604.1832 | 874.198 | 1114.7292 | 1343.253 | 1564.9695 | 1761.875 | 1962.4824 | 2160.5723 | 2362.8429 | 2549.8301 | 2739.7415 | 2927.4404 | 3048.8869 | 3101.3035 | 3105.8067 | 3105.8067 | 3105.8067 | 0
F1_Industrial_Agriculture_New_Miscellaneous_Natural Gas_Strategic Energy Management_A_Achievable Technical Potential | F1 | Industrial | Agriculture | New | Miscellaneous | Natural Gas | Strategic Energy Management | A | Integrated Unit Energy Savings (kWh or therms) | Achievable Technical Potential | 0 | 0 | 0.89787 | 0.89787 | 0.89787 | 0.89787 | 0.89787 | 0.89787 | 0.89787 | 0.89787 | 0.89787 | 0.89787 | 0.89787 | 0.89787 | 0.89787 | 0.89787 | 0.89787 | 0.89787 | 0.89787 | 0.89787 | 0.89787 | 0.89787 | 0
F2_Industrial_Agriculture_New_Miscellaneous_Natural Gas_Strategic Energy Management_A_Achievable Technical Potential | F2 | Industrial | Agriculture | New | Miscellaneous | Natural Gas | Strategic Energy Management | A | Integrated Unit Summer Peak Savings (kW) | Achievable Technical Potential | 0 | 0 | 0 | 0 | 0 | 0 | 0 | 0 | 0 | 0 | 0 | 0 | 0 | 0 | 0 | 0 | 0 | 0 | 0 | 0 | 0 | 0 | 0
F3_Industrial_Agriculture_New_Miscellaneous_Natural Gas_Strategic Energy Management_A_Achievable Technical Potential | F3 | Industrial | Agriculture | New | Miscellaneous | Natural Gas | Strategic Energy Management | A | Integrated Unit Winter Peak Savings (kW) | Achievable Technical Potential | 0 | 0 | 0 | 0 | 0 | 0 | 0 | 0 | 0 | 0 | 0 | 0 | 0 | 0 | 0 | 0 | 0 | 0 | 0 | 0 | 0 | 0 | 0
F4_Industrial_Agriculture_New_Miscellaneous_Natural Gas_Strategic Energy Management_A_Achievable Technical Potential | F4 | Industrial | Agriculture | New | Miscellaneous | Natural Gas | Strategic Energy Management | A | Incremental Energy Savings (MWh or mTherms) | Achievable Technical Potential | 0 | 0 | 0.015852 | 0.027664 | 0.039448 | 0.052655 | 0.06061 | 0.069843 | 0.078961 | 0.089216 | 0.096854 | 0.10564 | 0.11431 | 0.12436 | 0.13119 | 0.13948 | 0.14777 | 0.15742 | 0.16379 | 0.17165 | 0.19214 | 0.20838 | 0
F5_Industrial_Agriculture_New_Miscellaneous_Natural Gas_Strategic Energy Management_A_Achievable Technical Potential | F5 | Industrial | Agriculture | New | Miscellaneous | Natural Gas | Strategic Energy Management | A | Incremental Summer Peak Savings (MW) | Achievable Technical Potential | 0 | 0 | 0 | 0 | 0 | 0 | 0 | 0 | 0 | 0 | 0 | 0 | 0 | 0 | 0 | 0 | 0 | 0 | 0 | 0 | 0 | 0 | 0
F6_Industrial_Agriculture_New_Miscellaneous_Natural Gas_Strategic Energy Management_A_Achievable Technical Potential | F6 | Industrial | Agriculture | New | Miscellaneous | Natural Gas | Strategic Energy Management | A | Incremental Winter Peak Savings (MW) | Achievable Technical Potential | 0 | 0 | 0 | 0 | 0 | 0 | 0 | 0 | 0 | 0 | 0 | 0 | 0 | 0 | 0 | 0 | 0 | 0 | 0 | 0 | 0 | 0 | 0
F7_Industrial_Agriculture_New_Miscellaneous_Natural Gas_Strategic Energy Management_A_Achievable Technical Potential | F7 | Industrial | Agriculture | New | Miscellaneous | Natural Gas | Strategic Energy Management | A | Cumulative Energy Savings (MWh or mTherms) | Achievable Technical Potential | 0 | 0 | 0.015852 | 0.043516 | 0.082964 | 0.13562 | 0.19623 | 0.25022 | 0.30152 | 0.35129 | 0.39548 | 0.44051 | 0.48498 | 0.53038 | 0.57235 | 0.61498 | 0.65712 | 0.68438 | 0.69614 | 0.69715 | 0.69715 | 0.69715 | 0
F8_Industrial_Agriculture_New_Miscellaneous_Natural Gas_Strategic Energy Management_A_Achievable Technical Potential | F8 | Industrial | Agriculture | New | Miscellaneous | Natural Gas | Strategic Energy Management | A | Cumulative Summer Peak Savings (MW) | Achievable Technical Potential | 0 | 0 | 0 | 0 | 0 | 0 | 0 | 0 | 0 | 0 | 0 | 0 | 0 | 0 | 0 | 0 | 0 | 0 | 0 | 0 | 0 | 0 | 0
F9_Industrial_Agriculture_New_Miscellaneous_Natural Gas_Strategic Energy Management_A_Achievable Technical Potential | F9 | Industrial | Agriculture | New | Miscellaneous | Natural Gas | Strategic Energy Management | A | Cumulative Winter Peak Savings (MW) | Achievable Technical Potential | 0 | 0 | 0 | 0 | 0 | 0 | 0 | 0 | 0 | 0 | 0 | 0 | 0 | 0 | 0 | 0 | 0 | 0 | 0 | 0 | 0 | 0 | 0
F10_Industrial_Agriculture_New_Miscellaneous_Natural Gas_Strategic Energy Management_A_Achievable Technical Potential | F10 | Industrial | Agriculture | New | Miscellaneous | Natural Gas | Strategic Energy Management | A | Purchases (Incremental) | Achievable Technical Potential | 0 | 0 | 17.6549 | 30.8111 | 43.935 | 58.6448 | 67.5037 | 77.7877 | 87.942 | 99.3641 | 107.8712 | 117.6556 | 127.3101 | 138.5097 | 146.1109 | 155.3491 | 164.5803 | 175.3266 | 182.4249 | 191.1717 | 213.9939 | 232.084 | 0
F11_Industrial_Agriculture_New_Miscellaneous_Natural Gas_Strategic Energy Management_A_Achievable Technical Potential | F11 | Industrial | Agriculture | New | Miscellaneous | Natural Gas | Strategic Energy Management | A | Purchases (Cumulative) | Achievable Technical Potential | 0 | 0 | 17.6549 | 48.466 | 92.4009 | 151.0458 | 218.5495 | 278.6823 | 335.8132 | 391.2424 | 440.4688 | 490.6206 | 540.1431 | 590.7107 | 637.4575 | 684.9354 | 731.8601 | 762.2217 | 775.3259 | 776.4517 | 776.4517 | 776.4517 | 0
F1_Industrial_Agriculture_New_Space Heating_Natural Gas_Commissioning_A_Achievable Technical Potential | F1 | Industrial | Agriculture | New | Space Heating | Natural Gas | Commissioning | A | Integrated Unit Energy Savings (kWh or therms) | Achievable Technical Potential | 0 | 0 | 3.6141 | 3.5744 | 3.5477 | 3.5236 | 3.51 | 3.4945 | 3.4803 | 3.4658 | 3.456 | 3.4456 | 3.4303 | 3.4163 | 3.403 | 3.3917 | 3.3811 | 3.3673 | 3.3606 | 3.3513 | 3.3438 | 3.339 | 0
F2_Industrial_Agriculture_New_Space Heating_Natural Gas_Commissioning_A_Achievable Technical Potential | F2 | Industrial | Agriculture | New | Space Heating | Natural Gas | Commissioning | A | Integrated Unit Summer Peak Savings (kW) | Achievable Technical Potential | 0 | 0 | 0 | 0 | 0 | 0 | 0 | 0 | 0 | 0 | 0 | 0 | 0 | 0 | 0 | 0 | 0 | 0 | 0 | 0 | 0 | 0 | 0
F3_Industrial_Agriculture_New_Space Heating_Natural Gas_Commissioning_A_Achievable Technical Potential | F3 | Industrial | Agriculture | New | Space Heating | Natural Gas | Commissioning | A | Integrated Unit Winter Peak Savings (kW) | Achievable Technical Potential | 0 | 0 | 0 | 0 | 0 | 0 | 0 | 0 | 0 | 0 | 0 | 0 | 0 | 0 | 0 | 0 | 0 | 0 | 0 | 0 | 0 | 0 | 0
F4_Industrial_Agriculture_New_Space Heating_Natural Gas_Commissioning_A_Achievable Technical Potential | F4 | Industrial | Agriculture | New | Space Heating | Natural Gas | Commissioning | A | Incremental Energy Savings (MWh or mTherms) | Achievable Technical Potential | 0 | 0 | 0 | 0 | 0 | 0 | 0 | 0 | 0 | 0 | 0 | 0 | 0 | 0 | 0 | 0 | 0 | 0 | 0 | 0 | 0 | 0 | 0
F5_Industrial_Agriculture_New_Space Heating_Natural Gas_Commissioning_A_Achievable Technical Potential | F5 | Industrial | Agriculture | New | Space Heating | Natural Gas | Commissioning | A | Incremental Summer Peak Savings (MW) | Achievable Technical Potential | 0 | 0 | 0 | 0 | 0 | 0 | 0 | 0 | 0 | 0 | 0 | 0 | 0 | 0 | 0 | 0 | 0 | 0 | 0 | 0 | 0 | 0 | 0
F6_Industrial_Agriculture_New_Space Heating_Natural Gas_Commissioning_A_Achievable Technical Potential | F6 | Industrial | Agriculture | New | Space Heating | Natural Gas | Commissioning | A | Incremental Winter Peak Savings (MW) | Achievable Technical Potential | 0 | 0 | 0 | 0 | 0 | 0 | 0 | 0 | 0 | 0 | 0 | 0 | 0 | 0 | 0 | 0 | 0 | 0 | 0 | 0 | 0 | 0 | 0
F7_Industrial_Agriculture_New_Space Heating_Natural Gas_Commissioning_A_Achievable Technical Potential | F7 | Industrial | Agriculture | New | Space Heating | Natural Gas | Commissioning | A | Cumulative Energy Savings (MWh or mTherms) | Achievable Technical Potential | 0 | 0 | 0 | 0 | 0 | 0 | 0 | 0 | 0 | 0 | 0 | 0 | 0 | 0 | 0 | 0 | 0 | 0 | 0 | 0 | 0 | 0 | 0
F8_Industrial_Agriculture_New_Space Heating_Natural Gas_Commissioning_A_Achievable Technical Potential | F8 | Industrial | Agriculture | New | Space Heating | Natural Gas | Commissioning | A | Cumulative Summer Peak Savings (MW) | Achievable Technical Potential | 0 | 0 | 0 | 0 | 0 | 0 | 0 | 0 | 0 | 0 | 0 | 0 | 0 | 0 | 0 | 0 | 0 | 0 | 0 | 0 | 0 | 0 | 0
F9_Industrial_Agriculture_New_Space Heating_Natural Gas_Commissioning_A_Achievable Technical Potential | F9 | Industrial | Agriculture | New | Space Heating | Natural Gas | Commissioning | A | Cumulative Winter Peak Savings (MW) | Achievable Technical Potential | 0 | 0 | 0 | 0 | 0 | 0 | 0 | 0 | 0 | 0 | 0 | 0 | 0 | 0 | 0 | 0 | 0 | 0 | 0 | 0 | 0 | 0 | 0
F10_Industrial_Agriculture_New_Space Heating_Natural Gas_Commissioning_A_Achievable Technical Potential | F10 | Industrial | Agriculture | New | Space Heating | Natural Gas | Commissioning | A | Purchases (Incremental) | Achievable Technical Potential | 0 | 0 | 0 | 0 | 0 | 0 | 0 | 0 | 0 | 0 | 0 | 0 | 0 | 0 | 0 | 0 | 0 | 0 | 0 | 0 | 0 | 0 | 0
F11_Industrial_Agriculture_New_Space Heating_Natural Gas_Commissioning_A_Achievable Technical Potential | F11 | Industrial | Agriculture | New | Space Heating | Natural Gas | Commissioning | A | Purchases (Cumulative) | Achievable Technical Potential | 0 | 0 | 0 | 0 | 0 | 0 | 0 | 0 | 0 | 0 | 0 | 0 | 0 | 0 | 0 | 0 | 0 | 0 | 0 | 0 | 0 | 0 | 0
F1_Industrial_Agriculture_New_Process_Natural Gas_Commissioning_A_Achievable Technical Potential | F1 | Industrial | Agriculture | New | Process | Natural Gas | Commissioning | A | Integrated Unit Energy Savings (kWh or therms) | Achievable Technical Potential | 0 | 0 | 7.8497 | 7.8494 | 7.8493 | 7.8496 | 7.8497 | 7.8498 | 7.8499 | 7.85 | 7.85 | 7.8501 | 7.8501 | 7.8501 | 7.8502 | 7.8502 | 7.8502 | 7.8502 | 7.8502 | 7.8503 | 7.8503 | 7.8503 | 0
F2_Industrial_Agriculture_New_Process_Natural Gas_Commissioning_A_Achievable Technical Potential | F2 | Industrial | Agriculture | New | Process | Natural Gas | Commissioning | A | Integrated Unit Summer Peak Savings (kW) | Achievable Technical Potential | 0 | 0 | 0 | 0 | 0 | 0 | 0 | 0 | 0 | 0 | 0 | 0 | 0 | 0 | 0 | 0 | 0 | 0 | 0 | 0 | 0 | 0 | 0
F3_Industrial_Agriculture_New_Process_Natural Gas_Commissioning_A_Achievable Technical Potential | F3 | Industrial | Agriculture | New | Process | Natural Gas | Commissioning | A | Integrated Unit Winter Peak Savings (kW) | Achievable Technical Potential | 0 | 0 | 0 | 0 | 0 | 0 | 0 | 0 | 0 | 0 | 0 | 0 | 0 | 0 | 0 | 0 | 0 | 0 | 0 | 0 | 0 | 0 | 0
F4_Industrial_Agriculture_New_Process_Natural Gas_Commissioning_A_Achievable Technical Potential | F4 | Industrial | Agriculture | New | Process | Natural Gas | Commissioning | A | Incremental Energy Savings (MWh or mTherms) | Achievable Technical Potential | 0 | 0 | 0 | 0 | 0 | 0 | 0 | 0 | 0 | 0 | 0 | 0 | 0 | 0 | 0 | 0 | 0 | 0 | 0 | 0 | 0 | 0 | 0
F5_Industrial_Agriculture_New_Process_Natural Gas_Commissioning_A_Achievable Technical Potential | F5 | Industrial | Agriculture | New | Process | Natural Gas | Commissioning | A | Incremental Summer Peak Savings (MW) | Achievable Technical Potential | 0 | 0 | 0 | 0 | 0 | 0 | 0 | 0 | 0 | 0 | 0 | 0 | 0 | 0 | 0 | 0 | 0 | 0 | 0 | 0 | 0 | 0 | 0
F6_Industrial_Agriculture_New_Process_Natural Gas_Commissioning_A_Achievable Technical Potential | F6 | Industrial | Agriculture | New | Process | Natural Gas | Commissioning | A | Incremental Winter Peak Savings (MW) | Achievable Technical Potential | 0 | 0 | 0 | 0 | 0 | 0 | 0 | 0 | 0 | 0 | 0 | 0 | 0 | 0 | 0 | 0 | 0 | 0 | 0 | 0 | 0 | 0 | 0
F7_Industrial_Agriculture_New_Process_Natural Gas_Commissioning_A_Achievable Technical Potential | F7 | Industrial | Agriculture | New | Process | Natural Gas | Commissioning | A | Cumulative Energy Savings (MWh or mTherms) | Achievable Technical Potential | 0 | 0 | 0 | 0 | 0 | 0 | 0 | 0 | 0 | 0 | 0 | 0 | 0 | 0 | 0 | 0 | 0 | 0 | 0 | 0 | 0 | 0 | 0
F8_Industrial_Agriculture_New_Process_Natural Gas_Commissioning_A_Achievable Technical Potential | F8 | Industrial | Agriculture | New | Process | Natural Gas | Commissioning | A | Cumulative Summer Peak Savings (MW) | Achievable Technical Potential | 0 | 0 | 0 | 0 | 0 | 0 | 0 | 0 | 0 | 0 | 0 | 0 | 0 | 0 | 0 | 0 | 0 | 0 | 0 | 0 | 0 | 0 | 0
F9_Industrial_Agriculture_New_Process_Natural Gas_Commissioning_A_Achievable Technical Potential | F9 | Industrial | Agriculture | New | Process | Natural Gas | Commissioning | A | Cumulative Winter Peak Savings (MW) | Achievable Technical Potential | 0 | 0 | 0 | 0 | 0 | 0 | 0 | 0 | 0 | 0 | 0 | 0 | 0 | 0 | 0 | 0 | 0 | 0 | 0 | 0 | 0 | 0 | 0
F10_Industrial_Agriculture_New_Process_Natural Gas_Commissioning_A_Achievable Technical Potential | F10 | Industrial | Agriculture | New | Process | Natural Gas | Commissioning | A | Purchases (Incremental) | Achievable Technical Potential | 0 | 0 | 0 | 0 | 0 | 0 | 0 | 0 | 0 | 0 | 0 | 0 | 0 | 0 | 0 | 0 | 0 | 0 | 0 | 0 | 0 | 0 | 0
F11_Industrial_Agriculture_New_Process_Natural Gas_Commissioning_A_Achievable Technical Potential | F11 | Industrial | Agriculture | New | Process | Natural Gas | Commissioning | A | Purchases (Cumulative) | Achievable Technical Potential | 0 | 0 | 0 | 0 | 0 | 0 | 0 | 0 | 0 | 0 | 0 | 0 | 0 | 0 | 0 | 0 | 0 | 0 | 0 | 0 | 0 | 0 | 0
F1_Industrial_Agriculture_New_Space Heating_Natural Gas_Retrocommissioning_A_Achievable Technical Potential | F1 | Industrial | Agriculture | New | Space Heating | Natural Gas | Retrocommissioning | A | Integrated Unit Energy Savings (kWh or therms) | Achievable Technical Potential | 0 | 0 | 0 | 0 | 0 | 0 | 0 | 0 | 0 | 0 | 0 | 0 | 0 | 0 | 0 | 0 | 0 | 0 | 0 | 0 | 0 | 0 | 0
F2_Industrial_Agriculture_New_Space Heating_Natural Gas_Retrocommissioning_A_Achievable Technical Potential | F2 | Industrial | Agriculture | New | Space Heating | Natural Gas | Retrocommissioning | A | Integrated Unit Summer Peak Savings (kW) | Achievable Technical Potential | 0 | 0 | 0 | 0 | 0 | 0 | 0 | 0 | 0 | 0 | 0 | 0 | 0 | 0 | 0 | 0 | 0 | 0 | 0 | 0 | 0 | 0 | 0
F3_Industrial_Agriculture_New_Space Heating_Natural Gas_Retrocommissioning_A_Achievable Technical Potential | F3 | Industrial | Agriculture | New | Space Heating | Natural Gas | Retrocommissioning | A | Integrated Unit Winter Peak Savings (kW) | Achievable Technical Potential | 0 | 0 | 0 | 0 | 0 | 0 | 0 | 0 | 0 | 0 | 0 | 0 | 0 | 0 | 0 | 0 | 0 | 0 | 0 | 0 | 0 | 0 | 0
F4_Industrial_Agriculture_New_Space Heating_Natural Gas_Retrocommissioning_A_Achievable Technical Potential | F4 | Industrial | Agriculture | New | Space Heating | Natural Gas | Retrocommissioning | A | Incremental Energy Savings (MWh or mTherms) | Achievable Technical Potential | 0 | 0 | 0 | 0 | 0 | 0 | 0 | 0 | 0 | 0 | 0 | 0 | 0 | 0 | 0 | 0 | 0 | 0 | 0 | 0 | 0 | 0 | 0
F5_Industrial_Agriculture_New_Space Heating_Natural Gas_Retrocommissioning_A_Achievable Technical Potential | F5 | Industrial | Agriculture | New | Space Heating | Natural Gas | Retrocommissioning | A | Incremental Summer Peak Savings (MW) | Achievable Technical Potential | 0 | 0 | 0 | 0 | 0 | 0 | 0 | 0 | 0 | 0 | 0 | 0 | 0 | 0 | 0 | 0 | 0 | 0 | 0 | 0 | 0 | 0 | 0
F6_Industrial_Agriculture_New_Space Heating_Natural Gas_Retrocommissioning_A_Achievable Technical Potential | F6 | Industrial | Agriculture | New | Space Heating | Natural Gas | Retrocommissioning | A | Incremental Winter Peak Savings (MW) | Achievable Technical Potential | 0 | 0 | 0 | 0 | 0 | 0 | 0 | 0 | 0 | 0 | 0 | 0 | 0 | 0 | 0 | 0 | 0 | 0 | 0 | 0 | 0 | 0 | 0
F7_Industrial_Agriculture_New_Space Heating_Natural Gas_Retrocommissioning_A_Achievable Technical Potential | F7 | Industrial | Agriculture | New | Space Heating | Natural Gas | Retrocommissioning | A | Cumulative Energy Savings (MWh or mTherms) | Achievable Technical Potential | 0 | 0 | 0 | 0 | 0 | 0 | 0 | 0 | 0 | 0 | 0 | 0 | 0 | 0 | 0 | 0 | 0 | 0 | 0 | 0 | 0 | 0 | 0
F8_Industrial_Agriculture_New_Space Heating_Natural Gas_Retrocommissioning_A_Achievable Technical Potential | F8 | Industrial | Agriculture | New | Space Heating | Natural Gas | Retrocommissioning | A | Cumulative Summer Peak Savings (MW) | Achievable Technical Potential | 0 | 0 | 0 | 0 | 0 | 0 | 0 | 0 | 0 | 0 | 0 | 0 | 0 | 0 | 0 | 0 | 0 | 0 | 0 | 0 | 0 | 0 | 0
F9_Industrial_Agriculture_New_Space Heating_Natural Gas_Retrocommissioning_A_Achievable Technical Potential | F9 | Industrial | Agriculture | New | Space Heating | Natural Gas | Retrocommissioning | A | Cumulative Winter Peak Savings (MW) | Achievable Technical Potential | 0 | 0 | 0 | 0 | 0 | 0 | 0 | 0 | 0 | 0 | 0 | 0 | 0 | 0 | 0 | 0 | 0 | 0 | 0 | 0 | 0 | 0 | 0
F10_Industrial_Agriculture_New_Space Heating_Natural Gas_Retrocommissioning_A_Achievable Technical Potential | F10 | Industrial | Agriculture | New | Space Heating | Natural Gas | Retrocommissioning | A | Purchases (Incremental) | Achievable Technical Potential | 0 | 0 | 0 | 0 | 0 | 0 | 0 | 0 | 0 | 0 | 0 | 0 | 0 | 0 | 0 | 0 | 0 | 0 | 0 | 0 | 0 | 0 | 0
F11_Industrial_Agriculture_New_Space Heating_Natural Gas_Retrocommissioning_A_Achievable Technical Potential | F11 | Industrial | Agriculture | New | Space Heating | Natural Gas | Retrocommissioning | A | Purchases (Cumulative) | Achievable Technical Potential | 0 | 0 | 0 | 0 | 0 | 0 | 0 | 0 | 0 | 0 | 0 | 0 | 0 | 0 | 0 | 0 | 0 | 0 | 0 | 0 | 0 | 0 | 0
F1_Industrial_Agriculture_New_Process_Natural Gas_Retrocommissioning_A_Achievable Technical Potential | F1 | Industrial | Agriculture | New | Process | Natural Gas | Retrocommissioning | A | Integrated Unit Energy Savings (kWh or therms) | Achievable Technical Potential | 0 | 0 | 0 | 0 | 0 | 0 | 0 | 0 | 0 | 0 | 0 | 0 | 0 | 0 | 0 | 0 | 0 | 0 | 0 | 0 | 0 | 0 | 0
F2_Industrial_Agriculture_New_Process_Natural Gas_Retrocommissioning_A_Achievable Technical Potential | F2 | Industrial | Agriculture | New | Process | Natural Gas | Retrocommissioning | A | Integrated Unit Summer Peak Savings (kW) | Achievable Technical Potential | 0 | 0 | 0 | 0 | 0 | 0 | 0 | 0 | 0 | 0 | 0 | 0 | 0 | 0 | 0 | 0 | 0 | 0 | 0 | 0 | 0 | 0 | 0
F3_Industrial_Agriculture_New_Process_Natural Gas_Retrocommissioning_A_Achievable Technical Potential | F3 | Industrial | Agriculture | New | Process | Natural Gas | Retrocommissioning | A | Integrated Unit Winter Peak Savings (kW) | Achievable Technical Potential | 0 | 0 | 0 | 0 | 0 | 0 | 0 | 0 | 0 | 0 | 0 | 0 | 0 | 0 | 0 | 0 | 0 | 0 | 0 | 0 | 0 | 0 | 0
F4_Industrial_Agriculture_New_Process_Natural Gas_Retrocommissioning_A_Achievable Technical Potential | F4 | Industrial | Agriculture | New | Process | Natural Gas | Retrocommissioning | A | Incremental Energy Savings (MWh or mTherms) | Achievable Technical Potential | 0 | 0 | 0 | 0 | 0 | 0 | 0 | 0 | 0 | 0 | 0 | 0 | 0 | 0 | 0 | 0 | 0 | 0 | 0 | 0 | 0 | 0 | 0
F5_Industrial_Agriculture_New_Process_Natural Gas_Retrocommissioning_A_Achievable Technical Potential | F5 | Industrial | Agriculture | New | Process | Natural Gas | Retrocommissioning | A | Incremental Summer Peak Savings (MW) | Achievable Technical Potential | 0 | 0 | 0 | 0 | 0 | 0 | 0 | 0 | 0 | 0 | 0 | 0 | 0 | 0 | 0 | 0 | 0 | 0 | 0 | 0 | 0 | 0 | 0
F6_Industrial_Agriculture_New_Process_Natural Gas_Retrocommissioning_A_Achievable Technical Potential | F6 | Industrial | Agriculture | New | Process | Natural Gas | Retrocommissioning | A | Incremental Winter Peak Savings (MW) | Achievable Technical Potential | 0 | 0 | 0 | 0 | 0 | 0 | 0 | 0 | 0 | 0 | 0 | 0 | 0 | 0 | 0 | 0 | 0 | 0 | 0 | 0 | 0 | 0 | 0
F7_Industrial_Agriculture_New_Process_Natural Gas_Retrocommissioning_A_Achievable Technical Potential | F7 | Industrial | Agriculture | New | Process | Natural Gas | Retrocommissioning | A | Cumulative Energy Savings (MWh or mTherms) | Achievable Technical Potential | 0 | 0 | 0 | 0 | 0 | 0 | 0 | 0 | 0 | 0 | 0 | 0 | 0 | 0 | 0 | 0 | 0 | 0 | 0 | 0 | 0 | 0 | 0
F8_Industrial_Agriculture_New_Process_Natural Gas_Retrocommissioning_A_Achievable Technical Potential | F8 | Industrial | Agriculture | New | Process | Natural Gas | Retrocommissioning | A | Cumulative Summer Peak Savings (MW) | Achievable Technical Potential | 0 | 0 | 0 | 0 | 0 | 0 | 0 | 0 | 0 | 0 | 0 | 0 | 0 | 0 | 0 | 0 | 0 | 0 | 0 | 0 | 0 | 0 | 0
F9_Industrial_Agriculture_New_Process_Natural Gas_Retrocommissioning_A_Achievable Technical Potential | F9 | Industrial | Agriculture | New | Process | Natural Gas | Retrocommissioning | A | Cumulative Winter Peak Savings (MW) | Achievable Technical Potential | 0 | 0 | 0 | 0 | 0 | 0 | 0 | 0 | 0 | 0 | 0 | 0 | 0 | 0 | 0 | 0 | 0 | 0 | 0 | 0 | 0 | 0 | 0
F10_Industrial_Agriculture_New_Process_Natural Gas_Retrocommissioning_A_Achievable Technical Potential | F10 | Industrial | Agriculture | New | Process | Natural Gas | Retrocommissioning | A | Purchases (Incremental) | Achievable Technical Potential | 0 | 0 | 0 | 0 | 0 | 0 | 0 | 0 | 0 | 0 | 0 | 0 | 0 | 0 | 0 | 0 | 0 | 0 | 0 | 0 | 0 | 0 | 0
F11_Industrial_Agriculture_New_Process_Natural Gas_Retrocommissioning_A_Achievable Technical Potential | F11 | Industrial | Agriculture | New | Process | Natural Gas | Retrocommissioning | A | Purchases (Cumulative) | Achievable Technical Potential | 0 | 0 | 0 | 0 | 0 | 0 | 0 | 0 | 0 | 0 | 0 | 0 | 0 | 0 | 0 | 0 | 0 | 0 | 0 | 0 | 0 | 0 | 0
F1_Industrial_Primary Metals_Existing_Space Heating_Natural Gas_Insulation - Roof/Ceiling_A_Achievable Technical Potential | F1 | Industrial | Primary Metals | Existing | Space Heating | Natural Gas | Insulation - Roof/Ceiling | A | Integrated Unit Energy Savings (kWh or therms) | Achievable Technical Potential | 0 | 0 | 0.08286 | 0.082461 | 0.082029 | 0.081554 | 0.081023 | 0.080427 | 0.079756 | 0.079004 | 0.078171 | 0.077266 | 0.0763 | 0.075292 | 0.074262 | 0.073237 | 0.072242 | 0.071326 | 0.070501 | 0.069765 | 0.069106 | 0.068507 | 0
F2_Industrial_Primary Metals_Existing_Space Heating_Natural Gas_Insulation - Roof/Ceiling_A_Achievable Technical Potential | F2 | Industrial | Primary Metals | Existing | Space Heating | Natural Gas | Insulation - Roof/Ceiling | A | Integrated Unit Summer Peak Savings (kW) | Achievable Technical Potential | 0 | 0 | 0 | 0 | 0 | 0 | 0 | 0 | 0 | 0 | 0 | 0 | 0 | 0 | 0 | 0 | 0 | 0 | 0 | 0 | 0 | 0 | 0
F3_Industrial_Primary Metals_Existing_Space Heating_Natural Gas_Insulation - Roof/Ceiling_A_Achievable Technical Potential | F3 | Industrial | Primary Metals | Existing | Space Heating | Natural Gas | Insulation - Roof/Ceiling | A | Integrated Unit Winter Peak Savings (kW) | Achievable Technical Potential | 0 | 0 | 0 | 0 | 0 | 0 | 0 | 0 | 0 | 0 | 0 | 0 | 0 | 0 | 0 | 0 | 0 | 0 | 0 | 0 | 0 | 0 | 0
F4_Industrial_Primary Metals_Existing_Space Heating_Natural Gas_Insulation - Roof/Ceiling_A_Achievable Technical Potential | F4 | Industrial | Primary Metals | Existing | Space Heating | Natural Gas | Insulation - Roof/Ceiling | A | Incremental Energy Savings (MWh or mTherms) | Achievable Technical Potential | 0 | 0 | 0.30047 | 0.51427 | 0.78206 | 1.0698 | 1.3294 | 1.513 | 1.5879 | 1.5458 | 1.4029 | 1.1924 | 0.95301 | 0.71882 | 0.5134 | 0.34831 | 0.2251 | 0.13899 | 0.082184 | 0.054115 | 0 | 0 | 0
F5_Industrial_Primary Metals_Existing_Space Heating_Natural Gas_Insulation - Roof/Ceiling_A_Achievable Technical Potential | F5 | Industrial | Primary Metals | Existing | Space Heating | Natural Gas | Insulation - Roof/Ceiling | A | Incremental Summer Peak Savings (MW) | Achievable Technical Potential | 0 | 0 | 0 | 0 | 0 | 0 | 0 | 0 | 0 | 0 | 0 | 0 | 0 | 0 | 0 | 0 | 0 | 0 | 0 | 0 | 0 | 0 | 0
F6_Industrial_Primary Metals_Existing_Space Heating_Natural Gas_Insulation - Roof/Ceiling_A_Achievable Technical Potential | F6 | Industrial | Primary Metals | Existing | Space Heating | Natural Gas | Insulation - Roof/Ceiling | A | Incremental Winter Peak Savings (MW) | Achievable Technical Potential | 0 | 0 | 0 | 0 | 0 | 0 | 0 | 0 | 0 | 0 | 0 | 0 | 0 | 0 | 0 | 0 | 0 | 0 | 0 | 0 | 0 | 0 | 0
F7_Industrial_Primary Metals_Existing_Space Heating_Natural Gas_Insulation - Roof/Ceiling_A_Achievable Technical Potential | F7 | Industrial | Primary Metals | Existing | Space Heating | Natural Gas | Insulation - Roof/Ceiling | A | Cumulative Energy Savings (MWh or mTherms) | Achievable Technical Potential | 0 | 0 | 0.30047 | 0.8133 | 1.5911 | 2.6517 | 3.9638 | 5.4476 | 6.99 | 8.4699 | 9.7836 | 10.8627 | 11.6799 | 12.2443 | 12.5903 | 12.7649 | 12.8164 | 12.793 | 12.7272 | 12.6484 | 12.529 | 12.4203 | 0
F8_Industrial_Primary Metals_Existing_Space Heating_Natural Gas_Insulation - Roof/Ceiling_A_Achievable Technical Potential | F8 | Industrial | Primary Metals | Existing | Space Heating | Natural Gas | Insulation - Roof/Ceiling | A | Cumulative Summer Peak Savings (MW) | Achievable Technical Potential | 0 | 0 | 0 | 0 | 0 | 0 | 0 | 0 | 0 | 0 | 0 | 0 | 0 | 0 | 0 | 0 | 0 | 0 | 0 | 0 | 0 | 0 | 0
F9_Industrial_Primary Metals_Existing_Space Heating_Natural Gas_Insulation - Roof/Ceiling_A_Achievable Technical Potential | F9 | Industrial | Primary Metals | Existing | Space Heating | Natural Gas | Insulation - Roof/Ceiling | A | Cumulative Winter Peak Savings (MW) | Achievable Technical Potential | 0 | 0 | 0 | 0 | 0 | 0 | 0 | 0 | 0 | 0 | 0 | 0 | 0 | 0 | 0 | 0 | 0 | 0 | 0 | 0 | 0 | 0 | 0
F10_Industrial_Primary Metals_Existing_Space Heating_Natural Gas_Insulation - Roof/Ceiling_A_Achievable Technical Potential | F10 | Industrial | Primary Metals | Existing | Space Heating | Natural Gas | Insulation - Roof/Ceiling | A | Purchases (Incremental) | Achievable Technical Potential | 0 | 0 | 3626.254 | 6236.5317 | 9534.0083 | 13117.4803 | 16407.1306 | 18811.6239 | 19909.3844 | 19566.1192 | 17946.8541 | 15432.7474 | 12490.1952 | 9547.1032 | 6913.4196 | 4755.9559 | 3115.9711 | 1948.7029 | 1165.7158 | 775.6788 | 0 | 0 | 0
F11_Industrial_Primary Metals_Existing_Space Heating_Natural Gas_Insulation - Roof/Ceiling_A_Achievable Technical Potential | F11 | Industrial | Primary Metals | Existing | Space Heating | Natural Gas | Insulation - Roof/Ceiling | A | Purchases (Cumulative) | Achievable Technical Potential | 0 | 0 | 3626.254 | 9862.7858 | 19396.794 | 32514.2744 | 48921.405 | 67733.0288 | 87642.4132 | 107208.5324 | 125155.3865 | 140588.1339 | 153078.3291 | 162625.4323 | 169538.8519 | 174294.8077 | 177410.7788 | 179359.4817 | 180525.1976 | 181300.8764 | 181300.8764 | 181300.8764 | 0
F1_Industrial_Primary Metals_Existing_Space Heating_Natural Gas_Insulation - Wall Cavity_A_Achievable Technical Potential | F1 | Industrial | Primary Metals | Existing | Space Heating | Natural Gas | Insulation - Wall Cavity | A | Integrated Unit Energy Savings (kWh or therms) | Achievable Technical Potential | 0 | 0 | 0.018069 | 0.01788 | 0.017628 | 0.017305 | 0.016911 | 0.016458 | 0.015965 | 0.015456 | 0.014954 | 0.014478 | 0.014039 | 0.013641 | 0.013285 | 0.012967 | 0.012683 | 0.012433 | 0.012213 | 0.012016 | 0.011846 | 0.011686 | 0
F2_Industrial_Primary Metals_Existing_Space Heating_Natural Gas_Insulation - Wall Cavity_A_Achievable Technical Potential | F2 | Industrial | Primary Metals | Existing | Space Heating | Natural Gas | Insulation - Wall Cavity | A | Integrated Unit Summer Peak Savings (kW) | Achievable Technical Potential | 0 | 0 | 0 | 0 | 0 | 0 | 0 | 0 | 0 | 0 | 0 | 0 | 0 | 0 | 0 | 0 | 0 | 0 | 0 | 0 | 0 | 0 | 0
F3_Industrial_Primary Metals_Existing_Space Heating_Natural Gas_Insulation - Wall Cavity_A_Achievable Technical Potential | F3 | Industrial | Primary Metals | Existing | Space Heating | Natural Gas | Insulation - Wall Cavity | A | Integrated Unit Winter Peak Savings (kW) | Achievable Technical Potential | 0 | 0 | 0 | 0 | 0 | 0 | 0 | 0 | 0 | 0 | 0 | 0 | 0 | 0 | 0 | 0 | 0 | 0 | 0 | 0 | 0 | 0 | 0
F4_Industrial_Primary Metals_Existing_Space Heating_Natural Gas_Insulation - Wall Cavity_A_Achievable Technical Potential | F4 | Industrial | Primary Metals | Existing | Space Heating | Natural Gas | Insulation - Wall Cavity | A | Incremental Energy Savings (MWh or mTherms) | Achievable Technical Potential | 0 | 0 | 0.065521 | 0.11151 | 0.16807 | 0.227 | 0.27747 | 0.3096 | 0.31786 | 0.30242 | 0.26838 | 0.22344 | 0.17535 | 0.13024 | 0.091845 | 0.06167 | 0.039519 | 0.024228 | 0.014237 | 0.0093204 | 0 | 0 | 0
F5_Industrial_Primary Metals_Existing_Space Heating_Natural Gas_Insulation - Wall Cavity_A_Achievable Technical Potential | F5 | Industrial | Primary Metals | Existing | Space Heating | Natural Gas | Insulation - Wall Cavity | A | Incremental Summer Peak Savings (MW) | Achievable Technical Potential | 0 | 0 | 0 | 0 | 0 | 0 | 0 | 0 | 0 | 0 | 0 | 0 | 0 | 0 | 0 | 0 | 0 | 0 | 0 | 0 | 0 | 0 | 0
F6_Industrial_Primary Metals_Existing_Space Heating_Natural Gas_Insulation - Wall Cavity_A_Achievable Technical Potential | F6 | Industrial | Primary Metals | Existing | Space Heating | Natural Gas | Insulation - Wall Cavity | A | Incremental Winter Peak Savings (MW) | Achievable Technical Potential | 0 | 0 | 0 | 0 | 0 | 0 | 0 | 0 | 0 | 0 | 0 | 0 | 0 | 0 | 0 | 0 | 0 | 0 | 0 | 0 | 0 | 0 | 0
F7_Industrial_Primary Metals_Existing_Space Heating_Natural Gas_Insulation - Wall Cavity_A_Achievable Technical Potential | F7 | Industrial | Primary Metals | Existing | Space Heating | Natural Gas | Insulation - Wall Cavity | A | Cumulative Energy Savings (MWh or mTherms) | Achievable Technical Potential | 0 | 0 | 0.065521 | 0.17634 | 0.34193 | 0.56266 | 0.82733 | 1.1148 | 1.3992 | 1.657 | 1.8716 | 2.0355 | 2.1491 | 2.2184 | 2.2523 | 2.2601 | 2.25 | 2.23 | 2.2048 | 2.1785 | 2.1476 | 2.1186 | 0
F8_Industrial_Primary Metals_Existing_Space Heating_Natural Gas_Insulation - Wall Cavity_A_Achievable Technical Potential | F8 | Industrial | Primary Metals | Existing | Space Heating | Natural Gas | Insulation - Wall Cavity | A | Cumulative Summer Peak Savings (MW) | Achievable Technical Potential | 0 | 0 | 0 | 0 | 0 | 0 | 0 | 0 | 0 | 0 | 0 | 0 | 0 | 0 | 0 | 0 | 0 | 0 | 0 | 0 | 0 | 0 | 0
F9_Industrial_Primary Metals_Existing_Space Heating_Natural Gas_Insulation - Wall Cavity_A_Achievable Technical Potential | F9 | Industrial | Primary Metals | Existing | Space Heating | Natural Gas | Insulation - Wall Cavity | A | Cumulative Winter Peak Savings (MW) | Achievable Technical Potential | 0 | 0 | 0 | 0 | 0 | 0 | 0 | 0 | 0 | 0 | 0 | 0 | 0 | 0 | 0 | 0 | 0 | 0 | 0 | 0 | 0 | 0 | 0
F10_Industrial_Primary Metals_Existing_Space Heating_Natural Gas_Insulation - Wall Cavity_A_Achievable Technical Potential | F10 | Industrial | Primary Metals | Existing | Space Heating | Natural Gas | Insulation - Wall Cavity | A | Purchases (Incremental) | Achievable Technical Potential | 0 | 0 | 3626.254 | 6236.5317 | 9534.0083 | 13117.4803 | 16407.1306 | 18811.6239 | 19909.3844 | 19566.1192 | 17946.8541 | 15432.7474 | 12490.1952 | 9547.1032 | 6913.4196 | 4755.9559 | 3115.9711 | 1948.7029 | 1165.7158 | 775.6788 | 0 | 0 | 0
F11_Industrial_Primary Metals_Existing_Space Heating_Natural Gas_Insulation - Wall Cavity_A_Achievable Technical Potential | F11 | Industrial | Primary Metals | Existing | Space Heating | Natural Gas | Insulation - Wall Cavity | A | Purchases (Cumulative) | Achievable Technical Potential | 0 | 0 | 3626.254 | 9862.7858 | 19396.794 | 32514.2744 | 48921.405 | 67733.0288 | 87642.4132 | 107208.5324 | 125155.3865 | 140588.1339 | 153078.3291 | 162625.4323 | 169538.8519 | 174294.8077 | 177410.7788 | 179359.4817 | 180525.1976 | 181300.8764 | 181300.8764 | 181300.8764 | 0
F1_Industrial_Primary Metals_Existing_Space Heating_Natural Gas_Insulation - Ducting_A_Achievable Technical Potential | F1 | Industrial | Primary Metals | Existing | Space Heating | Natural Gas | Insulation - Ducting | A | Integrated Unit Energy Savings (kWh or therms) | Achievable Technical Potential | 0 | 0 | 0.0014286 | 0.0014049 | 0.0013753 | 0.0013392 | 0.0012968 | 0.0012495 | 0.0011993 | 0.0011483 | 0.0010987 | 0.0010521 | 0.0010093 | 0.00097075 | 0.00093631 | 0.00090569 | 0.00087848 | 0.0008546 | 0.00083359 | 0.00081478 | 0.00079846 | 0.00078316 | 0
F2_Industrial_Primary Metals_Existing_Space Heating_Natural Gas_Insulation - Ducting_A_Achievable Technical Potential | F2 | Industrial | Primary Metals | Existing | Space Heating | Natural Gas | Insulation - Ducting | A | Integrated Unit Summer Peak Savings (kW) | Achievable Technical Potential | 0 | 0 | 0 | 0 | 0 | 0 | 0 | 0 | 0 | 0 | 0 | 0 | 0 | 0 | 0 | 0 | 0 | 0 | 0 | 0 | 0 | 0 | 0
F3_Industrial_Primary Metals_Existing_Space Heating_Natural Gas_Insulation - Ducting_A_Achievable Technical Potential | F3 | Industrial | Primary Metals | Existing | Space Heating | Natural Gas | Insulation - Ducting | A | Integrated Unit Winter Peak Savings (kW) | Achievable Technical Potential | 0 | 0 | 0 | 0 | 0 | 0 | 0 | 0 | 0 | 0 | 0 | 0 | 0 | 0 | 0 | 0 | 0 | 0 | 0 | 0 | 0 | 0 | 0
F4_Industrial_Primary Metals_Existing_Space Heating_Natural Gas_Insulation - Ducting_A_Achievable Technical Potential | F4 | Industrial | Primary Metals | Existing | Space Heating | Natural Gas | Insulation - Ducting | A | Incremental Energy Savings (MWh or mTherms) | Achievable Technical Potential | 0 | 0 | 0.00065411 | 0.00077617 | 0.00091375 | 0.0010151 | 0.0011019 | 0.0012199 | 0.0012622 | 0.0012134 | 0.0010752 | 0.00086973 | 0.00063455 | 0.00039695 | 0.00021848 | 9.9998e-05 | 4.0329e-05 | 1.402e-05 | 4.198e-06 | 8.7891e-07 | 1.3913e-07 | 1.6098e-08 | 0
F5_Industrial_Primary Metals_Existing_Space Heating_Natural Gas_Insulation - Ducting_A_Achievable Technical Potential | F5 | Industrial | Primary Metals | Existing | Space Heating | Natural Gas | Insulation - Ducting | A | Incremental Summer Peak Savings (MW) | Achievable Technical Potential | 0 | 0 | 0 | 0 | 0 | 0 | 0 | 0 | 0 | 0 | 0 | 0 | 0 | 0 | 0 | 0 | 0 | 0 | 0 | 0 | 0 | 0 | 0
F6_Industrial_Primary Metals_Existing_Space Heating_Natural Gas_Insulation - Ducting_A_Achievable Technical Potential | F6 | Industrial | Primary Metals | Existing | Space Heating | Natural Gas | Insulation - Ducting | A | Incremental Winter Peak Savings (MW) | Achievable Technical Potential | 0 | 0 | 0 | 0 | 0 | 0 | 0 | 0 | 0 | 0 | 0 | 0 | 0 | 0 | 0 | 0 | 0 | 0 | 0 | 0 | 0 | 0 | 0
F7_Industrial_Primary Metals_Existing_Space Heating_Natural Gas_Insulation - Ducting_A_Achievable Technical Potential | F7 | Industrial | Primary Metals | Existing | Space Heating | Natural Gas | Insulation - Ducting | A | Cumulative Energy Savings (MWh or mTherms) | Achievable Technical Potential | 0 | 0 | 0.00065411 | 0.0014194 | 0.0023032 | 0.0032578 | 0.0042568 | 0.0053214 | 0.0063696 | 0.0073121 | 0.0080714 | 0.0085986 | 0.0088838 | 0.0089413 | 0.0088426 | 0.0086534 | 0.0084338 | 0.0082186 | 0.0080207 | 0.0078406 | 0.0076837 | 0.0075364 | 0
F8_Industrial_Primary Metals_Existing_Space Heating_Natural Gas_Insulation - Ducting_A_Achievable Technical Potential | F8 | Industrial | Primary Metals | Existing | Space Heating | Natural Gas | Insulation - Ducting | A | Cumulative Summer Peak Savings (MW) | Achievable Technical Potential | 0 | 0 | 0 | 0 | 0 | 0 | 0 | 0 | 0 | 0 | 0 | 0 | 0 | 0 | 0 | 0 | 0 | 0 | 0 | 0 | 0 | 0 | 0
F9_Industrial_Primary Metals_Existing_Space Heating_Natural Gas_Insulation - Ducting_A_Achievable Technical Potential | F9 | Industrial | Primary Metals | Existing | Space Heating | Natural Gas | Insulation - Ducting | A | Cumulative Winter Peak Savings (MW) | Achievable Technical Potential | 0 | 0 | 0 | 0 | 0 | 0 | 0 | 0 | 0 | 0 | 0 | 0 | 0 | 0 | 0 | 0 | 0 | 0 | 0 | 0 | 0 | 0 | 0
F10_Industrial_Primary Metals_Existing_Space Heating_Natural Gas_Insulation - Ducting_A_Achievable Technical Potential | F10 | Industrial | Primary Metals | Existing | Space Heating | Natural Gas | Insulation - Ducting | A | Purchases (Incremental) | Achievable Technical Potential | 0 | 0 | 457.858 | 552.4839 | 664.4221 | 757.9913 | 849.6784 | 976.249 | 1052.4955 | 1056.6606 | 978.6073 | 826.6925 | 628.6997 | 408.9129 | 233.3396 | 110.4117 | 45.9072 | 16.4057 | 5.0361 | 1.0787 | 0.17425 | 0.020556 | 0
F11_Industrial_Primary Metals_Existing_Space Heating_Natural Gas_Insulation - Ducting_A_Achievable Technical Potential | F11 | Industrial | Primary Metals | Existing | Space Heating | Natural Gas | Insulation - Ducting | A | Purchases (Cumulative) | Achievable Technical Potential | 0 | 0 | 457.858 | 1010.342 | 1674.7641 | 2432.7554 | 3282.4338 | 4258.6828 | 5311.1784 | 6367.839 | 7346.4463 | 8173.1387 | 8801.8384 | 9210.7513 | 9444.0909 | 9554.5026 | 9600.4098 | 9616.8156 | 9621.8516 | 9622.9303 | 9623.1046 | 9623.1251 | 0
F1_Industrial_Primary Metals_Existing_Space Heating_Natural Gas_HVAC - Duct Repair and Sealing_A_Achievable Technical Potential | F1 | Industrial | Primary Metals | Existing | Space Heating | Natural Gas | HVAC - Duct Repair and Sealing | A | Integrated Unit Energy Savings (kWh or therms) | Achievable Technical Potential | 0 | 0 | 0.0040508 | 0.003996 | 0.0039274 | 0.0038434 | 0.0037443 | 0.003633 | 0.0035139 | 0.0033923 | 0.0032734 | 0.0031612 | 0.003058 | 0.0029646 | 0.002881 | 0.0028064 | 0.0027396 | 0.0026808 | 0.0026289 | 0.0025822 | 0.0025417 | 0.0025037 | 0
F2_Industrial_Primary Metals_Existing_Space Heating_Natural Gas_HVAC - Duct Repair and Sealing_A_Achievable Technical Potential | F2 | Industrial | Primary Metals | Existing | Space Heating | Natural Gas | HVAC - Duct Repair and Sealing | A | Integrated Unit Summer Peak Savings (kW) | Achievable Technical Potential | 0 | 0 | 0 | 0 | 0 | 0 | 0 | 0 | 0 | 0 | 0 | 0 | 0 | 0 | 0 | 0 | 0 | 0 | 0 | 0 | 0 | 0 | 0
F3_Industrial_Primary Metals_Existing_Space Heating_Natural Gas_HVAC - Duct Repair and Sealing_A_Achievable Technical Potential | F3 | Industrial | Primary Metals | Existing | Space Heating | Natural Gas | HVAC - Duct Repair and Sealing | A | Integrated Unit Winter Peak Savings (kW) | Achievable Technical Potential | 0 | 0 | 0 | 0 | 0 | 0 | 0 | 0 | 0 | 0 | 0 | 0 | 0 | 0 | 0 | 0 | 0 | 0 | 0 | 0 | 0 | 0 | 0
F4_Industrial_Primary Metals_Existing_Space Heating_Natural Gas_HVAC - Duct Repair and Sealing_A_Achievable Technical Potential | F4 | Industrial | Primary Metals | Existing | Space Heating | Natural Gas | HVAC - Duct Repair and Sealing | A | Incremental Energy Savings (MWh or mTherms) | Achievable Technical Potential | 0 | 0 | 0.003774 | 0.0036588 | 0.003534 | 0.0033988 | 0.0032541 | 0.0031029 | 0.0029494 | 0.0027983 | 0.0026536 | 0.0025185 | 0.0023943 | 0.0022812 | 0.0021786 | 0.0020856 | 0.0020008 | 0.0019242 | 0.0018544 | 0.00179 | 0.0017316 | 0.0016763 | 0
F5_Industrial_Primary Metals_Existing_Space Heating_Natural Gas_HVAC - Duct Repair and Sealing_A_Achievable Technical Potential | F5 | Industrial | Primary Metals | Existing | Space Heating | Natural Gas | HVAC - Duct Repair and Sealing | A | Incremental Summer Peak Savings (MW) | Achievable Technical Potential | 0 | 0 | 0 | 0 | 0 | 0 | 0 | 0 | 0 | 0 | 0 | 0 | 0 | 0 | 0 | 0 | 0 | 0 | 0 | 0 | 0 | 0 | 0
F6_Industrial_Primary Metals_Existing_Space Heating_Natural Gas_HVAC - Duct Repair and Sealing_A_Achievable Technical Potential | F6 | Industrial | Primary Metals | Existing | Space Heating | Natural Gas | HVAC - Duct Repair and Sealing | A | Incremental Winter Peak Savings (MW) | Achievable Technical Potential | 0 | 0 | 0 | 0 | 0 | 0 | 0 | 0 | 0 | 0 | 0 | 0 | 0 | 0 | 0 | 0 | 0 | 0 | 0 | 0 | 0 | 0 | 0
F7_Industrial_Primary Metals_Existing_Space Heating_Natural Gas_HVAC - Duct Repair and Sealing_A_Achievable Technical Potential | F7 | Industrial | Primary Metals | Existing | Space Heating | Natural Gas | HVAC - Duct Repair and Sealing | A | Cumulative Energy Savings (MWh or mTherms) | Achievable Technical Potential | 0 | 0 | 0.003774 | 0.0073818 | 0.010789 | 0.013957 | 0.016852 | 0.019453 | 0.021765 | 0.02381 | 0.025629 | 0.027269 | 0.028773 | 0.030176 | 0.031504 | 0.032773 | 0.033994 | 0.035189 | 0.036361 | 0.037506 | 0.038649 | 0.039748 | 0
F8_Industrial_Primary Metals_Existing_Space Heating_Natural Gas_HVAC - Duct Repair and Sealing_A_Achievable Technical Potential | F8 | Industrial | Primary Metals | Existing | Space Heating | Natural Gas | HVAC - Duct Repair and Sealing | A | Cumulative Summer Peak Savings (MW) | Achievable Technical Potential | 0 | 0 | 0 | 0 | 0 | 0 | 0 | 0 | 0 | 0 | 0 | 0 | 0 | 0 | 0 | 0 | 0 | 0 | 0 | 0 | 0 | 0 | 0
F9_Industrial_Primary Metals_Existing_Space Heating_Natural Gas_HVAC - Duct Repair and Sealing_A_Achievable Technical Potential | F9 | Industrial | Primary Metals | Existing | Space Heating | Natural Gas | HVAC - Duct Repair and Sealing | A | Cumulative Winter Peak Savings (MW) | Achievable Technical Potential | 0 | 0 | 0 | 0 | 0 | 0 | 0 | 0 | 0 | 0 | 0 | 0 | 0 | 0 | 0 | 0 | 0 | 0 | 0 | 0 | 0 | 0 | 0
F10_Industrial_Primary Metals_Existing_Space Heating_Natural Gas_HVAC - Duct Repair and Sealing_A_Achievable Technical Potential | F10 | Industrial | Primary Metals | Existing | Space Heating | Natural Gas | HVAC - Duct Repair and Sealing | A | Purchases (Incremental) | Achievable Technical Potential | 0 | 0 | 931.6878 | 915.6243 | 899.8376 | 884.3232 | 869.0762 | 854.0922 | 839.3664 | 824.8946 | 810.6723 | 796.6952 | 782.959 | 769.4598 | 756.1932 | 743.1554 | 730.3424 | 717.7503 | 705.3753 | 693.2136 | 681.2617 | 669.5158 | 0
F11_Industrial_Primary Metals_Existing_Space Heating_Natural Gas_HVAC - Duct Repair and Sealing_A_Achievable Technical Potential | F11 | Industrial | Primary Metals | Existing | Space Heating | Natural Gas | HVAC - Duct Repair and Sealing | A | Purchases (Cumulative) | Achievable Technical Potential | 0 | 0 | 931.6878 | 1847.3121 | 2747.1497 | 3631.4729 | 4500.5491 | 5354.6413 | 6194.0077 | 7018.9023 | 7829.5746 | 8626.2698 | 9409.2288 | 10178.6886 | 10934.8818 | 11678.0372 | 12408.3795 | 13126.1298 | 13831.5051 | 14524.7187 | 15205.9803 | 15875.4961 | 0
F1_Industrial_Primary Metals_Existing_Space Heating_Natural Gas_Windows - High Efficiency_A_Achievable Technical Potential | F1 | Industrial | Primary Metals | Existing | Space Heating | Natural Gas | Windows - High Efficiency | A | Integrated Unit Energy Savings (kWh or therms) | Achievable Technical Potential | 0 | 0 | 0.0077096 | 0.0076085 | 0.0074757 | 0.0073077 | 0.0071055 | 0.0068757 | 0.006629 | 0.0063776 | 0.006133 | 0.0059038 | 0.0056949 | 0.0055077 | 0.0053415 | 0.0051941 | 0.0050629 | 0.0049474 | 0.0048451 | 0.0047524 | 0.0046717 | 0.0045951 | 0
F2_Industrial_Primary Metals_Existing_Space Heating_Natural Gas_Windows - High Efficiency_A_Achievable Technical Potential | F2 | Industrial | Primary Metals | Existing | Space Heating | Natural Gas | Windows - High Efficiency | A | Integrated Unit Summer Peak Savings (kW) | Achievable Technical Potential | 0 | 0 | 0 | 0 | 0 | 0 | 0 | 0 | 0 | 0 | 0 | 0 | 0 | 0 | 0 | 0 | 0 | 0 | 0 | 0 | 0 | 0 | 0
F3_Industrial_Primary Metals_Existing_Space Heating_Natural Gas_Windows - High Efficiency_A_Achievable Technical Potential | F3 | Industrial | Primary Metals | Existing | Space Heating | Natural Gas | Windows - High Efficiency | A | Integrated Unit Winter Peak Savings (kW) | Achievable Technical Potential | 0 | 0 | 0 | 0 | 0 | 0 | 0 | 0 | 0 | 0 | 0 | 0 | 0 | 0 | 0 | 0 | 0 | 0 | 0 | 0 | 0 | 0 | 0
F4_Industrial_Primary Metals_Existing_Space Heating_Natural Gas_Windows - High Efficiency_A_Achievable Technical Potential | F4 | Industrial | Primary Metals | Existing | Space Heating | Natural Gas | Windows - High Efficiency | A | Incremental Energy Savings (MWh or mTherms) | Achievable Technical Potential | 0 | 0 | 0.005668 | 0.010989 | 0.01884 | 0.029441 | 0.042701 | 0.058159 | 0.074958 | 0.091876 | 0.10739 | 0.11981 | 0.12742 | 0.12884 | 0.12331 | 0.11108 | 0.093559 | 0.074304 | 0.054686 | 0.036495 | 0.022525 | 0.0142 | 0
F5_Industrial_Primary Metals_Existing_Space Heating_Natural Gas_Windows - High Efficiency_A_Achievable Technical Potential | F5 | Industrial | Primary Metals | Existing | Space Heating | Natural Gas | Windows - High Efficiency | A | Incremental Summer Peak Savings (MW) | Achievable Technical Potential | 0 | 0 | 0 | 0 | 0 | 0 | 0 | 0 | 0 | 0 | 0 | 0 | 0 | 0 | 0 | 0 | 0 | 0 | 0 | 0 | 0 | 0 | 0
F6_Industrial_Primary Metals_Existing_Space Heating_Natural Gas_Windows - High Efficiency_A_Achievable Technical Potential | F6 | Industrial | Primary Metals | Existing | Space Heating | Natural Gas | Windows - High Efficiency | A | Incremental Winter Peak Savings (MW) | Achievable Technical Potential | 0 | 0 | 0 | 0 | 0 | 0 | 0 | 0 | 0 | 0 | 0 | 0 | 0 | 0 | 0 | 0 | 0 | 0 | 0 | 0 | 0 | 0 | 0
F7_Industrial_Primary Metals_Existing_Space Heating_Natural Gas_Windows - High Efficiency_A_Achievable Technical Potential | F7 | Industrial | Primary Metals | Existing | Space Heating | Natural Gas | Windows - High Efficiency | A | Cumulative Energy Savings (MWh or mTherms) | Achievable Technical Potential | 0 | 0 | 0.005668 | 0.016582 | 0.035133 | 0.063784 | 0.10472 | 0.15949 | 0.22873 | 0.31193 | 0.40736 | 0.51194 | 0.62125 | 0.72967 | 0.83096 | 0.91912 | 0.98946 | 1.0412 | 1.0743 | 1.0903 | 1.0943 | 1.0906 | 0
F8_Industrial_Primary Metals_Existing_Space Heating_Natural Gas_Windows - High Efficiency_A_Achievable Technical Potential | F8 | Industrial | Primary Metals | Existing | Space Heating | Natural Gas | Windows - High Efficiency | A | Cumulative Summer Peak Savings (MW) | Achievable Technical Potential | 0 | 0 | 0 | 0 | 0 | 0 | 0 | 0 | 0 | 0 | 0 | 0 | 0 | 0 | 0 | 0 | 0 | 0 | 0 | 0 | 0 | 0 | 0
F9_Industrial_Primary Metals_Existing_Space Heating_Natural Gas_Windows - High Efficiency_A_Achievable Technical Potential | F9 | Industrial | Primary Metals | Existing | Space Heating | Natural Gas | Windows - High Efficiency | A | Cumulative Winter Peak Savings (MW) | Achievable Technical Potential | 0 | 0 | 0 | 0 | 0 | 0 | 0 | 0 | 0 | 0 | 0 | 0 | 0 | 0 | 0 | 0 | 0 | 0 | 0 | 0 | 0 | 0 | 0
F10_Industrial_Primary Metals_Existing_Space Heating_Natural Gas_Windows - High Efficiency_A_Achievable Technical Potential | F10 | Industrial | Primary Metals | Existing | Space Heating | Natural Gas | Windows - High Efficiency | A | Purchases (Incremental) | Achievable Technical Potential | 0 | 0 | 735.1962 | 1444.2708 | 2520.155 | 4028.6986 | 6009.5707 | 8458.593 | 11307.6299 | 14406.0349 | 17510.5792 | 20293.113 | 22375.0099 | 23392.4048 | 23085.0639 | 21386.3665 | 18479.2028 | 15018.6121 | 11286.8069 | 7679.2201 | 4821.5793 | 3090.2926 | 0
F11_Industrial_Primary Metals_Existing_Space Heating_Natural Gas_Windows - High Efficiency_A_Achievable Technical Potential | F11 | Industrial | Primary Metals | Existing | Space Heating | Natural Gas | Windows - High Efficiency | A | Purchases (Cumulative) | Achievable Technical Potential | 0 | 0 | 735.1962 | 2179.467 | 4699.622 | 8728.3206 | 14737.8912 | 23196.4842 | 34504.1141 | 48910.149 | 66420.7282 | 86713.8412 | 109088.8511 | 132481.2559 | 155566.3198 | 176952.6863 | 195431.8891 | 210450.5012 | 221737.3081 | 229416.5282 | 234238.1074 | 237328.4 | 0
F1_Industrial_Primary Metals_Existing_Space Heating_Natural Gas_Gas Boiler - Maintenance_A_Achievable Technical Potential | F1 | Industrial | Primary Metals | Existing | Space Heating | Natural Gas | Gas Boiler - Maintenance | A | Integrated Unit Energy Savings (kWh or therms) | Achievable Technical Potential | 0 | 0 | 29.1758 | 29.0911 | 29.0025 | 28.9089 | 28.8089 | 28.7009 | 28.5837 | 28.4564 | 28.3193 | 28.173 | 28.0181 | 27.8549 | 27.6839 | 27.5061 | 27.3228 | 27.1498 | 26.9886 | 26.8398 | 26.7033 | 26.5797 | 0
F2_Industrial_Primary Metals_Existing_Space Heating_Natural Gas_Gas Boiler - Maintenance_A_Achievable Technical Potential | F2 | Industrial | Primary Metals | Existing | Space Heating | Natural Gas | Gas Boiler - Maintenance | A | Integrated Unit Summer Peak Savings (kW) | Achievable Technical Potential | 0 | 0 | 0 | 0 | 0 | 0 | 0 | 0 | 0 | 0 | 0 | 0 | 0 | 0 | 0 | 0 | 0 | 0 | 0 | 0 | 0 | 0 | 0
F3_Industrial_Primary Metals_Existing_Space Heating_Natural Gas_Gas Boiler - Maintenance_A_Achievable Technical Potential | F3 | Industrial | Primary Metals | Existing | Space Heating | Natural Gas | Gas Boiler - Maintenance | A | Integrated Unit Winter Peak Savings (kW) | Achievable Technical Potential | 0 | 0 | 0 | 0 | 0 | 0 | 0 | 0 | 0 | 0 | 0 | 0 | 0 | 0 | 0 | 0 | 0 | 0 | 0 | 0 | 0 | 0 | 0
F4_Industrial_Primary Metals_Existing_Space Heating_Natural Gas_Gas Boiler - Maintenance_A_Achievable Technical Potential | F4 | Industrial | Primary Metals | Existing | Space Heating | Natural Gas | Gas Boiler - Maintenance | A | Incremental Energy Savings (MWh or mTherms) | Achievable Technical Potential | 0 | 0 | 0.0040124 | 0.0027559 | 0.0018692 | 0.001426 | 0.0012236 | 0.0010367 | 0.00086923 | 0.00072253 | 0.0005962 | 0.00048888 | 0.0003987 | 0.00030337 | 0.00023077 | 0.00017549 | 0.00013342 | 0.00011963 | 9.1466e-05 | 7.6978e-05 | 6.3126e-05 | 4.9875e-05 | 0
F5_Industrial_Primary Metals_Existing_Space Heating_Natural Gas_Gas Boiler - Maintenance_A_Achievable Technical Potential | F5 | Industrial | Primary Metals | Existing | Space Heating | Natural Gas | Gas Boiler - Maintenance | A | Incremental Summer Peak Savings (MW) | Achievable Technical Potential | 0 | 0 | 0 | 0 | 0 | 0 | 0 | 0 | 0 | 0 | 0 | 0 | 0 | 0 | 0 | 0 | 0 | 0 | 0 | 0 | 0 | 0 | 0
F6_Industrial_Primary Metals_Existing_Space Heating_Natural Gas_Gas Boiler - Maintenance_A_Achievable Technical Potential | F6 | Industrial | Primary Metals | Existing | Space Heating | Natural Gas | Gas Boiler - Maintenance | A | Incremental Winter Peak Savings (MW) | Achievable Technical Potential | 0 | 0 | 0 | 0 | 0 | 0 | 0 | 0 | 0 | 0 | 0 | 0 | 0 | 0 | 0 | 0 | 0 | 0 | 0 | 0 | 0 | 0 | 0
F7_Industrial_Primary Metals_Existing_Space Heating_Natural Gas_Gas Boiler - Maintenance_A_Achievable Technical Potential | F7 | Industrial | Primary Metals | Existing | Space Heating | Natural Gas | Gas Boiler - Maintenance | A | Cumulative Energy Savings (MWh or mTherms) | Achievable Technical Potential | 0 | 0 | 0.0040124 | 0.0067566 | 0.0086052 | 0.010003 | 0.011192 | 0.012187 | 0.013007 | 0.013671 | 0.014202 | 0.014617 | 0.014935 | 0.015152 | 0.01529 | 0.015367 | 0.015398 | 0.01542 | 0.01542 | 0.015412 | 0.015397 | 0.015375 | 0
F8_Industrial_Primary Metals_Existing_Space Heating_Natural Gas_Gas Boiler - Maintenance_A_Achievable Technical Potential | F8 | Industrial | Primary Metals | Existing | Space Heating | Natural Gas | Gas Boiler - Maintenance | A | Cumulative Summer Peak Savings (MW) | Achievable Technical Potential | 0 | 0 | 0 | 0 | 0 | 0 | 0 | 0 | 0 | 0 | 0 | 0 | 0 | 0 | 0 | 0 | 0 | 0 | 0 | 0 | 0 | 0 | 0
F9_Industrial_Primary Metals_Existing_Space Heating_Natural Gas_Gas Boiler - Maintenance_A_Achievable Technical Potential | F9 | Industrial | Primary Metals | Existing | Space Heating | Natural Gas | Gas Boiler - Maintenance | A | Cumulative Winter Peak Savings (MW) | Achievable Technical Potential | 0 | 0 | 0 | 0 | 0 | 0 | 0 | 0 | 0 | 0 | 0 | 0 | 0 | 0 | 0 | 0 | 0 | 0 | 0 | 0 | 0 | 0 | 0
F10_Industrial_Primary Metals_Existing_Space Heating_Natural Gas_Gas Boiler - Maintenance_A_Achievable Technical Potential | F10 | Industrial | Primary Metals | Existing | Space Heating | Natural Gas | Gas Boiler - Maintenance | A | Purchases (Incremental) | Achievable Technical Potential | 0 | 0 | 0.13752 | 0.094732 | 0.064449 | 0.049328 | 0.042473 | 0.03612 | 0.03041 | 0.025391 | 0.021053 | 0.017353 | 0.01423 | 0.010891 | 0.0083359 | 0.0063801 | 0.0048831 | 0.0044064 | 0.0033891 | 0.002868 | 0.002364 | 0.0018765 | 0
F11_Industrial_Primary Metals_Existing_Space Heating_Natural Gas_Gas Boiler - Maintenance_A_Achievable Technical Potential | F11 | Industrial | Primary Metals | Existing | Space Heating | Natural Gas | Gas Boiler - Maintenance | A | Purchases (Cumulative) | Achievable Technical Potential | 0 | 0 | 0.13752 | 0.23226 | 0.29671 | 0.34603 | 0.38851 | 0.42463 | 0.45504 | 0.48043 | 0.50148 | 0.51883 | 0.53306 | 0.54395 | 0.55229 | 0.55867 | 0.56355 | 0.56796 | 0.57135 | 0.57422 | 0.57658 | 0.57846 | 0
F1_Industrial_Primary Metals_Existing_Process_Natural Gas_Gas Boiler - Maintenance_A_Achievable Technical Potential | F1 | Industrial | Primary Metals | Existing | Process | Natural Gas | Gas Boiler - Maintenance | A | Integrated Unit Energy Savings (kWh or therms) | Achievable Technical Potential | 0 | 0 | 28.0317 | 28.0317 | 28.0317 | 28.0317 | 28.0317 | 28.0317 | 28.0317 | 28.0317 | 28.0317 | 28.0317 | 28.0317 | 28.0317 | 28.0317 | 28.0317 | 28.0317 | 28.0317 | 28.0317 | 28.0317 | 28.0317 | 28.0317 | 0
F2_Industrial_Primary Metals_Existing_Process_Natural Gas_Gas Boiler - Maintenance_A_Achievable Technical Potential | F2 | Industrial | Primary Metals | Existing | Process | Natural Gas | Gas Boiler - Maintenance | A | Integrated Unit Summer Peak Savings (kW) | Achievable Technical Potential | 0 | 0 | 0 | 0 | 0 | 0 | 0 | 0 | 0 | 0 | 0 | 0 | 0 | 0 | 0 | 0 | 0 | 0 | 0 | 0 | 0 | 0 | 0
F3_Industrial_Primary Metals_Existing_Process_Natural Gas_Gas Boiler - Maintenance_A_Achievable Technical Potential | F3 | Industrial | Primary Metals | Existing | Process | Natural Gas | Gas Boiler - Maintenance | A | Integrated Unit Winter Peak Savings (kW) | Achievable Technical Potential | 0 | 0 | 0 | 0 | 0 | 0 | 0 | 0 | 0 | 0 | 0 | 0 | 0 | 0 | 0 | 0 | 0 | 0 | 0 | 0 | 0 | 0 | 0
F4_Industrial_Primary Metals_Existing_Process_Natural Gas_Gas Boiler - Maintenance_A_Achievable Technical Potential | F4 | Industrial | Primary Metals | Existing | Process | Natural Gas | Gas Boiler - Maintenance | A | Incremental Energy Savings (MWh or mTherms) | Achievable Technical Potential | 0 | 0 | 0.13963 | 0.09618 | 0.065434 | 0.050082 | 0.043123 | 0.036672 | 0.030875 | 0.025779 | 0.021375 | 0.017618 | 0.014448 | 0.011058 | 0.0084633 | 0.0064776 | 0.0049578 | 0.0044738 | 0.0034409 | 0.0029119 | 0.0024001 | 0.0019051 | 0
F5_Industrial_Primary Metals_Existing_Process_Natural Gas_Gas Boiler - Maintenance_A_Achievable Technical Potential | F5 | Industrial | Primary Metals | Existing | Process | Natural Gas | Gas Boiler - Maintenance | A | Incremental Summer Peak Savings (MW) | Achievable Technical Potential | 0 | 0 | 0 | 0 | 0 | 0 | 0 | 0 | 0 | 0 | 0 | 0 | 0 | 0 | 0 | 0 | 0 | 0 | 0 | 0 | 0 | 0 | 0
F6_Industrial_Primary Metals_Existing_Process_Natural Gas_Gas Boiler - Maintenance_A_Achievable Technical Potential | F6 | Industrial | Primary Metals | Existing | Process | Natural Gas | Gas Boiler - Maintenance | A | Incremental Winter Peak Savings (MW) | Achievable Technical Potential | 0 | 0 | 0 | 0 | 0 | 0 | 0 | 0 | 0 | 0 | 0 | 0 | 0 | 0 | 0 | 0 | 0 | 0 | 0 | 0 | 0 | 0 | 0
F7_Industrial_Primary Metals_Existing_Process_Natural Gas_Gas Boiler - Maintenance_A_Achievable Technical Potential | F7 | Industrial | Primary Metals | Existing | Process | Natural Gas | Gas Boiler - Maintenance | A | Cumulative Energy Savings (MWh or mTherms) | Achievable Technical Potential | 0 | 0 | 0.13963 | 0.23581 | 0.30124 | 0.35132 | 0.39445 | 0.43112 | 0.46199 | 0.48777 | 0.50915 | 0.52676 | 0.54121 | 0.55227 | 0.56073 | 0.56721 | 0.57217 | 0.57664 | 0.58008 | 0.58299 | 0.58539 | 0.5873 | 0
F8_Industrial_Primary Metals_Existing_Process_Natural Gas_Gas Boiler - Maintenance_A_Achievable Technical Potential | F8 | Industrial | Primary Metals | Existing | Process | Natural Gas | Gas Boiler - Maintenance | A | Cumulative Summer Peak Savings (MW) | Achievable Technical Potential | 0 | 0 | 0 | 0 | 0 | 0 | 0 | 0 | 0 | 0 | 0 | 0 | 0 | 0 | 0 | 0 | 0 | 0 | 0 | 0 | 0 | 0 | 0
F9_Industrial_Primary Metals_Existing_Process_Natural Gas_Gas Boiler - Maintenance_A_Achievable Technical Potential | F9 | Industrial | Primary Metals | Existing | Process | Natural Gas | Gas Boiler - Maintenance | A | Cumulative Winter Peak Savings (MW) | Achievable Technical Potential | 0 | 0 | 0 | 0 | 0 | 0 | 0 | 0 | 0 | 0 | 0 | 0 | 0 | 0 | 0 | 0 | 0 | 0 | 0 | 0 | 0 | 0 | 0
F10_Industrial_Primary Metals_Existing_Process_Natural Gas_Gas Boiler - Maintenance_A_Achievable Technical Potential | F10 | Industrial | Primary Metals | Existing | Process | Natural Gas | Gas Boiler - Maintenance | A | Purchases (Incremental) | Achievable Technical Potential | 0 | 0 | 4.981 | 3.4311 | 2.3343 | 1.7866 | 1.5384 | 1.3082 | 1.1014 | 0.91963 | 0.76252 | 0.6285 | 0.5154 | 0.39447 | 0.30192 | 0.23108 | 0.17686 | 0.1596 | 0.12275 | 0.10388 | 0.085622 | 0.067964 | 0
F11_Industrial_Primary Metals_Existing_Process_Natural Gas_Gas Boiler - Maintenance_A_Achievable Technical Potential | F11 | Industrial | Primary Metals | Existing | Process | Natural Gas | Gas Boiler - Maintenance | A | Purchases (Cumulative) | Achievable Technical Potential | 0 | 0 | 4.981 | 8.4122 | 10.7465 | 12.5331 | 14.0714 | 15.3797 | 16.4811 | 17.4007 | 18.1632 | 18.7917 | 19.3071 | 19.7016 | 20.0035 | 20.2346 | 20.4115 | 20.5711 | 20.6938 | 20.7977 | 20.8833 | 20.9513 | 0
F1_Industrial_Primary Metals_Existing_Space Heating_Natural Gas_Gas Furnace - Maintenance_A_Achievable Technical Potential | F1 | Industrial | Primary Metals | Existing | Space Heating | Natural Gas | Gas Furnace - Maintenance | A | Integrated Unit Energy Savings (kWh or therms) | Achievable Technical Potential | 0 | 0 | 0.0093802 | 0.0093093 | 0.0092366 | 0.0091622 | 0.0090859 | 0.0090076 | 0.0089274 | 0.0088452 | 0.0087618 | 0.0086776 | 0.0085929 | 0.0085074 | 0.0084214 | 0.0083347 | 0.0082477 | 0.0081648 | 0.0080863 | 0.0080123 | 0.0079426 | 0.0078772 | 0
F2_Industrial_Primary Metals_Existing_Space Heating_Natural Gas_Gas Furnace - Maintenance_A_Achievable Technical Potential | F2 | Industrial | Primary Metals | Existing | Space Heating | Natural Gas | Gas Furnace - Maintenance | A | Integrated Unit Summer Peak Savings (kW) | Achievable Technical Potential | 0 | 0 | 0 | 0 | 0 | 0 | 0 | 0 | 0 | 0 | 0 | 0 | 0 | 0 | 0 | 0 | 0 | 0 | 0 | 0 | 0 | 0 | 0
F3_Industrial_Primary Metals_Existing_Space Heating_Natural Gas_Gas Furnace - Maintenance_A_Achievable Technical Potential | F3 | Industrial | Primary Metals | Existing | Space Heating | Natural Gas | Gas Furnace - Maintenance | A | Integrated Unit Winter Peak Savings (kW) | Achievable Technical Potential | 0 | 0 | 0 | 0 | 0 | 0 | 0 | 0 | 0 | 0 | 0 | 0 | 0 | 0 | 0 | 0 | 0 | 0 | 0 | 0 | 0 | 0 | 0
F4_Industrial_Primary Metals_Existing_Space Heating_Natural Gas_Gas Furnace - Maintenance_A_Achievable Technical Potential | F4 | Industrial | Primary Metals | Existing | Space Heating | Natural Gas | Gas Furnace - Maintenance | A | Incremental Energy Savings (MWh or mTherms) | Achievable Technical Potential | 0 | 0 | 1.9884e-05 | 1.3593e-05 | 9.1757e-06 | 6.9663e-06 | 5.9484e-06 | 5.015e-06 | 4.1846e-06 | 3.4618e-06 | 2.8433e-06 | 2.321e-06 | 1.8848e-06 | 1.4282e-06 | 1.082e-06 | 8.1965e-07 | 6.2079e-07 | 5.5456e-07 | 4.2242e-07 | 3.5421e-07 | 2.8942e-07 | 2.2784e-07 | 0
F5_Industrial_Primary Metals_Existing_Space Heating_Natural Gas_Gas Furnace - Maintenance_A_Achievable Technical Potential | F5 | Industrial | Primary Metals | Existing | Space Heating | Natural Gas | Gas Furnace - Maintenance | A | Incremental Summer Peak Savings (MW) | Achievable Technical Potential | 0 | 0 | 0 | 0 | 0 | 0 | 0 | 0 | 0 | 0 | 0 | 0 | 0 | 0 | 0 | 0 | 0 | 0 | 0 | 0 | 0 | 0 | 0
F6_Industrial_Primary Metals_Existing_Space Heating_Natural Gas_Gas Furnace - Maintenance_A_Achievable Technical Potential | F6 | Industrial | Primary Metals | Existing | Space Heating | Natural Gas | Gas Furnace - Maintenance | A | Incremental Winter Peak Savings (MW) | Achievable Technical Potential | 0 | 0 | 0 | 0 | 0 | 0 | 0 | 0 | 0 | 0 | 0 | 0 | 0 | 0 | 0 | 0 | 0 | 0 | 0 | 0 | 0 | 0 | 0
F7_Industrial_Primary Metals_Existing_Space Heating_Natural Gas_Gas Furnace - Maintenance_A_Achievable Technical Potential | F7 | Industrial | Primary Metals | Existing | Space Heating | Natural Gas | Gas Furnace - Maintenance | A | Cumulative Energy Savings (MWh or mTherms) | Achievable Technical Potential | 0 | 0 | 1.9884e-05 | 3.3327e-05 | 4.2243e-05 | 4.8869e-05 | 5.441e-05 | 5.8956e-05 | 6.2616e-05 | 6.5501e-05 | 6.7727e-05 | 6.9397e-05 | 7.0604e-05 | 7.133e-05 | 7.1691e-05 | 7.1773e-05 | 7.1644e-05 | 7.1478e-05 | 7.1214e-05 | 7.0917e-05 | 7.0589e-05 | 7.0235e-05 | 0
F8_Industrial_Primary Metals_Existing_Space Heating_Natural Gas_Gas Furnace - Maintenance_A_Achievable Technical Potential | F8 | Industrial | Primary Metals | Existing | Space Heating | Natural Gas | Gas Furnace - Maintenance | A | Cumulative Summer Peak Savings (MW) | Achievable Technical Potential | 0 | 0 | 0 | 0 | 0 | 0 | 0 | 0 | 0 | 0 | 0 | 0 | 0 | 0 | 0 | 0 | 0 | 0 | 0 | 0 | 0 | 0 | 0
F9_Industrial_Primary Metals_Existing_Space Heating_Natural Gas_Gas Furnace - Maintenance_A_Achievable Technical Potential | F9 | Industrial | Primary Metals | Existing | Space Heating | Natural Gas | Gas Furnace - Maintenance | A | Cumulative Winter Peak Savings (MW) | Achievable Technical Potential | 0 | 0 | 0 | 0 | 0 | 0 | 0 | 0 | 0 | 0 | 0 | 0 | 0 | 0 | 0 | 0 | 0 | 0 | 0 | 0 | 0 | 0 | 0
F10_Industrial_Primary Metals_Existing_Space Heating_Natural Gas_Gas Furnace - Maintenance_A_Achievable Technical Potential | F10 | Industrial | Primary Metals | Existing | Space Heating | Natural Gas | Gas Furnace - Maintenance | A | Purchases (Incremental) | Achievable Technical Potential | 0 | 0 | 2.1198 | 1.4602 | 0.99342 | 0.76033 | 0.65468 | 0.55675 | 0.46873 | 0.39137 | 0.32451 | 0.26747 | 0.21934 | 0.16788 | 0.12849 | 0.098342 | 0.075268 | 0.067921 | 0.052239 | 0.044208 | 0.036438 | 0.028923 | 0
F11_Industrial_Primary Metals_Existing_Space Heating_Natural Gas_Gas Furnace - Maintenance_A_Achievable Technical Potential | F11 | Industrial | Primary Metals | Existing | Space Heating | Natural Gas | Gas Furnace - Maintenance | A | Purchases (Cumulative) | Achievable Technical Potential | 0 | 0 | 2.1198 | 3.58 | 4.5734 | 5.3337 | 5.9884 | 6.5452 | 7.0139 | 7.4053 | 7.7298 | 7.9973 | 8.2166 | 8.3845 | 8.513 | 8.6113 | 8.6866 | 8.7545 | 8.8067 | 8.8509 | 8.8874 | 8.9163 | 0
F1_Industrial_Primary Metals_Existing_Space Heating_Natural Gas_Gas Boiler - Hot Water Reset_A_Achievable Technical Potential | F1 | Industrial | Primary Metals | Existing | Space Heating | Natural Gas | Gas Boiler - Hot Water Reset | A | Integrated Unit Energy Savings (kWh or therms) | Achievable Technical Potential | 0 | 0 | 105.9424 | 105.4827 | 105.0086 | 104.5159 | 103.9985 | 103.4513 | 102.8704 | 102.252 | 101.5976 | 100.9092 | 100.1896 | 99.4395 | 98.6611 | 97.8581 | 97.0354 | 96.2483 | 95.5029 | 94.8001 | 94.1403 | 93.5245 | 0
F2_Industrial_Primary Metals_Existing_Space Heating_Natural Gas_Gas Boiler - Hot Water Reset_A_Achievable Technical Potential | F2 | Industrial | Primary Metals | Existing | Space Heating | Natural Gas | Gas Boiler - Hot Water Reset | A | Integrated Unit Summer Peak Savings (kW) | Achievable Technical Potential | 0 | 0 | 0 | 0 | 0 | 0 | 0 | 0 | 0 | 0 | 0 | 0 | 0 | 0 | 0 | 0 | 0 | 0 | 0 | 0 | 0 | 0 | 0
F3_Industrial_Primary Metals_Existing_Space Heating_Natural Gas_Gas Boiler - Hot Water Reset_A_Achievable Technical Potential | F3 | Industrial | Primary Metals | Existing | Space Heating | Natural Gas | Gas Boiler - Hot Water Reset | A | Integrated Unit Winter Peak Savings (kW) | Achievable Technical Potential | 0 | 0 | 0 | 0 | 0 | 0 | 0 | 0 | 0 | 0 | 0 | 0 | 0 | 0 | 0 | 0 | 0 | 0 | 0 | 0 | 0 | 0 | 0
F4_Industrial_Primary Metals_Existing_Space Heating_Natural Gas_Gas Boiler - Hot Water Reset_A_Achievable Technical Potential | F4 | Industrial | Primary Metals | Existing | Space Heating | Natural Gas | Gas Boiler - Hot Water Reset | A | Incremental Energy Savings (MWh or mTherms) | Achievable Technical Potential | 0 | 0 | 0.0070807 | 0.008507 | 0.010185 | 0.011564 | 0.012899 | 0.014743 | 0.015805 | 0.015772 | 0.014513 | 0.012177 | 0.0091948 | 0.0059356 | 0.0033605 | 0.0015772 | 0.00065026 | 0.0002305 | 7.0207e-05 | 1.4928e-05 | 2.3946e-06 | 2.8063e-07 | 0
F5_Industrial_Primary Metals_Existing_Space Heating_Natural Gas_Gas Boiler - Hot Water Reset_A_Achievable Technical Potential | F5 | Industrial | Primary Metals | Existing | Space Heating | Natural Gas | Gas Boiler - Hot Water Reset | A | Incremental Summer Peak Savings (MW) | Achievable Technical Potential | 0 | 0 | 0 | 0 | 0 | 0 | 0 | 0 | 0 | 0 | 0 | 0 | 0 | 0 | 0 | 0 | 0 | 0 | 0 | 0 | 0 | 0 | 0
F6_Industrial_Primary Metals_Existing_Space Heating_Natural Gas_Gas Boiler - Hot Water Reset_A_Achievable Technical Potential | F6 | Industrial | Primary Metals | Existing | Space Heating | Natural Gas | Gas Boiler - Hot Water Reset | A | Incremental Winter Peak Savings (MW) | Achievable Technical Potential | 0 | 0 | 0 | 0 | 0 | 0 | 0 | 0 | 0 | 0 | 0 | 0 | 0 | 0 | 0 | 0 | 0 | 0 | 0 | 0 | 0 | 0 | 0
F7_Industrial_Primary Metals_Existing_Space Heating_Natural Gas_Gas Boiler - Hot Water Reset_A_Achievable Technical Potential | F7 | Industrial | Primary Metals | Existing | Space Heating | Natural Gas | Gas Boiler - Hot Water Reset | A | Cumulative Energy Savings (MWh or mTherms) | Achievable Technical Potential | 0 | 0 | 0.0070807 | 0.015557 | 0.025672 | 0.037116 | 0.049831 | 0.064311 | 0.079755 | 0.095047 | 0.10895 | 0.12039 | 0.12873 | 0.1337 | 0.13601 | 0.13648 | 0.13599 | 0.13511 | 0.13414 | 0.13317 | 0.13224 | 0.13138 | 0
F8_Industrial_Primary Metals_Existing_Space Heating_Natural Gas_Gas Boiler - Hot Water Reset_A_Achievable Technical Potential | F8 | Industrial | Primary Metals | Existing | Space Heating | Natural Gas | Gas Boiler - Hot Water Reset | A | Cumulative Summer Peak Savings (MW) | Achievable Technical Potential | 0 | 0 | 0 | 0 | 0 | 0 | 0 | 0 | 0 | 0 | 0 | 0 | 0 | 0 | 0 | 0 | 0 | 0 | 0 | 0 | 0 | 0 | 0
F9_Industrial_Primary Metals_Existing_Space Heating_Natural Gas_Gas Boiler - Hot Water Reset_A_Achievable Technical Potential | F9 | Industrial | Primary Metals | Existing | Space Heating | Natural Gas | Gas Boiler - Hot Water Reset | A | Cumulative Winter Peak Savings (MW) | Achievable Technical Potential | 0 | 0 | 0 | 0 | 0 | 0 | 0 | 0 | 0 | 0 | 0 | 0 | 0 | 0 | 0 | 0 | 0 | 0 | 0 | 0 | 0 | 0 | 0
F10_Industrial_Primary Metals_Existing_Space Heating_Natural Gas_Gas Boiler - Hot Water Reset_A_Achievable Technical Potential | F10 | Industrial | Primary Metals | Existing | Space Heating | Natural Gas | Gas Boiler - Hot Water Reset | A | Purchases (Incremental) | Achievable Technical Potential | 0 | 0 | 0.066835 | 0.080648 | 0.096988 | 0.11065 | 0.12403 | 0.14251 | 0.15364 | 0.15424 | 0.14285 | 0.12068 | 0.091774 | 0.059691 | 0.034061 | 0.016117 | 0.0067013 | 0.0023948 | 0.00073513 | 0.00015746 | 2.5436e-05 | 3.0006e-06 | 0
F11_Industrial_Primary Metals_Existing_Space Heating_Natural Gas_Gas Boiler - Hot Water Reset_A_Achievable Technical Potential | F11 | Industrial | Primary Metals | Existing | Space Heating | Natural Gas | Gas Boiler - Hot Water Reset | A | Purchases (Cumulative) | Achievable Technical Potential | 0 | 0 | 0.066835 | 0.14748 | 0.24447 | 0.35512 | 0.47915 | 0.62166 | 0.77529 | 0.92954 | 1.0724 | 1.1931 | 1.2848 | 1.3445 | 1.3786 | 1.3947 | 1.4014 | 1.4038 | 1.4045 | 1.4047 | 1.4047 | 1.4047 | 0
F1_Industrial_Primary Metals_Existing_Process_Natural Gas_Gas Boiler - Hot Water Reset_A_Achievable Technical Potential | F1 | Industrial | Primary Metals | Existing | Process | Natural Gas | Gas Boiler - Hot Water Reset | A | Integrated Unit Energy Savings (kWh or therms) | Achievable Technical Potential | 0 | 0 | 50.8729 | 50.7783 | 50.6828 | 50.586 | 50.4877 | 50.3928 | 50.305 | 50.2227 | 50.1446 | 50.0697 | 49.9972 | 49.9262 | 49.8564 | 49.7873 | 49.7184 | 49.6495 | 49.584 | 49.5174 | 49.4497 | 49.3809 | 0
F2_Industrial_Primary Metals_Existing_Process_Natural Gas_Gas Boiler - Hot Water Reset_A_Achievable Technical Potential | F2 | Industrial | Primary Metals | Existing | Process | Natural Gas | Gas Boiler - Hot Water Reset | A | Integrated Unit Summer Peak Savings (kW) | Achievable Technical Potential | 0 | 0 | 0 | 0 | 0 | 0 | 0 | 0 | 0 | 0 | 0 | 0 | 0 | 0 | 0 | 0 | 0 | 0 | 0 | 0 | 0 | 0 | 0
F3_Industrial_Primary Metals_Existing_Process_Natural Gas_Gas Boiler - Hot Water Reset_A_Achievable Technical Potential | F3 | Industrial | Primary Metals | Existing | Process | Natural Gas | Gas Boiler - Hot Water Reset | A | Integrated Unit Winter Peak Savings (kW) | Achievable Technical Potential | 0 | 0 | 0 | 0 | 0 | 0 | 0 | 0 | 0 | 0 | 0 | 0 | 0 | 0 | 0 | 0 | 0 | 0 | 0 | 0 | 0 | 0 | 0
F4_Industrial_Primary Metals_Existing_Process_Natural Gas_Gas Boiler - Hot Water Reset_A_Achievable Technical Potential | F4 | Industrial | Primary Metals | Existing | Process | Natural Gas | Gas Boiler - Hot Water Reset | A | Incremental Energy Savings (MWh or mTherms) | Achievable Technical Potential | 0 | 0 | 0.12315 | 0.14832 | 0.17804 | 0.20273 | 0.22681 | 0.2601 | 0.27993 | 0.28058 | 0.25945 | 0.21884 | 0.16619 | 0.10794 | 0.061507 | 0.029063 | 0.012067 | 0.0043065 | 0.0013202 | 0.00028241 | 4.5557e-05 | 5.3666e-06 | 0
F5_Industrial_Primary Metals_Existing_Process_Natural Gas_Gas Boiler - Hot Water Reset_A_Achievable Technical Potential | F5 | Industrial | Primary Metals | Existing | Process | Natural Gas | Gas Boiler - Hot Water Reset | A | Incremental Summer Peak Savings (MW) | Achievable Technical Potential | 0 | 0 | 0 | 0 | 0 | 0 | 0 | 0 | 0 | 0 | 0 | 0 | 0 | 0 | 0 | 0 | 0 | 0 | 0 | 0 | 0 | 0 | 0
F6_Industrial_Primary Metals_Existing_Process_Natural Gas_Gas Boiler - Hot Water Reset_A_Achievable Technical Potential | F6 | Industrial | Primary Metals | Existing | Process | Natural Gas | Gas Boiler - Hot Water Reset | A | Incremental Winter Peak Savings (MW) | Achievable Technical Potential | 0 | 0 | 0 | 0 | 0 | 0 | 0 | 0 | 0 | 0 | 0 | 0 | 0 | 0 | 0 | 0 | 0 | 0 | 0 | 0 | 0 | 0 | 0
F7_Industrial_Primary Metals_Existing_Process_Natural Gas_Gas Boiler - Hot Water Reset_A_Achievable Technical Potential | F7 | Industrial | Primary Metals | Existing | Process | Natural Gas | Gas Boiler - Hot Water Reset | A | Cumulative Energy Savings (MWh or mTherms) | Achievable Technical Potential | 0 | 0 | 0.12315 | 0.27124 | 0.44877 | 0.65064 | 0.87619 | 1.1346 | 1.4126 | 1.6909 | 1.9477 | 2.1636 | 2.3267 | 2.4313 | 2.4894 | 2.515 | 2.5236 | 2.5244 | 2.5224 | 2.5193 | 2.5159 | 2.5124 | 0
F8_Industrial_Primary Metals_Existing_Process_Natural Gas_Gas Boiler - Hot Water Reset_A_Achievable Technical Potential | F8 | Industrial | Primary Metals | Existing | Process | Natural Gas | Gas Boiler - Hot Water Reset | A | Cumulative Summer Peak Savings (MW) | Achievable Technical Potential | 0 | 0 | 0 | 0 | 0 | 0 | 0 | 0 | 0 | 0 | 0 | 0 | 0 | 0 | 0 | 0 | 0 | 0 | 0 | 0 | 0 | 0 | 0
F9_Industrial_Primary Metals_Existing_Process_Natural Gas_Gas Boiler - Hot Water Reset_A_Achievable Technical Potential | F9 | Industrial | Primary Metals | Existing | Process | Natural Gas | Gas Boiler - Hot Water Reset | A | Cumulative Winter Peak Savings (MW) | Achievable Technical Potential | 0 | 0 | 0 | 0 | 0 | 0 | 0 | 0 | 0 | 0 | 0 | 0 | 0 | 0 | 0 | 0 | 0 | 0 | 0 | 0 | 0 | 0 | 0
F10_Industrial_Primary Metals_Existing_Process_Natural Gas_Gas Boiler - Hot Water Reset_A_Achievable Technical Potential | F10 | Industrial | Primary Metals | Existing | Process | Natural Gas | Gas Boiler - Hot Water Reset | A | Purchases (Incremental) | Achievable Technical Potential | 0 | 0 | 2.4207 | 2.921 | 3.5128 | 4.0075 | 4.4923 | 5.1615 | 5.5646 | 5.5866 | 5.174 | 4.3708 | 3.324 | 2.1619 | 1.2337 | 0.58375 | 0.24271 | 0.086738 | 0.026626 | 0.0057032 | 0.00092128 | 0.00010868 | 0
F11_Industrial_Primary Metals_Existing_Process_Natural Gas_Gas Boiler - Hot Water Reset_A_Achievable Technical Potential | F11 | Industrial | Primary Metals | Existing | Process | Natural Gas | Gas Boiler - Hot Water Reset | A | Purchases (Cumulative) | Achievable Technical Potential | 0 | 0 | 2.4207 | 5.3417 | 8.8546 | 12.8621 | 17.3544 | 22.5159 | 28.0805 | 33.6672 | 38.8411 | 43.2119 | 46.5359 | 48.6978 | 49.9315 | 50.5152 | 50.758 | 50.8447 | 50.8713 | 50.877 | 50.8779 | 50.8781 | 0
F1_Industrial_Primary Metals_Existing_Space Heating_Natural Gas_Steam Trap Maintenance_A_Achievable Technical Potential | F1 | Industrial | Primary Metals | Existing | Space Heating | Natural Gas | Steam Trap Maintenance | A | Integrated Unit Energy Savings (kWh or therms) | Achievable Technical Potential | 0 | 0 | 37.4745 | 37.3599 | 37.2405 | 37.1149 | 36.9809 | 36.8367 | 36.6809 | 36.512 | 36.3305 | 36.1372 | 35.9329 | 35.718 | 35.493 | 35.2594 | 35.0187 | 34.7911 | 34.5788 | 34.3821 | 34.2013 | 34.0369 | 0
F2_Industrial_Primary Metals_Existing_Space Heating_Natural Gas_Steam Trap Maintenance_A_Achievable Technical Potential | F2 | Industrial | Primary Metals | Existing | Space Heating | Natural Gas | Steam Trap Maintenance | A | Integrated Unit Summer Peak Savings (kW) | Achievable Technical Potential | 0 | 0 | 0 | 0 | 0 | 0 | 0 | 0 | 0 | 0 | 0 | 0 | 0 | 0 | 0 | 0 | 0 | 0 | 0 | 0 | 0 | 0 | 0
F3_Industrial_Primary Metals_Existing_Space Heating_Natural Gas_Steam Trap Maintenance_A_Achievable Technical Potential | F3 | Industrial | Primary Metals | Existing | Space Heating | Natural Gas | Steam Trap Maintenance | A | Integrated Unit Winter Peak Savings (kW) | Achievable Technical Potential | 0 | 0 | 0 | 0 | 0 | 0 | 0 | 0 | 0 | 0 | 0 | 0 | 0 | 0 | 0 | 0 | 0 | 0 | 0 | 0 | 0 | 0 | 0
F4_Industrial_Primary Metals_Existing_Space Heating_Natural Gas_Steam Trap Maintenance_A_Achievable Technical Potential | F4 | Industrial | Primary Metals | Existing | Space Heating | Natural Gas | Steam Trap Maintenance | A | Incremental Energy Savings (MWh or mTherms) | Achievable Technical Potential | 0 | 0 | 0.0013979 | 0.0013696 | 0.0013417 | 0.0013141 | 0.0012868 | 0.0012597 | 0.0012327 | 0.0012059 | 0.0011792 | 0.0011527 | 0.0011264 | 0.0011004 | 0.0010746 | 0.0010491 | 0.001024 | 0.00099982 | 0.00097658 | 0.00095429 | 0.0009329 | 0.00091241 | 0
F5_Industrial_Primary Metals_Existing_Space Heating_Natural Gas_Steam Trap Maintenance_A_Achievable Technical Potential | F5 | Industrial | Primary Metals | Existing | Space Heating | Natural Gas | Steam Trap Maintenance | A | Incremental Summer Peak Savings (MW) | Achievable Technical Potential | 0 | 0 | 0 | 0 | 0 | 0 | 0 | 0 | 0 | 0 | 0 | 0 | 0 | 0 | 0 | 0 | 0 | 0 | 0 | 0 | 0 | 0 | 0
F6_Industrial_Primary Metals_Existing_Space Heating_Natural Gas_Steam Trap Maintenance_A_Achievable Technical Potential | F6 | Industrial | Primary Metals | Existing | Space Heating | Natural Gas | Steam Trap Maintenance | A | Incremental Winter Peak Savings (MW) | Achievable Technical Potential | 0 | 0 | 0 | 0 | 0 | 0 | 0 | 0 | 0 | 0 | 0 | 0 | 0 | 0 | 0 | 0 | 0 | 0 | 0 | 0 | 0 | 0 | 0
F7_Industrial_Primary Metals_Existing_Space Heating_Natural Gas_Steam Trap Maintenance_A_Achievable Technical Potential | F7 | Industrial | Primary Metals | Existing | Space Heating | Natural Gas | Steam Trap Maintenance | A | Cumulative Energy Savings (MWh or mTherms) | Achievable Technical Potential | 0 | 0 | 0.0013979 | 0.0027633 | 0.0040962 | 0.0053965 | 0.0066638 | 0.0078975 | 0.0090968 | 0.010261 | 0.011389 | 0.012481 | 0.013537 | 0.014556 | 0.015539 | 0.016486 | 0.017398 | 0.018285 | 0.01915 | 0.019995 | 0.020823 | 0.021635 | 0
F8_Industrial_Primary Metals_Existing_Space Heating_Natural Gas_Steam Trap Maintenance_A_Achievable Technical Potential | F8 | Industrial | Primary Metals | Existing | Space Heating | Natural Gas | Steam Trap Maintenance | A | Cumulative Summer Peak Savings (MW) | Achievable Technical Potential | 0 | 0 | 0 | 0 | 0 | 0 | 0 | 0 | 0 | 0 | 0 | 0 | 0 | 0 | 0 | 0 | 0 | 0 | 0 | 0 | 0 | 0 | 0
F9_Industrial_Primary Metals_Existing_Space Heating_Natural Gas_Steam Trap Maintenance_A_Achievable Technical Potential | F9 | Industrial | Primary Metals | Existing | Space Heating | Natural Gas | Steam Trap Maintenance | A | Cumulative Winter Peak Savings (MW) | Achievable Technical Potential | 0 | 0 | 0 | 0 | 0 | 0 | 0 | 0 | 0 | 0 | 0 | 0 | 0 | 0 | 0 | 0 | 0 | 0 | 0 | 0 | 0 | 0 | 0
F10_Industrial_Primary Metals_Existing_Space Heating_Natural Gas_Steam Trap Maintenance_A_Achievable Technical Potential | F10 | Industrial | Primary Metals | Existing | Space Heating | Natural Gas | Steam Trap Maintenance | A | Purchases (Incremental) | Achievable Technical Potential | 0 | 0 | 0.037303 | 0.03666 | 0.036028 | 0.035407 | 0.034797 | 0.034197 | 0.033607 | 0.033028 | 0.032458 | 0.031899 | 0.031349 | 0.030808 | 0.030277 | 0.029755 | 0.029242 | 0.028738 | 0.028242 | 0.027755 | 0.027277 | 0.026806 | 0
F11_Industrial_Primary Metals_Existing_Space Heating_Natural Gas_Steam Trap Maintenance_A_Achievable Technical Potential | F11 | Industrial | Primary Metals | Existing | Space Heating | Natural Gas | Steam Trap Maintenance | A | Purchases (Cumulative) | Achievable Technical Potential | 0 | 0 | 0.037303 | 0.073964 | 0.10999 | 0.1454 | 0.1802 | 0.21439 | 0.248 | 0.28103 | 0.31348 | 0.34538 | 0.37673 | 0.40754 | 0.43782 | 0.46757 | 0.49681 | 0.52555 | 0.55379 | 0.58155 | 0.60883 | 0.63563 | 0
F1_Industrial_Primary Metals_Existing_Process_Natural Gas_Steam Trap Maintenance_A_Achievable Technical Potential | F1 | Industrial | Primary Metals | Existing | Process | Natural Gas | Steam Trap Maintenance | A | Integrated Unit Energy Savings (kWh or therms) | Achievable Technical Potential | 0 | 0 | 35.9749 | 35.9389 | 35.9026 | 35.8659 | 35.8287 | 35.7943 | 35.7656 | 35.7413 | 35.7205 | 35.7026 | 35.6869 | 35.673 | 35.6605 | 35.6491 | 35.6386 | 35.6287 | 35.6219 | 35.615 | 35.608 | 35.6009 | 0
F2_Industrial_Primary Metals_Existing_Process_Natural Gas_Steam Trap Maintenance_A_Achievable Technical Potential | F2 | Industrial | Primary Metals | Existing | Process | Natural Gas | Steam Trap Maintenance | A | Integrated Unit Summer Peak Savings (kW) | Achievable Technical Potential | 0 | 0 | 0 | 0 | 0 | 0 | 0 | 0 | 0 | 0 | 0 | 0 | 0 | 0 | 0 | 0 | 0 | 0 | 0 | 0 | 0 | 0 | 0
F3_Industrial_Primary Metals_Existing_Process_Natural Gas_Steam Trap Maintenance_A_Achievable Technical Potential | F3 | Industrial | Primary Metals | Existing | Process | Natural Gas | Steam Trap Maintenance | A | Integrated Unit Winter Peak Savings (kW) | Achievable Technical Potential | 0 | 0 | 0 | 0 | 0 | 0 | 0 | 0 | 0 | 0 | 0 | 0 | 0 | 0 | 0 | 0 | 0 | 0 | 0 | 0 | 0 | 0 | 0
F4_Industrial_Primary Metals_Existing_Process_Natural Gas_Steam Trap Maintenance_A_Achievable Technical Potential | F4 | Industrial | Primary Metals | Existing | Process | Natural Gas | Steam Trap Maintenance | A | Incremental Energy Savings (MWh or mTherms) | Achievable Technical Potential | 0 | 0 | 0.048606 | 0.04772 | 0.04685 | 0.045995 | 0.045155 | 0.044334 | 0.043535 | 0.042755 | 0.041993 | 0.041249 | 0.04052 | 0.039806 | 0.039106 | 0.038419 | 0.037745 | 0.037084 | 0.036438 | 0.035803 | 0.035179 | 0.034565 | 0
F5_Industrial_Primary Metals_Existing_Process_Natural Gas_Steam Trap Maintenance_A_Achievable Technical Potential | F5 | Industrial | Primary Metals | Existing | Process | Natural Gas | Steam Trap Maintenance | A | Incremental Summer Peak Savings (MW) | Achievable Technical Potential | 0 | 0 | 0 | 0 | 0 | 0 | 0 | 0 | 0 | 0 | 0 | 0 | 0 | 0 | 0 | 0 | 0 | 0 | 0 | 0 | 0 | 0 | 0
F6_Industrial_Primary Metals_Existing_Process_Natural Gas_Steam Trap Maintenance_A_Achievable Technical Potential | F6 | Industrial | Primary Metals | Existing | Process | Natural Gas | Steam Trap Maintenance | A | Incremental Winter Peak Savings (MW) | Achievable Technical Potential | 0 | 0 | 0 | 0 | 0 | 0 | 0 | 0 | 0 | 0 | 0 | 0 | 0 | 0 | 0 | 0 | 0 | 0 | 0 | 0 | 0 | 0 | 0
F7_Industrial_Primary Metals_Existing_Process_Natural Gas_Steam Trap Maintenance_A_Achievable Technical Potential | F7 | Industrial | Primary Metals | Existing | Process | Natural Gas | Steam Trap Maintenance | A | Cumulative Energy Savings (MWh or mTherms) | Achievable Technical Potential | 0 | 0 | 0.048606 | 0.096277 | 0.14303 | 0.18888 | 0.23384 | 0.27795 | 0.32126 | 0.36379 | 0.40558 | 0.44662 | 0.48695 | 0.52656 | 0.56548 | 0.60372 | 0.64129 | 0.67819 | 0.7145 | 0.75017 | 0.7852 | 0.81961 | 0
F8_Industrial_Primary Metals_Existing_Process_Natural Gas_Steam Trap Maintenance_A_Achievable Technical Potential | F8 | Industrial | Primary Metals | Existing | Process | Natural Gas | Steam Trap Maintenance | A | Cumulative Summer Peak Savings (MW) | Achievable Technical Potential | 0 | 0 | 0 | 0 | 0 | 0 | 0 | 0 | 0 | 0 | 0 | 0 | 0 | 0 | 0 | 0 | 0 | 0 | 0 | 0 | 0 | 0 | 0
F9_Industrial_Primary Metals_Existing_Process_Natural Gas_Steam Trap Maintenance_A_Achievable Technical Potential | F9 | Industrial | Primary Metals | Existing | Process | Natural Gas | Steam Trap Maintenance | A | Cumulative Winter Peak Savings (MW) | Achievable Technical Potential | 0 | 0 | 0 | 0 | 0 | 0 | 0 | 0 | 0 | 0 | 0 | 0 | 0 | 0 | 0 | 0 | 0 | 0 | 0 | 0 | 0 | 0 | 0
F10_Industrial_Primary Metals_Existing_Process_Natural Gas_Steam Trap Maintenance_A_Achievable Technical Potential | F10 | Industrial | Primary Metals | Existing | Process | Natural Gas | Steam Trap Maintenance | A | Purchases (Incremental) | Achievable Technical Potential | 0 | 0 | 1.3511 | 1.3278 | 1.3049 | 1.2824 | 1.2603 | 1.2386 | 1.2172 | 1.1962 | 1.1756 | 1.1553 | 1.1354 | 1.1158 | 1.0966 | 1.0777 | 1.0591 | 1.0409 | 1.0229 | 1.0053 | 0.98794 | 0.97091 | 0
F11_Industrial_Primary Metals_Existing_Process_Natural Gas_Steam Trap Maintenance_A_Achievable Technical Potential | F11 | Industrial | Primary Metals | Existing | Process | Natural Gas | Steam Trap Maintenance | A | Purchases (Cumulative) | Achievable Technical Potential | 0 | 0 | 1.3511 | 2.6789 | 3.9838 | 5.2662 | 6.5265 | 7.7651 | 8.9823 | 10.1786 | 11.3542 | 12.5095 | 13.6449 | 14.7608 | 15.8574 | 16.9351 | 17.9942 | 19.0351 | 20.058 | 21.0632 | 22.0512 | 23.0221 | 0
F1_Industrial_Primary Metals_Existing_Space Heating_Natural Gas_Gas Boiler - High Turndown_A_Achievable Technical Potential | F1 | Industrial | Primary Metals | Existing | Space Heating | Natural Gas | Gas Boiler - High Turndown | A | Integrated Unit Energy Savings (kWh or therms) | Achievable Technical Potential | 0 | 0 | 39.5855 | 39.1703 | 38.6191 | 37.9131 | 37.0532 | 36.0634 | 34.9867 | 33.8742 | 32.7767 | 31.7342 | 30.7718 | 29.8997 | 29.1178 | 28.4194 | 27.7953 | 27.2474 | 26.765 | 26.3325 | 25.9603 | 25.6113 | 0
F2_Industrial_Primary Metals_Existing_Space Heating_Natural Gas_Gas Boiler - High Turndown_A_Achievable Technical Potential | F2 | Industrial | Primary Metals | Existing | Space Heating | Natural Gas | Gas Boiler - High Turndown | A | Integrated Unit Summer Peak Savings (kW) | Achievable Technical Potential | 0 | 0 | 0 | 0 | 0 | 0 | 0 | 0 | 0 | 0 | 0 | 0 | 0 | 0 | 0 | 0 | 0 | 0 | 0 | 0 | 0 | 0 | 0
F3_Industrial_Primary Metals_Existing_Space Heating_Natural Gas_Gas Boiler - High Turndown_A_Achievable Technical Potential | F3 | Industrial | Primary Metals | Existing | Space Heating | Natural Gas | Gas Boiler - High Turndown | A | Integrated Unit Winter Peak Savings (kW) | Achievable Technical Potential | 0 | 0 | 0 | 0 | 0 | 0 | 0 | 0 | 0 | 0 | 0 | 0 | 0 | 0 | 0 | 0 | 0 | 0 | 0 | 0 | 0 | 0 | 0
F4_Industrial_Primary Metals_Existing_Space Heating_Natural Gas_Gas Boiler - High Turndown_A_Achievable Technical Potential | F4 | Industrial | Primary Metals | Existing | Space Heating | Natural Gas | Gas Boiler - High Turndown | A | Incremental Energy Savings (MWh or mTherms) | Achievable Technical Potential | 0 | 0 | 0.0040378 | 0.0039265 | 0.0038045 | 0.0036706 | 0.0035255 | 0.0030349 | 0.0023148 | 0.0017621 | 0.0013405 | 0.0010204 | 0.00077789 | 0.00059425 | 0.00045499 | 0.00034913 | 0.00026846 | 0.00020691 | 1.3624e-06 | 4.7045e-07 | 1.5539e-07 | 4.9127e-08 | 0
F5_Industrial_Primary Metals_Existing_Space Heating_Natural Gas_Gas Boiler - High Turndown_A_Achievable Technical Potential | F5 | Industrial | Primary Metals | Existing | Space Heating | Natural Gas | Gas Boiler - High Turndown | A | Incremental Summer Peak Savings (MW) | Achievable Technical Potential | 0 | 0 | 0 | 0 | 0 | 0 | 0 | 0 | 0 | 0 | 0 | 0 | 0 | 0 | 0 | 0 | 0 | 0 | 0 | 0 | 0 | 0 | 0
F6_Industrial_Primary Metals_Existing_Space Heating_Natural Gas_Gas Boiler - High Turndown_A_Achievable Technical Potential | F6 | Industrial | Primary Metals | Existing | Space Heating | Natural Gas | Gas Boiler - High Turndown | A | Incremental Winter Peak Savings (MW) | Achievable Technical Potential | 0 | 0 | 0 | 0 | 0 | 0 | 0 | 0 | 0 | 0 | 0 | 0 | 0 | 0 | 0 | 0 | 0 | 0 | 0 | 0 | 0 | 0 | 0
F7_Industrial_Primary Metals_Existing_Space Heating_Natural Gas_Gas Boiler - High Turndown_A_Achievable Technical Potential | F7 | Industrial | Primary Metals | Existing | Space Heating | Natural Gas | Gas Boiler - High Turndown | A | Cumulative Energy Savings (MWh or mTherms) | Achievable Technical Potential | 0 | 0 | 0.0040378 | 0.0079219 | 0.011615 | 0.015073 | 0.018257 | 0.020804 | 0.022498 | 0.023545 | 0.024122 | 0.024375 | 0.024414 | 0.024316 | 0.024135 | 0.023906 | 0.023649 | 0.02339 | 0.022977 | 0.022606 | 0.022287 | 0.021987 | 0
F8_Industrial_Primary Metals_Existing_Space Heating_Natural Gas_Gas Boiler - High Turndown_A_Achievable Technical Potential | F8 | Industrial | Primary Metals | Existing | Space Heating | Natural Gas | Gas Boiler - High Turndown | A | Cumulative Summer Peak Savings (MW) | Achievable Technical Potential | 0 | 0 | 0 | 0 | 0 | 0 | 0 | 0 | 0 | 0 | 0 | 0 | 0 | 0 | 0 | 0 | 0 | 0 | 0 | 0 | 0 | 0 | 0
F9_Industrial_Primary Metals_Existing_Space Heating_Natural Gas_Gas Boiler - High Turndown_A_Achievable Technical Potential | F9 | Industrial | Primary Metals | Existing | Space Heating | Natural Gas | Gas Boiler - High Turndown | A | Cumulative Winter Peak Savings (MW) | Achievable Technical Potential | 0 | 0 | 0 | 0 | 0 | 0 | 0 | 0 | 0 | 0 | 0 | 0 | 0 | 0 | 0 | 0 | 0 | 0 | 0 | 0 | 0 | 0 | 0
F10_Industrial_Primary Metals_Existing_Space Heating_Natural Gas_Gas Boiler - High Turndown_A_Achievable Technical Potential | F10 | Industrial | Primary Metals | Existing | Space Heating | Natural Gas | Gas Boiler - High Turndown | A | Purchases (Incremental) | Achievable Technical Potential | 0 | 0 | 0.102 | 0.10024 | 0.098514 | 0.096816 | 0.095146 | 0.084155 | 0.066164 | 0.052018 | 0.040897 | 0.032154 | 0.025279 | 0.019875 | 0.015626 | 0.012285 | 0.0096586 | 0.0075937 | 5.0902e-05 | 1.7866e-05 | 5.9856e-06 | 1.9182e-06 | 0
F11_Industrial_Primary Metals_Existing_Space Heating_Natural Gas_Gas Boiler - High Turndown_A_Achievable Technical Potential | F11 | Industrial | Primary Metals | Existing | Space Heating | Natural Gas | Gas Boiler - High Turndown | A | Purchases (Cumulative) | Achievable Technical Potential | 0 | 0 | 0.102 | 0.20224 | 0.30076 | 0.39757 | 0.49272 | 0.57688 | 0.64304 | 0.69506 | 0.73595 | 0.76811 | 0.79339 | 0.81326 | 0.82889 | 0.84117 | 0.85083 | 0.85843 | 0.85848 | 0.85849 | 0.8585 | 0.8585 | 0
F1_Industrial_Primary Metals_Existing_Process_Natural Gas_Gas Boiler - High Turndown_A_Achievable Technical Potential | F1 | Industrial | Primary Metals | Existing | Process | Natural Gas | Gas Boiler - High Turndown | A | Integrated Unit Energy Savings (kWh or therms) | Achievable Technical Potential | 0 | 0 | 38.1386 | 38.0511 | 37.962 | 37.8714 | 37.7789 | 37.6886 | 37.6039 | 37.5237 | 37.4474 | 37.3743 | 37.304 | 37.2361 | 37.1698 | 37.1046 | 37.04 | 36.9754 | 36.9137 | 36.851 | 36.7874 | 36.7226 | 0
F2_Industrial_Primary Metals_Existing_Process_Natural Gas_Gas Boiler - High Turndown_A_Achievable Technical Potential | F2 | Industrial | Primary Metals | Existing | Process | Natural Gas | Gas Boiler - High Turndown | A | Integrated Unit Summer Peak Savings (kW) | Achievable Technical Potential | 0 | 0 | 0 | 0 | 0 | 0 | 0 | 0 | 0 | 0 | 0 | 0 | 0 | 0 | 0 | 0 | 0 | 0 | 0 | 0 | 0 | 0 | 0
F3_Industrial_Primary Metals_Existing_Process_Natural Gas_Gas Boiler - High Turndown_A_Achievable Technical Potential | F3 | Industrial | Primary Metals | Existing | Process | Natural Gas | Gas Boiler - High Turndown | A | Integrated Unit Winter Peak Savings (kW) | Achievable Technical Potential | 0 | 0 | 0 | 0 | 0 | 0 | 0 | 0 | 0 | 0 | 0 | 0 | 0 | 0 | 0 | 0 | 0 | 0 | 0 | 0 | 0 | 0 | 0
F4_Industrial_Primary Metals_Existing_Process_Natural Gas_Gas Boiler - High Turndown_A_Achievable Technical Potential | F4 | Industrial | Primary Metals | Existing | Process | Natural Gas | Gas Boiler - High Turndown | A | Incremental Energy Savings (MWh or mTherms) | Achievable Technical Potential | 0 | 0 | 0.1409 | 0.13815 | 0.13545 | 0.1328 | 0.13019 | 0.11488 | 0.090114 | 0.070697 | 0.055469 | 0.043525 | 0.034156 | 0.026804 | 0.021036 | 0.01651 | 0.012958 | 0.01017 | 6.8055e-05 | 2.3846e-05 | 7.9752e-06 | 2.5513e-06 | 0
F5_Industrial_Primary Metals_Existing_Process_Natural Gas_Gas Boiler - High Turndown_A_Achievable Technical Potential | F5 | Industrial | Primary Metals | Existing | Process | Natural Gas | Gas Boiler - High Turndown | A | Incremental Summer Peak Savings (MW) | Achievable Technical Potential | 0 | 0 | 0 | 0 | 0 | 0 | 0 | 0 | 0 | 0 | 0 | 0 | 0 | 0 | 0 | 0 | 0 | 0 | 0 | 0 | 0 | 0 | 0
F6_Industrial_Primary Metals_Existing_Process_Natural Gas_Gas Boiler - High Turndown_A_Achievable Technical Potential | F6 | Industrial | Primary Metals | Existing | Process | Natural Gas | Gas Boiler - High Turndown | A | Incremental Winter Peak Savings (MW) | Achievable Technical Potential | 0 | 0 | 0 | 0 | 0 | 0 | 0 | 0 | 0 | 0 | 0 | 0 | 0 | 0 | 0 | 0 | 0 | 0 | 0 | 0 | 0 | 0 | 0
F7_Industrial_Primary Metals_Existing_Process_Natural Gas_Gas Boiler - High Turndown_A_Achievable Technical Potential | F7 | Industrial | Primary Metals | Existing | Process | Natural Gas | Gas Boiler - High Turndown | A | Cumulative Energy Savings (MWh or mTherms) | Achievable Technical Potential | 0 | 0 | 0.1409 | 0.27873 | 0.41353 | 0.54534 | 0.6742 | 0.78746 | 0.87581 | 0.94464 | 0.99819 | 1.0398 | 1.072 | 1.0968 | 1.1159 | 1.1305 | 1.1414 | 1.1496 | 1.1478 | 1.1458 | 1.1439 | 1.1419 | 0
F8_Industrial_Primary Metals_Existing_Process_Natural Gas_Gas Boiler - High Turndown_A_Achievable Technical Potential | F8 | Industrial | Primary Metals | Existing | Process | Natural Gas | Gas Boiler - High Turndown | A | Cumulative Summer Peak Savings (MW) | Achievable Technical Potential | 0 | 0 | 0 | 0 | 0 | 0 | 0 | 0 | 0 | 0 | 0 | 0 | 0 | 0 | 0 | 0 | 0 | 0 | 0 | 0 | 0 | 0 | 0
F9_Industrial_Primary Metals_Existing_Process_Natural Gas_Gas Boiler - High Turndown_A_Achievable Technical Potential | F9 | Industrial | Primary Metals | Existing | Process | Natural Gas | Gas Boiler - High Turndown | A | Cumulative Winter Peak Savings (MW) | Achievable Technical Potential | 0 | 0 | 0 | 0 | 0 | 0 | 0 | 0 | 0 | 0 | 0 | 0 | 0 | 0 | 0 | 0 | 0 | 0 | 0 | 0 | 0 | 0 | 0
F10_Industrial_Primary Metals_Existing_Process_Natural Gas_Gas Boiler - High Turndown_A_Achievable Technical Potential | F10 | Industrial | Primary Metals | Existing | Process | Natural Gas | Gas Boiler - High Turndown | A | Purchases (Incremental) | Achievable Technical Potential | 0 | 0 | 3.6944 | 3.6307 | 3.5681 | 3.5066 | 3.4461 | 3.048 | 2.3964 | 1.8841 | 1.4813 | 1.1646 | 0.9156 | 0.71985 | 0.56595 | 0.44495 | 0.34983 | 0.27504 | 0.0018436 | 0.00064708 | 0.00021679 | 6.9474e-05 | 0
F11_Industrial_Primary Metals_Existing_Process_Natural Gas_Gas Boiler - High Turndown_A_Achievable Technical Potential | F11 | Industrial | Primary Metals | Existing | Process | Natural Gas | Gas Boiler - High Turndown | A | Purchases (Cumulative) | Achievable Technical Potential | 0 | 0 | 3.6944 | 7.3251 | 10.8932 | 14.3998 | 17.8459 | 20.894 | 23.2904 | 25.1744 | 26.6557 | 27.8203 | 28.7359 | 29.4557 | 30.0217 | 30.4666 | 30.8165 | 31.0915 | 31.0933 | 31.094 | 31.0942 | 31.0943 | 0
F1_Industrial_Primary Metals_Existing_Space Heating_Natural Gas_Gas Boiler - Burner Control Optimization_A_Achievable Technical Potential | F1 | Industrial | Primary Metals | Existing | Space Heating | Natural Gas | Gas Boiler - Burner Control Optimization | A | Integrated Unit Energy Savings (kWh or therms) | Achievable Technical Potential | 0 | 0 | 11.4789 | 11.3575 | 11.1967 | 10.9911 | 10.7409 | 10.4531 | 10.1402 | 9.8171 | 9.4984 | 9.1956 | 8.9162 | 8.663 | 8.4359 | 8.2331 | 8.0518 | 7.8926 | 7.7524 | 7.6267 | 7.5185 | 7.4169 | 0
F2_Industrial_Primary Metals_Existing_Space Heating_Natural Gas_Gas Boiler - Burner Control Optimization_A_Achievable Technical Potential | F2 | Industrial | Primary Metals | Existing | Space Heating | Natural Gas | Gas Boiler - Burner Control Optimization | A | Integrated Unit Summer Peak Savings (kW) | Achievable Technical Potential | 0 | 0 | 0 | 0 | 0 | 0 | 0 | 0 | 0 | 0 | 0 | 0 | 0 | 0 | 0 | 0 | 0 | 0 | 0 | 0 | 0 | 0 | 0
F3_Industrial_Primary Metals_Existing_Space Heating_Natural Gas_Gas Boiler - Burner Control Optimization_A_Achievable Technical Potential | F3 | Industrial | Primary Metals | Existing | Space Heating | Natural Gas | Gas Boiler - Burner Control Optimization | A | Integrated Unit Winter Peak Savings (kW) | Achievable Technical Potential | 0 | 0 | 0 | 0 | 0 | 0 | 0 | 0 | 0 | 0 | 0 | 0 | 0 | 0 | 0 | 0 | 0 | 0 | 0 | 0 | 0 | 0 | 0
F4_Industrial_Primary Metals_Existing_Space Heating_Natural Gas_Gas Boiler - Burner Control Optimization_A_Achievable Technical Potential | F4 | Industrial | Primary Metals | Existing | Space Heating | Natural Gas | Gas Boiler - Burner Control Optimization | A | Incremental Energy Savings (MWh or mTherms) | Achievable Technical Potential | 0 | 0 | 0.00031584 | 0.00048276 | 0.00093544 | 0.0015793 | 0.0023593 | 0.0031591 | 0.0038331 | 0.0042548 | 0.0043569 | 0.0041453 | 0.0036867 | 0.0030802 | 0.0024275 | 0.0018109 | 0.0012825 | 0.00086482 | 0.00055654 | 0.00034241 | 0.00020192 | 0.00013255 | 0
F5_Industrial_Primary Metals_Existing_Space Heating_Natural Gas_Gas Boiler - Burner Control Optimization_A_Achievable Technical Potential | F5 | Industrial | Primary Metals | Existing | Space Heating | Natural Gas | Gas Boiler - Burner Control Optimization | A | Incremental Summer Peak Savings (MW) | Achievable Technical Potential | 0 | 0 | 0 | 0 | 0 | 0 | 0 | 0 | 0 | 0 | 0 | 0 | 0 | 0 | 0 | 0 | 0 | 0 | 0 | 0 | 0 | 0 | 0
F6_Industrial_Primary Metals_Existing_Space Heating_Natural Gas_Gas Boiler - Burner Control Optimization_A_Achievable Technical Potential | F6 | Industrial | Primary Metals | Existing | Space Heating | Natural Gas | Gas Boiler - Burner Control Optimization | A | Incremental Winter Peak Savings (MW) | Achievable Technical Potential | 0 | 0 | 0 | 0 | 0 | 0 | 0 | 0 | 0 | 0 | 0 | 0 | 0 | 0 | 0 | 0 | 0 | 0 | 0 | 0 | 0 | 0 | 0
F7_Industrial_Primary Metals_Existing_Space Heating_Natural Gas_Gas Boiler - Burner Control Optimization_A_Achievable Technical Potential | F7 | Industrial | Primary Metals | Existing | Space Heating | Natural Gas | Gas Boiler - Burner Control Optimization | A | Cumulative Energy Savings (MWh or mTherms) | Achievable Technical Potential | 0 | 0 | 0.00031584 | 0.00079526 | 0.0017194 | 0.0032671 | 0.005552 | 0.0085624 | 0.012139 | 0.016007 | 0.019844 | 0.023357 | 0.026334 | 0.028666 | 0.030342 | 0.031424 | 0.032014 | 0.032246 | 0.03223 | 0.03205 | 0.031797 | 0.0315 | 0
F8_Industrial_Primary Metals_Existing_Space Heating_Natural Gas_Gas Boiler - Burner Control Optimization_A_Achievable Technical Potential | F8 | Industrial | Primary Metals | Existing | Space Heating | Natural Gas | Gas Boiler - Burner Control Optimization | A | Cumulative Summer Peak Savings (MW) | Achievable Technical Potential | 0 | 0 | 0 | 0 | 0 | 0 | 0 | 0 | 0 | 0 | 0 | 0 | 0 | 0 | 0 | 0 | 0 | 0 | 0 | 0 | 0 | 0 | 0
F9_Industrial_Primary Metals_Existing_Space Heating_Natural Gas_Gas Boiler - Burner Control Optimization_A_Achievable Technical Potential | F9 | Industrial | Primary Metals | Existing | Space Heating | Natural Gas | Gas Boiler - Burner Control Optimization | A | Cumulative Winter Peak Savings (MW) | Achievable Technical Potential | 0 | 0 | 0 | 0 | 0 | 0 | 0 | 0 | 0 | 0 | 0 | 0 | 0 | 0 | 0 | 0 | 0 | 0 | 0 | 0 | 0 | 0 | 0
F10_Industrial_Primary Metals_Existing_Space Heating_Natural Gas_Gas Boiler - Burner Control Optimization_A_Achievable Technical Potential | F10 | Industrial | Primary Metals | Existing | Space Heating | Natural Gas | Gas Boiler - Burner Control Optimization | A | Purchases (Incremental) | Achievable Technical Potential | 0 | 0 | 0.027515 | 0.042506 | 0.083546 | 0.14368 | 0.21966 | 0.30222 | 0.37801 | 0.4334 | 0.45869 | 0.45079 | 0.41348 | 0.35556 | 0.28776 | 0.21996 | 0.15928 | 0.10957 | 0.071789 | 0.044896 | 0.026857 | 0.017871 | 0
F11_Industrial_Primary Metals_Existing_Space Heating_Natural Gas_Gas Boiler - Burner Control Optimization_A_Achievable Technical Potential | F11 | Industrial | Primary Metals | Existing | Space Heating | Natural Gas | Gas Boiler - Burner Control Optimization | A | Purchases (Cumulative) | Achievable Technical Potential | 0 | 0 | 0.027515 | 0.070021 | 0.15357 | 0.29725 | 0.51691 | 0.81912 | 1.1971 | 1.6305 | 2.0892 | 2.54 | 2.9535 | 3.309 | 3.5968 | 3.8168 | 3.976 | 4.0856 | 4.1574 | 4.2023 | 4.2292 | 4.247 | 0
F1_Industrial_Primary Metals_Existing_Process_Natural Gas_Gas Boiler - Burner Control Optimization_A_Achievable Technical Potential | F1 | Industrial | Primary Metals | Existing | Process | Natural Gas | Gas Boiler - Burner Control Optimization | A | Integrated Unit Energy Savings (kWh or therms) | Achievable Technical Potential | 0 | 0 | 11.0596 | 11.0335 | 11.0071 | 10.9801 | 10.9527 | 10.9258 | 10.9008 | 10.8771 | 10.8546 | 10.8331 | 10.8125 | 10.7925 | 10.7731 | 10.754 | 10.7351 | 10.7162 | 10.6982 | 10.6799 | 10.6614 | 10.6425 | 0
F2_Industrial_Primary Metals_Existing_Process_Natural Gas_Gas Boiler - Burner Control Optimization_A_Achievable Technical Potential | F2 | Industrial | Primary Metals | Existing | Process | Natural Gas | Gas Boiler - Burner Control Optimization | A | Integrated Unit Summer Peak Savings (kW) | Achievable Technical Potential | 0 | 0 | 0 | 0 | 0 | 0 | 0 | 0 | 0 | 0 | 0 | 0 | 0 | 0 | 0 | 0 | 0 | 0 | 0 | 0 | 0 | 0 | 0
F3_Industrial_Primary Metals_Existing_Process_Natural Gas_Gas Boiler - Burner Control Optimization_A_Achievable Technical Potential | F3 | Industrial | Primary Metals | Existing | Process | Natural Gas | Gas Boiler - Burner Control Optimization | A | Integrated Unit Winter Peak Savings (kW) | Achievable Technical Potential | 0 | 0 | 0 | 0 | 0 | 0 | 0 | 0 | 0 | 0 | 0 | 0 | 0 | 0 | 0 | 0 | 0 | 0 | 0 | 0 | 0 | 0 | 0
F4_Industrial_Primary Metals_Existing_Process_Natural Gas_Gas Boiler - Burner Control Optimization_A_Achievable Technical Potential | F4 | Industrial | Primary Metals | Existing | Process | Natural Gas | Gas Boiler - Burner Control Optimization | A | Incremental Energy Savings (MWh or mTherms) | Achievable Technical Potential | 0 | 0 | 0.011022 | 0.016986 | 0.033307 | 0.057142 | 0.087136 | 0.11959 | 0.14924 | 0.17074 | 0.18033 | 0.17687 | 0.16193 | 0.13899 | 0.11228 | 0.085674 | 0.06193 | 0.042529 | 0.027817 | 0.017367 | 0.010371 | 0.0068886 | 0
F5_Industrial_Primary Metals_Existing_Process_Natural Gas_Gas Boiler - Burner Control Optimization_A_Achievable Technical Potential | F5 | Industrial | Primary Metals | Existing | Process | Natural Gas | Gas Boiler - Burner Control Optimization | A | Incremental Summer Peak Savings (MW) | Achievable Technical Potential | 0 | 0 | 0 | 0 | 0 | 0 | 0 | 0 | 0 | 0 | 0 | 0 | 0 | 0 | 0 | 0 | 0 | 0 | 0 | 0 | 0 | 0 | 0
F6_Industrial_Primary Metals_Existing_Process_Natural Gas_Gas Boiler - Burner Control Optimization_A_Achievable Technical Potential | F6 | Industrial | Primary Metals | Existing | Process | Natural Gas | Gas Boiler - Burner Control Optimization | A | Incremental Winter Peak Savings (MW) | Achievable Technical Potential | 0 | 0 | 0 | 0 | 0 | 0 | 0 | 0 | 0 | 0 | 0 | 0 | 0 | 0 | 0 | 0 | 0 | 0 | 0 | 0 | 0 | 0 | 0
F7_Industrial_Primary Metals_Existing_Process_Natural Gas_Gas Boiler - Burner Control Optimization_A_Achievable Technical Potential | F7 | Industrial | Primary Metals | Existing | Process | Natural Gas | Gas Boiler - Burner Control Optimization | A | Cumulative Energy Savings (MWh or mTherms) | Achievable Technical Potential | 0 | 0 | 0.011022 | 0.027982 | 0.061222 | 0.11821 | 0.20505 | 0.32415 | 0.47265 | 0.64237 | 0.82137 | 0.99662 | 1.1566 | 1.2935 | 1.4035 | 1.4866 | 1.546 | 1.5858 | 1.6109 | 1.6255 | 1.6331 | 1.6371 | 0
F8_Industrial_Primary Metals_Existing_Process_Natural Gas_Gas Boiler - Burner Control Optimization_A_Achievable Technical Potential | F8 | Industrial | Primary Metals | Existing | Process | Natural Gas | Gas Boiler - Burner Control Optimization | A | Cumulative Summer Peak Savings (MW) | Achievable Technical Potential | 0 | 0 | 0 | 0 | 0 | 0 | 0 | 0 | 0 | 0 | 0 | 0 | 0 | 0 | 0 | 0 | 0 | 0 | 0 | 0 | 0 | 0 | 0
F9_Industrial_Primary Metals_Existing_Process_Natural Gas_Gas Boiler - Burner Control Optimization_A_Achievable Technical Potential | F9 | Industrial | Primary Metals | Existing | Process | Natural Gas | Gas Boiler - Burner Control Optimization | A | Cumulative Winter Peak Savings (MW) | Achievable Technical Potential | 0 | 0 | 0 | 0 | 0 | 0 | 0 | 0 | 0 | 0 | 0 | 0 | 0 | 0 | 0 | 0 | 0 | 0 | 0 | 0 | 0 | 0 | 0
F10_Industrial_Primary Metals_Existing_Process_Natural Gas_Gas Boiler - Burner Control Optimization_A_Achievable Technical Potential | F10 | Industrial | Primary Metals | Existing | Process | Natural Gas | Gas Boiler - Burner Control Optimization | A | Purchases (Incremental) | Achievable Technical Potential | 0 | 0 | 0.99658 | 1.5395 | 3.026 | 5.2041 | 7.9557 | 10.946 | 13.6911 | 15.6975 | 16.6136 | 16.3271 | 14.9759 | 12.878 | 10.4226 | 7.9667 | 5.769 | 3.9687 | 2.6002 | 1.6261 | 0.97274 | 0.64727 | 0
F11_Industrial_Primary Metals_Existing_Process_Natural Gas_Gas Boiler - Burner Control Optimization_A_Achievable Technical Potential | F11 | Industrial | Primary Metals | Existing | Process | Natural Gas | Gas Boiler - Burner Control Optimization | A | Purchases (Cumulative) | Achievable Technical Potential | 0 | 0 | 0.99658 | 2.5361 | 5.5621 | 10.7662 | 18.7219 | 29.6679 | 43.359 | 59.0566 | 75.6701 | 91.9973 | 106.9732 | 119.8512 | 130.2738 | 138.2404 | 144.0094 | 147.978 | 150.5782 | 152.2043 | 153.177 | 153.8243 | 0
F1_Industrial_Primary Metals_Existing_Space Heating_Natural Gas_HVAC - Demand Controlled Ventilation_A_Achievable Technical Potential | F1 | Industrial | Primary Metals | Existing | Space Heating | Natural Gas | HVAC - Demand Controlled Ventilation | A | Integrated Unit Energy Savings (kWh or therms) | Achievable Technical Potential | 0 | 0 | 0.0766 | 0.076133 | 0.075654 | 0.075162 | 0.074657 | 0.074137 | 0.073602 | 0.073051 | 0.07249 | 0.07192 | 0.071342 | 0.070757 | 0.070163 | 0.069563 | 0.068958 | 0.068387 | 0.067854 | 0.067358 | 0.066898 | 0.066474 | 0
F2_Industrial_Primary Metals_Existing_Space Heating_Natural Gas_HVAC - Demand Controlled Ventilation_A_Achievable Technical Potential | F2 | Industrial | Primary Metals | Existing | Space Heating | Natural Gas | HVAC - Demand Controlled Ventilation | A | Integrated Unit Summer Peak Savings (kW) | Achievable Technical Potential | 0 | 0 | 0 | 0 | 0 | 0 | 0 | 0 | 0 | 0 | 0 | 0 | 0 | 0 | 0 | 0 | 0 | 0 | 0 | 0 | 0 | 0 | 0
F3_Industrial_Primary Metals_Existing_Space Heating_Natural Gas_HVAC - Demand Controlled Ventilation_A_Achievable Technical Potential | F3 | Industrial | Primary Metals | Existing | Space Heating | Natural Gas | HVAC - Demand Controlled Ventilation | A | Integrated Unit Winter Peak Savings (kW) | Achievable Technical Potential | 0 | 0 | 0 | 0 | 0 | 0 | 0 | 0 | 0 | 0 | 0 | 0 | 0 | 0 | 0 | 0 | 0 | 0 | 0 | 0 | 0 | 0 | 0
F4_Industrial_Primary Metals_Existing_Space Heating_Natural Gas_HVAC - Demand Controlled Ventilation_A_Achievable Technical Potential | F4 | Industrial | Primary Metals | Existing | Space Heating | Natural Gas | HVAC - Demand Controlled Ventilation | A | Incremental Energy Savings (MWh or mTherms) | Achievable Technical Potential | 0 | 0 | 0.040781 | 0.039834 | 0.038901 | 0.037982 | 0.037076 | 0.036183 | 0.035302 | 0.034434 | 0.03358 | 0.032742 | 0.031919 | 0.031111 | 0.030318 | 0.02954 | 0.028779 | 0.028049 | 0.02735 | 0.026682 | 0.026043 | 0.025432 | 0
F5_Industrial_Primary Metals_Existing_Space Heating_Natural Gas_HVAC - Demand Controlled Ventilation_A_Achievable Technical Potential | F5 | Industrial | Primary Metals | Existing | Space Heating | Natural Gas | HVAC - Demand Controlled Ventilation | A | Incremental Summer Peak Savings (MW) | Achievable Technical Potential | 0 | 0 | 0 | 0 | 0 | 0 | 0 | 0 | 0 | 0 | 0 | 0 | 0 | 0 | 0 | 0 | 0 | 0 | 0 | 0 | 0 | 0 | 0
F6_Industrial_Primary Metals_Existing_Space Heating_Natural Gas_HVAC - Demand Controlled Ventilation_A_Achievable Technical Potential | F6 | Industrial | Primary Metals | Existing | Space Heating | Natural Gas | HVAC - Demand Controlled Ventilation | A | Incremental Winter Peak Savings (MW) | Achievable Technical Potential | 0 | 0 | 0 | 0 | 0 | 0 | 0 | 0 | 0 | 0 | 0 | 0 | 0 | 0 | 0 | 0 | 0 | 0 | 0 | 0 | 0 | 0 | 0
F7_Industrial_Primary Metals_Existing_Space Heating_Natural Gas_HVAC - Demand Controlled Ventilation_A_Achievable Technical Potential | F7 | Industrial | Primary Metals | Existing | Space Heating | Natural Gas | HVAC - Demand Controlled Ventilation | A | Cumulative Energy Savings (MWh or mTherms) | Achievable Technical Potential | 0 | 0 | 0.040781 | 0.080367 | 0.11876 | 0.15597 | 0.192 | 0.22684 | 0.26051 | 0.29299 | 0.32432 | 0.35451 | 0.38359 | 0.41155 | 0.43841 | 0.4642 | 0.48895 | 0.51295 | 0.5363 | 0.55906 | 0.58128 | 0.60304 | 0
F8_Industrial_Primary Metals_Existing_Space Heating_Natural Gas_HVAC - Demand Controlled Ventilation_A_Achievable Technical Potential | F8 | Industrial | Primary Metals | Existing | Space Heating | Natural Gas | HVAC - Demand Controlled Ventilation | A | Cumulative Summer Peak Savings (MW) | Achievable Technical Potential | 0 | 0 | 0 | 0 | 0 | 0 | 0 | 0 | 0 | 0 | 0 | 0 | 0 | 0 | 0 | 0 | 0 | 0 | 0 | 0 | 0 | 0 | 0
F9_Industrial_Primary Metals_Existing_Space Heating_Natural Gas_HVAC - Demand Controlled Ventilation_A_Achievable Technical Potential | F9 | Industrial | Primary Metals | Existing | Space Heating | Natural Gas | HVAC - Demand Controlled Ventilation | A | Cumulative Winter Peak Savings (MW) | Achievable Technical Potential | 0 | 0 | 0 | 0 | 0 | 0 | 0 | 0 | 0 | 0 | 0 | 0 | 0 | 0 | 0 | 0 | 0 | 0 | 0 | 0 | 0 | 0 | 0
F10_Industrial_Primary Metals_Existing_Space Heating_Natural Gas_HVAC - Demand Controlled Ventilation_A_Achievable Technical Potential | F10 | Industrial | Primary Metals | Existing | Space Heating | Natural Gas | HVAC - Demand Controlled Ventilation | A | Purchases (Incremental) | Achievable Technical Potential | 0 | 0 | 532.393 | 523.2139 | 514.1929 | 505.3275 | 496.615 | 488.0527 | 479.638 | 471.3683 | 463.2413 | 455.2544 | 447.4052 | 439.6913 | 432.1104 | 424.6602 | 417.3385 | 410.143 | 403.0716 | 396.1221 | 389.2924 | 382.5804 | 0
F11_Industrial_Primary Metals_Existing_Space Heating_Natural Gas_HVAC - Demand Controlled Ventilation_A_Achievable Technical Potential | F11 | Industrial | Primary Metals | Existing | Space Heating | Natural Gas | HVAC - Demand Controlled Ventilation | A | Purchases (Cumulative) | Achievable Technical Potential | 0 | 0 | 532.393 | 1055.6069 | 1569.7998 | 2075.1274 | 2571.7424 | 3059.795 | 3539.433 | 4010.8013 | 4474.0426 | 4929.297 | 5376.7022 | 5816.3935 | 6248.5039 | 6673.1641 | 7090.5026 | 7500.6456 | 7903.7172 | 8299.8392 | 8689.1316 | 9071.712 | 0
F1_Industrial_Primary Metals_Existing_Space Heating_Natural Gas_Gas Boiler - Stack Economizer_A_Achievable Technical Potential | F1 | Industrial | Primary Metals | Existing | Space Heating | Natural Gas | Gas Boiler - Stack Economizer | A | Integrated Unit Energy Savings (kWh or therms) | Achievable Technical Potential | 0 | 0 | 28.9909 | 28.85 | 28.6985 | 28.533 | 28.3489 | 28.1416 | 27.9078 | 27.6448 | 27.353 | 27.0347 | 26.6945 | 26.3388 | 25.9757 | 25.6143 | 25.2633 | 24.9407 | 24.6501 | 24.3913 | 24.1604 | 23.951 | 0
F2_Industrial_Primary Metals_Existing_Space Heating_Natural Gas_Gas Boiler - Stack Economizer_A_Achievable Technical Potential | F2 | Industrial | Primary Metals | Existing | Space Heating | Natural Gas | Gas Boiler - Stack Economizer | A | Integrated Unit Summer Peak Savings (kW) | Achievable Technical Potential | 0 | 0 | 0 | 0 | 0 | 0 | 0 | 0 | 0 | 0 | 0 | 0 | 0 | 0 | 0 | 0 | 0 | 0 | 0 | 0 | 0 | 0 | 0
F3_Industrial_Primary Metals_Existing_Space Heating_Natural Gas_Gas Boiler - Stack Economizer_A_Achievable Technical Potential | F3 | Industrial | Primary Metals | Existing | Space Heating | Natural Gas | Gas Boiler - Stack Economizer | A | Integrated Unit Winter Peak Savings (kW) | Achievable Technical Potential | 0 | 0 | 0 | 0 | 0 | 0 | 0 | 0 | 0 | 0 | 0 | 0 | 0 | 0 | 0 | 0 | 0 | 0 | 0 | 0 | 0 | 0 | 0
F4_Industrial_Primary Metals_Existing_Space Heating_Natural Gas_Gas Boiler - Stack Economizer_A_Achievable Technical Potential | F4 | Industrial | Primary Metals | Existing | Space Heating | Natural Gas | Gas Boiler - Stack Economizer | A | Incremental Energy Savings (MWh or mTherms) | Achievable Technical Potential | 0 | 0 | 0.0078856 | 0.007712 | 0.0075392 | 0.0073665 | 0.0071928 | 0.0063154 | 0.0049239 | 0.0038348 | 0.0029831 | 0.002318 | 0.0017995 | 0.0013959 | 0.0010824 | 0.00083913 | 0.00065069 | 0.00050504 | 3.3459e-06 | 1.162e-06 | 3.8564e-07 | 1.2251e-07 | 0
F5_Industrial_Primary Metals_Existing_Space Heating_Natural Gas_Gas Boiler - Stack Economizer_A_Achievable Technical Potential | F5 | Industrial | Primary Metals | Existing | Space Heating | Natural Gas | Gas Boiler - Stack Economizer | A | Incremental Summer Peak Savings (MW) | Achievable Technical Potential | 0 | 0 | 0 | 0 | 0 | 0 | 0 | 0 | 0 | 0 | 0 | 0 | 0 | 0 | 0 | 0 | 0 | 0 | 0 | 0 | 0 | 0 | 0
F6_Industrial_Primary Metals_Existing_Space Heating_Natural Gas_Gas Boiler - Stack Economizer_A_Achievable Technical Potential | F6 | Industrial | Primary Metals | Existing | Space Heating | Natural Gas | Gas Boiler - Stack Economizer | A | Incremental Winter Peak Savings (MW) | Achievable Technical Potential | 0 | 0 | 0 | 0 | 0 | 0 | 0 | 0 | 0 | 0 | 0 | 0 | 0 | 0 | 0 | 0 | 0 | 0 | 0 | 0 | 0 | 0 | 0
F7_Industrial_Primary Metals_Existing_Space Heating_Natural Gas_Gas Boiler - Stack Economizer_A_Achievable Technical Potential | F7 | Industrial | Primary Metals | Existing | Space Heating | Natural Gas | Gas Boiler - Stack Economizer | A | Cumulative Energy Savings (MWh or mTherms) | Achievable Technical Potential | 0 | 0 | 0.0078856 | 0.015559 | 0.023017 | 0.030251 | 0.037248 | 0.043291 | 0.047855 | 0.051239 | 0.053682 | 0.055375 | 0.056478 | 0.057121 | 0.057416 | 0.057456 | 0.05732 | 0.057093 | 0.056431 | 0.055839 | 0.055311 | 0.054832 | 0
F8_Industrial_Primary Metals_Existing_Space Heating_Natural Gas_Gas Boiler - Stack Economizer_A_Achievable Technical Potential | F8 | Industrial | Primary Metals | Existing | Space Heating | Natural Gas | Gas Boiler - Stack Economizer | A | Cumulative Summer Peak Savings (MW) | Achievable Technical Potential | 0 | 0 | 0 | 0 | 0 | 0 | 0 | 0 | 0 | 0 | 0 | 0 | 0 | 0 | 0 | 0 | 0 | 0 | 0 | 0 | 0 | 0 | 0
F9_Industrial_Primary Metals_Existing_Space Heating_Natural Gas_Gas Boiler - Stack Economizer_A_Achievable Technical Potential | F9 | Industrial | Primary Metals | Existing | Space Heating | Natural Gas | Gas Boiler - Stack Economizer | A | Cumulative Winter Peak Savings (MW) | Achievable Technical Potential | 0 | 0 | 0 | 0 | 0 | 0 | 0 | 0 | 0 | 0 | 0 | 0 | 0 | 0 | 0 | 0 | 0 | 0 | 0 | 0 | 0 | 0 | 0
F10_Industrial_Primary Metals_Existing_Space Heating_Natural Gas_Gas Boiler - Stack Economizer_A_Achievable Technical Potential | F10 | Industrial | Primary Metals | Existing | Space Heating | Natural Gas | Gas Boiler - Stack Economizer | A | Purchases (Incremental) | Achievable Technical Potential | 0 | 0 | 0.272 | 0.26731 | 0.2627 | 0.25818 | 0.25372 | 0.22441 | 0.17644 | 0.13872 | 0.10906 | 0.085743 | 0.067412 | 0.053 | 0.041669 | 0.03276 | 0.025756 | 0.02025 | 0.00013574 | 4.7642e-05 | 1.5961e-05 | 5.1151e-06 | 0
F11_Industrial_Primary Metals_Existing_Space Heating_Natural Gas_Gas Boiler - Stack Economizer_A_Achievable Technical Potential | F11 | Industrial | Primary Metals | Existing | Space Heating | Natural Gas | Gas Boiler - Stack Economizer | A | Purchases (Cumulative) | Achievable Technical Potential | 0 | 0 | 0.272 | 0.53932 | 0.80202 | 1.0602 | 1.3139 | 1.5383 | 1.7148 | 1.8535 | 1.9625 | 2.0483 | 2.1157 | 2.1687 | 2.2104 | 2.2431 | 2.2689 | 2.2891 | 2.2893 | 2.2893 | 2.2893 | 2.2893 | 0
F1_Industrial_Primary Metals_Existing_Process_Natural Gas_Gas Boiler - Stack Economizer_A_Achievable Technical Potential | F1 | Industrial | Primary Metals | Existing | Process | Natural Gas | Gas Boiler - Stack Economizer | A | Integrated Unit Energy Savings (kWh or therms) | Achievable Technical Potential | 0 | 0 | 36.6184 | 36.5398 | 36.4598 | 36.3783 | 36.2951 | 36.2135 | 36.1365 | 36.0632 | 35.9929 | 35.9254 | 35.8602 | 35.7969 | 35.7351 | 35.6741 | 35.6135 | 35.5529 | 35.4946 | 35.4353 | 35.3751 | 35.3139 | 0
F2_Industrial_Primary Metals_Existing_Process_Natural Gas_Gas Boiler - Stack Economizer_A_Achievable Technical Potential | F2 | Industrial | Primary Metals | Existing | Process | Natural Gas | Gas Boiler - Stack Economizer | A | Integrated Unit Summer Peak Savings (kW) | Achievable Technical Potential | 0 | 0 | 0 | 0 | 0 | 0 | 0 | 0 | 0 | 0 | 0 | 0 | 0 | 0 | 0 | 0 | 0 | 0 | 0 | 0 | 0 | 0 | 0
F3_Industrial_Primary Metals_Existing_Process_Natural Gas_Gas Boiler - Stack Economizer_A_Achievable Technical Potential | F3 | Industrial | Primary Metals | Existing | Process | Natural Gas | Gas Boiler - Stack Economizer | A | Integrated Unit Winter Peak Savings (kW) | Achievable Technical Potential | 0 | 0 | 0 | 0 | 0 | 0 | 0 | 0 | 0 | 0 | 0 | 0 | 0 | 0 | 0 | 0 | 0 | 0 | 0 | 0 | 0 | 0 | 0
F4_Industrial_Primary Metals_Existing_Process_Natural Gas_Gas Boiler - Stack Economizer_A_Achievable Technical Potential | F4 | Industrial | Primary Metals | Existing | Process | Natural Gas | Gas Boiler - Stack Economizer | A | Incremental Energy Savings (MWh or mTherms) | Achievable Technical Potential | 0 | 0 | 0.36076 | 0.35377 | 0.34691 | 0.34017 | 0.33354 | 0.29435 | 0.23093 | 0.18119 | 0.14217 | 0.11157 | 0.087556 | 0.068716 | 0.053932 | 0.042329 | 0.033223 | 0.026076 | 0.0001745 | 6.1145e-05 | 2.0451e-05 | 6.5424e-06 | 0
F5_Industrial_Primary Metals_Existing_Process_Natural Gas_Gas Boiler - Stack Economizer_A_Achievable Technical Potential | F5 | Industrial | Primary Metals | Existing | Process | Natural Gas | Gas Boiler - Stack Economizer | A | Incremental Summer Peak Savings (MW) | Achievable Technical Potential | 0 | 0 | 0 | 0 | 0 | 0 | 0 | 0 | 0 | 0 | 0 | 0 | 0 | 0 | 0 | 0 | 0 | 0 | 0 | 0 | 0 | 0 | 0
F6_Industrial_Primary Metals_Existing_Process_Natural Gas_Gas Boiler - Stack Economizer_A_Achievable Technical Potential | F6 | Industrial | Primary Metals | Existing | Process | Natural Gas | Gas Boiler - Stack Economizer | A | Incremental Winter Peak Savings (MW) | Achievable Technical Potential | 0 | 0 | 0 | 0 | 0 | 0 | 0 | 0 | 0 | 0 | 0 | 0 | 0 | 0 | 0 | 0 | 0 | 0 | 0 | 0 | 0 | 0 | 0
F7_Industrial_Primary Metals_Existing_Process_Natural Gas_Gas Boiler - Stack Economizer_A_Achievable Technical Potential | F7 | Industrial | Primary Metals | Existing | Process | Natural Gas | Gas Boiler - Stack Economizer | A | Cumulative Energy Savings (MWh or mTherms) | Achievable Technical Potential | 0 | 0 | 0.36076 | 0.71375 | 1.0591 | 1.3969 | 1.7273 | 2.0177 | 2.2444 | 2.421 | 2.5584 | 2.6652 | 2.7479 | 2.8118 | 2.8609 | 2.8983 | 2.9266 | 2.9477 | 2.9431 | 2.9382 | 2.9332 | 2.9282 | 0
F8_Industrial_Primary Metals_Existing_Process_Natural Gas_Gas Boiler - Stack Economizer_A_Achievable Technical Potential | F8 | Industrial | Primary Metals | Existing | Process | Natural Gas | Gas Boiler - Stack Economizer | A | Cumulative Summer Peak Savings (MW) | Achievable Technical Potential | 0 | 0 | 0 | 0 | 0 | 0 | 0 | 0 | 0 | 0 | 0 | 0 | 0 | 0 | 0 | 0 | 0 | 0 | 0 | 0 | 0 | 0 | 0
F9_Industrial_Primary Metals_Existing_Process_Natural Gas_Gas Boiler - Stack Economizer_A_Achievable Technical Potential | F9 | Industrial | Primary Metals | Existing | Process | Natural Gas | Gas Boiler - Stack Economizer | A | Cumulative Winter Peak Savings (MW) | Achievable Technical Potential | 0 | 0 | 0 | 0 | 0 | 0 | 0 | 0 | 0 | 0 | 0 | 0 | 0 | 0 | 0 | 0 | 0 | 0 | 0 | 0 | 0 | 0 | 0
F10_Industrial_Primary Metals_Existing_Process_Natural Gas_Gas Boiler - Stack Economizer_A_Achievable Technical Potential | F10 | Industrial | Primary Metals | Existing | Process | Natural Gas | Gas Boiler - Stack Economizer | A | Purchases (Incremental) | Achievable Technical Potential | 0 | 0 | 9.8517 | 9.6819 | 9.515 | 9.3509 | 9.1897 | 8.1281 | 6.3904 | 5.0242 | 3.95 | 3.1055 | 2.4416 | 1.9196 | 1.5092 | 1.1865 | 0.93287 | 0.73343 | 0.0049163 | 0.0017255 | 0.00057811 | 0.00018526 | 0
F11_Industrial_Primary Metals_Existing_Process_Natural Gas_Gas Boiler - Stack Economizer_A_Achievable Technical Potential | F11 | Industrial | Primary Metals | Existing | Process | Natural Gas | Gas Boiler - Stack Economizer | A | Purchases (Cumulative) | Achievable Technical Potential | 0 | 0 | 9.8517 | 19.5336 | 29.0486 | 38.3995 | 47.5892 | 55.7173 | 62.1077 | 67.1318 | 71.0819 | 74.1874 | 76.629 | 78.5486 | 80.0578 | 81.2444 | 82.1772 | 82.9107 | 82.9156 | 82.9173 | 82.9179 | 82.9181 | 0
F1_Industrial_Primary Metals_Existing_Space Heating_Natural Gas_Gas Furnace Tube Inserts_A_Achievable Technical Potential | F1 | Industrial | Primary Metals | Existing | Space Heating | Natural Gas | Gas Furnace Tube Inserts | A | Integrated Unit Energy Savings (kWh or therms) | Achievable Technical Potential | 0 | 0 | 0.088078 | 0.087554 | 0.087015 | 0.086462 | 0.085893 | 0.085308 | 0.084705 | 0.084085 | 0.083452 | 0.082809 | 0.082158 | 0.081497 | 0.080827 | 0.080149 | 0.079467 | 0.078823 | 0.078223 | 0.077665 | 0.07715 | 0.076676 | 0
F2_Industrial_Primary Metals_Existing_Space Heating_Natural Gas_Gas Furnace Tube Inserts_A_Achievable Technical Potential | F2 | Industrial | Primary Metals | Existing | Space Heating | Natural Gas | Gas Furnace Tube Inserts | A | Integrated Unit Summer Peak Savings (kW) | Achievable Technical Potential | 0 | 0 | 0 | 0 | 0 | 0 | 0 | 0 | 0 | 0 | 0 | 0 | 0 | 0 | 0 | 0 | 0 | 0 | 0 | 0 | 0 | 0 | 0
F3_Industrial_Primary Metals_Existing_Space Heating_Natural Gas_Gas Furnace Tube Inserts_A_Achievable Technical Potential | F3 | Industrial | Primary Metals | Existing | Space Heating | Natural Gas | Gas Furnace Tube Inserts | A | Integrated Unit Winter Peak Savings (kW) | Achievable Technical Potential | 0 | 0 | 0 | 0 | 0 | 0 | 0 | 0 | 0 | 0 | 0 | 0 | 0 | 0 | 0 | 0 | 0 | 0 | 0 | 0 | 0 | 0 | 0
F4_Industrial_Primary Metals_Existing_Space Heating_Natural Gas_Gas Furnace Tube Inserts_A_Achievable Technical Potential | F4 | Industrial | Primary Metals | Existing | Space Heating | Natural Gas | Gas Furnace Tube Inserts | A | Incremental Energy Savings (MWh or mTherms) | Achievable Technical Potential | 0 | 0 | 0 | 0 | 0 | 0 | 0 | 0 | 0 | 0 | 0 | 0 | 0 | 0 | 0 | 0 | 0 | 0 | 0 | 0 | 0 | 0 | 0
F5_Industrial_Primary Metals_Existing_Space Heating_Natural Gas_Gas Furnace Tube Inserts_A_Achievable Technical Potential | F5 | Industrial | Primary Metals | Existing | Space Heating | Natural Gas | Gas Furnace Tube Inserts | A | Incremental Summer Peak Savings (MW) | Achievable Technical Potential | 0 | 0 | 0 | 0 | 0 | 0 | 0 | 0 | 0 | 0 | 0 | 0 | 0 | 0 | 0 | 0 | 0 | 0 | 0 | 0 | 0 | 0 | 0
F6_Industrial_Primary Metals_Existing_Space Heating_Natural Gas_Gas Furnace Tube Inserts_A_Achievable Technical Potential | F6 | Industrial | Primary Metals | Existing | Space Heating | Natural Gas | Gas Furnace Tube Inserts | A | Incremental Winter Peak Savings (MW) | Achievable Technical Potential | 0 | 0 | 0 | 0 | 0 | 0 | 0 | 0 | 0 | 0 | 0 | 0 | 0 | 0 | 0 | 0 | 0 | 0 | 0 | 0 | 0 | 0 | 0
F7_Industrial_Primary Metals_Existing_Space Heating_Natural Gas_Gas Furnace Tube Inserts_A_Achievable Technical Potential | F7 | Industrial | Primary Metals | Existing | Space Heating | Natural Gas | Gas Furnace Tube Inserts | A | Cumulative Energy Savings (MWh or mTherms) | Achievable Technical Potential | 0 | 0 | 0 | 0 | 0 | 0 | 0 | 0 | 0 | 0 | 0 | 0 | 0 | 0 | 0 | 0 | 0 | 0 | 0 | 0 | 0 | 0 | 0
F8_Industrial_Primary Metals_Existing_Space Heating_Natural Gas_Gas Furnace Tube Inserts_A_Achievable Technical Potential | F8 | Industrial | Primary Metals | Existing | Space Heating | Natural Gas | Gas Furnace Tube Inserts | A | Cumulative Summer Peak Savings (MW) | Achievable Technical Potential | 0 | 0 | 0 | 0 | 0 | 0 | 0 | 0 | 0 | 0 | 0 | 0 | 0 | 0 | 0 | 0 | 0 | 0 | 0 | 0 | 0 | 0 | 0
F9_Industrial_Primary Metals_Existing_Space Heating_Natural Gas_Gas Furnace Tube Inserts_A_Achievable Technical Potential | F9 | Industrial | Primary Metals | Existing | Space Heating | Natural Gas | Gas Furnace Tube Inserts | A | Cumulative Winter Peak Savings (MW) | Achievable Technical Potential | 0 | 0 | 0 | 0 | 0 | 0 | 0 | 0 | 0 | 0 | 0 | 0 | 0 | 0 | 0 | 0 | 0 | 0 | 0 | 0 | 0 | 0 | 0
F10_Industrial_Primary Metals_Existing_Space Heating_Natural Gas_Gas Furnace Tube Inserts_A_Achievable Technical Potential | F10 | Industrial | Primary Metals | Existing | Space Heating | Natural Gas | Gas Furnace Tube Inserts | A | Purchases (Incremental) | Achievable Technical Potential | 0 | 0 | 0 | 0 | 0 | 0 | 0 | 0 | 0 | 0 | 0 | 0 | 0 | 0 | 0 | 0 | 0 | 0 | 0 | 0 | 0 | 0 | 0
F11_Industrial_Primary Metals_Existing_Space Heating_Natural Gas_Gas Furnace Tube Inserts_A_Achievable Technical Potential | F11 | Industrial | Primary Metals | Existing | Space Heating | Natural Gas | Gas Furnace Tube Inserts | A | Purchases (Cumulative) | Achievable Technical Potential | 0 | 0 | 0 | 0 | 0 | 0 | 0 | 0 | 0 | 0 | 0 | 0 | 0 | 0 | 0 | 0 | 0 | 0 | 0 | 0 | 0 | 0 | 0
F1_Industrial_Primary Metals_Existing_Space Heating_Natural Gas_Space Heating - Heat Recovery Ventilator_A_Achievable Technical Potential | F1 | Industrial | Primary Metals | Existing | Space Heating | Natural Gas | Space Heating - Heat Recovery Ventilator | A | Integrated Unit Energy Savings (kWh or therms) | Achievable Technical Potential | 0 | 0 | 0.01328 | 0.013125 | 0.012916 | 0.012645 | 0.012314 | 0.011935 | 0.011526 | 0.011107 | 0.010699 | 0.010317 | 0.009969 | 0.0096586 | 0.0093841 | 0.009142 | 0.0089277 | 0.0087408 | 0.0085766 | 0.0084293 | 0.0083028 | 0.0081835 | 0
F2_Industrial_Primary Metals_Existing_Space Heating_Natural Gas_Space Heating - Heat Recovery Ventilator_A_Achievable Technical Potential | F2 | Industrial | Primary Metals | Existing | Space Heating | Natural Gas | Space Heating - Heat Recovery Ventilator | A | Integrated Unit Summer Peak Savings (kW) | Achievable Technical Potential | 0 | 0 | 0 | 0 | 0 | 0 | 0 | 0 | 0 | 0 | 0 | 0 | 0 | 0 | 0 | 0 | 0 | 0 | 0 | 0 | 0 | 0 | 0
F3_Industrial_Primary Metals_Existing_Space Heating_Natural Gas_Space Heating - Heat Recovery Ventilator_A_Achievable Technical Potential | F3 | Industrial | Primary Metals | Existing | Space Heating | Natural Gas | Space Heating - Heat Recovery Ventilator | A | Integrated Unit Winter Peak Savings (kW) | Achievable Technical Potential | 0 | 0 | 0 | 0 | 0 | 0 | 0 | 0 | 0 | 0 | 0 | 0 | 0 | 0 | 0 | 0 | 0 | 0 | 0 | 0 | 0 | 0 | 0
F4_Industrial_Primary Metals_Existing_Space Heating_Natural Gas_Space Heating - Heat Recovery Ventilator_A_Achievable Technical Potential | F4 | Industrial | Primary Metals | Existing | Space Heating | Natural Gas | Space Heating - Heat Recovery Ventilator | A | Incremental Energy Savings (MWh or mTherms) | Achievable Technical Potential | 0 | 0 | 0.017306 | 0.016809 | 0.016256 | 0.015641 | 0.014969 | 0.014258 | 0.013531 | 0.012815 | 0.012131 | 0.011496 | 0.010917 | 0.010395 | 0.0099254 | 0.0095026 | 0.00912 | 0.008775 | 0.0084618 | 0.008173 | 0.0079116 | 0.0076635 | 0
F5_Industrial_Primary Metals_Existing_Space Heating_Natural Gas_Space Heating - Heat Recovery Ventilator_A_Achievable Technical Potential | F5 | Industrial | Primary Metals | Existing | Space Heating | Natural Gas | Space Heating - Heat Recovery Ventilator | A | Incremental Summer Peak Savings (MW) | Achievable Technical Potential | 0 | 0 | 0 | 0 | 0 | 0 | 0 | 0 | 0 | 0 | 0 | 0 | 0 | 0 | 0 | 0 | 0 | 0 | 0 | 0 | 0 | 0 | 0
F6_Industrial_Primary Metals_Existing_Space Heating_Natural Gas_Space Heating - Heat Recovery Ventilator_A_Achievable Technical Potential | F6 | Industrial | Primary Metals | Existing | Space Heating | Natural Gas | Space Heating - Heat Recovery Ventilator | A | Incremental Winter Peak Savings (MW) | Achievable Technical Potential | 0 | 0 | 0 | 0 | 0 | 0 | 0 | 0 | 0 | 0 | 0 | 0 | 0 | 0 | 0 | 0 | 0 | 0 | 0 | 0 | 0 | 0 | 0
F7_Industrial_Primary Metals_Existing_Space Heating_Natural Gas_Space Heating - Heat Recovery Ventilator_A_Achievable Technical Potential | F7 | Industrial | Primary Metals | Existing | Space Heating | Natural Gas | Space Heating - Heat Recovery Ventilator | A | Cumulative Energy Savings (MWh or mTherms) | Achievable Technical Potential | 0 | 0 | 0.017306 | 0.033914 | 0.049629 | 0.064229 | 0.077518 | 0.089389 | 0.099853 | 0.10904 | 0.11717 | 0.12448 | 0.1312 | 0.13751 | 0.14353 | 0.14933 | 0.15495 | 0.16048 | 0.16592 | 0.17125 | 0.17659 | 0.18172 | 0
F8_Industrial_Primary Metals_Existing_Space Heating_Natural Gas_Space Heating - Heat Recovery Ventilator_A_Achievable Technical Potential | F8 | Industrial | Primary Metals | Existing | Space Heating | Natural Gas | Space Heating - Heat Recovery Ventilator | A | Cumulative Summer Peak Savings (MW) | Achievable Technical Potential | 0 | 0 | 0 | 0 | 0 | 0 | 0 | 0 | 0 | 0 | 0 | 0 | 0 | 0 | 0 | 0 | 0 | 0 | 0 | 0 | 0 | 0 | 0
F9_Industrial_Primary Metals_Existing_Space Heating_Natural Gas_Space Heating - Heat Recovery Ventilator_A_Achievable Technical Potential | F9 | Industrial | Primary Metals | Existing | Space Heating | Natural Gas | Space Heating - Heat Recovery Ventilator | A | Cumulative Winter Peak Savings (MW) | Achievable Technical Potential | 0 | 0 | 0 | 0 | 0 | 0 | 0 | 0 | 0 | 0 | 0 | 0 | 0 | 0 | 0 | 0 | 0 | 0 | 0 | 0 | 0 | 0 | 0
F10_Industrial_Primary Metals_Existing_Space Heating_Natural Gas_Space Heating - Heat Recovery Ventilator_A_Achievable Technical Potential | F10 | Industrial | Primary Metals | Existing | Space Heating | Natural Gas | Space Heating - Heat Recovery Ventilator | A | Purchases (Incremental) | Achievable Technical Potential | 0 | 0 | 1303.1526 | 1280.6845 | 1258.6037 | 1236.9036 | 1215.5777 | 1194.6195 | 1174.0226 | 1153.7808 | 1133.888 | 1114.3382 | 1095.1255 | 1076.244 | 1057.6881 | 1039.4521 | 1021.5305 | 1003.9179 | 986.609 | 969.5985 | 952.8813 | 936.4523 | 0
F11_Industrial_Primary Metals_Existing_Space Heating_Natural Gas_Space Heating - Heat Recovery Ventilator_A_Achievable Technical Potential | F11 | Industrial | Primary Metals | Existing | Space Heating | Natural Gas | Space Heating - Heat Recovery Ventilator | A | Purchases (Cumulative) | Achievable Technical Potential | 0 | 0 | 1303.1526 | 2583.8371 | 3842.4407 | 5079.3444 | 6294.9221 | 7489.5415 | 8663.5641 | 9817.3449 | 10951.233 | 12065.5712 | 13160.6967 | 14236.9408 | 15294.6289 | 16334.081 | 17355.6115 | 18359.5294 | 19346.1384 | 20315.7369 | 21268.6182 | 22205.0705 | 0
F1_Industrial_Primary Metals_Existing_Space Heating_Natural Gas_Thermostat - Programmable_A_Achievable Technical Potential | F1 | Industrial | Primary Metals | Existing | Space Heating | Natural Gas | Thermostat - Programmable | A | Integrated Unit Energy Savings (kWh or therms) | Achievable Technical Potential | 0 | 0 | 0.0064148 | 0.0063299 | 0.0062181 | 0.0060762 | 0.005905 | 0.0057096 | 0.0054989 | 0.0052831 | 0.0050717 | 0.0048722 | 0.0046889 | 0.0045234 | 0.0043757 | 0.0042443 | 0.0041277 | 0.0040256 | 0.0039359 | 0.0038557 | 0.0037864 | 0.0037212 | 0
F2_Industrial_Primary Metals_Existing_Space Heating_Natural Gas_Thermostat - Programmable_A_Achievable Technical Potential | F2 | Industrial | Primary Metals | Existing | Space Heating | Natural Gas | Thermostat - Programmable | A | Integrated Unit Summer Peak Savings (kW) | Achievable Technical Potential | 0 | 0 | 0 | 0 | 0 | 0 | 0 | 0 | 0 | 0 | 0 | 0 | 0 | 0 | 0 | 0 | 0 | 0 | 0 | 0 | 0 | 0 | 0
F3_Industrial_Primary Metals_Existing_Space Heating_Natural Gas_Thermostat - Programmable_A_Achievable Technical Potential | F3 | Industrial | Primary Metals | Existing | Space Heating | Natural Gas | Thermostat - Programmable | A | Integrated Unit Winter Peak Savings (kW) | Achievable Technical Potential | 0 | 0 | 0 | 0 | 0 | 0 | 0 | 0 | 0 | 0 | 0 | 0 | 0 | 0 | 0 | 0 | 0 | 0 | 0 | 0 | 0 | 0 | 0
F4_Industrial_Primary Metals_Existing_Space Heating_Natural Gas_Thermostat - Programmable_A_Achievable Technical Potential | F4 | Industrial | Primary Metals | Existing | Space Heating | Natural Gas | Thermostat - Programmable | A | Incremental Energy Savings (MWh or mTherms) | Achievable Technical Potential | 0 | 0 | 0.025078 | 0.02432 | 0.023479 | 0.022547 | 0.021534 | 0.020462 | 0.019367 | 0.018287 | 0.017252 | 0.016288 | 0.015405 | 0.014605 | 0.013884 | 0.013235 | 0.01265 | 0.012124 | 0.01165 | 0.011215 | 0.010824 | 0.010454 | 0
F5_Industrial_Primary Metals_Existing_Space Heating_Natural Gas_Thermostat - Programmable_A_Achievable Technical Potential | F5 | Industrial | Primary Metals | Existing | Space Heating | Natural Gas | Thermostat - Programmable | A | Incremental Summer Peak Savings (MW) | Achievable Technical Potential | 0 | 0 | 0 | 0 | 0 | 0 | 0 | 0 | 0 | 0 | 0 | 0 | 0 | 0 | 0 | 0 | 0 | 0 | 0 | 0 | 0 | 0 | 0
F6_Industrial_Primary Metals_Existing_Space Heating_Natural Gas_Thermostat - Programmable_A_Achievable Technical Potential | F6 | Industrial | Primary Metals | Existing | Space Heating | Natural Gas | Thermostat - Programmable | A | Incremental Winter Peak Savings (MW) | Achievable Technical Potential | 0 | 0 | 0 | 0 | 0 | 0 | 0 | 0 | 0 | 0 | 0 | 0 | 0 | 0 | 0 | 0 | 0 | 0 | 0 | 0 | 0 | 0 | 0
F7_Industrial_Primary Metals_Existing_Space Heating_Natural Gas_Thermostat - Programmable_A_Achievable Technical Potential | F7 | Industrial | Primary Metals | Existing | Space Heating | Natural Gas | Thermostat - Programmable | A | Cumulative Energy Savings (MWh or mTherms) | Achievable Technical Potential | 0 | 0 | 0.025078 | 0.049066 | 0.071679 | 0.09259 | 0.11151 | 0.12829 | 0.14292 | 0.1556 | 0.16662 | 0.17636 | 0.18513 | 0.1932 | 0.20077 | 0.20798 | 0.21492 | 0.22173 | 0.22843 | 0.23499 | 0.24159 | 0.24789 | 0
F8_Industrial_Primary Metals_Existing_Space Heating_Natural Gas_Thermostat - Programmable_A_Achievable Technical Potential | F8 | Industrial | Primary Metals | Existing | Space Heating | Natural Gas | Thermostat - Programmable | A | Cumulative Summer Peak Savings (MW) | Achievable Technical Potential | 0 | 0 | 0 | 0 | 0 | 0 | 0 | 0 | 0 | 0 | 0 | 0 | 0 | 0 | 0 | 0 | 0 | 0 | 0 | 0 | 0 | 0 | 0
F9_Industrial_Primary Metals_Existing_Space Heating_Natural Gas_Thermostat - Programmable_A_Achievable Technical Potential | F9 | Industrial | Primary Metals | Existing | Space Heating | Natural Gas | Thermostat - Programmable | A | Cumulative Winter Peak Savings (MW) | Achievable Technical Potential | 0 | 0 | 0 | 0 | 0 | 0 | 0 | 0 | 0 | 0 | 0 | 0 | 0 | 0 | 0 | 0 | 0 | 0 | 0 | 0 | 0 | 0 | 0
F10_Industrial_Primary Metals_Existing_Space Heating_Natural Gas_Thermostat - Programmable_A_Achievable Technical Potential | F10 | Industrial | Primary Metals | Existing | Space Heating | Natural Gas | Thermostat - Programmable | A | Purchases (Incremental) | Achievable Technical Potential | 0 | 0 | 3909.4578 | 3842.0534 | 3775.8111 | 3710.7109 | 3646.7331 | 3583.8584 | 3522.0677 | 3461.3424 | 3401.6641 | 3343.0147 | 3285.3765 | 3228.7321 | 3173.0643 | 3118.3563 | 3064.5916 | 3011.7538 | 2959.827 | 2908.7955 | 2858.6438 | 2809.3569 | 0
F11_Industrial_Primary Metals_Existing_Space Heating_Natural Gas_Thermostat - Programmable_A_Achievable Technical Potential | F11 | Industrial | Primary Metals | Existing | Space Heating | Natural Gas | Thermostat - Programmable | A | Purchases (Cumulative) | Achievable Technical Potential | 0 | 0 | 3909.4578 | 7751.5112 | 11527.3222 | 15238.0331 | 18884.7662 | 22468.6246 | 25990.6923 | 29452.0348 | 32853.6989 | 36196.7136 | 39482.0901 | 42710.8223 | 45883.8866 | 49002.2429 | 52066.8344 | 55078.5882 | 58038.4152 | 60947.2107 | 63805.8545 | 66615.2114 | 0
F1_Industrial_Primary Metals_Existing_Space Heating_Natural Gas_ENERGY STAR Connected Thermostat_A_Achievable Technical Potential | F1 | Industrial | Primary Metals | Existing | Space Heating | Natural Gas | ENERGY STAR Connected Thermostat | A | Integrated Unit Energy Savings (kWh or therms) | Achievable Technical Potential | 0 | 0 | 0.015528 | 0.015344 | 0.015096 | 0.014777 | 0.014387 | 0.013942 | 0.013461 | 0.012969 | 0.01249 | 0.012041 | 0.011633 | 0.011268 | 0.010945 | 0.01066 | 0.010408 | 0.010188 | 0.0099942 | 0.00982 | 0.0096703 | 0.0095289 | 0
F2_Industrial_Primary Metals_Existing_Space Heating_Natural Gas_ENERGY STAR Connected Thermostat_A_Achievable Technical Potential | F2 | Industrial | Primary Metals | Existing | Space Heating | Natural Gas | ENERGY STAR Connected Thermostat | A | Integrated Unit Summer Peak Savings (kW) | Achievable Technical Potential | 0 | 0 | 0 | 0 | 0 | 0 | 0 | 0 | 0 | 0 | 0 | 0 | 0 | 0 | 0 | 0 | 0 | 0 | 0 | 0 | 0 | 0 | 0
F3_Industrial_Primary Metals_Existing_Space Heating_Natural Gas_ENERGY STAR Connected Thermostat_A_Achievable Technical Potential | F3 | Industrial | Primary Metals | Existing | Space Heating | Natural Gas | ENERGY STAR Connected Thermostat | A | Integrated Unit Winter Peak Savings (kW) | Achievable Technical Potential | 0 | 0 | 0 | 0 | 0 | 0 | 0 | 0 | 0 | 0 | 0 | 0 | 0 | 0 | 0 | 0 | 0 | 0 | 0 | 0 | 0 | 0 | 0
F4_Industrial_Primary Metals_Existing_Space Heating_Natural Gas_ENERGY STAR Connected Thermostat_A_Achievable Technical Potential | F4 | Industrial | Primary Metals | Existing | Space Heating | Natural Gas | ENERGY STAR Connected Thermostat | A | Incremental Energy Savings (MWh or mTherms) | Achievable Technical Potential | 0 | 0 | 0.060704 | 0.058952 | 0.057 | 0.054832 | 0.052467 | 0.049965 | 0.047409 | 0.044889 | 0.042486 | 0.040253 | 0.038218 | 0.036381 | 0.03473 | 0.033243 | 0.031897 | 0.030683 | 0.029581 | 0.028564 | 0.027644 | 0.02677 | 0
F5_Industrial_Primary Metals_Existing_Space Heating_Natural Gas_ENERGY STAR Connected Thermostat_A_Achievable Technical Potential | F5 | Industrial | Primary Metals | Existing | Space Heating | Natural Gas | ENERGY STAR Connected Thermostat | A | Incremental Summer Peak Savings (MW) | Achievable Technical Potential | 0 | 0 | 0 | 0 | 0 | 0 | 0 | 0 | 0 | 0 | 0 | 0 | 0 | 0 | 0 | 0 | 0 | 0 | 0 | 0 | 0 | 0 | 0
F6_Industrial_Primary Metals_Existing_Space Heating_Natural Gas_ENERGY STAR Connected Thermostat_A_Achievable Technical Potential | F6 | Industrial | Primary Metals | Existing | Space Heating | Natural Gas | ENERGY STAR Connected Thermostat | A | Incremental Winter Peak Savings (MW) | Achievable Technical Potential | 0 | 0 | 0 | 0 | 0 | 0 | 0 | 0 | 0 | 0 | 0 | 0 | 0 | 0 | 0 | 0 | 0 | 0 | 0 | 0 | 0 | 0 | 0
F7_Industrial_Primary Metals_Existing_Space Heating_Natural Gas_ENERGY STAR Connected Thermostat_A_Achievable Technical Potential | F7 | Industrial | Primary Metals | Existing | Space Heating | Natural Gas | ENERGY STAR Connected Thermostat | A | Cumulative Energy Savings (MWh or mTherms) | Achievable Technical Potential | 0 | 0 | 0.060704 | 0.11894 | 0.17402 | 0.22517 | 0.2717 | 0.31325 | 0.34985 | 0.38196 | 0.41034 | 0.43585 | 0.45928 | 0.48127 | 0.50221 | 0.52239 | 0.54193 | 0.56113 | 0.58005 | 0.5985 | 0.61702 | 0.63477 | 0
F8_Industrial_Primary Metals_Existing_Space Heating_Natural Gas_ENERGY STAR Connected Thermostat_A_Achievable Technical Potential | F8 | Industrial | Primary Metals | Existing | Space Heating | Natural Gas | ENERGY STAR Connected Thermostat | A | Cumulative Summer Peak Savings (MW) | Achievable Technical Potential | 0 | 0 | 0 | 0 | 0 | 0 | 0 | 0 | 0 | 0 | 0 | 0 | 0 | 0 | 0 | 0 | 0 | 0 | 0 | 0 | 0 | 0 | 0
F9_Industrial_Primary Metals_Existing_Space Heating_Natural Gas_ENERGY STAR Connected Thermostat_A_Achievable Technical Potential | F9 | Industrial | Primary Metals | Existing | Space Heating | Natural Gas | ENERGY STAR Connected Thermostat | A | Cumulative Winter Peak Savings (MW) | Achievable Technical Potential | 0 | 0 | 0 | 0 | 0 | 0 | 0 | 0 | 0 | 0 | 0 | 0 | 0 | 0 | 0 | 0 | 0 | 0 | 0 | 0 | 0 | 0 | 0
F10_Industrial_Primary Metals_Existing_Space Heating_Natural Gas_ENERGY STAR Connected Thermostat_A_Achievable Technical Potential | F10 | Industrial | Primary Metals | Existing | Space Heating | Natural Gas | ENERGY STAR Connected Thermostat | A | Purchases (Incremental) | Achievable Technical Potential | 0 | 0 | 3909.4578 | 3842.0534 | 3775.8111 | 3710.7109 | 3646.7331 | 3583.8584 | 3522.0677 | 3461.3424 | 3401.6641 | 3343.0147 | 3285.3765 | 3228.7321 | 3173.0643 | 3118.3563 | 3064.5916 | 3011.7538 | 2959.827 | 2908.7955 | 2858.6438 | 2809.3569 | 0
F11_Industrial_Primary Metals_Existing_Space Heating_Natural Gas_ENERGY STAR Connected Thermostat_A_Achievable Technical Potential | F11 | Industrial | Primary Metals | Existing | Space Heating | Natural Gas | ENERGY STAR Connected Thermostat | A | Purchases (Cumulative) | Achievable Technical Potential | 0 | 0 | 3909.4578 | 7751.5112 | 11527.3222 | 15238.0331 | 18884.7662 | 22468.6246 | 25990.6923 | 29452.0348 | 32853.6989 | 36196.7136 | 39482.0901 | 42710.8223 | 45883.8866 | 49002.2429 | 52066.8344 | 55078.5882 | 58038.4152 | 60947.2107 | 63805.8545 | 66615.2114 | 0
F1_Industrial_Primary Metals_Existing_Space Heating_Natural Gas_Destratification Fans (HVLS)_A_Achievable Technical Potential | F1 | Industrial | Primary Metals | Existing | Space Heating | Natural Gas | Destratification Fans (HVLS) | A | Integrated Unit Energy Savings (kWh or therms) | Achievable Technical Potential | 0 | 0 | 0.015518 | 0.015324 | 0.015067 | 0.014738 | 0.01434 | 0.013886 | 0.013397 | 0.012898 | 0.012413 | 0.011958 | 0.011544 | 0.011173 | 0.010844 | 0.010554 | 0.010296 | 0.010069 | 0.0098692 | 0.0096888 | 0.0095327 | 0.0093849 | 0
F2_Industrial_Primary Metals_Existing_Space Heating_Natural Gas_Destratification Fans (HVLS)_A_Achievable Technical Potential | F2 | Industrial | Primary Metals | Existing | Space Heating | Natural Gas | Destratification Fans (HVLS) | A | Integrated Unit Summer Peak Savings (kW) | Achievable Technical Potential | 0 | 0 | 0 | 0 | 0 | 0 | 0 | 0 | 0 | 0 | 0 | 0 | 0 | 0 | 0 | 0 | 0 | 0 | 0 | 0 | 0 | 0 | 0
F3_Industrial_Primary Metals_Existing_Space Heating_Natural Gas_Destratification Fans (HVLS)_A_Achievable Technical Potential | F3 | Industrial | Primary Metals | Existing | Space Heating | Natural Gas | Destratification Fans (HVLS) | A | Integrated Unit Winter Peak Savings (kW) | Achievable Technical Potential | 0 | 0 | 0 | 0 | 0 | 0 | 0 | 0 | 0 | 0 | 0 | 0 | 0 | 0 | 0 | 0 | 0 | 0 | 0 | 0 | 0 | 0 | 0
F4_Industrial_Primary Metals_Existing_Space Heating_Natural Gas_Destratification Fans (HVLS)_A_Achievable Technical Potential | F4 | Industrial | Primary Metals | Existing | Space Heating | Natural Gas | Destratification Fans (HVLS) | A | Incremental Energy Savings (MWh or mTherms) | Achievable Technical Potential | 0 | 0 | 0.060665 | 0.058876 | 0.056889 | 0.054688 | 0.052294 | 0.049765 | 0.047186 | 0.044646 | 0.042224 | 0.039976 | 0.037925 | 0.036075 | 0.03441 | 0.03291 | 0.031552 | 0.030326 | 0.029211 | 0.028183 | 0.027251 | 0.026366 | 0
F5_Industrial_Primary Metals_Existing_Space Heating_Natural Gas_Destratification Fans (HVLS)_A_Achievable Technical Potential | F5 | Industrial | Primary Metals | Existing | Space Heating | Natural Gas | Destratification Fans (HVLS) | A | Incremental Summer Peak Savings (MW) | Achievable Technical Potential | 0 | 0 | 0 | 0 | 0 | 0 | 0 | 0 | 0 | 0 | 0 | 0 | 0 | 0 | 0 | 0 | 0 | 0 | 0 | 0 | 0 | 0 | 0
F6_Industrial_Primary Metals_Existing_Space Heating_Natural Gas_Destratification Fans (HVLS)_A_Achievable Technical Potential | F6 | Industrial | Primary Metals | Existing | Space Heating | Natural Gas | Destratification Fans (HVLS) | A | Incremental Winter Peak Savings (MW) | Achievable Technical Potential | 0 | 0 | 0 | 0 | 0 | 0 | 0 | 0 | 0 | 0 | 0 | 0 | 0 | 0 | 0 | 0 | 0 | 0 | 0 | 0 | 0 | 0 | 0
F7_Industrial_Primary Metals_Existing_Space Heating_Natural Gas_Destratification Fans (HVLS)_A_Achievable Technical Potential | F7 | Industrial | Primary Metals | Existing | Space Heating | Natural Gas | Destratification Fans (HVLS) | A | Cumulative Energy Savings (MWh or mTherms) | Achievable Technical Potential | 0 | 0 | 0.060665 | 0.11878 | 0.17368 | 0.22458 | 0.27081 | 0.312 | 0.3482 | 0.37989 | 0.40781 | 0.43284 | 0.45577 | 0.47721 | 0.49758 | 0.51715 | 0.53606 | 0.55459 | 0.57279 | 0.59051 | 0.60824 | 0.62518 | 0
F8_Industrial_Primary Metals_Existing_Space Heating_Natural Gas_Destratification Fans (HVLS)_A_Achievable Technical Potential | F8 | Industrial | Primary Metals | Existing | Space Heating | Natural Gas | Destratification Fans (HVLS) | A | Cumulative Summer Peak Savings (MW) | Achievable Technical Potential | 0 | 0 | 0 | 0 | 0 | 0 | 0 | 0 | 0 | 0 | 0 | 0 | 0 | 0 | 0 | 0 | 0 | 0 | 0 | 0 | 0 | 0 | 0
F9_Industrial_Primary Metals_Existing_Space Heating_Natural Gas_Destratification Fans (HVLS)_A_Achievable Technical Potential | F9 | Industrial | Primary Metals | Existing | Space Heating | Natural Gas | Destratification Fans (HVLS) | A | Cumulative Winter Peak Savings (MW) | Achievable Technical Potential | 0 | 0 | 0 | 0 | 0 | 0 | 0 | 0 | 0 | 0 | 0 | 0 | 0 | 0 | 0 | 0 | 0 | 0 | 0 | 0 | 0 | 0 | 0
F10_Industrial_Primary Metals_Existing_Space Heating_Natural Gas_Destratification Fans (HVLS)_A_Achievable Technical Potential | F10 | Industrial | Primary Metals | Existing | Space Heating | Natural Gas | Destratification Fans (HVLS) | A | Purchases (Incremental) | Achievable Technical Potential | 0 | 0 | 3909.4578 | 3842.0534 | 3775.8111 | 3710.7109 | 3646.7331 | 3583.8584 | 3522.0677 | 3461.3424 | 3401.6641 | 3343.0147 | 3285.3765 | 3228.7321 | 3173.0643 | 3118.3563 | 3064.5916 | 3011.7538 | 2959.827 | 2908.7955 | 2858.6438 | 2809.3569 | 0
F11_Industrial_Primary Metals_Existing_Space Heating_Natural Gas_Destratification Fans (HVLS)_A_Achievable Technical Potential | F11 | Industrial | Primary Metals | Existing | Space Heating | Natural Gas | Destratification Fans (HVLS) | A | Purchases (Cumulative) | Achievable Technical Potential | 0 | 0 | 3909.4578 | 7751.5112 | 11527.3222 | 15238.0331 | 18884.7662 | 22468.6246 | 25990.6923 | 29452.0348 | 32853.6989 | 36196.7136 | 39482.0901 | 42710.8223 | 45883.8866 | 49002.2429 | 52066.8344 | 55078.5882 | 58038.4152 | 60947.2107 | 63805.8545 | 66615.2114 | 0
F1_Industrial_Primary Metals_Existing_Space Heating_Natural Gas_Gas Boiler - Insulate Steam Lines/Condensate Tank_A_Achievable Technical Potential | F1 | Industrial | Primary Metals | Existing | Space Heating | Natural Gas | Gas Boiler - Insulate Steam Lines/Condensate Tank | A | Integrated Unit Energy Savings (kWh or therms) | Achievable Technical Potential | 0 | 0 | 315.4175 | 313.9002 | 312.2689 | 310.4844 | 308.4979 | 306.2599 | 303.7324 | 300.8879 | 297.7292 | 294.282 | 290.5968 | 286.7424 | 282.8071 | 278.8907 | 275.0867 | 271.5919 | 268.445 | 265.6456 | 263.1493 | 260.8868 | 0
F2_Industrial_Primary Metals_Existing_Space Heating_Natural Gas_Gas Boiler - Insulate Steam Lines/Condensate Tank_A_Achievable Technical Potential | F2 | Industrial | Primary Metals | Existing | Space Heating | Natural Gas | Gas Boiler - Insulate Steam Lines/Condensate Tank | A | Integrated Unit Summer Peak Savings (kW) | Achievable Technical Potential | 0 | 0 | 0 | 0 | 0 | 0 | 0 | 0 | 0 | 0 | 0 | 0 | 0 | 0 | 0 | 0 | 0 | 0 | 0 | 0 | 0 | 0 | 0
F3_Industrial_Primary Metals_Existing_Space Heating_Natural Gas_Gas Boiler - Insulate Steam Lines/Condensate Tank_A_Achievable Technical Potential | F3 | Industrial | Primary Metals | Existing | Space Heating | Natural Gas | Gas Boiler - Insulate Steam Lines/Condensate Tank | A | Integrated Unit Winter Peak Savings (kW) | Achievable Technical Potential | 0 | 0 | 0 | 0 | 0 | 0 | 0 | 0 | 0 | 0 | 0 | 0 | 0 | 0 | 0 | 0 | 0 | 0 | 0 | 0 | 0 | 0 | 0
F4_Industrial_Primary Metals_Existing_Space Heating_Natural Gas_Gas Boiler - Insulate Steam Lines/Condensate Tank_A_Achievable Technical Potential | F4 | Industrial | Primary Metals | Existing | Space Heating | Natural Gas | Gas Boiler - Insulate Steam Lines/Condensate Tank | A | Incremental Energy Savings (MWh or mTherms) | Achievable Technical Potential | 0 | 0 | 0.0049026 | 0.0047949 | 0.0046877 | 0.0045806 | 0.0044728 | 0.0043638 | 0.0042531 | 0.0041407 | 0.0040266 | 0.0039113 | 0.0037957 | 0.0036808 | 0.0035677 | 0.0034576 | 0.0033517 | 0.0032521 | 0.0031589 | 0.0030721 | 0.0029908 | 0.0029139 | 0
F5_Industrial_Primary Metals_Existing_Space Heating_Natural Gas_Gas Boiler - Insulate Steam Lines/Condensate Tank_A_Achievable Technical Potential | F5 | Industrial | Primary Metals | Existing | Space Heating | Natural Gas | Gas Boiler - Insulate Steam Lines/Condensate Tank | A | Incremental Summer Peak Savings (MW) | Achievable Technical Potential | 0 | 0 | 0 | 0 | 0 | 0 | 0 | 0 | 0 | 0 | 0 | 0 | 0 | 0 | 0 | 0 | 0 | 0 | 0 | 0 | 0 | 0 | 0
F6_Industrial_Primary Metals_Existing_Space Heating_Natural Gas_Gas Boiler - Insulate Steam Lines/Condensate Tank_A_Achievable Technical Potential | F6 | Industrial | Primary Metals | Existing | Space Heating | Natural Gas | Gas Boiler - Insulate Steam Lines/Condensate Tank | A | Incremental Winter Peak Savings (MW) | Achievable Technical Potential | 0 | 0 | 0 | 0 | 0 | 0 | 0 | 0 | 0 | 0 | 0 | 0 | 0 | 0 | 0 | 0 | 0 | 0 | 0 | 0 | 0 | 0 | 0
F7_Industrial_Primary Metals_Existing_Space Heating_Natural Gas_Gas Boiler - Insulate Steam Lines/Condensate Tank_A_Achievable Technical Potential | F7 | Industrial | Primary Metals | Existing | Space Heating | Natural Gas | Gas Boiler - Insulate Steam Lines/Condensate Tank | A | Cumulative Energy Savings (MWh or mTherms) | Achievable Technical Potential | 0 | 0 | 0.0049026 | 0.0096738 | 0.014311 | 0.01881 | 0.023162 | 0.027358 | 0.031386 | 0.035232 | 0.038889 | 0.04235 | 0.045615 | 0.048691 | 0.051591 | 0.054334 | 0.056945 | 0.059473 | 0.061943 | 0.064369 | 0.066755 | 0.069095 | 0
F8_Industrial_Primary Metals_Existing_Space Heating_Natural Gas_Gas Boiler - Insulate Steam Lines/Condensate Tank_A_Achievable Technical Potential | F8 | Industrial | Primary Metals | Existing | Space Heating | Natural Gas | Gas Boiler - Insulate Steam Lines/Condensate Tank | A | Cumulative Summer Peak Savings (MW) | Achievable Technical Potential | 0 | 0 | 0 | 0 | 0 | 0 | 0 | 0 | 0 | 0 | 0 | 0 | 0 | 0 | 0 | 0 | 0 | 0 | 0 | 0 | 0 | 0 | 0
F9_Industrial_Primary Metals_Existing_Space Heating_Natural Gas_Gas Boiler - Insulate Steam Lines/Condensate Tank_A_Achievable Technical Potential | F9 | Industrial | Primary Metals | Existing | Space Heating | Natural Gas | Gas Boiler - Insulate Steam Lines/Condensate Tank | A | Cumulative Winter Peak Savings (MW) | Achievable Technical Potential | 0 | 0 | 0 | 0 | 0 | 0 | 0 | 0 | 0 | 0 | 0 | 0 | 0 | 0 | 0 | 0 | 0 | 0 | 0 | 0 | 0 | 0 | 0
F10_Industrial_Primary Metals_Existing_Space Heating_Natural Gas_Gas Boiler - Insulate Steam Lines/Condensate Tank_A_Achievable Technical Potential | F10 | Industrial | Primary Metals | Existing | Space Heating | Natural Gas | Gas Boiler - Insulate Steam Lines/Condensate Tank | A | Purchases (Incremental) | Achievable Technical Potential | 0 | 0 | 0.015543 | 0.015275 | 0.015012 | 0.014753 | 0.014499 | 0.014249 | 0.014003 | 0.013761 | 0.013524 | 0.013291 | 0.013062 | 0.012837 | 0.012615 | 0.012398 | 0.012184 | 0.011974 | 0.011768 | 0.011565 | 0.011365 | 0.011169 | 0
F11_Industrial_Primary Metals_Existing_Space Heating_Natural Gas_Gas Boiler - Insulate Steam Lines/Condensate Tank_A_Achievable Technical Potential | F11 | Industrial | Primary Metals | Existing | Space Heating | Natural Gas | Gas Boiler - Insulate Steam Lines/Condensate Tank | A | Purchases (Cumulative) | Achievable Technical Potential | 0 | 0 | 0.015543 | 0.030818 | 0.04583 | 0.060583 | 0.075081 | 0.08933 | 0.10333 | 0.11709 | 0.13062 | 0.14391 | 0.15697 | 0.16981 | 0.18242 | 0.19482 | 0.20701 | 0.21898 | 0.23075 | 0.24231 | 0.25368 | 0.26485 | 0
F1_Industrial_Primary Metals_Existing_Process_Natural Gas_Gas Boiler - Insulate Steam Lines/Condensate Tank_A_Achievable Technical Potential | F1 | Industrial | Primary Metals | Existing | Process | Natural Gas | Gas Boiler - Insulate Steam Lines/Condensate Tank | A | Integrated Unit Energy Savings (kWh or therms) | Achievable Technical Potential | 0 | 0 | 302.958 | 302.3283 | 301.6879 | 301.0353 | 300.3693 | 299.7168 | 299.1023 | 298.5185 | 297.9607 | 297.4255 | 296.9097 | 296.4108 | 295.9239 | 295.4447 | 294.9687 | 294.4928 | 294.0366 | 293.573 | 293.1018 | 292.6228 | 0
F2_Industrial_Primary Metals_Existing_Process_Natural Gas_Gas Boiler - Insulate Steam Lines/Condensate Tank_A_Achievable Technical Potential | F2 | Industrial | Primary Metals | Existing | Process | Natural Gas | Gas Boiler - Insulate Steam Lines/Condensate Tank | A | Integrated Unit Summer Peak Savings (kW) | Achievable Technical Potential | 0 | 0 | 0 | 0 | 0 | 0 | 0 | 0 | 0 | 0 | 0 | 0 | 0 | 0 | 0 | 0 | 0 | 0 | 0 | 0 | 0 | 0 | 0
F3_Industrial_Primary Metals_Existing_Process_Natural Gas_Gas Boiler - Insulate Steam Lines/Condensate Tank_A_Achievable Technical Potential | F3 | Industrial | Primary Metals | Existing | Process | Natural Gas | Gas Boiler - Insulate Steam Lines/Condensate Tank | A | Integrated Unit Winter Peak Savings (kW) | Achievable Technical Potential | 0 | 0 | 0 | 0 | 0 | 0 | 0 | 0 | 0 | 0 | 0 | 0 | 0 | 0 | 0 | 0 | 0 | 0 | 0 | 0 | 0 | 0 | 0
F4_Industrial_Primary Metals_Existing_Process_Natural Gas_Gas Boiler - Insulate Steam Lines/Condensate Tank_A_Achievable Technical Potential | F4 | Industrial | Primary Metals | Existing | Process | Natural Gas | Gas Boiler - Insulate Steam Lines/Condensate Tank | A | Incremental Energy Savings (MWh or mTherms) | Achievable Technical Potential | 0 | 0 | 0.17055 | 0.16726 | 0.16403 | 0.16086 | 0.15773 | 0.15468 | 0.1517 | 0.14879 | 0.14595 | 0.14318 | 0.14047 | 0.13781 | 0.13521 | 0.13267 | 0.13017 | 0.12772 | 0.12532 | 0.12297 | 0.12065 | 0.11838 | 0
F5_Industrial_Primary Metals_Existing_Process_Natural Gas_Gas Boiler - Insulate Steam Lines/Condensate Tank_A_Achievable Technical Potential | F5 | Industrial | Primary Metals | Existing | Process | Natural Gas | Gas Boiler - Insulate Steam Lines/Condensate Tank | A | Incremental Summer Peak Savings (MW) | Achievable Technical Potential | 0 | 0 | 0 | 0 | 0 | 0 | 0 | 0 | 0 | 0 | 0 | 0 | 0 | 0 | 0 | 0 | 0 | 0 | 0 | 0 | 0 | 0 | 0
F6_Industrial_Primary Metals_Existing_Process_Natural Gas_Gas Boiler - Insulate Steam Lines/Condensate Tank_A_Achievable Technical Potential | F6 | Industrial | Primary Metals | Existing | Process | Natural Gas | Gas Boiler - Insulate Steam Lines/Condensate Tank | A | Incremental Winter Peak Savings (MW) | Achievable Technical Potential | 0 | 0 | 0 | 0 | 0 | 0 | 0 | 0 | 0 | 0 | 0 | 0 | 0 | 0 | 0 | 0 | 0 | 0 | 0 | 0 | 0 | 0 | 0
F7_Industrial_Primary Metals_Existing_Process_Natural Gas_Gas Boiler - Insulate Steam Lines/Condensate Tank_A_Achievable Technical Potential | F7 | Industrial | Primary Metals | Existing | Process | Natural Gas | Gas Boiler - Insulate Steam Lines/Condensate Tank | A | Cumulative Energy Savings (MWh or mTherms) | Achievable Technical Potential | 0 | 0 | 0.17055 | 0.33746 | 0.50078 | 0.66055 | 0.81682 | 0.96972 | 1.1194 | 1.266 | 1.4096 | 1.5503 | 1.688 | 1.823 | 1.9552 | 2.0847 | 2.2116 | 2.3357 | 2.4574 | 2.5765 | 2.693 | 2.807 | 0
F8_Industrial_Primary Metals_Existing_Process_Natural Gas_Gas Boiler - Insulate Steam Lines/Condensate Tank_A_Achievable Technical Potential | F8 | Industrial | Primary Metals | Existing | Process | Natural Gas | Gas Boiler - Insulate Steam Lines/Condensate Tank | A | Cumulative Summer Peak Savings (MW) | Achievable Technical Potential | 0 | 0 | 0 | 0 | 0 | 0 | 0 | 0 | 0 | 0 | 0 | 0 | 0 | 0 | 0 | 0 | 0 | 0 | 0 | 0 | 0 | 0 | 0
F9_Industrial_Primary Metals_Existing_Process_Natural Gas_Gas Boiler - Insulate Steam Lines/Condensate Tank_A_Achievable Technical Potential | F9 | Industrial | Primary Metals | Existing | Process | Natural Gas | Gas Boiler - Insulate Steam Lines/Condensate Tank | A | Cumulative Winter Peak Savings (MW) | Achievable Technical Potential | 0 | 0 | 0 | 0 | 0 | 0 | 0 | 0 | 0 | 0 | 0 | 0 | 0 | 0 | 0 | 0 | 0 | 0 | 0 | 0 | 0 | 0 | 0
F10_Industrial_Primary Metals_Existing_Process_Natural Gas_Gas Boiler - Insulate Steam Lines/Condensate Tank_A_Achievable Technical Potential | F10 | Industrial | Primary Metals | Existing | Process | Natural Gas | Gas Boiler - Insulate Steam Lines/Condensate Tank | A | Purchases (Incremental) | Achievable Technical Potential | 0 | 0 | 0.56296 | 0.55325 | 0.54371 | 0.53434 | 0.52513 | 0.51607 | 0.50718 | 0.49843 | 0.48984 | 0.48139 | 0.47309 | 0.46493 | 0.45692 | 0.44904 | 0.4413 | 0.43369 | 0.42621 | 0.41886 | 0.41164 | 0.40455 | 0
F11_Industrial_Primary Metals_Existing_Process_Natural Gas_Gas Boiler - Insulate Steam Lines/Condensate Tank_A_Achievable Technical Potential | F11 | Industrial | Primary Metals | Existing | Process | Natural Gas | Gas Boiler - Insulate Steam Lines/Condensate Tank | A | Purchases (Cumulative) | Achievable Technical Potential | 0 | 0 | 0.56296 | 1.1162 | 1.6599 | 2.1943 | 2.7194 | 3.2355 | 3.7426 | 4.2411 | 4.7309 | 5.2123 | 5.6854 | 6.1503 | 6.6072 | 7.0563 | 7.4976 | 7.9313 | 8.3575 | 8.7764 | 9.188 | 9.5925 | 0
F1_Industrial_Primary Metals_Existing_Space Heating_Natural Gas_Gas Boiler - Insulate Hot Water Lines_A_Achievable Technical Potential | F1 | Industrial | Primary Metals | Existing | Space Heating | Natural Gas | Gas Boiler - Insulate Hot Water Lines | A | Integrated Unit Energy Savings (kWh or therms) | Achievable Technical Potential | 0 | 0 | 356.609 | 355.0291 | 353.393 | 351.6876 | 349.8926 | 347.9883 | 345.9643 | 343.8124 | 341.5428 | 339.1675 | 336.699 | 334.1416 | 331.5003 | 328.7841 | 326.0058 | 323.3491 | 320.8333 | 318.4609 | 316.2327 | 314.1524 | 0
F2_Industrial_Primary Metals_Existing_Space Heating_Natural Gas_Gas Boiler - Insulate Hot Water Lines_A_Achievable Technical Potential | F2 | Industrial | Primary Metals | Existing | Space Heating | Natural Gas | Gas Boiler - Insulate Hot Water Lines | A | Integrated Unit Summer Peak Savings (kW) | Achievable Technical Potential | 0 | 0 | 0 | 0 | 0 | 0 | 0 | 0 | 0 | 0 | 0 | 0 | 0 | 0 | 0 | 0 | 0 | 0 | 0 | 0 | 0 | 0 | 0
F3_Industrial_Primary Metals_Existing_Space Heating_Natural Gas_Gas Boiler - Insulate Hot Water Lines_A_Achievable Technical Potential | F3 | Industrial | Primary Metals | Existing | Space Heating | Natural Gas | Gas Boiler - Insulate Hot Water Lines | A | Integrated Unit Winter Peak Savings (kW) | Achievable Technical Potential | 0 | 0 | 0 | 0 | 0 | 0 | 0 | 0 | 0 | 0 | 0 | 0 | 0 | 0 | 0 | 0 | 0 | 0 | 0 | 0 | 0 | 0 | 0
F4_Industrial_Primary Metals_Existing_Space Heating_Natural Gas_Gas Boiler - Insulate Hot Water Lines_A_Achievable Technical Potential | F4 | Industrial | Primary Metals | Existing | Space Heating | Natural Gas | Gas Boiler - Insulate Hot Water Lines | A | Incremental Energy Savings (MWh or mTherms) | Achievable Technical Potential | 0 | 0 | 0.011086 | 0.010846 | 0.01061 | 0.010377 | 0.010146 | 0.0099167 | 0.009689 | 0.0094627 | 0.0092382 | 0.0090158 | 0.0087959 | 0.0085785 | 0.008364 | 0.0081524 | 0.0079442 | 0.0077436 | 0.0075509 | 0.0073658 | 0.0071882 | 0.0070178 | 0
F5_Industrial_Primary Metals_Existing_Space Heating_Natural Gas_Gas Boiler - Insulate Hot Water Lines_A_Achievable Technical Potential | F5 | Industrial | Primary Metals | Existing | Space Heating | Natural Gas | Gas Boiler - Insulate Hot Water Lines | A | Incremental Summer Peak Savings (MW) | Achievable Technical Potential | 0 | 0 | 0 | 0 | 0 | 0 | 0 | 0 | 0 | 0 | 0 | 0 | 0 | 0 | 0 | 0 | 0 | 0 | 0 | 0 | 0 | 0 | 0
F6_Industrial_Primary Metals_Existing_Space Heating_Natural Gas_Gas Boiler - Insulate Hot Water Lines_A_Achievable Technical Potential | F6 | Industrial | Primary Metals | Existing | Space Heating | Natural Gas | Gas Boiler - Insulate Hot Water Lines | A | Incremental Winter Peak Savings (MW) | Achievable Technical Potential | 0 | 0 | 0 | 0 | 0 | 0 | 0 | 0 | 0 | 0 | 0 | 0 | 0 | 0 | 0 | 0 | 0 | 0 | 0 | 0 | 0 | 0 | 0
F7_Industrial_Primary Metals_Existing_Space Heating_Natural Gas_Gas Boiler - Insulate Hot Water Lines_A_Achievable Technical Potential | F7 | Industrial | Primary Metals | Existing | Space Heating | Natural Gas | Gas Boiler - Insulate Hot Water Lines | A | Cumulative Energy Savings (MWh or mTherms) | Achievable Technical Potential | 0 | 0 | 0.011086 | 0.021883 | 0.032392 | 0.042613 | 0.052541 | 0.062172 | 0.071499 | 0.080517 | 0.089224 | 0.097619 | 0.1057 | 0.11348 | 0.12095 | 0.12811 | 0.13497 | 0.14161 | 0.14806 | 0.15433 | 0.16044 | 0.1664 | 0
F8_Industrial_Primary Metals_Existing_Space Heating_Natural Gas_Gas Boiler - Insulate Hot Water Lines_A_Achievable Technical Potential | F8 | Industrial | Primary Metals | Existing | Space Heating | Natural Gas | Gas Boiler - Insulate Hot Water Lines | A | Cumulative Summer Peak Savings (MW) | Achievable Technical Potential | 0 | 0 | 0 | 0 | 0 | 0 | 0 | 0 | 0 | 0 | 0 | 0 | 0 | 0 | 0 | 0 | 0 | 0 | 0 | 0 | 0 | 0 | 0
F9_Industrial_Primary Metals_Existing_Space Heating_Natural Gas_Gas Boiler - Insulate Hot Water Lines_A_Achievable Technical Potential | F9 | Industrial | Primary Metals | Existing | Space Heating | Natural Gas | Gas Boiler - Insulate Hot Water Lines | A | Cumulative Winter Peak Savings (MW) | Achievable Technical Potential | 0 | 0 | 0 | 0 | 0 | 0 | 0 | 0 | 0 | 0 | 0 | 0 | 0 | 0 | 0 | 0 | 0 | 0 | 0 | 0 | 0 | 0 | 0
F10_Industrial_Primary Metals_Existing_Space Heating_Natural Gas_Gas Boiler - Insulate Hot Water Lines_A_Achievable Technical Potential | F10 | Industrial | Primary Metals | Existing | Space Heating | Natural Gas | Gas Boiler - Insulate Hot Water Lines | A | Purchases (Incremental) | Achievable Technical Potential | 0 | 0 | 0.031086 | 0.03055 | 0.030024 | 0.029506 | 0.028997 | 0.028497 | 0.028006 | 0.027523 | 0.027048 | 0.026582 | 0.026124 | 0.025673 | 0.025231 | 0.024796 | 0.024368 | 0.023948 | 0.023535 | 0.023129 | 0.022731 | 0.022339 | 0
F11_Industrial_Primary Metals_Existing_Space Heating_Natural Gas_Gas Boiler - Insulate Hot Water Lines_A_Achievable Technical Potential | F11 | Industrial | Primary Metals | Existing | Space Heating | Natural Gas | Gas Boiler - Insulate Hot Water Lines | A | Purchases (Cumulative) | Achievable Technical Potential | 0 | 0 | 0.031086 | 0.061636 | 0.09166 | 0.12117 | 0.15016 | 0.17866 | 0.20667 | 0.23419 | 0.26124 | 0.28782 | 0.31394 | 0.33962 | 0.36485 | 0.38964 | 0.41401 | 0.43796 | 0.46149 | 0.48462 | 0.50735 | 0.52969 | 0
F1_Industrial_Primary Metals_Existing_Process_Natural Gas_Gas Boiler - Insulate Hot Water Lines_A_Achievable Technical Potential | F1 | Industrial | Primary Metals | Existing | Process | Natural Gas | Gas Boiler - Insulate Hot Water Lines | A | Integrated Unit Energy Savings (kWh or therms) | Achievable Technical Potential | 0 | 0 | 342.4911 | 341.8333 | 341.1642 | 340.4821 | 339.7855 | 339.105 | 338.4682 | 337.867 | 337.296 | 336.7515 | 336.2299 | 335.7282 | 335.2411 | 334.7636 | 334.2908 | 333.8191 | 333.3706 | 332.9148 | 332.4514 | 331.9802 | 0
F2_Industrial_Primary Metals_Existing_Process_Natural Gas_Gas Boiler - Insulate Hot Water Lines_A_Achievable Technical Potential | F2 | Industrial | Primary Metals | Existing | Process | Natural Gas | Gas Boiler - Insulate Hot Water Lines | A | Integrated Unit Summer Peak Savings (kW) | Achievable Technical Potential | 0 | 0 | 0 | 0 | 0 | 0 | 0 | 0 | 0 | 0 | 0 | 0 | 0 | 0 | 0 | 0 | 0 | 0 | 0 | 0 | 0 | 0 | 0
F3_Industrial_Primary Metals_Existing_Process_Natural Gas_Gas Boiler - Insulate Hot Water Lines_A_Achievable Technical Potential | F3 | Industrial | Primary Metals | Existing | Process | Natural Gas | Gas Boiler - Insulate Hot Water Lines | A | Integrated Unit Winter Peak Savings (kW) | Achievable Technical Potential | 0 | 0 | 0 | 0 | 0 | 0 | 0 | 0 | 0 | 0 | 0 | 0 | 0 | 0 | 0 | 0 | 0 | 0 | 0 | 0 | 0 | 0 | 0
F4_Industrial_Primary Metals_Existing_Process_Natural Gas_Gas Boiler - Insulate Hot Water Lines_A_Achievable Technical Potential | F4 | Industrial | Primary Metals | Existing | Process | Natural Gas | Gas Boiler - Insulate Hot Water Lines | A | Incremental Energy Savings (MWh or mTherms) | Achievable Technical Potential | 0 | 0 | 0.38562 | 0.37824 | 0.37099 | 0.36387 | 0.35686 | 0.35001 | 0.34333 | 0.33681 | 0.33044 | 0.32422 | 0.31814 | 0.31218 | 0.30636 | 0.30065 | 0.29504 | 0.28955 | 0.28417 | 0.27889 | 0.2737 | 0.2686 | 0
F5_Industrial_Primary Metals_Existing_Process_Natural Gas_Gas Boiler - Insulate Hot Water Lines_A_Achievable Technical Potential | F5 | Industrial | Primary Metals | Existing | Process | Natural Gas | Gas Boiler - Insulate Hot Water Lines | A | Incremental Summer Peak Savings (MW) | Achievable Technical Potential | 0 | 0 | 0 | 0 | 0 | 0 | 0 | 0 | 0 | 0 | 0 | 0 | 0 | 0 | 0 | 0 | 0 | 0 | 0 | 0 | 0 | 0 | 0
F6_Industrial_Primary Metals_Existing_Process_Natural Gas_Gas Boiler - Insulate Hot Water Lines_A_Achievable Technical Potential | F6 | Industrial | Primary Metals | Existing | Process | Natural Gas | Gas Boiler - Insulate Hot Water Lines | A | Incremental Winter Peak Savings (MW) | Achievable Technical Potential | 0 | 0 | 0 | 0 | 0 | 0 | 0 | 0 | 0 | 0 | 0 | 0 | 0 | 0 | 0 | 0 | 0 | 0 | 0 | 0 | 0 | 0 | 0
F7_Industrial_Primary Metals_Existing_Process_Natural Gas_Gas Boiler - Insulate Hot Water Lines_A_Achievable Technical Potential | F7 | Industrial | Primary Metals | Existing | Process | Natural Gas | Gas Boiler - Insulate Hot Water Lines | A | Cumulative Energy Savings (MWh or mTherms) | Achievable Technical Potential | 0 | 0 | 0.38562 | 0.76312 | 1.1326 | 1.4942 | 1.848 | 2.1943 | 2.5335 | 2.8658 | 3.1914 | 3.5105 | 3.8232 | 4.1297 | 4.43 | 4.7244 | 5.0127 | 5.2952 | 5.5723 | 5.8436 | 6.1091 | 6.3691 | 0
F8_Industrial_Primary Metals_Existing_Process_Natural Gas_Gas Boiler - Insulate Hot Water Lines_A_Achievable Technical Potential | F8 | Industrial | Primary Metals | Existing | Process | Natural Gas | Gas Boiler - Insulate Hot Water Lines | A | Cumulative Summer Peak Savings (MW) | Achievable Technical Potential | 0 | 0 | 0 | 0 | 0 | 0 | 0 | 0 | 0 | 0 | 0 | 0 | 0 | 0 | 0 | 0 | 0 | 0 | 0 | 0 | 0 | 0 | 0
F9_Industrial_Primary Metals_Existing_Process_Natural Gas_Gas Boiler - Insulate Hot Water Lines_A_Achievable Technical Potential | F9 | Industrial | Primary Metals | Existing | Process | Natural Gas | Gas Boiler - Insulate Hot Water Lines | A | Cumulative Winter Peak Savings (MW) | Achievable Technical Potential | 0 | 0 | 0 | 0 | 0 | 0 | 0 | 0 | 0 | 0 | 0 | 0 | 0 | 0 | 0 | 0 | 0 | 0 | 0 | 0 | 0 | 0 | 0
F10_Industrial_Primary Metals_Existing_Process_Natural Gas_Gas Boiler - Insulate Hot Water Lines_A_Achievable Technical Potential | F10 | Industrial | Primary Metals | Existing | Process | Natural Gas | Gas Boiler - Insulate Hot Water Lines | A | Purchases (Incremental) | Achievable Technical Potential | 0 | 0 | 1.1259 | 1.1065 | 1.0874 | 1.0687 | 1.0503 | 1.0321 | 1.0144 | 0.99686 | 0.97967 | 0.96278 | 0.94618 | 0.92987 | 0.91384 | 0.89808 | 0.8826 | 0.86738 | 0.85243 | 0.83773 | 0.82329 | 0.80909 | 0
F11_Industrial_Primary Metals_Existing_Process_Natural Gas_Gas Boiler - Insulate Hot Water Lines_A_Achievable Technical Potential | F11 | Industrial | Primary Metals | Existing | Process | Natural Gas | Gas Boiler - Insulate Hot Water Lines | A | Purchases (Cumulative) | Achievable Technical Potential | 0 | 0 | 1.1259 | 2.2324 | 3.3199 | 4.3885 | 5.4388 | 6.4709 | 7.4853 | 8.4821 | 9.4618 | 10.4246 | 11.3708 | 12.3007 | 13.2145 | 14.1126 | 14.9952 | 15.8626 | 16.715 | 17.5527 | 18.376 | 19.1851 | 0
F1_Industrial_Primary Metals_Existing_Process_Natural Gas_Process - Insulate Heated Process Fluids_A_Achievable Technical Potential | F1 | Industrial | Primary Metals | Existing | Process | Natural Gas | Process - Insulate Heated Process Fluids | A | Integrated Unit Energy Savings (kWh or therms) | Achievable Technical Potential | 0 | 0 | 1904.7897 | 1904.7127 | 1904.6575 | 1904.6129 | 1904.5724 | 1904.5361 | 1904.5035 | 1904.4742 | 1904.448 | 1904.4243 | 1904.4028 | 1904.3839 | 1904.3669 | 1904.3514 | 1904.337 | 1904.3227 | 1904.3091 | 1904.2958 | 1904.2828 | 1904.27 | 0
F2_Industrial_Primary Metals_Existing_Process_Natural Gas_Process - Insulate Heated Process Fluids_A_Achievable Technical Potential | F2 | Industrial | Primary Metals | Existing | Process | Natural Gas | Process - Insulate Heated Process Fluids | A | Integrated Unit Summer Peak Savings (kW) | Achievable Technical Potential | 0 | 0 | 0 | 0 | 0 | 0 | 0 | 0 | 0 | 0 | 0 | 0 | 0 | 0 | 0 | 0 | 0 | 0 | 0 | 0 | 0 | 0 | 0
F3_Industrial_Primary Metals_Existing_Process_Natural Gas_Process - Insulate Heated Process Fluids_A_Achievable Technical Potential | F3 | Industrial | Primary Metals | Existing | Process | Natural Gas | Process - Insulate Heated Process Fluids | A | Integrated Unit Winter Peak Savings (kW) | Achievable Technical Potential | 0 | 0 | 0 | 0 | 0 | 0 | 0 | 0 | 0 | 0 | 0 | 0 | 0 | 0 | 0 | 0 | 0 | 0 | 0 | 0 | 0 | 0 | 0
F4_Industrial_Primary Metals_Existing_Process_Natural Gas_Process - Insulate Heated Process Fluids_A_Achievable Technical Potential | F4 | Industrial | Primary Metals | Existing | Process | Natural Gas | Process - Insulate Heated Process Fluids | A | Incremental Energy Savings (MWh or mTherms) | Achievable Technical Potential | 0 | 0 | 2.3457 | 2.3052 | 2.2653 | 2.2262 | 2.1878 | 1.935 | 1.5213 | 1.196 | 0.94033 | 0.73928 | 0.58122 | 0.45696 | 0.35926 | 0.28245 | 0.22206 | 0.17459 | 0.0011703 | 0.00041074 | 0.00013761 | 4.4099e-05 | 0
F5_Industrial_Primary Metals_Existing_Process_Natural Gas_Process - Insulate Heated Process Fluids_A_Achievable Technical Potential | F5 | Industrial | Primary Metals | Existing | Process | Natural Gas | Process - Insulate Heated Process Fluids | A | Incremental Summer Peak Savings (MW) | Achievable Technical Potential | 0 | 0 | 0 | 0 | 0 | 0 | 0 | 0 | 0 | 0 | 0 | 0 | 0 | 0 | 0 | 0 | 0 | 0 | 0 | 0 | 0 | 0 | 0
F6_Industrial_Primary Metals_Existing_Process_Natural Gas_Process - Insulate Heated Process Fluids_A_Achievable Technical Potential | F6 | Industrial | Primary Metals | Existing | Process | Natural Gas | Process - Insulate Heated Process Fluids | A | Incremental Winter Peak Savings (MW) | Achievable Technical Potential | 0 | 0 | 0 | 0 | 0 | 0 | 0 | 0 | 0 | 0 | 0 | 0 | 0 | 0 | 0 | 0 | 0 | 0 | 0 | 0 | 0 | 0 | 0
F7_Industrial_Primary Metals_Existing_Process_Natural Gas_Process - Insulate Heated Process Fluids_A_Achievable Technical Potential | F7 | Industrial | Primary Metals | Existing | Process | Natural Gas | Process - Insulate Heated Process Fluids | A | Cumulative Energy Savings (MWh or mTherms) | Achievable Technical Potential | 0 | 0 | 2.3457 | 4.6507 | 6.916 | 9.142 | 11.3296 | 13.2645 | 14.7855 | 15.9814 | 16.9215 | 17.6605 | 18.2416 | 18.6983 | 19.0574 | 19.3397 | 19.5616 | 19.7361 | 19.7371 | 19.7374 | 19.7374 | 19.7373 | 0
F8_Industrial_Primary Metals_Existing_Process_Natural Gas_Process - Insulate Heated Process Fluids_A_Achievable Technical Potential | F8 | Industrial | Primary Metals | Existing | Process | Natural Gas | Process - Insulate Heated Process Fluids | A | Cumulative Summer Peak Savings (MW) | Achievable Technical Potential | 0 | 0 | 0 | 0 | 0 | 0 | 0 | 0 | 0 | 0 | 0 | 0 | 0 | 0 | 0 | 0 | 0 | 0 | 0 | 0 | 0 | 0 | 0
F9_Industrial_Primary Metals_Existing_Process_Natural Gas_Process - Insulate Heated Process Fluids_A_Achievable Technical Potential | F9 | Industrial | Primary Metals | Existing | Process | Natural Gas | Process - Insulate Heated Process Fluids | A | Cumulative Winter Peak Savings (MW) | Achievable Technical Potential | 0 | 0 | 0 | 0 | 0 | 0 | 0 | 0 | 0 | 0 | 0 | 0 | 0 | 0 | 0 | 0 | 0 | 0 | 0 | 0 | 0 | 0 | 0
F10_Industrial_Primary Metals_Existing_Process_Natural Gas_Process - Insulate Heated Process Fluids_A_Achievable Technical Potential | F10 | Industrial | Primary Metals | Existing | Process | Natural Gas | Process - Insulate Heated Process Fluids | A | Purchases (Incremental) | Achievable Technical Potential | 0 | 0 | 1.2315 | 1.2102 | 1.1894 | 1.1689 | 1.1487 | 1.016 | 0.7988 | 0.62802 | 0.49375 | 0.38819 | 0.3052 | 0.23995 | 0.18865 | 0.14832 | 0.11661 | 0.091679 | 0.00061454 | 0.00021569 | 7.2264e-05 | 2.3158e-05 | 0
F11_Industrial_Primary Metals_Existing_Process_Natural Gas_Process - Insulate Heated Process Fluids_A_Achievable Technical Potential | F11 | Industrial | Primary Metals | Existing | Process | Natural Gas | Process - Insulate Heated Process Fluids | A | Purchases (Cumulative) | Achievable Technical Potential | 0 | 0 | 1.2315 | 2.4417 | 3.6311 | 4.7999 | 5.9486 | 6.9647 | 7.7635 | 8.3915 | 8.8852 | 9.2734 | 9.5786 | 9.8186 | 10.0072 | 10.1555 | 10.2722 | 10.3638 | 10.3644 | 10.3647 | 10.3647 | 10.3648 | 0
F1_Industrial_Primary Metals_Existing_Process_Natural Gas_Process Heat Recovery_A_Achievable Technical Potential | F1 | Industrial | Primary Metals | Existing | Process | Natural Gas | Process Heat Recovery | A | Integrated Unit Energy Savings (kWh or therms) | Achievable Technical Potential | 0 | 0 | 3.7699 | 3.761 | 3.752 | 3.7427 | 3.7332 | 3.7238 | 3.715 | 3.7066 | 3.6986 | 3.691 | 3.6836 | 3.6765 | 3.6697 | 3.6629 | 3.6563 | 3.6498 | 3.6435 | 3.6372 | 3.6308 | 3.6243 | 0
F2_Industrial_Primary Metals_Existing_Process_Natural Gas_Process Heat Recovery_A_Achievable Technical Potential | F2 | Industrial | Primary Metals | Existing | Process | Natural Gas | Process Heat Recovery | A | Integrated Unit Summer Peak Savings (kW) | Achievable Technical Potential | 0 | 0 | 0 | 0 | 0 | 0 | 0 | 0 | 0 | 0 | 0 | 0 | 0 | 0 | 0 | 0 | 0 | 0 | 0 | 0 | 0 | 0 | 0
F3_Industrial_Primary Metals_Existing_Process_Natural Gas_Process Heat Recovery_A_Achievable Technical Potential | F3 | Industrial | Primary Metals | Existing | Process | Natural Gas | Process Heat Recovery | A | Integrated Unit Winter Peak Savings (kW) | Achievable Technical Potential | 0 | 0 | 0 | 0 | 0 | 0 | 0 | 0 | 0 | 0 | 0 | 0 | 0 | 0 | 0 | 0 | 0 | 0 | 0 | 0 | 0 | 0 | 0
F4_Industrial_Primary Metals_Existing_Process_Natural Gas_Process Heat Recovery_A_Achievable Technical Potential | F4 | Industrial | Primary Metals | Existing | Process | Natural Gas | Process Heat Recovery | A | Incremental Energy Savings (MWh or mTherms) | Achievable Technical Potential | 0 | 0 | 0.16713 | 0.16386 | 0.16065 | 0.15749 | 0.15438 | 0.1362 | 0.10683 | 0.083803 | 0.065744 | 0.051581 | 0.040473 | 0.031759 | 0.024922 | 0.019558 | 0.015349 | 0.012046 | 8.0607e-05 | 2.8243e-05 | 9.4455e-06 | 3.0215e-06 | 0
F5_Industrial_Primary Metals_Existing_Process_Natural Gas_Process Heat Recovery_A_Achievable Technical Potential | F5 | Industrial | Primary Metals | Existing | Process | Natural Gas | Process Heat Recovery | A | Incremental Summer Peak Savings (MW) | Achievable Technical Potential | 0 | 0 | 0 | 0 | 0 | 0 | 0 | 0 | 0 | 0 | 0 | 0 | 0 | 0 | 0 | 0 | 0 | 0 | 0 | 0 | 0 | 0 | 0
F6_Industrial_Primary Metals_Existing_Process_Natural Gas_Process Heat Recovery_A_Achievable Technical Potential | F6 | Industrial | Primary Metals | Existing | Process | Natural Gas | Process Heat Recovery | A | Incremental Winter Peak Savings (MW) | Achievable Technical Potential | 0 | 0 | 0 | 0 | 0 | 0 | 0 | 0 | 0 | 0 | 0 | 0 | 0 | 0 | 0 | 0 | 0 | 0 | 0 | 0 | 0 | 0 | 0
F7_Industrial_Primary Metals_Existing_Process_Natural Gas_Process Heat Recovery_A_Achievable Technical Potential | F7 | Industrial | Primary Metals | Existing | Process | Natural Gas | Process Heat Recovery | A | Cumulative Energy Savings (MWh or mTherms) | Achievable Technical Potential | 0 | 0 | 0.16713 | 0.3306 | 0.49045 | 0.64673 | 0.79946 | 0.93367 | 1.0383 | 1.1198 | 1.1831 | 1.2322 | 1.2702 | 1.2995 | 1.322 | 1.3392 | 1.3521 | 1.3617 | 1.3595 | 1.3571 | 1.3548 | 1.3523 | 0
F8_Industrial_Primary Metals_Existing_Process_Natural Gas_Process Heat Recovery_A_Achievable Technical Potential | F8 | Industrial | Primary Metals | Existing | Process | Natural Gas | Process Heat Recovery | A | Cumulative Summer Peak Savings (MW) | Achievable Technical Potential | 0 | 0 | 0 | 0 | 0 | 0 | 0 | 0 | 0 | 0 | 0 | 0 | 0 | 0 | 0 | 0 | 0 | 0 | 0 | 0 | 0 | 0 | 0
F9_Industrial_Primary Metals_Existing_Process_Natural Gas_Process Heat Recovery_A_Achievable Technical Potential | F9 | Industrial | Primary Metals | Existing | Process | Natural Gas | Process Heat Recovery | A | Cumulative Winter Peak Savings (MW) | Achievable Technical Potential | 0 | 0 | 0 | 0 | 0 | 0 | 0 | 0 | 0 | 0 | 0 | 0 | 0 | 0 | 0 | 0 | 0 | 0 | 0 | 0 | 0 | 0 | 0
F10_Industrial_Primary Metals_Existing_Process_Natural Gas_Process Heat Recovery_A_Achievable Technical Potential | F10 | Industrial | Primary Metals | Existing | Process | Natural Gas | Process Heat Recovery | A | Purchases (Incremental) | Achievable Technical Potential | 0 | 0 | 44.3329 | 43.5685 | 42.8173 | 42.0791 | 41.3536 | 36.5765 | 28.7567 | 22.6087 | 17.7751 | 13.9749 | 10.9872 | 8.6382 | 6.7914 | 5.3395 | 4.1979 | 3.3004 | 0.022123 | 0.007765 | 0.0026015 | 0.00083369 | 0
F11_Industrial_Primary Metals_Existing_Process_Natural Gas_Process Heat Recovery_A_Achievable Technical Potential | F11 | Industrial | Primary Metals | Existing | Process | Natural Gas | Process Heat Recovery | A | Purchases (Cumulative) | Achievable Technical Potential | 0 | 0 | 44.3329 | 87.9014 | 130.7187 | 172.7978 | 214.1513 | 250.7279 | 279.4846 | 302.0933 | 319.8685 | 333.8434 | 344.8306 | 353.4688 | 360.2602 | 365.5997 | 369.7976 | 373.098 | 373.1202 | 373.1279 | 373.1305 | 373.1314 | 0
F1_Industrial_Primary Metals_Existing_Space Heating_Natural Gas_Building Automation System_A_Achievable Technical Potential | F1 | Industrial | Primary Metals | Existing | Space Heating | Natural Gas | Building Automation System | A | Integrated Unit Energy Savings (kWh or therms) | Achievable Technical Potential | 0 | 0 | 0.015595 | 0.015527 | 0.015455 | 0.015379 | 0.015299 | 0.015215 | 0.015125 | 0.015029 | 0.014929 | 0.014825 | 0.014717 | 0.014605 | 0.014489 | 0.014371 | 0.014249 | 0.014132 | 0.014022 | 0.013917 | 0.013818 | 0.013725 | 0
F2_Industrial_Primary Metals_Existing_Space Heating_Natural Gas_Building Automation System_A_Achievable Technical Potential | F2 | Industrial | Primary Metals | Existing | Space Heating | Natural Gas | Building Automation System | A | Integrated Unit Summer Peak Savings (kW) | Achievable Technical Potential | 0 | 0 | 0 | 0 | 0 | 0 | 0 | 0 | 0 | 0 | 0 | 0 | 0 | 0 | 0 | 0 | 0 | 0 | 0 | 0 | 0 | 0 | 0
F3_Industrial_Primary Metals_Existing_Space Heating_Natural Gas_Building Automation System_A_Achievable Technical Potential | F3 | Industrial | Primary Metals | Existing | Space Heating | Natural Gas | Building Automation System | A | Integrated Unit Winter Peak Savings (kW) | Achievable Technical Potential | 0 | 0 | 0 | 0 | 0 | 0 | 0 | 0 | 0 | 0 | 0 | 0 | 0 | 0 | 0 | 0 | 0 | 0 | 0 | 0 | 0 | 0 | 0
F4_Industrial_Primary Metals_Existing_Space Heating_Natural Gas_Building Automation System_A_Achievable Technical Potential | F4 | Industrial | Primary Metals | Existing | Space Heating | Natural Gas | Building Automation System | A | Incremental Energy Savings (MWh or mTherms) | Achievable Technical Potential | 0 | 0 | 0.012508 | 0.024463 | 0.042489 | 0.06759 | 0.1003 | 0.14039 | 0.18657 | 0.2362 | 0.28518 | 0.32819 | 0.35922 | 0.3727 | 0.3649 | 0.33527 | 0.28725 | 0.23155 | 0.17265 | 0.11659 | 0.072681 | 0.04627 | 0
F5_Industrial_Primary Metals_Existing_Space Heating_Natural Gas_Building Automation System_A_Achievable Technical Potential | F5 | Industrial | Primary Metals | Existing | Space Heating | Natural Gas | Building Automation System | A | Incremental Summer Peak Savings (MW) | Achievable Technical Potential | 0 | 0 | 0 | 0 | 0 | 0 | 0 | 0 | 0 | 0 | 0 | 0 | 0 | 0 | 0 | 0 | 0 | 0 | 0 | 0 | 0 | 0 | 0
F6_Industrial_Primary Metals_Existing_Space Heating_Natural Gas_Building Automation System_A_Achievable Technical Potential | F6 | Industrial | Primary Metals | Existing | Space Heating | Natural Gas | Building Automation System | A | Incremental Winter Peak Savings (MW) | Achievable Technical Potential | 0 | 0 | 0 | 0 | 0 | 0 | 0 | 0 | 0 | 0 | 0 | 0 | 0 | 0 | 0 | 0 | 0 | 0 | 0 | 0 | 0 | 0 | 0
F7_Industrial_Primary Metals_Existing_Space Heating_Natural Gas_Building Automation System_A_Achievable Technical Potential | F7 | Industrial | Primary Metals | Existing | Space Heating | Natural Gas | Building Automation System | A | Cumulative Energy Savings (MWh or mTherms) | Achievable Technical Potential | 0 | 0 | 0.012508 | 0.036916 | 0.079233 | 0.14644 | 0.24598 | 0.38501 | 0.5693 | 0.80191 | 1.0818 | 1.4024 | 1.7514 | 2.1108 | 2.459 | 2.7741 | 3.0379 | 3.2446 | 3.3918 | 3.483 | 3.5309 | 3.5534 | 0
F8_Industrial_Primary Metals_Existing_Space Heating_Natural Gas_Building Automation System_A_Achievable Technical Potential | F8 | Industrial | Primary Metals | Existing | Space Heating | Natural Gas | Building Automation System | A | Cumulative Summer Peak Savings (MW) | Achievable Technical Potential | 0 | 0 | 0 | 0 | 0 | 0 | 0 | 0 | 0 | 0 | 0 | 0 | 0 | 0 | 0 | 0 | 0 | 0 | 0 | 0 | 0 | 0 | 0
F9_Industrial_Primary Metals_Existing_Space Heating_Natural Gas_Building Automation System_A_Achievable Technical Potential | F9 | Industrial | Primary Metals | Existing | Space Heating | Natural Gas | Building Automation System | A | Cumulative Winter Peak Savings (MW) | Achievable Technical Potential | 0 | 0 | 0 | 0 | 0 | 0 | 0 | 0 | 0 | 0 | 0 | 0 | 0 | 0 | 0 | 0 | 0 | 0 | 0 | 0 | 0 | 0 | 0
F10_Industrial_Primary Metals_Existing_Space Heating_Natural Gas_Building Automation System_A_Achievable Technical Potential | F10 | Industrial | Primary Metals | Existing | Space Heating | Natural Gas | Building Automation System | A | Purchases (Incremental) | Achievable Technical Potential | 0 | 0 | 802.0322 | 1575.5682 | 2749.26 | 4394.9439 | 6555.8953 | 9227.556 | 12335.5962 | 15715.6744 | 19102.45 | 22137.9414 | 24409.1018 | 25518.987 | 25183.706 | 23330.5816 | 20159.1303 | 16383.9405 | 12312.8802 | 8377.331 | 5259.9047 | 3371.2282 | 0
F11_Industrial_Primary Metals_Existing_Space Heating_Natural Gas_Building Automation System_A_Achievable Technical Potential | F11 | Industrial | Primary Metals | Existing | Space Heating | Natural Gas | Building Automation System | A | Purchases (Cumulative) | Achievable Technical Potential | 0 | 0 | 802.0322 | 2377.6003 | 5126.8603 | 9521.8042 | 16077.6995 | 25305.2555 | 37640.8518 | 53356.5262 | 72458.9762 | 94596.9177 | 119006.0194 | 144525.0065 | 169708.7125 | 193039.2941 | 213198.4245 | 229582.365 | 241895.2452 | 250272.5762 | 255532.4808 | 258903.7091 | 0
F1_Industrial_Primary Metals_Existing_Space Heating_Natural Gas_Steam System Efficiency Improvements_A_Achievable Technical Potential | F1 | Industrial | Primary Metals | Existing | Space Heating | Natural Gas | Steam System Efficiency Improvements | A | Integrated Unit Energy Savings (kWh or therms) | Achievable Technical Potential | 0 | 0 | 0.13844 | 0.13655 | 0.13409 | 0.13099 | 0.12725 | 0.123 | 0.11843 | 0.11374 | 0.10915 | 0.10481 | 0.10082 | 0.097222 | 0.094002 | 0.091138 | 0.088592 | 0.08636 | 0.084398 | 0.082641 | 0.081123 | 0.079698 | 0
F2_Industrial_Primary Metals_Existing_Space Heating_Natural Gas_Steam System Efficiency Improvements_A_Achievable Technical Potential | F2 | Industrial | Primary Metals | Existing | Space Heating | Natural Gas | Steam System Efficiency Improvements | A | Integrated Unit Summer Peak Savings (kW) | Achievable Technical Potential | 0 | 0 | 0 | 0 | 0 | 0 | 0 | 0 | 0 | 0 | 0 | 0 | 0 | 0 | 0 | 0 | 0 | 0 | 0 | 0 | 0 | 0 | 0
F3_Industrial_Primary Metals_Existing_Space Heating_Natural Gas_Steam System Efficiency Improvements_A_Achievable Technical Potential | F3 | Industrial | Primary Metals | Existing | Space Heating | Natural Gas | Steam System Efficiency Improvements | A | Integrated Unit Winter Peak Savings (kW) | Achievable Technical Potential | 0 | 0 | 0 | 0 | 0 | 0 | 0 | 0 | 0 | 0 | 0 | 0 | 0 | 0 | 0 | 0 | 0 | 0 | 0 | 0 | 0 | 0 | 0
F4_Industrial_Primary Metals_Existing_Space Heating_Natural Gas_Steam System Efficiency Improvements_A_Achievable Technical Potential | F4 | Industrial | Primary Metals | Existing | Space Heating | Natural Gas | Steam System Efficiency Improvements | A | Incremental Energy Savings (MWh or mTherms) | Achievable Technical Potential | 0 | 0 | 0.0007869 | 0.0015248 | 0.0026127 | 0.00408 | 0.0059126 | 0.0080441 | 0.010353 | 0.012668 | 0.014777 | 0.016444 | 0.017442 | 0.017583 | 0.016777 | 0.015069 | 0.012657 | 0.010028 | 0.0073648 | 0.0049065 | 0.0030241 | 0.0019042 | 0
F5_Industrial_Primary Metals_Existing_Space Heating_Natural Gas_Steam System Efficiency Improvements_A_Achievable Technical Potential | F5 | Industrial | Primary Metals | Existing | Space Heating | Natural Gas | Steam System Efficiency Improvements | A | Incremental Summer Peak Savings (MW) | Achievable Technical Potential | 0 | 0 | 0 | 0 | 0 | 0 | 0 | 0 | 0 | 0 | 0 | 0 | 0 | 0 | 0 | 0 | 0 | 0 | 0 | 0 | 0 | 0 | 0
F6_Industrial_Primary Metals_Existing_Space Heating_Natural Gas_Steam System Efficiency Improvements_A_Achievable Technical Potential | F6 | Industrial | Primary Metals | Existing | Space Heating | Natural Gas | Steam System Efficiency Improvements | A | Incremental Winter Peak Savings (MW) | Achievable Technical Potential | 0 | 0 | 0 | 0 | 0 | 0 | 0 | 0 | 0 | 0 | 0 | 0 | 0 | 0 | 0 | 0 | 0 | 0 | 0 | 0 | 0 | 0 | 0
F7_Industrial_Primary Metals_Existing_Space Heating_Natural Gas_Steam System Efficiency Improvements_A_Achievable Technical Potential | F7 | Industrial | Primary Metals | Existing | Space Heating | Natural Gas | Steam System Efficiency Improvements | A | Cumulative Energy Savings (MWh or mTherms) | Achievable Technical Potential | 0 | 0 | 0.0007869 | 0.002301 | 0.0048722 | 0.0088394 | 0.0145 | 0.02206 | 0.031592 | 0.04301 | 0.056051 | 0.070268 | 0.085036 | 0.099581 | 0.11306 | 0.12468 | 0.13386 | 0.14051 | 0.14469 | 0.14658 | 0.14691 | 0.14624 | 0
F8_Industrial_Primary Metals_Existing_Space Heating_Natural Gas_Steam System Efficiency Improvements_A_Achievable Technical Potential | F8 | Industrial | Primary Metals | Existing | Space Heating | Natural Gas | Steam System Efficiency Improvements | A | Cumulative Summer Peak Savings (MW) | Achievable Technical Potential | 0 | 0 | 0 | 0 | 0 | 0 | 0 | 0 | 0 | 0 | 0 | 0 | 0 | 0 | 0 | 0 | 0 | 0 | 0 | 0 | 0 | 0 | 0
F9_Industrial_Primary Metals_Existing_Space Heating_Natural Gas_Steam System Efficiency Improvements_A_Achievable Technical Potential | F9 | Industrial | Primary Metals | Existing | Space Heating | Natural Gas | Steam System Efficiency Improvements | A | Cumulative Winter Peak Savings (MW) | Achievable Technical Potential | 0 | 0 | 0 | 0 | 0 | 0 | 0 | 0 | 0 | 0 | 0 | 0 | 0 | 0 | 0 | 0 | 0 | 0 | 0 | 0 | 0 | 0 | 0
F10_Industrial_Primary Metals_Existing_Space Heating_Natural Gas_Steam System Efficiency Improvements_A_Achievable Technical Potential | F10 | Industrial | Primary Metals | Existing | Space Heating | Natural Gas | Steam System Efficiency Improvements | A | Purchases (Incremental) | Achievable Technical Potential | 0 | 0 | 5.6841 | 11.1662 | 19.4843 | 31.1475 | 46.4624 | 65.3968 | 87.4239 | 111.3789 | 135.3814 | 156.8943 | 172.9903 | 180.8562 | 178.48 | 165.3467 | 142.8702 | 116.115 | 87.2629 | 59.3712 | 37.2776 | 23.8923 | 0
F11_Industrial_Primary Metals_Existing_Space Heating_Natural Gas_Steam System Efficiency Improvements_A_Achievable Technical Potential | F11 | Industrial | Primary Metals | Existing | Space Heating | Natural Gas | Steam System Efficiency Improvements | A | Purchases (Cumulative) | Achievable Technical Potential | 0 | 0 | 5.6841 | 16.8503 | 36.3347 | 67.4822 | 113.9446 | 179.3414 | 266.7653 | 378.1442 | 513.5256 | 670.4199 | 843.4102 | 1024.2664 | 1202.7464 | 1368.0931 | 1510.9633 | 1627.0783 | 1714.3412 | 1773.7124 | 1810.9899 | 1834.8823 | 0
F1_Industrial_Primary Metals_Existing_Process_Natural Gas_Steam System Efficiency Improvements_A_Achievable Technical Potential | F1 | Industrial | Primary Metals | Existing | Process | Natural Gas | Steam System Efficiency Improvements | A | Integrated Unit Energy Savings (kWh or therms) | Achievable Technical Potential | 0 | 0 | 0.13371 | 0.1334 | 0.13307 | 0.13275 | 0.13241 | 0.13208 | 0.13176 | 0.13147 | 0.13118 | 0.13091 | 0.13065 | 0.1304 | 0.13016 | 0.12992 | 0.12968 | 0.12945 | 0.12923 | 0.129 | 0.12878 | 0.12855 | 0
F2_Industrial_Primary Metals_Existing_Process_Natural Gas_Steam System Efficiency Improvements_A_Achievable Technical Potential | F2 | Industrial | Primary Metals | Existing | Process | Natural Gas | Steam System Efficiency Improvements | A | Integrated Unit Summer Peak Savings (kW) | Achievable Technical Potential | 0 | 0 | 0 | 0 | 0 | 0 | 0 | 0 | 0 | 0 | 0 | 0 | 0 | 0 | 0 | 0 | 0 | 0 | 0 | 0 | 0 | 0 | 0
F3_Industrial_Primary Metals_Existing_Process_Natural Gas_Steam System Efficiency Improvements_A_Achievable Technical Potential | F3 | Industrial | Primary Metals | Existing | Process | Natural Gas | Steam System Efficiency Improvements | A | Integrated Unit Winter Peak Savings (kW) | Achievable Technical Potential | 0 | 0 | 0 | 0 | 0 | 0 | 0 | 0 | 0 | 0 | 0 | 0 | 0 | 0 | 0 | 0 | 0 | 0 | 0 | 0 | 0 | 0 | 0
F4_Industrial_Primary Metals_Existing_Process_Natural Gas_Steam System Efficiency Improvements_A_Achievable Technical Potential | F4 | Industrial | Primary Metals | Existing | Process | Natural Gas | Steam System Efficiency Improvements | A | Incremental Energy Savings (MWh or mTherms) | Achievable Technical Potential | 0 | 0 | 2.3164e-05 | 4.5397e-05 | 7.9024e-05 | 0.00012602 | 0.0001875 | 0.00026325 | 0.00035108 | 0.00044627 | 0.00054128 | 0.00062599 | 0.00068883 | 0.00071877 | 0.000708 | 0.0006547 | 0.00056468 | 0.00045811 | 0.00034369 | 0.00023343 | 0.00014631 | 9.3605e-05 | 0
F5_Industrial_Primary Metals_Existing_Process_Natural Gas_Steam System Efficiency Improvements_A_Achievable Technical Potential | F5 | Industrial | Primary Metals | Existing | Process | Natural Gas | Steam System Efficiency Improvements | A | Incremental Summer Peak Savings (MW) | Achievable Technical Potential | 0 | 0 | 0 | 0 | 0 | 0 | 0 | 0 | 0 | 0 | 0 | 0 | 0 | 0 | 0 | 0 | 0 | 0 | 0 | 0 | 0 | 0 | 0
F6_Industrial_Primary Metals_Existing_Process_Natural Gas_Steam System Efficiency Improvements_A_Achievable Technical Potential | F6 | Industrial | Primary Metals | Existing | Process | Natural Gas | Steam System Efficiency Improvements | A | Incremental Winter Peak Savings (MW) | Achievable Technical Potential | 0 | 0 | 0 | 0 | 0 | 0 | 0 | 0 | 0 | 0 | 0 | 0 | 0 | 0 | 0 | 0 | 0 | 0 | 0 | 0 | 0 | 0 | 0
F7_Industrial_Primary Metals_Existing_Process_Natural Gas_Steam System Efficiency Improvements_A_Achievable Technical Potential | F7 | Industrial | Primary Metals | Existing | Process | Natural Gas | Steam System Efficiency Improvements | A | Cumulative Energy Savings (MWh or mTherms) | Achievable Technical Potential | 0 | 0 | 2.3164e-05 | 6.8507e-05 | 0.00014737 | 0.00027302 | 0.00045982 | 0.00072192 | 0.0010713 | 0.0015152 | 0.0020532 | 0.0026749 | 0.0033584 | 0.0040707 | 0.0047711 | 0.0054171 | 0.005972 | 0.0064194 | 0.0067521 | 0.0069738 | 0.0071078 | 0.0071887 | 0
F8_Industrial_Primary Metals_Existing_Process_Natural Gas_Steam System Efficiency Improvements_A_Achievable Technical Potential | F8 | Industrial | Primary Metals | Existing | Process | Natural Gas | Steam System Efficiency Improvements | A | Cumulative Summer Peak Savings (MW) | Achievable Technical Potential | 0 | 0 | 0 | 0 | 0 | 0 | 0 | 0 | 0 | 0 | 0 | 0 | 0 | 0 | 0 | 0 | 0 | 0 | 0 | 0 | 0 | 0 | 0
F9_Industrial_Primary Metals_Existing_Process_Natural Gas_Steam System Efficiency Improvements_A_Achievable Technical Potential | F9 | Industrial | Primary Metals | Existing | Process | Natural Gas | Steam System Efficiency Improvements | A | Cumulative Winter Peak Savings (MW) | Achievable Technical Potential | 0 | 0 | 0 | 0 | 0 | 0 | 0 | 0 | 0 | 0 | 0 | 0 | 0 | 0 | 0 | 0 | 0 | 0 | 0 | 0 | 0 | 0 | 0
F10_Industrial_Primary Metals_Existing_Process_Natural Gas_Steam System Efficiency Improvements_A_Achievable Technical Potential | F10 | Industrial | Primary Metals | Existing | Process | Natural Gas | Steam System Efficiency Improvements | A | Purchases (Incremental) | Achievable Technical Potential | 0 | 0 | 0.17324 | 0.34032 | 0.59384 | 0.9493 | 1.4161 | 1.9931 | 2.6645 | 3.3946 | 4.1261 | 4.7818 | 5.2723 | 5.5121 | 5.4397 | 5.0394 | 4.3543 | 3.5389 | 2.6596 | 1.8095 | 1.1361 | 0.72818 | 0
F11_Industrial_Primary Metals_Existing_Process_Natural Gas_Steam System Efficiency Improvements_A_Achievable Technical Potential | F11 | Industrial | Primary Metals | Existing | Process | Natural Gas | Steam System Efficiency Improvements | A | Purchases (Cumulative) | Achievable Technical Potential | 0 | 0 | 0.17324 | 0.51356 | 1.1074 | 2.0567 | 3.4728 | 5.4659 | 8.1304 | 11.5249 | 15.6511 | 20.4328 | 25.7052 | 31.2172 | 36.6569 | 41.6963 | 46.0506 | 49.5895 | 52.2491 | 54.0586 | 55.1947 | 55.9229 | 0
F1_Industrial_Primary Metals_Existing_Space Heating_Natural Gas_Strategic Energy Management_A_Achievable Technical Potential | F1 | Industrial | Primary Metals | Existing | Space Heating | Natural Gas | Strategic Energy Management | A | Integrated Unit Energy Savings (kWh or therms) | Achievable Technical Potential | 0 | 0 | 16.4618 | 16.4063 | 16.348 | 16.2864 | 16.2208 | 16.1505 | 16.0751 | 15.9942 | 15.908 | 15.8172 | 15.7218 | 15.622 | 15.5178 | 15.4098 | 15.2985 | 15.1927 | 15.0932 | 15.0001 | 14.9134 | 14.8333 | 0
F2_Industrial_Primary Metals_Existing_Space Heating_Natural Gas_Strategic Energy Management_A_Achievable Technical Potential | F2 | Industrial | Primary Metals | Existing | Space Heating | Natural Gas | Strategic Energy Management | A | Integrated Unit Summer Peak Savings (kW) | Achievable Technical Potential | 0 | 0 | 0 | 0 | 0 | 0 | 0 | 0 | 0 | 0 | 0 | 0 | 0 | 0 | 0 | 0 | 0 | 0 | 0 | 0 | 0 | 0 | 0
F3_Industrial_Primary Metals_Existing_Space Heating_Natural Gas_Strategic Energy Management_A_Achievable Technical Potential | F3 | Industrial | Primary Metals | Existing | Space Heating | Natural Gas | Strategic Energy Management | A | Integrated Unit Winter Peak Savings (kW) | Achievable Technical Potential | 0 | 0 | 0 | 0 | 0 | 0 | 0 | 0 | 0 | 0 | 0 | 0 | 0 | 0 | 0 | 0 | 0 | 0 | 0 | 0 | 0 | 0 | 0
F4_Industrial_Primary Metals_Existing_Space Heating_Natural Gas_Strategic Energy Management_A_Achievable Technical Potential | F4 | Industrial | Primary Metals | Existing | Space Heating | Natural Gas | Strategic Energy Management | A | Incremental Energy Savings (MWh or mTherms) | Achievable Technical Potential | 0 | 0 | 0.078731 | 0.077112 | 0.075513 | 0.073932 | 0.072365 | 0.070809 | 0.069263 | 0.067726 | 0.0662 | 0.064687 | 0.063189 | 0.061705 | 0.060236 | 0.058786 | 0.057355 | 0.055976 | 0.054651 | 0.053377 | 0.052154 | 0.050979 | 0
F5_Industrial_Primary Metals_Existing_Space Heating_Natural Gas_Strategic Energy Management_A_Achievable Technical Potential | F5 | Industrial | Primary Metals | Existing | Space Heating | Natural Gas | Strategic Energy Management | A | Incremental Summer Peak Savings (MW) | Achievable Technical Potential | 0 | 0 | 0 | 0 | 0 | 0 | 0 | 0 | 0 | 0 | 0 | 0 | 0 | 0 | 0 | 0 | 0 | 0 | 0 | 0 | 0 | 0 | 0
F6_Industrial_Primary Metals_Existing_Space Heating_Natural Gas_Strategic Energy Management_A_Achievable Technical Potential | F6 | Industrial | Primary Metals | Existing | Space Heating | Natural Gas | Strategic Energy Management | A | Incremental Winter Peak Savings (MW) | Achievable Technical Potential | 0 | 0 | 0 | 0 | 0 | 0 | 0 | 0 | 0 | 0 | 0 | 0 | 0 | 0 | 0 | 0 | 0 | 0 | 0 | 0 | 0 | 0 | 0
F7_Industrial_Primary Metals_Existing_Space Heating_Natural Gas_Strategic Energy Management_A_Achievable Technical Potential | F7 | Industrial | Primary Metals | Existing | Space Heating | Natural Gas | Strategic Energy Management | A | Cumulative Energy Savings (MWh or mTherms) | Achievable Technical Potential | 0 | 0 | 0.078731 | 0.15558 | 0.23054 | 0.3036 | 0.37474 | 0.44393 | 0.51112 | 0.57627 | 0.63937 | 0.7004 | 0.75937 | 0.81625 | 0.87104 | 0.92377 | 0.97445 | 1.0237 | 1.0716 | 1.1184 | 1.1641 | 1.2088 | 0
F8_Industrial_Primary Metals_Existing_Space Heating_Natural Gas_Strategic Energy Management_A_Achievable Technical Potential | F8 | Industrial | Primary Metals | Existing | Space Heating | Natural Gas | Strategic Energy Management | A | Cumulative Summer Peak Savings (MW) | Achievable Technical Potential | 0 | 0 | 0 | 0 | 0 | 0 | 0 | 0 | 0 | 0 | 0 | 0 | 0 | 0 | 0 | 0 | 0 | 0 | 0 | 0 | 0 | 0 | 0
F9_Industrial_Primary Metals_Existing_Space Heating_Natural Gas_Strategic Energy Management_A_Achievable Technical Potential | F9 | Industrial | Primary Metals | Existing | Space Heating | Natural Gas | Strategic Energy Management | A | Cumulative Winter Peak Savings (MW) | Achievable Technical Potential | 0 | 0 | 0 | 0 | 0 | 0 | 0 | 0 | 0 | 0 | 0 | 0 | 0 | 0 | 0 | 0 | 0 | 0 | 0 | 0 | 0 | 0 | 0
F10_Industrial_Primary Metals_Existing_Space Heating_Natural Gas_Strategic Energy Management_A_Achievable Technical Potential | F10 | Industrial | Primary Metals | Existing | Space Heating | Natural Gas | Strategic Energy Management | A | Purchases (Incremental) | Achievable Technical Potential | 0 | 0 | 4.7826 | 4.7002 | 4.6191 | 4.5395 | 4.4612 | 4.3843 | 4.3087 | 4.2344 | 4.1614 | 4.0897 | 4.0192 | 3.9499 | 3.8818 | 3.8148 | 3.7491 | 3.6844 | 3.6209 | 3.5585 | 3.4971 | 3.4368 | 0
F11_Industrial_Primary Metals_Existing_Space Heating_Natural Gas_Strategic Energy Management_A_Achievable Technical Potential | F11 | Industrial | Primary Metals | Existing | Space Heating | Natural Gas | Strategic Energy Management | A | Purchases (Cumulative) | Achievable Technical Potential | 0 | 0 | 4.7826 | 9.4828 | 14.1019 | 18.6414 | 23.1027 | 27.487 | 31.7957 | 36.0301 | 40.1916 | 44.2812 | 48.3004 | 52.2503 | 56.132 | 59.9469 | 63.6959 | 67.3804 | 71.0013 | 74.5597 | 78.0569 | 81.4937 | 0
F1_Industrial_Primary Metals_Existing_Process_Natural Gas_Strategic Energy Management_A_Achievable Technical Potential | F1 | Industrial | Primary Metals | Existing | Process | Natural Gas | Strategic Energy Management | A | Integrated Unit Energy Savings (kWh or therms) | Achievable Technical Potential | 0 | 0 | 100.6862 | 100.5833 | 100.4798 | 100.3751 | 100.2689 | 100.1705 | 100.0878 | 100.0176 | 99.9573 | 99.9048 | 99.8586 | 99.8173 | 99.78 | 99.7456 | 99.7136 | 99.6834 | 99.6618 | 99.6399 | 99.6177 | 99.5951 | 0
F2_Industrial_Primary Metals_Existing_Process_Natural Gas_Strategic Energy Management_A_Achievable Technical Potential | F2 | Industrial | Primary Metals | Existing | Process | Natural Gas | Strategic Energy Management | A | Integrated Unit Summer Peak Savings (kW) | Achievable Technical Potential | 0 | 0 | 0 | 0 | 0 | 0 | 0 | 0 | 0 | 0 | 0 | 0 | 0 | 0 | 0 | 0 | 0 | 0 | 0 | 0 | 0 | 0 | 0
F3_Industrial_Primary Metals_Existing_Process_Natural Gas_Strategic Energy Management_A_Achievable Technical Potential | F3 | Industrial | Primary Metals | Existing | Process | Natural Gas | Strategic Energy Management | A | Integrated Unit Winter Peak Savings (kW) | Achievable Technical Potential | 0 | 0 | 0 | 0 | 0 | 0 | 0 | 0 | 0 | 0 | 0 | 0 | 0 | 0 | 0 | 0 | 0 | 0 | 0 | 0 | 0 | 0 | 0
F4_Industrial_Primary Metals_Existing_Process_Natural Gas_Strategic Energy Management_A_Achievable Technical Potential | F4 | Industrial | Primary Metals | Existing | Process | Natural Gas | Strategic Energy Management | A | Incremental Energy Savings (MWh or mTherms) | Achievable Technical Potential | 0 | 0 | 2.0406 | 2.0033 | 1.9668 | 1.9308 | 1.8955 | 1.861 | 1.8274 | 1.7947 | 1.7627 | 1.7314 | 1.7007 | 1.6707 | 1.6413 | 1.6124 | 1.5841 | 1.5563 | 1.5292 | 1.5025 | 1.4762 | 1.4505 | 0
F5_Industrial_Primary Metals_Existing_Process_Natural Gas_Strategic Energy Management_A_Achievable Technical Potential | F5 | Industrial | Primary Metals | Existing | Process | Natural Gas | Strategic Energy Management | A | Incremental Summer Peak Savings (MW) | Achievable Technical Potential | 0 | 0 | 0 | 0 | 0 | 0 | 0 | 0 | 0 | 0 | 0 | 0 | 0 | 0 | 0 | 0 | 0 | 0 | 0 | 0 | 0 | 0 | 0
F6_Industrial_Primary Metals_Existing_Process_Natural Gas_Strategic Energy Management_A_Achievable Technical Potential | F6 | Industrial | Primary Metals | Existing | Process | Natural Gas | Strategic Energy Management | A | Incremental Winter Peak Savings (MW) | Achievable Technical Potential | 0 | 0 | 0 | 0 | 0 | 0 | 0 | 0 | 0 | 0 | 0 | 0 | 0 | 0 | 0 | 0 | 0 | 0 | 0 | 0 | 0 | 0 | 0
F7_Industrial_Primary Metals_Existing_Process_Natural Gas_Strategic Energy Management_A_Achievable Technical Potential | F7 | Industrial | Primary Metals | Existing | Process | Natural Gas | Strategic Energy Management | A | Cumulative Energy Savings (MWh or mTherms) | Achievable Technical Potential | 0 | 0 | 2.0406 | 4.0418 | 6.0044 | 7.929 | 9.8161 | 11.6675 | 13.4853 | 15.2705 | 17.024 | 18.7464 | 20.4385 | 22.1007 | 23.7337 | 25.338 | 26.914 | 28.4622 | 29.9852 | 31.4811 | 32.9503 | 34.3933 | 0
F8_Industrial_Primary Metals_Existing_Process_Natural Gas_Strategic Energy Management_A_Achievable Technical Potential | F8 | Industrial | Primary Metals | Existing | Process | Natural Gas | Strategic Energy Management | A | Cumulative Summer Peak Savings (MW) | Achievable Technical Potential | 0 | 0 | 0 | 0 | 0 | 0 | 0 | 0 | 0 | 0 | 0 | 0 | 0 | 0 | 0 | 0 | 0 | 0 | 0 | 0 | 0 | 0 | 0
F9_Industrial_Primary Metals_Existing_Process_Natural Gas_Strategic Energy Management_A_Achievable Technical Potential | F9 | Industrial | Primary Metals | Existing | Process | Natural Gas | Strategic Energy Management | A | Cumulative Winter Peak Savings (MW) | Achievable Technical Potential | 0 | 0 | 0 | 0 | 0 | 0 | 0 | 0 | 0 | 0 | 0 | 0 | 0 | 0 | 0 | 0 | 0 | 0 | 0 | 0 | 0 | 0 | 0
F10_Industrial_Primary Metals_Existing_Process_Natural Gas_Strategic Energy Management_A_Achievable Technical Potential | F10 | Industrial | Primary Metals | Existing | Process | Natural Gas | Strategic Energy Management | A | Purchases (Incremental) | Achievable Technical Potential | 0 | 0 | 20.2665 | 19.9171 | 19.5737 | 19.2362 | 18.9046 | 18.5786 | 18.2583 | 17.9435 | 17.6341 | 17.3301 | 17.0313 | 16.7377 | 16.4491 | 16.1655 | 15.8868 | 15.6128 | 15.3437 | 15.0791 | 14.8191 | 14.5636 | 0
F11_Industrial_Primary Metals_Existing_Process_Natural Gas_Strategic Energy Management_A_Achievable Technical Potential | F11 | Industrial | Primary Metals | Existing | Process | Natural Gas | Strategic Energy Management | A | Purchases (Cumulative) | Achievable Technical Potential | 0 | 0 | 20.2665 | 40.1836 | 59.7573 | 78.9936 | 97.8981 | 116.4767 | 134.735 | 152.6786 | 170.3127 | 187.6428 | 204.6741 | 221.4117 | 237.8608 | 254.0263 | 269.9131 | 285.5259 | 300.8696 | 315.9487 | 330.7678 | 345.3315 | 0
F1_Industrial_Primary Metals_Existing_Miscellaneous_Natural Gas_Strategic Energy Management_A_Achievable Technical Potential | F1 | Industrial | Primary Metals | Existing | Miscellaneous | Natural Gas | Strategic Energy Management | A | Integrated Unit Energy Savings (kWh or therms) | Achievable Technical Potential | 0 | 0 | 17.014 | 17.014 | 17.014 | 17.014 | 17.014 | 17.014 | 17.014 | 17.014 | 17.014 | 17.014 | 17.014 | 17.014 | 17.014 | 17.014 | 17.014 | 17.014 | 17.014 | 17.014 | 17.014 | 17.014 | 0
F2_Industrial_Primary Metals_Existing_Miscellaneous_Natural Gas_Strategic Energy Management_A_Achievable Technical Potential | F2 | Industrial | Primary Metals | Existing | Miscellaneous | Natural Gas | Strategic Energy Management | A | Integrated Unit Summer Peak Savings (kW) | Achievable Technical Potential | 0 | 0 | 0 | 0 | 0 | 0 | 0 | 0 | 0 | 0 | 0 | 0 | 0 | 0 | 0 | 0 | 0 | 0 | 0 | 0 | 0 | 0 | 0
F3_Industrial_Primary Metals_Existing_Miscellaneous_Natural Gas_Strategic Energy Management_A_Achievable Technical Potential | F3 | Industrial | Primary Metals | Existing | Miscellaneous | Natural Gas | Strategic Energy Management | A | Integrated Unit Winter Peak Savings (kW) | Achievable Technical Potential | 0 | 0 | 0 | 0 | 0 | 0 | 0 | 0 | 0 | 0 | 0 | 0 | 0 | 0 | 0 | 0 | 0 | 0 | 0 | 0 | 0 | 0 | 0
F4_Industrial_Primary Metals_Existing_Miscellaneous_Natural Gas_Strategic Energy Management_A_Achievable Technical Potential | F4 | Industrial | Primary Metals | Existing | Miscellaneous | Natural Gas | Strategic Energy Management | A | Incremental Energy Savings (MWh or mTherms) | Achievable Technical Potential | 0 | 0 | 0.086204 | 0.084718 | 0.083257 | 0.081821 | 0.080411 | 0.079024 | 0.077662 | 0.076323 | 0.075007 | 0.073714 | 0.072443 | 0.071194 | 0.069966 | 0.06876 | 0.067574 | 0.066409 | 0.065264 | 0.064139 | 0.063033 | 0.061947 | 0
F5_Industrial_Primary Metals_Existing_Miscellaneous_Natural Gas_Strategic Energy Management_A_Achievable Technical Potential | F5 | Industrial | Primary Metals | Existing | Miscellaneous | Natural Gas | Strategic Energy Management | A | Incremental Summer Peak Savings (MW) | Achievable Technical Potential | 0 | 0 | 0 | 0 | 0 | 0 | 0 | 0 | 0 | 0 | 0 | 0 | 0 | 0 | 0 | 0 | 0 | 0 | 0 | 0 | 0 | 0 | 0
F6_Industrial_Primary Metals_Existing_Miscellaneous_Natural Gas_Strategic Energy Management_A_Achievable Technical Potential | F6 | Industrial | Primary Metals | Existing | Miscellaneous | Natural Gas | Strategic Energy Management | A | Incremental Winter Peak Savings (MW) | Achievable Technical Potential | 0 | 0 | 0 | 0 | 0 | 0 | 0 | 0 | 0 | 0 | 0 | 0 | 0 | 0 | 0 | 0 | 0 | 0 | 0 | 0 | 0 | 0 | 0
F7_Industrial_Primary Metals_Existing_Miscellaneous_Natural Gas_Strategic Energy Management_A_Achievable Technical Potential | F7 | Industrial | Primary Metals | Existing | Miscellaneous | Natural Gas | Strategic Energy Management | A | Cumulative Energy Savings (MWh or mTherms) | Achievable Technical Potential | 0 | 0 | 0.086204 | 0.17092 | 0.25418 | 0.336 | 0.41641 | 0.49543 | 0.5731 | 0.64942 | 0.72443 | 0.79814 | 0.87058 | 0.94178 | 1.0117 | 1.0805 | 1.1481 | 1.2145 | 1.2798 | 1.3439 | 1.4069 | 1.4689 | 0
F8_Industrial_Primary Metals_Existing_Miscellaneous_Natural Gas_Strategic Energy Management_A_Achievable Technical Potential | F8 | Industrial | Primary Metals | Existing | Miscellaneous | Natural Gas | Strategic Energy Management | A | Cumulative Summer Peak Savings (MW) | Achievable Technical Potential | 0 | 0 | 0 | 0 | 0 | 0 | 0 | 0 | 0 | 0 | 0 | 0 | 0 | 0 | 0 | 0 | 0 | 0 | 0 | 0 | 0 | 0 | 0
F9_Industrial_Primary Metals_Existing_Miscellaneous_Natural Gas_Strategic Energy Management_A_Achievable Technical Potential | F9 | Industrial | Primary Metals | Existing | Miscellaneous | Natural Gas | Strategic Energy Management | A | Cumulative Winter Peak Savings (MW) | Achievable Technical Potential | 0 | 0 | 0 | 0 | 0 | 0 | 0 | 0 | 0 | 0 | 0 | 0 | 0 | 0 | 0 | 0 | 0 | 0 | 0 | 0 | 0 | 0 | 0
F10_Industrial_Primary Metals_Existing_Miscellaneous_Natural Gas_Strategic Energy Management_A_Achievable Technical Potential | F10 | Industrial | Primary Metals | Existing | Miscellaneous | Natural Gas | Strategic Energy Management | A | Purchases (Incremental) | Achievable Technical Potential | 0 | 0 | 5.0666 | 4.9793 | 4.8934 | 4.8091 | 4.7261 | 4.6447 | 4.5646 | 4.4859 | 4.4085 | 4.3325 | 4.2578 | 4.1844 | 4.1123 | 4.0414 | 3.9717 | 3.9032 | 3.8359 | 3.7698 | 3.7048 | 3.6409 | 0
F11_Industrial_Primary Metals_Existing_Miscellaneous_Natural Gas_Strategic Energy Management_A_Achievable Technical Potential | F11 | Industrial | Primary Metals | Existing | Miscellaneous | Natural Gas | Strategic Energy Management | A | Purchases (Cumulative) | Achievable Technical Potential | 0 | 0 | 5.0666 | 10.0459 | 14.9393 | 19.7484 | 24.4745 | 29.1192 | 33.6838 | 38.1696 | 42.5782 | 46.9107 | 51.1685 | 55.3529 | 59.4652 | 63.5066 | 67.4783 | 71.3815 | 75.2174 | 78.9872 | 82.692 | 86.3329 | 0
F1_Industrial_Primary Metals_Existing_Space Heating_Natural Gas_Commissioning_A_Achievable Technical Potential | F1 | Industrial | Primary Metals | Existing | Space Heating | Natural Gas | Commissioning | A | Integrated Unit Energy Savings (kWh or therms) | Achievable Technical Potential | 0 | 0 | 21.6956 | 21.6354 | 21.5715 | 21.5032 | 21.4297 | 21.35 | 21.2636 | 21.1699 | 21.0693 | 20.9626 | 20.8499 | 20.7312 | 20.6069 | 20.4775 | 20.3438 | 20.2174 | 20.0994 | 19.99 | 19.8893 | 19.7973 | 0
F2_Industrial_Primary Metals_Existing_Space Heating_Natural Gas_Commissioning_A_Achievable Technical Potential | F2 | Industrial | Primary Metals | Existing | Space Heating | Natural Gas | Commissioning | A | Integrated Unit Summer Peak Savings (kW) | Achievable Technical Potential | 0 | 0 | 0 | 0 | 0 | 0 | 0 | 0 | 0 | 0 | 0 | 0 | 0 | 0 | 0 | 0 | 0 | 0 | 0 | 0 | 0 | 0 | 0
F3_Industrial_Primary Metals_Existing_Space Heating_Natural Gas_Commissioning_A_Achievable Technical Potential | F3 | Industrial | Primary Metals | Existing | Space Heating | Natural Gas | Commissioning | A | Integrated Unit Winter Peak Savings (kW) | Achievable Technical Potential | 0 | 0 | 0 | 0 | 0 | 0 | 0 | 0 | 0 | 0 | 0 | 0 | 0 | 0 | 0 | 0 | 0 | 0 | 0 | 0 | 0 | 0 | 0
F4_Industrial_Primary Metals_Existing_Space Heating_Natural Gas_Commissioning_A_Achievable Technical Potential | F4 | Industrial | Primary Metals | Existing | Space Heating | Natural Gas | Commissioning | A | Incremental Energy Savings (MWh or mTherms) | Achievable Technical Potential | 0 | 0 | 0 | 0 | 0 | 0 | 0 | 0 | 0 | 0 | 0 | 0 | 0 | 0 | 0 | 0 | 0 | 0 | 0 | 0 | 0 | 0 | 0
F5_Industrial_Primary Metals_Existing_Space Heating_Natural Gas_Commissioning_A_Achievable Technical Potential | F5 | Industrial | Primary Metals | Existing | Space Heating | Natural Gas | Commissioning | A | Incremental Summer Peak Savings (MW) | Achievable Technical Potential | 0 | 0 | 0 | 0 | 0 | 0 | 0 | 0 | 0 | 0 | 0 | 0 | 0 | 0 | 0 | 0 | 0 | 0 | 0 | 0 | 0 | 0 | 0
F6_Industrial_Primary Metals_Existing_Space Heating_Natural Gas_Commissioning_A_Achievable Technical Potential | F6 | Industrial | Primary Metals | Existing | Space Heating | Natural Gas | Commissioning | A | Incremental Winter Peak Savings (MW) | Achievable Technical Potential | 0 | 0 | 0 | 0 | 0 | 0 | 0 | 0 | 0 | 0 | 0 | 0 | 0 | 0 | 0 | 0 | 0 | 0 | 0 | 0 | 0 | 0 | 0
F7_Industrial_Primary Metals_Existing_Space Heating_Natural Gas_Commissioning_A_Achievable Technical Potential | F7 | Industrial | Primary Metals | Existing | Space Heating | Natural Gas | Commissioning | A | Cumulative Energy Savings (MWh or mTherms) | Achievable Technical Potential | 0 | 0 | 0 | 0 | 0 | 0 | 0 | 0 | 0 | 0 | 0 | 0 | 0 | 0 | 0 | 0 | 0 | 0 | 0 | 0 | 0 | 0 | 0
F8_Industrial_Primary Metals_Existing_Space Heating_Natural Gas_Commissioning_A_Achievable Technical Potential | F8 | Industrial | Primary Metals | Existing | Space Heating | Natural Gas | Commissioning | A | Cumulative Summer Peak Savings (MW) | Achievable Technical Potential | 0 | 0 | 0 | 0 | 0 | 0 | 0 | 0 | 0 | 0 | 0 | 0 | 0 | 0 | 0 | 0 | 0 | 0 | 0 | 0 | 0 | 0 | 0
F9_Industrial_Primary Metals_Existing_Space Heating_Natural Gas_Commissioning_A_Achievable Technical Potential | F9 | Industrial | Primary Metals | Existing | Space Heating | Natural Gas | Commissioning | A | Cumulative Winter Peak Savings (MW) | Achievable Technical Potential | 0 | 0 | 0 | 0 | 0 | 0 | 0 | 0 | 0 | 0 | 0 | 0 | 0 | 0 | 0 | 0 | 0 | 0 | 0 | 0 | 0 | 0 | 0
F10_Industrial_Primary Metals_Existing_Space Heating_Natural Gas_Commissioning_A_Achievable Technical Potential | F10 | Industrial | Primary Metals | Existing | Space Heating | Natural Gas | Commissioning | A | Purchases (Incremental) | Achievable Technical Potential | 0 | 0 | 0 | 0 | 0 | 0 | 0 | 0 | 0 | 0 | 0 | 0 | 0 | 0 | 0 | 0 | 0 | 0 | 0 | 0 | 0 | 0 | 0
F11_Industrial_Primary Metals_Existing_Space Heating_Natural Gas_Commissioning_A_Achievable Technical Potential | F11 | Industrial | Primary Metals | Existing | Space Heating | Natural Gas | Commissioning | A | Purchases (Cumulative) | Achievable Technical Potential | 0 | 0 | 0 | 0 | 0 | 0 | 0 | 0 | 0 | 0 | 0 | 0 | 0 | 0 | 0 | 0 | 0 | 0 | 0 | 0 | 0 | 0 | 0
F1_Industrial_Primary Metals_Existing_Process_Natural Gas_Commissioning_A_Achievable Technical Potential | F1 | Industrial | Primary Metals | Existing | Process | Natural Gas | Commissioning | A | Integrated Unit Energy Savings (kWh or therms) | Achievable Technical Potential | 0 | 0 | 562.5435 | 562.5435 | 562.5435 | 562.5435 | 562.5435 | 562.5435 | 562.5435 | 562.5435 | 562.5435 | 562.5435 | 562.5435 | 562.5435 | 562.5435 | 562.5435 | 562.5435 | 562.5435 | 562.5435 | 562.5435 | 562.5435 | 562.5435 | 0
F2_Industrial_Primary Metals_Existing_Process_Natural Gas_Commissioning_A_Achievable Technical Potential | F2 | Industrial | Primary Metals | Existing | Process | Natural Gas | Commissioning | A | Integrated Unit Summer Peak Savings (kW) | Achievable Technical Potential | 0 | 0 | 0 | 0 | 0 | 0 | 0 | 0 | 0 | 0 | 0 | 0 | 0 | 0 | 0 | 0 | 0 | 0 | 0 | 0 | 0 | 0 | 0
F3_Industrial_Primary Metals_Existing_Process_Natural Gas_Commissioning_A_Achievable Technical Potential | F3 | Industrial | Primary Metals | Existing | Process | Natural Gas | Commissioning | A | Integrated Unit Winter Peak Savings (kW) | Achievable Technical Potential | 0 | 0 | 0 | 0 | 0 | 0 | 0 | 0 | 0 | 0 | 0 | 0 | 0 | 0 | 0 | 0 | 0 | 0 | 0 | 0 | 0 | 0 | 0
F4_Industrial_Primary Metals_Existing_Process_Natural Gas_Commissioning_A_Achievable Technical Potential | F4 | Industrial | Primary Metals | Existing | Process | Natural Gas | Commissioning | A | Incremental Energy Savings (MWh or mTherms) | Achievable Technical Potential | 0 | 0 | 0 | 0 | 0 | 0 | 0 | 0 | 0 | 0 | 0 | 0 | 0 | 0 | 0 | 0 | 0 | 0 | 0 | 0 | 0 | 0 | 0
F5_Industrial_Primary Metals_Existing_Process_Natural Gas_Commissioning_A_Achievable Technical Potential | F5 | Industrial | Primary Metals | Existing | Process | Natural Gas | Commissioning | A | Incremental Summer Peak Savings (MW) | Achievable Technical Potential | 0 | 0 | 0 | 0 | 0 | 0 | 0 | 0 | 0 | 0 | 0 | 0 | 0 | 0 | 0 | 0 | 0 | 0 | 0 | 0 | 0 | 0 | 0
F6_Industrial_Primary Metals_Existing_Process_Natural Gas_Commissioning_A_Achievable Technical Potential | F6 | Industrial | Primary Metals | Existing | Process | Natural Gas | Commissioning | A | Incremental Winter Peak Savings (MW) | Achievable Technical Potential | 0 | 0 | 0 | 0 | 0 | 0 | 0 | 0 | 0 | 0 | 0 | 0 | 0 | 0 | 0 | 0 | 0 | 0 | 0 | 0 | 0 | 0 | 0
F7_Industrial_Primary Metals_Existing_Process_Natural Gas_Commissioning_A_Achievable Technical Potential | F7 | Industrial | Primary Metals | Existing | Process | Natural Gas | Commissioning | A | Cumulative Energy Savings (MWh or mTherms) | Achievable Technical Potential | 0 | 0 | 0 | 0 | 0 | 0 | 0 | 0 | 0 | 0 | 0 | 0 | 0 | 0 | 0 | 0 | 0 | 0 | 0 | 0 | 0 | 0 | 0
F8_Industrial_Primary Metals_Existing_Process_Natural Gas_Commissioning_A_Achievable Technical Potential | F8 | Industrial | Primary Metals | Existing | Process | Natural Gas | Commissioning | A | Cumulative Summer Peak Savings (MW) | Achievable Technical Potential | 0 | 0 | 0 | 0 | 0 | 0 | 0 | 0 | 0 | 0 | 0 | 0 | 0 | 0 | 0 | 0 | 0 | 0 | 0 | 0 | 0 | 0 | 0
F9_Industrial_Primary Metals_Existing_Process_Natural Gas_Commissioning_A_Achievable Technical Potential | F9 | Industrial | Primary Metals | Existing | Process | Natural Gas | Commissioning | A | Cumulative Winter Peak Savings (MW) | Achievable Technical Potential | 0 | 0 | 0 | 0 | 0 | 0 | 0 | 0 | 0 | 0 | 0 | 0 | 0 | 0 | 0 | 0 | 0 | 0 | 0 | 0 | 0 | 0 | 0
F10_Industrial_Primary Metals_Existing_Process_Natural Gas_Commissioning_A_Achievable Technical Potential | F10 | Industrial | Primary Metals | Existing | Process | Natural Gas | Commissioning | A | Purchases (Incremental) | Achievable Technical Potential | 0 | 0 | 0 | 0 | 0 | 0 | 0 | 0 | 0 | 0 | 0 | 0 | 0 | 0 | 0 | 0 | 0 | 0 | 0 | 0 | 0 | 0 | 0
F11_Industrial_Primary Metals_Existing_Process_Natural Gas_Commissioning_A_Achievable Technical Potential | F11 | Industrial | Primary Metals | Existing | Process | Natural Gas | Commissioning | A | Purchases (Cumulative) | Achievable Technical Potential | 0 | 0 | 0 | 0 | 0 | 0 | 0 | 0 | 0 | 0 | 0 | 0 | 0 | 0 | 0 | 0 | 0 | 0 | 0 | 0 | 0 | 0 | 0
F1_Industrial_Primary Metals_Existing_Space Heating_Natural Gas_Retrocommissioning_A_Achievable Technical Potential | F1 | Industrial | Primary Metals | Existing | Space Heating | Natural Gas | Retrocommissioning | A | Integrated Unit Energy Savings (kWh or therms) | Achievable Technical Potential | 0 | 0 | 3.0132 | 3.0048 | 2.9958 | 2.9863 | 2.9761 | 2.9649 | 2.9529 | 2.9399 | 2.9259 | 2.911 | 2.8953 | 2.8788 | 2.8616 | 2.8436 | 2.825 | 2.8074 | 2.791 | 2.7758 | 2.7618 | 2.749 | 0
F2_Industrial_Primary Metals_Existing_Space Heating_Natural Gas_Retrocommissioning_A_Achievable Technical Potential | F2 | Industrial | Primary Metals | Existing | Space Heating | Natural Gas | Retrocommissioning | A | Integrated Unit Summer Peak Savings (kW) | Achievable Technical Potential | 0 | 0 | 0 | 0 | 0 | 0 | 0 | 0 | 0 | 0 | 0 | 0 | 0 | 0 | 0 | 0 | 0 | 0 | 0 | 0 | 0 | 0 | 0
F3_Industrial_Primary Metals_Existing_Space Heating_Natural Gas_Retrocommissioning_A_Achievable Technical Potential | F3 | Industrial | Primary Metals | Existing | Space Heating | Natural Gas | Retrocommissioning | A | Integrated Unit Winter Peak Savings (kW) | Achievable Technical Potential | 0 | 0 | 0 | 0 | 0 | 0 | 0 | 0 | 0 | 0 | 0 | 0 | 0 | 0 | 0 | 0 | 0 | 0 | 0 | 0 | 0 | 0 | 0
F4_Industrial_Primary Metals_Existing_Space Heating_Natural Gas_Retrocommissioning_A_Achievable Technical Potential | F4 | Industrial | Primary Metals | Existing | Space Heating | Natural Gas | Retrocommissioning | A | Incremental Energy Savings (MWh or mTherms) | Achievable Technical Potential | 0 | 0 | 0.011874 | 0.011637 | 0.011402 | 0.01117 | 0.01094 | 0.010711 | 0.010483 | 0.010257 | 0.010032 | 0.0098094 | 0.0095883 | 0.0093693 | 0.0091525 | 0.0089382 | 0.0087267 | 0.0085229 | 0.008327 | 0.0081389 | 0.0079582 | 0.0077848 | 0
F5_Industrial_Primary Metals_Existing_Space Heating_Natural Gas_Retrocommissioning_A_Achievable Technical Potential | F5 | Industrial | Primary Metals | Existing | Space Heating | Natural Gas | Retrocommissioning | A | Incremental Summer Peak Savings (MW) | Achievable Technical Potential | 0 | 0 | 0 | 0 | 0 | 0 | 0 | 0 | 0 | 0 | 0 | 0 | 0 | 0 | 0 | 0 | 0 | 0 | 0 | 0 | 0 | 0 | 0
F6_Industrial_Primary Metals_Existing_Space Heating_Natural Gas_Retrocommissioning_A_Achievable Technical Potential | F6 | Industrial | Primary Metals | Existing | Space Heating | Natural Gas | Retrocommissioning | A | Incremental Winter Peak Savings (MW) | Achievable Technical Potential | 0 | 0 | 0 | 0 | 0 | 0 | 0 | 0 | 0 | 0 | 0 | 0 | 0 | 0 | 0 | 0 | 0 | 0 | 0 | 0 | 0 | 0 | 0
F7_Industrial_Primary Metals_Existing_Space Heating_Natural Gas_Retrocommissioning_A_Achievable Technical Potential | F7 | Industrial | Primary Metals | Existing | Space Heating | Natural Gas | Retrocommissioning | A | Cumulative Energy Savings (MWh or mTherms) | Achievable Technical Potential | 0 | 0 | 0.011874 | 0.023478 | 0.03481 | 0.045869 | 0.056651 | 0.067151 | 0.077362 | 0.087277 | 0.096894 | 0.10621 | 0.11523 | 0.12394 | 0.13235 | 0.14046 | 0.14826 | 0.15587 | 0.16328 | 0.17053 | 0.17763 | 0.18459 | 0
F8_Industrial_Primary Metals_Existing_Space Heating_Natural Gas_Retrocommissioning_A_Achievable Technical Potential | F8 | Industrial | Primary Metals | Existing | Space Heating | Natural Gas | Retrocommissioning | A | Cumulative Summer Peak Savings (MW) | Achievable Technical Potential | 0 | 0 | 0 | 0 | 0 | 0 | 0 | 0 | 0 | 0 | 0 | 0 | 0 | 0 | 0 | 0 | 0 | 0 | 0 | 0 | 0 | 0 | 0
F9_Industrial_Primary Metals_Existing_Space Heating_Natural Gas_Retrocommissioning_A_Achievable Technical Potential | F9 | Industrial | Primary Metals | Existing | Space Heating | Natural Gas | Retrocommissioning | A | Cumulative Winter Peak Savings (MW) | Achievable Technical Potential | 0 | 0 | 0 | 0 | 0 | 0 | 0 | 0 | 0 | 0 | 0 | 0 | 0 | 0 | 0 | 0 | 0 | 0 | 0 | 0 | 0 | 0 | 0
F10_Industrial_Primary Metals_Existing_Space Heating_Natural Gas_Retrocommissioning_A_Achievable Technical Potential | F10 | Industrial | Primary Metals | Existing | Space Heating | Natural Gas | Retrocommissioning | A | Purchases (Incremental) | Achievable Technical Potential | 0 | 0 | 3.9407 | 3.8728 | 3.806 | 3.7404 | 3.6759 | 3.6125 | 3.5502 | 3.489 | 3.4289 | 3.3697 | 3.3116 | 3.2545 | 3.1984 | 3.1433 | 3.0891 | 3.0358 | 2.9835 | 2.9321 | 2.8815 | 2.8318 | 0
F11_Industrial_Primary Metals_Existing_Space Heating_Natural Gas_Retrocommissioning_A_Achievable Technical Potential | F11 | Industrial | Primary Metals | Existing | Space Heating | Natural Gas | Retrocommissioning | A | Purchases (Cumulative) | Achievable Technical Potential | 0 | 0 | 3.9407 | 7.8135 | 11.6195 | 15.3599 | 19.0357 | 22.6483 | 26.1985 | 29.6875 | 33.1164 | 36.4861 | 39.7977 | 43.0523 | 46.2507 | 49.394 | 52.4831 | 55.5189 | 58.5024 | 61.4345 | 64.316 | 67.1478 | 0
F1_Industrial_Primary Metals_Existing_Process_Natural Gas_Retrocommissioning_A_Achievable Technical Potential | F1 | Industrial | Primary Metals | Existing | Process | Natural Gas | Retrocommissioning | A | Integrated Unit Energy Savings (kWh or therms) | Achievable Technical Potential | 0 | 0 | 0 | 0 | 0 | 0 | 0 | 0 | 0 | 0 | 0 | 0 | 0 | 0 | 0 | 0 | 0 | 0 | 0 | 0 | 0 | 0 | 0
F2_Industrial_Primary Metals_Existing_Process_Natural Gas_Retrocommissioning_A_Achievable Technical Potential | F2 | Industrial | Primary Metals | Existing | Process | Natural Gas | Retrocommissioning | A | Integrated Unit Summer Peak Savings (kW) | Achievable Technical Potential | 0 | 0 | 0 | 0 | 0 | 0 | 0 | 0 | 0 | 0 | 0 | 0 | 0 | 0 | 0 | 0 | 0 | 0 | 0 | 0 | 0 | 0 | 0
F3_Industrial_Primary Metals_Existing_Process_Natural Gas_Retrocommissioning_A_Achievable Technical Potential | F3 | Industrial | Primary Metals | Existing | Process | Natural Gas | Retrocommissioning | A | Integrated Unit Winter Peak Savings (kW) | Achievable Technical Potential | 0 | 0 | 0 | 0 | 0 | 0 | 0 | 0 | 0 | 0 | 0 | 0 | 0 | 0 | 0 | 0 | 0 | 0 | 0 | 0 | 0 | 0 | 0
F4_Industrial_Primary Metals_Existing_Process_Natural Gas_Retrocommissioning_A_Achievable Technical Potential | F4 | Industrial | Primary Metals | Existing | Process | Natural Gas | Retrocommissioning | A | Incremental Energy Savings (MWh or mTherms) | Achievable Technical Potential | 0 | 0 | 0 | 0 | 0 | 0 | 0 | 0 | 0 | 0 | 0 | 0 | 0 | 0 | 0 | 0 | 0 | 0 | 0 | 0 | 0 | 0 | 0
F5_Industrial_Primary Metals_Existing_Process_Natural Gas_Retrocommissioning_A_Achievable Technical Potential | F5 | Industrial | Primary Metals | Existing | Process | Natural Gas | Retrocommissioning | A | Incremental Summer Peak Savings (MW) | Achievable Technical Potential | 0 | 0 | 0 | 0 | 0 | 0 | 0 | 0 | 0 | 0 | 0 | 0 | 0 | 0 | 0 | 0 | 0 | 0 | 0 | 0 | 0 | 0 | 0
F6_Industrial_Primary Metals_Existing_Process_Natural Gas_Retrocommissioning_A_Achievable Technical Potential | F6 | Industrial | Primary Metals | Existing | Process | Natural Gas | Retrocommissioning | A | Incremental Winter Peak Savings (MW) | Achievable Technical Potential | 0 | 0 | 0 | 0 | 0 | 0 | 0 | 0 | 0 | 0 | 0 | 0 | 0 | 0 | 0 | 0 | 0 | 0 | 0 | 0 | 0 | 0 | 0
F7_Industrial_Primary Metals_Existing_Process_Natural Gas_Retrocommissioning_A_Achievable Technical Potential | F7 | Industrial | Primary Metals | Existing | Process | Natural Gas | Retrocommissioning | A | Cumulative Energy Savings (MWh or mTherms) | Achievable Technical Potential | 0 | 0 | 0 | 0 | 0 | 0 | 0 | 0 | 0 | 0 | 0 | 0 | 0 | 0 | 0 | 0 | 0 | 0 | 0 | 0 | 0 | 0 | 0
F8_Industrial_Primary Metals_Existing_Process_Natural Gas_Retrocommissioning_A_Achievable Technical Potential | F8 | Industrial | Primary Metals | Existing | Process | Natural Gas | Retrocommissioning | A | Cumulative Summer Peak Savings (MW) | Achievable Technical Potential | 0 | 0 | 0 | 0 | 0 | 0 | 0 | 0 | 0 | 0 | 0 | 0 | 0 | 0 | 0 | 0 | 0 | 0 | 0 | 0 | 0 | 0 | 0
F9_Industrial_Primary Metals_Existing_Process_Natural Gas_Retrocommissioning_A_Achievable Technical Potential | F9 | Industrial | Primary Metals | Existing | Process | Natural Gas | Retrocommissioning | A | Cumulative Winter Peak Savings (MW) | Achievable Technical Potential | 0 | 0 | 0 | 0 | 0 | 0 | 0 | 0 | 0 | 0 | 0 | 0 | 0 | 0 | 0 | 0 | 0 | 0 | 0 | 0 | 0 | 0 | 0
F10_Industrial_Primary Metals_Existing_Process_Natural Gas_Retrocommissioning_A_Achievable Technical Potential | F10 | Industrial | Primary Metals | Existing | Process | Natural Gas | Retrocommissioning | A | Purchases (Incremental) | Achievable Technical Potential | 0 | 0 | 3.9407 | 3.8728 | 3.806 | 3.7404 | 3.6759 | 3.6125 | 3.5502 | 3.489 | 3.4289 | 3.3697 | 3.3116 | 3.2545 | 3.1984 | 3.1433 | 3.0891 | 3.0358 | 2.9835 | 2.9321 | 2.8815 | 2.8318 | 0
F11_Industrial_Primary Metals_Existing_Process_Natural Gas_Retrocommissioning_A_Achievable Technical Potential | F11 | Industrial | Primary Metals | Existing | Process | Natural Gas | Retrocommissioning | A | Purchases (Cumulative) | Achievable Technical Potential | 0 | 0 | 3.9407 | 7.8135 | 11.6195 | 15.3599 | 19.0357 | 22.6483 | 26.1985 | 29.6875 | 33.1164 | 36.4861 | 39.7977 | 43.0523 | 46.2507 | 49.394 | 52.4831 | 55.5189 | 58.5024 | 61.4345 | 64.316 | 67.1478 | 0
F1_Industrial_Primary Metals_New_Space Heating_Natural Gas_Insulation - Roof/Ceiling_A_Achievable Technical Potential | F1 | Industrial | Primary Metals | New | Space Heating | Natural Gas | Insulation - Roof/Ceiling | A | Integrated Unit Energy Savings (kWh or therms) | Achievable Technical Potential | 0 | 0 | 0.078819 | 0.077871 | 0.077198 | 0.076572 | 0.076122 | 0.075628 | 0.075135 | 0.074617 | 0.074141 | 0.073637 | 0.073007 | 0.072425 | 0.071823 | 0.071326 | 0.070896 | 0.07049 | 0.070243 | 0.070037 | 0.069918 | 0.06989 | 0
F2_Industrial_Primary Metals_New_Space Heating_Natural Gas_Insulation - Roof/Ceiling_A_Achievable Technical Potential | F2 | Industrial | Primary Metals | New | Space Heating | Natural Gas | Insulation - Roof/Ceiling | A | Integrated Unit Summer Peak Savings (kW) | Achievable Technical Potential | 0 | 0 | 0 | 0 | 0 | 0 | 0 | 0 | 0 | 0 | 0 | 0 | 0 | 0 | 0 | 0 | 0 | 0 | 0 | 0 | 0 | 0 | 0
F3_Industrial_Primary Metals_New_Space Heating_Natural Gas_Insulation - Roof/Ceiling_A_Achievable Technical Potential | F3 | Industrial | Primary Metals | New | Space Heating | Natural Gas | Insulation - Roof/Ceiling | A | Integrated Unit Winter Peak Savings (kW) | Achievable Technical Potential | 0 | 0 | 0 | 0 | 0 | 0 | 0 | 0 | 0 | 0 | 0 | 0 | 0 | 0 | 0 | 0 | 0 | 0 | 0 | 0 | 0 | 0 | 0
F4_Industrial_Primary Metals_New_Space Heating_Natural Gas_Insulation - Roof/Ceiling_A_Achievable Technical Potential | F4 | Industrial | Primary Metals | New | Space Heating | Natural Gas | Insulation - Roof/Ceiling | A | Incremental Energy Savings (MWh or mTherms) | Achievable Technical Potential | 0 | 0 | 0 | 0 | 0 | 0 | 0 | 0 | 0 | 0 | 0 | 0 | 0 | 0 | 0 | 0 | 0 | 0 | 0 | 0 | 0 | 0 | 0
F5_Industrial_Primary Metals_New_Space Heating_Natural Gas_Insulation - Roof/Ceiling_A_Achievable Technical Potential | F5 | Industrial | Primary Metals | New | Space Heating | Natural Gas | Insulation - Roof/Ceiling | A | Incremental Summer Peak Savings (MW) | Achievable Technical Potential | 0 | 0 | 0 | 0 | 0 | 0 | 0 | 0 | 0 | 0 | 0 | 0 | 0 | 0 | 0 | 0 | 0 | 0 | 0 | 0 | 0 | 0 | 0
F6_Industrial_Primary Metals_New_Space Heating_Natural Gas_Insulation - Roof/Ceiling_A_Achievable Technical Potential | F6 | Industrial | Primary Metals | New | Space Heating | Natural Gas | Insulation - Roof/Ceiling | A | Incremental Winter Peak Savings (MW) | Achievable Technical Potential | 0 | 0 | 0 | 0 | 0 | 0 | 0 | 0 | 0 | 0 | 0 | 0 | 0 | 0 | 0 | 0 | 0 | 0 | 0 | 0 | 0 | 0 | 0
F7_Industrial_Primary Metals_New_Space Heating_Natural Gas_Insulation - Roof/Ceiling_A_Achievable Technical Potential | F7 | Industrial | Primary Metals | New | Space Heating | Natural Gas | Insulation - Roof/Ceiling | A | Cumulative Energy Savings (MWh or mTherms) | Achievable Technical Potential | 0 | 0 | 0 | 0 | 0 | 0 | 0 | 0 | 0 | 0 | 0 | 0 | 0 | 0 | 0 | 0 | 0 | 0 | 0 | 0 | 0 | 0 | 0
F8_Industrial_Primary Metals_New_Space Heating_Natural Gas_Insulation - Roof/Ceiling_A_Achievable Technical Potential | F8 | Industrial | Primary Metals | New | Space Heating | Natural Gas | Insulation - Roof/Ceiling | A | Cumulative Summer Peak Savings (MW) | Achievable Technical Potential | 0 | 0 | 0 | 0 | 0 | 0 | 0 | 0 | 0 | 0 | 0 | 0 | 0 | 0 | 0 | 0 | 0 | 0 | 0 | 0 | 0 | 0 | 0
F9_Industrial_Primary Metals_New_Space Heating_Natural Gas_Insulation - Roof/Ceiling_A_Achievable Technical Potential | F9 | Industrial | Primary Metals | New | Space Heating | Natural Gas | Insulation - Roof/Ceiling | A | Cumulative Winter Peak Savings (MW) | Achievable Technical Potential | 0 | 0 | 0 | 0 | 0 | 0 | 0 | 0 | 0 | 0 | 0 | 0 | 0 | 0 | 0 | 0 | 0 | 0 | 0 | 0 | 0 | 0 | 0
F10_Industrial_Primary Metals_New_Space Heating_Natural Gas_Insulation - Roof/Ceiling_A_Achievable Technical Potential | F10 | Industrial | Primary Metals | New | Space Heating | Natural Gas | Insulation - Roof/Ceiling | A | Purchases (Incremental) | Achievable Technical Potential | 0 | 0 | 0 | 0 | 0 | 0 | 0 | 0 | 0 | 0 | 0 | 0 | 0 | 0 | 0 | 0 | 0 | 0 | 0 | 0 | 0 | 0 | 0
F11_Industrial_Primary Metals_New_Space Heating_Natural Gas_Insulation - Roof/Ceiling_A_Achievable Technical Potential | F11 | Industrial | Primary Metals | New | Space Heating | Natural Gas | Insulation - Roof/Ceiling | A | Purchases (Cumulative) | Achievable Technical Potential | 0 | 0 | 0 | 0 | 0 | 0 | 0 | 0 | 0 | 0 | 0 | 0 | 0 | 0 | 0 | 0 | 0 | 0 | 0 | 0 | 0 | 0 | 0
F1_Industrial_Primary Metals_New_Space Heating_Natural Gas_Insulation - Wall Cavity_A_Achievable Technical Potential | F1 | Industrial | Primary Metals | New | Space Heating | Natural Gas | Insulation - Wall Cavity | A | Integrated Unit Energy Savings (kWh or therms) | Achievable Technical Potential | 0 | 0 | 0.017243 | 0.017036 | 0.016888 | 0.016751 | 0.016653 | 0.016545 | 0.016437 | 0.016324 | 0.01622 | 0.016109 | 0.015971 | 0.015844 | 0.015713 | 0.015604 | 0.01551 | 0.015421 | 0.015367 | 0.015322 | 0.015296 | 0.01529 | 0
F2_Industrial_Primary Metals_New_Space Heating_Natural Gas_Insulation - Wall Cavity_A_Achievable Technical Potential | F2 | Industrial | Primary Metals | New | Space Heating | Natural Gas | Insulation - Wall Cavity | A | Integrated Unit Summer Peak Savings (kW) | Achievable Technical Potential | 0 | 0 | 0 | 0 | 0 | 0 | 0 | 0 | 0 | 0 | 0 | 0 | 0 | 0 | 0 | 0 | 0 | 0 | 0 | 0 | 0 | 0 | 0
F3_Industrial_Primary Metals_New_Space Heating_Natural Gas_Insulation - Wall Cavity_A_Achievable Technical Potential | F3 | Industrial | Primary Metals | New | Space Heating | Natural Gas | Insulation - Wall Cavity | A | Integrated Unit Winter Peak Savings (kW) | Achievable Technical Potential | 0 | 0 | 0 | 0 | 0 | 0 | 0 | 0 | 0 | 0 | 0 | 0 | 0 | 0 | 0 | 0 | 0 | 0 | 0 | 0 | 0 | 0 | 0
F4_Industrial_Primary Metals_New_Space Heating_Natural Gas_Insulation - Wall Cavity_A_Achievable Technical Potential | F4 | Industrial | Primary Metals | New | Space Heating | Natural Gas | Insulation - Wall Cavity | A | Incremental Energy Savings (MWh or mTherms) | Achievable Technical Potential | 0 | 0 | 0 | 0 | 0 | 0 | 0 | 0 | 0 | 0 | 0 | 0 | 0 | 0 | 0 | 0 | 0 | 0 | 0 | 0 | 0 | 0 | 0
F5_Industrial_Primary Metals_New_Space Heating_Natural Gas_Insulation - Wall Cavity_A_Achievable Technical Potential | F5 | Industrial | Primary Metals | New | Space Heating | Natural Gas | Insulation - Wall Cavity | A | Incremental Summer Peak Savings (MW) | Achievable Technical Potential | 0 | 0 | 0 | 0 | 0 | 0 | 0 | 0 | 0 | 0 | 0 | 0 | 0 | 0 | 0 | 0 | 0 | 0 | 0 | 0 | 0 | 0 | 0
F6_Industrial_Primary Metals_New_Space Heating_Natural Gas_Insulation - Wall Cavity_A_Achievable Technical Potential | F6 | Industrial | Primary Metals | New | Space Heating | Natural Gas | Insulation - Wall Cavity | A | Incremental Winter Peak Savings (MW) | Achievable Technical Potential | 0 | 0 | 0 | 0 | 0 | 0 | 0 | 0 | 0 | 0 | 0 | 0 | 0 | 0 | 0 | 0 | 0 | 0 | 0 | 0 | 0 | 0 | 0
F7_Industrial_Primary Metals_New_Space Heating_Natural Gas_Insulation - Wall Cavity_A_Achievable Technical Potential | F7 | Industrial | Primary Metals | New | Space Heating | Natural Gas | Insulation - Wall Cavity | A | Cumulative Energy Savings (MWh or mTherms) | Achievable Technical Potential | 0 | 0 | 0 | 0 | 0 | 0 | 0 | 0 | 0 | 0 | 0 | 0 | 0 | 0 | 0 | 0 | 0 | 0 | 0 | 0 | 0 | 0 | 0
F8_Industrial_Primary Metals_New_Space Heating_Natural Gas_Insulation - Wall Cavity_A_Achievable Technical Potential | F8 | Industrial | Primary Metals | New | Space Heating | Natural Gas | Insulation - Wall Cavity | A | Cumulative Summer Peak Savings (MW) | Achievable Technical Potential | 0 | 0 | 0 | 0 | 0 | 0 | 0 | 0 | 0 | 0 | 0 | 0 | 0 | 0 | 0 | 0 | 0 | 0 | 0 | 0 | 0 | 0 | 0
F9_Industrial_Primary Metals_New_Space Heating_Natural Gas_Insulation - Wall Cavity_A_Achievable Technical Potential | F9 | Industrial | Primary Metals | New | Space Heating | Natural Gas | Insulation - Wall Cavity | A | Cumulative Winter Peak Savings (MW) | Achievable Technical Potential | 0 | 0 | 0 | 0 | 0 | 0 | 0 | 0 | 0 | 0 | 0 | 0 | 0 | 0 | 0 | 0 | 0 | 0 | 0 | 0 | 0 | 0 | 0
F10_Industrial_Primary Metals_New_Space Heating_Natural Gas_Insulation - Wall Cavity_A_Achievable Technical Potential | F10 | Industrial | Primary Metals | New | Space Heating | Natural Gas | Insulation - Wall Cavity | A | Purchases (Incremental) | Achievable Technical Potential | 0 | 0 | 0 | 0 | 0 | 0 | 0 | 0 | 0 | 0 | 0 | 0 | 0 | 0 | 0 | 0 | 0 | 0 | 0 | 0 | 0 | 0 | 0
F11_Industrial_Primary Metals_New_Space Heating_Natural Gas_Insulation - Wall Cavity_A_Achievable Technical Potential | F11 | Industrial | Primary Metals | New | Space Heating | Natural Gas | Insulation - Wall Cavity | A | Purchases (Cumulative) | Achievable Technical Potential | 0 | 0 | 0 | 0 | 0 | 0 | 0 | 0 | 0 | 0 | 0 | 0 | 0 | 0 | 0 | 0 | 0 | 0 | 0 | 0 | 0 | 0 | 0
F1_Industrial_Primary Metals_New_Space Heating_Natural Gas_Insulation - Ducting_A_Achievable Technical Potential | F1 | Industrial | Primary Metals | New | Space Heating | Natural Gas | Insulation - Ducting | A | Integrated Unit Energy Savings (kWh or therms) | Achievable Technical Potential | 0 | 0 | 0.0012689 | 0.0012523 | 0.0012403 | 0.0012292 | 0.0012204 | 0.0012113 | 0.0012023 | 0.001193 | 0.0011843 | 0.0011752 | 0.0011643 | 0.0011544 | 0.001144 | 0.0011356 | 0.0011284 | 0.001122 | 0.0011178 | 0.0011146 | 0.0011127 | 0.0011123 | 0
F2_Industrial_Primary Metals_New_Space Heating_Natural Gas_Insulation - Ducting_A_Achievable Technical Potential | F2 | Industrial | Primary Metals | New | Space Heating | Natural Gas | Insulation - Ducting | A | Integrated Unit Summer Peak Savings (kW) | Achievable Technical Potential | 0 | 0 | 0 | 0 | 0 | 0 | 0 | 0 | 0 | 0 | 0 | 0 | 0 | 0 | 0 | 0 | 0 | 0 | 0 | 0 | 0 | 0 | 0
F3_Industrial_Primary Metals_New_Space Heating_Natural Gas_Insulation - Ducting_A_Achievable Technical Potential | F3 | Industrial | Primary Metals | New | Space Heating | Natural Gas | Insulation - Ducting | A | Integrated Unit Winter Peak Savings (kW) | Achievable Technical Potential | 0 | 0 | 0 | 0 | 0 | 0 | 0 | 0 | 0 | 0 | 0 | 0 | 0 | 0 | 0 | 0 | 0 | 0 | 0 | 0 | 0 | 0 | 0
F4_Industrial_Primary Metals_New_Space Heating_Natural Gas_Insulation - Ducting_A_Achievable Technical Potential | F4 | Industrial | Primary Metals | New | Space Heating | Natural Gas | Insulation - Ducting | A | Incremental Energy Savings (MWh or mTherms) | Achievable Technical Potential | 0 | 0 | 0 | 0 | 0 | 0 | 0 | 0 | 0 | 0 | 0 | 0 | 0 | 0 | 0 | 0 | 0 | 0 | 0 | 0 | 0 | 0 | 0
F5_Industrial_Primary Metals_New_Space Heating_Natural Gas_Insulation - Ducting_A_Achievable Technical Potential | F5 | Industrial | Primary Metals | New | Space Heating | Natural Gas | Insulation - Ducting | A | Incremental Summer Peak Savings (MW) | Achievable Technical Potential | 0 | 0 | 0 | 0 | 0 | 0 | 0 | 0 | 0 | 0 | 0 | 0 | 0 | 0 | 0 | 0 | 0 | 0 | 0 | 0 | 0 | 0 | 0
F6_Industrial_Primary Metals_New_Space Heating_Natural Gas_Insulation - Ducting_A_Achievable Technical Potential | F6 | Industrial | Primary Metals | New | Space Heating | Natural Gas | Insulation - Ducting | A | Incremental Winter Peak Savings (MW) | Achievable Technical Potential | 0 | 0 | 0 | 0 | 0 | 0 | 0 | 0 | 0 | 0 | 0 | 0 | 0 | 0 | 0 | 0 | 0 | 0 | 0 | 0 | 0 | 0 | 0
F7_Industrial_Primary Metals_New_Space Heating_Natural Gas_Insulation - Ducting_A_Achievable Technical Potential | F7 | Industrial | Primary Metals | New | Space Heating | Natural Gas | Insulation - Ducting | A | Cumulative Energy Savings (MWh or mTherms) | Achievable Technical Potential | 0 | 0 | 0 | 0 | 0 | 0 | 0 | 0 | 0 | 0 | 0 | 0 | 0 | 0 | 0 | 0 | 0 | 0 | 0 | 0 | 0 | 0 | 0
F8_Industrial_Primary Metals_New_Space Heating_Natural Gas_Insulation - Ducting_A_Achievable Technical Potential | F8 | Industrial | Primary Metals | New | Space Heating | Natural Gas | Insulation - Ducting | A | Cumulative Summer Peak Savings (MW) | Achievable Technical Potential | 0 | 0 | 0 | 0 | 0 | 0 | 0 | 0 | 0 | 0 | 0 | 0 | 0 | 0 | 0 | 0 | 0 | 0 | 0 | 0 | 0 | 0 | 0
F9_Industrial_Primary Metals_New_Space Heating_Natural Gas_Insulation - Ducting_A_Achievable Technical Potential | F9 | Industrial | Primary Metals | New | Space Heating | Natural Gas | Insulation - Ducting | A | Cumulative Winter Peak Savings (MW) | Achievable Technical Potential | 0 | 0 | 0 | 0 | 0 | 0 | 0 | 0 | 0 | 0 | 0 | 0 | 0 | 0 | 0 | 0 | 0 | 0 | 0 | 0 | 0 | 0 | 0
F10_Industrial_Primary Metals_New_Space Heating_Natural Gas_Insulation - Ducting_A_Achievable Technical Potential | F10 | Industrial | Primary Metals | New | Space Heating | Natural Gas | Insulation - Ducting | A | Purchases (Incremental) | Achievable Technical Potential | 0 | 0 | 0 | 0 | 0 | 0 | 0 | 0 | 0 | 0 | 0 | 0 | 0 | 0 | 0 | 0 | 0 | 0 | 0 | 0 | 0 | 0 | 0
F11_Industrial_Primary Metals_New_Space Heating_Natural Gas_Insulation - Ducting_A_Achievable Technical Potential | F11 | Industrial | Primary Metals | New | Space Heating | Natural Gas | Insulation - Ducting | A | Purchases (Cumulative) | Achievable Technical Potential | 0 | 0 | 0 | 0 | 0 | 0 | 0 | 0 | 0 | 0 | 0 | 0 | 0 | 0 | 0 | 0 | 0 | 0 | 0 | 0 | 0 | 0 | 0
F1_Industrial_Primary Metals_New_Space Heating_Natural Gas_HVAC - Duct Repair and Sealing_A_Achievable Technical Potential | F1 | Industrial | Primary Metals | New | Space Heating | Natural Gas | HVAC - Duct Repair and Sealing | A | Integrated Unit Energy Savings (kWh or therms) | Achievable Technical Potential | 0 | 0 | 0.0035911 | 0.0035456 | 0.0035128 | 0.0034824 | 0.0034593 | 0.003435 | 0.0034111 | 0.0033864 | 0.0033633 | 0.0033393 | 0.0033097 | 0.0032826 | 0.0032543 | 0.0032311 | 0.003211 | 0.0031926 | 0.0031811 | 0.0031719 | 0.0031666 | 0.0031655 | 0
F2_Industrial_Primary Metals_New_Space Heating_Natural Gas_HVAC - Duct Repair and Sealing_A_Achievable Technical Potential | F2 | Industrial | Primary Metals | New | Space Heating | Natural Gas | HVAC - Duct Repair and Sealing | A | Integrated Unit Summer Peak Savings (kW) | Achievable Technical Potential | 0 | 0 | 0 | 0 | 0 | 0 | 0 | 0 | 0 | 0 | 0 | 0 | 0 | 0 | 0 | 0 | 0 | 0 | 0 | 0 | 0 | 0 | 0
F3_Industrial_Primary Metals_New_Space Heating_Natural Gas_HVAC - Duct Repair and Sealing_A_Achievable Technical Potential | F3 | Industrial | Primary Metals | New | Space Heating | Natural Gas | HVAC - Duct Repair and Sealing | A | Integrated Unit Winter Peak Savings (kW) | Achievable Technical Potential | 0 | 0 | 0 | 0 | 0 | 0 | 0 | 0 | 0 | 0 | 0 | 0 | 0 | 0 | 0 | 0 | 0 | 0 | 0 | 0 | 0 | 0 | 0
F4_Industrial_Primary Metals_New_Space Heating_Natural Gas_HVAC - Duct Repair and Sealing_A_Achievable Technical Potential | F4 | Industrial | Primary Metals | New | Space Heating | Natural Gas | HVAC - Duct Repair and Sealing | A | Incremental Energy Savings (MWh or mTherms) | Achievable Technical Potential | 0 | 0 | 0 | 0 | 0 | 0 | 0 | 0 | 0 | 0 | 0 | 0 | 0 | 0 | 0 | 0 | 0 | 0 | 0 | 0 | 0 | 0 | 0
F5_Industrial_Primary Metals_New_Space Heating_Natural Gas_HVAC - Duct Repair and Sealing_A_Achievable Technical Potential | F5 | Industrial | Primary Metals | New | Space Heating | Natural Gas | HVAC - Duct Repair and Sealing | A | Incremental Summer Peak Savings (MW) | Achievable Technical Potential | 0 | 0 | 0 | 0 | 0 | 0 | 0 | 0 | 0 | 0 | 0 | 0 | 0 | 0 | 0 | 0 | 0 | 0 | 0 | 0 | 0 | 0 | 0
F6_Industrial_Primary Metals_New_Space Heating_Natural Gas_HVAC - Duct Repair and Sealing_A_Achievable Technical Potential | F6 | Industrial | Primary Metals | New | Space Heating | Natural Gas | HVAC - Duct Repair and Sealing | A | Incremental Winter Peak Savings (MW) | Achievable Technical Potential | 0 | 0 | 0 | 0 | 0 | 0 | 0 | 0 | 0 | 0 | 0 | 0 | 0 | 0 | 0 | 0 | 0 | 0 | 0 | 0 | 0 | 0 | 0
F7_Industrial_Primary Metals_New_Space Heating_Natural Gas_HVAC - Duct Repair and Sealing_A_Achievable Technical Potential | F7 | Industrial | Primary Metals | New | Space Heating | Natural Gas | HVAC - Duct Repair and Sealing | A | Cumulative Energy Savings (MWh or mTherms) | Achievable Technical Potential | 0 | 0 | 0 | 0 | 0 | 0 | 0 | 0 | 0 | 0 | 0 | 0 | 0 | 0 | 0 | 0 | 0 | 0 | 0 | 0 | 0 | 0 | 0
F8_Industrial_Primary Metals_New_Space Heating_Natural Gas_HVAC - Duct Repair and Sealing_A_Achievable Technical Potential | F8 | Industrial | Primary Metals | New | Space Heating | Natural Gas | HVAC - Duct Repair and Sealing | A | Cumulative Summer Peak Savings (MW) | Achievable Technical Potential | 0 | 0 | 0 | 0 | 0 | 0 | 0 | 0 | 0 | 0 | 0 | 0 | 0 | 0 | 0 | 0 | 0 | 0 | 0 | 0 | 0 | 0 | 0
F9_Industrial_Primary Metals_New_Space Heating_Natural Gas_HVAC - Duct Repair and Sealing_A_Achievable Technical Potential | F9 | Industrial | Primary Metals | New | Space Heating | Natural Gas | HVAC - Duct Repair and Sealing | A | Cumulative Winter Peak Savings (MW) | Achievable Technical Potential | 0 | 0 | 0 | 0 | 0 | 0 | 0 | 0 | 0 | 0 | 0 | 0 | 0 | 0 | 0 | 0 | 0 | 0 | 0 | 0 | 0 | 0 | 0
F10_Industrial_Primary Metals_New_Space Heating_Natural Gas_HVAC - Duct Repair and Sealing_A_Achievable Technical Potential | F10 | Industrial | Primary Metals | New | Space Heating | Natural Gas | HVAC - Duct Repair and Sealing | A | Purchases (Incremental) | Achievable Technical Potential | 0 | 0 | 0 | 0 | 0 | 0 | 0 | 0 | 0 | 0 | 0 | 0 | 0 | 0 | 0 | 0 | 0 | 0 | 0 | 0 | 0 | 0 | 0
F11_Industrial_Primary Metals_New_Space Heating_Natural Gas_HVAC - Duct Repair and Sealing_A_Achievable Technical Potential | F11 | Industrial | Primary Metals | New | Space Heating | Natural Gas | HVAC - Duct Repair and Sealing | A | Purchases (Cumulative) | Achievable Technical Potential | 0 | 0 | 0 | 0 | 0 | 0 | 0 | 0 | 0 | 0 | 0 | 0 | 0 | 0 | 0 | 0 | 0 | 0 | 0 | 0 | 0 | 0 | 0
F1_Industrial_Primary Metals_New_Space Heating_Natural Gas_Windows - High Efficiency_A_Achievable Technical Potential | F1 | Industrial | Primary Metals | New | Space Heating | Natural Gas | Windows - High Efficiency | A | Integrated Unit Energy Savings (kWh or therms) | Achievable Technical Potential | 0 | 0 | 0.0073648 | 0.0072715 | 0.0072043 | 0.007142 | 0.0070945 | 0.0070447 | 0.0069957 | 0.006945 | 0.0068977 | 0.0068485 | 0.0067877 | 0.0067322 | 0.0066741 | 0.0066266 | 0.0065854 | 0.0065475 | 0.0065241 | 0.0065051 | 0.0064943 | 0.006492 | 0
F2_Industrial_Primary Metals_New_Space Heating_Natural Gas_Windows - High Efficiency_A_Achievable Technical Potential | F2 | Industrial | Primary Metals | New | Space Heating | Natural Gas | Windows - High Efficiency | A | Integrated Unit Summer Peak Savings (kW) | Achievable Technical Potential | 0 | 0 | 0 | 0 | 0 | 0 | 0 | 0 | 0 | 0 | 0 | 0 | 0 | 0 | 0 | 0 | 0 | 0 | 0 | 0 | 0 | 0 | 0
F3_Industrial_Primary Metals_New_Space Heating_Natural Gas_Windows - High Efficiency_A_Achievable Technical Potential | F3 | Industrial | Primary Metals | New | Space Heating | Natural Gas | Windows - High Efficiency | A | Integrated Unit Winter Peak Savings (kW) | Achievable Technical Potential | 0 | 0 | 0 | 0 | 0 | 0 | 0 | 0 | 0 | 0 | 0 | 0 | 0 | 0 | 0 | 0 | 0 | 0 | 0 | 0 | 0 | 0 | 0
F4_Industrial_Primary Metals_New_Space Heating_Natural Gas_Windows - High Efficiency_A_Achievable Technical Potential | F4 | Industrial | Primary Metals | New | Space Heating | Natural Gas | Windows - High Efficiency | A | Incremental Energy Savings (MWh or mTherms) | Achievable Technical Potential | 0 | 0 | 0 | 0 | 0 | 0 | 0 | 0 | 0 | 0 | 0 | 0 | 0 | 0 | 0 | 0 | 0 | 0 | 0 | 0 | 0 | 0 | 0
F5_Industrial_Primary Metals_New_Space Heating_Natural Gas_Windows - High Efficiency_A_Achievable Technical Potential | F5 | Industrial | Primary Metals | New | Space Heating | Natural Gas | Windows - High Efficiency | A | Incremental Summer Peak Savings (MW) | Achievable Technical Potential | 0 | 0 | 0 | 0 | 0 | 0 | 0 | 0 | 0 | 0 | 0 | 0 | 0 | 0 | 0 | 0 | 0 | 0 | 0 | 0 | 0 | 0 | 0
F6_Industrial_Primary Metals_New_Space Heating_Natural Gas_Windows - High Efficiency_A_Achievable Technical Potential | F6 | Industrial | Primary Metals | New | Space Heating | Natural Gas | Windows - High Efficiency | A | Incremental Winter Peak Savings (MW) | Achievable Technical Potential | 0 | 0 | 0 | 0 | 0 | 0 | 0 | 0 | 0 | 0 | 0 | 0 | 0 | 0 | 0 | 0 | 0 | 0 | 0 | 0 | 0 | 0 | 0
F7_Industrial_Primary Metals_New_Space Heating_Natural Gas_Windows - High Efficiency_A_Achievable Technical Potential | F7 | Industrial | Primary Metals | New | Space Heating | Natural Gas | Windows - High Efficiency | A | Cumulative Energy Savings (MWh or mTherms) | Achievable Technical Potential | 0 | 0 | 0 | 0 | 0 | 0 | 0 | 0 | 0 | 0 | 0 | 0 | 0 | 0 | 0 | 0 | 0 | 0 | 0 | 0 | 0 | 0 | 0
F8_Industrial_Primary Metals_New_Space Heating_Natural Gas_Windows - High Efficiency_A_Achievable Technical Potential | F8 | Industrial | Primary Metals | New | Space Heating | Natural Gas | Windows - High Efficiency | A | Cumulative Summer Peak Savings (MW) | Achievable Technical Potential | 0 | 0 | 0 | 0 | 0 | 0 | 0 | 0 | 0 | 0 | 0 | 0 | 0 | 0 | 0 | 0 | 0 | 0 | 0 | 0 | 0 | 0 | 0
F9_Industrial_Primary Metals_New_Space Heating_Natural Gas_Windows - High Efficiency_A_Achievable Technical Potential | F9 | Industrial | Primary Metals | New | Space Heating | Natural Gas | Windows - High Efficiency | A | Cumulative Winter Peak Savings (MW) | Achievable Technical Potential | 0 | 0 | 0 | 0 | 0 | 0 | 0 | 0 | 0 | 0 | 0 | 0 | 0 | 0 | 0 | 0 | 0 | 0 | 0 | 0 | 0 | 0 | 0
F10_Industrial_Primary Metals_New_Space Heating_Natural Gas_Windows - High Efficiency_A_Achievable Technical Potential | F10 | Industrial | Primary Metals | New | Space Heating | Natural Gas | Windows - High Efficiency | A | Purchases (Incremental) | Achievable Technical Potential | 0 | 0 | 0 | 0 | 0 | 0 | 0 | 0 | 0 | 0 | 0 | 0 | 0 | 0 | 0 | 0 | 0 | 0 | 0 | 0 | 0 | 0 | 0
F11_Industrial_Primary Metals_New_Space Heating_Natural Gas_Windows - High Efficiency_A_Achievable Technical Potential | F11 | Industrial | Primary Metals | New | Space Heating | Natural Gas | Windows - High Efficiency | A | Purchases (Cumulative) | Achievable Technical Potential | 0 | 0 | 0 | 0 | 0 | 0 | 0 | 0 | 0 | 0 | 0 | 0 | 0 | 0 | 0 | 0 | 0 | 0 | 0 | 0 | 0 | 0 | 0
F1_Industrial_Primary Metals_New_Space Heating_Natural Gas_Gas Boiler - Maintenance_A_Achievable Technical Potential | F1 | Industrial | Primary Metals | New | Space Heating | Natural Gas | Gas Boiler - Maintenance | A | Integrated Unit Energy Savings (kWh or therms) | Achievable Technical Potential | 0 | 0 | 27.8546 | 27.5493 | 27.3435 | 27.1577 | 27.0527 | 26.9329 | 26.8233 | 26.712 | 26.6364 | 26.5562 | 26.4376 | 26.33 | 26.2275 | 26.1407 | 26.0591 | 25.9523 | 25.9006 | 25.8288 | 25.7712 | 25.7345 | 0
F2_Industrial_Primary Metals_New_Space Heating_Natural Gas_Gas Boiler - Maintenance_A_Achievable Technical Potential | F2 | Industrial | Primary Metals | New | Space Heating | Natural Gas | Gas Boiler - Maintenance | A | Integrated Unit Summer Peak Savings (kW) | Achievable Technical Potential | 0 | 0 | 0 | 0 | 0 | 0 | 0 | 0 | 0 | 0 | 0 | 0 | 0 | 0 | 0 | 0 | 0 | 0 | 0 | 0 | 0 | 0 | 0
F3_Industrial_Primary Metals_New_Space Heating_Natural Gas_Gas Boiler - Maintenance_A_Achievable Technical Potential | F3 | Industrial | Primary Metals | New | Space Heating | Natural Gas | Gas Boiler - Maintenance | A | Integrated Unit Winter Peak Savings (kW) | Achievable Technical Potential | 0 | 0 | 0 | 0 | 0 | 0 | 0 | 0 | 0 | 0 | 0 | 0 | 0 | 0 | 0 | 0 | 0 | 0 | 0 | 0 | 0 | 0 | 0
F4_Industrial_Primary Metals_New_Space Heating_Natural Gas_Gas Boiler - Maintenance_A_Achievable Technical Potential | F4 | Industrial | Primary Metals | New | Space Heating | Natural Gas | Gas Boiler - Maintenance | A | Incremental Energy Savings (MWh or mTherms) | Achievable Technical Potential | 0 | 0 | 0.00010595 | 0.00012818 | 0.00012559 | 0.00012967 | 0.00013026 | 0.00012932 | 0.00012807 | 0.00012862 | 0.00012789 | 0.00022781 | 0.00025031 | 0.00024736 | 0.00044997 | 0.000495 | 0.00048962 | 0.0008905 | 0.0009809 | 0.00097059 | 0.0017936 | 0.0019534 | 0
F5_Industrial_Primary Metals_New_Space Heating_Natural Gas_Gas Boiler - Maintenance_A_Achievable Technical Potential | F5 | Industrial | Primary Metals | New | Space Heating | Natural Gas | Gas Boiler - Maintenance | A | Incremental Summer Peak Savings (MW) | Achievable Technical Potential | 0 | 0 | 0 | 0 | 0 | 0 | 0 | 0 | 0 | 0 | 0 | 0 | 0 | 0 | 0 | 0 | 0 | 0 | 0 | 0 | 0 | 0 | 0
F6_Industrial_Primary Metals_New_Space Heating_Natural Gas_Gas Boiler - Maintenance_A_Achievable Technical Potential | F6 | Industrial | Primary Metals | New | Space Heating | Natural Gas | Gas Boiler - Maintenance | A | Incremental Winter Peak Savings (MW) | Achievable Technical Potential | 0 | 0 | 0 | 0 | 0 | 0 | 0 | 0 | 0 | 0 | 0 | 0 | 0 | 0 | 0 | 0 | 0 | 0 | 0 | 0 | 0 | 0 | 0
F7_Industrial_Primary Metals_New_Space Heating_Natural Gas_Gas Boiler - Maintenance_A_Achievable Technical Potential | F7 | Industrial | Primary Metals | New | Space Heating | Natural Gas | Gas Boiler - Maintenance | A | Cumulative Energy Savings (MWh or mTherms) | Achievable Technical Potential | 0 | 0 | 0.00010595 | 0.00023297 | 0.00035682 | 0.00038076 | 0.00038368 | 0.0003876 | 0.00038602 | 0.00038442 | 0.00038333 | 0.00038218 | 0.00038047 | 0.00037892 | 0.00037745 | 0.0003762 | 0.00037502 | 0.00037349 | 0.00037274 | 0.00037171 | 0.00037088 | 0.00037035 | 0
F8_Industrial_Primary Metals_New_Space Heating_Natural Gas_Gas Boiler - Maintenance_A_Achievable Technical Potential | F8 | Industrial | Primary Metals | New | Space Heating | Natural Gas | Gas Boiler - Maintenance | A | Cumulative Summer Peak Savings (MW) | Achievable Technical Potential | 0 | 0 | 0 | 0 | 0 | 0 | 0 | 0 | 0 | 0 | 0 | 0 | 0 | 0 | 0 | 0 | 0 | 0 | 0 | 0 | 0 | 0 | 0
F9_Industrial_Primary Metals_New_Space Heating_Natural Gas_Gas Boiler - Maintenance_A_Achievable Technical Potential | F9 | Industrial | Primary Metals | New | Space Heating | Natural Gas | Gas Boiler - Maintenance | A | Cumulative Winter Peak Savings (MW) | Achievable Technical Potential | 0 | 0 | 0 | 0 | 0 | 0 | 0 | 0 | 0 | 0 | 0 | 0 | 0 | 0 | 0 | 0 | 0 | 0 | 0 | 0 | 0 | 0 | 0
F10_Industrial_Primary Metals_New_Space Heating_Natural Gas_Gas Boiler - Maintenance_A_Achievable Technical Potential | F10 | Industrial | Primary Metals | New | Space Heating | Natural Gas | Gas Boiler - Maintenance | A | Purchases (Incremental) | Achievable Technical Potential | 0 | 0 | 0.0038036 | 0.0046528 | 0.0045929 | 0.0047746 | 0.0048152 | 0.0048015 | 0.0047746 | 0.0048152 | 0.0048015 | 0.0085782 | 0.0094679 | 0.0093944 | 0.017156 | 0.018936 | 0.018789 | 0.034313 | 0.037872 | 0.037578 | 0.069597 | 0.075906 | 0
F11_Industrial_Primary Metals_New_Space Heating_Natural Gas_Gas Boiler - Maintenance_A_Achievable Technical Potential | F11 | Industrial | Primary Metals | New | Space Heating | Natural Gas | Gas Boiler - Maintenance | A | Purchases (Cumulative) | Achievable Technical Potential | 0 | 0 | 0.0038036 | 0.0084564 | 0.013049 | 0.01402 | 0.014183 | 0.014391 | 0.014391 | 0.014391 | 0.014391 | 0.014391 | 0.014391 | 0.014391 | 0.014391 | 0.014391 | 0.014391 | 0.014391 | 0.014391 | 0.014391 | 0.014391 | 0.014391 | 0
F1_Industrial_Primary Metals_New_Process_Natural Gas_Gas Boiler - Maintenance_A_Achievable Technical Potential | F1 | Industrial | Primary Metals | New | Process | Natural Gas | Gas Boiler - Maintenance | A | Integrated Unit Energy Savings (kWh or therms) | Achievable Technical Potential | 0 | 0 | 28.0317 | 28.0317 | 28.0317 | 28.0317 | 28.0317 | 28.0317 | 28.0317 | 28.0317 | 28.0317 | 28.0317 | 28.0317 | 28.0317 | 28.0317 | 28.0317 | 28.0317 | 28.0317 | 28.0317 | 28.0317 | 28.0317 | 28.0317 | 0
F2_Industrial_Primary Metals_New_Process_Natural Gas_Gas Boiler - Maintenance_A_Achievable Technical Potential | F2 | Industrial | Primary Metals | New | Process | Natural Gas | Gas Boiler - Maintenance | A | Integrated Unit Summer Peak Savings (kW) | Achievable Technical Potential | 0 | 0 | 0 | 0 | 0 | 0 | 0 | 0 | 0 | 0 | 0 | 0 | 0 | 0 | 0 | 0 | 0 | 0 | 0 | 0 | 0 | 0 | 0
F3_Industrial_Primary Metals_New_Process_Natural Gas_Gas Boiler - Maintenance_A_Achievable Technical Potential | F3 | Industrial | Primary Metals | New | Process | Natural Gas | Gas Boiler - Maintenance | A | Integrated Unit Winter Peak Savings (kW) | Achievable Technical Potential | 0 | 0 | 0 | 0 | 0 | 0 | 0 | 0 | 0 | 0 | 0 | 0 | 0 | 0 | 0 | 0 | 0 | 0 | 0 | 0 | 0 | 0 | 0
F4_Industrial_Primary Metals_New_Process_Natural Gas_Gas Boiler - Maintenance_A_Achievable Technical Potential | F4 | Industrial | Primary Metals | New | Process | Natural Gas | Gas Boiler - Maintenance | A | Incremental Energy Savings (MWh or mTherms) | Achievable Technical Potential | 0 | 0 | 0.0038618 | 0.0047239 | 0.0046631 | 0.0048476 | 0.0048888 | 0.0048749 | 0.0048476 | 0.0048888 | 0.0048749 | 0.0087094 | 0.0096127 | 0.009538 | 0.017419 | 0.019225 | 0.019076 | 0.034837 | 0.038451 | 0.038152 | 0.070661 | 0.077066 | 0
F5_Industrial_Primary Metals_New_Process_Natural Gas_Gas Boiler - Maintenance_A_Achievable Technical Potential | F5 | Industrial | Primary Metals | New | Process | Natural Gas | Gas Boiler - Maintenance | A | Incremental Summer Peak Savings (MW) | Achievable Technical Potential | 0 | 0 | 0 | 0 | 0 | 0 | 0 | 0 | 0 | 0 | 0 | 0 | 0 | 0 | 0 | 0 | 0 | 0 | 0 | 0 | 0 | 0 | 0
F6_Industrial_Primary Metals_New_Process_Natural Gas_Gas Boiler - Maintenance_A_Achievable Technical Potential | F6 | Industrial | Primary Metals | New | Process | Natural Gas | Gas Boiler - Maintenance | A | Incremental Winter Peak Savings (MW) | Achievable Technical Potential | 0 | 0 | 0 | 0 | 0 | 0 | 0 | 0 | 0 | 0 | 0 | 0 | 0 | 0 | 0 | 0 | 0 | 0 | 0 | 0 | 0 | 0 | 0
F7_Industrial_Primary Metals_New_Process_Natural Gas_Gas Boiler - Maintenance_A_Achievable Technical Potential | F7 | Industrial | Primary Metals | New | Process | Natural Gas | Gas Boiler - Maintenance | A | Cumulative Energy Savings (MWh or mTherms) | Achievable Technical Potential | 0 | 0 | 0.0038618 | 0.0085857 | 0.013249 | 0.014235 | 0.014399 | 0.014611 | 0.014611 | 0.014611 | 0.014611 | 0.014611 | 0.014611 | 0.014611 | 0.014611 | 0.014611 | 0.014611 | 0.014611 | 0.014611 | 0.014611 | 0.014611 | 0.014611 | 0
F8_Industrial_Primary Metals_New_Process_Natural Gas_Gas Boiler - Maintenance_A_Achievable Technical Potential | F8 | Industrial | Primary Metals | New | Process | Natural Gas | Gas Boiler - Maintenance | A | Cumulative Summer Peak Savings (MW) | Achievable Technical Potential | 0 | 0 | 0 | 0 | 0 | 0 | 0 | 0 | 0 | 0 | 0 | 0 | 0 | 0 | 0 | 0 | 0 | 0 | 0 | 0 | 0 | 0 | 0
F9_Industrial_Primary Metals_New_Process_Natural Gas_Gas Boiler - Maintenance_A_Achievable Technical Potential | F9 | Industrial | Primary Metals | New | Process | Natural Gas | Gas Boiler - Maintenance | A | Cumulative Winter Peak Savings (MW) | Achievable Technical Potential | 0 | 0 | 0 | 0 | 0 | 0 | 0 | 0 | 0 | 0 | 0 | 0 | 0 | 0 | 0 | 0 | 0 | 0 | 0 | 0 | 0 | 0 | 0
F10_Industrial_Primary Metals_New_Process_Natural Gas_Gas Boiler - Maintenance_A_Achievable Technical Potential | F10 | Industrial | Primary Metals | New | Process | Natural Gas | Gas Boiler - Maintenance | A | Purchases (Incremental) | Achievable Technical Potential | 0 | 0 | 0.13777 | 0.16852 | 0.16635 | 0.17293 | 0.1744 | 0.17391 | 0.17293 | 0.1744 | 0.17391 | 0.3107 | 0.34292 | 0.34026 | 0.62139 | 0.68584 | 0.68052 | 1.2428 | 1.3717 | 1.361 | 2.5207 | 2.7493 | 0
F11_Industrial_Primary Metals_New_Process_Natural Gas_Gas Boiler - Maintenance_A_Achievable Technical Potential | F11 | Industrial | Primary Metals | New | Process | Natural Gas | Gas Boiler - Maintenance | A | Purchases (Cumulative) | Achievable Technical Potential | 0 | 0 | 0.13777 | 0.30628 | 0.47264 | 0.5078 | 0.51369 | 0.52124 | 0.52124 | 0.52124 | 0.52124 | 0.52124 | 0.52124 | 0.52124 | 0.52124 | 0.52124 | 0.52124 | 0.52124 | 0.52124 | 0.52124 | 0.52124 | 0.52124 | 0
F1_Industrial_Primary Metals_New_Space Heating_Natural Gas_Gas Furnace - Maintenance_A_Achievable Technical Potential | F1 | Industrial | Primary Metals | New | Space Heating | Natural Gas | Gas Furnace - Maintenance | A | Integrated Unit Energy Savings (kWh or therms) | Achievable Technical Potential | 0 | 0 | 0.0082986 | 0.0082011 | 0.0081338 | 0.008073 | 0.0080341 | 0.0079932 | 0.0079561 | 0.0079196 | 0.0078931 | 0.0078662 | 0.0078282 | 0.0077946 | 0.0077614 | 0.0077338 | 0.0077079 | 0.007676 | 0.0076599 | 0.0076389 | 0.0076221 | 0.0076115 | 0
F2_Industrial_Primary Metals_New_Space Heating_Natural Gas_Gas Furnace - Maintenance_A_Achievable Technical Potential | F2 | Industrial | Primary Metals | New | Space Heating | Natural Gas | Gas Furnace - Maintenance | A | Integrated Unit Summer Peak Savings (kW) | Achievable Technical Potential | 0 | 0 | 0 | 0 | 0 | 0 | 0 | 0 | 0 | 0 | 0 | 0 | 0 | 0 | 0 | 0 | 0 | 0 | 0 | 0 | 0 | 0 | 0
F3_Industrial_Primary Metals_New_Space Heating_Natural Gas_Gas Furnace - Maintenance_A_Achievable Technical Potential | F3 | Industrial | Primary Metals | New | Space Heating | Natural Gas | Gas Furnace - Maintenance | A | Integrated Unit Winter Peak Savings (kW) | Achievable Technical Potential | 0 | 0 | 0 | 0 | 0 | 0 | 0 | 0 | 0 | 0 | 0 | 0 | 0 | 0 | 0 | 0 | 0 | 0 | 0 | 0 | 0 | 0 | 0
F4_Industrial_Primary Metals_New_Space Heating_Natural Gas_Gas Furnace - Maintenance_A_Achievable Technical Potential | F4 | Industrial | Primary Metals | New | Space Heating | Natural Gas | Gas Furnace - Maintenance | A | Incremental Energy Savings (MWh or mTherms) | Achievable Technical Potential | 0 | 0 | 4.8654e-07 | 5.8816e-07 | 5.7583e-07 | 5.9413e-07 | 5.963e-07 | 5.9158e-07 | 5.8553e-07 | 5.878e-07 | 5.8417e-07 | 1.0401e-06 | 1.1424e-06 | 1.1287e-06 | 2.0525e-06 | 2.2573e-06 | 2.2323e-06 | 4.0598e-06 | 4.4715e-06 | 4.4246e-06 | 8.1767e-06 | 8.9055e-06 | 0
F5_Industrial_Primary Metals_New_Space Heating_Natural Gas_Gas Furnace - Maintenance_A_Achievable Technical Potential | F5 | Industrial | Primary Metals | New | Space Heating | Natural Gas | Gas Furnace - Maintenance | A | Incremental Summer Peak Savings (MW) | Achievable Technical Potential | 0 | 0 | 0 | 0 | 0 | 0 | 0 | 0 | 0 | 0 | 0 | 0 | 0 | 0 | 0 | 0 | 0 | 0 | 0 | 0 | 0 | 0 | 0
F6_Industrial_Primary Metals_New_Space Heating_Natural Gas_Gas Furnace - Maintenance_A_Achievable Technical Potential | F6 | Industrial | Primary Metals | New | Space Heating | Natural Gas | Gas Furnace - Maintenance | A | Incremental Winter Peak Savings (MW) | Achievable Technical Potential | 0 | 0 | 0 | 0 | 0 | 0 | 0 | 0 | 0 | 0 | 0 | 0 | 0 | 0 | 0 | 0 | 0 | 0 | 0 | 0 | 0 | 0 | 0
F7_Industrial_Primary Metals_New_Space Heating_Natural Gas_Gas Furnace - Maintenance_A_Achievable Technical Potential | F7 | Industrial | Primary Metals | New | Space Heating | Natural Gas | Gas Furnace - Maintenance | A | Cumulative Energy Savings (MWh or mTherms) | Achievable Technical Potential | 0 | 0 | 4.8654e-07 | 1.069e-06 | 1.636e-06 | 1.7446e-06 | 1.7563e-06 | 1.7731e-06 | 1.7649e-06 | 1.7568e-06 | 1.7509e-06 | 1.7449e-06 | 1.7365e-06 | 1.729e-06 | 1.7217e-06 | 1.7156e-06 | 1.7098e-06 | 1.7027e-06 | 1.6992e-06 | 1.6945e-06 | 1.6908e-06 | 1.6884e-06 | 0
F8_Industrial_Primary Metals_New_Space Heating_Natural Gas_Gas Furnace - Maintenance_A_Achievable Technical Potential | F8 | Industrial | Primary Metals | New | Space Heating | Natural Gas | Gas Furnace - Maintenance | A | Cumulative Summer Peak Savings (MW) | Achievable Technical Potential | 0 | 0 | 0 | 0 | 0 | 0 | 0 | 0 | 0 | 0 | 0 | 0 | 0 | 0 | 0 | 0 | 0 | 0 | 0 | 0 | 0 | 0 | 0
F9_Industrial_Primary Metals_New_Space Heating_Natural Gas_Gas Furnace - Maintenance_A_Achievable Technical Potential | F9 | Industrial | Primary Metals | New | Space Heating | Natural Gas | Gas Furnace - Maintenance | A | Cumulative Winter Peak Savings (MW) | Achievable Technical Potential | 0 | 0 | 0 | 0 | 0 | 0 | 0 | 0 | 0 | 0 | 0 | 0 | 0 | 0 | 0 | 0 | 0 | 0 | 0 | 0 | 0 | 0 | 0
F10_Industrial_Primary Metals_New_Space Heating_Natural Gas_Gas Furnace - Maintenance_A_Achievable Technical Potential | F10 | Industrial | Primary Metals | New | Space Heating | Natural Gas | Gas Furnace - Maintenance | A | Purchases (Incremental) | Achievable Technical Potential | 0 | 0 | 0.058629 | 0.071717 | 0.070795 | 0.073595 | 0.074221 | 0.07401 | 0.073595 | 0.074221 | 0.07401 | 0.13222 | 0.14594 | 0.14481 | 0.26445 | 0.29188 | 0.28961 | 0.5289 | 0.58375 | 0.57922 | 1.0728 | 1.17 | 0
F11_Industrial_Primary Metals_New_Space Heating_Natural Gas_Gas Furnace - Maintenance_A_Achievable Technical Potential | F11 | Industrial | Primary Metals | New | Space Heating | Natural Gas | Gas Furnace - Maintenance | A | Purchases (Cumulative) | Achievable Technical Potential | 0 | 0 | 0.058629 | 0.13035 | 0.20114 | 0.21611 | 0.21861 | 0.22183 | 0.22183 | 0.22183 | 0.22183 | 0.22183 | 0.22183 | 0.22183 | 0.22183 | 0.22183 | 0.22183 | 0.22183 | 0.22183 | 0.22183 | 0.22183 | 0.22183 | 0
F1_Industrial_Primary Metals_New_Space Heating_Natural Gas_Gas Boiler - Hot Water Reset_A_Achievable Technical Potential | F1 | Industrial | Primary Metals | New | Space Heating | Natural Gas | Gas Boiler - Hot Water Reset | A | Integrated Unit Energy Savings (kWh or therms) | Achievable Technical Potential | 0 | 0 | 101.164 | 99.9848 | 99.1736 | 98.4432 | 97.9836 | 97.5002 | 97.063 | 96.6319 | 96.3234 | 96.0061 | 95.551 | 95.1429 | 94.7408 | 94.4032 | 94.0855 | 93.6942 | 93.4976 | 93.2407 | 93.0353 | 92.9056 | 0
F2_Industrial_Primary Metals_New_Space Heating_Natural Gas_Gas Boiler - Hot Water Reset_A_Achievable Technical Potential | F2 | Industrial | Primary Metals | New | Space Heating | Natural Gas | Gas Boiler - Hot Water Reset | A | Integrated Unit Summer Peak Savings (kW) | Achievable Technical Potential | 0 | 0 | 0 | 0 | 0 | 0 | 0 | 0 | 0 | 0 | 0 | 0 | 0 | 0 | 0 | 0 | 0 | 0 | 0 | 0 | 0 | 0 | 0
F3_Industrial_Primary Metals_New_Space Heating_Natural Gas_Gas Boiler - Hot Water Reset_A_Achievable Technical Potential | F3 | Industrial | Primary Metals | New | Space Heating | Natural Gas | Gas Boiler - Hot Water Reset | A | Integrated Unit Winter Peak Savings (kW) | Achievable Technical Potential | 0 | 0 | 0 | 0 | 0 | 0 | 0 | 0 | 0 | 0 | 0 | 0 | 0 | 0 | 0 | 0 | 0 | 0 | 0 | 0 | 0 | 0 | 0
F4_Industrial_Primary Metals_New_Space Heating_Natural Gas_Gas Boiler - Hot Water Reset_A_Achievable Technical Potential | F4 | Industrial | Primary Metals | New | Space Heating | Natural Gas | Gas Boiler - Hot Water Reset | A | Incremental Energy Savings (MWh or mTherms) | Achievable Technical Potential | 0 | 0 | 0.00037401 | 0.00079209 | 0.0013709 | 0.0021086 | 0.0027555 | 0.003694 | 0.0045609 | 0.005241 | 0.0053448 | 0.0049945 | 0.0041623 | 0.0029842 | 0.0018201 | 0.00092846 | 0.00041475 | 0.00016 | 0.00034567 | 0.00073866 | 0.0012861 | 0.00199 | 0
F5_Industrial_Primary Metals_New_Space Heating_Natural Gas_Gas Boiler - Hot Water Reset_A_Achievable Technical Potential | F5 | Industrial | Primary Metals | New | Space Heating | Natural Gas | Gas Boiler - Hot Water Reset | A | Incremental Summer Peak Savings (MW) | Achievable Technical Potential | 0 | 0 | 0 | 0 | 0 | 0 | 0 | 0 | 0 | 0 | 0 | 0 | 0 | 0 | 0 | 0 | 0 | 0 | 0 | 0 | 0 | 0 | 0
F6_Industrial_Primary Metals_New_Space Heating_Natural Gas_Gas Boiler - Hot Water Reset_A_Achievable Technical Potential | F6 | Industrial | Primary Metals | New | Space Heating | Natural Gas | Gas Boiler - Hot Water Reset | A | Incremental Winter Peak Savings (MW) | Achievable Technical Potential | 0 | 0 | 0 | 0 | 0 | 0 | 0 | 0 | 0 | 0 | 0 | 0 | 0 | 0 | 0 | 0 | 0 | 0 | 0 | 0 | 0 | 0 | 0
F7_Industrial_Primary Metals_New_Space Heating_Natural Gas_Gas Boiler - Hot Water Reset_A_Achievable Technical Potential | F7 | Industrial | Primary Metals | New | Space Heating | Natural Gas | Gas Boiler - Hot Water Reset | A | Cumulative Energy Savings (MWh or mTherms) | Achievable Technical Potential | 0 | 0 | 0.00037401 | 0.0011617 | 0.0025232 | 0.0046133 | 0.0073473 | 0.011005 | 0.015517 | 0.020689 | 0.025967 | 0.030876 | 0.034892 | 0.037728 | 0.039388 | 0.040176 | 0.040456 | 0.040448 | 0.040363 | 0.040252 | 0.040163 | 0.040107 | 0
F8_Industrial_Primary Metals_New_Space Heating_Natural Gas_Gas Boiler - Hot Water Reset_A_Achievable Technical Potential | F8 | Industrial | Primary Metals | New | Space Heating | Natural Gas | Gas Boiler - Hot Water Reset | A | Cumulative Summer Peak Savings (MW) | Achievable Technical Potential | 0 | 0 | 0 | 0 | 0 | 0 | 0 | 0 | 0 | 0 | 0 | 0 | 0 | 0 | 0 | 0 | 0 | 0 | 0 | 0 | 0 | 0 | 0
F9_Industrial_Primary Metals_New_Space Heating_Natural Gas_Gas Boiler - Hot Water Reset_A_Achievable Technical Potential | F9 | Industrial | Primary Metals | New | Space Heating | Natural Gas | Gas Boiler - Hot Water Reset | A | Cumulative Winter Peak Savings (MW) | Achievable Technical Potential | 0 | 0 | 0 | 0 | 0 | 0 | 0 | 0 | 0 | 0 | 0 | 0 | 0 | 0 | 0 | 0 | 0 | 0 | 0 | 0 | 0 | 0 | 0
F10_Industrial_Primary Metals_New_Space Heating_Natural Gas_Gas Boiler - Hot Water Reset_A_Achievable Technical Potential | F10 | Industrial | Primary Metals | New | Space Heating | Natural Gas | Gas Boiler - Hot Water Reset | A | Purchases (Incremental) | Achievable Technical Potential | 0 | 0 | 0.003697 | 0.0079221 | 0.013824 | 0.02142 | 0.028123 | 0.037888 | 0.046989 | 0.054237 | 0.055488 | 0.052023 | 0.043561 | 0.031366 | 0.019212 | 0.009835 | 0.0044082 | 0.0017077 | 0.003697 | 0.0079221 | 0.013824 | 0.02142 | 0
F11_Industrial_Primary Metals_New_Space Heating_Natural Gas_Gas Boiler - Hot Water Reset_A_Achievable Technical Potential | F11 | Industrial | Primary Metals | New | Space Heating | Natural Gas | Gas Boiler - Hot Water Reset | A | Purchases (Cumulative) | Achievable Technical Potential | 0 | 0 | 0.003697 | 0.011619 | 0.025443 | 0.046862 | 0.074985 | 0.11287 | 0.15986 | 0.2141 | 0.26959 | 0.32161 | 0.36517 | 0.39654 | 0.41575 | 0.42558 | 0.42999 | 0.4317 | 0.4317 | 0.4317 | 0.4317 | 0.4317 | 0
F1_Industrial_Primary Metals_New_Process_Natural Gas_Gas Boiler - Hot Water Reset_A_Achievable Technical Potential | F1 | Industrial | Primary Metals | New | Process | Natural Gas | Gas Boiler - Hot Water Reset | A | Integrated Unit Energy Savings (kWh or therms) | Achievable Technical Potential | 0 | 0 | 50.8753 | 50.8234 | 50.7756 | 50.7335 | 50.6742 | 50.6373 | 50.6136 | 50.6032 | 50.5907 | 50.5864 | 50.5848 | 50.5891 | 50.5863 | 50.5888 | 50.5923 | 50.6033 | 50.6144 | 50.6303 | 50.6446 | 50.6577 | 0
F2_Industrial_Primary Metals_New_Process_Natural Gas_Gas Boiler - Hot Water Reset_A_Achievable Technical Potential | F2 | Industrial | Primary Metals | New | Process | Natural Gas | Gas Boiler - Hot Water Reset | A | Integrated Unit Summer Peak Savings (kW) | Achievable Technical Potential | 0 | 0 | 0 | 0 | 0 | 0 | 0 | 0 | 0 | 0 | 0 | 0 | 0 | 0 | 0 | 0 | 0 | 0 | 0 | 0 | 0 | 0 | 0
F3_Industrial_Primary Metals_New_Process_Natural Gas_Gas Boiler - Hot Water Reset_A_Achievable Technical Potential | F3 | Industrial | Primary Metals | New | Process | Natural Gas | Gas Boiler - Hot Water Reset | A | Integrated Unit Winter Peak Savings (kW) | Achievable Technical Potential | 0 | 0 | 0 | 0 | 0 | 0 | 0 | 0 | 0 | 0 | 0 | 0 | 0 | 0 | 0 | 0 | 0 | 0 | 0 | 0 | 0 | 0 | 0
F4_Industrial_Primary Metals_New_Process_Natural Gas_Gas Boiler - Hot Water Reset_A_Achievable Technical Potential | F4 | Industrial | Primary Metals | New | Process | Natural Gas | Gas Boiler - Hot Water Reset | A | Incremental Energy Savings (MWh or mTherms) | Achievable Technical Potential | 0 | 0 | 0.0068124 | 0.014583 | 0.025422 | 0.039359 | 0.051616 | 0.069487 | 0.086139 | 0.099406 | 0.10167 | 0.095316 | 0.07981 | 0.057471 | 0.0352 | 0.018021 | 0.0080777 | 0.0031298 | 0.0067775 | 0.014527 | 0.025357 | 0.0393 | 0
F5_Industrial_Primary Metals_New_Process_Natural Gas_Gas Boiler - Hot Water Reset_A_Achievable Technical Potential | F5 | Industrial | Primary Metals | New | Process | Natural Gas | Gas Boiler - Hot Water Reset | A | Incremental Summer Peak Savings (MW) | Achievable Technical Potential | 0 | 0 | 0 | 0 | 0 | 0 | 0 | 0 | 0 | 0 | 0 | 0 | 0 | 0 | 0 | 0 | 0 | 0 | 0 | 0 | 0 | 0 | 0
F6_Industrial_Primary Metals_New_Process_Natural Gas_Gas Boiler - Hot Water Reset_A_Achievable Technical Potential | F6 | Industrial | Primary Metals | New | Process | Natural Gas | Gas Boiler - Hot Water Reset | A | Incremental Winter Peak Savings (MW) | Achievable Technical Potential | 0 | 0 | 0 | 0 | 0 | 0 | 0 | 0 | 0 | 0 | 0 | 0 | 0 | 0 | 0 | 0 | 0 | 0 | 0 | 0 | 0 | 0 | 0
F7_Industrial_Primary Metals_New_Process_Natural Gas_Gas Boiler - Hot Water Reset_A_Achievable Technical Potential | F7 | Industrial | Primary Metals | New | Process | Natural Gas | Gas Boiler - Hot Water Reset | A | Cumulative Energy Savings (MWh or mTherms) | Achievable Technical Potential | 0 | 0 | 0.0068124 | 0.021388 | 0.04679 | 0.086111 | 0.13763 | 0.20701 | 0.29306 | 0.3924 | 0.49398 | 0.58925 | 0.66904 | 0.72657 | 0.76173 | 0.77979 | 0.78792 | 0.79122 | 0.7914 | 0.79164 | 0.79187 | 0.79207 | 0
F8_Industrial_Primary Metals_New_Process_Natural Gas_Gas Boiler - Hot Water Reset_A_Achievable Technical Potential | F8 | Industrial | Primary Metals | New | Process | Natural Gas | Gas Boiler - Hot Water Reset | A | Cumulative Summer Peak Savings (MW) | Achievable Technical Potential | 0 | 0 | 0 | 0 | 0 | 0 | 0 | 0 | 0 | 0 | 0 | 0 | 0 | 0 | 0 | 0 | 0 | 0 | 0 | 0 | 0 | 0 | 0
F9_Industrial_Primary Metals_New_Process_Natural Gas_Gas Boiler - Hot Water Reset_A_Achievable Technical Potential | F9 | Industrial | Primary Metals | New | Process | Natural Gas | Gas Boiler - Hot Water Reset | A | Cumulative Winter Peak Savings (MW) | Achievable Technical Potential | 0 | 0 | 0 | 0 | 0 | 0 | 0 | 0 | 0 | 0 | 0 | 0 | 0 | 0 | 0 | 0 | 0 | 0 | 0 | 0 | 0 | 0 | 0
F10_Industrial_Primary Metals_New_Process_Natural Gas_Gas Boiler - Hot Water Reset_A_Achievable Technical Potential | F10 | Industrial | Primary Metals | New | Process | Natural Gas | Gas Boiler - Hot Water Reset | A | Purchases (Incremental) | Achievable Technical Potential | 0 | 0 | 0.1339 | 0.28693 | 0.50068 | 0.7758 | 1.0186 | 1.3723 | 1.7019 | 1.9644 | 2.0097 | 1.8842 | 1.5777 | 1.136 | 0.69584 | 0.35622 | 0.15966 | 0.06185 | 0.1339 | 0.28693 | 0.50068 | 0.7758 | 0
F11_Industrial_Primary Metals_New_Process_Natural Gas_Gas Boiler - Hot Water Reset_A_Achievable Technical Potential | F11 | Industrial | Primary Metals | New | Process | Natural Gas | Gas Boiler - Hot Water Reset | A | Purchases (Cumulative) | Achievable Technical Potential | 0 | 0 | 0.1339 | 0.42084 | 0.92152 | 1.6973 | 2.7159 | 4.0882 | 5.7901 | 7.7545 | 9.7642 | 11.6484 | 13.2262 | 14.3622 | 15.0581 | 15.4143 | 15.5739 | 15.6358 | 15.6358 | 15.6358 | 15.6358 | 15.6358 | 0
F1_Industrial_Primary Metals_New_Space Heating_Natural Gas_Steam Trap Maintenance_A_Achievable Technical Potential | F1 | Industrial | Primary Metals | New | Space Heating | Natural Gas | Steam Trap Maintenance | A | Integrated Unit Energy Savings (kWh or therms) | Achievable Technical Potential | 0 | 0 | 35.7827 | 35.3903 | 35.1259 | 34.8873 | 34.7525 | 34.5988 | 34.458 | 34.3151 | 34.218 | 34.1151 | 33.9627 | 33.8246 | 33.6928 | 33.5813 | 33.4765 | 33.3393 | 33.273 | 33.1808 | 33.1067 | 33.0596 | 0
F2_Industrial_Primary Metals_New_Space Heating_Natural Gas_Steam Trap Maintenance_A_Achievable Technical Potential | F2 | Industrial | Primary Metals | New | Space Heating | Natural Gas | Steam Trap Maintenance | A | Integrated Unit Summer Peak Savings (kW) | Achievable Technical Potential | 0 | 0 | 0 | 0 | 0 | 0 | 0 | 0 | 0 | 0 | 0 | 0 | 0 | 0 | 0 | 0 | 0 | 0 | 0 | 0 | 0 | 0 | 0
F3_Industrial_Primary Metals_New_Space Heating_Natural Gas_Steam Trap Maintenance_A_Achievable Technical Potential | F3 | Industrial | Primary Metals | New | Space Heating | Natural Gas | Steam Trap Maintenance | A | Integrated Unit Winter Peak Savings (kW) | Achievable Technical Potential | 0 | 0 | 0 | 0 | 0 | 0 | 0 | 0 | 0 | 0 | 0 | 0 | 0 | 0 | 0 | 0 | 0 | 0 | 0 | 0 | 0 | 0 | 0
F4_Industrial_Primary Metals_New_Space Heating_Natural Gas_Steam Trap Maintenance_A_Achievable Technical Potential | F4 | Industrial | Primary Metals | New | Space Heating | Natural Gas | Steam Trap Maintenance | A | Incremental Energy Savings (MWh or mTherms) | Achievable Technical Potential | 0 | 0 | 0 | 0 | 0 | 0 | 0 | 0 | 0 | 0 | 0 | 0 | 0 | 0 | 0 | 0 | 0 | 0 | 0 | 0 | 0 | 0 | 0
F5_Industrial_Primary Metals_New_Space Heating_Natural Gas_Steam Trap Maintenance_A_Achievable Technical Potential | F5 | Industrial | Primary Metals | New | Space Heating | Natural Gas | Steam Trap Maintenance | A | Incremental Summer Peak Savings (MW) | Achievable Technical Potential | 0 | 0 | 0 | 0 | 0 | 0 | 0 | 0 | 0 | 0 | 0 | 0 | 0 | 0 | 0 | 0 | 0 | 0 | 0 | 0 | 0 | 0 | 0
F6_Industrial_Primary Metals_New_Space Heating_Natural Gas_Steam Trap Maintenance_A_Achievable Technical Potential | F6 | Industrial | Primary Metals | New | Space Heating | Natural Gas | Steam Trap Maintenance | A | Incremental Winter Peak Savings (MW) | Achievable Technical Potential | 0 | 0 | 0 | 0 | 0 | 0 | 0 | 0 | 0 | 0 | 0 | 0 | 0 | 0 | 0 | 0 | 0 | 0 | 0 | 0 | 0 | 0 | 0
F7_Industrial_Primary Metals_New_Space Heating_Natural Gas_Steam Trap Maintenance_A_Achievable Technical Potential | F7 | Industrial | Primary Metals | New | Space Heating | Natural Gas | Steam Trap Maintenance | A | Cumulative Energy Savings (MWh or mTherms) | Achievable Technical Potential | 0 | 0 | 0 | 0 | 0 | 0 | 0 | 0 | 0 | 0 | 0 | 0 | 0 | 0 | 0 | 0 | 0 | 0 | 0 | 0 | 0 | 0 | 0
F8_Industrial_Primary Metals_New_Space Heating_Natural Gas_Steam Trap Maintenance_A_Achievable Technical Potential | F8 | Industrial | Primary Metals | New | Space Heating | Natural Gas | Steam Trap Maintenance | A | Cumulative Summer Peak Savings (MW) | Achievable Technical Potential | 0 | 0 | 0 | 0 | 0 | 0 | 0 | 0 | 0 | 0 | 0 | 0 | 0 | 0 | 0 | 0 | 0 | 0 | 0 | 0 | 0 | 0 | 0
F9_Industrial_Primary Metals_New_Space Heating_Natural Gas_Steam Trap Maintenance_A_Achievable Technical Potential | F9 | Industrial | Primary Metals | New | Space Heating | Natural Gas | Steam Trap Maintenance | A | Cumulative Winter Peak Savings (MW) | Achievable Technical Potential | 0 | 0 | 0 | 0 | 0 | 0 | 0 | 0 | 0 | 0 | 0 | 0 | 0 | 0 | 0 | 0 | 0 | 0 | 0 | 0 | 0 | 0 | 0
F10_Industrial_Primary Metals_New_Space Heating_Natural Gas_Steam Trap Maintenance_A_Achievable Technical Potential | F10 | Industrial | Primary Metals | New | Space Heating | Natural Gas | Steam Trap Maintenance | A | Purchases (Incremental) | Achievable Technical Potential | 0 | 0 | 0 | 0 | 0 | 0 | 0 | 0 | 0 | 0 | 0 | 0 | 0 | 0 | 0 | 0 | 0 | 0 | 0 | 0 | 0 | 0 | 0
F11_Industrial_Primary Metals_New_Space Heating_Natural Gas_Steam Trap Maintenance_A_Achievable Technical Potential | F11 | Industrial | Primary Metals | New | Space Heating | Natural Gas | Steam Trap Maintenance | A | Purchases (Cumulative) | Achievable Technical Potential | 0 | 0 | 0 | 0 | 0 | 0 | 0 | 0 | 0 | 0 | 0 | 0 | 0 | 0 | 0 | 0 | 0 | 0 | 0 | 0 | 0 | 0 | 0
F1_Industrial_Primary Metals_New_Process_Natural Gas_Steam Trap Maintenance_A_Achievable Technical Potential | F1 | Industrial | Primary Metals | New | Process | Natural Gas | Steam Trap Maintenance | A | Integrated Unit Energy Savings (kWh or therms) | Achievable Technical Potential | 0 | 0 | 35.9759 | 35.9562 | 35.938 | 35.9222 | 35.8999 | 35.8839 | 35.8741 | 35.8702 | 35.8657 | 35.8652 | 35.8662 | 35.8699 | 35.8708 | 35.874 | 35.8776 | 35.8825 | 35.8875 | 35.8931 | 35.8981 | 35.9027 | 0
F2_Industrial_Primary Metals_New_Process_Natural Gas_Steam Trap Maintenance_A_Achievable Technical Potential | F2 | Industrial | Primary Metals | New | Process | Natural Gas | Steam Trap Maintenance | A | Integrated Unit Summer Peak Savings (kW) | Achievable Technical Potential | 0 | 0 | 0 | 0 | 0 | 0 | 0 | 0 | 0 | 0 | 0 | 0 | 0 | 0 | 0 | 0 | 0 | 0 | 0 | 0 | 0 | 0 | 0
F3_Industrial_Primary Metals_New_Process_Natural Gas_Steam Trap Maintenance_A_Achievable Technical Potential | F3 | Industrial | Primary Metals | New | Process | Natural Gas | Steam Trap Maintenance | A | Integrated Unit Winter Peak Savings (kW) | Achievable Technical Potential | 0 | 0 | 0 | 0 | 0 | 0 | 0 | 0 | 0 | 0 | 0 | 0 | 0 | 0 | 0 | 0 | 0 | 0 | 0 | 0 | 0 | 0 | 0
F4_Industrial_Primary Metals_New_Process_Natural Gas_Steam Trap Maintenance_A_Achievable Technical Potential | F4 | Industrial | Primary Metals | New | Process | Natural Gas | Steam Trap Maintenance | A | Incremental Energy Savings (MWh or mTherms) | Achievable Technical Potential | 0 | 0 | 0 | 0 | 0 | 0 | 0 | 0 | 0 | 0 | 0 | 0 | 0 | 0 | 0 | 0 | 0 | 0 | 0 | 0 | 0 | 0 | 0
F5_Industrial_Primary Metals_New_Process_Natural Gas_Steam Trap Maintenance_A_Achievable Technical Potential | F5 | Industrial | Primary Metals | New | Process | Natural Gas | Steam Trap Maintenance | A | Incremental Summer Peak Savings (MW) | Achievable Technical Potential | 0 | 0 | 0 | 0 | 0 | 0 | 0 | 0 | 0 | 0 | 0 | 0 | 0 | 0 | 0 | 0 | 0 | 0 | 0 | 0 | 0 | 0 | 0
F6_Industrial_Primary Metals_New_Process_Natural Gas_Steam Trap Maintenance_A_Achievable Technical Potential | F6 | Industrial | Primary Metals | New | Process | Natural Gas | Steam Trap Maintenance | A | Incremental Winter Peak Savings (MW) | Achievable Technical Potential | 0 | 0 | 0 | 0 | 0 | 0 | 0 | 0 | 0 | 0 | 0 | 0 | 0 | 0 | 0 | 0 | 0 | 0 | 0 | 0 | 0 | 0 | 0
F7_Industrial_Primary Metals_New_Process_Natural Gas_Steam Trap Maintenance_A_Achievable Technical Potential | F7 | Industrial | Primary Metals | New | Process | Natural Gas | Steam Trap Maintenance | A | Cumulative Energy Savings (MWh or mTherms) | Achievable Technical Potential | 0 | 0 | 0 | 0 | 0 | 0 | 0 | 0 | 0 | 0 | 0 | 0 | 0 | 0 | 0 | 0 | 0 | 0 | 0 | 0 | 0 | 0 | 0
F8_Industrial_Primary Metals_New_Process_Natural Gas_Steam Trap Maintenance_A_Achievable Technical Potential | F8 | Industrial | Primary Metals | New | Process | Natural Gas | Steam Trap Maintenance | A | Cumulative Summer Peak Savings (MW) | Achievable Technical Potential | 0 | 0 | 0 | 0 | 0 | 0 | 0 | 0 | 0 | 0 | 0 | 0 | 0 | 0 | 0 | 0 | 0 | 0 | 0 | 0 | 0 | 0 | 0
F9_Industrial_Primary Metals_New_Process_Natural Gas_Steam Trap Maintenance_A_Achievable Technical Potential | F9 | Industrial | Primary Metals | New | Process | Natural Gas | Steam Trap Maintenance | A | Cumulative Winter Peak Savings (MW) | Achievable Technical Potential | 0 | 0 | 0 | 0 | 0 | 0 | 0 | 0 | 0 | 0 | 0 | 0 | 0 | 0 | 0 | 0 | 0 | 0 | 0 | 0 | 0 | 0 | 0
F10_Industrial_Primary Metals_New_Process_Natural Gas_Steam Trap Maintenance_A_Achievable Technical Potential | F10 | Industrial | Primary Metals | New | Process | Natural Gas | Steam Trap Maintenance | A | Purchases (Incremental) | Achievable Technical Potential | 0 | 0 | 0 | 0 | 0 | 0 | 0 | 0 | 0 | 0 | 0 | 0 | 0 | 0 | 0 | 0 | 0 | 0 | 0 | 0 | 0 | 0 | 0
F11_Industrial_Primary Metals_New_Process_Natural Gas_Steam Trap Maintenance_A_Achievable Technical Potential | F11 | Industrial | Primary Metals | New | Process | Natural Gas | Steam Trap Maintenance | A | Purchases (Cumulative) | Achievable Technical Potential | 0 | 0 | 0 | 0 | 0 | 0 | 0 | 0 | 0 | 0 | 0 | 0 | 0 | 0 | 0 | 0 | 0 | 0 | 0 | 0 | 0 | 0 | 0
F1_Industrial_Primary Metals_New_Space Heating_Natural Gas_Gas Boiler - High Turndown_A_Achievable Technical Potential | F1 | Industrial | Primary Metals | New | Space Heating | Natural Gas | Gas Boiler - High Turndown | A | Integrated Unit Energy Savings (kWh or therms) | Achievable Technical Potential | 0 | 0 | 37.9214 | 37.4653 | 37.1414 | 36.8402 | 36.6236 | 36.3858 | 36.1488 | 35.8994 | 35.6704 | 35.4279 | 35.1249 | 34.8449 | 34.5554 | 34.3164 | 34.1093 | 33.9139 | 33.7951 | 33.6959 | 33.6387 | 33.6252 | 0
F2_Industrial_Primary Metals_New_Space Heating_Natural Gas_Gas Boiler - High Turndown_A_Achievable Technical Potential | F2 | Industrial | Primary Metals | New | Space Heating | Natural Gas | Gas Boiler - High Turndown | A | Integrated Unit Summer Peak Savings (kW) | Achievable Technical Potential | 0 | 0 | 0 | 0 | 0 | 0 | 0 | 0 | 0 | 0 | 0 | 0 | 0 | 0 | 0 | 0 | 0 | 0 | 0 | 0 | 0 | 0 | 0
F3_Industrial_Primary Metals_New_Space Heating_Natural Gas_Gas Boiler - High Turndown_A_Achievable Technical Potential | F3 | Industrial | Primary Metals | New | Space Heating | Natural Gas | Gas Boiler - High Turndown | A | Integrated Unit Winter Peak Savings (kW) | Achievable Technical Potential | 0 | 0 | 0 | 0 | 0 | 0 | 0 | 0 | 0 | 0 | 0 | 0 | 0 | 0 | 0 | 0 | 0 | 0 | 0 | 0 | 0 | 0 | 0
F4_Industrial_Primary Metals_New_Space Heating_Natural Gas_Gas Boiler - High Turndown_A_Achievable Technical Potential | F4 | Industrial | Primary Metals | New | Space Heating | Natural Gas | Gas Boiler - High Turndown | A | Incremental Energy Savings (MWh or mTherms) | Achievable Technical Potential | 0 | 0 | 0.00021396 | 0.00036892 | 0.0005215 | 0.00069047 | 0.00079009 | 0.00081409 | 0.0007315 | 0.00065664 | 0.00056665 | 0.00049108 | 0.00042146 | 0.00036391 | 0.00030455 | 0.00025725 | 0.00021672 | 0.00019135 | 0.00033278 | 0.00047313 | 0.00063046 | 0.00072541 | 0
F5_Industrial_Primary Metals_New_Space Heating_Natural Gas_Gas Boiler - High Turndown_A_Achievable Technical Potential | F5 | Industrial | Primary Metals | New | Space Heating | Natural Gas | Gas Boiler - High Turndown | A | Incremental Summer Peak Savings (MW) | Achievable Technical Potential | 0 | 0 | 0 | 0 | 0 | 0 | 0 | 0 | 0 | 0 | 0 | 0 | 0 | 0 | 0 | 0 | 0 | 0 | 0 | 0 | 0 | 0 | 0
F6_Industrial_Primary Metals_New_Space Heating_Natural Gas_Gas Boiler - High Turndown_A_Achievable Technical Potential | F6 | Industrial | Primary Metals | New | Space Heating | Natural Gas | Gas Boiler - High Turndown | A | Incremental Winter Peak Savings (MW) | Achievable Technical Potential | 0 | 0 | 0 | 0 | 0 | 0 | 0 | 0 | 0 | 0 | 0 | 0 | 0 | 0 | 0 | 0 | 0 | 0 | 0 | 0 | 0 | 0 | 0
F7_Industrial_Primary Metals_New_Space Heating_Natural Gas_Gas Boiler - High Turndown_A_Achievable Technical Potential | F7 | Industrial | Primary Metals | New | Space Heating | Natural Gas | Gas Boiler - High Turndown | A | Cumulative Energy Savings (MWh or mTherms) | Achievable Technical Potential | 0 | 0 | 0.00021396 | 0.0005803 | 0.0010968 | 0.0017784 | 0.002558 | 0.0033555 | 0.0040651 | 0.0046937 | 0.0052304 | 0.005686 | 0.0060588 | 0.0063744 | 0.006626 | 0.0068374 | 0.0070129 | 0.0069727 | 0.0069483 | 0.0069279 | 0.0069161 | 0.0069133 | 0
F8_Industrial_Primary Metals_New_Space Heating_Natural Gas_Gas Boiler - High Turndown_A_Achievable Technical Potential | F8 | Industrial | Primary Metals | New | Space Heating | Natural Gas | Gas Boiler - High Turndown | A | Cumulative Summer Peak Savings (MW) | Achievable Technical Potential | 0 | 0 | 0 | 0 | 0 | 0 | 0 | 0 | 0 | 0 | 0 | 0 | 0 | 0 | 0 | 0 | 0 | 0 | 0 | 0 | 0 | 0 | 0
F9_Industrial_Primary Metals_New_Space Heating_Natural Gas_Gas Boiler - High Turndown_A_Achievable Technical Potential | F9 | Industrial | Primary Metals | New | Space Heating | Natural Gas | Gas Boiler - High Turndown | A | Cumulative Winter Peak Savings (MW) | Achievable Technical Potential | 0 | 0 | 0 | 0 | 0 | 0 | 0 | 0 | 0 | 0 | 0 | 0 | 0 | 0 | 0 | 0 | 0 | 0 | 0 | 0 | 0 | 0 | 0
F10_Industrial_Primary Metals_New_Space Heating_Natural Gas_Gas Boiler - High Turndown_A_Achievable Technical Potential | F10 | Industrial | Primary Metals | New | Space Heating | Natural Gas | Gas Boiler - High Turndown | A | Purchases (Incremental) | Achievable Technical Potential | 0 | 0 | 0.0056423 | 0.0098468 | 0.014041 | 0.018742 | 0.021573 | 0.022374 | 0.020236 | 0.018291 | 0.015886 | 0.013861 | 0.011999 | 0.010444 | 0.0088134 | 0.0074965 | 0.0063536 | 0.0056423 | 0.0098468 | 0.014041 | 0.018742 | 0.021573 | 0
F11_Industrial_Primary Metals_New_Space Heating_Natural Gas_Gas Boiler - High Turndown_A_Achievable Technical Potential | F11 | Industrial | Primary Metals | New | Space Heating | Natural Gas | Gas Boiler - High Turndown | A | Purchases (Cumulative) | Achievable Technical Potential | 0 | 0 | 0.0056423 | 0.015489 | 0.02953 | 0.048272 | 0.069846 | 0.09222 | 0.11246 | 0.13075 | 0.14663 | 0.16049 | 0.17249 | 0.18294 | 0.19175 | 0.19925 | 0.2056 | 0.2056 | 0.2056 | 0.2056 | 0.2056 | 0.2056 | 0
F1_Industrial_Primary Metals_New_Process_Natural Gas_Gas Boiler - High Turndown_A_Achievable Technical Potential | F1 | Industrial | Primary Metals | New | Process | Natural Gas | Gas Boiler - High Turndown | A | Integrated Unit Energy Savings (kWh or therms) | Achievable Technical Potential | 0 | 0 | 38.1434 | 38.0966 | 38.053 | 38.0143 | 37.9597 | 37.9232 | 37.8975 | 37.8832 | 37.8666 | 37.8582 | 37.8529 | 37.8541 | 37.8488 | 37.8492 | 37.8505 | 37.8589 | 37.8652 | 37.8759 | 37.8852 | 37.8934 | 0
F2_Industrial_Primary Metals_New_Process_Natural Gas_Gas Boiler - High Turndown_A_Achievable Technical Potential | F2 | Industrial | Primary Metals | New | Process | Natural Gas | Gas Boiler - High Turndown | A | Integrated Unit Summer Peak Savings (kW) | Achievable Technical Potential | 0 | 0 | 0 | 0 | 0 | 0 | 0 | 0 | 0 | 0 | 0 | 0 | 0 | 0 | 0 | 0 | 0 | 0 | 0 | 0 | 0 | 0 | 0
F3_Industrial_Primary Metals_New_Process_Natural Gas_Gas Boiler - High Turndown_A_Achievable Technical Potential | F3 | Industrial | Primary Metals | New | Process | Natural Gas | Gas Boiler - High Turndown | A | Integrated Unit Winter Peak Savings (kW) | Achievable Technical Potential | 0 | 0 | 0 | 0 | 0 | 0 | 0 | 0 | 0 | 0 | 0 | 0 | 0 | 0 | 0 | 0 | 0 | 0 | 0 | 0 | 0 | 0 | 0
F4_Industrial_Primary Metals_New_Process_Natural Gas_Gas Boiler - High Turndown_A_Achievable Technical Potential | F4 | Industrial | Primary Metals | New | Process | Natural Gas | Gas Boiler - High Turndown | A | Incremental Energy Savings (MWh or mTherms) | Achievable Technical Potential | 0 | 0 | 0.0077949 | 0.013587 | 0.019352 | 0.025805 | 0.029661 | 0.030732 | 0.027776 | 0.025097 | 0.021787 | 0.019007 | 0.016451 | 0.014319 | 0.012082 | 0.010277 | 0.0087103 | 0.0077368 | 0.013504 | 0.019262 | 0.025717 | 0.029609 | 0
F5_Industrial_Primary Metals_New_Process_Natural Gas_Gas Boiler - High Turndown_A_Achievable Technical Potential | F5 | Industrial | Primary Metals | New | Process | Natural Gas | Gas Boiler - High Turndown | A | Incremental Summer Peak Savings (MW) | Achievable Technical Potential | 0 | 0 | 0 | 0 | 0 | 0 | 0 | 0 | 0 | 0 | 0 | 0 | 0 | 0 | 0 | 0 | 0 | 0 | 0 | 0 | 0 | 0 | 0
F6_Industrial_Primary Metals_New_Process_Natural Gas_Gas Boiler - High Turndown_A_Achievable Technical Potential | F6 | Industrial | Primary Metals | New | Process | Natural Gas | Gas Boiler - High Turndown | A | Incremental Winter Peak Savings (MW) | Achievable Technical Potential | 0 | 0 | 0 | 0 | 0 | 0 | 0 | 0 | 0 | 0 | 0 | 0 | 0 | 0 | 0 | 0 | 0 | 0 | 0 | 0 | 0 | 0 | 0
F7_Industrial_Primary Metals_New_Process_Natural Gas_Gas Boiler - High Turndown_A_Achievable Technical Potential | F7 | Industrial | Primary Metals | New | Process | Natural Gas | Gas Boiler - High Turndown | A | Cumulative Energy Savings (MWh or mTherms) | Achievable Technical Potential | 0 | 0 | 0.0077949 | 0.021372 | 0.0407 | 0.066464 | 0.096029 | 0.12667 | 0.15436 | 0.1794 | 0.20111 | 0.22007 | 0.23649 | 0.25081 | 0.26286 | 0.27314 | 0.28186 | 0.28192 | 0.28197 | 0.28205 | 0.28212 | 0.28218 | 0
F8_Industrial_Primary Metals_New_Process_Natural Gas_Gas Boiler - High Turndown_A_Achievable Technical Potential | F8 | Industrial | Primary Metals | New | Process | Natural Gas | Gas Boiler - High Turndown | A | Cumulative Summer Peak Savings (MW) | Achievable Technical Potential | 0 | 0 | 0 | 0 | 0 | 0 | 0 | 0 | 0 | 0 | 0 | 0 | 0 | 0 | 0 | 0 | 0 | 0 | 0 | 0 | 0 | 0 | 0
F9_Industrial_Primary Metals_New_Process_Natural Gas_Gas Boiler - High Turndown_A_Achievable Technical Potential | F9 | Industrial | Primary Metals | New | Process | Natural Gas | Gas Boiler - High Turndown | A | Cumulative Winter Peak Savings (MW) | Achievable Technical Potential | 0 | 0 | 0 | 0 | 0 | 0 | 0 | 0 | 0 | 0 | 0 | 0 | 0 | 0 | 0 | 0 | 0 | 0 | 0 | 0 | 0 | 0 | 0
F10_Industrial_Primary Metals_New_Process_Natural Gas_Gas Boiler - High Turndown_A_Achievable Technical Potential | F10 | Industrial | Primary Metals | New | Process | Natural Gas | Gas Boiler - High Turndown | A | Purchases (Incremental) | Achievable Technical Potential | 0 | 0 | 0.20436 | 0.35664 | 0.50856 | 0.67883 | 0.78137 | 0.81037 | 0.73292 | 0.66249 | 0.57537 | 0.50205 | 0.43459 | 0.37826 | 0.31922 | 0.27152 | 0.23012 | 0.20436 | 0.35664 | 0.50856 | 0.67883 | 0.78137 | 0
F11_Industrial_Primary Metals_New_Process_Natural Gas_Gas Boiler - High Turndown_A_Achievable Technical Potential | F11 | Industrial | Primary Metals | New | Process | Natural Gas | Gas Boiler - High Turndown | A | Purchases (Cumulative) | Achievable Technical Potential | 0 | 0 | 0.20436 | 0.561 | 1.0696 | 1.7484 | 2.5298 | 3.3401 | 4.073 | 4.7355 | 5.3109 | 5.813 | 6.2476 | 6.6258 | 6.945 | 7.2165 | 7.4467 | 7.4467 | 7.4467 | 7.4467 | 7.4467 | 7.4467 | 0
F1_Industrial_Primary Metals_New_Space Heating_Natural Gas_Gas Boiler - Burner Control Optimization_A_Achievable Technical Potential | F1 | Industrial | Primary Metals | New | Space Heating | Natural Gas | Gas Boiler - Burner Control Optimization | A | Integrated Unit Energy Savings (kWh or therms) | Achievable Technical Potential | 0 | 0 | 10.9967 | 10.8642 | 10.77 | 10.6825 | 10.6194 | 10.5502 | 10.4814 | 10.409 | 10.3425 | 10.2722 | 10.1844 | 10.1033 | 10.0193 | 9.95 | 9.8901 | 9.8335 | 9.7991 | 9.7704 | 9.7539 | 9.75 | 0
F2_Industrial_Primary Metals_New_Space Heating_Natural Gas_Gas Boiler - Burner Control Optimization_A_Achievable Technical Potential | F2 | Industrial | Primary Metals | New | Space Heating | Natural Gas | Gas Boiler - Burner Control Optimization | A | Integrated Unit Summer Peak Savings (kW) | Achievable Technical Potential | 0 | 0 | 0 | 0 | 0 | 0 | 0 | 0 | 0 | 0 | 0 | 0 | 0 | 0 | 0 | 0 | 0 | 0 | 0 | 0 | 0 | 0 | 0
F3_Industrial_Primary Metals_New_Space Heating_Natural Gas_Gas Boiler - Burner Control Optimization_A_Achievable Technical Potential | F3 | Industrial | Primary Metals | New | Space Heating | Natural Gas | Gas Boiler - Burner Control Optimization | A | Integrated Unit Winter Peak Savings (kW) | Achievable Technical Potential | 0 | 0 | 0 | 0 | 0 | 0 | 0 | 0 | 0 | 0 | 0 | 0 | 0 | 0 | 0 | 0 | 0 | 0 | 0 | 0 | 0 | 0 | 0
F4_Industrial_Primary Metals_New_Space Heating_Natural Gas_Gas Boiler - Burner Control Optimization_A_Achievable Technical Potential | F4 | Industrial | Primary Metals | New | Space Heating | Natural Gas | Gas Boiler - Burner Control Optimization | A | Incremental Energy Savings (MWh or mTherms) | Achievable Technical Potential | 0 | 0 | 1.6737e-05 | 4.5362e-05 | 0.00012825 | 0.00029714 | 0.00052889 | 0.00084769 | 0.0012118 | 0.0015863 | 0.0018427 | 0.0019962 | 0.0019988 | 0.0018876 | 0.0016262 | 0.0013355 | 0.0010362 | 0.00076832 | 0.00053109 | 0.00035313 | 0.00022414 | 0.00015814 | 0
F5_Industrial_Primary Metals_New_Space Heating_Natural Gas_Gas Boiler - Burner Control Optimization_A_Achievable Technical Potential | F5 | Industrial | Primary Metals | New | Space Heating | Natural Gas | Gas Boiler - Burner Control Optimization | A | Incremental Summer Peak Savings (MW) | Achievable Technical Potential | 0 | 0 | 0 | 0 | 0 | 0 | 0 | 0 | 0 | 0 | 0 | 0 | 0 | 0 | 0 | 0 | 0 | 0 | 0 | 0 | 0 | 0 | 0
F6_Industrial_Primary Metals_New_Space Heating_Natural Gas_Gas Boiler - Burner Control Optimization_A_Achievable Technical Potential | F6 | Industrial | Primary Metals | New | Space Heating | Natural Gas | Gas Boiler - Burner Control Optimization | A | Incremental Winter Peak Savings (MW) | Achievable Technical Potential | 0 | 0 | 0 | 0 | 0 | 0 | 0 | 0 | 0 | 0 | 0 | 0 | 0 | 0 | 0 | 0 | 0 | 0 | 0 | 0 | 0 | 0 | 0
F7_Industrial_Primary Metals_New_Space Heating_Natural Gas_Gas Boiler - Burner Control Optimization_A_Achievable Technical Potential | F7 | Industrial | Primary Metals | New | Space Heating | Natural Gas | Gas Boiler - Burner Control Optimization | A | Cumulative Energy Savings (MWh or mTherms) | Achievable Technical Potential | 0 | 0 | 1.6737e-05 | 6.1897e-05 | 0.00018961 | 0.0004852 | 0.0010112 | 0.0018523 | 0.003052 | 0.0046172 | 0.0064305 | 0.008383 | 0.01031 | 0.012116 | 0.013641 | 0.014882 | 0.015829 | 0.016507 | 0.01698 | 0.017283 | 0.017464 | 0.017574 | 0
F8_Industrial_Primary Metals_New_Space Heating_Natural Gas_Gas Boiler - Burner Control Optimization_A_Achievable Technical Potential | F8 | Industrial | Primary Metals | New | Space Heating | Natural Gas | Gas Boiler - Burner Control Optimization | A | Cumulative Summer Peak Savings (MW) | Achievable Technical Potential | 0 | 0 | 0 | 0 | 0 | 0 | 0 | 0 | 0 | 0 | 0 | 0 | 0 | 0 | 0 | 0 | 0 | 0 | 0 | 0 | 0 | 0 | 0
F9_Industrial_Primary Metals_New_Space Heating_Natural Gas_Gas Boiler - Burner Control Optimization_A_Achievable Technical Potential | F9 | Industrial | Primary Metals | New | Space Heating | Natural Gas | Gas Boiler - Burner Control Optimization | A | Cumulative Winter Peak Savings (MW) | Achievable Technical Potential | 0 | 0 | 0 | 0 | 0 | 0 | 0 | 0 | 0 | 0 | 0 | 0 | 0 | 0 | 0 | 0 | 0 | 0 | 0 | 0 | 0 | 0 | 0
F10_Industrial_Primary Metals_New_Space Heating_Natural Gas_Gas Boiler - Burner Control Optimization_A_Achievable Technical Potential | F10 | Industrial | Primary Metals | New | Space Heating | Natural Gas | Gas Boiler - Burner Control Optimization | A | Purchases (Incremental) | Achievable Technical Potential | 0 | 0 | 0.001522 | 0.0041753 | 0.011908 | 0.027815 | 0.049804 | 0.080348 | 0.11561 | 0.1524 | 0.17817 | 0.19433 | 0.19626 | 0.18684 | 0.16231 | 0.13422 | 0.10478 | 0.078133 | 0.054197 | 0.036143 | 0.022979 | 0.01622 | 0
F11_Industrial_Primary Metals_New_Space Heating_Natural Gas_Gas Boiler - Burner Control Optimization_A_Achievable Technical Potential | F11 | Industrial | Primary Metals | New | Space Heating | Natural Gas | Gas Boiler - Burner Control Optimization | A | Purchases (Cumulative) | Achievable Technical Potential | 0 | 0 | 0.001522 | 0.0056974 | 0.017605 | 0.04542 | 0.095224 | 0.17557 | 0.29118 | 0.44358 | 0.62175 | 0.81609 | 1.0123 | 1.1992 | 1.3615 | 1.4957 | 1.6005 | 1.6786 | 1.7328 | 1.769 | 1.7904 | 1.8025 | 0
F1_Industrial_Primary Metals_New_Process_Natural Gas_Gas Boiler - Burner Control Optimization_A_Achievable Technical Potential | F1 | Industrial | Primary Metals | New | Process | Natural Gas | Gas Boiler - Burner Control Optimization | A | Integrated Unit Energy Savings (kWh or therms) | Achievable Technical Potential | 0 | 0 | 11.061 | 11.047 | 11.0341 | 11.0225 | 11.0063 | 10.9954 | 10.9878 | 10.9836 | 10.9786 | 10.9762 | 10.9747 | 10.9751 | 10.9736 | 10.9738 | 10.9742 | 10.9768 | 10.9787 | 10.9819 | 10.9847 | 10.9872 | 0
F2_Industrial_Primary Metals_New_Process_Natural Gas_Gas Boiler - Burner Control Optimization_A_Achievable Technical Potential | F2 | Industrial | Primary Metals | New | Process | Natural Gas | Gas Boiler - Burner Control Optimization | A | Integrated Unit Summer Peak Savings (kW) | Achievable Technical Potential | 0 | 0 | 0 | 0 | 0 | 0 | 0 | 0 | 0 | 0 | 0 | 0 | 0 | 0 | 0 | 0 | 0 | 0 | 0 | 0 | 0 | 0 | 0
F3_Industrial_Primary Metals_New_Process_Natural Gas_Gas Boiler - Burner Control Optimization_A_Achievable Technical Potential | F3 | Industrial | Primary Metals | New | Process | Natural Gas | Gas Boiler - Burner Control Optimization | A | Integrated Unit Winter Peak Savings (kW) | Achievable Technical Potential | 0 | 0 | 0 | 0 | 0 | 0 | 0 | 0 | 0 | 0 | 0 | 0 | 0 | 0 | 0 | 0 | 0 | 0 | 0 | 0 | 0 | 0 | 0
F4_Industrial_Primary Metals_New_Process_Natural Gas_Gas Boiler - Burner Control Optimization_A_Achievable Technical Potential | F4 | Industrial | Primary Metals | New | Process | Natural Gas | Gas Boiler - Burner Control Optimization | A | Incremental Energy Savings (MWh or mTherms) | Achievable Technical Potential | 0 | 0 | 0.00060975 | 0.0016706 | 0.0047588 | 0.011105 | 0.019854 | 0.031998 | 0.046009 | 0.060626 | 0.070848 | 0.077257 | 0.078013 | 0.074269 | 0.06451 | 0.053348 | 0.041646 | 0.031063 | 0.021551 | 0.014376 | 0.0091424 | 0.0064546 | 0
F5_Industrial_Primary Metals_New_Process_Natural Gas_Gas Boiler - Burner Control Optimization_A_Achievable Technical Potential | F5 | Industrial | Primary Metals | New | Process | Natural Gas | Gas Boiler - Burner Control Optimization | A | Incremental Summer Peak Savings (MW) | Achievable Technical Potential | 0 | 0 | 0 | 0 | 0 | 0 | 0 | 0 | 0 | 0 | 0 | 0 | 0 | 0 | 0 | 0 | 0 | 0 | 0 | 0 | 0 | 0 | 0
F6_Industrial_Primary Metals_New_Process_Natural Gas_Gas Boiler - Burner Control Optimization_A_Achievable Technical Potential | F6 | Industrial | Primary Metals | New | Process | Natural Gas | Gas Boiler - Burner Control Optimization | A | Incremental Winter Peak Savings (MW) | Achievable Technical Potential | 0 | 0 | 0 | 0 | 0 | 0 | 0 | 0 | 0 | 0 | 0 | 0 | 0 | 0 | 0 | 0 | 0 | 0 | 0 | 0 | 0 | 0 | 0
F7_Industrial_Primary Metals_New_Process_Natural Gas_Gas Boiler - Burner Control Optimization_A_Achievable Technical Potential | F7 | Industrial | Primary Metals | New | Process | Natural Gas | Gas Boiler - Burner Control Optimization | A | Cumulative Energy Savings (MWh or mTherms) | Achievable Technical Potential | 0 | 0 | 0.00060975 | 0.0022796 | 0.0070358 | 0.018133 | 0.03796 | 0.069921 | 0.11588 | 0.17646 | 0.24723 | 0.32443 | 0.4024 | 0.47669 | 0.54113 | 0.59449 | 0.63616 | 0.66737 | 0.68904 | 0.70362 | 0.71233 | 0.71728 | 0
F8_Industrial_Primary Metals_New_Process_Natural Gas_Gas Boiler - Burner Control Optimization_A_Achievable Technical Potential | F8 | Industrial | Primary Metals | New | Process | Natural Gas | Gas Boiler - Burner Control Optimization | A | Cumulative Summer Peak Savings (MW) | Achievable Technical Potential | 0 | 0 | 0 | 0 | 0 | 0 | 0 | 0 | 0 | 0 | 0 | 0 | 0 | 0 | 0 | 0 | 0 | 0 | 0 | 0 | 0 | 0 | 0
F9_Industrial_Primary Metals_New_Process_Natural Gas_Gas Boiler - Burner Control Optimization_A_Achievable Technical Potential | F9 | Industrial | Primary Metals | New | Process | Natural Gas | Gas Boiler - Burner Control Optimization | A | Cumulative Winter Peak Savings (MW) | Achievable Technical Potential | 0 | 0 | 0 | 0 | 0 | 0 | 0 | 0 | 0 | 0 | 0 | 0 | 0 | 0 | 0 | 0 | 0 | 0 | 0 | 0 | 0 | 0 | 0
F10_Industrial_Primary Metals_New_Process_Natural Gas_Gas Boiler - Burner Control Optimization_A_Achievable Technical Potential | F10 | Industrial | Primary Metals | New | Process | Natural Gas | Gas Boiler - Burner Control Optimization | A | Purchases (Incremental) | Achievable Technical Potential | 0 | 0 | 0.055127 | 0.15123 | 0.43129 | 1.0074 | 1.8039 | 2.9102 | 4.1873 | 5.5197 | 6.4532 | 7.0386 | 7.1084 | 6.767 | 5.8787 | 4.8614 | 3.7949 | 2.8299 | 1.963 | 1.3091 | 0.83229 | 0.58747 | 0
F11_Industrial_Primary Metals_New_Process_Natural Gas_Gas Boiler - Burner Control Optimization_A_Achievable Technical Potential | F11 | Industrial | Primary Metals | New | Process | Natural Gas | Gas Boiler - Burner Control Optimization | A | Purchases (Cumulative) | Achievable Technical Potential | 0 | 0 | 0.055127 | 0.20635 | 0.63764 | 1.6451 | 3.449 | 6.3591 | 10.5465 | 16.0662 | 22.5194 | 29.558 | 36.6664 | 43.4334 | 49.3121 | 54.1735 | 57.9684 | 60.7984 | 62.7613 | 64.0704 | 64.8476 | 65.2838 | 0
F1_Industrial_Primary Metals_New_Space Heating_Natural Gas_HVAC - Demand Controlled Ventilation_A_Achievable Technical Potential | F1 | Industrial | Primary Metals | New | Space Heating | Natural Gas | HVAC - Demand Controlled Ventilation | A | Integrated Unit Energy Savings (kWh or therms) | Achievable Technical Potential | 0 | 0 | 0.067762 | 0.067019 | 0.066518 | 0.066066 | 0.065811 | 0.06552 | 0.065253 | 0.064983 | 0.064799 | 0.064604 | 0.064316 | 0.064054 | 0.063804 | 0.063593 | 0.063395 | 0.063135 | 0.063009 | 0.062835 | 0.062694 | 0.062605 | 0
F2_Industrial_Primary Metals_New_Space Heating_Natural Gas_HVAC - Demand Controlled Ventilation_A_Achievable Technical Potential | F2 | Industrial | Primary Metals | New | Space Heating | Natural Gas | HVAC - Demand Controlled Ventilation | A | Integrated Unit Summer Peak Savings (kW) | Achievable Technical Potential | 0 | 0 | 0 | 0 | 0 | 0 | 0 | 0 | 0 | 0 | 0 | 0 | 0 | 0 | 0 | 0 | 0 | 0 | 0 | 0 | 0 | 0 | 0
F3_Industrial_Primary Metals_New_Space Heating_Natural Gas_HVAC - Demand Controlled Ventilation_A_Achievable Technical Potential | F3 | Industrial | Primary Metals | New | Space Heating | Natural Gas | HVAC - Demand Controlled Ventilation | A | Integrated Unit Winter Peak Savings (kW) | Achievable Technical Potential | 0 | 0 | 0 | 0 | 0 | 0 | 0 | 0 | 0 | 0 | 0 | 0 | 0 | 0 | 0 | 0 | 0 | 0 | 0 | 0 | 0 | 0 | 0
F4_Industrial_Primary Metals_New_Space Heating_Natural Gas_HVAC - Demand Controlled Ventilation_A_Achievable Technical Potential | F4 | Industrial | Primary Metals | New | Space Heating | Natural Gas | HVAC - Demand Controlled Ventilation | A | Incremental Energy Savings (MWh or mTherms) | Achievable Technical Potential | 0 | 0 | 0.0019956 | 0.0034445 | 0.0048749 | 0.0064629 | 0.0074104 | 0.0085016 | 0.0095723 | 0.010771 | 0.01166 | 0.012679 | 0.013658 | 0.014799 | 0.015551 | 0.016479 | 0.017404 | 0.018464 | 0.019174 | 0.020037 | 0.020882 | 0.021739 | 0
F5_Industrial_Primary Metals_New_Space Heating_Natural Gas_HVAC - Demand Controlled Ventilation_A_Achievable Technical Potential | F5 | Industrial | Primary Metals | New | Space Heating | Natural Gas | HVAC - Demand Controlled Ventilation | A | Incremental Summer Peak Savings (MW) | Achievable Technical Potential | 0 | 0 | 0 | 0 | 0 | 0 | 0 | 0 | 0 | 0 | 0 | 0 | 0 | 0 | 0 | 0 | 0 | 0 | 0 | 0 | 0 | 0 | 0
F6_Industrial_Primary Metals_New_Space Heating_Natural Gas_HVAC - Demand Controlled Ventilation_A_Achievable Technical Potential | F6 | Industrial | Primary Metals | New | Space Heating | Natural Gas | HVAC - Demand Controlled Ventilation | A | Incremental Winter Peak Savings (MW) | Achievable Technical Potential | 0 | 0 | 0 | 0 | 0 | 0 | 0 | 0 | 0 | 0 | 0 | 0 | 0 | 0 | 0 | 0 | 0 | 0 | 0 | 0 | 0 | 0 | 0
F7_Industrial_Primary Metals_New_Space Heating_Natural Gas_HVAC - Demand Controlled Ventilation_A_Achievable Technical Potential | F7 | Industrial | Primary Metals | New | Space Heating | Natural Gas | HVAC - Demand Controlled Ventilation | A | Cumulative Energy Savings (MWh or mTherms) | Achievable Technical Potential | 0 | 0 | 0.0019956 | 0.0054182 | 0.010253 | 0.016646 | 0.023992 | 0.032387 | 0.041828 | 0.052425 | 0.063937 | 0.076423 | 0.089741 | 0.10417 | 0.11932 | 0.1354 | 0.15239 | 0.16837 | 0.18397 | 0.19889 | 0.21319 | 0.22758 | 0
F8_Industrial_Primary Metals_New_Space Heating_Natural Gas_HVAC - Demand Controlled Ventilation_A_Achievable Technical Potential | F8 | Industrial | Primary Metals | New | Space Heating | Natural Gas | HVAC - Demand Controlled Ventilation | A | Cumulative Summer Peak Savings (MW) | Achievable Technical Potential | 0 | 0 | 0 | 0 | 0 | 0 | 0 | 0 | 0 | 0 | 0 | 0 | 0 | 0 | 0 | 0 | 0 | 0 | 0 | 0 | 0 | 0 | 0
F9_Industrial_Primary Metals_New_Space Heating_Natural Gas_HVAC - Demand Controlled Ventilation_A_Achievable Technical Potential | F9 | Industrial | Primary Metals | New | Space Heating | Natural Gas | HVAC - Demand Controlled Ventilation | A | Cumulative Winter Peak Savings (MW) | Achievable Technical Potential | 0 | 0 | 0 | 0 | 0 | 0 | 0 | 0 | 0 | 0 | 0 | 0 | 0 | 0 | 0 | 0 | 0 | 0 | 0 | 0 | 0 | 0 | 0
F10_Industrial_Primary Metals_New_Space Heating_Natural Gas_HVAC - Demand Controlled Ventilation_A_Achievable Technical Potential | F10 | Industrial | Primary Metals | New | Space Heating | Natural Gas | HVAC - Demand Controlled Ventilation | A | Purchases (Incremental) | Achievable Technical Potential | 0 | 0 | 29.4497 | 51.3954 | 73.2871 | 97.8243 | 112.6016 | 129.7561 | 146.6944 | 165.7473 | 179.9379 | 196.2589 | 212.3635 | 231.0453 | 243.7247 | 259.1347 | 274.5331 | 292.4589 | 304.2994 | 318.8897 | 333.0827 | 347.2337 | 0
F11_Industrial_Primary Metals_New_Space Heating_Natural Gas_HVAC - Demand Controlled Ventilation_A_Achievable Technical Potential | F11 | Industrial | Primary Metals | New | Space Heating | Natural Gas | HVAC - Demand Controlled Ventilation | A | Purchases (Cumulative) | Achievable Technical Potential | 0 | 0 | 29.4497 | 80.8451 | 154.1322 | 251.9565 | 364.5581 | 494.3142 | 641.0085 | 806.7559 | 986.6937 | 1182.9526 | 1395.3161 | 1626.3614 | 1870.0861 | 2129.2209 | 2403.754 | 2666.7631 | 2919.6672 | 3165.2698 | 3400.5282 | 3635.1603 | 0
F1_Industrial_Primary Metals_New_Space Heating_Natural Gas_Gas Boiler - Stack Economizer_A_Achievable Technical Potential | F1 | Industrial | Primary Metals | New | Space Heating | Natural Gas | Gas Boiler - Stack Economizer | A | Integrated Unit Energy Savings (kWh or therms) | Achievable Technical Potential | 0 | 0 | 27.6849 | 27.3533 | 27.1179 | 26.8991 | 26.7424 | 26.5698 | 26.3974 | 26.2155 | 26.0486 | 25.8715 | 25.6502 | 25.4455 | 25.234 | 25.0593 | 24.9079 | 24.7647 | 24.6777 | 24.6049 | 24.5628 | 24.5527 | 0
F2_Industrial_Primary Metals_New_Space Heating_Natural Gas_Gas Boiler - Stack Economizer_A_Achievable Technical Potential | F2 | Industrial | Primary Metals | New | Space Heating | Natural Gas | Gas Boiler - Stack Economizer | A | Integrated Unit Summer Peak Savings (kW) | Achievable Technical Potential | 0 | 0 | 0 | 0 | 0 | 0 | 0 | 0 | 0 | 0 | 0 | 0 | 0 | 0 | 0 | 0 | 0 | 0 | 0 | 0 | 0 | 0 | 0
F3_Industrial_Primary Metals_New_Space Heating_Natural Gas_Gas Boiler - Stack Economizer_A_Achievable Technical Potential | F3 | Industrial | Primary Metals | New | Space Heating | Natural Gas | Gas Boiler - Stack Economizer | A | Integrated Unit Winter Peak Savings (kW) | Achievable Technical Potential | 0 | 0 | 0 | 0 | 0 | 0 | 0 | 0 | 0 | 0 | 0 | 0 | 0 | 0 | 0 | 0 | 0 | 0 | 0 | 0 | 0 | 0 | 0
F4_Industrial_Primary Metals_New_Space Heating_Natural Gas_Gas Boiler - Stack Economizer_A_Achievable Technical Potential | F4 | Industrial | Primary Metals | New | Space Heating | Natural Gas | Gas Boiler - Stack Economizer | A | Incremental Energy Savings (MWh or mTherms) | Achievable Technical Potential | 0 | 0 | 0.00041655 | 0.00071825 | 0.0010154 | 0.0013444 | 0.0015385 | 0.0015853 | 0.0014245 | 0.0012787 | 0.0011035 | 0.0009563 | 0.00082074 | 0.00070865 | 0.00059306 | 0.00050095 | 0.00042201 | 0.00037261 | 0.00064799 | 0.00092128 | 0.0012276 | 0.0014125 | 0
F5_Industrial_Primary Metals_New_Space Heating_Natural Gas_Gas Boiler - Stack Economizer_A_Achievable Technical Potential | F5 | Industrial | Primary Metals | New | Space Heating | Natural Gas | Gas Boiler - Stack Economizer | A | Incremental Summer Peak Savings (MW) | Achievable Technical Potential | 0 | 0 | 0 | 0 | 0 | 0 | 0 | 0 | 0 | 0 | 0 | 0 | 0 | 0 | 0 | 0 | 0 | 0 | 0 | 0 | 0 | 0 | 0
F6_Industrial_Primary Metals_New_Space Heating_Natural Gas_Gas Boiler - Stack Economizer_A_Achievable Technical Potential | F6 | Industrial | Primary Metals | New | Space Heating | Natural Gas | Gas Boiler - Stack Economizer | A | Incremental Winter Peak Savings (MW) | Achievable Technical Potential | 0 | 0 | 0 | 0 | 0 | 0 | 0 | 0 | 0 | 0 | 0 | 0 | 0 | 0 | 0 | 0 | 0 | 0 | 0 | 0 | 0 | 0 | 0
F7_Industrial_Primary Metals_New_Space Heating_Natural Gas_Gas Boiler - Stack Economizer_A_Achievable Technical Potential | F7 | Industrial | Primary Metals | New | Space Heating | Natural Gas | Gas Boiler - Stack Economizer | A | Cumulative Energy Savings (MWh or mTherms) | Achievable Technical Potential | 0 | 0 | 0.00041655 | 0.0011298 | 0.0021355 | 0.0034626 | 0.0049809 | 0.006534 | 0.0079161 | 0.0091402 | 0.010185 | 0.011073 | 0.011799 | 0.012413 | 0.012903 | 0.013315 | 0.013656 | 0.013578 | 0.01353 | 0.01349 | 0.013467 | 0.013461 | 0
F8_Industrial_Primary Metals_New_Space Heating_Natural Gas_Gas Boiler - Stack Economizer_A_Achievable Technical Potential | F8 | Industrial | Primary Metals | New | Space Heating | Natural Gas | Gas Boiler - Stack Economizer | A | Cumulative Summer Peak Savings (MW) | Achievable Technical Potential | 0 | 0 | 0 | 0 | 0 | 0 | 0 | 0 | 0 | 0 | 0 | 0 | 0 | 0 | 0 | 0 | 0 | 0 | 0 | 0 | 0 | 0 | 0
F9_Industrial_Primary Metals_New_Space Heating_Natural Gas_Gas Boiler - Stack Economizer_A_Achievable Technical Potential | F9 | Industrial | Primary Metals | New | Space Heating | Natural Gas | Gas Boiler - Stack Economizer | A | Cumulative Winter Peak Savings (MW) | Achievable Technical Potential | 0 | 0 | 0 | 0 | 0 | 0 | 0 | 0 | 0 | 0 | 0 | 0 | 0 | 0 | 0 | 0 | 0 | 0 | 0 | 0 | 0 | 0 | 0
F10_Industrial_Primary Metals_New_Space Heating_Natural Gas_Gas Boiler - Stack Economizer_A_Achievable Technical Potential | F10 | Industrial | Primary Metals | New | Space Heating | Natural Gas | Gas Boiler - Stack Economizer | A | Purchases (Incremental) | Achievable Technical Potential | 0 | 0 | 0.015046 | 0.026258 | 0.037443 | 0.049979 | 0.057529 | 0.059664 | 0.053962 | 0.048777 | 0.042362 | 0.036964 | 0.031997 | 0.02785 | 0.023502 | 0.019991 | 0.016943 | 0.015046 | 0.026258 | 0.037443 | 0.049979 | 0.057529 | 0
F11_Industrial_Primary Metals_New_Space Heating_Natural Gas_Gas Boiler - Stack Economizer_A_Achievable Technical Potential | F11 | Industrial | Primary Metals | New | Space Heating | Natural Gas | Gas Boiler - Stack Economizer | A | Purchases (Cumulative) | Achievable Technical Potential | 0 | 0 | 0.015046 | 0.041304 | 0.078747 | 0.12873 | 0.18626 | 0.24592 | 0.29988 | 0.34866 | 0.39102 | 0.42798 | 0.45998 | 0.48783 | 0.51133 | 0.53132 | 0.54827 | 0.54827 | 0.54827 | 0.54827 | 0.54827 | 0.54827 | 0
F1_Industrial_Primary Metals_New_Process_Natural Gas_Gas Boiler - Stack Economizer_A_Achievable Technical Potential | F1 | Industrial | Primary Metals | New | Process | Natural Gas | Gas Boiler - Stack Economizer | A | Integrated Unit Energy Savings (kWh or therms) | Achievable Technical Potential | 0 | 0 | 36.623 | 36.5811 | 36.5421 | 36.5074 | 36.4585 | 36.426 | 36.4028 | 36.3897 | 36.3744 | 36.3664 | 36.3612 | 36.3618 | 36.3566 | 36.3565 | 36.3572 | 36.3639 | 36.3693 | 36.3787 | 36.3868 | 36.3941 | 0
F2_Industrial_Primary Metals_New_Process_Natural Gas_Gas Boiler - Stack Economizer_A_Achievable Technical Potential | F2 | Industrial | Primary Metals | New | Process | Natural Gas | Gas Boiler - Stack Economizer | A | Integrated Unit Summer Peak Savings (kW) | Achievable Technical Potential | 0 | 0 | 0 | 0 | 0 | 0 | 0 | 0 | 0 | 0 | 0 | 0 | 0 | 0 | 0 | 0 | 0 | 0 | 0 | 0 | 0 | 0 | 0
F3_Industrial_Primary Metals_New_Process_Natural Gas_Gas Boiler - Stack Economizer_A_Achievable Technical Potential | F3 | Industrial | Primary Metals | New | Process | Natural Gas | Gas Boiler - Stack Economizer | A | Integrated Unit Winter Peak Savings (kW) | Achievable Technical Potential | 0 | 0 | 0 | 0 | 0 | 0 | 0 | 0 | 0 | 0 | 0 | 0 | 0 | 0 | 0 | 0 | 0 | 0 | 0 | 0 | 0 | 0 | 0
F4_Industrial_Primary Metals_New_Process_Natural Gas_Gas Boiler - Stack Economizer_A_Achievable Technical Potential | F4 | Industrial | Primary Metals | New | Process | Natural Gas | Gas Boiler - Stack Economizer | A | Incremental Energy Savings (MWh or mTherms) | Achievable Technical Potential | 0 | 0 | 0.019958 | 0.034791 | 0.049557 | 0.066086 | 0.075967 | 0.078716 | 0.071148 | 0.064288 | 0.05581 | 0.048687 | 0.04214 | 0.036678 | 0.030948 | 0.026324 | 0.022311 | 0.019817 | 0.034589 | 0.049335 | 0.065868 | 0.075833 | 0
F5_Industrial_Primary Metals_New_Process_Natural Gas_Gas Boiler - Stack Economizer_A_Achievable Technical Potential | F5 | Industrial | Primary Metals | New | Process | Natural Gas | Gas Boiler - Stack Economizer | A | Incremental Summer Peak Savings (MW) | Achievable Technical Potential | 0 | 0 | 0 | 0 | 0 | 0 | 0 | 0 | 0 | 0 | 0 | 0 | 0 | 0 | 0 | 0 | 0 | 0 | 0 | 0 | 0 | 0 | 0
F6_Industrial_Primary Metals_New_Process_Natural Gas_Gas Boiler - Stack Economizer_A_Achievable Technical Potential | F6 | Industrial | Primary Metals | New | Process | Natural Gas | Gas Boiler - Stack Economizer | A | Incremental Winter Peak Savings (MW) | Achievable Technical Potential | 0 | 0 | 0 | 0 | 0 | 0 | 0 | 0 | 0 | 0 | 0 | 0 | 0 | 0 | 0 | 0 | 0 | 0 | 0 | 0 | 0 | 0 | 0
F7_Industrial_Primary Metals_New_Process_Natural Gas_Gas Boiler - Stack Economizer_A_Achievable Technical Potential | F7 | Industrial | Primary Metals | New | Process | Natural Gas | Gas Boiler - Stack Economizer | A | Cumulative Energy Savings (MWh or mTherms) | Achievable Technical Potential | 0 | 0 | 0.019958 | 0.054726 | 0.10422 | 0.17021 | 0.24595 | 0.32445 | 0.39539 | 0.45953 | 0.51515 | 0.56372 | 0.60578 | 0.64247 | 0.67333 | 0.69965 | 0.72197 | 0.72211 | 0.72221 | 0.7224 | 0.72256 | 0.72271 | 0
F8_Industrial_Primary Metals_New_Process_Natural Gas_Gas Boiler - Stack Economizer_A_Achievable Technical Potential | F8 | Industrial | Primary Metals | New | Process | Natural Gas | Gas Boiler - Stack Economizer | A | Cumulative Summer Peak Savings (MW) | Achievable Technical Potential | 0 | 0 | 0 | 0 | 0 | 0 | 0 | 0 | 0 | 0 | 0 | 0 | 0 | 0 | 0 | 0 | 0 | 0 | 0 | 0 | 0 | 0 | 0
F9_Industrial_Primary Metals_New_Process_Natural Gas_Gas Boiler - Stack Economizer_A_Achievable Technical Potential | F9 | Industrial | Primary Metals | New | Process | Natural Gas | Gas Boiler - Stack Economizer | A | Cumulative Winter Peak Savings (MW) | Achievable Technical Potential | 0 | 0 | 0 | 0 | 0 | 0 | 0 | 0 | 0 | 0 | 0 | 0 | 0 | 0 | 0 | 0 | 0 | 0 | 0 | 0 | 0 | 0 | 0
F10_Industrial_Primary Metals_New_Process_Natural Gas_Gas Boiler - Stack Economizer_A_Achievable Technical Potential | F10 | Industrial | Primary Metals | New | Process | Natural Gas | Gas Boiler - Stack Economizer | A | Purchases (Incremental) | Achievable Technical Potential | 0 | 0 | 0.54496 | 0.95105 | 1.3562 | 1.8102 | 2.0837 | 2.161 | 1.9545 | 1.7666 | 1.5343 | 1.3388 | 1.1589 | 1.0087 | 0.85124 | 0.72405 | 0.61366 | 0.54496 | 0.95105 | 1.3562 | 1.8102 | 2.0837 | 0
F11_Industrial_Primary Metals_New_Process_Natural Gas_Gas Boiler - Stack Economizer_A_Achievable Technical Potential | F11 | Industrial | Primary Metals | New | Process | Natural Gas | Gas Boiler - Stack Economizer | A | Purchases (Cumulative) | Achievable Technical Potential | 0 | 0 | 0.54496 | 1.496 | 2.8522 | 4.6624 | 6.746 | 8.907 | 10.8615 | 12.6281 | 14.1624 | 15.5012 | 16.6601 | 17.6688 | 18.5201 | 19.2441 | 19.8578 | 19.8578 | 19.8578 | 19.8578 | 19.8578 | 19.8578 | 0
F1_Industrial_Primary Metals_New_Space Heating_Natural Gas_Gas Furnace Tube Inserts_A_Achievable Technical Potential | F1 | Industrial | Primary Metals | New | Space Heating | Natural Gas | Gas Furnace Tube Inserts | A | Integrated Unit Energy Savings (kWh or therms) | Achievable Technical Potential | 0 | 0 | 0.077905 | 0.077051 | 0.076475 | 0.075955 | 0.075662 | 0.075327 | 0.075021 | 0.074709 | 0.074498 | 0.074274 | 0.073942 | 0.073642 | 0.073355 | 0.073112 | 0.072884 | 0.072585 | 0.072441 | 0.07224 | 0.072079 | 0.071976 | 0
F2_Industrial_Primary Metals_New_Space Heating_Natural Gas_Gas Furnace Tube Inserts_A_Achievable Technical Potential | F2 | Industrial | Primary Metals | New | Space Heating | Natural Gas | Gas Furnace Tube Inserts | A | Integrated Unit Summer Peak Savings (kW) | Achievable Technical Potential | 0 | 0 | 0 | 0 | 0 | 0 | 0 | 0 | 0 | 0 | 0 | 0 | 0 | 0 | 0 | 0 | 0 | 0 | 0 | 0 | 0 | 0 | 0
F3_Industrial_Primary Metals_New_Space Heating_Natural Gas_Gas Furnace Tube Inserts_A_Achievable Technical Potential | F3 | Industrial | Primary Metals | New | Space Heating | Natural Gas | Gas Furnace Tube Inserts | A | Integrated Unit Winter Peak Savings (kW) | Achievable Technical Potential | 0 | 0 | 0 | 0 | 0 | 0 | 0 | 0 | 0 | 0 | 0 | 0 | 0 | 0 | 0 | 0 | 0 | 0 | 0 | 0 | 0 | 0 | 0
F4_Industrial_Primary Metals_New_Space Heating_Natural Gas_Gas Furnace Tube Inserts_A_Achievable Technical Potential | F4 | Industrial | Primary Metals | New | Space Heating | Natural Gas | Gas Furnace Tube Inserts | A | Incremental Energy Savings (MWh or mTherms) | Achievable Technical Potential | 0 | 0 | 0 | 0 | 0 | 0 | 0 | 0 | 0 | 0 | 0 | 0 | 0 | 0 | 0 | 0 | 0 | 0 | 0 | 0 | 0 | 0 | 0
F5_Industrial_Primary Metals_New_Space Heating_Natural Gas_Gas Furnace Tube Inserts_A_Achievable Technical Potential | F5 | Industrial | Primary Metals | New | Space Heating | Natural Gas | Gas Furnace Tube Inserts | A | Incremental Summer Peak Savings (MW) | Achievable Technical Potential | 0 | 0 | 0 | 0 | 0 | 0 | 0 | 0 | 0 | 0 | 0 | 0 | 0 | 0 | 0 | 0 | 0 | 0 | 0 | 0 | 0 | 0 | 0
F6_Industrial_Primary Metals_New_Space Heating_Natural Gas_Gas Furnace Tube Inserts_A_Achievable Technical Potential | F6 | Industrial | Primary Metals | New | Space Heating | Natural Gas | Gas Furnace Tube Inserts | A | Incremental Winter Peak Savings (MW) | Achievable Technical Potential | 0 | 0 | 0 | 0 | 0 | 0 | 0 | 0 | 0 | 0 | 0 | 0 | 0 | 0 | 0 | 0 | 0 | 0 | 0 | 0 | 0 | 0 | 0
F7_Industrial_Primary Metals_New_Space Heating_Natural Gas_Gas Furnace Tube Inserts_A_Achievable Technical Potential | F7 | Industrial | Primary Metals | New | Space Heating | Natural Gas | Gas Furnace Tube Inserts | A | Cumulative Energy Savings (MWh or mTherms) | Achievable Technical Potential | 0 | 0 | 0 | 0 | 0 | 0 | 0 | 0 | 0 | 0 | 0 | 0 | 0 | 0 | 0 | 0 | 0 | 0 | 0 | 0 | 0 | 0 | 0
F8_Industrial_Primary Metals_New_Space Heating_Natural Gas_Gas Furnace Tube Inserts_A_Achievable Technical Potential | F8 | Industrial | Primary Metals | New | Space Heating | Natural Gas | Gas Furnace Tube Inserts | A | Cumulative Summer Peak Savings (MW) | Achievable Technical Potential | 0 | 0 | 0 | 0 | 0 | 0 | 0 | 0 | 0 | 0 | 0 | 0 | 0 | 0 | 0 | 0 | 0 | 0 | 0 | 0 | 0 | 0 | 0
F9_Industrial_Primary Metals_New_Space Heating_Natural Gas_Gas Furnace Tube Inserts_A_Achievable Technical Potential | F9 | Industrial | Primary Metals | New | Space Heating | Natural Gas | Gas Furnace Tube Inserts | A | Cumulative Winter Peak Savings (MW) | Achievable Technical Potential | 0 | 0 | 0 | 0 | 0 | 0 | 0 | 0 | 0 | 0 | 0 | 0 | 0 | 0 | 0 | 0 | 0 | 0 | 0 | 0 | 0 | 0 | 0
F10_Industrial_Primary Metals_New_Space Heating_Natural Gas_Gas Furnace Tube Inserts_A_Achievable Technical Potential | F10 | Industrial | Primary Metals | New | Space Heating | Natural Gas | Gas Furnace Tube Inserts | A | Purchases (Incremental) | Achievable Technical Potential | 0 | 0 | 0 | 0 | 0 | 0 | 0 | 0 | 0 | 0 | 0 | 0 | 0 | 0 | 0 | 0 | 0 | 0 | 0 | 0 | 0 | 0 | 0
F11_Industrial_Primary Metals_New_Space Heating_Natural Gas_Gas Furnace Tube Inserts_A_Achievable Technical Potential | F11 | Industrial | Primary Metals | New | Space Heating | Natural Gas | Gas Furnace Tube Inserts | A | Purchases (Cumulative) | Achievable Technical Potential | 0 | 0 | 0 | 0 | 0 | 0 | 0 | 0 | 0 | 0 | 0 | 0 | 0 | 0 | 0 | 0 | 0 | 0 | 0 | 0 | 0 | 0 | 0
F1_Industrial_Primary Metals_New_Space Heating_Natural Gas_Space Heating - Heat Recovery Ventilator_A_Achievable Technical Potential | F1 | Industrial | Primary Metals | New | Space Heating | Natural Gas | Space Heating - Heat Recovery Ventilator | A | Integrated Unit Energy Savings (kWh or therms) | Achievable Technical Potential | 0 | 0 | 0.012682 | 0.012529 | 0.01242 | 0.012319 | 0.012246 | 0.012166 | 0.012086 | 0.012002 | 0.011924 | 0.011843 | 0.011741 | 0.011647 | 0.01155 | 0.01147 | 0.011401 | 0.011336 | 0.011296 | 0.011263 | 0.011244 | 0.01124 | 0
F2_Industrial_Primary Metals_New_Space Heating_Natural Gas_Space Heating - Heat Recovery Ventilator_A_Achievable Technical Potential | F2 | Industrial | Primary Metals | New | Space Heating | Natural Gas | Space Heating - Heat Recovery Ventilator | A | Integrated Unit Summer Peak Savings (kW) | Achievable Technical Potential | 0 | 0 | 0 | 0 | 0 | 0 | 0 | 0 | 0 | 0 | 0 | 0 | 0 | 0 | 0 | 0 | 0 | 0 | 0 | 0 | 0 | 0 | 0
F3_Industrial_Primary Metals_New_Space Heating_Natural Gas_Space Heating - Heat Recovery Ventilator_A_Achievable Technical Potential | F3 | Industrial | Primary Metals | New | Space Heating | Natural Gas | Space Heating - Heat Recovery Ventilator | A | Integrated Unit Winter Peak Savings (kW) | Achievable Technical Potential | 0 | 0 | 0 | 0 | 0 | 0 | 0 | 0 | 0 | 0 | 0 | 0 | 0 | 0 | 0 | 0 | 0 | 0 | 0 | 0 | 0 | 0 | 0
F4_Industrial_Primary Metals_New_Space Heating_Natural Gas_Space Heating - Heat Recovery Ventilator_A_Achievable Technical Potential | F4 | Industrial | Primary Metals | New | Space Heating | Natural Gas | Space Heating - Heat Recovery Ventilator | A | Incremental Energy Savings (MWh or mTherms) | Achievable Technical Potential | 0 | 0 | 0.00091415 | 0.0015761 | 0.002228 | 0.0029497 | 0.0033751 | 0.0038639 | 0.0043396 | 0.0048691 | 0.005252 | 0.0056892 | 0.0061031 | 0.006587 | 0.0068905 | 0.0072755 | 0.0076613 | 0.0081149 | 0.008414 | 0.0087916 | 0.0091675 | 0.0095533 | 0
F5_Industrial_Primary Metals_New_Space Heating_Natural Gas_Space Heating - Heat Recovery Ventilator_A_Achievable Technical Potential | F5 | Industrial | Primary Metals | New | Space Heating | Natural Gas | Space Heating - Heat Recovery Ventilator | A | Incremental Summer Peak Savings (MW) | Achievable Technical Potential | 0 | 0 | 0 | 0 | 0 | 0 | 0 | 0 | 0 | 0 | 0 | 0 | 0 | 0 | 0 | 0 | 0 | 0 | 0 | 0 | 0 | 0 | 0
F6_Industrial_Primary Metals_New_Space Heating_Natural Gas_Space Heating - Heat Recovery Ventilator_A_Achievable Technical Potential | F6 | Industrial | Primary Metals | New | Space Heating | Natural Gas | Space Heating - Heat Recovery Ventilator | A | Incremental Winter Peak Savings (MW) | Achievable Technical Potential | 0 | 0 | 0 | 0 | 0 | 0 | 0 | 0 | 0 | 0 | 0 | 0 | 0 | 0 | 0 | 0 | 0 | 0 | 0 | 0 | 0 | 0 | 0
F7_Industrial_Primary Metals_New_Space Heating_Natural Gas_Space Heating - Heat Recovery Ventilator_A_Achievable Technical Potential | F7 | Industrial | Primary Metals | New | Space Heating | Natural Gas | Space Heating - Heat Recovery Ventilator | A | Cumulative Energy Savings (MWh or mTherms) | Achievable Technical Potential | 0 | 0 | 0.00091415 | 0.0024793 | 0.0046857 | 0.0075973 | 0.010927 | 0.01472 | 0.018963 | 0.0237 | 0.028799 | 0.034292 | 0.0401 | 0.046367 | 0.052871 | 0.05978 | 0.067081 | 0.073995 | 0.08073 | 0.087265 | 0.093594 | 0.10001 | 0
F8_Industrial_Primary Metals_New_Space Heating_Natural Gas_Space Heating - Heat Recovery Ventilator_A_Achievable Technical Potential | F8 | Industrial | Primary Metals | New | Space Heating | Natural Gas | Space Heating - Heat Recovery Ventilator | A | Cumulative Summer Peak Savings (MW) | Achievable Technical Potential | 0 | 0 | 0 | 0 | 0 | 0 | 0 | 0 | 0 | 0 | 0 | 0 | 0 | 0 | 0 | 0 | 0 | 0 | 0 | 0 | 0 | 0 | 0
F9_Industrial_Primary Metals_New_Space Heating_Natural Gas_Space Heating - Heat Recovery Ventilator_A_Achievable Technical Potential | F9 | Industrial | Primary Metals | New | Space Heating | Natural Gas | Space Heating - Heat Recovery Ventilator | A | Cumulative Winter Peak Savings (MW) | Achievable Technical Potential | 0 | 0 | 0 | 0 | 0 | 0 | 0 | 0 | 0 | 0 | 0 | 0 | 0 | 0 | 0 | 0 | 0 | 0 | 0 | 0 | 0 | 0 | 0
F10_Industrial_Primary Metals_New_Space Heating_Natural Gas_Space Heating - Heat Recovery Ventilator_A_Achievable Technical Potential | F10 | Industrial | Primary Metals | New | Space Heating | Natural Gas | Space Heating - Heat Recovery Ventilator | A | Purchases (Incremental) | Achievable Technical Potential | 0 | 0 | 72.0849 | 125.8018 | 179.3868 | 239.4471 | 275.6179 | 317.6074 | 359.0677 | 405.7041 | 440.4387 | 480.3882 | 519.8078 | 565.5357 | 596.5714 | 634.291 | 671.982 | 715.8594 | 744.8418 | 780.5549 | 815.2953 | 849.9331 | 0
F11_Industrial_Primary Metals_New_Space Heating_Natural Gas_Space Heating - Heat Recovery Ventilator_A_Achievable Technical Potential | F11 | Industrial | Primary Metals | New | Space Heating | Natural Gas | Space Heating - Heat Recovery Ventilator | A | Purchases (Cumulative) | Achievable Technical Potential | 0 | 0 | 72.0849 | 197.8867 | 377.2735 | 616.7206 | 892.3385 | 1209.9459 | 1569.0136 | 1974.7177 | 2415.1564 | 2895.5446 | 3415.3524 | 3980.8881 | 4577.4595 | 5211.7504 | 5883.7324 | 6527.5069 | 7146.5469 | 7747.715 | 8323.5631 | 8897.8783 | 0
F1_Industrial_Primary Metals_New_Space Heating_Natural Gas_Thermostat - Programmable_A_Achievable Technical Potential | F1 | Industrial | Primary Metals | New | Space Heating | Natural Gas | Thermostat - Programmable | A | Integrated Unit Energy Savings (kWh or therms) | Achievable Technical Potential | 0 | 0 | 0.0061338 | 0.0060593 | 0.0060061 | 0.0059567 | 0.0059206 | 0.0058813 | 0.0058421 | 0.0058009 | 0.005763 | 0.005723 | 0.0056732 | 0.0056274 | 0.0055799 | 0.0055407 | 0.0055067 | 0.0054749 | 0.0054553 | 0.005439 | 0.0054296 | 0.0054273 | 0
F2_Industrial_Primary Metals_New_Space Heating_Natural Gas_Thermostat - Programmable_A_Achievable Technical Potential | F2 | Industrial | Primary Metals | New | Space Heating | Natural Gas | Thermostat - Programmable | A | Integrated Unit Summer Peak Savings (kW) | Achievable Technical Potential | 0 | 0 | 0 | 0 | 0 | 0 | 0 | 0 | 0 | 0 | 0 | 0 | 0 | 0 | 0 | 0 | 0 | 0 | 0 | 0 | 0 | 0 | 0
F3_Industrial_Primary Metals_New_Space Heating_Natural Gas_Thermostat - Programmable_A_Achievable Technical Potential | F3 | Industrial | Primary Metals | New | Space Heating | Natural Gas | Thermostat - Programmable | A | Integrated Unit Winter Peak Savings (kW) | Achievable Technical Potential | 0 | 0 | 0 | 0 | 0 | 0 | 0 | 0 | 0 | 0 | 0 | 0 | 0 | 0 | 0 | 0 | 0 | 0 | 0 | 0 | 0 | 0 | 0
F4_Industrial_Primary Metals_New_Space Heating_Natural Gas_Thermostat - Programmable_A_Achievable Technical Potential | F4 | Industrial | Primary Metals | New | Space Heating | Natural Gas | Thermostat - Programmable | A | Incremental Energy Savings (MWh or mTherms) | Achievable Technical Potential | 0 | 0 | 0.0013265 | 0.0022868 | 0.0032322 | 0.0042789 | 0.0048955 | 0.0056038 | 0.0062931 | 0.0070604 | 0.0076147 | 0.0082477 | 0.008847 | 0.0095475 | 0.0099864 | 0.010543 | 0.011101 | 0.011758 | 0.01219 | 0.012736 | 0.01328 | 0.013838 | 0
F5_Industrial_Primary Metals_New_Space Heating_Natural Gas_Thermostat - Programmable_A_Achievable Technical Potential | F5 | Industrial | Primary Metals | New | Space Heating | Natural Gas | Thermostat - Programmable | A | Incremental Summer Peak Savings (MW) | Achievable Technical Potential | 0 | 0 | 0 | 0 | 0 | 0 | 0 | 0 | 0 | 0 | 0 | 0 | 0 | 0 | 0 | 0 | 0 | 0 | 0 | 0 | 0 | 0 | 0
F6_Industrial_Primary Metals_New_Space Heating_Natural Gas_Thermostat - Programmable_A_Achievable Technical Potential | F6 | Industrial | Primary Metals | New | Space Heating | Natural Gas | Thermostat - Programmable | A | Incremental Winter Peak Savings (MW) | Achievable Technical Potential | 0 | 0 | 0 | 0 | 0 | 0 | 0 | 0 | 0 | 0 | 0 | 0 | 0 | 0 | 0 | 0 | 0 | 0 | 0 | 0 | 0 | 0 | 0
F7_Industrial_Primary Metals_New_Space Heating_Natural Gas_Thermostat - Programmable_A_Achievable Technical Potential | F7 | Industrial | Primary Metals | New | Space Heating | Natural Gas | Thermostat - Programmable | A | Cumulative Energy Savings (MWh or mTherms) | Achievable Technical Potential | 0 | 0 | 0.0013265 | 0.0035971 | 0.0067978 | 0.011021 | 0.01585 | 0.021348 | 0.027499 | 0.034366 | 0.041755 | 0.049713 | 0.058128 | 0.065989 | 0.073312 | 0.080359 | 0.087012 | 0.09374 | 0.1004 | 0.10697 | 0.11346 | 0.12008 | 0
F8_Industrial_Primary Metals_New_Space Heating_Natural Gas_Thermostat - Programmable_A_Achievable Technical Potential | F8 | Industrial | Primary Metals | New | Space Heating | Natural Gas | Thermostat - Programmable | A | Cumulative Summer Peak Savings (MW) | Achievable Technical Potential | 0 | 0 | 0 | 0 | 0 | 0 | 0 | 0 | 0 | 0 | 0 | 0 | 0 | 0 | 0 | 0 | 0 | 0 | 0 | 0 | 0 | 0 | 0
F9_Industrial_Primary Metals_New_Space Heating_Natural Gas_Thermostat - Programmable_A_Achievable Technical Potential | F9 | Industrial | Primary Metals | New | Space Heating | Natural Gas | Thermostat - Programmable | A | Cumulative Winter Peak Savings (MW) | Achievable Technical Potential | 0 | 0 | 0 | 0 | 0 | 0 | 0 | 0 | 0 | 0 | 0 | 0 | 0 | 0 | 0 | 0 | 0 | 0 | 0 | 0 | 0 | 0 | 0
F10_Industrial_Primary Metals_New_Space Heating_Natural Gas_Thermostat - Programmable_A_Achievable Technical Potential | F10 | Industrial | Primary Metals | New | Space Heating | Natural Gas | Thermostat - Programmable | A | Purchases (Incremental) | Achievable Technical Potential | 0 | 0 | 216.2547 | 377.4054 | 538.1603 | 718.3414 | 826.8538 | 952.8222 | 1077.2031 | 1217.1123 | 1321.316 | 1441.1645 | 1559.4234 | 1696.6071 | 1789.7142 | 1902.8729 | 2015.9459 | 2147.5783 | 2234.5253 | 2341.6646 | 2445.8859 | 2549.7993 | 0
F11_Industrial_Primary Metals_New_Space Heating_Natural Gas_Thermostat - Programmable_A_Achievable Technical Potential | F11 | Industrial | Primary Metals | New | Space Heating | Natural Gas | Thermostat - Programmable | A | Purchases (Cumulative) | Achievable Technical Potential | 0 | 0 | 216.2547 | 593.6601 | 1131.8204 | 1850.1618 | 2677.0156 | 3629.8378 | 4707.0409 | 5924.1532 | 7245.4692 | 8686.6337 | 10246.0571 | 11726.4095 | 13138.7183 | 14503.4309 | 15801.0355 | 17121.76 | 18403.463 | 19667.9245 | 20896.698 | 22125.1814 | 0
F1_Industrial_Primary Metals_New_Space Heating_Natural Gas_ENERGY STAR Connected Thermostat_A_Achievable Technical Potential | F1 | Industrial | Primary Metals | New | Space Heating | Natural Gas | ENERGY STAR Connected Thermostat | A | Integrated Unit Energy Savings (kWh or therms) | Achievable Technical Potential | 0 | 0 | 0.014824 | 0.014641 | 0.014511 | 0.01439 | 0.0143 | 0.014203 | 0.014106 | 0.014005 | 0.013911 | 0.013812 | 0.01369 | 0.013579 | 0.013462 | 0.013367 | 0.013284 | 0.013207 | 0.013159 | 0.013119 | 0.013096 | 0.01309 | 0
F2_Industrial_Primary Metals_New_Space Heating_Natural Gas_ENERGY STAR Connected Thermostat_A_Achievable Technical Potential | F2 | Industrial | Primary Metals | New | Space Heating | Natural Gas | ENERGY STAR Connected Thermostat | A | Integrated Unit Summer Peak Savings (kW) | Achievable Technical Potential | 0 | 0 | 0 | 0 | 0 | 0 | 0 | 0 | 0 | 0 | 0 | 0 | 0 | 0 | 0 | 0 | 0 | 0 | 0 | 0 | 0 | 0 | 0
F3_Industrial_Primary Metals_New_Space Heating_Natural Gas_ENERGY STAR Connected Thermostat_A_Achievable Technical Potential | F3 | Industrial | Primary Metals | New | Space Heating | Natural Gas | ENERGY STAR Connected Thermostat | A | Integrated Unit Winter Peak Savings (kW) | Achievable Technical Potential | 0 | 0 | 0 | 0 | 0 | 0 | 0 | 0 | 0 | 0 | 0 | 0 | 0 | 0 | 0 | 0 | 0 | 0 | 0 | 0 | 0 | 0 | 0
F4_Industrial_Primary Metals_New_Space Heating_Natural Gas_ENERGY STAR Connected Thermostat_A_Achievable Technical Potential | F4 | Industrial | Primary Metals | New | Space Heating | Natural Gas | ENERGY STAR Connected Thermostat | A | Incremental Energy Savings (MWh or mTherms) | Achievable Technical Potential | 0 | 0 | 0.0032057 | 0.0055257 | 0.0078091 | 0.010337 | 0.011824 | 0.013533 | 0.015195 | 0.017046 | 0.018381 | 0.019906 | 0.021349 | 0.023038 | 0.024094 | 0.025435 | 0.02678 | 0.028363 | 0.029403 | 0.03072 | 0.034327 | 0.037211 | 0
F5_Industrial_Primary Metals_New_Space Heating_Natural Gas_ENERGY STAR Connected Thermostat_A_Achievable Technical Potential | F5 | Industrial | Primary Metals | New | Space Heating | Natural Gas | ENERGY STAR Connected Thermostat | A | Incremental Summer Peak Savings (MW) | Achievable Technical Potential | 0 | 0 | 0 | 0 | 0 | 0 | 0 | 0 | 0 | 0 | 0 | 0 | 0 | 0 | 0 | 0 | 0 | 0 | 0 | 0 | 0 | 0 | 0
F6_Industrial_Primary Metals_New_Space Heating_Natural Gas_ENERGY STAR Connected Thermostat_A_Achievable Technical Potential | F6 | Industrial | Primary Metals | New | Space Heating | Natural Gas | ENERGY STAR Connected Thermostat | A | Incremental Winter Peak Savings (MW) | Achievable Technical Potential | 0 | 0 | 0 | 0 | 0 | 0 | 0 | 0 | 0 | 0 | 0 | 0 | 0 | 0 | 0 | 0 | 0 | 0 | 0 | 0 | 0 | 0 | 0
F7_Industrial_Primary Metals_New_Space Heating_Natural Gas_ENERGY STAR Connected Thermostat_A_Achievable Technical Potential | F7 | Industrial | Primary Metals | New | Space Heating | Natural Gas | ENERGY STAR Connected Thermostat | A | Cumulative Energy Savings (MWh or mTherms) | Achievable Technical Potential | 0 | 0 | 0.0032057 | 0.0086919 | 0.016424 | 0.026623 | 0.038281 | 0.048482 | 0.058023 | 0.067116 | 0.075054 | 0.083007 | 0.090579 | 0.09825 | 0.10512 | 0.11214 | 0.11909 | 0.12331 | 0.12497 | 0.12477 | 0.12455 | 0.12449 | 0
F8_Industrial_Primary Metals_New_Space Heating_Natural Gas_ENERGY STAR Connected Thermostat_A_Achievable Technical Potential | F8 | Industrial | Primary Metals | New | Space Heating | Natural Gas | ENERGY STAR Connected Thermostat | A | Cumulative Summer Peak Savings (MW) | Achievable Technical Potential | 0 | 0 | 0 | 0 | 0 | 0 | 0 | 0 | 0 | 0 | 0 | 0 | 0 | 0 | 0 | 0 | 0 | 0 | 0 | 0 | 0 | 0 | 0
F9_Industrial_Primary Metals_New_Space Heating_Natural Gas_ENERGY STAR Connected Thermostat_A_Achievable Technical Potential | F9 | Industrial | Primary Metals | New | Space Heating | Natural Gas | ENERGY STAR Connected Thermostat | A | Cumulative Winter Peak Savings (MW) | Achievable Technical Potential | 0 | 0 | 0 | 0 | 0 | 0 | 0 | 0 | 0 | 0 | 0 | 0 | 0 | 0 | 0 | 0 | 0 | 0 | 0 | 0 | 0 | 0 | 0
F10_Industrial_Primary Metals_New_Space Heating_Natural Gas_ENERGY STAR Connected Thermostat_A_Achievable Technical Potential | F10 | Industrial | Primary Metals | New | Space Heating | Natural Gas | ENERGY STAR Connected Thermostat | A | Purchases (Incremental) | Achievable Technical Potential | 0 | 0 | 216.2547 | 377.4054 | 538.1603 | 718.3414 | 826.8538 | 952.8222 | 1077.2031 | 1217.1123 | 1321.316 | 1441.1645 | 1559.4234 | 1696.6071 | 1789.7142 | 1902.8729 | 2015.9459 | 2147.5783 | 2234.5253 | 2341.6646 | 2621.2143 | 2842.7997 | 0
F11_Industrial_Primary Metals_New_Space Heating_Natural Gas_ENERGY STAR Connected Thermostat_A_Achievable Technical Potential | F11 | Industrial | Primary Metals | New | Space Heating | Natural Gas | ENERGY STAR Connected Thermostat | A | Purchases (Cumulative) | Achievable Technical Potential | 0 | 0 | 216.2547 | 593.6601 | 1131.8204 | 1850.1618 | 2677.0156 | 3413.5831 | 4113.3807 | 4792.3328 | 5395.3074 | 6009.6181 | 6616.2193 | 7235.6234 | 7808.2252 | 8389.7822 | 8964.5636 | 9336.4637 | 9496.9765 | 9510.7666 | 9510.7666 | 9510.7666 | 0
F1_Industrial_Primary Metals_New_Space Heating_Natural Gas_Destratification Fans (HVLS)_A_Achievable Technical Potential | F1 | Industrial | Primary Metals | New | Space Heating | Natural Gas | Destratification Fans (HVLS) | A | Integrated Unit Energy Savings (kWh or therms) | Achievable Technical Potential | 0 | 0 | 0.014814 | 0.014626 | 0.014491 | 0.014365 | 0.014268 | 0.014167 | 0.014067 | 0.013963 | 0.013866 | 0.013765 | 0.01364 | 0.013526 | 0.013408 | 0.013311 | 0.013229 | 0.013154 | 0.013107 | 0.01307 | 0.013049 | 0.013045 | 0
F2_Industrial_Primary Metals_New_Space Heating_Natural Gas_Destratification Fans (HVLS)_A_Achievable Technical Potential | F2 | Industrial | Primary Metals | New | Space Heating | Natural Gas | Destratification Fans (HVLS) | A | Integrated Unit Summer Peak Savings (kW) | Achievable Technical Potential | 0 | 0 | 0 | 0 | 0 | 0 | 0 | 0 | 0 | 0 | 0 | 0 | 0 | 0 | 0 | 0 | 0 | 0 | 0 | 0 | 0 | 0 | 0
F3_Industrial_Primary Metals_New_Space Heating_Natural Gas_Destratification Fans (HVLS)_A_Achievable Technical Potential | F3 | Industrial | Primary Metals | New | Space Heating | Natural Gas | Destratification Fans (HVLS) | A | Integrated Unit Winter Peak Savings (kW) | Achievable Technical Potential | 0 | 0 | 0 | 0 | 0 | 0 | 0 | 0 | 0 | 0 | 0 | 0 | 0 | 0 | 0 | 0 | 0 | 0 | 0 | 0 | 0 | 0 | 0
F4_Industrial_Primary Metals_New_Space Heating_Natural Gas_Destratification Fans (HVLS)_A_Achievable Technical Potential | F4 | Industrial | Primary Metals | New | Space Heating | Natural Gas | Destratification Fans (HVLS) | A | Incremental Energy Savings (MWh or mTherms) | Achievable Technical Potential | 0 | 0 | 0.0032036 | 0.00552 | 0.0077983 | 0.010319 | 0.011798 | 0.013499 | 0.015153 | 0.016995 | 0.018321 | 0.019837 | 0.021271 | 0.022949 | 0.023996 | 0.02533 | 0.026668 | 0.028249 | 0.029288 | 0.030605 | 0.031916 | 0.033261 | 0
F5_Industrial_Primary Metals_New_Space Heating_Natural Gas_Destratification Fans (HVLS)_A_Achievable Technical Potential | F5 | Industrial | Primary Metals | New | Space Heating | Natural Gas | Destratification Fans (HVLS) | A | Incremental Summer Peak Savings (MW) | Achievable Technical Potential | 0 | 0 | 0 | 0 | 0 | 0 | 0 | 0 | 0 | 0 | 0 | 0 | 0 | 0 | 0 | 0 | 0 | 0 | 0 | 0 | 0 | 0 | 0
F6_Industrial_Primary Metals_New_Space Heating_Natural Gas_Destratification Fans (HVLS)_A_Achievable Technical Potential | F6 | Industrial | Primary Metals | New | Space Heating | Natural Gas | Destratification Fans (HVLS) | A | Incremental Winter Peak Savings (MW) | Achievable Technical Potential | 0 | 0 | 0 | 0 | 0 | 0 | 0 | 0 | 0 | 0 | 0 | 0 | 0 | 0 | 0 | 0 | 0 | 0 | 0 | 0 | 0 | 0 | 0
F7_Industrial_Primary Metals_New_Space Heating_Natural Gas_Destratification Fans (HVLS)_A_Achievable Technical Potential | F7 | Industrial | Primary Metals | New | Space Heating | Natural Gas | Destratification Fans (HVLS) | A | Cumulative Energy Savings (MWh or mTherms) | Achievable Technical Potential | 0 | 0 | 0.0032036 | 0.008683 | 0.016401 | 0.026577 | 0.038197 | 0.051424 | 0.066214 | 0.08272 | 0.10047 | 0.11957 | 0.13681 | 0.15351 | 0.16895 | 0.1835 | 0.19809 | 0.21268 | 0.2271 | 0.24115 | 0.25544 | 0.26982 | 0
F8_Industrial_Primary Metals_New_Space Heating_Natural Gas_Destratification Fans (HVLS)_A_Achievable Technical Potential | F8 | Industrial | Primary Metals | New | Space Heating | Natural Gas | Destratification Fans (HVLS) | A | Cumulative Summer Peak Savings (MW) | Achievable Technical Potential | 0 | 0 | 0 | 0 | 0 | 0 | 0 | 0 | 0 | 0 | 0 | 0 | 0 | 0 | 0 | 0 | 0 | 0 | 0 | 0 | 0 | 0 | 0
F9_Industrial_Primary Metals_New_Space Heating_Natural Gas_Destratification Fans (HVLS)_A_Achievable Technical Potential | F9 | Industrial | Primary Metals | New | Space Heating | Natural Gas | Destratification Fans (HVLS) | A | Cumulative Winter Peak Savings (MW) | Achievable Technical Potential | 0 | 0 | 0 | 0 | 0 | 0 | 0 | 0 | 0 | 0 | 0 | 0 | 0 | 0 | 0 | 0 | 0 | 0 | 0 | 0 | 0 | 0 | 0
F10_Industrial_Primary Metals_New_Space Heating_Natural Gas_Destratification Fans (HVLS)_A_Achievable Technical Potential | F10 | Industrial | Primary Metals | New | Space Heating | Natural Gas | Destratification Fans (HVLS) | A | Purchases (Incremental) | Achievable Technical Potential | 0 | 0 | 216.2547 | 377.4054 | 538.1603 | 718.3414 | 826.8538 | 952.8222 | 1077.2031 | 1217.1123 | 1321.316 | 1441.1645 | 1559.4234 | 1696.6071 | 1789.7142 | 1902.8729 | 2015.9459 | 2147.5783 | 2234.5253 | 2341.6646 | 2445.8859 | 2549.7993 | 0
F11_Industrial_Primary Metals_New_Space Heating_Natural Gas_Destratification Fans (HVLS)_A_Achievable Technical Potential | F11 | Industrial | Primary Metals | New | Space Heating | Natural Gas | Destratification Fans (HVLS) | A | Purchases (Cumulative) | Achievable Technical Potential | 0 | 0 | 216.2547 | 593.6601 | 1131.8204 | 1850.1618 | 2677.0156 | 3629.8378 | 4707.0409 | 5924.1532 | 7245.4692 | 8686.6337 | 10029.8024 | 11349.0041 | 12600.558 | 13785.0895 | 14974.1817 | 16168.9378 | 17326.26 | 18450.8122 | 19575.3821 | 20684.0169 | 0
F1_Industrial_Primary Metals_New_Space Heating_Natural Gas_Gas Boiler - Insulate Steam Lines/Condensate Tank_A_Achievable Technical Potential | F1 | Industrial | Primary Metals | New | Space Heating | Natural Gas | Gas Boiler - Insulate Steam Lines/Condensate Tank | A | Integrated Unit Energy Savings (kWh or therms) | Achievable Technical Potential | 0 | 0 | 301.2083 | 297.6085 | 295.0562 | 292.6825 | 290.9872 | 289.1176 | 287.2496 | 285.278 | 283.4702 | 281.5517 | 279.1506 | 276.9299 | 274.6374 | 272.7428 | 271.1026 | 269.5505 | 268.6122 | 267.8274 | 267.3776 | 267.2749 | 0
F2_Industrial_Primary Metals_New_Space Heating_Natural Gas_Gas Boiler - Insulate Steam Lines/Condensate Tank_A_Achievable Technical Potential | F2 | Industrial | Primary Metals | New | Space Heating | Natural Gas | Gas Boiler - Insulate Steam Lines/Condensate Tank | A | Integrated Unit Summer Peak Savings (kW) | Achievable Technical Potential | 0 | 0 | 0 | 0 | 0 | 0 | 0 | 0 | 0 | 0 | 0 | 0 | 0 | 0 | 0 | 0 | 0 | 0 | 0 | 0 | 0 | 0 | 0
F3_Industrial_Primary Metals_New_Space Heating_Natural Gas_Gas Boiler - Insulate Steam Lines/Condensate Tank_A_Achievable Technical Potential | F3 | Industrial | Primary Metals | New | Space Heating | Natural Gas | Gas Boiler - Insulate Steam Lines/Condensate Tank | A | Integrated Unit Winter Peak Savings (kW) | Achievable Technical Potential | 0 | 0 | 0 | 0 | 0 | 0 | 0 | 0 | 0 | 0 | 0 | 0 | 0 | 0 | 0 | 0 | 0 | 0 | 0 | 0 | 0 | 0 | 0
F4_Industrial_Primary Metals_New_Space Heating_Natural Gas_Gas Boiler - Insulate Steam Lines/Condensate Tank_A_Achievable Technical Potential | F4 | Industrial | Primary Metals | New | Space Heating | Natural Gas | Gas Boiler - Insulate Steam Lines/Condensate Tank | A | Incremental Energy Savings (MWh or mTherms) | Achievable Technical Potential | 0 | 0 | 0.00025897 | 0.00044655 | 0.0006313 | 0.00083589 | 0.00095659 | 0.0010952 | 0.0012302 | 0.0013804 | 0.0014891 | 0.0016132 | 0.0017307 | 0.001868 | 0.0019542 | 0.0020634 | 0.0021729 | 0.0023015 | 0.0023863 | 0.0024935 | 0.0026001 | 0.0027095 | 0
F5_Industrial_Primary Metals_New_Space Heating_Natural Gas_Gas Boiler - Insulate Steam Lines/Condensate Tank_A_Achievable Technical Potential | F5 | Industrial | Primary Metals | New | Space Heating | Natural Gas | Gas Boiler - Insulate Steam Lines/Condensate Tank | A | Incremental Summer Peak Savings (MW) | Achievable Technical Potential | 0 | 0 | 0 | 0 | 0 | 0 | 0 | 0 | 0 | 0 | 0 | 0 | 0 | 0 | 0 | 0 | 0 | 0 | 0 | 0 | 0 | 0 | 0
F6_Industrial_Primary Metals_New_Space Heating_Natural Gas_Gas Boiler - Insulate Steam Lines/Condensate Tank_A_Achievable Technical Potential | F6 | Industrial | Primary Metals | New | Space Heating | Natural Gas | Gas Boiler - Insulate Steam Lines/Condensate Tank | A | Incremental Winter Peak Savings (MW) | Achievable Technical Potential | 0 | 0 | 0 | 0 | 0 | 0 | 0 | 0 | 0 | 0 | 0 | 0 | 0 | 0 | 0 | 0 | 0 | 0 | 0 | 0 | 0 | 0 | 0
F7_Industrial_Primary Metals_New_Space Heating_Natural Gas_Gas Boiler - Insulate Steam Lines/Condensate Tank_A_Achievable Technical Potential | F7 | Industrial | Primary Metals | New | Space Heating | Natural Gas | Gas Boiler - Insulate Steam Lines/Condensate Tank | A | Cumulative Energy Savings (MWh or mTherms) | Achievable Technical Potential | 0 | 0 | 0.00025897 | 0.00070243 | 0.0013277 | 0.0021529 | 0.003097 | 0.0041724 | 0.0053756 | 0.0067192 | 0.0081657 | 0.0097237 | 0.011371 | 0.013149 | 0.014994 | 0.016954 | 0.019025 | 0.021218 | 0.02353 | 0.025955 | 0.028511 | 0.03121 | 0
F8_Industrial_Primary Metals_New_Space Heating_Natural Gas_Gas Boiler - Insulate Steam Lines/Condensate Tank_A_Achievable Technical Potential | F8 | Industrial | Primary Metals | New | Space Heating | Natural Gas | Gas Boiler - Insulate Steam Lines/Condensate Tank | A | Cumulative Summer Peak Savings (MW) | Achievable Technical Potential | 0 | 0 | 0 | 0 | 0 | 0 | 0 | 0 | 0 | 0 | 0 | 0 | 0 | 0 | 0 | 0 | 0 | 0 | 0 | 0 | 0 | 0 | 0
F9_Industrial_Primary Metals_New_Space Heating_Natural Gas_Gas Boiler - Insulate Steam Lines/Condensate Tank_A_Achievable Technical Potential | F9 | Industrial | Primary Metals | New | Space Heating | Natural Gas | Gas Boiler - Insulate Steam Lines/Condensate Tank | A | Cumulative Winter Peak Savings (MW) | Achievable Technical Potential | 0 | 0 | 0 | 0 | 0 | 0 | 0 | 0 | 0 | 0 | 0 | 0 | 0 | 0 | 0 | 0 | 0 | 0 | 0 | 0 | 0 | 0 | 0
F10_Industrial_Primary Metals_New_Space Heating_Natural Gas_Gas Boiler - Insulate Steam Lines/Condensate Tank_A_Achievable Technical Potential | F10 | Industrial | Primary Metals | New | Space Heating | Natural Gas | Gas Boiler - Insulate Steam Lines/Condensate Tank | A | Purchases (Incremental) | Achievable Technical Potential | 0 | 0 | 0.00085978 | 0.0015005 | 0.0021396 | 0.002856 | 0.0032874 | 0.0037882 | 0.0042827 | 0.004839 | 0.0052532 | 0.0057297 | 0.0061999 | 0.0067453 | 0.0071155 | 0.0075654 | 0.0080149 | 0.0085383 | 0.008884 | 0.0093099 | 0.0097243 | 0.010137 | 0
F11_Industrial_Primary Metals_New_Space Heating_Natural Gas_Gas Boiler - Insulate Steam Lines/Condensate Tank_A_Achievable Technical Potential | F11 | Industrial | Primary Metals | New | Space Heating | Natural Gas | Gas Boiler - Insulate Steam Lines/Condensate Tank | A | Purchases (Cumulative) | Achievable Technical Potential | 0 | 0 | 0.00085978 | 0.0023603 | 0.0044999 | 0.0073558 | 0.010643 | 0.014431 | 0.018714 | 0.023553 | 0.028806 | 0.034536 | 0.040736 | 0.047481 | 0.054597 | 0.062162 | 0.070177 | 0.078715 | 0.087599 | 0.096909 | 0.10663 | 0.11677 | 0
F1_Industrial_Primary Metals_New_Process_Natural Gas_Gas Boiler - Insulate Steam Lines/Condensate Tank_A_Achievable Technical Potential | F1 | Industrial | Primary Metals | New | Process | Natural Gas | Gas Boiler - Insulate Steam Lines/Condensate Tank | A | Integrated Unit Energy Savings (kWh or therms) | Achievable Technical Potential | 0 | 0 | 302.996 | 302.6612 | 302.3496 | 302.0722 | 301.6814 | 301.424 | 301.2435 | 301.1458 | 301.0322 | 300.9773 | 300.9455 | 300.9603 | 300.93 | 300.9402 | 300.9572 | 301.0228 | 301.0805 | 301.1696 | 301.2486 | 301.3199 | 0
F2_Industrial_Primary Metals_New_Process_Natural Gas_Gas Boiler - Insulate Steam Lines/Condensate Tank_A_Achievable Technical Potential | F2 | Industrial | Primary Metals | New | Process | Natural Gas | Gas Boiler - Insulate Steam Lines/Condensate Tank | A | Integrated Unit Summer Peak Savings (kW) | Achievable Technical Potential | 0 | 0 | 0 | 0 | 0 | 0 | 0 | 0 | 0 | 0 | 0 | 0 | 0 | 0 | 0 | 0 | 0 | 0 | 0 | 0 | 0 | 0 | 0
F3_Industrial_Primary Metals_New_Process_Natural Gas_Gas Boiler - Insulate Steam Lines/Condensate Tank_A_Achievable Technical Potential | F3 | Industrial | Primary Metals | New | Process | Natural Gas | Gas Boiler - Insulate Steam Lines/Condensate Tank | A | Integrated Unit Winter Peak Savings (kW) | Achievable Technical Potential | 0 | 0 | 0 | 0 | 0 | 0 | 0 | 0 | 0 | 0 | 0 | 0 | 0 | 0 | 0 | 0 | 0 | 0 | 0 | 0 | 0 | 0 | 0
F4_Industrial_Primary Metals_New_Process_Natural Gas_Gas Boiler - Insulate Steam Lines/Condensate Tank_A_Achievable Technical Potential | F4 | Industrial | Primary Metals | New | Process | Natural Gas | Gas Boiler - Insulate Steam Lines/Condensate Tank | A | Incremental Energy Savings (MWh or mTherms) | Achievable Technical Potential | 0 | 0 | 0.0094355 | 0.016448 | 0.02343 | 0.031247 | 0.03592 | 0.041357 | 0.046728 | 0.05278 | 0.057277 | 0.062461 | 0.067579 | 0.073528 | 0.077555 | 0.082461 | 0.087366 | 0.093091 | 0.096879 | 0.10155 | 0.1061 | 0.11064 | 0
F5_Industrial_Primary Metals_New_Process_Natural Gas_Gas Boiler - Insulate Steam Lines/Condensate Tank_A_Achievable Technical Potential | F5 | Industrial | Primary Metals | New | Process | Natural Gas | Gas Boiler - Insulate Steam Lines/Condensate Tank | A | Incremental Summer Peak Savings (MW) | Achievable Technical Potential | 0 | 0 | 0 | 0 | 0 | 0 | 0 | 0 | 0 | 0 | 0 | 0 | 0 | 0 | 0 | 0 | 0 | 0 | 0 | 0 | 0 | 0 | 0
F6_Industrial_Primary Metals_New_Process_Natural Gas_Gas Boiler - Insulate Steam Lines/Condensate Tank_A_Achievable Technical Potential | F6 | Industrial | Primary Metals | New | Process | Natural Gas | Gas Boiler - Insulate Steam Lines/Condensate Tank | A | Incremental Winter Peak Savings (MW) | Achievable Technical Potential | 0 | 0 | 0 | 0 | 0 | 0 | 0 | 0 | 0 | 0 | 0 | 0 | 0 | 0 | 0 | 0 | 0 | 0 | 0 | 0 | 0 | 0 | 0
F7_Industrial_Primary Metals_New_Process_Natural Gas_Gas Boiler - Insulate Steam Lines/Condensate Tank_A_Achievable Technical Potential | F7 | Industrial | Primary Metals | New | Process | Natural Gas | Gas Boiler - Insulate Steam Lines/Condensate Tank | A | Cumulative Energy Savings (MWh or mTherms) | Achievable Technical Potential | 0 | 0 | 0.0094355 | 0.025873 | 0.049277 | 0.080479 | 0.11629 | 0.15755 | 0.20419 | 0.2569 | 0.31408 | 0.37648 | 0.44402 | 0.51757 | 0.59507 | 0.67756 | 0.76496 | 0.85822 | 0.95526 | 1.0571 | 1.1635 | 1.2744 | 0
F8_Industrial_Primary Metals_New_Process_Natural Gas_Gas Boiler - Insulate Steam Lines/Condensate Tank_A_Achievable Technical Potential | F8 | Industrial | Primary Metals | New | Process | Natural Gas | Gas Boiler - Insulate Steam Lines/Condensate Tank | A | Cumulative Summer Peak Savings (MW) | Achievable Technical Potential | 0 | 0 | 0 | 0 | 0 | 0 | 0 | 0 | 0 | 0 | 0 | 0 | 0 | 0 | 0 | 0 | 0 | 0 | 0 | 0 | 0 | 0 | 0
F9_Industrial_Primary Metals_New_Process_Natural Gas_Gas Boiler - Insulate Steam Lines/Condensate Tank_A_Achievable Technical Potential | F9 | Industrial | Primary Metals | New | Process | Natural Gas | Gas Boiler - Insulate Steam Lines/Condensate Tank | A | Cumulative Winter Peak Savings (MW) | Achievable Technical Potential | 0 | 0 | 0 | 0 | 0 | 0 | 0 | 0 | 0 | 0 | 0 | 0 | 0 | 0 | 0 | 0 | 0 | 0 | 0 | 0 | 0 | 0 | 0
F10_Industrial_Primary Metals_New_Process_Natural Gas_Gas Boiler - Insulate Steam Lines/Condensate Tank_A_Achievable Technical Potential | F10 | Industrial | Primary Metals | New | Process | Natural Gas | Gas Boiler - Insulate Steam Lines/Condensate Tank | A | Purchases (Incremental) | Achievable Technical Potential | 0 | 0 | 0.031141 | 0.054346 | 0.077495 | 0.10344 | 0.11907 | 0.13721 | 0.15512 | 0.17526 | 0.19027 | 0.20753 | 0.22456 | 0.24431 | 0.25772 | 0.27401 | 0.29029 | 0.30925 | 0.32177 | 0.3372 | 0.35221 | 0.36717 | 0
F11_Industrial_Primary Metals_New_Process_Natural Gas_Gas Boiler - Insulate Steam Lines/Condensate Tank_A_Achievable Technical Potential | F11 | Industrial | Primary Metals | New | Process | Natural Gas | Gas Boiler - Insulate Steam Lines/Condensate Tank | A | Purchases (Cumulative) | Achievable Technical Potential | 0 | 0 | 0.031141 | 0.085487 | 0.16298 | 0.26642 | 0.38549 | 0.52269 | 0.67781 | 0.85307 | 1.0433 | 1.2509 | 1.4754 | 1.7197 | 1.9775 | 2.2515 | 2.5418 | 2.851 | 3.1728 | 3.51 | 3.8622 | 4.2294 | 0
F1_Industrial_Primary Metals_New_Space Heating_Natural Gas_Gas Boiler - Insulate Hot Water Lines_A_Achievable Technical Potential | F1 | Industrial | Primary Metals | New | Space Heating | Natural Gas | Gas Boiler - Insulate Hot Water Lines | A | Integrated Unit Energy Savings (kWh or therms) | Achievable Technical Potential | 0 | 0 | 340.5245 | 336.5353 | 333.7808 | 331.2968 | 329.7135 | 328.0474 | 326.534 | 325.0446 | 323.9672 | 322.8731 | 321.3273 | 319.9555 | 318.6053 | 317.482 | 316.4278 | 315.1284 | 314.478 | 313.6259 | 312.9458 | 312.5193 | 0
F2_Industrial_Primary Metals_New_Space Heating_Natural Gas_Gas Boiler - Insulate Hot Water Lines_A_Achievable Technical Potential | F2 | Industrial | Primary Metals | New | Space Heating | Natural Gas | Gas Boiler - Insulate Hot Water Lines | A | Integrated Unit Summer Peak Savings (kW) | Achievable Technical Potential | 0 | 0 | 0 | 0 | 0 | 0 | 0 | 0 | 0 | 0 | 0 | 0 | 0 | 0 | 0 | 0 | 0 | 0 | 0 | 0 | 0 | 0 | 0
F3_Industrial_Primary Metals_New_Space Heating_Natural Gas_Gas Boiler - Insulate Hot Water Lines_A_Achievable Technical Potential | F3 | Industrial | Primary Metals | New | Space Heating | Natural Gas | Gas Boiler - Insulate Hot Water Lines | A | Integrated Unit Winter Peak Savings (kW) | Achievable Technical Potential | 0 | 0 | 0 | 0 | 0 | 0 | 0 | 0 | 0 | 0 | 0 | 0 | 0 | 0 | 0 | 0 | 0 | 0 | 0 | 0 | 0 | 0 | 0
F4_Industrial_Primary Metals_New_Space Heating_Natural Gas_Gas Boiler - Insulate Hot Water Lines_A_Achievable Technical Potential | F4 | Industrial | Primary Metals | New | Space Heating | Natural Gas | Gas Boiler - Insulate Hot Water Lines | A | Incremental Energy Savings (MWh or mTherms) | Achievable Technical Potential | 0 | 0 | 0.00029278 | 0.00050496 | 0.00071416 | 0.00094617 | 0.0010839 | 0.0012427 | 0.0013985 | 0.0015729 | 0.0017019 | 0.00185 | 0.0019922 | 0.0021582 | 0.002267 | 0.0024019 | 0.0025361 | 0.0026907 | 0.0027938 | 0.0029198 | 0.0030432 | 0.0031681 | 0
F5_Industrial_Primary Metals_New_Space Heating_Natural Gas_Gas Boiler - Insulate Hot Water Lines_A_Achievable Technical Potential | F5 | Industrial | Primary Metals | New | Space Heating | Natural Gas | Gas Boiler - Insulate Hot Water Lines | A | Incremental Summer Peak Savings (MW) | Achievable Technical Potential | 0 | 0 | 0 | 0 | 0 | 0 | 0 | 0 | 0 | 0 | 0 | 0 | 0 | 0 | 0 | 0 | 0 | 0 | 0 | 0 | 0 | 0 | 0
F6_Industrial_Primary Metals_New_Space Heating_Natural Gas_Gas Boiler - Insulate Hot Water Lines_A_Achievable Technical Potential | F6 | Industrial | Primary Metals | New | Space Heating | Natural Gas | Gas Boiler - Insulate Hot Water Lines | A | Incremental Winter Peak Savings (MW) | Achievable Technical Potential | 0 | 0 | 0 | 0 | 0 | 0 | 0 | 0 | 0 | 0 | 0 | 0 | 0 | 0 | 0 | 0 | 0 | 0 | 0 | 0 | 0 | 0 | 0
F7_Industrial_Primary Metals_New_Space Heating_Natural Gas_Gas Boiler - Insulate Hot Water Lines_A_Achievable Technical Potential | F7 | Industrial | Primary Metals | New | Space Heating | Natural Gas | Gas Boiler - Insulate Hot Water Lines | A | Cumulative Energy Savings (MWh or mTherms) | Achievable Technical Potential | 0 | 0 | 0.00029278 | 0.00079431 | 0.001502 | 0.002437 | 0.0035092 | 0.0047342 | 0.0061108 | 0.0076558 | 0.0093323 | 0.011151 | 0.01309 | 0.015192 | 0.017395 | 0.019735 | 0.022206 | 0.024805 | 0.027548 | 0.030393 | 0.033371 | 0.036493 | 0
F8_Industrial_Primary Metals_New_Space Heating_Natural Gas_Gas Boiler - Insulate Hot Water Lines_A_Achievable Technical Potential | F8 | Industrial | Primary Metals | New | Space Heating | Natural Gas | Gas Boiler - Insulate Hot Water Lines | A | Cumulative Summer Peak Savings (MW) | Achievable Technical Potential | 0 | 0 | 0 | 0 | 0 | 0 | 0 | 0 | 0 | 0 | 0 | 0 | 0 | 0 | 0 | 0 | 0 | 0 | 0 | 0 | 0 | 0 | 0
F9_Industrial_Primary Metals_New_Space Heating_Natural Gas_Gas Boiler - Insulate Hot Water Lines_A_Achievable Technical Potential | F9 | Industrial | Primary Metals | New | Space Heating | Natural Gas | Gas Boiler - Insulate Hot Water Lines | A | Cumulative Winter Peak Savings (MW) | Achievable Technical Potential | 0 | 0 | 0 | 0 | 0 | 0 | 0 | 0 | 0 | 0 | 0 | 0 | 0 | 0 | 0 | 0 | 0 | 0 | 0 | 0 | 0 | 0 | 0
F10_Industrial_Primary Metals_New_Space Heating_Natural Gas_Gas Boiler - Insulate Hot Water Lines_A_Achievable Technical Potential | F10 | Industrial | Primary Metals | New | Space Heating | Natural Gas | Gas Boiler - Insulate Hot Water Lines | A | Purchases (Incremental) | Achievable Technical Potential | 0 | 0 | 0.00085978 | 0.0015005 | 0.0021396 | 0.002856 | 0.0032874 | 0.0037882 | 0.0042827 | 0.004839 | 0.0052532 | 0.0057297 | 0.0061999 | 0.0067453 | 0.0071155 | 0.0075654 | 0.0080149 | 0.0085383 | 0.008884 | 0.0093099 | 0.0097243 | 0.010137 | 0
F11_Industrial_Primary Metals_New_Space Heating_Natural Gas_Gas Boiler - Insulate Hot Water Lines_A_Achievable Technical Potential | F11 | Industrial | Primary Metals | New | Space Heating | Natural Gas | Gas Boiler - Insulate Hot Water Lines | A | Purchases (Cumulative) | Achievable Technical Potential | 0 | 0 | 0.00085978 | 0.0023603 | 0.0044999 | 0.0073558 | 0.010643 | 0.014431 | 0.018714 | 0.023553 | 0.028806 | 0.034536 | 0.040736 | 0.047481 | 0.054597 | 0.062162 | 0.070177 | 0.078715 | 0.087599 | 0.096909 | 0.10663 | 0.11677 | 0
F1_Industrial_Primary Metals_New_Process_Natural Gas_Gas Boiler - Insulate Hot Water Lines_A_Achievable Technical Potential | F1 | Industrial | Primary Metals | New | Process | Natural Gas | Gas Boiler - Insulate Hot Water Lines | A | Integrated Unit Energy Savings (kWh or therms) | Achievable Technical Potential | 0 | 0 | 342.5074 | 342.1442 | 341.806 | 341.5049 | 341.0808 | 340.8049 | 340.6157 | 340.5184 | 340.4062 | 340.3586 | 340.337 | 340.3661 | 340.3487 | 340.3746 | 340.4081 | 340.4946 | 340.5769 | 340.6922 | 340.7963 | 340.8916 | 0
F2_Industrial_Primary Metals_New_Process_Natural Gas_Gas Boiler - Insulate Hot Water Lines_A_Achievable Technical Potential | F2 | Industrial | Primary Metals | New | Process | Natural Gas | Gas Boiler - Insulate Hot Water Lines | A | Integrated Unit Summer Peak Savings (kW) | Achievable Technical Potential | 0 | 0 | 0 | 0 | 0 | 0 | 0 | 0 | 0 | 0 | 0 | 0 | 0 | 0 | 0 | 0 | 0 | 0 | 0 | 0 | 0 | 0 | 0
F3_Industrial_Primary Metals_New_Process_Natural Gas_Gas Boiler - Insulate Hot Water Lines_A_Achievable Technical Potential | F3 | Industrial | Primary Metals | New | Process | Natural Gas | Gas Boiler - Insulate Hot Water Lines | A | Integrated Unit Winter Peak Savings (kW) | Achievable Technical Potential | 0 | 0 | 0 | 0 | 0 | 0 | 0 | 0 | 0 | 0 | 0 | 0 | 0 | 0 | 0 | 0 | 0 | 0 | 0 | 0 | 0 | 0 | 0
F4_Industrial_Primary Metals_New_Process_Natural Gas_Gas Boiler - Insulate Hot Water Lines_A_Achievable Technical Potential | F4 | Industrial | Primary Metals | New | Process | Natural Gas | Gas Boiler - Insulate Hot Water Lines | A | Incremental Energy Savings (MWh or mTherms) | Achievable Technical Potential | 0 | 0 | 0.010666 | 0.018594 | 0.026488 | 0.035325 | 0.040611 | 0.04676 | 0.052835 | 0.05968 | 0.064769 | 0.070633 | 0.076425 | 0.083155 | 0.087714 | 0.093267 | 0.098819 | 0.1053 | 0.10959 | 0.11488 | 0.12003 | 0.12516 | 0
F5_Industrial_Primary Metals_New_Process_Natural Gas_Gas Boiler - Insulate Hot Water Lines_A_Achievable Technical Potential | F5 | Industrial | Primary Metals | New | Process | Natural Gas | Gas Boiler - Insulate Hot Water Lines | A | Incremental Summer Peak Savings (MW) | Achievable Technical Potential | 0 | 0 | 0 | 0 | 0 | 0 | 0 | 0 | 0 | 0 | 0 | 0 | 0 | 0 | 0 | 0 | 0 | 0 | 0 | 0 | 0 | 0 | 0
F6_Industrial_Primary Metals_New_Process_Natural Gas_Gas Boiler - Insulate Hot Water Lines_A_Achievable Technical Potential | F6 | Industrial | Primary Metals | New | Process | Natural Gas | Gas Boiler - Insulate Hot Water Lines | A | Incremental Winter Peak Savings (MW) | Achievable Technical Potential | 0 | 0 | 0 | 0 | 0 | 0 | 0 | 0 | 0 | 0 | 0 | 0 | 0 | 0 | 0 | 0 | 0 | 0 | 0 | 0 | 0 | 0 | 0
F7_Industrial_Primary Metals_New_Process_Natural Gas_Gas Boiler - Insulate Hot Water Lines_A_Achievable Technical Potential | F7 | Industrial | Primary Metals | New | Process | Natural Gas | Gas Boiler - Insulate Hot Water Lines | A | Cumulative Energy Savings (MWh or mTherms) | Achievable Technical Potential | 0 | 0 | 0.010666 | 0.029249 | 0.055708 | 0.090984 | 0.13148 | 0.17814 | 0.23087 | 0.29049 | 0.35516 | 0.42574 | 0.50214 | 0.58534 | 0.67302 | 0.76634 | 0.86524 | 0.97075 | 1.0806 | 1.1958 | 1.3162 | 1.4418 | 0
F8_Industrial_Primary Metals_New_Process_Natural Gas_Gas Boiler - Insulate Hot Water Lines_A_Achievable Technical Potential | F8 | Industrial | Primary Metals | New | Process | Natural Gas | Gas Boiler - Insulate Hot Water Lines | A | Cumulative Summer Peak Savings (MW) | Achievable Technical Potential | 0 | 0 | 0 | 0 | 0 | 0 | 0 | 0 | 0 | 0 | 0 | 0 | 0 | 0 | 0 | 0 | 0 | 0 | 0 | 0 | 0 | 0 | 0
F9_Industrial_Primary Metals_New_Process_Natural Gas_Gas Boiler - Insulate Hot Water Lines_A_Achievable Technical Potential | F9 | Industrial | Primary Metals | New | Process | Natural Gas | Gas Boiler - Insulate Hot Water Lines | A | Cumulative Winter Peak Savings (MW) | Achievable Technical Potential | 0 | 0 | 0 | 0 | 0 | 0 | 0 | 0 | 0 | 0 | 0 | 0 | 0 | 0 | 0 | 0 | 0 | 0 | 0 | 0 | 0 | 0 | 0
F10_Industrial_Primary Metals_New_Process_Natural Gas_Gas Boiler - Insulate Hot Water Lines_A_Achievable Technical Potential | F10 | Industrial | Primary Metals | New | Process | Natural Gas | Gas Boiler - Insulate Hot Water Lines | A | Purchases (Incremental) | Achievable Technical Potential | 0 | 0 | 0.031141 | 0.054346 | 0.077495 | 0.10344 | 0.11907 | 0.13721 | 0.15512 | 0.17526 | 0.19027 | 0.20753 | 0.22456 | 0.24431 | 0.25772 | 0.27401 | 0.29029 | 0.30925 | 0.32177 | 0.3372 | 0.35221 | 0.36717 | 0
F11_Industrial_Primary Metals_New_Process_Natural Gas_Gas Boiler - Insulate Hot Water Lines_A_Achievable Technical Potential | F11 | Industrial | Primary Metals | New | Process | Natural Gas | Gas Boiler - Insulate Hot Water Lines | A | Purchases (Cumulative) | Achievable Technical Potential | 0 | 0 | 0.031141 | 0.085487 | 0.16298 | 0.26642 | 0.38549 | 0.52269 | 0.67781 | 0.85307 | 1.0433 | 1.2509 | 1.4754 | 1.7197 | 1.9775 | 2.2515 | 2.5418 | 2.851 | 3.1728 | 3.51 | 3.8622 | 4.2294 | 0
F1_Industrial_Primary Metals_New_Process_Natural Gas_Process - Insulate Heated Process Fluids_A_Achievable Technical Potential | F1 | Industrial | Primary Metals | New | Process | Natural Gas | Process - Insulate Heated Process Fluids | A | Integrated Unit Energy Savings (kWh or therms) | Achievable Technical Potential | 0 | 0 | 1904.8432 | 1904.8285 | 1904.8229 | 1904.8373 | 1904.8445 | 1904.8508 | 1904.8561 | 1904.8608 | 1904.8636 | 1904.8664 | 1904.8687 | 1904.8709 | 1904.8723 | 1904.8737 | 1904.875 | 1904.8764 | 1904.8771 | 1904.878 | 1904.8788 | 1904.8796 | 0
F2_Industrial_Primary Metals_New_Process_Natural Gas_Process - Insulate Heated Process Fluids_A_Achievable Technical Potential | F2 | Industrial | Primary Metals | New | Process | Natural Gas | Process - Insulate Heated Process Fluids | A | Integrated Unit Summer Peak Savings (kW) | Achievable Technical Potential | 0 | 0 | 0 | 0 | 0 | 0 | 0 | 0 | 0 | 0 | 0 | 0 | 0 | 0 | 0 | 0 | 0 | 0 | 0 | 0 | 0 | 0 | 0
F3_Industrial_Primary Metals_New_Process_Natural Gas_Process - Insulate Heated Process Fluids_A_Achievable Technical Potential | F3 | Industrial | Primary Metals | New | Process | Natural Gas | Process - Insulate Heated Process Fluids | A | Integrated Unit Winter Peak Savings (kW) | Achievable Technical Potential | 0 | 0 | 0 | 0 | 0 | 0 | 0 | 0 | 0 | 0 | 0 | 0 | 0 | 0 | 0 | 0 | 0 | 0 | 0 | 0 | 0 | 0 | 0
F4_Industrial_Primary Metals_New_Process_Natural Gas_Process - Insulate Heated Process Fluids_A_Achievable Technical Potential | F4 | Industrial | Primary Metals | New | Process | Natural Gas | Process - Insulate Heated Process Fluids | A | Incremental Energy Savings (MWh or mTherms) | Achievable Technical Potential | 0 | 0 | 0.12976 | 0.22645 | 0.3229 | 0.43102 | 0.49613 | 0.51454 | 0.46537 | 0.42065 | 0.36533 | 0.31878 | 0.27595 | 0.24018 | 0.20269 | 0.1724 | 0.14612 | 0.12453 | 0.00088376 | 0.00033076 | 0.00011778 | 4.0038e-05 | 0
F5_Industrial_Primary Metals_New_Process_Natural Gas_Process - Insulate Heated Process Fluids_A_Achievable Technical Potential | F5 | Industrial | Primary Metals | New | Process | Natural Gas | Process - Insulate Heated Process Fluids | A | Incremental Summer Peak Savings (MW) | Achievable Technical Potential | 0 | 0 | 0 | 0 | 0 | 0 | 0 | 0 | 0 | 0 | 0 | 0 | 0 | 0 | 0 | 0 | 0 | 0 | 0 | 0 | 0 | 0 | 0
F6_Industrial_Primary Metals_New_Process_Natural Gas_Process - Insulate Heated Process Fluids_A_Achievable Technical Potential | F6 | Industrial | Primary Metals | New | Process | Natural Gas | Process - Insulate Heated Process Fluids | A | Incremental Winter Peak Savings (MW) | Achievable Technical Potential | 0 | 0 | 0 | 0 | 0 | 0 | 0 | 0 | 0 | 0 | 0 | 0 | 0 | 0 | 0 | 0 | 0 | 0 | 0 | 0 | 0 | 0 | 0
F7_Industrial_Primary Metals_New_Process_Natural Gas_Process - Insulate Heated Process Fluids_A_Achievable Technical Potential | F7 | Industrial | Primary Metals | New | Process | Natural Gas | Process - Insulate Heated Process Fluids | A | Cumulative Energy Savings (MWh or mTherms) | Achievable Technical Potential | 0 | 0 | 0.12976 | 0.35621 | 0.67911 | 1.1101 | 1.6063 | 2.1208 | 2.5862 | 3.0068 | 3.3722 | 3.691 | 3.9669 | 4.2071 | 4.4098 | 4.5822 | 4.7283 | 4.8529 | 4.8537 | 4.8541 | 4.8542 | 4.8542 | 0
F8_Industrial_Primary Metals_New_Process_Natural Gas_Process - Insulate Heated Process Fluids_A_Achievable Technical Potential | F8 | Industrial | Primary Metals | New | Process | Natural Gas | Process - Insulate Heated Process Fluids | A | Cumulative Summer Peak Savings (MW) | Achievable Technical Potential | 0 | 0 | 0 | 0 | 0 | 0 | 0 | 0 | 0 | 0 | 0 | 0 | 0 | 0 | 0 | 0 | 0 | 0 | 0 | 0 | 0 | 0 | 0
F9_Industrial_Primary Metals_New_Process_Natural Gas_Process - Insulate Heated Process Fluids_A_Achievable Technical Potential | F9 | Industrial | Primary Metals | New | Process | Natural Gas | Process - Insulate Heated Process Fluids | A | Cumulative Winter Peak Savings (MW) | Achievable Technical Potential | 0 | 0 | 0 | 0 | 0 | 0 | 0 | 0 | 0 | 0 | 0 | 0 | 0 | 0 | 0 | 0 | 0 | 0 | 0 | 0 | 0 | 0 | 0
F10_Industrial_Primary Metals_New_Process_Natural Gas_Process - Insulate Heated Process Fluids_A_Achievable Technical Potential | F10 | Industrial | Primary Metals | New | Process | Natural Gas | Process - Insulate Heated Process Fluids | A | Purchases (Incremental) | Achievable Technical Potential | 0 | 0 | 0.06812 | 0.11888 | 0.16952 | 0.22628 | 0.26046 | 0.27012 | 0.24431 | 0.22083 | 0.19179 | 0.16735 | 0.14486 | 0.12609 | 0.10641 | 0.090506 | 0.076708 | 0.065373 | 0.00046395 | 0.00017364 | 6.183e-05 | 2.1019e-05 | 0
F11_Industrial_Primary Metals_New_Process_Natural Gas_Process - Insulate Heated Process Fluids_A_Achievable Technical Potential | F11 | Industrial | Primary Metals | New | Process | Natural Gas | Process - Insulate Heated Process Fluids | A | Purchases (Cumulative) | Achievable Technical Potential | 0 | 0 | 0.06812 | 0.187 | 0.35652 | 0.5828 | 0.84325 | 1.1134 | 1.3577 | 1.5785 | 1.7703 | 1.9377 | 2.0825 | 2.2086 | 2.315 | 2.4055 | 2.4822 | 2.5476 | 2.5481 | 2.5482 | 2.5483 | 2.5483 | 0
F1_Industrial_Primary Metals_New_Process_Natural Gas_Process Heat Recovery_A_Achievable Technical Potential | F1 | Industrial | Primary Metals | New | Process | Natural Gas | Process Heat Recovery | A | Integrated Unit Energy Savings (kWh or therms) | Achievable Technical Potential | 0 | 0 | 3.7704 | 3.7656 | 3.7612 | 3.7572 | 3.7515 | 3.7476 | 3.7448 | 3.7432 | 3.7412 | 3.7402 | 3.7395 | 3.7395 | 3.7388 | 3.7388 | 3.739 | 3.7399 | 3.7405 | 3.7417 | 3.7427 | 3.7436 | 0
F2_Industrial_Primary Metals_New_Process_Natural Gas_Process Heat Recovery_A_Achievable Technical Potential | F2 | Industrial | Primary Metals | New | Process | Natural Gas | Process Heat Recovery | A | Integrated Unit Summer Peak Savings (kW) | Achievable Technical Potential | 0 | 0 | 0 | 0 | 0 | 0 | 0 | 0 | 0 | 0 | 0 | 0 | 0 | 0 | 0 | 0 | 0 | 0 | 0 | 0 | 0 | 0 | 0
F3_Industrial_Primary Metals_New_Process_Natural Gas_Process Heat Recovery_A_Achievable Technical Potential | F3 | Industrial | Primary Metals | New | Process | Natural Gas | Process Heat Recovery | A | Integrated Unit Winter Peak Savings (kW) | Achievable Technical Potential | 0 | 0 | 0 | 0 | 0 | 0 | 0 | 0 | 0 | 0 | 0 | 0 | 0 | 0 | 0 | 0 | 0 | 0 | 0 | 0 | 0 | 0 | 0
F4_Industrial_Primary Metals_New_Process_Natural Gas_Process Heat Recovery_A_Achievable Technical Potential | F4 | Industrial | Primary Metals | New | Process | Natural Gas | Process Heat Recovery | A | Incremental Energy Savings (MWh or mTherms) | Achievable Technical Potential | 0 | 0 | 0.0092462 | 0.016116 | 0.022953 | 0.030606 | 0.035176 | 0.036444 | 0.032936 | 0.029758 | 0.025831 | 0.022533 | 0.019502 | 0.016974 | 0.014322 | 0.012182 | 0.010325 | 0.0091713 | 0.016009 | 0.022834 | 0.030488 | 0.035102 | 0
F5_Industrial_Primary Metals_New_Process_Natural Gas_Process Heat Recovery_A_Achievable Technical Potential | F5 | Industrial | Primary Metals | New | Process | Natural Gas | Process Heat Recovery | A | Incremental Summer Peak Savings (MW) | Achievable Technical Potential | 0 | 0 | 0 | 0 | 0 | 0 | 0 | 0 | 0 | 0 | 0 | 0 | 0 | 0 | 0 | 0 | 0 | 0 | 0 | 0 | 0 | 0 | 0
F6_Industrial_Primary Metals_New_Process_Natural Gas_Process Heat Recovery_A_Achievable Technical Potential | F6 | Industrial | Primary Metals | New | Process | Natural Gas | Process Heat Recovery | A | Incremental Winter Peak Savings (MW) | Achievable Technical Potential | 0 | 0 | 0 | 0 | 0 | 0 | 0 | 0 | 0 | 0 | 0 | 0 | 0 | 0 | 0 | 0 | 0 | 0 | 0 | 0 | 0 | 0 | 0
F7_Industrial_Primary Metals_New_Process_Natural Gas_Process Heat Recovery_A_Achievable Technical Potential | F7 | Industrial | Primary Metals | New | Process | Natural Gas | Process Heat Recovery | A | Cumulative Energy Savings (MWh or mTherms) | Achievable Technical Potential | 0 | 0 | 0.0092462 | 0.02535 | 0.048274 | 0.078828 | 0.11388 | 0.15021 | 0.18303 | 0.21271 | 0.23843 | 0.2609 | 0.28035 | 0.29733 | 0.3116 | 0.32378 | 0.33411 | 0.3342 | 0.33426 | 0.33436 | 0.33445 | 0.33453 | 0
F8_Industrial_Primary Metals_New_Process_Natural Gas_Process Heat Recovery_A_Achievable Technical Potential | F8 | Industrial | Primary Metals | New | Process | Natural Gas | Process Heat Recovery | A | Cumulative Summer Peak Savings (MW) | Achievable Technical Potential | 0 | 0 | 0 | 0 | 0 | 0 | 0 | 0 | 0 | 0 | 0 | 0 | 0 | 0 | 0 | 0 | 0 | 0 | 0 | 0 | 0 | 0 | 0
F9_Industrial_Primary Metals_New_Process_Natural Gas_Process Heat Recovery_A_Achievable Technical Potential | F9 | Industrial | Primary Metals | New | Process | Natural Gas | Process Heat Recovery | A | Cumulative Winter Peak Savings (MW) | Achievable Technical Potential | 0 | 0 | 0 | 0 | 0 | 0 | 0 | 0 | 0 | 0 | 0 | 0 | 0 | 0 | 0 | 0 | 0 | 0 | 0 | 0 | 0 | 0 | 0
F10_Industrial_Primary Metals_New_Process_Natural Gas_Process Heat Recovery_A_Achievable Technical Potential | F10 | Industrial | Primary Metals | New | Process | Natural Gas | Process Heat Recovery | A | Purchases (Incremental) | Achievable Technical Potential | 0 | 0 | 2.4523 | 4.2797 | 6.1027 | 8.1459 | 9.3764 | 9.7244 | 8.7951 | 7.9499 | 6.9044 | 6.0246 | 5.2151 | 4.5391 | 3.8306 | 3.2582 | 2.7615 | 2.4523 | 4.2797 | 6.1027 | 8.1459 | 9.3764 | 0
F11_Industrial_Primary Metals_New_Process_Natural Gas_Process Heat Recovery_A_Achievable Technical Potential | F11 | Industrial | Primary Metals | New | Process | Natural Gas | Process Heat Recovery | A | Purchases (Cumulative) | Achievable Technical Potential | 0 | 0 | 2.4523 | 6.732 | 12.8347 | 20.9806 | 30.3571 | 40.0815 | 48.8766 | 56.8265 | 63.7309 | 69.7555 | 74.9706 | 79.5097 | 83.3403 | 86.5986 | 89.36 | 89.36 | 89.36 | 89.36 | 89.36 | 89.36 | 0
F1_Industrial_Primary Metals_New_Space Heating_Natural Gas_Building Automation System_A_Achievable Technical Potential | F1 | Industrial | Primary Metals | New | Space Heating | Natural Gas | Building Automation System | A | Integrated Unit Energy Savings (kWh or therms) | Achievable Technical Potential | 0 | 0 | 0.014835 | 0.014661 | 0.01454 | 0.014432 | 0.014362 | 0.014289 | 0.014223 | 0.014157 | 0.01411 | 0.014062 | 0.013994 | 0.013934 | 0.013875 | 0.013825 | 0.013779 | 0.013722 | 0.013693 | 0.013656 | 0.013626 | 0.013607 | 0
F2_Industrial_Primary Metals_New_Space Heating_Natural Gas_Building Automation System_A_Achievable Technical Potential | F2 | Industrial | Primary Metals | New | Space Heating | Natural Gas | Building Automation System | A | Integrated Unit Summer Peak Savings (kW) | Achievable Technical Potential | 0 | 0 | 0 | 0 | 0 | 0 | 0 | 0 | 0 | 0 | 0 | 0 | 0 | 0 | 0 | 0 | 0 | 0 | 0 | 0 | 0 | 0 | 0
F3_Industrial_Primary Metals_New_Space Heating_Natural Gas_Building Automation System_A_Achievable Technical Potential | F3 | Industrial | Primary Metals | New | Space Heating | Natural Gas | Building Automation System | A | Integrated Unit Winter Peak Savings (kW) | Achievable Technical Potential | 0 | 0 | 0 | 0 | 0 | 0 | 0 | 0 | 0 | 0 | 0 | 0 | 0 | 0 | 0 | 0 | 0 | 0 | 0 | 0 | 0 | 0 | 0
F4_Industrial_Primary Metals_New_Space Heating_Natural Gas_Building Automation System_A_Achievable Technical Potential | F4 | Industrial | Primary Metals | New | Space Heating | Natural Gas | Building Automation System | A | Incremental Energy Savings (MWh or mTherms) | Achievable Technical Potential | 0 | 0 | 0.00065815 | 0.002269 | 0.0056975 | 0.012278 | 0.021349 | 0.035055 | 0.053659 | 0.078235 | 0.1047 | 0.1342 | 0.16213 | 0.18685 | 0.19708 | 0.19683 | 0.18272 | 0.16031 | 0.12729 | 0.092093 | 0.061321 | 0.041633 | 0
F5_Industrial_Primary Metals_New_Space Heating_Natural Gas_Building Automation System_A_Achievable Technical Potential | F5 | Industrial | Primary Metals | New | Space Heating | Natural Gas | Building Automation System | A | Incremental Summer Peak Savings (MW) | Achievable Technical Potential | 0 | 0 | 0 | 0 | 0 | 0 | 0 | 0 | 0 | 0 | 0 | 0 | 0 | 0 | 0 | 0 | 0 | 0 | 0 | 0 | 0 | 0 | 0
F6_Industrial_Primary Metals_New_Space Heating_Natural Gas_Building Automation System_A_Achievable Technical Potential | F6 | Industrial | Primary Metals | New | Space Heating | Natural Gas | Building Automation System | A | Incremental Winter Peak Savings (MW) | Achievable Technical Potential | 0 | 0 | 0 | 0 | 0 | 0 | 0 | 0 | 0 | 0 | 0 | 0 | 0 | 0 | 0 | 0 | 0 | 0 | 0 | 0 | 0 | 0 | 0
F7_Industrial_Primary Metals_New_Space Heating_Natural Gas_Building Automation System_A_Achievable Technical Potential | F7 | Industrial | Primary Metals | New | Space Heating | Natural Gas | Building Automation System | A | Cumulative Energy Savings (MWh or mTherms) | Achievable Technical Potential | 0 | 0 | 0.00065815 | 0.0029194 | 0.008593 | 0.020807 | 0.042056 | 0.076897 | 0.1302 | 0.20784 | 0.31184 | 0.44497 | 0.60496 | 0.78921 | 0.98293 | 1.1763 | 1.355 | 1.5091 | 1.6311 | 1.7134 | 1.7594 | 1.7783 | 0
F8_Industrial_Primary Metals_New_Space Heating_Natural Gas_Building Automation System_A_Achievable Technical Potential | F8 | Industrial | Primary Metals | New | Space Heating | Natural Gas | Building Automation System | A | Cumulative Summer Peak Savings (MW) | Achievable Technical Potential | 0 | 0 | 0 | 0 | 0 | 0 | 0 | 0 | 0 | 0 | 0 | 0 | 0 | 0 | 0 | 0 | 0 | 0 | 0 | 0 | 0 | 0 | 0
F9_Industrial_Primary Metals_New_Space Heating_Natural Gas_Building Automation System_A_Achievable Technical Potential | F9 | Industrial | Primary Metals | New | Space Heating | Natural Gas | Building Automation System | A | Cumulative Winter Peak Savings (MW) | Achievable Technical Potential | 0 | 0 | 0 | 0 | 0 | 0 | 0 | 0 | 0 | 0 | 0 | 0 | 0 | 0 | 0 | 0 | 0 | 0 | 0 | 0 | 0 | 0 | 0
F10_Industrial_Primary Metals_New_Space Heating_Natural Gas_Building Automation System_A_Achievable Technical Potential | F10 | Industrial | Primary Metals | New | Space Heating | Natural Gas | Building Automation System | A | Purchases (Incremental) | Achievable Technical Potential | 0 | 0 | 44.365 | 154.7683 | 391.8476 | 850.7993 | 1486.4721 | 2453.2833 | 3772.7674 | 5526.1049 | 7420.0073 | 9543.6059 | 11585.9247 | 13409.5036 | 14204.4509 | 14236.7092 | 13261.0549 | 11682.8258 | 9295.6252 | 6743.9939 | 4500.43 | 3059.7592 | 0
F11_Industrial_Primary Metals_New_Space Heating_Natural Gas_Building Automation System_A_Achievable Technical Potential | F11 | Industrial | Primary Metals | New | Space Heating | Natural Gas | Building Automation System | A | Purchases (Cumulative) | Achievable Technical Potential | 0 | 0 | 44.365 | 199.1333 | 590.9809 | 1441.7802 | 2928.2523 | 5381.5356 | 9154.303 | 14680.4078 | 22100.4152 | 31644.021 | 43229.9457 | 56639.4493 | 70843.9002 | 85080.6094 | 98341.6644 | 109980.1251 | 119120.982 | 125473.1283 | 129122.759 | 130696.0461 | 0
F1_Industrial_Primary Metals_New_Space Heating_Natural Gas_Steam System Efficiency Improvements_A_Achievable Technical Potential | F1 | Industrial | Primary Metals | New | Space Heating | Natural Gas | Steam System Efficiency Improvements | A | Integrated Unit Energy Savings (kWh or therms) | Achievable Technical Potential | 0 | 0 | 0.13281 | 0.13113 | 0.12991 | 0.12879 | 0.12793 | 0.12704 | 0.12615 | 0.12524 | 0.12439 | 0.1235 | 0.1224 | 0.1214 | 0.12035 | 0.1195 | 0.11875 | 0.11807 | 0.11765 | 0.11731 | 0.11711 | 0.11707 | 0
F2_Industrial_Primary Metals_New_Space Heating_Natural Gas_Steam System Efficiency Improvements_A_Achievable Technical Potential | F2 | Industrial | Primary Metals | New | Space Heating | Natural Gas | Steam System Efficiency Improvements | A | Integrated Unit Summer Peak Savings (kW) | Achievable Technical Potential | 0 | 0 | 0 | 0 | 0 | 0 | 0 | 0 | 0 | 0 | 0 | 0 | 0 | 0 | 0 | 0 | 0 | 0 | 0 | 0 | 0 | 0 | 0
F3_Industrial_Primary Metals_New_Space Heating_Natural Gas_Steam System Efficiency Improvements_A_Achievable Technical Potential | F3 | Industrial | Primary Metals | New | Space Heating | Natural Gas | Steam System Efficiency Improvements | A | Integrated Unit Winter Peak Savings (kW) | Achievable Technical Potential | 0 | 0 | 0 | 0 | 0 | 0 | 0 | 0 | 0 | 0 | 0 | 0 | 0 | 0 | 0 | 0 | 0 | 0 | 0 | 0 | 0 | 0 | 0
F4_Industrial_Primary Metals_New_Space Heating_Natural Gas_Steam System Efficiency Improvements_A_Achievable Technical Potential | F4 | Industrial | Primary Metals | New | Space Heating | Natural Gas | Steam System Efficiency Improvements | A | Incremental Energy Savings (MWh or mTherms) | Achievable Technical Potential | 0 | 0 | 4.1758e-05 | 0.00014383 | 0.00036078 | 0.00077657 | 0.0013478 | 0.0022087 | 0.003373 | 0.0049048 | 0.006541 | 0.008353 | 0.01005 | 0.011537 | 0.012116 | 0.012057 | 0.011161 | 0.009776 | 0.01131 | 0.012135 | 0.012522 | 0.012236 | 0
F5_Industrial_Primary Metals_New_Space Heating_Natural Gas_Steam System Efficiency Improvements_A_Achievable Technical Potential | F5 | Industrial | Primary Metals | New | Space Heating | Natural Gas | Steam System Efficiency Improvements | A | Incremental Summer Peak Savings (MW) | Achievable Technical Potential | 0 | 0 | 0 | 0 | 0 | 0 | 0 | 0 | 0 | 0 | 0 | 0 | 0 | 0 | 0 | 0 | 0 | 0 | 0 | 0 | 0 | 0 | 0
F6_Industrial_Primary Metals_New_Space Heating_Natural Gas_Steam System Efficiency Improvements_A_Achievable Technical Potential | F6 | Industrial | Primary Metals | New | Space Heating | Natural Gas | Steam System Efficiency Improvements | A | Incremental Winter Peak Savings (MW) | Achievable Technical Potential | 0 | 0 | 0 | 0 | 0 | 0 | 0 | 0 | 0 | 0 | 0 | 0 | 0 | 0 | 0 | 0 | 0 | 0 | 0 | 0 | 0 | 0 | 0
F7_Industrial_Primary Metals_New_Space Heating_Natural Gas_Steam System Efficiency Improvements_A_Achievable Technical Potential | F7 | Industrial | Primary Metals | New | Space Heating | Natural Gas | Steam System Efficiency Improvements | A | Cumulative Energy Savings (MWh or mTherms) | Achievable Technical Potential | 0 | 0 | 4.1758e-05 | 0.00018506 | 0.00054412 | 0.001316 | 0.002655 | 0.0048052 | 0.0080064 | 0.012505 | 0.018211 | 0.025133 | 0.032833 | 0.040855 | 0.047905 | 0.053337 | 0.056134 | 0.055855 | 0.055655 | 0.055493 | 0.055401 | 0.055381 | 0
F8_Industrial_Primary Metals_New_Space Heating_Natural Gas_Steam System Efficiency Improvements_A_Achievable Technical Potential | F8 | Industrial | Primary Metals | New | Space Heating | Natural Gas | Steam System Efficiency Improvements | A | Cumulative Summer Peak Savings (MW) | Achievable Technical Potential | 0 | 0 | 0 | 0 | 0 | 0 | 0 | 0 | 0 | 0 | 0 | 0 | 0 | 0 | 0 | 0 | 0 | 0 | 0 | 0 | 0 | 0 | 0
F9_Industrial_Primary Metals_New_Space Heating_Natural Gas_Steam System Efficiency Improvements_A_Achievable Technical Potential | F9 | Industrial | Primary Metals | New | Space Heating | Natural Gas | Steam System Efficiency Improvements | A | Cumulative Winter Peak Savings (MW) | Achievable Technical Potential | 0 | 0 | 0 | 0 | 0 | 0 | 0 | 0 | 0 | 0 | 0 | 0 | 0 | 0 | 0 | 0 | 0 | 0 | 0 | 0 | 0 | 0 | 0
F10_Industrial_Primary Metals_New_Space Heating_Natural Gas_Steam System Efficiency Improvements_A_Achievable Technical Potential | F10 | Industrial | Primary Metals | New | Space Heating | Natural Gas | Steam System Efficiency Improvements | A | Purchases (Incremental) | Achievable Technical Potential | 0 | 0 | 0.31442 | 1.0969 | 2.7771 | 6.0297 | 10.5348 | 17.3867 | 26.7381 | 39.1642 | 52.5865 | 67.6367 | 82.1109 | 95.0348 | 100.6687 | 100.8973 | 93.9827 | 82.7976 | 96.1317 | 103.4458 | 106.927 | 104.5175 | 0
F11_Industrial_Primary Metals_New_Space Heating_Natural Gas_Steam System Efficiency Improvements_A_Achievable Technical Potential | F11 | Industrial | Primary Metals | New | Space Heating | Natural Gas | Steam System Efficiency Improvements | A | Purchases (Cumulative) | Achievable Technical Potential | 0 | 0 | 0.31442 | 1.4113 | 4.1884 | 10.2181 | 20.7529 | 37.8252 | 63.4664 | 99.8535 | 146.4103 | 203.5122 | 268.2363 | 336.533 | 398.0375 | 446.3483 | 472.6944 | 473.0667 | 473.0667 | 473.0667 | 473.0667 | 473.0667 | 0
F1_Industrial_Primary Metals_New_Process_Natural Gas_Steam System Efficiency Improvements_A_Achievable Technical Potential | F1 | Industrial | Primary Metals | New | Process | Natural Gas | Steam System Efficiency Improvements | A | Integrated Unit Energy Savings (kWh or therms) | Achievable Technical Potential | 0 | 0 | 0.13373 | 0.13356 | 0.1334 | 0.13326 | 0.13306 | 0.13292 | 0.13282 | 0.13276 | 0.13269 | 0.13266 | 0.13263 | 0.13263 | 0.13261 | 0.13261 | 0.13261 | 0.13265 | 0.13267 | 0.13271 | 0.13275 | 0.13278 | 0
F2_Industrial_Primary Metals_New_Process_Natural Gas_Steam System Efficiency Improvements_A_Achievable Technical Potential | F2 | Industrial | Primary Metals | New | Process | Natural Gas | Steam System Efficiency Improvements | A | Integrated Unit Summer Peak Savings (kW) | Achievable Technical Potential | 0 | 0 | 0 | 0 | 0 | 0 | 0 | 0 | 0 | 0 | 0 | 0 | 0 | 0 | 0 | 0 | 0 | 0 | 0 | 0 | 0 | 0 | 0
F3_Industrial_Primary Metals_New_Process_Natural Gas_Steam System Efficiency Improvements_A_Achievable Technical Potential | F3 | Industrial | Primary Metals | New | Process | Natural Gas | Steam System Efficiency Improvements | A | Integrated Unit Winter Peak Savings (kW) | Achievable Technical Potential | 0 | 0 | 0 | 0 | 0 | 0 | 0 | 0 | 0 | 0 | 0 | 0 | 0 | 0 | 0 | 0 | 0 | 0 | 0 | 0 | 0 | 0 | 0
F4_Industrial_Primary Metals_New_Process_Natural Gas_Steam System Efficiency Improvements_A_Achievable Technical Potential | F4 | Industrial | Primary Metals | New | Process | Natural Gas | Steam System Efficiency Improvements | A | Incremental Energy Savings (MWh or mTherms) | Achievable Technical Potential | 0 | 0 | 1.2815e-06 | 4.4649e-06 | 1.1291e-05 | 2.4489e-05 | 4.2722e-05 | 7.0436e-05 | 0.00010824 | 0.00015847 | 0.00021267 | 0.00027346 | 0.00033192 | 0.00038416 | 0.00040686 | 0.00040779 | 0.00037986 | 0.00033473 | 0.0003887 | 0.00041841 | 0.0004326 | 0.00042296 | 0
F5_Industrial_Primary Metals_New_Process_Natural Gas_Steam System Efficiency Improvements_A_Achievable Technical Potential | F5 | Industrial | Primary Metals | New | Process | Natural Gas | Steam System Efficiency Improvements | A | Incremental Summer Peak Savings (MW) | Achievable Technical Potential | 0 | 0 | 0 | 0 | 0 | 0 | 0 | 0 | 0 | 0 | 0 | 0 | 0 | 0 | 0 | 0 | 0 | 0 | 0 | 0 | 0 | 0 | 0
F6_Industrial_Primary Metals_New_Process_Natural Gas_Steam System Efficiency Improvements_A_Achievable Technical Potential | F6 | Industrial | Primary Metals | New | Process | Natural Gas | Steam System Efficiency Improvements | A | Incremental Winter Peak Savings (MW) | Achievable Technical Potential | 0 | 0 | 0 | 0 | 0 | 0 | 0 | 0 | 0 | 0 | 0 | 0 | 0 | 0 | 0 | 0 | 0 | 0 | 0 | 0 | 0 | 0 | 0
F7_Industrial_Primary Metals_New_Process_Natural Gas_Steam System Efficiency Improvements_A_Achievable Technical Potential | F7 | Industrial | Primary Metals | New | Process | Natural Gas | Steam System Efficiency Improvements | A | Cumulative Energy Savings (MWh or mTherms) | Achievable Technical Potential | 0 | 0 | 1.2815e-06 | 5.7447e-06 | 1.7029e-05 | 4.15e-05 | 8.4159e-05 | 0.00015323 | 0.00025692 | 0.00040404 | 0.00059211 | 0.00082281 | 0.0010843 | 0.0013604 | 0.0016087 | 0.001804 | 0.0019105 | 0.0019125 | 0.0019128 | 0.0019134 | 0.0019139 | 0.0019144 | 0
F8_Industrial_Primary Metals_New_Process_Natural Gas_Steam System Efficiency Improvements_A_Achievable Technical Potential | F8 | Industrial | Primary Metals | New | Process | Natural Gas | Steam System Efficiency Improvements | A | Cumulative Summer Peak Savings (MW) | Achievable Technical Potential | 0 | 0 | 0 | 0 | 0 | 0 | 0 | 0 | 0 | 0 | 0 | 0 | 0 | 0 | 0 | 0 | 0 | 0 | 0 | 0 | 0 | 0 | 0
F9_Industrial_Primary Metals_New_Process_Natural Gas_Steam System Efficiency Improvements_A_Achievable Technical Potential | F9 | Industrial | Primary Metals | New | Process | Natural Gas | Steam System Efficiency Improvements | A | Cumulative Winter Peak Savings (MW) | Achievable Technical Potential | 0 | 0 | 0 | 0 | 0 | 0 | 0 | 0 | 0 | 0 | 0 | 0 | 0 | 0 | 0 | 0 | 0 | 0 | 0 | 0 | 0 | 0 | 0
F10_Industrial_Primary Metals_New_Process_Natural Gas_Steam System Efficiency Improvements_A_Achievable Technical Potential | F10 | Industrial | Primary Metals | New | Process | Natural Gas | Steam System Efficiency Improvements | A | Purchases (Incremental) | Achievable Technical Potential | 0 | 0 | 0.0095828 | 0.03343 | 0.084639 | 0.18377 | 0.32108 | 0.52991 | 0.81491 | 1.1936 | 1.6027 | 2.0614 | 2.5025 | 2.8964 | 3.0681 | 3.0751 | 2.8644 | 2.5235 | 2.9299 | 3.1528 | 3.2589 | 3.1854 | 0
F11_Industrial_Primary Metals_New_Process_Natural Gas_Steam System Efficiency Improvements_A_Achievable Technical Potential | F11 | Industrial | Primary Metals | New | Process | Natural Gas | Steam System Efficiency Improvements | A | Purchases (Cumulative) | Achievable Technical Potential | 0 | 0 | 0.0095828 | 0.043013 | 0.12765 | 0.31142 | 0.6325 | 1.1528 | 1.9343 | 3.0433 | 4.4622 | 6.2026 | 8.1752 | 10.2567 | 12.1313 | 13.6037 | 14.4066 | 14.418 | 14.418 | 14.418 | 14.418 | 14.418 | 0
F1_Industrial_Primary Metals_New_Space Heating_Natural Gas_Strategic Energy Management_A_Achievable Technical Potential | F1 | Industrial | Primary Metals | New | Space Heating | Natural Gas | Strategic Energy Management | A | Integrated Unit Energy Savings (kWh or therms) | Achievable Technical Potential | 0 | 0 | 15.6581 | 15.4829 | 15.364 | 15.2568 | 15.1938 | 15.1232 | 15.0583 | 14.9929 | 14.9468 | 14.8986 | 14.8289 | 14.7658 | 14.7046 | 14.6528 | 14.6039 | 14.542 | 14.5103 | 14.4682 | 14.4343 | 14.4123 | 0
F2_Industrial_Primary Metals_New_Space Heating_Natural Gas_Strategic Energy Management_A_Achievable Technical Potential | F2 | Industrial | Primary Metals | New | Space Heating | Natural Gas | Strategic Energy Management | A | Integrated Unit Summer Peak Savings (kW) | Achievable Technical Potential | 0 | 0 | 0 | 0 | 0 | 0 | 0 | 0 | 0 | 0 | 0 | 0 | 0 | 0 | 0 | 0 | 0 | 0 | 0 | 0 | 0 | 0 | 0
F3_Industrial_Primary Metals_New_Space Heating_Natural Gas_Strategic Energy Management_A_Achievable Technical Potential | F3 | Industrial | Primary Metals | New | Space Heating | Natural Gas | Strategic Energy Management | A | Integrated Unit Winter Peak Savings (kW) | Achievable Technical Potential | 0 | 0 | 0 | 0 | 0 | 0 | 0 | 0 | 0 | 0 | 0 | 0 | 0 | 0 | 0 | 0 | 0 | 0 | 0 | 0 | 0 | 0 | 0
F4_Industrial_Primary Metals_New_Space Heating_Natural Gas_Strategic Energy Management_A_Achievable Technical Potential | F4 | Industrial | Primary Metals | New | Space Heating | Natural Gas | Strategic Energy Management | A | Incremental Energy Savings (MWh or mTherms) | Achievable Technical Potential | 0 | 0 | 0.0041424 | 0.0071484 | 0.010115 | 0.013407 | 0.015369 | 0.017628 | 0.019844 | 0.022324 | 0.024161 | 0.026267 | 0.028289 | 0.030647 | 0.032195 | 0.03411 | 0.036016 | 0.038205 | 0.039666 | 0.041447 | 0.046286 | 0.050122 | 0
F5_Industrial_Primary Metals_New_Space Heating_Natural Gas_Strategic Energy Management_A_Achievable Technical Potential | F5 | Industrial | Primary Metals | New | Space Heating | Natural Gas | Strategic Energy Management | A | Incremental Summer Peak Savings (MW) | Achievable Technical Potential | 0 | 0 | 0 | 0 | 0 | 0 | 0 | 0 | 0 | 0 | 0 | 0 | 0 | 0 | 0 | 0 | 0 | 0 | 0 | 0 | 0 | 0 | 0
F6_Industrial_Primary Metals_New_Space Heating_Natural Gas_Strategic Energy Management_A_Achievable Technical Potential | F6 | Industrial | Primary Metals | New | Space Heating | Natural Gas | Strategic Energy Management | A | Incremental Winter Peak Savings (MW) | Achievable Technical Potential | 0 | 0 | 0 | 0 | 0 | 0 | 0 | 0 | 0 | 0 | 0 | 0 | 0 | 0 | 0 | 0 | 0 | 0 | 0 | 0 | 0 | 0 | 0
F7_Industrial_Primary Metals_New_Space Heating_Natural Gas_Strategic Energy Management_A_Achievable Technical Potential | F7 | Industrial | Primary Metals | New | Space Heating | Natural Gas | Strategic Energy Management | A | Cumulative Energy Savings (MWh or mTherms) | Achievable Technical Potential | 0 | 0 | 0.0041424 | 0.011245 | 0.021273 | 0.034532 | 0.049759 | 0.063154 | 0.075775 | 0.087899 | 0.098654 | 0.10953 | 0.12002 | 0.1307 | 0.14046 | 0.15039 | 0.16016 | 0.1661 | 0.16858 | 0.16834 | 0.16794 | 0.16769 | 0
F8_Industrial_Primary Metals_New_Space Heating_Natural Gas_Strategic Energy Management_A_Achievable Technical Potential | F8 | Industrial | Primary Metals | New | Space Heating | Natural Gas | Strategic Energy Management | A | Cumulative Summer Peak Savings (MW) | Achievable Technical Potential | 0 | 0 | 0 | 0 | 0 | 0 | 0 | 0 | 0 | 0 | 0 | 0 | 0 | 0 | 0 | 0 | 0 | 0 | 0 | 0 | 0 | 0 | 0
F9_Industrial_Primary Metals_New_Space Heating_Natural Gas_Strategic Energy Management_A_Achievable Technical Potential | F9 | Industrial | Primary Metals | New | Space Heating | Natural Gas | Strategic Energy Management | A | Cumulative Winter Peak Savings (MW) | Achievable Technical Potential | 0 | 0 | 0 | 0 | 0 | 0 | 0 | 0 | 0 | 0 | 0 | 0 | 0 | 0 | 0 | 0 | 0 | 0 | 0 | 0 | 0 | 0 | 0
F10_Industrial_Primary Metals_New_Space Heating_Natural Gas_Strategic Energy Management_A_Achievable Technical Potential | F10 | Industrial | Primary Metals | New | Space Heating | Natural Gas | Strategic Energy Management | A | Purchases (Incremental) | Achievable Technical Potential | 0 | 0 | 0.26456 | 0.4617 | 0.65836 | 0.87878 | 1.0115 | 1.1656 | 1.3178 | 1.489 | 1.6164 | 1.763 | 1.9077 | 2.0755 | 2.1894 | 2.3279 | 2.4662 | 2.6272 | 2.7336 | 2.8647 | 3.2067 | 3.4777 | 0
F11_Industrial_Primary Metals_New_Space Heating_Natural Gas_Strategic Energy Management_A_Achievable Technical Potential | F11 | Industrial | Primary Metals | New | Space Heating | Natural Gas | Strategic Energy Management | A | Purchases (Cumulative) | Achievable Technical Potential | 0 | 0 | 0.26456 | 0.72625 | 1.3846 | 2.2634 | 3.2749 | 4.176 | 5.0321 | 5.8627 | 6.6003 | 7.3519 | 8.0939 | 8.8517 | 9.5522 | 10.2636 | 10.9668 | 11.4218 | 11.6181 | 11.635 | 11.635 | 11.635 | 0
F1_Industrial_Primary Metals_New_Process_Natural Gas_Strategic Energy Management_A_Achievable Technical Potential | F1 | Industrial | Primary Metals | New | Process | Natural Gas | Strategic Energy Management | A | Integrated Unit Energy Savings (kWh or therms) | Achievable Technical Potential | 0 | 0 | 100.691 | 100.6357 | 100.585 | 100.5407 | 100.4781 | 100.4335 | 100.406 | 100.3952 | 100.3824 | 100.3812 | 100.384 | 100.3943 | 100.3969 | 100.4058 | 100.4158 | 100.4295 | 100.4434 | 100.4592 | 100.4733 | 100.4861 | 0
F2_Industrial_Primary Metals_New_Process_Natural Gas_Strategic Energy Management_A_Achievable Technical Potential | F2 | Industrial | Primary Metals | New | Process | Natural Gas | Strategic Energy Management | A | Integrated Unit Summer Peak Savings (kW) | Achievable Technical Potential | 0 | 0 | 0 | 0 | 0 | 0 | 0 | 0 | 0 | 0 | 0 | 0 | 0 | 0 | 0 | 0 | 0 | 0 | 0 | 0 | 0 | 0 | 0
F3_Industrial_Primary Metals_New_Process_Natural Gas_Strategic Energy Management_A_Achievable Technical Potential | F3 | Industrial | Primary Metals | New | Process | Natural Gas | Strategic Energy Management | A | Integrated Unit Winter Peak Savings (kW) | Achievable Technical Potential | 0 | 0 | 0 | 0 | 0 | 0 | 0 | 0 | 0 | 0 | 0 | 0 | 0 | 0 | 0 | 0 | 0 | 0 | 0 | 0 | 0 | 0 | 0
F4_Industrial_Primary Metals_New_Process_Natural Gas_Strategic Energy Management_A_Achievable Technical Potential | F4 | Industrial | Primary Metals | New | Process | Natural Gas | Strategic Energy Management | A | Incremental Energy Savings (MWh or mTherms) | Achievable Technical Potential | 0 | 0 | 0.11288 | 0.19689 | 0.28061 | 0.3744 | 0.43069 | 0.49608 | 0.56069 | 0.63344 | 0.68759 | 0.74994 | 0.81151 | 0.88298 | 0.93147 | 0.99045 | 1.0494 | 1.1181 | 1.1635 | 1.2195 | 1.3653 | 1.4809 | 0
F5_Industrial_Primary Metals_New_Process_Natural Gas_Strategic Energy Management_A_Achievable Technical Potential | F5 | Industrial | Primary Metals | New | Process | Natural Gas | Strategic Energy Management | A | Incremental Summer Peak Savings (MW) | Achievable Technical Potential | 0 | 0 | 0 | 0 | 0 | 0 | 0 | 0 | 0 | 0 | 0 | 0 | 0 | 0 | 0 | 0 | 0 | 0 | 0 | 0 | 0 | 0 | 0
F6_Industrial_Primary Metals_New_Process_Natural Gas_Strategic Energy Management_A_Achievable Technical Potential | F6 | Industrial | Primary Metals | New | Process | Natural Gas | Strategic Energy Management | A | Incremental Winter Peak Savings (MW) | Achievable Technical Potential | 0 | 0 | 0 | 0 | 0 | 0 | 0 | 0 | 0 | 0 | 0 | 0 | 0 | 0 | 0 | 0 | 0 | 0 | 0 | 0 | 0 | 0 | 0
F7_Industrial_Primary Metals_New_Process_Natural Gas_Strategic Energy Management_A_Achievable Technical Potential | F7 | Industrial | Primary Metals | New | Process | Natural Gas | Strategic Energy Management | A | Cumulative Energy Savings (MWh or mTherms) | Achievable Technical Potential | 0 | 0 | 0.11288 | 0.30971 | 0.59016 | 0.96431 | 1.3944 | 1.7773 | 2.141 | 2.4942 | 2.8076 | 3.1272 | 3.443 | 3.7657 | 4.0638 | 4.3669 | 4.6665 | 4.8608 | 4.945 | 4.953 | 4.9537 | 4.9543 | 0
F8_Industrial_Primary Metals_New_Process_Natural Gas_Strategic Energy Management_A_Achievable Technical Potential | F8 | Industrial | Primary Metals | New | Process | Natural Gas | Strategic Energy Management | A | Cumulative Summer Peak Savings (MW) | Achievable Technical Potential | 0 | 0 | 0 | 0 | 0 | 0 | 0 | 0 | 0 | 0 | 0 | 0 | 0 | 0 | 0 | 0 | 0 | 0 | 0 | 0 | 0 | 0 | 0
F9_Industrial_Primary Metals_New_Process_Natural Gas_Strategic Energy Management_A_Achievable Technical Potential | F9 | Industrial | Primary Metals | New | Process | Natural Gas | Strategic Energy Management | A | Cumulative Winter Peak Savings (MW) | Achievable Technical Potential | 0 | 0 | 0 | 0 | 0 | 0 | 0 | 0 | 0 | 0 | 0 | 0 | 0 | 0 | 0 | 0 | 0 | 0 | 0 | 0 | 0 | 0 | 0
F10_Industrial_Primary Metals_New_Process_Natural Gas_Strategic Energy Management_A_Achievable Technical Potential | F10 | Industrial | Primary Metals | New | Process | Natural Gas | Strategic Energy Management | A | Purchases (Incremental) | Achievable Technical Potential | 0 | 0 | 1.1211 | 1.9565 | 2.7898 | 3.7239 | 4.2864 | 4.9394 | 5.5842 | 6.3095 | 6.8497 | 7.471 | 8.084 | 8.7952 | 9.2778 | 9.8644 | 10.4506 | 11.133 | 11.5837 | 12.1391 | 13.5883 | 14.737 | 0
F11_Industrial_Primary Metals_New_Process_Natural Gas_Strategic Energy Management_A_Achievable Technical Potential | F11 | Industrial | Primary Metals | New | Process | Natural Gas | Strategic Energy Management | A | Purchases (Cumulative) | Achievable Technical Potential | 0 | 0 | 1.1211 | 3.0775 | 5.8673 | 9.5912 | 13.8776 | 17.6959 | 21.3237 | 24.8433 | 27.9691 | 31.1537 | 34.2983 | 37.5093 | 40.4776 | 43.4924 | 46.4721 | 48.4 | 49.2321 | 49.3036 | 49.3036 | 49.3036 | 0
F1_Industrial_Primary Metals_New_Miscellaneous_Natural Gas_Strategic Energy Management_A_Achievable Technical Potential | F1 | Industrial | Primary Metals | New | Miscellaneous | Natural Gas | Strategic Energy Management | A | Integrated Unit Energy Savings (kWh or therms) | Achievable Technical Potential | 0 | 0 | 17.014 | 17.014 | 17.014 | 17.014 | 17.014 | 17.014 | 17.014 | 17.014 | 17.014 | 17.014 | 17.014 | 17.014 | 17.014 | 17.014 | 17.014 | 17.014 | 17.014 | 17.014 | 17.014 | 17.014 | 0
F2_Industrial_Primary Metals_New_Miscellaneous_Natural Gas_Strategic Energy Management_A_Achievable Technical Potential | F2 | Industrial | Primary Metals | New | Miscellaneous | Natural Gas | Strategic Energy Management | A | Integrated Unit Summer Peak Savings (kW) | Achievable Technical Potential | 0 | 0 | 0 | 0 | 0 | 0 | 0 | 0 | 0 | 0 | 0 | 0 | 0 | 0 | 0 | 0 | 0 | 0 | 0 | 0 | 0 | 0 | 0
F3_Industrial_Primary Metals_New_Miscellaneous_Natural Gas_Strategic Energy Management_A_Achievable Technical Potential | F3 | Industrial | Primary Metals | New | Miscellaneous | Natural Gas | Strategic Energy Management | A | Integrated Unit Winter Peak Savings (kW) | Achievable Technical Potential | 0 | 0 | 0 | 0 | 0 | 0 | 0 | 0 | 0 | 0 | 0 | 0 | 0 | 0 | 0 | 0 | 0 | 0 | 0 | 0 | 0 | 0 | 0
F4_Industrial_Primary Metals_New_Miscellaneous_Natural Gas_Strategic Energy Management_A_Achievable Technical Potential | F4 | Industrial | Primary Metals | New | Miscellaneous | Natural Gas | Strategic Energy Management | A | Incremental Energy Savings (MWh or mTherms) | Achievable Technical Potential | 0 | 0 | 0.0047684 | 0.0083218 | 0.011866 | 0.015839 | 0.018232 | 0.02101 | 0.023752 | 0.026837 | 0.029135 | 0.031778 | 0.034385 | 0.03741 | 0.039463 | 0.041958 | 0.044452 | 0.047354 | 0.049271 | 0.051634 | 0.057798 | 0.062684 | 0
F5_Industrial_Primary Metals_New_Miscellaneous_Natural Gas_Strategic Energy Management_A_Achievable Technical Potential | F5 | Industrial | Primary Metals | New | Miscellaneous | Natural Gas | Strategic Energy Management | A | Incremental Summer Peak Savings (MW) | Achievable Technical Potential | 0 | 0 | 0 | 0 | 0 | 0 | 0 | 0 | 0 | 0 | 0 | 0 | 0 | 0 | 0 | 0 | 0 | 0 | 0 | 0 | 0 | 0 | 0
F6_Industrial_Primary Metals_New_Miscellaneous_Natural Gas_Strategic Energy Management_A_Achievable Technical Potential | F6 | Industrial | Primary Metals | New | Miscellaneous | Natural Gas | Strategic Energy Management | A | Incremental Winter Peak Savings (MW) | Achievable Technical Potential | 0 | 0 | 0 | 0 | 0 | 0 | 0 | 0 | 0 | 0 | 0 | 0 | 0 | 0 | 0 | 0 | 0 | 0 | 0 | 0 | 0 | 0 | 0
F7_Industrial_Primary Metals_New_Miscellaneous_Natural Gas_Strategic Energy Management_A_Achievable Technical Potential | F7 | Industrial | Primary Metals | New | Miscellaneous | Natural Gas | Strategic Energy Management | A | Cumulative Energy Savings (MWh or mTherms) | Achievable Technical Potential | 0 | 0 | 0.0047684 | 0.01309 | 0.024957 | 0.040796 | 0.059028 | 0.07527 | 0.0907 | 0.10567 | 0.11897 | 0.13251 | 0.14589 | 0.15955 | 0.17217 | 0.185 | 0.19767 | 0.20587 | 0.20941 | 0.20971 | 0.20971 | 0.20971 | 0
F8_Industrial_Primary Metals_New_Miscellaneous_Natural Gas_Strategic Energy Management_A_Achievable Technical Potential | F8 | Industrial | Primary Metals | New | Miscellaneous | Natural Gas | Strategic Energy Management | A | Cumulative Summer Peak Savings (MW) | Achievable Technical Potential | 0 | 0 | 0 | 0 | 0 | 0 | 0 | 0 | 0 | 0 | 0 | 0 | 0 | 0 | 0 | 0 | 0 | 0 | 0 | 0 | 0 | 0 | 0
F9_Industrial_Primary Metals_New_Miscellaneous_Natural Gas_Strategic Energy Management_A_Achievable Technical Potential | F9 | Industrial | Primary Metals | New | Miscellaneous | Natural Gas | Strategic Energy Management | A | Cumulative Winter Peak Savings (MW) | Achievable Technical Potential | 0 | 0 | 0 | 0 | 0 | 0 | 0 | 0 | 0 | 0 | 0 | 0 | 0 | 0 | 0 | 0 | 0 | 0 | 0 | 0 | 0 | 0 | 0
F10_Industrial_Primary Metals_New_Miscellaneous_Natural Gas_Strategic Energy Management_A_Achievable Technical Potential | F10 | Industrial | Primary Metals | New | Miscellaneous | Natural Gas | Strategic Energy Management | A | Purchases (Incremental) | Achievable Technical Potential | 0 | 0 | 0.28026 | 0.48911 | 0.69745 | 0.93097 | 1.0716 | 1.2349 | 1.396 | 1.5774 | 1.7124 | 1.8677 | 2.021 | 2.1988 | 2.3195 | 2.4661 | 2.6127 | 2.7832 | 2.8959 | 3.0348 | 3.3971 | 3.6842 | 0
F11_Industrial_Primary Metals_New_Miscellaneous_Natural Gas_Strategic Energy Management_A_Achievable Technical Potential | F11 | Industrial | Primary Metals | New | Miscellaneous | Natural Gas | Strategic Energy Management | A | Purchases (Cumulative) | Achievable Technical Potential | 0 | 0 | 0.28026 | 0.76938 | 1.4668 | 2.3978 | 3.4694 | 4.424 | 5.3309 | 6.2108 | 6.9923 | 7.7884 | 8.5746 | 9.3773 | 10.1194 | 10.8731 | 11.618 | 12.1 | 12.308 | 12.3259 | 12.3259 | 12.3259 | 0
F1_Industrial_Primary Metals_New_Space Heating_Natural Gas_Commissioning_A_Achievable Technical Potential | F1 | Industrial | Primary Metals | New | Space Heating | Natural Gas | Commissioning | A | Integrated Unit Energy Savings (kWh or therms) | Achievable Technical Potential | 0 | 0 | 20.6325 | 20.4063 | 20.2539 | 20.1162 | 20.0384 | 19.9497 | 19.8685 | 19.7861 | 19.7301 | 19.6707 | 19.5829 | 19.5032 | 19.4272 | 19.3629 | 19.3025 | 19.2234 | 19.1851 | 19.1319 | 19.0892 | 19.0621 | 0
F2_Industrial_Primary Metals_New_Space Heating_Natural Gas_Commissioning_A_Achievable Technical Potential | F2 | Industrial | Primary Metals | New | Space Heating | Natural Gas | Commissioning | A | Integrated Unit Summer Peak Savings (kW) | Achievable Technical Potential | 0 | 0 | 0 | 0 | 0 | 0 | 0 | 0 | 0 | 0 | 0 | 0 | 0 | 0 | 0 | 0 | 0 | 0 | 0 | 0 | 0 | 0 | 0
F3_Industrial_Primary Metals_New_Space Heating_Natural Gas_Commissioning_A_Achievable Technical Potential | F3 | Industrial | Primary Metals | New | Space Heating | Natural Gas | Commissioning | A | Integrated Unit Winter Peak Savings (kW) | Achievable Technical Potential | 0 | 0 | 0 | 0 | 0 | 0 | 0 | 0 | 0 | 0 | 0 | 0 | 0 | 0 | 0 | 0 | 0 | 0 | 0 | 0 | 0 | 0 | 0
F4_Industrial_Primary Metals_New_Space Heating_Natural Gas_Commissioning_A_Achievable Technical Potential | F4 | Industrial | Primary Metals | New | Space Heating | Natural Gas | Commissioning | A | Incremental Energy Savings (MWh or mTherms) | Achievable Technical Potential | 0 | 0 | 0 | 0 | 0 | 0 | 0 | 0 | 0 | 0 | 0 | 0 | 0 | 0 | 0 | 0 | 0 | 0 | 0 | 0 | 0 | 0 | 0
F5_Industrial_Primary Metals_New_Space Heating_Natural Gas_Commissioning_A_Achievable Technical Potential | F5 | Industrial | Primary Metals | New | Space Heating | Natural Gas | Commissioning | A | Incremental Summer Peak Savings (MW) | Achievable Technical Potential | 0 | 0 | 0 | 0 | 0 | 0 | 0 | 0 | 0 | 0 | 0 | 0 | 0 | 0 | 0 | 0 | 0 | 0 | 0 | 0 | 0 | 0 | 0
F6_Industrial_Primary Metals_New_Space Heating_Natural Gas_Commissioning_A_Achievable Technical Potential | F6 | Industrial | Primary Metals | New | Space Heating | Natural Gas | Commissioning | A | Incremental Winter Peak Savings (MW) | Achievable Technical Potential | 0 | 0 | 0 | 0 | 0 | 0 | 0 | 0 | 0 | 0 | 0 | 0 | 0 | 0 | 0 | 0 | 0 | 0 | 0 | 0 | 0 | 0 | 0
F7_Industrial_Primary Metals_New_Space Heating_Natural Gas_Commissioning_A_Achievable Technical Potential | F7 | Industrial | Primary Metals | New | Space Heating | Natural Gas | Commissioning | A | Cumulative Energy Savings (MWh or mTherms) | Achievable Technical Potential | 0 | 0 | 0 | 0 | 0 | 0 | 0 | 0 | 0 | 0 | 0 | 0 | 0 | 0 | 0 | 0 | 0 | 0 | 0 | 0 | 0 | 0 | 0
F8_Industrial_Primary Metals_New_Space Heating_Natural Gas_Commissioning_A_Achievable Technical Potential | F8 | Industrial | Primary Metals | New | Space Heating | Natural Gas | Commissioning | A | Cumulative Summer Peak Savings (MW) | Achievable Technical Potential | 0 | 0 | 0 | 0 | 0 | 0 | 0 | 0 | 0 | 0 | 0 | 0 | 0 | 0 | 0 | 0 | 0 | 0 | 0 | 0 | 0 | 0 | 0
F9_Industrial_Primary Metals_New_Space Heating_Natural Gas_Commissioning_A_Achievable Technical Potential | F9 | Industrial | Primary Metals | New | Space Heating | Natural Gas | Commissioning | A | Cumulative Winter Peak Savings (MW) | Achievable Technical Potential | 0 | 0 | 0 | 0 | 0 | 0 | 0 | 0 | 0 | 0 | 0 | 0 | 0 | 0 | 0 | 0 | 0 | 0 | 0 | 0 | 0 | 0 | 0
F10_Industrial_Primary Metals_New_Space Heating_Natural Gas_Commissioning_A_Achievable Technical Potential | F10 | Industrial | Primary Metals | New | Space Heating | Natural Gas | Commissioning | A | Purchases (Incremental) | Achievable Technical Potential | 0 | 0 | 0 | 0 | 0 | 0 | 0 | 0 | 0 | 0 | 0 | 0 | 0 | 0 | 0 | 0 | 0 | 0 | 0 | 0 | 0 | 0 | 0
F11_Industrial_Primary Metals_New_Space Heating_Natural Gas_Commissioning_A_Achievable Technical Potential | F11 | Industrial | Primary Metals | New | Space Heating | Natural Gas | Commissioning | A | Purchases (Cumulative) | Achievable Technical Potential | 0 | 0 | 0 | 0 | 0 | 0 | 0 | 0 | 0 | 0 | 0 | 0 | 0 | 0 | 0 | 0 | 0 | 0 | 0 | 0 | 0 | 0 | 0
F1_Industrial_Primary Metals_New_Process_Natural Gas_Commissioning_A_Achievable Technical Potential | F1 | Industrial | Primary Metals | New | Process | Natural Gas | Commissioning | A | Integrated Unit Energy Savings (kWh or therms) | Achievable Technical Potential | 0 | 0 | 562.5435 | 562.5435 | 562.5435 | 562.5435 | 562.5435 | 562.5435 | 562.5435 | 562.5435 | 562.5435 | 562.5435 | 562.5435 | 562.5435 | 562.5435 | 562.5435 | 562.5435 | 562.5435 | 562.5435 | 562.5435 | 562.5435 | 562.5435 | 0
F2_Industrial_Primary Metals_New_Process_Natural Gas_Commissioning_A_Achievable Technical Potential | F2 | Industrial | Primary Metals | New | Process | Natural Gas | Commissioning | A | Integrated Unit Summer Peak Savings (kW) | Achievable Technical Potential | 0 | 0 | 0 | 0 | 0 | 0 | 0 | 0 | 0 | 0 | 0 | 0 | 0 | 0 | 0 | 0 | 0 | 0 | 0 | 0 | 0 | 0 | 0
F3_Industrial_Primary Metals_New_Process_Natural Gas_Commissioning_A_Achievable Technical Potential | F3 | Industrial | Primary Metals | New | Process | Natural Gas | Commissioning | A | Integrated Unit Winter Peak Savings (kW) | Achievable Technical Potential | 0 | 0 | 0 | 0 | 0 | 0 | 0 | 0 | 0 | 0 | 0 | 0 | 0 | 0 | 0 | 0 | 0 | 0 | 0 | 0 | 0 | 0 | 0
F4_Industrial_Primary Metals_New_Process_Natural Gas_Commissioning_A_Achievable Technical Potential | F4 | Industrial | Primary Metals | New | Process | Natural Gas | Commissioning | A | Incremental Energy Savings (MWh or mTherms) | Achievable Technical Potential | 0 | 0 | 0 | 0 | 0 | 0 | 0 | 0 | 0 | 0 | 0 | 0 | 0 | 0 | 0 | 0 | 0 | 0 | 0 | 0 | 0 | 0 | 0
F5_Industrial_Primary Metals_New_Process_Natural Gas_Commissioning_A_Achievable Technical Potential | F5 | Industrial | Primary Metals | New | Process | Natural Gas | Commissioning | A | Incremental Summer Peak Savings (MW) | Achievable Technical Potential | 0 | 0 | 0 | 0 | 0 | 0 | 0 | 0 | 0 | 0 | 0 | 0 | 0 | 0 | 0 | 0 | 0 | 0 | 0 | 0 | 0 | 0 | 0
F6_Industrial_Primary Metals_New_Process_Natural Gas_Commissioning_A_Achievable Technical Potential | F6 | Industrial | Primary Metals | New | Process | Natural Gas | Commissioning | A | Incremental Winter Peak Savings (MW) | Achievable Technical Potential | 0 | 0 | 0 | 0 | 0 | 0 | 0 | 0 | 0 | 0 | 0 | 0 | 0 | 0 | 0 | 0 | 0 | 0 | 0 | 0 | 0 | 0 | 0
F7_Industrial_Primary Metals_New_Process_Natural Gas_Commissioning_A_Achievable Technical Potential | F7 | Industrial | Primary Metals | New | Process | Natural Gas | Commissioning | A | Cumulative Energy Savings (MWh or mTherms) | Achievable Technical Potential | 0 | 0 | 0 | 0 | 0 | 0 | 0 | 0 | 0 | 0 | 0 | 0 | 0 | 0 | 0 | 0 | 0 | 0 | 0 | 0 | 0 | 0 | 0
F8_Industrial_Primary Metals_New_Process_Natural Gas_Commissioning_A_Achievable Technical Potential | F8 | Industrial | Primary Metals | New | Process | Natural Gas | Commissioning | A | Cumulative Summer Peak Savings (MW) | Achievable Technical Potential | 0 | 0 | 0 | 0 | 0 | 0 | 0 | 0 | 0 | 0 | 0 | 0 | 0 | 0 | 0 | 0 | 0 | 0 | 0 | 0 | 0 | 0 | 0
F9_Industrial_Primary Metals_New_Process_Natural Gas_Commissioning_A_Achievable Technical Potential | F9 | Industrial | Primary Metals | New | Process | Natural Gas | Commissioning | A | Cumulative Winter Peak Savings (MW) | Achievable Technical Potential | 0 | 0 | 0 | 0 | 0 | 0 | 0 | 0 | 0 | 0 | 0 | 0 | 0 | 0 | 0 | 0 | 0 | 0 | 0 | 0 | 0 | 0 | 0
F10_Industrial_Primary Metals_New_Process_Natural Gas_Commissioning_A_Achievable Technical Potential | F10 | Industrial | Primary Metals | New | Process | Natural Gas | Commissioning | A | Purchases (Incremental) | Achievable Technical Potential | 0 | 0 | 0 | 0 | 0 | 0 | 0 | 0 | 0 | 0 | 0 | 0 | 0 | 0 | 0 | 0 | 0 | 0 | 0 | 0 | 0 | 0 | 0
F11_Industrial_Primary Metals_New_Process_Natural Gas_Commissioning_A_Achievable Technical Potential | F11 | Industrial | Primary Metals | New | Process | Natural Gas | Commissioning | A | Purchases (Cumulative) | Achievable Technical Potential | 0 | 0 | 0 | 0 | 0 | 0 | 0 | 0 | 0 | 0 | 0 | 0 | 0 | 0 | 0 | 0 | 0 | 0 | 0 | 0 | 0 | 0 | 0
F1_Industrial_Primary Metals_New_Space Heating_Natural Gas_Retrocommissioning_A_Achievable Technical Potential | F1 | Industrial | Primary Metals | New | Space Heating | Natural Gas | Retrocommissioning | A | Integrated Unit Energy Savings (kWh or therms) | Achievable Technical Potential | 0 | 0 | 0 | 0 | 0 | 0 | 0 | 0 | 0 | 0 | 0 | 0 | 0 | 0 | 0 | 0 | 0 | 0 | 0 | 0 | 0 | 0 | 0
F2_Industrial_Primary Metals_New_Space Heating_Natural Gas_Retrocommissioning_A_Achievable Technical Potential | F2 | Industrial | Primary Metals | New | Space Heating | Natural Gas | Retrocommissioning | A | Integrated Unit Summer Peak Savings (kW) | Achievable Technical Potential | 0 | 0 | 0 | 0 | 0 | 0 | 0 | 0 | 0 | 0 | 0 | 0 | 0 | 0 | 0 | 0 | 0 | 0 | 0 | 0 | 0 | 0 | 0
F3_Industrial_Primary Metals_New_Space Heating_Natural Gas_Retrocommissioning_A_Achievable Technical Potential | F3 | Industrial | Primary Metals | New | Space Heating | Natural Gas | Retrocommissioning | A | Integrated Unit Winter Peak Savings (kW) | Achievable Technical Potential | 0 | 0 | 0 | 0 | 0 | 0 | 0 | 0 | 0 | 0 | 0 | 0 | 0 | 0 | 0 | 0 | 0 | 0 | 0 | 0 | 0 | 0 | 0
F4_Industrial_Primary Metals_New_Space Heating_Natural Gas_Retrocommissioning_A_Achievable Technical Potential | F4 | Industrial | Primary Metals | New | Space Heating | Natural Gas | Retrocommissioning | A | Incremental Energy Savings (MWh or mTherms) | Achievable Technical Potential | 0 | 0 | 0 | 0 | 0 | 0 | 0 | 0 | 0 | 0 | 0 | 0 | 0 | 0 | 0 | 0 | 0 | 0 | 0 | 0 | 0 | 0 | 0
F5_Industrial_Primary Metals_New_Space Heating_Natural Gas_Retrocommissioning_A_Achievable Technical Potential | F5 | Industrial | Primary Metals | New | Space Heating | Natural Gas | Retrocommissioning | A | Incremental Summer Peak Savings (MW) | Achievable Technical Potential | 0 | 0 | 0 | 0 | 0 | 0 | 0 | 0 | 0 | 0 | 0 | 0 | 0 | 0 | 0 | 0 | 0 | 0 | 0 | 0 | 0 | 0 | 0
F6_Industrial_Primary Metals_New_Space Heating_Natural Gas_Retrocommissioning_A_Achievable Technical Potential | F6 | Industrial | Primary Metals | New | Space Heating | Natural Gas | Retrocommissioning | A | Incremental Winter Peak Savings (MW) | Achievable Technical Potential | 0 | 0 | 0 | 0 | 0 | 0 | 0 | 0 | 0 | 0 | 0 | 0 | 0 | 0 | 0 | 0 | 0 | 0 | 0 | 0 | 0 | 0 | 0
F7_Industrial_Primary Metals_New_Space Heating_Natural Gas_Retrocommissioning_A_Achievable Technical Potential | F7 | Industrial | Primary Metals | New | Space Heating | Natural Gas | Retrocommissioning | A | Cumulative Energy Savings (MWh or mTherms) | Achievable Technical Potential | 0 | 0 | 0 | 0 | 0 | 0 | 0 | 0 | 0 | 0 | 0 | 0 | 0 | 0 | 0 | 0 | 0 | 0 | 0 | 0 | 0 | 0 | 0
F8_Industrial_Primary Metals_New_Space Heating_Natural Gas_Retrocommissioning_A_Achievable Technical Potential | F8 | Industrial | Primary Metals | New | Space Heating | Natural Gas | Retrocommissioning | A | Cumulative Summer Peak Savings (MW) | Achievable Technical Potential | 0 | 0 | 0 | 0 | 0 | 0 | 0 | 0 | 0 | 0 | 0 | 0 | 0 | 0 | 0 | 0 | 0 | 0 | 0 | 0 | 0 | 0 | 0
F9_Industrial_Primary Metals_New_Space Heating_Natural Gas_Retrocommissioning_A_Achievable Technical Potential | F9 | Industrial | Primary Metals | New | Space Heating | Natural Gas | Retrocommissioning | A | Cumulative Winter Peak Savings (MW) | Achievable Technical Potential | 0 | 0 | 0 | 0 | 0 | 0 | 0 | 0 | 0 | 0 | 0 | 0 | 0 | 0 | 0 | 0 | 0 | 0 | 0 | 0 | 0 | 0 | 0
F10_Industrial_Primary Metals_New_Space Heating_Natural Gas_Retrocommissioning_A_Achievable Technical Potential | F10 | Industrial | Primary Metals | New | Space Heating | Natural Gas | Retrocommissioning | A | Purchases (Incremental) | Achievable Technical Potential | 0 | 0 | 0 | 0 | 0 | 0 | 0 | 0 | 0 | 0 | 0 | 0 | 0 | 0 | 0 | 0 | 0 | 0 | 0 | 0 | 0 | 0 | 0
F11_Industrial_Primary Metals_New_Space Heating_Natural Gas_Retrocommissioning_A_Achievable Technical Potential | F11 | Industrial | Primary Metals | New | Space Heating | Natural Gas | Retrocommissioning | A | Purchases (Cumulative) | Achievable Technical Potential | 0 | 0 | 0 | 0 | 0 | 0 | 0 | 0 | 0 | 0 | 0 | 0 | 0 | 0 | 0 | 0 | 0 | 0 | 0 | 0 | 0 | 0 | 0
F1_Industrial_Primary Metals_New_Process_Natural Gas_Retrocommissioning_A_Achievable Technical Potential | F1 | Industrial | Primary Metals | New | Process | Natural Gas | Retrocommissioning | A | Integrated Unit Energy Savings (kWh or therms) | Achievable Technical Potential | 0 | 0 | 0 | 0 | 0 | 0 | 0 | 0 | 0 | 0 | 0 | 0 | 0 | 0 | 0 | 0 | 0 | 0 | 0 | 0 | 0 | 0 | 0
F2_Industrial_Primary Metals_New_Process_Natural Gas_Retrocommissioning_A_Achievable Technical Potential | F2 | Industrial | Primary Metals | New | Process | Natural Gas | Retrocommissioning | A | Integrated Unit Summer Peak Savings (kW) | Achievable Technical Potential | 0 | 0 | 0 | 0 | 0 | 0 | 0 | 0 | 0 | 0 | 0 | 0 | 0 | 0 | 0 | 0 | 0 | 0 | 0 | 0 | 0 | 0 | 0
F3_Industrial_Primary Metals_New_Process_Natural Gas_Retrocommissioning_A_Achievable Technical Potential | F3 | Industrial | Primary Metals | New | Process | Natural Gas | Retrocommissioning | A | Integrated Unit Winter Peak Savings (kW) | Achievable Technical Potential | 0 | 0 | 0 | 0 | 0 | 0 | 0 | 0 | 0 | 0 | 0 | 0 | 0 | 0 | 0 | 0 | 0 | 0 | 0 | 0 | 0 | 0 | 0
F4_Industrial_Primary Metals_New_Process_Natural Gas_Retrocommissioning_A_Achievable Technical Potential | F4 | Industrial | Primary Metals | New | Process | Natural Gas | Retrocommissioning | A | Incremental Energy Savings (MWh or mTherms) | Achievable Technical Potential | 0 | 0 | 0 | 0 | 0 | 0 | 0 | 0 | 0 | 0 | 0 | 0 | 0 | 0 | 0 | 0 | 0 | 0 | 0 | 0 | 0 | 0 | 0
F5_Industrial_Primary Metals_New_Process_Natural Gas_Retrocommissioning_A_Achievable Technical Potential | F5 | Industrial | Primary Metals | New | Process | Natural Gas | Retrocommissioning | A | Incremental Summer Peak Savings (MW) | Achievable Technical Potential | 0 | 0 | 0 | 0 | 0 | 0 | 0 | 0 | 0 | 0 | 0 | 0 | 0 | 0 | 0 | 0 | 0 | 0 | 0 | 0 | 0 | 0 | 0
F6_Industrial_Primary Metals_New_Process_Natural Gas_Retrocommissioning_A_Achievable Technical Potential | F6 | Industrial | Primary Metals | New | Process | Natural Gas | Retrocommissioning | A | Incremental Winter Peak Savings (MW) | Achievable Technical Potential | 0 | 0 | 0 | 0 | 0 | 0 | 0 | 0 | 0 | 0 | 0 | 0 | 0 | 0 | 0 | 0 | 0 | 0 | 0 | 0 | 0 | 0 | 0
F7_Industrial_Primary Metals_New_Process_Natural Gas_Retrocommissioning_A_Achievable Technical Potential | F7 | Industrial | Primary Metals | New | Process | Natural Gas | Retrocommissioning | A | Cumulative Energy Savings (MWh or mTherms) | Achievable Technical Potential | 0 | 0 | 0 | 0 | 0 | 0 | 0 | 0 | 0 | 0 | 0 | 0 | 0 | 0 | 0 | 0 | 0 | 0 | 0 | 0 | 0 | 0 | 0
F8_Industrial_Primary Metals_New_Process_Natural Gas_Retrocommissioning_A_Achievable Technical Potential | F8 | Industrial | Primary Metals | New | Process | Natural Gas | Retrocommissioning | A | Cumulative Summer Peak Savings (MW) | Achievable Technical Potential | 0 | 0 | 0 | 0 | 0 | 0 | 0 | 0 | 0 | 0 | 0 | 0 | 0 | 0 | 0 | 0 | 0 | 0 | 0 | 0 | 0 | 0 | 0
F9_Industrial_Primary Metals_New_Process_Natural Gas_Retrocommissioning_A_Achievable Technical Potential | F9 | Industrial | Primary Metals | New | Process | Natural Gas | Retrocommissioning | A | Cumulative Winter Peak Savings (MW) | Achievable Technical Potential | 0 | 0 | 0 | 0 | 0 | 0 | 0 | 0 | 0 | 0 | 0 | 0 | 0 | 0 | 0 | 0 | 0 | 0 | 0 | 0 | 0 | 0 | 0
F10_Industrial_Primary Metals_New_Process_Natural Gas_Retrocommissioning_A_Achievable Technical Potential | F10 | Industrial | Primary Metals | New | Process | Natural Gas | Retrocommissioning | A | Purchases (Incremental) | Achievable Technical Potential | 0 | 0 | 0 | 0 | 0 | 0 | 0 | 0 | 0 | 0 | 0 | 0 | 0 | 0 | 0 | 0 | 0 | 0 | 0 | 0 | 0 | 0 | 0
F11_Industrial_Primary Metals_New_Process_Natural Gas_Retrocommissioning_A_Achievable Technical Potential | F11 | Industrial | Primary Metals | New | Process | Natural Gas | Retrocommissioning | A | Purchases (Cumulative) | Achievable Technical Potential | 0 | 0 | 0 | 0 | 0 | 0 | 0 | 0 | 0 | 0 | 0 | 0 | 0 | 0 | 0 | 0 | 0 | 0 | 0 | 0 | 0 | 0 | 0
F1_Industrial_Stone, Clay, and Glass_Existing_Space Heating_Natural Gas_Insulation - Roof/Ceiling_A_Achievable Technical Potential | F1 | Industrial | Stone, Clay, and Glass | Existing | Space Heating | Natural Gas | Insulation - Roof/Ceiling | A | Integrated Unit Energy Savings (kWh or therms) | Achievable Technical Potential | 0 | 0 | 0.08286 | 0.082461 | 0.082029 | 0.081554 | 0.081023 | 0.080427 | 0.079756 | 0.079004 | 0.078171 | 0.077266 | 0.0763 | 0.075292 | 0.074262 | 0.073237 | 0.072242 | 0.071326 | 0.070501 | 0.069765 | 0.069106 | 0.068507 | 0
F2_Industrial_Stone, Clay, and Glass_Existing_Space Heating_Natural Gas_Insulation - Roof/Ceiling_A_Achievable Technical Potential | F2 | Industrial | Stone, Clay, and Glass | Existing | Space Heating | Natural Gas | Insulation - Roof/Ceiling | A | Integrated Unit Summer Peak Savings (kW) | Achievable Technical Potential | 0 | 0 | 0 | 0 | 0 | 0 | 0 | 0 | 0 | 0 | 0 | 0 | 0 | 0 | 0 | 0 | 0 | 0 | 0 | 0 | 0 | 0 | 0
F3_Industrial_Stone, Clay, and Glass_Existing_Space Heating_Natural Gas_Insulation - Roof/Ceiling_A_Achievable Technical Potential | F3 | Industrial | Stone, Clay, and Glass | Existing | Space Heating | Natural Gas | Insulation - Roof/Ceiling | A | Integrated Unit Winter Peak Savings (kW) | Achievable Technical Potential | 0 | 0 | 0 | 0 | 0 | 0 | 0 | 0 | 0 | 0 | 0 | 0 | 0 | 0 | 0 | 0 | 0 | 0 | 0 | 0 | 0 | 0 | 0
F4_Industrial_Stone, Clay, and Glass_Existing_Space Heating_Natural Gas_Insulation - Roof/Ceiling_A_Achievable Technical Potential | F4 | Industrial | Stone, Clay, and Glass | Existing | Space Heating | Natural Gas | Insulation - Roof/Ceiling | A | Incremental Energy Savings (MWh or mTherms) | Achievable Technical Potential | 0 | 0 | 0.30747 | 0.52625 | 0.80028 | 1.0947 | 1.3603 | 1.5482 | 1.6249 | 1.5818 | 1.4356 | 1.2202 | 0.97521 | 0.73556 | 0.52536 | 0.35643 | 0.23035 | 0.14223 | 0.084098 | 0.055376 | 0 | 0 | 0
F5_Industrial_Stone, Clay, and Glass_Existing_Space Heating_Natural Gas_Insulation - Roof/Ceiling_A_Achievable Technical Potential | F5 | Industrial | Stone, Clay, and Glass | Existing | Space Heating | Natural Gas | Insulation - Roof/Ceiling | A | Incremental Summer Peak Savings (MW) | Achievable Technical Potential | 0 | 0 | 0 | 0 | 0 | 0 | 0 | 0 | 0 | 0 | 0 | 0 | 0 | 0 | 0 | 0 | 0 | 0 | 0 | 0 | 0 | 0 | 0
F6_Industrial_Stone, Clay, and Glass_Existing_Space Heating_Natural Gas_Insulation - Roof/Ceiling_A_Achievable Technical Potential | F6 | Industrial | Stone, Clay, and Glass | Existing | Space Heating | Natural Gas | Insulation - Roof/Ceiling | A | Incremental Winter Peak Savings (MW) | Achievable Technical Potential | 0 | 0 | 0 | 0 | 0 | 0 | 0 | 0 | 0 | 0 | 0 | 0 | 0 | 0 | 0 | 0 | 0 | 0 | 0 | 0 | 0 | 0 | 0
F7_Industrial_Stone, Clay, and Glass_Existing_Space Heating_Natural Gas_Insulation - Roof/Ceiling_A_Achievable Technical Potential | F7 | Industrial | Stone, Clay, and Glass | Existing | Space Heating | Natural Gas | Insulation - Roof/Ceiling | A | Cumulative Energy Savings (MWh or mTherms) | Achievable Technical Potential | 0 | 0 | 0.30747 | 0.83224 | 1.6282 | 2.7134 | 4.0561 | 5.5745 | 7.1528 | 8.6672 | 10.0115 | 11.1157 | 11.952 | 12.5295 | 12.8836 | 13.0622 | 13.115 | 13.091 | 13.0236 | 12.943 | 12.8209 | 12.7096 | 0
F8_Industrial_Stone, Clay, and Glass_Existing_Space Heating_Natural Gas_Insulation - Roof/Ceiling_A_Achievable Technical Potential | F8 | Industrial | Stone, Clay, and Glass | Existing | Space Heating | Natural Gas | Insulation - Roof/Ceiling | A | Cumulative Summer Peak Savings (MW) | Achievable Technical Potential | 0 | 0 | 0 | 0 | 0 | 0 | 0 | 0 | 0 | 0 | 0 | 0 | 0 | 0 | 0 | 0 | 0 | 0 | 0 | 0 | 0 | 0 | 0
F9_Industrial_Stone, Clay, and Glass_Existing_Space Heating_Natural Gas_Insulation - Roof/Ceiling_A_Achievable Technical Potential | F9 | Industrial | Stone, Clay, and Glass | Existing | Space Heating | Natural Gas | Insulation - Roof/Ceiling | A | Cumulative Winter Peak Savings (MW) | Achievable Technical Potential | 0 | 0 | 0 | 0 | 0 | 0 | 0 | 0 | 0 | 0 | 0 | 0 | 0 | 0 | 0 | 0 | 0 | 0 | 0 | 0 | 0 | 0 | 0
F10_Industrial_Stone, Clay, and Glass_Existing_Space Heating_Natural Gas_Insulation - Roof/Ceiling_A_Achievable Technical Potential | F10 | Industrial | Stone, Clay, and Glass | Existing | Space Heating | Natural Gas | Insulation - Roof/Ceiling | A | Purchases (Incremental) | Achievable Technical Potential | 0 | 0 | 3710.717 | 6381.7935 | 9756.0751 | 13423.0137 | 16789.2867 | 19249.7856 | 20373.1153 | 20021.8546 | 18364.8736 | 15792.2081 | 12781.1177 | 9769.475 | 7074.4474 | 4866.7319 | 3188.5485 | 1994.0923 | 1192.8678 | 793.746 | 0 | 0 | 0
F11_Industrial_Stone, Clay, and Glass_Existing_Space Heating_Natural Gas_Insulation - Roof/Ceiling_A_Achievable Technical Potential | F11 | Industrial | Stone, Clay, and Glass | Existing | Space Heating | Natural Gas | Insulation - Roof/Ceiling | A | Purchases (Cumulative) | Achievable Technical Potential | 0 | 0 | 3710.717 | 10092.5105 | 19848.5856 | 33271.5992 | 50060.8859 | 69310.6715 | 89683.7868 | 109705.6414 | 128070.515 | 143862.7231 | 156643.8408 | 166413.3158 | 173487.7632 | 178354.4952 | 181543.0437 | 183537.136 | 184730.0037 | 185523.7497 | 185523.7497 | 185523.7497 | 0
F1_Industrial_Stone, Clay, and Glass_Existing_Space Heating_Natural Gas_Insulation - Wall Cavity_A_Achievable Technical Potential | F1 | Industrial | Stone, Clay, and Glass | Existing | Space Heating | Natural Gas | Insulation - Wall Cavity | A | Integrated Unit Energy Savings (kWh or therms) | Achievable Technical Potential | 0 | 0 | 0.018069 | 0.01788 | 0.017628 | 0.017305 | 0.016911 | 0.016458 | 0.015965 | 0.015456 | 0.014954 | 0.014478 | 0.014039 | 0.013641 | 0.013285 | 0.012967 | 0.012683 | 0.012433 | 0.012213 | 0.012016 | 0.011846 | 0.011686 | 0
F2_Industrial_Stone, Clay, and Glass_Existing_Space Heating_Natural Gas_Insulation - Wall Cavity_A_Achievable Technical Potential | F2 | Industrial | Stone, Clay, and Glass | Existing | Space Heating | Natural Gas | Insulation - Wall Cavity | A | Integrated Unit Summer Peak Savings (kW) | Achievable Technical Potential | 0 | 0 | 0 | 0 | 0 | 0 | 0 | 0 | 0 | 0 | 0 | 0 | 0 | 0 | 0 | 0 | 0 | 0 | 0 | 0 | 0 | 0 | 0
F3_Industrial_Stone, Clay, and Glass_Existing_Space Heating_Natural Gas_Insulation - Wall Cavity_A_Achievable Technical Potential | F3 | Industrial | Stone, Clay, and Glass | Existing | Space Heating | Natural Gas | Insulation - Wall Cavity | A | Integrated Unit Winter Peak Savings (kW) | Achievable Technical Potential | 0 | 0 | 0 | 0 | 0 | 0 | 0 | 0 | 0 | 0 | 0 | 0 | 0 | 0 | 0 | 0 | 0 | 0 | 0 | 0 | 0 | 0 | 0
F4_Industrial_Stone, Clay, and Glass_Existing_Space Heating_Natural Gas_Insulation - Wall Cavity_A_Achievable Technical Potential | F4 | Industrial | Stone, Clay, and Glass | Existing | Space Heating | Natural Gas | Insulation - Wall Cavity | A | Incremental Energy Savings (MWh or mTherms) | Achievable Technical Potential | 0 | 0 | 0.067047 | 0.11411 | 0.17198 | 0.23229 | 0.28393 | 0.31681 | 0.32526 | 0.30946 | 0.27464 | 0.22864 | 0.17943 | 0.13327 | 0.093984 | 0.063107 | 0.040439 | 0.024793 | 0.014569 | 0.0095375 | 0 | 0 | 0
F5_Industrial_Stone, Clay, and Glass_Existing_Space Heating_Natural Gas_Insulation - Wall Cavity_A_Achievable Technical Potential | F5 | Industrial | Stone, Clay, and Glass | Existing | Space Heating | Natural Gas | Insulation - Wall Cavity | A | Incremental Summer Peak Savings (MW) | Achievable Technical Potential | 0 | 0 | 0 | 0 | 0 | 0 | 0 | 0 | 0 | 0 | 0 | 0 | 0 | 0 | 0 | 0 | 0 | 0 | 0 | 0 | 0 | 0 | 0
F6_Industrial_Stone, Clay, and Glass_Existing_Space Heating_Natural Gas_Insulation - Wall Cavity_A_Achievable Technical Potential | F6 | Industrial | Stone, Clay, and Glass | Existing | Space Heating | Natural Gas | Insulation - Wall Cavity | A | Incremental Winter Peak Savings (MW) | Achievable Technical Potential | 0 | 0 | 0 | 0 | 0 | 0 | 0 | 0 | 0 | 0 | 0 | 0 | 0 | 0 | 0 | 0 | 0 | 0 | 0 | 0 | 0 | 0 | 0
F7_Industrial_Stone, Clay, and Glass_Existing_Space Heating_Natural Gas_Insulation - Wall Cavity_A_Achievable Technical Potential | F7 | Industrial | Stone, Clay, and Glass | Existing | Space Heating | Natural Gas | Insulation - Wall Cavity | A | Cumulative Energy Savings (MWh or mTherms) | Achievable Technical Potential | 0 | 0 | 0.067047 | 0.18045 | 0.34989 | 0.57577 | 0.8466 | 1.1407 | 1.4318 | 1.6956 | 1.9152 | 2.0829 | 2.1991 | 2.2701 | 2.3048 | 2.3127 | 2.3025 | 2.2819 | 2.2562 | 2.2292 | 2.1976 | 2.168 | 0
F8_Industrial_Stone, Clay, and Glass_Existing_Space Heating_Natural Gas_Insulation - Wall Cavity_A_Achievable Technical Potential | F8 | Industrial | Stone, Clay, and Glass | Existing | Space Heating | Natural Gas | Insulation - Wall Cavity | A | Cumulative Summer Peak Savings (MW) | Achievable Technical Potential | 0 | 0 | 0 | 0 | 0 | 0 | 0 | 0 | 0 | 0 | 0 | 0 | 0 | 0 | 0 | 0 | 0 | 0 | 0 | 0 | 0 | 0 | 0
F9_Industrial_Stone, Clay, and Glass_Existing_Space Heating_Natural Gas_Insulation - Wall Cavity_A_Achievable Technical Potential | F9 | Industrial | Stone, Clay, and Glass | Existing | Space Heating | Natural Gas | Insulation - Wall Cavity | A | Cumulative Winter Peak Savings (MW) | Achievable Technical Potential | 0 | 0 | 0 | 0 | 0 | 0 | 0 | 0 | 0 | 0 | 0 | 0 | 0 | 0 | 0 | 0 | 0 | 0 | 0 | 0 | 0 | 0 | 0
F10_Industrial_Stone, Clay, and Glass_Existing_Space Heating_Natural Gas_Insulation - Wall Cavity_A_Achievable Technical Potential | F10 | Industrial | Stone, Clay, and Glass | Existing | Space Heating | Natural Gas | Insulation - Wall Cavity | A | Purchases (Incremental) | Achievable Technical Potential | 0 | 0 | 3710.717 | 6381.7935 | 9756.0751 | 13423.0137 | 16789.2867 | 19249.7856 | 20373.1153 | 20021.8546 | 18364.8736 | 15792.2081 | 12781.1177 | 9769.475 | 7074.4474 | 4866.7319 | 3188.5485 | 1994.0923 | 1192.8678 | 793.746 | 0 | 0 | 0
F11_Industrial_Stone, Clay, and Glass_Existing_Space Heating_Natural Gas_Insulation - Wall Cavity_A_Achievable Technical Potential | F11 | Industrial | Stone, Clay, and Glass | Existing | Space Heating | Natural Gas | Insulation - Wall Cavity | A | Purchases (Cumulative) | Achievable Technical Potential | 0 | 0 | 3710.717 | 10092.5105 | 19848.5856 | 33271.5992 | 50060.8859 | 69310.6715 | 89683.7868 | 109705.6414 | 128070.515 | 143862.7231 | 156643.8408 | 166413.3158 | 173487.7632 | 178354.4952 | 181543.0437 | 183537.136 | 184730.0037 | 185523.7497 | 185523.7497 | 185523.7497 | 0
F1_Industrial_Stone, Clay, and Glass_Existing_Space Heating_Natural Gas_Insulation - Ducting_A_Achievable Technical Potential | F1 | Industrial | Stone, Clay, and Glass | Existing | Space Heating | Natural Gas | Insulation - Ducting | A | Integrated Unit Energy Savings (kWh or therms) | Achievable Technical Potential | 0 | 0 | 0.0014305 | 0.0014085 | 0.0013807 | 0.0013463 | 0.0013057 | 0.00126 | 0.0012112 | 0.0011616 | 0.0011133 | 0.001068 | 0.0010265 | 0.00098912 | 0.00095588 | 0.00092642 | 0.00090035 | 0.00087758 | 0.00085765 | 0.0008399 | 0.00082465 | 0.00081039 | 0
F2_Industrial_Stone, Clay, and Glass_Existing_Space Heating_Natural Gas_Insulation - Ducting_A_Achievable Technical Potential | F2 | Industrial | Stone, Clay, and Glass | Existing | Space Heating | Natural Gas | Insulation - Ducting | A | Integrated Unit Summer Peak Savings (kW) | Achievable Technical Potential | 0 | 0 | 0 | 0 | 0 | 0 | 0 | 0 | 0 | 0 | 0 | 0 | 0 | 0 | 0 | 0 | 0 | 0 | 0 | 0 | 0 | 0 | 0
F3_Industrial_Stone, Clay, and Glass_Existing_Space Heating_Natural Gas_Insulation - Ducting_A_Achievable Technical Potential | F3 | Industrial | Stone, Clay, and Glass | Existing | Space Heating | Natural Gas | Insulation - Ducting | A | Integrated Unit Winter Peak Savings (kW) | Achievable Technical Potential | 0 | 0 | 0 | 0 | 0 | 0 | 0 | 0 | 0 | 0 | 0 | 0 | 0 | 0 | 0 | 0 | 0 | 0 | 0 | 0 | 0 | 0 | 0
F4_Industrial_Stone, Clay, and Glass_Existing_Space Heating_Natural Gas_Insulation - Ducting_A_Achievable Technical Potential | F4 | Industrial | Stone, Clay, and Glass | Existing | Space Heating | Natural Gas | Insulation - Ducting | A | Incremental Energy Savings (MWh or mTherms) | Achievable Technical Potential | 0 | 0 | 0.0006702 | 0.00079631 | 0.00093873 | 0.0010443 | 0.0011352 | 0.0012587 | 0.0013044 | 0.001256 | 0.0011149 | 0.00090343 | 0.00066036 | 0.00041388 | 0.00022824 | 0.00010467 | 4.2295e-05 | 1.4733e-05 | 4.4198e-06 | 9.2711e-07 | 1.4704e-07 | 1.7046e-08 | 0
F5_Industrial_Stone, Clay, and Glass_Existing_Space Heating_Natural Gas_Insulation - Ducting_A_Achievable Technical Potential | F5 | Industrial | Stone, Clay, and Glass | Existing | Space Heating | Natural Gas | Insulation - Ducting | A | Incremental Summer Peak Savings (MW) | Achievable Technical Potential | 0 | 0 | 0 | 0 | 0 | 0 | 0 | 0 | 0 | 0 | 0 | 0 | 0 | 0 | 0 | 0 | 0 | 0 | 0 | 0 | 0 | 0 | 0
F6_Industrial_Stone, Clay, and Glass_Existing_Space Heating_Natural Gas_Insulation - Ducting_A_Achievable Technical Potential | F6 | Industrial | Stone, Clay, and Glass | Existing | Space Heating | Natural Gas | Insulation - Ducting | A | Incremental Winter Peak Savings (MW) | Achievable Technical Potential | 0 | 0 | 0 | 0 | 0 | 0 | 0 | 0 | 0 | 0 | 0 | 0 | 0 | 0 | 0 | 0 | 0 | 0 | 0 | 0 | 0 | 0 | 0
F7_Industrial_Stone, Clay, and Glass_Existing_Space Heating_Natural Gas_Insulation - Ducting_A_Achievable Technical Potential | F7 | Industrial | Stone, Clay, and Glass | Existing | Space Heating | Natural Gas | Insulation - Ducting | A | Cumulative Energy Savings (MWh or mTherms) | Achievable Technical Potential | 0 | 0 | 0.0006702 | 0.0014562 | 0.0023662 | 0.0033516 | 0.0043856 | 0.0054907 | 0.0065826 | 0.007569 | 0.0083693 | 0.0089318 | 0.0092451 | 0.0093227 | 0.0092377 | 0.0090577 | 0.008845 | 0.0086361 | 0.0084444 | 0.0082706 | 0.0081205 | 0.0079802 | 0
F8_Industrial_Stone, Clay, and Glass_Existing_Space Heating_Natural Gas_Insulation - Ducting_A_Achievable Technical Potential | F8 | Industrial | Stone, Clay, and Glass | Existing | Space Heating | Natural Gas | Insulation - Ducting | A | Cumulative Summer Peak Savings (MW) | Achievable Technical Potential | 0 | 0 | 0 | 0 | 0 | 0 | 0 | 0 | 0 | 0 | 0 | 0 | 0 | 0 | 0 | 0 | 0 | 0 | 0 | 0 | 0 | 0 | 0
F9_Industrial_Stone, Clay, and Glass_Existing_Space Heating_Natural Gas_Insulation - Ducting_A_Achievable Technical Potential | F9 | Industrial | Stone, Clay, and Glass | Existing | Space Heating | Natural Gas | Insulation - Ducting | A | Cumulative Winter Peak Savings (MW) | Achievable Technical Potential | 0 | 0 | 0 | 0 | 0 | 0 | 0 | 0 | 0 | 0 | 0 | 0 | 0 | 0 | 0 | 0 | 0 | 0 | 0 | 0 | 0 | 0 | 0
F10_Industrial_Stone, Clay, and Glass_Existing_Space Heating_Natural Gas_Insulation - Ducting_A_Achievable Technical Potential | F10 | Industrial | Stone, Clay, and Glass | Existing | Space Heating | Natural Gas | Insulation - Ducting | A | Purchases (Incremental) | Achievable Technical Potential | 0 | 0 | 468.5225 | 565.3524 | 679.8979 | 775.6465 | 869.4692 | 998.9879 | 1077.0103 | 1081.2724 | 1001.4011 | 845.9478 | 643.3434 | 418.4373 | 238.7746 | 112.9834 | 46.9765 | 16.7878 | 5.1534 | 1.1038 | 0.17831 | 0.021034 | 0
F11_Industrial_Stone, Clay, and Glass_Existing_Space Heating_Natural Gas_Insulation - Ducting_A_Achievable Technical Potential | F11 | Industrial | Stone, Clay, and Glass | Existing | Space Heating | Natural Gas | Insulation - Ducting | A | Purchases (Cumulative) | Achievable Technical Potential | 0 | 0 | 468.5225 | 1033.8749 | 1713.7728 | 2489.4193 | 3358.8885 | 4357.8764 | 5434.8867 | 6516.1592 | 7517.5602 | 8363.5081 | 9006.8515 | 9425.2888 | 9664.0634 | 9777.0468 | 9824.0233 | 9840.8111 | 9845.9645 | 9847.0683 | 9847.2466 | 9847.2677 | 0
F1_Industrial_Stone, Clay, and Glass_Existing_Space Heating_Natural Gas_HVAC - Duct Repair and Sealing_A_Achievable Technical Potential | F1 | Industrial | Stone, Clay, and Glass | Existing | Space Heating | Natural Gas | HVAC - Duct Repair and Sealing | A | Integrated Unit Energy Savings (kWh or therms) | Achievable Technical Potential | 0 | 0 | 0.0040508 | 0.003996 | 0.0039274 | 0.0038434 | 0.0037443 | 0.003633 | 0.0035139 | 0.0033923 | 0.0032734 | 0.0031612 | 0.003058 | 0.0029646 | 0.002881 | 0.0028064 | 0.0027396 | 0.0026808 | 0.0026289 | 0.0025822 | 0.0025417 | 0.0025037 | 0
F2_Industrial_Stone, Clay, and Glass_Existing_Space Heating_Natural Gas_HVAC - Duct Repair and Sealing_A_Achievable Technical Potential | F2 | Industrial | Stone, Clay, and Glass | Existing | Space Heating | Natural Gas | HVAC - Duct Repair and Sealing | A | Integrated Unit Summer Peak Savings (kW) | Achievable Technical Potential | 0 | 0 | 0 | 0 | 0 | 0 | 0 | 0 | 0 | 0 | 0 | 0 | 0 | 0 | 0 | 0 | 0 | 0 | 0 | 0 | 0 | 0 | 0
F3_Industrial_Stone, Clay, and Glass_Existing_Space Heating_Natural Gas_HVAC - Duct Repair and Sealing_A_Achievable Technical Potential | F3 | Industrial | Stone, Clay, and Glass | Existing | Space Heating | Natural Gas | HVAC - Duct Repair and Sealing | A | Integrated Unit Winter Peak Savings (kW) | Achievable Technical Potential | 0 | 0 | 0 | 0 | 0 | 0 | 0 | 0 | 0 | 0 | 0 | 0 | 0 | 0 | 0 | 0 | 0 | 0 | 0 | 0 | 0 | 0 | 0
F4_Industrial_Stone, Clay, and Glass_Existing_Space Heating_Natural Gas_HVAC - Duct Repair and Sealing_A_Achievable Technical Potential | F4 | Industrial | Stone, Clay, and Glass | Existing | Space Heating | Natural Gas | HVAC - Duct Repair and Sealing | A | Incremental Energy Savings (MWh or mTherms) | Achievable Technical Potential | 0 | 0 | 0.0038619 | 0.003744 | 0.0036163 | 0.0034779 | 0.0033299 | 0.0031752 | 0.0030181 | 0.0028635 | 0.0027154 | 0.0025771 | 0.00245 | 0.0023343 | 0.0022294 | 0.0021341 | 0.0020474 | 0.001969 | 0.0018975 | 0.0018317 | 0.0017719 | 0.0017153 | 0
F5_Industrial_Stone, Clay, and Glass_Existing_Space Heating_Natural Gas_HVAC - Duct Repair and Sealing_A_Achievable Technical Potential | F5 | Industrial | Stone, Clay, and Glass | Existing | Space Heating | Natural Gas | HVAC - Duct Repair and Sealing | A | Incremental Summer Peak Savings (MW) | Achievable Technical Potential | 0 | 0 | 0 | 0 | 0 | 0 | 0 | 0 | 0 | 0 | 0 | 0 | 0 | 0 | 0 | 0 | 0 | 0 | 0 | 0 | 0 | 0 | 0
F6_Industrial_Stone, Clay, and Glass_Existing_Space Heating_Natural Gas_HVAC - Duct Repair and Sealing_A_Achievable Technical Potential | F6 | Industrial | Stone, Clay, and Glass | Existing | Space Heating | Natural Gas | HVAC - Duct Repair and Sealing | A | Incremental Winter Peak Savings (MW) | Achievable Technical Potential | 0 | 0 | 0 | 0 | 0 | 0 | 0 | 0 | 0 | 0 | 0 | 0 | 0 | 0 | 0 | 0 | 0 | 0 | 0 | 0 | 0 | 0 | 0
F7_Industrial_Stone, Clay, and Glass_Existing_Space Heating_Natural Gas_HVAC - Duct Repair and Sealing_A_Achievable Technical Potential | F7 | Industrial | Stone, Clay, and Glass | Existing | Space Heating | Natural Gas | HVAC - Duct Repair and Sealing | A | Cumulative Energy Savings (MWh or mTherms) | Achievable Technical Potential | 0 | 0 | 0.0038619 | 0.0075537 | 0.01104 | 0.014282 | 0.017244 | 0.019906 | 0.022272 | 0.024365 | 0.026226 | 0.027904 | 0.029443 | 0.030879 | 0.032238 | 0.033536 | 0.034786 | 0.036008 | 0.037208 | 0.038379 | 0.039549 | 0.040674 | 0
F8_Industrial_Stone, Clay, and Glass_Existing_Space Heating_Natural Gas_HVAC - Duct Repair and Sealing_A_Achievable Technical Potential | F8 | Industrial | Stone, Clay, and Glass | Existing | Space Heating | Natural Gas | HVAC - Duct Repair and Sealing | A | Cumulative Summer Peak Savings (MW) | Achievable Technical Potential | 0 | 0 | 0 | 0 | 0 | 0 | 0 | 0 | 0 | 0 | 0 | 0 | 0 | 0 | 0 | 0 | 0 | 0 | 0 | 0 | 0 | 0 | 0
F9_Industrial_Stone, Clay, and Glass_Existing_Space Heating_Natural Gas_HVAC - Duct Repair and Sealing_A_Achievable Technical Potential | F9 | Industrial | Stone, Clay, and Glass | Existing | Space Heating | Natural Gas | HVAC - Duct Repair and Sealing | A | Cumulative Winter Peak Savings (MW) | Achievable Technical Potential | 0 | 0 | 0 | 0 | 0 | 0 | 0 | 0 | 0 | 0 | 0 | 0 | 0 | 0 | 0 | 0 | 0 | 0 | 0 | 0 | 0 | 0 | 0
F10_Industrial_Stone, Clay, and Glass_Existing_Space Heating_Natural Gas_HVAC - Duct Repair and Sealing_A_Achievable Technical Potential | F10 | Industrial | Stone, Clay, and Glass | Existing | Space Heating | Natural Gas | HVAC - Duct Repair and Sealing | A | Purchases (Incremental) | Achievable Technical Potential | 0 | 0 | 953.3888 | 936.951 | 920.7967 | 904.9209 | 889.3188 | 873.9857 | 858.917 | 844.1081 | 829.5545 | 815.2519 | 801.1958 | 787.3821 | 773.8065 | 760.465 | 747.3536 | 734.4681 | 721.8049 | 709.36 | 697.1296 | 685.1102 | 0
F11_Industrial_Stone, Clay, and Glass_Existing_Space Heating_Natural Gas_HVAC - Duct Repair and Sealing_A_Achievable Technical Potential | F11 | Industrial | Stone, Clay, and Glass | Existing | Space Heating | Natural Gas | HVAC - Duct Repair and Sealing | A | Purchases (Cumulative) | Achievable Technical Potential | 0 | 0 | 953.3888 | 1890.3398 | 2811.1365 | 3716.0574 | 4605.3763 | 5479.362 | 6338.279 | 7182.3871 | 8011.9416 | 8827.1935 | 9628.3893 | 10415.7713 | 11189.5779 | 11950.0429 | 12697.3964 | 13431.8646 | 14153.6695 | 14863.0295 | 15560.1591 | 16245.2693 | 0
F1_Industrial_Stone, Clay, and Glass_Existing_Space Heating_Natural Gas_Windows - High Efficiency_A_Achievable Technical Potential | F1 | Industrial | Stone, Clay, and Glass | Existing | Space Heating | Natural Gas | Windows - High Efficiency | A | Integrated Unit Energy Savings (kWh or therms) | Achievable Technical Potential | 0 | 0 | 0.0077194 | 0.0076281 | 0.0075049 | 0.0073461 | 0.0071527 | 0.006931 | 0.0066918 | 0.0064474 | 0.0062092 | 0.0059861 | 0.0057831 | 0.0056018 | 0.0054414 | 0.0052998 | 0.0051744 | 0.0050648 | 0.0049685 | 0.004882 | 0.0048075 | 0.0047373 | 0
F2_Industrial_Stone, Clay, and Glass_Existing_Space Heating_Natural Gas_Windows - High Efficiency_A_Achievable Technical Potential | F2 | Industrial | Stone, Clay, and Glass | Existing | Space Heating | Natural Gas | Windows - High Efficiency | A | Integrated Unit Summer Peak Savings (kW) | Achievable Technical Potential | 0 | 0 | 0 | 0 | 0 | 0 | 0 | 0 | 0 | 0 | 0 | 0 | 0 | 0 | 0 | 0 | 0 | 0 | 0 | 0 | 0 | 0 | 0
F3_Industrial_Stone, Clay, and Glass_Existing_Space Heating_Natural Gas_Windows - High Efficiency_A_Achievable Technical Potential | F3 | Industrial | Stone, Clay, and Glass | Existing | Space Heating | Natural Gas | Windows - High Efficiency | A | Integrated Unit Winter Peak Savings (kW) | Achievable Technical Potential | 0 | 0 | 0 | 0 | 0 | 0 | 0 | 0 | 0 | 0 | 0 | 0 | 0 | 0 | 0 | 0 | 0 | 0 | 0 | 0 | 0 | 0 | 0
F4_Industrial_Stone, Clay, and Glass_Existing_Space Heating_Natural Gas_Windows - High Efficiency_A_Achievable Technical Potential | F4 | Industrial | Stone, Clay, and Glass | Existing | Space Heating | Natural Gas | Windows - High Efficiency | A | Incremental Energy Savings (MWh or mTherms) | Achievable Technical Potential | 0 | 0 | 0.0058075 | 0.011274 | 0.019354 | 0.030285 | 0.043986 | 0.059992 | 0.077431 | 0.095044 | 0.11126 | 0.12431 | 0.13241 | 0.13409 | 0.12854 | 0.11598 | 0.097846 | 0.077839 | 0.057385 | 0.038363 | 0.02372 | 0.01498 | 0
F5_Industrial_Stone, Clay, and Glass_Existing_Space Heating_Natural Gas_Windows - High Efficiency_A_Achievable Technical Potential | F5 | Industrial | Stone, Clay, and Glass | Existing | Space Heating | Natural Gas | Windows - High Efficiency | A | Incremental Summer Peak Savings (MW) | Achievable Technical Potential | 0 | 0 | 0 | 0 | 0 | 0 | 0 | 0 | 0 | 0 | 0 | 0 | 0 | 0 | 0 | 0 | 0 | 0 | 0 | 0 | 0 | 0 | 0
F6_Industrial_Stone, Clay, and Glass_Existing_Space Heating_Natural Gas_Windows - High Efficiency_A_Achievable Technical Potential | F6 | Industrial | Stone, Clay, and Glass | Existing | Space Heating | Natural Gas | Windows - High Efficiency | A | Incremental Winter Peak Savings (MW) | Achievable Technical Potential | 0 | 0 | 0 | 0 | 0 | 0 | 0 | 0 | 0 | 0 | 0 | 0 | 0 | 0 | 0 | 0 | 0 | 0 | 0 | 0 | 0 | 0 | 0
F7_Industrial_Stone, Clay, and Glass_Existing_Space Heating_Natural Gas_Windows - High Efficiency_A_Achievable Technical Potential | F7 | Industrial | Stone, Clay, and Glass | Existing | Space Heating | Natural Gas | Windows - High Efficiency | A | Cumulative Energy Savings (MWh or mTherms) | Achievable Technical Potential | 0 | 0 | 0.0058075 | 0.017012 | 0.036092 | 0.065613 | 0.10787 | 0.16452 | 0.23627 | 0.32269 | 0.42203 | 0.53117 | 0.64557 | 0.75942 | 0.86622 | 0.95966 | 1.0348 | 1.0907 | 1.1274 | 1.1461 | 1.1523 | 1.1505 | 0
F8_Industrial_Stone, Clay, and Glass_Existing_Space Heating_Natural Gas_Windows - High Efficiency_A_Achievable Technical Potential | F8 | Industrial | Stone, Clay, and Glass | Existing | Space Heating | Natural Gas | Windows - High Efficiency | A | Cumulative Summer Peak Savings (MW) | Achievable Technical Potential | 0 | 0 | 0 | 0 | 0 | 0 | 0 | 0 | 0 | 0 | 0 | 0 | 0 | 0 | 0 | 0 | 0 | 0 | 0 | 0 | 0 | 0 | 0
F9_Industrial_Stone, Clay, and Glass_Existing_Space Heating_Natural Gas_Windows - High Efficiency_A_Achievable Technical Potential | F9 | Industrial | Stone, Clay, and Glass | Existing | Space Heating | Natural Gas | Windows - High Efficiency | A | Cumulative Winter Peak Savings (MW) | Achievable Technical Potential | 0 | 0 | 0 | 0 | 0 | 0 | 0 | 0 | 0 | 0 | 0 | 0 | 0 | 0 | 0 | 0 | 0 | 0 | 0 | 0 | 0 | 0 | 0
F10_Industrial_Stone, Clay, and Glass_Existing_Space Heating_Natural Gas_Windows - High Efficiency_A_Achievable Technical Potential | F10 | Industrial | Stone, Clay, and Glass | Existing | Space Heating | Natural Gas | Windows - High Efficiency | A | Purchases (Incremental) | Achievable Technical Potential | 0 | 0 | 752.3204 | 1477.9109 | 2578.8546 | 4122.5353 | 6149.5461 | 8655.6111 | 11571.008 | 14741.5813 | 17918.4369 | 20765.7817 | 22896.1703 | 23937.2624 | 23622.7629 | 21884.4993 | 18909.6218 | 15368.4267 | 11549.7 | 7858.085 | 4933.8838 | 3162.2719 | 0
F11_Industrial_Stone, Clay, and Glass_Existing_Space Heating_Natural Gas_Windows - High Efficiency_A_Achievable Technical Potential | F11 | Industrial | Stone, Clay, and Glass | Existing | Space Heating | Natural Gas | Windows - High Efficiency | A | Purchases (Cumulative) | Achievable Technical Potential | 0 | 0 | 752.3204 | 2230.2313 | 4809.0859 | 8931.6212 | 15081.1673 | 23736.7784 | 35307.7865 | 50049.3678 | 67967.8047 | 88733.5863 | 111629.7567 | 135567.0191 | 159189.7819 | 181074.2812 | 199983.903 | 215352.3297 | 226902.0297 | 234760.1148 | 239693.9986 | 242856.2705 | 0
F1_Industrial_Stone, Clay, and Glass_Existing_Space Heating_Natural Gas_Gas Boiler - Maintenance_A_Achievable Technical Potential | F1 | Industrial | Stone, Clay, and Glass | Existing | Space Heating | Natural Gas | Gas Boiler - Maintenance | A | Integrated Unit Energy Savings (kWh or therms) | Achievable Technical Potential | 0 | 0 | 7.1023 | 7.0817 | 7.0601 | 7.0374 | 7.013 | 6.9867 | 6.9582 | 6.9272 | 6.8938 | 6.8582 | 6.8205 | 6.7808 | 6.7391 | 6.6959 | 6.6513 | 6.6091 | 6.5699 | 6.5337 | 6.5004 | 6.4703 | 0
F2_Industrial_Stone, Clay, and Glass_Existing_Space Heating_Natural Gas_Gas Boiler - Maintenance_A_Achievable Technical Potential | F2 | Industrial | Stone, Clay, and Glass | Existing | Space Heating | Natural Gas | Gas Boiler - Maintenance | A | Integrated Unit Summer Peak Savings (kW) | Achievable Technical Potential | 0 | 0 | 0 | 0 | 0 | 0 | 0 | 0 | 0 | 0 | 0 | 0 | 0 | 0 | 0 | 0 | 0 | 0 | 0 | 0 | 0 | 0 | 0
F3_Industrial_Stone, Clay, and Glass_Existing_Space Heating_Natural Gas_Gas Boiler - Maintenance_A_Achievable Technical Potential | F3 | Industrial | Stone, Clay, and Glass | Existing | Space Heating | Natural Gas | Gas Boiler - Maintenance | A | Integrated Unit Winter Peak Savings (kW) | Achievable Technical Potential | 0 | 0 | 0 | 0 | 0 | 0 | 0 | 0 | 0 | 0 | 0 | 0 | 0 | 0 | 0 | 0 | 0 | 0 | 0 | 0 | 0 | 0 | 0
F4_Industrial_Stone, Clay, and Glass_Existing_Space Heating_Natural Gas_Gas Boiler - Maintenance_A_Achievable Technical Potential | F4 | Industrial | Stone, Clay, and Glass | Existing | Space Heating | Natural Gas | Gas Boiler - Maintenance | A | Incremental Energy Savings (MWh or mTherms) | Achievable Technical Potential | 0 | 0 | 0.0041059 | 0.00282 | 0.0019127 | 0.0014592 | 0.0012521 | 0.0010608 | 0.00088947 | 0.00073936 | 0.00061009 | 0.00050027 | 0.00040798 | 0.00031044 | 0.00023614 | 0.00017958 | 0.00013653 | 0.00012242 | 9.3597e-05 | 7.8771e-05 | 6.4597e-05 | 5.1037e-05 | 0
F5_Industrial_Stone, Clay, and Glass_Existing_Space Heating_Natural Gas_Gas Boiler - Maintenance_A_Achievable Technical Potential | F5 | Industrial | Stone, Clay, and Glass | Existing | Space Heating | Natural Gas | Gas Boiler - Maintenance | A | Incremental Summer Peak Savings (MW) | Achievable Technical Potential | 0 | 0 | 0 | 0 | 0 | 0 | 0 | 0 | 0 | 0 | 0 | 0 | 0 | 0 | 0 | 0 | 0 | 0 | 0 | 0 | 0 | 0 | 0
F6_Industrial_Stone, Clay, and Glass_Existing_Space Heating_Natural Gas_Gas Boiler - Maintenance_A_Achievable Technical Potential | F6 | Industrial | Stone, Clay, and Glass | Existing | Space Heating | Natural Gas | Gas Boiler - Maintenance | A | Incremental Winter Peak Savings (MW) | Achievable Technical Potential | 0 | 0 | 0 | 0 | 0 | 0 | 0 | 0 | 0 | 0 | 0 | 0 | 0 | 0 | 0 | 0 | 0 | 0 | 0 | 0 | 0 | 0 | 0
F7_Industrial_Stone, Clay, and Glass_Existing_Space Heating_Natural Gas_Gas Boiler - Maintenance_A_Achievable Technical Potential | F7 | Industrial | Stone, Clay, and Glass | Existing | Space Heating | Natural Gas | Gas Boiler - Maintenance | A | Cumulative Energy Savings (MWh or mTherms) | Achievable Technical Potential | 0 | 0 | 0.0041059 | 0.006914 | 0.0088056 | 0.010236 | 0.011453 | 0.012471 | 0.01331 | 0.01399 | 0.014532 | 0.014958 | 0.015283 | 0.015505 | 0.015646 | 0.015725 | 0.015757 | 0.015779 | 0.015779 | 0.015771 | 0.015755 | 0.015733 | 0
F8_Industrial_Stone, Clay, and Glass_Existing_Space Heating_Natural Gas_Gas Boiler - Maintenance_A_Achievable Technical Potential | F8 | Industrial | Stone, Clay, and Glass | Existing | Space Heating | Natural Gas | Gas Boiler - Maintenance | A | Cumulative Summer Peak Savings (MW) | Achievable Technical Potential | 0 | 0 | 0 | 0 | 0 | 0 | 0 | 0 | 0 | 0 | 0 | 0 | 0 | 0 | 0 | 0 | 0 | 0 | 0 | 0 | 0 | 0 | 0
F9_Industrial_Stone, Clay, and Glass_Existing_Space Heating_Natural Gas_Gas Boiler - Maintenance_A_Achievable Technical Potential | F9 | Industrial | Stone, Clay, and Glass | Existing | Space Heating | Natural Gas | Gas Boiler - Maintenance | A | Cumulative Winter Peak Savings (MW) | Achievable Technical Potential | 0 | 0 | 0 | 0 | 0 | 0 | 0 | 0 | 0 | 0 | 0 | 0 | 0 | 0 | 0 | 0 | 0 | 0 | 0 | 0 | 0 | 0 | 0
F10_Industrial_Stone, Clay, and Glass_Existing_Space Heating_Natural Gas_Gas Boiler - Maintenance_A_Achievable Technical Potential | F10 | Industrial | Stone, Clay, and Glass | Existing | Space Heating | Natural Gas | Gas Boiler - Maintenance | A | Purchases (Incremental) | Achievable Technical Potential | 0 | 0 | 0.5781 | 0.39822 | 0.27092 | 0.20735 | 0.17854 | 0.15183 | 0.12783 | 0.10673 | 0.088498 | 0.072944 | 0.059817 | 0.045783 | 0.035041 | 0.026819 | 0.020527 | 0.018523 | 0.014246 | 0.012056 | 0.0099372 | 0.0078879 | 0
F11_Industrial_Stone, Clay, and Glass_Existing_Space Heating_Natural Gas_Gas Boiler - Maintenance_A_Achievable Technical Potential | F11 | Industrial | Stone, Clay, and Glass | Existing | Space Heating | Natural Gas | Gas Boiler - Maintenance | A | Purchases (Cumulative) | Achievable Technical Potential | 0 | 0 | 0.5781 | 0.97632 | 1.2472 | 1.4546 | 1.6331 | 1.785 | 1.9128 | 2.0195 | 2.108 | 2.181 | 2.2408 | 2.2866 | 2.3216 | 2.3484 | 2.369 | 2.3875 | 2.4017 | 2.4138 | 2.4237 | 2.4316 | 0
F1_Industrial_Stone, Clay, and Glass_Existing_Process_Natural Gas_Gas Boiler - Maintenance_A_Achievable Technical Potential | F1 | Industrial | Stone, Clay, and Glass | Existing | Process | Natural Gas | Gas Boiler - Maintenance | A | Integrated Unit Energy Savings (kWh or therms) | Achievable Technical Potential | 0 | 0 | 4.2096 | 4.2096 | 4.2096 | 4.2096 | 4.2096 | 4.2096 | 4.2096 | 4.2096 | 4.2096 | 4.2096 | 4.2096 | 4.2096 | 4.2096 | 4.2096 | 4.2096 | 4.2096 | 4.2096 | 4.2096 | 4.2096 | 4.2096 | 0
F2_Industrial_Stone, Clay, and Glass_Existing_Process_Natural Gas_Gas Boiler - Maintenance_A_Achievable Technical Potential | F2 | Industrial | Stone, Clay, and Glass | Existing | Process | Natural Gas | Gas Boiler - Maintenance | A | Integrated Unit Summer Peak Savings (kW) | Achievable Technical Potential | 0 | 0 | 0 | 0 | 0 | 0 | 0 | 0 | 0 | 0 | 0 | 0 | 0 | 0 | 0 | 0 | 0 | 0 | 0 | 0 | 0 | 0 | 0
F3_Industrial_Stone, Clay, and Glass_Existing_Process_Natural Gas_Gas Boiler - Maintenance_A_Achievable Technical Potential | F3 | Industrial | Stone, Clay, and Glass | Existing | Process | Natural Gas | Gas Boiler - Maintenance | A | Integrated Unit Winter Peak Savings (kW) | Achievable Technical Potential | 0 | 0 | 0 | 0 | 0 | 0 | 0 | 0 | 0 | 0 | 0 | 0 | 0 | 0 | 0 | 0 | 0 | 0 | 0 | 0 | 0 | 0 | 0
F4_Industrial_Stone, Clay, and Glass_Existing_Process_Natural Gas_Gas Boiler - Maintenance_A_Achievable Technical Potential | F4 | Industrial | Stone, Clay, and Glass | Existing | Process | Natural Gas | Gas Boiler - Maintenance | A | Incremental Energy Savings (MWh or mTherms) | Achievable Technical Potential | 0 | 0 | 0.026981 | 0.018586 | 0.012644 | 0.0096777 | 0.0083329 | 0.0070864 | 0.0059661 | 0.0049814 | 0.0041304 | 0.0034045 | 0.0027918 | 0.0021368 | 0.0016354 | 0.0012517 | 0.00095803 | 0.0008645 | 0.0006649 | 0.00056268 | 0.00046379 | 0.00036814 | 0
F5_Industrial_Stone, Clay, and Glass_Existing_Process_Natural Gas_Gas Boiler - Maintenance_A_Achievable Technical Potential | F5 | Industrial | Stone, Clay, and Glass | Existing | Process | Natural Gas | Gas Boiler - Maintenance | A | Incremental Summer Peak Savings (MW) | Achievable Technical Potential | 0 | 0 | 0 | 0 | 0 | 0 | 0 | 0 | 0 | 0 | 0 | 0 | 0 | 0 | 0 | 0 | 0 | 0 | 0 | 0 | 0 | 0 | 0
F6_Industrial_Stone, Clay, and Glass_Existing_Process_Natural Gas_Gas Boiler - Maintenance_A_Achievable Technical Potential | F6 | Industrial | Stone, Clay, and Glass | Existing | Process | Natural Gas | Gas Boiler - Maintenance | A | Incremental Winter Peak Savings (MW) | Achievable Technical Potential | 0 | 0 | 0 | 0 | 0 | 0 | 0 | 0 | 0 | 0 | 0 | 0 | 0 | 0 | 0 | 0 | 0 | 0 | 0 | 0 | 0 | 0 | 0
F7_Industrial_Stone, Clay, and Glass_Existing_Process_Natural Gas_Gas Boiler - Maintenance_A_Achievable Technical Potential | F7 | Industrial | Stone, Clay, and Glass | Existing | Process | Natural Gas | Gas Boiler - Maintenance | A | Cumulative Energy Savings (MWh or mTherms) | Achievable Technical Potential | 0 | 0 | 0.026981 | 0.045567 | 0.058211 | 0.067889 | 0.076222 | 0.083308 | 0.089274 | 0.094256 | 0.098386 | 0.10179 | 0.10458 | 0.10672 | 0.10835 | 0.10961 | 0.11056 | 0.11143 | 0.11209 | 0.11266 | 0.11312 | 0.11349 | 0
F8_Industrial_Stone, Clay, and Glass_Existing_Process_Natural Gas_Gas Boiler - Maintenance_A_Achievable Technical Potential | F8 | Industrial | Stone, Clay, and Glass | Existing | Process | Natural Gas | Gas Boiler - Maintenance | A | Cumulative Summer Peak Savings (MW) | Achievable Technical Potential | 0 | 0 | 0 | 0 | 0 | 0 | 0 | 0 | 0 | 0 | 0 | 0 | 0 | 0 | 0 | 0 | 0 | 0 | 0 | 0 | 0 | 0 | 0
F9_Industrial_Stone, Clay, and Glass_Existing_Process_Natural Gas_Gas Boiler - Maintenance_A_Achievable Technical Potential | F9 | Industrial | Stone, Clay, and Glass | Existing | Process | Natural Gas | Gas Boiler - Maintenance | A | Cumulative Winter Peak Savings (MW) | Achievable Technical Potential | 0 | 0 | 0 | 0 | 0 | 0 | 0 | 0 | 0 | 0 | 0 | 0 | 0 | 0 | 0 | 0 | 0 | 0 | 0 | 0 | 0 | 0 | 0
F10_Industrial_Stone, Clay, and Glass_Existing_Process_Natural Gas_Gas Boiler - Maintenance_A_Achievable Technical Potential | F10 | Industrial | Stone, Clay, and Glass | Existing | Process | Natural Gas | Gas Boiler - Maintenance | A | Purchases (Incremental) | Achievable Technical Potential | 0 | 0 | 6.4094 | 4.415 | 3.0037 | 2.2989 | 1.9795 | 1.6834 | 1.4173 | 1.1833 | 0.98118 | 0.80874 | 0.6632 | 0.50759 | 0.3885 | 0.29735 | 0.22758 | 0.20536 | 0.15795 | 0.13367 | 0.11017 | 0.087453 | 0
F11_Industrial_Stone, Clay, and Glass_Existing_Process_Natural Gas_Gas Boiler - Maintenance_A_Achievable Technical Potential | F11 | Industrial | Stone, Clay, and Glass | Existing | Process | Natural Gas | Gas Boiler - Maintenance | A | Purchases (Cumulative) | Achievable Technical Potential | 0 | 0 | 6.4094 | 10.8245 | 13.8282 | 16.1271 | 18.1066 | 19.79 | 21.2073 | 22.3906 | 23.3718 | 24.1805 | 24.8437 | 25.3513 | 25.7398 | 26.0372 | 26.2647 | 26.4701 | 26.6281 | 26.7617 | 26.8719 | 26.9594 | 0
F1_Industrial_Stone, Clay, and Glass_Existing_Space Heating_Natural Gas_Gas Furnace - Maintenance_A_Achievable Technical Potential | F1 | Industrial | Stone, Clay, and Glass | Existing | Space Heating | Natural Gas | Gas Furnace - Maintenance | A | Integrated Unit Energy Savings (kWh or therms) | Achievable Technical Potential | 0 | 0 | 0.0093802 | 0.0093093 | 0.0092366 | 0.0091622 | 0.0090859 | 0.0090076 | 0.0089274 | 0.0088452 | 0.0087618 | 0.0086776 | 0.0085929 | 0.0085074 | 0.0084214 | 0.0083347 | 0.0082477 | 0.0081648 | 0.0080863 | 0.0080123 | 0.0079426 | 0.0078772 | 0
F2_Industrial_Stone, Clay, and Glass_Existing_Space Heating_Natural Gas_Gas Furnace - Maintenance_A_Achievable Technical Potential | F2 | Industrial | Stone, Clay, and Glass | Existing | Space Heating | Natural Gas | Gas Furnace - Maintenance | A | Integrated Unit Summer Peak Savings (kW) | Achievable Technical Potential | 0 | 0 | 0 | 0 | 0 | 0 | 0 | 0 | 0 | 0 | 0 | 0 | 0 | 0 | 0 | 0 | 0 | 0 | 0 | 0 | 0 | 0 | 0
F3_Industrial_Stone, Clay, and Glass_Existing_Space Heating_Natural Gas_Gas Furnace - Maintenance_A_Achievable Technical Potential | F3 | Industrial | Stone, Clay, and Glass | Existing | Space Heating | Natural Gas | Gas Furnace - Maintenance | A | Integrated Unit Winter Peak Savings (kW) | Achievable Technical Potential | 0 | 0 | 0 | 0 | 0 | 0 | 0 | 0 | 0 | 0 | 0 | 0 | 0 | 0 | 0 | 0 | 0 | 0 | 0 | 0 | 0 | 0 | 0
F4_Industrial_Stone, Clay, and Glass_Existing_Space Heating_Natural Gas_Gas Furnace - Maintenance_A_Achievable Technical Potential | F4 | Industrial | Stone, Clay, and Glass | Existing | Space Heating | Natural Gas | Gas Furnace - Maintenance | A | Incremental Energy Savings (MWh or mTherms) | Achievable Technical Potential | 0 | 0 | 1.7302e-05 | 1.1828e-05 | 7.9841e-06 | 6.0616e-06 | 5.1758e-06 | 4.3637e-06 | 3.6411e-06 | 3.0122e-06 | 2.474e-06 | 2.0196e-06 | 1.64e-06 | 1.2427e-06 | 9.4152e-07 | 7.132e-07 | 5.4016e-07 | 4.8253e-07 | 3.6756e-07 | 3.0821e-07 | 2.5183e-07 | 1.9825e-07 | 0
F5_Industrial_Stone, Clay, and Glass_Existing_Space Heating_Natural Gas_Gas Furnace - Maintenance_A_Achievable Technical Potential | F5 | Industrial | Stone, Clay, and Glass | Existing | Space Heating | Natural Gas | Gas Furnace - Maintenance | A | Incremental Summer Peak Savings (MW) | Achievable Technical Potential | 0 | 0 | 0 | 0 | 0 | 0 | 0 | 0 | 0 | 0 | 0 | 0 | 0 | 0 | 0 | 0 | 0 | 0 | 0 | 0 | 0 | 0 | 0
F6_Industrial_Stone, Clay, and Glass_Existing_Space Heating_Natural Gas_Gas Furnace - Maintenance_A_Achievable Technical Potential | F6 | Industrial | Stone, Clay, and Glass | Existing | Space Heating | Natural Gas | Gas Furnace - Maintenance | A | Incremental Winter Peak Savings (MW) | Achievable Technical Potential | 0 | 0 | 0 | 0 | 0 | 0 | 0 | 0 | 0 | 0 | 0 | 0 | 0 | 0 | 0 | 0 | 0 | 0 | 0 | 0 | 0 | 0 | 0
F7_Industrial_Stone, Clay, and Glass_Existing_Space Heating_Natural Gas_Gas Furnace - Maintenance_A_Achievable Technical Potential | F7 | Industrial | Stone, Clay, and Glass | Existing | Space Heating | Natural Gas | Gas Furnace - Maintenance | A | Cumulative Energy Savings (MWh or mTherms) | Achievable Technical Potential | 0 | 0 | 1.7302e-05 | 2.8999e-05 | 3.6756e-05 | 4.2522e-05 | 4.7344e-05 | 5.13e-05 | 5.4484e-05 | 5.6995e-05 | 5.8931e-05 | 6.0384e-05 | 6.1435e-05 | 6.2067e-05 | 6.238e-05 | 6.2451e-05 | 6.2339e-05 | 6.2195e-05 | 6.1966e-05 | 6.1707e-05 | 6.1421e-05 | 6.1114e-05 | 0
F8_Industrial_Stone, Clay, and Glass_Existing_Space Heating_Natural Gas_Gas Furnace - Maintenance_A_Achievable Technical Potential | F8 | Industrial | Stone, Clay, and Glass | Existing | Space Heating | Natural Gas | Gas Furnace - Maintenance | A | Cumulative Summer Peak Savings (MW) | Achievable Technical Potential | 0 | 0 | 0 | 0 | 0 | 0 | 0 | 0 | 0 | 0 | 0 | 0 | 0 | 0 | 0 | 0 | 0 | 0 | 0 | 0 | 0 | 0 | 0
F9_Industrial_Stone, Clay, and Glass_Existing_Space Heating_Natural Gas_Gas Furnace - Maintenance_A_Achievable Technical Potential | F9 | Industrial | Stone, Clay, and Glass | Existing | Space Heating | Natural Gas | Gas Furnace - Maintenance | A | Cumulative Winter Peak Savings (MW) | Achievable Technical Potential | 0 | 0 | 0 | 0 | 0 | 0 | 0 | 0 | 0 | 0 | 0 | 0 | 0 | 0 | 0 | 0 | 0 | 0 | 0 | 0 | 0 | 0 | 0
F10_Industrial_Stone, Clay, and Glass_Existing_Space Heating_Natural Gas_Gas Furnace - Maintenance_A_Achievable Technical Potential | F10 | Industrial | Stone, Clay, and Glass | Existing | Space Heating | Natural Gas | Gas Furnace - Maintenance | A | Purchases (Incremental) | Achievable Technical Potential | 0 | 0 | 1.8445 | 1.2706 | 0.8644 | 0.66159 | 0.56966 | 0.48444 | 0.40786 | 0.34054 | 0.28236 | 0.23274 | 0.19085 | 0.14607 | 0.1118 | 0.08557 | 0.065493 | 0.0591 | 0.045454 | 0.038466 | 0.031706 | 0.025167 | 0
F11_Industrial_Stone, Clay, and Glass_Existing_Space Heating_Natural Gas_Gas Furnace - Maintenance_A_Achievable Technical Potential | F11 | Industrial | Stone, Clay, and Glass | Existing | Space Heating | Natural Gas | Gas Furnace - Maintenance | A | Purchases (Cumulative) | Achievable Technical Potential | 0 | 0 | 1.8445 | 3.115 | 3.9794 | 4.641 | 5.2107 | 5.6951 | 6.103 | 6.4435 | 6.7259 | 6.9586 | 7.1495 | 7.2956 | 7.4074 | 7.4929 | 7.5584 | 7.6175 | 7.663 | 7.7014 | 7.7332 | 7.7583 | 0
F1_Industrial_Stone, Clay, and Glass_Existing_Space Heating_Natural Gas_Gas Boiler - Hot Water Reset_A_Achievable Technical Potential | F1 | Industrial | Stone, Clay, and Glass | Existing | Space Heating | Natural Gas | Gas Boiler - Hot Water Reset | A | Integrated Unit Energy Savings (kWh or therms) | Achievable Technical Potential | 0 | 0 | 25.7898 | 25.6779 | 25.5625 | 25.4425 | 25.3166 | 25.1834 | 25.042 | 24.8914 | 24.7321 | 24.5645 | 24.3894 | 24.2068 | 24.0173 | 23.8218 | 23.6215 | 23.4299 | 23.2485 | 23.0774 | 22.9168 | 22.7669 | 0
F2_Industrial_Stone, Clay, and Glass_Existing_Space Heating_Natural Gas_Gas Boiler - Hot Water Reset_A_Achievable Technical Potential | F2 | Industrial | Stone, Clay, and Glass | Existing | Space Heating | Natural Gas | Gas Boiler - Hot Water Reset | A | Integrated Unit Summer Peak Savings (kW) | Achievable Technical Potential | 0 | 0 | 0 | 0 | 0 | 0 | 0 | 0 | 0 | 0 | 0 | 0 | 0 | 0 | 0 | 0 | 0 | 0 | 0 | 0 | 0 | 0 | 0
F3_Industrial_Stone, Clay, and Glass_Existing_Space Heating_Natural Gas_Gas Boiler - Hot Water Reset_A_Achievable Technical Potential | F3 | Industrial | Stone, Clay, and Glass | Existing | Space Heating | Natural Gas | Gas Boiler - Hot Water Reset | A | Integrated Unit Winter Peak Savings (kW) | Achievable Technical Potential | 0 | 0 | 0 | 0 | 0 | 0 | 0 | 0 | 0 | 0 | 0 | 0 | 0 | 0 | 0 | 0 | 0 | 0 | 0 | 0 | 0 | 0 | 0
F4_Industrial_Stone, Clay, and Glass_Existing_Space Heating_Natural Gas_Gas Boiler - Hot Water Reset_A_Achievable Technical Potential | F4 | Industrial | Stone, Clay, and Glass | Existing | Space Heating | Natural Gas | Gas Boiler - Hot Water Reset | A | Incremental Energy Savings (MWh or mTherms) | Achievable Technical Potential | 0 | 0 | 0.0072456 | 0.0087051 | 0.010422 | 0.011834 | 0.013199 | 0.015086 | 0.016173 | 0.016139 | 0.014851 | 0.012461 | 0.0094089 | 0.0060739 | 0.0034388 | 0.0016139 | 0.00066541 | 0.00023586 | 7.1843e-05 | 1.5275e-05 | 2.4504e-06 | 2.8716e-07 | 0
F5_Industrial_Stone, Clay, and Glass_Existing_Space Heating_Natural Gas_Gas Boiler - Hot Water Reset_A_Achievable Technical Potential | F5 | Industrial | Stone, Clay, and Glass | Existing | Space Heating | Natural Gas | Gas Boiler - Hot Water Reset | A | Incremental Summer Peak Savings (MW) | Achievable Technical Potential | 0 | 0 | 0 | 0 | 0 | 0 | 0 | 0 | 0 | 0 | 0 | 0 | 0 | 0 | 0 | 0 | 0 | 0 | 0 | 0 | 0 | 0 | 0
F6_Industrial_Stone, Clay, and Glass_Existing_Space Heating_Natural Gas_Gas Boiler - Hot Water Reset_A_Achievable Technical Potential | F6 | Industrial | Stone, Clay, and Glass | Existing | Space Heating | Natural Gas | Gas Boiler - Hot Water Reset | A | Incremental Winter Peak Savings (MW) | Achievable Technical Potential | 0 | 0 | 0 | 0 | 0 | 0 | 0 | 0 | 0 | 0 | 0 | 0 | 0 | 0 | 0 | 0 | 0 | 0 | 0 | 0 | 0 | 0 | 0
F7_Industrial_Stone, Clay, and Glass_Existing_Space Heating_Natural Gas_Gas Boiler - Hot Water Reset_A_Achievable Technical Potential | F7 | Industrial | Stone, Clay, and Glass | Existing | Space Heating | Natural Gas | Gas Boiler - Hot Water Reset | A | Cumulative Energy Savings (MWh or mTherms) | Achievable Technical Potential | 0 | 0 | 0.0072456 | 0.015919 | 0.02627 | 0.03798 | 0.050992 | 0.065809 | 0.081612 | 0.097261 | 0.11149 | 0.1232 | 0.13173 | 0.13681 | 0.13918 | 0.13966 | 0.13915 | 0.13826 | 0.13726 | 0.13627 | 0.13532 | 0.13444 | 0
F8_Industrial_Stone, Clay, and Glass_Existing_Space Heating_Natural Gas_Gas Boiler - Hot Water Reset_A_Achievable Technical Potential | F8 | Industrial | Stone, Clay, and Glass | Existing | Space Heating | Natural Gas | Gas Boiler - Hot Water Reset | A | Cumulative Summer Peak Savings (MW) | Achievable Technical Potential | 0 | 0 | 0 | 0 | 0 | 0 | 0 | 0 | 0 | 0 | 0 | 0 | 0 | 0 | 0 | 0 | 0 | 0 | 0 | 0 | 0 | 0 | 0
F9_Industrial_Stone, Clay, and Glass_Existing_Space Heating_Natural Gas_Gas Boiler - Hot Water Reset_A_Achievable Technical Potential | F9 | Industrial | Stone, Clay, and Glass | Existing | Space Heating | Natural Gas | Gas Boiler - Hot Water Reset | A | Cumulative Winter Peak Savings (MW) | Achievable Technical Potential | 0 | 0 | 0 | 0 | 0 | 0 | 0 | 0 | 0 | 0 | 0 | 0 | 0 | 0 | 0 | 0 | 0 | 0 | 0 | 0 | 0 | 0 | 0
F10_Industrial_Stone, Clay, and Glass_Existing_Space Heating_Natural Gas_Gas Boiler - Hot Water Reset_A_Achievable Technical Potential | F10 | Industrial | Stone, Clay, and Glass | Existing | Space Heating | Natural Gas | Gas Boiler - Hot Water Reset | A | Purchases (Incremental) | Achievable Technical Potential | 0 | 0 | 0.28095 | 0.33901 | 0.4077 | 0.46512 | 0.52138 | 0.59904 | 0.64583 | 0.64838 | 0.60049 | 0.50727 | 0.38578 | 0.25092 | 0.14318 | 0.06775 | 0.028169 | 0.010067 | 0.0030902 | 0.00066191 | 0.00010692 | 1.2613e-05 | 0
F11_Industrial_Stone, Clay, and Glass_Existing_Space Heating_Natural Gas_Gas Boiler - Hot Water Reset_A_Achievable Technical Potential | F11 | Industrial | Stone, Clay, and Glass | Existing | Space Heating | Natural Gas | Gas Boiler - Hot Water Reset | A | Purchases (Cumulative) | Achievable Technical Potential | 0 | 0 | 0.28095 | 0.61996 | 1.0277 | 1.4928 | 2.0142 | 2.6132 | 3.259 | 3.9074 | 4.5079 | 5.0152 | 5.401 | 5.6519 | 5.795 | 5.8628 | 5.891 | 5.901 | 5.9041 | 5.9048 | 5.9049 | 5.9049 | 0
F1_Industrial_Stone, Clay, and Glass_Existing_Process_Natural Gas_Gas Boiler - Hot Water Reset_A_Achievable Technical Potential | F1 | Industrial | Stone, Clay, and Glass | Existing | Process | Natural Gas | Gas Boiler - Hot Water Reset | A | Integrated Unit Energy Savings (kWh or therms) | Achievable Technical Potential | 0 | 0 | 7.6226 | 7.591 | 7.5589 | 7.5264 | 7.4934 | 7.4623 | 7.4352 | 7.4112 | 7.3896 | 7.3698 | 7.3516 | 7.3345 | 7.3183 | 7.3027 | 7.2876 | 7.2729 | 7.2602 | 7.2473 | 7.2342 | 7.2209 | 0
F2_Industrial_Stone, Clay, and Glass_Existing_Process_Natural Gas_Gas Boiler - Hot Water Reset_A_Achievable Technical Potential | F2 | Industrial | Stone, Clay, and Glass | Existing | Process | Natural Gas | Gas Boiler - Hot Water Reset | A | Integrated Unit Summer Peak Savings (kW) | Achievable Technical Potential | 0 | 0 | 0 | 0 | 0 | 0 | 0 | 0 | 0 | 0 | 0 | 0 | 0 | 0 | 0 | 0 | 0 | 0 | 0 | 0 | 0 | 0 | 0
F3_Industrial_Stone, Clay, and Glass_Existing_Process_Natural Gas_Gas Boiler - Hot Water Reset_A_Achievable Technical Potential | F3 | Industrial | Stone, Clay, and Glass | Existing | Process | Natural Gas | Gas Boiler - Hot Water Reset | A | Integrated Unit Winter Peak Savings (kW) | Achievable Technical Potential | 0 | 0 | 0 | 0 | 0 | 0 | 0 | 0 | 0 | 0 | 0 | 0 | 0 | 0 | 0 | 0 | 0 | 0 | 0 | 0 | 0 | 0 | 0
F4_Industrial_Stone, Clay, and Glass_Existing_Process_Natural Gas_Gas Boiler - Hot Water Reset_A_Achievable Technical Potential | F4 | Industrial | Stone, Clay, and Glass | Existing | Process | Natural Gas | Gas Boiler - Hot Water Reset | A | Incremental Energy Savings (MWh or mTherms) | Achievable Technical Potential | 0 | 0 | 0.023744 | 0.028532 | 0.034168 | 0.038812 | 0.043316 | 0.049562 | 0.053238 | 0.053276 | 0.049197 | 0.041449 | 0.031444 | 0.020404 | 0.011618 | 0.0054855 | 0.0022761 | 0.00081174 | 0.00024874 | 5.3185e-05 | 8.5759e-06 | 1.0098e-06 | 0
F5_Industrial_Stone, Clay, and Glass_Existing_Process_Natural Gas_Gas Boiler - Hot Water Reset_A_Achievable Technical Potential | F5 | Industrial | Stone, Clay, and Glass | Existing | Process | Natural Gas | Gas Boiler - Hot Water Reset | A | Incremental Summer Peak Savings (MW) | Achievable Technical Potential | 0 | 0 | 0 | 0 | 0 | 0 | 0 | 0 | 0 | 0 | 0 | 0 | 0 | 0 | 0 | 0 | 0 | 0 | 0 | 0 | 0 | 0 | 0
F6_Industrial_Stone, Clay, and Glass_Existing_Process_Natural Gas_Gas Boiler - Hot Water Reset_A_Achievable Technical Potential | F6 | Industrial | Stone, Clay, and Glass | Existing | Process | Natural Gas | Gas Boiler - Hot Water Reset | A | Incremental Winter Peak Savings (MW) | Achievable Technical Potential | 0 | 0 | 0 | 0 | 0 | 0 | 0 | 0 | 0 | 0 | 0 | 0 | 0 | 0 | 0 | 0 | 0 | 0 | 0 | 0 | 0 | 0 | 0
F7_Industrial_Stone, Clay, and Glass_Existing_Process_Natural Gas_Gas Boiler - Hot Water Reset_A_Achievable Technical Potential | F7 | Industrial | Stone, Clay, and Glass | Existing | Process | Natural Gas | Gas Boiler - Hot Water Reset | A | Cumulative Energy Savings (MWh or mTherms) | Achievable Technical Potential | 0 | 0 | 0.023744 | 0.052177 | 0.086125 | 0.12457 | 0.16734 | 0.2162 | 0.26866 | 0.32106 | 0.36932 | 0.40979 | 0.44022 | 0.4596 | 0.4702 | 0.47469 | 0.47598 | 0.47583 | 0.47525 | 0.47446 | 0.47361 | 0.47274 | 0
F8_Industrial_Stone, Clay, and Glass_Existing_Process_Natural Gas_Gas Boiler - Hot Water Reset_A_Achievable Technical Potential | F8 | Industrial | Stone, Clay, and Glass | Existing | Process | Natural Gas | Gas Boiler - Hot Water Reset | A | Cumulative Summer Peak Savings (MW) | Achievable Technical Potential | 0 | 0 | 0 | 0 | 0 | 0 | 0 | 0 | 0 | 0 | 0 | 0 | 0 | 0 | 0 | 0 | 0 | 0 | 0 | 0 | 0 | 0 | 0
F9_Industrial_Stone, Clay, and Glass_Existing_Process_Natural Gas_Gas Boiler - Hot Water Reset_A_Achievable Technical Potential | F9 | Industrial | Stone, Clay, and Glass | Existing | Process | Natural Gas | Gas Boiler - Hot Water Reset | A | Cumulative Winter Peak Savings (MW) | Achievable Technical Potential | 0 | 0 | 0 | 0 | 0 | 0 | 0 | 0 | 0 | 0 | 0 | 0 | 0 | 0 | 0 | 0 | 0 | 0 | 0 | 0 | 0 | 0 | 0
F10_Industrial_Stone, Clay, and Glass_Existing_Process_Natural Gas_Gas Boiler - Hot Water Reset_A_Achievable Technical Potential | F10 | Industrial | Stone, Clay, and Glass | Existing | Process | Natural Gas | Gas Boiler - Hot Water Reset | A | Purchases (Incremental) | Achievable Technical Potential | 0 | 0 | 3.1149 | 3.7587 | 4.5202 | 5.1568 | 5.7805 | 6.6416 | 7.1603 | 7.1887 | 6.6577 | 5.6242 | 4.2772 | 2.7819 | 1.5875 | 0.75115 | 0.31232 | 0.11161 | 0.034261 | 0.0073387 | 0.0011855 | 0.00013984 | 0
F11_Industrial_Stone, Clay, and Glass_Existing_Process_Natural Gas_Gas Boiler - Hot Water Reset_A_Achievable Technical Potential | F11 | Industrial | Stone, Clay, and Glass | Existing | Process | Natural Gas | Gas Boiler - Hot Water Reset | A | Purchases (Cumulative) | Achievable Technical Potential | 0 | 0 | 3.1149 | 6.8736 | 11.3938 | 16.5505 | 22.3311 | 28.9727 | 36.133 | 43.3217 | 49.9793 | 55.6035 | 59.8807 | 62.6626 | 64.25 | 65.0012 | 65.3135 | 65.4251 | 65.4594 | 65.4667 | 65.4679 | 65.468 | 0
F1_Industrial_Stone, Clay, and Glass_Existing_Space Heating_Natural Gas_Steam Trap Maintenance_A_Achievable Technical Potential | F1 | Industrial | Stone, Clay, and Glass | Existing | Space Heating | Natural Gas | Steam Trap Maintenance | A | Integrated Unit Energy Savings (kWh or therms) | Achievable Technical Potential | 0 | 0 | 9.1225 | 9.0946 | 9.0655 | 9.035 | 9.0023 | 8.9672 | 8.9293 | 8.8882 | 8.844 | 8.797 | 8.7472 | 8.6949 | 8.6401 | 8.5833 | 8.5247 | 8.4693 | 8.4176 | 8.3697 | 8.3257 | 8.2857 | 0
F2_Industrial_Stone, Clay, and Glass_Existing_Space Heating_Natural Gas_Steam Trap Maintenance_A_Achievable Technical Potential | F2 | Industrial | Stone, Clay, and Glass | Existing | Space Heating | Natural Gas | Steam Trap Maintenance | A | Integrated Unit Summer Peak Savings (kW) | Achievable Technical Potential | 0 | 0 | 0 | 0 | 0 | 0 | 0 | 0 | 0 | 0 | 0 | 0 | 0 | 0 | 0 | 0 | 0 | 0 | 0 | 0 | 0 | 0 | 0
F3_Industrial_Stone, Clay, and Glass_Existing_Space Heating_Natural Gas_Steam Trap Maintenance_A_Achievable Technical Potential | F3 | Industrial | Stone, Clay, and Glass | Existing | Space Heating | Natural Gas | Steam Trap Maintenance | A | Integrated Unit Winter Peak Savings (kW) | Achievable Technical Potential | 0 | 0 | 0 | 0 | 0 | 0 | 0 | 0 | 0 | 0 | 0 | 0 | 0 | 0 | 0 | 0 | 0 | 0 | 0 | 0 | 0 | 0 | 0
F4_Industrial_Stone, Clay, and Glass_Existing_Space Heating_Natural Gas_Steam Trap Maintenance_A_Achievable Technical Potential | F4 | Industrial | Stone, Clay, and Glass | Existing | Space Heating | Natural Gas | Steam Trap Maintenance | A | Incremental Energy Savings (MWh or mTherms) | Achievable Technical Potential | 0 | 0 | 0.0014305 | 0.0014015 | 0.001373 | 0.0013447 | 0.0013168 | 0.001289 | 0.0012614 | 0.001234 | 0.0012067 | 0.0011796 | 0.0011527 | 0.001126 | 0.0010996 | 0.0010736 | 0.0010479 | 0.0010231 | 0.00099933 | 0.00097651 | 0.00095463 | 0.00093366 | 0
F5_Industrial_Stone, Clay, and Glass_Existing_Space Heating_Natural Gas_Steam Trap Maintenance_A_Achievable Technical Potential | F5 | Industrial | Stone, Clay, and Glass | Existing | Space Heating | Natural Gas | Steam Trap Maintenance | A | Incremental Summer Peak Savings (MW) | Achievable Technical Potential | 0 | 0 | 0 | 0 | 0 | 0 | 0 | 0 | 0 | 0 | 0 | 0 | 0 | 0 | 0 | 0 | 0 | 0 | 0 | 0 | 0 | 0 | 0
F6_Industrial_Stone, Clay, and Glass_Existing_Space Heating_Natural Gas_Steam Trap Maintenance_A_Achievable Technical Potential | F6 | Industrial | Stone, Clay, and Glass | Existing | Space Heating | Natural Gas | Steam Trap Maintenance | A | Incremental Winter Peak Savings (MW) | Achievable Technical Potential | 0 | 0 | 0 | 0 | 0 | 0 | 0 | 0 | 0 | 0 | 0 | 0 | 0 | 0 | 0 | 0 | 0 | 0 | 0 | 0 | 0 | 0 | 0
F7_Industrial_Stone, Clay, and Glass_Existing_Space Heating_Natural Gas_Steam Trap Maintenance_A_Achievable Technical Potential | F7 | Industrial | Stone, Clay, and Glass | Existing | Space Heating | Natural Gas | Steam Trap Maintenance | A | Cumulative Energy Savings (MWh or mTherms) | Achievable Technical Potential | 0 | 0 | 0.0014305 | 0.0028276 | 0.0041916 | 0.0055222 | 0.006819 | 0.0080815 | 0.0093087 | 0.0105 | 0.011654 | 0.012772 | 0.013852 | 0.014896 | 0.015901 | 0.01687 | 0.017803 | 0.01871 | 0.019596 | 0.020461 | 0.021308 | 0.022139 | 0
F8_Industrial_Stone, Clay, and Glass_Existing_Space Heating_Natural Gas_Steam Trap Maintenance_A_Achievable Technical Potential | F8 | Industrial | Stone, Clay, and Glass | Existing | Space Heating | Natural Gas | Steam Trap Maintenance | A | Cumulative Summer Peak Savings (MW) | Achievable Technical Potential | 0 | 0 | 0 | 0 | 0 | 0 | 0 | 0 | 0 | 0 | 0 | 0 | 0 | 0 | 0 | 0 | 0 | 0 | 0 | 0 | 0 | 0 | 0
F9_Industrial_Stone, Clay, and Glass_Existing_Space Heating_Natural Gas_Steam Trap Maintenance_A_Achievable Technical Potential | F9 | Industrial | Stone, Clay, and Glass | Existing | Space Heating | Natural Gas | Steam Trap Maintenance | A | Cumulative Winter Peak Savings (MW) | Achievable Technical Potential | 0 | 0 | 0 | 0 | 0 | 0 | 0 | 0 | 0 | 0 | 0 | 0 | 0 | 0 | 0 | 0 | 0 | 0 | 0 | 0 | 0 | 0 | 0
F10_Industrial_Stone, Clay, and Glass_Existing_Space Heating_Natural Gas_Steam Trap Maintenance_A_Achievable Technical Potential | F10 | Industrial | Stone, Clay, and Glass | Existing | Space Heating | Natural Gas | Steam Trap Maintenance | A | Purchases (Incremental) | Achievable Technical Potential | 0 | 0 | 0.15681 | 0.15411 | 0.15145 | 0.14884 | 0.14627 | 0.14375 | 0.14127 | 0.13883 | 0.13644 | 0.13409 | 0.13178 | 0.1295 | 0.12727 | 0.12508 | 0.12292 | 0.1208 | 0.11872 | 0.11667 | 0.11466 | 0.11268 | 0
F11_Industrial_Stone, Clay, and Glass_Existing_Space Heating_Natural Gas_Steam Trap Maintenance_A_Achievable Technical Potential | F11 | Industrial | Stone, Clay, and Glass | Existing | Space Heating | Natural Gas | Steam Trap Maintenance | A | Purchases (Cumulative) | Achievable Technical Potential | 0 | 0 | 0.15681 | 0.31091 | 0.46236 | 0.6112 | 0.75747 | 0.90122 | 1.0425 | 1.1813 | 1.3178 | 1.4519 | 1.5836 | 1.7131 | 1.8404 | 1.9655 | 2.0884 | 2.2092 | 2.3279 | 2.4446 | 2.5593 | 2.6719 | 0
F1_Industrial_Stone, Clay, and Glass_Existing_Process_Natural Gas_Steam Trap Maintenance_A_Achievable Technical Potential | F1 | Industrial | Stone, Clay, and Glass | Existing | Process | Natural Gas | Steam Trap Maintenance | A | Integrated Unit Energy Savings (kWh or therms) | Achievable Technical Potential | 0 | 0 | 5.4021 | 5.3962 | 5.3902 | 5.3842 | 5.378 | 5.3723 | 5.3676 | 5.3636 | 5.3601 | 5.3572 | 5.3546 | 5.3523 | 5.3502 | 5.3484 | 5.3466 | 5.345 | 5.3439 | 5.3428 | 5.3416 | 5.3405 | 0
F2_Industrial_Stone, Clay, and Glass_Existing_Process_Natural Gas_Steam Trap Maintenance_A_Achievable Technical Potential | F2 | Industrial | Stone, Clay, and Glass | Existing | Process | Natural Gas | Steam Trap Maintenance | A | Integrated Unit Summer Peak Savings (kW) | Achievable Technical Potential | 0 | 0 | 0 | 0 | 0 | 0 | 0 | 0 | 0 | 0 | 0 | 0 | 0 | 0 | 0 | 0 | 0 | 0 | 0 | 0 | 0 | 0 | 0
F3_Industrial_Stone, Clay, and Glass_Existing_Process_Natural Gas_Steam Trap Maintenance_A_Achievable Technical Potential | F3 | Industrial | Stone, Clay, and Glass | Existing | Process | Natural Gas | Steam Trap Maintenance | A | Integrated Unit Winter Peak Savings (kW) | Achievable Technical Potential | 0 | 0 | 0 | 0 | 0 | 0 | 0 | 0 | 0 | 0 | 0 | 0 | 0 | 0 | 0 | 0 | 0 | 0 | 0 | 0 | 0 | 0 | 0
F4_Industrial_Stone, Clay, and Glass_Existing_Process_Natural Gas_Steam Trap Maintenance_A_Achievable Technical Potential | F4 | Industrial | Stone, Clay, and Glass | Existing | Process | Natural Gas | Steam Trap Maintenance | A | Incremental Energy Savings (MWh or mTherms) | Achievable Technical Potential | 0 | 0 | 0.0093918 | 0.0092198 | 0.0090508 | 0.0088848 | 0.0087216 | 0.0085622 | 0.0084071 | 0.008256 | 0.0081084 | 0.0079642 | 0.0078232 | 0.007685 | 0.0075496 | 0.0074168 | 0.0072866 | 0.0071588 | 0.0070339 | 0.0069111 | 0.0067905 | 0.006672 | 0
F5_Industrial_Stone, Clay, and Glass_Existing_Process_Natural Gas_Steam Trap Maintenance_A_Achievable Technical Potential | F5 | Industrial | Stone, Clay, and Glass | Existing | Process | Natural Gas | Steam Trap Maintenance | A | Incremental Summer Peak Savings (MW) | Achievable Technical Potential | 0 | 0 | 0 | 0 | 0 | 0 | 0 | 0 | 0 | 0 | 0 | 0 | 0 | 0 | 0 | 0 | 0 | 0 | 0 | 0 | 0 | 0 | 0
F6_Industrial_Stone, Clay, and Glass_Existing_Process_Natural Gas_Steam Trap Maintenance_A_Achievable Technical Potential | F6 | Industrial | Stone, Clay, and Glass | Existing | Process | Natural Gas | Steam Trap Maintenance | A | Incremental Winter Peak Savings (MW) | Achievable Technical Potential | 0 | 0 | 0 | 0 | 0 | 0 | 0 | 0 | 0 | 0 | 0 | 0 | 0 | 0 | 0 | 0 | 0 | 0 | 0 | 0 | 0 | 0 | 0
F7_Industrial_Stone, Clay, and Glass_Existing_Process_Natural Gas_Steam Trap Maintenance_A_Achievable Technical Potential | F7 | Industrial | Stone, Clay, and Glass | Existing | Process | Natural Gas | Steam Trap Maintenance | A | Cumulative Energy Savings (MWh or mTherms) | Achievable Technical Potential | 0 | 0 | 0.0093918 | 0.018601 | 0.027632 | 0.036485 | 0.045165 | 0.05368 | 0.062039 | 0.070249 | 0.078312 | 0.086233 | 0.094015 | 0.10166 | 0.10917 | 0.11655 | 0.1238 | 0.13092 | 0.13793 | 0.14481 | 0.15157 | 0.15821 | 0
F8_Industrial_Stone, Clay, and Glass_Existing_Process_Natural Gas_Steam Trap Maintenance_A_Achievable Technical Potential | F8 | Industrial | Stone, Clay, and Glass | Existing | Process | Natural Gas | Steam Trap Maintenance | A | Cumulative Summer Peak Savings (MW) | Achievable Technical Potential | 0 | 0 | 0 | 0 | 0 | 0 | 0 | 0 | 0 | 0 | 0 | 0 | 0 | 0 | 0 | 0 | 0 | 0 | 0 | 0 | 0 | 0 | 0
F9_Industrial_Stone, Clay, and Glass_Existing_Process_Natural Gas_Steam Trap Maintenance_A_Achievable Technical Potential | F9 | Industrial | Stone, Clay, and Glass | Existing | Process | Natural Gas | Steam Trap Maintenance | A | Cumulative Winter Peak Savings (MW) | Achievable Technical Potential | 0 | 0 | 0 | 0 | 0 | 0 | 0 | 0 | 0 | 0 | 0 | 0 | 0 | 0 | 0 | 0 | 0 | 0 | 0 | 0 | 0 | 0 | 0
F10_Industrial_Stone, Clay, and Glass_Existing_Process_Natural Gas_Steam Trap Maintenance_A_Achievable Technical Potential | F10 | Industrial | Stone, Clay, and Glass | Existing | Process | Natural Gas | Steam Trap Maintenance | A | Purchases (Incremental) | Achievable Technical Potential | 0 | 0 | 1.7385 | 1.7086 | 1.6791 | 1.6502 | 1.6217 | 1.5938 | 1.5663 | 1.5393 | 1.5127 | 1.4866 | 1.461 | 1.4358 | 1.4111 | 1.3867 | 1.3628 | 1.3393 | 1.3162 | 1.2936 | 1.2712 | 1.2493 | 0
F11_Industrial_Stone, Clay, and Glass_Existing_Process_Natural Gas_Steam Trap Maintenance_A_Achievable Technical Potential | F11 | Industrial | Stone, Clay, and Glass | Existing | Process | Natural Gas | Steam Trap Maintenance | A | Purchases (Cumulative) | Achievable Technical Potential | 0 | 0 | 1.7385 | 3.4471 | 5.1262 | 6.7764 | 8.3981 | 9.9919 | 11.5581 | 13.0974 | 14.6101 | 16.0968 | 17.5578 | 18.9936 | 20.4047 | 21.7915 | 23.1543 | 24.4936 | 25.8099 | 27.1034 | 28.3747 | 29.624 | 0
F1_Industrial_Stone, Clay, and Glass_Existing_Space Heating_Natural Gas_Gas Boiler - High Turndown_A_Achievable Technical Potential | F1 | Industrial | Stone, Clay, and Glass | Existing | Space Heating | Natural Gas | Gas Boiler - High Turndown | A | Integrated Unit Energy Savings (kWh or therms) | Achievable Technical Potential | 0 | 0 | 9.6364 | 9.5353 | 9.4011 | 9.2293 | 9.0199 | 8.779 | 8.5169 | 8.2461 | 7.9789 | 7.7251 | 7.4908 | 7.2786 | 7.0882 | 6.9182 | 6.7663 | 6.6329 | 6.5155 | 6.4102 | 6.3196 | 6.2346 | 0
F2_Industrial_Stone, Clay, and Glass_Existing_Space Heating_Natural Gas_Gas Boiler - High Turndown_A_Achievable Technical Potential | F2 | Industrial | Stone, Clay, and Glass | Existing | Space Heating | Natural Gas | Gas Boiler - High Turndown | A | Integrated Unit Summer Peak Savings (kW) | Achievable Technical Potential | 0 | 0 | 0 | 0 | 0 | 0 | 0 | 0 | 0 | 0 | 0 | 0 | 0 | 0 | 0 | 0 | 0 | 0 | 0 | 0 | 0 | 0 | 0
F3_Industrial_Stone, Clay, and Glass_Existing_Space Heating_Natural Gas_Gas Boiler - High Turndown_A_Achievable Technical Potential | F3 | Industrial | Stone, Clay, and Glass | Existing | Space Heating | Natural Gas | Gas Boiler - High Turndown | A | Integrated Unit Winter Peak Savings (kW) | Achievable Technical Potential | 0 | 0 | 0 | 0 | 0 | 0 | 0 | 0 | 0 | 0 | 0 | 0 | 0 | 0 | 0 | 0 | 0 | 0 | 0 | 0 | 0 | 0 | 0
F4_Industrial_Stone, Clay, and Glass_Existing_Space Heating_Natural Gas_Gas Boiler - High Turndown_A_Achievable Technical Potential | F4 | Industrial | Stone, Clay, and Glass | Existing | Space Heating | Natural Gas | Gas Boiler - High Turndown | A | Incremental Energy Savings (MWh or mTherms) | Achievable Technical Potential | 0 | 0 | 0.0041318 | 0.004018 | 0.0038931 | 0.0037561 | 0.0036076 | 0.0031056 | 0.0023688 | 0.0018031 | 0.0013717 | 0.0010441 | 0.00079601 | 0.00060809 | 0.00046558 | 0.00035727 | 0.00027472 | 0.00021173 | 1.3941e-06 | 4.8141e-07 | 1.5901e-07 | 5.0271e-08 | 0
F5_Industrial_Stone, Clay, and Glass_Existing_Space Heating_Natural Gas_Gas Boiler - High Turndown_A_Achievable Technical Potential | F5 | Industrial | Stone, Clay, and Glass | Existing | Space Heating | Natural Gas | Gas Boiler - High Turndown | A | Incremental Summer Peak Savings (MW) | Achievable Technical Potential | 0 | 0 | 0 | 0 | 0 | 0 | 0 | 0 | 0 | 0 | 0 | 0 | 0 | 0 | 0 | 0 | 0 | 0 | 0 | 0 | 0 | 0 | 0
F6_Industrial_Stone, Clay, and Glass_Existing_Space Heating_Natural Gas_Gas Boiler - High Turndown_A_Achievable Technical Potential | F6 | Industrial | Stone, Clay, and Glass | Existing | Space Heating | Natural Gas | Gas Boiler - High Turndown | A | Incremental Winter Peak Savings (MW) | Achievable Technical Potential | 0 | 0 | 0 | 0 | 0 | 0 | 0 | 0 | 0 | 0 | 0 | 0 | 0 | 0 | 0 | 0 | 0 | 0 | 0 | 0 | 0 | 0 | 0
F7_Industrial_Stone, Clay, and Glass_Existing_Space Heating_Natural Gas_Gas Boiler - High Turndown_A_Achievable Technical Potential | F7 | Industrial | Stone, Clay, and Glass | Existing | Space Heating | Natural Gas | Gas Boiler - High Turndown | A | Cumulative Energy Savings (MWh or mTherms) | Achievable Technical Potential | 0 | 0 | 0.0041318 | 0.0081065 | 0.011886 | 0.015424 | 0.018682 | 0.021289 | 0.023022 | 0.024093 | 0.024684 | 0.024943 | 0.024983 | 0.024883 | 0.024698 | 0.024462 | 0.0242 | 0.023935 | 0.023512 | 0.023133 | 0.022806 | 0.022499 | 0
F8_Industrial_Stone, Clay, and Glass_Existing_Space Heating_Natural Gas_Gas Boiler - High Turndown_A_Achievable Technical Potential | F8 | Industrial | Stone, Clay, and Glass | Existing | Space Heating | Natural Gas | Gas Boiler - High Turndown | A | Cumulative Summer Peak Savings (MW) | Achievable Technical Potential | 0 | 0 | 0 | 0 | 0 | 0 | 0 | 0 | 0 | 0 | 0 | 0 | 0 | 0 | 0 | 0 | 0 | 0 | 0 | 0 | 0 | 0 | 0
F9_Industrial_Stone, Clay, and Glass_Existing_Space Heating_Natural Gas_Gas Boiler - High Turndown_A_Achievable Technical Potential | F9 | Industrial | Stone, Clay, and Glass | Existing | Space Heating | Natural Gas | Gas Boiler - High Turndown | A | Cumulative Winter Peak Savings (MW) | Achievable Technical Potential | 0 | 0 | 0 | 0 | 0 | 0 | 0 | 0 | 0 | 0 | 0 | 0 | 0 | 0 | 0 | 0 | 0 | 0 | 0 | 0 | 0 | 0 | 0
F10_Industrial_Stone, Clay, and Glass_Existing_Space Heating_Natural Gas_Gas Boiler - High Turndown_A_Achievable Technical Potential | F10 | Industrial | Stone, Clay, and Glass | Existing | Space Heating | Natural Gas | Gas Boiler - High Turndown | A | Purchases (Incremental) | Achievable Technical Potential | 0 | 0 | 0.42877 | 0.42138 | 0.41411 | 0.40697 | 0.39996 | 0.35376 | 0.27813 | 0.21866 | 0.17192 | 0.13516 | 0.10626 | 0.083546 | 0.065684 | 0.051641 | 0.040601 | 0.031921 | 0.00021397 | 7.51e-05 | 2.5161e-05 | 8.0632e-06 | 0
F11_Industrial_Stone, Clay, and Glass_Existing_Space Heating_Natural Gas_Gas Boiler - High Turndown_A_Achievable Technical Potential | F11 | Industrial | Stone, Clay, and Glass | Existing | Space Heating | Natural Gas | Gas Boiler - High Turndown | A | Purchases (Cumulative) | Achievable Technical Potential | 0 | 0 | 0.42877 | 0.85015 | 1.2643 | 1.6712 | 2.0712 | 2.425 | 2.7031 | 2.9217 | 3.0937 | 3.2288 | 3.3351 | 3.4186 | 3.4843 | 3.536 | 3.5766 | 3.6085 | 3.6087 | 3.6088 | 3.6088 | 3.6088 | 0
F1_Industrial_Stone, Clay, and Glass_Existing_Process_Natural Gas_Gas Boiler - High Turndown_A_Achievable Technical Potential | F1 | Industrial | Stone, Clay, and Glass | Existing | Process | Natural Gas | Gas Boiler - High Turndown | A | Integrated Unit Energy Savings (kWh or therms) | Achievable Technical Potential | 0 | 0 | 5.7164 | 5.692 | 5.6673 | 5.6423 | 5.6168 | 5.5928 | 5.5718 | 5.5531 | 5.5362 | 5.5208 | 5.5066 | 5.4932 | 5.4806 | 5.4684 | 5.4566 | 5.4451 | 5.4351 | 5.4249 | 5.4146 | 5.4042 | 0
F2_Industrial_Stone, Clay, and Glass_Existing_Process_Natural Gas_Gas Boiler - High Turndown_A_Achievable Technical Potential | F2 | Industrial | Stone, Clay, and Glass | Existing | Process | Natural Gas | Gas Boiler - High Turndown | A | Integrated Unit Summer Peak Savings (kW) | Achievable Technical Potential | 0 | 0 | 0 | 0 | 0 | 0 | 0 | 0 | 0 | 0 | 0 | 0 | 0 | 0 | 0 | 0 | 0 | 0 | 0 | 0 | 0 | 0 | 0
F3_Industrial_Stone, Clay, and Glass_Existing_Process_Natural Gas_Gas Boiler - High Turndown_A_Achievable Technical Potential | F3 | Industrial | Stone, Clay, and Glass | Existing | Process | Natural Gas | Gas Boiler - High Turndown | A | Integrated Unit Winter Peak Savings (kW) | Achievable Technical Potential | 0 | 0 | 0 | 0 | 0 | 0 | 0 | 0 | 0 | 0 | 0 | 0 | 0 | 0 | 0 | 0 | 0 | 0 | 0 | 0 | 0 | 0 | 0
F4_Industrial_Stone, Clay, and Glass_Existing_Process_Natural Gas_Gas Boiler - High Turndown_A_Achievable Technical Potential | F4 | Industrial | Stone, Clay, and Glass | Existing | Process | Natural Gas | Gas Boiler - High Turndown | A | Incremental Energy Savings (MWh or mTherms) | Achievable Technical Potential | 0 | 0 | 0.027175 | 0.026592 | 0.026021 | 0.025459 | 0.024907 | 0.021936 | 0.017181 | 0.013463 | 0.010552 | 0.0082732 | 0.0064876 | 0.0050883 | 0.0039912 | 0.0031309 | 0.0024563 | 0.001927 | 1.2894e-05 | 4.517e-06 | 1.5105e-06 | 4.8312e-07 | 0
F5_Industrial_Stone, Clay, and Glass_Existing_Process_Natural Gas_Gas Boiler - High Turndown_A_Achievable Technical Potential | F5 | Industrial | Stone, Clay, and Glass | Existing | Process | Natural Gas | Gas Boiler - High Turndown | A | Incremental Summer Peak Savings (MW) | Achievable Technical Potential | 0 | 0 | 0 | 0 | 0 | 0 | 0 | 0 | 0 | 0 | 0 | 0 | 0 | 0 | 0 | 0 | 0 | 0 | 0 | 0 | 0 | 0 | 0
F6_Industrial_Stone, Clay, and Glass_Existing_Process_Natural Gas_Gas Boiler - High Turndown_A_Achievable Technical Potential | F6 | Industrial | Stone, Clay, and Glass | Existing | Process | Natural Gas | Gas Boiler - High Turndown | A | Incremental Winter Peak Savings (MW) | Achievable Technical Potential | 0 | 0 | 0 | 0 | 0 | 0 | 0 | 0 | 0 | 0 | 0 | 0 | 0 | 0 | 0 | 0 | 0 | 0 | 0 | 0 | 0 | 0 | 0
F7_Industrial_Stone, Clay, and Glass_Existing_Process_Natural Gas_Gas Boiler - High Turndown_A_Achievable Technical Potential | F7 | Industrial | Stone, Clay, and Glass | Existing | Process | Natural Gas | Gas Boiler - High Turndown | A | Cumulative Energy Savings (MWh or mTherms) | Achievable Technical Potential | 0 | 0 | 0.027175 | 0.053651 | 0.079439 | 0.10455 | 0.12898 | 0.15037 | 0.16698 | 0.17988 | 0.18989 | 0.19764 | 0.20361 | 0.20821 | 0.21172 | 0.21438 | 0.21637 | 0.21784 | 0.21746 | 0.21706 | 0.21665 | 0.21623 | 0
F8_Industrial_Stone, Clay, and Glass_Existing_Process_Natural Gas_Gas Boiler - High Turndown_A_Achievable Technical Potential | F8 | Industrial | Stone, Clay, and Glass | Existing | Process | Natural Gas | Gas Boiler - High Turndown | A | Cumulative Summer Peak Savings (MW) | Achievable Technical Potential | 0 | 0 | 0 | 0 | 0 | 0 | 0 | 0 | 0 | 0 | 0 | 0 | 0 | 0 | 0 | 0 | 0 | 0 | 0 | 0 | 0 | 0 | 0
F9_Industrial_Stone, Clay, and Glass_Existing_Process_Natural Gas_Gas Boiler - High Turndown_A_Achievable Technical Potential | F9 | Industrial | Stone, Clay, and Glass | Existing | Process | Natural Gas | Gas Boiler - High Turndown | A | Cumulative Winter Peak Savings (MW) | Achievable Technical Potential | 0 | 0 | 0 | 0 | 0 | 0 | 0 | 0 | 0 | 0 | 0 | 0 | 0 | 0 | 0 | 0 | 0 | 0 | 0 | 0 | 0 | 0 | 0
F10_Industrial_Stone, Clay, and Glass_Existing_Process_Natural Gas_Gas Boiler - High Turndown_A_Achievable Technical Potential | F10 | Industrial | Stone, Clay, and Glass | Existing | Process | Natural Gas | Gas Boiler - High Turndown | A | Purchases (Incremental) | Achievable Technical Potential | 0 | 0 | 4.7538 | 4.6719 | 4.5913 | 4.5122 | 4.4344 | 3.9221 | 3.0836 | 2.4243 | 1.906 | 1.4985 | 1.1782 | 0.92628 | 0.72825 | 0.57255 | 0.45014 | 0.35391 | 0.0023723 | 0.00083264 | 0.00027896 | 8.9397e-05 | 0
F11_Industrial_Stone, Clay, and Glass_Existing_Process_Natural Gas_Gas Boiler - High Turndown_A_Achievable Technical Potential | F11 | Industrial | Stone, Clay, and Glass | Existing | Process | Natural Gas | Gas Boiler - High Turndown | A | Purchases (Cumulative) | Achievable Technical Potential | 0 | 0 | 4.7538 | 9.4257 | 14.017 | 18.5292 | 22.9635 | 26.8856 | 29.9692 | 32.3936 | 34.2996 | 35.7981 | 36.9763 | 37.9026 | 38.6308 | 39.2034 | 39.6535 | 40.0074 | 40.0098 | 40.0106 | 40.0109 | 40.011 | 0
F1_Industrial_Stone, Clay, and Glass_Existing_Space Heating_Natural Gas_Gas Boiler - Burner Control Optimization_A_Achievable Technical Potential | F1 | Industrial | Stone, Clay, and Glass | Existing | Space Heating | Natural Gas | Gas Boiler - Burner Control Optimization | A | Integrated Unit Energy Savings (kWh or therms) | Achievable Technical Potential | 0 | 0 | 2.7943 | 2.7648 | 2.7256 | 2.6756 | 2.6147 | 2.5446 | 2.4685 | 2.3898 | 2.3122 | 2.2385 | 2.1705 | 2.1088 | 2.0536 | 2.0042 | 1.9601 | 1.9213 | 1.8872 | 1.8566 | 1.8302 | 1.8055 | 0
F2_Industrial_Stone, Clay, and Glass_Existing_Space Heating_Natural Gas_Gas Boiler - Burner Control Optimization_A_Achievable Technical Potential | F2 | Industrial | Stone, Clay, and Glass | Existing | Space Heating | Natural Gas | Gas Boiler - Burner Control Optimization | A | Integrated Unit Summer Peak Savings (kW) | Achievable Technical Potential | 0 | 0 | 0 | 0 | 0 | 0 | 0 | 0 | 0 | 0 | 0 | 0 | 0 | 0 | 0 | 0 | 0 | 0 | 0 | 0 | 0 | 0 | 0
F3_Industrial_Stone, Clay, and Glass_Existing_Space Heating_Natural Gas_Gas Boiler - Burner Control Optimization_A_Achievable Technical Potential | F3 | Industrial | Stone, Clay, and Glass | Existing | Space Heating | Natural Gas | Gas Boiler - Burner Control Optimization | A | Integrated Unit Winter Peak Savings (kW) | Achievable Technical Potential | 0 | 0 | 0 | 0 | 0 | 0 | 0 | 0 | 0 | 0 | 0 | 0 | 0 | 0 | 0 | 0 | 0 | 0 | 0 | 0 | 0 | 0 | 0
F4_Industrial_Stone, Clay, and Glass_Existing_Space Heating_Natural Gas_Gas Boiler - Burner Control Optimization_A_Achievable Technical Potential | F4 | Industrial | Stone, Clay, and Glass | Existing | Space Heating | Natural Gas | Gas Boiler - Burner Control Optimization | A | Incremental Energy Savings (MWh or mTherms) | Achievable Technical Potential | 0 | 0 | 0.0003232 | 0.000494 | 0.00095723 | 0.001616 | 0.0024142 | 0.0032327 | 0.0039223 | 0.0043539 | 0.0044583 | 0.0042418 | 0.0037725 | 0.0031519 | 0.0024841 | 0.0018531 | 0.0013124 | 0.00088496 | 0.0005695 | 0.00035039 | 0.00020663 | 0.00013564 | 0
F5_Industrial_Stone, Clay, and Glass_Existing_Space Heating_Natural Gas_Gas Boiler - Burner Control Optimization_A_Achievable Technical Potential | F5 | Industrial | Stone, Clay, and Glass | Existing | Space Heating | Natural Gas | Gas Boiler - Burner Control Optimization | A | Incremental Summer Peak Savings (MW) | Achievable Technical Potential | 0 | 0 | 0 | 0 | 0 | 0 | 0 | 0 | 0 | 0 | 0 | 0 | 0 | 0 | 0 | 0 | 0 | 0 | 0 | 0 | 0 | 0 | 0
F6_Industrial_Stone, Clay, and Glass_Existing_Space Heating_Natural Gas_Gas Boiler - Burner Control Optimization_A_Achievable Technical Potential | F6 | Industrial | Stone, Clay, and Glass | Existing | Space Heating | Natural Gas | Gas Boiler - Burner Control Optimization | A | Incremental Winter Peak Savings (MW) | Achievable Technical Potential | 0 | 0 | 0 | 0 | 0 | 0 | 0 | 0 | 0 | 0 | 0 | 0 | 0 | 0 | 0 | 0 | 0 | 0 | 0 | 0 | 0 | 0 | 0
F7_Industrial_Stone, Clay, and Glass_Existing_Space Heating_Natural Gas_Gas Boiler - Burner Control Optimization_A_Achievable Technical Potential | F7 | Industrial | Stone, Clay, and Glass | Existing | Space Heating | Natural Gas | Gas Boiler - Burner Control Optimization | A | Cumulative Energy Savings (MWh or mTherms) | Achievable Technical Potential | 0 | 0 | 0.0003232 | 0.00081379 | 0.0017595 | 0.0033432 | 0.0056814 | 0.0087618 | 0.012422 | 0.01638 | 0.020306 | 0.023901 | 0.026947 | 0.029334 | 0.031049 | 0.032156 | 0.03276 | 0.032997 | 0.032981 | 0.032796 | 0.032537 | 0.032234 | 0
F8_Industrial_Stone, Clay, and Glass_Existing_Space Heating_Natural Gas_Gas Boiler - Burner Control Optimization_A_Achievable Technical Potential | F8 | Industrial | Stone, Clay, and Glass | Existing | Space Heating | Natural Gas | Gas Boiler - Burner Control Optimization | A | Cumulative Summer Peak Savings (MW) | Achievable Technical Potential | 0 | 0 | 0 | 0 | 0 | 0 | 0 | 0 | 0 | 0 | 0 | 0 | 0 | 0 | 0 | 0 | 0 | 0 | 0 | 0 | 0 | 0 | 0
F9_Industrial_Stone, Clay, and Glass_Existing_Space Heating_Natural Gas_Gas Boiler - Burner Control Optimization_A_Achievable Technical Potential | F9 | Industrial | Stone, Clay, and Glass | Existing | Space Heating | Natural Gas | Gas Boiler - Burner Control Optimization | A | Cumulative Winter Peak Savings (MW) | Achievable Technical Potential | 0 | 0 | 0 | 0 | 0 | 0 | 0 | 0 | 0 | 0 | 0 | 0 | 0 | 0 | 0 | 0 | 0 | 0 | 0 | 0 | 0 | 0 | 0
F10_Industrial_Stone, Clay, and Glass_Existing_Space Heating_Natural Gas_Gas Boiler - Burner Control Optimization_A_Achievable Technical Potential | F10 | Industrial | Stone, Clay, and Glass | Existing | Space Heating | Natural Gas | Gas Boiler - Burner Control Optimization | A | Purchases (Incremental) | Achievable Technical Potential | 0 | 0 | 0.11566 | 0.17868 | 0.35119 | 0.60399 | 0.92334 | 1.2704 | 1.589 | 1.8219 | 1.9282 | 1.8949 | 1.7381 | 1.4946 | 1.2096 | 0.92461 | 0.66955 | 0.4606 | 0.30177 | 0.18873 | 0.1129 | 0.075122 | 0
F11_Industrial_Stone, Clay, and Glass_Existing_Space Heating_Natural Gas_Gas Boiler - Burner Control Optimization_A_Achievable Technical Potential | F11 | Industrial | Stone, Clay, and Glass | Existing | Space Heating | Natural Gas | Gas Boiler - Burner Control Optimization | A | Purchases (Cumulative) | Achievable Technical Potential | 0 | 0 | 0.11566 | 0.29434 | 0.64553 | 1.2495 | 2.1729 | 3.4433 | 5.0322 | 6.8541 | 8.7823 | 10.6772 | 12.4153 | 13.9099 | 15.1196 | 16.0442 | 16.7137 | 17.1743 | 17.4761 | 17.6648 | 17.7777 | 17.8528 | 0
F1_Industrial_Stone, Clay, and Glass_Existing_Process_Natural Gas_Gas Boiler - Burner Control Optimization_A_Achievable Technical Potential | F1 | Industrial | Stone, Clay, and Glass | Existing | Process | Natural Gas | Gas Boiler - Burner Control Optimization | A | Integrated Unit Energy Savings (kWh or therms) | Achievable Technical Potential | 0 | 0 | 1.6577 | 1.6506 | 1.6435 | 1.6362 | 1.6288 | 1.6218 | 1.6157 | 1.6102 | 1.6053 | 1.6008 | 1.5967 | 1.5928 | 1.5891 | 1.5856 | 1.5822 | 1.5788 | 1.5759 | 1.573 | 1.57 | 1.567 | 0
F2_Industrial_Stone, Clay, and Glass_Existing_Process_Natural Gas_Gas Boiler - Burner Control Optimization_A_Achievable Technical Potential | F2 | Industrial | Stone, Clay, and Glass | Existing | Process | Natural Gas | Gas Boiler - Burner Control Optimization | A | Integrated Unit Summer Peak Savings (kW) | Achievable Technical Potential | 0 | 0 | 0 | 0 | 0 | 0 | 0 | 0 | 0 | 0 | 0 | 0 | 0 | 0 | 0 | 0 | 0 | 0 | 0 | 0 | 0 | 0 | 0
F3_Industrial_Stone, Clay, and Glass_Existing_Process_Natural Gas_Gas Boiler - Burner Control Optimization_A_Achievable Technical Potential | F3 | Industrial | Stone, Clay, and Glass | Existing | Process | Natural Gas | Gas Boiler - Burner Control Optimization | A | Integrated Unit Winter Peak Savings (kW) | Achievable Technical Potential | 0 | 0 | 0 | 0 | 0 | 0 | 0 | 0 | 0 | 0 | 0 | 0 | 0 | 0 | 0 | 0 | 0 | 0 | 0 | 0 | 0 | 0 | 0
F4_Industrial_Stone, Clay, and Glass_Existing_Process_Natural Gas_Gas Boiler - Burner Control Optimization_A_Achievable Technical Potential | F4 | Industrial | Stone, Clay, and Glass | Existing | Process | Natural Gas | Gas Boiler - Burner Control Optimization | A | Incremental Energy Savings (MWh or mTherms) | Achievable Technical Potential | 0 | 0 | 0.0021258 | 0.0032699 | 0.0063991 | 0.010957 | 0.016674 | 0.022843 | 0.028463 | 0.032525 | 0.034318 | 0.033632 | 0.030769 | 0.026394 | 0.021312 | 0.016254 | 0.011745 | 0.0080626 | 0.0052727 | 0.0032913 | 0.0019651 | 0.0013051 | 0
F5_Industrial_Stone, Clay, and Glass_Existing_Process_Natural Gas_Gas Boiler - Burner Control Optimization_A_Achievable Technical Potential | F5 | Industrial | Stone, Clay, and Glass | Existing | Process | Natural Gas | Gas Boiler - Burner Control Optimization | A | Incremental Summer Peak Savings (MW) | Achievable Technical Potential | 0 | 0 | 0 | 0 | 0 | 0 | 0 | 0 | 0 | 0 | 0 | 0 | 0 | 0 | 0 | 0 | 0 | 0 | 0 | 0 | 0 | 0 | 0
F6_Industrial_Stone, Clay, and Glass_Existing_Process_Natural Gas_Gas Boiler - Burner Control Optimization_A_Achievable Technical Potential | F6 | Industrial | Stone, Clay, and Glass | Existing | Process | Natural Gas | Gas Boiler - Burner Control Optimization | A | Incremental Winter Peak Savings (MW) | Achievable Technical Potential | 0 | 0 | 0 | 0 | 0 | 0 | 0 | 0 | 0 | 0 | 0 | 0 | 0 | 0 | 0 | 0 | 0 | 0 | 0 | 0 | 0 | 0 | 0
F7_Industrial_Stone, Clay, and Glass_Existing_Process_Natural Gas_Gas Boiler - Burner Control Optimization_A_Achievable Technical Potential | F7 | Industrial | Stone, Clay, and Glass | Existing | Process | Natural Gas | Gas Boiler - Burner Control Optimization | A | Cumulative Energy Savings (MWh or mTherms) | Achievable Technical Potential | 0 | 0 | 0.0021258 | 0.0053867 | 0.011762 | 0.022667 | 0.039238 | 0.061912 | 0.090142 | 0.12236 | 0.15631 | 0.18951 | 0.21978 | 0.24564 | 0.26639 | 0.28205 | 0.29319 | 0.30063 | 0.30535 | 0.30807 | 0.30945 | 0.31016 | 0
F8_Industrial_Stone, Clay, and Glass_Existing_Process_Natural Gas_Gas Boiler - Burner Control Optimization_A_Achievable Technical Potential | F8 | Industrial | Stone, Clay, and Glass | Existing | Process | Natural Gas | Gas Boiler - Burner Control Optimization | A | Cumulative Summer Peak Savings (MW) | Achievable Technical Potential | 0 | 0 | 0 | 0 | 0 | 0 | 0 | 0 | 0 | 0 | 0 | 0 | 0 | 0 | 0 | 0 | 0 | 0 | 0 | 0 | 0 | 0 | 0
F9_Industrial_Stone, Clay, and Glass_Existing_Process_Natural Gas_Gas Boiler - Burner Control Optimization_A_Achievable Technical Potential | F9 | Industrial | Stone, Clay, and Glass | Existing | Process | Natural Gas | Gas Boiler - Burner Control Optimization | A | Cumulative Winter Peak Savings (MW) | Achievable Technical Potential | 0 | 0 | 0 | 0 | 0 | 0 | 0 | 0 | 0 | 0 | 0 | 0 | 0 | 0 | 0 | 0 | 0 | 0 | 0 | 0 | 0 | 0 | 0
F10_Industrial_Stone, Clay, and Glass_Existing_Process_Natural Gas_Gas Boiler - Burner Control Optimization_A_Achievable Technical Potential | F10 | Industrial | Stone, Clay, and Glass | Existing | Process | Natural Gas | Gas Boiler - Burner Control Optimization | A | Purchases (Incremental) | Achievable Technical Potential | 0 | 0 | 1.2824 | 1.981 | 3.8937 | 6.6965 | 10.2372 | 14.0849 | 17.6172 | 20.199 | 21.3777 | 21.0092 | 19.2705 | 16.5709 | 13.4114 | 10.2512 | 7.4233 | 5.1067 | 3.3458 | 2.0924 | 1.2517 | 0.83289 | 0
F11_Industrial_Stone, Clay, and Glass_Existing_Process_Natural Gas_Gas Boiler - Burner Control Optimization_A_Achievable Technical Potential | F11 | Industrial | Stone, Clay, and Glass | Existing | Process | Natural Gas | Gas Boiler - Burner Control Optimization | A | Purchases (Cumulative) | Achievable Technical Potential | 0 | 0 | 1.2824 | 3.2634 | 7.1571 | 13.8536 | 24.0907 | 38.1756 | 55.7928 | 75.9919 | 97.3696 | 118.3788 | 137.6492 | 154.2202 | 167.6316 | 177.8828 | 185.3061 | 190.4128 | 193.7586 | 195.851 | 197.1027 | 197.9356 | 0
F1_Industrial_Stone, Clay, and Glass_Existing_Space Heating_Natural Gas_HVAC - Demand Controlled Ventilation_A_Achievable Technical Potential | F1 | Industrial | Stone, Clay, and Glass | Existing | Space Heating | Natural Gas | HVAC - Demand Controlled Ventilation | A | Integrated Unit Energy Savings (kWh or therms) | Achievable Technical Potential | 0 | 0 | 0.0766 | 0.076133 | 0.075654 | 0.075162 | 0.074657 | 0.074137 | 0.073602 | 0.073051 | 0.07249 | 0.07192 | 0.071342 | 0.070757 | 0.070163 | 0.069563 | 0.068958 | 0.068387 | 0.067854 | 0.067358 | 0.066898 | 0.066474 | 0
F2_Industrial_Stone, Clay, and Glass_Existing_Space Heating_Natural Gas_HVAC - Demand Controlled Ventilation_A_Achievable Technical Potential | F2 | Industrial | Stone, Clay, and Glass | Existing | Space Heating | Natural Gas | HVAC - Demand Controlled Ventilation | A | Integrated Unit Summer Peak Savings (kW) | Achievable Technical Potential | 0 | 0 | 0 | 0 | 0 | 0 | 0 | 0 | 0 | 0 | 0 | 0 | 0 | 0 | 0 | 0 | 0 | 0 | 0 | 0 | 0 | 0 | 0
F3_Industrial_Stone, Clay, and Glass_Existing_Space Heating_Natural Gas_HVAC - Demand Controlled Ventilation_A_Achievable Technical Potential | F3 | Industrial | Stone, Clay, and Glass | Existing | Space Heating | Natural Gas | HVAC - Demand Controlled Ventilation | A | Integrated Unit Winter Peak Savings (kW) | Achievable Technical Potential | 0 | 0 | 0 | 0 | 0 | 0 | 0 | 0 | 0 | 0 | 0 | 0 | 0 | 0 | 0 | 0 | 0 | 0 | 0 | 0 | 0 | 0 | 0
F4_Industrial_Stone, Clay, and Glass_Existing_Space Heating_Natural Gas_HVAC - Demand Controlled Ventilation_A_Achievable Technical Potential | F4 | Industrial | Stone, Clay, and Glass | Existing | Space Heating | Natural Gas | HVAC - Demand Controlled Ventilation | A | Incremental Energy Savings (MWh or mTherms) | Achievable Technical Potential | 0 | 0 | 0.041731 | 0.040762 | 0.039807 | 0.038866 | 0.037939 | 0.037025 | 0.036124 | 0.035236 | 0.034362 | 0.033504 | 0.032662 | 0.031836 | 0.031024 | 0.030229 | 0.029449 | 0.028702 | 0.027987 | 0.027303 | 0.026649 | 0.026024 | 0
F5_Industrial_Stone, Clay, and Glass_Existing_Space Heating_Natural Gas_HVAC - Demand Controlled Ventilation_A_Achievable Technical Potential | F5 | Industrial | Stone, Clay, and Glass | Existing | Space Heating | Natural Gas | HVAC - Demand Controlled Ventilation | A | Incremental Summer Peak Savings (MW) | Achievable Technical Potential | 0 | 0 | 0 | 0 | 0 | 0 | 0 | 0 | 0 | 0 | 0 | 0 | 0 | 0 | 0 | 0 | 0 | 0 | 0 | 0 | 0 | 0 | 0
F6_Industrial_Stone, Clay, and Glass_Existing_Space Heating_Natural Gas_HVAC - Demand Controlled Ventilation_A_Achievable Technical Potential | F6 | Industrial | Stone, Clay, and Glass | Existing | Space Heating | Natural Gas | HVAC - Demand Controlled Ventilation | A | Incremental Winter Peak Savings (MW) | Achievable Technical Potential | 0 | 0 | 0 | 0 | 0 | 0 | 0 | 0 | 0 | 0 | 0 | 0 | 0 | 0 | 0 | 0 | 0 | 0 | 0 | 0 | 0 | 0 | 0
F7_Industrial_Stone, Clay, and Glass_Existing_Space Heating_Natural Gas_HVAC - Demand Controlled Ventilation_A_Achievable Technical Potential | F7 | Industrial | Stone, Clay, and Glass | Existing | Space Heating | Natural Gas | HVAC - Demand Controlled Ventilation | A | Cumulative Energy Savings (MWh or mTherms) | Achievable Technical Potential | 0 | 0 | 0.041731 | 0.082239 | 0.12153 | 0.1596 | 0.19647 | 0.23213 | 0.26658 | 0.29982 | 0.33188 | 0.36277 | 0.39252 | 0.42113 | 0.44863 | 0.47502 | 0.50034 | 0.5249 | 0.54879 | 0.57208 | 0.59482 | 0.61708 | 0
F8_Industrial_Stone, Clay, and Glass_Existing_Space Heating_Natural Gas_HVAC - Demand Controlled Ventilation_A_Achievable Technical Potential | F8 | Industrial | Stone, Clay, and Glass | Existing | Space Heating | Natural Gas | HVAC - Demand Controlled Ventilation | A | Cumulative Summer Peak Savings (MW) | Achievable Technical Potential | 0 | 0 | 0 | 0 | 0 | 0 | 0 | 0 | 0 | 0 | 0 | 0 | 0 | 0 | 0 | 0 | 0 | 0 | 0 | 0 | 0 | 0 | 0
F9_Industrial_Stone, Clay, and Glass_Existing_Space Heating_Natural Gas_HVAC - Demand Controlled Ventilation_A_Achievable Technical Potential | F9 | Industrial | Stone, Clay, and Glass | Existing | Space Heating | Natural Gas | HVAC - Demand Controlled Ventilation | A | Cumulative Winter Peak Savings (MW) | Achievable Technical Potential | 0 | 0 | 0 | 0 | 0 | 0 | 0 | 0 | 0 | 0 | 0 | 0 | 0 | 0 | 0 | 0 | 0 | 0 | 0 | 0 | 0 | 0 | 0
F10_Industrial_Stone, Clay, and Glass_Existing_Space Heating_Natural Gas_HVAC - Demand Controlled Ventilation_A_Achievable Technical Potential | F10 | Industrial | Stone, Clay, and Glass | Existing | Space Heating | Natural Gas | HVAC - Demand Controlled Ventilation | A | Purchases (Incremental) | Achievable Technical Potential | 0 | 0 | 544.7936 | 535.4006 | 526.1695 | 517.0977 | 508.1822 | 499.4204 | 490.8097 | 482.3475 | 474.0312 | 465.8582 | 457.8262 | 449.9326 | 442.1752 | 434.5514 | 427.0592 | 419.6961 | 412.4599 | 405.3486 | 398.3598 | 391.4915 | 0
F11_Industrial_Stone, Clay, and Glass_Existing_Space Heating_Natural Gas_HVAC - Demand Controlled Ventilation_A_Achievable Technical Potential | F11 | Industrial | Stone, Clay, and Glass | Existing | Space Heating | Natural Gas | HVAC - Demand Controlled Ventilation | A | Purchases (Cumulative) | Achievable Technical Potential | 0 | 0 | 544.7936 | 1080.1942 | 1606.3637 | 2123.4614 | 2631.6436 | 3131.064 | 3621.8737 | 4104.2212 | 4578.2524 | 5044.1106 | 5501.9367 | 5951.8693 | 6394.0445 | 6828.5959 | 7255.6551 | 7675.3512 | 8087.8111 | 8493.1597 | 8891.5195 | 9283.011 | 0
F1_Industrial_Stone, Clay, and Glass_Existing_Space Heating_Natural Gas_Gas Boiler - Stack Economizer_A_Achievable Technical Potential | F1 | Industrial | Stone, Clay, and Glass | Existing | Space Heating | Natural Gas | Gas Boiler - Stack Economizer | A | Integrated Unit Energy Savings (kWh or therms) | Achievable Technical Potential | 0 | 0 | 7.0573 | 7.023 | 6.9861 | 6.9458 | 6.901 | 6.8506 | 6.7937 | 6.7296 | 6.6586 | 6.5811 | 6.4983 | 6.4117 | 6.3233 | 6.2354 | 6.1499 | 6.0714 | 6.0006 | 5.9376 | 5.8814 | 5.8304 | 0
F2_Industrial_Stone, Clay, and Glass_Existing_Space Heating_Natural Gas_Gas Boiler - Stack Economizer_A_Achievable Technical Potential | F2 | Industrial | Stone, Clay, and Glass | Existing | Space Heating | Natural Gas | Gas Boiler - Stack Economizer | A | Integrated Unit Summer Peak Savings (kW) | Achievable Technical Potential | 0 | 0 | 0 | 0 | 0 | 0 | 0 | 0 | 0 | 0 | 0 | 0 | 0 | 0 | 0 | 0 | 0 | 0 | 0 | 0 | 0 | 0 | 0
F3_Industrial_Stone, Clay, and Glass_Existing_Space Heating_Natural Gas_Gas Boiler - Stack Economizer_A_Achievable Technical Potential | F3 | Industrial | Stone, Clay, and Glass | Existing | Space Heating | Natural Gas | Gas Boiler - Stack Economizer | A | Integrated Unit Winter Peak Savings (kW) | Achievable Technical Potential | 0 | 0 | 0 | 0 | 0 | 0 | 0 | 0 | 0 | 0 | 0 | 0 | 0 | 0 | 0 | 0 | 0 | 0 | 0 | 0 | 0 | 0 | 0
F4_Industrial_Stone, Clay, and Glass_Existing_Space Heating_Natural Gas_Gas Boiler - Stack Economizer_A_Achievable Technical Potential | F4 | Industrial | Stone, Clay, and Glass | Existing | Space Heating | Natural Gas | Gas Boiler - Stack Economizer | A | Incremental Energy Savings (MWh or mTherms) | Achievable Technical Potential | 0 | 0 | 0.0080693 | 0.0078916 | 0.0077148 | 0.0075381 | 0.0073603 | 0.0064625 | 0.0050386 | 0.0039241 | 0.0030526 | 0.002372 | 0.0018414 | 0.0014285 | 0.0011076 | 0.00085867 | 0.00066584 | 0.00051681 | 3.4239e-06 | 1.1891e-06 | 3.9462e-07 | 1.2537e-07 | 0
F5_Industrial_Stone, Clay, and Glass_Existing_Space Heating_Natural Gas_Gas Boiler - Stack Economizer_A_Achievable Technical Potential | F5 | Industrial | Stone, Clay, and Glass | Existing | Space Heating | Natural Gas | Gas Boiler - Stack Economizer | A | Incremental Summer Peak Savings (MW) | Achievable Technical Potential | 0 | 0 | 0 | 0 | 0 | 0 | 0 | 0 | 0 | 0 | 0 | 0 | 0 | 0 | 0 | 0 | 0 | 0 | 0 | 0 | 0 | 0 | 0
F6_Industrial_Stone, Clay, and Glass_Existing_Space Heating_Natural Gas_Gas Boiler - Stack Economizer_A_Achievable Technical Potential | F6 | Industrial | Stone, Clay, and Glass | Existing | Space Heating | Natural Gas | Gas Boiler - Stack Economizer | A | Incremental Winter Peak Savings (MW) | Achievable Technical Potential | 0 | 0 | 0 | 0 | 0 | 0 | 0 | 0 | 0 | 0 | 0 | 0 | 0 | 0 | 0 | 0 | 0 | 0 | 0 | 0 | 0 | 0 | 0
F7_Industrial_Stone, Clay, and Glass_Existing_Space Heating_Natural Gas_Gas Boiler - Stack Economizer_A_Achievable Technical Potential | F7 | Industrial | Stone, Clay, and Glass | Existing | Space Heating | Natural Gas | Gas Boiler - Stack Economizer | A | Cumulative Energy Savings (MWh or mTherms) | Achievable Technical Potential | 0 | 0 | 0.0080693 | 0.015922 | 0.023553 | 0.030955 | 0.038116 | 0.0443 | 0.04897 | 0.052433 | 0.054932 | 0.056665 | 0.057793 | 0.058451 | 0.058753 | 0.058795 | 0.058655 | 0.058422 | 0.057745 | 0.05714 | 0.0566 | 0.056109 | 0
F8_Industrial_Stone, Clay, and Glass_Existing_Space Heating_Natural Gas_Gas Boiler - Stack Economizer_A_Achievable Technical Potential | F8 | Industrial | Stone, Clay, and Glass | Existing | Space Heating | Natural Gas | Gas Boiler - Stack Economizer | A | Cumulative Summer Peak Savings (MW) | Achievable Technical Potential | 0 | 0 | 0 | 0 | 0 | 0 | 0 | 0 | 0 | 0 | 0 | 0 | 0 | 0 | 0 | 0 | 0 | 0 | 0 | 0 | 0 | 0 | 0
F9_Industrial_Stone, Clay, and Glass_Existing_Space Heating_Natural Gas_Gas Boiler - Stack Economizer_A_Achievable Technical Potential | F9 | Industrial | Stone, Clay, and Glass | Existing | Space Heating | Natural Gas | Gas Boiler - Stack Economizer | A | Cumulative Winter Peak Savings (MW) | Achievable Technical Potential | 0 | 0 | 0 | 0 | 0 | 0 | 0 | 0 | 0 | 0 | 0 | 0 | 0 | 0 | 0 | 0 | 0 | 0 | 0 | 0 | 0 | 0 | 0
F10_Industrial_Stone, Clay, and Glass_Existing_Space Heating_Natural Gas_Gas Boiler - Stack Economizer_A_Achievable Technical Potential | F10 | Industrial | Stone, Clay, and Glass | Existing | Space Heating | Natural Gas | Gas Boiler - Stack Economizer | A | Purchases (Incremental) | Achievable Technical Potential | 0 | 0 | 1.1434 | 1.1237 | 1.1043 | 1.0853 | 1.0666 | 0.94335 | 0.74167 | 0.5831 | 0.45844 | 0.36043 | 0.28337 | 0.22279 | 0.17516 | 0.13771 | 0.10827 | 0.085122 | 0.00057059 | 0.00020027 | 6.7096e-05 | 2.1502e-05 | 0
F11_Industrial_Stone, Clay, and Glass_Existing_Space Heating_Natural Gas_Gas Boiler - Stack Economizer_A_Achievable Technical Potential | F11 | Industrial | Stone, Clay, and Glass | Existing | Space Heating | Natural Gas | Gas Boiler - Stack Economizer | A | Purchases (Cumulative) | Achievable Technical Potential | 0 | 0 | 1.1434 | 2.2671 | 3.3714 | 4.4566 | 5.5232 | 6.4665 | 7.2082 | 7.7913 | 8.2498 | 8.6102 | 8.8936 | 9.1164 | 9.2915 | 9.4292 | 9.5375 | 9.6226 | 9.6232 | 9.6234 | 9.6234 | 9.6235 | 0
F1_Industrial_Stone, Clay, and Glass_Existing_Process_Natural Gas_Gas Boiler - Stack Economizer_A_Achievable Technical Potential | F1 | Industrial | Stone, Clay, and Glass | Existing | Process | Natural Gas | Gas Boiler - Stack Economizer | A | Integrated Unit Energy Savings (kWh or therms) | Achievable Technical Potential | 0 | 0 | 5.4879 | 5.4648 | 5.4412 | 5.4174 | 5.3932 | 5.3703 | 5.3503 | 5.3324 | 5.3164 | 5.3017 | 5.2881 | 5.2754 | 5.2633 | 5.2516 | 5.2404 | 5.2293 | 5.2198 | 5.2101 | 5.2002 | 5.1902 | 0
F2_Industrial_Stone, Clay, and Glass_Existing_Process_Natural Gas_Gas Boiler - Stack Economizer_A_Achievable Technical Potential | F2 | Industrial | Stone, Clay, and Glass | Existing | Process | Natural Gas | Gas Boiler - Stack Economizer | A | Integrated Unit Summer Peak Savings (kW) | Achievable Technical Potential | 0 | 0 | 0 | 0 | 0 | 0 | 0 | 0 | 0 | 0 | 0 | 0 | 0 | 0 | 0 | 0 | 0 | 0 | 0 | 0 | 0 | 0 | 0
F3_Industrial_Stone, Clay, and Glass_Existing_Process_Natural Gas_Gas Boiler - Stack Economizer_A_Achievable Technical Potential | F3 | Industrial | Stone, Clay, and Glass | Existing | Process | Natural Gas | Gas Boiler - Stack Economizer | A | Integrated Unit Winter Peak Savings (kW) | Achievable Technical Potential | 0 | 0 | 0 | 0 | 0 | 0 | 0 | 0 | 0 | 0 | 0 | 0 | 0 | 0 | 0 | 0 | 0 | 0 | 0 | 0 | 0 | 0 | 0
F4_Industrial_Stone, Clay, and Glass_Existing_Process_Natural Gas_Gas Boiler - Stack Economizer_A_Achievable Technical Potential | F4 | Industrial | Stone, Clay, and Glass | Existing | Process | Natural Gas | Gas Boiler - Stack Economizer | A | Incremental Energy Savings (MWh or mTherms) | Achievable Technical Potential | 0 | 0 | 0.06957 | 0.068082 | 0.06662 | 0.065184 | 0.063774 | 0.056168 | 0.043995 | 0.034474 | 0.027022 | 0.021186 | 0.016614 | 0.013031 | 0.010221 | 0.0080182 | 0.0062905 | 0.0049352 | 3.3021e-05 | 1.1568e-05 | 3.8684e-06 | 1.2373e-06 | 0
F5_Industrial_Stone, Clay, and Glass_Existing_Process_Natural Gas_Gas Boiler - Stack Economizer_A_Achievable Technical Potential | F5 | Industrial | Stone, Clay, and Glass | Existing | Process | Natural Gas | Gas Boiler - Stack Economizer | A | Incremental Summer Peak Savings (MW) | Achievable Technical Potential | 0 | 0 | 0 | 0 | 0 | 0 | 0 | 0 | 0 | 0 | 0 | 0 | 0 | 0 | 0 | 0 | 0 | 0 | 0 | 0 | 0 | 0 | 0
F6_Industrial_Stone, Clay, and Glass_Existing_Process_Natural Gas_Gas Boiler - Stack Economizer_A_Achievable Technical Potential | F6 | Industrial | Stone, Clay, and Glass | Existing | Process | Natural Gas | Gas Boiler - Stack Economizer | A | Incremental Winter Peak Savings (MW) | Achievable Technical Potential | 0 | 0 | 0 | 0 | 0 | 0 | 0 | 0 | 0 | 0 | 0 | 0 | 0 | 0 | 0 | 0 | 0 | 0 | 0 | 0 | 0 | 0 | 0
F7_Industrial_Stone, Clay, and Glass_Existing_Process_Natural Gas_Gas Boiler - Stack Economizer_A_Achievable Technical Potential | F7 | Industrial | Stone, Clay, and Glass | Existing | Process | Natural Gas | Gas Boiler - Stack Economizer | A | Cumulative Energy Savings (MWh or mTherms) | Achievable Technical Potential | 0 | 0 | 0.06957 | 0.13736 | 0.20339 | 0.26768 | 0.33026 | 0.38502 | 0.42758 | 0.46063 | 0.48627 | 0.50611 | 0.52142 | 0.5332 | 0.5422 | 0.54902 | 0.55413 | 0.5579 | 0.55691 | 0.55589 | 0.55484 | 0.55378 | 0
F8_Industrial_Stone, Clay, and Glass_Existing_Process_Natural Gas_Gas Boiler - Stack Economizer_A_Achievable Technical Potential | F8 | Industrial | Stone, Clay, and Glass | Existing | Process | Natural Gas | Gas Boiler - Stack Economizer | A | Cumulative Summer Peak Savings (MW) | Achievable Technical Potential | 0 | 0 | 0 | 0 | 0 | 0 | 0 | 0 | 0 | 0 | 0 | 0 | 0 | 0 | 0 | 0 | 0 | 0 | 0 | 0 | 0 | 0 | 0
F9_Industrial_Stone, Clay, and Glass_Existing_Process_Natural Gas_Gas Boiler - Stack Economizer_A_Achievable Technical Potential | F9 | Industrial | Stone, Clay, and Glass | Existing | Process | Natural Gas | Gas Boiler - Stack Economizer | A | Cumulative Winter Peak Savings (MW) | Achievable Technical Potential | 0 | 0 | 0 | 0 | 0 | 0 | 0 | 0 | 0 | 0 | 0 | 0 | 0 | 0 | 0 | 0 | 0 | 0 | 0 | 0 | 0 | 0 | 0
F10_Industrial_Stone, Clay, and Glass_Existing_Process_Natural Gas_Gas Boiler - Stack Economizer_A_Achievable Technical Potential | F10 | Industrial | Stone, Clay, and Glass | Existing | Process | Natural Gas | Gas Boiler - Stack Economizer | A | Purchases (Incremental) | Achievable Technical Potential | 0 | 0 | 12.6769 | 12.4583 | 12.2435 | 12.0324 | 11.825 | 10.459 | 8.2229 | 6.4649 | 5.0828 | 3.9961 | 3.1418 | 2.4701 | 1.942 | 1.5268 | 1.2004 | 0.94375 | 0.0063261 | 0.0022204 | 0.0007439 | 0.00023839 | 0
F11_Industrial_Stone, Clay, and Glass_Existing_Process_Natural Gas_Gas Boiler - Stack Economizer_A_Achievable Technical Potential | F11 | Industrial | Stone, Clay, and Glass | Existing | Process | Natural Gas | Gas Boiler - Stack Economizer | A | Purchases (Cumulative) | Achievable Technical Potential | 0 | 0 | 12.6769 | 25.1352 | 37.3787 | 49.4111 | 61.236 | 71.695 | 79.9179 | 86.3828 | 91.4656 | 95.4617 | 98.6035 | 101.0735 | 103.0155 | 104.5423 | 105.7427 | 106.6865 | 106.6928 | 106.695 | 106.6958 | 106.696 | 0
F1_Industrial_Stone, Clay, and Glass_Existing_Space Heating_Natural Gas_Gas Furnace Tube Inserts_A_Achievable Technical Potential | F1 | Industrial | Stone, Clay, and Glass | Existing | Space Heating | Natural Gas | Gas Furnace Tube Inserts | A | Integrated Unit Energy Savings (kWh or therms) | Achievable Technical Potential | 0 | 0 | 0.088078 | 0.087554 | 0.087015 | 0.086462 | 0.085893 | 0.085308 | 0.084705 | 0.084085 | 0.083452 | 0.082809 | 0.082158 | 0.081497 | 0.080827 | 0.080149 | 0.079467 | 0.078823 | 0.078223 | 0.077665 | 0.07715 | 0.076676 | 0
F2_Industrial_Stone, Clay, and Glass_Existing_Space Heating_Natural Gas_Gas Furnace Tube Inserts_A_Achievable Technical Potential | F2 | Industrial | Stone, Clay, and Glass | Existing | Space Heating | Natural Gas | Gas Furnace Tube Inserts | A | Integrated Unit Summer Peak Savings (kW) | Achievable Technical Potential | 0 | 0 | 0 | 0 | 0 | 0 | 0 | 0 | 0 | 0 | 0 | 0 | 0 | 0 | 0 | 0 | 0 | 0 | 0 | 0 | 0 | 0 | 0
F3_Industrial_Stone, Clay, and Glass_Existing_Space Heating_Natural Gas_Gas Furnace Tube Inserts_A_Achievable Technical Potential | F3 | Industrial | Stone, Clay, and Glass | Existing | Space Heating | Natural Gas | Gas Furnace Tube Inserts | A | Integrated Unit Winter Peak Savings (kW) | Achievable Technical Potential | 0 | 0 | 0 | 0 | 0 | 0 | 0 | 0 | 0 | 0 | 0 | 0 | 0 | 0 | 0 | 0 | 0 | 0 | 0 | 0 | 0 | 0 | 0
F4_Industrial_Stone, Clay, and Glass_Existing_Space Heating_Natural Gas_Gas Furnace Tube Inserts_A_Achievable Technical Potential | F4 | Industrial | Stone, Clay, and Glass | Existing | Space Heating | Natural Gas | Gas Furnace Tube Inserts | A | Incremental Energy Savings (MWh or mTherms) | Achievable Technical Potential | 0 | 0 | 0 | 0 | 0 | 0 | 0 | 0 | 0 | 0 | 0 | 0 | 0 | 0 | 0 | 0 | 0 | 0 | 0 | 0 | 0 | 0 | 0
F5_Industrial_Stone, Clay, and Glass_Existing_Space Heating_Natural Gas_Gas Furnace Tube Inserts_A_Achievable Technical Potential | F5 | Industrial | Stone, Clay, and Glass | Existing | Space Heating | Natural Gas | Gas Furnace Tube Inserts | A | Incremental Summer Peak Savings (MW) | Achievable Technical Potential | 0 | 0 | 0 | 0 | 0 | 0 | 0 | 0 | 0 | 0 | 0 | 0 | 0 | 0 | 0 | 0 | 0 | 0 | 0 | 0 | 0 | 0 | 0
F6_Industrial_Stone, Clay, and Glass_Existing_Space Heating_Natural Gas_Gas Furnace Tube Inserts_A_Achievable Technical Potential | F6 | Industrial | Stone, Clay, and Glass | Existing | Space Heating | Natural Gas | Gas Furnace Tube Inserts | A | Incremental Winter Peak Savings (MW) | Achievable Technical Potential | 0 | 0 | 0 | 0 | 0 | 0 | 0 | 0 | 0 | 0 | 0 | 0 | 0 | 0 | 0 | 0 | 0 | 0 | 0 | 0 | 0 | 0 | 0
F7_Industrial_Stone, Clay, and Glass_Existing_Space Heating_Natural Gas_Gas Furnace Tube Inserts_A_Achievable Technical Potential | F7 | Industrial | Stone, Clay, and Glass | Existing | Space Heating | Natural Gas | Gas Furnace Tube Inserts | A | Cumulative Energy Savings (MWh or mTherms) | Achievable Technical Potential | 0 | 0 | 0 | 0 | 0 | 0 | 0 | 0 | 0 | 0 | 0 | 0 | 0 | 0 | 0 | 0 | 0 | 0 | 0 | 0 | 0 | 0 | 0
F8_Industrial_Stone, Clay, and Glass_Existing_Space Heating_Natural Gas_Gas Furnace Tube Inserts_A_Achievable Technical Potential | F8 | Industrial | Stone, Clay, and Glass | Existing | Space Heating | Natural Gas | Gas Furnace Tube Inserts | A | Cumulative Summer Peak Savings (MW) | Achievable Technical Potential | 0 | 0 | 0 | 0 | 0 | 0 | 0 | 0 | 0 | 0 | 0 | 0 | 0 | 0 | 0 | 0 | 0 | 0 | 0 | 0 | 0 | 0 | 0
F9_Industrial_Stone, Clay, and Glass_Existing_Space Heating_Natural Gas_Gas Furnace Tube Inserts_A_Achievable Technical Potential | F9 | Industrial | Stone, Clay, and Glass | Existing | Space Heating | Natural Gas | Gas Furnace Tube Inserts | A | Cumulative Winter Peak Savings (MW) | Achievable Technical Potential | 0 | 0 | 0 | 0 | 0 | 0 | 0 | 0 | 0 | 0 | 0 | 0 | 0 | 0 | 0 | 0 | 0 | 0 | 0 | 0 | 0 | 0 | 0
F10_Industrial_Stone, Clay, and Glass_Existing_Space Heating_Natural Gas_Gas Furnace Tube Inserts_A_Achievable Technical Potential | F10 | Industrial | Stone, Clay, and Glass | Existing | Space Heating | Natural Gas | Gas Furnace Tube Inserts | A | Purchases (Incremental) | Achievable Technical Potential | 0 | 0 | 0 | 0 | 0 | 0 | 0 | 0 | 0 | 0 | 0 | 0 | 0 | 0 | 0 | 0 | 0 | 0 | 0 | 0 | 0 | 0 | 0
F11_Industrial_Stone, Clay, and Glass_Existing_Space Heating_Natural Gas_Gas Furnace Tube Inserts_A_Achievable Technical Potential | F11 | Industrial | Stone, Clay, and Glass | Existing | Space Heating | Natural Gas | Gas Furnace Tube Inserts | A | Purchases (Cumulative) | Achievable Technical Potential | 0 | 0 | 0 | 0 | 0 | 0 | 0 | 0 | 0 | 0 | 0 | 0 | 0 | 0 | 0 | 0 | 0 | 0 | 0 | 0 | 0 | 0 | 0
F1_Industrial_Stone, Clay, and Glass_Existing_Space Heating_Natural Gas_Space Heating - Heat Recovery Ventilator_A_Achievable Technical Potential | F1 | Industrial | Stone, Clay, and Glass | Existing | Space Heating | Natural Gas | Space Heating - Heat Recovery Ventilator | A | Integrated Unit Energy Savings (kWh or therms) | Achievable Technical Potential | 0 | 0 | 0.01328 | 0.013125 | 0.012916 | 0.012645 | 0.012314 | 0.011935 | 0.011526 | 0.011107 | 0.010699 | 0.010317 | 0.009969 | 0.0096586 | 0.0093841 | 0.009142 | 0.0089277 | 0.0087408 | 0.0085766 | 0.0084293 | 0.0083028 | 0.0081835 | 0
F2_Industrial_Stone, Clay, and Glass_Existing_Space Heating_Natural Gas_Space Heating - Heat Recovery Ventilator_A_Achievable Technical Potential | F2 | Industrial | Stone, Clay, and Glass | Existing | Space Heating | Natural Gas | Space Heating - Heat Recovery Ventilator | A | Integrated Unit Summer Peak Savings (kW) | Achievable Technical Potential | 0 | 0 | 0 | 0 | 0 | 0 | 0 | 0 | 0 | 0 | 0 | 0 | 0 | 0 | 0 | 0 | 0 | 0 | 0 | 0 | 0 | 0 | 0
F3_Industrial_Stone, Clay, and Glass_Existing_Space Heating_Natural Gas_Space Heating - Heat Recovery Ventilator_A_Achievable Technical Potential | F3 | Industrial | Stone, Clay, and Glass | Existing | Space Heating | Natural Gas | Space Heating - Heat Recovery Ventilator | A | Integrated Unit Winter Peak Savings (kW) | Achievable Technical Potential | 0 | 0 | 0 | 0 | 0 | 0 | 0 | 0 | 0 | 0 | 0 | 0 | 0 | 0 | 0 | 0 | 0 | 0 | 0 | 0 | 0 | 0 | 0
F4_Industrial_Stone, Clay, and Glass_Existing_Space Heating_Natural Gas_Space Heating - Heat Recovery Ventilator_A_Achievable Technical Potential | F4 | Industrial | Stone, Clay, and Glass | Existing | Space Heating | Natural Gas | Space Heating - Heat Recovery Ventilator | A | Incremental Energy Savings (MWh or mTherms) | Achievable Technical Potential | 0 | 0 | 0.017709 | 0.017201 | 0.016635 | 0.016005 | 0.015318 | 0.01459 | 0.013847 | 0.013113 | 0.012414 | 0.011764 | 0.011172 | 0.010637 | 0.010157 | 0.009724 | 0.0093324 | 0.0089794 | 0.0086589 | 0.0083634 | 0.0080959 | 0.007842 | 0
F5_Industrial_Stone, Clay, and Glass_Existing_Space Heating_Natural Gas_Space Heating - Heat Recovery Ventilator_A_Achievable Technical Potential | F5 | Industrial | Stone, Clay, and Glass | Existing | Space Heating | Natural Gas | Space Heating - Heat Recovery Ventilator | A | Incremental Summer Peak Savings (MW) | Achievable Technical Potential | 0 | 0 | 0 | 0 | 0 | 0 | 0 | 0 | 0 | 0 | 0 | 0 | 0 | 0 | 0 | 0 | 0 | 0 | 0 | 0 | 0 | 0 | 0
F6_Industrial_Stone, Clay, and Glass_Existing_Space Heating_Natural Gas_Space Heating - Heat Recovery Ventilator_A_Achievable Technical Potential | F6 | Industrial | Stone, Clay, and Glass | Existing | Space Heating | Natural Gas | Space Heating - Heat Recovery Ventilator | A | Incremental Winter Peak Savings (MW) | Achievable Technical Potential | 0 | 0 | 0 | 0 | 0 | 0 | 0 | 0 | 0 | 0 | 0 | 0 | 0 | 0 | 0 | 0 | 0 | 0 | 0 | 0 | 0 | 0 | 0
F7_Industrial_Stone, Clay, and Glass_Existing_Space Heating_Natural Gas_Space Heating - Heat Recovery Ventilator_A_Achievable Technical Potential | F7 | Industrial | Stone, Clay, and Glass | Existing | Space Heating | Natural Gas | Space Heating - Heat Recovery Ventilator | A | Cumulative Energy Savings (MWh or mTherms) | Achievable Technical Potential | 0 | 0 | 0.017709 | 0.034704 | 0.050785 | 0.065725 | 0.079324 | 0.091471 | 0.10218 | 0.11158 | 0.11989 | 0.12738 | 0.13425 | 0.14071 | 0.14687 | 0.1528 | 0.15856 | 0.16421 | 0.16979 | 0.17524 | 0.1807 | 0.18595 | 0
F8_Industrial_Stone, Clay, and Glass_Existing_Space Heating_Natural Gas_Space Heating - Heat Recovery Ventilator_A_Achievable Technical Potential | F8 | Industrial | Stone, Clay, and Glass | Existing | Space Heating | Natural Gas | Space Heating - Heat Recovery Ventilator | A | Cumulative Summer Peak Savings (MW) | Achievable Technical Potential | 0 | 0 | 0 | 0 | 0 | 0 | 0 | 0 | 0 | 0 | 0 | 0 | 0 | 0 | 0 | 0 | 0 | 0 | 0 | 0 | 0 | 0 | 0
F9_Industrial_Stone, Clay, and Glass_Existing_Space Heating_Natural Gas_Space Heating - Heat Recovery Ventilator_A_Achievable Technical Potential | F9 | Industrial | Stone, Clay, and Glass | Existing | Space Heating | Natural Gas | Space Heating - Heat Recovery Ventilator | A | Cumulative Winter Peak Savings (MW) | Achievable Technical Potential | 0 | 0 | 0 | 0 | 0 | 0 | 0 | 0 | 0 | 0 | 0 | 0 | 0 | 0 | 0 | 0 | 0 | 0 | 0 | 0 | 0 | 0 | 0
F10_Industrial_Stone, Clay, and Glass_Existing_Space Heating_Natural Gas_Space Heating - Heat Recovery Ventilator_A_Achievable Technical Potential | F10 | Industrial | Stone, Clay, and Glass | Existing | Space Heating | Natural Gas | Space Heating - Heat Recovery Ventilator | A | Purchases (Incremental) | Achievable Technical Potential | 0 | 0 | 1333.5057 | 1310.5143 | 1287.9192 | 1265.7137 | 1243.891 | 1222.4446 | 1201.368 | 1180.6548 | 1160.2986 | 1140.2935 | 1120.6333 | 1101.312 | 1082.3239 | 1063.6631 | 1045.3241 | 1027.3013 | 1009.5892 | 992.1825 | 975.0759 | 958.2642 | 0
F11_Industrial_Stone, Clay, and Glass_Existing_Space Heating_Natural Gas_Space Heating - Heat Recovery Ventilator_A_Achievable Technical Potential | F11 | Industrial | Stone, Clay, and Glass | Existing | Space Heating | Natural Gas | Space Heating - Heat Recovery Ventilator | A | Purchases (Cumulative) | Achievable Technical Potential | 0 | 0 | 1333.5057 | 2644.02 | 3931.9392 | 5197.6528 | 6441.5439 | 7663.9885 | 8865.3565 | 10046.0112 | 11206.3099 | 12346.6034 | 13467.2366 | 14568.5486 | 15650.8725 | 16714.5356 | 17759.8597 | 18787.1609 | 19796.7501 | 20788.9325 | 21764.0084 | 22722.2726 | 0
F1_Industrial_Stone, Clay, and Glass_Existing_Space Heating_Natural Gas_Thermostat - Programmable_A_Achievable Technical Potential | F1 | Industrial | Stone, Clay, and Glass | Existing | Space Heating | Natural Gas | Thermostat - Programmable | A | Integrated Unit Energy Savings (kWh or therms) | Achievable Technical Potential | 0 | 0 | 0.006423 | 0.0063462 | 0.0062424 | 0.0061082 | 0.0059441 | 0.0057555 | 0.005551 | 0.0053409 | 0.0051347 | 0.0049401 | 0.0047615 | 0.0046007 | 0.0044575 | 0.0043307 | 0.0042186 | 0.0041211 | 0.0040362 | 0.0039608 | 0.0038965 | 0.0038364 | 0
F2_Industrial_Stone, Clay, and Glass_Existing_Space Heating_Natural Gas_Thermostat - Programmable_A_Achievable Technical Potential | F2 | Industrial | Stone, Clay, and Glass | Existing | Space Heating | Natural Gas | Thermostat - Programmable | A | Integrated Unit Summer Peak Savings (kW) | Achievable Technical Potential | 0 | 0 | 0 | 0 | 0 | 0 | 0 | 0 | 0 | 0 | 0 | 0 | 0 | 0 | 0 | 0 | 0 | 0 | 0 | 0 | 0 | 0 | 0
F3_Industrial_Stone, Clay, and Glass_Existing_Space Heating_Natural Gas_Thermostat - Programmable_A_Achievable Technical Potential | F3 | Industrial | Stone, Clay, and Glass | Existing | Space Heating | Natural Gas | Thermostat - Programmable | A | Integrated Unit Winter Peak Savings (kW) | Achievable Technical Potential | 0 | 0 | 0 | 0 | 0 | 0 | 0 | 0 | 0 | 0 | 0 | 0 | 0 | 0 | 0 | 0 | 0 | 0 | 0 | 0 | 0 | 0 | 0
F4_Industrial_Stone, Clay, and Glass_Existing_Space Heating_Natural Gas_Thermostat - Programmable_A_Achievable Technical Potential | F4 | Industrial | Stone, Clay, and Glass | Existing | Space Heating | Natural Gas | Thermostat - Programmable | A | Incremental Energy Savings (MWh or mTherms) | Achievable Technical Potential | 0 | 0 | 0.025695 | 0.02495 | 0.024119 | 0.023194 | 0.022182 | 0.021107 | 0.020006 | 0.018917 | 0.017874 | 0.0169 | 0.016008 | 0.0152 | 0.014473 | 0.013819 | 0.013229 | 0.012701 | 0.012225 | 0.011789 | 0.011398 | 0.011029 | 0
F5_Industrial_Stone, Clay, and Glass_Existing_Space Heating_Natural Gas_Thermostat - Programmable_A_Achievable Technical Potential | F5 | Industrial | Stone, Clay, and Glass | Existing | Space Heating | Natural Gas | Thermostat - Programmable | A | Incremental Summer Peak Savings (MW) | Achievable Technical Potential | 0 | 0 | 0 | 0 | 0 | 0 | 0 | 0 | 0 | 0 | 0 | 0 | 0 | 0 | 0 | 0 | 0 | 0 | 0 | 0 | 0 | 0 | 0
F6_Industrial_Stone, Clay, and Glass_Existing_Space Heating_Natural Gas_Thermostat - Programmable_A_Achievable Technical Potential | F6 | Industrial | Stone, Clay, and Glass | Existing | Space Heating | Natural Gas | Thermostat - Programmable | A | Incremental Winter Peak Savings (MW) | Achievable Technical Potential | 0 | 0 | 0 | 0 | 0 | 0 | 0 | 0 | 0 | 0 | 0 | 0 | 0 | 0 | 0 | 0 | 0 | 0 | 0 | 0 | 0 | 0 | 0
F7_Industrial_Stone, Clay, and Glass_Existing_Space Heating_Natural Gas_Thermostat - Programmable_A_Achievable Technical Potential | F7 | Industrial | Stone, Clay, and Glass | Existing | Space Heating | Natural Gas | Thermostat - Programmable | A | Cumulative Energy Savings (MWh or mTherms) | Achievable Technical Potential | 0 | 0 | 0.025695 | 0.050338 | 0.073634 | 0.095245 | 0.11487 | 0.13233 | 0.14763 | 0.16096 | 0.17262 | 0.18298 | 0.19237 | 0.20108 | 0.20929 | 0.21716 | 0.22477 | 0.23227 | 0.23971 | 0.24702 | 0.25441 | 0.26151 | 0
F8_Industrial_Stone, Clay, and Glass_Existing_Space Heating_Natural Gas_Thermostat - Programmable_A_Achievable Technical Potential | F8 | Industrial | Stone, Clay, and Glass | Existing | Space Heating | Natural Gas | Thermostat - Programmable | A | Cumulative Summer Peak Savings (MW) | Achievable Technical Potential | 0 | 0 | 0 | 0 | 0 | 0 | 0 | 0 | 0 | 0 | 0 | 0 | 0 | 0 | 0 | 0 | 0 | 0 | 0 | 0 | 0 | 0 | 0
F9_Industrial_Stone, Clay, and Glass_Existing_Space Heating_Natural Gas_Thermostat - Programmable_A_Achievable Technical Potential | F9 | Industrial | Stone, Clay, and Glass | Existing | Space Heating | Natural Gas | Thermostat - Programmable | A | Cumulative Winter Peak Savings (MW) | Achievable Technical Potential | 0 | 0 | 0 | 0 | 0 | 0 | 0 | 0 | 0 | 0 | 0 | 0 | 0 | 0 | 0 | 0 | 0 | 0 | 0 | 0 | 0 | 0 | 0
F10_Industrial_Stone, Clay, and Glass_Existing_Space Heating_Natural Gas_Thermostat - Programmable_A_Achievable Technical Potential | F10 | Industrial | Stone, Clay, and Glass | Existing | Space Heating | Natural Gas | Thermostat - Programmable | A | Purchases (Incremental) | Achievable Technical Potential | 0 | 0 | 4000.5172 | 3931.5428 | 3863.7575 | 3797.141 | 3731.6731 | 3667.3339 | 3604.104 | 3541.9643 | 3480.8959 | 3420.8805 | 3361.8998 | 3303.936 | 3246.9716 | 3190.9893 | 3135.9722 | 3081.9038 | 3028.7675 | 2976.5474 | 2925.2276 | 2874.7926 | 0
F11_Industrial_Stone, Clay, and Glass_Existing_Space Heating_Natural Gas_Thermostat - Programmable_A_Achievable Technical Potential | F11 | Industrial | Stone, Clay, and Glass | Existing | Space Heating | Natural Gas | Thermostat - Programmable | A | Purchases (Cumulative) | Achievable Technical Potential | 0 | 0 | 4000.5172 | 7932.0599 | 11795.8175 | 15592.9585 | 19324.6316 | 22991.9655 | 26596.0695 | 30138.0337 | 33618.9296 | 37039.8101 | 40401.7099 | 43705.6459 | 46952.6174 | 50143.6067 | 53279.579 | 56361.4827 | 59390.2502 | 62366.7976 | 65292.0252 | 68166.8178 | 0
F1_Industrial_Stone, Clay, and Glass_Existing_Space Heating_Natural Gas_ENERGY STAR Connected Thermostat_A_Achievable Technical Potential | F1 | Industrial | Stone, Clay, and Glass | Existing | Space Heating | Natural Gas | ENERGY STAR Connected Thermostat | A | Integrated Unit Energy Savings (kWh or therms) | Achievable Technical Potential | 0 | 0 | 0.015522 | 0.015332 | 0.015077 | 0.014748 | 0.014346 | 0.013885 | 0.013386 | 0.012872 | 0.012369 | 0.011893 | 0.011455 | 0.011061 | 0.010709 | 0.010398 | 0.010122 | 0.009882 | 0.0096727 | 0.0094869 | 0.0093282 | 0.0091799 | 0
F2_Industrial_Stone, Clay, and Glass_Existing_Space Heating_Natural Gas_ENERGY STAR Connected Thermostat_A_Achievable Technical Potential | F2 | Industrial | Stone, Clay, and Glass | Existing | Space Heating | Natural Gas | ENERGY STAR Connected Thermostat | A | Integrated Unit Summer Peak Savings (kW) | Achievable Technical Potential | 0 | 0 | 0 | 0 | 0 | 0 | 0 | 0 | 0 | 0 | 0 | 0 | 0 | 0 | 0 | 0 | 0 | 0 | 0 | 0 | 0 | 0 | 0
F3_Industrial_Stone, Clay, and Glass_Existing_Space Heating_Natural Gas_ENERGY STAR Connected Thermostat_A_Achievable Technical Potential | F3 | Industrial | Stone, Clay, and Glass | Existing | Space Heating | Natural Gas | ENERGY STAR Connected Thermostat | A | Integrated Unit Winter Peak Savings (kW) | Achievable Technical Potential | 0 | 0 | 0 | 0 | 0 | 0 | 0 | 0 | 0 | 0 | 0 | 0 | 0 | 0 | 0 | 0 | 0 | 0 | 0 | 0 | 0 | 0 | 0
F4_Industrial_Stone, Clay, and Glass_Existing_Space Heating_Natural Gas_ENERGY STAR Connected Thermostat_A_Achievable Technical Potential | F4 | Industrial | Stone, Clay, and Glass | Existing | Space Heating | Natural Gas | ENERGY STAR Connected Thermostat | A | Incremental Energy Savings (MWh or mTherms) | Achievable Technical Potential | 0 | 0 | 0.062097 | 0.060279 | 0.058253 | 0.055999 | 0.053535 | 0.050921 | 0.048243 | 0.045594 | 0.043054 | 0.040684 | 0.038512 | 0.036544 | 0.034772 | 0.033179 | 0.031742 | 0.030455 | 0.029296 | 0.028238 | 0.027287 | 0.02639 | 0
F5_Industrial_Stone, Clay, and Glass_Existing_Space Heating_Natural Gas_ENERGY STAR Connected Thermostat_A_Achievable Technical Potential | F5 | Industrial | Stone, Clay, and Glass | Existing | Space Heating | Natural Gas | ENERGY STAR Connected Thermostat | A | Incremental Summer Peak Savings (MW) | Achievable Technical Potential | 0 | 0 | 0 | 0 | 0 | 0 | 0 | 0 | 0 | 0 | 0 | 0 | 0 | 0 | 0 | 0 | 0 | 0 | 0 | 0 | 0 | 0 | 0
F6_Industrial_Stone, Clay, and Glass_Existing_Space Heating_Natural Gas_ENERGY STAR Connected Thermostat_A_Achievable Technical Potential | F6 | Industrial | Stone, Clay, and Glass | Existing | Space Heating | Natural Gas | ENERGY STAR Connected Thermostat | A | Incremental Winter Peak Savings (MW) | Achievable Technical Potential | 0 | 0 | 0 | 0 | 0 | 0 | 0 | 0 | 0 | 0 | 0 | 0 | 0 | 0 | 0 | 0 | 0 | 0 | 0 | 0 | 0 | 0 | 0
F7_Industrial_Stone, Clay, and Glass_Existing_Space Heating_Natural Gas_ENERGY STAR Connected Thermostat_A_Achievable Technical Potential | F7 | Industrial | Stone, Clay, and Glass | Existing | Space Heating | Natural Gas | ENERGY STAR Connected Thermostat | A | Cumulative Energy Savings (MWh or mTherms) | Achievable Technical Potential | 0 | 0 | 0.062097 | 0.12162 | 0.17784 | 0.22996 | 0.27723 | 0.31925 | 0.35601 | 0.38795 | 0.41582 | 0.4405 | 0.46281 | 0.48342 | 0.50283 | 0.52137 | 0.53929 | 0.55696 | 0.57446 | 0.59167 | 0.60906 | 0.62576 | 0
F8_Industrial_Stone, Clay, and Glass_Existing_Space Heating_Natural Gas_ENERGY STAR Connected Thermostat_A_Achievable Technical Potential | F8 | Industrial | Stone, Clay, and Glass | Existing | Space Heating | Natural Gas | ENERGY STAR Connected Thermostat | A | Cumulative Summer Peak Savings (MW) | Achievable Technical Potential | 0 | 0 | 0 | 0 | 0 | 0 | 0 | 0 | 0 | 0 | 0 | 0 | 0 | 0 | 0 | 0 | 0 | 0 | 0 | 0 | 0 | 0 | 0
F9_Industrial_Stone, Clay, and Glass_Existing_Space Heating_Natural Gas_ENERGY STAR Connected Thermostat_A_Achievable Technical Potential | F9 | Industrial | Stone, Clay, and Glass | Existing | Space Heating | Natural Gas | ENERGY STAR Connected Thermostat | A | Cumulative Winter Peak Savings (MW) | Achievable Technical Potential | 0 | 0 | 0 | 0 | 0 | 0 | 0 | 0 | 0 | 0 | 0 | 0 | 0 | 0 | 0 | 0 | 0 | 0 | 0 | 0 | 0 | 0 | 0
F10_Industrial_Stone, Clay, and Glass_Existing_Space Heating_Natural Gas_ENERGY STAR Connected Thermostat_A_Achievable Technical Potential | F10 | Industrial | Stone, Clay, and Glass | Existing | Space Heating | Natural Gas | ENERGY STAR Connected Thermostat | A | Purchases (Incremental) | Achievable Technical Potential | 0 | 0 | 4000.5172 | 3931.5428 | 3863.7575 | 3797.141 | 3731.6731 | 3667.3339 | 3604.104 | 3541.9643 | 3480.8959 | 3420.8805 | 3361.8998 | 3303.936 | 3246.9716 | 3190.9893 | 3135.9722 | 3081.9038 | 3028.7675 | 2976.5474 | 2925.2276 | 2874.7926 | 0
F11_Industrial_Stone, Clay, and Glass_Existing_Space Heating_Natural Gas_ENERGY STAR Connected Thermostat_A_Achievable Technical Potential | F11 | Industrial | Stone, Clay, and Glass | Existing | Space Heating | Natural Gas | ENERGY STAR Connected Thermostat | A | Purchases (Cumulative) | Achievable Technical Potential | 0 | 0 | 4000.5172 | 7932.0599 | 11795.8175 | 15592.9585 | 19324.6316 | 22991.9655 | 26596.0695 | 30138.0337 | 33618.9296 | 37039.8101 | 40401.7099 | 43705.6459 | 46952.6174 | 50143.6067 | 53279.579 | 56361.4827 | 59390.2502 | 62366.7976 | 65292.0252 | 68166.8178 | 0
F1_Industrial_Stone, Clay, and Glass_Existing_Space Heating_Natural Gas_Destratification Fans (HVLS)_A_Achievable Technical Potential | F1 | Industrial | Stone, Clay, and Glass | Existing | Space Heating | Natural Gas | Destratification Fans (HVLS) | A | Integrated Unit Energy Savings (kWh or therms) | Achievable Technical Potential | 0 | 0 | 0.015512 | 0.015313 | 0.015047 | 0.014709 | 0.014299 | 0.01383 | 0.013323 | 0.012803 | 0.012293 | 0.011811 | 0.011368 | 0.010968 | 0.01061 | 0.010293 | 0.010012 | 0.0097668 | 0.0095518 | 0.0093602 | 0.0091955 | 0.0090411 | 0
F2_Industrial_Stone, Clay, and Glass_Existing_Space Heating_Natural Gas_Destratification Fans (HVLS)_A_Achievable Technical Potential | F2 | Industrial | Stone, Clay, and Glass | Existing | Space Heating | Natural Gas | Destratification Fans (HVLS) | A | Integrated Unit Summer Peak Savings (kW) | Achievable Technical Potential | 0 | 0 | 0 | 0 | 0 | 0 | 0 | 0 | 0 | 0 | 0 | 0 | 0 | 0 | 0 | 0 | 0 | 0 | 0 | 0 | 0 | 0 | 0
F3_Industrial_Stone, Clay, and Glass_Existing_Space Heating_Natural Gas_Destratification Fans (HVLS)_A_Achievable Technical Potential | F3 | Industrial | Stone, Clay, and Glass | Existing | Space Heating | Natural Gas | Destratification Fans (HVLS) | A | Integrated Unit Winter Peak Savings (kW) | Achievable Technical Potential | 0 | 0 | 0 | 0 | 0 | 0 | 0 | 0 | 0 | 0 | 0 | 0 | 0 | 0 | 0 | 0 | 0 | 0 | 0 | 0 | 0 | 0 | 0
F4_Industrial_Stone, Clay, and Glass_Existing_Space Heating_Natural Gas_Destratification Fans (HVLS)_A_Achievable Technical Potential | F4 | Industrial | Stone, Clay, and Glass | Existing | Space Heating | Natural Gas | Destratification Fans (HVLS) | A | Incremental Energy Savings (MWh or mTherms) | Achievable Technical Potential | 0 | 0 | 0.062057 | 0.060202 | 0.05814 | 0.055852 | 0.053358 | 0.050718 | 0.048016 | 0.045346 | 0.042789 | 0.040403 | 0.038217 | 0.036236 | 0.034452 | 0.032846 | 0.031398 | 0.0301 | 0.02893 | 0.027861 | 0.026899 | 0.025991 | 0
F5_Industrial_Stone, Clay, and Glass_Existing_Space Heating_Natural Gas_Destratification Fans (HVLS)_A_Achievable Technical Potential | F5 | Industrial | Stone, Clay, and Glass | Existing | Space Heating | Natural Gas | Destratification Fans (HVLS) | A | Incremental Summer Peak Savings (MW) | Achievable Technical Potential | 0 | 0 | 0 | 0 | 0 | 0 | 0 | 0 | 0 | 0 | 0 | 0 | 0 | 0 | 0 | 0 | 0 | 0 | 0 | 0 | 0 | 0 | 0
F6_Industrial_Stone, Clay, and Glass_Existing_Space Heating_Natural Gas_Destratification Fans (HVLS)_A_Achievable Technical Potential | F6 | Industrial | Stone, Clay, and Glass | Existing | Space Heating | Natural Gas | Destratification Fans (HVLS) | A | Incremental Winter Peak Savings (MW) | Achievable Technical Potential | 0 | 0 | 0 | 0 | 0 | 0 | 0 | 0 | 0 | 0 | 0 | 0 | 0 | 0 | 0 | 0 | 0 | 0 | 0 | 0 | 0 | 0 | 0
F7_Industrial_Stone, Clay, and Glass_Existing_Space Heating_Natural Gas_Destratification Fans (HVLS)_A_Achievable Technical Potential | F7 | Industrial | Stone, Clay, and Glass | Existing | Space Heating | Natural Gas | Destratification Fans (HVLS) | A | Cumulative Energy Savings (MWh or mTherms) | Achievable Technical Potential | 0 | 0 | 0.062057 | 0.12146 | 0.1775 | 0.22936 | 0.27632 | 0.31797 | 0.35433 | 0.38584 | 0.41326 | 0.43746 | 0.45927 | 0.47935 | 0.49819 | 0.51615 | 0.53345 | 0.55047 | 0.56728 | 0.58376 | 0.60039 | 0.6163 | 0
F8_Industrial_Stone, Clay, and Glass_Existing_Space Heating_Natural Gas_Destratification Fans (HVLS)_A_Achievable Technical Potential | F8 | Industrial | Stone, Clay, and Glass | Existing | Space Heating | Natural Gas | Destratification Fans (HVLS) | A | Cumulative Summer Peak Savings (MW) | Achievable Technical Potential | 0 | 0 | 0 | 0 | 0 | 0 | 0 | 0 | 0 | 0 | 0 | 0 | 0 | 0 | 0 | 0 | 0 | 0 | 0 | 0 | 0 | 0 | 0
F9_Industrial_Stone, Clay, and Glass_Existing_Space Heating_Natural Gas_Destratification Fans (HVLS)_A_Achievable Technical Potential | F9 | Industrial | Stone, Clay, and Glass | Existing | Space Heating | Natural Gas | Destratification Fans (HVLS) | A | Cumulative Winter Peak Savings (MW) | Achievable Technical Potential | 0 | 0 | 0 | 0 | 0 | 0 | 0 | 0 | 0 | 0 | 0 | 0 | 0 | 0 | 0 | 0 | 0 | 0 | 0 | 0 | 0 | 0 | 0
F10_Industrial_Stone, Clay, and Glass_Existing_Space Heating_Natural Gas_Destratification Fans (HVLS)_A_Achievable Technical Potential | F10 | Industrial | Stone, Clay, and Glass | Existing | Space Heating | Natural Gas | Destratification Fans (HVLS) | A | Purchases (Incremental) | Achievable Technical Potential | 0 | 0 | 4000.5172 | 3931.5428 | 3863.7575 | 3797.141 | 3731.6731 | 3667.3339 | 3604.104 | 3541.9643 | 3480.8959 | 3420.8805 | 3361.8998 | 3303.936 | 3246.9716 | 3190.9893 | 3135.9722 | 3081.9038 | 3028.7675 | 2976.5474 | 2925.2276 | 2874.7926 | 0
F11_Industrial_Stone, Clay, and Glass_Existing_Space Heating_Natural Gas_Destratification Fans (HVLS)_A_Achievable Technical Potential | F11 | Industrial | Stone, Clay, and Glass | Existing | Space Heating | Natural Gas | Destratification Fans (HVLS) | A | Purchases (Cumulative) | Achievable Technical Potential | 0 | 0 | 4000.5172 | 7932.0599 | 11795.8175 | 15592.9585 | 19324.6316 | 22991.9655 | 26596.0695 | 30138.0337 | 33618.9296 | 37039.8101 | 40401.7099 | 43705.6459 | 46952.6174 | 50143.6067 | 53279.579 | 56361.4827 | 59390.2502 | 62366.7976 | 65292.0252 | 68166.8178 | 0
F1_Industrial_Stone, Clay, and Glass_Existing_Space Heating_Natural Gas_Gas Boiler - Insulate Steam Lines/Condensate Tank_A_Achievable Technical Potential | F1 | Industrial | Stone, Clay, and Glass | Existing | Space Heating | Natural Gas | Gas Boiler - Insulate Steam Lines/Condensate Tank | A | Integrated Unit Energy Savings (kWh or therms) | Achievable Technical Potential | 0 | 0 | 76.7828 | 76.4134 | 76.0163 | 75.5819 | 75.0983 | 74.5535 | 73.9382 | 73.2458 | 72.4769 | 71.6377 | 70.7406 | 69.8023 | 68.8444 | 67.891 | 66.965 | 66.1142 | 65.3482 | 64.6667 | 64.059 | 63.5082 | 0
F2_Industrial_Stone, Clay, and Glass_Existing_Space Heating_Natural Gas_Gas Boiler - Insulate Steam Lines/Condensate Tank_A_Achievable Technical Potential | F2 | Industrial | Stone, Clay, and Glass | Existing | Space Heating | Natural Gas | Gas Boiler - Insulate Steam Lines/Condensate Tank | A | Integrated Unit Summer Peak Savings (kW) | Achievable Technical Potential | 0 | 0 | 0 | 0 | 0 | 0 | 0 | 0 | 0 | 0 | 0 | 0 | 0 | 0 | 0 | 0 | 0 | 0 | 0 | 0 | 0 | 0 | 0
F3_Industrial_Stone, Clay, and Glass_Existing_Space Heating_Natural Gas_Gas Boiler - Insulate Steam Lines/Condensate Tank_A_Achievable Technical Potential | F3 | Industrial | Stone, Clay, and Glass | Existing | Space Heating | Natural Gas | Gas Boiler - Insulate Steam Lines/Condensate Tank | A | Integrated Unit Winter Peak Savings (kW) | Achievable Technical Potential | 0 | 0 | 0 | 0 | 0 | 0 | 0 | 0 | 0 | 0 | 0 | 0 | 0 | 0 | 0 | 0 | 0 | 0 | 0 | 0 | 0 | 0 | 0
F4_Industrial_Stone, Clay, and Glass_Existing_Space Heating_Natural Gas_Gas Boiler - Insulate Steam Lines/Condensate Tank_A_Achievable Technical Potential | F4 | Industrial | Stone, Clay, and Glass | Existing | Space Heating | Natural Gas | Gas Boiler - Insulate Steam Lines/Condensate Tank | A | Incremental Energy Savings (MWh or mTherms) | Achievable Technical Potential | 0 | 0 | 0.0050168 | 0.0049065 | 0.0047969 | 0.0046872 | 0.004577 | 0.0044654 | 0.0043522 | 0.0042371 | 0.0041203 | 0.0040024 | 0.0038842 | 0.0037666 | 0.0036508 | 0.0035382 | 0.0034298 | 0.0033278 | 0.0032325 | 0.0031437 | 0.0030604 | 0.0029818 | 0
F5_Industrial_Stone, Clay, and Glass_Existing_Space Heating_Natural Gas_Gas Boiler - Insulate Steam Lines/Condensate Tank_A_Achievable Technical Potential | F5 | Industrial | Stone, Clay, and Glass | Existing | Space Heating | Natural Gas | Gas Boiler - Insulate Steam Lines/Condensate Tank | A | Incremental Summer Peak Savings (MW) | Achievable Technical Potential | 0 | 0 | 0 | 0 | 0 | 0 | 0 | 0 | 0 | 0 | 0 | 0 | 0 | 0 | 0 | 0 | 0 | 0 | 0 | 0 | 0 | 0 | 0
F6_Industrial_Stone, Clay, and Glass_Existing_Space Heating_Natural Gas_Gas Boiler - Insulate Steam Lines/Condensate Tank_A_Achievable Technical Potential | F6 | Industrial | Stone, Clay, and Glass | Existing | Space Heating | Natural Gas | Gas Boiler - Insulate Steam Lines/Condensate Tank | A | Incremental Winter Peak Savings (MW) | Achievable Technical Potential | 0 | 0 | 0 | 0 | 0 | 0 | 0 | 0 | 0 | 0 | 0 | 0 | 0 | 0 | 0 | 0 | 0 | 0 | 0 | 0 | 0 | 0 | 0
F7_Industrial_Stone, Clay, and Glass_Existing_Space Heating_Natural Gas_Gas Boiler - Insulate Steam Lines/Condensate Tank_A_Achievable Technical Potential | F7 | Industrial | Stone, Clay, and Glass | Existing | Space Heating | Natural Gas | Gas Boiler - Insulate Steam Lines/Condensate Tank | A | Cumulative Energy Savings (MWh or mTherms) | Achievable Technical Potential | 0 | 0 | 0.0050168 | 0.0098992 | 0.014645 | 0.019248 | 0.023702 | 0.027995 | 0.032117 | 0.036053 | 0.039795 | 0.043336 | 0.046678 | 0.049825 | 0.052792 | 0.055599 | 0.058271 | 0.060858 | 0.063386 | 0.065868 | 0.06831 | 0.070704 | 0
F8_Industrial_Stone, Clay, and Glass_Existing_Space Heating_Natural Gas_Gas Boiler - Insulate Steam Lines/Condensate Tank_A_Achievable Technical Potential | F8 | Industrial | Stone, Clay, and Glass | Existing | Space Heating | Natural Gas | Gas Boiler - Insulate Steam Lines/Condensate Tank | A | Cumulative Summer Peak Savings (MW) | Achievable Technical Potential | 0 | 0 | 0 | 0 | 0 | 0 | 0 | 0 | 0 | 0 | 0 | 0 | 0 | 0 | 0 | 0 | 0 | 0 | 0 | 0 | 0 | 0 | 0
F9_Industrial_Stone, Clay, and Glass_Existing_Space Heating_Natural Gas_Gas Boiler - Insulate Steam Lines/Condensate Tank_A_Achievable Technical Potential | F9 | Industrial | Stone, Clay, and Glass | Existing | Space Heating | Natural Gas | Gas Boiler - Insulate Steam Lines/Condensate Tank | A | Cumulative Winter Peak Savings (MW) | Achievable Technical Potential | 0 | 0 | 0 | 0 | 0 | 0 | 0 | 0 | 0 | 0 | 0 | 0 | 0 | 0 | 0 | 0 | 0 | 0 | 0 | 0 | 0 | 0 | 0
F10_Industrial_Stone, Clay, and Glass_Existing_Space Heating_Natural Gas_Gas Boiler - Insulate Steam Lines/Condensate Tank_A_Achievable Technical Potential | F10 | Industrial | Stone, Clay, and Glass | Existing | Space Heating | Natural Gas | Gas Boiler - Insulate Steam Lines/Condensate Tank | A | Purchases (Incremental) | Achievable Technical Potential | 0 | 0 | 0.065337 | 0.064211 | 0.063103 | 0.062015 | 0.060946 | 0.059895 | 0.058863 | 0.057848 | 0.05685 | 0.05587 | 0.054907 | 0.05396 | 0.05303 | 0.052116 | 0.051217 | 0.050334 | 0.049466 | 0.048613 | 0.047775 | 0.046952 | 0
F11_Industrial_Stone, Clay, and Glass_Existing_Space Heating_Natural Gas_Gas Boiler - Insulate Steam Lines/Condensate Tank_A_Achievable Technical Potential | F11 | Industrial | Stone, Clay, and Glass | Existing | Space Heating | Natural Gas | Gas Boiler - Insulate Steam Lines/Condensate Tank | A | Purchases (Cumulative) | Achievable Technical Potential | 0 | 0 | 0.065337 | 0.12955 | 0.19265 | 0.25467 | 0.31561 | 0.37551 | 0.43437 | 0.49222 | 0.54907 | 0.60494 | 0.65985 | 0.71381 | 0.76684 | 0.81895 | 0.87017 | 0.9205 | 0.96997 | 1.0186 | 1.0664 | 1.1133 | 0
F1_Industrial_Stone, Clay, and Glass_Existing_Process_Natural Gas_Gas Boiler - Insulate Steam Lines/Condensate Tank_A_Achievable Technical Potential | F1 | Industrial | Stone, Clay, and Glass | Existing | Process | Natural Gas | Gas Boiler - Insulate Steam Lines/Condensate Tank | A | Integrated Unit Energy Savings (kWh or therms) | Achievable Technical Potential | 0 | 0 | 45.4013 | 45.2105 | 45.0168 | 44.8201 | 44.6205 | 44.4323 | 44.2673 | 44.1207 | 43.9887 | 43.8681 | 43.7565 | 43.6519 | 43.5527 | 43.4575 | 43.3652 | 43.2749 | 43.1969 | 43.1176 | 43.0371 | 42.9553 | 0
F2_Industrial_Stone, Clay, and Glass_Existing_Process_Natural Gas_Gas Boiler - Insulate Steam Lines/Condensate Tank_A_Achievable Technical Potential | F2 | Industrial | Stone, Clay, and Glass | Existing | Process | Natural Gas | Gas Boiler - Insulate Steam Lines/Condensate Tank | A | Integrated Unit Summer Peak Savings (kW) | Achievable Technical Potential | 0 | 0 | 0 | 0 | 0 | 0 | 0 | 0 | 0 | 0 | 0 | 0 | 0 | 0 | 0 | 0 | 0 | 0 | 0 | 0 | 0 | 0 | 0
F3_Industrial_Stone, Clay, and Glass_Existing_Process_Natural Gas_Gas Boiler - Insulate Steam Lines/Condensate Tank_A_Achievable Technical Potential | F3 | Industrial | Stone, Clay, and Glass | Existing | Process | Natural Gas | Gas Boiler - Insulate Steam Lines/Condensate Tank | A | Integrated Unit Winter Peak Savings (kW) | Achievable Technical Potential | 0 | 0 | 0 | 0 | 0 | 0 | 0 | 0 | 0 | 0 | 0 | 0 | 0 | 0 | 0 | 0 | 0 | 0 | 0 | 0 | 0 | 0 | 0
F4_Industrial_Stone, Clay, and Glass_Existing_Process_Natural Gas_Gas Boiler - Insulate Steam Lines/Condensate Tank_A_Achievable Technical Potential | F4 | Industrial | Stone, Clay, and Glass | Existing | Process | Natural Gas | Gas Boiler - Insulate Steam Lines/Condensate Tank | A | Incremental Energy Savings (MWh or mTherms) | Achievable Technical Potential | 0 | 0 | 0.032888 | 0.032186 | 0.031495 | 0.030817 | 0.030151 | 0.029506 | 0.02889 | 0.028297 | 0.027726 | 0.027174 | 0.026637 | 0.026115 | 0.025607 | 0.02511 | 0.024625 | 0.02415 | 0.023691 | 0.02324 | 0.022796 | 0.022361 | 0
F5_Industrial_Stone, Clay, and Glass_Existing_Process_Natural Gas_Gas Boiler - Insulate Steam Lines/Condensate Tank_A_Achievable Technical Potential | F5 | Industrial | Stone, Clay, and Glass | Existing | Process | Natural Gas | Gas Boiler - Insulate Steam Lines/Condensate Tank | A | Incremental Summer Peak Savings (MW) | Achievable Technical Potential | 0 | 0 | 0 | 0 | 0 | 0 | 0 | 0 | 0 | 0 | 0 | 0 | 0 | 0 | 0 | 0 | 0 | 0 | 0 | 0 | 0 | 0 | 0
F6_Industrial_Stone, Clay, and Glass_Existing_Process_Natural Gas_Gas Boiler - Insulate Steam Lines/Condensate Tank_A_Achievable Technical Potential | F6 | Industrial | Stone, Clay, and Glass | Existing | Process | Natural Gas | Gas Boiler - Insulate Steam Lines/Condensate Tank | A | Incremental Winter Peak Savings (MW) | Achievable Technical Potential | 0 | 0 | 0 | 0 | 0 | 0 | 0 | 0 | 0 | 0 | 0 | 0 | 0 | 0 | 0 | 0 | 0 | 0 | 0 | 0 | 0 | 0 | 0
F7_Industrial_Stone, Clay, and Glass_Existing_Process_Natural Gas_Gas Boiler - Insulate Steam Lines/Condensate Tank_A_Achievable Technical Potential | F7 | Industrial | Stone, Clay, and Glass | Existing | Process | Natural Gas | Gas Boiler - Insulate Steam Lines/Condensate Tank | A | Cumulative Energy Savings (MWh or mTherms) | Achievable Technical Potential | 0 | 0 | 0.032888 | 0.064936 | 0.096153 | 0.12655 | 0.15614 | 0.18498 | 0.21319 | 0.24078 | 0.26778 | 0.29422 | 0.32011 | 0.34546 | 0.37028 | 0.39458 | 0.41837 | 0.44165 | 0.46454 | 0.48693 | 0.50882 | 0.53021 | 0
F8_Industrial_Stone, Clay, and Glass_Existing_Process_Natural Gas_Gas Boiler - Insulate Steam Lines/Condensate Tank_A_Achievable Technical Potential | F8 | Industrial | Stone, Clay, and Glass | Existing | Process | Natural Gas | Gas Boiler - Insulate Steam Lines/Condensate Tank | A | Cumulative Summer Peak Savings (MW) | Achievable Technical Potential | 0 | 0 | 0 | 0 | 0 | 0 | 0 | 0 | 0 | 0 | 0 | 0 | 0 | 0 | 0 | 0 | 0 | 0 | 0 | 0 | 0 | 0 | 0
F9_Industrial_Stone, Clay, and Glass_Existing_Process_Natural Gas_Gas Boiler - Insulate Steam Lines/Condensate Tank_A_Achievable Technical Potential | F9 | Industrial | Stone, Clay, and Glass | Existing | Process | Natural Gas | Gas Boiler - Insulate Steam Lines/Condensate Tank | A | Cumulative Winter Peak Savings (MW) | Achievable Technical Potential | 0 | 0 | 0 | 0 | 0 | 0 | 0 | 0 | 0 | 0 | 0 | 0 | 0 | 0 | 0 | 0 | 0 | 0 | 0 | 0 | 0 | 0 | 0
F10_Industrial_Stone, Clay, and Glass_Existing_Process_Natural Gas_Gas Boiler - Insulate Steam Lines/Condensate Tank_A_Achievable Technical Potential | F10 | Industrial | Stone, Clay, and Glass | Existing | Process | Natural Gas | Gas Boiler - Insulate Steam Lines/Condensate Tank | A | Purchases (Incremental) | Achievable Technical Potential | 0 | 0 | 0.7244 | 0.71191 | 0.69963 | 0.68757 | 0.67571 | 0.66406 | 0.65261 | 0.64136 | 0.6303 | 0.61944 | 0.60876 | 0.59826 | 0.58795 | 0.57781 | 0.56785 | 0.55806 | 0.54844 | 0.53898 | 0.52969 | 0.52055 | 0
F11_Industrial_Stone, Clay, and Glass_Existing_Process_Natural Gas_Gas Boiler - Insulate Steam Lines/Condensate Tank_A_Achievable Technical Potential | F11 | Industrial | Stone, Clay, and Glass | Existing | Process | Natural Gas | Gas Boiler - Insulate Steam Lines/Condensate Tank | A | Purchases (Cumulative) | Achievable Technical Potential | 0 | 0 | 0.7244 | 1.4363 | 2.1359 | 2.8235 | 3.4992 | 4.1633 | 4.8159 | 5.4573 | 6.0876 | 6.707 | 7.3158 | 7.914 | 8.502 | 9.0798 | 9.6476 | 10.2057 | 10.7541 | 11.2931 | 11.8228 | 12.3433 | 0
F1_Industrial_Stone, Clay, and Glass_Existing_Space Heating_Natural Gas_Gas Boiler - Insulate Hot Water Lines_A_Achievable Technical Potential | F1 | Industrial | Stone, Clay, and Glass | Existing | Space Heating | Natural Gas | Gas Boiler - Insulate Hot Water Lines | A | Integrated Unit Energy Savings (kWh or therms) | Achievable Technical Potential | 0 | 0 | 86.8101 | 86.4255 | 86.0272 | 85.6121 | 85.1751 | 84.7115 | 84.2188 | 83.695 | 83.1425 | 82.5643 | 81.9634 | 81.3408 | 80.6978 | 80.0366 | 79.3603 | 78.7136 | 78.1011 | 77.5236 | 76.9812 | 76.4748 | 0
F2_Industrial_Stone, Clay, and Glass_Existing_Space Heating_Natural Gas_Gas Boiler - Insulate Hot Water Lines_A_Achievable Technical Potential | F2 | Industrial | Stone, Clay, and Glass | Existing | Space Heating | Natural Gas | Gas Boiler - Insulate Hot Water Lines | A | Integrated Unit Summer Peak Savings (kW) | Achievable Technical Potential | 0 | 0 | 0 | 0 | 0 | 0 | 0 | 0 | 0 | 0 | 0 | 0 | 0 | 0 | 0 | 0 | 0 | 0 | 0 | 0 | 0 | 0 | 0
F3_Industrial_Stone, Clay, and Glass_Existing_Space Heating_Natural Gas_Gas Boiler - Insulate Hot Water Lines_A_Achievable Technical Potential | F3 | Industrial | Stone, Clay, and Glass | Existing | Space Heating | Natural Gas | Gas Boiler - Insulate Hot Water Lines | A | Integrated Unit Winter Peak Savings (kW) | Achievable Technical Potential | 0 | 0 | 0 | 0 | 0 | 0 | 0 | 0 | 0 | 0 | 0 | 0 | 0 | 0 | 0 | 0 | 0 | 0 | 0 | 0 | 0 | 0 | 0
F4_Industrial_Stone, Clay, and Glass_Existing_Space Heating_Natural Gas_Gas Boiler - Insulate Hot Water Lines_A_Achievable Technical Potential | F4 | Industrial | Stone, Clay, and Glass | Existing | Space Heating | Natural Gas | Gas Boiler - Insulate Hot Water Lines | A | Incremental Energy Savings (MWh or mTherms) | Achievable Technical Potential | 0 | 0 | 0.011344 | 0.011099 | 0.010857 | 0.010619 | 0.010382 | 0.010148 | 0.0099147 | 0.0096832 | 0.0094534 | 0.0092258 | 0.0090007 | 0.0087784 | 0.0085588 | 0.0083423 | 0.0081292 | 0.007924 | 0.0077267 | 0.0075374 | 0.0073556 | 0.0071812 | 0
F5_Industrial_Stone, Clay, and Glass_Existing_Space Heating_Natural Gas_Gas Boiler - Insulate Hot Water Lines_A_Achievable Technical Potential | F5 | Industrial | Stone, Clay, and Glass | Existing | Space Heating | Natural Gas | Gas Boiler - Insulate Hot Water Lines | A | Incremental Summer Peak Savings (MW) | Achievable Technical Potential | 0 | 0 | 0 | 0 | 0 | 0 | 0 | 0 | 0 | 0 | 0 | 0 | 0 | 0 | 0 | 0 | 0 | 0 | 0 | 0 | 0 | 0 | 0
F6_Industrial_Stone, Clay, and Glass_Existing_Space Heating_Natural Gas_Gas Boiler - Insulate Hot Water Lines_A_Achievable Technical Potential | F6 | Industrial | Stone, Clay, and Glass | Existing | Space Heating | Natural Gas | Gas Boiler - Insulate Hot Water Lines | A | Incremental Winter Peak Savings (MW) | Achievable Technical Potential | 0 | 0 | 0 | 0 | 0 | 0 | 0 | 0 | 0 | 0 | 0 | 0 | 0 | 0 | 0 | 0 | 0 | 0 | 0 | 0 | 0 | 0 | 0
F7_Industrial_Stone, Clay, and Glass_Existing_Space Heating_Natural Gas_Gas Boiler - Insulate Hot Water Lines_A_Achievable Technical Potential | F7 | Industrial | Stone, Clay, and Glass | Existing | Space Heating | Natural Gas | Gas Boiler - Insulate Hot Water Lines | A | Cumulative Energy Savings (MWh or mTherms) | Achievable Technical Potential | 0 | 0 | 0.011344 | 0.022392 | 0.033146 | 0.043605 | 0.053765 | 0.06362 | 0.073164 | 0.082392 | 0.091302 | 0.099893 | 0.10817 | 0.11612 | 0.12376 | 0.13109 | 0.13811 | 0.14491 | 0.15151 | 0.15793 | 0.16418 | 0.17028 | 0
F8_Industrial_Stone, Clay, and Glass_Existing_Space Heating_Natural Gas_Gas Boiler - Insulate Hot Water Lines_A_Achievable Technical Potential | F8 | Industrial | Stone, Clay, and Glass | Existing | Space Heating | Natural Gas | Gas Boiler - Insulate Hot Water Lines | A | Cumulative Summer Peak Savings (MW) | Achievable Technical Potential | 0 | 0 | 0 | 0 | 0 | 0 | 0 | 0 | 0 | 0 | 0 | 0 | 0 | 0 | 0 | 0 | 0 | 0 | 0 | 0 | 0 | 0 | 0
F9_Industrial_Stone, Clay, and Glass_Existing_Space Heating_Natural Gas_Gas Boiler - Insulate Hot Water Lines_A_Achievable Technical Potential | F9 | Industrial | Stone, Clay, and Glass | Existing | Space Heating | Natural Gas | Gas Boiler - Insulate Hot Water Lines | A | Cumulative Winter Peak Savings (MW) | Achievable Technical Potential | 0 | 0 | 0 | 0 | 0 | 0 | 0 | 0 | 0 | 0 | 0 | 0 | 0 | 0 | 0 | 0 | 0 | 0 | 0 | 0 | 0 | 0 | 0
F10_Industrial_Stone, Clay, and Glass_Existing_Space Heating_Natural Gas_Gas Boiler - Insulate Hot Water Lines_A_Achievable Technical Potential | F10 | Industrial | Stone, Clay, and Glass | Existing | Space Heating | Natural Gas | Gas Boiler - Insulate Hot Water Lines | A | Purchases (Incremental) | Achievable Technical Potential | 0 | 0 | 0.13067 | 0.12842 | 0.12621 | 0.12403 | 0.12189 | 0.11979 | 0.11773 | 0.1157 | 0.1137 | 0.11174 | 0.10981 | 0.10792 | 0.10606 | 0.10423 | 0.10243 | 0.10067 | 0.098933 | 0.097227 | 0.09555 | 0.093903 | 0
F11_Industrial_Stone, Clay, and Glass_Existing_Space Heating_Natural Gas_Gas Boiler - Insulate Hot Water Lines_A_Achievable Technical Potential | F11 | Industrial | Stone, Clay, and Glass | Existing | Space Heating | Natural Gas | Gas Boiler - Insulate Hot Water Lines | A | Purchases (Cumulative) | Achievable Technical Potential | 0 | 0 | 0.13067 | 0.2591 | 0.3853 | 0.50933 | 0.63123 | 0.75102 | 0.86874 | 0.98444 | 1.0981 | 1.2099 | 1.3197 | 1.4276 | 1.5337 | 1.6379 | 1.7403 | 1.841 | 1.9399 | 2.0372 | 2.1327 | 2.2266 | 0
F1_Industrial_Stone, Clay, and Glass_Existing_Process_Natural Gas_Gas Boiler - Insulate Hot Water Lines_A_Achievable Technical Potential | F1 | Industrial | Stone, Clay, and Glass | Existing | Process | Natural Gas | Gas Boiler - Insulate Hot Water Lines | A | Integrated Unit Energy Savings (kWh or therms) | Achievable Technical Potential | 0 | 0 | 51.3197 | 51.106 | 50.8891 | 50.6689 | 50.4453 | 50.2347 | 50.0504 | 49.8868 | 49.7397 | 49.6056 | 49.4817 | 49.3658 | 49.2559 | 49.1507 | 49.0487 | 48.9491 | 48.8633 | 48.7763 | 48.6877 | 48.5978 | 0
F2_Industrial_Stone, Clay, and Glass_Existing_Process_Natural Gas_Gas Boiler - Insulate Hot Water Lines_A_Achievable Technical Potential | F2 | Industrial | Stone, Clay, and Glass | Existing | Process | Natural Gas | Gas Boiler - Insulate Hot Water Lines | A | Integrated Unit Summer Peak Savings (kW) | Achievable Technical Potential | 0 | 0 | 0 | 0 | 0 | 0 | 0 | 0 | 0 | 0 | 0 | 0 | 0 | 0 | 0 | 0 | 0 | 0 | 0 | 0 | 0 | 0 | 0
F3_Industrial_Stone, Clay, and Glass_Existing_Process_Natural Gas_Gas Boiler - Insulate Hot Water Lines_A_Achievable Technical Potential | F3 | Industrial | Stone, Clay, and Glass | Existing | Process | Natural Gas | Gas Boiler - Insulate Hot Water Lines | A | Integrated Unit Winter Peak Savings (kW) | Achievable Technical Potential | 0 | 0 | 0 | 0 | 0 | 0 | 0 | 0 | 0 | 0 | 0 | 0 | 0 | 0 | 0 | 0 | 0 | 0 | 0 | 0 | 0 | 0 | 0
F4_Industrial_Stone, Clay, and Glass_Existing_Process_Natural Gas_Gas Boiler - Insulate Hot Water Lines_A_Achievable Technical Potential | F4 | Industrial | Stone, Clay, and Glass | Existing | Process | Natural Gas | Gas Boiler - Insulate Hot Water Lines | A | Incremental Energy Savings (MWh or mTherms) | Achievable Technical Potential | 0 | 0 | 0.074352 | 0.072765 | 0.071207 | 0.069677 | 0.068173 | 0.066718 | 0.065327 | 0.063991 | 0.062702 | 0.061455 | 0.060245 | 0.059067 | 0.05792 | 0.056799 | 0.055704 | 0.054633 | 0.053597 | 0.052579 | 0.051579 | 0.050596 | 0
F5_Industrial_Stone, Clay, and Glass_Existing_Process_Natural Gas_Gas Boiler - Insulate Hot Water Lines_A_Achievable Technical Potential | F5 | Industrial | Stone, Clay, and Glass | Existing | Process | Natural Gas | Gas Boiler - Insulate Hot Water Lines | A | Incremental Summer Peak Savings (MW) | Achievable Technical Potential | 0 | 0 | 0 | 0 | 0 | 0 | 0 | 0 | 0 | 0 | 0 | 0 | 0 | 0 | 0 | 0 | 0 | 0 | 0 | 0 | 0 | 0 | 0
F6_Industrial_Stone, Clay, and Glass_Existing_Process_Natural Gas_Gas Boiler - Insulate Hot Water Lines_A_Achievable Technical Potential | F6 | Industrial | Stone, Clay, and Glass | Existing | Process | Natural Gas | Gas Boiler - Insulate Hot Water Lines | A | Incremental Winter Peak Savings (MW) | Achievable Technical Potential | 0 | 0 | 0 | 0 | 0 | 0 | 0 | 0 | 0 | 0 | 0 | 0 | 0 | 0 | 0 | 0 | 0 | 0 | 0 | 0 | 0 | 0 | 0
F7_Industrial_Stone, Clay, and Glass_Existing_Process_Natural Gas_Gas Boiler - Insulate Hot Water Lines_A_Achievable Technical Potential | F7 | Industrial | Stone, Clay, and Glass | Existing | Process | Natural Gas | Gas Boiler - Insulate Hot Water Lines | A | Cumulative Energy Savings (MWh or mTherms) | Achievable Technical Potential | 0 | 0 | 0.074352 | 0.14681 | 0.21739 | 0.28613 | 0.35304 | 0.41828 | 0.48207 | 0.54449 | 0.60559 | 0.66541 | 0.72399 | 0.78136 | 0.83754 | 0.89255 | 0.94641 | 0.99912 | 1.051 | 1.1017 | 1.1512 | 1.1997 | 0
F8_Industrial_Stone, Clay, and Glass_Existing_Process_Natural Gas_Gas Boiler - Insulate Hot Water Lines_A_Achievable Technical Potential | F8 | Industrial | Stone, Clay, and Glass | Existing | Process | Natural Gas | Gas Boiler - Insulate Hot Water Lines | A | Cumulative Summer Peak Savings (MW) | Achievable Technical Potential | 0 | 0 | 0 | 0 | 0 | 0 | 0 | 0 | 0 | 0 | 0 | 0 | 0 | 0 | 0 | 0 | 0 | 0 | 0 | 0 | 0 | 0 | 0
F9_Industrial_Stone, Clay, and Glass_Existing_Process_Natural Gas_Gas Boiler - Insulate Hot Water Lines_A_Achievable Technical Potential | F9 | Industrial | Stone, Clay, and Glass | Existing | Process | Natural Gas | Gas Boiler - Insulate Hot Water Lines | A | Cumulative Winter Peak Savings (MW) | Achievable Technical Potential | 0 | 0 | 0 | 0 | 0 | 0 | 0 | 0 | 0 | 0 | 0 | 0 | 0 | 0 | 0 | 0 | 0 | 0 | 0 | 0 | 0 | 0 | 0
F10_Industrial_Stone, Clay, and Glass_Existing_Process_Natural Gas_Gas Boiler - Insulate Hot Water Lines_A_Achievable Technical Potential | F10 | Industrial | Stone, Clay, and Glass | Existing | Process | Natural Gas | Gas Boiler - Insulate Hot Water Lines | A | Purchases (Incremental) | Achievable Technical Potential | 0 | 0 | 1.4488 | 1.4238 | 1.3993 | 1.3751 | 1.3514 | 1.3281 | 1.3052 | 1.2827 | 1.2606 | 1.2389 | 1.2175 | 1.1965 | 1.1759 | 1.1556 | 1.1357 | 1.1161 | 1.0969 | 1.078 | 1.0594 | 1.0411 | 0
F11_Industrial_Stone, Clay, and Glass_Existing_Process_Natural Gas_Gas Boiler - Insulate Hot Water Lines_A_Achievable Technical Potential | F11 | Industrial | Stone, Clay, and Glass | Existing | Process | Natural Gas | Gas Boiler - Insulate Hot Water Lines | A | Purchases (Cumulative) | Achievable Technical Potential | 0 | 0 | 1.4488 | 2.8726 | 4.2719 | 5.647 | 6.9984 | 8.3266 | 9.6318 | 10.9145 | 12.1751 | 13.414 | 14.6315 | 15.828 | 17.0039 | 18.1595 | 19.2952 | 20.4114 | 21.5082 | 22.5862 | 23.6456 | 24.6867 | 0
F1_Industrial_Stone, Clay, and Glass_Existing_Process_Natural Gas_Process - Insulate Heated Process Fluids_A_Achievable Technical Potential | F1 | Industrial | Stone, Clay, and Glass | Existing | Process | Natural Gas | Process - Insulate Heated Process Fluids | A | Integrated Unit Energy Savings (kWh or therms) | Achievable Technical Potential | 0 | 0 | 1280.895 | 1280.882 | 1280.8728 | 1280.8652 | 1280.8584 | 1280.8523 | 1280.8469 | 1280.8419 | 1280.8375 | 1280.8335 | 1280.8299 | 1280.8267 | 1280.8239 | 1280.8213 | 1280.8189 | 1280.8165 | 1280.8142 | 1280.8119 | 1280.8097 | 1280.8076 | 0
F2_Industrial_Stone, Clay, and Glass_Existing_Process_Natural Gas_Process - Insulate Heated Process Fluids_A_Achievable Technical Potential | F2 | Industrial | Stone, Clay, and Glass | Existing | Process | Natural Gas | Process - Insulate Heated Process Fluids | A | Integrated Unit Summer Peak Savings (kW) | Achievable Technical Potential | 0 | 0 | 0 | 0 | 0 | 0 | 0 | 0 | 0 | 0 | 0 | 0 | 0 | 0 | 0 | 0 | 0 | 0 | 0 | 0 | 0 | 0 | 0
F3_Industrial_Stone, Clay, and Glass_Existing_Process_Natural Gas_Process - Insulate Heated Process Fluids_A_Achievable Technical Potential | F3 | Industrial | Stone, Clay, and Glass | Existing | Process | Natural Gas | Process - Insulate Heated Process Fluids | A | Integrated Unit Winter Peak Savings (kW) | Achievable Technical Potential | 0 | 0 | 0 | 0 | 0 | 0 | 0 | 0 | 0 | 0 | 0 | 0 | 0 | 0 | 0 | 0 | 0 | 0 | 0 | 0 | 0 | 0 | 0
F4_Industrial_Stone, Clay, and Glass_Existing_Process_Natural Gas_Process - Insulate Heated Process Fluids_A_Achievable Technical Potential | F4 | Industrial | Stone, Clay, and Glass | Existing | Process | Natural Gas | Process - Insulate Heated Process Fluids | A | Incremental Energy Savings (MWh or mTherms) | Achievable Technical Potential | 0 | 0 | 2.0297 | 1.9947 | 1.9603 | 1.9265 | 1.8933 | 1.6745 | 1.3165 | 1.0351 | 0.81377 | 0.63979 | 0.50301 | 0.39547 | 0.31092 | 0.24445 | 0.19218 | 0.1511 | 0.0010128 | 0.00035549 | 0.0001191 | 3.8167e-05 | 0
F5_Industrial_Stone, Clay, and Glass_Existing_Process_Natural Gas_Process - Insulate Heated Process Fluids_A_Achievable Technical Potential | F5 | Industrial | Stone, Clay, and Glass | Existing | Process | Natural Gas | Process - Insulate Heated Process Fluids | A | Incremental Summer Peak Savings (MW) | Achievable Technical Potential | 0 | 0 | 0 | 0 | 0 | 0 | 0 | 0 | 0 | 0 | 0 | 0 | 0 | 0 | 0 | 0 | 0 | 0 | 0 | 0 | 0 | 0 | 0
F6_Industrial_Stone, Clay, and Glass_Existing_Process_Natural Gas_Process - Insulate Heated Process Fluids_A_Achievable Technical Potential | F6 | Industrial | Stone, Clay, and Glass | Existing | Process | Natural Gas | Process - Insulate Heated Process Fluids | A | Incremental Winter Peak Savings (MW) | Achievable Technical Potential | 0 | 0 | 0 | 0 | 0 | 0 | 0 | 0 | 0 | 0 | 0 | 0 | 0 | 0 | 0 | 0 | 0 | 0 | 0 | 0 | 0 | 0 | 0
F7_Industrial_Stone, Clay, and Glass_Existing_Process_Natural Gas_Process - Insulate Heated Process Fluids_A_Achievable Technical Potential | F7 | Industrial | Stone, Clay, and Glass | Existing | Process | Natural Gas | Process - Insulate Heated Process Fluids | A | Cumulative Energy Savings (MWh or mTherms) | Achievable Technical Potential | 0 | 0 | 2.0297 | 4.0244 | 5.9847 | 7.9111 | 9.8043 | 11.4788 | 12.7953 | 13.8303 | 14.6441 | 15.2838 | 15.7868 | 16.1822 | 16.4931 | 16.7375 | 16.9297 | 17.0807 | 17.0817 | 17.082 | 17.0821 | 17.0821 | 0
F8_Industrial_Stone, Clay, and Glass_Existing_Process_Natural Gas_Process - Insulate Heated Process Fluids_A_Achievable Technical Potential | F8 | Industrial | Stone, Clay, and Glass | Existing | Process | Natural Gas | Process - Insulate Heated Process Fluids | A | Cumulative Summer Peak Savings (MW) | Achievable Technical Potential | 0 | 0 | 0 | 0 | 0 | 0 | 0 | 0 | 0 | 0 | 0 | 0 | 0 | 0 | 0 | 0 | 0 | 0 | 0 | 0 | 0 | 0 | 0
F9_Industrial_Stone, Clay, and Glass_Existing_Process_Natural Gas_Process - Insulate Heated Process Fluids_A_Achievable Technical Potential | F9 | Industrial | Stone, Clay, and Glass | Existing | Process | Natural Gas | Process - Insulate Heated Process Fluids | A | Cumulative Winter Peak Savings (MW) | Achievable Technical Potential | 0 | 0 | 0 | 0 | 0 | 0 | 0 | 0 | 0 | 0 | 0 | 0 | 0 | 0 | 0 | 0 | 0 | 0 | 0 | 0 | 0 | 0 | 0
F10_Industrial_Stone, Clay, and Glass_Existing_Process_Natural Gas_Process - Insulate Heated Process Fluids_A_Achievable Technical Potential | F10 | Industrial | Stone, Clay, and Glass | Existing | Process | Natural Gas | Process - Insulate Heated Process Fluids | A | Purchases (Incremental) | Achievable Technical Potential | 0 | 0 | 1.5846 | 1.5573 | 1.5304 | 1.5041 | 1.4781 | 1.3074 | 1.0279 | 0.80811 | 0.63534 | 0.49951 | 0.39272 | 0.30876 | 0.24275 | 0.19085 | 0.15005 | 0.11797 | 0.00079077 | 0.00027755 | 9.2987e-05 | 2.9799e-05 | 0
F11_Industrial_Stone, Clay, and Glass_Existing_Process_Natural Gas_Process - Insulate Heated Process Fluids_A_Achievable Technical Potential | F11 | Industrial | Stone, Clay, and Glass | Existing | Process | Natural Gas | Process - Insulate Heated Process Fluids | A | Purchases (Cumulative) | Achievable Technical Potential | 0 | 0 | 1.5846 | 3.1419 | 4.6723 | 6.1764 | 7.6545 | 8.9619 | 9.9897 | 10.7979 | 11.4332 | 11.9327 | 12.3254 | 12.6342 | 12.8769 | 13.0678 | 13.2178 | 13.3358 | 13.3366 | 13.3369 | 13.337 | 13.337 | 0
F1_Industrial_Stone, Clay, and Glass_Existing_Process_Natural Gas_Process Heat Recovery_A_Achievable Technical Potential | F1 | Industrial | Stone, Clay, and Glass | Existing | Process | Natural Gas | Process Heat Recovery | A | Integrated Unit Energy Savings (kWh or therms) | Achievable Technical Potential | 0 | 0 | 73.311 | 73.2309 | 73.1497 | 73.0671 | 72.9832 | 72.9056 | 72.8406 | 72.7857 | 72.7388 | 72.6983 | 72.6628 | 72.6312 | 72.6028 | 72.5769 | 72.5529 | 72.5303 | 72.5148 | 72.499 | 72.483 | 72.4667 | 0
F2_Industrial_Stone, Clay, and Glass_Existing_Process_Natural Gas_Process Heat Recovery_A_Achievable Technical Potential | F2 | Industrial | Stone, Clay, and Glass | Existing | Process | Natural Gas | Process Heat Recovery | A | Integrated Unit Summer Peak Savings (kW) | Achievable Technical Potential | 0 | 0 | 0 | 0 | 0 | 0 | 0 | 0 | 0 | 0 | 0 | 0 | 0 | 0 | 0 | 0 | 0 | 0 | 0 | 0 | 0 | 0 | 0
F3_Industrial_Stone, Clay, and Glass_Existing_Process_Natural Gas_Process Heat Recovery_A_Achievable Technical Potential | F3 | Industrial | Stone, Clay, and Glass | Existing | Process | Natural Gas | Process Heat Recovery | A | Integrated Unit Winter Peak Savings (kW) | Achievable Technical Potential | 0 | 0 | 0 | 0 | 0 | 0 | 0 | 0 | 0 | 0 | 0 | 0 | 0 | 0 | 0 | 0 | 0 | 0 | 0 | 0 | 0 | 0 | 0
F4_Industrial_Stone, Clay, and Glass_Existing_Process_Natural Gas_Process Heat Recovery_A_Achievable Technical Potential | F4 | Industrial | Stone, Clay, and Glass | Existing | Process | Natural Gas | Process Heat Recovery | A | Incremental Energy Savings (MWh or mTherms) | Achievable Technical Potential | 0 | 0 | 4.1821 | 4.1055 | 4.0302 | 3.9563 | 3.8836 | 3.4313 | 2.6953 | 2.1175 | 1.6637 | 1.3073 | 1.0273 | 0.80732 | 0.63447 | 0.49865 | 0.39191 | 0.30803 | 0.0020643 | 0.00072439 | 0.00024264 | 7.774e-05 | 0
F5_Industrial_Stone, Clay, and Glass_Existing_Process_Natural Gas_Process Heat Recovery_A_Achievable Technical Potential | F5 | Industrial | Stone, Clay, and Glass | Existing | Process | Natural Gas | Process Heat Recovery | A | Incremental Summer Peak Savings (MW) | Achievable Technical Potential | 0 | 0 | 0 | 0 | 0 | 0 | 0 | 0 | 0 | 0 | 0 | 0 | 0 | 0 | 0 | 0 | 0 | 0 | 0 | 0 | 0 | 0 | 0
F6_Industrial_Stone, Clay, and Glass_Existing_Process_Natural Gas_Process Heat Recovery_A_Achievable Technical Potential | F6 | Industrial | Stone, Clay, and Glass | Existing | Process | Natural Gas | Process Heat Recovery | A | Incremental Winter Peak Savings (MW) | Achievable Technical Potential | 0 | 0 | 0 | 0 | 0 | 0 | 0 | 0 | 0 | 0 | 0 | 0 | 0 | 0 | 0 | 0 | 0 | 0 | 0 | 0 | 0 | 0 | 0
F7_Industrial_Stone, Clay, and Glass_Existing_Process_Natural Gas_Process Heat Recovery_A_Achievable Technical Potential | F7 | Industrial | Stone, Clay, and Glass | Existing | Process | Natural Gas | Process Heat Recovery | A | Cumulative Energy Savings (MWh or mTherms) | Achievable Technical Potential | 0 | 0 | 4.1821 | 8.283 | 12.3041 | 16.2465 | 20.1114 | 23.5213 | 26.1957 | 28.2935 | 29.9389 | 31.2295 | 32.2416 | 33.0349 | 33.6565 | 34.1431 | 34.5237 | 34.821 | 34.8156 | 34.8088 | 34.8013 | 34.7936 | 0
F8_Industrial_Stone, Clay, and Glass_Existing_Process_Natural Gas_Process Heat Recovery_A_Achievable Technical Potential | F8 | Industrial | Stone, Clay, and Glass | Existing | Process | Natural Gas | Process Heat Recovery | A | Cumulative Summer Peak Savings (MW) | Achievable Technical Potential | 0 | 0 | 0 | 0 | 0 | 0 | 0 | 0 | 0 | 0 | 0 | 0 | 0 | 0 | 0 | 0 | 0 | 0 | 0 | 0 | 0 | 0 | 0
F9_Industrial_Stone, Clay, and Glass_Existing_Process_Natural Gas_Process Heat Recovery_A_Achievable Technical Potential | F9 | Industrial | Stone, Clay, and Glass | Existing | Process | Natural Gas | Process Heat Recovery | A | Cumulative Winter Peak Savings (MW) | Achievable Technical Potential | 0 | 0 | 0 | 0 | 0 | 0 | 0 | 0 | 0 | 0 | 0 | 0 | 0 | 0 | 0 | 0 | 0 | 0 | 0 | 0 | 0 | 0 | 0
F10_Industrial_Stone, Clay, and Glass_Existing_Process_Natural Gas_Process Heat Recovery_A_Achievable Technical Potential | F10 | Industrial | Stone, Clay, and Glass | Existing | Process | Natural Gas | Process Heat Recovery | A | Purchases (Incremental) | Achievable Technical Potential | 0 | 0 | 57.0459 | 56.0624 | 55.0958 | 54.1458 | 53.2123 | 47.0654 | 37.0031 | 29.0921 | 22.8724 | 17.9824 | 14.1379 | 11.1153 | 8.739 | 6.8706 | 5.4017 | 4.2469 | 0.028468 | 0.0099917 | 0.0033475 | 0.0010728 | 0
F11_Industrial_Stone, Clay, and Glass_Existing_Process_Natural Gas_Process Heat Recovery_A_Achievable Technical Potential | F11 | Industrial | Stone, Clay, and Glass | Existing | Process | Natural Gas | Process Heat Recovery | A | Purchases (Cumulative) | Achievable Technical Potential | 0 | 0 | 57.0459 | 113.1083 | 168.2041 | 222.3499 | 275.5622 | 322.6276 | 359.6307 | 388.7228 | 411.5952 | 429.5777 | 443.7156 | 454.8309 | 463.5699 | 470.4405 | 475.8422 | 480.0891 | 480.1176 | 480.1276 | 480.1309 | 480.132 | 0
F1_Industrial_Stone, Clay, and Glass_Existing_Space Heating_Natural Gas_Building Automation System_A_Achievable Technical Potential | F1 | Industrial | Stone, Clay, and Glass | Existing | Space Heating | Natural Gas | Building Automation System | A | Integrated Unit Energy Savings (kWh or therms) | Achievable Technical Potential | 0 | 0 | 0.015595 | 0.015527 | 0.015455 | 0.015379 | 0.015299 | 0.015215 | 0.015125 | 0.015029 | 0.014929 | 0.014825 | 0.014717 | 0.014605 | 0.014489 | 0.014371 | 0.014249 | 0.014132 | 0.014022 | 0.013917 | 0.013818 | 0.013725 | 0
F2_Industrial_Stone, Clay, and Glass_Existing_Space Heating_Natural Gas_Building Automation System_A_Achievable Technical Potential | F2 | Industrial | Stone, Clay, and Glass | Existing | Space Heating | Natural Gas | Building Automation System | A | Integrated Unit Summer Peak Savings (kW) | Achievable Technical Potential | 0 | 0 | 0 | 0 | 0 | 0 | 0 | 0 | 0 | 0 | 0 | 0 | 0 | 0 | 0 | 0 | 0 | 0 | 0 | 0 | 0 | 0 | 0
F3_Industrial_Stone, Clay, and Glass_Existing_Space Heating_Natural Gas_Building Automation System_A_Achievable Technical Potential | F3 | Industrial | Stone, Clay, and Glass | Existing | Space Heating | Natural Gas | Building Automation System | A | Integrated Unit Winter Peak Savings (kW) | Achievable Technical Potential | 0 | 0 | 0 | 0 | 0 | 0 | 0 | 0 | 0 | 0 | 0 | 0 | 0 | 0 | 0 | 0 | 0 | 0 | 0 | 0 | 0 | 0 | 0
F4_Industrial_Stone, Clay, and Glass_Existing_Space Heating_Natural Gas_Building Automation System_A_Achievable Technical Potential | F4 | Industrial | Stone, Clay, and Glass | Existing | Space Heating | Natural Gas | Building Automation System | A | Incremental Energy Savings (MWh or mTherms) | Achievable Technical Potential | 0 | 0 | 0.012799 | 0.025033 | 0.043478 | 0.069164 | 0.10264 | 0.14366 | 0.19092 | 0.2417 | 0.29183 | 0.33583 | 0.36759 | 0.38138 | 0.3734 | 0.34308 | 0.29394 | 0.23694 | 0.17667 | 0.1193 | 0.074374 | 0.047348 | 0
F5_Industrial_Stone, Clay, and Glass_Existing_Space Heating_Natural Gas_Building Automation System_A_Achievable Technical Potential | F5 | Industrial | Stone, Clay, and Glass | Existing | Space Heating | Natural Gas | Building Automation System | A | Incremental Summer Peak Savings (MW) | Achievable Technical Potential | 0 | 0 | 0 | 0 | 0 | 0 | 0 | 0 | 0 | 0 | 0 | 0 | 0 | 0 | 0 | 0 | 0 | 0 | 0 | 0 | 0 | 0 | 0
F6_Industrial_Stone, Clay, and Glass_Existing_Space Heating_Natural Gas_Building Automation System_A_Achievable Technical Potential | F6 | Industrial | Stone, Clay, and Glass | Existing | Space Heating | Natural Gas | Building Automation System | A | Incremental Winter Peak Savings (MW) | Achievable Technical Potential | 0 | 0 | 0 | 0 | 0 | 0 | 0 | 0 | 0 | 0 | 0 | 0 | 0 | 0 | 0 | 0 | 0 | 0 | 0 | 0 | 0 | 0 | 0
F7_Industrial_Stone, Clay, and Glass_Existing_Space Heating_Natural Gas_Building Automation System_A_Achievable Technical Potential | F7 | Industrial | Stone, Clay, and Glass | Existing | Space Heating | Natural Gas | Building Automation System | A | Cumulative Energy Savings (MWh or mTherms) | Achievable Technical Potential | 0 | 0 | 0.012799 | 0.037776 | 0.081079 | 0.14985 | 0.25171 | 0.39398 | 0.58257 | 0.82059 | 1.1069 | 1.435 | 1.7922 | 2.1599 | 2.5163 | 2.8387 | 3.1086 | 3.3201 | 3.4708 | 3.5642 | 3.6132 | 3.6362 | 0
F8_Industrial_Stone, Clay, and Glass_Existing_Space Heating_Natural Gas_Building Automation System_A_Achievable Technical Potential | F8 | Industrial | Stone, Clay, and Glass | Existing | Space Heating | Natural Gas | Building Automation System | A | Cumulative Summer Peak Savings (MW) | Achievable Technical Potential | 0 | 0 | 0 | 0 | 0 | 0 | 0 | 0 | 0 | 0 | 0 | 0 | 0 | 0 | 0 | 0 | 0 | 0 | 0 | 0 | 0 | 0 | 0
F9_Industrial_Stone, Clay, and Glass_Existing_Space Heating_Natural Gas_Building Automation System_A_Achievable Technical Potential | F9 | Industrial | Stone, Clay, and Glass | Existing | Space Heating | Natural Gas | Building Automation System | A | Cumulative Winter Peak Savings (MW) | Achievable Technical Potential | 0 | 0 | 0 | 0 | 0 | 0 | 0 | 0 | 0 | 0 | 0 | 0 | 0 | 0 | 0 | 0 | 0 | 0 | 0 | 0 | 0 | 0 | 0
F10_Industrial_Stone, Clay, and Glass_Existing_Space Heating_Natural Gas_Building Automation System_A_Achievable Technical Potential | F10 | Industrial | Stone, Clay, and Glass | Existing | Space Heating | Natural Gas | Building Automation System | A | Purchases (Incremental) | Achievable Technical Potential | 0 | 0 | 820.7132 | 1612.2664 | 2813.296 | 4497.3113 | 6708.5957 | 9442.4849 | 12622.9179 | 16081.7251 | 19547.3857 | 22653.58 | 24977.6403 | 26113.3772 | 25770.2868 | 23873.9993 | 20628.6783 | 16765.5564 | 12599.6727 | 8572.4564 | 5382.4187 | 3449.7511 | 0
F11_Industrial_Stone, Clay, and Glass_Existing_Space Heating_Natural Gas_Building Automation System_A_Achievable Technical Potential | F11 | Industrial | Stone, Clay, and Glass | Existing | Space Heating | Natural Gas | Building Automation System | A | Purchases (Cumulative) | Achievable Technical Potential | 0 | 0 | 820.7132 | 2432.9796 | 5246.2755 | 9743.5868 | 16452.1825 | 25894.6674 | 38517.5852 | 54599.3103 | 74146.696 | 96800.276 | 121777.9164 | 147891.2935 | 173661.5803 | 197535.5795 | 218164.2578 | 234929.8143 | 247529.487 | 256101.9434 | 261484.3621 | 264934.1133 | 0
F1_Industrial_Stone, Clay, and Glass_Existing_Space Heating_Natural Gas_Steam System Efficiency Improvements_A_Achievable Technical Potential | F1 | Industrial | Stone, Clay, and Glass | Existing | Space Heating | Natural Gas | Steam System Efficiency Improvements | A | Integrated Unit Energy Savings (kWh or therms) | Achievable Technical Potential | 0 | 0 | 0.13861 | 0.1369 | 0.13461 | 0.13167 | 0.12809 | 0.12399 | 0.11954 | 0.11497 | 0.11049 | 0.10626 | 0.10237 | 0.098867 | 0.095743 | 0.092975 | 0.090527 | 0.088394 | 0.086532 | 0.084878 | 0.083466 | 0.082147 | 0
F2_Industrial_Stone, Clay, and Glass_Existing_Space Heating_Natural Gas_Steam System Efficiency Improvements_A_Achievable Technical Potential | F2 | Industrial | Stone, Clay, and Glass | Existing | Space Heating | Natural Gas | Steam System Efficiency Improvements | A | Integrated Unit Summer Peak Savings (kW) | Achievable Technical Potential | 0 | 0 | 0 | 0 | 0 | 0 | 0 | 0 | 0 | 0 | 0 | 0 | 0 | 0 | 0 | 0 | 0 | 0 | 0 | 0 | 0 | 0 | 0
F3_Industrial_Stone, Clay, and Glass_Existing_Space Heating_Natural Gas_Steam System Efficiency Improvements_A_Achievable Technical Potential | F3 | Industrial | Stone, Clay, and Glass | Existing | Space Heating | Natural Gas | Steam System Efficiency Improvements | A | Integrated Unit Winter Peak Savings (kW) | Achievable Technical Potential | 0 | 0 | 0 | 0 | 0 | 0 | 0 | 0 | 0 | 0 | 0 | 0 | 0 | 0 | 0 | 0 | 0 | 0 | 0 | 0 | 0 | 0 | 0
F4_Industrial_Stone, Clay, and Glass_Existing_Space Heating_Natural Gas_Steam System Efficiency Improvements_A_Achievable Technical Potential | F4 | Industrial | Stone, Clay, and Glass | Existing | Space Heating | Natural Gas | Steam System Efficiency Improvements | A | Incremental Energy Savings (MWh or mTherms) | Achievable Technical Potential | 0 | 0 | 0.00080625 | 0.0015643 | 0.0026839 | 0.0041968 | 0.0060901 | 0.0082971 | 0.010694 | 0.013104 | 0.015307 | 0.01706 | 0.018122 | 0.018297 | 0.017486 | 0.015731 | 0.013235 | 0.010503 | 0.0077269 | 0.0051567 | 0.0031839 | 0.0020084 | 0
F5_Industrial_Stone, Clay, and Glass_Existing_Space Heating_Natural Gas_Steam System Efficiency Improvements_A_Achievable Technical Potential | F5 | Industrial | Stone, Clay, and Glass | Existing | Space Heating | Natural Gas | Steam System Efficiency Improvements | A | Incremental Summer Peak Savings (MW) | Achievable Technical Potential | 0 | 0 | 0 | 0 | 0 | 0 | 0 | 0 | 0 | 0 | 0 | 0 | 0 | 0 | 0 | 0 | 0 | 0 | 0 | 0 | 0 | 0 | 0
F6_Industrial_Stone, Clay, and Glass_Existing_Space Heating_Natural Gas_Steam System Efficiency Improvements_A_Achievable Technical Potential | F6 | Industrial | Stone, Clay, and Glass | Existing | Space Heating | Natural Gas | Steam System Efficiency Improvements | A | Incremental Winter Peak Savings (MW) | Achievable Technical Potential | 0 | 0 | 0 | 0 | 0 | 0 | 0 | 0 | 0 | 0 | 0 | 0 | 0 | 0 | 0 | 0 | 0 | 0 | 0 | 0 | 0 | 0 | 0
F7_Industrial_Stone, Clay, and Glass_Existing_Space Heating_Natural Gas_Steam System Efficiency Improvements_A_Achievable Technical Potential | F7 | Industrial | Stone, Clay, and Glass | Existing | Space Heating | Natural Gas | Steam System Efficiency Improvements | A | Cumulative Energy Savings (MWh or mTherms) | Achievable Technical Potential | 0 | 0 | 0.00080625 | 0.0023606 | 0.005005 | 0.0090925 | 0.014935 | 0.022754 | 0.032632 | 0.044488 | 0.058062 | 0.072897 | 0.088352 | 0.10362 | 0.11784 | 0.13016 | 0.13997 | 0.14717 | 0.1518 | 0.15406 | 0.15468 | 0.15424 | 0
F8_Industrial_Stone, Clay, and Glass_Existing_Space Heating_Natural Gas_Steam System Efficiency Improvements_A_Achievable Technical Potential | F8 | Industrial | Stone, Clay, and Glass | Existing | Space Heating | Natural Gas | Steam System Efficiency Improvements | A | Cumulative Summer Peak Savings (MW) | Achievable Technical Potential | 0 | 0 | 0 | 0 | 0 | 0 | 0 | 0 | 0 | 0 | 0 | 0 | 0 | 0 | 0 | 0 | 0 | 0 | 0 | 0 | 0 | 0 | 0
F9_Industrial_Stone, Clay, and Glass_Existing_Space Heating_Natural Gas_Steam System Efficiency Improvements_A_Achievable Technical Potential | F9 | Industrial | Stone, Clay, and Glass | Existing | Space Heating | Natural Gas | Steam System Efficiency Improvements | A | Cumulative Winter Peak Savings (MW) | Achievable Technical Potential | 0 | 0 | 0 | 0 | 0 | 0 | 0 | 0 | 0 | 0 | 0 | 0 | 0 | 0 | 0 | 0 | 0 | 0 | 0 | 0 | 0 | 0 | 0
F10_Industrial_Stone, Clay, and Glass_Existing_Space Heating_Natural Gas_Steam System Efficiency Improvements_A_Achievable Technical Potential | F10 | Industrial | Stone, Clay, and Glass | Existing | Space Heating | Natural Gas | Steam System Efficiency Improvements | A | Purchases (Incremental) | Achievable Technical Potential | 0 | 0 | 5.8165 | 11.4263 | 19.9382 | 31.873 | 47.5446 | 66.92 | 89.4602 | 113.9732 | 138.5347 | 160.5487 | 177.0196 | 185.0687 | 182.6372 | 169.198 | 146.198 | 118.8195 | 89.2954 | 60.754 | 38.1459 | 24.4488 | 0
F11_Industrial_Stone, Clay, and Glass_Existing_Space Heating_Natural Gas_Steam System Efficiency Improvements_A_Achievable Technical Potential | F11 | Industrial | Stone, Clay, and Glass | Existing | Space Heating | Natural Gas | Steam System Efficiency Improvements | A | Purchases (Cumulative) | Achievable Technical Potential | 0 | 0 | 5.8165 | 17.2428 | 37.181 | 69.054 | 116.5986 | 183.5187 | 272.9788 | 386.952 | 525.4867 | 686.0354 | 863.055 | 1048.1237 | 1230.7609 | 1399.9588 | 1546.1568 | 1664.9763 | 1754.2718 | 1815.0258 | 1853.1717 | 1877.6205 | 0
F1_Industrial_Stone, Clay, and Glass_Existing_Process_Natural Gas_Steam System Efficiency Improvements_A_Achievable Technical Potential | F1 | Industrial | Stone, Clay, and Glass | Existing | Process | Natural Gas | Steam System Efficiency Improvements | A | Integrated Unit Energy Savings (kWh or therms) | Achievable Technical Potential | 0 | 0 | 0.082332 | 0.08198 | 0.081623 | 0.08126 | 0.080891 | 0.080543 | 0.080238 | 0.079966 | 0.079721 | 0.079497 | 0.07929 | 0.079095 | 0.078911 | 0.078735 | 0.078563 | 0.078396 | 0.078252 | 0.078105 | 0.077956 | 0.077805 | 0
F2_Industrial_Stone, Clay, and Glass_Existing_Process_Natural Gas_Steam System Efficiency Improvements_A_Achievable Technical Potential | F2 | Industrial | Stone, Clay, and Glass | Existing | Process | Natural Gas | Steam System Efficiency Improvements | A | Integrated Unit Summer Peak Savings (kW) | Achievable Technical Potential | 0 | 0 | 0 | 0 | 0 | 0 | 0 | 0 | 0 | 0 | 0 | 0 | 0 | 0 | 0 | 0 | 0 | 0 | 0 | 0 | 0 | 0 | 0
F3_Industrial_Stone, Clay, and Glass_Existing_Process_Natural Gas_Steam System Efficiency Improvements_A_Achievable Technical Potential | F3 | Industrial | Stone, Clay, and Glass | Existing | Process | Natural Gas | Steam System Efficiency Improvements | A | Integrated Unit Winter Peak Savings (kW) | Achievable Technical Potential | 0 | 0 | 0 | 0 | 0 | 0 | 0 | 0 | 0 | 0 | 0 | 0 | 0 | 0 | 0 | 0 | 0 | 0 | 0 | 0 | 0 | 0 | 0
F4_Industrial_Stone, Clay, and Glass_Existing_Process_Natural Gas_Steam System Efficiency Improvements_A_Achievable Technical Potential | F4 | Industrial | Stone, Clay, and Glass | Existing | Process | Natural Gas | Steam System Efficiency Improvements | A | Incremental Energy Savings (MWh or mTherms) | Achievable Technical Potential | 0 | 0 | 1.8353e-05 | 3.59e-05 | 6.237e-05 | 9.9261e-05 | 0.0001474 | 0.00020657 | 0.0002751 | 0.00034929 | 0.00042327 | 0.00048915 | 0.00053792 | 0.000561 | 0.00055234 | 0.00051055 | 0.00044019 | 0.000357 | 0.0002678 | 0.00018186 | 0.00011397 | 7.2903e-05 | 0
F5_Industrial_Stone, Clay, and Glass_Existing_Process_Natural Gas_Steam System Efficiency Improvements_A_Achievable Technical Potential | F5 | Industrial | Stone, Clay, and Glass | Existing | Process | Natural Gas | Steam System Efficiency Improvements | A | Incremental Summer Peak Savings (MW) | Achievable Technical Potential | 0 | 0 | 0 | 0 | 0 | 0 | 0 | 0 | 0 | 0 | 0 | 0 | 0 | 0 | 0 | 0 | 0 | 0 | 0 | 0 | 0 | 0 | 0
F6_Industrial_Stone, Clay, and Glass_Existing_Process_Natural Gas_Steam System Efficiency Improvements_A_Achievable Technical Potential | F6 | Industrial | Stone, Clay, and Glass | Existing | Process | Natural Gas | Steam System Efficiency Improvements | A | Incremental Winter Peak Savings (MW) | Achievable Technical Potential | 0 | 0 | 0 | 0 | 0 | 0 | 0 | 0 | 0 | 0 | 0 | 0 | 0 | 0 | 0 | 0 | 0 | 0 | 0 | 0 | 0 | 0 | 0
F7_Industrial_Stone, Clay, and Glass_Existing_Process_Natural Gas_Steam System Efficiency Improvements_A_Achievable Technical Potential | F7 | Industrial | Stone, Clay, and Glass | Existing | Process | Natural Gas | Steam System Efficiency Improvements | A | Cumulative Energy Savings (MWh or mTherms) | Achievable Technical Potential | 0 | 0 | 1.8353e-05 | 5.4175e-05 | 0.00011631 | 0.00021505 | 0.00036147 | 0.00056649 | 0.00083944 | 0.0011859 | 0.0016055 | 0.0020902 | 0.0026226 | 0.0031772 | 0.0037221 | 0.0042244 | 0.0046554 | 0.0050025 | 0.005261 | 0.005433 | 0.0055367 | 0.0055988 | 0
F8_Industrial_Stone, Clay, and Glass_Existing_Process_Natural Gas_Steam System Efficiency Improvements_A_Achievable Technical Potential | F8 | Industrial | Stone, Clay, and Glass | Existing | Process | Natural Gas | Steam System Efficiency Improvements | A | Cumulative Summer Peak Savings (MW) | Achievable Technical Potential | 0 | 0 | 0 | 0 | 0 | 0 | 0 | 0 | 0 | 0 | 0 | 0 | 0 | 0 | 0 | 0 | 0 | 0 | 0 | 0 | 0 | 0 | 0
F9_Industrial_Stone, Clay, and Glass_Existing_Process_Natural Gas_Steam System Efficiency Improvements_A_Achievable Technical Potential | F9 | Industrial | Stone, Clay, and Glass | Existing | Process | Natural Gas | Steam System Efficiency Improvements | A | Cumulative Winter Peak Savings (MW) | Achievable Technical Potential | 0 | 0 | 0 | 0 | 0 | 0 | 0 | 0 | 0 | 0 | 0 | 0 | 0 | 0 | 0 | 0 | 0 | 0 | 0 | 0 | 0 | 0 | 0
F10_Industrial_Stone, Clay, and Glass_Existing_Process_Natural Gas_Steam System Efficiency Improvements_A_Achievable Technical Potential | F10 | Industrial | Stone, Clay, and Glass | Existing | Process | Natural Gas | Steam System Efficiency Improvements | A | Purchases (Incremental) | Achievable Technical Potential | 0 | 0 | 0.22292 | 0.43791 | 0.76413 | 1.2215 | 1.8221 | 2.5647 | 3.4286 | 4.368 | 5.3093 | 6.153 | 6.7843 | 7.0927 | 6.9995 | 6.4845 | 5.603 | 4.5537 | 3.4222 | 2.3284 | 1.4619 | 0.937 | 0
F11_Industrial_Stone, Clay, and Glass_Existing_Process_Natural Gas_Steam System Efficiency Improvements_A_Achievable Technical Potential | F11 | Industrial | Stone, Clay, and Glass | Existing | Process | Natural Gas | Steam System Efficiency Improvements | A | Purchases (Cumulative) | Achievable Technical Potential | 0 | 0 | 0.22292 | 0.66083 | 1.425 | 2.6465 | 4.4686 | 7.0333 | 10.4619 | 14.8299 | 20.1392 | 26.2922 | 33.0765 | 40.1692 | 47.1688 | 53.6533 | 59.2563 | 63.81 | 67.2323 | 69.5606 | 71.0226 | 71.9596 | 0
F1_Industrial_Stone, Clay, and Glass_Existing_Space Heating_Natural Gas_Strategic Energy Management_A_Achievable Technical Potential | F1 | Industrial | Stone, Clay, and Glass | Existing | Space Heating | Natural Gas | Strategic Energy Management | A | Integrated Unit Energy Savings (kWh or therms) | Achievable Technical Potential | 0 | 0 | 19.6142 | 19.5481 | 19.4786 | 19.4052 | 19.3271 | 19.2433 | 19.1535 | 19.0571 | 18.9544 | 18.8462 | 18.7326 | 18.6136 | 18.4895 | 18.3607 | 18.2282 | 18.1021 | 17.9836 | 17.8726 | 17.7693 | 17.6738 | 0
F2_Industrial_Stone, Clay, and Glass_Existing_Space Heating_Natural Gas_Strategic Energy Management_A_Achievable Technical Potential | F2 | Industrial | Stone, Clay, and Glass | Existing | Space Heating | Natural Gas | Strategic Energy Management | A | Integrated Unit Summer Peak Savings (kW) | Achievable Technical Potential | 0 | 0 | 0 | 0 | 0 | 0 | 0 | 0 | 0 | 0 | 0 | 0 | 0 | 0 | 0 | 0 | 0 | 0 | 0 | 0 | 0 | 0 | 0
F3_Industrial_Stone, Clay, and Glass_Existing_Space Heating_Natural Gas_Strategic Energy Management_A_Achievable Technical Potential | F3 | Industrial | Stone, Clay, and Glass | Existing | Space Heating | Natural Gas | Strategic Energy Management | A | Integrated Unit Winter Peak Savings (kW) | Achievable Technical Potential | 0 | 0 | 0 | 0 | 0 | 0 | 0 | 0 | 0 | 0 | 0 | 0 | 0 | 0 | 0 | 0 | 0 | 0 | 0 | 0 | 0 | 0 | 0
F4_Industrial_Stone, Clay, and Glass_Existing_Space Heating_Natural Gas_Strategic Energy Management_A_Achievable Technical Potential | F4 | Industrial | Stone, Clay, and Glass | Existing | Space Heating | Natural Gas | Strategic Energy Management | A | Incremental Energy Savings (MWh or mTherms) | Achievable Technical Potential | 0 | 0 | 0.080565 | 0.078909 | 0.077272 | 0.075654 | 0.07405 | 0.072458 | 0.070876 | 0.069304 | 0.067742 | 0.066194 | 0.06466 | 0.063142 | 0.061639 | 0.060155 | 0.058691 | 0.05728 | 0.055924 | 0.054621 | 0.053369 | 0.052167 | 0
F5_Industrial_Stone, Clay, and Glass_Existing_Space Heating_Natural Gas_Strategic Energy Management_A_Achievable Technical Potential | F5 | Industrial | Stone, Clay, and Glass | Existing | Space Heating | Natural Gas | Strategic Energy Management | A | Incremental Summer Peak Savings (MW) | Achievable Technical Potential | 0 | 0 | 0 | 0 | 0 | 0 | 0 | 0 | 0 | 0 | 0 | 0 | 0 | 0 | 0 | 0 | 0 | 0 | 0 | 0 | 0 | 0 | 0
F6_Industrial_Stone, Clay, and Glass_Existing_Space Heating_Natural Gas_Strategic Energy Management_A_Achievable Technical Potential | F6 | Industrial | Stone, Clay, and Glass | Existing | Space Heating | Natural Gas | Strategic Energy Management | A | Incremental Winter Peak Savings (MW) | Achievable Technical Potential | 0 | 0 | 0 | 0 | 0 | 0 | 0 | 0 | 0 | 0 | 0 | 0 | 0 | 0 | 0 | 0 | 0 | 0 | 0 | 0 | 0 | 0 | 0
F7_Industrial_Stone, Clay, and Glass_Existing_Space Heating_Natural Gas_Strategic Energy Management_A_Achievable Technical Potential | F7 | Industrial | Stone, Clay, and Glass | Existing | Space Heating | Natural Gas | Strategic Energy Management | A | Cumulative Energy Savings (MWh or mTherms) | Achievable Technical Potential | 0 | 0 | 0.080565 | 0.1592 | 0.23591 | 0.31067 | 0.38347 | 0.45427 | 0.52302 | 0.58969 | 0.65426 | 0.71672 | 0.77706 | 0.83526 | 0.89133 | 0.94528 | 0.99715 | 1.0475 | 1.0966 | 1.1445 | 1.1912 | 1.237 | 0
F8_Industrial_Stone, Clay, and Glass_Existing_Space Heating_Natural Gas_Strategic Energy Management_A_Achievable Technical Potential | F8 | Industrial | Stone, Clay, and Glass | Existing | Space Heating | Natural Gas | Strategic Energy Management | A | Cumulative Summer Peak Savings (MW) | Achievable Technical Potential | 0 | 0 | 0 | 0 | 0 | 0 | 0 | 0 | 0 | 0 | 0 | 0 | 0 | 0 | 0 | 0 | 0 | 0 | 0 | 0 | 0 | 0 | 0
F9_Industrial_Stone, Clay, and Glass_Existing_Space Heating_Natural Gas_Strategic Energy Management_A_Achievable Technical Potential | F9 | Industrial | Stone, Clay, and Glass | Existing | Space Heating | Natural Gas | Strategic Energy Management | A | Cumulative Winter Peak Savings (MW) | Achievable Technical Potential | 0 | 0 | 0 | 0 | 0 | 0 | 0 | 0 | 0 | 0 | 0 | 0 | 0 | 0 | 0 | 0 | 0 | 0 | 0 | 0 | 0 | 0 | 0
F10_Industrial_Stone, Clay, and Glass_Existing_Space Heating_Natural Gas_Strategic Energy Management_A_Achievable Technical Potential | F10 | Industrial | Stone, Clay, and Glass | Existing | Space Heating | Natural Gas | Strategic Energy Management | A | Purchases (Incremental) | Achievable Technical Potential | 0 | 0 | 4.1075 | 4.0366 | 3.967 | 3.8986 | 3.8314 | 3.7654 | 3.7004 | 3.6366 | 3.5739 | 3.5123 | 3.4518 | 3.3922 | 3.3338 | 3.2763 | 3.2198 | 3.1643 | 3.1097 | 3.0561 | 3.0034 | 2.9516 | 0
F11_Industrial_Stone, Clay, and Glass_Existing_Space Heating_Natural Gas_Strategic Energy Management_A_Achievable Technical Potential | F11 | Industrial | Stone, Clay, and Glass | Existing | Space Heating | Natural Gas | Strategic Energy Management | A | Purchases (Cumulative) | Achievable Technical Potential | 0 | 0 | 4.1075 | 8.1441 | 12.1111 | 16.0098 | 19.8412 | 23.6065 | 27.307 | 30.9436 | 34.5176 | 38.0299 | 41.4816 | 44.8739 | 48.2077 | 51.4839 | 54.7037 | 57.868 | 60.9777 | 64.0339 | 67.0373 | 69.9889 | 0
F1_Industrial_Stone, Clay, and Glass_Existing_Process_Natural Gas_Strategic Energy Management_A_Achievable Technical Potential | F1 | Industrial | Stone, Clay, and Glass | Existing | Process | Natural Gas | Strategic Energy Management | A | Integrated Unit Energy Savings (kWh or therms) | Achievable Technical Potential | 0 | 0 | 60.3371 | 60.1372 | 59.9342 | 59.7281 | 59.5187 | 59.3255 | 59.1641 | 59.028 | 58.912 | 58.8119 | 58.7245 | 58.6469 | 58.5772 | 58.5137 | 58.4549 | 58.3997 | 58.3621 | 58.324 | 58.2852 | 58.2458 | 0
F2_Industrial_Stone, Clay, and Glass_Existing_Process_Natural Gas_Strategic Energy Management_A_Achievable Technical Potential | F2 | Industrial | Stone, Clay, and Glass | Existing | Process | Natural Gas | Strategic Energy Management | A | Integrated Unit Summer Peak Savings (kW) | Achievable Technical Potential | 0 | 0 | 0 | 0 | 0 | 0 | 0 | 0 | 0 | 0 | 0 | 0 | 0 | 0 | 0 | 0 | 0 | 0 | 0 | 0 | 0 | 0 | 0
F3_Industrial_Stone, Clay, and Glass_Existing_Process_Natural Gas_Strategic Energy Management_A_Achievable Technical Potential | F3 | Industrial | Stone, Clay, and Glass | Existing | Process | Natural Gas | Strategic Energy Management | A | Integrated Unit Winter Peak Savings (kW) | Achievable Technical Potential | 0 | 0 | 0 | 0 | 0 | 0 | 0 | 0 | 0 | 0 | 0 | 0 | 0 | 0 | 0 | 0 | 0 | 0 | 0 | 0 | 0 | 0 | 0
F4_Industrial_Stone, Clay, and Glass_Existing_Process_Natural Gas_Strategic Energy Management_A_Achievable Technical Potential | F4 | Industrial | Stone, Clay, and Glass | Existing | Process | Natural Gas | Strategic Energy Management | A | Incremental Energy Savings (MWh or mTherms) | Achievable Technical Potential | 0 | 0 | 1.5735 | 1.5412 | 1.5095 | 1.4784 | 1.4478 | 1.4183 | 1.39 | 1.3629 | 1.3368 | 1.3115 | 1.287 | 1.2631 | 1.2399 | 1.2172 | 1.195 | 1.1733 | 1.1523 | 1.1317 | 1.1114 | 1.0915 | 0
F5_Industrial_Stone, Clay, and Glass_Existing_Process_Natural Gas_Strategic Energy Management_A_Achievable Technical Potential | F5 | Industrial | Stone, Clay, and Glass | Existing | Process | Natural Gas | Strategic Energy Management | A | Incremental Summer Peak Savings (MW) | Achievable Technical Potential | 0 | 0 | 0 | 0 | 0 | 0 | 0 | 0 | 0 | 0 | 0 | 0 | 0 | 0 | 0 | 0 | 0 | 0 | 0 | 0 | 0 | 0 | 0
F6_Industrial_Stone, Clay, and Glass_Existing_Process_Natural Gas_Strategic Energy Management_A_Achievable Technical Potential | F6 | Industrial | Stone, Clay, and Glass | Existing | Process | Natural Gas | Strategic Energy Management | A | Incremental Winter Peak Savings (MW) | Achievable Technical Potential | 0 | 0 | 0 | 0 | 0 | 0 | 0 | 0 | 0 | 0 | 0 | 0 | 0 | 0 | 0 | 0 | 0 | 0 | 0 | 0 | 0 | 0 | 0
F7_Industrial_Stone, Clay, and Glass_Existing_Process_Natural Gas_Strategic Energy Management_A_Achievable Technical Potential | F7 | Industrial | Stone, Clay, and Glass | Existing | Process | Natural Gas | Strategic Energy Management | A | Cumulative Energy Savings (MWh or mTherms) | Achievable Technical Potential | 0 | 0 | 1.5735 | 3.1095 | 4.6086 | 6.0711 | 7.4977 | 8.8916 | 10.2574 | 11.5967 | 12.9107 | 14.2003 | 15.4661 | 16.7088 | 17.9288 | 19.1265 | 20.3022 | 21.4563 | 22.5948 | 23.7117 | 24.8073 | 25.8821 | 0
F8_Industrial_Stone, Clay, and Glass_Existing_Process_Natural Gas_Strategic Energy Management_A_Achievable Technical Potential | F8 | Industrial | Stone, Clay, and Glass | Existing | Process | Natural Gas | Strategic Energy Management | A | Cumulative Summer Peak Savings (MW) | Achievable Technical Potential | 0 | 0 | 0 | 0 | 0 | 0 | 0 | 0 | 0 | 0 | 0 | 0 | 0 | 0 | 0 | 0 | 0 | 0 | 0 | 0 | 0 | 0 | 0
F9_Industrial_Stone, Clay, and Glass_Existing_Process_Natural Gas_Strategic Energy Management_A_Achievable Technical Potential | F9 | Industrial | Stone, Clay, and Glass | Existing | Process | Natural Gas | Strategic Energy Management | A | Cumulative Winter Peak Savings (MW) | Achievable Technical Potential | 0 | 0 | 0 | 0 | 0 | 0 | 0 | 0 | 0 | 0 | 0 | 0 | 0 | 0 | 0 | 0 | 0 | 0 | 0 | 0 | 0 | 0 | 0
F10_Industrial_Stone, Clay, and Glass_Existing_Process_Natural Gas_Strategic Energy Management_A_Achievable Technical Potential | F10 | Industrial | Stone, Clay, and Glass | Existing | Process | Natural Gas | Strategic Energy Management | A | Purchases (Incremental) | Achievable Technical Potential | 0 | 0 | 26.0782 | 25.6286 | 25.1867 | 24.7525 | 24.3257 | 23.9063 | 23.4941 | 23.0891 | 22.691 | 22.2997 | 21.9153 | 21.5374 | 21.1661 | 20.8011 | 20.4425 | 20.0901 | 19.7437 | 19.4033 | 19.0687 | 18.74 | 0
F11_Industrial_Stone, Clay, and Glass_Existing_Process_Natural Gas_Strategic Energy Management_A_Achievable Technical Potential | F11 | Industrial | Stone, Clay, and Glass | Existing | Process | Natural Gas | Strategic Energy Management | A | Purchases (Cumulative) | Achievable Technical Potential | 0 | 0 | 26.0782 | 51.7068 | 76.8936 | 101.6461 | 125.9718 | 149.8781 | 173.3722 | 196.4613 | 219.1522 | 241.452 | 263.3672 | 284.9046 | 306.0707 | 326.8719 | 347.3144 | 367.4044 | 387.1481 | 406.5514 | 425.6201 | 444.3601 | 0
F1_Industrial_Stone, Clay, and Glass_Existing_Miscellaneous_Natural Gas_Strategic Energy Management_A_Achievable Technical Potential | F1 | Industrial | Stone, Clay, and Glass | Existing | Miscellaneous | Natural Gas | Strategic Energy Management | A | Integrated Unit Energy Savings (kWh or therms) | Achievable Technical Potential | 0 | 0 | 16.2609 | 16.2609 | 16.2609 | 16.2609 | 16.2609 | 16.2609 | 16.2609 | 16.2609 | 16.2609 | 16.2609 | 16.2609 | 16.2609 | 16.2609 | 16.2609 | 16.2609 | 16.2609 | 16.2609 | 16.2609 | 16.2609 | 16.2609 | 0
F2_Industrial_Stone, Clay, and Glass_Existing_Miscellaneous_Natural Gas_Strategic Energy Management_A_Achievable Technical Potential | F2 | Industrial | Stone, Clay, and Glass | Existing | Miscellaneous | Natural Gas | Strategic Energy Management | A | Integrated Unit Summer Peak Savings (kW) | Achievable Technical Potential | 0 | 0 | 0 | 0 | 0 | 0 | 0 | 0 | 0 | 0 | 0 | 0 | 0 | 0 | 0 | 0 | 0 | 0 | 0 | 0 | 0 | 0 | 0
F3_Industrial_Stone, Clay, and Glass_Existing_Miscellaneous_Natural Gas_Strategic Energy Management_A_Achievable Technical Potential | F3 | Industrial | Stone, Clay, and Glass | Existing | Miscellaneous | Natural Gas | Strategic Energy Management | A | Integrated Unit Winter Peak Savings (kW) | Achievable Technical Potential | 0 | 0 | 0 | 0 | 0 | 0 | 0 | 0 | 0 | 0 | 0 | 0 | 0 | 0 | 0 | 0 | 0 | 0 | 0 | 0 | 0 | 0 | 0
F4_Industrial_Stone, Clay, and Glass_Existing_Miscellaneous_Natural Gas_Strategic Energy Management_A_Achievable Technical Potential | F4 | Industrial | Stone, Clay, and Glass | Existing | Miscellaneous | Natural Gas | Strategic Energy Management | A | Incremental Energy Savings (MWh or mTherms) | Achievable Technical Potential | 0 | 0 | 0.10601 | 0.10419 | 0.10239 | 0.10062 | 0.09889 | 0.097185 | 0.095509 | 0.093862 | 0.092244 | 0.090653 | 0.089091 | 0.087554 | 0.086045 | 0.084561 | 0.083103 | 0.081671 | 0.080262 | 0.078879 | 0.077519 | 0.076182 | 0
F5_Industrial_Stone, Clay, and Glass_Existing_Miscellaneous_Natural Gas_Strategic Energy Management_A_Achievable Technical Potential | F5 | Industrial | Stone, Clay, and Glass | Existing | Miscellaneous | Natural Gas | Strategic Energy Management | A | Incremental Summer Peak Savings (MW) | Achievable Technical Potential | 0 | 0 | 0 | 0 | 0 | 0 | 0 | 0 | 0 | 0 | 0 | 0 | 0 | 0 | 0 | 0 | 0 | 0 | 0 | 0 | 0 | 0 | 0
F6_Industrial_Stone, Clay, and Glass_Existing_Miscellaneous_Natural Gas_Strategic Energy Management_A_Achievable Technical Potential | F6 | Industrial | Stone, Clay, and Glass | Existing | Miscellaneous | Natural Gas | Strategic Energy Management | A | Incremental Winter Peak Savings (MW) | Achievable Technical Potential | 0 | 0 | 0 | 0 | 0 | 0 | 0 | 0 | 0 | 0 | 0 | 0 | 0 | 0 | 0 | 0 | 0 | 0 | 0 | 0 | 0 | 0 | 0
F7_Industrial_Stone, Clay, and Glass_Existing_Miscellaneous_Natural Gas_Strategic Energy Management_A_Achievable Technical Potential | F7 | Industrial | Stone, Clay, and Glass | Existing | Miscellaneous | Natural Gas | Strategic Energy Management | A | Cumulative Energy Savings (MWh or mTherms) | Achievable Technical Potential | 0 | 0 | 0.10601 | 0.2102 | 0.31259 | 0.41321 | 0.5121 | 0.60929 | 0.7048 | 0.79866 | 0.8909 | 0.98156 | 1.0706 | 1.1582 | 1.2442 | 1.3288 | 1.4119 | 1.4936 | 1.5738 | 1.6527 | 1.7302 | 1.8064 | 0
F8_Industrial_Stone, Clay, and Glass_Existing_Miscellaneous_Natural Gas_Strategic Energy Management_A_Achievable Technical Potential | F8 | Industrial | Stone, Clay, and Glass | Existing | Miscellaneous | Natural Gas | Strategic Energy Management | A | Cumulative Summer Peak Savings (MW) | Achievable Technical Potential | 0 | 0 | 0 | 0 | 0 | 0 | 0 | 0 | 0 | 0 | 0 | 0 | 0 | 0 | 0 | 0 | 0 | 0 | 0 | 0 | 0 | 0 | 0
F9_Industrial_Stone, Clay, and Glass_Existing_Miscellaneous_Natural Gas_Strategic Energy Management_A_Achievable Technical Potential | F9 | Industrial | Stone, Clay, and Glass | Existing | Miscellaneous | Natural Gas | Strategic Energy Management | A | Cumulative Winter Peak Savings (MW) | Achievable Technical Potential | 0 | 0 | 0 | 0 | 0 | 0 | 0 | 0 | 0 | 0 | 0 | 0 | 0 | 0 | 0 | 0 | 0 | 0 | 0 | 0 | 0 | 0 | 0
F10_Industrial_Stone, Clay, and Glass_Existing_Miscellaneous_Natural Gas_Strategic Energy Management_A_Achievable Technical Potential | F10 | Industrial | Stone, Clay, and Glass | Existing | Miscellaneous | Natural Gas | Strategic Energy Management | A | Purchases (Incremental) | Achievable Technical Potential | 0 | 0 | 6.5196 | 6.4072 | 6.2967 | 6.1881 | 6.0814 | 5.9766 | 5.8735 | 5.7723 | 5.6727 | 5.5749 | 5.4788 | 5.3844 | 5.2915 | 5.2003 | 5.1106 | 5.0225 | 4.9359 | 4.8508 | 4.7672 | 4.685 | 0
F11_Industrial_Stone, Clay, and Glass_Existing_Miscellaneous_Natural Gas_Strategic Energy Management_A_Achievable Technical Potential | F11 | Industrial | Stone, Clay, and Glass | Existing | Miscellaneous | Natural Gas | Strategic Energy Management | A | Purchases (Cumulative) | Achievable Technical Potential | 0 | 0 | 6.5196 | 12.9267 | 19.2234 | 25.4115 | 31.4929 | 37.4695 | 43.343 | 49.1153 | 54.7881 | 60.363 | 65.8418 | 71.2262 | 76.5177 | 81.718 | 86.8286 | 91.8511 | 96.787 | 101.6378 | 106.405 | 111.09 | 0
F1_Industrial_Stone, Clay, and Glass_Existing_Space Heating_Natural Gas_Commissioning_A_Achievable Technical Potential | F1 | Industrial | Stone, Clay, and Glass | Existing | Space Heating | Natural Gas | Commissioning | A | Integrated Unit Energy Savings (kWh or therms) | Achievable Technical Potential | 0 | 0 | 17.2533 | 17.2055 | 17.1546 | 17.1003 | 17.0418 | 16.9785 | 16.9098 | 16.8352 | 16.7553 | 16.6704 | 16.5808 | 16.4864 | 16.3875 | 16.2846 | 16.1783 | 16.0778 | 15.9839 | 15.897 | 15.8168 | 15.7437 | 0
F2_Industrial_Stone, Clay, and Glass_Existing_Space Heating_Natural Gas_Commissioning_A_Achievable Technical Potential | F2 | Industrial | Stone, Clay, and Glass | Existing | Space Heating | Natural Gas | Commissioning | A | Integrated Unit Summer Peak Savings (kW) | Achievable Technical Potential | 0 | 0 | 0 | 0 | 0 | 0 | 0 | 0 | 0 | 0 | 0 | 0 | 0 | 0 | 0 | 0 | 0 | 0 | 0 | 0 | 0 | 0 | 0
F3_Industrial_Stone, Clay, and Glass_Existing_Space Heating_Natural Gas_Commissioning_A_Achievable Technical Potential | F3 | Industrial | Stone, Clay, and Glass | Existing | Space Heating | Natural Gas | Commissioning | A | Integrated Unit Winter Peak Savings (kW) | Achievable Technical Potential | 0 | 0 | 0 | 0 | 0 | 0 | 0 | 0 | 0 | 0 | 0 | 0 | 0 | 0 | 0 | 0 | 0 | 0 | 0 | 0 | 0 | 0 | 0
F4_Industrial_Stone, Clay, and Glass_Existing_Space Heating_Natural Gas_Commissioning_A_Achievable Technical Potential | F4 | Industrial | Stone, Clay, and Glass | Existing | Space Heating | Natural Gas | Commissioning | A | Incremental Energy Savings (MWh or mTherms) | Achievable Technical Potential | 0 | 0 | 0 | 0 | 0 | 0 | 0 | 0 | 0 | 0 | 0 | 0 | 0 | 0 | 0 | 0 | 0 | 0 | 0 | 0 | 0 | 0 | 0
F5_Industrial_Stone, Clay, and Glass_Existing_Space Heating_Natural Gas_Commissioning_A_Achievable Technical Potential | F5 | Industrial | Stone, Clay, and Glass | Existing | Space Heating | Natural Gas | Commissioning | A | Incremental Summer Peak Savings (MW) | Achievable Technical Potential | 0 | 0 | 0 | 0 | 0 | 0 | 0 | 0 | 0 | 0 | 0 | 0 | 0 | 0 | 0 | 0 | 0 | 0 | 0 | 0 | 0 | 0 | 0
F6_Industrial_Stone, Clay, and Glass_Existing_Space Heating_Natural Gas_Commissioning_A_Achievable Technical Potential | F6 | Industrial | Stone, Clay, and Glass | Existing | Space Heating | Natural Gas | Commissioning | A | Incremental Winter Peak Savings (MW) | Achievable Technical Potential | 0 | 0 | 0 | 0 | 0 | 0 | 0 | 0 | 0 | 0 | 0 | 0 | 0 | 0 | 0 | 0 | 0 | 0 | 0 | 0 | 0 | 0 | 0
F7_Industrial_Stone, Clay, and Glass_Existing_Space Heating_Natural Gas_Commissioning_A_Achievable Technical Potential | F7 | Industrial | Stone, Clay, and Glass | Existing | Space Heating | Natural Gas | Commissioning | A | Cumulative Energy Savings (MWh or mTherms) | Achievable Technical Potential | 0 | 0 | 0 | 0 | 0 | 0 | 0 | 0 | 0 | 0 | 0 | 0 | 0 | 0 | 0 | 0 | 0 | 0 | 0 | 0 | 0 | 0 | 0
F8_Industrial_Stone, Clay, and Glass_Existing_Space Heating_Natural Gas_Commissioning_A_Achievable Technical Potential | F8 | Industrial | Stone, Clay, and Glass | Existing | Space Heating | Natural Gas | Commissioning | A | Cumulative Summer Peak Savings (MW) | Achievable Technical Potential | 0 | 0 | 0 | 0 | 0 | 0 | 0 | 0 | 0 | 0 | 0 | 0 | 0 | 0 | 0 | 0 | 0 | 0 | 0 | 0 | 0 | 0 | 0
F9_Industrial_Stone, Clay, and Glass_Existing_Space Heating_Natural Gas_Commissioning_A_Achievable Technical Potential | F9 | Industrial | Stone, Clay, and Glass | Existing | Space Heating | Natural Gas | Commissioning | A | Cumulative Winter Peak Savings (MW) | Achievable Technical Potential | 0 | 0 | 0 | 0 | 0 | 0 | 0 | 0 | 0 | 0 | 0 | 0 | 0 | 0 | 0 | 0 | 0 | 0 | 0 | 0 | 0 | 0 | 0
F10_Industrial_Stone, Clay, and Glass_Existing_Space Heating_Natural Gas_Commissioning_A_Achievable Technical Potential | F10 | Industrial | Stone, Clay, and Glass | Existing | Space Heating | Natural Gas | Commissioning | A | Purchases (Incremental) | Achievable Technical Potential | 0 | 0 | 0 | 0 | 0 | 0 | 0 | 0 | 0 | 0 | 0 | 0 | 0 | 0 | 0 | 0 | 0 | 0 | 0 | 0 | 0 | 0 | 0
F11_Industrial_Stone, Clay, and Glass_Existing_Space Heating_Natural Gas_Commissioning_A_Achievable Technical Potential | F11 | Industrial | Stone, Clay, and Glass | Existing | Space Heating | Natural Gas | Commissioning | A | Purchases (Cumulative) | Achievable Technical Potential | 0 | 0 | 0 | 0 | 0 | 0 | 0 | 0 | 0 | 0 | 0 | 0 | 0 | 0 | 0 | 0 | 0 | 0 | 0 | 0 | 0 | 0 | 0
F1_Industrial_Stone, Clay, and Glass_Existing_Process_Natural Gas_Commissioning_A_Achievable Technical Potential | F1 | Industrial | Stone, Clay, and Glass | Existing | Process | Natural Gas | Commissioning | A | Integrated Unit Energy Savings (kWh or therms) | Achievable Technical Potential | 0 | 0 | 337.8652 | 337.8652 | 337.8652 | 337.8652 | 337.8652 | 337.8652 | 337.8652 | 337.8652 | 337.8652 | 337.8652 | 337.8652 | 337.8652 | 337.8652 | 337.8652 | 337.8652 | 337.8652 | 337.8652 | 337.8652 | 337.8652 | 337.8652 | 0
F2_Industrial_Stone, Clay, and Glass_Existing_Process_Natural Gas_Commissioning_A_Achievable Technical Potential | F2 | Industrial | Stone, Clay, and Glass | Existing | Process | Natural Gas | Commissioning | A | Integrated Unit Summer Peak Savings (kW) | Achievable Technical Potential | 0 | 0 | 0 | 0 | 0 | 0 | 0 | 0 | 0 | 0 | 0 | 0 | 0 | 0 | 0 | 0 | 0 | 0 | 0 | 0 | 0 | 0 | 0
F3_Industrial_Stone, Clay, and Glass_Existing_Process_Natural Gas_Commissioning_A_Achievable Technical Potential | F3 | Industrial | Stone, Clay, and Glass | Existing | Process | Natural Gas | Commissioning | A | Integrated Unit Winter Peak Savings (kW) | Achievable Technical Potential | 0 | 0 | 0 | 0 | 0 | 0 | 0 | 0 | 0 | 0 | 0 | 0 | 0 | 0 | 0 | 0 | 0 | 0 | 0 | 0 | 0 | 0 | 0
F4_Industrial_Stone, Clay, and Glass_Existing_Process_Natural Gas_Commissioning_A_Achievable Technical Potential | F4 | Industrial | Stone, Clay, and Glass | Existing | Process | Natural Gas | Commissioning | A | Incremental Energy Savings (MWh or mTherms) | Achievable Technical Potential | 0 | 0 | 0 | 0 | 0 | 0 | 0 | 0 | 0 | 0 | 0 | 0 | 0 | 0 | 0 | 0 | 0 | 0 | 0 | 0 | 0 | 0 | 0
F5_Industrial_Stone, Clay, and Glass_Existing_Process_Natural Gas_Commissioning_A_Achievable Technical Potential | F5 | Industrial | Stone, Clay, and Glass | Existing | Process | Natural Gas | Commissioning | A | Incremental Summer Peak Savings (MW) | Achievable Technical Potential | 0 | 0 | 0 | 0 | 0 | 0 | 0 | 0 | 0 | 0 | 0 | 0 | 0 | 0 | 0 | 0 | 0 | 0 | 0 | 0 | 0 | 0 | 0
F6_Industrial_Stone, Clay, and Glass_Existing_Process_Natural Gas_Commissioning_A_Achievable Technical Potential | F6 | Industrial | Stone, Clay, and Glass | Existing | Process | Natural Gas | Commissioning | A | Incremental Winter Peak Savings (MW) | Achievable Technical Potential | 0 | 0 | 0 | 0 | 0 | 0 | 0 | 0 | 0 | 0 | 0 | 0 | 0 | 0 | 0 | 0 | 0 | 0 | 0 | 0 | 0 | 0 | 0
F7_Industrial_Stone, Clay, and Glass_Existing_Process_Natural Gas_Commissioning_A_Achievable Technical Potential | F7 | Industrial | Stone, Clay, and Glass | Existing | Process | Natural Gas | Commissioning | A | Cumulative Energy Savings (MWh or mTherms) | Achievable Technical Potential | 0 | 0 | 0 | 0 | 0 | 0 | 0 | 0 | 0 | 0 | 0 | 0 | 0 | 0 | 0 | 0 | 0 | 0 | 0 | 0 | 0 | 0 | 0
F8_Industrial_Stone, Clay, and Glass_Existing_Process_Natural Gas_Commissioning_A_Achievable Technical Potential | F8 | Industrial | Stone, Clay, and Glass | Existing | Process | Natural Gas | Commissioning | A | Cumulative Summer Peak Savings (MW) | Achievable Technical Potential | 0 | 0 | 0 | 0 | 0 | 0 | 0 | 0 | 0 | 0 | 0 | 0 | 0 | 0 | 0 | 0 | 0 | 0 | 0 | 0 | 0 | 0 | 0
F9_Industrial_Stone, Clay, and Glass_Existing_Process_Natural Gas_Commissioning_A_Achievable Technical Potential | F9 | Industrial | Stone, Clay, and Glass | Existing | Process | Natural Gas | Commissioning | A | Cumulative Winter Peak Savings (MW) | Achievable Technical Potential | 0 | 0 | 0 | 0 | 0 | 0 | 0 | 0 | 0 | 0 | 0 | 0 | 0 | 0 | 0 | 0 | 0 | 0 | 0 | 0 | 0 | 0 | 0
F10_Industrial_Stone, Clay, and Glass_Existing_Process_Natural Gas_Commissioning_A_Achievable Technical Potential | F10 | Industrial | Stone, Clay, and Glass | Existing | Process | Natural Gas | Commissioning | A | Purchases (Incremental) | Achievable Technical Potential | 0 | 0 | 0 | 0 | 0 | 0 | 0 | 0 | 0 | 0 | 0 | 0 | 0 | 0 | 0 | 0 | 0 | 0 | 0 | 0 | 0 | 0 | 0
F11_Industrial_Stone, Clay, and Glass_Existing_Process_Natural Gas_Commissioning_A_Achievable Technical Potential | F11 | Industrial | Stone, Clay, and Glass | Existing | Process | Natural Gas | Commissioning | A | Purchases (Cumulative) | Achievable Technical Potential | 0 | 0 | 0 | 0 | 0 | 0 | 0 | 0 | 0 | 0 | 0 | 0 | 0 | 0 | 0 | 0 | 0 | 0 | 0 | 0 | 0 | 0 | 0
F1_Industrial_Stone, Clay, and Glass_Existing_Space Heating_Natural Gas_Retrocommissioning_A_Achievable Technical Potential | F1 | Industrial | Stone, Clay, and Glass | Existing | Space Heating | Natural Gas | Retrocommissioning | A | Integrated Unit Energy Savings (kWh or therms) | Achievable Technical Potential | 0 | 0 | 2.3963 | 2.3895 | 2.3824 | 2.3748 | 2.3667 | 2.3579 | 2.3483 | 2.3379 | 2.3268 | 2.315 | 2.3025 | 2.2894 | 2.2756 | 2.2613 | 2.2466 | 2.2326 | 2.2195 | 2.2075 | 2.1963 | 2.1862 | 0
F2_Industrial_Stone, Clay, and Glass_Existing_Space Heating_Natural Gas_Retrocommissioning_A_Achievable Technical Potential | F2 | Industrial | Stone, Clay, and Glass | Existing | Space Heating | Natural Gas | Retrocommissioning | A | Integrated Unit Summer Peak Savings (kW) | Achievable Technical Potential | 0 | 0 | 0 | 0 | 0 | 0 | 0 | 0 | 0 | 0 | 0 | 0 | 0 | 0 | 0 | 0 | 0 | 0 | 0 | 0 | 0 | 0 | 0
F3_Industrial_Stone, Clay, and Glass_Existing_Space Heating_Natural Gas_Retrocommissioning_A_Achievable Technical Potential | F3 | Industrial | Stone, Clay, and Glass | Existing | Space Heating | Natural Gas | Retrocommissioning | A | Integrated Unit Winter Peak Savings (kW) | Achievable Technical Potential | 0 | 0 | 0 | 0 | 0 | 0 | 0 | 0 | 0 | 0 | 0 | 0 | 0 | 0 | 0 | 0 | 0 | 0 | 0 | 0 | 0 | 0 | 0
F4_Industrial_Stone, Clay, and Glass_Existing_Space Heating_Natural Gas_Retrocommissioning_A_Achievable Technical Potential | F4 | Industrial | Stone, Clay, and Glass | Existing | Space Heating | Natural Gas | Retrocommissioning | A | Incremental Energy Savings (MWh or mTherms) | Achievable Technical Potential | 0 | 0 | 0.012151 | 0.011908 | 0.011668 | 0.01143 | 0.011194 | 0.01096 | 0.010728 | 0.010496 | 0.010266 | 0.010038 | 0.0098117 | 0.0095876 | 0.0093657 | 0.0091463 | 0.0089299 | 0.0087214 | 0.008521 | 0.0083284 | 0.0081435 | 0.0079661 | 0
F5_Industrial_Stone, Clay, and Glass_Existing_Space Heating_Natural Gas_Retrocommissioning_A_Achievable Technical Potential | F5 | Industrial | Stone, Clay, and Glass | Existing | Space Heating | Natural Gas | Retrocommissioning | A | Incremental Summer Peak Savings (MW) | Achievable Technical Potential | 0 | 0 | 0 | 0 | 0 | 0 | 0 | 0 | 0 | 0 | 0 | 0 | 0 | 0 | 0 | 0 | 0 | 0 | 0 | 0 | 0 | 0 | 0
F6_Industrial_Stone, Clay, and Glass_Existing_Space Heating_Natural Gas_Retrocommissioning_A_Achievable Technical Potential | F6 | Industrial | Stone, Clay, and Glass | Existing | Space Heating | Natural Gas | Retrocommissioning | A | Incremental Winter Peak Savings (MW) | Achievable Technical Potential | 0 | 0 | 0 | 0 | 0 | 0 | 0 | 0 | 0 | 0 | 0 | 0 | 0 | 0 | 0 | 0 | 0 | 0 | 0 | 0 | 0 | 0 | 0
F7_Industrial_Stone, Clay, and Glass_Existing_Space Heating_Natural Gas_Retrocommissioning_A_Achievable Technical Potential | F7 | Industrial | Stone, Clay, and Glass | Existing | Space Heating | Natural Gas | Retrocommissioning | A | Cumulative Energy Savings (MWh or mTherms) | Achievable Technical Potential | 0 | 0 | 0.012151 | 0.024025 | 0.035621 | 0.046938 | 0.057971 | 0.068715 | 0.079164 | 0.08931 | 0.099151 | 0.10869 | 0.11791 | 0.12683 | 0.13543 | 0.14373 | 0.15172 | 0.1595 | 0.16708 | 0.1745 | 0.18177 | 0.18889 | 0
F8_Industrial_Stone, Clay, and Glass_Existing_Space Heating_Natural Gas_Retrocommissioning_A_Achievable Technical Potential | F8 | Industrial | Stone, Clay, and Glass | Existing | Space Heating | Natural Gas | Retrocommissioning | A | Cumulative Summer Peak Savings (MW) | Achievable Technical Potential | 0 | 0 | 0 | 0 | 0 | 0 | 0 | 0 | 0 | 0 | 0 | 0 | 0 | 0 | 0 | 0 | 0 | 0 | 0 | 0 | 0 | 0 | 0
F9_Industrial_Stone, Clay, and Glass_Existing_Space Heating_Natural Gas_Retrocommissioning_A_Achievable Technical Potential | F9 | Industrial | Stone, Clay, and Glass | Existing | Space Heating | Natural Gas | Retrocommissioning | A | Cumulative Winter Peak Savings (MW) | Achievable Technical Potential | 0 | 0 | 0 | 0 | 0 | 0 | 0 | 0 | 0 | 0 | 0 | 0 | 0 | 0 | 0 | 0 | 0 | 0 | 0 | 0 | 0 | 0 | 0
F10_Industrial_Stone, Clay, and Glass_Existing_Space Heating_Natural Gas_Retrocommissioning_A_Achievable Technical Potential | F10 | Industrial | Stone, Clay, and Glass | Existing | Space Heating | Natural Gas | Retrocommissioning | A | Purchases (Incremental) | Achievable Technical Potential | 0 | 0 | 5.0708 | 4.9833 | 4.8974 | 4.813 | 4.73 | 4.6484 | 4.5683 | 4.4895 | 4.4121 | 4.3361 | 4.2613 | 4.1878 | 4.1156 | 4.0447 | 3.9749 | 3.9064 | 3.839 | 3.7729 | 3.7078 | 3.6439 | 0
F11_Industrial_Stone, Clay, and Glass_Existing_Space Heating_Natural Gas_Retrocommissioning_A_Achievable Technical Potential | F11 | Industrial | Stone, Clay, and Glass | Existing | Space Heating | Natural Gas | Retrocommissioning | A | Purchases (Cumulative) | Achievable Technical Potential | 0 | 0 | 5.0708 | 10.0541 | 14.9515 | 19.7645 | 24.4945 | 29.143 | 33.7113 | 38.2008 | 42.6129 | 46.949 | 51.2103 | 55.3981 | 59.5138 | 63.5584 | 67.5334 | 71.4398 | 75.2788 | 79.0517 | 82.7595 | 86.4033 | 0
F1_Industrial_Stone, Clay, and Glass_Existing_Process_Natural Gas_Retrocommissioning_A_Achievable Technical Potential | F1 | Industrial | Stone, Clay, and Glass | Existing | Process | Natural Gas | Retrocommissioning | A | Integrated Unit Energy Savings (kWh or therms) | Achievable Technical Potential | 0 | 0 | 0 | 0 | 0 | 0 | 0 | 0 | 0 | 0 | 0 | 0 | 0 | 0 | 0 | 0 | 0 | 0 | 0 | 0 | 0 | 0 | 0
F2_Industrial_Stone, Clay, and Glass_Existing_Process_Natural Gas_Retrocommissioning_A_Achievable Technical Potential | F2 | Industrial | Stone, Clay, and Glass | Existing | Process | Natural Gas | Retrocommissioning | A | Integrated Unit Summer Peak Savings (kW) | Achievable Technical Potential | 0 | 0 | 0 | 0 | 0 | 0 | 0 | 0 | 0 | 0 | 0 | 0 | 0 | 0 | 0 | 0 | 0 | 0 | 0 | 0 | 0 | 0 | 0
F3_Industrial_Stone, Clay, and Glass_Existing_Process_Natural Gas_Retrocommissioning_A_Achievable Technical Potential | F3 | Industrial | Stone, Clay, and Glass | Existing | Process | Natural Gas | Retrocommissioning | A | Integrated Unit Winter Peak Savings (kW) | Achievable Technical Potential | 0 | 0 | 0 | 0 | 0 | 0 | 0 | 0 | 0 | 0 | 0 | 0 | 0 | 0 | 0 | 0 | 0 | 0 | 0 | 0 | 0 | 0 | 0
F4_Industrial_Stone, Clay, and Glass_Existing_Process_Natural Gas_Retrocommissioning_A_Achievable Technical Potential | F4 | Industrial | Stone, Clay, and Glass | Existing | Process | Natural Gas | Retrocommissioning | A | Incremental Energy Savings (MWh or mTherms) | Achievable Technical Potential | 0 | 0 | 0 | 0 | 0 | 0 | 0 | 0 | 0 | 0 | 0 | 0 | 0 | 0 | 0 | 0 | 0 | 0 | 0 | 0 | 0 | 0 | 0
F5_Industrial_Stone, Clay, and Glass_Existing_Process_Natural Gas_Retrocommissioning_A_Achievable Technical Potential | F5 | Industrial | Stone, Clay, and Glass | Existing | Process | Natural Gas | Retrocommissioning | A | Incremental Summer Peak Savings (MW) | Achievable Technical Potential | 0 | 0 | 0 | 0 | 0 | 0 | 0 | 0 | 0 | 0 | 0 | 0 | 0 | 0 | 0 | 0 | 0 | 0 | 0 | 0 | 0 | 0 | 0
F6_Industrial_Stone, Clay, and Glass_Existing_Process_Natural Gas_Retrocommissioning_A_Achievable Technical Potential | F6 | Industrial | Stone, Clay, and Glass | Existing | Process | Natural Gas | Retrocommissioning | A | Incremental Winter Peak Savings (MW) | Achievable Technical Potential | 0 | 0 | 0 | 0 | 0 | 0 | 0 | 0 | 0 | 0 | 0 | 0 | 0 | 0 | 0 | 0 | 0 | 0 | 0 | 0 | 0 | 0 | 0
F7_Industrial_Stone, Clay, and Glass_Existing_Process_Natural Gas_Retrocommissioning_A_Achievable Technical Potential | F7 | Industrial | Stone, Clay, and Glass | Existing | Process | Natural Gas | Retrocommissioning | A | Cumulative Energy Savings (MWh or mTherms) | Achievable Technical Potential | 0 | 0 | 0 | 0 | 0 | 0 | 0 | 0 | 0 | 0 | 0 | 0 | 0 | 0 | 0 | 0 | 0 | 0 | 0 | 0 | 0 | 0 | 0
F8_Industrial_Stone, Clay, and Glass_Existing_Process_Natural Gas_Retrocommissioning_A_Achievable Technical Potential | F8 | Industrial | Stone, Clay, and Glass | Existing | Process | Natural Gas | Retrocommissioning | A | Cumulative Summer Peak Savings (MW) | Achievable Technical Potential | 0 | 0 | 0 | 0 | 0 | 0 | 0 | 0 | 0 | 0 | 0 | 0 | 0 | 0 | 0 | 0 | 0 | 0 | 0 | 0 | 0 | 0 | 0
F9_Industrial_Stone, Clay, and Glass_Existing_Process_Natural Gas_Retrocommissioning_A_Achievable Technical Potential | F9 | Industrial | Stone, Clay, and Glass | Existing | Process | Natural Gas | Retrocommissioning | A | Cumulative Winter Peak Savings (MW) | Achievable Technical Potential | 0 | 0 | 0 | 0 | 0 | 0 | 0 | 0 | 0 | 0 | 0 | 0 | 0 | 0 | 0 | 0 | 0 | 0 | 0 | 0 | 0 | 0 | 0
F10_Industrial_Stone, Clay, and Glass_Existing_Process_Natural Gas_Retrocommissioning_A_Achievable Technical Potential | F10 | Industrial | Stone, Clay, and Glass | Existing | Process | Natural Gas | Retrocommissioning | A | Purchases (Incremental) | Achievable Technical Potential | 0 | 0 | 5.0708 | 4.9833 | 4.8974 | 4.813 | 4.73 | 4.6484 | 4.5683 | 4.4895 | 4.4121 | 4.3361 | 4.2613 | 4.1878 | 4.1156 | 4.0447 | 3.9749 | 3.9064 | 3.839 | 3.7729 | 3.7078 | 3.6439 | 0
F11_Industrial_Stone, Clay, and Glass_Existing_Process_Natural Gas_Retrocommissioning_A_Achievable Technical Potential | F11 | Industrial | Stone, Clay, and Glass | Existing | Process | Natural Gas | Retrocommissioning | A | Purchases (Cumulative) | Achievable Technical Potential | 0 | 0 | 5.0708 | 10.0541 | 14.9515 | 19.7645 | 24.4945 | 29.143 | 33.7113 | 38.2008 | 42.6129 | 46.949 | 51.2103 | 55.3981 | 59.5138 | 63.5584 | 67.5334 | 71.4398 | 75.2788 | 79.0517 | 82.7595 | 86.4033 | 0
F1_Industrial_Stone, Clay, and Glass_New_Space Heating_Natural Gas_Insulation - Roof/Ceiling_A_Achievable Technical Potential | F1 | Industrial | Stone, Clay, and Glass | New | Space Heating | Natural Gas | Insulation - Roof/Ceiling | A | Integrated Unit Energy Savings (kWh or therms) | Achievable Technical Potential | 0 | 0 | 0.078824 | 0.07788 | 0.077211 | 0.07659 | 0.076147 | 0.07566 | 0.075175 | 0.074664 | 0.074195 | 0.073696 | 0.073069 | 0.072486 | 0.071884 | 0.071384 | 0.070951 | 0.070541 | 0.070292 | 0.070084 | 0.069963 | 0.069933 | 0
F2_Industrial_Stone, Clay, and Glass_New_Space Heating_Natural Gas_Insulation - Roof/Ceiling_A_Achievable Technical Potential | F2 | Industrial | Stone, Clay, and Glass | New | Space Heating | Natural Gas | Insulation - Roof/Ceiling | A | Integrated Unit Summer Peak Savings (kW) | Achievable Technical Potential | 0 | 0 | 0 | 0 | 0 | 0 | 0 | 0 | 0 | 0 | 0 | 0 | 0 | 0 | 0 | 0 | 0 | 0 | 0 | 0 | 0 | 0 | 0
F3_Industrial_Stone, Clay, and Glass_New_Space Heating_Natural Gas_Insulation - Roof/Ceiling_A_Achievable Technical Potential | F3 | Industrial | Stone, Clay, and Glass | New | Space Heating | Natural Gas | Insulation - Roof/Ceiling | A | Integrated Unit Winter Peak Savings (kW) | Achievable Technical Potential | 0 | 0 | 0 | 0 | 0 | 0 | 0 | 0 | 0 | 0 | 0 | 0 | 0 | 0 | 0 | 0 | 0 | 0 | 0 | 0 | 0 | 0 | 0
F4_Industrial_Stone, Clay, and Glass_New_Space Heating_Natural Gas_Insulation - Roof/Ceiling_A_Achievable Technical Potential | F4 | Industrial | Stone, Clay, and Glass | New | Space Heating | Natural Gas | Insulation - Roof/Ceiling | A | Incremental Energy Savings (MWh or mTherms) | Achievable Technical Potential | 0 | 0 | 0 | 0 | 0 | 0 | 0 | 0 | 0 | 0 | 0 | 0 | 0 | 0 | 0 | 0 | 0 | 0 | 0 | 0 | 0 | 0 | 0
F5_Industrial_Stone, Clay, and Glass_New_Space Heating_Natural Gas_Insulation - Roof/Ceiling_A_Achievable Technical Potential | F5 | Industrial | Stone, Clay, and Glass | New | Space Heating | Natural Gas | Insulation - Roof/Ceiling | A | Incremental Summer Peak Savings (MW) | Achievable Technical Potential | 0 | 0 | 0 | 0 | 0 | 0 | 0 | 0 | 0 | 0 | 0 | 0 | 0 | 0 | 0 | 0 | 0 | 0 | 0 | 0 | 0 | 0 | 0
F6_Industrial_Stone, Clay, and Glass_New_Space Heating_Natural Gas_Insulation - Roof/Ceiling_A_Achievable Technical Potential | F6 | Industrial | Stone, Clay, and Glass | New | Space Heating | Natural Gas | Insulation - Roof/Ceiling | A | Incremental Winter Peak Savings (MW) | Achievable Technical Potential | 0 | 0 | 0 | 0 | 0 | 0 | 0 | 0 | 0 | 0 | 0 | 0 | 0 | 0 | 0 | 0 | 0 | 0 | 0 | 0 | 0 | 0 | 0
F7_Industrial_Stone, Clay, and Glass_New_Space Heating_Natural Gas_Insulation - Roof/Ceiling_A_Achievable Technical Potential | F7 | Industrial | Stone, Clay, and Glass | New | Space Heating | Natural Gas | Insulation - Roof/Ceiling | A | Cumulative Energy Savings (MWh or mTherms) | Achievable Technical Potential | 0 | 0 | 0 | 0 | 0 | 0 | 0 | 0 | 0 | 0 | 0 | 0 | 0 | 0 | 0 | 0 | 0 | 0 | 0 | 0 | 0 | 0 | 0
F8_Industrial_Stone, Clay, and Glass_New_Space Heating_Natural Gas_Insulation - Roof/Ceiling_A_Achievable Technical Potential | F8 | Industrial | Stone, Clay, and Glass | New | Space Heating | Natural Gas | Insulation - Roof/Ceiling | A | Cumulative Summer Peak Savings (MW) | Achievable Technical Potential | 0 | 0 | 0 | 0 | 0 | 0 | 0 | 0 | 0 | 0 | 0 | 0 | 0 | 0 | 0 | 0 | 0 | 0 | 0 | 0 | 0 | 0 | 0
F9_Industrial_Stone, Clay, and Glass_New_Space Heating_Natural Gas_Insulation - Roof/Ceiling_A_Achievable Technical Potential | F9 | Industrial | Stone, Clay, and Glass | New | Space Heating | Natural Gas | Insulation - Roof/Ceiling | A | Cumulative Winter Peak Savings (MW) | Achievable Technical Potential | 0 | 0 | 0 | 0 | 0 | 0 | 0 | 0 | 0 | 0 | 0 | 0 | 0 | 0 | 0 | 0 | 0 | 0 | 0 | 0 | 0 | 0 | 0
F10_Industrial_Stone, Clay, and Glass_New_Space Heating_Natural Gas_Insulation - Roof/Ceiling_A_Achievable Technical Potential | F10 | Industrial | Stone, Clay, and Glass | New | Space Heating | Natural Gas | Insulation - Roof/Ceiling | A | Purchases (Incremental) | Achievable Technical Potential | 0 | 0 | 0 | 0 | 0 | 0 | 0 | 0 | 0 | 0 | 0 | 0 | 0 | 0 | 0 | 0 | 0 | 0 | 0 | 0 | 0 | 0 | 0
F11_Industrial_Stone, Clay, and Glass_New_Space Heating_Natural Gas_Insulation - Roof/Ceiling_A_Achievable Technical Potential | F11 | Industrial | Stone, Clay, and Glass | New | Space Heating | Natural Gas | Insulation - Roof/Ceiling | A | Purchases (Cumulative) | Achievable Technical Potential | 0 | 0 | 0 | 0 | 0 | 0 | 0 | 0 | 0 | 0 | 0 | 0 | 0 | 0 | 0 | 0 | 0 | 0 | 0 | 0 | 0 | 0 | 0
F1_Industrial_Stone, Clay, and Glass_New_Space Heating_Natural Gas_Insulation - Wall Cavity_A_Achievable Technical Potential | F1 | Industrial | Stone, Clay, and Glass | New | Space Heating | Natural Gas | Insulation - Wall Cavity | A | Integrated Unit Energy Savings (kWh or therms) | Achievable Technical Potential | 0 | 0 | 0.017244 | 0.017038 | 0.016891 | 0.016755 | 0.016658 | 0.016552 | 0.016446 | 0.016334 | 0.016232 | 0.016122 | 0.015985 | 0.015858 | 0.015726 | 0.015616 | 0.015522 | 0.015432 | 0.015378 | 0.015332 | 0.015305 | 0.015299 | 0
F2_Industrial_Stone, Clay, and Glass_New_Space Heating_Natural Gas_Insulation - Wall Cavity_A_Achievable Technical Potential | F2 | Industrial | Stone, Clay, and Glass | New | Space Heating | Natural Gas | Insulation - Wall Cavity | A | Integrated Unit Summer Peak Savings (kW) | Achievable Technical Potential | 0 | 0 | 0 | 0 | 0 | 0 | 0 | 0 | 0 | 0 | 0 | 0 | 0 | 0 | 0 | 0 | 0 | 0 | 0 | 0 | 0 | 0 | 0
F3_Industrial_Stone, Clay, and Glass_New_Space Heating_Natural Gas_Insulation - Wall Cavity_A_Achievable Technical Potential | F3 | Industrial | Stone, Clay, and Glass | New | Space Heating | Natural Gas | Insulation - Wall Cavity | A | Integrated Unit Winter Peak Savings (kW) | Achievable Technical Potential | 0 | 0 | 0 | 0 | 0 | 0 | 0 | 0 | 0 | 0 | 0 | 0 | 0 | 0 | 0 | 0 | 0 | 0 | 0 | 0 | 0 | 0 | 0
F4_Industrial_Stone, Clay, and Glass_New_Space Heating_Natural Gas_Insulation - Wall Cavity_A_Achievable Technical Potential | F4 | Industrial | Stone, Clay, and Glass | New | Space Heating | Natural Gas | Insulation - Wall Cavity | A | Incremental Energy Savings (MWh or mTherms) | Achievable Technical Potential | 0 | 0 | 0 | 0 | 0 | 0 | 0 | 0 | 0 | 0 | 0 | 0 | 0 | 0 | 0 | 0 | 0 | 0 | 0 | 0 | 0 | 0 | 0
F5_Industrial_Stone, Clay, and Glass_New_Space Heating_Natural Gas_Insulation - Wall Cavity_A_Achievable Technical Potential | F5 | Industrial | Stone, Clay, and Glass | New | Space Heating | Natural Gas | Insulation - Wall Cavity | A | Incremental Summer Peak Savings (MW) | Achievable Technical Potential | 0 | 0 | 0 | 0 | 0 | 0 | 0 | 0 | 0 | 0 | 0 | 0 | 0 | 0 | 0 | 0 | 0 | 0 | 0 | 0 | 0 | 0 | 0
F6_Industrial_Stone, Clay, and Glass_New_Space Heating_Natural Gas_Insulation - Wall Cavity_A_Achievable Technical Potential | F6 | Industrial | Stone, Clay, and Glass | New | Space Heating | Natural Gas | Insulation - Wall Cavity | A | Incremental Winter Peak Savings (MW) | Achievable Technical Potential | 0 | 0 | 0 | 0 | 0 | 0 | 0 | 0 | 0 | 0 | 0 | 0 | 0 | 0 | 0 | 0 | 0 | 0 | 0 | 0 | 0 | 0 | 0
F7_Industrial_Stone, Clay, and Glass_New_Space Heating_Natural Gas_Insulation - Wall Cavity_A_Achievable Technical Potential | F7 | Industrial | Stone, Clay, and Glass | New | Space Heating | Natural Gas | Insulation - Wall Cavity | A | Cumulative Energy Savings (MWh or mTherms) | Achievable Technical Potential | 0 | 0 | 0 | 0 | 0 | 0 | 0 | 0 | 0 | 0 | 0 | 0 | 0 | 0 | 0 | 0 | 0 | 0 | 0 | 0 | 0 | 0 | 0
F8_Industrial_Stone, Clay, and Glass_New_Space Heating_Natural Gas_Insulation - Wall Cavity_A_Achievable Technical Potential | F8 | Industrial | Stone, Clay, and Glass | New | Space Heating | Natural Gas | Insulation - Wall Cavity | A | Cumulative Summer Peak Savings (MW) | Achievable Technical Potential | 0 | 0 | 0 | 0 | 0 | 0 | 0 | 0 | 0 | 0 | 0 | 0 | 0 | 0 | 0 | 0 | 0 | 0 | 0 | 0 | 0 | 0 | 0
F9_Industrial_Stone, Clay, and Glass_New_Space Heating_Natural Gas_Insulation - Wall Cavity_A_Achievable Technical Potential | F9 | Industrial | Stone, Clay, and Glass | New | Space Heating | Natural Gas | Insulation - Wall Cavity | A | Cumulative Winter Peak Savings (MW) | Achievable Technical Potential | 0 | 0 | 0 | 0 | 0 | 0 | 0 | 0 | 0 | 0 | 0 | 0 | 0 | 0 | 0 | 0 | 0 | 0 | 0 | 0 | 0 | 0 | 0
F10_Industrial_Stone, Clay, and Glass_New_Space Heating_Natural Gas_Insulation - Wall Cavity_A_Achievable Technical Potential | F10 | Industrial | Stone, Clay, and Glass | New | Space Heating | Natural Gas | Insulation - Wall Cavity | A | Purchases (Incremental) | Achievable Technical Potential | 0 | 0 | 0 | 0 | 0 | 0 | 0 | 0 | 0 | 0 | 0 | 0 | 0 | 0 | 0 | 0 | 0 | 0 | 0 | 0 | 0 | 0 | 0
F11_Industrial_Stone, Clay, and Glass_New_Space Heating_Natural Gas_Insulation - Wall Cavity_A_Achievable Technical Potential | F11 | Industrial | Stone, Clay, and Glass | New | Space Heating | Natural Gas | Insulation - Wall Cavity | A | Purchases (Cumulative) | Achievable Technical Potential | 0 | 0 | 0 | 0 | 0 | 0 | 0 | 0 | 0 | 0 | 0 | 0 | 0 | 0 | 0 | 0 | 0 | 0 | 0 | 0 | 0 | 0 | 0
F1_Industrial_Stone, Clay, and Glass_New_Space Heating_Natural Gas_Insulation - Ducting_A_Achievable Technical Potential | F1 | Industrial | Stone, Clay, and Glass | New | Space Heating | Natural Gas | Insulation - Ducting | A | Integrated Unit Energy Savings (kWh or therms) | Achievable Technical Potential | 0 | 0 | 0.0012706 | 0.001255 | 0.0012439 | 0.0012336 | 0.001226 | 0.0012178 | 0.0012097 | 0.0012011 | 0.0011932 | 0.0011848 | 0.0011744 | 0.0011648 | 0.0011548 | 0.0011466 | 0.0011394 | 0.0011328 | 0.0011286 | 0.0011252 | 0.0011231 | 0.0011226 | 0
F2_Industrial_Stone, Clay, and Glass_New_Space Heating_Natural Gas_Insulation - Ducting_A_Achievable Technical Potential | F2 | Industrial | Stone, Clay, and Glass | New | Space Heating | Natural Gas | Insulation - Ducting | A | Integrated Unit Summer Peak Savings (kW) | Achievable Technical Potential | 0 | 0 | 0 | 0 | 0 | 0 | 0 | 0 | 0 | 0 | 0 | 0 | 0 | 0 | 0 | 0 | 0 | 0 | 0 | 0 | 0 | 0 | 0
F3_Industrial_Stone, Clay, and Glass_New_Space Heating_Natural Gas_Insulation - Ducting_A_Achievable Technical Potential | F3 | Industrial | Stone, Clay, and Glass | New | Space Heating | Natural Gas | Insulation - Ducting | A | Integrated Unit Winter Peak Savings (kW) | Achievable Technical Potential | 0 | 0 | 0 | 0 | 0 | 0 | 0 | 0 | 0 | 0 | 0 | 0 | 0 | 0 | 0 | 0 | 0 | 0 | 0 | 0 | 0 | 0 | 0
F4_Industrial_Stone, Clay, and Glass_New_Space Heating_Natural Gas_Insulation - Ducting_A_Achievable Technical Potential | F4 | Industrial | Stone, Clay, and Glass | New | Space Heating | Natural Gas | Insulation - Ducting | A | Incremental Energy Savings (MWh or mTherms) | Achievable Technical Potential | 0 | 0 | 0 | 0 | 0 | 0 | 0 | 0 | 0 | 0 | 0 | 0 | 0 | 0 | 0 | 0 | 0 | 0 | 0 | 0 | 0 | 0 | 0
F5_Industrial_Stone, Clay, and Glass_New_Space Heating_Natural Gas_Insulation - Ducting_A_Achievable Technical Potential | F5 | Industrial | Stone, Clay, and Glass | New | Space Heating | Natural Gas | Insulation - Ducting | A | Incremental Summer Peak Savings (MW) | Achievable Technical Potential | 0 | 0 | 0 | 0 | 0 | 0 | 0 | 0 | 0 | 0 | 0 | 0 | 0 | 0 | 0 | 0 | 0 | 0 | 0 | 0 | 0 | 0 | 0
F6_Industrial_Stone, Clay, and Glass_New_Space Heating_Natural Gas_Insulation - Ducting_A_Achievable Technical Potential | F6 | Industrial | Stone, Clay, and Glass | New | Space Heating | Natural Gas | Insulation - Ducting | A | Incremental Winter Peak Savings (MW) | Achievable Technical Potential | 0 | 0 | 0 | 0 | 0 | 0 | 0 | 0 | 0 | 0 | 0 | 0 | 0 | 0 | 0 | 0 | 0 | 0 | 0 | 0 | 0 | 0 | 0
F7_Industrial_Stone, Clay, and Glass_New_Space Heating_Natural Gas_Insulation - Ducting_A_Achievable Technical Potential | F7 | Industrial | Stone, Clay, and Glass | New | Space Heating | Natural Gas | Insulation - Ducting | A | Cumulative Energy Savings (MWh or mTherms) | Achievable Technical Potential | 0 | 0 | 0 | 0 | 0 | 0 | 0 | 0 | 0 | 0 | 0 | 0 | 0 | 0 | 0 | 0 | 0 | 0 | 0 | 0 | 0 | 0 | 0
F8_Industrial_Stone, Clay, and Glass_New_Space Heating_Natural Gas_Insulation - Ducting_A_Achievable Technical Potential | F8 | Industrial | Stone, Clay, and Glass | New | Space Heating | Natural Gas | Insulation - Ducting | A | Cumulative Summer Peak Savings (MW) | Achievable Technical Potential | 0 | 0 | 0 | 0 | 0 | 0 | 0 | 0 | 0 | 0 | 0 | 0 | 0 | 0 | 0 | 0 | 0 | 0 | 0 | 0 | 0 | 0 | 0
F9_Industrial_Stone, Clay, and Glass_New_Space Heating_Natural Gas_Insulation - Ducting_A_Achievable Technical Potential | F9 | Industrial | Stone, Clay, and Glass | New | Space Heating | Natural Gas | Insulation - Ducting | A | Cumulative Winter Peak Savings (MW) | Achievable Technical Potential | 0 | 0 | 0 | 0 | 0 | 0 | 0 | 0 | 0 | 0 | 0 | 0 | 0 | 0 | 0 | 0 | 0 | 0 | 0 | 0 | 0 | 0 | 0
F10_Industrial_Stone, Clay, and Glass_New_Space Heating_Natural Gas_Insulation - Ducting_A_Achievable Technical Potential | F10 | Industrial | Stone, Clay, and Glass | New | Space Heating | Natural Gas | Insulation - Ducting | A | Purchases (Incremental) | Achievable Technical Potential | 0 | 0 | 0 | 0 | 0 | 0 | 0 | 0 | 0 | 0 | 0 | 0 | 0 | 0 | 0 | 0 | 0 | 0 | 0 | 0 | 0 | 0 | 0
F11_Industrial_Stone, Clay, and Glass_New_Space Heating_Natural Gas_Insulation - Ducting_A_Achievable Technical Potential | F11 | Industrial | Stone, Clay, and Glass | New | Space Heating | Natural Gas | Insulation - Ducting | A | Purchases (Cumulative) | Achievable Technical Potential | 0 | 0 | 0 | 0 | 0 | 0 | 0 | 0 | 0 | 0 | 0 | 0 | 0 | 0 | 0 | 0 | 0 | 0 | 0 | 0 | 0 | 0 | 0
F1_Industrial_Stone, Clay, and Glass_New_Space Heating_Natural Gas_HVAC - Duct Repair and Sealing_A_Achievable Technical Potential | F1 | Industrial | Stone, Clay, and Glass | New | Space Heating | Natural Gas | HVAC - Duct Repair and Sealing | A | Integrated Unit Energy Savings (kWh or therms) | Achievable Technical Potential | 0 | 0 | 0.0035936 | 0.0035495 | 0.0035181 | 0.003489 | 0.0034676 | 0.0034443 | 0.0034212 | 0.0033971 | 0.0033746 | 0.0033509 | 0.0033215 | 0.0032943 | 0.0032661 | 0.0032428 | 0.0032227 | 0.0032038 | 0.003192 | 0.0031823 | 0.0031765 | 0.003175 | 0
F2_Industrial_Stone, Clay, and Glass_New_Space Heating_Natural Gas_HVAC - Duct Repair and Sealing_A_Achievable Technical Potential | F2 | Industrial | Stone, Clay, and Glass | New | Space Heating | Natural Gas | HVAC - Duct Repair and Sealing | A | Integrated Unit Summer Peak Savings (kW) | Achievable Technical Potential | 0 | 0 | 0 | 0 | 0 | 0 | 0 | 0 | 0 | 0 | 0 | 0 | 0 | 0 | 0 | 0 | 0 | 0 | 0 | 0 | 0 | 0 | 0
F3_Industrial_Stone, Clay, and Glass_New_Space Heating_Natural Gas_HVAC - Duct Repair and Sealing_A_Achievable Technical Potential | F3 | Industrial | Stone, Clay, and Glass | New | Space Heating | Natural Gas | HVAC - Duct Repair and Sealing | A | Integrated Unit Winter Peak Savings (kW) | Achievable Technical Potential | 0 | 0 | 0 | 0 | 0 | 0 | 0 | 0 | 0 | 0 | 0 | 0 | 0 | 0 | 0 | 0 | 0 | 0 | 0 | 0 | 0 | 0 | 0
F4_Industrial_Stone, Clay, and Glass_New_Space Heating_Natural Gas_HVAC - Duct Repair and Sealing_A_Achievable Technical Potential | F4 | Industrial | Stone, Clay, and Glass | New | Space Heating | Natural Gas | HVAC - Duct Repair and Sealing | A | Incremental Energy Savings (MWh or mTherms) | Achievable Technical Potential | 0 | 0 | 0 | 0 | 0 | 0 | 0 | 0 | 0 | 0 | 0 | 0 | 0 | 0 | 0 | 0 | 0 | 0 | 0 | 0 | 0 | 0 | 0
F5_Industrial_Stone, Clay, and Glass_New_Space Heating_Natural Gas_HVAC - Duct Repair and Sealing_A_Achievable Technical Potential | F5 | Industrial | Stone, Clay, and Glass | New | Space Heating | Natural Gas | HVAC - Duct Repair and Sealing | A | Incremental Summer Peak Savings (MW) | Achievable Technical Potential | 0 | 0 | 0 | 0 | 0 | 0 | 0 | 0 | 0 | 0 | 0 | 0 | 0 | 0 | 0 | 0 | 0 | 0 | 0 | 0 | 0 | 0 | 0
F6_Industrial_Stone, Clay, and Glass_New_Space Heating_Natural Gas_HVAC - Duct Repair and Sealing_A_Achievable Technical Potential | F6 | Industrial | Stone, Clay, and Glass | New | Space Heating | Natural Gas | HVAC - Duct Repair and Sealing | A | Incremental Winter Peak Savings (MW) | Achievable Technical Potential | 0 | 0 | 0 | 0 | 0 | 0 | 0 | 0 | 0 | 0 | 0 | 0 | 0 | 0 | 0 | 0 | 0 | 0 | 0 | 0 | 0 | 0 | 0
F7_Industrial_Stone, Clay, and Glass_New_Space Heating_Natural Gas_HVAC - Duct Repair and Sealing_A_Achievable Technical Potential | F7 | Industrial | Stone, Clay, and Glass | New | Space Heating | Natural Gas | HVAC - Duct Repair and Sealing | A | Cumulative Energy Savings (MWh or mTherms) | Achievable Technical Potential | 0 | 0 | 0 | 0 | 0 | 0 | 0 | 0 | 0 | 0 | 0 | 0 | 0 | 0 | 0 | 0 | 0 | 0 | 0 | 0 | 0 | 0 | 0
F8_Industrial_Stone, Clay, and Glass_New_Space Heating_Natural Gas_HVAC - Duct Repair and Sealing_A_Achievable Technical Potential | F8 | Industrial | Stone, Clay, and Glass | New | Space Heating | Natural Gas | HVAC - Duct Repair and Sealing | A | Cumulative Summer Peak Savings (MW) | Achievable Technical Potential | 0 | 0 | 0 | 0 | 0 | 0 | 0 | 0 | 0 | 0 | 0 | 0 | 0 | 0 | 0 | 0 | 0 | 0 | 0 | 0 | 0 | 0 | 0
F9_Industrial_Stone, Clay, and Glass_New_Space Heating_Natural Gas_HVAC - Duct Repair and Sealing_A_Achievable Technical Potential | F9 | Industrial | Stone, Clay, and Glass | New | Space Heating | Natural Gas | HVAC - Duct Repair and Sealing | A | Cumulative Winter Peak Savings (MW) | Achievable Technical Potential | 0 | 0 | 0 | 0 | 0 | 0 | 0 | 0 | 0 | 0 | 0 | 0 | 0 | 0 | 0 | 0 | 0 | 0 | 0 | 0 | 0 | 0 | 0
F10_Industrial_Stone, Clay, and Glass_New_Space Heating_Natural Gas_HVAC - Duct Repair and Sealing_A_Achievable Technical Potential | F10 | Industrial | Stone, Clay, and Glass | New | Space Heating | Natural Gas | HVAC - Duct Repair and Sealing | A | Purchases (Incremental) | Achievable Technical Potential | 0 | 0 | 0 | 0 | 0 | 0 | 0 | 0 | 0 | 0 | 0 | 0 | 0 | 0 | 0 | 0 | 0 | 0 | 0 | 0 | 0 | 0 | 0
F11_Industrial_Stone, Clay, and Glass_New_Space Heating_Natural Gas_HVAC - Duct Repair and Sealing_A_Achievable Technical Potential | F11 | Industrial | Stone, Clay, and Glass | New | Space Heating | Natural Gas | HVAC - Duct Repair and Sealing | A | Purchases (Cumulative) | Achievable Technical Potential | 0 | 0 | 0 | 0 | 0 | 0 | 0 | 0 | 0 | 0 | 0 | 0 | 0 | 0 | 0 | 0 | 0 | 0 | 0 | 0 | 0 | 0 | 0
F1_Industrial_Stone, Clay, and Glass_New_Space Heating_Natural Gas_Windows - High Efficiency_A_Achievable Technical Potential | F1 | Industrial | Stone, Clay, and Glass | New | Space Heating | Natural Gas | Windows - High Efficiency | A | Integrated Unit Energy Savings (kWh or therms) | Achievable Technical Potential | 0 | 0 | 0.0073719 | 0.0072827 | 0.0072192 | 0.0071603 | 0.0071176 | 0.007071 | 0.0070246 | 0.0069758 | 0.0069309 | 0.0068833 | 0.0068237 | 0.0067686 | 0.0067114 | 0.006664 | 0.0066229 | 0.0065844 | 0.0065606 | 0.0065408 | 0.0065293 | 0.0065264 | 0
F2_Industrial_Stone, Clay, and Glass_New_Space Heating_Natural Gas_Windows - High Efficiency_A_Achievable Technical Potential | F2 | Industrial | Stone, Clay, and Glass | New | Space Heating | Natural Gas | Windows - High Efficiency | A | Integrated Unit Summer Peak Savings (kW) | Achievable Technical Potential | 0 | 0 | 0 | 0 | 0 | 0 | 0 | 0 | 0 | 0 | 0 | 0 | 0 | 0 | 0 | 0 | 0 | 0 | 0 | 0 | 0 | 0 | 0
F3_Industrial_Stone, Clay, and Glass_New_Space Heating_Natural Gas_Windows - High Efficiency_A_Achievable Technical Potential | F3 | Industrial | Stone, Clay, and Glass | New | Space Heating | Natural Gas | Windows - High Efficiency | A | Integrated Unit Winter Peak Savings (kW) | Achievable Technical Potential | 0 | 0 | 0 | 0 | 0 | 0 | 0 | 0 | 0 | 0 | 0 | 0 | 0 | 0 | 0 | 0 | 0 | 0 | 0 | 0 | 0 | 0 | 0
F4_Industrial_Stone, Clay, and Glass_New_Space Heating_Natural Gas_Windows - High Efficiency_A_Achievable Technical Potential | F4 | Industrial | Stone, Clay, and Glass | New | Space Heating | Natural Gas | Windows - High Efficiency | A | Incremental Energy Savings (MWh or mTherms) | Achievable Technical Potential | 0 | 0 | 0 | 0 | 0 | 0 | 0 | 0 | 0 | 0 | 0 | 0 | 0 | 0 | 0 | 0 | 0 | 0 | 0 | 0 | 0 | 0 | 0
F5_Industrial_Stone, Clay, and Glass_New_Space Heating_Natural Gas_Windows - High Efficiency_A_Achievable Technical Potential | F5 | Industrial | Stone, Clay, and Glass | New | Space Heating | Natural Gas | Windows - High Efficiency | A | Incremental Summer Peak Savings (MW) | Achievable Technical Potential | 0 | 0 | 0 | 0 | 0 | 0 | 0 | 0 | 0 | 0 | 0 | 0 | 0 | 0 | 0 | 0 | 0 | 0 | 0 | 0 | 0 | 0 | 0
F6_Industrial_Stone, Clay, and Glass_New_Space Heating_Natural Gas_Windows - High Efficiency_A_Achievable Technical Potential | F6 | Industrial | Stone, Clay, and Glass | New | Space Heating | Natural Gas | Windows - High Efficiency | A | Incremental Winter Peak Savings (MW) | Achievable Technical Potential | 0 | 0 | 0 | 0 | 0 | 0 | 0 | 0 | 0 | 0 | 0 | 0 | 0 | 0 | 0 | 0 | 0 | 0 | 0 | 0 | 0 | 0 | 0
F7_Industrial_Stone, Clay, and Glass_New_Space Heating_Natural Gas_Windows - High Efficiency_A_Achievable Technical Potential | F7 | Industrial | Stone, Clay, and Glass | New | Space Heating | Natural Gas | Windows - High Efficiency | A | Cumulative Energy Savings (MWh or mTherms) | Achievable Technical Potential | 0 | 0 | 0 | 0 | 0 | 0 | 0 | 0 | 0 | 0 | 0 | 0 | 0 | 0 | 0 | 0 | 0 | 0 | 0 | 0 | 0 | 0 | 0
F8_Industrial_Stone, Clay, and Glass_New_Space Heating_Natural Gas_Windows - High Efficiency_A_Achievable Technical Potential | F8 | Industrial | Stone, Clay, and Glass | New | Space Heating | Natural Gas | Windows - High Efficiency | A | Cumulative Summer Peak Savings (MW) | Achievable Technical Potential | 0 | 0 | 0 | 0 | 0 | 0 | 0 | 0 | 0 | 0 | 0 | 0 | 0 | 0 | 0 | 0 | 0 | 0 | 0 | 0 | 0 | 0 | 0
F9_Industrial_Stone, Clay, and Glass_New_Space Heating_Natural Gas_Windows - High Efficiency_A_Achievable Technical Potential | F9 | Industrial | Stone, Clay, and Glass | New | Space Heating | Natural Gas | Windows - High Efficiency | A | Cumulative Winter Peak Savings (MW) | Achievable Technical Potential | 0 | 0 | 0 | 0 | 0 | 0 | 0 | 0 | 0 | 0 | 0 | 0 | 0 | 0 | 0 | 0 | 0 | 0 | 0 | 0 | 0 | 0 | 0
F10_Industrial_Stone, Clay, and Glass_New_Space Heating_Natural Gas_Windows - High Efficiency_A_Achievable Technical Potential | F10 | Industrial | Stone, Clay, and Glass | New | Space Heating | Natural Gas | Windows - High Efficiency | A | Purchases (Incremental) | Achievable Technical Potential | 0 | 0 | 0 | 0 | 0 | 0 | 0 | 0 | 0 | 0 | 0 | 0 | 0 | 0 | 0 | 0 | 0 | 0 | 0 | 0 | 0 | 0 | 0
F11_Industrial_Stone, Clay, and Glass_New_Space Heating_Natural Gas_Windows - High Efficiency_A_Achievable Technical Potential | F11 | Industrial | Stone, Clay, and Glass | New | Space Heating | Natural Gas | Windows - High Efficiency | A | Purchases (Cumulative) | Achievable Technical Potential | 0 | 0 | 0 | 0 | 0 | 0 | 0 | 0 | 0 | 0 | 0 | 0 | 0 | 0 | 0 | 0 | 0 | 0 | 0 | 0 | 0 | 0 | 0
F1_Industrial_Stone, Clay, and Glass_New_Space Heating_Natural Gas_Gas Boiler - Maintenance_A_Achievable Technical Potential | F1 | Industrial | Stone, Clay, and Glass | New | Space Heating | Natural Gas | Gas Boiler - Maintenance | A | Integrated Unit Energy Savings (kWh or therms) | Achievable Technical Potential | 0 | 0 | 6.7807 | 6.7064 | 6.6563 | 6.6111 | 6.5855 | 6.5563 | 6.5296 | 6.5026 | 6.4841 | 6.4646 | 6.4358 | 6.4096 | 6.3846 | 6.3635 | 6.3436 | 6.3176 | 6.305 | 6.2876 | 6.2735 | 6.2646 | 0
F2_Industrial_Stone, Clay, and Glass_New_Space Heating_Natural Gas_Gas Boiler - Maintenance_A_Achievable Technical Potential | F2 | Industrial | Stone, Clay, and Glass | New | Space Heating | Natural Gas | Gas Boiler - Maintenance | A | Integrated Unit Summer Peak Savings (kW) | Achievable Technical Potential | 0 | 0 | 0 | 0 | 0 | 0 | 0 | 0 | 0 | 0 | 0 | 0 | 0 | 0 | 0 | 0 | 0 | 0 | 0 | 0 | 0 | 0 | 0
F3_Industrial_Stone, Clay, and Glass_New_Space Heating_Natural Gas_Gas Boiler - Maintenance_A_Achievable Technical Potential | F3 | Industrial | Stone, Clay, and Glass | New | Space Heating | Natural Gas | Gas Boiler - Maintenance | A | Integrated Unit Winter Peak Savings (kW) | Achievable Technical Potential | 0 | 0 | 0 | 0 | 0 | 0 | 0 | 0 | 0 | 0 | 0 | 0 | 0 | 0 | 0 | 0 | 0 | 0 | 0 | 0 | 0 | 0 | 0
F4_Industrial_Stone, Clay, and Glass_New_Space Heating_Natural Gas_Gas Boiler - Maintenance_A_Achievable Technical Potential | F4 | Industrial | Stone, Clay, and Glass | New | Space Heating | Natural Gas | Gas Boiler - Maintenance | A | Incremental Energy Savings (MWh or mTherms) | Achievable Technical Potential | 0 | 0 | 0.00010842 | 0.00013117 | 0.00012851 | 0.00013269 | 0.0001333 | 0.00013233 | 0.00013105 | 0.00013162 | 0.00013087 | 0.00023311 | 0.00025614 | 0.00025312 | 0.00046045 | 0.00050653 | 0.00050102 | 0.00091124 | 0.0010037 | 0.0009932 | 0.0018354 | 0.0019989 | 0
F5_Industrial_Stone, Clay, and Glass_New_Space Heating_Natural Gas_Gas Boiler - Maintenance_A_Achievable Technical Potential | F5 | Industrial | Stone, Clay, and Glass | New | Space Heating | Natural Gas | Gas Boiler - Maintenance | A | Incremental Summer Peak Savings (MW) | Achievable Technical Potential | 0 | 0 | 0 | 0 | 0 | 0 | 0 | 0 | 0 | 0 | 0 | 0 | 0 | 0 | 0 | 0 | 0 | 0 | 0 | 0 | 0 | 0 | 0
F6_Industrial_Stone, Clay, and Glass_New_Space Heating_Natural Gas_Gas Boiler - Maintenance_A_Achievable Technical Potential | F6 | Industrial | Stone, Clay, and Glass | New | Space Heating | Natural Gas | Gas Boiler - Maintenance | A | Incremental Winter Peak Savings (MW) | Achievable Technical Potential | 0 | 0 | 0 | 0 | 0 | 0 | 0 | 0 | 0 | 0 | 0 | 0 | 0 | 0 | 0 | 0 | 0 | 0 | 0 | 0 | 0 | 0 | 0
F7_Industrial_Stone, Clay, and Glass_New_Space Heating_Natural Gas_Gas Boiler - Maintenance_A_Achievable Technical Potential | F7 | Industrial | Stone, Clay, and Glass | New | Space Heating | Natural Gas | Gas Boiler - Maintenance | A | Cumulative Energy Savings (MWh or mTherms) | Achievable Technical Potential | 0 | 0 | 0.00010842 | 0.0002384 | 0.00036513 | 0.00038963 | 0.00039262 | 0.00039663 | 0.00039501 | 0.00039337 | 0.00039226 | 0.00039108 | 0.00038933 | 0.00038775 | 0.00038624 | 0.00038496 | 0.00038376 | 0.00038218 | 0.00038142 | 0.00038037 | 0.00037952 | 0.00037898 | 0
F8_Industrial_Stone, Clay, and Glass_New_Space Heating_Natural Gas_Gas Boiler - Maintenance_A_Achievable Technical Potential | F8 | Industrial | Stone, Clay, and Glass | New | Space Heating | Natural Gas | Gas Boiler - Maintenance | A | Cumulative Summer Peak Savings (MW) | Achievable Technical Potential | 0 | 0 | 0 | 0 | 0 | 0 | 0 | 0 | 0 | 0 | 0 | 0 | 0 | 0 | 0 | 0 | 0 | 0 | 0 | 0 | 0 | 0 | 0
F9_Industrial_Stone, Clay, and Glass_New_Space Heating_Natural Gas_Gas Boiler - Maintenance_A_Achievable Technical Potential | F9 | Industrial | Stone, Clay, and Glass | New | Space Heating | Natural Gas | Gas Boiler - Maintenance | A | Cumulative Winter Peak Savings (MW) | Achievable Technical Potential | 0 | 0 | 0 | 0 | 0 | 0 | 0 | 0 | 0 | 0 | 0 | 0 | 0 | 0 | 0 | 0 | 0 | 0 | 0 | 0 | 0 | 0 | 0
F10_Industrial_Stone, Clay, and Glass_New_Space Heating_Natural Gas_Gas Boiler - Maintenance_A_Achievable Technical Potential | F10 | Industrial | Stone, Clay, and Glass | New | Space Heating | Natural Gas | Gas Boiler - Maintenance | A | Purchases (Incremental) | Achievable Technical Potential | 0 | 0 | 0.015989 | 0.019558 | 0.019307 | 0.02007 | 0.020241 | 0.020184 | 0.02007 | 0.020241 | 0.020184 | 0.036059 | 0.039799 | 0.03949 | 0.072119 | 0.079599 | 0.078981 | 0.14424 | 0.1592 | 0.15796 | 0.29256 | 0.31908 | 0
F11_Industrial_Stone, Clay, and Glass_New_Space Heating_Natural Gas_Gas Boiler - Maintenance_A_Achievable Technical Potential | F11 | Industrial | Stone, Clay, and Glass | New | Space Heating | Natural Gas | Gas Boiler - Maintenance | A | Purchases (Cumulative) | Achievable Technical Potential | 0 | 0 | 0.015989 | 0.035547 | 0.054854 | 0.058936 | 0.059618 | 0.060495 | 0.060495 | 0.060495 | 0.060495 | 0.060495 | 0.060495 | 0.060495 | 0.060495 | 0.060495 | 0.060495 | 0.060495 | 0.060495 | 0.060495 | 0.060495 | 0.060495 | 0
F1_Industrial_Stone, Clay, and Glass_New_Process_Natural Gas_Gas Boiler - Maintenance_A_Achievable Technical Potential | F1 | Industrial | Stone, Clay, and Glass | New | Process | Natural Gas | Gas Boiler - Maintenance | A | Integrated Unit Energy Savings (kWh or therms) | Achievable Technical Potential | 0 | 0 | 6.7831 | 6.7831 | 6.7831 | 6.7831 | 6.7831 | 6.7831 | 6.7831 | 6.7831 | 6.7831 | 6.7831 | 6.7831 | 6.7831 | 6.7831 | 6.7831 | 6.7831 | 6.7831 | 6.7831 | 6.7831 | 6.7831 | 6.7831 | 0
F2_Industrial_Stone, Clay, and Glass_New_Process_Natural Gas_Gas Boiler - Maintenance_A_Achievable Technical Potential | F2 | Industrial | Stone, Clay, and Glass | New | Process | Natural Gas | Gas Boiler - Maintenance | A | Integrated Unit Summer Peak Savings (kW) | Achievable Technical Potential | 0 | 0 | 0 | 0 | 0 | 0 | 0 | 0 | 0 | 0 | 0 | 0 | 0 | 0 | 0 | 0 | 0 | 0 | 0 | 0 | 0 | 0 | 0
F3_Industrial_Stone, Clay, and Glass_New_Process_Natural Gas_Gas Boiler - Maintenance_A_Achievable Technical Potential | F3 | Industrial | Stone, Clay, and Glass | New | Process | Natural Gas | Gas Boiler - Maintenance | A | Integrated Unit Winter Peak Savings (kW) | Achievable Technical Potential | 0 | 0 | 0 | 0 | 0 | 0 | 0 | 0 | 0 | 0 | 0 | 0 | 0 | 0 | 0 | 0 | 0 | 0 | 0 | 0 | 0 | 0 | 0
F4_Industrial_Stone, Clay, and Glass_New_Process_Natural Gas_Gas Boiler - Maintenance_A_Achievable Technical Potential | F4 | Industrial | Stone, Clay, and Glass | New | Process | Natural Gas | Gas Boiler - Maintenance | A | Incremental Energy Savings (MWh or mTherms) | Achievable Technical Potential | 0 | 0 | 0.00010845 | 0.00013267 | 0.00013096 | 0.00013614 | 0.0001373 | 0.00013691 | 0.00013614 | 0.0001373 | 0.00013691 | 0.00024459 | 0.00026996 | 0.00026787 | 0.00048919 | 0.00053992 | 0.00053573 | 0.00097837 | 0.0010798 | 0.0010715 | 0.0019844 | 0.0021643 | 0
F5_Industrial_Stone, Clay, and Glass_New_Process_Natural Gas_Gas Boiler - Maintenance_A_Achievable Technical Potential | F5 | Industrial | Stone, Clay, and Glass | New | Process | Natural Gas | Gas Boiler - Maintenance | A | Incremental Summer Peak Savings (MW) | Achievable Technical Potential | 0 | 0 | 0 | 0 | 0 | 0 | 0 | 0 | 0 | 0 | 0 | 0 | 0 | 0 | 0 | 0 | 0 | 0 | 0 | 0 | 0 | 0 | 0
F6_Industrial_Stone, Clay, and Glass_New_Process_Natural Gas_Gas Boiler - Maintenance_A_Achievable Technical Potential | F6 | Industrial | Stone, Clay, and Glass | New | Process | Natural Gas | Gas Boiler - Maintenance | A | Incremental Winter Peak Savings (MW) | Achievable Technical Potential | 0 | 0 | 0 | 0 | 0 | 0 | 0 | 0 | 0 | 0 | 0 | 0 | 0 | 0 | 0 | 0 | 0 | 0 | 0 | 0 | 0 | 0 | 0
F7_Industrial_Stone, Clay, and Glass_New_Process_Natural Gas_Gas Boiler - Maintenance_A_Achievable Technical Potential | F7 | Industrial | Stone, Clay, and Glass | New | Process | Natural Gas | Gas Boiler - Maintenance | A | Cumulative Energy Savings (MWh or mTherms) | Achievable Technical Potential | 0 | 0 | 0.00010845 | 0.00024112 | 0.00037208 | 0.00039976 | 0.00040439 | 0.00041034 | 0.00041034 | 0.00041034 | 0.00041034 | 0.00041034 | 0.00041034 | 0.00041034 | 0.00041034 | 0.00041034 | 0.00041034 | 0.00041034 | 0.00041034 | 0.00041034 | 0.00041034 | 0.00041034 | 0
F8_Industrial_Stone, Clay, and Glass_New_Process_Natural Gas_Gas Boiler - Maintenance_A_Achievable Technical Potential | F8 | Industrial | Stone, Clay, and Glass | New | Process | Natural Gas | Gas Boiler - Maintenance | A | Cumulative Summer Peak Savings (MW) | Achievable Technical Potential | 0 | 0 | 0 | 0 | 0 | 0 | 0 | 0 | 0 | 0 | 0 | 0 | 0 | 0 | 0 | 0 | 0 | 0 | 0 | 0 | 0 | 0 | 0
F9_Industrial_Stone, Clay, and Glass_New_Process_Natural Gas_Gas Boiler - Maintenance_A_Achievable Technical Potential | F9 | Industrial | Stone, Clay, and Glass | New | Process | Natural Gas | Gas Boiler - Maintenance | A | Cumulative Winter Peak Savings (MW) | Achievable Technical Potential | 0 | 0 | 0 | 0 | 0 | 0 | 0 | 0 | 0 | 0 | 0 | 0 | 0 | 0 | 0 | 0 | 0 | 0 | 0 | 0 | 0 | 0 | 0
F10_Industrial_Stone, Clay, and Glass_New_Process_Natural Gas_Gas Boiler - Maintenance_A_Achievable Technical Potential | F10 | Industrial | Stone, Clay, and Glass | New | Process | Natural Gas | Gas Boiler - Maintenance | A | Purchases (Incremental) | Achievable Technical Potential | 0 | 0 | 0.015989 | 0.019558 | 0.019307 | 0.02007 | 0.020241 | 0.020184 | 0.02007 | 0.020241 | 0.020184 | 0.036059 | 0.039799 | 0.03949 | 0.072119 | 0.079599 | 0.078981 | 0.14424 | 0.1592 | 0.15796 | 0.29256 | 0.31908 | 0
F11_Industrial_Stone, Clay, and Glass_New_Process_Natural Gas_Gas Boiler - Maintenance_A_Achievable Technical Potential | F11 | Industrial | Stone, Clay, and Glass | New | Process | Natural Gas | Gas Boiler - Maintenance | A | Purchases (Cumulative) | Achievable Technical Potential | 0 | 0 | 0.015989 | 0.035547 | 0.054854 | 0.058936 | 0.059618 | 0.060495 | 0.060495 | 0.060495 | 0.060495 | 0.060495 | 0.060495 | 0.060495 | 0.060495 | 0.060495 | 0.060495 | 0.060495 | 0.060495 | 0.060495 | 0.060495 | 0.060495 | 0
F1_Industrial_Stone, Clay, and Glass_New_Space Heating_Natural Gas_Gas Furnace - Maintenance_A_Achievable Technical Potential | F1 | Industrial | Stone, Clay, and Glass | New | Space Heating | Natural Gas | Gas Furnace - Maintenance | A | Integrated Unit Energy Savings (kWh or therms) | Achievable Technical Potential | 0 | 0 | 0.0082991 | 0.008202 | 0.0081351 | 0.0080749 | 0.0080367 | 0.0079967 | 0.0079604 | 0.0079246 | 0.0078989 | 0.0078725 | 0.0078349 | 0.0078012 | 0.007768 | 0.0077401 | 0.0077139 | 0.0076816 | 0.0076653 | 0.007644 | 0.007627 | 0.0076161 | 0
F2_Industrial_Stone, Clay, and Glass_New_Space Heating_Natural Gas_Gas Furnace - Maintenance_A_Achievable Technical Potential | F2 | Industrial | Stone, Clay, and Glass | New | Space Heating | Natural Gas | Gas Furnace - Maintenance | A | Integrated Unit Summer Peak Savings (kW) | Achievable Technical Potential | 0 | 0 | 0 | 0 | 0 | 0 | 0 | 0 | 0 | 0 | 0 | 0 | 0 | 0 | 0 | 0 | 0 | 0 | 0 | 0 | 0 | 0 | 0
F3_Industrial_Stone, Clay, and Glass_New_Space Heating_Natural Gas_Gas Furnace - Maintenance_A_Achievable Technical Potential | F3 | Industrial | Stone, Clay, and Glass | New | Space Heating | Natural Gas | Gas Furnace - Maintenance | A | Integrated Unit Winter Peak Savings (kW) | Achievable Technical Potential | 0 | 0 | 0 | 0 | 0 | 0 | 0 | 0 | 0 | 0 | 0 | 0 | 0 | 0 | 0 | 0 | 0 | 0 | 0 | 0 | 0 | 0 | 0
F4_Industrial_Stone, Clay, and Glass_New_Space Heating_Natural Gas_Gas Furnace - Maintenance_A_Achievable Technical Potential | F4 | Industrial | Stone, Clay, and Glass | New | Space Heating | Natural Gas | Gas Furnace - Maintenance | A | Incremental Energy Savings (MWh or mTherms) | Achievable Technical Potential | 0 | 0 | 4.2338e-07 | 5.1183e-07 | 5.0113e-07 | 5.1709e-07 | 5.1902e-07 | 5.1497e-07 | 5.0976e-07 | 5.1178e-07 | 5.0868e-07 | 9.0575e-07 | 9.9491e-07 | 9.8294e-07 | 1.7874e-06 | 1.9657e-06 | 1.9439e-06 | 3.5351e-06 | 3.8935e-06 | 3.8526e-06 | 7.1193e-06 | 7.7537e-06 | 0
F5_Industrial_Stone, Clay, and Glass_New_Space Heating_Natural Gas_Gas Furnace - Maintenance_A_Achievable Technical Potential | F5 | Industrial | Stone, Clay, and Glass | New | Space Heating | Natural Gas | Gas Furnace - Maintenance | A | Incremental Summer Peak Savings (MW) | Achievable Technical Potential | 0 | 0 | 0 | 0 | 0 | 0 | 0 | 0 | 0 | 0 | 0 | 0 | 0 | 0 | 0 | 0 | 0 | 0 | 0 | 0 | 0 | 0 | 0
F6_Industrial_Stone, Clay, and Glass_New_Space Heating_Natural Gas_Gas Furnace - Maintenance_A_Achievable Technical Potential | F6 | Industrial | Stone, Clay, and Glass | New | Space Heating | Natural Gas | Gas Furnace - Maintenance | A | Incremental Winter Peak Savings (MW) | Achievable Technical Potential | 0 | 0 | 0 | 0 | 0 | 0 | 0 | 0 | 0 | 0 | 0 | 0 | 0 | 0 | 0 | 0 | 0 | 0 | 0 | 0 | 0 | 0 | 0
F7_Industrial_Stone, Clay, and Glass_New_Space Heating_Natural Gas_Gas Furnace - Maintenance_A_Achievable Technical Potential | F7 | Industrial | Stone, Clay, and Glass | New | Space Heating | Natural Gas | Gas Furnace - Maintenance | A | Cumulative Energy Savings (MWh or mTherms) | Achievable Technical Potential | 0 | 0 | 4.2338e-07 | 9.3026e-07 | 1.4238e-06 | 1.5184e-06 | 1.5287e-06 | 1.5435e-06 | 1.5365e-06 | 1.5296e-06 | 1.5246e-06 | 1.5195e-06 | 1.5123e-06 | 1.5058e-06 | 1.4993e-06 | 1.494e-06 | 1.4889e-06 | 1.4827e-06 | 1.4795e-06 | 1.4754e-06 | 1.4721e-06 | 1.47e-06 | 0
F8_Industrial_Stone, Clay, and Glass_New_Space Heating_Natural Gas_Gas Furnace - Maintenance_A_Achievable Technical Potential | F8 | Industrial | Stone, Clay, and Glass | New | Space Heating | Natural Gas | Gas Furnace - Maintenance | A | Cumulative Summer Peak Savings (MW) | Achievable Technical Potential | 0 | 0 | 0 | 0 | 0 | 0 | 0 | 0 | 0 | 0 | 0 | 0 | 0 | 0 | 0 | 0 | 0 | 0 | 0 | 0 | 0 | 0 | 0
F9_Industrial_Stone, Clay, and Glass_New_Space Heating_Natural Gas_Gas Furnace - Maintenance_A_Achievable Technical Potential | F9 | Industrial | Stone, Clay, and Glass | New | Space Heating | Natural Gas | Gas Furnace - Maintenance | A | Cumulative Winter Peak Savings (MW) | Achievable Technical Potential | 0 | 0 | 0 | 0 | 0 | 0 | 0 | 0 | 0 | 0 | 0 | 0 | 0 | 0 | 0 | 0 | 0 | 0 | 0 | 0 | 0 | 0 | 0
F10_Industrial_Stone, Clay, and Glass_New_Space Heating_Natural Gas_Gas Furnace - Maintenance_A_Achievable Technical Potential | F10 | Industrial | Stone, Clay, and Glass | New | Space Heating | Natural Gas | Gas Furnace - Maintenance | A | Purchases (Incremental) | Achievable Technical Potential | 0 | 0 | 0.051015 | 0.062403 | 0.061601 | 0.064037 | 0.064581 | 0.064398 | 0.064037 | 0.064581 | 0.064398 | 0.11505 | 0.12698 | 0.126 | 0.2301 | 0.25397 | 0.252 | 0.46021 | 0.50794 | 0.504 | 0.93344 | 1.0181 | 0
F11_Industrial_Stone, Clay, and Glass_New_Space Heating_Natural Gas_Gas Furnace - Maintenance_A_Achievable Technical Potential | F11 | Industrial | Stone, Clay, and Glass | New | Space Heating | Natural Gas | Gas Furnace - Maintenance | A | Purchases (Cumulative) | Achievable Technical Potential | 0 | 0 | 0.051015 | 0.11342 | 0.17502 | 0.18804 | 0.19022 | 0.19302 | 0.19302 | 0.19302 | 0.19302 | 0.19302 | 0.19302 | 0.19302 | 0.19302 | 0.19302 | 0.19302 | 0.19302 | 0.19302 | 0.19302 | 0.19302 | 0.19302 | 0
F1_Industrial_Stone, Clay, and Glass_New_Space Heating_Natural Gas_Gas Boiler - Hot Water Reset_A_Achievable Technical Potential | F1 | Industrial | Stone, Clay, and Glass | New | Space Heating | Natural Gas | Gas Boiler - Hot Water Reset | A | Integrated Unit Energy Savings (kWh or therms) | Achievable Technical Potential | 0 | 0 | 7.6417 | 7.5526 | 7.4913 | 7.4362 | 7.4014 | 7.3649 | 7.3319 | 7.2993 | 7.276 | 7.2521 | 7.2177 | 7.1869 | 7.1565 | 7.131 | 7.107 | 7.0774 | 7.0626 | 7.0432 | 7.0277 | 7.0179 | 0
F2_Industrial_Stone, Clay, and Glass_New_Space Heating_Natural Gas_Gas Boiler - Hot Water Reset_A_Achievable Technical Potential | F2 | Industrial | Stone, Clay, and Glass | New | Space Heating | Natural Gas | Gas Boiler - Hot Water Reset | A | Integrated Unit Summer Peak Savings (kW) | Achievable Technical Potential | 0 | 0 | 0 | 0 | 0 | 0 | 0 | 0 | 0 | 0 | 0 | 0 | 0 | 0 | 0 | 0 | 0 | 0 | 0 | 0 | 0 | 0 | 0
F3_Industrial_Stone, Clay, and Glass_New_Space Heating_Natural Gas_Gas Boiler - Hot Water Reset_A_Achievable Technical Potential | F3 | Industrial | Stone, Clay, and Glass | New | Space Heating | Natural Gas | Gas Boiler - Hot Water Reset | A | Integrated Unit Winter Peak Savings (kW) | Achievable Technical Potential | 0 | 0 | 0 | 0 | 0 | 0 | 0 | 0 | 0 | 0 | 0 | 0 | 0 | 0 | 0 | 0 | 0 | 0 | 0 | 0 | 0 | 0 | 0
F4_Industrial_Stone, Clay, and Glass_New_Space Heating_Natural Gas_Gas Boiler - Hot Water Reset_A_Achievable Technical Potential | F4 | Industrial | Stone, Clay, and Glass | New | Space Heating | Natural Gas | Gas Boiler - Hot Water Reset | A | Incremental Energy Savings (MWh or mTherms) | Achievable Technical Potential | 0 | 0 | 0.0013167 | 0.0027885 | 0.0048263 | 0.0074234 | 0.0097008 | 0.013005 | 0.016056 | 0.018451 | 0.018816 | 0.017583 | 0.014653 | 0.010506 | 0.0064078 | 0.0032686 | 0.0014601 | 0.00056327 | 0.0012169 | 0.0026004 | 0.0045276 | 0.0070058 | 0
F5_Industrial_Stone, Clay, and Glass_New_Space Heating_Natural Gas_Gas Boiler - Hot Water Reset_A_Achievable Technical Potential | F5 | Industrial | Stone, Clay, and Glass | New | Space Heating | Natural Gas | Gas Boiler - Hot Water Reset | A | Incremental Summer Peak Savings (MW) | Achievable Technical Potential | 0 | 0 | 0 | 0 | 0 | 0 | 0 | 0 | 0 | 0 | 0 | 0 | 0 | 0 | 0 | 0 | 0 | 0 | 0 | 0 | 0 | 0 | 0
F6_Industrial_Stone, Clay, and Glass_New_Space Heating_Natural Gas_Gas Boiler - Hot Water Reset_A_Achievable Technical Potential | F6 | Industrial | Stone, Clay, and Glass | New | Space Heating | Natural Gas | Gas Boiler - Hot Water Reset | A | Incremental Winter Peak Savings (MW) | Achievable Technical Potential | 0 | 0 | 0 | 0 | 0 | 0 | 0 | 0 | 0 | 0 | 0 | 0 | 0 | 0 | 0 | 0 | 0 | 0 | 0 | 0 | 0 | 0 | 0
F7_Industrial_Stone, Clay, and Glass_New_Space Heating_Natural Gas_Gas Boiler - Hot Water Reset_A_Achievable Technical Potential | F7 | Industrial | Stone, Clay, and Glass | New | Space Heating | Natural Gas | Gas Boiler - Hot Water Reset | A | Cumulative Energy Savings (MWh or mTherms) | Achievable Technical Potential | 0 | 0 | 0.0013167 | 0.0040899 | 0.008883 | 0.016241 | 0.025866 | 0.038743 | 0.054626 | 0.072834 | 0.091418 | 0.1087 | 0.12284 | 0.13282 | 0.13867 | 0.14144 | 0.14242 | 0.14239 | 0.1421 | 0.14171 | 0.14139 | 0.1412 | 0
F8_Industrial_Stone, Clay, and Glass_New_Space Heating_Natural Gas_Gas Boiler - Hot Water Reset_A_Achievable Technical Potential | F8 | Industrial | Stone, Clay, and Glass | New | Space Heating | Natural Gas | Gas Boiler - Hot Water Reset | A | Cumulative Summer Peak Savings (MW) | Achievable Technical Potential | 0 | 0 | 0 | 0 | 0 | 0 | 0 | 0 | 0 | 0 | 0 | 0 | 0 | 0 | 0 | 0 | 0 | 0 | 0 | 0 | 0 | 0 | 0
F9_Industrial_Stone, Clay, and Glass_New_Space Heating_Natural Gas_Gas Boiler - Hot Water Reset_A_Achievable Technical Potential | F9 | Industrial | Stone, Clay, and Glass | New | Space Heating | Natural Gas | Gas Boiler - Hot Water Reset | A | Cumulative Winter Peak Savings (MW) | Achievable Technical Potential | 0 | 0 | 0 | 0 | 0 | 0 | 0 | 0 | 0 | 0 | 0 | 0 | 0 | 0 | 0 | 0 | 0 | 0 | 0 | 0 | 0 | 0 | 0
F10_Industrial_Stone, Clay, and Glass_New_Space Heating_Natural Gas_Gas Boiler - Hot Water Reset_A_Achievable Technical Potential | F10 | Industrial | Stone, Clay, and Glass | New | Space Heating | Natural Gas | Gas Boiler - Hot Water Reset | A | Purchases (Incremental) | Achievable Technical Potential | 0 | 0 | 0.1723 | 0.36921 | 0.64426 | 0.99828 | 1.3107 | 1.7658 | 2.1899 | 2.5278 | 2.5861 | 2.4246 | 2.0302 | 1.4618 | 0.89538 | 0.45837 | 0.20545 | 0.079586 | 0.1723 | 0.36921 | 0.64426 | 0.99828 | 0
F11_Industrial_Stone, Clay, and Glass_New_Space Heating_Natural Gas_Gas Boiler - Hot Water Reset_A_Achievable Technical Potential | F11 | Industrial | Stone, Clay, and Glass | New | Space Heating | Natural Gas | Gas Boiler - Hot Water Reset | A | Purchases (Cumulative) | Achievable Technical Potential | 0 | 0 | 0.1723 | 0.54152 | 1.1858 | 2.1841 | 3.4947 | 5.2605 | 7.4504 | 9.9782 | 12.5642 | 14.9888 | 17.019 | 18.4808 | 19.3762 | 19.8345 | 20.04 | 20.1196 | 20.1196 | 20.1196 | 20.1196 | 20.1196 | 0
F1_Industrial_Stone, Clay, and Glass_New_Process_Natural Gas_Gas Boiler - Hot Water Reset_A_Achievable Technical Potential | F1 | Industrial | Stone, Clay, and Glass | New | Process | Natural Gas | Gas Boiler - Hot Water Reset | A | Integrated Unit Energy Savings (kWh or therms) | Achievable Technical Potential | 0 | 0 | 7.6393 | 7.631 | 7.6234 | 7.6166 | 7.6072 | 7.6012 | 7.5974 | 7.5957 | 7.5937 | 7.5931 | 7.5928 | 7.5936 | 7.5932 | 7.5936 | 7.5942 | 7.596 | 7.5978 | 7.6003 | 7.6026 | 7.6047 | 0
F2_Industrial_Stone, Clay, and Glass_New_Process_Natural Gas_Gas Boiler - Hot Water Reset_A_Achievable Technical Potential | F2 | Industrial | Stone, Clay, and Glass | New | Process | Natural Gas | Gas Boiler - Hot Water Reset | A | Integrated Unit Summer Peak Savings (kW) | Achievable Technical Potential | 0 | 0 | 0 | 0 | 0 | 0 | 0 | 0 | 0 | 0 | 0 | 0 | 0 | 0 | 0 | 0 | 0 | 0 | 0 | 0 | 0 | 0 | 0
F3_Industrial_Stone, Clay, and Glass_New_Process_Natural Gas_Gas Boiler - Hot Water Reset_A_Achievable Technical Potential | F3 | Industrial | Stone, Clay, and Glass | New | Process | Natural Gas | Gas Boiler - Hot Water Reset | A | Integrated Unit Winter Peak Savings (kW) | Achievable Technical Potential | 0 | 0 | 0 | 0 | 0 | 0 | 0 | 0 | 0 | 0 | 0 | 0 | 0 | 0 | 0 | 0 | 0 | 0 | 0 | 0 | 0 | 0 | 0
F4_Industrial_Stone, Clay, and Glass_New_Process_Natural Gas_Gas Boiler - Hot Water Reset_A_Achievable Technical Potential | F4 | Industrial | Stone, Clay, and Glass | New | Process | Natural Gas | Gas Boiler - Hot Water Reset | A | Incremental Energy Savings (MWh or mTherms) | Achievable Technical Potential | 0 | 0 | 0.0013163 | 0.0028175 | 0.0049114 | 0.0076035 | 0.0099705 | 0.013422 | 0.016638 | 0.0192 | 0.019638 | 0.01841 | 0.015415 | 0.0111 | 0.0067988 | 0.0034807 | 0.0015602 | 0.00060454 | 0.0013091 | 0.0028061 | 0.004898 | 0.0075916 | 0
F5_Industrial_Stone, Clay, and Glass_New_Process_Natural Gas_Gas Boiler - Hot Water Reset_A_Achievable Technical Potential | F5 | Industrial | Stone, Clay, and Glass | New | Process | Natural Gas | Gas Boiler - Hot Water Reset | A | Incremental Summer Peak Savings (MW) | Achievable Technical Potential | 0 | 0 | 0 | 0 | 0 | 0 | 0 | 0 | 0 | 0 | 0 | 0 | 0 | 0 | 0 | 0 | 0 | 0 | 0 | 0 | 0 | 0 | 0
F6_Industrial_Stone, Clay, and Glass_New_Process_Natural Gas_Gas Boiler - Hot Water Reset_A_Achievable Technical Potential | F6 | Industrial | Stone, Clay, and Glass | New | Process | Natural Gas | Gas Boiler - Hot Water Reset | A | Incremental Winter Peak Savings (MW) | Achievable Technical Potential | 0 | 0 | 0 | 0 | 0 | 0 | 0 | 0 | 0 | 0 | 0 | 0 | 0 | 0 | 0 | 0 | 0 | 0 | 0 | 0 | 0 | 0 | 0
F7_Industrial_Stone, Clay, and Glass_New_Process_Natural Gas_Gas Boiler - Hot Water Reset_A_Achievable Technical Potential | F7 | Industrial | Stone, Clay, and Glass | New | Process | Natural Gas | Gas Boiler - Hot Water Reset | A | Cumulative Energy Savings (MWh or mTherms) | Achievable Technical Potential | 0 | 0 | 0.0013163 | 0.0041323 | 0.0090396 | 0.016635 | 0.026585 | 0.039986 | 0.056604 | 0.075792 | 0.095409 | 0.11381 | 0.12922 | 0.14034 | 0.14713 | 0.15062 | 0.15219 | 0.15283 | 0.15286 | 0.15292 | 0.15296 | 0.153 | 0
F8_Industrial_Stone, Clay, and Glass_New_Process_Natural Gas_Gas Boiler - Hot Water Reset_A_Achievable Technical Potential | F8 | Industrial | Stone, Clay, and Glass | New | Process | Natural Gas | Gas Boiler - Hot Water Reset | A | Cumulative Summer Peak Savings (MW) | Achievable Technical Potential | 0 | 0 | 0 | 0 | 0 | 0 | 0 | 0 | 0 | 0 | 0 | 0 | 0 | 0 | 0 | 0 | 0 | 0 | 0 | 0 | 0 | 0 | 0
F9_Industrial_Stone, Clay, and Glass_New_Process_Natural Gas_Gas Boiler - Hot Water Reset_A_Achievable Technical Potential | F9 | Industrial | Stone, Clay, and Glass | New | Process | Natural Gas | Gas Boiler - Hot Water Reset | A | Cumulative Winter Peak Savings (MW) | Achievable Technical Potential | 0 | 0 | 0 | 0 | 0 | 0 | 0 | 0 | 0 | 0 | 0 | 0 | 0 | 0 | 0 | 0 | 0 | 0 | 0 | 0 | 0 | 0 | 0
F10_Industrial_Stone, Clay, and Glass_New_Process_Natural Gas_Gas Boiler - Hot Water Reset_A_Achievable Technical Potential | F10 | Industrial | Stone, Clay, and Glass | New | Process | Natural Gas | Gas Boiler - Hot Water Reset | A | Purchases (Incremental) | Achievable Technical Potential | 0 | 0 | 0.1723 | 0.36921 | 0.64426 | 0.99828 | 1.3107 | 1.7658 | 2.1899 | 2.5278 | 2.5861 | 2.4246 | 2.0302 | 1.4618 | 0.89538 | 0.45837 | 0.20545 | 0.079586 | 0.1723 | 0.36921 | 0.64426 | 0.99828 | 0
F11_Industrial_Stone, Clay, and Glass_New_Process_Natural Gas_Gas Boiler - Hot Water Reset_A_Achievable Technical Potential | F11 | Industrial | Stone, Clay, and Glass | New | Process | Natural Gas | Gas Boiler - Hot Water Reset | A | Purchases (Cumulative) | Achievable Technical Potential | 0 | 0 | 0.1723 | 0.54152 | 1.1858 | 2.1841 | 3.4947 | 5.2605 | 7.4504 | 9.9782 | 12.5642 | 14.9888 | 17.019 | 18.4808 | 19.3762 | 19.8345 | 20.04 | 20.1196 | 20.1196 | 20.1196 | 20.1196 | 20.1196 | 0
F1_Industrial_Stone, Clay, and Glass_New_Space Heating_Natural Gas_Steam Trap Maintenance_A_Achievable Technical Potential | F1 | Industrial | Stone, Clay, and Glass | New | Space Heating | Natural Gas | Steam Trap Maintenance | A | Integrated Unit Energy Savings (kWh or therms) | Achievable Technical Potential | 0 | 0 | 8.7107 | 8.6151 | 8.5508 | 8.4927 | 8.4599 | 8.4225 | 8.3882 | 8.3534 | 8.3298 | 8.3047 | 8.2676 | 8.234 | 8.2019 | 8.1748 | 8.1493 | 8.1159 | 8.0997 | 8.0773 | 8.0592 | 8.0478 | 0
F2_Industrial_Stone, Clay, and Glass_New_Space Heating_Natural Gas_Steam Trap Maintenance_A_Achievable Technical Potential | F2 | Industrial | Stone, Clay, and Glass | New | Space Heating | Natural Gas | Steam Trap Maintenance | A | Integrated Unit Summer Peak Savings (kW) | Achievable Technical Potential | 0 | 0 | 0 | 0 | 0 | 0 | 0 | 0 | 0 | 0 | 0 | 0 | 0 | 0 | 0 | 0 | 0 | 0 | 0 | 0 | 0 | 0 | 0
F3_Industrial_Stone, Clay, and Glass_New_Space Heating_Natural Gas_Steam Trap Maintenance_A_Achievable Technical Potential | F3 | Industrial | Stone, Clay, and Glass | New | Space Heating | Natural Gas | Steam Trap Maintenance | A | Integrated Unit Winter Peak Savings (kW) | Achievable Technical Potential | 0 | 0 | 0 | 0 | 0 | 0 | 0 | 0 | 0 | 0 | 0 | 0 | 0 | 0 | 0 | 0 | 0 | 0 | 0 | 0 | 0 | 0 | 0
F4_Industrial_Stone, Clay, and Glass_New_Space Heating_Natural Gas_Steam Trap Maintenance_A_Achievable Technical Potential | F4 | Industrial | Stone, Clay, and Glass | New | Space Heating | Natural Gas | Steam Trap Maintenance | A | Incremental Energy Savings (MWh or mTherms) | Achievable Technical Potential | 0 | 0 | 0 | 0 | 0 | 0 | 0 | 0 | 0 | 0 | 0 | 0 | 0 | 0 | 0 | 0 | 0 | 0 | 0 | 0 | 0 | 0 | 0
F5_Industrial_Stone, Clay, and Glass_New_Space Heating_Natural Gas_Steam Trap Maintenance_A_Achievable Technical Potential | F5 | Industrial | Stone, Clay, and Glass | New | Space Heating | Natural Gas | Steam Trap Maintenance | A | Incremental Summer Peak Savings (MW) | Achievable Technical Potential | 0 | 0 | 0 | 0 | 0 | 0 | 0 | 0 | 0 | 0 | 0 | 0 | 0 | 0 | 0 | 0 | 0 | 0 | 0 | 0 | 0 | 0 | 0
F6_Industrial_Stone, Clay, and Glass_New_Space Heating_Natural Gas_Steam Trap Maintenance_A_Achievable Technical Potential | F6 | Industrial | Stone, Clay, and Glass | New | Space Heating | Natural Gas | Steam Trap Maintenance | A | Incremental Winter Peak Savings (MW) | Achievable Technical Potential | 0 | 0 | 0 | 0 | 0 | 0 | 0 | 0 | 0 | 0 | 0 | 0 | 0 | 0 | 0 | 0 | 0 | 0 | 0 | 0 | 0 | 0 | 0
F7_Industrial_Stone, Clay, and Glass_New_Space Heating_Natural Gas_Steam Trap Maintenance_A_Achievable Technical Potential | F7 | Industrial | Stone, Clay, and Glass | New | Space Heating | Natural Gas | Steam Trap Maintenance | A | Cumulative Energy Savings (MWh or mTherms) | Achievable Technical Potential | 0 | 0 | 0 | 0 | 0 | 0 | 0 | 0 | 0 | 0 | 0 | 0 | 0 | 0 | 0 | 0 | 0 | 0 | 0 | 0 | 0 | 0 | 0
F8_Industrial_Stone, Clay, and Glass_New_Space Heating_Natural Gas_Steam Trap Maintenance_A_Achievable Technical Potential | F8 | Industrial | Stone, Clay, and Glass | New | Space Heating | Natural Gas | Steam Trap Maintenance | A | Cumulative Summer Peak Savings (MW) | Achievable Technical Potential | 0 | 0 | 0 | 0 | 0 | 0 | 0 | 0 | 0 | 0 | 0 | 0 | 0 | 0 | 0 | 0 | 0 | 0 | 0 | 0 | 0 | 0 | 0
F9_Industrial_Stone, Clay, and Glass_New_Space Heating_Natural Gas_Steam Trap Maintenance_A_Achievable Technical Potential | F9 | Industrial | Stone, Clay, and Glass | New | Space Heating | Natural Gas | Steam Trap Maintenance | A | Cumulative Winter Peak Savings (MW) | Achievable Technical Potential | 0 | 0 | 0 | 0 | 0 | 0 | 0 | 0 | 0 | 0 | 0 | 0 | 0 | 0 | 0 | 0 | 0 | 0 | 0 | 0 | 0 | 0 | 0
F10_Industrial_Stone, Clay, and Glass_New_Space Heating_Natural Gas_Steam Trap Maintenance_A_Achievable Technical Potential | F10 | Industrial | Stone, Clay, and Glass | New | Space Heating | Natural Gas | Steam Trap Maintenance | A | Purchases (Incremental) | Achievable Technical Potential | 0 | 0 | 0 | 0 | 0 | 0 | 0 | 0 | 0 | 0 | 0 | 0 | 0 | 0 | 0 | 0 | 0 | 0 | 0 | 0 | 0 | 0 | 0
F11_Industrial_Stone, Clay, and Glass_New_Space Heating_Natural Gas_Steam Trap Maintenance_A_Achievable Technical Potential | F11 | Industrial | Stone, Clay, and Glass | New | Space Heating | Natural Gas | Steam Trap Maintenance | A | Purchases (Cumulative) | Achievable Technical Potential | 0 | 0 | 0 | 0 | 0 | 0 | 0 | 0 | 0 | 0 | 0 | 0 | 0 | 0 | 0 | 0 | 0 | 0 | 0 | 0 | 0 | 0 | 0
F1_Industrial_Stone, Clay, and Glass_New_Process_Natural Gas_Steam Trap Maintenance_A_Achievable Technical Potential | F1 | Industrial | Stone, Clay, and Glass | New | Process | Natural Gas | Steam Trap Maintenance | A | Integrated Unit Energy Savings (kWh or therms) | Achievable Technical Potential | 0 | 0 | 5.402 | 5.3987 | 5.3957 | 5.393 | 5.3892 | 5.3866 | 5.3849 | 5.3842 | 5.3835 | 5.3834 | 5.3836 | 5.3842 | 5.3843 | 5.3849 | 5.3855 | 5.3863 | 5.3871 | 5.3881 | 5.3889 | 5.3897 | 0
F2_Industrial_Stone, Clay, and Glass_New_Process_Natural Gas_Steam Trap Maintenance_A_Achievable Technical Potential | F2 | Industrial | Stone, Clay, and Glass | New | Process | Natural Gas | Steam Trap Maintenance | A | Integrated Unit Summer Peak Savings (kW) | Achievable Technical Potential | 0 | 0 | 0 | 0 | 0 | 0 | 0 | 0 | 0 | 0 | 0 | 0 | 0 | 0 | 0 | 0 | 0 | 0 | 0 | 0 | 0 | 0 | 0
F3_Industrial_Stone, Clay, and Glass_New_Process_Natural Gas_Steam Trap Maintenance_A_Achievable Technical Potential | F3 | Industrial | Stone, Clay, and Glass | New | Process | Natural Gas | Steam Trap Maintenance | A | Integrated Unit Winter Peak Savings (kW) | Achievable Technical Potential | 0 | 0 | 0 | 0 | 0 | 0 | 0 | 0 | 0 | 0 | 0 | 0 | 0 | 0 | 0 | 0 | 0 | 0 | 0 | 0 | 0 | 0 | 0
F4_Industrial_Stone, Clay, and Glass_New_Process_Natural Gas_Steam Trap Maintenance_A_Achievable Technical Potential | F4 | Industrial | Stone, Clay, and Glass | New | Process | Natural Gas | Steam Trap Maintenance | A | Incremental Energy Savings (MWh or mTherms) | Achievable Technical Potential | 0 | 0 | 0 | 0 | 0 | 0 | 0 | 0 | 0 | 0 | 0 | 0 | 0 | 0 | 0 | 0 | 0 | 0 | 0 | 0 | 0 | 0 | 0
F5_Industrial_Stone, Clay, and Glass_New_Process_Natural Gas_Steam Trap Maintenance_A_Achievable Technical Potential | F5 | Industrial | Stone, Clay, and Glass | New | Process | Natural Gas | Steam Trap Maintenance | A | Incremental Summer Peak Savings (MW) | Achievable Technical Potential | 0 | 0 | 0 | 0 | 0 | 0 | 0 | 0 | 0 | 0 | 0 | 0 | 0 | 0 | 0 | 0 | 0 | 0 | 0 | 0 | 0 | 0 | 0
F6_Industrial_Stone, Clay, and Glass_New_Process_Natural Gas_Steam Trap Maintenance_A_Achievable Technical Potential | F6 | Industrial | Stone, Clay, and Glass | New | Process | Natural Gas | Steam Trap Maintenance | A | Incremental Winter Peak Savings (MW) | Achievable Technical Potential | 0 | 0 | 0 | 0 | 0 | 0 | 0 | 0 | 0 | 0 | 0 | 0 | 0 | 0 | 0 | 0 | 0 | 0 | 0 | 0 | 0 | 0 | 0
F7_Industrial_Stone, Clay, and Glass_New_Process_Natural Gas_Steam Trap Maintenance_A_Achievable Technical Potential | F7 | Industrial | Stone, Clay, and Glass | New | Process | Natural Gas | Steam Trap Maintenance | A | Cumulative Energy Savings (MWh or mTherms) | Achievable Technical Potential | 0 | 0 | 0 | 0 | 0 | 0 | 0 | 0 | 0 | 0 | 0 | 0 | 0 | 0 | 0 | 0 | 0 | 0 | 0 | 0 | 0 | 0 | 0
F8_Industrial_Stone, Clay, and Glass_New_Process_Natural Gas_Steam Trap Maintenance_A_Achievable Technical Potential | F8 | Industrial | Stone, Clay, and Glass | New | Process | Natural Gas | Steam Trap Maintenance | A | Cumulative Summer Peak Savings (MW) | Achievable Technical Potential | 0 | 0 | 0 | 0 | 0 | 0 | 0 | 0 | 0 | 0 | 0 | 0 | 0 | 0 | 0 | 0 | 0 | 0 | 0 | 0 | 0 | 0 | 0
F9_Industrial_Stone, Clay, and Glass_New_Process_Natural Gas_Steam Trap Maintenance_A_Achievable Technical Potential | F9 | Industrial | Stone, Clay, and Glass | New | Process | Natural Gas | Steam Trap Maintenance | A | Cumulative Winter Peak Savings (MW) | Achievable Technical Potential | 0 | 0 | 0 | 0 | 0 | 0 | 0 | 0 | 0 | 0 | 0 | 0 | 0 | 0 | 0 | 0 | 0 | 0 | 0 | 0 | 0 | 0 | 0
F10_Industrial_Stone, Clay, and Glass_New_Process_Natural Gas_Steam Trap Maintenance_A_Achievable Technical Potential | F10 | Industrial | Stone, Clay, and Glass | New | Process | Natural Gas | Steam Trap Maintenance | A | Purchases (Incremental) | Achievable Technical Potential | 0 | 0 | 0 | 0 | 0 | 0 | 0 | 0 | 0 | 0 | 0 | 0 | 0 | 0 | 0 | 0 | 0 | 0 | 0 | 0 | 0 | 0 | 0
F11_Industrial_Stone, Clay, and Glass_New_Process_Natural Gas_Steam Trap Maintenance_A_Achievable Technical Potential | F11 | Industrial | Stone, Clay, and Glass | New | Process | Natural Gas | Steam Trap Maintenance | A | Purchases (Cumulative) | Achievable Technical Potential | 0 | 0 | 0 | 0 | 0 | 0 | 0 | 0 | 0 | 0 | 0 | 0 | 0 | 0 | 0 | 0 | 0 | 0 | 0 | 0 | 0 | 0 | 0
F1_Industrial_Stone, Clay, and Glass_New_Space Heating_Natural Gas_Gas Boiler - High Turndown_A_Achievable Technical Potential | F1 | Industrial | Stone, Clay, and Glass | New | Space Heating | Natural Gas | Gas Boiler - High Turndown | A | Integrated Unit Energy Savings (kWh or therms) | Achievable Technical Potential | 0 | 0 | 9.2319 | 9.1213 | 9.043 | 8.9702 | 8.9183 | 8.8613 | 8.8045 | 8.7446 | 8.6897 | 8.6313 | 8.5578 | 8.4896 | 8.419 | 8.3605 | 8.3097 | 8.2618 | 8.2326 | 8.2081 | 8.194 | 8.1905 | 0
F2_Industrial_Stone, Clay, and Glass_New_Space Heating_Natural Gas_Gas Boiler - High Turndown_A_Achievable Technical Potential | F2 | Industrial | Stone, Clay, and Glass | New | Space Heating | Natural Gas | Gas Boiler - High Turndown | A | Integrated Unit Summer Peak Savings (kW) | Achievable Technical Potential | 0 | 0 | 0 | 0 | 0 | 0 | 0 | 0 | 0 | 0 | 0 | 0 | 0 | 0 | 0 | 0 | 0 | 0 | 0 | 0 | 0 | 0 | 0
F3_Industrial_Stone, Clay, and Glass_New_Space Heating_Natural Gas_Gas Boiler - High Turndown_A_Achievable Technical Potential | F3 | Industrial | Stone, Clay, and Glass | New | Space Heating | Natural Gas | Gas Boiler - High Turndown | A | Integrated Unit Winter Peak Savings (kW) | Achievable Technical Potential | 0 | 0 | 0 | 0 | 0 | 0 | 0 | 0 | 0 | 0 | 0 | 0 | 0 | 0 | 0 | 0 | 0 | 0 | 0 | 0 | 0 | 0 | 0
F4_Industrial_Stone, Clay, and Glass_New_Space Heating_Natural Gas_Gas Boiler - High Turndown_A_Achievable Technical Potential | F4 | Industrial | Stone, Clay, and Glass | New | Space Heating | Natural Gas | Gas Boiler - High Turndown | A | Incremental Energy Savings (MWh or mTherms) | Achievable Technical Potential | 0 | 0 | 0.00021896 | 0.00037755 | 0.00053374 | 0.00070672 | 0.00080876 | 0.00083341 | 0.00074894 | 0.00067237 | 0.00058028 | 0.00050292 | 0.00043165 | 0.0003727 | 0.00031191 | 0.00026346 | 0.00022194 | 0.00019595 | 0.00034076 | 0.00048447 | 0.00064556 | 0.00074276 | 0
F5_Industrial_Stone, Clay, and Glass_New_Space Heating_Natural Gas_Gas Boiler - High Turndown_A_Achievable Technical Potential | F5 | Industrial | Stone, Clay, and Glass | New | Space Heating | Natural Gas | Gas Boiler - High Turndown | A | Incremental Summer Peak Savings (MW) | Achievable Technical Potential | 0 | 0 | 0 | 0 | 0 | 0 | 0 | 0 | 0 | 0 | 0 | 0 | 0 | 0 | 0 | 0 | 0 | 0 | 0 | 0 | 0 | 0 | 0
F6_Industrial_Stone, Clay, and Glass_New_Space Heating_Natural Gas_Gas Boiler - High Turndown_A_Achievable Technical Potential | F6 | Industrial | Stone, Clay, and Glass | New | Space Heating | Natural Gas | Gas Boiler - High Turndown | A | Incremental Winter Peak Savings (MW) | Achievable Technical Potential | 0 | 0 | 0 | 0 | 0 | 0 | 0 | 0 | 0 | 0 | 0 | 0 | 0 | 0 | 0 | 0 | 0 | 0 | 0 | 0 | 0 | 0 | 0
F7_Industrial_Stone, Clay, and Glass_New_Space Heating_Natural Gas_Gas Boiler - High Turndown_A_Achievable Technical Potential | F7 | Industrial | Stone, Clay, and Glass | New | Space Heating | Natural Gas | Gas Boiler - High Turndown | A | Cumulative Energy Savings (MWh or mTherms) | Achievable Technical Potential | 0 | 0 | 0.00021896 | 0.00059389 | 0.0011225 | 0.0018202 | 0.0026184 | 0.0034351 | 0.004162 | 0.0048061 | 0.0053562 | 0.0058231 | 0.0062052 | 0.0065284 | 0.006786 | 0.0070023 | 0.0071818 | 0.0071403 | 0.0071151 | 0.007094 | 0.0070817 | 0.0070787 | 0
F8_Industrial_Stone, Clay, and Glass_New_Space Heating_Natural Gas_Gas Boiler - High Turndown_A_Achievable Technical Potential | F8 | Industrial | Stone, Clay, and Glass | New | Space Heating | Natural Gas | Gas Boiler - High Turndown | A | Cumulative Summer Peak Savings (MW) | Achievable Technical Potential | 0 | 0 | 0 | 0 | 0 | 0 | 0 | 0 | 0 | 0 | 0 | 0 | 0 | 0 | 0 | 0 | 0 | 0 | 0 | 0 | 0 | 0 | 0
F9_Industrial_Stone, Clay, and Glass_New_Space Heating_Natural Gas_Gas Boiler - High Turndown_A_Achievable Technical Potential | F9 | Industrial | Stone, Clay, and Glass | New | Space Heating | Natural Gas | Gas Boiler - High Turndown | A | Cumulative Winter Peak Savings (MW) | Achievable Technical Potential | 0 | 0 | 0 | 0 | 0 | 0 | 0 | 0 | 0 | 0 | 0 | 0 | 0 | 0 | 0 | 0 | 0 | 0 | 0 | 0 | 0 | 0 | 0
F10_Industrial_Stone, Clay, and Glass_New_Space Heating_Natural Gas_Gas Boiler - High Turndown_A_Achievable Technical Potential | F10 | Industrial | Stone, Clay, and Glass | New | Space Heating | Natural Gas | Gas Boiler - High Turndown | A | Purchases (Incremental) | Achievable Technical Potential | 0 | 0 | 0.023718 | 0.041392 | 0.059023 | 0.078785 | 0.090686 | 0.094051 | 0.085063 | 0.076889 | 0.066777 | 0.058268 | 0.050439 | 0.043901 | 0.037048 | 0.031512 | 0.026708 | 0.023718 | 0.041392 | 0.059023 | 0.078785 | 0.090686 | 0
F11_Industrial_Stone, Clay, and Glass_New_Space Heating_Natural Gas_Gas Boiler - High Turndown_A_Achievable Technical Potential | F11 | Industrial | Stone, Clay, and Glass | New | Space Heating | Natural Gas | Gas Boiler - High Turndown | A | Purchases (Cumulative) | Achievable Technical Potential | 0 | 0 | 0.023718 | 0.06511 | 0.12413 | 0.20292 | 0.2936 | 0.38765 | 0.47272 | 0.54961 | 0.61638 | 0.67465 | 0.72509 | 0.76899 | 0.80604 | 0.83755 | 0.86426 | 0.86426 | 0.86426 | 0.86426 | 0.86426 | 0.86426 | 0
F1_Industrial_Stone, Clay, and Glass_New_Process_Natural Gas_Gas Boiler - High Turndown_A_Achievable Technical Potential | F1 | Industrial | Stone, Clay, and Glass | New | Process | Natural Gas | Gas Boiler - High Turndown | A | Integrated Unit Energy Savings (kWh or therms) | Achievable Technical Potential | 0 | 0 | 5.7165 | 5.7028 | 5.6902 | 5.679 | 5.6634 | 5.6527 | 5.646 | 5.6431 | 5.6396 | 5.6387 | 5.6388 | 5.6406 | 5.6405 | 5.6419 | 5.6436 | 5.6479 | 5.651 | 5.6548 | 5.6582 | 5.6614 | 0
F2_Industrial_Stone, Clay, and Glass_New_Process_Natural Gas_Gas Boiler - High Turndown_A_Achievable Technical Potential | F2 | Industrial | Stone, Clay, and Glass | New | Process | Natural Gas | Gas Boiler - High Turndown | A | Integrated Unit Summer Peak Savings (kW) | Achievable Technical Potential | 0 | 0 | 0 | 0 | 0 | 0 | 0 | 0 | 0 | 0 | 0 | 0 | 0 | 0 | 0 | 0 | 0 | 0 | 0 | 0 | 0 | 0 | 0
F3_Industrial_Stone, Clay, and Glass_New_Process_Natural Gas_Gas Boiler - High Turndown_A_Achievable Technical Potential | F3 | Industrial | Stone, Clay, and Glass | New | Process | Natural Gas | Gas Boiler - High Turndown | A | Integrated Unit Winter Peak Savings (kW) | Achievable Technical Potential | 0 | 0 | 0 | 0 | 0 | 0 | 0 | 0 | 0 | 0 | 0 | 0 | 0 | 0 | 0 | 0 | 0 | 0 | 0 | 0 | 0 | 0 | 0
F4_Industrial_Stone, Clay, and Glass_New_Process_Natural Gas_Gas Boiler - High Turndown_A_Achievable Technical Potential | F4 | Industrial | Stone, Clay, and Glass | New | Process | Natural Gas | Gas Boiler - High Turndown | A | Incremental Energy Savings (MWh or mTherms) | Achievable Technical Potential | 0 | 0 | 0.0015032 | 0.0026171 | 0.0037236 | 0.0049606 | 0.0056942 | 0.0058944 | 0.0053247 | 0.0048105 | 0.0041754 | 0.0036427 | 0.0031533 | 0.0027455 | 0.0023169 | 0.0019712 | 0.0016712 | 0.0014852 | 0.0025933 | 0.0037005 | 0.0049424 | 0.0056921 | 0
F5_Industrial_Stone, Clay, and Glass_New_Process_Natural Gas_Gas Boiler - High Turndown_A_Achievable Technical Potential | F5 | Industrial | Stone, Clay, and Glass | New | Process | Natural Gas | Gas Boiler - High Turndown | A | Incremental Summer Peak Savings (MW) | Achievable Technical Potential | 0 | 0 | 0 | 0 | 0 | 0 | 0 | 0 | 0 | 0 | 0 | 0 | 0 | 0 | 0 | 0 | 0 | 0 | 0 | 0 | 0 | 0 | 0
F6_Industrial_Stone, Clay, and Glass_New_Process_Natural Gas_Gas Boiler - High Turndown_A_Achievable Technical Potential | F6 | Industrial | Stone, Clay, and Glass | New | Process | Natural Gas | Gas Boiler - High Turndown | A | Incremental Winter Peak Savings (MW) | Achievable Technical Potential | 0 | 0 | 0 | 0 | 0 | 0 | 0 | 0 | 0 | 0 | 0 | 0 | 0 | 0 | 0 | 0 | 0 | 0 | 0 | 0 | 0 | 0 | 0
F7_Industrial_Stone, Clay, and Glass_New_Process_Natural Gas_Gas Boiler - High Turndown_A_Achievable Technical Potential | F7 | Industrial | Stone, Clay, and Glass | New | Process | Natural Gas | Gas Boiler - High Turndown | A | Cumulative Energy Savings (MWh or mTherms) | Achievable Technical Potential | 0 | 0 | 0.0015032 | 0.0041168 | 0.0078313 | 0.012777 | 0.018435 | 0.024295 | 0.029591 | 0.034386 | 0.03854 | 0.042177 | 0.045331 | 0.048091 | 0.050407 | 0.052391 | 0.054078 | 0.054119 | 0.054148 | 0.054185 | 0.054218 | 0.054248 | 0
F8_Industrial_Stone, Clay, and Glass_New_Process_Natural Gas_Gas Boiler - High Turndown_A_Achievable Technical Potential | F8 | Industrial | Stone, Clay, and Glass | New | Process | Natural Gas | Gas Boiler - High Turndown | A | Cumulative Summer Peak Savings (MW) | Achievable Technical Potential | 0 | 0 | 0 | 0 | 0 | 0 | 0 | 0 | 0 | 0 | 0 | 0 | 0 | 0 | 0 | 0 | 0 | 0 | 0 | 0 | 0 | 0 | 0
F9_Industrial_Stone, Clay, and Glass_New_Process_Natural Gas_Gas Boiler - High Turndown_A_Achievable Technical Potential | F9 | Industrial | Stone, Clay, and Glass | New | Process | Natural Gas | Gas Boiler - High Turndown | A | Cumulative Winter Peak Savings (MW) | Achievable Technical Potential | 0 | 0 | 0 | 0 | 0 | 0 | 0 | 0 | 0 | 0 | 0 | 0 | 0 | 0 | 0 | 0 | 0 | 0 | 0 | 0 | 0 | 0 | 0
F10_Industrial_Stone, Clay, and Glass_New_Process_Natural Gas_Gas Boiler - High Turndown_A_Achievable Technical Potential | F10 | Industrial | Stone, Clay, and Glass | New | Process | Natural Gas | Gas Boiler - High Turndown | A | Purchases (Incremental) | Achievable Technical Potential | 0 | 0 | 0.26296 | 0.45892 | 0.65439 | 0.87349 | 1.0054 | 1.0428 | 0.9431 | 0.85247 | 0.74037 | 0.64602 | 0.55922 | 0.48673 | 0.41076 | 0.34938 | 0.29611 | 0.26296 | 0.45892 | 0.65439 | 0.87349 | 1.0054 | 0
F11_Industrial_Stone, Clay, and Glass_New_Process_Natural Gas_Gas Boiler - High Turndown_A_Achievable Technical Potential | F11 | Industrial | Stone, Clay, and Glass | New | Process | Natural Gas | Gas Boiler - High Turndown | A | Purchases (Cumulative) | Achievable Technical Potential | 0 | 0 | 0.26296 | 0.72188 | 1.3763 | 2.2498 | 3.2552 | 4.298 | 5.2411 | 6.0935 | 6.8339 | 7.4799 | 8.0391 | 8.5259 | 8.9366 | 9.286 | 9.5821 | 9.5821 | 9.5821 | 9.5821 | 9.5821 | 9.5821 | 0
F1_Industrial_Stone, Clay, and Glass_New_Space Heating_Natural Gas_Gas Boiler - Burner Control Optimization_A_Achievable Technical Potential | F1 | Industrial | Stone, Clay, and Glass | New | Space Heating | Natural Gas | Gas Boiler - Burner Control Optimization | A | Integrated Unit Energy Savings (kWh or therms) | Achievable Technical Potential | 0 | 0 | 2.6771 | 2.645 | 2.6222 | 2.6011 | 2.5859 | 2.5694 | 2.5529 | 2.5355 | 2.5196 | 2.5026 | 2.4813 | 2.4615 | 2.4411 | 2.4241 | 2.4094 | 2.3955 | 2.3871 | 2.38 | 2.3759 | 2.3749 | 0
F2_Industrial_Stone, Clay, and Glass_New_Space Heating_Natural Gas_Gas Boiler - Burner Control Optimization_A_Achievable Technical Potential | F2 | Industrial | Stone, Clay, and Glass | New | Space Heating | Natural Gas | Gas Boiler - Burner Control Optimization | A | Integrated Unit Summer Peak Savings (kW) | Achievable Technical Potential | 0 | 0 | 0 | 0 | 0 | 0 | 0 | 0 | 0 | 0 | 0 | 0 | 0 | 0 | 0 | 0 | 0 | 0 | 0 | 0 | 0 | 0 | 0
F3_Industrial_Stone, Clay, and Glass_New_Space Heating_Natural Gas_Gas Boiler - Burner Control Optimization_A_Achievable Technical Potential | F3 | Industrial | Stone, Clay, and Glass | New | Space Heating | Natural Gas | Gas Boiler - Burner Control Optimization | A | Integrated Unit Winter Peak Savings (kW) | Achievable Technical Potential | 0 | 0 | 0 | 0 | 0 | 0 | 0 | 0 | 0 | 0 | 0 | 0 | 0 | 0 | 0 | 0 | 0 | 0 | 0 | 0 | 0 | 0 | 0
F4_Industrial_Stone, Clay, and Glass_New_Space Heating_Natural Gas_Gas Boiler - Burner Control Optimization_A_Achievable Technical Potential | F4 | Industrial | Stone, Clay, and Glass | New | Space Heating | Natural Gas | Gas Boiler - Burner Control Optimization | A | Incremental Energy Savings (MWh or mTherms) | Achievable Technical Potential | 0 | 0 | 1.7128e-05 | 4.6424e-05 | 0.00013126 | 0.00030413 | 0.00054139 | 0.00086781 | 0.0012407 | 0.0016243 | 0.0018871 | 0.0020444 | 0.0020471 | 0.0019332 | 0.0016655 | 0.0013677 | 0.0010612 | 0.00078679 | 0.00054384 | 0.0003616 | 0.0002295 | 0.00016193 | 0
F5_Industrial_Stone, Clay, and Glass_New_Space Heating_Natural Gas_Gas Boiler - Burner Control Optimization_A_Achievable Technical Potential | F5 | Industrial | Stone, Clay, and Glass | New | Space Heating | Natural Gas | Gas Boiler - Burner Control Optimization | A | Incremental Summer Peak Savings (MW) | Achievable Technical Potential | 0 | 0 | 0 | 0 | 0 | 0 | 0 | 0 | 0 | 0 | 0 | 0 | 0 | 0 | 0 | 0 | 0 | 0 | 0 | 0 | 0 | 0 | 0
F6_Industrial_Stone, Clay, and Glass_New_Space Heating_Natural Gas_Gas Boiler - Burner Control Optimization_A_Achievable Technical Potential | F6 | Industrial | Stone, Clay, and Glass | New | Space Heating | Natural Gas | Gas Boiler - Burner Control Optimization | A | Incremental Winter Peak Savings (MW) | Achievable Technical Potential | 0 | 0 | 0 | 0 | 0 | 0 | 0 | 0 | 0 | 0 | 0 | 0 | 0 | 0 | 0 | 0 | 0 | 0 | 0 | 0 | 0 | 0 | 0
F7_Industrial_Stone, Clay, and Glass_New_Space Heating_Natural Gas_Gas Boiler - Burner Control Optimization_A_Achievable Technical Potential | F7 | Industrial | Stone, Clay, and Glass | New | Space Heating | Natural Gas | Gas Boiler - Burner Control Optimization | A | Cumulative Energy Savings (MWh or mTherms) | Achievable Technical Potential | 0 | 0 | 1.7128e-05 | 6.3346e-05 | 0.00019406 | 0.00049662 | 0.0010351 | 0.0018963 | 0.0031248 | 0.0047278 | 0.0065852 | 0.0085852 | 0.010559 | 0.012408 | 0.013971 | 0.015241 | 0.01621 | 0.016904 | 0.017388 | 0.017698 | 0.017882 | 0.017994 | 0
F8_Industrial_Stone, Clay, and Glass_New_Space Heating_Natural Gas_Gas Boiler - Burner Control Optimization_A_Achievable Technical Potential | F8 | Industrial | Stone, Clay, and Glass | New | Space Heating | Natural Gas | Gas Boiler - Burner Control Optimization | A | Cumulative Summer Peak Savings (MW) | Achievable Technical Potential | 0 | 0 | 0 | 0 | 0 | 0 | 0 | 0 | 0 | 0 | 0 | 0 | 0 | 0 | 0 | 0 | 0 | 0 | 0 | 0 | 0 | 0 | 0
F9_Industrial_Stone, Clay, and Glass_New_Space Heating_Natural Gas_Gas Boiler - Burner Control Optimization_A_Achievable Technical Potential | F9 | Industrial | Stone, Clay, and Glass | New | Space Heating | Natural Gas | Gas Boiler - Burner Control Optimization | A | Cumulative Winter Peak Savings (MW) | Achievable Technical Potential | 0 | 0 | 0 | 0 | 0 | 0 | 0 | 0 | 0 | 0 | 0 | 0 | 0 | 0 | 0 | 0 | 0 | 0 | 0 | 0 | 0 | 0 | 0
F10_Industrial_Stone, Clay, and Glass_New_Space Heating_Natural Gas_Gas Boiler - Burner Control Optimization_A_Achievable Technical Potential | F10 | Industrial | Stone, Clay, and Glass | New | Space Heating | Natural Gas | Gas Boiler - Burner Control Optimization | A | Purchases (Incremental) | Achievable Technical Potential | 0 | 0 | 0.006398 | 0.017551 | 0.050055 | 0.11692 | 0.20936 | 0.33775 | 0.48598 | 0.64062 | 0.74896 | 0.8169 | 0.825 | 0.78538 | 0.68228 | 0.56421 | 0.44044 | 0.32844 | 0.22782 | 0.15193 | 0.096595 | 0.068182 | 0
F11_Industrial_Stone, Clay, and Glass_New_Space Heating_Natural Gas_Gas Boiler - Burner Control Optimization_A_Achievable Technical Potential | F11 | Industrial | Stone, Clay, and Glass | New | Space Heating | Natural Gas | Gas Boiler - Burner Control Optimization | A | Purchases (Cumulative) | Achievable Technical Potential | 0 | 0 | 0.006398 | 0.023949 | 0.074004 | 0.19093 | 0.40029 | 0.73804 | 1.224 | 1.8646 | 2.6136 | 3.4305 | 4.2555 | 5.0409 | 5.7232 | 6.2874 | 6.7278 | 7.0563 | 7.2841 | 7.436 | 7.5262 | 7.5768 | 0
F1_Industrial_Stone, Clay, and Glass_New_Process_Natural Gas_Gas Boiler - Burner Control Optimization_A_Achievable Technical Potential | F1 | Industrial | Stone, Clay, and Glass | New | Process | Natural Gas | Gas Boiler - Burner Control Optimization | A | Integrated Unit Energy Savings (kWh or therms) | Achievable Technical Potential | 0 | 0 | 1.6578 | 1.6538 | 1.6501 | 1.6469 | 1.6423 | 1.6392 | 1.6372 | 1.6364 | 1.6354 | 1.6351 | 1.6352 | 1.6357 | 1.6356 | 1.6361 | 1.6366 | 1.6378 | 1.6387 | 1.6398 | 1.6408 | 1.6417 | 0
F2_Industrial_Stone, Clay, and Glass_New_Process_Natural Gas_Gas Boiler - Burner Control Optimization_A_Achievable Technical Potential | F2 | Industrial | Stone, Clay, and Glass | New | Process | Natural Gas | Gas Boiler - Burner Control Optimization | A | Integrated Unit Summer Peak Savings (kW) | Achievable Technical Potential | 0 | 0 | 0 | 0 | 0 | 0 | 0 | 0 | 0 | 0 | 0 | 0 | 0 | 0 | 0 | 0 | 0 | 0 | 0 | 0 | 0 | 0 | 0
F3_Industrial_Stone, Clay, and Glass_New_Process_Natural Gas_Gas Boiler - Burner Control Optimization_A_Achievable Technical Potential | F3 | Industrial | Stone, Clay, and Glass | New | Process | Natural Gas | Gas Boiler - Burner Control Optimization | A | Integrated Unit Winter Peak Savings (kW) | Achievable Technical Potential | 0 | 0 | 0 | 0 | 0 | 0 | 0 | 0 | 0 | 0 | 0 | 0 | 0 | 0 | 0 | 0 | 0 | 0 | 0 | 0 | 0 | 0 | 0
F4_Industrial_Stone, Clay, and Glass_New_Process_Natural Gas_Gas Boiler - Burner Control Optimization_A_Achievable Technical Potential | F4 | Industrial | Stone, Clay, and Glass | New | Process | Natural Gas | Gas Boiler - Burner Control Optimization | A | Incremental Energy Savings (MWh or mTherms) | Achievable Technical Potential | 0 | 0 | 0.00011759 | 0.00032182 | 0.00091575 | 0.0021349 | 0.003812 | 0.0061383 | 0.0088216 | 0.011623 | 0.01358 | 0.014809 | 0.014956 | 0.014243 | 0.012373 | 0.010234 | 0.0079916 | 0.005964 | 0.0041392 | 0.0027622 | 0.0017572 | 0.001241 | 0
F5_Industrial_Stone, Clay, and Glass_New_Process_Natural Gas_Gas Boiler - Burner Control Optimization_A_Achievable Technical Potential | F5 | Industrial | Stone, Clay, and Glass | New | Process | Natural Gas | Gas Boiler - Burner Control Optimization | A | Incremental Summer Peak Savings (MW) | Achievable Technical Potential | 0 | 0 | 0 | 0 | 0 | 0 | 0 | 0 | 0 | 0 | 0 | 0 | 0 | 0 | 0 | 0 | 0 | 0 | 0 | 0 | 0 | 0 | 0
F6_Industrial_Stone, Clay, and Glass_New_Process_Natural Gas_Gas Boiler - Burner Control Optimization_A_Achievable Technical Potential | F6 | Industrial | Stone, Clay, and Glass | New | Process | Natural Gas | Gas Boiler - Burner Control Optimization | A | Incremental Winter Peak Savings (MW) | Achievable Technical Potential | 0 | 0 | 0 | 0 | 0 | 0 | 0 | 0 | 0 | 0 | 0 | 0 | 0 | 0 | 0 | 0 | 0 | 0 | 0 | 0 | 0 | 0 | 0
F7_Industrial_Stone, Clay, and Glass_New_Process_Natural Gas_Gas Boiler - Burner Control Optimization_A_Achievable Technical Potential | F7 | Industrial | Stone, Clay, and Glass | New | Process | Natural Gas | Gas Boiler - Burner Control Optimization | A | Cumulative Energy Savings (MWh or mTherms) | Achievable Technical Potential | 0 | 0 | 0.00011759 | 0.00043913 | 0.0013539 | 0.0034861 | 0.0072885 | 0.013413 | 0.022219 | 0.03383 | 0.047389 | 0.062191 | 0.077148 | 0.091415 | 0.10379 | 0.11405 | 0.12207 | 0.12813 | 0.13234 | 0.13519 | 0.13692 | 0.13791 | 0
F8_Industrial_Stone, Clay, and Glass_New_Process_Natural Gas_Gas Boiler - Burner Control Optimization_A_Achievable Technical Potential | F8 | Industrial | Stone, Clay, and Glass | New | Process | Natural Gas | Gas Boiler - Burner Control Optimization | A | Cumulative Summer Peak Savings (MW) | Achievable Technical Potential | 0 | 0 | 0 | 0 | 0 | 0 | 0 | 0 | 0 | 0 | 0 | 0 | 0 | 0 | 0 | 0 | 0 | 0 | 0 | 0 | 0 | 0 | 0
F9_Industrial_Stone, Clay, and Glass_New_Process_Natural Gas_Gas Boiler - Burner Control Optimization_A_Achievable Technical Potential | F9 | Industrial | Stone, Clay, and Glass | New | Process | Natural Gas | Gas Boiler - Burner Control Optimization | A | Cumulative Winter Peak Savings (MW) | Achievable Technical Potential | 0 | 0 | 0 | 0 | 0 | 0 | 0 | 0 | 0 | 0 | 0 | 0 | 0 | 0 | 0 | 0 | 0 | 0 | 0 | 0 | 0 | 0 | 0
F10_Industrial_Stone, Clay, and Glass_New_Process_Natural Gas_Gas Boiler - Burner Control Optimization_A_Achievable Technical Potential | F10 | Industrial | Stone, Clay, and Glass | New | Process | Natural Gas | Gas Boiler - Burner Control Optimization | A | Purchases (Incremental) | Achievable Technical Potential | 0 | 0 | 0.070935 | 0.19459 | 0.55496 | 1.2963 | 2.3212 | 3.7447 | 5.3881 | 7.1026 | 8.3038 | 9.057 | 9.1468 | 8.7076 | 7.5645 | 6.2555 | 4.8832 | 3.6414 | 2.5259 | 1.6845 | 1.071 | 0.75594 | 0
F11_Industrial_Stone, Clay, and Glass_New_Process_Natural Gas_Gas Boiler - Burner Control Optimization_A_Achievable Technical Potential | F11 | Industrial | Stone, Clay, and Glass | New | Process | Natural Gas | Gas Boiler - Burner Control Optimization | A | Purchases (Cumulative) | Achievable Technical Potential | 0 | 0 | 0.070935 | 0.26553 | 0.82049 | 2.1168 | 4.438 | 8.1827 | 13.5708 | 20.6734 | 28.9772 | 38.0342 | 47.181 | 55.8886 | 63.453 | 69.7085 | 74.5917 | 78.2331 | 80.759 | 82.4435 | 83.4435 | 84.0049 | 0
F1_Industrial_Stone, Clay, and Glass_New_Space Heating_Natural Gas_HVAC - Demand Controlled Ventilation_A_Achievable Technical Potential | F1 | Industrial | Stone, Clay, and Glass | New | Space Heating | Natural Gas | HVAC - Demand Controlled Ventilation | A | Integrated Unit Energy Savings (kWh or therms) | Achievable Technical Potential | 0 | 0 | 0.067762 | 0.067019 | 0.066518 | 0.066066 | 0.065811 | 0.06552 | 0.065253 | 0.064983 | 0.064799 | 0.064604 | 0.064316 | 0.064054 | 0.063804 | 0.063593 | 0.063395 | 0.063135 | 0.063009 | 0.062835 | 0.062694 | 0.062605 | 0
F2_Industrial_Stone, Clay, and Glass_New_Space Heating_Natural Gas_HVAC - Demand Controlled Ventilation_A_Achievable Technical Potential | F2 | Industrial | Stone, Clay, and Glass | New | Space Heating | Natural Gas | HVAC - Demand Controlled Ventilation | A | Integrated Unit Summer Peak Savings (kW) | Achievable Technical Potential | 0 | 0 | 0 | 0 | 0 | 0 | 0 | 0 | 0 | 0 | 0 | 0 | 0 | 0 | 0 | 0 | 0 | 0 | 0 | 0 | 0 | 0 | 0
F3_Industrial_Stone, Clay, and Glass_New_Space Heating_Natural Gas_HVAC - Demand Controlled Ventilation_A_Achievable Technical Potential | F3 | Industrial | Stone, Clay, and Glass | New | Space Heating | Natural Gas | HVAC - Demand Controlled Ventilation | A | Integrated Unit Winter Peak Savings (kW) | Achievable Technical Potential | 0 | 0 | 0 | 0 | 0 | 0 | 0 | 0 | 0 | 0 | 0 | 0 | 0 | 0 | 0 | 0 | 0 | 0 | 0 | 0 | 0 | 0 | 0
F4_Industrial_Stone, Clay, and Glass_New_Space Heating_Natural Gas_HVAC - Demand Controlled Ventilation_A_Achievable Technical Potential | F4 | Industrial | Stone, Clay, and Glass | New | Space Heating | Natural Gas | HVAC - Demand Controlled Ventilation | A | Incremental Energy Savings (MWh or mTherms) | Achievable Technical Potential | 0 | 0 | 0.0020421 | 0.0035247 | 0.0049885 | 0.0066134 | 0.007583 | 0.0086996 | 0.0097953 | 0.011022 | 0.011931 | 0.012974 | 0.013976 | 0.015144 | 0.015913 | 0.016863 | 0.017809 | 0.018894 | 0.01962 | 0.020504 | 0.021369 | 0.022245 | 0
F5_Industrial_Stone, Clay, and Glass_New_Space Heating_Natural Gas_HVAC - Demand Controlled Ventilation_A_Achievable Technical Potential | F5 | Industrial | Stone, Clay, and Glass | New | Space Heating | Natural Gas | HVAC - Demand Controlled Ventilation | A | Incremental Summer Peak Savings (MW) | Achievable Technical Potential | 0 | 0 | 0 | 0 | 0 | 0 | 0 | 0 | 0 | 0 | 0 | 0 | 0 | 0 | 0 | 0 | 0 | 0 | 0 | 0 | 0 | 0 | 0
F6_Industrial_Stone, Clay, and Glass_New_Space Heating_Natural Gas_HVAC - Demand Controlled Ventilation_A_Achievable Technical Potential | F6 | Industrial | Stone, Clay, and Glass | New | Space Heating | Natural Gas | HVAC - Demand Controlled Ventilation | A | Incremental Winter Peak Savings (MW) | Achievable Technical Potential | 0 | 0 | 0 | 0 | 0 | 0 | 0 | 0 | 0 | 0 | 0 | 0 | 0 | 0 | 0 | 0 | 0 | 0 | 0 | 0 | 0 | 0 | 0
F7_Industrial_Stone, Clay, and Glass_New_Space Heating_Natural Gas_HVAC - Demand Controlled Ventilation_A_Achievable Technical Potential | F7 | Industrial | Stone, Clay, and Glass | New | Space Heating | Natural Gas | HVAC - Demand Controlled Ventilation | A | Cumulative Energy Savings (MWh or mTherms) | Achievable Technical Potential | 0 | 0 | 0.0020421 | 0.0055444 | 0.010491 | 0.017034 | 0.024551 | 0.033142 | 0.042802 | 0.053646 | 0.065426 | 0.078204 | 0.091831 | 0.1066 | 0.1221 | 0.13856 | 0.15593 | 0.17229 | 0.18825 | 0.20352 | 0.21816 | 0.23288 | 0
F8_Industrial_Stone, Clay, and Glass_New_Space Heating_Natural Gas_HVAC - Demand Controlled Ventilation_A_Achievable Technical Potential | F8 | Industrial | Stone, Clay, and Glass | New | Space Heating | Natural Gas | HVAC - Demand Controlled Ventilation | A | Cumulative Summer Peak Savings (MW) | Achievable Technical Potential | 0 | 0 | 0 | 0 | 0 | 0 | 0 | 0 | 0 | 0 | 0 | 0 | 0 | 0 | 0 | 0 | 0 | 0 | 0 | 0 | 0 | 0 | 0
F9_Industrial_Stone, Clay, and Glass_New_Space Heating_Natural Gas_HVAC - Demand Controlled Ventilation_A_Achievable Technical Potential | F9 | Industrial | Stone, Clay, and Glass | New | Space Heating | Natural Gas | HVAC - Demand Controlled Ventilation | A | Cumulative Winter Peak Savings (MW) | Achievable Technical Potential | 0 | 0 | 0 | 0 | 0 | 0 | 0 | 0 | 0 | 0 | 0 | 0 | 0 | 0 | 0 | 0 | 0 | 0 | 0 | 0 | 0 | 0 | 0
F10_Industrial_Stone, Clay, and Glass_New_Space Heating_Natural Gas_HVAC - Demand Controlled Ventilation_A_Achievable Technical Potential | F10 | Industrial | Stone, Clay, and Glass | New | Space Heating | Natural Gas | HVAC - Demand Controlled Ventilation | A | Purchases (Incremental) | Achievable Technical Potential | 0 | 0 | 30.1357 | 52.5925 | 74.9941 | 100.1028 | 115.2243 | 132.7784 | 150.1112 | 169.6079 | 184.129 | 200.8302 | 217.3099 | 236.4268 | 249.4015 | 265.1705 | 280.9276 | 299.2709 | 311.3872 | 326.3173 | 340.8409 | 355.3215 | 0
F11_Industrial_Stone, Clay, and Glass_New_Space Heating_Natural Gas_HVAC - Demand Controlled Ventilation_A_Achievable Technical Potential | F11 | Industrial | Stone, Clay, and Glass | New | Space Heating | Natural Gas | HVAC - Demand Controlled Ventilation | A | Purchases (Cumulative) | Achievable Technical Potential | 0 | 0 | 30.1357 | 82.7282 | 157.7223 | 257.8251 | 373.0494 | 505.8278 | 655.939 | 825.5469 | 1009.6759 | 1210.506 | 1427.8159 | 1664.2428 | 1913.6443 | 2178.8148 | 2459.7424 | 2728.8776 | 2987.6723 | 3238.9955 | 3479.7335 | 3719.8307 | 0
F1_Industrial_Stone, Clay, and Glass_New_Space Heating_Natural Gas_Gas Boiler - Stack Economizer_A_Achievable Technical Potential | F1 | Industrial | Stone, Clay, and Glass | New | Space Heating | Natural Gas | Gas Boiler - Stack Economizer | A | Integrated Unit Energy Savings (kWh or therms) | Achievable Technical Potential | 0 | 0 | 6.7398 | 6.6594 | 6.6025 | 6.5497 | 6.5121 | 6.4707 | 6.4294 | 6.3858 | 6.3457 | 6.3031 | 6.2494 | 6.1995 | 6.148 | 6.1052 | 6.0681 | 6.0329 | 6.0115 | 5.9936 | 5.9832 | 5.9806 | 0
F2_Industrial_Stone, Clay, and Glass_New_Space Heating_Natural Gas_Gas Boiler - Stack Economizer_A_Achievable Technical Potential | F2 | Industrial | Stone, Clay, and Glass | New | Space Heating | Natural Gas | Gas Boiler - Stack Economizer | A | Integrated Unit Summer Peak Savings (kW) | Achievable Technical Potential | 0 | 0 | 0 | 0 | 0 | 0 | 0 | 0 | 0 | 0 | 0 | 0 | 0 | 0 | 0 | 0 | 0 | 0 | 0 | 0 | 0 | 0 | 0
F3_Industrial_Stone, Clay, and Glass_New_Space Heating_Natural Gas_Gas Boiler - Stack Economizer_A_Achievable Technical Potential | F3 | Industrial | Stone, Clay, and Glass | New | Space Heating | Natural Gas | Gas Boiler - Stack Economizer | A | Integrated Unit Winter Peak Savings (kW) | Achievable Technical Potential | 0 | 0 | 0 | 0 | 0 | 0 | 0 | 0 | 0 | 0 | 0 | 0 | 0 | 0 | 0 | 0 | 0 | 0 | 0 | 0 | 0 | 0 | 0
F4_Industrial_Stone, Clay, and Glass_New_Space Heating_Natural Gas_Gas Boiler - Stack Economizer_A_Achievable Technical Potential | F4 | Industrial | Stone, Clay, and Glass | New | Space Heating | Natural Gas | Gas Boiler - Stack Economizer | A | Incremental Energy Savings (MWh or mTherms) | Achievable Technical Potential | 0 | 0 | 0.00042628 | 0.00073506 | 0.0010392 | 0.001376 | 0.0015748 | 0.0016229 | 0.0014584 | 0.0013093 | 0.00113 | 0.00097937 | 0.00084057 | 0.00072577 | 0.00060739 | 0.00051304 | 0.00043218 | 0.00038157 | 0.00066355 | 0.00094337 | 0.001257 | 0.0014463 | 0
F5_Industrial_Stone, Clay, and Glass_New_Space Heating_Natural Gas_Gas Boiler - Stack Economizer_A_Achievable Technical Potential | F5 | Industrial | Stone, Clay, and Glass | New | Space Heating | Natural Gas | Gas Boiler - Stack Economizer | A | Incremental Summer Peak Savings (MW) | Achievable Technical Potential | 0 | 0 | 0 | 0 | 0 | 0 | 0 | 0 | 0 | 0 | 0 | 0 | 0 | 0 | 0 | 0 | 0 | 0 | 0 | 0 | 0 | 0 | 0
F6_Industrial_Stone, Clay, and Glass_New_Space Heating_Natural Gas_Gas Boiler - Stack Economizer_A_Achievable Technical Potential | F6 | Industrial | Stone, Clay, and Glass | New | Space Heating | Natural Gas | Gas Boiler - Stack Economizer | A | Incremental Winter Peak Savings (MW) | Achievable Technical Potential | 0 | 0 | 0 | 0 | 0 | 0 | 0 | 0 | 0 | 0 | 0 | 0 | 0 | 0 | 0 | 0 | 0 | 0 | 0 | 0 | 0 | 0 | 0
F7_Industrial_Stone, Clay, and Glass_New_Space Heating_Natural Gas_Gas Boiler - Stack Economizer_A_Achievable Technical Potential | F7 | Industrial | Stone, Clay, and Glass | New | Space Heating | Natural Gas | Gas Boiler - Stack Economizer | A | Cumulative Energy Savings (MWh or mTherms) | Achievable Technical Potential | 0 | 0 | 0.00042628 | 0.0011563 | 0.0021856 | 0.0035441 | 0.0050986 | 0.0066891 | 0.0081048 | 0.0093591 | 0.01043 | 0.01134 | 0.012084 | 0.012713 | 0.013215 | 0.013636 | 0.013985 | 0.013904 | 0.013855 | 0.013813 | 0.013789 | 0.013783 | 0
F8_Industrial_Stone, Clay, and Glass_New_Space Heating_Natural Gas_Gas Boiler - Stack Economizer_A_Achievable Technical Potential | F8 | Industrial | Stone, Clay, and Glass | New | Space Heating | Natural Gas | Gas Boiler - Stack Economizer | A | Cumulative Summer Peak Savings (MW) | Achievable Technical Potential | 0 | 0 | 0 | 0 | 0 | 0 | 0 | 0 | 0 | 0 | 0 | 0 | 0 | 0 | 0 | 0 | 0 | 0 | 0 | 0 | 0 | 0 | 0
F9_Industrial_Stone, Clay, and Glass_New_Space Heating_Natural Gas_Gas Boiler - Stack Economizer_A_Achievable Technical Potential | F9 | Industrial | Stone, Clay, and Glass | New | Space Heating | Natural Gas | Gas Boiler - Stack Economizer | A | Cumulative Winter Peak Savings (MW) | Achievable Technical Potential | 0 | 0 | 0 | 0 | 0 | 0 | 0 | 0 | 0 | 0 | 0 | 0 | 0 | 0 | 0 | 0 | 0 | 0 | 0 | 0 | 0 | 0 | 0
F10_Industrial_Stone, Clay, and Glass_New_Space Heating_Natural Gas_Gas Boiler - Stack Economizer_A_Achievable Technical Potential | F10 | Industrial | Stone, Clay, and Glass | New | Space Heating | Natural Gas | Gas Boiler - Stack Economizer | A | Purchases (Incremental) | Achievable Technical Potential | 0 | 0 | 0.063248 | 0.11038 | 0.15739 | 0.21009 | 0.24183 | 0.2508 | 0.22683 | 0.20504 | 0.17807 | 0.15538 | 0.1345 | 0.11707 | 0.098795 | 0.084033 | 0.071221 | 0.063248 | 0.11038 | 0.15739 | 0.21009 | 0.24183 | 0
F11_Industrial_Stone, Clay, and Glass_New_Space Heating_Natural Gas_Gas Boiler - Stack Economizer_A_Achievable Technical Potential | F11 | Industrial | Stone, Clay, and Glass | New | Space Heating | Natural Gas | Gas Boiler - Stack Economizer | A | Purchases (Cumulative) | Achievable Technical Potential | 0 | 0 | 0.063248 | 0.17363 | 0.33102 | 0.54111 | 0.78294 | 1.0337 | 1.2606 | 1.4656 | 1.6437 | 1.7991 | 1.9336 | 2.0506 | 2.1494 | 2.2335 | 2.3047 | 2.3047 | 2.3047 | 2.3047 | 2.3047 | 2.3047 | 0
F1_Industrial_Stone, Clay, and Glass_New_Process_Natural Gas_Gas Boiler - Stack Economizer_A_Achievable Technical Potential | F1 | Industrial | Stone, Clay, and Glass | New | Process | Natural Gas | Gas Boiler - Stack Economizer | A | Integrated Unit Energy Savings (kWh or therms) | Achievable Technical Potential | 0 | 0 | 5.488 | 5.475 | 5.463 | 5.4524 | 5.4375 | 5.4274 | 5.4209 | 5.4181 | 5.4149 | 5.414 | 5.4141 | 5.4158 | 5.4157 | 5.4171 | 5.4187 | 5.4227 | 5.4256 | 5.4293 | 5.4325 | 5.4355 | 0
F2_Industrial_Stone, Clay, and Glass_New_Process_Natural Gas_Gas Boiler - Stack Economizer_A_Achievable Technical Potential | F2 | Industrial | Stone, Clay, and Glass | New | Process | Natural Gas | Gas Boiler - Stack Economizer | A | Integrated Unit Summer Peak Savings (kW) | Achievable Technical Potential | 0 | 0 | 0 | 0 | 0 | 0 | 0 | 0 | 0 | 0 | 0 | 0 | 0 | 0 | 0 | 0 | 0 | 0 | 0 | 0 | 0 | 0 | 0
F3_Industrial_Stone, Clay, and Glass_New_Process_Natural Gas_Gas Boiler - Stack Economizer_A_Achievable Technical Potential | F3 | Industrial | Stone, Clay, and Glass | New | Process | Natural Gas | Gas Boiler - Stack Economizer | A | Integrated Unit Winter Peak Savings (kW) | Achievable Technical Potential | 0 | 0 | 0 | 0 | 0 | 0 | 0 | 0 | 0 | 0 | 0 | 0 | 0 | 0 | 0 | 0 | 0 | 0 | 0 | 0 | 0 | 0 | 0
F4_Industrial_Stone, Clay, and Glass_New_Process_Natural Gas_Gas Boiler - Stack Economizer_A_Achievable Technical Potential | F4 | Industrial | Stone, Clay, and Glass | New | Process | Natural Gas | Gas Boiler - Stack Economizer | A | Incremental Energy Savings (MWh or mTherms) | Achievable Technical Potential | 0 | 0 | 0.0038484 | 0.0067002 | 0.0095333 | 0.0127 | 0.014579 | 0.015092 | 0.013633 | 0.012317 | 0.010691 | 0.0093268 | 0.0080738 | 0.0070294 | 0.0059321 | 0.005047 | 0.0042788 | 0.0038026 | 0.0066398 | 0.0094743 | 0.012654 | 0.014574 | 0
F5_Industrial_Stone, Clay, and Glass_New_Process_Natural Gas_Gas Boiler - Stack Economizer_A_Achievable Technical Potential | F5 | Industrial | Stone, Clay, and Glass | New | Process | Natural Gas | Gas Boiler - Stack Economizer | A | Incremental Summer Peak Savings (MW) | Achievable Technical Potential | 0 | 0 | 0 | 0 | 0 | 0 | 0 | 0 | 0 | 0 | 0 | 0 | 0 | 0 | 0 | 0 | 0 | 0 | 0 | 0 | 0 | 0 | 0
F6_Industrial_Stone, Clay, and Glass_New_Process_Natural Gas_Gas Boiler - Stack Economizer_A_Achievable Technical Potential | F6 | Industrial | Stone, Clay, and Glass | New | Process | Natural Gas | Gas Boiler - Stack Economizer | A | Incremental Winter Peak Savings (MW) | Achievable Technical Potential | 0 | 0 | 0 | 0 | 0 | 0 | 0 | 0 | 0 | 0 | 0 | 0 | 0 | 0 | 0 | 0 | 0 | 0 | 0 | 0 | 0 | 0 | 0
F7_Industrial_Stone, Clay, and Glass_New_Process_Natural Gas_Gas Boiler - Stack Economizer_A_Achievable Technical Potential | F7 | Industrial | Stone, Clay, and Glass | New | Process | Natural Gas | Gas Boiler - Stack Economizer | A | Cumulative Energy Savings (MWh or mTherms) | Achievable Technical Potential | 0 | 0 | 0.0038484 | 0.01054 | 0.02005 | 0.032711 | 0.0472 | 0.062204 | 0.075764 | 0.088042 | 0.098679 | 0.10799 | 0.11607 | 0.12313 | 0.12906 | 0.13414 | 0.13846 | 0.13856 | 0.13864 | 0.13873 | 0.13881 | 0.13889 | 0
F8_Industrial_Stone, Clay, and Glass_New_Process_Natural Gas_Gas Boiler - Stack Economizer_A_Achievable Technical Potential | F8 | Industrial | Stone, Clay, and Glass | New | Process | Natural Gas | Gas Boiler - Stack Economizer | A | Cumulative Summer Peak Savings (MW) | Achievable Technical Potential | 0 | 0 | 0 | 0 | 0 | 0 | 0 | 0 | 0 | 0 | 0 | 0 | 0 | 0 | 0 | 0 | 0 | 0 | 0 | 0 | 0 | 0 | 0
F9_Industrial_Stone, Clay, and Glass_New_Process_Natural Gas_Gas Boiler - Stack Economizer_A_Achievable Technical Potential | F9 | Industrial | Stone, Clay, and Glass | New | Process | Natural Gas | Gas Boiler - Stack Economizer | A | Cumulative Winter Peak Savings (MW) | Achievable Technical Potential | 0 | 0 | 0 | 0 | 0 | 0 | 0 | 0 | 0 | 0 | 0 | 0 | 0 | 0 | 0 | 0 | 0 | 0 | 0 | 0 | 0 | 0 | 0
F10_Industrial_Stone, Clay, and Glass_New_Process_Natural Gas_Gas Boiler - Stack Economizer_A_Achievable Technical Potential | F10 | Industrial | Stone, Clay, and Glass | New | Process | Natural Gas | Gas Boiler - Stack Economizer | A | Purchases (Incremental) | Achievable Technical Potential | 0 | 0 | 0.70123 | 1.2238 | 1.745 | 2.3293 | 2.6812 | 2.7807 | 2.5149 | 2.2733 | 1.9743 | 1.7227 | 1.4913 | 1.298 | 1.0953 | 0.93168 | 0.78964 | 0.70123 | 1.2238 | 1.745 | 2.3293 | 2.6812 | 0
F11_Industrial_Stone, Clay, and Glass_New_Process_Natural Gas_Gas Boiler - Stack Economizer_A_Achievable Technical Potential | F11 | Industrial | Stone, Clay, and Glass | New | Process | Natural Gas | Gas Boiler - Stack Economizer | A | Purchases (Cumulative) | Achievable Technical Potential | 0 | 0 | 0.70123 | 1.925 | 3.6701 | 5.9994 | 8.6805 | 11.4612 | 13.9761 | 16.2494 | 18.2237 | 19.9464 | 21.4377 | 22.7356 | 23.831 | 24.7626 | 25.5523 | 25.5523 | 25.5523 | 25.5523 | 25.5523 | 25.5523 | 0
F1_Industrial_Stone, Clay, and Glass_New_Space Heating_Natural Gas_Gas Furnace Tube Inserts_A_Achievable Technical Potential | F1 | Industrial | Stone, Clay, and Glass | New | Space Heating | Natural Gas | Gas Furnace Tube Inserts | A | Integrated Unit Energy Savings (kWh or therms) | Achievable Technical Potential | 0 | 0 | 0.077905 | 0.077051 | 0.076475 | 0.075955 | 0.075662 | 0.075327 | 0.075021 | 0.074709 | 0.074498 | 0.074274 | 0.073942 | 0.073642 | 0.073355 | 0.073112 | 0.072884 | 0.072585 | 0.072441 | 0.07224 | 0.072079 | 0.071976 | 0
F2_Industrial_Stone, Clay, and Glass_New_Space Heating_Natural Gas_Gas Furnace Tube Inserts_A_Achievable Technical Potential | F2 | Industrial | Stone, Clay, and Glass | New | Space Heating | Natural Gas | Gas Furnace Tube Inserts | A | Integrated Unit Summer Peak Savings (kW) | Achievable Technical Potential | 0 | 0 | 0 | 0 | 0 | 0 | 0 | 0 | 0 | 0 | 0 | 0 | 0 | 0 | 0 | 0 | 0 | 0 | 0 | 0 | 0 | 0 | 0
F3_Industrial_Stone, Clay, and Glass_New_Space Heating_Natural Gas_Gas Furnace Tube Inserts_A_Achievable Technical Potential | F3 | Industrial | Stone, Clay, and Glass | New | Space Heating | Natural Gas | Gas Furnace Tube Inserts | A | Integrated Unit Winter Peak Savings (kW) | Achievable Technical Potential | 0 | 0 | 0 | 0 | 0 | 0 | 0 | 0 | 0 | 0 | 0 | 0 | 0 | 0 | 0 | 0 | 0 | 0 | 0 | 0 | 0 | 0 | 0
F4_Industrial_Stone, Clay, and Glass_New_Space Heating_Natural Gas_Gas Furnace Tube Inserts_A_Achievable Technical Potential | F4 | Industrial | Stone, Clay, and Glass | New | Space Heating | Natural Gas | Gas Furnace Tube Inserts | A | Incremental Energy Savings (MWh or mTherms) | Achievable Technical Potential | 0 | 0 | 0 | 0 | 0 | 0 | 0 | 0 | 0 | 0 | 0 | 0 | 0 | 0 | 0 | 0 | 0 | 0 | 0 | 0 | 0 | 0 | 0
F5_Industrial_Stone, Clay, and Glass_New_Space Heating_Natural Gas_Gas Furnace Tube Inserts_A_Achievable Technical Potential | F5 | Industrial | Stone, Clay, and Glass | New | Space Heating | Natural Gas | Gas Furnace Tube Inserts | A | Incremental Summer Peak Savings (MW) | Achievable Technical Potential | 0 | 0 | 0 | 0 | 0 | 0 | 0 | 0 | 0 | 0 | 0 | 0 | 0 | 0 | 0 | 0 | 0 | 0 | 0 | 0 | 0 | 0 | 0
F6_Industrial_Stone, Clay, and Glass_New_Space Heating_Natural Gas_Gas Furnace Tube Inserts_A_Achievable Technical Potential | F6 | Industrial | Stone, Clay, and Glass | New | Space Heating | Natural Gas | Gas Furnace Tube Inserts | A | Incremental Winter Peak Savings (MW) | Achievable Technical Potential | 0 | 0 | 0 | 0 | 0 | 0 | 0 | 0 | 0 | 0 | 0 | 0 | 0 | 0 | 0 | 0 | 0 | 0 | 0 | 0 | 0 | 0 | 0
F7_Industrial_Stone, Clay, and Glass_New_Space Heating_Natural Gas_Gas Furnace Tube Inserts_A_Achievable Technical Potential | F7 | Industrial | Stone, Clay, and Glass | New | Space Heating | Natural Gas | Gas Furnace Tube Inserts | A | Cumulative Energy Savings (MWh or mTherms) | Achievable Technical Potential | 0 | 0 | 0 | 0 | 0 | 0 | 0 | 0 | 0 | 0 | 0 | 0 | 0 | 0 | 0 | 0 | 0 | 0 | 0 | 0 | 0 | 0 | 0
F8_Industrial_Stone, Clay, and Glass_New_Space Heating_Natural Gas_Gas Furnace Tube Inserts_A_Achievable Technical Potential | F8 | Industrial | Stone, Clay, and Glass | New | Space Heating | Natural Gas | Gas Furnace Tube Inserts | A | Cumulative Summer Peak Savings (MW) | Achievable Technical Potential | 0 | 0 | 0 | 0 | 0 | 0 | 0 | 0 | 0 | 0 | 0 | 0 | 0 | 0 | 0 | 0 | 0 | 0 | 0 | 0 | 0 | 0 | 0
F9_Industrial_Stone, Clay, and Glass_New_Space Heating_Natural Gas_Gas Furnace Tube Inserts_A_Achievable Technical Potential | F9 | Industrial | Stone, Clay, and Glass | New | Space Heating | Natural Gas | Gas Furnace Tube Inserts | A | Cumulative Winter Peak Savings (MW) | Achievable Technical Potential | 0 | 0 | 0 | 0 | 0 | 0 | 0 | 0 | 0 | 0 | 0 | 0 | 0 | 0 | 0 | 0 | 0 | 0 | 0 | 0 | 0 | 0 | 0
F10_Industrial_Stone, Clay, and Glass_New_Space Heating_Natural Gas_Gas Furnace Tube Inserts_A_Achievable Technical Potential | F10 | Industrial | Stone, Clay, and Glass | New | Space Heating | Natural Gas | Gas Furnace Tube Inserts | A | Purchases (Incremental) | Achievable Technical Potential | 0 | 0 | 0 | 0 | 0 | 0 | 0 | 0 | 0 | 0 | 0 | 0 | 0 | 0 | 0 | 0 | 0 | 0 | 0 | 0 | 0 | 0 | 0
F11_Industrial_Stone, Clay, and Glass_New_Space Heating_Natural Gas_Gas Furnace Tube Inserts_A_Achievable Technical Potential | F11 | Industrial | Stone, Clay, and Glass | New | Space Heating | Natural Gas | Gas Furnace Tube Inserts | A | Purchases (Cumulative) | Achievable Technical Potential | 0 | 0 | 0 | 0 | 0 | 0 | 0 | 0 | 0 | 0 | 0 | 0 | 0 | 0 | 0 | 0 | 0 | 0 | 0 | 0 | 0 | 0 | 0
F1_Industrial_Stone, Clay, and Glass_New_Space Heating_Natural Gas_Space Heating - Heat Recovery Ventilator_A_Achievable Technical Potential | F1 | Industrial | Stone, Clay, and Glass | New | Space Heating | Natural Gas | Space Heating - Heat Recovery Ventilator | A | Integrated Unit Energy Savings (kWh or therms) | Achievable Technical Potential | 0 | 0 | 0.012682 | 0.01253 | 0.012422 | 0.012322 | 0.01225 | 0.012171 | 0.012092 | 0.012009 | 0.011933 | 0.011852 | 0.011751 | 0.011657 | 0.01156 | 0.01148 | 0.01141 | 0.011344 | 0.011304 | 0.011271 | 0.011252 | 0.011247 | 0
F2_Industrial_Stone, Clay, and Glass_New_Space Heating_Natural Gas_Space Heating - Heat Recovery Ventilator_A_Achievable Technical Potential | F2 | Industrial | Stone, Clay, and Glass | New | Space Heating | Natural Gas | Space Heating - Heat Recovery Ventilator | A | Integrated Unit Summer Peak Savings (kW) | Achievable Technical Potential | 0 | 0 | 0 | 0 | 0 | 0 | 0 | 0 | 0 | 0 | 0 | 0 | 0 | 0 | 0 | 0 | 0 | 0 | 0 | 0 | 0 | 0 | 0
F3_Industrial_Stone, Clay, and Glass_New_Space Heating_Natural Gas_Space Heating - Heat Recovery Ventilator_A_Achievable Technical Potential | F3 | Industrial | Stone, Clay, and Glass | New | Space Heating | Natural Gas | Space Heating - Heat Recovery Ventilator | A | Integrated Unit Winter Peak Savings (kW) | Achievable Technical Potential | 0 | 0 | 0 | 0 | 0 | 0 | 0 | 0 | 0 | 0 | 0 | 0 | 0 | 0 | 0 | 0 | 0 | 0 | 0 | 0 | 0 | 0 | 0
F4_Industrial_Stone, Clay, and Glass_New_Space Heating_Natural Gas_Space Heating - Heat Recovery Ventilator_A_Achievable Technical Potential | F4 | Industrial | Stone, Clay, and Glass | New | Space Heating | Natural Gas | Space Heating - Heat Recovery Ventilator | A | Incremental Energy Savings (MWh or mTherms) | Achievable Technical Potential | 0 | 0 | 0.0009355 | 0.001613 | 0.0022803 | 0.0030191 | 0.0034549 | 0.0039556 | 0.004443 | 0.0049857 | 0.0053783 | 0.0058264 | 0.0062506 | 0.0067461 | 0.007057 | 0.007451 | 0.0078458 | 0.00831 | 0.008616 | 0.0090024 | 0.009387 | 0.0097818 | 0
F5_Industrial_Stone, Clay, and Glass_New_Space Heating_Natural Gas_Space Heating - Heat Recovery Ventilator_A_Achievable Technical Potential | F5 | Industrial | Stone, Clay, and Glass | New | Space Heating | Natural Gas | Space Heating - Heat Recovery Ventilator | A | Incremental Summer Peak Savings (MW) | Achievable Technical Potential | 0 | 0 | 0 | 0 | 0 | 0 | 0 | 0 | 0 | 0 | 0 | 0 | 0 | 0 | 0 | 0 | 0 | 0 | 0 | 0 | 0 | 0 | 0
F6_Industrial_Stone, Clay, and Glass_New_Space Heating_Natural Gas_Space Heating - Heat Recovery Ventilator_A_Achievable Technical Potential | F6 | Industrial | Stone, Clay, and Glass | New | Space Heating | Natural Gas | Space Heating - Heat Recovery Ventilator | A | Incremental Winter Peak Savings (MW) | Achievable Technical Potential | 0 | 0 | 0 | 0 | 0 | 0 | 0 | 0 | 0 | 0 | 0 | 0 | 0 | 0 | 0 | 0 | 0 | 0 | 0 | 0 | 0 | 0 | 0
F7_Industrial_Stone, Clay, and Glass_New_Space Heating_Natural Gas_Space Heating - Heat Recovery Ventilator_A_Achievable Technical Potential | F7 | Industrial | Stone, Clay, and Glass | New | Space Heating | Natural Gas | Space Heating - Heat Recovery Ventilator | A | Cumulative Energy Savings (MWh or mTherms) | Achievable Technical Potential | 0 | 0 | 0.0009355 | 0.0025373 | 0.0047957 | 0.007776 | 0.011186 | 0.015069 | 0.019415 | 0.024267 | 0.029492 | 0.035119 | 0.041069 | 0.047487 | 0.054148 | 0.061222 | 0.068696 | 0.075774 | 0.082668 | 0.089357 | 0.095835 | 0.10241 | 0
F8_Industrial_Stone, Clay, and Glass_New_Space Heating_Natural Gas_Space Heating - Heat Recovery Ventilator_A_Achievable Technical Potential | F8 | Industrial | Stone, Clay, and Glass | New | Space Heating | Natural Gas | Space Heating - Heat Recovery Ventilator | A | Cumulative Summer Peak Savings (MW) | Achievable Technical Potential | 0 | 0 | 0 | 0 | 0 | 0 | 0 | 0 | 0 | 0 | 0 | 0 | 0 | 0 | 0 | 0 | 0 | 0 | 0 | 0 | 0 | 0 | 0
F9_Industrial_Stone, Clay, and Glass_New_Space Heating_Natural Gas_Space Heating - Heat Recovery Ventilator_A_Achievable Technical Potential | F9 | Industrial | Stone, Clay, and Glass | New | Space Heating | Natural Gas | Space Heating - Heat Recovery Ventilator | A | Cumulative Winter Peak Savings (MW) | Achievable Technical Potential | 0 | 0 | 0 | 0 | 0 | 0 | 0 | 0 | 0 | 0 | 0 | 0 | 0 | 0 | 0 | 0 | 0 | 0 | 0 | 0 | 0 | 0 | 0
F10_Industrial_Stone, Clay, and Glass_New_Space Heating_Natural Gas_Space Heating - Heat Recovery Ventilator_A_Achievable Technical Potential | F10 | Industrial | Stone, Clay, and Glass | New | Space Heating | Natural Gas | Space Heating - Heat Recovery Ventilator | A | Purchases (Incremental) | Achievable Technical Potential | 0 | 0 | 73.7639 | 128.732 | 183.5651 | 245.0244 | 282.0376 | 325.0051 | 367.4311 | 415.1538 | 450.6974 | 491.5774 | 531.9152 | 578.7082 | 610.4668 | 649.0649 | 687.6338 | 732.5333 | 762.1907 | 798.7356 | 834.2852 | 869.7298 | 0
F11_Industrial_Stone, Clay, and Glass_New_Space Heating_Natural Gas_Space Heating - Heat Recovery Ventilator_A_Achievable Technical Potential | F11 | Industrial | Stone, Clay, and Glass | New | Space Heating | Natural Gas | Space Heating - Heat Recovery Ventilator | A | Purchases (Cumulative) | Achievable Technical Potential | 0 | 0 | 73.7639 | 202.4959 | 386.061 | 631.0853 | 913.1229 | 1238.1281 | 1605.5592 | 2020.713 | 2471.4104 | 2962.9878 | 3494.903 | 4073.6112 | 4684.078 | 5333.1429 | 6020.7768 | 6679.5461 | 7313.0048 | 7928.1753 | 8517.4362 | 9105.1284 | 0
F1_Industrial_Stone, Clay, and Glass_New_Space Heating_Natural Gas_Thermostat - Programmable_A_Achievable Technical Potential | F1 | Industrial | Stone, Clay, and Glass | New | Space Heating | Natural Gas | Thermostat - Programmable | A | Integrated Unit Energy Savings (kWh or therms) | Achievable Technical Potential | 0 | 0 | 0.0061342 | 0.0060599 | 0.0060071 | 0.0059581 | 0.0059226 | 0.0058838 | 0.0058452 | 0.0058046 | 0.0057672 | 0.0057276 | 0.005678 | 0.0056322 | 0.0055846 | 0.0055452 | 0.005511 | 0.0054789 | 0.0054591 | 0.0054427 | 0.0054331 | 0.0054306 | 0
F2_Industrial_Stone, Clay, and Glass_New_Space Heating_Natural Gas_Thermostat - Programmable_A_Achievable Technical Potential | F2 | Industrial | Stone, Clay, and Glass | New | Space Heating | Natural Gas | Thermostat - Programmable | A | Integrated Unit Summer Peak Savings (kW) | Achievable Technical Potential | 0 | 0 | 0 | 0 | 0 | 0 | 0 | 0 | 0 | 0 | 0 | 0 | 0 | 0 | 0 | 0 | 0 | 0 | 0 | 0 | 0 | 0 | 0
F3_Industrial_Stone, Clay, and Glass_New_Space Heating_Natural Gas_Thermostat - Programmable_A_Achievable Technical Potential | F3 | Industrial | Stone, Clay, and Glass | New | Space Heating | Natural Gas | Thermostat - Programmable | A | Integrated Unit Winter Peak Savings (kW) | Achievable Technical Potential | 0 | 0 | 0 | 0 | 0 | 0 | 0 | 0 | 0 | 0 | 0 | 0 | 0 | 0 | 0 | 0 | 0 | 0 | 0 | 0 | 0 | 0 | 0
F4_Industrial_Stone, Clay, and Glass_New_Space Heating_Natural Gas_Thermostat - Programmable_A_Achievable Technical Potential | F4 | Industrial | Stone, Clay, and Glass | New | Space Heating | Natural Gas | Thermostat - Programmable | A | Incremental Energy Savings (MWh or mTherms) | Achievable Technical Potential | 0 | 0 | 0.0013574 | 0.0023403 | 0.0033081 | 0.0043796 | 0.0050112 | 0.0057368 | 0.0064431 | 0.0072294 | 0.0077978 | 0.0084467 | 0.0090607 | 0.0097782 | 0.010228 | 0.010798 | 0.011369 | 0.01204 | 0.012483 | 0.013042 | 0.013598 | 0.014169 | 0
F5_Industrial_Stone, Clay, and Glass_New_Space Heating_Natural Gas_Thermostat - Programmable_A_Achievable Technical Potential | F5 | Industrial | Stone, Clay, and Glass | New | Space Heating | Natural Gas | Thermostat - Programmable | A | Incremental Summer Peak Savings (MW) | Achievable Technical Potential | 0 | 0 | 0 | 0 | 0 | 0 | 0 | 0 | 0 | 0 | 0 | 0 | 0 | 0 | 0 | 0 | 0 | 0 | 0 | 0 | 0 | 0 | 0
F6_Industrial_Stone, Clay, and Glass_New_Space Heating_Natural Gas_Thermostat - Programmable_A_Achievable Technical Potential | F6 | Industrial | Stone, Clay, and Glass | New | Space Heating | Natural Gas | Thermostat - Programmable | A | Incremental Winter Peak Savings (MW) | Achievable Technical Potential | 0 | 0 | 0 | 0 | 0 | 0 | 0 | 0 | 0 | 0 | 0 | 0 | 0 | 0 | 0 | 0 | 0 | 0 | 0 | 0 | 0 | 0 | 0
F7_Industrial_Stone, Clay, and Glass_New_Space Heating_Natural Gas_Thermostat - Programmable_A_Achievable Technical Potential | F7 | Industrial | Stone, Clay, and Glass | New | Space Heating | Natural Gas | Thermostat - Programmable | A | Cumulative Energy Savings (MWh or mTherms) | Achievable Technical Potential | 0 | 0 | 0.0013574 | 0.0036813 | 0.0069574 | 0.01128 | 0.016224 | 0.021855 | 0.028154 | 0.035188 | 0.04276 | 0.050912 | 0.059533 | 0.067584 | 0.075083 | 0.082297 | 0.089107 | 0.095993 | 0.10281 | 0.10954 | 0.11618 | 0.12295 | 0
F8_Industrial_Stone, Clay, and Glass_New_Space Heating_Natural Gas_Thermostat - Programmable_A_Achievable Technical Potential | F8 | Industrial | Stone, Clay, and Glass | New | Space Heating | Natural Gas | Thermostat - Programmable | A | Cumulative Summer Peak Savings (MW) | Achievable Technical Potential | 0 | 0 | 0 | 0 | 0 | 0 | 0 | 0 | 0 | 0 | 0 | 0 | 0 | 0 | 0 | 0 | 0 | 0 | 0 | 0 | 0 | 0 | 0
F9_Industrial_Stone, Clay, and Glass_New_Space Heating_Natural Gas_Thermostat - Programmable_A_Achievable Technical Potential | F9 | Industrial | Stone, Clay, and Glass | New | Space Heating | Natural Gas | Thermostat - Programmable | A | Cumulative Winter Peak Savings (MW) | Achievable Technical Potential | 0 | 0 | 0 | 0 | 0 | 0 | 0 | 0 | 0 | 0 | 0 | 0 | 0 | 0 | 0 | 0 | 0 | 0 | 0 | 0 | 0 | 0 | 0
F10_Industrial_Stone, Clay, and Glass_New_Space Heating_Natural Gas_Thermostat - Programmable_A_Achievable Technical Potential | F10 | Industrial | Stone, Clay, and Glass | New | Space Heating | Natural Gas | Thermostat - Programmable | A | Purchases (Incremental) | Achievable Technical Potential | 0 | 0 | 221.2917 | 386.1959 | 550.6952 | 735.0731 | 846.1129 | 975.0154 | 1102.2934 | 1245.4614 | 1352.0922 | 1474.7322 | 1595.7456 | 1736.1246 | 1831.4004 | 1947.1948 | 2062.9015 | 2197.5998 | 2286.572 | 2396.2068 | 2502.8556 | 2609.1894 | 0
F11_Industrial_Stone, Clay, and Glass_New_Space Heating_Natural Gas_Thermostat - Programmable_A_Achievable Technical Potential | F11 | Industrial | Stone, Clay, and Glass | New | Space Heating | Natural Gas | Thermostat - Programmable | A | Purchases (Cumulative) | Achievable Technical Potential | 0 | 0 | 221.2917 | 607.4877 | 1158.1829 | 1893.2559 | 2739.3688 | 3714.3842 | 4816.6776 | 6062.139 | 7414.2312 | 8888.9634 | 10484.709 | 11999.5419 | 13444.7463 | 14841.2459 | 16169.0744 | 17520.5612 | 18832.1178 | 20126.0313 | 21383.4255 | 22640.5227 | 0
F1_Industrial_Stone, Clay, and Glass_New_Space Heating_Natural Gas_ENERGY STAR Connected Thermostat_A_Achievable Technical Potential | F1 | Industrial | Stone, Clay, and Glass | New | Space Heating | Natural Gas | ENERGY STAR Connected Thermostat | A | Integrated Unit Energy Savings (kWh or therms) | Achievable Technical Potential | 0 | 0 | 0.014825 | 0.014643 | 0.014513 | 0.014392 | 0.014303 | 0.014206 | 0.014109 | 0.014007 | 0.013912 | 0.013812 | 0.013689 | 0.013575 | 0.013457 | 0.01336 | 0.013277 | 0.0132 | 0.013152 | 0.013113 | 0.01309 | 0.013084 | 0
F2_Industrial_Stone, Clay, and Glass_New_Space Heating_Natural Gas_ENERGY STAR Connected Thermostat_A_Achievable Technical Potential | F2 | Industrial | Stone, Clay, and Glass | New | Space Heating | Natural Gas | ENERGY STAR Connected Thermostat | A | Integrated Unit Summer Peak Savings (kW) | Achievable Technical Potential | 0 | 0 | 0 | 0 | 0 | 0 | 0 | 0 | 0 | 0 | 0 | 0 | 0 | 0 | 0 | 0 | 0 | 0 | 0 | 0 | 0 | 0 | 0
F3_Industrial_Stone, Clay, and Glass_New_Space Heating_Natural Gas_ENERGY STAR Connected Thermostat_A_Achievable Technical Potential | F3 | Industrial | Stone, Clay, and Glass | New | Space Heating | Natural Gas | ENERGY STAR Connected Thermostat | A | Integrated Unit Winter Peak Savings (kW) | Achievable Technical Potential | 0 | 0 | 0 | 0 | 0 | 0 | 0 | 0 | 0 | 0 | 0 | 0 | 0 | 0 | 0 | 0 | 0 | 0 | 0 | 0 | 0 | 0 | 0
F4_Industrial_Stone, Clay, and Glass_New_Space Heating_Natural Gas_ENERGY STAR Connected Thermostat_A_Achievable Technical Potential | F4 | Industrial | Stone, Clay, and Glass | New | Space Heating | Natural Gas | ENERGY STAR Connected Thermostat | A | Incremental Energy Savings (MWh or mTherms) | Achievable Technical Potential | 0 | 0 | 0.0032805 | 0.0056549 | 0.007992 | 0.010579 | 0.012102 | 0.013851 | 0.015552 | 0.017446 | 0.018811 | 0.02037 | 0.021843 | 0.023567 | 0.024644 | 0.026014 | 0.027388 | 0.029008 | 0.030073 | 0.03142 | 0.03511 | 0.038061 | 0
F5_Industrial_Stone, Clay, and Glass_New_Space Heating_Natural Gas_ENERGY STAR Connected Thermostat_A_Achievable Technical Potential | F5 | Industrial | Stone, Clay, and Glass | New | Space Heating | Natural Gas | ENERGY STAR Connected Thermostat | A | Incremental Summer Peak Savings (MW) | Achievable Technical Potential | 0 | 0 | 0 | 0 | 0 | 0 | 0 | 0 | 0 | 0 | 0 | 0 | 0 | 0 | 0 | 0 | 0 | 0 | 0 | 0 | 0 | 0 | 0
F6_Industrial_Stone, Clay, and Glass_New_Space Heating_Natural Gas_ENERGY STAR Connected Thermostat_A_Achievable Technical Potential | F6 | Industrial | Stone, Clay, and Glass | New | Space Heating | Natural Gas | ENERGY STAR Connected Thermostat | A | Incremental Winter Peak Savings (MW) | Achievable Technical Potential | 0 | 0 | 0 | 0 | 0 | 0 | 0 | 0 | 0 | 0 | 0 | 0 | 0 | 0 | 0 | 0 | 0 | 0 | 0 | 0 | 0 | 0 | 0
F7_Industrial_Stone, Clay, and Glass_New_Space Heating_Natural Gas_ENERGY STAR Connected Thermostat_A_Achievable Technical Potential | F7 | Industrial | Stone, Clay, and Glass | New | Space Heating | Natural Gas | ENERGY STAR Connected Thermostat | A | Cumulative Energy Savings (MWh or mTherms) | Achievable Technical Potential | 0 | 0 | 0.0032805 | 0.0088952 | 0.016808 | 0.027247 | 0.03918 | 0.049622 | 0.059387 | 0.068691 | 0.07681 | 0.084941 | 0.092676 | 0.10051 | 0.10752 | 0.1147 | 0.12179 | 0.12611 | 0.12781 | 0.12762 | 0.12739 | 0.12733 | 0
F8_Industrial_Stone, Clay, and Glass_New_Space Heating_Natural Gas_ENERGY STAR Connected Thermostat_A_Achievable Technical Potential | F8 | Industrial | Stone, Clay, and Glass | New | Space Heating | Natural Gas | ENERGY STAR Connected Thermostat | A | Cumulative Summer Peak Savings (MW) | Achievable Technical Potential | 0 | 0 | 0 | 0 | 0 | 0 | 0 | 0 | 0 | 0 | 0 | 0 | 0 | 0 | 0 | 0 | 0 | 0 | 0 | 0 | 0 | 0 | 0
F9_Industrial_Stone, Clay, and Glass_New_Space Heating_Natural Gas_ENERGY STAR Connected Thermostat_A_Achievable Technical Potential | F9 | Industrial | Stone, Clay, and Glass | New | Space Heating | Natural Gas | ENERGY STAR Connected Thermostat | A | Cumulative Winter Peak Savings (MW) | Achievable Technical Potential | 0 | 0 | 0 | 0 | 0 | 0 | 0 | 0 | 0 | 0 | 0 | 0 | 0 | 0 | 0 | 0 | 0 | 0 | 0 | 0 | 0 | 0 | 0
F10_Industrial_Stone, Clay, and Glass_New_Space Heating_Natural Gas_ENERGY STAR Connected Thermostat_A_Achievable Technical Potential | F10 | Industrial | Stone, Clay, and Glass | New | Space Heating | Natural Gas | ENERGY STAR Connected Thermostat | A | Purchases (Incremental) | Achievable Technical Potential | 0 | 0 | 221.2917 | 386.1959 | 550.6952 | 735.0731 | 846.1129 | 975.0154 | 1102.2934 | 1245.4614 | 1352.0922 | 1474.7322 | 1595.7456 | 1736.1246 | 1831.4004 | 1947.1948 | 2062.9015 | 2197.5998 | 2286.572 | 2396.2068 | 2682.2678 | 2909.0144 | 0
F11_Industrial_Stone, Clay, and Glass_New_Space Heating_Natural Gas_ENERGY STAR Connected Thermostat_A_Achievable Technical Potential | F11 | Industrial | Stone, Clay, and Glass | New | Space Heating | Natural Gas | ENERGY STAR Connected Thermostat | A | Purchases (Cumulative) | Achievable Technical Potential | 0 | 0 | 221.2917 | 607.4877 | 1158.1829 | 1893.2559 | 2739.3688 | 3493.0925 | 4209.1899 | 4903.9562 | 5520.9753 | 6149.5945 | 6770.3248 | 7404.156 | 7990.095 | 8585.1976 | 9173.3669 | 9553.9293 | 9718.1808 | 9732.292 | 9732.292 | 9732.292 | 0
F1_Industrial_Stone, Clay, and Glass_New_Space Heating_Natural Gas_Destratification Fans (HVLS)_A_Achievable Technical Potential | F1 | Industrial | Stone, Clay, and Glass | New | Space Heating | Natural Gas | Destratification Fans (HVLS) | A | Integrated Unit Energy Savings (kWh or therms) | Achievable Technical Potential | 0 | 0 | 0.014815 | 0.014628 | 0.014493 | 0.014368 | 0.014273 | 0.014173 | 0.014075 | 0.013972 | 0.013876 | 0.013776 | 0.013652 | 0.013538 | 0.013419 | 0.013322 | 0.013239 | 0.013163 | 0.013116 | 0.013079 | 0.013057 | 0.013053 | 0
F2_Industrial_Stone, Clay, and Glass_New_Space Heating_Natural Gas_Destratification Fans (HVLS)_A_Achievable Technical Potential | F2 | Industrial | Stone, Clay, and Glass | New | Space Heating | Natural Gas | Destratification Fans (HVLS) | A | Integrated Unit Summer Peak Savings (kW) | Achievable Technical Potential | 0 | 0 | 0 | 0 | 0 | 0 | 0 | 0 | 0 | 0 | 0 | 0 | 0 | 0 | 0 | 0 | 0 | 0 | 0 | 0 | 0 | 0 | 0
F3_Industrial_Stone, Clay, and Glass_New_Space Heating_Natural Gas_Destratification Fans (HVLS)_A_Achievable Technical Potential | F3 | Industrial | Stone, Clay, and Glass | New | Space Heating | Natural Gas | Destratification Fans (HVLS) | A | Integrated Unit Winter Peak Savings (kW) | Achievable Technical Potential | 0 | 0 | 0 | 0 | 0 | 0 | 0 | 0 | 0 | 0 | 0 | 0 | 0 | 0 | 0 | 0 | 0 | 0 | 0 | 0 | 0 | 0 | 0
F4_Industrial_Stone, Clay, and Glass_New_Space Heating_Natural Gas_Destratification Fans (HVLS)_A_Achievable Technical Potential | F4 | Industrial | Stone, Clay, and Glass | New | Space Heating | Natural Gas | Destratification Fans (HVLS) | A | Incremental Energy Savings (MWh or mTherms) | Achievable Technical Potential | 0 | 0 | 0.0032784 | 0.0056492 | 0.0079813 | 0.010562 | 0.012077 | 0.013819 | 0.015514 | 0.017402 | 0.018762 | 0.020315 | 0.021784 | 0.023503 | 0.024576 | 0.025941 | 0.027311 | 0.028928 | 0.029992 | 0.031339 | 0.03268 | 0.034057 | 0
F5_Industrial_Stone, Clay, and Glass_New_Space Heating_Natural Gas_Destratification Fans (HVLS)_A_Achievable Technical Potential | F5 | Industrial | Stone, Clay, and Glass | New | Space Heating | Natural Gas | Destratification Fans (HVLS) | A | Incremental Summer Peak Savings (MW) | Achievable Technical Potential | 0 | 0 | 0 | 0 | 0 | 0 | 0 | 0 | 0 | 0 | 0 | 0 | 0 | 0 | 0 | 0 | 0 | 0 | 0 | 0 | 0 | 0 | 0
F6_Industrial_Stone, Clay, and Glass_New_Space Heating_Natural Gas_Destratification Fans (HVLS)_A_Achievable Technical Potential | F6 | Industrial | Stone, Clay, and Glass | New | Space Heating | Natural Gas | Destratification Fans (HVLS) | A | Incremental Winter Peak Savings (MW) | Achievable Technical Potential | 0 | 0 | 0 | 0 | 0 | 0 | 0 | 0 | 0 | 0 | 0 | 0 | 0 | 0 | 0 | 0 | 0 | 0 | 0 | 0 | 0 | 0 | 0
F7_Industrial_Stone, Clay, and Glass_New_Space Heating_Natural Gas_Destratification Fans (HVLS)_A_Achievable Technical Potential | F7 | Industrial | Stone, Clay, and Glass | New | Space Heating | Natural Gas | Destratification Fans (HVLS) | A | Cumulative Energy Savings (MWh or mTherms) | Achievable Technical Potential | 0 | 0 | 0.0032784 | 0.0088863 | 0.016786 | 0.027203 | 0.039099 | 0.052645 | 0.067792 | 0.084701 | 0.10288 | 0.12245 | 0.14011 | 0.15722 | 0.17303 | 0.18793 | 0.20286 | 0.21779 | 0.23255 | 0.24693 | 0.26155 | 0.27627 | 0
F8_Industrial_Stone, Clay, and Glass_New_Space Heating_Natural Gas_Destratification Fans (HVLS)_A_Achievable Technical Potential | F8 | Industrial | Stone, Clay, and Glass | New | Space Heating | Natural Gas | Destratification Fans (HVLS) | A | Cumulative Summer Peak Savings (MW) | Achievable Technical Potential | 0 | 0 | 0 | 0 | 0 | 0 | 0 | 0 | 0 | 0 | 0 | 0 | 0 | 0 | 0 | 0 | 0 | 0 | 0 | 0 | 0 | 0 | 0
F9_Industrial_Stone, Clay, and Glass_New_Space Heating_Natural Gas_Destratification Fans (HVLS)_A_Achievable Technical Potential | F9 | Industrial | Stone, Clay, and Glass | New | Space Heating | Natural Gas | Destratification Fans (HVLS) | A | Cumulative Winter Peak Savings (MW) | Achievable Technical Potential | 0 | 0 | 0 | 0 | 0 | 0 | 0 | 0 | 0 | 0 | 0 | 0 | 0 | 0 | 0 | 0 | 0 | 0 | 0 | 0 | 0 | 0 | 0
F10_Industrial_Stone, Clay, and Glass_New_Space Heating_Natural Gas_Destratification Fans (HVLS)_A_Achievable Technical Potential | F10 | Industrial | Stone, Clay, and Glass | New | Space Heating | Natural Gas | Destratification Fans (HVLS) | A | Purchases (Incremental) | Achievable Technical Potential | 0 | 0 | 221.2917 | 386.1959 | 550.6952 | 735.0731 | 846.1129 | 975.0154 | 1102.2934 | 1245.4614 | 1352.0922 | 1474.7322 | 1595.7456 | 1736.1246 | 1831.4004 | 1947.1948 | 2062.9015 | 2197.5998 | 2286.572 | 2396.2068 | 2502.8556 | 2609.1894 | 0
F11_Industrial_Stone, Clay, and Glass_New_Space Heating_Natural Gas_Destratification Fans (HVLS)_A_Achievable Technical Potential | F11 | Industrial | Stone, Clay, and Glass | New | Space Heating | Natural Gas | Destratification Fans (HVLS) | A | Purchases (Cumulative) | Achievable Technical Potential | 0 | 0 | 221.2917 | 607.4877 | 1158.1829 | 1893.2559 | 2739.3688 | 3714.3842 | 4816.6776 | 6062.139 | 7414.2312 | 8888.9634 | 10263.4173 | 11613.3459 | 12894.0511 | 14106.1729 | 15322.9614 | 16545.5458 | 17729.8245 | 18880.5698 | 20031.3333 | 21165.7905 | 0
F1_Industrial_Stone, Clay, and Glass_New_Space Heating_Natural Gas_Gas Boiler - Insulate Steam Lines/Condensate Tank_A_Achievable Technical Potential | F1 | Industrial | Stone, Clay, and Glass | New | Space Heating | Natural Gas | Gas Boiler - Insulate Steam Lines/Condensate Tank | A | Integrated Unit Energy Savings (kWh or therms) | Achievable Technical Potential | 0 | 0 | 73.3283 | 72.4556 | 71.8385 | 71.2652 | 70.8589 | 70.4107 | 69.9634 | 69.4901 | 69.0568 | 68.5942 | 68.0119 | 67.4707 | 66.9119 | 66.4482 | 66.0461 | 65.6651 | 65.4346 | 65.2414 | 65.1299 | 65.1032 | 0
F2_Industrial_Stone, Clay, and Glass_New_Space Heating_Natural Gas_Gas Boiler - Insulate Steam Lines/Condensate Tank_A_Achievable Technical Potential | F2 | Industrial | Stone, Clay, and Glass | New | Space Heating | Natural Gas | Gas Boiler - Insulate Steam Lines/Condensate Tank | A | Integrated Unit Summer Peak Savings (kW) | Achievable Technical Potential | 0 | 0 | 0 | 0 | 0 | 0 | 0 | 0 | 0 | 0 | 0 | 0 | 0 | 0 | 0 | 0 | 0 | 0 | 0 | 0 | 0 | 0 | 0
F3_Industrial_Stone, Clay, and Glass_New_Space Heating_Natural Gas_Gas Boiler - Insulate Steam Lines/Condensate Tank_A_Achievable Technical Potential | F3 | Industrial | Stone, Clay, and Glass | New | Space Heating | Natural Gas | Gas Boiler - Insulate Steam Lines/Condensate Tank | A | Integrated Unit Winter Peak Savings (kW) | Achievable Technical Potential | 0 | 0 | 0 | 0 | 0 | 0 | 0 | 0 | 0 | 0 | 0 | 0 | 0 | 0 | 0 | 0 | 0 | 0 | 0 | 0 | 0 | 0 | 0
F4_Industrial_Stone, Clay, and Glass_New_Space Heating_Natural Gas_Gas Boiler - Insulate Steam Lines/Condensate Tank_A_Achievable Technical Potential | F4 | Industrial | Stone, Clay, and Glass | New | Space Heating | Natural Gas | Gas Boiler - Insulate Steam Lines/Condensate Tank | A | Incremental Energy Savings (MWh or mTherms) | Achievable Technical Potential | 0 | 0 | 0.00026502 | 0.00045701 | 0.00064612 | 0.00085556 | 0.00097919 | 0.0011212 | 0.0012595 | 0.0014135 | 0.001525 | 0.0016521 | 0.0017725 | 0.0019131 | 0.0020014 | 0.0021132 | 0.0022252 | 0.0023568 | 0.0024436 | 0.0025532 | 0.0026623 | 0.0027743 | 0
F5_Industrial_Stone, Clay, and Glass_New_Space Heating_Natural Gas_Gas Boiler - Insulate Steam Lines/Condensate Tank_A_Achievable Technical Potential | F5 | Industrial | Stone, Clay, and Glass | New | Space Heating | Natural Gas | Gas Boiler - Insulate Steam Lines/Condensate Tank | A | Incremental Summer Peak Savings (MW) | Achievable Technical Potential | 0 | 0 | 0 | 0 | 0 | 0 | 0 | 0 | 0 | 0 | 0 | 0 | 0 | 0 | 0 | 0 | 0 | 0 | 0 | 0 | 0 | 0 | 0
F6_Industrial_Stone, Clay, and Glass_New_Space Heating_Natural Gas_Gas Boiler - Insulate Steam Lines/Condensate Tank_A_Achievable Technical Potential | F6 | Industrial | Stone, Clay, and Glass | New | Space Heating | Natural Gas | Gas Boiler - Insulate Steam Lines/Condensate Tank | A | Incremental Winter Peak Savings (MW) | Achievable Technical Potential | 0 | 0 | 0 | 0 | 0 | 0 | 0 | 0 | 0 | 0 | 0 | 0 | 0 | 0 | 0 | 0 | 0 | 0 | 0 | 0 | 0 | 0 | 0
F7_Industrial_Stone, Clay, and Glass_New_Space Heating_Natural Gas_Gas Boiler - Insulate Steam Lines/Condensate Tank_A_Achievable Technical Potential | F7 | Industrial | Stone, Clay, and Glass | New | Space Heating | Natural Gas | Gas Boiler - Insulate Steam Lines/Condensate Tank | A | Cumulative Energy Savings (MWh or mTherms) | Achievable Technical Potential | 0 | 0 | 0.00026502 | 0.00071887 | 0.0013589 | 0.0022036 | 0.0031702 | 0.0042714 | 0.0055038 | 0.0068801 | 0.0083621 | 0.0099582 | 0.011646 | 0.013467 | 0.015356 | 0.017363 | 0.019483 | 0.021728 | 0.024095 | 0.026577 | 0.029194 | 0.031956 | 0
F8_Industrial_Stone, Clay, and Glass_New_Space Heating_Natural Gas_Gas Boiler - Insulate Steam Lines/Condensate Tank_A_Achievable Technical Potential | F8 | Industrial | Stone, Clay, and Glass | New | Space Heating | Natural Gas | Gas Boiler - Insulate Steam Lines/Condensate Tank | A | Cumulative Summer Peak Savings (MW) | Achievable Technical Potential | 0 | 0 | 0 | 0 | 0 | 0 | 0 | 0 | 0 | 0 | 0 | 0 | 0 | 0 | 0 | 0 | 0 | 0 | 0 | 0 | 0 | 0 | 0
F9_Industrial_Stone, Clay, and Glass_New_Space Heating_Natural Gas_Gas Boiler - Insulate Steam Lines/Condensate Tank_A_Achievable Technical Potential | F9 | Industrial | Stone, Clay, and Glass | New | Space Heating | Natural Gas | Gas Boiler - Insulate Steam Lines/Condensate Tank | A | Cumulative Winter Peak Savings (MW) | Achievable Technical Potential | 0 | 0 | 0 | 0 | 0 | 0 | 0 | 0 | 0 | 0 | 0 | 0 | 0 | 0 | 0 | 0 | 0 | 0 | 0 | 0 | 0 | 0 | 0
F10_Industrial_Stone, Clay, and Glass_New_Space Heating_Natural Gas_Gas Boiler - Insulate Steam Lines/Condensate Tank_A_Achievable Technical Potential | F10 | Industrial | Stone, Clay, and Glass | New | Space Heating | Natural Gas | Gas Boiler - Insulate Steam Lines/Condensate Tank | A | Purchases (Incremental) | Achievable Technical Potential | 0 | 0 | 0.0036142 | 0.0063074 | 0.008994 | 0.012005 | 0.013819 | 0.015924 | 0.018003 | 0.020341 | 0.022083 | 0.024086 | 0.026062 | 0.028355 | 0.029911 | 0.031802 | 0.033692 | 0.035892 | 0.037345 | 0.039135 | 0.040877 | 0.042614 | 0
F11_Industrial_Stone, Clay, and Glass_New_Space Heating_Natural Gas_Gas Boiler - Insulate Steam Lines/Condensate Tank_A_Achievable Technical Potential | F11 | Industrial | Stone, Clay, and Glass | New | Space Heating | Natural Gas | Gas Boiler - Insulate Steam Lines/Condensate Tank | A | Purchases (Cumulative) | Achievable Technical Potential | 0 | 0 | 0.0036142 | 0.0099216 | 0.018916 | 0.030921 | 0.04474 | 0.060664 | 0.078667 | 0.099008 | 0.12109 | 0.14518 | 0.17124 | 0.19959 | 0.2295 | 0.2613 | 0.295 | 0.33089 | 0.36823 | 0.40737 | 0.44824 | 0.49086 | 0
F1_Industrial_Stone, Clay, and Glass_New_Process_Natural Gas_Gas Boiler - Insulate Steam Lines/Condensate Tank_A_Achievable Technical Potential | F1 | Industrial | Stone, Clay, and Glass | New | Process | Natural Gas | Gas Boiler - Insulate Steam Lines/Condensate Tank | A | Integrated Unit Energy Savings (kWh or therms) | Achievable Technical Potential | 0 | 0 | 45.5013 | 45.4511 | 45.4046 | 45.3634 | 45.3056 | 45.2687 | 45.2445 | 45.2332 | 45.2198 | 45.2148 | 45.2127 | 45.2166 | 45.2138 | 45.2163 | 45.2198 | 45.2304 | 45.2408 | 45.2556 | 45.2689 | 45.281 | 0
F2_Industrial_Stone, Clay, and Glass_New_Process_Natural Gas_Gas Boiler - Insulate Steam Lines/Condensate Tank_A_Achievable Technical Potential | F2 | Industrial | Stone, Clay, and Glass | New | Process | Natural Gas | Gas Boiler - Insulate Steam Lines/Condensate Tank | A | Integrated Unit Summer Peak Savings (kW) | Achievable Technical Potential | 0 | 0 | 0 | 0 | 0 | 0 | 0 | 0 | 0 | 0 | 0 | 0 | 0 | 0 | 0 | 0 | 0 | 0 | 0 | 0 | 0 | 0 | 0
F3_Industrial_Stone, Clay, and Glass_New_Process_Natural Gas_Gas Boiler - Insulate Steam Lines/Condensate Tank_A_Achievable Technical Potential | F3 | Industrial | Stone, Clay, and Glass | New | Process | Natural Gas | Gas Boiler - Insulate Steam Lines/Condensate Tank | A | Integrated Unit Winter Peak Savings (kW) | Achievable Technical Potential | 0 | 0 | 0 | 0 | 0 | 0 | 0 | 0 | 0 | 0 | 0 | 0 | 0 | 0 | 0 | 0 | 0 | 0 | 0 | 0 | 0 | 0 | 0
F4_Industrial_Stone, Clay, and Glass_New_Process_Natural Gas_Gas Boiler - Insulate Steam Lines/Condensate Tank_A_Achievable Technical Potential | F4 | Industrial | Stone, Clay, and Glass | New | Process | Natural Gas | Gas Boiler - Insulate Steam Lines/Condensate Tank | A | Incremental Energy Savings (MWh or mTherms) | Achievable Technical Potential | 0 | 0 | 0.0018233 | 0.0031784 | 0.0045276 | 0.006038 | 0.0069413 | 0.0079922 | 0.0090307 | 0.010201 | 0.011071 | 0.012074 | 0.013064 | 0.014215 | 0.014994 | 0.015943 | 0.016891 | 0.017999 | 0.018732 | 0.019636 | 0.020516 | 0.021393 | 0
F5_Industrial_Stone, Clay, and Glass_New_Process_Natural Gas_Gas Boiler - Insulate Steam Lines/Condensate Tank_A_Achievable Technical Potential | F5 | Industrial | Stone, Clay, and Glass | New | Process | Natural Gas | Gas Boiler - Insulate Steam Lines/Condensate Tank | A | Incremental Summer Peak Savings (MW) | Achievable Technical Potential | 0 | 0 | 0 | 0 | 0 | 0 | 0 | 0 | 0 | 0 | 0 | 0 | 0 | 0 | 0 | 0 | 0 | 0 | 0 | 0 | 0 | 0 | 0
F6_Industrial_Stone, Clay, and Glass_New_Process_Natural Gas_Gas Boiler - Insulate Steam Lines/Condensate Tank_A_Achievable Technical Potential | F6 | Industrial | Stone, Clay, and Glass | New | Process | Natural Gas | Gas Boiler - Insulate Steam Lines/Condensate Tank | A | Incremental Winter Peak Savings (MW) | Achievable Technical Potential | 0 | 0 | 0 | 0 | 0 | 0 | 0 | 0 | 0 | 0 | 0 | 0 | 0 | 0 | 0 | 0 | 0 | 0 | 0 | 0 | 0 | 0 | 0
F7_Industrial_Stone, Clay, and Glass_New_Process_Natural Gas_Gas Boiler - Insulate Steam Lines/Condensate Tank_A_Achievable Technical Potential | F7 | Industrial | Stone, Clay, and Glass | New | Process | Natural Gas | Gas Boiler - Insulate Steam Lines/Condensate Tank | A | Cumulative Energy Savings (MWh or mTherms) | Achievable Technical Potential | 0 | 0 | 0.0018233 | 0.0049997 | 0.0095222 | 0.015552 | 0.022473 | 0.030447 | 0.039461 | 0.049653 | 0.060709 | 0.072777 | 0.085837 | 0.10006 | 0.11505 | 0.131 | 0.1479 | 0.16593 | 0.1847 | 0.2044 | 0.22497 | 0.24643 | 0
F8_Industrial_Stone, Clay, and Glass_New_Process_Natural Gas_Gas Boiler - Insulate Steam Lines/Condensate Tank_A_Achievable Technical Potential | F8 | Industrial | Stone, Clay, and Glass | New | Process | Natural Gas | Gas Boiler - Insulate Steam Lines/Condensate Tank | A | Cumulative Summer Peak Savings (MW) | Achievable Technical Potential | 0 | 0 | 0 | 0 | 0 | 0 | 0 | 0 | 0 | 0 | 0 | 0 | 0 | 0 | 0 | 0 | 0 | 0 | 0 | 0 | 0 | 0 | 0
F9_Industrial_Stone, Clay, and Glass_New_Process_Natural Gas_Gas Boiler - Insulate Steam Lines/Condensate Tank_A_Achievable Technical Potential | F9 | Industrial | Stone, Clay, and Glass | New | Process | Natural Gas | Gas Boiler - Insulate Steam Lines/Condensate Tank | A | Cumulative Winter Peak Savings (MW) | Achievable Technical Potential | 0 | 0 | 0 | 0 | 0 | 0 | 0 | 0 | 0 | 0 | 0 | 0 | 0 | 0 | 0 | 0 | 0 | 0 | 0 | 0 | 0 | 0 | 0
F10_Industrial_Stone, Clay, and Glass_New_Process_Natural Gas_Gas Boiler - Insulate Steam Lines/Condensate Tank_A_Achievable Technical Potential | F10 | Industrial | Stone, Clay, and Glass | New | Process | Natural Gas | Gas Boiler - Insulate Steam Lines/Condensate Tank | A | Purchases (Incremental) | Achievable Technical Potential | 0 | 0 | 0.04007 | 0.069931 | 0.099717 | 0.1331 | 0.15321 | 0.17655 | 0.1996 | 0.22552 | 0.24483 | 0.26704 | 0.28895 | 0.31437 | 0.33162 | 0.35259 | 0.37354 | 0.39793 | 0.41404 | 0.43389 | 0.45321 | 0.47246 | 0
F11_Industrial_Stone, Clay, and Glass_New_Process_Natural Gas_Gas Boiler - Insulate Steam Lines/Condensate Tank_A_Achievable Technical Potential | F11 | Industrial | Stone, Clay, and Glass | New | Process | Natural Gas | Gas Boiler - Insulate Steam Lines/Condensate Tank | A | Purchases (Cumulative) | Achievable Technical Potential | 0 | 0 | 0.04007 | 0.11 | 0.20972 | 0.34282 | 0.49603 | 0.67258 | 0.87218 | 1.0977 | 1.3425 | 1.6096 | 1.8985 | 2.2129 | 2.5445 | 2.8971 | 3.2706 | 3.6686 | 4.0826 | 4.5165 | 4.9697 | 5.4422 | 0
F1_Industrial_Stone, Clay, and Glass_New_Space Heating_Natural Gas_Gas Boiler - Insulate Hot Water Lines_A_Achievable Technical Potential | F1 | Industrial | Stone, Clay, and Glass | New | Space Heating | Natural Gas | Gas Boiler - Insulate Hot Water Lines | A | Integrated Unit Energy Savings (kWh or therms) | Achievable Technical Potential | 0 | 0 | 82.8997 | 81.9326 | 81.2669 | 80.6673 | 80.2892 | 79.8916 | 79.5316 | 79.1767 | 78.9223 | 78.6612 | 78.2878 | 77.9534 | 77.6241 | 77.348 | 77.0882 | 76.7683 | 76.6076 | 76.3976 | 76.2298 | 76.1239 | 0
F2_Industrial_Stone, Clay, and Glass_New_Space Heating_Natural Gas_Gas Boiler - Insulate Hot Water Lines_A_Achievable Technical Potential | F2 | Industrial | Stone, Clay, and Glass | New | Space Heating | Natural Gas | Gas Boiler - Insulate Hot Water Lines | A | Integrated Unit Summer Peak Savings (kW) | Achievable Technical Potential | 0 | 0 | 0 | 0 | 0 | 0 | 0 | 0 | 0 | 0 | 0 | 0 | 0 | 0 | 0 | 0 | 0 | 0 | 0 | 0 | 0 | 0 | 0
F3_Industrial_Stone, Clay, and Glass_New_Space Heating_Natural Gas_Gas Boiler - Insulate Hot Water Lines_A_Achievable Technical Potential | F3 | Industrial | Stone, Clay, and Glass | New | Space Heating | Natural Gas | Gas Boiler - Insulate Hot Water Lines | A | Integrated Unit Winter Peak Savings (kW) | Achievable Technical Potential | 0 | 0 | 0 | 0 | 0 | 0 | 0 | 0 | 0 | 0 | 0 | 0 | 0 | 0 | 0 | 0 | 0 | 0 | 0 | 0 | 0 | 0 | 0
F4_Industrial_Stone, Clay, and Glass_New_Space Heating_Natural Gas_Gas Boiler - Insulate Hot Water Lines_A_Achievable Technical Potential | F4 | Industrial | Stone, Clay, and Glass | New | Space Heating | Natural Gas | Gas Boiler - Insulate Hot Water Lines | A | Incremental Energy Savings (MWh or mTherms) | Achievable Technical Potential | 0 | 0 | 0.00029961 | 0.00051678 | 0.00073092 | 0.00096844 | 0.0011095 | 0.0012722 | 0.0014318 | 0.0016105 | 0.0017428 | 0.0018946 | 0.0020403 | 0.0022103 | 0.0023218 | 0.0024598 | 0.0025972 | 0.0027553 | 0.0028609 | 0.0029898 | 0.003116 | 0.0032439 | 0
F5_Industrial_Stone, Clay, and Glass_New_Space Heating_Natural Gas_Gas Boiler - Insulate Hot Water Lines_A_Achievable Technical Potential | F5 | Industrial | Stone, Clay, and Glass | New | Space Heating | Natural Gas | Gas Boiler - Insulate Hot Water Lines | A | Incremental Summer Peak Savings (MW) | Achievable Technical Potential | 0 | 0 | 0 | 0 | 0 | 0 | 0 | 0 | 0 | 0 | 0 | 0 | 0 | 0 | 0 | 0 | 0 | 0 | 0 | 0 | 0 | 0 | 0
F6_Industrial_Stone, Clay, and Glass_New_Space Heating_Natural Gas_Gas Boiler - Insulate Hot Water Lines_A_Achievable Technical Potential | F6 | Industrial | Stone, Clay, and Glass | New | Space Heating | Natural Gas | Gas Boiler - Insulate Hot Water Lines | A | Incremental Winter Peak Savings (MW) | Achievable Technical Potential | 0 | 0 | 0 | 0 | 0 | 0 | 0 | 0 | 0 | 0 | 0 | 0 | 0 | 0 | 0 | 0 | 0 | 0 | 0 | 0 | 0 | 0 | 0
F7_Industrial_Stone, Clay, and Glass_New_Space Heating_Natural Gas_Gas Boiler - Insulate Hot Water Lines_A_Achievable Technical Potential | F7 | Industrial | Stone, Clay, and Glass | New | Space Heating | Natural Gas | Gas Boiler - Insulate Hot Water Lines | A | Cumulative Energy Savings (MWh or mTherms) | Achievable Technical Potential | 0 | 0 | 0.00029961 | 0.0008129 | 0.0015372 | 0.0024943 | 0.0035921 | 0.0048465 | 0.0062565 | 0.0078391 | 0.0095567 | 0.01142 | 0.013406 | 0.015559 | 0.017815 | 0.020211 | 0.022741 | 0.025402 | 0.028209 | 0.031122 | 0.03417 | 0.037366 | 0
F8_Industrial_Stone, Clay, and Glass_New_Space Heating_Natural Gas_Gas Boiler - Insulate Hot Water Lines_A_Achievable Technical Potential | F8 | Industrial | Stone, Clay, and Glass | New | Space Heating | Natural Gas | Gas Boiler - Insulate Hot Water Lines | A | Cumulative Summer Peak Savings (MW) | Achievable Technical Potential | 0 | 0 | 0 | 0 | 0 | 0 | 0 | 0 | 0 | 0 | 0 | 0 | 0 | 0 | 0 | 0 | 0 | 0 | 0 | 0 | 0 | 0 | 0
F9_Industrial_Stone, Clay, and Glass_New_Space Heating_Natural Gas_Gas Boiler - Insulate Hot Water Lines_A_Achievable Technical Potential | F9 | Industrial | Stone, Clay, and Glass | New | Space Heating | Natural Gas | Gas Boiler - Insulate Hot Water Lines | A | Cumulative Winter Peak Savings (MW) | Achievable Technical Potential | 0 | 0 | 0 | 0 | 0 | 0 | 0 | 0 | 0 | 0 | 0 | 0 | 0 | 0 | 0 | 0 | 0 | 0 | 0 | 0 | 0 | 0 | 0
F10_Industrial_Stone, Clay, and Glass_New_Space Heating_Natural Gas_Gas Boiler - Insulate Hot Water Lines_A_Achievable Technical Potential | F10 | Industrial | Stone, Clay, and Glass | New | Space Heating | Natural Gas | Gas Boiler - Insulate Hot Water Lines | A | Purchases (Incremental) | Achievable Technical Potential | 0 | 0 | 0.0036142 | 0.0063074 | 0.008994 | 0.012005 | 0.013819 | 0.015924 | 0.018003 | 0.020341 | 0.022083 | 0.024086 | 0.026062 | 0.028355 | 0.029911 | 0.031802 | 0.033692 | 0.035892 | 0.037345 | 0.039135 | 0.040877 | 0.042614 | 0
F11_Industrial_Stone, Clay, and Glass_New_Space Heating_Natural Gas_Gas Boiler - Insulate Hot Water Lines_A_Achievable Technical Potential | F11 | Industrial | Stone, Clay, and Glass | New | Space Heating | Natural Gas | Gas Boiler - Insulate Hot Water Lines | A | Purchases (Cumulative) | Achievable Technical Potential | 0 | 0 | 0.0036142 | 0.0099216 | 0.018916 | 0.030921 | 0.04474 | 0.060664 | 0.078667 | 0.099008 | 0.12109 | 0.14518 | 0.17124 | 0.19959 | 0.2295 | 0.2613 | 0.295 | 0.33089 | 0.36823 | 0.40737 | 0.44824 | 0.49086 | 0
F1_Industrial_Stone, Clay, and Glass_New_Process_Natural Gas_Gas Boiler - Insulate Hot Water Lines_A_Achievable Technical Potential | F1 | Industrial | Stone, Clay, and Glass | New | Process | Natural Gas | Gas Boiler - Insulate Hot Water Lines | A | Integrated Unit Energy Savings (kWh or therms) | Achievable Technical Potential | 0 | 0 | 51.4318 | 51.3756 | 51.3236 | 51.2775 | 51.2128 | 51.1717 | 51.1449 | 51.1326 | 51.1181 | 51.113 | 51.1111 | 51.116 | 51.1134 | 51.1169 | 51.1213 | 51.1338 | 51.1461 | 51.1634 | 51.179 | 51.1933 | 0
F2_Industrial_Stone, Clay, and Glass_New_Process_Natural Gas_Gas Boiler - Insulate Hot Water Lines_A_Achievable Technical Potential | F2 | Industrial | Stone, Clay, and Glass | New | Process | Natural Gas | Gas Boiler - Insulate Hot Water Lines | A | Integrated Unit Summer Peak Savings (kW) | Achievable Technical Potential | 0 | 0 | 0 | 0 | 0 | 0 | 0 | 0 | 0 | 0 | 0 | 0 | 0 | 0 | 0 | 0 | 0 | 0 | 0 | 0 | 0 | 0 | 0
F3_Industrial_Stone, Clay, and Glass_New_Process_Natural Gas_Gas Boiler - Insulate Hot Water Lines_A_Achievable Technical Potential | F3 | Industrial | Stone, Clay, and Glass | New | Process | Natural Gas | Gas Boiler - Insulate Hot Water Lines | A | Integrated Unit Winter Peak Savings (kW) | Achievable Technical Potential | 0 | 0 | 0 | 0 | 0 | 0 | 0 | 0 | 0 | 0 | 0 | 0 | 0 | 0 | 0 | 0 | 0 | 0 | 0 | 0 | 0 | 0 | 0
F4_Industrial_Stone, Clay, and Glass_New_Process_Natural Gas_Gas Boiler - Insulate Hot Water Lines_A_Achievable Technical Potential | F4 | Industrial | Stone, Clay, and Glass | New | Process | Natural Gas | Gas Boiler - Insulate Hot Water Lines | A | Incremental Energy Savings (MWh or mTherms) | Achievable Technical Potential | 0 | 0 | 0.0020609 | 0.0035927 | 0.0051179 | 0.0068252 | 0.0078463 | 0.0090344 | 0.010208 | 0.011532 | 0.012515 | 0.013649 | 0.014769 | 0.016069 | 0.01695 | 0.018023 | 0.019096 | 0.020348 | 0.021177 | 0.022199 | 0.023195 | 0.024187 | 0
F5_Industrial_Stone, Clay, and Glass_New_Process_Natural Gas_Gas Boiler - Insulate Hot Water Lines_A_Achievable Technical Potential | F5 | Industrial | Stone, Clay, and Glass | New | Process | Natural Gas | Gas Boiler - Insulate Hot Water Lines | A | Incremental Summer Peak Savings (MW) | Achievable Technical Potential | 0 | 0 | 0 | 0 | 0 | 0 | 0 | 0 | 0 | 0 | 0 | 0 | 0 | 0 | 0 | 0 | 0 | 0 | 0 | 0 | 0 | 0 | 0
F6_Industrial_Stone, Clay, and Glass_New_Process_Natural Gas_Gas Boiler - Insulate Hot Water Lines_A_Achievable Technical Potential | F6 | Industrial | Stone, Clay, and Glass | New | Process | Natural Gas | Gas Boiler - Insulate Hot Water Lines | A | Incremental Winter Peak Savings (MW) | Achievable Technical Potential | 0 | 0 | 0 | 0 | 0 | 0 | 0 | 0 | 0 | 0 | 0 | 0 | 0 | 0 | 0 | 0 | 0 | 0 | 0 | 0 | 0 | 0 | 0
F7_Industrial_Stone, Clay, and Glass_New_Process_Natural Gas_Gas Boiler - Insulate Hot Water Lines_A_Achievable Technical Potential | F7 | Industrial | Stone, Clay, and Glass | New | Process | Natural Gas | Gas Boiler - Insulate Hot Water Lines | A | Cumulative Energy Savings (MWh or mTherms) | Achievable Technical Potential | 0 | 0 | 0.0020609 | 0.0056514 | 0.010763 | 0.017579 | 0.025403 | 0.034417 | 0.044608 | 0.056128 | 0.068628 | 0.08227 | 0.097036 | 0.11311 | 0.13006 | 0.14809 | 0.1672 | 0.18759 | 0.20881 | 0.23108 | 0.25435 | 0.2786 | 0
F8_Industrial_Stone, Clay, and Glass_New_Process_Natural Gas_Gas Boiler - Insulate Hot Water Lines_A_Achievable Technical Potential | F8 | Industrial | Stone, Clay, and Glass | New | Process | Natural Gas | Gas Boiler - Insulate Hot Water Lines | A | Cumulative Summer Peak Savings (MW) | Achievable Technical Potential | 0 | 0 | 0 | 0 | 0 | 0 | 0 | 0 | 0 | 0 | 0 | 0 | 0 | 0 | 0 | 0 | 0 | 0 | 0 | 0 | 0 | 0 | 0
F9_Industrial_Stone, Clay, and Glass_New_Process_Natural Gas_Gas Boiler - Insulate Hot Water Lines_A_Achievable Technical Potential | F9 | Industrial | Stone, Clay, and Glass | New | Process | Natural Gas | Gas Boiler - Insulate Hot Water Lines | A | Cumulative Winter Peak Savings (MW) | Achievable Technical Potential | 0 | 0 | 0 | 0 | 0 | 0 | 0 | 0 | 0 | 0 | 0 | 0 | 0 | 0 | 0 | 0 | 0 | 0 | 0 | 0 | 0 | 0 | 0
F10_Industrial_Stone, Clay, and Glass_New_Process_Natural Gas_Gas Boiler - Insulate Hot Water Lines_A_Achievable Technical Potential | F10 | Industrial | Stone, Clay, and Glass | New | Process | Natural Gas | Gas Boiler - Insulate Hot Water Lines | A | Purchases (Incremental) | Achievable Technical Potential | 0 | 0 | 0.04007 | 0.069931 | 0.099717 | 0.1331 | 0.15321 | 0.17655 | 0.1996 | 0.22552 | 0.24483 | 0.26704 | 0.28895 | 0.31437 | 0.33162 | 0.35259 | 0.37354 | 0.39793 | 0.41404 | 0.43389 | 0.45321 | 0.47246 | 0
F11_Industrial_Stone, Clay, and Glass_New_Process_Natural Gas_Gas Boiler - Insulate Hot Water Lines_A_Achievable Technical Potential | F11 | Industrial | Stone, Clay, and Glass | New | Process | Natural Gas | Gas Boiler - Insulate Hot Water Lines | A | Purchases (Cumulative) | Achievable Technical Potential | 0 | 0 | 0.04007 | 0.11 | 0.20972 | 0.34282 | 0.49603 | 0.67258 | 0.87218 | 1.0977 | 1.3425 | 1.6096 | 1.8985 | 2.2129 | 2.5445 | 2.8971 | 3.2706 | 3.6686 | 4.0826 | 4.5165 | 4.9697 | 5.4422 | 0
F1_Industrial_Stone, Clay, and Glass_New_Process_Natural Gas_Process - Insulate Heated Process Fluids_A_Achievable Technical Potential | F1 | Industrial | Stone, Clay, and Glass | New | Process | Natural Gas | Process - Insulate Heated Process Fluids | A | Integrated Unit Energy Savings (kWh or therms) | Achievable Technical Potential | 0 | 0 | 1280.886 | 1280.8787 | 1280.8758 | 1280.8831 | 1280.8867 | 1280.8898 | 1280.8925 | 1280.8949 | 1280.8963 | 1280.8977 | 1280.8988 | 1280.9 | 1280.9007 | 1280.9014 | 1280.902 | 1280.9027 | 1280.9031 | 1280.9036 | 1280.904 | 1280.9043 | 0
F2_Industrial_Stone, Clay, and Glass_New_Process_Natural Gas_Process - Insulate Heated Process Fluids_A_Achievable Technical Potential | F2 | Industrial | Stone, Clay, and Glass | New | Process | Natural Gas | Process - Insulate Heated Process Fluids | A | Integrated Unit Summer Peak Savings (kW) | Achievable Technical Potential | 0 | 0 | 0 | 0 | 0 | 0 | 0 | 0 | 0 | 0 | 0 | 0 | 0 | 0 | 0 | 0 | 0 | 0 | 0 | 0 | 0 | 0 | 0
F3_Industrial_Stone, Clay, and Glass_New_Process_Natural Gas_Process - Insulate Heated Process Fluids_A_Achievable Technical Potential | F3 | Industrial | Stone, Clay, and Glass | New | Process | Natural Gas | Process - Insulate Heated Process Fluids | A | Integrated Unit Winter Peak Savings (kW) | Achievable Technical Potential | 0 | 0 | 0 | 0 | 0 | 0 | 0 | 0 | 0 | 0 | 0 | 0 | 0 | 0 | 0 | 0 | 0 | 0 | 0 | 0 | 0 | 0 | 0
F4_Industrial_Stone, Clay, and Glass_New_Process_Natural Gas_Process - Insulate Heated Process Fluids_A_Achievable Technical Potential | F4 | Industrial | Stone, Clay, and Glass | New | Process | Natural Gas | Process - Insulate Heated Process Fluids | A | Incremental Energy Savings (MWh or mTherms) | Achievable Technical Potential | 0 | 0 | 0.11227 | 0.19594 | 0.2794 | 0.37295 | 0.42928 | 0.44522 | 0.40267 | 0.36398 | 0.31611 | 0.27583 | 0.23877 | 0.20782 | 0.17538 | 0.14917 | 0.12643 | 0.10775 | 0.00076469 | 0.0002862 | 0.00010191 | 3.4643e-05 | 0
F5_Industrial_Stone, Clay, and Glass_New_Process_Natural Gas_Process - Insulate Heated Process Fluids_A_Achievable Technical Potential | F5 | Industrial | Stone, Clay, and Glass | New | Process | Natural Gas | Process - Insulate Heated Process Fluids | A | Incremental Summer Peak Savings (MW) | Achievable Technical Potential | 0 | 0 | 0 | 0 | 0 | 0 | 0 | 0 | 0 | 0 | 0 | 0 | 0 | 0 | 0 | 0 | 0 | 0 | 0 | 0 | 0 | 0 | 0
F6_Industrial_Stone, Clay, and Glass_New_Process_Natural Gas_Process - Insulate Heated Process Fluids_A_Achievable Technical Potential | F6 | Industrial | Stone, Clay, and Glass | New | Process | Natural Gas | Process - Insulate Heated Process Fluids | A | Incremental Winter Peak Savings (MW) | Achievable Technical Potential | 0 | 0 | 0 | 0 | 0 | 0 | 0 | 0 | 0 | 0 | 0 | 0 | 0 | 0 | 0 | 0 | 0 | 0 | 0 | 0 | 0 | 0 | 0
F7_Industrial_Stone, Clay, and Glass_New_Process_Natural Gas_Process - Insulate Heated Process Fluids_A_Achievable Technical Potential | F7 | Industrial | Stone, Clay, and Glass | New | Process | Natural Gas | Process - Insulate Heated Process Fluids | A | Cumulative Energy Savings (MWh or mTherms) | Achievable Technical Potential | 0 | 0 | 0.11227 | 0.30821 | 0.58761 | 0.96056 | 1.3898 | 1.8351 | 2.2377 | 2.6017 | 2.9178 | 3.1937 | 3.4324 | 3.6403 | 3.8156 | 3.9648 | 4.0912 | 4.199 | 4.1998 | 4.2001 | 4.2002 | 4.2002 | 0
F8_Industrial_Stone, Clay, and Glass_New_Process_Natural Gas_Process - Insulate Heated Process Fluids_A_Achievable Technical Potential | F8 | Industrial | Stone, Clay, and Glass | New | Process | Natural Gas | Process - Insulate Heated Process Fluids | A | Cumulative Summer Peak Savings (MW) | Achievable Technical Potential | 0 | 0 | 0 | 0 | 0 | 0 | 0 | 0 | 0 | 0 | 0 | 0 | 0 | 0 | 0 | 0 | 0 | 0 | 0 | 0 | 0 | 0 | 0
F9_Industrial_Stone, Clay, and Glass_New_Process_Natural Gas_Process - Insulate Heated Process Fluids_A_Achievable Technical Potential | F9 | Industrial | Stone, Clay, and Glass | New | Process | Natural Gas | Process - Insulate Heated Process Fluids | A | Cumulative Winter Peak Savings (MW) | Achievable Technical Potential | 0 | 0 | 0 | 0 | 0 | 0 | 0 | 0 | 0 | 0 | 0 | 0 | 0 | 0 | 0 | 0 | 0 | 0 | 0 | 0 | 0 | 0 | 0
F10_Industrial_Stone, Clay, and Glass_New_Process_Natural Gas_Process - Insulate Heated Process Fluids_A_Achievable Technical Potential | F10 | Industrial | Stone, Clay, and Glass | New | Process | Natural Gas | Process - Insulate Heated Process Fluids | A | Purchases (Incremental) | Achievable Technical Potential | 0 | 0 | 0.087654 | 0.15297 | 0.21813 | 0.29116 | 0.33515 | 0.34758 | 0.31437 | 0.28416 | 0.24679 | 0.21534 | 0.18641 | 0.16224 | 0.13692 | 0.11646 | 0.098704 | 0.08412 | 0.00059699 | 0.00022343 | 7.9561e-05 | 2.7046e-05 | 0
F11_Industrial_Stone, Clay, and Glass_New_Process_Natural Gas_Process - Insulate Heated Process Fluids_A_Achievable Technical Potential | F11 | Industrial | Stone, Clay, and Glass | New | Process | Natural Gas | Process - Insulate Heated Process Fluids | A | Purchases (Cumulative) | Achievable Technical Potential | 0 | 0 | 0.087654 | 0.24063 | 0.45876 | 0.74992 | 1.0851 | 1.4327 | 1.747 | 2.0312 | 2.278 | 2.4933 | 2.6797 | 2.842 | 2.9789 | 3.0953 | 3.194 | 3.2782 | 3.2788 | 3.279 | 3.2791 | 3.2791 | 0
F1_Industrial_Stone, Clay, and Glass_New_Process_Natural Gas_Process Heat Recovery_A_Achievable Technical Potential | F1 | Industrial | Stone, Clay, and Glass | New | Process | Natural Gas | Process Heat Recovery | A | Integrated Unit Energy Savings (kWh or therms) | Achievable Technical Potential | 0 | 0 | 73.247 | 73.1653 | 73.0899 | 73.023 | 72.9291 | 72.869 | 72.8293 | 72.8106 | 72.7882 | 72.7795 | 72.7754 | 72.7811 | 72.7757 | 72.7792 | 72.7841 | 72.8006 | 72.8164 | 72.8396 | 72.8603 | 72.8792 | 0
F2_Industrial_Stone, Clay, and Glass_New_Process_Natural Gas_Process Heat Recovery_A_Achievable Technical Potential | F2 | Industrial | Stone, Clay, and Glass | New | Process | Natural Gas | Process Heat Recovery | A | Integrated Unit Summer Peak Savings (kW) | Achievable Technical Potential | 0 | 0 | 0 | 0 | 0 | 0 | 0 | 0 | 0 | 0 | 0 | 0 | 0 | 0 | 0 | 0 | 0 | 0 | 0 | 0 | 0 | 0 | 0
F3_Industrial_Stone, Clay, and Glass_New_Process_Natural Gas_Process Heat Recovery_A_Achievable Technical Potential | F3 | Industrial | Stone, Clay, and Glass | New | Process | Natural Gas | Process Heat Recovery | A | Integrated Unit Winter Peak Savings (kW) | Achievable Technical Potential | 0 | 0 | 0 | 0 | 0 | 0 | 0 | 0 | 0 | 0 | 0 | 0 | 0 | 0 | 0 | 0 | 0 | 0 | 0 | 0 | 0 | 0 | 0
F4_Industrial_Stone, Clay, and Glass_New_Process_Natural Gas_Process Heat Recovery_A_Achievable Technical Potential | F4 | Industrial | Stone, Clay, and Glass | New | Process | Natural Gas | Process Heat Recovery | A | Incremental Energy Savings (MWh or mTherms) | Achievable Technical Potential | 0 | 0 | 0.23113 | 0.40292 | 0.57395 | 0.76542 | 0.87991 | 0.91181 | 0.82422 | 0.74483 | 0.64668 | 0.5642 | 0.48837 | 0.4251 | 0.35872 | 0.30513 | 0.25863 | 0.22973 | 0.401 | 0.57199 | 0.76371 | 0.87931 | 0
F5_Industrial_Stone, Clay, and Glass_New_Process_Natural Gas_Process Heat Recovery_A_Achievable Technical Potential | F5 | Industrial | Stone, Clay, and Glass | New | Process | Natural Gas | Process Heat Recovery | A | Incremental Summer Peak Savings (MW) | Achievable Technical Potential | 0 | 0 | 0 | 0 | 0 | 0 | 0 | 0 | 0 | 0 | 0 | 0 | 0 | 0 | 0 | 0 | 0 | 0 | 0 | 0 | 0 | 0 | 0
F6_Industrial_Stone, Clay, and Glass_New_Process_Natural Gas_Process Heat Recovery_A_Achievable Technical Potential | F6 | Industrial | Stone, Clay, and Glass | New | Process | Natural Gas | Process Heat Recovery | A | Incremental Winter Peak Savings (MW) | Achievable Technical Potential | 0 | 0 | 0 | 0 | 0 | 0 | 0 | 0 | 0 | 0 | 0 | 0 | 0 | 0 | 0 | 0 | 0 | 0 | 0 | 0 | 0 | 0 | 0
F7_Industrial_Stone, Clay, and Glass_New_Process_Natural Gas_Process Heat Recovery_A_Achievable Technical Potential | F7 | Industrial | Stone, Clay, and Glass | New | Process | Natural Gas | Process Heat Recovery | A | Cumulative Energy Savings (MWh or mTherms) | Achievable Technical Potential | 0 | 0 | 0.23113 | 0.6338 | 1.2071 | 1.9714 | 2.8488 | 3.7582 | 4.5804 | 5.3241 | 5.9691 | 6.5326 | 7.0206 | 7.4463 | 7.8044 | 8.1099 | 8.3691 | 8.371 | 8.3728 | 8.3755 | 8.3779 | 8.38 | 0
F8_Industrial_Stone, Clay, and Glass_New_Process_Natural Gas_Process Heat Recovery_A_Achievable Technical Potential | F8 | Industrial | Stone, Clay, and Glass | New | Process | Natural Gas | Process Heat Recovery | A | Cumulative Summer Peak Savings (MW) | Achievable Technical Potential | 0 | 0 | 0 | 0 | 0 | 0 | 0 | 0 | 0 | 0 | 0 | 0 | 0 | 0 | 0 | 0 | 0 | 0 | 0 | 0 | 0 | 0 | 0
F9_Industrial_Stone, Clay, and Glass_New_Process_Natural Gas_Process Heat Recovery_A_Achievable Technical Potential | F9 | Industrial | Stone, Clay, and Glass | New | Process | Natural Gas | Process Heat Recovery | A | Cumulative Winter Peak Savings (MW) | Achievable Technical Potential | 0 | 0 | 0 | 0 | 0 | 0 | 0 | 0 | 0 | 0 | 0 | 0 | 0 | 0 | 0 | 0 | 0 | 0 | 0 | 0 | 0 | 0 | 0
F10_Industrial_Stone, Clay, and Glass_New_Process_Natural Gas_Process Heat Recovery_A_Achievable Technical Potential | F10 | Industrial | Stone, Clay, and Glass | New | Process | Natural Gas | Process Heat Recovery | A | Purchases (Incremental) | Achievable Technical Potential | 0 | 0 | 3.1555 | 5.507 | 7.8527 | 10.4819 | 12.0653 | 12.513 | 11.3172 | 10.2297 | 8.8844 | 7.7522 | 6.7106 | 5.8408 | 4.9291 | 4.1926 | 3.5534 | 3.1555 | 5.507 | 7.8527 | 10.4819 | 12.0653 | 0
F11_Industrial_Stone, Clay, and Glass_New_Process_Natural Gas_Process Heat Recovery_A_Achievable Technical Potential | F11 | Industrial | Stone, Clay, and Glass | New | Process | Natural Gas | Process Heat Recovery | A | Purchases (Cumulative) | Achievable Technical Potential | 0 | 0 | 3.1555 | 8.6626 | 16.5153 | 26.9971 | 39.0624 | 51.5754 | 62.8926 | 73.1223 | 82.0067 | 89.7588 | 96.4695 | 102.3103 | 107.2393 | 111.4319 | 114.9853 | 114.9853 | 114.9853 | 114.9853 | 114.9853 | 114.9853 | 0
F1_Industrial_Stone, Clay, and Glass_New_Space Heating_Natural Gas_Building Automation System_A_Achievable Technical Potential | F1 | Industrial | Stone, Clay, and Glass | New | Space Heating | Natural Gas | Building Automation System | A | Integrated Unit Energy Savings (kWh or therms) | Achievable Technical Potential | 0 | 0 | 0.014836 | 0.014662 | 0.014543 | 0.014435 | 0.014367 | 0.014295 | 0.01423 | 0.014166 | 0.01412 | 0.014073 | 0.014006 | 0.013946 | 0.013886 | 0.013836 | 0.01379 | 0.013732 | 0.013703 | 0.013665 | 0.013634 | 0.013615 | 0
F2_Industrial_Stone, Clay, and Glass_New_Space Heating_Natural Gas_Building Automation System_A_Achievable Technical Potential | F2 | Industrial | Stone, Clay, and Glass | New | Space Heating | Natural Gas | Building Automation System | A | Integrated Unit Summer Peak Savings (kW) | Achievable Technical Potential | 0 | 0 | 0 | 0 | 0 | 0 | 0 | 0 | 0 | 0 | 0 | 0 | 0 | 0 | 0 | 0 | 0 | 0 | 0 | 0 | 0 | 0 | 0
F3_Industrial_Stone, Clay, and Glass_New_Space Heating_Natural Gas_Building Automation System_A_Achievable Technical Potential | F3 | Industrial | Stone, Clay, and Glass | New | Space Heating | Natural Gas | Building Automation System | A | Integrated Unit Winter Peak Savings (kW) | Achievable Technical Potential | 0 | 0 | 0 | 0 | 0 | 0 | 0 | 0 | 0 | 0 | 0 | 0 | 0 | 0 | 0 | 0 | 0 | 0 | 0 | 0 | 0 | 0 | 0
F4_Industrial_Stone, Clay, and Glass_New_Space Heating_Natural Gas_Building Automation System_A_Achievable Technical Potential | F4 | Industrial | Stone, Clay, and Glass | New | Space Heating | Natural Gas | Building Automation System | A | Incremental Energy Savings (MWh or mTherms) | Achievable Technical Potential | 0 | 0 | 0.00067352 | 0.0023221 | 0.0058313 | 0.012567 | 0.021853 | 0.035887 | 0.054938 | 0.080108 | 0.10721 | 0.13744 | 0.16605 | 0.19136 | 0.20184 | 0.20157 | 0.18712 | 0.16417 | 0.13034 | 0.094301 | 0.062789 | 0.042629 | 0
F5_Industrial_Stone, Clay, and Glass_New_Space Heating_Natural Gas_Building Automation System_A_Achievable Technical Potential | F5 | Industrial | Stone, Clay, and Glass | New | Space Heating | Natural Gas | Building Automation System | A | Incremental Summer Peak Savings (MW) | Achievable Technical Potential | 0 | 0 | 0 | 0 | 0 | 0 | 0 | 0 | 0 | 0 | 0 | 0 | 0 | 0 | 0 | 0 | 0 | 0 | 0 | 0 | 0 | 0 | 0
F6_Industrial_Stone, Clay, and Glass_New_Space Heating_Natural Gas_Building Automation System_A_Achievable Technical Potential | F6 | Industrial | Stone, Clay, and Glass | New | Space Heating | Natural Gas | Building Automation System | A | Incremental Winter Peak Savings (MW) | Achievable Technical Potential | 0 | 0 | 0 | 0 | 0 | 0 | 0 | 0 | 0 | 0 | 0 | 0 | 0 | 0 | 0 | 0 | 0 | 0 | 0 | 0 | 0 | 0 | 0
F7_Industrial_Stone, Clay, and Glass_New_Space Heating_Natural Gas_Building Automation System_A_Achievable Technical Potential | F7 | Industrial | Stone, Clay, and Glass | New | Space Heating | Natural Gas | Building Automation System | A | Cumulative Energy Savings (MWh or mTherms) | Achievable Technical Potential | 0 | 0 | 0.00067352 | 0.0029878 | 0.0087946 | 0.021297 | 0.043049 | 0.078722 | 0.1333 | 0.21281 | 0.31933 | 0.45571 | 0.61958 | 0.80828 | 1.0067 | 1.2046 | 1.3877 | 1.5454 | 1.6703 | 1.7545 | 1.8015 | 1.8209 | 0
F8_Industrial_Stone, Clay, and Glass_New_Space Heating_Natural Gas_Building Automation System_A_Achievable Technical Potential | F8 | Industrial | Stone, Clay, and Glass | New | Space Heating | Natural Gas | Building Automation System | A | Cumulative Summer Peak Savings (MW) | Achievable Technical Potential | 0 | 0 | 0 | 0 | 0 | 0 | 0 | 0 | 0 | 0 | 0 | 0 | 0 | 0 | 0 | 0 | 0 | 0 | 0 | 0 | 0 | 0 | 0
F9_Industrial_Stone, Clay, and Glass_New_Space Heating_Natural Gas_Building Automation System_A_Achievable Technical Potential | F9 | Industrial | Stone, Clay, and Glass | New | Space Heating | Natural Gas | Building Automation System | A | Cumulative Winter Peak Savings (MW) | Achievable Technical Potential | 0 | 0 | 0 | 0 | 0 | 0 | 0 | 0 | 0 | 0 | 0 | 0 | 0 | 0 | 0 | 0 | 0 | 0 | 0 | 0 | 0 | 0 | 0
F10_Industrial_Stone, Clay, and Glass_New_Space Heating_Natural Gas_Building Automation System_A_Achievable Technical Potential | F10 | Industrial | Stone, Clay, and Glass | New | Space Heating | Natural Gas | Building Automation System | A | Purchases (Incremental) | Achievable Technical Potential | 0 | 0 | 45.3984 | 158.3731 | 400.9746 | 870.6162 | 1521.0951 | 2510.4254 | 3860.6429 | 5654.8193 | 7592.8347 | 9765.8962 | 11855.7849 | 13721.8387 | 14535.302 | 14568.3117 | 13569.9324 | 11954.943 | 9512.1395 | 6901.0755 | 4605.2543 | 3131.0273 | 0
F11_Industrial_Stone, Clay, and Glass_New_Space Heating_Natural Gas_Building Automation System_A_Achievable Technical Potential | F11 | Industrial | Stone, Clay, and Glass | New | Space Heating | Natural Gas | Building Automation System | A | Purchases (Cumulative) | Achievable Technical Potential | 0 | 0 | 45.3984 | 203.7715 | 604.7461 | 1475.3622 | 2996.4573 | 5506.8827 | 9367.5257 | 15022.345 | 22615.1797 | 32381.0759 | 44236.8608 | 57958.6995 | 72494.0016 | 87062.3132 | 100632.2457 | 112541.7903 | 121895.5567 | 128395.6576 | 132130.2958 | 133740.228 | 0
F1_Industrial_Stone, Clay, and Glass_New_Space Heating_Natural Gas_Steam System Efficiency Improvements_A_Achievable Technical Potential | F1 | Industrial | Stone, Clay, and Glass | New | Space Heating | Natural Gas | Steam System Efficiency Improvements | A | Integrated Unit Energy Savings (kWh or therms) | Achievable Technical Potential | 0 | 0 | 0.1329 | 0.13127 | 0.13011 | 0.12903 | 0.12824 | 0.12738 | 0.12653 | 0.12563 | 0.1248 | 0.12393 | 0.12284 | 0.12183 | 0.12079 | 0.11993 | 0.11918 | 0.11848 | 0.11805 | 0.11769 | 0.11748 | 0.11742 | 0
F2_Industrial_Stone, Clay, and Glass_New_Space Heating_Natural Gas_Steam System Efficiency Improvements_A_Achievable Technical Potential | F2 | Industrial | Stone, Clay, and Glass | New | Space Heating | Natural Gas | Steam System Efficiency Improvements | A | Integrated Unit Summer Peak Savings (kW) | Achievable Technical Potential | 0 | 0 | 0 | 0 | 0 | 0 | 0 | 0 | 0 | 0 | 0 | 0 | 0 | 0 | 0 | 0 | 0 | 0 | 0 | 0 | 0 | 0 | 0
F3_Industrial_Stone, Clay, and Glass_New_Space Heating_Natural Gas_Steam System Efficiency Improvements_A_Achievable Technical Potential | F3 | Industrial | Stone, Clay, and Glass | New | Space Heating | Natural Gas | Steam System Efficiency Improvements | A | Integrated Unit Winter Peak Savings (kW) | Achievable Technical Potential | 0 | 0 | 0 | 0 | 0 | 0 | 0 | 0 | 0 | 0 | 0 | 0 | 0 | 0 | 0 | 0 | 0 | 0 | 0 | 0 | 0 | 0 | 0
F4_Industrial_Stone, Clay, and Glass_New_Space Heating_Natural Gas_Steam System Efficiency Improvements_A_Achievable Technical Potential | F4 | Industrial | Stone, Clay, and Glass | New | Space Heating | Natural Gas | Steam System Efficiency Improvements | A | Incremental Energy Savings (MWh or mTherms) | Achievable Technical Potential | 0 | 0 | 4.276e-05 | 0.00014734 | 0.00036974 | 0.00079615 | 0.0013825 | 0.0022663 | 0.0034619 | 0.0050349 | 0.0067158 | 0.0085772 | 0.010321 | 0.011848 | 0.012443 | 0.012382 | 0.011462 | 0.010039 | 0.011613 | 0.012458 | 0.012854 | 0.012558 | 0
F5_Industrial_Stone, Clay, and Glass_New_Space Heating_Natural Gas_Steam System Efficiency Improvements_A_Achievable Technical Potential | F5 | Industrial | Stone, Clay, and Glass | New | Space Heating | Natural Gas | Steam System Efficiency Improvements | A | Incremental Summer Peak Savings (MW) | Achievable Technical Potential | 0 | 0 | 0 | 0 | 0 | 0 | 0 | 0 | 0 | 0 | 0 | 0 | 0 | 0 | 0 | 0 | 0 | 0 | 0 | 0 | 0 | 0 | 0
F6_Industrial_Stone, Clay, and Glass_New_Space Heating_Natural Gas_Steam System Efficiency Improvements_A_Achievable Technical Potential | F6 | Industrial | Stone, Clay, and Glass | New | Space Heating | Natural Gas | Steam System Efficiency Improvements | A | Incremental Winter Peak Savings (MW) | Achievable Technical Potential | 0 | 0 | 0 | 0 | 0 | 0 | 0 | 0 | 0 | 0 | 0 | 0 | 0 | 0 | 0 | 0 | 0 | 0 | 0 | 0 | 0 | 0 | 0
F7_Industrial_Stone, Clay, and Glass_New_Space Heating_Natural Gas_Steam System Efficiency Improvements_A_Achievable Technical Potential | F7 | Industrial | Stone, Clay, and Glass | New | Space Heating | Natural Gas | Steam System Efficiency Improvements | A | Cumulative Energy Savings (MWh or mTherms) | Achievable Technical Potential | 0 | 0 | 4.276e-05 | 0.00018958 | 0.00055764 | 0.0013492 | 0.0027233 | 0.0049304 | 0.0082172 | 0.012837 | 0.018698 | 0.025808 | 0.033717 | 0.041956 | 0.049199 | 0.054777 | 0.057649 | 0.057357 | 0.057146 | 0.056971 | 0.056869 | 0.056841 | 0
F8_Industrial_Stone, Clay, and Glass_New_Space Heating_Natural Gas_Steam System Efficiency Improvements_A_Achievable Technical Potential | F8 | Industrial | Stone, Clay, and Glass | New | Space Heating | Natural Gas | Steam System Efficiency Improvements | A | Cumulative Summer Peak Savings (MW) | Achievable Technical Potential | 0 | 0 | 0 | 0 | 0 | 0 | 0 | 0 | 0 | 0 | 0 | 0 | 0 | 0 | 0 | 0 | 0 | 0 | 0 | 0 | 0 | 0 | 0
F9_Industrial_Stone, Clay, and Glass_New_Space Heating_Natural Gas_Steam System Efficiency Improvements_A_Achievable Technical Potential | F9 | Industrial | Stone, Clay, and Glass | New | Space Heating | Natural Gas | Steam System Efficiency Improvements | A | Cumulative Winter Peak Savings (MW) | Achievable Technical Potential | 0 | 0 | 0 | 0 | 0 | 0 | 0 | 0 | 0 | 0 | 0 | 0 | 0 | 0 | 0 | 0 | 0 | 0 | 0 | 0 | 0 | 0 | 0
F10_Industrial_Stone, Clay, and Glass_New_Space Heating_Natural Gas_Steam System Efficiency Improvements_A_Achievable Technical Potential | F10 | Industrial | Stone, Clay, and Glass | New | Space Heating | Natural Gas | Steam System Efficiency Improvements | A | Purchases (Incremental) | Achievable Technical Potential | 0 | 0 | 0.32174 | 1.1224 | 2.8418 | 6.1702 | 10.7802 | 17.7917 | 27.3608 | 40.0764 | 53.8113 | 69.2121 | 84.0234 | 97.2483 | 103.0135 | 103.2474 | 96.1718 | 84.7261 | 98.3708 | 105.8552 | 109.4176 | 106.952 | 0
F11_Industrial_Stone, Clay, and Glass_New_Space Heating_Natural Gas_Steam System Efficiency Improvements_A_Achievable Technical Potential | F11 | Industrial | Stone, Clay, and Glass | New | Space Heating | Natural Gas | Steam System Efficiency Improvements | A | Purchases (Cumulative) | Achievable Technical Potential | 0 | 0 | 0.32174 | 1.4442 | 4.2859 | 10.4561 | 21.2363 | 38.7062 | 64.9446 | 102.1793 | 149.8205 | 208.2524 | 274.4841 | 344.3716 | 407.3087 | 456.7447 | 483.7044 | 484.0854 | 484.0854 | 484.0854 | 484.0854 | 484.0854 | 0
F1_Industrial_Stone, Clay, and Glass_New_Process_Natural Gas_Steam System Efficiency Improvements_A_Achievable Technical Potential | F1 | Industrial | Stone, Clay, and Glass | New | Process | Natural Gas | Steam System Efficiency Improvements | A | Integrated Unit Energy Savings (kWh or therms) | Achievable Technical Potential | 0 | 0 | 0.082333 | 0.082136 | 0.081954 | 0.081792 | 0.081564 | 0.08141 | 0.081311 | 0.081268 | 0.081216 | 0.081203 | 0.081202 | 0.081228 | 0.081226 | 0.081246 | 0.081271 | 0.081333 | 0.081377 | 0.081433 | 0.081482 | 0.081528 | 0
F2_Industrial_Stone, Clay, and Glass_New_Process_Natural Gas_Steam System Efficiency Improvements_A_Achievable Technical Potential | F2 | Industrial | Stone, Clay, and Glass | New | Process | Natural Gas | Steam System Efficiency Improvements | A | Integrated Unit Summer Peak Savings (kW) | Achievable Technical Potential | 0 | 0 | 0 | 0 | 0 | 0 | 0 | 0 | 0 | 0 | 0 | 0 | 0 | 0 | 0 | 0 | 0 | 0 | 0 | 0 | 0 | 0 | 0
F3_Industrial_Stone, Clay, and Glass_New_Process_Natural Gas_Steam System Efficiency Improvements_A_Achievable Technical Potential | F3 | Industrial | Stone, Clay, and Glass | New | Process | Natural Gas | Steam System Efficiency Improvements | A | Integrated Unit Winter Peak Savings (kW) | Achievable Technical Potential | 0 | 0 | 0 | 0 | 0 | 0 | 0 | 0 | 0 | 0 | 0 | 0 | 0 | 0 | 0 | 0 | 0 | 0 | 0 | 0 | 0 | 0 | 0
F4_Industrial_Stone, Clay, and Glass_New_Process_Natural Gas_Steam System Efficiency Improvements_A_Achievable Technical Potential | F4 | Industrial | Stone, Clay, and Glass | New | Process | Natural Gas | Steam System Efficiency Improvements | A | Incremental Energy Savings (MWh or mTherms) | Achievable Technical Potential | 0 | 0 | 1.0152e-06 | 3.5332e-06 | 8.9256e-06 | 1.9341e-05 | 3.3698e-05 | 5.551e-05 | 8.5263e-05 | 0.00012482 | 0.00016749 | 0.00021539 | 0.00026149 | 0.00030274 | 0.00032068 | 0.00032149 | 0.00029955 | 0.0002641 | 0.00030679 | 0.00033036 | 0.00034169 | 0.00033418 | 0
F5_Industrial_Stone, Clay, and Glass_New_Process_Natural Gas_Steam System Efficiency Improvements_A_Achievable Technical Potential | F5 | Industrial | Stone, Clay, and Glass | New | Process | Natural Gas | Steam System Efficiency Improvements | A | Incremental Summer Peak Savings (MW) | Achievable Technical Potential | 0 | 0 | 0 | 0 | 0 | 0 | 0 | 0 | 0 | 0 | 0 | 0 | 0 | 0 | 0 | 0 | 0 | 0 | 0 | 0 | 0 | 0 | 0
F6_Industrial_Stone, Clay, and Glass_New_Process_Natural Gas_Steam System Efficiency Improvements_A_Achievable Technical Potential | F6 | Industrial | Stone, Clay, and Glass | New | Process | Natural Gas | Steam System Efficiency Improvements | A | Incremental Winter Peak Savings (MW) | Achievable Technical Potential | 0 | 0 | 0 | 0 | 0 | 0 | 0 | 0 | 0 | 0 | 0 | 0 | 0 | 0 | 0 | 0 | 0 | 0 | 0 | 0 | 0 | 0 | 0
F7_Industrial_Stone, Clay, and Glass_New_Process_Natural Gas_Steam System Efficiency Improvements_A_Achievable Technical Potential | F7 | Industrial | Stone, Clay, and Glass | New | Process | Natural Gas | Steam System Efficiency Improvements | A | Cumulative Energy Savings (MWh or mTherms) | Achievable Technical Potential | 0 | 0 | 1.0152e-06 | 4.546e-06 | 1.3461e-05 | 3.2776e-05 | 6.6383e-05 | 0.00012076 | 0.00020238 | 0.00031824 | 0.00046633 | 0.0006481 | 0.00085421 | 0.001072 | 0.0012679 | 0.0014222 | 0.0015066 | 0.0015089 | 0.0015097 | 0.0015108 | 0.0015117 | 0.0015125 | 0
F8_Industrial_Stone, Clay, and Glass_New_Process_Natural Gas_Steam System Efficiency Improvements_A_Achievable Technical Potential | F8 | Industrial | Stone, Clay, and Glass | New | Process | Natural Gas | Steam System Efficiency Improvements | A | Cumulative Summer Peak Savings (MW) | Achievable Technical Potential | 0 | 0 | 0 | 0 | 0 | 0 | 0 | 0 | 0 | 0 | 0 | 0 | 0 | 0 | 0 | 0 | 0 | 0 | 0 | 0 | 0 | 0 | 0
F9_Industrial_Stone, Clay, and Glass_New_Process_Natural Gas_Steam System Efficiency Improvements_A_Achievable Technical Potential | F9 | Industrial | Stone, Clay, and Glass | New | Process | Natural Gas | Steam System Efficiency Improvements | A | Cumulative Winter Peak Savings (MW) | Achievable Technical Potential | 0 | 0 | 0 | 0 | 0 | 0 | 0 | 0 | 0 | 0 | 0 | 0 | 0 | 0 | 0 | 0 | 0 | 0 | 0 | 0 | 0 | 0 | 0
F10_Industrial_Stone, Clay, and Glass_New_Process_Natural Gas_Steam System Efficiency Improvements_A_Achievable Technical Potential | F10 | Industrial | Stone, Clay, and Glass | New | Process | Natural Gas | Steam System Efficiency Improvements | A | Purchases (Incremental) | Achievable Technical Potential | 0 | 0 | 0.012331 | 0.043016 | 0.10891 | 0.23647 | 0.41315 | 0.68186 | 1.0486 | 1.5359 | 2.0623 | 2.6525 | 3.2202 | 3.727 | 3.948 | 3.9569 | 3.6858 | 3.2471 | 3.77 | 4.0569 | 4.1934 | 4.0989 | 0
F11_Industrial_Stone, Clay, and Glass_New_Process_Natural Gas_Steam System Efficiency Improvements_A_Achievable Technical Potential | F11 | Industrial | Stone, Clay, and Glass | New | Process | Natural Gas | Steam System Efficiency Improvements | A | Purchases (Cumulative) | Achievable Technical Potential | 0 | 0 | 0.012331 | 0.055347 | 0.16426 | 0.40073 | 0.81388 | 1.4834 | 2.489 | 3.916 | 5.7419 | 7.9812 | 10.5196 | 13.198 | 15.6101 | 17.5047 | 18.5379 | 18.5525 | 18.5525 | 18.5525 | 18.5525 | 18.5525 | 0
F1_Industrial_Stone, Clay, and Glass_New_Space Heating_Natural Gas_Strategic Energy Management_A_Achievable Technical Potential | F1 | Industrial | Stone, Clay, and Glass | New | Space Heating | Natural Gas | Strategic Energy Management | A | Integrated Unit Energy Savings (kWh or therms) | Achievable Technical Potential | 0 | 0 | 18.6567 | 18.4479 | 18.3062 | 18.1785 | 18.1035 | 18.0193 | 17.942 | 17.864 | 17.8091 | 17.7517 | 17.6687 | 17.5935 | 17.5206 | 17.4588 | 17.4006 | 17.3268 | 17.2891 | 17.2389 | 17.1985 | 17.1722 | 0
F2_Industrial_Stone, Clay, and Glass_New_Space Heating_Natural Gas_Strategic Energy Management_A_Achievable Technical Potential | F2 | Industrial | Stone, Clay, and Glass | New | Space Heating | Natural Gas | Strategic Energy Management | A | Integrated Unit Summer Peak Savings (kW) | Achievable Technical Potential | 0 | 0 | 0 | 0 | 0 | 0 | 0 | 0 | 0 | 0 | 0 | 0 | 0 | 0 | 0 | 0 | 0 | 0 | 0 | 0 | 0 | 0 | 0
F3_Industrial_Stone, Clay, and Glass_New_Space Heating_Natural Gas_Strategic Energy Management_A_Achievable Technical Potential | F3 | Industrial | Stone, Clay, and Glass | New | Space Heating | Natural Gas | Strategic Energy Management | A | Integrated Unit Winter Peak Savings (kW) | Achievable Technical Potential | 0 | 0 | 0 | 0 | 0 | 0 | 0 | 0 | 0 | 0 | 0 | 0 | 0 | 0 | 0 | 0 | 0 | 0 | 0 | 0 | 0 | 0 | 0
F4_Industrial_Stone, Clay, and Glass_New_Space Heating_Natural Gas_Strategic Energy Management_A_Achievable Technical Potential | F4 | Industrial | Stone, Clay, and Glass | New | Space Heating | Natural Gas | Strategic Energy Management | A | Incremental Energy Savings (MWh or mTherms) | Achievable Technical Potential | 0 | 0 | 0.0042389 | 0.0073149 | 0.010351 | 0.01372 | 0.015727 | 0.018039 | 0.020306 | 0.022844 | 0.024723 | 0.026879 | 0.028948 | 0.031361 | 0.032945 | 0.034904 | 0.036855 | 0.039095 | 0.040589 | 0.042412 | 0.047364 | 0.05129 | 0
F5_Industrial_Stone, Clay, and Glass_New_Space Heating_Natural Gas_Strategic Energy Management_A_Achievable Technical Potential | F5 | Industrial | Stone, Clay, and Glass | New | Space Heating | Natural Gas | Strategic Energy Management | A | Incremental Summer Peak Savings (MW) | Achievable Technical Potential | 0 | 0 | 0 | 0 | 0 | 0 | 0 | 0 | 0 | 0 | 0 | 0 | 0 | 0 | 0 | 0 | 0 | 0 | 0 | 0 | 0 | 0 | 0
F6_Industrial_Stone, Clay, and Glass_New_Space Heating_Natural Gas_Strategic Energy Management_A_Achievable Technical Potential | F6 | Industrial | Stone, Clay, and Glass | New | Space Heating | Natural Gas | Strategic Energy Management | A | Incremental Winter Peak Savings (MW) | Achievable Technical Potential | 0 | 0 | 0 | 0 | 0 | 0 | 0 | 0 | 0 | 0 | 0 | 0 | 0 | 0 | 0 | 0 | 0 | 0 | 0 | 0 | 0 | 0 | 0
F7_Industrial_Stone, Clay, and Glass_New_Space Heating_Natural Gas_Strategic Energy Management_A_Achievable Technical Potential | F7 | Industrial | Stone, Clay, and Glass | New | Space Heating | Natural Gas | Strategic Energy Management | A | Cumulative Energy Savings (MWh or mTherms) | Achievable Technical Potential | 0 | 0 | 0.0042389 | 0.011506 | 0.021769 | 0.035336 | 0.050918 | 0.064625 | 0.07754 | 0.089946 | 0.10095 | 0.11208 | 0.12282 | 0.13375 | 0.14373 | 0.15389 | 0.16389 | 0.16996 | 0.17251 | 0.17226 | 0.17185 | 0.17159 | 0
F8_Industrial_Stone, Clay, and Glass_New_Space Heating_Natural Gas_Strategic Energy Management_A_Achievable Technical Potential | F8 | Industrial | Stone, Clay, and Glass | New | Space Heating | Natural Gas | Strategic Energy Management | A | Cumulative Summer Peak Savings (MW) | Achievable Technical Potential | 0 | 0 | 0 | 0 | 0 | 0 | 0 | 0 | 0 | 0 | 0 | 0 | 0 | 0 | 0 | 0 | 0 | 0 | 0 | 0 | 0 | 0 | 0
F9_Industrial_Stone, Clay, and Glass_New_Space Heating_Natural Gas_Strategic Energy Management_A_Achievable Technical Potential | F9 | Industrial | Stone, Clay, and Glass | New | Space Heating | Natural Gas | Strategic Energy Management | A | Cumulative Winter Peak Savings (MW) | Achievable Technical Potential | 0 | 0 | 0 | 0 | 0 | 0 | 0 | 0 | 0 | 0 | 0 | 0 | 0 | 0 | 0 | 0 | 0 | 0 | 0 | 0 | 0 | 0 | 0
F10_Industrial_Stone, Clay, and Glass_New_Space Heating_Natural Gas_Strategic Energy Management_A_Achievable Technical Potential | F10 | Industrial | Stone, Clay, and Glass | New | Space Heating | Natural Gas | Strategic Energy Management | A | Purchases (Incremental) | Achievable Technical Potential | 0 | 0 | 0.22721 | 0.39652 | 0.56542 | 0.75472 | 0.86873 | 1.0011 | 1.1318 | 1.2788 | 1.3882 | 1.5142 | 1.6384 | 1.7825 | 1.8804 | 1.9992 | 2.118 | 2.2563 | 2.3477 | 2.4603 | 2.754 | 2.9868 | 0
F11_Industrial_Stone, Clay, and Glass_New_Space Heating_Natural Gas_Strategic Energy Management_A_Achievable Technical Potential | F11 | Industrial | Stone, Clay, and Glass | New | Space Heating | Natural Gas | Strategic Energy Management | A | Purchases (Cumulative) | Achievable Technical Potential | 0 | 0 | 0.22721 | 0.62373 | 1.1891 | 1.9439 | 2.8126 | 3.5865 | 4.3217 | 5.035 | 5.6686 | 6.314 | 6.9513 | 7.6021 | 8.2037 | 8.8147 | 9.4186 | 9.8093 | 9.9779 | 9.9924 | 9.9924 | 9.9924 | 0
F1_Industrial_Stone, Clay, and Glass_New_Process_Natural Gas_Strategic Energy Management_A_Achievable Technical Potential | F1 | Industrial | Stone, Clay, and Glass | New | Process | Natural Gas | Strategic Energy Management | A | Integrated Unit Energy Savings (kWh or therms) | Achievable Technical Potential | 0 | 0 | 60.4689 | 60.4319 | 60.3978 | 60.3679 | 60.3257 | 60.2957 | 60.2771 | 60.2698 | 60.2611 | 60.2603 | 60.2622 | 60.269 | 60.2708 | 60.2768 | 60.2835 | 60.2926 | 60.302 | 60.3126 | 60.322 | 60.3307 | 0
F2_Industrial_Stone, Clay, and Glass_New_Process_Natural Gas_Strategic Energy Management_A_Achievable Technical Potential | F2 | Industrial | Stone, Clay, and Glass | New | Process | Natural Gas | Strategic Energy Management | A | Integrated Unit Summer Peak Savings (kW) | Achievable Technical Potential | 0 | 0 | 0 | 0 | 0 | 0 | 0 | 0 | 0 | 0 | 0 | 0 | 0 | 0 | 0 | 0 | 0 | 0 | 0 | 0 | 0 | 0 | 0
F3_Industrial_Stone, Clay, and Glass_New_Process_Natural Gas_Strategic Energy Management_A_Achievable Technical Potential | F3 | Industrial | Stone, Clay, and Glass | New | Process | Natural Gas | Strategic Energy Management | A | Integrated Unit Winter Peak Savings (kW) | Achievable Technical Potential | 0 | 0 | 0 | 0 | 0 | 0 | 0 | 0 | 0 | 0 | 0 | 0 | 0 | 0 | 0 | 0 | 0 | 0 | 0 | 0 | 0 | 0 | 0
F4_Industrial_Stone, Clay, and Glass_New_Process_Natural Gas_Strategic Energy Management_A_Achievable Technical Potential | F4 | Industrial | Stone, Clay, and Glass | New | Process | Natural Gas | Strategic Energy Management | A | Incremental Energy Savings (MWh or mTherms) | Achievable Technical Potential | 0 | 0 | 0.087229 | 0.15214 | 0.21682 | 0.28927 | 0.33273 | 0.38323 | 0.43312 | 0.48932 | 0.53114 | 0.5793 | 0.62686 | 0.68208 | 0.71954 | 0.76511 | 0.81066 | 0.86372 | 0.89883 | 0.94209 | 1.0547 | 1.1441 | 0
F5_Industrial_Stone, Clay, and Glass_New_Process_Natural Gas_Strategic Energy Management_A_Achievable Technical Potential | F5 | Industrial | Stone, Clay, and Glass | New | Process | Natural Gas | Strategic Energy Management | A | Incremental Summer Peak Savings (MW) | Achievable Technical Potential | 0 | 0 | 0 | 0 | 0 | 0 | 0 | 0 | 0 | 0 | 0 | 0 | 0 | 0 | 0 | 0 | 0 | 0 | 0 | 0 | 0 | 0 | 0
F6_Industrial_Stone, Clay, and Glass_New_Process_Natural Gas_Strategic Energy Management_A_Achievable Technical Potential | F6 | Industrial | Stone, Clay, and Glass | New | Process | Natural Gas | Strategic Energy Management | A | Incremental Winter Peak Savings (MW) | Achievable Technical Potential | 0 | 0 | 0 | 0 | 0 | 0 | 0 | 0 | 0 | 0 | 0 | 0 | 0 | 0 | 0 | 0 | 0 | 0 | 0 | 0 | 0 | 0 | 0
F7_Industrial_Stone, Clay, and Glass_New_Process_Natural Gas_Strategic Energy Management_A_Achievable Technical Potential | F7 | Industrial | Stone, Clay, and Glass | New | Process | Natural Gas | Strategic Energy Management | A | Cumulative Energy Savings (MWh or mTherms) | Achievable Technical Potential | 0 | 0 | 0.087229 | 0.23931 | 0.456 | 0.74504 | 1.0772 | 1.373 | 1.6539 | 1.9267 | 2.1688 | 2.4157 | 2.6596 | 2.9089 | 3.1392 | 3.3734 | 3.6049 | 3.755 | 3.8201 | 3.8264 | 3.827 | 3.8275 | 0
F8_Industrial_Stone, Clay, and Glass_New_Process_Natural Gas_Strategic Energy Management_A_Achievable Technical Potential | F8 | Industrial | Stone, Clay, and Glass | New | Process | Natural Gas | Strategic Energy Management | A | Cumulative Summer Peak Savings (MW) | Achievable Technical Potential | 0 | 0 | 0 | 0 | 0 | 0 | 0 | 0 | 0 | 0 | 0 | 0 | 0 | 0 | 0 | 0 | 0 | 0 | 0 | 0 | 0 | 0 | 0
F9_Industrial_Stone, Clay, and Glass_New_Process_Natural Gas_Strategic Energy Management_A_Achievable Technical Potential | F9 | Industrial | Stone, Clay, and Glass | New | Process | Natural Gas | Strategic Energy Management | A | Cumulative Winter Peak Savings (MW) | Achievable Technical Potential | 0 | 0 | 0 | 0 | 0 | 0 | 0 | 0 | 0 | 0 | 0 | 0 | 0 | 0 | 0 | 0 | 0 | 0 | 0 | 0 | 0 | 0 | 0
F10_Industrial_Stone, Clay, and Glass_New_Process_Natural Gas_Strategic Energy Management_A_Achievable Technical Potential | F10 | Industrial | Stone, Clay, and Glass | New | Process | Natural Gas | Strategic Energy Management | A | Purchases (Incremental) | Achievable Technical Potential | 0 | 0 | 1.4425 | 2.5175 | 3.5898 | 4.7917 | 5.5156 | 6.3558 | 7.1855 | 8.1188 | 8.8139 | 9.6134 | 10.4022 | 11.3173 | 11.9384 | 12.6932 | 13.4475 | 14.3255 | 14.9055 | 15.6202 | 17.4849 | 18.963 | 0
F11_Industrial_Stone, Clay, and Glass_New_Process_Natural Gas_Strategic Energy Management_A_Achievable Technical Potential | F11 | Industrial | Stone, Clay, and Glass | New | Process | Natural Gas | Strategic Energy Management | A | Purchases (Cumulative) | Achievable Technical Potential | 0 | 0 | 1.4425 | 3.96 | 7.5499 | 12.3416 | 17.8572 | 22.7705 | 27.4385 | 31.9675 | 35.9897 | 40.0875 | 44.1338 | 48.2656 | 52.0852 | 55.9645 | 59.7986 | 62.2793 | 63.3501 | 63.442 | 63.442 | 63.442 | 0
F1_Industrial_Stone, Clay, and Glass_New_Miscellaneous_Natural Gas_Strategic Energy Management_A_Achievable Technical Potential | F1 | Industrial | Stone, Clay, and Glass | New | Miscellaneous | Natural Gas | Strategic Energy Management | A | Integrated Unit Energy Savings (kWh or therms) | Achievable Technical Potential | 0 | 0 | 16.2609 | 16.2609 | 16.2609 | 16.2609 | 16.2609 | 16.2609 | 16.2609 | 16.2609 | 16.2609 | 16.2609 | 16.2609 | 16.2609 | 16.2609 | 16.2609 | 16.2609 | 16.2609 | 16.2609 | 16.2609 | 16.2609 | 16.2609 | 0
F2_Industrial_Stone, Clay, and Glass_New_Miscellaneous_Natural Gas_Strategic Energy Management_A_Achievable Technical Potential | F2 | Industrial | Stone, Clay, and Glass | New | Miscellaneous | Natural Gas | Strategic Energy Management | A | Integrated Unit Summer Peak Savings (kW) | Achievable Technical Potential | 0 | 0 | 0 | 0 | 0 | 0 | 0 | 0 | 0 | 0 | 0 | 0 | 0 | 0 | 0 | 0 | 0 | 0 | 0 | 0 | 0 | 0 | 0
F3_Industrial_Stone, Clay, and Glass_New_Miscellaneous_Natural Gas_Strategic Energy Management_A_Achievable Technical Potential | F3 | Industrial | Stone, Clay, and Glass | New | Miscellaneous | Natural Gas | Strategic Energy Management | A | Integrated Unit Winter Peak Savings (kW) | Achievable Technical Potential | 0 | 0 | 0 | 0 | 0 | 0 | 0 | 0 | 0 | 0 | 0 | 0 | 0 | 0 | 0 | 0 | 0 | 0 | 0 | 0 | 0 | 0 | 0
F4_Industrial_Stone, Clay, and Glass_New_Miscellaneous_Natural Gas_Strategic Energy Management_A_Achievable Technical Potential | F4 | Industrial | Stone, Clay, and Glass | New | Miscellaneous | Natural Gas | Strategic Energy Management | A | Incremental Energy Savings (MWh or mTherms) | Achievable Technical Potential | 0 | 0 | 0.0058642 | 0.010234 | 0.014593 | 0.019479 | 0.022422 | 0.025838 | 0.029211 | 0.033005 | 0.035831 | 0.03908 | 0.042287 | 0.046007 | 0.048532 | 0.051601 | 0.054667 | 0.058237 | 0.060594 | 0.0635 | 0.07108 | 0.077089 | 0
F5_Industrial_Stone, Clay, and Glass_New_Miscellaneous_Natural Gas_Strategic Energy Management_A_Achievable Technical Potential | F5 | Industrial | Stone, Clay, and Glass | New | Miscellaneous | Natural Gas | Strategic Energy Management | A | Incremental Summer Peak Savings (MW) | Achievable Technical Potential | 0 | 0 | 0 | 0 | 0 | 0 | 0 | 0 | 0 | 0 | 0 | 0 | 0 | 0 | 0 | 0 | 0 | 0 | 0 | 0 | 0 | 0 | 0
F6_Industrial_Stone, Clay, and Glass_New_Miscellaneous_Natural Gas_Strategic Energy Management_A_Achievable Technical Potential | F6 | Industrial | Stone, Clay, and Glass | New | Miscellaneous | Natural Gas | Strategic Energy Management | A | Incremental Winter Peak Savings (MW) | Achievable Technical Potential | 0 | 0 | 0 | 0 | 0 | 0 | 0 | 0 | 0 | 0 | 0 | 0 | 0 | 0 | 0 | 0 | 0 | 0 | 0 | 0 | 0 | 0 | 0
F7_Industrial_Stone, Clay, and Glass_New_Miscellaneous_Natural Gas_Strategic Energy Management_A_Achievable Technical Potential | F7 | Industrial | Stone, Clay, and Glass | New | Miscellaneous | Natural Gas | Strategic Energy Management | A | Cumulative Energy Savings (MWh or mTherms) | Achievable Technical Potential | 0 | 0 | 0.0058642 | 0.016098 | 0.030692 | 0.050171 | 0.072593 | 0.092567 | 0.11154 | 0.12996 | 0.14631 | 0.16296 | 0.17941 | 0.19621 | 0.21174 | 0.22751 | 0.24309 | 0.25318 | 0.25753 | 0.25791 | 0.25791 | 0.25791 | 0
F8_Industrial_Stone, Clay, and Glass_New_Miscellaneous_Natural Gas_Strategic Energy Management_A_Achievable Technical Potential | F8 | Industrial | Stone, Clay, and Glass | New | Miscellaneous | Natural Gas | Strategic Energy Management | A | Cumulative Summer Peak Savings (MW) | Achievable Technical Potential | 0 | 0 | 0 | 0 | 0 | 0 | 0 | 0 | 0 | 0 | 0 | 0 | 0 | 0 | 0 | 0 | 0 | 0 | 0 | 0 | 0 | 0 | 0
F9_Industrial_Stone, Clay, and Glass_New_Miscellaneous_Natural Gas_Strategic Energy Management_A_Achievable Technical Potential | F9 | Industrial | Stone, Clay, and Glass | New | Miscellaneous | Natural Gas | Strategic Energy Management | A | Cumulative Winter Peak Savings (MW) | Achievable Technical Potential | 0 | 0 | 0 | 0 | 0 | 0 | 0 | 0 | 0 | 0 | 0 | 0 | 0 | 0 | 0 | 0 | 0 | 0 | 0 | 0 | 0 | 0 | 0
F10_Industrial_Stone, Clay, and Glass_New_Miscellaneous_Natural Gas_Strategic Energy Management_A_Achievable Technical Potential | F10 | Industrial | Stone, Clay, and Glass | New | Miscellaneous | Natural Gas | Strategic Energy Management | A | Purchases (Incremental) | Achievable Technical Potential | 0 | 0 | 0.36063 | 0.62938 | 0.89746 | 1.1979 | 1.3789 | 1.589 | 1.7964 | 2.0297 | 2.2035 | 2.4033 | 2.6006 | 2.8293 | 2.9846 | 3.1733 | 3.3619 | 3.5814 | 3.7264 | 3.905 | 4.3712 | 4.7408 | 0
F11_Industrial_Stone, Clay, and Glass_New_Miscellaneous_Natural Gas_Strategic Energy Management_A_Achievable Technical Potential | F11 | Industrial | Stone, Clay, and Glass | New | Miscellaneous | Natural Gas | Strategic Energy Management | A | Purchases (Cumulative) | Achievable Technical Potential | 0 | 0 | 0.36063 | 0.99001 | 1.8875 | 3.0854 | 4.4643 | 5.6926 | 6.8596 | 7.9919 | 8.9974 | 10.0219 | 11.0335 | 12.0664 | 13.0213 | 13.9911 | 14.9496 | 15.5698 | 15.8375 | 15.8605 | 15.8605 | 15.8605 | 0
F1_Industrial_Stone, Clay, and Glass_New_Space Heating_Natural Gas_Commissioning_A_Achievable Technical Potential | F1 | Industrial | Stone, Clay, and Glass | New | Space Heating | Natural Gas | Commissioning | A | Integrated Unit Energy Savings (kWh or therms) | Achievable Technical Potential | 0 | 0 | 16.4079 | 16.228 | 16.1068 | 15.9973 | 15.9355 | 15.8649 | 15.8003 | 15.7348 | 15.6902 | 15.643 | 15.5732 | 15.5098 | 15.4494 | 15.3982 | 15.3502 | 15.2873 | 15.2569 | 15.2146 | 15.1806 | 15.159 | 0
F2_Industrial_Stone, Clay, and Glass_New_Space Heating_Natural Gas_Commissioning_A_Achievable Technical Potential | F2 | Industrial | Stone, Clay, and Glass | New | Space Heating | Natural Gas | Commissioning | A | Integrated Unit Summer Peak Savings (kW) | Achievable Technical Potential | 0 | 0 | 0 | 0 | 0 | 0 | 0 | 0 | 0 | 0 | 0 | 0 | 0 | 0 | 0 | 0 | 0 | 0 | 0 | 0 | 0 | 0 | 0
F3_Industrial_Stone, Clay, and Glass_New_Space Heating_Natural Gas_Commissioning_A_Achievable Technical Potential | F3 | Industrial | Stone, Clay, and Glass | New | Space Heating | Natural Gas | Commissioning | A | Integrated Unit Winter Peak Savings (kW) | Achievable Technical Potential | 0 | 0 | 0 | 0 | 0 | 0 | 0 | 0 | 0 | 0 | 0 | 0 | 0 | 0 | 0 | 0 | 0 | 0 | 0 | 0 | 0 | 0 | 0
F4_Industrial_Stone, Clay, and Glass_New_Space Heating_Natural Gas_Commissioning_A_Achievable Technical Potential | F4 | Industrial | Stone, Clay, and Glass | New | Space Heating | Natural Gas | Commissioning | A | Incremental Energy Savings (MWh or mTherms) | Achievable Technical Potential | 0 | 0 | 0 | 0 | 0 | 0 | 0 | 0 | 0 | 0 | 0 | 0 | 0 | 0 | 0 | 0 | 0 | 0 | 0 | 0 | 0 | 0 | 0
F5_Industrial_Stone, Clay, and Glass_New_Space Heating_Natural Gas_Commissioning_A_Achievable Technical Potential | F5 | Industrial | Stone, Clay, and Glass | New | Space Heating | Natural Gas | Commissioning | A | Incremental Summer Peak Savings (MW) | Achievable Technical Potential | 0 | 0 | 0 | 0 | 0 | 0 | 0 | 0 | 0 | 0 | 0 | 0 | 0 | 0 | 0 | 0 | 0 | 0 | 0 | 0 | 0 | 0 | 0
F6_Industrial_Stone, Clay, and Glass_New_Space Heating_Natural Gas_Commissioning_A_Achievable Technical Potential | F6 | Industrial | Stone, Clay, and Glass | New | Space Heating | Natural Gas | Commissioning | A | Incremental Winter Peak Savings (MW) | Achievable Technical Potential | 0 | 0 | 0 | 0 | 0 | 0 | 0 | 0 | 0 | 0 | 0 | 0 | 0 | 0 | 0 | 0 | 0 | 0 | 0 | 0 | 0 | 0 | 0
F7_Industrial_Stone, Clay, and Glass_New_Space Heating_Natural Gas_Commissioning_A_Achievable Technical Potential | F7 | Industrial | Stone, Clay, and Glass | New | Space Heating | Natural Gas | Commissioning | A | Cumulative Energy Savings (MWh or mTherms) | Achievable Technical Potential | 0 | 0 | 0 | 0 | 0 | 0 | 0 | 0 | 0 | 0 | 0 | 0 | 0 | 0 | 0 | 0 | 0 | 0 | 0 | 0 | 0 | 0 | 0
F8_Industrial_Stone, Clay, and Glass_New_Space Heating_Natural Gas_Commissioning_A_Achievable Technical Potential | F8 | Industrial | Stone, Clay, and Glass | New | Space Heating | Natural Gas | Commissioning | A | Cumulative Summer Peak Savings (MW) | Achievable Technical Potential | 0 | 0 | 0 | 0 | 0 | 0 | 0 | 0 | 0 | 0 | 0 | 0 | 0 | 0 | 0 | 0 | 0 | 0 | 0 | 0 | 0 | 0 | 0
F9_Industrial_Stone, Clay, and Glass_New_Space Heating_Natural Gas_Commissioning_A_Achievable Technical Potential | F9 | Industrial | Stone, Clay, and Glass | New | Space Heating | Natural Gas | Commissioning | A | Cumulative Winter Peak Savings (MW) | Achievable Technical Potential | 0 | 0 | 0 | 0 | 0 | 0 | 0 | 0 | 0 | 0 | 0 | 0 | 0 | 0 | 0 | 0 | 0 | 0 | 0 | 0 | 0 | 0 | 0
F10_Industrial_Stone, Clay, and Glass_New_Space Heating_Natural Gas_Commissioning_A_Achievable Technical Potential | F10 | Industrial | Stone, Clay, and Glass | New | Space Heating | Natural Gas | Commissioning | A | Purchases (Incremental) | Achievable Technical Potential | 0 | 0 | 0 | 0 | 0 | 0 | 0 | 0 | 0 | 0 | 0 | 0 | 0 | 0 | 0 | 0 | 0 | 0 | 0 | 0 | 0 | 0 | 0
F11_Industrial_Stone, Clay, and Glass_New_Space Heating_Natural Gas_Commissioning_A_Achievable Technical Potential | F11 | Industrial | Stone, Clay, and Glass | New | Space Heating | Natural Gas | Commissioning | A | Purchases (Cumulative) | Achievable Technical Potential | 0 | 0 | 0 | 0 | 0 | 0 | 0 | 0 | 0 | 0 | 0 | 0 | 0 | 0 | 0 | 0 | 0 | 0 | 0 | 0 | 0 | 0 | 0
F1_Industrial_Stone, Clay, and Glass_New_Process_Natural Gas_Commissioning_A_Achievable Technical Potential | F1 | Industrial | Stone, Clay, and Glass | New | Process | Natural Gas | Commissioning | A | Integrated Unit Energy Savings (kWh or therms) | Achievable Technical Potential | 0 | 0 | 337.8652 | 337.8652 | 337.8652 | 337.8652 | 337.8652 | 337.8652 | 337.8652 | 337.8652 | 337.8652 | 337.8652 | 337.8652 | 337.8652 | 337.8652 | 337.8652 | 337.8652 | 337.8652 | 337.8652 | 337.8652 | 337.8652 | 337.8652 | 0
F2_Industrial_Stone, Clay, and Glass_New_Process_Natural Gas_Commissioning_A_Achievable Technical Potential | F2 | Industrial | Stone, Clay, and Glass | New | Process | Natural Gas | Commissioning | A | Integrated Unit Summer Peak Savings (kW) | Achievable Technical Potential | 0 | 0 | 0 | 0 | 0 | 0 | 0 | 0 | 0 | 0 | 0 | 0 | 0 | 0 | 0 | 0 | 0 | 0 | 0 | 0 | 0 | 0 | 0
F3_Industrial_Stone, Clay, and Glass_New_Process_Natural Gas_Commissioning_A_Achievable Technical Potential | F3 | Industrial | Stone, Clay, and Glass | New | Process | Natural Gas | Commissioning | A | Integrated Unit Winter Peak Savings (kW) | Achievable Technical Potential | 0 | 0 | 0 | 0 | 0 | 0 | 0 | 0 | 0 | 0 | 0 | 0 | 0 | 0 | 0 | 0 | 0 | 0 | 0 | 0 | 0 | 0 | 0
F4_Industrial_Stone, Clay, and Glass_New_Process_Natural Gas_Commissioning_A_Achievable Technical Potential | F4 | Industrial | Stone, Clay, and Glass | New | Process | Natural Gas | Commissioning | A | Incremental Energy Savings (MWh or mTherms) | Achievable Technical Potential | 0 | 0 | 0 | 0 | 0 | 0 | 0 | 0 | 0 | 0 | 0 | 0 | 0 | 0 | 0 | 0 | 0 | 0 | 0 | 0 | 0 | 0 | 0
F5_Industrial_Stone, Clay, and Glass_New_Process_Natural Gas_Commissioning_A_Achievable Technical Potential | F5 | Industrial | Stone, Clay, and Glass | New | Process | Natural Gas | Commissioning | A | Incremental Summer Peak Savings (MW) | Achievable Technical Potential | 0 | 0 | 0 | 0 | 0 | 0 | 0 | 0 | 0 | 0 | 0 | 0 | 0 | 0 | 0 | 0 | 0 | 0 | 0 | 0 | 0 | 0 | 0
F6_Industrial_Stone, Clay, and Glass_New_Process_Natural Gas_Commissioning_A_Achievable Technical Potential | F6 | Industrial | Stone, Clay, and Glass | New | Process | Natural Gas | Commissioning | A | Incremental Winter Peak Savings (MW) | Achievable Technical Potential | 0 | 0 | 0 | 0 | 0 | 0 | 0 | 0 | 0 | 0 | 0 | 0 | 0 | 0 | 0 | 0 | 0 | 0 | 0 | 0 | 0 | 0 | 0
F7_Industrial_Stone, Clay, and Glass_New_Process_Natural Gas_Commissioning_A_Achievable Technical Potential | F7 | Industrial | Stone, Clay, and Glass | New | Process | Natural Gas | Commissioning | A | Cumulative Energy Savings (MWh or mTherms) | Achievable Technical Potential | 0 | 0 | 0 | 0 | 0 | 0 | 0 | 0 | 0 | 0 | 0 | 0 | 0 | 0 | 0 | 0 | 0 | 0 | 0 | 0 | 0 | 0 | 0
F8_Industrial_Stone, Clay, and Glass_New_Process_Natural Gas_Commissioning_A_Achievable Technical Potential | F8 | Industrial | Stone, Clay, and Glass | New | Process | Natural Gas | Commissioning | A | Cumulative Summer Peak Savings (MW) | Achievable Technical Potential | 0 | 0 | 0 | 0 | 0 | 0 | 0 | 0 | 0 | 0 | 0 | 0 | 0 | 0 | 0 | 0 | 0 | 0 | 0 | 0 | 0 | 0 | 0
F9_Industrial_Stone, Clay, and Glass_New_Process_Natural Gas_Commissioning_A_Achievable Technical Potential | F9 | Industrial | Stone, Clay, and Glass | New | Process | Natural Gas | Commissioning | A | Cumulative Winter Peak Savings (MW) | Achievable Technical Potential | 0 | 0 | 0 | 0 | 0 | 0 | 0 | 0 | 0 | 0 | 0 | 0 | 0 | 0 | 0 | 0 | 0 | 0 | 0 | 0 | 0 | 0 | 0
F10_Industrial_Stone, Clay, and Glass_New_Process_Natural Gas_Commissioning_A_Achievable Technical Potential | F10 | Industrial | Stone, Clay, and Glass | New | Process | Natural Gas | Commissioning | A | Purchases (Incremental) | Achievable Technical Potential | 0 | 0 | 0 | 0 | 0 | 0 | 0 | 0 | 0 | 0 | 0 | 0 | 0 | 0 | 0 | 0 | 0 | 0 | 0 | 0 | 0 | 0 | 0
F11_Industrial_Stone, Clay, and Glass_New_Process_Natural Gas_Commissioning_A_Achievable Technical Potential | F11 | Industrial | Stone, Clay, and Glass | New | Process | Natural Gas | Commissioning | A | Purchases (Cumulative) | Achievable Technical Potential | 0 | 0 | 0 | 0 | 0 | 0 | 0 | 0 | 0 | 0 | 0 | 0 | 0 | 0 | 0 | 0 | 0 | 0 | 0 | 0 | 0 | 0 | 0
F1_Industrial_Stone, Clay, and Glass_New_Space Heating_Natural Gas_Retrocommissioning_A_Achievable Technical Potential | F1 | Industrial | Stone, Clay, and Glass | New | Space Heating | Natural Gas | Retrocommissioning | A | Integrated Unit Energy Savings (kWh or therms) | Achievable Technical Potential | 0 | 0 | 0 | 0 | 0 | 0 | 0 | 0 | 0 | 0 | 0 | 0 | 0 | 0 | 0 | 0 | 0 | 0 | 0 | 0 | 0 | 0 | 0
F2_Industrial_Stone, Clay, and Glass_New_Space Heating_Natural Gas_Retrocommissioning_A_Achievable Technical Potential | F2 | Industrial | Stone, Clay, and Glass | New | Space Heating | Natural Gas | Retrocommissioning | A | Integrated Unit Summer Peak Savings (kW) | Achievable Technical Potential | 0 | 0 | 0 | 0 | 0 | 0 | 0 | 0 | 0 | 0 | 0 | 0 | 0 | 0 | 0 | 0 | 0 | 0 | 0 | 0 | 0 | 0 | 0
F3_Industrial_Stone, Clay, and Glass_New_Space Heating_Natural Gas_Retrocommissioning_A_Achievable Technical Potential | F3 | Industrial | Stone, Clay, and Glass | New | Space Heating | Natural Gas | Retrocommissioning | A | Integrated Unit Winter Peak Savings (kW) | Achievable Technical Potential | 0 | 0 | 0 | 0 | 0 | 0 | 0 | 0 | 0 | 0 | 0 | 0 | 0 | 0 | 0 | 0 | 0 | 0 | 0 | 0 | 0 | 0 | 0
F4_Industrial_Stone, Clay, and Glass_New_Space Heating_Natural Gas_Retrocommissioning_A_Achievable Technical Potential | F4 | Industrial | Stone, Clay, and Glass | New | Space Heating | Natural Gas | Retrocommissioning | A | Incremental Energy Savings (MWh or mTherms) | Achievable Technical Potential | 0 | 0 | 0 | 0 | 0 | 0 | 0 | 0 | 0 | 0 | 0 | 0 | 0 | 0 | 0 | 0 | 0 | 0 | 0 | 0 | 0 | 0 | 0
F5_Industrial_Stone, Clay, and Glass_New_Space Heating_Natural Gas_Retrocommissioning_A_Achievable Technical Potential | F5 | Industrial | Stone, Clay, and Glass | New | Space Heating | Natural Gas | Retrocommissioning | A | Incremental Summer Peak Savings (MW) | Achievable Technical Potential | 0 | 0 | 0 | 0 | 0 | 0 | 0 | 0 | 0 | 0 | 0 | 0 | 0 | 0 | 0 | 0 | 0 | 0 | 0 | 0 | 0 | 0 | 0
F6_Industrial_Stone, Clay, and Glass_New_Space Heating_Natural Gas_Retrocommissioning_A_Achievable Technical Potential | F6 | Industrial | Stone, Clay, and Glass | New | Space Heating | Natural Gas | Retrocommissioning | A | Incremental Winter Peak Savings (MW) | Achievable Technical Potential | 0 | 0 | 0 | 0 | 0 | 0 | 0 | 0 | 0 | 0 | 0 | 0 | 0 | 0 | 0 | 0 | 0 | 0 | 0 | 0 | 0 | 0 | 0
F7_Industrial_Stone, Clay, and Glass_New_Space Heating_Natural Gas_Retrocommissioning_A_Achievable Technical Potential | F7 | Industrial | Stone, Clay, and Glass | New | Space Heating | Natural Gas | Retrocommissioning | A | Cumulative Energy Savings (MWh or mTherms) | Achievable Technical Potential | 0 | 0 | 0 | 0 | 0 | 0 | 0 | 0 | 0 | 0 | 0 | 0 | 0 | 0 | 0 | 0 | 0 | 0 | 0 | 0 | 0 | 0 | 0
F8_Industrial_Stone, Clay, and Glass_New_Space Heating_Natural Gas_Retrocommissioning_A_Achievable Technical Potential | F8 | Industrial | Stone, Clay, and Glass | New | Space Heating | Natural Gas | Retrocommissioning | A | Cumulative Summer Peak Savings (MW) | Achievable Technical Potential | 0 | 0 | 0 | 0 | 0 | 0 | 0 | 0 | 0 | 0 | 0 | 0 | 0 | 0 | 0 | 0 | 0 | 0 | 0 | 0 | 0 | 0 | 0
F9_Industrial_Stone, Clay, and Glass_New_Space Heating_Natural Gas_Retrocommissioning_A_Achievable Technical Potential | F9 | Industrial | Stone, Clay, and Glass | New | Space Heating | Natural Gas | Retrocommissioning | A | Cumulative Winter Peak Savings (MW) | Achievable Technical Potential | 0 | 0 | 0 | 0 | 0 | 0 | 0 | 0 | 0 | 0 | 0 | 0 | 0 | 0 | 0 | 0 | 0 | 0 | 0 | 0 | 0 | 0 | 0
F10_Industrial_Stone, Clay, and Glass_New_Space Heating_Natural Gas_Retrocommissioning_A_Achievable Technical Potential | F10 | Industrial | Stone, Clay, and Glass | New | Space Heating | Natural Gas | Retrocommissioning | A | Purchases (Incremental) | Achievable Technical Potential | 0 | 0 | 0 | 0 | 0 | 0 | 0 | 0 | 0 | 0 | 0 | 0 | 0 | 0 | 0 | 0 | 0 | 0 | 0 | 0 | 0 | 0 | 0
F11_Industrial_Stone, Clay, and Glass_New_Space Heating_Natural Gas_Retrocommissioning_A_Achievable Technical Potential | F11 | Industrial | Stone, Clay, and Glass | New | Space Heating | Natural Gas | Retrocommissioning | A | Purchases (Cumulative) | Achievable Technical Potential | 0 | 0 | 0 | 0 | 0 | 0 | 0 | 0 | 0 | 0 | 0 | 0 | 0 | 0 | 0 | 0 | 0 | 0 | 0 | 0 | 0 | 0 | 0
F1_Industrial_Stone, Clay, and Glass_New_Process_Natural Gas_Retrocommissioning_A_Achievable Technical Potential | F1 | Industrial | Stone, Clay, and Glass | New | Process | Natural Gas | Retrocommissioning | A | Integrated Unit Energy Savings (kWh or therms) | Achievable Technical Potential | 0 | 0 | 0 | 0 | 0 | 0 | 0 | 0 | 0 | 0 | 0 | 0 | 0 | 0 | 0 | 0 | 0 | 0 | 0 | 0 | 0 | 0 | 0
F2_Industrial_Stone, Clay, and Glass_New_Process_Natural Gas_Retrocommissioning_A_Achievable Technical Potential | F2 | Industrial | Stone, Clay, and Glass | New | Process | Natural Gas | Retrocommissioning | A | Integrated Unit Summer Peak Savings (kW) | Achievable Technical Potential | 0 | 0 | 0 | 0 | 0 | 0 | 0 | 0 | 0 | 0 | 0 | 0 | 0 | 0 | 0 | 0 | 0 | 0 | 0 | 0 | 0 | 0 | 0
F3_Industrial_Stone, Clay, and Glass_New_Process_Natural Gas_Retrocommissioning_A_Achievable Technical Potential | F3 | Industrial | Stone, Clay, and Glass | New | Process | Natural Gas | Retrocommissioning | A | Integrated Unit Winter Peak Savings (kW) | Achievable Technical Potential | 0 | 0 | 0 | 0 | 0 | 0 | 0 | 0 | 0 | 0 | 0 | 0 | 0 | 0 | 0 | 0 | 0 | 0 | 0 | 0 | 0 | 0 | 0
F4_Industrial_Stone, Clay, and Glass_New_Process_Natural Gas_Retrocommissioning_A_Achievable Technical Potential | F4 | Industrial | Stone, Clay, and Glass | New | Process | Natural Gas | Retrocommissioning | A | Incremental Energy Savings (MWh or mTherms) | Achievable Technical Potential | 0 | 0 | 0 | 0 | 0 | 0 | 0 | 0 | 0 | 0 | 0 | 0 | 0 | 0 | 0 | 0 | 0 | 0 | 0 | 0 | 0 | 0 | 0
F5_Industrial_Stone, Clay, and Glass_New_Process_Natural Gas_Retrocommissioning_A_Achievable Technical Potential | F5 | Industrial | Stone, Clay, and Glass | New | Process | Natural Gas | Retrocommissioning | A | Incremental Summer Peak Savings (MW) | Achievable Technical Potential | 0 | 0 | 0 | 0 | 0 | 0 | 0 | 0 | 0 | 0 | 0 | 0 | 0 | 0 | 0 | 0 | 0 | 0 | 0 | 0 | 0 | 0 | 0
F6_Industrial_Stone, Clay, and Glass_New_Process_Natural Gas_Retrocommissioning_A_Achievable Technical Potential | F6 | Industrial | Stone, Clay, and Glass | New | Process | Natural Gas | Retrocommissioning | A | Incremental Winter Peak Savings (MW) | Achievable Technical Potential | 0 | 0 | 0 | 0 | 0 | 0 | 0 | 0 | 0 | 0 | 0 | 0 | 0 | 0 | 0 | 0 | 0 | 0 | 0 | 0 | 0 | 0 | 0
F7_Industrial_Stone, Clay, and Glass_New_Process_Natural Gas_Retrocommissioning_A_Achievable Technical Potential | F7 | Industrial | Stone, Clay, and Glass | New | Process | Natural Gas | Retrocommissioning | A | Cumulative Energy Savings (MWh or mTherms) | Achievable Technical Potential | 0 | 0 | 0 | 0 | 0 | 0 | 0 | 0 | 0 | 0 | 0 | 0 | 0 | 0 | 0 | 0 | 0 | 0 | 0 | 0 | 0 | 0 | 0
F8_Industrial_Stone, Clay, and Glass_New_Process_Natural Gas_Retrocommissioning_A_Achievable Technical Potential | F8 | Industrial | Stone, Clay, and Glass | New | Process | Natural Gas | Retrocommissioning | A | Cumulative Summer Peak Savings (MW) | Achievable Technical Potential | 0 | 0 | 0 | 0 | 0 | 0 | 0 | 0 | 0 | 0 | 0 | 0 | 0 | 0 | 0 | 0 | 0 | 0 | 0 | 0 | 0 | 0 | 0
F9_Industrial_Stone, Clay, and Glass_New_Process_Natural Gas_Retrocommissioning_A_Achievable Technical Potential | F9 | Industrial | Stone, Clay, and Glass | New | Process | Natural Gas | Retrocommissioning | A | Cumulative Winter Peak Savings (MW) | Achievable Technical Potential | 0 | 0 | 0 | 0 | 0 | 0 | 0 | 0 | 0 | 0 | 0 | 0 | 0 | 0 | 0 | 0 | 0 | 0 | 0 | 0 | 0 | 0 | 0
F10_Industrial_Stone, Clay, and Glass_New_Process_Natural Gas_Retrocommissioning_A_Achievable Technical Potential | F10 | Industrial | Stone, Clay, and Glass | New | Process | Natural Gas | Retrocommissioning | A | Purchases (Incremental) | Achievable Technical Potential | 0 | 0 | 0 | 0 | 0 | 0 | 0 | 0 | 0 | 0 | 0 | 0 | 0 | 0 | 0 | 0 | 0 | 0 | 0 | 0 | 0 | 0 | 0
F11_Industrial_Stone, Clay, and Glass_New_Process_Natural Gas_Retrocommissioning_A_Achievable Technical Potential | F11 | Industrial | Stone, Clay, and Glass | New | Process | Natural Gas | Retrocommissioning | A | Purchases (Cumulative) | Achievable Technical Potential | 0 | 0 | 0 | 0 | 0 | 0 | 0 | 0 | 0 | 0 | 0 | 0 | 0 | 0 | 0 | 0 | 0 | 0 | 0 | 0 | 0 | 0 | 0
F1_Industrial_Petroleum_Existing_Space Heating_Natural Gas_Insulation - Roof/Ceiling_A_Achievable Technical Potential | F1 | Industrial | Petroleum | Existing | Space Heating | Natural Gas | Insulation - Roof/Ceiling | A | Integrated Unit Energy Savings (kWh or therms) | Achievable Technical Potential | 0 | 0 | 0.082363 | 0.081664 | 0.080933 | 0.080168 | 0.079367 | 0.078525 | 0.077643 | 0.07672 | 0.075759 | 0.074769 | 0.07376 | 0.07275 | 0.071757 | 0.070801 | 0.069899 | 0.069062 | 0.068293 | 0.06759 | 0.066941 | 0.066326 | 0
F2_Industrial_Petroleum_Existing_Space Heating_Natural Gas_Insulation - Roof/Ceiling_A_Achievable Technical Potential | F2 | Industrial | Petroleum | Existing | Space Heating | Natural Gas | Insulation - Roof/Ceiling | A | Integrated Unit Summer Peak Savings (kW) | Achievable Technical Potential | 0 | 0 | 0 | 0 | 0 | 0 | 0 | 0 | 0 | 0 | 0 | 0 | 0 | 0 | 0 | 0 | 0 | 0 | 0 | 0 | 0 | 0 | 0
F3_Industrial_Petroleum_Existing_Space Heating_Natural Gas_Insulation - Roof/Ceiling_A_Achievable Technical Potential | F3 | Industrial | Petroleum | Existing | Space Heating | Natural Gas | Insulation - Roof/Ceiling | A | Integrated Unit Winter Peak Savings (kW) | Achievable Technical Potential | 0 | 0 | 0 | 0 | 0 | 0 | 0 | 0 | 0 | 0 | 0 | 0 | 0 | 0 | 0 | 0 | 0 | 0 | 0 | 0 | 0 | 0 | 0
F4_Industrial_Petroleum_Existing_Space Heating_Natural Gas_Insulation - Roof/Ceiling_A_Achievable Technical Potential | F4 | Industrial | Petroleum | Existing | Space Heating | Natural Gas | Insulation - Roof/Ceiling | A | Incremental Energy Savings (MWh or mTherms) | Achievable Technical Potential | 0 | 0 | 0.01701 | 0.029007 | 0.043947 | 0.059893 | 0.074165 | 0.084132 | 0.088041 | 0.085495 | 0.077437 | 0.065719 | 0.052471 | 0.039558 | 0.028254 | 0.019178 | 0.012405 | 0.0076649 | 0.0045341 | 0.002986 | 0 | 0 | 0
F5_Industrial_Petroleum_Existing_Space Heating_Natural Gas_Insulation - Roof/Ceiling_A_Achievable Technical Potential | F5 | Industrial | Petroleum | Existing | Space Heating | Natural Gas | Insulation - Roof/Ceiling | A | Incremental Summer Peak Savings (MW) | Achievable Technical Potential | 0 | 0 | 0 | 0 | 0 | 0 | 0 | 0 | 0 | 0 | 0 | 0 | 0 | 0 | 0 | 0 | 0 | 0 | 0 | 0 | 0 | 0 | 0
F6_Industrial_Petroleum_Existing_Space Heating_Natural Gas_Insulation - Roof/Ceiling_A_Achievable Technical Potential | F6 | Industrial | Petroleum | Existing | Space Heating | Natural Gas | Insulation - Roof/Ceiling | A | Incremental Winter Peak Savings (MW) | Achievable Technical Potential | 0 | 0 | 0 | 0 | 0 | 0 | 0 | 0 | 0 | 0 | 0 | 0 | 0 | 0 | 0 | 0 | 0 | 0 | 0 | 0 | 0 | 0 | 0
F7_Industrial_Petroleum_Existing_Space Heating_Natural Gas_Insulation - Roof/Ceiling_A_Achievable Technical Potential | F7 | Industrial | Petroleum | Existing | Space Heating | Natural Gas | Insulation - Roof/Ceiling | A | Cumulative Energy Savings (MWh or mTherms) | Achievable Technical Potential | 0 | 0 | 0.01701 | 0.045873 | 0.089409 | 0.14846 | 0.22114 | 0.30293 | 0.38756 | 0.46845 | 0.54002 | 0.59868 | 0.64308 | 0.67383 | 0.69288 | 0.70283 | 0.70628 | 0.70548 | 0.70217 | 0.69793 | 0.69122 | 0.68487 | 0
F8_Industrial_Petroleum_Existing_Space Heating_Natural Gas_Insulation - Roof/Ceiling_A_Achievable Technical Potential | F8 | Industrial | Petroleum | Existing | Space Heating | Natural Gas | Insulation - Roof/Ceiling | A | Cumulative Summer Peak Savings (MW) | Achievable Technical Potential | 0 | 0 | 0 | 0 | 0 | 0 | 0 | 0 | 0 | 0 | 0 | 0 | 0 | 0 | 0 | 0 | 0 | 0 | 0 | 0 | 0 | 0 | 0
F9_Industrial_Petroleum_Existing_Space Heating_Natural Gas_Insulation - Roof/Ceiling_A_Achievable Technical Potential | F9 | Industrial | Petroleum | Existing | Space Heating | Natural Gas | Insulation - Roof/Ceiling | A | Cumulative Winter Peak Savings (MW) | Achievable Technical Potential | 0 | 0 | 0 | 0 | 0 | 0 | 0 | 0 | 0 | 0 | 0 | 0 | 0 | 0 | 0 | 0 | 0 | 0 | 0 | 0 | 0 | 0 | 0
F10_Industrial_Petroleum_Existing_Space Heating_Natural Gas_Insulation - Roof/Ceiling_A_Achievable Technical Potential | F10 | Industrial | Petroleum | Existing | Space Heating | Natural Gas | Insulation - Roof/Ceiling | A | Purchases (Incremental) | Achievable Technical Potential | 0 | 0 | 206.5306 | 355.1969 | 543.0022 | 747.0962 | 934.4557 | 1071.4018 | 1133.9239 | 1114.3735 | 1022.1495 | 878.9604 | 711.3696 | 543.748 | 393.7486 | 270.8719 | 177.4678 | 110.9869 | 66.3925 | 44.1782 | 0 | 0 | 0
F11_Industrial_Petroleum_Existing_Space Heating_Natural Gas_Insulation - Roof/Ceiling_A_Achievable Technical Potential | F11 | Industrial | Petroleum | Existing | Space Heating | Natural Gas | Insulation - Roof/Ceiling | A | Purchases (Cumulative) | Achievable Technical Potential | 0 | 0 | 206.5306 | 561.7275 | 1104.7297 | 1851.8259 | 2786.2816 | 3857.6834 | 4991.6073 | 6105.9808 | 7128.1303 | 8007.0907 | 8718.4603 | 9262.2084 | 9655.9569 | 9926.8288 | 10104.2966 | 10215.2835 | 10281.6759 | 10325.8541 | 10325.8541 | 10325.8541 | 0
F1_Industrial_Petroleum_Existing_Space Heating_Natural Gas_Insulation - Wall Cavity_A_Achievable Technical Potential | F1 | Industrial | Petroleum | Existing | Space Heating | Natural Gas | Insulation - Wall Cavity | A | Integrated Unit Energy Savings (kWh or therms) | Achievable Technical Potential | 0 | 0 | 0.017958 | 0.017704 | 0.017388 | 0.017004 | 0.016557 | 0.016058 | 0.01553 | 0.014995 | 0.014477 | 0.013993 | 0.013552 | 0.01316 | 0.012815 | 0.012513 | 0.012248 | 0.012014 | 0.011806 | 0.011615 | 0.011448 | 0.011286 | 0
F2_Industrial_Petroleum_Existing_Space Heating_Natural Gas_Insulation - Wall Cavity_A_Achievable Technical Potential | F2 | Industrial | Petroleum | Existing | Space Heating | Natural Gas | Insulation - Wall Cavity | A | Integrated Unit Summer Peak Savings (kW) | Achievable Technical Potential | 0 | 0 | 0 | 0 | 0 | 0 | 0 | 0 | 0 | 0 | 0 | 0 | 0 | 0 | 0 | 0 | 0 | 0 | 0 | 0 | 0 | 0 | 0
F3_Industrial_Petroleum_Existing_Space Heating_Natural Gas_Insulation - Wall Cavity_A_Achievable Technical Potential | F3 | Industrial | Petroleum | Existing | Space Heating | Natural Gas | Insulation - Wall Cavity | A | Integrated Unit Winter Peak Savings (kW) | Achievable Technical Potential | 0 | 0 | 0 | 0 | 0 | 0 | 0 | 0 | 0 | 0 | 0 | 0 | 0 | 0 | 0 | 0 | 0 | 0 | 0 | 0 | 0 | 0 | 0
F4_Industrial_Petroleum_Existing_Space Heating_Natural Gas_Insulation - Wall Cavity_A_Achievable Technical Potential | F4 | Industrial | Petroleum | Existing | Space Heating | Natural Gas | Insulation - Wall Cavity | A | Incremental Energy Savings (MWh or mTherms) | Achievable Technical Potential | 0 | 0 | 0.003709 | 0.0062883 | 0.0094415 | 0.012704 | 0.015472 | 0.017205 | 0.017609 | 0.01671 | 0.014797 | 0.012299 | 0.0096408 | 0.007156 | 0.005046 | 0.0033894 | 0.0021736 | 0.0013334 | 0.00078381 | 0.00051315 | 0 | 0 | 0
F5_Industrial_Petroleum_Existing_Space Heating_Natural Gas_Insulation - Wall Cavity_A_Achievable Technical Potential | F5 | Industrial | Petroleum | Existing | Space Heating | Natural Gas | Insulation - Wall Cavity | A | Incremental Summer Peak Savings (MW) | Achievable Technical Potential | 0 | 0 | 0 | 0 | 0 | 0 | 0 | 0 | 0 | 0 | 0 | 0 | 0 | 0 | 0 | 0 | 0 | 0 | 0 | 0 | 0 | 0 | 0
F6_Industrial_Petroleum_Existing_Space Heating_Natural Gas_Insulation - Wall Cavity_A_Achievable Technical Potential | F6 | Industrial | Petroleum | Existing | Space Heating | Natural Gas | Insulation - Wall Cavity | A | Incremental Winter Peak Savings (MW) | Achievable Technical Potential | 0 | 0 | 0 | 0 | 0 | 0 | 0 | 0 | 0 | 0 | 0 | 0 | 0 | 0 | 0 | 0 | 0 | 0 | 0 | 0 | 0 | 0 | 0
F7_Industrial_Petroleum_Existing_Space Heating_Natural Gas_Insulation - Wall Cavity_A_Achievable Technical Potential | F7 | Industrial | Petroleum | Existing | Space Heating | Natural Gas | Insulation - Wall Cavity | A | Cumulative Energy Savings (MWh or mTherms) | Achievable Technical Potential | 0 | 0 | 0.003709 | 0.0099446 | 0.019209 | 0.031489 | 0.046132 | 0.061947 | 0.077517 | 0.091559 | 0.10319 | 0.11204 | 0.11816 | 0.1219 | 0.12374 | 0.12421 | 0.12376 | 0.12273 | 0.12138 | 0.11994 | 0.11821 | 0.11654 | 0
F8_Industrial_Petroleum_Existing_Space Heating_Natural Gas_Insulation - Wall Cavity_A_Achievable Technical Potential | F8 | Industrial | Petroleum | Existing | Space Heating | Natural Gas | Insulation - Wall Cavity | A | Cumulative Summer Peak Savings (MW) | Achievable Technical Potential | 0 | 0 | 0 | 0 | 0 | 0 | 0 | 0 | 0 | 0 | 0 | 0 | 0 | 0 | 0 | 0 | 0 | 0 | 0 | 0 | 0 | 0 | 0
F9_Industrial_Petroleum_Existing_Space Heating_Natural Gas_Insulation - Wall Cavity_A_Achievable Technical Potential | F9 | Industrial | Petroleum | Existing | Space Heating | Natural Gas | Insulation - Wall Cavity | A | Cumulative Winter Peak Savings (MW) | Achievable Technical Potential | 0 | 0 | 0 | 0 | 0 | 0 | 0 | 0 | 0 | 0 | 0 | 0 | 0 | 0 | 0 | 0 | 0 | 0 | 0 | 0 | 0 | 0 | 0
F10_Industrial_Petroleum_Existing_Space Heating_Natural Gas_Insulation - Wall Cavity_A_Achievable Technical Potential | F10 | Industrial | Petroleum | Existing | Space Heating | Natural Gas | Insulation - Wall Cavity | A | Purchases (Incremental) | Achievable Technical Potential | 0 | 0 | 206.5306 | 355.1969 | 543.0022 | 747.0962 | 934.4557 | 1071.4018 | 1133.9239 | 1114.3735 | 1022.1495 | 878.9604 | 711.3696 | 543.748 | 393.7486 | 270.8719 | 177.4678 | 110.9869 | 66.3925 | 44.1782 | 0 | 0 | 0
F11_Industrial_Petroleum_Existing_Space Heating_Natural Gas_Insulation - Wall Cavity_A_Achievable Technical Potential | F11 | Industrial | Petroleum | Existing | Space Heating | Natural Gas | Insulation - Wall Cavity | A | Purchases (Cumulative) | Achievable Technical Potential | 0 | 0 | 206.5306 | 561.7275 | 1104.7297 | 1851.8259 | 2786.2816 | 3857.6834 | 4991.6073 | 6105.9808 | 7128.1303 | 8007.0907 | 8718.4603 | 9262.2084 | 9655.9569 | 9926.8288 | 10104.2966 | 10215.2835 | 10281.6759 | 10325.8541 | 10325.8541 | 10325.8541 | 0
F1_Industrial_Petroleum_Existing_Space Heating_Natural Gas_Insulation - Ducting_A_Achievable Technical Potential | F1 | Industrial | Petroleum | Existing | Space Heating | Natural Gas | Insulation - Ducting | A | Integrated Unit Energy Savings (kWh or therms) | Achievable Technical Potential | 0 | 0 | 0.0014292 | 0.0014059 | 0.0013767 | 0.0013411 | 0.0012995 | 0.0012531 | 0.0012042 | 0.0011548 | 0.0011072 | 0.0010629 | 0.0010228 | 0.00098715 | 0.00095588 | 0.00092863 | 0.00090494 | 0.00088421 | 0.00086597 | 0.00084954 | 0.00083525 | 0.0008216 | 0
F2_Industrial_Petroleum_Existing_Space Heating_Natural Gas_Insulation - Ducting_A_Achievable Technical Potential | F2 | Industrial | Petroleum | Existing | Space Heating | Natural Gas | Insulation - Ducting | A | Integrated Unit Summer Peak Savings (kW) | Achievable Technical Potential | 0 | 0 | 0 | 0 | 0 | 0 | 0 | 0 | 0 | 0 | 0 | 0 | 0 | 0 | 0 | 0 | 0 | 0 | 0 | 0 | 0 | 0 | 0
F3_Industrial_Petroleum_Existing_Space Heating_Natural Gas_Insulation - Ducting_A_Achievable Technical Potential | F3 | Industrial | Petroleum | Existing | Space Heating | Natural Gas | Insulation - Ducting | A | Integrated Unit Winter Peak Savings (kW) | Achievable Technical Potential | 0 | 0 | 0 | 0 | 0 | 0 | 0 | 0 | 0 | 0 | 0 | 0 | 0 | 0 | 0 | 0 | 0 | 0 | 0 | 0 | 0 | 0 | 0
F4_Industrial_Petroleum_Existing_Space Heating_Natural Gas_Insulation - Ducting_A_Achievable Technical Potential | F4 | Industrial | Petroleum | Existing | Space Heating | Natural Gas | Insulation - Ducting | A | Incremental Energy Savings (MWh or mTherms) | Achievable Technical Potential | 0 | 0 | 7.6431e-05 | 9.0722e-05 | 0.00010684 | 0.00011873 | 0.00012896 | 0.00014289 | 0.00014803 | 0.00014253 | 0.00012656 | 0.00010263 | 7.5105e-05 | 4.7148e-05 | 2.6052e-05 | 1.1976e-05 | 4.8523e-06 | 1.6943e-06 | 5.0938e-07 | 1.0704e-07 | 1.7e-08 | 1.9726e-09 | 0
F5_Industrial_Petroleum_Existing_Space Heating_Natural Gas_Insulation - Ducting_A_Achievable Technical Potential | F5 | Industrial | Petroleum | Existing | Space Heating | Natural Gas | Insulation - Ducting | A | Incremental Summer Peak Savings (MW) | Achievable Technical Potential | 0 | 0 | 0 | 0 | 0 | 0 | 0 | 0 | 0 | 0 | 0 | 0 | 0 | 0 | 0 | 0 | 0 | 0 | 0 | 0 | 0 | 0 | 0
F6_Industrial_Petroleum_Existing_Space Heating_Natural Gas_Insulation - Ducting_A_Achievable Technical Potential | F6 | Industrial | Petroleum | Existing | Space Heating | Natural Gas | Insulation - Ducting | A | Incremental Winter Peak Savings (MW) | Achievable Technical Potential | 0 | 0 | 0 | 0 | 0 | 0 | 0 | 0 | 0 | 0 | 0 | 0 | 0 | 0 | 0 | 0 | 0 | 0 | 0 | 0 | 0 | 0 | 0
F7_Industrial_Petroleum_Existing_Space Heating_Natural Gas_Insulation - Ducting_A_Achievable Technical Potential | F7 | Industrial | Petroleum | Existing | Space Heating | Natural Gas | Insulation - Ducting | A | Cumulative Energy Savings (MWh or mTherms) | Achievable Technical Potential | 0 | 0 | 7.6431e-05 | 0.00016591 | 0.0002693 | 0.00038107 | 0.00049821 | 0.00062333 | 0.000747 | 0.00085892 | 0.00095007 | 0.0010147 | 0.0010515 | 0.001062 | 0.0010544 | 0.0010363 | 0.0010147 | 0.00099319 | 0.00097322 | 0.00095486 | 0.00093881 | 0.00092347 | 0
F8_Industrial_Petroleum_Existing_Space Heating_Natural Gas_Insulation - Ducting_A_Achievable Technical Potential | F8 | Industrial | Petroleum | Existing | Space Heating | Natural Gas | Insulation - Ducting | A | Cumulative Summer Peak Savings (MW) | Achievable Technical Potential | 0 | 0 | 0 | 0 | 0 | 0 | 0 | 0 | 0 | 0 | 0 | 0 | 0 | 0 | 0 | 0 | 0 | 0 | 0 | 0 | 0 | 0 | 0
F9_Industrial_Petroleum_Existing_Space Heating_Natural Gas_Insulation - Ducting_A_Achievable Technical Potential | F9 | Industrial | Petroleum | Existing | Space Heating | Natural Gas | Insulation - Ducting | A | Cumulative Winter Peak Savings (MW) | Achievable Technical Potential | 0 | 0 | 0 | 0 | 0 | 0 | 0 | 0 | 0 | 0 | 0 | 0 | 0 | 0 | 0 | 0 | 0 | 0 | 0 | 0 | 0 | 0 | 0
F10_Industrial_Petroleum_Existing_Space Heating_Natural Gas_Insulation - Ducting_A_Achievable Technical Potential | F10 | Industrial | Petroleum | Existing | Space Heating | Natural Gas | Insulation - Ducting | A | Purchases (Incremental) | Achievable Technical Potential | 0 | 0 | 53.4782 | 64.5305 | 77.605 | 88.5339 | 99.2431 | 114.0266 | 122.9323 | 123.4187 | 114.302 | 96.5583 | 73.4326 | 47.7613 | 27.2542 | 12.8962 | 5.362 | 1.9162 | 0.58822 | 0.12599 | 0.020353 | 0.0024009 | 0
F11_Industrial_Petroleum_Existing_Space Heating_Natural Gas_Insulation - Ducting_A_Achievable Technical Potential | F11 | Industrial | Petroleum | Existing | Space Heating | Natural Gas | Insulation - Ducting | A | Purchases (Cumulative) | Achievable Technical Potential | 0 | 0 | 53.4782 | 118.0087 | 195.6137 | 284.1476 | 383.3907 | 497.4173 | 620.3495 | 743.7683 | 858.0703 | 954.6286 | 1028.0612 | 1075.8225 | 1103.0768 | 1115.9729 | 1121.3349 | 1123.2511 | 1123.8393 | 1123.9653 | 1123.9857 | 1123.9881 | 0
F1_Industrial_Petroleum_Existing_Space Heating_Natural Gas_HVAC - Duct Repair and Sealing_A_Achievable Technical Potential | F1 | Industrial | Petroleum | Existing | Space Heating | Natural Gas | HVAC - Duct Repair and Sealing | A | Integrated Unit Energy Savings (kWh or therms) | Achievable Technical Potential | 0 | 0 | 0.0040463 | 0.0039867 | 0.0039134 | 0.0038251 | 0.0037225 | 0.0036087 | 0.0034884 | 0.003367 | 0.0032496 | 0.0031399 | 0.0030404 | 0.0029517 | 0.0028736 | 0.0028051 | 0.0027451 | 0.0026921 | 0.0026449 | 0.0026018 | 0.0025637 | 0.0025271 | 0
F2_Industrial_Petroleum_Existing_Space Heating_Natural Gas_HVAC - Duct Repair and Sealing_A_Achievable Technical Potential | F2 | Industrial | Petroleum | Existing | Space Heating | Natural Gas | HVAC - Duct Repair and Sealing | A | Integrated Unit Summer Peak Savings (kW) | Achievable Technical Potential | 0 | 0 | 0 | 0 | 0 | 0 | 0 | 0 | 0 | 0 | 0 | 0 | 0 | 0 | 0 | 0 | 0 | 0 | 0 | 0 | 0 | 0 | 0
F3_Industrial_Petroleum_Existing_Space Heating_Natural Gas_HVAC - Duct Repair and Sealing_A_Achievable Technical Potential | F3 | Industrial | Petroleum | Existing | Space Heating | Natural Gas | HVAC - Duct Repair and Sealing | A | Integrated Unit Winter Peak Savings (kW) | Achievable Technical Potential | 0 | 0 | 0 | 0 | 0 | 0 | 0 | 0 | 0 | 0 | 0 | 0 | 0 | 0 | 0 | 0 | 0 | 0 | 0 | 0 | 0 | 0 | 0
F4_Industrial_Petroleum_Existing_Space Heating_Natural Gas_HVAC - Duct Repair and Sealing_A_Achievable Technical Potential | F4 | Industrial | Petroleum | Existing | Space Heating | Natural Gas | HVAC - Duct Repair and Sealing | A | Incremental Energy Savings (MWh or mTherms) | Achievable Technical Potential | 0 | 0 | 0.00044032 | 0.00042636 | 0.00041131 | 0.00039509 | 0.00037787 | 0.00036 | 0.000342 | 0.00032441 | 0.00030769 | 0.00029218 | 0.00027804 | 0.00026528 | 0.0002538 | 0.00024349 | 0.00023417 | 0.00022569 | 0.00021791 | 0.00021066 | 0.000204 | 0.00019762 | 0
F5_Industrial_Petroleum_Existing_Space Heating_Natural Gas_HVAC - Duct Repair and Sealing_A_Achievable Technical Potential | F5 | Industrial | Petroleum | Existing | Space Heating | Natural Gas | HVAC - Duct Repair and Sealing | A | Incremental Summer Peak Savings (MW) | Achievable Technical Potential | 0 | 0 | 0 | 0 | 0 | 0 | 0 | 0 | 0 | 0 | 0 | 0 | 0 | 0 | 0 | 0 | 0 | 0 | 0 | 0 | 0 | 0 | 0
F6_Industrial_Petroleum_Existing_Space Heating_Natural Gas_HVAC - Duct Repair and Sealing_A_Achievable Technical Potential | F6 | Industrial | Petroleum | Existing | Space Heating | Natural Gas | HVAC - Duct Repair and Sealing | A | Incremental Winter Peak Savings (MW) | Achievable Technical Potential | 0 | 0 | 0 | 0 | 0 | 0 | 0 | 0 | 0 | 0 | 0 | 0 | 0 | 0 | 0 | 0 | 0 | 0 | 0 | 0 | 0 | 0 | 0
F7_Industrial_Petroleum_Existing_Space Heating_Natural Gas_HVAC - Duct Repair and Sealing_A_Achievable Technical Potential | F7 | Industrial | Petroleum | Existing | Space Heating | Natural Gas | HVAC - Duct Repair and Sealing | A | Cumulative Energy Savings (MWh or mTherms) | Achievable Technical Potential | 0 | 0 | 0.00044032 | 0.0008602 | 0.0012557 | 0.0016225 | 0.0019568 | 0.002257 | 0.0025238 | 0.0027603 | 0.0029717 | 0.0031636 | 0.0033414 | 0.0035092 | 0.0036701 | 0.0038262 | 0.0039785 | 0.0041274 | 0.0042729 | 0.0044139 | 0.0045534 | 0.004686 | 0
F8_Industrial_Petroleum_Existing_Space Heating_Natural Gas_HVAC - Duct Repair and Sealing_A_Achievable Technical Potential | F8 | Industrial | Petroleum | Existing | Space Heating | Natural Gas | HVAC - Duct Repair and Sealing | A | Cumulative Summer Peak Savings (MW) | Achievable Technical Potential | 0 | 0 | 0 | 0 | 0 | 0 | 0 | 0 | 0 | 0 | 0 | 0 | 0 | 0 | 0 | 0 | 0 | 0 | 0 | 0 | 0 | 0 | 0
F9_Industrial_Petroleum_Existing_Space Heating_Natural Gas_HVAC - Duct Repair and Sealing_A_Achievable Technical Potential | F9 | Industrial | Petroleum | Existing | Space Heating | Natural Gas | HVAC - Duct Repair and Sealing | A | Cumulative Winter Peak Savings (MW) | Achievable Technical Potential | 0 | 0 | 0 | 0 | 0 | 0 | 0 | 0 | 0 | 0 | 0 | 0 | 0 | 0 | 0 | 0 | 0 | 0 | 0 | 0 | 0 | 0 | 0
F10_Industrial_Petroleum_Existing_Space Heating_Natural Gas_HVAC - Duct Repair and Sealing_A_Achievable Technical Potential | F10 | Industrial | Petroleum | Existing | Space Heating | Natural Gas | HVAC - Duct Repair and Sealing | A | Purchases (Incremental) | Achievable Technical Potential | 0 | 0 | 108.8218 | 106.9456 | 105.1017 | 103.2896 | 101.5087 | 99.7586 | 98.0386 | 96.3483 | 94.6871 | 93.0546 | 91.4502 | 89.8735 | 88.3239 | 86.8011 | 85.3045 | 83.8338 | 82.3883 | 80.9679 | 79.5719 | 78.1999 | 0
F11_Industrial_Petroleum_Existing_Space Heating_Natural Gas_HVAC - Duct Repair and Sealing_A_Achievable Technical Potential | F11 | Industrial | Petroleum | Existing | Space Heating | Natural Gas | HVAC - Duct Repair and Sealing | A | Purchases (Cumulative) | Achievable Technical Potential | 0 | 0 | 108.8218 | 215.7674 | 320.8691 | 424.1587 | 525.6674 | 625.426 | 723.4647 | 819.813 | 914.5001 | 1007.5547 | 1099.0048 | 1188.8783 | 1277.2022 | 1364.0033 | 1449.3079 | 1533.1416 | 1615.53 | 1696.4978 | 1776.0697 | 1854.2696 | 0
F1_Industrial_Petroleum_Existing_Space Heating_Natural Gas_Windows - High Efficiency_A_Achievable Technical Potential | F1 | Industrial | Petroleum | Existing | Space Heating | Natural Gas | Windows - High Efficiency | A | Integrated Unit Energy Savings (kWh or therms) | Achievable Technical Potential | 0 | 0 | 0.0076724 | 0.0075529 | 0.0074025 | 0.0072185 | 0.0070027 | 0.0067626 | 0.0065092 | 0.006255 | 0.0060109 | 0.0057853 | 0.0055827 | 0.0054043 | 0.005249 | 0.0051142 | 0.004997 | 0.0048941 | 0.0048027 | 0.0047193 | 0.0046461 | 0.0045755 | 0
F2_Industrial_Petroleum_Existing_Space Heating_Natural Gas_Windows - High Efficiency_A_Achievable Technical Potential | F2 | Industrial | Petroleum | Existing | Space Heating | Natural Gas | Windows - High Efficiency | A | Integrated Unit Summer Peak Savings (kW) | Achievable Technical Potential | 0 | 0 | 0 | 0 | 0 | 0 | 0 | 0 | 0 | 0 | 0 | 0 | 0 | 0 | 0 | 0 | 0 | 0 | 0 | 0 | 0 | 0 | 0
F3_Industrial_Petroleum_Existing_Space Heating_Natural Gas_Windows - High Efficiency_A_Achievable Technical Potential | F3 | Industrial | Petroleum | Existing | Space Heating | Natural Gas | Windows - High Efficiency | A | Integrated Unit Winter Peak Savings (kW) | Achievable Technical Potential | 0 | 0 | 0 | 0 | 0 | 0 | 0 | 0 | 0 | 0 | 0 | 0 | 0 | 0 | 0 | 0 | 0 | 0 | 0 | 0 | 0 | 0 | 0
F4_Industrial_Petroleum_Existing_Space Heating_Natural Gas_Windows - High Efficiency_A_Achievable Technical Potential | F4 | Industrial | Petroleum | Existing | Space Heating | Natural Gas | Windows - High Efficiency | A | Incremental Energy Savings (MWh or mTherms) | Achievable Technical Potential | 0 | 0 | 0.00032126 | 0.00062128 | 0.0010625 | 0.0016563 | 0.0023968 | 0.0032579 | 0.0041921 | 0.0051321 | 0.0059947 | 0.0066865 | 0.0071143 | 0.0072002 | 0.0069013 | 0.0062293 | 0.0052592 | 0.0041863 | 0.0030874 | 0.0020641 | 0.0012759 | 0.00080531 | 0
F5_Industrial_Petroleum_Existing_Space Heating_Natural Gas_Windows - High Efficiency_A_Achievable Technical Potential | F5 | Industrial | Petroleum | Existing | Space Heating | Natural Gas | Windows - High Efficiency | A | Incremental Summer Peak Savings (MW) | Achievable Technical Potential | 0 | 0 | 0 | 0 | 0 | 0 | 0 | 0 | 0 | 0 | 0 | 0 | 0 | 0 | 0 | 0 | 0 | 0 | 0 | 0 | 0 | 0 | 0
F6_Industrial_Petroleum_Existing_Space Heating_Natural Gas_Windows - High Efficiency_A_Achievable Technical Potential | F6 | Industrial | Petroleum | Existing | Space Heating | Natural Gas | Windows - High Efficiency | A | Incremental Winter Peak Savings (MW) | Achievable Technical Potential | 0 | 0 | 0 | 0 | 0 | 0 | 0 | 0 | 0 | 0 | 0 | 0 | 0 | 0 | 0 | 0 | 0 | 0 | 0 | 0 | 0 | 0 | 0
F7_Industrial_Petroleum_Existing_Space Heating_Natural Gas_Windows - High Efficiency_A_Achievable Technical Potential | F7 | Industrial | Petroleum | Existing | Space Heating | Natural Gas | Windows - High Efficiency | A | Cumulative Energy Savings (MWh or mTherms) | Achievable Technical Potential | 0 | 0 | 0.00032126 | 0.00093754 | 0.0019814 | 0.0035884 | 0.005878 | 0.0089343 | 0.012792 | 0.017424 | 0.022739 | 0.028572 | 0.034686 | 0.040778 | 0.046507 | 0.051542 | 0.05562 | 0.058661 | 0.060653 | 0.061664 | 0.061983 | 0.061846 | 0
F8_Industrial_Petroleum_Existing_Space Heating_Natural Gas_Windows - High Efficiency_A_Achievable Technical Potential | F8 | Industrial | Petroleum | Existing | Space Heating | Natural Gas | Windows - High Efficiency | A | Cumulative Summer Peak Savings (MW) | Achievable Technical Potential | 0 | 0 | 0 | 0 | 0 | 0 | 0 | 0 | 0 | 0 | 0 | 0 | 0 | 0 | 0 | 0 | 0 | 0 | 0 | 0 | 0 | 0 | 0
F9_Industrial_Petroleum_Existing_Space Heating_Natural Gas_Windows - High Efficiency_A_Achievable Technical Potential | F9 | Industrial | Petroleum | Existing | Space Heating | Natural Gas | Windows - High Efficiency | A | Cumulative Winter Peak Savings (MW) | Achievable Technical Potential | 0 | 0 | 0 | 0 | 0 | 0 | 0 | 0 | 0 | 0 | 0 | 0 | 0 | 0 | 0 | 0 | 0 | 0 | 0 | 0 | 0 | 0 | 0
F10_Industrial_Petroleum_Existing_Space Heating_Natural Gas_Windows - High Efficiency_A_Achievable Technical Potential | F10 | Industrial | Petroleum | Existing | Space Heating | Natural Gas | Windows - High Efficiency | A | Purchases (Incremental) | Achievable Technical Potential | 0 | 0 | 41.8725 | 82.2574 | 143.5335 | 229.4515 | 342.2705 | 481.7528 | 644.0175 | 820.4848 | 997.3018 | 1155.7789 | 1274.3517 | 1332.2967 | 1314.7923 | 1218.0443 | 1052.469 | 855.3737 | 642.8315 | 437.3642 | 274.6094 | 176.0053 | 0
F11_Industrial_Petroleum_Existing_Space Heating_Natural Gas_Windows - High Efficiency_A_Achievable Technical Potential | F11 | Industrial | Petroleum | Existing | Space Heating | Natural Gas | Windows - High Efficiency | A | Purchases (Cumulative) | Achievable Technical Potential | 0 | 0 | 41.8725 | 124.1299 | 267.6634 | 497.1149 | 839.3854 | 1321.1382 | 1965.1557 | 2785.6405 | 3782.9423 | 4938.7212 | 6213.0729 | 7545.3696 | 8860.1619 | 10078.2063 | 11130.6753 | 11986.0489 | 12628.8805 | 13066.2446 | 13340.854 | 13516.8593 | 0
F1_Industrial_Petroleum_Existing_Space Heating_Natural Gas_Gas Boiler - Maintenance_A_Achievable Technical Potential | F1 | Industrial | Petroleum | Existing | Space Heating | Natural Gas | Gas Boiler - Maintenance | A | Integrated Unit Energy Savings (kWh or therms) | Achievable Technical Potential | 0 | 0 | 106.5324 | 106.1933 | 105.8402 | 105.4778 | 105.1092 | 104.7375 | 104.3654 | 103.9944 | 103.6255 | 103.2596 | 102.9002 | 102.5478 | 102.2027 | 101.8655 | 101.5363 | 101.2153 | 100.903 | 100.5973 | 100.2985 | 100.0064 | 0
F2_Industrial_Petroleum_Existing_Space Heating_Natural Gas_Gas Boiler - Maintenance_A_Achievable Technical Potential | F2 | Industrial | Petroleum | Existing | Space Heating | Natural Gas | Gas Boiler - Maintenance | A | Integrated Unit Summer Peak Savings (kW) | Achievable Technical Potential | 0 | 0 | 0 | 0 | 0 | 0 | 0 | 0 | 0 | 0 | 0 | 0 | 0 | 0 | 0 | 0 | 0 | 0 | 0 | 0 | 0 | 0 | 0
F3_Industrial_Petroleum_Existing_Space Heating_Natural Gas_Gas Boiler - Maintenance_A_Achievable Technical Potential | F3 | Industrial | Petroleum | Existing | Space Heating | Natural Gas | Gas Boiler - Maintenance | A | Integrated Unit Winter Peak Savings (kW) | Achievable Technical Potential | 0 | 0 | 0 | 0 | 0 | 0 | 0 | 0 | 0 | 0 | 0 | 0 | 0 | 0 | 0 | 0 | 0 | 0 | 0 | 0 | 0 | 0 | 0
F4_Industrial_Petroleum_Existing_Space Heating_Natural Gas_Gas Boiler - Maintenance_A_Achievable Technical Potential | F4 | Industrial | Petroleum | Existing | Space Heating | Natural Gas | Gas Boiler - Maintenance | A | Incremental Energy Savings (MWh or mTherms) | Achievable Technical Potential | 0 | 0 | 0.00046855 | 0.00032173 | 0.00021816 | 0.0001664 | 0.00014278 | 0.00012099 | 0.0001015 | 8.4447e-05 | 6.9771e-05 | 5.7305e-05 | 4.6829e-05 | 3.5719e-05 | 2.7247e-05 | 2.0785e-05 | 1.5857e-05 | 1.4264e-05 | 1.0937e-05 | 9.2272e-06 | 7.5829e-06 | 6.0015e-06 | 0
F5_Industrial_Petroleum_Existing_Space Heating_Natural Gas_Gas Boiler - Maintenance_A_Achievable Technical Potential | F5 | Industrial | Petroleum | Existing | Space Heating | Natural Gas | Gas Boiler - Maintenance | A | Incremental Summer Peak Savings (MW) | Achievable Technical Potential | 0 | 0 | 0 | 0 | 0 | 0 | 0 | 0 | 0 | 0 | 0 | 0 | 0 | 0 | 0 | 0 | 0 | 0 | 0 | 0 | 0 | 0 | 0
F6_Industrial_Petroleum_Existing_Space Heating_Natural Gas_Gas Boiler - Maintenance_A_Achievable Technical Potential | F6 | Industrial | Petroleum | Existing | Space Heating | Natural Gas | Gas Boiler - Maintenance | A | Incremental Winter Peak Savings (MW) | Achievable Technical Potential | 0 | 0 | 0 | 0 | 0 | 0 | 0 | 0 | 0 | 0 | 0 | 0 | 0 | 0 | 0 | 0 | 0 | 0 | 0 | 0 | 0 | 0 | 0
F7_Industrial_Petroleum_Existing_Space Heating_Natural Gas_Gas Boiler - Maintenance_A_Achievable Technical Potential | F7 | Industrial | Petroleum | Existing | Space Heating | Natural Gas | Gas Boiler - Maintenance | A | Cumulative Energy Savings (MWh or mTherms) | Achievable Technical Potential | 0 | 0 | 0.00046855 | 0.00078879 | 0.0010043 | 0.0011673 | 0.001306 | 0.0014224 | 0.0015188 | 0.0015978 | 0.0016619 | 0.0017134 | 0.0017543 | 0.001784 | 0.0018052 | 0.00182 | 0.00183 | 0.0018385 | 0.0018438 | 0.0018474 | 0.0018495 | 0.0018501 | 0
F8_Industrial_Petroleum_Existing_Space Heating_Natural Gas_Gas Boiler - Maintenance_A_Achievable Technical Potential | F8 | Industrial | Petroleum | Existing | Space Heating | Natural Gas | Gas Boiler - Maintenance | A | Cumulative Summer Peak Savings (MW) | Achievable Technical Potential | 0 | 0 | 0 | 0 | 0 | 0 | 0 | 0 | 0 | 0 | 0 | 0 | 0 | 0 | 0 | 0 | 0 | 0 | 0 | 0 | 0 | 0 | 0
F9_Industrial_Petroleum_Existing_Space Heating_Natural Gas_Gas Boiler - Maintenance_A_Achievable Technical Potential | F9 | Industrial | Petroleum | Existing | Space Heating | Natural Gas | Gas Boiler - Maintenance | A | Cumulative Winter Peak Savings (MW) | Achievable Technical Potential | 0 | 0 | 0 | 0 | 0 | 0 | 0 | 0 | 0 | 0 | 0 | 0 | 0 | 0 | 0 | 0 | 0 | 0 | 0 | 0 | 0 | 0 | 0
F10_Industrial_Petroleum_Existing_Space Heating_Natural Gas_Gas Boiler - Maintenance_A_Achievable Technical Potential | F10 | Industrial | Petroleum | Existing | Space Heating | Natural Gas | Gas Boiler - Maintenance | A | Purchases (Incremental) | Achievable Technical Potential | 0 | 0 | 0.0043982 | 0.0030297 | 0.0020612 | 0.0015776 | 0.0013584 | 0.0011552 | 0.00097255 | 0.00081203 | 0.0006733 | 0.00055496 | 0.00045509 | 0.00034832 | 0.00026659 | 0.00020404 | 0.00015617 | 0.00014092 | 0.00010839 | 9.1724e-05 | 7.5603e-05 | 6.0011e-05 | 0
F11_Industrial_Petroleum_Existing_Space Heating_Natural Gas_Gas Boiler - Maintenance_A_Achievable Technical Potential | F11 | Industrial | Petroleum | Existing | Space Heating | Natural Gas | Gas Boiler - Maintenance | A | Purchases (Cumulative) | Achievable Technical Potential | 0 | 0 | 0.0043982 | 0.0074279 | 0.0094891 | 0.011067 | 0.012425 | 0.01358 | 0.014553 | 0.015365 | 0.016038 | 0.016593 | 0.017048 | 0.017396 | 0.017663 | 0.017867 | 0.018023 | 0.018164 | 0.018273 | 0.018364 | 0.01844 | 0.0185 | 0
F1_Industrial_Petroleum_Existing_Process_Natural Gas_Gas Boiler - Maintenance_A_Achievable Technical Potential | F1 | Industrial | Petroleum | Existing | Process | Natural Gas | Gas Boiler - Maintenance | A | Integrated Unit Energy Savings (kWh or therms) | Achievable Technical Potential | 0 | 0 | 536.7637 | 536.7637 | 536.7637 | 536.7637 | 536.7637 | 536.7637 | 536.7637 | 536.7637 | 536.7637 | 536.7637 | 536.7637 | 536.7637 | 536.7637 | 536.7637 | 536.7637 | 536.7637 | 536.7637 | 536.7637 | 536.7637 | 536.7637 | 0
F2_Industrial_Petroleum_Existing_Process_Natural Gas_Gas Boiler - Maintenance_A_Achievable Technical Potential | F2 | Industrial | Petroleum | Existing | Process | Natural Gas | Gas Boiler - Maintenance | A | Integrated Unit Summer Peak Savings (kW) | Achievable Technical Potential | 0 | 0 | 0 | 0 | 0 | 0 | 0 | 0 | 0 | 0 | 0 | 0 | 0 | 0 | 0 | 0 | 0 | 0 | 0 | 0 | 0 | 0 | 0
F3_Industrial_Petroleum_Existing_Process_Natural Gas_Gas Boiler - Maintenance_A_Achievable Technical Potential | F3 | Industrial | Petroleum | Existing | Process | Natural Gas | Gas Boiler - Maintenance | A | Integrated Unit Winter Peak Savings (kW) | Achievable Technical Potential | 0 | 0 | 0 | 0 | 0 | 0 | 0 | 0 | 0 | 0 | 0 | 0 | 0 | 0 | 0 | 0 | 0 | 0 | 0 | 0 | 0 | 0 | 0
F4_Industrial_Petroleum_Existing_Process_Natural Gas_Gas Boiler - Maintenance_A_Achievable Technical Potential | F4 | Industrial | Petroleum | Existing | Process | Natural Gas | Gas Boiler - Maintenance | A | Incremental Energy Savings (MWh or mTherms) | Achievable Technical Potential | 0 | 0 | 0.18748 | 0.12914 | 0.08786 | 0.067245 | 0.057901 | 0.04924 | 0.041456 | 0.034614 | 0.0287 | 0.023656 | 0.019399 | 0.014847 | 0.011364 | 0.0086975 | 0.0066569 | 0.006007 | 0.0046201 | 0.0039098 | 0.0032227 | 0.002558 | 0
F5_Industrial_Petroleum_Existing_Process_Natural Gas_Gas Boiler - Maintenance_A_Achievable Technical Potential | F5 | Industrial | Petroleum | Existing | Process | Natural Gas | Gas Boiler - Maintenance | A | Incremental Summer Peak Savings (MW) | Achievable Technical Potential | 0 | 0 | 0 | 0 | 0 | 0 | 0 | 0 | 0 | 0 | 0 | 0 | 0 | 0 | 0 | 0 | 0 | 0 | 0 | 0 | 0 | 0 | 0
F6_Industrial_Petroleum_Existing_Process_Natural Gas_Gas Boiler - Maintenance_A_Achievable Technical Potential | F6 | Industrial | Petroleum | Existing | Process | Natural Gas | Gas Boiler - Maintenance | A | Incremental Winter Peak Savings (MW) | Achievable Technical Potential | 0 | 0 | 0 | 0 | 0 | 0 | 0 | 0 | 0 | 0 | 0 | 0 | 0 | 0 | 0 | 0 | 0 | 0 | 0 | 0 | 0 | 0 | 0
F7_Industrial_Petroleum_Existing_Process_Natural Gas_Gas Boiler - Maintenance_A_Achievable Technical Potential | F7 | Industrial | Petroleum | Existing | Process | Natural Gas | Gas Boiler - Maintenance | A | Cumulative Energy Savings (MWh or mTherms) | Achievable Technical Potential | 0 | 0 | 0.18748 | 0.31662 | 0.40448 | 0.47173 | 0.52963 | 0.57887 | 0.62032 | 0.65494 | 0.68364 | 0.70729 | 0.72669 | 0.74154 | 0.7529 | 0.7616 | 0.76826 | 0.77426 | 0.77888 | 0.78279 | 0.78602 | 0.78857 | 0
F8_Industrial_Petroleum_Existing_Process_Natural Gas_Gas Boiler - Maintenance_A_Achievable Technical Potential | F8 | Industrial | Petroleum | Existing | Process | Natural Gas | Gas Boiler - Maintenance | A | Cumulative Summer Peak Savings (MW) | Achievable Technical Potential | 0 | 0 | 0 | 0 | 0 | 0 | 0 | 0 | 0 | 0 | 0 | 0 | 0 | 0 | 0 | 0 | 0 | 0 | 0 | 0 | 0 | 0 | 0
F9_Industrial_Petroleum_Existing_Process_Natural Gas_Gas Boiler - Maintenance_A_Achievable Technical Potential | F9 | Industrial | Petroleum | Existing | Process | Natural Gas | Gas Boiler - Maintenance | A | Cumulative Winter Peak Savings (MW) | Achievable Technical Potential | 0 | 0 | 0 | 0 | 0 | 0 | 0 | 0 | 0 | 0 | 0 | 0 | 0 | 0 | 0 | 0 | 0 | 0 | 0 | 0 | 0 | 0 | 0
F10_Industrial_Petroleum_Existing_Process_Natural Gas_Gas Boiler - Maintenance_A_Achievable Technical Potential | F10 | Industrial | Petroleum | Existing | Process | Natural Gas | Gas Boiler - Maintenance | A | Purchases (Incremental) | Achievable Technical Potential | 0 | 0 | 0.34928 | 0.24059 | 0.16368 | 0.12528 | 0.10787 | 0.091735 | 0.077233 | 0.064486 | 0.053469 | 0.044071 | 0.03614 | 0.027661 | 0.021171 | 0.016204 | 0.012402 | 0.011191 | 0.0086073 | 0.0072841 | 0.0060039 | 0.0047657 | 0
F11_Industrial_Petroleum_Existing_Process_Natural Gas_Gas Boiler - Maintenance_A_Achievable Technical Potential | F11 | Industrial | Petroleum | Existing | Process | Natural Gas | Gas Boiler - Maintenance | A | Purchases (Cumulative) | Achievable Technical Potential | 0 | 0 | 0.34928 | 0.58987 | 0.75355 | 0.87883 | 0.98671 | 1.0784 | 1.1557 | 1.2202 | 1.2736 | 1.3177 | 1.3538 | 1.3815 | 1.4027 | 1.4189 | 1.4313 | 1.4425 | 1.4511 | 1.4584 | 1.4644 | 1.4691 | 0
F1_Industrial_Petroleum_Existing_Space Heating_Natural Gas_Gas Furnace - Maintenance_A_Achievable Technical Potential | F1 | Industrial | Petroleum | Existing | Space Heating | Natural Gas | Gas Furnace - Maintenance | A | Integrated Unit Energy Savings (kWh or therms) | Achievable Technical Potential | 0 | 0 | 0.009328 | 0.0091759 | 0.0089854 | 0.0087531 | 0.0084814 | 0.0081789 | 0.0078592 | 0.0075372 | 0.0072265 | 0.0069373 | 0.0066755 | 0.0064429 | 0.0062388 | 0.006061 | 0.0059063 | 0.0057711 | 0.005652 | 0.0055448 | 0.0054515 | 0.0053624 | 0
F2_Industrial_Petroleum_Existing_Space Heating_Natural Gas_Gas Furnace - Maintenance_A_Achievable Technical Potential | F2 | Industrial | Petroleum | Existing | Space Heating | Natural Gas | Gas Furnace - Maintenance | A | Integrated Unit Summer Peak Savings (kW) | Achievable Technical Potential | 0 | 0 | 0 | 0 | 0 | 0 | 0 | 0 | 0 | 0 | 0 | 0 | 0 | 0 | 0 | 0 | 0 | 0 | 0 | 0 | 0 | 0 | 0
F3_Industrial_Petroleum_Existing_Space Heating_Natural Gas_Gas Furnace - Maintenance_A_Achievable Technical Potential | F3 | Industrial | Petroleum | Existing | Space Heating | Natural Gas | Gas Furnace - Maintenance | A | Integrated Unit Winter Peak Savings (kW) | Achievable Technical Potential | 0 | 0 | 0 | 0 | 0 | 0 | 0 | 0 | 0 | 0 | 0 | 0 | 0 | 0 | 0 | 0 | 0 | 0 | 0 | 0 | 0 | 0 | 0
F4_Industrial_Petroleum_Existing_Space Heating_Natural Gas_Gas Furnace - Maintenance_A_Achievable Technical Potential | F4 | Industrial | Petroleum | Existing | Space Heating | Natural Gas | Gas Furnace - Maintenance | A | Incremental Energy Savings (MWh or mTherms) | Achievable Technical Potential | 0 | 0 | 9.2974e-09 | 6.2999e-09 | 4.1971e-09 | 3.1293e-09 | 2.6108e-09 | 2.1411e-09 | 1.7321e-09 | 1.387e-09 | 1.1026e-09 | 8.7247e-10 | 6.8846e-10 | 5.0857e-10 | 3.7692e-10 | 2.8026e-10 | 2.0903e-10 | 1.843e-10 | 1.3883e-10 | 1.1525e-10 | 9.3401e-11 | 7.2927e-11 | 0
F5_Industrial_Petroleum_Existing_Space Heating_Natural Gas_Gas Furnace - Maintenance_A_Achievable Technical Potential | F5 | Industrial | Petroleum | Existing | Space Heating | Natural Gas | Gas Furnace - Maintenance | A | Incremental Summer Peak Savings (MW) | Achievable Technical Potential | 0 | 0 | 0 | 0 | 0 | 0 | 0 | 0 | 0 | 0 | 0 | 0 | 0 | 0 | 0 | 0 | 0 | 0 | 0 | 0 | 0 | 0 | 0
F6_Industrial_Petroleum_Existing_Space Heating_Natural Gas_Gas Furnace - Maintenance_A_Achievable Technical Potential | F6 | Industrial | Petroleum | Existing | Space Heating | Natural Gas | Gas Furnace - Maintenance | A | Incremental Winter Peak Savings (MW) | Achievable Technical Potential | 0 | 0 | 0 | 0 | 0 | 0 | 0 | 0 | 0 | 0 | 0 | 0 | 0 | 0 | 0 | 0 | 0 | 0 | 0 | 0 | 0 | 0 | 0
F7_Industrial_Petroleum_Existing_Space Heating_Natural Gas_Gas Furnace - Maintenance_A_Achievable Technical Potential | F7 | Industrial | Petroleum | Existing | Space Heating | Natural Gas | Gas Furnace - Maintenance | A | Cumulative Energy Savings (MWh or mTherms) | Achievable Technical Potential | 0 | 0 | 9.2974e-09 | 1.5446e-08 | 1.9322e-08 | 2.1952e-08 | 2.3881e-08 | 2.5171e-08 | 2.5919e-08 | 2.6244e-08 | 2.6265e-08 | 2.6086e-08 | 2.579e-08 | 2.54e-08 | 2.4973e-08 | 2.4541e-08 | 2.4124e-08 | 2.3756e-08 | 2.3404e-08 | 2.3075e-08 | 2.2781e-08 | 2.2481e-08 | 0
F8_Industrial_Petroleum_Existing_Space Heating_Natural Gas_Gas Furnace - Maintenance_A_Achievable Technical Potential | F8 | Industrial | Petroleum | Existing | Space Heating | Natural Gas | Gas Furnace - Maintenance | A | Cumulative Summer Peak Savings (MW) | Achievable Technical Potential | 0 | 0 | 0 | 0 | 0 | 0 | 0 | 0 | 0 | 0 | 0 | 0 | 0 | 0 | 0 | 0 | 0 | 0 | 0 | 0 | 0 | 0 | 0
F9_Industrial_Petroleum_Existing_Space Heating_Natural Gas_Gas Furnace - Maintenance_A_Achievable Technical Potential | F9 | Industrial | Petroleum | Existing | Space Heating | Natural Gas | Gas Furnace - Maintenance | A | Cumulative Winter Peak Savings (MW) | Achievable Technical Potential | 0 | 0 | 0 | 0 | 0 | 0 | 0 | 0 | 0 | 0 | 0 | 0 | 0 | 0 | 0 | 0 | 0 | 0 | 0 | 0 | 0 | 0 | 0
F10_Industrial_Petroleum_Existing_Space Heating_Natural Gas_Gas Furnace - Maintenance_A_Achievable Technical Potential | F10 | Industrial | Petroleum | Existing | Space Heating | Natural Gas | Gas Furnace - Maintenance | A | Purchases (Incremental) | Achievable Technical Potential | 0 | 0 | 0.00099672 | 0.00068657 | 0.0004671 | 0.0003575 | 0.00030783 | 0.00026178 | 0.0002204 | 0.00018402 | 0.00015258 | 0.00012576 | 0.00010313 | 7.8935e-05 | 6.0415e-05 | 4.624e-05 | 3.5391e-05 | 3.1936e-05 | 2.4562e-05 | 2.0786e-05 | 1.7133e-05 | 1.36e-05 | 0
F11_Industrial_Petroleum_Existing_Space Heating_Natural Gas_Gas Furnace - Maintenance_A_Achievable Technical Potential | F11 | Industrial | Petroleum | Existing | Space Heating | Natural Gas | Gas Furnace - Maintenance | A | Purchases (Cumulative) | Achievable Technical Potential | 0 | 0 | 0.00099672 | 0.0016833 | 0.0021504 | 0.0025079 | 0.0028157 | 0.0030775 | 0.0032979 | 0.0034819 | 0.0036345 | 0.0037603 | 0.0038634 | 0.0039423 | 0.0040027 | 0.004049 | 0.0040844 | 0.0041163 | 0.0041409 | 0.0041617 | 0.0041788 | 0.0041924 | 0
F1_Industrial_Petroleum_Existing_Space Heating_Natural Gas_Gas Boiler - Hot Water Reset_A_Achievable Technical Potential | F1 | Industrial | Petroleum | Existing | Space Heating | Natural Gas | Gas Boiler - Hot Water Reset | A | Integrated Unit Energy Savings (kWh or therms) | Achievable Technical Potential | 0 | 0 | 386.9577 | 385.2969 | 383.5885 | 381.8461 | 380.0782 | 378.2971 | 376.5116 | 374.727 | 372.947 | 371.1745 | 369.4215 | 367.6901 | 365.9813 | 364.2962 | 362.6353 | 360.9989 | 359.3884 | 357.7967 | 356.2239 | 354.6697 | 0
F2_Industrial_Petroleum_Existing_Space Heating_Natural Gas_Gas Boiler - Hot Water Reset_A_Achievable Technical Potential | F2 | Industrial | Petroleum | Existing | Space Heating | Natural Gas | Gas Boiler - Hot Water Reset | A | Integrated Unit Summer Peak Savings (kW) | Achievable Technical Potential | 0 | 0 | 0 | 0 | 0 | 0 | 0 | 0 | 0 | 0 | 0 | 0 | 0 | 0 | 0 | 0 | 0 | 0 | 0 | 0 | 0 | 0 | 0
F3_Industrial_Petroleum_Existing_Space Heating_Natural Gas_Gas Boiler - Hot Water Reset_A_Achievable Technical Potential | F3 | Industrial | Petroleum | Existing | Space Heating | Natural Gas | Gas Boiler - Hot Water Reset | A | Integrated Unit Winter Peak Savings (kW) | Achievable Technical Potential | 0 | 0 | 0 | 0 | 0 | 0 | 0 | 0 | 0 | 0 | 0 | 0 | 0 | 0 | 0 | 0 | 0 | 0 | 0 | 0 | 0 | 0 | 0
F4_Industrial_Petroleum_Existing_Space Heating_Natural Gas_Gas Boiler - Hot Water Reset_A_Achievable Technical Potential | F4 | Industrial | Petroleum | Existing | Space Heating | Natural Gas | Gas Boiler - Hot Water Reset | A | Incremental Energy Savings (MWh or mTherms) | Achievable Technical Potential | 0 | 0 | 0.00082712 | 0.00099377 | 0.0011898 | 0.0013512 | 0.0015076 | 0.0017241 | 0.00185 | 0.0018485 | 0.0017038 | 0.0014325 | 0.0010843 | 0.00070192 | 0.00039868 | 0.00018778 | 7.7718e-05 | 2.7649e-05 | 8.4494e-06 | 1.8018e-06 | 2.8978e-07 | 3.4035e-08 | 0
F5_Industrial_Petroleum_Existing_Space Heating_Natural Gas_Gas Boiler - Hot Water Reset_A_Achievable Technical Potential | F5 | Industrial | Petroleum | Existing | Space Heating | Natural Gas | Gas Boiler - Hot Water Reset | A | Incremental Summer Peak Savings (MW) | Achievable Technical Potential | 0 | 0 | 0 | 0 | 0 | 0 | 0 | 0 | 0 | 0 | 0 | 0 | 0 | 0 | 0 | 0 | 0 | 0 | 0 | 0 | 0 | 0 | 0
F6_Industrial_Petroleum_Existing_Space Heating_Natural Gas_Gas Boiler - Hot Water Reset_A_Achievable Technical Potential | F6 | Industrial | Petroleum | Existing | Space Heating | Natural Gas | Gas Boiler - Hot Water Reset | A | Incremental Winter Peak Savings (MW) | Achievable Technical Potential | 0 | 0 | 0 | 0 | 0 | 0 | 0 | 0 | 0 | 0 | 0 | 0 | 0 | 0 | 0 | 0 | 0 | 0 | 0 | 0 | 0 | 0 | 0
F7_Industrial_Petroleum_Existing_Space Heating_Natural Gas_Gas Boiler - Hot Water Reset_A_Achievable Technical Potential | F7 | Industrial | Petroleum | Existing | Space Heating | Natural Gas | Gas Boiler - Hot Water Reset | A | Cumulative Energy Savings (MWh or mTherms) | Achievable Technical Potential | 0 | 0 | 0.00082712 | 0.0018173 | 0.0029991 | 0.0043367 | 0.0058243 | 0.0075211 | 0.0093356 | 0.01114 | 0.012791 | 0.014162 | 0.01518 | 0.015811 | 0.016136 | 0.016249 | 0.016253 | 0.016207 | 0.016143 | 0.016074 | 0.016003 | 0.015934 | 0
F8_Industrial_Petroleum_Existing_Space Heating_Natural Gas_Gas Boiler - Hot Water Reset_A_Achievable Technical Potential | F8 | Industrial | Petroleum | Existing | Space Heating | Natural Gas | Gas Boiler - Hot Water Reset | A | Cumulative Summer Peak Savings (MW) | Achievable Technical Potential | 0 | 0 | 0 | 0 | 0 | 0 | 0 | 0 | 0 | 0 | 0 | 0 | 0 | 0 | 0 | 0 | 0 | 0 | 0 | 0 | 0 | 0 | 0
F9_Industrial_Petroleum_Existing_Space Heating_Natural Gas_Gas Boiler - Hot Water Reset_A_Achievable Technical Potential | F9 | Industrial | Petroleum | Existing | Space Heating | Natural Gas | Gas Boiler - Hot Water Reset | A | Cumulative Winter Peak Savings (MW) | Achievable Technical Potential | 0 | 0 | 0 | 0 | 0 | 0 | 0 | 0 | 0 | 0 | 0 | 0 | 0 | 0 | 0 | 0 | 0 | 0 | 0 | 0 | 0 | 0 | 0
F10_Industrial_Petroleum_Existing_Space Heating_Natural Gas_Gas Boiler - Hot Water Reset_A_Achievable Technical Potential | F10 | Industrial | Petroleum | Existing | Space Heating | Natural Gas | Gas Boiler - Hot Water Reset | A | Purchases (Incremental) | Achievable Technical Potential | 0 | 0 | 0.0021375 | 0.0025792 | 0.0031018 | 0.0035386 | 0.0039667 | 0.0045576 | 0.0049135 | 0.004933 | 0.0045686 | 0.0038594 | 0.002935 | 0.001909 | 0.0010893 | 0.00051545 | 0.00021432 | 7.6589e-05 | 2.3511e-05 | 5.0359e-06 | 8.1349e-07 | 9.5963e-08 | 0
F11_Industrial_Petroleum_Existing_Space Heating_Natural Gas_Gas Boiler - Hot Water Reset_A_Achievable Technical Potential | F11 | Industrial | Petroleum | Existing | Space Heating | Natural Gas | Gas Boiler - Hot Water Reset | A | Purchases (Cumulative) | Achievable Technical Potential | 0 | 0 | 0.0021375 | 0.0047167 | 0.0078185 | 0.011357 | 0.015324 | 0.019881 | 0.024795 | 0.029728 | 0.034296 | 0.038156 | 0.041091 | 0.043 | 0.044089 | 0.044605 | 0.044819 | 0.044896 | 0.044919 | 0.044924 | 0.044925 | 0.044925 | 0
F1_Industrial_Petroleum_Existing_Process_Natural Gas_Gas Boiler - Hot Water Reset_A_Achievable Technical Potential | F1 | Industrial | Petroleum | Existing | Process | Natural Gas | Gas Boiler - Hot Water Reset | A | Integrated Unit Energy Savings (kWh or therms) | Achievable Technical Potential | 0 | 0 | 975.0471 | 974.1861 | 973.3398 | 972.4937 | 971.6392 | 970.8462 | 970.1711 | 969.5902 | 969.0844 | 968.6383 | 968.2394 | 967.8786 | 967.5474 | 967.2392 | 966.9485 | 966.6702 | 966.4555 | 966.2379 | 966.0173 | 965.7934 | 0
F2_Industrial_Petroleum_Existing_Process_Natural Gas_Gas Boiler - Hot Water Reset_A_Achievable Technical Potential | F2 | Industrial | Petroleum | Existing | Process | Natural Gas | Gas Boiler - Hot Water Reset | A | Integrated Unit Summer Peak Savings (kW) | Achievable Technical Potential | 0 | 0 | 0 | 0 | 0 | 0 | 0 | 0 | 0 | 0 | 0 | 0 | 0 | 0 | 0 | 0 | 0 | 0 | 0 | 0 | 0 | 0 | 0
F3_Industrial_Petroleum_Existing_Process_Natural Gas_Gas Boiler - Hot Water Reset_A_Achievable Technical Potential | F3 | Industrial | Petroleum | Existing | Process | Natural Gas | Gas Boiler - Hot Water Reset | A | Integrated Unit Winter Peak Savings (kW) | Achievable Technical Potential | 0 | 0 | 0 | 0 | 0 | 0 | 0 | 0 | 0 | 0 | 0 | 0 | 0 | 0 | 0 | 0 | 0 | 0 | 0 | 0 | 0 | 0 | 0
F4_Industrial_Petroleum_Existing_Process_Natural Gas_Gas Boiler - Hot Water Reset_A_Achievable Technical Potential | F4 | Industrial | Petroleum | Existing | Process | Natural Gas | Gas Boiler - Hot Water Reset | A | Incremental Energy Savings (MWh or mTherms) | Achievable Technical Potential | 0 | 0 | 0.16551 | 0.19954 | 0.23976 | 0.27328 | 0.30607 | 0.35138 | 0.37856 | 0.37983 | 0.35159 | 0.29687 | 0.22568 | 0.14673 | 0.0837 | 0.039592 | 0.016457 | 0.0058795 | 0.0018044 | 0.00038641 | 6.2406e-05 | 7.36e-06 | 0
F5_Industrial_Petroleum_Existing_Process_Natural Gas_Gas Boiler - Hot Water Reset_A_Achievable Technical Potential | F5 | Industrial | Petroleum | Existing | Process | Natural Gas | Gas Boiler - Hot Water Reset | A | Incremental Summer Peak Savings (MW) | Achievable Technical Potential | 0 | 0 | 0 | 0 | 0 | 0 | 0 | 0 | 0 | 0 | 0 | 0 | 0 | 0 | 0 | 0 | 0 | 0 | 0 | 0 | 0 | 0 | 0
F6_Industrial_Petroleum_Existing_Process_Natural Gas_Gas Boiler - Hot Water Reset_A_Achievable Technical Potential | F6 | Industrial | Petroleum | Existing | Process | Natural Gas | Gas Boiler - Hot Water Reset | A | Incremental Winter Peak Savings (MW) | Achievable Technical Potential | 0 | 0 | 0 | 0 | 0 | 0 | 0 | 0 | 0 | 0 | 0 | 0 | 0 | 0 | 0 | 0 | 0 | 0 | 0 | 0 | 0 | 0 | 0
F7_Industrial_Petroleum_Existing_Process_Natural Gas_Gas Boiler - Hot Water Reset_A_Achievable Technical Potential | F7 | Industrial | Petroleum | Existing | Process | Natural Gas | Gas Boiler - Hot Water Reset | A | Cumulative Energy Savings (MWh or mTherms) | Achievable Technical Potential | 0 | 0 | 0.16551 | 0.3649 | 0.60434 | 0.8771 | 1.1824 | 1.5328 | 1.9103 | 2.289 | 2.6394 | 2.935 | 3.1595 | 3.3051 | 3.3876 | 3.4261 | 3.4416 | 3.4465 | 3.4475 | 3.4471 | 3.4464 | 3.4456 | 0
F8_Industrial_Petroleum_Existing_Process_Natural Gas_Gas Boiler - Hot Water Reset_A_Achievable Technical Potential | F8 | Industrial | Petroleum | Existing | Process | Natural Gas | Gas Boiler - Hot Water Reset | A | Cumulative Summer Peak Savings (MW) | Achievable Technical Potential | 0 | 0 | 0 | 0 | 0 | 0 | 0 | 0 | 0 | 0 | 0 | 0 | 0 | 0 | 0 | 0 | 0 | 0 | 0 | 0 | 0 | 0 | 0
F9_Industrial_Petroleum_Existing_Process_Natural Gas_Gas Boiler - Hot Water Reset_A_Achievable Technical Potential | F9 | Industrial | Petroleum | Existing | Process | Natural Gas | Gas Boiler - Hot Water Reset | A | Cumulative Winter Peak Savings (MW) | Achievable Technical Potential | 0 | 0 | 0 | 0 | 0 | 0 | 0 | 0 | 0 | 0 | 0 | 0 | 0 | 0 | 0 | 0 | 0 | 0 | 0 | 0 | 0 | 0 | 0
F10_Industrial_Petroleum_Existing_Process_Natural Gas_Gas Boiler - Hot Water Reset_A_Achievable Technical Potential | F10 | Industrial | Petroleum | Existing | Process | Natural Gas | Gas Boiler - Hot Water Reset | A | Purchases (Incremental) | Achievable Technical Potential | 0 | 0 | 0.16974 | 0.20483 | 0.24632 | 0.28101 | 0.31501 | 0.36193 | 0.3902 | 0.39174 | 0.3628 | 0.30648 | 0.23308 | 0.1516 | 0.086507 | 0.040933 | 0.017019 | 0.0060822 | 0.001867 | 0.00039991 | 6.4601e-05 | 7.6207e-06 | 0
F11_Industrial_Petroleum_Existing_Process_Natural Gas_Gas Boiler - Hot Water Reset_A_Achievable Technical Potential | F11 | Industrial | Petroleum | Existing | Process | Natural Gas | Gas Boiler - Hot Water Reset | A | Purchases (Cumulative) | Achievable Technical Potential | 0 | 0 | 0.16974 | 0.37457 | 0.62089 | 0.90191 | 1.2169 | 1.5788 | 1.969 | 2.3608 | 2.7236 | 3.0301 | 3.2631 | 3.4147 | 3.5013 | 3.5422 | 3.5592 | 3.5653 | 3.5672 | 3.5676 | 3.5676 | 3.5676 | 0
F1_Industrial_Petroleum_Existing_Space Heating_Natural Gas_Steam Trap Maintenance_A_Achievable Technical Potential | F1 | Industrial | Petroleum | Existing | Space Heating | Natural Gas | Steam Trap Maintenance | A | Integrated Unit Energy Savings (kWh or therms) | Achievable Technical Potential | 0 | 0 | 136.8282 | 136.3669 | 135.8899 | 135.402 | 134.9063 | 134.407 | 133.9074 | 133.4094 | 132.9142 | 132.423 | 131.9401 | 131.4663 | 131.002 | 130.5477 | 130.1035 | 129.6697 | 129.2468 | 128.8323 | 128.4262 | 128.0287 | 0
F2_Industrial_Petroleum_Existing_Space Heating_Natural Gas_Steam Trap Maintenance_A_Achievable Technical Potential | F2 | Industrial | Petroleum | Existing | Space Heating | Natural Gas | Steam Trap Maintenance | A | Integrated Unit Summer Peak Savings (kW) | Achievable Technical Potential | 0 | 0 | 0 | 0 | 0 | 0 | 0 | 0 | 0 | 0 | 0 | 0 | 0 | 0 | 0 | 0 | 0 | 0 | 0 | 0 | 0 | 0 | 0
F3_Industrial_Petroleum_Existing_Space Heating_Natural Gas_Steam Trap Maintenance_A_Achievable Technical Potential | F3 | Industrial | Petroleum | Existing | Space Heating | Natural Gas | Steam Trap Maintenance | A | Integrated Unit Winter Peak Savings (kW) | Achievable Technical Potential | 0 | 0 | 0 | 0 | 0 | 0 | 0 | 0 | 0 | 0 | 0 | 0 | 0 | 0 | 0 | 0 | 0 | 0 | 0 | 0 | 0 | 0 | 0
F4_Industrial_Petroleum_Existing_Space Heating_Natural Gas_Steam Trap Maintenance_A_Achievable Technical Potential | F4 | Industrial | Petroleum | Existing | Space Heating | Natural Gas | Steam Trap Maintenance | A | Incremental Energy Savings (MWh or mTherms) | Achievable Technical Potential | 0 | 0 | 0.00016324 | 0.00015988 | 0.00015658 | 0.00015332 | 0.00015013 | 0.00014699 | 0.00014392 | 0.00014092 | 0.00013797 | 0.00013509 | 0.00013228 | 0.00012953 | 0.00012685 | 0.00012423 | 0.00012167 | 0.00011918 | 0.00011674 | 0.00011436 | 0.00011203 | 0.00010976 | 0
F5_Industrial_Petroleum_Existing_Space Heating_Natural Gas_Steam Trap Maintenance_A_Achievable Technical Potential | F5 | Industrial | Petroleum | Existing | Space Heating | Natural Gas | Steam Trap Maintenance | A | Incremental Summer Peak Savings (MW) | Achievable Technical Potential | 0 | 0 | 0 | 0 | 0 | 0 | 0 | 0 | 0 | 0 | 0 | 0 | 0 | 0 | 0 | 0 | 0 | 0 | 0 | 0 | 0 | 0 | 0
F6_Industrial_Petroleum_Existing_Space Heating_Natural Gas_Steam Trap Maintenance_A_Achievable Technical Potential | F6 | Industrial | Petroleum | Existing | Space Heating | Natural Gas | Steam Trap Maintenance | A | Incremental Winter Peak Savings (MW) | Achievable Technical Potential | 0 | 0 | 0 | 0 | 0 | 0 | 0 | 0 | 0 | 0 | 0 | 0 | 0 | 0 | 0 | 0 | 0 | 0 | 0 | 0 | 0 | 0 | 0
F7_Industrial_Petroleum_Existing_Space Heating_Natural Gas_Steam Trap Maintenance_A_Achievable Technical Potential | F7 | Industrial | Petroleum | Existing | Space Heating | Natural Gas | Steam Trap Maintenance | A | Cumulative Energy Savings (MWh or mTherms) | Achievable Technical Potential | 0 | 0 | 0.00016324 | 0.00032257 | 0.00047802 | 0.00062963 | 0.00077745 | 0.00092157 | 0.0010621 | 0.001199 | 0.0013326 | 0.0014627 | 0.0015897 | 0.0017135 | 0.0018343 | 0.0019522 | 0.0020672 | 0.0021795 | 0.0022891 | 0.0023961 | 0.0025006 | 0.0026026 | 0
F8_Industrial_Petroleum_Existing_Space Heating_Natural Gas_Steam Trap Maintenance_A_Achievable Technical Potential | F8 | Industrial | Petroleum | Existing | Space Heating | Natural Gas | Steam Trap Maintenance | A | Cumulative Summer Peak Savings (MW) | Achievable Technical Potential | 0 | 0 | 0 | 0 | 0 | 0 | 0 | 0 | 0 | 0 | 0 | 0 | 0 | 0 | 0 | 0 | 0 | 0 | 0 | 0 | 0 | 0 | 0
F9_Industrial_Petroleum_Existing_Space Heating_Natural Gas_Steam Trap Maintenance_A_Achievable Technical Potential | F9 | Industrial | Petroleum | Existing | Space Heating | Natural Gas | Steam Trap Maintenance | A | Cumulative Winter Peak Savings (MW) | Achievable Technical Potential | 0 | 0 | 0 | 0 | 0 | 0 | 0 | 0 | 0 | 0 | 0 | 0 | 0 | 0 | 0 | 0 | 0 | 0 | 0 | 0 | 0 | 0 | 0
F10_Industrial_Petroleum_Existing_Space Heating_Natural Gas_Steam Trap Maintenance_A_Achievable Technical Potential | F10 | Industrial | Petroleum | Existing | Space Heating | Natural Gas | Steam Trap Maintenance | A | Purchases (Incremental) | Achievable Technical Potential | 0 | 0 | 0.001193 | 0.0011724 | 0.0011522 | 0.0011324 | 0.0011128 | 0.0010937 | 0.0010748 | 0.0010563 | 0.0010381 | 0.0010202 | 0.0010026 | 0.00098528 | 0.0009683 | 0.0009516 | 0.00093519 | 0.00091907 | 0.00090322 | 0.00088765 | 0.00087235 | 0.00085731 | 0
F11_Industrial_Petroleum_Existing_Space Heating_Natural Gas_Steam Trap Maintenance_A_Achievable Technical Potential | F11 | Industrial | Petroleum | Existing | Space Heating | Natural Gas | Steam Trap Maintenance | A | Purchases (Cumulative) | Achievable Technical Potential | 0 | 0 | 0.001193 | 0.0023655 | 0.0035177 | 0.0046501 | 0.0057629 | 0.0068566 | 0.0079314 | 0.0089876 | 0.010026 | 0.011046 | 0.012048 | 0.013034 | 0.014002 | 0.014954 | 0.015889 | 0.016808 | 0.017711 | 0.018599 | 0.019471 | 0.020328 | 0
F1_Industrial_Petroleum_Existing_Process_Natural Gas_Steam Trap Maintenance_A_Achievable Technical Potential | F1 | Industrial | Petroleum | Existing | Process | Natural Gas | Steam Trap Maintenance | A | Integrated Unit Energy Savings (kWh or therms) | Achievable Technical Potential | 0 | 0 | 689.4567 | 689.3868 | 689.3367 | 689.2961 | 689.2594 | 689.2263 | 689.1967 | 689.1701 | 689.1463 | 689.1248 | 689.1053 | 689.0881 | 689.0726 | 689.0585 | 689.0454 | 689.0325 | 689.0202 | 689.0081 | 688.9962 | 688.9846 | 0
F2_Industrial_Petroleum_Existing_Process_Natural Gas_Steam Trap Maintenance_A_Achievable Technical Potential | F2 | Industrial | Petroleum | Existing | Process | Natural Gas | Steam Trap Maintenance | A | Integrated Unit Summer Peak Savings (kW) | Achievable Technical Potential | 0 | 0 | 0 | 0 | 0 | 0 | 0 | 0 | 0 | 0 | 0 | 0 | 0 | 0 | 0 | 0 | 0 | 0 | 0 | 0 | 0 | 0 | 0
F3_Industrial_Petroleum_Existing_Process_Natural Gas_Steam Trap Maintenance_A_Achievable Technical Potential | F3 | Industrial | Petroleum | Existing | Process | Natural Gas | Steam Trap Maintenance | A | Integrated Unit Winter Peak Savings (kW) | Achievable Technical Potential | 0 | 0 | 0 | 0 | 0 | 0 | 0 | 0 | 0 | 0 | 0 | 0 | 0 | 0 | 0 | 0 | 0 | 0 | 0 | 0 | 0 | 0 | 0
F4_Industrial_Petroleum_Existing_Process_Natural Gas_Steam Trap Maintenance_A_Achievable Technical Potential | F4 | Industrial | Petroleum | Existing | Process | Natural Gas | Steam Trap Maintenance | A | Incremental Energy Savings (MWh or mTherms) | Achievable Technical Potential | 0 | 0 | 0.06532 | 0.064187 | 0.063076 | 0.061985 | 0.060913 | 0.05986 | 0.058825 | 0.057808 | 0.05681 | 0.055829 | 0.054864 | 0.053917 | 0.052986 | 0.052072 | 0.051173 | 0.05029 | 0.049422 | 0.048569 | 0.047731 | 0.046907 | 0
F5_Industrial_Petroleum_Existing_Process_Natural Gas_Steam Trap Maintenance_A_Achievable Technical Potential | F5 | Industrial | Petroleum | Existing | Process | Natural Gas | Steam Trap Maintenance | A | Incremental Summer Peak Savings (MW) | Achievable Technical Potential | 0 | 0 | 0 | 0 | 0 | 0 | 0 | 0 | 0 | 0 | 0 | 0 | 0 | 0 | 0 | 0 | 0 | 0 | 0 | 0 | 0 | 0 | 0
F6_Industrial_Petroleum_Existing_Process_Natural Gas_Steam Trap Maintenance_A_Achievable Technical Potential | F6 | Industrial | Petroleum | Existing | Process | Natural Gas | Steam Trap Maintenance | A | Incremental Winter Peak Savings (MW) | Achievable Technical Potential | 0 | 0 | 0 | 0 | 0 | 0 | 0 | 0 | 0 | 0 | 0 | 0 | 0 | 0 | 0 | 0 | 0 | 0 | 0 | 0 | 0 | 0 | 0
F7_Industrial_Petroleum_Existing_Process_Natural Gas_Steam Trap Maintenance_A_Achievable Technical Potential | F7 | Industrial | Petroleum | Existing | Process | Natural Gas | Steam Trap Maintenance | A | Cumulative Energy Savings (MWh or mTherms) | Achievable Technical Potential | 0 | 0 | 0.06532 | 0.1295 | 0.19257 | 0.25454 | 0.31544 | 0.37528 | 0.43409 | 0.49188 | 0.54868 | 0.60449 | 0.65934 | 0.71324 | 0.76621 | 0.81826 | 0.86942 | 0.91969 | 0.9691 | 1.0177 | 1.0654 | 1.1123 | 0
F8_Industrial_Petroleum_Existing_Process_Natural Gas_Steam Trap Maintenance_A_Achievable Technical Potential | F8 | Industrial | Petroleum | Existing | Process | Natural Gas | Steam Trap Maintenance | A | Cumulative Summer Peak Savings (MW) | Achievable Technical Potential | 0 | 0 | 0 | 0 | 0 | 0 | 0 | 0 | 0 | 0 | 0 | 0 | 0 | 0 | 0 | 0 | 0 | 0 | 0 | 0 | 0 | 0 | 0
F9_Industrial_Petroleum_Existing_Process_Natural Gas_Steam Trap Maintenance_A_Achievable Technical Potential | F9 | Industrial | Petroleum | Existing | Process | Natural Gas | Steam Trap Maintenance | A | Cumulative Winter Peak Savings (MW) | Achievable Technical Potential | 0 | 0 | 0 | 0 | 0 | 0 | 0 | 0 | 0 | 0 | 0 | 0 | 0 | 0 | 0 | 0 | 0 | 0 | 0 | 0 | 0 | 0 | 0
F10_Industrial_Petroleum_Existing_Process_Natural Gas_Steam Trap Maintenance_A_Achievable Technical Potential | F10 | Industrial | Petroleum | Existing | Process | Natural Gas | Steam Trap Maintenance | A | Purchases (Incremental) | Achievable Technical Potential | 0 | 0 | 0.094741 | 0.093107 | 0.091502 | 0.089924 | 0.088374 | 0.08685 | 0.085353 | 0.083881 | 0.082435 | 0.081014 | 0.079617 | 0.078244 | 0.076895 | 0.075569 | 0.074267 | 0.072986 | 0.071728 | 0.070491 | 0.069276 | 0.068081 | 0
F11_Industrial_Petroleum_Existing_Process_Natural Gas_Steam Trap Maintenance_A_Achievable Technical Potential | F11 | Industrial | Petroleum | Existing | Process | Natural Gas | Steam Trap Maintenance | A | Purchases (Cumulative) | Achievable Technical Potential | 0 | 0 | 0.094741 | 0.18785 | 0.27935 | 0.36927 | 0.45765 | 0.5445 | 0.62985 | 0.71373 | 0.79617 | 0.87718 | 0.9568 | 1.035 | 1.1119 | 1.1875 | 1.2618 | 1.3348 | 1.4065 | 1.477 | 1.5463 | 1.6143 | 0
F1_Industrial_Petroleum_Existing_Space Heating_Natural Gas_Gas Boiler - High Turndown_A_Achievable Technical Potential | F1 | Industrial | Petroleum | Existing | Space Heating | Natural Gas | Gas Boiler - High Turndown | A | Integrated Unit Energy Savings (kWh or therms) | Achievable Technical Potential | 0 | 0 | 144.4189 | 142.738 | 140.5614 | 137.833 | 134.5685 | 130.8666 | 126.8923 | 122.8366 | 118.881 | 115.167 | 111.7849 | 108.77 | 106.1169 | 103.7966 | 101.7685 | 99.9829 | 98.3969 | 96.9511 | 95.6854 | 94.4631 | 0
F2_Industrial_Petroleum_Existing_Space Heating_Natural Gas_Gas Boiler - High Turndown_A_Achievable Technical Potential | F2 | Industrial | Petroleum | Existing | Space Heating | Natural Gas | Gas Boiler - High Turndown | A | Integrated Unit Summer Peak Savings (kW) | Achievable Technical Potential | 0 | 0 | 0 | 0 | 0 | 0 | 0 | 0 | 0 | 0 | 0 | 0 | 0 | 0 | 0 | 0 | 0 | 0 | 0 | 0 | 0 | 0 | 0
F3_Industrial_Petroleum_Existing_Space Heating_Natural Gas_Gas Boiler - High Turndown_A_Achievable Technical Potential | F3 | Industrial | Petroleum | Existing | Space Heating | Natural Gas | Gas Boiler - High Turndown | A | Integrated Unit Winter Peak Savings (kW) | Achievable Technical Potential | 0 | 0 | 0 | 0 | 0 | 0 | 0 | 0 | 0 | 0 | 0 | 0 | 0 | 0 | 0 | 0 | 0 | 0 | 0 | 0 | 0 | 0 | 0
F4_Industrial_Petroleum_Existing_Space Heating_Natural Gas_Gas Boiler - High Turndown_A_Achievable Technical Potential | F4 | Industrial | Petroleum | Existing | Space Heating | Natural Gas | Gas Boiler - High Turndown | A | Incremental Energy Savings (MWh or mTherms) | Achievable Technical Potential | 0 | 0 | 0.00047111 | 0.0004576 | 0.00044286 | 0.00042677 | 0.00040948 | 0.00035222 | 0.0002685 | 0.00020435 | 0.00015549 | 0.00011843 | 9.0375e-05 | 6.9137e-05 | 5.303e-05 | 4.0781e-05 | 3.1436e-05 | 2.4281e-05 | 1.6018e-07 | 5.5395e-08 | 1.8317e-08 | 5.7949e-09 | 0
F5_Industrial_Petroleum_Existing_Space Heating_Natural Gas_Gas Boiler - High Turndown_A_Achievable Technical Potential | F5 | Industrial | Petroleum | Existing | Space Heating | Natural Gas | Gas Boiler - High Turndown | A | Incremental Summer Peak Savings (MW) | Achievable Technical Potential | 0 | 0 | 0 | 0 | 0 | 0 | 0 | 0 | 0 | 0 | 0 | 0 | 0 | 0 | 0 | 0 | 0 | 0 | 0 | 0 | 0 | 0 | 0
F6_Industrial_Petroleum_Existing_Space Heating_Natural Gas_Gas Boiler - High Turndown_A_Achievable Technical Potential | F6 | Industrial | Petroleum | Existing | Space Heating | Natural Gas | Gas Boiler - High Turndown | A | Incremental Winter Peak Savings (MW) | Achievable Technical Potential | 0 | 0 | 0 | 0 | 0 | 0 | 0 | 0 | 0 | 0 | 0 | 0 | 0 | 0 | 0 | 0 | 0 | 0 | 0 | 0 | 0 | 0 | 0
F7_Industrial_Petroleum_Existing_Space Heating_Natural Gas_Gas Boiler - High Turndown_A_Achievable Technical Potential | F7 | Industrial | Petroleum | Existing | Space Heating | Natural Gas | Gas Boiler - High Turndown | A | Cumulative Energy Savings (MWh or mTherms) | Achievable Technical Potential | 0 | 0 | 0.00047111 | 0.00092323 | 0.001352 | 0.0017525 | 0.0021205 | 0.0024144 | 0.0026096 | 0.0027305 | 0.0027981 | 0.0028291 | 0.0028364 | 0.002829 | 0.0028131 | 0.0027923 | 0.0027692 | 0.0027449 | 0.0027015 | 0.0026619 | 0.0026271 | 0.0025936 | 0
F8_Industrial_Petroleum_Existing_Space Heating_Natural Gas_Gas Boiler - High Turndown_A_Achievable Technical Potential | F8 | Industrial | Petroleum | Existing | Space Heating | Natural Gas | Gas Boiler - High Turndown | A | Cumulative Summer Peak Savings (MW) | Achievable Technical Potential | 0 | 0 | 0 | 0 | 0 | 0 | 0 | 0 | 0 | 0 | 0 | 0 | 0 | 0 | 0 | 0 | 0 | 0 | 0 | 0 | 0 | 0 | 0
F9_Industrial_Petroleum_Existing_Space Heating_Natural Gas_Gas Boiler - High Turndown_A_Achievable Technical Potential | F9 | Industrial | Petroleum | Existing | Space Heating | Natural Gas | Gas Boiler - High Turndown | A | Cumulative Winter Peak Savings (MW) | Achievable Technical Potential | 0 | 0 | 0 | 0 | 0 | 0 | 0 | 0 | 0 | 0 | 0 | 0 | 0 | 0 | 0 | 0 | 0 | 0 | 0 | 0 | 0 | 0 | 0
F10_Industrial_Petroleum_Existing_Space Heating_Natural Gas_Gas Boiler - High Turndown_A_Achievable Technical Potential | F10 | Industrial | Petroleum | Existing | Space Heating | Natural Gas | Gas Boiler - High Turndown | A | Purchases (Incremental) | Achievable Technical Potential | 0 | 0 | 0.0032621 | 0.0032059 | 0.0031506 | 0.0030963 | 0.0030429 | 0.0026914 | 0.002116 | 0.0016636 | 0.0013079 | 0.0010283 | 0.00080847 | 0.00063562 | 0.00049973 | 0.00039289 | 0.00030889 | 0.00024286 | 1.6279e-06 | 5.7137e-07 | 1.9143e-07 | 6.1345e-08 | 0
F11_Industrial_Petroleum_Existing_Space Heating_Natural Gas_Gas Boiler - High Turndown_A_Achievable Technical Potential | F11 | Industrial | Petroleum | Existing | Space Heating | Natural Gas | Gas Boiler - High Turndown | A | Purchases (Cumulative) | Achievable Technical Potential | 0 | 0 | 0.0032621 | 0.006468 | 0.0096187 | 0.012715 | 0.015758 | 0.018449 | 0.020565 | 0.022229 | 0.023537 | 0.024565 | 0.025374 | 0.026009 | 0.026509 | 0.026902 | 0.027211 | 0.027454 | 0.027455 | 0.027456 | 0.027456 | 0.027456 | 0
F1_Industrial_Petroleum_Existing_Process_Natural Gas_Gas Boiler - High Turndown_A_Achievable Technical Potential | F1 | Industrial | Petroleum | Existing | Process | Natural Gas | Gas Boiler - High Turndown | A | Integrated Unit Energy Savings (kWh or therms) | Achievable Technical Potential | 0 | 0 | 729.9149 | 727.8582 | 725.7675 | 723.6342 | 721.4512 | 719.288 | 717.2167 | 715.2248 | 713.3088 | 711.4682 | 709.701 | 708.0035 | 706.3578 | 704.7454 | 703.1473 | 701.5498 | 700.0039 | 698.435 | 696.8418 | 695.2237 | 0
F2_Industrial_Petroleum_Existing_Process_Natural Gas_Gas Boiler - High Turndown_A_Achievable Technical Potential | F2 | Industrial | Petroleum | Existing | Process | Natural Gas | Gas Boiler - High Turndown | A | Integrated Unit Summer Peak Savings (kW) | Achievable Technical Potential | 0 | 0 | 0 | 0 | 0 | 0 | 0 | 0 | 0 | 0 | 0 | 0 | 0 | 0 | 0 | 0 | 0 | 0 | 0 | 0 | 0 | 0 | 0
F3_Industrial_Petroleum_Existing_Process_Natural Gas_Gas Boiler - High Turndown_A_Achievable Technical Potential | F3 | Industrial | Petroleum | Existing | Process | Natural Gas | Gas Boiler - High Turndown | A | Integrated Unit Winter Peak Savings (kW) | Achievable Technical Potential | 0 | 0 | 0 | 0 | 0 | 0 | 0 | 0 | 0 | 0 | 0 | 0 | 0 | 0 | 0 | 0 | 0 | 0 | 0 | 0 | 0 | 0 | 0
F4_Industrial_Petroleum_Existing_Process_Natural Gas_Gas Boiler - High Turndown_A_Achievable Technical Potential | F4 | Industrial | Petroleum | Existing | Process | Natural Gas | Gas Boiler - High Turndown | A | Incremental Energy Savings (MWh or mTherms) | Achievable Technical Potential | 0 | 0 | 0.18909 | 0.18531 | 0.18159 | 0.17793 | 0.17434 | 0.15374 | 0.12052 | 0.09449 | 0.07409 | 0.0581 | 0.045565 | 0.035738 | 0.028032 | 0.021989 | 0.017248 | 0.01353 | 9.0494e-05 | 3.1691e-05 | 1.0593e-05 | 3.3869e-06 | 0
F5_Industrial_Petroleum_Existing_Process_Natural Gas_Gas Boiler - High Turndown_A_Achievable Technical Potential | F5 | Industrial | Petroleum | Existing | Process | Natural Gas | Gas Boiler - High Turndown | A | Incremental Summer Peak Savings (MW) | Achievable Technical Potential | 0 | 0 | 0 | 0 | 0 | 0 | 0 | 0 | 0 | 0 | 0 | 0 | 0 | 0 | 0 | 0 | 0 | 0 | 0 | 0 | 0 | 0 | 0
F6_Industrial_Petroleum_Existing_Process_Natural Gas_Gas Boiler - High Turndown_A_Achievable Technical Potential | F6 | Industrial | Petroleum | Existing | Process | Natural Gas | Gas Boiler - High Turndown | A | Incremental Winter Peak Savings (MW) | Achievable Technical Potential | 0 | 0 | 0 | 0 | 0 | 0 | 0 | 0 | 0 | 0 | 0 | 0 | 0 | 0 | 0 | 0 | 0 | 0 | 0 | 0 | 0 | 0 | 0
F7_Industrial_Petroleum_Existing_Process_Natural Gas_Gas Boiler - High Turndown_A_Achievable Technical Potential | F7 | Industrial | Petroleum | Existing | Process | Natural Gas | Gas Boiler - High Turndown | A | Cumulative Energy Savings (MWh or mTherms) | Achievable Technical Potential | 0 | 0 | 0.18909 | 0.37386 | 0.55437 | 0.73068 | 0.90281 | 1.0538 | 1.1713 | 1.2626 | 1.3333 | 1.3879 | 1.43 | 1.4624 | 1.487 | 1.5056 | 1.5194 | 1.5295 | 1.5262 | 1.5228 | 1.5194 | 1.5158 | 0
F8_Industrial_Petroleum_Existing_Process_Natural Gas_Gas Boiler - High Turndown_A_Achievable Technical Potential | F8 | Industrial | Petroleum | Existing | Process | Natural Gas | Gas Boiler - High Turndown | A | Cumulative Summer Peak Savings (MW) | Achievable Technical Potential | 0 | 0 | 0 | 0 | 0 | 0 | 0 | 0 | 0 | 0 | 0 | 0 | 0 | 0 | 0 | 0 | 0 | 0 | 0 | 0 | 0 | 0 | 0
F9_Industrial_Petroleum_Existing_Process_Natural Gas_Gas Boiler - High Turndown_A_Achievable Technical Potential | F9 | Industrial | Petroleum | Existing | Process | Natural Gas | Gas Boiler - High Turndown | A | Cumulative Winter Peak Savings (MW) | Achievable Technical Potential | 0 | 0 | 0 | 0 | 0 | 0 | 0 | 0 | 0 | 0 | 0 | 0 | 0 | 0 | 0 | 0 | 0 | 0 | 0 | 0 | 0 | 0 | 0
F10_Industrial_Petroleum_Existing_Process_Natural Gas_Gas Boiler - High Turndown_A_Achievable Technical Potential | F10 | Industrial | Petroleum | Existing | Process | Natural Gas | Gas Boiler - High Turndown | A | Purchases (Incremental) | Achievable Technical Potential | 0 | 0 | 0.25906 | 0.25459 | 0.2502 | 0.24589 | 0.24165 | 0.21373 | 0.16804 | 0.13211 | 0.10387 | 0.081662 | 0.064203 | 0.050477 | 0.039685 | 0.031201 | 0.02453 | 0.019286 | 0.00012928 | 4.5374e-05 | 1.5202e-05 | 4.8716e-06 | 0
F11_Industrial_Petroleum_Existing_Process_Natural Gas_Gas Boiler - High Turndown_A_Achievable Technical Potential | F11 | Industrial | Petroleum | Existing | Process | Natural Gas | Gas Boiler - High Turndown | A | Purchases (Cumulative) | Achievable Technical Potential | 0 | 0 | 0.25906 | 0.51365 | 0.76385 | 1.0097 | 1.2514 | 1.4651 | 1.6331 | 1.7653 | 1.8691 | 1.9508 | 2.015 | 2.0655 | 2.1052 | 2.1364 | 2.1609 | 2.1802 | 2.1803 | 2.1803 | 2.1804 | 2.1804 | 0
F1_Industrial_Petroleum_Existing_Space Heating_Natural Gas_Gas Boiler - Burner Control Optimization_A_Achievable Technical Potential | F1 | Industrial | Petroleum | Existing | Space Heating | Natural Gas | Gas Boiler - Burner Control Optimization | A | Integrated Unit Energy Savings (kWh or therms) | Achievable Technical Potential | 0 | 0 | 41.8744 | 41.3799 | 40.7417 | 39.9438 | 38.9906 | 37.9113 | 36.7539 | 35.5737 | 34.423 | 33.3429 | 32.3592 | 31.4823 | 30.7103 | 30.0348 | 29.4441 | 28.9236 | 28.4613 | 28.0395 | 27.6699 | 27.3128 | 0
F2_Industrial_Petroleum_Existing_Space Heating_Natural Gas_Gas Boiler - Burner Control Optimization_A_Achievable Technical Potential | F2 | Industrial | Petroleum | Existing | Space Heating | Natural Gas | Gas Boiler - Burner Control Optimization | A | Integrated Unit Summer Peak Savings (kW) | Achievable Technical Potential | 0 | 0 | 0 | 0 | 0 | 0 | 0 | 0 | 0 | 0 | 0 | 0 | 0 | 0 | 0 | 0 | 0 | 0 | 0 | 0 | 0 | 0 | 0
F3_Industrial_Petroleum_Existing_Space Heating_Natural Gas_Gas Boiler - Burner Control Optimization_A_Achievable Technical Potential | F3 | Industrial | Petroleum | Existing | Space Heating | Natural Gas | Gas Boiler - Burner Control Optimization | A | Integrated Unit Winter Peak Savings (kW) | Achievable Technical Potential | 0 | 0 | 0 | 0 | 0 | 0 | 0 | 0 | 0 | 0 | 0 | 0 | 0 | 0 | 0 | 0 | 0 | 0 | 0 | 0 | 0 | 0 | 0
F4_Industrial_Petroleum_Existing_Space Heating_Natural Gas_Gas Boiler - Burner Control Optimization_A_Achievable Technical Potential | F4 | Industrial | Petroleum | Existing | Space Heating | Natural Gas | Gas Boiler - Burner Control Optimization | A | Incremental Energy Savings (MWh or mTherms) | Achievable Technical Potential | 0 | 0 | 3.6848e-05 | 5.6251e-05 | 0.00010886 | 0.00018355 | 0.0002739 | 0.00036642 | 0.00044432 | 0.00049308 | 0.00050498 | 0.0004807 | 0.00042791 | 0.00035799 | 0.00028263 | 0.00021128 | 0.00014999 | 0.00010136 | 6.5345e-05 | 4.026e-05 | 2.3766e-05 | 1.561e-05 | 0
F5_Industrial_Petroleum_Existing_Space Heating_Natural Gas_Gas Boiler - Burner Control Optimization_A_Achievable Technical Potential | F5 | Industrial | Petroleum | Existing | Space Heating | Natural Gas | Gas Boiler - Burner Control Optimization | A | Incremental Summer Peak Savings (MW) | Achievable Technical Potential | 0 | 0 | 0 | 0 | 0 | 0 | 0 | 0 | 0 | 0 | 0 | 0 | 0 | 0 | 0 | 0 | 0 | 0 | 0 | 0 | 0 | 0 | 0
F6_Industrial_Petroleum_Existing_Space Heating_Natural Gas_Gas Boiler - Burner Control Optimization_A_Achievable Technical Potential | F6 | Industrial | Petroleum | Existing | Space Heating | Natural Gas | Gas Boiler - Burner Control Optimization | A | Incremental Winter Peak Savings (MW) | Achievable Technical Potential | 0 | 0 | 0 | 0 | 0 | 0 | 0 | 0 | 0 | 0 | 0 | 0 | 0 | 0 | 0 | 0 | 0 | 0 | 0 | 0 | 0 | 0 | 0
F7_Industrial_Petroleum_Existing_Space Heating_Natural Gas_Gas Boiler - Burner Control Optimization_A_Achievable Technical Potential | F7 | Industrial | Petroleum | Existing | Space Heating | Natural Gas | Gas Boiler - Burner Control Optimization | A | Cumulative Energy Savings (MWh or mTherms) | Achievable Technical Potential | 0 | 0 | 3.6848e-05 | 9.2665e-05 | 0.00020009 | 0.00037972 | 0.00064457 | 0.00099315 | 0.0014072 | 0.001855 | 0.0023 | 0.0027085 | 0.0030565 | 0.0033317 | 0.0035326 | 0.0036662 | 0.0037441 | 0.0037793 | 0.0037842 | 0.0037684 | 0.0037425 | 0.0037098 | 0
F8_Industrial_Petroleum_Existing_Space Heating_Natural Gas_Gas Boiler - Burner Control Optimization_A_Achievable Technical Potential | F8 | Industrial | Petroleum | Existing | Space Heating | Natural Gas | Gas Boiler - Burner Control Optimization | A | Cumulative Summer Peak Savings (MW) | Achievable Technical Potential | 0 | 0 | 0 | 0 | 0 | 0 | 0 | 0 | 0 | 0 | 0 | 0 | 0 | 0 | 0 | 0 | 0 | 0 | 0 | 0 | 0 | 0 | 0
F9_Industrial_Petroleum_Existing_Space Heating_Natural Gas_Gas Boiler - Burner Control Optimization_A_Achievable Technical Potential | F9 | Industrial | Petroleum | Existing | Space Heating | Natural Gas | Gas Boiler - Burner Control Optimization | A | Cumulative Winter Peak Savings (MW) | Achievable Technical Potential | 0 | 0 | 0 | 0 | 0 | 0 | 0 | 0 | 0 | 0 | 0 | 0 | 0 | 0 | 0 | 0 | 0 | 0 | 0 | 0 | 0 | 0 | 0
F10_Industrial_Petroleum_Existing_Space Heating_Natural Gas_Gas Boiler - Burner Control Optimization_A_Achievable Technical Potential | F10 | Industrial | Petroleum | Existing | Space Heating | Natural Gas | Gas Boiler - Burner Control Optimization | A | Purchases (Incremental) | Achievable Technical Potential | 0 | 0 | 0.00087998 | 0.0013594 | 0.0026719 | 0.0045952 | 0.0070249 | 0.0096653 | 0.012089 | 0.013861 | 0.01467 | 0.014417 | 0.013224 | 0.011371 | 0.0092031 | 0.0070345 | 0.005094 | 0.0035043 | 0.0022959 | 0.0014358 | 0.00085893 | 0.00057154 | 0
F11_Industrial_Petroleum_Existing_Space Heating_Natural Gas_Gas Boiler - Burner Control Optimization_A_Achievable Technical Potential | F11 | Industrial | Petroleum | Existing | Space Heating | Natural Gas | Gas Boiler - Burner Control Optimization | A | Purchases (Cumulative) | Achievable Technical Potential | 0 | 0 | 0.00087998 | 0.0022394 | 0.0049113 | 0.0095065 | 0.016531 | 0.026197 | 0.038286 | 0.052147 | 0.066816 | 0.081233 | 0.094457 | 0.10583 | 0.11503 | 0.12207 | 0.12716 | 0.13066 | 0.13296 | 0.1344 | 0.13525 | 0.13583 | 0
F1_Industrial_Petroleum_Existing_Process_Natural Gas_Gas Boiler - Burner Control Optimization_A_Achievable Technical Potential | F1 | Industrial | Petroleum | Existing | Process | Natural Gas | Gas Boiler - Burner Control Optimization | A | Integrated Unit Energy Savings (kWh or therms) | Achievable Technical Potential | 0 | 0 | 211.6451 | 211.0181 | 210.3809 | 209.731 | 209.0663 | 208.4099 | 207.7852 | 207.1874 | 206.6148 | 206.0665 | 205.5415 | 205.0382 | 204.5511 | 204.0747 | 203.6031 | 203.1323 | 202.6791 | 202.2192 | 201.7522 | 201.2779 | 0
F2_Industrial_Petroleum_Existing_Process_Natural Gas_Gas Boiler - Burner Control Optimization_A_Achievable Technical Potential | F2 | Industrial | Petroleum | Existing | Process | Natural Gas | Gas Boiler - Burner Control Optimization | A | Integrated Unit Summer Peak Savings (kW) | Achievable Technical Potential | 0 | 0 | 0 | 0 | 0 | 0 | 0 | 0 | 0 | 0 | 0 | 0 | 0 | 0 | 0 | 0 | 0 | 0 | 0 | 0 | 0 | 0 | 0
F3_Industrial_Petroleum_Existing_Process_Natural Gas_Gas Boiler - Burner Control Optimization_A_Achievable Technical Potential | F3 | Industrial | Petroleum | Existing | Process | Natural Gas | Gas Boiler - Burner Control Optimization | A | Integrated Unit Winter Peak Savings (kW) | Achievable Technical Potential | 0 | 0 | 0 | 0 | 0 | 0 | 0 | 0 | 0 | 0 | 0 | 0 | 0 | 0 | 0 | 0 | 0 | 0 | 0 | 0 | 0 | 0 | 0
F4_Industrial_Petroleum_Existing_Process_Natural Gas_Gas Boiler - Burner Control Optimization_A_Achievable Technical Potential | F4 | Industrial | Petroleum | Existing | Process | Natural Gas | Gas Boiler - Burner Control Optimization | A | Incremental Energy Savings (MWh or mTherms) | Achievable Technical Potential | 0 | 0 | 0.01479 | 0.02278 | 0.044639 | 0.076535 | 0.11663 | 0.15996 | 0.19948 | 0.22806 | 0.2407 | 0.23592 | 0.21585 | 0.18515 | 0.14949 | 0.114 | 0.082363 | 0.056529 | 0.036954 | 0.023058 | 0.013761 | 0.0091355 | 0
F5_Industrial_Petroleum_Existing_Process_Natural Gas_Gas Boiler - Burner Control Optimization_A_Achievable Technical Potential | F5 | Industrial | Petroleum | Existing | Process | Natural Gas | Gas Boiler - Burner Control Optimization | A | Incremental Summer Peak Savings (MW) | Achievable Technical Potential | 0 | 0 | 0 | 0 | 0 | 0 | 0 | 0 | 0 | 0 | 0 | 0 | 0 | 0 | 0 | 0 | 0 | 0 | 0 | 0 | 0 | 0 | 0
F6_Industrial_Petroleum_Existing_Process_Natural Gas_Gas Boiler - Burner Control Optimization_A_Achievable Technical Potential | F6 | Industrial | Petroleum | Existing | Process | Natural Gas | Gas Boiler - Burner Control Optimization | A | Incremental Winter Peak Savings (MW) | Achievable Technical Potential | 0 | 0 | 0 | 0 | 0 | 0 | 0 | 0 | 0 | 0 | 0 | 0 | 0 | 0 | 0 | 0 | 0 | 0 | 0 | 0 | 0 | 0 | 0
F7_Industrial_Petroleum_Existing_Process_Natural Gas_Gas Boiler - Burner Control Optimization_A_Achievable Technical Potential | F7 | Industrial | Petroleum | Existing | Process | Natural Gas | Gas Boiler - Burner Control Optimization | A | Cumulative Energy Savings (MWh or mTherms) | Achievable Technical Potential | 0 | 0 | 0.01479 | 0.037526 | 0.082052 | 0.15833 | 0.27446 | 0.43357 | 0.63175 | 0.85799 | 1.0963 | 1.3293 | 1.5418 | 1.7232 | 1.8686 | 1.9782 | 2.056 | 2.1078 | 2.14 | 2.1582 | 2.167 | 2.1711 | 0
F8_Industrial_Petroleum_Existing_Process_Natural Gas_Gas Boiler - Burner Control Optimization_A_Achievable Technical Potential | F8 | Industrial | Petroleum | Existing | Process | Natural Gas | Gas Boiler - Burner Control Optimization | A | Cumulative Summer Peak Savings (MW) | Achievable Technical Potential | 0 | 0 | 0 | 0 | 0 | 0 | 0 | 0 | 0 | 0 | 0 | 0 | 0 | 0 | 0 | 0 | 0 | 0 | 0 | 0 | 0 | 0 | 0
F9_Industrial_Petroleum_Existing_Process_Natural Gas_Gas Boiler - Burner Control Optimization_A_Achievable Technical Potential | F9 | Industrial | Petroleum | Existing | Process | Natural Gas | Gas Boiler - Burner Control Optimization | A | Cumulative Winter Peak Savings (MW) | Achievable Technical Potential | 0 | 0 | 0 | 0 | 0 | 0 | 0 | 0 | 0 | 0 | 0 | 0 | 0 | 0 | 0 | 0 | 0 | 0 | 0 | 0 | 0 | 0 | 0
F10_Industrial_Petroleum_Existing_Process_Natural Gas_Gas Boiler - Burner Control Optimization_A_Achievable Technical Potential | F10 | Industrial | Petroleum | Existing | Process | Natural Gas | Gas Boiler - Burner Control Optimization | A | Purchases (Incremental) | Achievable Technical Potential | 0 | 0 | 0.069881 | 0.10795 | 0.21218 | 0.36492 | 0.55787 | 0.76755 | 0.96003 | 1.1007 | 1.165 | 1.1449 | 1.0501 | 0.90302 | 0.73084 | 0.55863 | 0.40453 | 0.27829 | 0.18233 | 0.11402 | 0.06821 | 0.045388 | 0
F11_Industrial_Petroleum_Existing_Process_Natural Gas_Gas Boiler - Burner Control Optimization_A_Achievable Technical Potential | F11 | Industrial | Petroleum | Existing | Process | Natural Gas | Gas Boiler - Burner Control Optimization | A | Purchases (Cumulative) | Achievable Technical Potential | 0 | 0 | 0.069881 | 0.17783 | 0.39002 | 0.75494 | 1.3128 | 2.0804 | 3.0404 | 4.1411 | 5.3061 | 6.451 | 7.5011 | 8.4041 | 9.1349 | 9.6936 | 10.0981 | 10.3764 | 10.5587 | 10.6727 | 10.741 | 10.7863 | 0
F1_Industrial_Petroleum_Existing_Space Heating_Natural Gas_HVAC - Demand Controlled Ventilation_A_Achievable Technical Potential | F1 | Industrial | Petroleum | Existing | Space Heating | Natural Gas | HVAC - Demand Controlled Ventilation | A | Integrated Unit Energy Savings (kWh or therms) | Achievable Technical Potential | 0 | 0 | 0.07658 | 0.076088 | 0.075585 | 0.075076 | 0.074566 | 0.07406 | 0.073562 | 0.073076 | 0.072604 | 0.072149 | 0.071713 | 0.071294 | 0.070891 | 0.070503 | 0.07013 | 0.06977 | 0.069422 | 0.069084 | 0.068757 | 0.068437 | 0
F2_Industrial_Petroleum_Existing_Space Heating_Natural Gas_HVAC - Demand Controlled Ventilation_A_Achievable Technical Potential | F2 | Industrial | Petroleum | Existing | Space Heating | Natural Gas | HVAC - Demand Controlled Ventilation | A | Integrated Unit Summer Peak Savings (kW) | Achievable Technical Potential | 0 | 0 | 0 | 0 | 0 | 0 | 0 | 0 | 0 | 0 | 0 | 0 | 0 | 0 | 0 | 0 | 0 | 0 | 0 | 0 | 0 | 0 | 0
F3_Industrial_Petroleum_Existing_Space Heating_Natural Gas_HVAC - Demand Controlled Ventilation_A_Achievable Technical Potential | F3 | Industrial | Petroleum | Existing | Space Heating | Natural Gas | HVAC - Demand Controlled Ventilation | A | Integrated Unit Winter Peak Savings (kW) | Achievable Technical Potential | 0 | 0 | 0 | 0 | 0 | 0 | 0 | 0 | 0 | 0 | 0 | 0 | 0 | 0 | 0 | 0 | 0 | 0 | 0 | 0 | 0 | 0 | 0
F4_Industrial_Petroleum_Existing_Space Heating_Natural Gas_HVAC - Demand Controlled Ventilation_A_Achievable Technical Potential | F4 | Industrial | Petroleum | Existing | Space Heating | Natural Gas | HVAC - Demand Controlled Ventilation | A | Incremental Energy Savings (MWh or mTherms) | Achievable Technical Potential | 0 | 0 | 0.004762 | 0.0046499 | 0.0045395 | 0.0044312 | 0.0043252 | 0.0042218 | 0.0041211 | 0.0040233 | 0.0039284 | 0.0038365 | 0.0037475 | 0.0036614 | 0.0035779 | 0.003497 | 0.0034185 | 0.0033423 | 0.0032683 | 0.0031964 | 0.0031263 | 0.0030582 | 0
F5_Industrial_Petroleum_Existing_Space Heating_Natural Gas_HVAC - Demand Controlled Ventilation_A_Achievable Technical Potential | F5 | Industrial | Petroleum | Existing | Space Heating | Natural Gas | HVAC - Demand Controlled Ventilation | A | Incremental Summer Peak Savings (MW) | Achievable Technical Potential | 0 | 0 | 0 | 0 | 0 | 0 | 0 | 0 | 0 | 0 | 0 | 0 | 0 | 0 | 0 | 0 | 0 | 0 | 0 | 0 | 0 | 0 | 0
F6_Industrial_Petroleum_Existing_Space Heating_Natural Gas_HVAC - Demand Controlled Ventilation_A_Achievable Technical Potential | F6 | Industrial | Petroleum | Existing | Space Heating | Natural Gas | HVAC - Demand Controlled Ventilation | A | Incremental Winter Peak Savings (MW) | Achievable Technical Potential | 0 | 0 | 0 | 0 | 0 | 0 | 0 | 0 | 0 | 0 | 0 | 0 | 0 | 0 | 0 | 0 | 0 | 0 | 0 | 0 | 0 | 0 | 0
F7_Industrial_Petroleum_Existing_Space Heating_Natural Gas_HVAC - Demand Controlled Ventilation_A_Achievable Technical Potential | F7 | Industrial | Petroleum | Existing | Space Heating | Natural Gas | HVAC - Demand Controlled Ventilation | A | Cumulative Energy Savings (MWh or mTherms) | Achievable Technical Potential | 0 | 0 | 0.004762 | 0.0093813 | 0.013859 | 0.018197 | 0.022398 | 0.026468 | 0.030411 | 0.034233 | 0.037941 | 0.04154 | 0.045036 | 0.048434 | 0.051739 | 0.054953 | 0.05808 | 0.061124 | 0.064088 | 0.066972 | 0.069781 | 0.072515 | 0
F8_Industrial_Petroleum_Existing_Space Heating_Natural Gas_HVAC - Demand Controlled Ventilation_A_Achievable Technical Potential | F8 | Industrial | Petroleum | Existing | Space Heating | Natural Gas | HVAC - Demand Controlled Ventilation | A | Cumulative Summer Peak Savings (MW) | Achievable Technical Potential | 0 | 0 | 0 | 0 | 0 | 0 | 0 | 0 | 0 | 0 | 0 | 0 | 0 | 0 | 0 | 0 | 0 | 0 | 0 | 0 | 0 | 0 | 0
F9_Industrial_Petroleum_Existing_Space Heating_Natural Gas_HVAC - Demand Controlled Ventilation_A_Achievable Technical Potential | F9 | Industrial | Petroleum | Existing | Space Heating | Natural Gas | HVAC - Demand Controlled Ventilation | A | Cumulative Winter Peak Savings (MW) | Achievable Technical Potential | 0 | 0 | 0 | 0 | 0 | 0 | 0 | 0 | 0 | 0 | 0 | 0 | 0 | 0 | 0 | 0 | 0 | 0 | 0 | 0 | 0 | 0 | 0
F10_Industrial_Petroleum_Existing_Space Heating_Natural Gas_HVAC - Demand Controlled Ventilation_A_Achievable Technical Potential | F10 | Industrial | Petroleum | Existing | Space Heating | Natural Gas | HVAC - Demand Controlled Ventilation | A | Purchases (Incremental) | Achievable Technical Potential | 0 | 0 | 62.1839 | 61.1118 | 60.0581 | 59.0226 | 58.005 | 57.0049 | 56.0221 | 55.0562 | 54.1069 | 53.174 | 52.2573 | 51.3563 | 50.4708 | 49.6006 | 48.7454 | 47.905 | 47.0791 | 46.2673 | 45.4696 | 44.6857 | 0
F11_Industrial_Petroleum_Existing_Space Heating_Natural Gas_HVAC - Demand Controlled Ventilation_A_Achievable Technical Potential | F11 | Industrial | Petroleum | Existing | Space Heating | Natural Gas | HVAC - Demand Controlled Ventilation | A | Purchases (Cumulative) | Achievable Technical Potential | 0 | 0 | 62.1839 | 123.2957 | 183.3538 | 242.3764 | 300.3814 | 357.3863 | 413.4084 | 468.4645 | 522.5715 | 575.7455 | 628.0028 | 679.359 | 729.8298 | 779.4305 | 828.1759 | 876.0809 | 923.16 | 969.4273 | 1014.897 | 1059.5826 | 0
F1_Industrial_Petroleum_Existing_Space Heating_Natural Gas_Gas Boiler - Stack Economizer_A_Achievable Technical Potential | F1 | Industrial | Petroleum | Existing | Space Heating | Natural Gas | Gas Boiler - Stack Economizer | A | Integrated Unit Energy Savings (kWh or therms) | Achievable Technical Potential | 0 | 0 | 105.7761 | 105.149 | 104.4818 | 103.7694 | 103.004 | 102.1767 | 101.282 | 100.3171 | 99.284 | 98.1909 | 97.0557 | 95.9012 | 94.7535 | 93.6411 | 92.5895 | 91.6116 | 90.7156 | 89.8991 | 89.1475 | 88.4367 | 0
F2_Industrial_Petroleum_Existing_Space Heating_Natural Gas_Gas Boiler - Stack Economizer_A_Achievable Technical Potential | F2 | Industrial | Petroleum | Existing | Space Heating | Natural Gas | Gas Boiler - Stack Economizer | A | Integrated Unit Summer Peak Savings (kW) | Achievable Technical Potential | 0 | 0 | 0 | 0 | 0 | 0 | 0 | 0 | 0 | 0 | 0 | 0 | 0 | 0 | 0 | 0 | 0 | 0 | 0 | 0 | 0 | 0 | 0
F3_Industrial_Petroleum_Existing_Space Heating_Natural Gas_Gas Boiler - Stack Economizer_A_Achievable Technical Potential | F3 | Industrial | Petroleum | Existing | Space Heating | Natural Gas | Gas Boiler - Stack Economizer | A | Integrated Unit Winter Peak Savings (kW) | Achievable Technical Potential | 0 | 0 | 0 | 0 | 0 | 0 | 0 | 0 | 0 | 0 | 0 | 0 | 0 | 0 | 0 | 0 | 0 | 0 | 0 | 0 | 0 | 0 | 0
F4_Industrial_Petroleum_Existing_Space Heating_Natural Gas_Gas Boiler - Stack Economizer_A_Achievable Technical Potential | F4 | Industrial | Petroleum | Existing | Space Heating | Natural Gas | Gas Boiler - Stack Economizer | A | Incremental Energy Savings (MWh or mTherms) | Achievable Technical Potential | 0 | 0 | 0.00092015 | 0.00089892 | 0.00087782 | 0.0008568 | 0.00083582 | 0.00073333 | 0.0005715 | 0.00044504 | 0.00034629 | 0.00026926 | 0.00020924 | 0.00016255 | 0.00012627 | 9.8109e-05 | 7.6268e-05 | 5.9329e-05 | 3.938e-07 | 1.3697e-07 | 4.5507e-08 | 1.4467e-08 | 0
F5_Industrial_Petroleum_Existing_Space Heating_Natural Gas_Gas Boiler - Stack Economizer_A_Achievable Technical Potential | F5 | Industrial | Petroleum | Existing | Space Heating | Natural Gas | Gas Boiler - Stack Economizer | A | Incremental Summer Peak Savings (MW) | Achievable Technical Potential | 0 | 0 | 0 | 0 | 0 | 0 | 0 | 0 | 0 | 0 | 0 | 0 | 0 | 0 | 0 | 0 | 0 | 0 | 0 | 0 | 0 | 0 | 0
F6_Industrial_Petroleum_Existing_Space Heating_Natural Gas_Gas Boiler - Stack Economizer_A_Achievable Technical Potential | F6 | Industrial | Petroleum | Existing | Space Heating | Natural Gas | Gas Boiler - Stack Economizer | A | Incremental Winter Peak Savings (MW) | Achievable Technical Potential | 0 | 0 | 0 | 0 | 0 | 0 | 0 | 0 | 0 | 0 | 0 | 0 | 0 | 0 | 0 | 0 | 0 | 0 | 0 | 0 | 0 | 0 | 0
F7_Industrial_Petroleum_Existing_Space Heating_Natural Gas_Gas Boiler - Stack Economizer_A_Achievable Technical Potential | F7 | Industrial | Petroleum | Existing | Space Heating | Natural Gas | Gas Boiler - Stack Economizer | A | Cumulative Energy Savings (MWh or mTherms) | Achievable Technical Potential | 0 | 0 | 0.00092015 | 0.0018136 | 0.0026799 | 0.0035185 | 0.0043283 | 0.0050269 | 0.0055544 | 0.0059465 | 0.0062315 | 0.0064322 | 0.0065671 | 0.0066515 | 0.0066982 | 0.0067177 | 0.0067185 | 0.0067069 | 0.0066416 | 0.006582 | 0.006527 | 0.006475 | 0
F8_Industrial_Petroleum_Existing_Space Heating_Natural Gas_Gas Boiler - Stack Economizer_A_Achievable Technical Potential | F8 | Industrial | Petroleum | Existing | Space Heating | Natural Gas | Gas Boiler - Stack Economizer | A | Cumulative Summer Peak Savings (MW) | Achievable Technical Potential | 0 | 0 | 0 | 0 | 0 | 0 | 0 | 0 | 0 | 0 | 0 | 0 | 0 | 0 | 0 | 0 | 0 | 0 | 0 | 0 | 0 | 0 | 0
F9_Industrial_Petroleum_Existing_Space Heating_Natural Gas_Gas Boiler - Stack Economizer_A_Achievable Technical Potential | F9 | Industrial | Petroleum | Existing | Space Heating | Natural Gas | Gas Boiler - Stack Economizer | A | Cumulative Winter Peak Savings (MW) | Achievable Technical Potential | 0 | 0 | 0 | 0 | 0 | 0 | 0 | 0 | 0 | 0 | 0 | 0 | 0 | 0 | 0 | 0 | 0 | 0 | 0 | 0 | 0 | 0 | 0
F10_Industrial_Petroleum_Existing_Space Heating_Natural Gas_Gas Boiler - Stack Economizer_A_Achievable Technical Potential | F10 | Industrial | Petroleum | Existing | Space Heating | Natural Gas | Gas Boiler - Stack Economizer | A | Purchases (Incremental) | Achievable Technical Potential | 0 | 0 | 0.008699 | 0.0085491 | 0.0084017 | 0.0082568 | 0.0081144 | 0.0071771 | 0.0056427 | 0.0044363 | 0.0034879 | 0.0027422 | 0.0021559 | 0.001695 | 0.0013326 | 0.0010477 | 0.00082372 | 0.00064761 | 4.3411e-06 | 1.5237e-06 | 5.1047e-07 | 1.6359e-07 | 0
F11_Industrial_Petroleum_Existing_Space Heating_Natural Gas_Gas Boiler - Stack Economizer_A_Achievable Technical Potential | F11 | Industrial | Petroleum | Existing | Space Heating | Natural Gas | Gas Boiler - Stack Economizer | A | Purchases (Cumulative) | Achievable Technical Potential | 0 | 0 | 0.008699 | 0.017248 | 0.02565 | 0.033907 | 0.042021 | 0.049198 | 0.054841 | 0.059277 | 0.062765 | 0.065507 | 0.067663 | 0.069358 | 0.070691 | 0.071738 | 0.072562 | 0.07321 | 0.073214 | 0.073216 | 0.073216 | 0.073216 | 0
F1_Industrial_Petroleum_Existing_Process_Natural Gas_Gas Boiler - Stack Economizer_A_Achievable Technical Potential | F1 | Industrial | Petroleum | Existing | Process | Natural Gas | Gas Boiler - Stack Economizer | A | Integrated Unit Energy Savings (kWh or therms) | Achievable Technical Potential | 0 | 0 | 700.9743 | 699.2592 | 697.5146 | 695.7324 | 693.9057 | 692.0761 | 690.2924 | 688.5515 | 686.8568 | 685.2136 | 683.6242 | 682.0886 | 680.5924 | 679.1203 | 677.6553 | 676.186 | 674.7435 | 673.2794 | 671.7925 | 670.2822 | 0
F2_Industrial_Petroleum_Existing_Process_Natural Gas_Gas Boiler - Stack Economizer_A_Achievable Technical Potential | F2 | Industrial | Petroleum | Existing | Process | Natural Gas | Gas Boiler - Stack Economizer | A | Integrated Unit Summer Peak Savings (kW) | Achievable Technical Potential | 0 | 0 | 0 | 0 | 0 | 0 | 0 | 0 | 0 | 0 | 0 | 0 | 0 | 0 | 0 | 0 | 0 | 0 | 0 | 0 | 0 | 0 | 0
F3_Industrial_Petroleum_Existing_Process_Natural Gas_Gas Boiler - Stack Economizer_A_Achievable Technical Potential | F3 | Industrial | Petroleum | Existing | Process | Natural Gas | Gas Boiler - Stack Economizer | A | Integrated Unit Winter Peak Savings (kW) | Achievable Technical Potential | 0 | 0 | 0 | 0 | 0 | 0 | 0 | 0 | 0 | 0 | 0 | 0 | 0 | 0 | 0 | 0 | 0 | 0 | 0 | 0 | 0 | 0 | 0
F4_Industrial_Petroleum_Existing_Process_Natural Gas_Gas Boiler - Stack Economizer_A_Achievable Technical Potential | F4 | Industrial | Petroleum | Existing | Process | Natural Gas | Gas Boiler - Stack Economizer | A | Incremental Energy Savings (MWh or mTherms) | Achievable Technical Potential | 0 | 0 | 0.48424 | 0.47473 | 0.46538 | 0.45619 | 0.44715 | 0.39445 | 0.30932 | 0.24258 | 0.19025 | 0.14922 | 0.11704 | 0.091812 | 0.072025 | 0.056504 | 0.044328 | 0.034776 | 0.00023261 | 8.1465e-05 | 2.7233e-05 | 8.7076e-06 | 0
F5_Industrial_Petroleum_Existing_Process_Natural Gas_Gas Boiler - Stack Economizer_A_Achievable Technical Potential | F5 | Industrial | Petroleum | Existing | Process | Natural Gas | Gas Boiler - Stack Economizer | A | Incremental Summer Peak Savings (MW) | Achievable Technical Potential | 0 | 0 | 0 | 0 | 0 | 0 | 0 | 0 | 0 | 0 | 0 | 0 | 0 | 0 | 0 | 0 | 0 | 0 | 0 | 0 | 0 | 0 | 0
F6_Industrial_Petroleum_Existing_Process_Natural Gas_Gas Boiler - Stack Economizer_A_Achievable Technical Potential | F6 | Industrial | Petroleum | Existing | Process | Natural Gas | Gas Boiler - Stack Economizer | A | Incremental Winter Peak Savings (MW) | Achievable Technical Potential | 0 | 0 | 0 | 0 | 0 | 0 | 0 | 0 | 0 | 0 | 0 | 0 | 0 | 0 | 0 | 0 | 0 | 0 | 0 | 0 | 0 | 0 | 0
F7_Industrial_Petroleum_Existing_Process_Natural Gas_Gas Boiler - Stack Economizer_A_Achievable Technical Potential | F7 | Industrial | Petroleum | Existing | Process | Natural Gas | Gas Boiler - Stack Economizer | A | Cumulative Energy Savings (MWh or mTherms) | Achievable Technical Potential | 0 | 0 | 0.48424 | 0.95779 | 1.4208 | 1.8733 | 2.3156 | 2.7039 | 3.0063 | 3.2413 | 3.4235 | 3.5646 | 3.6733 | 3.7569 | 3.8207 | 3.8689 | 3.9049 | 3.9312 | 3.9231 | 3.9146 | 3.906 | 3.8972 | 0
F8_Industrial_Petroleum_Existing_Process_Natural Gas_Gas Boiler - Stack Economizer_A_Achievable Technical Potential | F8 | Industrial | Petroleum | Existing | Process | Natural Gas | Gas Boiler - Stack Economizer | A | Cumulative Summer Peak Savings (MW) | Achievable Technical Potential | 0 | 0 | 0 | 0 | 0 | 0 | 0 | 0 | 0 | 0 | 0 | 0 | 0 | 0 | 0 | 0 | 0 | 0 | 0 | 0 | 0 | 0 | 0
F9_Industrial_Petroleum_Existing_Process_Natural Gas_Gas Boiler - Stack Economizer_A_Achievable Technical Potential | F9 | Industrial | Petroleum | Existing | Process | Natural Gas | Gas Boiler - Stack Economizer | A | Cumulative Winter Peak Savings (MW) | Achievable Technical Potential | 0 | 0 | 0 | 0 | 0 | 0 | 0 | 0 | 0 | 0 | 0 | 0 | 0 | 0 | 0 | 0 | 0 | 0 | 0 | 0 | 0 | 0 | 0
F10_Industrial_Petroleum_Existing_Process_Natural Gas_Gas Boiler - Stack Economizer_A_Achievable Technical Potential | F10 | Industrial | Petroleum | Existing | Process | Natural Gas | Gas Boiler - Stack Economizer | A | Purchases (Incremental) | Achievable Technical Potential | 0 | 0 | 0.69082 | 0.67891 | 0.6672 | 0.6557 | 0.64439 | 0.56995 | 0.4481 | 0.3523 | 0.27698 | 0.21776 | 0.17121 | 0.1346 | 0.10583 | 0.083202 | 0.065414 | 0.051429 | 0.00034474 | 0.000121 | 4.0538e-05 | 1.2991e-05 | 0
F11_Industrial_Petroleum_Existing_Process_Natural Gas_Gas Boiler - Stack Economizer_A_Achievable Technical Potential | F11 | Industrial | Petroleum | Existing | Process | Natural Gas | Gas Boiler - Stack Economizer | A | Purchases (Cumulative) | Achievable Technical Potential | 0 | 0 | 0.69082 | 1.3697 | 2.0369 | 2.6926 | 3.337 | 3.907 | 4.3551 | 4.7074 | 4.9843 | 5.2021 | 5.3733 | 5.5079 | 5.6137 | 5.697 | 5.7624 | 5.8138 | 5.8141 | 5.8143 | 5.8143 | 5.8143 | 0
F1_Industrial_Petroleum_Existing_Space Heating_Natural Gas_Gas Furnace Tube Inserts_A_Achievable Technical Potential | F1 | Industrial | Petroleum | Existing | Space Heating | Natural Gas | Gas Furnace Tube Inserts | A | Integrated Unit Energy Savings (kWh or therms) | Achievable Technical Potential | 0 | 0 | 0.088056 | 0.087504 | 0.08694 | 0.086368 | 0.085796 | 0.085228 | 0.084669 | 0.084124 | 0.083596 | 0.083088 | 0.082601 | 0.082134 | 0.081685 | 0.081254 | 0.08084 | 0.080441 | 0.080056 | 0.079684 | 0.079323 | 0.078971 | 0
F2_Industrial_Petroleum_Existing_Space Heating_Natural Gas_Gas Furnace Tube Inserts_A_Achievable Technical Potential | F2 | Industrial | Petroleum | Existing | Space Heating | Natural Gas | Gas Furnace Tube Inserts | A | Integrated Unit Summer Peak Savings (kW) | Achievable Technical Potential | 0 | 0 | 0 | 0 | 0 | 0 | 0 | 0 | 0 | 0 | 0 | 0 | 0 | 0 | 0 | 0 | 0 | 0 | 0 | 0 | 0 | 0 | 0
F3_Industrial_Petroleum_Existing_Space Heating_Natural Gas_Gas Furnace Tube Inserts_A_Achievable Technical Potential | F3 | Industrial | Petroleum | Existing | Space Heating | Natural Gas | Gas Furnace Tube Inserts | A | Integrated Unit Winter Peak Savings (kW) | Achievable Technical Potential | 0 | 0 | 0 | 0 | 0 | 0 | 0 | 0 | 0 | 0 | 0 | 0 | 0 | 0 | 0 | 0 | 0 | 0 | 0 | 0 | 0 | 0 | 0
F4_Industrial_Petroleum_Existing_Space Heating_Natural Gas_Gas Furnace Tube Inserts_A_Achievable Technical Potential | F4 | Industrial | Petroleum | Existing | Space Heating | Natural Gas | Gas Furnace Tube Inserts | A | Incremental Energy Savings (MWh or mTherms) | Achievable Technical Potential | 0 | 0 | 0 | 0 | 0 | 0 | 0 | 0 | 0 | 0 | 0 | 0 | 0 | 0 | 0 | 0 | 0 | 0 | 0 | 0 | 0 | 0 | 0
F5_Industrial_Petroleum_Existing_Space Heating_Natural Gas_Gas Furnace Tube Inserts_A_Achievable Technical Potential | F5 | Industrial | Petroleum | Existing | Space Heating | Natural Gas | Gas Furnace Tube Inserts | A | Incremental Summer Peak Savings (MW) | Achievable Technical Potential | 0 | 0 | 0 | 0 | 0 | 0 | 0 | 0 | 0 | 0 | 0 | 0 | 0 | 0 | 0 | 0 | 0 | 0 | 0 | 0 | 0 | 0 | 0
F6_Industrial_Petroleum_Existing_Space Heating_Natural Gas_Gas Furnace Tube Inserts_A_Achievable Technical Potential | F6 | Industrial | Petroleum | Existing | Space Heating | Natural Gas | Gas Furnace Tube Inserts | A | Incremental Winter Peak Savings (MW) | Achievable Technical Potential | 0 | 0 | 0 | 0 | 0 | 0 | 0 | 0 | 0 | 0 | 0 | 0 | 0 | 0 | 0 | 0 | 0 | 0 | 0 | 0 | 0 | 0 | 0
F7_Industrial_Petroleum_Existing_Space Heating_Natural Gas_Gas Furnace Tube Inserts_A_Achievable Technical Potential | F7 | Industrial | Petroleum | Existing | Space Heating | Natural Gas | Gas Furnace Tube Inserts | A | Cumulative Energy Savings (MWh or mTherms) | Achievable Technical Potential | 0 | 0 | 0 | 0 | 0 | 0 | 0 | 0 | 0 | 0 | 0 | 0 | 0 | 0 | 0 | 0 | 0 | 0 | 0 | 0 | 0 | 0 | 0
F8_Industrial_Petroleum_Existing_Space Heating_Natural Gas_Gas Furnace Tube Inserts_A_Achievable Technical Potential | F8 | Industrial | Petroleum | Existing | Space Heating | Natural Gas | Gas Furnace Tube Inserts | A | Cumulative Summer Peak Savings (MW) | Achievable Technical Potential | 0 | 0 | 0 | 0 | 0 | 0 | 0 | 0 | 0 | 0 | 0 | 0 | 0 | 0 | 0 | 0 | 0 | 0 | 0 | 0 | 0 | 0 | 0
F9_Industrial_Petroleum_Existing_Space Heating_Natural Gas_Gas Furnace Tube Inserts_A_Achievable Technical Potential | F9 | Industrial | Petroleum | Existing | Space Heating | Natural Gas | Gas Furnace Tube Inserts | A | Cumulative Winter Peak Savings (MW) | Achievable Technical Potential | 0 | 0 | 0 | 0 | 0 | 0 | 0 | 0 | 0 | 0 | 0 | 0 | 0 | 0 | 0 | 0 | 0 | 0 | 0 | 0 | 0 | 0 | 0
F10_Industrial_Petroleum_Existing_Space Heating_Natural Gas_Gas Furnace Tube Inserts_A_Achievable Technical Potential | F10 | Industrial | Petroleum | Existing | Space Heating | Natural Gas | Gas Furnace Tube Inserts | A | Purchases (Incremental) | Achievable Technical Potential | 0 | 0 | 0 | 0 | 0 | 0 | 0 | 0 | 0 | 0 | 0 | 0 | 0 | 0 | 0 | 0 | 0 | 0 | 0 | 0 | 0 | 0 | 0
F11_Industrial_Petroleum_Existing_Space Heating_Natural Gas_Gas Furnace Tube Inserts_A_Achievable Technical Potential | F11 | Industrial | Petroleum | Existing | Space Heating | Natural Gas | Gas Furnace Tube Inserts | A | Purchases (Cumulative) | Achievable Technical Potential | 0 | 0 | 0 | 0 | 0 | 0 | 0 | 0 | 0 | 0 | 0 | 0 | 0 | 0 | 0 | 0 | 0 | 0 | 0 | 0 | 0 | 0 | 0
F1_Industrial_Petroleum_Existing_Space Heating_Natural Gas_Space Heating - Heat Recovery Ventilator_A_Achievable Technical Potential | F1 | Industrial | Petroleum | Existing | Space Heating | Natural Gas | Space Heating - Heat Recovery Ventilator | A | Integrated Unit Energy Savings (kWh or therms) | Achievable Technical Potential | 0 | 0 | 0.013199 | 0.012996 | 0.01274 | 0.012425 | 0.012056 | 0.011645 | 0.011211 | 0.010775 | 0.010357 | 0.0099706 | 0.0096235 | 0.009318 | 0.0090522 | 0.0088218 | 0.0086217 | 0.0084461 | 0.0082904 | 0.0081484 | 0.0080241 | 0.007904 | 0
F2_Industrial_Petroleum_Existing_Space Heating_Natural Gas_Space Heating - Heat Recovery Ventilator_A_Achievable Technical Potential | F2 | Industrial | Petroleum | Existing | Space Heating | Natural Gas | Space Heating - Heat Recovery Ventilator | A | Integrated Unit Summer Peak Savings (kW) | Achievable Technical Potential | 0 | 0 | 0 | 0 | 0 | 0 | 0 | 0 | 0 | 0 | 0 | 0 | 0 | 0 | 0 | 0 | 0 | 0 | 0 | 0 | 0 | 0 | 0
F3_Industrial_Petroleum_Existing_Space Heating_Natural Gas_Space Heating - Heat Recovery Ventilator_A_Achievable Technical Potential | F3 | Industrial | Petroleum | Existing | Space Heating | Natural Gas | Space Heating - Heat Recovery Ventilator | A | Integrated Unit Winter Peak Savings (kW) | Achievable Technical Potential | 0 | 0 | 0 | 0 | 0 | 0 | 0 | 0 | 0 | 0 | 0 | 0 | 0 | 0 | 0 | 0 | 0 | 0 | 0 | 0 | 0 | 0 | 0
F4_Industrial_Petroleum_Existing_Space Heating_Natural Gas_Space Heating - Heat Recovery Ventilator_A_Achievable Technical Potential | F4 | Industrial | Petroleum | Existing | Space Heating | Natural Gas | Space Heating - Heat Recovery Ventilator | A | Incremental Energy Savings (MWh or mTherms) | Achievable Technical Potential | 0 | 0 | 0.00097965 | 0.00094794 | 0.00091322 | 0.00087532 | 0.00083468 | 0.00079232 | 0.00074964 | 0.00070808 | 0.00066886 | 0.00063279 | 0.00060024 | 0.00057116 | 0.0005453 | 0.00052226 | 0.00050161 | 0.00048293 | 0.00046585 | 0.00044998 | 0.00043547 | 0.00042156 | 0
F5_Industrial_Petroleum_Existing_Space Heating_Natural Gas_Space Heating - Heat Recovery Ventilator_A_Achievable Technical Potential | F5 | Industrial | Petroleum | Existing | Space Heating | Natural Gas | Space Heating - Heat Recovery Ventilator | A | Incremental Summer Peak Savings (MW) | Achievable Technical Potential | 0 | 0 | 0 | 0 | 0 | 0 | 0 | 0 | 0 | 0 | 0 | 0 | 0 | 0 | 0 | 0 | 0 | 0 | 0 | 0 | 0 | 0 | 0
F6_Industrial_Petroleum_Existing_Space Heating_Natural Gas_Space Heating - Heat Recovery Ventilator_A_Achievable Technical Potential | F6 | Industrial | Petroleum | Existing | Space Heating | Natural Gas | Space Heating - Heat Recovery Ventilator | A | Incremental Winter Peak Savings (MW) | Achievable Technical Potential | 0 | 0 | 0 | 0 | 0 | 0 | 0 | 0 | 0 | 0 | 0 | 0 | 0 | 0 | 0 | 0 | 0 | 0 | 0 | 0 | 0 | 0 | 0
F7_Industrial_Petroleum_Existing_Space Heating_Natural Gas_Space Heating - Heat Recovery Ventilator_A_Achievable Technical Potential | F7 | Industrial | Petroleum | Existing | Space Heating | Natural Gas | Space Heating - Heat Recovery Ventilator | A | Cumulative Energy Savings (MWh or mTherms) | Achievable Technical Potential | 0 | 0 | 0.00097965 | 0.0019125 | 0.002788 | 0.0035945 | 0.0043224 | 0.0049674 | 0.0055319 | 0.006025 | 0.00646 | 0.0068516 | 0.0072134 | 0.0075556 | 0.0078853 | 0.0082069 | 0.0085223 | 0.0088317 | 0.0091348 | 0.0094283 | 0.0097198 | 0.009996 | 0
F8_Industrial_Petroleum_Existing_Space Heating_Natural Gas_Space Heating - Heat Recovery Ventilator_A_Achievable Technical Potential | F8 | Industrial | Petroleum | Existing | Space Heating | Natural Gas | Space Heating - Heat Recovery Ventilator | A | Cumulative Summer Peak Savings (MW) | Achievable Technical Potential | 0 | 0 | 0 | 0 | 0 | 0 | 0 | 0 | 0 | 0 | 0 | 0 | 0 | 0 | 0 | 0 | 0 | 0 | 0 | 0 | 0 | 0 | 0
F9_Industrial_Petroleum_Existing_Space Heating_Natural Gas_Space Heating - Heat Recovery Ventilator_A_Achievable Technical Potential | F9 | Industrial | Petroleum | Existing | Space Heating | Natural Gas | Space Heating - Heat Recovery Ventilator | A | Cumulative Winter Peak Savings (MW) | Achievable Technical Potential | 0 | 0 | 0 | 0 | 0 | 0 | 0 | 0 | 0 | 0 | 0 | 0 | 0 | 0 | 0 | 0 | 0 | 0 | 0 | 0 | 0 | 0 | 0
F10_Industrial_Petroleum_Existing_Space Heating_Natural Gas_Space Heating - Heat Recovery Ventilator_A_Achievable Technical Potential | F10 | Industrial | Petroleum | Existing | Space Heating | Natural Gas | Space Heating - Heat Recovery Ventilator | A | Purchases (Incremental) | Achievable Technical Potential | 0 | 0 | 74.2201 | 72.9404 | 71.6828 | 70.4469 | 69.2323 | 68.0386 | 66.8656 | 65.7127 | 64.5797 | 63.4663 | 62.372 | 61.2967 | 60.2398 | 59.2012 | 58.1805 | 57.1774 | 56.1916 | 55.2227 | 54.2706 | 53.3349 | 0
F11_Industrial_Petroleum_Existing_Space Heating_Natural Gas_Space Heating - Heat Recovery Ventilator_A_Achievable Technical Potential | F11 | Industrial | Petroleum | Existing | Space Heating | Natural Gas | Space Heating - Heat Recovery Ventilator | A | Purchases (Cumulative) | Achievable Technical Potential | 0 | 0 | 74.2201 | 147.1605 | 218.8433 | 289.2902 | 358.5225 | 426.5612 | 493.4267 | 559.1394 | 623.7192 | 687.1855 | 749.5575 | 810.8542 | 871.094 | 930.2952 | 988.4757 | 1045.6531 | 1101.8447 | 1157.0674 | 1211.338 | 1264.673 | 0
F1_Industrial_Petroleum_Existing_Space Heating_Natural Gas_Thermostat - Programmable_A_Achievable Technical Potential | F1 | Industrial | Petroleum | Existing | Space Heating | Natural Gas | Thermostat - Programmable | A | Integrated Unit Energy Savings (kWh or therms) | Achievable Technical Potential | 0 | 0 | 0.0063796 | 0.0062751 | 0.0061442 | 0.0059846 | 0.0057975 | 0.0055891 | 0.0053683 | 0.0051455 | 0.00493 | 0.0047287 | 0.0045458 | 0.0043828 | 0.0042392 | 0.0041137 | 0.0040044 | 0.0039086 | 0.0038242 | 0.0037482 | 0.003682 | 0.0036188 | 0
F2_Industrial_Petroleum_Existing_Space Heating_Natural Gas_Thermostat - Programmable_A_Achievable Technical Potential | F2 | Industrial | Petroleum | Existing | Space Heating | Natural Gas | Thermostat - Programmable | A | Integrated Unit Summer Peak Savings (kW) | Achievable Technical Potential | 0 | 0 | 0 | 0 | 0 | 0 | 0 | 0 | 0 | 0 | 0 | 0 | 0 | 0 | 0 | 0 | 0 | 0 | 0 | 0 | 0 | 0 | 0
F3_Industrial_Petroleum_Existing_Space Heating_Natural Gas_Thermostat - Programmable_A_Achievable Technical Potential | F3 | Industrial | Petroleum | Existing | Space Heating | Natural Gas | Thermostat - Programmable | A | Integrated Unit Winter Peak Savings (kW) | Achievable Technical Potential | 0 | 0 | 0 | 0 | 0 | 0 | 0 | 0 | 0 | 0 | 0 | 0 | 0 | 0 | 0 | 0 | 0 | 0 | 0 | 0 | 0 | 0 | 0
F4_Industrial_Petroleum_Existing_Space Heating_Natural Gas_Thermostat - Programmable_A_Achievable Technical Potential | F4 | Industrial | Petroleum | Existing | Space Heating | Natural Gas | Thermostat - Programmable | A | Incremental Energy Savings (MWh or mTherms) | Achievable Technical Potential | 0 | 0 | 0.0014205 | 0.0013731 | 0.0013213 | 0.0012648 | 0.0012041 | 0.0011408 | 0.0010769 | 0.0010144 | 0.00095512 | 0.00090033 | 0.00085059 | 0.00080594 | 0.00076611 | 0.00073062 | 0.00069893 | 0.00067045 | 0.00064466 | 0.00062096 | 0.00059948 | 0.00057903 | 0
F5_Industrial_Petroleum_Existing_Space Heating_Natural Gas_Thermostat - Programmable_A_Achievable Technical Potential | F5 | Industrial | Petroleum | Existing | Space Heating | Natural Gas | Thermostat - Programmable | A | Incremental Summer Peak Savings (MW) | Achievable Technical Potential | 0 | 0 | 0 | 0 | 0 | 0 | 0 | 0 | 0 | 0 | 0 | 0 | 0 | 0 | 0 | 0 | 0 | 0 | 0 | 0 | 0 | 0 | 0
F6_Industrial_Petroleum_Existing_Space Heating_Natural Gas_Thermostat - Programmable_A_Achievable Technical Potential | F6 | Industrial | Petroleum | Existing | Space Heating | Natural Gas | Thermostat - Programmable | A | Incremental Winter Peak Savings (MW) | Achievable Technical Potential | 0 | 0 | 0 | 0 | 0 | 0 | 0 | 0 | 0 | 0 | 0 | 0 | 0 | 0 | 0 | 0 | 0 | 0 | 0 | 0 | 0 | 0 | 0
F7_Industrial_Petroleum_Existing_Space Heating_Natural Gas_Thermostat - Programmable_A_Achievable Technical Potential | F7 | Industrial | Petroleum | Existing | Space Heating | Natural Gas | Thermostat - Programmable | A | Cumulative Energy Savings (MWh or mTherms) | Achievable Technical Potential | 0 | 0 | 0.0014205 | 0.0027703 | 0.0040339 | 0.0051938 | 0.0062356 | 0.0071522 | 0.0079466 | 0.0086312 | 0.0092247 | 0.0097484 | 0.010222 | 0.010661 | 0.011078 | 0.011481 | 0.011875 | 0.012261 | 0.012641 | 0.013011 | 0.013381 | 0.01373 | 0
F8_Industrial_Petroleum_Existing_Space Heating_Natural Gas_Thermostat - Programmable_A_Achievable Technical Potential | F8 | Industrial | Petroleum | Existing | Space Heating | Natural Gas | Thermostat - Programmable | A | Cumulative Summer Peak Savings (MW) | Achievable Technical Potential | 0 | 0 | 0 | 0 | 0 | 0 | 0 | 0 | 0 | 0 | 0 | 0 | 0 | 0 | 0 | 0 | 0 | 0 | 0 | 0 | 0 | 0 | 0
F9_Industrial_Petroleum_Existing_Space Heating_Natural Gas_Thermostat - Programmable_A_Achievable Technical Potential | F9 | Industrial | Petroleum | Existing | Space Heating | Natural Gas | Thermostat - Programmable | A | Cumulative Winter Peak Savings (MW) | Achievable Technical Potential | 0 | 0 | 0 | 0 | 0 | 0 | 0 | 0 | 0 | 0 | 0 | 0 | 0 | 0 | 0 | 0 | 0 | 0 | 0 | 0 | 0 | 0 | 0
F10_Industrial_Petroleum_Existing_Space Heating_Natural Gas_Thermostat - Programmable_A_Achievable Technical Potential | F10 | Industrial | Petroleum | Existing | Space Heating | Natural Gas | Thermostat - Programmable | A | Purchases (Incremental) | Achievable Technical Potential | 0 | 0 | 222.6602 | 218.8212 | 215.0485 | 211.3407 | 207.6969 | 204.1159 | 200.5967 | 197.1381 | 193.7392 | 190.3989 | 187.1161 | 183.89 | 180.7195 | 177.6036 | 174.5415 | 171.5322 | 168.5747 | 165.6682 | 162.8119 | 160.0048 | 0
F11_Industrial_Petroleum_Existing_Space Heating_Natural Gas_Thermostat - Programmable_A_Achievable Technical Potential | F11 | Industrial | Petroleum | Existing | Space Heating | Natural Gas | Thermostat - Programmable | A | Purchases (Cumulative) | Achievable Technical Potential | 0 | 0 | 222.6602 | 441.4814 | 656.5299 | 867.8706 | 1075.5676 | 1279.6835 | 1480.2802 | 1677.4183 | 1871.1575 | 2061.5564 | 2248.6725 | 2432.5625 | 2613.282 | 2790.8856 | 2965.4271 | 3136.9593 | 3305.534 | 3471.2022 | 3634.0141 | 3794.0189 | 0
F1_Industrial_Petroleum_Existing_Space Heating_Natural Gas_ENERGY STAR Connected Thermostat_A_Achievable Technical Potential | F1 | Industrial | Petroleum | Existing | Space Heating | Natural Gas | ENERGY STAR Connected Thermostat | A | Integrated Unit Energy Savings (kWh or therms) | Achievable Technical Potential | 0 | 0 | 0.015418 | 0.015161 | 0.014841 | 0.014451 | 0.013996 | 0.013488 | 0.012952 | 0.012411 | 0.011887 | 0.011398 | 0.010954 | 0.010558 | 0.010209 | 0.0099032 | 0.0096366 | 0.0094028 | 0.0091966 | 0.0090107 | 0.0088484 | 0.0086933 | 0
F2_Industrial_Petroleum_Existing_Space Heating_Natural Gas_ENERGY STAR Connected Thermostat_A_Achievable Technical Potential | F2 | Industrial | Petroleum | Existing | Space Heating | Natural Gas | ENERGY STAR Connected Thermostat | A | Integrated Unit Summer Peak Savings (kW) | Achievable Technical Potential | 0 | 0 | 0 | 0 | 0 | 0 | 0 | 0 | 0 | 0 | 0 | 0 | 0 | 0 | 0 | 0 | 0 | 0 | 0 | 0 | 0 | 0 | 0
F3_Industrial_Petroleum_Existing_Space Heating_Natural Gas_ENERGY STAR Connected Thermostat_A_Achievable Technical Potential | F3 | Industrial | Petroleum | Existing | Space Heating | Natural Gas | ENERGY STAR Connected Thermostat | A | Integrated Unit Winter Peak Savings (kW) | Achievable Technical Potential | 0 | 0 | 0 | 0 | 0 | 0 | 0 | 0 | 0 | 0 | 0 | 0 | 0 | 0 | 0 | 0 | 0 | 0 | 0 | 0 | 0 | 0 | 0
F4_Industrial_Petroleum_Existing_Space Heating_Natural Gas_ENERGY STAR Connected Thermostat_A_Achievable Technical Potential | F4 | Industrial | Petroleum | Existing | Space Heating | Natural Gas | ENERGY STAR Connected Thermostat | A | Incremental Energy Savings (MWh or mTherms) | Achievable Technical Potential | 0 | 0 | 0.0034329 | 0.0033176 | 0.0031915 | 0.0030541 | 0.0029068 | 0.0027532 | 0.0025981 | 0.0024466 | 0.002303 | 0.0021702 | 0.0020497 | 0.0019415 | 0.0018449 | 0.0017588 | 0.001682 | 0.0016129 | 0.0015503 | 0.0014928 | 0.0014406 | 0.001391 | 0
F5_Industrial_Petroleum_Existing_Space Heating_Natural Gas_ENERGY STAR Connected Thermostat_A_Achievable Technical Potential | F5 | Industrial | Petroleum | Existing | Space Heating | Natural Gas | ENERGY STAR Connected Thermostat | A | Incremental Summer Peak Savings (MW) | Achievable Technical Potential | 0 | 0 | 0 | 0 | 0 | 0 | 0 | 0 | 0 | 0 | 0 | 0 | 0 | 0 | 0 | 0 | 0 | 0 | 0 | 0 | 0 | 0 | 0
F6_Industrial_Petroleum_Existing_Space Heating_Natural Gas_ENERGY STAR Connected Thermostat_A_Achievable Technical Potential | F6 | Industrial | Petroleum | Existing | Space Heating | Natural Gas | ENERGY STAR Connected Thermostat | A | Incremental Winter Peak Savings (MW) | Achievable Technical Potential | 0 | 0 | 0 | 0 | 0 | 0 | 0 | 0 | 0 | 0 | 0 | 0 | 0 | 0 | 0 | 0 | 0 | 0 | 0 | 0 | 0 | 0 | 0
F7_Industrial_Petroleum_Existing_Space Heating_Natural Gas_ENERGY STAR Connected Thermostat_A_Achievable Technical Potential | F7 | Industrial | Petroleum | Existing | Space Heating | Natural Gas | ENERGY STAR Connected Thermostat | A | Cumulative Energy Savings (MWh or mTherms) | Achievable Technical Potential | 0 | 0 | 0.0034329 | 0.0066933 | 0.0097435 | 0.012542 | 0.015053 | 0.017261 | 0.019172 | 0.020818 | 0.022243 | 0.023498 | 0.024632 | 0.025682 | 0.026678 | 0.027639 | 0.028577 | 0.029496 | 0.0304 | 0.031278 | 0.032155 | 0.032983 | 0
F8_Industrial_Petroleum_Existing_Space Heating_Natural Gas_ENERGY STAR Connected Thermostat_A_Achievable Technical Potential | F8 | Industrial | Petroleum | Existing | Space Heating | Natural Gas | ENERGY STAR Connected Thermostat | A | Cumulative Summer Peak Savings (MW) | Achievable Technical Potential | 0 | 0 | 0 | 0 | 0 | 0 | 0 | 0 | 0 | 0 | 0 | 0 | 0 | 0 | 0 | 0 | 0 | 0 | 0 | 0 | 0 | 0 | 0
F9_Industrial_Petroleum_Existing_Space Heating_Natural Gas_ENERGY STAR Connected Thermostat_A_Achievable Technical Potential | F9 | Industrial | Petroleum | Existing | Space Heating | Natural Gas | ENERGY STAR Connected Thermostat | A | Cumulative Winter Peak Savings (MW) | Achievable Technical Potential | 0 | 0 | 0 | 0 | 0 | 0 | 0 | 0 | 0 | 0 | 0 | 0 | 0 | 0 | 0 | 0 | 0 | 0 | 0 | 0 | 0 | 0 | 0
F10_Industrial_Petroleum_Existing_Space Heating_Natural Gas_ENERGY STAR Connected Thermostat_A_Achievable Technical Potential | F10 | Industrial | Petroleum | Existing | Space Heating | Natural Gas | ENERGY STAR Connected Thermostat | A | Purchases (Incremental) | Achievable Technical Potential | 0 | 0 | 222.6602 | 218.8212 | 215.0485 | 211.3407 | 207.6969 | 204.1159 | 200.5967 | 197.1381 | 193.7392 | 190.3989 | 187.1161 | 183.89 | 180.7195 | 177.6036 | 174.5415 | 171.5322 | 168.5747 | 165.6682 | 162.8119 | 160.0048 | 0
F11_Industrial_Petroleum_Existing_Space Heating_Natural Gas_ENERGY STAR Connected Thermostat_A_Achievable Technical Potential | F11 | Industrial | Petroleum | Existing | Space Heating | Natural Gas | ENERGY STAR Connected Thermostat | A | Purchases (Cumulative) | Achievable Technical Potential | 0 | 0 | 222.6602 | 441.4814 | 656.5299 | 867.8706 | 1075.5676 | 1279.6835 | 1480.2802 | 1677.4183 | 1871.1575 | 2061.5564 | 2248.6725 | 2432.5625 | 2613.282 | 2790.8856 | 2965.4271 | 3136.9593 | 3305.534 | 3471.2022 | 3634.0141 | 3794.0189 | 0
F1_Industrial_Petroleum_Existing_Space Heating_Natural Gas_Destratification Fans (HVLS)_A_Achievable Technical Potential | F1 | Industrial | Petroleum | Existing | Space Heating | Natural Gas | Destratification Fans (HVLS) | A | Integrated Unit Energy Savings (kWh or therms) | Achievable Technical Potential | 0 | 0 | 0.015432 | 0.015189 | 0.014883 | 0.014508 | 0.014066 | 0.013573 | 0.01305 | 0.012523 | 0.012013 | 0.011538 | 0.011108 | 0.010726 | 0.01039 | 0.010098 | 0.0098446 | 0.0096227 | 0.0094276 | 0.0092519 | 0.0090993 | 0.0089534 | 0
F2_Industrial_Petroleum_Existing_Space Heating_Natural Gas_Destratification Fans (HVLS)_A_Achievable Technical Potential | F2 | Industrial | Petroleum | Existing | Space Heating | Natural Gas | Destratification Fans (HVLS) | A | Integrated Unit Summer Peak Savings (kW) | Achievable Technical Potential | 0 | 0 | 0 | 0 | 0 | 0 | 0 | 0 | 0 | 0 | 0 | 0 | 0 | 0 | 0 | 0 | 0 | 0 | 0 | 0 | 0 | 0 | 0
F3_Industrial_Petroleum_Existing_Space Heating_Natural Gas_Destratification Fans (HVLS)_A_Achievable Technical Potential | F3 | Industrial | Petroleum | Existing | Space Heating | Natural Gas | Destratification Fans (HVLS) | A | Integrated Unit Winter Peak Savings (kW) | Achievable Technical Potential | 0 | 0 | 0 | 0 | 0 | 0 | 0 | 0 | 0 | 0 | 0 | 0 | 0 | 0 | 0 | 0 | 0 | 0 | 0 | 0 | 0 | 0 | 0
F4_Industrial_Petroleum_Existing_Space Heating_Natural Gas_Destratification Fans (HVLS)_A_Achievable Technical Potential | F4 | Industrial | Petroleum | Existing | Space Heating | Natural Gas | Destratification Fans (HVLS) | A | Incremental Energy Savings (MWh or mTherms) | Achievable Technical Potential | 0 | 0 | 0.003436 | 0.0033238 | 0.0032007 | 0.0030661 | 0.0029215 | 0.0027705 | 0.0026178 | 0.0024687 | 0.0023274 | 0.0021968 | 0.0020784 | 0.0019723 | 0.0018778 | 0.0017935 | 0.0017183 | 0.0016506 | 0.0015893 | 0.0015327 | 0.0014815 | 0.0014326 | 0
F5_Industrial_Petroleum_Existing_Space Heating_Natural Gas_Destratification Fans (HVLS)_A_Achievable Technical Potential | F5 | Industrial | Petroleum | Existing | Space Heating | Natural Gas | Destratification Fans (HVLS) | A | Incremental Summer Peak Savings (MW) | Achievable Technical Potential | 0 | 0 | 0 | 0 | 0 | 0 | 0 | 0 | 0 | 0 | 0 | 0 | 0 | 0 | 0 | 0 | 0 | 0 | 0 | 0 | 0 | 0 | 0
F6_Industrial_Petroleum_Existing_Space Heating_Natural Gas_Destratification Fans (HVLS)_A_Achievable Technical Potential | F6 | Industrial | Petroleum | Existing | Space Heating | Natural Gas | Destratification Fans (HVLS) | A | Incremental Winter Peak Savings (MW) | Achievable Technical Potential | 0 | 0 | 0 | 0 | 0 | 0 | 0 | 0 | 0 | 0 | 0 | 0 | 0 | 0 | 0 | 0 | 0 | 0 | 0 | 0 | 0 | 0 | 0
F7_Industrial_Petroleum_Existing_Space Heating_Natural Gas_Destratification Fans (HVLS)_A_Achievable Technical Potential | F7 | Industrial | Petroleum | Existing | Space Heating | Natural Gas | Destratification Fans (HVLS) | A | Cumulative Energy Savings (MWh or mTherms) | Achievable Technical Potential | 0 | 0 | 0.003436 | 0.0067058 | 0.0097714 | 0.012591 | 0.015129 | 0.017369 | 0.019318 | 0.021006 | 0.022478 | 0.023786 | 0.024978 | 0.026091 | 0.027153 | 0.028184 | 0.029193 | 0.030186 | 0.031163 | 0.032115 | 0.033067 | 0.033969 | 0
F8_Industrial_Petroleum_Existing_Space Heating_Natural Gas_Destratification Fans (HVLS)_A_Achievable Technical Potential | F8 | Industrial | Petroleum | Existing | Space Heating | Natural Gas | Destratification Fans (HVLS) | A | Cumulative Summer Peak Savings (MW) | Achievable Technical Potential | 0 | 0 | 0 | 0 | 0 | 0 | 0 | 0 | 0 | 0 | 0 | 0 | 0 | 0 | 0 | 0 | 0 | 0 | 0 | 0 | 0 | 0 | 0
F9_Industrial_Petroleum_Existing_Space Heating_Natural Gas_Destratification Fans (HVLS)_A_Achievable Technical Potential | F9 | Industrial | Petroleum | Existing | Space Heating | Natural Gas | Destratification Fans (HVLS) | A | Cumulative Winter Peak Savings (MW) | Achievable Technical Potential | 0 | 0 | 0 | 0 | 0 | 0 | 0 | 0 | 0 | 0 | 0 | 0 | 0 | 0 | 0 | 0 | 0 | 0 | 0 | 0 | 0 | 0 | 0
F10_Industrial_Petroleum_Existing_Space Heating_Natural Gas_Destratification Fans (HVLS)_A_Achievable Technical Potential | F10 | Industrial | Petroleum | Existing | Space Heating | Natural Gas | Destratification Fans (HVLS) | A | Purchases (Incremental) | Achievable Technical Potential | 0 | 0 | 222.6602 | 218.8212 | 215.0485 | 211.3407 | 207.6969 | 204.1159 | 200.5967 | 197.1381 | 193.7392 | 190.3989 | 187.1161 | 183.89 | 180.7195 | 177.6036 | 174.5415 | 171.5322 | 168.5747 | 165.6682 | 162.8119 | 160.0048 | 0
F11_Industrial_Petroleum_Existing_Space Heating_Natural Gas_Destratification Fans (HVLS)_A_Achievable Technical Potential | F11 | Industrial | Petroleum | Existing | Space Heating | Natural Gas | Destratification Fans (HVLS) | A | Purchases (Cumulative) | Achievable Technical Potential | 0 | 0 | 222.6602 | 441.4814 | 656.5299 | 867.8706 | 1075.5676 | 1279.6835 | 1480.2802 | 1677.4183 | 1871.1575 | 2061.5564 | 2248.6725 | 2432.5625 | 2613.282 | 2790.8856 | 2965.4271 | 3136.9593 | 3305.534 | 3471.2022 | 3634.0141 | 3794.0189 | 0
F1_Industrial_Petroleum_Existing_Space Heating_Natural Gas_Gas Boiler - Insulate Steam Lines/Condensate Tank_A_Achievable Technical Potential | F1 | Industrial | Petroleum | Existing | Space Heating | Natural Gas | Gas Boiler - Insulate Steam Lines/Condensate Tank | A | Integrated Unit Energy Savings (kWh or therms) | Achievable Technical Potential | 0 | 0 | 1150.8924 | 1144.1934 | 1137.058 | 1129.433 | 1121.2314 | 1112.3574 | 1102.7504 | 1092.3794 | 1081.2652 | 1069.498 | 1057.2728 | 1044.8351 | 1032.4714 | 1020.4921 | 1009.1749 | 998.6608 | 989.0385 | 980.2839 | 972.2367 | 964.6341 | 0
F2_Industrial_Petroleum_Existing_Space Heating_Natural Gas_Gas Boiler - Insulate Steam Lines/Condensate Tank_A_Achievable Technical Potential | F2 | Industrial | Petroleum | Existing | Space Heating | Natural Gas | Gas Boiler - Insulate Steam Lines/Condensate Tank | A | Integrated Unit Summer Peak Savings (kW) | Achievable Technical Potential | 0 | 0 | 0 | 0 | 0 | 0 | 0 | 0 | 0 | 0 | 0 | 0 | 0 | 0 | 0 | 0 | 0 | 0 | 0 | 0 | 0 | 0 | 0
F3_Industrial_Petroleum_Existing_Space Heating_Natural Gas_Gas Boiler - Insulate Steam Lines/Condensate Tank_A_Achievable Technical Potential | F3 | Industrial | Petroleum | Existing | Space Heating | Natural Gas | Gas Boiler - Insulate Steam Lines/Condensate Tank | A | Integrated Unit Winter Peak Savings (kW) | Achievable Technical Potential | 0 | 0 | 0 | 0 | 0 | 0 | 0 | 0 | 0 | 0 | 0 | 0 | 0 | 0 | 0 | 0 | 0 | 0 | 0 | 0 | 0 | 0 | 0
F4_Industrial_Petroleum_Existing_Space Heating_Natural Gas_Gas Boiler - Insulate Steam Lines/Condensate Tank_A_Achievable Technical Potential | F4 | Industrial | Petroleum | Existing | Space Heating | Natural Gas | Gas Boiler - Insulate Steam Lines/Condensate Tank | A | Incremental Energy Savings (MWh or mTherms) | Achievable Technical Potential | 0 | 0 | 0.0005721 | 0.00055896 | 0.0005459 | 0.00053289 | 0.0005199 | 0.00050689 | 0.00049385 | 0.00048077 | 0.00046767 | 0.00045461 | 0.00044166 | 0.00042894 | 0.00041656 | 0.00040463 | 0.00039324 | 0.00038243 | 0.00037222 | 0.00036256 | 0.00035339 | 0.00034458 | 0
F5_Industrial_Petroleum_Existing_Space Heating_Natural Gas_Gas Boiler - Insulate Steam Lines/Condensate Tank_A_Achievable Technical Potential | F5 | Industrial | Petroleum | Existing | Space Heating | Natural Gas | Gas Boiler - Insulate Steam Lines/Condensate Tank | A | Incremental Summer Peak Savings (MW) | Achievable Technical Potential | 0 | 0 | 0 | 0 | 0 | 0 | 0 | 0 | 0 | 0 | 0 | 0 | 0 | 0 | 0 | 0 | 0 | 0 | 0 | 0 | 0 | 0 | 0
F6_Industrial_Petroleum_Existing_Space Heating_Natural Gas_Gas Boiler - Insulate Steam Lines/Condensate Tank_A_Achievable Technical Potential | F6 | Industrial | Petroleum | Existing | Space Heating | Natural Gas | Gas Boiler - Insulate Steam Lines/Condensate Tank | A | Incremental Winter Peak Savings (MW) | Achievable Technical Potential | 0 | 0 | 0 | 0 | 0 | 0 | 0 | 0 | 0 | 0 | 0 | 0 | 0 | 0 | 0 | 0 | 0 | 0 | 0 | 0 | 0 | 0 | 0
F7_Industrial_Petroleum_Existing_Space Heating_Natural Gas_Gas Boiler - Insulate Steam Lines/Condensate Tank_A_Achievable Technical Potential | F7 | Industrial | Petroleum | Existing | Space Heating | Natural Gas | Gas Boiler - Insulate Steam Lines/Condensate Tank | A | Cumulative Energy Savings (MWh or mTherms) | Achievable Technical Potential | 0 | 0 | 0.0005721 | 0.0011277 | 0.0016666 | 0.0021883 | 0.0026923 | 0.0031779 | 0.0036443 | 0.0040908 | 0.0045168 | 0.0049223 | 0.0053077 | 0.0056742 | 0.0060236 | 0.0063583 | 0.0066811 | 0.0069939 | 0.0072987 | 0.0075967 | 0.0078877 | 0.0081706 | 0
F8_Industrial_Petroleum_Existing_Space Heating_Natural Gas_Gas Boiler - Insulate Steam Lines/Condensate Tank_A_Achievable Technical Potential | F8 | Industrial | Petroleum | Existing | Space Heating | Natural Gas | Gas Boiler - Insulate Steam Lines/Condensate Tank | A | Cumulative Summer Peak Savings (MW) | Achievable Technical Potential | 0 | 0 | 0 | 0 | 0 | 0 | 0 | 0 | 0 | 0 | 0 | 0 | 0 | 0 | 0 | 0 | 0 | 0 | 0 | 0 | 0 | 0 | 0
F9_Industrial_Petroleum_Existing_Space Heating_Natural Gas_Gas Boiler - Insulate Steam Lines/Condensate Tank_A_Achievable Technical Potential | F9 | Industrial | Petroleum | Existing | Space Heating | Natural Gas | Gas Boiler - Insulate Steam Lines/Condensate Tank | A | Cumulative Winter Peak Savings (MW) | Achievable Technical Potential | 0 | 0 | 0 | 0 | 0 | 0 | 0 | 0 | 0 | 0 | 0 | 0 | 0 | 0 | 0 | 0 | 0 | 0 | 0 | 0 | 0 | 0 | 0
F10_Industrial_Petroleum_Existing_Space Heating_Natural Gas_Gas Boiler - Insulate Steam Lines/Condensate Tank_A_Achievable Technical Potential | F10 | Industrial | Petroleum | Existing | Space Heating | Natural Gas | Gas Boiler - Insulate Steam Lines/Condensate Tank | A | Purchases (Incremental) | Achievable Technical Potential | 0 | 0 | 0.00049709 | 0.00048852 | 0.0004801 | 0.00047182 | 0.00046368 | 0.00045569 | 0.00044783 | 0.00044011 | 0.00043252 | 0.00042507 | 0.00041774 | 0.00041053 | 0.00040346 | 0.0003965 | 0.00038966 | 0.00038295 | 0.00037634 | 0.00036985 | 0.00036348 | 0.00035721 | 0
F11_Industrial_Petroleum_Existing_Space Heating_Natural Gas_Gas Boiler - Insulate Steam Lines/Condensate Tank_A_Achievable Technical Potential | F11 | Industrial | Petroleum | Existing | Space Heating | Natural Gas | Gas Boiler - Insulate Steam Lines/Condensate Tank | A | Purchases (Cumulative) | Achievable Technical Potential | 0 | 0 | 0.00049709 | 0.00098561 | 0.0014657 | 0.0019375 | 0.0024012 | 0.0028569 | 0.0033047 | 0.0037448 | 0.0041774 | 0.0046024 | 0.0050202 | 0.0054307 | 0.0058342 | 0.0062307 | 0.0066203 | 0.0070033 | 0.0073796 | 0.0077495 | 0.0081129 | 0.0084702 | 0
F1_Industrial_Petroleum_Existing_Process_Natural Gas_Gas Boiler - Insulate Steam Lines/Condensate Tank_A_Achievable Technical Potential | F1 | Industrial | Petroleum | Existing | Process | Natural Gas | Gas Boiler - Insulate Steam Lines/Condensate Tank | A | Integrated Unit Energy Savings (kWh or therms) | Achievable Technical Potential | 0 | 0 | 5800.0267 | 5786.8526 | 5773.4475 | 5759.7439 | 5745.6861 | 5731.6165 | 5717.9414 | 5704.6352 | 5691.7258 | 5679.2578 | 5667.2511 | 5655.7057 | 5644.5039 | 5633.5168 | 5622.6067 | 5611.6767 | 5600.9873 | 5590.1358 | 5579.1126 | 5567.913 | 0
F2_Industrial_Petroleum_Existing_Process_Natural Gas_Gas Boiler - Insulate Steam Lines/Condensate Tank_A_Achievable Technical Potential | F2 | Industrial | Petroleum | Existing | Process | Natural Gas | Gas Boiler - Insulate Steam Lines/Condensate Tank | A | Integrated Unit Summer Peak Savings (kW) | Achievable Technical Potential | 0 | 0 | 0 | 0 | 0 | 0 | 0 | 0 | 0 | 0 | 0 | 0 | 0 | 0 | 0 | 0 | 0 | 0 | 0 | 0 | 0 | 0 | 0
F3_Industrial_Petroleum_Existing_Process_Natural Gas_Gas Boiler - Insulate Steam Lines/Condensate Tank_A_Achievable Technical Potential | F3 | Industrial | Petroleum | Existing | Process | Natural Gas | Gas Boiler - Insulate Steam Lines/Condensate Tank | A | Integrated Unit Winter Peak Savings (kW) | Achievable Technical Potential | 0 | 0 | 0 | 0 | 0 | 0 | 0 | 0 | 0 | 0 | 0 | 0 | 0 | 0 | 0 | 0 | 0 | 0 | 0 | 0 | 0 | 0 | 0
F4_Industrial_Petroleum_Existing_Process_Natural Gas_Gas Boiler - Insulate Steam Lines/Condensate Tank_A_Achievable Technical Potential | F4 | Industrial | Petroleum | Existing | Process | Natural Gas | Gas Boiler - Insulate Steam Lines/Condensate Tank | A | Incremental Energy Savings (MWh or mTherms) | Achievable Technical Potential | 0 | 0 | 0.22896 | 0.2245 | 0.22012 | 0.21581 | 0.21157 | 0.20741 | 0.20335 | 0.19938 | 0.1955 | 0.19171 | 0.188 | 0.18439 | 0.18085 | 0.17738 | 0.17399 | 0.17066 | 0.16739 | 0.16419 | 0.16104 | 0.15795 | 0
F5_Industrial_Petroleum_Existing_Process_Natural Gas_Gas Boiler - Insulate Steam Lines/Condensate Tank_A_Achievable Technical Potential | F5 | Industrial | Petroleum | Existing | Process | Natural Gas | Gas Boiler - Insulate Steam Lines/Condensate Tank | A | Incremental Summer Peak Savings (MW) | Achievable Technical Potential | 0 | 0 | 0 | 0 | 0 | 0 | 0 | 0 | 0 | 0 | 0 | 0 | 0 | 0 | 0 | 0 | 0 | 0 | 0 | 0 | 0 | 0 | 0
F6_Industrial_Petroleum_Existing_Process_Natural Gas_Gas Boiler - Insulate Steam Lines/Condensate Tank_A_Achievable Technical Potential | F6 | Industrial | Petroleum | Existing | Process | Natural Gas | Gas Boiler - Insulate Steam Lines/Condensate Tank | A | Incremental Winter Peak Savings (MW) | Achievable Technical Potential | 0 | 0 | 0 | 0 | 0 | 0 | 0 | 0 | 0 | 0 | 0 | 0 | 0 | 0 | 0 | 0 | 0 | 0 | 0 | 0 | 0 | 0 | 0
F7_Industrial_Petroleum_Existing_Process_Natural Gas_Gas Boiler - Insulate Steam Lines/Condensate Tank_A_Achievable Technical Potential | F7 | Industrial | Petroleum | Existing | Process | Natural Gas | Gas Boiler - Insulate Steam Lines/Condensate Tank | A | Cumulative Energy Savings (MWh or mTherms) | Achievable Technical Potential | 0 | 0 | 0.22896 | 0.45294 | 0.67201 | 0.88622 | 1.0956 | 1.3004 | 1.5006 | 1.6965 | 1.8882 | 2.0757 | 2.2593 | 2.4391 | 2.6151 | 2.7874 | 2.956 | 3.1209 | 3.2824 | 3.4402 | 3.5945 | 3.7452 | 0
F8_Industrial_Petroleum_Existing_Process_Natural Gas_Gas Boiler - Insulate Steam Lines/Condensate Tank_A_Achievable Technical Potential | F8 | Industrial | Petroleum | Existing | Process | Natural Gas | Gas Boiler - Insulate Steam Lines/Condensate Tank | A | Cumulative Summer Peak Savings (MW) | Achievable Technical Potential | 0 | 0 | 0 | 0 | 0 | 0 | 0 | 0 | 0 | 0 | 0 | 0 | 0 | 0 | 0 | 0 | 0 | 0 | 0 | 0 | 0 | 0 | 0
F9_Industrial_Petroleum_Existing_Process_Natural Gas_Gas Boiler - Insulate Steam Lines/Condensate Tank_A_Achievable Technical Potential | F9 | Industrial | Petroleum | Existing | Process | Natural Gas | Gas Boiler - Insulate Steam Lines/Condensate Tank | A | Cumulative Winter Peak Savings (MW) | Achievable Technical Potential | 0 | 0 | 0 | 0 | 0 | 0 | 0 | 0 | 0 | 0 | 0 | 0 | 0 | 0 | 0 | 0 | 0 | 0 | 0 | 0 | 0 | 0 | 0
F10_Industrial_Petroleum_Existing_Process_Natural Gas_Gas Boiler - Insulate Steam Lines/Condensate Tank_A_Achievable Technical Potential | F10 | Industrial | Petroleum | Existing | Process | Natural Gas | Gas Boiler - Insulate Steam Lines/Condensate Tank | A | Purchases (Incremental) | Achievable Technical Potential | 0 | 0 | 0.039475 | 0.038795 | 0.038126 | 0.037469 | 0.036823 | 0.036188 | 0.035564 | 0.034951 | 0.034348 | 0.033756 | 0.033174 | 0.032602 | 0.03204 | 0.031487 | 0.030944 | 0.030411 | 0.029887 | 0.029371 | 0.028865 | 0.028367 | 0
F11_Industrial_Petroleum_Existing_Process_Natural Gas_Gas Boiler - Insulate Steam Lines/Condensate Tank_A_Achievable Technical Potential | F11 | Industrial | Petroleum | Existing | Process | Natural Gas | Gas Boiler - Insulate Steam Lines/Condensate Tank | A | Purchases (Cumulative) | Achievable Technical Potential | 0 | 0 | 0.039475 | 0.07827 | 0.1164 | 0.15386 | 0.19069 | 0.22687 | 0.26244 | 0.29739 | 0.33174 | 0.36549 | 0.39867 | 0.43127 | 0.46331 | 0.4948 | 0.52574 | 0.55615 | 0.58604 | 0.61541 | 0.64427 | 0.67264 | 0
F1_Industrial_Petroleum_Existing_Space Heating_Natural Gas_Gas Boiler - Insulate Hot Water Lines_A_Achievable Technical Potential | F1 | Industrial | Petroleum | Existing | Space Heating | Natural Gas | Gas Boiler - Insulate Hot Water Lines | A | Integrated Unit Energy Savings (kWh or therms) | Achievable Technical Potential | 0 | 0 | 1302.4225 | 1296.5854 | 1290.53 | 1284.3082 | 1277.948 | 1271.4718 | 1264.9302 | 1258.3746 | 1251.8575 | 1245.4265 | 1239.1489 | 1233.0465 | 1227.1048 | 1221.3032 | 1215.6151 | 1210.0241 | 1204.525 | 1199.0906 | 1193.719 | 1188.4094 | 0
F2_Industrial_Petroleum_Existing_Space Heating_Natural Gas_Gas Boiler - Insulate Hot Water Lines_A_Achievable Technical Potential | F2 | Industrial | Petroleum | Existing | Space Heating | Natural Gas | Gas Boiler - Insulate Hot Water Lines | A | Integrated Unit Summer Peak Savings (kW) | Achievable Technical Potential | 0 | 0 | 0 | 0 | 0 | 0 | 0 | 0 | 0 | 0 | 0 | 0 | 0 | 0 | 0 | 0 | 0 | 0 | 0 | 0 | 0 | 0 | 0
F3_Industrial_Petroleum_Existing_Space Heating_Natural Gas_Gas Boiler - Insulate Hot Water Lines_A_Achievable Technical Potential | F3 | Industrial | Petroleum | Existing | Space Heating | Natural Gas | Gas Boiler - Insulate Hot Water Lines | A | Integrated Unit Winter Peak Savings (kW) | Achievable Technical Potential | 0 | 0 | 0 | 0 | 0 | 0 | 0 | 0 | 0 | 0 | 0 | 0 | 0 | 0 | 0 | 0 | 0 | 0 | 0 | 0 | 0 | 0 | 0
F4_Industrial_Petroleum_Existing_Space Heating_Natural Gas_Gas Boiler - Insulate Hot Water Lines_A_Achievable Technical Potential | F4 | Industrial | Petroleum | Existing | Space Heating | Natural Gas | Gas Boiler - Insulate Hot Water Lines | A | Incremental Energy Savings (MWh or mTherms) | Achievable Technical Potential | 0 | 0 | 0.0012948 | 0.0012668 | 0.0012392 | 0.0012119 | 0.0011851 | 0.0011588 | 0.001133 | 0.0011077 | 0.0010829 | 0.0010588 | 0.0010353 | 0.0010124 | 0.00099017 | 0.00096849 | 0.00094736 | 0.00092675 | 0.00090663 | 0.00088698 | 0.00086778 | 0.00084903 | 0
F5_Industrial_Petroleum_Existing_Space Heating_Natural Gas_Gas Boiler - Insulate Hot Water Lines_A_Achievable Technical Potential | F5 | Industrial | Petroleum | Existing | Space Heating | Natural Gas | Gas Boiler - Insulate Hot Water Lines | A | Incremental Summer Peak Savings (MW) | Achievable Technical Potential | 0 | 0 | 0 | 0 | 0 | 0 | 0 | 0 | 0 | 0 | 0 | 0 | 0 | 0 | 0 | 0 | 0 | 0 | 0 | 0 | 0 | 0 | 0
F6_Industrial_Petroleum_Existing_Space Heating_Natural Gas_Gas Boiler - Insulate Hot Water Lines_A_Achievable Technical Potential | F6 | Industrial | Petroleum | Existing | Space Heating | Natural Gas | Gas Boiler - Insulate Hot Water Lines | A | Incremental Winter Peak Savings (MW) | Achievable Technical Potential | 0 | 0 | 0 | 0 | 0 | 0 | 0 | 0 | 0 | 0 | 0 | 0 | 0 | 0 | 0 | 0 | 0 | 0 | 0 | 0 | 0 | 0 | 0
F7_Industrial_Petroleum_Existing_Space Heating_Natural Gas_Gas Boiler - Insulate Hot Water Lines_A_Achievable Technical Potential | F7 | Industrial | Petroleum | Existing | Space Heating | Natural Gas | Gas Boiler - Insulate Hot Water Lines | A | Cumulative Energy Savings (MWh or mTherms) | Achievable Technical Potential | 0 | 0 | 0.0012948 | 0.0025559 | 0.0037831 | 0.0049768 | 0.0061372 | 0.0072649 | 0.0083605 | 0.0094248 | 0.010459 | 0.011464 | 0.012441 | 0.013393 | 0.014318 | 0.015219 | 0.016096 | 0.016948 | 0.017778 | 0.018585 | 0.019369 | 0.020132 | 0
F8_Industrial_Petroleum_Existing_Space Heating_Natural Gas_Gas Boiler - Insulate Hot Water Lines_A_Achievable Technical Potential | F8 | Industrial | Petroleum | Existing | Space Heating | Natural Gas | Gas Boiler - Insulate Hot Water Lines | A | Cumulative Summer Peak Savings (MW) | Achievable Technical Potential | 0 | 0 | 0 | 0 | 0 | 0 | 0 | 0 | 0 | 0 | 0 | 0 | 0 | 0 | 0 | 0 | 0 | 0 | 0 | 0 | 0 | 0 | 0
F9_Industrial_Petroleum_Existing_Space Heating_Natural Gas_Gas Boiler - Insulate Hot Water Lines_A_Achievable Technical Potential | F9 | Industrial | Petroleum | Existing | Space Heating | Natural Gas | Gas Boiler - Insulate Hot Water Lines | A | Cumulative Winter Peak Savings (MW) | Achievable Technical Potential | 0 | 0 | 0 | 0 | 0 | 0 | 0 | 0 | 0 | 0 | 0 | 0 | 0 | 0 | 0 | 0 | 0 | 0 | 0 | 0 | 0 | 0 | 0
F10_Industrial_Petroleum_Existing_Space Heating_Natural Gas_Gas Boiler - Insulate Hot Water Lines_A_Achievable Technical Potential | F10 | Industrial | Petroleum | Existing | Space Heating | Natural Gas | Gas Boiler - Insulate Hot Water Lines | A | Purchases (Incremental) | Achievable Technical Potential | 0 | 0 | 0.00099418 | 0.00097704 | 0.00096019 | 0.00094364 | 0.00092737 | 0.00091138 | 0.00089567 | 0.00088022 | 0.00086505 | 0.00085013 | 0.00083547 | 0.00082107 | 0.00080691 | 0.000793 | 0.00077933 | 0.00076589 | 0.00075269 | 0.00073971 | 0.00072696 | 0.00071442 | 0
F11_Industrial_Petroleum_Existing_Space Heating_Natural Gas_Gas Boiler - Insulate Hot Water Lines_A_Achievable Technical Potential | F11 | Industrial | Petroleum | Existing | Space Heating | Natural Gas | Gas Boiler - Insulate Hot Water Lines | A | Purchases (Cumulative) | Achievable Technical Potential | 0 | 0 | 0.00099418 | 0.0019712 | 0.0029314 | 0.003875 | 0.0048024 | 0.0057138 | 0.0066095 | 0.0074897 | 0.0083547 | 0.0092049 | 0.01004 | 0.010861 | 0.011668 | 0.012461 | 0.013241 | 0.014007 | 0.014759 | 0.015499 | 0.016226 | 0.01694 | 0
F1_Industrial_Petroleum_Existing_Process_Natural Gas_Gas Boiler - Insulate Hot Water Lines_A_Achievable Technical Potential | F1 | Industrial | Petroleum | Existing | Process | Natural Gas | Gas Boiler - Insulate Hot Water Lines | A | Integrated Unit Energy Savings (kWh or therms) | Achievable Technical Potential | 0 | 0 | 6563.8124 | 6556.998 | 6550.0425 | 6542.8704 | 6535.4195 | 6528.0802 | 6521.3184 | 6515.1091 | 6509.4886 | 6504.5124 | 6500.2083 | 6496.5817 | 6493.5021 | 6490.8262 | 6488.3992 | 6486.1132 | 6484.2725 | 6482.4153 | 6480.5329 | 6478.6226 | 0
F2_Industrial_Petroleum_Existing_Process_Natural Gas_Gas Boiler - Insulate Hot Water Lines_A_Achievable Technical Potential | F2 | Industrial | Petroleum | Existing | Process | Natural Gas | Gas Boiler - Insulate Hot Water Lines | A | Integrated Unit Summer Peak Savings (kW) | Achievable Technical Potential | 0 | 0 | 0 | 0 | 0 | 0 | 0 | 0 | 0 | 0 | 0 | 0 | 0 | 0 | 0 | 0 | 0 | 0 | 0 | 0 | 0 | 0 | 0
F3_Industrial_Petroleum_Existing_Process_Natural Gas_Gas Boiler - Insulate Hot Water Lines_A_Achievable Technical Potential | F3 | Industrial | Petroleum | Existing | Process | Natural Gas | Gas Boiler - Insulate Hot Water Lines | A | Integrated Unit Winter Peak Savings (kW) | Achievable Technical Potential | 0 | 0 | 0 | 0 | 0 | 0 | 0 | 0 | 0 | 0 | 0 | 0 | 0 | 0 | 0 | 0 | 0 | 0 | 0 | 0 | 0 | 0 | 0
F4_Industrial_Petroleum_Existing_Process_Natural Gas_Gas Boiler - Insulate Hot Water Lines_A_Achievable Technical Potential | F4 | Industrial | Petroleum | Existing | Process | Natural Gas | Gas Boiler - Insulate Hot Water Lines | A | Incremental Energy Savings (MWh or mTherms) | Achievable Technical Potential | 0 | 0 | 0.51822 | 0.50875 | 0.49945 | 0.4903 | 0.4813 | 0.47247 | 0.46384 | 0.45541 | 0.44718 | 0.43913 | 0.43127 | 0.4236 | 0.4161 | 0.40876 | 0.40156 | 0.3945 | 0.38759 | 0.38079 | 0.37412 | 0.36756 | 0
F5_Industrial_Petroleum_Existing_Process_Natural Gas_Gas Boiler - Insulate Hot Water Lines_A_Achievable Technical Potential | F5 | Industrial | Petroleum | Existing | Process | Natural Gas | Gas Boiler - Insulate Hot Water Lines | A | Incremental Summer Peak Savings (MW) | Achievable Technical Potential | 0 | 0 | 0 | 0 | 0 | 0 | 0 | 0 | 0 | 0 | 0 | 0 | 0 | 0 | 0 | 0 | 0 | 0 | 0 | 0 | 0 | 0 | 0
F6_Industrial_Petroleum_Existing_Process_Natural Gas_Gas Boiler - Insulate Hot Water Lines_A_Achievable Technical Potential | F6 | Industrial | Petroleum | Existing | Process | Natural Gas | Gas Boiler - Insulate Hot Water Lines | A | Incremental Winter Peak Savings (MW) | Achievable Technical Potential | 0 | 0 | 0 | 0 | 0 | 0 | 0 | 0 | 0 | 0 | 0 | 0 | 0 | 0 | 0 | 0 | 0 | 0 | 0 | 0 | 0 | 0 | 0
F7_Industrial_Petroleum_Existing_Process_Natural Gas_Gas Boiler - Insulate Hot Water Lines_A_Achievable Technical Potential | F7 | Industrial | Petroleum | Existing | Process | Natural Gas | Gas Boiler - Insulate Hot Water Lines | A | Cumulative Energy Savings (MWh or mTherms) | Achievable Technical Potential | 0 | 0 | 0.51822 | 1.0264 | 1.5248 | 2.0134 | 2.4924 | 2.9621 | 3.4229 | 3.875 | 4.3189 | 4.7547 | 5.1828 | 5.6035 | 6.017 | 6.4233 | 6.8224 | 7.2145 | 7.6 | 7.9787 | 8.3505 | 8.7156 | 0
F8_Industrial_Petroleum_Existing_Process_Natural Gas_Gas Boiler - Insulate Hot Water Lines_A_Achievable Technical Potential | F8 | Industrial | Petroleum | Existing | Process | Natural Gas | Gas Boiler - Insulate Hot Water Lines | A | Cumulative Summer Peak Savings (MW) | Achievable Technical Potential | 0 | 0 | 0 | 0 | 0 | 0 | 0 | 0 | 0 | 0 | 0 | 0 | 0 | 0 | 0 | 0 | 0 | 0 | 0 | 0 | 0 | 0 | 0
F9_Industrial_Petroleum_Existing_Process_Natural Gas_Gas Boiler - Insulate Hot Water Lines_A_Achievable Technical Potential | F9 | Industrial | Petroleum | Existing | Process | Natural Gas | Gas Boiler - Insulate Hot Water Lines | A | Cumulative Winter Peak Savings (MW) | Achievable Technical Potential | 0 | 0 | 0 | 0 | 0 | 0 | 0 | 0 | 0 | 0 | 0 | 0 | 0 | 0 | 0 | 0 | 0 | 0 | 0 | 0 | 0 | 0 | 0
F10_Industrial_Petroleum_Existing_Process_Natural Gas_Gas Boiler - Insulate Hot Water Lines_A_Achievable Technical Potential | F10 | Industrial | Petroleum | Existing | Process | Natural Gas | Gas Boiler - Insulate Hot Water Lines | A | Purchases (Incremental) | Achievable Technical Potential | 0 | 0 | 0.078951 | 0.077589 | 0.076252 | 0.074937 | 0.073645 | 0.072375 | 0.071127 | 0.069901 | 0.068696 | 0.067511 | 0.066347 | 0.065204 | 0.064079 | 0.062975 | 0.061889 | 0.060822 | 0.059773 | 0.058743 | 0.05773 | 0.056734 | 0
F11_Industrial_Petroleum_Existing_Process_Natural Gas_Gas Boiler - Insulate Hot Water Lines_A_Achievable Technical Potential | F11 | Industrial | Petroleum | Existing | Process | Natural Gas | Gas Boiler - Insulate Hot Water Lines | A | Purchases (Cumulative) | Achievable Technical Potential | 0 | 0 | 0.078951 | 0.15654 | 0.23279 | 0.30773 | 0.38137 | 0.45375 | 0.52488 | 0.59478 | 0.66347 | 0.73099 | 0.79733 | 0.86254 | 0.92662 | 0.98959 | 1.0515 | 1.1123 | 1.1721 | 1.2308 | 1.2885 | 1.3453 | 0
F1_Industrial_Petroleum_Existing_Process_Natural Gas_Process - Insulate Heated Process Fluids_A_Achievable Technical Potential | F1 | Industrial | Petroleum | Existing | Process | Natural Gas | Process - Insulate Heated Process Fluids | A | Integrated Unit Energy Savings (kWh or therms) | Achievable Technical Potential | 0 | 0 | 11057.6186 | 11055.9446 | 11054.5778 | 11053.3546 | 11052.183 | 11051.0604 | 11049.9822 | 11048.9428 | 11047.936 | 11046.9558 | 11045.9966 | 11045.063 | 11044.1462 | 11043.239 | 11042.3361 | 11041.4231 | 11040.5082 | 11039.5843 | 11038.6513 | 11037.709 | 0
F2_Industrial_Petroleum_Existing_Process_Natural Gas_Process - Insulate Heated Process Fluids_A_Achievable Technical Potential | F2 | Industrial | Petroleum | Existing | Process | Natural Gas | Process - Insulate Heated Process Fluids | A | Integrated Unit Summer Peak Savings (kW) | Achievable Technical Potential | 0 | 0 | 0 | 0 | 0 | 0 | 0 | 0 | 0 | 0 | 0 | 0 | 0 | 0 | 0 | 0 | 0 | 0 | 0 | 0 | 0 | 0 | 0
F3_Industrial_Petroleum_Existing_Process_Natural Gas_Process - Insulate Heated Process Fluids_A_Achievable Technical Potential | F3 | Industrial | Petroleum | Existing | Process | Natural Gas | Process - Insulate Heated Process Fluids | A | Integrated Unit Winter Peak Savings (kW) | Achievable Technical Potential | 0 | 0 | 0 | 0 | 0 | 0 | 0 | 0 | 0 | 0 | 0 | 0 | 0 | 0 | 0 | 0 | 0 | 0 | 0 | 0 | 0 | 0 | 0
F4_Industrial_Petroleum_Existing_Process_Natural Gas_Process - Insulate Heated Process Fluids_A_Achievable Technical Potential | F4 | Industrial | Petroleum | Existing | Process | Natural Gas | Process - Insulate Heated Process Fluids | A | Incremental Energy Savings (MWh or mTherms) | Achievable Technical Potential | 0 | 0 | 0.95485 | 0.93824 | 0.92195 | 0.90596 | 0.89024 | 0.78732 | 0.61894 | 0.48657 | 0.38251 | 0.3007 | 0.2364 | 0.18584 | 0.1461 | 0.11485 | 0.09029 | 0.070981 | 0.00047576 | 0.00016697 | 5.5936e-05 | 1.7924e-05 | 0
F5_Industrial_Petroleum_Existing_Process_Natural Gas_Process - Insulate Heated Process Fluids_A_Achievable Technical Potential | F5 | Industrial | Petroleum | Existing | Process | Natural Gas | Process - Insulate Heated Process Fluids | A | Incremental Summer Peak Savings (MW) | Achievable Technical Potential | 0 | 0 | 0 | 0 | 0 | 0 | 0 | 0 | 0 | 0 | 0 | 0 | 0 | 0 | 0 | 0 | 0 | 0 | 0 | 0 | 0 | 0 | 0
F6_Industrial_Petroleum_Existing_Process_Natural Gas_Process - Insulate Heated Process Fluids_A_Achievable Technical Potential | F6 | Industrial | Petroleum | Existing | Process | Natural Gas | Process - Insulate Heated Process Fluids | A | Incremental Winter Peak Savings (MW) | Achievable Technical Potential | 0 | 0 | 0 | 0 | 0 | 0 | 0 | 0 | 0 | 0 | 0 | 0 | 0 | 0 | 0 | 0 | 0 | 0 | 0 | 0 | 0 | 0 | 0
F7_Industrial_Petroleum_Existing_Process_Natural Gas_Process - Insulate Heated Process Fluids_A_Achievable Technical Potential | F7 | Industrial | Petroleum | Existing | Process | Natural Gas | Process - Insulate Heated Process Fluids | A | Cumulative Energy Savings (MWh or mTherms) | Achievable Technical Potential | 0 | 0 | 0.95485 | 1.8929 | 2.8147 | 3.7203 | 4.6102 | 5.397 | 6.0154 | 6.5014 | 6.8833 | 7.1834 | 7.4192 | 7.6044 | 7.7499 | 7.8641 | 7.9537 | 8.0241 | 8.0239 | 8.0234 | 8.0228 | 8.0221 | 0
F8_Industrial_Petroleum_Existing_Process_Natural Gas_Process - Insulate Heated Process Fluids_A_Achievable Technical Potential | F8 | Industrial | Petroleum | Existing | Process | Natural Gas | Process - Insulate Heated Process Fluids | A | Cumulative Summer Peak Savings (MW) | Achievable Technical Potential | 0 | 0 | 0 | 0 | 0 | 0 | 0 | 0 | 0 | 0 | 0 | 0 | 0 | 0 | 0 | 0 | 0 | 0 | 0 | 0 | 0 | 0 | 0
F9_Industrial_Petroleum_Existing_Process_Natural Gas_Process - Insulate Heated Process Fluids_A_Achievable Technical Potential | F9 | Industrial | Petroleum | Existing | Process | Natural Gas | Process - Insulate Heated Process Fluids | A | Cumulative Winter Peak Savings (MW) | Achievable Technical Potential | 0 | 0 | 0 | 0 | 0 | 0 | 0 | 0 | 0 | 0 | 0 | 0 | 0 | 0 | 0 | 0 | 0 | 0 | 0 | 0 | 0 | 0 | 0
F10_Industrial_Petroleum_Existing_Process_Natural Gas_Process - Insulate Heated Process Fluids_A_Achievable Technical Potential | F10 | Industrial | Petroleum | Existing | Process | Natural Gas | Process - Insulate Heated Process Fluids | A | Purchases (Incremental) | Achievable Technical Potential | 0 | 0 | 0.086352 | 0.084863 | 0.0834 | 0.081962 | 0.080549 | 0.071244 | 0.056013 | 0.044038 | 0.034623 | 0.027221 | 0.021401 | 0.016826 | 0.013228 | 0.0104 | 0.0081768 | 0.0064286 | 4.3092e-05 | 1.5125e-05 | 5.0672e-06 | 1.6239e-06 | 0
F11_Industrial_Petroleum_Existing_Process_Natural Gas_Process - Insulate Heated Process Fluids_A_Achievable Technical Potential | F11 | Industrial | Petroleum | Existing | Process | Natural Gas | Process - Insulate Heated Process Fluids | A | Purchases (Cumulative) | Achievable Technical Potential | 0 | 0 | 0.086352 | 0.17122 | 0.25462 | 0.33658 | 0.41713 | 0.48837 | 0.54438 | 0.58842 | 0.62304 | 0.65026 | 0.67166 | 0.68849 | 0.70172 | 0.71212 | 0.7203 | 0.72672 | 0.72677 | 0.72678 | 0.72679 | 0.72679 | 0
F1_Industrial_Petroleum_Existing_Process_Natural Gas_Process Heat Recovery_A_Achievable Technical Potential | F1 | Industrial | Petroleum | Existing | Process | Natural Gas | Process Heat Recovery | A | Integrated Unit Energy Savings (kWh or therms) | Achievable Technical Potential | 0 | 0 | 33.6759 | 33.5756 | 33.473 | 33.3675 | 33.2585 | 33.1495 | 33.0443 | 32.9424 | 32.8439 | 32.7492 | 32.6585 | 32.572 | 32.489 | 32.4087 | 32.33 | 32.2523 | 32.1778 | 32.1028 | 32.0269 | 31.9499 | 0
F2_Industrial_Petroleum_Existing_Process_Natural Gas_Process Heat Recovery_A_Achievable Technical Potential | F2 | Industrial | Petroleum | Existing | Process | Natural Gas | Process Heat Recovery | A | Integrated Unit Summer Peak Savings (kW) | Achievable Technical Potential | 0 | 0 | 0 | 0 | 0 | 0 | 0 | 0 | 0 | 0 | 0 | 0 | 0 | 0 | 0 | 0 | 0 | 0 | 0 | 0 | 0 | 0 | 0
F3_Industrial_Petroleum_Existing_Process_Natural Gas_Process Heat Recovery_A_Achievable Technical Potential | F3 | Industrial | Petroleum | Existing | Process | Natural Gas | Process Heat Recovery | A | Integrated Unit Winter Peak Savings (kW) | Achievable Technical Potential | 0 | 0 | 0 | 0 | 0 | 0 | 0 | 0 | 0 | 0 | 0 | 0 | 0 | 0 | 0 | 0 | 0 | 0 | 0 | 0 | 0 | 0 | 0
F4_Industrial_Petroleum_Existing_Process_Natural Gas_Process Heat Recovery_A_Achievable Technical Potential | F4 | Industrial | Petroleum | Existing | Process | Natural Gas | Process Heat Recovery | A | Incremental Energy Savings (MWh or mTherms) | Achievable Technical Potential | 0 | 0 | 0.10469 | 0.10258 | 0.1005 | 0.098455 | 0.096442 | 0.085022 | 0.066632 | 0.052225 | 0.040937 | 0.032092 | 0.025161 | 0.01973 | 0.015472 | 0.012134 | 0.0095168 | 0.0074641 | 4.9918e-05 | 1.748e-05 | 5.8424e-06 | 1.8678e-06 | 0
F5_Industrial_Petroleum_Existing_Process_Natural Gas_Process Heat Recovery_A_Achievable Technical Potential | F5 | Industrial | Petroleum | Existing | Process | Natural Gas | Process Heat Recovery | A | Incremental Summer Peak Savings (MW) | Achievable Technical Potential | 0 | 0 | 0 | 0 | 0 | 0 | 0 | 0 | 0 | 0 | 0 | 0 | 0 | 0 | 0 | 0 | 0 | 0 | 0 | 0 | 0 | 0 | 0
F6_Industrial_Petroleum_Existing_Process_Natural Gas_Process Heat Recovery_A_Achievable Technical Potential | F6 | Industrial | Petroleum | Existing | Process | Natural Gas | Process Heat Recovery | A | Incremental Winter Peak Savings (MW) | Achievable Technical Potential | 0 | 0 | 0 | 0 | 0 | 0 | 0 | 0 | 0 | 0 | 0 | 0 | 0 | 0 | 0 | 0 | 0 | 0 | 0 | 0 | 0 | 0 | 0
F7_Industrial_Petroleum_Existing_Process_Natural Gas_Process Heat Recovery_A_Achievable Technical Potential | F7 | Industrial | Petroleum | Existing | Process | Natural Gas | Process Heat Recovery | A | Cumulative Energy Savings (MWh or mTherms) | Achievable Technical Potential | 0 | 0 | 0.10469 | 0.20695 | 0.30682 | 0.40431 | 0.49943 | 0.58281 | 0.6476 | 0.69782 | 0.73667 | 0.76664 | 0.78968 | 0.80732 | 0.82073 | 0.83084 | 0.83834 | 0.84379 | 0.84189 | 0.83994 | 0.83796 | 0.83595 | 0
F8_Industrial_Petroleum_Existing_Process_Natural Gas_Process Heat Recovery_A_Achievable Technical Potential | F8 | Industrial | Petroleum | Existing | Process | Natural Gas | Process Heat Recovery | A | Cumulative Summer Peak Savings (MW) | Achievable Technical Potential | 0 | 0 | 0 | 0 | 0 | 0 | 0 | 0 | 0 | 0 | 0 | 0 | 0 | 0 | 0 | 0 | 0 | 0 | 0 | 0 | 0 | 0 | 0
F9_Industrial_Petroleum_Existing_Process_Natural Gas_Process Heat Recovery_A_Achievable Technical Potential | F9 | Industrial | Petroleum | Existing | Process | Natural Gas | Process Heat Recovery | A | Cumulative Winter Peak Savings (MW) | Achievable Technical Potential | 0 | 0 | 0 | 0 | 0 | 0 | 0 | 0 | 0 | 0 | 0 | 0 | 0 | 0 | 0 | 0 | 0 | 0 | 0 | 0 | 0 | 0 | 0
F10_Industrial_Petroleum_Existing_Process_Natural Gas_Process Heat Recovery_A_Achievable Technical Potential | F10 | Industrial | Petroleum | Existing | Process | Natural Gas | Process Heat Recovery | A | Purchases (Incremental) | Achievable Technical Potential | 0 | 0 | 3.1087 | 3.0551 | 3.0024 | 2.9506 | 2.8998 | 2.5648 | 2.0165 | 1.5854 | 1.2464 | 0.97994 | 0.77043 | 0.60572 | 0.47622 | 0.37441 | 0.29436 | 0.23143 | 0.0015513 | 0.00054449 | 0.00018242 | 5.8459e-05 | 0
F11_Industrial_Petroleum_Existing_Process_Natural Gas_Process Heat Recovery_A_Achievable Technical Potential | F11 | Industrial | Petroleum | Existing | Process | Natural Gas | Process Heat Recovery | A | Purchases (Cumulative) | Achievable Technical Potential | 0 | 0 | 3.1087 | 6.1637 | 9.1661 | 12.1168 | 15.0165 | 17.5813 | 19.5978 | 21.1831 | 22.4296 | 23.4095 | 24.1799 | 24.7856 | 25.2619 | 25.6363 | 25.9306 | 26.1621 | 26.1636 | 26.1642 | 26.1643 | 26.1644 | 0
F1_Industrial_Petroleum_Existing_Space Heating_Natural Gas_Building Automation System_A_Achievable Technical Potential | F1 | Industrial | Petroleum | Existing | Space Heating | Natural Gas | Building Automation System | A | Integrated Unit Energy Savings (kWh or therms) | Achievable Technical Potential | 0 | 0 | 0.015504 | 0.015381 | 0.015255 | 0.015127 | 0.014998 | 0.014868 | 0.014739 | 0.014612 | 0.014487 | 0.014366 | 0.014249 | 0.014135 | 0.014025 | 0.013918 | 0.013814 | 0.013712 | 0.013612 | 0.013514 | 0.013417 | 0.013321 | 0
F2_Industrial_Petroleum_Existing_Space Heating_Natural Gas_Building Automation System_A_Achievable Technical Potential | F2 | Industrial | Petroleum | Existing | Space Heating | Natural Gas | Building Automation System | A | Integrated Unit Summer Peak Savings (kW) | Achievable Technical Potential | 0 | 0 | 0 | 0 | 0 | 0 | 0 | 0 | 0 | 0 | 0 | 0 | 0 | 0 | 0 | 0 | 0 | 0 | 0 | 0 | 0 | 0 | 0
F3_Industrial_Petroleum_Existing_Space Heating_Natural Gas_Building Automation System_A_Achievable Technical Potential | F3 | Industrial | Petroleum | Existing | Space Heating | Natural Gas | Building Automation System | A | Integrated Unit Winter Peak Savings (kW) | Achievable Technical Potential | 0 | 0 | 0 | 0 | 0 | 0 | 0 | 0 | 0 | 0 | 0 | 0 | 0 | 0 | 0 | 0 | 0 | 0 | 0 | 0 | 0 | 0 | 0
F4_Industrial_Petroleum_Existing_Space Heating_Natural Gas_Building Automation System_A_Achievable Technical Potential | F4 | Industrial | Petroleum | Existing | Space Heating | Natural Gas | Building Automation System | A | Incremental Energy Savings (MWh or mTherms) | Achievable Technical Potential | 0 | 0 | 0.00070821 | 0.0013802 | 0.0023886 | 0.0037864 | 0.0055999 | 0.0078139 | 0.010355 | 0.013079 | 0.015762 | 0.018113 | 0.019808 | 0.020544 | 0.020117 | 0.018494 | 0.015861 | 0.012795 | 0.0095459 | 0.0064478 | 0.0040193 | 0.0025577 | 0
F5_Industrial_Petroleum_Existing_Space Heating_Natural Gas_Building Automation System_A_Achievable Technical Potential | F5 | Industrial | Petroleum | Existing | Space Heating | Natural Gas | Building Automation System | A | Incremental Summer Peak Savings (MW) | Achievable Technical Potential | 0 | 0 | 0 | 0 | 0 | 0 | 0 | 0 | 0 | 0 | 0 | 0 | 0 | 0 | 0 | 0 | 0 | 0 | 0 | 0 | 0 | 0 | 0
F6_Industrial_Petroleum_Existing_Space Heating_Natural Gas_Building Automation System_A_Achievable Technical Potential | F6 | Industrial | Petroleum | Existing | Space Heating | Natural Gas | Building Automation System | A | Incremental Winter Peak Savings (MW) | Achievable Technical Potential | 0 | 0 | 0 | 0 | 0 | 0 | 0 | 0 | 0 | 0 | 0 | 0 | 0 | 0 | 0 | 0 | 0 | 0 | 0 | 0 | 0 | 0 | 0
F7_Industrial_Petroleum_Existing_Space Heating_Natural Gas_Building Automation System_A_Achievable Technical Potential | F7 | Industrial | Petroleum | Existing | Space Heating | Natural Gas | Building Automation System | A | Cumulative Energy Savings (MWh or mTherms) | Achievable Technical Potential | 0 | 0 | 0.00070821 | 0.0020828 | 0.0044543 | 0.0082034 | 0.013733 | 0.021429 | 0.031598 | 0.044404 | 0.059787 | 0.077399 | 0.096575 | 0.11635 | 0.13556 | 0.15302 | 0.16774 | 0.1793 | 0.18754 | 0.19263 | 0.19526 | 0.19643 | 0
F8_Industrial_Petroleum_Existing_Space Heating_Natural Gas_Building Automation System_A_Achievable Technical Potential | F8 | Industrial | Petroleum | Existing | Space Heating | Natural Gas | Building Automation System | A | Cumulative Summer Peak Savings (MW) | Achievable Technical Potential | 0 | 0 | 0 | 0 | 0 | 0 | 0 | 0 | 0 | 0 | 0 | 0 | 0 | 0 | 0 | 0 | 0 | 0 | 0 | 0 | 0 | 0 | 0
F9_Industrial_Petroleum_Existing_Space Heating_Natural Gas_Building Automation System_A_Achievable Technical Potential | F9 | Industrial | Petroleum | Existing | Space Heating | Natural Gas | Building Automation System | A | Cumulative Winter Peak Savings (MW) | Achievable Technical Potential | 0 | 0 | 0 | 0 | 0 | 0 | 0 | 0 | 0 | 0 | 0 | 0 | 0 | 0 | 0 | 0 | 0 | 0 | 0 | 0 | 0 | 0 | 0
F10_Industrial_Petroleum_Existing_Space Heating_Natural Gas_Building Automation System_A_Achievable Technical Potential | F10 | Industrial | Petroleum | Existing | Space Heating | Natural Gas | Building Automation System | A | Purchases (Incremental) | Achievable Technical Potential | 0 | 0 | 45.6791 | 89.7353 | 156.582 | 250.3107 | 373.3861 | 525.5485 | 702.5645 | 895.0743 | 1087.9656 | 1260.8497 | 1390.2019 | 1453.4146 | 1434.3189 | 1328.7756 | 1148.148 | 933.1349 | 701.2708 | 477.1245 | 299.5739 | 192.0058 | 0
F11_Industrial_Petroleum_Existing_Space Heating_Natural Gas_Building Automation System_A_Achievable Technical Potential | F11 | Industrial | Petroleum | Existing | Space Heating | Natural Gas | Building Automation System | A | Purchases (Cumulative) | Achievable Technical Potential | 0 | 0 | 45.6791 | 135.4144 | 291.9964 | 542.3072 | 915.6932 | 1441.2417 | 2143.8062 | 3038.8805 | 4126.8461 | 5387.6958 | 6777.8977 | 8231.3123 | 9665.6312 | 10994.4068 | 12142.5548 | 13075.6898 | 13776.9605 | 14254.0851 | 14553.659 | 14745.6647 | 0
F1_Industrial_Petroleum_Existing_Space Heating_Natural Gas_Steam System Efficiency Improvements_A_Achievable Technical Potential | F1 | Industrial | Petroleum | Existing | Space Heating | Natural Gas | Steam System Efficiency Improvements | A | Integrated Unit Energy Savings (kWh or therms) | Achievable Technical Potential | 0 | 0 | 0.1384 | 0.13647 | 0.13396 | 0.13081 | 0.12706 | 0.12281 | 0.11828 | 0.11367 | 0.1092 | 0.10501 | 0.10121 | 0.09782 | 0.094843 | 0.092246 | 0.089985 | 0.088006 | 0.086262 | 0.084688 | 0.083319 | 0.082007 | 0
F2_Industrial_Petroleum_Existing_Space Heating_Natural Gas_Steam System Efficiency Improvements_A_Achievable Technical Potential | F2 | Industrial | Petroleum | Existing | Space Heating | Natural Gas | Steam System Efficiency Improvements | A | Integrated Unit Summer Peak Savings (kW) | Achievable Technical Potential | 0 | 0 | 0 | 0 | 0 | 0 | 0 | 0 | 0 | 0 | 0 | 0 | 0 | 0 | 0 | 0 | 0 | 0 | 0 | 0 | 0 | 0 | 0
F3_Industrial_Petroleum_Existing_Space Heating_Natural Gas_Steam System Efficiency Improvements_A_Achievable Technical Potential | F3 | Industrial | Petroleum | Existing | Space Heating | Natural Gas | Steam System Efficiency Improvements | A | Integrated Unit Winter Peak Savings (kW) | Achievable Technical Potential | 0 | 0 | 0 | 0 | 0 | 0 | 0 | 0 | 0 | 0 | 0 | 0 | 0 | 0 | 0 | 0 | 0 | 0 | 0 | 0 | 0 | 0 | 0
F4_Industrial_Petroleum_Existing_Space Heating_Natural Gas_Steam System Efficiency Improvements_A_Achievable Technical Potential | F4 | Industrial | Petroleum | Existing | Space Heating | Natural Gas | Steam System Efficiency Improvements | A | Incremental Energy Savings (MWh or mTherms) | Achievable Technical Potential | 0 | 0 | 9.1886e-05 | 0.00017798 | 0.00030486 | 0.0004759 | 0.00068951 | 0.00093809 | 0.0012077 | 0.0014787 | 0.0017267 | 0.0019244 | 0.0020449 | 0.0020664 | 0.0019772 | 0.0017815 | 0.0015016 | 0.0011936 | 0.00087921 | 0.00058728 | 0.00036277 | 0.00022885 | 0
F5_Industrial_Petroleum_Existing_Space Heating_Natural Gas_Steam System Efficiency Improvements_A_Achievable Technical Potential | F5 | Industrial | Petroleum | Existing | Space Heating | Natural Gas | Steam System Efficiency Improvements | A | Incremental Summer Peak Savings (MW) | Achievable Technical Potential | 0 | 0 | 0 | 0 | 0 | 0 | 0 | 0 | 0 | 0 | 0 | 0 | 0 | 0 | 0 | 0 | 0 | 0 | 0 | 0 | 0 | 0 | 0
F6_Industrial_Petroleum_Existing_Space Heating_Natural Gas_Steam System Efficiency Improvements_A_Achievable Technical Potential | F6 | Industrial | Petroleum | Existing | Space Heating | Natural Gas | Steam System Efficiency Improvements | A | Incremental Winter Peak Savings (MW) | Achievable Technical Potential | 0 | 0 | 0 | 0 | 0 | 0 | 0 | 0 | 0 | 0 | 0 | 0 | 0 | 0 | 0 | 0 | 0 | 0 | 0 | 0 | 0 | 0 | 0
F7_Industrial_Petroleum_Existing_Space Heating_Natural Gas_Steam System Efficiency Improvements_A_Achievable Technical Potential | F7 | Industrial | Petroleum | Existing | Space Heating | Natural Gas | Steam System Efficiency Improvements | A | Cumulative Energy Savings (MWh or mTherms) | Achievable Technical Potential | 0 | 0 | 9.1886e-05 | 0.00026859 | 0.00056851 | 0.0010311 | 0.001691 | 0.0025726 | 0.0036853 | 0.0050205 | 0.0065496 | 0.0082229 | 0.0099699 | 0.011703 | 0.013324 | 0.01474 | 0.015881 | 0.016725 | 0.017273 | 0.017545 | 0.017624 | 0.017575 | 0
F8_Industrial_Petroleum_Existing_Space Heating_Natural Gas_Steam System Efficiency Improvements_A_Achievable Technical Potential | F8 | Industrial | Petroleum | Existing | Space Heating | Natural Gas | Steam System Efficiency Improvements | A | Cumulative Summer Peak Savings (MW) | Achievable Technical Potential | 0 | 0 | 0 | 0 | 0 | 0 | 0 | 0 | 0 | 0 | 0 | 0 | 0 | 0 | 0 | 0 | 0 | 0 | 0 | 0 | 0 | 0 | 0
F9_Industrial_Petroleum_Existing_Space Heating_Natural Gas_Steam System Efficiency Improvements_A_Achievable Technical Potential | F9 | Industrial | Petroleum | Existing | Space Heating | Natural Gas | Steam System Efficiency Improvements | A | Cumulative Winter Peak Savings (MW) | Achievable Technical Potential | 0 | 0 | 0 | 0 | 0 | 0 | 0 | 0 | 0 | 0 | 0 | 0 | 0 | 0 | 0 | 0 | 0 | 0 | 0 | 0 | 0 | 0 | 0
F10_Industrial_Petroleum_Existing_Space Heating_Natural Gas_Steam System Efficiency Improvements_A_Achievable Technical Potential | F10 | Industrial | Petroleum | Existing | Space Heating | Natural Gas | Steam System Efficiency Improvements | A | Purchases (Incremental) | Achievable Technical Potential | 0 | 0 | 0.66391 | 1.3042 | 2.2758 | 3.6381 | 5.4268 | 7.6384 | 10.2112 | 13.0091 | 15.8126 | 18.3254 | 20.2054 | 21.1241 | 20.8466 | 19.3126 | 16.6873 | 13.5623 | 10.1924 | 6.9346 | 4.354 | 2.7906 | 0
F11_Industrial_Petroleum_Existing_Space Heating_Natural Gas_Steam System Efficiency Improvements_A_Achievable Technical Potential | F11 | Industrial | Petroleum | Existing | Space Heating | Natural Gas | Steam System Efficiency Improvements | A | Purchases (Cumulative) | Achievable Technical Potential | 0 | 0 | 0.66391 | 1.9681 | 4.2439 | 7.882 | 13.3088 | 20.9472 | 31.1584 | 44.1675 | 59.9802 | 78.3055 | 98.5109 | 119.6351 | 140.4817 | 159.7943 | 176.4816 | 190.0439 | 200.2363 | 207.1709 | 211.525 | 214.3156 | 0
F1_Industrial_Petroleum_Existing_Process_Natural Gas_Steam System Efficiency Improvements_A_Achievable Technical Potential | F1 | Industrial | Petroleum | Existing | Process | Natural Gas | Steam System Efficiency Improvements | A | Integrated Unit Energy Savings (kWh or therms) | Achievable Technical Potential | 0 | 0 | 0.70057 | 0.69843 | 0.69624 | 0.69399 | 0.69166 | 0.68934 | 0.68711 | 0.68495 | 0.68287 | 0.68087 | 0.67896 | 0.67714 | 0.6754 | 0.67371 | 0.67206 | 0.67043 | 0.66887 | 0.6673 | 0.66571 | 0.6641 | 0
F2_Industrial_Petroleum_Existing_Process_Natural Gas_Steam System Efficiency Improvements_A_Achievable Technical Potential | F2 | Industrial | Petroleum | Existing | Process | Natural Gas | Steam System Efficiency Improvements | A | Integrated Unit Summer Peak Savings (kW) | Achievable Technical Potential | 0 | 0 | 0 | 0 | 0 | 0 | 0 | 0 | 0 | 0 | 0 | 0 | 0 | 0 | 0 | 0 | 0 | 0 | 0 | 0 | 0 | 0 | 0
F3_Industrial_Petroleum_Existing_Process_Natural Gas_Steam System Efficiency Improvements_A_Achievable Technical Potential | F3 | Industrial | Petroleum | Existing | Process | Natural Gas | Steam System Efficiency Improvements | A | Integrated Unit Winter Peak Savings (kW) | Achievable Technical Potential | 0 | 0 | 0 | 0 | 0 | 0 | 0 | 0 | 0 | 0 | 0 | 0 | 0 | 0 | 0 | 0 | 0 | 0 | 0 | 0 | 0 | 0 | 0
F4_Industrial_Petroleum_Existing_Process_Natural Gas_Steam System Efficiency Improvements_A_Achievable Technical Potential | F4 | Industrial | Petroleum | Existing | Process | Natural Gas | Steam System Efficiency Improvements | A | Incremental Energy Savings (MWh or mTherms) | Achievable Technical Potential | 0 | 0 | 8.5103e-06 | 1.6667e-05 | 2.8992e-05 | 4.6196e-05 | 6.8679e-05 | 9.6343e-05 | 0.00012838 | 0.00016304 | 0.00019757 | 0.0002283 | 0.00025101 | 0.00026173 | 0.00025762 | 0.00023807 | 0.0002052 | 0.00016637 | 0.00012474 | 8.467e-05 | 5.3035e-05 | 3.391e-05 | 0
F5_Industrial_Petroleum_Existing_Process_Natural Gas_Steam System Efficiency Improvements_A_Achievable Technical Potential | F5 | Industrial | Petroleum | Existing | Process | Natural Gas | Steam System Efficiency Improvements | A | Incremental Summer Peak Savings (MW) | Achievable Technical Potential | 0 | 0 | 0 | 0 | 0 | 0 | 0 | 0 | 0 | 0 | 0 | 0 | 0 | 0 | 0 | 0 | 0 | 0 | 0 | 0 | 0 | 0 | 0
F6_Industrial_Petroleum_Existing_Process_Natural Gas_Steam System Efficiency Improvements_A_Achievable Technical Potential | F6 | Industrial | Petroleum | Existing | Process | Natural Gas | Steam System Efficiency Improvements | A | Incremental Winter Peak Savings (MW) | Achievable Technical Potential | 0 | 0 | 0 | 0 | 0 | 0 | 0 | 0 | 0 | 0 | 0 | 0 | 0 | 0 | 0 | 0 | 0 | 0 | 0 | 0 | 0 | 0 | 0
F7_Industrial_Petroleum_Existing_Process_Natural Gas_Steam System Efficiency Improvements_A_Achievable Technical Potential | F7 | Industrial | Petroleum | Existing | Process | Natural Gas | Steam System Efficiency Improvements | A | Cumulative Energy Savings (MWh or mTherms) | Achievable Technical Potential | 0 | 0 | 8.5103e-06 | 2.5151e-05 | 5.4064e-05 | 0.00010009 | 0.00016843 | 0.00026421 | 0.00039173 | 0.00055354 | 0.00074943 | 0.00097554 | 0.0012238 | 0.0014823 | 0.0017361 | 0.0019698 | 0.0021702 | 0.0023313 | 0.0024506 | 0.0025295 | 0.0025765 | 0.0026042 | 0
F8_Industrial_Petroleum_Existing_Process_Natural Gas_Steam System Efficiency Improvements_A_Achievable Technical Potential | F8 | Industrial | Petroleum | Existing | Process | Natural Gas | Steam System Efficiency Improvements | A | Cumulative Summer Peak Savings (MW) | Achievable Technical Potential | 0 | 0 | 0 | 0 | 0 | 0 | 0 | 0 | 0 | 0 | 0 | 0 | 0 | 0 | 0 | 0 | 0 | 0 | 0 | 0 | 0 | 0 | 0
F9_Industrial_Petroleum_Existing_Process_Natural Gas_Steam System Efficiency Improvements_A_Achievable Technical Potential | F9 | Industrial | Petroleum | Existing | Process | Natural Gas | Steam System Efficiency Improvements | A | Cumulative Winter Peak Savings (MW) | Achievable Technical Potential | 0 | 0 | 0 | 0 | 0 | 0 | 0 | 0 | 0 | 0 | 0 | 0 | 0 | 0 | 0 | 0 | 0 | 0 | 0 | 0 | 0 | 0 | 0
F10_Industrial_Petroleum_Existing_Process_Natural Gas_Steam System Efficiency Improvements_A_Achievable Technical Potential | F10 | Industrial | Petroleum | Existing | Process | Natural Gas | Steam System Efficiency Improvements | A | Purchases (Incremental) | Achievable Technical Potential | 0 | 0 | 0.012148 | 0.023864 | 0.041641 | 0.066566 | 0.099296 | 0.13976 | 0.18684 | 0.23803 | 0.28933 | 0.3353 | 0.3697 | 0.38651 | 0.38143 | 0.35337 | 0.30533 | 0.24815 | 0.18649 | 0.12688 | 0.079667 | 0.051061 | 0
F11_Industrial_Petroleum_Existing_Process_Natural Gas_Steam System Efficiency Improvements_A_Achievable Technical Potential | F11 | Industrial | Petroleum | Existing | Process | Natural Gas | Steam System Efficiency Improvements | A | Purchases (Cumulative) | Achievable Technical Potential | 0 | 0 | 0.012148 | 0.036011 | 0.077652 | 0.14422 | 0.24351 | 0.38328 | 0.57011 | 0.80814 | 1.0975 | 1.4328 | 1.8025 | 2.189 | 2.5704 | 2.9238 | 3.2291 | 3.4773 | 3.6638 | 3.7907 | 3.8703 | 3.9214 | 0
F1_Industrial_Petroleum_Existing_Space Heating_Natural Gas_Strategic Energy Management_A_Achievable Technical Potential | F1 | Industrial | Petroleum | Existing | Space Heating | Natural Gas | Strategic Energy Management | A | Integrated Unit Energy Savings (kWh or therms) | Achievable Technical Potential | 0 | 0 | 812.173 | 806.3984 | 800.468 | 794.4402 | 788.357 | 782.2551 | 776.1872 | 770.2046 | 764.3576 | 758.6918 | 753.2355 | 747.9896 | 742.9341 | 738.0457 | 733.2989 | 728.6747 | 724.1616 | 719.7356 | 715.3884 | 711.113 | 0
F2_Industrial_Petroleum_Existing_Space Heating_Natural Gas_Strategic Energy Management_A_Achievable Technical Potential | F2 | Industrial | Petroleum | Existing | Space Heating | Natural Gas | Strategic Energy Management | A | Integrated Unit Summer Peak Savings (kW) | Achievable Technical Potential | 0 | 0 | 0 | 0 | 0 | 0 | 0 | 0 | 0 | 0 | 0 | 0 | 0 | 0 | 0 | 0 | 0 | 0 | 0 | 0 | 0 | 0 | 0
F3_Industrial_Petroleum_Existing_Space Heating_Natural Gas_Strategic Energy Management_A_Achievable Technical Potential | F3 | Industrial | Petroleum | Existing | Space Heating | Natural Gas | Strategic Energy Management | A | Integrated Unit Winter Peak Savings (kW) | Achievable Technical Potential | 0 | 0 | 0 | 0 | 0 | 0 | 0 | 0 | 0 | 0 | 0 | 0 | 0 | 0 | 0 | 0 | 0 | 0 | 0 | 0 | 0 | 0 | 0
F4_Industrial_Petroleum_Existing_Space Heating_Natural Gas_Strategic Energy Management_A_Achievable Technical Potential | F4 | Industrial | Petroleum | Existing | Space Heating | Natural Gas | Strategic Energy Management | A | Incremental Energy Savings (MWh or mTherms) | Achievable Technical Potential | 0 | 0 | 0.0044569 | 0.0043489 | 0.0042425 | 0.004138 | 0.0040355 | 0.0039352 | 0.0038374 | 0.0037421 | 0.0036497 | 0.0035602 | 0.0034736 | 0.00339 | 0.003309 | 0.0032306 | 0.0031544 | 0.0030805 | 0.0030086 | 0.0029387 | 0.0028706 | 0.0028042 | 0
F5_Industrial_Petroleum_Existing_Space Heating_Natural Gas_Strategic Energy Management_A_Achievable Technical Potential | F5 | Industrial | Petroleum | Existing | Space Heating | Natural Gas | Strategic Energy Management | A | Incremental Summer Peak Savings (MW) | Achievable Technical Potential | 0 | 0 | 0 | 0 | 0 | 0 | 0 | 0 | 0 | 0 | 0 | 0 | 0 | 0 | 0 | 0 | 0 | 0 | 0 | 0 | 0 | 0 | 0
F6_Industrial_Petroleum_Existing_Space Heating_Natural Gas_Strategic Energy Management_A_Achievable Technical Potential | F6 | Industrial | Petroleum | Existing | Space Heating | Natural Gas | Strategic Energy Management | A | Incremental Winter Peak Savings (MW) | Achievable Technical Potential | 0 | 0 | 0 | 0 | 0 | 0 | 0 | 0 | 0 | 0 | 0 | 0 | 0 | 0 | 0 | 0 | 0 | 0 | 0 | 0 | 0 | 0 | 0
F7_Industrial_Petroleum_Existing_Space Heating_Natural Gas_Strategic Energy Management_A_Achievable Technical Potential | F7 | Industrial | Petroleum | Existing | Space Heating | Natural Gas | Strategic Energy Management | A | Cumulative Energy Savings (MWh or mTherms) | Achievable Technical Potential | 0 | 0 | 0.0044569 | 0.0087742 | 0.012952 | 0.016993 | 0.020898 | 0.024671 | 0.028317 | 0.031841 | 0.035249 | 0.038548 | 0.041745 | 0.044844 | 0.04785 | 0.050766 | 0.053593 | 0.056336 | 0.058996 | 0.061574 | 0.064073 | 0.066494 | 0
F8_Industrial_Petroleum_Existing_Space Heating_Natural Gas_Strategic Energy Management_A_Achievable Technical Potential | F8 | Industrial | Petroleum | Existing | Space Heating | Natural Gas | Strategic Energy Management | A | Cumulative Summer Peak Savings (MW) | Achievable Technical Potential | 0 | 0 | 0 | 0 | 0 | 0 | 0 | 0 | 0 | 0 | 0 | 0 | 0 | 0 | 0 | 0 | 0 | 0 | 0 | 0 | 0 | 0 | 0
F9_Industrial_Petroleum_Existing_Space Heating_Natural Gas_Strategic Energy Management_A_Achievable Technical Potential | F9 | Industrial | Petroleum | Existing | Space Heating | Natural Gas | Strategic Energy Management | A | Cumulative Winter Peak Savings (MW) | Achievable Technical Potential | 0 | 0 | 0 | 0 | 0 | 0 | 0 | 0 | 0 | 0 | 0 | 0 | 0 | 0 | 0 | 0 | 0 | 0 | 0 | 0 | 0 | 0 | 0
F10_Industrial_Petroleum_Existing_Space Heating_Natural Gas_Strategic Energy Management_A_Achievable Technical Potential | F10 | Industrial | Petroleum | Existing | Space Heating | Natural Gas | Strategic Energy Management | A | Purchases (Incremental) | Achievable Technical Potential | 0 | 0 | 0.0054876 | 0.005393 | 0.0053001 | 0.0052087 | 0.0051189 | 0.0050306 | 0.0049439 | 0.0048586 | 0.0047749 | 0.0046925 | 0.0046116 | 0.0045321 | 0.004454 | 0.0043772 | 0.0043017 | 0.0042276 | 0.0041547 | 0.004083 | 0.0040126 | 0.0039435 | 0
F11_Industrial_Petroleum_Existing_Space Heating_Natural Gas_Strategic Energy Management_A_Achievable Technical Potential | F11 | Industrial | Petroleum | Existing | Space Heating | Natural Gas | Strategic Energy Management | A | Purchases (Cumulative) | Achievable Technical Potential | 0 | 0 | 0.0054876 | 0.010881 | 0.016181 | 0.021389 | 0.026508 | 0.031539 | 0.036483 | 0.041341 | 0.046116 | 0.050809 | 0.05542 | 0.059953 | 0.064407 | 0.068784 | 0.073085 | 0.077313 | 0.081468 | 0.085551 | 0.089563 | 0.093507 | 0
F1_Industrial_Petroleum_Existing_Process_Natural Gas_Strategic Energy Management_A_Achievable Technical Potential | F1 | Industrial | Petroleum | Existing | Process | Natural Gas | Strategic Energy Management | A | Integrated Unit Energy Savings (kWh or therms) | Achievable Technical Potential | 0 | 0 | 767.9487 | 766.8466 | 765.7233 | 764.57 | 763.3792 | 762.1965 | 761.0764 | 760.0155 | 759.018 | 758.0903 | 757.2353 | 756.4534 | 755.7293 | 755.0461 | 754.3856 | 753.7351 | 753.1299 | 752.5162 | 751.8927 | 751.2592 | 0
F2_Industrial_Petroleum_Existing_Process_Natural Gas_Strategic Energy Management_A_Achievable Technical Potential | F2 | Industrial | Petroleum | Existing | Process | Natural Gas | Strategic Energy Management | A | Integrated Unit Summer Peak Savings (kW) | Achievable Technical Potential | 0 | 0 | 0 | 0 | 0 | 0 | 0 | 0 | 0 | 0 | 0 | 0 | 0 | 0 | 0 | 0 | 0 | 0 | 0 | 0 | 0 | 0 | 0
F3_Industrial_Petroleum_Existing_Process_Natural Gas_Strategic Energy Management_A_Achievable Technical Potential | F3 | Industrial | Petroleum | Existing | Process | Natural Gas | Strategic Energy Management | A | Integrated Unit Winter Peak Savings (kW) | Achievable Technical Potential | 0 | 0 | 0 | 0 | 0 | 0 | 0 | 0 | 0 | 0 | 0 | 0 | 0 | 0 | 0 | 0 | 0 | 0 | 0 | 0 | 0 | 0 | 0
F4_Industrial_Petroleum_Existing_Process_Natural Gas_Strategic Energy Management_A_Achievable Technical Potential | F4 | Industrial | Petroleum | Existing | Process | Natural Gas | Strategic Energy Management | A | Incremental Energy Savings (MWh or mTherms) | Achievable Technical Potential | 0 | 0 | 1.0913 | 1.071 | 1.051 | 1.0313 | 1.0119 | 0.99296 | 0.9744 | 0.95627 | 0.93855 | 0.92124 | 0.90433 | 0.88782 | 0.87168 | 0.85588 | 0.84038 | 0.82518 | 0.8103 | 0.79568 | 0.78132 | 0.7672 | 0
F5_Industrial_Petroleum_Existing_Process_Natural Gas_Strategic Energy Management_A_Achievable Technical Potential | F5 | Industrial | Petroleum | Existing | Process | Natural Gas | Strategic Energy Management | A | Incremental Summer Peak Savings (MW) | Achievable Technical Potential | 0 | 0 | 0 | 0 | 0 | 0 | 0 | 0 | 0 | 0 | 0 | 0 | 0 | 0 | 0 | 0 | 0 | 0 | 0 | 0 | 0 | 0 | 0
F6_Industrial_Petroleum_Existing_Process_Natural Gas_Strategic Energy Management_A_Achievable Technical Potential | F6 | Industrial | Petroleum | Existing | Process | Natural Gas | Strategic Energy Management | A | Incremental Winter Peak Savings (MW) | Achievable Technical Potential | 0 | 0 | 0 | 0 | 0 | 0 | 0 | 0 | 0 | 0 | 0 | 0 | 0 | 0 | 0 | 0 | 0 | 0 | 0 | 0 | 0 | 0 | 0
F7_Industrial_Petroleum_Existing_Process_Natural Gas_Strategic Energy Management_A_Achievable Technical Potential | F7 | Industrial | Petroleum | Existing | Process | Natural Gas | Strategic Energy Management | A | Cumulative Energy Savings (MWh or mTherms) | Achievable Technical Potential | 0 | 0 | 1.0913 | 2.1608 | 3.2086 | 4.235 | 5.2404 | 6.2252 | 7.1905 | 8.1367 | 9.0646 | 9.9747 | 10.8678 | 11.7444 | 12.6049 | 13.4493 | 14.278 | 15.0908 | 15.889 | 16.6718 | 17.4393 | 18.1918 | 0
F8_Industrial_Petroleum_Existing_Process_Natural Gas_Strategic Energy Management_A_Achievable Technical Potential | F8 | Industrial | Petroleum | Existing | Process | Natural Gas | Strategic Energy Management | A | Cumulative Summer Peak Savings (MW) | Achievable Technical Potential | 0 | 0 | 0 | 0 | 0 | 0 | 0 | 0 | 0 | 0 | 0 | 0 | 0 | 0 | 0 | 0 | 0 | 0 | 0 | 0 | 0 | 0 | 0
F9_Industrial_Petroleum_Existing_Process_Natural Gas_Strategic Energy Management_A_Achievable Technical Potential | F9 | Industrial | Petroleum | Existing | Process | Natural Gas | Strategic Energy Management | A | Cumulative Winter Peak Savings (MW) | Achievable Technical Potential | 0 | 0 | 0 | 0 | 0 | 0 | 0 | 0 | 0 | 0 | 0 | 0 | 0 | 0 | 0 | 0 | 0 | 0 | 0 | 0 | 0 | 0 | 0
F10_Industrial_Petroleum_Existing_Process_Natural Gas_Strategic Energy Management_A_Achievable Technical Potential | F10 | Industrial | Petroleum | Existing | Process | Natural Gas | Strategic Energy Management | A | Purchases (Incremental) | Achievable Technical Potential | 0 | 0 | 1.4211 | 1.3966 | 1.3725 | 1.3489 | 1.3256 | 1.3028 | 1.2803 | 1.2582 | 1.2365 | 1.2152 | 1.1943 | 1.1737 | 1.1534 | 1.1335 | 1.114 | 1.0948 | 1.0759 | 1.0574 | 1.0391 | 1.0212 | 0
F11_Industrial_Petroleum_Existing_Process_Natural Gas_Strategic Energy Management_A_Achievable Technical Potential | F11 | Industrial | Petroleum | Existing | Process | Natural Gas | Strategic Energy Management | A | Purchases (Cumulative) | Achievable Technical Potential | 0 | 0 | 1.4211 | 2.8177 | 4.1903 | 5.5391 | 6.8647 | 8.1675 | 9.4478 | 10.706 | 11.9425 | 13.1577 | 14.352 | 15.5257 | 16.6791 | 17.8126 | 18.9266 | 20.0214 | 21.0973 | 22.1547 | 23.1938 | 24.215 | 0
F1_Industrial_Petroleum_Existing_Miscellaneous_Natural Gas_Strategic Energy Management_A_Achievable Technical Potential | F1 | Industrial | Petroleum | Existing | Miscellaneous | Natural Gas | Strategic Energy Management | A | Integrated Unit Energy Savings (kWh or therms) | Achievable Technical Potential | 0 | 0 | 160.7723 | 160.7723 | 160.7723 | 160.7723 | 160.7723 | 160.7723 | 160.7723 | 160.7723 | 160.7723 | 160.7723 | 160.7723 | 160.7723 | 160.7723 | 160.7723 | 160.7723 | 160.7723 | 160.7723 | 160.7723 | 160.7723 | 160.7723 | 0
F2_Industrial_Petroleum_Existing_Miscellaneous_Natural Gas_Strategic Energy Management_A_Achievable Technical Potential | F2 | Industrial | Petroleum | Existing | Miscellaneous | Natural Gas | Strategic Energy Management | A | Integrated Unit Summer Peak Savings (kW) | Achievable Technical Potential | 0 | 0 | 0 | 0 | 0 | 0 | 0 | 0 | 0 | 0 | 0 | 0 | 0 | 0 | 0 | 0 | 0 | 0 | 0 | 0 | 0 | 0 | 0
F3_Industrial_Petroleum_Existing_Miscellaneous_Natural Gas_Strategic Energy Management_A_Achievable Technical Potential | F3 | Industrial | Petroleum | Existing | Miscellaneous | Natural Gas | Strategic Energy Management | A | Integrated Unit Winter Peak Savings (kW) | Achievable Technical Potential | 0 | 0 | 0 | 0 | 0 | 0 | 0 | 0 | 0 | 0 | 0 | 0 | 0 | 0 | 0 | 0 | 0 | 0 | 0 | 0 | 0 | 0 | 0
F4_Industrial_Petroleum_Existing_Miscellaneous_Natural Gas_Strategic Energy Management_A_Achievable Technical Potential | F4 | Industrial | Petroleum | Existing | Miscellaneous | Natural Gas | Strategic Energy Management | A | Incremental Energy Savings (MWh or mTherms) | Achievable Technical Potential | 0 | 0 | 0.057119 | 0.056134 | 0.055166 | 0.054215 | 0.05328 | 0.052362 | 0.051459 | 0.050572 | 0.0497 | 0.048843 | 0.048001 | 0.047173 | 0.04636 | 0.045561 | 0.044775 | 0.044003 | 0.043244 | 0.042499 | 0.041766 | 0.041046 | 0
F5_Industrial_Petroleum_Existing_Miscellaneous_Natural Gas_Strategic Energy Management_A_Achievable Technical Potential | F5 | Industrial | Petroleum | Existing | Miscellaneous | Natural Gas | Strategic Energy Management | A | Incremental Summer Peak Savings (MW) | Achievable Technical Potential | 0 | 0 | 0 | 0 | 0 | 0 | 0 | 0 | 0 | 0 | 0 | 0 | 0 | 0 | 0 | 0 | 0 | 0 | 0 | 0 | 0 | 0 | 0
F6_Industrial_Petroleum_Existing_Miscellaneous_Natural Gas_Strategic Energy Management_A_Achievable Technical Potential | F6 | Industrial | Petroleum | Existing | Miscellaneous | Natural Gas | Strategic Energy Management | A | Incremental Winter Peak Savings (MW) | Achievable Technical Potential | 0 | 0 | 0 | 0 | 0 | 0 | 0 | 0 | 0 | 0 | 0 | 0 | 0 | 0 | 0 | 0 | 0 | 0 | 0 | 0 | 0 | 0 | 0
F7_Industrial_Petroleum_Existing_Miscellaneous_Natural Gas_Strategic Energy Management_A_Achievable Technical Potential | F7 | Industrial | Petroleum | Existing | Miscellaneous | Natural Gas | Strategic Energy Management | A | Cumulative Energy Savings (MWh or mTherms) | Achievable Technical Potential | 0 | 0 | 0.057119 | 0.11325 | 0.16842 | 0.22263 | 0.27591 | 0.32828 | 0.37974 | 0.43031 | 0.48001 | 0.52885 | 0.57685 | 0.62402 | 0.67038 | 0.71594 | 0.76072 | 0.80472 | 0.84797 | 0.89047 | 0.93223 | 0.97328 | 0
F8_Industrial_Petroleum_Existing_Miscellaneous_Natural Gas_Strategic Energy Management_A_Achievable Technical Potential | F8 | Industrial | Petroleum | Existing | Miscellaneous | Natural Gas | Strategic Energy Management | A | Cumulative Summer Peak Savings (MW) | Achievable Technical Potential | 0 | 0 | 0 | 0 | 0 | 0 | 0 | 0 | 0 | 0 | 0 | 0 | 0 | 0 | 0 | 0 | 0 | 0 | 0 | 0 | 0 | 0 | 0
F9_Industrial_Petroleum_Existing_Miscellaneous_Natural Gas_Strategic Energy Management_A_Achievable Technical Potential | F9 | Industrial | Petroleum | Existing | Miscellaneous | Natural Gas | Strategic Energy Management | A | Cumulative Winter Peak Savings (MW) | Achievable Technical Potential | 0 | 0 | 0 | 0 | 0 | 0 | 0 | 0 | 0 | 0 | 0 | 0 | 0 | 0 | 0 | 0 | 0 | 0 | 0 | 0 | 0 | 0 | 0
F10_Industrial_Petroleum_Existing_Miscellaneous_Natural Gas_Strategic Energy Management_A_Achievable Technical Potential | F10 | Industrial | Petroleum | Existing | Miscellaneous | Natural Gas | Strategic Energy Management | A | Purchases (Incremental) | Achievable Technical Potential | 0 | 0 | 0.35528 | 0.34915 | 0.34313 | 0.33722 | 0.3314 | 0.32569 | 0.32007 | 0.31455 | 0.30913 | 0.3038 | 0.29856 | 0.29342 | 0.28836 | 0.28339 | 0.2785 | 0.2737 | 0.26898 | 0.26434 | 0.25978 | 0.2553 | 0
F11_Industrial_Petroleum_Existing_Miscellaneous_Natural Gas_Strategic Energy Management_A_Achievable Technical Potential | F11 | Industrial | Petroleum | Existing | Miscellaneous | Natural Gas | Strategic Energy Management | A | Purchases (Cumulative) | Achievable Technical Potential | 0 | 0 | 0.35528 | 0.70443 | 1.0476 | 1.3848 | 1.7162 | 2.0419 | 2.3619 | 2.6765 | 2.9856 | 3.2894 | 3.588 | 3.8814 | 4.1698 | 4.4532 | 4.7317 | 5.0054 | 5.2743 | 5.5387 | 5.7985 | 6.0538 | 0
F1_Industrial_Petroleum_Existing_Space Heating_Natural Gas_Commissioning_A_Achievable Technical Potential | F1 | Industrial | Petroleum | Existing | Space Heating | Natural Gas | Commissioning | A | Integrated Unit Energy Savings (kWh or therms) | Achievable Technical Potential | 0 | 0 | 17.5309 | 17.4332 | 17.3328 | 17.2308 | 17.1284 | 17.0265 | 16.9261 | 16.8278 | 16.7322 | 16.6398 | 16.551 | 16.4655 | 16.3831 | 16.3038 | 16.2273 | 16.1536 | 16.0824 | 16.0134 | 15.9463 | 15.8811 | 0
F2_Industrial_Petroleum_Existing_Space Heating_Natural Gas_Commissioning_A_Achievable Technical Potential | F2 | Industrial | Petroleum | Existing | Space Heating | Natural Gas | Commissioning | A | Integrated Unit Summer Peak Savings (kW) | Achievable Technical Potential | 0 | 0 | 0 | 0 | 0 | 0 | 0 | 0 | 0 | 0 | 0 | 0 | 0 | 0 | 0 | 0 | 0 | 0 | 0 | 0 | 0 | 0 | 0
F3_Industrial_Petroleum_Existing_Space Heating_Natural Gas_Commissioning_A_Achievable Technical Potential | F3 | Industrial | Petroleum | Existing | Space Heating | Natural Gas | Commissioning | A | Integrated Unit Winter Peak Savings (kW) | Achievable Technical Potential | 0 | 0 | 0 | 0 | 0 | 0 | 0 | 0 | 0 | 0 | 0 | 0 | 0 | 0 | 0 | 0 | 0 | 0 | 0 | 0 | 0 | 0 | 0
F4_Industrial_Petroleum_Existing_Space Heating_Natural Gas_Commissioning_A_Achievable Technical Potential | F4 | Industrial | Petroleum | Existing | Space Heating | Natural Gas | Commissioning | A | Incremental Energy Savings (MWh or mTherms) | Achievable Technical Potential | 0 | 0 | 0 | 0 | 0 | 0 | 0 | 0 | 0 | 0 | 0 | 0 | 0 | 0 | 0 | 0 | 0 | 0 | 0 | 0 | 0 | 0 | 0
F5_Industrial_Petroleum_Existing_Space Heating_Natural Gas_Commissioning_A_Achievable Technical Potential | F5 | Industrial | Petroleum | Existing | Space Heating | Natural Gas | Commissioning | A | Incremental Summer Peak Savings (MW) | Achievable Technical Potential | 0 | 0 | 0 | 0 | 0 | 0 | 0 | 0 | 0 | 0 | 0 | 0 | 0 | 0 | 0 | 0 | 0 | 0 | 0 | 0 | 0 | 0 | 0
F6_Industrial_Petroleum_Existing_Space Heating_Natural Gas_Commissioning_A_Achievable Technical Potential | F6 | Industrial | Petroleum | Existing | Space Heating | Natural Gas | Commissioning | A | Incremental Winter Peak Savings (MW) | Achievable Technical Potential | 0 | 0 | 0 | 0 | 0 | 0 | 0 | 0 | 0 | 0 | 0 | 0 | 0 | 0 | 0 | 0 | 0 | 0 | 0 | 0 | 0 | 0 | 0
F7_Industrial_Petroleum_Existing_Space Heating_Natural Gas_Commissioning_A_Achievable Technical Potential | F7 | Industrial | Petroleum | Existing | Space Heating | Natural Gas | Commissioning | A | Cumulative Energy Savings (MWh or mTherms) | Achievable Technical Potential | 0 | 0 | 0 | 0 | 0 | 0 | 0 | 0 | 0 | 0 | 0 | 0 | 0 | 0 | 0 | 0 | 0 | 0 | 0 | 0 | 0 | 0 | 0
F8_Industrial_Petroleum_Existing_Space Heating_Natural Gas_Commissioning_A_Achievable Technical Potential | F8 | Industrial | Petroleum | Existing | Space Heating | Natural Gas | Commissioning | A | Cumulative Summer Peak Savings (MW) | Achievable Technical Potential | 0 | 0 | 0 | 0 | 0 | 0 | 0 | 0 | 0 | 0 | 0 | 0 | 0 | 0 | 0 | 0 | 0 | 0 | 0 | 0 | 0 | 0 | 0
F9_Industrial_Petroleum_Existing_Space Heating_Natural Gas_Commissioning_A_Achievable Technical Potential | F9 | Industrial | Petroleum | Existing | Space Heating | Natural Gas | Commissioning | A | Cumulative Winter Peak Savings (MW) | Achievable Technical Potential | 0 | 0 | 0 | 0 | 0 | 0 | 0 | 0 | 0 | 0 | 0 | 0 | 0 | 0 | 0 | 0 | 0 | 0 | 0 | 0 | 0 | 0 | 0
F10_Industrial_Petroleum_Existing_Space Heating_Natural Gas_Commissioning_A_Achievable Technical Potential | F10 | Industrial | Petroleum | Existing | Space Heating | Natural Gas | Commissioning | A | Purchases (Incremental) | Achievable Technical Potential | 0 | 0 | 0 | 0 | 0 | 0 | 0 | 0 | 0 | 0 | 0 | 0 | 0 | 0 | 0 | 0 | 0 | 0 | 0 | 0 | 0 | 0 | 0
F11_Industrial_Petroleum_Existing_Space Heating_Natural Gas_Commissioning_A_Achievable Technical Potential | F11 | Industrial | Petroleum | Existing | Space Heating | Natural Gas | Commissioning | A | Purchases (Cumulative) | Achievable Technical Potential | 0 | 0 | 0 | 0 | 0 | 0 | 0 | 0 | 0 | 0 | 0 | 0 | 0 | 0 | 0 | 0 | 0 | 0 | 0 | 0 | 0 | 0 | 0
F1_Industrial_Petroleum_Existing_Process_Natural Gas_Commissioning_A_Achievable Technical Potential | F1 | Industrial | Petroleum | Existing | Process | Natural Gas | Commissioning | A | Integrated Unit Energy Savings (kWh or therms) | Achievable Technical Potential | 0 | 0 | 4292.3343 | 4292.3343 | 4292.3343 | 4292.3343 | 4292.3343 | 4292.3343 | 4292.3343 | 4292.3343 | 4292.3343 | 4292.3343 | 4292.3343 | 4292.3343 | 4292.3343 | 4292.3343 | 4292.3343 | 4292.3343 | 4292.3343 | 4292.3343 | 4292.3343 | 4292.3343 | 0
F2_Industrial_Petroleum_Existing_Process_Natural Gas_Commissioning_A_Achievable Technical Potential | F2 | Industrial | Petroleum | Existing | Process | Natural Gas | Commissioning | A | Integrated Unit Summer Peak Savings (kW) | Achievable Technical Potential | 0 | 0 | 0 | 0 | 0 | 0 | 0 | 0 | 0 | 0 | 0 | 0 | 0 | 0 | 0 | 0 | 0 | 0 | 0 | 0 | 0 | 0 | 0
F3_Industrial_Petroleum_Existing_Process_Natural Gas_Commissioning_A_Achievable Technical Potential | F3 | Industrial | Petroleum | Existing | Process | Natural Gas | Commissioning | A | Integrated Unit Winter Peak Savings (kW) | Achievable Technical Potential | 0 | 0 | 0 | 0 | 0 | 0 | 0 | 0 | 0 | 0 | 0 | 0 | 0 | 0 | 0 | 0 | 0 | 0 | 0 | 0 | 0 | 0 | 0
F4_Industrial_Petroleum_Existing_Process_Natural Gas_Commissioning_A_Achievable Technical Potential | F4 | Industrial | Petroleum | Existing | Process | Natural Gas | Commissioning | A | Incremental Energy Savings (MWh or mTherms) | Achievable Technical Potential | 0 | 0 | 0 | 0 | 0 | 0 | 0 | 0 | 0 | 0 | 0 | 0 | 0 | 0 | 0 | 0 | 0 | 0 | 0 | 0 | 0 | 0 | 0
F5_Industrial_Petroleum_Existing_Process_Natural Gas_Commissioning_A_Achievable Technical Potential | F5 | Industrial | Petroleum | Existing | Process | Natural Gas | Commissioning | A | Incremental Summer Peak Savings (MW) | Achievable Technical Potential | 0 | 0 | 0 | 0 | 0 | 0 | 0 | 0 | 0 | 0 | 0 | 0 | 0 | 0 | 0 | 0 | 0 | 0 | 0 | 0 | 0 | 0 | 0
F6_Industrial_Petroleum_Existing_Process_Natural Gas_Commissioning_A_Achievable Technical Potential | F6 | Industrial | Petroleum | Existing | Process | Natural Gas | Commissioning | A | Incremental Winter Peak Savings (MW) | Achievable Technical Potential | 0 | 0 | 0 | 0 | 0 | 0 | 0 | 0 | 0 | 0 | 0 | 0 | 0 | 0 | 0 | 0 | 0 | 0 | 0 | 0 | 0 | 0 | 0
F7_Industrial_Petroleum_Existing_Process_Natural Gas_Commissioning_A_Achievable Technical Potential | F7 | Industrial | Petroleum | Existing | Process | Natural Gas | Commissioning | A | Cumulative Energy Savings (MWh or mTherms) | Achievable Technical Potential | 0 | 0 | 0 | 0 | 0 | 0 | 0 | 0 | 0 | 0 | 0 | 0 | 0 | 0 | 0 | 0 | 0 | 0 | 0 | 0 | 0 | 0 | 0
F8_Industrial_Petroleum_Existing_Process_Natural Gas_Commissioning_A_Achievable Technical Potential | F8 | Industrial | Petroleum | Existing | Process | Natural Gas | Commissioning | A | Cumulative Summer Peak Savings (MW) | Achievable Technical Potential | 0 | 0 | 0 | 0 | 0 | 0 | 0 | 0 | 0 | 0 | 0 | 0 | 0 | 0 | 0 | 0 | 0 | 0 | 0 | 0 | 0 | 0 | 0
F9_Industrial_Petroleum_Existing_Process_Natural Gas_Commissioning_A_Achievable Technical Potential | F9 | Industrial | Petroleum | Existing | Process | Natural Gas | Commissioning | A | Cumulative Winter Peak Savings (MW) | Achievable Technical Potential | 0 | 0 | 0 | 0 | 0 | 0 | 0 | 0 | 0 | 0 | 0 | 0 | 0 | 0 | 0 | 0 | 0 | 0 | 0 | 0 | 0 | 0 | 0
F10_Industrial_Petroleum_Existing_Process_Natural Gas_Commissioning_A_Achievable Technical Potential | F10 | Industrial | Petroleum | Existing | Process | Natural Gas | Commissioning | A | Purchases (Incremental) | Achievable Technical Potential | 0 | 0 | 0 | 0 | 0 | 0 | 0 | 0 | 0 | 0 | 0 | 0 | 0 | 0 | 0 | 0 | 0 | 0 | 0 | 0 | 0 | 0 | 0
F11_Industrial_Petroleum_Existing_Process_Natural Gas_Commissioning_A_Achievable Technical Potential | F11 | Industrial | Petroleum | Existing | Process | Natural Gas | Commissioning | A | Purchases (Cumulative) | Achievable Technical Potential | 0 | 0 | 0 | 0 | 0 | 0 | 0 | 0 | 0 | 0 | 0 | 0 | 0 | 0 | 0 | 0 | 0 | 0 | 0 | 0 | 0 | 0 | 0
F1_Industrial_Petroleum_Existing_Space Heating_Natural Gas_Retrocommissioning_A_Achievable Technical Potential | F1 | Industrial | Petroleum | Existing | Space Heating | Natural Gas | Retrocommissioning | A | Integrated Unit Energy Savings (kWh or therms) | Achievable Technical Potential | 0 | 0 | 2.4347 | 2.421 | 2.4069 | 2.3927 | 2.3784 | 2.3642 | 2.3502 | 2.3365 | 2.3231 | 2.3103 | 2.2979 | 2.286 | 2.2745 | 2.2635 | 2.2528 | 2.2426 | 2.2326 | 2.223 | 2.2137 | 2.2046 | 0
F2_Industrial_Petroleum_Existing_Space Heating_Natural Gas_Retrocommissioning_A_Achievable Technical Potential | F2 | Industrial | Petroleum | Existing | Space Heating | Natural Gas | Retrocommissioning | A | Integrated Unit Summer Peak Savings (kW) | Achievable Technical Potential | 0 | 0 | 0 | 0 | 0 | 0 | 0 | 0 | 0 | 0 | 0 | 0 | 0 | 0 | 0 | 0 | 0 | 0 | 0 | 0 | 0 | 0 | 0
F3_Industrial_Petroleum_Existing_Space Heating_Natural Gas_Retrocommissioning_A_Achievable Technical Potential | F3 | Industrial | Petroleum | Existing | Space Heating | Natural Gas | Retrocommissioning | A | Integrated Unit Winter Peak Savings (kW) | Achievable Technical Potential | 0 | 0 | 0 | 0 | 0 | 0 | 0 | 0 | 0 | 0 | 0 | 0 | 0 | 0 | 0 | 0 | 0 | 0 | 0 | 0 | 0 | 0 | 0
F4_Industrial_Petroleum_Existing_Space Heating_Natural Gas_Retrocommissioning_A_Achievable Technical Potential | F4 | Industrial | Petroleum | Existing | Space Heating | Natural Gas | Retrocommissioning | A | Incremental Energy Savings (MWh or mTherms) | Achievable Technical Potential | 0 | 0 | 0.00067278 | 0.00065745 | 0.00064236 | 0.00062755 | 0.00061305 | 0.00059888 | 0.00058506 | 0.00057162 | 0.00055856 | 0.00054589 | 0.0005336 | 0.00052169 | 0.00051012 | 0.00049889 | 0.00048798 | 0.00047739 | 0.00046708 | 0.00045705 | 0.00044729 | 0.00043777 | 0
F5_Industrial_Petroleum_Existing_Space Heating_Natural Gas_Retrocommissioning_A_Achievable Technical Potential | F5 | Industrial | Petroleum | Existing | Space Heating | Natural Gas | Retrocommissioning | A | Incremental Summer Peak Savings (MW) | Achievable Technical Potential | 0 | 0 | 0 | 0 | 0 | 0 | 0 | 0 | 0 | 0 | 0 | 0 | 0 | 0 | 0 | 0 | 0 | 0 | 0 | 0 | 0 | 0 | 0
F6_Industrial_Petroleum_Existing_Space Heating_Natural Gas_Retrocommissioning_A_Achievable Technical Potential | F6 | Industrial | Petroleum | Existing | Space Heating | Natural Gas | Retrocommissioning | A | Incremental Winter Peak Savings (MW) | Achievable Technical Potential | 0 | 0 | 0 | 0 | 0 | 0 | 0 | 0 | 0 | 0 | 0 | 0 | 0 | 0 | 0 | 0 | 0 | 0 | 0 | 0 | 0 | 0 | 0
F7_Industrial_Petroleum_Existing_Space Heating_Natural Gas_Retrocommissioning_A_Achievable Technical Potential | F7 | Industrial | Petroleum | Existing | Space Heating | Natural Gas | Retrocommissioning | A | Cumulative Energy Savings (MWh or mTherms) | Achievable Technical Potential | 0 | 0 | 0.00067278 | 0.0013264 | 0.0019611 | 0.002577 | 0.0031747 | 0.0037546 | 0.0043174 | 0.0048638 | 0.0053947 | 0.0059107 | 0.0064126 | 0.0069011 | 0.0073766 | 0.0078396 | 0.0082908 | 0.0087304 | 0.0091589 | 0.0095765 | 0.0099836 | 0.01038 | 0
F8_Industrial_Petroleum_Existing_Space Heating_Natural Gas_Retrocommissioning_A_Achievable Technical Potential | F8 | Industrial | Petroleum | Existing | Space Heating | Natural Gas | Retrocommissioning | A | Cumulative Summer Peak Savings (MW) | Achievable Technical Potential | 0 | 0 | 0 | 0 | 0 | 0 | 0 | 0 | 0 | 0 | 0 | 0 | 0 | 0 | 0 | 0 | 0 | 0 | 0 | 0 | 0 | 0 | 0
F9_Industrial_Petroleum_Existing_Space Heating_Natural Gas_Retrocommissioning_A_Achievable Technical Potential | F9 | Industrial | Petroleum | Existing | Space Heating | Natural Gas | Retrocommissioning | A | Cumulative Winter Peak Savings (MW) | Achievable Technical Potential | 0 | 0 | 0 | 0 | 0 | 0 | 0 | 0 | 0 | 0 | 0 | 0 | 0 | 0 | 0 | 0 | 0 | 0 | 0 | 0 | 0 | 0 | 0
F10_Industrial_Petroleum_Existing_Space Heating_Natural Gas_Retrocommissioning_A_Achievable Technical Potential | F10 | Industrial | Petroleum | Existing | Space Heating | Natural Gas | Retrocommissioning | A | Purchases (Incremental) | Achievable Technical Potential | 0 | 0 | 0.27633 | 0.27156 | 0.26688 | 0.26228 | 0.25776 | 0.25331 | 0.24895 | 0.24465 | 0.24044 | 0.23629 | 0.23222 | 0.22821 | 0.22428 | 0.22041 | 0.21661 | 0.21288 | 0.20921 | 0.2056 | 0.20205 | 0.19857 | 0
F11_Industrial_Petroleum_Existing_Space Heating_Natural Gas_Retrocommissioning_A_Achievable Technical Potential | F11 | Industrial | Petroleum | Existing | Space Heating | Natural Gas | Retrocommissioning | A | Purchases (Cumulative) | Achievable Technical Potential | 0 | 0 | 0.27633 | 0.54789 | 0.81477 | 1.0771 | 1.3348 | 1.5881 | 1.8371 | 2.0817 | 2.3222 | 2.5584 | 2.7907 | 3.0189 | 3.2432 | 3.4636 | 3.6802 | 3.8931 | 4.1023 | 4.3079 | 4.5099 | 4.7085 | 0
F1_Industrial_Petroleum_Existing_Process_Natural Gas_Retrocommissioning_A_Achievable Technical Potential | F1 | Industrial | Petroleum | Existing | Process | Natural Gas | Retrocommissioning | A | Integrated Unit Energy Savings (kWh or therms) | Achievable Technical Potential | 0 | 0 | 0 | 0 | 0 | 0 | 0 | 0 | 0 | 0 | 0 | 0 | 0 | 0 | 0 | 0 | 0 | 0 | 0 | 0 | 0 | 0 | 0
F2_Industrial_Petroleum_Existing_Process_Natural Gas_Retrocommissioning_A_Achievable Technical Potential | F2 | Industrial | Petroleum | Existing | Process | Natural Gas | Retrocommissioning | A | Integrated Unit Summer Peak Savings (kW) | Achievable Technical Potential | 0 | 0 | 0 | 0 | 0 | 0 | 0 | 0 | 0 | 0 | 0 | 0 | 0 | 0 | 0 | 0 | 0 | 0 | 0 | 0 | 0 | 0 | 0
F3_Industrial_Petroleum_Existing_Process_Natural Gas_Retrocommissioning_A_Achievable Technical Potential | F3 | Industrial | Petroleum | Existing | Process | Natural Gas | Retrocommissioning | A | Integrated Unit Winter Peak Savings (kW) | Achievable Technical Potential | 0 | 0 | 0 | 0 | 0 | 0 | 0 | 0 | 0 | 0 | 0 | 0 | 0 | 0 | 0 | 0 | 0 | 0 | 0 | 0 | 0 | 0 | 0
F4_Industrial_Petroleum_Existing_Process_Natural Gas_Retrocommissioning_A_Achievable Technical Potential | F4 | Industrial | Petroleum | Existing | Process | Natural Gas | Retrocommissioning | A | Incremental Energy Savings (MWh or mTherms) | Achievable Technical Potential | 0 | 0 | 0 | 0 | 0 | 0 | 0 | 0 | 0 | 0 | 0 | 0 | 0 | 0 | 0 | 0 | 0 | 0 | 0 | 0 | 0 | 0 | 0
F5_Industrial_Petroleum_Existing_Process_Natural Gas_Retrocommissioning_A_Achievable Technical Potential | F5 | Industrial | Petroleum | Existing | Process | Natural Gas | Retrocommissioning | A | Incremental Summer Peak Savings (MW) | Achievable Technical Potential | 0 | 0 | 0 | 0 | 0 | 0 | 0 | 0 | 0 | 0 | 0 | 0 | 0 | 0 | 0 | 0 | 0 | 0 | 0 | 0 | 0 | 0 | 0
F6_Industrial_Petroleum_Existing_Process_Natural Gas_Retrocommissioning_A_Achievable Technical Potential | F6 | Industrial | Petroleum | Existing | Process | Natural Gas | Retrocommissioning | A | Incremental Winter Peak Savings (MW) | Achievable Technical Potential | 0 | 0 | 0 | 0 | 0 | 0 | 0 | 0 | 0 | 0 | 0 | 0 | 0 | 0 | 0 | 0 | 0 | 0 | 0 | 0 | 0 | 0 | 0
F7_Industrial_Petroleum_Existing_Process_Natural Gas_Retrocommissioning_A_Achievable Technical Potential | F7 | Industrial | Petroleum | Existing | Process | Natural Gas | Retrocommissioning | A | Cumulative Energy Savings (MWh or mTherms) | Achievable Technical Potential | 0 | 0 | 0 | 0 | 0 | 0 | 0 | 0 | 0 | 0 | 0 | 0 | 0 | 0 | 0 | 0 | 0 | 0 | 0 | 0 | 0 | 0 | 0
F8_Industrial_Petroleum_Existing_Process_Natural Gas_Retrocommissioning_A_Achievable Technical Potential | F8 | Industrial | Petroleum | Existing | Process | Natural Gas | Retrocommissioning | A | Cumulative Summer Peak Savings (MW) | Achievable Technical Potential | 0 | 0 | 0 | 0 | 0 | 0 | 0 | 0 | 0 | 0 | 0 | 0 | 0 | 0 | 0 | 0 | 0 | 0 | 0 | 0 | 0 | 0 | 0
F9_Industrial_Petroleum_Existing_Process_Natural Gas_Retrocommissioning_A_Achievable Technical Potential | F9 | Industrial | Petroleum | Existing | Process | Natural Gas | Retrocommissioning | A | Cumulative Winter Peak Savings (MW) | Achievable Technical Potential | 0 | 0 | 0 | 0 | 0 | 0 | 0 | 0 | 0 | 0 | 0 | 0 | 0 | 0 | 0 | 0 | 0 | 0 | 0 | 0 | 0 | 0 | 0
F10_Industrial_Petroleum_Existing_Process_Natural Gas_Retrocommissioning_A_Achievable Technical Potential | F10 | Industrial | Petroleum | Existing | Process | Natural Gas | Retrocommissioning | A | Purchases (Incremental) | Achievable Technical Potential | 0 | 0 | 0.27633 | 0.27156 | 0.26688 | 0.26228 | 0.25776 | 0.25331 | 0.24895 | 0.24465 | 0.24044 | 0.23629 | 0.23222 | 0.22821 | 0.22428 | 0.22041 | 0.21661 | 0.21288 | 0.20921 | 0.2056 | 0.20205 | 0.19857 | 0
F11_Industrial_Petroleum_Existing_Process_Natural Gas_Retrocommissioning_A_Achievable Technical Potential | F11 | Industrial | Petroleum | Existing | Process | Natural Gas | Retrocommissioning | A | Purchases (Cumulative) | Achievable Technical Potential | 0 | 0 | 0.27633 | 0.54789 | 0.81477 | 1.0771 | 1.3348 | 1.5881 | 1.8371 | 2.0817 | 2.3222 | 2.5584 | 2.7907 | 3.0189 | 3.2432 | 3.4636 | 3.6802 | 3.8931 | 4.1023 | 4.3079 | 4.5099 | 4.7085 | 0
F1_Industrial_Petroleum_New_Space Heating_Natural Gas_Insulation - Roof/Ceiling_A_Achievable Technical Potential | F1 | Industrial | Petroleum | New | Space Heating | Natural Gas | Insulation - Roof/Ceiling | A | Integrated Unit Energy Savings (kWh or therms) | Achievable Technical Potential | 0 | 0 | 0.074091 | 0.073231 | 0.072688 | 0.072239 | 0.071895 | 0.071554 | 0.071215 | 0.070869 | 0.070505 | 0.070133 | 0.069756 | 0.0694 | 0.069029 | 0.068718 | 0.068462 | 0.068301 | 0.068157 | 0.068103 | 0.068102 | 0.068134 | 0
F2_Industrial_Petroleum_New_Space Heating_Natural Gas_Insulation - Roof/Ceiling_A_Achievable Technical Potential | F2 | Industrial | Petroleum | New | Space Heating | Natural Gas | Insulation - Roof/Ceiling | A | Integrated Unit Summer Peak Savings (kW) | Achievable Technical Potential | 0 | 0 | 0 | 0 | 0 | 0 | 0 | 0 | 0 | 0 | 0 | 0 | 0 | 0 | 0 | 0 | 0 | 0 | 0 | 0 | 0 | 0 | 0
F3_Industrial_Petroleum_New_Space Heating_Natural Gas_Insulation - Roof/Ceiling_A_Achievable Technical Potential | F3 | Industrial | Petroleum | New | Space Heating | Natural Gas | Insulation - Roof/Ceiling | A | Integrated Unit Winter Peak Savings (kW) | Achievable Technical Potential | 0 | 0 | 0 | 0 | 0 | 0 | 0 | 0 | 0 | 0 | 0 | 0 | 0 | 0 | 0 | 0 | 0 | 0 | 0 | 0 | 0 | 0 | 0
F4_Industrial_Petroleum_New_Space Heating_Natural Gas_Insulation - Roof/Ceiling_A_Achievable Technical Potential | F4 | Industrial | Petroleum | New | Space Heating | Natural Gas | Insulation - Roof/Ceiling | A | Incremental Energy Savings (MWh or mTherms) | Achievable Technical Potential | 0 | 0 | 0 | 0 | 0 | 0 | 0 | 0 | 0 | 0 | 0 | 0 | 0 | 0 | 0 | 0 | 0 | 0 | 0 | 0 | 0 | 0 | 0
F5_Industrial_Petroleum_New_Space Heating_Natural Gas_Insulation - Roof/Ceiling_A_Achievable Technical Potential | F5 | Industrial | Petroleum | New | Space Heating | Natural Gas | Insulation - Roof/Ceiling | A | Incremental Summer Peak Savings (MW) | Achievable Technical Potential | 0 | 0 | 0 | 0 | 0 | 0 | 0 | 0 | 0 | 0 | 0 | 0 | 0 | 0 | 0 | 0 | 0 | 0 | 0 | 0 | 0 | 0 | 0
F6_Industrial_Petroleum_New_Space Heating_Natural Gas_Insulation - Roof/Ceiling_A_Achievable Technical Potential | F6 | Industrial | Petroleum | New | Space Heating | Natural Gas | Insulation - Roof/Ceiling | A | Incremental Winter Peak Savings (MW) | Achievable Technical Potential | 0 | 0 | 0 | 0 | 0 | 0 | 0 | 0 | 0 | 0 | 0 | 0 | 0 | 0 | 0 | 0 | 0 | 0 | 0 | 0 | 0 | 0 | 0
F7_Industrial_Petroleum_New_Space Heating_Natural Gas_Insulation - Roof/Ceiling_A_Achievable Technical Potential | F7 | Industrial | Petroleum | New | Space Heating | Natural Gas | Insulation - Roof/Ceiling | A | Cumulative Energy Savings (MWh or mTherms) | Achievable Technical Potential | 0 | 0 | 0 | 0 | 0 | 0 | 0 | 0 | 0 | 0 | 0 | 0 | 0 | 0 | 0 | 0 | 0 | 0 | 0 | 0 | 0 | 0 | 0
F8_Industrial_Petroleum_New_Space Heating_Natural Gas_Insulation - Roof/Ceiling_A_Achievable Technical Potential | F8 | Industrial | Petroleum | New | Space Heating | Natural Gas | Insulation - Roof/Ceiling | A | Cumulative Summer Peak Savings (MW) | Achievable Technical Potential | 0 | 0 | 0 | 0 | 0 | 0 | 0 | 0 | 0 | 0 | 0 | 0 | 0 | 0 | 0 | 0 | 0 | 0 | 0 | 0 | 0 | 0 | 0
F9_Industrial_Petroleum_New_Space Heating_Natural Gas_Insulation - Roof/Ceiling_A_Achievable Technical Potential | F9 | Industrial | Petroleum | New | Space Heating | Natural Gas | Insulation - Roof/Ceiling | A | Cumulative Winter Peak Savings (MW) | Achievable Technical Potential | 0 | 0 | 0 | 0 | 0 | 0 | 0 | 0 | 0 | 0 | 0 | 0 | 0 | 0 | 0 | 0 | 0 | 0 | 0 | 0 | 0 | 0 | 0
F10_Industrial_Petroleum_New_Space Heating_Natural Gas_Insulation - Roof/Ceiling_A_Achievable Technical Potential | F10 | Industrial | Petroleum | New | Space Heating | Natural Gas | Insulation - Roof/Ceiling | A | Purchases (Incremental) | Achievable Technical Potential | 0 | 0 | 0 | 0 | 0 | 0 | 0 | 0 | 0 | 0 | 0 | 0 | 0 | 0 | 0 | 0 | 0 | 0 | 0 | 0 | 0 | 0 | 0
F11_Industrial_Petroleum_New_Space Heating_Natural Gas_Insulation - Roof/Ceiling_A_Achievable Technical Potential | F11 | Industrial | Petroleum | New | Space Heating | Natural Gas | Insulation - Roof/Ceiling | A | Purchases (Cumulative) | Achievable Technical Potential | 0 | 0 | 0 | 0 | 0 | 0 | 0 | 0 | 0 | 0 | 0 | 0 | 0 | 0 | 0 | 0 | 0 | 0 | 0 | 0 | 0 | 0 | 0
F1_Industrial_Petroleum_New_Space Heating_Natural Gas_Insulation - Wall Cavity_A_Achievable Technical Potential | F1 | Industrial | Petroleum | New | Space Heating | Natural Gas | Insulation - Wall Cavity | A | Integrated Unit Energy Savings (kWh or therms) | Achievable Technical Potential | 0 | 0 | 0.016209 | 0.016021 | 0.015902 | 0.015804 | 0.015728 | 0.015654 | 0.015579 | 0.015504 | 0.015424 | 0.015343 | 0.01526 | 0.015182 | 0.015101 | 0.015033 | 0.014977 | 0.014942 | 0.01491 | 0.014899 | 0.014899 | 0.014905 | 0
F2_Industrial_Petroleum_New_Space Heating_Natural Gas_Insulation - Wall Cavity_A_Achievable Technical Potential | F2 | Industrial | Petroleum | New | Space Heating | Natural Gas | Insulation - Wall Cavity | A | Integrated Unit Summer Peak Savings (kW) | Achievable Technical Potential | 0 | 0 | 0 | 0 | 0 | 0 | 0 | 0 | 0 | 0 | 0 | 0 | 0 | 0 | 0 | 0 | 0 | 0 | 0 | 0 | 0 | 0 | 0
F3_Industrial_Petroleum_New_Space Heating_Natural Gas_Insulation - Wall Cavity_A_Achievable Technical Potential | F3 | Industrial | Petroleum | New | Space Heating | Natural Gas | Insulation - Wall Cavity | A | Integrated Unit Winter Peak Savings (kW) | Achievable Technical Potential | 0 | 0 | 0 | 0 | 0 | 0 | 0 | 0 | 0 | 0 | 0 | 0 | 0 | 0 | 0 | 0 | 0 | 0 | 0 | 0 | 0 | 0 | 0
F4_Industrial_Petroleum_New_Space Heating_Natural Gas_Insulation - Wall Cavity_A_Achievable Technical Potential | F4 | Industrial | Petroleum | New | Space Heating | Natural Gas | Insulation - Wall Cavity | A | Incremental Energy Savings (MWh or mTherms) | Achievable Technical Potential | 0 | 0 | 0 | 0 | 0 | 0 | 0 | 0 | 0 | 0 | 0 | 0 | 0 | 0 | 0 | 0 | 0 | 0 | 0 | 0 | 0 | 0 | 0
F5_Industrial_Petroleum_New_Space Heating_Natural Gas_Insulation - Wall Cavity_A_Achievable Technical Potential | F5 | Industrial | Petroleum | New | Space Heating | Natural Gas | Insulation - Wall Cavity | A | Incremental Summer Peak Savings (MW) | Achievable Technical Potential | 0 | 0 | 0 | 0 | 0 | 0 | 0 | 0 | 0 | 0 | 0 | 0 | 0 | 0 | 0 | 0 | 0 | 0 | 0 | 0 | 0 | 0 | 0
F6_Industrial_Petroleum_New_Space Heating_Natural Gas_Insulation - Wall Cavity_A_Achievable Technical Potential | F6 | Industrial | Petroleum | New | Space Heating | Natural Gas | Insulation - Wall Cavity | A | Incremental Winter Peak Savings (MW) | Achievable Technical Potential | 0 | 0 | 0 | 0 | 0 | 0 | 0 | 0 | 0 | 0 | 0 | 0 | 0 | 0 | 0 | 0 | 0 | 0 | 0 | 0 | 0 | 0 | 0
F7_Industrial_Petroleum_New_Space Heating_Natural Gas_Insulation - Wall Cavity_A_Achievable Technical Potential | F7 | Industrial | Petroleum | New | Space Heating | Natural Gas | Insulation - Wall Cavity | A | Cumulative Energy Savings (MWh or mTherms) | Achievable Technical Potential | 0 | 0 | 0 | 0 | 0 | 0 | 0 | 0 | 0 | 0 | 0 | 0 | 0 | 0 | 0 | 0 | 0 | 0 | 0 | 0 | 0 | 0 | 0
F8_Industrial_Petroleum_New_Space Heating_Natural Gas_Insulation - Wall Cavity_A_Achievable Technical Potential | F8 | Industrial | Petroleum | New | Space Heating | Natural Gas | Insulation - Wall Cavity | A | Cumulative Summer Peak Savings (MW) | Achievable Technical Potential | 0 | 0 | 0 | 0 | 0 | 0 | 0 | 0 | 0 | 0 | 0 | 0 | 0 | 0 | 0 | 0 | 0 | 0 | 0 | 0 | 0 | 0 | 0
F9_Industrial_Petroleum_New_Space Heating_Natural Gas_Insulation - Wall Cavity_A_Achievable Technical Potential | F9 | Industrial | Petroleum | New | Space Heating | Natural Gas | Insulation - Wall Cavity | A | Cumulative Winter Peak Savings (MW) | Achievable Technical Potential | 0 | 0 | 0 | 0 | 0 | 0 | 0 | 0 | 0 | 0 | 0 | 0 | 0 | 0 | 0 | 0 | 0 | 0 | 0 | 0 | 0 | 0 | 0
F10_Industrial_Petroleum_New_Space Heating_Natural Gas_Insulation - Wall Cavity_A_Achievable Technical Potential | F10 | Industrial | Petroleum | New | Space Heating | Natural Gas | Insulation - Wall Cavity | A | Purchases (Incremental) | Achievable Technical Potential | 0 | 0 | 0 | 0 | 0 | 0 | 0 | 0 | 0 | 0 | 0 | 0 | 0 | 0 | 0 | 0 | 0 | 0 | 0 | 0 | 0 | 0 | 0
F11_Industrial_Petroleum_New_Space Heating_Natural Gas_Insulation - Wall Cavity_A_Achievable Technical Potential | F11 | Industrial | Petroleum | New | Space Heating | Natural Gas | Insulation - Wall Cavity | A | Purchases (Cumulative) | Achievable Technical Potential | 0 | 0 | 0 | 0 | 0 | 0 | 0 | 0 | 0 | 0 | 0 | 0 | 0 | 0 | 0 | 0 | 0 | 0 | 0 | 0 | 0 | 0 | 0
F1_Industrial_Petroleum_New_Space Heating_Natural Gas_Insulation - Ducting_A_Achievable Technical Potential | F1 | Industrial | Petroleum | New | Space Heating | Natural Gas | Insulation - Ducting | A | Integrated Unit Energy Savings (kWh or therms) | Achievable Technical Potential | 0 | 0 | 0.0012697 | 0.0012548 | 0.0012453 | 0.0012374 | 0.0012312 | 0.0012251 | 0.001219 | 0.0012129 | 0.0012064 | 0.0011997 | 0.0011931 | 0.0011868 | 0.0011803 | 0.0011748 | 0.0011703 | 0.0011676 | 0.001165 | 0.0011641 | 0.001164 | 0.0011646 | 0
F2_Industrial_Petroleum_New_Space Heating_Natural Gas_Insulation - Ducting_A_Achievable Technical Potential | F2 | Industrial | Petroleum | New | Space Heating | Natural Gas | Insulation - Ducting | A | Integrated Unit Summer Peak Savings (kW) | Achievable Technical Potential | 0 | 0 | 0 | 0 | 0 | 0 | 0 | 0 | 0 | 0 | 0 | 0 | 0 | 0 | 0 | 0 | 0 | 0 | 0 | 0 | 0 | 0 | 0
F3_Industrial_Petroleum_New_Space Heating_Natural Gas_Insulation - Ducting_A_Achievable Technical Potential | F3 | Industrial | Petroleum | New | Space Heating | Natural Gas | Insulation - Ducting | A | Integrated Unit Winter Peak Savings (kW) | Achievable Technical Potential | 0 | 0 | 0 | 0 | 0 | 0 | 0 | 0 | 0 | 0 | 0 | 0 | 0 | 0 | 0 | 0 | 0 | 0 | 0 | 0 | 0 | 0 | 0
F4_Industrial_Petroleum_New_Space Heating_Natural Gas_Insulation - Ducting_A_Achievable Technical Potential | F4 | Industrial | Petroleum | New | Space Heating | Natural Gas | Insulation - Ducting | A | Incremental Energy Savings (MWh or mTherms) | Achievable Technical Potential | 0 | 0 | 0 | 0 | 0 | 0 | 0 | 0 | 0 | 0 | 0 | 0 | 0 | 0 | 0 | 0 | 0 | 0 | 0 | 0 | 0 | 0 | 0
F5_Industrial_Petroleum_New_Space Heating_Natural Gas_Insulation - Ducting_A_Achievable Technical Potential | F5 | Industrial | Petroleum | New | Space Heating | Natural Gas | Insulation - Ducting | A | Incremental Summer Peak Savings (MW) | Achievable Technical Potential | 0 | 0 | 0 | 0 | 0 | 0 | 0 | 0 | 0 | 0 | 0 | 0 | 0 | 0 | 0 | 0 | 0 | 0 | 0 | 0 | 0 | 0 | 0
F6_Industrial_Petroleum_New_Space Heating_Natural Gas_Insulation - Ducting_A_Achievable Technical Potential | F6 | Industrial | Petroleum | New | Space Heating | Natural Gas | Insulation - Ducting | A | Incremental Winter Peak Savings (MW) | Achievable Technical Potential | 0 | 0 | 0 | 0 | 0 | 0 | 0 | 0 | 0 | 0 | 0 | 0 | 0 | 0 | 0 | 0 | 0 | 0 | 0 | 0 | 0 | 0 | 0
F7_Industrial_Petroleum_New_Space Heating_Natural Gas_Insulation - Ducting_A_Achievable Technical Potential | F7 | Industrial | Petroleum | New | Space Heating | Natural Gas | Insulation - Ducting | A | Cumulative Energy Savings (MWh or mTherms) | Achievable Technical Potential | 0 | 0 | 0 | 0 | 0 | 0 | 0 | 0 | 0 | 0 | 0 | 0 | 0 | 0 | 0 | 0 | 0 | 0 | 0 | 0 | 0 | 0 | 0
F8_Industrial_Petroleum_New_Space Heating_Natural Gas_Insulation - Ducting_A_Achievable Technical Potential | F8 | Industrial | Petroleum | New | Space Heating | Natural Gas | Insulation - Ducting | A | Cumulative Summer Peak Savings (MW) | Achievable Technical Potential | 0 | 0 | 0 | 0 | 0 | 0 | 0 | 0 | 0 | 0 | 0 | 0 | 0 | 0 | 0 | 0 | 0 | 0 | 0 | 0 | 0 | 0 | 0
F9_Industrial_Petroleum_New_Space Heating_Natural Gas_Insulation - Ducting_A_Achievable Technical Potential | F9 | Industrial | Petroleum | New | Space Heating | Natural Gas | Insulation - Ducting | A | Cumulative Winter Peak Savings (MW) | Achievable Technical Potential | 0 | 0 | 0 | 0 | 0 | 0 | 0 | 0 | 0 | 0 | 0 | 0 | 0 | 0 | 0 | 0 | 0 | 0 | 0 | 0 | 0 | 0 | 0
F10_Industrial_Petroleum_New_Space Heating_Natural Gas_Insulation - Ducting_A_Achievable Technical Potential | F10 | Industrial | Petroleum | New | Space Heating | Natural Gas | Insulation - Ducting | A | Purchases (Incremental) | Achievable Technical Potential | 0 | 0 | 0 | 0 | 0 | 0 | 0 | 0 | 0 | 0 | 0 | 0 | 0 | 0 | 0 | 0 | 0 | 0 | 0 | 0 | 0 | 0 | 0
F11_Industrial_Petroleum_New_Space Heating_Natural Gas_Insulation - Ducting_A_Achievable Technical Potential | F11 | Industrial | Petroleum | New | Space Heating | Natural Gas | Insulation - Ducting | A | Purchases (Cumulative) | Achievable Technical Potential | 0 | 0 | 0 | 0 | 0 | 0 | 0 | 0 | 0 | 0 | 0 | 0 | 0 | 0 | 0 | 0 | 0 | 0 | 0 | 0 | 0 | 0 | 0
F1_Industrial_Petroleum_New_Space Heating_Natural Gas_HVAC - Duct Repair and Sealing_A_Achievable Technical Potential | F1 | Industrial | Petroleum | New | Space Heating | Natural Gas | HVAC - Duct Repair and Sealing | A | Integrated Unit Energy Savings (kWh or therms) | Achievable Technical Potential | 0 | 0 | 0.0035911 | 0.0035489 | 0.003522 | 0.0034997 | 0.0034822 | 0.0034649 | 0.0034477 | 0.0034303 | 0.0034119 | 0.0033932 | 0.0033743 | 0.0033567 | 0.0033382 | 0.0033228 | 0.0033101 | 0.0033022 | 0.003295 | 0.0032923 | 0.0032922 | 0.0032937 | 0
F2_Industrial_Petroleum_New_Space Heating_Natural Gas_HVAC - Duct Repair and Sealing_A_Achievable Technical Potential | F2 | Industrial | Petroleum | New | Space Heating | Natural Gas | HVAC - Duct Repair and Sealing | A | Integrated Unit Summer Peak Savings (kW) | Achievable Technical Potential | 0 | 0 | 0 | 0 | 0 | 0 | 0 | 0 | 0 | 0 | 0 | 0 | 0 | 0 | 0 | 0 | 0 | 0 | 0 | 0 | 0 | 0 | 0
F3_Industrial_Petroleum_New_Space Heating_Natural Gas_HVAC - Duct Repair and Sealing_A_Achievable Technical Potential | F3 | Industrial | Petroleum | New | Space Heating | Natural Gas | HVAC - Duct Repair and Sealing | A | Integrated Unit Winter Peak Savings (kW) | Achievable Technical Potential | 0 | 0 | 0 | 0 | 0 | 0 | 0 | 0 | 0 | 0 | 0 | 0 | 0 | 0 | 0 | 0 | 0 | 0 | 0 | 0 | 0 | 0 | 0
F4_Industrial_Petroleum_New_Space Heating_Natural Gas_HVAC - Duct Repair and Sealing_A_Achievable Technical Potential | F4 | Industrial | Petroleum | New | Space Heating | Natural Gas | HVAC - Duct Repair and Sealing | A | Incremental Energy Savings (MWh or mTherms) | Achievable Technical Potential | 0 | 0 | 0 | 0 | 0 | 0 | 0 | 0 | 0 | 0 | 0 | 0 | 0 | 0 | 0 | 0 | 0 | 0 | 0 | 0 | 0 | 0 | 0
F5_Industrial_Petroleum_New_Space Heating_Natural Gas_HVAC - Duct Repair and Sealing_A_Achievable Technical Potential | F5 | Industrial | Petroleum | New | Space Heating | Natural Gas | HVAC - Duct Repair and Sealing | A | Incremental Summer Peak Savings (MW) | Achievable Technical Potential | 0 | 0 | 0 | 0 | 0 | 0 | 0 | 0 | 0 | 0 | 0 | 0 | 0 | 0 | 0 | 0 | 0 | 0 | 0 | 0 | 0 | 0 | 0
F6_Industrial_Petroleum_New_Space Heating_Natural Gas_HVAC - Duct Repair and Sealing_A_Achievable Technical Potential | F6 | Industrial | Petroleum | New | Space Heating | Natural Gas | HVAC - Duct Repair and Sealing | A | Incremental Winter Peak Savings (MW) | Achievable Technical Potential | 0 | 0 | 0 | 0 | 0 | 0 | 0 | 0 | 0 | 0 | 0 | 0 | 0 | 0 | 0 | 0 | 0 | 0 | 0 | 0 | 0 | 0 | 0
F7_Industrial_Petroleum_New_Space Heating_Natural Gas_HVAC - Duct Repair and Sealing_A_Achievable Technical Potential | F7 | Industrial | Petroleum | New | Space Heating | Natural Gas | HVAC - Duct Repair and Sealing | A | Cumulative Energy Savings (MWh or mTherms) | Achievable Technical Potential | 0 | 0 | 0 | 0 | 0 | 0 | 0 | 0 | 0 | 0 | 0 | 0 | 0 | 0 | 0 | 0 | 0 | 0 | 0 | 0 | 0 | 0 | 0
F8_Industrial_Petroleum_New_Space Heating_Natural Gas_HVAC - Duct Repair and Sealing_A_Achievable Technical Potential | F8 | Industrial | Petroleum | New | Space Heating | Natural Gas | HVAC - Duct Repair and Sealing | A | Cumulative Summer Peak Savings (MW) | Achievable Technical Potential | 0 | 0 | 0 | 0 | 0 | 0 | 0 | 0 | 0 | 0 | 0 | 0 | 0 | 0 | 0 | 0 | 0 | 0 | 0 | 0 | 0 | 0 | 0
F9_Industrial_Petroleum_New_Space Heating_Natural Gas_HVAC - Duct Repair and Sealing_A_Achievable Technical Potential | F9 | Industrial | Petroleum | New | Space Heating | Natural Gas | HVAC - Duct Repair and Sealing | A | Cumulative Winter Peak Savings (MW) | Achievable Technical Potential | 0 | 0 | 0 | 0 | 0 | 0 | 0 | 0 | 0 | 0 | 0 | 0 | 0 | 0 | 0 | 0 | 0 | 0 | 0 | 0 | 0 | 0 | 0
F10_Industrial_Petroleum_New_Space Heating_Natural Gas_HVAC - Duct Repair and Sealing_A_Achievable Technical Potential | F10 | Industrial | Petroleum | New | Space Heating | Natural Gas | HVAC - Duct Repair and Sealing | A | Purchases (Incremental) | Achievable Technical Potential | 0 | 0 | 0 | 0 | 0 | 0 | 0 | 0 | 0 | 0 | 0 | 0 | 0 | 0 | 0 | 0 | 0 | 0 | 0 | 0 | 0 | 0 | 0
F11_Industrial_Petroleum_New_Space Heating_Natural Gas_HVAC - Duct Repair and Sealing_A_Achievable Technical Potential | F11 | Industrial | Petroleum | New | Space Heating | Natural Gas | HVAC - Duct Repair and Sealing | A | Purchases (Cumulative) | Achievable Technical Potential | 0 | 0 | 0 | 0 | 0 | 0 | 0 | 0 | 0 | 0 | 0 | 0 | 0 | 0 | 0 | 0 | 0 | 0 | 0 | 0 | 0 | 0 | 0
F1_Industrial_Petroleum_New_Space Heating_Natural Gas_Windows - High Efficiency_A_Achievable Technical Potential | F1 | Industrial | Petroleum | New | Space Heating | Natural Gas | Windows - High Efficiency | A | Integrated Unit Energy Savings (kWh or therms) | Achievable Technical Potential | 0 | 0 | 0.0069288 | 0.0068473 | 0.0067954 | 0.0067524 | 0.0067187 | 0.0066853 | 0.0066522 | 0.0066185 | 0.006583 | 0.006547 | 0.0065106 | 0.0064765 | 0.0064408 | 0.006411 | 0.0063865 | 0.0063713 | 0.0063574 | 0.0063523 | 0.0063521 | 0.006355 | 0
F2_Industrial_Petroleum_New_Space Heating_Natural Gas_Windows - High Efficiency_A_Achievable Technical Potential | F2 | Industrial | Petroleum | New | Space Heating | Natural Gas | Windows - High Efficiency | A | Integrated Unit Summer Peak Savings (kW) | Achievable Technical Potential | 0 | 0 | 0 | 0 | 0 | 0 | 0 | 0 | 0 | 0 | 0 | 0 | 0 | 0 | 0 | 0 | 0 | 0 | 0 | 0 | 0 | 0 | 0
F3_Industrial_Petroleum_New_Space Heating_Natural Gas_Windows - High Efficiency_A_Achievable Technical Potential | F3 | Industrial | Petroleum | New | Space Heating | Natural Gas | Windows - High Efficiency | A | Integrated Unit Winter Peak Savings (kW) | Achievable Technical Potential | 0 | 0 | 0 | 0 | 0 | 0 | 0 | 0 | 0 | 0 | 0 | 0 | 0 | 0 | 0 | 0 | 0 | 0 | 0 | 0 | 0 | 0 | 0
F4_Industrial_Petroleum_New_Space Heating_Natural Gas_Windows - High Efficiency_A_Achievable Technical Potential | F4 | Industrial | Petroleum | New | Space Heating | Natural Gas | Windows - High Efficiency | A | Incremental Energy Savings (MWh or mTherms) | Achievable Technical Potential | 0 | 0 | 0 | 0 | 0 | 0 | 0 | 0 | 0 | 0 | 0 | 0 | 0 | 0 | 0 | 0 | 0 | 0 | 0 | 0 | 0 | 0 | 0
F5_Industrial_Petroleum_New_Space Heating_Natural Gas_Windows - High Efficiency_A_Achievable Technical Potential | F5 | Industrial | Petroleum | New | Space Heating | Natural Gas | Windows - High Efficiency | A | Incremental Summer Peak Savings (MW) | Achievable Technical Potential | 0 | 0 | 0 | 0 | 0 | 0 | 0 | 0 | 0 | 0 | 0 | 0 | 0 | 0 | 0 | 0 | 0 | 0 | 0 | 0 | 0 | 0 | 0
F6_Industrial_Petroleum_New_Space Heating_Natural Gas_Windows - High Efficiency_A_Achievable Technical Potential | F6 | Industrial | Petroleum | New | Space Heating | Natural Gas | Windows - High Efficiency | A | Incremental Winter Peak Savings (MW) | Achievable Technical Potential | 0 | 0 | 0 | 0 | 0 | 0 | 0 | 0 | 0 | 0 | 0 | 0 | 0 | 0 | 0 | 0 | 0 | 0 | 0 | 0 | 0 | 0 | 0
F7_Industrial_Petroleum_New_Space Heating_Natural Gas_Windows - High Efficiency_A_Achievable Technical Potential | F7 | Industrial | Petroleum | New | Space Heating | Natural Gas | Windows - High Efficiency | A | Cumulative Energy Savings (MWh or mTherms) | Achievable Technical Potential | 0 | 0 | 0 | 0 | 0 | 0 | 0 | 0 | 0 | 0 | 0 | 0 | 0 | 0 | 0 | 0 | 0 | 0 | 0 | 0 | 0 | 0 | 0
F8_Industrial_Petroleum_New_Space Heating_Natural Gas_Windows - High Efficiency_A_Achievable Technical Potential | F8 | Industrial | Petroleum | New | Space Heating | Natural Gas | Windows - High Efficiency | A | Cumulative Summer Peak Savings (MW) | Achievable Technical Potential | 0 | 0 | 0 | 0 | 0 | 0 | 0 | 0 | 0 | 0 | 0 | 0 | 0 | 0 | 0 | 0 | 0 | 0 | 0 | 0 | 0 | 0 | 0
F9_Industrial_Petroleum_New_Space Heating_Natural Gas_Windows - High Efficiency_A_Achievable Technical Potential | F9 | Industrial | Petroleum | New | Space Heating | Natural Gas | Windows - High Efficiency | A | Cumulative Winter Peak Savings (MW) | Achievable Technical Potential | 0 | 0 | 0 | 0 | 0 | 0 | 0 | 0 | 0 | 0 | 0 | 0 | 0 | 0 | 0 | 0 | 0 | 0 | 0 | 0 | 0 | 0 | 0
F10_Industrial_Petroleum_New_Space Heating_Natural Gas_Windows - High Efficiency_A_Achievable Technical Potential | F10 | Industrial | Petroleum | New | Space Heating | Natural Gas | Windows - High Efficiency | A | Purchases (Incremental) | Achievable Technical Potential | 0 | 0 | 0 | 0 | 0 | 0 | 0 | 0 | 0 | 0 | 0 | 0 | 0 | 0 | 0 | 0 | 0 | 0 | 0 | 0 | 0 | 0 | 0
F11_Industrial_Petroleum_New_Space Heating_Natural Gas_Windows - High Efficiency_A_Achievable Technical Potential | F11 | Industrial | Petroleum | New | Space Heating | Natural Gas | Windows - High Efficiency | A | Purchases (Cumulative) | Achievable Technical Potential | 0 | 0 | 0 | 0 | 0 | 0 | 0 | 0 | 0 | 0 | 0 | 0 | 0 | 0 | 0 | 0 | 0 | 0 | 0 | 0 | 0 | 0 | 0
F1_Industrial_Petroleum_New_Space Heating_Natural Gas_Gas Boiler - Maintenance_A_Achievable Technical Potential | F1 | Industrial | Petroleum | New | Space Heating | Natural Gas | Gas Boiler - Maintenance | A | Integrated Unit Energy Savings (kWh or therms) | Achievable Technical Potential | 0 | 0 | 101.7266 | 100.703 | 100.1205 | 99.6749 | 99.46 | 99.246 | 99.0698 | 98.9056 | 98.8015 | 98.6971 | 98.6074 | 98.517 | 98.4625 | 98.4026 | 98.3486 | 98.2924 | 98.2589 | 98.2142 | 98.1747 | 98.1342 | 0
F2_Industrial_Petroleum_New_Space Heating_Natural Gas_Gas Boiler - Maintenance_A_Achievable Technical Potential | F2 | Industrial | Petroleum | New | Space Heating | Natural Gas | Gas Boiler - Maintenance | A | Integrated Unit Summer Peak Savings (kW) | Achievable Technical Potential | 0 | 0 | 0 | 0 | 0 | 0 | 0 | 0 | 0 | 0 | 0 | 0 | 0 | 0 | 0 | 0 | 0 | 0 | 0 | 0 | 0 | 0 | 0
F3_Industrial_Petroleum_New_Space Heating_Natural Gas_Gas Boiler - Maintenance_A_Achievable Technical Potential | F3 | Industrial | Petroleum | New | Space Heating | Natural Gas | Gas Boiler - Maintenance | A | Integrated Unit Winter Peak Savings (kW) | Achievable Technical Potential | 0 | 0 | 0 | 0 | 0 | 0 | 0 | 0 | 0 | 0 | 0 | 0 | 0 | 0 | 0 | 0 | 0 | 0 | 0 | 0 | 0 | 0 | 0
F4_Industrial_Petroleum_New_Space Heating_Natural Gas_Gas Boiler - Maintenance_A_Achievable Technical Potential | F4 | Industrial | Petroleum | New | Space Heating | Natural Gas | Gas Boiler - Maintenance | A | Incremental Energy Savings (MWh or mTherms) | Achievable Technical Potential | 0 | 0 | 1.2375e-05 | 1.4985e-05 | 1.4706e-05 | 1.522e-05 | 1.5316e-05 | 1.524e-05 | 1.5128e-05 | 1.5231e-05 | 1.5172e-05 | 2.7077e-05 | 2.9858e-05 | 2.9599e-05 | 5.4025e-05 | 5.9592e-05 | 5.9097e-05 | 0.00010786 | 0.00011901 | 0.00011803 | 0.00021852 | 0.00023823 | 0
F5_Industrial_Petroleum_New_Space Heating_Natural Gas_Gas Boiler - Maintenance_A_Achievable Technical Potential | F5 | Industrial | Petroleum | New | Space Heating | Natural Gas | Gas Boiler - Maintenance | A | Incremental Summer Peak Savings (MW) | Achievable Technical Potential | 0 | 0 | 0 | 0 | 0 | 0 | 0 | 0 | 0 | 0 | 0 | 0 | 0 | 0 | 0 | 0 | 0 | 0 | 0 | 0 | 0 | 0 | 0
F6_Industrial_Petroleum_New_Space Heating_Natural Gas_Gas Boiler - Maintenance_A_Achievable Technical Potential | F6 | Industrial | Petroleum | New | Space Heating | Natural Gas | Gas Boiler - Maintenance | A | Incremental Winter Peak Savings (MW) | Achievable Technical Potential | 0 | 0 | 0 | 0 | 0 | 0 | 0 | 0 | 0 | 0 | 0 | 0 | 0 | 0 | 0 | 0 | 0 | 0 | 0 | 0 | 0 | 0 | 0
F7_Industrial_Petroleum_New_Space Heating_Natural Gas_Gas Boiler - Maintenance_A_Achievable Technical Potential | F7 | Industrial | Petroleum | New | Space Heating | Natural Gas | Gas Boiler - Maintenance | A | Cumulative Energy Savings (MWh or mTherms) | Achievable Technical Potential | 0 | 0 | 1.2375e-05 | 2.7235e-05 | 4.1784e-05 | 4.4693e-05 | 4.5113e-05 | 4.5678e-05 | 4.5597e-05 | 4.5521e-05 | 4.5474e-05 | 4.5426e-05 | 4.5384e-05 | 4.5343e-05 | 4.5318e-05 | 4.529e-05 | 4.5265e-05 | 4.5239e-05 | 4.5224e-05 | 4.5203e-05 | 4.5185e-05 | 4.5166e-05 | 0
F8_Industrial_Petroleum_New_Space Heating_Natural Gas_Gas Boiler - Maintenance_A_Achievable Technical Potential | F8 | Industrial | Petroleum | New | Space Heating | Natural Gas | Gas Boiler - Maintenance | A | Cumulative Summer Peak Savings (MW) | Achievable Technical Potential | 0 | 0 | 0 | 0 | 0 | 0 | 0 | 0 | 0 | 0 | 0 | 0 | 0 | 0 | 0 | 0 | 0 | 0 | 0 | 0 | 0 | 0 | 0
F9_Industrial_Petroleum_New_Space Heating_Natural Gas_Gas Boiler - Maintenance_A_Achievable Technical Potential | F9 | Industrial | Petroleum | New | Space Heating | Natural Gas | Gas Boiler - Maintenance | A | Cumulative Winter Peak Savings (MW) | Achievable Technical Potential | 0 | 0 | 0 | 0 | 0 | 0 | 0 | 0 | 0 | 0 | 0 | 0 | 0 | 0 | 0 | 0 | 0 | 0 | 0 | 0 | 0 | 0 | 0
F10_Industrial_Petroleum_New_Space Heating_Natural Gas_Gas Boiler - Maintenance_A_Achievable Technical Potential | F10 | Industrial | Petroleum | New | Space Heating | Natural Gas | Gas Boiler - Maintenance | A | Purchases (Incremental) | Achievable Technical Potential | 0 | 0 | 0.00012165 | 0.0001488 | 0.00014689 | 0.0001527 | 0.000154 | 0.00015356 | 0.0001527 | 0.000154 | 0.00015356 | 0.00027434 | 0.0003028 | 0.00030045 | 0.00054869 | 0.0006056 | 0.00060089 | 0.0010974 | 0.0012112 | 0.0012018 | 0.0022258 | 0.0024276 | 0
F11_Industrial_Petroleum_New_Space Heating_Natural Gas_Gas Boiler - Maintenance_A_Achievable Technical Potential | F11 | Industrial | Petroleum | New | Space Heating | Natural Gas | Gas Boiler - Maintenance | A | Purchases (Cumulative) | Achievable Technical Potential | 0 | 0 | 0.00012165 | 0.00027045 | 0.00041734 | 0.00044839 | 0.00045358 | 0.00046025 | 0.00046025 | 0.00046025 | 0.00046025 | 0.00046025 | 0.00046025 | 0.00046025 | 0.00046025 | 0.00046025 | 0.00046025 | 0.00046025 | 0.00046025 | 0.00046025 | 0.00046025 | 0.00046025 | 0
F1_Industrial_Petroleum_New_Process_Natural Gas_Gas Boiler - Maintenance_A_Achievable Technical Potential | F1 | Industrial | Petroleum | New | Process | Natural Gas | Gas Boiler - Maintenance | A | Integrated Unit Energy Savings (kWh or therms) | Achievable Technical Potential | 0 | 0 | 536.7637 | 536.7637 | 536.7637 | 536.7637 | 536.7637 | 536.7637 | 536.7637 | 536.7637 | 536.7637 | 536.7637 | 536.7637 | 536.7637 | 536.7637 | 536.7637 | 536.7637 | 536.7637 | 536.7637 | 536.7637 | 536.7637 | 536.7637 | 0
F2_Industrial_Petroleum_New_Process_Natural Gas_Gas Boiler - Maintenance_A_Achievable Technical Potential | F2 | Industrial | Petroleum | New | Process | Natural Gas | Gas Boiler - Maintenance | A | Integrated Unit Summer Peak Savings (kW) | Achievable Technical Potential | 0 | 0 | 0 | 0 | 0 | 0 | 0 | 0 | 0 | 0 | 0 | 0 | 0 | 0 | 0 | 0 | 0 | 0 | 0 | 0 | 0 | 0 | 0
F3_Industrial_Petroleum_New_Process_Natural Gas_Gas Boiler - Maintenance_A_Achievable Technical Potential | F3 | Industrial | Petroleum | New | Process | Natural Gas | Gas Boiler - Maintenance | A | Integrated Unit Winter Peak Savings (kW) | Achievable Technical Potential | 0 | 0 | 0 | 0 | 0 | 0 | 0 | 0 | 0 | 0 | 0 | 0 | 0 | 0 | 0 | 0 | 0 | 0 | 0 | 0 | 0 | 0 | 0
F4_Industrial_Petroleum_New_Process_Natural Gas_Gas Boiler - Maintenance_A_Achievable Technical Potential | F4 | Industrial | Petroleum | New | Process | Natural Gas | Gas Boiler - Maintenance | A | Incremental Energy Savings (MWh or mTherms) | Achievable Technical Potential | 0 | 0 | 0.0051853 | 0.0063428 | 0.0062612 | 0.0065089 | 0.0065642 | 0.0065456 | 0.0065089 | 0.0065642 | 0.0065456 | 0.011694 | 0.012907 | 0.012807 | 0.023388 | 0.025814 | 0.025614 | 0.046777 | 0.051628 | 0.051227 | 0.094877 | 0.10348 | 0
F5_Industrial_Petroleum_New_Process_Natural Gas_Gas Boiler - Maintenance_A_Achievable Technical Potential | F5 | Industrial | Petroleum | New | Process | Natural Gas | Gas Boiler - Maintenance | A | Incremental Summer Peak Savings (MW) | Achievable Technical Potential | 0 | 0 | 0 | 0 | 0 | 0 | 0 | 0 | 0 | 0 | 0 | 0 | 0 | 0 | 0 | 0 | 0 | 0 | 0 | 0 | 0 | 0 | 0
F6_Industrial_Petroleum_New_Process_Natural Gas_Gas Boiler - Maintenance_A_Achievable Technical Potential | F6 | Industrial | Petroleum | New | Process | Natural Gas | Gas Boiler - Maintenance | A | Incremental Winter Peak Savings (MW) | Achievable Technical Potential | 0 | 0 | 0 | 0 | 0 | 0 | 0 | 0 | 0 | 0 | 0 | 0 | 0 | 0 | 0 | 0 | 0 | 0 | 0 | 0 | 0 | 0 | 0
F7_Industrial_Petroleum_New_Process_Natural Gas_Gas Boiler - Maintenance_A_Achievable Technical Potential | F7 | Industrial | Petroleum | New | Process | Natural Gas | Gas Boiler - Maintenance | A | Cumulative Energy Savings (MWh or mTherms) | Achievable Technical Potential | 0 | 0 | 0.0051853 | 0.011528 | 0.017789 | 0.019113 | 0.019334 | 0.019619 | 0.019619 | 0.019619 | 0.019619 | 0.019619 | 0.019619 | 0.019619 | 0.019619 | 0.019619 | 0.019619 | 0.019619 | 0.019619 | 0.019619 | 0.019619 | 0.019619 | 0
F8_Industrial_Petroleum_New_Process_Natural Gas_Gas Boiler - Maintenance_A_Achievable Technical Potential | F8 | Industrial | Petroleum | New | Process | Natural Gas | Gas Boiler - Maintenance | A | Cumulative Summer Peak Savings (MW) | Achievable Technical Potential | 0 | 0 | 0 | 0 | 0 | 0 | 0 | 0 | 0 | 0 | 0 | 0 | 0 | 0 | 0 | 0 | 0 | 0 | 0 | 0 | 0 | 0 | 0
F9_Industrial_Petroleum_New_Process_Natural Gas_Gas Boiler - Maintenance_A_Achievable Technical Potential | F9 | Industrial | Petroleum | New | Process | Natural Gas | Gas Boiler - Maintenance | A | Cumulative Winter Peak Savings (MW) | Achievable Technical Potential | 0 | 0 | 0 | 0 | 0 | 0 | 0 | 0 | 0 | 0 | 0 | 0 | 0 | 0 | 0 | 0 | 0 | 0 | 0 | 0 | 0 | 0 | 0
F10_Industrial_Petroleum_New_Process_Natural Gas_Gas Boiler - Maintenance_A_Achievable Technical Potential | F10 | Industrial | Petroleum | New | Process | Natural Gas | Gas Boiler - Maintenance | A | Purchases (Incremental) | Achievable Technical Potential | 0 | 0 | 0.0096603 | 0.011817 | 0.011665 | 0.012126 | 0.012229 | 0.012195 | 0.012126 | 0.012229 | 0.012195 | 0.021786 | 0.024046 | 0.023859 | 0.043573 | 0.048092 | 0.047719 | 0.087146 | 0.096184 | 0.095438 | 0.17676 | 0.19278 | 0
F11_Industrial_Petroleum_New_Process_Natural Gas_Gas Boiler - Maintenance_A_Achievable Technical Potential | F11 | Industrial | Petroleum | New | Process | Natural Gas | Gas Boiler - Maintenance | A | Purchases (Cumulative) | Achievable Technical Potential | 0 | 0 | 0.0096603 | 0.021477 | 0.033142 | 0.035608 | 0.03602 | 0.03655 | 0.03655 | 0.03655 | 0.03655 | 0.03655 | 0.03655 | 0.03655 | 0.03655 | 0.03655 | 0.03655 | 0.03655 | 0.03655 | 0.03655 | 0.03655 | 0.03655 | 0
F1_Industrial_Petroleum_New_Space Heating_Natural Gas_Gas Furnace - Maintenance_A_Achievable Technical Potential | F1 | Industrial | Petroleum | New | Space Heating | Natural Gas | Gas Furnace - Maintenance | A | Integrated Unit Energy Savings (kWh or therms) | Achievable Technical Potential | 0 | 0 | 0.0082766 | 0.0081733 | 0.0081058 | 0.0080496 | 0.0080027 | 0.0079583 | 0.0079148 | 0.0078717 | 0.0078256 | 0.0077797 | 0.007734 | 0.0076921 | 0.0076475 | 0.007611 | 0.0075808 | 0.0075628 | 0.0075457 | 0.0075399 | 0.0075399 | 0.0075435 | 0
F2_Industrial_Petroleum_New_Space Heating_Natural Gas_Gas Furnace - Maintenance_A_Achievable Technical Potential | F2 | Industrial | Petroleum | New | Space Heating | Natural Gas | Gas Furnace - Maintenance | A | Integrated Unit Summer Peak Savings (kW) | Achievable Technical Potential | 0 | 0 | 0 | 0 | 0 | 0 | 0 | 0 | 0 | 0 | 0 | 0 | 0 | 0 | 0 | 0 | 0 | 0 | 0 | 0 | 0 | 0 | 0
F3_Industrial_Petroleum_New_Space Heating_Natural Gas_Gas Furnace - Maintenance_A_Achievable Technical Potential | F3 | Industrial | Petroleum | New | Space Heating | Natural Gas | Gas Furnace - Maintenance | A | Integrated Unit Winter Peak Savings (kW) | Achievable Technical Potential | 0 | 0 | 0 | 0 | 0 | 0 | 0 | 0 | 0 | 0 | 0 | 0 | 0 | 0 | 0 | 0 | 0 | 0 | 0 | 0 | 0 | 0 | 0
F4_Industrial_Petroleum_New_Space Heating_Natural Gas_Gas Furnace - Maintenance_A_Achievable Technical Potential | F4 | Industrial | Petroleum | New | Space Heating | Natural Gas | Gas Furnace - Maintenance | A | Incremental Energy Savings (MWh or mTherms) | Achievable Technical Potential | 0 | 0 | 2.2816e-10 | 2.7561e-10 | 2.6982e-10 | 2.7855e-10 | 2.7928e-10 | 2.7694e-10 | 2.7388e-10 | 2.7471e-10 | 2.7233e-10 | 4.8367e-10 | 5.307e-10 | 5.2373e-10 | 9.5091e-10 | 1.0445e-09 | 1.0323e-09 | 1.8807e-09 | 2.0711e-09 | 2.0535e-09 | 3.8032e-09 | 4.1499e-09 | 0
F5_Industrial_Petroleum_New_Space Heating_Natural Gas_Gas Furnace - Maintenance_A_Achievable Technical Potential | F5 | Industrial | Petroleum | New | Space Heating | Natural Gas | Gas Furnace - Maintenance | A | Incremental Summer Peak Savings (MW) | Achievable Technical Potential | 0 | 0 | 0 | 0 | 0 | 0 | 0 | 0 | 0 | 0 | 0 | 0 | 0 | 0 | 0 | 0 | 0 | 0 | 0 | 0 | 0 | 0 | 0
F6_Industrial_Petroleum_New_Space Heating_Natural Gas_Gas Furnace - Maintenance_A_Achievable Technical Potential | F6 | Industrial | Petroleum | New | Space Heating | Natural Gas | Gas Furnace - Maintenance | A | Incremental Winter Peak Savings (MW) | Achievable Technical Potential | 0 | 0 | 0 | 0 | 0 | 0 | 0 | 0 | 0 | 0 | 0 | 0 | 0 | 0 | 0 | 0 | 0 | 0 | 0 | 0 | 0 | 0 | 0
F7_Industrial_Petroleum_New_Space Heating_Natural Gas_Gas Furnace - Maintenance_A_Achievable Technical Potential | F7 | Industrial | Petroleum | New | Space Heating | Natural Gas | Gas Furnace - Maintenance | A | Cumulative Energy Savings (MWh or mTherms) | Achievable Technical Potential | 0 | 0 | 2.2816e-10 | 5.0093e-10 | 7.6662e-10 | 8.1794e-10 | 8.2259e-10 | 8.3006e-10 | 8.2552e-10 | 8.2103e-10 | 8.1622e-10 | 8.1143e-10 | 8.0666e-10 | 8.023e-10 | 7.9765e-10 | 7.9384e-10 | 7.9069e-10 | 7.8881e-10 | 7.8702e-10 | 7.8642e-10 | 7.8642e-10 | 7.868e-10 | 0
F8_Industrial_Petroleum_New_Space Heating_Natural Gas_Gas Furnace - Maintenance_A_Achievable Technical Potential | F8 | Industrial | Petroleum | New | Space Heating | Natural Gas | Gas Furnace - Maintenance | A | Cumulative Summer Peak Savings (MW) | Achievable Technical Potential | 0 | 0 | 0 | 0 | 0 | 0 | 0 | 0 | 0 | 0 | 0 | 0 | 0 | 0 | 0 | 0 | 0 | 0 | 0 | 0 | 0 | 0 | 0
F9_Industrial_Petroleum_New_Space Heating_Natural Gas_Gas Furnace - Maintenance_A_Achievable Technical Potential | F9 | Industrial | Petroleum | New | Space Heating | Natural Gas | Gas Furnace - Maintenance | A | Cumulative Winter Peak Savings (MW) | Achievable Technical Potential | 0 | 0 | 0 | 0 | 0 | 0 | 0 | 0 | 0 | 0 | 0 | 0 | 0 | 0 | 0 | 0 | 0 | 0 | 0 | 0 | 0 | 0 | 0
F10_Industrial_Petroleum_New_Space Heating_Natural Gas_Gas Furnace - Maintenance_A_Achievable Technical Potential | F10 | Industrial | Petroleum | New | Space Heating | Natural Gas | Gas Furnace - Maintenance | A | Purchases (Incremental) | Achievable Technical Potential | 0 | 0 | 2.7567e-05 | 3.3721e-05 | 3.3287e-05 | 3.4604e-05 | 3.4898e-05 | 3.4799e-05 | 3.4604e-05 | 3.4898e-05 | 3.4799e-05 | 6.2171e-05 | 6.8619e-05 | 6.8087e-05 | 0.00012434 | 0.00013724 | 0.00013617 | 0.00024868 | 0.00027448 | 0.00027235 | 0.00050441 | 0.00055013 | 0
F11_Industrial_Petroleum_New_Space Heating_Natural Gas_Gas Furnace - Maintenance_A_Achievable Technical Potential | F11 | Industrial | Petroleum | New | Space Heating | Natural Gas | Gas Furnace - Maintenance | A | Purchases (Cumulative) | Achievable Technical Potential | 0 | 0 | 2.7567e-05 | 6.1288e-05 | 9.4576e-05 | 0.00010161 | 0.00010279 | 0.0001043 | 0.0001043 | 0.0001043 | 0.0001043 | 0.0001043 | 0.0001043 | 0.0001043 | 0.0001043 | 0.0001043 | 0.0001043 | 0.0001043 | 0.0001043 | 0.0001043 | 0.0001043 | 0.0001043 | 0
F1_Industrial_Petroleum_New_Space Heating_Natural Gas_Gas Boiler - Hot Water Reset_A_Achievable Technical Potential | F1 | Industrial | Petroleum | New | Space Heating | Natural Gas | Gas Boiler - Hot Water Reset | A | Integrated Unit Energy Savings (kWh or therms) | Achievable Technical Potential | 0 | 0 | 369.5787 | 365.6743 | 363.3904 | 361.6297 | 360.6456 | 359.6934 | 358.8823 | 358.1344 | 357.5673 | 357.0217 | 356.53 | 356.059 | 355.6666 | 355.2824 | 354.9217 | 354.6072 | 354.3396 | 354.0767 | 353.8472 | 353.6215 | 0
F2_Industrial_Petroleum_New_Space Heating_Natural Gas_Gas Boiler - Hot Water Reset_A_Achievable Technical Potential | F2 | Industrial | Petroleum | New | Space Heating | Natural Gas | Gas Boiler - Hot Water Reset | A | Integrated Unit Summer Peak Savings (kW) | Achievable Technical Potential | 0 | 0 | 0 | 0 | 0 | 0 | 0 | 0 | 0 | 0 | 0 | 0 | 0 | 0 | 0 | 0 | 0 | 0 | 0 | 0 | 0 | 0 | 0
F3_Industrial_Petroleum_New_Space Heating_Natural Gas_Gas Boiler - Hot Water Reset_A_Achievable Technical Potential | F3 | Industrial | Petroleum | New | Space Heating | Natural Gas | Gas Boiler - Hot Water Reset | A | Integrated Unit Winter Peak Savings (kW) | Achievable Technical Potential | 0 | 0 | 0 | 0 | 0 | 0 | 0 | 0 | 0 | 0 | 0 | 0 | 0 | 0 | 0 | 0 | 0 | 0 | 0 | 0 | 0 | 0 | 0
F4_Industrial_Petroleum_New_Space Heating_Natural Gas_Gas Boiler - Hot Water Reset_A_Achievable Technical Potential | F4 | Industrial | Petroleum | New | Space Heating | Natural Gas | Gas Boiler - Hot Water Reset | A | Incremental Energy Savings (MWh or mTherms) | Achievable Technical Potential | 0 | 0 | 4.3698e-05 | 9.2647e-05 | 0.00016065 | 0.00024773 | 0.00032436 | 0.00043584 | 0.00053932 | 0.00062121 | 0.00063453 | 0.000594 | 0.0004967 | 0.00035717 | 0.00021853 | 0.00011175 | 5.0037e-05 | 1.9366e-05 | 4.1896e-05 | 8.9709e-05 | 0.00015643 | 0.00024224 | 0
F5_Industrial_Petroleum_New_Space Heating_Natural Gas_Gas Boiler - Hot Water Reset_A_Achievable Technical Potential | F5 | Industrial | Petroleum | New | Space Heating | Natural Gas | Gas Boiler - Hot Water Reset | A | Incremental Summer Peak Savings (MW) | Achievable Technical Potential | 0 | 0 | 0 | 0 | 0 | 0 | 0 | 0 | 0 | 0 | 0 | 0 | 0 | 0 | 0 | 0 | 0 | 0 | 0 | 0 | 0 | 0 | 0
F6_Industrial_Petroleum_New_Space Heating_Natural Gas_Gas Boiler - Hot Water Reset_A_Achievable Technical Potential | F6 | Industrial | Petroleum | New | Space Heating | Natural Gas | Gas Boiler - Hot Water Reset | A | Incremental Winter Peak Savings (MW) | Achievable Technical Potential | 0 | 0 | 0 | 0 | 0 | 0 | 0 | 0 | 0 | 0 | 0 | 0 | 0 | 0 | 0 | 0 | 0 | 0 | 0 | 0 | 0 | 0 | 0
F7_Industrial_Petroleum_New_Space Heating_Natural Gas_Gas Boiler - Hot Water Reset_A_Achievable Technical Potential | F7 | Industrial | Petroleum | New | Space Heating | Natural Gas | Gas Boiler - Hot Water Reset | A | Cumulative Energy Savings (MWh or mTherms) | Achievable Technical Potential | 0 | 0 | 4.3698e-05 | 0.00013588 | 0.00029569 | 0.00054198 | 0.00086487 | 0.0012984 | 0.0018348 | 0.0024522 | 0.0030829 | 0.0036722 | 0.0041638 | 0.0045155 | 0.004729 | 0.0048357 | 0.0048808 | 0.0048958 | 0.0048921 | 0.0048885 | 0.0048853 | 0.0048822 | 0
F8_Industrial_Petroleum_New_Space Heating_Natural Gas_Gas Boiler - Hot Water Reset_A_Achievable Technical Potential | F8 | Industrial | Petroleum | New | Space Heating | Natural Gas | Gas Boiler - Hot Water Reset | A | Cumulative Summer Peak Savings (MW) | Achievable Technical Potential | 0 | 0 | 0 | 0 | 0 | 0 | 0 | 0 | 0 | 0 | 0 | 0 | 0 | 0 | 0 | 0 | 0 | 0 | 0 | 0 | 0 | 0 | 0
F9_Industrial_Petroleum_New_Space Heating_Natural Gas_Gas Boiler - Hot Water Reset_A_Achievable Technical Potential | F9 | Industrial | Petroleum | New | Space Heating | Natural Gas | Gas Boiler - Hot Water Reset | A | Cumulative Winter Peak Savings (MW) | Achievable Technical Potential | 0 | 0 | 0 | 0 | 0 | 0 | 0 | 0 | 0 | 0 | 0 | 0 | 0 | 0 | 0 | 0 | 0 | 0 | 0 | 0 | 0 | 0 | 0
F10_Industrial_Petroleum_New_Space Heating_Natural Gas_Gas Boiler - Hot Water Reset_A_Achievable Technical Potential | F10 | Industrial | Petroleum | New | Space Heating | Natural Gas | Gas Boiler - Hot Water Reset | A | Purchases (Incremental) | Achievable Technical Potential | 0 | 0 | 0.00011824 | 0.00025336 | 0.0004421 | 0.00068503 | 0.0008994 | 0.0012117 | 0.0015028 | 0.0017346 | 0.0017746 | 0.0016638 | 0.0013931 | 0.0010031 | 0.00061442 | 0.00031454 | 0.00014098 | 5.4613e-05 | 0.00011824 | 0.00025336 | 0.0004421 | 0.00068503 | 0
F11_Industrial_Petroleum_New_Space Heating_Natural Gas_Gas Boiler - Hot Water Reset_A_Achievable Technical Potential | F11 | Industrial | Petroleum | New | Space Heating | Natural Gas | Gas Boiler - Hot Water Reset | A | Purchases (Cumulative) | Achievable Technical Potential | 0 | 0 | 0.00011824 | 0.0003716 | 0.00081369 | 0.0014987 | 0.0023981 | 0.0036098 | 0.0051126 | 0.0068472 | 0.0086217 | 0.010286 | 0.011679 | 0.012682 | 0.013296 | 0.013611 | 0.013752 | 0.013806 | 0.013806 | 0.013806 | 0.013806 | 0.013806 | 0
F1_Industrial_Petroleum_New_Process_Natural Gas_Gas Boiler - Hot Water Reset_A_Achievable Technical Potential | F1 | Industrial | Petroleum | New | Process | Natural Gas | Gas Boiler - Hot Water Reset | A | Integrated Unit Energy Savings (kWh or therms) | Achievable Technical Potential | 0 | 0 | 975.1638 | 974.7432 | 974.3642 | 974.0513 | 973.5963 | 973.2733 | 973.0756 | 973.0002 | 972.9084 | 972.9015 | 972.9246 | 973.0025 | 973.0226 | 973.0898 | 973.1646 | 973.2666 | 973.3699 | 973.4871 | 973.5913 | 973.6867 | 0
F2_Industrial_Petroleum_New_Process_Natural Gas_Gas Boiler - Hot Water Reset_A_Achievable Technical Potential | F2 | Industrial | Petroleum | New | Process | Natural Gas | Gas Boiler - Hot Water Reset | A | Integrated Unit Summer Peak Savings (kW) | Achievable Technical Potential | 0 | 0 | 0 | 0 | 0 | 0 | 0 | 0 | 0 | 0 | 0 | 0 | 0 | 0 | 0 | 0 | 0 | 0 | 0 | 0 | 0 | 0 | 0
F3_Industrial_Petroleum_New_Process_Natural Gas_Gas Boiler - Hot Water Reset_A_Achievable Technical Potential | F3 | Industrial | Petroleum | New | Process | Natural Gas | Gas Boiler - Hot Water Reset | A | Integrated Unit Winter Peak Savings (kW) | Achievable Technical Potential | 0 | 0 | 0 | 0 | 0 | 0 | 0 | 0 | 0 | 0 | 0 | 0 | 0 | 0 | 0 | 0 | 0 | 0 | 0 | 0 | 0 | 0 | 0
F4_Industrial_Petroleum_New_Process_Natural Gas_Gas Boiler - Hot Water Reset_A_Achievable Technical Potential | F4 | Industrial | Petroleum | New | Process | Natural Gas | Gas Boiler - Hot Water Reset | A | Incremental Energy Savings (MWh or mTherms) | Achievable Technical Potential | 0 | 0 | 0.0091563 | 0.019612 | 0.034208 | 0.052989 | 0.069538 | 0.093653 | 0.11613 | 0.13403 | 0.13711 | 0.12854 | 0.10764 | 0.07751 | 0.047477 | 0.024306 | 0.010895 | 0.004221 | 0.0091395 | 0.019587 | 0.034181 | 0.052969 | 0
F5_Industrial_Petroleum_New_Process_Natural Gas_Gas Boiler - Hot Water Reset_A_Achievable Technical Potential | F5 | Industrial | Petroleum | New | Process | Natural Gas | Gas Boiler - Hot Water Reset | A | Incremental Summer Peak Savings (MW) | Achievable Technical Potential | 0 | 0 | 0 | 0 | 0 | 0 | 0 | 0 | 0 | 0 | 0 | 0 | 0 | 0 | 0 | 0 | 0 | 0 | 0 | 0 | 0 | 0 | 0
F6_Industrial_Petroleum_New_Process_Natural Gas_Gas Boiler - Hot Water Reset_A_Achievable Technical Potential | F6 | Industrial | Petroleum | New | Process | Natural Gas | Gas Boiler - Hot Water Reset | A | Incremental Winter Peak Savings (MW) | Achievable Technical Potential | 0 | 0 | 0 | 0 | 0 | 0 | 0 | 0 | 0 | 0 | 0 | 0 | 0 | 0 | 0 | 0 | 0 | 0 | 0 | 0 | 0 | 0 | 0
F7_Industrial_Petroleum_New_Process_Natural Gas_Gas Boiler - Hot Water Reset_A_Achievable Technical Potential | F7 | Industrial | Petroleum | New | Process | Natural Gas | Gas Boiler - Hot Water Reset | A | Cumulative Energy Savings (MWh or mTherms) | Achievable Technical Potential | 0 | 0 | 0.0091563 | 0.028764 | 0.062961 | 0.11593 | 0.18541 | 0.279 | 0.39507 | 0.52907 | 0.66613 | 0.79467 | 0.90233 | 0.97991 | 1.0274 | 1.0518 | 1.0628 | 1.0671 | 1.0672 | 1.0673 | 1.0674 | 1.0676 | 0
F8_Industrial_Petroleum_New_Process_Natural Gas_Gas Boiler - Hot Water Reset_A_Achievable Technical Potential | F8 | Industrial | Petroleum | New | Process | Natural Gas | Gas Boiler - Hot Water Reset | A | Cumulative Summer Peak Savings (MW) | Achievable Technical Potential | 0 | 0 | 0 | 0 | 0 | 0 | 0 | 0 | 0 | 0 | 0 | 0 | 0 | 0 | 0 | 0 | 0 | 0 | 0 | 0 | 0 | 0 | 0
F9_Industrial_Petroleum_New_Process_Natural Gas_Gas Boiler - Hot Water Reset_A_Achievable Technical Potential | F9 | Industrial | Petroleum | New | Process | Natural Gas | Gas Boiler - Hot Water Reset | A | Cumulative Winter Peak Savings (MW) | Achievable Technical Potential | 0 | 0 | 0 | 0 | 0 | 0 | 0 | 0 | 0 | 0 | 0 | 0 | 0 | 0 | 0 | 0 | 0 | 0 | 0 | 0 | 0 | 0 | 0
F10_Industrial_Petroleum_New_Process_Natural Gas_Gas Boiler - Hot Water Reset_A_Achievable Technical Potential | F10 | Industrial | Petroleum | New | Process | Natural Gas | Gas Boiler - Hot Water Reset | A | Purchases (Incremental) | Achievable Technical Potential | 0 | 0 | 0.0093895 | 0.02012 | 0.035108 | 0.0544 | 0.071424 | 0.096224 | 0.11934 | 0.13775 | 0.14092 | 0.13212 | 0.11063 | 0.079661 | 0.048793 | 0.024978 | 0.011196 | 0.004337 | 0.0093895 | 0.02012 | 0.035108 | 0.0544 | 0
F11_Industrial_Petroleum_New_Process_Natural Gas_Gas Boiler - Hot Water Reset_A_Achievable Technical Potential | F11 | Industrial | Petroleum | New | Process | Natural Gas | Gas Boiler - Hot Water Reset | A | Purchases (Cumulative) | Achievable Technical Potential | 0 | 0 | 0.0093895 | 0.02951 | 0.064618 | 0.11902 | 0.19044 | 0.28667 | 0.40601 | 0.54375 | 0.68468 | 0.8168 | 0.92744 | 1.0071 | 1.0559 | 1.0809 | 1.0921 | 1.0964 | 1.0964 | 1.0964 | 1.0964 | 1.0964 | 0
F1_Industrial_Petroleum_New_Space Heating_Natural Gas_Steam Trap Maintenance_A_Achievable Technical Potential | F1 | Industrial | Petroleum | New | Space Heating | Natural Gas | Steam Trap Maintenance | A | Integrated Unit Energy Savings (kWh or therms) | Achievable Technical Potential | 0 | 0 | 130.6772 | 129.3607 | 128.6117 | 128.0409 | 127.7656 | 127.4914 | 127.2657 | 127.0552 | 126.9218 | 126.788 | 126.673 | 126.5572 | 126.4874 | 126.4105 | 126.3413 | 126.2692 | 126.2262 | 126.169 | 126.1183 | 126.0664 | 0
F2_Industrial_Petroleum_New_Space Heating_Natural Gas_Steam Trap Maintenance_A_Achievable Technical Potential | F2 | Industrial | Petroleum | New | Space Heating | Natural Gas | Steam Trap Maintenance | A | Integrated Unit Summer Peak Savings (kW) | Achievable Technical Potential | 0 | 0 | 0 | 0 | 0 | 0 | 0 | 0 | 0 | 0 | 0 | 0 | 0 | 0 | 0 | 0 | 0 | 0 | 0 | 0 | 0 | 0 | 0
F3_Industrial_Petroleum_New_Space Heating_Natural Gas_Steam Trap Maintenance_A_Achievable Technical Potential | F3 | Industrial | Petroleum | New | Space Heating | Natural Gas | Steam Trap Maintenance | A | Integrated Unit Winter Peak Savings (kW) | Achievable Technical Potential | 0 | 0 | 0 | 0 | 0 | 0 | 0 | 0 | 0 | 0 | 0 | 0 | 0 | 0 | 0 | 0 | 0 | 0 | 0 | 0 | 0 | 0 | 0
F4_Industrial_Petroleum_New_Space Heating_Natural Gas_Steam Trap Maintenance_A_Achievable Technical Potential | F4 | Industrial | Petroleum | New | Space Heating | Natural Gas | Steam Trap Maintenance | A | Incremental Energy Savings (MWh or mTherms) | Achievable Technical Potential | 0 | 0 | 0 | 0 | 0 | 0 | 0 | 0 | 0 | 0 | 0 | 0 | 0 | 0 | 0 | 0 | 0 | 0 | 0 | 0 | 0 | 0 | 0
F5_Industrial_Petroleum_New_Space Heating_Natural Gas_Steam Trap Maintenance_A_Achievable Technical Potential | F5 | Industrial | Petroleum | New | Space Heating | Natural Gas | Steam Trap Maintenance | A | Incremental Summer Peak Savings (MW) | Achievable Technical Potential | 0 | 0 | 0 | 0 | 0 | 0 | 0 | 0 | 0 | 0 | 0 | 0 | 0 | 0 | 0 | 0 | 0 | 0 | 0 | 0 | 0 | 0 | 0
F6_Industrial_Petroleum_New_Space Heating_Natural Gas_Steam Trap Maintenance_A_Achievable Technical Potential | F6 | Industrial | Petroleum | New | Space Heating | Natural Gas | Steam Trap Maintenance | A | Incremental Winter Peak Savings (MW) | Achievable Technical Potential | 0 | 0 | 0 | 0 | 0 | 0 | 0 | 0 | 0 | 0 | 0 | 0 | 0 | 0 | 0 | 0 | 0 | 0 | 0 | 0 | 0 | 0 | 0
F7_Industrial_Petroleum_New_Space Heating_Natural Gas_Steam Trap Maintenance_A_Achievable Technical Potential | F7 | Industrial | Petroleum | New | Space Heating | Natural Gas | Steam Trap Maintenance | A | Cumulative Energy Savings (MWh or mTherms) | Achievable Technical Potential | 0 | 0 | 0 | 0 | 0 | 0 | 0 | 0 | 0 | 0 | 0 | 0 | 0 | 0 | 0 | 0 | 0 | 0 | 0 | 0 | 0 | 0 | 0
F8_Industrial_Petroleum_New_Space Heating_Natural Gas_Steam Trap Maintenance_A_Achievable Technical Potential | F8 | Industrial | Petroleum | New | Space Heating | Natural Gas | Steam Trap Maintenance | A | Cumulative Summer Peak Savings (MW) | Achievable Technical Potential | 0 | 0 | 0 | 0 | 0 | 0 | 0 | 0 | 0 | 0 | 0 | 0 | 0 | 0 | 0 | 0 | 0 | 0 | 0 | 0 | 0 | 0 | 0
F9_Industrial_Petroleum_New_Space Heating_Natural Gas_Steam Trap Maintenance_A_Achievable Technical Potential | F9 | Industrial | Petroleum | New | Space Heating | Natural Gas | Steam Trap Maintenance | A | Cumulative Winter Peak Savings (MW) | Achievable Technical Potential | 0 | 0 | 0 | 0 | 0 | 0 | 0 | 0 | 0 | 0 | 0 | 0 | 0 | 0 | 0 | 0 | 0 | 0 | 0 | 0 | 0 | 0 | 0
F10_Industrial_Petroleum_New_Space Heating_Natural Gas_Steam Trap Maintenance_A_Achievable Technical Potential | F10 | Industrial | Petroleum | New | Space Heating | Natural Gas | Steam Trap Maintenance | A | Purchases (Incremental) | Achievable Technical Potential | 0 | 0 | 0 | 0 | 0 | 0 | 0 | 0 | 0 | 0 | 0 | 0 | 0 | 0 | 0 | 0 | 0 | 0 | 0 | 0 | 0 | 0 | 0
F11_Industrial_Petroleum_New_Space Heating_Natural Gas_Steam Trap Maintenance_A_Achievable Technical Potential | F11 | Industrial | Petroleum | New | Space Heating | Natural Gas | Steam Trap Maintenance | A | Purchases (Cumulative) | Achievable Technical Potential | 0 | 0 | 0 | 0 | 0 | 0 | 0 | 0 | 0 | 0 | 0 | 0 | 0 | 0 | 0 | 0 | 0 | 0 | 0 | 0 | 0 | 0 | 0
F1_Industrial_Petroleum_New_Process_Natural Gas_Steam Trap Maintenance_A_Achievable Technical Potential | F1 | Industrial | Petroleum | New | Process | Natural Gas | Steam Trap Maintenance | A | Integrated Unit Energy Savings (kWh or therms) | Achievable Technical Potential | 0 | 0 | 689.5053 | 689.492 | 689.4869 | 689.5 | 689.5065 | 689.5122 | 689.517 | 689.5213 | 689.5238 | 689.5263 | 689.5284 | 689.5305 | 689.5317 | 689.533 | 689.5342 | 689.5354 | 689.5361 | 689.537 | 689.5377 | 689.5384 | 0
F2_Industrial_Petroleum_New_Process_Natural Gas_Steam Trap Maintenance_A_Achievable Technical Potential | F2 | Industrial | Petroleum | New | Process | Natural Gas | Steam Trap Maintenance | A | Integrated Unit Summer Peak Savings (kW) | Achievable Technical Potential | 0 | 0 | 0 | 0 | 0 | 0 | 0 | 0 | 0 | 0 | 0 | 0 | 0 | 0 | 0 | 0 | 0 | 0 | 0 | 0 | 0 | 0 | 0
F3_Industrial_Petroleum_New_Process_Natural Gas_Steam Trap Maintenance_A_Achievable Technical Potential | F3 | Industrial | Petroleum | New | Process | Natural Gas | Steam Trap Maintenance | A | Integrated Unit Winter Peak Savings (kW) | Achievable Technical Potential | 0 | 0 | 0 | 0 | 0 | 0 | 0 | 0 | 0 | 0 | 0 | 0 | 0 | 0 | 0 | 0 | 0 | 0 | 0 | 0 | 0 | 0 | 0
F4_Industrial_Petroleum_New_Process_Natural Gas_Steam Trap Maintenance_A_Achievable Technical Potential | F4 | Industrial | Petroleum | New | Process | Natural Gas | Steam Trap Maintenance | A | Incremental Energy Savings (MWh or mTherms) | Achievable Technical Potential | 0 | 0 | 0 | 0 | 0 | 0 | 0 | 0 | 0 | 0 | 0 | 0 | 0 | 0 | 0 | 0 | 0 | 0 | 0 | 0 | 0 | 0 | 0
F5_Industrial_Petroleum_New_Process_Natural Gas_Steam Trap Maintenance_A_Achievable Technical Potential | F5 | Industrial | Petroleum | New | Process | Natural Gas | Steam Trap Maintenance | A | Incremental Summer Peak Savings (MW) | Achievable Technical Potential | 0 | 0 | 0 | 0 | 0 | 0 | 0 | 0 | 0 | 0 | 0 | 0 | 0 | 0 | 0 | 0 | 0 | 0 | 0 | 0 | 0 | 0 | 0
F6_Industrial_Petroleum_New_Process_Natural Gas_Steam Trap Maintenance_A_Achievable Technical Potential | F6 | Industrial | Petroleum | New | Process | Natural Gas | Steam Trap Maintenance | A | Incremental Winter Peak Savings (MW) | Achievable Technical Potential | 0 | 0 | 0 | 0 | 0 | 0 | 0 | 0 | 0 | 0 | 0 | 0 | 0 | 0 | 0 | 0 | 0 | 0 | 0 | 0 | 0 | 0 | 0
F7_Industrial_Petroleum_New_Process_Natural Gas_Steam Trap Maintenance_A_Achievable Technical Potential | F7 | Industrial | Petroleum | New | Process | Natural Gas | Steam Trap Maintenance | A | Cumulative Energy Savings (MWh or mTherms) | Achievable Technical Potential | 0 | 0 | 0 | 0 | 0 | 0 | 0 | 0 | 0 | 0 | 0 | 0 | 0 | 0 | 0 | 0 | 0 | 0 | 0 | 0 | 0 | 0 | 0
F8_Industrial_Petroleum_New_Process_Natural Gas_Steam Trap Maintenance_A_Achievable Technical Potential | F8 | Industrial | Petroleum | New | Process | Natural Gas | Steam Trap Maintenance | A | Cumulative Summer Peak Savings (MW) | Achievable Technical Potential | 0 | 0 | 0 | 0 | 0 | 0 | 0 | 0 | 0 | 0 | 0 | 0 | 0 | 0 | 0 | 0 | 0 | 0 | 0 | 0 | 0 | 0 | 0
F9_Industrial_Petroleum_New_Process_Natural Gas_Steam Trap Maintenance_A_Achievable Technical Potential | F9 | Industrial | Petroleum | New | Process | Natural Gas | Steam Trap Maintenance | A | Cumulative Winter Peak Savings (MW) | Achievable Technical Potential | 0 | 0 | 0 | 0 | 0 | 0 | 0 | 0 | 0 | 0 | 0 | 0 | 0 | 0 | 0 | 0 | 0 | 0 | 0 | 0 | 0 | 0 | 0
F10_Industrial_Petroleum_New_Process_Natural Gas_Steam Trap Maintenance_A_Achievable Technical Potential | F10 | Industrial | Petroleum | New | Process | Natural Gas | Steam Trap Maintenance | A | Purchases (Incremental) | Achievable Technical Potential | 0 | 0 | 0 | 0 | 0 | 0 | 0 | 0 | 0 | 0 | 0 | 0 | 0 | 0 | 0 | 0 | 0 | 0 | 0 | 0 | 0 | 0 | 0
F11_Industrial_Petroleum_New_Process_Natural Gas_Steam Trap Maintenance_A_Achievable Technical Potential | F11 | Industrial | Petroleum | New | Process | Natural Gas | Steam Trap Maintenance | A | Purchases (Cumulative) | Achievable Technical Potential | 0 | 0 | 0 | 0 | 0 | 0 | 0 | 0 | 0 | 0 | 0 | 0 | 0 | 0 | 0 | 0 | 0 | 0 | 0 | 0 | 0 | 0 | 0
F1_Industrial_Petroleum_New_Space Heating_Natural Gas_Gas Boiler - High Turndown_A_Achievable Technical Potential | F1 | Industrial | Petroleum | New | Space Heating | Natural Gas | Gas Boiler - High Turndown | A | Integrated Unit Energy Savings (kWh or therms) | Achievable Technical Potential | 0 | 0 | 138.3795 | 136.7742 | 135.7597 | 134.9213 | 134.2793 | 133.6416 | 133.0086 | 132.3621 | 131.6829 | 130.9882 | 130.2826 | 129.6185 | 128.9251 | 128.3451 | 127.8668 | 127.566 | 127.297 | 127.197 | 127.1949 | 127.254 | 0
F2_Industrial_Petroleum_New_Space Heating_Natural Gas_Gas Boiler - High Turndown_A_Achievable Technical Potential | F2 | Industrial | Petroleum | New | Space Heating | Natural Gas | Gas Boiler - High Turndown | A | Integrated Unit Summer Peak Savings (kW) | Achievable Technical Potential | 0 | 0 | 0 | 0 | 0 | 0 | 0 | 0 | 0 | 0 | 0 | 0 | 0 | 0 | 0 | 0 | 0 | 0 | 0 | 0 | 0 | 0 | 0
F3_Industrial_Petroleum_New_Space Heating_Natural Gas_Gas Boiler - High Turndown_A_Achievable Technical Potential | F3 | Industrial | Petroleum | New | Space Heating | Natural Gas | Gas Boiler - High Turndown | A | Integrated Unit Winter Peak Savings (kW) | Achievable Technical Potential | 0 | 0 | 0 | 0 | 0 | 0 | 0 | 0 | 0 | 0 | 0 | 0 | 0 | 0 | 0 | 0 | 0 | 0 | 0 | 0 | 0 | 0 | 0
F4_Industrial_Petroleum_New_Space Heating_Natural Gas_Gas Boiler - High Turndown_A_Achievable Technical Potential | F4 | Industrial | Petroleum | New | Space Heating | Natural Gas | Gas Boiler - High Turndown | A | Incremental Energy Savings (MWh or mTherms) | Achievable Technical Potential | 0 | 0 | 2.497e-05 | 4.3072e-05 | 6.0963e-05 | 8.0872e-05 | 9.2645e-05 | 9.5627e-05 | 8.6079e-05 | 7.7429e-05 | 6.6901e-05 | 5.8068e-05 | 4.9995e-05 | 4.3293e-05 | 3.634e-05 | 3.0771e-05 | 2.5982e-05 | 2.3019e-05 | 4.0088e-05 | 5.7118e-05 | 7.6241e-05 | 8.7798e-05 | 0
F5_Industrial_Petroleum_New_Space Heating_Natural Gas_Gas Boiler - High Turndown_A_Achievable Technical Potential | F5 | Industrial | Petroleum | New | Space Heating | Natural Gas | Gas Boiler - High Turndown | A | Incremental Summer Peak Savings (MW) | Achievable Technical Potential | 0 | 0 | 0 | 0 | 0 | 0 | 0 | 0 | 0 | 0 | 0 | 0 | 0 | 0 | 0 | 0 | 0 | 0 | 0 | 0 | 0 | 0 | 0
F6_Industrial_Petroleum_New_Space Heating_Natural Gas_Gas Boiler - High Turndown_A_Achievable Technical Potential | F6 | Industrial | Petroleum | New | Space Heating | Natural Gas | Gas Boiler - High Turndown | A | Incremental Winter Peak Savings (MW) | Achievable Technical Potential | 0 | 0 | 0 | 0 | 0 | 0 | 0 | 0 | 0 | 0 | 0 | 0 | 0 | 0 | 0 | 0 | 0 | 0 | 0 | 0 | 0 | 0 | 0
F7_Industrial_Petroleum_New_Space Heating_Natural Gas_Gas Boiler - High Turndown_A_Achievable Technical Potential | F7 | Industrial | Petroleum | New | Space Heating | Natural Gas | Gas Boiler - High Turndown | A | Cumulative Energy Savings (MWh or mTherms) | Achievable Technical Potential | 0 | 0 | 2.497e-05 | 6.7753e-05 | 0.00012821 | 0.00020829 | 0.00029995 | 0.00039415 | 0.00047836 | 0.00055347 | 0.00061753 | 0.00067234 | 0.00071871 | 0.00075834 | 0.00079062 | 0.00081784 | 0.00084077 | 0.00083879 | 0.00083702 | 0.00083637 | 0.00083635 | 0.00083674 | 0
F8_Industrial_Petroleum_New_Space Heating_Natural Gas_Gas Boiler - High Turndown_A_Achievable Technical Potential | F8 | Industrial | Petroleum | New | Space Heating | Natural Gas | Gas Boiler - High Turndown | A | Cumulative Summer Peak Savings (MW) | Achievable Technical Potential | 0 | 0 | 0 | 0 | 0 | 0 | 0 | 0 | 0 | 0 | 0 | 0 | 0 | 0 | 0 | 0 | 0 | 0 | 0 | 0 | 0 | 0 | 0
F9_Industrial_Petroleum_New_Space Heating_Natural Gas_Gas Boiler - High Turndown_A_Achievable Technical Potential | F9 | Industrial | Petroleum | New | Space Heating | Natural Gas | Gas Boiler - High Turndown | A | Cumulative Winter Peak Savings (MW) | Achievable Technical Potential | 0 | 0 | 0 | 0 | 0 | 0 | 0 | 0 | 0 | 0 | 0 | 0 | 0 | 0 | 0 | 0 | 0 | 0 | 0 | 0 | 0 | 0 | 0
F10_Industrial_Petroleum_New_Space Heating_Natural Gas_Gas Boiler - High Turndown_A_Achievable Technical Potential | F10 | Industrial | Petroleum | New | Space Heating | Natural Gas | Gas Boiler - High Turndown | A | Purchases (Incremental) | Achievable Technical Potential | 0 | 0 | 0.00018045 | 0.00031492 | 0.00044905 | 0.0005994 | 0.00068995 | 0.00071555 | 0.00064717 | 0.00058498 | 0.00050805 | 0.0004433 | 0.00038374 | 0.000334 | 0.00028187 | 0.00023975 | 0.0002032 | 0.00018045 | 0.00031492 | 0.00044905 | 0.0005994 | 0.00068995 | 0
F11_Industrial_Petroleum_New_Space Heating_Natural Gas_Gas Boiler - High Turndown_A_Achievable Technical Potential | F11 | Industrial | Petroleum | New | Space Heating | Natural Gas | Gas Boiler - High Turndown | A | Purchases (Cumulative) | Achievable Technical Potential | 0 | 0 | 0.00018045 | 0.00049536 | 0.00094442 | 0.0015438 | 0.0022338 | 0.0029493 | 0.0035965 | 0.0041815 | 0.0046895 | 0.0051328 | 0.0055166 | 0.0058506 | 0.0061324 | 0.0063722 | 0.0065754 | 0.0065754 | 0.0065754 | 0.0065754 | 0.0065754 | 0.0065754 | 0
F1_Industrial_Petroleum_New_Process_Natural Gas_Gas Boiler - High Turndown_A_Achievable Technical Potential | F1 | Industrial | Petroleum | New | Process | Natural Gas | Gas Boiler - High Turndown | A | Integrated Unit Energy Savings (kWh or therms) | Achievable Technical Potential | 0 | 0 | 730.1448 | 729.1063 | 728.1339 | 727.2694 | 726.0454 | 725.1732 | 724.4996 | 724.0636 | 723.5593 | 723.2525 | 723.0311 | 722.9817 | 722.7838 | 722.7317 | 722.7034 | 722.8432 | 722.8862 | 723.0288 | 723.1405 | 723.2312 | 0
F2_Industrial_Petroleum_New_Process_Natural Gas_Gas Boiler - High Turndown_A_Achievable Technical Potential | F2 | Industrial | Petroleum | New | Process | Natural Gas | Gas Boiler - High Turndown | A | Integrated Unit Summer Peak Savings (kW) | Achievable Technical Potential | 0 | 0 | 0 | 0 | 0 | 0 | 0 | 0 | 0 | 0 | 0 | 0 | 0 | 0 | 0 | 0 | 0 | 0 | 0 | 0 | 0 | 0 | 0
F3_Industrial_Petroleum_New_Process_Natural Gas_Gas Boiler - High Turndown_A_Achievable Technical Potential | F3 | Industrial | Petroleum | New | Process | Natural Gas | Gas Boiler - High Turndown | A | Integrated Unit Winter Peak Savings (kW) | Achievable Technical Potential | 0 | 0 | 0 | 0 | 0 | 0 | 0 | 0 | 0 | 0 | 0 | 0 | 0 | 0 | 0 | 0 | 0 | 0 | 0 | 0 | 0 | 0 | 0
F4_Industrial_Petroleum_New_Process_Natural Gas_Gas Boiler - High Turndown_A_Achievable Technical Potential | F4 | Industrial | Petroleum | New | Process | Natural Gas | Gas Boiler - High Turndown | A | Incremental Energy Savings (MWh or mTherms) | Achievable Technical Potential | 0 | 0 | 0.010463 | 0.018234 | 0.025966 | 0.034618 | 0.03978 | 0.041207 | 0.037234 | 0.033636 | 0.029192 | 0.025461 | 0.022034 | 0.019176 | 0.016179 | 0.01376 | 0.011662 | 0.010358 | 0.018078 | 0.025784 | 0.034422 | 0.039626 | 0
F5_Industrial_Petroleum_New_Process_Natural Gas_Gas Boiler - High Turndown_A_Achievable Technical Potential | F5 | Industrial | Petroleum | New | Process | Natural Gas | Gas Boiler - High Turndown | A | Incremental Summer Peak Savings (MW) | Achievable Technical Potential | 0 | 0 | 0 | 0 | 0 | 0 | 0 | 0 | 0 | 0 | 0 | 0 | 0 | 0 | 0 | 0 | 0 | 0 | 0 | 0 | 0 | 0 | 0
F6_Industrial_Petroleum_New_Process_Natural Gas_Gas Boiler - High Turndown_A_Achievable Technical Potential | F6 | Industrial | Petroleum | New | Process | Natural Gas | Gas Boiler - High Turndown | A | Incremental Winter Peak Savings (MW) | Achievable Technical Potential | 0 | 0 | 0 | 0 | 0 | 0 | 0 | 0 | 0 | 0 | 0 | 0 | 0 | 0 | 0 | 0 | 0 | 0 | 0 | 0 | 0 | 0 | 0
F7_Industrial_Petroleum_New_Process_Natural Gas_Gas Boiler - High Turndown_A_Achievable Technical Potential | F7 | Industrial | Petroleum | New | Process | Natural Gas | Gas Boiler - High Turndown | A | Cumulative Energy Savings (MWh or mTherms) | Achievable Technical Potential | 0 | 0 | 0.010463 | 0.028682 | 0.054609 | 0.089162 | 0.12879 | 0.16985 | 0.20692 | 0.24043 | 0.26946 | 0.29481 | 0.31675 | 0.3359 | 0.35199 | 0.36573 | 0.37737 | 0.37745 | 0.37747 | 0.37754 | 0.3776 | 0.37765 | 0
F8_Industrial_Petroleum_New_Process_Natural Gas_Gas Boiler - High Turndown_A_Achievable Technical Potential | F8 | Industrial | Petroleum | New | Process | Natural Gas | Gas Boiler - High Turndown | A | Cumulative Summer Peak Savings (MW) | Achievable Technical Potential | 0 | 0 | 0 | 0 | 0 | 0 | 0 | 0 | 0 | 0 | 0 | 0 | 0 | 0 | 0 | 0 | 0 | 0 | 0 | 0 | 0 | 0 | 0
F9_Industrial_Petroleum_New_Process_Natural Gas_Gas Boiler - High Turndown_A_Achievable Technical Potential | F9 | Industrial | Petroleum | New | Process | Natural Gas | Gas Boiler - High Turndown | A | Cumulative Winter Peak Savings (MW) | Achievable Technical Potential | 0 | 0 | 0 | 0 | 0 | 0 | 0 | 0 | 0 | 0 | 0 | 0 | 0 | 0 | 0 | 0 | 0 | 0 | 0 | 0 | 0 | 0 | 0
F10_Industrial_Petroleum_New_Process_Natural Gas_Gas Boiler - High Turndown_A_Achievable Technical Potential | F10 | Industrial | Petroleum | New | Process | Natural Gas | Gas Boiler - High Turndown | A | Purchases (Incremental) | Achievable Technical Potential | 0 | 0 | 0.01433 | 0.025008 | 0.035661 | 0.0476 | 0.054791 | 0.056824 | 0.051393 | 0.046455 | 0.040346 | 0.035204 | 0.030474 | 0.026524 | 0.022384 | 0.019039 | 0.016136 | 0.01433 | 0.025008 | 0.035661 | 0.0476 | 0.054791 | 0
F11_Industrial_Petroleum_New_Process_Natural Gas_Gas Boiler - High Turndown_A_Achievable Technical Potential | F11 | Industrial | Petroleum | New | Process | Natural Gas | Gas Boiler - High Turndown | A | Purchases (Cumulative) | Achievable Technical Potential | 0 | 0 | 0.01433 | 0.039338 | 0.074999 | 0.1226 | 0.17739 | 0.23421 | 0.28561 | 0.33206 | 0.37241 | 0.40761 | 0.43809 | 0.46461 | 0.48699 | 0.50603 | 0.52217 | 0.52217 | 0.52217 | 0.52217 | 0.52217 | 0.52217 | 0
F1_Industrial_Petroleum_New_Space Heating_Natural Gas_Gas Boiler - Burner Control Optimization_A_Achievable Technical Potential | F1 | Industrial | Petroleum | New | Space Heating | Natural Gas | Gas Boiler - Burner Control Optimization | A | Integrated Unit Energy Savings (kWh or therms) | Achievable Technical Potential | 0 | 0 | 40.1263 | 39.6587 | 39.3627 | 39.1178 | 38.9293 | 38.7427 | 38.5582 | 38.3704 | 38.173 | 37.9715 | 37.7671 | 37.575 | 37.3741 | 37.2062 | 37.0679 | 36.9816 | 36.9041 | 36.8756 | 36.8755 | 36.8931 | 0
F2_Industrial_Petroleum_New_Space Heating_Natural Gas_Gas Boiler - Burner Control Optimization_A_Achievable Technical Potential | F2 | Industrial | Petroleum | New | Space Heating | Natural Gas | Gas Boiler - Burner Control Optimization | A | Integrated Unit Summer Peak Savings (kW) | Achievable Technical Potential | 0 | 0 | 0 | 0 | 0 | 0 | 0 | 0 | 0 | 0 | 0 | 0 | 0 | 0 | 0 | 0 | 0 | 0 | 0 | 0 | 0 | 0 | 0
F3_Industrial_Petroleum_New_Space Heating_Natural Gas_Gas Boiler - Burner Control Optimization_A_Achievable Technical Potential | F3 | Industrial | Petroleum | New | Space Heating | Natural Gas | Gas Boiler - Burner Control Optimization | A | Integrated Unit Winter Peak Savings (kW) | Achievable Technical Potential | 0 | 0 | 0 | 0 | 0 | 0 | 0 | 0 | 0 | 0 | 0 | 0 | 0 | 0 | 0 | 0 | 0 | 0 | 0 | 0 | 0 | 0 | 0
F4_Industrial_Petroleum_New_Space Heating_Natural Gas_Gas Boiler - Burner Control Optimization_A_Achievable Technical Potential | F4 | Industrial | Petroleum | New | Space Heating | Natural Gas | Gas Boiler - Burner Control Optimization | A | Incremental Energy Savings (MWh or mTherms) | Achievable Technical Potential | 0 | 0 | 1.9532e-06 | 5.2958e-06 | 1.499e-05 | 3.4798e-05 | 6.2007e-05 | 9.9555e-05 | 0.00014256 | 0.00018701 | 0.00021752 | 0.00023599 | 0.00023705 | 0.00022452 | 0.000194 | 0.00015971 | 0.00012421 | 9.2409e-05 | 6.3966e-05 | 4.2625e-05 | 2.71e-05 | 1.9138e-05 | 0
F5_Industrial_Petroleum_New_Space Heating_Natural Gas_Gas Boiler - Burner Control Optimization_A_Achievable Technical Potential | F5 | Industrial | Petroleum | New | Space Heating | Natural Gas | Gas Boiler - Burner Control Optimization | A | Incremental Summer Peak Savings (MW) | Achievable Technical Potential | 0 | 0 | 0 | 0 | 0 | 0 | 0 | 0 | 0 | 0 | 0 | 0 | 0 | 0 | 0 | 0 | 0 | 0 | 0 | 0 | 0 | 0 | 0
F6_Industrial_Petroleum_New_Space Heating_Natural Gas_Gas Boiler - Burner Control Optimization_A_Achievable Technical Potential | F6 | Industrial | Petroleum | New | Space Heating | Natural Gas | Gas Boiler - Burner Control Optimization | A | Incremental Winter Peak Savings (MW) | Achievable Technical Potential | 0 | 0 | 0 | 0 | 0 | 0 | 0 | 0 | 0 | 0 | 0 | 0 | 0 | 0 | 0 | 0 | 0 | 0 | 0 | 0 | 0 | 0 | 0
F7_Industrial_Petroleum_New_Space Heating_Natural Gas_Gas Boiler - Burner Control Optimization_A_Achievable Technical Potential | F7 | Industrial | Petroleum | New | Space Heating | Natural Gas | Gas Boiler - Burner Control Optimization | A | Cumulative Energy Savings (MWh or mTherms) | Achievable Technical Potential | 0 | 0 | 1.9532e-06 | 7.2262e-06 | 2.2162e-05 | 5.6823e-05 | 0.00011856 | 0.00021754 | 0.00035907 | 0.00054434 | 0.00075905 | 0.00099104 | 0.0012228 | 0.0014411 | 0.0016274 | 0.0017798 | 0.0018974 | 0.0019853 | 0.0020451 | 0.0020862 | 0.0021115 | 0.0021267 | 0
F8_Industrial_Petroleum_New_Space Heating_Natural Gas_Gas Boiler - Burner Control Optimization_A_Achievable Technical Potential | F8 | Industrial | Petroleum | New | Space Heating | Natural Gas | Gas Boiler - Burner Control Optimization | A | Cumulative Summer Peak Savings (MW) | Achievable Technical Potential | 0 | 0 | 0 | 0 | 0 | 0 | 0 | 0 | 0 | 0 | 0 | 0 | 0 | 0 | 0 | 0 | 0 | 0 | 0 | 0 | 0 | 0 | 0
F9_Industrial_Petroleum_New_Space Heating_Natural Gas_Gas Boiler - Burner Control Optimization_A_Achievable Technical Potential | F9 | Industrial | Petroleum | New | Space Heating | Natural Gas | Gas Boiler - Burner Control Optimization | A | Cumulative Winter Peak Savings (MW) | Achievable Technical Potential | 0 | 0 | 0 | 0 | 0 | 0 | 0 | 0 | 0 | 0 | 0 | 0 | 0 | 0 | 0 | 0 | 0 | 0 | 0 | 0 | 0 | 0 | 0
F10_Industrial_Petroleum_New_Space Heating_Natural Gas_Gas Boiler - Burner Control Optimization_A_Achievable Technical Potential | F10 | Industrial | Petroleum | New | Space Heating | Natural Gas | Gas Boiler - Burner Control Optimization | A | Purchases (Incremental) | Achievable Technical Potential | 0 | 0 | 4.8677e-05 | 0.00013353 | 0.00038082 | 0.00088957 | 0.0015928 | 0.0025697 | 0.0036974 | 0.0048739 | 0.0056982 | 0.006215 | 0.0062767 | 0.0059752 | 0.0051908 | 0.0042926 | 0.0033509 | 0.0024988 | 0.0017333 | 0.0011559 | 0.00073491 | 0.00051873 | 0
F11_Industrial_Petroleum_New_Space Heating_Natural Gas_Gas Boiler - Burner Control Optimization_A_Achievable Technical Potential | F11 | Industrial | Petroleum | New | Space Heating | Natural Gas | Gas Boiler - Burner Control Optimization | A | Purchases (Cumulative) | Achievable Technical Potential | 0 | 0 | 4.8677e-05 | 0.00018221 | 0.00056303 | 0.0014526 | 0.0030454 | 0.0056151 | 0.0093125 | 0.014186 | 0.019885 | 0.0261 | 0.032376 | 0.038351 | 0.043542 | 0.047835 | 0.051186 | 0.053685 | 0.055418 | 0.056574 | 0.05726 | 0.057645 | 0
F1_Industrial_Petroleum_New_Process_Natural Gas_Gas Boiler - Burner Control Optimization_A_Achievable Technical Potential | F1 | Industrial | Petroleum | New | Process | Natural Gas | Gas Boiler - Burner Control Optimization | A | Integrated Unit Energy Savings (kWh or therms) | Achievable Technical Potential | 0 | 0 | 211.7118 | 211.3934 | 211.0955 | 210.8306 | 210.4559 | 210.1889 | 209.9849 | 209.8551 | 209.7049 | 209.6155 | 209.5522 | 209.5411 | 209.4845 | 209.4722 | 209.4671 | 209.5148 | 209.5315 | 209.5777 | 209.6143 | 209.6446 | 0
F2_Industrial_Petroleum_New_Process_Natural Gas_Gas Boiler - Burner Control Optimization_A_Achievable Technical Potential | F2 | Industrial | Petroleum | New | Process | Natural Gas | Gas Boiler - Burner Control Optimization | A | Integrated Unit Summer Peak Savings (kW) | Achievable Technical Potential | 0 | 0 | 0 | 0 | 0 | 0 | 0 | 0 | 0 | 0 | 0 | 0 | 0 | 0 | 0 | 0 | 0 | 0 | 0 | 0 | 0 | 0 | 0
F3_Industrial_Petroleum_New_Process_Natural Gas_Gas Boiler - Burner Control Optimization_A_Achievable Technical Potential | F3 | Industrial | Petroleum | New | Process | Natural Gas | Gas Boiler - Burner Control Optimization | A | Integrated Unit Winter Peak Savings (kW) | Achievable Technical Potential | 0 | 0 | 0 | 0 | 0 | 0 | 0 | 0 | 0 | 0 | 0 | 0 | 0 | 0 | 0 | 0 | 0 | 0 | 0 | 0 | 0 | 0 | 0
F4_Industrial_Petroleum_New_Process_Natural Gas_Gas Boiler - Burner Control Optimization_A_Achievable Technical Potential | F4 | Industrial | Petroleum | New | Process | Natural Gas | Gas Boiler - Burner Control Optimization | A | Incremental Energy Savings (MWh or mTherms) | Achievable Technical Potential | 0 | 0 | 0.00081838 | 0.0022417 | 0.006384 | 0.014894 | 0.02662 | 0.042892 | 0.061656 | 0.081224 | 0.094893 | 0.10346 | 0.10445 | 0.09943 | 0.086354 | 0.071406 | 0.05574 | 0.041575 | 0.028841 | 0.019238 | 0.012233 | 0.0086361 | 0
F5_Industrial_Petroleum_New_Process_Natural Gas_Gas Boiler - Burner Control Optimization_A_Achievable Technical Potential | F5 | Industrial | Petroleum | New | Process | Natural Gas | Gas Boiler - Burner Control Optimization | A | Incremental Summer Peak Savings (MW) | Achievable Technical Potential | 0 | 0 | 0 | 0 | 0 | 0 | 0 | 0 | 0 | 0 | 0 | 0 | 0 | 0 | 0 | 0 | 0 | 0 | 0 | 0 | 0 | 0 | 0
F6_Industrial_Petroleum_New_Process_Natural Gas_Gas Boiler - Burner Control Optimization_A_Achievable Technical Potential | F6 | Industrial | Petroleum | New | Process | Natural Gas | Gas Boiler - Burner Control Optimization | A | Incremental Winter Peak Savings (MW) | Achievable Technical Potential | 0 | 0 | 0 | 0 | 0 | 0 | 0 | 0 | 0 | 0 | 0 | 0 | 0 | 0 | 0 | 0 | 0 | 0 | 0 | 0 | 0 | 0 | 0
F7_Industrial_Petroleum_New_Process_Natural Gas_Gas Boiler - Burner Control Optimization_A_Achievable Technical Potential | F7 | Industrial | Petroleum | New | Process | Natural Gas | Gas Boiler - Burner Control Optimization | A | Cumulative Energy Savings (MWh or mTherms) | Achievable Technical Potential | 0 | 0 | 0.00081838 | 0.0030588 | 0.0094385 | 0.02432 | 0.050898 | 0.093725 | 0.15529 | 0.23642 | 0.33114 | 0.43446 | 0.53878 | 0.63818 | 0.72436 | 0.79572 | 0.85145 | 0.89321 | 0.92213 | 0.94157 | 0.95316 | 0.95971 | 0
F8_Industrial_Petroleum_New_Process_Natural Gas_Gas Boiler - Burner Control Optimization_A_Achievable Technical Potential | F8 | Industrial | Petroleum | New | Process | Natural Gas | Gas Boiler - Burner Control Optimization | A | Cumulative Summer Peak Savings (MW) | Achievable Technical Potential | 0 | 0 | 0 | 0 | 0 | 0 | 0 | 0 | 0 | 0 | 0 | 0 | 0 | 0 | 0 | 0 | 0 | 0 | 0 | 0 | 0 | 0 | 0
F9_Industrial_Petroleum_New_Process_Natural Gas_Gas Boiler - Burner Control Optimization_A_Achievable Technical Potential | F9 | Industrial | Petroleum | New | Process | Natural Gas | Gas Boiler - Burner Control Optimization | A | Cumulative Winter Peak Savings (MW) | Achievable Technical Potential | 0 | 0 | 0 | 0 | 0 | 0 | 0 | 0 | 0 | 0 | 0 | 0 | 0 | 0 | 0 | 0 | 0 | 0 | 0 | 0 | 0 | 0 | 0
F10_Industrial_Petroleum_New_Process_Natural Gas_Gas Boiler - Burner Control Optimization_A_Achievable Technical Potential | F10 | Industrial | Petroleum | New | Process | Natural Gas | Gas Boiler - Burner Control Optimization | A | Purchases (Incremental) | Achievable Technical Potential | 0 | 0 | 0.0038655 | 0.010604 | 0.030242 | 0.070643 | 0.12649 | 0.20406 | 0.29362 | 0.38705 | 0.45251 | 0.49355 | 0.49845 | 0.47451 | 0.41222 | 0.34089 | 0.26611 | 0.19844 | 0.13765 | 0.091793 | 0.058361 | 0.041194 | 0
F11_Industrial_Petroleum_New_Process_Natural Gas_Gas Boiler - Burner Control Optimization_A_Achievable Technical Potential | F11 | Industrial | Petroleum | New | Process | Natural Gas | Gas Boiler - Burner Control Optimization | A | Purchases (Cumulative) | Achievable Technical Potential | 0 | 0 | 0.0038655 | 0.01447 | 0.044712 | 0.11536 | 0.24184 | 0.44591 | 0.73953 | 1.1266 | 1.5791 | 2.0726 | 2.5711 | 3.0456 | 3.4578 | 3.7987 | 4.0648 | 4.2633 | 4.4009 | 4.4927 | 4.5472 | 4.5778 | 0
F1_Industrial_Petroleum_New_Space Heating_Natural Gas_HVAC - Demand Controlled Ventilation_A_Achievable Technical Potential | F1 | Industrial | Petroleum | New | Space Heating | Natural Gas | HVAC - Demand Controlled Ventilation | A | Integrated Unit Energy Savings (kWh or therms) | Achievable Technical Potential | 0 | 0 | 0.067759 | 0.067076 | 0.066688 | 0.066392 | 0.066249 | 0.066107 | 0.06599 | 0.065881 | 0.065811 | 0.065742 | 0.065682 | 0.065622 | 0.065586 | 0.065546 | 0.06551 | 0.065473 | 0.065451 | 0.065421 | 0.065395 | 0.065368 | 0
F2_Industrial_Petroleum_New_Space Heating_Natural Gas_HVAC - Demand Controlled Ventilation_A_Achievable Technical Potential | F2 | Industrial | Petroleum | New | Space Heating | Natural Gas | HVAC - Demand Controlled Ventilation | A | Integrated Unit Summer Peak Savings (kW) | Achievable Technical Potential | 0 | 0 | 0 | 0 | 0 | 0 | 0 | 0 | 0 | 0 | 0 | 0 | 0 | 0 | 0 | 0 | 0 | 0 | 0 | 0 | 0 | 0 | 0
F3_Industrial_Petroleum_New_Space Heating_Natural Gas_HVAC - Demand Controlled Ventilation_A_Achievable Technical Potential | F3 | Industrial | Petroleum | New | Space Heating | Natural Gas | HVAC - Demand Controlled Ventilation | A | Integrated Unit Winter Peak Savings (kW) | Achievable Technical Potential | 0 | 0 | 0 | 0 | 0 | 0 | 0 | 0 | 0 | 0 | 0 | 0 | 0 | 0 | 0 | 0 | 0 | 0 | 0 | 0 | 0 | 0 | 0
F4_Industrial_Petroleum_New_Space Heating_Natural Gas_HVAC - Demand Controlled Ventilation_A_Achievable Technical Potential | F4 | Industrial | Petroleum | New | Space Heating | Natural Gas | HVAC - Demand Controlled Ventilation | A | Incremental Energy Savings (MWh or mTherms) | Achievable Technical Potential | 0 | 0 | 0.00023307 | 0.00040266 | 0.00057085 | 0.00075859 | 0.0008713 | 0.0010019 | 0.0011307 | 0.0012754 | 0.0013831 | 0.001507 | 0.0016292 | 0.0017709 | 0.0018671 | 0.0019839 | 0.0021006 | 0.0022365 | 0.0023263 | 0.0024367 | 0.0025441 | 0.0026511 | 0
F5_Industrial_Petroleum_New_Space Heating_Natural Gas_HVAC - Demand Controlled Ventilation_A_Achievable Technical Potential | F5 | Industrial | Petroleum | New | Space Heating | Natural Gas | HVAC - Demand Controlled Ventilation | A | Incremental Summer Peak Savings (MW) | Achievable Technical Potential | 0 | 0 | 0 | 0 | 0 | 0 | 0 | 0 | 0 | 0 | 0 | 0 | 0 | 0 | 0 | 0 | 0 | 0 | 0 | 0 | 0 | 0 | 0
F6_Industrial_Petroleum_New_Space Heating_Natural Gas_HVAC - Demand Controlled Ventilation_A_Achievable Technical Potential | F6 | Industrial | Petroleum | New | Space Heating | Natural Gas | HVAC - Demand Controlled Ventilation | A | Incremental Winter Peak Savings (MW) | Achievable Technical Potential | 0 | 0 | 0 | 0 | 0 | 0 | 0 | 0 | 0 | 0 | 0 | 0 | 0 | 0 | 0 | 0 | 0 | 0 | 0 | 0 | 0 | 0 | 0
F7_Industrial_Petroleum_New_Space Heating_Natural Gas_HVAC - Demand Controlled Ventilation_A_Achievable Technical Potential | F7 | Industrial | Petroleum | New | Space Heating | Natural Gas | HVAC - Demand Controlled Ventilation | A | Cumulative Energy Savings (MWh or mTherms) | Achievable Technical Potential | 0 | 0 | 0.00023307 | 0.00063338 | 0.0012006 | 0.0019538 | 0.0028209 | 0.0038168 | 0.0049407 | 0.0062079 | 0.0075845 | 0.0090836 | 0.010705 | 0.012466 | 0.014326 | 0.016301 | 0.018393 | 0.020394 | 0.02232 | 0.024187 | 0.025974 | 0.027754 | 0
F8_Industrial_Petroleum_New_Space Heating_Natural Gas_HVAC - Demand Controlled Ventilation_A_Achievable Technical Potential | F8 | Industrial | Petroleum | New | Space Heating | Natural Gas | HVAC - Demand Controlled Ventilation | A | Cumulative Summer Peak Savings (MW) | Achievable Technical Potential | 0 | 0 | 0 | 0 | 0 | 0 | 0 | 0 | 0 | 0 | 0 | 0 | 0 | 0 | 0 | 0 | 0 | 0 | 0 | 0 | 0 | 0 | 0
F9_Industrial_Petroleum_New_Space Heating_Natural Gas_HVAC - Demand Controlled Ventilation_A_Achievable Technical Potential | F9 | Industrial | Petroleum | New | Space Heating | Natural Gas | HVAC - Demand Controlled Ventilation | A | Cumulative Winter Peak Savings (MW) | Achievable Technical Potential | 0 | 0 | 0 | 0 | 0 | 0 | 0 | 0 | 0 | 0 | 0 | 0 | 0 | 0 | 0 | 0 | 0 | 0 | 0 | 0 | 0 | 0 | 0
F10_Industrial_Petroleum_New_Space Heating_Natural Gas_HVAC - Demand Controlled Ventilation_A_Achievable Technical Potential | F10 | Industrial | Petroleum | New | Space Heating | Natural Gas | HVAC - Demand Controlled Ventilation | A | Purchases (Incremental) | Achievable Technical Potential | 0 | 0 | 3.4398 | 6.003 | 8.56 | 11.4259 | 13.1519 | 15.1556 | 17.134 | 19.3594 | 21.0169 | 22.9232 | 24.8042 | 26.9863 | 28.4672 | 30.2671 | 32.0657 | 34.1594 | 35.5424 | 37.2466 | 38.9043 | 40.5571 | 0
F11_Industrial_Petroleum_New_Space Heating_Natural Gas_HVAC - Demand Controlled Ventilation_A_Achievable Technical Potential | F11 | Industrial | Petroleum | New | Space Heating | Natural Gas | HVAC - Demand Controlled Ventilation | A | Purchases (Cumulative) | Achievable Technical Potential | 0 | 0 | 3.4398 | 9.4428 | 18.0028 | 29.4287 | 42.5807 | 57.7363 | 74.8703 | 94.2297 | 115.2466 | 138.1697 | 162.974 | 189.9602 | 218.4274 | 248.6946 | 280.7602 | 311.4799 | 341.0193 | 369.7058 | 397.1842 | 424.5894 | 0
F1_Industrial_Petroleum_New_Space Heating_Natural Gas_Gas Boiler - Stack Economizer_A_Achievable Technical Potential | F1 | Industrial | Petroleum | New | Space Heating | Natural Gas | Gas Boiler - Stack Economizer | A | Integrated Unit Energy Savings (kWh or therms) | Achievable Technical Potential | 0 | 0 | 101.0352 | 99.8735 | 99.1422 | 98.5384 | 98.0812 | 97.6237 | 97.1664 | 96.6962 | 96.2023 | 95.6951 | 95.1791 | 94.6921 | 94.1852 | 93.7598 | 93.4087 | 93.1849 | 92.986 | 92.9103 | 92.9063 | 92.9472 | 0
F2_Industrial_Petroleum_New_Space Heating_Natural Gas_Gas Boiler - Stack Economizer_A_Achievable Technical Potential | F2 | Industrial | Petroleum | New | Space Heating | Natural Gas | Gas Boiler - Stack Economizer | A | Integrated Unit Summer Peak Savings (kW) | Achievable Technical Potential | 0 | 0 | 0 | 0 | 0 | 0 | 0 | 0 | 0 | 0 | 0 | 0 | 0 | 0 | 0 | 0 | 0 | 0 | 0 | 0 | 0 | 0 | 0
F3_Industrial_Petroleum_New_Space Heating_Natural Gas_Gas Boiler - Stack Economizer_A_Achievable Technical Potential | F3 | Industrial | Petroleum | New | Space Heating | Natural Gas | Gas Boiler - Stack Economizer | A | Integrated Unit Winter Peak Savings (kW) | Achievable Technical Potential | 0 | 0 | 0 | 0 | 0 | 0 | 0 | 0 | 0 | 0 | 0 | 0 | 0 | 0 | 0 | 0 | 0 | 0 | 0 | 0 | 0 | 0 | 0
F4_Industrial_Petroleum_New_Space Heating_Natural Gas_Gas Boiler - Stack Economizer_A_Achievable Technical Potential | F4 | Industrial | Petroleum | New | Space Heating | Natural Gas | Gas Boiler - Stack Economizer | A | Incremental Energy Savings (MWh or mTherms) | Achievable Technical Potential | 0 | 0 | 4.8618e-05 | 8.3871e-05 | 0.00011872 | 0.0001575 | 0.00018046 | 0.00018628 | 0.00016769 | 0.00015084 | 0.00013033 | 0.00011313 | 9.7399e-05 | 8.434e-05 | 7.0793e-05 | 5.9944e-05 | 5.0614e-05 | 4.484e-05 | 7.8087e-05 | 0.00011126 | 0.0001485 | 0.00017101 | 0
F5_Industrial_Petroleum_New_Space Heating_Natural Gas_Gas Boiler - Stack Economizer_A_Achievable Technical Potential | F5 | Industrial | Petroleum | New | Space Heating | Natural Gas | Gas Boiler - Stack Economizer | A | Incremental Summer Peak Savings (MW) | Achievable Technical Potential | 0 | 0 | 0 | 0 | 0 | 0 | 0 | 0 | 0 | 0 | 0 | 0 | 0 | 0 | 0 | 0 | 0 | 0 | 0 | 0 | 0 | 0 | 0
F6_Industrial_Petroleum_New_Space Heating_Natural Gas_Gas Boiler - Stack Economizer_A_Achievable Technical Potential | F6 | Industrial | Petroleum | New | Space Heating | Natural Gas | Gas Boiler - Stack Economizer | A | Incremental Winter Peak Savings (MW) | Achievable Technical Potential | 0 | 0 | 0 | 0 | 0 | 0 | 0 | 0 | 0 | 0 | 0 | 0 | 0 | 0 | 0 | 0 | 0 | 0 | 0 | 0 | 0 | 0 | 0
F7_Industrial_Petroleum_New_Space Heating_Natural Gas_Gas Boiler - Stack Economizer_A_Achievable Technical Potential | F7 | Industrial | Petroleum | New | Space Heating | Natural Gas | Gas Boiler - Stack Economizer | A | Cumulative Energy Savings (MWh or mTherms) | Achievable Technical Potential | 0 | 0 | 4.8618e-05 | 0.00013193 | 0.00024968 | 0.00040567 | 0.00058424 | 0.00076779 | 0.00093188 | 0.0010782 | 0.001203 | 0.0013098 | 0.0014002 | 0.0014773 | 0.0015402 | 0.0015932 | 0.0016379 | 0.0016339 | 0.0016304 | 0.0016291 | 0.001629 | 0.0016298 | 0
F8_Industrial_Petroleum_New_Space Heating_Natural Gas_Gas Boiler - Stack Economizer_A_Achievable Technical Potential | F8 | Industrial | Petroleum | New | Space Heating | Natural Gas | Gas Boiler - Stack Economizer | A | Cumulative Summer Peak Savings (MW) | Achievable Technical Potential | 0 | 0 | 0 | 0 | 0 | 0 | 0 | 0 | 0 | 0 | 0 | 0 | 0 | 0 | 0 | 0 | 0 | 0 | 0 | 0 | 0 | 0 | 0
F9_Industrial_Petroleum_New_Space Heating_Natural Gas_Gas Boiler - Stack Economizer_A_Achievable Technical Potential | F9 | Industrial | Petroleum | New | Space Heating | Natural Gas | Gas Boiler - Stack Economizer | A | Cumulative Winter Peak Savings (MW) | Achievable Technical Potential | 0 | 0 | 0 | 0 | 0 | 0 | 0 | 0 | 0 | 0 | 0 | 0 | 0 | 0 | 0 | 0 | 0 | 0 | 0 | 0 | 0 | 0 | 0
F10_Industrial_Petroleum_New_Space Heating_Natural Gas_Gas Boiler - Stack Economizer_A_Achievable Technical Potential | F10 | Industrial | Petroleum | New | Space Heating | Natural Gas | Gas Boiler - Stack Economizer | A | Purchases (Incremental) | Achievable Technical Potential | 0 | 0 | 0.00048119 | 0.00083977 | 0.0011975 | 0.0015984 | 0.0018399 | 0.0019081 | 0.0017258 | 0.0015599 | 0.0013548 | 0.0011821 | 0.0010233 | 0.00089067 | 0.00075164 | 0.00063933 | 0.00054186 | 0.00048119 | 0.00083977 | 0.0011975 | 0.0015984 | 0.0018399 | 0
F11_Industrial_Petroleum_New_Space Heating_Natural Gas_Gas Boiler - Stack Economizer_A_Achievable Technical Potential | F11 | Industrial | Petroleum | New | Space Heating | Natural Gas | Gas Boiler - Stack Economizer | A | Purchases (Cumulative) | Achievable Technical Potential | 0 | 0 | 0.00048119 | 0.001321 | 0.0025184 | 0.0041168 | 0.0059567 | 0.0078648 | 0.0095906 | 0.011151 | 0.012505 | 0.013687 | 0.014711 | 0.015601 | 0.016353 | 0.016992 | 0.017534 | 0.017534 | 0.017534 | 0.017534 | 0.017534 | 0.017534 | 0
F1_Industrial_Petroleum_New_Process_Natural Gas_Gas Boiler - Stack Economizer_A_Achievable Technical Potential | F1 | Industrial | Petroleum | New | Process | Natural Gas | Gas Boiler - Stack Economizer | A | Integrated Unit Energy Savings (kWh or therms) | Achievable Technical Potential | 0 | 0 | 701.1951 | 700.3445 | 699.5459 | 698.836 | 697.8289 | 697.1108 | 696.5376 | 696.1479 | 695.6978 | 695.4066 | 695.1864 | 695.1117 | 694.9148 | 694.841 | 694.7873 | 694.8607 | 694.8658 | 694.9619 | 695.0328 | 695.0866 | 0
F2_Industrial_Petroleum_New_Process_Natural Gas_Gas Boiler - Stack Economizer_A_Achievable Technical Potential | F2 | Industrial | Petroleum | New | Process | Natural Gas | Gas Boiler - Stack Economizer | A | Integrated Unit Summer Peak Savings (kW) | Achievable Technical Potential | 0 | 0 | 0 | 0 | 0 | 0 | 0 | 0 | 0 | 0 | 0 | 0 | 0 | 0 | 0 | 0 | 0 | 0 | 0 | 0 | 0 | 0 | 0
F3_Industrial_Petroleum_New_Process_Natural Gas_Gas Boiler - Stack Economizer_A_Achievable Technical Potential | F3 | Industrial | Petroleum | New | Process | Natural Gas | Gas Boiler - Stack Economizer | A | Integrated Unit Winter Peak Savings (kW) | Achievable Technical Potential | 0 | 0 | 0 | 0 | 0 | 0 | 0 | 0 | 0 | 0 | 0 | 0 | 0 | 0 | 0 | 0 | 0 | 0 | 0 | 0 | 0 | 0 | 0
F4_Industrial_Petroleum_New_Process_Natural Gas_Gas Boiler - Stack Economizer_A_Achievable Technical Potential | F4 | Industrial | Petroleum | New | Process | Natural Gas | Gas Boiler - Stack Economizer | A | Incremental Energy Savings (MWh or mTherms) | Achievable Technical Potential | 0 | 0 | 0.026795 | 0.046705 | 0.066523 | 0.088706 | 0.10196 | 0.10563 | 0.09546 | 0.086238 | 0.074849 | 0.065283 | 0.056494 | 0.049166 | 0.041479 | 0.035278 | 0.029897 | 0.026553 | 0.04634 | 0.066087 | 0.088223 | 0.10156 | 0
F5_Industrial_Petroleum_New_Process_Natural Gas_Gas Boiler - Stack Economizer_A_Achievable Technical Potential | F5 | Industrial | Petroleum | New | Process | Natural Gas | Gas Boiler - Stack Economizer | A | Incremental Summer Peak Savings (MW) | Achievable Technical Potential | 0 | 0 | 0 | 0 | 0 | 0 | 0 | 0 | 0 | 0 | 0 | 0 | 0 | 0 | 0 | 0 | 0 | 0 | 0 | 0 | 0 | 0 | 0
F6_Industrial_Petroleum_New_Process_Natural Gas_Gas Boiler - Stack Economizer_A_Achievable Technical Potential | F6 | Industrial | Petroleum | New | Process | Natural Gas | Gas Boiler - Stack Economizer | A | Incremental Winter Peak Savings (MW) | Achievable Technical Potential | 0 | 0 | 0 | 0 | 0 | 0 | 0 | 0 | 0 | 0 | 0 | 0 | 0 | 0 | 0 | 0 | 0 | 0 | 0 | 0 | 0 | 0 | 0
F7_Industrial_Petroleum_New_Process_Natural Gas_Gas Boiler - Stack Economizer_A_Achievable Technical Potential | F7 | Industrial | Petroleum | New | Process | Natural Gas | Gas Boiler - Stack Economizer | A | Cumulative Energy Savings (MWh or mTherms) | Achievable Technical Potential | 0 | 0 | 0.026795 | 0.073468 | 0.13991 | 0.22847 | 0.3301 | 0.43539 | 0.5305 | 0.61644 | 0.69089 | 0.75588 | 0.81214 | 0.86122 | 0.90245 | 0.93763 | 0.96746 | 0.96756 | 0.96757 | 0.9677 | 0.9678 | 0.96787 | 0
F8_Industrial_Petroleum_New_Process_Natural Gas_Gas Boiler - Stack Economizer_A_Achievable Technical Potential | F8 | Industrial | Petroleum | New | Process | Natural Gas | Gas Boiler - Stack Economizer | A | Cumulative Summer Peak Savings (MW) | Achievable Technical Potential | 0 | 0 | 0 | 0 | 0 | 0 | 0 | 0 | 0 | 0 | 0 | 0 | 0 | 0 | 0 | 0 | 0 | 0 | 0 | 0 | 0 | 0 | 0
F9_Industrial_Petroleum_New_Process_Natural Gas_Gas Boiler - Stack Economizer_A_Achievable Technical Potential | F9 | Industrial | Petroleum | New | Process | Natural Gas | Gas Boiler - Stack Economizer | A | Cumulative Winter Peak Savings (MW) | Achievable Technical Potential | 0 | 0 | 0 | 0 | 0 | 0 | 0 | 0 | 0 | 0 | 0 | 0 | 0 | 0 | 0 | 0 | 0 | 0 | 0 | 0 | 0 | 0 | 0
F10_Industrial_Petroleum_New_Process_Natural Gas_Gas Boiler - Stack Economizer_A_Achievable Technical Potential | F10 | Industrial | Petroleum | New | Process | Natural Gas | Gas Boiler - Stack Economizer | A | Purchases (Incremental) | Achievable Technical Potential | 0 | 0 | 0.038213 | 0.066689 | 0.095095 | 0.12693 | 0.14611 | 0.15153 | 0.13705 | 0.12388 | 0.10759 | 0.093878 | 0.081265 | 0.070731 | 0.05969 | 0.050771 | 0.043031 | 0.038213 | 0.066689 | 0.095095 | 0.12693 | 0.14611 | 0
F11_Industrial_Petroleum_New_Process_Natural Gas_Gas Boiler - Stack Economizer_A_Achievable Technical Potential | F11 | Industrial | Petroleum | New | Process | Natural Gas | Gas Boiler - Stack Economizer | A | Purchases (Cumulative) | Achievable Technical Potential | 0 | 0 | 0.038213 | 0.1049 | 0.2 | 0.32693 | 0.47304 | 0.62457 | 0.76162 | 0.8855 | 0.99309 | 1.087 | 1.1682 | 1.239 | 1.2986 | 1.3494 | 1.3925 | 1.3925 | 1.3925 | 1.3925 | 1.3925 | 1.3925 | 0
F1_Industrial_Petroleum_New_Space Heating_Natural Gas_Gas Furnace Tube Inserts_A_Achievable Technical Potential | F1 | Industrial | Petroleum | New | Space Heating | Natural Gas | Gas Furnace Tube Inserts | A | Integrated Unit Energy Savings (kWh or therms) | Achievable Technical Potential | 0 | 0 | 0.077901 | 0.077116 | 0.07667 | 0.076329 | 0.076165 | 0.076002 | 0.075867 | 0.075742 | 0.075662 | 0.075582 | 0.075514 | 0.075445 | 0.075403 | 0.075357 | 0.075316 | 0.075273 | 0.075247 | 0.075213 | 0.075183 | 0.075152 | 0
F2_Industrial_Petroleum_New_Space Heating_Natural Gas_Gas Furnace Tube Inserts_A_Achievable Technical Potential | F2 | Industrial | Petroleum | New | Space Heating | Natural Gas | Gas Furnace Tube Inserts | A | Integrated Unit Summer Peak Savings (kW) | Achievable Technical Potential | 0 | 0 | 0 | 0 | 0 | 0 | 0 | 0 | 0 | 0 | 0 | 0 | 0 | 0 | 0 | 0 | 0 | 0 | 0 | 0 | 0 | 0 | 0
F3_Industrial_Petroleum_New_Space Heating_Natural Gas_Gas Furnace Tube Inserts_A_Achievable Technical Potential | F3 | Industrial | Petroleum | New | Space Heating | Natural Gas | Gas Furnace Tube Inserts | A | Integrated Unit Winter Peak Savings (kW) | Achievable Technical Potential | 0 | 0 | 0 | 0 | 0 | 0 | 0 | 0 | 0 | 0 | 0 | 0 | 0 | 0 | 0 | 0 | 0 | 0 | 0 | 0 | 0 | 0 | 0
F4_Industrial_Petroleum_New_Space Heating_Natural Gas_Gas Furnace Tube Inserts_A_Achievable Technical Potential | F4 | Industrial | Petroleum | New | Space Heating | Natural Gas | Gas Furnace Tube Inserts | A | Incremental Energy Savings (MWh or mTherms) | Achievable Technical Potential | 0 | 0 | 0 | 0 | 0 | 0 | 0 | 0 | 0 | 0 | 0 | 0 | 0 | 0 | 0 | 0 | 0 | 0 | 0 | 0 | 0 | 0 | 0
F5_Industrial_Petroleum_New_Space Heating_Natural Gas_Gas Furnace Tube Inserts_A_Achievable Technical Potential | F5 | Industrial | Petroleum | New | Space Heating | Natural Gas | Gas Furnace Tube Inserts | A | Incremental Summer Peak Savings (MW) | Achievable Technical Potential | 0 | 0 | 0 | 0 | 0 | 0 | 0 | 0 | 0 | 0 | 0 | 0 | 0 | 0 | 0 | 0 | 0 | 0 | 0 | 0 | 0 | 0 | 0
F6_Industrial_Petroleum_New_Space Heating_Natural Gas_Gas Furnace Tube Inserts_A_Achievable Technical Potential | F6 | Industrial | Petroleum | New | Space Heating | Natural Gas | Gas Furnace Tube Inserts | A | Incremental Winter Peak Savings (MW) | Achievable Technical Potential | 0 | 0 | 0 | 0 | 0 | 0 | 0 | 0 | 0 | 0 | 0 | 0 | 0 | 0 | 0 | 0 | 0 | 0 | 0 | 0 | 0 | 0 | 0
F7_Industrial_Petroleum_New_Space Heating_Natural Gas_Gas Furnace Tube Inserts_A_Achievable Technical Potential | F7 | Industrial | Petroleum | New | Space Heating | Natural Gas | Gas Furnace Tube Inserts | A | Cumulative Energy Savings (MWh or mTherms) | Achievable Technical Potential | 0 | 0 | 0 | 0 | 0 | 0 | 0 | 0 | 0 | 0 | 0 | 0 | 0 | 0 | 0 | 0 | 0 | 0 | 0 | 0 | 0 | 0 | 0
F8_Industrial_Petroleum_New_Space Heating_Natural Gas_Gas Furnace Tube Inserts_A_Achievable Technical Potential | F8 | Industrial | Petroleum | New | Space Heating | Natural Gas | Gas Furnace Tube Inserts | A | Cumulative Summer Peak Savings (MW) | Achievable Technical Potential | 0 | 0 | 0 | 0 | 0 | 0 | 0 | 0 | 0 | 0 | 0 | 0 | 0 | 0 | 0 | 0 | 0 | 0 | 0 | 0 | 0 | 0 | 0
F9_Industrial_Petroleum_New_Space Heating_Natural Gas_Gas Furnace Tube Inserts_A_Achievable Technical Potential | F9 | Industrial | Petroleum | New | Space Heating | Natural Gas | Gas Furnace Tube Inserts | A | Cumulative Winter Peak Savings (MW) | Achievable Technical Potential | 0 | 0 | 0 | 0 | 0 | 0 | 0 | 0 | 0 | 0 | 0 | 0 | 0 | 0 | 0 | 0 | 0 | 0 | 0 | 0 | 0 | 0 | 0
F10_Industrial_Petroleum_New_Space Heating_Natural Gas_Gas Furnace Tube Inserts_A_Achievable Technical Potential | F10 | Industrial | Petroleum | New | Space Heating | Natural Gas | Gas Furnace Tube Inserts | A | Purchases (Incremental) | Achievable Technical Potential | 0 | 0 | 0 | 0 | 0 | 0 | 0 | 0 | 0 | 0 | 0 | 0 | 0 | 0 | 0 | 0 | 0 | 0 | 0 | 0 | 0 | 0 | 0
F11_Industrial_Petroleum_New_Space Heating_Natural Gas_Gas Furnace Tube Inserts_A_Achievable Technical Potential | F11 | Industrial | Petroleum | New | Space Heating | Natural Gas | Gas Furnace Tube Inserts | A | Purchases (Cumulative) | Achievable Technical Potential | 0 | 0 | 0 | 0 | 0 | 0 | 0 | 0 | 0 | 0 | 0 | 0 | 0 | 0 | 0 | 0 | 0 | 0 | 0 | 0 | 0 | 0 | 0
F1_Industrial_Petroleum_New_Space Heating_Natural Gas_Space Heating - Heat Recovery Ventilator_A_Achievable Technical Potential | F1 | Industrial | Petroleum | New | Space Heating | Natural Gas | Space Heating - Heat Recovery Ventilator | A | Integrated Unit Energy Savings (kWh or therms) | Achievable Technical Potential | 0 | 0 | 0.01192 | 0.011781 | 0.011693 | 0.01162 | 0.011563 | 0.011507 | 0.011451 | 0.011394 | 0.011334 | 0.011273 | 0.011212 | 0.011154 | 0.011094 | 0.011044 | 0.011003 | 0.010977 | 0.010954 | 0.010946 | 0.010946 | 0.010952 | 0
F2_Industrial_Petroleum_New_Space Heating_Natural Gas_Space Heating - Heat Recovery Ventilator_A_Achievable Technical Potential | F2 | Industrial | Petroleum | New | Space Heating | Natural Gas | Space Heating - Heat Recovery Ventilator | A | Integrated Unit Summer Peak Savings (kW) | Achievable Technical Potential | 0 | 0 | 0 | 0 | 0 | 0 | 0 | 0 | 0 | 0 | 0 | 0 | 0 | 0 | 0 | 0 | 0 | 0 | 0 | 0 | 0 | 0 | 0
F3_Industrial_Petroleum_New_Space Heating_Natural Gas_Space Heating - Heat Recovery Ventilator_A_Achievable Technical Potential | F3 | Industrial | Petroleum | New | Space Heating | Natural Gas | Space Heating - Heat Recovery Ventilator | A | Integrated Unit Winter Peak Savings (kW) | Achievable Technical Potential | 0 | 0 | 0 | 0 | 0 | 0 | 0 | 0 | 0 | 0 | 0 | 0 | 0 | 0 | 0 | 0 | 0 | 0 | 0 | 0 | 0 | 0 | 0
F4_Industrial_Petroleum_New_Space Heating_Natural Gas_Space Heating - Heat Recovery Ventilator_A_Achievable Technical Potential | F4 | Industrial | Petroleum | New | Space Heating | Natural Gas | Space Heating - Heat Recovery Ventilator | A | Incremental Energy Savings (MWh or mTherms) | Achievable Technical Potential | 0 | 0 | 4.8938e-05 | 8.4411e-05 | 0.00011946 | 0.00015847 | 0.00018151 | 0.00020815 | 0.00023418 | 0.00026328 | 0.00028432 | 0.00030844 | 0.00033193 | 0.00035927 | 0.00037694 | 0.00039896 | 0.00042109 | 0.00044755 | 0.0004647 | 0.00048661 | 0.00050828 | 0.00053014 | 0
F5_Industrial_Petroleum_New_Space Heating_Natural Gas_Space Heating - Heat Recovery Ventilator_A_Achievable Technical Potential | F5 | Industrial | Petroleum | New | Space Heating | Natural Gas | Space Heating - Heat Recovery Ventilator | A | Incremental Summer Peak Savings (MW) | Achievable Technical Potential | 0 | 0 | 0 | 0 | 0 | 0 | 0 | 0 | 0 | 0 | 0 | 0 | 0 | 0 | 0 | 0 | 0 | 0 | 0 | 0 | 0 | 0 | 0
F6_Industrial_Petroleum_New_Space Heating_Natural Gas_Space Heating - Heat Recovery Ventilator_A_Achievable Technical Potential | F6 | Industrial | Petroleum | New | Space Heating | Natural Gas | Space Heating - Heat Recovery Ventilator | A | Incremental Winter Peak Savings (MW) | Achievable Technical Potential | 0 | 0 | 0 | 0 | 0 | 0 | 0 | 0 | 0 | 0 | 0 | 0 | 0 | 0 | 0 | 0 | 0 | 0 | 0 | 0 | 0 | 0 | 0
F7_Industrial_Petroleum_New_Space Heating_Natural Gas_Space Heating - Heat Recovery Ventilator_A_Achievable Technical Potential | F7 | Industrial | Petroleum | New | Space Heating | Natural Gas | Space Heating - Heat Recovery Ventilator | A | Cumulative Energy Savings (MWh or mTherms) | Achievable Technical Potential | 0 | 0 | 4.8938e-05 | 0.00013278 | 0.00025125 | 0.00040814 | 0.00058767 | 0.00079296 | 0.0010233 | 0.0012815 | 0.0015591 | 0.0018591 | 0.0021809 | 0.002529 | 0.0028922 | 0.0032781 | 0.003687 | 0.0040809 | 0.0044586 | 0.0048301 | 0.0051892 | 0.00555 | 0
F8_Industrial_Petroleum_New_Space Heating_Natural Gas_Space Heating - Heat Recovery Ventilator_A_Achievable Technical Potential | F8 | Industrial | Petroleum | New | Space Heating | Natural Gas | Space Heating - Heat Recovery Ventilator | A | Cumulative Summer Peak Savings (MW) | Achievable Technical Potential | 0 | 0 | 0 | 0 | 0 | 0 | 0 | 0 | 0 | 0 | 0 | 0 | 0 | 0 | 0 | 0 | 0 | 0 | 0 | 0 | 0 | 0 | 0
F9_Industrial_Petroleum_New_Space Heating_Natural Gas_Space Heating - Heat Recovery Ventilator_A_Achievable Technical Potential | F9 | Industrial | Petroleum | New | Space Heating | Natural Gas | Space Heating - Heat Recovery Ventilator | A | Cumulative Winter Peak Savings (MW) | Achievable Technical Potential | 0 | 0 | 0 | 0 | 0 | 0 | 0 | 0 | 0 | 0 | 0 | 0 | 0 | 0 | 0 | 0 | 0 | 0 | 0 | 0 | 0 | 0 | 0
F10_Industrial_Petroleum_New_Space Heating_Natural Gas_Space Heating - Heat Recovery Ventilator_A_Achievable Technical Potential | F10 | Industrial | Petroleum | New | Space Heating | Natural Gas | Space Heating - Heat Recovery Ventilator | A | Purchases (Incremental) | Achievable Technical Potential | 0 | 0 | 4.1055 | 7.1649 | 10.2168 | 13.6375 | 15.6976 | 18.0891 | 20.4504 | 23.1066 | 25.0849 | 27.3601 | 29.6053 | 32.2097 | 33.9773 | 36.1256 | 38.2722 | 40.7712 | 42.4219 | 44.4559 | 46.4345 | 48.4073 | 0
F11_Industrial_Petroleum_New_Space Heating_Natural Gas_Space Heating - Heat Recovery Ventilator_A_Achievable Technical Potential | F11 | Industrial | Petroleum | New | Space Heating | Natural Gas | Space Heating - Heat Recovery Ventilator | A | Purchases (Cumulative) | Achievable Technical Potential | 0 | 0 | 4.1055 | 11.2705 | 21.4873 | 35.1249 | 50.8225 | 68.9116 | 89.362 | 112.4686 | 137.5534 | 164.9135 | 194.5188 | 226.7285 | 260.7057 | 296.8313 | 335.1035 | 371.7692 | 407.0262 | 441.2652 | 474.0622 | 506.7719 | 0
F1_Industrial_Petroleum_New_Space Heating_Natural Gas_Thermostat - Programmable_A_Achievable Technical Potential | F1 | Industrial | Petroleum | New | Space Heating | Natural Gas | Thermostat - Programmable | A | Integrated Unit Energy Savings (kWh or therms) | Achievable Technical Potential | 0 | 0 | 0.0057582 | 0.0056863 | 0.0056394 | 0.0056003 | 0.0055676 | 0.0055367 | 0.0055065 | 0.0054764 | 0.0054444 | 0.0054124 | 0.0053807 | 0.0053515 | 0.0053205 | 0.0052951 | 0.0052741 | 0.0052615 | 0.0052496 | 0.0052456 | 0.0052456 | 0.0052482 | 0
F2_Industrial_Petroleum_New_Space Heating_Natural Gas_Thermostat - Programmable_A_Achievable Technical Potential | F2 | Industrial | Petroleum | New | Space Heating | Natural Gas | Thermostat - Programmable | A | Integrated Unit Summer Peak Savings (kW) | Achievable Technical Potential | 0 | 0 | 0 | 0 | 0 | 0 | 0 | 0 | 0 | 0 | 0 | 0 | 0 | 0 | 0 | 0 | 0 | 0 | 0 | 0 | 0 | 0 | 0
F3_Industrial_Petroleum_New_Space Heating_Natural Gas_Thermostat - Programmable_A_Achievable Technical Potential | F3 | Industrial | Petroleum | New | Space Heating | Natural Gas | Thermostat - Programmable | A | Integrated Unit Winter Peak Savings (kW) | Achievable Technical Potential | 0 | 0 | 0 | 0 | 0 | 0 | 0 | 0 | 0 | 0 | 0 | 0 | 0 | 0 | 0 | 0 | 0 | 0 | 0 | 0 | 0 | 0 | 0
F4_Industrial_Petroleum_New_Space Heating_Natural Gas_Thermostat - Programmable_A_Achievable Technical Potential | F4 | Industrial | Petroleum | New | Space Heating | Natural Gas | Thermostat - Programmable | A | Incremental Energy Savings (MWh or mTherms) | Achievable Technical Potential | 0 | 0 | 7.0921e-05 | 0.00012223 | 0.00017285 | 0.00022912 | 0.00026219 | 0.00030046 | 0.00033783 | 0.00037963 | 0.00040972 | 0.00044425 | 0.00047789 | 0.00051711 | 0.00054233 | 0.00057386 | 0.00060556 | 0.00064356 | 0.0006681 | 0.00069959 | 0.00073073 | 0.00076215 | 0
F5_Industrial_Petroleum_New_Space Heating_Natural Gas_Thermostat - Programmable_A_Achievable Technical Potential | F5 | Industrial | Petroleum | New | Space Heating | Natural Gas | Thermostat - Programmable | A | Incremental Summer Peak Savings (MW) | Achievable Technical Potential | 0 | 0 | 0 | 0 | 0 | 0 | 0 | 0 | 0 | 0 | 0 | 0 | 0 | 0 | 0 | 0 | 0 | 0 | 0 | 0 | 0 | 0 | 0
F6_Industrial_Petroleum_New_Space Heating_Natural Gas_Thermostat - Programmable_A_Achievable Technical Potential | F6 | Industrial | Petroleum | New | Space Heating | Natural Gas | Thermostat - Programmable | A | Incremental Winter Peak Savings (MW) | Achievable Technical Potential | 0 | 0 | 0 | 0 | 0 | 0 | 0 | 0 | 0 | 0 | 0 | 0 | 0 | 0 | 0 | 0 | 0 | 0 | 0 | 0 | 0 | 0 | 0
F7_Industrial_Petroleum_New_Space Heating_Natural Gas_Thermostat - Programmable_A_Achievable Technical Potential | F7 | Industrial | Petroleum | New | Space Heating | Natural Gas | Thermostat - Programmable | A | Cumulative Energy Savings (MWh or mTherms) | Achievable Technical Potential | 0 | 0 | 7.0921e-05 | 0.00019226 | 0.00036352 | 0.00059012 | 0.00084887 | 0.0011446 | 0.0014762 | 0.0018478 | 0.0022467 | 0.0026777 | 0.0031399 | 0.0035741 | 0.0039814 | 0.0043739 | 0.0047464 | 0.0051308 | 0.0055024 | 0.005876 | 0.0062431 | 0.0066133 | 0
F8_Industrial_Petroleum_New_Space Heating_Natural Gas_Thermostat - Programmable_A_Achievable Technical Potential | F8 | Industrial | Petroleum | New | Space Heating | Natural Gas | Thermostat - Programmable | A | Cumulative Summer Peak Savings (MW) | Achievable Technical Potential | 0 | 0 | 0 | 0 | 0 | 0 | 0 | 0 | 0 | 0 | 0 | 0 | 0 | 0 | 0 | 0 | 0 | 0 | 0 | 0 | 0 | 0 | 0
F9_Industrial_Petroleum_New_Space Heating_Natural Gas_Thermostat - Programmable_A_Achievable Technical Potential | F9 | Industrial | Petroleum | New | Space Heating | Natural Gas | Thermostat - Programmable | A | Cumulative Winter Peak Savings (MW) | Achievable Technical Potential | 0 | 0 | 0 | 0 | 0 | 0 | 0 | 0 | 0 | 0 | 0 | 0 | 0 | 0 | 0 | 0 | 0 | 0 | 0 | 0 | 0 | 0 | 0
F10_Industrial_Petroleum_New_Space Heating_Natural Gas_Thermostat - Programmable_A_Achievable Technical Potential | F10 | Industrial | Petroleum | New | Space Heating | Natural Gas | Thermostat - Programmable | A | Purchases (Incremental) | Achievable Technical Potential | 0 | 0 | 12.3166 | 21.4948 | 30.6505 | 40.9126 | 47.0928 | 54.2673 | 61.3513 | 69.3197 | 75.2546 | 82.0804 | 88.8158 | 96.629 | 101.9318 | 108.3767 | 114.8167 | 122.3137 | 127.2657 | 133.3677 | 139.3036 | 145.2219 | 0
F11_Industrial_Petroleum_New_Space Heating_Natural Gas_Thermostat - Programmable_A_Achievable Technical Potential | F11 | Industrial | Petroleum | New | Space Heating | Natural Gas | Thermostat - Programmable | A | Purchases (Cumulative) | Achievable Technical Potential | 0 | 0 | 12.3166 | 33.8115 | 64.462 | 105.3746 | 152.4674 | 206.7347 | 268.0859 | 337.4057 | 412.6602 | 494.7406 | 583.5564 | 667.8688 | 748.3058 | 826.0319 | 899.936 | 975.1569 | 1048.1553 | 1120.1717 | 1190.1556 | 1260.123 | 0
F1_Industrial_Petroleum_New_Space Heating_Natural Gas_ENERGY STAR Connected Thermostat_A_Achievable Technical Potential | F1 | Industrial | Petroleum | New | Space Heating | Natural Gas | ENERGY STAR Connected Thermostat | A | Integrated Unit Energy Savings (kWh or therms) | Achievable Technical Potential | 0 | 0 | 0.013937 | 0.013773 | 0.013669 | 0.013582 | 0.013515 | 0.013447 | 0.013381 | 0.013313 | 0.013242 | 0.013169 | 0.013096 | 0.013027 | 0.012956 | 0.012896 | 0.012846 | 0.012816 | 0.012788 | 0.012778 | 0.012777 | 0.012783 | 0
F2_Industrial_Petroleum_New_Space Heating_Natural Gas_ENERGY STAR Connected Thermostat_A_Achievable Technical Potential | F2 | Industrial | Petroleum | New | Space Heating | Natural Gas | ENERGY STAR Connected Thermostat | A | Integrated Unit Summer Peak Savings (kW) | Achievable Technical Potential | 0 | 0 | 0 | 0 | 0 | 0 | 0 | 0 | 0 | 0 | 0 | 0 | 0 | 0 | 0 | 0 | 0 | 0 | 0 | 0 | 0 | 0 | 0
F3_Industrial_Petroleum_New_Space Heating_Natural Gas_ENERGY STAR Connected Thermostat_A_Achievable Technical Potential | F3 | Industrial | Petroleum | New | Space Heating | Natural Gas | ENERGY STAR Connected Thermostat | A | Integrated Unit Winter Peak Savings (kW) | Achievable Technical Potential | 0 | 0 | 0 | 0 | 0 | 0 | 0 | 0 | 0 | 0 | 0 | 0 | 0 | 0 | 0 | 0 | 0 | 0 | 0 | 0 | 0 | 0 | 0
F4_Industrial_Petroleum_New_Space Heating_Natural Gas_ENERGY STAR Connected Thermostat_A_Achievable Technical Potential | F4 | Industrial | Petroleum | New | Space Heating | Natural Gas | ENERGY STAR Connected Thermostat | A | Incremental Energy Savings (MWh or mTherms) | Achievable Technical Potential | 0 | 0 | 0.00017166 | 0.00029606 | 0.00041896 | 0.00055569 | 0.00063644 | 0.00072975 | 0.00082093 | 0.00092286 | 0.0009965 | 0.0010809 | 0.0011631 | 0.0012588 | 0.0013206 | 0.0013976 | 0.001475 | 0.0015676 | 0.0016275 | 0.0017041 | 0.0019075 | 0.0020697 | 0
F5_Industrial_Petroleum_New_Space Heating_Natural Gas_ENERGY STAR Connected Thermostat_A_Achievable Technical Potential | F5 | Industrial | Petroleum | New | Space Heating | Natural Gas | ENERGY STAR Connected Thermostat | A | Incremental Summer Peak Savings (MW) | Achievable Technical Potential | 0 | 0 | 0 | 0 | 0 | 0 | 0 | 0 | 0 | 0 | 0 | 0 | 0 | 0 | 0 | 0 | 0 | 0 | 0 | 0 | 0 | 0 | 0
F6_Industrial_Petroleum_New_Space Heating_Natural Gas_ENERGY STAR Connected Thermostat_A_Achievable Technical Potential | F6 | Industrial | Petroleum | New | Space Heating | Natural Gas | ENERGY STAR Connected Thermostat | A | Incremental Winter Peak Savings (MW) | Achievable Technical Potential | 0 | 0 | 0 | 0 | 0 | 0 | 0 | 0 | 0 | 0 | 0 | 0 | 0 | 0 | 0 | 0 | 0 | 0 | 0 | 0 | 0 | 0 | 0
F7_Industrial_Petroleum_New_Space Heating_Natural Gas_ENERGY STAR Connected Thermostat_A_Achievable Technical Potential | F7 | Industrial | Petroleum | New | Space Heating | Natural Gas | ENERGY STAR Connected Thermostat | A | Cumulative Energy Savings (MWh or mTherms) | Achievable Technical Potential | 0 | 0 | 0.00017166 | 0.0004657 | 0.00088113 | 0.0014312 | 0.0020605 | 0.0026144 | 0.0031348 | 0.0036337 | 0.004069 | 0.0045075 | 0.0049348 | 0.0053686 | 0.0057615 | 0.006162 | 0.006559 | 0.0068148 | 0.0069169 | 0.0069213 | 0.0069211 | 0.0069243 | 0
F8_Industrial_Petroleum_New_Space Heating_Natural Gas_ENERGY STAR Connected Thermostat_A_Achievable Technical Potential | F8 | Industrial | Petroleum | New | Space Heating | Natural Gas | ENERGY STAR Connected Thermostat | A | Cumulative Summer Peak Savings (MW) | Achievable Technical Potential | 0 | 0 | 0 | 0 | 0 | 0 | 0 | 0 | 0 | 0 | 0 | 0 | 0 | 0 | 0 | 0 | 0 | 0 | 0 | 0 | 0 | 0 | 0
F9_Industrial_Petroleum_New_Space Heating_Natural Gas_ENERGY STAR Connected Thermostat_A_Achievable Technical Potential | F9 | Industrial | Petroleum | New | Space Heating | Natural Gas | ENERGY STAR Connected Thermostat | A | Cumulative Winter Peak Savings (MW) | Achievable Technical Potential | 0 | 0 | 0 | 0 | 0 | 0 | 0 | 0 | 0 | 0 | 0 | 0 | 0 | 0 | 0 | 0 | 0 | 0 | 0 | 0 | 0 | 0 | 0
F10_Industrial_Petroleum_New_Space Heating_Natural Gas_ENERGY STAR Connected Thermostat_A_Achievable Technical Potential | F10 | Industrial | Petroleum | New | Space Heating | Natural Gas | ENERGY STAR Connected Thermostat | A | Purchases (Incremental) | Achievable Technical Potential | 0 | 0 | 12.3166 | 21.4948 | 30.6505 | 40.9126 | 47.0928 | 54.2673 | 61.3513 | 69.3197 | 75.2546 | 82.0804 | 88.8158 | 96.629 | 101.9318 | 108.3767 | 114.8167 | 122.3137 | 127.2657 | 133.3677 | 149.2893 | 161.9095 | 0
F11_Industrial_Petroleum_New_Space Heating_Natural Gas_ENERGY STAR Connected Thermostat_A_Achievable Technical Potential | F11 | Industrial | Petroleum | New | Space Heating | Natural Gas | ENERGY STAR Connected Thermostat | A | Purchases (Cumulative) | Achievable Technical Potential | 0 | 0 | 12.3166 | 33.8115 | 64.462 | 105.3746 | 152.4674 | 194.418 | 234.2745 | 272.9437 | 307.2856 | 342.2732 | 376.8218 | 412.0994 | 444.7116 | 477.8337 | 510.5699 | 531.7512 | 540.8931 | 541.6785 | 541.6785 | 541.6785 | 0
F1_Industrial_Petroleum_New_Space Heating_Natural Gas_Destratification Fans (HVLS)_A_Achievable Technical Potential | F1 | Industrial | Petroleum | New | Space Heating | Natural Gas | Destratification Fans (HVLS) | A | Integrated Unit Energy Savings (kWh or therms) | Achievable Technical Potential | 0 | 0 | 0.013928 | 0.01376 | 0.013651 | 0.01356 | 0.013487 | 0.013417 | 0.013348 | 0.01328 | 0.013207 | 0.013134 | 0.01306 | 0.012992 | 0.012919 | 0.012859 | 0.01281 | 0.01278 | 0.012753 | 0.012744 | 0.012746 | 0.012753 | 0
F2_Industrial_Petroleum_New_Space Heating_Natural Gas_Destratification Fans (HVLS)_A_Achievable Technical Potential | F2 | Industrial | Petroleum | New | Space Heating | Natural Gas | Destratification Fans (HVLS) | A | Integrated Unit Summer Peak Savings (kW) | Achievable Technical Potential | 0 | 0 | 0 | 0 | 0 | 0 | 0 | 0 | 0 | 0 | 0 | 0 | 0 | 0 | 0 | 0 | 0 | 0 | 0 | 0 | 0 | 0 | 0
F3_Industrial_Petroleum_New_Space Heating_Natural Gas_Destratification Fans (HVLS)_A_Achievable Technical Potential | F3 | Industrial | Petroleum | New | Space Heating | Natural Gas | Destratification Fans (HVLS) | A | Integrated Unit Winter Peak Savings (kW) | Achievable Technical Potential | 0 | 0 | 0 | 0 | 0 | 0 | 0 | 0 | 0 | 0 | 0 | 0 | 0 | 0 | 0 | 0 | 0 | 0 | 0 | 0 | 0 | 0 | 0
F4_Industrial_Petroleum_New_Space Heating_Natural Gas_Destratification Fans (HVLS)_A_Achievable Technical Potential | F4 | Industrial | Petroleum | New | Space Heating | Natural Gas | Destratification Fans (HVLS) | A | Incremental Energy Savings (MWh or mTherms) | Achievable Technical Potential | 0 | 0 | 0.00017155 | 0.00029576 | 0.0004184 | 0.00055478 | 0.00063512 | 0.00072809 | 0.00081893 | 0.00092055 | 0.0009939 | 0.0010781 | 0.00116 | 0.0012554 | 0.0013169 | 0.0013937 | 0.0014708 | 0.0015632 | 0.0016231 | 0.0016997 | 0.0017755 | 0.001852 | 0
F5_Industrial_Petroleum_New_Space Heating_Natural Gas_Destratification Fans (HVLS)_A_Achievable Technical Potential | F5 | Industrial | Petroleum | New | Space Heating | Natural Gas | Destratification Fans (HVLS) | A | Incremental Summer Peak Savings (MW) | Achievable Technical Potential | 0 | 0 | 0 | 0 | 0 | 0 | 0 | 0 | 0 | 0 | 0 | 0 | 0 | 0 | 0 | 0 | 0 | 0 | 0 | 0 | 0 | 0 | 0
F6_Industrial_Petroleum_New_Space Heating_Natural Gas_Destratification Fans (HVLS)_A_Achievable Technical Potential | F6 | Industrial | Petroleum | New | Space Heating | Natural Gas | Destratification Fans (HVLS) | A | Incremental Winter Peak Savings (MW) | Achievable Technical Potential | 0 | 0 | 0 | 0 | 0 | 0 | 0 | 0 | 0 | 0 | 0 | 0 | 0 | 0 | 0 | 0 | 0 | 0 | 0 | 0 | 0 | 0 | 0
F7_Industrial_Petroleum_New_Space Heating_Natural Gas_Destratification Fans (HVLS)_A_Achievable Technical Potential | F7 | Industrial | Petroleum | New | Space Heating | Natural Gas | Destratification Fans (HVLS) | A | Cumulative Energy Savings (MWh or mTherms) | Achievable Technical Potential | 0 | 0 | 0.00017155 | 0.00046523 | 0.00087995 | 0.0014289 | 0.0020563 | 0.0027737 | 0.0035785 | 0.0044806 | 0.0054501 | 0.006498 | 0.0074607 | 0.0083977 | 0.0092717 | 0.010096 | 0.010925 | 0.011769 | 0.012585 | 0.013393 | 0.01421 | 0.015023 | 0
F8_Industrial_Petroleum_New_Space Heating_Natural Gas_Destratification Fans (HVLS)_A_Achievable Technical Potential | F8 | Industrial | Petroleum | New | Space Heating | Natural Gas | Destratification Fans (HVLS) | A | Cumulative Summer Peak Savings (MW) | Achievable Technical Potential | 0 | 0 | 0 | 0 | 0 | 0 | 0 | 0 | 0 | 0 | 0 | 0 | 0 | 0 | 0 | 0 | 0 | 0 | 0 | 0 | 0 | 0 | 0
F9_Industrial_Petroleum_New_Space Heating_Natural Gas_Destratification Fans (HVLS)_A_Achievable Technical Potential | F9 | Industrial | Petroleum | New | Space Heating | Natural Gas | Destratification Fans (HVLS) | A | Cumulative Winter Peak Savings (MW) | Achievable Technical Potential | 0 | 0 | 0 | 0 | 0 | 0 | 0 | 0 | 0 | 0 | 0 | 0 | 0 | 0 | 0 | 0 | 0 | 0 | 0 | 0 | 0 | 0 | 0
F10_Industrial_Petroleum_New_Space Heating_Natural Gas_Destratification Fans (HVLS)_A_Achievable Technical Potential | F10 | Industrial | Petroleum | New | Space Heating | Natural Gas | Destratification Fans (HVLS) | A | Purchases (Incremental) | Achievable Technical Potential | 0 | 0 | 12.3166 | 21.4948 | 30.6505 | 40.9126 | 47.0928 | 54.2673 | 61.3513 | 69.3197 | 75.2546 | 82.0804 | 88.8158 | 96.629 | 101.9318 | 108.3767 | 114.8167 | 122.3137 | 127.2657 | 133.3677 | 139.3036 | 145.2219 | 0
F11_Industrial_Petroleum_New_Space Heating_Natural Gas_Destratification Fans (HVLS)_A_Achievable Technical Potential | F11 | Industrial | Petroleum | New | Space Heating | Natural Gas | Destratification Fans (HVLS) | A | Purchases (Cumulative) | Achievable Technical Potential | 0 | 0 | 12.3166 | 33.8115 | 64.462 | 105.3746 | 152.4674 | 206.7347 | 268.0859 | 337.4057 | 412.6602 | 494.7406 | 571.2398 | 646.3739 | 717.6552 | 785.1193 | 852.8432 | 920.8896 | 986.804 | 1050.852 | 1114.9011 | 1178.0425 | 0
F1_Industrial_Petroleum_New_Space Heating_Natural Gas_Gas Boiler - Insulate Steam Lines/Condensate Tank_A_Achievable Technical Potential | F1 | Industrial | Petroleum | New | Space Heating | Natural Gas | Gas Boiler - Insulate Steam Lines/Condensate Tank | A | Integrated Unit Energy Savings (kWh or therms) | Achievable Technical Potential | 0 | 0 | 1099.3168 | 1086.7464 | 1078.8536 | 1072.3393 | 1067.4435 | 1062.5326 | 1057.6219 | 1052.5625 | 1047.2592 | 1041.8008 | 1036.2465 | 1030.999 | 1025.5522 | 1020.9833 | 1017.2211 | 1014.8371 | 1012.7433 | 1011.9812 | 1012.0016 | 1012.5102 | 0
F2_Industrial_Petroleum_New_Space Heating_Natural Gas_Gas Boiler - Insulate Steam Lines/Condensate Tank_A_Achievable Technical Potential | F2 | Industrial | Petroleum | New | Space Heating | Natural Gas | Gas Boiler - Insulate Steam Lines/Condensate Tank | A | Integrated Unit Summer Peak Savings (kW) | Achievable Technical Potential | 0 | 0 | 0 | 0 | 0 | 0 | 0 | 0 | 0 | 0 | 0 | 0 | 0 | 0 | 0 | 0 | 0 | 0 | 0 | 0 | 0 | 0 | 0
F3_Industrial_Petroleum_New_Space Heating_Natural Gas_Gas Boiler - Insulate Steam Lines/Condensate Tank_A_Achievable Technical Potential | F3 | Industrial | Petroleum | New | Space Heating | Natural Gas | Gas Boiler - Insulate Steam Lines/Condensate Tank | A | Integrated Unit Winter Peak Savings (kW) | Achievable Technical Potential | 0 | 0 | 0 | 0 | 0 | 0 | 0 | 0 | 0 | 0 | 0 | 0 | 0 | 0 | 0 | 0 | 0 | 0 | 0 | 0 | 0 | 0 | 0
F4_Industrial_Petroleum_New_Space Heating_Natural Gas_Gas Boiler - Insulate Steam Lines/Condensate Tank_A_Achievable Technical Potential | F4 | Industrial | Petroleum | New | Space Heating | Natural Gas | Gas Boiler - Insulate Steam Lines/Condensate Tank | A | Incremental Energy Savings (MWh or mTherms) | Achievable Technical Potential | 0 | 0 | 3.0228e-05 | 5.215e-05 | 7.3823e-05 | 9.7945e-05 | 0.00011223 | 0.00012873 | 0.00014486 | 0.00016289 | 0.00017595 | 0.0001909 | 0.00020547 | 0.00022241 | 0.00023338 | 0.00024703 | 0.00026074 | 0.00027712 | 0.00028774 | 0.00030131 | 0.00031473 | 0.00032826 | 0
F5_Industrial_Petroleum_New_Space Heating_Natural Gas_Gas Boiler - Insulate Steam Lines/Condensate Tank_A_Achievable Technical Potential | F5 | Industrial | Petroleum | New | Space Heating | Natural Gas | Gas Boiler - Insulate Steam Lines/Condensate Tank | A | Incremental Summer Peak Savings (MW) | Achievable Technical Potential | 0 | 0 | 0 | 0 | 0 | 0 | 0 | 0 | 0 | 0 | 0 | 0 | 0 | 0 | 0 | 0 | 0 | 0 | 0 | 0 | 0 | 0 | 0
F6_Industrial_Petroleum_New_Space Heating_Natural Gas_Gas Boiler - Insulate Steam Lines/Condensate Tank_A_Achievable Technical Potential | F6 | Industrial | Petroleum | New | Space Heating | Natural Gas | Gas Boiler - Insulate Steam Lines/Condensate Tank | A | Incremental Winter Peak Savings (MW) | Achievable Technical Potential | 0 | 0 | 0 | 0 | 0 | 0 | 0 | 0 | 0 | 0 | 0 | 0 | 0 | 0 | 0 | 0 | 0 | 0 | 0 | 0 | 0 | 0 | 0
F7_Industrial_Petroleum_New_Space Heating_Natural Gas_Gas Boiler - Insulate Steam Lines/Condensate Tank_A_Achievable Technical Potential | F7 | Industrial | Petroleum | New | Space Heating | Natural Gas | Gas Boiler - Insulate Steam Lines/Condensate Tank | A | Cumulative Energy Savings (MWh or mTherms) | Achievable Technical Potential | 0 | 0 | 3.0228e-05 | 8.2032e-05 | 0.00015526 | 0.00025227 | 0.00036334 | 0.0004904 | 0.00063299 | 0.00079285 | 0.0009648 | 0.0011507 | 0.00135 | 0.0015656 | 0.0017907 | 0.0020297 | 0.002283 | 0.0025548 | 0.0028372 | 0.0031364 | 0.0034512 | 0.0037812 | 0
F8_Industrial_Petroleum_New_Space Heating_Natural Gas_Gas Boiler - Insulate Steam Lines/Condensate Tank_A_Achievable Technical Potential | F8 | Industrial | Petroleum | New | Space Heating | Natural Gas | Gas Boiler - Insulate Steam Lines/Condensate Tank | A | Cumulative Summer Peak Savings (MW) | Achievable Technical Potential | 0 | 0 | 0 | 0 | 0 | 0 | 0 | 0 | 0 | 0 | 0 | 0 | 0 | 0 | 0 | 0 | 0 | 0 | 0 | 0 | 0 | 0 | 0
F9_Industrial_Petroleum_New_Space Heating_Natural Gas_Gas Boiler - Insulate Steam Lines/Condensate Tank_A_Achievable Technical Potential | F9 | Industrial | Petroleum | New | Space Heating | Natural Gas | Gas Boiler - Insulate Steam Lines/Condensate Tank | A | Cumulative Winter Peak Savings (MW) | Achievable Technical Potential | 0 | 0 | 0 | 0 | 0 | 0 | 0 | 0 | 0 | 0 | 0 | 0 | 0 | 0 | 0 | 0 | 0 | 0 | 0 | 0 | 0 | 0 | 0
F10_Industrial_Petroleum_New_Space Heating_Natural Gas_Gas Boiler - Insulate Steam Lines/Condensate Tank_A_Achievable Technical Potential | F10 | Industrial | Petroleum | New | Space Heating | Natural Gas | Gas Boiler - Insulate Steam Lines/Condensate Tank | A | Purchases (Incremental) | Achievable Technical Potential | 0 | 0 | 2.7497e-05 | 4.7987e-05 | 6.8427e-05 | 9.1337e-05 | 0.00010513 | 0.00012115 | 0.00013697 | 0.00015476 | 0.00016801 | 0.00018324 | 0.00019828 | 0.00021572 | 0.00022756 | 0.00024195 | 0.00025633 | 0.00027307 | 0.00028412 | 0.00029774 | 0.000311 | 0.00032421 | 0
F11_Industrial_Petroleum_New_Space Heating_Natural Gas_Gas Boiler - Insulate Steam Lines/Condensate Tank_A_Achievable Technical Potential | F11 | Industrial | Petroleum | New | Space Heating | Natural Gas | Gas Boiler - Insulate Steam Lines/Condensate Tank | A | Purchases (Cumulative) | Achievable Technical Potential | 0 | 0 | 2.7497e-05 | 7.5484e-05 | 0.00014391 | 0.00023525 | 0.00034038 | 0.00046154 | 0.0005985 | 0.00075326 | 0.00092127 | 0.0011045 | 0.0013028 | 0.0015185 | 0.0017461 | 0.001988 | 0.0022444 | 0.0025174 | 0.0028015 | 0.0030993 | 0.0034103 | 0.0037345 | 0
F1_Industrial_Petroleum_New_Process_Natural Gas_Gas Boiler - Insulate Steam Lines/Condensate Tank_A_Achievable Technical Potential | F1 | Industrial | Petroleum | New | Process | Natural Gas | Gas Boiler - Insulate Steam Lines/Condensate Tank | A | Integrated Unit Energy Savings (kWh or therms) | Achievable Technical Potential | 0 | 0 | 5801.8536 | 5795.3887 | 5789.311 | 5783.9081 | 5776.2327 | 5770.8592 | 5766.6723 | 5763.9421 | 5760.8282 | 5758.9581 | 5757.6753 | 5757.5228 | 5756.5227 | 5756.4527 | 5756.5442 | 5757.6143 | 5758.2949 | 5759.6377 | 5760.7802 | 5761.7774 | 0
F2_Industrial_Petroleum_New_Process_Natural Gas_Gas Boiler - Insulate Steam Lines/Condensate Tank_A_Achievable Technical Potential | F2 | Industrial | Petroleum | New | Process | Natural Gas | Gas Boiler - Insulate Steam Lines/Condensate Tank | A | Integrated Unit Summer Peak Savings (kW) | Achievable Technical Potential | 0 | 0 | 0 | 0 | 0 | 0 | 0 | 0 | 0 | 0 | 0 | 0 | 0 | 0 | 0 | 0 | 0 | 0 | 0 | 0 | 0 | 0 | 0
F3_Industrial_Petroleum_New_Process_Natural Gas_Gas Boiler - Insulate Steam Lines/Condensate Tank_A_Achievable Technical Potential | F3 | Industrial | Petroleum | New | Process | Natural Gas | Gas Boiler - Insulate Steam Lines/Condensate Tank | A | Integrated Unit Winter Peak Savings (kW) | Achievable Technical Potential | 0 | 0 | 0 | 0 | 0 | 0 | 0 | 0 | 0 | 0 | 0 | 0 | 0 | 0 | 0 | 0 | 0 | 0 | 0 | 0 | 0 | 0 | 0
F4_Industrial_Petroleum_New_Process_Natural Gas_Gas Boiler - Insulate Steam Lines/Condensate Tank_A_Achievable Technical Potential | F4 | Industrial | Petroleum | New | Process | Natural Gas | Gas Boiler - Insulate Steam Lines/Condensate Tank | A | Incremental Energy Savings (MWh or mTherms) | Achievable Technical Potential | 0 | 0 | 0.012669 | 0.022085 | 0.031459 | 0.041953 | 0.048226 | 0.055522 | 0.062724 | 0.070837 | 0.07686 | 0.083804 | 0.090661 | 0.098634 | 0.10403 | 0.1106 | 0.11718 | 0.12485 | 0.12992 | 0.13618 | 0.14227 | 0.14834 | 0
F5_Industrial_Petroleum_New_Process_Natural Gas_Gas Boiler - Insulate Steam Lines/Condensate Tank_A_Achievable Technical Potential | F5 | Industrial | Petroleum | New | Process | Natural Gas | Gas Boiler - Insulate Steam Lines/Condensate Tank | A | Incremental Summer Peak Savings (MW) | Achievable Technical Potential | 0 | 0 | 0 | 0 | 0 | 0 | 0 | 0 | 0 | 0 | 0 | 0 | 0 | 0 | 0 | 0 | 0 | 0 | 0 | 0 | 0 | 0 | 0
F6_Industrial_Petroleum_New_Process_Natural Gas_Gas Boiler - Insulate Steam Lines/Condensate Tank_A_Achievable Technical Potential | F6 | Industrial | Petroleum | New | Process | Natural Gas | Gas Boiler - Insulate Steam Lines/Condensate Tank | A | Incremental Winter Peak Savings (MW) | Achievable Technical Potential | 0 | 0 | 0 | 0 | 0 | 0 | 0 | 0 | 0 | 0 | 0 | 0 | 0 | 0 | 0 | 0 | 0 | 0 | 0 | 0 | 0 | 0 | 0
F7_Industrial_Petroleum_New_Process_Natural Gas_Gas Boiler - Insulate Steam Lines/Condensate Tank_A_Achievable Technical Potential | F7 | Industrial | Petroleum | New | Process | Natural Gas | Gas Boiler - Insulate Steam Lines/Condensate Tank | A | Cumulative Energy Savings (MWh or mTherms) | Achievable Technical Potential | 0 | 0 | 0.012669 | 0.03474 | 0.066163 | 0.10805 | 0.15614 | 0.21151 | 0.27408 | 0.34479 | 0.42146 | 0.50513 | 0.59568 | 0.6943 | 0.79821 | 0.9088 | 1.026 | 1.151 | 1.2811 | 1.4176 | 1.5601 | 1.7088 | 0
F8_Industrial_Petroleum_New_Process_Natural Gas_Gas Boiler - Insulate Steam Lines/Condensate Tank_A_Achievable Technical Potential | F8 | Industrial | Petroleum | New | Process | Natural Gas | Gas Boiler - Insulate Steam Lines/Condensate Tank | A | Cumulative Summer Peak Savings (MW) | Achievable Technical Potential | 0 | 0 | 0 | 0 | 0 | 0 | 0 | 0 | 0 | 0 | 0 | 0 | 0 | 0 | 0 | 0 | 0 | 0 | 0 | 0 | 0 | 0 | 0
F9_Industrial_Petroleum_New_Process_Natural Gas_Gas Boiler - Insulate Steam Lines/Condensate Tank_A_Achievable Technical Potential | F9 | Industrial | Petroleum | New | Process | Natural Gas | Gas Boiler - Insulate Steam Lines/Condensate Tank | A | Cumulative Winter Peak Savings (MW) | Achievable Technical Potential | 0 | 0 | 0 | 0 | 0 | 0 | 0 | 0 | 0 | 0 | 0 | 0 | 0 | 0 | 0 | 0 | 0 | 0 | 0 | 0 | 0 | 0 | 0
F10_Industrial_Petroleum_New_Process_Natural Gas_Gas Boiler - Insulate Steam Lines/Condensate Tank_A_Achievable Technical Potential | F10 | Industrial | Petroleum | New | Process | Natural Gas | Gas Boiler - Insulate Steam Lines/Condensate Tank | A | Purchases (Incremental) | Achievable Technical Potential | 0 | 0 | 0.0021836 | 0.0038108 | 0.005434 | 0.0072534 | 0.0083491 | 0.009621 | 0.010877 | 0.01229 | 0.013342 | 0.014552 | 0.015746 | 0.017131 | 0.018071 | 0.019214 | 0.020356 | 0.021685 | 0.022563 | 0.023645 | 0.024697 | 0.025746 | 0
F11_Industrial_Petroleum_New_Process_Natural Gas_Gas Boiler - Insulate Steam Lines/Condensate Tank_A_Achievable Technical Potential | F11 | Industrial | Petroleum | New | Process | Natural Gas | Gas Boiler - Insulate Steam Lines/Condensate Tank | A | Purchases (Cumulative) | Achievable Technical Potential | 0 | 0 | 0.0021836 | 0.0059944 | 0.011428 | 0.018682 | 0.027031 | 0.036652 | 0.047529 | 0.059819 | 0.07316 | 0.087712 | 0.10346 | 0.12059 | 0.13866 | 0.15788 | 0.17823 | 0.19992 | 0.22248 | 0.24612 | 0.27082 | 0.29657 | 0
F1_Industrial_Petroleum_New_Space Heating_Natural Gas_Gas Boiler - Insulate Hot Water Lines_A_Achievable Technical Potential | F1 | Industrial | Petroleum | New | Space Heating | Natural Gas | Gas Boiler - Insulate Hot Water Lines | A | Integrated Unit Energy Savings (kWh or therms) | Achievable Technical Potential | 0 | 0 | 1243.9168 | 1230.6156 | 1222.7385 | 1216.607 | 1213.0034 | 1209.4819 | 1206.412 | 1203.5835 | 1201.357 | 1199.3061 | 1197.5292 | 1195.9522 | 1194.6503 | 1193.4579 | 1192.3633 | 1191.4457 | 1190.6351 | 1189.8516 | 1189.169 | 1188.4916 | 0
F2_Industrial_Petroleum_New_Space Heating_Natural Gas_Gas Boiler - Insulate Hot Water Lines_A_Achievable Technical Potential | F2 | Industrial | Petroleum | New | Space Heating | Natural Gas | Gas Boiler - Insulate Hot Water Lines | A | Integrated Unit Summer Peak Savings (kW) | Achievable Technical Potential | 0 | 0 | 0 | 0 | 0 | 0 | 0 | 0 | 0 | 0 | 0 | 0 | 0 | 0 | 0 | 0 | 0 | 0 | 0 | 0 | 0 | 0 | 0
F3_Industrial_Petroleum_New_Space Heating_Natural Gas_Gas Boiler - Insulate Hot Water Lines_A_Achievable Technical Potential | F3 | Industrial | Petroleum | New | Space Heating | Natural Gas | Gas Boiler - Insulate Hot Water Lines | A | Integrated Unit Winter Peak Savings (kW) | Achievable Technical Potential | 0 | 0 | 0 | 0 | 0 | 0 | 0 | 0 | 0 | 0 | 0 | 0 | 0 | 0 | 0 | 0 | 0 | 0 | 0 | 0 | 0 | 0 | 0
F4_Industrial_Petroleum_New_Space Heating_Natural Gas_Gas Boiler - Insulate Hot Water Lines_A_Achievable Technical Potential | F4 | Industrial | Petroleum | New | Space Heating | Natural Gas | Gas Boiler - Insulate Hot Water Lines | A | Incremental Energy Savings (MWh or mTherms) | Achievable Technical Potential | 0 | 0 | 3.4204e-05 | 5.9054e-05 | 8.3669e-05 | 0.00011112 | 0.00012753 | 0.00014653 | 0.00016524 | 0.00018626 | 0.00020184 | 0.00021977 | 0.00023745 | 0.000258 | 0.00027186 | 0.00028876 | 0.00030564 | 0.00032534 | 0.00033828 | 0.00035427 | 0.00036983 | 0.00038532 | 0
F5_Industrial_Petroleum_New_Space Heating_Natural Gas_Gas Boiler - Insulate Hot Water Lines_A_Achievable Technical Potential | F5 | Industrial | Petroleum | New | Space Heating | Natural Gas | Gas Boiler - Insulate Hot Water Lines | A | Incremental Summer Peak Savings (MW) | Achievable Technical Potential | 0 | 0 | 0 | 0 | 0 | 0 | 0 | 0 | 0 | 0 | 0 | 0 | 0 | 0 | 0 | 0 | 0 | 0 | 0 | 0 | 0 | 0 | 0
F6_Industrial_Petroleum_New_Space Heating_Natural Gas_Gas Boiler - Insulate Hot Water Lines_A_Achievable Technical Potential | F6 | Industrial | Petroleum | New | Space Heating | Natural Gas | Gas Boiler - Insulate Hot Water Lines | A | Incremental Winter Peak Savings (MW) | Achievable Technical Potential | 0 | 0 | 0 | 0 | 0 | 0 | 0 | 0 | 0 | 0 | 0 | 0 | 0 | 0 | 0 | 0 | 0 | 0 | 0 | 0 | 0 | 0 | 0
F7_Industrial_Petroleum_New_Space Heating_Natural Gas_Gas Boiler - Insulate Hot Water Lines_A_Achievable Technical Potential | F7 | Industrial | Petroleum | New | Space Heating | Natural Gas | Gas Boiler - Insulate Hot Water Lines | A | Cumulative Energy Savings (MWh or mTherms) | Achievable Technical Potential | 0 | 0 | 3.4204e-05 | 9.2892e-05 | 0.00017597 | 0.00028621 | 0.00041289 | 0.00055822 | 0.00072204 | 0.00090661 | 0.0011068 | 0.0013246 | 0.0015601 | 0.0018161 | 0.002086 | 0.0023726 | 0.0026761 | 0.0029994 | 0.0033356 | 0.0036877 | 0.0040554 | 0.0044384 | 0
F8_Industrial_Petroleum_New_Space Heating_Natural Gas_Gas Boiler - Insulate Hot Water Lines_A_Achievable Technical Potential | F8 | Industrial | Petroleum | New | Space Heating | Natural Gas | Gas Boiler - Insulate Hot Water Lines | A | Cumulative Summer Peak Savings (MW) | Achievable Technical Potential | 0 | 0 | 0 | 0 | 0 | 0 | 0 | 0 | 0 | 0 | 0 | 0 | 0 | 0 | 0 | 0 | 0 | 0 | 0 | 0 | 0 | 0 | 0
F9_Industrial_Petroleum_New_Space Heating_Natural Gas_Gas Boiler - Insulate Hot Water Lines_A_Achievable Technical Potential | F9 | Industrial | Petroleum | New | Space Heating | Natural Gas | Gas Boiler - Insulate Hot Water Lines | A | Cumulative Winter Peak Savings (MW) | Achievable Technical Potential | 0 | 0 | 0 | 0 | 0 | 0 | 0 | 0 | 0 | 0 | 0 | 0 | 0 | 0 | 0 | 0 | 0 | 0 | 0 | 0 | 0 | 0 | 0
F10_Industrial_Petroleum_New_Space Heating_Natural Gas_Gas Boiler - Insulate Hot Water Lines_A_Achievable Technical Potential | F10 | Industrial | Petroleum | New | Space Heating | Natural Gas | Gas Boiler - Insulate Hot Water Lines | A | Purchases (Incremental) | Achievable Technical Potential | 0 | 0 | 2.7497e-05 | 4.7987e-05 | 6.8427e-05 | 9.1337e-05 | 0.00010513 | 0.00012115 | 0.00013697 | 0.00015476 | 0.00016801 | 0.00018324 | 0.00019828 | 0.00021572 | 0.00022756 | 0.00024195 | 0.00025633 | 0.00027307 | 0.00028412 | 0.00029774 | 0.000311 | 0.00032421 | 0
F11_Industrial_Petroleum_New_Space Heating_Natural Gas_Gas Boiler - Insulate Hot Water Lines_A_Achievable Technical Potential | F11 | Industrial | Petroleum | New | Space Heating | Natural Gas | Gas Boiler - Insulate Hot Water Lines | A | Purchases (Cumulative) | Achievable Technical Potential | 0 | 0 | 2.7497e-05 | 7.5484e-05 | 0.00014391 | 0.00023525 | 0.00034038 | 0.00046154 | 0.0005985 | 0.00075326 | 0.00092127 | 0.0011045 | 0.0013028 | 0.0015185 | 0.0017461 | 0.001988 | 0.0022444 | 0.0025174 | 0.0028015 | 0.0030993 | 0.0034103 | 0.0037345 | 0
F1_Industrial_Petroleum_New_Process_Natural Gas_Gas Boiler - Insulate Hot Water Lines_A_Achievable Technical Potential | F1 | Industrial | Petroleum | New | Process | Natural Gas | Gas Boiler - Insulate Hot Water Lines | A | Integrated Unit Energy Savings (kWh or therms) | Achievable Technical Potential | 0 | 0 | 6564.5981 | 6561.1111 | 6557.7715 | 6554.8071 | 6550.5288 | 6547.0286 | 6544.2681 | 6542.4474 | 6540.487 | 6539.5267 | 6539.1563 | 6539.7009 | 6539.9043 | 6540.7692 | 6541.7668 | 6543.0389 | 6544.1072 | 6545.3173 | 6546.3933 | 6547.379 | 0
F2_Industrial_Petroleum_New_Process_Natural Gas_Gas Boiler - Insulate Hot Water Lines_A_Achievable Technical Potential | F2 | Industrial | Petroleum | New | Process | Natural Gas | Gas Boiler - Insulate Hot Water Lines | A | Integrated Unit Summer Peak Savings (kW) | Achievable Technical Potential | 0 | 0 | 0 | 0 | 0 | 0 | 0 | 0 | 0 | 0 | 0 | 0 | 0 | 0 | 0 | 0 | 0 | 0 | 0 | 0 | 0 | 0 | 0
F3_Industrial_Petroleum_New_Process_Natural Gas_Gas Boiler - Insulate Hot Water Lines_A_Achievable Technical Potential | F3 | Industrial | Petroleum | New | Process | Natural Gas | Gas Boiler - Insulate Hot Water Lines | A | Integrated Unit Winter Peak Savings (kW) | Achievable Technical Potential | 0 | 0 | 0 | 0 | 0 | 0 | 0 | 0 | 0 | 0 | 0 | 0 | 0 | 0 | 0 | 0 | 0 | 0 | 0 | 0 | 0 | 0 | 0
F4_Industrial_Petroleum_New_Process_Natural Gas_Gas Boiler - Insulate Hot Water Lines_A_Achievable Technical Potential | F4 | Industrial | Petroleum | New | Process | Natural Gas | Gas Boiler - Insulate Hot Water Lines | A | Incremental Energy Savings (MWh or mTherms) | Achievable Technical Potential | 0 | 0 | 0.014335 | 0.025003 | 0.035635 | 0.047544 | 0.054691 | 0.062989 | 0.071182 | 0.080404 | 0.087262 | 0.095163 | 0.10297 | 0.11203 | 0.11819 | 0.12567 | 0.13316 | 0.14189 | 0.14765 | 0.15476 | 0.16168 | 0.16857 | 0
F5_Industrial_Petroleum_New_Process_Natural Gas_Gas Boiler - Insulate Hot Water Lines_A_Achievable Technical Potential | F5 | Industrial | Petroleum | New | Process | Natural Gas | Gas Boiler - Insulate Hot Water Lines | A | Incremental Summer Peak Savings (MW) | Achievable Technical Potential | 0 | 0 | 0 | 0 | 0 | 0 | 0 | 0 | 0 | 0 | 0 | 0 | 0 | 0 | 0 | 0 | 0 | 0 | 0 | 0 | 0 | 0 | 0
F6_Industrial_Petroleum_New_Process_Natural Gas_Gas Boiler - Insulate Hot Water Lines_A_Achievable Technical Potential | F6 | Industrial | Petroleum | New | Process | Natural Gas | Gas Boiler - Insulate Hot Water Lines | A | Incremental Winter Peak Savings (MW) | Achievable Technical Potential | 0 | 0 | 0 | 0 | 0 | 0 | 0 | 0 | 0 | 0 | 0 | 0 | 0 | 0 | 0 | 0 | 0 | 0 | 0 | 0 | 0 | 0 | 0
F7_Industrial_Petroleum_New_Process_Natural Gas_Gas Boiler - Insulate Hot Water Lines_A_Achievable Technical Potential | F7 | Industrial | Petroleum | New | Process | Natural Gas | Gas Boiler - Insulate Hot Water Lines | A | Cumulative Energy Savings (MWh or mTherms) | Achievable Technical Potential | 0 | 0 | 0.014335 | 0.03933 | 0.074945 | 0.12246 | 0.17707 | 0.23996 | 0.31104 | 0.39136 | 0.4785 | 0.5736 | 0.67653 | 0.78862 | 0.90683 | 1.0326 | 1.1659 | 1.3081 | 1.4559 | 1.611 | 1.7729 | 1.9417 | 0
F8_Industrial_Petroleum_New_Process_Natural Gas_Gas Boiler - Insulate Hot Water Lines_A_Achievable Technical Potential | F8 | Industrial | Petroleum | New | Process | Natural Gas | Gas Boiler - Insulate Hot Water Lines | A | Cumulative Summer Peak Savings (MW) | Achievable Technical Potential | 0 | 0 | 0 | 0 | 0 | 0 | 0 | 0 | 0 | 0 | 0 | 0 | 0 | 0 | 0 | 0 | 0 | 0 | 0 | 0 | 0 | 0 | 0
F9_Industrial_Petroleum_New_Process_Natural Gas_Gas Boiler - Insulate Hot Water Lines_A_Achievable Technical Potential | F9 | Industrial | Petroleum | New | Process | Natural Gas | Gas Boiler - Insulate Hot Water Lines | A | Cumulative Winter Peak Savings (MW) | Achievable Technical Potential | 0 | 0 | 0 | 0 | 0 | 0 | 0 | 0 | 0 | 0 | 0 | 0 | 0 | 0 | 0 | 0 | 0 | 0 | 0 | 0 | 0 | 0 | 0
F10_Industrial_Petroleum_New_Process_Natural Gas_Gas Boiler - Insulate Hot Water Lines_A_Achievable Technical Potential | F10 | Industrial | Petroleum | New | Process | Natural Gas | Gas Boiler - Insulate Hot Water Lines | A | Purchases (Incremental) | Achievable Technical Potential | 0 | 0 | 0.0021836 | 0.0038108 | 0.005434 | 0.0072534 | 0.0083491 | 0.009621 | 0.010877 | 0.01229 | 0.013342 | 0.014552 | 0.015746 | 0.017131 | 0.018071 | 0.019214 | 0.020356 | 0.021685 | 0.022563 | 0.023645 | 0.024697 | 0.025746 | 0
F11_Industrial_Petroleum_New_Process_Natural Gas_Gas Boiler - Insulate Hot Water Lines_A_Achievable Technical Potential | F11 | Industrial | Petroleum | New | Process | Natural Gas | Gas Boiler - Insulate Hot Water Lines | A | Purchases (Cumulative) | Achievable Technical Potential | 0 | 0 | 0.0021836 | 0.0059944 | 0.011428 | 0.018682 | 0.027031 | 0.036652 | 0.047529 | 0.059819 | 0.07316 | 0.087712 | 0.10346 | 0.12059 | 0.13866 | 0.15788 | 0.17823 | 0.19992 | 0.22248 | 0.24612 | 0.27082 | 0.29657 | 0
F1_Industrial_Petroleum_New_Process_Natural Gas_Process - Insulate Heated Process Fluids_A_Achievable Technical Potential | F1 | Industrial | Petroleum | New | Process | Natural Gas | Process - Insulate Heated Process Fluids | A | Integrated Unit Energy Savings (kWh or therms) | Achievable Technical Potential | 0 | 0 | 11058.9423 | 11058.7286 | 11058.6469 | 11058.8567 | 11058.9616 | 11059.0525 | 11059.1298 | 11059.1979 | 11059.2393 | 11059.2795 | 11059.3131 | 11059.3462 | 11059.3657 | 11059.3869 | 11059.4058 | 11059.4252 | 11059.4367 | 11059.4498 | 11059.4614 | 11059.4721 | 0
F2_Industrial_Petroleum_New_Process_Natural Gas_Process - Insulate Heated Process Fluids_A_Achievable Technical Potential | F2 | Industrial | Petroleum | New | Process | Natural Gas | Process - Insulate Heated Process Fluids | A | Integrated Unit Summer Peak Savings (kW) | Achievable Technical Potential | 0 | 0 | 0 | 0 | 0 | 0 | 0 | 0 | 0 | 0 | 0 | 0 | 0 | 0 | 0 | 0 | 0 | 0 | 0 | 0 | 0 | 0 | 0
F3_Industrial_Petroleum_New_Process_Natural Gas_Process - Insulate Heated Process Fluids_A_Achievable Technical Potential | F3 | Industrial | Petroleum | New | Process | Natural Gas | Process - Insulate Heated Process Fluids | A | Integrated Unit Winter Peak Savings (kW) | Achievable Technical Potential | 0 | 0 | 0 | 0 | 0 | 0 | 0 | 0 | 0 | 0 | 0 | 0 | 0 | 0 | 0 | 0 | 0 | 0 | 0 | 0 | 0 | 0 | 0
F4_Industrial_Petroleum_New_Process_Natural Gas_Process - Insulate Heated Process Fluids_A_Achievable Technical Potential | F4 | Industrial | Petroleum | New | Process | Natural Gas | Process - Insulate Heated Process Fluids | A | Incremental Energy Savings (MWh or mTherms) | Achievable Technical Potential | 0 | 0 | 0.052824 | 0.092187 | 0.13145 | 0.17547 | 0.20198 | 0.20947 | 0.18946 | 0.17125 | 0.14873 | 0.12978 | 0.11234 | 0.09778 | 0.082517 | 0.070187 | 0.059487 | 0.050697 | 0.00035979 | 0.00013466 | 4.7949e-05 | 1.63e-05 | 0
F5_Industrial_Petroleum_New_Process_Natural Gas_Process - Insulate Heated Process Fluids_A_Achievable Technical Potential | F5 | Industrial | Petroleum | New | Process | Natural Gas | Process - Insulate Heated Process Fluids | A | Incremental Summer Peak Savings (MW) | Achievable Technical Potential | 0 | 0 | 0 | 0 | 0 | 0 | 0 | 0 | 0 | 0 | 0 | 0 | 0 | 0 | 0 | 0 | 0 | 0 | 0 | 0 | 0 | 0 | 0
F6_Industrial_Petroleum_New_Process_Natural Gas_Process - Insulate Heated Process Fluids_A_Achievable Technical Potential | F6 | Industrial | Petroleum | New | Process | Natural Gas | Process - Insulate Heated Process Fluids | A | Incremental Winter Peak Savings (MW) | Achievable Technical Potential | 0 | 0 | 0 | 0 | 0 | 0 | 0 | 0 | 0 | 0 | 0 | 0 | 0 | 0 | 0 | 0 | 0 | 0 | 0 | 0 | 0 | 0 | 0
F7_Industrial_Petroleum_New_Process_Natural Gas_Process - Insulate Heated Process Fluids_A_Achievable Technical Potential | F7 | Industrial | Petroleum | New | Process | Natural Gas | Process - Insulate Heated Process Fluids | A | Cumulative Energy Savings (MWh or mTherms) | Achievable Technical Potential | 0 | 0 | 0.052824 | 0.14501 | 0.27646 | 0.45193 | 0.65391 | 0.86339 | 1.0529 | 1.2241 | 1.3728 | 1.5026 | 1.615 | 1.7128 | 1.7953 | 1.8655 | 1.925 | 1.9757 | 1.976 | 1.9762 | 1.9762 | 1.9762 | 0
F8_Industrial_Petroleum_New_Process_Natural Gas_Process - Insulate Heated Process Fluids_A_Achievable Technical Potential | F8 | Industrial | Petroleum | New | Process | Natural Gas | Process - Insulate Heated Process Fluids | A | Cumulative Summer Peak Savings (MW) | Achievable Technical Potential | 0 | 0 | 0 | 0 | 0 | 0 | 0 | 0 | 0 | 0 | 0 | 0 | 0 | 0 | 0 | 0 | 0 | 0 | 0 | 0 | 0 | 0 | 0
F9_Industrial_Petroleum_New_Process_Natural Gas_Process - Insulate Heated Process Fluids_A_Achievable Technical Potential | F9 | Industrial | Petroleum | New | Process | Natural Gas | Process - Insulate Heated Process Fluids | A | Cumulative Winter Peak Savings (MW) | Achievable Technical Potential | 0 | 0 | 0 | 0 | 0 | 0 | 0 | 0 | 0 | 0 | 0 | 0 | 0 | 0 | 0 | 0 | 0 | 0 | 0 | 0 | 0 | 0 | 0
F10_Industrial_Petroleum_New_Process_Natural Gas_Process - Insulate Heated Process Fluids_A_Achievable Technical Potential | F10 | Industrial | Petroleum | New | Process | Natural Gas | Process - Insulate Heated Process Fluids | A | Purchases (Incremental) | Achievable Technical Potential | 0 | 0 | 0.0047766 | 0.0083361 | 0.011887 | 0.015867 | 0.018264 | 0.018941 | 0.017131 | 0.015485 | 0.013449 | 0.011735 | 0.010158 | 0.0088414 | 0.0074613 | 0.0063464 | 0.0053788 | 0.004584 | 3.2532e-05 | 1.2176e-05 | 4.3356e-06 | 1.4738e-06 | 0
F11_Industrial_Petroleum_New_Process_Natural Gas_Process - Insulate Heated Process Fluids_A_Achievable Technical Potential | F11 | Industrial | Petroleum | New | Process | Natural Gas | Process - Insulate Heated Process Fluids | A | Purchases (Cumulative) | Achievable Technical Potential | 0 | 0 | 0.0047766 | 0.013113 | 0.025 | 0.040866 | 0.05913 | 0.078071 | 0.095202 | 0.11069 | 0.12414 | 0.13587 | 0.14603 | 0.15487 | 0.16233 | 0.16868 | 0.17406 | 0.17864 | 0.17867 | 0.17869 | 0.17869 | 0.17869 | 0
F1_Industrial_Petroleum_New_Process_Natural Gas_Process Heat Recovery_A_Achievable Technical Potential | F1 | Industrial | Petroleum | New | Process | Natural Gas | Process Heat Recovery | A | Integrated Unit Energy Savings (kWh or therms) | Achievable Technical Potential | 0 | 0 | 33.6866 | 33.6355 | 33.5871 | 33.5434 | 33.481 | 33.4348 | 33.3978 | 33.3722 | 33.3427 | 33.3234 | 33.309 | 33.3042 | 33.2923 | 33.289 | 33.2878 | 33.296 | 33.299 | 33.3074 | 33.3145 | 33.3206 | 0
F2_Industrial_Petroleum_New_Process_Natural Gas_Process Heat Recovery_A_Achievable Technical Potential | F2 | Industrial | Petroleum | New | Process | Natural Gas | Process Heat Recovery | A | Integrated Unit Summer Peak Savings (kW) | Achievable Technical Potential | 0 | 0 | 0 | 0 | 0 | 0 | 0 | 0 | 0 | 0 | 0 | 0 | 0 | 0 | 0 | 0 | 0 | 0 | 0 | 0 | 0 | 0 | 0
F3_Industrial_Petroleum_New_Process_Natural Gas_Process Heat Recovery_A_Achievable Technical Potential | F3 | Industrial | Petroleum | New | Process | Natural Gas | Process Heat Recovery | A | Integrated Unit Winter Peak Savings (kW) | Achievable Technical Potential | 0 | 0 | 0 | 0 | 0 | 0 | 0 | 0 | 0 | 0 | 0 | 0 | 0 | 0 | 0 | 0 | 0 | 0 | 0 | 0 | 0 | 0 | 0
F4_Industrial_Petroleum_New_Process_Natural Gas_Process Heat Recovery_A_Achievable Technical Potential | F4 | Industrial | Petroleum | New | Process | Natural Gas | Process Heat Recovery | A | Incremental Energy Savings (MWh or mTherms) | Achievable Technical Potential | 0 | 0 | 0.0057927 | 0.010094 | 0.014373 | 0.01916 | 0.022013 | 0.022799 | 0.020597 | 0.018604 | 0.016143 | 0.014077 | 0.012181 | 0.0106 | 0.0089425 | 0.0076056 | 0.0064458 | 0.0057255 | 0.009993 | 0.014253 | 0.019029 | 0.021908 | 0
F5_Industrial_Petroleum_New_Process_Natural Gas_Process Heat Recovery_A_Achievable Technical Potential | F5 | Industrial | Petroleum | New | Process | Natural Gas | Process Heat Recovery | A | Incremental Summer Peak Savings (MW) | Achievable Technical Potential | 0 | 0 | 0 | 0 | 0 | 0 | 0 | 0 | 0 | 0 | 0 | 0 | 0 | 0 | 0 | 0 | 0 | 0 | 0 | 0 | 0 | 0 | 0
F6_Industrial_Petroleum_New_Process_Natural Gas_Process Heat Recovery_A_Achievable Technical Potential | F6 | Industrial | Petroleum | New | Process | Natural Gas | Process Heat Recovery | A | Incremental Winter Peak Savings (MW) | Achievable Technical Potential | 0 | 0 | 0 | 0 | 0 | 0 | 0 | 0 | 0 | 0 | 0 | 0 | 0 | 0 | 0 | 0 | 0 | 0 | 0 | 0 | 0 | 0 | 0
F7_Industrial_Petroleum_New_Process_Natural Gas_Process Heat Recovery_A_Achievable Technical Potential | F7 | Industrial | Petroleum | New | Process | Natural Gas | Process Heat Recovery | A | Cumulative Energy Savings (MWh or mTherms) | Achievable Technical Potential | 0 | 0 | 0.0057927 | 0.015878 | 0.030228 | 0.049349 | 0.07127 | 0.093971 | 0.11446 | 0.13298 | 0.149 | 0.163 | 0.17511 | 0.18568 | 0.19456 | 0.20214 | 0.20858 | 0.20863 | 0.20865 | 0.20871 | 0.20875 | 0.20879 | 0
F8_Industrial_Petroleum_New_Process_Natural Gas_Process Heat Recovery_A_Achievable Technical Potential | F8 | Industrial | Petroleum | New | Process | Natural Gas | Process Heat Recovery | A | Cumulative Summer Peak Savings (MW) | Achievable Technical Potential | 0 | 0 | 0 | 0 | 0 | 0 | 0 | 0 | 0 | 0 | 0 | 0 | 0 | 0 | 0 | 0 | 0 | 0 | 0 | 0 | 0 | 0 | 0
F9_Industrial_Petroleum_New_Process_Natural Gas_Process Heat Recovery_A_Achievable Technical Potential | F9 | Industrial | Petroleum | New | Process | Natural Gas | Process Heat Recovery | A | Cumulative Winter Peak Savings (MW) | Achievable Technical Potential | 0 | 0 | 0 | 0 | 0 | 0 | 0 | 0 | 0 | 0 | 0 | 0 | 0 | 0 | 0 | 0 | 0 | 0 | 0 | 0 | 0 | 0 | 0
F10_Industrial_Petroleum_New_Process_Natural Gas_Process Heat Recovery_A_Achievable Technical Potential | F10 | Industrial | Petroleum | New | Process | Natural Gas | Process Heat Recovery | A | Purchases (Incremental) | Achievable Technical Potential | 0 | 0 | 0.17196 | 0.3001 | 0.42793 | 0.5712 | 0.65749 | 0.68189 | 0.61672 | 0.55746 | 0.48415 | 0.42245 | 0.36569 | 0.31829 | 0.26861 | 0.22847 | 0.19364 | 0.17196 | 0.3001 | 0.42793 | 0.5712 | 0.65749 | 0
F11_Industrial_Petroleum_New_Process_Natural Gas_Process Heat Recovery_A_Achievable Technical Potential | F11 | Industrial | Petroleum | New | Process | Natural Gas | Process Heat Recovery | A | Purchases (Cumulative) | Achievable Technical Potential | 0 | 0 | 0.17196 | 0.47206 | 0.89999 | 1.4712 | 2.1287 | 2.8106 | 3.4273 | 3.9847 | 4.4689 | 4.8913 | 5.257 | 5.5753 | 5.8439 | 6.0724 | 6.266 | 6.266 | 6.266 | 6.266 | 6.266 | 6.266 | 0
F1_Industrial_Petroleum_New_Space Heating_Natural Gas_Building Automation System_A_Achievable Technical Potential | F1 | Industrial | Petroleum | New | Space Heating | Natural Gas | Building Automation System | A | Integrated Unit Energy Savings (kWh or therms) | Achievable Technical Potential | 0 | 0 | 0.013947 | 0.01379 | 0.013695 | 0.013621 | 0.013572 | 0.013527 | 0.013489 | 0.013456 | 0.013428 | 0.013403 | 0.013382 | 0.013363 | 0.013346 | 0.013332 | 0.013318 | 0.013308 | 0.013299 | 0.013291 | 0.013285 | 0.013278 | 0
F2_Industrial_Petroleum_New_Space Heating_Natural Gas_Building Automation System_A_Achievable Technical Potential | F2 | Industrial | Petroleum | New | Space Heating | Natural Gas | Building Automation System | A | Integrated Unit Summer Peak Savings (kW) | Achievable Technical Potential | 0 | 0 | 0 | 0 | 0 | 0 | 0 | 0 | 0 | 0 | 0 | 0 | 0 | 0 | 0 | 0 | 0 | 0 | 0 | 0 | 0 | 0 | 0
F3_Industrial_Petroleum_New_Space Heating_Natural Gas_Building Automation System_A_Achievable Technical Potential | F3 | Industrial | Petroleum | New | Space Heating | Natural Gas | Building Automation System | A | Integrated Unit Winter Peak Savings (kW) | Achievable Technical Potential | 0 | 0 | 0 | 0 | 0 | 0 | 0 | 0 | 0 | 0 | 0 | 0 | 0 | 0 | 0 | 0 | 0 | 0 | 0 | 0 | 0 | 0 | 0
F4_Industrial_Petroleum_New_Space Heating_Natural Gas_Building Automation System_A_Achievable Technical Potential | F4 | Industrial | Petroleum | New | Space Heating | Natural Gas | Building Automation System | A | Incremental Energy Savings (MWh or mTherms) | Achievable Technical Potential | 0 | 0 | 3.5241e-05 | 0.00012156 | 0.00030564 | 0.00066 | 0.001149 | 0.0018901 | 0.0028986 | 0.004235 | 0.0056747 | 0.0072854 | 0.0088302 | 0.010206 | 0.010797 | 0.01081 | 0.010059 | 0.008855 | 0.0070409 | 0.0051052 | 0.0034051 | 0.0023139 | 0
F5_Industrial_Petroleum_New_Space Heating_Natural Gas_Building Automation System_A_Achievable Technical Potential | F5 | Industrial | Petroleum | New | Space Heating | Natural Gas | Building Automation System | A | Incremental Summer Peak Savings (MW) | Achievable Technical Potential | 0 | 0 | 0 | 0 | 0 | 0 | 0 | 0 | 0 | 0 | 0 | 0 | 0 | 0 | 0 | 0 | 0 | 0 | 0 | 0 | 0 | 0 | 0
F6_Industrial_Petroleum_New_Space Heating_Natural Gas_Building Automation System_A_Achievable Technical Potential | F6 | Industrial | Petroleum | New | Space Heating | Natural Gas | Building Automation System | A | Incremental Winter Peak Savings (MW) | Achievable Technical Potential | 0 | 0 | 0 | 0 | 0 | 0 | 0 | 0 | 0 | 0 | 0 | 0 | 0 | 0 | 0 | 0 | 0 | 0 | 0 | 0 | 0 | 0 | 0
F7_Industrial_Petroleum_New_Space Heating_Natural Gas_Building Automation System_A_Achievable Technical Potential | F7 | Industrial | Petroleum | New | Space Heating | Natural Gas | Building Automation System | A | Cumulative Energy Savings (MWh or mTherms) | Achievable Technical Potential | 0 | 0 | 3.5241e-05 | 0.0001564 | 0.00046097 | 0.0011185 | 0.0022634 | 0.0041462 | 0.0070331 | 0.01125 | 0.016902 | 0.024156 | 0.032948 | 0.043107 | 0.053851 | 0.064601 | 0.074594 | 0.08336 | 0.090227 | 0.094984 | 0.097697 | 0.098837 | 0
F8_Industrial_Petroleum_New_Space Heating_Natural Gas_Building Automation System_A_Achievable Technical Potential | F8 | Industrial | Petroleum | New | Space Heating | Natural Gas | Building Automation System | A | Cumulative Summer Peak Savings (MW) | Achievable Technical Potential | 0 | 0 | 0 | 0 | 0 | 0 | 0 | 0 | 0 | 0 | 0 | 0 | 0 | 0 | 0 | 0 | 0 | 0 | 0 | 0 | 0 | 0 | 0
F9_Industrial_Petroleum_New_Space Heating_Natural Gas_Building Automation System_A_Achievable Technical Potential | F9 | Industrial | Petroleum | New | Space Heating | Natural Gas | Building Automation System | A | Cumulative Winter Peak Savings (MW) | Achievable Technical Potential | 0 | 0 | 0 | 0 | 0 | 0 | 0 | 0 | 0 | 0 | 0 | 0 | 0 | 0 | 0 | 0 | 0 | 0 | 0 | 0 | 0 | 0 | 0
F10_Industrial_Petroleum_New_Space Heating_Natural Gas_Building Automation System_A_Achievable Technical Potential | F10 | Industrial | Petroleum | New | Space Heating | Natural Gas | Building Automation System | A | Purchases (Incremental) | Achievable Technical Potential | 0 | 0 | 2.5268 | 8.8147 | 22.3174 | 48.4566 | 84.6609 | 139.7249 | 214.8751 | 314.7351 | 422.6009 | 543.5488 | 659.8676 | 763.7281 | 809.0037 | 810.841 | 755.2733 | 665.3865 | 529.4253 | 384.0991 | 256.3186 | 174.2663 | 0
F11_Industrial_Petroleum_New_Space Heating_Natural Gas_Building Automation System_A_Achievable Technical Potential | F11 | Industrial | Petroleum | New | Space Heating | Natural Gas | Building Automation System | A | Purchases (Cumulative) | Achievable Technical Potential | 0 | 0 | 2.5268 | 11.3415 | 33.6589 | 82.1155 | 166.7764 | 306.5013 | 521.3764 | 836.1115 | 1258.7124 | 1802.2613 | 2462.1288 | 3225.8569 | 4034.8607 | 4845.7017 | 5600.975 | 6263.8347 | 6784.4453 | 7146.227 | 7354.089 | 7443.6943 | 0
F1_Industrial_Petroleum_New_Space Heating_Natural Gas_Steam System Efficiency Improvements_A_Achievable Technical Potential | F1 | Industrial | Petroleum | New | Space Heating | Natural Gas | Steam System Efficiency Improvements | A | Integrated Unit Energy Savings (kWh or therms) | Achievable Technical Potential | 0 | 0 | 0.13261 | 0.13093 | 0.12983 | 0.12892 | 0.12814 | 0.12741 | 0.1267 | 0.12599 | 0.12523 | 0.12448 | 0.12373 | 0.12305 | 0.12232 | 0.12173 | 0.12124 | 0.12095 | 0.12066 | 0.12057 | 0.12056 | 0.12062 | 0
F2_Industrial_Petroleum_New_Space Heating_Natural Gas_Steam System Efficiency Improvements_A_Achievable Technical Potential | F2 | Industrial | Petroleum | New | Space Heating | Natural Gas | Steam System Efficiency Improvements | A | Integrated Unit Summer Peak Savings (kW) | Achievable Technical Potential | 0 | 0 | 0 | 0 | 0 | 0 | 0 | 0 | 0 | 0 | 0 | 0 | 0 | 0 | 0 | 0 | 0 | 0 | 0 | 0 | 0 | 0 | 0
F3_Industrial_Petroleum_New_Space Heating_Natural Gas_Steam System Efficiency Improvements_A_Achievable Technical Potential | F3 | Industrial | Petroleum | New | Space Heating | Natural Gas | Steam System Efficiency Improvements | A | Integrated Unit Winter Peak Savings (kW) | Achievable Technical Potential | 0 | 0 | 0 | 0 | 0 | 0 | 0 | 0 | 0 | 0 | 0 | 0 | 0 | 0 | 0 | 0 | 0 | 0 | 0 | 0 | 0 | 0 | 0
F4_Industrial_Petroleum_New_Space Heating_Natural Gas_Steam System Efficiency Improvements_A_Achievable Technical Potential | F4 | Industrial | Petroleum | New | Space Heating | Natural Gas | Steam System Efficiency Improvements | A | Incremental Energy Savings (MWh or mTherms) | Achievable Technical Potential | 0 | 0 | 4.8699e-06 | 1.6774e-05 | 4.2113e-05 | 9.0792e-05 | 0.00015767 | 0.00025874 | 0.00039568 | 0.00057633 | 0.00076919 | 0.00098338 | 0.0011866 | 0.0013659 | 0.0014383 | 0.0014346 | 0.0013309 | 0.0011696 | 0.0013548 | 0.0014567 | 0.0015057 | 0.0014724 | 0
F5_Industrial_Petroleum_New_Space Heating_Natural Gas_Steam System Efficiency Improvements_A_Achievable Technical Potential | F5 | Industrial | Petroleum | New | Space Heating | Natural Gas | Steam System Efficiency Improvements | A | Incremental Summer Peak Savings (MW) | Achievable Technical Potential | 0 | 0 | 0 | 0 | 0 | 0 | 0 | 0 | 0 | 0 | 0 | 0 | 0 | 0 | 0 | 0 | 0 | 0 | 0 | 0 | 0 | 0 | 0
F6_Industrial_Petroleum_New_Space Heating_Natural Gas_Steam System Efficiency Improvements_A_Achievable Technical Potential | F6 | Industrial | Petroleum | New | Space Heating | Natural Gas | Steam System Efficiency Improvements | A | Incremental Winter Peak Savings (MW) | Achievable Technical Potential | 0 | 0 | 0 | 0 | 0 | 0 | 0 | 0 | 0 | 0 | 0 | 0 | 0 | 0 | 0 | 0 | 0 | 0 | 0 | 0 | 0 | 0 | 0
F7_Industrial_Petroleum_New_Space Heating_Natural Gas_Steam System Efficiency Improvements_A_Achievable Technical Potential | F7 | Industrial | Petroleum | New | Space Heating | Natural Gas | Steam System Efficiency Improvements | A | Cumulative Energy Savings (MWh or mTherms) | Achievable Technical Potential | 0 | 0 | 4.8699e-06 | 2.1582e-05 | 6.3514e-05 | 0.00015386 | 0.00031061 | 0.0005629 | 0.00093919 | 0.0014694 | 0.0021416 | 0.0029589 | 0.0038765 | 0.0048367 | 0.0056869 | 0.0063462 | 0.0066937 | 0.0066828 | 0.0066673 | 0.0066618 | 0.0066616 | 0.0066646 | 0
F8_Industrial_Petroleum_New_Space Heating_Natural Gas_Steam System Efficiency Improvements_A_Achievable Technical Potential | F8 | Industrial | Petroleum | New | Space Heating | Natural Gas | Steam System Efficiency Improvements | A | Cumulative Summer Peak Savings (MW) | Achievable Technical Potential | 0 | 0 | 0 | 0 | 0 | 0 | 0 | 0 | 0 | 0 | 0 | 0 | 0 | 0 | 0 | 0 | 0 | 0 | 0 | 0 | 0 | 0 | 0
F9_Industrial_Petroleum_New_Space Heating_Natural Gas_Steam System Efficiency Improvements_A_Achievable Technical Potential | F9 | Industrial | Petroleum | New | Space Heating | Natural Gas | Steam System Efficiency Improvements | A | Cumulative Winter Peak Savings (MW) | Achievable Technical Potential | 0 | 0 | 0 | 0 | 0 | 0 | 0 | 0 | 0 | 0 | 0 | 0 | 0 | 0 | 0 | 0 | 0 | 0 | 0 | 0 | 0 | 0 | 0
F10_Industrial_Petroleum_New_Space Heating_Natural Gas_Steam System Efficiency Improvements_A_Achievable Technical Potential | F10 | Industrial | Petroleum | New | Space Heating | Natural Gas | Steam System Efficiency Improvements | A | Purchases (Incremental) | Achievable Technical Potential | 0 | 0 | 0.036725 | 0.12811 | 0.32436 | 0.70428 | 1.2305 | 2.0308 | 3.123 | 4.5744 | 6.1421 | 7.9 | 9.5906 | 11.1001 | 11.7582 | 11.7849 | 10.9773 | 9.6708 | 11.2282 | 12.0825 | 12.4892 | 12.2077 | 0
F11_Industrial_Petroleum_New_Space Heating_Natural Gas_Steam System Efficiency Improvements_A_Achievable Technical Potential | F11 | Industrial | Petroleum | New | Space Heating | Natural Gas | Steam System Efficiency Improvements | A | Purchases (Cumulative) | Achievable Technical Potential | 0 | 0 | 0.036725 | 0.16484 | 0.4892 | 1.1935 | 2.424 | 4.418 | 7.4129 | 11.663 | 17.1008 | 23.7704 | 31.3302 | 39.3073 | 46.4911 | 52.1338 | 55.211 | 55.2545 | 55.2545 | 55.2545 | 55.2545 | 55.2545 | 0
F1_Industrial_Petroleum_New_Process_Natural Gas_Steam System Efficiency Improvements_A_Achievable Technical Potential | F1 | Industrial | Petroleum | New | Process | Natural Gas | Steam System Efficiency Improvements | A | Integrated Unit Energy Savings (kWh or therms) | Achievable Technical Potential | 0 | 0 | 0.70079 | 0.6997 | 0.69866 | 0.69773 | 0.69639 | 0.69541 | 0.69462 | 0.69408 | 0.69346 | 0.69306 | 0.69276 | 0.69267 | 0.69242 | 0.69236 | 0.69234 | 0.69252 | 0.69259 | 0.69278 | 0.69293 | 0.69307 | 0
F2_Industrial_Petroleum_New_Process_Natural Gas_Steam System Efficiency Improvements_A_Achievable Technical Potential | F2 | Industrial | Petroleum | New | Process | Natural Gas | Steam System Efficiency Improvements | A | Integrated Unit Summer Peak Savings (kW) | Achievable Technical Potential | 0 | 0 | 0 | 0 | 0 | 0 | 0 | 0 | 0 | 0 | 0 | 0 | 0 | 0 | 0 | 0 | 0 | 0 | 0 | 0 | 0 | 0 | 0
F3_Industrial_Petroleum_New_Process_Natural Gas_Steam System Efficiency Improvements_A_Achievable Technical Potential | F3 | Industrial | Petroleum | New | Process | Natural Gas | Steam System Efficiency Improvements | A | Integrated Unit Winter Peak Savings (kW) | Achievable Technical Potential | 0 | 0 | 0 | 0 | 0 | 0 | 0 | 0 | 0 | 0 | 0 | 0 | 0 | 0 | 0 | 0 | 0 | 0 | 0 | 0 | 0 | 0 | 0
F4_Industrial_Petroleum_New_Process_Natural Gas_Steam System Efficiency Improvements_A_Achievable Technical Potential | F4 | Industrial | Petroleum | New | Process | Natural Gas | Steam System Efficiency Improvements | A | Incremental Energy Savings (MWh or mTherms) | Achievable Technical Potential | 0 | 0 | 4.709e-07 | 1.6402e-06 | 4.1465e-06 | 8.9911e-06 | 1.5679e-05 | 2.584e-05 | 3.9693e-05 | 5.8094e-05 | 7.7934e-05 | 0.00010018 | 0.00012157 | 0.00014068 | 0.00014897 | 0.00014929 | 0.00013906 | 0.00012254 | 0.00014229 | 0.00015316 | 0.00015835 | 0.00015481 | 0
F5_Industrial_Petroleum_New_Process_Natural Gas_Steam System Efficiency Improvements_A_Achievable Technical Potential | F5 | Industrial | Petroleum | New | Process | Natural Gas | Steam System Efficiency Improvements | A | Incremental Summer Peak Savings (MW) | Achievable Technical Potential | 0 | 0 | 0 | 0 | 0 | 0 | 0 | 0 | 0 | 0 | 0 | 0 | 0 | 0 | 0 | 0 | 0 | 0 | 0 | 0 | 0 | 0 | 0
F6_Industrial_Petroleum_New_Process_Natural Gas_Steam System Efficiency Improvements_A_Achievable Technical Potential | F6 | Industrial | Petroleum | New | Process | Natural Gas | Steam System Efficiency Improvements | A | Incremental Winter Peak Savings (MW) | Achievable Technical Potential | 0 | 0 | 0 | 0 | 0 | 0 | 0 | 0 | 0 | 0 | 0 | 0 | 0 | 0 | 0 | 0 | 0 | 0 | 0 | 0 | 0 | 0 | 0
F7_Industrial_Petroleum_New_Process_Natural Gas_Steam System Efficiency Improvements_A_Achievable Technical Potential | F7 | Industrial | Petroleum | New | Process | Natural Gas | Steam System Efficiency Improvements | A | Cumulative Energy Savings (MWh or mTherms) | Achievable Technical Potential | 0 | 0 | 4.709e-07 | 2.1104e-06 | 6.2538e-06 | 1.5237e-05 | 3.0886e-05 | 5.6215e-05 | 9.4216e-05 | 0.00014812 | 0.00021698 | 0.00030143 | 0.00039713 | 0.00049818 | 0.00058901 | 0.00066044 | 0.00069941 | 0.00070014 | 0.00070022 | 0.0007004 | 0.00070056 | 0.00070069 | 0
F8_Industrial_Petroleum_New_Process_Natural Gas_Steam System Efficiency Improvements_A_Achievable Technical Potential | F8 | Industrial | Petroleum | New | Process | Natural Gas | Steam System Efficiency Improvements | A | Cumulative Summer Peak Savings (MW) | Achievable Technical Potential | 0 | 0 | 0 | 0 | 0 | 0 | 0 | 0 | 0 | 0 | 0 | 0 | 0 | 0 | 0 | 0 | 0 | 0 | 0 | 0 | 0 | 0 | 0
F9_Industrial_Petroleum_New_Process_Natural Gas_Steam System Efficiency Improvements_A_Achievable Technical Potential | F9 | Industrial | Petroleum | New | Process | Natural Gas | Steam System Efficiency Improvements | A | Cumulative Winter Peak Savings (MW) | Achievable Technical Potential | 0 | 0 | 0 | 0 | 0 | 0 | 0 | 0 | 0 | 0 | 0 | 0 | 0 | 0 | 0 | 0 | 0 | 0 | 0 | 0 | 0 | 0 | 0
F10_Industrial_Petroleum_New_Process_Natural Gas_Steam System Efficiency Improvements_A_Achievable Technical Potential | F10 | Industrial | Petroleum | New | Process | Natural Gas | Steam System Efficiency Improvements | A | Purchases (Incremental) | Achievable Technical Potential | 0 | 0 | 0.00067196 | 0.0023441 | 0.005935 | 0.012886 | 0.022514 | 0.037158 | 0.057143 | 0.083699 | 0.11238 | 0.14455 | 0.17548 | 0.2031 | 0.21514 | 0.21563 | 0.20085 | 0.17695 | 0.20545 | 0.22108 | 0.22852 | 0.22337 | 0
F11_Industrial_Petroleum_New_Process_Natural Gas_Steam System Efficiency Improvements_A_Achievable Technical Potential | F11 | Industrial | Petroleum | New | Process | Natural Gas | Steam System Efficiency Improvements | A | Purchases (Cumulative) | Achievable Technical Potential | 0 | 0 | 0.00067196 | 0.0030161 | 0.0089511 | 0.021837 | 0.044352 | 0.080837 | 0.13564 | 0.2134 | 0.3129 | 0.43493 | 0.57326 | 0.71921 | 0.85066 | 0.9539 | 1.0102 | 1.011 | 1.011 | 1.011 | 1.011 | 1.011 | 0
F1_Industrial_Petroleum_New_Space Heating_Natural Gas_Strategic Energy Management_A_Achievable Technical Potential | F1 | Industrial | Petroleum | New | Space Heating | Natural Gas | Strategic Energy Management | A | Integrated Unit Energy Savings (kWh or therms) | Achievable Technical Potential | 0 | 0 | 730.6144 | 722.7494 | 718.0749 | 714.4312 | 712.2552 | 710.1359 | 708.2831 | 706.5779 | 705.2157 | 703.9631 | 702.8717 | 701.9043 | 701.0839 | 700.3358 | 699.6456 | 699.066 | 698.5335 | 698.0252 | 697.5755 | 697.1291 | 0
F2_Industrial_Petroleum_New_Space Heating_Natural Gas_Strategic Energy Management_A_Achievable Technical Potential | F2 | Industrial | Petroleum | New | Space Heating | Natural Gas | Strategic Energy Management | A | Integrated Unit Summer Peak Savings (kW) | Achievable Technical Potential | 0 | 0 | 0 | 0 | 0 | 0 | 0 | 0 | 0 | 0 | 0 | 0 | 0 | 0 | 0 | 0 | 0 | 0 | 0 | 0 | 0 | 0 | 0
F3_Industrial_Petroleum_New_Space Heating_Natural Gas_Strategic Energy Management_A_Achievable Technical Potential | F3 | Industrial | Petroleum | New | Space Heating | Natural Gas | Strategic Energy Management | A | Integrated Unit Winter Peak Savings (kW) | Achievable Technical Potential | 0 | 0 | 0 | 0 | 0 | 0 | 0 | 0 | 0 | 0 | 0 | 0 | 0 | 0 | 0 | 0 | 0 | 0 | 0 | 0 | 0 | 0 | 0
F4_Industrial_Petroleum_New_Space Heating_Natural Gas_Strategic Energy Management_A_Achievable Technical Potential | F4 | Industrial | Petroleum | New | Space Heating | Natural Gas | Strategic Energy Management | A | Incremental Energy Savings (MWh or mTherms) | Achievable Technical Potential | 0 | 0 | 0.00022178 | 0.00038288 | 0.00054244 | 0.00072038 | 0.00082667 | 0.00094978 | 0.001071 | 0.0012071 | 0.001308 | 0.0014241 | 0.0015385 | 0.0016716 | 0.0017613 | 0.0018706 | 0.0019798 | 0.0021074 | 0.002191 | 0.0022944 | 0.0025666 | 0.0027818 | 0
F5_Industrial_Petroleum_New_Space Heating_Natural Gas_Strategic Energy Management_A_Achievable Technical Potential | F5 | Industrial | Petroleum | New | Space Heating | Natural Gas | Strategic Energy Management | A | Incremental Summer Peak Savings (MW) | Achievable Technical Potential | 0 | 0 | 0 | 0 | 0 | 0 | 0 | 0 | 0 | 0 | 0 | 0 | 0 | 0 | 0 | 0 | 0 | 0 | 0 | 0 | 0 | 0 | 0
F6_Industrial_Petroleum_New_Space Heating_Natural Gas_Strategic Energy Management_A_Achievable Technical Potential | F6 | Industrial | Petroleum | New | Space Heating | Natural Gas | Strategic Energy Management | A | Incremental Winter Peak Savings (MW) | Achievable Technical Potential | 0 | 0 | 0 | 0 | 0 | 0 | 0 | 0 | 0 | 0 | 0 | 0 | 0 | 0 | 0 | 0 | 0 | 0 | 0 | 0 | 0 | 0 | 0
F7_Industrial_Petroleum_New_Space Heating_Natural Gas_Strategic Energy Management_A_Achievable Technical Potential | F7 | Industrial | Petroleum | New | Space Heating | Natural Gas | Strategic Energy Management | A | Cumulative Energy Savings (MWh or mTherms) | Achievable Technical Potential | 0 | 0 | 0.00022178 | 0.00060228 | 0.0011408 | 0.0018554 | 0.0026764 | 0.0034027 | 0.0040896 | 0.0047531 | 0.0053408 | 0.0059384 | 0.0065276 | 0.0071289 | 0.0076841 | 0.0082476 | 0.0088039 | 0.0091616 | 0.009312 | 0.0093187 | 0.0093127 | 0.0093068 | 0
F8_Industrial_Petroleum_New_Space Heating_Natural Gas_Strategic Energy Management_A_Achievable Technical Potential | F8 | Industrial | Petroleum | New | Space Heating | Natural Gas | Strategic Energy Management | A | Cumulative Summer Peak Savings (MW) | Achievable Technical Potential | 0 | 0 | 0 | 0 | 0 | 0 | 0 | 0 | 0 | 0 | 0 | 0 | 0 | 0 | 0 | 0 | 0 | 0 | 0 | 0 | 0 | 0 | 0
F9_Industrial_Petroleum_New_Space Heating_Natural Gas_Strategic Energy Management_A_Achievable Technical Potential | F9 | Industrial | Petroleum | New | Space Heating | Natural Gas | Strategic Energy Management | A | Cumulative Winter Peak Savings (MW) | Achievable Technical Potential | 0 | 0 | 0 | 0 | 0 | 0 | 0 | 0 | 0 | 0 | 0 | 0 | 0 | 0 | 0 | 0 | 0 | 0 | 0 | 0 | 0 | 0 | 0
F10_Industrial_Petroleum_New_Space Heating_Natural Gas_Strategic Energy Management_A_Achievable Technical Potential | F10 | Industrial | Petroleum | New | Space Heating | Natural Gas | Strategic Energy Management | A | Purchases (Incremental) | Achievable Technical Potential | 0 | 0 | 0.00030355 | 0.00052976 | 0.00075541 | 0.0010083 | 0.0011606 | 0.0013375 | 0.0015121 | 0.0017084 | 0.0018547 | 0.0020229 | 0.0021889 | 0.0023815 | 0.0025122 | 0.002671 | 0.0028298 | 0.0030145 | 0.0031366 | 0.003287 | 0.0036794 | 0.0039904 | 0
F11_Industrial_Petroleum_New_Space Heating_Natural Gas_Strategic Energy Management_A_Achievable Technical Potential | F11 | Industrial | Petroleum | New | Space Heating | Natural Gas | Strategic Energy Management | A | Purchases (Cumulative) | Achievable Technical Potential | 0 | 0 | 0.00030355 | 0.00083331 | 0.0015887 | 0.002597 | 0.0037577 | 0.0047916 | 0.0057739 | 0.0067269 | 0.0075733 | 0.0084356 | 0.0092871 | 0.010157 | 0.01096 | 0.011777 | 0.012583 | 0.013105 | 0.013331 | 0.01335 | 0.01335 | 0.01335 | 0
F1_Industrial_Petroleum_New_Process_Natural Gas_Strategic Energy Management_A_Achievable Technical Potential | F1 | Industrial | Petroleum | New | Process | Natural Gas | Strategic Energy Management | A | Integrated Unit Energy Savings (kWh or therms) | Achievable Technical Potential | 0 | 0 | 768.1906 | 767.6967 | 767.2265 | 766.8089 | 766.2094 | 765.7144 | 765.3078 | 765.0205 | 764.6992 | 764.5057 | 764.3813 | 764.3749 | 764.304 | 764.3239 | 764.3599 | 764.4393 | 764.4682 | 764.5275 | 764.57 | 764.6024 | 0
F2_Industrial_Petroleum_New_Process_Natural Gas_Strategic Energy Management_A_Achievable Technical Potential | F2 | Industrial | Petroleum | New | Process | Natural Gas | Strategic Energy Management | A | Integrated Unit Summer Peak Savings (kW) | Achievable Technical Potential | 0 | 0 | 0 | 0 | 0 | 0 | 0 | 0 | 0 | 0 | 0 | 0 | 0 | 0 | 0 | 0 | 0 | 0 | 0 | 0 | 0 | 0 | 0
F3_Industrial_Petroleum_New_Process_Natural Gas_Strategic Energy Management_A_Achievable Technical Potential | F3 | Industrial | Petroleum | New | Process | Natural Gas | Strategic Energy Management | A | Integrated Unit Winter Peak Savings (kW) | Achievable Technical Potential | 0 | 0 | 0 | 0 | 0 | 0 | 0 | 0 | 0 | 0 | 0 | 0 | 0 | 0 | 0 | 0 | 0 | 0 | 0 | 0 | 0 | 0 | 0
F4_Industrial_Petroleum_New_Process_Natural Gas_Strategic Energy Management_A_Achievable Technical Potential | F4 | Industrial | Petroleum | New | Process | Natural Gas | Strategic Energy Management | A | Incremental Energy Savings (MWh or mTherms) | Achievable Technical Potential | 0 | 0 | 0.060387 | 0.10532 | 0.15009 | 0.20023 | 0.2303 | 0.26521 | 0.29967 | 0.33847 | 0.36729 | 0.4005 | 0.4333 | 0.47141 | 0.49724 | 0.52869 | 0.56013 | 0.59677 | 0.62095 | 0.65077 | 0.7285 | 0.79012 | 0
F5_Industrial_Petroleum_New_Process_Natural Gas_Strategic Energy Management_A_Achievable Technical Potential | F5 | Industrial | Petroleum | New | Process | Natural Gas | Strategic Energy Management | A | Incremental Summer Peak Savings (MW) | Achievable Technical Potential | 0 | 0 | 0 | 0 | 0 | 0 | 0 | 0 | 0 | 0 | 0 | 0 | 0 | 0 | 0 | 0 | 0 | 0 | 0 | 0 | 0 | 0 | 0
F6_Industrial_Petroleum_New_Process_Natural Gas_Strategic Energy Management_A_Achievable Technical Potential | F6 | Industrial | Petroleum | New | Process | Natural Gas | Strategic Energy Management | A | Incremental Winter Peak Savings (MW) | Achievable Technical Potential | 0 | 0 | 0 | 0 | 0 | 0 | 0 | 0 | 0 | 0 | 0 | 0 | 0 | 0 | 0 | 0 | 0 | 0 | 0 | 0 | 0 | 0 | 0
F7_Industrial_Petroleum_New_Process_Natural Gas_Strategic Energy Management_A_Achievable Technical Potential | F7 | Industrial | Petroleum | New | Process | Natural Gas | Strategic Energy Management | A | Cumulative Energy Savings (MWh or mTherms) | Achievable Technical Potential | 0 | 0 | 0.060387 | 0.16567 | 0.31566 | 0.51571 | 0.74561 | 0.95014 | 1.1443 | 1.3327 | 1.4997 | 1.6701 | 1.8384 | 2.0105 | 2.1694 | 2.331 | 2.4908 | 2.5944 | 2.6391 | 2.6431 | 2.6433 | 2.6434 | 0
F8_Industrial_Petroleum_New_Process_Natural Gas_Strategic Energy Management_A_Achievable Technical Potential | F8 | Industrial | Petroleum | New | Process | Natural Gas | Strategic Energy Management | A | Cumulative Summer Peak Savings (MW) | Achievable Technical Potential | 0 | 0 | 0 | 0 | 0 | 0 | 0 | 0 | 0 | 0 | 0 | 0 | 0 | 0 | 0 | 0 | 0 | 0 | 0 | 0 | 0 | 0 | 0
F9_Industrial_Petroleum_New_Process_Natural Gas_Strategic Energy Management_A_Achievable Technical Potential | F9 | Industrial | Petroleum | New | Process | Natural Gas | Strategic Energy Management | A | Cumulative Winter Peak Savings (MW) | Achievable Technical Potential | 0 | 0 | 0 | 0 | 0 | 0 | 0 | 0 | 0 | 0 | 0 | 0 | 0 | 0 | 0 | 0 | 0 | 0 | 0 | 0 | 0 | 0 | 0
F10_Industrial_Petroleum_New_Process_Natural Gas_Strategic Energy Management_A_Achievable Technical Potential | F10 | Industrial | Petroleum | New | Process | Natural Gas | Strategic Energy Management | A | Purchases (Incremental) | Achievable Technical Potential | 0 | 0 | 0.07861 | 0.13719 | 0.19562 | 0.26112 | 0.30057 | 0.34636 | 0.39157 | 0.44243 | 0.48031 | 0.52387 | 0.56686 | 0.61673 | 0.65057 | 0.69171 | 0.73281 | 0.78066 | 0.81226 | 0.85121 | 0.95283 | 1.0334 | 0
F11_Industrial_Petroleum_New_Process_Natural Gas_Strategic Energy Management_A_Achievable Technical Potential | F11 | Industrial | Petroleum | New | Process | Natural Gas | Strategic Energy Management | A | Purchases (Cumulative) | Achievable Technical Potential | 0 | 0 | 0.07861 | 0.2158 | 0.41142 | 0.67255 | 0.97311 | 1.2409 | 1.4952 | 1.742 | 1.9612 | 2.1845 | 2.405 | 2.6302 | 2.8383 | 3.0497 | 3.2587 | 3.3939 | 3.4522 | 3.4572 | 3.4572 | 3.4572 | 0
F1_Industrial_Petroleum_New_Miscellaneous_Natural Gas_Strategic Energy Management_A_Achievable Technical Potential | F1 | Industrial | Petroleum | New | Miscellaneous | Natural Gas | Strategic Energy Management | A | Integrated Unit Energy Savings (kWh or therms) | Achievable Technical Potential | 0 | 0 | 160.7723 | 160.7723 | 160.7723 | 160.7723 | 160.7723 | 160.7723 | 160.7723 | 160.7723 | 160.7723 | 160.7723 | 160.7723 | 160.7723 | 160.7723 | 160.7723 | 160.7723 | 160.7723 | 160.7723 | 160.7723 | 160.7723 | 160.7723 | 0
F2_Industrial_Petroleum_New_Miscellaneous_Natural Gas_Strategic Energy Management_A_Achievable Technical Potential | F2 | Industrial | Petroleum | New | Miscellaneous | Natural Gas | Strategic Energy Management | A | Integrated Unit Summer Peak Savings (kW) | Achievable Technical Potential | 0 | 0 | 0 | 0 | 0 | 0 | 0 | 0 | 0 | 0 | 0 | 0 | 0 | 0 | 0 | 0 | 0 | 0 | 0 | 0 | 0 | 0 | 0
F3_Industrial_Petroleum_New_Miscellaneous_Natural Gas_Strategic Energy Management_A_Achievable Technical Potential | F3 | Industrial | Petroleum | New | Miscellaneous | Natural Gas | Strategic Energy Management | A | Integrated Unit Winter Peak Savings (kW) | Achievable Technical Potential | 0 | 0 | 0 | 0 | 0 | 0 | 0 | 0 | 0 | 0 | 0 | 0 | 0 | 0 | 0 | 0 | 0 | 0 | 0 | 0 | 0 | 0 | 0
F4_Industrial_Petroleum_New_Miscellaneous_Natural Gas_Strategic Energy Management_A_Achievable Technical Potential | F4 | Industrial | Petroleum | New | Miscellaneous | Natural Gas | Strategic Energy Management | A | Incremental Energy Savings (MWh or mTherms) | Achievable Technical Potential | 0 | 0 | 0.0031596 | 0.0055141 | 0.0078628 | 0.010495 | 0.012081 | 0.013921 | 0.015738 | 0.017783 | 0.019305 | 0.021056 | 0.022784 | 0.024788 | 0.026148 | 0.027802 | 0.029454 | 0.031377 | 0.032647 | 0.034213 | 0.038297 | 0.041535 | 0
F5_Industrial_Petroleum_New_Miscellaneous_Natural Gas_Strategic Energy Management_A_Achievable Technical Potential | F5 | Industrial | Petroleum | New | Miscellaneous | Natural Gas | Strategic Energy Management | A | Incremental Summer Peak Savings (MW) | Achievable Technical Potential | 0 | 0 | 0 | 0 | 0 | 0 | 0 | 0 | 0 | 0 | 0 | 0 | 0 | 0 | 0 | 0 | 0 | 0 | 0 | 0 | 0 | 0 | 0
F6_Industrial_Petroleum_New_Miscellaneous_Natural Gas_Strategic Energy Management_A_Achievable Technical Potential | F6 | Industrial | Petroleum | New | Miscellaneous | Natural Gas | Strategic Energy Management | A | Incremental Winter Peak Savings (MW) | Achievable Technical Potential | 0 | 0 | 0 | 0 | 0 | 0 | 0 | 0 | 0 | 0 | 0 | 0 | 0 | 0 | 0 | 0 | 0 | 0 | 0 | 0 | 0 | 0 | 0
F7_Industrial_Petroleum_New_Miscellaneous_Natural Gas_Strategic Energy Management_A_Achievable Technical Potential | F7 | Industrial | Petroleum | New | Miscellaneous | Natural Gas | Strategic Energy Management | A | Cumulative Energy Savings (MWh or mTherms) | Achievable Technical Potential | 0 | 0 | 0.0031596 | 0.0086736 | 0.016536 | 0.027032 | 0.039112 | 0.049874 | 0.060098 | 0.070018 | 0.078828 | 0.087803 | 0.096666 | 0.10572 | 0.11408 | 0.12258 | 0.13098 | 0.13641 | 0.13875 | 0.13896 | 0.13896 | 0.13896 | 0
F8_Industrial_Petroleum_New_Miscellaneous_Natural Gas_Strategic Energy Management_A_Achievable Technical Potential | F8 | Industrial | Petroleum | New | Miscellaneous | Natural Gas | Strategic Energy Management | A | Cumulative Summer Peak Savings (MW) | Achievable Technical Potential | 0 | 0 | 0 | 0 | 0 | 0 | 0 | 0 | 0 | 0 | 0 | 0 | 0 | 0 | 0 | 0 | 0 | 0 | 0 | 0 | 0 | 0 | 0
F9_Industrial_Petroleum_New_Miscellaneous_Natural Gas_Strategic Energy Management_A_Achievable Technical Potential | F9 | Industrial | Petroleum | New | Miscellaneous | Natural Gas | Strategic Energy Management | A | Cumulative Winter Peak Savings (MW) | Achievable Technical Potential | 0 | 0 | 0 | 0 | 0 | 0 | 0 | 0 | 0 | 0 | 0 | 0 | 0 | 0 | 0 | 0 | 0 | 0 | 0 | 0 | 0 | 0 | 0
F10_Industrial_Petroleum_New_Miscellaneous_Natural Gas_Strategic Energy Management_A_Achievable Technical Potential | F10 | Industrial | Petroleum | New | Miscellaneous | Natural Gas | Strategic Energy Management | A | Purchases (Incremental) | Achievable Technical Potential | 0 | 0 | 0.019652 | 0.034297 | 0.048906 | 0.06528 | 0.075142 | 0.086589 | 0.097893 | 0.11061 | 0.12008 | 0.13097 | 0.14172 | 0.15418 | 0.16264 | 0.17293 | 0.1832 | 0.19516 | 0.20307 | 0.2128 | 0.23821 | 0.25834 | 0
F11_Industrial_Petroleum_New_Miscellaneous_Natural Gas_Strategic Energy Management_A_Achievable Technical Potential | F11 | Industrial | Petroleum | New | Miscellaneous | Natural Gas | Strategic Energy Management | A | Purchases (Cumulative) | Achievable Technical Potential | 0 | 0 | 0.019652 | 0.05395 | 0.10286 | 0.16814 | 0.24328 | 0.31021 | 0.37381 | 0.43551 | 0.49031 | 0.54613 | 0.60126 | 0.65755 | 0.70958 | 0.76243 | 0.81467 | 0.84847 | 0.86305 | 0.86431 | 0.86431 | 0.86431 | 0
F1_Industrial_Petroleum_New_Space Heating_Natural Gas_Commissioning_A_Achievable Technical Potential | F1 | Industrial | Petroleum | New | Space Heating | Natural Gas | Commissioning | A | Integrated Unit Energy Savings (kWh or therms) | Achievable Technical Potential | 0 | 0 | 15.7656 | 15.6069 | 15.5166 | 15.4476 | 15.4143 | 15.3811 | 15.3538 | 15.3284 | 15.3122 | 15.296 | 15.2821 | 15.2681 | 15.2597 | 15.2504 | 15.242 | 15.2333 | 15.2281 | 15.2212 | 15.2151 | 15.2088 | 0
F2_Industrial_Petroleum_New_Space Heating_Natural Gas_Commissioning_A_Achievable Technical Potential | F2 | Industrial | Petroleum | New | Space Heating | Natural Gas | Commissioning | A | Integrated Unit Summer Peak Savings (kW) | Achievable Technical Potential | 0 | 0 | 0 | 0 | 0 | 0 | 0 | 0 | 0 | 0 | 0 | 0 | 0 | 0 | 0 | 0 | 0 | 0 | 0 | 0 | 0 | 0 | 0
F3_Industrial_Petroleum_New_Space Heating_Natural Gas_Commissioning_A_Achievable Technical Potential | F3 | Industrial | Petroleum | New | Space Heating | Natural Gas | Commissioning | A | Integrated Unit Winter Peak Savings (kW) | Achievable Technical Potential | 0 | 0 | 0 | 0 | 0 | 0 | 0 | 0 | 0 | 0 | 0 | 0 | 0 | 0 | 0 | 0 | 0 | 0 | 0 | 0 | 0 | 0 | 0
F4_Industrial_Petroleum_New_Space Heating_Natural Gas_Commissioning_A_Achievable Technical Potential | F4 | Industrial | Petroleum | New | Space Heating | Natural Gas | Commissioning | A | Incremental Energy Savings (MWh or mTherms) | Achievable Technical Potential | 0 | 0 | 0 | 0 | 0 | 0 | 0 | 0 | 0 | 0 | 0 | 0 | 0 | 0 | 0 | 0 | 0 | 0 | 0 | 0 | 0 | 0 | 0
F5_Industrial_Petroleum_New_Space Heating_Natural Gas_Commissioning_A_Achievable Technical Potential | F5 | Industrial | Petroleum | New | Space Heating | Natural Gas | Commissioning | A | Incremental Summer Peak Savings (MW) | Achievable Technical Potential | 0 | 0 | 0 | 0 | 0 | 0 | 0 | 0 | 0 | 0 | 0 | 0 | 0 | 0 | 0 | 0 | 0 | 0 | 0 | 0 | 0 | 0 | 0
F6_Industrial_Petroleum_New_Space Heating_Natural Gas_Commissioning_A_Achievable Technical Potential | F6 | Industrial | Petroleum | New | Space Heating | Natural Gas | Commissioning | A | Incremental Winter Peak Savings (MW) | Achievable Technical Potential | 0 | 0 | 0 | 0 | 0 | 0 | 0 | 0 | 0 | 0 | 0 | 0 | 0 | 0 | 0 | 0 | 0 | 0 | 0 | 0 | 0 | 0 | 0
F7_Industrial_Petroleum_New_Space Heating_Natural Gas_Commissioning_A_Achievable Technical Potential | F7 | Industrial | Petroleum | New | Space Heating | Natural Gas | Commissioning | A | Cumulative Energy Savings (MWh or mTherms) | Achievable Technical Potential | 0 | 0 | 0 | 0 | 0 | 0 | 0 | 0 | 0 | 0 | 0 | 0 | 0 | 0 | 0 | 0 | 0 | 0 | 0 | 0 | 0 | 0 | 0
F8_Industrial_Petroleum_New_Space Heating_Natural Gas_Commissioning_A_Achievable Technical Potential | F8 | Industrial | Petroleum | New | Space Heating | Natural Gas | Commissioning | A | Cumulative Summer Peak Savings (MW) | Achievable Technical Potential | 0 | 0 | 0 | 0 | 0 | 0 | 0 | 0 | 0 | 0 | 0 | 0 | 0 | 0 | 0 | 0 | 0 | 0 | 0 | 0 | 0 | 0 | 0
F9_Industrial_Petroleum_New_Space Heating_Natural Gas_Commissioning_A_Achievable Technical Potential | F9 | Industrial | Petroleum | New | Space Heating | Natural Gas | Commissioning | A | Cumulative Winter Peak Savings (MW) | Achievable Technical Potential | 0 | 0 | 0 | 0 | 0 | 0 | 0 | 0 | 0 | 0 | 0 | 0 | 0 | 0 | 0 | 0 | 0 | 0 | 0 | 0 | 0 | 0 | 0
F10_Industrial_Petroleum_New_Space Heating_Natural Gas_Commissioning_A_Achievable Technical Potential | F10 | Industrial | Petroleum | New | Space Heating | Natural Gas | Commissioning | A | Purchases (Incremental) | Achievable Technical Potential | 0 | 0 | 0 | 0 | 0 | 0 | 0 | 0 | 0 | 0 | 0 | 0 | 0 | 0 | 0 | 0 | 0 | 0 | 0 | 0 | 0 | 0 | 0
F11_Industrial_Petroleum_New_Space Heating_Natural Gas_Commissioning_A_Achievable Technical Potential | F11 | Industrial | Petroleum | New | Space Heating | Natural Gas | Commissioning | A | Purchases (Cumulative) | Achievable Technical Potential | 0 | 0 | 0 | 0 | 0 | 0 | 0 | 0 | 0 | 0 | 0 | 0 | 0 | 0 | 0 | 0 | 0 | 0 | 0 | 0 | 0 | 0 | 0
F1_Industrial_Petroleum_New_Process_Natural Gas_Commissioning_A_Achievable Technical Potential | F1 | Industrial | Petroleum | New | Process | Natural Gas | Commissioning | A | Integrated Unit Energy Savings (kWh or therms) | Achievable Technical Potential | 0 | 0 | 4292.3343 | 4292.3343 | 4292.3343 | 4292.3343 | 4292.3343 | 4292.3343 | 4292.3343 | 4292.3343 | 4292.3343 | 4292.3343 | 4292.3343 | 4292.3343 | 4292.3343 | 4292.3343 | 4292.3343 | 4292.3343 | 4292.3343 | 4292.3343 | 4292.3343 | 4292.3343 | 0
F2_Industrial_Petroleum_New_Process_Natural Gas_Commissioning_A_Achievable Technical Potential | F2 | Industrial | Petroleum | New | Process | Natural Gas | Commissioning | A | Integrated Unit Summer Peak Savings (kW) | Achievable Technical Potential | 0 | 0 | 0 | 0 | 0 | 0 | 0 | 0 | 0 | 0 | 0 | 0 | 0 | 0 | 0 | 0 | 0 | 0 | 0 | 0 | 0 | 0 | 0
F3_Industrial_Petroleum_New_Process_Natural Gas_Commissioning_A_Achievable Technical Potential | F3 | Industrial | Petroleum | New | Process | Natural Gas | Commissioning | A | Integrated Unit Winter Peak Savings (kW) | Achievable Technical Potential | 0 | 0 | 0 | 0 | 0 | 0 | 0 | 0 | 0 | 0 | 0 | 0 | 0 | 0 | 0 | 0 | 0 | 0 | 0 | 0 | 0 | 0 | 0
F4_Industrial_Petroleum_New_Process_Natural Gas_Commissioning_A_Achievable Technical Potential | F4 | Industrial | Petroleum | New | Process | Natural Gas | Commissioning | A | Incremental Energy Savings (MWh or mTherms) | Achievable Technical Potential | 0 | 0 | 0 | 0 | 0 | 0 | 0 | 0 | 0 | 0 | 0 | 0 | 0 | 0 | 0 | 0 | 0 | 0 | 0 | 0 | 0 | 0 | 0
F5_Industrial_Petroleum_New_Process_Natural Gas_Commissioning_A_Achievable Technical Potential | F5 | Industrial | Petroleum | New | Process | Natural Gas | Commissioning | A | Incremental Summer Peak Savings (MW) | Achievable Technical Potential | 0 | 0 | 0 | 0 | 0 | 0 | 0 | 0 | 0 | 0 | 0 | 0 | 0 | 0 | 0 | 0 | 0 | 0 | 0 | 0 | 0 | 0 | 0
F6_Industrial_Petroleum_New_Process_Natural Gas_Commissioning_A_Achievable Technical Potential | F6 | Industrial | Petroleum | New | Process | Natural Gas | Commissioning | A | Incremental Winter Peak Savings (MW) | Achievable Technical Potential | 0 | 0 | 0 | 0 | 0 | 0 | 0 | 0 | 0 | 0 | 0 | 0 | 0 | 0 | 0 | 0 | 0 | 0 | 0 | 0 | 0 | 0 | 0
F7_Industrial_Petroleum_New_Process_Natural Gas_Commissioning_A_Achievable Technical Potential | F7 | Industrial | Petroleum | New | Process | Natural Gas | Commissioning | A | Cumulative Energy Savings (MWh or mTherms) | Achievable Technical Potential | 0 | 0 | 0 | 0 | 0 | 0 | 0 | 0 | 0 | 0 | 0 | 0 | 0 | 0 | 0 | 0 | 0 | 0 | 0 | 0 | 0 | 0 | 0
F8_Industrial_Petroleum_New_Process_Natural Gas_Commissioning_A_Achievable Technical Potential | F8 | Industrial | Petroleum | New | Process | Natural Gas | Commissioning | A | Cumulative Summer Peak Savings (MW) | Achievable Technical Potential | 0 | 0 | 0 | 0 | 0 | 0 | 0 | 0 | 0 | 0 | 0 | 0 | 0 | 0 | 0 | 0 | 0 | 0 | 0 | 0 | 0 | 0 | 0
F9_Industrial_Petroleum_New_Process_Natural Gas_Commissioning_A_Achievable Technical Potential | F9 | Industrial | Petroleum | New | Process | Natural Gas | Commissioning | A | Cumulative Winter Peak Savings (MW) | Achievable Technical Potential | 0 | 0 | 0 | 0 | 0 | 0 | 0 | 0 | 0 | 0 | 0 | 0 | 0 | 0 | 0 | 0 | 0 | 0 | 0 | 0 | 0 | 0 | 0
F10_Industrial_Petroleum_New_Process_Natural Gas_Commissioning_A_Achievable Technical Potential | F10 | Industrial | Petroleum | New | Process | Natural Gas | Commissioning | A | Purchases (Incremental) | Achievable Technical Potential | 0 | 0 | 0 | 0 | 0 | 0 | 0 | 0 | 0 | 0 | 0 | 0 | 0 | 0 | 0 | 0 | 0 | 0 | 0 | 0 | 0 | 0 | 0
F11_Industrial_Petroleum_New_Process_Natural Gas_Commissioning_A_Achievable Technical Potential | F11 | Industrial | Petroleum | New | Process | Natural Gas | Commissioning | A | Purchases (Cumulative) | Achievable Technical Potential | 0 | 0 | 0 | 0 | 0 | 0 | 0 | 0 | 0 | 0 | 0 | 0 | 0 | 0 | 0 | 0 | 0 | 0 | 0 | 0 | 0 | 0 | 0
F1_Industrial_Petroleum_New_Space Heating_Natural Gas_Retrocommissioning_A_Achievable Technical Potential | F1 | Industrial | Petroleum | New | Space Heating | Natural Gas | Retrocommissioning | A | Integrated Unit Energy Savings (kWh or therms) | Achievable Technical Potential | 0 | 0 | 0 | 0 | 0 | 0 | 0 | 0 | 0 | 0 | 0 | 0 | 0 | 0 | 0 | 0 | 0 | 0 | 0 | 0 | 0 | 0 | 0
F2_Industrial_Petroleum_New_Space Heating_Natural Gas_Retrocommissioning_A_Achievable Technical Potential | F2 | Industrial | Petroleum | New | Space Heating | Natural Gas | Retrocommissioning | A | Integrated Unit Summer Peak Savings (kW) | Achievable Technical Potential | 0 | 0 | 0 | 0 | 0 | 0 | 0 | 0 | 0 | 0 | 0 | 0 | 0 | 0 | 0 | 0 | 0 | 0 | 0 | 0 | 0 | 0 | 0
F3_Industrial_Petroleum_New_Space Heating_Natural Gas_Retrocommissioning_A_Achievable Technical Potential | F3 | Industrial | Petroleum | New | Space Heating | Natural Gas | Retrocommissioning | A | Integrated Unit Winter Peak Savings (kW) | Achievable Technical Potential | 0 | 0 | 0 | 0 | 0 | 0 | 0 | 0 | 0 | 0 | 0 | 0 | 0 | 0 | 0 | 0 | 0 | 0 | 0 | 0 | 0 | 0 | 0
F4_Industrial_Petroleum_New_Space Heating_Natural Gas_Retrocommissioning_A_Achievable Technical Potential | F4 | Industrial | Petroleum | New | Space Heating | Natural Gas | Retrocommissioning | A | Incremental Energy Savings (MWh or mTherms) | Achievable Technical Potential | 0 | 0 | 0 | 0 | 0 | 0 | 0 | 0 | 0 | 0 | 0 | 0 | 0 | 0 | 0 | 0 | 0 | 0 | 0 | 0 | 0 | 0 | 0
F5_Industrial_Petroleum_New_Space Heating_Natural Gas_Retrocommissioning_A_Achievable Technical Potential | F5 | Industrial | Petroleum | New | Space Heating | Natural Gas | Retrocommissioning | A | Incremental Summer Peak Savings (MW) | Achievable Technical Potential | 0 | 0 | 0 | 0 | 0 | 0 | 0 | 0 | 0 | 0 | 0 | 0 | 0 | 0 | 0 | 0 | 0 | 0 | 0 | 0 | 0 | 0 | 0
F6_Industrial_Petroleum_New_Space Heating_Natural Gas_Retrocommissioning_A_Achievable Technical Potential | F6 | Industrial | Petroleum | New | Space Heating | Natural Gas | Retrocommissioning | A | Incremental Winter Peak Savings (MW) | Achievable Technical Potential | 0 | 0 | 0 | 0 | 0 | 0 | 0 | 0 | 0 | 0 | 0 | 0 | 0 | 0 | 0 | 0 | 0 | 0 | 0 | 0 | 0 | 0 | 0
F7_Industrial_Petroleum_New_Space Heating_Natural Gas_Retrocommissioning_A_Achievable Technical Potential | F7 | Industrial | Petroleum | New | Space Heating | Natural Gas | Retrocommissioning | A | Cumulative Energy Savings (MWh or mTherms) | Achievable Technical Potential | 0 | 0 | 0 | 0 | 0 | 0 | 0 | 0 | 0 | 0 | 0 | 0 | 0 | 0 | 0 | 0 | 0 | 0 | 0 | 0 | 0 | 0 | 0
F8_Industrial_Petroleum_New_Space Heating_Natural Gas_Retrocommissioning_A_Achievable Technical Potential | F8 | Industrial | Petroleum | New | Space Heating | Natural Gas | Retrocommissioning | A | Cumulative Summer Peak Savings (MW) | Achievable Technical Potential | 0 | 0 | 0 | 0 | 0 | 0 | 0 | 0 | 0 | 0 | 0 | 0 | 0 | 0 | 0 | 0 | 0 | 0 | 0 | 0 | 0 | 0 | 0
F9_Industrial_Petroleum_New_Space Heating_Natural Gas_Retrocommissioning_A_Achievable Technical Potential | F9 | Industrial | Petroleum | New | Space Heating | Natural Gas | Retrocommissioning | A | Cumulative Winter Peak Savings (MW) | Achievable Technical Potential | 0 | 0 | 0 | 0 | 0 | 0 | 0 | 0 | 0 | 0 | 0 | 0 | 0 | 0 | 0 | 0 | 0 | 0 | 0 | 0 | 0 | 0 | 0
F10_Industrial_Petroleum_New_Space Heating_Natural Gas_Retrocommissioning_A_Achievable Technical Potential | F10 | Industrial | Petroleum | New | Space Heating | Natural Gas | Retrocommissioning | A | Purchases (Incremental) | Achievable Technical Potential | 0 | 0 | 0 | 0 | 0 | 0 | 0 | 0 | 0 | 0 | 0 | 0 | 0 | 0 | 0 | 0 | 0 | 0 | 0 | 0 | 0 | 0 | 0
F11_Industrial_Petroleum_New_Space Heating_Natural Gas_Retrocommissioning_A_Achievable Technical Potential | F11 | Industrial | Petroleum | New | Space Heating | Natural Gas | Retrocommissioning | A | Purchases (Cumulative) | Achievable Technical Potential | 0 | 0 | 0 | 0 | 0 | 0 | 0 | 0 | 0 | 0 | 0 | 0 | 0 | 0 | 0 | 0 | 0 | 0 | 0 | 0 | 0 | 0 | 0
F1_Industrial_Petroleum_New_Process_Natural Gas_Retrocommissioning_A_Achievable Technical Potential | F1 | Industrial | Petroleum | New | Process | Natural Gas | Retrocommissioning | A | Integrated Unit Energy Savings (kWh or therms) | Achievable Technical Potential | 0 | 0 | 0 | 0 | 0 | 0 | 0 | 0 | 0 | 0 | 0 | 0 | 0 | 0 | 0 | 0 | 0 | 0 | 0 | 0 | 0 | 0 | 0
F2_Industrial_Petroleum_New_Process_Natural Gas_Retrocommissioning_A_Achievable Technical Potential | F2 | Industrial | Petroleum | New | Process | Natural Gas | Retrocommissioning | A | Integrated Unit Summer Peak Savings (kW) | Achievable Technical Potential | 0 | 0 | 0 | 0 | 0 | 0 | 0 | 0 | 0 | 0 | 0 | 0 | 0 | 0 | 0 | 0 | 0 | 0 | 0 | 0 | 0 | 0 | 0
F3_Industrial_Petroleum_New_Process_Natural Gas_Retrocommissioning_A_Achievable Technical Potential | F3 | Industrial | Petroleum | New | Process | Natural Gas | Retrocommissioning | A | Integrated Unit Winter Peak Savings (kW) | Achievable Technical Potential | 0 | 0 | 0 | 0 | 0 | 0 | 0 | 0 | 0 | 0 | 0 | 0 | 0 | 0 | 0 | 0 | 0 | 0 | 0 | 0 | 0 | 0 | 0
F4_Industrial_Petroleum_New_Process_Natural Gas_Retrocommissioning_A_Achievable Technical Potential | F4 | Industrial | Petroleum | New | Process | Natural Gas | Retrocommissioning | A | Incremental Energy Savings (MWh or mTherms) | Achievable Technical Potential | 0 | 0 | 0 | 0 | 0 | 0 | 0 | 0 | 0 | 0 | 0 | 0 | 0 | 0 | 0 | 0 | 0 | 0 | 0 | 0 | 0 | 0 | 0
F5_Industrial_Petroleum_New_Process_Natural Gas_Retrocommissioning_A_Achievable Technical Potential | F5 | Industrial | Petroleum | New | Process | Natural Gas | Retrocommissioning | A | Incremental Summer Peak Savings (MW) | Achievable Technical Potential | 0 | 0 | 0 | 0 | 0 | 0 | 0 | 0 | 0 | 0 | 0 | 0 | 0 | 0 | 0 | 0 | 0 | 0 | 0 | 0 | 0 | 0 | 0
F6_Industrial_Petroleum_New_Process_Natural Gas_Retrocommissioning_A_Achievable Technical Potential | F6 | Industrial | Petroleum | New | Process | Natural Gas | Retrocommissioning | A | Incremental Winter Peak Savings (MW) | Achievable Technical Potential | 0 | 0 | 0 | 0 | 0 | 0 | 0 | 0 | 0 | 0 | 0 | 0 | 0 | 0 | 0 | 0 | 0 | 0 | 0 | 0 | 0 | 0 | 0
F7_Industrial_Petroleum_New_Process_Natural Gas_Retrocommissioning_A_Achievable Technical Potential | F7 | Industrial | Petroleum | New | Process | Natural Gas | Retrocommissioning | A | Cumulative Energy Savings (MWh or mTherms) | Achievable Technical Potential | 0 | 0 | 0 | 0 | 0 | 0 | 0 | 0 | 0 | 0 | 0 | 0 | 0 | 0 | 0 | 0 | 0 | 0 | 0 | 0 | 0 | 0 | 0
F8_Industrial_Petroleum_New_Process_Natural Gas_Retrocommissioning_A_Achievable Technical Potential | F8 | Industrial | Petroleum | New | Process | Natural Gas | Retrocommissioning | A | Cumulative Summer Peak Savings (MW) | Achievable Technical Potential | 0 | 0 | 0 | 0 | 0 | 0 | 0 | 0 | 0 | 0 | 0 | 0 | 0 | 0 | 0 | 0 | 0 | 0 | 0 | 0 | 0 | 0 | 0
F9_Industrial_Petroleum_New_Process_Natural Gas_Retrocommissioning_A_Achievable Technical Potential | F9 | Industrial | Petroleum | New | Process | Natural Gas | Retrocommissioning | A | Cumulative Winter Peak Savings (MW) | Achievable Technical Potential | 0 | 0 | 0 | 0 | 0 | 0 | 0 | 0 | 0 | 0 | 0 | 0 | 0 | 0 | 0 | 0 | 0 | 0 | 0 | 0 | 0 | 0 | 0
F10_Industrial_Petroleum_New_Process_Natural Gas_Retrocommissioning_A_Achievable Technical Potential | F10 | Industrial | Petroleum | New | Process | Natural Gas | Retrocommissioning | A | Purchases (Incremental) | Achievable Technical Potential | 0 | 0 | 0 | 0 | 0 | 0 | 0 | 0 | 0 | 0 | 0 | 0 | 0 | 0 | 0 | 0 | 0 | 0 | 0 | 0 | 0 | 0 | 0
F11_Industrial_Petroleum_New_Process_Natural Gas_Retrocommissioning_A_Achievable Technical Potential | F11 | Industrial | Petroleum | New | Process | Natural Gas | Retrocommissioning | A | Purchases (Cumulative) | Achievable Technical Potential | 0 | 0 | 0 | 0 | 0 | 0 | 0 | 0 | 0 | 0 | 0 | 0 | 0 | 0 | 0 | 0 | 0 | 0 | 0 | 0 | 0 | 0 | 0
F1_Industrial_Paper and Printing_Existing_Space Heating_Natural Gas_Insulation - Roof/Ceiling_A_Achievable Technical Potential | F1 | Industrial | Paper and Printing | Existing | Space Heating | Natural Gas | Insulation - Roof/Ceiling | A | Integrated Unit Energy Savings (kWh or therms) | Achievable Technical Potential | 0 | 0 | 0.08286 | 0.082461 | 0.082029 | 0.081554 | 0.081023 | 0.080427 | 0.079756 | 0.079004 | 0.078171 | 0.077266 | 0.076301 | 0.075292 | 0.074262 | 0.073237 | 0.072242 | 0.071326 | 0.070501 | 0.069765 | 0.069106 | 0.068507 | 0
F2_Industrial_Paper and Printing_Existing_Space Heating_Natural Gas_Insulation - Roof/Ceiling_A_Achievable Technical Potential | F2 | Industrial | Paper and Printing | Existing | Space Heating | Natural Gas | Insulation - Roof/Ceiling | A | Integrated Unit Summer Peak Savings (kW) | Achievable Technical Potential | 0 | 0 | 0 | 0 | 0 | 0 | 0 | 0 | 0 | 0 | 0 | 0 | 0 | 0 | 0 | 0 | 0 | 0 | 0 | 0 | 0 | 0 | 0
F3_Industrial_Paper and Printing_Existing_Space Heating_Natural Gas_Insulation - Roof/Ceiling_A_Achievable Technical Potential | F3 | Industrial | Paper and Printing | Existing | Space Heating | Natural Gas | Insulation - Roof/Ceiling | A | Integrated Unit Winter Peak Savings (kW) | Achievable Technical Potential | 0 | 0 | 0 | 0 | 0 | 0 | 0 | 0 | 0 | 0 | 0 | 0 | 0 | 0 | 0 | 0 | 0 | 0 | 0 | 0 | 0 | 0 | 0
F4_Industrial_Paper and Printing_Existing_Space Heating_Natural Gas_Insulation - Roof/Ceiling_A_Achievable Technical Potential | F4 | Industrial | Paper and Printing | Existing | Space Heating | Natural Gas | Insulation - Roof/Ceiling | A | Incremental Energy Savings (MWh or mTherms) | Achievable Technical Potential | 0 | 0 | 0.21583 | 0.36941 | 0.56177 | 0.76844 | 0.9549 | 1.0868 | 1.1406 | 1.1104 | 1.0077 | 0.85654 | 0.68456 | 0.51634 | 0.36879 | 0.2502 | 0.1617 | 0.099841 | 0.059034 | 0.038872 | 0 | 0 | 0
F5_Industrial_Paper and Printing_Existing_Space Heating_Natural Gas_Insulation - Roof/Ceiling_A_Achievable Technical Potential | F5 | Industrial | Paper and Printing | Existing | Space Heating | Natural Gas | Insulation - Roof/Ceiling | A | Incremental Summer Peak Savings (MW) | Achievable Technical Potential | 0 | 0 | 0 | 0 | 0 | 0 | 0 | 0 | 0 | 0 | 0 | 0 | 0 | 0 | 0 | 0 | 0 | 0 | 0 | 0 | 0 | 0 | 0
F6_Industrial_Paper and Printing_Existing_Space Heating_Natural Gas_Insulation - Roof/Ceiling_A_Achievable Technical Potential | F6 | Industrial | Paper and Printing | Existing | Space Heating | Natural Gas | Insulation - Roof/Ceiling | A | Incremental Winter Peak Savings (MW) | Achievable Technical Potential | 0 | 0 | 0 | 0 | 0 | 0 | 0 | 0 | 0 | 0 | 0 | 0 | 0 | 0 | 0 | 0 | 0 | 0 | 0 | 0 | 0 | 0 | 0
F7_Industrial_Paper and Printing_Existing_Space Heating_Natural Gas_Insulation - Roof/Ceiling_A_Achievable Technical Potential | F7 | Industrial | Paper and Printing | Existing | Space Heating | Natural Gas | Insulation - Roof/Ceiling | A | Cumulative Energy Savings (MWh or mTherms) | Achievable Technical Potential | 0 | 0 | 0.21583 | 0.58421 | 1.1429 | 1.9047 | 2.8473 | 3.9131 | 5.0211 | 6.0841 | 7.0277 | 7.8029 | 8.3899 | 8.7953 | 9.0438 | 9.1692 | 9.2063 | 9.1894 | 9.1421 | 9.0856 | 8.9998 | 8.9217 | 0
F8_Industrial_Paper and Printing_Existing_Space Heating_Natural Gas_Insulation - Roof/Ceiling_A_Achievable Technical Potential | F8 | Industrial | Paper and Printing | Existing | Space Heating | Natural Gas | Insulation - Roof/Ceiling | A | Cumulative Summer Peak Savings (MW) | Achievable Technical Potential | 0 | 0 | 0 | 0 | 0 | 0 | 0 | 0 | 0 | 0 | 0 | 0 | 0 | 0 | 0 | 0 | 0 | 0 | 0 | 0 | 0 | 0 | 0
F9_Industrial_Paper and Printing_Existing_Space Heating_Natural Gas_Insulation - Roof/Ceiling_A_Achievable Technical Potential | F9 | Industrial | Paper and Printing | Existing | Space Heating | Natural Gas | Insulation - Roof/Ceiling | A | Cumulative Winter Peak Savings (MW) | Achievable Technical Potential | 0 | 0 | 0 | 0 | 0 | 0 | 0 | 0 | 0 | 0 | 0 | 0 | 0 | 0 | 0 | 0 | 0 | 0 | 0 | 0 | 0 | 0 | 0
F10_Industrial_Paper and Printing_Existing_Space Heating_Natural Gas_Insulation - Roof/Ceiling_A_Achievable Technical Potential | F10 | Industrial | Paper and Printing | Existing | Space Heating | Natural Gas | Insulation - Roof/Ceiling | A | Purchases (Incremental) | Achievable Technical Potential | 0 | 0 | 2604.7988 | 4479.8048 | 6848.4373 | 9422.5051 | 11785.5158 | 13512.7034 | 14301.2432 | 14054.67 | 12891.5249 | 11085.6001 | 8971.9157 | 6857.8436 | 4966.0247 | 3416.2825 | 2238.254 | 1399.7858 | 837.3531 | 557.183 | 0 | 0 | 0
F11_Industrial_Paper and Printing_Existing_Space Heating_Natural Gas_Insulation - Roof/Ceiling_A_Achievable Technical Potential | F11 | Industrial | Paper and Printing | Existing | Space Heating | Natural Gas | Insulation - Roof/Ceiling | A | Purchases (Cumulative) | Achievable Technical Potential | 0 | 0 | 2604.7988 | 7084.6037 | 13933.0409 | 23355.546 | 35141.0618 | 48653.7653 | 62955.0084 | 77009.6784 | 89901.2034 | 100986.8034 | 109958.7191 | 116816.5627 | 121782.5874 | 125198.8699 | 127437.1239 | 128836.9098 | 129674.2629 | 130231.4459 | 130231.4459 | 130231.4459 | 0
F1_Industrial_Paper and Printing_Existing_Space Heating_Natural Gas_Insulation - Wall Cavity_A_Achievable Technical Potential | F1 | Industrial | Paper and Printing | Existing | Space Heating | Natural Gas | Insulation - Wall Cavity | A | Integrated Unit Energy Savings (kWh or therms) | Achievable Technical Potential | 0 | 0 | 0.018069 | 0.01788 | 0.017628 | 0.017305 | 0.016911 | 0.016458 | 0.015965 | 0.015456 | 0.014954 | 0.014478 | 0.014039 | 0.013641 | 0.013285 | 0.012967 | 0.012683 | 0.012433 | 0.012213 | 0.012016 | 0.011846 | 0.011686 | 0
F2_Industrial_Paper and Printing_Existing_Space Heating_Natural Gas_Insulation - Wall Cavity_A_Achievable Technical Potential | F2 | Industrial | Paper and Printing | Existing | Space Heating | Natural Gas | Insulation - Wall Cavity | A | Integrated Unit Summer Peak Savings (kW) | Achievable Technical Potential | 0 | 0 | 0 | 0 | 0 | 0 | 0 | 0 | 0 | 0 | 0 | 0 | 0 | 0 | 0 | 0 | 0 | 0 | 0 | 0 | 0 | 0 | 0
F3_Industrial_Paper and Printing_Existing_Space Heating_Natural Gas_Insulation - Wall Cavity_A_Achievable Technical Potential | F3 | Industrial | Paper and Printing | Existing | Space Heating | Natural Gas | Insulation - Wall Cavity | A | Integrated Unit Winter Peak Savings (kW) | Achievable Technical Potential | 0 | 0 | 0 | 0 | 0 | 0 | 0 | 0 | 0 | 0 | 0 | 0 | 0 | 0 | 0 | 0 | 0 | 0 | 0 | 0 | 0 | 0 | 0
F4_Industrial_Paper and Printing_Existing_Space Heating_Natural Gas_Insulation - Wall Cavity_A_Achievable Technical Potential | F4 | Industrial | Paper and Printing | Existing | Space Heating | Natural Gas | Insulation - Wall Cavity | A | Incremental Energy Savings (MWh or mTherms) | Achievable Technical Potential | 0 | 0 | 0.047065 | 0.080098 | 0.12073 | 0.16306 | 0.19931 | 0.22239 | 0.22832 | 0.21723 | 0.19279 | 0.1605 | 0.12596 | 0.093551 | 0.065974 | 0.044299 | 0.028387 | 0.017404 | 0.010227 | 0.006695 | 0 | 0 | 0
F5_Industrial_Paper and Printing_Existing_Space Heating_Natural Gas_Insulation - Wall Cavity_A_Achievable Technical Potential | F5 | Industrial | Paper and Printing | Existing | Space Heating | Natural Gas | Insulation - Wall Cavity | A | Incremental Summer Peak Savings (MW) | Achievable Technical Potential | 0 | 0 | 0 | 0 | 0 | 0 | 0 | 0 | 0 | 0 | 0 | 0 | 0 | 0 | 0 | 0 | 0 | 0 | 0 | 0 | 0 | 0 | 0
F6_Industrial_Paper and Printing_Existing_Space Heating_Natural Gas_Insulation - Wall Cavity_A_Achievable Technical Potential | F6 | Industrial | Paper and Printing | Existing | Space Heating | Natural Gas | Insulation - Wall Cavity | A | Incremental Winter Peak Savings (MW) | Achievable Technical Potential | 0 | 0 | 0 | 0 | 0 | 0 | 0 | 0 | 0 | 0 | 0 | 0 | 0 | 0 | 0 | 0 | 0 | 0 | 0 | 0 | 0 | 0 | 0
F7_Industrial_Paper and Printing_Existing_Space Heating_Natural Gas_Insulation - Wall Cavity_A_Achievable Technical Potential | F7 | Industrial | Paper and Printing | Existing | Space Heating | Natural Gas | Insulation - Wall Cavity | A | Cumulative Energy Savings (MWh or mTherms) | Achievable Technical Potential | 0 | 0 | 0.047065 | 0.12667 | 0.24561 | 0.40417 | 0.59428 | 0.80075 | 1.0051 | 1.1903 | 1.3444 | 1.4621 | 1.5437 | 1.5935 | 1.6179 | 1.6234 | 1.6162 | 1.6018 | 1.5837 | 1.5648 | 1.5427 | 1.5218 | 0
F8_Industrial_Paper and Printing_Existing_Space Heating_Natural Gas_Insulation - Wall Cavity_A_Achievable Technical Potential | F8 | Industrial | Paper and Printing | Existing | Space Heating | Natural Gas | Insulation - Wall Cavity | A | Cumulative Summer Peak Savings (MW) | Achievable Technical Potential | 0 | 0 | 0 | 0 | 0 | 0 | 0 | 0 | 0 | 0 | 0 | 0 | 0 | 0 | 0 | 0 | 0 | 0 | 0 | 0 | 0 | 0 | 0
F9_Industrial_Paper and Printing_Existing_Space Heating_Natural Gas_Insulation - Wall Cavity_A_Achievable Technical Potential | F9 | Industrial | Paper and Printing | Existing | Space Heating | Natural Gas | Insulation - Wall Cavity | A | Cumulative Winter Peak Savings (MW) | Achievable Technical Potential | 0 | 0 | 0 | 0 | 0 | 0 | 0 | 0 | 0 | 0 | 0 | 0 | 0 | 0 | 0 | 0 | 0 | 0 | 0 | 0 | 0 | 0 | 0
F10_Industrial_Paper and Printing_Existing_Space Heating_Natural Gas_Insulation - Wall Cavity_A_Achievable Technical Potential | F10 | Industrial | Paper and Printing | Existing | Space Heating | Natural Gas | Insulation - Wall Cavity | A | Purchases (Incremental) | Achievable Technical Potential | 0 | 0 | 2604.7988 | 4479.8048 | 6848.4373 | 9422.5051 | 11785.5158 | 13512.7034 | 14301.2432 | 14054.67 | 12891.5249 | 11085.6001 | 8971.9157 | 6857.8436 | 4966.0247 | 3416.2825 | 2238.254 | 1399.7858 | 837.3531 | 557.183 | 0 | 0 | 0
F11_Industrial_Paper and Printing_Existing_Space Heating_Natural Gas_Insulation - Wall Cavity_A_Achievable Technical Potential | F11 | Industrial | Paper and Printing | Existing | Space Heating | Natural Gas | Insulation - Wall Cavity | A | Purchases (Cumulative) | Achievable Technical Potential | 0 | 0 | 2604.7988 | 7084.6037 | 13933.0409 | 23355.546 | 35141.0618 | 48653.7653 | 62955.0084 | 77009.6784 | 89901.2034 | 100986.8034 | 109958.7191 | 116816.5627 | 121782.5874 | 125198.8699 | 127437.1239 | 128836.9098 | 129674.2629 | 130231.4459 | 130231.4459 | 130231.4459 | 0
F1_Industrial_Paper and Printing_Existing_Space Heating_Natural Gas_Insulation - Ducting_A_Achievable Technical Potential | F1 | Industrial | Paper and Printing | Existing | Space Heating | Natural Gas | Insulation - Ducting | A | Integrated Unit Energy Savings (kWh or therms) | Achievable Technical Potential | 0 | 0 | 0.0014309 | 0.0014095 | 0.0013823 | 0.0013487 | 0.0013089 | 0.0012643 | 0.0012168 | 0.0011687 | 0.0011221 | 0.0010787 | 0.0010391 | 0.0010038 | 0.00097258 | 0.00094495 | 0.00092047 | 0.00089903 | 0.00088017 | 0.00086322 | 0.00084858 | 0.00083482 | 0
F2_Industrial_Paper and Printing_Existing_Space Heating_Natural Gas_Insulation - Ducting_A_Achievable Technical Potential | F2 | Industrial | Paper and Printing | Existing | Space Heating | Natural Gas | Insulation - Ducting | A | Integrated Unit Summer Peak Savings (kW) | Achievable Technical Potential | 0 | 0 | 0 | 0 | 0 | 0 | 0 | 0 | 0 | 0 | 0 | 0 | 0 | 0 | 0 | 0 | 0 | 0 | 0 | 0 | 0 | 0 | 0
F3_Industrial_Paper and Printing_Existing_Space Heating_Natural Gas_Insulation - Ducting_A_Achievable Technical Potential | F3 | Industrial | Paper and Printing | Existing | Space Heating | Natural Gas | Insulation - Ducting | A | Integrated Unit Winter Peak Savings (kW) | Achievable Technical Potential | 0 | 0 | 0 | 0 | 0 | 0 | 0 | 0 | 0 | 0 | 0 | 0 | 0 | 0 | 0 | 0 | 0 | 0 | 0 | 0 | 0 | 0 | 0
F4_Industrial_Paper and Printing_Existing_Space Heating_Natural Gas_Insulation - Ducting_A_Achievable Technical Potential | F4 | Industrial | Paper and Printing | Existing | Space Heating | Natural Gas | Insulation - Ducting | A | Incremental Energy Savings (MWh or mTherms) | Achievable Technical Potential | 0 | 0 | 0.00047061 | 0.00055937 | 0.00065971 | 0.00073431 | 0.00079887 | 0.00088658 | 0.00091992 | 0.00088706 | 0.0007888 | 0.00064053 | 0.00046928 | 0.00029486 | 0.00016302 | 7.4945e-05 | 3.0353e-05 | 1.0595e-05 | 3.184e-06 | 6.6887e-07 | 1.0622e-07 | 1.2326e-08 | 0
F5_Industrial_Paper and Printing_Existing_Space Heating_Natural Gas_Insulation - Ducting_A_Achievable Technical Potential | F5 | Industrial | Paper and Printing | Existing | Space Heating | Natural Gas | Insulation - Ducting | A | Incremental Summer Peak Savings (MW) | Achievable Technical Potential | 0 | 0 | 0 | 0 | 0 | 0 | 0 | 0 | 0 | 0 | 0 | 0 | 0 | 0 | 0 | 0 | 0 | 0 | 0 | 0 | 0 | 0 | 0
F6_Industrial_Paper and Printing_Existing_Space Heating_Natural Gas_Insulation - Ducting_A_Achievable Technical Potential | F6 | Industrial | Paper and Printing | Existing | Space Heating | Natural Gas | Insulation - Ducting | A | Incremental Winter Peak Savings (MW) | Achievable Technical Potential | 0 | 0 | 0 | 0 | 0 | 0 | 0 | 0 | 0 | 0 | 0 | 0 | 0 | 0 | 0 | 0 | 0 | 0 | 0 | 0 | 0 | 0 | 0
F7_Industrial_Paper and Printing_Existing_Space Heating_Natural Gas_Insulation - Ducting_A_Achievable Technical Potential | F7 | Industrial | Paper and Printing | Existing | Space Heating | Natural Gas | Insulation - Ducting | A | Cumulative Energy Savings (MWh or mTherms) | Achievable Technical Potential | 0 | 0 | 0.00047061 | 0.0010229 | 0.0016629 | 0.0023568 | 0.0030862 | 0.0038675 | 0.0046422 | 0.0053458 | 0.0059216 | 0.0063327 | 0.00657 | 0.0066417 | 0.0065978 | 0.0064853 | 0.0063477 | 0.0062105 | 0.0060833 | 0.0059668 | 0.0058658 | 0.0057706 | 0
F8_Industrial_Paper and Printing_Existing_Space Heating_Natural Gas_Insulation - Ducting_A_Achievable Technical Potential | F8 | Industrial | Paper and Printing | Existing | Space Heating | Natural Gas | Insulation - Ducting | A | Cumulative Summer Peak Savings (MW) | Achievable Technical Potential | 0 | 0 | 0 | 0 | 0 | 0 | 0 | 0 | 0 | 0 | 0 | 0 | 0 | 0 | 0 | 0 | 0 | 0 | 0 | 0 | 0 | 0 | 0
F9_Industrial_Paper and Printing_Existing_Space Heating_Natural Gas_Insulation - Ducting_A_Achievable Technical Potential | F9 | Industrial | Paper and Printing | Existing | Space Heating | Natural Gas | Insulation - Ducting | A | Cumulative Winter Peak Savings (MW) | Achievable Technical Potential | 0 | 0 | 0 | 0 | 0 | 0 | 0 | 0 | 0 | 0 | 0 | 0 | 0 | 0 | 0 | 0 | 0 | 0 | 0 | 0 | 0 | 0 | 0
F10_Industrial_Paper and Printing_Existing_Space Heating_Natural Gas_Insulation - Ducting_A_Achievable Technical Potential | F10 | Industrial | Paper and Printing | Existing | Space Heating | Natural Gas | Insulation - Ducting | A | Purchases (Incremental) | Achievable Technical Potential | 0 | 0 | 328.8871 | 396.8584 | 477.2655 | 544.4778 | 610.3382 | 701.256 | 756.0251 | 759.017 | 702.9499 | 593.827 | 451.6055 | 293.729 | 167.6117 | 79.3105 | 32.9759 | 11.7845 | 3.6175 | 0.77485 | 0.12517 | 0.014765 | 0
F11_Industrial_Paper and Printing_Existing_Space Heating_Natural Gas_Insulation - Ducting_A_Achievable Technical Potential | F11 | Industrial | Paper and Printing | Existing | Space Heating | Natural Gas | Insulation - Ducting | A | Purchases (Cumulative) | Achievable Technical Potential | 0 | 0 | 328.8871 | 725.7455 | 1203.011 | 1747.4888 | 2357.827 | 3059.083 | 3815.1081 | 4574.125 | 5277.075 | 5870.902 | 6322.5075 | 6616.2364 | 6783.8482 | 6863.1587 | 6896.1346 | 6907.9191 | 6911.5366 | 6912.3115 | 6912.4367 | 6912.4514 | 0
F1_Industrial_Paper and Printing_Existing_Space Heating_Natural Gas_HVAC - Duct Repair and Sealing_A_Achievable Technical Potential | F1 | Industrial | Paper and Printing | Existing | Space Heating | Natural Gas | HVAC - Duct Repair and Sealing | A | Integrated Unit Energy Savings (kWh or therms) | Achievable Technical Potential | 0 | 0 | 0.0040508 | 0.003996 | 0.0039274 | 0.0038434 | 0.0037443 | 0.003633 | 0.0035139 | 0.0033923 | 0.0032734 | 0.0031612 | 0.003058 | 0.0029646 | 0.002881 | 0.0028064 | 0.0027396 | 0.0026808 | 0.0026289 | 0.0025822 | 0.0025417 | 0.0025037 | 0
F2_Industrial_Paper and Printing_Existing_Space Heating_Natural Gas_HVAC - Duct Repair and Sealing_A_Achievable Technical Potential | F2 | Industrial | Paper and Printing | Existing | Space Heating | Natural Gas | HVAC - Duct Repair and Sealing | A | Integrated Unit Summer Peak Savings (kW) | Achievable Technical Potential | 0 | 0 | 0 | 0 | 0 | 0 | 0 | 0 | 0 | 0 | 0 | 0 | 0 | 0 | 0 | 0 | 0 | 0 | 0 | 0 | 0 | 0 | 0
F3_Industrial_Paper and Printing_Existing_Space Heating_Natural Gas_HVAC - Duct Repair and Sealing_A_Achievable Technical Potential | F3 | Industrial | Paper and Printing | Existing | Space Heating | Natural Gas | HVAC - Duct Repair and Sealing | A | Integrated Unit Winter Peak Savings (kW) | Achievable Technical Potential | 0 | 0 | 0 | 0 | 0 | 0 | 0 | 0 | 0 | 0 | 0 | 0 | 0 | 0 | 0 | 0 | 0 | 0 | 0 | 0 | 0 | 0 | 0
F4_Industrial_Paper and Printing_Existing_Space Heating_Natural Gas_HVAC - Duct Repair and Sealing_A_Achievable Technical Potential | F4 | Industrial | Paper and Printing | Existing | Space Heating | Natural Gas | HVAC - Duct Repair and Sealing | A | Incremental Energy Savings (MWh or mTherms) | Achievable Technical Potential | 0 | 0 | 0.002711 | 0.0026282 | 0.0025385 | 0.0024414 | 0.0023375 | 0.0022289 | 0.0021186 | 0.0020101 | 0.0019062 | 0.0018091 | 0.0017198 | 0.0016386 | 0.0015649 | 0.0014981 | 0.0014372 | 0.0013822 | 0.001332 | 0.0012858 | 0.0012438 | 0.0012041 | 0
F5_Industrial_Paper and Printing_Existing_Space Heating_Natural Gas_HVAC - Duct Repair and Sealing_A_Achievable Technical Potential | F5 | Industrial | Paper and Printing | Existing | Space Heating | Natural Gas | HVAC - Duct Repair and Sealing | A | Incremental Summer Peak Savings (MW) | Achievable Technical Potential | 0 | 0 | 0 | 0 | 0 | 0 | 0 | 0 | 0 | 0 | 0 | 0 | 0 | 0 | 0 | 0 | 0 | 0 | 0 | 0 | 0 | 0 | 0
F6_Industrial_Paper and Printing_Existing_Space Heating_Natural Gas_HVAC - Duct Repair and Sealing_A_Achievable Technical Potential | F6 | Industrial | Paper and Printing | Existing | Space Heating | Natural Gas | HVAC - Duct Repair and Sealing | A | Incremental Winter Peak Savings (MW) | Achievable Technical Potential | 0 | 0 | 0 | 0 | 0 | 0 | 0 | 0 | 0 | 0 | 0 | 0 | 0 | 0 | 0 | 0 | 0 | 0 | 0 | 0 | 0 | 0 | 0
F7_Industrial_Paper and Printing_Existing_Space Heating_Natural Gas_HVAC - Duct Repair and Sealing_A_Achievable Technical Potential | F7 | Industrial | Paper and Printing | Existing | Space Heating | Natural Gas | HVAC - Duct Repair and Sealing | A | Cumulative Energy Savings (MWh or mTherms) | Achievable Technical Potential | 0 | 0 | 0.002711 | 0.0053025 | 0.00775 | 0.010026 | 0.012105 | 0.013974 | 0.015634 | 0.017103 | 0.01841 | 0.019588 | 0.020668 | 0.021676 | 0.02263 | 0.023541 | 0.024418 | 0.025277 | 0.026119 | 0.026941 | 0.027762 | 0.028552 | 0
F8_Industrial_Paper and Printing_Existing_Space Heating_Natural Gas_HVAC - Duct Repair and Sealing_A_Achievable Technical Potential | F8 | Industrial | Paper and Printing | Existing | Space Heating | Natural Gas | HVAC - Duct Repair and Sealing | A | Cumulative Summer Peak Savings (MW) | Achievable Technical Potential | 0 | 0 | 0 | 0 | 0 | 0 | 0 | 0 | 0 | 0 | 0 | 0 | 0 | 0 | 0 | 0 | 0 | 0 | 0 | 0 | 0 | 0 | 0
F9_Industrial_Paper and Printing_Existing_Space Heating_Natural Gas_HVAC - Duct Repair and Sealing_A_Achievable Technical Potential | F9 | Industrial | Paper and Printing | Existing | Space Heating | Natural Gas | HVAC - Duct Repair and Sealing | A | Cumulative Winter Peak Savings (MW) | Achievable Technical Potential | 0 | 0 | 0 | 0 | 0 | 0 | 0 | 0 | 0 | 0 | 0 | 0 | 0 | 0 | 0 | 0 | 0 | 0 | 0 | 0 | 0 | 0 | 0
F10_Industrial_Paper and Printing_Existing_Space Heating_Natural Gas_HVAC - Duct Repair and Sealing_A_Achievable Technical Potential | F10 | Industrial | Paper and Printing | Existing | Space Heating | Natural Gas | HVAC - Duct Repair and Sealing | A | Purchases (Incremental) | Achievable Technical Potential | 0 | 0 | 669.2469 | 657.7082 | 646.3684 | 635.2241 | 624.272 | 613.5087 | 602.9309 | 592.5356 | 582.3194 | 572.2794 | 562.4126 | 552.7158 | 543.1862 | 533.8209 | 524.6171 | 515.572 | 506.6828 | 497.9469 | 489.3616 | 480.9243 | 0
F11_Industrial_Paper and Printing_Existing_Space Heating_Natural Gas_HVAC - Duct Repair and Sealing_A_Achievable Technical Potential | F11 | Industrial | Paper and Printing | Existing | Space Heating | Natural Gas | HVAC - Duct Repair and Sealing | A | Purchases (Cumulative) | Achievable Technical Potential | 0 | 0 | 669.2469 | 1326.9551 | 1973.3235 | 2608.5476 | 3232.8196 | 3846.3282 | 4449.2591 | 5041.7947 | 5624.1141 | 6196.3936 | 6758.8061 | 7311.5219 | 7854.7081 | 8388.529 | 8913.1462 | 9428.7181 | 9935.401 | 10433.3479 | 10922.7095 | 11403.6338 | 0
F1_Industrial_Paper and Printing_Existing_Space Heating_Natural Gas_Windows - High Efficiency_A_Achievable Technical Potential | F1 | Industrial | Paper and Printing | Existing | Space Heating | Natural Gas | Windows - High Efficiency | A | Integrated Unit Energy Savings (kWh or therms) | Achievable Technical Potential | 0 | 0 | 0.0077095 | 0.0076082 | 0.0074751 | 0.0073067 | 0.0071039 | 0.0068733 | 0.0066256 | 0.006373 | 0.006127 | 0.0058962 | 0.0056857 | 0.0054969 | 0.0053291 | 0.0051803 | 0.0050478 | 0.0049314 | 0.0048283 | 0.0047351 | 0.004654 | 0.0045772 | 0
F2_Industrial_Paper and Printing_Existing_Space Heating_Natural Gas_Windows - High Efficiency_A_Achievable Technical Potential | F2 | Industrial | Paper and Printing | Existing | Space Heating | Natural Gas | Windows - High Efficiency | A | Integrated Unit Summer Peak Savings (kW) | Achievable Technical Potential | 0 | 0 | 0 | 0 | 0 | 0 | 0 | 0 | 0 | 0 | 0 | 0 | 0 | 0 | 0 | 0 | 0 | 0 | 0 | 0 | 0 | 0 | 0
F3_Industrial_Paper and Printing_Existing_Space Heating_Natural Gas_Windows - High Efficiency_A_Achievable Technical Potential | F3 | Industrial | Paper and Printing | Existing | Space Heating | Natural Gas | Windows - High Efficiency | A | Integrated Unit Winter Peak Savings (kW) | Achievable Technical Potential | 0 | 0 | 0 | 0 | 0 | 0 | 0 | 0 | 0 | 0 | 0 | 0 | 0 | 0 | 0 | 0 | 0 | 0 | 0 | 0 | 0 | 0 | 0
F4_Industrial_Paper and Printing_Existing_Space Heating_Natural Gas_Windows - High Efficiency_A_Achievable Technical Potential | F4 | Industrial | Paper and Printing | Existing | Space Heating | Natural Gas | Windows - High Efficiency | A | Incremental Energy Savings (MWh or mTherms) | Achievable Technical Potential | 0 | 0 | 0.0040714 | 0.007893 | 0.013532 | 0.021145 | 0.030666 | 0.041762 | 0.053816 | 0.065948 | 0.077066 | 0.085949 | 0.091382 | 0.092365 | 0.08837 | 0.079581 | 0.067005 | 0.0532 | 0.039145 | 0.026119 | 0.016119 | 0.01016 | 0
F5_Industrial_Paper and Printing_Existing_Space Heating_Natural Gas_Windows - High Efficiency_A_Achievable Technical Potential | F5 | Industrial | Paper and Printing | Existing | Space Heating | Natural Gas | Windows - High Efficiency | A | Incremental Summer Peak Savings (MW) | Achievable Technical Potential | 0 | 0 | 0 | 0 | 0 | 0 | 0 | 0 | 0 | 0 | 0 | 0 | 0 | 0 | 0 | 0 | 0 | 0 | 0 | 0 | 0 | 0 | 0
F6_Industrial_Paper and Printing_Existing_Space Heating_Natural Gas_Windows - High Efficiency_A_Achievable Technical Potential | F6 | Industrial | Paper and Printing | Existing | Space Heating | Natural Gas | Windows - High Efficiency | A | Incremental Winter Peak Savings (MW) | Achievable Technical Potential | 0 | 0 | 0 | 0 | 0 | 0 | 0 | 0 | 0 | 0 | 0 | 0 | 0 | 0 | 0 | 0 | 0 | 0 | 0 | 0 | 0 | 0 | 0
F7_Industrial_Paper and Printing_Existing_Space Heating_Natural Gas_Windows - High Efficiency_A_Achievable Technical Potential | F7 | Industrial | Paper and Printing | Existing | Space Heating | Natural Gas | Windows - High Efficiency | A | Cumulative Energy Savings (MWh or mTherms) | Achievable Technical Potential | 0 | 0 | 0.0040714 | 0.011911 | 0.025235 | 0.045811 | 0.075205 | 0.11453 | 0.16421 | 0.2239 | 0.29232 | 0.36726 | 0.44553 | 0.52311 | 0.59551 | 0.65846 | 0.70863 | 0.74547 | 0.76903 | 0.78031 | 0.78307 | 0.7803 | 0
F8_Industrial_Paper and Printing_Existing_Space Heating_Natural Gas_Windows - High Efficiency_A_Achievable Technical Potential | F8 | Industrial | Paper and Printing | Existing | Space Heating | Natural Gas | Windows - High Efficiency | A | Cumulative Summer Peak Savings (MW) | Achievable Technical Potential | 0 | 0 | 0 | 0 | 0 | 0 | 0 | 0 | 0 | 0 | 0 | 0 | 0 | 0 | 0 | 0 | 0 | 0 | 0 | 0 | 0 | 0 | 0
F9_Industrial_Paper and Printing_Existing_Space Heating_Natural Gas_Windows - High Efficiency_A_Achievable Technical Potential | F9 | Industrial | Paper and Printing | Existing | Space Heating | Natural Gas | Windows - High Efficiency | A | Cumulative Winter Peak Savings (MW) | Achievable Technical Potential | 0 | 0 | 0 | 0 | 0 | 0 | 0 | 0 | 0 | 0 | 0 | 0 | 0 | 0 | 0 | 0 | 0 | 0 | 0 | 0 | 0 | 0 | 0
F10_Industrial_Paper and Printing_Existing_Space Heating_Natural Gas_Windows - High Efficiency_A_Achievable Technical Potential | F10 | Industrial | Paper and Printing | Existing | Space Heating | Natural Gas | Windows - High Efficiency | A | Purchases (Incremental) | Achievable Technical Potential | 0 | 0 | 528.1037 | 1037.4438 | 1810.2694 | 2893.8814 | 4316.7749 | 6075.9485 | 8122.4593 | 10348.0954 | 12578.1413 | 14576.8818 | 16072.3431 | 16803.1548 | 16582.3867 | 15362.1841 | 13273.9198 | 10788.1198 | 8107.5018 | 5516.112 | 3463.4209 | 2219.8087 | 0
F11_Industrial_Paper and Printing_Existing_Space Heating_Natural Gas_Windows - High Efficiency_A_Achievable Technical Potential | F11 | Industrial | Paper and Printing | Existing | Space Heating | Natural Gas | Windows - High Efficiency | A | Purchases (Cumulative) | Achievable Technical Potential | 0 | 0 | 528.1037 | 1565.5475 | 3375.8169 | 6269.6984 | 10586.4733 | 16662.4218 | 24784.8811 | 35132.9765 | 47711.1178 | 62287.9996 | 78360.3428 | 95163.4976 | 111745.8843 | 127108.0684 | 140381.9882 | 151170.108 | 159277.6098 | 164793.7218 | 168257.1427 | 170476.9514 | 0
F1_Industrial_Paper and Printing_Existing_Space Heating_Natural Gas_Gas Boiler - Maintenance_A_Achievable Technical Potential | F1 | Industrial | Paper and Printing | Existing | Space Heating | Natural Gas | Gas Boiler - Maintenance | A | Integrated Unit Energy Savings (kWh or therms) | Achievable Technical Potential | 0 | 0 | 101.1053 | 100.8116 | 100.5046 | 100.1804 | 99.8337 | 99.4594 | 99.0535 | 98.6123 | 98.1372 | 97.6301 | 97.0934 | 96.5277 | 95.9351 | 95.319 | 94.684 | 94.0843 | 93.5259 | 93.01 | 92.5371 | 92.1086 | 0
F2_Industrial_Paper and Printing_Existing_Space Heating_Natural Gas_Gas Boiler - Maintenance_A_Achievable Technical Potential | F2 | Industrial | Paper and Printing | Existing | Space Heating | Natural Gas | Gas Boiler - Maintenance | A | Integrated Unit Summer Peak Savings (kW) | Achievable Technical Potential | 0 | 0 | 0 | 0 | 0 | 0 | 0 | 0 | 0 | 0 | 0 | 0 | 0 | 0 | 0 | 0 | 0 | 0 | 0 | 0 | 0 | 0 | 0
F3_Industrial_Paper and Printing_Existing_Space Heating_Natural Gas_Gas Boiler - Maintenance_A_Achievable Technical Potential | F3 | Industrial | Paper and Printing | Existing | Space Heating | Natural Gas | Gas Boiler - Maintenance | A | Integrated Unit Winter Peak Savings (kW) | Achievable Technical Potential | 0 | 0 | 0 | 0 | 0 | 0 | 0 | 0 | 0 | 0 | 0 | 0 | 0 | 0 | 0 | 0 | 0 | 0 | 0 | 0 | 0 | 0 | 0
F4_Industrial_Paper and Printing_Existing_Space Heating_Natural Gas_Gas Boiler - Maintenance_A_Achievable Technical Potential | F4 | Industrial | Paper and Printing | Existing | Space Heating | Natural Gas | Gas Boiler - Maintenance | A | Incremental Energy Savings (MWh or mTherms) | Achievable Technical Potential | 0 | 0 | 0.0028822 | 0.0019796 | 0.0013427 | 0.0010243 | 0.00087894 | 0.00074466 | 0.00062438 | 0.00051901 | 0.00042826 | 0.00035117 | 0.00028639 | 0.00021792 | 0.00016577 | 0.00012606 | 9.5838e-05 | 8.5935e-05 | 6.5702e-05 | 5.5294e-05 | 4.5345e-05 | 3.5826e-05 | 0
F5_Industrial_Paper and Printing_Existing_Space Heating_Natural Gas_Gas Boiler - Maintenance_A_Achievable Technical Potential | F5 | Industrial | Paper and Printing | Existing | Space Heating | Natural Gas | Gas Boiler - Maintenance | A | Incremental Summer Peak Savings (MW) | Achievable Technical Potential | 0 | 0 | 0 | 0 | 0 | 0 | 0 | 0 | 0 | 0 | 0 | 0 | 0 | 0 | 0 | 0 | 0 | 0 | 0 | 0 | 0 | 0 | 0
F6_Industrial_Paper and Printing_Existing_Space Heating_Natural Gas_Gas Boiler - Maintenance_A_Achievable Technical Potential | F6 | Industrial | Paper and Printing | Existing | Space Heating | Natural Gas | Gas Boiler - Maintenance | A | Incremental Winter Peak Savings (MW) | Achievable Technical Potential | 0 | 0 | 0 | 0 | 0 | 0 | 0 | 0 | 0 | 0 | 0 | 0 | 0 | 0 | 0 | 0 | 0 | 0 | 0 | 0 | 0 | 0 | 0
F7_Industrial_Paper and Printing_Existing_Space Heating_Natural Gas_Gas Boiler - Maintenance_A_Achievable Technical Potential | F7 | Industrial | Paper and Printing | Existing | Space Heating | Natural Gas | Gas Boiler - Maintenance | A | Cumulative Energy Savings (MWh or mTherms) | Achievable Technical Potential | 0 | 0 | 0.0028822 | 0.0048534 | 0.0061813 | 0.0071857 | 0.0080397 | 0.0087542 | 0.0093429 | 0.0098203 | 0.010201 | 0.0105 | 0.010728 | 0.010884 | 0.010983 | 0.011038 | 0.011061 | 0.011076 | 0.011076 | 0.011071 | 0.01106 | 0.011044 | 0
F8_Industrial_Paper and Printing_Existing_Space Heating_Natural Gas_Gas Boiler - Maintenance_A_Achievable Technical Potential | F8 | Industrial | Paper and Printing | Existing | Space Heating | Natural Gas | Gas Boiler - Maintenance | A | Cumulative Summer Peak Savings (MW) | Achievable Technical Potential | 0 | 0 | 0 | 0 | 0 | 0 | 0 | 0 | 0 | 0 | 0 | 0 | 0 | 0 | 0 | 0 | 0 | 0 | 0 | 0 | 0 | 0 | 0
F9_Industrial_Paper and Printing_Existing_Space Heating_Natural Gas_Gas Boiler - Maintenance_A_Achievable Technical Potential | F9 | Industrial | Paper and Printing | Existing | Space Heating | Natural Gas | Gas Boiler - Maintenance | A | Cumulative Winter Peak Savings (MW) | Achievable Technical Potential | 0 | 0 | 0 | 0 | 0 | 0 | 0 | 0 | 0 | 0 | 0 | 0 | 0 | 0 | 0 | 0 | 0 | 0 | 0 | 0 | 0 | 0 | 0
F10_Industrial_Paper and Printing_Existing_Space Heating_Natural Gas_Gas Boiler - Maintenance_A_Achievable Technical Potential | F10 | Industrial | Paper and Printing | Existing | Space Heating | Natural Gas | Gas Boiler - Maintenance | A | Purchases (Incremental) | Achievable Technical Potential | 0 | 0 | 0.028507 | 0.019636 | 0.013359 | 0.010225 | 0.008804 | 0.0074871 | 0.0063035 | 0.0052631 | 0.0043639 | 0.0035969 | 0.0029496 | 0.0022576 | 0.0017279 | 0.0013225 | 0.0010122 | 0.00091338 | 0.0007025 | 0.0005945 | 0.00049002 | 0.00038896 | 0
F11_Industrial_Paper and Printing_Existing_Space Heating_Natural Gas_Gas Boiler - Maintenance_A_Achievable Technical Potential | F11 | Industrial | Paper and Printing | Existing | Space Heating | Natural Gas | Gas Boiler - Maintenance | A | Purchases (Cumulative) | Achievable Technical Potential | 0 | 0 | 0.028507 | 0.048143 | 0.061502 | 0.071727 | 0.080531 | 0.088018 | 0.094322 | 0.099585 | 0.10395 | 0.10755 | 0.1105 | 0.11275 | 0.11448 | 0.1158 | 0.11682 | 0.11773 | 0.11843 | 0.11903 | 0.11952 | 0.1199 | 0
F1_Industrial_Paper and Printing_Existing_Process_Natural Gas_Gas Boiler - Maintenance_A_Achievable Technical Potential | F1 | Industrial | Paper and Printing | Existing | Process | Natural Gas | Gas Boiler - Maintenance | A | Integrated Unit Energy Savings (kWh or therms) | Achievable Technical Potential | 0 | 0 | 55.8015 | 55.8015 | 55.8015 | 55.8015 | 55.8015 | 55.8015 | 55.8015 | 55.8015 | 55.8015 | 55.8015 | 55.8015 | 55.8015 | 55.8015 | 55.8015 | 55.8015 | 55.8015 | 55.8015 | 55.8015 | 55.8015 | 55.8015 | 0
F2_Industrial_Paper and Printing_Existing_Process_Natural Gas_Gas Boiler - Maintenance_A_Achievable Technical Potential | F2 | Industrial | Paper and Printing | Existing | Process | Natural Gas | Gas Boiler - Maintenance | A | Integrated Unit Summer Peak Savings (kW) | Achievable Technical Potential | 0 | 0 | 0 | 0 | 0 | 0 | 0 | 0 | 0 | 0 | 0 | 0 | 0 | 0 | 0 | 0 | 0 | 0 | 0 | 0 | 0 | 0 | 0
F3_Industrial_Paper and Printing_Existing_Process_Natural Gas_Gas Boiler - Maintenance_A_Achievable Technical Potential | F3 | Industrial | Paper and Printing | Existing | Process | Natural Gas | Gas Boiler - Maintenance | A | Integrated Unit Winter Peak Savings (kW) | Achievable Technical Potential | 0 | 0 | 0 | 0 | 0 | 0 | 0 | 0 | 0 | 0 | 0 | 0 | 0 | 0 | 0 | 0 | 0 | 0 | 0 | 0 | 0 | 0 | 0
F4_Industrial_Paper and Printing_Existing_Process_Natural Gas_Gas Boiler - Maintenance_A_Achievable Technical Potential | F4 | Industrial | Paper and Printing | Existing | Process | Natural Gas | Gas Boiler - Maintenance | A | Incremental Energy Savings (MWh or mTherms) | Achievable Technical Potential | 0 | 0 | 0.063474 | 0.043723 | 0.029746 | 0.022767 | 0.019603 | 0.016671 | 0.014036 | 0.011719 | 0.0097169 | 0.0080091 | 0.0065678 | 0.0050268 | 0.0038474 | 0.0029447 | 0.0022538 | 0.0020338 | 0.0015642 | 0.0013237 | 0.0010911 | 0.00086607 | 0
F5_Industrial_Paper and Printing_Existing_Process_Natural Gas_Gas Boiler - Maintenance_A_Achievable Technical Potential | F5 | Industrial | Paper and Printing | Existing | Process | Natural Gas | Gas Boiler - Maintenance | A | Incremental Summer Peak Savings (MW) | Achievable Technical Potential | 0 | 0 | 0 | 0 | 0 | 0 | 0 | 0 | 0 | 0 | 0 | 0 | 0 | 0 | 0 | 0 | 0 | 0 | 0 | 0 | 0 | 0 | 0
F6_Industrial_Paper and Printing_Existing_Process_Natural Gas_Gas Boiler - Maintenance_A_Achievable Technical Potential | F6 | Industrial | Paper and Printing | Existing | Process | Natural Gas | Gas Boiler - Maintenance | A | Incremental Winter Peak Savings (MW) | Achievable Technical Potential | 0 | 0 | 0 | 0 | 0 | 0 | 0 | 0 | 0 | 0 | 0 | 0 | 0 | 0 | 0 | 0 | 0 | 0 | 0 | 0 | 0 | 0 | 0
F7_Industrial_Paper and Printing_Existing_Process_Natural Gas_Gas Boiler - Maintenance_A_Achievable Technical Potential | F7 | Industrial | Paper and Printing | Existing | Process | Natural Gas | Gas Boiler - Maintenance | A | Cumulative Energy Savings (MWh or mTherms) | Achievable Technical Potential | 0 | 0 | 0.063474 | 0.1072 | 0.13694 | 0.15971 | 0.17931 | 0.19599 | 0.21002 | 0.22174 | 0.23146 | 0.23947 | 0.24603 | 0.25106 | 0.25491 | 0.25785 | 0.26011 | 0.26214 | 0.2637 | 0.26503 | 0.26612 | 0.26699 | 0
F8_Industrial_Paper and Printing_Existing_Process_Natural Gas_Gas Boiler - Maintenance_A_Achievable Technical Potential | F8 | Industrial | Paper and Printing | Existing | Process | Natural Gas | Gas Boiler - Maintenance | A | Cumulative Summer Peak Savings (MW) | Achievable Technical Potential | 0 | 0 | 0 | 0 | 0 | 0 | 0 | 0 | 0 | 0 | 0 | 0 | 0 | 0 | 0 | 0 | 0 | 0 | 0 | 0 | 0 | 0 | 0
F9_Industrial_Paper and Printing_Existing_Process_Natural Gas_Gas Boiler - Maintenance_A_Achievable Technical Potential | F9 | Industrial | Paper and Printing | Existing | Process | Natural Gas | Gas Boiler - Maintenance | A | Cumulative Winter Peak Savings (MW) | Achievable Technical Potential | 0 | 0 | 0 | 0 | 0 | 0 | 0 | 0 | 0 | 0 | 0 | 0 | 0 | 0 | 0 | 0 | 0 | 0 | 0 | 0 | 0 | 0 | 0
F10_Industrial_Paper and Printing_Existing_Process_Natural Gas_Gas Boiler - Maintenance_A_Achievable Technical Potential | F10 | Industrial | Paper and Printing | Existing | Process | Natural Gas | Gas Boiler - Maintenance | A | Purchases (Incremental) | Achievable Technical Potential | 0 | 0 | 1.1375 | 0.78355 | 0.53307 | 0.408 | 0.35131 | 0.29876 | 0.25153 | 0.21001 | 0.17413 | 0.14353 | 0.1177 | 0.090084 | 0.068948 | 0.052771 | 0.040389 | 0.036447 | 0.028032 | 0.023722 | 0.019553 | 0.015521 | 0
F11_Industrial_Paper and Printing_Existing_Process_Natural Gas_Gas Boiler - Maintenance_A_Achievable Technical Potential | F11 | Industrial | Paper and Printing | Existing | Process | Natural Gas | Gas Boiler - Maintenance | A | Purchases (Cumulative) | Achievable Technical Potential | 0 | 0 | 1.1375 | 1.921 | 2.4541 | 2.8621 | 3.2134 | 3.5122 | 3.7637 | 3.9737 | 4.1479 | 4.2914 | 4.4091 | 4.4992 | 4.5681 | 4.6209 | 4.6613 | 4.6977 | 4.7258 | 4.7495 | 4.769 | 4.7846 | 0
F1_Industrial_Paper and Printing_Existing_Space Heating_Natural Gas_Gas Furnace - Maintenance_A_Achievable Technical Potential | F1 | Industrial | Paper and Printing | Existing | Space Heating | Natural Gas | Gas Furnace - Maintenance | A | Integrated Unit Energy Savings (kWh or therms) | Achievable Technical Potential | 0 | 0 | 0.0093478 | 0.0092214 | 0.0090631 | 0.0088692 | 0.0086407 | 0.0083837 | 0.0081089 | 0.0078283 | 0.0075539 | 0.0072949 | 0.0070568 | 0.0068414 | 0.0066485 | 0.0064762 | 0.0063221 | 0.0061864 | 0.0060666 | 0.0059589 | 0.0058655 | 0.0057778 | 0
F2_Industrial_Paper and Printing_Existing_Space Heating_Natural Gas_Gas Furnace - Maintenance_A_Achievable Technical Potential | F2 | Industrial | Paper and Printing | Existing | Space Heating | Natural Gas | Gas Furnace - Maintenance | A | Integrated Unit Summer Peak Savings (kW) | Achievable Technical Potential | 0 | 0 | 0 | 0 | 0 | 0 | 0 | 0 | 0 | 0 | 0 | 0 | 0 | 0 | 0 | 0 | 0 | 0 | 0 | 0 | 0 | 0 | 0
F3_Industrial_Paper and Printing_Existing_Space Heating_Natural Gas_Gas Furnace - Maintenance_A_Achievable Technical Potential | F3 | Industrial | Paper and Printing | Existing | Space Heating | Natural Gas | Gas Furnace - Maintenance | A | Integrated Unit Winter Peak Savings (kW) | Achievable Technical Potential | 0 | 0 | 0 | 0 | 0 | 0 | 0 | 0 | 0 | 0 | 0 | 0 | 0 | 0 | 0 | 0 | 0 | 0 | 0 | 0 | 0 | 0 | 0
F4_Industrial_Paper and Printing_Existing_Space Heating_Natural Gas_Gas Furnace - Maintenance_A_Achievable Technical Potential | F4 | Industrial | Paper and Printing | Existing | Space Heating | Natural Gas | Gas Furnace - Maintenance | A | Incremental Energy Savings (MWh or mTherms) | Achievable Technical Potential | 0 | 0 | 4.0408e-06 | 2.7458e-06 | 1.836e-06 | 1.3752e-06 | 1.1536e-06 | 9.5184e-07 | 7.7509e-07 | 6.2477e-07 | 4.9987e-07 | 3.9789e-07 | 3.1564e-07 | 2.3421e-07 | 1.742e-07 | 1.2987e-07 | 9.7037e-08 | 8.5686e-08 | 6.4626e-08 | 5.3719e-08 | 4.3584e-08 | 3.4078e-08 | 0
F5_Industrial_Paper and Printing_Existing_Space Heating_Natural Gas_Gas Furnace - Maintenance_A_Achievable Technical Potential | F5 | Industrial | Paper and Printing | Existing | Space Heating | Natural Gas | Gas Furnace - Maintenance | A | Incremental Summer Peak Savings (MW) | Achievable Technical Potential | 0 | 0 | 0 | 0 | 0 | 0 | 0 | 0 | 0 | 0 | 0 | 0 | 0 | 0 | 0 | 0 | 0 | 0 | 0 | 0 | 0 | 0 | 0
F6_Industrial_Paper and Printing_Existing_Space Heating_Natural Gas_Gas Furnace - Maintenance_A_Achievable Technical Potential | F6 | Industrial | Paper and Printing | Existing | Space Heating | Natural Gas | Gas Furnace - Maintenance | A | Incremental Winter Peak Savings (MW) | Achievable Technical Potential | 0 | 0 | 0 | 0 | 0 | 0 | 0 | 0 | 0 | 0 | 0 | 0 | 0 | 0 | 0 | 0 | 0 | 0 | 0 | 0 | 0 | 0 | 0
F7_Industrial_Paper and Printing_Existing_Space Heating_Natural Gas_Gas Furnace - Maintenance_A_Achievable Technical Potential | F7 | Industrial | Paper and Printing | Existing | Space Heating | Natural Gas | Gas Furnace - Maintenance | A | Cumulative Energy Savings (MWh or mTherms) | Achievable Technical Potential | 0 | 0 | 4.0408e-06 | 6.732e-06 | 8.4524e-06 | 9.6468e-06 | 1.0552e-05 | 1.119e-05 | 1.1598e-05 | 1.1822e-05 | 1.1907e-05 | 1.1897e-05 | 1.1824e-05 | 1.1697e-05 | 1.1542e-05 | 1.1372e-05 | 1.1199e-05 | 1.1044e-05 | 1.0895e-05 | 1.0755e-05 | 1.063e-05 | 1.0505e-05 | 0
F8_Industrial_Paper and Printing_Existing_Space Heating_Natural Gas_Gas Furnace - Maintenance_A_Achievable Technical Potential | F8 | Industrial | Paper and Printing | Existing | Space Heating | Natural Gas | Gas Furnace - Maintenance | A | Cumulative Summer Peak Savings (MW) | Achievable Technical Potential | 0 | 0 | 0 | 0 | 0 | 0 | 0 | 0 | 0 | 0 | 0 | 0 | 0 | 0 | 0 | 0 | 0 | 0 | 0 | 0 | 0 | 0 | 0
F9_Industrial_Paper and Printing_Existing_Space Heating_Natural Gas_Gas Furnace - Maintenance_A_Achievable Technical Potential | F9 | Industrial | Paper and Printing | Existing | Space Heating | Natural Gas | Gas Furnace - Maintenance | A | Cumulative Winter Peak Savings (MW) | Achievable Technical Potential | 0 | 0 | 0 | 0 | 0 | 0 | 0 | 0 | 0 | 0 | 0 | 0 | 0 | 0 | 0 | 0 | 0 | 0 | 0 | 0 | 0 | 0 | 0
F10_Industrial_Paper and Printing_Existing_Space Heating_Natural Gas_Gas Furnace - Maintenance_A_Achievable Technical Potential | F10 | Industrial | Paper and Printing | Existing | Space Heating | Natural Gas | Gas Furnace - Maintenance | A | Purchases (Incremental) | Achievable Technical Potential | 0 | 0 | 0.43227 | 0.29777 | 0.20258 | 0.15505 | 0.1335 | 0.11353 | 0.095585 | 0.079809 | 0.066174 | 0.054544 | 0.044728 | 0.034234 | 0.026202 | 0.020054 | 0.015349 | 0.013851 | 0.010653 | 0.009015 | 0.0074306 | 0.0058981 | 0
F11_Industrial_Paper and Printing_Existing_Space Heating_Natural Gas_Gas Furnace - Maintenance_A_Achievable Technical Potential | F11 | Industrial | Paper and Printing | Existing | Space Heating | Natural Gas | Gas Furnace - Maintenance | A | Purchases (Cumulative) | Achievable Technical Potential | 0 | 0 | 0.43227 | 0.73004 | 0.93262 | 1.0877 | 1.2212 | 1.3347 | 1.4303 | 1.5101 | 1.5763 | 1.6308 | 1.6755 | 1.7098 | 1.736 | 1.756 | 1.7714 | 1.7852 | 1.7959 | 1.8049 | 1.8123 | 1.8182 | 0
F1_Industrial_Paper and Printing_Existing_Space Heating_Natural Gas_Gas Boiler - Hot Water Reset_A_Achievable Technical Potential | F1 | Industrial | Paper and Printing | Existing | Space Heating | Natural Gas | Gas Boiler - Hot Water Reset | A | Integrated Unit Energy Savings (kWh or therms) | Achievable Technical Potential | 0 | 0 | 367.4326 | 366.1451 | 364.8105 | 363.4144 | 361.9356 | 360.3559 | 358.6615 | 356.8389 | 354.8928 | 352.8302 | 350.6604 | 348.3855 | 346.013 | 343.5552 | 341.0293 | 338.6296 | 336.378 | 334.2783 | 332.332 | 330.5434 | 0
F2_Industrial_Paper and Printing_Existing_Space Heating_Natural Gas_Gas Boiler - Hot Water Reset_A_Achievable Technical Potential | F2 | Industrial | Paper and Printing | Existing | Space Heating | Natural Gas | Gas Boiler - Hot Water Reset | A | Integrated Unit Summer Peak Savings (kW) | Achievable Technical Potential | 0 | 0 | 0 | 0 | 0 | 0 | 0 | 0 | 0 | 0 | 0 | 0 | 0 | 0 | 0 | 0 | 0 | 0 | 0 | 0 | 0 | 0 | 0
F3_Industrial_Paper and Printing_Existing_Space Heating_Natural Gas_Gas Boiler - Hot Water Reset_A_Achievable Technical Potential | F3 | Industrial | Paper and Printing | Existing | Space Heating | Natural Gas | Gas Boiler - Hot Water Reset | A | Integrated Unit Winter Peak Savings (kW) | Achievable Technical Potential | 0 | 0 | 0 | 0 | 0 | 0 | 0 | 0 | 0 | 0 | 0 | 0 | 0 | 0 | 0 | 0 | 0 | 0 | 0 | 0 | 0 | 0 | 0
F4_Industrial_Paper and Printing_Existing_Space Heating_Natural Gas_Gas Boiler - Hot Water Reset_A_Achievable Technical Potential | F4 | Industrial | Paper and Printing | Existing | Space Heating | Natural Gas | Gas Boiler - Hot Water Reset | A | Incremental Energy Savings (MWh or mTherms) | Achievable Technical Potential | 0 | 0 | 0.0050904 | 0.0061209 | 0.0073342 | 0.008335 | 0.0093052 | 0.010645 | 0.011422 | 0.011409 | 0.010509 | 0.0088257 | 0.0066707 | 0.0043105 | 0.002443 | 0.0011478 | 0.00047371 | 0.0001681 | 5.1258e-05 | 1.0911e-05 | 1.7522e-06 | 2.0559e-07 | 0
F5_Industrial_Paper and Printing_Existing_Space Heating_Natural Gas_Gas Boiler - Hot Water Reset_A_Achievable Technical Potential | F5 | Industrial | Paper and Printing | Existing | Space Heating | Natural Gas | Gas Boiler - Hot Water Reset | A | Incremental Summer Peak Savings (MW) | Achievable Technical Potential | 0 | 0 | 0 | 0 | 0 | 0 | 0 | 0 | 0 | 0 | 0 | 0 | 0 | 0 | 0 | 0 | 0 | 0 | 0 | 0 | 0 | 0 | 0
F6_Industrial_Paper and Printing_Existing_Space Heating_Natural Gas_Gas Boiler - Hot Water Reset_A_Achievable Technical Potential | F6 | Industrial | Paper and Printing | Existing | Space Heating | Natural Gas | Gas Boiler - Hot Water Reset | A | Incremental Winter Peak Savings (MW) | Achievable Technical Potential | 0 | 0 | 0 | 0 | 0 | 0 | 0 | 0 | 0 | 0 | 0 | 0 | 0 | 0 | 0 | 0 | 0 | 0 | 0 | 0 | 0 | 0 | 0
F7_Industrial_Paper and Printing_Existing_Space Heating_Natural Gas_Gas Boiler - Hot Water Reset_A_Achievable Technical Potential | F7 | Industrial | Paper and Printing | Existing | Space Heating | Natural Gas | Gas Boiler - Hot Water Reset | A | Cumulative Energy Savings (MWh or mTherms) | Achievable Technical Potential | 0 | 0 | 0.0050904 | 0.011193 | 0.018487 | 0.026751 | 0.035947 | 0.046435 | 0.057639 | 0.068755 | 0.078889 | 0.087256 | 0.09339 | 0.097095 | 0.098876 | 0.099322 | 0.099065 | 0.098536 | 0.097932 | 0.097332 | 0.096767 | 0.096247 | 0
F8_Industrial_Paper and Printing_Existing_Space Heating_Natural Gas_Gas Boiler - Hot Water Reset_A_Achievable Technical Potential | F8 | Industrial | Paper and Printing | Existing | Space Heating | Natural Gas | Gas Boiler - Hot Water Reset | A | Cumulative Summer Peak Savings (MW) | Achievable Technical Potential | 0 | 0 | 0 | 0 | 0 | 0 | 0 | 0 | 0 | 0 | 0 | 0 | 0 | 0 | 0 | 0 | 0 | 0 | 0 | 0 | 0 | 0 | 0
F9_Industrial_Paper and Printing_Existing_Space Heating_Natural Gas_Gas Boiler - Hot Water Reset_A_Achievable Technical Potential | F9 | Industrial | Paper and Printing | Existing | Space Heating | Natural Gas | Gas Boiler - Hot Water Reset | A | Cumulative Winter Peak Savings (MW) | Achievable Technical Potential | 0 | 0 | 0 | 0 | 0 | 0 | 0 | 0 | 0 | 0 | 0 | 0 | 0 | 0 | 0 | 0 | 0 | 0 | 0 | 0 | 0 | 0 | 0
F10_Industrial_Paper and Printing_Existing_Space Heating_Natural Gas_Gas Boiler - Hot Water Reset_A_Achievable Technical Potential | F10 | Industrial | Paper and Printing | Existing | Space Heating | Natural Gas | Gas Boiler - Hot Water Reset | A | Purchases (Incremental) | Achievable Technical Potential | 0 | 0 | 0.013854 | 0.016717 | 0.020104 | 0.022935 | 0.02571 | 0.029539 | 0.031846 | 0.031972 | 0.029611 | 0.025014 | 0.019023 | 0.012373 | 0.0070604 | 0.0033408 | 0.0013891 | 0.0004964 | 0.00015238 | 3.264e-05 | 5.2725e-06 | 6.2197e-07 | 0
F11_Industrial_Paper and Printing_Existing_Space Heating_Natural Gas_Gas Boiler - Hot Water Reset_A_Achievable Technical Potential | F11 | Industrial | Paper and Printing | Existing | Space Heating | Natural Gas | Gas Boiler - Hot Water Reset | A | Purchases (Cumulative) | Achievable Technical Potential | 0 | 0 | 0.013854 | 0.030571 | 0.050675 | 0.07361 | 0.09932 | 0.12886 | 0.16071 | 0.19268 | 0.22229 | 0.2473 | 0.26633 | 0.2787 | 0.28576 | 0.2891 | 0.29049 | 0.29099 | 0.29114 | 0.29117 | 0.29118 | 0.29118 | 0
F1_Industrial_Paper and Printing_Existing_Process_Natural Gas_Gas Boiler - Hot Water Reset_A_Achievable Technical Potential | F1 | Industrial | Paper and Printing | Existing | Process | Natural Gas | Gas Boiler - Hot Water Reset | A | Integrated Unit Energy Savings (kWh or therms) | Achievable Technical Potential | 0 | 0 | 101.4302 | 101.4086 | 101.391 | 101.3752 | 101.3601 | 101.3456 | 101.3317 | 101.3183 | 101.3054 | 101.2927 | 101.2804 | 101.2683 | 101.2565 | 101.2448 | 101.2332 | 101.2214 | 101.2096 | 101.1977 | 101.1857 | 101.1735 | 0
F2_Industrial_Paper and Printing_Existing_Process_Natural Gas_Gas Boiler - Hot Water Reset_A_Achievable Technical Potential | F2 | Industrial | Paper and Printing | Existing | Process | Natural Gas | Gas Boiler - Hot Water Reset | A | Integrated Unit Summer Peak Savings (kW) | Achievable Technical Potential | 0 | 0 | 0 | 0 | 0 | 0 | 0 | 0 | 0 | 0 | 0 | 0 | 0 | 0 | 0 | 0 | 0 | 0 | 0 | 0 | 0 | 0 | 0
F3_Industrial_Paper and Printing_Existing_Process_Natural Gas_Gas Boiler - Hot Water Reset_A_Achievable Technical Potential | F3 | Industrial | Paper and Printing | Existing | Process | Natural Gas | Gas Boiler - Hot Water Reset | A | Integrated Unit Winter Peak Savings (kW) | Achievable Technical Potential | 0 | 0 | 0 | 0 | 0 | 0 | 0 | 0 | 0 | 0 | 0 | 0 | 0 | 0 | 0 | 0 | 0 | 0 | 0 | 0 | 0 | 0 | 0
F4_Industrial_Paper and Printing_Existing_Process_Natural Gas_Gas Boiler - Hot Water Reset_A_Achievable Technical Potential | F4 | Industrial | Paper and Printing | Existing | Process | Natural Gas | Gas Boiler - Hot Water Reset | A | Incremental Energy Savings (MWh or mTherms) | Achievable Technical Potential | 0 | 0 | 0.056072 | 0.067646 | 0.081337 | 0.092777 | 0.10398 | 0.11946 | 0.12877 | 0.12926 | 0.1197 | 0.1011 | 0.07688 | 0.049998 | 0.028527 | 0.013497 | 0.0056111 | 0.002005 | 0.0006154 | 0.0001318 | 2.1288e-05 | 2.511e-06 | 0
F5_Industrial_Paper and Printing_Existing_Process_Natural Gas_Gas Boiler - Hot Water Reset_A_Achievable Technical Potential | F5 | Industrial | Paper and Printing | Existing | Process | Natural Gas | Gas Boiler - Hot Water Reset | A | Incremental Summer Peak Savings (MW) | Achievable Technical Potential | 0 | 0 | 0 | 0 | 0 | 0 | 0 | 0 | 0 | 0 | 0 | 0 | 0 | 0 | 0 | 0 | 0 | 0 | 0 | 0 | 0 | 0 | 0
F6_Industrial_Paper and Printing_Existing_Process_Natural Gas_Gas Boiler - Hot Water Reset_A_Achievable Technical Potential | F6 | Industrial | Paper and Printing | Existing | Process | Natural Gas | Gas Boiler - Hot Water Reset | A | Incremental Winter Peak Savings (MW) | Achievable Technical Potential | 0 | 0 | 0 | 0 | 0 | 0 | 0 | 0 | 0 | 0 | 0 | 0 | 0 | 0 | 0 | 0 | 0 | 0 | 0 | 0 | 0 | 0 | 0
F7_Industrial_Paper and Printing_Existing_Process_Natural Gas_Gas Boiler - Hot Water Reset_A_Achievable Technical Potential | F7 | Industrial | Paper and Printing | Existing | Process | Natural Gas | Gas Boiler - Hot Water Reset | A | Cumulative Energy Savings (MWh or mTherms) | Achievable Technical Potential | 0 | 0 | 0.056072 | 0.12371 | 0.20502 | 0.29777 | 0.40171 | 0.52111 | 0.6498 | 0.77898 | 0.89858 | 0.99957 | 1.0763 | 1.1262 | 1.1546 | 1.168 | 1.1734 | 1.1753 | 1.1758 | 1.1758 | 1.1757 | 1.1755 | 0
F8_Industrial_Paper and Printing_Existing_Process_Natural Gas_Gas Boiler - Hot Water Reset_A_Achievable Technical Potential | F8 | Industrial | Paper and Printing | Existing | Process | Natural Gas | Gas Boiler - Hot Water Reset | A | Cumulative Summer Peak Savings (MW) | Achievable Technical Potential | 0 | 0 | 0 | 0 | 0 | 0 | 0 | 0 | 0 | 0 | 0 | 0 | 0 | 0 | 0 | 0 | 0 | 0 | 0 | 0 | 0 | 0 | 0
F9_Industrial_Paper and Printing_Existing_Process_Natural Gas_Gas Boiler - Hot Water Reset_A_Achievable Technical Potential | F9 | Industrial | Paper and Printing | Existing | Process | Natural Gas | Gas Boiler - Hot Water Reset | A | Cumulative Winter Peak Savings (MW) | Achievable Technical Potential | 0 | 0 | 0 | 0 | 0 | 0 | 0 | 0 | 0 | 0 | 0 | 0 | 0 | 0 | 0 | 0 | 0 | 0 | 0 | 0 | 0 | 0 | 0
F10_Industrial_Paper and Printing_Existing_Process_Natural Gas_Gas Boiler - Hot Water Reset_A_Achievable Technical Potential | F10 | Industrial | Paper and Printing | Existing | Process | Natural Gas | Gas Boiler - Hot Water Reset | A | Purchases (Incremental) | Achievable Technical Potential | 0 | 0 | 0.55281 | 0.66706 | 0.80221 | 0.91519 | 1.0259 | 1.1787 | 1.2708 | 1.2758 | 1.1816 | 0.99813 | 0.75908 | 0.49371 | 0.28173 | 0.13331 | 0.055428 | 0.019808 | 0.0060804 | 0.0013024 | 0.00021039 | 2.4818e-05 | 0
F11_Industrial_Paper and Printing_Existing_Process_Natural Gas_Gas Boiler - Hot Water Reset_A_Achievable Technical Potential | F11 | Industrial | Paper and Printing | Existing | Process | Natural Gas | Gas Boiler - Hot Water Reset | A | Purchases (Cumulative) | Achievable Technical Potential | 0 | 0 | 0.55281 | 1.2199 | 2.0221 | 2.9373 | 3.9632 | 5.1419 | 6.4126 | 7.6884 | 8.87 | 9.8681 | 10.6272 | 11.1209 | 11.4026 | 11.5359 | 11.5914 | 11.6112 | 11.6173 | 11.6186 | 11.6188 | 11.6188 | 0
F1_Industrial_Paper and Printing_Existing_Space Heating_Natural Gas_Steam Trap Maintenance_A_Achievable Technical Potential | F1 | Industrial | Paper and Printing | Existing | Space Heating | Natural Gas | Steam Trap Maintenance | A | Integrated Unit Energy Savings (kWh or therms) | Achievable Technical Potential | 0 | 0 | 129.8634 | 129.4661 | 129.0523 | 128.6171 | 128.1529 | 127.6533 | 127.1132 | 126.5279 | 125.899 | 125.2291 | 124.5212 | 123.7762 | 122.9967 | 122.187 | 121.3532 | 120.5644 | 119.8286 | 119.1471 | 118.5206 | 117.9508 | 0
F2_Industrial_Paper and Printing_Existing_Space Heating_Natural Gas_Steam Trap Maintenance_A_Achievable Technical Potential | F2 | Industrial | Paper and Printing | Existing | Space Heating | Natural Gas | Steam Trap Maintenance | A | Integrated Unit Summer Peak Savings (kW) | Achievable Technical Potential | 0 | 0 | 0 | 0 | 0 | 0 | 0 | 0 | 0 | 0 | 0 | 0 | 0 | 0 | 0 | 0 | 0 | 0 | 0 | 0 | 0 | 0 | 0
F3_Industrial_Paper and Printing_Existing_Space Heating_Natural Gas_Steam Trap Maintenance_A_Achievable Technical Potential | F3 | Industrial | Paper and Printing | Existing | Space Heating | Natural Gas | Steam Trap Maintenance | A | Integrated Unit Winter Peak Savings (kW) | Achievable Technical Potential | 0 | 0 | 0 | 0 | 0 | 0 | 0 | 0 | 0 | 0 | 0 | 0 | 0 | 0 | 0 | 0 | 0 | 0 | 0 | 0 | 0 | 0 | 0
F4_Industrial_Paper and Printing_Existing_Space Heating_Natural Gas_Steam Trap Maintenance_A_Achievable Technical Potential | F4 | Industrial | Paper and Printing | Existing | Space Heating | Natural Gas | Steam Trap Maintenance | A | Incremental Energy Savings (MWh or mTherms) | Achievable Technical Potential | 0 | 0 | 0.0010042 | 0.00098382 | 0.00096377 | 0.00094396 | 0.00092434 | 0.00090486 | 0.00088549 | 0.00086622 | 0.00084705 | 0.00082802 | 0.00080914 | 0.00079044 | 0.00077192 | 0.00075361 | 0.00073557 | 0.00071818 | 0.00070149 | 0.00068548 | 0.00067012 | 0.0006554 | 0
F5_Industrial_Paper and Printing_Existing_Space Heating_Natural Gas_Steam Trap Maintenance_A_Achievable Technical Potential | F5 | Industrial | Paper and Printing | Existing | Space Heating | Natural Gas | Steam Trap Maintenance | A | Incremental Summer Peak Savings (MW) | Achievable Technical Potential | 0 | 0 | 0 | 0 | 0 | 0 | 0 | 0 | 0 | 0 | 0 | 0 | 0 | 0 | 0 | 0 | 0 | 0 | 0 | 0 | 0 | 0 | 0
F6_Industrial_Paper and Printing_Existing_Space Heating_Natural Gas_Steam Trap Maintenance_A_Achievable Technical Potential | F6 | Industrial | Paper and Printing | Existing | Space Heating | Natural Gas | Steam Trap Maintenance | A | Incremental Winter Peak Savings (MW) | Achievable Technical Potential | 0 | 0 | 0 | 0 | 0 | 0 | 0 | 0 | 0 | 0 | 0 | 0 | 0 | 0 | 0 | 0 | 0 | 0 | 0 | 0 | 0 | 0 | 0
F7_Industrial_Paper and Printing_Existing_Space Heating_Natural Gas_Steam Trap Maintenance_A_Achievable Technical Potential | F7 | Industrial | Paper and Printing | Existing | Space Heating | Natural Gas | Steam Trap Maintenance | A | Cumulative Energy Savings (MWh or mTherms) | Achievable Technical Potential | 0 | 0 | 0.0010042 | 0.0019849 | 0.0029423 | 0.0038764 | 0.0047867 | 0.0056729 | 0.0065344 | 0.0073705 | 0.008181 | 0.0089654 | 0.0097239 | 0.010456 | 0.011162 | 0.011842 | 0.012497 | 0.013134 | 0.013755 | 0.014363 | 0.014957 | 0.015541 | 0
F8_Industrial_Paper and Printing_Existing_Space Heating_Natural Gas_Steam Trap Maintenance_A_Achievable Technical Potential | F8 | Industrial | Paper and Printing | Existing | Space Heating | Natural Gas | Steam Trap Maintenance | A | Cumulative Summer Peak Savings (MW) | Achievable Technical Potential | 0 | 0 | 0 | 0 | 0 | 0 | 0 | 0 | 0 | 0 | 0 | 0 | 0 | 0 | 0 | 0 | 0 | 0 | 0 | 0 | 0 | 0 | 0
F9_Industrial_Paper and Printing_Existing_Space Heating_Natural Gas_Steam Trap Maintenance_A_Achievable Technical Potential | F9 | Industrial | Paper and Printing | Existing | Space Heating | Natural Gas | Steam Trap Maintenance | A | Cumulative Winter Peak Savings (MW) | Achievable Technical Potential | 0 | 0 | 0 | 0 | 0 | 0 | 0 | 0 | 0 | 0 | 0 | 0 | 0 | 0 | 0 | 0 | 0 | 0 | 0 | 0 | 0 | 0 | 0
F10_Industrial_Paper and Printing_Existing_Space Heating_Natural Gas_Steam Trap Maintenance_A_Achievable Technical Potential | F10 | Industrial | Paper and Printing | Existing | Space Heating | Natural Gas | Steam Trap Maintenance | A | Purchases (Incremental) | Achievable Technical Potential | 0 | 0 | 0.0077324 | 0.0075991 | 0.0074681 | 0.0073393 | 0.0072128 | 0.0070884 | 0.0069662 | 0.0068461 | 0.006728 | 0.006612 | 0.006498 | 0.006386 | 0.0062759 | 0.0061677 | 0.0060614 | 0.0059569 | 0.0058542 | 0.0057532 | 0.005654 | 0.0055565 | 0
F11_Industrial_Paper and Printing_Existing_Space Heating_Natural Gas_Steam Trap Maintenance_A_Achievable Technical Potential | F11 | Industrial | Paper and Printing | Existing | Space Heating | Natural Gas | Steam Trap Maintenance | A | Purchases (Cumulative) | Achievable Technical Potential | 0 | 0 | 0.0077324 | 0.015331 | 0.0228 | 0.030139 | 0.037352 | 0.04444 | 0.051406 | 0.058252 | 0.06498 | 0.071592 | 0.07809 | 0.084476 | 0.090752 | 0.09692 | 0.10298 | 0.10894 | 0.11479 | 0.12055 | 0.1262 | 0.13176 | 0
F1_Industrial_Paper and Printing_Existing_Process_Natural Gas_Steam Trap Maintenance_A_Achievable Technical Potential | F1 | Industrial | Paper and Printing | Existing | Process | Natural Gas | Steam Trap Maintenance | A | Integrated Unit Energy Savings (kWh or therms) | Achievable Technical Potential | 0 | 0 | 71.6713 | 71.661 | 71.6537 | 71.6478 | 71.6424 | 71.6376 | 71.6333 | 71.6294 | 71.6259 | 71.6228 | 71.6199 | 71.6174 | 71.6151 | 71.6131 | 71.6112 | 71.6093 | 71.6075 | 71.6057 | 71.604 | 71.6023 | 0
F2_Industrial_Paper and Printing_Existing_Process_Natural Gas_Steam Trap Maintenance_A_Achievable Technical Potential | F2 | Industrial | Paper and Printing | Existing | Process | Natural Gas | Steam Trap Maintenance | A | Integrated Unit Summer Peak Savings (kW) | Achievable Technical Potential | 0 | 0 | 0 | 0 | 0 | 0 | 0 | 0 | 0 | 0 | 0 | 0 | 0 | 0 | 0 | 0 | 0 | 0 | 0 | 0 | 0 | 0 | 0
F3_Industrial_Paper and Printing_Existing_Process_Natural Gas_Steam Trap Maintenance_A_Achievable Technical Potential | F3 | Industrial | Paper and Printing | Existing | Process | Natural Gas | Steam Trap Maintenance | A | Integrated Unit Winter Peak Savings (kW) | Achievable Technical Potential | 0 | 0 | 0 | 0 | 0 | 0 | 0 | 0 | 0 | 0 | 0 | 0 | 0 | 0 | 0 | 0 | 0 | 0 | 0 | 0 | 0 | 0 | 0
F4_Industrial_Paper and Printing_Existing_Process_Natural Gas_Steam Trap Maintenance_A_Achievable Technical Potential | F4 | Industrial | Paper and Printing | Existing | Process | Natural Gas | Steam Trap Maintenance | A | Incremental Energy Savings (MWh or mTherms) | Achievable Technical Potential | 0 | 0 | 0.022114 | 0.021729 | 0.021353 | 0.020983 | 0.020619 | 0.020263 | 0.019912 | 0.019568 | 0.019229 | 0.018897 | 0.01857 | 0.01825 | 0.017934 | 0.017625 | 0.01732 | 0.017021 | 0.016727 | 0.016439 | 0.016155 | 0.015876 | 0
F5_Industrial_Paper and Printing_Existing_Process_Natural Gas_Steam Trap Maintenance_A_Achievable Technical Potential | F5 | Industrial | Paper and Printing | Existing | Process | Natural Gas | Steam Trap Maintenance | A | Incremental Summer Peak Savings (MW) | Achievable Technical Potential | 0 | 0 | 0 | 0 | 0 | 0 | 0 | 0 | 0 | 0 | 0 | 0 | 0 | 0 | 0 | 0 | 0 | 0 | 0 | 0 | 0 | 0 | 0
F6_Industrial_Paper and Printing_Existing_Process_Natural Gas_Steam Trap Maintenance_A_Achievable Technical Potential | F6 | Industrial | Paper and Printing | Existing | Process | Natural Gas | Steam Trap Maintenance | A | Incremental Winter Peak Savings (MW) | Achievable Technical Potential | 0 | 0 | 0 | 0 | 0 | 0 | 0 | 0 | 0 | 0 | 0 | 0 | 0 | 0 | 0 | 0 | 0 | 0 | 0 | 0 | 0 | 0 | 0
F7_Industrial_Paper and Printing_Existing_Process_Natural Gas_Steam Trap Maintenance_A_Achievable Technical Potential | F7 | Industrial | Paper and Printing | Existing | Process | Natural Gas | Steam Trap Maintenance | A | Cumulative Energy Savings (MWh or mTherms) | Achievable Technical Potential | 0 | 0 | 0.022114 | 0.04384 | 0.065188 | 0.086166 | 0.10678 | 0.12703 | 0.14694 | 0.1665 | 0.18572 | 0.20461 | 0.22317 | 0.24141 | 0.25934 | 0.27696 | 0.29427 | 0.31128 | 0.328 | 0.34443 | 0.36058 | 0.37645 | 0
F8_Industrial_Paper and Printing_Existing_Process_Natural Gas_Steam Trap Maintenance_A_Achievable Technical Potential | F8 | Industrial | Paper and Printing | Existing | Process | Natural Gas | Steam Trap Maintenance | A | Cumulative Summer Peak Savings (MW) | Achievable Technical Potential | 0 | 0 | 0 | 0 | 0 | 0 | 0 | 0 | 0 | 0 | 0 | 0 | 0 | 0 | 0 | 0 | 0 | 0 | 0 | 0 | 0 | 0 | 0
F9_Industrial_Paper and Printing_Existing_Process_Natural Gas_Steam Trap Maintenance_A_Achievable Technical Potential | F9 | Industrial | Paper and Printing | Existing | Process | Natural Gas | Steam Trap Maintenance | A | Cumulative Winter Peak Savings (MW) | Achievable Technical Potential | 0 | 0 | 0 | 0 | 0 | 0 | 0 | 0 | 0 | 0 | 0 | 0 | 0 | 0 | 0 | 0 | 0 | 0 | 0 | 0 | 0 | 0 | 0
F10_Industrial_Paper and Printing_Existing_Process_Natural Gas_Steam Trap Maintenance_A_Achievable Technical Potential | F10 | Industrial | Paper and Printing | Existing | Process | Natural Gas | Steam Trap Maintenance | A | Purchases (Incremental) | Achievable Technical Potential | 0 | 0 | 0.30855 | 0.30323 | 0.298 | 0.29286 | 0.28781 | 0.28285 | 0.27797 | 0.27318 | 0.26847 | 0.26384 | 0.25929 | 0.25482 | 0.25043 | 0.24611 | 0.24187 | 0.2377 | 0.2336 | 0.22957 | 0.22561 | 0.22172 | 0
F11_Industrial_Paper and Printing_Existing_Process_Natural Gas_Steam Trap Maintenance_A_Achievable Technical Potential | F11 | Industrial | Paper and Printing | Existing | Process | Natural Gas | Steam Trap Maintenance | A | Purchases (Cumulative) | Achievable Technical Potential | 0 | 0 | 0.30855 | 0.61177 | 0.90977 | 1.2026 | 1.4904 | 1.7733 | 2.0513 | 2.3244 | 2.5929 | 2.8567 | 3.116 | 3.3709 | 3.6213 | 3.8674 | 4.1093 | 4.347 | 4.5806 | 4.8101 | 5.0357 | 5.2575 | 0
F1_Industrial_Paper and Printing_Existing_Space Heating_Natural Gas_Gas Boiler - High Turndown_A_Achievable Technical Potential | F1 | Industrial | Paper and Printing | Existing | Space Heating | Natural Gas | Gas Boiler - High Turndown | A | Integrated Unit Energy Savings (kWh or therms) | Achievable Technical Potential | 0 | 0 | 137.1789 | 135.7399 | 133.8298 | 131.3833 | 128.4035 | 124.9734 | 121.2421 | 117.3871 | 113.5839 | 109.9711 | 106.6359 | 103.6139 | 100.9041 | 98.4841 | 96.3213 | 94.4227 | 92.751 | 91.2521 | 89.9623 | 88.7528 | 0
F2_Industrial_Paper and Printing_Existing_Space Heating_Natural Gas_Gas Boiler - High Turndown_A_Achievable Technical Potential | F2 | Industrial | Paper and Printing | Existing | Space Heating | Natural Gas | Gas Boiler - High Turndown | A | Integrated Unit Summer Peak Savings (kW) | Achievable Technical Potential | 0 | 0 | 0 | 0 | 0 | 0 | 0 | 0 | 0 | 0 | 0 | 0 | 0 | 0 | 0 | 0 | 0 | 0 | 0 | 0 | 0 | 0 | 0
F3_Industrial_Paper and Printing_Existing_Space Heating_Natural Gas_Gas Boiler - High Turndown_A_Achievable Technical Potential | F3 | Industrial | Paper and Printing | Existing | Space Heating | Natural Gas | Gas Boiler - High Turndown | A | Integrated Unit Winter Peak Savings (kW) | Achievable Technical Potential | 0 | 0 | 0 | 0 | 0 | 0 | 0 | 0 | 0 | 0 | 0 | 0 | 0 | 0 | 0 | 0 | 0 | 0 | 0 | 0 | 0 | 0 | 0
F4_Industrial_Paper and Printing_Existing_Space Heating_Natural Gas_Gas Boiler - High Turndown_A_Achievable Technical Potential | F4 | Industrial | Paper and Printing | Existing | Space Heating | Natural Gas | Gas Boiler - High Turndown | A | Incremental Energy Savings (MWh or mTherms) | Achievable Technical Potential | 0 | 0 | 0.0029004 | 0.0028205 | 0.0027329 | 0.0026366 | 0.0025324 | 0.00218 | 0.0016628 | 0.0012657 | 0.00096289 | 0.00073295 | 0.00055877 | 0.00042686 | 0.00032682 | 0.00025079 | 0.00019284 | 0.00014863 | 9.7862e-07 | 3.3793e-07 | 1.1162e-07 | 3.5288e-08 | 0
F5_Industrial_Paper and Printing_Existing_Space Heating_Natural Gas_Gas Boiler - High Turndown_A_Achievable Technical Potential | F5 | Industrial | Paper and Printing | Existing | Space Heating | Natural Gas | Gas Boiler - High Turndown | A | Incremental Summer Peak Savings (MW) | Achievable Technical Potential | 0 | 0 | 0 | 0 | 0 | 0 | 0 | 0 | 0 | 0 | 0 | 0 | 0 | 0 | 0 | 0 | 0 | 0 | 0 | 0 | 0 | 0 | 0
F6_Industrial_Paper and Printing_Existing_Space Heating_Natural Gas_Gas Boiler - High Turndown_A_Achievable Technical Potential | F6 | Industrial | Paper and Printing | Existing | Space Heating | Natural Gas | Gas Boiler - High Turndown | A | Incremental Winter Peak Savings (MW) | Achievable Technical Potential | 0 | 0 | 0 | 0 | 0 | 0 | 0 | 0 | 0 | 0 | 0 | 0 | 0 | 0 | 0 | 0 | 0 | 0 | 0 | 0 | 0 | 0 | 0
F7_Industrial_Paper and Printing_Existing_Space Heating_Natural Gas_Gas Boiler - High Turndown_A_Achievable Technical Potential | F7 | Industrial | Paper and Printing | Existing | Space Heating | Natural Gas | Gas Boiler - High Turndown | A | Cumulative Energy Savings (MWh or mTherms) | Achievable Technical Potential | 0 | 0 | 0.0029004 | 0.0056905 | 0.0083433 | 0.010827 | 0.013114 | 0.014944 | 0.016161 | 0.016912 | 0.017327 | 0.017509 | 0.017537 | 0.017467 | 0.017337 | 0.017172 | 0.016988 | 0.016801 | 0.016505 | 0.016238 | 0.016009 | 0.015794 | 0
F8_Industrial_Paper and Printing_Existing_Space Heating_Natural Gas_Gas Boiler - High Turndown_A_Achievable Technical Potential | F8 | Industrial | Paper and Printing | Existing | Space Heating | Natural Gas | Gas Boiler - High Turndown | A | Cumulative Summer Peak Savings (MW) | Achievable Technical Potential | 0 | 0 | 0 | 0 | 0 | 0 | 0 | 0 | 0 | 0 | 0 | 0 | 0 | 0 | 0 | 0 | 0 | 0 | 0 | 0 | 0 | 0 | 0
F9_Industrial_Paper and Printing_Existing_Space Heating_Natural Gas_Gas Boiler - High Turndown_A_Achievable Technical Potential | F9 | Industrial | Paper and Printing | Existing | Space Heating | Natural Gas | Gas Boiler - High Turndown | A | Cumulative Winter Peak Savings (MW) | Achievable Technical Potential | 0 | 0 | 0 | 0 | 0 | 0 | 0 | 0 | 0 | 0 | 0 | 0 | 0 | 0 | 0 | 0 | 0 | 0 | 0 | 0 | 0 | 0 | 0
F10_Industrial_Paper and Printing_Existing_Space Heating_Natural Gas_Gas Boiler - High Turndown_A_Achievable Technical Potential | F10 | Industrial | Paper and Printing | Existing | Space Heating | Natural Gas | Gas Boiler - High Turndown | A | Purchases (Incremental) | Achievable Technical Potential | 0 | 0 | 0.021143 | 0.020779 | 0.02042 | 0.020068 | 0.019722 | 0.017444 | 0.013715 | 0.010783 | 0.0084773 | 0.0066649 | 0.00524 | 0.0041197 | 0.003239 | 0.0025465 | 0.0020021 | 0.001574 | 1.0551e-05 | 3.7033e-06 | 1.2407e-06 | 3.976e-07 | 0
F11_Industrial_Paper and Printing_Existing_Space Heating_Natural Gas_Gas Boiler - High Turndown_A_Achievable Technical Potential | F11 | Industrial | Paper and Printing | Existing | Space Heating | Natural Gas | Gas Boiler - High Turndown | A | Purchases (Cumulative) | Achievable Technical Potential | 0 | 0 | 0.021143 | 0.041922 | 0.062342 | 0.082411 | 0.10213 | 0.11958 | 0.13329 | 0.14407 | 0.15255 | 0.15922 | 0.16446 | 0.16858 | 0.17182 | 0.17436 | 0.17636 | 0.17794 | 0.17795 | 0.17795 | 0.17795 | 0.17795 | 0
F1_Industrial_Paper and Printing_Existing_Process_Natural Gas_Gas Boiler - High Turndown_A_Achievable Technical Potential | F1 | Industrial | Paper and Printing | Existing | Process | Natural Gas | Gas Boiler - High Turndown | A | Integrated Unit Energy Savings (kWh or therms) | Achievable Technical Potential | 0 | 0 | 75.6843 | 75.2716 | 74.8531 | 74.4274 | 73.9937 | 73.5754 | 73.1936 | 72.842 | 72.5161 | 72.213 | 71.93 | 71.6646 | 71.4127 | 71.1706 | 70.9345 | 70.7018 | 70.4891 | 70.2735 | 70.0547 | 69.8327 | 0
F2_Industrial_Paper and Printing_Existing_Process_Natural Gas_Gas Boiler - High Turndown_A_Achievable Technical Potential | F2 | Industrial | Paper and Printing | Existing | Process | Natural Gas | Gas Boiler - High Turndown | A | Integrated Unit Summer Peak Savings (kW) | Achievable Technical Potential | 0 | 0 | 0 | 0 | 0 | 0 | 0 | 0 | 0 | 0 | 0 | 0 | 0 | 0 | 0 | 0 | 0 | 0 | 0 | 0 | 0 | 0 | 0
F3_Industrial_Paper and Printing_Existing_Process_Natural Gas_Gas Boiler - High Turndown_A_Achievable Technical Potential | F3 | Industrial | Paper and Printing | Existing | Process | Natural Gas | Gas Boiler - High Turndown | A | Integrated Unit Winter Peak Savings (kW) | Achievable Technical Potential | 0 | 0 | 0 | 0 | 0 | 0 | 0 | 0 | 0 | 0 | 0 | 0 | 0 | 0 | 0 | 0 | 0 | 0 | 0 | 0 | 0 | 0 | 0
F4_Industrial_Paper and Printing_Existing_Process_Natural Gas_Gas Boiler - High Turndown_A_Achievable Technical Potential | F4 | Industrial | Paper and Printing | Existing | Process | Natural Gas | Gas Boiler - High Turndown | A | Incremental Energy Savings (MWh or mTherms) | Achievable Technical Potential | 0 | 0 | 0.063853 | 0.06241 | 0.060993 | 0.0596 | 0.058231 | 0.051213 | 0.040055 | 0.031341 | 0.02453 | 0.019205 | 0.01504 | 0.011781 | 0.0092297 | 0.0072318 | 0.0056668 | 0.0044407 | 2.9677e-05 | 1.0384e-05 | 3.4683e-06 | 1.1079e-06 | 0
F5_Industrial_Paper and Printing_Existing_Process_Natural Gas_Gas Boiler - High Turndown_A_Achievable Technical Potential | F5 | Industrial | Paper and Printing | Existing | Process | Natural Gas | Gas Boiler - High Turndown | A | Incremental Summer Peak Savings (MW) | Achievable Technical Potential | 0 | 0 | 0 | 0 | 0 | 0 | 0 | 0 | 0 | 0 | 0 | 0 | 0 | 0 | 0 | 0 | 0 | 0 | 0 | 0 | 0 | 0 | 0
F6_Industrial_Paper and Printing_Existing_Process_Natural Gas_Gas Boiler - High Turndown_A_Achievable Technical Potential | F6 | Industrial | Paper and Printing | Existing | Process | Natural Gas | Gas Boiler - High Turndown | A | Incremental Winter Peak Savings (MW) | Achievable Technical Potential | 0 | 0 | 0 | 0 | 0 | 0 | 0 | 0 | 0 | 0 | 0 | 0 | 0 | 0 | 0 | 0 | 0 | 0 | 0 | 0 | 0 | 0 | 0
F7_Industrial_Paper and Printing_Existing_Process_Natural Gas_Gas Boiler - High Turndown_A_Achievable Technical Potential | F7 | Industrial | Paper and Printing | Existing | Process | Natural Gas | Gas Boiler - High Turndown | A | Cumulative Energy Savings (MWh or mTherms) | Achievable Technical Potential | 0 | 0 | 0.063853 | 0.12591 | 0.18621 | 0.24475 | 0.30155 | 0.35106 | 0.3893 | 0.41877 | 0.44142 | 0.45878 | 0.47203 | 0.48206 | 0.4896 | 0.49517 | 0.4992 | 0.502 | 0.50052 | 0.499 | 0.49745 | 0.49587 | 0
F8_Industrial_Paper and Printing_Existing_Process_Natural Gas_Gas Boiler - High Turndown_A_Achievable Technical Potential | F8 | Industrial | Paper and Printing | Existing | Process | Natural Gas | Gas Boiler - High Turndown | A | Cumulative Summer Peak Savings (MW) | Achievable Technical Potential | 0 | 0 | 0 | 0 | 0 | 0 | 0 | 0 | 0 | 0 | 0 | 0 | 0 | 0 | 0 | 0 | 0 | 0 | 0 | 0 | 0 | 0 | 0
F9_Industrial_Paper and Printing_Existing_Process_Natural Gas_Gas Boiler - High Turndown_A_Achievable Technical Potential | F9 | Industrial | Paper and Printing | Existing | Process | Natural Gas | Gas Boiler - High Turndown | A | Cumulative Winter Peak Savings (MW) | Achievable Technical Potential | 0 | 0 | 0 | 0 | 0 | 0 | 0 | 0 | 0 | 0 | 0 | 0 | 0 | 0 | 0 | 0 | 0 | 0 | 0 | 0 | 0 | 0 | 0
F10_Industrial_Paper and Printing_Existing_Process_Natural Gas_Gas Boiler - High Turndown_A_Achievable Technical Potential | F10 | Industrial | Paper and Printing | Existing | Process | Natural Gas | Gas Boiler - High Turndown | A | Purchases (Incremental) | Achievable Technical Potential | 0 | 0 | 0.84367 | 0.82913 | 0.81483 | 0.80078 | 0.78698 | 0.69607 | 0.54725 | 0.43025 | 0.33827 | 0.26595 | 0.20909 | 0.16439 | 0.12924 | 0.10161 | 0.079888 | 0.062809 | 0.00042102 | 0.00014777 | 4.9508e-05 | 1.5866e-05 | 0
F11_Industrial_Paper and Printing_Existing_Process_Natural Gas_Gas Boiler - High Turndown_A_Achievable Technical Potential | F11 | Industrial | Paper and Printing | Existing | Process | Natural Gas | Gas Boiler - High Turndown | A | Purchases (Cumulative) | Achievable Technical Potential | 0 | 0 | 0.84367 | 1.6728 | 2.4876 | 3.2884 | 4.0754 | 4.7715 | 5.3187 | 5.749 | 6.0872 | 6.3532 | 6.5623 | 6.7267 | 6.8559 | 6.9575 | 7.0374 | 7.1002 | 7.1007 | 7.1008 | 7.1008 | 7.1009 | 0
F1_Industrial_Paper and Printing_Existing_Space Heating_Natural Gas_Gas Boiler - Burner Control Optimization_A_Achievable Technical Potential | F1 | Industrial | Paper and Printing | Existing | Space Heating | Natural Gas | Gas Boiler - Burner Control Optimization | A | Integrated Unit Energy Savings (kWh or therms) | Achievable Technical Potential | 0 | 0 | 39.7786 | 39.3581 | 38.801 | 38.0884 | 37.2213 | 36.224 | 35.1397 | 34.0199 | 32.9155 | 31.8664 | 30.898 | 30.0205 | 29.2336 | 28.5308 | 27.9025 | 27.3509 | 26.8651 | 26.4294 | 26.0543 | 25.7025 | 0
F2_Industrial_Paper and Printing_Existing_Space Heating_Natural Gas_Gas Boiler - Burner Control Optimization_A_Achievable Technical Potential | F2 | Industrial | Paper and Printing | Existing | Space Heating | Natural Gas | Gas Boiler - Burner Control Optimization | A | Integrated Unit Summer Peak Savings (kW) | Achievable Technical Potential | 0 | 0 | 0 | 0 | 0 | 0 | 0 | 0 | 0 | 0 | 0 | 0 | 0 | 0 | 0 | 0 | 0 | 0 | 0 | 0 | 0 | 0 | 0
F3_Industrial_Paper and Printing_Existing_Space Heating_Natural Gas_Gas Boiler - Burner Control Optimization_A_Achievable Technical Potential | F3 | Industrial | Paper and Printing | Existing | Space Heating | Natural Gas | Gas Boiler - Burner Control Optimization | A | Integrated Unit Winter Peak Savings (kW) | Achievable Technical Potential | 0 | 0 | 0 | 0 | 0 | 0 | 0 | 0 | 0 | 0 | 0 | 0 | 0 | 0 | 0 | 0 | 0 | 0 | 0 | 0 | 0 | 0 | 0
F4_Industrial_Paper and Printing_Existing_Space Heating_Natural Gas_Gas Boiler - Burner Control Optimization_A_Achievable Technical Potential | F4 | Industrial | Paper and Printing | Existing | Space Heating | Natural Gas | Gas Boiler - Burner Control Optimization | A | Incremental Energy Savings (MWh or mTherms) | Achievable Technical Potential | 0 | 0 | 0.00022688 | 0.00034677 | 0.00067194 | 0.0011344 | 0.0016947 | 0.0022692 | 0.0027534 | 0.0030563 | 0.0031296 | 0.0029776 | 0.0026482 | 0.0022125 | 0.0017437 | 0.0013008 | 0.00092123 | 0.00062121 | 0.00039977 | 0.00024596 | 0.00014505 | 9.5211e-05 | 0
F5_Industrial_Paper and Printing_Existing_Space Heating_Natural Gas_Gas Boiler - Burner Control Optimization_A_Achievable Technical Potential | F5 | Industrial | Paper and Printing | Existing | Space Heating | Natural Gas | Gas Boiler - Burner Control Optimization | A | Incremental Summer Peak Savings (MW) | Achievable Technical Potential | 0 | 0 | 0 | 0 | 0 | 0 | 0 | 0 | 0 | 0 | 0 | 0 | 0 | 0 | 0 | 0 | 0 | 0 | 0 | 0 | 0 | 0 | 0
F6_Industrial_Paper and Printing_Existing_Space Heating_Natural Gas_Gas Boiler - Burner Control Optimization_A_Achievable Technical Potential | F6 | Industrial | Paper and Printing | Existing | Space Heating | Natural Gas | Gas Boiler - Burner Control Optimization | A | Incremental Winter Peak Savings (MW) | Achievable Technical Potential | 0 | 0 | 0 | 0 | 0 | 0 | 0 | 0 | 0 | 0 | 0 | 0 | 0 | 0 | 0 | 0 | 0 | 0 | 0 | 0 | 0 | 0 | 0
F7_Industrial_Paper and Printing_Existing_Space Heating_Natural Gas_Gas Boiler - Burner Control Optimization_A_Achievable Technical Potential | F7 | Industrial | Paper and Printing | Existing | Space Heating | Natural Gas | Gas Boiler - Burner Control Optimization | A | Cumulative Energy Savings (MWh or mTherms) | Achievable Technical Potential | 0 | 0 | 0.00022688 | 0.00057125 | 0.0012351 | 0.0023468 | 0.0039881 | 0.0061505 | 0.0087197 | 0.011498 | 0.014254 | 0.016778 | 0.018916 | 0.020591 | 0.021795 | 0.022572 | 0.022996 | 0.023163 | 0.023151 | 0.023022 | 0.02284 | 0.022627 | 0
F8_Industrial_Paper and Printing_Existing_Space Heating_Natural Gas_Gas Boiler - Burner Control Optimization_A_Achievable Technical Potential | F8 | Industrial | Paper and Printing | Existing | Space Heating | Natural Gas | Gas Boiler - Burner Control Optimization | A | Cumulative Summer Peak Savings (MW) | Achievable Technical Potential | 0 | 0 | 0 | 0 | 0 | 0 | 0 | 0 | 0 | 0 | 0 | 0 | 0 | 0 | 0 | 0 | 0 | 0 | 0 | 0 | 0 | 0 | 0
F9_Industrial_Paper and Printing_Existing_Space Heating_Natural Gas_Gas Boiler - Burner Control Optimization_A_Achievable Technical Potential | F9 | Industrial | Paper and Printing | Existing | Space Heating | Natural Gas | Gas Boiler - Burner Control Optimization | A | Cumulative Winter Peak Savings (MW) | Achievable Technical Potential | 0 | 0 | 0 | 0 | 0 | 0 | 0 | 0 | 0 | 0 | 0 | 0 | 0 | 0 | 0 | 0 | 0 | 0 | 0 | 0 | 0 | 0 | 0
F10_Industrial_Paper and Printing_Existing_Space Heating_Natural Gas_Gas Boiler - Burner Control Optimization_A_Achievable Technical Potential | F10 | Industrial | Paper and Printing | Existing | Space Heating | Natural Gas | Gas Boiler - Burner Control Optimization | A | Purchases (Incremental) | Achievable Technical Potential | 0 | 0 | 0.0057035 | 0.0088107 | 0.017318 | 0.029783 | 0.045531 | 0.062644 | 0.078355 | 0.089837 | 0.09508 | 0.093441 | 0.085708 | 0.073701 | 0.059649 | 0.045594 | 0.033016 | 0.022713 | 0.014881 | 0.0093063 | 0.005567 | 0.0037044 | 0
F11_Industrial_Paper and Printing_Existing_Space Heating_Natural Gas_Gas Boiler - Burner Control Optimization_A_Achievable Technical Potential | F11 | Industrial | Paper and Printing | Existing | Space Heating | Natural Gas | Gas Boiler - Burner Control Optimization | A | Purchases (Cumulative) | Achievable Technical Potential | 0 | 0 | 0.0057035 | 0.014514 | 0.031832 | 0.061615 | 0.10715 | 0.16979 | 0.24815 | 0.33798 | 0.43306 | 0.5265 | 0.61221 | 0.68591 | 0.74556 | 0.79115 | 0.82417 | 0.84688 | 0.86176 | 0.87107 | 0.87664 | 0.88034 | 0
F1_Industrial_Paper and Printing_Existing_Process_Natural Gas_Gas Boiler - Burner Control Optimization_A_Achievable Technical Potential | F1 | Industrial | Paper and Printing | Existing | Process | Natural Gas | Gas Boiler - Burner Control Optimization | A | Integrated Unit Energy Savings (kWh or therms) | Achievable Technical Potential | 0 | 0 | 21.944 | 21.8199 | 21.6941 | 21.5662 | 21.4359 | 21.3105 | 21.1964 | 21.0916 | 20.9947 | 20.9048 | 20.821 | 20.7425 | 20.6681 | 20.5967 | 20.5271 | 20.4586 | 20.3963 | 20.3331 | 20.269 | 20.2039 | 0
F2_Industrial_Paper and Printing_Existing_Process_Natural Gas_Gas Boiler - Burner Control Optimization_A_Achievable Technical Potential | F2 | Industrial | Paper and Printing | Existing | Process | Natural Gas | Gas Boiler - Burner Control Optimization | A | Integrated Unit Summer Peak Savings (kW) | Achievable Technical Potential | 0 | 0 | 0 | 0 | 0 | 0 | 0 | 0 | 0 | 0 | 0 | 0 | 0 | 0 | 0 | 0 | 0 | 0 | 0 | 0 | 0 | 0 | 0
F3_Industrial_Paper and Printing_Existing_Process_Natural Gas_Gas Boiler - Burner Control Optimization_A_Achievable Technical Potential | F3 | Industrial | Paper and Printing | Existing | Process | Natural Gas | Gas Boiler - Burner Control Optimization | A | Integrated Unit Winter Peak Savings (kW) | Achievable Technical Potential | 0 | 0 | 0 | 0 | 0 | 0 | 0 | 0 | 0 | 0 | 0 | 0 | 0 | 0 | 0 | 0 | 0 | 0 | 0 | 0 | 0 | 0 | 0
F4_Industrial_Paper and Printing_Existing_Process_Natural Gas_Gas Boiler - Burner Control Optimization_A_Achievable Technical Potential | F4 | Industrial | Paper and Printing | Existing | Process | Natural Gas | Gas Boiler - Burner Control Optimization | A | Incremental Energy Savings (MWh or mTherms) | Achievable Technical Potential | 0 | 0 | 0.0049941 | 0.0076713 | 0.014991 | 0.02563 | 0.038945 | 0.05327 | 0.066272 | 0.075609 | 0.079653 | 0.077945 | 0.071207 | 0.061001 | 0.049193 | 0.037472 | 0.027043 | 0.018542 | 0.012111 | 0.0075507 | 0.0045026 | 0.0029864 | 0
F5_Industrial_Paper and Printing_Existing_Process_Natural Gas_Gas Boiler - Burner Control Optimization_A_Achievable Technical Potential | F5 | Industrial | Paper and Printing | Existing | Process | Natural Gas | Gas Boiler - Burner Control Optimization | A | Incremental Summer Peak Savings (MW) | Achievable Technical Potential | 0 | 0 | 0 | 0 | 0 | 0 | 0 | 0 | 0 | 0 | 0 | 0 | 0 | 0 | 0 | 0 | 0 | 0 | 0 | 0 | 0 | 0 | 0
F6_Industrial_Paper and Printing_Existing_Process_Natural Gas_Gas Boiler - Burner Control Optimization_A_Achievable Technical Potential | F6 | Industrial | Paper and Printing | Existing | Process | Natural Gas | Gas Boiler - Burner Control Optimization | A | Incremental Winter Peak Savings (MW) | Achievable Technical Potential | 0 | 0 | 0 | 0 | 0 | 0 | 0 | 0 | 0 | 0 | 0 | 0 | 0 | 0 | 0 | 0 | 0 | 0 | 0 | 0 | 0 | 0 | 0
F7_Industrial_Paper and Printing_Existing_Process_Natural Gas_Gas Boiler - Burner Control Optimization_A_Achievable Technical Potential | F7 | Industrial | Paper and Printing | Existing | Process | Natural Gas | Gas Boiler - Burner Control Optimization | A | Cumulative Energy Savings (MWh or mTherms) | Achievable Technical Potential | 0 | 0 | 0.0049941 | 0.012637 | 0.027556 | 0.053023 | 0.091648 | 0.14438 | 0.20988 | 0.28445 | 0.3628 | 0.43919 | 0.50864 | 0.56772 | 0.61488 | 0.65022 | 0.67507 | 0.69136 | 0.70136 | 0.70674 | 0.70902 | 0.70973 | 0
F8_Industrial_Paper and Printing_Existing_Process_Natural Gas_Gas Boiler - Burner Control Optimization_A_Achievable Technical Potential | F8 | Industrial | Paper and Printing | Existing | Process | Natural Gas | Gas Boiler - Burner Control Optimization | A | Cumulative Summer Peak Savings (MW) | Achievable Technical Potential | 0 | 0 | 0 | 0 | 0 | 0 | 0 | 0 | 0 | 0 | 0 | 0 | 0 | 0 | 0 | 0 | 0 | 0 | 0 | 0 | 0 | 0 | 0
F9_Industrial_Paper and Printing_Existing_Process_Natural Gas_Gas Boiler - Burner Control Optimization_A_Achievable Technical Potential | F9 | Industrial | Paper and Printing | Existing | Process | Natural Gas | Gas Boiler - Burner Control Optimization | A | Cumulative Winter Peak Savings (MW) | Achievable Technical Potential | 0 | 0 | 0 | 0 | 0 | 0 | 0 | 0 | 0 | 0 | 0 | 0 | 0 | 0 | 0 | 0 | 0 | 0 | 0 | 0 | 0 | 0 | 0
F10_Industrial_Paper and Printing_Existing_Process_Natural Gas_Gas Boiler - Burner Control Optimization_A_Achievable Technical Potential | F10 | Industrial | Paper and Printing | Existing | Process | Natural Gas | Gas Boiler - Burner Control Optimization | A | Purchases (Incremental) | Achievable Technical Potential | 0 | 0 | 0.22758 | 0.35157 | 0.69103 | 1.1884 | 1.8168 | 2.4997 | 3.1266 | 3.5848 | 3.794 | 3.7286 | 3.42 | 2.9409 | 2.3802 | 1.8193 | 1.3174 | 0.9063 | 0.59379 | 0.37135 | 0.22214 | 0.14781 | 0
F11_Industrial_Paper and Printing_Existing_Process_Natural Gas_Gas Boiler - Burner Control Optimization_A_Achievable Technical Potential | F11 | Industrial | Paper and Printing | Existing | Process | Natural Gas | Gas Boiler - Burner Control Optimization | A | Purchases (Cumulative) | Achievable Technical Potential | 0 | 0 | 0.22758 | 0.57916 | 1.2702 | 2.4586 | 4.2754 | 6.7751 | 9.9017 | 13.4865 | 17.2805 | 21.009 | 24.429 | 27.3699 | 29.75 | 31.5694 | 32.8868 | 33.7931 | 34.3869 | 34.7582 | 34.9804 | 35.1282 | 0
F1_Industrial_Paper and Printing_Existing_Space Heating_Natural Gas_HVAC - Demand Controlled Ventilation_A_Achievable Technical Potential | F1 | Industrial | Paper and Printing | Existing | Space Heating | Natural Gas | HVAC - Demand Controlled Ventilation | A | Integrated Unit Energy Savings (kWh or therms) | Achievable Technical Potential | 0 | 0 | 0.0766 | 0.076133 | 0.075654 | 0.075162 | 0.074657 | 0.074137 | 0.073602 | 0.073051 | 0.07249 | 0.07192 | 0.071342 | 0.070757 | 0.070163 | 0.069563 | 0.068958 | 0.068387 | 0.067854 | 0.067358 | 0.066898 | 0.066474 | 0
F2_Industrial_Paper and Printing_Existing_Space Heating_Natural Gas_HVAC - Demand Controlled Ventilation_A_Achievable Technical Potential | F2 | Industrial | Paper and Printing | Existing | Space Heating | Natural Gas | HVAC - Demand Controlled Ventilation | A | Integrated Unit Summer Peak Savings (kW) | Achievable Technical Potential | 0 | 0 | 0 | 0 | 0 | 0 | 0 | 0 | 0 | 0 | 0 | 0 | 0 | 0 | 0 | 0 | 0 | 0 | 0 | 0 | 0 | 0 | 0
F3_Industrial_Paper and Printing_Existing_Space Heating_Natural Gas_HVAC - Demand Controlled Ventilation_A_Achievable Technical Potential | F3 | Industrial | Paper and Printing | Existing | Space Heating | Natural Gas | HVAC - Demand Controlled Ventilation | A | Integrated Unit Winter Peak Savings (kW) | Achievable Technical Potential | 0 | 0 | 0 | 0 | 0 | 0 | 0 | 0 | 0 | 0 | 0 | 0 | 0 | 0 | 0 | 0 | 0 | 0 | 0 | 0 | 0 | 0 | 0
F4_Industrial_Paper and Printing_Existing_Space Heating_Natural Gas_HVAC - Demand Controlled Ventilation_A_Achievable Technical Potential | F4 | Industrial | Paper and Printing | Existing | Space Heating | Natural Gas | HVAC - Demand Controlled Ventilation | A | Incremental Energy Savings (MWh or mTherms) | Achievable Technical Potential | 0 | 0 | 0.029294 | 0.028613 | 0.027943 | 0.027283 | 0.026632 | 0.025991 | 0.025358 | 0.024735 | 0.024121 | 0.023519 | 0.022928 | 0.022348 | 0.021778 | 0.021219 | 0.020672 | 0.020148 | 0.019646 | 0.019166 | 0.018707 | 0.018268 | 0
F5_Industrial_Paper and Printing_Existing_Space Heating_Natural Gas_HVAC - Demand Controlled Ventilation_A_Achievable Technical Potential | F5 | Industrial | Paper and Printing | Existing | Space Heating | Natural Gas | HVAC - Demand Controlled Ventilation | A | Incremental Summer Peak Savings (MW) | Achievable Technical Potential | 0 | 0 | 0 | 0 | 0 | 0 | 0 | 0 | 0 | 0 | 0 | 0 | 0 | 0 | 0 | 0 | 0 | 0 | 0 | 0 | 0 | 0 | 0
F6_Industrial_Paper and Printing_Existing_Space Heating_Natural Gas_HVAC - Demand Controlled Ventilation_A_Achievable Technical Potential | F6 | Industrial | Paper and Printing | Existing | Space Heating | Natural Gas | HVAC - Demand Controlled Ventilation | A | Incremental Winter Peak Savings (MW) | Achievable Technical Potential | 0 | 0 | 0 | 0 | 0 | 0 | 0 | 0 | 0 | 0 | 0 | 0 | 0 | 0 | 0 | 0 | 0 | 0 | 0 | 0 | 0 | 0 | 0
F7_Industrial_Paper and Printing_Existing_Space Heating_Natural Gas_HVAC - Demand Controlled Ventilation_A_Achievable Technical Potential | F7 | Industrial | Paper and Printing | Existing | Space Heating | Natural Gas | HVAC - Demand Controlled Ventilation | A | Cumulative Energy Savings (MWh or mTherms) | Achievable Technical Potential | 0 | 0 | 0.029294 | 0.057729 | 0.085309 | 0.11204 | 0.13792 | 0.16295 | 0.18713 | 0.21046 | 0.23297 | 0.25465 | 0.27554 | 0.29562 | 0.31492 | 0.33344 | 0.35122 | 0.36846 | 0.38523 | 0.40158 | 0.41755 | 0.43317 | 0
F8_Industrial_Paper and Printing_Existing_Space Heating_Natural Gas_HVAC - Demand Controlled Ventilation_A_Achievable Technical Potential | F8 | Industrial | Paper and Printing | Existing | Space Heating | Natural Gas | HVAC - Demand Controlled Ventilation | A | Cumulative Summer Peak Savings (MW) | Achievable Technical Potential | 0 | 0 | 0 | 0 | 0 | 0 | 0 | 0 | 0 | 0 | 0 | 0 | 0 | 0 | 0 | 0 | 0 | 0 | 0 | 0 | 0 | 0 | 0
F9_Industrial_Paper and Printing_Existing_Space Heating_Natural Gas_HVAC - Demand Controlled Ventilation_A_Achievable Technical Potential | F9 | Industrial | Paper and Printing | Existing | Space Heating | Natural Gas | HVAC - Demand Controlled Ventilation | A | Cumulative Winter Peak Savings (MW) | Achievable Technical Potential | 0 | 0 | 0 | 0 | 0 | 0 | 0 | 0 | 0 | 0 | 0 | 0 | 0 | 0 | 0 | 0 | 0 | 0 | 0 | 0 | 0 | 0 | 0
F10_Industrial_Paper and Printing_Existing_Space Heating_Natural Gas_HVAC - Demand Controlled Ventilation_A_Achievable Technical Potential | F10 | Industrial | Paper and Printing | Existing | Space Heating | Natural Gas | HVAC - Demand Controlled Ventilation | A | Purchases (Incremental) | Achievable Technical Potential | 0 | 0 | 382.4268 | 375.8332 | 369.3534 | 362.9852 | 356.7268 | 350.5764 | 344.532 | 338.5917 | 332.754 | 327.0168 | 321.3786 | 315.8376 | 310.3921 | 305.0405 | 299.7812 | 294.6126 | 289.533 | 284.5411 | 279.6352 | 274.8139 | 0
F11_Industrial_Paper and Printing_Existing_Space Heating_Natural Gas_HVAC - Demand Controlled Ventilation_A_Achievable Technical Potential | F11 | Industrial | Paper and Printing | Existing | Space Heating | Natural Gas | HVAC - Demand Controlled Ventilation | A | Purchases (Cumulative) | Achievable Technical Potential | 0 | 0 | 382.4268 | 758.2601 | 1127.6134 | 1490.5986 | 1847.3255 | 2197.9018 | 2542.4338 | 2881.0255 | 3213.7795 | 3540.7963 | 3862.1749 | 4178.0125 | 4488.4046 | 4793.4452 | 5093.2264 | 5387.8389 | 5677.372 | 5961.9131 | 6241.5483 | 6516.3622 | 0
F1_Industrial_Paper and Printing_Existing_Space Heating_Natural Gas_Gas Boiler - Stack Economizer_A_Achievable Technical Potential | F1 | Industrial | Paper and Printing | Existing | Space Heating | Natural Gas | Gas Boiler - Stack Economizer | A | Integrated Unit Energy Savings (kWh or therms) | Achievable Technical Potential | 0 | 0 | 100.4646 | 99.9761 | 99.4513 | 98.8776 | 98.2396 | 97.5215 | 96.7112 | 95.7999 | 94.7886 | 93.6855 | 92.5067 | 91.274 | 90.0157 | 88.7635 | 87.5471 | 86.4291 | 85.4219 | 84.5252 | 83.7251 | 82.9993 | 0
F2_Industrial_Paper and Printing_Existing_Space Heating_Natural Gas_Gas Boiler - Stack Economizer_A_Achievable Technical Potential | F2 | Industrial | Paper and Printing | Existing | Space Heating | Natural Gas | Gas Boiler - Stack Economizer | A | Integrated Unit Summer Peak Savings (kW) | Achievable Technical Potential | 0 | 0 | 0 | 0 | 0 | 0 | 0 | 0 | 0 | 0 | 0 | 0 | 0 | 0 | 0 | 0 | 0 | 0 | 0 | 0 | 0 | 0 | 0
F3_Industrial_Paper and Printing_Existing_Space Heating_Natural Gas_Gas Boiler - Stack Economizer_A_Achievable Technical Potential | F3 | Industrial | Paper and Printing | Existing | Space Heating | Natural Gas | Gas Boiler - Stack Economizer | A | Integrated Unit Winter Peak Savings (kW) | Achievable Technical Potential | 0 | 0 | 0 | 0 | 0 | 0 | 0 | 0 | 0 | 0 | 0 | 0 | 0 | 0 | 0 | 0 | 0 | 0 | 0 | 0 | 0 | 0 | 0
F4_Industrial_Paper and Printing_Existing_Space Heating_Natural Gas_Gas Boiler - Stack Economizer_A_Achievable Technical Potential | F4 | Industrial | Paper and Printing | Existing | Space Heating | Natural Gas | Gas Boiler - Stack Economizer | A | Incremental Energy Savings (MWh or mTherms) | Achievable Technical Potential | 0 | 0 | 0.0056644 | 0.0055397 | 0.0054156 | 0.0052915 | 0.0051667 | 0.0045365 | 0.003537 | 0.0027546 | 0.0021428 | 0.0016651 | 0.0012926 | 0.0010027 | 0.00077749 | 0.00060276 | 0.0004674 | 0.00036278 | 2.4034e-06 | 8.3472e-07 | 2.7701e-07 | 8.8002e-08 | 0
F5_Industrial_Paper and Printing_Existing_Space Heating_Natural Gas_Gas Boiler - Stack Economizer_A_Achievable Technical Potential | F5 | Industrial | Paper and Printing | Existing | Space Heating | Natural Gas | Gas Boiler - Stack Economizer | A | Incremental Summer Peak Savings (MW) | Achievable Technical Potential | 0 | 0 | 0 | 0 | 0 | 0 | 0 | 0 | 0 | 0 | 0 | 0 | 0 | 0 | 0 | 0 | 0 | 0 | 0 | 0 | 0 | 0 | 0
F6_Industrial_Paper and Printing_Existing_Space Heating_Natural Gas_Gas Boiler - Stack Economizer_A_Achievable Technical Potential | F6 | Industrial | Paper and Printing | Existing | Space Heating | Natural Gas | Gas Boiler - Stack Economizer | A | Incremental Winter Peak Savings (MW) | Achievable Technical Potential | 0 | 0 | 0 | 0 | 0 | 0 | 0 | 0 | 0 | 0 | 0 | 0 | 0 | 0 | 0 | 0 | 0 | 0 | 0 | 0 | 0 | 0 | 0
F7_Industrial_Paper and Printing_Existing_Space Heating_Natural Gas_Gas Boiler - Stack Economizer_A_Achievable Technical Potential | F7 | Industrial | Paper and Printing | Existing | Space Heating | Natural Gas | Gas Boiler - Stack Economizer | A | Cumulative Energy Savings (MWh or mTherms) | Achievable Technical Potential | 0 | 0 | 0.0056644 | 0.011176 | 0.016533 | 0.021729 | 0.026756 | 0.031097 | 0.034375 | 0.036806 | 0.03856 | 0.039777 | 0.040569 | 0.041031 | 0.041243 | 0.041272 | 0.041174 | 0.041011 | 0.040535 | 0.04011 | 0.039731 | 0.039387 | 0
F8_Industrial_Paper and Printing_Existing_Space Heating_Natural Gas_Gas Boiler - Stack Economizer_A_Achievable Technical Potential | F8 | Industrial | Paper and Printing | Existing | Space Heating | Natural Gas | Gas Boiler - Stack Economizer | A | Cumulative Summer Peak Savings (MW) | Achievable Technical Potential | 0 | 0 | 0 | 0 | 0 | 0 | 0 | 0 | 0 | 0 | 0 | 0 | 0 | 0 | 0 | 0 | 0 | 0 | 0 | 0 | 0 | 0 | 0
F9_Industrial_Paper and Printing_Existing_Space Heating_Natural Gas_Gas Boiler - Stack Economizer_A_Achievable Technical Potential | F9 | Industrial | Paper and Printing | Existing | Space Heating | Natural Gas | Gas Boiler - Stack Economizer | A | Cumulative Winter Peak Savings (MW) | Achievable Technical Potential | 0 | 0 | 0 | 0 | 0 | 0 | 0 | 0 | 0 | 0 | 0 | 0 | 0 | 0 | 0 | 0 | 0 | 0 | 0 | 0 | 0 | 0 | 0
F10_Industrial_Paper and Printing_Existing_Space Heating_Natural Gas_Gas Boiler - Stack Economizer_A_Achievable Technical Potential | F10 | Industrial | Paper and Printing | Existing | Space Heating | Natural Gas | Gas Boiler - Stack Economizer | A | Purchases (Incremental) | Achievable Technical Potential | 0 | 0 | 0.056382 | 0.05541 | 0.054454 | 0.053516 | 0.052593 | 0.046517 | 0.036572 | 0.028753 | 0.022606 | 0.017773 | 0.013973 | 0.010986 | 0.0086372 | 0.0067906 | 0.0053389 | 0.0041974 | 2.8136e-05 | 9.8754e-06 | 3.3086e-06 | 1.0603e-06 | 0
F11_Industrial_Paper and Printing_Existing_Space Heating_Natural Gas_Gas Boiler - Stack Economizer_A_Achievable Technical Potential | F11 | Industrial | Paper and Printing | Existing | Space Heating | Natural Gas | Gas Boiler - Stack Economizer | A | Purchases (Cumulative) | Achievable Technical Potential | 0 | 0 | 0.056382 | 0.11179 | 0.16625 | 0.21976 | 0.27235 | 0.31887 | 0.35544 | 0.3842 | 0.4068 | 0.42458 | 0.43855 | 0.44954 | 0.45817 | 0.46496 | 0.4703 | 0.4745 | 0.47453 | 0.47454 | 0.47454 | 0.47454 | 0
F1_Industrial_Paper and Printing_Existing_Process_Natural Gas_Gas Boiler - Stack Economizer_A_Achievable Technical Potential | F1 | Industrial | Paper and Printing | Existing | Process | Natural Gas | Gas Boiler - Stack Economizer | A | Integrated Unit Energy Savings (kWh or therms) | Achievable Technical Potential | 0 | 0 | 72.6943 | 72.3357 | 71.9718 | 71.6013 | 71.2233 | 70.8567 | 70.5192 | 70.2056 | 69.9131 | 69.6393 | 69.3824 | 69.1406 | 68.9104 | 68.6883 | 68.4712 | 68.2565 | 68.0579 | 67.8565 | 67.6522 | 67.4449 | 0
F2_Industrial_Paper and Printing_Existing_Process_Natural Gas_Gas Boiler - Stack Economizer_A_Achievable Technical Potential | F2 | Industrial | Paper and Printing | Existing | Process | Natural Gas | Gas Boiler - Stack Economizer | A | Integrated Unit Summer Peak Savings (kW) | Achievable Technical Potential | 0 | 0 | 0 | 0 | 0 | 0 | 0 | 0 | 0 | 0 | 0 | 0 | 0 | 0 | 0 | 0 | 0 | 0 | 0 | 0 | 0 | 0 | 0
F3_Industrial_Paper and Printing_Existing_Process_Natural Gas_Gas Boiler - Stack Economizer_A_Achievable Technical Potential | F3 | Industrial | Paper and Printing | Existing | Process | Natural Gas | Gas Boiler - Stack Economizer | A | Integrated Unit Winter Peak Savings (kW) | Achievable Technical Potential | 0 | 0 | 0 | 0 | 0 | 0 | 0 | 0 | 0 | 0 | 0 | 0 | 0 | 0 | 0 | 0 | 0 | 0 | 0 | 0 | 0 | 0 | 0
F4_Industrial_Paper and Printing_Existing_Process_Natural Gas_Gas Boiler - Stack Economizer_A_Achievable Technical Potential | F4 | Industrial | Paper and Printing | Existing | Process | Natural Gas | Gas Boiler - Stack Economizer | A | Incremental Energy Savings (MWh or mTherms) | Achievable Technical Potential | 0 | 0 | 0.16355 | 0.15993 | 0.15639 | 0.1529 | 0.14947 | 0.13152 | 0.10291 | 0.08055 | 0.063065 | 0.049388 | 0.038686 | 0.030309 | 0.02375 | 0.018612 | 0.014587 | 0.011432 | 7.641e-05 | 2.6739e-05 | 8.9315e-06 | 2.8535e-06 | 0
F5_Industrial_Paper and Printing_Existing_Process_Natural Gas_Gas Boiler - Stack Economizer_A_Achievable Technical Potential | F5 | Industrial | Paper and Printing | Existing | Process | Natural Gas | Gas Boiler - Stack Economizer | A | Incremental Summer Peak Savings (MW) | Achievable Technical Potential | 0 | 0 | 0 | 0 | 0 | 0 | 0 | 0 | 0 | 0 | 0 | 0 | 0 | 0 | 0 | 0 | 0 | 0 | 0 | 0 | 0 | 0 | 0
F6_Industrial_Paper and Printing_Existing_Process_Natural Gas_Gas Boiler - Stack Economizer_A_Achievable Technical Potential | F6 | Industrial | Paper and Printing | Existing | Process | Natural Gas | Gas Boiler - Stack Economizer | A | Incremental Winter Peak Savings (MW) | Achievable Technical Potential | 0 | 0 | 0 | 0 | 0 | 0 | 0 | 0 | 0 | 0 | 0 | 0 | 0 | 0 | 0 | 0 | 0 | 0 | 0 | 0 | 0 | 0 | 0
F7_Industrial_Paper and Printing_Existing_Process_Natural Gas_Gas Boiler - Stack Economizer_A_Achievable Technical Potential | F7 | Industrial | Paper and Printing | Existing | Process | Natural Gas | Gas Boiler - Stack Economizer | A | Cumulative Energy Savings (MWh or mTherms) | Achievable Technical Potential | 0 | 0 | 0.16355 | 0.32268 | 0.47744 | 0.62788 | 0.77404 | 0.90158 | 1.0002 | 1.0763 | 1.1349 | 1.1798 | 1.2142 | 1.2402 | 1.2599 | 1.2744 | 1.285 | 1.2924 | 1.2887 | 1.2849 | 1.281 | 1.2771 | 0
F8_Industrial_Paper and Printing_Existing_Process_Natural Gas_Gas Boiler - Stack Economizer_A_Achievable Technical Potential | F8 | Industrial | Paper and Printing | Existing | Process | Natural Gas | Gas Boiler - Stack Economizer | A | Cumulative Summer Peak Savings (MW) | Achievable Technical Potential | 0 | 0 | 0 | 0 | 0 | 0 | 0 | 0 | 0 | 0 | 0 | 0 | 0 | 0 | 0 | 0 | 0 | 0 | 0 | 0 | 0 | 0 | 0
F9_Industrial_Paper and Printing_Existing_Process_Natural Gas_Gas Boiler - Stack Economizer_A_Achievable Technical Potential | F9 | Industrial | Paper and Printing | Existing | Process | Natural Gas | Gas Boiler - Stack Economizer | A | Cumulative Winter Peak Savings (MW) | Achievable Technical Potential | 0 | 0 | 0 | 0 | 0 | 0 | 0 | 0 | 0 | 0 | 0 | 0 | 0 | 0 | 0 | 0 | 0 | 0 | 0 | 0 | 0 | 0 | 0
F10_Industrial_Paper and Printing_Existing_Process_Natural Gas_Gas Boiler - Stack Economizer_A_Achievable Technical Potential | F10 | Industrial | Paper and Printing | Existing | Process | Natural Gas | Gas Boiler - Stack Economizer | A | Purchases (Incremental) | Achievable Technical Potential | 0 | 0 | 2.2498 | 2.211 | 2.1729 | 2.1354 | 2.0986 | 1.8562 | 1.4593 | 1.1473 | 0.90205 | 0.7092 | 0.55758 | 0.43837 | 0.34465 | 0.27097 | 0.21304 | 0.16749 | 0.0011227 | 0.00039406 | 0.00013202 | 4.2308e-05 | 0
F11_Industrial_Paper and Printing_Existing_Process_Natural Gas_Gas Boiler - Stack Economizer_A_Achievable Technical Potential | F11 | Industrial | Paper and Printing | Existing | Process | Natural Gas | Gas Boiler - Stack Economizer | A | Purchases (Cumulative) | Achievable Technical Potential | 0 | 0 | 2.2498 | 4.4608 | 6.6337 | 8.7691 | 10.8677 | 12.7239 | 14.1833 | 15.3306 | 16.2327 | 16.9419 | 17.4994 | 17.9378 | 18.2825 | 18.5534 | 18.7665 | 18.9339 | 18.9351 | 18.9355 | 18.9356 | 18.9356 | 0
F1_Industrial_Paper and Printing_Existing_Space Heating_Natural Gas_Gas Furnace Tube Inserts_A_Achievable Technical Potential | F1 | Industrial | Paper and Printing | Existing | Space Heating | Natural Gas | Gas Furnace Tube Inserts | A | Integrated Unit Energy Savings (kWh or therms) | Achievable Technical Potential | 0 | 0 | 0.088078 | 0.087554 | 0.087015 | 0.086462 | 0.085893 | 0.085308 | 0.084705 | 0.084085 | 0.083452 | 0.082809 | 0.082158 | 0.081497 | 0.080827 | 0.080149 | 0.079467 | 0.078823 | 0.078223 | 0.077665 | 0.07715 | 0.076676 | 0
F2_Industrial_Paper and Printing_Existing_Space Heating_Natural Gas_Gas Furnace Tube Inserts_A_Achievable Technical Potential | F2 | Industrial | Paper and Printing | Existing | Space Heating | Natural Gas | Gas Furnace Tube Inserts | A | Integrated Unit Summer Peak Savings (kW) | Achievable Technical Potential | 0 | 0 | 0 | 0 | 0 | 0 | 0 | 0 | 0 | 0 | 0 | 0 | 0 | 0 | 0 | 0 | 0 | 0 | 0 | 0 | 0 | 0 | 0
F3_Industrial_Paper and Printing_Existing_Space Heating_Natural Gas_Gas Furnace Tube Inserts_A_Achievable Technical Potential | F3 | Industrial | Paper and Printing | Existing | Space Heating | Natural Gas | Gas Furnace Tube Inserts | A | Integrated Unit Winter Peak Savings (kW) | Achievable Technical Potential | 0 | 0 | 0 | 0 | 0 | 0 | 0 | 0 | 0 | 0 | 0 | 0 | 0 | 0 | 0 | 0 | 0 | 0 | 0 | 0 | 0 | 0 | 0
F4_Industrial_Paper and Printing_Existing_Space Heating_Natural Gas_Gas Furnace Tube Inserts_A_Achievable Technical Potential | F4 | Industrial | Paper and Printing | Existing | Space Heating | Natural Gas | Gas Furnace Tube Inserts | A | Incremental Energy Savings (MWh or mTherms) | Achievable Technical Potential | 0 | 0 | 0 | 0 | 0 | 0 | 0 | 0 | 0 | 0 | 0 | 0 | 0 | 0 | 0 | 0 | 0 | 0 | 0 | 0 | 0 | 0 | 0
F5_Industrial_Paper and Printing_Existing_Space Heating_Natural Gas_Gas Furnace Tube Inserts_A_Achievable Technical Potential | F5 | Industrial | Paper and Printing | Existing | Space Heating | Natural Gas | Gas Furnace Tube Inserts | A | Incremental Summer Peak Savings (MW) | Achievable Technical Potential | 0 | 0 | 0 | 0 | 0 | 0 | 0 | 0 | 0 | 0 | 0 | 0 | 0 | 0 | 0 | 0 | 0 | 0 | 0 | 0 | 0 | 0 | 0
F6_Industrial_Paper and Printing_Existing_Space Heating_Natural Gas_Gas Furnace Tube Inserts_A_Achievable Technical Potential | F6 | Industrial | Paper and Printing | Existing | Space Heating | Natural Gas | Gas Furnace Tube Inserts | A | Incremental Winter Peak Savings (MW) | Achievable Technical Potential | 0 | 0 | 0 | 0 | 0 | 0 | 0 | 0 | 0 | 0 | 0 | 0 | 0 | 0 | 0 | 0 | 0 | 0 | 0 | 0 | 0 | 0 | 0
F7_Industrial_Paper and Printing_Existing_Space Heating_Natural Gas_Gas Furnace Tube Inserts_A_Achievable Technical Potential | F7 | Industrial | Paper and Printing | Existing | Space Heating | Natural Gas | Gas Furnace Tube Inserts | A | Cumulative Energy Savings (MWh or mTherms) | Achievable Technical Potential | 0 | 0 | 0 | 0 | 0 | 0 | 0 | 0 | 0 | 0 | 0 | 0 | 0 | 0 | 0 | 0 | 0 | 0 | 0 | 0 | 0 | 0 | 0
F8_Industrial_Paper and Printing_Existing_Space Heating_Natural Gas_Gas Furnace Tube Inserts_A_Achievable Technical Potential | F8 | Industrial | Paper and Printing | Existing | Space Heating | Natural Gas | Gas Furnace Tube Inserts | A | Cumulative Summer Peak Savings (MW) | Achievable Technical Potential | 0 | 0 | 0 | 0 | 0 | 0 | 0 | 0 | 0 | 0 | 0 | 0 | 0 | 0 | 0 | 0 | 0 | 0 | 0 | 0 | 0 | 0 | 0
F9_Industrial_Paper and Printing_Existing_Space Heating_Natural Gas_Gas Furnace Tube Inserts_A_Achievable Technical Potential | F9 | Industrial | Paper and Printing | Existing | Space Heating | Natural Gas | Gas Furnace Tube Inserts | A | Cumulative Winter Peak Savings (MW) | Achievable Technical Potential | 0 | 0 | 0 | 0 | 0 | 0 | 0 | 0 | 0 | 0 | 0 | 0 | 0 | 0 | 0 | 0 | 0 | 0 | 0 | 0 | 0 | 0 | 0
F10_Industrial_Paper and Printing_Existing_Space Heating_Natural Gas_Gas Furnace Tube Inserts_A_Achievable Technical Potential | F10 | Industrial | Paper and Printing | Existing | Space Heating | Natural Gas | Gas Furnace Tube Inserts | A | Purchases (Incremental) | Achievable Technical Potential | 0 | 0 | 0 | 0 | 0 | 0 | 0 | 0 | 0 | 0 | 0 | 0 | 0 | 0 | 0 | 0 | 0 | 0 | 0 | 0 | 0 | 0 | 0
F11_Industrial_Paper and Printing_Existing_Space Heating_Natural Gas_Gas Furnace Tube Inserts_A_Achievable Technical Potential | F11 | Industrial | Paper and Printing | Existing | Space Heating | Natural Gas | Gas Furnace Tube Inserts | A | Purchases (Cumulative) | Achievable Technical Potential | 0 | 0 | 0 | 0 | 0 | 0 | 0 | 0 | 0 | 0 | 0 | 0 | 0 | 0 | 0 | 0 | 0 | 0 | 0 | 0 | 0 | 0 | 0
F1_Industrial_Paper and Printing_Existing_Space Heating_Natural Gas_Space Heating - Heat Recovery Ventilator_A_Achievable Technical Potential | F1 | Industrial | Paper and Printing | Existing | Space Heating | Natural Gas | Space Heating - Heat Recovery Ventilator | A | Integrated Unit Energy Savings (kWh or therms) | Achievable Technical Potential | 0 | 0 | 0.01328 | 0.013125 | 0.012916 | 0.012645 | 0.012314 | 0.011935 | 0.011526 | 0.011107 | 0.010699 | 0.010317 | 0.009969 | 0.0096586 | 0.0093841 | 0.009142 | 0.0089277 | 0.0087408 | 0.0085766 | 0.0084293 | 0.0083028 | 0.0081835 | 0
F2_Industrial_Paper and Printing_Existing_Space Heating_Natural Gas_Space Heating - Heat Recovery Ventilator_A_Achievable Technical Potential | F2 | Industrial | Paper and Printing | Existing | Space Heating | Natural Gas | Space Heating - Heat Recovery Ventilator | A | Integrated Unit Summer Peak Savings (kW) | Achievable Technical Potential | 0 | 0 | 0 | 0 | 0 | 0 | 0 | 0 | 0 | 0 | 0 | 0 | 0 | 0 | 0 | 0 | 0 | 0 | 0 | 0 | 0 | 0 | 0
F3_Industrial_Paper and Printing_Existing_Space Heating_Natural Gas_Space Heating - Heat Recovery Ventilator_A_Achievable Technical Potential | F3 | Industrial | Paper and Printing | Existing | Space Heating | Natural Gas | Space Heating - Heat Recovery Ventilator | A | Integrated Unit Winter Peak Savings (kW) | Achievable Technical Potential | 0 | 0 | 0 | 0 | 0 | 0 | 0 | 0 | 0 | 0 | 0 | 0 | 0 | 0 | 0 | 0 | 0 | 0 | 0 | 0 | 0 | 0 | 0
F4_Industrial_Paper and Printing_Existing_Space Heating_Natural Gas_Space Heating - Heat Recovery Ventilator_A_Achievable Technical Potential | F4 | Industrial | Paper and Printing | Existing | Space Heating | Natural Gas | Space Heating - Heat Recovery Ventilator | A | Incremental Energy Savings (MWh or mTherms) | Achievable Technical Potential | 0 | 0 | 0.012431 | 0.012075 | 0.011677 | 0.011235 | 0.010753 | 0.010242 | 0.0097198 | 0.0092052 | 0.0087141 | 0.008258 | 0.0078421 | 0.0074669 | 0.0071296 | 0.0068259 | 0.006551 | 0.0063033 | 0.0060782 | 0.0058708 | 0.005683 | 0.0055048 | 0
F5_Industrial_Paper and Printing_Existing_Space Heating_Natural Gas_Space Heating - Heat Recovery Ventilator_A_Achievable Technical Potential | F5 | Industrial | Paper and Printing | Existing | Space Heating | Natural Gas | Space Heating - Heat Recovery Ventilator | A | Incremental Summer Peak Savings (MW) | Achievable Technical Potential | 0 | 0 | 0 | 0 | 0 | 0 | 0 | 0 | 0 | 0 | 0 | 0 | 0 | 0 | 0 | 0 | 0 | 0 | 0 | 0 | 0 | 0 | 0
F6_Industrial_Paper and Printing_Existing_Space Heating_Natural Gas_Space Heating - Heat Recovery Ventilator_A_Achievable Technical Potential | F6 | Industrial | Paper and Printing | Existing | Space Heating | Natural Gas | Space Heating - Heat Recovery Ventilator | A | Incremental Winter Peak Savings (MW) | Achievable Technical Potential | 0 | 0 | 0 | 0 | 0 | 0 | 0 | 0 | 0 | 0 | 0 | 0 | 0 | 0 | 0 | 0 | 0 | 0 | 0 | 0 | 0 | 0 | 0
F7_Industrial_Paper and Printing_Existing_Space Heating_Natural Gas_Space Heating - Heat Recovery Ventilator_A_Achievable Technical Potential | F7 | Industrial | Paper and Printing | Existing | Space Heating | Natural Gas | Space Heating - Heat Recovery Ventilator | A | Cumulative Energy Savings (MWh or mTherms) | Achievable Technical Potential | 0 | 0 | 0.012431 | 0.024361 | 0.035649 | 0.046137 | 0.055683 | 0.06421 | 0.071726 | 0.078325 | 0.084162 | 0.089414 | 0.094242 | 0.098775 | 0.1031 | 0.10726 | 0.1113 | 0.11527 | 0.11919 | 0.12301 | 0.12685 | 0.13053 | 0
F8_Industrial_Paper and Printing_Existing_Space Heating_Natural Gas_Space Heating - Heat Recovery Ventilator_A_Achievable Technical Potential | F8 | Industrial | Paper and Printing | Existing | Space Heating | Natural Gas | Space Heating - Heat Recovery Ventilator | A | Cumulative Summer Peak Savings (MW) | Achievable Technical Potential | 0 | 0 | 0 | 0 | 0 | 0 | 0 | 0 | 0 | 0 | 0 | 0 | 0 | 0 | 0 | 0 | 0 | 0 | 0 | 0 | 0 | 0 | 0
F9_Industrial_Paper and Printing_Existing_Space Heating_Natural Gas_Space Heating - Heat Recovery Ventilator_A_Achievable Technical Potential | F9 | Industrial | Paper and Printing | Existing | Space Heating | Natural Gas | Space Heating - Heat Recovery Ventilator | A | Cumulative Winter Peak Savings (MW) | Achievable Technical Potential | 0 | 0 | 0 | 0 | 0 | 0 | 0 | 0 | 0 | 0 | 0 | 0 | 0 | 0 | 0 | 0 | 0 | 0 | 0 | 0 | 0 | 0 | 0
F10_Industrial_Paper and Printing_Existing_Space Heating_Natural Gas_Space Heating - Heat Recovery Ventilator_A_Achievable Technical Potential | F10 | Industrial | Paper and Printing | Existing | Space Heating | Natural Gas | Space Heating - Heat Recovery Ventilator | A | Purchases (Incremental) | Achievable Technical Potential | 0 | 0 | 936.0763 | 919.937 | 904.076 | 888.4885 | 873.1698 | 858.1151 | 843.32 | 828.78 | 814.4907 | 800.4478 | 786.6469 | 773.0841 | 759.755 | 746.6558 | 733.7824 | 721.131 | 708.6977 | 696.4788 | 684.4705 | 672.6693 | 0
F11_Industrial_Paper and Printing_Existing_Space Heating_Natural Gas_Space Heating - Heat Recovery Ventilator_A_Achievable Technical Potential | F11 | Industrial | Paper and Printing | Existing | Space Heating | Natural Gas | Space Heating - Heat Recovery Ventilator | A | Purchases (Cumulative) | Achievable Technical Potential | 0 | 0 | 936.0763 | 1856.0133 | 2760.0893 | 3648.5779 | 4521.7476 | 5379.8627 | 6223.1827 | 7051.9627 | 7866.4534 | 8666.9012 | 9453.5481 | 10226.6322 | 10986.3872 | 11733.043 | 12466.8254 | 13187.9564 | 13896.6542 | 14593.1329 | 15277.6035 | 15950.2728 | 0
F1_Industrial_Paper and Printing_Existing_Space Heating_Natural Gas_Thermostat - Programmable_A_Achievable Technical Potential | F1 | Industrial | Paper and Printing | Existing | Space Heating | Natural Gas | Thermostat - Programmable | A | Integrated Unit Energy Savings (kWh or therms) | Achievable Technical Potential | 0 | 0 | 0.0064147 | 0.0063296 | 0.0062176 | 0.0060754 | 0.0059036 | 0.0057076 | 0.0054961 | 0.0052792 | 0.0050667 | 0.0048659 | 0.0046813 | 0.0045145 | 0.0043655 | 0.004233 | 0.0041154 | 0.0040125 | 0.0039222 | 0.0038416 | 0.003772 | 0.0037067 | 0
F2_Industrial_Paper and Printing_Existing_Space Heating_Natural Gas_Thermostat - Programmable_A_Achievable Technical Potential | F2 | Industrial | Paper and Printing | Existing | Space Heating | Natural Gas | Thermostat - Programmable | A | Integrated Unit Summer Peak Savings (kW) | Achievable Technical Potential | 0 | 0 | 0 | 0 | 0 | 0 | 0 | 0 | 0 | 0 | 0 | 0 | 0 | 0 | 0 | 0 | 0 | 0 | 0 | 0 | 0 | 0 | 0
F3_Industrial_Paper and Printing_Existing_Space Heating_Natural Gas_Thermostat - Programmable_A_Achievable Technical Potential | F3 | Industrial | Paper and Printing | Existing | Space Heating | Natural Gas | Thermostat - Programmable | A | Integrated Unit Winter Peak Savings (kW) | Achievable Technical Potential | 0 | 0 | 0 | 0 | 0 | 0 | 0 | 0 | 0 | 0 | 0 | 0 | 0 | 0 | 0 | 0 | 0 | 0 | 0 | 0 | 0 | 0 | 0
F4_Industrial_Paper and Printing_Existing_Space Heating_Natural Gas_Thermostat - Programmable_A_Achievable Technical Potential | F4 | Industrial | Paper and Printing | Existing | Space Heating | Natural Gas | Thermostat - Programmable | A | Incremental Energy Savings (MWh or mTherms) | Achievable Technical Potential | 0 | 0 | 0.018014 | 0.017469 | 0.016864 | 0.016194 | 0.015465 | 0.014693 | 0.013905 | 0.013126 | 0.01238 | 0.011685 | 0.011048 | 0.01047 | 0.0099501 | 0.0094818 | 0.0090595 | 0.0086807 | 0.008339 | 0.0080267 | 0.0077455 | 0.0074802 | 0
F5_Industrial_Paper and Printing_Existing_Space Heating_Natural Gas_Thermostat - Programmable_A_Achievable Technical Potential | F5 | Industrial | Paper and Printing | Existing | Space Heating | Natural Gas | Thermostat - Programmable | A | Incremental Summer Peak Savings (MW) | Achievable Technical Potential | 0 | 0 | 0 | 0 | 0 | 0 | 0 | 0 | 0 | 0 | 0 | 0 | 0 | 0 | 0 | 0 | 0 | 0 | 0 | 0 | 0 | 0 | 0
F6_Industrial_Paper and Printing_Existing_Space Heating_Natural Gas_Thermostat - Programmable_A_Achievable Technical Potential | F6 | Industrial | Paper and Printing | Existing | Space Heating | Natural Gas | Thermostat - Programmable | A | Incremental Winter Peak Savings (MW) | Achievable Technical Potential | 0 | 0 | 0 | 0 | 0 | 0 | 0 | 0 | 0 | 0 | 0 | 0 | 0 | 0 | 0 | 0 | 0 | 0 | 0 | 0 | 0 | 0 | 0
F7_Industrial_Paper and Printing_Existing_Space Heating_Natural Gas_Thermostat - Programmable_A_Achievable Technical Potential | F7 | Industrial | Paper and Printing | Existing | Space Heating | Natural Gas | Thermostat - Programmable | A | Cumulative Energy Savings (MWh or mTherms) | Achievable Technical Potential | 0 | 0 | 0.018014 | 0.035244 | 0.051484 | 0.0665 | 0.080084 | 0.092118 | 0.10261 | 0.11169 | 0.11957 | 0.12652 | 0.13276 | 0.1385 | 0.14388 | 0.149 | 0.15392 | 0.15875 | 0.16352 | 0.16818 | 0.17288 | 0.17737 | 0
F8_Industrial_Paper and Printing_Existing_Space Heating_Natural Gas_Thermostat - Programmable_A_Achievable Technical Potential | F8 | Industrial | Paper and Printing | Existing | Space Heating | Natural Gas | Thermostat - Programmable | A | Cumulative Summer Peak Savings (MW) | Achievable Technical Potential | 0 | 0 | 0 | 0 | 0 | 0 | 0 | 0 | 0 | 0 | 0 | 0 | 0 | 0 | 0 | 0 | 0 | 0 | 0 | 0 | 0 | 0 | 0
F9_Industrial_Paper and Printing_Existing_Space Heating_Natural Gas_Thermostat - Programmable_A_Achievable Technical Potential | F9 | Industrial | Paper and Printing | Existing | Space Heating | Natural Gas | Thermostat - Programmable | A | Cumulative Winter Peak Savings (MW) | Achievable Technical Potential | 0 | 0 | 0 | 0 | 0 | 0 | 0 | 0 | 0 | 0 | 0 | 0 | 0 | 0 | 0 | 0 | 0 | 0 | 0 | 0 | 0 | 0 | 0
F10_Industrial_Paper and Printing_Existing_Space Heating_Natural Gas_Thermostat - Programmable_A_Achievable Technical Potential | F10 | Industrial | Paper and Printing | Existing | Space Heating | Natural Gas | Thermostat - Programmable | A | Purchases (Incremental) | Achievable Technical Potential | 0 | 0 | 2808.2288 | 2759.8111 | 2712.2281 | 2665.4656 | 2619.5093 | 2574.3453 | 2529.96 | 2486.34 | 2443.4721 | 2401.3433 | 2359.9408 | 2319.2522 | 2279.2651 | 2239.9674 | 2201.3473 | 2163.393 | 2126.0931 | 2089.4363 | 2053.4116 | 2018.0079 | 0
F11_Industrial_Paper and Printing_Existing_Space Heating_Natural Gas_Thermostat - Programmable_A_Achievable Technical Potential | F11 | Industrial | Paper and Printing | Existing | Space Heating | Natural Gas | Thermostat - Programmable | A | Purchases (Cumulative) | Achievable Technical Potential | 0 | 0 | 2808.2288 | 5568.0399 | 8280.268 | 10945.7336 | 13565.2428 | 16139.5881 | 18669.5482 | 21155.8882 | 23599.3603 | 26000.7036 | 28360.6444 | 30679.8966 | 32959.1617 | 35199.1291 | 37400.4763 | 39563.8693 | 41689.9625 | 43779.3988 | 45832.8104 | 47850.8183 | 0
F1_Industrial_Paper and Printing_Existing_Space Heating_Natural Gas_ENERGY STAR Connected Thermostat_A_Achievable Technical Potential | F1 | Industrial | Paper and Printing | Existing | Space Heating | Natural Gas | ENERGY STAR Connected Thermostat | A | Integrated Unit Energy Savings (kWh or therms) | Achievable Technical Potential | 0 | 0 | 0.015527 | 0.015343 | 0.015095 | 0.014775 | 0.014384 | 0.013937 | 0.013454 | 0.012959 | 0.012478 | 0.012026 | 0.011614 | 0.011246 | 0.01092 | 0.010632 | 0.010377 | 0.010155 | 0.0099594 | 0.0097842 | 0.0096336 | 0.0094917 | 0
F2_Industrial_Paper and Printing_Existing_Space Heating_Natural Gas_ENERGY STAR Connected Thermostat_A_Achievable Technical Potential | F2 | Industrial | Paper and Printing | Existing | Space Heating | Natural Gas | ENERGY STAR Connected Thermostat | A | Integrated Unit Summer Peak Savings (kW) | Achievable Technical Potential | 0 | 0 | 0 | 0 | 0 | 0 | 0 | 0 | 0 | 0 | 0 | 0 | 0 | 0 | 0 | 0 | 0 | 0 | 0 | 0 | 0 | 0 | 0
F3_Industrial_Paper and Printing_Existing_Space Heating_Natural Gas_ENERGY STAR Connected Thermostat_A_Achievable Technical Potential | F3 | Industrial | Paper and Printing | Existing | Space Heating | Natural Gas | ENERGY STAR Connected Thermostat | A | Integrated Unit Winter Peak Savings (kW) | Achievable Technical Potential | 0 | 0 | 0 | 0 | 0 | 0 | 0 | 0 | 0 | 0 | 0 | 0 | 0 | 0 | 0 | 0 | 0 | 0 | 0 | 0 | 0 | 0 | 0
F4_Industrial_Paper and Printing_Existing_Space Heating_Natural Gas_ENERGY STAR Connected Thermostat_A_Achievable Technical Potential | F4 | Industrial | Paper and Printing | Existing | Space Heating | Natural Gas | ENERGY STAR Connected Thermostat | A | Incremental Energy Savings (MWh or mTherms) | Achievable Technical Potential | 0 | 0 | 0.043604 | 0.042344 | 0.040941 | 0.039381 | 0.03768 | 0.035878 | 0.034037 | 0.032221 | 0.030488 | 0.028878 | 0.027408 | 0.026082 | 0.024889 | 0.023815 | 0.022844 | 0.021969 | 0.021175 | 0.020443 | 0.019782 | 0.019154 | 0
F5_Industrial_Paper and Printing_Existing_Space Heating_Natural Gas_ENERGY STAR Connected Thermostat_A_Achievable Technical Potential | F5 | Industrial | Paper and Printing | Existing | Space Heating | Natural Gas | ENERGY STAR Connected Thermostat | A | Incremental Summer Peak Savings (MW) | Achievable Technical Potential | 0 | 0 | 0 | 0 | 0 | 0 | 0 | 0 | 0 | 0 | 0 | 0 | 0 | 0 | 0 | 0 | 0 | 0 | 0 | 0 | 0 | 0 | 0
F6_Industrial_Paper and Printing_Existing_Space Heating_Natural Gas_ENERGY STAR Connected Thermostat_A_Achievable Technical Potential | F6 | Industrial | Paper and Printing | Existing | Space Heating | Natural Gas | ENERGY STAR Connected Thermostat | A | Incremental Winter Peak Savings (MW) | Achievable Technical Potential | 0 | 0 | 0 | 0 | 0 | 0 | 0 | 0 | 0 | 0 | 0 | 0 | 0 | 0 | 0 | 0 | 0 | 0 | 0 | 0 | 0 | 0 | 0
F7_Industrial_Paper and Printing_Existing_Space Heating_Natural Gas_ENERGY STAR Connected Thermostat_A_Achievable Technical Potential | F7 | Industrial | Paper and Printing | Existing | Space Heating | Natural Gas | ENERGY STAR Connected Thermostat | A | Cumulative Energy Savings (MWh or mTherms) | Achievable Technical Potential | 0 | 0 | 0.043604 | 0.085431 | 0.12499 | 0.16172 | 0.19513 | 0.22493 | 0.25117 | 0.27417 | 0.29446 | 0.31268 | 0.32938 | 0.34502 | 0.35991 | 0.37424 | 0.38811 | 0.40176 | 0.41521 | 0.42834 | 0.44154 | 0.45419 | 0
F8_Industrial_Paper and Printing_Existing_Space Heating_Natural Gas_ENERGY STAR Connected Thermostat_A_Achievable Technical Potential | F8 | Industrial | Paper and Printing | Existing | Space Heating | Natural Gas | ENERGY STAR Connected Thermostat | A | Cumulative Summer Peak Savings (MW) | Achievable Technical Potential | 0 | 0 | 0 | 0 | 0 | 0 | 0 | 0 | 0 | 0 | 0 | 0 | 0 | 0 | 0 | 0 | 0 | 0 | 0 | 0 | 0 | 0 | 0
F9_Industrial_Paper and Printing_Existing_Space Heating_Natural Gas_ENERGY STAR Connected Thermostat_A_Achievable Technical Potential | F9 | Industrial | Paper and Printing | Existing | Space Heating | Natural Gas | ENERGY STAR Connected Thermostat | A | Cumulative Winter Peak Savings (MW) | Achievable Technical Potential | 0 | 0 | 0 | 0 | 0 | 0 | 0 | 0 | 0 | 0 | 0 | 0 | 0 | 0 | 0 | 0 | 0 | 0 | 0 | 0 | 0 | 0 | 0
F10_Industrial_Paper and Printing_Existing_Space Heating_Natural Gas_ENERGY STAR Connected Thermostat_A_Achievable Technical Potential | F10 | Industrial | Paper and Printing | Existing | Space Heating | Natural Gas | ENERGY STAR Connected Thermostat | A | Purchases (Incremental) | Achievable Technical Potential | 0 | 0 | 2808.2288 | 2759.8111 | 2712.2281 | 2665.4656 | 2619.5093 | 2574.3453 | 2529.96 | 2486.34 | 2443.4721 | 2401.3433 | 2359.9408 | 2319.2522 | 2279.2651 | 2239.9674 | 2201.3473 | 2163.393 | 2126.0931 | 2089.4363 | 2053.4116 | 2018.0079 | 0
F11_Industrial_Paper and Printing_Existing_Space Heating_Natural Gas_ENERGY STAR Connected Thermostat_A_Achievable Technical Potential | F11 | Industrial | Paper and Printing | Existing | Space Heating | Natural Gas | ENERGY STAR Connected Thermostat | A | Purchases (Cumulative) | Achievable Technical Potential | 0 | 0 | 2808.2288 | 5568.0399 | 8280.268 | 10945.7336 | 13565.2428 | 16139.5881 | 18669.5482 | 21155.8882 | 23599.3603 | 26000.7036 | 28360.6444 | 30679.8966 | 32959.1617 | 35199.1291 | 37400.4763 | 39563.8693 | 41689.9625 | 43779.3988 | 45832.8104 | 47850.8183 | 0
F1_Industrial_Paper and Printing_Existing_Space Heating_Natural Gas_Destratification Fans (HVLS)_A_Achievable Technical Potential | F1 | Industrial | Paper and Printing | Existing | Space Heating | Natural Gas | Destratification Fans (HVLS) | A | Integrated Unit Energy Savings (kWh or therms) | Achievable Technical Potential | 0 | 0 | 0.015517 | 0.015323 | 0.015065 | 0.014736 | 0.014337 | 0.013881 | 0.01339 | 0.012889 | 0.012401 | 0.011943 | 0.011525 | 0.011151 | 0.010819 | 0.010526 | 0.010265 | 0.010036 | 0.0098349 | 0.0096535 | 0.0094966 | 0.0093483 | 0
F2_Industrial_Paper and Printing_Existing_Space Heating_Natural Gas_Destratification Fans (HVLS)_A_Achievable Technical Potential | F2 | Industrial | Paper and Printing | Existing | Space Heating | Natural Gas | Destratification Fans (HVLS) | A | Integrated Unit Summer Peak Savings (kW) | Achievable Technical Potential | 0 | 0 | 0 | 0 | 0 | 0 | 0 | 0 | 0 | 0 | 0 | 0 | 0 | 0 | 0 | 0 | 0 | 0 | 0 | 0 | 0 | 0 | 0
F3_Industrial_Paper and Printing_Existing_Space Heating_Natural Gas_Destratification Fans (HVLS)_A_Achievable Technical Potential | F3 | Industrial | Paper and Printing | Existing | Space Heating | Natural Gas | Destratification Fans (HVLS) | A | Integrated Unit Winter Peak Savings (kW) | Achievable Technical Potential | 0 | 0 | 0 | 0 | 0 | 0 | 0 | 0 | 0 | 0 | 0 | 0 | 0 | 0 | 0 | 0 | 0 | 0 | 0 | 0 | 0 | 0 | 0
F4_Industrial_Paper and Printing_Existing_Space Heating_Natural Gas_Destratification Fans (HVLS)_A_Achievable Technical Potential | F4 | Industrial | Paper and Printing | Existing | Space Heating | Natural Gas | Destratification Fans (HVLS) | A | Incremental Energy Savings (MWh or mTherms) | Achievable Technical Potential | 0 | 0 | 0.043576 | 0.04229 | 0.040861 | 0.039278 | 0.037555 | 0.035734 | 0.033877 | 0.032047 | 0.030301 | 0.028678 | 0.027198 | 0.025862 | 0.02466 | 0.023577 | 0.022597 | 0.021713 | 0.02091 | 0.02017 | 0.0195 | 0.018865 | 0
F5_Industrial_Paper and Printing_Existing_Space Heating_Natural Gas_Destratification Fans (HVLS)_A_Achievable Technical Potential | F5 | Industrial | Paper and Printing | Existing | Space Heating | Natural Gas | Destratification Fans (HVLS) | A | Incremental Summer Peak Savings (MW) | Achievable Technical Potential | 0 | 0 | 0 | 0 | 0 | 0 | 0 | 0 | 0 | 0 | 0 | 0 | 0 | 0 | 0 | 0 | 0 | 0 | 0 | 0 | 0 | 0 | 0
F6_Industrial_Paper and Printing_Existing_Space Heating_Natural Gas_Destratification Fans (HVLS)_A_Achievable Technical Potential | F6 | Industrial | Paper and Printing | Existing | Space Heating | Natural Gas | Destratification Fans (HVLS) | A | Incremental Winter Peak Savings (MW) | Achievable Technical Potential | 0 | 0 | 0 | 0 | 0 | 0 | 0 | 0 | 0 | 0 | 0 | 0 | 0 | 0 | 0 | 0 | 0 | 0 | 0 | 0 | 0 | 0 | 0
F7_Industrial_Paper and Printing_Existing_Space Heating_Natural Gas_Destratification Fans (HVLS)_A_Achievable Technical Potential | F7 | Industrial | Paper and Printing | Existing | Space Heating | Natural Gas | Destratification Fans (HVLS) | A | Cumulative Energy Savings (MWh or mTherms) | Achievable Technical Potential | 0 | 0 | 0.043576 | 0.085321 | 0.12475 | 0.1613 | 0.19448 | 0.22403 | 0.24999 | 0.27268 | 0.29265 | 0.31052 | 0.32686 | 0.34211 | 0.35659 | 0.37049 | 0.38391 | 0.39708 | 0.41002 | 0.42262 | 0.43525 | 0.44732 | 0
F8_Industrial_Paper and Printing_Existing_Space Heating_Natural Gas_Destratification Fans (HVLS)_A_Achievable Technical Potential | F8 | Industrial | Paper and Printing | Existing | Space Heating | Natural Gas | Destratification Fans (HVLS) | A | Cumulative Summer Peak Savings (MW) | Achievable Technical Potential | 0 | 0 | 0 | 0 | 0 | 0 | 0 | 0 | 0 | 0 | 0 | 0 | 0 | 0 | 0 | 0 | 0 | 0 | 0 | 0 | 0 | 0 | 0
F9_Industrial_Paper and Printing_Existing_Space Heating_Natural Gas_Destratification Fans (HVLS)_A_Achievable Technical Potential | F9 | Industrial | Paper and Printing | Existing | Space Heating | Natural Gas | Destratification Fans (HVLS) | A | Cumulative Winter Peak Savings (MW) | Achievable Technical Potential | 0 | 0 | 0 | 0 | 0 | 0 | 0 | 0 | 0 | 0 | 0 | 0 | 0 | 0 | 0 | 0 | 0 | 0 | 0 | 0 | 0 | 0 | 0
F10_Industrial_Paper and Printing_Existing_Space Heating_Natural Gas_Destratification Fans (HVLS)_A_Achievable Technical Potential | F10 | Industrial | Paper and Printing | Existing | Space Heating | Natural Gas | Destratification Fans (HVLS) | A | Purchases (Incremental) | Achievable Technical Potential | 0 | 0 | 2808.2288 | 2759.8111 | 2712.2281 | 2665.4656 | 2619.5093 | 2574.3453 | 2529.96 | 2486.34 | 2443.4721 | 2401.3433 | 2359.9408 | 2319.2522 | 2279.2651 | 2239.9674 | 2201.3473 | 2163.393 | 2126.0931 | 2089.4363 | 2053.4116 | 2018.0079 | 0
F11_Industrial_Paper and Printing_Existing_Space Heating_Natural Gas_Destratification Fans (HVLS)_A_Achievable Technical Potential | F11 | Industrial | Paper and Printing | Existing | Space Heating | Natural Gas | Destratification Fans (HVLS) | A | Purchases (Cumulative) | Achievable Technical Potential | 0 | 0 | 2808.2288 | 5568.0399 | 8280.268 | 10945.7336 | 13565.2428 | 16139.5881 | 18669.5482 | 21155.8882 | 23599.3603 | 26000.7036 | 28360.6444 | 30679.8966 | 32959.1617 | 35199.1291 | 37400.4763 | 39563.8693 | 41689.9625 | 43779.3988 | 45832.8104 | 47850.8183 | 0
F1_Industrial_Paper and Printing_Existing_Space Heating_Natural Gas_Gas Boiler - Insulate Steam Lines/Condensate Tank_A_Achievable Technical Potential | F1 | Industrial | Paper and Printing | Existing | Space Heating | Natural Gas | Gas Boiler - Insulate Steam Lines/Condensate Tank | A | Integrated Unit Energy Savings (kWh or therms) | Achievable Technical Potential | 0 | 0 | 1093.0412 | 1087.7833 | 1082.1303 | 1075.9466 | 1069.0625 | 1061.3071 | 1052.5486 | 1042.6911 | 1031.7452 | 1019.7993 | 1007.029 | 993.6718 | 980.0348 | 966.4627 | 953.2807 | 941.1696 | 930.2645 | 920.5635 | 911.9129 | 904.0725 | 0
F2_Industrial_Paper and Printing_Existing_Space Heating_Natural Gas_Gas Boiler - Insulate Steam Lines/Condensate Tank_A_Achievable Technical Potential | F2 | Industrial | Paper and Printing | Existing | Space Heating | Natural Gas | Gas Boiler - Insulate Steam Lines/Condensate Tank | A | Integrated Unit Summer Peak Savings (kW) | Achievable Technical Potential | 0 | 0 | 0 | 0 | 0 | 0 | 0 | 0 | 0 | 0 | 0 | 0 | 0 | 0 | 0 | 0 | 0 | 0 | 0 | 0 | 0 | 0 | 0
F3_Industrial_Paper and Printing_Existing_Space Heating_Natural Gas_Gas Boiler - Insulate Steam Lines/Condensate Tank_A_Achievable Technical Potential | F3 | Industrial | Paper and Printing | Existing | Space Heating | Natural Gas | Gas Boiler - Insulate Steam Lines/Condensate Tank | A | Integrated Unit Winter Peak Savings (kW) | Achievable Technical Potential | 0 | 0 | 0 | 0 | 0 | 0 | 0 | 0 | 0 | 0 | 0 | 0 | 0 | 0 | 0 | 0 | 0 | 0 | 0 | 0 | 0 | 0 | 0
F4_Industrial_Paper and Printing_Existing_Space Heating_Natural Gas_Gas Boiler - Insulate Steam Lines/Condensate Tank_A_Achievable Technical Potential | F4 | Industrial | Paper and Printing | Existing | Space Heating | Natural Gas | Gas Boiler - Insulate Steam Lines/Condensate Tank | A | Incremental Energy Savings (MWh or mTherms) | Achievable Technical Potential | 0 | 0 | 0.0035216 | 0.0034442 | 0.0033673 | 0.0032903 | 0.0032129 | 0.0031346 | 0.0030551 | 0.0029743 | 0.0028923 | 0.0028096 | 0.0027266 | 0.002644 | 0.0025628 | 0.0024837 | 0.0024076 | 0.002336 | 0.0022691 | 0.0022068 | 0.0021483 | 0.0020931 | 0
F5_Industrial_Paper and Printing_Existing_Space Heating_Natural Gas_Gas Boiler - Insulate Steam Lines/Condensate Tank_A_Achievable Technical Potential | F5 | Industrial | Paper and Printing | Existing | Space Heating | Natural Gas | Gas Boiler - Insulate Steam Lines/Condensate Tank | A | Incremental Summer Peak Savings (MW) | Achievable Technical Potential | 0 | 0 | 0 | 0 | 0 | 0 | 0 | 0 | 0 | 0 | 0 | 0 | 0 | 0 | 0 | 0 | 0 | 0 | 0 | 0 | 0 | 0 | 0
F6_Industrial_Paper and Printing_Existing_Space Heating_Natural Gas_Gas Boiler - Insulate Steam Lines/Condensate Tank_A_Achievable Technical Potential | F6 | Industrial | Paper and Printing | Existing | Space Heating | Natural Gas | Gas Boiler - Insulate Steam Lines/Condensate Tank | A | Incremental Winter Peak Savings (MW) | Achievable Technical Potential | 0 | 0 | 0 | 0 | 0 | 0 | 0 | 0 | 0 | 0 | 0 | 0 | 0 | 0 | 0 | 0 | 0 | 0 | 0 | 0 | 0 | 0 | 0
F7_Industrial_Paper and Printing_Existing_Space Heating_Natural Gas_Gas Boiler - Insulate Steam Lines/Condensate Tank_A_Achievable Technical Potential | F7 | Industrial | Paper and Printing | Existing | Space Heating | Natural Gas | Gas Boiler - Insulate Steam Lines/Condensate Tank | A | Cumulative Energy Savings (MWh or mTherms) | Achievable Technical Potential | 0 | 0 | 0.0035216 | 0.0069489 | 0.01028 | 0.013512 | 0.016638 | 0.019652 | 0.022545 | 0.025308 | 0.027935 | 0.030421 | 0.032766 | 0.034976 | 0.037059 | 0.039029 | 0.040904 | 0.042721 | 0.044495 | 0.046237 | 0.047951 | 0.049632 | 0
F8_Industrial_Paper and Printing_Existing_Space Heating_Natural Gas_Gas Boiler - Insulate Steam Lines/Condensate Tank_A_Achievable Technical Potential | F8 | Industrial | Paper and Printing | Existing | Space Heating | Natural Gas | Gas Boiler - Insulate Steam Lines/Condensate Tank | A | Cumulative Summer Peak Savings (MW) | Achievable Technical Potential | 0 | 0 | 0 | 0 | 0 | 0 | 0 | 0 | 0 | 0 | 0 | 0 | 0 | 0 | 0 | 0 | 0 | 0 | 0 | 0 | 0 | 0 | 0
F9_Industrial_Paper and Printing_Existing_Space Heating_Natural Gas_Gas Boiler - Insulate Steam Lines/Condensate Tank_A_Achievable Technical Potential | F9 | Industrial | Paper and Printing | Existing | Space Heating | Natural Gas | Gas Boiler - Insulate Steam Lines/Condensate Tank | A | Cumulative Winter Peak Savings (MW) | Achievable Technical Potential | 0 | 0 | 0 | 0 | 0 | 0 | 0 | 0 | 0 | 0 | 0 | 0 | 0 | 0 | 0 | 0 | 0 | 0 | 0 | 0 | 0 | 0 | 0
F10_Industrial_Paper and Printing_Existing_Space Heating_Natural Gas_Gas Boiler - Insulate Steam Lines/Condensate Tank_A_Achievable Technical Potential | F10 | Industrial | Paper and Printing | Existing | Space Heating | Natural Gas | Gas Boiler - Insulate Steam Lines/Condensate Tank | A | Purchases (Incremental) | Achievable Technical Potential | 0 | 0 | 0.0032218 | 0.0031663 | 0.0031117 | 0.003058 | 0.0030053 | 0.0029535 | 0.0029026 | 0.0028525 | 0.0028034 | 0.002755 | 0.0027075 | 0.0026608 | 0.002615 | 0.0025699 | 0.0025256 | 0.002482 | 0.0024392 | 0.0023972 | 0.0023558 | 0.0023152 | 0
F11_Industrial_Paper and Printing_Existing_Space Heating_Natural Gas_Gas Boiler - Insulate Steam Lines/Condensate Tank_A_Achievable Technical Potential | F11 | Industrial | Paper and Printing | Existing | Space Heating | Natural Gas | Gas Boiler - Insulate Steam Lines/Condensate Tank | A | Purchases (Cumulative) | Achievable Technical Potential | 0 | 0 | 0.0032218 | 0.0063881 | 0.0094998 | 0.012558 | 0.015563 | 0.018517 | 0.021419 | 0.024272 | 0.027075 | 0.02983 | 0.032538 | 0.035199 | 0.037813 | 0.040383 | 0.042909 | 0.045391 | 0.04783 | 0.050227 | 0.052583 | 0.054898 | 0
F1_Industrial_Paper and Printing_Existing_Process_Natural Gas_Gas Boiler - Insulate Steam Lines/Condensate Tank_A_Achievable Technical Potential | F1 | Industrial | Paper and Printing | Existing | Process | Natural Gas | Gas Boiler - Insulate Steam Lines/Condensate Tank | A | Integrated Unit Energy Savings (kWh or therms) | Achievable Technical Potential | 0 | 0 | 601.8272 | 599.3064 | 596.7449 | 594.1329 | 591.4625 | 588.862 | 586.4541 | 584.2083 | 582.1072 | 580.14 | 578.2958 | 576.5636 | 574.9177 | 573.3325 | 571.7828 | 570.2504 | 568.8283 | 567.3859 | 565.9218 | 564.4353 | 0
F2_Industrial_Paper and Printing_Existing_Process_Natural Gas_Gas Boiler - Insulate Steam Lines/Condensate Tank_A_Achievable Technical Potential | F2 | Industrial | Paper and Printing | Existing | Process | Natural Gas | Gas Boiler - Insulate Steam Lines/Condensate Tank | A | Integrated Unit Summer Peak Savings (kW) | Achievable Technical Potential | 0 | 0 | 0 | 0 | 0 | 0 | 0 | 0 | 0 | 0 | 0 | 0 | 0 | 0 | 0 | 0 | 0 | 0 | 0 | 0 | 0 | 0 | 0
F3_Industrial_Paper and Printing_Existing_Process_Natural Gas_Gas Boiler - Insulate Steam Lines/Condensate Tank_A_Achievable Technical Potential | F3 | Industrial | Paper and Printing | Existing | Process | Natural Gas | Gas Boiler - Insulate Steam Lines/Condensate Tank | A | Integrated Unit Winter Peak Savings (kW) | Achievable Technical Potential | 0 | 0 | 0 | 0 | 0 | 0 | 0 | 0 | 0 | 0 | 0 | 0 | 0 | 0 | 0 | 0 | 0 | 0 | 0 | 0 | 0 | 0 | 0
F4_Industrial_Paper and Printing_Existing_Process_Natural Gas_Gas Boiler - Insulate Steam Lines/Condensate Tank_A_Achievable Technical Potential | F4 | Industrial | Paper and Printing | Existing | Process | Natural Gas | Gas Boiler - Insulate Steam Lines/Condensate Tank | A | Incremental Energy Savings (MWh or mTherms) | Achievable Technical Potential | 0 | 0 | 0.077371 | 0.075719 | 0.074095 | 0.072499 | 0.070929 | 0.069399 | 0.067924 | 0.066497 | 0.065116 | 0.063777 | 0.062478 | 0.061217 | 0.05999 | 0.058793 | 0.057623 | 0.056478 | 0.055365 | 0.054273 | 0.053199 | 0.052145 | 0
F5_Industrial_Paper and Printing_Existing_Process_Natural Gas_Gas Boiler - Insulate Steam Lines/Condensate Tank_A_Achievable Technical Potential | F5 | Industrial | Paper and Printing | Existing | Process | Natural Gas | Gas Boiler - Insulate Steam Lines/Condensate Tank | A | Incremental Summer Peak Savings (MW) | Achievable Technical Potential | 0 | 0 | 0 | 0 | 0 | 0 | 0 | 0 | 0 | 0 | 0 | 0 | 0 | 0 | 0 | 0 | 0 | 0 | 0 | 0 | 0 | 0 | 0
F6_Industrial_Paper and Printing_Existing_Process_Natural Gas_Gas Boiler - Insulate Steam Lines/Condensate Tank_A_Achievable Technical Potential | F6 | Industrial | Paper and Printing | Existing | Process | Natural Gas | Gas Boiler - Insulate Steam Lines/Condensate Tank | A | Incremental Winter Peak Savings (MW) | Achievable Technical Potential | 0 | 0 | 0 | 0 | 0 | 0 | 0 | 0 | 0 | 0 | 0 | 0 | 0 | 0 | 0 | 0 | 0 | 0 | 0 | 0 | 0 | 0 | 0
F7_Industrial_Paper and Printing_Existing_Process_Natural Gas_Gas Boiler - Insulate Steam Lines/Condensate Tank_A_Achievable Technical Potential | F7 | Industrial | Paper and Printing | Existing | Process | Natural Gas | Gas Boiler - Insulate Steam Lines/Condensate Tank | A | Cumulative Energy Savings (MWh or mTherms) | Achievable Technical Potential | 0 | 0 | 0.077371 | 0.15277 | 0.22621 | 0.29772 | 0.36731 | 0.43509 | 0.50124 | 0.56581 | 0.62889 | 0.69055 | 0.75083 | 0.8098 | 0.86747 | 0.92388 | 0.979 | 1.0329 | 1.0856 | 1.1372 | 1.1874 | 1.2365 | 0
F8_Industrial_Paper and Printing_Existing_Process_Natural Gas_Gas Boiler - Insulate Steam Lines/Condensate Tank_A_Achievable Technical Potential | F8 | Industrial | Paper and Printing | Existing | Process | Natural Gas | Gas Boiler - Insulate Steam Lines/Condensate Tank | A | Cumulative Summer Peak Savings (MW) | Achievable Technical Potential | 0 | 0 | 0 | 0 | 0 | 0 | 0 | 0 | 0 | 0 | 0 | 0 | 0 | 0 | 0 | 0 | 0 | 0 | 0 | 0 | 0 | 0 | 0
F9_Industrial_Paper and Printing_Existing_Process_Natural Gas_Gas Boiler - Insulate Steam Lines/Condensate Tank_A_Achievable Technical Potential | F9 | Industrial | Paper and Printing | Existing | Process | Natural Gas | Gas Boiler - Insulate Steam Lines/Condensate Tank | A | Cumulative Winter Peak Savings (MW) | Achievable Technical Potential | 0 | 0 | 0 | 0 | 0 | 0 | 0 | 0 | 0 | 0 | 0 | 0 | 0 | 0 | 0 | 0 | 0 | 0 | 0 | 0 | 0 | 0 | 0
F10_Industrial_Paper and Printing_Existing_Process_Natural Gas_Gas Boiler - Insulate Steam Lines/Condensate Tank_A_Achievable Technical Potential | F10 | Industrial | Paper and Printing | Existing | Process | Natural Gas | Gas Boiler - Insulate Steam Lines/Condensate Tank | A | Purchases (Incremental) | Achievable Technical Potential | 0 | 0 | 0.12856 | 0.12634 | 0.12417 | 0.12202 | 0.11992 | 0.11785 | 0.11582 | 0.11382 | 0.11186 | 0.10993 | 0.10804 | 0.10618 | 0.10434 | 0.10255 | 0.10078 | 0.09904 | 0.097332 | 0.095654 | 0.094005 | 0.092384 | 0
F11_Industrial_Paper and Printing_Existing_Process_Natural Gas_Gas Boiler - Insulate Steam Lines/Condensate Tank_A_Achievable Technical Potential | F11 | Industrial | Paper and Printing | Existing | Process | Natural Gas | Gas Boiler - Insulate Steam Lines/Condensate Tank | A | Purchases (Cumulative) | Achievable Technical Potential | 0 | 0 | 0.12856 | 0.2549 | 0.37907 | 0.50109 | 0.62102 | 0.73887 | 0.85469 | 0.96851 | 1.0804 | 1.1903 | 1.2983 | 1.4045 | 1.5089 | 1.6114 | 1.7122 | 1.8112 | 1.9086 | 2.0042 | 2.0982 | 2.1906 | 0
F1_Industrial_Paper and Printing_Existing_Space Heating_Natural Gas_Gas Boiler - Insulate Hot Water Lines_A_Achievable Technical Potential | F1 | Industrial | Paper and Printing | Existing | Space Heating | Natural Gas | Gas Boiler - Insulate Hot Water Lines | A | Integrated Unit Energy Savings (kWh or therms) | Achievable Technical Potential | 0 | 0 | 1236.8022 | 1232.3548 | 1227.7229 | 1222.8603 | 1217.696 | 1212.1607 | 1206.2172 | 1199.836 | 1193.051 | 1185.9034 | 1178.4359 | 1170.6625 | 1162.5996 | 1154.278 | 1145.7419 | 1137.6365 | 1130.0312 | 1122.9369 | 1116.3576 | 1110.3079 | 0
F2_Industrial_Paper and Printing_Existing_Space Heating_Natural Gas_Gas Boiler - Insulate Hot Water Lines_A_Achievable Technical Potential | F2 | Industrial | Paper and Printing | Existing | Space Heating | Natural Gas | Gas Boiler - Insulate Hot Water Lines | A | Integrated Unit Summer Peak Savings (kW) | Achievable Technical Potential | 0 | 0 | 0 | 0 | 0 | 0 | 0 | 0 | 0 | 0 | 0 | 0 | 0 | 0 | 0 | 0 | 0 | 0 | 0 | 0 | 0 | 0 | 0
F3_Industrial_Paper and Printing_Existing_Space Heating_Natural Gas_Gas Boiler - Insulate Hot Water Lines_A_Achievable Technical Potential | F3 | Industrial | Paper and Printing | Existing | Space Heating | Natural Gas | Gas Boiler - Insulate Hot Water Lines | A | Integrated Unit Winter Peak Savings (kW) | Achievable Technical Potential | 0 | 0 | 0 | 0 | 0 | 0 | 0 | 0 | 0 | 0 | 0 | 0 | 0 | 0 | 0 | 0 | 0 | 0 | 0 | 0 | 0 | 0 | 0
F4_Industrial_Paper and Printing_Existing_Space Heating_Natural Gas_Gas Boiler - Insulate Hot Water Lines_A_Achievable Technical Potential | F4 | Industrial | Paper and Printing | Existing | Space Heating | Natural Gas | Gas Boiler - Insulate Hot Water Lines | A | Incremental Energy Savings (MWh or mTherms) | Achievable Technical Potential | 0 | 0 | 0.0079695 | 0.007804 | 0.0076406 | 0.0074791 | 0.0073191 | 0.0071602 | 0.0070023 | 0.0068451 | 0.0066891 | 0.0065344 | 0.0063813 | 0.0062299 | 0.0060803 | 0.0059327 | 0.0057873 | 0.0056473 | 0.0055128 | 0.0053837 | 0.0052599 | 0.0051412 | 0
F5_Industrial_Paper and Printing_Existing_Space Heating_Natural Gas_Gas Boiler - Insulate Hot Water Lines_A_Achievable Technical Potential | F5 | Industrial | Paper and Printing | Existing | Space Heating | Natural Gas | Gas Boiler - Insulate Hot Water Lines | A | Incremental Summer Peak Savings (MW) | Achievable Technical Potential | 0 | 0 | 0 | 0 | 0 | 0 | 0 | 0 | 0 | 0 | 0 | 0 | 0 | 0 | 0 | 0 | 0 | 0 | 0 | 0 | 0 | 0 | 0
F6_Industrial_Paper and Printing_Existing_Space Heating_Natural Gas_Gas Boiler - Insulate Hot Water Lines_A_Achievable Technical Potential | F6 | Industrial | Paper and Printing | Existing | Space Heating | Natural Gas | Gas Boiler - Insulate Hot Water Lines | A | Incremental Winter Peak Savings (MW) | Achievable Technical Potential | 0 | 0 | 0 | 0 | 0 | 0 | 0 | 0 | 0 | 0 | 0 | 0 | 0 | 0 | 0 | 0 | 0 | 0 | 0 | 0 | 0 | 0 | 0
F7_Industrial_Paper and Printing_Existing_Space Heating_Natural Gas_Gas Boiler - Insulate Hot Water Lines_A_Achievable Technical Potential | F7 | Industrial | Paper and Printing | Existing | Space Heating | Natural Gas | Gas Boiler - Insulate Hot Water Lines | A | Cumulative Energy Savings (MWh or mTherms) | Achievable Technical Potential | 0 | 0 | 0.0079695 | 0.015745 | 0.023326 | 0.030713 | 0.037902 | 0.04489 | 0.051673 | 0.058244 | 0.064604 | 0.070751 | 0.076687 | 0.082411 | 0.087924 | 0.093227 | 0.098325 | 0.10328 | 0.1081 | 0.1128 | 0.1174 | 0.12191 | 0
F8_Industrial_Paper and Printing_Existing_Space Heating_Natural Gas_Gas Boiler - Insulate Hot Water Lines_A_Achievable Technical Potential | F8 | Industrial | Paper and Printing | Existing | Space Heating | Natural Gas | Gas Boiler - Insulate Hot Water Lines | A | Cumulative Summer Peak Savings (MW) | Achievable Technical Potential | 0 | 0 | 0 | 0 | 0 | 0 | 0 | 0 | 0 | 0 | 0 | 0 | 0 | 0 | 0 | 0 | 0 | 0 | 0 | 0 | 0 | 0 | 0
F9_Industrial_Paper and Printing_Existing_Space Heating_Natural Gas_Gas Boiler - Insulate Hot Water Lines_A_Achievable Technical Potential | F9 | Industrial | Paper and Printing | Existing | Space Heating | Natural Gas | Gas Boiler - Insulate Hot Water Lines | A | Cumulative Winter Peak Savings (MW) | Achievable Technical Potential | 0 | 0 | 0 | 0 | 0 | 0 | 0 | 0 | 0 | 0 | 0 | 0 | 0 | 0 | 0 | 0 | 0 | 0 | 0 | 0 | 0 | 0 | 0
F10_Industrial_Paper and Printing_Existing_Space Heating_Natural Gas_Gas Boiler - Insulate Hot Water Lines_A_Achievable Technical Potential | F10 | Industrial | Paper and Printing | Existing | Space Heating | Natural Gas | Gas Boiler - Insulate Hot Water Lines | A | Purchases (Incremental) | Achievable Technical Potential | 0 | 0 | 0.0064437 | 0.0063326 | 0.0062234 | 0.0061161 | 0.0060106 | 0.005907 | 0.0058052 | 0.0057051 | 0.0056067 | 0.00551 | 0.005415 | 0.0053217 | 0.0052299 | 0.0051398 | 0.0050511 | 0.004964 | 0.0048785 | 0.0047943 | 0.0047117 | 0.0046305 | 0
F11_Industrial_Paper and Printing_Existing_Space Heating_Natural Gas_Gas Boiler - Insulate Hot Water Lines_A_Achievable Technical Potential | F11 | Industrial | Paper and Printing | Existing | Space Heating | Natural Gas | Gas Boiler - Insulate Hot Water Lines | A | Purchases (Cumulative) | Achievable Technical Potential | 0 | 0 | 0.0064437 | 0.012776 | 0.019 | 0.025116 | 0.031126 | 0.037033 | 0.042838 | 0.048544 | 0.05415 | 0.05966 | 0.065075 | 0.070397 | 0.075627 | 0.080767 | 0.085818 | 0.090782 | 0.09566 | 0.10045 | 0.10517 | 0.1098 | 0
F1_Industrial_Paper and Printing_Existing_Process_Natural Gas_Gas Boiler - Insulate Hot Water Lines_A_Achievable Technical Potential | F1 | Industrial | Paper and Printing | Existing | Process | Natural Gas | Gas Boiler - Insulate Hot Water Lines | A | Integrated Unit Energy Savings (kWh or therms) | Achievable Technical Potential | 0 | 0 | 682.7721 | 682.4779 | 682.1749 | 681.8523 | 681.5012 | 681.1097 | 680.6901 | 680.2616 | 679.848 | 679.4723 | 679.1505 | 678.8927 | 678.6874 | 678.5197 | 678.3716 | 678.2312 | 678.0934 | 677.9551 | 677.8153 | 677.6738 | 0
F2_Industrial_Paper and Printing_Existing_Process_Natural Gas_Gas Boiler - Insulate Hot Water Lines_A_Achievable Technical Potential | F2 | Industrial | Paper and Printing | Existing | Process | Natural Gas | Gas Boiler - Insulate Hot Water Lines | A | Integrated Unit Summer Peak Savings (kW) | Achievable Technical Potential | 0 | 0 | 0 | 0 | 0 | 0 | 0 | 0 | 0 | 0 | 0 | 0 | 0 | 0 | 0 | 0 | 0 | 0 | 0 | 0 | 0 | 0 | 0
F3_Industrial_Paper and Printing_Existing_Process_Natural Gas_Gas Boiler - Insulate Hot Water Lines_A_Achievable Technical Potential | F3 | Industrial | Paper and Printing | Existing | Process | Natural Gas | Gas Boiler - Insulate Hot Water Lines | A | Integrated Unit Winter Peak Savings (kW) | Achievable Technical Potential | 0 | 0 | 0 | 0 | 0 | 0 | 0 | 0 | 0 | 0 | 0 | 0 | 0 | 0 | 0 | 0 | 0 | 0 | 0 | 0 | 0 | 0 | 0
F4_Industrial_Paper and Printing_Existing_Process_Natural Gas_Gas Boiler - Insulate Hot Water Lines_A_Achievable Technical Potential | F4 | Industrial | Paper and Printing | Existing | Process | Natural Gas | Gas Boiler - Insulate Hot Water Lines | A | Incremental Energy Savings (MWh or mTherms) | Achievable Technical Potential | 0 | 0 | 0.17555 | 0.17245 | 0.16941 | 0.16641 | 0.16345 | 0.16054 | 0.15768 | 0.15486 | 0.1521 | 0.14939 | 0.14675 | 0.14416 | 0.14163 | 0.13916 | 0.13673 | 0.13434 | 0.132 | 0.1297 | 0.12744 | 0.12521 | 0
F5_Industrial_Paper and Printing_Existing_Process_Natural Gas_Gas Boiler - Insulate Hot Water Lines_A_Achievable Technical Potential | F5 | Industrial | Paper and Printing | Existing | Process | Natural Gas | Gas Boiler - Insulate Hot Water Lines | A | Incremental Summer Peak Savings (MW) | Achievable Technical Potential | 0 | 0 | 0 | 0 | 0 | 0 | 0 | 0 | 0 | 0 | 0 | 0 | 0 | 0 | 0 | 0 | 0 | 0 | 0 | 0 | 0 | 0 | 0
F6_Industrial_Paper and Printing_Existing_Process_Natural Gas_Gas Boiler - Insulate Hot Water Lines_A_Achievable Technical Potential | F6 | Industrial | Paper and Printing | Existing | Process | Natural Gas | Gas Boiler - Insulate Hot Water Lines | A | Incremental Winter Peak Savings (MW) | Achievable Technical Potential | 0 | 0 | 0 | 0 | 0 | 0 | 0 | 0 | 0 | 0 | 0 | 0 | 0 | 0 | 0 | 0 | 0 | 0 | 0 | 0 | 0 | 0 | 0
F7_Industrial_Paper and Printing_Existing_Process_Natural Gas_Gas Boiler - Insulate Hot Water Lines_A_Achievable Technical Potential | F7 | Industrial | Paper and Printing | Existing | Process | Natural Gas | Gas Boiler - Insulate Hot Water Lines | A | Cumulative Energy Savings (MWh or mTherms) | Achievable Technical Potential | 0 | 0 | 0.17555 | 0.34793 | 0.51718 | 0.68335 | 0.84645 | 1.0065 | 1.1636 | 1.3177 | 1.469 | 1.6176 | 1.7635 | 1.907 | 2.0481 | 2.1868 | 2.323 | 2.4569 | 2.5884 | 2.7175 | 2.8444 | 2.969 | 0
F8_Industrial_Paper and Printing_Existing_Process_Natural Gas_Gas Boiler - Insulate Hot Water Lines_A_Achievable Technical Potential | F8 | Industrial | Paper and Printing | Existing | Process | Natural Gas | Gas Boiler - Insulate Hot Water Lines | A | Cumulative Summer Peak Savings (MW) | Achievable Technical Potential | 0 | 0 | 0 | 0 | 0 | 0 | 0 | 0 | 0 | 0 | 0 | 0 | 0 | 0 | 0 | 0 | 0 | 0 | 0 | 0 | 0 | 0 | 0
F9_Industrial_Paper and Printing_Existing_Process_Natural Gas_Gas Boiler - Insulate Hot Water Lines_A_Achievable Technical Potential | F9 | Industrial | Paper and Printing | Existing | Process | Natural Gas | Gas Boiler - Insulate Hot Water Lines | A | Cumulative Winter Peak Savings (MW) | Achievable Technical Potential | 0 | 0 | 0 | 0 | 0 | 0 | 0 | 0 | 0 | 0 | 0 | 0 | 0 | 0 | 0 | 0 | 0 | 0 | 0 | 0 | 0 | 0 | 0
F10_Industrial_Paper and Printing_Existing_Process_Natural Gas_Gas Boiler - Insulate Hot Water Lines_A_Achievable Technical Potential | F10 | Industrial | Paper and Printing | Existing | Process | Natural Gas | Gas Boiler - Insulate Hot Water Lines | A | Purchases (Incremental) | Achievable Technical Potential | 0 | 0 | 0.25712 | 0.25269 | 0.24833 | 0.24405 | 0.23984 | 0.23571 | 0.23164 | 0.22765 | 0.22372 | 0.21987 | 0.21608 | 0.21235 | 0.20869 | 0.20509 | 0.20155 | 0.19808 | 0.19466 | 0.19131 | 0.18801 | 0.18477 | 0
F11_Industrial_Paper and Printing_Existing_Process_Natural Gas_Gas Boiler - Insulate Hot Water Lines_A_Achievable Technical Potential | F11 | Industrial | Paper and Printing | Existing | Process | Natural Gas | Gas Boiler - Insulate Hot Water Lines | A | Purchases (Cumulative) | Achievable Technical Potential | 0 | 0 | 0.25712 | 0.50981 | 0.75814 | 1.0022 | 1.242 | 1.4777 | 1.7094 | 1.937 | 2.1608 | 2.3806 | 2.5967 | 2.809 | 3.0177 | 3.2228 | 3.4244 | 3.6225 | 3.8171 | 4.0084 | 4.1964 | 4.3812 | 0
F1_Industrial_Paper and Printing_Existing_Process_Natural Gas_Process - Insulate Heated Process Fluids_A_Achievable Technical Potential | F1 | Industrial | Paper and Printing | Existing | Process | Natural Gas | Process - Insulate Heated Process Fluids | A | Integrated Unit Energy Savings (kWh or therms) | Achievable Technical Potential | 0 | 0 | 556.8005 | 554.3314 | 551.8234 | 549.2675 | 546.6563 | 544.1085 | 541.7374 | 539.5147 | 537.4241 | 535.4556 | 533.5989 | 531.8438 | 530.1664 | 528.5432 | 526.9508 | 525.3723 | 523.8934 | 522.3937 | 520.8719 | 519.3274 | 0
F2_Industrial_Paper and Printing_Existing_Process_Natural Gas_Process - Insulate Heated Process Fluids_A_Achievable Technical Potential | F2 | Industrial | Paper and Printing | Existing | Process | Natural Gas | Process - Insulate Heated Process Fluids | A | Integrated Unit Summer Peak Savings (kW) | Achievable Technical Potential | 0 | 0 | 0 | 0 | 0 | 0 | 0 | 0 | 0 | 0 | 0 | 0 | 0 | 0 | 0 | 0 | 0 | 0 | 0 | 0 | 0 | 0 | 0
F3_Industrial_Paper and Printing_Existing_Process_Natural Gas_Process - Insulate Heated Process Fluids_A_Achievable Technical Potential | F3 | Industrial | Paper and Printing | Existing | Process | Natural Gas | Process - Insulate Heated Process Fluids | A | Integrated Unit Winter Peak Savings (kW) | Achievable Technical Potential | 0 | 0 | 0 | 0 | 0 | 0 | 0 | 0 | 0 | 0 | 0 | 0 | 0 | 0 | 0 | 0 | 0 | 0 | 0 | 0 | 0 | 0 | 0
F4_Industrial_Paper and Printing_Existing_Process_Natural Gas_Process - Insulate Heated Process Fluids_A_Achievable Technical Potential | F4 | Industrial | Paper and Printing | Existing | Process | Natural Gas | Process - Insulate Heated Process Fluids | A | Incremental Energy Savings (MWh or mTherms) | Achievable Technical Potential | 0 | 0 | 0.15659 | 0.1532 | 0.14988 | 0.14661 | 0.1434 | 0.12625 | 0.098823 | 0.077376 | 0.060598 | 0.047468 | 0.03719 | 0.029143 | 0.02284 | 0.017902 | 0.014032 | 0.010999 | 7.3523e-05 | 2.5732e-05 | 8.5958e-06 | 2.7465e-06 | 0
F5_Industrial_Paper and Printing_Existing_Process_Natural Gas_Process - Insulate Heated Process Fluids_A_Achievable Technical Potential | F5 | Industrial | Paper and Printing | Existing | Process | Natural Gas | Process - Insulate Heated Process Fluids | A | Incremental Summer Peak Savings (MW) | Achievable Technical Potential | 0 | 0 | 0 | 0 | 0 | 0 | 0 | 0 | 0 | 0 | 0 | 0 | 0 | 0 | 0 | 0 | 0 | 0 | 0 | 0 | 0 | 0 | 0
F6_Industrial_Paper and Printing_Existing_Process_Natural Gas_Process - Insulate Heated Process Fluids_A_Achievable Technical Potential | F6 | Industrial | Paper and Printing | Existing | Process | Natural Gas | Process - Insulate Heated Process Fluids | A | Incremental Winter Peak Savings (MW) | Achievable Technical Potential | 0 | 0 | 0 | 0 | 0 | 0 | 0 | 0 | 0 | 0 | 0 | 0 | 0 | 0 | 0 | 0 | 0 | 0 | 0 | 0 | 0 | 0 | 0
F7_Industrial_Paper and Printing_Existing_Process_Natural Gas_Process - Insulate Heated Process Fluids_A_Achievable Technical Potential | F7 | Industrial | Paper and Printing | Existing | Process | Natural Gas | Process - Insulate Heated Process Fluids | A | Cumulative Energy Savings (MWh or mTherms) | Achievable Technical Potential | 0 | 0 | 0.15659 | 0.3091 | 0.45758 | 0.60207 | 0.74261 | 0.8654 | 0.96045 | 1.0339 | 1.0905 | 1.134 | 1.1672 | 1.1925 | 1.2116 | 1.2258 | 1.2361 | 1.2434 | 1.24 | 1.2365 | 1.2329 | 1.2292 | 0
F8_Industrial_Paper and Printing_Existing_Process_Natural Gas_Process - Insulate Heated Process Fluids_A_Achievable Technical Potential | F8 | Industrial | Paper and Printing | Existing | Process | Natural Gas | Process - Insulate Heated Process Fluids | A | Cumulative Summer Peak Savings (MW) | Achievable Technical Potential | 0 | 0 | 0 | 0 | 0 | 0 | 0 | 0 | 0 | 0 | 0 | 0 | 0 | 0 | 0 | 0 | 0 | 0 | 0 | 0 | 0 | 0 | 0
F9_Industrial_Paper and Printing_Existing_Process_Natural Gas_Process - Insulate Heated Process Fluids_A_Achievable Technical Potential | F9 | Industrial | Paper and Printing | Existing | Process | Natural Gas | Process - Insulate Heated Process Fluids | A | Cumulative Winter Peak Savings (MW) | Achievable Technical Potential | 0 | 0 | 0 | 0 | 0 | 0 | 0 | 0 | 0 | 0 | 0 | 0 | 0 | 0 | 0 | 0 | 0 | 0 | 0 | 0 | 0 | 0 | 0
F10_Industrial_Paper and Printing_Existing_Process_Natural Gas_Process - Insulate Heated Process Fluids_A_Achievable Technical Potential | F10 | Industrial | Paper and Printing | Existing | Process | Natural Gas | Process - Insulate Heated Process Fluids | A | Purchases (Incremental) | Achievable Technical Potential | 0 | 0 | 0.28122 | 0.27638 | 0.27161 | 0.26693 | 0.26233 | 0.23202 | 0.18242 | 0.14342 | 0.11276 | 0.08865 | 0.069697 | 0.054796 | 0.043081 | 0.033871 | 0.026629 | 0.020936 | 0.00014034 | 4.9257e-05 | 1.6503e-05 | 5.2885e-06 | 0
F11_Industrial_Paper and Printing_Existing_Process_Natural Gas_Process - Insulate Heated Process Fluids_A_Achievable Technical Potential | F11 | Industrial | Paper and Printing | Existing | Process | Natural Gas | Process - Insulate Heated Process Fluids | A | Purchases (Cumulative) | Achievable Technical Potential | 0 | 0 | 0.28122 | 0.5576 | 0.82921 | 1.0961 | 1.3585 | 1.5905 | 1.7729 | 1.9163 | 2.0291 | 2.1177 | 2.1874 | 2.2422 | 2.2853 | 2.3192 | 2.3458 | 2.3667 | 2.3669 | 2.3669 | 2.3669 | 2.367 | 0
F1_Industrial_Paper and Printing_Existing_Process_Natural Gas_Process Heat Recovery_A_Achievable Technical Potential | F1 | Industrial | Paper and Printing | Existing | Process | Natural Gas | Process Heat Recovery | A | Integrated Unit Energy Savings (kWh or therms) | Achievable Technical Potential | 0 | 0 | 73.257 | 73.1232 | 72.9869 | 72.8468 | 72.702 | 72.5512 | 72.3957 | 72.2376 | 72.0793 | 71.9232 | 71.771 | 71.6237 | 71.48 | 71.3382 | 71.1966 | 71.0537 | 70.9089 | 70.762 | 70.6129 | 70.4613 | 0
F2_Industrial_Paper and Printing_Existing_Process_Natural Gas_Process Heat Recovery_A_Achievable Technical Potential | F2 | Industrial | Paper and Printing | Existing | Process | Natural Gas | Process Heat Recovery | A | Integrated Unit Summer Peak Savings (kW) | Achievable Technical Potential | 0 | 0 | 0 | 0 | 0 | 0 | 0 | 0 | 0 | 0 | 0 | 0 | 0 | 0 | 0 | 0 | 0 | 0 | 0 | 0 | 0 | 0 | 0
F3_Industrial_Paper and Printing_Existing_Process_Natural Gas_Process Heat Recovery_A_Achievable Technical Potential | F3 | Industrial | Paper and Printing | Existing | Process | Natural Gas | Process Heat Recovery | A | Integrated Unit Winter Peak Savings (kW) | Achievable Technical Potential | 0 | 0 | 0 | 0 | 0 | 0 | 0 | 0 | 0 | 0 | 0 | 0 | 0 | 0 | 0 | 0 | 0 | 0 | 0 | 0 | 0 | 0 | 0
F4_Industrial_Paper and Printing_Existing_Process_Natural Gas_Process Heat Recovery_A_Achievable Technical Potential | F4 | Industrial | Paper and Printing | Existing | Process | Natural Gas | Process Heat Recovery | A | Incremental Energy Savings (MWh or mTherms) | Achievable Technical Potential | 0 | 0 | 0.74166 | 0.72754 | 0.71367 | 0.70002 | 0.68658 | 0.60601 | 0.47543 | 0.37297 | 0.29259 | 0.22954 | 0.18008 | 0.14129 | 0.11086 | 0.086986 | 0.068253 | 0.053554 | 0.00035825 | 0.00012548 | 4.1951e-05 | 1.3415e-05 | 0
F5_Industrial_Paper and Printing_Existing_Process_Natural Gas_Process Heat Recovery_A_Achievable Technical Potential | F5 | Industrial | Paper and Printing | Existing | Process | Natural Gas | Process Heat Recovery | A | Incremental Summer Peak Savings (MW) | Achievable Technical Potential | 0 | 0 | 0 | 0 | 0 | 0 | 0 | 0 | 0 | 0 | 0 | 0 | 0 | 0 | 0 | 0 | 0 | 0 | 0 | 0 | 0 | 0 | 0
F6_Industrial_Paper and Printing_Existing_Process_Natural Gas_Process Heat Recovery_A_Achievable Technical Potential | F6 | Industrial | Paper and Printing | Existing | Process | Natural Gas | Process Heat Recovery | A | Incremental Winter Peak Savings (MW) | Achievable Technical Potential | 0 | 0 | 0 | 0 | 0 | 0 | 0 | 0 | 0 | 0 | 0 | 0 | 0 | 0 | 0 | 0 | 0 | 0 | 0 | 0 | 0 | 0 | 0
F7_Industrial_Paper and Printing_Existing_Process_Natural Gas_Process Heat Recovery_A_Achievable Technical Potential | F7 | Industrial | Paper and Printing | Existing | Process | Natural Gas | Process Heat Recovery | A | Cumulative Energy Savings (MWh or mTherms) | Achievable Technical Potential | 0 | 0 | 0.74166 | 1.4678 | 2.1788 | 2.8746 | 3.5555 | 4.1541 | 4.6206 | 4.9835 | 5.2652 | 5.4833 | 5.6518 | 5.7815 | 5.8807 | 5.9561 | 6.0125 | 6.054 | 6.042 | 6.0296 | 6.0169 | 6.004 | 0
F8_Industrial_Paper and Printing_Existing_Process_Natural Gas_Process Heat Recovery_A_Achievable Technical Potential | F8 | Industrial | Paper and Printing | Existing | Process | Natural Gas | Process Heat Recovery | A | Cumulative Summer Peak Savings (MW) | Achievable Technical Potential | 0 | 0 | 0 | 0 | 0 | 0 | 0 | 0 | 0 | 0 | 0 | 0 | 0 | 0 | 0 | 0 | 0 | 0 | 0 | 0 | 0 | 0 | 0
F9_Industrial_Paper and Printing_Existing_Process_Natural Gas_Process Heat Recovery_A_Achievable Technical Potential | F9 | Industrial | Paper and Printing | Existing | Process | Natural Gas | Process Heat Recovery | A | Cumulative Winter Peak Savings (MW) | Achievable Technical Potential | 0 | 0 | 0 | 0 | 0 | 0 | 0 | 0 | 0 | 0 | 0 | 0 | 0 | 0 | 0 | 0 | 0 | 0 | 0 | 0 | 0 | 0 | 0
F10_Industrial_Paper and Printing_Existing_Process_Natural Gas_Process Heat Recovery_A_Achievable Technical Potential | F10 | Industrial | Paper and Printing | Existing | Process | Natural Gas | Process Heat Recovery | A | Purchases (Incremental) | Achievable Technical Potential | 0 | 0 | 10.1241 | 9.9495 | 9.778 | 9.6094 | 9.4437 | 8.3528 | 6.567 | 5.1631 | 4.0592 | 3.1914 | 2.5091 | 1.9727 | 1.5509 | 1.2193 | 0.95866 | 0.75371 | 0.0050522 | 0.0017733 | 0.0005941 | 0.00019039 | 0
F11_Industrial_Paper and Printing_Existing_Process_Natural Gas_Process Heat Recovery_A_Achievable Technical Potential | F11 | Industrial | Paper and Printing | Existing | Process | Natural Gas | Process Heat Recovery | A | Purchases (Cumulative) | Achievable Technical Potential | 0 | 0 | 10.1241 | 20.0736 | 29.8516 | 39.4611 | 48.9048 | 57.2576 | 63.8247 | 68.9877 | 73.047 | 76.2383 | 78.7474 | 80.7201 | 82.271 | 83.4904 | 84.449 | 85.2028 | 85.2078 | 85.2096 | 85.2102 | 85.2104 | 0
F1_Industrial_Paper and Printing_Existing_Space Heating_Natural Gas_Building Automation System_A_Achievable Technical Potential | F1 | Industrial | Paper and Printing | Existing | Space Heating | Natural Gas | Building Automation System | A | Integrated Unit Energy Savings (kWh or therms) | Achievable Technical Potential | 0 | 0 | 0.015595 | 0.015527 | 0.015455 | 0.015379 | 0.015299 | 0.015215 | 0.015125 | 0.015029 | 0.014929 | 0.014825 | 0.014717 | 0.014605 | 0.014489 | 0.014371 | 0.014249 | 0.014132 | 0.014022 | 0.013917 | 0.013818 | 0.013725 | 0
F2_Industrial_Paper and Printing_Existing_Space Heating_Natural Gas_Building Automation System_A_Achievable Technical Potential | F2 | Industrial | Paper and Printing | Existing | Space Heating | Natural Gas | Building Automation System | A | Integrated Unit Summer Peak Savings (kW) | Achievable Technical Potential | 0 | 0 | 0 | 0 | 0 | 0 | 0 | 0 | 0 | 0 | 0 | 0 | 0 | 0 | 0 | 0 | 0 | 0 | 0 | 0 | 0 | 0 | 0
F3_Industrial_Paper and Printing_Existing_Space Heating_Natural Gas_Building Automation System_A_Achievable Technical Potential | F3 | Industrial | Paper and Printing | Existing | Space Heating | Natural Gas | Building Automation System | A | Integrated Unit Winter Peak Savings (kW) | Achievable Technical Potential | 0 | 0 | 0 | 0 | 0 | 0 | 0 | 0 | 0 | 0 | 0 | 0 | 0 | 0 | 0 | 0 | 0 | 0 | 0 | 0 | 0 | 0 | 0
F4_Industrial_Paper and Printing_Existing_Space Heating_Natural Gas_Building Automation System_A_Achievable Technical Potential | F4 | Industrial | Paper and Printing | Existing | Space Heating | Natural Gas | Building Automation System | A | Incremental Energy Savings (MWh or mTherms) | Achievable Technical Potential | 0 | 0 | 0.0089847 | 0.017572 | 0.03052 | 0.048551 | 0.072047 | 0.10085 | 0.13402 | 0.16966 | 0.20485 | 0.23574 | 0.25803 | 0.26772 | 0.26211 | 0.24083 | 0.20633 | 0.16632 | 0.12402 | 0.083746 | 0.052208 | 0.033237 | 0
F5_Industrial_Paper and Printing_Existing_Space Heating_Natural Gas_Building Automation System_A_Achievable Technical Potential | F5 | Industrial | Paper and Printing | Existing | Space Heating | Natural Gas | Building Automation System | A | Incremental Summer Peak Savings (MW) | Achievable Technical Potential | 0 | 0 | 0 | 0 | 0 | 0 | 0 | 0 | 0 | 0 | 0 | 0 | 0 | 0 | 0 | 0 | 0 | 0 | 0 | 0 | 0 | 0 | 0
F6_Industrial_Paper and Printing_Existing_Space Heating_Natural Gas_Building Automation System_A_Achievable Technical Potential | F6 | Industrial | Paper and Printing | Existing | Space Heating | Natural Gas | Building Automation System | A | Incremental Winter Peak Savings (MW) | Achievable Technical Potential | 0 | 0 | 0 | 0 | 0 | 0 | 0 | 0 | 0 | 0 | 0 | 0 | 0 | 0 | 0 | 0 | 0 | 0 | 0 | 0 | 0 | 0 | 0
F7_Industrial_Paper and Printing_Existing_Space Heating_Natural Gas_Building Automation System_A_Achievable Technical Potential | F7 | Industrial | Paper and Printing | Existing | Space Heating | Natural Gas | Building Automation System | A | Cumulative Energy Savings (MWh or mTherms) | Achievable Technical Potential | 0 | 0 | 0.0089847 | 0.026517 | 0.056915 | 0.10519 | 0.17669 | 0.27656 | 0.40894 | 0.57603 | 0.77704 | 1.0074 | 1.258 | 1.5162 | 1.7663 | 1.9927 | 2.1822 | 2.3306 | 2.4364 | 2.5019 | 2.5363 | 2.5525 | 0
F8_Industrial_Paper and Printing_Existing_Space Heating_Natural Gas_Building Automation System_A_Achievable Technical Potential | F8 | Industrial | Paper and Printing | Existing | Space Heating | Natural Gas | Building Automation System | A | Cumulative Summer Peak Savings (MW) | Achievable Technical Potential | 0 | 0 | 0 | 0 | 0 | 0 | 0 | 0 | 0 | 0 | 0 | 0 | 0 | 0 | 0 | 0 | 0 | 0 | 0 | 0 | 0 | 0 | 0
F9_Industrial_Paper and Printing_Existing_Space Heating_Natural Gas_Building Automation System_A_Achievable Technical Potential | F9 | Industrial | Paper and Printing | Existing | Space Heating | Natural Gas | Building Automation System | A | Cumulative Winter Peak Savings (MW) | Achievable Technical Potential | 0 | 0 | 0 | 0 | 0 | 0 | 0 | 0 | 0 | 0 | 0 | 0 | 0 | 0 | 0 | 0 | 0 | 0 | 0 | 0 | 0 | 0 | 0
F10_Industrial_Paper and Printing_Existing_Space Heating_Natural Gas_Building Automation System_A_Achievable Technical Potential | F10 | Industrial | Paper and Printing | Existing | Space Heating | Natural Gas | Building Automation System | A | Purchases (Incremental) | Achievable Technical Potential | 0 | 0 | 576.1131 | 1131.7569 | 1974.8393 | 3156.9616 | 4709.209 | 6628.3075 | 8860.8647 | 11288.8313 | 13721.6087 | 15902.0529 | 17533.4652 | 18330.7144 | 18089.8764 | 16758.7462 | 14480.6398 | 11768.858 | 8844.5474 | 6017.5767 | 3778.2773 | 2421.6095 | 0
F11_Industrial_Paper and Printing_Existing_Space Heating_Natural Gas_Building Automation System_A_Achievable Technical Potential | F11 | Industrial | Paper and Printing | Existing | Space Heating | Natural Gas | Building Automation System | A | Purchases (Cumulative) | Achievable Technical Potential | 0 | 0 | 576.1131 | 1707.87 | 3682.7094 | 6839.6709 | 11548.88 | 18177.1875 | 27038.0521 | 38326.8834 | 52048.4922 | 67950.545 | 85484.0103 | 103814.7247 | 121904.6011 | 138663.3473 | 153143.9872 | 164912.8451 | 173757.3925 | 179774.9692 | 183553.2465 | 185974.8561 | 0
F1_Industrial_Paper and Printing_Existing_Space Heating_Natural Gas_Steam System Efficiency Improvements_A_Achievable Technical Potential | F1 | Industrial | Paper and Printing | Existing | Space Heating | Natural Gas | Steam System Efficiency Improvements | A | Integrated Unit Energy Savings (kWh or therms) | Achievable Technical Potential | 0 | 0 | 0.13866 | 0.137 | 0.13478 | 0.13192 | 0.12844 | 0.12445 | 0.12016 | 0.11576 | 0.11148 | 0.10746 | 0.1038 | 0.10054 | 0.097643 | 0.095089 | 0.092826 | 0.09085 | 0.089114 | 0.087554 | 0.086215 | 0.084955 | 0
F2_Industrial_Paper and Printing_Existing_Space Heating_Natural Gas_Steam System Efficiency Improvements_A_Achievable Technical Potential | F2 | Industrial | Paper and Printing | Existing | Space Heating | Natural Gas | Steam System Efficiency Improvements | A | Integrated Unit Summer Peak Savings (kW) | Achievable Technical Potential | 0 | 0 | 0 | 0 | 0 | 0 | 0 | 0 | 0 | 0 | 0 | 0 | 0 | 0 | 0 | 0 | 0 | 0 | 0 | 0 | 0 | 0 | 0
F3_Industrial_Paper and Printing_Existing_Space Heating_Natural Gas_Steam System Efficiency Improvements_A_Achievable Technical Potential | F3 | Industrial | Paper and Printing | Existing | Space Heating | Natural Gas | Steam System Efficiency Improvements | A | Integrated Unit Winter Peak Savings (kW) | Achievable Technical Potential | 0 | 0 | 0 | 0 | 0 | 0 | 0 | 0 | 0 | 0 | 0 | 0 | 0 | 0 | 0 | 0 | 0 | 0 | 0 | 0 | 0 | 0 | 0
F4_Industrial_Paper and Printing_Existing_Space Heating_Natural Gas_Steam System Efficiency Improvements_A_Achievable Technical Potential | F4 | Industrial | Paper and Printing | Existing | Space Heating | Natural Gas | Steam System Efficiency Improvements | A | Incremental Energy Savings (MWh or mTherms) | Achievable Technical Potential | 0 | 0 | 0.00056615 | 0.0010989 | 0.0018863 | 0.0029515 | 0.0042866 | 0.0058463 | 0.0075455 | 0.0092615 | 0.010841 | 0.012111 | 0.012899 | 0.013061 | 0.012518 | 0.011294 | 0.0095264 | 0.0075776 | 0.0055859 | 0.003734 | 0.0023086 | 0.001458 | 0
F5_Industrial_Paper and Printing_Existing_Space Heating_Natural Gas_Steam System Efficiency Improvements_A_Achievable Technical Potential | F5 | Industrial | Paper and Printing | Existing | Space Heating | Natural Gas | Steam System Efficiency Improvements | A | Incremental Summer Peak Savings (MW) | Achievable Technical Potential | 0 | 0 | 0 | 0 | 0 | 0 | 0 | 0 | 0 | 0 | 0 | 0 | 0 | 0 | 0 | 0 | 0 | 0 | 0 | 0 | 0 | 0 | 0
F6_Industrial_Paper and Printing_Existing_Space Heating_Natural Gas_Steam System Efficiency Improvements_A_Achievable Technical Potential | F6 | Industrial | Paper and Printing | Existing | Space Heating | Natural Gas | Steam System Efficiency Improvements | A | Incremental Winter Peak Savings (MW) | Achievable Technical Potential | 0 | 0 | 0 | 0 | 0 | 0 | 0 | 0 | 0 | 0 | 0 | 0 | 0 | 0 | 0 | 0 | 0 | 0 | 0 | 0 | 0 | 0 | 0
F7_Industrial_Paper and Printing_Existing_Space Heating_Natural Gas_Steam System Efficiency Improvements_A_Achievable Technical Potential | F7 | Industrial | Paper and Printing | Existing | Space Heating | Natural Gas | Steam System Efficiency Improvements | A | Cumulative Energy Savings (MWh or mTherms) | Achievable Technical Potential | 0 | 0 | 0.00056615 | 0.0016583 | 0.0035177 | 0.0063945 | 0.010513 | 0.016033 | 0.023024 | 0.031444 | 0.041121 | 0.051751 | 0.062889 | 0.073969 | 0.084359 | 0.093446 | 0.10075 | 0.10618 | 0.10974 | 0.11155 | 0.11215 | 0.11197 | 0
F8_Industrial_Paper and Printing_Existing_Space Heating_Natural Gas_Steam System Efficiency Improvements_A_Achievable Technical Potential | F8 | Industrial | Paper and Printing | Existing | Space Heating | Natural Gas | Steam System Efficiency Improvements | A | Cumulative Summer Peak Savings (MW) | Achievable Technical Potential | 0 | 0 | 0 | 0 | 0 | 0 | 0 | 0 | 0 | 0 | 0 | 0 | 0 | 0 | 0 | 0 | 0 | 0 | 0 | 0 | 0 | 0 | 0
F9_Industrial_Paper and Printing_Existing_Space Heating_Natural Gas_Steam System Efficiency Improvements_A_Achievable Technical Potential | F9 | Industrial | Paper and Printing | Existing | Space Heating | Natural Gas | Steam System Efficiency Improvements | A | Cumulative Winter Peak Savings (MW) | Achievable Technical Potential | 0 | 0 | 0 | 0 | 0 | 0 | 0 | 0 | 0 | 0 | 0 | 0 | 0 | 0 | 0 | 0 | 0 | 0 | 0 | 0 | 0 | 0 | 0
F10_Industrial_Paper and Printing_Existing_Space Heating_Natural Gas_Steam System Efficiency Improvements_A_Achievable Technical Potential | F10 | Industrial | Paper and Printing | Existing | Space Heating | Natural Gas | Steam System Efficiency Improvements | A | Purchases (Incremental) | Achievable Technical Potential | 0 | 0 | 4.083 | 8.0209 | 13.9959 | 22.3738 | 33.3747 | 46.9756 | 62.798 | 80.0053 | 97.2467 | 112.6998 | 124.2618 | 129.912 | 128.2052 | 118.7713 | 102.6261 | 83.4073 | 62.6824 | 42.6473 | 26.7771 | 17.1622 | 0
F11_Industrial_Paper and Printing_Existing_Space Heating_Natural Gas_Steam System Efficiency Improvements_A_Achievable Technical Potential | F11 | Industrial | Paper and Printing | Existing | Space Heating | Natural Gas | Steam System Efficiency Improvements | A | Purchases (Cumulative) | Achievable Technical Potential | 0 | 0 | 4.083 | 12.1039 | 26.0998 | 48.4736 | 81.8483 | 128.824 | 191.622 | 271.6273 | 368.874 | 481.5738 | 605.8356 | 735.7477 | 863.9528 | 982.7241 | 1085.3502 | 1168.7575 | 1231.4399 | 1274.0872 | 1300.8643 | 1318.0266 | 0
F1_Industrial_Paper and Printing_Existing_Process_Natural Gas_Steam System Efficiency Improvements_A_Achievable Technical Potential | F1 | Industrial | Paper and Printing | Existing | Process | Natural Gas | Steam System Efficiency Improvements | A | Integrated Unit Energy Savings (kWh or therms) | Achievable Technical Potential | 0 | 0 | 0.076558 | 0.076123 | 0.075681 | 0.075228 | 0.074763 | 0.074311 | 0.073895 | 0.073508 | 0.073147 | 0.07281 | 0.072496 | 0.072202 | 0.071926 | 0.071663 | 0.071409 | 0.071161 | 0.070937 | 0.070711 | 0.070482 | 0.070251 | 0
F2_Industrial_Paper and Printing_Existing_Process_Natural Gas_Steam System Efficiency Improvements_A_Achievable Technical Potential | F2 | Industrial | Paper and Printing | Existing | Process | Natural Gas | Steam System Efficiency Improvements | A | Integrated Unit Summer Peak Savings (kW) | Achievable Technical Potential | 0 | 0 | 0 | 0 | 0 | 0 | 0 | 0 | 0 | 0 | 0 | 0 | 0 | 0 | 0 | 0 | 0 | 0 | 0 | 0 | 0 | 0 | 0
F3_Industrial_Paper and Printing_Existing_Process_Natural Gas_Steam System Efficiency Improvements_A_Achievable Technical Potential | F3 | Industrial | Paper and Printing | Existing | Process | Natural Gas | Steam System Efficiency Improvements | A | Integrated Unit Winter Peak Savings (kW) | Achievable Technical Potential | 0 | 0 | 0 | 0 | 0 | 0 | 0 | 0 | 0 | 0 | 0 | 0 | 0 | 0 | 0 | 0 | 0 | 0 | 0 | 0 | 0 | 0 | 0
F4_Industrial_Paper and Printing_Existing_Process_Natural Gas_Steam System Efficiency Improvements_A_Achievable Technical Potential | F4 | Industrial | Paper and Printing | Existing | Process | Natural Gas | Steam System Efficiency Improvements | A | Incremental Energy Savings (MWh or mTherms) | Achievable Technical Potential | 0 | 0 | 3.0288e-06 | 5.9161e-06 | 1.0263e-05 | 1.6308e-05 | 2.4177e-05 | 3.3824e-05 | 4.4963e-05 | 5.6984e-05 | 6.8924e-05 | 7.9508e-05 | 8.7286e-05 | 9.0886e-05 | 8.9348e-05 | 8.2471e-05 | 7.1008e-05 | 5.751e-05 | 4.3084e-05 | 2.9219e-05 | 1.8287e-05 | 1.1682e-05 | 0
F5_Industrial_Paper and Printing_Existing_Process_Natural Gas_Steam System Efficiency Improvements_A_Achievable Technical Potential | F5 | Industrial | Paper and Printing | Existing | Process | Natural Gas | Steam System Efficiency Improvements | A | Incremental Summer Peak Savings (MW) | Achievable Technical Potential | 0 | 0 | 0 | 0 | 0 | 0 | 0 | 0 | 0 | 0 | 0 | 0 | 0 | 0 | 0 | 0 | 0 | 0 | 0 | 0 | 0 | 0 | 0
F6_Industrial_Paper and Printing_Existing_Process_Natural Gas_Steam System Efficiency Improvements_A_Achievable Technical Potential | F6 | Industrial | Paper and Printing | Existing | Process | Natural Gas | Steam System Efficiency Improvements | A | Incremental Winter Peak Savings (MW) | Achievable Technical Potential | 0 | 0 | 0 | 0 | 0 | 0 | 0 | 0 | 0 | 0 | 0 | 0 | 0 | 0 | 0 | 0 | 0 | 0 | 0 | 0 | 0 | 0 | 0
F7_Industrial_Paper and Printing_Existing_Process_Natural Gas_Steam System Efficiency Improvements_A_Achievable Technical Potential | F7 | Industrial | Paper and Printing | Existing | Process | Natural Gas | Steam System Efficiency Improvements | A | Cumulative Energy Savings (MWh or mTherms) | Achievable Technical Potential | 0 | 0 | 3.0288e-06 | 8.9277e-06 | 1.9139e-05 | 3.5333e-05 | 5.9292e-05 | 9.2757e-05 | 0.0001372 | 0.00019347 | 0.00026144 | 0.00033974 | 0.00042556 | 0.00051473 | 0.0006021 | 0.00068237 | 0.00075096 | 0.00080587 | 0.00084641 | 0.00087293 | 0.0008884 | 0.00089717 | 0
F8_Industrial_Paper and Printing_Existing_Process_Natural Gas_Steam System Efficiency Improvements_A_Achievable Technical Potential | F8 | Industrial | Paper and Printing | Existing | Process | Natural Gas | Steam System Efficiency Improvements | A | Cumulative Summer Peak Savings (MW) | Achievable Technical Potential | 0 | 0 | 0 | 0 | 0 | 0 | 0 | 0 | 0 | 0 | 0 | 0 | 0 | 0 | 0 | 0 | 0 | 0 | 0 | 0 | 0 | 0 | 0
F9_Industrial_Paper and Printing_Existing_Process_Natural Gas_Steam System Efficiency Improvements_A_Achievable Technical Potential | F9 | Industrial | Paper and Printing | Existing | Process | Natural Gas | Steam System Efficiency Improvements | A | Cumulative Winter Peak Savings (MW) | Achievable Technical Potential | 0 | 0 | 0 | 0 | 0 | 0 | 0 | 0 | 0 | 0 | 0 | 0 | 0 | 0 | 0 | 0 | 0 | 0 | 0 | 0 | 0 | 0 | 0
F10_Industrial_Paper and Printing_Existing_Process_Natural Gas_Steam System Efficiency Improvements_A_Achievable Technical Potential | F10 | Industrial | Paper and Printing | Existing | Process | Natural Gas | Steam System Efficiency Improvements | A | Purchases (Incremental) | Achievable Technical Potential | 0 | 0 | 0.039562 | 0.077718 | 0.13561 | 0.21679 | 0.32338 | 0.45516 | 0.60847 | 0.7752 | 0.94226 | 1.092 | 1.204 | 1.2588 | 1.2422 | 1.1508 | 0.99438 | 0.80817 | 0.60735 | 0.41323 | 0.25945 | 0.16629 | 0
F11_Industrial_Paper and Printing_Existing_Process_Natural Gas_Steam System Efficiency Improvements_A_Achievable Technical Potential | F11 | Industrial | Paper and Printing | Existing | Process | Natural Gas | Steam System Efficiency Improvements | A | Purchases (Cumulative) | Achievable Technical Potential | 0 | 0 | 0.039562 | 0.11728 | 0.25289 | 0.46968 | 0.79306 | 1.2482 | 1.8567 | 2.6319 | 3.5742 | 4.6662 | 5.8702 | 7.1289 | 8.3712 | 9.522 | 10.5164 | 11.3245 | 11.9319 | 12.3451 | 12.6046 | 12.7709 | 0
F1_Industrial_Paper and Printing_Existing_Space Heating_Natural Gas_Strategic Energy Management_A_Achievable Technical Potential | F1 | Industrial | Paper and Printing | Existing | Space Heating | Natural Gas | Strategic Energy Management | A | Integrated Unit Energy Savings (kWh or therms) | Achievable Technical Potential | 0 | 0 | 56.6617 | 56.4587 | 56.2449 | 56.0186 | 55.7774 | 55.5186 | 55.2412 | 54.9444 | 54.6301 | 54.3009 | 53.9582 | 53.602 | 53.2329 | 52.8517 | 52.4601 | 52.0875 | 51.7365 | 51.4076 | 51.1005 | 50.8158 | 0
F2_Industrial_Paper and Printing_Existing_Space Heating_Natural Gas_Strategic Energy Management_A_Achievable Technical Potential | F2 | Industrial | Paper and Printing | Existing | Space Heating | Natural Gas | Strategic Energy Management | A | Integrated Unit Summer Peak Savings (kW) | Achievable Technical Potential | 0 | 0 | 0 | 0 | 0 | 0 | 0 | 0 | 0 | 0 | 0 | 0 | 0 | 0 | 0 | 0 | 0 | 0 | 0 | 0 | 0 | 0 | 0
F3_Industrial_Paper and Printing_Existing_Space Heating_Natural Gas_Strategic Energy Management_A_Achievable Technical Potential | F3 | Industrial | Paper and Printing | Existing | Space Heating | Natural Gas | Strategic Energy Management | A | Integrated Unit Winter Peak Savings (kW) | Achievable Technical Potential | 0 | 0 | 0 | 0 | 0 | 0 | 0 | 0 | 0 | 0 | 0 | 0 | 0 | 0 | 0 | 0 | 0 | 0 | 0 | 0 | 0 | 0 | 0
F4_Industrial_Paper and Printing_Existing_Space Heating_Natural Gas_Strategic Energy Management_A_Achievable Technical Potential | F4 | Industrial | Paper and Printing | Existing | Space Heating | Natural Gas | Strategic Energy Management | A | Incremental Energy Savings (MWh or mTherms) | Achievable Technical Potential | 0 | 0 | 0.056543 | 0.055369 | 0.054208 | 0.053059 | 0.05192 | 0.050788 | 0.049663 | 0.048544 | 0.047435 | 0.046336 | 0.04525 | 0.044176 | 0.043115 | 0.042068 | 0.041037 | 0.040043 | 0.039087 | 0.038169 | 0.037287 | 0.03644 | 0
F5_Industrial_Paper and Printing_Existing_Space Heating_Natural Gas_Strategic Energy Management_A_Achievable Technical Potential | F5 | Industrial | Paper and Printing | Existing | Space Heating | Natural Gas | Strategic Energy Management | A | Incremental Summer Peak Savings (MW) | Achievable Technical Potential | 0 | 0 | 0 | 0 | 0 | 0 | 0 | 0 | 0 | 0 | 0 | 0 | 0 | 0 | 0 | 0 | 0 | 0 | 0 | 0 | 0 | 0 | 0
F6_Industrial_Paper and Printing_Existing_Space Heating_Natural Gas_Strategic Energy Management_A_Achievable Technical Potential | F6 | Industrial | Paper and Printing | Existing | Space Heating | Natural Gas | Strategic Energy Management | A | Incremental Winter Peak Savings (MW) | Achievable Technical Potential | 0 | 0 | 0 | 0 | 0 | 0 | 0 | 0 | 0 | 0 | 0 | 0 | 0 | 0 | 0 | 0 | 0 | 0 | 0 | 0 | 0 | 0 | 0
F7_Industrial_Paper and Printing_Existing_Space Heating_Natural Gas_Strategic Energy Management_A_Achievable Technical Potential | F7 | Industrial | Paper and Printing | Existing | Space Heating | Natural Gas | Strategic Energy Management | A | Cumulative Energy Savings (MWh or mTherms) | Achievable Technical Potential | 0 | 0 | 0.056543 | 0.11171 | 0.16549 | 0.21789 | 0.26887 | 0.31841 | 0.36648 | 0.41306 | 0.45813 | 0.5017 | 0.54379 | 0.58437 | 0.62346 | 0.66107 | 0.69721 | 0.7323 | 0.76645 | 0.79975 | 0.83226 | 0.86406 | 0
F8_Industrial_Paper and Printing_Existing_Space Heating_Natural Gas_Strategic Energy Management_A_Achievable Technical Potential | F8 | Industrial | Paper and Printing | Existing | Space Heating | Natural Gas | Strategic Energy Management | A | Cumulative Summer Peak Savings (MW) | Achievable Technical Potential | 0 | 0 | 0 | 0 | 0 | 0 | 0 | 0 | 0 | 0 | 0 | 0 | 0 | 0 | 0 | 0 | 0 | 0 | 0 | 0 | 0 | 0 | 0
F9_Industrial_Paper and Printing_Existing_Space Heating_Natural Gas_Strategic Energy Management_A_Achievable Technical Potential | F9 | Industrial | Paper and Printing | Existing | Space Heating | Natural Gas | Strategic Energy Management | A | Cumulative Winter Peak Savings (MW) | Achievable Technical Potential | 0 | 0 | 0 | 0 | 0 | 0 | 0 | 0 | 0 | 0 | 0 | 0 | 0 | 0 | 0 | 0 | 0 | 0 | 0 | 0 | 0 | 0 | 0
F10_Industrial_Paper and Printing_Existing_Space Heating_Natural Gas_Strategic Energy Management_A_Achievable Technical Potential | F10 | Industrial | Paper and Printing | Existing | Space Heating | Natural Gas | Strategic Energy Management | A | Purchases (Incremental) | Achievable Technical Potential | 0 | 0 | 0.9979 | 0.9807 | 0.96379 | 0.94717 | 0.93084 | 0.91479 | 0.89902 | 0.88352 | 0.86829 | 0.85332 | 0.8386 | 0.82415 | 0.80994 | 0.79597 | 0.78225 | 0.76876 | 0.75551 | 0.74248 | 0.72968 | 0.7171 | 0
F11_Industrial_Paper and Printing_Existing_Space Heating_Natural Gas_Strategic Energy Management_A_Achievable Technical Potential | F11 | Industrial | Paper and Printing | Existing | Space Heating | Natural Gas | Strategic Energy Management | A | Purchases (Cumulative) | Achievable Technical Potential | 0 | 0 | 0.9979 | 1.9786 | 2.9424 | 3.8896 | 4.8204 | 5.7352 | 6.6342 | 7.5177 | 8.386 | 9.2393 | 10.0779 | 10.9021 | 11.712 | 12.508 | 13.2902 | 14.059 | 14.8145 | 15.557 | 16.2867 | 17.0038 | 0
F1_Industrial_Paper and Printing_Existing_Process_Natural Gas_Strategic Energy Management_A_Achievable Technical Potential | F1 | Industrial | Paper and Printing | Existing | Process | Natural Gas | Strategic Energy Management | A | Integrated Unit Energy Savings (kWh or therms) | Achievable Technical Potential | 0 | 0 | 56.8314 | 56.7751 | 56.7177 | 56.658 | 56.5955 | 56.529 | 56.4597 | 56.389 | 56.319 | 56.2516 | 56.188 | 56.1292 | 56.074 | 56.0213 | 55.9695 | 55.9177 | 55.8654 | 55.8124 | 55.7585 | 55.7038 | 0
F2_Industrial_Paper and Printing_Existing_Process_Natural Gas_Strategic Energy Management_A_Achievable Technical Potential | F2 | Industrial | Paper and Printing | Existing | Process | Natural Gas | Strategic Energy Management | A | Integrated Unit Summer Peak Savings (kW) | Achievable Technical Potential | 0 | 0 | 0 | 0 | 0 | 0 | 0 | 0 | 0 | 0 | 0 | 0 | 0 | 0 | 0 | 0 | 0 | 0 | 0 | 0 | 0 | 0 | 0
F3_Industrial_Paper and Printing_Existing_Process_Natural Gas_Strategic Energy Management_A_Achievable Technical Potential | F3 | Industrial | Paper and Printing | Existing | Process | Natural Gas | Strategic Energy Management | A | Integrated Unit Winter Peak Savings (kW) | Achievable Technical Potential | 0 | 0 | 0 | 0 | 0 | 0 | 0 | 0 | 0 | 0 | 0 | 0 | 0 | 0 | 0 | 0 | 0 | 0 | 0 | 0 | 0 | 0 | 0
F4_Industrial_Paper and Printing_Existing_Process_Natural Gas_Strategic Energy Management_A_Achievable Technical Potential | F4 | Industrial | Paper and Printing | Existing | Process | Natural Gas | Strategic Energy Management | A | Incremental Energy Savings (MWh or mTherms) | Achievable Technical Potential | 0 | 0 | 0.26303 | 0.25823 | 0.25353 | 0.24889 | 0.24433 | 0.23984 | 0.23541 | 0.23106 | 0.2268 | 0.22262 | 0.21854 | 0.21454 | 0.21064 | 0.20681 | 0.20306 | 0.19937 | 0.19575 | 0.19219 | 0.1887 | 0.18526 | 0
F5_Industrial_Paper and Printing_Existing_Process_Natural Gas_Strategic Energy Management_A_Achievable Technical Potential | F5 | Industrial | Paper and Printing | Existing | Process | Natural Gas | Strategic Energy Management | A | Incremental Summer Peak Savings (MW) | Achievable Technical Potential | 0 | 0 | 0 | 0 | 0 | 0 | 0 | 0 | 0 | 0 | 0 | 0 | 0 | 0 | 0 | 0 | 0 | 0 | 0 | 0 | 0 | 0 | 0
F6_Industrial_Paper and Printing_Existing_Process_Natural Gas_Strategic Energy Management_A_Achievable Technical Potential | F6 | Industrial | Paper and Printing | Existing | Process | Natural Gas | Strategic Energy Management | A | Incremental Winter Peak Savings (MW) | Achievable Technical Potential | 0 | 0 | 0 | 0 | 0 | 0 | 0 | 0 | 0 | 0 | 0 | 0 | 0 | 0 | 0 | 0 | 0 | 0 | 0 | 0 | 0 | 0 | 0
F7_Industrial_Paper and Printing_Existing_Process_Natural Gas_Strategic Energy Management_A_Achievable Technical Potential | F7 | Industrial | Paper and Printing | Existing | Process | Natural Gas | Strategic Energy Management | A | Cumulative Energy Savings (MWh or mTherms) | Achievable Technical Potential | 0 | 0 | 0.26303 | 0.521 | 0.774 | 1.0221 | 1.2653 | 1.5036 | 1.7372 | 1.9661 | 2.1904 | 2.4104 | 2.6263 | 2.838 | 3.0459 | 3.2498 | 3.4499 | 3.6461 | 3.8384 | 4.027 | 4.2118 | 4.3929 | 0
F8_Industrial_Paper and Printing_Existing_Process_Natural Gas_Strategic Energy Management_A_Achievable Technical Potential | F8 | Industrial | Paper and Printing | Existing | Process | Natural Gas | Strategic Energy Management | A | Cumulative Summer Peak Savings (MW) | Achievable Technical Potential | 0 | 0 | 0 | 0 | 0 | 0 | 0 | 0 | 0 | 0 | 0 | 0 | 0 | 0 | 0 | 0 | 0 | 0 | 0 | 0 | 0 | 0 | 0
F9_Industrial_Paper and Printing_Existing_Process_Natural Gas_Strategic Energy Management_A_Achievable Technical Potential | F9 | Industrial | Paper and Printing | Existing | Process | Natural Gas | Strategic Energy Management | A | Cumulative Winter Peak Savings (MW) | Achievable Technical Potential | 0 | 0 | 0 | 0 | 0 | 0 | 0 | 0 | 0 | 0 | 0 | 0 | 0 | 0 | 0 | 0 | 0 | 0 | 0 | 0 | 0 | 0 | 0
F10_Industrial_Paper and Printing_Existing_Process_Natural Gas_Strategic Energy Management_A_Achievable Technical Potential | F10 | Industrial | Paper and Printing | Existing | Process | Natural Gas | Strategic Energy Management | A | Purchases (Incremental) | Achievable Technical Potential | 0 | 0 | 4.6282 | 4.5484 | 4.47 | 4.3929 | 4.3172 | 4.2427 | 4.1696 | 4.0977 | 4.027 | 3.9576 | 3.8894 | 3.8223 | 3.7564 | 3.6916 | 3.628 | 3.5654 | 3.504 | 3.4436 | 3.3842 | 3.3258 | 0
F11_Industrial_Paper and Printing_Existing_Process_Natural Gas_Strategic Energy Management_A_Achievable Technical Potential | F11 | Industrial | Paper and Printing | Existing | Process | Natural Gas | Strategic Energy Management | A | Purchases (Cumulative) | Achievable Technical Potential | 0 | 0 | 4.6282 | 9.1766 | 13.6465 | 18.0394 | 22.3566 | 26.5993 | 30.7688 | 34.8665 | 38.8936 | 42.8512 | 46.7405 | 50.5628 | 54.3192 | 58.0109 | 61.6389 | 65.2043 | 68.7083 | 72.1518 | 75.536 | 78.8618 | 0
F1_Industrial_Paper and Printing_Existing_Miscellaneous_Natural Gas_Strategic Energy Management_A_Achievable Technical Potential | F1 | Industrial | Paper and Printing | Existing | Miscellaneous | Natural Gas | Strategic Energy Management | A | Integrated Unit Energy Savings (kWh or therms) | Achievable Technical Potential | 0 | 0 | 18.0192 | 18.0192 | 18.0192 | 18.0192 | 18.0192 | 18.0192 | 18.0192 | 18.0192 | 18.0192 | 18.0192 | 18.0192 | 18.0192 | 18.0192 | 18.0192 | 18.0192 | 18.0192 | 18.0192 | 18.0192 | 18.0192 | 18.0192 | 0
F2_Industrial_Paper and Printing_Existing_Miscellaneous_Natural Gas_Strategic Energy Management_A_Achievable Technical Potential | F2 | Industrial | Paper and Printing | Existing | Miscellaneous | Natural Gas | Strategic Energy Management | A | Integrated Unit Summer Peak Savings (kW) | Achievable Technical Potential | 0 | 0 | 0 | 0 | 0 | 0 | 0 | 0 | 0 | 0 | 0 | 0 | 0 | 0 | 0 | 0 | 0 | 0 | 0 | 0 | 0 | 0 | 0
F3_Industrial_Paper and Printing_Existing_Miscellaneous_Natural Gas_Strategic Energy Management_A_Achievable Technical Potential | F3 | Industrial | Paper and Printing | Existing | Miscellaneous | Natural Gas | Strategic Energy Management | A | Integrated Unit Winter Peak Savings (kW) | Achievable Technical Potential | 0 | 0 | 0 | 0 | 0 | 0 | 0 | 0 | 0 | 0 | 0 | 0 | 0 | 0 | 0 | 0 | 0 | 0 | 0 | 0 | 0 | 0 | 0
F4_Industrial_Paper and Printing_Existing_Miscellaneous_Natural Gas_Strategic Energy Management_A_Achievable Technical Potential | F4 | Industrial | Paper and Printing | Existing | Miscellaneous | Natural Gas | Strategic Energy Management | A | Incremental Energy Savings (MWh or mTherms) | Achievable Technical Potential | 0 | 0 | 0.020849 | 0.02049 | 0.020136 | 0.019789 | 0.019448 | 0.019113 | 0.018783 | 0.018459 | 0.018141 | 0.017828 | 0.017521 | 0.017219 | 0.016922 | 0.01663 | 0.016343 | 0.016062 | 0.015785 | 0.015513 | 0.015245 | 0.014982 | 0
F5_Industrial_Paper and Printing_Existing_Miscellaneous_Natural Gas_Strategic Energy Management_A_Achievable Technical Potential | F5 | Industrial | Paper and Printing | Existing | Miscellaneous | Natural Gas | Strategic Energy Management | A | Incremental Summer Peak Savings (MW) | Achievable Technical Potential | 0 | 0 | 0 | 0 | 0 | 0 | 0 | 0 | 0 | 0 | 0 | 0 | 0 | 0 | 0 | 0 | 0 | 0 | 0 | 0 | 0 | 0 | 0
F6_Industrial_Paper and Printing_Existing_Miscellaneous_Natural Gas_Strategic Energy Management_A_Achievable Technical Potential | F6 | Industrial | Paper and Printing | Existing | Miscellaneous | Natural Gas | Strategic Energy Management | A | Incremental Winter Peak Savings (MW) | Achievable Technical Potential | 0 | 0 | 0 | 0 | 0 | 0 | 0 | 0 | 0 | 0 | 0 | 0 | 0 | 0 | 0 | 0 | 0 | 0 | 0 | 0 | 0 | 0 | 0
F7_Industrial_Paper and Printing_Existing_Miscellaneous_Natural Gas_Strategic Energy Management_A_Achievable Technical Potential | F7 | Industrial | Paper and Printing | Existing | Miscellaneous | Natural Gas | Strategic Energy Management | A | Cumulative Energy Savings (MWh or mTherms) | Achievable Technical Potential | 0 | 0 | 0.020849 | 0.041339 | 0.061475 | 0.081264 | 0.10071 | 0.11982 | 0.13861 | 0.15707 | 0.17521 | 0.19304 | 0.21056 | 0.22778 | 0.2447 | 0.26133 | 0.27767 | 0.29373 | 0.30952 | 0.32503 | 0.34027 | 0.35526 | 0
F8_Industrial_Paper and Printing_Existing_Miscellaneous_Natural Gas_Strategic Energy Management_A_Achievable Technical Potential | F8 | Industrial | Paper and Printing | Existing | Miscellaneous | Natural Gas | Strategic Energy Management | A | Cumulative Summer Peak Savings (MW) | Achievable Technical Potential | 0 | 0 | 0 | 0 | 0 | 0 | 0 | 0 | 0 | 0 | 0 | 0 | 0 | 0 | 0 | 0 | 0 | 0 | 0 | 0 | 0 | 0 | 0
F9_Industrial_Paper and Printing_Existing_Miscellaneous_Natural Gas_Strategic Energy Management_A_Achievable Technical Potential | F9 | Industrial | Paper and Printing | Existing | Miscellaneous | Natural Gas | Strategic Energy Management | A | Cumulative Winter Peak Savings (MW) | Achievable Technical Potential | 0 | 0 | 0 | 0 | 0 | 0 | 0 | 0 | 0 | 0 | 0 | 0 | 0 | 0 | 0 | 0 | 0 | 0 | 0 | 0 | 0 | 0 | 0
F10_Industrial_Paper and Printing_Existing_Miscellaneous_Natural Gas_Strategic Energy Management_A_Achievable Technical Potential | F10 | Industrial | Paper and Printing | Existing | Miscellaneous | Natural Gas | Strategic Energy Management | A | Purchases (Incremental) | Achievable Technical Potential | 0 | 0 | 1.157 | 1.1371 | 1.1175 | 1.0982 | 1.0793 | 1.0607 | 1.0424 | 1.0244 | 1.0068 | 0.9894 | 0.97234 | 0.95558 | 0.9391 | 0.92291 | 0.907 | 0.89136 | 0.87599 | 0.86089 | 0.84604 | 0.83146 | 0
F11_Industrial_Paper and Printing_Existing_Miscellaneous_Natural Gas_Strategic Energy Management_A_Achievable Technical Potential | F11 | Industrial | Paper and Printing | Existing | Miscellaneous | Natural Gas | Strategic Energy Management | A | Purchases (Cumulative) | Achievable Technical Potential | 0 | 0 | 1.157 | 2.2941 | 3.4116 | 4.5099 | 5.5891 | 6.6498 | 7.6922 | 8.7166 | 9.7234 | 10.7128 | 11.6851 | 12.6407 | 13.5798 | 14.5027 | 15.4097 | 16.3011 | 17.1771 | 18.038 | 18.884 | 19.7155 | 0
F1_Industrial_Paper and Printing_Existing_Space Heating_Natural Gas_Commissioning_A_Achievable Technical Potential | F1 | Industrial | Paper and Printing | Existing | Space Heating | Natural Gas | Commissioning | A | Integrated Unit Energy Savings (kWh or therms) | Achievable Technical Potential | 0 | 0 | 68.2427 | 68.0536 | 67.8524 | 67.6377 | 67.4063 | 67.1557 | 66.884 | 66.5892 | 66.273 | 65.9371 | 65.5826 | 65.2094 | 64.8184 | 64.4112 | 63.9908 | 63.5931 | 63.222 | 62.878 | 62.5611 | 62.2718 | 0
F2_Industrial_Paper and Printing_Existing_Space Heating_Natural Gas_Commissioning_A_Achievable Technical Potential | F2 | Industrial | Paper and Printing | Existing | Space Heating | Natural Gas | Commissioning | A | Integrated Unit Summer Peak Savings (kW) | Achievable Technical Potential | 0 | 0 | 0 | 0 | 0 | 0 | 0 | 0 | 0 | 0 | 0 | 0 | 0 | 0 | 0 | 0 | 0 | 0 | 0 | 0 | 0 | 0 | 0
F3_Industrial_Paper and Printing_Existing_Space Heating_Natural Gas_Commissioning_A_Achievable Technical Potential | F3 | Industrial | Paper and Printing | Existing | Space Heating | Natural Gas | Commissioning | A | Integrated Unit Winter Peak Savings (kW) | Achievable Technical Potential | 0 | 0 | 0 | 0 | 0 | 0 | 0 | 0 | 0 | 0 | 0 | 0 | 0 | 0 | 0 | 0 | 0 | 0 | 0 | 0 | 0 | 0 | 0
F4_Industrial_Paper and Printing_Existing_Space Heating_Natural Gas_Commissioning_A_Achievable Technical Potential | F4 | Industrial | Paper and Printing | Existing | Space Heating | Natural Gas | Commissioning | A | Incremental Energy Savings (MWh or mTherms) | Achievable Technical Potential | 0 | 0 | 0 | 0 | 0 | 0 | 0 | 0 | 0 | 0 | 0 | 0 | 0 | 0 | 0 | 0 | 0 | 0 | 0 | 0 | 0 | 0 | 0
F5_Industrial_Paper and Printing_Existing_Space Heating_Natural Gas_Commissioning_A_Achievable Technical Potential | F5 | Industrial | Paper and Printing | Existing | Space Heating | Natural Gas | Commissioning | A | Incremental Summer Peak Savings (MW) | Achievable Technical Potential | 0 | 0 | 0 | 0 | 0 | 0 | 0 | 0 | 0 | 0 | 0 | 0 | 0 | 0 | 0 | 0 | 0 | 0 | 0 | 0 | 0 | 0 | 0
F6_Industrial_Paper and Printing_Existing_Space Heating_Natural Gas_Commissioning_A_Achievable Technical Potential | F6 | Industrial | Paper and Printing | Existing | Space Heating | Natural Gas | Commissioning | A | Incremental Winter Peak Savings (MW) | Achievable Technical Potential | 0 | 0 | 0 | 0 | 0 | 0 | 0 | 0 | 0 | 0 | 0 | 0 | 0 | 0 | 0 | 0 | 0 | 0 | 0 | 0 | 0 | 0 | 0
F7_Industrial_Paper and Printing_Existing_Space Heating_Natural Gas_Commissioning_A_Achievable Technical Potential | F7 | Industrial | Paper and Printing | Existing | Space Heating | Natural Gas | Commissioning | A | Cumulative Energy Savings (MWh or mTherms) | Achievable Technical Potential | 0 | 0 | 0 | 0 | 0 | 0 | 0 | 0 | 0 | 0 | 0 | 0 | 0 | 0 | 0 | 0 | 0 | 0 | 0 | 0 | 0 | 0 | 0
F8_Industrial_Paper and Printing_Existing_Space Heating_Natural Gas_Commissioning_A_Achievable Technical Potential | F8 | Industrial | Paper and Printing | Existing | Space Heating | Natural Gas | Commissioning | A | Cumulative Summer Peak Savings (MW) | Achievable Technical Potential | 0 | 0 | 0 | 0 | 0 | 0 | 0 | 0 | 0 | 0 | 0 | 0 | 0 | 0 | 0 | 0 | 0 | 0 | 0 | 0 | 0 | 0 | 0
F9_Industrial_Paper and Printing_Existing_Space Heating_Natural Gas_Commissioning_A_Achievable Technical Potential | F9 | Industrial | Paper and Printing | Existing | Space Heating | Natural Gas | Commissioning | A | Cumulative Winter Peak Savings (MW) | Achievable Technical Potential | 0 | 0 | 0 | 0 | 0 | 0 | 0 | 0 | 0 | 0 | 0 | 0 | 0 | 0 | 0 | 0 | 0 | 0 | 0 | 0 | 0 | 0 | 0
F10_Industrial_Paper and Printing_Existing_Space Heating_Natural Gas_Commissioning_A_Achievable Technical Potential | F10 | Industrial | Paper and Printing | Existing | Space Heating | Natural Gas | Commissioning | A | Purchases (Incremental) | Achievable Technical Potential | 0 | 0 | 0 | 0 | 0 | 0 | 0 | 0 | 0 | 0 | 0 | 0 | 0 | 0 | 0 | 0 | 0 | 0 | 0 | 0 | 0 | 0 | 0
F11_Industrial_Paper and Printing_Existing_Space Heating_Natural Gas_Commissioning_A_Achievable Technical Potential | F11 | Industrial | Paper and Printing | Existing | Space Heating | Natural Gas | Commissioning | A | Purchases (Cumulative) | Achievable Technical Potential | 0 | 0 | 0 | 0 | 0 | 0 | 0 | 0 | 0 | 0 | 0 | 0 | 0 | 0 | 0 | 0 | 0 | 0 | 0 | 0 | 0 | 0 | 0
F1_Industrial_Paper and Printing_Existing_Process_Natural Gas_Commissioning_A_Achievable Technical Potential | F1 | Industrial | Paper and Printing | Existing | Process | Natural Gas | Commissioning | A | Integrated Unit Energy Savings (kWh or therms) | Achievable Technical Potential | 0 | 0 | 317.5129 | 317.5129 | 317.5129 | 317.5129 | 317.5129 | 317.5129 | 317.5129 | 317.5129 | 317.5129 | 317.5129 | 317.5129 | 317.5129 | 317.5129 | 317.5129 | 317.5129 | 317.5129 | 317.5129 | 317.5129 | 317.5129 | 317.5129 | 0
F2_Industrial_Paper and Printing_Existing_Process_Natural Gas_Commissioning_A_Achievable Technical Potential | F2 | Industrial | Paper and Printing | Existing | Process | Natural Gas | Commissioning | A | Integrated Unit Summer Peak Savings (kW) | Achievable Technical Potential | 0 | 0 | 0 | 0 | 0 | 0 | 0 | 0 | 0 | 0 | 0 | 0 | 0 | 0 | 0 | 0 | 0 | 0 | 0 | 0 | 0 | 0 | 0
F3_Industrial_Paper and Printing_Existing_Process_Natural Gas_Commissioning_A_Achievable Technical Potential | F3 | Industrial | Paper and Printing | Existing | Process | Natural Gas | Commissioning | A | Integrated Unit Winter Peak Savings (kW) | Achievable Technical Potential | 0 | 0 | 0 | 0 | 0 | 0 | 0 | 0 | 0 | 0 | 0 | 0 | 0 | 0 | 0 | 0 | 0 | 0 | 0 | 0 | 0 | 0 | 0
F4_Industrial_Paper and Printing_Existing_Process_Natural Gas_Commissioning_A_Achievable Technical Potential | F4 | Industrial | Paper and Printing | Existing | Process | Natural Gas | Commissioning | A | Incremental Energy Savings (MWh or mTherms) | Achievable Technical Potential | 0 | 0 | 0 | 0 | 0 | 0 | 0 | 0 | 0 | 0 | 0 | 0 | 0 | 0 | 0 | 0 | 0 | 0 | 0 | 0 | 0 | 0 | 0
F5_Industrial_Paper and Printing_Existing_Process_Natural Gas_Commissioning_A_Achievable Technical Potential | F5 | Industrial | Paper and Printing | Existing | Process | Natural Gas | Commissioning | A | Incremental Summer Peak Savings (MW) | Achievable Technical Potential | 0 | 0 | 0 | 0 | 0 | 0 | 0 | 0 | 0 | 0 | 0 | 0 | 0 | 0 | 0 | 0 | 0 | 0 | 0 | 0 | 0 | 0 | 0
F6_Industrial_Paper and Printing_Existing_Process_Natural Gas_Commissioning_A_Achievable Technical Potential | F6 | Industrial | Paper and Printing | Existing | Process | Natural Gas | Commissioning | A | Incremental Winter Peak Savings (MW) | Achievable Technical Potential | 0 | 0 | 0 | 0 | 0 | 0 | 0 | 0 | 0 | 0 | 0 | 0 | 0 | 0 | 0 | 0 | 0 | 0 | 0 | 0 | 0 | 0 | 0
F7_Industrial_Paper and Printing_Existing_Process_Natural Gas_Commissioning_A_Achievable Technical Potential | F7 | Industrial | Paper and Printing | Existing | Process | Natural Gas | Commissioning | A | Cumulative Energy Savings (MWh or mTherms) | Achievable Technical Potential | 0 | 0 | 0 | 0 | 0 | 0 | 0 | 0 | 0 | 0 | 0 | 0 | 0 | 0 | 0 | 0 | 0 | 0 | 0 | 0 | 0 | 0 | 0
F8_Industrial_Paper and Printing_Existing_Process_Natural Gas_Commissioning_A_Achievable Technical Potential | F8 | Industrial | Paper and Printing | Existing | Process | Natural Gas | Commissioning | A | Cumulative Summer Peak Savings (MW) | Achievable Technical Potential | 0 | 0 | 0 | 0 | 0 | 0 | 0 | 0 | 0 | 0 | 0 | 0 | 0 | 0 | 0 | 0 | 0 | 0 | 0 | 0 | 0 | 0 | 0
F9_Industrial_Paper and Printing_Existing_Process_Natural Gas_Commissioning_A_Achievable Technical Potential | F9 | Industrial | Paper and Printing | Existing | Process | Natural Gas | Commissioning | A | Cumulative Winter Peak Savings (MW) | Achievable Technical Potential | 0 | 0 | 0 | 0 | 0 | 0 | 0 | 0 | 0 | 0 | 0 | 0 | 0 | 0 | 0 | 0 | 0 | 0 | 0 | 0 | 0 | 0 | 0
F10_Industrial_Paper and Printing_Existing_Process_Natural Gas_Commissioning_A_Achievable Technical Potential | F10 | Industrial | Paper and Printing | Existing | Process | Natural Gas | Commissioning | A | Purchases (Incremental) | Achievable Technical Potential | 0 | 0 | 0 | 0 | 0 | 0 | 0 | 0 | 0 | 0 | 0 | 0 | 0 | 0 | 0 | 0 | 0 | 0 | 0 | 0 | 0 | 0 | 0
F11_Industrial_Paper and Printing_Existing_Process_Natural Gas_Commissioning_A_Achievable Technical Potential | F11 | Industrial | Paper and Printing | Existing | Process | Natural Gas | Commissioning | A | Purchases (Cumulative) | Achievable Technical Potential | 0 | 0 | 0 | 0 | 0 | 0 | 0 | 0 | 0 | 0 | 0 | 0 | 0 | 0 | 0 | 0 | 0 | 0 | 0 | 0 | 0 | 0 | 0
F1_Industrial_Paper and Printing_Existing_Space Heating_Natural Gas_Retrocommissioning_A_Achievable Technical Potential | F1 | Industrial | Paper and Printing | Existing | Space Heating | Natural Gas | Retrocommissioning | A | Integrated Unit Energy Savings (kWh or therms) | Achievable Technical Potential | 0 | 0 | 9.478 | 9.4515 | 9.4233 | 9.3934 | 9.3611 | 9.3261 | 9.2883 | 9.2472 | 9.2032 | 9.1565 | 9.1072 | 9.0553 | 9.001 | 8.9444 | 8.8859 | 8.8307 | 8.7791 | 8.7313 | 8.6872 | 8.647 | 0
F2_Industrial_Paper and Printing_Existing_Space Heating_Natural Gas_Retrocommissioning_A_Achievable Technical Potential | F2 | Industrial | Paper and Printing | Existing | Space Heating | Natural Gas | Retrocommissioning | A | Integrated Unit Summer Peak Savings (kW) | Achievable Technical Potential | 0 | 0 | 0 | 0 | 0 | 0 | 0 | 0 | 0 | 0 | 0 | 0 | 0 | 0 | 0 | 0 | 0 | 0 | 0 | 0 | 0 | 0 | 0
F3_Industrial_Paper and Printing_Existing_Space Heating_Natural Gas_Retrocommissioning_A_Achievable Technical Potential | F3 | Industrial | Paper and Printing | Existing | Space Heating | Natural Gas | Retrocommissioning | A | Integrated Unit Winter Peak Savings (kW) | Achievable Technical Potential | 0 | 0 | 0 | 0 | 0 | 0 | 0 | 0 | 0 | 0 | 0 | 0 | 0 | 0 | 0 | 0 | 0 | 0 | 0 | 0 | 0 | 0 | 0
F4_Industrial_Paper and Printing_Existing_Space Heating_Natural Gas_Retrocommissioning_A_Achievable Technical Potential | F4 | Industrial | Paper and Printing | Existing | Space Heating | Natural Gas | Retrocommissioning | A | Incremental Energy Savings (MWh or mTherms) | Achievable Technical Potential | 0 | 0 | 0.0085295 | 0.008359 | 0.0081904 | 0.0080236 | 0.0078581 | 0.0076938 | 0.0075305 | 0.0073679 | 0.0072064 | 0.0070462 | 0.0068875 | 0.0067301 | 0.0065744 | 0.0064204 | 0.0062685 | 0.0061221 | 0.0059814 | 0.0058463 | 0.0057165 | 0.0055919 | 0
F5_Industrial_Paper and Printing_Existing_Space Heating_Natural Gas_Retrocommissioning_A_Achievable Technical Potential | F5 | Industrial | Paper and Printing | Existing | Space Heating | Natural Gas | Retrocommissioning | A | Incremental Summer Peak Savings (MW) | Achievable Technical Potential | 0 | 0 | 0 | 0 | 0 | 0 | 0 | 0 | 0 | 0 | 0 | 0 | 0 | 0 | 0 | 0 | 0 | 0 | 0 | 0 | 0 | 0 | 0
F6_Industrial_Paper and Printing_Existing_Space Heating_Natural Gas_Retrocommissioning_A_Achievable Technical Potential | F6 | Industrial | Paper and Printing | Existing | Space Heating | Natural Gas | Retrocommissioning | A | Incremental Winter Peak Savings (MW) | Achievable Technical Potential | 0 | 0 | 0 | 0 | 0 | 0 | 0 | 0 | 0 | 0 | 0 | 0 | 0 | 0 | 0 | 0 | 0 | 0 | 0 | 0 | 0 | 0 | 0
F7_Industrial_Paper and Printing_Existing_Space Heating_Natural Gas_Retrocommissioning_A_Achievable Technical Potential | F7 | Industrial | Paper and Printing | Existing | Space Heating | Natural Gas | Retrocommissioning | A | Cumulative Energy Savings (MWh or mTherms) | Achievable Technical Potential | 0 | 0 | 0.0085295 | 0.016865 | 0.025005 | 0.032949 | 0.040694 | 0.048236 | 0.05557 | 0.062693 | 0.069601 | 0.076294 | 0.08277 | 0.089029 | 0.095069 | 0.10089 | 0.1065 | 0.11196 | 0.11729 | 0.1225 | 0.12759 | 0.1326 | 0
F8_Industrial_Paper and Printing_Existing_Space Heating_Natural Gas_Retrocommissioning_A_Achievable Technical Potential | F8 | Industrial | Paper and Printing | Existing | Space Heating | Natural Gas | Retrocommissioning | A | Cumulative Summer Peak Savings (MW) | Achievable Technical Potential | 0 | 0 | 0 | 0 | 0 | 0 | 0 | 0 | 0 | 0 | 0 | 0 | 0 | 0 | 0 | 0 | 0 | 0 | 0 | 0 | 0 | 0 | 0
F9_Industrial_Paper and Printing_Existing_Space Heating_Natural Gas_Retrocommissioning_A_Achievable Technical Potential | F9 | Industrial | Paper and Printing | Existing | Space Heating | Natural Gas | Retrocommissioning | A | Cumulative Winter Peak Savings (MW) | Achievable Technical Potential | 0 | 0 | 0 | 0 | 0 | 0 | 0 | 0 | 0 | 0 | 0 | 0 | 0 | 0 | 0 | 0 | 0 | 0 | 0 | 0 | 0 | 0 | 0
F10_Industrial_Paper and Printing_Existing_Space Heating_Natural Gas_Retrocommissioning_A_Achievable Technical Potential | F10 | Industrial | Paper and Printing | Existing | Space Heating | Natural Gas | Retrocommissioning | A | Purchases (Incremental) | Achievable Technical Potential | 0 | 0 | 0.89992 | 0.88441 | 0.86916 | 0.85417 | 0.83945 | 0.82497 | 0.81075 | 0.79677 | 0.78303 | 0.76953 | 0.75627 | 0.74323 | 0.73041 | 0.71782 | 0.70544 | 0.69328 | 0.68133 | 0.66958 | 0.65803 | 0.64669 | 0
F11_Industrial_Paper and Printing_Existing_Space Heating_Natural Gas_Retrocommissioning_A_Achievable Technical Potential | F11 | Industrial | Paper and Printing | Existing | Space Heating | Natural Gas | Retrocommissioning | A | Purchases (Cumulative) | Achievable Technical Potential | 0 | 0 | 0.89992 | 1.7843 | 2.6535 | 3.5077 | 4.3471 | 5.1721 | 5.9828 | 6.7796 | 7.5626 | 8.3322 | 9.0884 | 9.8317 | 10.5621 | 11.2799 | 11.9853 | 12.6786 | 13.3599 | 14.0295 | 14.6876 | 15.3342 | 0
F1_Industrial_Paper and Printing_Existing_Process_Natural Gas_Retrocommissioning_A_Achievable Technical Potential | F1 | Industrial | Paper and Printing | Existing | Process | Natural Gas | Retrocommissioning | A | Integrated Unit Energy Savings (kWh or therms) | Achievable Technical Potential | 0 | 0 | 0 | 0 | 0 | 0 | 0 | 0 | 0 | 0 | 0 | 0 | 0 | 0 | 0 | 0 | 0 | 0 | 0 | 0 | 0 | 0 | 0
F2_Industrial_Paper and Printing_Existing_Process_Natural Gas_Retrocommissioning_A_Achievable Technical Potential | F2 | Industrial | Paper and Printing | Existing | Process | Natural Gas | Retrocommissioning | A | Integrated Unit Summer Peak Savings (kW) | Achievable Technical Potential | 0 | 0 | 0 | 0 | 0 | 0 | 0 | 0 | 0 | 0 | 0 | 0 | 0 | 0 | 0 | 0 | 0 | 0 | 0 | 0 | 0 | 0 | 0
F3_Industrial_Paper and Printing_Existing_Process_Natural Gas_Retrocommissioning_A_Achievable Technical Potential | F3 | Industrial | Paper and Printing | Existing | Process | Natural Gas | Retrocommissioning | A | Integrated Unit Winter Peak Savings (kW) | Achievable Technical Potential | 0 | 0 | 0 | 0 | 0 | 0 | 0 | 0 | 0 | 0 | 0 | 0 | 0 | 0 | 0 | 0 | 0 | 0 | 0 | 0 | 0 | 0 | 0
F4_Industrial_Paper and Printing_Existing_Process_Natural Gas_Retrocommissioning_A_Achievable Technical Potential | F4 | Industrial | Paper and Printing | Existing | Process | Natural Gas | Retrocommissioning | A | Incremental Energy Savings (MWh or mTherms) | Achievable Technical Potential | 0 | 0 | 0 | 0 | 0 | 0 | 0 | 0 | 0 | 0 | 0 | 0 | 0 | 0 | 0 | 0 | 0 | 0 | 0 | 0 | 0 | 0 | 0
F5_Industrial_Paper and Printing_Existing_Process_Natural Gas_Retrocommissioning_A_Achievable Technical Potential | F5 | Industrial | Paper and Printing | Existing | Process | Natural Gas | Retrocommissioning | A | Incremental Summer Peak Savings (MW) | Achievable Technical Potential | 0 | 0 | 0 | 0 | 0 | 0 | 0 | 0 | 0 | 0 | 0 | 0 | 0 | 0 | 0 | 0 | 0 | 0 | 0 | 0 | 0 | 0 | 0
F6_Industrial_Paper and Printing_Existing_Process_Natural Gas_Retrocommissioning_A_Achievable Technical Potential | F6 | Industrial | Paper and Printing | Existing | Process | Natural Gas | Retrocommissioning | A | Incremental Winter Peak Savings (MW) | Achievable Technical Potential | 0 | 0 | 0 | 0 | 0 | 0 | 0 | 0 | 0 | 0 | 0 | 0 | 0 | 0 | 0 | 0 | 0 | 0 | 0 | 0 | 0 | 0 | 0
F7_Industrial_Paper and Printing_Existing_Process_Natural Gas_Retrocommissioning_A_Achievable Technical Potential | F7 | Industrial | Paper and Printing | Existing | Process | Natural Gas | Retrocommissioning | A | Cumulative Energy Savings (MWh or mTherms) | Achievable Technical Potential | 0 | 0 | 0 | 0 | 0 | 0 | 0 | 0 | 0 | 0 | 0 | 0 | 0 | 0 | 0 | 0 | 0 | 0 | 0 | 0 | 0 | 0 | 0
F8_Industrial_Paper and Printing_Existing_Process_Natural Gas_Retrocommissioning_A_Achievable Technical Potential | F8 | Industrial | Paper and Printing | Existing | Process | Natural Gas | Retrocommissioning | A | Cumulative Summer Peak Savings (MW) | Achievable Technical Potential | 0 | 0 | 0 | 0 | 0 | 0 | 0 | 0 | 0 | 0 | 0 | 0 | 0 | 0 | 0 | 0 | 0 | 0 | 0 | 0 | 0 | 0 | 0
F9_Industrial_Paper and Printing_Existing_Process_Natural Gas_Retrocommissioning_A_Achievable Technical Potential | F9 | Industrial | Paper and Printing | Existing | Process | Natural Gas | Retrocommissioning | A | Cumulative Winter Peak Savings (MW) | Achievable Technical Potential | 0 | 0 | 0 | 0 | 0 | 0 | 0 | 0 | 0 | 0 | 0 | 0 | 0 | 0 | 0 | 0 | 0 | 0 | 0 | 0 | 0 | 0 | 0
F10_Industrial_Paper and Printing_Existing_Process_Natural Gas_Retrocommissioning_A_Achievable Technical Potential | F10 | Industrial | Paper and Printing | Existing | Process | Natural Gas | Retrocommissioning | A | Purchases (Incremental) | Achievable Technical Potential | 0 | 0 | 0.89992 | 0.88441 | 0.86916 | 0.85417 | 0.83945 | 0.82497 | 0.81075 | 0.79677 | 0.78303 | 0.76953 | 0.75627 | 0.74323 | 0.73041 | 0.71782 | 0.70544 | 0.69328 | 0.68133 | 0.66958 | 0.65803 | 0.64669 | 0
F11_Industrial_Paper and Printing_Existing_Process_Natural Gas_Retrocommissioning_A_Achievable Technical Potential | F11 | Industrial | Paper and Printing | Existing | Process | Natural Gas | Retrocommissioning | A | Purchases (Cumulative) | Achievable Technical Potential | 0 | 0 | 0.89992 | 1.7843 | 2.6535 | 3.5077 | 4.3471 | 5.1721 | 5.9828 | 6.7796 | 7.5626 | 8.3322 | 9.0884 | 9.8317 | 10.5621 | 11.2799 | 11.9853 | 12.6786 | 13.3599 | 14.0295 | 14.6876 | 15.3342 | 0
F1_Industrial_Paper and Printing_New_Space Heating_Natural Gas_Insulation - Roof/Ceiling_A_Achievable Technical Potential | F1 | Industrial | Paper and Printing | New | Space Heating | Natural Gas | Insulation - Roof/Ceiling | A | Integrated Unit Energy Savings (kWh or therms) | Achievable Technical Potential | 0 | 0 | 0.078819 | 0.077871 | 0.077198 | 0.076572 | 0.076122 | 0.075628 | 0.075135 | 0.074617 | 0.074141 | 0.073637 | 0.073007 | 0.072425 | 0.071823 | 0.071326 | 0.070896 | 0.07049 | 0.070243 | 0.070037 | 0.069918 | 0.06989 | 0
F2_Industrial_Paper and Printing_New_Space Heating_Natural Gas_Insulation - Roof/Ceiling_A_Achievable Technical Potential | F2 | Industrial | Paper and Printing | New | Space Heating | Natural Gas | Insulation - Roof/Ceiling | A | Integrated Unit Summer Peak Savings (kW) | Achievable Technical Potential | 0 | 0 | 0 | 0 | 0 | 0 | 0 | 0 | 0 | 0 | 0 | 0 | 0 | 0 | 0 | 0 | 0 | 0 | 0 | 0 | 0 | 0 | 0
F3_Industrial_Paper and Printing_New_Space Heating_Natural Gas_Insulation - Roof/Ceiling_A_Achievable Technical Potential | F3 | Industrial | Paper and Printing | New | Space Heating | Natural Gas | Insulation - Roof/Ceiling | A | Integrated Unit Winter Peak Savings (kW) | Achievable Technical Potential | 0 | 0 | 0 | 0 | 0 | 0 | 0 | 0 | 0 | 0 | 0 | 0 | 0 | 0 | 0 | 0 | 0 | 0 | 0 | 0 | 0 | 0 | 0
F4_Industrial_Paper and Printing_New_Space Heating_Natural Gas_Insulation - Roof/Ceiling_A_Achievable Technical Potential | F4 | Industrial | Paper and Printing | New | Space Heating | Natural Gas | Insulation - Roof/Ceiling | A | Incremental Energy Savings (MWh or mTherms) | Achievable Technical Potential | 0 | 0 | 0 | 0 | 0 | 0 | 0 | 0 | 0 | 0 | 0 | 0 | 0 | 0 | 0 | 0 | 0 | 0 | 0 | 0 | 0 | 0 | 0
F5_Industrial_Paper and Printing_New_Space Heating_Natural Gas_Insulation - Roof/Ceiling_A_Achievable Technical Potential | F5 | Industrial | Paper and Printing | New | Space Heating | Natural Gas | Insulation - Roof/Ceiling | A | Incremental Summer Peak Savings (MW) | Achievable Technical Potential | 0 | 0 | 0 | 0 | 0 | 0 | 0 | 0 | 0 | 0 | 0 | 0 | 0 | 0 | 0 | 0 | 0 | 0 | 0 | 0 | 0 | 0 | 0
F6_Industrial_Paper and Printing_New_Space Heating_Natural Gas_Insulation - Roof/Ceiling_A_Achievable Technical Potential | F6 | Industrial | Paper and Printing | New | Space Heating | Natural Gas | Insulation - Roof/Ceiling | A | Incremental Winter Peak Savings (MW) | Achievable Technical Potential | 0 | 0 | 0 | 0 | 0 | 0 | 0 | 0 | 0 | 0 | 0 | 0 | 0 | 0 | 0 | 0 | 0 | 0 | 0 | 0 | 0 | 0 | 0
F7_Industrial_Paper and Printing_New_Space Heating_Natural Gas_Insulation - Roof/Ceiling_A_Achievable Technical Potential | F7 | Industrial | Paper and Printing | New | Space Heating | Natural Gas | Insulation - Roof/Ceiling | A | Cumulative Energy Savings (MWh or mTherms) | Achievable Technical Potential | 0 | 0 | 0 | 0 | 0 | 0 | 0 | 0 | 0 | 0 | 0 | 0 | 0 | 0 | 0 | 0 | 0 | 0 | 0 | 0 | 0 | 0 | 0
F8_Industrial_Paper and Printing_New_Space Heating_Natural Gas_Insulation - Roof/Ceiling_A_Achievable Technical Potential | F8 | Industrial | Paper and Printing | New | Space Heating | Natural Gas | Insulation - Roof/Ceiling | A | Cumulative Summer Peak Savings (MW) | Achievable Technical Potential | 0 | 0 | 0 | 0 | 0 | 0 | 0 | 0 | 0 | 0 | 0 | 0 | 0 | 0 | 0 | 0 | 0 | 0 | 0 | 0 | 0 | 0 | 0
F9_Industrial_Paper and Printing_New_Space Heating_Natural Gas_Insulation - Roof/Ceiling_A_Achievable Technical Potential | F9 | Industrial | Paper and Printing | New | Space Heating | Natural Gas | Insulation - Roof/Ceiling | A | Cumulative Winter Peak Savings (MW) | Achievable Technical Potential | 0 | 0 | 0 | 0 | 0 | 0 | 0 | 0 | 0 | 0 | 0 | 0 | 0 | 0 | 0 | 0 | 0 | 0 | 0 | 0 | 0 | 0 | 0
F10_Industrial_Paper and Printing_New_Space Heating_Natural Gas_Insulation - Roof/Ceiling_A_Achievable Technical Potential | F10 | Industrial | Paper and Printing | New | Space Heating | Natural Gas | Insulation - Roof/Ceiling | A | Purchases (Incremental) | Achievable Technical Potential | 0 | 0 | 0 | 0 | 0 | 0 | 0 | 0 | 0 | 0 | 0 | 0 | 0 | 0 | 0 | 0 | 0 | 0 | 0 | 0 | 0 | 0 | 0
F11_Industrial_Paper and Printing_New_Space Heating_Natural Gas_Insulation - Roof/Ceiling_A_Achievable Technical Potential | F11 | Industrial | Paper and Printing | New | Space Heating | Natural Gas | Insulation - Roof/Ceiling | A | Purchases (Cumulative) | Achievable Technical Potential | 0 | 0 | 0 | 0 | 0 | 0 | 0 | 0 | 0 | 0 | 0 | 0 | 0 | 0 | 0 | 0 | 0 | 0 | 0 | 0 | 0 | 0 | 0
F1_Industrial_Paper and Printing_New_Space Heating_Natural Gas_Insulation - Wall Cavity_A_Achievable Technical Potential | F1 | Industrial | Paper and Printing | New | Space Heating | Natural Gas | Insulation - Wall Cavity | A | Integrated Unit Energy Savings (kWh or therms) | Achievable Technical Potential | 0 | 0 | 0.017243 | 0.017036 | 0.016888 | 0.016751 | 0.016653 | 0.016545 | 0.016437 | 0.016324 | 0.01622 | 0.016109 | 0.015971 | 0.015844 | 0.015713 | 0.015604 | 0.01551 | 0.015421 | 0.015367 | 0.015322 | 0.015296 | 0.01529 | 0
F2_Industrial_Paper and Printing_New_Space Heating_Natural Gas_Insulation - Wall Cavity_A_Achievable Technical Potential | F2 | Industrial | Paper and Printing | New | Space Heating | Natural Gas | Insulation - Wall Cavity | A | Integrated Unit Summer Peak Savings (kW) | Achievable Technical Potential | 0 | 0 | 0 | 0 | 0 | 0 | 0 | 0 | 0 | 0 | 0 | 0 | 0 | 0 | 0 | 0 | 0 | 0 | 0 | 0 | 0 | 0 | 0
F3_Industrial_Paper and Printing_New_Space Heating_Natural Gas_Insulation - Wall Cavity_A_Achievable Technical Potential | F3 | Industrial | Paper and Printing | New | Space Heating | Natural Gas | Insulation - Wall Cavity | A | Integrated Unit Winter Peak Savings (kW) | Achievable Technical Potential | 0 | 0 | 0 | 0 | 0 | 0 | 0 | 0 | 0 | 0 | 0 | 0 | 0 | 0 | 0 | 0 | 0 | 0 | 0 | 0 | 0 | 0 | 0
F4_Industrial_Paper and Printing_New_Space Heating_Natural Gas_Insulation - Wall Cavity_A_Achievable Technical Potential | F4 | Industrial | Paper and Printing | New | Space Heating | Natural Gas | Insulation - Wall Cavity | A | Incremental Energy Savings (MWh or mTherms) | Achievable Technical Potential | 0 | 0 | 0 | 0 | 0 | 0 | 0 | 0 | 0 | 0 | 0 | 0 | 0 | 0 | 0 | 0 | 0 | 0 | 0 | 0 | 0 | 0 | 0
F5_Industrial_Paper and Printing_New_Space Heating_Natural Gas_Insulation - Wall Cavity_A_Achievable Technical Potential | F5 | Industrial | Paper and Printing | New | Space Heating | Natural Gas | Insulation - Wall Cavity | A | Incremental Summer Peak Savings (MW) | Achievable Technical Potential | 0 | 0 | 0 | 0 | 0 | 0 | 0 | 0 | 0 | 0 | 0 | 0 | 0 | 0 | 0 | 0 | 0 | 0 | 0 | 0 | 0 | 0 | 0
F6_Industrial_Paper and Printing_New_Space Heating_Natural Gas_Insulation - Wall Cavity_A_Achievable Technical Potential | F6 | Industrial | Paper and Printing | New | Space Heating | Natural Gas | Insulation - Wall Cavity | A | Incremental Winter Peak Savings (MW) | Achievable Technical Potential | 0 | 0 | 0 | 0 | 0 | 0 | 0 | 0 | 0 | 0 | 0 | 0 | 0 | 0 | 0 | 0 | 0 | 0 | 0 | 0 | 0 | 0 | 0
F7_Industrial_Paper and Printing_New_Space Heating_Natural Gas_Insulation - Wall Cavity_A_Achievable Technical Potential | F7 | Industrial | Paper and Printing | New | Space Heating | Natural Gas | Insulation - Wall Cavity | A | Cumulative Energy Savings (MWh or mTherms) | Achievable Technical Potential | 0 | 0 | 0 | 0 | 0 | 0 | 0 | 0 | 0 | 0 | 0 | 0 | 0 | 0 | 0 | 0 | 0 | 0 | 0 | 0 | 0 | 0 | 0
F8_Industrial_Paper and Printing_New_Space Heating_Natural Gas_Insulation - Wall Cavity_A_Achievable Technical Potential | F8 | Industrial | Paper and Printing | New | Space Heating | Natural Gas | Insulation - Wall Cavity | A | Cumulative Summer Peak Savings (MW) | Achievable Technical Potential | 0 | 0 | 0 | 0 | 0 | 0 | 0 | 0 | 0 | 0 | 0 | 0 | 0 | 0 | 0 | 0 | 0 | 0 | 0 | 0 | 0 | 0 | 0
F9_Industrial_Paper and Printing_New_Space Heating_Natural Gas_Insulation - Wall Cavity_A_Achievable Technical Potential | F9 | Industrial | Paper and Printing | New | Space Heating | Natural Gas | Insulation - Wall Cavity | A | Cumulative Winter Peak Savings (MW) | Achievable Technical Potential | 0 | 0 | 0 | 0 | 0 | 0 | 0 | 0 | 0 | 0 | 0 | 0 | 0 | 0 | 0 | 0 | 0 | 0 | 0 | 0 | 0 | 0 | 0
F10_Industrial_Paper and Printing_New_Space Heating_Natural Gas_Insulation - Wall Cavity_A_Achievable Technical Potential | F10 | Industrial | Paper and Printing | New | Space Heating | Natural Gas | Insulation - Wall Cavity | A | Purchases (Incremental) | Achievable Technical Potential | 0 | 0 | 0 | 0 | 0 | 0 | 0 | 0 | 0 | 0 | 0 | 0 | 0 | 0 | 0 | 0 | 0 | 0 | 0 | 0 | 0 | 0 | 0
F11_Industrial_Paper and Printing_New_Space Heating_Natural Gas_Insulation - Wall Cavity_A_Achievable Technical Potential | F11 | Industrial | Paper and Printing | New | Space Heating | Natural Gas | Insulation - Wall Cavity | A | Purchases (Cumulative) | Achievable Technical Potential | 0 | 0 | 0 | 0 | 0 | 0 | 0 | 0 | 0 | 0 | 0 | 0 | 0 | 0 | 0 | 0 | 0 | 0 | 0 | 0 | 0 | 0 | 0
F1_Industrial_Paper and Printing_New_Space Heating_Natural Gas_Insulation - Ducting_A_Achievable Technical Potential | F1 | Industrial | Paper and Printing | New | Space Heating | Natural Gas | Insulation - Ducting | A | Integrated Unit Energy Savings (kWh or therms) | Achievable Technical Potential | 0 | 0 | 0.0012708 | 0.0012554 | 0.0012443 | 0.001234 | 0.0012265 | 0.0012182 | 0.00121 | 0.0012013 | 0.0011933 | 0.0011848 | 0.0011743 | 0.0011646 | 0.0011546 | 0.0011464 | 0.0011394 | 0.0011329 | 0.0011289 | 0.0011256 | 0.0011237 | 0.0011233 | 0
F2_Industrial_Paper and Printing_New_Space Heating_Natural Gas_Insulation - Ducting_A_Achievable Technical Potential | F2 | Industrial | Paper and Printing | New | Space Heating | Natural Gas | Insulation - Ducting | A | Integrated Unit Summer Peak Savings (kW) | Achievable Technical Potential | 0 | 0 | 0 | 0 | 0 | 0 | 0 | 0 | 0 | 0 | 0 | 0 | 0 | 0 | 0 | 0 | 0 | 0 | 0 | 0 | 0 | 0 | 0
F3_Industrial_Paper and Printing_New_Space Heating_Natural Gas_Insulation - Ducting_A_Achievable Technical Potential | F3 | Industrial | Paper and Printing | New | Space Heating | Natural Gas | Insulation - Ducting | A | Integrated Unit Winter Peak Savings (kW) | Achievable Technical Potential | 0 | 0 | 0 | 0 | 0 | 0 | 0 | 0 | 0 | 0 | 0 | 0 | 0 | 0 | 0 | 0 | 0 | 0 | 0 | 0 | 0 | 0 | 0
F4_Industrial_Paper and Printing_New_Space Heating_Natural Gas_Insulation - Ducting_A_Achievable Technical Potential | F4 | Industrial | Paper and Printing | New | Space Heating | Natural Gas | Insulation - Ducting | A | Incremental Energy Savings (MWh or mTherms) | Achievable Technical Potential | 0 | 0 | 0 | 0 | 0 | 0 | 0 | 0 | 0 | 0 | 0 | 0 | 0 | 0 | 0 | 0 | 0 | 0 | 0 | 0 | 0 | 0 | 0
F5_Industrial_Paper and Printing_New_Space Heating_Natural Gas_Insulation - Ducting_A_Achievable Technical Potential | F5 | Industrial | Paper and Printing | New | Space Heating | Natural Gas | Insulation - Ducting | A | Incremental Summer Peak Savings (MW) | Achievable Technical Potential | 0 | 0 | 0 | 0 | 0 | 0 | 0 | 0 | 0 | 0 | 0 | 0 | 0 | 0 | 0 | 0 | 0 | 0 | 0 | 0 | 0 | 0 | 0
F6_Industrial_Paper and Printing_New_Space Heating_Natural Gas_Insulation - Ducting_A_Achievable Technical Potential | F6 | Industrial | Paper and Printing | New | Space Heating | Natural Gas | Insulation - Ducting | A | Incremental Winter Peak Savings (MW) | Achievable Technical Potential | 0 | 0 | 0 | 0 | 0 | 0 | 0 | 0 | 0 | 0 | 0 | 0 | 0 | 0 | 0 | 0 | 0 | 0 | 0 | 0 | 0 | 0 | 0
F7_Industrial_Paper and Printing_New_Space Heating_Natural Gas_Insulation - Ducting_A_Achievable Technical Potential | F7 | Industrial | Paper and Printing | New | Space Heating | Natural Gas | Insulation - Ducting | A | Cumulative Energy Savings (MWh or mTherms) | Achievable Technical Potential | 0 | 0 | 0 | 0 | 0 | 0 | 0 | 0 | 0 | 0 | 0 | 0 | 0 | 0 | 0 | 0 | 0 | 0 | 0 | 0 | 0 | 0 | 0
F8_Industrial_Paper and Printing_New_Space Heating_Natural Gas_Insulation - Ducting_A_Achievable Technical Potential | F8 | Industrial | Paper and Printing | New | Space Heating | Natural Gas | Insulation - Ducting | A | Cumulative Summer Peak Savings (MW) | Achievable Technical Potential | 0 | 0 | 0 | 0 | 0 | 0 | 0 | 0 | 0 | 0 | 0 | 0 | 0 | 0 | 0 | 0 | 0 | 0 | 0 | 0 | 0 | 0 | 0
F9_Industrial_Paper and Printing_New_Space Heating_Natural Gas_Insulation - Ducting_A_Achievable Technical Potential | F9 | Industrial | Paper and Printing | New | Space Heating | Natural Gas | Insulation - Ducting | A | Cumulative Winter Peak Savings (MW) | Achievable Technical Potential | 0 | 0 | 0 | 0 | 0 | 0 | 0 | 0 | 0 | 0 | 0 | 0 | 0 | 0 | 0 | 0 | 0 | 0 | 0 | 0 | 0 | 0 | 0
F10_Industrial_Paper and Printing_New_Space Heating_Natural Gas_Insulation - Ducting_A_Achievable Technical Potential | F10 | Industrial | Paper and Printing | New | Space Heating | Natural Gas | Insulation - Ducting | A | Purchases (Incremental) | Achievable Technical Potential | 0 | 0 | 0 | 0 | 0 | 0 | 0 | 0 | 0 | 0 | 0 | 0 | 0 | 0 | 0 | 0 | 0 | 0 | 0 | 0 | 0 | 0 | 0
F11_Industrial_Paper and Printing_New_Space Heating_Natural Gas_Insulation - Ducting_A_Achievable Technical Potential | F11 | Industrial | Paper and Printing | New | Space Heating | Natural Gas | Insulation - Ducting | A | Purchases (Cumulative) | Achievable Technical Potential | 0 | 0 | 0 | 0 | 0 | 0 | 0 | 0 | 0 | 0 | 0 | 0 | 0 | 0 | 0 | 0 | 0 | 0 | 0 | 0 | 0 | 0 | 0
F1_Industrial_Paper and Printing_New_Space Heating_Natural Gas_HVAC - Duct Repair and Sealing_A_Achievable Technical Potential | F1 | Industrial | Paper and Printing | New | Space Heating | Natural Gas | HVAC - Duct Repair and Sealing | A | Integrated Unit Energy Savings (kWh or therms) | Achievable Technical Potential | 0 | 0 | 0.0035943 | 0.0035505 | 0.0035193 | 0.0034902 | 0.0034689 | 0.0034455 | 0.0034222 | 0.0033977 | 0.0033749 | 0.0033509 | 0.0033212 | 0.0032938 | 0.0032656 | 0.0032424 | 0.0032225 | 0.0032042 | 0.0031928 | 0.0031835 | 0.0031782 | 0.0031769 | 0
F2_Industrial_Paper and Printing_New_Space Heating_Natural Gas_HVAC - Duct Repair and Sealing_A_Achievable Technical Potential | F2 | Industrial | Paper and Printing | New | Space Heating | Natural Gas | HVAC - Duct Repair and Sealing | A | Integrated Unit Summer Peak Savings (kW) | Achievable Technical Potential | 0 | 0 | 0 | 0 | 0 | 0 | 0 | 0 | 0 | 0 | 0 | 0 | 0 | 0 | 0 | 0 | 0 | 0 | 0 | 0 | 0 | 0 | 0
F3_Industrial_Paper and Printing_New_Space Heating_Natural Gas_HVAC - Duct Repair and Sealing_A_Achievable Technical Potential | F3 | Industrial | Paper and Printing | New | Space Heating | Natural Gas | HVAC - Duct Repair and Sealing | A | Integrated Unit Winter Peak Savings (kW) | Achievable Technical Potential | 0 | 0 | 0 | 0 | 0 | 0 | 0 | 0 | 0 | 0 | 0 | 0 | 0 | 0 | 0 | 0 | 0 | 0 | 0 | 0 | 0 | 0 | 0
F4_Industrial_Paper and Printing_New_Space Heating_Natural Gas_HVAC - Duct Repair and Sealing_A_Achievable Technical Potential | F4 | Industrial | Paper and Printing | New | Space Heating | Natural Gas | HVAC - Duct Repair and Sealing | A | Incremental Energy Savings (MWh or mTherms) | Achievable Technical Potential | 0 | 0 | 0 | 0 | 0 | 0 | 0 | 0 | 0 | 0 | 0 | 0 | 0 | 0 | 0 | 0 | 0 | 0 | 0 | 0 | 0 | 0 | 0
F5_Industrial_Paper and Printing_New_Space Heating_Natural Gas_HVAC - Duct Repair and Sealing_A_Achievable Technical Potential | F5 | Industrial | Paper and Printing | New | Space Heating | Natural Gas | HVAC - Duct Repair and Sealing | A | Incremental Summer Peak Savings (MW) | Achievable Technical Potential | 0 | 0 | 0 | 0 | 0 | 0 | 0 | 0 | 0 | 0 | 0 | 0 | 0 | 0 | 0 | 0 | 0 | 0 | 0 | 0 | 0 | 0 | 0
F6_Industrial_Paper and Printing_New_Space Heating_Natural Gas_HVAC - Duct Repair and Sealing_A_Achievable Technical Potential | F6 | Industrial | Paper and Printing | New | Space Heating | Natural Gas | HVAC - Duct Repair and Sealing | A | Incremental Winter Peak Savings (MW) | Achievable Technical Potential | 0 | 0 | 0 | 0 | 0 | 0 | 0 | 0 | 0 | 0 | 0 | 0 | 0 | 0 | 0 | 0 | 0 | 0 | 0 | 0 | 0 | 0 | 0
F7_Industrial_Paper and Printing_New_Space Heating_Natural Gas_HVAC - Duct Repair and Sealing_A_Achievable Technical Potential | F7 | Industrial | Paper and Printing | New | Space Heating | Natural Gas | HVAC - Duct Repair and Sealing | A | Cumulative Energy Savings (MWh or mTherms) | Achievable Technical Potential | 0 | 0 | 0 | 0 | 0 | 0 | 0 | 0 | 0 | 0 | 0 | 0 | 0 | 0 | 0 | 0 | 0 | 0 | 0 | 0 | 0 | 0 | 0
F8_Industrial_Paper and Printing_New_Space Heating_Natural Gas_HVAC - Duct Repair and Sealing_A_Achievable Technical Potential | F8 | Industrial | Paper and Printing | New | Space Heating | Natural Gas | HVAC - Duct Repair and Sealing | A | Cumulative Summer Peak Savings (MW) | Achievable Technical Potential | 0 | 0 | 0 | 0 | 0 | 0 | 0 | 0 | 0 | 0 | 0 | 0 | 0 | 0 | 0 | 0 | 0 | 0 | 0 | 0 | 0 | 0 | 0
F9_Industrial_Paper and Printing_New_Space Heating_Natural Gas_HVAC - Duct Repair and Sealing_A_Achievable Technical Potential | F9 | Industrial | Paper and Printing | New | Space Heating | Natural Gas | HVAC - Duct Repair and Sealing | A | Cumulative Winter Peak Savings (MW) | Achievable Technical Potential | 0 | 0 | 0 | 0 | 0 | 0 | 0 | 0 | 0 | 0 | 0 | 0 | 0 | 0 | 0 | 0 | 0 | 0 | 0 | 0 | 0 | 0 | 0
F10_Industrial_Paper and Printing_New_Space Heating_Natural Gas_HVAC - Duct Repair and Sealing_A_Achievable Technical Potential | F10 | Industrial | Paper and Printing | New | Space Heating | Natural Gas | HVAC - Duct Repair and Sealing | A | Purchases (Incremental) | Achievable Technical Potential | 0 | 0 | 0 | 0 | 0 | 0 | 0 | 0 | 0 | 0 | 0 | 0 | 0 | 0 | 0 | 0 | 0 | 0 | 0 | 0 | 0 | 0 | 0
F11_Industrial_Paper and Printing_New_Space Heating_Natural Gas_HVAC - Duct Repair and Sealing_A_Achievable Technical Potential | F11 | Industrial | Paper and Printing | New | Space Heating | Natural Gas | HVAC - Duct Repair and Sealing | A | Purchases (Cumulative) | Achievable Technical Potential | 0 | 0 | 0 | 0 | 0 | 0 | 0 | 0 | 0 | 0 | 0 | 0 | 0 | 0 | 0 | 0 | 0 | 0 | 0 | 0 | 0 | 0 | 0
F1_Industrial_Paper and Printing_New_Space Heating_Natural Gas_Windows - High Efficiency_A_Achievable Technical Potential | F1 | Industrial | Paper and Printing | New | Space Heating | Natural Gas | Windows - High Efficiency | A | Integrated Unit Energy Savings (kWh or therms) | Achievable Technical Potential | 0 | 0 | 0.007362 | 0.0072671 | 0.0071983 | 0.0071345 | 0.0070849 | 0.0070331 | 0.0069819 | 0.0069291 | 0.0068792 | 0.0068275 | 0.006765 | 0.0067081 | 0.0066486 | 0.0066004 | 0.006559 | 0.0065216 | 0.0064981 | 0.0064793 | 0.0064686 | 0.0064663 | 0
F2_Industrial_Paper and Printing_New_Space Heating_Natural Gas_Windows - High Efficiency_A_Achievable Technical Potential | F2 | Industrial | Paper and Printing | New | Space Heating | Natural Gas | Windows - High Efficiency | A | Integrated Unit Summer Peak Savings (kW) | Achievable Technical Potential | 0 | 0 | 0 | 0 | 0 | 0 | 0 | 0 | 0 | 0 | 0 | 0 | 0 | 0 | 0 | 0 | 0 | 0 | 0 | 0 | 0 | 0 | 0
F3_Industrial_Paper and Printing_New_Space Heating_Natural Gas_Windows - High Efficiency_A_Achievable Technical Potential | F3 | Industrial | Paper and Printing | New | Space Heating | Natural Gas | Windows - High Efficiency | A | Integrated Unit Winter Peak Savings (kW) | Achievable Technical Potential | 0 | 0 | 0 | 0 | 0 | 0 | 0 | 0 | 0 | 0 | 0 | 0 | 0 | 0 | 0 | 0 | 0 | 0 | 0 | 0 | 0 | 0 | 0
F4_Industrial_Paper and Printing_New_Space Heating_Natural Gas_Windows - High Efficiency_A_Achievable Technical Potential | F4 | Industrial | Paper and Printing | New | Space Heating | Natural Gas | Windows - High Efficiency | A | Incremental Energy Savings (MWh or mTherms) | Achievable Technical Potential | 0 | 0 | 0 | 0 | 0 | 0 | 0 | 0 | 0 | 0 | 0 | 0 | 0 | 0 | 0 | 0 | 0 | 0 | 0 | 0 | 0 | 0 | 0
F5_Industrial_Paper and Printing_New_Space Heating_Natural Gas_Windows - High Efficiency_A_Achievable Technical Potential | F5 | Industrial | Paper and Printing | New | Space Heating | Natural Gas | Windows - High Efficiency | A | Incremental Summer Peak Savings (MW) | Achievable Technical Potential | 0 | 0 | 0 | 0 | 0 | 0 | 0 | 0 | 0 | 0 | 0 | 0 | 0 | 0 | 0 | 0 | 0 | 0 | 0 | 0 | 0 | 0 | 0
F6_Industrial_Paper and Printing_New_Space Heating_Natural Gas_Windows - High Efficiency_A_Achievable Technical Potential | F6 | Industrial | Paper and Printing | New | Space Heating | Natural Gas | Windows - High Efficiency | A | Incremental Winter Peak Savings (MW) | Achievable Technical Potential | 0 | 0 | 0 | 0 | 0 | 0 | 0 | 0 | 0 | 0 | 0 | 0 | 0 | 0 | 0 | 0 | 0 | 0 | 0 | 0 | 0 | 0 | 0
F7_Industrial_Paper and Printing_New_Space Heating_Natural Gas_Windows - High Efficiency_A_Achievable Technical Potential | F7 | Industrial | Paper and Printing | New | Space Heating | Natural Gas | Windows - High Efficiency | A | Cumulative Energy Savings (MWh or mTherms) | Achievable Technical Potential | 0 | 0 | 0 | 0 | 0 | 0 | 0 | 0 | 0 | 0 | 0 | 0 | 0 | 0 | 0 | 0 | 0 | 0 | 0 | 0 | 0 | 0 | 0
F8_Industrial_Paper and Printing_New_Space Heating_Natural Gas_Windows - High Efficiency_A_Achievable Technical Potential | F8 | Industrial | Paper and Printing | New | Space Heating | Natural Gas | Windows - High Efficiency | A | Cumulative Summer Peak Savings (MW) | Achievable Technical Potential | 0 | 0 | 0 | 0 | 0 | 0 | 0 | 0 | 0 | 0 | 0 | 0 | 0 | 0 | 0 | 0 | 0 | 0 | 0 | 0 | 0 | 0 | 0
F9_Industrial_Paper and Printing_New_Space Heating_Natural Gas_Windows - High Efficiency_A_Achievable Technical Potential | F9 | Industrial | Paper and Printing | New | Space Heating | Natural Gas | Windows - High Efficiency | A | Cumulative Winter Peak Savings (MW) | Achievable Technical Potential | 0 | 0 | 0 | 0 | 0 | 0 | 0 | 0 | 0 | 0 | 0 | 0 | 0 | 0 | 0 | 0 | 0 | 0 | 0 | 0 | 0 | 0 | 0
F10_Industrial_Paper and Printing_New_Space Heating_Natural Gas_Windows - High Efficiency_A_Achievable Technical Potential | F10 | Industrial | Paper and Printing | New | Space Heating | Natural Gas | Windows - High Efficiency | A | Purchases (Incremental) | Achievable Technical Potential | 0 | 0 | 0 | 0 | 0 | 0 | 0 | 0 | 0 | 0 | 0 | 0 | 0 | 0 | 0 | 0 | 0 | 0 | 0 | 0 | 0 | 0 | 0
F11_Industrial_Paper and Printing_New_Space Heating_Natural Gas_Windows - High Efficiency_A_Achievable Technical Potential | F11 | Industrial | Paper and Printing | New | Space Heating | Natural Gas | Windows - High Efficiency | A | Purchases (Cumulative) | Achievable Technical Potential | 0 | 0 | 0 | 0 | 0 | 0 | 0 | 0 | 0 | 0 | 0 | 0 | 0 | 0 | 0 | 0 | 0 | 0 | 0 | 0 | 0 | 0 | 0
F1_Industrial_Paper and Printing_New_Space Heating_Natural Gas_Gas Boiler - Maintenance_A_Achievable Technical Potential | F1 | Industrial | Paper and Printing | New | Space Heating | Natural Gas | Gas Boiler - Maintenance | A | Integrated Unit Energy Savings (kWh or therms) | Achievable Technical Potential | 0 | 0 | 96.5268 | 95.4689 | 94.7557 | 94.1116 | 93.7477 | 93.3327 | 92.9528 | 92.5671 | 92.3051 | 92.0274 | 91.6163 | 91.2436 | 90.8881 | 90.5873 | 90.3045 | 89.9344 | 89.7555 | 89.5067 | 89.3068 | 89.1798 | 0
F2_Industrial_Paper and Printing_New_Space Heating_Natural Gas_Gas Boiler - Maintenance_A_Achievable Technical Potential | F2 | Industrial | Paper and Printing | New | Space Heating | Natural Gas | Gas Boiler - Maintenance | A | Integrated Unit Summer Peak Savings (kW) | Achievable Technical Potential | 0 | 0 | 0 | 0 | 0 | 0 | 0 | 0 | 0 | 0 | 0 | 0 | 0 | 0 | 0 | 0 | 0 | 0 | 0 | 0 | 0 | 0 | 0
F3_Industrial_Paper and Printing_New_Space Heating_Natural Gas_Gas Boiler - Maintenance_A_Achievable Technical Potential | F3 | Industrial | Paper and Printing | New | Space Heating | Natural Gas | Gas Boiler - Maintenance | A | Integrated Unit Winter Peak Savings (kW) | Achievable Technical Potential | 0 | 0 | 0 | 0 | 0 | 0 | 0 | 0 | 0 | 0 | 0 | 0 | 0 | 0 | 0 | 0 | 0 | 0 | 0 | 0 | 0 | 0 | 0
F4_Industrial_Paper and Printing_New_Space Heating_Natural Gas_Gas Boiler - Maintenance_A_Achievable Technical Potential | F4 | Industrial | Paper and Printing | New | Space Heating | Natural Gas | Gas Boiler - Maintenance | A | Incremental Energy Savings (MWh or mTherms) | Achievable Technical Potential | 0 | 0 | 7.6105e-05 | 9.2074e-05 | 9.0211e-05 | 9.3141e-05 | 9.357e-05 | 9.2892e-05 | 9.1995e-05 | 9.2392e-05 | 9.1869e-05 | 0.00016364 | 0.0001798 | 0.00017768 | 0.00032322 | 0.00035556 | 0.0003517 | 0.00063966 | 0.0007046 | 0.00069719 | 0.0012884 | 0.0014032 | 0
F5_Industrial_Paper and Printing_New_Space Heating_Natural Gas_Gas Boiler - Maintenance_A_Achievable Technical Potential | F5 | Industrial | Paper and Printing | New | Space Heating | Natural Gas | Gas Boiler - Maintenance | A | Incremental Summer Peak Savings (MW) | Achievable Technical Potential | 0 | 0 | 0 | 0 | 0 | 0 | 0 | 0 | 0 | 0 | 0 | 0 | 0 | 0 | 0 | 0 | 0 | 0 | 0 | 0 | 0 | 0 | 0
F6_Industrial_Paper and Printing_New_Space Heating_Natural Gas_Gas Boiler - Maintenance_A_Achievable Technical Potential | F6 | Industrial | Paper and Printing | New | Space Heating | Natural Gas | Gas Boiler - Maintenance | A | Incremental Winter Peak Savings (MW) | Achievable Technical Potential | 0 | 0 | 0 | 0 | 0 | 0 | 0 | 0 | 0 | 0 | 0 | 0 | 0 | 0 | 0 | 0 | 0 | 0 | 0 | 0 | 0 | 0 | 0
F7_Industrial_Paper and Printing_New_Space Heating_Natural Gas_Gas Boiler - Maintenance_A_Achievable Technical Potential | F7 | Industrial | Paper and Printing | New | Space Heating | Natural Gas | Gas Boiler - Maintenance | A | Cumulative Energy Savings (MWh or mTherms) | Achievable Technical Potential | 0 | 0 | 7.6105e-05 | 0.00016735 | 0.00025631 | 0.0002735 | 0.0002756 | 0.00027842 | 0.00027729 | 0.00027613 | 0.00027535 | 0.00027452 | 0.0002733 | 0.00027219 | 0.00027113 | 0.00027023 | 0.00026939 | 0.00026828 | 0.00026775 | 0.00026701 | 0.00026641 | 0.00026603 | 0
F8_Industrial_Paper and Printing_New_Space Heating_Natural Gas_Gas Boiler - Maintenance_A_Achievable Technical Potential | F8 | Industrial | Paper and Printing | New | Space Heating | Natural Gas | Gas Boiler - Maintenance | A | Cumulative Summer Peak Savings (MW) | Achievable Technical Potential | 0 | 0 | 0 | 0 | 0 | 0 | 0 | 0 | 0 | 0 | 0 | 0 | 0 | 0 | 0 | 0 | 0 | 0 | 0 | 0 | 0 | 0 | 0
F9_Industrial_Paper and Printing_New_Space Heating_Natural Gas_Gas Boiler - Maintenance_A_Achievable Technical Potential | F9 | Industrial | Paper and Printing | New | Space Heating | Natural Gas | Gas Boiler - Maintenance | A | Cumulative Winter Peak Savings (MW) | Achievable Technical Potential | 0 | 0 | 0 | 0 | 0 | 0 | 0 | 0 | 0 | 0 | 0 | 0 | 0 | 0 | 0 | 0 | 0 | 0 | 0 | 0 | 0 | 0 | 0
F10_Industrial_Paper and Printing_New_Space Heating_Natural Gas_Gas Boiler - Maintenance_A_Achievable Technical Potential | F10 | Industrial | Paper and Printing | New | Space Heating | Natural Gas | Gas Boiler - Maintenance | A | Purchases (Incremental) | Achievable Technical Potential | 0 | 0 | 0.00078843 | 0.00096444 | 0.00095204 | 0.00098969 | 0.00099811 | 0.00099528 | 0.00098969 | 0.00099811 | 0.00099528 | 0.0017781 | 0.0019625 | 0.0019473 | 0.0035563 | 0.0039251 | 0.0038946 | 0.0071125 | 0.0078502 | 0.0077893 | 0.014426 | 0.015734 | 0
F11_Industrial_Paper and Printing_New_Space Heating_Natural Gas_Gas Boiler - Maintenance_A_Achievable Technical Potential | F11 | Industrial | Paper and Printing | New | Space Heating | Natural Gas | Gas Boiler - Maintenance | A | Purchases (Cumulative) | Achievable Technical Potential | 0 | 0 | 0.00078843 | 0.0017529 | 0.0027049 | 0.0029062 | 0.0029398 | 0.0029831 | 0.0029831 | 0.0029831 | 0.0029831 | 0.0029831 | 0.0029831 | 0.0029831 | 0.0029831 | 0.0029831 | 0.0029831 | 0.0029831 | 0.0029831 | 0.0029831 | 0.0029831 | 0.0029831 | 0
F1_Industrial_Paper and Printing_New_Process_Natural Gas_Gas Boiler - Maintenance_A_Achievable Technical Potential | F1 | Industrial | Paper and Printing | New | Process | Natural Gas | Gas Boiler - Maintenance | A | Integrated Unit Energy Savings (kWh or therms) | Achievable Technical Potential | 0 | 0 | 55.8015 | 55.8015 | 55.8015 | 55.8015 | 55.8015 | 55.8015 | 55.8015 | 55.8015 | 55.8015 | 55.8015 | 55.8015 | 55.8015 | 55.8015 | 55.8015 | 55.8015 | 55.8015 | 55.8015 | 55.8015 | 55.8015 | 55.8015 | 0
F2_Industrial_Paper and Printing_New_Process_Natural Gas_Gas Boiler - Maintenance_A_Achievable Technical Potential | F2 | Industrial | Paper and Printing | New | Process | Natural Gas | Gas Boiler - Maintenance | A | Integrated Unit Summer Peak Savings (kW) | Achievable Technical Potential | 0 | 0 | 0 | 0 | 0 | 0 | 0 | 0 | 0 | 0 | 0 | 0 | 0 | 0 | 0 | 0 | 0 | 0 | 0 | 0 | 0 | 0 | 0
F3_Industrial_Paper and Printing_New_Process_Natural Gas_Gas Boiler - Maintenance_A_Achievable Technical Potential | F3 | Industrial | Paper and Printing | New | Process | Natural Gas | Gas Boiler - Maintenance | A | Integrated Unit Winter Peak Savings (kW) | Achievable Technical Potential | 0 | 0 | 0 | 0 | 0 | 0 | 0 | 0 | 0 | 0 | 0 | 0 | 0 | 0 | 0 | 0 | 0 | 0 | 0 | 0 | 0 | 0 | 0
F4_Industrial_Paper and Printing_New_Process_Natural Gas_Gas Boiler - Maintenance_A_Achievable Technical Potential | F4 | Industrial | Paper and Printing | New | Process | Natural Gas | Gas Boiler - Maintenance | A | Incremental Energy Savings (MWh or mTherms) | Achievable Technical Potential | 0 | 0 | 0.0017556 | 0.0021475 | 0.0021198 | 0.0022037 | 0.0022224 | 0.0022161 | 0.0022037 | 0.0022224 | 0.0022161 | 0.0039593 | 0.0043699 | 0.004336 | 0.0079185 | 0.0087398 | 0.0086719 | 0.015837 | 0.01748 | 0.017344 | 0.032122 | 0.035034 | 0
F5_Industrial_Paper and Printing_New_Process_Natural Gas_Gas Boiler - Maintenance_A_Achievable Technical Potential | F5 | Industrial | Paper and Printing | New | Process | Natural Gas | Gas Boiler - Maintenance | A | Incremental Summer Peak Savings (MW) | Achievable Technical Potential | 0 | 0 | 0 | 0 | 0 | 0 | 0 | 0 | 0 | 0 | 0 | 0 | 0 | 0 | 0 | 0 | 0 | 0 | 0 | 0 | 0 | 0 | 0
F6_Industrial_Paper and Printing_New_Process_Natural Gas_Gas Boiler - Maintenance_A_Achievable Technical Potential | F6 | Industrial | Paper and Printing | New | Process | Natural Gas | Gas Boiler - Maintenance | A | Incremental Winter Peak Savings (MW) | Achievable Technical Potential | 0 | 0 | 0 | 0 | 0 | 0 | 0 | 0 | 0 | 0 | 0 | 0 | 0 | 0 | 0 | 0 | 0 | 0 | 0 | 0 | 0 | 0 | 0
F7_Industrial_Paper and Printing_New_Process_Natural Gas_Gas Boiler - Maintenance_A_Achievable Technical Potential | F7 | Industrial | Paper and Printing | New | Process | Natural Gas | Gas Boiler - Maintenance | A | Cumulative Energy Savings (MWh or mTherms) | Achievable Technical Potential | 0 | 0 | 0.0017556 | 0.003903 | 0.0060229 | 0.006471 | 0.006546 | 0.0066422 | 0.0066422 | 0.0066422 | 0.0066422 | 0.0066422 | 0.0066422 | 0.0066422 | 0.0066422 | 0.0066422 | 0.0066422 | 0.0066422 | 0.0066422 | 0.0066422 | 0.0066422 | 0.0066422 | 0
F8_Industrial_Paper and Printing_New_Process_Natural Gas_Gas Boiler - Maintenance_A_Achievable Technical Potential | F8 | Industrial | Paper and Printing | New | Process | Natural Gas | Gas Boiler - Maintenance | A | Cumulative Summer Peak Savings (MW) | Achievable Technical Potential | 0 | 0 | 0 | 0 | 0 | 0 | 0 | 0 | 0 | 0 | 0 | 0 | 0 | 0 | 0 | 0 | 0 | 0 | 0 | 0 | 0 | 0 | 0
F9_Industrial_Paper and Printing_New_Process_Natural Gas_Gas Boiler - Maintenance_A_Achievable Technical Potential | F9 | Industrial | Paper and Printing | New | Process | Natural Gas | Gas Boiler - Maintenance | A | Cumulative Winter Peak Savings (MW) | Achievable Technical Potential | 0 | 0 | 0 | 0 | 0 | 0 | 0 | 0 | 0 | 0 | 0 | 0 | 0 | 0 | 0 | 0 | 0 | 0 | 0 | 0 | 0 | 0 | 0
F10_Industrial_Paper and Printing_New_Process_Natural Gas_Gas Boiler - Maintenance_A_Achievable Technical Potential | F10 | Industrial | Paper and Printing | New | Process | Natural Gas | Gas Boiler - Maintenance | A | Purchases (Incremental) | Achievable Technical Potential | 0 | 0 | 0.031461 | 0.038484 | 0.037989 | 0.039492 | 0.039827 | 0.039714 | 0.039492 | 0.039827 | 0.039714 | 0.070952 | 0.078311 | 0.077704 | 0.1419 | 0.15662 | 0.15541 | 0.28381 | 0.31325 | 0.31081 | 0.57565 | 0.62783 | 0
F11_Industrial_Paper and Printing_New_Process_Natural Gas_Gas Boiler - Maintenance_A_Achievable Technical Potential | F11 | Industrial | Paper and Printing | New | Process | Natural Gas | Gas Boiler - Maintenance | A | Purchases (Cumulative) | Achievable Technical Potential | 0 | 0 | 0.031461 | 0.069945 | 0.10793 | 0.11596 | 0.11731 | 0.11903 | 0.11903 | 0.11903 | 0.11903 | 0.11903 | 0.11903 | 0.11903 | 0.11903 | 0.11903 | 0.11903 | 0.11903 | 0.11903 | 0.11903 | 0.11903 | 0.11903 | 0
F1_Industrial_Paper and Printing_New_Space Heating_Natural Gas_Gas Furnace - Maintenance_A_Achievable Technical Potential | F1 | Industrial | Paper and Printing | New | Space Heating | Natural Gas | Gas Furnace - Maintenance | A | Integrated Unit Energy Savings (kWh or therms) | Achievable Technical Potential | 0 | 0 | 0.0082961 | 0.0081961 | 0.008125 | 0.008059 | 0.0080114 | 0.0079592 | 0.0079073 | 0.0078527 | 0.0078025 | 0.0077495 | 0.0076832 | 0.007622 | 0.0075587 | 0.0075064 | 0.0074612 | 0.0074185 | 0.0073926 | 0.0073709 | 0.0073585 | 0.0073555 | 0
F2_Industrial_Paper and Printing_New_Space Heating_Natural Gas_Gas Furnace - Maintenance_A_Achievable Technical Potential | F2 | Industrial | Paper and Printing | New | Space Heating | Natural Gas | Gas Furnace - Maintenance | A | Integrated Unit Summer Peak Savings (kW) | Achievable Technical Potential | 0 | 0 | 0 | 0 | 0 | 0 | 0 | 0 | 0 | 0 | 0 | 0 | 0 | 0 | 0 | 0 | 0 | 0 | 0 | 0 | 0 | 0 | 0
F3_Industrial_Paper and Printing_New_Space Heating_Natural Gas_Gas Furnace - Maintenance_A_Achievable Technical Potential | F3 | Industrial | Paper and Printing | New | Space Heating | Natural Gas | Gas Furnace - Maintenance | A | Integrated Unit Winter Peak Savings (kW) | Achievable Technical Potential | 0 | 0 | 0 | 0 | 0 | 0 | 0 | 0 | 0 | 0 | 0 | 0 | 0 | 0 | 0 | 0 | 0 | 0 | 0 | 0 | 0 | 0 | 0
F4_Industrial_Paper and Printing_New_Space Heating_Natural Gas_Gas Furnace - Maintenance_A_Achievable Technical Potential | F4 | Industrial | Paper and Printing | New | Space Heating | Natural Gas | Gas Furnace - Maintenance | A | Incremental Energy Savings (MWh or mTherms) | Achievable Technical Potential | 0 | 0 | 9.9186e-08 | 1.1987e-07 | 1.173e-07 | 1.2095e-07 | 1.2125e-07 | 1.2012e-07 | 1.1867e-07 | 1.1885e-07 | 1.1776e-07 | 2.0895e-07 | 2.2865e-07 | 2.2507e-07 | 4.0762e-07 | 4.4678e-07 | 4.4064e-07 | 8.0011e-07 | 8.8001e-07 | 8.7062e-07 | 1.6097e-06 | 1.755e-06 | 0
F5_Industrial_Paper and Printing_New_Space Heating_Natural Gas_Gas Furnace - Maintenance_A_Achievable Technical Potential | F5 | Industrial | Paper and Printing | New | Space Heating | Natural Gas | Gas Furnace - Maintenance | A | Incremental Summer Peak Savings (MW) | Achievable Technical Potential | 0 | 0 | 0 | 0 | 0 | 0 | 0 | 0 | 0 | 0 | 0 | 0 | 0 | 0 | 0 | 0 | 0 | 0 | 0 | 0 | 0 | 0 | 0
F6_Industrial_Paper and Printing_New_Space Heating_Natural Gas_Gas Furnace - Maintenance_A_Achievable Technical Potential | F6 | Industrial | Paper and Printing | New | Space Heating | Natural Gas | Gas Furnace - Maintenance | A | Incremental Winter Peak Savings (MW) | Achievable Technical Potential | 0 | 0 | 0 | 0 | 0 | 0 | 0 | 0 | 0 | 0 | 0 | 0 | 0 | 0 | 0 | 0 | 0 | 0 | 0 | 0 | 0 | 0 | 0
F7_Industrial_Paper and Printing_New_Space Heating_Natural Gas_Gas Furnace - Maintenance_A_Achievable Technical Potential | F7 | Industrial | Paper and Printing | New | Space Heating | Natural Gas | Gas Furnace - Maintenance | A | Cumulative Energy Savings (MWh or mTherms) | Achievable Technical Potential | 0 | 0 | 9.9186e-08 | 2.1786e-07 | 3.3327e-07 | 3.5515e-07 | 3.5714e-07 | 3.6004e-07 | 3.5769e-07 | 3.5522e-07 | 3.5295e-07 | 3.5055e-07 | 3.4755e-07 | 3.4478e-07 | 3.4192e-07 | 3.3956e-07 | 3.3751e-07 | 3.3558e-07 | 3.344e-07 | 3.3343e-07 | 3.3286e-07 | 3.3273e-07 | 0
F8_Industrial_Paper and Printing_New_Space Heating_Natural Gas_Gas Furnace - Maintenance_A_Achievable Technical Potential | F8 | Industrial | Paper and Printing | New | Space Heating | Natural Gas | Gas Furnace - Maintenance | A | Cumulative Summer Peak Savings (MW) | Achievable Technical Potential | 0 | 0 | 0 | 0 | 0 | 0 | 0 | 0 | 0 | 0 | 0 | 0 | 0 | 0 | 0 | 0 | 0 | 0 | 0 | 0 | 0 | 0 | 0
F9_Industrial_Paper and Printing_New_Space Heating_Natural Gas_Gas Furnace - Maintenance_A_Achievable Technical Potential | F9 | Industrial | Paper and Printing | New | Space Heating | Natural Gas | Gas Furnace - Maintenance | A | Cumulative Winter Peak Savings (MW) | Achievable Technical Potential | 0 | 0 | 0 | 0 | 0 | 0 | 0 | 0 | 0 | 0 | 0 | 0 | 0 | 0 | 0 | 0 | 0 | 0 | 0 | 0 | 0 | 0 | 0
F10_Industrial_Paper and Printing_New_Space Heating_Natural Gas_Gas Furnace - Maintenance_A_Achievable Technical Potential | F10 | Industrial | Paper and Printing | New | Space Heating | Natural Gas | Gas Furnace - Maintenance | A | Purchases (Incremental) | Achievable Technical Potential | 0 | 0 | 0.011956 | 0.014625 | 0.014437 | 0.015008 | 0.015135 | 0.015092 | 0.015008 | 0.015135 | 0.015092 | 0.026963 | 0.02976 | 0.029529 | 0.053927 | 0.05952 | 0.059058 | 0.10785 | 0.11904 | 0.11812 | 0.21876 | 0.23859 | 0
F11_Industrial_Paper and Printing_New_Space Heating_Natural Gas_Gas Furnace - Maintenance_A_Achievable Technical Potential | F11 | Industrial | Paper and Printing | New | Space Heating | Natural Gas | Gas Furnace - Maintenance | A | Purchases (Cumulative) | Achievable Technical Potential | 0 | 0 | 0.011956 | 0.026581 | 0.041017 | 0.044069 | 0.04458 | 0.045235 | 0.045235 | 0.045235 | 0.045235 | 0.045235 | 0.045235 | 0.045235 | 0.045235 | 0.045235 | 0.045235 | 0.045235 | 0.045235 | 0.045235 | 0.045235 | 0.045235 | 0
F1_Industrial_Paper and Printing_New_Space Heating_Natural Gas_Gas Boiler - Hot Water Reset_A_Achievable Technical Potential | F1 | Industrial | Paper and Printing | New | Space Heating | Natural Gas | Gas Boiler - Hot Water Reset | A | Integrated Unit Energy Savings (kWh or therms) | Achievable Technical Potential | 0 | 0 | 350.86 | 346.934 | 344.2694 | 341.867 | 340.4566 | 338.8736 | 337.4198 | 335.9539 | 334.9216 | 333.8421 | 332.2798 | 330.8665 | 329.4949 | 328.3334 | 327.2386 | 325.8507 | 325.141 | 324.197 | 323.4368 | 322.9437 | 0
F2_Industrial_Paper and Printing_New_Space Heating_Natural Gas_Gas Boiler - Hot Water Reset_A_Achievable Technical Potential | F2 | Industrial | Paper and Printing | New | Space Heating | Natural Gas | Gas Boiler - Hot Water Reset | A | Integrated Unit Summer Peak Savings (kW) | Achievable Technical Potential | 0 | 0 | 0 | 0 | 0 | 0 | 0 | 0 | 0 | 0 | 0 | 0 | 0 | 0 | 0 | 0 | 0 | 0 | 0 | 0 | 0 | 0 | 0
F3_Industrial_Paper and Printing_New_Space Heating_Natural Gas_Gas Boiler - Hot Water Reset_A_Achievable Technical Potential | F3 | Industrial | Paper and Printing | New | Space Heating | Natural Gas | Gas Boiler - Hot Water Reset | A | Integrated Unit Winter Peak Savings (kW) | Achievable Technical Potential | 0 | 0 | 0 | 0 | 0 | 0 | 0 | 0 | 0 | 0 | 0 | 0 | 0 | 0 | 0 | 0 | 0 | 0 | 0 | 0 | 0 | 0 | 0
F4_Industrial_Paper and Printing_New_Space Heating_Natural Gas_Gas Boiler - Hot Water Reset_A_Achievable Technical Potential | F4 | Industrial | Paper and Printing | New | Space Heating | Natural Gas | Gas Boiler - Hot Water Reset | A | Incremental Energy Savings (MWh or mTherms) | Achievable Technical Potential | 0 | 0 | 0.00026888 | 0.00056971 | 0.00098647 | 0.0015179 | 0.0019846 | 0.0026613 | 0.0032865 | 0.003777 | 0.0038522 | 0.0036 | 0.0030003 | 0.0021512 | 0.0013121 | 0.00066935 | 0.00029901 | 0.00011534 | 0.00024917 | 0.00053237 | 0.00092678 | 0.0014339 | 0
F5_Industrial_Paper and Printing_New_Space Heating_Natural Gas_Gas Boiler - Hot Water Reset_A_Achievable Technical Potential | F5 | Industrial | Paper and Printing | New | Space Heating | Natural Gas | Gas Boiler - Hot Water Reset | A | Incremental Summer Peak Savings (MW) | Achievable Technical Potential | 0 | 0 | 0 | 0 | 0 | 0 | 0 | 0 | 0 | 0 | 0 | 0 | 0 | 0 | 0 | 0 | 0 | 0 | 0 | 0 | 0 | 0 | 0
F6_Industrial_Paper and Printing_New_Space Heating_Natural Gas_Gas Boiler - Hot Water Reset_A_Achievable Technical Potential | F6 | Industrial | Paper and Printing | New | Space Heating | Natural Gas | Gas Boiler - Hot Water Reset | A | Incremental Winter Peak Savings (MW) | Achievable Technical Potential | 0 | 0 | 0 | 0 | 0 | 0 | 0 | 0 | 0 | 0 | 0 | 0 | 0 | 0 | 0 | 0 | 0 | 0 | 0 | 0 | 0 | 0 | 0
F7_Industrial_Paper and Printing_New_Space Heating_Natural Gas_Gas Boiler - Hot Water Reset_A_Achievable Technical Potential | F7 | Industrial | Paper and Printing | New | Space Heating | Natural Gas | Gas Boiler - Hot Water Reset | A | Cumulative Energy Savings (MWh or mTherms) | Achievable Technical Potential | 0 | 0 | 0.00026888 | 0.00083558 | 0.0018156 | 0.0033208 | 0.0052918 | 0.0079285 | 0.011181 | 0.014909 | 0.018716 | 0.022255 | 0.025152 | 0.027196 | 0.028395 | 0.028964 | 0.029167 | 0.029158 | 0.029095 | 0.02901 | 0.028942 | 0.028898 | 0
F8_Industrial_Paper and Printing_New_Space Heating_Natural Gas_Gas Boiler - Hot Water Reset_A_Achievable Technical Potential | F8 | Industrial | Paper and Printing | New | Space Heating | Natural Gas | Gas Boiler - Hot Water Reset | A | Cumulative Summer Peak Savings (MW) | Achievable Technical Potential | 0 | 0 | 0 | 0 | 0 | 0 | 0 | 0 | 0 | 0 | 0 | 0 | 0 | 0 | 0 | 0 | 0 | 0 | 0 | 0 | 0 | 0 | 0
F9_Industrial_Paper and Printing_New_Space Heating_Natural Gas_Gas Boiler - Hot Water Reset_A_Achievable Technical Potential | F9 | Industrial | Paper and Printing | New | Space Heating | Natural Gas | Gas Boiler - Hot Water Reset | A | Cumulative Winter Peak Savings (MW) | Achievable Technical Potential | 0 | 0 | 0 | 0 | 0 | 0 | 0 | 0 | 0 | 0 | 0 | 0 | 0 | 0 | 0 | 0 | 0 | 0 | 0 | 0 | 0 | 0 | 0
F10_Industrial_Paper and Printing_New_Space Heating_Natural Gas_Gas Boiler - Hot Water Reset_A_Achievable Technical Potential | F10 | Industrial | Paper and Printing | New | Space Heating | Natural Gas | Gas Boiler - Hot Water Reset | A | Purchases (Incremental) | Achievable Technical Potential | 0 | 0 | 0.00076634 | 0.0016421 | 0.0028654 | 0.00444 | 0.0058293 | 0.0078535 | 0.00974 | 0.011242 | 0.011502 | 0.010784 | 0.0090295 | 0.0065016 | 0.0039823 | 0.0020386 | 0.00091375 | 0.00035397 | 0.00076634 | 0.0016421 | 0.0028654 | 0.00444 | 0
F11_Industrial_Paper and Printing_New_Space Heating_Natural Gas_Gas Boiler - Hot Water Reset_A_Achievable Technical Potential | F11 | Industrial | Paper and Printing | New | Space Heating | Natural Gas | Gas Boiler - Hot Water Reset | A | Purchases (Cumulative) | Achievable Technical Potential | 0 | 0 | 0.00076634 | 0.0024085 | 0.0052739 | 0.0097138 | 0.015543 | 0.023397 | 0.033137 | 0.044379 | 0.055881 | 0.066664 | 0.075694 | 0.082196 | 0.086178 | 0.088216 | 0.08913 | 0.089484 | 0.089484 | 0.089484 | 0.089484 | 0.089484 | 0
F1_Industrial_Paper and Printing_New_Process_Natural Gas_Gas Boiler - Hot Water Reset_A_Achievable Technical Potential | F1 | Industrial | Paper and Printing | New | Process | Natural Gas | Gas Boiler - Hot Water Reset | A | Integrated Unit Energy Savings (kWh or therms) | Achievable Technical Potential | 0 | 0 | 101.4472 | 101.4445 | 101.4434 | 101.4461 | 101.4475 | 101.4487 | 101.4497 | 101.4505 | 101.4511 | 101.4516 | 101.452 | 101.4524 | 101.4527 | 101.453 | 101.4532 | 101.4535 | 101.4536 | 101.4538 | 101.4539 | 101.4541 | 0
F2_Industrial_Paper and Printing_New_Process_Natural Gas_Gas Boiler - Hot Water Reset_A_Achievable Technical Potential | F2 | Industrial | Paper and Printing | New | Process | Natural Gas | Gas Boiler - Hot Water Reset | A | Integrated Unit Summer Peak Savings (kW) | Achievable Technical Potential | 0 | 0 | 0 | 0 | 0 | 0 | 0 | 0 | 0 | 0 | 0 | 0 | 0 | 0 | 0 | 0 | 0 | 0 | 0 | 0 | 0 | 0 | 0
F3_Industrial_Paper and Printing_New_Process_Natural Gas_Gas Boiler - Hot Water Reset_A_Achievable Technical Potential | F3 | Industrial | Paper and Printing | New | Process | Natural Gas | Gas Boiler - Hot Water Reset | A | Integrated Unit Winter Peak Savings (kW) | Achievable Technical Potential | 0 | 0 | 0 | 0 | 0 | 0 | 0 | 0 | 0 | 0 | 0 | 0 | 0 | 0 | 0 | 0 | 0 | 0 | 0 | 0 | 0 | 0 | 0
F4_Industrial_Paper and Printing_New_Process_Natural Gas_Gas Boiler - Hot Water Reset_A_Achievable Technical Potential | F4 | Industrial | Paper and Printing | New | Process | Natural Gas | Gas Boiler - Hot Water Reset | A | Incremental Energy Savings (MWh or mTherms) | Achievable Technical Potential | 0 | 0 | 0.0031022 | 0.0066472 | 0.011599 | 0.017973 | 0.023597 | 0.031792 | 0.039429 | 0.045511 | 0.046561 | 0.043654 | 0.036553 | 0.02632 | 0.016121 | 0.0082529 | 0.0036991 | 0.001433 | 0.0031024 | 0.0066478 | 0.0116 | 0.017974 | 0
F5_Industrial_Paper and Printing_New_Process_Natural Gas_Gas Boiler - Hot Water Reset_A_Achievable Technical Potential | F5 | Industrial | Paper and Printing | New | Process | Natural Gas | Gas Boiler - Hot Water Reset | A | Incremental Summer Peak Savings (MW) | Achievable Technical Potential | 0 | 0 | 0 | 0 | 0 | 0 | 0 | 0 | 0 | 0 | 0 | 0 | 0 | 0 | 0 | 0 | 0 | 0 | 0 | 0 | 0 | 0 | 0
F6_Industrial_Paper and Printing_New_Process_Natural Gas_Gas Boiler - Hot Water Reset_A_Achievable Technical Potential | F6 | Industrial | Paper and Printing | New | Process | Natural Gas | Gas Boiler - Hot Water Reset | A | Incremental Winter Peak Savings (MW) | Achievable Technical Potential | 0 | 0 | 0 | 0 | 0 | 0 | 0 | 0 | 0 | 0 | 0 | 0 | 0 | 0 | 0 | 0 | 0 | 0 | 0 | 0 | 0 | 0 | 0
F7_Industrial_Paper and Printing_New_Process_Natural Gas_Gas Boiler - Hot Water Reset_A_Achievable Technical Potential | F7 | Industrial | Paper and Printing | New | Process | Natural Gas | Gas Boiler - Hot Water Reset | A | Cumulative Energy Savings (MWh or mTherms) | Achievable Technical Potential | 0 | 0 | 0.0031022 | 0.0097493 | 0.021348 | 0.039321 | 0.062919 | 0.094712 | 0.13414 | 0.17965 | 0.22622 | 0.26987 | 0.30643 | 0.33275 | 0.34887 | 0.35712 | 0.36082 | 0.36226 | 0.36226 | 0.36226 | 0.36226 | 0.36226 | 0
F8_Industrial_Paper and Printing_New_Process_Natural Gas_Gas Boiler - Hot Water Reset_A_Achievable Technical Potential | F8 | Industrial | Paper and Printing | New | Process | Natural Gas | Gas Boiler - Hot Water Reset | A | Cumulative Summer Peak Savings (MW) | Achievable Technical Potential | 0 | 0 | 0 | 0 | 0 | 0 | 0 | 0 | 0 | 0 | 0 | 0 | 0 | 0 | 0 | 0 | 0 | 0 | 0 | 0 | 0 | 0 | 0
F9_Industrial_Paper and Printing_New_Process_Natural Gas_Gas Boiler - Hot Water Reset_A_Achievable Technical Potential | F9 | Industrial | Paper and Printing | New | Process | Natural Gas | Gas Boiler - Hot Water Reset | A | Cumulative Winter Peak Savings (MW) | Achievable Technical Potential | 0 | 0 | 0 | 0 | 0 | 0 | 0 | 0 | 0 | 0 | 0 | 0 | 0 | 0 | 0 | 0 | 0 | 0 | 0 | 0 | 0 | 0 | 0
F10_Industrial_Paper and Printing_New_Process_Natural Gas_Gas Boiler - Hot Water Reset_A_Achievable Technical Potential | F10 | Industrial | Paper and Printing | New | Process | Natural Gas | Gas Boiler - Hot Water Reset | A | Purchases (Incremental) | Achievable Technical Potential | 0 | 0 | 0.030579 | 0.065525 | 0.11434 | 0.17717 | 0.23261 | 0.31338 | 0.38866 | 0.44861 | 0.45895 | 0.43029 | 0.3603 | 0.25943 | 0.15891 | 0.081347 | 0.036461 | 0.014124 | 0.030579 | 0.065525 | 0.11434 | 0.17717 | 0
F11_Industrial_Paper and Printing_New_Process_Natural Gas_Gas Boiler - Hot Water Reset_A_Achievable Technical Potential | F11 | Industrial | Paper and Printing | New | Process | Natural Gas | Gas Boiler - Hot Water Reset | A | Purchases (Cumulative) | Achievable Technical Potential | 0 | 0 | 0.030579 | 0.096104 | 0.21044 | 0.38761 | 0.62022 | 0.93359 | 1.3222 | 1.7709 | 2.2298 | 2.6601 | 3.0204 | 3.2798 | 3.4387 | 3.5201 | 3.5566 | 3.5707 | 3.5707 | 3.5707 | 3.5707 | 3.5707 | 0
F1_Industrial_Paper and Printing_New_Space Heating_Natural Gas_Steam Trap Maintenance_A_Achievable Technical Potential | F1 | Industrial | Paper and Printing | New | Space Heating | Natural Gas | Steam Trap Maintenance | A | Integrated Unit Energy Savings (kWh or therms) | Achievable Technical Potential | 0 | 0 | 124.0006 | 122.6409 | 121.7245 | 120.8978 | 120.4306 | 119.8978 | 119.41 | 118.9147 | 118.5783 | 118.2216 | 117.6937 | 117.2149 | 116.7584 | 116.3719 | 116.0088 | 115.5334 | 115.3036 | 114.984 | 114.7273 | 114.5642 | 0
F2_Industrial_Paper and Printing_New_Space Heating_Natural Gas_Steam Trap Maintenance_A_Achievable Technical Potential | F2 | Industrial | Paper and Printing | New | Space Heating | Natural Gas | Steam Trap Maintenance | A | Integrated Unit Summer Peak Savings (kW) | Achievable Technical Potential | 0 | 0 | 0 | 0 | 0 | 0 | 0 | 0 | 0 | 0 | 0 | 0 | 0 | 0 | 0 | 0 | 0 | 0 | 0 | 0 | 0 | 0 | 0
F3_Industrial_Paper and Printing_New_Space Heating_Natural Gas_Steam Trap Maintenance_A_Achievable Technical Potential | F3 | Industrial | Paper and Printing | New | Space Heating | Natural Gas | Steam Trap Maintenance | A | Integrated Unit Winter Peak Savings (kW) | Achievable Technical Potential | 0 | 0 | 0 | 0 | 0 | 0 | 0 | 0 | 0 | 0 | 0 | 0 | 0 | 0 | 0 | 0 | 0 | 0 | 0 | 0 | 0 | 0 | 0
F4_Industrial_Paper and Printing_New_Space Heating_Natural Gas_Steam Trap Maintenance_A_Achievable Technical Potential | F4 | Industrial | Paper and Printing | New | Space Heating | Natural Gas | Steam Trap Maintenance | A | Incremental Energy Savings (MWh or mTherms) | Achievable Technical Potential | 0 | 0 | 0 | 0 | 0 | 0 | 0 | 0 | 0 | 0 | 0 | 0 | 0 | 0 | 0 | 0 | 0 | 0 | 0 | 0 | 0 | 0 | 0
F5_Industrial_Paper and Printing_New_Space Heating_Natural Gas_Steam Trap Maintenance_A_Achievable Technical Potential | F5 | Industrial | Paper and Printing | New | Space Heating | Natural Gas | Steam Trap Maintenance | A | Incremental Summer Peak Savings (MW) | Achievable Technical Potential | 0 | 0 | 0 | 0 | 0 | 0 | 0 | 0 | 0 | 0 | 0 | 0 | 0 | 0 | 0 | 0 | 0 | 0 | 0 | 0 | 0 | 0 | 0
F6_Industrial_Paper and Printing_New_Space Heating_Natural Gas_Steam Trap Maintenance_A_Achievable Technical Potential | F6 | Industrial | Paper and Printing | New | Space Heating | Natural Gas | Steam Trap Maintenance | A | Incremental Winter Peak Savings (MW) | Achievable Technical Potential | 0 | 0 | 0 | 0 | 0 | 0 | 0 | 0 | 0 | 0 | 0 | 0 | 0 | 0 | 0 | 0 | 0 | 0 | 0 | 0 | 0 | 0 | 0
F7_Industrial_Paper and Printing_New_Space Heating_Natural Gas_Steam Trap Maintenance_A_Achievable Technical Potential | F7 | Industrial | Paper and Printing | New | Space Heating | Natural Gas | Steam Trap Maintenance | A | Cumulative Energy Savings (MWh or mTherms) | Achievable Technical Potential | 0 | 0 | 0 | 0 | 0 | 0 | 0 | 0 | 0 | 0 | 0 | 0 | 0 | 0 | 0 | 0 | 0 | 0 | 0 | 0 | 0 | 0 | 0
F8_Industrial_Paper and Printing_New_Space Heating_Natural Gas_Steam Trap Maintenance_A_Achievable Technical Potential | F8 | Industrial | Paper and Printing | New | Space Heating | Natural Gas | Steam Trap Maintenance | A | Cumulative Summer Peak Savings (MW) | Achievable Technical Potential | 0 | 0 | 0 | 0 | 0 | 0 | 0 | 0 | 0 | 0 | 0 | 0 | 0 | 0 | 0 | 0 | 0 | 0 | 0 | 0 | 0 | 0 | 0
F9_Industrial_Paper and Printing_New_Space Heating_Natural Gas_Steam Trap Maintenance_A_Achievable Technical Potential | F9 | Industrial | Paper and Printing | New | Space Heating | Natural Gas | Steam Trap Maintenance | A | Cumulative Winter Peak Savings (MW) | Achievable Technical Potential | 0 | 0 | 0 | 0 | 0 | 0 | 0 | 0 | 0 | 0 | 0 | 0 | 0 | 0 | 0 | 0 | 0 | 0 | 0 | 0 | 0 | 0 | 0
F10_Industrial_Paper and Printing_New_Space Heating_Natural Gas_Steam Trap Maintenance_A_Achievable Technical Potential | F10 | Industrial | Paper and Printing | New | Space Heating | Natural Gas | Steam Trap Maintenance | A | Purchases (Incremental) | Achievable Technical Potential | 0 | 0 | 0 | 0 | 0 | 0 | 0 | 0 | 0 | 0 | 0 | 0 | 0 | 0 | 0 | 0 | 0 | 0 | 0 | 0 | 0 | 0 | 0
F11_Industrial_Paper and Printing_New_Space Heating_Natural Gas_Steam Trap Maintenance_A_Achievable Technical Potential | F11 | Industrial | Paper and Printing | New | Space Heating | Natural Gas | Steam Trap Maintenance | A | Purchases (Cumulative) | Achievable Technical Potential | 0 | 0 | 0 | 0 | 0 | 0 | 0 | 0 | 0 | 0 | 0 | 0 | 0 | 0 | 0 | 0 | 0 | 0 | 0 | 0 | 0 | 0 | 0
F1_Industrial_Paper and Printing_New_Process_Natural Gas_Steam Trap Maintenance_A_Achievable Technical Potential | F1 | Industrial | Paper and Printing | New | Process | Natural Gas | Steam Trap Maintenance | A | Integrated Unit Energy Savings (kWh or therms) | Achievable Technical Potential | 0 | 0 | 71.6784 | 71.6764 | 71.6757 | 71.6776 | 71.6785 | 71.6794 | 71.6801 | 71.6807 | 71.6811 | 71.6814 | 71.6817 | 71.682 | 71.6822 | 71.6824 | 71.6826 | 71.6828 | 71.6829 | 71.683 | 71.6831 | 71.6832 | 0
F2_Industrial_Paper and Printing_New_Process_Natural Gas_Steam Trap Maintenance_A_Achievable Technical Potential | F2 | Industrial | Paper and Printing | New | Process | Natural Gas | Steam Trap Maintenance | A | Integrated Unit Summer Peak Savings (kW) | Achievable Technical Potential | 0 | 0 | 0 | 0 | 0 | 0 | 0 | 0 | 0 | 0 | 0 | 0 | 0 | 0 | 0 | 0 | 0 | 0 | 0 | 0 | 0 | 0 | 0
F3_Industrial_Paper and Printing_New_Process_Natural Gas_Steam Trap Maintenance_A_Achievable Technical Potential | F3 | Industrial | Paper and Printing | New | Process | Natural Gas | Steam Trap Maintenance | A | Integrated Unit Winter Peak Savings (kW) | Achievable Technical Potential | 0 | 0 | 0 | 0 | 0 | 0 | 0 | 0 | 0 | 0 | 0 | 0 | 0 | 0 | 0 | 0 | 0 | 0 | 0 | 0 | 0 | 0 | 0
F4_Industrial_Paper and Printing_New_Process_Natural Gas_Steam Trap Maintenance_A_Achievable Technical Potential | F4 | Industrial | Paper and Printing | New | Process | Natural Gas | Steam Trap Maintenance | A | Incremental Energy Savings (MWh or mTherms) | Achievable Technical Potential | 0 | 0 | 0 | 0 | 0 | 0 | 0 | 0 | 0 | 0 | 0 | 0 | 0 | 0 | 0 | 0 | 0 | 0 | 0 | 0 | 0 | 0 | 0
F5_Industrial_Paper and Printing_New_Process_Natural Gas_Steam Trap Maintenance_A_Achievable Technical Potential | F5 | Industrial | Paper and Printing | New | Process | Natural Gas | Steam Trap Maintenance | A | Incremental Summer Peak Savings (MW) | Achievable Technical Potential | 0 | 0 | 0 | 0 | 0 | 0 | 0 | 0 | 0 | 0 | 0 | 0 | 0 | 0 | 0 | 0 | 0 | 0 | 0 | 0 | 0 | 0 | 0
F6_Industrial_Paper and Printing_New_Process_Natural Gas_Steam Trap Maintenance_A_Achievable Technical Potential | F6 | Industrial | Paper and Printing | New | Process | Natural Gas | Steam Trap Maintenance | A | Incremental Winter Peak Savings (MW) | Achievable Technical Potential | 0 | 0 | 0 | 0 | 0 | 0 | 0 | 0 | 0 | 0 | 0 | 0 | 0 | 0 | 0 | 0 | 0 | 0 | 0 | 0 | 0 | 0 | 0
F7_Industrial_Paper and Printing_New_Process_Natural Gas_Steam Trap Maintenance_A_Achievable Technical Potential | F7 | Industrial | Paper and Printing | New | Process | Natural Gas | Steam Trap Maintenance | A | Cumulative Energy Savings (MWh or mTherms) | Achievable Technical Potential | 0 | 0 | 0 | 0 | 0 | 0 | 0 | 0 | 0 | 0 | 0 | 0 | 0 | 0 | 0 | 0 | 0 | 0 | 0 | 0 | 0 | 0 | 0
F8_Industrial_Paper and Printing_New_Process_Natural Gas_Steam Trap Maintenance_A_Achievable Technical Potential | F8 | Industrial | Paper and Printing | New | Process | Natural Gas | Steam Trap Maintenance | A | Cumulative Summer Peak Savings (MW) | Achievable Technical Potential | 0 | 0 | 0 | 0 | 0 | 0 | 0 | 0 | 0 | 0 | 0 | 0 | 0 | 0 | 0 | 0 | 0 | 0 | 0 | 0 | 0 | 0 | 0
F9_Industrial_Paper and Printing_New_Process_Natural Gas_Steam Trap Maintenance_A_Achievable Technical Potential | F9 | Industrial | Paper and Printing | New | Process | Natural Gas | Steam Trap Maintenance | A | Cumulative Winter Peak Savings (MW) | Achievable Technical Potential | 0 | 0 | 0 | 0 | 0 | 0 | 0 | 0 | 0 | 0 | 0 | 0 | 0 | 0 | 0 | 0 | 0 | 0 | 0 | 0 | 0 | 0 | 0
F10_Industrial_Paper and Printing_New_Process_Natural Gas_Steam Trap Maintenance_A_Achievable Technical Potential | F10 | Industrial | Paper and Printing | New | Process | Natural Gas | Steam Trap Maintenance | A | Purchases (Incremental) | Achievable Technical Potential | 0 | 0 | 0 | 0 | 0 | 0 | 0 | 0 | 0 | 0 | 0 | 0 | 0 | 0 | 0 | 0 | 0 | 0 | 0 | 0 | 0 | 0 | 0
F11_Industrial_Paper and Printing_New_Process_Natural Gas_Steam Trap Maintenance_A_Achievable Technical Potential | F11 | Industrial | Paper and Printing | New | Process | Natural Gas | Steam Trap Maintenance | A | Purchases (Cumulative) | Achievable Technical Potential | 0 | 0 | 0 | 0 | 0 | 0 | 0 | 0 | 0 | 0 | 0 | 0 | 0 | 0 | 0 | 0 | 0 | 0 | 0 | 0 | 0 | 0 | 0
F1_Industrial_Paper and Printing_New_Space Heating_Natural Gas_Gas Boiler - High Turndown_A_Achievable Technical Potential | F1 | Industrial | Paper and Printing | New | Space Heating | Natural Gas | Gas Boiler - High Turndown | A | Integrated Unit Energy Savings (kWh or therms) | Achievable Technical Potential | 0 | 0 | 131.412 | 129.8316 | 128.7089 | 127.6654 | 126.9146 | 126.0905 | 125.2692 | 124.4051 | 123.6114 | 122.7712 | 121.7211 | 120.7509 | 119.7477 | 118.9192 | 118.2018 | 117.5246 | 117.113 | 116.7691 | 116.571 | 116.5242 | 0
F2_Industrial_Paper and Printing_New_Space Heating_Natural Gas_Gas Boiler - High Turndown_A_Achievable Technical Potential | F2 | Industrial | Paper and Printing | New | Space Heating | Natural Gas | Gas Boiler - High Turndown | A | Integrated Unit Summer Peak Savings (kW) | Achievable Technical Potential | 0 | 0 | 0 | 0 | 0 | 0 | 0 | 0 | 0 | 0 | 0 | 0 | 0 | 0 | 0 | 0 | 0 | 0 | 0 | 0 | 0 | 0 | 0
F3_Industrial_Paper and Printing_New_Space Heating_Natural Gas_Gas Boiler - High Turndown_A_Achievable Technical Potential | F3 | Industrial | Paper and Printing | New | Space Heating | Natural Gas | Gas Boiler - High Turndown | A | Integrated Unit Winter Peak Savings (kW) | Achievable Technical Potential | 0 | 0 | 0 | 0 | 0 | 0 | 0 | 0 | 0 | 0 | 0 | 0 | 0 | 0 | 0 | 0 | 0 | 0 | 0 | 0 | 0 | 0 | 0
F4_Industrial_Paper and Printing_New_Space Heating_Natural Gas_Gas Boiler - High Turndown_A_Achievable Technical Potential | F4 | Industrial | Paper and Printing | New | Space Heating | Natural Gas | Gas Boiler - High Turndown | A | Incremental Energy Savings (MWh or mTherms) | Achievable Technical Potential | 0 | 0 | 0.00015369 | 0.000265 | 0.00037461 | 0.00049597 | 0.00056754 | 0.00058478 | 0.00052545 | 0.00047168 | 0.00040703 | 0.00035275 | 0.00030274 | 0.0002614 | 0.00021876 | 0.00018479 | 0.00015567 | 0.00013745 | 0.00023904 | 0.00033985 | 0.00045287 | 0.00052107 | 0
F5_Industrial_Paper and Printing_New_Space Heating_Natural Gas_Gas Boiler - High Turndown_A_Achievable Technical Potential | F5 | Industrial | Paper and Printing | New | Space Heating | Natural Gas | Gas Boiler - High Turndown | A | Incremental Summer Peak Savings (MW) | Achievable Technical Potential | 0 | 0 | 0 | 0 | 0 | 0 | 0 | 0 | 0 | 0 | 0 | 0 | 0 | 0 | 0 | 0 | 0 | 0 | 0 | 0 | 0 | 0 | 0
F6_Industrial_Paper and Printing_New_Space Heating_Natural Gas_Gas Boiler - High Turndown_A_Achievable Technical Potential | F6 | Industrial | Paper and Printing | New | Space Heating | Natural Gas | Gas Boiler - High Turndown | A | Incremental Winter Peak Savings (MW) | Achievable Technical Potential | 0 | 0 | 0 | 0 | 0 | 0 | 0 | 0 | 0 | 0 | 0 | 0 | 0 | 0 | 0 | 0 | 0 | 0 | 0 | 0 | 0 | 0 | 0
F7_Industrial_Paper and Printing_New_Space Heating_Natural Gas_Gas Boiler - High Turndown_A_Achievable Technical Potential | F7 | Industrial | Paper and Printing | New | Space Heating | Natural Gas | Gas Boiler - High Turndown | A | Cumulative Energy Savings (MWh or mTherms) | Achievable Technical Potential | 0 | 0 | 0.00015369 | 0.00041684 | 0.00078784 | 0.0012774 | 0.0018375 | 0.0024103 | 0.00292 | 0.0033716 | 0.0037571 | 0.0040843 | 0.0043521 | 0.0045788 | 0.0047596 | 0.0049114 | 0.0050375 | 0.0050086 | 0.0049911 | 0.0049764 | 0.004968 | 0.004966 | 0
F8_Industrial_Paper and Printing_New_Space Heating_Natural Gas_Gas Boiler - High Turndown_A_Achievable Technical Potential | F8 | Industrial | Paper and Printing | New | Space Heating | Natural Gas | Gas Boiler - High Turndown | A | Cumulative Summer Peak Savings (MW) | Achievable Technical Potential | 0 | 0 | 0 | 0 | 0 | 0 | 0 | 0 | 0 | 0 | 0 | 0 | 0 | 0 | 0 | 0 | 0 | 0 | 0 | 0 | 0 | 0 | 0
F9_Industrial_Paper and Printing_New_Space Heating_Natural Gas_Gas Boiler - High Turndown_A_Achievable Technical Potential | F9 | Industrial | Paper and Printing | New | Space Heating | Natural Gas | Gas Boiler - High Turndown | A | Cumulative Winter Peak Savings (MW) | Achievable Technical Potential | 0 | 0 | 0 | 0 | 0 | 0 | 0 | 0 | 0 | 0 | 0 | 0 | 0 | 0 | 0 | 0 | 0 | 0 | 0 | 0 | 0 | 0 | 0
F10_Industrial_Paper and Printing_New_Space Heating_Natural Gas_Gas Boiler - High Turndown_A_Achievable Technical Potential | F10 | Industrial | Paper and Printing | New | Space Heating | Natural Gas | Gas Boiler - High Turndown | A | Purchases (Incremental) | Achievable Technical Potential | 0 | 0 | 0.0011696 | 0.0020411 | 0.0029105 | 0.0038849 | 0.0044718 | 0.0046378 | 0.0041945 | 0.0037915 | 0.0032929 | 0.0028732 | 0.0024872 | 0.0021648 | 0.0018269 | 0.0015539 | 0.001317 | 0.0011696 | 0.0020411 | 0.0029105 | 0.0038849 | 0.0044718 | 0
F11_Industrial_Paper and Printing_New_Space Heating_Natural Gas_Gas Boiler - High Turndown_A_Achievable Technical Potential | F11 | Industrial | Paper and Printing | New | Space Heating | Natural Gas | Gas Boiler - High Turndown | A | Purchases (Cumulative) | Achievable Technical Potential | 0 | 0 | 0.0011696 | 0.0032106 | 0.0061211 | 0.010006 | 0.014478 | 0.019116 | 0.02331 | 0.027102 | 0.030395 | 0.033268 | 0.035755 | 0.03792 | 0.039747 | 0.041301 | 0.042618 | 0.042618 | 0.042618 | 0.042618 | 0.042618 | 0.042618 | 0
F1_Industrial_Paper and Printing_New_Process_Natural Gas_Gas Boiler - High Turndown_A_Achievable Technical Potential | F1 | Industrial | Paper and Printing | New | Process | Natural Gas | Gas Boiler - High Turndown | A | Integrated Unit Energy Savings (kWh or therms) | Achievable Technical Potential | 0 | 0 | 75.7178 | 75.5027 | 75.3022 | 75.124 | 74.8729 | 74.6909 | 74.5597 | 74.4838 | 74.3961 | 74.3519 | 74.3256 | 74.3335 | 74.3109 | 74.3171 | 74.3281 | 74.382 | 74.405 | 74.4426 | 74.4737 | 74.5005 | 0
F2_Industrial_Paper and Printing_New_Process_Natural Gas_Gas Boiler - High Turndown_A_Achievable Technical Potential | F2 | Industrial | Paper and Printing | New | Process | Natural Gas | Gas Boiler - High Turndown | A | Integrated Unit Summer Peak Savings (kW) | Achievable Technical Potential | 0 | 0 | 0 | 0 | 0 | 0 | 0 | 0 | 0 | 0 | 0 | 0 | 0 | 0 | 0 | 0 | 0 | 0 | 0 | 0 | 0 | 0 | 0
F3_Industrial_Paper and Printing_New_Process_Natural Gas_Gas Boiler - High Turndown_A_Achievable Technical Potential | F3 | Industrial | Paper and Printing | New | Process | Natural Gas | Gas Boiler - High Turndown | A | Integrated Unit Winter Peak Savings (kW) | Achievable Technical Potential | 0 | 0 | 0 | 0 | 0 | 0 | 0 | 0 | 0 | 0 | 0 | 0 | 0 | 0 | 0 | 0 | 0 | 0 | 0 | 0 | 0 | 0 | 0
F4_Industrial_Paper and Printing_New_Process_Natural Gas_Gas Boiler - High Turndown_A_Achievable Technical Potential | F4 | Industrial | Paper and Printing | New | Process | Natural Gas | Gas Boiler - High Turndown | A | Incremental Energy Savings (MWh or mTherms) | Achievable Technical Potential | 0 | 0 | 0.0035336 | 0.0061493 | 0.0087454 | 0.011646 | 0.01336 | 0.013822 | 0.012479 | 0.011269 | 0.0097753 | 0.0085245 | 0.0073766 | 0.0064211 | 0.0054171 | 0.0046081 | 0.0039061 | 0.0034713 | 0.0060599 | 0.0086455 | 0.011545 | 0.013294 | 0
F5_Industrial_Paper and Printing_New_Process_Natural Gas_Gas Boiler - High Turndown_A_Achievable Technical Potential | F5 | Industrial | Paper and Printing | New | Process | Natural Gas | Gas Boiler - High Turndown | A | Incremental Summer Peak Savings (MW) | Achievable Technical Potential | 0 | 0 | 0 | 0 | 0 | 0 | 0 | 0 | 0 | 0 | 0 | 0 | 0 | 0 | 0 | 0 | 0 | 0 | 0 | 0 | 0 | 0 | 0
F6_Industrial_Paper and Printing_New_Process_Natural Gas_Gas Boiler - High Turndown_A_Achievable Technical Potential | F6 | Industrial | Paper and Printing | New | Process | Natural Gas | Gas Boiler - High Turndown | A | Incremental Winter Peak Savings (MW) | Achievable Technical Potential | 0 | 0 | 0 | 0 | 0 | 0 | 0 | 0 | 0 | 0 | 0 | 0 | 0 | 0 | 0 | 0 | 0 | 0 | 0 | 0 | 0 | 0 | 0
F7_Industrial_Paper and Printing_New_Process_Natural Gas_Gas Boiler - High Turndown_A_Achievable Technical Potential | F7 | Industrial | Paper and Printing | New | Process | Natural Gas | Gas Boiler - High Turndown | A | Cumulative Energy Savings (MWh or mTherms) | Achievable Technical Potential | 0 | 0 | 0.0035336 | 0.0096729 | 0.018393 | 0.029995 | 0.043255 | 0.056972 | 0.069351 | 0.080549 | 0.09023 | 0.098701 | 0.10604 | 0.11247 | 0.11786 | 0.12248 | 0.1264 | 0.12649 | 0.12653 | 0.12659 | 0.12665 | 0.12669 | 0
F8_Industrial_Paper and Printing_New_Process_Natural Gas_Gas Boiler - High Turndown_A_Achievable Technical Potential | F8 | Industrial | Paper and Printing | New | Process | Natural Gas | Gas Boiler - High Turndown | A | Cumulative Summer Peak Savings (MW) | Achievable Technical Potential | 0 | 0 | 0 | 0 | 0 | 0 | 0 | 0 | 0 | 0 | 0 | 0 | 0 | 0 | 0 | 0 | 0 | 0 | 0 | 0 | 0 | 0 | 0
F9_Industrial_Paper and Printing_New_Process_Natural Gas_Gas Boiler - High Turndown_A_Achievable Technical Potential | F9 | Industrial | Paper and Printing | New | Process | Natural Gas | Gas Boiler - High Turndown | A | Cumulative Winter Peak Savings (MW) | Achievable Technical Potential | 0 | 0 | 0 | 0 | 0 | 0 | 0 | 0 | 0 | 0 | 0 | 0 | 0 | 0 | 0 | 0 | 0 | 0 | 0 | 0 | 0 | 0 | 0
F10_Industrial_Paper and Printing_New_Process_Natural Gas_Gas Boiler - High Turndown_A_Achievable Technical Potential | F10 | Industrial | Paper and Printing | New | Process | Natural Gas | Gas Boiler - High Turndown | A | Purchases (Incremental) | Achievable Technical Potential | 0 | 0 | 0.046669 | 0.081445 | 0.11614 | 0.15502 | 0.17844 | 0.18506 | 0.16737 | 0.15129 | 0.13139 | 0.11465 | 0.099246 | 0.086382 | 0.072898 | 0.062006 | 0.052552 | 0.046669 | 0.081445 | 0.11614 | 0.15502 | 0.17844 | 0
F11_Industrial_Paper and Printing_New_Process_Natural Gas_Gas Boiler - High Turndown_A_Achievable Technical Potential | F11 | Industrial | Paper and Printing | New | Process | Natural Gas | Gas Boiler - High Turndown | A | Purchases (Cumulative) | Achievable Technical Potential | 0 | 0 | 0.046669 | 0.12811 | 0.24425 | 0.39927 | 0.57771 | 0.76277 | 0.93014 | 1.0814 | 1.2128 | 1.3275 | 1.4267 | 1.5131 | 1.586 | 1.648 | 1.7006 | 1.7006 | 1.7006 | 1.7006 | 1.7006 | 1.7006 | 0
F1_Industrial_Paper and Printing_New_Space Heating_Natural Gas_Gas Boiler - Burner Control Optimization_A_Achievable Technical Potential | F1 | Industrial | Paper and Printing | New | Space Heating | Natural Gas | Gas Boiler - Burner Control Optimization | A | Integrated Unit Energy Savings (kWh or therms) | Achievable Technical Potential | 0 | 0 | 38.1079 | 37.6486 | 37.3222 | 37.0189 | 36.8002 | 36.5605 | 36.3219 | 36.0711 | 35.8408 | 35.5972 | 35.2927 | 35.0116 | 34.7208 | 34.4807 | 34.2728 | 34.0768 | 33.9577 | 33.8582 | 33.801 | 33.7876 | 0
F2_Industrial_Paper and Printing_New_Space Heating_Natural Gas_Gas Boiler - Burner Control Optimization_A_Achievable Technical Potential | F2 | Industrial | Paper and Printing | New | Space Heating | Natural Gas | Gas Boiler - Burner Control Optimization | A | Integrated Unit Summer Peak Savings (kW) | Achievable Technical Potential | 0 | 0 | 0 | 0 | 0 | 0 | 0 | 0 | 0 | 0 | 0 | 0 | 0 | 0 | 0 | 0 | 0 | 0 | 0 | 0 | 0 | 0 | 0
F3_Industrial_Paper and Printing_New_Space Heating_Natural Gas_Gas Boiler - Burner Control Optimization_A_Achievable Technical Potential | F3 | Industrial | Paper and Printing | New | Space Heating | Natural Gas | Gas Boiler - Burner Control Optimization | A | Integrated Unit Winter Peak Savings (kW) | Achievable Technical Potential | 0 | 0 | 0 | 0 | 0 | 0 | 0 | 0 | 0 | 0 | 0 | 0 | 0 | 0 | 0 | 0 | 0 | 0 | 0 | 0 | 0 | 0 | 0
F4_Industrial_Paper and Printing_New_Space Heating_Natural Gas_Gas Boiler - Burner Control Optimization_A_Achievable Technical Potential | F4 | Industrial | Paper and Printing | New | Space Heating | Natural Gas | Gas Boiler - Burner Control Optimization | A | Incremental Energy Savings (MWh or mTherms) | Achievable Technical Potential | 0 | 0 | 1.2023e-05 | 3.2584e-05 | 9.2121e-05 | 0.00021344 | 0.00037991 | 0.00060891 | 0.00087043 | 0.0011395 | 0.0013237 | 0.0014339 | 0.0014358 | 0.0013559 | 0.0011681 | 0.00095932 | 0.00074436 | 0.0005519 | 0.00038149 | 0.00025366 | 0.000161 | 0.0001136 | 0
F5_Industrial_Paper and Printing_New_Space Heating_Natural Gas_Gas Boiler - Burner Control Optimization_A_Achievable Technical Potential | F5 | Industrial | Paper and Printing | New | Space Heating | Natural Gas | Gas Boiler - Burner Control Optimization | A | Incremental Summer Peak Savings (MW) | Achievable Technical Potential | 0 | 0 | 0 | 0 | 0 | 0 | 0 | 0 | 0 | 0 | 0 | 0 | 0 | 0 | 0 | 0 | 0 | 0 | 0 | 0 | 0 | 0 | 0
F6_Industrial_Paper and Printing_New_Space Heating_Natural Gas_Gas Boiler - Burner Control Optimization_A_Achievable Technical Potential | F6 | Industrial | Paper and Printing | New | Space Heating | Natural Gas | Gas Boiler - Burner Control Optimization | A | Incremental Winter Peak Savings (MW) | Achievable Technical Potential | 0 | 0 | 0 | 0 | 0 | 0 | 0 | 0 | 0 | 0 | 0 | 0 | 0 | 0 | 0 | 0 | 0 | 0 | 0 | 0 | 0 | 0 | 0
F7_Industrial_Paper and Printing_New_Space Heating_Natural Gas_Gas Boiler - Burner Control Optimization_A_Achievable Technical Potential | F7 | Industrial | Paper and Printing | New | Space Heating | Natural Gas | Gas Boiler - Burner Control Optimization | A | Cumulative Energy Savings (MWh or mTherms) | Achievable Technical Potential | 0 | 0 | 1.2023e-05 | 4.4462e-05 | 0.0001362 | 0.00034853 | 0.00072638 | 0.0013306 | 0.0021923 | 0.0033166 | 0.0046191 | 0.0060217 | 0.0074059 | 0.0087029 | 0.0097987 | 0.01069 | 0.01137 | 0.011857 | 0.012197 | 0.012415 | 0.012544 | 0.012624 | 0
F8_Industrial_Paper and Printing_New_Space Heating_Natural Gas_Gas Boiler - Burner Control Optimization_A_Achievable Technical Potential | F8 | Industrial | Paper and Printing | New | Space Heating | Natural Gas | Gas Boiler - Burner Control Optimization | A | Cumulative Summer Peak Savings (MW) | Achievable Technical Potential | 0 | 0 | 0 | 0 | 0 | 0 | 0 | 0 | 0 | 0 | 0 | 0 | 0 | 0 | 0 | 0 | 0 | 0 | 0 | 0 | 0 | 0 | 0
F9_Industrial_Paper and Printing_New_Space Heating_Natural Gas_Gas Boiler - Burner Control Optimization_A_Achievable Technical Potential | F9 | Industrial | Paper and Printing | New | Space Heating | Natural Gas | Gas Boiler - Burner Control Optimization | A | Cumulative Winter Peak Savings (MW) | Achievable Technical Potential | 0 | 0 | 0 | 0 | 0 | 0 | 0 | 0 | 0 | 0 | 0 | 0 | 0 | 0 | 0 | 0 | 0 | 0 | 0 | 0 | 0 | 0 | 0
F10_Industrial_Paper and Printing_New_Space Heating_Natural Gas_Gas Boiler - Burner Control Optimization_A_Achievable Technical Potential | F10 | Industrial | Paper and Printing | New | Space Heating | Natural Gas | Gas Boiler - Burner Control Optimization | A | Purchases (Incremental) | Achievable Technical Potential | 0 | 0 | 0.00031549 | 0.00086548 | 0.0024683 | 0.0057656 | 0.010324 | 0.016655 | 0.023964 | 0.03159 | 0.036932 | 0.040282 | 0.040682 | 0.038728 | 0.033644 | 0.027822 | 0.021719 | 0.016196 | 0.011234 | 0.0074918 | 0.0047632 | 0.0033621 | 0
F11_Industrial_Paper and Printing_New_Space Heating_Natural Gas_Gas Boiler - Burner Control Optimization_A_Achievable Technical Potential | F11 | Industrial | Paper and Printing | New | Space Heating | Natural Gas | Gas Boiler - Burner Control Optimization | A | Purchases (Cumulative) | Achievable Technical Potential | 0 | 0 | 0.00031549 | 0.001181 | 0.0036492 | 0.0094149 | 0.019738 | 0.036393 | 0.060358 | 0.091947 | 0.12888 | 0.16916 | 0.20984 | 0.24857 | 0.28221 | 0.31004 | 0.33176 | 0.34795 | 0.35919 | 0.36668 | 0.37112 | 0.37362 | 0
F1_Industrial_Paper and Printing_New_Process_Natural Gas_Gas Boiler - Burner Control Optimization_A_Achievable Technical Potential | F1 | Industrial | Paper and Printing | New | Process | Natural Gas | Gas Boiler - Burner Control Optimization | A | Integrated Unit Energy Savings (kWh or therms) | Achievable Technical Potential | 0 | 0 | 21.9538 | 21.8889 | 21.8284 | 21.7747 | 21.699 | 21.6443 | 21.605 | 21.5825 | 21.5565 | 21.5436 | 21.5361 | 21.5388 | 21.5324 | 21.5346 | 21.5382 | 21.5549 | 21.5622 | 21.5738 | 21.5834 | 21.5918 | 0
F2_Industrial_Paper and Printing_New_Process_Natural Gas_Gas Boiler - Burner Control Optimization_A_Achievable Technical Potential | F2 | Industrial | Paper and Printing | New | Process | Natural Gas | Gas Boiler - Burner Control Optimization | A | Integrated Unit Summer Peak Savings (kW) | Achievable Technical Potential | 0 | 0 | 0 | 0 | 0 | 0 | 0 | 0 | 0 | 0 | 0 | 0 | 0 | 0 | 0 | 0 | 0 | 0 | 0 | 0 | 0 | 0 | 0
F3_Industrial_Paper and Printing_New_Process_Natural Gas_Gas Boiler - Burner Control Optimization_A_Achievable Technical Potential | F3 | Industrial | Paper and Printing | New | Process | Natural Gas | Gas Boiler - Burner Control Optimization | A | Integrated Unit Winter Peak Savings (kW) | Achievable Technical Potential | 0 | 0 | 0 | 0 | 0 | 0 | 0 | 0 | 0 | 0 | 0 | 0 | 0 | 0 | 0 | 0 | 0 | 0 | 0 | 0 | 0 | 0 | 0
F4_Industrial_Paper and Printing_New_Process_Natural Gas_Gas Boiler - Burner Control Optimization_A_Achievable Technical Potential | F4 | Industrial | Paper and Printing | New | Process | Natural Gas | Gas Boiler - Burner Control Optimization | A | Incremental Energy Savings (MWh or mTherms) | Achievable Technical Potential | 0 | 0 | 0.00027638 | 0.00075594 | 0.0021499 | 0.0050096 | 0.0089387 | 0.014384 | 0.02066 | 0.027205 | 0.031768 | 0.034629 | 0.03496 | 0.033285 | 0.028907 | 0.023907 | 0.018666 | 0.01393 | 0.0096659 | 0.0064494 | 0.0041023 | 0.0028967 | 0
F5_Industrial_Paper and Printing_New_Process_Natural Gas_Gas Boiler - Burner Control Optimization_A_Achievable Technical Potential | F5 | Industrial | Paper and Printing | New | Process | Natural Gas | Gas Boiler - Burner Control Optimization | A | Incremental Summer Peak Savings (MW) | Achievable Technical Potential | 0 | 0 | 0 | 0 | 0 | 0 | 0 | 0 | 0 | 0 | 0 | 0 | 0 | 0 | 0 | 0 | 0 | 0 | 0 | 0 | 0 | 0 | 0
F6_Industrial_Paper and Printing_New_Process_Natural Gas_Gas Boiler - Burner Control Optimization_A_Achievable Technical Potential | F6 | Industrial | Paper and Printing | New | Process | Natural Gas | Gas Boiler - Burner Control Optimization | A | Incremental Winter Peak Savings (MW) | Achievable Technical Potential | 0 | 0 | 0 | 0 | 0 | 0 | 0 | 0 | 0 | 0 | 0 | 0 | 0 | 0 | 0 | 0 | 0 | 0 | 0 | 0 | 0 | 0 | 0
F7_Industrial_Paper and Printing_New_Process_Natural Gas_Gas Boiler - Burner Control Optimization_A_Achievable Technical Potential | F7 | Industrial | Paper and Printing | New | Process | Natural Gas | Gas Boiler - Burner Control Optimization | A | Cumulative Energy Savings (MWh or mTherms) | Achievable Technical Potential | 0 | 0 | 0.00027638 | 0.0010315 | 0.0031785 | 0.0081804 | 0.017091 | 0.031432 | 0.052034 | 0.079185 | 0.11086 | 0.14542 | 0.18033 | 0.21364 | 0.24248 | 0.26641 | 0.28512 | 0.29927 | 0.30904 | 0.31566 | 0.31963 | 0.3219 | 0
F8_Industrial_Paper and Printing_New_Process_Natural Gas_Gas Boiler - Burner Control Optimization_A_Achievable Technical Potential | F8 | Industrial | Paper and Printing | New | Process | Natural Gas | Gas Boiler - Burner Control Optimization | A | Cumulative Summer Peak Savings (MW) | Achievable Technical Potential | 0 | 0 | 0 | 0 | 0 | 0 | 0 | 0 | 0 | 0 | 0 | 0 | 0 | 0 | 0 | 0 | 0 | 0 | 0 | 0 | 0 | 0 | 0
F9_Industrial_Paper and Printing_New_Process_Natural Gas_Gas Boiler - Burner Control Optimization_A_Achievable Technical Potential | F9 | Industrial | Paper and Printing | New | Process | Natural Gas | Gas Boiler - Burner Control Optimization | A | Cumulative Winter Peak Savings (MW) | Achievable Technical Potential | 0 | 0 | 0 | 0 | 0 | 0 | 0 | 0 | 0 | 0 | 0 | 0 | 0 | 0 | 0 | 0 | 0 | 0 | 0 | 0 | 0 | 0 | 0
F10_Industrial_Paper and Printing_New_Process_Natural Gas_Gas Boiler - Burner Control Optimization_A_Achievable Technical Potential | F10 | Industrial | Paper and Printing | New | Process | Natural Gas | Gas Boiler - Burner Control Optimization | A | Purchases (Incremental) | Achievable Technical Potential | 0 | 0 | 0.012589 | 0.034535 | 0.098491 | 0.23007 | 0.41194 | 0.66458 | 0.95624 | 1.2605 | 1.4737 | 1.6074 | 1.6233 | 1.5454 | 1.3425 | 1.1102 | 0.86663 | 0.64625 | 0.44828 | 0.29895 | 0.19007 | 0.13416 | 0
F11_Industrial_Paper and Printing_New_Process_Natural Gas_Gas Boiler - Burner Control Optimization_A_Achievable Technical Potential | F11 | Industrial | Paper and Printing | New | Process | Natural Gas | Gas Boiler - Burner Control Optimization | A | Purchases (Cumulative) | Achievable Technical Potential | 0 | 0 | 0.012589 | 0.047124 | 0.14561 | 0.37568 | 0.78762 | 1.4522 | 2.4084 | 3.669 | 5.1427 | 6.75 | 8.3733 | 9.9187 | 11.2612 | 12.3714 | 13.238 | 13.8843 | 14.3325 | 14.6315 | 14.809 | 14.9086 | 0
F1_Industrial_Paper and Printing_New_Space Heating_Natural Gas_HVAC - Demand Controlled Ventilation_A_Achievable Technical Potential | F1 | Industrial | Paper and Printing | New | Space Heating | Natural Gas | HVAC - Demand Controlled Ventilation | A | Integrated Unit Energy Savings (kWh or therms) | Achievable Technical Potential | 0 | 0 | 0.067762 | 0.067019 | 0.066518 | 0.066066 | 0.065811 | 0.06552 | 0.065253 | 0.064983 | 0.064799 | 0.064604 | 0.064316 | 0.064054 | 0.063804 | 0.063593 | 0.063395 | 0.063135 | 0.063009 | 0.062835 | 0.062694 | 0.062605 | 0
F2_Industrial_Paper and Printing_New_Space Heating_Natural Gas_HVAC - Demand Controlled Ventilation_A_Achievable Technical Potential | F2 | Industrial | Paper and Printing | New | Space Heating | Natural Gas | HVAC - Demand Controlled Ventilation | A | Integrated Unit Summer Peak Savings (kW) | Achievable Technical Potential | 0 | 0 | 0 | 0 | 0 | 0 | 0 | 0 | 0 | 0 | 0 | 0 | 0 | 0 | 0 | 0 | 0 | 0 | 0 | 0 | 0 | 0 | 0
F3_Industrial_Paper and Printing_New_Space Heating_Natural Gas_HVAC - Demand Controlled Ventilation_A_Achievable Technical Potential | F3 | Industrial | Paper and Printing | New | Space Heating | Natural Gas | HVAC - Demand Controlled Ventilation | A | Integrated Unit Winter Peak Savings (kW) | Achievable Technical Potential | 0 | 0 | 0 | 0 | 0 | 0 | 0 | 0 | 0 | 0 | 0 | 0 | 0 | 0 | 0 | 0 | 0 | 0 | 0 | 0 | 0 | 0 | 0
F4_Industrial_Paper and Printing_New_Space Heating_Natural Gas_HVAC - Demand Controlled Ventilation_A_Achievable Technical Potential | F4 | Industrial | Paper and Printing | New | Space Heating | Natural Gas | HVAC - Demand Controlled Ventilation | A | Incremental Energy Savings (MWh or mTherms) | Achievable Technical Potential | 0 | 0 | 0.0014335 | 0.0024742 | 0.0035017 | 0.0046424 | 0.005323 | 0.0061069 | 0.0068759 | 0.0077368 | 0.0083754 | 0.0091076 | 0.009811 | 0.010631 | 0.01117 | 0.011837 | 0.012502 | 0.013263 | 0.013773 | 0.014393 | 0.015 | 0.015615 | 0
F5_Industrial_Paper and Printing_New_Space Heating_Natural Gas_HVAC - Demand Controlled Ventilation_A_Achievable Technical Potential | F5 | Industrial | Paper and Printing | New | Space Heating | Natural Gas | HVAC - Demand Controlled Ventilation | A | Incremental Summer Peak Savings (MW) | Achievable Technical Potential | 0 | 0 | 0 | 0 | 0 | 0 | 0 | 0 | 0 | 0 | 0 | 0 | 0 | 0 | 0 | 0 | 0 | 0 | 0 | 0 | 0 | 0 | 0
F6_Industrial_Paper and Printing_New_Space Heating_Natural Gas_HVAC - Demand Controlled Ventilation_A_Achievable Technical Potential | F6 | Industrial | Paper and Printing | New | Space Heating | Natural Gas | HVAC - Demand Controlled Ventilation | A | Incremental Winter Peak Savings (MW) | Achievable Technical Potential | 0 | 0 | 0 | 0 | 0 | 0 | 0 | 0 | 0 | 0 | 0 | 0 | 0 | 0 | 0 | 0 | 0 | 0 | 0 | 0 | 0 | 0 | 0
F7_Industrial_Paper and Printing_New_Space Heating_Natural Gas_HVAC - Demand Controlled Ventilation_A_Achievable Technical Potential | F7 | Industrial | Paper and Printing | New | Space Heating | Natural Gas | HVAC - Demand Controlled Ventilation | A | Cumulative Energy Savings (MWh or mTherms) | Achievable Technical Potential | 0 | 0 | 0.0014335 | 0.003892 | 0.0073646 | 0.011957 | 0.017234 | 0.023264 | 0.030046 | 0.037658 | 0.045927 | 0.054896 | 0.064462 | 0.074831 | 0.085709 | 0.097263 | 0.10946 | 0.12094 | 0.13215 | 0.14287 | 0.15314 | 0.16347 | 0
F8_Industrial_Paper and Printing_New_Space Heating_Natural Gas_HVAC - Demand Controlled Ventilation_A_Achievable Technical Potential | F8 | Industrial | Paper and Printing | New | Space Heating | Natural Gas | HVAC - Demand Controlled Ventilation | A | Cumulative Summer Peak Savings (MW) | Achievable Technical Potential | 0 | 0 | 0 | 0 | 0 | 0 | 0 | 0 | 0 | 0 | 0 | 0 | 0 | 0 | 0 | 0 | 0 | 0 | 0 | 0 | 0 | 0 | 0
F9_Industrial_Paper and Printing_New_Space Heating_Natural Gas_HVAC - Demand Controlled Ventilation_A_Achievable Technical Potential | F9 | Industrial | Paper and Printing | New | Space Heating | Natural Gas | HVAC - Demand Controlled Ventilation | A | Cumulative Winter Peak Savings (MW) | Achievable Technical Potential | 0 | 0 | 0 | 0 | 0 | 0 | 0 | 0 | 0 | 0 | 0 | 0 | 0 | 0 | 0 | 0 | 0 | 0 | 0 | 0 | 0 | 0 | 0
F10_Industrial_Paper and Printing_New_Space Heating_Natural Gas_HVAC - Demand Controlled Ventilation_A_Achievable Technical Potential | F10 | Industrial | Paper and Printing | New | Space Heating | Natural Gas | HVAC - Demand Controlled Ventilation | A | Purchases (Incremental) | Achievable Technical Potential | 0 | 0 | 21.1542 | 36.9181 | 52.6433 | 70.2688 | 80.8836 | 93.206 | 105.373 | 119.0591 | 129.2524 | 140.9761 | 152.5443 | 165.9637 | 175.0715 | 186.1408 | 197.2017 | 210.0781 | 218.5833 | 229.0638 | 239.2588 | 249.4238 | 0
F11_Industrial_Paper and Printing_New_Space Heating_Natural Gas_HVAC - Demand Controlled Ventilation_A_Achievable Technical Potential | F11 | Industrial | Paper and Printing | New | Space Heating | Natural Gas | HVAC - Demand Controlled Ventilation | A | Purchases (Cumulative) | Achievable Technical Potential | 0 | 0 | 21.1542 | 58.0724 | 110.7157 | 180.9846 | 261.8682 | 355.0741 | 460.4471 | 579.5062 | 708.7586 | 849.7346 | 1002.2789 | 1168.2426 | 1343.3141 | 1529.4549 | 1726.6566 | 1915.5805 | 2097.2457 | 2273.6661 | 2442.6562 | 2611.1963 | 0
F1_Industrial_Paper and Printing_New_Space Heating_Natural Gas_Gas Boiler - Stack Economizer_A_Achievable Technical Potential | F1 | Industrial | Paper and Printing | New | Space Heating | Natural Gas | Gas Boiler - Stack Economizer | A | Integrated Unit Energy Savings (kWh or therms) | Achievable Technical Potential | 0 | 0 | 95.9387 | 94.7894 | 93.9739 | 93.2156 | 92.6725 | 92.0744 | 91.4768 | 90.8467 | 90.2681 | 89.6546 | 88.8876 | 88.1783 | 87.4455 | 86.8398 | 86.3152 | 85.819 | 85.5174 | 85.2652 | 85.1195 | 85.0844 | 0
F2_Industrial_Paper and Printing_New_Space Heating_Natural Gas_Gas Boiler - Stack Economizer_A_Achievable Technical Potential | F2 | Industrial | Paper and Printing | New | Space Heating | Natural Gas | Gas Boiler - Stack Economizer | A | Integrated Unit Summer Peak Savings (kW) | Achievable Technical Potential | 0 | 0 | 0 | 0 | 0 | 0 | 0 | 0 | 0 | 0 | 0 | 0 | 0 | 0 | 0 | 0 | 0 | 0 | 0 | 0 | 0 | 0 | 0
F3_Industrial_Paper and Printing_New_Space Heating_Natural Gas_Gas Boiler - Stack Economizer_A_Achievable Technical Potential | F3 | Industrial | Paper and Printing | New | Space Heating | Natural Gas | Gas Boiler - Stack Economizer | A | Integrated Unit Winter Peak Savings (kW) | Achievable Technical Potential | 0 | 0 | 0 | 0 | 0 | 0 | 0 | 0 | 0 | 0 | 0 | 0 | 0 | 0 | 0 | 0 | 0 | 0 | 0 | 0 | 0 | 0 | 0
F4_Industrial_Paper and Printing_New_Space Heating_Natural Gas_Gas Boiler - Stack Economizer_A_Achievable Technical Potential | F4 | Industrial | Paper and Printing | New | Space Heating | Natural Gas | Gas Boiler - Stack Economizer | A | Incremental Energy Savings (MWh or mTherms) | Achievable Technical Potential | 0 | 0 | 0.00029921 | 0.00051593 | 0.00072936 | 0.0009657 | 0.0011051 | 0.0011387 | 0.0010232 | 0.00091851 | 0.00079264 | 0.00068693 | 0.00058955 | 0.00050904 | 0.00042601 | 0.00035984 | 0.00030314 | 0.00026765 | 0.00046546 | 0.00066177 | 0.00088183 | 0.0010146 | 0
F5_Industrial_Paper and Printing_New_Space Heating_Natural Gas_Gas Boiler - Stack Economizer_A_Achievable Technical Potential | F5 | Industrial | Paper and Printing | New | Space Heating | Natural Gas | Gas Boiler - Stack Economizer | A | Incremental Summer Peak Savings (MW) | Achievable Technical Potential | 0 | 0 | 0 | 0 | 0 | 0 | 0 | 0 | 0 | 0 | 0 | 0 | 0 | 0 | 0 | 0 | 0 | 0 | 0 | 0 | 0 | 0 | 0
F6_Industrial_Paper and Printing_New_Space Heating_Natural Gas_Gas Boiler - Stack Economizer_A_Achievable Technical Potential | F6 | Industrial | Paper and Printing | New | Space Heating | Natural Gas | Gas Boiler - Stack Economizer | A | Incremental Winter Peak Savings (MW) | Achievable Technical Potential | 0 | 0 | 0 | 0 | 0 | 0 | 0 | 0 | 0 | 0 | 0 | 0 | 0 | 0 | 0 | 0 | 0 | 0 | 0 | 0 | 0 | 0 | 0
F7_Industrial_Paper and Printing_New_Space Heating_Natural Gas_Gas Boiler - Stack Economizer_A_Achievable Technical Potential | F7 | Industrial | Paper and Printing | New | Space Heating | Natural Gas | Gas Boiler - Stack Economizer | A | Cumulative Energy Savings (MWh or mTherms) | Achievable Technical Potential | 0 | 0 | 0.00029921 | 0.00081156 | 0.0015339 | 0.0024873 | 0.0035779 | 0.0046935 | 0.0056862 | 0.0065656 | 0.0073164 | 0.0079536 | 0.0084751 | 0.0089165 | 0.0092684 | 0.0095641 | 0.0098094 | 0.009753 | 0.0097188 | 0.0096901 | 0.0096736 | 0.0096696 | 0
F8_Industrial_Paper and Printing_New_Space Heating_Natural Gas_Gas Boiler - Stack Economizer_A_Achievable Technical Potential | F8 | Industrial | Paper and Printing | New | Space Heating | Natural Gas | Gas Boiler - Stack Economizer | A | Cumulative Summer Peak Savings (MW) | Achievable Technical Potential | 0 | 0 | 0 | 0 | 0 | 0 | 0 | 0 | 0 | 0 | 0 | 0 | 0 | 0 | 0 | 0 | 0 | 0 | 0 | 0 | 0 | 0 | 0
F9_Industrial_Paper and Printing_New_Space Heating_Natural Gas_Gas Boiler - Stack Economizer_A_Achievable Technical Potential | F9 | Industrial | Paper and Printing | New | Space Heating | Natural Gas | Gas Boiler - Stack Economizer | A | Cumulative Winter Peak Savings (MW) | Achievable Technical Potential | 0 | 0 | 0 | 0 | 0 | 0 | 0 | 0 | 0 | 0 | 0 | 0 | 0 | 0 | 0 | 0 | 0 | 0 | 0 | 0 | 0 | 0 | 0
F10_Industrial_Paper and Printing_New_Space Heating_Natural Gas_Gas Boiler - Stack Economizer_A_Achievable Technical Potential | F10 | Industrial | Paper and Printing | New | Space Heating | Natural Gas | Gas Boiler - Stack Economizer | A | Purchases (Incremental) | Achievable Technical Potential | 0 | 0 | 0.0031188 | 0.0054429 | 0.0077613 | 0.01036 | 0.011925 | 0.012367 | 0.011185 | 0.010111 | 0.008781 | 0.0076619 | 0.0066325 | 0.0057728 | 0.0048717 | 0.0041438 | 0.003512 | 0.0031188 | 0.0054429 | 0.0077613 | 0.01036 | 0.011925 | 0
F11_Industrial_Paper and Printing_New_Space Heating_Natural Gas_Gas Boiler - Stack Economizer_A_Achievable Technical Potential | F11 | Industrial | Paper and Printing | New | Space Heating | Natural Gas | Gas Boiler - Stack Economizer | A | Purchases (Cumulative) | Achievable Technical Potential | 0 | 0 | 0.0031188 | 0.0085617 | 0.016323 | 0.026683 | 0.038608 | 0.050975 | 0.06216 | 0.072271 | 0.081052 | 0.088714 | 0.095346 | 0.10112 | 0.10599 | 0.11013 | 0.11365 | 0.11365 | 0.11365 | 0.11365 | 0.11365 | 0.11365 | 0
F1_Industrial_Paper and Printing_New_Process_Natural Gas_Gas Boiler - Stack Economizer_A_Achievable Technical Potential | F1 | Industrial | Paper and Printing | New | Process | Natural Gas | Gas Boiler - Stack Economizer | A | Integrated Unit Energy Savings (kWh or therms) | Achievable Technical Potential | 0 | 0 | 72.7264 | 72.5411 | 72.3682 | 72.2145 | 71.9976 | 71.8401 | 71.7246 | 71.6559 | 71.5765 | 71.5345 | 71.5082 | 71.5118 | 71.4891 | 71.4917 | 71.4984 | 71.5414 | 71.5583 | 71.5885 | 71.6132 | 71.6341 | 0
F2_Industrial_Paper and Printing_New_Process_Natural Gas_Gas Boiler - Stack Economizer_A_Achievable Technical Potential | F2 | Industrial | Paper and Printing | New | Process | Natural Gas | Gas Boiler - Stack Economizer | A | Integrated Unit Summer Peak Savings (kW) | Achievable Technical Potential | 0 | 0 | 0 | 0 | 0 | 0 | 0 | 0 | 0 | 0 | 0 | 0 | 0 | 0 | 0 | 0 | 0 | 0 | 0 | 0 | 0 | 0 | 0
F3_Industrial_Paper and Printing_New_Process_Natural Gas_Gas Boiler - Stack Economizer_A_Achievable Technical Potential | F3 | Industrial | Paper and Printing | New | Process | Natural Gas | Gas Boiler - Stack Economizer | A | Integrated Unit Winter Peak Savings (kW) | Achievable Technical Potential | 0 | 0 | 0 | 0 | 0 | 0 | 0 | 0 | 0 | 0 | 0 | 0 | 0 | 0 | 0 | 0 | 0 | 0 | 0 | 0 | 0 | 0 | 0
F4_Industrial_Paper and Printing_New_Process_Natural Gas_Gas Boiler - Stack Economizer_A_Achievable Technical Potential | F4 | Industrial | Paper and Printing | New | Process | Natural Gas | Gas Boiler - Stack Economizer | A | Incremental Energy Savings (MWh or mTherms) | Achievable Technical Potential | 0 | 0 | 0.0090508 | 0.015755 | 0.022412 | 0.029853 | 0.034259 | 0.035453 | 0.032013 | 0.028909 | 0.025079 | 0.021871 | 0.018925 | 0.016473 | 0.013897 | 0.011821 | 0.01002 | 0.0089033 | 0.015542 | 0.022171 | 0.029604 | 0.034086 | 0
F5_Industrial_Paper and Printing_New_Process_Natural Gas_Gas Boiler - Stack Economizer_A_Achievable Technical Potential | F5 | Industrial | Paper and Printing | New | Process | Natural Gas | Gas Boiler - Stack Economizer | A | Incremental Summer Peak Savings (MW) | Achievable Technical Potential | 0 | 0 | 0 | 0 | 0 | 0 | 0 | 0 | 0 | 0 | 0 | 0 | 0 | 0 | 0 | 0 | 0 | 0 | 0 | 0 | 0 | 0 | 0
F6_Industrial_Paper and Printing_New_Process_Natural Gas_Gas Boiler - Stack Economizer_A_Achievable Technical Potential | F6 | Industrial | Paper and Printing | New | Process | Natural Gas | Gas Boiler - Stack Economizer | A | Incremental Winter Peak Savings (MW) | Achievable Technical Potential | 0 | 0 | 0 | 0 | 0 | 0 | 0 | 0 | 0 | 0 | 0 | 0 | 0 | 0 | 0 | 0 | 0 | 0 | 0 | 0 | 0 | 0 | 0
F7_Industrial_Paper and Printing_New_Process_Natural Gas_Gas Boiler - Stack Economizer_A_Achievable Technical Potential | F7 | Industrial | Paper and Printing | New | Process | Natural Gas | Gas Boiler - Stack Economizer | A | Cumulative Energy Savings (MWh or mTherms) | Achievable Technical Potential | 0 | 0 | 0.0090508 | 0.024783 | 0.047136 | 0.076889 | 0.11092 | 0.14613 | 0.1779 | 0.20664 | 0.23149 | 0.25323 | 0.27206 | 0.28855 | 0.30235 | 0.31418 | 0.32423 | 0.32443 | 0.32451 | 0.32464 | 0.32475 | 0.32485 | 0
F8_Industrial_Paper and Printing_New_Process_Natural Gas_Gas Boiler - Stack Economizer_A_Achievable Technical Potential | F8 | Industrial | Paper and Printing | New | Process | Natural Gas | Gas Boiler - Stack Economizer | A | Cumulative Summer Peak Savings (MW) | Achievable Technical Potential | 0 | 0 | 0 | 0 | 0 | 0 | 0 | 0 | 0 | 0 | 0 | 0 | 0 | 0 | 0 | 0 | 0 | 0 | 0 | 0 | 0 | 0 | 0
F9_Industrial_Paper and Printing_New_Process_Natural Gas_Gas Boiler - Stack Economizer_A_Achievable Technical Potential | F9 | Industrial | Paper and Printing | New | Process | Natural Gas | Gas Boiler - Stack Economizer | A | Cumulative Winter Peak Savings (MW) | Achievable Technical Potential | 0 | 0 | 0 | 0 | 0 | 0 | 0 | 0 | 0 | 0 | 0 | 0 | 0 | 0 | 0 | 0 | 0 | 0 | 0 | 0 | 0 | 0 | 0
F10_Industrial_Paper and Printing_New_Process_Natural Gas_Gas Boiler - Stack Economizer_A_Achievable Technical Potential | F10 | Industrial | Paper and Printing | New | Process | Natural Gas | Gas Boiler - Stack Economizer | A | Purchases (Incremental) | Achievable Technical Potential | 0 | 0 | 0.12445 | 0.21719 | 0.3097 | 0.41339 | 0.47583 | 0.49349 | 0.44633 | 0.40344 | 0.35039 | 0.30573 | 0.26466 | 0.23035 | 0.19439 | 0.16535 | 0.14014 | 0.12445 | 0.21719 | 0.3097 | 0.41339 | 0.47583 | 0
F11_Industrial_Paper and Printing_New_Process_Natural Gas_Gas Boiler - Stack Economizer_A_Achievable Technical Potential | F11 | Industrial | Paper and Printing | New | Process | Natural Gas | Gas Boiler - Stack Economizer | A | Purchases (Cumulative) | Achievable Technical Potential | 0 | 0 | 0.12445 | 0.34164 | 0.65134 | 1.0647 | 1.5406 | 2.0341 | 2.4804 | 2.8838 | 3.2342 | 3.5399 | 3.8046 | 4.035 | 4.2293 | 4.3947 | 4.5348 | 4.5348 | 4.5348 | 4.5348 | 4.5348 | 4.5348 | 0
F1_Industrial_Paper and Printing_New_Space Heating_Natural Gas_Gas Furnace Tube Inserts_A_Achievable Technical Potential | F1 | Industrial | Paper and Printing | New | Space Heating | Natural Gas | Gas Furnace Tube Inserts | A | Integrated Unit Energy Savings (kWh or therms) | Achievable Technical Potential | 0 | 0 | 0.077905 | 0.077051 | 0.076475 | 0.075955 | 0.075662 | 0.075327 | 0.075021 | 0.074709 | 0.074498 | 0.074274 | 0.073942 | 0.073642 | 0.073355 | 0.073112 | 0.072884 | 0.072585 | 0.072441 | 0.07224 | 0.072079 | 0.071976 | 0
F2_Industrial_Paper and Printing_New_Space Heating_Natural Gas_Gas Furnace Tube Inserts_A_Achievable Technical Potential | F2 | Industrial | Paper and Printing | New | Space Heating | Natural Gas | Gas Furnace Tube Inserts | A | Integrated Unit Summer Peak Savings (kW) | Achievable Technical Potential | 0 | 0 | 0 | 0 | 0 | 0 | 0 | 0 | 0 | 0 | 0 | 0 | 0 | 0 | 0 | 0 | 0 | 0 | 0 | 0 | 0 | 0 | 0
F3_Industrial_Paper and Printing_New_Space Heating_Natural Gas_Gas Furnace Tube Inserts_A_Achievable Technical Potential | F3 | Industrial | Paper and Printing | New | Space Heating | Natural Gas | Gas Furnace Tube Inserts | A | Integrated Unit Winter Peak Savings (kW) | Achievable Technical Potential | 0 | 0 | 0 | 0 | 0 | 0 | 0 | 0 | 0 | 0 | 0 | 0 | 0 | 0 | 0 | 0 | 0 | 0 | 0 | 0 | 0 | 0 | 0
F4_Industrial_Paper and Printing_New_Space Heating_Natural Gas_Gas Furnace Tube Inserts_A_Achievable Technical Potential | F4 | Industrial | Paper and Printing | New | Space Heating | Natural Gas | Gas Furnace Tube Inserts | A | Incremental Energy Savings (MWh or mTherms) | Achievable Technical Potential | 0 | 0 | 0 | 0 | 0 | 0 | 0 | 0 | 0 | 0 | 0 | 0 | 0 | 0 | 0 | 0 | 0 | 0 | 0 | 0 | 0 | 0 | 0
F5_Industrial_Paper and Printing_New_Space Heating_Natural Gas_Gas Furnace Tube Inserts_A_Achievable Technical Potential | F5 | Industrial | Paper and Printing | New | Space Heating | Natural Gas | Gas Furnace Tube Inserts | A | Incremental Summer Peak Savings (MW) | Achievable Technical Potential | 0 | 0 | 0 | 0 | 0 | 0 | 0 | 0 | 0 | 0 | 0 | 0 | 0 | 0 | 0 | 0 | 0 | 0 | 0 | 0 | 0 | 0 | 0
F6_Industrial_Paper and Printing_New_Space Heating_Natural Gas_Gas Furnace Tube Inserts_A_Achievable Technical Potential | F6 | Industrial | Paper and Printing | New | Space Heating | Natural Gas | Gas Furnace Tube Inserts | A | Incremental Winter Peak Savings (MW) | Achievable Technical Potential | 0 | 0 | 0 | 0 | 0 | 0 | 0 | 0 | 0 | 0 | 0 | 0 | 0 | 0 | 0 | 0 | 0 | 0 | 0 | 0 | 0 | 0 | 0
F7_Industrial_Paper and Printing_New_Space Heating_Natural Gas_Gas Furnace Tube Inserts_A_Achievable Technical Potential | F7 | Industrial | Paper and Printing | New | Space Heating | Natural Gas | Gas Furnace Tube Inserts | A | Cumulative Energy Savings (MWh or mTherms) | Achievable Technical Potential | 0 | 0 | 0 | 0 | 0 | 0 | 0 | 0 | 0 | 0 | 0 | 0 | 0 | 0 | 0 | 0 | 0 | 0 | 0 | 0 | 0 | 0 | 0
F8_Industrial_Paper and Printing_New_Space Heating_Natural Gas_Gas Furnace Tube Inserts_A_Achievable Technical Potential | F8 | Industrial | Paper and Printing | New | Space Heating | Natural Gas | Gas Furnace Tube Inserts | A | Cumulative Summer Peak Savings (MW) | Achievable Technical Potential | 0 | 0 | 0 | 0 | 0 | 0 | 0 | 0 | 0 | 0 | 0 | 0 | 0 | 0 | 0 | 0 | 0 | 0 | 0 | 0 | 0 | 0 | 0
F9_Industrial_Paper and Printing_New_Space Heating_Natural Gas_Gas Furnace Tube Inserts_A_Achievable Technical Potential | F9 | Industrial | Paper and Printing | New | Space Heating | Natural Gas | Gas Furnace Tube Inserts | A | Cumulative Winter Peak Savings (MW) | Achievable Technical Potential | 0 | 0 | 0 | 0 | 0 | 0 | 0 | 0 | 0 | 0 | 0 | 0 | 0 | 0 | 0 | 0 | 0 | 0 | 0 | 0 | 0 | 0 | 0
F10_Industrial_Paper and Printing_New_Space Heating_Natural Gas_Gas Furnace Tube Inserts_A_Achievable Technical Potential | F10 | Industrial | Paper and Printing | New | Space Heating | Natural Gas | Gas Furnace Tube Inserts | A | Purchases (Incremental) | Achievable Technical Potential | 0 | 0 | 0 | 0 | 0 | 0 | 0 | 0 | 0 | 0 | 0 | 0 | 0 | 0 | 0 | 0 | 0 | 0 | 0 | 0 | 0 | 0 | 0
F11_Industrial_Paper and Printing_New_Space Heating_Natural Gas_Gas Furnace Tube Inserts_A_Achievable Technical Potential | F11 | Industrial | Paper and Printing | New | Space Heating | Natural Gas | Gas Furnace Tube Inserts | A | Purchases (Cumulative) | Achievable Technical Potential | 0 | 0 | 0 | 0 | 0 | 0 | 0 | 0 | 0 | 0 | 0 | 0 | 0 | 0 | 0 | 0 | 0 | 0 | 0 | 0 | 0 | 0 | 0
F1_Industrial_Paper and Printing_New_Space Heating_Natural Gas_Space Heating - Heat Recovery Ventilator_A_Achievable Technical Potential | F1 | Industrial | Paper and Printing | New | Space Heating | Natural Gas | Space Heating - Heat Recovery Ventilator | A | Integrated Unit Energy Savings (kWh or therms) | Achievable Technical Potential | 0 | 0 | 0.012682 | 0.012529 | 0.01242 | 0.012319 | 0.012246 | 0.012166 | 0.012086 | 0.012002 | 0.011924 | 0.011843 | 0.011741 | 0.011647 | 0.01155 | 0.01147 | 0.011401 | 0.011336 | 0.011296 | 0.011263 | 0.011244 | 0.01124 | 0
F2_Industrial_Paper and Printing_New_Space Heating_Natural Gas_Space Heating - Heat Recovery Ventilator_A_Achievable Technical Potential | F2 | Industrial | Paper and Printing | New | Space Heating | Natural Gas | Space Heating - Heat Recovery Ventilator | A | Integrated Unit Summer Peak Savings (kW) | Achievable Technical Potential | 0 | 0 | 0 | 0 | 0 | 0 | 0 | 0 | 0 | 0 | 0 | 0 | 0 | 0 | 0 | 0 | 0 | 0 | 0 | 0 | 0 | 0 | 0
F3_Industrial_Paper and Printing_New_Space Heating_Natural Gas_Space Heating - Heat Recovery Ventilator_A_Achievable Technical Potential | F3 | Industrial | Paper and Printing | New | Space Heating | Natural Gas | Space Heating - Heat Recovery Ventilator | A | Integrated Unit Winter Peak Savings (kW) | Achievable Technical Potential | 0 | 0 | 0 | 0 | 0 | 0 | 0 | 0 | 0 | 0 | 0 | 0 | 0 | 0 | 0 | 0 | 0 | 0 | 0 | 0 | 0 | 0 | 0
F4_Industrial_Paper and Printing_New_Space Heating_Natural Gas_Space Heating - Heat Recovery Ventilator_A_Achievable Technical Potential | F4 | Industrial | Paper and Printing | New | Space Heating | Natural Gas | Space Heating - Heat Recovery Ventilator | A | Incremental Energy Savings (MWh or mTherms) | Achievable Technical Potential | 0 | 0 | 0.00065665 | 0.0011322 | 0.0016004 | 0.0021188 | 0.0024244 | 0.0027755 | 0.0031172 | 0.0034976 | 0.0037726 | 0.0040866 | 0.004384 | 0.0047315 | 0.0049496 | 0.0052261 | 0.0055032 | 0.0058291 | 0.0060439 | 0.0063152 | 0.0065852 | 0.0068623 | 0
F5_Industrial_Paper and Printing_New_Space Heating_Natural Gas_Space Heating - Heat Recovery Ventilator_A_Achievable Technical Potential | F5 | Industrial | Paper and Printing | New | Space Heating | Natural Gas | Space Heating - Heat Recovery Ventilator | A | Incremental Summer Peak Savings (MW) | Achievable Technical Potential | 0 | 0 | 0 | 0 | 0 | 0 | 0 | 0 | 0 | 0 | 0 | 0 | 0 | 0 | 0 | 0 | 0 | 0 | 0 | 0 | 0 | 0 | 0
F6_Industrial_Paper and Printing_New_Space Heating_Natural Gas_Space Heating - Heat Recovery Ventilator_A_Achievable Technical Potential | F6 | Industrial | Paper and Printing | New | Space Heating | Natural Gas | Space Heating - Heat Recovery Ventilator | A | Incremental Winter Peak Savings (MW) | Achievable Technical Potential | 0 | 0 | 0 | 0 | 0 | 0 | 0 | 0 | 0 | 0 | 0 | 0 | 0 | 0 | 0 | 0 | 0 | 0 | 0 | 0 | 0 | 0 | 0
F7_Industrial_Paper and Printing_New_Space Heating_Natural Gas_Space Heating - Heat Recovery Ventilator_A_Achievable Technical Potential | F7 | Industrial | Paper and Printing | New | Space Heating | Natural Gas | Space Heating - Heat Recovery Ventilator | A | Cumulative Energy Savings (MWh or mTherms) | Achievable Technical Potential | 0 | 0 | 0.00065665 | 0.0017809 | 0.0033658 | 0.0054572 | 0.0078493 | 0.010573 | 0.013621 | 0.017024 | 0.020687 | 0.024632 | 0.028805 | 0.033306 | 0.037978 | 0.042941 | 0.048185 | 0.053152 | 0.057989 | 0.062684 | 0.06723 | 0.071841 | 0
F8_Industrial_Paper and Printing_New_Space Heating_Natural Gas_Space Heating - Heat Recovery Ventilator_A_Achievable Technical Potential | F8 | Industrial | Paper and Printing | New | Space Heating | Natural Gas | Space Heating - Heat Recovery Ventilator | A | Cumulative Summer Peak Savings (MW) | Achievable Technical Potential | 0 | 0 | 0 | 0 | 0 | 0 | 0 | 0 | 0 | 0 | 0 | 0 | 0 | 0 | 0 | 0 | 0 | 0 | 0 | 0 | 0 | 0 | 0
F9_Industrial_Paper and Printing_New_Space Heating_Natural Gas_Space Heating - Heat Recovery Ventilator_A_Achievable Technical Potential | F9 | Industrial | Paper and Printing | New | Space Heating | Natural Gas | Space Heating - Heat Recovery Ventilator | A | Cumulative Winter Peak Savings (MW) | Achievable Technical Potential | 0 | 0 | 0 | 0 | 0 | 0 | 0 | 0 | 0 | 0 | 0 | 0 | 0 | 0 | 0 | 0 | 0 | 0 | 0 | 0 | 0 | 0 | 0
F10_Industrial_Paper and Printing_New_Space Heating_Natural Gas_Space Heating - Heat Recovery Ventilator_A_Achievable Technical Potential | F10 | Industrial | Paper and Printing | New | Space Heating | Natural Gas | Space Heating - Heat Recovery Ventilator | A | Purchases (Incremental) | Achievable Technical Potential | 0 | 0 | 51.7798 | 90.3655 | 128.8565 | 171.9989 | 197.981 | 228.1427 | 257.9243 | 291.424 | 316.3744 | 345.0708 | 373.3866 | 406.2337 | 428.5272 | 455.6218 | 482.6959 | 514.2138 | 535.0323 | 560.6856 | 585.6402 | 610.5211 | 0
F11_Industrial_Paper and Printing_New_Space Heating_Natural Gas_Space Heating - Heat Recovery Ventilator_A_Achievable Technical Potential | F11 | Industrial | Paper and Printing | New | Space Heating | Natural Gas | Space Heating - Heat Recovery Ventilator | A | Purchases (Cumulative) | Achievable Technical Potential | 0 | 0 | 51.7798 | 142.1453 | 271.0018 | 443.0007 | 640.9817 | 869.1244 | 1127.0487 | 1418.4727 | 1734.8472 | 2079.918 | 2453.3046 | 2859.5384 | 3288.0655 | 3743.6873 | 4226.3832 | 4688.8172 | 5133.4839 | 5565.313 | 5978.9544 | 6391.4945 | 0
F1_Industrial_Paper and Printing_New_Space Heating_Natural Gas_Thermostat - Programmable_A_Achievable Technical Potential | F1 | Industrial | Paper and Printing | New | Space Heating | Natural Gas | Thermostat - Programmable | A | Integrated Unit Energy Savings (kWh or therms) | Achievable Technical Potential | 0 | 0 | 0.006126 | 0.006047 | 0.0059897 | 0.0059367 | 0.0058954 | 0.0058523 | 0.0058096 | 0.0057657 | 0.0057242 | 0.0056812 | 0.0056292 | 0.0055818 | 0.0055323 | 0.0054922 | 0.0054578 | 0.0054267 | 0.0054071 | 0.0053915 | 0.0053826 | 0.0053807 | 0
F2_Industrial_Paper and Printing_New_Space Heating_Natural Gas_Thermostat - Programmable_A_Achievable Technical Potential | F2 | Industrial | Paper and Printing | New | Space Heating | Natural Gas | Thermostat - Programmable | A | Integrated Unit Summer Peak Savings (kW) | Achievable Technical Potential | 0 | 0 | 0 | 0 | 0 | 0 | 0 | 0 | 0 | 0 | 0 | 0 | 0 | 0 | 0 | 0 | 0 | 0 | 0 | 0 | 0 | 0 | 0
F3_Industrial_Paper and Printing_New_Space Heating_Natural Gas_Thermostat - Programmable_A_Achievable Technical Potential | F3 | Industrial | Paper and Printing | New | Space Heating | Natural Gas | Thermostat - Programmable | A | Integrated Unit Winter Peak Savings (kW) | Achievable Technical Potential | 0 | 0 | 0 | 0 | 0 | 0 | 0 | 0 | 0 | 0 | 0 | 0 | 0 | 0 | 0 | 0 | 0 | 0 | 0 | 0 | 0 | 0 | 0
F4_Industrial_Paper and Printing_New_Space Heating_Natural Gas_Thermostat - Programmable_A_Achievable Technical Potential | F4 | Industrial | Paper and Printing | New | Space Heating | Natural Gas | Thermostat - Programmable | A | Incremental Energy Savings (MWh or mTherms) | Achievable Technical Potential | 0 | 0 | 0.0009516 | 0.0016393 | 0.0023154 | 0.0030633 | 0.0035015 | 0.0040054 | 0.0044953 | 0.0050408 | 0.005433 | 0.0058813 | 0.0063055 | 0.0068026 | 0.0071123 | 0.0075071 | 0.0079033 | 0.0083714 | 0.0086789 | 0.0090688 | 0.0094568 | 0.009855 | 0
F5_Industrial_Paper and Printing_New_Space Heating_Natural Gas_Thermostat - Programmable_A_Achievable Technical Potential | F5 | Industrial | Paper and Printing | New | Space Heating | Natural Gas | Thermostat - Programmable | A | Incremental Summer Peak Savings (MW) | Achievable Technical Potential | 0 | 0 | 0 | 0 | 0 | 0 | 0 | 0 | 0 | 0 | 0 | 0 | 0 | 0 | 0 | 0 | 0 | 0 | 0 | 0 | 0 | 0 | 0
F6_Industrial_Paper and Printing_New_Space Heating_Natural Gas_Thermostat - Programmable_A_Achievable Technical Potential | F6 | Industrial | Paper and Printing | New | Space Heating | Natural Gas | Thermostat - Programmable | A | Incremental Winter Peak Savings (MW) | Achievable Technical Potential | 0 | 0 | 0 | 0 | 0 | 0 | 0 | 0 | 0 | 0 | 0 | 0 | 0 | 0 | 0 | 0 | 0 | 0 | 0 | 0 | 0 | 0 | 0
F7_Industrial_Paper and Printing_New_Space Heating_Natural Gas_Thermostat - Programmable_A_Achievable Technical Potential | F7 | Industrial | Paper and Printing | New | Space Heating | Natural Gas | Thermostat - Programmable | A | Cumulative Energy Savings (MWh or mTherms) | Achievable Technical Potential | 0 | 0 | 0.0009516 | 0.0025786 | 0.0048697 | 0.0078898 | 0.011336 | 0.015259 | 0.019643 | 0.024536 | 0.029792 | 0.035449 | 0.04143 | 0.047017 | 0.052213 | 0.057218 | 0.061947 | 0.066742 | 0.071479 | 0.07617 | 0.080795 | 0.085514 | 0
F8_Industrial_Paper and Printing_New_Space Heating_Natural Gas_Thermostat - Programmable_A_Achievable Technical Potential | F8 | Industrial | Paper and Printing | New | Space Heating | Natural Gas | Thermostat - Programmable | A | Cumulative Summer Peak Savings (MW) | Achievable Technical Potential | 0 | 0 | 0 | 0 | 0 | 0 | 0 | 0 | 0 | 0 | 0 | 0 | 0 | 0 | 0 | 0 | 0 | 0 | 0 | 0 | 0 | 0 | 0
F9_Industrial_Paper and Printing_New_Space Heating_Natural Gas_Thermostat - Programmable_A_Achievable Technical Potential | F9 | Industrial | Paper and Printing | New | Space Heating | Natural Gas | Thermostat - Programmable | A | Cumulative Winter Peak Savings (MW) | Achievable Technical Potential | 0 | 0 | 0 | 0 | 0 | 0 | 0 | 0 | 0 | 0 | 0 | 0 | 0 | 0 | 0 | 0 | 0 | 0 | 0 | 0 | 0 | 0 | 0
F10_Industrial_Paper and Printing_New_Space Heating_Natural Gas_Thermostat - Programmable_A_Achievable Technical Potential | F10 | Industrial | Paper and Printing | New | Space Heating | Natural Gas | Thermostat - Programmable | A | Purchases (Incremental) | Achievable Technical Potential | 0 | 0 | 155.3394 | 271.0966 | 386.5695 | 515.9966 | 593.9429 | 684.4281 | 773.7729 | 874.2721 | 949.1233 | 1035.2125 | 1120.1599 | 1218.7012 | 1285.5816 | 1366.8654 | 1448.0876 | 1542.6413 | 1605.0968 | 1682.0567 | 1756.9206 | 1831.5634 | 0
F11_Industrial_Paper and Printing_New_Space Heating_Natural Gas_Thermostat - Programmable_A_Achievable Technical Potential | F11 | Industrial | Paper and Printing | New | Space Heating | Natural Gas | Thermostat - Programmable | A | Purchases (Cumulative) | Achievable Technical Potential | 0 | 0 | 155.3394 | 426.436 | 813.0055 | 1329.0021 | 1922.945 | 2607.3731 | 3381.146 | 4255.4181 | 5204.5415 | 6239.754 | 7359.9138 | 8423.2757 | 9437.7607 | 10418.0565 | 11350.1475 | 12298.846 | 13219.5147 | 14127.7985 | 15010.447 | 15892.8871 | 0
F1_Industrial_Paper and Printing_New_Space Heating_Natural Gas_ENERGY STAR Connected Thermostat_A_Achievable Technical Potential | F1 | Industrial | Paper and Printing | New | Space Heating | Natural Gas | ENERGY STAR Connected Thermostat | A | Integrated Unit Energy Savings (kWh or therms) | Achievable Technical Potential | 0 | 0 | 0.014827 | 0.014647 | 0.014518 | 0.014398 | 0.01431 | 0.014214 | 0.014118 | 0.014016 | 0.013922 | 0.013823 | 0.013701 | 0.013588 | 0.013471 | 0.013376 | 0.013294 | 0.013218 | 0.013171 | 0.013133 | 0.013111 | 0.013106 | 0
F2_Industrial_Paper and Printing_New_Space Heating_Natural Gas_ENERGY STAR Connected Thermostat_A_Achievable Technical Potential | F2 | Industrial | Paper and Printing | New | Space Heating | Natural Gas | ENERGY STAR Connected Thermostat | A | Integrated Unit Summer Peak Savings (kW) | Achievable Technical Potential | 0 | 0 | 0 | 0 | 0 | 0 | 0 | 0 | 0 | 0 | 0 | 0 | 0 | 0 | 0 | 0 | 0 | 0 | 0 | 0 | 0 | 0 | 0
F3_Industrial_Paper and Printing_New_Space Heating_Natural Gas_ENERGY STAR Connected Thermostat_A_Achievable Technical Potential | F3 | Industrial | Paper and Printing | New | Space Heating | Natural Gas | ENERGY STAR Connected Thermostat | A | Integrated Unit Winter Peak Savings (kW) | Achievable Technical Potential | 0 | 0 | 0 | 0 | 0 | 0 | 0 | 0 | 0 | 0 | 0 | 0 | 0 | 0 | 0 | 0 | 0 | 0 | 0 | 0 | 0 | 0 | 0
F4_Industrial_Paper and Printing_New_Space Heating_Natural Gas_ENERGY STAR Connected Thermostat_A_Achievable Technical Potential | F4 | Industrial | Paper and Printing | New | Space Heating | Natural Gas | ENERGY STAR Connected Thermostat | A | Incremental Energy Savings (MWh or mTherms) | Achievable Technical Potential | 0 | 0 | 0.0023033 | 0.0039708 | 0.0056123 | 0.0074294 | 0.0084994 | 0.0097284 | 0.010924 | 0.012254 | 0.013214 | 0.01431 | 0.015347 | 0.01656 | 0.017319 | 0.018283 | 0.019251 | 0.020391 | 0.021141 | 0.02209 | 0.024686 | 0.026762 | 0
F5_Industrial_Paper and Printing_New_Space Heating_Natural Gas_ENERGY STAR Connected Thermostat_A_Achievable Technical Potential | F5 | Industrial | Paper and Printing | New | Space Heating | Natural Gas | ENERGY STAR Connected Thermostat | A | Incremental Summer Peak Savings (MW) | Achievable Technical Potential | 0 | 0 | 0 | 0 | 0 | 0 | 0 | 0 | 0 | 0 | 0 | 0 | 0 | 0 | 0 | 0 | 0 | 0 | 0 | 0 | 0 | 0 | 0
F6_Industrial_Paper and Printing_New_Space Heating_Natural Gas_ENERGY STAR Connected Thermostat_A_Achievable Technical Potential | F6 | Industrial | Paper and Printing | New | Space Heating | Natural Gas | ENERGY STAR Connected Thermostat | A | Incremental Winter Peak Savings (MW) | Achievable Technical Potential | 0 | 0 | 0 | 0 | 0 | 0 | 0 | 0 | 0 | 0 | 0 | 0 | 0 | 0 | 0 | 0 | 0 | 0 | 0 | 0 | 0 | 0 | 0
F7_Industrial_Paper and Printing_New_Space Heating_Natural Gas_ENERGY STAR Connected Thermostat_A_Achievable Technical Potential | F7 | Industrial | Paper and Printing | New | Space Heating | Natural Gas | ENERGY STAR Connected Thermostat | A | Cumulative Energy Savings (MWh or mTherms) | Achievable Technical Potential | 0 | 0 | 0.0023033 | 0.006246 | 0.011803 | 0.019135 | 0.027518 | 0.034853 | 0.041713 | 0.04825 | 0.053956 | 0.059672 | 0.065113 | 0.070623 | 0.075558 | 0.08061 | 0.085604 | 0.088648 | 0.089853 | 0.08972 | 0.08957 | 0.089535 | 0
F8_Industrial_Paper and Printing_New_Space Heating_Natural Gas_ENERGY STAR Connected Thermostat_A_Achievable Technical Potential | F8 | Industrial | Paper and Printing | New | Space Heating | Natural Gas | ENERGY STAR Connected Thermostat | A | Cumulative Summer Peak Savings (MW) | Achievable Technical Potential | 0 | 0 | 0 | 0 | 0 | 0 | 0 | 0 | 0 | 0 | 0 | 0 | 0 | 0 | 0 | 0 | 0 | 0 | 0 | 0 | 0 | 0 | 0
F9_Industrial_Paper and Printing_New_Space Heating_Natural Gas_ENERGY STAR Connected Thermostat_A_Achievable Technical Potential | F9 | Industrial | Paper and Printing | New | Space Heating | Natural Gas | ENERGY STAR Connected Thermostat | A | Cumulative Winter Peak Savings (MW) | Achievable Technical Potential | 0 | 0 | 0 | 0 | 0 | 0 | 0 | 0 | 0 | 0 | 0 | 0 | 0 | 0 | 0 | 0 | 0 | 0 | 0 | 0 | 0 | 0 | 0
F10_Industrial_Paper and Printing_New_Space Heating_Natural Gas_ENERGY STAR Connected Thermostat_A_Achievable Technical Potential | F10 | Industrial | Paper and Printing | New | Space Heating | Natural Gas | ENERGY STAR Connected Thermostat | A | Purchases (Incremental) | Achievable Technical Potential | 0 | 0 | 155.3394 | 271.0966 | 386.5695 | 515.9966 | 593.9429 | 684.4281 | 773.7729 | 874.2721 | 949.1233 | 1035.2125 | 1120.1599 | 1218.7012 | 1285.5816 | 1366.8654 | 1448.0876 | 1542.6413 | 1605.0968 | 1682.0567 | 1882.862 | 2042.0305 | 0
F11_Industrial_Paper and Printing_New_Space Heating_Natural Gas_ENERGY STAR Connected Thermostat_A_Achievable Technical Potential | F11 | Industrial | Paper and Printing | New | Space Heating | Natural Gas | ENERGY STAR Connected Thermostat | A | Purchases (Cumulative) | Achievable Technical Potential | 0 | 0 | 155.3394 | 426.436 | 813.0055 | 1329.0021 | 1922.945 | 2452.0337 | 2954.7101 | 3442.4126 | 3875.5394 | 4316.809 | 4752.5408 | 5197.469 | 5608.7785 | 6026.5206 | 6439.3957 | 6706.5377 | 6821.8368 | 6831.7424 | 6831.7424 | 6831.7424 | 0
F1_Industrial_Paper and Printing_New_Space Heating_Natural Gas_Destratification Fans (HVLS)_A_Achievable Technical Potential | F1 | Industrial | Paper and Printing | New | Space Heating | Natural Gas | Destratification Fans (HVLS) | A | Integrated Unit Energy Savings (kWh or therms) | Achievable Technical Potential | 0 | 0 | 0.014818 | 0.014632 | 0.014499 | 0.014375 | 0.014281 | 0.014181 | 0.014083 | 0.013981 | 0.013886 | 0.013786 | 0.013664 | 0.013551 | 0.013434 | 0.013338 | 0.013256 | 0.013181 | 0.013136 | 0.013099 | 0.013078 | 0.013075 | 0
F2_Industrial_Paper and Printing_New_Space Heating_Natural Gas_Destratification Fans (HVLS)_A_Achievable Technical Potential | F2 | Industrial | Paper and Printing | New | Space Heating | Natural Gas | Destratification Fans (HVLS) | A | Integrated Unit Summer Peak Savings (kW) | Achievable Technical Potential | 0 | 0 | 0 | 0 | 0 | 0 | 0 | 0 | 0 | 0 | 0 | 0 | 0 | 0 | 0 | 0 | 0 | 0 | 0 | 0 | 0 | 0 | 0
F3_Industrial_Paper and Printing_New_Space Heating_Natural Gas_Destratification Fans (HVLS)_A_Achievable Technical Potential | F3 | Industrial | Paper and Printing | New | Space Heating | Natural Gas | Destratification Fans (HVLS) | A | Integrated Unit Winter Peak Savings (kW) | Achievable Technical Potential | 0 | 0 | 0 | 0 | 0 | 0 | 0 | 0 | 0 | 0 | 0 | 0 | 0 | 0 | 0 | 0 | 0 | 0 | 0 | 0 | 0 | 0 | 0
F4_Industrial_Paper and Printing_New_Space Heating_Natural Gas_Destratification Fans (HVLS)_A_Achievable Technical Potential | F4 | Industrial | Paper and Printing | New | Space Heating | Natural Gas | Destratification Fans (HVLS) | A | Incremental Energy Savings (MWh or mTherms) | Achievable Technical Potential | 0 | 0 | 0.0023018 | 0.0039668 | 0.0056048 | 0.0074172 | 0.0084819 | 0.0097061 | 0.010897 | 0.012223 | 0.01318 | 0.014272 | 0.015305 | 0.016515 | 0.01727 | 0.018232 | 0.019196 | 0.020334 | 0.021084 | 0.022033 | 0.022978 | 0.023947 | 0
F5_Industrial_Paper and Printing_New_Space Heating_Natural Gas_Destratification Fans (HVLS)_A_Achievable Technical Potential | F5 | Industrial | Paper and Printing | New | Space Heating | Natural Gas | Destratification Fans (HVLS) | A | Incremental Summer Peak Savings (MW) | Achievable Technical Potential | 0 | 0 | 0 | 0 | 0 | 0 | 0 | 0 | 0 | 0 | 0 | 0 | 0 | 0 | 0 | 0 | 0 | 0 | 0 | 0 | 0 | 0 | 0
F6_Industrial_Paper and Printing_New_Space Heating_Natural Gas_Destratification Fans (HVLS)_A_Achievable Technical Potential | F6 | Industrial | Paper and Printing | New | Space Heating | Natural Gas | Destratification Fans (HVLS) | A | Incremental Winter Peak Savings (MW) | Achievable Technical Potential | 0 | 0 | 0 | 0 | 0 | 0 | 0 | 0 | 0 | 0 | 0 | 0 | 0 | 0 | 0 | 0 | 0 | 0 | 0 | 0 | 0 | 0 | 0
F7_Industrial_Paper and Printing_New_Space Heating_Natural Gas_Destratification Fans (HVLS)_A_Achievable Technical Potential | F7 | Industrial | Paper and Printing | New | Space Heating | Natural Gas | Destratification Fans (HVLS) | A | Cumulative Energy Savings (MWh or mTherms) | Achievable Technical Potential | 0 | 0 | 0.0023018 | 0.0062398 | 0.011788 | 0.019104 | 0.027461 | 0.036976 | 0.047617 | 0.059496 | 0.07227 | 0.086024 | 0.098441 | 0.11047 | 0.12159 | 0.13208 | 0.14259 | 0.15309 | 0.16348 | 0.17361 | 0.1839 | 0.19426 | 0
F8_Industrial_Paper and Printing_New_Space Heating_Natural Gas_Destratification Fans (HVLS)_A_Achievable Technical Potential | F8 | Industrial | Paper and Printing | New | Space Heating | Natural Gas | Destratification Fans (HVLS) | A | Cumulative Summer Peak Savings (MW) | Achievable Technical Potential | 0 | 0 | 0 | 0 | 0 | 0 | 0 | 0 | 0 | 0 | 0 | 0 | 0 | 0 | 0 | 0 | 0 | 0 | 0 | 0 | 0 | 0 | 0
F9_Industrial_Paper and Printing_New_Space Heating_Natural Gas_Destratification Fans (HVLS)_A_Achievable Technical Potential | F9 | Industrial | Paper and Printing | New | Space Heating | Natural Gas | Destratification Fans (HVLS) | A | Cumulative Winter Peak Savings (MW) | Achievable Technical Potential | 0 | 0 | 0 | 0 | 0 | 0 | 0 | 0 | 0 | 0 | 0 | 0 | 0 | 0 | 0 | 0 | 0 | 0 | 0 | 0 | 0 | 0 | 0
F10_Industrial_Paper and Printing_New_Space Heating_Natural Gas_Destratification Fans (HVLS)_A_Achievable Technical Potential | F10 | Industrial | Paper and Printing | New | Space Heating | Natural Gas | Destratification Fans (HVLS) | A | Purchases (Incremental) | Achievable Technical Potential | 0 | 0 | 155.3394 | 271.0966 | 386.5695 | 515.9966 | 593.9429 | 684.4281 | 773.7729 | 874.2721 | 949.1233 | 1035.2125 | 1120.1599 | 1218.7012 | 1285.5816 | 1366.8654 | 1448.0876 | 1542.6413 | 1605.0968 | 1682.0567 | 1756.9206 | 1831.5634 | 0
F11_Industrial_Paper and Printing_New_Space Heating_Natural Gas_Destratification Fans (HVLS)_A_Achievable Technical Potential | F11 | Industrial | Paper and Printing | New | Space Heating | Natural Gas | Destratification Fans (HVLS) | A | Purchases (Cumulative) | Achievable Technical Potential | 0 | 0 | 155.3394 | 426.436 | 813.0055 | 1329.0021 | 1922.945 | 2607.3731 | 3381.146 | 4255.4181 | 5204.5415 | 6239.754 | 7204.5745 | 8152.1791 | 9051.1912 | 9902.0599 | 10756.2047 | 11614.4179 | 12445.7418 | 13253.5264 | 14061.3237 | 14857.6746 | 0
F1_Industrial_Paper and Printing_New_Space Heating_Natural Gas_Gas Boiler - Insulate Steam Lines/Condensate Tank_A_Achievable Technical Potential | F1 | Industrial | Paper and Printing | New | Space Heating | Natural Gas | Gas Boiler - Insulate Steam Lines/Condensate Tank | A | Integrated Unit Energy Savings (kWh or therms) | Achievable Technical Potential | 0 | 0 | 1043.8008 | 1031.3263 | 1022.4815 | 1014.2558 | 1008.381 | 1001.9019 | 995.4285 | 988.5964 | 982.3317 | 975.6831 | 967.3625 | 959.6669 | 951.7228 | 945.157 | 939.4732 | 934.0946 | 930.843 | 928.1235 | 926.5645 | 926.2086 | 0
F2_Industrial_Paper and Printing_New_Space Heating_Natural Gas_Gas Boiler - Insulate Steam Lines/Condensate Tank_A_Achievable Technical Potential | F2 | Industrial | Paper and Printing | New | Space Heating | Natural Gas | Gas Boiler - Insulate Steam Lines/Condensate Tank | A | Integrated Unit Summer Peak Savings (kW) | Achievable Technical Potential | 0 | 0 | 0 | 0 | 0 | 0 | 0 | 0 | 0 | 0 | 0 | 0 | 0 | 0 | 0 | 0 | 0 | 0 | 0 | 0 | 0 | 0 | 0
F3_Industrial_Paper and Printing_New_Space Heating_Natural Gas_Gas Boiler - Insulate Steam Lines/Condensate Tank_A_Achievable Technical Potential | F3 | Industrial | Paper and Printing | New | Space Heating | Natural Gas | Gas Boiler - Insulate Steam Lines/Condensate Tank | A | Integrated Unit Winter Peak Savings (kW) | Achievable Technical Potential | 0 | 0 | 0 | 0 | 0 | 0 | 0 | 0 | 0 | 0 | 0 | 0 | 0 | 0 | 0 | 0 | 0 | 0 | 0 | 0 | 0 | 0 | 0
F4_Industrial_Paper and Printing_New_Space Heating_Natural Gas_Gas Boiler - Insulate Steam Lines/Condensate Tank_A_Achievable Technical Potential | F4 | Industrial | Paper and Printing | New | Space Heating | Natural Gas | Gas Boiler - Insulate Steam Lines/Condensate Tank | A | Incremental Energy Savings (MWh or mTherms) | Achievable Technical Potential | 0 | 0 | 0.00018602 | 0.00032077 | 0.00045348 | 0.00060043 | 0.00068713 | 0.00078673 | 0.00088368 | 0.0009916 | 0.0010697 | 0.0011588 | 0.0012432 | 0.0013418 | 0.0014037 | 0.0014822 | 0.0015608 | 0.0016532 | 0.0017141 | 0.0017911 | 0.0018677 | 0.0019463 | 0
F5_Industrial_Paper and Printing_New_Space Heating_Natural Gas_Gas Boiler - Insulate Steam Lines/Condensate Tank_A_Achievable Technical Potential | F5 | Industrial | Paper and Printing | New | Space Heating | Natural Gas | Gas Boiler - Insulate Steam Lines/Condensate Tank | A | Incremental Summer Peak Savings (MW) | Achievable Technical Potential | 0 | 0 | 0 | 0 | 0 | 0 | 0 | 0 | 0 | 0 | 0 | 0 | 0 | 0 | 0 | 0 | 0 | 0 | 0 | 0 | 0 | 0 | 0
F6_Industrial_Paper and Printing_New_Space Heating_Natural Gas_Gas Boiler - Insulate Steam Lines/Condensate Tank_A_Achievable Technical Potential | F6 | Industrial | Paper and Printing | New | Space Heating | Natural Gas | Gas Boiler - Insulate Steam Lines/Condensate Tank | A | Incremental Winter Peak Savings (MW) | Achievable Technical Potential | 0 | 0 | 0 | 0 | 0 | 0 | 0 | 0 | 0 | 0 | 0 | 0 | 0 | 0 | 0 | 0 | 0 | 0 | 0 | 0 | 0 | 0 | 0
F7_Industrial_Paper and Printing_New_Space Heating_Natural Gas_Gas Boiler - Insulate Steam Lines/Condensate Tank_A_Achievable Technical Potential | F7 | Industrial | Paper and Printing | New | Space Heating | Natural Gas | Gas Boiler - Insulate Steam Lines/Condensate Tank | A | Cumulative Energy Savings (MWh or mTherms) | Achievable Technical Potential | 0 | 0 | 0.00018602 | 0.00050457 | 0.00095372 | 0.0015465 | 0.0022247 | 0.0029971 | 0.0038614 | 0.0048265 | 0.0058656 | 0.0069847 | 0.0081683 | 0.0094451 | 0.010771 | 0.012179 | 0.013666 | 0.015241 | 0.016902 | 0.018644 | 0.02048 | 0.022419 | 0
F8_Industrial_Paper and Printing_New_Space Heating_Natural Gas_Gas Boiler - Insulate Steam Lines/Condensate Tank_A_Achievable Technical Potential | F8 | Industrial | Paper and Printing | New | Space Heating | Natural Gas | Gas Boiler - Insulate Steam Lines/Condensate Tank | A | Cumulative Summer Peak Savings (MW) | Achievable Technical Potential | 0 | 0 | 0 | 0 | 0 | 0 | 0 | 0 | 0 | 0 | 0 | 0 | 0 | 0 | 0 | 0 | 0 | 0 | 0 | 0 | 0 | 0 | 0
F9_Industrial_Paper and Printing_New_Space Heating_Natural Gas_Gas Boiler - Insulate Steam Lines/Condensate Tank_A_Achievable Technical Potential | F9 | Industrial | Paper and Printing | New | Space Heating | Natural Gas | Gas Boiler - Insulate Steam Lines/Condensate Tank | A | Cumulative Winter Peak Savings (MW) | Achievable Technical Potential | 0 | 0 | 0 | 0 | 0 | 0 | 0 | 0 | 0 | 0 | 0 | 0 | 0 | 0 | 0 | 0 | 0 | 0 | 0 | 0 | 0 | 0 | 0
F10_Industrial_Paper and Printing_New_Space Heating_Natural Gas_Gas Boiler - Insulate Steam Lines/Condensate Tank_A_Achievable Technical Potential | F10 | Industrial | Paper and Printing | New | Space Heating | Natural Gas | Gas Boiler - Insulate Steam Lines/Condensate Tank | A | Purchases (Incremental) | Achievable Technical Potential | 0 | 0 | 0.00017822 | 0.00031102 | 0.0004435 | 0.00059199 | 0.00068142 | 0.00078523 | 0.00088774 | 0.001003 | 0.0010889 | 0.0011877 | 0.0012851 | 0.0013982 | 0.0014749 | 0.0015682 | 0.0016614 | 0.0017698 | 0.0018415 | 0.0019298 | 0.0020157 | 0.0021013 | 0
F11_Industrial_Paper and Printing_New_Space Heating_Natural Gas_Gas Boiler - Insulate Steam Lines/Condensate Tank_A_Achievable Technical Potential | F11 | Industrial | Paper and Printing | New | Space Heating | Natural Gas | Gas Boiler - Insulate Steam Lines/Condensate Tank | A | Purchases (Cumulative) | Achievable Technical Potential | 0 | 0 | 0.00017822 | 0.00048924 | 0.00093275 | 0.0015247 | 0.0022062 | 0.0029914 | 0.0038791 | 0.0048822 | 0.0059711 | 0.0071588 | 0.0084439 | 0.0098421 | 0.011317 | 0.012885 | 0.014547 | 0.016316 | 0.018158 | 0.020088 | 0.022103 | 0.024205 | 0
F1_Industrial_Paper and Printing_New_Process_Natural Gas_Gas Boiler - Insulate Steam Lines/Condensate Tank_A_Achievable Technical Potential | F1 | Industrial | Paper and Printing | New | Process | Natural Gas | Gas Boiler - Insulate Steam Lines/Condensate Tank | A | Integrated Unit Energy Savings (kWh or therms) | Achievable Technical Potential | 0 | 0 | 603.4942 | 603.0137 | 602.5547 | 602.1472 | 601.5604 | 601.1304 | 600.7423 | 600.4369 | 600.093 | 599.8456 | 599.6548 | 599.572 | 599.4293 | 599.3717 | 599.3293 | 599.3792 | 599.3706 | 599.4288 | 599.4719 | 599.5041 | 0
F2_Industrial_Paper and Printing_New_Process_Natural Gas_Gas Boiler - Insulate Steam Lines/Condensate Tank_A_Achievable Technical Potential | F2 | Industrial | Paper and Printing | New | Process | Natural Gas | Gas Boiler - Insulate Steam Lines/Condensate Tank | A | Integrated Unit Summer Peak Savings (kW) | Achievable Technical Potential | 0 | 0 | 0 | 0 | 0 | 0 | 0 | 0 | 0 | 0 | 0 | 0 | 0 | 0 | 0 | 0 | 0 | 0 | 0 | 0 | 0 | 0 | 0
F3_Industrial_Paper and Printing_New_Process_Natural Gas_Gas Boiler - Insulate Steam Lines/Condensate Tank_A_Achievable Technical Potential | F3 | Industrial | Paper and Printing | New | Process | Natural Gas | Gas Boiler - Insulate Steam Lines/Condensate Tank | A | Integrated Unit Winter Peak Savings (kW) | Achievable Technical Potential | 0 | 0 | 0 | 0 | 0 | 0 | 0 | 0 | 0 | 0 | 0 | 0 | 0 | 0 | 0 | 0 | 0 | 0 | 0 | 0 | 0 | 0 | 0
F4_Industrial_Paper and Printing_New_Process_Natural Gas_Gas Boiler - Insulate Steam Lines/Condensate Tank_A_Achievable Technical Potential | F4 | Industrial | Paper and Printing | New | Process | Natural Gas | Gas Boiler - Insulate Steam Lines/Condensate Tank | A | Incremental Energy Savings (MWh or mTherms) | Achievable Technical Potential | 0 | 0 | 0.0042917 | 0.0074839 | 0.010663 | 0.014224 | 0.016357 | 0.018835 | 0.02128 | 0.024032 | 0.026075 | 0.028428 | 0.030751 | 0.033451 | 0.035279 | 0.037506 | 0.039732 | 0.042329 | 0.044042 | 0.046159 | 0.048217 | 0.050268 | 0
F5_Industrial_Paper and Printing_New_Process_Natural Gas_Gas Boiler - Insulate Steam Lines/Condensate Tank_A_Achievable Technical Potential | F5 | Industrial | Paper and Printing | New | Process | Natural Gas | Gas Boiler - Insulate Steam Lines/Condensate Tank | A | Incremental Summer Peak Savings (MW) | Achievable Technical Potential | 0 | 0 | 0 | 0 | 0 | 0 | 0 | 0 | 0 | 0 | 0 | 0 | 0 | 0 | 0 | 0 | 0 | 0 | 0 | 0 | 0 | 0 | 0
F6_Industrial_Paper and Printing_New_Process_Natural Gas_Gas Boiler - Insulate Steam Lines/Condensate Tank_A_Achievable Technical Potential | F6 | Industrial | Paper and Printing | New | Process | Natural Gas | Gas Boiler - Insulate Steam Lines/Condensate Tank | A | Incremental Winter Peak Savings (MW) | Achievable Technical Potential | 0 | 0 | 0 | 0 | 0 | 0 | 0 | 0 | 0 | 0 | 0 | 0 | 0 | 0 | 0 | 0 | 0 | 0 | 0 | 0 | 0 | 0 | 0
F7_Industrial_Paper and Printing_New_Process_Natural Gas_Gas Boiler - Insulate Steam Lines/Condensate Tank_A_Achievable Technical Potential | F7 | Industrial | Paper and Printing | New | Process | Natural Gas | Gas Boiler - Insulate Steam Lines/Condensate Tank | A | Cumulative Energy Savings (MWh or mTherms) | Achievable Technical Potential | 0 | 0 | 0.0042917 | 0.011772 | 0.022427 | 0.036636 | 0.052957 | 0.071754 | 0.092988 | 0.11697 | 0.14298 | 0.17135 | 0.20205 | 0.23547 | 0.27069 | 0.30817 | 0.34788 | 0.39024 | 0.43428 | 0.48048 | 0.52873 | 0.57902 | 0
F8_Industrial_Paper and Printing_New_Process_Natural Gas_Gas Boiler - Insulate Steam Lines/Condensate Tank_A_Achievable Technical Potential | F8 | Industrial | Paper and Printing | New | Process | Natural Gas | Gas Boiler - Insulate Steam Lines/Condensate Tank | A | Cumulative Summer Peak Savings (MW) | Achievable Technical Potential | 0 | 0 | 0 | 0 | 0 | 0 | 0 | 0 | 0 | 0 | 0 | 0 | 0 | 0 | 0 | 0 | 0 | 0 | 0 | 0 | 0 | 0 | 0
F9_Industrial_Paper and Printing_New_Process_Natural Gas_Gas Boiler - Insulate Steam Lines/Condensate Tank_A_Achievable Technical Potential | F9 | Industrial | Paper and Printing | New | Process | Natural Gas | Gas Boiler - Insulate Steam Lines/Condensate Tank | A | Cumulative Winter Peak Savings (MW) | Achievable Technical Potential | 0 | 0 | 0 | 0 | 0 | 0 | 0 | 0 | 0 | 0 | 0 | 0 | 0 | 0 | 0 | 0 | 0 | 0 | 0 | 0 | 0 | 0 | 0
F10_Industrial_Paper and Printing_New_Process_Natural Gas_Gas Boiler - Insulate Steam Lines/Condensate Tank_A_Achievable Technical Potential | F10 | Industrial | Paper and Printing | New | Process | Natural Gas | Gas Boiler - Insulate Steam Lines/Condensate Tank | A | Purchases (Incremental) | Achievable Technical Potential | 0 | 0 | 0.0071114 | 0.012411 | 0.017697 | 0.023622 | 0.027191 | 0.031333 | 0.035423 | 0.040024 | 0.043451 | 0.047392 | 0.051281 | 0.055792 | 0.058854 | 0.062575 | 0.066293 | 0.070622 | 0.073481 | 0.077004 | 0.080432 | 0.083849 | 0
F11_Industrial_Paper and Printing_New_Process_Natural Gas_Gas Boiler - Insulate Steam Lines/Condensate Tank_A_Achievable Technical Potential | F11 | Industrial | Paper and Printing | New | Process | Natural Gas | Gas Boiler - Insulate Steam Lines/Condensate Tank | A | Purchases (Cumulative) | Achievable Technical Potential | 0 | 0 | 0.0071114 | 0.019522 | 0.037219 | 0.060842 | 0.088032 | 0.11937 | 0.15479 | 0.19481 | 0.23826 | 0.28566 | 0.33694 | 0.39273 | 0.45158 | 0.51416 | 0.58045 | 0.65107 | 0.72455 | 0.80156 | 0.88199 | 0.96584 | 0
F1_Industrial_Paper and Printing_New_Space Heating_Natural Gas_Gas Boiler - Insulate Hot Water Lines_A_Achievable Technical Potential | F1 | Industrial | Paper and Printing | New | Space Heating | Natural Gas | Gas Boiler - Insulate Hot Water Lines | A | Integrated Unit Energy Savings (kWh or therms) | Achievable Technical Potential | 0 | 0 | 1181.0174 | 1167.7327 | 1158.6808 | 1150.5057 | 1145.6322 | 1140.1677 | 1135.1284 | 1130.0619 | 1126.4516 | 1122.7276 | 1117.4197 | 1112.6693 | 1108.0634 | 1104.1989 | 1100.5669 | 1095.9575 | 1093.6076 | 1090.4746 | 1087.9546 | 1086.33 | 0
F2_Industrial_Paper and Printing_New_Space Heating_Natural Gas_Gas Boiler - Insulate Hot Water Lines_A_Achievable Technical Potential | F2 | Industrial | Paper and Printing | New | Space Heating | Natural Gas | Gas Boiler - Insulate Hot Water Lines | A | Integrated Unit Summer Peak Savings (kW) | Achievable Technical Potential | 0 | 0 | 0 | 0 | 0 | 0 | 0 | 0 | 0 | 0 | 0 | 0 | 0 | 0 | 0 | 0 | 0 | 0 | 0 | 0 | 0 | 0 | 0
F3_Industrial_Paper and Printing_New_Space Heating_Natural Gas_Gas Boiler - Insulate Hot Water Lines_A_Achievable Technical Potential | F3 | Industrial | Paper and Printing | New | Space Heating | Natural Gas | Gas Boiler - Insulate Hot Water Lines | A | Integrated Unit Winter Peak Savings (kW) | Achievable Technical Potential | 0 | 0 | 0 | 0 | 0 | 0 | 0 | 0 | 0 | 0 | 0 | 0 | 0 | 0 | 0 | 0 | 0 | 0 | 0 | 0 | 0 | 0 | 0
F4_Industrial_Paper and Printing_New_Space Heating_Natural Gas_Gas Boiler - Insulate Hot Water Lines_A_Achievable Technical Potential | F4 | Industrial | Paper and Printing | New | Space Heating | Natural Gas | Gas Boiler - Insulate Hot Water Lines | A | Incremental Energy Savings (MWh or mTherms) | Achievable Technical Potential | 0 | 0 | 0.00021048 | 0.00036319 | 0.00051388 | 0.00068109 | 0.00078066 | 0.0008953 | 0.0010077 | 0.0011335 | 0.0012266 | 0.0013334 | 0.001436 | 0.0015557 | 0.0016343 | 0.0017316 | 0.0018284 | 0.0019397 | 0.0020139 | 0.0021044 | 0.002193 | 0.0022827 | 0
F5_Industrial_Paper and Printing_New_Space Heating_Natural Gas_Gas Boiler - Insulate Hot Water Lines_A_Achievable Technical Potential | F5 | Industrial | Paper and Printing | New | Space Heating | Natural Gas | Gas Boiler - Insulate Hot Water Lines | A | Incremental Summer Peak Savings (MW) | Achievable Technical Potential | 0 | 0 | 0 | 0 | 0 | 0 | 0 | 0 | 0 | 0 | 0 | 0 | 0 | 0 | 0 | 0 | 0 | 0 | 0 | 0 | 0 | 0 | 0
F6_Industrial_Paper and Printing_New_Space Heating_Natural Gas_Gas Boiler - Insulate Hot Water Lines_A_Achievable Technical Potential | F6 | Industrial | Paper and Printing | New | Space Heating | Natural Gas | Gas Boiler - Insulate Hot Water Lines | A | Incremental Winter Peak Savings (MW) | Achievable Technical Potential | 0 | 0 | 0 | 0 | 0 | 0 | 0 | 0 | 0 | 0 | 0 | 0 | 0 | 0 | 0 | 0 | 0 | 0 | 0 | 0 | 0 | 0 | 0
F7_Industrial_Paper and Printing_New_Space Heating_Natural Gas_Gas Boiler - Insulate Hot Water Lines_A_Achievable Technical Potential | F7 | Industrial | Paper and Printing | New | Space Heating | Natural Gas | Gas Boiler - Insulate Hot Water Lines | A | Cumulative Energy Savings (MWh or mTherms) | Achievable Technical Potential | 0 | 0 | 0.00021048 | 0.0005713 | 0.0010808 | 0.0017542 | 0.0025274 | 0.0034107 | 0.0044033 | 0.0055172 | 0.0067261 | 0.0080373 | 0.0094354 | 0.010951 | 0.01254 | 0.014228 | 0.016009 | 0.017882 | 0.019858 | 0.021905 | 0.024047 | 0.026294 | 0
F8_Industrial_Paper and Printing_New_Space Heating_Natural Gas_Gas Boiler - Insulate Hot Water Lines_A_Achievable Technical Potential | F8 | Industrial | Paper and Printing | New | Space Heating | Natural Gas | Gas Boiler - Insulate Hot Water Lines | A | Cumulative Summer Peak Savings (MW) | Achievable Technical Potential | 0 | 0 | 0 | 0 | 0 | 0 | 0 | 0 | 0 | 0 | 0 | 0 | 0 | 0 | 0 | 0 | 0 | 0 | 0 | 0 | 0 | 0 | 0
F9_Industrial_Paper and Printing_New_Space Heating_Natural Gas_Gas Boiler - Insulate Hot Water Lines_A_Achievable Technical Potential | F9 | Industrial | Paper and Printing | New | Space Heating | Natural Gas | Gas Boiler - Insulate Hot Water Lines | A | Cumulative Winter Peak Savings (MW) | Achievable Technical Potential | 0 | 0 | 0 | 0 | 0 | 0 | 0 | 0 | 0 | 0 | 0 | 0 | 0 | 0 | 0 | 0 | 0 | 0 | 0 | 0 | 0 | 0 | 0
F10_Industrial_Paper and Printing_New_Space Heating_Natural Gas_Gas Boiler - Insulate Hot Water Lines_A_Achievable Technical Potential | F10 | Industrial | Paper and Printing | New | Space Heating | Natural Gas | Gas Boiler - Insulate Hot Water Lines | A | Purchases (Incremental) | Achievable Technical Potential | 0 | 0 | 0.00017822 | 0.00031102 | 0.0004435 | 0.00059199 | 0.00068142 | 0.00078523 | 0.00088774 | 0.001003 | 0.0010889 | 0.0011877 | 0.0012851 | 0.0013982 | 0.0014749 | 0.0015682 | 0.0016614 | 0.0017698 | 0.0018415 | 0.0019298 | 0.0020157 | 0.0021013 | 0
F11_Industrial_Paper and Printing_New_Space Heating_Natural Gas_Gas Boiler - Insulate Hot Water Lines_A_Achievable Technical Potential | F11 | Industrial | Paper and Printing | New | Space Heating | Natural Gas | Gas Boiler - Insulate Hot Water Lines | A | Purchases (Cumulative) | Achievable Technical Potential | 0 | 0 | 0.00017822 | 0.00048924 | 0.00093275 | 0.0015247 | 0.0022062 | 0.0029914 | 0.0038791 | 0.0048822 | 0.0059711 | 0.0071588 | 0.0084439 | 0.0098421 | 0.011317 | 0.012885 | 0.014547 | 0.016316 | 0.018158 | 0.020088 | 0.022103 | 0.024205 | 0
F1_Industrial_Paper and Printing_New_Process_Natural Gas_Gas Boiler - Insulate Hot Water Lines_A_Achievable Technical Potential | F1 | Industrial | Paper and Printing | New | Process | Natural Gas | Gas Boiler - Insulate Hot Water Lines | A | Integrated Unit Energy Savings (kWh or therms) | Achievable Technical Potential | 0 | 0 | 682.887 | 682.7726 | 682.6501 | 682.5426 | 682.3736 | 682.1871 | 681.9842 | 681.7976 | 681.6044 | 681.474 | 681.3998 | 681.4058 | 681.4175 | 681.4798 | 681.5539 | 681.6416 | 681.6973 | 681.7603 | 681.8163 | 681.8676 | 0
F2_Industrial_Paper and Printing_New_Process_Natural Gas_Gas Boiler - Insulate Hot Water Lines_A_Achievable Technical Potential | F2 | Industrial | Paper and Printing | New | Process | Natural Gas | Gas Boiler - Insulate Hot Water Lines | A | Integrated Unit Summer Peak Savings (kW) | Achievable Technical Potential | 0 | 0 | 0 | 0 | 0 | 0 | 0 | 0 | 0 | 0 | 0 | 0 | 0 | 0 | 0 | 0 | 0 | 0 | 0 | 0 | 0 | 0 | 0
F3_Industrial_Paper and Printing_New_Process_Natural Gas_Gas Boiler - Insulate Hot Water Lines_A_Achievable Technical Potential | F3 | Industrial | Paper and Printing | New | Process | Natural Gas | Gas Boiler - Insulate Hot Water Lines | A | Integrated Unit Winter Peak Savings (kW) | Achievable Technical Potential | 0 | 0 | 0 | 0 | 0 | 0 | 0 | 0 | 0 | 0 | 0 | 0 | 0 | 0 | 0 | 0 | 0 | 0 | 0 | 0 | 0 | 0 | 0
F4_Industrial_Paper and Printing_New_Process_Natural Gas_Gas Boiler - Insulate Hot Water Lines_A_Achievable Technical Potential | F4 | Industrial | Paper and Printing | New | Process | Natural Gas | Gas Boiler - Insulate Hot Water Lines | A | Incremental Energy Savings (MWh or mTherms) | Achievable Technical Potential | 0 | 0 | 0.0048563 | 0.0084737 | 0.012081 | 0.016123 | 0.018554 | 0.021375 | 0.024158 | 0.027288 | 0.029616 | 0.032296 | 0.034943 | 0.038017 | 0.040104 | 0.042644 | 0.045182 | 0.048139 | 0.050092 | 0.052499 | 0.05484 | 0.057174 | 0
F5_Industrial_Paper and Printing_New_Process_Natural Gas_Gas Boiler - Insulate Hot Water Lines_A_Achievable Technical Potential | F5 | Industrial | Paper and Printing | New | Process | Natural Gas | Gas Boiler - Insulate Hot Water Lines | A | Incremental Summer Peak Savings (MW) | Achievable Technical Potential | 0 | 0 | 0 | 0 | 0 | 0 | 0 | 0 | 0 | 0 | 0 | 0 | 0 | 0 | 0 | 0 | 0 | 0 | 0 | 0 | 0 | 0 | 0
F6_Industrial_Paper and Printing_New_Process_Natural Gas_Gas Boiler - Insulate Hot Water Lines_A_Achievable Technical Potential | F6 | Industrial | Paper and Printing | New | Process | Natural Gas | Gas Boiler - Insulate Hot Water Lines | A | Incremental Winter Peak Savings (MW) | Achievable Technical Potential | 0 | 0 | 0 | 0 | 0 | 0 | 0 | 0 | 0 | 0 | 0 | 0 | 0 | 0 | 0 | 0 | 0 | 0 | 0 | 0 | 0 | 0 | 0
F7_Industrial_Paper and Printing_New_Process_Natural Gas_Gas Boiler - Insulate Hot Water Lines_A_Achievable Technical Potential | F7 | Industrial | Paper and Printing | New | Process | Natural Gas | Gas Boiler - Insulate Hot Water Lines | A | Cumulative Energy Savings (MWh or mTherms) | Achievable Technical Potential | 0 | 0 | 0.0048563 | 0.013329 | 0.025408 | 0.041527 | 0.060071 | 0.081429 | 0.10556 | 0.13282 | 0.1624 | 0.19467 | 0.22959 | 0.26761 | 0.30772 | 0.35039 | 0.39561 | 0.4438 | 0.49393 | 0.54647 | 0.60135 | 0.65857 | 0
F8_Industrial_Paper and Printing_New_Process_Natural Gas_Gas Boiler - Insulate Hot Water Lines_A_Achievable Technical Potential | F8 | Industrial | Paper and Printing | New | Process | Natural Gas | Gas Boiler - Insulate Hot Water Lines | A | Cumulative Summer Peak Savings (MW) | Achievable Technical Potential | 0 | 0 | 0 | 0 | 0 | 0 | 0 | 0 | 0 | 0 | 0 | 0 | 0 | 0 | 0 | 0 | 0 | 0 | 0 | 0 | 0 | 0 | 0
F9_Industrial_Paper and Printing_New_Process_Natural Gas_Gas Boiler - Insulate Hot Water Lines_A_Achievable Technical Potential | F9 | Industrial | Paper and Printing | New | Process | Natural Gas | Gas Boiler - Insulate Hot Water Lines | A | Cumulative Winter Peak Savings (MW) | Achievable Technical Potential | 0 | 0 | 0 | 0 | 0 | 0 | 0 | 0 | 0 | 0 | 0 | 0 | 0 | 0 | 0 | 0 | 0 | 0 | 0 | 0 | 0 | 0 | 0
F10_Industrial_Paper and Printing_New_Process_Natural Gas_Gas Boiler - Insulate Hot Water Lines_A_Achievable Technical Potential | F10 | Industrial | Paper and Printing | New | Process | Natural Gas | Gas Boiler - Insulate Hot Water Lines | A | Purchases (Incremental) | Achievable Technical Potential | 0 | 0 | 0.0071114 | 0.012411 | 0.017697 | 0.023622 | 0.027191 | 0.031333 | 0.035423 | 0.040024 | 0.043451 | 0.047392 | 0.051281 | 0.055792 | 0.058854 | 0.062575 | 0.066293 | 0.070622 | 0.073481 | 0.077004 | 0.080432 | 0.083849 | 0
F11_Industrial_Paper and Printing_New_Process_Natural Gas_Gas Boiler - Insulate Hot Water Lines_A_Achievable Technical Potential | F11 | Industrial | Paper and Printing | New | Process | Natural Gas | Gas Boiler - Insulate Hot Water Lines | A | Purchases (Cumulative) | Achievable Technical Potential | 0 | 0 | 0.0071114 | 0.019522 | 0.037219 | 0.060842 | 0.088032 | 0.11937 | 0.15479 | 0.19481 | 0.23826 | 0.28566 | 0.33694 | 0.39273 | 0.45158 | 0.51416 | 0.58045 | 0.65107 | 0.72455 | 0.80156 | 0.88199 | 0.96584 | 0
F1_Industrial_Paper and Printing_New_Process_Natural Gas_Process - Insulate Heated Process Fluids_A_Achievable Technical Potential | F1 | Industrial | Paper and Printing | New | Process | Natural Gas | Process - Insulate Heated Process Fluids | A | Integrated Unit Energy Savings (kWh or therms) | Achievable Technical Potential | 0 | 0 | 557.047 | 555.7844 | 554.6041 | 553.5549 | 552.0719 | 550.9919 | 550.1853 | 549.6897 | 549.1174 | 548.7993 | 548.5894 | 548.5884 | 548.4071 | 548.4017 | 548.425 | 548.7166 | 548.8065 | 548.9937 | 549.1429 | 549.2671 | 0
F2_Industrial_Paper and Printing_New_Process_Natural Gas_Process - Insulate Heated Process Fluids_A_Achievable Technical Potential | F2 | Industrial | Paper and Printing | New | Process | Natural Gas | Process - Insulate Heated Process Fluids | A | Integrated Unit Summer Peak Savings (kW) | Achievable Technical Potential | 0 | 0 | 0 | 0 | 0 | 0 | 0 | 0 | 0 | 0 | 0 | 0 | 0 | 0 | 0 | 0 | 0 | 0 | 0 | 0 | 0 | 0 | 0
F3_Industrial_Paper and Printing_New_Process_Natural Gas_Process - Insulate Heated Process Fluids_A_Achievable Technical Potential | F3 | Industrial | Paper and Printing | New | Process | Natural Gas | Process - Insulate Heated Process Fluids | A | Integrated Unit Winter Peak Savings (kW) | Achievable Technical Potential | 0 | 0 | 0 | 0 | 0 | 0 | 0 | 0 | 0 | 0 | 0 | 0 | 0 | 0 | 0 | 0 | 0 | 0 | 0 | 0 | 0 | 0 | 0
F4_Industrial_Paper and Printing_New_Process_Natural Gas_Process - Insulate Heated Process Fluids_A_Achievable Technical Potential | F4 | Industrial | Paper and Printing | New | Process | Natural Gas | Process - Insulate Heated Process Fluids | A | Incremental Energy Savings (MWh or mTherms) | Achievable Technical Potential | 0 | 0 | 0.0086655 | 0.015089 | 0.02147 | 0.028604 | 0.032837 | 0.033989 | 0.030696 | 0.027721 | 0.02405 | 0.020973 | 0.018149 | 0.015796 | 0.013326 | 0.011335 | 0.009607 | 0.0081918 | 5.8146e-05 | 2.1769e-05 | 7.7538e-06 | 2.6364e-06 | 0
F5_Industrial_Paper and Printing_New_Process_Natural Gas_Process - Insulate Heated Process Fluids_A_Achievable Technical Potential | F5 | Industrial | Paper and Printing | New | Process | Natural Gas | Process - Insulate Heated Process Fluids | A | Incremental Summer Peak Savings (MW) | Achievable Technical Potential | 0 | 0 | 0 | 0 | 0 | 0 | 0 | 0 | 0 | 0 | 0 | 0 | 0 | 0 | 0 | 0 | 0 | 0 | 0 | 0 | 0 | 0 | 0
F6_Industrial_Paper and Printing_New_Process_Natural Gas_Process - Insulate Heated Process Fluids_A_Achievable Technical Potential | F6 | Industrial | Paper and Printing | New | Process | Natural Gas | Process - Insulate Heated Process Fluids | A | Incremental Winter Peak Savings (MW) | Achievable Technical Potential | 0 | 0 | 0 | 0 | 0 | 0 | 0 | 0 | 0 | 0 | 0 | 0 | 0 | 0 | 0 | 0 | 0 | 0 | 0 | 0 | 0 | 0 | 0
F7_Industrial_Paper and Printing_New_Process_Natural Gas_Process - Insulate Heated Process Fluids_A_Achievable Technical Potential | F7 | Industrial | Paper and Printing | New | Process | Natural Gas | Process - Insulate Heated Process Fluids | A | Cumulative Energy Savings (MWh or mTherms) | Achievable Technical Potential | 0 | 0 | 0.0086655 | 0.023735 | 0.045154 | 0.073673 | 0.10631 | 0.14009 | 0.17058 | 0.19815 | 0.222 | 0.24284 | 0.2609 | 0.27669 | 0.28993 | 0.30126 | 0.31088 | 0.31923 | 0.31934 | 0.31948 | 0.31957 | 0.31964 | 0
F8_Industrial_Paper and Printing_New_Process_Natural Gas_Process - Insulate Heated Process Fluids_A_Achievable Technical Potential | F8 | Industrial | Paper and Printing | New | Process | Natural Gas | Process - Insulate Heated Process Fluids | A | Cumulative Summer Peak Savings (MW) | Achievable Technical Potential | 0 | 0 | 0 | 0 | 0 | 0 | 0 | 0 | 0 | 0 | 0 | 0 | 0 | 0 | 0 | 0 | 0 | 0 | 0 | 0 | 0 | 0 | 0
F9_Industrial_Paper and Printing_New_Process_Natural Gas_Process - Insulate Heated Process Fluids_A_Achievable Technical Potential | F9 | Industrial | Paper and Printing | New | Process | Natural Gas | Process - Insulate Heated Process Fluids | A | Cumulative Winter Peak Savings (MW) | Achievable Technical Potential | 0 | 0 | 0 | 0 | 0 | 0 | 0 | 0 | 0 | 0 | 0 | 0 | 0 | 0 | 0 | 0 | 0 | 0 | 0 | 0 | 0 | 0 | 0
F10_Industrial_Paper and Printing_New_Process_Natural Gas_Process - Insulate Heated Process Fluids_A_Achievable Technical Potential | F10 | Industrial | Paper and Printing | New | Process | Natural Gas | Process - Insulate Heated Process Fluids | A | Purchases (Incremental) | Achievable Technical Potential | 0 | 0 | 0.015556 | 0.027148 | 0.038712 | 0.051674 | 0.059479 | 0.061687 | 0.055791 | 0.05043 | 0.043798 | 0.038217 | 0.033082 | 0.028794 | 0.024299 | 0.020669 | 0.017517 | 0.014929 | 0.00010595 | 3.9653e-05 | 1.412e-05 | 4.7999e-06 | 0
F11_Industrial_Paper and Printing_New_Process_Natural Gas_Process - Insulate Heated Process Fluids_A_Achievable Technical Potential | F11 | Industrial | Paper and Printing | New | Process | Natural Gas | Process - Insulate Heated Process Fluids | A | Purchases (Cumulative) | Achievable Technical Potential | 0 | 0 | 0.015556 | 0.042705 | 0.081417 | 0.13309 | 0.19257 | 0.25426 | 0.31005 | 0.36048 | 0.40428 | 0.44249 | 0.47558 | 0.50437 | 0.52867 | 0.54934 | 0.56685 | 0.58178 | 0.58189 | 0.58193 | 0.58194 | 0.58195 | 0
F1_Industrial_Paper and Printing_New_Process_Natural Gas_Process Heat Recovery_A_Achievable Technical Potential | F1 | Industrial | Paper and Printing | New | Process | Natural Gas | Process Heat Recovery | A | Integrated Unit Energy Savings (kWh or therms) | Achievable Technical Potential | 0 | 0 | 73.2716 | 73.2031 | 73.138 | 73.0801 | 72.9972 | 72.9349 | 72.8779 | 72.832 | 72.7794 | 72.7398 | 72.7071 | 72.6887 | 72.6602 | 72.6436 | 72.629 | 72.6268 | 72.6145 | 72.6118 | 72.6072 | 72.6013 | 0
F2_Industrial_Paper and Printing_New_Process_Natural Gas_Process Heat Recovery_A_Achievable Technical Potential | F2 | Industrial | Paper and Printing | New | Process | Natural Gas | Process Heat Recovery | A | Integrated Unit Summer Peak Savings (kW) | Achievable Technical Potential | 0 | 0 | 0 | 0 | 0 | 0 | 0 | 0 | 0 | 0 | 0 | 0 | 0 | 0 | 0 | 0 | 0 | 0 | 0 | 0 | 0 | 0 | 0
F3_Industrial_Paper and Printing_New_Process_Natural Gas_Process Heat Recovery_A_Achievable Technical Potential | F3 | Industrial | Paper and Printing | New | Process | Natural Gas | Process Heat Recovery | A | Integrated Unit Winter Peak Savings (kW) | Achievable Technical Potential | 0 | 0 | 0 | 0 | 0 | 0 | 0 | 0 | 0 | 0 | 0 | 0 | 0 | 0 | 0 | 0 | 0 | 0 | 0 | 0 | 0 | 0 | 0
F4_Industrial_Paper and Printing_New_Process_Natural Gas_Process Heat Recovery_A_Achievable Technical Potential | F4 | Industrial | Paper and Printing | New | Process | Natural Gas | Process Heat Recovery | A | Incremental Energy Savings (MWh or mTherms) | Achievable Technical Potential | 0 | 0 | 0.041034 | 0.071545 | 0.10193 | 0.13595 | 0.15631 | 0.16197 | 0.14637 | 0.13223 | 0.11475 | 0.10008 | 0.086591 | 0.075348 | 0.063561 | 0.054052 | 0.045802 | 0.040673 | 0.070969 | 0.10119 | 0.13507 | 0.15546 | 0
F5_Industrial_Paper and Printing_New_Process_Natural Gas_Process Heat Recovery_A_Achievable Technical Potential | F5 | Industrial | Paper and Printing | New | Process | Natural Gas | Process Heat Recovery | A | Incremental Summer Peak Savings (MW) | Achievable Technical Potential | 0 | 0 | 0 | 0 | 0 | 0 | 0 | 0 | 0 | 0 | 0 | 0 | 0 | 0 | 0 | 0 | 0 | 0 | 0 | 0 | 0 | 0 | 0
F6_Industrial_Paper and Printing_New_Process_Natural Gas_Process Heat Recovery_A_Achievable Technical Potential | F6 | Industrial | Paper and Printing | New | Process | Natural Gas | Process Heat Recovery | A | Incremental Winter Peak Savings (MW) | Achievable Technical Potential | 0 | 0 | 0 | 0 | 0 | 0 | 0 | 0 | 0 | 0 | 0 | 0 | 0 | 0 | 0 | 0 | 0 | 0 | 0 | 0 | 0 | 0 | 0
F7_Industrial_Paper and Printing_New_Process_Natural Gas_Process Heat Recovery_A_Achievable Technical Potential | F7 | Industrial | Paper and Printing | New | Process | Natural Gas | Process Heat Recovery | A | Cumulative Energy Savings (MWh or mTherms) | Achievable Technical Potential | 0 | 0 | 0.041034 | 0.11254 | 0.21437 | 0.35015 | 0.50605 | 0.66759 | 0.81344 | 0.94516 | 1.0592 | 1.1587 | 1.2448 | 1.3198 | 1.3829 | 1.4366 | 1.4821 | 1.4821 | 1.4818 | 1.4818 | 1.4817 | 1.4816 | 0
F8_Industrial_Paper and Printing_New_Process_Natural Gas_Process Heat Recovery_A_Achievable Technical Potential | F8 | Industrial | Paper and Printing | New | Process | Natural Gas | Process Heat Recovery | A | Cumulative Summer Peak Savings (MW) | Achievable Technical Potential | 0 | 0 | 0 | 0 | 0 | 0 | 0 | 0 | 0 | 0 | 0 | 0 | 0 | 0 | 0 | 0 | 0 | 0 | 0 | 0 | 0 | 0 | 0
F9_Industrial_Paper and Printing_New_Process_Natural Gas_Process Heat Recovery_A_Achievable Technical Potential | F9 | Industrial | Paper and Printing | New | Process | Natural Gas | Process Heat Recovery | A | Cumulative Winter Peak Savings (MW) | Achievable Technical Potential | 0 | 0 | 0 | 0 | 0 | 0 | 0 | 0 | 0 | 0 | 0 | 0 | 0 | 0 | 0 | 0 | 0 | 0 | 0 | 0 | 0 | 0 | 0
F10_Industrial_Paper and Printing_New_Process_Natural Gas_Process Heat Recovery_A_Achievable Technical Potential | F10 | Industrial | Paper and Printing | New | Process | Natural Gas | Process Heat Recovery | A | Purchases (Incremental) | Achievable Technical Potential | 0 | 0 | 0.56002 | 0.97735 | 1.3936 | 1.8602 | 2.1413 | 2.2207 | 2.0085 | 1.8155 | 1.5767 | 1.3758 | 1.191 | 1.0366 | 0.87477 | 0.74407 | 0.63062 | 0.56002 | 0.97735 | 1.3936 | 1.8602 | 2.1413 | 0
F11_Industrial_Paper and Printing_New_Process_Natural Gas_Process Heat Recovery_A_Achievable Technical Potential | F11 | Industrial | Paper and Printing | New | Process | Natural Gas | Process Heat Recovery | A | Purchases (Cumulative) | Achievable Technical Potential | 0 | 0 | 0.56002 | 1.5374 | 2.931 | 4.7913 | 6.9325 | 9.1532 | 11.1617 | 12.9772 | 14.5539 | 15.9298 | 17.1207 | 18.1573 | 19.0321 | 19.7761 | 20.4068 | 20.4068 | 20.4068 | 20.4068 | 20.4068 | 20.4068 | 0
F1_Industrial_Paper and Printing_New_Space Heating_Natural Gas_Building Automation System_A_Achievable Technical Potential | F1 | Industrial | Paper and Printing | New | Space Heating | Natural Gas | Building Automation System | A | Integrated Unit Energy Savings (kWh or therms) | Achievable Technical Potential | 0 | 0 | 0.014835 | 0.014661 | 0.01454 | 0.014432 | 0.014362 | 0.014289 | 0.014223 | 0.014157 | 0.01411 | 0.014062 | 0.013994 | 0.013934 | 0.013875 | 0.013825 | 0.013779 | 0.013722 | 0.013693 | 0.013656 | 0.013626 | 0.013607 | 0
F2_Industrial_Paper and Printing_New_Space Heating_Natural Gas_Building Automation System_A_Achievable Technical Potential | F2 | Industrial | Paper and Printing | New | Space Heating | Natural Gas | Building Automation System | A | Integrated Unit Summer Peak Savings (kW) | Achievable Technical Potential | 0 | 0 | 0 | 0 | 0 | 0 | 0 | 0 | 0 | 0 | 0 | 0 | 0 | 0 | 0 | 0 | 0 | 0 | 0 | 0 | 0 | 0 | 0
F3_Industrial_Paper and Printing_New_Space Heating_Natural Gas_Building Automation System_A_Achievable Technical Potential | F3 | Industrial | Paper and Printing | New | Space Heating | Natural Gas | Building Automation System | A | Integrated Unit Winter Peak Savings (kW) | Achievable Technical Potential | 0 | 0 | 0 | 0 | 0 | 0 | 0 | 0 | 0 | 0 | 0 | 0 | 0 | 0 | 0 | 0 | 0 | 0 | 0 | 0 | 0 | 0 | 0
F4_Industrial_Paper and Printing_New_Space Heating_Natural Gas_Building Automation System_A_Achievable Technical Potential | F4 | Industrial | Paper and Printing | New | Space Heating | Natural Gas | Building Automation System | A | Incremental Energy Savings (MWh or mTherms) | Achievable Technical Potential | 0 | 0 | 0.00047276 | 0.0016299 | 0.0040926 | 0.0088198 | 0.015335 | 0.025181 | 0.038544 | 0.056198 | 0.075205 | 0.096399 | 0.11646 | 0.13422 | 0.14157 | 0.14138 | 0.13125 | 0.11515 | 0.091432 | 0.066152 | 0.044048 | 0.029906 | 0
F5_Industrial_Paper and Printing_New_Space Heating_Natural Gas_Building Automation System_A_Achievable Technical Potential | F5 | Industrial | Paper and Printing | New | Space Heating | Natural Gas | Building Automation System | A | Incremental Summer Peak Savings (MW) | Achievable Technical Potential | 0 | 0 | 0 | 0 | 0 | 0 | 0 | 0 | 0 | 0 | 0 | 0 | 0 | 0 | 0 | 0 | 0 | 0 | 0 | 0 | 0 | 0 | 0
F6_Industrial_Paper and Printing_New_Space Heating_Natural Gas_Building Automation System_A_Achievable Technical Potential | F6 | Industrial | Paper and Printing | New | Space Heating | Natural Gas | Building Automation System | A | Incremental Winter Peak Savings (MW) | Achievable Technical Potential | 0 | 0 | 0 | 0 | 0 | 0 | 0 | 0 | 0 | 0 | 0 | 0 | 0 | 0 | 0 | 0 | 0 | 0 | 0 | 0 | 0 | 0 | 0
F7_Industrial_Paper and Printing_New_Space Heating_Natural Gas_Building Automation System_A_Achievable Technical Potential | F7 | Industrial | Paper and Printing | New | Space Heating | Natural Gas | Building Automation System | A | Cumulative Energy Savings (MWh or mTherms) | Achievable Technical Potential | 0 | 0 | 0.00047276 | 0.0020971 | 0.0061725 | 0.014946 | 0.030209 | 0.055236 | 0.093524 | 0.14929 | 0.224 | 0.31963 | 0.43455 | 0.5669 | 0.70606 | 0.84493 | 0.97335 | 1.084 | 1.1717 | 1.2308 | 1.2638 | 1.2774 | 0
F8_Industrial_Paper and Printing_New_Space Heating_Natural Gas_Building Automation System_A_Achievable Technical Potential | F8 | Industrial | Paper and Printing | New | Space Heating | Natural Gas | Building Automation System | A | Cumulative Summer Peak Savings (MW) | Achievable Technical Potential | 0 | 0 | 0 | 0 | 0 | 0 | 0 | 0 | 0 | 0 | 0 | 0 | 0 | 0 | 0 | 0 | 0 | 0 | 0 | 0 | 0 | 0 | 0
F9_Industrial_Paper and Printing_New_Space Heating_Natural Gas_Building Automation System_A_Achievable Technical Potential | F9 | Industrial | Paper and Printing | New | Space Heating | Natural Gas | Building Automation System | A | Cumulative Winter Peak Savings (MW) | Achievable Technical Potential | 0 | 0 | 0 | 0 | 0 | 0 | 0 | 0 | 0 | 0 | 0 | 0 | 0 | 0 | 0 | 0 | 0 | 0 | 0 | 0 | 0 | 0 | 0
F10_Industrial_Paper and Printing_New_Space Heating_Natural Gas_Building Automation System_A_Achievable Technical Potential | F10 | Industrial | Paper and Printing | New | Space Heating | Natural Gas | Building Automation System | A | Purchases (Incremental) | Achievable Technical Potential | 0 | 0 | 31.8681 | 111.1726 | 281.4707 | 611.1433 | 1067.7577 | 1762.2344 | 2710.0418 | 3969.4934 | 5329.9151 | 6855.3314 | 8322.3631 | 9632.2703 | 10203.2942 | 10226.4659 | 9525.6371 | 8391.9688 | 6677.2027 | 4844.3234 | 3232.734 | 2197.8761 | 0
F11_Industrial_Paper and Printing_New_Space Heating_Natural Gas_Building Automation System_A_Achievable Technical Potential | F11 | Industrial | Paper and Printing | New | Space Heating | Natural Gas | Building Automation System | A | Purchases (Cumulative) | Achievable Technical Potential | 0 | 0 | 31.8681 | 143.0408 | 424.5115 | 1035.6548 | 2103.4125 | 3865.6469 | 6575.6886 | 10545.182 | 15875.0971 | 22730.4285 | 31052.7917 | 40685.0619 | 50888.3561 | 61114.822 | 70640.4591 | 79000.5598 | 85566.5898 | 90129.4426 | 92751.0332 | 93881.1516 | 0
F1_Industrial_Paper and Printing_New_Space Heating_Natural Gas_Steam System Efficiency Improvements_A_Achievable Technical Potential | F1 | Industrial | Paper and Printing | New | Space Heating | Natural Gas | Steam System Efficiency Improvements | A | Integrated Unit Energy Savings (kWh or therms) | Achievable Technical Potential | 0 | 0 | 0.13293 | 0.13131 | 0.13016 | 0.12909 | 0.12831 | 0.12745 | 0.1266 | 0.12571 | 0.12489 | 0.12402 | 0.12295 | 0.12195 | 0.12092 | 0.12007 | 0.11934 | 0.11865 | 0.11822 | 0.11787 | 0.11767 | 0.11762 | 0
F2_Industrial_Paper and Printing_New_Space Heating_Natural Gas_Steam System Efficiency Improvements_A_Achievable Technical Potential | F2 | Industrial | Paper and Printing | New | Space Heating | Natural Gas | Steam System Efficiency Improvements | A | Integrated Unit Summer Peak Savings (kW) | Achievable Technical Potential | 0 | 0 | 0 | 0 | 0 | 0 | 0 | 0 | 0 | 0 | 0 | 0 | 0 | 0 | 0 | 0 | 0 | 0 | 0 | 0 | 0 | 0 | 0
F3_Industrial_Paper and Printing_New_Space Heating_Natural Gas_Steam System Efficiency Improvements_A_Achievable Technical Potential | F3 | Industrial | Paper and Printing | New | Space Heating | Natural Gas | Steam System Efficiency Improvements | A | Integrated Unit Winter Peak Savings (kW) | Achievable Technical Potential | 0 | 0 | 0 | 0 | 0 | 0 | 0 | 0 | 0 | 0 | 0 | 0 | 0 | 0 | 0 | 0 | 0 | 0 | 0 | 0 | 0 | 0 | 0
F4_Industrial_Paper and Printing_New_Space Heating_Natural Gas_Steam System Efficiency Improvements_A_Achievable Technical Potential | F4 | Industrial | Paper and Printing | New | Space Heating | Natural Gas | Steam System Efficiency Improvements | A | Incremental Energy Savings (MWh or mTherms) | Achievable Technical Potential | 0 | 0 | 3.0022e-05 | 0.00010346 | 0.00025965 | 0.00055912 | 0.00097095 | 0.0015918 | 0.0024316 | 0.0035366 | 0.0047176 | 0.0060257 | 0.0072516 | 0.0083252 | 0.0087442 | 0.0087025 | 0.0080564 | 0.0070566 | 0.0081637 | 0.0087586 | 0.0090377 | 0.0088302 | 0
F5_Industrial_Paper and Printing_New_Space Heating_Natural Gas_Steam System Efficiency Improvements_A_Achievable Technical Potential | F5 | Industrial | Paper and Printing | New | Space Heating | Natural Gas | Steam System Efficiency Improvements | A | Incremental Summer Peak Savings (MW) | Achievable Technical Potential | 0 | 0 | 0 | 0 | 0 | 0 | 0 | 0 | 0 | 0 | 0 | 0 | 0 | 0 | 0 | 0 | 0 | 0 | 0 | 0 | 0 | 0 | 0
F6_Industrial_Paper and Printing_New_Space Heating_Natural Gas_Steam System Efficiency Improvements_A_Achievable Technical Potential | F6 | Industrial | Paper and Printing | New | Space Heating | Natural Gas | Steam System Efficiency Improvements | A | Incremental Winter Peak Savings (MW) | Achievable Technical Potential | 0 | 0 | 0 | 0 | 0 | 0 | 0 | 0 | 0 | 0 | 0 | 0 | 0 | 0 | 0 | 0 | 0 | 0 | 0 | 0 | 0 | 0 | 0
F7_Industrial_Paper and Printing_New_Space Heating_Natural Gas_Steam System Efficiency Improvements_A_Achievable Technical Potential | F7 | Industrial | Paper and Printing | New | Space Heating | Natural Gas | Steam System Efficiency Improvements | A | Cumulative Energy Savings (MWh or mTherms) | Achievable Technical Potential | 0 | 0 | 3.0022e-05 | 0.00013312 | 0.00039159 | 0.00094749 | 0.0019127 | 0.003463 | 0.0057718 | 0.009017 | 0.013135 | 0.018131 | 0.023689 | 0.029481 | 0.034574 | 0.038498 | 0.04052 | 0.040318 | 0.040174 | 0.040054 | 0.039985 | 0.039967 | 0
F8_Industrial_Paper and Printing_New_Space Heating_Natural Gas_Steam System Efficiency Improvements_A_Achievable Technical Potential | F8 | Industrial | Paper and Printing | New | Space Heating | Natural Gas | Steam System Efficiency Improvements | A | Cumulative Summer Peak Savings (MW) | Achievable Technical Potential | 0 | 0 | 0 | 0 | 0 | 0 | 0 | 0 | 0 | 0 | 0 | 0 | 0 | 0 | 0 | 0 | 0 | 0 | 0 | 0 | 0 | 0 | 0
F9_Industrial_Paper and Printing_New_Space Heating_Natural Gas_Steam System Efficiency Improvements_A_Achievable Technical Potential | F9 | Industrial | Paper and Printing | New | Space Heating | Natural Gas | Steam System Efficiency Improvements | A | Cumulative Winter Peak Savings (MW) | Achievable Technical Potential | 0 | 0 | 0 | 0 | 0 | 0 | 0 | 0 | 0 | 0 | 0 | 0 | 0 | 0 | 0 | 0 | 0 | 0 | 0 | 0 | 0 | 0 | 0
F10_Industrial_Paper and Printing_New_Space Heating_Natural Gas_Steam System Efficiency Improvements_A_Achievable Technical Potential | F10 | Industrial | Paper and Printing | New | Space Heating | Natural Gas | Steam System Efficiency Improvements | A | Purchases (Incremental) | Achievable Technical Potential | 0 | 0 | 0.22585 | 0.78789 | 1.9948 | 4.3312 | 7.5673 | 12.4892 | 19.2064 | 28.1323 | 37.7738 | 48.5846 | 58.9816 | 68.2651 | 72.312 | 72.4762 | 67.5094 | 59.4749 | 69.053 | 74.3068 | 76.8075 | 75.0767 | 0
F11_Industrial_Paper and Printing_New_Space Heating_Natural Gas_Steam System Efficiency Improvements_A_Achievable Technical Potential | F11 | Industrial | Paper and Printing | New | Space Heating | Natural Gas | Steam System Efficiency Improvements | A | Purchases (Cumulative) | Achievable Technical Potential | 0 | 0 | 0.22585 | 1.0137 | 3.0086 | 7.3398 | 14.9071 | 27.1705 | 45.589 | 71.7264 | 105.1689 | 146.1862 | 192.6786 | 241.7373 | 285.917 | 320.6195 | 339.5442 | 339.8117 | 339.8117 | 339.8117 | 339.8117 | 339.8117 | 0
F1_Industrial_Paper and Printing_New_Process_Natural Gas_Steam System Efficiency Improvements_A_Achievable Technical Potential | F1 | Industrial | Paper and Printing | New | Process | Natural Gas | Steam System Efficiency Improvements | A | Integrated Unit Energy Savings (kWh or therms) | Achievable Technical Potential | 0 | 0 | 0.076592 | 0.076364 | 0.076151 | 0.075958 | 0.075685 | 0.075483 | 0.075331 | 0.075237 | 0.075128 | 0.075068 | 0.075028 | 0.075027 | 0.074996 | 0.074999 | 0.075011 | 0.075071 | 0.075097 | 0.075141 | 0.075178 | 0.075212 | 0
F2_Industrial_Paper and Printing_New_Process_Natural Gas_Steam System Efficiency Improvements_A_Achievable Technical Potential | F2 | Industrial | Paper and Printing | New | Process | Natural Gas | Steam System Efficiency Improvements | A | Integrated Unit Summer Peak Savings (kW) | Achievable Technical Potential | 0 | 0 | 0 | 0 | 0 | 0 | 0 | 0 | 0 | 0 | 0 | 0 | 0 | 0 | 0 | 0 | 0 | 0 | 0 | 0 | 0 | 0 | 0
F3_Industrial_Paper and Printing_New_Process_Natural Gas_Steam System Efficiency Improvements_A_Achievable Technical Potential | F3 | Industrial | Paper and Printing | New | Process | Natural Gas | Steam System Efficiency Improvements | A | Integrated Unit Winter Peak Savings (kW) | Achievable Technical Potential | 0 | 0 | 0 | 0 | 0 | 0 | 0 | 0 | 0 | 0 | 0 | 0 | 0 | 0 | 0 | 0 | 0 | 0 | 0 | 0 | 0 | 0 | 0
F4_Industrial_Paper and Printing_New_Process_Natural Gas_Steam System Efficiency Improvements_A_Achievable Technical Potential | F4 | Industrial | Paper and Printing | New | Process | Natural Gas | Steam System Efficiency Improvements | A | Incremental Energy Savings (MWh or mTherms) | Achievable Technical Potential | 0 | 0 | 1.6761e-07 | 5.8298e-07 | 1.4719e-06 | 3.1877e-06 | 5.5495e-06 | 9.1343e-06 | 1.4019e-05 | 2.0508e-05 | 2.7497e-05 | 3.5338e-05 | 4.2878e-05 | 4.9627e-05 | 5.2547e-05 | 5.2668e-05 | 4.9066e-05 | 4.3261e-05 | 5.0246e-05 | 5.4101e-05 | 5.5949e-05 | 5.4713e-05 | 0
F5_Industrial_Paper and Printing_New_Process_Natural Gas_Steam System Efficiency Improvements_A_Achievable Technical Potential | F5 | Industrial | Paper and Printing | New | Process | Natural Gas | Steam System Efficiency Improvements | A | Incremental Summer Peak Savings (MW) | Achievable Technical Potential | 0 | 0 | 0 | 0 | 0 | 0 | 0 | 0 | 0 | 0 | 0 | 0 | 0 | 0 | 0 | 0 | 0 | 0 | 0 | 0 | 0 | 0 | 0
F6_Industrial_Paper and Printing_New_Process_Natural Gas_Steam System Efficiency Improvements_A_Achievable Technical Potential | F6 | Industrial | Paper and Printing | New | Process | Natural Gas | Steam System Efficiency Improvements | A | Incremental Winter Peak Savings (MW) | Achievable Technical Potential | 0 | 0 | 0 | 0 | 0 | 0 | 0 | 0 | 0 | 0 | 0 | 0 | 0 | 0 | 0 | 0 | 0 | 0 | 0 | 0 | 0 | 0 | 0
F7_Industrial_Paper and Printing_New_Process_Natural Gas_Steam System Efficiency Improvements_A_Achievable Technical Potential | F7 | Industrial | Paper and Printing | New | Process | Natural Gas | Steam System Efficiency Improvements | A | Cumulative Energy Savings (MWh or mTherms) | Achievable Technical Potential | 0 | 0 | 1.6761e-07 | 7.501e-07 | 2.2199e-06 | 5.402e-06 | 1.0932e-05 | 1.9872e-05 | 3.3276e-05 | 5.2289e-05 | 7.6558e-05 | 0.00010633 | 0.00014007 | 0.00017574 | 0.00020777 | 0.00023299 | 0.00024678 | 0.00024718 | 0.00024726 | 0.00024741 | 0.00024753 | 0.00024764 | 0
F8_Industrial_Paper and Printing_New_Process_Natural Gas_Steam System Efficiency Improvements_A_Achievable Technical Potential | F8 | Industrial | Paper and Printing | New | Process | Natural Gas | Steam System Efficiency Improvements | A | Cumulative Summer Peak Savings (MW) | Achievable Technical Potential | 0 | 0 | 0 | 0 | 0 | 0 | 0 | 0 | 0 | 0 | 0 | 0 | 0 | 0 | 0 | 0 | 0 | 0 | 0 | 0 | 0 | 0 | 0
F9_Industrial_Paper and Printing_New_Process_Natural Gas_Steam System Efficiency Improvements_A_Achievable Technical Potential | F9 | Industrial | Paper and Printing | New | Process | Natural Gas | Steam System Efficiency Improvements | A | Cumulative Winter Peak Savings (MW) | Achievable Technical Potential | 0 | 0 | 0 | 0 | 0 | 0 | 0 | 0 | 0 | 0 | 0 | 0 | 0 | 0 | 0 | 0 | 0 | 0 | 0 | 0 | 0 | 0 | 0
F10_Industrial_Paper and Printing_New_Process_Natural Gas_Steam System Efficiency Improvements_A_Achievable Technical Potential | F10 | Industrial | Paper and Printing | New | Process | Natural Gas | Steam System Efficiency Improvements | A | Purchases (Incremental) | Achievable Technical Potential | 0 | 0 | 0.0021884 | 0.0076342 | 0.019329 | 0.041967 | 0.073323 | 0.12101 | 0.1861 | 0.27258 | 0.366 | 0.47075 | 0.5715 | 0.66145 | 0.70066 | 0.70225 | 0.65412 | 0.57628 | 0.66908 | 0.71999 | 0.74422 | 0.72745 | 0
F11_Industrial_Paper and Printing_New_Process_Natural Gas_Steam System Efficiency Improvements_A_Achievable Technical Potential | F11 | Industrial | Paper and Printing | New | Process | Natural Gas | Steam System Efficiency Improvements | A | Purchases (Cumulative) | Achievable Technical Potential | 0 | 0 | 0.0021884 | 0.0098226 | 0.029151 | 0.071118 | 0.14444 | 0.26327 | 0.44173 | 0.69499 | 1.019 | 1.4165 | 1.8669 | 2.3423 | 2.7704 | 3.1066 | 3.29 | 3.2926 | 3.2926 | 3.2926 | 3.2926 | 3.2926 | 0
F1_Industrial_Paper and Printing_New_Space Heating_Natural Gas_Strategic Energy Management_A_Achievable Technical Potential | F1 | Industrial | Paper and Printing | New | Space Heating | Natural Gas | Strategic Energy Management | A | Integrated Unit Energy Savings (kWh or therms) | Achievable Technical Potential | 0 | 0 | 53.8985 | 53.2904 | 52.8757 | 52.5012 | 52.2768 | 52.0257 | 51.7941 | 51.5614 | 51.3948 | 51.2233 | 50.9795 | 50.7614 | 50.5494 | 50.3715 | 50.2043 | 49.9927 | 49.8836 | 49.7391 | 49.6226 | 49.5469 | 0
F2_Industrial_Paper and Printing_New_Space Heating_Natural Gas_Strategic Energy Management_A_Achievable Technical Potential | F2 | Industrial | Paper and Printing | New | Space Heating | Natural Gas | Strategic Energy Management | A | Integrated Unit Summer Peak Savings (kW) | Achievable Technical Potential | 0 | 0 | 0 | 0 | 0 | 0 | 0 | 0 | 0 | 0 | 0 | 0 | 0 | 0 | 0 | 0 | 0 | 0 | 0 | 0 | 0 | 0 | 0
F3_Industrial_Paper and Printing_New_Space Heating_Natural Gas_Strategic Energy Management_A_Achievable Technical Potential | F3 | Industrial | Paper and Printing | New | Space Heating | Natural Gas | Strategic Energy Management | A | Integrated Unit Winter Peak Savings (kW) | Achievable Technical Potential | 0 | 0 | 0 | 0 | 0 | 0 | 0 | 0 | 0 | 0 | 0 | 0 | 0 | 0 | 0 | 0 | 0 | 0 | 0 | 0 | 0 | 0 | 0
F4_Industrial_Paper and Printing_New_Space Heating_Natural Gas_Strategic Energy Management_A_Achievable Technical Potential | F4 | Industrial | Paper and Printing | New | Space Heating | Natural Gas | Strategic Energy Management | A | Incremental Energy Savings (MWh or mTherms) | Achievable Technical Potential | 0 | 0 | 0.0029752 | 0.0051337 | 0.0072634 | 0.0096266 | 0.011033 | 0.012653 | 0.014241 | 0.016019 | 0.017334 | 0.018843 | 0.020292 | 0.021983 | 0.023093 | 0.024466 | 0.025834 | 0.027405 | 0.028452 | 0.02973 | 0.033201 | 0.035953 | 0
F5_Industrial_Paper and Printing_New_Space Heating_Natural Gas_Strategic Energy Management_A_Achievable Technical Potential | F5 | Industrial | Paper and Printing | New | Space Heating | Natural Gas | Strategic Energy Management | A | Incremental Summer Peak Savings (MW) | Achievable Technical Potential | 0 | 0 | 0 | 0 | 0 | 0 | 0 | 0 | 0 | 0 | 0 | 0 | 0 | 0 | 0 | 0 | 0 | 0 | 0 | 0 | 0 | 0 | 0
F6_Industrial_Paper and Printing_New_Space Heating_Natural Gas_Strategic Energy Management_A_Achievable Technical Potential | F6 | Industrial | Paper and Printing | New | Space Heating | Natural Gas | Strategic Energy Management | A | Incremental Winter Peak Savings (MW) | Achievable Technical Potential | 0 | 0 | 0 | 0 | 0 | 0 | 0 | 0 | 0 | 0 | 0 | 0 | 0 | 0 | 0 | 0 | 0 | 0 | 0 | 0 | 0 | 0 | 0
F7_Industrial_Paper and Printing_New_Space Heating_Natural Gas_Strategic Energy Management_A_Achievable Technical Potential | F7 | Industrial | Paper and Printing | New | Space Heating | Natural Gas | Strategic Energy Management | A | Cumulative Energy Savings (MWh or mTherms) | Achievable Technical Potential | 0 | 0 | 0.0029752 | 0.0080753 | 0.015276 | 0.024794 | 0.035722 | 0.045332 | 0.054381 | 0.063073 | 0.07078 | 0.078575 | 0.086095 | 0.093752 | 0.10075 | 0.10787 | 0.11488 | 0.11914 | 0.12092 | 0.12075 | 0.12047 | 0.12028 | 0
F8_Industrial_Paper and Printing_New_Space Heating_Natural Gas_Strategic Energy Management_A_Achievable Technical Potential | F8 | Industrial | Paper and Printing | New | Space Heating | Natural Gas | Strategic Energy Management | A | Cumulative Summer Peak Savings (MW) | Achievable Technical Potential | 0 | 0 | 0 | 0 | 0 | 0 | 0 | 0 | 0 | 0 | 0 | 0 | 0 | 0 | 0 | 0 | 0 | 0 | 0 | 0 | 0 | 0 | 0
F9_Industrial_Paper and Printing_New_Space Heating_Natural Gas_Strategic Energy Management_A_Achievable Technical Potential | F9 | Industrial | Paper and Printing | New | Space Heating | Natural Gas | Strategic Energy Management | A | Cumulative Winter Peak Savings (MW) | Achievable Technical Potential | 0 | 0 | 0 | 0 | 0 | 0 | 0 | 0 | 0 | 0 | 0 | 0 | 0 | 0 | 0 | 0 | 0 | 0 | 0 | 0 | 0 | 0 | 0
F10_Industrial_Paper and Printing_New_Space Heating_Natural Gas_Strategic Energy Management_A_Achievable Technical Potential | F10 | Industrial | Paper and Printing | New | Space Heating | Natural Gas | Strategic Energy Management | A | Purchases (Incremental) | Achievable Technical Potential | 0 | 0 | 0.0552 | 0.096334 | 0.13737 | 0.18336 | 0.21106 | 0.24321 | 0.27496 | 0.31067 | 0.33727 | 0.36786 | 0.39805 | 0.43307 | 0.45683 | 0.48572 | 0.51458 | 0.54818 | 0.57037 | 0.59772 | 0.66907 | 0.72563 | 0
F11_Industrial_Paper and Printing_New_Space Heating_Natural Gas_Strategic Energy Management_A_Achievable Technical Potential | F11 | Industrial | Paper and Printing | New | Space Heating | Natural Gas | Strategic Energy Management | A | Purchases (Cumulative) | Achievable Technical Potential | 0 | 0 | 0.0552 | 0.15153 | 0.2889 | 0.47226 | 0.68332 | 0.87133 | 1.05 | 1.2233 | 1.3772 | 1.534 | 1.6888 | 1.8469 | 1.9931 | 2.1415 | 2.2882 | 2.3832 | 2.4241 | 2.4277 | 2.4277 | 2.4277 | 0
F1_Industrial_Paper and Printing_New_Process_Natural Gas_Strategic Energy Management_A_Achievable Technical Potential | F1 | Industrial | Paper and Printing | New | Process | Natural Gas | Strategic Energy Management | A | Integrated Unit Energy Savings (kWh or therms) | Achievable Technical Potential | 0 | 0 | 56.8565 | 56.8381 | 56.8196 | 56.8033 | 56.7789 | 56.7545 | 56.7289 | 56.7056 | 56.6799 | 56.6606 | 56.646 | 56.6392 | 56.6303 | 56.627 | 56.6248 | 56.6248 | 56.6195 | 56.6162 | 56.6122 | 56.6078 | 0
F2_Industrial_Paper and Printing_New_Process_Natural Gas_Strategic Energy Management_A_Achievable Technical Potential | F2 | Industrial | Paper and Printing | New | Process | Natural Gas | Strategic Energy Management | A | Integrated Unit Summer Peak Savings (kW) | Achievable Technical Potential | 0 | 0 | 0 | 0 | 0 | 0 | 0 | 0 | 0 | 0 | 0 | 0 | 0 | 0 | 0 | 0 | 0 | 0 | 0 | 0 | 0 | 0 | 0
F3_Industrial_Paper and Printing_New_Process_Natural Gas_Strategic Energy Management_A_Achievable Technical Potential | F3 | Industrial | Paper and Printing | New | Process | Natural Gas | Strategic Energy Management | A | Integrated Unit Winter Peak Savings (kW) | Achievable Technical Potential | 0 | 0 | 0 | 0 | 0 | 0 | 0 | 0 | 0 | 0 | 0 | 0 | 0 | 0 | 0 | 0 | 0 | 0 | 0 | 0 | 0 | 0 | 0
F4_Industrial_Paper and Printing_New_Process_Natural Gas_Strategic Energy Management_A_Achievable Technical Potential | F4 | Industrial | Paper and Printing | New | Process | Natural Gas | Strategic Energy Management | A | Incremental Energy Savings (MWh or mTherms) | Achievable Technical Potential | 0 | 0 | 0.014556 | 0.025395 | 0.0362 | 0.048306 | 0.055579 | 0.064018 | 0.072343 | 0.081705 | 0.08866 | 0.096669 | 0.10457 | 0.11376 | 0.11998 | 0.12756 | 0.13514 | 0.14396 | 0.14978 | 0.15695 | 0.17567 | 0.19051 | 0
F5_Industrial_Paper and Printing_New_Process_Natural Gas_Strategic Energy Management_A_Achievable Technical Potential | F5 | Industrial | Paper and Printing | New | Process | Natural Gas | Strategic Energy Management | A | Incremental Summer Peak Savings (MW) | Achievable Technical Potential | 0 | 0 | 0 | 0 | 0 | 0 | 0 | 0 | 0 | 0 | 0 | 0 | 0 | 0 | 0 | 0 | 0 | 0 | 0 | 0 | 0 | 0 | 0
F6_Industrial_Paper and Printing_New_Process_Natural Gas_Strategic Energy Management_A_Achievable Technical Potential | F6 | Industrial | Paper and Printing | New | Process | Natural Gas | Strategic Energy Management | A | Incremental Winter Peak Savings (MW) | Achievable Technical Potential | 0 | 0 | 0 | 0 | 0 | 0 | 0 | 0 | 0 | 0 | 0 | 0 | 0 | 0 | 0 | 0 | 0 | 0 | 0 | 0 | 0 | 0 | 0
F7_Industrial_Paper and Printing_New_Process_Natural Gas_Strategic Energy Management_A_Achievable Technical Potential | F7 | Industrial | Paper and Printing | New | Process | Natural Gas | Strategic Energy Management | A | Cumulative Energy Savings (MWh or mTherms) | Achievable Technical Potential | 0 | 0 | 0.014556 | 0.039946 | 0.076132 | 0.12442 | 0.17994 | 0.22935 | 0.27625 | 0.32171 | 0.36203 | 0.40311 | 0.44368 | 0.48516 | 0.52347 | 0.56243 | 0.60094 | 0.62587 | 0.63657 | 0.63745 | 0.63741 | 0.63736 | 0
F8_Industrial_Paper and Printing_New_Process_Natural Gas_Strategic Energy Management_A_Achievable Technical Potential | F8 | Industrial | Paper and Printing | New | Process | Natural Gas | Strategic Energy Management | A | Cumulative Summer Peak Savings (MW) | Achievable Technical Potential | 0 | 0 | 0 | 0 | 0 | 0 | 0 | 0 | 0 | 0 | 0 | 0 | 0 | 0 | 0 | 0 | 0 | 0 | 0 | 0 | 0 | 0 | 0
F9_Industrial_Paper and Printing_New_Process_Natural Gas_Strategic Energy Management_A_Achievable Technical Potential | F9 | Industrial | Paper and Printing | New | Process | Natural Gas | Strategic Energy Management | A | Cumulative Winter Peak Savings (MW) | Achievable Technical Potential | 0 | 0 | 0 | 0 | 0 | 0 | 0 | 0 | 0 | 0 | 0 | 0 | 0 | 0 | 0 | 0 | 0 | 0 | 0 | 0 | 0 | 0 | 0
F10_Industrial_Paper and Printing_New_Process_Natural Gas_Strategic Energy Management_A_Achievable Technical Potential | F10 | Industrial | Paper and Printing | New | Process | Natural Gas | Strategic Energy Management | A | Purchases (Incremental) | Achievable Technical Potential | 0 | 0 | 0.25601 | 0.44679 | 0.6371 | 0.8504 | 0.97886 | 1.128 | 1.2752 | 1.4409 | 1.5642 | 1.7061 | 1.8461 | 2.0085 | 2.1187 | 2.2527 | 2.3866 | 2.5424 | 2.6453 | 2.7722 | 3.1031 | 3.3654 | 0
F11_Industrial_Paper and Printing_New_Process_Natural Gas_Strategic Energy Management_A_Achievable Technical Potential | F11 | Industrial | Paper and Printing | New | Process | Natural Gas | Strategic Energy Management | A | Purchases (Cumulative) | Achievable Technical Potential | 0 | 0 | 0.25601 | 0.7028 | 1.3399 | 2.1903 | 3.1692 | 4.0411 | 4.8696 | 5.6734 | 6.3872 | 7.1144 | 7.8326 | 8.5658 | 9.2437 | 9.9322 | 10.6126 | 11.0529 | 11.2429 | 11.2592 | 11.2592 | 11.2592 | 0
F1_Industrial_Paper and Printing_New_Miscellaneous_Natural Gas_Strategic Energy Management_A_Achievable Technical Potential | F1 | Industrial | Paper and Printing | New | Miscellaneous | Natural Gas | Strategic Energy Management | A | Integrated Unit Energy Savings (kWh or therms) | Achievable Technical Potential | 0 | 0 | 18.0192 | 18.0192 | 18.0192 | 18.0192 | 18.0192 | 18.0192 | 18.0192 | 18.0192 | 18.0192 | 18.0192 | 18.0192 | 18.0192 | 18.0192 | 18.0192 | 18.0192 | 18.0192 | 18.0192 | 18.0192 | 18.0192 | 18.0192 | 0
F2_Industrial_Paper and Printing_New_Miscellaneous_Natural Gas_Strategic Energy Management_A_Achievable Technical Potential | F2 | Industrial | Paper and Printing | New | Miscellaneous | Natural Gas | Strategic Energy Management | A | Integrated Unit Summer Peak Savings (kW) | Achievable Technical Potential | 0 | 0 | 0 | 0 | 0 | 0 | 0 | 0 | 0 | 0 | 0 | 0 | 0 | 0 | 0 | 0 | 0 | 0 | 0 | 0 | 0 | 0 | 0
F3_Industrial_Paper and Printing_New_Miscellaneous_Natural Gas_Strategic Energy Management_A_Achievable Technical Potential | F3 | Industrial | Paper and Printing | New | Miscellaneous | Natural Gas | Strategic Energy Management | A | Integrated Unit Winter Peak Savings (kW) | Achievable Technical Potential | 0 | 0 | 0 | 0 | 0 | 0 | 0 | 0 | 0 | 0 | 0 | 0 | 0 | 0 | 0 | 0 | 0 | 0 | 0 | 0 | 0 | 0 | 0
F4_Industrial_Paper and Printing_New_Miscellaneous_Natural Gas_Strategic Energy Management_A_Achievable Technical Potential | F4 | Industrial | Paper and Printing | New | Miscellaneous | Natural Gas | Strategic Energy Management | A | Incremental Energy Savings (MWh or mTherms) | Achievable Technical Potential | 0 | 0 | 0.0011533 | 0.0020127 | 0.00287 | 0.0038309 | 0.0044096 | 0.0050814 | 0.0057447 | 0.0064908 | 0.0070465 | 0.0076857 | 0.0083164 | 0.0090479 | 0.0095445 | 0.010148 | 0.010751 | 0.011453 | 0.011917 | 0.012488 | 0.013979 | 0.015161 | 0
F5_Industrial_Paper and Printing_New_Miscellaneous_Natural Gas_Strategic Energy Management_A_Achievable Technical Potential | F5 | Industrial | Paper and Printing | New | Miscellaneous | Natural Gas | Strategic Energy Management | A | Incremental Summer Peak Savings (MW) | Achievable Technical Potential | 0 | 0 | 0 | 0 | 0 | 0 | 0 | 0 | 0 | 0 | 0 | 0 | 0 | 0 | 0 | 0 | 0 | 0 | 0 | 0 | 0 | 0 | 0
F6_Industrial_Paper and Printing_New_Miscellaneous_Natural Gas_Strategic Energy Management_A_Achievable Technical Potential | F6 | Industrial | Paper and Printing | New | Miscellaneous | Natural Gas | Strategic Energy Management | A | Incremental Winter Peak Savings (MW) | Achievable Technical Potential | 0 | 0 | 0 | 0 | 0 | 0 | 0 | 0 | 0 | 0 | 0 | 0 | 0 | 0 | 0 | 0 | 0 | 0 | 0 | 0 | 0 | 0 | 0
F7_Industrial_Paper and Printing_New_Miscellaneous_Natural Gas_Strategic Energy Management_A_Achievable Technical Potential | F7 | Industrial | Paper and Printing | New | Miscellaneous | Natural Gas | Strategic Energy Management | A | Cumulative Energy Savings (MWh or mTherms) | Achievable Technical Potential | 0 | 0 | 0.0011533 | 0.003166 | 0.006036 | 0.0098668 | 0.014276 | 0.018205 | 0.021937 | 0.025557 | 0.028773 | 0.032049 | 0.035284 | 0.038587 | 0.041641 | 0.044742 | 0.047808 | 0.049791 | 0.050647 | 0.050721 | 0.050721 | 0.050721 | 0
F8_Industrial_Paper and Printing_New_Miscellaneous_Natural Gas_Strategic Energy Management_A_Achievable Technical Potential | F8 | Industrial | Paper and Printing | New | Miscellaneous | Natural Gas | Strategic Energy Management | A | Cumulative Summer Peak Savings (MW) | Achievable Technical Potential | 0 | 0 | 0 | 0 | 0 | 0 | 0 | 0 | 0 | 0 | 0 | 0 | 0 | 0 | 0 | 0 | 0 | 0 | 0 | 0 | 0 | 0 | 0
F9_Industrial_Paper and Printing_New_Miscellaneous_Natural Gas_Strategic Energy Management_A_Achievable Technical Potential | F9 | Industrial | Paper and Printing | New | Miscellaneous | Natural Gas | Strategic Energy Management | A | Cumulative Winter Peak Savings (MW) | Achievable Technical Potential | 0 | 0 | 0 | 0 | 0 | 0 | 0 | 0 | 0 | 0 | 0 | 0 | 0 | 0 | 0 | 0 | 0 | 0 | 0 | 0 | 0 | 0 | 0
F10_Industrial_Paper and Printing_New_Miscellaneous_Natural Gas_Strategic Energy Management_A_Achievable Technical Potential | F10 | Industrial | Paper and Printing | New | Miscellaneous | Natural Gas | Strategic Energy Management | A | Purchases (Incremental) | Achievable Technical Potential | 0 | 0 | 0.064003 | 0.1117 | 0.15927 | 0.2126 | 0.24472 | 0.282 | 0.31881 | 0.36022 | 0.39106 | 0.42653 | 0.46153 | 0.50213 | 0.52968 | 0.56317 | 0.59664 | 0.6356 | 0.66133 | 0.69304 | 0.77578 | 0.84136 | 0
F11_Industrial_Paper and Printing_New_Miscellaneous_Natural Gas_Strategic Energy Management_A_Achievable Technical Potential | F11 | Industrial | Paper and Printing | New | Miscellaneous | Natural Gas | Strategic Energy Management | A | Purchases (Cumulative) | Achievable Technical Potential | 0 | 0 | 0.064003 | 0.1757 | 0.33497 | 0.54757 | 0.79229 | 1.0103 | 1.2174 | 1.4183 | 1.5968 | 1.7786 | 1.9581 | 2.1415 | 2.3109 | 2.483 | 2.6532 | 2.7632 | 2.8107 | 2.8148 | 2.8148 | 2.8148 | 0
F1_Industrial_Paper and Printing_New_Space Heating_Natural Gas_Commissioning_A_Achievable Technical Potential | F1 | Industrial | Paper and Printing | New | Space Heating | Natural Gas | Commissioning | A | Integrated Unit Energy Savings (kWh or therms) | Achievable Technical Potential | 0 | 0 | 64.8988 | 64.1875 | 63.708 | 63.275 | 63.0303 | 62.7513 | 62.4958 | 62.2365 | 62.0604 | 61.8736 | 61.5973 | 61.3467 | 61.1077 | 60.9054 | 60.7153 | 60.4665 | 60.3462 | 60.1789 | 60.0445 | 59.9591 | 0
F2_Industrial_Paper and Printing_New_Space Heating_Natural Gas_Commissioning_A_Achievable Technical Potential | F2 | Industrial | Paper and Printing | New | Space Heating | Natural Gas | Commissioning | A | Integrated Unit Summer Peak Savings (kW) | Achievable Technical Potential | 0 | 0 | 0 | 0 | 0 | 0 | 0 | 0 | 0 | 0 | 0 | 0 | 0 | 0 | 0 | 0 | 0 | 0 | 0 | 0 | 0 | 0 | 0
F3_Industrial_Paper and Printing_New_Space Heating_Natural Gas_Commissioning_A_Achievable Technical Potential | F3 | Industrial | Paper and Printing | New | Space Heating | Natural Gas | Commissioning | A | Integrated Unit Winter Peak Savings (kW) | Achievable Technical Potential | 0 | 0 | 0 | 0 | 0 | 0 | 0 | 0 | 0 | 0 | 0 | 0 | 0 | 0 | 0 | 0 | 0 | 0 | 0 | 0 | 0 | 0 | 0
F4_Industrial_Paper and Printing_New_Space Heating_Natural Gas_Commissioning_A_Achievable Technical Potential | F4 | Industrial | Paper and Printing | New | Space Heating | Natural Gas | Commissioning | A | Incremental Energy Savings (MWh or mTherms) | Achievable Technical Potential | 0 | 0 | 0 | 0 | 0 | 0 | 0 | 0 | 0 | 0 | 0 | 0 | 0 | 0 | 0 | 0 | 0 | 0 | 0 | 0 | 0 | 0 | 0
F5_Industrial_Paper and Printing_New_Space Heating_Natural Gas_Commissioning_A_Achievable Technical Potential | F5 | Industrial | Paper and Printing | New | Space Heating | Natural Gas | Commissioning | A | Incremental Summer Peak Savings (MW) | Achievable Technical Potential | 0 | 0 | 0 | 0 | 0 | 0 | 0 | 0 | 0 | 0 | 0 | 0 | 0 | 0 | 0 | 0 | 0 | 0 | 0 | 0 | 0 | 0 | 0
F6_Industrial_Paper and Printing_New_Space Heating_Natural Gas_Commissioning_A_Achievable Technical Potential | F6 | Industrial | Paper and Printing | New | Space Heating | Natural Gas | Commissioning | A | Incremental Winter Peak Savings (MW) | Achievable Technical Potential | 0 | 0 | 0 | 0 | 0 | 0 | 0 | 0 | 0 | 0 | 0 | 0 | 0 | 0 | 0 | 0 | 0 | 0 | 0 | 0 | 0 | 0 | 0
F7_Industrial_Paper and Printing_New_Space Heating_Natural Gas_Commissioning_A_Achievable Technical Potential | F7 | Industrial | Paper and Printing | New | Space Heating | Natural Gas | Commissioning | A | Cumulative Energy Savings (MWh or mTherms) | Achievable Technical Potential | 0 | 0 | 0 | 0 | 0 | 0 | 0 | 0 | 0 | 0 | 0 | 0 | 0 | 0 | 0 | 0 | 0 | 0 | 0 | 0 | 0 | 0 | 0
F8_Industrial_Paper and Printing_New_Space Heating_Natural Gas_Commissioning_A_Achievable Technical Potential | F8 | Industrial | Paper and Printing | New | Space Heating | Natural Gas | Commissioning | A | Cumulative Summer Peak Savings (MW) | Achievable Technical Potential | 0 | 0 | 0 | 0 | 0 | 0 | 0 | 0 | 0 | 0 | 0 | 0 | 0 | 0 | 0 | 0 | 0 | 0 | 0 | 0 | 0 | 0 | 0
F9_Industrial_Paper and Printing_New_Space Heating_Natural Gas_Commissioning_A_Achievable Technical Potential | F9 | Industrial | Paper and Printing | New | Space Heating | Natural Gas | Commissioning | A | Cumulative Winter Peak Savings (MW) | Achievable Technical Potential | 0 | 0 | 0 | 0 | 0 | 0 | 0 | 0 | 0 | 0 | 0 | 0 | 0 | 0 | 0 | 0 | 0 | 0 | 0 | 0 | 0 | 0 | 0
F10_Industrial_Paper and Printing_New_Space Heating_Natural Gas_Commissioning_A_Achievable Technical Potential | F10 | Industrial | Paper and Printing | New | Space Heating | Natural Gas | Commissioning | A | Purchases (Incremental) | Achievable Technical Potential | 0 | 0 | 0 | 0 | 0 | 0 | 0 | 0 | 0 | 0 | 0 | 0 | 0 | 0 | 0 | 0 | 0 | 0 | 0 | 0 | 0 | 0 | 0
F11_Industrial_Paper and Printing_New_Space Heating_Natural Gas_Commissioning_A_Achievable Technical Potential | F11 | Industrial | Paper and Printing | New | Space Heating | Natural Gas | Commissioning | A | Purchases (Cumulative) | Achievable Technical Potential | 0 | 0 | 0 | 0 | 0 | 0 | 0 | 0 | 0 | 0 | 0 | 0 | 0 | 0 | 0 | 0 | 0 | 0 | 0 | 0 | 0 | 0 | 0
F1_Industrial_Paper and Printing_New_Process_Natural Gas_Commissioning_A_Achievable Technical Potential | F1 | Industrial | Paper and Printing | New | Process | Natural Gas | Commissioning | A | Integrated Unit Energy Savings (kWh or therms) | Achievable Technical Potential | 0 | 0 | 317.5129 | 317.5129 | 317.5129 | 317.5129 | 317.5129 | 317.5129 | 317.5129 | 317.5129 | 317.5129 | 317.5129 | 317.5129 | 317.5129 | 317.5129 | 317.5129 | 317.5129 | 317.5129 | 317.5129 | 317.5129 | 317.5129 | 317.5129 | 0
F2_Industrial_Paper and Printing_New_Process_Natural Gas_Commissioning_A_Achievable Technical Potential | F2 | Industrial | Paper and Printing | New | Process | Natural Gas | Commissioning | A | Integrated Unit Summer Peak Savings (kW) | Achievable Technical Potential | 0 | 0 | 0 | 0 | 0 | 0 | 0 | 0 | 0 | 0 | 0 | 0 | 0 | 0 | 0 | 0 | 0 | 0 | 0 | 0 | 0 | 0 | 0
F3_Industrial_Paper and Printing_New_Process_Natural Gas_Commissioning_A_Achievable Technical Potential | F3 | Industrial | Paper and Printing | New | Process | Natural Gas | Commissioning | A | Integrated Unit Winter Peak Savings (kW) | Achievable Technical Potential | 0 | 0 | 0 | 0 | 0 | 0 | 0 | 0 | 0 | 0 | 0 | 0 | 0 | 0 | 0 | 0 | 0 | 0 | 0 | 0 | 0 | 0 | 0
F4_Industrial_Paper and Printing_New_Process_Natural Gas_Commissioning_A_Achievable Technical Potential | F4 | Industrial | Paper and Printing | New | Process | Natural Gas | Commissioning | A | Incremental Energy Savings (MWh or mTherms) | Achievable Technical Potential | 0 | 0 | 0 | 0 | 0 | 0 | 0 | 0 | 0 | 0 | 0 | 0 | 0 | 0 | 0 | 0 | 0 | 0 | 0 | 0 | 0 | 0 | 0
F5_Industrial_Paper and Printing_New_Process_Natural Gas_Commissioning_A_Achievable Technical Potential | F5 | Industrial | Paper and Printing | New | Process | Natural Gas | Commissioning | A | Incremental Summer Peak Savings (MW) | Achievable Technical Potential | 0 | 0 | 0 | 0 | 0 | 0 | 0 | 0 | 0 | 0 | 0 | 0 | 0 | 0 | 0 | 0 | 0 | 0 | 0 | 0 | 0 | 0 | 0
F6_Industrial_Paper and Printing_New_Process_Natural Gas_Commissioning_A_Achievable Technical Potential | F6 | Industrial | Paper and Printing | New | Process | Natural Gas | Commissioning | A | Incremental Winter Peak Savings (MW) | Achievable Technical Potential | 0 | 0 | 0 | 0 | 0 | 0 | 0 | 0 | 0 | 0 | 0 | 0 | 0 | 0 | 0 | 0 | 0 | 0 | 0 | 0 | 0 | 0 | 0
F7_Industrial_Paper and Printing_New_Process_Natural Gas_Commissioning_A_Achievable Technical Potential | F7 | Industrial | Paper and Printing | New | Process | Natural Gas | Commissioning | A | Cumulative Energy Savings (MWh or mTherms) | Achievable Technical Potential | 0 | 0 | 0 | 0 | 0 | 0 | 0 | 0 | 0 | 0 | 0 | 0 | 0 | 0 | 0 | 0 | 0 | 0 | 0 | 0 | 0 | 0 | 0
F8_Industrial_Paper and Printing_New_Process_Natural Gas_Commissioning_A_Achievable Technical Potential | F8 | Industrial | Paper and Printing | New | Process | Natural Gas | Commissioning | A | Cumulative Summer Peak Savings (MW) | Achievable Technical Potential | 0 | 0 | 0 | 0 | 0 | 0 | 0 | 0 | 0 | 0 | 0 | 0 | 0 | 0 | 0 | 0 | 0 | 0 | 0 | 0 | 0 | 0 | 0
F9_Industrial_Paper and Printing_New_Process_Natural Gas_Commissioning_A_Achievable Technical Potential | F9 | Industrial | Paper and Printing | New | Process | Natural Gas | Commissioning | A | Cumulative Winter Peak Savings (MW) | Achievable Technical Potential | 0 | 0 | 0 | 0 | 0 | 0 | 0 | 0 | 0 | 0 | 0 | 0 | 0 | 0 | 0 | 0 | 0 | 0 | 0 | 0 | 0 | 0 | 0
F10_Industrial_Paper and Printing_New_Process_Natural Gas_Commissioning_A_Achievable Technical Potential | F10 | Industrial | Paper and Printing | New | Process | Natural Gas | Commissioning | A | Purchases (Incremental) | Achievable Technical Potential | 0 | 0 | 0 | 0 | 0 | 0 | 0 | 0 | 0 | 0 | 0 | 0 | 0 | 0 | 0 | 0 | 0 | 0 | 0 | 0 | 0 | 0 | 0
F11_Industrial_Paper and Printing_New_Process_Natural Gas_Commissioning_A_Achievable Technical Potential | F11 | Industrial | Paper and Printing | New | Process | Natural Gas | Commissioning | A | Purchases (Cumulative) | Achievable Technical Potential | 0 | 0 | 0 | 0 | 0 | 0 | 0 | 0 | 0 | 0 | 0 | 0 | 0 | 0 | 0 | 0 | 0 | 0 | 0 | 0 | 0 | 0 | 0
F1_Industrial_Paper and Printing_New_Space Heating_Natural Gas_Retrocommissioning_A_Achievable Technical Potential | F1 | Industrial | Paper and Printing | New | Space Heating | Natural Gas | Retrocommissioning | A | Integrated Unit Energy Savings (kWh or therms) | Achievable Technical Potential | 0 | 0 | 0 | 0 | 0 | 0 | 0 | 0 | 0 | 0 | 0 | 0 | 0 | 0 | 0 | 0 | 0 | 0 | 0 | 0 | 0 | 0 | 0
F2_Industrial_Paper and Printing_New_Space Heating_Natural Gas_Retrocommissioning_A_Achievable Technical Potential | F2 | Industrial | Paper and Printing | New | Space Heating | Natural Gas | Retrocommissioning | A | Integrated Unit Summer Peak Savings (kW) | Achievable Technical Potential | 0 | 0 | 0 | 0 | 0 | 0 | 0 | 0 | 0 | 0 | 0 | 0 | 0 | 0 | 0 | 0 | 0 | 0 | 0 | 0 | 0 | 0 | 0
F3_Industrial_Paper and Printing_New_Space Heating_Natural Gas_Retrocommissioning_A_Achievable Technical Potential | F3 | Industrial | Paper and Printing | New | Space Heating | Natural Gas | Retrocommissioning | A | Integrated Unit Winter Peak Savings (kW) | Achievable Technical Potential | 0 | 0 | 0 | 0 | 0 | 0 | 0 | 0 | 0 | 0 | 0 | 0 | 0 | 0 | 0 | 0 | 0 | 0 | 0 | 0 | 0 | 0 | 0
F4_Industrial_Paper and Printing_New_Space Heating_Natural Gas_Retrocommissioning_A_Achievable Technical Potential | F4 | Industrial | Paper and Printing | New | Space Heating | Natural Gas | Retrocommissioning | A | Incremental Energy Savings (MWh or mTherms) | Achievable Technical Potential | 0 | 0 | 0 | 0 | 0 | 0 | 0 | 0 | 0 | 0 | 0 | 0 | 0 | 0 | 0 | 0 | 0 | 0 | 0 | 0 | 0 | 0 | 0
F5_Industrial_Paper and Printing_New_Space Heating_Natural Gas_Retrocommissioning_A_Achievable Technical Potential | F5 | Industrial | Paper and Printing | New | Space Heating | Natural Gas | Retrocommissioning | A | Incremental Summer Peak Savings (MW) | Achievable Technical Potential | 0 | 0 | 0 | 0 | 0 | 0 | 0 | 0 | 0 | 0 | 0 | 0 | 0 | 0 | 0 | 0 | 0 | 0 | 0 | 0 | 0 | 0 | 0
F6_Industrial_Paper and Printing_New_Space Heating_Natural Gas_Retrocommissioning_A_Achievable Technical Potential | F6 | Industrial | Paper and Printing | New | Space Heating | Natural Gas | Retrocommissioning | A | Incremental Winter Peak Savings (MW) | Achievable Technical Potential | 0 | 0 | 0 | 0 | 0 | 0 | 0 | 0 | 0 | 0 | 0 | 0 | 0 | 0 | 0 | 0 | 0 | 0 | 0 | 0 | 0 | 0 | 0
F7_Industrial_Paper and Printing_New_Space Heating_Natural Gas_Retrocommissioning_A_Achievable Technical Potential | F7 | Industrial | Paper and Printing | New | Space Heating | Natural Gas | Retrocommissioning | A | Cumulative Energy Savings (MWh or mTherms) | Achievable Technical Potential | 0 | 0 | 0 | 0 | 0 | 0 | 0 | 0 | 0 | 0 | 0 | 0 | 0 | 0 | 0 | 0 | 0 | 0 | 0 | 0 | 0 | 0 | 0
F8_Industrial_Paper and Printing_New_Space Heating_Natural Gas_Retrocommissioning_A_Achievable Technical Potential | F8 | Industrial | Paper and Printing | New | Space Heating | Natural Gas | Retrocommissioning | A | Cumulative Summer Peak Savings (MW) | Achievable Technical Potential | 0 | 0 | 0 | 0 | 0 | 0 | 0 | 0 | 0 | 0 | 0 | 0 | 0 | 0 | 0 | 0 | 0 | 0 | 0 | 0 | 0 | 0 | 0
F9_Industrial_Paper and Printing_New_Space Heating_Natural Gas_Retrocommissioning_A_Achievable Technical Potential | F9 | Industrial | Paper and Printing | New | Space Heating | Natural Gas | Retrocommissioning | A | Cumulative Winter Peak Savings (MW) | Achievable Technical Potential | 0 | 0 | 0 | 0 | 0 | 0 | 0 | 0 | 0 | 0 | 0 | 0 | 0 | 0 | 0 | 0 | 0 | 0 | 0 | 0 | 0 | 0 | 0
F10_Industrial_Paper and Printing_New_Space Heating_Natural Gas_Retrocommissioning_A_Achievable Technical Potential | F10 | Industrial | Paper and Printing | New | Space Heating | Natural Gas | Retrocommissioning | A | Purchases (Incremental) | Achievable Technical Potential | 0 | 0 | 0 | 0 | 0 | 0 | 0 | 0 | 0 | 0 | 0 | 0 | 0 | 0 | 0 | 0 | 0 | 0 | 0 | 0 | 0 | 0 | 0
F11_Industrial_Paper and Printing_New_Space Heating_Natural Gas_Retrocommissioning_A_Achievable Technical Potential | F11 | Industrial | Paper and Printing | New | Space Heating | Natural Gas | Retrocommissioning | A | Purchases (Cumulative) | Achievable Technical Potential | 0 | 0 | 0 | 0 | 0 | 0 | 0 | 0 | 0 | 0 | 0 | 0 | 0 | 0 | 0 | 0 | 0 | 0 | 0 | 0 | 0 | 0 | 0
F1_Industrial_Paper and Printing_New_Process_Natural Gas_Retrocommissioning_A_Achievable Technical Potential | F1 | Industrial | Paper and Printing | New | Process | Natural Gas | Retrocommissioning | A | Integrated Unit Energy Savings (kWh or therms) | Achievable Technical Potential | 0 | 0 | 0 | 0 | 0 | 0 | 0 | 0 | 0 | 0 | 0 | 0 | 0 | 0 | 0 | 0 | 0 | 0 | 0 | 0 | 0 | 0 | 0
F2_Industrial_Paper and Printing_New_Process_Natural Gas_Retrocommissioning_A_Achievable Technical Potential | F2 | Industrial | Paper and Printing | New | Process | Natural Gas | Retrocommissioning | A | Integrated Unit Summer Peak Savings (kW) | Achievable Technical Potential | 0 | 0 | 0 | 0 | 0 | 0 | 0 | 0 | 0 | 0 | 0 | 0 | 0 | 0 | 0 | 0 | 0 | 0 | 0 | 0 | 0 | 0 | 0
F3_Industrial_Paper and Printing_New_Process_Natural Gas_Retrocommissioning_A_Achievable Technical Potential | F3 | Industrial | Paper and Printing | New | Process | Natural Gas | Retrocommissioning | A | Integrated Unit Winter Peak Savings (kW) | Achievable Technical Potential | 0 | 0 | 0 | 0 | 0 | 0 | 0 | 0 | 0 | 0 | 0 | 0 | 0 | 0 | 0 | 0 | 0 | 0 | 0 | 0 | 0 | 0 | 0
F4_Industrial_Paper and Printing_New_Process_Natural Gas_Retrocommissioning_A_Achievable Technical Potential | F4 | Industrial | Paper and Printing | New | Process | Natural Gas | Retrocommissioning | A | Incremental Energy Savings (MWh or mTherms) | Achievable Technical Potential | 0 | 0 | 0 | 0 | 0 | 0 | 0 | 0 | 0 | 0 | 0 | 0 | 0 | 0 | 0 | 0 | 0 | 0 | 0 | 0 | 0 | 0 | 0
F5_Industrial_Paper and Printing_New_Process_Natural Gas_Retrocommissioning_A_Achievable Technical Potential | F5 | Industrial | Paper and Printing | New | Process | Natural Gas | Retrocommissioning | A | Incremental Summer Peak Savings (MW) | Achievable Technical Potential | 0 | 0 | 0 | 0 | 0 | 0 | 0 | 0 | 0 | 0 | 0 | 0 | 0 | 0 | 0 | 0 | 0 | 0 | 0 | 0 | 0 | 0 | 0
F6_Industrial_Paper and Printing_New_Process_Natural Gas_Retrocommissioning_A_Achievable Technical Potential | F6 | Industrial | Paper and Printing | New | Process | Natural Gas | Retrocommissioning | A | Incremental Winter Peak Savings (MW) | Achievable Technical Potential | 0 | 0 | 0 | 0 | 0 | 0 | 0 | 0 | 0 | 0 | 0 | 0 | 0 | 0 | 0 | 0 | 0 | 0 | 0 | 0 | 0 | 0 | 0
F7_Industrial_Paper and Printing_New_Process_Natural Gas_Retrocommissioning_A_Achievable Technical Potential | F7 | Industrial | Paper and Printing | New | Process | Natural Gas | Retrocommissioning | A | Cumulative Energy Savings (MWh or mTherms) | Achievable Technical Potential | 0 | 0 | 0 | 0 | 0 | 0 | 0 | 0 | 0 | 0 | 0 | 0 | 0 | 0 | 0 | 0 | 0 | 0 | 0 | 0 | 0 | 0 | 0
F8_Industrial_Paper and Printing_New_Process_Natural Gas_Retrocommissioning_A_Achievable Technical Potential | F8 | Industrial | Paper and Printing | New | Process | Natural Gas | Retrocommissioning | A | Cumulative Summer Peak Savings (MW) | Achievable Technical Potential | 0 | 0 | 0 | 0 | 0 | 0 | 0 | 0 | 0 | 0 | 0 | 0 | 0 | 0 | 0 | 0 | 0 | 0 | 0 | 0 | 0 | 0 | 0
F9_Industrial_Paper and Printing_New_Process_Natural Gas_Retrocommissioning_A_Achievable Technical Potential | F9 | Industrial | Paper and Printing | New | Process | Natural Gas | Retrocommissioning | A | Cumulative Winter Peak Savings (MW) | Achievable Technical Potential | 0 | 0 | 0 | 0 | 0 | 0 | 0 | 0 | 0 | 0 | 0 | 0 | 0 | 0 | 0 | 0 | 0 | 0 | 0 | 0 | 0 | 0 | 0
F10_Industrial_Paper and Printing_New_Process_Natural Gas_Retrocommissioning_A_Achievable Technical Potential | F10 | Industrial | Paper and Printing | New | Process | Natural Gas | Retrocommissioning | A | Purchases (Incremental) | Achievable Technical Potential | 0 | 0 | 0 | 0 | 0 | 0 | 0 | 0 | 0 | 0 | 0 | 0 | 0 | 0 | 0 | 0 | 0 | 0 | 0 | 0 | 0 | 0 | 0
F11_Industrial_Paper and Printing_New_Process_Natural Gas_Retrocommissioning_A_Achievable Technical Potential | F11 | Industrial | Paper and Printing | New | Process | Natural Gas | Retrocommissioning | A | Purchases (Cumulative) | Achievable Technical Potential | 0 | 0 | 0 | 0 | 0 | 0 | 0 | 0 | 0 | 0 | 0 | 0 | 0 | 0 | 0 | 0 | 0 | 0 | 0 | 0 | 0 | 0 | 0
F1_Industrial_Instruments_Existing_Space Heating_Natural Gas_Insulation - Roof/Ceiling_A_Achievable Technical Potential | F1 | Industrial | Instruments | Existing | Space Heating | Natural Gas | Insulation - Roof/Ceiling | A | Integrated Unit Energy Savings (kWh or therms) | Achievable Technical Potential | 0 | 0 | 0.08286 | 0.082461 | 0.082029 | 0.081553 | 0.081023 | 0.080427 | 0.079756 | 0.079004 | 0.078171 | 0.077266 | 0.0763 | 0.075291 | 0.074262 | 0.073237 | 0.072241 | 0.071326 | 0.0705 | 0.069765 | 0.069106 | 0.068506 | 0
F2_Industrial_Instruments_Existing_Space Heating_Natural Gas_Insulation - Roof/Ceiling_A_Achievable Technical Potential | F2 | Industrial | Instruments | Existing | Space Heating | Natural Gas | Insulation - Roof/Ceiling | A | Integrated Unit Summer Peak Savings (kW) | Achievable Technical Potential | 0 | 0 | 0 | 0 | 0 | 0 | 0 | 0 | 0 | 0 | 0 | 0 | 0 | 0 | 0 | 0 | 0 | 0 | 0 | 0 | 0 | 0 | 0
F3_Industrial_Instruments_Existing_Space Heating_Natural Gas_Insulation - Roof/Ceiling_A_Achievable Technical Potential | F3 | Industrial | Instruments | Existing | Space Heating | Natural Gas | Insulation - Roof/Ceiling | A | Integrated Unit Winter Peak Savings (kW) | Achievable Technical Potential | 0 | 0 | 0 | 0 | 0 | 0 | 0 | 0 | 0 | 0 | 0 | 0 | 0 | 0 | 0 | 0 | 0 | 0 | 0 | 0 | 0 | 0 | 0
F4_Industrial_Instruments_Existing_Space Heating_Natural Gas_Insulation - Roof/Ceiling_A_Achievable Technical Potential | F4 | Industrial | Instruments | Existing | Space Heating | Natural Gas | Insulation - Roof/Ceiling | A | Incremental Energy Savings (MWh or mTherms) | Achievable Technical Potential | 0 | 0 | 1.3813 | 2.3642 | 3.5953 | 4.918 | 6.1113 | 6.9554 | 7.2999 | 7.1063 | 6.4496 | 5.4818 | 4.3812 | 3.3045 | 2.3602 | 1.6013 | 1.0348 | 0.63898 | 0.37782 | 0.24878 | 0 | 0 | 0
F5_Industrial_Instruments_Existing_Space Heating_Natural Gas_Insulation - Roof/Ceiling_A_Achievable Technical Potential | F5 | Industrial | Instruments | Existing | Space Heating | Natural Gas | Insulation - Roof/Ceiling | A | Incremental Summer Peak Savings (MW) | Achievable Technical Potential | 0 | 0 | 0 | 0 | 0 | 0 | 0 | 0 | 0 | 0 | 0 | 0 | 0 | 0 | 0 | 0 | 0 | 0 | 0 | 0 | 0 | 0 | 0
F6_Industrial_Instruments_Existing_Space Heating_Natural Gas_Insulation - Roof/Ceiling_A_Achievable Technical Potential | F6 | Industrial | Instruments | Existing | Space Heating | Natural Gas | Insulation - Roof/Ceiling | A | Incremental Winter Peak Savings (MW) | Achievable Technical Potential | 0 | 0 | 0 | 0 | 0 | 0 | 0 | 0 | 0 | 0 | 0 | 0 | 0 | 0 | 0 | 0 | 0 | 0 | 0 | 0 | 0 | 0 | 0
F7_Industrial_Instruments_Existing_Space Heating_Natural Gas_Insulation - Roof/Ceiling_A_Achievable Technical Potential | F7 | Industrial | Instruments | Existing | Space Heating | Natural Gas | Insulation - Roof/Ceiling | A | Cumulative Energy Savings (MWh or mTherms) | Achievable Technical Potential | 0 | 0 | 1.3813 | 3.7389 | 7.3146 | 12.1902 | 18.2223 | 25.0436 | 32.1346 | 38.9378 | 44.977 | 49.938 | 53.695 | 56.2895 | 57.8801 | 58.6827 | 58.9197 | 58.8119 | 58.5093 | 58.1473 | 57.5984 | 57.0986 | 0
F8_Industrial_Instruments_Existing_Space Heating_Natural Gas_Insulation - Roof/Ceiling_A_Achievable Technical Potential | F8 | Industrial | Instruments | Existing | Space Heating | Natural Gas | Insulation - Roof/Ceiling | A | Cumulative Summer Peak Savings (MW) | Achievable Technical Potential | 0 | 0 | 0 | 0 | 0 | 0 | 0 | 0 | 0 | 0 | 0 | 0 | 0 | 0 | 0 | 0 | 0 | 0 | 0 | 0 | 0 | 0 | 0
F9_Industrial_Instruments_Existing_Space Heating_Natural Gas_Insulation - Roof/Ceiling_A_Achievable Technical Potential | F9 | Industrial | Instruments | Existing | Space Heating | Natural Gas | Insulation - Roof/Ceiling | A | Cumulative Winter Peak Savings (MW) | Achievable Technical Potential | 0 | 0 | 0 | 0 | 0 | 0 | 0 | 0 | 0 | 0 | 0 | 0 | 0 | 0 | 0 | 0 | 0 | 0 | 0 | 0 | 0 | 0 | 0
F10_Industrial_Instruments_Existing_Space Heating_Natural Gas_Insulation - Roof/Ceiling_A_Achievable Technical Potential | F10 | Industrial | Instruments | Existing | Space Heating | Natural Gas | Insulation - Roof/Ceiling | A | Purchases (Incremental) | Achievable Technical Potential | 0 | 0 | 16670.6724 | 28670.6823 | 43829.8937 | 60303.8882 | 75427.1204 | 86481.0949 | 91527.7371 | 89949.6726 | 82505.5618 | 70947.6706 | 57420.1228 | 43890.0939 | 31782.4818 | 21864.1556 | 14324.7916 | 8958.6079 | 5359.0473 | 3565.9628 | 0 | 0 | 0
F11_Industrial_Instruments_Existing_Space Heating_Natural Gas_Insulation - Roof/Ceiling_A_Achievable Technical Potential | F11 | Industrial | Instruments | Existing | Space Heating | Natural Gas | Insulation - Roof/Ceiling | A | Purchases (Cumulative) | Achievable Technical Potential | 0 | 0 | 16670.6724 | 45341.3548 | 89171.2485 | 149475.1367 | 224902.2571 | 311383.352 | 402911.089 | 492860.7617 | 575366.3234 | 646313.994 | 703734.1169 | 747624.2108 | 779406.6926 | 801270.8481 | 815595.6397 | 824554.2476 | 829913.2949 | 833479.2578 | 833479.2578 | 833479.2578 | 0
F1_Industrial_Instruments_Existing_Space Heating_Natural Gas_Insulation - Wall Cavity_A_Achievable Technical Potential | F1 | Industrial | Instruments | Existing | Space Heating | Natural Gas | Insulation - Wall Cavity | A | Integrated Unit Energy Savings (kWh or therms) | Achievable Technical Potential | 0 | 0 | 0.018069 | 0.01788 | 0.017628 | 0.017305 | 0.016911 | 0.016458 | 0.015965 | 0.015456 | 0.014954 | 0.014478 | 0.014039 | 0.013641 | 0.013285 | 0.012967 | 0.012683 | 0.012433 | 0.012213 | 0.012016 | 0.011846 | 0.011686 | 0
F2_Industrial_Instruments_Existing_Space Heating_Natural Gas_Insulation - Wall Cavity_A_Achievable Technical Potential | F2 | Industrial | Instruments | Existing | Space Heating | Natural Gas | Insulation - Wall Cavity | A | Integrated Unit Summer Peak Savings (kW) | Achievable Technical Potential | 0 | 0 | 0 | 0 | 0 | 0 | 0 | 0 | 0 | 0 | 0 | 0 | 0 | 0 | 0 | 0 | 0 | 0 | 0 | 0 | 0 | 0 | 0
F3_Industrial_Instruments_Existing_Space Heating_Natural Gas_Insulation - Wall Cavity_A_Achievable Technical Potential | F3 | Industrial | Instruments | Existing | Space Heating | Natural Gas | Insulation - Wall Cavity | A | Integrated Unit Winter Peak Savings (kW) | Achievable Technical Potential | 0 | 0 | 0 | 0 | 0 | 0 | 0 | 0 | 0 | 0 | 0 | 0 | 0 | 0 | 0 | 0 | 0 | 0 | 0 | 0 | 0 | 0 | 0
F4_Industrial_Instruments_Existing_Space Heating_Natural Gas_Insulation - Wall Cavity_A_Achievable Technical Potential | F4 | Industrial | Instruments | Existing | Space Heating | Natural Gas | Insulation - Wall Cavity | A | Incremental Energy Savings (MWh or mTherms) | Achievable Technical Potential | 0 | 0 | 0.30121 | 0.51263 | 0.77264 | 1.0436 | 1.2756 | 1.4233 | 1.4612 | 1.3903 | 1.2338 | 1.0272 | 0.80612 | 0.59872 | 0.42223 | 0.28351 | 0.18168 | 0.11138 | 0.065451 | 0.042848 | 0 | 0 | 0
F5_Industrial_Instruments_Existing_Space Heating_Natural Gas_Insulation - Wall Cavity_A_Achievable Technical Potential | F5 | Industrial | Instruments | Existing | Space Heating | Natural Gas | Insulation - Wall Cavity | A | Incremental Summer Peak Savings (MW) | Achievable Technical Potential | 0 | 0 | 0 | 0 | 0 | 0 | 0 | 0 | 0 | 0 | 0 | 0 | 0 | 0 | 0 | 0 | 0 | 0 | 0 | 0 | 0 | 0 | 0
F6_Industrial_Instruments_Existing_Space Heating_Natural Gas_Insulation - Wall Cavity_A_Achievable Technical Potential | F6 | Industrial | Instruments | Existing | Space Heating | Natural Gas | Insulation - Wall Cavity | A | Incremental Winter Peak Savings (MW) | Achievable Technical Potential | 0 | 0 | 0 | 0 | 0 | 0 | 0 | 0 | 0 | 0 | 0 | 0 | 0 | 0 | 0 | 0 | 0 | 0 | 0 | 0 | 0 | 0 | 0
F7_Industrial_Instruments_Existing_Space Heating_Natural Gas_Insulation - Wall Cavity_A_Achievable Technical Potential | F7 | Industrial | Instruments | Existing | Space Heating | Natural Gas | Insulation - Wall Cavity | A | Cumulative Energy Savings (MWh or mTherms) | Achievable Technical Potential | 0 | 0 | 0.30121 | 0.81069 | 1.5719 | 2.5867 | 3.8034 | 5.1248 | 6.4325 | 7.6177 | 8.6042 | 9.3575 | 9.8797 | 10.1986 | 10.3544 | 10.39 | 10.3439 | 10.2517 | 10.1359 | 10.0149 | 9.873 | 9.7396 | 0
F8_Industrial_Instruments_Existing_Space Heating_Natural Gas_Insulation - Wall Cavity_A_Achievable Technical Potential | F8 | Industrial | Instruments | Existing | Space Heating | Natural Gas | Insulation - Wall Cavity | A | Cumulative Summer Peak Savings (MW) | Achievable Technical Potential | 0 | 0 | 0 | 0 | 0 | 0 | 0 | 0 | 0 | 0 | 0 | 0 | 0 | 0 | 0 | 0 | 0 | 0 | 0 | 0 | 0 | 0 | 0
F9_Industrial_Instruments_Existing_Space Heating_Natural Gas_Insulation - Wall Cavity_A_Achievable Technical Potential | F9 | Industrial | Instruments | Existing | Space Heating | Natural Gas | Insulation - Wall Cavity | A | Cumulative Winter Peak Savings (MW) | Achievable Technical Potential | 0 | 0 | 0 | 0 | 0 | 0 | 0 | 0 | 0 | 0 | 0 | 0 | 0 | 0 | 0 | 0 | 0 | 0 | 0 | 0 | 0 | 0 | 0
F10_Industrial_Instruments_Existing_Space Heating_Natural Gas_Insulation - Wall Cavity_A_Achievable Technical Potential | F10 | Industrial | Instruments | Existing | Space Heating | Natural Gas | Insulation - Wall Cavity | A | Purchases (Incremental) | Achievable Technical Potential | 0 | 0 | 16670.6724 | 28670.6823 | 43829.8937 | 60303.8882 | 75427.1204 | 86481.0949 | 91527.7371 | 89949.6726 | 82505.5618 | 70947.6706 | 57420.1228 | 43890.0939 | 31782.4818 | 21864.1556 | 14324.7916 | 8958.6079 | 5359.0473 | 3565.9628 | 0 | 0 | 0
F11_Industrial_Instruments_Existing_Space Heating_Natural Gas_Insulation - Wall Cavity_A_Achievable Technical Potential | F11 | Industrial | Instruments | Existing | Space Heating | Natural Gas | Insulation - Wall Cavity | A | Purchases (Cumulative) | Achievable Technical Potential | 0 | 0 | 16670.6724 | 45341.3548 | 89171.2485 | 149475.1367 | 224902.2571 | 311383.352 | 402911.089 | 492860.7617 | 575366.3234 | 646313.994 | 703734.1169 | 747624.2108 | 779406.6926 | 801270.8481 | 815595.6397 | 824554.2476 | 829913.2949 | 833479.2578 | 833479.2578 | 833479.2578 | 0
F1_Industrial_Instruments_Existing_Space Heating_Natural Gas_Insulation - Ducting_A_Achievable Technical Potential | F1 | Industrial | Instruments | Existing | Space Heating | Natural Gas | Insulation - Ducting | A | Integrated Unit Energy Savings (kWh or therms) | Achievable Technical Potential | 0 | 0 | 0.0014287 | 0.0014051 | 0.0013758 | 0.0013402 | 0.0012985 | 0.0012521 | 0.001203 | 0.0011535 | 0.0011055 | 0.0010608 | 0.00102 | 0.00098354 | 0.00095109 | 0.00092227 | 0.0008966 | 0.00087395 | 0.00085386 | 0.00083566 | 0.00081974 | 0.0008047 | 0
F2_Industrial_Instruments_Existing_Space Heating_Natural Gas_Insulation - Ducting_A_Achievable Technical Potential | F2 | Industrial | Instruments | Existing | Space Heating | Natural Gas | Insulation - Ducting | A | Integrated Unit Summer Peak Savings (kW) | Achievable Technical Potential | 0 | 0 | 0 | 0 | 0 | 0 | 0 | 0 | 0 | 0 | 0 | 0 | 0 | 0 | 0 | 0 | 0 | 0 | 0 | 0 | 0 | 0 | 0
F3_Industrial_Instruments_Existing_Space Heating_Natural Gas_Insulation - Ducting_A_Achievable Technical Potential | F3 | Industrial | Instruments | Existing | Space Heating | Natural Gas | Insulation - Ducting | A | Integrated Unit Winter Peak Savings (kW) | Achievable Technical Potential | 0 | 0 | 0 | 0 | 0 | 0 | 0 | 0 | 0 | 0 | 0 | 0 | 0 | 0 | 0 | 0 | 0 | 0 | 0 | 0 | 0 | 0 | 0
F4_Industrial_Instruments_Existing_Space Heating_Natural Gas_Insulation - Ducting_A_Achievable Technical Potential | F4 | Industrial | Instruments | Existing | Space Heating | Natural Gas | Insulation - Ducting | A | Incremental Energy Savings (MWh or mTherms) | Achievable Technical Potential | 0 | 0 | 0.0030073 | 0.0035688 | 0.0042023 | 0.00467 | 0.0050721 | 0.0056195 | 0.0058208 | 0.0056031 | 0.0049736 | 0.0040315 | 0.0029482 | 0.0018489 | 0.0010202 | 0.00046813 | 0.00018922 | 6.5914e-05 | 1.9768e-05 | 4.1441e-06 | 6.5668e-07 | 7.6043e-08 | 0
F5_Industrial_Instruments_Existing_Space Heating_Natural Gas_Insulation - Ducting_A_Achievable Technical Potential | F5 | Industrial | Instruments | Existing | Space Heating | Natural Gas | Insulation - Ducting | A | Incremental Summer Peak Savings (MW) | Achievable Technical Potential | 0 | 0 | 0 | 0 | 0 | 0 | 0 | 0 | 0 | 0 | 0 | 0 | 0 | 0 | 0 | 0 | 0 | 0 | 0 | 0 | 0 | 0 | 0
F6_Industrial_Instruments_Existing_Space Heating_Natural Gas_Insulation - Ducting_A_Achievable Technical Potential | F6 | Industrial | Instruments | Existing | Space Heating | Natural Gas | Insulation - Ducting | A | Incremental Winter Peak Savings (MW) | Achievable Technical Potential | 0 | 0 | 0 | 0 | 0 | 0 | 0 | 0 | 0 | 0 | 0 | 0 | 0 | 0 | 0 | 0 | 0 | 0 | 0 | 0 | 0 | 0 | 0
F7_Industrial_Instruments_Existing_Space Heating_Natural Gas_Insulation - Ducting_A_Achievable Technical Potential | F7 | Industrial | Instruments | Existing | Space Heating | Natural Gas | Insulation - Ducting | A | Cumulative Energy Savings (MWh or mTherms) | Achievable Technical Potential | 0 | 0 | 0.0030073 | 0.0065264 | 0.010593 | 0.014988 | 0.019594 | 0.024514 | 0.029374 | 0.033767 | 0.037337 | 0.039857 | 0.041275 | 0.041647 | 0.041293 | 0.04051 | 0.039571 | 0.038638 | 0.037769 | 0.036969 | 0.036265 | 0.0356 | 0
F8_Industrial_Instruments_Existing_Space Heating_Natural Gas_Insulation - Ducting_A_Achievable Technical Potential | F8 | Industrial | Instruments | Existing | Space Heating | Natural Gas | Insulation - Ducting | A | Cumulative Summer Peak Savings (MW) | Achievable Technical Potential | 0 | 0 | 0 | 0 | 0 | 0 | 0 | 0 | 0 | 0 | 0 | 0 | 0 | 0 | 0 | 0 | 0 | 0 | 0 | 0 | 0 | 0 | 0
F9_Industrial_Instruments_Existing_Space Heating_Natural Gas_Insulation - Ducting_A_Achievable Technical Potential | F9 | Industrial | Instruments | Existing | Space Heating | Natural Gas | Insulation - Ducting | A | Cumulative Winter Peak Savings (MW) | Achievable Technical Potential | 0 | 0 | 0 | 0 | 0 | 0 | 0 | 0 | 0 | 0 | 0 | 0 | 0 | 0 | 0 | 0 | 0 | 0 | 0 | 0 | 0 | 0 | 0
F10_Industrial_Instruments_Existing_Space Heating_Natural Gas_Insulation - Ducting_A_Achievable Technical Potential | F10 | Industrial | Instruments | Existing | Space Heating | Natural Gas | Insulation - Ducting | A | Purchases (Incremental) | Achievable Technical Potential | 0 | 0 | 2104.8721 | 2539.8879 | 3054.4919 | 3484.6496 | 3906.1551 | 4488.0275 | 4838.5491 | 4857.6969 | 4498.8688 | 3800.4837 | 2890.2683 | 1879.8608 | 1072.7126 | 507.5862 | 211.0455 | 75.4206 | 23.1518 | 4.959 | 0.80108 | 0.094498 | 0
F11_Industrial_Instruments_Existing_Space Heating_Natural Gas_Insulation - Ducting_A_Achievable Technical Potential | F11 | Industrial | Instruments | Existing | Space Heating | Natural Gas | Insulation - Ducting | A | Purchases (Cumulative) | Achievable Technical Potential | 0 | 0 | 2104.8721 | 4644.76 | 7699.2519 | 11183.9015 | 15090.0566 | 19578.0842 | 24416.6332 | 29274.3301 | 33773.199 | 37573.6827 | 40463.9509 | 42343.8118 | 43416.5243 | 43924.1106 | 44135.156 | 44210.5767 | 44233.7285 | 44238.6876 | 44239.4886 | 44239.5831 | 0
F1_Industrial_Instruments_Existing_Space Heating_Natural Gas_HVAC - Duct Repair and Sealing_A_Achievable Technical Potential | F1 | Industrial | Instruments | Existing | Space Heating | Natural Gas | HVAC - Duct Repair and Sealing | A | Integrated Unit Energy Savings (kWh or therms) | Achievable Technical Potential | 0 | 0 | 0.0040508 | 0.0039959 | 0.0039274 | 0.0038433 | 0.0037443 | 0.003633 | 0.0035139 | 0.0033923 | 0.0032734 | 0.0031611 | 0.0030579 | 0.0029646 | 0.002881 | 0.0028064 | 0.0027396 | 0.0026808 | 0.0026289 | 0.0025822 | 0.0025417 | 0.0025037 | 0
F2_Industrial_Instruments_Existing_Space Heating_Natural Gas_HVAC - Duct Repair and Sealing_A_Achievable Technical Potential | F2 | Industrial | Instruments | Existing | Space Heating | Natural Gas | HVAC - Duct Repair and Sealing | A | Integrated Unit Summer Peak Savings (kW) | Achievable Technical Potential | 0 | 0 | 0 | 0 | 0 | 0 | 0 | 0 | 0 | 0 | 0 | 0 | 0 | 0 | 0 | 0 | 0 | 0 | 0 | 0 | 0 | 0 | 0
F3_Industrial_Instruments_Existing_Space Heating_Natural Gas_HVAC - Duct Repair and Sealing_A_Achievable Technical Potential | F3 | Industrial | Instruments | Existing | Space Heating | Natural Gas | HVAC - Duct Repair and Sealing | A | Integrated Unit Winter Peak Savings (kW) | Achievable Technical Potential | 0 | 0 | 0 | 0 | 0 | 0 | 0 | 0 | 0 | 0 | 0 | 0 | 0 | 0 | 0 | 0 | 0 | 0 | 0 | 0 | 0 | 0 | 0
F4_Industrial_Instruments_Existing_Space Heating_Natural Gas_HVAC - Duct Repair and Sealing_A_Achievable Technical Potential | F4 | Industrial | Instruments | Existing | Space Heating | Natural Gas | HVAC - Duct Repair and Sealing | A | Incremental Energy Savings (MWh or mTherms) | Achievable Technical Potential | 0 | 0 | 0.01735 | 0.01682 | 0.016246 | 0.015625 | 0.01496 | 0.014265 | 0.013559 | 0.012864 | 0.012199 | 0.011578 | 0.011007 | 0.010487 | 0.010016 | 0.0095878 | 0.0091982 | 0.0088457 | 0.0085248 | 0.008229 | 0.0079604 | 0.0077062 | 0
F5_Industrial_Instruments_Existing_Space Heating_Natural Gas_HVAC - Duct Repair and Sealing_A_Achievable Technical Potential | F5 | Industrial | Instruments | Existing | Space Heating | Natural Gas | HVAC - Duct Repair and Sealing | A | Incremental Summer Peak Savings (MW) | Achievable Technical Potential | 0 | 0 | 0 | 0 | 0 | 0 | 0 | 0 | 0 | 0 | 0 | 0 | 0 | 0 | 0 | 0 | 0 | 0 | 0 | 0 | 0 | 0 | 0
F6_Industrial_Instruments_Existing_Space Heating_Natural Gas_HVAC - Duct Repair and Sealing_A_Achievable Technical Potential | F6 | Industrial | Instruments | Existing | Space Heating | Natural Gas | HVAC - Duct Repair and Sealing | A | Incremental Winter Peak Savings (MW) | Achievable Technical Potential | 0 | 0 | 0 | 0 | 0 | 0 | 0 | 0 | 0 | 0 | 0 | 0 | 0 | 0 | 0 | 0 | 0 | 0 | 0 | 0 | 0 | 0 | 0
F7_Industrial_Instruments_Existing_Space Heating_Natural Gas_HVAC - Duct Repair and Sealing_A_Achievable Technical Potential | F7 | Industrial | Instruments | Existing | Space Heating | Natural Gas | HVAC - Duct Repair and Sealing | A | Cumulative Energy Savings (MWh or mTherms) | Achievable Technical Potential | 0 | 0 | 0.01735 | 0.033936 | 0.049599 | 0.064163 | 0.07747 | 0.089431 | 0.10006 | 0.10946 | 0.11782 | 0.12536 | 0.13228 | 0.13873 | 0.14483 | 0.15066 | 0.15628 | 0.16177 | 0.16716 | 0.17242 | 0.17768 | 0.18273 | 0
F8_Industrial_Instruments_Existing_Space Heating_Natural Gas_HVAC - Duct Repair and Sealing_A_Achievable Technical Potential | F8 | Industrial | Instruments | Existing | Space Heating | Natural Gas | HVAC - Duct Repair and Sealing | A | Cumulative Summer Peak Savings (MW) | Achievable Technical Potential | 0 | 0 | 0 | 0 | 0 | 0 | 0 | 0 | 0 | 0 | 0 | 0 | 0 | 0 | 0 | 0 | 0 | 0 | 0 | 0 | 0 | 0 | 0
F9_Industrial_Instruments_Existing_Space Heating_Natural Gas_HVAC - Duct Repair and Sealing_A_Achievable Technical Potential | F9 | Industrial | Instruments | Existing | Space Heating | Natural Gas | HVAC - Duct Repair and Sealing | A | Cumulative Winter Peak Savings (MW) | Achievable Technical Potential | 0 | 0 | 0 | 0 | 0 | 0 | 0 | 0 | 0 | 0 | 0 | 0 | 0 | 0 | 0 | 0 | 0 | 0 | 0 | 0 | 0 | 0 | 0
F10_Industrial_Instruments_Existing_Space Heating_Natural Gas_HVAC - Duct Repair and Sealing_A_Achievable Technical Potential | F10 | Industrial | Instruments | Existing | Space Heating | Natural Gas | HVAC - Duct Repair and Sealing | A | Purchases (Incremental) | Achievable Technical Potential | 0 | 0 | 4283.1701 | 4209.3223 | 4136.7478 | 4065.4245 | 3995.331 | 3926.446 | 3858.7487 | 3792.2185 | 3726.8354 | 3662.5796 | 3599.4317 | 3537.3726 | 3476.3834 | 3416.4457 | 3357.5415 | 3299.6528 | 3242.7623 | 3186.8526 | 3131.9068 | 3077.9085 | 0
F11_Industrial_Instruments_Existing_Space Heating_Natural Gas_HVAC - Duct Repair and Sealing_A_Achievable Technical Potential | F11 | Industrial | Instruments | Existing | Space Heating | Natural Gas | HVAC - Duct Repair and Sealing | A | Purchases (Cumulative) | Achievable Technical Potential | 0 | 0 | 4283.1701 | 8492.4924 | 12629.2401 | 16694.6647 | 20689.9957 | 24616.4417 | 28475.1904 | 32267.4089 | 35994.2443 | 39656.8239 | 43256.2557 | 46793.6282 | 50270.0116 | 53686.4573 | 57043.9988 | 60343.6516 | 63586.4139 | 66773.2665 | 69905.1733 | 72983.0818 | 0
F1_Industrial_Instruments_Existing_Space Heating_Natural Gas_Windows - High Efficiency_A_Achievable Technical Potential | F1 | Industrial | Instruments | Existing | Space Heating | Natural Gas | Windows - High Efficiency | A | Integrated Unit Energy Savings (kWh or therms) | Achievable Technical Potential | 0 | 0 | 0.0077074 | 0.0076041 | 0.0074691 | 0.0072987 | 0.0070942 | 0.0068619 | 0.0066127 | 0.0063586 | 0.0061113 | 0.0058794 | 0.0056676 | 0.0054777 | 0.0053088 | 0.0051588 | 0.0050252 | 0.0049075 | 0.0048033 | 0.0047089 | 0.0046266 | 0.0045485 | 0
F2_Industrial_Instruments_Existing_Space Heating_Natural Gas_Windows - High Efficiency_A_Achievable Technical Potential | F2 | Industrial | Instruments | Existing | Space Heating | Natural Gas | Windows - High Efficiency | A | Integrated Unit Summer Peak Savings (kW) | Achievable Technical Potential | 0 | 0 | 0 | 0 | 0 | 0 | 0 | 0 | 0 | 0 | 0 | 0 | 0 | 0 | 0 | 0 | 0 | 0 | 0 | 0 | 0 | 0 | 0
F3_Industrial_Instruments_Existing_Space Heating_Natural Gas_Windows - High Efficiency_A_Achievable Technical Potential | F3 | Industrial | Instruments | Existing | Space Heating | Natural Gas | Windows - High Efficiency | A | Integrated Unit Winter Peak Savings (kW) | Achievable Technical Potential | 0 | 0 | 0 | 0 | 0 | 0 | 0 | 0 | 0 | 0 | 0 | 0 | 0 | 0 | 0 | 0 | 0 | 0 | 0 | 0 | 0 | 0 | 0
F4_Industrial_Instruments_Existing_Space Heating_Natural Gas_Windows - High Efficiency_A_Achievable Technical Potential | F4 | Industrial | Instruments | Existing | Space Heating | Natural Gas | Windows - High Efficiency | A | Incremental Energy Savings (MWh or mTherms) | Achievable Technical Potential | 0 | 0 | 0.02605 | 0.050488 | 0.086535 | 0.13518 | 0.19599 | 0.26683 | 0.34375 | 0.42112 | 0.49196 | 0.5485 | 0.58299 | 0.58907 | 0.5634 | 0.5072 | 0.42691 | 0.33884 | 0.24923 | 0.16624 | 0.10255 | 0.06462 | 0
F5_Industrial_Instruments_Existing_Space Heating_Natural Gas_Windows - High Efficiency_A_Achievable Technical Potential | F5 | Industrial | Instruments | Existing | Space Heating | Natural Gas | Windows - High Efficiency | A | Incremental Summer Peak Savings (MW) | Achievable Technical Potential | 0 | 0 | 0 | 0 | 0 | 0 | 0 | 0 | 0 | 0 | 0 | 0 | 0 | 0 | 0 | 0 | 0 | 0 | 0 | 0 | 0 | 0 | 0
F6_Industrial_Instruments_Existing_Space Heating_Natural Gas_Windows - High Efficiency_A_Achievable Technical Potential | F6 | Industrial | Instruments | Existing | Space Heating | Natural Gas | Windows - High Efficiency | A | Incremental Winter Peak Savings (MW) | Achievable Technical Potential | 0 | 0 | 0 | 0 | 0 | 0 | 0 | 0 | 0 | 0 | 0 | 0 | 0 | 0 | 0 | 0 | 0 | 0 | 0 | 0 | 0 | 0 | 0
F7_Industrial_Instruments_Existing_Space Heating_Natural Gas_Windows - High Efficiency_A_Achievable Technical Potential | F7 | Industrial | Instruments | Existing | Space Heating | Natural Gas | Windows - High Efficiency | A | Cumulative Energy Savings (MWh or mTherms) | Achievable Technical Potential | 0 | 0 | 0.02605 | 0.076189 | 0.16137 | 0.29287 | 0.48065 | 0.73175 | 1.0489 | 1.4297 | 1.8661 | 2.3438 | 2.8423 | 3.3362 | 3.7967 | 4.1966 | 4.5149 | 4.748 | 4.8963 | 4.9663 | 4.9821 | 4.9627 | 0
F8_Industrial_Instruments_Existing_Space Heating_Natural Gas_Windows - High Efficiency_A_Achievable Technical Potential | F8 | Industrial | Instruments | Existing | Space Heating | Natural Gas | Windows - High Efficiency | A | Cumulative Summer Peak Savings (MW) | Achievable Technical Potential | 0 | 0 | 0 | 0 | 0 | 0 | 0 | 0 | 0 | 0 | 0 | 0 | 0 | 0 | 0 | 0 | 0 | 0 | 0 | 0 | 0 | 0 | 0
F9_Industrial_Instruments_Existing_Space Heating_Natural Gas_Windows - High Efficiency_A_Achievable Technical Potential | F9 | Industrial | Instruments | Existing | Space Heating | Natural Gas | Windows - High Efficiency | A | Cumulative Winter Peak Savings (MW) | Achievable Technical Potential | 0 | 0 | 0 | 0 | 0 | 0 | 0 | 0 | 0 | 0 | 0 | 0 | 0 | 0 | 0 | 0 | 0 | 0 | 0 | 0 | 0 | 0 | 0
F10_Industrial_Instruments_Existing_Space Heating_Natural Gas_Windows - High Efficiency_A_Achievable Technical Potential | F10 | Industrial | Instruments | Existing | Space Heating | Natural Gas | Windows - High Efficiency | A | Purchases (Incremental) | Achievable Technical Potential | 0 | 0 | 3379.8554 | 6639.6246 | 11585.6964 | 18520.7969 | 27627.2935 | 38885.9775 | 51983.615 | 66227.6516 | 80499.9117 | 93291.8202 | 102862.7498 | 107539.9334 | 106127.0209 | 98317.7425 | 84952.8836 | 69043.8013 | 51887.8872 | 35303.032 | 22165.8405 | 14206.7418 | 0
F11_Industrial_Instruments_Existing_Space Heating_Natural Gas_Windows - High Efficiency_A_Achievable Technical Potential | F11 | Industrial | Instruments | Existing | Space Heating | Natural Gas | Windows - High Efficiency | A | Purchases (Cumulative) | Achievable Technical Potential | 0 | 0 | 3379.8554 | 10019.4801 | 21605.1765 | 40125.9734 | 67753.2668 | 106639.2443 | 158622.8594 | 224850.511 | 305350.4227 | 398642.2429 | 501504.9926 | 609044.9261 | 715171.947 | 813489.6894 | 898442.573 | 967486.3743 | 1019374.2615 | 1054677.2935 | 1076843.134 | 1091049.8758 | 0
F1_Industrial_Instruments_Existing_Space Heating_Natural Gas_Gas Boiler - Maintenance_A_Achievable Technical Potential | F1 | Industrial | Instruments | Existing | Space Heating | Natural Gas | Gas Boiler - Maintenance | A | Integrated Unit Energy Savings (kWh or therms) | Achievable Technical Potential | 0 | 0 | 4.1316 | 4.1196 | 4.107 | 4.0938 | 4.0796 | 4.0643 | 4.0477 | 4.0297 | 4.0103 | 3.9896 | 3.9676 | 3.9445 | 3.9203 | 3.8951 | 3.8692 | 3.8447 | 3.8218 | 3.8008 | 3.7814 | 3.7639 | 0
F2_Industrial_Instruments_Existing_Space Heating_Natural Gas_Gas Boiler - Maintenance_A_Achievable Technical Potential | F2 | Industrial | Instruments | Existing | Space Heating | Natural Gas | Gas Boiler - Maintenance | A | Integrated Unit Summer Peak Savings (kW) | Achievable Technical Potential | 0 | 0 | 0 | 0 | 0 | 0 | 0 | 0 | 0 | 0 | 0 | 0 | 0 | 0 | 0 | 0 | 0 | 0 | 0 | 0 | 0 | 0 | 0
F3_Industrial_Instruments_Existing_Space Heating_Natural Gas_Gas Boiler - Maintenance_A_Achievable Technical Potential | F3 | Industrial | Instruments | Existing | Space Heating | Natural Gas | Gas Boiler - Maintenance | A | Integrated Unit Winter Peak Savings (kW) | Achievable Technical Potential | 0 | 0 | 0 | 0 | 0 | 0 | 0 | 0 | 0 | 0 | 0 | 0 | 0 | 0 | 0 | 0 | 0 | 0 | 0 | 0 | 0 | 0 | 0
F4_Industrial_Instruments_Existing_Space Heating_Natural Gas_Gas Boiler - Maintenance_A_Achievable Technical Potential | F4 | Industrial | Instruments | Existing | Space Heating | Natural Gas | Gas Boiler - Maintenance | A | Incremental Energy Savings (MWh or mTherms) | Achievable Technical Potential | 0 | 0 | 0.018446 | 0.012669 | 0.0085931 | 0.0065557 | 0.0056252 | 0.0047658 | 0.003996 | 0.0033216 | 0.0027409 | 0.0022475 | 0.0018329 | 0.0013947 | 0.0010609 | 0.00080677 | 0.00061336 | 0.00054998 | 0.00042049 | 0.00035388 | 0.0002902 | 0.00022929 | 0
F5_Industrial_Instruments_Existing_Space Heating_Natural Gas_Gas Boiler - Maintenance_A_Achievable Technical Potential | F5 | Industrial | Instruments | Existing | Space Heating | Natural Gas | Gas Boiler - Maintenance | A | Incremental Summer Peak Savings (MW) | Achievable Technical Potential | 0 | 0 | 0 | 0 | 0 | 0 | 0 | 0 | 0 | 0 | 0 | 0 | 0 | 0 | 0 | 0 | 0 | 0 | 0 | 0 | 0 | 0 | 0
F6_Industrial_Instruments_Existing_Space Heating_Natural Gas_Gas Boiler - Maintenance_A_Achievable Technical Potential | F6 | Industrial | Instruments | Existing | Space Heating | Natural Gas | Gas Boiler - Maintenance | A | Incremental Winter Peak Savings (MW) | Achievable Technical Potential | 0 | 0 | 0 | 0 | 0 | 0 | 0 | 0 | 0 | 0 | 0 | 0 | 0 | 0 | 0 | 0 | 0 | 0 | 0 | 0 | 0 | 0 | 0
F7_Industrial_Instruments_Existing_Space Heating_Natural Gas_Gas Boiler - Maintenance_A_Achievable Technical Potential | F7 | Industrial | Instruments | Existing | Space Heating | Natural Gas | Gas Boiler - Maintenance | A | Cumulative Energy Savings (MWh or mTherms) | Achievable Technical Potential | 0 | 0 | 0.018446 | 0.031062 | 0.03956 | 0.045988 | 0.051454 | 0.056027 | 0.059794 | 0.06285 | 0.065288 | 0.067198 | 0.068661 | 0.069656 | 0.070289 | 0.070645 | 0.070787 | 0.070889 | 0.070889 | 0.070852 | 0.070782 | 0.070683 | 0
F8_Industrial_Instruments_Existing_Space Heating_Natural Gas_Gas Boiler - Maintenance_A_Achievable Technical Potential | F8 | Industrial | Instruments | Existing | Space Heating | Natural Gas | Gas Boiler - Maintenance | A | Cumulative Summer Peak Savings (MW) | Achievable Technical Potential | 0 | 0 | 0 | 0 | 0 | 0 | 0 | 0 | 0 | 0 | 0 | 0 | 0 | 0 | 0 | 0 | 0 | 0 | 0 | 0 | 0 | 0 | 0
F9_Industrial_Instruments_Existing_Space Heating_Natural Gas_Gas Boiler - Maintenance_A_Achievable Technical Potential | F9 | Industrial | Instruments | Existing | Space Heating | Natural Gas | Gas Boiler - Maintenance | A | Cumulative Winter Peak Savings (MW) | Achievable Technical Potential | 0 | 0 | 0 | 0 | 0 | 0 | 0 | 0 | 0 | 0 | 0 | 0 | 0 | 0 | 0 | 0 | 0 | 0 | 0 | 0 | 0 | 0 | 0
F10_Industrial_Instruments_Existing_Space Heating_Natural Gas_Gas Boiler - Maintenance_A_Achievable Technical Potential | F10 | Industrial | Instruments | Existing | Space Heating | Natural Gas | Gas Boiler - Maintenance | A | Purchases (Incremental) | Achievable Technical Potential | 0 | 0 | 4.4646 | 3.0754 | 2.0923 | 1.6014 | 1.3789 | 1.1726 | 0.98723 | 0.82429 | 0.68346 | 0.56334 | 0.46196 | 0.35358 | 0.27062 | 0.20712 | 0.15853 | 0.14305 | 0.11002 | 0.093109 | 0.076745 | 0.060917 | 0
F11_Industrial_Instruments_Existing_Space Heating_Natural Gas_Gas Boiler - Maintenance_A_Achievable Technical Potential | F11 | Industrial | Instruments | Existing | Space Heating | Natural Gas | Gas Boiler - Maintenance | A | Purchases (Cumulative) | Achievable Technical Potential | 0 | 0 | 4.4646 | 7.54 | 9.6323 | 11.2337 | 12.6125 | 13.7851 | 14.7724 | 15.5967 | 16.2801 | 16.8435 | 17.3054 | 17.659 | 17.9296 | 18.1367 | 18.2953 | 18.4383 | 18.5483 | 18.6415 | 18.7182 | 18.7791 | 0
F1_Industrial_Instruments_Existing_Process_Natural Gas_Gas Boiler - Maintenance_A_Achievable Technical Potential | F1 | Industrial | Instruments | Existing | Process | Natural Gas | Gas Boiler - Maintenance | A | Integrated Unit Energy Savings (kWh or therms) | Achievable Technical Potential | 0 | 0 | 2.58 | 2.58 | 2.58 | 2.58 | 2.58 | 2.58 | 2.58 | 2.58 | 2.58 | 2.58 | 2.58 | 2.58 | 2.58 | 2.58 | 2.58 | 2.58 | 2.58 | 2.58 | 2.58 | 2.58 | 0
F2_Industrial_Instruments_Existing_Process_Natural Gas_Gas Boiler - Maintenance_A_Achievable Technical Potential | F2 | Industrial | Instruments | Existing | Process | Natural Gas | Gas Boiler - Maintenance | A | Integrated Unit Summer Peak Savings (kW) | Achievable Technical Potential | 0 | 0 | 0 | 0 | 0 | 0 | 0 | 0 | 0 | 0 | 0 | 0 | 0 | 0 | 0 | 0 | 0 | 0 | 0 | 0 | 0 | 0 | 0
F3_Industrial_Instruments_Existing_Process_Natural Gas_Gas Boiler - Maintenance_A_Achievable Technical Potential | F3 | Industrial | Instruments | Existing | Process | Natural Gas | Gas Boiler - Maintenance | A | Integrated Unit Winter Peak Savings (kW) | Achievable Technical Potential | 0 | 0 | 0 | 0 | 0 | 0 | 0 | 0 | 0 | 0 | 0 | 0 | 0 | 0 | 0 | 0 | 0 | 0 | 0 | 0 | 0 | 0 | 0
F4_Industrial_Instruments_Existing_Process_Natural Gas_Gas Boiler - Maintenance_A_Achievable Technical Potential | F4 | Industrial | Instruments | Existing | Process | Natural Gas | Gas Boiler - Maintenance | A | Incremental Energy Savings (MWh or mTherms) | Achievable Technical Potential | 0 | 0 | 0.34942 | 0.24069 | 0.16375 | 0.12533 | 0.10792 | 0.091773 | 0.077265 | 0.064512 | 0.053491 | 0.04409 | 0.036155 | 0.027672 | 0.02118 | 0.01621 | 0.012407 | 0.011196 | 0.0086109 | 0.0072871 | 0.0060064 | 0.0047676 | 0
F5_Industrial_Instruments_Existing_Process_Natural Gas_Gas Boiler - Maintenance_A_Achievable Technical Potential | F5 | Industrial | Instruments | Existing | Process | Natural Gas | Gas Boiler - Maintenance | A | Incremental Summer Peak Savings (MW) | Achievable Technical Potential | 0 | 0 | 0 | 0 | 0 | 0 | 0 | 0 | 0 | 0 | 0 | 0 | 0 | 0 | 0 | 0 | 0 | 0 | 0 | 0 | 0 | 0 | 0
F6_Industrial_Instruments_Existing_Process_Natural Gas_Gas Boiler - Maintenance_A_Achievable Technical Potential | F6 | Industrial | Instruments | Existing | Process | Natural Gas | Gas Boiler - Maintenance | A | Incremental Winter Peak Savings (MW) | Achievable Technical Potential | 0 | 0 | 0 | 0 | 0 | 0 | 0 | 0 | 0 | 0 | 0 | 0 | 0 | 0 | 0 | 0 | 0 | 0 | 0 | 0 | 0 | 0 | 0
F7_Industrial_Instruments_Existing_Process_Natural Gas_Gas Boiler - Maintenance_A_Achievable Technical Potential | F7 | Industrial | Instruments | Existing | Process | Natural Gas | Gas Boiler - Maintenance | A | Cumulative Energy Savings (MWh or mTherms) | Achievable Technical Potential | 0 | 0 | 0.34942 | 0.59011 | 0.75387 | 0.8792 | 0.98711 | 1.0789 | 1.1561 | 1.2207 | 1.2742 | 1.3182 | 1.3544 | 1.3821 | 1.4032 | 1.4195 | 1.4319 | 1.4431 | 1.4517 | 1.459 | 1.465 | 1.4697 | 0
F8_Industrial_Instruments_Existing_Process_Natural Gas_Gas Boiler - Maintenance_A_Achievable Technical Potential | F8 | Industrial | Instruments | Existing | Process | Natural Gas | Gas Boiler - Maintenance | A | Cumulative Summer Peak Savings (MW) | Achievable Technical Potential | 0 | 0 | 0 | 0 | 0 | 0 | 0 | 0 | 0 | 0 | 0 | 0 | 0 | 0 | 0 | 0 | 0 | 0 | 0 | 0 | 0 | 0 | 0
F9_Industrial_Instruments_Existing_Process_Natural Gas_Gas Boiler - Maintenance_A_Achievable Technical Potential | F9 | Industrial | Instruments | Existing | Process | Natural Gas | Gas Boiler - Maintenance | A | Cumulative Winter Peak Savings (MW) | Achievable Technical Potential | 0 | 0 | 0 | 0 | 0 | 0 | 0 | 0 | 0 | 0 | 0 | 0 | 0 | 0 | 0 | 0 | 0 | 0 | 0 | 0 | 0 | 0 | 0
F10_Industrial_Instruments_Existing_Process_Natural Gas_Gas Boiler - Maintenance_A_Achievable Technical Potential | F10 | Industrial | Instruments | Existing | Process | Natural Gas | Gas Boiler - Maintenance | A | Purchases (Incremental) | Achievable Technical Potential | 0 | 0 | 135.4334 | 93.2914 | 63.4691 | 48.5775 | 41.8274 | 35.5707 | 29.9473 | 25.0046 | 20.7327 | 17.0889 | 14.0136 | 10.7256 | 8.2091 | 6.283 | 4.8089 | 4.3394 | 3.3375 | 2.8244 | 2.328 | 1.8479 | 0
F11_Industrial_Instruments_Existing_Process_Natural Gas_Gas Boiler - Maintenance_A_Achievable Technical Potential | F11 | Industrial | Instruments | Existing | Process | Natural Gas | Gas Boiler - Maintenance | A | Purchases (Cumulative) | Achievable Technical Potential | 0 | 0 | 135.4334 | 228.7248 | 292.1939 | 340.7715 | 382.5989 | 418.1696 | 448.1169 | 473.1215 | 493.8542 | 510.943 | 524.9566 | 535.6822 | 543.8913 | 550.1744 | 554.9832 | 559.3227 | 562.6602 | 565.4846 | 567.8127 | 569.6606 | 0
F1_Industrial_Instruments_Existing_Space Heating_Natural Gas_Gas Furnace - Maintenance_A_Achievable Technical Potential | F1 | Industrial | Instruments | Existing | Space Heating | Natural Gas | Gas Furnace - Maintenance | A | Integrated Unit Energy Savings (kWh or therms) | Achievable Technical Potential | 0 | 0 | 0.0093938 | 0.0093367 | 0.0092781 | 0.0092179 | 0.0091561 | 0.0090924 | 0.0090269 | 0.0089596 | 0.0088909 | 0.0088211 | 0.0087504 | 0.0086788 | 0.0086061 | 0.0085326 | 0.0084586 | 0.0083888 | 0.0083235 | 0.0082628 | 0.0082065 | 0.0081548 | 0
F2_Industrial_Instruments_Existing_Space Heating_Natural Gas_Gas Furnace - Maintenance_A_Achievable Technical Potential | F2 | Industrial | Instruments | Existing | Space Heating | Natural Gas | Gas Furnace - Maintenance | A | Integrated Unit Summer Peak Savings (kW) | Achievable Technical Potential | 0 | 0 | 0 | 0 | 0 | 0 | 0 | 0 | 0 | 0 | 0 | 0 | 0 | 0 | 0 | 0 | 0 | 0 | 0 | 0 | 0 | 0 | 0
F3_Industrial_Instruments_Existing_Space Heating_Natural Gas_Gas Furnace - Maintenance_A_Achievable Technical Potential | F3 | Industrial | Instruments | Existing | Space Heating | Natural Gas | Gas Furnace - Maintenance | A | Integrated Unit Winter Peak Savings (kW) | Achievable Technical Potential | 0 | 0 | 0 | 0 | 0 | 0 | 0 | 0 | 0 | 0 | 0 | 0 | 0 | 0 | 0 | 0 | 0 | 0 | 0 | 0 | 0 | 0 | 0
F4_Industrial_Instruments_Existing_Space Heating_Natural Gas_Gas Furnace - Maintenance_A_Achievable Technical Potential | F4 | Industrial | Instruments | Existing | Space Heating | Natural Gas | Gas Furnace - Maintenance | A | Incremental Energy Savings (MWh or mTherms) | Achievable Technical Potential | 0 | 0 | 0.00050552 | 0.0003461 | 0.00023399 | 0.00017792 | 0.00015217 | 0.00012851 | 0.00010742 | 8.9018e-05 | 7.3243e-05 | 5.9897e-05 | 4.8724e-05 | 3.6987e-05 | 2.8072e-05 | 2.1302e-05 | 1.6163e-05 | 1.4464e-05 | 1.1038e-05 | 9.2731e-06 | 7.5913e-06 | 5.9877e-06 | 0
F5_Industrial_Instruments_Existing_Space Heating_Natural Gas_Gas Furnace - Maintenance_A_Achievable Technical Potential | F5 | Industrial | Instruments | Existing | Space Heating | Natural Gas | Gas Furnace - Maintenance | A | Incremental Summer Peak Savings (MW) | Achievable Technical Potential | 0 | 0 | 0 | 0 | 0 | 0 | 0 | 0 | 0 | 0 | 0 | 0 | 0 | 0 | 0 | 0 | 0 | 0 | 0 | 0 | 0 | 0 | 0
F6_Industrial_Instruments_Existing_Space Heating_Natural Gas_Gas Furnace - Maintenance_A_Achievable Technical Potential | F6 | Industrial | Instruments | Existing | Space Heating | Natural Gas | Gas Furnace - Maintenance | A | Incremental Winter Peak Savings (MW) | Achievable Technical Potential | 0 | 0 | 0 | 0 | 0 | 0 | 0 | 0 | 0 | 0 | 0 | 0 | 0 | 0 | 0 | 0 | 0 | 0 | 0 | 0 | 0 | 0 | 0
F7_Industrial_Instruments_Existing_Space Heating_Natural Gas_Gas Furnace - Maintenance_A_Achievable Technical Potential | F7 | Industrial | Instruments | Existing | Space Heating | Natural Gas | Gas Furnace - Maintenance | A | Cumulative Energy Savings (MWh or mTherms) | Achievable Technical Potential | 0 | 0 | 0.00050552 | 0.00084855 | 0.0010772 | 0.0012481 | 0.0013919 | 0.0015108 | 0.0016073 | 0.0016843 | 0.0017447 | 0.0017909 | 0.0018252 | 0.0018473 | 0.0018599 | 0.0018653 | 0.0018653 | 0.0018644 | 0.0018609 | 0.0018566 | 0.0018515 | 0.0018458 | 0
F8_Industrial_Instruments_Existing_Space Heating_Natural Gas_Gas Furnace - Maintenance_A_Achievable Technical Potential | F8 | Industrial | Instruments | Existing | Space Heating | Natural Gas | Gas Furnace - Maintenance | A | Cumulative Summer Peak Savings (MW) | Achievable Technical Potential | 0 | 0 | 0 | 0 | 0 | 0 | 0 | 0 | 0 | 0 | 0 | 0 | 0 | 0 | 0 | 0 | 0 | 0 | 0 | 0 | 0 | 0 | 0
F9_Industrial_Instruments_Existing_Space Heating_Natural Gas_Gas Furnace - Maintenance_A_Achievable Technical Potential | F9 | Industrial | Instruments | Existing | Space Heating | Natural Gas | Gas Furnace - Maintenance | A | Cumulative Winter Peak Savings (MW) | Achievable Technical Potential | 0 | 0 | 0 | 0 | 0 | 0 | 0 | 0 | 0 | 0 | 0 | 0 | 0 | 0 | 0 | 0 | 0 | 0 | 0 | 0 | 0 | 0 | 0
F10_Industrial_Instruments_Existing_Space Heating_Natural Gas_Gas Furnace - Maintenance_A_Achievable Technical Potential | F10 | Industrial | Instruments | Existing | Space Heating | Natural Gas | Gas Furnace - Maintenance | A | Purchases (Incremental) | Achievable Technical Potential | 0 | 0 | 53.8138 | 37.0689 | 25.2191 | 19.302 | 16.6199 | 14.1338 | 11.8994 | 9.9354 | 8.238 | 6.7902 | 5.5682 | 4.2618 | 3.2618 | 2.4965 | 1.9108 | 1.7243 | 1.3261 | 1.1223 | 0.92503 | 0.73426 | 0
F11_Industrial_Instruments_Existing_Space Heating_Natural Gas_Gas Furnace - Maintenance_A_Achievable Technical Potential | F11 | Industrial | Instruments | Existing | Space Heating | Natural Gas | Gas Furnace - Maintenance | A | Purchases (Cumulative) | Achievable Technical Potential | 0 | 0 | 53.8138 | 90.8826 | 116.1017 | 135.4038 | 152.0237 | 166.1575 | 178.0569 | 187.9924 | 196.2304 | 203.0206 | 208.5888 | 212.8506 | 216.1124 | 218.6089 | 220.5197 | 222.244 | 223.5701 | 224.6924 | 225.6174 | 226.3517 | 0
F1_Industrial_Instruments_Existing_Space Heating_Natural Gas_Gas Boiler - Hot Water Reset_A_Achievable Technical Potential | F1 | Industrial | Instruments | Existing | Space Heating | Natural Gas | Gas Boiler - Hot Water Reset | A | Integrated Unit Energy Savings (kWh or therms) | Achievable Technical Potential | 0 | 0 | 15.0147 | 14.9621 | 14.9076 | 14.8505 | 14.7901 | 14.7255 | 14.6563 | 14.5818 | 14.5023 | 14.418 | 14.3293 | 14.2363 | 14.1394 | 14.039 | 13.9357 | 13.8377 | 13.7457 | 13.6599 | 13.5803 | 13.5072 | 0
F2_Industrial_Instruments_Existing_Space Heating_Natural Gas_Gas Boiler - Hot Water Reset_A_Achievable Technical Potential | F2 | Industrial | Instruments | Existing | Space Heating | Natural Gas | Gas Boiler - Hot Water Reset | A | Integrated Unit Summer Peak Savings (kW) | Achievable Technical Potential | 0 | 0 | 0 | 0 | 0 | 0 | 0 | 0 | 0 | 0 | 0 | 0 | 0 | 0 | 0 | 0 | 0 | 0 | 0 | 0 | 0 | 0 | 0
F3_Industrial_Instruments_Existing_Space Heating_Natural Gas_Gas Boiler - Hot Water Reset_A_Achievable Technical Potential | F3 | Industrial | Instruments | Existing | Space Heating | Natural Gas | Gas Boiler - Hot Water Reset | A | Integrated Unit Winter Peak Savings (kW) | Achievable Technical Potential | 0 | 0 | 0 | 0 | 0 | 0 | 0 | 0 | 0 | 0 | 0 | 0 | 0 | 0 | 0 | 0 | 0 | 0 | 0 | 0 | 0 | 0 | 0
F4_Industrial_Instruments_Existing_Space Heating_Natural Gas_Gas Boiler - Hot Water Reset_A_Achievable Technical Potential | F4 | Industrial | Instruments | Existing | Space Heating | Natural Gas | Gas Boiler - Hot Water Reset | A | Incremental Energy Savings (MWh or mTherms) | Achievable Technical Potential | 0 | 0 | 0.032578 | 0.039173 | 0.046939 | 0.053344 | 0.059553 | 0.068126 | 0.073101 | 0.073017 | 0.067255 | 0.056484 | 0.042692 | 0.027587 | 0.015635 | 0.0073456 | 0.0030317 | 0.0010758 | 0.00032805 | 6.9828e-05 | 1.1214e-05 | 1.3158e-06 | 0
F5_Industrial_Instruments_Existing_Space Heating_Natural Gas_Gas Boiler - Hot Water Reset_A_Achievable Technical Potential | F5 | Industrial | Instruments | Existing | Space Heating | Natural Gas | Gas Boiler - Hot Water Reset | A | Incremental Summer Peak Savings (MW) | Achievable Technical Potential | 0 | 0 | 0 | 0 | 0 | 0 | 0 | 0 | 0 | 0 | 0 | 0 | 0 | 0 | 0 | 0 | 0 | 0 | 0 | 0 | 0 | 0 | 0
F6_Industrial_Instruments_Existing_Space Heating_Natural Gas_Gas Boiler - Hot Water Reset_A_Achievable Technical Potential | F6 | Industrial | Instruments | Existing | Space Heating | Natural Gas | Gas Boiler - Hot Water Reset | A | Incremental Winter Peak Savings (MW) | Achievable Technical Potential | 0 | 0 | 0 | 0 | 0 | 0 | 0 | 0 | 0 | 0 | 0 | 0 | 0 | 0 | 0 | 0 | 0 | 0 | 0 | 0 | 0 | 0 | 0
F7_Industrial_Instruments_Existing_Space Heating_Natural Gas_Gas Boiler - Hot Water Reset_A_Achievable Technical Potential | F7 | Industrial | Instruments | Existing | Space Heating | Natural Gas | Gas Boiler - Hot Water Reset | A | Cumulative Energy Savings (MWh or mTherms) | Achievable Technical Potential | 0 | 0 | 0.032578 | 0.071637 | 0.11831 | 0.17121 | 0.23006 | 0.29718 | 0.36889 | 0.44003 | 0.50488 | 0.55843 | 0.59769 | 0.6214 | 0.6328 | 0.63566 | 0.63401 | 0.63063 | 0.62676 | 0.62292 | 0.6193 | 0.61597 | 0
F8_Industrial_Instruments_Existing_Space Heating_Natural Gas_Gas Boiler - Hot Water Reset_A_Achievable Technical Potential | F8 | Industrial | Instruments | Existing | Space Heating | Natural Gas | Gas Boiler - Hot Water Reset | A | Cumulative Summer Peak Savings (MW) | Achievable Technical Potential | 0 | 0 | 0 | 0 | 0 | 0 | 0 | 0 | 0 | 0 | 0 | 0 | 0 | 0 | 0 | 0 | 0 | 0 | 0 | 0 | 0 | 0 | 0
F9_Industrial_Instruments_Existing_Space Heating_Natural Gas_Gas Boiler - Hot Water Reset_A_Achievable Technical Potential | F9 | Industrial | Instruments | Existing | Space Heating | Natural Gas | Gas Boiler - Hot Water Reset | A | Cumulative Winter Peak Savings (MW) | Achievable Technical Potential | 0 | 0 | 0 | 0 | 0 | 0 | 0 | 0 | 0 | 0 | 0 | 0 | 0 | 0 | 0 | 0 | 0 | 0 | 0 | 0 | 0 | 0 | 0
F10_Industrial_Instruments_Existing_Space Heating_Natural Gas_Gas Boiler - Hot Water Reset_A_Achievable Technical Potential | F10 | Industrial | Instruments | Existing | Space Heating | Natural Gas | Gas Boiler - Hot Water Reset | A | Purchases (Incremental) | Achievable Technical Potential | 0 | 0 | 2.1698 | 2.6182 | 3.1486 | 3.5921 | 4.0266 | 4.6264 | 4.9877 | 5.0074 | 4.6375 | 3.9176 | 2.9794 | 1.9378 | 1.1058 | 0.52323 | 0.21755 | 0.077745 | 0.023865 | 0.0051119 | 0.00082577 | 9.7411e-05 | 0
F11_Industrial_Instruments_Existing_Space Heating_Natural Gas_Gas Boiler - Hot Water Reset_A_Achievable Technical Potential | F11 | Industrial | Instruments | Existing | Space Heating | Natural Gas | Gas Boiler - Hot Water Reset | A | Purchases (Cumulative) | Achievable Technical Potential | 0 | 0 | 2.1698 | 4.7879 | 7.9366 | 11.5286 | 15.5552 | 20.1815 | 25.1692 | 30.1766 | 34.8142 | 38.7318 | 41.7112 | 43.649 | 44.7547 | 45.278 | 45.4955 | 45.5733 | 45.5971 | 45.6022 | 45.6031 | 45.6032 | 0
F1_Industrial_Instruments_Existing_Process_Natural Gas_Gas Boiler - Hot Water Reset_A_Achievable Technical Potential | F1 | Industrial | Instruments | Existing | Process | Natural Gas | Gas Boiler - Hot Water Reset | A | Integrated Unit Energy Savings (kWh or therms) | Achievable Technical Potential | 0 | 0 | 4.689 | 4.6875 | 4.6862 | 4.6851 | 4.684 | 4.6829 | 4.682 | 4.681 | 4.6801 | 4.6792 | 4.6783 | 4.6774 | 4.6766 | 4.6757 | 4.6749 | 4.6741 | 4.6732 | 4.6724 | 4.6715 | 4.6706 | 0
F2_Industrial_Instruments_Existing_Process_Natural Gas_Gas Boiler - Hot Water Reset_A_Achievable Technical Potential | F2 | Industrial | Instruments | Existing | Process | Natural Gas | Gas Boiler - Hot Water Reset | A | Integrated Unit Summer Peak Savings (kW) | Achievable Technical Potential | 0 | 0 | 0 | 0 | 0 | 0 | 0 | 0 | 0 | 0 | 0 | 0 | 0 | 0 | 0 | 0 | 0 | 0 | 0 | 0 | 0 | 0 | 0
F3_Industrial_Instruments_Existing_Process_Natural Gas_Gas Boiler - Hot Water Reset_A_Achievable Technical Potential | F3 | Industrial | Instruments | Existing | Process | Natural Gas | Gas Boiler - Hot Water Reset | A | Integrated Unit Winter Peak Savings (kW) | Achievable Technical Potential | 0 | 0 | 0 | 0 | 0 | 0 | 0 | 0 | 0 | 0 | 0 | 0 | 0 | 0 | 0 | 0 | 0 | 0 | 0 | 0 | 0 | 0 | 0
F4_Industrial_Instruments_Existing_Process_Natural Gas_Gas Boiler - Hot Water Reset_A_Achievable Technical Potential | F4 | Industrial | Instruments | Existing | Process | Natural Gas | Gas Boiler - Hot Water Reset | A | Incremental Energy Savings (MWh or mTherms) | Achievable Technical Potential | 0 | 0 | 0.30862 | 0.37229 | 0.44759 | 0.5105 | 0.57212 | 0.6572 | 0.70838 | 0.71104 | 0.65839 | 0.55607 | 0.42281 | 0.27495 | 0.15687 | 0.074214 | 0.030851 | 0.011023 | 0.0033832 | 0.00072454 | 0.00011702 | 1.3801e-05 | 0
F5_Industrial_Instruments_Existing_Process_Natural Gas_Gas Boiler - Hot Water Reset_A_Achievable Technical Potential | F5 | Industrial | Instruments | Existing | Process | Natural Gas | Gas Boiler - Hot Water Reset | A | Incremental Summer Peak Savings (MW) | Achievable Technical Potential | 0 | 0 | 0 | 0 | 0 | 0 | 0 | 0 | 0 | 0 | 0 | 0 | 0 | 0 | 0 | 0 | 0 | 0 | 0 | 0 | 0 | 0 | 0
F6_Industrial_Instruments_Existing_Process_Natural Gas_Gas Boiler - Hot Water Reset_A_Achievable Technical Potential | F6 | Industrial | Instruments | Existing | Process | Natural Gas | Gas Boiler - Hot Water Reset | A | Incremental Winter Peak Savings (MW) | Achievable Technical Potential | 0 | 0 | 0 | 0 | 0 | 0 | 0 | 0 | 0 | 0 | 0 | 0 | 0 | 0 | 0 | 0 | 0 | 0 | 0 | 0 | 0 | 0 | 0
F7_Industrial_Instruments_Existing_Process_Natural Gas_Gas Boiler - Hot Water Reset_A_Achievable Technical Potential | F7 | Industrial | Instruments | Existing | Process | Natural Gas | Gas Boiler - Hot Water Reset | A | Cumulative Energy Savings (MWh or mTherms) | Achievable Technical Potential | 0 | 0 | 0.30862 | 0.68081 | 1.1282 | 1.6385 | 2.2102 | 2.8669 | 3.5747 | 4.285 | 4.9425 | 5.4976 | 5.9194 | 6.1933 | 6.349 | 6.4221 | 6.4518 | 6.4617 | 6.4639 | 6.4634 | 6.4624 | 6.4612 | 0
F8_Industrial_Instruments_Existing_Process_Natural Gas_Gas Boiler - Hot Water Reset_A_Achievable Technical Potential | F8 | Industrial | Instruments | Existing | Process | Natural Gas | Gas Boiler - Hot Water Reset | A | Cumulative Summer Peak Savings (MW) | Achievable Technical Potential | 0 | 0 | 0 | 0 | 0 | 0 | 0 | 0 | 0 | 0 | 0 | 0 | 0 | 0 | 0 | 0 | 0 | 0 | 0 | 0 | 0 | 0 | 0
F9_Industrial_Instruments_Existing_Process_Natural Gas_Gas Boiler - Hot Water Reset_A_Achievable Technical Potential | F9 | Industrial | Instruments | Existing | Process | Natural Gas | Gas Boiler - Hot Water Reset | A | Cumulative Winter Peak Savings (MW) | Achievable Technical Potential | 0 | 0 | 0 | 0 | 0 | 0 | 0 | 0 | 0 | 0 | 0 | 0 | 0 | 0 | 0 | 0 | 0 | 0 | 0 | 0 | 0 | 0 | 0
F10_Industrial_Instruments_Existing_Process_Natural Gas_Gas Boiler - Hot Water Reset_A_Achievable Technical Potential | F10 | Industrial | Instruments | Existing | Process | Natural Gas | Gas Boiler - Hot Water Reset | A | Purchases (Incremental) | Achievable Technical Potential | 0 | 0 | 65.8189 | 79.4218 | 95.5133 | 108.9643 | 122.1447 | 140.3397 | 151.3004 | 151.8992 | 140.6787 | 118.8403 | 90.3781 | 58.7829 | 33.5435 | 15.8721 | 6.5993 | 2.3584 | 0.72395 | 0.15507 | 0.025049 | 0.0029549 | 0
F11_Industrial_Instruments_Existing_Process_Natural Gas_Gas Boiler - Hot Water Reset_A_Achievable Technical Potential | F11 | Industrial | Instruments | Existing | Process | Natural Gas | Gas Boiler - Hot Water Reset | A | Purchases (Cumulative) | Achievable Technical Potential | 0 | 0 | 65.8189 | 145.2407 | 240.754 | 349.7183 | 471.8629 | 612.2026 | 763.5031 | 915.4022 | 1056.0809 | 1174.9213 | 1265.2994 | 1324.0822 | 1357.6257 | 1373.4978 | 1380.0972 | 1382.4556 | 1383.1795 | 1383.3346 | 1383.3597 | 1383.3626 | 0
F1_Industrial_Instruments_Existing_Space Heating_Natural Gas_Steam Trap Maintenance_A_Achievable Technical Potential | F1 | Industrial | Instruments | Existing | Space Heating | Natural Gas | Steam Trap Maintenance | A | Integrated Unit Energy Savings (kWh or therms) | Achievable Technical Potential | 0 | 0 | 5.3067 | 5.2905 | 5.2736 | 5.2558 | 5.2368 | 5.2164 | 5.1943 | 5.1704 | 5.1447 | 5.1173 | 5.0884 | 5.058 | 5.0261 | 4.993 | 4.9589 | 4.9267 | 4.8966 | 4.8688 | 4.8432 | 4.8199 | 0
F2_Industrial_Instruments_Existing_Space Heating_Natural Gas_Steam Trap Maintenance_A_Achievable Technical Potential | F2 | Industrial | Instruments | Existing | Space Heating | Natural Gas | Steam Trap Maintenance | A | Integrated Unit Summer Peak Savings (kW) | Achievable Technical Potential | 0 | 0 | 0 | 0 | 0 | 0 | 0 | 0 | 0 | 0 | 0 | 0 | 0 | 0 | 0 | 0 | 0 | 0 | 0 | 0 | 0 | 0 | 0
F3_Industrial_Instruments_Existing_Space Heating_Natural Gas_Steam Trap Maintenance_A_Achievable Technical Potential | F3 | Industrial | Instruments | Existing | Space Heating | Natural Gas | Steam Trap Maintenance | A | Integrated Unit Winter Peak Savings (kW) | Achievable Technical Potential | 0 | 0 | 0 | 0 | 0 | 0 | 0 | 0 | 0 | 0 | 0 | 0 | 0 | 0 | 0 | 0 | 0 | 0 | 0 | 0 | 0 | 0 | 0
F4_Industrial_Instruments_Existing_Space Heating_Natural Gas_Steam Trap Maintenance_A_Achievable Technical Potential | F4 | Industrial | Instruments | Existing | Space Heating | Natural Gas | Steam Trap Maintenance | A | Incremental Energy Savings (MWh or mTherms) | Achievable Technical Potential | 0 | 0 | 0.0064266 | 0.0062964 | 0.0061681 | 0.0060413 | 0.0059157 | 0.0057911 | 0.0056671 | 0.0055438 | 0.0054211 | 0.0052993 | 0.0051785 | 0.0050588 | 0.0049402 | 0.0048231 | 0.0047076 | 0.0045963 | 0.0044895 | 0.004387 | 0.0042887 | 0.0041945 | 0
F5_Industrial_Instruments_Existing_Space Heating_Natural Gas_Steam Trap Maintenance_A_Achievable Technical Potential | F5 | Industrial | Instruments | Existing | Space Heating | Natural Gas | Steam Trap Maintenance | A | Incremental Summer Peak Savings (MW) | Achievable Technical Potential | 0 | 0 | 0 | 0 | 0 | 0 | 0 | 0 | 0 | 0 | 0 | 0 | 0 | 0 | 0 | 0 | 0 | 0 | 0 | 0 | 0 | 0 | 0
F6_Industrial_Instruments_Existing_Space Heating_Natural Gas_Steam Trap Maintenance_A_Achievable Technical Potential | F6 | Industrial | Instruments | Existing | Space Heating | Natural Gas | Steam Trap Maintenance | A | Incremental Winter Peak Savings (MW) | Achievable Technical Potential | 0 | 0 | 0 | 0 | 0 | 0 | 0 | 0 | 0 | 0 | 0 | 0 | 0 | 0 | 0 | 0 | 0 | 0 | 0 | 0 | 0 | 0 | 0
F7_Industrial_Instruments_Existing_Space Heating_Natural Gas_Steam Trap Maintenance_A_Achievable Technical Potential | F7 | Industrial | Instruments | Existing | Space Heating | Natural Gas | Steam Trap Maintenance | A | Cumulative Energy Savings (MWh or mTherms) | Achievable Technical Potential | 0 | 0 | 0.0064266 | 0.012703 | 0.018831 | 0.024809 | 0.030635 | 0.036306 | 0.04182 | 0.047171 | 0.052358 | 0.057378 | 0.062233 | 0.066919 | 0.071438 | 0.075791 | 0.079981 | 0.084057 | 0.088034 | 0.09192 | 0.095726 | 0.09946 | 0
F8_Industrial_Instruments_Existing_Space Heating_Natural Gas_Steam Trap Maintenance_A_Achievable Technical Potential | F8 | Industrial | Instruments | Existing | Space Heating | Natural Gas | Steam Trap Maintenance | A | Cumulative Summer Peak Savings (MW) | Achievable Technical Potential | 0 | 0 | 0 | 0 | 0 | 0 | 0 | 0 | 0 | 0 | 0 | 0 | 0 | 0 | 0 | 0 | 0 | 0 | 0 | 0 | 0 | 0 | 0
F9_Industrial_Instruments_Existing_Space Heating_Natural Gas_Steam Trap Maintenance_A_Achievable Technical Potential | F9 | Industrial | Instruments | Existing | Space Heating | Natural Gas | Steam Trap Maintenance | A | Cumulative Winter Peak Savings (MW) | Achievable Technical Potential | 0 | 0 | 0 | 0 | 0 | 0 | 0 | 0 | 0 | 0 | 0 | 0 | 0 | 0 | 0 | 0 | 0 | 0 | 0 | 0 | 0 | 0 | 0
F10_Industrial_Instruments_Existing_Space Heating_Natural Gas_Steam Trap Maintenance_A_Achievable Technical Potential | F10 | Industrial | Instruments | Existing | Space Heating | Natural Gas | Steam Trap Maintenance | A | Purchases (Incremental) | Achievable Technical Potential | 0 | 0 | 1.211 | 1.1901 | 1.1696 | 1.1495 | 1.1296 | 1.1102 | 1.091 | 1.0722 | 1.0537 | 1.0356 | 1.0177 | 1.0002 | 0.98291 | 0.96597 | 0.94931 | 0.93294 | 0.91686 | 0.90105 | 0.88552 | 0.87025 | 0
F11_Industrial_Instruments_Existing_Space Heating_Natural Gas_Steam Trap Maintenance_A_Achievable Technical Potential | F11 | Industrial | Instruments | Existing | Space Heating | Natural Gas | Steam Trap Maintenance | A | Purchases (Cumulative) | Achievable Technical Potential | 0 | 0 | 1.211 | 2.4012 | 3.5708 | 4.7202 | 5.8499 | 6.9601 | 8.0511 | 9.1233 | 10.177 | 11.2126 | 12.2303 | 13.2304 | 14.2133 | 15.1793 | 16.1286 | 17.0616 | 17.9784 | 18.8795 | 19.765 | 20.6352 | 0
F1_Industrial_Instruments_Existing_Process_Natural Gas_Steam Trap Maintenance_A_Achievable Technical Potential | F1 | Industrial | Instruments | Existing | Process | Natural Gas | Steam Trap Maintenance | A | Integrated Unit Energy Savings (kWh or therms) | Achievable Technical Potential | 0 | 0 | 3.3134 | 3.3127 | 3.3121 | 3.3117 | 3.3113 | 3.311 | 3.3107 | 3.3104 | 3.3102 | 3.3099 | 3.3097 | 3.3095 | 3.3094 | 3.3092 | 3.3091 | 3.309 | 3.3088 | 3.3087 | 3.3086 | 3.3085 | 0
F2_Industrial_Instruments_Existing_Process_Natural Gas_Steam Trap Maintenance_A_Achievable Technical Potential | F2 | Industrial | Instruments | Existing | Process | Natural Gas | Steam Trap Maintenance | A | Integrated Unit Summer Peak Savings (kW) | Achievable Technical Potential | 0 | 0 | 0 | 0 | 0 | 0 | 0 | 0 | 0 | 0 | 0 | 0 | 0 | 0 | 0 | 0 | 0 | 0 | 0 | 0 | 0 | 0 | 0
F3_Industrial_Instruments_Existing_Process_Natural Gas_Steam Trap Maintenance_A_Achievable Technical Potential | F3 | Industrial | Instruments | Existing | Process | Natural Gas | Steam Trap Maintenance | A | Integrated Unit Winter Peak Savings (kW) | Achievable Technical Potential | 0 | 0 | 0 | 0 | 0 | 0 | 0 | 0 | 0 | 0 | 0 | 0 | 0 | 0 | 0 | 0 | 0 | 0 | 0 | 0 | 0 | 0 | 0
F4_Industrial_Instruments_Existing_Process_Natural Gas_Steam Trap Maintenance_A_Achievable Technical Potential | F4 | Industrial | Instruments | Existing | Process | Natural Gas | Steam Trap Maintenance | A | Incremental Energy Savings (MWh or mTherms) | Achievable Technical Potential | 0 | 0 | 0.12172 | 0.1196 | 0.11752 | 0.11548 | 0.11347 | 0.1115 | 0.10957 | 0.10767 | 0.10581 | 0.10398 | 0.10218 | 0.10041 | 0.098674 | 0.096969 | 0.095293 | 0.093646 | 0.092028 | 0.090438 | 0.088875 | 0.087339 | 0
F5_Industrial_Instruments_Existing_Process_Natural Gas_Steam Trap Maintenance_A_Achievable Technical Potential | F5 | Industrial | Instruments | Existing | Process | Natural Gas | Steam Trap Maintenance | A | Incremental Summer Peak Savings (MW) | Achievable Technical Potential | 0 | 0 | 0 | 0 | 0 | 0 | 0 | 0 | 0 | 0 | 0 | 0 | 0 | 0 | 0 | 0 | 0 | 0 | 0 | 0 | 0 | 0 | 0
F6_Industrial_Instruments_Existing_Process_Natural Gas_Steam Trap Maintenance_A_Achievable Technical Potential | F6 | Industrial | Instruments | Existing | Process | Natural Gas | Steam Trap Maintenance | A | Incremental Winter Peak Savings (MW) | Achievable Technical Potential | 0 | 0 | 0 | 0 | 0 | 0 | 0 | 0 | 0 | 0 | 0 | 0 | 0 | 0 | 0 | 0 | 0 | 0 | 0 | 0 | 0 | 0 | 0
F7_Industrial_Instruments_Existing_Process_Natural Gas_Steam Trap Maintenance_A_Achievable Technical Potential | F7 | Industrial | Instruments | Existing | Process | Natural Gas | Steam Trap Maintenance | A | Cumulative Energy Savings (MWh or mTherms) | Achievable Technical Potential | 0 | 0 | 0.12172 | 0.24129 | 0.35877 | 0.4742 | 0.58761 | 0.69906 | 0.80856 | 0.91616 | 1.0219 | 1.1258 | 1.2279 | 1.3283 | 1.4269 | 1.5238 | 1.619 | 1.7126 | 1.8045 | 1.8949 | 1.9837 | 2.071 | 0
F8_Industrial_Instruments_Existing_Process_Natural Gas_Steam Trap Maintenance_A_Achievable Technical Potential | F8 | Industrial | Instruments | Existing | Process | Natural Gas | Steam Trap Maintenance | A | Cumulative Summer Peak Savings (MW) | Achievable Technical Potential | 0 | 0 | 0 | 0 | 0 | 0 | 0 | 0 | 0 | 0 | 0 | 0 | 0 | 0 | 0 | 0 | 0 | 0 | 0 | 0 | 0 | 0 | 0
F9_Industrial_Instruments_Existing_Process_Natural Gas_Steam Trap Maintenance_A_Achievable Technical Potential | F9 | Industrial | Instruments | Existing | Process | Natural Gas | Steam Trap Maintenance | A | Cumulative Winter Peak Savings (MW) | Achievable Technical Potential | 0 | 0 | 0 | 0 | 0 | 0 | 0 | 0 | 0 | 0 | 0 | 0 | 0 | 0 | 0 | 0 | 0 | 0 | 0 | 0 | 0 | 0 | 0
F10_Industrial_Instruments_Existing_Process_Natural Gas_Steam Trap Maintenance_A_Achievable Technical Potential | F10 | Industrial | Instruments | Existing | Process | Natural Gas | Steam Trap Maintenance | A | Purchases (Incremental) | Achievable Technical Potential | 0 | 0 | 36.7361 | 36.1028 | 35.4803 | 34.8686 | 34.2674 | 33.6766 | 33.0959 | 32.5253 | 31.9645 | 31.4134 | 30.8718 | 30.3395 | 29.8164 | 29.3024 | 28.7972 | 28.3007 | 27.8127 | 27.3332 | 26.8619 | 26.3988 | 0
F11_Industrial_Instruments_Existing_Process_Natural Gas_Steam Trap Maintenance_A_Achievable Technical Potential | F11 | Industrial | Instruments | Existing | Process | Natural Gas | Steam Trap Maintenance | A | Purchases (Cumulative) | Achievable Technical Potential | 0 | 0 | 36.7361 | 72.8389 | 108.3192 | 143.1878 | 177.4551 | 211.1317 | 244.2277 | 276.753 | 308.7175 | 340.1309 | 371.0027 | 401.3423 | 431.1587 | 460.4611 | 489.2583 | 517.5589 | 545.3716 | 572.7048 | 599.5667 | 625.9655 | 0
F1_Industrial_Instruments_Existing_Space Heating_Natural Gas_Gas Boiler - High Turndown_A_Achievable Technical Potential | F1 | Industrial | Instruments | Existing | Space Heating | Natural Gas | Gas Boiler - High Turndown | A | Integrated Unit Energy Savings (kWh or therms) | Achievable Technical Potential | 0 | 0 | 5.6057 | 5.5469 | 5.4688 | 5.3688 | 5.2471 | 5.1069 | 4.9544 | 4.7969 | 4.6415 | 4.4938 | 4.3575 | 4.2341 | 4.1233 | 4.0244 | 3.936 | 3.8585 | 3.7902 | 3.7289 | 3.6762 | 3.6268 | 0
F2_Industrial_Instruments_Existing_Space Heating_Natural Gas_Gas Boiler - High Turndown_A_Achievable Technical Potential | F2 | Industrial | Instruments | Existing | Space Heating | Natural Gas | Gas Boiler - High Turndown | A | Integrated Unit Summer Peak Savings (kW) | Achievable Technical Potential | 0 | 0 | 0 | 0 | 0 | 0 | 0 | 0 | 0 | 0 | 0 | 0 | 0 | 0 | 0 | 0 | 0 | 0 | 0 | 0 | 0 | 0 | 0
F3_Industrial_Instruments_Existing_Space Heating_Natural Gas_Gas Boiler - High Turndown_A_Achievable Technical Potential | F3 | Industrial | Instruments | Existing | Space Heating | Natural Gas | Gas Boiler - High Turndown | A | Integrated Unit Winter Peak Savings (kW) | Achievable Technical Potential | 0 | 0 | 0 | 0 | 0 | 0 | 0 | 0 | 0 | 0 | 0 | 0 | 0 | 0 | 0 | 0 | 0 | 0 | 0 | 0 | 0 | 0 | 0
F4_Industrial_Instruments_Existing_Space Heating_Natural Gas_Gas Boiler - High Turndown_A_Achievable Technical Potential | F4 | Industrial | Instruments | Existing | Space Heating | Natural Gas | Gas Boiler - High Turndown | A | Incremental Energy Savings (MWh or mTherms) | Achievable Technical Potential | 0 | 0 | 0.018562 | 0.018051 | 0.01749 | 0.016874 | 0.016207 | 0.013952 | 0.010642 | 0.0081006 | 0.0061624 | 0.0046908 | 0.0035761 | 0.0027319 | 0.0020917 | 0.001605 | 0.0012342 | 0.00095119 | 6.2631e-06 | 2.1627e-06 | 7.1434e-07 | 2.2584e-07 | 0
F5_Industrial_Instruments_Existing_Space Heating_Natural Gas_Gas Boiler - High Turndown_A_Achievable Technical Potential | F5 | Industrial | Instruments | Existing | Space Heating | Natural Gas | Gas Boiler - High Turndown | A | Incremental Summer Peak Savings (MW) | Achievable Technical Potential | 0 | 0 | 0 | 0 | 0 | 0 | 0 | 0 | 0 | 0 | 0 | 0 | 0 | 0 | 0 | 0 | 0 | 0 | 0 | 0 | 0 | 0 | 0
F6_Industrial_Instruments_Existing_Space Heating_Natural Gas_Gas Boiler - High Turndown_A_Achievable Technical Potential | F6 | Industrial | Instruments | Existing | Space Heating | Natural Gas | Gas Boiler - High Turndown | A | Incremental Winter Peak Savings (MW) | Achievable Technical Potential | 0 | 0 | 0 | 0 | 0 | 0 | 0 | 0 | 0 | 0 | 0 | 0 | 0 | 0 | 0 | 0 | 0 | 0 | 0 | 0 | 0 | 0 | 0
F7_Industrial_Instruments_Existing_Space Heating_Natural Gas_Gas Boiler - High Turndown_A_Achievable Technical Potential | F7 | Industrial | Instruments | Existing | Space Heating | Natural Gas | Gas Boiler - High Turndown | A | Cumulative Energy Savings (MWh or mTherms) | Achievable Technical Potential | 0 | 0 | 0.018562 | 0.036419 | 0.053397 | 0.069295 | 0.083931 | 0.095641 | 0.10343 | 0.10824 | 0.11089 | 0.11206 | 0.11224 | 0.11179 | 0.11095 | 0.1099 | 0.10872 | 0.10753 | 0.10563 | 0.10393 | 0.10246 | 0.10108 | 0
F8_Industrial_Instruments_Existing_Space Heating_Natural Gas_Gas Boiler - High Turndown_A_Achievable Technical Potential | F8 | Industrial | Instruments | Existing | Space Heating | Natural Gas | Gas Boiler - High Turndown | A | Cumulative Summer Peak Savings (MW) | Achievable Technical Potential | 0 | 0 | 0 | 0 | 0 | 0 | 0 | 0 | 0 | 0 | 0 | 0 | 0 | 0 | 0 | 0 | 0 | 0 | 0 | 0 | 0 | 0 | 0
F9_Industrial_Instruments_Existing_Space Heating_Natural Gas_Gas Boiler - High Turndown_A_Achievable Technical Potential | F9 | Industrial | Instruments | Existing | Space Heating | Natural Gas | Gas Boiler - High Turndown | A | Cumulative Winter Peak Savings (MW) | Achievable Technical Potential | 0 | 0 | 0 | 0 | 0 | 0 | 0 | 0 | 0 | 0 | 0 | 0 | 0 | 0 | 0 | 0 | 0 | 0 | 0 | 0 | 0 | 0 | 0
F10_Industrial_Instruments_Existing_Space Heating_Natural Gas_Gas Boiler - High Turndown_A_Achievable Technical Potential | F10 | Industrial | Instruments | Existing | Space Heating | Natural Gas | Gas Boiler - High Turndown | A | Purchases (Incremental) | Achievable Technical Potential | 0 | 0 | 3.3114 | 3.2543 | 3.1982 | 3.143 | 3.0888 | 2.732 | 2.1479 | 1.6887 | 1.3277 | 1.0438 | 0.82067 | 0.64522 | 0.50728 | 0.39882 | 0.31356 | 0.24652 | 0.0016525 | 0.00057999 | 0.00019432 | 6.2271e-05 | 0
F11_Industrial_Instruments_Existing_Space Heating_Natural Gas_Gas Boiler - High Turndown_A_Achievable Technical Potential | F11 | Industrial | Instruments | Existing | Space Heating | Natural Gas | Gas Boiler - High Turndown | A | Purchases (Cumulative) | Achievable Technical Potential | 0 | 0 | 3.3114 | 6.5657 | 9.7638 | 12.9069 | 15.9957 | 18.7278 | 20.8757 | 22.5644 | 23.8921 | 24.936 | 25.7566 | 26.4019 | 26.9091 | 27.3079 | 27.6215 | 27.868 | 27.8697 | 27.8703 | 27.8705 | 27.8705 | 0
F1_Industrial_Instruments_Existing_Process_Natural Gas_Gas Boiler - High Turndown_A_Achievable Technical Potential | F1 | Industrial | Instruments | Existing | Process | Natural Gas | Gas Boiler - High Turndown | A | Integrated Unit Energy Savings (kWh or therms) | Achievable Technical Potential | 0 | 0 | 3.5058 | 3.4933 | 3.4807 | 3.4677 | 3.4544 | 3.4408 | 3.4274 | 3.4142 | 3.4013 | 3.3888 | 3.3768 | 3.3653 | 3.3542 | 3.3434 | 3.3326 | 3.3218 | 3.3112 | 3.3004 | 3.2894 | 3.2783 | 0
F2_Industrial_Instruments_Existing_Process_Natural Gas_Gas Boiler - High Turndown_A_Achievable Technical Potential | F2 | Industrial | Instruments | Existing | Process | Natural Gas | Gas Boiler - High Turndown | A | Integrated Unit Summer Peak Savings (kW) | Achievable Technical Potential | 0 | 0 | 0 | 0 | 0 | 0 | 0 | 0 | 0 | 0 | 0 | 0 | 0 | 0 | 0 | 0 | 0 | 0 | 0 | 0 | 0 | 0 | 0
F3_Industrial_Instruments_Existing_Process_Natural Gas_Gas Boiler - High Turndown_A_Achievable Technical Potential | F3 | Industrial | Instruments | Existing | Process | Natural Gas | Gas Boiler - High Turndown | A | Integrated Unit Winter Peak Savings (kW) | Achievable Technical Potential | 0 | 0 | 0 | 0 | 0 | 0 | 0 | 0 | 0 | 0 | 0 | 0 | 0 | 0 | 0 | 0 | 0 | 0 | 0 | 0 | 0 | 0 | 0
F4_Industrial_Instruments_Existing_Process_Natural Gas_Gas Boiler - High Turndown_A_Achievable Technical Potential | F4 | Industrial | Instruments | Existing | Process | Natural Gas | Gas Boiler - High Turndown | A | Incremental Energy Savings (MWh or mTherms) | Achievable Technical Potential | 0 | 0 | 0.35216 | 0.34486 | 0.33768 | 0.33062 | 0.32367 | 0.28516 | 0.22332 | 0.1749 | 0.13699 | 0.10731 | 0.084066 | 0.065868 | 0.051615 | 0.040449 | 0.031699 | 0.024841 | 0.00016598 | 5.8067e-05 | 1.939e-05 | 6.1927e-06 | 0
F5_Industrial_Instruments_Existing_Process_Natural Gas_Gas Boiler - High Turndown_A_Achievable Technical Potential | F5 | Industrial | Instruments | Existing | Process | Natural Gas | Gas Boiler - High Turndown | A | Incremental Summer Peak Savings (MW) | Achievable Technical Potential | 0 | 0 | 0 | 0 | 0 | 0 | 0 | 0 | 0 | 0 | 0 | 0 | 0 | 0 | 0 | 0 | 0 | 0 | 0 | 0 | 0 | 0 | 0
F6_Industrial_Instruments_Existing_Process_Natural Gas_Gas Boiler - High Turndown_A_Achievable Technical Potential | F6 | Industrial | Instruments | Existing | Process | Natural Gas | Gas Boiler - High Turndown | A | Incremental Winter Peak Savings (MW) | Achievable Technical Potential | 0 | 0 | 0 | 0 | 0 | 0 | 0 | 0 | 0 | 0 | 0 | 0 | 0 | 0 | 0 | 0 | 0 | 0 | 0 | 0 | 0 | 0 | 0
F7_Industrial_Instruments_Existing_Process_Natural Gas_Gas Boiler - High Turndown_A_Achievable Technical Potential | F7 | Industrial | Instruments | Existing | Process | Natural Gas | Gas Boiler - High Turndown | A | Cumulative Energy Savings (MWh or mTherms) | Achievable Technical Potential | 0 | 0 | 0.35216 | 0.69576 | 1.0309 | 1.3577 | 1.6761 | 1.9547 | 2.1705 | 2.337 | 2.4652 | 2.5634 | 2.6384 | 2.6953 | 2.738 | 2.7696 | 2.7924 | 2.8082 | 2.7993 | 2.7903 | 2.781 | 2.7716 | 0
F8_Industrial_Instruments_Existing_Process_Natural Gas_Gas Boiler - High Turndown_A_Achievable Technical Potential | F8 | Industrial | Instruments | Existing | Process | Natural Gas | Gas Boiler - High Turndown | A | Cumulative Summer Peak Savings (MW) | Achievable Technical Potential | 0 | 0 | 0 | 0 | 0 | 0 | 0 | 0 | 0 | 0 | 0 | 0 | 0 | 0 | 0 | 0 | 0 | 0 | 0 | 0 | 0 | 0 | 0
F9_Industrial_Instruments_Existing_Process_Natural Gas_Gas Boiler - High Turndown_A_Achievable Technical Potential | F9 | Industrial | Instruments | Existing | Process | Natural Gas | Gas Boiler - High Turndown | A | Cumulative Winter Peak Savings (MW) | Achievable Technical Potential | 0 | 0 | 0 | 0 | 0 | 0 | 0 | 0 | 0 | 0 | 0 | 0 | 0 | 0 | 0 | 0 | 0 | 0 | 0 | 0 | 0 | 0 | 0
F10_Industrial_Instruments_Existing_Process_Natural Gas_Gas Boiler - High Turndown_A_Achievable Technical Potential | F10 | Industrial | Instruments | Existing | Process | Natural Gas | Gas Boiler - High Turndown | A | Purchases (Incremental) | Achievable Technical Potential | 0 | 0 | 100.45 | 98.7181 | 97.0161 | 95.3434 | 93.6995 | 82.8756 | 65.1574 | 51.2272 | 40.2752 | 31.6646 | 24.8949 | 19.5726 | 15.3881 | 12.0982 | 9.5117 | 7.4782 | 0.050127 | 0.017594 | 0.0058945 | 0.001889 | 0
F11_Industrial_Instruments_Existing_Process_Natural Gas_Gas Boiler - High Turndown_A_Achievable Technical Potential | F11 | Industrial | Instruments | Existing | Process | Natural Gas | Gas Boiler - High Turndown | A | Purchases (Cumulative) | Achievable Technical Potential | 0 | 0 | 100.45 | 199.1681 | 296.1842 | 391.5276 | 485.2271 | 568.1027 | 633.2601 | 684.4873 | 724.7625 | 756.4271 | 781.322 | 800.8946 | 816.2827 | 828.3809 | 837.8926 | 845.3708 | 845.4209 | 845.4385 | 845.4444 | 845.4463 | 0
F1_Industrial_Instruments_Existing_Space Heating_Natural Gas_Gas Boiler - Burner Control Optimization_A_Achievable Technical Potential | F1 | Industrial | Instruments | Existing | Space Heating | Natural Gas | Gas Boiler - Burner Control Optimization | A | Integrated Unit Energy Savings (kWh or therms) | Achievable Technical Potential | 0 | 0 | 1.6255 | 1.6083 | 1.5856 | 1.5564 | 1.521 | 1.4802 | 1.4359 | 1.3902 | 1.3451 | 1.3022 | 1.2626 | 1.2268 | 1.1946 | 1.1659 | 1.1402 | 1.1177 | 1.0978 | 1.08 | 1.0647 | 1.0503 | 0
F2_Industrial_Instruments_Existing_Space Heating_Natural Gas_Gas Boiler - Burner Control Optimization_A_Achievable Technical Potential | F2 | Industrial | Instruments | Existing | Space Heating | Natural Gas | Gas Boiler - Burner Control Optimization | A | Integrated Unit Summer Peak Savings (kW) | Achievable Technical Potential | 0 | 0 | 0 | 0 | 0 | 0 | 0 | 0 | 0 | 0 | 0 | 0 | 0 | 0 | 0 | 0 | 0 | 0 | 0 | 0 | 0 | 0 | 0
F3_Industrial_Instruments_Existing_Space Heating_Natural Gas_Gas Boiler - Burner Control Optimization_A_Achievable Technical Potential | F3 | Industrial | Instruments | Existing | Space Heating | Natural Gas | Gas Boiler - Burner Control Optimization | A | Integrated Unit Winter Peak Savings (kW) | Achievable Technical Potential | 0 | 0 | 0 | 0 | 0 | 0 | 0 | 0 | 0 | 0 | 0 | 0 | 0 | 0 | 0 | 0 | 0 | 0 | 0 | 0 | 0 | 0 | 0
F4_Industrial_Instruments_Existing_Space Heating_Natural Gas_Gas Boiler - Burner Control Optimization_A_Achievable Technical Potential | F4 | Industrial | Instruments | Existing | Space Heating | Natural Gas | Gas Boiler - Burner Control Optimization | A | Incremental Energy Savings (MWh or mTherms) | Achievable Technical Potential | 0 | 0 | 0.001452 | 0.0022193 | 0.0043004 | 0.0072601 | 0.010846 | 0.014523 | 0.017621 | 0.01956 | 0.020029 | 0.019057 | 0.016948 | 0.01416 | 0.01116 | 0.0083252 | 0.0058958 | 0.0039757 | 0.0025585 | 0.0015741 | 0.00092828 | 0.00060935 | 0
F5_Industrial_Instruments_Existing_Space Heating_Natural Gas_Gas Boiler - Burner Control Optimization_A_Achievable Technical Potential | F5 | Industrial | Instruments | Existing | Space Heating | Natural Gas | Gas Boiler - Burner Control Optimization | A | Incremental Summer Peak Savings (MW) | Achievable Technical Potential | 0 | 0 | 0 | 0 | 0 | 0 | 0 | 0 | 0 | 0 | 0 | 0 | 0 | 0 | 0 | 0 | 0 | 0 | 0 | 0 | 0 | 0 | 0
F6_Industrial_Instruments_Existing_Space Heating_Natural Gas_Gas Boiler - Burner Control Optimization_A_Achievable Technical Potential | F6 | Industrial | Instruments | Existing | Space Heating | Natural Gas | Gas Boiler - Burner Control Optimization | A | Incremental Winter Peak Savings (MW) | Achievable Technical Potential | 0 | 0 | 0 | 0 | 0 | 0 | 0 | 0 | 0 | 0 | 0 | 0 | 0 | 0 | 0 | 0 | 0 | 0 | 0 | 0 | 0 | 0 | 0
F7_Industrial_Instruments_Existing_Space Heating_Natural Gas_Gas Boiler - Burner Control Optimization_A_Achievable Technical Potential | F7 | Industrial | Instruments | Existing | Space Heating | Natural Gas | Gas Boiler - Burner Control Optimization | A | Cumulative Energy Savings (MWh or mTherms) | Achievable Technical Potential | 0 | 0 | 0.001452 | 0.003656 | 0.0079047 | 0.01502 | 0.025524 | 0.039363 | 0.055806 | 0.073588 | 0.091228 | 0.10738 | 0.12106 | 0.13178 | 0.13949 | 0.14446 | 0.14718 | 0.14824 | 0.14817 | 0.14734 | 0.14618 | 0.14481 | 0
F8_Industrial_Instruments_Existing_Space Heating_Natural Gas_Gas Boiler - Burner Control Optimization_A_Achievable Technical Potential | F8 | Industrial | Instruments | Existing | Space Heating | Natural Gas | Gas Boiler - Burner Control Optimization | A | Cumulative Summer Peak Savings (MW) | Achievable Technical Potential | 0 | 0 | 0 | 0 | 0 | 0 | 0 | 0 | 0 | 0 | 0 | 0 | 0 | 0 | 0 | 0 | 0 | 0 | 0 | 0 | 0 | 0 | 0
F9_Industrial_Instruments_Existing_Space Heating_Natural Gas_Gas Boiler - Burner Control Optimization_A_Achievable Technical Potential | F9 | Industrial | Instruments | Existing | Space Heating | Natural Gas | Gas Boiler - Burner Control Optimization | A | Cumulative Winter Peak Savings (MW) | Achievable Technical Potential | 0 | 0 | 0 | 0 | 0 | 0 | 0 | 0 | 0 | 0 | 0 | 0 | 0 | 0 | 0 | 0 | 0 | 0 | 0 | 0 | 0 | 0 | 0
F10_Industrial_Instruments_Existing_Space Heating_Natural Gas_Gas Boiler - Burner Control Optimization_A_Achievable Technical Potential | F10 | Industrial | Instruments | Existing | Space Heating | Natural Gas | Gas Boiler - Burner Control Optimization | A | Purchases (Incremental) | Achievable Technical Potential | 0 | 0 | 0.89326 | 1.3799 | 2.7122 | 4.6646 | 7.1309 | 9.8112 | 12.2716 | 14.0701 | 14.8911 | 14.6344 | 13.4233 | 11.5428 | 9.342 | 7.1407 | 5.1709 | 3.5572 | 2.3306 | 1.4575 | 0.87189 | 0.58017 | 0
F11_Industrial_Instruments_Existing_Space Heating_Natural Gas_Gas Boiler - Burner Control Optimization_A_Achievable Technical Potential | F11 | Industrial | Instruments | Existing | Space Heating | Natural Gas | Gas Boiler - Burner Control Optimization | A | Purchases (Cumulative) | Achievable Technical Potential | 0 | 0 | 0.89326 | 2.2732 | 4.9854 | 9.65 | 16.7809 | 26.5921 | 38.8637 | 52.9338 | 67.8249 | 82.4593 | 95.8825 | 107.4254 | 116.7674 | 123.9081 | 129.0789 | 132.6361 | 134.9667 | 136.4242 | 137.2961 | 137.8763 | 0
F1_Industrial_Instruments_Existing_Process_Natural Gas_Gas Boiler - Burner Control Optimization_A_Achievable Technical Potential | F1 | Industrial | Instruments | Existing | Process | Natural Gas | Gas Boiler - Burner Control Optimization | A | Integrated Unit Energy Savings (kWh or therms) | Achievable Technical Potential | 0 | 0 | 1.0164 | 1.0124 | 1.0084 | 1.0044 | 1.0002 | 0.99593 | 0.9918 | 0.98776 | 0.98385 | 0.98007 | 0.97646 | 0.97302 | 0.9697 | 0.96646 | 0.96326 | 0.96006 | 0.95693 | 0.95375 | 0.95052 | 0.94725 | 0
F2_Industrial_Instruments_Existing_Process_Natural Gas_Gas Boiler - Burner Control Optimization_A_Achievable Technical Potential | F2 | Industrial | Instruments | Existing | Process | Natural Gas | Gas Boiler - Burner Control Optimization | A | Integrated Unit Summer Peak Savings (kW) | Achievable Technical Potential | 0 | 0 | 0 | 0 | 0 | 0 | 0 | 0 | 0 | 0 | 0 | 0 | 0 | 0 | 0 | 0 | 0 | 0 | 0 | 0 | 0 | 0 | 0
F3_Industrial_Instruments_Existing_Process_Natural Gas_Gas Boiler - Burner Control Optimization_A_Achievable Technical Potential | F3 | Industrial | Instruments | Existing | Process | Natural Gas | Gas Boiler - Burner Control Optimization | A | Integrated Unit Winter Peak Savings (kW) | Achievable Technical Potential | 0 | 0 | 0 | 0 | 0 | 0 | 0 | 0 | 0 | 0 | 0 | 0 | 0 | 0 | 0 | 0 | 0 | 0 | 0 | 0 | 0 | 0 | 0
F4_Industrial_Instruments_Existing_Process_Natural Gas_Gas Boiler - Burner Control Optimization_A_Achievable Technical Potential | F4 | Industrial | Instruments | Existing | Process | Natural Gas | Gas Boiler - Burner Control Optimization | A | Incremental Energy Savings (MWh or mTherms) | Achievable Technical Potential | 0 | 0 | 0.02754 | 0.04238 | 0.082969 | 0.14211 | 0.21635 | 0.29641 | 0.3692 | 0.42159 | 0.44442 | 0.43509 | 0.39761 | 0.3407 | 0.2748 | 0.20935 | 0.15109 | 0.1036 | 0.067652 | 0.042169 | 0.02514 | 0.016671 | 0
F5_Industrial_Instruments_Existing_Process_Natural Gas_Gas Boiler - Burner Control Optimization_A_Achievable Technical Potential | F5 | Industrial | Instruments | Existing | Process | Natural Gas | Gas Boiler - Burner Control Optimization | A | Incremental Summer Peak Savings (MW) | Achievable Technical Potential | 0 | 0 | 0 | 0 | 0 | 0 | 0 | 0 | 0 | 0 | 0 | 0 | 0 | 0 | 0 | 0 | 0 | 0 | 0 | 0 | 0 | 0 | 0
F6_Industrial_Instruments_Existing_Process_Natural Gas_Gas Boiler - Burner Control Optimization_A_Achievable Technical Potential | F6 | Industrial | Instruments | Existing | Process | Natural Gas | Gas Boiler - Burner Control Optimization | A | Incremental Winter Peak Savings (MW) | Achievable Technical Potential | 0 | 0 | 0 | 0 | 0 | 0 | 0 | 0 | 0 | 0 | 0 | 0 | 0 | 0 | 0 | 0 | 0 | 0 | 0 | 0 | 0 | 0 | 0
F7_Industrial_Instruments_Existing_Process_Natural Gas_Gas Boiler - Burner Control Optimization_A_Achievable Technical Potential | F7 | Industrial | Instruments | Existing | Process | Natural Gas | Gas Boiler - Burner Control Optimization | A | Cumulative Energy Savings (MWh or mTherms) | Achievable Technical Potential | 0 | 0 | 0.02754 | 0.069814 | 0.15251 | 0.294 | 0.50912 | 0.80338 | 1.1693 | 1.5861 | 2.0242 | 2.4515 | 2.8401 | 3.1708 | 3.4348 | 3.6327 | 3.7717 | 3.8628 | 3.9178 | 3.947 | 3.9588 | 3.9618 | 0
F8_Industrial_Instruments_Existing_Process_Natural Gas_Gas Boiler - Burner Control Optimization_A_Achievable Technical Potential | F8 | Industrial | Instruments | Existing | Process | Natural Gas | Gas Boiler - Burner Control Optimization | A | Cumulative Summer Peak Savings (MW) | Achievable Technical Potential | 0 | 0 | 0 | 0 | 0 | 0 | 0 | 0 | 0 | 0 | 0 | 0 | 0 | 0 | 0 | 0 | 0 | 0 | 0 | 0 | 0 | 0 | 0
F9_Industrial_Instruments_Existing_Process_Natural Gas_Gas Boiler - Burner Control Optimization_A_Achievable Technical Potential | F9 | Industrial | Instruments | Existing | Process | Natural Gas | Gas Boiler - Burner Control Optimization | A | Cumulative Winter Peak Savings (MW) | Achievable Technical Potential | 0 | 0 | 0 | 0 | 0 | 0 | 0 | 0 | 0 | 0 | 0 | 0 | 0 | 0 | 0 | 0 | 0 | 0 | 0 | 0 | 0 | 0 | 0
F10_Industrial_Instruments_Existing_Process_Natural Gas_Gas Boiler - Burner Control Optimization_A_Achievable Technical Potential | F10 | Industrial | Instruments | Existing | Process | Natural Gas | Gas Boiler - Burner Control Optimization | A | Purchases (Incremental) | Achievable Technical Potential | 0 | 0 | 27.0968 | 41.8593 | 82.2752 | 141.4992 | 216.3148 | 297.6193 | 372.2574 | 426.8124 | 451.7192 | 443.9309 | 407.1918 | 350.1499 | 283.387 | 216.6119 | 156.8569 | 107.9067 | 70.6975 | 44.2136 | 26.4486 | 17.5992 | 0
F11_Industrial_Instruments_Existing_Process_Natural Gas_Gas Boiler - Burner Control Optimization_A_Achievable Technical Potential | F11 | Industrial | Instruments | Existing | Process | Natural Gas | Gas Boiler - Burner Control Optimization | A | Purchases (Cumulative) | Achievable Technical Potential | 0 | 0 | 27.0968 | 68.9561 | 151.2313 | 292.7305 | 509.0453 | 806.6646 | 1178.922 | 1605.7344 | 2057.4536 | 2501.3845 | 2908.5764 | 3258.7262 | 3542.1132 | 3758.7252 | 3915.5821 | 4023.4888 | 4094.1863 | 4138.3999 | 4164.8486 | 4182.4478 | 0
F1_Industrial_Instruments_Existing_Space Heating_Natural Gas_HVAC - Demand Controlled Ventilation_A_Achievable Technical Potential | F1 | Industrial | Instruments | Existing | Space Heating | Natural Gas | HVAC - Demand Controlled Ventilation | A | Integrated Unit Energy Savings (kWh or therms) | Achievable Technical Potential | 0 | 0 | 0.0766 | 0.076133 | 0.075654 | 0.075162 | 0.074657 | 0.074136 | 0.073601 | 0.073051 | 0.072489 | 0.071919 | 0.071342 | 0.070756 | 0.070163 | 0.069562 | 0.068958 | 0.068387 | 0.067854 | 0.067357 | 0.066897 | 0.066474 | 0
F2_Industrial_Instruments_Existing_Space Heating_Natural Gas_HVAC - Demand Controlled Ventilation_A_Achievable Technical Potential | F2 | Industrial | Instruments | Existing | Space Heating | Natural Gas | HVAC - Demand Controlled Ventilation | A | Integrated Unit Summer Peak Savings (kW) | Achievable Technical Potential | 0 | 0 | 0 | 0 | 0 | 0 | 0 | 0 | 0 | 0 | 0 | 0 | 0 | 0 | 0 | 0 | 0 | 0 | 0 | 0 | 0 | 0 | 0
F3_Industrial_Instruments_Existing_Space Heating_Natural Gas_HVAC - Demand Controlled Ventilation_A_Achievable Technical Potential | F3 | Industrial | Instruments | Existing | Space Heating | Natural Gas | HVAC - Demand Controlled Ventilation | A | Integrated Unit Winter Peak Savings (kW) | Achievable Technical Potential | 0 | 0 | 0 | 0 | 0 | 0 | 0 | 0 | 0 | 0 | 0 | 0 | 0 | 0 | 0 | 0 | 0 | 0 | 0 | 0 | 0 | 0 | 0
F4_Industrial_Instruments_Existing_Space Heating_Natural Gas_HVAC - Demand Controlled Ventilation_A_Achievable Technical Potential | F4 | Industrial | Instruments | Existing | Space Heating | Natural Gas | HVAC - Demand Controlled Ventilation | A | Incremental Energy Savings (MWh or mTherms) | Achievable Technical Potential | 0 | 0 | 0.18748 | 0.18313 | 0.17884 | 0.17461 | 0.17044 | 0.16634 | 0.16229 | 0.1583 | 0.15437 | 0.15052 | 0.14674 | 0.14302 | 0.13938 | 0.1358 | 0.1323 | 0.12894 | 0.12573 | 0.12266 | 0.11972 | 0.11691 | 0
F5_Industrial_Instruments_Existing_Space Heating_Natural Gas_HVAC - Demand Controlled Ventilation_A_Achievable Technical Potential | F5 | Industrial | Instruments | Existing | Space Heating | Natural Gas | HVAC - Demand Controlled Ventilation | A | Incremental Summer Peak Savings (MW) | Achievable Technical Potential | 0 | 0 | 0 | 0 | 0 | 0 | 0 | 0 | 0 | 0 | 0 | 0 | 0 | 0 | 0 | 0 | 0 | 0 | 0 | 0 | 0 | 0 | 0
F6_Industrial_Instruments_Existing_Space Heating_Natural Gas_HVAC - Demand Controlled Ventilation_A_Achievable Technical Potential | F6 | Industrial | Instruments | Existing | Space Heating | Natural Gas | HVAC - Demand Controlled Ventilation | A | Incremental Winter Peak Savings (MW) | Achievable Technical Potential | 0 | 0 | 0 | 0 | 0 | 0 | 0 | 0 | 0 | 0 | 0 | 0 | 0 | 0 | 0 | 0 | 0 | 0 | 0 | 0 | 0 | 0 | 0
F7_Industrial_Instruments_Existing_Space Heating_Natural Gas_HVAC - Demand Controlled Ventilation_A_Achievable Technical Potential | F7 | Industrial | Instruments | Existing | Space Heating | Natural Gas | HVAC - Demand Controlled Ventilation | A | Cumulative Energy Savings (MWh or mTherms) | Achievable Technical Potential | 0 | 0 | 0.18748 | 0.36946 | 0.54597 | 0.71703 | 0.88265 | 1.0428 | 1.1976 | 1.347 | 1.491 | 1.6298 | 1.7634 | 1.892 | 2.0155 | 2.134 | 2.2478 | 2.3581 | 2.4655 | 2.5701 | 2.6723 | 2.7723 | 0
F8_Industrial_Instruments_Existing_Space Heating_Natural Gas_HVAC - Demand Controlled Ventilation_A_Achievable Technical Potential | F8 | Industrial | Instruments | Existing | Space Heating | Natural Gas | HVAC - Demand Controlled Ventilation | A | Cumulative Summer Peak Savings (MW) | Achievable Technical Potential | 0 | 0 | 0 | 0 | 0 | 0 | 0 | 0 | 0 | 0 | 0 | 0 | 0 | 0 | 0 | 0 | 0 | 0 | 0 | 0 | 0 | 0 | 0
F9_Industrial_Instruments_Existing_Space Heating_Natural Gas_HVAC - Demand Controlled Ventilation_A_Achievable Technical Potential | F9 | Industrial | Instruments | Existing | Space Heating | Natural Gas | HVAC - Demand Controlled Ventilation | A | Cumulative Winter Peak Savings (MW) | Achievable Technical Potential | 0 | 0 | 0 | 0 | 0 | 0 | 0 | 0 | 0 | 0 | 0 | 0 | 0 | 0 | 0 | 0 | 0 | 0 | 0 | 0 | 0 | 0 | 0
F10_Industrial_Instruments_Existing_Space Heating_Natural Gas_HVAC - Demand Controlled Ventilation_A_Achievable Technical Potential | F10 | Industrial | Instruments | Existing | Space Heating | Natural Gas | HVAC - Demand Controlled Ventilation | A | Purchases (Incremental) | Achievable Technical Potential | 0 | 0 | 2447.5258 | 2405.327 | 2363.8559 | 2323.0997 | 2283.0463 | 2243.6834 | 2204.9992 | 2166.982 | 2129.6202 | 2092.9027 | 2056.8181 | 2021.3557 | 1986.5048 | 1952.2547 | 1918.5951 | 1885.5159 | 1853.007 | 1821.0586 | 1789.6611 | 1758.8048 | 0
F11_Industrial_Instruments_Existing_Space Heating_Natural Gas_HVAC - Demand Controlled Ventilation_A_Achievable Technical Potential | F11 | Industrial | Instruments | Existing | Space Heating | Natural Gas | HVAC - Demand Controlled Ventilation | A | Purchases (Cumulative) | Achievable Technical Potential | 0 | 0 | 2447.5258 | 4852.8528 | 7216.7087 | 9539.8084 | 11822.8547 | 14066.5381 | 16271.5373 | 18438.5194 | 20568.1396 | 22661.0422 | 24717.8604 | 26739.2161 | 28725.7209 | 30677.9756 | 32596.5707 | 34482.0866 | 36335.0937 | 38156.1523 | 39945.8133 | 41704.6182 | 0
F1_Industrial_Instruments_Existing_Space Heating_Natural Gas_Gas Boiler - Stack Economizer_A_Achievable Technical Potential | F1 | Industrial | Instruments | Existing | Space Heating | Natural Gas | Gas Boiler - Stack Economizer | A | Integrated Unit Energy Savings (kWh or therms) | Achievable Technical Potential | 0 | 0 | 4.1054 | 4.0854 | 4.064 | 4.0405 | 4.0144 | 3.9851 | 3.952 | 3.9147 | 3.8734 | 3.8283 | 3.7802 | 3.7298 | 3.6784 | 3.6272 | 3.5775 | 3.5318 | 3.4907 | 3.454 | 3.4213 | 3.3917 | 0
F2_Industrial_Instruments_Existing_Space Heating_Natural Gas_Gas Boiler - Stack Economizer_A_Achievable Technical Potential | F2 | Industrial | Instruments | Existing | Space Heating | Natural Gas | Gas Boiler - Stack Economizer | A | Integrated Unit Summer Peak Savings (kW) | Achievable Technical Potential | 0 | 0 | 0 | 0 | 0 | 0 | 0 | 0 | 0 | 0 | 0 | 0 | 0 | 0 | 0 | 0 | 0 | 0 | 0 | 0 | 0 | 0 | 0
F3_Industrial_Instruments_Existing_Space Heating_Natural Gas_Gas Boiler - Stack Economizer_A_Achievable Technical Potential | F3 | Industrial | Instruments | Existing | Space Heating | Natural Gas | Gas Boiler - Stack Economizer | A | Integrated Unit Winter Peak Savings (kW) | Achievable Technical Potential | 0 | 0 | 0 | 0 | 0 | 0 | 0 | 0 | 0 | 0 | 0 | 0 | 0 | 0 | 0 | 0 | 0 | 0 | 0 | 0 | 0 | 0 | 0
F4_Industrial_Instruments_Existing_Space Heating_Natural Gas_Gas Boiler - Stack Economizer_A_Achievable Technical Potential | F4 | Industrial | Instruments | Existing | Space Heating | Natural Gas | Gas Boiler - Stack Economizer | A | Incremental Energy Savings (MWh or mTherms) | Achievable Technical Potential | 0 | 0 | 0.036252 | 0.035454 | 0.034659 | 0.033865 | 0.033067 | 0.029033 | 0.022636 | 0.017629 | 0.013714 | 0.010656 | 0.0082728 | 0.0064174 | 0.0049759 | 0.0038576 | 0.0029913 | 0.0023218 | 1.5382e-05 | 5.3422e-06 | 1.7728e-06 | 5.6321e-07 | 0
F5_Industrial_Instruments_Existing_Space Heating_Natural Gas_Gas Boiler - Stack Economizer_A_Achievable Technical Potential | F5 | Industrial | Instruments | Existing | Space Heating | Natural Gas | Gas Boiler - Stack Economizer | A | Incremental Summer Peak Savings (MW) | Achievable Technical Potential | 0 | 0 | 0 | 0 | 0 | 0 | 0 | 0 | 0 | 0 | 0 | 0 | 0 | 0 | 0 | 0 | 0 | 0 | 0 | 0 | 0 | 0 | 0
F6_Industrial_Instruments_Existing_Space Heating_Natural Gas_Gas Boiler - Stack Economizer_A_Achievable Technical Potential | F6 | Industrial | Instruments | Existing | Space Heating | Natural Gas | Gas Boiler - Stack Economizer | A | Incremental Winter Peak Savings (MW) | Achievable Technical Potential | 0 | 0 | 0 | 0 | 0 | 0 | 0 | 0 | 0 | 0 | 0 | 0 | 0 | 0 | 0 | 0 | 0 | 0 | 0 | 0 | 0 | 0 | 0
F7_Industrial_Instruments_Existing_Space Heating_Natural Gas_Gas Boiler - Stack Economizer_A_Achievable Technical Potential | F7 | Industrial | Instruments | Existing | Space Heating | Natural Gas | Gas Boiler - Stack Economizer | A | Cumulative Energy Savings (MWh or mTherms) | Achievable Technical Potential | 0 | 0 | 0.036252 | 0.071529 | 0.10581 | 0.13907 | 0.17124 | 0.19902 | 0.22 | 0.23556 | 0.24678 | 0.25457 | 0.25964 | 0.2626 | 0.26395 | 0.26414 | 0.26351 | 0.26247 | 0.25942 | 0.2567 | 0.25428 | 0.25207 | 0
F8_Industrial_Instruments_Existing_Space Heating_Natural Gas_Gas Boiler - Stack Economizer_A_Achievable Technical Potential | F8 | Industrial | Instruments | Existing | Space Heating | Natural Gas | Gas Boiler - Stack Economizer | A | Cumulative Summer Peak Savings (MW) | Achievable Technical Potential | 0 | 0 | 0 | 0 | 0 | 0 | 0 | 0 | 0 | 0 | 0 | 0 | 0 | 0 | 0 | 0 | 0 | 0 | 0 | 0 | 0 | 0 | 0
F9_Industrial_Instruments_Existing_Space Heating_Natural Gas_Gas Boiler - Stack Economizer_A_Achievable Technical Potential | F9 | Industrial | Instruments | Existing | Space Heating | Natural Gas | Gas Boiler - Stack Economizer | A | Cumulative Winter Peak Savings (MW) | Achievable Technical Potential | 0 | 0 | 0 | 0 | 0 | 0 | 0 | 0 | 0 | 0 | 0 | 0 | 0 | 0 | 0 | 0 | 0 | 0 | 0 | 0 | 0 | 0 | 0
F10_Industrial_Instruments_Existing_Space Heating_Natural Gas_Gas Boiler - Stack Economizer_A_Achievable Technical Potential | F10 | Industrial | Instruments | Existing | Space Heating | Natural Gas | Gas Boiler - Stack Economizer | A | Purchases (Incremental) | Achievable Technical Potential | 0 | 0 | 8.8303 | 8.6781 | 8.5285 | 8.3814 | 8.2369 | 7.2854 | 5.7278 | 4.5033 | 3.5405 | 2.7836 | 2.1885 | 1.7206 | 1.3527 | 1.0635 | 0.83615 | 0.65739 | 0.0044066 | 0.0015466 | 0.00051818 | 0.00016606 | 0
F11_Industrial_Instruments_Existing_Space Heating_Natural Gas_Gas Boiler - Stack Economizer_A_Achievable Technical Potential | F11 | Industrial | Instruments | Existing | Space Heating | Natural Gas | Gas Boiler - Stack Economizer | A | Purchases (Cumulative) | Achievable Technical Potential | 0 | 0 | 8.8303 | 17.5084 | 26.0369 | 34.4184 | 42.6553 | 49.9407 | 55.6685 | 60.1718 | 63.7123 | 66.4959 | 68.6844 | 70.4049 | 71.7577 | 72.8212 | 73.6574 | 74.3147 | 74.3191 | 74.3207 | 74.3212 | 74.3214 | 0
F1_Industrial_Instruments_Existing_Process_Natural Gas_Gas Boiler - Stack Economizer_A_Achievable Technical Potential | F1 | Industrial | Instruments | Existing | Process | Natural Gas | Gas Boiler - Stack Economizer | A | Integrated Unit Energy Savings (kWh or therms) | Achievable Technical Potential | 0 | 0 | 3.3683 | 3.359 | 3.3496 | 3.3399 | 3.3299 | 3.3195 | 3.3087 | 3.2978 | 3.2869 | 3.2762 | 3.2658 | 3.2557 | 3.2459 | 3.2362 | 3.2266 | 3.2169 | 3.207 | 3.1971 | 3.187 | 3.1767 | 0
F2_Industrial_Instruments_Existing_Process_Natural Gas_Gas Boiler - Stack Economizer_A_Achievable Technical Potential | F2 | Industrial | Instruments | Existing | Process | Natural Gas | Gas Boiler - Stack Economizer | A | Integrated Unit Summer Peak Savings (kW) | Achievable Technical Potential | 0 | 0 | 0 | 0 | 0 | 0 | 0 | 0 | 0 | 0 | 0 | 0 | 0 | 0 | 0 | 0 | 0 | 0 | 0 | 0 | 0 | 0 | 0
F3_Industrial_Instruments_Existing_Process_Natural Gas_Gas Boiler - Stack Economizer_A_Achievable Technical Potential | F3 | Industrial | Instruments | Existing | Process | Natural Gas | Gas Boiler - Stack Economizer | A | Integrated Unit Winter Peak Savings (kW) | Achievable Technical Potential | 0 | 0 | 0 | 0 | 0 | 0 | 0 | 0 | 0 | 0 | 0 | 0 | 0 | 0 | 0 | 0 | 0 | 0 | 0 | 0 | 0 | 0 | 0
F4_Industrial_Instruments_Existing_Process_Natural Gas_Gas Boiler - Stack Economizer_A_Achievable Technical Potential | F4 | Industrial | Instruments | Existing | Process | Natural Gas | Gas Boiler - Stack Economizer | A | Incremental Energy Savings (MWh or mTherms) | Achievable Technical Potential | 0 | 0 | 0.90224 | 0.88425 | 0.86657 | 0.84916 | 0.83202 | 0.73361 | 0.5749 | 0.4505 | 0.35302 | 0.27664 | 0.2168 | 0.16993 | 0.13319 | 0.10441 | 0.081841 | 0.06415 | 0.0004287 | 0.00015 | 5.0095e-05 | 1.6002e-05 | 0
F5_Industrial_Instruments_Existing_Process_Natural Gas_Gas Boiler - Stack Economizer_A_Achievable Technical Potential | F5 | Industrial | Instruments | Existing | Process | Natural Gas | Gas Boiler - Stack Economizer | A | Incremental Summer Peak Savings (MW) | Achievable Technical Potential | 0 | 0 | 0 | 0 | 0 | 0 | 0 | 0 | 0 | 0 | 0 | 0 | 0 | 0 | 0 | 0 | 0 | 0 | 0 | 0 | 0 | 0 | 0
F6_Industrial_Instruments_Existing_Process_Natural Gas_Gas Boiler - Stack Economizer_A_Achievable Technical Potential | F6 | Industrial | Instruments | Existing | Process | Natural Gas | Gas Boiler - Stack Economizer | A | Incremental Winter Peak Savings (MW) | Achievable Technical Potential | 0 | 0 | 0 | 0 | 0 | 0 | 0 | 0 | 0 | 0 | 0 | 0 | 0 | 0 | 0 | 0 | 0 | 0 | 0 | 0 | 0 | 0 | 0
F7_Industrial_Instruments_Existing_Process_Natural Gas_Gas Boiler - Stack Economizer_A_Achievable Technical Potential | F7 | Industrial | Instruments | Existing | Process | Natural Gas | Gas Boiler - Stack Economizer | A | Cumulative Energy Savings (MWh or mTherms) | Achievable Technical Potential | 0 | 0 | 0.90224 | 1.784 | 2.6456 | 3.4871 | 4.3087 | 5.0288 | 5.5874 | 6.0195 | 6.3526 | 6.6085 | 6.8043 | 6.9532 | 7.0655 | 7.1488 | 7.2094 | 7.2519 | 7.2301 | 7.2078 | 7.1851 | 7.162 | 0
F8_Industrial_Instruments_Existing_Process_Natural Gas_Gas Boiler - Stack Economizer_A_Achievable Technical Potential | F8 | Industrial | Instruments | Existing | Process | Natural Gas | Gas Boiler - Stack Economizer | A | Cumulative Summer Peak Savings (MW) | Achievable Technical Potential | 0 | 0 | 0 | 0 | 0 | 0 | 0 | 0 | 0 | 0 | 0 | 0 | 0 | 0 | 0 | 0 | 0 | 0 | 0 | 0 | 0 | 0 | 0
F9_Industrial_Instruments_Existing_Process_Natural Gas_Gas Boiler - Stack Economizer_A_Achievable Technical Potential | F9 | Industrial | Instruments | Existing | Process | Natural Gas | Gas Boiler - Stack Economizer | A | Cumulative Winter Peak Savings (MW) | Achievable Technical Potential | 0 | 0 | 0 | 0 | 0 | 0 | 0 | 0 | 0 | 0 | 0 | 0 | 0 | 0 | 0 | 0 | 0 | 0 | 0 | 0 | 0 | 0 | 0
F10_Industrial_Instruments_Existing_Process_Natural Gas_Gas Boiler - Stack Economizer_A_Achievable Technical Potential | F10 | Industrial | Instruments | Existing | Process | Natural Gas | Gas Boiler - Stack Economizer | A | Purchases (Incremental) | Achievable Technical Potential | 0 | 0 | 267.8667 | 263.2483 | 258.7095 | 254.249 | 249.8654 | 221.0017 | 173.753 | 136.6058 | 107.4004 | 84.439 | 66.3865 | 52.1935 | 41.0349 | 32.2619 | 25.3646 | 19.9418 | 0.13367 | 0.046917 | 0.015719 | 0.0050373 | 0
F11_Industrial_Instruments_Existing_Process_Natural Gas_Gas Boiler - Stack Economizer_A_Achievable Technical Potential | F11 | Industrial | Instruments | Existing | Process | Natural Gas | Gas Boiler - Stack Economizer | A | Purchases (Cumulative) | Achievable Technical Potential | 0 | 0 | 267.8667 | 531.115 | 789.8245 | 1044.0736 | 1293.939 | 1514.9406 | 1688.6937 | 1825.2995 | 1932.6999 | 2017.1389 | 2083.5254 | 2135.7189 | 2176.7538 | 2209.0158 | 2234.3803 | 2254.3221 | 2254.4558 | 2254.5027 | 2254.5184 | 2254.5234 | 0
F1_Industrial_Instruments_Existing_Space Heating_Natural Gas_Gas Furnace Tube Inserts_A_Achievable Technical Potential | F1 | Industrial | Instruments | Existing | Space Heating | Natural Gas | Gas Furnace Tube Inserts | A | Integrated Unit Energy Savings (kWh or therms) | Achievable Technical Potential | 0 | 0 | 0.088078 | 0.087554 | 0.087015 | 0.086462 | 0.085893 | 0.085308 | 0.084705 | 0.084085 | 0.083452 | 0.082809 | 0.082158 | 0.081497 | 0.080827 | 0.080149 | 0.079467 | 0.078823 | 0.078223 | 0.077665 | 0.07715 | 0.076676 | 0
F2_Industrial_Instruments_Existing_Space Heating_Natural Gas_Gas Furnace Tube Inserts_A_Achievable Technical Potential | F2 | Industrial | Instruments | Existing | Space Heating | Natural Gas | Gas Furnace Tube Inserts | A | Integrated Unit Summer Peak Savings (kW) | Achievable Technical Potential | 0 | 0 | 0 | 0 | 0 | 0 | 0 | 0 | 0 | 0 | 0 | 0 | 0 | 0 | 0 | 0 | 0 | 0 | 0 | 0 | 0 | 0 | 0
F3_Industrial_Instruments_Existing_Space Heating_Natural Gas_Gas Furnace Tube Inserts_A_Achievable Technical Potential | F3 | Industrial | Instruments | Existing | Space Heating | Natural Gas | Gas Furnace Tube Inserts | A | Integrated Unit Winter Peak Savings (kW) | Achievable Technical Potential | 0 | 0 | 0 | 0 | 0 | 0 | 0 | 0 | 0 | 0 | 0 | 0 | 0 | 0 | 0 | 0 | 0 | 0 | 0 | 0 | 0 | 0 | 0
F4_Industrial_Instruments_Existing_Space Heating_Natural Gas_Gas Furnace Tube Inserts_A_Achievable Technical Potential | F4 | Industrial | Instruments | Existing | Space Heating | Natural Gas | Gas Furnace Tube Inserts | A | Incremental Energy Savings (MWh or mTherms) | Achievable Technical Potential | 0 | 0 | 0 | 0 | 0 | 0 | 0 | 0 | 0 | 0 | 0 | 0 | 0 | 0 | 0 | 0 | 0 | 0 | 0 | 0 | 0 | 0 | 0
F5_Industrial_Instruments_Existing_Space Heating_Natural Gas_Gas Furnace Tube Inserts_A_Achievable Technical Potential | F5 | Industrial | Instruments | Existing | Space Heating | Natural Gas | Gas Furnace Tube Inserts | A | Incremental Summer Peak Savings (MW) | Achievable Technical Potential | 0 | 0 | 0 | 0 | 0 | 0 | 0 | 0 | 0 | 0 | 0 | 0 | 0 | 0 | 0 | 0 | 0 | 0 | 0 | 0 | 0 | 0 | 0
F6_Industrial_Instruments_Existing_Space Heating_Natural Gas_Gas Furnace Tube Inserts_A_Achievable Technical Potential | F6 | Industrial | Instruments | Existing | Space Heating | Natural Gas | Gas Furnace Tube Inserts | A | Incremental Winter Peak Savings (MW) | Achievable Technical Potential | 0 | 0 | 0 | 0 | 0 | 0 | 0 | 0 | 0 | 0 | 0 | 0 | 0 | 0 | 0 | 0 | 0 | 0 | 0 | 0 | 0 | 0 | 0
F7_Industrial_Instruments_Existing_Space Heating_Natural Gas_Gas Furnace Tube Inserts_A_Achievable Technical Potential | F7 | Industrial | Instruments | Existing | Space Heating | Natural Gas | Gas Furnace Tube Inserts | A | Cumulative Energy Savings (MWh or mTherms) | Achievable Technical Potential | 0 | 0 | 0 | 0 | 0 | 0 | 0 | 0 | 0 | 0 | 0 | 0 | 0 | 0 | 0 | 0 | 0 | 0 | 0 | 0 | 0 | 0 | 0
F8_Industrial_Instruments_Existing_Space Heating_Natural Gas_Gas Furnace Tube Inserts_A_Achievable Technical Potential | F8 | Industrial | Instruments | Existing | Space Heating | Natural Gas | Gas Furnace Tube Inserts | A | Cumulative Summer Peak Savings (MW) | Achievable Technical Potential | 0 | 0 | 0 | 0 | 0 | 0 | 0 | 0 | 0 | 0 | 0 | 0 | 0 | 0 | 0 | 0 | 0 | 0 | 0 | 0 | 0 | 0 | 0
F9_Industrial_Instruments_Existing_Space Heating_Natural Gas_Gas Furnace Tube Inserts_A_Achievable Technical Potential | F9 | Industrial | Instruments | Existing | Space Heating | Natural Gas | Gas Furnace Tube Inserts | A | Cumulative Winter Peak Savings (MW) | Achievable Technical Potential | 0 | 0 | 0 | 0 | 0 | 0 | 0 | 0 | 0 | 0 | 0 | 0 | 0 | 0 | 0 | 0 | 0 | 0 | 0 | 0 | 0 | 0 | 0
F10_Industrial_Instruments_Existing_Space Heating_Natural Gas_Gas Furnace Tube Inserts_A_Achievable Technical Potential | F10 | Industrial | Instruments | Existing | Space Heating | Natural Gas | Gas Furnace Tube Inserts | A | Purchases (Incremental) | Achievable Technical Potential | 0 | 0 | 0 | 0 | 0 | 0 | 0 | 0 | 0 | 0 | 0 | 0 | 0 | 0 | 0 | 0 | 0 | 0 | 0 | 0 | 0 | 0 | 0
F11_Industrial_Instruments_Existing_Space Heating_Natural Gas_Gas Furnace Tube Inserts_A_Achievable Technical Potential | F11 | Industrial | Instruments | Existing | Space Heating | Natural Gas | Gas Furnace Tube Inserts | A | Purchases (Cumulative) | Achievable Technical Potential | 0 | 0 | 0 | 0 | 0 | 0 | 0 | 0 | 0 | 0 | 0 | 0 | 0 | 0 | 0 | 0 | 0 | 0 | 0 | 0 | 0 | 0 | 0
F1_Industrial_Instruments_Existing_Space Heating_Natural Gas_Space Heating - Heat Recovery Ventilator_A_Achievable Technical Potential | F1 | Industrial | Instruments | Existing | Space Heating | Natural Gas | Space Heating - Heat Recovery Ventilator | A | Integrated Unit Energy Savings (kWh or therms) | Achievable Technical Potential | 0 | 0 | 0.01328 | 0.013125 | 0.012916 | 0.012645 | 0.012314 | 0.011935 | 0.011526 | 0.011107 | 0.010699 | 0.010317 | 0.009969 | 0.0096585 | 0.009384 | 0.0091419 | 0.0089277 | 0.0087407 | 0.0085766 | 0.0084292 | 0.0083028 | 0.0081835 | 0
F2_Industrial_Instruments_Existing_Space Heating_Natural Gas_Space Heating - Heat Recovery Ventilator_A_Achievable Technical Potential | F2 | Industrial | Instruments | Existing | Space Heating | Natural Gas | Space Heating - Heat Recovery Ventilator | A | Integrated Unit Summer Peak Savings (kW) | Achievable Technical Potential | 0 | 0 | 0 | 0 | 0 | 0 | 0 | 0 | 0 | 0 | 0 | 0 | 0 | 0 | 0 | 0 | 0 | 0 | 0 | 0 | 0 | 0 | 0
F3_Industrial_Instruments_Existing_Space Heating_Natural Gas_Space Heating - Heat Recovery Ventilator_A_Achievable Technical Potential | F3 | Industrial | Instruments | Existing | Space Heating | Natural Gas | Space Heating - Heat Recovery Ventilator | A | Integrated Unit Winter Peak Savings (kW) | Achievable Technical Potential | 0 | 0 | 0 | 0 | 0 | 0 | 0 | 0 | 0 | 0 | 0 | 0 | 0 | 0 | 0 | 0 | 0 | 0 | 0 | 0 | 0 | 0 | 0
F4_Industrial_Instruments_Existing_Space Heating_Natural Gas_Space Heating - Heat Recovery Ventilator_A_Achievable Technical Potential | F4 | Industrial | Instruments | Existing | Space Heating | Natural Gas | Space Heating - Heat Recovery Ventilator | A | Incremental Energy Savings (MWh or mTherms) | Achievable Technical Potential | 0 | 0 | 0.079559 | 0.077277 | 0.074732 | 0.071904 | 0.068816 | 0.065547 | 0.062206 | 0.058913 | 0.05577 | 0.052851 | 0.050189 | 0.047788 | 0.045629 | 0.043685 | 0.041926 | 0.040341 | 0.0389 | 0.037573 | 0.036371 | 0.03523 | 0
F5_Industrial_Instruments_Existing_Space Heating_Natural Gas_Space Heating - Heat Recovery Ventilator_A_Achievable Technical Potential | F5 | Industrial | Instruments | Existing | Space Heating | Natural Gas | Space Heating - Heat Recovery Ventilator | A | Incremental Summer Peak Savings (MW) | Achievable Technical Potential | 0 | 0 | 0 | 0 | 0 | 0 | 0 | 0 | 0 | 0 | 0 | 0 | 0 | 0 | 0 | 0 | 0 | 0 | 0 | 0 | 0 | 0 | 0
F6_Industrial_Instruments_Existing_Space Heating_Natural Gas_Space Heating - Heat Recovery Ventilator_A_Achievable Technical Potential | F6 | Industrial | Instruments | Existing | Space Heating | Natural Gas | Space Heating - Heat Recovery Ventilator | A | Incremental Winter Peak Savings (MW) | Achievable Technical Potential | 0 | 0 | 0 | 0 | 0 | 0 | 0 | 0 | 0 | 0 | 0 | 0 | 0 | 0 | 0 | 0 | 0 | 0 | 0 | 0 | 0 | 0 | 0
F7_Industrial_Instruments_Existing_Space Heating_Natural Gas_Space Heating - Heat Recovery Ventilator_A_Achievable Technical Potential | F7 | Industrial | Instruments | Existing | Space Heating | Natural Gas | Space Heating - Heat Recovery Ventilator | A | Cumulative Energy Savings (MWh or mTherms) | Achievable Technical Potential | 0 | 0 | 0.079559 | 0.15591 | 0.22815 | 0.29527 | 0.35637 | 0.41094 | 0.45904 | 0.50128 | 0.53863 | 0.57224 | 0.60315 | 0.63215 | 0.65982 | 0.68648 | 0.71232 | 0.73774 | 0.76279 | 0.78725 | 0.81181 | 0.83538 | 0
F8_Industrial_Instruments_Existing_Space Heating_Natural Gas_Space Heating - Heat Recovery Ventilator_A_Achievable Technical Potential | F8 | Industrial | Instruments | Existing | Space Heating | Natural Gas | Space Heating - Heat Recovery Ventilator | A | Cumulative Summer Peak Savings (MW) | Achievable Technical Potential | 0 | 0 | 0 | 0 | 0 | 0 | 0 | 0 | 0 | 0 | 0 | 0 | 0 | 0 | 0 | 0 | 0 | 0 | 0 | 0 | 0 | 0 | 0
F9_Industrial_Instruments_Existing_Space Heating_Natural Gas_Space Heating - Heat Recovery Ventilator_A_Achievable Technical Potential | F9 | Industrial | Instruments | Existing | Space Heating | Natural Gas | Space Heating - Heat Recovery Ventilator | A | Cumulative Winter Peak Savings (MW) | Achievable Technical Potential | 0 | 0 | 0 | 0 | 0 | 0 | 0 | 0 | 0 | 0 | 0 | 0 | 0 | 0 | 0 | 0 | 0 | 0 | 0 | 0 | 0 | 0 | 0
F10_Industrial_Instruments_Existing_Space Heating_Natural Gas_Space Heating - Heat Recovery Ventilator_A_Achievable Technical Potential | F10 | Industrial | Instruments | Existing | Space Heating | Natural Gas | Space Heating - Heat Recovery Ventilator | A | Purchases (Incremental) | Achievable Technical Potential | 0 | 0 | 5990.8738 | 5887.5828 | 5786.0728 | 5686.3129 | 5588.273 | 5491.9235 | 5397.2352 | 5304.1794 | 5212.728 | 5122.8534 | 5034.5283 | 4947.7261 | 4862.4205 | 4778.5857 | 4696.1963 | 4615.2274 | 4535.6545 | 4457.4535 | 4380.6009 | 4305.0733 | 0
F11_Industrial_Instruments_Existing_Space Heating_Natural Gas_Space Heating - Heat Recovery Ventilator_A_Achievable Technical Potential | F11 | Industrial | Instruments | Existing | Space Heating | Natural Gas | Space Heating - Heat Recovery Ventilator | A | Purchases (Cumulative) | Achievable Technical Potential | 0 | 0 | 5990.8738 | 11878.4566 | 17664.5294 | 23350.8423 | 28939.1154 | 34431.0389 | 39828.274 | 45132.4534 | 50345.1814 | 55468.0348 | 60502.5632 | 65450.2893 | 70312.7098 | 75091.2955 | 79787.4917 | 84402.7191 | 88938.3736 | 93395.8271 | 97776.428 | 102081.5013 | 0
F1_Industrial_Instruments_Existing_Space Heating_Natural Gas_Thermostat - Programmable_A_Achievable Technical Potential | F1 | Industrial | Instruments | Existing | Space Heating | Natural Gas | Thermostat - Programmable | A | Integrated Unit Energy Savings (kWh or therms) | Achievable Technical Potential | 0 | 0 | 0.0064192 | 0.006339 | 0.0062324 | 0.0060961 | 0.005931 | 0.0057426 | 0.0055397 | 0.0053324 | 0.0051305 | 0.004941 | 0.0047683 | 0.0046136 | 0.0044764 | 0.0043549 | 0.0042471 | 0.0041525 | 0.0040692 | 0.0039941 | 0.0039292 | 0.0038679 | 0
F2_Industrial_Instruments_Existing_Space Heating_Natural Gas_Thermostat - Programmable_A_Achievable Technical Potential | F2 | Industrial | Instruments | Existing | Space Heating | Natural Gas | Thermostat - Programmable | A | Integrated Unit Summer Peak Savings (kW) | Achievable Technical Potential | 0 | 0 | 0 | 0 | 0 | 0 | 0 | 0 | 0 | 0 | 0 | 0 | 0 | 0 | 0 | 0 | 0 | 0 | 0 | 0 | 0 | 0 | 0
F3_Industrial_Instruments_Existing_Space Heating_Natural Gas_Thermostat - Programmable_A_Achievable Technical Potential | F3 | Industrial | Instruments | Existing | Space Heating | Natural Gas | Thermostat - Programmable | A | Integrated Unit Winter Peak Savings (kW) | Achievable Technical Potential | 0 | 0 | 0 | 0 | 0 | 0 | 0 | 0 | 0 | 0 | 0 | 0 | 0 | 0 | 0 | 0 | 0 | 0 | 0 | 0 | 0 | 0 | 0
F4_Industrial_Instruments_Existing_Space Heating_Natural Gas_Thermostat - Programmable_A_Achievable Technical Potential | F4 | Industrial | Instruments | Existing | Space Heating | Natural Gas | Thermostat - Programmable | A | Incremental Energy Savings (MWh or mTherms) | Achievable Technical Potential | 0 | 0 | 0.11537 | 0.11196 | 0.10818 | 0.10399 | 0.099433 | 0.094614 | 0.089697 | 0.084853 | 0.080231 | 0.075937 | 0.072019 | 0.068481 | 0.065298 | 0.062431 | 0.059835 | 0.057495 | 0.055369 | 0.053411 | 0.051637 | 0.049954 | 0
F5_Industrial_Instruments_Existing_Space Heating_Natural Gas_Thermostat - Programmable_A_Achievable Technical Potential | F5 | Industrial | Instruments | Existing | Space Heating | Natural Gas | Thermostat - Programmable | A | Incremental Summer Peak Savings (MW) | Achievable Technical Potential | 0 | 0 | 0 | 0 | 0 | 0 | 0 | 0 | 0 | 0 | 0 | 0 | 0 | 0 | 0 | 0 | 0 | 0 | 0 | 0 | 0 | 0 | 0
F6_Industrial_Instruments_Existing_Space Heating_Natural Gas_Thermostat - Programmable_A_Achievable Technical Potential | F6 | Industrial | Instruments | Existing | Space Heating | Natural Gas | Thermostat - Programmable | A | Incremental Winter Peak Savings (MW) | Achievable Technical Potential | 0 | 0 | 0 | 0 | 0 | 0 | 0 | 0 | 0 | 0 | 0 | 0 | 0 | 0 | 0 | 0 | 0 | 0 | 0 | 0 | 0 | 0 | 0
F7_Industrial_Instruments_Existing_Space Heating_Natural Gas_Thermostat - Programmable_A_Achievable Technical Potential | F7 | Industrial | Instruments | Existing | Space Heating | Natural Gas | Thermostat - Programmable | A | Cumulative Energy Savings (MWh or mTherms) | Achievable Technical Potential | 0 | 0 | 0.11537 | 0.22589 | 0.33028 | 0.42705 | 0.51492 | 0.59317 | 0.66191 | 0.722 | 0.77488 | 0.82221 | 0.86549 | 0.90589 | 0.94424 | 0.98104 | 1.0166 | 1.0515 | 1.0857 | 1.1191 | 1.1526 | 1.1845 | 0
F8_Industrial_Instruments_Existing_Space Heating_Natural Gas_Thermostat - Programmable_A_Achievable Technical Potential | F8 | Industrial | Instruments | Existing | Space Heating | Natural Gas | Thermostat - Programmable | A | Cumulative Summer Peak Savings (MW) | Achievable Technical Potential | 0 | 0 | 0 | 0 | 0 | 0 | 0 | 0 | 0 | 0 | 0 | 0 | 0 | 0 | 0 | 0 | 0 | 0 | 0 | 0 | 0 | 0 | 0
F9_Industrial_Instruments_Existing_Space Heating_Natural Gas_Thermostat - Programmable_A_Achievable Technical Potential | F9 | Industrial | Instruments | Existing | Space Heating | Natural Gas | Thermostat - Programmable | A | Cumulative Winter Peak Savings (MW) | Achievable Technical Potential | 0 | 0 | 0 | 0 | 0 | 0 | 0 | 0 | 0 | 0 | 0 | 0 | 0 | 0 | 0 | 0 | 0 | 0 | 0 | 0 | 0 | 0 | 0
F10_Industrial_Instruments_Existing_Space Heating_Natural Gas_Thermostat - Programmable_A_Achievable Technical Potential | F10 | Industrial | Instruments | Existing | Space Heating | Natural Gas | Thermostat - Programmable | A | Purchases (Incremental) | Achievable Technical Potential | 0 | 0 | 17972.6213 | 17662.7485 | 17358.2184 | 17058.9388 | 16764.8191 | 16475.7705 | 16191.7055 | 15912.5382 | 15638.1841 | 15368.5602 | 15103.585 | 14843.1784 | 14587.2615 | 14335.757 | 14088.5888 | 13845.6821 | 13606.9634 | 13372.3606 | 13141.8027 | 12915.2199 | 0
F11_Industrial_Instruments_Existing_Space Heating_Natural Gas_Thermostat - Programmable_A_Achievable Technical Potential | F11 | Industrial | Instruments | Existing | Space Heating | Natural Gas | Thermostat - Programmable | A | Purchases (Cumulative) | Achievable Technical Potential | 0 | 0 | 17972.6213 | 35635.3698 | 52993.5882 | 70052.527 | 86817.3461 | 103293.1166 | 119484.8221 | 135397.3603 | 151035.5443 | 166404.1045 | 181507.6895 | 196350.8679 | 210938.1294 | 225273.8864 | 239362.4752 | 253208.1573 | 266815.1207 | 280187.4813 | 293329.284 | 306244.5038 | 0
F1_Industrial_Instruments_Existing_Space Heating_Natural Gas_ENERGY STAR Connected Thermostat_A_Achievable Technical Potential | F1 | Industrial | Instruments | Existing | Space Heating | Natural Gas | ENERGY STAR Connected Thermostat | A | Integrated Unit Energy Savings (kWh or therms) | Achievable Technical Potential | 0 | 0 | 0.015513 | 0.015315 | 0.015054 | 0.01472 | 0.014318 | 0.013859 | 0.013365 | 0.012861 | 0.012371 | 0.01191 | 0.01149 | 0.011114 | 0.01078 | 0.010484 | 0.010221 | 0.0099897 | 0.0097858 | 0.0096019 | 0.0094424 | 0.0092915 | 0
F2_Industrial_Instruments_Existing_Space Heating_Natural Gas_ENERGY STAR Connected Thermostat_A_Achievable Technical Potential | F2 | Industrial | Instruments | Existing | Space Heating | Natural Gas | ENERGY STAR Connected Thermostat | A | Integrated Unit Summer Peak Savings (kW) | Achievable Technical Potential | 0 | 0 | 0 | 0 | 0 | 0 | 0 | 0 | 0 | 0 | 0 | 0 | 0 | 0 | 0 | 0 | 0 | 0 | 0 | 0 | 0 | 0 | 0
F3_Industrial_Instruments_Existing_Space Heating_Natural Gas_ENERGY STAR Connected Thermostat_A_Achievable Technical Potential | F3 | Industrial | Instruments | Existing | Space Heating | Natural Gas | ENERGY STAR Connected Thermostat | A | Integrated Unit Winter Peak Savings (kW) | Achievable Technical Potential | 0 | 0 | 0 | 0 | 0 | 0 | 0 | 0 | 0 | 0 | 0 | 0 | 0 | 0 | 0 | 0 | 0 | 0 | 0 | 0 | 0 | 0 | 0
F4_Industrial_Instruments_Existing_Space Heating_Natural Gas_ENERGY STAR Connected Thermostat_A_Achievable Technical Potential | F4 | Industrial | Instruments | Existing | Space Heating | Natural Gas | ENERGY STAR Connected Thermostat | A | Incremental Energy Savings (MWh or mTherms) | Achievable Technical Potential | 0 | 0 | 0.27882 | 0.27051 | 0.26131 | 0.25112 | 0.24004 | 0.22834 | 0.21641 | 0.20466 | 0.19345 | 0.18304 | 0.17354 | 0.16496 | 0.15725 | 0.15029 | 0.14399 | 0.13831 | 0.13316 | 0.1284 | 0.12409 | 0.12 | 0
F5_Industrial_Instruments_Existing_Space Heating_Natural Gas_ENERGY STAR Connected Thermostat_A_Achievable Technical Potential | F5 | Industrial | Instruments | Existing | Space Heating | Natural Gas | ENERGY STAR Connected Thermostat | A | Incremental Summer Peak Savings (MW) | Achievable Technical Potential | 0 | 0 | 0 | 0 | 0 | 0 | 0 | 0 | 0 | 0 | 0 | 0 | 0 | 0 | 0 | 0 | 0 | 0 | 0 | 0 | 0 | 0 | 0
F6_Industrial_Instruments_Existing_Space Heating_Natural Gas_ENERGY STAR Connected Thermostat_A_Achievable Technical Potential | F6 | Industrial | Instruments | Existing | Space Heating | Natural Gas | ENERGY STAR Connected Thermostat | A | Incremental Winter Peak Savings (MW) | Achievable Technical Potential | 0 | 0 | 0 | 0 | 0 | 0 | 0 | 0 | 0 | 0 | 0 | 0 | 0 | 0 | 0 | 0 | 0 | 0 | 0 | 0 | 0 | 0 | 0
F7_Industrial_Instruments_Existing_Space Heating_Natural Gas_ENERGY STAR Connected Thermostat_A_Achievable Technical Potential | F7 | Industrial | Instruments | Existing | Space Heating | Natural Gas | ENERGY STAR Connected Thermostat | A | Cumulative Energy Savings (MWh or mTherms) | Achievable Technical Potential | 0 | 0 | 0.27882 | 0.54577 | 0.79775 | 1.0312 | 1.243 | 1.4315 | 1.597 | 1.7414 | 1.8684 | 1.9819 | 2.0856 | 2.1822 | 2.2739 | 2.3617 | 2.4464 | 2.5295 | 2.611 | 2.6903 | 2.7697 | 2.8455 | 0
F8_Industrial_Instruments_Existing_Space Heating_Natural Gas_ENERGY STAR Connected Thermostat_A_Achievable Technical Potential | F8 | Industrial | Instruments | Existing | Space Heating | Natural Gas | ENERGY STAR Connected Thermostat | A | Cumulative Summer Peak Savings (MW) | Achievable Technical Potential | 0 | 0 | 0 | 0 | 0 | 0 | 0 | 0 | 0 | 0 | 0 | 0 | 0 | 0 | 0 | 0 | 0 | 0 | 0 | 0 | 0 | 0 | 0
F9_Industrial_Instruments_Existing_Space Heating_Natural Gas_ENERGY STAR Connected Thermostat_A_Achievable Technical Potential | F9 | Industrial | Instruments | Existing | Space Heating | Natural Gas | ENERGY STAR Connected Thermostat | A | Cumulative Winter Peak Savings (MW) | Achievable Technical Potential | 0 | 0 | 0 | 0 | 0 | 0 | 0 | 0 | 0 | 0 | 0 | 0 | 0 | 0 | 0 | 0 | 0 | 0 | 0 | 0 | 0 | 0 | 0
F10_Industrial_Instruments_Existing_Space Heating_Natural Gas_ENERGY STAR Connected Thermostat_A_Achievable Technical Potential | F10 | Industrial | Instruments | Existing | Space Heating | Natural Gas | ENERGY STAR Connected Thermostat | A | Purchases (Incremental) | Achievable Technical Potential | 0 | 0 | 17972.6213 | 17662.7485 | 17358.2184 | 17058.9388 | 16764.8191 | 16475.7705 | 16191.7055 | 15912.5382 | 15638.1841 | 15368.5602 | 15103.585 | 14843.1784 | 14587.2615 | 14335.757 | 14088.5888 | 13845.6821 | 13606.9634 | 13372.3606 | 13141.8027 | 12915.2199 | 0
F11_Industrial_Instruments_Existing_Space Heating_Natural Gas_ENERGY STAR Connected Thermostat_A_Achievable Technical Potential | F11 | Industrial | Instruments | Existing | Space Heating | Natural Gas | ENERGY STAR Connected Thermostat | A | Purchases (Cumulative) | Achievable Technical Potential | 0 | 0 | 17972.6213 | 35635.3698 | 52993.5882 | 70052.527 | 86817.3461 | 103293.1166 | 119484.8221 | 135397.3603 | 151035.5443 | 166404.1045 | 181507.6895 | 196350.8679 | 210938.1294 | 225273.8864 | 239362.4752 | 253208.1573 | 266815.1207 | 280187.4813 | 293329.284 | 306244.5038 | 0
F1_Industrial_Instruments_Existing_Space Heating_Natural Gas_Destratification Fans (HVLS)_A_Achievable Technical Potential | F1 | Industrial | Instruments | Existing | Space Heating | Natural Gas | Destratification Fans (HVLS) | A | Integrated Unit Energy Savings (kWh or therms) | Achievable Technical Potential | 0 | 0 | 0.015527 | 0.015343 | 0.015095 | 0.014775 | 0.014385 | 0.013938 | 0.013455 | 0.012961 | 0.012479 | 0.012027 | 0.011616 | 0.011248 | 0.010922 | 0.010634 | 0.010379 | 0.010157 | 0.0099612 | 0.0097859 | 0.0096354 | 0.0094935 | 0
F2_Industrial_Instruments_Existing_Space Heating_Natural Gas_Destratification Fans (HVLS)_A_Achievable Technical Potential | F2 | Industrial | Instruments | Existing | Space Heating | Natural Gas | Destratification Fans (HVLS) | A | Integrated Unit Summer Peak Savings (kW) | Achievable Technical Potential | 0 | 0 | 0 | 0 | 0 | 0 | 0 | 0 | 0 | 0 | 0 | 0 | 0 | 0 | 0 | 0 | 0 | 0 | 0 | 0 | 0 | 0 | 0
F3_Industrial_Instruments_Existing_Space Heating_Natural Gas_Destratification Fans (HVLS)_A_Achievable Technical Potential | F3 | Industrial | Instruments | Existing | Space Heating | Natural Gas | Destratification Fans (HVLS) | A | Integrated Unit Winter Peak Savings (kW) | Achievable Technical Potential | 0 | 0 | 0 | 0 | 0 | 0 | 0 | 0 | 0 | 0 | 0 | 0 | 0 | 0 | 0 | 0 | 0 | 0 | 0 | 0 | 0 | 0 | 0
F4_Industrial_Instruments_Existing_Space Heating_Natural Gas_Destratification Fans (HVLS)_A_Achievable Technical Potential | F4 | Industrial | Instruments | Existing | Space Heating | Natural Gas | Destratification Fans (HVLS) | A | Incremental Energy Savings (MWh or mTherms) | Achievable Technical Potential | 0 | 0 | 0.27907 | 0.27101 | 0.26203 | 0.25205 | 0.24116 | 0.22963 | 0.21785 | 0.20624 | 0.19515 | 0.18484 | 0.17544 | 0.16695 | 0.15932 | 0.15244 | 0.14623 | 0.14062 | 0.13554 | 0.13086 | 0.12663 | 0.12261 | 0
F5_Industrial_Instruments_Existing_Space Heating_Natural Gas_Destratification Fans (HVLS)_A_Achievable Technical Potential | F5 | Industrial | Instruments | Existing | Space Heating | Natural Gas | Destratification Fans (HVLS) | A | Incremental Summer Peak Savings (MW) | Achievable Technical Potential | 0 | 0 | 0 | 0 | 0 | 0 | 0 | 0 | 0 | 0 | 0 | 0 | 0 | 0 | 0 | 0 | 0 | 0 | 0 | 0 | 0 | 0 | 0
F6_Industrial_Instruments_Existing_Space Heating_Natural Gas_Destratification Fans (HVLS)_A_Achievable Technical Potential | F6 | Industrial | Instruments | Existing | Space Heating | Natural Gas | Destratification Fans (HVLS) | A | Incremental Winter Peak Savings (MW) | Achievable Technical Potential | 0 | 0 | 0 | 0 | 0 | 0 | 0 | 0 | 0 | 0 | 0 | 0 | 0 | 0 | 0 | 0 | 0 | 0 | 0 | 0 | 0 | 0 | 0
F7_Industrial_Instruments_Existing_Space Heating_Natural Gas_Destratification Fans (HVLS)_A_Achievable Technical Potential | F7 | Industrial | Instruments | Existing | Space Heating | Natural Gas | Destratification Fans (HVLS) | A | Cumulative Energy Savings (MWh or mTherms) | Achievable Technical Potential | 0 | 0 | 0.27907 | 0.54677 | 0.79995 | 1.035 | 1.2489 | 1.4397 | 1.6076 | 1.7548 | 1.8848 | 2.0014 | 2.1083 | 2.2085 | 2.3038 | 2.3955 | 2.4844 | 2.5717 | 2.6578 | 2.7419 | 2.8263 | 2.9073 | 0
F8_Industrial_Instruments_Existing_Space Heating_Natural Gas_Destratification Fans (HVLS)_A_Achievable Technical Potential | F8 | Industrial | Instruments | Existing | Space Heating | Natural Gas | Destratification Fans (HVLS) | A | Cumulative Summer Peak Savings (MW) | Achievable Technical Potential | 0 | 0 | 0 | 0 | 0 | 0 | 0 | 0 | 0 | 0 | 0 | 0 | 0 | 0 | 0 | 0 | 0 | 0 | 0 | 0 | 0 | 0 | 0
F9_Industrial_Instruments_Existing_Space Heating_Natural Gas_Destratification Fans (HVLS)_A_Achievable Technical Potential | F9 | Industrial | Instruments | Existing | Space Heating | Natural Gas | Destratification Fans (HVLS) | A | Cumulative Winter Peak Savings (MW) | Achievable Technical Potential | 0 | 0 | 0 | 0 | 0 | 0 | 0 | 0 | 0 | 0 | 0 | 0 | 0 | 0 | 0 | 0 | 0 | 0 | 0 | 0 | 0 | 0 | 0
F10_Industrial_Instruments_Existing_Space Heating_Natural Gas_Destratification Fans (HVLS)_A_Achievable Technical Potential | F10 | Industrial | Instruments | Existing | Space Heating | Natural Gas | Destratification Fans (HVLS) | A | Purchases (Incremental) | Achievable Technical Potential | 0 | 0 | 17972.6213 | 17662.7485 | 17358.2184 | 17058.9388 | 16764.8191 | 16475.7705 | 16191.7055 | 15912.5382 | 15638.1841 | 15368.5602 | 15103.585 | 14843.1784 | 14587.2615 | 14335.757 | 14088.5888 | 13845.6821 | 13606.9634 | 13372.3606 | 13141.8027 | 12915.2199 | 0
F11_Industrial_Instruments_Existing_Space Heating_Natural Gas_Destratification Fans (HVLS)_A_Achievable Technical Potential | F11 | Industrial | Instruments | Existing | Space Heating | Natural Gas | Destratification Fans (HVLS) | A | Purchases (Cumulative) | Achievable Technical Potential | 0 | 0 | 17972.6213 | 35635.3698 | 52993.5882 | 70052.527 | 86817.3461 | 103293.1166 | 119484.8221 | 135397.3603 | 151035.5443 | 166404.1045 | 181507.6895 | 196350.8679 | 210938.1294 | 225273.8864 | 239362.4752 | 253208.1573 | 266815.1207 | 280187.4813 | 293329.284 | 306244.5038 | 0
F1_Industrial_Instruments_Existing_Space Heating_Natural Gas_Gas Boiler - Insulate Steam Lines/Condensate Tank_A_Achievable Technical Potential | F1 | Industrial | Instruments | Existing | Space Heating | Natural Gas | Gas Boiler - Insulate Steam Lines/Condensate Tank | A | Integrated Unit Energy Savings (kWh or therms) | Achievable Technical Potential | 0 | 0 | 44.6659 | 44.4511 | 44.22 | 43.9673 | 43.686 | 43.3691 | 43.0111 | 42.6083 | 42.161 | 41.6728 | 41.151 | 40.6052 | 40.0479 | 39.4933 | 38.9546 | 38.4597 | 38.0141 | 37.6176 | 37.2641 | 36.9438 | 0
F2_Industrial_Instruments_Existing_Space Heating_Natural Gas_Gas Boiler - Insulate Steam Lines/Condensate Tank_A_Achievable Technical Potential | F2 | Industrial | Instruments | Existing | Space Heating | Natural Gas | Gas Boiler - Insulate Steam Lines/Condensate Tank | A | Integrated Unit Summer Peak Savings (kW) | Achievable Technical Potential | 0 | 0 | 0 | 0 | 0 | 0 | 0 | 0 | 0 | 0 | 0 | 0 | 0 | 0 | 0 | 0 | 0 | 0 | 0 | 0 | 0 | 0 | 0
F3_Industrial_Instruments_Existing_Space Heating_Natural Gas_Gas Boiler - Insulate Steam Lines/Condensate Tank_A_Achievable Technical Potential | F3 | Industrial | Instruments | Existing | Space Heating | Natural Gas | Gas Boiler - Insulate Steam Lines/Condensate Tank | A | Integrated Unit Winter Peak Savings (kW) | Achievable Technical Potential | 0 | 0 | 0 | 0 | 0 | 0 | 0 | 0 | 0 | 0 | 0 | 0 | 0 | 0 | 0 | 0 | 0 | 0 | 0 | 0 | 0 | 0 | 0
F4_Industrial_Instruments_Existing_Space Heating_Natural Gas_Gas Boiler - Insulate Steam Lines/Condensate Tank_A_Achievable Technical Potential | F4 | Industrial | Instruments | Existing | Space Heating | Natural Gas | Gas Boiler - Insulate Steam Lines/Condensate Tank | A | Incremental Energy Savings (MWh or mTherms) | Achievable Technical Potential | 0 | 0 | 0.022538 | 0.022043 | 0.02155 | 0.021058 | 0.020562 | 0.020061 | 0.019553 | 0.019035 | 0.018511 | 0.017981 | 0.01745 | 0.016921 | 0.016401 | 0.015895 | 0.015408 | 0.01495 | 0.014522 | 0.014123 | 0.013749 | 0.013396 | 0
F5_Industrial_Instruments_Existing_Space Heating_Natural Gas_Gas Boiler - Insulate Steam Lines/Condensate Tank_A_Achievable Technical Potential | F5 | Industrial | Instruments | Existing | Space Heating | Natural Gas | Gas Boiler - Insulate Steam Lines/Condensate Tank | A | Incremental Summer Peak Savings (MW) | Achievable Technical Potential | 0 | 0 | 0 | 0 | 0 | 0 | 0 | 0 | 0 | 0 | 0 | 0 | 0 | 0 | 0 | 0 | 0 | 0 | 0 | 0 | 0 | 0 | 0
F6_Industrial_Instruments_Existing_Space Heating_Natural Gas_Gas Boiler - Insulate Steam Lines/Condensate Tank_A_Achievable Technical Potential | F6 | Industrial | Instruments | Existing | Space Heating | Natural Gas | Gas Boiler - Insulate Steam Lines/Condensate Tank | A | Incremental Winter Peak Savings (MW) | Achievable Technical Potential | 0 | 0 | 0 | 0 | 0 | 0 | 0 | 0 | 0 | 0 | 0 | 0 | 0 | 0 | 0 | 0 | 0 | 0 | 0 | 0 | 0 | 0 | 0
F7_Industrial_Instruments_Existing_Space Heating_Natural Gas_Gas Boiler - Insulate Steam Lines/Condensate Tank_A_Achievable Technical Potential | F7 | Industrial | Instruments | Existing | Space Heating | Natural Gas | Gas Boiler - Insulate Steam Lines/Condensate Tank | A | Cumulative Energy Savings (MWh or mTherms) | Achievable Technical Potential | 0 | 0 | 0.022538 | 0.044473 | 0.065792 | 0.086474 | 0.10648 | 0.12577 | 0.14429 | 0.16197 | 0.17878 | 0.19469 | 0.2097 | 0.22384 | 0.23717 | 0.24978 | 0.26178 | 0.27341 | 0.28476 | 0.29592 | 0.30689 | 0.31764 | 0
F8_Industrial_Instruments_Existing_Space Heating_Natural Gas_Gas Boiler - Insulate Steam Lines/Condensate Tank_A_Achievable Technical Potential | F8 | Industrial | Instruments | Existing | Space Heating | Natural Gas | Gas Boiler - Insulate Steam Lines/Condensate Tank | A | Cumulative Summer Peak Savings (MW) | Achievable Technical Potential | 0 | 0 | 0 | 0 | 0 | 0 | 0 | 0 | 0 | 0 | 0 | 0 | 0 | 0 | 0 | 0 | 0 | 0 | 0 | 0 | 0 | 0 | 0
F9_Industrial_Instruments_Existing_Space Heating_Natural Gas_Gas Boiler - Insulate Steam Lines/Condensate Tank_A_Achievable Technical Potential | F9 | Industrial | Instruments | Existing | Space Heating | Natural Gas | Gas Boiler - Insulate Steam Lines/Condensate Tank | A | Cumulative Winter Peak Savings (MW) | Achievable Technical Potential | 0 | 0 | 0 | 0 | 0 | 0 | 0 | 0 | 0 | 0 | 0 | 0 | 0 | 0 | 0 | 0 | 0 | 0 | 0 | 0 | 0 | 0 | 0
F10_Industrial_Instruments_Existing_Space Heating_Natural Gas_Gas Boiler - Insulate Steam Lines/Condensate Tank_A_Achievable Technical Potential | F10 | Industrial | Instruments | Existing | Space Heating | Natural Gas | Gas Boiler - Insulate Steam Lines/Condensate Tank | A | Purchases (Incremental) | Achievable Technical Potential | 0 | 0 | 0.50459 | 0.49589 | 0.48734 | 0.47894 | 0.47068 | 0.46257 | 0.45459 | 0.44675 | 0.43905 | 0.43148 | 0.42404 | 0.41673 | 0.40955 | 0.40249 | 0.39555 | 0.38873 | 0.38202 | 0.37544 | 0.36896 | 0.3626 | 0
F11_Industrial_Instruments_Existing_Space Heating_Natural Gas_Gas Boiler - Insulate Steam Lines/Condensate Tank_A_Achievable Technical Potential | F11 | Industrial | Instruments | Existing | Space Heating | Natural Gas | Gas Boiler - Insulate Steam Lines/Condensate Tank | A | Purchases (Cumulative) | Achievable Technical Potential | 0 | 0 | 0.50459 | 1.0005 | 1.4878 | 1.9668 | 2.4375 | 2.9 | 3.3546 | 3.8014 | 4.2404 | 4.6719 | 5.0959 | 5.5127 | 5.9222 | 6.3247 | 6.7203 | 7.109 | 7.491 | 7.8664 | 8.2354 | 8.598 | 0
F1_Industrial_Instruments_Existing_Process_Natural Gas_Gas Boiler - Insulate Steam Lines/Condensate Tank_A_Achievable Technical Potential | F1 | Industrial | Instruments | Existing | Process | Natural Gas | Gas Boiler - Insulate Steam Lines/Condensate Tank | A | Integrated Unit Energy Savings (kWh or therms) | Achievable Technical Potential | 0 | 0 | 27.8754 | 27.8094 | 27.7422 | 27.6729 | 27.6012 | 27.5261 | 27.4486 | 27.3698 | 27.2911 | 27.214 | 27.1395 | 27.0681 | 26.9991 | 26.9315 | 26.8643 | 26.7966 | 26.7281 | 26.6587 | 26.5882 | 26.5166 | 0
F2_Industrial_Instruments_Existing_Process_Natural Gas_Gas Boiler - Insulate Steam Lines/Condensate Tank_A_Achievable Technical Potential | F2 | Industrial | Instruments | Existing | Process | Natural Gas | Gas Boiler - Insulate Steam Lines/Condensate Tank | A | Integrated Unit Summer Peak Savings (kW) | Achievable Technical Potential | 0 | 0 | 0 | 0 | 0 | 0 | 0 | 0 | 0 | 0 | 0 | 0 | 0 | 0 | 0 | 0 | 0 | 0 | 0 | 0 | 0 | 0 | 0
F3_Industrial_Instruments_Existing_Process_Natural Gas_Gas Boiler - Insulate Steam Lines/Condensate Tank_A_Achievable Technical Potential | F3 | Industrial | Instruments | Existing | Process | Natural Gas | Gas Boiler - Insulate Steam Lines/Condensate Tank | A | Integrated Unit Winter Peak Savings (kW) | Achievable Technical Potential | 0 | 0 | 0 | 0 | 0 | 0 | 0 | 0 | 0 | 0 | 0 | 0 | 0 | 0 | 0 | 0 | 0 | 0 | 0 | 0 | 0 | 0 | 0
F4_Industrial_Instruments_Existing_Process_Natural Gas_Gas Boiler - Insulate Steam Lines/Condensate Tank_A_Achievable Technical Potential | F4 | Industrial | Instruments | Existing | Process | Natural Gas | Gas Boiler - Insulate Steam Lines/Condensate Tank | A | Incremental Energy Savings (MWh or mTherms) | Achievable Technical Potential | 0 | 0 | 0.42668 | 0.41833 | 0.41013 | 0.40205 | 0.39409 | 0.38624 | 0.37852 | 0.37092 | 0.36348 | 0.3562 | 0.3491 | 0.34218 | 0.33542 | 0.32882 | 0.32234 | 0.31598 | 0.30974 | 0.30361 | 0.29759 | 0.29167 | 0
F5_Industrial_Instruments_Existing_Process_Natural Gas_Gas Boiler - Insulate Steam Lines/Condensate Tank_A_Achievable Technical Potential | F5 | Industrial | Instruments | Existing | Process | Natural Gas | Gas Boiler - Insulate Steam Lines/Condensate Tank | A | Incremental Summer Peak Savings (MW) | Achievable Technical Potential | 0 | 0 | 0 | 0 | 0 | 0 | 0 | 0 | 0 | 0 | 0 | 0 | 0 | 0 | 0 | 0 | 0 | 0 | 0 | 0 | 0 | 0 | 0
F6_Industrial_Instruments_Existing_Process_Natural Gas_Gas Boiler - Insulate Steam Lines/Condensate Tank_A_Achievable Technical Potential | F6 | Industrial | Instruments | Existing | Process | Natural Gas | Gas Boiler - Insulate Steam Lines/Condensate Tank | A | Incremental Winter Peak Savings (MW) | Achievable Technical Potential | 0 | 0 | 0 | 0 | 0 | 0 | 0 | 0 | 0 | 0 | 0 | 0 | 0 | 0 | 0 | 0 | 0 | 0 | 0 | 0 | 0 | 0 | 0
F7_Industrial_Instruments_Existing_Process_Natural Gas_Gas Boiler - Insulate Steam Lines/Condensate Tank_A_Achievable Technical Potential | F7 | Industrial | Instruments | Existing | Process | Natural Gas | Gas Boiler - Insulate Steam Lines/Condensate Tank | A | Cumulative Energy Savings (MWh or mTherms) | Achievable Technical Potential | 0 | 0 | 0.42668 | 0.844 | 1.2521 | 1.651 | 2.0408 | 2.4215 | 2.7932 | 3.1561 | 3.5105 | 3.8568 | 4.1953 | 4.5265 | 4.8504 | 5.1671 | 5.4765 | 5.7787 | 6.0737 | 6.3615 | 6.6422 | 6.916 | 0
F8_Industrial_Instruments_Existing_Process_Natural Gas_Gas Boiler - Insulate Steam Lines/Condensate Tank_A_Achievable Technical Potential | F8 | Industrial | Instruments | Existing | Process | Natural Gas | Gas Boiler - Insulate Steam Lines/Condensate Tank | A | Cumulative Summer Peak Savings (MW) | Achievable Technical Potential | 0 | 0 | 0 | 0 | 0 | 0 | 0 | 0 | 0 | 0 | 0 | 0 | 0 | 0 | 0 | 0 | 0 | 0 | 0 | 0 | 0 | 0 | 0
F9_Industrial_Instruments_Existing_Process_Natural Gas_Gas Boiler - Insulate Steam Lines/Condensate Tank_A_Achievable Technical Potential | F9 | Industrial | Instruments | Existing | Process | Natural Gas | Gas Boiler - Insulate Steam Lines/Condensate Tank | A | Cumulative Winter Peak Savings (MW) | Achievable Technical Potential | 0 | 0 | 0 | 0 | 0 | 0 | 0 | 0 | 0 | 0 | 0 | 0 | 0 | 0 | 0 | 0 | 0 | 0 | 0 | 0 | 0 | 0 | 0
F10_Industrial_Instruments_Existing_Process_Natural Gas_Gas Boiler - Insulate Steam Lines/Condensate Tank_A_Achievable Technical Potential | F10 | Industrial | Instruments | Existing | Process | Natural Gas | Gas Boiler - Insulate Steam Lines/Condensate Tank | A | Purchases (Incremental) | Achievable Technical Potential | 0 | 0 | 15.3067 | 15.0428 | 14.7835 | 14.5286 | 14.2781 | 14.0319 | 13.79 | 13.5522 | 13.3186 | 13.0889 | 12.8633 | 12.6415 | 12.4235 | 12.2093 | 11.9988 | 11.7919 | 11.5886 | 11.3888 | 11.1925 | 10.9995 | 0
F11_Industrial_Instruments_Existing_Process_Natural Gas_Gas Boiler - Insulate Steam Lines/Condensate Tank_A_Achievable Technical Potential | F11 | Industrial | Instruments | Existing | Process | Natural Gas | Gas Boiler - Insulate Steam Lines/Condensate Tank | A | Purchases (Cumulative) | Achievable Technical Potential | 0 | 0 | 15.3067 | 30.3495 | 45.133 | 59.6616 | 73.9396 | 87.9715 | 101.7615 | 115.3137 | 128.6323 | 141.7212 | 154.5845 | 167.226 | 179.6495 | 191.8588 | 203.8576 | 215.6495 | 227.2382 | 238.627 | 249.8195 | 260.819 | 0
F1_Industrial_Instruments_Existing_Space Heating_Natural Gas_Gas Boiler - Insulate Hot Water Lines_A_Achievable Technical Potential | F1 | Industrial | Instruments | Existing | Space Heating | Natural Gas | Gas Boiler - Insulate Hot Water Lines | A | Integrated Unit Energy Savings (kWh or therms) | Achievable Technical Potential | 0 | 0 | 50.5406 | 50.3588 | 50.1695 | 49.9708 | 49.7597 | 49.5335 | 49.2906 | 49.0298 | 48.7526 | 48.4605 | 48.1553 | 47.8377 | 47.5082 | 47.1681 | 46.8193 | 46.4881 | 46.1773 | 45.8874 | 45.6185 | 45.3713 | 0
F2_Industrial_Instruments_Existing_Space Heating_Natural Gas_Gas Boiler - Insulate Hot Water Lines_A_Achievable Technical Potential | F2 | Industrial | Instruments | Existing | Space Heating | Natural Gas | Gas Boiler - Insulate Hot Water Lines | A | Integrated Unit Summer Peak Savings (kW) | Achievable Technical Potential | 0 | 0 | 0 | 0 | 0 | 0 | 0 | 0 | 0 | 0 | 0 | 0 | 0 | 0 | 0 | 0 | 0 | 0 | 0 | 0 | 0 | 0 | 0
F3_Industrial_Instruments_Existing_Space Heating_Natural Gas_Gas Boiler - Insulate Hot Water Lines_A_Achievable Technical Potential | F3 | Industrial | Instruments | Existing | Space Heating | Natural Gas | Gas Boiler - Insulate Hot Water Lines | A | Integrated Unit Winter Peak Savings (kW) | Achievable Technical Potential | 0 | 0 | 0 | 0 | 0 | 0 | 0 | 0 | 0 | 0 | 0 | 0 | 0 | 0 | 0 | 0 | 0 | 0 | 0 | 0 | 0 | 0 | 0
F4_Industrial_Instruments_Existing_Space Heating_Natural Gas_Gas Boiler - Insulate Hot Water Lines_A_Achievable Technical Potential | F4 | Industrial | Instruments | Existing | Space Heating | Natural Gas | Gas Boiler - Insulate Hot Water Lines | A | Incremental Energy Savings (MWh or mTherms) | Achievable Technical Potential | 0 | 0 | 0.051005 | 0.049945 | 0.0489 | 0.047866 | 0.046842 | 0.045825 | 0.044814 | 0.043809 | 0.04281 | 0.04182 | 0.04084 | 0.039871 | 0.038914 | 0.037969 | 0.037038 | 0.036142 | 0.035282 | 0.034456 | 0.033663 | 0.032904 | 0
F5_Industrial_Instruments_Existing_Space Heating_Natural Gas_Gas Boiler - Insulate Hot Water Lines_A_Achievable Technical Potential | F5 | Industrial | Instruments | Existing | Space Heating | Natural Gas | Gas Boiler - Insulate Hot Water Lines | A | Incremental Summer Peak Savings (MW) | Achievable Technical Potential | 0 | 0 | 0 | 0 | 0 | 0 | 0 | 0 | 0 | 0 | 0 | 0 | 0 | 0 | 0 | 0 | 0 | 0 | 0 | 0 | 0 | 0 | 0
F6_Industrial_Instruments_Existing_Space Heating_Natural Gas_Gas Boiler - Insulate Hot Water Lines_A_Achievable Technical Potential | F6 | Industrial | Instruments | Existing | Space Heating | Natural Gas | Gas Boiler - Insulate Hot Water Lines | A | Incremental Winter Peak Savings (MW) | Achievable Technical Potential | 0 | 0 | 0 | 0 | 0 | 0 | 0 | 0 | 0 | 0 | 0 | 0 | 0 | 0 | 0 | 0 | 0 | 0 | 0 | 0 | 0 | 0 | 0
F7_Industrial_Instruments_Existing_Space Heating_Natural Gas_Gas Boiler - Insulate Hot Water Lines_A_Achievable Technical Potential | F7 | Industrial | Instruments | Existing | Space Heating | Natural Gas | Gas Boiler - Insulate Hot Water Lines | A | Cumulative Energy Savings (MWh or mTherms) | Achievable Technical Potential | 0 | 0 | 0.051005 | 0.10077 | 0.14929 | 0.19656 | 0.24257 | 0.2873 | 0.3307 | 0.37276 | 0.41346 | 0.45281 | 0.49079 | 0.52743 | 0.56271 | 0.59665 | 0.62928 | 0.66097 | 0.69183 | 0.72194 | 0.75137 | 0.78021 | 0
F8_Industrial_Instruments_Existing_Space Heating_Natural Gas_Gas Boiler - Insulate Hot Water Lines_A_Achievable Technical Potential | F8 | Industrial | Instruments | Existing | Space Heating | Natural Gas | Gas Boiler - Insulate Hot Water Lines | A | Cumulative Summer Peak Savings (MW) | Achievable Technical Potential | 0 | 0 | 0 | 0 | 0 | 0 | 0 | 0 | 0 | 0 | 0 | 0 | 0 | 0 | 0 | 0 | 0 | 0 | 0 | 0 | 0 | 0 | 0
F9_Industrial_Instruments_Existing_Space Heating_Natural Gas_Gas Boiler - Insulate Hot Water Lines_A_Achievable Technical Potential | F9 | Industrial | Instruments | Existing | Space Heating | Natural Gas | Gas Boiler - Insulate Hot Water Lines | A | Cumulative Winter Peak Savings (MW) | Achievable Technical Potential | 0 | 0 | 0 | 0 | 0 | 0 | 0 | 0 | 0 | 0 | 0 | 0 | 0 | 0 | 0 | 0 | 0 | 0 | 0 | 0 | 0 | 0 | 0
F10_Industrial_Instruments_Existing_Space Heating_Natural Gas_Gas Boiler - Insulate Hot Water Lines_A_Achievable Technical Potential | F10 | Industrial | Instruments | Existing | Space Heating | Natural Gas | Gas Boiler - Insulate Hot Water Lines | A | Purchases (Incremental) | Achievable Technical Potential | 0 | 0 | 1.0092 | 0.99179 | 0.97469 | 0.95788 | 0.94137 | 0.92514 | 0.90919 | 0.89351 | 0.8781 | 0.86296 | 0.84809 | 0.83346 | 0.81909 | 0.80497 | 0.79109 | 0.77745 | 0.76405 | 0.75088 | 0.73793 | 0.72521 | 0
F11_Industrial_Instruments_Existing_Space Heating_Natural Gas_Gas Boiler - Insulate Hot Water Lines_A_Achievable Technical Potential | F11 | Industrial | Instruments | Existing | Space Heating | Natural Gas | Gas Boiler - Insulate Hot Water Lines | A | Purchases (Cumulative) | Achievable Technical Potential | 0 | 0 | 1.0092 | 2.001 | 2.9757 | 3.9335 | 4.8749 | 5.8 | 6.7092 | 7.6027 | 8.4808 | 9.3438 | 10.1919 | 11.0254 | 11.8445 | 12.6494 | 13.4405 | 14.218 | 14.982 | 15.7329 | 16.4708 | 17.196 | 0
F1_Industrial_Instruments_Existing_Process_Natural Gas_Gas Boiler - Insulate Hot Water Lines_A_Achievable Technical Potential | F1 | Industrial | Instruments | Existing | Process | Natural Gas | Gas Boiler - Insulate Hot Water Lines | A | Integrated Unit Energy Savings (kWh or therms) | Achievable Technical Potential | 0 | 0 | 31.5607 | 31.5397 | 31.518 | 31.4949 | 31.4698 | 31.4418 | 31.4118 | 31.3812 | 31.3516 | 31.3248 | 31.3018 | 31.2833 | 31.2687 | 31.2567 | 31.2461 | 31.2361 | 31.2263 | 31.2164 | 31.2064 | 31.1963 | 0
F2_Industrial_Instruments_Existing_Process_Natural Gas_Gas Boiler - Insulate Hot Water Lines_A_Achievable Technical Potential | F2 | Industrial | Instruments | Existing | Process | Natural Gas | Gas Boiler - Insulate Hot Water Lines | A | Integrated Unit Summer Peak Savings (kW) | Achievable Technical Potential | 0 | 0 | 0 | 0 | 0 | 0 | 0 | 0 | 0 | 0 | 0 | 0 | 0 | 0 | 0 | 0 | 0 | 0 | 0 | 0 | 0 | 0 | 0
F3_Industrial_Instruments_Existing_Process_Natural Gas_Gas Boiler - Insulate Hot Water Lines_A_Achievable Technical Potential | F3 | Industrial | Instruments | Existing | Process | Natural Gas | Gas Boiler - Insulate Hot Water Lines | A | Integrated Unit Winter Peak Savings (kW) | Achievable Technical Potential | 0 | 0 | 0 | 0 | 0 | 0 | 0 | 0 | 0 | 0 | 0 | 0 | 0 | 0 | 0 | 0 | 0 | 0 | 0 | 0 | 0 | 0 | 0
F4_Industrial_Instruments_Existing_Process_Natural Gas_Gas Boiler - Insulate Hot Water Lines_A_Achievable Technical Potential | F4 | Industrial | Instruments | Existing | Process | Natural Gas | Gas Boiler - Insulate Hot Water Lines | A | Incremental Energy Savings (MWh or mTherms) | Achievable Technical Potential | 0 | 0 | 0.96618 | 0.94889 | 0.93189 | 0.91515 | 0.89866 | 0.88238 | 0.86634 | 0.85057 | 0.83512 | 0.82001 | 0.80528 | 0.79093 | 0.77693 | 0.76325 | 0.74983 | 0.73667 | 0.72374 | 0.71104 | 0.69855 | 0.68629 | 0
F5_Industrial_Instruments_Existing_Process_Natural Gas_Gas Boiler - Insulate Hot Water Lines_A_Achievable Technical Potential | F5 | Industrial | Instruments | Existing | Process | Natural Gas | Gas Boiler - Insulate Hot Water Lines | A | Incremental Summer Peak Savings (MW) | Achievable Technical Potential | 0 | 0 | 0 | 0 | 0 | 0 | 0 | 0 | 0 | 0 | 0 | 0 | 0 | 0 | 0 | 0 | 0 | 0 | 0 | 0 | 0 | 0 | 0
F6_Industrial_Instruments_Existing_Process_Natural Gas_Gas Boiler - Insulate Hot Water Lines_A_Achievable Technical Potential | F6 | Industrial | Instruments | Existing | Process | Natural Gas | Gas Boiler - Insulate Hot Water Lines | A | Incremental Winter Peak Savings (MW) | Achievable Technical Potential | 0 | 0 | 0 | 0 | 0 | 0 | 0 | 0 | 0 | 0 | 0 | 0 | 0 | 0 | 0 | 0 | 0 | 0 | 0 | 0 | 0 | 0 | 0
F7_Industrial_Instruments_Existing_Process_Natural Gas_Gas Boiler - Insulate Hot Water Lines_A_Achievable Technical Potential | F7 | Industrial | Instruments | Existing | Process | Natural Gas | Gas Boiler - Insulate Hot Water Lines | A | Cumulative Energy Savings (MWh or mTherms) | Achievable Technical Potential | 0 | 0 | 0.96618 | 1.9144 | 2.845 | 3.7581 | 4.6537 | 5.532 | 6.393 | 7.2374 | 8.0657 | 8.8788 | 9.6775 | 10.4628 | 11.2348 | 11.9937 | 12.7395 | 13.4721 | 14.1916 | 14.8981 | 15.5919 | 16.2732 | 0
F8_Industrial_Instruments_Existing_Process_Natural Gas_Gas Boiler - Insulate Hot Water Lines_A_Achievable Technical Potential | F8 | Industrial | Instruments | Existing | Process | Natural Gas | Gas Boiler - Insulate Hot Water Lines | A | Cumulative Summer Peak Savings (MW) | Achievable Technical Potential | 0 | 0 | 0 | 0 | 0 | 0 | 0 | 0 | 0 | 0 | 0 | 0 | 0 | 0 | 0 | 0 | 0 | 0 | 0 | 0 | 0 | 0 | 0
F9_Industrial_Instruments_Existing_Process_Natural Gas_Gas Boiler - Insulate Hot Water Lines_A_Achievable Technical Potential | F9 | Industrial | Instruments | Existing | Process | Natural Gas | Gas Boiler - Insulate Hot Water Lines | A | Cumulative Winter Peak Savings (MW) | Achievable Technical Potential | 0 | 0 | 0 | 0 | 0 | 0 | 0 | 0 | 0 | 0 | 0 | 0 | 0 | 0 | 0 | 0 | 0 | 0 | 0 | 0 | 0 | 0 | 0
F10_Industrial_Instruments_Existing_Process_Natural Gas_Gas Boiler - Insulate Hot Water Lines_A_Achievable Technical Potential | F10 | Industrial | Instruments | Existing | Process | Natural Gas | Gas Boiler - Insulate Hot Water Lines | A | Purchases (Incremental) | Achievable Technical Potential | 0 | 0 | 30.6134 | 30.0856 | 29.5669 | 29.0571 | 28.5562 | 28.0638 | 27.5799 | 27.1044 | 26.6371 | 26.1779 | 25.7265 | 25.283 | 24.847 | 24.4186 | 23.9976 | 23.5839 | 23.1773 | 22.7777 | 22.3849 | 21.999 | 0
F11_Industrial_Instruments_Existing_Process_Natural Gas_Gas Boiler - Insulate Hot Water Lines_A_Achievable Technical Potential | F11 | Industrial | Instruments | Existing | Process | Natural Gas | Gas Boiler - Insulate Hot Water Lines | A | Purchases (Cumulative) | Achievable Technical Potential | 0 | 0 | 30.6134 | 60.6991 | 90.266 | 119.3231 | 147.8793 | 175.9431 | 203.523 | 230.6275 | 257.2646 | 283.4424 | 309.169 | 334.4519 | 359.2989 | 383.7176 | 407.7152 | 431.2991 | 454.4763 | 477.254 | 499.6389 | 521.6379 | 0
F1_Industrial_Instruments_Existing_Process_Natural Gas_Process - Insulate Heated Process Fluids_A_Achievable Technical Potential | F1 | Industrial | Instruments | Existing | Process | Natural Gas | Process - Insulate Heated Process Fluids | A | Integrated Unit Energy Savings (kWh or therms) | Achievable Technical Potential | 0 | 0 | 9.1946 | 9.1572 | 9.119 | 9.0793 | 9.038 | 8.9958 | 8.954 | 8.9126 | 8.8721 | 8.8329 | 8.7956 | 8.7602 | 8.7266 | 8.6943 | 8.6629 | 8.632 | 8.6021 | 8.5721 | 8.5418 | 8.5112 | 0
F2_Industrial_Instruments_Existing_Process_Natural Gas_Process - Insulate Heated Process Fluids_A_Achievable Technical Potential | F2 | Industrial | Instruments | Existing | Process | Natural Gas | Process - Insulate Heated Process Fluids | A | Integrated Unit Summer Peak Savings (kW) | Achievable Technical Potential | 0 | 0 | 0 | 0 | 0 | 0 | 0 | 0 | 0 | 0 | 0 | 0 | 0 | 0 | 0 | 0 | 0 | 0 | 0 | 0 | 0 | 0 | 0
F3_Industrial_Instruments_Existing_Process_Natural Gas_Process - Insulate Heated Process Fluids_A_Achievable Technical Potential | F3 | Industrial | Instruments | Existing | Process | Natural Gas | Process - Insulate Heated Process Fluids | A | Integrated Unit Winter Peak Savings (kW) | Achievable Technical Potential | 0 | 0 | 0 | 0 | 0 | 0 | 0 | 0 | 0 | 0 | 0 | 0 | 0 | 0 | 0 | 0 | 0 | 0 | 0 | 0 | 0 | 0 | 0
F4_Industrial_Instruments_Existing_Process_Natural Gas_Process - Insulate Heated Process Fluids_A_Achievable Technical Potential | F4 | Industrial | Instruments | Existing | Process | Natural Gas | Process - Insulate Heated Process Fluids | A | Incremental Energy Savings (MWh or mTherms) | Achievable Technical Potential | 0 | 0 | 0.30786 | 0.30133 | 0.2949 | 0.28855 | 0.28229 | 0.24851 | 0.19447 | 0.15219 | 0.11911 | 0.09323 | 0.072988 | 0.057153 | 0.044762 | 0.035062 | 0.027466 | 0.021517 | 0.00014373 | 5.0272e-05 | 1.6783e-05 | 5.3592e-06 | 0
F5_Industrial_Instruments_Existing_Process_Natural Gas_Process - Insulate Heated Process Fluids_A_Achievable Technical Potential | F5 | Industrial | Instruments | Existing | Process | Natural Gas | Process - Insulate Heated Process Fluids | A | Incremental Summer Peak Savings (MW) | Achievable Technical Potential | 0 | 0 | 0 | 0 | 0 | 0 | 0 | 0 | 0 | 0 | 0 | 0 | 0 | 0 | 0 | 0 | 0 | 0 | 0 | 0 | 0 | 0 | 0
F6_Industrial_Instruments_Existing_Process_Natural Gas_Process - Insulate Heated Process Fluids_A_Achievable Technical Potential | F6 | Industrial | Instruments | Existing | Process | Natural Gas | Process - Insulate Heated Process Fluids | A | Incremental Winter Peak Savings (MW) | Achievable Technical Potential | 0 | 0 | 0 | 0 | 0 | 0 | 0 | 0 | 0 | 0 | 0 | 0 | 0 | 0 | 0 | 0 | 0 | 0 | 0 | 0 | 0 | 0 | 0
F7_Industrial_Instruments_Existing_Process_Natural Gas_Process - Insulate Heated Process Fluids_A_Achievable Technical Potential | F7 | Industrial | Instruments | Existing | Process | Natural Gas | Process - Insulate Heated Process Fluids | A | Cumulative Energy Savings (MWh or mTherms) | Achievable Technical Potential | 0 | 0 | 0.30786 | 0.60794 | 0.9003 | 1.1849 | 1.4618 | 1.7035 | 1.8901 | 2.0335 | 2.1434 | 2.2272 | 2.2907 | 2.3387 | 2.3745 | 2.4007 | 2.4195 | 2.4324 | 2.4241 | 2.4157 | 2.4072 | 2.3986 | 0
F8_Industrial_Instruments_Existing_Process_Natural Gas_Process - Insulate Heated Process Fluids_A_Achievable Technical Potential | F8 | Industrial | Instruments | Existing | Process | Natural Gas | Process - Insulate Heated Process Fluids | A | Cumulative Summer Peak Savings (MW) | Achievable Technical Potential | 0 | 0 | 0 | 0 | 0 | 0 | 0 | 0 | 0 | 0 | 0 | 0 | 0 | 0 | 0 | 0 | 0 | 0 | 0 | 0 | 0 | 0 | 0
F9_Industrial_Instruments_Existing_Process_Natural Gas_Process - Insulate Heated Process Fluids_A_Achievable Technical Potential | F9 | Industrial | Instruments | Existing | Process | Natural Gas | Process - Insulate Heated Process Fluids | A | Cumulative Winter Peak Savings (MW) | Achievable Technical Potential | 0 | 0 | 0 | 0 | 0 | 0 | 0 | 0 | 0 | 0 | 0 | 0 | 0 | 0 | 0 | 0 | 0 | 0 | 0 | 0 | 0 | 0 | 0
F10_Industrial_Instruments_Existing_Process_Natural Gas_Process - Insulate Heated Process Fluids_A_Achievable Technical Potential | F10 | Industrial | Instruments | Existing | Process | Natural Gas | Process - Insulate Heated Process Fluids | A | Purchases (Incremental) | Achievable Technical Potential | 0 | 0 | 33.4833 | 32.906 | 32.3387 | 31.7811 | 31.2332 | 27.6252 | 21.7191 | 17.0757 | 13.4251 | 10.5549 | 8.2983 | 6.5242 | 5.1294 | 4.0327 | 3.1706 | 2.4927 | 0.016709 | 0.0058647 | 0.0019648 | 0.00062966 | 0
F11_Industrial_Instruments_Existing_Process_Natural Gas_Process - Insulate Heated Process Fluids_A_Achievable Technical Potential | F11 | Industrial | Instruments | Existing | Process | Natural Gas | Process - Insulate Heated Process Fluids | A | Purchases (Cumulative) | Achievable Technical Potential | 0 | 0 | 33.4833 | 66.3894 | 98.7281 | 130.5092 | 161.7424 | 189.3676 | 211.0867 | 228.1624 | 241.5875 | 252.1424 | 260.4407 | 266.9649 | 272.0942 | 276.127 | 279.2975 | 281.7903 | 281.807 | 281.8128 | 281.8148 | 281.8154 | 0
F1_Industrial_Instruments_Existing_Process_Natural Gas_Process Heat Recovery_A_Achievable Technical Potential | F1 | Industrial | Instruments | Existing | Process | Natural Gas | Process Heat Recovery | A | Integrated Unit Energy Savings (kWh or therms) | Achievable Technical Potential | 0 | 0 | 0.13962 | 0.13908 | 0.13852 | 0.13794 | 0.13733 | 0.13671 | 0.13609 | 0.13548 | 0.13487 | 0.13429 | 0.13373 | 0.1332 | 0.1327 | 0.13221 | 0.13174 | 0.13128 | 0.13082 | 0.13037 | 0.12992 | 0.12945 | 0
F2_Industrial_Instruments_Existing_Process_Natural Gas_Process Heat Recovery_A_Achievable Technical Potential | F2 | Industrial | Instruments | Existing | Process | Natural Gas | Process Heat Recovery | A | Integrated Unit Summer Peak Savings (kW) | Achievable Technical Potential | 0 | 0 | 0 | 0 | 0 | 0 | 0 | 0 | 0 | 0 | 0 | 0 | 0 | 0 | 0 | 0 | 0 | 0 | 0 | 0 | 0 | 0 | 0
F3_Industrial_Instruments_Existing_Process_Natural Gas_Process Heat Recovery_A_Achievable Technical Potential | F3 | Industrial | Instruments | Existing | Process | Natural Gas | Process Heat Recovery | A | Integrated Unit Winter Peak Savings (kW) | Achievable Technical Potential | 0 | 0 | 0 | 0 | 0 | 0 | 0 | 0 | 0 | 0 | 0 | 0 | 0 | 0 | 0 | 0 | 0 | 0 | 0 | 0 | 0 | 0 | 0
F4_Industrial_Instruments_Existing_Process_Natural Gas_Process Heat Recovery_A_Achievable Technical Potential | F4 | Industrial | Instruments | Existing | Process | Natural Gas | Process Heat Recovery | A | Incremental Energy Savings (MWh or mTherms) | Achievable Technical Potential | 0 | 0 | 0.1683 | 0.16476 | 0.16126 | 0.15782 | 0.15442 | 0.13596 | 0.10641 | 0.083282 | 0.065185 | 0.051026 | 0.03995 | 0.031285 | 0.024503 | 0.019194 | 0.015037 | 0.01178 | 7.8695e-05 | 2.7525e-05 | 9.1895e-06 | 2.9344e-06 | 0
F5_Industrial_Instruments_Existing_Process_Natural Gas_Process Heat Recovery_A_Achievable Technical Potential | F5 | Industrial | Instruments | Existing | Process | Natural Gas | Process Heat Recovery | A | Incremental Summer Peak Savings (MW) | Achievable Technical Potential | 0 | 0 | 0 | 0 | 0 | 0 | 0 | 0 | 0 | 0 | 0 | 0 | 0 | 0 | 0 | 0 | 0 | 0 | 0 | 0 | 0 | 0 | 0
F6_Industrial_Instruments_Existing_Process_Natural Gas_Process Heat Recovery_A_Achievable Technical Potential | F6 | Industrial | Instruments | Existing | Process | Natural Gas | Process Heat Recovery | A | Incremental Winter Peak Savings (MW) | Achievable Technical Potential | 0 | 0 | 0 | 0 | 0 | 0 | 0 | 0 | 0 | 0 | 0 | 0 | 0 | 0 | 0 | 0 | 0 | 0 | 0 | 0 | 0 | 0 | 0
F7_Industrial_Instruments_Existing_Process_Natural Gas_Process Heat Recovery_A_Achievable Technical Potential | F7 | Industrial | Instruments | Existing | Process | Natural Gas | Process Heat Recovery | A | Cumulative Energy Savings (MWh or mTherms) | Achievable Technical Potential | 0 | 0 | 0.1683 | 0.3324 | 0.49233 | 0.64808 | 0.79965 | 0.932 | 1.0342 | 1.1128 | 1.173 | 1.219 | 1.2538 | 1.2801 | 1.2998 | 1.3143 | 1.3246 | 1.3317 | 1.3272 | 1.3227 | 1.318 | 1.3134 | 0
F8_Industrial_Instruments_Existing_Process_Natural Gas_Process Heat Recovery_A_Achievable Technical Potential | F8 | Industrial | Instruments | Existing | Process | Natural Gas | Process Heat Recovery | A | Cumulative Summer Peak Savings (MW) | Achievable Technical Potential | 0 | 0 | 0 | 0 | 0 | 0 | 0 | 0 | 0 | 0 | 0 | 0 | 0 | 0 | 0 | 0 | 0 | 0 | 0 | 0 | 0 | 0 | 0
F9_Industrial_Instruments_Existing_Process_Natural Gas_Process Heat Recovery_A_Achievable Technical Potential | F9 | Industrial | Instruments | Existing | Process | Natural Gas | Process Heat Recovery | A | Cumulative Winter Peak Savings (MW) | Achievable Technical Potential | 0 | 0 | 0 | 0 | 0 | 0 | 0 | 0 | 0 | 0 | 0 | 0 | 0 | 0 | 0 | 0 | 0 | 0 | 0 | 0 | 0 | 0 | 0
F10_Industrial_Instruments_Existing_Process_Natural Gas_Process Heat Recovery_A_Achievable Technical Potential | F10 | Industrial | Instruments | Existing | Process | Natural Gas | Process Heat Recovery | A | Purchases (Incremental) | Achievable Technical Potential | 0 | 0 | 1205.4001 | 1184.6173 | 1164.1929 | 1144.1206 | 1124.3944 | 994.5075 | 781.8886 | 614.7262 | 483.302 | 379.9754 | 298.7393 | 234.8709 | 184.6571 | 145.1787 | 114.1405 | 89.738 | 0.60153 | 0.21113 | 0.070734 | 0.022668 | 0
F11_Industrial_Instruments_Existing_Process_Natural Gas_Process Heat Recovery_A_Achievable Technical Potential | F11 | Industrial | Instruments | Existing | Process | Natural Gas | Process Heat Recovery | A | Purchases (Cumulative) | Achievable Technical Potential | 0 | 0 | 1205.4001 | 2390.0175 | 3554.2104 | 4698.331 | 5822.7254 | 6817.2328 | 7599.1215 | 8213.8477 | 8697.1497 | 9077.1251 | 9375.8643 | 9610.7352 | 9795.3923 | 9940.5709 | 10054.7114 | 10144.4495 | 10145.051 | 10145.2621 | 10145.3328 | 10145.3555 | 0
F1_Industrial_Instruments_Existing_Space Heating_Natural Gas_Building Automation System_A_Achievable Technical Potential | F1 | Industrial | Instruments | Existing | Space Heating | Natural Gas | Building Automation System | A | Integrated Unit Energy Savings (kWh or therms) | Achievable Technical Potential | 0 | 0 | 0.015595 | 0.015527 | 0.015455 | 0.015379 | 0.015299 | 0.015215 | 0.015125 | 0.015029 | 0.014929 | 0.014825 | 0.014717 | 0.014605 | 0.014489 | 0.014371 | 0.014249 | 0.014132 | 0.014022 | 0.013917 | 0.013818 | 0.013725 | 0
F2_Industrial_Instruments_Existing_Space Heating_Natural Gas_Building Automation System_A_Achievable Technical Potential | F2 | Industrial | Instruments | Existing | Space Heating | Natural Gas | Building Automation System | A | Integrated Unit Summer Peak Savings (kW) | Achievable Technical Potential | 0 | 0 | 0 | 0 | 0 | 0 | 0 | 0 | 0 | 0 | 0 | 0 | 0 | 0 | 0 | 0 | 0 | 0 | 0 | 0 | 0 | 0 | 0
F3_Industrial_Instruments_Existing_Space Heating_Natural Gas_Building Automation System_A_Achievable Technical Potential | F3 | Industrial | Instruments | Existing | Space Heating | Natural Gas | Building Automation System | A | Integrated Unit Winter Peak Savings (kW) | Achievable Technical Potential | 0 | 0 | 0 | 0 | 0 | 0 | 0 | 0 | 0 | 0 | 0 | 0 | 0 | 0 | 0 | 0 | 0 | 0 | 0 | 0 | 0 | 0 | 0
F4_Industrial_Instruments_Existing_Space Heating_Natural Gas_Building Automation System_A_Achievable Technical Potential | F4 | Industrial | Instruments | Existing | Space Heating | Natural Gas | Building Automation System | A | Incremental Energy Savings (MWh or mTherms) | Achievable Technical Potential | 0 | 0 | 0.057502 | 0.11246 | 0.19533 | 0.31073 | 0.4611 | 0.64542 | 0.85771 | 1.0858 | 1.311 | 1.5088 | 1.6514 | 1.7134 | 1.6775 | 1.5413 | 1.3205 | 1.0645 | 0.7937 | 0.53597 | 0.33413 | 0.21271 | 0
F5_Industrial_Instruments_Existing_Space Heating_Natural Gas_Building Automation System_A_Achievable Technical Potential | F5 | Industrial | Instruments | Existing | Space Heating | Natural Gas | Building Automation System | A | Incremental Summer Peak Savings (MW) | Achievable Technical Potential | 0 | 0 | 0 | 0 | 0 | 0 | 0 | 0 | 0 | 0 | 0 | 0 | 0 | 0 | 0 | 0 | 0 | 0 | 0 | 0 | 0 | 0 | 0
F6_Industrial_Instruments_Existing_Space Heating_Natural Gas_Building Automation System_A_Achievable Technical Potential | F6 | Industrial | Instruments | Existing | Space Heating | Natural Gas | Building Automation System | A | Incremental Winter Peak Savings (MW) | Achievable Technical Potential | 0 | 0 | 0 | 0 | 0 | 0 | 0 | 0 | 0 | 0 | 0 | 0 | 0 | 0 | 0 | 0 | 0 | 0 | 0 | 0 | 0 | 0 | 0
F7_Industrial_Instruments_Existing_Space Heating_Natural Gas_Building Automation System_A_Achievable Technical Potential | F7 | Industrial | Instruments | Existing | Space Heating | Natural Gas | Building Automation System | A | Cumulative Energy Savings (MWh or mTherms) | Achievable Technical Potential | 0 | 0 | 0.057502 | 0.16971 | 0.36425 | 0.6732 | 1.1308 | 1.77 | 2.6172 | 3.6865 | 4.973 | 6.447 | 8.0514 | 9.7036 | 11.3044 | 12.7531 | 13.9657 | 14.9159 | 15.5927 | 16.0122 | 16.2324 | 16.3359 | 0
F8_Industrial_Instruments_Existing_Space Heating_Natural Gas_Building Automation System_A_Achievable Technical Potential | F8 | Industrial | Instruments | Existing | Space Heating | Natural Gas | Building Automation System | A | Cumulative Summer Peak Savings (MW) | Achievable Technical Potential | 0 | 0 | 0 | 0 | 0 | 0 | 0 | 0 | 0 | 0 | 0 | 0 | 0 | 0 | 0 | 0 | 0 | 0 | 0 | 0 | 0 | 0 | 0
F9_Industrial_Instruments_Existing_Space Heating_Natural Gas_Building Automation System_A_Achievable Technical Potential | F9 | Industrial | Instruments | Existing | Space Heating | Natural Gas | Building Automation System | A | Cumulative Winter Peak Savings (MW) | Achievable Technical Potential | 0 | 0 | 0 | 0 | 0 | 0 | 0 | 0 | 0 | 0 | 0 | 0 | 0 | 0 | 0 | 0 | 0 | 0 | 0 | 0 | 0 | 0 | 0
F10_Industrial_Instruments_Existing_Space Heating_Natural Gas_Building Automation System_A_Achievable Technical Potential | F10 | Industrial | Instruments | Existing | Space Heating | Natural Gas | Building Automation System | A | Purchases (Incremental) | Achievable Technical Potential | 0 | 0 | 3687.115 | 7243.2269 | 12638.9415 | 20204.5057 | 30138.8656 | 42421.0663 | 56709.3982 | 72248.3472 | 87818.0855 | 101772.8947 | 112213.9088 | 117316.291 | 115774.9319 | 107255.7191 | 92675.873 | 75320.5105 | 56604.9678 | 38512.3985 | 24180.9169 | 15498.2638 | 0
F11_Industrial_Instruments_Existing_Space Heating_Natural Gas_Building Automation System_A_Achievable Technical Potential | F11 | Industrial | Instruments | Existing | Space Heating | Natural Gas | Building Automation System | A | Purchases (Cumulative) | Achievable Technical Potential | 0 | 0 | 3687.115 | 10930.3419 | 23569.2834 | 43773.7891 | 73912.6547 | 116333.7211 | 173043.1193 | 245291.4665 | 333109.552 | 434882.4468 | 547096.3556 | 664412.6466 | 780187.5785 | 887443.2976 | 980119.1706 | 1055439.6811 | 1112044.6489 | 1150557.0474 | 1174737.9643 | 1190236.2282 | 0
F1_Industrial_Instruments_Existing_Space Heating_Natural Gas_Steam System Efficiency Improvements_A_Achievable Technical Potential | F1 | Industrial | Instruments | Existing | Space Heating | Natural Gas | Steam System Efficiency Improvements | A | Integrated Unit Energy Savings (kWh or therms) | Achievable Technical Potential | 0 | 0 | 0.13866 | 0.137 | 0.13478 | 0.13192 | 0.12844 | 0.12445 | 0.12016 | 0.11576 | 0.11148 | 0.10746 | 0.1038 | 0.10054 | 0.097643 | 0.095088 | 0.092826 | 0.09085 | 0.089113 | 0.087554 | 0.086215 | 0.084954 | 0
F2_Industrial_Instruments_Existing_Space Heating_Natural Gas_Steam System Efficiency Improvements_A_Achievable Technical Potential | F2 | Industrial | Instruments | Existing | Space Heating | Natural Gas | Steam System Efficiency Improvements | A | Integrated Unit Summer Peak Savings (kW) | Achievable Technical Potential | 0 | 0 | 0 | 0 | 0 | 0 | 0 | 0 | 0 | 0 | 0 | 0 | 0 | 0 | 0 | 0 | 0 | 0 | 0 | 0 | 0 | 0 | 0
F3_Industrial_Instruments_Existing_Space Heating_Natural Gas_Steam System Efficiency Improvements_A_Achievable Technical Potential | F3 | Industrial | Instruments | Existing | Space Heating | Natural Gas | Steam System Efficiency Improvements | A | Integrated Unit Winter Peak Savings (kW) | Achievable Technical Potential | 0 | 0 | 0 | 0 | 0 | 0 | 0 | 0 | 0 | 0 | 0 | 0 | 0 | 0 | 0 | 0 | 0 | 0 | 0 | 0 | 0 | 0 | 0
F4_Industrial_Instruments_Existing_Space Heating_Natural Gas_Steam System Efficiency Improvements_A_Achievable Technical Potential | F4 | Industrial | Instruments | Existing | Space Heating | Natural Gas | Steam System Efficiency Improvements | A | Incremental Energy Savings (MWh or mTherms) | Achievable Technical Potential | 0 | 0 | 0.0036233 | 0.0070328 | 0.012073 | 0.01889 | 0.027434 | 0.037416 | 0.048291 | 0.059273 | 0.069381 | 0.077509 | 0.082553 | 0.083589 | 0.080117 | 0.07228 | 0.060969 | 0.048496 | 0.035749 | 0.023897 | 0.014775 | 0.0093312 | 0
F5_Industrial_Instruments_Existing_Space Heating_Natural Gas_Steam System Efficiency Improvements_A_Achievable Technical Potential | F5 | Industrial | Instruments | Existing | Space Heating | Natural Gas | Steam System Efficiency Improvements | A | Incremental Summer Peak Savings (MW) | Achievable Technical Potential | 0 | 0 | 0 | 0 | 0 | 0 | 0 | 0 | 0 | 0 | 0 | 0 | 0 | 0 | 0 | 0 | 0 | 0 | 0 | 0 | 0 | 0 | 0
F6_Industrial_Instruments_Existing_Space Heating_Natural Gas_Steam System Efficiency Improvements_A_Achievable Technical Potential | F6 | Industrial | Instruments | Existing | Space Heating | Natural Gas | Steam System Efficiency Improvements | A | Incremental Winter Peak Savings (MW) | Achievable Technical Potential | 0 | 0 | 0 | 0 | 0 | 0 | 0 | 0 | 0 | 0 | 0 | 0 | 0 | 0 | 0 | 0 | 0 | 0 | 0 | 0 | 0 | 0 | 0
F7_Industrial_Instruments_Existing_Space Heating_Natural Gas_Steam System Efficiency Improvements_A_Achievable Technical Potential | F7 | Industrial | Instruments | Existing | Space Heating | Natural Gas | Steam System Efficiency Improvements | A | Cumulative Energy Savings (MWh or mTherms) | Achievable Technical Potential | 0 | 0 | 0.0036233 | 0.010613 | 0.022513 | 0.040925 | 0.06728 | 0.10261 | 0.14736 | 0.20124 | 0.26317 | 0.3312 | 0.40248 | 0.4734 | 0.53989 | 0.59805 | 0.64479 | 0.67956 | 0.70232 | 0.71393 | 0.71778 | 0.71662 | 0
F8_Industrial_Instruments_Existing_Space Heating_Natural Gas_Steam System Efficiency Improvements_A_Achievable Technical Potential | F8 | Industrial | Instruments | Existing | Space Heating | Natural Gas | Steam System Efficiency Improvements | A | Cumulative Summer Peak Savings (MW) | Achievable Technical Potential | 0 | 0 | 0 | 0 | 0 | 0 | 0 | 0 | 0 | 0 | 0 | 0 | 0 | 0 | 0 | 0 | 0 | 0 | 0 | 0 | 0 | 0 | 0
F9_Industrial_Instruments_Existing_Space Heating_Natural Gas_Steam System Efficiency Improvements_A_Achievable Technical Potential | F9 | Industrial | Instruments | Existing | Space Heating | Natural Gas | Steam System Efficiency Improvements | A | Cumulative Winter Peak Savings (MW) | Achievable Technical Potential | 0 | 0 | 0 | 0 | 0 | 0 | 0 | 0 | 0 | 0 | 0 | 0 | 0 | 0 | 0 | 0 | 0 | 0 | 0 | 0 | 0 | 0 | 0
F10_Industrial_Instruments_Existing_Space Heating_Natural Gas_Steam System Efficiency Improvements_A_Achievable Technical Potential | F10 | Industrial | Instruments | Existing | Space Heating | Natural Gas | Steam System Efficiency Improvements | A | Purchases (Incremental) | Achievable Technical Potential | 0 | 0 | 26.131 | 51.3336 | 89.5737 | 143.1918 | 213.5978 | 300.6433 | 401.9064 | 512.0329 | 622.3775 | 721.277 | 795.2737 | 831.4349 | 820.5111 | 760.1344 | 656.8052 | 533.8057 | 401.1663 | 272.9421 | 171.3731 | 109.8381 | 0
F11_Industrial_Instruments_Existing_Space Heating_Natural Gas_Steam System Efficiency Improvements_A_Achievable Technical Potential | F11 | Industrial | Instruments | Existing | Space Heating | Natural Gas | Steam System Efficiency Improvements | A | Purchases (Cumulative) | Achievable Technical Potential | 0 | 0 | 26.131 | 77.4647 | 167.0384 | 310.2302 | 523.828 | 824.4713 | 1226.3778 | 1738.4106 | 2360.7881 | 3082.0651 | 3877.3388 | 4708.7737 | 5529.2848 | 6289.4192 | 6946.2244 | 7480.0301 | 7881.1965 | 8154.1385 | 8325.5116 | 8435.3497 | 0
F1_Industrial_Instruments_Existing_Process_Natural Gas_Steam System Efficiency Improvements_A_Achievable Technical Potential | F1 | Industrial | Instruments | Existing | Process | Natural Gas | Steam System Efficiency Improvements | A | Integrated Unit Energy Savings (kWh or therms) | Achievable Technical Potential | 0 | 0 | 0.086736 | 0.08636 | 0.085975 | 0.085577 | 0.085163 | 0.084743 | 0.084329 | 0.083923 | 0.083528 | 0.083148 | 0.082786 | 0.082445 | 0.08212 | 0.081809 | 0.081507 | 0.08121 | 0.080925 | 0.080638 | 0.080349 | 0.080057 | 0
F2_Industrial_Instruments_Existing_Process_Natural Gas_Steam System Efficiency Improvements_A_Achievable Technical Potential | F2 | Industrial | Instruments | Existing | Process | Natural Gas | Steam System Efficiency Improvements | A | Integrated Unit Summer Peak Savings (kW) | Achievable Technical Potential | 0 | 0 | 0 | 0 | 0 | 0 | 0 | 0 | 0 | 0 | 0 | 0 | 0 | 0 | 0 | 0 | 0 | 0 | 0 | 0 | 0 | 0 | 0
F3_Industrial_Instruments_Existing_Process_Natural Gas_Steam System Efficiency Improvements_A_Achievable Technical Potential | F3 | Industrial | Instruments | Existing | Process | Natural Gas | Steam System Efficiency Improvements | A | Integrated Unit Winter Peak Savings (kW) | Achievable Technical Potential | 0 | 0 | 0 | 0 | 0 | 0 | 0 | 0 | 0 | 0 | 0 | 0 | 0 | 0 | 0 | 0 | 0 | 0 | 0 | 0 | 0 | 0 | 0
F4_Industrial_Instruments_Existing_Process_Natural Gas_Steam System Efficiency Improvements_A_Achievable Technical Potential | F4 | Industrial | Instruments | Existing | Process | Natural Gas | Steam System Efficiency Improvements | A | Incremental Energy Savings (MWh or mTherms) | Achievable Technical Potential | 0 | 0 | 0.00040855 | 0.00079911 | 0.0013882 | 0.0022089 | 0.003279 | 0.0045925 | 0.0061094 | 0.0077459 | 0.0093709 | 0.010811 | 0.011868 | 0.012356 | 0.012146 | 0.011209 | 0.0096499 | 0.0078142 | 0.0058519 | 0.0039674 | 0.0024821 | 0.001585 | 0
F5_Industrial_Instruments_Existing_Process_Natural Gas_Steam System Efficiency Improvements_A_Achievable Technical Potential | F5 | Industrial | Instruments | Existing | Process | Natural Gas | Steam System Efficiency Improvements | A | Incremental Summer Peak Savings (MW) | Achievable Technical Potential | 0 | 0 | 0 | 0 | 0 | 0 | 0 | 0 | 0 | 0 | 0 | 0 | 0 | 0 | 0 | 0 | 0 | 0 | 0 | 0 | 0 | 0 | 0
F6_Industrial_Instruments_Existing_Process_Natural Gas_Steam System Efficiency Improvements_A_Achievable Technical Potential | F6 | Industrial | Instruments | Existing | Process | Natural Gas | Steam System Efficiency Improvements | A | Incremental Winter Peak Savings (MW) | Achievable Technical Potential | 0 | 0 | 0 | 0 | 0 | 0 | 0 | 0 | 0 | 0 | 0 | 0 | 0 | 0 | 0 | 0 | 0 | 0 | 0 | 0 | 0 | 0 | 0
F7_Industrial_Instruments_Existing_Process_Natural Gas_Steam System Efficiency Improvements_A_Achievable Technical Potential | F7 | Industrial | Instruments | Existing | Process | Natural Gas | Steam System Efficiency Improvements | A | Cumulative Energy Savings (MWh or mTherms) | Achievable Technical Potential | 0 | 0 | 0.00040855 | 0.0012059 | 0.0025887 | 0.0047856 | 0.0080414 | 0.012594 | 0.018642 | 0.026298 | 0.035545 | 0.046194 | 0.057861 | 0.069978 | 0.081849 | 0.092748 | 0.10206 | 0.1095 | 0.11496 | 0.11853 | 0.12058 | 0.12173 | 0
F8_Industrial_Instruments_Existing_Process_Natural Gas_Steam System Efficiency Improvements_A_Achievable Technical Potential | F8 | Industrial | Instruments | Existing | Process | Natural Gas | Steam System Efficiency Improvements | A | Cumulative Summer Peak Savings (MW) | Achievable Technical Potential | 0 | 0 | 0 | 0 | 0 | 0 | 0 | 0 | 0 | 0 | 0 | 0 | 0 | 0 | 0 | 0 | 0 | 0 | 0 | 0 | 0 | 0 | 0
F9_Industrial_Instruments_Existing_Process_Natural Gas_Steam System Efficiency Improvements_A_Achievable Technical Potential | F9 | Industrial | Instruments | Existing | Process | Natural Gas | Steam System Efficiency Improvements | A | Cumulative Winter Peak Savings (MW) | Achievable Technical Potential | 0 | 0 | 0 | 0 | 0 | 0 | 0 | 0 | 0 | 0 | 0 | 0 | 0 | 0 | 0 | 0 | 0 | 0 | 0 | 0 | 0 | 0 | 0
F10_Industrial_Instruments_Existing_Process_Natural Gas_Steam System Efficiency Improvements_A_Achievable Technical Potential | F10 | Industrial | Instruments | Existing | Process | Natural Gas | Steam System Efficiency Improvements | A | Purchases (Incremental) | Achievable Technical Potential | 0 | 0 | 4.7103 | 9.2532 | 16.1463 | 25.8113 | 38.5025 | 54.1931 | 72.4465 | 92.2975 | 112.1879 | 130.0152 | 143.3537 | 149.872 | 147.9029 | 137.0196 | 118.3938 | 96.2222 | 72.313 | 49.1997 | 30.8912 | 19.7991 | 0
F11_Industrial_Instruments_Existing_Process_Natural Gas_Steam System Efficiency Improvements_A_Achievable Technical Potential | F11 | Industrial | Instruments | Existing | Process | Natural Gas | Steam System Efficiency Improvements | A | Purchases (Cumulative) | Achievable Technical Potential | 0 | 0 | 4.7103 | 13.9636 | 30.1098 | 55.9212 | 94.4237 | 148.6167 | 221.0632 | 313.3607 | 425.5486 | 555.5639 | 698.9175 | 848.7895 | 996.6924 | 1133.7119 | 1252.1057 | 1348.3279 | 1420.641 | 1469.8407 | 1500.7319 | 1520.531 | 0
F1_Industrial_Instruments_Existing_Space Heating_Natural Gas_Strategic Energy Management_A_Achievable Technical Potential | F1 | Industrial | Instruments | Existing | Space Heating | Natural Gas | Strategic Energy Management | A | Integrated Unit Energy Savings (kWh or therms) | Achievable Technical Potential | 0 | 0 | 3.207 | 3.1955 | 3.1834 | 3.1706 | 3.1569 | 3.1423 | 3.1266 | 3.1098 | 3.092 | 3.0733 | 3.0539 | 3.0338 | 3.0129 | 2.9913 | 2.9692 | 2.9481 | 2.9282 | 2.9096 | 2.8922 | 2.8761 | 0
F2_Industrial_Instruments_Existing_Space Heating_Natural Gas_Strategic Energy Management_A_Achievable Technical Potential | F2 | Industrial | Instruments | Existing | Space Heating | Natural Gas | Strategic Energy Management | A | Integrated Unit Summer Peak Savings (kW) | Achievable Technical Potential | 0 | 0 | 0 | 0 | 0 | 0 | 0 | 0 | 0 | 0 | 0 | 0 | 0 | 0 | 0 | 0 | 0 | 0 | 0 | 0 | 0 | 0 | 0
F3_Industrial_Instruments_Existing_Space Heating_Natural Gas_Strategic Energy Management_A_Achievable Technical Potential | F3 | Industrial | Instruments | Existing | Space Heating | Natural Gas | Strategic Energy Management | A | Integrated Unit Winter Peak Savings (kW) | Achievable Technical Potential | 0 | 0 | 0 | 0 | 0 | 0 | 0 | 0 | 0 | 0 | 0 | 0 | 0 | 0 | 0 | 0 | 0 | 0 | 0 | 0 | 0 | 0 | 0
F4_Industrial_Instruments_Existing_Space Heating_Natural Gas_Strategic Energy Management_A_Achievable Technical Potential | F4 | Industrial | Instruments | Existing | Space Heating | Natural Gas | Strategic Energy Management | A | Incremental Energy Savings (MWh or mTherms) | Achievable Technical Potential | 0 | 0 | 0.36187 | 0.35436 | 0.34693 | 0.33958 | 0.33229 | 0.32504 | 0.31784 | 0.31068 | 0.30358 | 0.29655 | 0.28959 | 0.28272 | 0.27594 | 0.26924 | 0.26263 | 0.25627 | 0.25016 | 0.24428 | 0.23863 | 0.23321 | 0
F5_Industrial_Instruments_Existing_Space Heating_Natural Gas_Strategic Energy Management_A_Achievable Technical Potential | F5 | Industrial | Instruments | Existing | Space Heating | Natural Gas | Strategic Energy Management | A | Incremental Summer Peak Savings (MW) | Achievable Technical Potential | 0 | 0 | 0 | 0 | 0 | 0 | 0 | 0 | 0 | 0 | 0 | 0 | 0 | 0 | 0 | 0 | 0 | 0 | 0 | 0 | 0 | 0 | 0
F6_Industrial_Instruments_Existing_Space Heating_Natural Gas_Strategic Energy Management_A_Achievable Technical Potential | F6 | Industrial | Instruments | Existing | Space Heating | Natural Gas | Strategic Energy Management | A | Incremental Winter Peak Savings (MW) | Achievable Technical Potential | 0 | 0 | 0 | 0 | 0 | 0 | 0 | 0 | 0 | 0 | 0 | 0 | 0 | 0 | 0 | 0 | 0 | 0 | 0 | 0 | 0 | 0 | 0
F7_Industrial_Instruments_Existing_Space Heating_Natural Gas_Strategic Energy Management_A_Achievable Technical Potential | F7 | Industrial | Instruments | Existing | Space Heating | Natural Gas | Strategic Energy Management | A | Cumulative Energy Savings (MWh or mTherms) | Achievable Technical Potential | 0 | 0 | 0.36187 | 0.71494 | 1.0592 | 1.3945 | 1.7208 | 2.0378 | 2.3455 | 2.6435 | 2.932 | 3.2109 | 3.4802 | 3.74 | 3.9901 | 4.2308 | 4.4621 | 4.6867 | 4.9052 | 5.1183 | 5.3264 | 5.5299 | 0
F8_Industrial_Instruments_Existing_Space Heating_Natural Gas_Strategic Energy Management_A_Achievable Technical Potential | F8 | Industrial | Instruments | Existing | Space Heating | Natural Gas | Strategic Energy Management | A | Cumulative Summer Peak Savings (MW) | Achievable Technical Potential | 0 | 0 | 0 | 0 | 0 | 0 | 0 | 0 | 0 | 0 | 0 | 0 | 0 | 0 | 0 | 0 | 0 | 0 | 0 | 0 | 0 | 0 | 0
F9_Industrial_Instruments_Existing_Space Heating_Natural Gas_Strategic Energy Management_A_Achievable Technical Potential | F9 | Industrial | Instruments | Existing | Space Heating | Natural Gas | Strategic Energy Management | A | Cumulative Winter Peak Savings (MW) | Achievable Technical Potential | 0 | 0 | 0 | 0 | 0 | 0 | 0 | 0 | 0 | 0 | 0 | 0 | 0 | 0 | 0 | 0 | 0 | 0 | 0 | 0 | 0 | 0 | 0
F10_Industrial_Instruments_Existing_Space Heating_Natural Gas_Strategic Energy Management_A_Achievable Technical Potential | F10 | Industrial | Instruments | Existing | Space Heating | Natural Gas | Strategic Energy Management | A | Purchases (Incremental) | Achievable Technical Potential | 0 | 0 | 112.8396 | 110.8941 | 108.9821 | 107.1031 | 105.2565 | 103.4418 | 101.6583 | 99.9056 | 98.183 | 96.4902 | 94.8266 | 93.1917 | 91.5849 | 90.0059 | 88.454 | 86.929 | 85.4302 | 83.9573 | 82.5097 | 81.0871 | 0
F11_Industrial_Instruments_Existing_Space Heating_Natural Gas_Strategic Energy Management_A_Achievable Technical Potential | F11 | Industrial | Instruments | Existing | Space Heating | Natural Gas | Strategic Energy Management | A | Purchases (Cumulative) | Achievable Technical Potential | 0 | 0 | 112.8396 | 223.7337 | 332.7159 | 439.819 | 545.0755 | 648.5173 | 750.1756 | 850.0812 | 948.2642 | 1044.7544 | 1139.5811 | 1232.7727 | 1324.3576 | 1414.3635 | 1502.8176 | 1589.7465 | 1675.1767 | 1759.134 | 1841.6437 | 1922.7309 | 0
F1_Industrial_Instruments_Existing_Process_Natural Gas_Strategic Energy Management_A_Achievable Technical Potential | F1 | Industrial | Instruments | Existing | Process | Natural Gas | Strategic Energy Management | A | Integrated Unit Energy Savings (kWh or therms) | Achievable Technical Potential | 0 | 0 | 1.6968 | 1.6942 | 1.6915 | 1.6888 | 1.6859 | 1.6828 | 1.6796 | 1.6763 | 1.6731 | 1.67 | 1.6671 | 1.6644 | 1.6618 | 1.6594 | 1.657 | 1.6546 | 1.6522 | 1.6498 | 1.6473 | 1.6448 | 0
F2_Industrial_Instruments_Existing_Process_Natural Gas_Strategic Energy Management_A_Achievable Technical Potential | F2 | Industrial | Instruments | Existing | Process | Natural Gas | Strategic Energy Management | A | Integrated Unit Summer Peak Savings (kW) | Achievable Technical Potential | 0 | 0 | 0 | 0 | 0 | 0 | 0 | 0 | 0 | 0 | 0 | 0 | 0 | 0 | 0 | 0 | 0 | 0 | 0 | 0 | 0 | 0 | 0
F3_Industrial_Instruments_Existing_Process_Natural Gas_Strategic Energy Management_A_Achievable Technical Potential | F3 | Industrial | Instruments | Existing | Process | Natural Gas | Strategic Energy Management | A | Integrated Unit Winter Peak Savings (kW) | Achievable Technical Potential | 0 | 0 | 0 | 0 | 0 | 0 | 0 | 0 | 0 | 0 | 0 | 0 | 0 | 0 | 0 | 0 | 0 | 0 | 0 | 0 | 0 | 0 | 0
F4_Industrial_Instruments_Existing_Process_Natural Gas_Strategic Energy Management_A_Achievable Technical Potential | F4 | Industrial | Instruments | Existing | Process | Natural Gas | Strategic Energy Management | A | Incremental Energy Savings (MWh or mTherms) | Achievable Technical Potential | 0 | 0 | 0.93499 | 0.91746 | 0.90023 | 0.88327 | 0.86655 | 0.85006 | 0.83382 | 0.81786 | 0.80221 | 0.78691 | 0.77199 | 0.75745 | 0.74325 | 0.72937 | 0.71576 | 0.70241 | 0.6893 | 0.67641 | 0.66375 | 0.65131 | 0
F5_Industrial_Instruments_Existing_Process_Natural Gas_Strategic Energy Management_A_Achievable Technical Potential | F5 | Industrial | Instruments | Existing | Process | Natural Gas | Strategic Energy Management | A | Incremental Summer Peak Savings (MW) | Achievable Technical Potential | 0 | 0 | 0 | 0 | 0 | 0 | 0 | 0 | 0 | 0 | 0 | 0 | 0 | 0 | 0 | 0 | 0 | 0 | 0 | 0 | 0 | 0 | 0
F6_Industrial_Instruments_Existing_Process_Natural Gas_Strategic Energy Management_A_Achievable Technical Potential | F6 | Industrial | Instruments | Existing | Process | Natural Gas | Strategic Energy Management | A | Incremental Winter Peak Savings (MW) | Achievable Technical Potential | 0 | 0 | 0 | 0 | 0 | 0 | 0 | 0 | 0 | 0 | 0 | 0 | 0 | 0 | 0 | 0 | 0 | 0 | 0 | 0 | 0 | 0 | 0
F7_Industrial_Instruments_Existing_Process_Natural Gas_Strategic Energy Management_A_Achievable Technical Potential | F7 | Industrial | Instruments | Existing | Process | Natural Gas | Strategic Energy Management | A | Cumulative Energy Savings (MWh or mTherms) | Achievable Technical Potential | 0 | 0 | 0.93499 | 1.851 | 2.7483 | 3.6271 | 4.4875 | 5.3294 | 6.1531 | 6.959 | 7.7478 | 8.5203 | 9.2774 | 10.0198 | 10.7477 | 11.4614 | 12.1607 | 12.8456 | 13.5162 | 14.1727 | 14.8152 | 15.4438 | 0
F8_Industrial_Instruments_Existing_Process_Natural Gas_Strategic Energy Management_A_Achievable Technical Potential | F8 | Industrial | Instruments | Existing | Process | Natural Gas | Strategic Energy Management | A | Cumulative Summer Peak Savings (MW) | Achievable Technical Potential | 0 | 0 | 0 | 0 | 0 | 0 | 0 | 0 | 0 | 0 | 0 | 0 | 0 | 0 | 0 | 0 | 0 | 0 | 0 | 0 | 0 | 0 | 0
F9_Industrial_Instruments_Existing_Process_Natural Gas_Strategic Energy Management_A_Achievable Technical Potential | F9 | Industrial | Instruments | Existing | Process | Natural Gas | Strategic Energy Management | A | Cumulative Winter Peak Savings (MW) | Achievable Technical Potential | 0 | 0 | 0 | 0 | 0 | 0 | 0 | 0 | 0 | 0 | 0 | 0 | 0 | 0 | 0 | 0 | 0 | 0 | 0 | 0 | 0 | 0 | 0
F10_Industrial_Instruments_Existing_Process_Natural Gas_Strategic Energy Management_A_Achievable Technical Potential | F10 | Industrial | Instruments | Existing | Process | Natural Gas | Strategic Energy Management | A | Purchases (Incremental) | Achievable Technical Potential | 0 | 0 | 551.0421 | 541.5414 | 532.2044 | 523.0285 | 514.0108 | 505.1485 | 496.4391 | 487.8798 | 479.468 | 471.2014 | 463.0772 | 455.0931 | 447.2467 | 439.5355 | 431.9573 | 424.5098 | 417.1907 | 409.9977 | 402.9288 | 395.9817 | 0
F11_Industrial_Instruments_Existing_Process_Natural Gas_Strategic Energy Management_A_Achievable Technical Potential | F11 | Industrial | Instruments | Existing | Process | Natural Gas | Strategic Energy Management | A | Purchases (Cumulative) | Achievable Technical Potential | 0 | 0 | 551.0421 | 1092.5835 | 1624.7879 | 2147.8164 | 2661.8272 | 3166.9757 | 3663.4148 | 4151.2945 | 4630.7626 | 5101.9639 | 5565.0411 | 6020.1342 | 6467.3809 | 6906.9164 | 7338.8738 | 7763.3835 | 8180.5742 | 8590.5719 | 8993.5007 | 9389.4824 | 0
F1_Industrial_Instruments_Existing_Miscellaneous_Natural Gas_Strategic Energy Management_A_Achievable Technical Potential | F1 | Industrial | Instruments | Existing | Miscellaneous | Natural Gas | Strategic Energy Management | A | Integrated Unit Energy Savings (kWh or therms) | Achievable Technical Potential | 0 | 0 | 1.1153 | 1.1153 | 1.1153 | 1.1153 | 1.1153 | 1.1153 | 1.1153 | 1.1153 | 1.1153 | 1.1153 | 1.1153 | 1.1153 | 1.1153 | 1.1153 | 1.1153 | 1.1153 | 1.1153 | 1.1153 | 1.1153 | 1.1153 | 0
F2_Industrial_Instruments_Existing_Miscellaneous_Natural Gas_Strategic Energy Management_A_Achievable Technical Potential | F2 | Industrial | Instruments | Existing | Miscellaneous | Natural Gas | Strategic Energy Management | A | Integrated Unit Summer Peak Savings (kW) | Achievable Technical Potential | 0 | 0 | 0 | 0 | 0 | 0 | 0 | 0 | 0 | 0 | 0 | 0 | 0 | 0 | 0 | 0 | 0 | 0 | 0 | 0 | 0 | 0 | 0
F3_Industrial_Instruments_Existing_Miscellaneous_Natural Gas_Strategic Energy Management_A_Achievable Technical Potential | F3 | Industrial | Instruments | Existing | Miscellaneous | Natural Gas | Strategic Energy Management | A | Integrated Unit Winter Peak Savings (kW) | Achievable Technical Potential | 0 | 0 | 0 | 0 | 0 | 0 | 0 | 0 | 0 | 0 | 0 | 0 | 0 | 0 | 0 | 0 | 0 | 0 | 0 | 0 | 0 | 0 | 0
F4_Industrial_Instruments_Existing_Miscellaneous_Natural Gas_Strategic Energy Management_A_Achievable Technical Potential | F4 | Industrial | Instruments | Existing | Miscellaneous | Natural Gas | Strategic Energy Management | A | Incremental Energy Savings (MWh or mTherms) | Achievable Technical Potential | 0 | 0 | 0.15364 | 0.15099 | 0.14839 | 0.14583 | 0.14332 | 0.14084 | 0.13842 | 0.13603 | 0.13368 | 0.13138 | 0.12911 | 0.12689 | 0.1247 | 0.12255 | 0.12044 | 0.11836 | 0.11632 | 0.11432 | 0.11234 | 0.11041 | 0